## Cover
Powercor
Regulatory proposal 2026-31
Conductor replacement
| Model number: | 4.08
2025-01-31
9

## Summary
Powercor
Proactive replacement of HV conductor
SUMMARY
RESULTS
[5 empty] | PV of costs | PV of benefits | NPV |  | Total capital cost
| Option |  |  |  | 2026-06-30 | 2026-06-30 | 2026-06-30 |  | 2026-06-30
| Option 1 (base case) | No change to existing practices |  |  | 0 | 0 | 0 |  | 0
| Option 2 | Proactive replacement of HV conductor |  |  | -541.0821 | 1552.7494 | 1011.6673 |  | 858.0418
NPV
| Preferred option: |  |  |  | 2026-06-30
| Option 2 | Option 2 |  |  | 1011.6673
EXPENDITURE
Capital expenditure 2026-31
| 2026-06-30 |  | 2026-27 | 2027-28 | 2028-29 | 2029-30 | 2030-31 |  | Total
| Proactive replacement of HV conductor |  | 0.40503 | 0.40503 | 0.40503 | 0.40503 | 0.40503 |  | 2.0251
SENSITIVITIES
NPV
2026-06-30
| Option 2 |  | 1011.6673
| Capex 10% higher |  | 957.5591
| Capex 10% lower |  | 1065.7756
| Total benefits 10% higher |  | 1166.9423
| Total benefits 10% lower |  | 856.3924
| Capex 10% higher & Total benefits 10% lower |  | 802.2842
End |  |  | . | . | . | . | . | . | .

## Total
Powercor
Proactive replacement of HV conductor
| Total conductor length assessed | km | 12242.5656
| Total conductor length where replacement is preferred option | km | 8375.9574
| Length replaced for 2026-31 pa | km | 3.6
| Total capital cost for feeders where option 2 is preferred | 2023-12-31 | 858041798.5506
| Weighted average unit rate ($2023/m) |  | 101092.8472
| Expenditure per year over 5 years | 2023-12-31 | 363934.25
| Expenditure per year over 5 years | 2026-06-30 | 405027.0293

## Assumptions
Powercor
Proactive replacement of HV conductor
Project
|  | Business: |  | Powercor
|  | Descripton: |  | Proactive replacement of HV conductor
|  | Date of cost inputs: | select > | December | 2023
|  | Option |  | Description
|  | Option 1 (base case) |  | No change to existing practices
|  | Option 2 |  | Proactive replacement of HV conductor
Timing & WACC
|  | Input dollars |  |  | 2023-12-31 | [input_dollars]
|  | Pre-tax real WACC |  |  | 3.5% | [real_disc]
|  | VCR date |  |  | 2023-12-31 | [vcr_date]
|  | Model start year |  |  | 2025 | [start]
|  | Analysis period (years) |  |  | 20 | [years]\
|  | Output dollars |  |  | 2026-06-30 | [output_dollars]
|  | Other benefits date |  |  | 2024-12-31 | [custval_date]
|  | Value of CO2 reductions value date |  |  | 2023-12-31
Costs
| Replace single phase bare conductor |  |  | $/m | 44.74 | Single phase
| Replace three phase bare conductor |  |  | $/m | 97.13 | Three phase
| Replace bare conductor with covered conductor |  |  | $/m | 390 | Covered
| Asset life (years) |  |  |  | 65
VNR
|  | Average to max. demand ratio based on ZSS network average |  |  | 50%
|  | Demand forecast flat after |  |  | 2034-35
|  | Average outage duration |  |  | 2 | hours | Based on network CAIDI
Other risks
SAFETY
|  | Value of statistical life |  |  | 5400000 | 2023-06-30
|  | Value of injury |  |  | 0 | 2023-12-31
Disproportionate factors applied to various bushfire and other risk valuations
|  | Harm to property from network |  |  | 1
|  | Harm to property from bushfire |  |  | 1
|  | Harm to environment |  |  | 1
|  | Safety - Public trespass |  |  | 1
|  | Safety - Single fatality or serious injury ^ |  |  | 3
|  | Safety from bushfire in HBRA |  |  | 3
|  | Safety - Multiple fatality or serious injury ^ |  |  | 6
|  | Safety from bushfire (REFCL declared areas) |  |  | 6
|  | Safety from bushfire (electric line construction areas) |  |  | 10
^ Public or employee
|  | Incident type |  |  | Value | Probability | DF selected | Description/comment
|  | Safety (fatality) |  |  | 5607473.5197 | 0 | 0 | 0
|  | Safety (injury) |  |  | 0 | 0 | 0 | 0
UNPLANNED REPLACEMENT/REPAIR
|  | Premium for failure |  |  | 20%
|  | Probability of new conductor failure |  | per m per annum | 1.0704e-06
Other benefits
| ENVIRONMENTAL | [7 empty] | 2026-27 | 2027-28 | 2028-29 | 2029-30 | 2030-31 | 2031-32
|  | Value of CO2 reductions |  |  |  | 2023-12-31 | $/kWh |  | 0.02473 | 0.022341 | 0.020196 | 0.018063 | 0.015913 | 0.013715
| CUSTOMER VALUE |  |  |  | Value
|  | Reliability in worst-served areas |  |  | 151432.8174 | 2024-12-31 | per MWh
|  | Enabling solar exports |  |  | 88.3577 | 2024-12-31 | per MWh
|  | Aesthetics |  |  | 0 | 2024-12-31 | per customer
|  | Customer value of time - residential |  |  | 0.35181 | 2024-12-31 | per customer minute
|  | Customer value of time - business |  |  | 0.35181 | 2024-12-31 | per customer minute
|  | Communication |  |  | 0 | 2024-12-31 | per customer
|  | Information accessibility |  |  | 0 | 2024-12-31 | per customer
Sensitivities
[5 empty] | Capex | Total benefits
| 1 | Capex 10% higher |  |  | 10% | 0%
| 2 | Capex 10% lower |  |  | -10% | 0%
| 3 | Total benefits 10% higher |  |  | 0% | 10%
| 4 | Total benefits 10% lower |  |  | 0% | -10%
| 5 | Capex 10% higher & Total benefits 10% lower |  |  | 10% | -10%

## Demand
Powercor
Proactive replacement of HV conductor
| Feeder | Weighted average demand (MW)
|  | 2026-27 | 2027-28 | 2028-29 | 2029-30 | 2030-31 | 2031-32 | 2032-33 | 2033-34 | 2034-35 | 2035-36 | 2036-37 | 2037-38 | 2038-39 | 2039-40 | 2040-41 | 2041-42 | 2042-43 | 2043-44 | 2044-45 | 2045-46
| AC024 | 0.162 | 0.162 | 0.162 | 0.162 | 0.162 | 0.162 | 0.162 | 0.162 | 0.169 | 0.169 | 0.169 | 0.169 | 0.169 | 0.169 | 0.169 | 0.169 | 0.169 | 0.169 | 0.169 | 0.169
| AC025 | 6.075 | 6.164 | 6.299 | 6.424 | 6.463 | 6.516 | 6.651 | 6.829 | 6.877 | 6.877 | 6.877 | 6.877 | 6.877 | 6.877 | 6.877 | 6.877 | 6.877 | 6.877 | 6.877 | 6.877
| AC031 | 1.922 | 1.932 | 1.945 | 1.962 | 1.965 | 1.975 | 1.995 | 2.008 | 2.025 | 2.025 | 2.025 | 2.025 | 2.025 | 2.025 | 2.025 | 2.025 | 2.025 | 2.025 | 2.025 | 2.025
| AL002 | 2.852 | 2.865 | 2.895 | 2.918 | 2.928 | 2.938 | 2.978 | 3.021 | 3.031 | 3.031 | 3.031 | 3.031 | 3.031 | 3.031 | 3.031 | 3.031 | 3.031 | 3.031 | 3.031 | 3.031
| AL006 | 4.382 | 4.475 | 4.575 | 4.668 | 4.728 | 4.794 | 4.893 | 5.006 | 5.072 | 5.072 | 5.072 | 5.072 | 5.072 | 5.072 | 5.072 | 5.072 | 5.072 | 5.072 | 5.072 | 5.072
| AL007 | 2.687 | 2.707 | 2.747 | 2.777 | 2.807 | 2.837 | 2.88 | 2.94 | 2.963 | 2.963 | 2.963 | 2.963 | 2.963 | 2.963 | 2.963 | 2.963 | 2.963 | 2.963 | 2.963 | 2.963
| AL011 | 3.332 | 3.352 | 3.375 | 3.385 | 3.395 | 3.408 | 3.438 | 3.461 | 3.481 | 3.481 | 3.481 | 3.481 | 3.481 | 3.481 | 3.481 | 3.481 | 3.481 | 3.481 | 3.481 | 3.481
| AL012 | 4.015 | 4.068 | 4.132 | 4.199 | 4.239 | 4.279 | 4.349 | 4.423 | 4.474 | 4.474 | 4.474 | 4.474 | 4.474 | 4.474 | 4.474 | 4.474 | 4.474 | 4.474 | 4.474 | 4.474
| AL013 | 1.213 | 1.213 | 1.223 | 1.223 | 1.226 | 1.233 | 1.233 | 1.243 | 1.253 | 1.253 | 1.253 | 1.253 | 1.253 | 1.253 | 1.253 | 1.253 | 1.253 | 1.253 | 1.253 | 1.253
| AL014 | 7.579 | 7.678 | 7.804 | 7.9 | 7.963 | 8.032 | 8.16 | 8.313 | 8.386 | 8.386 | 8.386 | 8.386 | 8.386 | 8.386 | 8.386 | 8.386 | 8.386 | 8.386 | 8.386 | 8.386
| AP001 | 3.4 | 3.483 | 3.579 | 3.669 | 3.752 | 3.832 | 3.928 | 4.031 | 4.121 | 4.121 | 4.121 | 4.121 | 4.121 | 4.121 | 4.121 | 4.121 | 4.121 | 4.121 | 4.121 | 4.121
| AP003 | 4.438 | 4.568 | 4.711 | 4.824 | 4.92 | 5.04 | 5.193 | 5.336 | 5.45 | 5.45 | 5.45 | 5.45 | 5.45 | 5.45 | 5.45 | 5.45 | 5.45 | 5.45 | 5.45 | 5.45
| AP005 | 5.454 | 5.643 | 5.83 | 6.003 | 6.156 | 6.339 | 6.575 | 6.771 | 6.912 | 6.912 | 6.912 | 6.912 | 6.912 | 6.912 | 6.912 | 6.912 | 6.912 | 6.912 | 6.912 | 6.912
| AP006 | 4.039 | 4.112 | 4.195 | 4.268 | 4.328 | 4.398 | 4.478 | 4.564 | 4.627 | 4.627 | 4.627 | 4.627 | 4.627 | 4.627 | 4.627 | 4.627 | 4.627 | 4.627 | 4.627 | 4.627
| AP007 | 2.688 | 2.761 | 2.841 | 2.901 | 2.954 | 3.024 | 3.107 | 3.197 | 3.247 | 3.247 | 3.247 | 3.247 | 3.247 | 3.247 | 3.247 | 3.247 | 3.247 | 3.247 | 3.247 | 3.247
| AP008 | 5.874 | 6.073 | 6.315 | 6.53 | 6.712 | 6.888 | 7.12 | 7.365 | 7.56 | 7.56 | 7.56 | 7.56 | 7.56 | 7.56 | 7.56 | 7.56 | 7.56 | 7.56 | 7.56 | 7.56
| AP009 | 5.223 | 5.309 | 5.408 | 5.497 | 5.573 | 5.639 | 5.731 | 5.837 | 5.896 | 5.896 | 5.896 | 5.896 | 5.896 | 5.896 | 5.896 | 5.896 | 5.896 | 5.896 | 5.896 | 5.896
| AP011 | 2.037 | 2.08 | 2.133 | 2.172 | 2.212 | 2.255 | 2.304 | 2.357 | 2.393 | 2.393 | 2.393 | 2.393 | 2.393 | 2.393 | 2.393 | 2.393 | 2.393 | 2.393 | 2.393 | 2.393
| AP012 | 1.237 | 1.267 | 1.287 | 1.31 | 1.33 | 1.35 | 1.377 | 1.4 | 1.42 | 1.42 | 1.42 | 1.42 | 1.42 | 1.42 | 1.42 | 1.42 | 1.42 | 1.42 | 1.42 | 1.42
| AP013 | 2.293 | 2.369 | 2.469 | 2.545 | 2.608 | 2.681 | 2.771 | 2.874 | 2.937 | 2.937 | 2.937 | 2.937 | 2.937 | 2.937 | 2.937 | 2.937 | 2.937 | 2.937 | 2.937 | 2.937
| AP014 | 3.995 | 4.061 | 4.137 | 4.216 | 4.276 | 4.339 | 4.425 | 4.519 | 4.579 | 4.579 | 4.579 | 4.579 | 4.579 | 4.579 | 4.579 | 4.579 | 4.579 | 4.579 | 4.579 | 4.579
| AP015 | 3.401 | 3.51 | 3.646 | 3.772 | 3.878 | 3.977 | 4.103 | 4.258 | 4.348 | 4.348 | 4.348 | 4.348 | 4.348 | 4.348 | 4.348 | 4.348 | 4.348 | 4.348 | 4.348 | 4.348
| AP017 | 5.154 | 5.254 | 5.374 | 5.474 | 5.544 | 5.628 | 5.738 | 5.851 | 5.914 | 5.914 | 5.914 | 5.914 | 5.914 | 5.914 | 5.914 | 5.914 | 5.914 | 5.914 | 5.914 | 5.914
| AP018 | 2.8 | 2.84 | 2.887 | 2.923 | 2.963 | 2.999 | 3.039 | 3.089 | 3.142 | 3.142 | 3.142 | 3.142 | 3.142 | 3.142 | 3.142 | 3.142 | 3.142 | 3.142 | 3.142 | 3.142
| AP019 | 5.175 | 5.253 | 5.266 | 5.289 | 5.299 | 5.309 | 5.322 | 5.342 | 5.355 | 5.355 | 5.355 | 5.355 | 5.355 | 5.355 | 5.355 | 5.355 | 5.355 | 5.355 | 5.355 | 5.355
| AR002 | 2.777 | 2.794 | 2.817 | 2.847 | 2.86 | 2.876 | 2.906 | 2.939 | 2.952 | 2.952 | 2.952 | 2.952 | 2.952 | 2.952 | 2.952 | 2.952 | 2.952 | 2.952 | 2.952 | 2.952
| AR003 | 4.426 | 4.479 | 4.542 | 4.595 | 4.618 | 4.651 | 4.704 | 4.78 | 4.807 | 4.807 | 4.807 | 4.807 | 4.807 | 4.807 | 4.807 | 4.807 | 4.807 | 4.807 | 4.807 | 4.807
| AR004 | 4.427 | 4.486 | 4.576 | 4.638 | 4.688 | 4.755 | 4.814 | 4.913 | 4.952 | 4.952 | 4.952 | 4.952 | 4.952 | 4.952 | 4.952 | 4.952 | 4.952 | 4.952 | 4.952 | 4.952
| AR005 | 2.857 | 2.884 | 2.927 | 2.957 | 2.977 | 2.997 | 3.04 | 3.083 | 3.103 | 3.103 | 3.103 | 3.103 | 3.103 | 3.103 | 3.103 | 3.103 | 3.103 | 3.103 | 3.103 | 3.103
| AR006 | 4.743 | 4.799 | 4.869 | 4.922 | 4.965 | 5.008 | 5.068 | 5.124 | 5.167 | 5.167 | 5.167 | 5.167 | 5.167 | 5.167 | 5.167 | 5.167 | 5.167 | 5.167 | 5.167 | 5.167
| AR007 | 4.108 | 4.142 | 4.162 | 4.168 | 4.172 | 4.175 | 4.205 | 4.255 | 4.265 | 4.265 | 4.265 | 4.265 | 4.265 | 4.265 | 4.265 | 4.265 | 4.265 | 4.265 | 4.265 | 4.265
| AR009 | 3.046 | 3.079 | 3.129 | 3.162 | 3.192 | 3.218 | 3.261 | 3.321 | 3.354 | 3.354 | 3.354 | 3.354 | 3.354 | 3.354 | 3.354 | 3.354 | 3.354 | 3.354 | 3.354 | 3.354
| AR010 | 4.426 | 4.553 | 4.703 | 4.826 | 4.912 | 5.029 | 5.196 | 5.332 | 5.427 | 5.427 | 5.427 | 5.427 | 5.427 | 5.427 | 5.427 | 5.427 | 5.427 | 5.427 | 5.427 | 5.427
| AR011 | 3.815 | 3.885 | 3.972 | 4.022 | 4.048 | 4.108 | 4.211 | 4.281 | 4.315 | 4.315 | 4.315 | 4.315 | 4.315 | 4.315 | 4.315 | 4.315 | 4.315 | 4.315 | 4.315 | 4.315
| AR012 | 4.24 | 4.303 | 4.386 | 4.459 | 4.509 | 4.558 | 4.641 | 4.724 | 4.774 | 4.774 | 4.774 | 4.774 | 4.774 | 4.774 | 4.774 | 4.774 | 4.774 | 4.774 | 4.774 | 4.774
| AR013 | 2.143 | 2.156 | 2.179 | 2.199 | 2.206 | 2.209 | 2.232 | 2.259 | 2.259 | 2.259 | 2.259 | 2.259 | 2.259 | 2.259 | 2.259 | 2.259 | 2.259 | 2.259 | 2.259 | 2.259
| ART023 | 4.828 | 4.799 | 4.796 | 4.783 | 4.743 | 4.734 | 4.738 | 4.732 | 4.702 | 4.702 | 4.702 | 4.702 | 4.702 | 4.702 | 4.702 | 4.702 | 4.702 | 4.702 | 4.702 | 4.702
| ART031 | 3.693 | 3.67 | 3.673 | 3.67 | 3.653 | 3.637 | 3.64 | 3.667 | 3.664 | 3.664 | 3.664 | 3.664 | 3.664 | 3.664 | 3.664 | 3.664 | 3.664 | 3.664 | 3.664 | 3.664
| ART033 | 5.511 | 5.554 | 5.619 | 5.666 | 5.662 | 5.675 | 5.744 | 5.833 | 5.81 | 5.81 | 5.81 | 5.81 | 5.81 | 5.81 | 5.81 | 5.81 | 5.81 | 5.81 | 5.81 | 5.81
| ART034 | 5.114 | 5.124 | 5.147 | 5.16 | 5.15 | 5.14 | 5.163 | 5.206 | 5.196 | 5.196 | 5.196 | 5.196 | 5.196 | 5.196 | 5.196 | 5.196 | 5.196 | 5.196 | 5.196 | 5.196
| AWT011 | 1.33 | 3.09 | 4.66 | 5.28 | 5.91 | 6.4 | 6.5 | 6.5 | 6.5 | 6.5 | 6.5 | 6.5 | 6.5 | 6.5 | 6.5 | 6.5 | 6.5 | 6.5 | 6.5 | 6.5
| AWT021 | 1.33 | 3.09 | 4.66 | 5.28 | 5.91 | 6.4 | 6.5 | 6.5 | 6.5 | 6.5 | 6.5 | 6.5 | 6.5 | 6.5 | 6.5 | 6.5 | 6.5 | 6.5 | 6.5 | 6.5
| B002 | 2.2 | 2.246 | 2.299 | 2.342 | 2.388 | 2.431 | 2.48 | 2.523 | 2.566 | 2.566 | 2.566 | 2.566 | 2.566 | 2.566 | 2.566 | 2.566 | 2.566 | 2.566 | 2.566 | 2.566
| B003 | 1.732 | 1.768 | 1.824 | 1.87 | 1.896 | 1.929 | 1.985 | 2.054 | 2.077 | 2.077 | 2.077 | 2.077 | 2.077 | 2.077 | 2.077 | 2.077 | 2.077 | 2.077 | 2.077 | 2.077
| B004 | 3.33 | 3.453 | 3.589 | 3.702 | 3.798 | 3.918 | 4.071 | 4.21 | 4.306 | 4.306 | 4.306 | 4.306 | 4.306 | 4.306 | 4.306 | 4.306 | 4.306 | 4.306 | 4.306 | 4.306
| B005 | 3.307 | 3.382 | 3.415 | 3.438 | 3.438 | 3.441 | 3.477 | 3.523 | 3.52 | 3.52 | 3.52 | 3.52 | 3.52 | 3.52 | 3.52 | 3.52 | 3.52 | 3.52 | 3.52 | 3.52
| B006 | 2.09 | 2.123 | 2.163 | 2.196 | 2.229 | 2.259 | 2.292 | 2.335 | 2.368 | 2.368 | 2.368 | 2.368 | 2.368 | 2.368 | 2.368 | 2.368 | 2.368 | 2.368 | 2.368 | 2.368
| B011 | 4.459 | 4.499 | 4.549 | 4.592 | 4.612 | 4.635 | 4.685 | 4.732 | 4.752 | 4.752 | 4.752 | 4.752 | 4.752 | 4.752 | 4.752 | 4.752 | 4.752 | 4.752 | 4.752 | 4.752
| B012 | 14.055 | 14.301 | 14.55 | 14.776 | 14.972 | 15.191 | 15.45 | 15.709 | 15.938 | 15.938 | 15.938 | 15.938 | 15.938 | 15.938 | 15.938 | 15.938 | 15.938 | 15.938 | 15.938 | 15.938
| B013 | 3.292 | 3.365 | 3.468 | 3.545 | 3.618 | 3.691 | 3.784 | 3.887 | 3.957 | 3.957 | 3.957 | 3.957 | 3.957 | 3.957 | 3.957 | 3.957 | 3.957 | 3.957 | 3.957 | 3.957
| B014 | 2.434 | 2.497 | 2.57 | 2.633 | 2.693 | 2.746 | 2.816 | 2.896 | 2.945 | 2.945 | 2.945 | 2.945 | 2.945 | 2.945 | 2.945 | 2.945 | 2.945 | 2.945 | 2.945 | 2.945
| B015 | 0 | 0 | 0 | 0 | 0 | 0 | 0 | 0 | 0 | 0 | 0 | 0 | 0 | 0 | 0 | 0 | 0 | 0 | 0 | 0
| B016 | 1.931 | 1.961 | 1.994 | 2.014 | 2.034 | 2.067 | 2.097 | 2.13 | 2.143 | 2.143 | 2.143 | 2.143 | 2.143 | 2.143 | 2.143 | 2.143 | 2.143 | 2.143 | 2.143 | 2.143
| B021 | 4.682 | 4.742 | 4.819 | 4.875 | 4.925 | 4.975 | 5.052 | 5.12 | 5.164 | 5.164 | 5.164 | 5.164 | 5.164 | 5.164 | 5.164 | 5.164 | 5.164 | 5.164 | 5.164 | 5.164
| B025 | 2.579 | 2.642 | 2.715 | 2.781 | 2.834 | 2.897 | 2.97 | 3.053 | 3.106 | 3.106 | 3.106 | 3.106 | 3.106 | 3.106 | 3.106 | 3.106 | 3.106 | 3.106 | 3.106 | 3.106
| B026_B027 | 3.687 | 3.77 | 3.903 | 4.006 | 4.036 | 4.089 | 4.225 | 4.388 | 4.398 | 4.398 | 4.398 | 4.398 | 4.398 | 4.398 | 4.398 | 4.398 | 4.398 | 4.398 | 4.398 | 4.398
| BAE011 | 11.883 | 12.029 | 12.255 | 12.443 | 12.521 | 12.647 | 12.855 | 13.103 | 13.279 | 13.279 | 13.279 | 13.279 | 13.279 | 13.279 | 13.279 | 13.279 | 13.279 | 13.279 | 13.279 | 13.279
| BAE012 | 11.54 | 11.723 | 11.933 | 12.082 | 12.192 | 12.355 | 12.631 | 12.818 | 12.846 | 12.846 | 12.846 | 12.846 | 12.846 | 12.846 | 12.846 | 12.846 | 12.846 | 12.846 | 12.846 | 12.846
| BAE021 | 0 | 0 | 3.512 | 3.578 | 3.615 | 3.655 | 3.738 | 3.828 | 3.887 | 3.887 | 3.887 | 3.887 | 3.887 | 3.887 | 3.887 | 3.887 | 3.887 | 3.887 | 3.887 | 3.887
| BAE022 | 11.254 | 11.576 | 11.924 | 12.249 | 12.494 | 12.769 | 13.121 | 13.52 | 13.799 | 13.799 | 13.799 | 13.799 | 13.799 | 13.799 | 13.799 | 13.799 | 13.799 | 13.799 | 13.799 | 13.799
| BAN001 | 5.902 | 5.888 | 5.887 | 5.86 | 5.826 | 5.812 | 5.838 | 5.85 | 5.799 | 5.799 | 5.799 | 5.799 | 5.799 | 5.799 | 5.799 | 5.799 | 5.799 | 5.799 | 5.799 | 5.799
| BAN002 | 9.422 | 9.472 | 9.545 | 9.606 | 9.62 | 9.676 | 9.774 | 9.845 | 9.883 | 9.883 | 9.883 | 9.883 | 9.883 | 9.883 | 9.883 | 9.883 | 9.883 | 9.883 | 9.883 | 9.883
| BAN003 | 9.22 | 9.443 | 9.738 | 9.94 | 10.113 | 10.336 | 10.637 | 10.903 | 11.04 | 11.04 | 11.04 | 11.04 | 11.04 | 11.04 | 11.04 | 11.04 | 11.04 | 11.04 | 11.04 | 11.04
| BAN004 | 9.899 | 9.913 | 9.959 | 9.963 | 9.953 | 9.973 | 10.049 | 10.099 | 10.079 | 10.079 | 10.079 | 10.079 | 10.079 | 10.079 | 10.079 | 10.079 | 10.079 | 10.079 | 10.079 | 10.079
| BAN005 | 8.233 | 8.146 | 8.053 | 7.976 | 7.889 | 7.834 | 7.816 | 7.826 | 7.806 | 7.806 | 7.806 | 7.806 | 7.806 | 7.806 | 7.806 | 7.806 | 7.806 | 7.806 | 7.806 | 7.806
| BAN006 | 10.393 | 10.505 | 10.661 | 10.803 | 10.847 | 10.926 | 11.095 | 11.32 | 11.408 | 11.408 | 11.408 | 11.408 | 11.408 | 11.408 | 11.408 | 11.408 | 11.408 | 11.408 | 11.408 | 11.408
| BAN007 | 9.693 | 1.016 | 1.036 | 1.046 | 1.056 | 1.066 | 1.096 | 1.106 | 1.113 | 1.113 | 1.113 | 1.113 | 1.113 | 1.113 | 1.113 | 1.113 | 1.113 | 1.113 | 1.113 | 1.113
| BAN008 | 8.414 | 0.083 | 0.083 | 0.086 | 0.093 | 0.093 | 0.093 | 0.093 | 0.093 | 0.093 | 0.093 | 0.093 | 0.093 | 0.093 | 0.093 | 0.093 | 0.093 | 0.093 | 0.093 | 0.093
| BAN009 | 9.291 | 9.329 | 9.396 | 9.476 | 9.467 | 9.484 | 9.578 | 9.708 | 9.743 | 9.743 | 9.743 | 9.743 | 9.743 | 9.743 | 9.743 | 9.743 | 9.743 | 9.743 | 9.743 | 9.743
| BAN011 | 13.266 | 13.551 | 13.996 | 14.404 | 14.512 | 14.665 | 15.106 | 15.676 | 15.824 | 15.824 | 15.824 | 15.824 | 15.824 | 15.824 | 15.824 | 15.824 | 15.824 | 15.824 | 15.824 | 15.824
| BAN013 | 10.593 | 10.743 | 10.946 | 11.125 | 11.284 | 11.503 | 11.812 | 12.082 | 12.249 | 12.249 | 12.249 | 12.249 | 12.249 | 12.249 | 12.249 | 12.249 | 12.249 | 12.249 | 12.249 | 12.249
| BAN015 | 11.914 | 8.481 | 8.664 | 8.796 | 8.873 | 8.973 | 9.143 | 9.374 | 9.519 | 9.519 | 9.519 | 9.519 | 9.519 | 9.519 | 9.519 | 9.519 | 9.519 | 9.519 | 9.519 | 9.519
| BAS011 | 18.915 | 11.467 | 11.749 | 12.001 | 12.16 | 12.339 | 12.627 | 12.935 | 13.125 | 13.125 | 13.125 | 13.125 | 13.125 | 13.125 | 13.125 | 13.125 | 13.125 | 13.125 | 13.125 | 13.125
| BAS012 | 6.833 | 6.236 | 6.252 | 6.248 | 6.231 | 6.257 | 6.304 | 6.337 | 6.34 | 6.34 | 6.34 | 6.34 | 6.34 | 6.34 | 6.34 | 6.34 | 6.34 | 6.34 | 6.34 | 6.34
| BAS014 | 8.546 | 16.365 | 17.354 | 17.3 | 17.202 | 17.165 | 17.175 | 17.184 | 17.118 | 17.118 | 17.118 | 17.118 | 17.118 | 17.118 | 17.118 | 17.118 | 17.118 | 17.118 | 17.118 | 17.118
| BAS021 | 5.356 | 5.429 | 5.542 | 5.604 | 5.65 | 5.753 | 5.883 | 5.982 | 6.045 | 6.045 | 6.045 | 6.045 | 6.045 | 6.045 | 6.045 | 6.045 | 6.045 | 6.045 | 6.045 | 6.045
| BAS022 | 11.78 | 11.938 | 12.188 | 8.844 | 8.928 | 9.038 | 9.234 | 9.464 | 9.612 | 9.612 | 9.612 | 9.612 | 9.612 | 9.612 | 9.612 | 9.612 | 9.612 | 9.612 | 9.612 | 9.612
| BAS023 | 7.874 | 1.989 | 2.029 | 2.055 | 2.068 | 2.108 | 2.158 | 2.191 | 2.211 | 2.211 | 2.211 | 2.211 | 2.211 | 2.211 | 2.211 | 2.211 | 2.211 | 2.211 | 2.211 | 2.211
| BAS024 | 14.676 | 9.53 | 9.825 | 10.11 | 10.349 | 10.604 | 10.933 | 11.309 | 11.578 | 11.578 | 11.578 | 11.578 | 11.578 | 11.578 | 11.578 | 11.578 | 11.578 | 11.578 | 11.578 | 11.578
| BAS031 | 0 | 0 | 0 | 0 | 0 | 0 | 0 | 0 | 0 | 0 | 0 | 0 | 0 | 0 | 0 | 0 | 0 | 0 | 0 | 0
| BAS032 | 11.251 | 11.298 | 11.443 | 11.532 | 11.597 | 11.719 | 11.894 | 12.077 | 12.209 | 12.209 | 12.209 | 12.209 | 12.209 | 12.209 | 12.209 | 12.209 | 12.209 | 12.209 | 12.209 | 12.209
| BAS033 | 9.72 | 7.974 | 8.184 | 8.383 | 8.552 | 8.754 | 9.053 | 9.379 | 9.614 | 9.614 | 9.614 | 9.614 | 9.614 | 9.614 | 9.614 | 9.614 | 9.614 | 9.614 | 9.614 | 9.614
| BAS034 | 10.507 | 10.647 | 10.831 | 10.992 | 11.096 | 11.213 | 11.404 | 11.656 | 11.802 | 11.802 | 11.802 | 11.802 | 11.802 | 11.802 | 11.802 | 11.802 | 11.802 | 11.802 | 11.802 | 11.802
| BBD013 | 11.642 | 11.785 | 12.025 | 12.207 | 12.244 | 12.307 | 12.55 | 12.866 | 12.899 | 12.899 | 12.899 | 12.899 | 12.899 | 12.899 | 12.899 | 12.899 | 12.899 | 12.899 | 12.899 | 12.899
| BBD014 | 11.255 | 11.169 | 11.126 | 11.063 | 10.937 | 10.827 | 10.807 | 10.81 | 10.711 | 10.711 | 10.711 | 10.711 | 10.711 | 10.711 | 10.711 | 10.711 | 10.711 | 10.711 | 10.711 | 10.711
| BBD021 | 7.949 | 7.989 | 8.095 | 8.168 | 8.148 | 8.148 | 8.264 | 8.42 | 8.407 | 8.407 | 8.407 | 8.407 | 8.407 | 8.407 | 8.407 | 8.407 | 8.407 | 8.407 | 8.407 | 8.407
| BBD022 | 6.529 | 6.466 | 6.426 | 6.376 | 6.3 | 6.23 | 6.2 | 6.19 | 6.137 | 6.137 | 6.137 | 6.137 | 6.137 | 6.137 | 6.137 | 6.137 | 6.137 | 6.137 | 6.137 | 6.137
| BC002 | 4.801 | 6.757 | 7.298 | 7.321 | 7.331 | 7.335 | 7.332 | 7.325 | 7.282 | 7.282 | 7.282 | 7.282 | 7.282 | 7.282 | 7.282 | 7.282 | 7.282 | 7.282 | 7.282 | 7.282
| BC003 | 6.922 | 4.483 | 4.529 | 4.565 | 4.575 | 4.596 | 4.636 | 4.682 | 4.672 | 4.672 | 4.672 | 4.672 | 4.672 | 4.672 | 4.672 | 4.672 | 4.672 | 4.672 | 4.672 | 4.672
| BC006 | 2.537 | 2.607 | 2.67 | 2.727 | 2.77 | 2.83 | 2.903 | 2.973 | 3.023 | 3.023 | 3.023 | 3.023 | 3.023 | 3.023 | 3.023 | 3.023 | 3.023 | 3.023 | 3.023 | 3.023
| BC007 | 5.284 | 5.282 | 5.295 | 5.292 | 5.289 | 5.282 | 5.292 | 5.325 | 5.316 | 5.316 | 5.316 | 5.316 | 5.316 | 5.316 | 5.316 | 5.316 | 5.316 | 5.316 | 5.316 | 5.316
| BC011 | 2.871 | 2.928 | 2.998 | 3.051 | 3.094 | 3.141 | 3.204 | 3.267 | 3.304 | 3.304 | 3.304 | 3.304 | 3.304 | 3.304 | 3.304 | 3.304 | 3.304 | 3.304 | 3.304 | 3.304
| BC012 | 3.733 | 3.774 | 3.834 | 3.891 | 3.931 | 3.975 | 4.032 | 4.109 | 4.159 | 4.159 | 4.159 | 4.159 | 4.159 | 4.159 | 4.159 | 4.159 | 4.159 | 4.159 | 4.159 | 4.159
| BC013 | 4.178 | 4.268 | 4.371 | 4.448 | 4.498 | 4.575 | 4.685 | 4.787 | 4.838 | 4.838 | 4.838 | 4.838 | 4.838 | 4.838 | 4.838 | 4.838 | 4.838 | 4.838 | 4.838 | 4.838
| BC014 | 2.257 | 2.307 | 2.36 | 2.403 | 2.446 | 2.496 | 2.546 | 2.599 | 2.642 | 2.642 | 2.642 | 2.642 | 2.642 | 2.642 | 2.642 | 2.642 | 2.642 | 2.642 | 2.642 | 2.642
| BC015 | 3.08 | 3.196 | 3.32 | 3.422 | 3.518 | 3.625 | 3.784 | 3.921 | 4.005 | 4.005 | 4.005 | 4.005 | 4.005 | 4.005 | 4.005 | 4.005 | 4.005 | 4.005 | 4.005 | 4.005
| BC019 | 6.051 | 6.004 | 5.967 | 5.937 | 5.883 | 5.833 | 5.799 | 5.772 | 5.739 | 5.739 | 5.739 | 5.739 | 5.739 | 5.739 | 5.739 | 5.739 | 5.739 | 5.739 | 5.739 | 5.739
| BC020 | 2.242 | 2.292 | 2.345 | 2.379 | 2.405 | 2.445 | 2.505 | 2.565 | 2.612 | 2.612 | 2.612 | 2.612 | 2.612 | 2.612 | 2.612 | 2.612 | 2.612 | 2.612 | 2.612 | 2.612
| BC022 | 2.101 | 2.154 | 2.224 | 2.277 | 2.317 | 2.36 | 2.423 | 2.496 | 2.536 | 2.536 | 2.536 | 2.536 | 2.536 | 2.536 | 2.536 | 2.536 | 2.536 | 2.536 | 2.536 | 2.536
| BC024 | 5.775 | 5.802 | 5.832 | 5.838 | 5.835 | 5.851 | 5.892 | 5.945 | 5.945 | 5.945 | 5.945 | 5.945 | 5.945 | 5.945 | 5.945 | 5.945 | 5.945 | 5.945 | 5.945 | 5.945
| BET001 | 13.706 | 13.841 | 14.034 | 14.19 | 14.296 | 14.399 | 14.602 | 14.834 | 14.975 | 14.975 | 14.975 | 14.975 | 14.975 | 14.975 | 14.975 | 14.975 | 14.975 | 14.975 | 14.975 | 14.975
| BET002 | 6.405 | 6.458 | 6.551 | 6.617 | 6.66 | 6.714 | 6.817 | 6.947 | 7.028 | 7.028 | 7.028 | 7.028 | 7.028 | 7.028 | 7.028 | 7.028 | 7.028 | 7.028 | 7.028 | 7.028
| BET003 | 2.667 | 2.671 | 2.679 | 2.683 | 2.68 | 2.681 | 2.702 | 2.716 | 2.717 | 2.717 | 2.717 | 2.717 | 2.717 | 2.717 | 2.717 | 2.717 | 2.717 | 2.717 | 2.717 | 2.717
| BET004 | 9.447 | 9.57 | 9.73 | 9.864 | 9.953 | 10.047 | 10.22 | 10.41 | 10.53 | 10.53 | 10.53 | 10.53 | 10.53 | 10.53 | 10.53 | 10.53 | 10.53 | 10.53 | 10.53 | 10.53
| BET005 | 11.191 | 11.38 | 11.636 | 11.851 | 11.981 | 12.14 | 12.419 | 12.758 | 12.924 | 12.924 | 12.924 | 12.924 | 12.924 | 12.924 | 12.924 | 12.924 | 12.924 | 12.924 | 12.924 | 12.924
| BET006 | 15.345 | 15.551 | 15.825 | 16.081 | 16.224 | 16.404 | 16.724 | 17.039 | 17.258 | 17.258 | 17.258 | 17.258 | 17.258 | 17.258 | 17.258 | 17.258 | 17.258 | 17.258 | 17.258 | 17.258
| BET007 | 12.741 | 13.025 | 13.333 | 13.626 | 13.821 | 14.05 | 14.423 | 14.841 | 15.09 | 15.09 | 15.09 | 15.09 | 15.09 | 15.09 | 15.09 | 15.09 | 15.09 | 15.09 | 15.09 | 15.09
| BET008 | 9.07 | 9.08 | 9.126 | 9.182 | 9.216 | 9.245 | 9.349 | 9.439 | 9.476 | 9.476 | 9.476 | 9.476 | 9.476 | 9.476 | 9.476 | 9.476 | 9.476 | 9.476 | 9.476 | 9.476
| BGO011 | 3.733 | 3.706 | 3.682 | 3.662 | 3.632 | 3.602 | 3.585 | 3.568 | 3.559 | 3.559 | 3.559 | 3.559 | 3.559 | 3.559 | 3.559 | 3.559 | 3.559 | 3.559 | 3.559 | 3.559
| BGO012 | 6.369 | 6.372 | 6.398 | 6.408 | 6.401 | 6.401 | 6.447 | 6.496 | 6.507 | 6.507 | 6.507 | 6.507 | 6.507 | 6.507 | 6.507 | 6.507 | 6.507 | 6.507 | 6.507 | 6.507
| BGO013 | 7.065 | 7.245 | 7.458 | 7.645 | 7.794 | 7.974 | 8.2 | 8.467 | 8.643 | 8.643 | 8.643 | 8.643 | 8.643 | 8.643 | 8.643 | 8.643 | 8.643 | 8.643 | 8.643 | 8.643
| BGO014 | 2.971 | 2.941 | 2.928 | 2.908 | 2.871 | 2.834 | 2.804 | 2.787 | 2.756 | 2.756 | 2.756 | 2.756 | 2.756 | 2.756 | 2.756 | 2.756 | 2.756 | 2.756 | 2.756 | 2.756
| BGO022 | 8.963 | 9.006 | 9.092 | 9.149 | 9.162 | 9.202 | 9.333 | 9.469 | 9.52 | 9.52 | 9.52 | 9.52 | 9.52 | 9.52 | 9.52 | 9.52 | 9.52 | 9.52 | 9.52 | 9.52
| BGO023 | 10.783 | 10.955 | 11.159 | 11.352 | 11.501 | 11.647 | 11.879 | 12.139 | 12.328 | 12.328 | 12.328 | 12.328 | 12.328 | 12.328 | 12.328 | 12.328 | 12.328 | 12.328 | 12.328 | 12.328
| BGO024 | 5.905 | 5.845 | 5.821 | 5.798 | 5.738 | 5.675 | 5.649 | 5.626 | 5.526 | 5.526 | 5.526 | 5.526 | 5.526 | 5.526 | 5.526 | 5.526 | 5.526 | 5.526 | 5.526 | 5.526
| BK002 | 2.749 | 2.842 | 0 | 0 | 0 | 0 | 0 | 0 | 0 | 0 | 0 | 0 | 0 | 0 | 0 | 0 | 0 | 0 | 0 | 0
| BK003 | 1.551 | 1.571 | 0 | 0 | 0 | 0 | 0 | 0 | 0 | 0 | 0 | 0 | 0 | 0 | 0 | 0 | 0 | 0 | 0 | 0
| BK004 | 2.449 | 2.509 | 0 | 0 | 0 | 0 | 0 | 0 | 0 | 0 | 0 | 0 | 0 | 0 | 0 | 0 | 0 | 0 | 0 | 0
| BK005 | 1.195 | 1.238 | 0 | 0 | 0 | 0 | 0 | 0 | 0 | 0 | 0 | 0 | 0 | 0 | 0 | 0 | 0 | 0 | 0 | 0
| BK006 | 0.838 | 0.865 | 0 | 0 | 0 | 0 | 0 | 0 | 0 | 0 | 0 | 0 | 0 | 0 | 0 | 0 | 0 | 0 | 0 | 0
| BK007 | 2.03 | 2.087 | 0 | 0 | 0 | 0 | 0 | 0 | 0 | 0 | 0 | 0 | 0 | 0 | 0 | 0 | 0 | 0 | 0 | 0
| BK009 | 2.174 | 2.224 | 0 | 0 | 0 | 0 | 0 | 0 | 0 | 0 | 0 | 0 | 0 | 0 | 0 | 0 | 0 | 0 | 0 | 0
| BK010 | 2.586 | 2.803 | 0 | 0 | 0 | 0 | 0 | 0 | 0 | 0 | 0 | 0 | 0 | 0 | 0 | 0 | 0 | 0 | 0 | 0
| BK011 | 3.208 | 3.251 | 0 | 0 | 0 | 0 | 0 | 0 | 0 | 0 | 0 | 0 | 0 | 0 | 0 | 0 | 0 | 0 | 0 | 0
| BLT016 | 12.303 | 12.48 | 12.7 | 12.869 | 12.972 | 13.136 | 13.373 | 13.606 | 13.691 | 13.691 | 13.691 | 13.691 | 13.691 | 13.691 | 13.691 | 13.691 | 13.691 | 13.691 | 13.691 | 13.691
| BLT017 | 8.939 | 8.952 | 8.968 | 9.053 | 9.095 | 9.148 | 9.25 | 9.364 | 9.396 | 9.396 | 9.396 | 9.396 | 9.396 | 9.396 | 9.396 | 9.396 | 9.396 | 9.396 | 9.396 | 9.396
| BLT020 | 7.751 | 7.953 | 8.162 | 8.361 | 8.547 | 8.733 | 8.939 | 9.145 | 9.334 | 9.334 | 9.334 | 9.334 | 9.334 | 9.334 | 9.334 | 9.334 | 9.334 | 9.334 | 9.334 | 9.334
| BLT021 | 7.604 | 7.634 | 7.687 | 7.733 | 7.757 | 7.767 | 7.82 | 7.889 | 7.906 | 7.906 | 7.906 | 7.906 | 7.906 | 7.906 | 7.906 | 7.906 | 7.906 | 7.906 | 7.906 | 7.906
| BLT022 | 6.821 | 6.903 | 7.051 | 7.11 | 7.117 | 7.2 | 7.372 | 7.524 | 7.487 | 7.487 | 7.487 | 7.487 | 7.487 | 7.487 | 7.487 | 7.487 | 7.487 | 7.487 | 7.487 | 7.487
| BLT030 | 6.372 | 6.438 | 6.538 | 6.606 | 6.646 | 6.692 | 6.795 | 6.931 | 6.99 | 6.99 | 6.99 | 6.99 | 6.99 | 6.99 | 6.99 | 6.99 | 6.99 | 6.99 | 6.99 | 6.99
| BLT031 | 2.145 | 2.165 | 2.205 | 2.235 | 2.245 | 2.255 | 2.295 | 2.338 | 2.341 | 2.341 | 2.341 | 2.341 | 2.341 | 2.341 | 2.341 | 2.341 | 2.341 | 2.341 | 2.341 | 2.341
| BMH003 | 7.457 | 7.71 | 7.98 | 8.193 | 8.386 | 8.636 | 8.978 | 9.292 | 9.472 | 9.472 | 9.472 | 9.472 | 9.472 | 9.472 | 9.472 | 9.472 | 9.472 | 9.472 | 9.472 | 9.472
| BMH004 | 8.577 | 8.893 | 9.272 | 9.622 | 9.942 | 10.282 | 10.714 | 11.215 | 11.625 | 11.625 | 11.625 | 11.625 | 11.625 | 11.625 | 11.625 | 11.625 | 11.625 | 11.625 | 11.625 | 11.625
| BMH005 | 10.585 | 10.947 | 11.365 | 11.771 | 12.113 | 12.5 | 12.968 | 13.496 | 13.922 | 13.922 | 13.922 | 13.922 | 13.922 | 13.922 | 13.922 | 13.922 | 13.922 | 13.922 | 13.922 | 13.922
| BMH006 | 4.767 | 4.791 | 4.862 | 4.939 | 4.99 | 5.041 | 5.158 | 5.272 | 5.356 | 5.356 | 5.356 | 5.356 | 5.356 | 5.356 | 5.356 | 5.356 | 5.356 | 5.356 | 5.356 | 5.356
| BQ011 | 0.01 | 0.01 | 0.01 | 0.01 | 0.01 | 0.01 | 0.01 | 0.01 | 0.01 | 0.01 | 0.01 | 0.01 | 0.01 | 0.01 | 0.01 | 0.01 | 0.01 | 0.01 | 0.01 | 0.01
| BQ012 | 3.487 | 3.49 | 3.5 | 3.49 | 3.48 | 3.49 | 3.503 | 3.523 | 3.523 | 3.523 | 3.523 | 3.523 | 3.523 | 3.523 | 3.523 | 3.523 | 3.523 | 3.523 | 3.523 | 3.523
| BQ013 | 4.137 | 4.167 | 4.197 | 4.237 | 4.243 | 4.273 | 4.316 | 4.359 | 4.402 | 4.402 | 4.402 | 4.402 | 4.402 | 4.402 | 4.402 | 4.402 | 4.402 | 4.402 | 4.402 | 4.402
| BQ014 | 3.24 | 3.243 | 3.263 | 3.273 | 3.27 | 3.273 | 3.3 | 3.333 | 3.343 | 3.343 | 3.343 | 3.343 | 3.343 | 3.343 | 3.343 | 3.343 | 3.343 | 3.343 | 3.343 | 3.343
| BQ017 | 9.584 | 9.736 | 9.875 | 9.953 | 9.992 | 10.062 | 10.27 | 10.496 | 10.486 | 10.486 | 10.486 | 10.486 | 10.486 | 10.486 | 10.486 | 10.486 | 10.486 | 10.486 | 10.486 | 10.486
| BQ021 | 3.286 | 3.31 | 3.313 | 3.316 | 3.316 | 3.316 | 3.326 | 3.336 | 3.339 | 3.339 | 3.339 | 3.339 | 3.339 | 3.339 | 3.339 | 3.339 | 3.339 | 3.339 | 3.339 | 3.339
| BQ024 | 3.083 | 3.073 | 3.073 | 3.07 | 3.053 | 3.05 | 3.053 | 3.07 | 3.073 | 3.073 | 3.073 | 3.073 | 3.073 | 3.073 | 3.073 | 3.073 | 3.073 | 3.073 | 3.073 | 3.073
| BQ025 | 3.047 | 3.037 | 3.044 | 3.044 | 3.034 | 3.034 | 3.044 | 3.057 | 3.067 | 3.067 | 3.067 | 3.067 | 3.067 | 3.067 | 3.067 | 3.067 | 3.067 | 3.067 | 3.067 | 3.067
| BQ026 | 5.925 | 6.064 | 6.276 | 6.442 | 6.495 | 6.571 | 6.793 | 7.055 | 7.085 | 7.085 | 7.085 | 7.085 | 7.085 | 7.085 | 7.085 | 7.085 | 7.085 | 7.085 | 7.085 | 7.085
| BQ027 | 3.136 | 3.193 | 3.233 | 3.263 | 3.296 | 3.325 | 3.368 | 3.411 | 3.431 | 3.431 | 3.431 | 3.431 | 3.431 | 3.431 | 3.431 | 3.431 | 3.431 | 3.431 | 3.431 | 3.431
| BQ032 | 4.055 | 4.068 | 4.098 | 4.111 | 4.108 | 4.118 | 4.161 | 4.214 | 4.217 | 4.217 | 4.217 | 4.217 | 4.217 | 4.217 | 4.217 | 4.217 | 4.217 | 4.217 | 4.217 | 4.217
| BQ034 | 4.213 | 4.203 | 4.193 | 4.18 | 4.16 | 4.14 | 4.14 | 4.133 | 4.123 | 4.123 | 4.123 | 4.123 | 4.123 | 4.123 | 4.123 | 4.123 | 4.123 | 4.123 | 4.123 | 4.123
| BQ035 | 4.878 | 4.855 | 4.825 | 4.802 | 4.772 | 4.742 | 4.729 | 4.729 | 4.729 | 4.729 | 4.729 | 4.729 | 4.729 | 4.729 | 4.729 | 4.729 | 4.729 | 4.729 | 4.729 | 4.729
| BQ036 | 4.426 | 4.476 | 4.495 | 4.505 | 4.505 | 4.518 | 4.551 | 4.588 | 4.585 | 4.585 | 4.585 | 4.585 | 4.585 | 4.585 | 4.585 | 4.585 | 4.585 | 4.585 | 4.585 | 4.585
| BQ037 | 0.869 | 0.862 | 0.859 | 0.859 | 0.859 | 0.849 | 0.849 | 0.859 | 0.859 | 0.859 | 0.859 | 0.859 | 0.859 | 0.859 | 0.859 | 0.859 | 0.859 | 0.859 | 0.859 | 0.859
| BQ041 | 4.283 | 4.311 | 4.365 | 4.395 | 4.415 | 4.448 | 4.522 | 4.584 | 4.581 | 4.581 | 4.581 | 4.581 | 4.581 | 4.581 | 4.581 | 4.581 | 4.581 | 4.581 | 4.581 | 4.581
| BQ043 | 4.229 | 4.209 | 4.199 | 4.179 | 4.166 | 4.149 | 4.156 | 4.159 | 4.169 | 4.169 | 4.169 | 4.169 | 4.169 | 4.169 | 4.169 | 4.169 | 4.169 | 4.169 | 4.169 | 4.169
| BQ046 | 1.59 | 1.63 | 1.683 | 1.726 | 1.743 | 1.763 | 1.826 | 1.889 | 1.889 | 1.889 | 1.889 | 1.889 | 1.889 | 1.889 | 1.889 | 1.889 | 1.889 | 1.889 | 1.889 | 1.889
| BQ047 | 7.679 | 8.106 | 8.238 | 8.327 | 8.34 | 8.366 | 8.491 | 8.643 | 8.652 | 8.652 | 8.652 | 8.652 | 8.652 | 8.652 | 8.652 | 8.652 | 8.652 | 8.652 | 8.652 | 8.652
| BQ051 | 4.62 | 4.686 | 4.763 | 4.793 | 4.816 | 4.859 | 4.942 | 5.005 | 5.019 | 5.019 | 5.019 | 5.019 | 5.019 | 5.019 | 5.019 | 5.019 | 5.019 | 5.019 | 5.019 | 5.019
| BQ052 | 3.174 | 3.154 | 3.144 | 3.131 | 3.111 | 3.101 | 3.101 | 3.101 | 3.101 | 3.101 | 3.101 | 3.101 | 3.101 | 3.101 | 3.101 | 3.101 | 3.101 | 3.101 | 3.101 | 3.101
| BQ053 | 4.053 | 4.04 | 4.04 | 4.03 | 4.017 | 4.007 | 4.007 | 4.021 | 4.018 | 4.018 | 4.018 | 4.018 | 4.018 | 4.018 | 4.018 | 4.018 | 4.018 | 4.018 | 4.018 | 4.018
| BQ056 | 4.147 | 4.289 | 4.425 | 4.558 | 4.674 | 4.803 | 4.951 | 5.094 | 5.218 | 5.218 | 5.218 | 5.218 | 5.218 | 5.218 | 5.218 | 5.218 | 5.218 | 5.218 | 5.218 | 5.218
| BQ057 | 2.43 | 2.46 | 2.483 | 2.503 | 2.503 | 2.506 | 2.529 | 2.562 | 2.562 | 2.562 | 2.562 | 2.562 | 2.562 | 2.562 | 2.562 | 2.562 | 2.562 | 2.562 | 2.562 | 2.562
| BQ061 | 4.05 | 4.02 | 4 | 3.98 | 3.957 | 3.937 | 3.93 | 3.93 | 3.937 | 3.937 | 3.937 | 3.937 | 3.937 | 3.937 | 3.937 | 3.937 | 3.937 | 3.937 | 3.937 | 3.937
| BQ062 | 7.113 | 7.067 | 7.027 | 6.984 | 6.938 | 6.908 | 6.898 | 6.898 | 6.898 | 6.898 | 6.898 | 6.898 | 6.898 | 6.898 | 6.898 | 6.898 | 6.898 | 6.898 | 6.898 | 6.898
| BQ065 | 4.946 | 4.916 | 4.89 | 4.874 | 4.854 | 4.839 | 4.856 | 4.879 | 4.889 | 4.889 | 4.889 | 4.889 | 4.889 | 4.889 | 4.889 | 4.889 | 4.889 | 4.889 | 4.889 | 4.889
| BQ066 | 1.617 | 1.653 | 1.709 | 1.759 | 1.769 | 1.795 | 1.851 | 1.927 | 1.93 | 1.93 | 1.93 | 1.93 | 1.93 | 1.93 | 1.93 | 1.93 | 1.93 | 1.93 | 1.93 | 1.93
| BQ067 | 6.582 | 6.691 | 6.856 | 6.978 | 7.021 | 7.087 | 7.269 | 7.477 | 7.51 | 7.51 | 7.51 | 7.51 | 7.51 | 7.51 | 7.51 | 7.51 | 7.51 | 7.51 | 7.51 | 7.51
| BW021 | 0 | 0 | 0 | 0 | 0 | 0 | 0 | 0 | 0 | 0 | 0 | 0 | 0 | 0 | 0 | 0 | 0 | 0 | 0 | 0
| CDN001 | 8.865 | 8.926 | 9.025 | 9.063 | 9.056 | 9.091 | 9.236 | 9.348 | 9.261 | 9.261 | 9.261 | 9.261 | 9.261 | 9.261 | 9.261 | 9.261 | 9.261 | 9.261 | 9.261 | 9.261
| CDN002 | 1.948 | 1.981 | 2.031 | 2.074 | 2.084 | 2.094 | 2.147 | 2.217 | 2.217 | 2.217 | 2.217 | 2.217 | 2.217 | 2.217 | 2.217 | 2.217 | 2.217 | 2.217 | 2.217 | 2.217
| CDN003 | 3.341 | 3.342 | 3.349 | 3.336 | 3.313 | 3.304 | 3.308 | 3.309 | 3.286 | 3.286 | 3.286 | 3.286 | 3.286 | 3.286 | 3.286 | 3.286 | 3.286 | 3.286 | 3.286 | 3.286
| CDN004 | 1.399 | 1.403 | 1.427 | 1.433 | 1.43 | 1.437 | 1.461 | 1.481 | 1.467 | 1.467 | 1.467 | 1.467 | 1.467 | 1.467 | 1.467 | 1.467 | 1.467 | 1.467 | 1.467 | 1.467
| CDN006 | 2.34 | 2.364 | 2.401 | 2.414 | 2.414 | 2.428 | 2.472 | 2.505 | 2.477 | 2.477 | 2.477 | 2.477 | 2.477 | 2.477 | 2.477 | 2.477 | 2.477 | 2.477 | 2.477 | 2.477
| CFD021 | 0 | 0 | 0 | 0 | 0 | 0 | 0 | 0 | 0 | 0 | 0 | 0 | 0 | 0 | 0 | 0 | 0 | 0 | 0 | 0
| CFD023 | 0 | 0 | 0 | 0 | 0 | 0 | 0 | 0 | 0 | 0 | 0 | 0 | 0 | 0 | 0 | 0 | 0 | 0 | 0 | 0
| CHA003 | 3.48 | 3.47 | 3.48 | 3.47 | 3.447 | 3.427 | 3.434 | 3.447 | 3.424 | 3.424 | 3.424 | 3.424 | 3.424 | 3.424 | 3.424 | 3.424 | 3.424 | 3.424 | 3.424 | 3.424
| CHA005 | 4.863 | 4.866 | 4.922 | 4.962 | 4.946 | 4.95 | 5.04 | 5.153 | 5.13 | 5.13 | 5.13 | 5.13 | 5.13 | 5.13 | 5.13 | 5.13 | 5.13 | 5.13 | 5.13 | 5.13
| CHA006 | 6.993 | 7.072 | 7.205 | 7.288 | 7.288 | 7.318 | 7.458 | 7.621 | 7.601 | 7.601 | 7.601 | 7.601 | 7.601 | 7.601 | 7.601 | 7.601 | 7.601 | 7.601 | 7.601 | 7.601
| CHA007 | 0 | 0 | 0 | 0 | 0 | 0 | 0 | 0 | 0 | 0 | 0 | 0 | 0 | 0 | 0 | 0 | 0 | 0 | 0 | 0
| CHA008 | 2.225 | 2.192 | 2.169 | 2.15 | 2.127 | 2.101 | 2.078 | 2.055 | 2.042 | 2.042 | 2.042 | 2.042 | 2.042 | 2.042 | 2.042 | 2.042 | 2.042 | 2.042 | 2.042 | 2.042
| CHM011 | 2.19 | 2.187 | 2.187 | 2.187 | 2.174 | 2.157 | 2.154 | 2.164 | 2.144 | 2.144 | 2.144 | 2.144 | 2.144 | 2.144 | 2.144 | 2.144 | 2.144 | 2.144 | 2.144 | 2.144
| CL011 | 4.642 | 4.678 | 4.713 | 4.733 | 4.752 | 4.791 | 4.843 | 4.916 | 4.949 | 4.949 | 4.949 | 4.949 | 4.949 | 4.949 | 4.949 | 4.949 | 4.949 | 4.949 | 4.949 | 4.949
| CL013 | 4.565 | 4.801 | 4.794 | 4.784 | 4.757 | 4.737 | 4.737 | 4.736 | 4.719 | 4.719 | 4.719 | 4.719 | 4.719 | 4.719 | 4.719 | 4.719 | 4.719 | 4.719 | 4.719 | 4.719
| CL014 | 2.873 | 2.9 | 2.933 | 2.953 | 2.973 | 2.986 | 3.016 | 3.039 | 3.059 | 3.059 | 3.059 | 3.059 | 3.059 | 3.059 | 3.059 | 3.059 | 3.059 | 3.059 | 3.059 | 3.059
| CL015 | 2.394 | 2.424 | 2.464 | 2.494 | 2.507 | 2.534 | 2.567 | 2.607 | 2.627 | 2.627 | 2.627 | 2.627 | 2.627 | 2.627 | 2.627 | 2.627 | 2.627 | 2.627 | 2.627 | 2.627
| CL016 | 3.571 | 3.581 | 3.594 | 3.611 | 3.611 | 3.611 | 3.62 | 3.643 | 3.646 | 3.646 | 3.646 | 3.646 | 3.646 | 3.646 | 3.646 | 3.646 | 3.646 | 3.646 | 3.646 | 3.646
| CL021 | 3.3 | 3.336 | 3.379 | 3.412 | 3.442 | 3.478 | 3.521 | 3.598 | 3.631 | 3.631 | 3.631 | 3.631 | 3.631 | 3.631 | 3.631 | 3.631 | 3.631 | 3.631 | 3.631 | 3.631
| CL022 | 3.377 | 3.427 | 3.483 | 3.526 | 3.556 | 3.599 | 3.649 | 3.712 | 3.742 | 3.742 | 3.742 | 3.742 | 3.742 | 3.742 | 3.742 | 3.742 | 3.742 | 3.742 | 3.742 | 3.742
| CL023 | 4.09 | 4.082 | 4.11 | 4.14 | 4.15 | 4.169 | 4.202 | 4.268 | 4.283 | 4.283 | 4.283 | 4.283 | 4.283 | 4.283 | 4.283 | 4.283 | 4.283 | 4.283 | 4.283 | 4.283
| CL026 | 2.041 | 2.041 | 2.057 | 2.087 | 2.107 | 2.137 | 2.18 | 2.23 | 2.257 | 2.257 | 2.257 | 2.257 | 2.257 | 2.257 | 2.257 | 2.257 | 2.257 | 2.257 | 2.257 | 2.257
| CL027 | 1.827 | 1.834 | 1.844 | 1.844 | 1.854 | 1.854 | 1.861 | 1.871 | 1.881 | 1.881 | 1.881 | 1.881 | 1.881 | 1.881 | 1.881 | 1.881 | 1.881 | 1.881 | 1.881 | 1.881
| CL028 | 4.374 | 4.394 | 4.414 | 4.427 | 4.437 | 4.447 | 4.467 | 4.49 | 4.51 | 4.51 | 4.51 | 4.51 | 4.51 | 4.51 | 4.51 | 4.51 | 4.51 | 4.51 | 4.51 | 4.51
| CL033 | 3.273 | 3.343 | 3.423 | 3.493 | 3.543 | 3.6 | 3.687 | 3.787 | 3.844 | 3.844 | 3.844 | 3.844 | 3.844 | 3.844 | 3.844 | 3.844 | 3.844 | 3.844 | 3.844 | 3.844
| CL035 | 1.304 | 1.304 | 1.307 | 1.314 | 1.307 | 1.297 | 1.307 | 1.32 | 1.32 | 1.32 | 1.32 | 1.32 | 1.32 | 1.32 | 1.32 | 1.32 | 1.32 | 1.32 | 1.32 | 1.32
| CL036 | 3.903 | 3.96 | 4.03 | 4.08 | 4.12 | 4.16 | 4.218 | 4.302 | 4.329 | 4.329 | 4.329 | 4.329 | 4.329 | 4.329 | 4.329 | 4.329 | 4.329 | 4.329 | 4.329 | 4.329
| CL037 | 3.206 | 3.203 | 3.219 | 3.236 | 3.253 | 3.273 | 3.33 | 3.385 | 3.404 | 3.404 | 3.404 | 3.404 | 3.404 | 3.404 | 3.404 | 3.404 | 3.404 | 3.404 | 3.404 | 3.404
| CL038 | 4.724 | 4.696 | 4.705 | 4.711 | 4.7 | 4.702 | 4.735 | 4.801 | 4.817 | 4.817 | 4.817 | 4.817 | 4.817 | 4.817 | 4.817 | 4.817 | 4.817 | 4.817 | 4.817 | 4.817
| CLC001 | 7.617 | 7.583 | 7.579 | 7.579 | 7.549 | 7.525 | 7.548 | 7.568 | 7.558 | 7.558 | 7.558 | 7.558 | 7.558 | 7.558 | 7.558 | 7.558 | 7.558 | 7.558 | 7.558 | 7.558
| CLC002 | 5.704 | 5.694 | 5.721 | 5.729 | 5.733 | 5.746 | 5.789 | 5.865 | 5.853 | 5.853 | 5.853 | 5.853 | 5.853 | 5.853 | 5.853 | 5.853 | 5.853 | 5.853 | 5.853 | 5.853
| CLC003 | 6.433 | 6.53 | 6.669 | 6.757 | 6.801 | 6.892 | 7.035 | 7.175 | 7.202 | 7.202 | 7.202 | 7.202 | 7.202 | 7.202 | 7.202 | 7.202 | 7.202 | 7.202 | 7.202 | 7.202
| CLC004 | 8.819 | 9.346 | 9.407 | 9.423 | 9.41 | 9.435 | 9.516 | 9.589 | 9.555 | 9.555 | 9.555 | 9.555 | 9.555 | 9.555 | 9.555 | 9.555 | 9.555 | 9.555 | 9.555 | 9.555
| CLC006 | 10.698 | 10.712 | 10.746 | 10.752 | 10.732 | 10.73 | 10.777 | 10.824 | 10.83 | 10.83 | 10.83 | 10.83 | 10.83 | 10.83 | 10.83 | 10.83 | 10.83 | 10.83 | 10.83 | 10.83
| CLC012 | 0 | 0 | 0 | 0 | 0 | 0 | 0 | 0 | 0 | 0 | 0 | 0 | 0 | 0 | 0 | 0 | 0 | 0 | 0 | 0
| CLC013 | 6.98 | 7.071 | 7.221 | 7.316 | 7.379 | 7.505 | 7.585 | 7.724 | 7.748 | 7.748 | 7.748 | 7.748 | 7.748 | 7.748 | 7.748 | 7.748 | 7.748 | 7.748 | 7.748 | 7.748
| CLC014 | 6.26 | 6.297 | 6.364 | 6.418 | 6.436 | 6.44 | 6.481 | 6.547 | 6.565 | 6.565 | 6.565 | 6.565 | 6.565 | 6.565 | 6.565 | 6.565 | 6.565 | 6.565 | 6.565 | 6.565
| CME014 | 11.628 | 11.781 | 12.001 | 12.136 | 12.23 | 12.36 | 12.578 | 12.799 | 12.892 | 12.892 | 12.892 | 12.892 | 12.892 | 12.892 | 12.892 | 12.892 | 12.892 | 12.892 | 12.892 | 12.892
| CME015 | 7.496 | 7.503 | 7.552 | 7.601 | 7.591 | 7.571 | 7.64 | 7.75 | 7.762 | 7.762 | 7.762 | 7.762 | 7.762 | 7.762 | 7.762 | 7.762 | 7.762 | 7.762 | 7.762 | 7.762
| CME016 | 8.415 | 8.528 | 8.692 | 8.828 | 8.898 | 8.978 | 9.158 | 9.37 | 9.449 | 9.449 | 9.449 | 9.449 | 9.449 | 9.449 | 9.449 | 9.449 | 9.449 | 9.449 | 9.449 | 9.449
| CME021 | 6.896 | 6.903 | 6.936 | 6.953 | 6.926 | 6.906 | 6.936 | 6.986 | 6.976 | 6.976 | 6.976 | 6.976 | 6.976 | 6.976 | 6.976 | 6.976 | 6.976 | 6.976 | 6.976 | 6.976
| CME022 | 10.612 | 10.539 | 10.489 | 10.429 | 10.345 | 10.272 | 10.229 | 10.196 | 10.146 | 10.146 | 10.146 | 10.146 | 10.146 | 10.146 | 10.146 | 10.146 | 10.146 | 10.146 | 10.146 | 10.146
| CMN001 | 4.251 | 4.315 | 4.399 | 4.468 | 4.508 | 4.559 | 4.656 | 4.744 | 4.796 | 4.796 | 4.796 | 4.796 | 4.796 | 4.796 | 4.796 | 4.796 | 4.796 | 4.796 | 4.796 | 4.796
| CMN002 | 3.623 | 3.647 | 3.674 | 3.697 | 3.707 | 3.734 | 3.774 | 3.814 | 3.827 | 3.827 | 3.827 | 3.827 | 3.827 | 3.827 | 3.827 | 3.827 | 3.827 | 3.827 | 3.827 | 3.827
| CMN003 | 6.601 | 6.677 | 6.797 | 6.9 | 6.959 | 7.029 | 7.156 | 7.288 | 7.356 | 7.356 | 7.356 | 7.356 | 7.356 | 7.356 | 7.356 | 7.356 | 7.356 | 7.356 | 7.356 | 7.356
| CMN004 | 3.342 | 3.375 | 3.428 | 3.478 | 3.491 | 3.521 | 3.578 | 3.647 | 3.678 | 3.678 | 3.678 | 3.678 | 3.678 | 3.678 | 3.678 | 3.678 | 3.678 | 3.678 | 3.678 | 3.678
| CMN005 | 9.401 | 9.434 | 9.488 | 9.527 | 9.544 | 9.577 | 9.624 | 9.684 | 9.72 | 9.72 | 9.72 | 9.72 | 9.72 | 9.72 | 9.72 | 9.72 | 9.72 | 9.72 | 9.72 | 9.72
| CMN008 | 5.285 | 5.366 | 5.47 | 5.552 | 5.595 | 5.663 | 5.787 | 5.888 | 5.957 | 5.957 | 5.957 | 5.957 | 5.957 | 5.957 | 5.957 | 5.957 | 5.957 | 5.957 | 5.957 | 5.957
| COB011 | 5.849 | 5.945 | 6.097 | 6.206 | 6.219 | 6.275 | 6.444 | 6.643 | 6.636 | 6.636 | 6.636 | 6.636 | 6.636 | 6.636 | 6.636 | 6.636 | 6.636 | 6.636 | 6.636 | 6.636
| COB012 | 1.176 | 1.186 | 1.196 | 1.206 | 1.206 | 1.206 | 1.226 | 1.246 | 1.236 | 1.236 | 1.236 | 1.236 | 1.236 | 1.236 | 1.236 | 1.236 | 1.236 | 1.236 | 1.236 | 1.236
| COB021 | 4.254 | 4.207 | 4.167 | 4.127 | 4.084 | 4.041 | 4.011 | 3.981 | 3.951 | 3.951 | 3.951 | 3.951 | 3.951 | 3.951 | 3.951 | 3.951 | 3.951 | 3.951 | 3.951 | 3.951
| COB022 | 6.781 | 6.711 | 6.654 | 6.587 | 6.51 | 6.443 | 6.393 | 6.353 | 6.309 | 6.309 | 6.309 | 6.309 | 6.309 | 6.309 | 6.309 | 6.309 | 6.309 | 6.309 | 6.309 | 6.309
| CRO013 | 4.011 | 4.027 | 4.066 | 4.096 | 4.11 | 4.113 | 4.156 | 4.208 | 4.225 | 4.225 | 4.225 | 4.225 | 4.225 | 4.225 | 4.225 | 4.225 | 4.225 | 4.225 | 4.225 | 4.225
| CRO014 | 1.378 | 1.375 | 1.375 | 1.368 | 1.365 | 1.358 | 1.355 | 1.355 | 1.355 | 1.355 | 1.355 | 1.355 | 1.355 | 1.355 | 1.355 | 1.355 | 1.355 | 1.355 | 1.355 | 1.355
| CRO021 | 5.126 | 5.103 | 5.118 | 5.105 | 5.079 | 5.074 | 5.095 | 5.112 | 5.076 | 5.076 | 5.076 | 5.076 | 5.076 | 5.076 | 5.076 | 5.076 | 5.076 | 5.076 | 5.076 | 5.076
| CRO022 | 2.715 | 2.713 | 2.743 | 2.77 | 2.787 | 2.804 | 2.837 | 2.887 | 2.907 | 2.907 | 2.907 | 2.907 | 2.907 | 2.907 | 2.907 | 2.907 | 2.907 | 2.907 | 2.907 | 2.907
| CRO023 | 0.974 | 0.974 | 0.977 | 0.977 | 0.974 | 0.974 | 0.977 | 0.987 | 0.98 | 0.98 | 0.98 | 0.98 | 0.98 | 0.98 | 0.98 | 0.98 | 0.98 | 0.98 | 0.98 | 0.98
| CRO024 | 0.192 | 0.192 | 0.202 | 0.202 | 0.205 | 0.205 | 0.212 | 0.215 | 0.222 | 0.222 | 0.222 | 0.222 | 0.222 | 0.222 | 0.222 | 0.222 | 0.222 | 0.222 | 0.222 | 0.222
| CRO031 | 9.158 | 9.141 | 9.121 | 9.091 | 9.045 | 9.009 | 8.993 | 8.989 | 8.989 | 8.989 | 8.989 | 8.989 | 8.989 | 8.989 | 8.989 | 8.989 | 8.989 | 8.989 | 8.989 | 8.989
| CRO032 | 17.441 | 17.889 | 18.552 | 18.93 | 19.007 | 19.364 | 20.101 | 20.797 | 20.528 | 20.528 | 20.528 | 20.528 | 20.528 | 20.528 | 20.528 | 20.528 | 20.528 | 20.528 | 20.528 | 20.528
| CRO033 | 5.783 | 5.77 | 5.76 | 5.74 | 5.72 | 5.697 | 5.677 | 5.677 | 5.677 | 5.677 | 5.677 | 5.677 | 5.677 | 5.677 | 5.677 | 5.677 | 5.677 | 5.677 | 5.677 | 5.677
| CRO034 | 4.463 | 4.406 | 4.366 | 4.326 | 4.279 | 4.232 | 4.212 | 4.192 | 4.148 | 4.148 | 4.148 | 4.148 | 4.148 | 4.148 | 4.148 | 4.148 | 4.148 | 4.148 | 4.148 | 4.148
| CTN001 | 7.014 | 7.058 | 7.147 | 7.22 | 7.207 | 7.207 | 7.31 | 7.436 | 7.41 | 7.41 | 7.41 | 7.41 | 7.41 | 7.41 | 7.41 | 7.41 | 7.41 | 7.41 | 7.41 | 7.41
| CTN002 | 2.597 | 2.594 | 2.614 | 2.624 | 2.614 | 2.607 | 2.627 | 2.657 | 2.654 | 2.654 | 2.654 | 2.654 | 2.654 | 2.654 | 2.654 | 2.654 | 2.654 | 2.654 | 2.654 | 2.654
| CTN003 | 2.094 | 2.097 | 2.124 | 2.134 | 2.124 | 2.124 | 2.137 | 2.167 | 2.157 | 2.157 | 2.157 | 2.157 | 2.157 | 2.157 | 2.157 | 2.157 | 2.157 | 2.157 | 2.157 | 2.157
| CTN004 | 8.694 | 8.645 | 8.629 | 8.655 | 8.556 | 8.483 | 8.466 | 8.474 | 8.421 | 8.421 | 8.421 | 8.421 | 8.421 | 8.421 | 8.421 | 8.421 | 8.421 | 8.421 | 8.421 | 8.421
| CTN005 | 1.371 | 1.371 | 1.368 | 1.361 | 1.348 | 1.338 | 1.335 | 1.325 | 1.305 | 1.305 | 1.305 | 1.305 | 1.305 | 1.305 | 1.305 | 1.305 | 1.305 | 1.305 | 1.305 | 1.305
| CTN006 | 6.044 | 6.02 | 6.033 | 6.033 | 5.986 | 5.956 | 5.959 | 5.982 | 5.932 | 5.932 | 5.932 | 5.932 | 5.932 | 5.932 | 5.932 | 5.932 | 5.932 | 5.932 | 5.932 | 5.932
| CW002 | 3.766 | 5.584 | 5.732 | 5.849 | 5.955 | 6.073 | 6.248 | 6.399 | 6.499 | 6.499 | 6.499 | 6.499 | 6.499 | 6.499 | 6.499 | 6.499 | 6.499 | 6.499 | 6.499 | 6.499
| CW003 | 4.095 | 6.007 | 6.185 | 6.312 | 6.416 | 6.557 | 6.765 | 6.959 | 7.065 | 7.065 | 7.065 | 7.065 | 7.065 | 7.065 | 7.065 | 7.065 | 7.065 | 7.065 | 7.065 | 7.065
| CW004 | 2.615 | 2.865 | 2.885 | 2.908 | 2.905 | 2.912 | 2.932 | 2.959 | 2.962 | 2.962 | 2.962 | 2.962 | 2.962 | 2.962 | 2.962 | 2.962 | 2.962 | 2.962 | 2.962 | 2.962
| CW005 | 3.233 | 3.25 | 3.291 | 3.325 | 3.349 | 3.38 | 3.445 | 3.488 | 3.508 | 3.508 | 3.508 | 3.508 | 3.508 | 3.508 | 3.508 | 3.508 | 3.508 | 3.508 | 3.508 | 3.508
| CW006 | 1.312 | 1.355 | 1.409 | 1.452 | 1.492 | 1.539 | 1.596 | 1.646 | 1.693 | 1.693 | 1.693 | 1.693 | 1.693 | 1.693 | 1.693 | 1.693 | 1.693 | 1.693 | 1.693 | 1.693
| CW007 | 2.993 | 3.02 | 3.053 | 3.083 | 3.106 | 3.126 | 3.169 | 3.212 | 3.242 | 3.242 | 3.242 | 3.242 | 3.242 | 3.242 | 3.242 | 3.242 | 3.242 | 3.242 | 3.242 | 3.242
| CW008 | 1.443 | 1.476 | 1.513 | 1.546 | 1.576 | 1.613 | 1.66 | 1.697 | 1.727 | 1.727 | 1.727 | 1.727 | 1.727 | 1.727 | 1.727 | 1.727 | 1.727 | 1.727 | 1.727 | 1.727
| CW009 | 3.631 | 3.77 | 3.853 | 3.925 | 3.975 | 4.024 | 4.113 | 4.213 | 4.281 | 4.281 | 4.281 | 4.281 | 4.281 | 4.281 | 4.281 | 4.281 | 4.281 | 4.281 | 4.281 | 4.281
| CW011 | 3.19 | 3.253 | 3.336 | 3.416 | 3.476 | 3.529 | 3.605 | 3.705 | 3.758 | 3.758 | 3.758 | 3.758 | 3.758 | 3.758 | 3.758 | 3.758 | 3.758 | 3.758 | 3.758 | 3.758
| CW012 | 2.207 | 2.251 | 2.304 | 2.364 | 2.407 | 2.46 | 2.526 | 2.596 | 2.639 | 2.639 | 2.639 | 2.639 | 2.639 | 2.639 | 2.639 | 2.639 | 2.639 | 2.639 | 2.639 | 2.639
| CW013 | 1.68 | 1.693 | 1.713 | 1.73 | 1.74 | 1.76 | 1.77 | 1.79 | 1.793 | 1.793 | 1.793 | 1.793 | 1.793 | 1.793 | 1.793 | 1.793 | 1.793 | 1.793 | 1.793 | 1.793
| CW014 | 5.969 | 7.559 | 7.821 | 8.042 | 8.216 | 8.434 | 8.728 | 8.983 | 9.14 | 9.14 | 9.14 | 9.14 | 9.14 | 9.14 | 9.14 | 9.14 | 9.14 | 9.14 | 9.14 | 9.14
| CW015 | 6.108 | 6.183 | 6.238 | 6.283 | 6.295 | 6.307 | 6.365 | 6.427 | 6.422 | 6.422 | 6.422 | 6.422 | 6.422 | 6.422 | 6.422 | 6.422 | 6.422 | 6.422 | 6.422 | 6.422
| CW017 | 1.47 | 2.196 | 2.227 | 2.237 | 2.265 | 2.284 | 2.329 | 2.379 | 2.375 | 2.375 | 2.375 | 2.375 | 2.375 | 2.375 | 2.375 | 2.375 | 2.375 | 2.375 | 2.375 | 2.375
| CW018 | 0.21 | 0.313 | 0.316 | 0.316 | 0.323 | 0.326 | 0.326 | 0.333 | 0.336 | 0.336 | 0.336 | 0.336 | 0.336 | 0.336 | 0.336 | 0.336 | 0.336 | 0.336 | 0.336 | 0.336
| DA004 | 0.829 | 0.819 | 0.816 | 0.809 | 0.806 | 0.796 | 0.789 | 0.786 | 0.786 | 0.786 | 0.786 | 0.786 | 0.786 | 0.786 | 0.786 | 0.786 | 0.786 | 0.786 | 0.786 | 0.786
| DA005 | 6.094 | 6.379 | 6.648 | 6.911 | 7.157 | 7.389 | 7.652 | 7.924 | 8.17 | 8.17 | 8.17 | 8.17 | 8.17 | 8.17 | 8.17 | 8.17 | 8.17 | 8.17 | 8.17 | 8.17
| DA006 | 5.491 | 5.717 | 5.98 | 6.208 | 6.391 | 6.587 | 6.853 | 7.136 | 7.321 | 7.321 | 7.321 | 7.321 | 7.321 | 7.321 | 7.321 | 7.321 | 7.321 | 7.321 | 7.321 | 7.321
| DA007 | 1.921 | 2.017 | 2.117 | 2.213 | 2.296 | 2.379 | 2.478 | 2.588 | 2.681 | 2.681 | 2.681 | 2.681 | 2.681 | 2.681 | 2.681 | 2.681 | 2.681 | 2.681 | 2.681 | 2.681
| DA008 | 2.97 | 2.954 | 2.962 | 2.952 | 2.939 | 2.929 | 2.939 | 2.982 | 2.966 | 2.966 | 2.966 | 2.966 | 2.966 | 2.966 | 2.966 | 2.966 | 2.966 | 2.966 | 2.966 | 2.966
| DA009 | 4.245 | 4.43 | 4.612 | 4.788 | 4.947 | 5.106 | 5.285 | 5.461 | 5.63 | 5.63 | 5.63 | 5.63 | 5.63 | 5.63 | 5.63 | 5.63 | 5.63 | 5.63 | 5.63 | 5.63
| DA013 | 0.794 | 0.834 | 0.864 | 0.897 | 0.927 | 0.96 | 0.99 | 1.023 | 1.06 | 1.06 | 1.06 | 1.06 | 1.06 | 1.06 | 1.06 | 1.06 | 1.06 | 1.06 | 1.06 | 1.06
| DA016 | 2.326 | 2.306 | 2.293 | 2.273 | 2.253 | 2.24 | 2.227 | 2.217 | 2.207 | 2.207 | 2.207 | 2.207 | 2.207 | 2.207 | 2.207 | 2.207 | 2.207 | 2.207 | 2.207 | 2.207
| DA020 | 1.884 | 1.894 | 1.914 | 1.92 | 1.92 | 1.927 | 1.947 | 1.973 | 1.959 | 1.959 | 1.959 | 1.959 | 1.959 | 1.959 | 1.959 | 1.959 | 1.959 | 1.959 | 1.959 | 1.959
| DA021 | 5.565 | 5.649 | 5.672 | 5.688 | 5.704 | 5.71 | 5.732 | 5.758 | 5.771 | 5.771 | 5.771 | 5.771 | 5.771 | 5.771 | 5.771 | 5.771 | 5.771 | 5.771 | 5.771 | 5.771
| DA022 | 2.557 | 2.687 | 2.82 | 2.943 | 3.063 | 3.179 | 3.312 | 3.452 | 3.575 | 3.575 | 3.575 | 3.575 | 3.575 | 3.575 | 3.575 | 3.575 | 3.575 | 3.575 | 3.575 | 3.575
| DA026 | 2.198 | 2.181 | 2.171 | 2.161 | 2.148 | 2.128 | 2.128 | 2.118 | 2.118 | 2.118 | 2.118 | 2.118 | 2.118 | 2.118 | 2.118 | 2.118 | 2.118 | 2.118 | 2.118 | 2.118
| DA027 | 2.505 | 2.614 | 2.727 | 2.823 | 2.926 | 3.019 | 3.122 | 3.225 | 3.331 | 3.331 | 3.331 | 3.331 | 3.331 | 3.331 | 3.331 | 3.331 | 3.331 | 3.331 | 3.331 | 3.331
| DA028 | 1.491 | 1.488 | 1.488 | 1.481 | 1.478 | 1.471 | 1.468 | 1.471 | 1.471 | 1.471 | 1.471 | 1.471 | 1.471 | 1.471 | 1.471 | 1.471 | 1.471 | 1.471 | 1.471 | 1.471
| DA029 | 0.296 | 0.323 | 0.353 | 0.376 | 0.403 | 0.433 | 0.47 | 0.5 | 0.53 | 0.53 | 0.53 | 0.53 | 0.53 | 0.53 | 0.53 | 0.53 | 0.53 | 0.53 | 0.53 | 0.53
| DA030 | 3.834 | 3.811 | 3.781 | 3.758 | 3.721 | 3.698 | 3.671 | 3.658 | 3.638 | 3.638 | 3.638 | 3.638 | 3.638 | 3.638 | 3.638 | 3.638 | 3.638 | 3.638 | 3.638 | 3.638
| DA031 | 0 | 0 | 0 | 0 | 0 | 0 | 0 | 0 | 0 | 0 | 0 | 0 | 0 | 0 | 0 | 0 | 0 | 0 | 0 | 0
| DDL011 | 10.438 | 10.7 | 11.032 | 11.371 | 11.612 | 11.874 | 12.196 | 12.656 | 12.943 | 12.943 | 12.943 | 12.943 | 12.943 | 12.943 | 12.943 | 12.943 | 12.943 | 12.943 | 12.943 | 12.943
| DDL012 | 8.698 | 8.776 | 8.9 | 9.02 | 9.132 | 9.225 | 9.287 | 9.419 | 9.513 | 9.513 | 9.513 | 9.513 | 9.513 | 9.513 | 9.513 | 9.513 | 9.513 | 9.513 | 9.513 | 9.513
| DDL013 | 11.101 | 11.412 | 11.807 | 12.194 | 12.417 | 12.686 | 13.05 | 13.574 | 13.97 | 13.97 | 13.97 | 13.97 | 13.97 | 13.97 | 13.97 | 13.97 | 13.97 | 13.97 | 13.97 | 13.97
| DDL014 | 2.825 | 2.868 | 2.918 | 2.971 | 2.991 | 3.017 | 3.07 | 3.14 | 3.176 | 3.176 | 3.176 | 3.176 | 3.176 | 3.176 | 3.176 | 3.176 | 3.176 | 3.176 | 3.176 | 3.176
| DDL021 | 8.912 | 9.154 | 9.445 | 9.748 | 10 | 10.245 | 10.457 | 10.779 | 11.039 | 11.039 | 11.039 | 11.039 | 11.039 | 11.039 | 11.039 | 11.039 | 11.039 | 11.039 | 11.039 | 11.039
| DDL022 | 9.741 | 10.133 | 10.581 | 11.019 | 11.41 | 11.804 | 12.282 | 12.838 | 13.29 | 13.29 | 13.29 | 13.29 | 13.29 | 13.29 | 13.29 | 13.29 | 13.29 | 13.29 | 13.29 | 13.29
| DDL023 | 11.743 | 12.163 | 12.707 | 13.231 | 13.667 | 14.074 | 14.539 | 15.137 | 15.595 | 15.595 | 15.595 | 15.595 | 15.595 | 15.595 | 15.595 | 15.595 | 15.595 | 15.595 | 15.595 | 15.595
| DDL024 | 8.606 | 8.865 | 9.181 | 9.464 | 9.706 | 9.945 | 10.234 | 10.624 | 10.9 | 10.9 | 10.9 | 10.9 | 10.9 | 10.9 | 10.9 | 10.9 | 10.9 | 10.9 | 10.9 | 10.9
| DLF001 | 5.912 | 6.238 | 6.567 | 6.873 | 7.156 | 7.435 | 7.754 | 8.103 | 8.396 | 8.396 | 8.396 | 8.396 | 8.396 | 8.396 | 8.396 | 8.396 | 8.396 | 8.396 | 8.396 | 8.396
| DLF002 | 3.091 | 3.094 | 3.101 | 3.104 | 3.104 | 3.104 | 3.121 | 3.134 | 3.154 | 3.154 | 3.154 | 3.154 | 3.154 | 3.154 | 3.154 | 3.154 | 3.154 | 3.154 | 3.154 | 3.154
| DLF003 | 3.333 | 3.409 | 3.525 | 3.624 | 3.657 | 3.697 | 3.813 | 3.962 | 3.998 | 3.998 | 3.998 | 3.998 | 3.998 | 3.998 | 3.998 | 3.998 | 3.998 | 3.998 | 3.998 | 3.998
| DLF063 | 7.565 | 7.572 | 7.582 | 7.595 | 7.595 | 7.595 | 7.628 | 7.671 | 7.714 | 7.714 | 7.714 | 7.714 | 7.714 | 7.714 | 7.714 | 7.714 | 7.714 | 7.714 | 7.714 | 7.714
| E021 | 0.06 | 0.063 | 0.07 | 0.073 | 0.073 | 0.08 | 0.083 | 0.09 | 0.093 | 0.093 | 0.093 | 0.093 | 0.093 | 0.093 | 0.093 | 0.093 | 0.093 | 0.093 | 0.093 | 0.093
| E032 | 1.789 | 1.918 | 2.047 | 2.176 | 2.285 | 2.394 | 2.52 | 2.639 | 2.748 | 2.748 | 2.748 | 2.748 | 2.748 | 2.748 | 2.748 | 2.748 | 2.748 | 2.748 | 2.748 | 2.748
| E033 | 0.468 | 0.508 | 0.541 | 0.581 | 0.614 | 0.647 | 0.687 | 0.72 | 0.76 | 0.76 | 0.76 | 0.76 | 0.76 | 0.76 | 0.76 | 0.76 | 0.76 | 0.76 | 0.76 | 0.76
| ECA001 | 6.648 | 6.671 | 6.72 | 6.76 | 6.763 | 6.773 | 6.823 | 6.893 | 6.913 | 6.913 | 6.913 | 6.913 | 6.913 | 6.913 | 6.913 | 6.913 | 6.913 | 6.913 | 6.913 | 6.913
| ECA003 | 7.163 | 7.164 | 7.214 | 7.257 | 7.26 | 7.277 | 7.357 | 7.43 | 7.46 | 7.46 | 7.46 | 7.46 | 7.46 | 7.46 | 7.46 | 7.46 | 7.46 | 7.46 | 7.46 | 7.46
| ECA005 | 9.143 | 9.183 | 9.253 | 9.293 | 9.286 | 9.32 | 9.393 | 9.493 | 9.496 | 9.496 | 9.496 | 9.496 | 9.496 | 9.496 | 9.496 | 9.496 | 9.496 | 9.496 | 9.496 | 9.496
| ECA007 | 4.786 | 4.718 | 4.677 | 4.583 | 4.452 | 4.38 | 4.327 | 4.408 | 4.379 | 4.379 | 4.379 | 4.379 | 4.379 | 4.379 | 4.379 | 4.379 | 4.379 | 4.379 | 4.379 | 4.379
| ECA010 | 7.421 | 7.468 | 7.578 | 7.652 | 7.675 | 7.718 | 7.831 | 7.984 | 8.021 | 8.021 | 8.021 | 8.021 | 8.021 | 8.021 | 8.021 | 8.021 | 8.021 | 8.021 | 8.021 | 8.021
| ECA012 | 6.682 | 6.772 | 6.915 | 7.025 | 7.048 | 7.094 | 7.253 | 7.439 | 7.44 | 7.44 | 7.44 | 7.44 | 7.44 | 7.44 | 7.44 | 7.44 | 7.44 | 7.44 | 7.44 | 7.44
| EHK021 | 10.843 | 10.945 | 11.099 | 11.264 | 11.316 | 11.368 | 11.537 | 11.768 | 11.826 | 11.826 | 11.826 | 11.826 | 11.826 | 11.826 | 11.826 | 11.826 | 11.826 | 11.826 | 11.826 | 11.826
| EHK022 | 5.468 | 5.464 | 5.477 | 5.49 | 5.497 | 5.503 | 5.556 | 5.602 | 5.615 | 5.615 | 5.615 | 5.615 | 5.615 | 5.615 | 5.615 | 5.615 | 5.615 | 5.615 | 5.615 | 5.615
| EHK023 | 8.261 | 8.351 | 8.464 | 8.571 | 8.617 | 8.681 | 8.81 | 8.957 | 9.045 | 9.045 | 9.045 | 9.045 | 9.045 | 9.045 | 9.045 | 9.045 | 9.045 | 9.045 | 9.045 | 9.045
| EHK024 | 8.651 | 8.767 | 8.936 | 9.072 | 9.122 | 9.198 | 9.364 | 9.563 | 9.619 | 9.619 | 9.619 | 9.619 | 9.619 | 9.619 | 9.619 | 9.619 | 9.619 | 9.619 | 9.619 | 9.619
| EHK031 | 9.328 | 9.546 | 9.824 | 10.063 | 10.275 | 10.508 | 10.827 | 11.177 | 11.406 | 11.406 | 11.406 | 11.406 | 11.406 | 11.406 | 11.406 | 11.406 | 11.406 | 11.406 | 11.406 | 11.406
| EHK032 | 0.647 | 0.65 | 0.65 | 0.653 | 0.653 | 0.653 | 0.656 | 0.656 | 0.656 | 0.656 | 0.656 | 0.656 | 0.656 | 0.656 | 0.656 | 0.656 | 0.656 | 0.656 | 0.656 | 0.656
| EHK033 | 13.275 | 13.65 | 14.054 | 14.449 | 14.788 | 15.134 | 15.607 | 16.132 | 16.537 | 16.537 | 16.537 | 16.537 | 16.537 | 16.537 | 16.537 | 16.537 | 16.537 | 16.537 | 16.537 | 16.537
| EHK034 | 5.605 | 5.566 | 5.546 | 5.529 | 5.516 | 5.496 | 5.506 | 5.509 | 5.519 | 5.519 | 5.519 | 5.519 | 5.519 | 5.519 | 5.519 | 5.519 | 5.519 | 5.519 | 5.519 | 5.519
| ETSA001 | 0 | 0 | 0 | 0 | 0 | 0 | 0 | 0 | 0 | 0 | 0 | 0 | 0 | 0 | 0 | 0 | 0 | 0 | 0 | 0
| ETSA003 | 0 | 0 | 0 | 0 | 0 | 0 | 0 | 0 | 0 | 0 | 0 | 0 | 0 | 0 | 0 | 0 | 0 | 0 | 0 | 0
| F026 | 1.236 | 0 | 0 | 0 | 0 | 0 | 0 | 0 | 0 | 0 | 0 | 0 | 0 | 0 | 0 | 0 | 0 | 0 | 0 | 0
| F027 | 2.569 | 0 | 0 | 0 | 0 | 0 | 0 | 0 | 0 | 0 | 0 | 0 | 0 | 0 | 0 | 0 | 0 | 0 | 0 | 0
| F028 | 2.164 | 0 | 0 | 0 | 0 | 0 | 0 | 0 | 0 | 0 | 0 | 0 | 0 | 0 | 0 | 0 | 0 | 0 | 0 | 0
| F029 | 1.994 | 0 | 0 | 0 | 0 | 0 | 0 | 0 | 0 | 0 | 0 | 0 | 0 | 0 | 0 | 0 | 0 | 0 | 0 | 0
| F030 | 0.292 | 0 | 0 | 0 | 0 | 0 | 0 | 0 | 0 | 0 | 0 | 0 | 0 | 0 | 0 | 0 | 0 | 0 | 0 | 0
| F032 | 0.888 | 0 | 0 | 0 | 0 | 0 | 0 | 0 | 0 | 0 | 0 | 0 | 0 | 0 | 0 | 0 | 0 | 0 | 0 | 0
| F033 | 1.895 | 0 | 0 | 0 | 0 | 0 | 0 | 0 | 0 | 0 | 0 | 0 | 0 | 0 | 0 | 0 | 0 | 0 | 0 | 0
| F034 | 2.17 | 0 | 0 | 0 | 0 | 0 | 0 | 0 | 0 | 0 | 0 | 0 | 0 | 0 | 0 | 0 | 0 | 0 | 0 | 0
| F035 | 0.98 | 0 | 0 | 0 | 0 | 0 | 0 | 0 | 0 | 0 | 0 | 0 | 0 | 0 | 0 | 0 | 0 | 0 | 0 | 0
| F037 | 2.924 | 0 | 0 | 0 | 0 | 0 | 0 | 0 | 0 | 0 | 0 | 0 | 0 | 0 | 0 | 0 | 0 | 0 | 0 | 0
| FB002 | 3.088 | 3.343 | 3.592 | 3.831 | 4.05 | 4.266 | 4.488 | 4.714 | 4.93 | 4.93 | 4.93 | 4.93 | 4.93 | 4.93 | 4.93 | 4.93 | 4.93 | 4.93 | 4.93 | 4.93
| FB004 | 0.19 | 0.21 | 0.223 | 0.24 | 0.253 | 0.263 | 0.28 | 0.293 | 0.31 | 0.31 | 0.31 | 0.31 | 0.31 | 0.31 | 0.31 | 0.31 | 0.31 | 0.31 | 0.31 | 0.31
| FB005 | 2.474 | 2.64 | 2.8 | 2.949 | 3.092 | 3.225 | 3.368 | 3.521 | 3.681 | 3.681 | 3.681 | 3.681 | 3.681 | 3.681 | 3.681 | 3.681 | 3.681 | 3.681 | 3.681 | 3.681
| FB006 | 3.372 | 3.647 | 3.905 | 4.157 | 4.392 | 4.631 | 4.87 | 5.119 | 5.358 | 5.358 | 5.358 | 5.358 | 5.358 | 5.358 | 5.358 | 5.358 | 5.358 | 5.358 | 5.358 | 5.358
| FB010 | 4.604 | 4.965 | 5.33 | 5.665 | 5.983 | 6.305 | 6.627 | 6.959 | 7.274 | 7.274 | 7.274 | 7.274 | 7.274 | 7.274 | 7.274 | 7.274 | 7.274 | 7.274 | 7.274 | 7.274
| FB011 | 6.076 | 6.59 | 7.084 | 7.555 | 8.006 | 8.434 | 8.871 | 9.319 | 9.76 | 9.76 | 9.76 | 9.76 | 9.76 | 9.76 | 9.76 | 9.76 | 9.76 | 9.76 | 9.76 | 9.76
| FB013 | 3.531 | 3.551 | 3.574 | 3.594 | 3.604 | 3.607 | 3.627 | 3.64 | 3.66 | 3.66 | 3.66 | 3.66 | 3.66 | 3.66 | 3.66 | 3.66 | 3.66 | 3.66 | 3.66 | 3.66
| FB014 | 2.713 | 2.919 | 3.125 | 3.324 | 3.513 | 3.692 | 3.891 | 4.087 | 4.279 | 4.279 | 4.279 | 4.279 | 4.279 | 4.279 | 4.279 | 4.279 | 4.279 | 4.279 | 4.279 | 4.279
| FB015 | 3.97 | 4.294 | 4.606 | 4.904 | 5.179 | 5.454 | 5.743 | 6.018 | 6.293 | 6.293 | 6.293 | 6.293 | 6.293 | 6.293 | 6.293 | 6.293 | 6.293 | 6.293 | 6.293 | 6.293
| FB018 | 5.591 | 6.034 | 6.46 | 6.869 | 7.255 | 7.638 | 8.031 | 8.424 | 8.803 | 8.803 | 8.803 | 8.803 | 8.803 | 8.803 | 8.803 | 8.803 | 8.803 | 8.803 | 8.803 | 8.803
| FB019 | 8.934 | 9.65 | 10.337 | 11.001 | 11.617 | 12.23 | 12.856 | 13.485 | 14.104 | 14.104 | 14.104 | 14.104 | 14.104 | 14.104 | 14.104 | 14.104 | 14.104 | 14.104 | 14.104 | 14.104
| FB020 | 5.9 | 6.199 | 6.535 | 6.796 | 6.995 | 7.245 | 7.575 | 7.903 | 8.046 | 8.046 | 8.046 | 8.046 | 8.046 | 8.046 | 8.046 | 8.046 | 8.046 | 8.046 | 8.046 | 8.046
| FB022 | 1.329 | 1.435 | 1.545 | 1.648 | 1.741 | 1.834 | 1.927 | 2.02 | 2.113 | 2.113 | 2.113 | 2.113 | 2.113 | 2.113 | 2.113 | 2.113 | 2.113 | 2.113 | 2.113 | 2.113
| FB023 | 1.942 | 2.058 | 2.217 | 2.383 | 2.542 | 2.698 | 2.857 | 3.026 | 3.185 | 3.185 | 3.185 | 3.185 | 3.185 | 3.185 | 3.185 | 3.185 | 3.185 | 3.185 | 3.185 | 3.185
| FF084 | 2.987 | 3.056 | 3.139 | 3.206 | 3.259 | 3.319 | 3.399 | 3.502 | 3.553 | 3.553 | 3.553 | 3.553 | 3.553 | 3.553 | 3.553 | 3.553 | 3.553 | 3.553 | 3.553 | 3.553
| FF085 | 1.688 | 1.702 | 1.736 | 1.746 | 1.743 | 1.757 | 1.791 | 1.821 | 1.811 | 1.811 | 1.811 | 1.811 | 1.811 | 1.811 | 1.811 | 1.811 | 1.811 | 1.811 | 1.811 | 1.811
| FF086 | 2.045 | 2.075 | 2.108 | 2.138 | 2.165 | 2.188 | 2.218 | 2.261 | 2.281 | 2.281 | 2.281 | 2.281 | 2.281 | 2.281 | 2.281 | 2.281 | 2.281 | 2.281 | 2.281 | 2.281
| FF091 | 0.847 | 0.854 | 0.874 | 0.877 | 0.884 | 0.894 | 0.904 | 0.917 | 0.924 | 0.924 | 0.924 | 0.924 | 0.924 | 0.924 | 0.924 | 0.924 | 0.924 | 0.924 | 0.924 | 0.924
| FF092 | 1.345 | 1.359 | 1.376 | 1.386 | 1.396 | 1.403 | 1.43 | 1.46 | 1.456 | 1.456 | 1.456 | 1.456 | 1.456 | 1.456 | 1.456 | 1.456 | 1.456 | 1.456 | 1.456 | 1.456
| FF097 | 2.299 | 2.326 | 2.353 | 2.373 | 2.377 | 2.388 | 2.423 | 2.448 | 2.439 | 2.439 | 2.439 | 2.439 | 2.439 | 2.439 | 2.439 | 2.439 | 2.439 | 2.439 | 2.439 | 2.439
| FNS011 | 7.497 | 7.567 | 7.683 | 7.773 | 7.803 | 7.849 | 7.976 | 8.129 | 8.159 | 8.159 | 8.159 | 8.159 | 8.159 | 8.159 | 8.159 | 8.159 | 8.159 | 8.159 | 8.159 | 8.159
| FNS012 | 6.109 | 6.219 | 6.359 | 6.486 | 6.569 | 6.655 | 6.812 | 7.004 | 7.124 | 7.124 | 7.124 | 7.124 | 7.124 | 7.124 | 7.124 | 7.124 | 7.124 | 7.124 | 7.124 | 7.124
| FNS013 | 10.793 | 11.023 | 11.297 | 11.577 | 11.803 | 12.053 | 12.345 | 12.704 | 12.995 | 12.995 | 12.995 | 12.995 | 12.995 | 12.995 | 12.995 | 12.995 | 12.995 | 12.995 | 12.995 | 12.995
| FNS021 | 10.633 | 12.567 | 14.013 | 14.153 | 14.216 | 14.316 | 14.506 | 14.725 | 14.819 | 14.819 | 14.819 | 14.819 | 14.819 | 14.819 | 14.819 | 14.819 | 14.819 | 14.819 | 14.819 | 14.819
| FNS022 | 5.796 | 5.908 | 6.064 | 6.213 | 6.319 | 6.442 | 6.605 | 6.795 | 6.925 | 6.925 | 6.925 | 6.925 | 6.925 | 6.925 | 6.925 | 6.925 | 6.925 | 6.925 | 6.925 | 6.925
| FNS032 | 4.847 | 4.894 | 4.974 | 5.017 | 5.04 | 5.081 | 5.165 | 5.241 | 5.243 | 5.243 | 5.243 | 5.243 | 5.243 | 5.243 | 5.243 | 5.243 | 5.243 | 5.243 | 5.243 | 5.243
| FNS033 | 0 | 0 | 0 | 0 | 3.108 | 10.764 | 11.1 | 11.1 | 11.1 | 11.1 | 11.1 | 11.1 | 11.1 | 11.1 | 11.1 | 11.1 | 11.1 | 11.1 | 11.1 | 11.1
| FR001 | 2.415 | 2.428 | 2.448 | 2.468 | 2.488 | 2.501 | 2.528 | 2.558 | 2.581 | 2.581 | 2.581 | 2.581 | 2.581 | 2.581 | 2.581 | 2.581 | 2.581 | 2.581 | 2.581 | 2.581
| FR003 | 2.45 | 2.477 | 2.477 | 2.477 | 2.48 | 2.48 | 2.48 | 2.483 | 2.493 | 2.493 | 2.493 | 2.493 | 2.493 | 2.493 | 2.493 | 2.493 | 2.493 | 2.493 | 2.493 | 2.493
| FR004 | 1.896 | 1.916 | 1.936 | 1.949 | 1.969 | 1.989 | 2.009 | 2.039 | 2.062 | 2.062 | 2.062 | 2.062 | 2.062 | 2.062 | 2.062 | 2.062 | 2.062 | 2.062 | 2.062 | 2.062
| FR005 | 0.003 | 0.003 | 0.003 | 0.003 | 0.003 | 0.003 | 0.003 | 0.01 | 0.01 | 0.01 | 0.01 | 0.01 | 0.01 | 0.01 | 0.01 | 0.01 | 0.01 | 0.01 | 0.01 | 0.01
| FR007 | 2.477 | 2.497 | 2.527 | 2.547 | 2.567 | 2.58 | 2.62 | 2.65 | 2.673 | 2.673 | 2.673 | 2.673 | 2.673 | 2.673 | 2.673 | 2.673 | 2.673 | 2.673 | 2.673 | 2.673
| FR008 | 3.159 | 3.076 | 3.007 | 2.931 | 2.858 | 2.792 | 2.736 | 2.683 | 2.637 | 2.637 | 2.637 | 2.637 | 2.637 | 2.637 | 2.637 | 2.637 | 2.637 | 2.637 | 2.637 | 2.637
| FR009 | 0.426 | 0.426 | 0.416 | 0.416 | 0.416 | 0.406 | 0.406 | 0.406 | 0.406 | 0.406 | 0.406 | 0.406 | 0.406 | 0.406 | 0.406 | 0.406 | 0.406 | 0.406 | 0.406 | 0.406
| FR013 | 0.933 | 0.943 | 0.953 | 0.956 | 0.963 | 0.966 | 0.976 | 0.986 | 0.996 | 0.996 | 0.996 | 0.996 | 0.996 | 0.996 | 0.996 | 0.996 | 0.996 | 0.996 | 0.996 | 0.996
| FR014 | 3.046 | 3.05 | 3.017 | 2.977 | 2.924 | 2.888 | 2.855 | 2.829 | 2.786 | 2.786 | 2.786 | 2.786 | 2.786 | 2.786 | 2.786 | 2.786 | 2.786 | 2.786 | 2.786 | 2.786
| FR015 | 1.832 | 1.865 | 1.905 | 1.931 | 1.951 | 1.964 | 2.007 | 2.06 | 2.073 | 2.073 | 2.073 | 2.073 | 2.073 | 2.073 | 2.073 | 2.073 | 2.073 | 2.073 | 2.073 | 2.073
| FR016 | 1.87 | 1.88 | 1.89 | 1.903 | 1.903 | 1.913 | 1.923 | 1.943 | 1.963 | 1.963 | 1.963 | 1.963 | 1.963 | 1.963 | 1.963 | 1.963 | 1.963 | 1.963 | 1.963 | 1.963
| FR018 | 2.632 | 2.679 | 2.679 | 2.679 | 2.672 | 2.672 | 2.672 | 2.675 | 2.675 | 2.675 | 2.675 | 2.675 | 2.675 | 2.675 | 2.675 | 2.675 | 2.675 | 2.675 | 2.675 | 2.675
| FR019 | 2.367 | 2.387 | 2.407 | 2.427 | 2.44 | 2.45 | 2.48 | 2.506 | 2.536 | 2.536 | 2.536 | 2.536 | 2.536 | 2.536 | 2.536 | 2.536 | 2.536 | 2.536 | 2.536 | 2.536
| FR020 | 2.32 | 2.34 | 2.37 | 2.393 | 2.413 | 2.433 | 2.466 | 2.499 | 2.529 | 2.529 | 2.529 | 2.529 | 2.529 | 2.529 | 2.529 | 2.529 | 2.529 | 2.529 | 2.529 | 2.529
| FR024 | 2.244 | 2.267 | 2.287 | 2.3 | 2.32 | 2.333 | 2.36 | 2.386 | 2.416 | 2.416 | 2.416 | 2.416 | 2.416 | 2.416 | 2.416 | 2.416 | 2.416 | 2.416 | 2.416 | 2.416
| FR026 | 3.487 | 3.726 | 3.749 | 3.769 | 3.769 | 3.779 | 3.809 | 3.842 | 3.842 | 3.842 | 3.842 | 3.842 | 3.842 | 3.842 | 3.842 | 3.842 | 3.842 | 3.842 | 3.842 | 3.842
| FR027 | 2.624 | 2.654 | 2.677 | 2.707 | 2.723 | 2.743 | 2.786 | 2.819 | 2.852 | 2.852 | 2.852 | 2.852 | 2.852 | 2.852 | 2.852 | 2.852 | 2.852 | 2.852 | 2.852 | 2.852
| FR028 | 2.413 | 2.443 | 2.483 | 2.513 | 2.533 | 2.556 | 2.596 | 2.639 | 2.669 | 2.669 | 2.669 | 2.669 | 2.669 | 2.669 | 2.669 | 2.669 | 2.669 | 2.669 | 2.669 | 2.669
| FR029 | 2.098 | 2.111 | 2.131 | 2.144 | 2.154 | 2.167 | 2.187 | 2.21 | 2.233 | 2.233 | 2.233 | 2.233 | 2.233 | 2.233 | 2.233 | 2.233 | 2.233 | 2.233 | 2.233 | 2.233
| FR030 | 0.808 | 0.811 | 0.821 | 0.831 | 0.831 | 0.841 | 0.851 | 0.861 | 0.871 | 0.871 | 0.871 | 0.871 | 0.871 | 0.871 | 0.871 | 0.871 | 0.871 | 0.871 | 0.871 | 0.871
| FR031 | 4.127 | 4.62 | 4.633 | 4.624 | 4.607 | 4.59 | 4.59 | 4.593 | 4.583 | 4.583 | 4.583 | 4.583 | 4.583 | 4.583 | 4.583 | 4.583 | 4.583 | 4.583 | 4.583 | 4.583
| FR032 | 3.011 | 2.931 | 2.865 | 2.792 | 2.719 | 2.656 | 2.603 | 2.56 | 2.507 | 2.507 | 2.507 | 2.507 | 2.507 | 2.507 | 2.507 | 2.507 | 2.507 | 2.507 | 2.507 | 2.507
| GB011 | 3.168 | 3.198 | 3.218 | 3.248 | 3.268 | 3.288 | 3.311 | 3.341 | 3.371 | 3.371 | 3.371 | 3.371 | 3.371 | 3.371 | 3.371 | 3.371 | 3.371 | 3.371 | 3.371 | 3.371
| GB012 | 6.737 | 6.8 | 6.88 | 6.943 | 6.986 | 7.036 | 7.109 | 7.192 | 7.252 | 7.252 | 7.252 | 7.252 | 7.252 | 7.252 | 7.252 | 7.252 | 7.252 | 7.252 | 7.252 | 7.252
| GB014 | 1.408 | 1.441 | 1.461 | 1.471 | 1.481 | 1.491 | 1.507 | 1.527 | 1.547 | 1.547 | 1.547 | 1.547 | 1.547 | 1.547 | 1.547 | 1.547 | 1.547 | 1.547 | 1.547 | 1.547
| GB031 | 4.78 | 4.82 | 4.877 | 4.904 | 4.92 | 4.964 | 5.028 | 5.091 | 5.107 | 5.107 | 5.107 | 5.107 | 5.107 | 5.107 | 5.107 | 5.107 | 5.107 | 5.107 | 5.107 | 5.107
| GB032 | 3.051 | 3.078 | 3.101 | 3.124 | 3.144 | 3.164 | 3.184 | 3.214 | 3.24 | 3.24 | 3.24 | 3.24 | 3.24 | 3.24 | 3.24 | 3.24 | 3.24 | 3.24 | 3.24 | 3.24
| GCY011 | 12.162 | 12.294 | 12.497 | 12.684 | 12.772 | 12.944 | 13.117 | 13.373 | 13.517 | 13.517 | 13.517 | 13.517 | 13.517 | 13.517 | 13.517 | 13.517 | 13.517 | 13.517 | 13.517 | 13.517
| GCY012 | 6.036 | 6.006 | 5.98 | 5.96 | 5.92 | 5.866 | 5.843 | 5.819 | 5.779 | 5.779 | 5.779 | 5.779 | 5.779 | 5.779 | 5.779 | 5.779 | 5.779 | 5.779 | 5.779 | 5.779
| GCY013 | 4.715 | 4.722 | 4.732 | 4.752 | 4.752 | 4.752 | 4.765 | 4.792 | 4.805 | 4.805 | 4.805 | 4.805 | 4.805 | 4.805 | 4.805 | 4.805 | 4.805 | 4.805 | 4.805 | 4.805
| GCY014 | 12 | 12.099 | 12.245 | 12.402 | 12.469 | 12.571 | 12.706 | 12.913 | 13.041 | 13.041 | 13.041 | 13.041 | 13.041 | 13.041 | 13.041 | 13.041 | 13.041 | 13.041 | 13.041 | 13.041
| GCY021 | 2.501 | 2.494 | 2.501 | 2.501 | 2.501 | 2.491 | 2.491 | 2.495 | 2.492 | 2.492 | 2.492 | 2.492 | 2.492 | 2.492 | 2.492 | 2.492 | 2.492 | 2.492 | 2.492 | 2.492
| GCY022 | 5.807 | 5.786 | 5.785 | 5.774 | 5.747 | 5.72 | 5.733 | 5.746 | 5.716 | 5.716 | 5.716 | 5.716 | 5.716 | 5.716 | 5.716 | 5.716 | 5.716 | 5.716 | 5.716 | 5.716
| GCY023 | 1.654 | 1.654 | 1.654 | 1.654 | 1.654 | 1.654 | 1.654 | 1.664 | 1.667 | 1.667 | 1.667 | 1.667 | 1.667 | 1.667 | 1.667 | 1.667 | 1.667 | 1.667 | 1.667 | 1.667
| GCY024 | 7.248 | 7.281 | 7.34 | 7.386 | 7.426 | 7.472 | 7.535 | 7.628 | 7.671 | 7.671 | 7.671 | 7.671 | 7.671 | 7.671 | 7.671 | 7.671 | 7.671 | 7.671 | 7.671 | 7.671
| GHP011 | 10.426 | 10.651 | 10.941 | 11.202 | 11.397 | 11.613 | 11.991 | 12.401 | 12.67 | 12.67 | 12.67 | 12.67 | 12.67 | 12.67 | 12.67 | 12.67 | 12.67 | 12.67 | 12.67 | 12.67
| GHP012 | 9.772 | 9.938 | 10.151 | 10.351 | 10.485 | 10.627 | 10.826 | 11.102 | 11.252 | 11.252 | 11.252 | 11.252 | 11.252 | 11.252 | 11.252 | 11.252 | 11.252 | 11.252 | 11.252 | 11.252
| GHP021 | 8.814 | 9.042 | 9.32 | 9.586 | 9.761 | 9.966 | 10.328 | 10.709 | 10.997 | 10.997 | 10.997 | 10.997 | 10.997 | 10.997 | 10.997 | 10.997 | 10.997 | 10.997 | 10.997 | 10.997
| GHP022 | 5.804 | 5.897 | 6.023 | 6.123 | 6.183 | 6.253 | 6.379 | 6.542 | 6.609 | 6.609 | 6.609 | 6.609 | 6.609 | 6.609 | 6.609 | 6.609 | 6.609 | 6.609 | 6.609 | 6.609
| GL011 | 5.933 | 6.04 | 6.052 | 6.067 | 6.071 | 6.098 | 6.141 | 6.182 | 6.198 | 6.198 | 6.198 | 6.198 | 6.198 | 6.198 | 6.198 | 6.198 | 6.198 | 6.198 | 6.198 | 6.198
| GL012 | 2.28 | 2.3 | 2.33 | 2.353 | 2.366 | 2.386 | 2.413 | 2.456 | 2.48 | 2.48 | 2.48 | 2.48 | 2.48 | 2.48 | 2.48 | 2.48 | 2.48 | 2.48 | 2.48 | 2.48
| GL013 | 4.326 | 4.396 | 4.482 | 4.555 | 4.605 | 4.661 | 4.73 | 4.843 | 4.906 | 4.906 | 4.906 | 4.906 | 4.906 | 4.906 | 4.906 | 4.906 | 4.906 | 4.906 | 4.906 | 4.906
| GL014 | 4.49 | 4.573 | 4.679 | 4.775 | 4.855 | 4.935 | 5.031 | 5.17 | 5.253 | 5.253 | 5.253 | 5.253 | 5.253 | 5.253 | 5.253 | 5.253 | 5.253 | 5.253 | 5.253 | 5.253
| GL015 | 4.753 | 4.852 | 4.984 | 5.097 | 5.177 | 5.272 | 5.394 | 5.554 | 5.631 | 5.631 | 5.631 | 5.631 | 5.631 | 5.631 | 5.631 | 5.631 | 5.631 | 5.631 | 5.631 | 5.631
| GL021 | 5.422 | 5.505 | 5.605 | 5.699 | 5.736 | 5.783 | 5.883 | 6.003 | 6.057 | 6.057 | 6.057 | 6.057 | 6.057 | 6.057 | 6.057 | 6.057 | 6.057 | 6.057 | 6.057 | 6.057
| GL022 | 7.679 | 7.768 | 7.907 | 8.017 | 8.07 | 8.162 | 8.268 | 8.426 | 8.522 | 8.522 | 8.522 | 8.522 | 8.522 | 8.522 | 8.522 | 8.522 | 8.522 | 8.522 | 8.522 | 8.522
| GL023 | 5.381 | 5.35 | 5.38 | 5.427 | 5.448 | 5.479 | 5.532 | 5.624 | 5.661 | 5.661 | 5.661 | 5.661 | 5.661 | 5.661 | 5.661 | 5.661 | 5.661 | 5.661 | 5.661 | 5.661
| GL024 | 6.302 | 6.381 | 6.483 | 6.562 | 6.621 | 6.693 | 6.785 | 6.891 | 6.967 | 6.967 | 6.967 | 6.967 | 6.967 | 6.967 | 6.967 | 6.967 | 6.967 | 6.967 | 6.967 | 6.967
| GLE011 | 3.123 | 3.14 | 3.177 | 3.193 | 3.193 | 3.21 | 3.247 | 3.287 | 3.286 | 3.286 | 3.286 | 3.286 | 3.286 | 3.286 | 3.286 | 3.286 | 3.286 | 3.286 | 3.286 | 3.286
| GLE012 | 9.694 | 9.874 | 10.09 | 10.29 | 10.427 | 10.59 | 10.782 | 11.067 | 11.227 | 11.227 | 11.227 | 11.227 | 11.227 | 11.227 | 11.227 | 11.227 | 11.227 | 11.227 | 11.227 | 11.227
| GLE013 | 12.272 | 12.66 | 13.105 | 13.521 | 13.836 | 14.184 | 14.648 | 15.159 | 15.513 | 15.513 | 15.513 | 15.513 | 15.513 | 15.513 | 15.513 | 15.513 | 15.513 | 15.513 | 15.513 | 15.513
| GLE021 | 5.506 | 5.553 | 5.636 | 5.703 | 5.713 | 5.733 | 5.821 | 5.944 | 5.954 | 5.954 | 5.954 | 5.954 | 5.954 | 5.954 | 5.954 | 5.954 | 5.954 | 5.954 | 5.954 | 5.954
| GLE022 | 7.622 | 7.834 | 8.083 | 8.316 | 8.482 | 8.667 | 8.919 | 9.211 | 9.401 | 9.401 | 9.401 | 9.401 | 9.401 | 9.401 | 9.401 | 9.401 | 9.401 | 9.401 | 9.401 | 9.401
| GLE023 | 2.217 | 2.217 | 2.227 | 2.234 | 2.237 | 2.237 | 2.247 | 2.257 | 2.267 | 2.267 | 2.267 | 2.267 | 2.267 | 2.267 | 2.267 | 2.267 | 2.267 | 2.267 | 2.267 | 2.267
| GLE024 | 10.659 | 10.745 | 10.868 | 10.956 | 10.99 | 11.043 | 11.169 | 11.311 | 11.362 | 11.362 | 11.362 | 11.362 | 11.362 | 11.362 | 11.362 | 11.362 | 11.362 | 11.362 | 11.362 | 11.362
| GLE031 | 8.866 | 8.882 | 8.944 | 9.017 | 9.044 | 9.091 | 9.177 | 9.299 | 9.348 | 9.348 | 9.348 | 9.348 | 9.348 | 9.348 | 9.348 | 9.348 | 9.348 | 9.348 | 9.348 | 9.348
| GLE032 | 6.81 | 6.878 | 6.978 | 7.041 | 7.071 | 7.132 | 7.247 | 7.342 | 7.369 | 7.369 | 7.369 | 7.369 | 7.369 | 7.369 | 7.369 | 7.369 | 7.369 | 7.369 | 7.369 | 7.369
| GLE033 | 3.271 | 3.288 | 3.312 | 3.329 | 3.325 | 3.339 | 3.369 | 3.393 | 3.39 | 3.39 | 3.39 | 3.39 | 3.39 | 3.39 | 3.39 | 3.39 | 3.39 | 3.39 | 3.39 | 3.39
| GSB011 | 6.565 | 6.725 | 6.902 | 7.031 | 7.134 | 7.288 | 7.489 | 7.694 | 7.82 | 7.82 | 7.82 | 7.82 | 7.82 | 7.82 | 7.82 | 7.82 | 7.82 | 7.82 | 7.82 | 7.82
| GSB012 | 12.644 | 12.918 | 13.265 | 13.513 | 13.724 | 13.997 | 14.418 | 14.839 | 15.094 | 15.094 | 15.094 | 15.094 | 15.094 | 15.094 | 15.094 | 15.094 | 15.094 | 15.094 | 15.094 | 15.094
| GSB013 | 7.363 | 7.513 | 7.717 | 7.876 | 7.994 | 8.124 | 8.334 | 8.588 | 8.755 | 8.755 | 8.755 | 8.755 | 8.755 | 8.755 | 8.755 | 8.755 | 8.755 | 8.755 | 8.755 | 8.755
| GSB014 | 4.918 | 4.99 | 5.079 | 5.139 | 5.183 | 5.241 | 5.343 | 5.443 | 5.483 | 5.483 | 5.483 | 5.483 | 5.483 | 5.483 | 5.483 | 5.483 | 5.483 | 5.483 | 5.483 | 5.483
| HSM001 | 2.886 | 2.88 | 2.883 | 2.883 | 2.863 | 2.853 | 2.863 | 2.883 | 2.863 | 2.863 | 2.863 | 2.863 | 2.863 | 2.863 | 2.863 | 2.863 | 2.863 | 2.863 | 2.863 | 2.863
| HSM002 | 3.13 | 3.137 | 3.157 | 3.174 | 3.157 | 3.147 | 3.177 | 3.207 | 3.187 | 3.187 | 3.187 | 3.187 | 3.187 | 3.187 | 3.187 | 3.187 | 3.187 | 3.187 | 3.187 | 3.187
| HSM003 | 4.426 | 4.446 | 4.479 | 4.499 | 4.479 | 4.462 | 4.495 | 4.542 | 4.515 | 4.515 | 4.515 | 4.515 | 4.515 | 4.515 | 4.515 | 4.515 | 4.515 | 4.515 | 4.515 | 4.515
| HSM004 | 4.948 | 4.951 | 4.971 | 4.975 | 4.929 | 4.899 | 4.919 | 4.942 | 4.899 | 4.899 | 4.899 | 4.899 | 4.899 | 4.899 | 4.899 | 4.899 | 4.899 | 4.899 | 4.899 | 4.899
| HSM005 | 4.346 | 4.336 | 4.336 | 4.323 | 4.293 | 4.263 | 4.259 | 4.266 | 4.236 | 4.236 | 4.236 | 4.236 | 4.236 | 4.236 | 4.236 | 4.236 | 4.236 | 4.236 | 4.236 | 4.236
| HSM006 | 7.42 | 7.391 | 7.388 | 7.379 | 7.326 | 7.29 | 7.287 | 7.307 | 7.257 | 7.257 | 7.257 | 7.257 | 7.257 | 7.257 | 7.257 | 7.257 | 7.257 | 7.257 | 7.257 | 7.257
| HSM009 | 7.05 | 7.051 | 7.09 | 7.103 | 7.083 | 7.067 | 7.104 | 7.132 | 7.115 | 7.115 | 7.115 | 7.115 | 7.115 | 7.115 | 7.115 | 7.115 | 7.115 | 7.115 | 7.115 | 7.115
| HSM010 | 8.621 | 8.555 | 8.537 | 8.52 | 8.453 | 8.438 | 8.465 | 8.509 | 8.47 | 8.47 | 8.47 | 8.47 | 8.47 | 8.47 | 8.47 | 8.47 | 8.47 | 8.47 | 8.47 | 8.47
| HTN011 | 1.28 | 1.3 | 1.32 | 1.33 | 1.337 | 1.354 | 1.381 | 1.404 | 1.4 | 1.4 | 1.4 | 1.4 | 1.4 | 1.4 | 1.4 | 1.4 | 1.4 | 1.4 | 1.4 | 1.4
| HTN012 | 3.03 | 3.057 | 3.097 | 3.11 | 3.107 | 3.121 | 3.165 | 3.198 | 3.164 | 3.164 | 3.164 | 3.164 | 3.164 | 3.164 | 3.164 | 3.164 | 3.164 | 3.164 | 3.164 | 3.164
| HTN013 | 4.711 | 4.697 | 4.704 | 4.691 | 4.655 | 4.612 | 4.613 | 4.627 | 4.585 | 4.585 | 4.585 | 4.585 | 4.585 | 4.585 | 4.585 | 4.585 | 4.585 | 4.585 | 4.585 | 4.585
| HTN032 | 6.337 | 6.307 | 6.306 | 6.316 | 6.279 | 6.252 | 6.303 | 6.329 | 6.285 | 6.285 | 6.285 | 6.285 | 6.285 | 6.285 | 6.285 | 6.285 | 6.285 | 6.285 | 6.285 | 6.285
| HTN033 | 7.071 | 7.061 | 7.082 | 7.072 | 7.046 | 7.016 | 7.016 | 7.06 | 7.02 | 7.02 | 7.02 | 7.02 | 7.02 | 7.02 | 7.02 | 7.02 | 7.02 | 7.02 | 7.02 | 7.02
| HTN034 | 3.144 | 3.167 | 3.197 | 3.217 | 3.197 | 3.187 | 3.217 | 3.26 | 3.24 | 3.24 | 3.24 | 3.24 | 3.24 | 3.24 | 3.24 | 3.24 | 3.24 | 3.24 | 3.24 | 3.24
| HYT011 | 2.342 | 2.392 | 2.472 | 2.523 | 2.536 | 2.573 | 2.667 | 2.749 | 2.72 | 2.72 | 2.72 | 2.72 | 2.72 | 2.72 | 2.72 | 2.72 | 2.72 | 2.72 | 2.72 | 2.72
| JA001 | 2.308 | 2.381 | 2.464 | 2.544 | 2.607 | 2.677 | 2.753 | 2.836 | 2.906 | 2.906 | 2.906 | 2.906 | 2.906 | 2.906 | 2.906 | 2.906 | 2.906 | 2.906 | 2.906 | 2.906
| JA002 | 4.388 | 4.537 | 4.563 | 4.606 | 4.709 | 4.812 | 4.925 | 5.041 | 5.144 | 5.144 | 5.144 | 5.144 | 5.144 | 5.144 | 5.144 | 5.144 | 5.144 | 5.144 | 5.144 | 5.144
| JA003 | 2.286 | 2.359 | 2.439 | 2.509 | 2.552 | 2.612 | 2.685 | 2.778 | 2.825 | 2.825 | 2.825 | 2.825 | 2.825 | 2.825 | 2.825 | 2.825 | 2.825 | 2.825 | 2.825 | 2.825
| JA005 | 13.132 | 13.627 | 13.954 | 14.369 | 14.747 | 15.135 | 15.583 | 16.044 | 16.452 | 16.452 | 16.452 | 16.452 | 16.452 | 16.452 | 16.452 | 16.452 | 16.452 | 16.452 | 16.452 | 16.452
| JA006 | 5.26 | 5.456 | 5.665 | 5.864 | 6.033 | 6.205 | 6.414 | 6.627 | 6.83 | 6.83 | 6.83 | 6.83 | 6.83 | 6.83 | 6.83 | 6.83 | 6.83 | 6.83 | 6.83 | 6.83
| JA009 | 2.515 | 2.702 | 2.768 | 2.828 | 2.878 | 2.931 | 2.994 | 3.067 | 3.117 | 3.117 | 3.117 | 3.117 | 3.117 | 3.117 | 3.117 | 3.117 | 3.117 | 3.117 | 3.117 | 3.117
| JA010 | 5.18 | 5.372 | 5.567 | 5.749 | 5.898 | 6.047 | 6.236 | 6.444 | 6.596 | 6.596 | 6.596 | 6.596 | 6.596 | 6.596 | 6.596 | 6.596 | 6.596 | 6.596 | 6.596 | 6.596
| JA011 | 7.479 | 7.751 | 8.029 | 8.281 | 8.516 | 8.758 | 9.027 | 9.305 | 9.557 | 9.557 | 9.557 | 9.557 | 9.557 | 9.557 | 9.557 | 9.557 | 9.557 | 9.557 | 9.557 | 9.557
| JA013 | 6.257 | 6.492 | 6.71 | 6.928 | 7.123 | 7.321 | 7.536 | 7.761 | 7.979 | 7.979 | 7.979 | 7.979 | 7.979 | 7.979 | 7.979 | 7.979 | 7.979 | 7.979 | 7.979 | 7.979
| JA014 | 1.931 | 1.941 | 1.941 | 1.931 | 1.911 | 1.901 | 1.894 | 1.894 | 1.874 | 1.874 | 1.874 | 1.874 | 1.874 | 1.874 | 1.874 | 1.874 | 1.874 | 1.874 | 1.874 | 1.874
| JA017 | 3.028 | 3.134 | 3.24 | 3.346 | 3.432 | 3.528 | 3.624 | 3.73 | 3.829 | 3.829 | 3.829 | 3.829 | 3.829 | 3.829 | 3.829 | 3.829 | 3.829 | 3.829 | 3.829 | 3.829
| JA018 | 4.213 | 4.465 | 4.517 | 4.663 | 4.792 | 4.921 | 5.057 | 5.202 | 5.348 | 5.348 | 5.348 | 5.348 | 5.348 | 5.348 | 5.348 | 5.348 | 5.348 | 5.348 | 5.348 | 5.348
| JA019 | 7.823 | 7.978 | 8.08 | 8.163 | 8.24 | 8.307 | 8.401 | 8.495 | 8.581 | 8.581 | 8.581 | 8.581 | 8.581 | 8.581 | 8.581 | 8.581 | 8.581 | 8.581 | 8.581 | 8.581
| JA021 | 2.375 | 2.458 | 2.551 | 2.634 | 2.707 | 2.777 | 2.86 | 2.953 | 3.026 | 3.026 | 3.026 | 3.026 | 3.026 | 3.026 | 3.026 | 3.026 | 3.026 | 3.026 | 3.026 | 3.026
| JA022 | 2.256 | 2.272 | 2.275 | 2.278 | 2.278 | 2.268 | 2.281 | 2.351 | 2.407 | 2.407 | 2.407 | 2.407 | 2.407 | 2.407 | 2.407 | 2.407 | 2.407 | 2.407 | 2.407 | 2.407
| JA025 | 5.826 | 5.988 | 6.18 | 6.356 | 6.475 | 6.601 | 6.783 | 6.998 | 7.134 | 7.134 | 7.134 | 7.134 | 7.134 | 7.134 | 7.134 | 7.134 | 7.134 | 7.134 | 7.134 | 7.134
| JA026 | 2.027 | 2.113 | 2.196 | 2.275 | 2.348 | 2.417 | 2.493 | 2.576 | 2.652 | 2.652 | 2.652 | 2.652 | 2.652 | 2.652 | 2.652 | 2.652 | 2.652 | 2.652 | 2.652 | 2.652
| JA027 | 5.465 | 5.662 | 5.808 | 5.944 | 6.11 | 6.266 | 6.445 | 6.628 | 6.797 | 6.797 | 6.797 | 6.797 | 6.797 | 6.797 | 6.797 | 6.797 | 6.797 | 6.797 | 6.797 | 6.797
| JA029 | 6.329 | 6.54 | 6.764 | 6.965 | 7.113 | 7.288 | 7.512 | 7.746 | 7.901 | 7.901 | 7.901 | 7.901 | 7.901 | 7.901 | 7.901 | 7.901 | 7.901 | 7.901 | 7.901 | 7.901
| JA033 | 5.216 | 5.411 | 5.61 | 5.798 | 5.967 | 6.136 | 6.321 | 6.52 | 6.695 | 6.695 | 6.695 | 6.695 | 6.695 | 6.695 | 6.695 | 6.695 | 6.695 | 6.695 | 6.695 | 6.695
| JA034 | 2.889 | 2.999 | 3.112 | 3.218 | 3.301 | 3.394 | 3.51 | 3.633 | 3.733 | 3.733 | 3.733 | 3.733 | 3.733 | 3.733 | 3.733 | 3.733 | 3.733 | 3.733 | 3.733 | 3.733
| JA035 | 7.163 | 7.546 | 7.758 | 7.97 | 8.146 | 8.325 | 8.557 | 8.783 | 8.981 | 8.981 | 8.981 | 8.981 | 8.981 | 8.981 | 8.981 | 8.981 | 8.981 | 8.981 | 8.981 | 8.981
| JA037 | 7.451 | 7.634 | 7.766 | 7.878 | 7.972 | 8.057 | 8.186 | 8.328 | 8.439 | 8.439 | 8.439 | 8.439 | 8.439 | 8.439 | 8.439 | 8.439 | 8.439 | 8.439 | 8.439 | 8.439
| JA038 | 5.028 | 5.137 | 5.246 | 5.345 | 5.434 | 5.523 | 5.639 | 5.758 | 5.847 | 5.847 | 5.847 | 5.847 | 5.847 | 5.847 | 5.847 | 5.847 | 5.847 | 5.847 | 5.847 | 5.847
| JA041 | 3.533 | 3.586 | 3.629 | 3.662 | 3.675 | 3.698 | 3.741 | 3.777 | 3.797 | 3.797 | 3.797 | 3.797 | 3.797 | 3.797 | 3.797 | 3.797 | 3.797 | 3.797 | 3.797 | 3.797
| JA042 | 7.761 | 8.055 | 8.356 | 8.636 | 8.897 | 9.141 | 9.44 | 9.746 | 10.003 | 10.003 | 10.003 | 10.003 | 10.003 | 10.003 | 10.003 | 10.003 | 10.003 | 10.003 | 10.003 | 10.003
| JA043 | 5.511 | 5.719 | 5.917 | 6.105 | 6.28 | 6.445 | 6.63 | 6.818 | 7.006 | 7.006 | 7.006 | 7.006 | 7.006 | 7.006 | 7.006 | 7.006 | 7.006 | 7.006 | 7.006 | 7.006
| JA045 | 3.079 | 3.192 | 3.305 | 3.408 | 3.508 | 3.601 | 3.711 | 3.827 | 3.927 | 3.927 | 3.927 | 3.927 | 3.927 | 3.927 | 3.927 | 3.927 | 3.927 | 3.927 | 3.927 | 3.927
| JA046 | 6.951 | 7.197 | 7.446 | 7.675 | 7.881 | 8.097 | 8.333 | 8.585 | 8.814 | 8.814 | 8.814 | 8.814 | 8.814 | 8.814 | 8.814 | 8.814 | 8.814 | 8.814 | 8.814 | 8.814
| K023 | 3.664 | 3.697 | 3.754 | 3.797 | 3.817 | 3.834 | 3.877 | 3.927 | 3.95 | 3.95 | 3.95 | 3.95 | 3.95 | 3.95 | 3.95 | 3.95 | 3.95 | 3.95 | 3.95 | 3.95
| K024 | 4.876 | 4.952 | 5.038 | 5.117 | 5.163 | 5.216 | 5.302 | 5.401 | 5.45 | 5.45 | 5.45 | 5.45 | 5.45 | 5.45 | 5.45 | 5.45 | 5.45 | 5.45 | 5.45 | 5.45
| K026 | 3.071 | 3.067 | 3.083 | 3.109 | 3.119 | 3.139 | 3.168 | 3.215 | 3.235 | 3.235 | 3.235 | 3.235 | 3.235 | 3.235 | 3.235 | 3.235 | 3.235 | 3.235 | 3.235 | 3.235
| K031 | 0 | 0 | 0 | 0 | 0 | 0 | 0 | 0 | 0 | 0 | 0 | 0 | 0 | 0 | 0 | 0 | 0 | 0 | 0 | 0
| K032 | 0 | 0 | 0 | 0 | 0 | 0 | 0 | 0 | 0 | 0 | 0 | 0 | 0 | 0 | 0 | 0 | 0 | 0 | 0 | 0
| KGT002 | 6.246 | 6.256 | 6.279 | 6.289 | 6.256 | 6.23 | 6.25 | 6.283 | 6.25 | 6.25 | 6.25 | 6.25 | 6.25 | 6.25 | 6.25 | 6.25 | 6.25 | 6.25 | 6.25 | 6.25
| KGT003 | 3.551 | 3.584 | 3.644 | 3.687 | 3.68 | 3.69 | 3.75 | 3.83 | 3.813 | 3.813 | 3.813 | 3.813 | 3.813 | 3.813 | 3.813 | 3.813 | 3.813 | 3.813 | 3.813 | 3.813
| KGT004 | 5.509 | 5.549 | 5.625 | 5.675 | 5.658 | 5.668 | 5.748 | 5.854 | 5.831 | 5.831 | 5.831 | 5.831 | 5.831 | 5.831 | 5.831 | 5.831 | 5.831 | 5.831 | 5.831 | 5.831
| KGT005 | 0 | 0 | 0 | 0 | 0 | 0 | 0 | 0 | 0 | 0 | 0 | 0 | 0 | 0 | 0 | 0 | 0 | 0 | 0 | 0
| KRT012 | 3.039 | 3.072 | 3.135 | 3.185 | 3.188 | 3.211 | 3.271 | 3.354 | 3.361 | 3.361 | 3.361 | 3.361 | 3.361 | 3.361 | 3.361 | 3.361 | 3.361 | 3.361 | 3.361 | 3.361
| KRT013 | 6.225 | 6.262 | 6.341 | 6.404 | 6.421 | 6.444 | 6.544 | 6.664 | 6.691 | 6.691 | 6.691 | 6.691 | 6.691 | 6.691 | 6.691 | 6.691 | 6.691 | 6.691 | 6.691 | 6.691
| KRT022 | 7.504 | 7.597 | 7.724 | 7.794 | 7.85 | 7.924 | 8.051 | 8.192 | 8.242 | 8.242 | 8.242 | 8.242 | 8.242 | 8.242 | 8.242 | 8.242 | 8.242 | 8.242 | 8.242 | 8.242
| KRT023 | 8.401 | 8.389 | 8.432 | 8.472 | 8.465 | 8.474 | 8.534 | 8.617 | 8.647 | 8.647 | 8.647 | 8.647 | 8.647 | 8.647 | 8.647 | 8.647 | 8.647 | 8.647 | 8.647 | 8.647
| KRT031 | 14.287 | 14.291 | 14.324 | 14.353 | 14.356 | 14.346 | 14.369 | 14.415 | 14.454 | 14.454 | 14.454 | 14.454 | 14.454 | 14.454 | 14.454 | 14.454 | 14.454 | 14.454 | 14.454 | 14.454
| KYM001 | 6.861 | 6.911 | 7.01 | 7.116 | 7.133 | 7.146 | 7.235 | 7.384 | 7.423 | 7.423 | 7.423 | 7.423 | 7.423 | 7.423 | 7.423 | 7.423 | 7.423 | 7.423 | 7.423 | 7.423
| KYM002 | 4.893 | 4.854 | 4.847 | 4.803 | 4.757 | 4.724 | 4.714 | 4.695 | 4.672 | 4.672 | 4.672 | 4.672 | 4.672 | 4.672 | 4.672 | 4.672 | 4.672 | 4.672 | 4.672 | 4.672
| KYM003 | 4.898 | 4.925 | 4.998 | 5.058 | 5.052 | 5.065 | 5.155 | 5.264 | 5.234 | 5.234 | 5.234 | 5.234 | 5.234 | 5.234 | 5.234 | 5.234 | 5.234 | 5.234 | 5.234 | 5.234
| KYM004 | 5.207 | 5.25 | 5.343 | 5.406 | 5.4 | 5.42 | 5.523 | 5.643 | 5.626 | 5.626 | 5.626 | 5.626 | 5.626 | 5.626 | 5.626 | 5.626 | 5.626 | 5.626 | 5.626 | 5.626
| KYM005 | 5.163 | 5.166 | 5.186 | 5.196 | 5.166 | 5.16 | 5.184 | 5.197 | 5.204 | 5.204 | 5.204 | 5.204 | 5.204 | 5.204 | 5.204 | 5.204 | 5.204 | 5.204 | 5.204 | 5.204
| KYM006 | 5.391 | 5.381 | 5.385 | 5.385 | 5.362 | 5.342 | 5.362 | 5.398 | 5.375 | 5.375 | 5.375 | 5.375 | 5.375 | 5.375 | 5.375 | 5.375 | 5.375 | 5.375 | 5.375 | 5.375
| L001 | 3.984 | 4.034 | 4.104 | 4.167 | 4.197 | 4.247 | 4.317 | 4.41 | 4.456 | 4.456 | 4.456 | 4.456 | 4.456 | 4.456 | 4.456 | 4.456 | 4.456 | 4.456 | 4.456 | 4.456
| L002 | 4.641 | 4.661 | 4.71 | 4.727 | 4.734 | 4.743 | 4.773 | 4.826 | 4.82 | 4.82 | 4.82 | 4.82 | 4.82 | 4.82 | 4.82 | 4.82 | 4.82 | 4.82 | 4.82 | 4.82
| L004 | 2.014 | 2.037 | 2.067 | 2.097 | 2.11 | 2.13 | 2.16 | 2.193 | 2.216 | 2.216 | 2.216 | 2.216 | 2.216 | 2.216 | 2.216 | 2.216 | 2.216 | 2.216 | 2.216 | 2.216
| L005 | 4.193 | 4.209 | 4.248 | 4.271 | 4.281 | 4.304 | 4.334 | 4.397 | 4.397 | 4.397 | 4.397 | 4.397 | 4.397 | 4.397 | 4.397 | 4.397 | 4.397 | 4.397 | 4.397 | 4.397
| L006 | 2.299 | 2.246 | 2.216 | 2.189 | 2.163 | 2.15 | 2.137 | 2.134 | 2.121 | 2.121 | 2.121 | 2.121 | 2.121 | 2.121 | 2.121 | 2.121 | 2.121 | 2.121 | 2.121 | 2.121
| L009 | 2.801 | 2.844 | 2.901 | 2.944 | 2.974 | 3.014 | 3.064 | 3.137 | 3.17 | 3.17 | 3.17 | 3.17 | 3.17 | 3.17 | 3.17 | 3.17 | 3.17 | 3.17 | 3.17 | 3.17
| L010 | 4.149 | 4.189 | 4.266 | 4.326 | 4.356 | 4.399 | 4.465 | 4.549 | 4.593 | 4.593 | 4.593 | 4.593 | 4.593 | 4.593 | 4.593 | 4.593 | 4.593 | 4.593 | 4.593 | 4.593
| L013 | 2.031 | 2.022 | 2.005 | 2.002 | 1.992 | 1.989 | 1.992 | 2.015 | 2.022 | 2.022 | 2.022 | 2.022 | 2.022 | 2.022 | 2.022 | 2.022 | 2.022 | 2.022 | 2.022 | 2.022
| L014 | 3.73 | 3.737 | 3.757 | 3.773 | 3.78 | 3.78 | 3.81 | 3.857 | 3.86 | 3.86 | 3.86 | 3.86 | 3.86 | 3.86 | 3.86 | 3.86 | 3.86 | 3.86 | 3.86 | 3.86
| L015 | 2.397 | 2.397 | 2.417 | 2.427 | 2.434 | 2.437 | 2.454 | 2.501 | 2.511 | 2.511 | 2.511 | 2.511 | 2.511 | 2.511 | 2.511 | 2.511 | 2.511 | 2.511 | 2.511 | 2.511
| L018 | 2.719 | 2.759 | 2.822 | 2.862 | 2.895 | 2.935 | 2.988 | 3.055 | 3.091 | 3.091 | 3.091 | 3.091 | 3.091 | 3.091 | 3.091 | 3.091 | 3.091 | 3.091 | 3.091 | 3.091
| L019 | 4.239 | 4.272 | 4.356 | 4.412 | 4.445 | 4.488 | 4.554 | 4.637 | 4.686 | 4.686 | 4.686 | 4.686 | 4.686 | 4.686 | 4.686 | 4.686 | 4.686 | 4.686 | 4.686 | 4.686
| L020 | 2.523 | 2.543 | 2.559 | 2.572 | 2.582 | 2.585 | 2.605 | 2.628 | 2.628 | 2.628 | 2.628 | 2.628 | 2.628 | 2.628 | 2.628 | 2.628 | 2.628 | 2.628 | 2.628 | 2.628
| L022 | 4.272 | 4.311 | 4.374 | 4.414 | 4.424 | 4.454 | 4.507 | 4.594 | 4.615 | 4.615 | 4.615 | 4.615 | 4.615 | 4.615 | 4.615 | 4.615 | 4.615 | 4.615 | 4.615 | 4.615
| L023 | 0.145 | 0.145 | 0.145 | 0.152 | 0.152 | 0.152 | 0.152 | 0.152 | 0.152 | 0.152 | 0.152 | 0.152 | 0.152 | 0.152 | 0.152 | 0.152 | 0.152 | 0.152 | 0.152 | 0.152
| LFSF | 0 | 0 | 0 | 0 | 0 | 0 | 0 | 0 | 0 | 0 | 0 | 0 | 0 | 0 | 0 | 0 | 0 | 0 | 0 | 0
| LQ001 | 3.459 | 3.578 | 3.704 | 3.82 | 3.926 | 4.032 | 4.151 | 4.267 | 4.386 | 4.386 | 4.386 | 4.386 | 4.386 | 4.386 | 4.386 | 4.386 | 4.386 | 4.386 | 4.386 | 4.386
| LQ002 | 1.656 | 1.712 | 1.761 | 1.807 | 1.853 | 1.899 | 1.955 | 2.011 | 2.06 | 2.06 | 2.06 | 2.06 | 2.06 | 2.06 | 2.06 | 2.06 | 2.06 | 2.06 | 2.06 | 2.06
| LQ003 | 2.735 | 2.835 | 2.928 | 3.021 | 3.094 | 3.174 | 3.267 | 3.37 | 3.45 | 3.45 | 3.45 | 3.45 | 3.45 | 3.45 | 3.45 | 3.45 | 3.45 | 3.45 | 3.45 | 3.45
| LQ004 | 3.46 | 3.509 | 3.558 | 3.604 | 3.643 | 3.682 | 3.728 | 3.79 | 3.876 | 3.876 | 3.876 | 3.876 | 3.876 | 3.876 | 3.876 | 3.876 | 3.876 | 3.876 | 3.876 | 3.876
| LQ007 | 0.439 | 0.449 | 0.462 | 0.472 | 0.475 | 0.482 | 0.502 | 0.518 | 0.518 | 0.518 | 0.518 | 0.518 | 0.518 | 0.518 | 0.518 | 0.518 | 0.518 | 0.518 | 0.518 | 0.518
| LQ008 | 0.279 | 0.282 | 0.292 | 0.299 | 0.309 | 0.312 | 0.322 | 0.332 | 0.339 | 0.339 | 0.339 | 0.339 | 0.339 | 0.339 | 0.339 | 0.339 | 0.339 | 0.339 | 0.339 | 0.339
| LQ009 | 1.84 | 1.893 | 1.966 | 2.019 | 2.052 | 2.095 | 2.161 | 2.234 | 2.267 | 2.267 | 2.267 | 2.267 | 2.267 | 2.267 | 2.267 | 2.267 | 2.267 | 2.267 | 2.267 | 2.267
| LQ010 | 1.064 | 1.104 | 1.137 | 1.17 | 1.2 | 1.23 | 1.263 | 1.306 | 1.336 | 1.336 | 1.336 | 1.336 | 1.336 | 1.336 | 1.336 | 1.336 | 1.336 | 1.336 | 1.336 | 1.336
| LQ011 | 3.174 | 3.294 | 3.41 | 3.516 | 3.619 | 3.722 | 3.832 | 3.948 | 4.061 | 4.061 | 4.061 | 4.061 | 4.061 | 4.061 | 4.061 | 4.061 | 4.061 | 4.061 | 4.061 | 4.061
| LQ012 | 3.761 | 3.897 | 4.03 | 4.156 | 4.269 | 4.378 | 4.511 | 4.644 | 4.76 | 4.76 | 4.76 | 4.76 | 4.76 | 4.76 | 4.76 | 4.76 | 4.76 | 4.76 | 4.76 | 4.76
| LQ014 | 3.076 | 3.152 | 3.238 | 3.314 | 3.387 | 3.453 | 3.539 | 3.622 | 3.701 | 3.701 | 3.701 | 3.701 | 3.701 | 3.701 | 3.701 | 3.701 | 3.701 | 3.701 | 3.701 | 3.701
| LQ015 | 2.015 | 2.098 | 2.174 | 2.257 | 2.32 | 2.393 | 2.469 | 2.552 | 2.625 | 2.625 | 2.625 | 2.625 | 2.625 | 2.625 | 2.625 | 2.625 | 2.625 | 2.625 | 2.625 | 2.625
| LQ016 | 2.304 | 2.384 | 2.467 | 2.54 | 2.603 | 2.666 | 2.746 | 2.832 | 2.895 | 2.895 | 2.895 | 2.895 | 2.895 | 2.895 | 2.895 | 2.895 | 2.895 | 2.895 | 2.895 | 2.895
| LQ017 | 2.993 | 3.092 | 3.215 | 3.311 | 3.394 | 3.48 | 3.596 | 3.719 | 3.802 | 3.802 | 3.802 | 3.802 | 3.802 | 3.802 | 3.802 | 3.802 | 3.802 | 3.802 | 3.802 | 3.802
| LQ021 | 2.512 | 2.598 | 2.691 | 2.781 | 2.864 | 2.947 | 3.033 | 3.126 | 3.219 | 3.219 | 3.219 | 3.219 | 3.219 | 3.219 | 3.219 | 3.219 | 3.219 | 3.219 | 3.219 | 3.219
| LQ022 | 2.745 | 2.841 | 2.934 | 3.027 | 3.11 | 3.193 | 3.279 | 3.379 | 3.465 | 3.465 | 3.465 | 3.465 | 3.465 | 3.465 | 3.465 | 3.465 | 3.465 | 3.465 | 3.465 | 3.465
| LQ023 | 2.518 | 2.614 | 2.71 | 2.806 | 2.899 | 2.995 | 3.088 | 3.187 | 3.29 | 3.29 | 3.29 | 3.29 | 3.29 | 3.29 | 3.29 | 3.29 | 3.29 | 3.29 | 3.29 | 3.29
| LQ024 | 2.965 | 3.078 | 3.181 | 3.284 | 3.38 | 3.47 | 3.576 | 3.689 | 3.782 | 3.782 | 3.782 | 3.782 | 3.782 | 3.782 | 3.782 | 3.782 | 3.782 | 3.782 | 3.782 | 3.782
| LQ027 | 0.642 | 0.665 | 0.695 | 0.715 | 0.728 | 0.751 | 0.771 | 0.794 | 0.814 | 0.814 | 0.814 | 0.814 | 0.814 | 0.814 | 0.814 | 0.814 | 0.814 | 0.814 | 0.814 | 0.814
| LQ028 | 3.357 | 3.463 | 3.569 | 3.675 | 3.768 | 3.864 | 3.967 | 4.076 | 4.179 | 4.179 | 4.179 | 4.179 | 4.179 | 4.179 | 4.179 | 4.179 | 4.179 | 4.179 | 4.179 | 4.179
| LQ029 | 2.079 | 2.152 | 2.225 | 2.298 | 2.361 | 2.427 | 2.497 | 2.57 | 2.643 | 2.643 | 2.643 | 2.643 | 2.643 | 2.643 | 2.643 | 2.643 | 2.643 | 2.643 | 2.643 | 2.643
| LQ030 | 1.857 | 1.93 | 2 | 2.063 | 2.116 | 2.172 | 2.242 | 2.315 | 2.375 | 2.375 | 2.375 | 2.375 | 2.375 | 2.375 | 2.375 | 2.375 | 2.375 | 2.375 | 2.375 | 2.375
| LQ033 | 0.789 | 0.809 | 0.839 | 0.862 | 0.882 | 0.909 | 0.932 | 0.962 | 0.982 | 0.982 | 0.982 | 0.982 | 0.982 | 0.982 | 0.982 | 0.982 | 0.982 | 0.982 | 0.982 | 0.982
| LQ034 | 3.85 | 3.912 | 3.975 | 4.028 | 4.081 | 4.134 | 4.194 | 4.257 | 4.31 | 4.31 | 4.31 | 4.31 | 4.31 | 4.31 | 4.31 | 4.31 | 4.31 | 4.31 | 4.31 | 4.31
| LQ035 | 0.657 | 0.677 | 0.7 | 0.713 | 0.723 | 0.733 | 0.763 | 0.786 | 0.782 | 0.782 | 0.782 | 0.782 | 0.782 | 0.782 | 0.782 | 0.782 | 0.782 | 0.782 | 0.782 | 0.782
| LQ040 | 2.26 | 2.336 | 2.419 | 2.492 | 2.558 | 2.621 | 2.704 | 2.78 | 2.85 | 2.85 | 2.85 | 2.85 | 2.85 | 2.85 | 2.85 | 2.85 | 2.85 | 2.85 | 2.85 | 2.85
| LQ041 | 2.22 | 2.253 | 2.289 | 2.308 | 2.311 | 2.324 | 2.357 | 2.403 | 2.406 | 2.406 | 2.406 | 2.406 | 2.406 | 2.406 | 2.406 | 2.406 | 2.406 | 2.406 | 2.406 | 2.406
| LQ042 | 2.144 | 2.224 | 2.297 | 2.37 | 2.433 | 2.499 | 2.569 | 2.642 | 2.715 | 2.715 | 2.715 | 2.715 | 2.715 | 2.715 | 2.715 | 2.715 | 2.715 | 2.715 | 2.715 | 2.715
| LQ043 | 1.995 | 2.068 | 2.138 | 2.204 | 2.264 | 2.317 | 2.387 | 2.46 | 2.523 | 2.523 | 2.523 | 2.523 | 2.523 | 2.523 | 2.523 | 2.523 | 2.523 | 2.523 | 2.523 | 2.523
| LQ045 | 0.833 | 0.863 | 0.896 | 0.919 | 0.949 | 0.972 | 0.995 | 1.028 | 1.058 | 1.058 | 1.058 | 1.058 | 1.058 | 1.058 | 1.058 | 1.058 | 1.058 | 1.058 | 1.058 | 1.058
| LQ046 | 2.294 | 2.383 | 2.462 | 2.541 | 2.607 | 2.673 | 2.749 | 2.835 | 2.904 | 2.904 | 2.904 | 2.904 | 2.904 | 2.904 | 2.904 | 2.904 | 2.904 | 2.904 | 2.904 | 2.904
| LQ047 | 2.778 | 2.878 | 2.974 | 3.067 | 3.153 | 3.236 | 3.329 | 3.432 | 3.525 | 3.525 | 3.525 | 3.525 | 3.525 | 3.525 | 3.525 | 3.525 | 3.525 | 3.525 | 3.525 | 3.525
| LQ048 | 2.522 | 2.611 | 2.7 | 2.779 | 2.855 | 2.934 | 3.02 | 3.109 | 3.188 | 3.188 | 3.188 | 3.188 | 3.188 | 3.188 | 3.188 | 3.188 | 3.188 | 3.188 | 3.188 | 3.188
| LQ049 | 2.664 | 2.757 | 2.853 | 2.946 | 3.029 | 3.112 | 3.198 | 3.291 | 3.384 | 3.384 | 3.384 | 3.384 | 3.384 | 3.384 | 3.384 | 3.384 | 3.384 | 3.384 | 3.384 | 3.384
| LQ050 | 1.357 | 1.41 | 1.456 | 1.502 | 1.538 | 1.581 | 1.627 | 1.673 | 1.719 | 1.719 | 1.719 | 1.719 | 1.719 | 1.719 | 1.719 | 1.719 | 1.719 | 1.719 | 1.719 | 1.719
| LQ052 | 3.346 | 3.462 | 3.581 | 3.69 | 3.796 | 3.892 | 4.001 | 4.12 | 4.229 | 4.229 | 4.229 | 4.229 | 4.229 | 4.229 | 4.229 | 4.229 | 4.229 | 4.229 | 4.229 | 4.229
| LQ054 | 2.183 | 2.269 | 2.345 | 2.421 | 2.497 | 2.57 | 2.646 | 2.729 | 2.805 | 2.805 | 2.805 | 2.805 | 2.805 | 2.805 | 2.805 | 2.805 | 2.805 | 2.805 | 2.805 | 2.805
| LQ055 | 3.21 | 3.329 | 3.441 | 3.557 | 3.656 | 3.755 | 3.874 | 3.993 | 4.095 | 4.095 | 4.095 | 4.095 | 4.095 | 4.095 | 4.095 | 4.095 | 4.095 | 4.095 | 4.095 | 4.095
| LQ056 | 3.248 | 3.364 | 3.48 | 3.593 | 3.692 | 3.795 | 3.911 | 4.027 | 4.14 | 4.14 | 4.14 | 4.14 | 4.14 | 4.14 | 4.14 | 4.14 | 4.14 | 4.14 | 4.14 | 4.14
| LV001 | 12.469 | 8.822 | 8.969 | 9.099 | 9.216 | 9.318 | 9.478 | 9.654 | 9.797 | 9.797 | 9.797 | 9.797 | 9.797 | 9.797 | 9.797 | 9.797 | 9.797 | 9.797 | 9.797 | 9.797
| LV002 | 14.221 | 14.414 | 14.776 | 15.093 | 15.337 | 15.621 | 16.017 | 16.489 | 16.766 | 16.766 | 16.766 | 16.766 | 16.766 | 16.766 | 16.766 | 16.766 | 16.766 | 16.766 | 16.766 | 16.766
| LV003 | 10.181 | 7.077 | 7.379 | 7.655 | 7.901 | 8.145 | 8.441 | 8.802 | 9.048 | 9.048 | 9.048 | 9.048 | 9.048 | 9.048 | 9.048 | 9.048 | 9.048 | 9.048 | 9.048 | 9.048
| LV004 | 14.517 | 14.858 | 15.3 | 15.717 | 16.059 | 16.428 | 16.913 | 17.43 | 17.841 | 17.841 | 17.841 | 17.841 | 17.841 | 17.841 | 17.841 | 17.841 | 17.841 | 17.841 | 17.841 | 17.841
| LV005 | 13.877 | 14.365 | 14.934 | 15.462 | 15.911 | 16.371 | 16.952 | 17.614 | 18.095 | 18.095 | 18.095 | 18.095 | 18.095 | 18.095 | 18.095 | 18.095 | 18.095 | 18.095 | 18.095 | 18.095
| LV006 | 5.608 | 5.804 | 6.026 | 6.232 | 6.405 | 6.585 | 6.811 | 7.05 | 7.226 | 7.226 | 7.226 | 7.226 | 7.226 | 7.226 | 7.226 | 7.226 | 7.226 | 7.226 | 7.226 | 7.226
| LV007 | 9.166 | 9.601 | 10.077 | 10.509 | 10.925 | 11.334 | 11.869 | 12.455 | 12.869 | 12.869 | 12.869 | 12.869 | 12.869 | 12.869 | 12.869 | 12.869 | 12.869 | 12.869 | 12.869 | 12.869
| LV008 | 13.962 | 14.181 | 14.472 | 14.737 | 14.934 | 15.161 | 15.482 | 15.819 | 16.06 | 16.06 | 16.06 | 16.06 | 16.06 | 16.06 | 16.06 | 16.06 | 16.06 | 16.06 | 16.06 | 16.06
| LV009 | 7.322 | 7.262 | 7.242 | 7.212 | 7.129 | 7.059 | 7.026 | 7.022 | 6.962 | 6.962 | 6.962 | 6.962 | 6.962 | 6.962 | 6.962 | 6.962 | 6.962 | 6.962 | 6.962 | 6.962
| LV010 | 6.296 | 6.323 | 6.376 | 6.42 | 6.443 | 6.479 | 6.529 | 6.622 | 6.659 | 6.659 | 6.659 | 6.659 | 6.659 | 6.659 | 6.659 | 6.659 | 6.659 | 6.659 | 6.659 | 6.659
| LVN001 | 22.463 | 23.184 | 23.883 | 24.562 | 25.184 | 25.804 | 26.451 | 27.117 | 27.77 | 27.77 | 27.77 | 27.77 | 27.77 | 27.77 | 27.77 | 27.77 | 27.77 | 27.77 | 27.77 | 27.77
| LVN021 | 17.516 | 18.489 | 19.512 | 20.449 | 21.239 | 22.062 | 23.005 | 23.974 | 24.719 | 24.719 | 24.719 | 24.719 | 24.719 | 24.719 | 24.719 | 24.719 | 24.719 | 24.719 | 24.719 | 24.719
| LVN022 | 13.32 | 13.496 | 13.739 | 13.956 | 14.093 | 14.249 | 14.508 | 14.846 | 15.014 | 15.014 | 15.014 | 15.014 | 15.014 | 15.014 | 15.014 | 15.014 | 15.014 | 15.014 | 15.014 | 15.014
| LVN023 | 12.056 | 12.428 | 12.813 | 13.178 | 13.49 | 13.809 | 14.181 | 14.59 | 14.902 | 14.902 | 14.902 | 14.902 | 14.902 | 14.902 | 14.902 | 14.902 | 14.902 | 14.902 | 14.902 | 14.902
| LVN024 | 10.119 | 10.734 | 11.36 | 11.931 | 12.446 | 12.98 | 13.554 | 14.119 | 14.596 | 14.596 | 14.596 | 14.596 | 14.596 | 14.596 | 14.596 | 14.596 | 14.596 | 14.596 | 14.596 | 14.596
| LVN031 | 17.101 | 17.449 | 17.791 | 18.12 | 18.422 | 18.707 | 19.016 | 19.338 | 19.65 | 19.65 | 19.65 | 19.65 | 19.65 | 19.65 | 19.65 | 19.65 | 19.65 | 19.65 | 19.65 | 19.65
| LVN032 | 14.582 | 14.986 | 15.397 | 15.777 | 16.135 | 16.497 | 16.872 | 17.263 | 17.631 | 17.631 | 17.631 | 17.631 | 17.631 | 17.631 | 17.631 | 17.631 | 17.631 | 17.631 | 17.631 | 17.631
| LVN033 | 11.459 | 11.759 | 12.175 | 12.418 | 12.542 | 12.771 | 13.212 | 13.614 | 13.575 | 13.575 | 13.575 | 13.575 | 13.575 | 13.575 | 13.575 | 13.575 | 13.575 | 13.575 | 13.575 | 13.575
| LVN034 | 10.022 | 10.251 | 10.51 | 10.725 | 10.907 | 11.11 | 11.356 | 11.608 | 11.786 | 11.786 | 11.786 | 11.786 | 11.786 | 11.786 | 11.786 | 11.786 | 11.786 | 11.786 | 11.786 | 11.786
| MBN012 | 9.472 | 9.615 | 9.774 | 9.927 | 10.033 | 10.152 | 10.325 | 10.521 | 10.657 | 10.657 | 10.657 | 10.657 | 10.657 | 10.657 | 10.657 | 10.657 | 10.657 | 10.657 | 10.657 | 10.657
| MBN013 | 3.82 | 3.844 | 3.894 | 3.934 | 3.937 | 3.947 | 3.997 | 4.06 | 4.063 | 4.063 | 4.063 | 4.063 | 4.063 | 4.063 | 4.063 | 4.063 | 4.063 | 4.063 | 4.063 | 4.063
| MBN014 | 6.442 | 6.515 | 6.628 | 6.708 | 6.728 | 6.771 | 6.881 | 7.014 | 7.024 | 7.024 | 7.024 | 7.024 | 7.024 | 7.024 | 7.024 | 7.024 | 7.024 | 7.024 | 7.024 | 7.024
| MBN023 | 12.552 | 12.565 | 12.631 | 12.681 | 12.634 | 12.628 | 12.691 | 12.781 | 12.78 | 12.78 | 12.78 | 12.78 | 12.78 | 12.78 | 12.78 | 12.78 | 12.78 | 12.78 | 12.78 | 12.78
| MBN031 | 5.577 | 5.627 | 5.73 | 5.803 | 5.813 | 5.85 | 5.953 | 6.076 | 6.086 | 6.086 | 6.086 | 6.086 | 6.086 | 6.086 | 6.086 | 6.086 | 6.086 | 6.086 | 6.086 | 6.086
| MBN032 | 11.262 | 11.48 | 11.773 | 11.985 | 12.111 | 12.291 | 12.559 | 12.856 | 12.983 | 12.983 | 12.983 | 12.983 | 12.983 | 12.983 | 12.983 | 12.983 | 12.983 | 12.983 | 12.983 | 12.983
| MDA022 | 8.043 | 7.896 | 7.822 | 7.754 | 7.654 | 7.581 | 7.575 | 7.564 | 7.5 | 7.5 | 7.5 | 7.5 | 7.5 | 7.5 | 7.5 | 7.5 | 7.5 | 7.5 | 7.5 | 7.5
| MDA023 | 16.293 | 16.436 | 16.637 | 16.793 | 16.842 | 16.917 | 17.136 | 17.405 | 17.464 | 17.464 | 17.464 | 17.464 | 17.464 | 17.464 | 17.464 | 17.464 | 17.464 | 17.464 | 17.464 | 17.464
| MDA024 | 7.181 | 7.166 | 7.196 | 7.192 | 7.162 | 7.166 | 7.213 | 7.256 | 7.215 | 7.215 | 7.215 | 7.215 | 7.215 | 7.215 | 7.215 | 7.215 | 7.215 | 7.215 | 7.215 | 7.215
| MDA031 | 5.392 | 5.342 | 5.319 | 5.299 | 5.25 | 5.224 | 5.231 | 5.251 | 5.215 | 5.215 | 5.215 | 5.215 | 5.215 | 5.215 | 5.215 | 5.215 | 5.215 | 5.215 | 5.215 | 5.215
| MDA032 | 7.122 | 7.131 | 7.174 | 7.191 | 7.161 | 7.161 | 7.214 | 7.28 | 7.267 | 7.267 | 7.267 | 7.267 | 7.267 | 7.267 | 7.267 | 7.267 | 7.267 | 7.267 | 7.267 | 7.267
| MDA033 | 4.169 | 4.218 | 4.274 | 4.33 | 4.359 | 4.402 | 4.458 | 4.534 | 4.577 | 4.577 | 4.577 | 4.577 | 4.577 | 4.577 | 4.577 | 4.577 | 4.577 | 4.577 | 4.577 | 4.577
| MDA034 | 5.941 | 6.034 | 6.14 | 6.223 | 6.273 | 6.336 | 6.439 | 6.565 | 6.631 | 6.631 | 6.631 | 6.631 | 6.631 | 6.631 | 6.631 | 6.631 | 6.631 | 6.631 | 6.631 | 6.631
| MG001 | 3.791 | 3.824 | 3.857 | 3.891 | 3.884 | 3.894 | 3.94 | 3.996 | 4.04 | 4.04 | 4.04 | 4.04 | 4.04 | 4.04 | 4.04 | 4.04 | 4.04 | 4.04 | 4.04 | 4.04
| MG002 | 1.73 | 1.74 | 1.757 | 1.77 | 1.78 | 1.797 | 1.82 | 1.85 | 1.88 | 1.88 | 1.88 | 1.88 | 1.88 | 1.88 | 1.88 | 1.88 | 1.88 | 1.88 | 1.88 | 1.88
| MG004 | 3.58 | 3.655 | 3.714 | 3.769 | 3.818 | 3.893 | 4.038 | 4.187 | 4.306 | 4.306 | 4.306 | 4.306 | 4.306 | 4.306 | 4.306 | 4.306 | 4.306 | 4.306 | 4.306 | 4.306
| MG006 | 3.39 | 3.443 | 3.503 | 3.556 | 3.596 | 3.636 | 3.686 | 3.749 | 3.789 | 3.789 | 3.789 | 3.789 | 3.789 | 3.789 | 3.789 | 3.789 | 3.789 | 3.789 | 3.789 | 3.789
| MG009 | 1.356 | 1.419 | 1.472 | 1.522 | 1.568 | 1.631 | 1.744 | 1.87 | 1.983 | 1.983 | 1.983 | 1.983 | 1.983 | 1.983 | 1.983 | 1.983 | 1.983 | 1.983 | 1.983 | 1.983
| MG013 | 1.572 | 1.575 | 1.585 | 1.585 | 1.585 | 1.585 | 1.595 | 1.605 | 1.615 | 1.615 | 1.615 | 1.615 | 1.615 | 1.615 | 1.615 | 1.615 | 1.615 | 1.615 | 1.615 | 1.615
| MG014 | 3.657 | 3.667 | 3.674 | 3.684 | 3.67 | 3.666 | 3.679 | 3.715 | 3.716 | 3.716 | 3.716 | 3.716 | 3.716 | 3.716 | 3.716 | 3.716 | 3.716 | 3.716 | 3.716 | 3.716
| MG015 | 1.662 | 1.678 | 1.688 | 1.698 | 1.691 | 1.698 | 1.708 | 1.724 | 1.728 | 1.728 | 1.728 | 1.728 | 1.728 | 1.728 | 1.728 | 1.728 | 1.728 | 1.728 | 1.728 | 1.728
| MG018 | 3.289 | 3.643 | 4.024 | 4.388 | 4.749 | 5.12 | 5.514 | 5.925 | 6.302 | 6.302 | 6.302 | 6.302 | 6.302 | 6.302 | 6.302 | 6.302 | 6.302 | 6.302 | 6.302 | 6.302
| MG019 | 8.533 | 8.674 | 8.75 | 8.819 | 8.865 | 8.918 | 9.057 | 9.223 | 9.345 | 9.345 | 9.345 | 9.345 | 9.345 | 9.345 | 9.345 | 9.345 | 9.345 | 9.345 | 9.345 | 9.345
| MG020 | 5.557 | 5.564 | 5.567 | 5.577 | 5.577 | 5.577 | 5.6 | 5.63 | 5.663 | 5.663 | 5.663 | 5.663 | 5.663 | 5.663 | 5.663 | 5.663 | 5.663 | 5.663 | 5.663 | 5.663
| MG022 | 2.006 | 2.225 | 2.461 | 2.697 | 2.916 | 3.142 | 3.388 | 3.637 | 3.873 | 3.873 | 3.873 | 3.873 | 3.873 | 3.873 | 3.873 | 3.873 | 3.873 | 3.873 | 3.873 | 3.873
| MG023 | 1.089 | 1.089 | 1.089 | 1.089 | 1.089 | 1.089 | 1.099 | 1.109 | 1.109 | 1.109 | 1.109 | 1.109 | 1.109 | 1.109 | 1.109 | 1.109 | 1.109 | 1.109 | 1.109 | 1.109
| MG024 | 1.236 | 1.342 | 1.458 | 1.567 | 1.673 | 1.779 | 1.895 | 2.011 | 2.127 | 2.127 | 2.127 | 2.127 | 2.127 | 2.127 | 2.127 | 2.127 | 2.127 | 2.127 | 2.127 | 2.127
| MLN011 | 12.159 | 12.764 | 13.469 | 14.125 | 14.69 | 15.285 | 16.024 | 16.935 | 17.616 | 17.616 | 17.616 | 17.616 | 17.616 | 17.616 | 17.616 | 17.616 | 17.616 | 17.616 | 17.616 | 17.616
| MLN012 | 7.697 | 7.926 | 8.188 | 8.44 | 8.636 | 8.852 | 9.118 | 9.433 | 9.663 | 9.663 | 9.663 | 9.663 | 9.663 | 9.663 | 9.663 | 9.663 | 9.663 | 9.663 | 9.663 | 9.663
| MLN013 | 12.985 | 13.481 | 14.037 | 14.559 | 15.046 | 15.584 | 16.199 | 16.926 | 17.43 | 17.43 | 17.43 | 17.43 | 17.43 | 17.43 | 17.43 | 17.43 | 17.43 | 17.43 | 17.43 | 17.43
| MLN014 | 10.052 | 10.441 | 10.886 | 11.291 | 11.657 | 12.039 | 12.511 | 13.043 | 13.468 | 13.468 | 13.468 | 13.468 | 13.468 | 13.468 | 13.468 | 13.468 | 13.468 | 13.468 | 13.468 | 13.468
| MLN021 | 16.654 | 17.787 | 19.056 | 20.357 | 21.433 | 22.704 | 24.096 | 25.596 | 26.797 | 26.797 | 26.797 | 26.797 | 26.797 | 26.797 | 26.797 | 26.797 | 26.797 | 26.797 | 26.797 | 26.797
| MLN022 | 9.097 | 9.334 | 9.633 | 9.919 | 10.148 | 10.371 | 10.721 | 11.143 | 11.412 | 11.412 | 11.412 | 11.412 | 11.412 | 11.412 | 11.412 | 11.412 | 11.412 | 11.412 | 11.412 | 11.412
| MLN023 | 8.247 | 8.613 | 9.018 | 9.404 | 9.743 | 10.095 | 10.51 | 10.974 | 11.383 | 11.383 | 11.383 | 11.383 | 11.383 | 11.383 | 11.383 | 11.383 | 11.383 | 11.383 | 11.383 | 11.383
| MLN024 | 8.68 | 8.873 | 9.102 | 9.325 | 9.532 | 9.745 | 9.986 | 10.252 | 10.478 | 10.478 | 10.478 | 10.478 | 10.478 | 10.478 | 10.478 | 10.478 | 10.478 | 10.478 | 10.478 | 10.478
| MLN031 | 2 | 2.448 | 11.628 | 13 | 13 | 13 | 13 | 13 | 13 | 13 | 13 | 13 | 13 | 13 | 13 | 13 | 13 | 13 | 13 | 13
| MLN032 | 8.75 | 9.086 | 9.465 | 9.811 | 10.114 | 10.44 | 10.815 | 11.243 | 11.596 | 11.596 | 11.596 | 11.596 | 11.596 | 11.596 | 11.596 | 11.596 | 11.596 | 11.596 | 11.596 | 11.596
| MLN033 | 18.686 | 15.18 | 16.421 | 17.595 | 18.717 | 19.852 | 21.111 | 22.519 | 23.653 | 23.653 | 23.653 | 23.653 | 23.653 | 23.653 | 23.653 | 23.653 | 23.653 | 23.653 | 23.653 | 23.653
| MNA013 | 8.627 | 8.62 | 8.634 | 8.65 | 8.64 | 8.627 | 8.644 | 8.673 | 8.68 | 8.68 | 8.68 | 8.68 | 8.68 | 8.68 | 8.68 | 8.68 | 8.68 | 8.68 | 8.68 | 8.68
| MNA014 | 10.393 | 10.44 | 10.581 | 10.683 | 10.679 | 10.725 | 10.919 | 11.171 | 11.138 | 11.138 | 11.138 | 11.138 | 11.138 | 11.138 | 11.138 | 11.138 | 11.138 | 11.138 | 11.138 | 11.138
| MNA021 | 8.274 | 8.274 | 8.311 | 8.314 | 8.284 | 8.264 | 8.307 | 8.367 | 8.344 | 8.344 | 8.344 | 8.344 | 8.344 | 8.344 | 8.344 | 8.344 | 8.344 | 8.344 | 8.344 | 8.344
| MNA022 | 5.491 | 5.511 | 5.557 | 5.574 | 5.587 | 5.6 | 5.636 | 5.689 | 5.709 | 5.709 | 5.709 | 5.709 | 5.709 | 5.709 | 5.709 | 5.709 | 5.709 | 5.709 | 5.709 | 5.709
| MNA024 | 7.471 | 7.617 | 7.77 | 7.929 | 8.035 | 8.154 | 8.34 | 8.526 | 8.668 | 8.668 | 8.668 | 8.668 | 8.668 | 8.668 | 8.668 | 8.668 | 8.668 | 8.668 | 8.668 | 8.668
| MNA034 | 6.17 | 6.216 | 6.282 | 6.332 | 6.325 | 6.338 | 6.421 | 6.514 | 6.508 | 6.508 | 6.508 | 6.508 | 6.508 | 6.508 | 6.508 | 6.508 | 6.508 | 6.508 | 6.508 | 6.508
| MP001 | 3.116 | 3.073 | 3.03 | 2.987 | 2.94 | 2.897 | 2.864 | 2.841 | 2.811 | 2.811 | 2.811 | 2.811 | 2.811 | 2.811 | 2.811 | 2.811 | 2.811 | 2.811 | 2.811 | 2.811
| MP005 | 3.944 | 4.05 | 4.17 | 4.28 | 4.363 | 4.453 | 4.576 | 4.702 | 4.782 | 4.782 | 4.782 | 4.782 | 4.782 | 4.782 | 4.782 | 4.782 | 4.782 | 4.782 | 4.782 | 4.782
| MP006 | 4.172 | 4.059 | 3.963 | 3.867 | 3.771 | 3.678 | 3.602 | 3.539 | 3.469 | 3.469 | 3.469 | 3.469 | 3.469 | 3.469 | 3.469 | 3.469 | 3.469 | 3.469 | 3.469 | 3.469
| MP007 | 5.938 | 5.978 | 6.021 | 6.064 | 6.097 | 6.13 | 6.186 | 6.252 | 6.308 | 6.308 | 6.308 | 6.308 | 6.308 | 6.308 | 6.308 | 6.308 | 6.308 | 6.308 | 6.308 | 6.308
| MP008 | 2.428 | 2.448 | 2.488 | 2.511 | 2.528 | 2.551 | 2.591 | 2.634 | 2.654 | 2.654 | 2.654 | 2.654 | 2.654 | 2.654 | 2.654 | 2.654 | 2.654 | 2.654 | 2.654 | 2.654
| MP009 | 2.323 | 2.27 | 2.21 | 2.16 | 2.107 | 2.057 | 2.014 | 1.974 | 1.941 | 1.941 | 1.941 | 1.941 | 1.941 | 1.941 | 1.941 | 1.941 | 1.941 | 1.941 | 1.941 | 1.941
| MP015 | 2.604 | 2.541 | 2.485 | 2.429 | 2.366 | 2.313 | 2.27 | 2.234 | 2.191 | 2.191 | 2.191 | 2.191 | 2.191 | 2.191 | 2.191 | 2.191 | 2.191 | 2.191 | 2.191 | 2.191
| MP016 | 1.258 | 1.248 | 1.248 | 1.248 | 1.238 | 1.238 | 1.238 | 1.238 | 1.228 | 1.228 | 1.228 | 1.228 | 1.228 | 1.228 | 1.228 | 1.228 | 1.228 | 1.228 | 1.228 | 1.228
| MP018 | 3.499 | 3.532 | 3.562 | 3.585 | 3.605 | 3.625 | 3.655 | 3.698 | 3.731 | 3.731 | 3.731 | 3.731 | 3.731 | 3.731 | 3.731 | 3.731 | 3.731 | 3.731 | 3.731 | 3.731
| MP020 | 2.136 | 2.169 | 2.219 | 2.252 | 2.262 | 2.292 | 2.342 | 2.398 | 2.411 | 2.411 | 2.411 | 2.411 | 2.411 | 2.411 | 2.411 | 2.411 | 2.411 | 2.411 | 2.411 | 2.411
| MP021 | 4.241 | 4.238 | 4.255 | 4.265 | 4.272 | 4.272 | 4.299 | 4.333 | 4.35 | 4.35 | 4.35 | 4.35 | 4.35 | 4.35 | 4.35 | 4.35 | 4.35 | 4.35 | 4.35 | 4.35
| MP029 | 2.36 | 2.38 | 2.403 | 2.43 | 2.443 | 2.456 | 2.486 | 2.519 | 2.556 | 2.556 | 2.556 | 2.556 | 2.556 | 2.556 | 2.556 | 2.556 | 2.556 | 2.556 | 2.556 | 2.556
| MP030 | 3.702 | 3.715 | 3.762 | 3.792 | 3.819 | 3.856 | 3.903 | 3.966 | 3.999 | 3.999 | 3.999 | 3.999 | 3.999 | 3.999 | 3.999 | 3.999 | 3.999 | 3.999 | 3.999 | 3.999
| MP031 | 2.575 | 2.605 | 2.648 | 2.681 | 2.701 | 2.724 | 2.767 | 2.823 | 2.843 | 2.843 | 2.843 | 2.843 | 2.843 | 2.843 | 2.843 | 2.843 | 2.843 | 2.843 | 2.843 | 2.843
| MP032 | 0.01 | 0.01 | 0.01 | 0.01 | 0.01 | 0.01 | 0.01 | 0.01 | 0.01 | 0.01 | 0.01 | 0.01 | 0.01 | 0.01 | 0.01 | 0.01 | 0.01 | 0.01 | 0.01 | 0.01
| MP033 | 3.376 | 3.411 | 3.434 | 3.444 | 3.447 | 3.46 | 3.474 | 3.487 | 3.497 | 3.497 | 3.497 | 3.497 | 3.497 | 3.497 | 3.497 | 3.497 | 3.497 | 3.497 | 3.497 | 3.497
| MP035 | 1.869 | 1.886 | 1.899 | 1.919 | 1.929 | 1.939 | 1.959 | 1.982 | 2.002 | 2.002 | 2.002 | 2.002 | 2.002 | 2.002 | 2.002 | 2.002 | 2.002 | 2.002 | 2.002 | 2.002
| MP036 | 2.894 | 2.904 | 2.914 | 2.924 | 2.927 | 2.934 | 2.954 | 2.977 | 2.997 | 2.997 | 2.997 | 2.997 | 2.997 | 2.997 | 2.997 | 2.997 | 2.997 | 2.997 | 2.997 | 2.997
| MP037 | 3.794 | 3.817 | 3.85 | 3.873 | 3.893 | 3.916 | 3.949 | 3.992 | 4.035 | 4.035 | 4.035 | 4.035 | 4.035 | 4.035 | 4.035 | 4.035 | 4.035 | 4.035 | 4.035 | 4.035
| MP038 | 4.054 | 4.031 | 3.978 | 3.925 | 3.868 | 3.815 | 3.775 | 3.739 | 3.702 | 3.702 | 3.702 | 3.702 | 3.702 | 3.702 | 3.702 | 3.702 | 3.702 | 3.702 | 3.702 | 3.702
| MP040 | 2.935 | 2.862 | 2.789 | 2.719 | 2.653 | 2.59 | 2.537 | 2.487 | 2.444 | 2.444 | 2.444 | 2.444 | 2.444 | 2.444 | 2.444 | 2.444 | 2.444 | 2.444 | 2.444 | 2.444
| MP044 | 2.728 | 2.672 | 2.622 | 2.569 | 2.516 | 2.463 | 2.43 | 2.4 | 2.36 | 2.36 | 2.36 | 2.36 | 2.36 | 2.36 | 2.36 | 2.36 | 2.36 | 2.36 | 2.36 | 2.36
| MP047 | 3.034 | 3.077 | 3.14 | 3.19 | 3.213 | 3.243 | 3.316 | 3.389 | 3.416 | 3.416 | 3.416 | 3.416 | 3.416 | 3.416 | 3.416 | 3.416 | 3.416 | 3.416 | 3.416 | 3.416
| MP048 | 4.883 | 5.046 | 5.209 | 5.355 | 5.498 | 5.638 | 5.791 | 5.951 | 6.107 | 6.107 | 6.107 | 6.107 | 6.107 | 6.107 | 6.107 | 6.107 | 6.107 | 6.107 | 6.107 | 6.107
| MP049 | 1.731 | 1.695 | 1.655 | 1.622 | 1.582 | 1.549 | 1.519 | 1.496 | 1.473 | 1.473 | 1.473 | 1.473 | 1.473 | 1.473 | 1.473 | 1.473 | 1.473 | 1.473 | 1.473 | 1.473
| MP050 | 3.538 | 3.517 | 3.467 | 3.41 | 3.354 | 3.301 | 3.258 | 3.225 | 3.182 | 3.182 | 3.182 | 3.182 | 3.182 | 3.182 | 3.182 | 3.182 | 3.182 | 3.182 | 3.182 | 3.182
| MP051 | 1.379 | 1.389 | 1.402 | 1.412 | 1.425 | 1.435 | 1.455 | 1.475 | 1.488 | 1.488 | 1.488 | 1.488 | 1.488 | 1.488 | 1.488 | 1.488 | 1.488 | 1.488 | 1.488 | 1.488
| MP053 | 4.054 | 4.084 | 4.107 | 4.14 | 4.16 | 4.183 | 4.216 | 4.266 | 4.302 | 4.302 | 4.302 | 4.302 | 4.302 | 4.302 | 4.302 | 4.302 | 4.302 | 4.302 | 4.302 | 4.302
| MP054 | 2.2 | 2.22 | 2.233 | 2.25 | 2.263 | 2.273 | 2.293 | 2.316 | 2.336 | 2.336 | 2.336 | 2.336 | 2.336 | 2.336 | 2.336 | 2.336 | 2.336 | 2.336 | 2.336 | 2.336
| MP055 | 3.286 | 3.197 | 3.105 | 3.023 | 2.944 | 2.878 | 2.835 | 2.81 | 2.771 | 2.771 | 2.771 | 2.771 | 2.771 | 2.771 | 2.771 | 2.771 | 2.771 | 2.771 | 2.771 | 2.771
| MP058 | 3.383 | 3.37 | 3.357 | 3.347 | 3.327 | 3.317 | 3.317 | 3.327 | 3.327 | 3.327 | 3.327 | 3.327 | 3.327 | 3.327 | 3.327 | 3.327 | 3.327 | 3.327 | 3.327 | 3.327
| MP062 | 2.841 | 2.874 | 2.907 | 2.94 | 2.96 | 2.983 | 3.026 | 3.069 | 3.105 | 3.105 | 3.105 | 3.105 | 3.105 | 3.105 | 3.105 | 3.105 | 3.105 | 3.105 | 3.105 | 3.105
| MP064 | 2.974 | 2.994 | 3.017 | 3.037 | 3.05 | 3.07 | 3.093 | 3.126 | 3.156 | 3.156 | 3.156 | 3.156 | 3.156 | 3.156 | 3.156 | 3.156 | 3.156 | 3.156 | 3.156 | 3.156
| MP067 | 3.085 | 3.115 | 3.148 | 3.181 | 3.191 | 3.204 | 3.247 | 3.3 | 3.323 | 3.323 | 3.323 | 3.323 | 3.323 | 3.323 | 3.323 | 3.323 | 3.323 | 3.323 | 3.323 | 3.323
| MRO002 | 1.001 | 0.998 | 0.998 | 0.998 | 0.991 | 0.988 | 0.988 | 0.988 | 0.988 | 0.988 | 0.988 | 0.988 | 0.988 | 0.988 | 0.988 | 0.988 | 0.988 | 0.988 | 0.988 | 0.988
| MRO004 | 3.808 | 3.818 | 3.841 | 3.858 | 3.848 | 3.845 | 3.858 | 3.881 | 3.881 | 3.881 | 3.881 | 3.881 | 3.881 | 3.881 | 3.881 | 3.881 | 3.881 | 3.881 | 3.881 | 3.881
| MRO005 | 5.406 | 5.429 | 5.462 | 5.485 | 5.485 | 5.488 | 5.511 | 5.548 | 5.548 | 5.548 | 5.548 | 5.548 | 5.548 | 5.548 | 5.548 | 5.548 | 5.548 | 5.548 | 5.548 | 5.548
| MRO006 | 3.199 | 3.168 | 3.157 | 3.14 | 3.123 | 3.096 | 3.075 | 3.071 | 3.061 | 3.061 | 3.061 | 3.061 | 3.061 | 3.061 | 3.061 | 3.061 | 3.061 | 3.061 | 3.061 | 3.061
| MRO007 | 4.853 | 4.896 | 4.969 | 5.021 | 5.044 | 5.071 | 5.14 | 5.24 | 5.256 | 5.256 | 5.256 | 5.256 | 5.256 | 5.256 | 5.256 | 5.256 | 5.256 | 5.256 | 5.256 | 5.256
| MRO008 | 6.143 | 6.17 | 6.224 | 6.261 | 6.254 | 6.271 | 6.321 | 6.371 | 6.385 | 6.385 | 6.385 | 6.385 | 6.385 | 6.385 | 6.385 | 6.385 | 6.385 | 6.385 | 6.385 | 6.385
| MTC011 | 9.107 | 16.482 | 17.429 | 18.047 | 18.593 | 19.171 | 19.861 | 20.617 | 21.179 | 21.179 | 21.179 | 21.179 | 21.179 | 21.179 | 21.179 | 21.179 | 21.179 | 21.179 | 21.179 | 21.179
| MTC012 | 9.03 | 16.138 | 16.991 | 17.498 | 17.965 | 18.453 | 19.054 | 19.692 | 20.136 | 20.136 | 20.136 | 20.136 | 20.136 | 20.136 | 20.136 | 20.136 | 20.136 | 20.136 | 20.136 | 20.136
| MTC013 | 6.454 | 12.009 | 12.383 | 12.652 | 12.711 | 12.84 | 13.022 | 13.227 | 13.34 | 13.34 | 13.34 | 13.34 | 13.34 | 13.34 | 13.34 | 13.34 | 13.34 | 13.34 | 13.34 | 13.34
| MTC014 | 9.282 | 16.59 | 17.304 | 17.985 | 18.584 | 19.214 | 19.963 | 20.841 | 21.453 | 21.453 | 21.453 | 21.453 | 21.453 | 21.453 | 21.453 | 21.453 | 21.453 | 21.453 | 21.453 | 21.453
| MTC015 | 6.251 | 12.442 | 13.309 | 14.125 | 14.892 | 15.652 | 16.545 | 17.553 | 18.322 | 18.322 | 18.322 | 18.322 | 18.322 | 18.322 | 18.322 | 18.322 | 18.322 | 18.322 | 18.322 | 18.322
| MTC016 | 3.773 | 8.627 | 8.75 | 8.75 | 8.75 | 8.75 | 8.75 | 8.75 | 8.75 | 8.75 | 8.75 | 8.75 | 8.75 | 8.75 | 8.75 | 8.75 | 8.75 | 8.75 | 8.75 | 8.75
| MTC017 | 4.466 | 11.757 | 12 | 12 | 12 | 12 | 12 | 12 | 12 | 12 | 12 | 12 | 12 | 12 | 12 | 12 | 12 | 12 | 12 | 12
| NC001 | 3.812 | 3.938 | 3.991 | 4.041 | 4.078 | 4.114 | 4.171 | 4.251 | 4.291 | 4.291 | 4.291 | 4.291 | 4.291 | 4.291 | 4.291 | 4.291 | 4.291 | 4.291 | 4.291 | 4.291
| NC002 | 3.962 | 4.065 | 4.178 | 4.281 | 4.367 | 4.459 | 4.591 | 4.726 | 4.823 | 4.823 | 4.823 | 4.823 | 4.823 | 4.823 | 4.823 | 4.823 | 4.823 | 4.823 | 4.823 | 4.823
| NC004 | 4.288 | 4.367 | 4.455 | 4.545 | 4.608 | 4.674 | 4.793 | 4.909 | 4.983 | 4.983 | 4.983 | 4.983 | 4.983 | 4.983 | 4.983 | 4.983 | 4.983 | 4.983 | 4.983 | 4.983
| NC005 | 3.602 | 3.702 | 3.805 | 3.885 | 3.962 | 4.055 | 4.182 | 4.308 | 4.392 | 4.392 | 4.392 | 4.392 | 4.392 | 4.392 | 4.392 | 4.392 | 4.392 | 4.392 | 4.392 | 4.392
| NC006 | 3.413 | 3.492 | 3.582 | 3.661 | 3.721 | 3.777 | 3.87 | 3.977 | 4.043 | 4.043 | 4.043 | 4.043 | 4.043 | 4.043 | 4.043 | 4.043 | 4.043 | 4.043 | 4.043 | 4.043
| NC009 | 3.014 | 3.101 | 3.197 | 3.28 | 3.343 | 3.423 | 3.541 | 3.633 | 3.696 | 3.696 | 3.696 | 3.696 | 3.696 | 3.696 | 3.696 | 3.696 | 3.696 | 3.696 | 3.696 | 3.696
| NC010 | 2.338 | 2.408 | 2.488 | 2.547 | 2.597 | 2.657 | 2.751 | 2.833 | 2.886 | 2.886 | 2.886 | 2.886 | 2.886 | 2.886 | 2.886 | 2.886 | 2.886 | 2.886 | 2.886 | 2.886
| NC013 | 3.529 | 3.602 | 3.695 | 3.782 | 3.852 | 3.919 | 4.002 | 4.108 | 4.172 | 4.172 | 4.172 | 4.172 | 4.172 | 4.172 | 4.172 | 4.172 | 4.172 | 4.172 | 4.172 | 4.172
| NC014 | 3.253 | 3.262 | 3.293 | 3.329 | 3.362 | 3.401 | 3.448 | 3.517 | 3.546 | 3.546 | 3.546 | 3.546 | 3.546 | 3.546 | 3.546 | 3.546 | 3.546 | 3.546 | 3.546 | 3.546
| NC015 | 5.038 | 5.157 | 5.3 | 5.406 | 5.502 | 5.606 | 5.745 | 5.912 | 6.019 | 6.019 | 6.019 | 6.019 | 6.019 | 6.019 | 6.019 | 6.019 | 6.019 | 6.019 | 6.019 | 6.019
| NHL015 | 3.181 | 3.171 | 3.174 | 3.171 | 3.134 | 3.104 | 3.097 | 3.097 | 3.067 | 3.067 | 3.067 | 3.067 | 3.067 | 3.067 | 3.067 | 3.067 | 3.067 | 3.067 | 3.067 | 3.067
| NHL016 | 3.294 | 3.261 | 3.244 | 3.221 | 3.164 | 3.124 | 3.104 | 3.094 | 3.044 | 3.044 | 3.044 | 3.044 | 3.044 | 3.044 | 3.044 | 3.044 | 3.044 | 3.044 | 3.044 | 3.044
| NHL031 | 9.239 | 9.184 | 9.167 | 9.122 | 9.026 | 8.966 | 8.94 | 8.926 | 8.772 | 8.772 | 8.772 | 8.772 | 8.772 | 8.772 | 8.772 | 8.772 | 8.772 | 8.772 | 8.772 | 8.772
| NKA001 | 2.454 | 2.477 | 2.527 | 2.557 | 2.557 | 2.577 | 2.627 | 2.69 | 2.69 | 2.69 | 2.69 | 2.69 | 2.69 | 2.69 | 2.69 | 2.69 | 2.69 | 2.69 | 2.69 | 2.69
| NKA002 | 5.324 | 5.355 | 5.425 | 5.468 | 5.461 | 5.468 | 5.531 | 5.61 | 5.607 | 5.607 | 5.607 | 5.607 | 5.607 | 5.607 | 5.607 | 5.607 | 5.607 | 5.607 | 5.607 | 5.607
| NKA003 | 4.346 | 4.336 | 4.336 | 4.326 | 4.306 | 4.286 | 4.279 | 4.296 | 4.276 | 4.276 | 4.276 | 4.276 | 4.276 | 4.276 | 4.276 | 4.276 | 4.276 | 4.276 | 4.276 | 4.276
| NKA004 | 9.778 | 9.917 | 10.137 | 10.306 | 10.333 | 10.4 | 10.639 | 10.924 | 10.931 | 10.931 | 10.931 | 10.931 | 10.931 | 10.931 | 10.931 | 10.931 | 10.931 | 10.931 | 10.931 | 10.931
| NKA005 | 4.04 | 4.086 | 4.169 | 4.222 | 4.232 | 4.255 | 4.331 | 4.437 | 4.444 | 4.444 | 4.444 | 4.444 | 4.444 | 4.444 | 4.444 | 4.444 | 4.444 | 4.444 | 4.444 | 4.444
| NKA006 | 7.734 | 8.543 | 8.68 | 8.756 | 8.743 | 8.763 | 8.865 | 9.005 | 9.002 | 9.002 | 9.002 | 9.002 | 9.002 | 9.002 | 9.002 | 9.002 | 9.002 | 9.002 | 9.002 | 9.002
| NR002 | 6.87 | 6.969 | 7.098 | 7.184 | 7.273 | 7.378 | 7.516 | 7.692 | 7.795 | 7.795 | 7.795 | 7.795 | 7.795 | 7.795 | 7.795 | 7.795 | 7.795 | 7.795 | 7.795 | 7.795
| NR003 | 5 | 5.06 | 5.086 | 5.109 | 5.102 | 5.105 | 5.131 | 5.158 | 5.201 | 5.201 | 5.201 | 5.201 | 5.201 | 5.201 | 5.201 | 5.201 | 5.201 | 5.201 | 5.201 | 5.201
| NR004 | 3.37 | 3.476 | 3.599 | 3.712 | 3.815 | 3.921 | 4.041 | 4.167 | 4.273 | 4.273 | 4.273 | 4.273 | 4.273 | 4.273 | 4.273 | 4.273 | 4.273 | 4.273 | 4.273 | 4.273
| NR006 | 8.249 | 8.372 | 8.517 | 8.666 | 8.771 | 8.907 | 9.059 | 9.24 | 9.396 | 9.396 | 9.396 | 9.396 | 9.396 | 9.396 | 9.396 | 9.396 | 9.396 | 9.396 | 9.396 | 9.396
| NR007 | 5.37 | 5.459 | 5.568 | 5.657 | 5.726 | 5.792 | 5.901 | 6.014 | 6.073 | 6.073 | 6.073 | 6.073 | 6.073 | 6.073 | 6.073 | 6.073 | 6.073 | 6.073 | 6.073 | 6.073
| NR011_NR012 | 3.959 | 4.052 | 4.198 | 4.301 | 4.331 | 4.387 | 4.543 | 4.719 | 4.716 | 4.716 | 4.716 | 4.716 | 4.716 | 4.716 | 4.716 | 4.716 | 4.716 | 4.716 | 4.716 | 4.716
| NR013 | 2.633 | 2.686 | 2.756 | 2.809 | 2.862 | 2.922 | 2.982 | 3.045 | 3.105 | 3.105 | 3.105 | 3.105 | 3.105 | 3.105 | 3.105 | 3.105 | 3.105 | 3.105 | 3.105 | 3.105
| NR015 | 4.469 | 4.552 | 4.675 | 4.781 | 4.863 | 4.963 | 5.089 | 5.231 | 5.321 | 5.321 | 5.321 | 5.321 | 5.321 | 5.321 | 5.321 | 5.321 | 5.321 | 5.321 | 5.321 | 5.321
| NR016 | 5.148 | 5.271 | 5.414 | 5.54 | 5.636 | 5.739 | 5.889 | 6.058 | 6.175 | 6.175 | 6.175 | 6.175 | 6.175 | 6.175 | 6.175 | 6.175 | 6.175 | 6.175 | 6.175 | 6.175
| NR021 | 2.623 | 2.686 | 2.766 | 2.836 | 2.896 | 2.956 | 3.032 | 3.112 | 3.172 | 3.172 | 3.172 | 3.172 | 3.172 | 3.172 | 3.172 | 3.172 | 3.172 | 3.172 | 3.172 | 3.172
| NR022 | 5.283 | 5.371 | 5.486 | 5.592 | 5.676 | 5.759 | 5.879 | 6.003 | 6.101 | 6.101 | 6.101 | 6.101 | 6.101 | 6.101 | 6.101 | 6.101 | 6.101 | 6.101 | 6.101 | 6.101
| NR024 | 2.442 | 2.482 | 2.542 | 2.592 | 2.642 | 2.692 | 2.752 | 2.825 | 2.878 | 2.878 | 2.878 | 2.878 | 2.878 | 2.878 | 2.878 | 2.878 | 2.878 | 2.878 | 2.878 | 2.878
| NR025 | 2.881 | 2.934 | 3 | 3.063 | 3.096 | 3.139 | 3.215 | 3.291 | 3.314 | 3.314 | 3.314 | 3.314 | 3.314 | 3.314 | 3.314 | 3.314 | 3.314 | 3.314 | 3.314 | 3.314
| NR042 | 9.004 | 9.112 | 9.252 | 9.364 | 9.474 | 9.568 | 9.706 | 9.888 | 9.984 | 9.984 | 9.984 | 9.984 | 9.984 | 9.984 | 9.984 | 9.984 | 9.984 | 9.984 | 9.984 | 9.984
| NS010 | 0.943 | 0.963 | 0.99 | 1.01 | 1.02 | 1.04 | 1.067 | 1.094 | 1.114 | 1.114 | 1.114 | 1.114 | 1.114 | 1.114 | 1.114 | 1.114 | 1.114 | 1.114 | 1.114 | 1.114
| NS013 | 3.077 | 3.11 | 3.133 | 3.153 | 3.163 | 3.176 | 3.199 | 3.236 | 3.246 | 3.246 | 3.246 | 3.246 | 3.246 | 3.246 | 3.246 | 3.246 | 3.246 | 3.246 | 3.246 | 3.246
| OYN001 | 1.683 | 1.68 | 1.69 | 1.693 | 1.68 | 1.67 | 1.673 | 1.683 | 1.67 | 1.67 | 1.67 | 1.67 | 1.67 | 1.67 | 1.67 | 1.67 | 1.67 | 1.67 | 1.67 | 1.67
| OYN003 | 0.691 | 0.691 | 0.698 | 0.698 | 0.688 | 0.688 | 0.695 | 0.698 | 0.691 | 0.691 | 0.691 | 0.691 | 0.691 | 0.691 | 0.691 | 0.691 | 0.691 | 0.691 | 0.691 | 0.691
| OYN005 | 3.084 | 3.087 | 3.097 | 3.107 | 3.08 | 3.067 | 3.077 | 3.097 | 3.067 | 3.067 | 3.067 | 3.067 | 3.067 | 3.067 | 3.067 | 3.067 | 3.067 | 3.067 | 3.067 | 3.067
| OYN007 | 2.115 | 2.095 | 2.092 | 2.075 | 2.048 | 2.032 | 2.022 | 2.012 | 1.982 | 1.982 | 1.982 | 1.982 | 1.982 | 1.982 | 1.982 | 1.982 | 1.982 | 1.982 | 1.982 | 1.982
| PLD001 | 4.035 | 4.039 | 4.053 | 4.046 | 4.023 | 4.027 | 4.054 | 4.077 | 4.05 | 4.05 | 4.05 | 4.05 | 4.05 | 4.05 | 4.05 | 4.05 | 4.05 | 4.05 | 4.05 | 4.05
| PLD002 | 1.445 | 1.452 | 1.462 | 1.465 | 1.455 | 1.455 | 1.465 | 1.475 | 1.478 | 1.478 | 1.478 | 1.478 | 1.478 | 1.478 | 1.478 | 1.478 | 1.478 | 1.478 | 1.478 | 1.478
| PLD003 | 2.138 | 2.152 | 2.179 | 2.182 | 2.175 | 2.186 | 2.21 | 2.237 | 2.216 | 2.216 | 2.216 | 2.216 | 2.216 | 2.216 | 2.216 | 2.216 | 2.216 | 2.216 | 2.216 | 2.216
| PLD004 | 5.555 | 5.51 | 5.497 | 5.471 | 5.431 | 5.411 | 5.418 | 5.431 | 5.396 | 5.396 | 5.396 | 5.396 | 5.396 | 5.396 | 5.396 | 5.396 | 5.396 | 5.396 | 5.396 | 5.396
| PLD005 | 2.286 | 2.273 | 2.26 | 2.24 | 2.23 | 2.21 | 2.207 | 2.197 | 2.187 | 2.187 | 2.187 | 2.187 | 2.187 | 2.187 | 2.187 | 2.187 | 2.187 | 2.187 | 2.187 | 2.187
| PLD006 | 4.659 | 4.652 | 4.67 | 4.66 | 4.628 | 4.616 | 4.637 | 4.657 | 4.623 | 4.623 | 4.623 | 4.623 | 4.623 | 4.623 | 4.623 | 4.623 | 4.623 | 4.623 | 4.623 | 4.623
| PM001 | 1.756 | 1.825 | 1.931 | 2.044 | 2.12 | 2.22 | 2.346 | 2.482 | 2.575 | 2.575 | 2.575 | 2.575 | 2.575 | 2.575 | 2.575 | 2.575 | 2.575 | 2.575 | 2.575 | 2.575
| PM002 | 1.714 | 1.707 | 1.67 | 1.623 | 1.566 | 1.516 | 1.479 | 1.442 | 1.382 | 1.382 | 1.382 | 1.382 | 1.382 | 1.382 | 1.382 | 1.382 | 1.382 | 1.382 | 1.382 | 1.382
| PM003 | 2.216 | 2.253 | 2.306 | 2.356 | 2.386 | 2.426 | 2.476 | 2.539 | 2.569 | 2.569 | 2.569 | 2.569 | 2.569 | 2.569 | 2.569 | 2.569 | 2.569 | 2.569 | 2.569 | 2.569
| PM004 | 2.442 | 2.648 | 2.854 | 3.046 | 3.232 | 3.422 | 3.618 | 3.814 | 4 | 4 | 4 | 4 | 4 | 4 | 4 | 4 | 4 | 4 | 4 | 4
| PM005 | 2.219 | 2.249 | 2.289 | 2.319 | 2.342 | 2.372 | 2.402 | 2.435 | 2.465 | 2.465 | 2.465 | 2.465 | 2.465 | 2.465 | 2.465 | 2.465 | 2.465 | 2.465 | 2.465 | 2.465
| PM006 | 1.504 | 1.507 | 1.517 | 1.527 | 1.534 | 1.537 | 1.547 | 1.557 | 1.56 | 1.56 | 1.56 | 1.56 | 1.56 | 1.56 | 1.56 | 1.56 | 1.56 | 1.56 | 1.56 | 1.56
| PM007 | 0.801 | 0.851 | 0.904 | 0.957 | 1 | 1.047 | 1.103 | 1.173 | 1.213 | 1.213 | 1.213 | 1.213 | 1.213 | 1.213 | 1.213 | 1.213 | 1.213 | 1.213 | 1.213 | 1.213
| PM008 | 2.163 | 2.395 | 2.634 | 2.876 | 3.118 | 3.357 | 3.609 | 3.868 | 4.123 | 4.123 | 4.123 | 4.123 | 4.123 | 4.123 | 4.123 | 4.123 | 4.123 | 4.123 | 4.123 | 4.123
| PM009 | 2.415 | 2.448 | 2.495 | 2.528 | 2.551 | 2.581 | 2.621 | 2.671 | 2.691 | 2.691 | 2.691 | 2.691 | 2.691 | 2.691 | 2.691 | 2.691 | 2.691 | 2.691 | 2.691 | 2.691
| PM010 | 0.972 | 1.085 | 1.201 | 1.317 | 1.43 | 1.546 | 1.665 | 1.788 | 1.914 | 1.914 | 1.914 | 1.914 | 1.914 | 1.914 | 1.914 | 1.914 | 1.914 | 1.914 | 1.914 | 1.914
| PM011 | 0.149 | 0.166 | 0.186 | 0.199 | 0.219 | 0.239 | 0.259 | 0.272 | 0.292 | 0.292 | 0.292 | 0.292 | 0.292 | 0.292 | 0.292 | 0.292 | 0.292 | 0.292 | 0.292 | 0.292
| PM012 | 1.514 | 1.524 | 1.537 | 1.547 | 1.554 | 1.554 | 1.567 | 1.587 | 1.587 | 1.587 | 1.587 | 1.587 | 1.587 | 1.587 | 1.587 | 1.587 | 1.587 | 1.587 | 1.587 | 1.587
| Q001 | 2.706 | 2.663 | 2.634 | 2.604 | 2.578 | 2.548 | 2.532 | 2.513 | 2.49 | 2.49 | 2.49 | 2.49 | 2.49 | 2.49 | 2.49 | 2.49 | 2.49 | 2.49 | 2.49 | 2.49
| Q002 | 5.928 | 5.997 | 6.09 | 6.166 | 6.196 | 6.239 | 6.335 | 6.448 | 6.491 | 6.491 | 6.491 | 6.491 | 6.491 | 6.491 | 6.491 | 6.491 | 6.491 | 6.491 | 6.491 | 6.491
| Q004 | 3.023 | 2.987 | 2.961 | 2.935 | 2.905 | 2.878 | 2.859 | 2.852 | 2.822 | 2.822 | 2.822 | 2.822 | 2.822 | 2.822 | 2.822 | 2.822 | 2.822 | 2.822 | 2.822 | 2.822
| Q005 | 2.891 | 2.885 | 2.905 | 2.915 | 2.925 | 2.928 | 2.948 | 2.985 | 2.985 | 2.985 | 2.985 | 2.985 | 2.985 | 2.985 | 2.985 | 2.985 | 2.985 | 2.985 | 2.985 | 2.985
| Q006 | 4.025 | 4 | 3.985 | 3.96 | 3.913 | 3.92 | 3.932 | 3.946 | 3.93 | 3.93 | 3.93 | 3.93 | 3.93 | 3.93 | 3.93 | 3.93 | 3.93 | 3.93 | 3.93 | 3.93
| Q009 | 3.947 | 3.927 | 3.926 | 3.916 | 3.896 | 3.906 | 3.92 | 3.947 | 3.947 | 3.947 | 3.947 | 3.947 | 3.947 | 3.947 | 3.947 | 3.947 | 3.947 | 3.947 | 3.947 | 3.947
| Q010 | 3.629 | 3.587 | 3.561 | 3.528 | 3.488 | 3.455 | 3.438 | 3.421 | 3.388 | 3.388 | 3.388 | 3.388 | 3.388 | 3.388 | 3.388 | 3.388 | 3.388 | 3.388 | 3.388 | 3.388
| Q013 | 2.74 | 2.753 | 2.783 | 2.803 | 2.813 | 2.836 | 2.859 | 2.906 | 2.916 | 2.916 | 2.916 | 2.916 | 2.916 | 2.916 | 2.916 | 2.916 | 2.916 | 2.916 | 2.916 | 2.916
| Q014 | 4.555 | 4.601 | 4.671 | 4.718 | 4.735 | 4.758 | 4.831 | 4.901 | 4.922 | 4.922 | 4.922 | 4.922 | 4.922 | 4.922 | 4.922 | 4.922 | 4.922 | 4.922 | 4.922 | 4.922
| Q015 | 1.489 | 1.492 | 1.502 | 1.502 | 1.502 | 1.498 | 1.508 | 1.521 | 1.528 | 1.528 | 1.528 | 1.528 | 1.528 | 1.528 | 1.528 | 1.528 | 1.528 | 1.528 | 1.528 | 1.528
| Q019 | 4.832 | 4.844 | 4.894 | 4.95 | 4.963 | 4.967 | 5.01 | 5.077 | 5.097 | 5.097 | 5.097 | 5.097 | 5.097 | 5.097 | 5.097 | 5.097 | 5.097 | 5.097 | 5.097 | 5.097
| R021 | 2.498 | 2.571 | 2.65 | 2.72 | 2.793 | 2.856 | 2.929 | 3.009 | 3.079 | 3.079 | 3.079 | 3.079 | 3.079 | 3.079 | 3.079 | 3.079 | 3.079 | 3.079 | 3.079 | 3.079
| R022 | 3.241 | 3.311 | 3.388 | 3.441 | 3.481 | 3.542 | 3.616 | 3.693 | 3.726 | 3.726 | 3.726 | 3.726 | 3.726 | 3.726 | 3.726 | 3.726 | 3.726 | 3.726 | 3.726 | 3.726
| R023 | 5.879 | 6.055 | 6.251 | 6.423 | 6.576 | 6.736 | 6.922 | 7.124 | 7.25 | 7.25 | 7.25 | 7.25 | 7.25 | 7.25 | 7.25 | 7.25 | 7.25 | 7.25 | 7.25 | 7.25
| R024 | 4.42 | 4.487 | 4.513 | 4.533 | 4.522 | 4.505 | 4.535 | 4.578 | 4.551 | 4.551 | 4.551 | 4.551 | 4.551 | 4.551 | 4.551 | 4.551 | 4.551 | 4.551 | 4.551 | 4.551
| R031 | 5.735 | 7.172 | 7.336 | 7.349 | 7.305 | 7.289 | 7.299 | 7.336 | 7.316 | 7.316 | 7.316 | 7.316 | 7.316 | 7.316 | 7.316 | 7.316 | 7.316 | 7.316 | 7.316 | 7.316
| R032 | 4.681 | 4.774 | 4.9 | 5.006 | 5.092 | 5.201 | 5.33 | 5.483 | 5.576 | 5.576 | 5.576 | 5.576 | 5.576 | 5.576 | 5.576 | 5.576 | 5.576 | 5.576 | 5.576 | 5.576
| R033 | 9.763 | 9.768 | 9.83 | 9.902 | 9.941 | 9.99 | 10.083 | 10.192 | 10.231 | 10.231 | 10.231 | 10.231 | 10.231 | 10.231 | 10.231 | 10.231 | 10.231 | 10.231 | 10.231 | 10.231
| R035 | 4.814 | 6.343 | 6.672 | 6.688 | 6.681 | 6.681 | 6.714 | 6.767 | 6.747 | 6.747 | 6.747 | 6.747 | 6.747 | 6.747 | 6.747 | 6.747 | 6.747 | 6.747 | 6.747 | 6.747
| RCT011 | 3.709 | 3.762 | 3.832 | 3.895 | 3.915 | 3.955 | 4.028 | 4.118 | 4.148 | 4.148 | 4.148 | 4.148 | 4.148 | 4.148 | 4.148 | 4.148 | 4.148 | 4.148 | 4.148 | 4.148
| RCT012 | 3.256 | 3.256 | 3.256 | 3.256 | 3.253 | 3.243 | 3.243 | 3.243 | 3.253 | 3.253 | 3.253 | 3.253 | 3.253 | 3.253 | 3.253 | 3.253 | 3.253 | 3.253 | 3.253 | 3.253
| RCT013 | 10.385 | 10.391 | 10.473 | 10.52 | 10.463 | 10.446 | 10.555 | 10.704 | 10.655 | 10.655 | 10.655 | 10.655 | 10.655 | 10.655 | 10.655 | 10.655 | 10.655 | 10.655 | 10.655 | 10.655
| RCT014 | 8.945 | 8.951 | 8.998 | 9.008 | 8.975 | 8.972 | 9.018 | 9.071 | 9.051 | 9.051 | 9.051 | 9.051 | 9.051 | 9.051 | 9.051 | 9.051 | 9.051 | 9.051 | 9.051 | 9.051
| RCT015 | 2.969 | 2.979 | 2.989 | 2.999 | 3.002 | 3.012 | 3.022 | 3.032 | 3.052 | 3.052 | 3.052 | 3.052 | 3.052 | 3.052 | 3.052 | 3.052 | 3.052 | 3.052 | 3.052 | 3.052
| RCT021 | 5.141 | 5.187 | 5.28 | 5.33 | 5.343 | 5.373 | 5.459 | 5.552 | 5.558 | 5.558 | 5.558 | 5.558 | 5.558 | 5.558 | 5.558 | 5.558 | 5.558 | 5.558 | 5.558 | 5.558
| RCT022 | 7.535 | 7.7 | 7.92 | 8.031 | 8.065 | 8.211 | 8.485 | 8.688 | 8.56 | 8.56 | 8.56 | 8.56 | 8.56 | 8.56 | 8.56 | 8.56 | 8.56 | 8.56 | 8.56 | 8.56
| RCT023 | 8.936 | 9.023 | 9.202 | 9.331 | 9.36 | 9.406 | 9.575 | 9.783 | 9.809 | 9.809 | 9.809 | 9.809 | 9.809 | 9.809 | 9.809 | 9.809 | 9.809 | 9.809 | 9.809 | 9.809
| RD001 | 3.856 | 3.903 | 3.969 | 4.019 | 4.052 | 4.086 | 4.142 | 4.219 | 4.239 | 4.239 | 4.239 | 4.239 | 4.239 | 4.239 | 4.239 | 4.239 | 4.239 | 4.239 | 4.239 | 4.239
| RD002 | 4.211 | 4.247 | 4.3 | 4.343 | 4.356 | 4.396 | 4.442 | 4.518 | 4.548 | 4.548 | 4.548 | 4.548 | 4.548 | 4.548 | 4.548 | 4.548 | 4.548 | 4.548 | 4.548 | 4.548
| RD004 | 4.434 | 4.494 | 4.577 | 4.64 | 4.667 | 4.697 | 4.78 | 4.863 | 4.88 | 4.88 | 4.88 | 4.88 | 4.88 | 4.88 | 4.88 | 4.88 | 4.88 | 4.88 | 4.88 | 4.88
| RD005 | 3.814 | 3.844 | 3.897 | 3.937 | 3.947 | 3.967 | 4.017 | 4.08 | 4.093 | 4.093 | 4.093 | 4.093 | 4.093 | 4.093 | 4.093 | 4.093 | 4.093 | 4.093 | 4.093 | 4.093
| RD006 | 3.739 | 3.694 | 3.706 | 3.7 | 3.696 | 3.706 | 3.739 | 3.776 | 3.786 | 3.786 | 3.786 | 3.786 | 3.786 | 3.786 | 3.786 | 3.786 | 3.786 | 3.786 | 3.786 | 3.786
| RD009 | 3.454 | 3.484 | 3.527 | 3.557 | 3.577 | 3.6 | 3.633 | 3.682 | 3.699 | 3.699 | 3.699 | 3.699 | 3.699 | 3.699 | 3.699 | 3.699 | 3.699 | 3.699 | 3.699 | 3.699
| RD010 | 3.177 | 3.217 | 3.27 | 3.31 | 3.33 | 3.35 | 3.4 | 3.443 | 3.466 | 3.466 | 3.466 | 3.466 | 3.466 | 3.466 | 3.466 | 3.466 | 3.466 | 3.466 | 3.466 | 3.466
| RD013 | 3.908 | 3.921 | 3.971 | 4.004 | 4.021 | 4.034 | 4.074 | 4.127 | 4.154 | 4.154 | 4.154 | 4.154 | 4.154 | 4.154 | 4.154 | 4.154 | 4.154 | 4.154 | 4.154 | 4.154
| RD014 | 5.967 | 6.037 | 6.13 | 6.192 | 6.222 | 6.262 | 6.342 | 6.461 | 6.502 | 6.502 | 6.502 | 6.502 | 6.502 | 6.502 | 6.502 | 6.502 | 6.502 | 6.502 | 6.502 | 6.502
| RD015 | 2.565 | 2.598 | 2.638 | 2.671 | 2.701 | 2.724 | 2.761 | 2.817 | 2.837 | 2.837 | 2.837 | 2.837 | 2.837 | 2.837 | 2.837 | 2.837 | 2.837 | 2.837 | 2.837 | 2.837
| RTS-MTMSY | 18 | 18 | 18 | 18 | 18 | 18 | 18 | 18 | 18 | 18 | 18 | 18 | 18 | 18 | 18 | 18 | 18 | 18 | 18 | 18
| RVL001 | 6.328 | 7.135 | 7.228 | 7.291 | 7.291 | 7.324 | 7.42 | 7.53 | 7.527 | 7.527 | 7.527 | 7.527 | 7.527 | 7.527 | 7.527 | 7.527 | 7.527 | 7.527 | 7.527 | 7.527
| RVL004 | 10.856 | 11.048 | 11.32 | 11.545 | 11.631 | 11.744 | 12.036 | 12.377 | 12.43 | 12.43 | 12.43 | 12.43 | 12.43 | 12.43 | 12.43 | 12.43 | 12.43 | 12.43 | 12.43 | 12.43
| RVL006 | 6.648 | 6.705 | 6.797 | 6.866 | 6.906 | 6.942 | 7.039 | 7.142 | 7.188 | 7.188 | 7.188 | 7.188 | 7.188 | 7.188 | 7.188 | 7.188 | 7.188 | 7.188 | 7.188 | 7.188
| RVL008 | 5.063 | 6.141 | 6.307 | 6.427 | 6.467 | 6.53 | 6.689 | 6.885 | 6.895 | 6.895 | 6.895 | 6.895 | 6.895 | 6.895 | 6.895 | 6.895 | 6.895 | 6.895 | 6.895 | 6.895
| SA001 | 4.674 | 4.747 | 4.854 | 4.898 | 4.954 | 5.034 | 5.138 | 5.247 | 5.292 | 5.292 | 5.292 | 5.292 | 5.292 | 5.292 | 5.292 | 5.292 | 5.292 | 5.292 | 5.292 | 5.292
| SA002 | 7.174 | 7.224 | 7.301 | 7.354 | 7.357 | 7.377 | 7.44 | 7.52 | 7.541 | 7.541 | 7.541 | 7.541 | 7.541 | 7.541 | 7.541 | 7.541 | 7.541 | 7.541 | 7.541 | 7.541
| SA003 | 8.208 | 8.308 | 8.455 | 8.573 | 8.621 | 8.675 | 8.831 | 9.038 | 9.094 | 9.094 | 9.094 | 9.094 | 9.094 | 9.094 | 9.094 | 9.094 | 9.094 | 9.094 | 9.094 | 9.094
| SA004 | 4.907 | 4.973 | 5.069 | 5.142 | 5.198 | 5.271 | 5.357 | 5.483 | 5.563 | 5.563 | 5.563 | 5.563 | 5.563 | 5.563 | 5.563 | 5.563 | 5.563 | 5.563 | 5.563 | 5.563
| SA005 | 8.037 | 8.126 | 8.239 | 8.329 | 8.403 | 8.478 | 8.601 | 8.762 | 8.851 | 8.851 | 8.851 | 8.851 | 8.851 | 8.851 | 8.851 | 8.851 | 8.851 | 8.851 | 8.851 | 8.851
| SA006 | 6.002 | 6.009 | 6.039 | 6.052 | 6.032 | 6.028 | 6.058 | 6.124 | 6.131 | 6.131 | 6.131 | 6.131 | 6.131 | 6.131 | 6.131 | 6.131 | 6.131 | 6.131 | 6.131 | 6.131
| SA007 | 16.152 | 16.49 | 16.885 | 17.278 | 17.551 | 17.812 | 18.199 | 18.656 | 18.948 | 18.948 | 18.948 | 18.948 | 18.948 | 18.948 | 18.948 | 18.948 | 18.948 | 18.948 | 18.948 | 18.948
| SA009 | 11.698 | 12.22 | 12.827 | 13.385 | 13.921 | 14.427 | 15.081 | 15.839 | 16.402 | 16.402 | 16.402 | 16.402 | 16.402 | 16.402 | 16.402 | 16.402 | 16.402 | 16.402 | 16.402 | 16.402
| SA010 | 6.748 | 6.788 | 6.851 | 6.898 | 6.905 | 6.925 | 6.998 | 7.118 | 7.122 | 7.122 | 7.122 | 7.122 | 7.122 | 7.122 | 7.122 | 7.122 | 7.122 | 7.122 | 7.122 | 7.122
| SA011 | 10.6 | 10.794 | 11.05 | 11.279 | 11.425 | 11.631 | 11.907 | 12.217 | 12.436 | 12.436 | 12.436 | 12.436 | 12.436 | 12.436 | 12.436 | 12.436 | 12.436 | 12.436 | 12.436 | 12.436
| SA012 | 8.97 | 8.917 | 8.877 | 8.824 | 8.751 | 8.688 | 8.648 | 8.625 | 8.582 | 8.582 | 8.582 | 8.582 | 8.582 | 8.582 | 8.582 | 8.582 | 8.582 | 8.582 | 8.582 | 8.582
| SB011 | 2.272 | 2.358 | 2.457 | 2.546 | 2.622 | 2.705 | 2.801 | 2.91 | 2.979 | 2.979 | 2.979 | 2.979 | 2.979 | 2.979 | 2.979 | 2.979 | 2.979 | 2.979 | 2.979 | 2.979
| SB012 | 3.477 | 3.64 | 3.8 | 3.953 | 4.093 | 4.246 | 4.419 | 4.595 | 4.752 | 4.752 | 4.752 | 4.752 | 4.752 | 4.752 | 4.752 | 4.752 | 4.752 | 4.752 | 4.752 | 4.752
| SB013 | 2.544 | 2.627 | 2.72 | 2.806 | 2.869 | 2.939 | 3.025 | 3.131 | 3.207 | 3.207 | 3.207 | 3.207 | 3.207 | 3.207 | 3.207 | 3.207 | 3.207 | 3.207 | 3.207 | 3.207
| SB015 | 2.785 | 2.811 | 2.887 | 2.97 | 3.033 | 3.116 | 3.232 | 3.358 | 3.441 | 3.441 | 3.441 | 3.441 | 3.441 | 3.441 | 3.441 | 3.441 | 3.441 | 3.441 | 3.441 | 3.441
| SB016 | 0 | 0 | 0 | 0 | 0 | 0 | 0 | 0 | 0 | 0 | 0 | 0 | 0 | 0 | 0 | 0 | 0 | 0 | 0 | 0
| SB021 | 3.595 | 3.708 | 3.844 | 3.95 | 4.033 | 4.119 | 4.262 | 4.408 | 4.471 | 4.471 | 4.471 | 4.471 | 4.471 | 4.471 | 4.471 | 4.471 | 4.471 | 4.471 | 4.471 | 4.471
| SB022 | 1.486 | 1.546 | 1.599 | 1.652 | 1.698 | 1.748 | 1.791 | 1.851 | 1.897 | 1.897 | 1.897 | 1.897 | 1.897 | 1.897 | 1.897 | 1.897 | 1.897 | 1.897 | 1.897 | 1.897
| SB023 | 2.155 | 2.245 | 2.338 | 2.428 | 2.511 | 2.597 | 2.693 | 2.793 | 2.883 | 2.883 | 2.883 | 2.883 | 2.883 | 2.883 | 2.883 | 2.883 | 2.883 | 2.883 | 2.883 | 2.883
| SB025 | 1.716 | 1.726 | 1.736 | 1.749 | 1.759 | 1.769 | 1.779 | 1.799 | 1.819 | 1.819 | 1.819 | 1.819 | 1.819 | 1.819 | 1.819 | 1.819 | 1.819 | 1.819 | 1.819 | 1.819
| SB026 | 5.96 | 5.963 | 5.973 | 5.98 | 5.983 | 5.983 | 6.003 | 6.036 | 6.073 | 6.073 | 6.073 | 6.073 | 6.073 | 6.073 | 6.073 | 6.073 | 6.073 | 6.073 | 6.073 | 6.073
| SB041 | 4.118 | 4.958 | 5.144 | 5.157 | 5.15 | 5.153 | 5.173 | 5.206 | 5.212 | 5.212 | 5.212 | 5.212 | 5.212 | 5.212 | 5.212 | 5.212 | 5.212 | 5.212 | 5.212 | 5.212
| SB042 | 0 | 0 | 0 | 0 | 0 | 0 | 0 | 0 | 0 | 0 | 0 | 0 | 0 | 0 | 0 | 0 | 0 | 0 | 0 | 0
| SB043 | 7.642 | 7.645 | 7.655 | 7.665 | 7.665 | 7.675 | 7.705 | 7.748 | 7.791 | 7.791 | 7.791 | 7.791 | 7.791 | 7.791 | 7.791 | 7.791 | 7.791 | 7.791 | 7.791 | 7.791
| SB045 | 3.163 | 3.173 | 3.193 | 3.206 | 3.216 | 3.226 | 3.246 | 3.276 | 3.299 | 3.299 | 3.299 | 3.299 | 3.299 | 3.299 | 3.299 | 3.299 | 3.299 | 3.299 | 3.299 | 3.299
| SB046 | 0.192 | 0.202 | 0.205 | 0.215 | 0.215 | 0.225 | 0.235 | 0.238 | 0.245 | 0.245 | 0.245 | 0.245 | 0.245 | 0.245 | 0.245 | 0.245 | 0.245 | 0.245 | 0.245 | 0.245
| SB051 | 3.068 | 3.098 | 3.158 | 3.201 | 3.214 | 3.241 | 3.304 | 3.377 | 3.397 | 3.397 | 3.397 | 3.397 | 3.397 | 3.397 | 3.397 | 3.397 | 3.397 | 3.397 | 3.397 | 3.397
| SB052 | 1.932 | 1.975 | 2.035 | 2.085 | 2.108 | 2.145 | 2.208 | 2.281 | 2.301 | 2.301 | 2.301 | 2.301 | 2.301 | 2.301 | 2.301 | 2.301 | 2.301 | 2.301 | 2.301 | 2.301
| SB053 | 3.17 | 3.204 | 3.214 | 3.224 | 3.221 | 3.217 | 3.237 | 3.257 | 3.267 | 3.267 | 3.267 | 3.267 | 3.267 | 3.267 | 3.267 | 3.267 | 3.267 | 3.267 | 3.267 | 3.267
| SB055 | 2.566 | 2.662 | 2.758 | 2.851 | 2.944 | 3.027 | 3.116 | 3.216 | 3.309 | 3.309 | 3.309 | 3.309 | 3.309 | 3.309 | 3.309 | 3.309 | 3.309 | 3.309 | 3.309 | 3.309
| SB056 | 0 | 0 | 0 | 0 | 0 | 0 | 0 | 0 | 0 | 0 | 0 | 0 | 0 | 0 | 0 | 0 | 0 | 0 | 0 | 0
| SHL001 | 3.497 | 3.468 | 3.436 | 3.403 | 3.351 | 3.302 | 3.286 | 3.257 | 3.201 | 3.201 | 3.201 | 3.201 | 3.201 | 3.201 | 3.201 | 3.201 | 3.201 | 3.201 | 3.201 | 3.201
| SHL002 | 12.016 | 11.875 | 11.855 | 11.806 | 11.643 | 11.523 | 11.533 | 11.618 | 11.462 | 11.462 | 11.462 | 11.462 | 11.462 | 11.462 | 11.462 | 11.462 | 11.462 | 11.462 | 11.462 | 11.462
| SHL004 | 7.609 | 7.599 | 7.633 | 7.639 | 7.593 | 7.56 | 7.593 | 7.653 | 7.613 | 7.613 | 7.613 | 7.613 | 7.613 | 7.613 | 7.613 | 7.613 | 7.613 | 7.613 | 7.613 | 7.613
| SHL005 | 3.679 | 3.672 | 3.672 | 3.672 | 3.646 | 3.619 | 3.632 | 3.655 | 3.635 | 3.635 | 3.635 | 3.635 | 3.635 | 3.635 | 3.635 | 3.635 | 3.635 | 3.635 | 3.635 | 3.635
| SHL007 | 7.879 | 7.815 | 7.771 | 7.724 | 7.644 | 7.558 | 7.531 | 7.528 | 7.459 | 7.459 | 7.459 | 7.459 | 7.459 | 7.459 | 7.459 | 7.459 | 7.459 | 7.459 | 7.459 | 7.459
| SHL008 | 8.875 | 8.841 | 8.85 | 8.795 | 8.705 | 8.666 | 8.69 | 8.703 | 8.608 | 8.608 | 8.608 | 8.608 | 8.608 | 8.608 | 8.608 | 8.608 | 8.608 | 8.608 | 8.608 | 8.608
| SHN011 | 7.122 | 7.205 | 7.314 | 7.414 | 7.438 | 7.498 | 7.644 | 7.82 | 7.857 | 7.857 | 7.857 | 7.857 | 7.857 | 7.857 | 7.857 | 7.857 | 7.857 | 7.857 | 7.857 | 7.857
| SHN012 | 6.558 | 6.661 | 6.794 | 6.897 | 6.974 | 7.068 | 7.201 | 7.346 | 7.436 | 7.436 | 7.436 | 7.436 | 7.436 | 7.436 | 7.436 | 7.436 | 7.436 | 7.436 | 7.436 | 7.436
| SHN014 | 6.514 | 6.558 | 6.611 | 6.655 | 6.665 | 6.689 | 6.749 | 6.819 | 6.839 | 6.839 | 6.839 | 6.839 | 6.839 | 6.839 | 6.839 | 6.839 | 6.839 | 6.839 | 6.839 | 6.839
| SHN021 | 6.618 | 6.704 | 6.827 | 6.937 | 6.997 | 7.077 | 7.213 | 7.369 | 7.459 | 7.459 | 7.459 | 7.459 | 7.459 | 7.459 | 7.459 | 7.459 | 7.459 | 7.459 | 7.459 | 7.459
| SHN022 | 4.123 | 4.099 | 4.102 | 4.115 | 4.125 | 4.142 | 4.162 | 4.195 | 4.215 | 4.215 | 4.215 | 4.215 | 4.215 | 4.215 | 4.215 | 4.215 | 4.215 | 4.215 | 4.215 | 4.215
| SHN023 | 3.918 | 3.875 | 3.868 | 3.861 | 3.835 | 3.807 | 3.838 | 3.882 | 3.878 | 3.878 | 3.878 | 3.878 | 3.878 | 3.878 | 3.878 | 3.878 | 3.878 | 3.878 | 3.878 | 3.878
| SHN024 | 6.603 | 6.695 | 6.85 | 6.973 | 7.002 | 7.058 | 7.22 | 7.436 | 7.463 | 7.463 | 7.463 | 7.463 | 7.463 | 7.463 | 7.463 | 7.463 | 7.463 | 7.463 | 7.463 | 7.463
| SHP011 | 8.653 | 8.587 | 8.567 | 8.563 | 8.527 | 8.478 | 8.465 | 8.471 | 8.451 | 8.451 | 8.451 | 8.451 | 8.451 | 8.451 | 8.451 | 8.451 | 8.451 | 8.451 | 8.451 | 8.451
| SHP012 | 6.865 | 6.952 | 7.098 | 7.211 | 7.225 | 7.278 | 7.425 | 7.601 | 7.624 | 7.624 | 7.624 | 7.624 | 7.624 | 7.624 | 7.624 | 7.624 | 7.624 | 7.624 | 7.624 | 7.624
| SHP014 | 4.961 | 4.991 | 5.044 | 5.067 | 5.054 | 5.064 | 5.1 | 5.16 | 5.157 | 5.157 | 5.157 | 5.157 | 5.157 | 5.157 | 5.157 | 5.157 | 5.157 | 5.157 | 5.157 | 5.157
| SHP021 | 4.518 | 4.517 | 4.519 | 4.511 | 4.429 | 4.426 | 4.443 | 4.477 | 4.431 | 4.431 | 4.431 | 4.431 | 4.431 | 4.431 | 4.431 | 4.431 | 4.431 | 4.431 | 4.431 | 4.431
| SK001 | 4.746 | 4.889 | 5.059 | 5.215 | 5.348 | 5.491 | 5.667 | 5.857 | 5.99 | 5.99 | 5.99 | 5.99 | 5.99 | 5.99 | 5.99 | 5.99 | 5.99 | 5.99 | 5.99 | 5.99
| SK002 | 3.64 | 3.647 | 3.65 | 3.657 | 3.657 | 3.66 | 3.677 | 3.697 | 3.717 | 3.717 | 3.717 | 3.717 | 3.717 | 3.717 | 3.717 | 3.717 | 3.717 | 3.717 | 3.717 | 3.717
| SK004 | 2.208 | 2.278 | 2.351 | 2.421 | 2.474 | 2.537 | 2.617 | 2.7 | 2.76 | 2.76 | 2.76 | 2.76 | 2.76 | 2.76 | 2.76 | 2.76 | 2.76 | 2.76 | 2.76 | 2.76
| SK005 | 5.639 | 5.833 | 6.05 | 6.23 | 6.399 | 6.599 | 6.844 | 7.073 | 7.24 | 7.24 | 7.24 | 7.24 | 7.24 | 7.24 | 7.24 | 7.24 | 7.24 | 7.24 | 7.24 | 7.24
| SK006 | 2.854 | 2.887 | 2.897 | 2.9 | 2.91 | 2.913 | 2.926 | 2.939 | 2.949 | 2.949 | 2.949 | 2.949 | 2.949 | 2.949 | 2.949 | 2.949 | 2.949 | 2.949 | 2.949 | 2.949
| SK009 | 2.105 | 2.185 | 2.279 | 2.352 | 2.422 | 2.499 | 2.599 | 2.695 | 2.772 | 2.772 | 2.772 | 2.772 | 2.772 | 2.772 | 2.772 | 2.772 | 2.772 | 2.772 | 2.772 | 2.772
| SK010 | 6.04 | 6.047 | 6.057 | 6.067 | 6.067 | 6.07 | 6.09 | 6.123 | 6.156 | 6.156 | 6.156 | 6.156 | 6.156 | 6.156 | 6.156 | 6.156 | 6.156 | 6.156 | 6.156 | 6.156
| SK013 | 3.306 | 3.423 | 3.553 | 3.656 | 3.746 | 3.856 | 3.997 | 4.13 | 4.206 | 4.206 | 4.206 | 4.206 | 4.206 | 4.206 | 4.206 | 4.206 | 4.206 | 4.206 | 4.206 | 4.206
| SK014 | 2.668 | 2.744 | 2.817 | 2.883 | 2.956 | 3.022 | 3.101 | 3.181 | 3.257 | 3.257 | 3.257 | 3.257 | 3.257 | 3.257 | 3.257 | 3.257 | 3.257 | 3.257 | 3.257 | 3.257
| SK015 | 2.338 | 2.408 | 2.481 | 2.554 | 2.62 | 2.69 | 2.77 | 2.85 | 2.923 | 2.923 | 2.923 | 2.923 | 2.923 | 2.923 | 2.923 | 2.923 | 2.923 | 2.923 | 2.923 | 2.923
| SK018 | 4.793 | 4.803 | 4.806 | 4.816 | 4.816 | 4.823 | 4.843 | 4.866 | 4.886 | 4.886 | 4.886 | 4.886 | 4.886 | 4.886 | 4.886 | 4.886 | 4.886 | 4.886 | 4.886 | 4.886
| SK019 | 2.048 | 2.255 | 2.551 | 2.561 | 2.574 | 2.584 | 2.604 | 2.627 | 2.644 | 2.644 | 2.644 | 2.644 | 2.644 | 2.644 | 2.644 | 2.644 | 2.644 | 2.644 | 2.644 | 2.644
| SK020 | 3.593 | 3.679 | 3.775 | 3.861 | 3.944 | 4.03 | 4.126 | 4.222 | 4.318 | 4.318 | 4.318 | 4.318 | 4.318 | 4.318 | 4.318 | 4.318 | 4.318 | 4.318 | 4.318 | 4.318
| SK022 | 3.005 | 3.081 | 3.164 | 3.247 | 3.31 | 3.373 | 3.456 | 3.559 | 3.622 | 3.622 | 3.622 | 3.622 | 3.622 | 3.622 | 3.622 | 3.622 | 3.622 | 3.622 | 3.622 | 3.622
| SK023 | 1.673 | 1.726 | 1.789 | 1.849 | 1.899 | 1.952 | 2.012 | 2.075 | 2.132 | 2.132 | 2.132 | 2.132 | 2.132 | 2.132 | 2.132 | 2.132 | 2.132 | 2.132 | 2.132 | 2.132
| SK024 | 3.764 | 3.83 | 3.903 | 3.973 | 4.036 | 4.099 | 4.182 | 4.258 | 4.335 | 4.335 | 4.335 | 4.335 | 4.335 | 4.335 | 4.335 | 4.335 | 4.335 | 4.335 | 4.335 | 4.335
| SK025 | 3.122 | 3.175 | 3.231 | 3.281 | 3.301 | 3.324 | 3.364 | 3.404 | 3.421 | 3.421 | 3.421 | 3.421 | 3.421 | 3.421 | 3.421 | 3.421 | 3.421 | 3.421 | 3.421 | 3.421
| SO001 | 3.194 | 3.31 | 3.436 | 3.559 | 3.665 | 3.778 | 3.897 | 4.03 | 4.146 | 4.146 | 4.146 | 4.146 | 4.146 | 4.146 | 4.146 | 4.146 | 4.146 | 4.146 | 4.146 | 4.146
| SO002 | 1.563 | 1.616 | 1.672 | 1.725 | 1.775 | 1.821 | 1.874 | 1.927 | 1.976 | 1.976 | 1.976 | 1.976 | 1.976 | 1.976 | 1.976 | 1.976 | 1.976 | 1.976 | 1.976 | 1.976
| SO005 | 2.408 | 2.478 | 2.558 | 2.628 | 2.691 | 2.761 | 2.834 | 2.924 | 2.994 | 2.994 | 2.994 | 2.994 | 2.994 | 2.994 | 2.994 | 2.994 | 2.994 | 2.994 | 2.994 | 2.994
| SO006 | 2.222 | 2.305 | 2.388 | 2.471 | 2.544 | 2.62 | 2.707 | 2.8 | 2.873 | 2.873 | 2.873 | 2.873 | 2.873 | 2.873 | 2.873 | 2.873 | 2.873 | 2.873 | 2.873 | 2.873
| SO009 | 3.261 | 3.389 | 3.514 | 3.625 | 3.74 | 3.848 | 3.973 | 4.098 | 4.223 | 4.223 | 4.223 | 4.223 | 4.223 | 4.223 | 4.223 | 4.223 | 4.223 | 4.223 | 4.223 | 4.223
| SO010 | 3.956 | 4.029 | 4.112 | 4.198 | 4.261 | 4.334 | 4.427 | 4.53 | 4.603 | 4.603 | 4.603 | 4.603 | 4.603 | 4.603 | 4.603 | 4.603 | 4.603 | 4.603 | 4.603 | 4.603
| SO013 | 4.251 | 4.414 | 4.58 | 4.736 | 4.872 | 5.015 | 5.171 | 5.347 | 5.493 | 5.493 | 5.493 | 5.493 | 5.493 | 5.493 | 5.493 | 5.493 | 5.493 | 5.493 | 5.493 | 5.493
| SO014 | 4.231 | 4.316 | 4.392 | 4.471 | 4.544 | 4.61 | 4.689 | 4.775 | 4.864 | 4.864 | 4.864 | 4.864 | 4.864 | 4.864 | 4.864 | 4.864 | 4.864 | 4.864 | 4.864 | 4.864
| SO015 | 1.17 | 1.21 | 1.257 | 1.3 | 1.33 | 1.363 | 1.413 | 1.456 | 1.493 | 1.493 | 1.493 | 1.493 | 1.493 | 1.493 | 1.493 | 1.493 | 1.493 | 1.493 | 1.493 | 1.493
| SO018 | 2.307 | 2.37 | 2.44 | 2.51 | 2.563 | 2.633 | 2.706 | 2.793 | 2.859 | 2.859 | 2.859 | 2.859 | 2.859 | 2.859 | 2.859 | 2.859 | 2.859 | 2.859 | 2.859 | 2.859
| SO019 | 0.751 | 0.791 | 0.831 | 0.864 | 0.894 | 0.924 | 0.964 | 1.007 | 1.04 | 1.04 | 1.04 | 1.04 | 1.04 | 1.04 | 1.04 | 1.04 | 1.04 | 1.04 | 1.04 | 1.04
| SO020 | 2.339 | 2.402 | 2.455 | 2.518 | 2.571 | 2.624 | 2.69 | 2.753 | 2.813 | 2.813 | 2.813 | 2.813 | 2.813 | 2.813 | 2.813 | 2.813 | 2.813 | 2.813 | 2.813 | 2.813
| SO022 | 4.055 | 4.174 | 4.293 | 4.409 | 4.508 | 4.614 | 4.736 | 4.862 | 4.981 | 4.981 | 4.981 | 4.981 | 4.981 | 4.981 | 4.981 | 4.981 | 4.981 | 4.981 | 4.981 | 4.981
| SO023 | 2.363 | 2.459 | 2.555 | 2.651 | 2.73 | 2.816 | 2.912 | 3.008 | 3.094 | 3.094 | 3.094 | 3.094 | 3.094 | 3.094 | 3.094 | 3.094 | 3.094 | 3.094 | 3.094 | 3.094
| SO024 | 3.753 | 3.845 | 3.89 | 3.932 | 3.971 | 4.006 | 4.058 | 4.1 | 4.145 | 4.145 | 4.145 | 4.145 | 4.145 | 4.145 | 4.145 | 4.145 | 4.145 | 4.145 | 4.145 | 4.145
| SSE011 | 11.322 | 11.325 | 11.351 | 11.384 | 11.404 | 11.419 | 11.483 | 11.546 | 11.589 | 11.589 | 11.589 | 11.589 | 11.589 | 11.589 | 11.589 | 11.589 | 11.589 | 11.589 | 11.589 | 11.589
| SSE012 | 5.688 | 5.763 | 5.875 | 5.968 | 6.021 | 6.123 | 6.292 | 6.444 | 6.479 | 6.479 | 6.479 | 6.479 | 6.479 | 6.479 | 6.479 | 6.479 | 6.479 | 6.479 | 6.479 | 6.479
| SSE013 | 7.471 | 7.427 | 7.43 | 7.437 | 7.404 | 7.379 | 7.376 | 7.397 | 7.374 | 7.374 | 7.374 | 7.374 | 7.374 | 7.374 | 7.374 | 7.374 | 7.374 | 7.374 | 7.374 | 7.374
| SSE014 | 11.266 | 11.455 | 11.68 | 11.812 | 11.894 | 12.058 | 12.329 | 12.611 | 12.642 | 12.642 | 12.642 | 12.642 | 12.642 | 12.642 | 12.642 | 12.642 | 12.642 | 12.642 | 12.642 | 12.642
| SSE031 | 10.263 | 10.381 | 10.548 | 10.703 | 10.787 | 10.894 | 11.079 | 11.306 | 11.45 | 11.45 | 11.45 | 11.45 | 11.45 | 11.45 | 11.45 | 11.45 | 11.45 | 11.45 | 11.45 | 11.45
| SSE032 | 9.125 | 9.193 | 9.281 | 9.345 | 9.376 | 9.467 | 9.649 | 9.798 | 9.8 | 9.8 | 9.8 | 9.8 | 9.8 | 9.8 | 9.8 | 9.8 | 9.8 | 9.8 | 9.8 | 9.8
| SSE033 | 9.558 | 9.691 | 9.89 | 10.043 | 10.153 | 10.289 | 10.484 | 10.738 | 10.855 | 10.855 | 10.855 | 10.855 | 10.855 | 10.855 | 10.855 | 10.855 | 10.855 | 10.855 | 10.855 | 10.855
| SSE034 | 10.593 | 10.712 | 10.974 | 11.204 | 11.31 | 11.445 | 11.745 | 12.105 | 12.23 | 12.23 | 12.23 | 12.23 | 12.23 | 12.23 | 12.23 | 12.23 | 12.23 | 12.23 | 12.23 | 12.23
| STL004 | 7.921 | 7.858 | 7.809 | 7.749 | 7.678 | 7.619 | 7.583 | 7.55 | 7.499 | 7.499 | 7.499 | 7.499 | 7.499 | 7.499 | 7.499 | 7.499 | 7.499 | 7.499 | 7.499 | 7.499
| STL005 | 8.07 | 8.054 | 8.064 | 8.054 | 8.001 | 7.955 | 7.949 | 7.959 | 7.899 | 7.899 | 7.899 | 7.899 | 7.899 | 7.899 | 7.899 | 7.899 | 7.899 | 7.899 | 7.899 | 7.899
| STL006 | 3.067 | 3.048 | 3.051 | 3.051 | 3.031 | 3.008 | 3.021 | 3.045 | 3.025 | 3.025 | 3.025 | 3.025 | 3.025 | 3.025 | 3.025 | 3.025 | 3.025 | 3.025 | 3.025 | 3.025
| STL007 | 5.65 | 5.576 | 5.531 | 5.482 | 5.437 | 5.362 | 5.36 | 5.321 | 5.31 | 5.31 | 5.31 | 5.31 | 5.31 | 5.31 | 5.31 | 5.31 | 5.31 | 5.31 | 5.31 | 5.31
| STN011 | 6.261 | 6.291 | 6.361 | 6.408 | 6.404 | 6.431 | 6.504 | 6.6 | 6.6 | 6.6 | 6.6 | 6.6 | 6.6 | 6.6 | 6.6 | 6.6 | 6.6 | 6.6 | 6.6 | 6.6
| STN012 | 9.914 | 10.107 | 10.34 | 10.546 | 10.692 | 10.879 | 11.134 | 11.403 | 11.57 | 11.57 | 11.57 | 11.57 | 11.57 | 11.57 | 11.57 | 11.57 | 11.57 | 11.57 | 11.57 | 11.57
| STN013 | 5.956 | 5.986 | 6.016 | 6.039 | 6.059 | 6.069 | 6.099 | 6.132 | 6.172 | 6.172 | 6.172 | 6.172 | 6.172 | 6.172 | 6.172 | 6.172 | 6.172 | 6.172 | 6.172 | 6.172
| STN014 | 6.637 | 6.586 | 6.572 | 6.585 | 6.602 | 6.619 | 6.652 | 6.705 | 6.735 | 6.735 | 6.735 | 6.735 | 6.735 | 6.735 | 6.735 | 6.735 | 6.735 | 6.735 | 6.735 | 6.735
| STN021 | 5.743 | 5.809 | 5.905 | 5.985 | 6.034 | 6.1 | 6.203 | 6.319 | 6.379 | 6.379 | 6.379 | 6.379 | 6.379 | 6.379 | 6.379 | 6.379 | 6.379 | 6.379 | 6.379 | 6.379
| STN022 | 7.527 | 7.547 | 7.594 | 7.617 | 7.594 | 7.578 | 7.63 | 7.695 | 7.668 | 7.668 | 7.668 | 7.668 | 7.668 | 7.668 | 7.668 | 7.668 | 7.668 | 7.668 | 7.668 | 7.668
| STN023 | 3.375 | 3.345 | 3.322 | 3.312 | 3.282 | 3.255 | 3.245 | 3.232 | 3.212 | 3.212 | 3.212 | 3.212 | 3.212 | 3.212 | 3.212 | 3.212 | 3.212 | 3.212 | 3.212 | 3.212
| STN024 | 11.371 | 11.547 | 11.828 | 11.952 | 11.971 | 12.107 | 12.439 | 12.74 | 12.631 | 12.631 | 12.631 | 12.631 | 12.631 | 12.631 | 12.631 | 12.631 | 12.631 | 12.631 | 12.631 | 12.631
| STN031 | 6.277 | 6.201 | 6.151 | 6.1 | 6.037 | 5.983 | 5.942 | 5.921 | 5.877 | 5.877 | 5.877 | 5.877 | 5.877 | 5.877 | 5.877 | 5.877 | 5.877 | 5.877 | 5.877 | 5.877
| SU012 | 12.77 | 12.876 | 13.059 | 13.215 | 13.33 | 13.443 | 13.655 | 13.947 | 14.059 | 14.059 | 14.059 | 14.059 | 14.059 | 14.059 | 14.059 | 14.059 | 14.059 | 14.059 | 14.059 | 14.059
| SU013 | 9.003 | 9.133 | 9.289 | 9.435 | 9.538 | 9.641 | 9.804 | 9.987 | 10.109 | 10.109 | 10.109 | 10.109 | 10.109 | 10.109 | 10.109 | 10.109 | 10.109 | 10.109 | 10.109 | 10.109
| SU015 | 10.271 | 10.697 | 11.189 | 11.635 | 12.048 | 12.451 | 12.974 | 13.594 | 13.995 | 13.995 | 13.995 | 13.995 | 13.995 | 13.995 | 13.995 | 13.995 | 13.995 | 13.995 | 13.995 | 13.995
| SU021 | 10.679 | 10.781 | 10.914 | 11.027 | 11.114 | 11.224 | 11.346 | 11.534 | 11.634 | 11.634 | 11.634 | 11.634 | 11.634 | 11.634 | 11.634 | 11.634 | 11.634 | 11.634 | 11.634 | 11.634
| SU022 | 11.806 | 12.098 | 12.454 | 12.73 | 12.983 | 13.271 | 13.612 | 14.062 | 14.29 | 14.29 | 14.29 | 14.29 | 14.29 | 14.29 | 14.29 | 14.29 | 14.29 | 14.29 | 14.29 | 14.29
| SU023 | 11.381 | 11.572 | 11.787 | 11.992 | 12.154 | 12.32 | 12.545 | 12.823 | 13.021 | 13.021 | 13.021 | 13.021 | 13.021 | 13.021 | 13.021 | 13.021 | 13.021 | 13.021 | 13.021 | 13.021
| SU024 | 3.344 | 3.394 | 3.454 | 3.504 | 3.537 | 3.577 | 3.637 | 3.697 | 3.74 | 3.74 | 3.74 | 3.74 | 3.74 | 3.74 | 3.74 | 3.74 | 3.74 | 3.74 | 3.74 | 3.74
| SU032 | 5.758 | 7.678 | 7.987 | 8.05 | 8.11 | 8.163 | 8.223 | 8.293 | 8.366 | 8.366 | 8.366 | 8.366 | 8.366 | 8.366 | 8.366 | 8.366 | 8.366 | 8.366 | 8.366 | 8.366
| SU034 | 8.675 | 8.805 | 8.965 | 9.111 | 9.211 | 9.327 | 9.484 | 9.657 | 9.78 | 9.78 | 9.78 | 9.78 | 9.78 | 9.78 | 9.78 | 9.78 | 9.78 | 9.78 | 9.78 | 9.78
| SU035 | 15.832 | 16.218 | 16.663 | 17.087 | 17.364 | 17.677 | 18.108 | 18.677 | 18.975 | 18.975 | 18.975 | 18.975 | 18.975 | 18.975 | 18.975 | 18.975 | 18.975 | 18.975 | 18.975 | 18.975
| TK001 | 3.12 | 3.163 | 3.209 | 3.242 | 3.265 | 3.291 | 3.341 | 3.401 | 3.424 | 3.424 | 3.424 | 3.424 | 3.424 | 3.424 | 3.424 | 3.424 | 3.424 | 3.424 | 3.424 | 3.424
| TK002 | 3.827 | 3.876 | 3.932 | 3.968 | 3.981 | 4.005 | 4.058 | 4.121 | 4.127 | 4.127 | 4.127 | 4.127 | 4.127 | 4.127 | 4.127 | 4.127 | 4.127 | 4.127 | 4.127 | 4.127
| TK004 | 3.771 | 3.761 | 3.761 | 3.771 | 3.754 | 3.747 | 3.766 | 3.799 | 3.809 | 3.809 | 3.809 | 3.809 | 3.809 | 3.809 | 3.809 | 3.809 | 3.809 | 3.809 | 3.809 | 3.809
| TK005 | 2.39 | 2.433 | 2.49 | 2.54 | 2.58 | 2.62 | 2.683 | 2.75 | 2.79 | 2.79 | 2.79 | 2.79 | 2.79 | 2.79 | 2.79 | 2.79 | 2.79 | 2.79 | 2.79 | 2.79
| TK006 | 4.414 | 4.386 | 4.395 | 4.388 | 4.367 | 4.353 | 4.366 | 4.402 | 4.389 | 4.389 | 4.389 | 4.389 | 4.389 | 4.389 | 4.389 | 4.389 | 4.389 | 4.389 | 4.389 | 4.389
| TK009 | 3.028 | 3.138 | 3.272 | 3.379 | 3.472 | 3.589 | 3.737 | 3.87 | 3.974 | 3.974 | 3.974 | 3.974 | 3.974 | 3.974 | 3.974 | 3.974 | 3.974 | 3.974 | 3.974 | 3.974
| TK010 | 2.684 | 2.688 | 2.705 | 2.722 | 2.712 | 2.711 | 2.724 | 2.744 | 2.737 | 2.737 | 2.737 | 2.737 | 2.737 | 2.737 | 2.737 | 2.737 | 2.737 | 2.737 | 2.737 | 2.737
| TK011 | 4.337 | 4.334 | 4.334 | 4.321 | 4.291 | 4.268 | 4.255 | 4.245 | 4.212 | 4.212 | 4.212 | 4.212 | 4.212 | 4.212 | 4.212 | 4.212 | 4.212 | 4.212 | 4.212 | 4.212
| TK013 | 3.037 | 3.12 | 3.223 | 3.309 | 3.375 | 3.445 | 3.541 | 3.654 | 3.72 | 3.72 | 3.72 | 3.72 | 3.72 | 3.72 | 3.72 | 3.72 | 3.72 | 3.72 | 3.72 | 3.72
| TK014 | 3.455 | 3.448 | 3.468 | 3.492 | 3.496 | 3.52 | 3.574 | 3.61 | 3.624 | 3.624 | 3.624 | 3.624 | 3.624 | 3.624 | 3.624 | 3.624 | 3.624 | 3.624 | 3.624 | 3.624
| TK015 | 3.342 | 3.362 | 3.395 | 3.401 | 3.411 | 3.42 | 3.447 | 3.483 | 3.483 | 3.483 | 3.483 | 3.483 | 3.483 | 3.483 | 3.483 | 3.483 | 3.483 | 3.483 | 3.483 | 3.483
| TK017 | 3.008 | 3.074 | 3.157 | 3.227 | 3.273 | 3.333 | 3.406 | 3.502 | 3.535 | 3.535 | 3.535 | 3.535 | 3.535 | 3.535 | 3.535 | 3.535 | 3.535 | 3.535 | 3.535 | 3.535
| TK019 | 0 | 0 | 0 | 0 | 0 | 0 | 0 | 0 | 0 | 0 | 0 | 0 | 0 | 0 | 0 | 0 | 0 | 0 | 0 | 0
| TK020 | 1.579 | 1.622 | 1.665 | 1.705 | 1.748 | 1.788 | 1.831 | 1.881 | 1.924 | 1.924 | 1.924 | 1.924 | 1.924 | 1.924 | 1.924 | 1.924 | 1.924 | 1.924 | 1.924 | 1.924
| TK022 | 4.046 | 4.103 | 4.166 | 4.266 | 4.309 | 4.359 | 4.429 | 4.509 | 4.572 | 4.572 | 4.572 | 4.572 | 4.572 | 4.572 | 4.572 | 4.572 | 4.572 | 4.572 | 4.572 | 4.572
| TK023 | 3.552 | 3.665 | 3.781 | 3.897 | 3.987 | 4.086 | 4.202 | 4.338 | 4.437 | 4.437 | 4.437 | 4.437 | 4.437 | 4.437 | 4.437 | 4.437 | 4.437 | 4.437 | 4.437 | 4.437
| TK024 | 2.178 | 2.231 | 2.291 | 2.344 | 2.394 | 2.447 | 2.507 | 2.574 | 2.617 | 2.617 | 2.617 | 2.617 | 2.617 | 2.617 | 2.617 | 2.617 | 2.617 | 2.617 | 2.617 | 2.617
| TK025 | 3.498 | 3.505 | 3.532 | 3.552 | 3.552 | 3.562 | 3.592 | 3.625 | 3.629 | 3.629 | 3.629 | 3.629 | 3.629 | 3.629 | 3.629 | 3.629 | 3.629 | 3.629 | 3.629 | 3.629
| TNA011 | 17.604 | 11.143 | 11.811 | 12.451 | 13.003 | 13.564 | 14.269 | 15.07 | 15.66 | 15.66 | 15.66 | 15.66 | 15.66 | 15.66 | 15.66 | 15.66 | 15.66 | 15.66 | 15.66 | 15.66
| TNA012 | 14.606 | 0 | 0 | 0 | 0 | 0 | 0 | 0 | 0 | 0 | 0 | 0 | 0 | 0 | 0 | 0 | 0 | 0 | 0 | 0
| TNA013 | 9.069 | 9.531 | 10.029 | 10.503 | 10.871 | 11.253 | 11.724 | 12.235 | 12.579 | 12.579 | 12.579 | 12.579 | 12.579 | 12.579 | 12.579 | 12.579 | 12.579 | 12.579 | 12.579 | 12.579
| TNA014 | 8.327 | 8.735 | 9.19 | 9.605 | 9.937 | 10.279 | 10.7 | 11.155 | 11.457 | 11.457 | 11.457 | 11.457 | 11.457 | 11.457 | 11.457 | 11.457 | 11.457 | 11.457 | 11.457 | 11.457
| TNA021 | 15.052 | 15.215 | 15.416 | 15.575 | 15.704 | 15.837 | 16.059 | 16.315 | 16.449 | 16.449 | 16.449 | 16.449 | 16.449 | 16.449 | 16.449 | 16.449 | 16.449 | 16.449 | 16.449 | 16.449
| TNA022 | 18.517 | 0 | 0 | 0 | 0 | 0 | 0 | 0 | 0 | 0 | 0 | 0 | 0 | 0 | 0 | 0 | 0 | 0 | 0 | 0
| TNA023 | 15.311 | 19.301 | 20.349 | 21.341 | 22.223 | 23.107 | 24.085 | 25.117 | 25.962 | 25.962 | 25.962 | 25.962 | 25.962 | 25.962 | 25.962 | 25.962 | 25.962 | 25.962 | 25.962 | 25.962
| TNA024 | 17.757 | 18.676 | 19.678 | 20.561 | 21.384 | 22.202 | 23.193 | 24.257 | 25.047 | 25.047 | 25.047 | 25.047 | 25.047 | 25.047 | 25.047 | 25.047 | 25.047 | 25.047 | 25.047 | 25.047
| TNA031 | 21.723 | 17.016 | 17.685 | 18.217 | 18.693 | 19.167 | 19.746 | 20.448 | 20.937 | 20.937 | 20.937 | 20.937 | 20.937 | 20.937 | 20.937 | 20.937 | 20.937 | 20.937 | 20.937 | 20.937
| TNA033 | 17.543 | 18.211 | 18.963 | 19.726 | 20.328 | 20.934 | 21.699 | 22.572 | 23.261 | 23.261 | 23.261 | 23.261 | 23.261 | 23.261 | 23.261 | 23.261 | 23.261 | 23.261 | 23.261 | 23.261
| TQY021 | 10.867 | 11.003 | 11.186 | 11.363 | 11.448 | 11.577 | 11.638 | 11.736 | 11.752 | 11.752 | 11.752 | 11.752 | 11.752 | 11.752 | 11.752 | 11.752 | 11.752 | 11.752 | 11.752 | 11.752
| TQY022 | 10.645 | 10.933 | 11.258 | 11.555 | 11.829 | 12.101 | 12.331 | 12.679 | 12.808 | 12.808 | 12.808 | 12.808 | 12.808 | 12.808 | 12.808 | 12.808 | 12.808 | 12.808 | 12.808 | 12.808
| TQY031 | 12.405 | 12.611 | 12.932 | 13.198 | 13.42 | 13.639 | 13.892 | 14.278 | 14.519 | 14.519 | 14.519 | 14.519 | 14.519 | 14.519 | 14.519 | 14.519 | 14.519 | 14.519 | 14.519 | 14.519
| TQY032 | 13.608 | 13.892 | 14.245 | 14.626 | 14.89 | 15.032 | 15.351 | 15.731 | 15.979 | 15.979 | 15.979 | 15.979 | 15.979 | 15.979 | 15.979 | 15.979 | 15.979 | 15.979 | 15.979 | 15.979
| TRG011 | 1.389 | 1.406 | 1.443 | 1.452 | 1.459 | 1.473 | 1.51 | 1.543 | 1.525 | 1.525 | 1.525 | 1.525 | 1.525 | 1.525 | 1.525 | 1.525 | 1.525 | 1.525 | 1.525 | 1.525
| TRG013 | 5.683 | 5.738 | 5.832 | 5.868 | 5.855 | 5.9 | 6.005 | 6.101 | 6.045 | 6.045 | 6.045 | 6.045 | 6.045 | 6.045 | 6.045 | 6.045 | 6.045 | 6.045 | 6.045 | 6.045
| TRG014 | 3.739 | 3.76 | 3.798 | 3.808 | 3.788 | 3.802 | 3.853 | 3.896 | 3.855 | 3.855 | 3.855 | 3.855 | 3.855 | 3.855 | 3.855 | 3.855 | 3.855 | 3.855 | 3.855 | 3.855
| TRG022 | 5.059 | 5.137 | 5.238 | 5.291 | 5.298 | 5.353 | 5.478 | 5.574 | 5.539 | 5.539 | 5.539 | 5.539 | 5.539 | 5.539 | 5.539 | 5.539 | 5.539 | 5.539 | 5.539 | 5.539
| TRG024 | 7.149 | 7.275 | 7.474 | 7.633 | 7.673 | 7.736 | 7.941 | 8.183 | 8.203 | 8.203 | 8.203 | 8.203 | 8.203 | 8.203 | 8.203 | 8.203 | 8.203 | 8.203 | 8.203 | 8.203
| VM003 | 0.909 | 0.929 | 0.959 | 0.989 | 0.999 | 1.009 | 1.042 | 1.082 | 1.092 | 1.092 | 1.092 | 1.092 | 1.092 | 1.092 | 1.092 | 1.092 | 1.092 | 1.092 | 1.092 | 1.092
| VM004 | 3.8 | 3.814 | 3.838 | 3.848 | 3.848 | 3.852 | 3.896 | 3.943 | 3.939 | 3.939 | 3.939 | 3.939 | 3.939 | 3.939 | 3.939 | 3.939 | 3.939 | 3.939 | 3.939 | 3.939
| VM005 | 1.947 | 1.997 | 2.057 | 2.11 | 2.16 | 2.217 | 2.27 | 2.327 | 2.387 | 2.387 | 2.387 | 2.387 | 2.387 | 2.387 | 2.387 | 2.387 | 2.387 | 2.387 | 2.387 | 2.387
| VM006 | 0.94 | 0.97 | 1.003 | 1.033 | 1.046 | 1.076 | 1.106 | 1.139 | 1.152 | 1.152 | 1.152 | 1.152 | 1.152 | 1.152 | 1.152 | 1.152 | 1.152 | 1.152 | 1.152 | 1.152
| VM007 | 2.961 | 2.951 | 2.951 | 2.941 | 2.938 | 2.931 | 2.938 | 2.951 | 2.961 | 2.961 | 2.961 | 2.961 | 2.961 | 2.961 | 2.961 | 2.961 | 2.961 | 2.961 | 2.961 | 2.961
| VM008 | 3.299 | 3.339 | 3.379 | 3.412 | 3.432 | 3.462 | 3.512 | 3.565 | 3.595 | 3.595 | 3.595 | 3.595 | 3.595 | 3.595 | 3.595 | 3.595 | 3.595 | 3.595 | 3.595 | 3.595
| VM009 | 1.363 | 1.403 | 1.453 | 1.496 | 1.516 | 1.546 | 1.599 | 1.659 | 1.672 | 1.672 | 1.672 | 1.672 | 1.672 | 1.672 | 1.672 | 1.672 | 1.672 | 1.672 | 1.672 | 1.672
| VM010 | 1.87 | 1.94 | 2.01 | 2.07 | 2.133 | 2.196 | 2.266 | 2.336 | 2.396 | 2.396 | 2.396 | 2.396 | 2.396 | 2.396 | 2.396 | 2.396 | 2.396 | 2.396 | 2.396 | 2.396
| VM011 | 2.229 | 2.315 | 2.411 | 2.497 | 2.573 | 2.663 | 2.766 | 2.852 | 2.948 | 2.948 | 2.948 | 2.948 | 2.948 | 2.948 | 2.948 | 2.948 | 2.948 | 2.948 | 2.948 | 2.948
| VM014 | 3.074 | 3.097 | 3.137 | 3.167 | 3.19 | 3.223 | 3.256 | 3.296 | 3.322 | 3.322 | 3.322 | 3.322 | 3.322 | 3.322 | 3.322 | 3.322 | 3.322 | 3.322 | 3.322 | 3.322
| VM018 | 2.407 | 2.417 | 2.437 | 2.45 | 2.467 | 2.48 | 2.5 | 2.523 | 2.553 | 2.553 | 2.553 | 2.553 | 2.553 | 2.553 | 2.553 | 2.553 | 2.553 | 2.553 | 2.553 | 2.553
| VM020 | 2.566 | 2.61 | 2.613 | 2.61 | 2.593 | 2.573 | 2.576 | 2.586 | 2.566 | 2.566 | 2.566 | 2.566 | 2.566 | 2.566 | 2.566 | 2.566 | 2.566 | 2.566 | 2.566 | 2.566
| VM022 | 2.57 | 2.633 | 2.699 | 2.762 | 2.812 | 2.872 | 2.938 | 3.011 | 3.064 | 3.064 | 3.064 | 3.064 | 3.064 | 3.064 | 3.064 | 3.064 | 3.064 | 3.064 | 3.064 | 3.064
| VM025 | 3.287 | 3.388 | 3.519 | 3.594 | 3.634 | 3.725 | 3.863 | 3.999 | 3.993 | 3.993 | 3.993 | 3.993 | 3.993 | 3.993 | 3.993 | 3.993 | 3.993 | 3.993 | 3.993 | 3.993
| VM026 | 3.438 | 3.501 | 3.548 | 3.591 | 3.618 | 3.662 | 3.74 | 3.796 | 3.815 | 3.815 | 3.815 | 3.815 | 3.815 | 3.815 | 3.815 | 3.815 | 3.815 | 3.815 | 3.815 | 3.815
| VM027 | 1.891 | 1.961 | 2.034 | 2.107 | 2.17 | 2.237 | 2.307 | 2.38 | 2.453 | 2.453 | 2.453 | 2.453 | 2.453 | 2.453 | 2.453 | 2.453 | 2.453 | 2.453 | 2.453 | 2.453
| VM028 | 2.643 | 2.71 | 2.81 | 2.862 | 2.882 | 2.936 | 3.047 | 3.142 | 3.148 | 3.148 | 3.148 | 3.148 | 3.148 | 3.148 | 3.148 | 3.148 | 3.148 | 3.148 | 3.148 | 3.148
| VM029 | 0.917 | 0.94 | 0.97 | 0.99 | 1.013 | 1.033 | 1.056 | 1.083 | 1.106 | 1.106 | 1.106 | 1.106 | 1.106 | 1.106 | 1.106 | 1.106 | 1.106 | 1.106 | 1.106 | 1.106
| VM030 | 4.414 | 4.414 | 4.424 | 4.434 | 4.424 | 4.421 | 4.431 | 4.451 | 4.431 | 4.431 | 4.431 | 4.431 | 4.431 | 4.431 | 4.431 | 4.431 | 4.431 | 4.431 | 4.431 | 4.431
| VM034 | 3.919 | 3.939 | 3.969 | 3.999 | 4.019 | 4.029 | 4.072 | 4.128 | 4.158 | 4.158 | 4.158 | 4.158 | 4.158 | 4.158 | 4.158 | 4.158 | 4.158 | 4.158 | 4.158 | 4.158
| VM035 | 4.129 | 4.172 | 4.248 | 4.298 | 4.308 | 4.331 | 4.417 | 4.513 | 4.517 | 4.517 | 4.517 | 4.517 | 4.517 | 4.517 | 4.517 | 4.517 | 4.517 | 4.517 | 4.517 | 4.517
| VM037 | 4.012 | 3.982 | 3.959 | 3.939 | 3.916 | 3.889 | 3.879 | 3.879 | 3.879 | 3.879 | 3.879 | 3.879 | 3.879 | 3.879 | 3.879 | 3.879 | 3.879 | 3.879 | 3.879 | 3.879
| VM038 | 2.681 | 2.707 | 2.727 | 2.753 | 2.763 | 2.787 | 2.817 | 2.853 | 2.886 | 2.886 | 2.886 | 2.886 | 2.886 | 2.886 | 2.886 | 2.886 | 2.886 | 2.886 | 2.886 | 2.886
| VM039 | 2.471 | 2.458 | 2.438 | 2.425 | 2.412 | 2.399 | 2.389 | 2.389 | 2.389 | 2.389 | 2.389 | 2.389 | 2.389 | 2.389 | 2.389 | 2.389 | 2.389 | 2.389 | 2.389 | 2.389
| VM040 | 1.679 | 1.702 | 1.722 | 1.755 | 1.785 | 1.808 | 1.865 | 1.922 | 1.958 | 1.958 | 1.958 | 1.958 | 1.958 | 1.958 | 1.958 | 1.958 | 1.958 | 1.958 | 1.958 | 1.958
| VM041 | 2.753 | 2.846 | 2.935 | 3.018 | 3.094 | 3.17 | 3.263 | 3.349 | 3.435 | 3.435 | 3.435 | 3.435 | 3.435 | 3.435 | 3.435 | 3.435 | 3.435 | 3.435 | 3.435 | 3.435
| VM042 | 2.306 | 2.379 | 2.449 | 2.515 | 2.575 | 2.638 | 2.708 | 2.781 | 2.854 | 2.854 | 2.854 | 2.854 | 2.854 | 2.854 | 2.854 | 2.854 | 2.854 | 2.854 | 2.854 | 2.854
| WA003 | 2.647 | 2.69 | 2.74 | 2.783 | 2.823 | 2.863 | 2.913 | 2.966 | 3.016 | 3.016 | 3.016 | 3.016 | 3.016 | 3.016 | 3.016 | 3.016 | 3.016 | 3.016 | 3.016 | 3.016
| WA005 | 5.07 | 5.153 | 5.236 | 5.319 | 5.382 | 5.452 | 5.545 | 5.641 | 5.724 | 5.724 | 5.724 | 5.724 | 5.724 | 5.724 | 5.724 | 5.724 | 5.724 | 5.724 | 5.724 | 5.724
| WA006 | 1.862 | 1.882 | 1.902 | 1.922 | 1.942 | 1.955 | 1.982 | 2.005 | 2.032 | 2.032 | 2.032 | 2.032 | 2.032 | 2.032 | 2.032 | 2.032 | 2.032 | 2.032 | 2.032 | 2.032
| WA008 | 3.07 | 3.103 | 3.143 | 3.173 | 3.193 | 3.223 | 3.266 | 3.316 | 3.346 | 3.346 | 3.346 | 3.346 | 3.346 | 3.346 | 3.346 | 3.346 | 3.346 | 3.346 | 3.346 | 3.346
| WA009 | 4.266 | 4.409 | 4.555 | 4.698 | 4.821 | 4.944 | 5.08 | 5.233 | 5.366 | 5.366 | 5.366 | 5.366 | 5.366 | 5.366 | 5.366 | 5.366 | 5.366 | 5.366 | 5.366 | 5.366
| WA011 | 1.454 | 1.464 | 1.474 | 1.494 | 1.497 | 1.507 | 1.524 | 1.544 | 1.557 | 1.557 | 1.557 | 1.557 | 1.557 | 1.557 | 1.557 | 1.557 | 1.557 | 1.557 | 1.557 | 1.557
| WA020 | 4.541 | 4.66 | 4.769 | 4.888 | 4.977 | 5.08 | 5.196 | 5.315 | 5.434 | 5.434 | 5.434 | 5.434 | 5.434 | 5.434 | 5.434 | 5.434 | 5.434 | 5.434 | 5.434 | 5.434
| WA021 | 3.032 | 3.062 | 3.102 | 3.138 | 3.175 | 3.212 | 3.258 | 3.301 | 3.358 | 3.358 | 3.358 | 3.358 | 3.358 | 3.358 | 3.358 | 3.358 | 3.358 | 3.358 | 3.358 | 3.358
| WA022 | 2.605 | 2.635 | 2.655 | 2.678 | 2.698 | 2.718 | 2.741 | 2.781 | 2.811 | 2.811 | 2.811 | 2.811 | 2.811 | 2.811 | 2.811 | 2.811 | 2.811 | 2.811 | 2.811 | 2.811
| WA023 | 3.091 | 3.081 | 3.085 | 3.079 | 3.069 | 3.076 | 3.083 | 3.093 | 3.1 | 3.1 | 3.1 | 3.1 | 3.1 | 3.1 | 3.1 | 3.1 | 3.1 | 3.1 | 3.1 | 3.1
| WA024 | 2.109 | 2.119 | 2.139 | 2.159 | 2.169 | 2.179 | 2.202 | 2.222 | 2.249 | 2.249 | 2.249 | 2.249 | 2.249 | 2.249 | 2.249 | 2.249 | 2.249 | 2.249 | 2.249 | 2.249
| WA027 | 0 | 0 | 0 | 0 | 0 | 0 | 0 | 0 | 0 | 0 | 0 | 0 | 0 | 0 | 0 | 0 | 0 | 0 | 0 | 0
| WA030 | 1.526 | 1.589 | 1.642 | 1.702 | 1.752 | 1.802 | 1.865 | 1.918 | 1.978 | 1.978 | 1.978 | 1.978 | 1.978 | 1.978 | 1.978 | 1.978 | 1.978 | 1.978 | 1.978 | 1.978
| WA031 | 2.778 | 2.808 | 2.838 | 2.861 | 2.881 | 2.901 | 2.934 | 2.967 | 2.997 | 2.997 | 2.997 | 2.997 | 2.997 | 2.997 | 2.997 | 2.997 | 2.997 | 2.997 | 2.997 | 2.997
| WA032 | 1.333 | 1.386 | 1.446 | 1.499 | 1.552 | 1.602 | 1.662 | 1.718 | 1.768 | 1.768 | 1.768 | 1.768 | 1.768 | 1.768 | 1.768 | 1.768 | 1.768 | 1.768 | 1.768 | 1.768
| WA033 | 3.802 | 3.845 | 3.895 | 3.941 | 3.971 | 4.001 | 4.054 | 4.127 | 4.16 | 4.16 | 4.16 | 4.16 | 4.16 | 4.16 | 4.16 | 4.16 | 4.16 | 4.16 | 4.16 | 4.16
| WA035 | 2.303 | 2.316 | 2.336 | 2.356 | 2.369 | 2.389 | 2.409 | 2.439 | 2.462 | 2.462 | 2.462 | 2.462 | 2.462 | 2.462 | 2.462 | 2.462 | 2.462 | 2.462 | 2.462 | 2.462
| WB001 | 1.8 | 1.83 | 1.87 | 1.903 | 1.93 | 1.96 | 2.007 | 2.05 | 2.077 | 2.077 | 2.077 | 2.077 | 2.077 | 2.077 | 2.077 | 2.077 | 2.077 | 2.077 | 2.077 | 2.077
| WB002 | 5.711 | 5.844 | 6.014 | 6.156 | 6.253 | 6.379 | 6.532 | 6.729 | 6.874 | 6.874 | 6.874 | 6.874 | 6.874 | 6.874 | 6.874 | 6.874 | 6.874 | 6.874 | 6.874 | 6.874
| WB004 | 2.519 | 2.536 | 2.536 | 2.529 | 2.526 | 2.52 | 2.527 | 2.534 | 2.521 | 2.521 | 2.521 | 2.521 | 2.521 | 2.521 | 2.521 | 2.521 | 2.521 | 2.521 | 2.521 | 2.521
| WB005 | 2.308 | 2.345 | 2.388 | 2.431 | 2.464 | 2.504 | 2.568 | 2.621 | 2.657 | 2.657 | 2.657 | 2.657 | 2.657 | 2.657 | 2.657 | 2.657 | 2.657 | 2.657 | 2.657 | 2.657
| WB009 | 2.743 | 2.796 | 2.869 | 2.926 | 2.969 | 3.018 | 3.085 | 3.171 | 3.221 | 3.221 | 3.221 | 3.221 | 3.221 | 3.221 | 3.221 | 3.221 | 3.221 | 3.221 | 3.221 | 3.221
| WB010 | 2.697 | 2.751 | 2.818 | 2.868 | 2.898 | 2.952 | 3.036 | 3.106 | 3.129 | 3.129 | 3.129 | 3.129 | 3.129 | 3.129 | 3.129 | 3.129 | 3.129 | 3.129 | 3.129 | 3.129
| WB011 | 4.499 | 4.669 | 4.722 | 4.772 | 4.795 | 4.822 | 4.875 | 4.938 | 4.968 | 4.968 | 4.968 | 4.968 | 4.968 | 4.968 | 4.968 | 4.968 | 4.968 | 4.968 | 4.968 | 4.968
| WB013 | 3.691 | 3.778 | 3.888 | 3.961 | 4.021 | 4.105 | 4.232 | 4.345 | 4.395 | 4.395 | 4.395 | 4.395 | 4.395 | 4.395 | 4.395 | 4.395 | 4.395 | 4.395 | 4.395 | 4.395
| WB014 | 1.777 | 1.794 | 1.821 | 1.834 | 1.851 | 1.871 | 1.898 | 1.918 | 1.935 | 1.935 | 1.935 | 1.935 | 1.935 | 1.935 | 1.935 | 1.935 | 1.935 | 1.935 | 1.935 | 1.935
| WB015 | 2.164 | 2.187 | 2.213 | 2.243 | 2.256 | 2.286 | 2.319 | 2.359 | 2.379 | 2.379 | 2.379 | 2.379 | 2.379 | 2.379 | 2.379 | 2.379 | 2.379 | 2.379 | 2.379 | 2.379
| WB032 | 4.038 | 4.141 | 6.516 | 6.669 | 6.795 | 6.938 | 7.117 | 7.339 | 7.476 | 7.476 | 7.476 | 7.476 | 7.476 | 7.476 | 7.476 | 7.476 | 7.476 | 7.476 | 7.476 | 7.476
| WB033 | 3.068 | 3.131 | 3.194 | 3.247 | 3.287 | 3.331 | 3.391 | 3.452 | 3.505 | 3.505 | 3.505 | 3.505 | 3.505 | 3.505 | 3.505 | 3.505 | 3.505 | 3.505 | 3.505 | 3.505
| WB034 | 3.842 | 3.935 | 4.052 | 4.135 | 4.201 | 4.285 | 4.399 | 4.515 | 4.595 | 4.595 | 4.595 | 4.595 | 4.595 | 4.595 | 4.595 | 4.595 | 4.595 | 4.595 | 4.595 | 4.595
| WB035 | 0 | 0 | 4.082 | 4.136 | 4.166 | 4.223 | 4.314 | 4.399 | 4.423 | 4.423 | 4.423 | 4.423 | 4.423 | 4.423 | 4.423 | 4.423 | 4.423 | 4.423 | 4.423 | 4.423
| WB036 | 0 | 0 | 7.592 | 7.758 | 7.898 | 8.034 | 8.253 | 8.525 | 8.635 | 8.635 | 8.635 | 8.635 | 8.635 | 8.635 | 8.635 | 8.635 | 8.635 | 8.635 | 8.635 | 8.635
| WB037 | 0 | 0 | 5.322 | 5.432 | 5.525 | 5.641 | 5.795 | 5.964 | 6.072 | 6.072 | 6.072 | 6.072 | 6.072 | 6.072 | 6.072 | 6.072 | 6.072 | 6.072 | 6.072 | 6.072
| WBE011 | 6.752 | 6.722 | 6.745 | 6.752 | 6.701 | 6.683 | 6.723 | 6.819 | 6.8 | 6.8 | 6.8 | 6.8 | 6.8 | 6.8 | 6.8 | 6.8 | 6.8 | 6.8 | 6.8 | 6.8
| WBE012 | 4.648 | 4.698 | 4.768 | 4.824 | 4.864 | 4.901 | 4.954 | 5.047 | 5.094 | 5.094 | 5.094 | 5.094 | 5.094 | 5.094 | 5.094 | 5.094 | 5.094 | 5.094 | 5.094 | 5.094
| WBE013 | 12.291 | 12.777 | 13.352 | 13.901 | 14.378 | 14.867 | 15.476 | 16.172 | 16.744 | 16.744 | 16.744 | 16.744 | 16.744 | 16.744 | 16.744 | 16.744 | 16.744 | 16.744 | 16.744 | 16.744
| WBE014 | 11.383 | 5.981 | 6.291 | 6.597 | 6.862 | 7.141 | 7.466 | 7.823 | 8.106 | 8.106 | 8.106 | 8.106 | 8.106 | 8.106 | 8.106 | 8.106 | 8.106 | 8.106 | 8.106 | 8.106
| WBE021 | 10.487 | 3.063 | 3.014 | 2.97 | 2.937 | 2.91 | 2.883 | 2.866 | 2.843 | 2.843 | 2.843 | 2.843 | 2.843 | 2.843 | 2.843 | 2.843 | 2.843 | 2.843 | 2.843 | 2.843
| WBE022 | 8.43 | 8.48 | 8.58 | 8.647 | 8.693 | 8.792 | 9.019 | 9.262 | 9.455 | 9.455 | 9.455 | 9.455 | 9.455 | 9.455 | 9.455 | 9.455 | 9.455 | 9.455 | 9.455 | 9.455
| WBE023 | 12.104 | 12.404 | 12.711 | 13.058 | 13.357 | 13.657 | 14.064 | 14.517 | 14.887 | 14.887 | 14.887 | 14.887 | 14.887 | 14.887 | 14.887 | 14.887 | 14.887 | 14.887 | 14.887 | 14.887
| WBE024 | 14.158 | 14.472 | 14.891 | 15.238 | 15.57 | 15.966 | 16.44 | 16.899 | 17.152 | 17.152 | 17.152 | 17.152 | 17.152 | 17.152 | 17.152 | 17.152 | 17.152 | 17.152 | 17.152 | 17.152
| WBE031 | 10.563 | 10.955 | 11.401 | 11.82 | 12.167 | 12.53 | 12.976 | 13.553 | 13.911 | 13.911 | 13.911 | 13.911 | 13.911 | 13.911 | 13.911 | 13.911 | 13.911 | 13.911 | 13.911 | 13.911
| WBE032 | 10.001 | 6.936 | 7.099 | 7.249 | 7.376 | 7.522 | 7.674 | 7.89 | 8.034 | 8.034 | 8.034 | 8.034 | 8.034 | 8.034 | 8.034 | 8.034 | 8.034 | 8.034 | 8.034 | 8.034
| WBE033 | 12.991 | 13.475 | 14.014 | 14.526 | 14.931 | 15.373 | 15.931 | 16.607 | 17.044 | 17.044 | 17.044 | 17.044 | 17.044 | 17.044 | 17.044 | 17.044 | 17.044 | 17.044 | 17.044 | 17.044
| WBE034 | 12.24 | 12.714 | 13.276 | 13.778 | 14.194 | 14.659 | 15.188 | 15.82 | 16.288 | 16.288 | 16.288 | 16.288 | 16.288 | 16.288 | 16.288 | 16.288 | 16.288 | 16.288 | 16.288 | 16.288
| WBL002 | 14.917 | 14.984 | 15.139 | 15.211 | 15.224 | 15.29 | 15.463 | 15.636 | 15.633 | 15.633 | 15.633 | 15.633 | 15.633 | 15.633 | 15.633 | 15.633 | 15.633 | 15.633 | 15.633 | 15.633
| WBL003 | 6.771 | 6.68 | 6.588 | 6.537 | 6.46 | 6.41 | 6.387 | 6.353 | 6.324 | 6.324 | 6.324 | 6.324 | 6.324 | 6.324 | 6.324 | 6.324 | 6.324 | 6.324 | 6.324 | 6.324
| WBL004 | 8.849 | 8.788 | 8.788 | 8.778 | 8.741 | 8.713 | 8.719 | 8.772 | 8.769 | 8.769 | 8.769 | 8.769 | 8.769 | 8.769 | 8.769 | 8.769 | 8.769 | 8.769 | 8.769 | 8.769
| WBL005 | 5.593 | 5.674 | 5.77 | 5.856 | 5.889 | 5.942 | 6.038 | 6.164 | 6.235 | 6.235 | 6.235 | 6.235 | 6.235 | 6.235 | 6.235 | 6.235 | 6.235 | 6.235 | 6.235 | 6.235
| WBL006 | 4.182 | 4.232 | 4.323 | 4.379 | 4.415 | 4.479 | 4.573 | 4.673 | 4.733 | 4.733 | 4.733 | 4.733 | 4.733 | 4.733 | 4.733 | 4.733 | 4.733 | 4.733 | 4.733 | 4.733
| WBL008 | 4.585 | 4.51 | 4.51 | 4.515 | 4.523 | 4.554 | 4.612 | 4.672 | 4.701 | 4.701 | 4.701 | 4.701 | 4.701 | 4.701 | 4.701 | 4.701 | 4.701 | 4.701 | 4.701 | 4.701
| WBL010 | 6.238 | 6.06 | 5.942 | 5.883 | 5.818 | 5.761 | 5.737 | 5.707 | 5.659 | 5.659 | 5.659 | 5.659 | 5.659 | 5.659 | 5.659 | 5.659 | 5.659 | 5.659 | 5.659 | 5.659
| WBL012 | 8.684 | 8.764 | 8.914 | 9.017 | 9.044 | 9.101 | 9.267 | 9.45 | 9.48 | 9.48 | 9.48 | 9.48 | 9.48 | 9.48 | 9.48 | 9.48 | 9.48 | 9.48 | 9.48 | 9.48
| WD011 | 4.08 | 4.143 | 4.226 | 4.289 | 4.329 | 4.379 | 4.452 | 4.542 | 4.592 | 4.592 | 4.592 | 4.592 | 4.592 | 4.592 | 4.592 | 4.592 | 4.592 | 4.592 | 4.592 | 4.592
| WD013 | 5.48 | 5.553 | 5.656 | 5.736 | 5.799 | 5.855 | 5.951 | 6.068 | 6.125 | 6.125 | 6.125 | 6.125 | 6.125 | 6.125 | 6.125 | 6.125 | 6.125 | 6.125 | 6.125 | 6.125
| WD021 | 2.721 | 2.764 | 2.821 | 2.861 | 2.894 | 2.928 | 2.978 | 3.048 | 3.081 | 3.081 | 3.081 | 3.081 | 3.081 | 3.081 | 3.081 | 3.081 | 3.081 | 3.081 | 3.081 | 3.081
| WD022 | 4.613 | 4.669 | 4.752 | 4.811 | 4.858 | 4.901 | 4.97 | 5.07 | 5.123 | 5.123 | 5.123 | 5.123 | 5.123 | 5.123 | 5.123 | 5.123 | 5.123 | 5.123 | 5.123 | 5.123
| WD031 | 5.212 | 5.292 | 5.406 | 5.489 | 5.556 | 5.64 | 5.746 | 5.864 | 5.91 | 5.91 | 5.91 | 5.91 | 5.91 | 5.91 | 5.91 | 5.91 | 5.91 | 5.91 | 5.91 | 5.91
| WD032 | 4.445 | 4.515 | 4.591 | 4.654 | 4.696 | 4.739 | 4.813 | 4.897 | 4.954 | 4.954 | 4.954 | 4.954 | 4.954 | 4.954 | 4.954 | 4.954 | 4.954 | 4.954 | 4.954 | 4.954
| WG012 | 6.17 | 6.459 | 6.738 | 7.014 | 7.26 | 7.509 | 7.782 | 8.058 | 8.317 | 8.317 | 8.317 | 8.317 | 8.317 | 8.317 | 8.317 | 8.317 | 8.317 | 8.317 | 8.317 | 8.317
| WG013 | 5.049 | 5.267 | 5.476 | 5.675 | 5.857 | 6.036 | 6.235 | 6.444 | 6.633 | 6.633 | 6.633 | 6.633 | 6.633 | 6.633 | 6.633 | 6.633 | 6.633 | 6.633 | 6.633 | 6.633
| WG014 | 2.468 | 2.657 | 2.843 | 3.026 | 3.192 | 3.358 | 3.538 | 3.724 | 3.894 | 3.894 | 3.894 | 3.894 | 3.894 | 3.894 | 3.894 | 3.894 | 3.894 | 3.894 | 3.894 | 3.894
| WG016 | 7.239 | 7.818 | 8.386 | 8.904 | 9.404 | 9.905 | 10.409 | 10.932 | 11.423 | 11.423 | 11.423 | 11.423 | 11.423 | 11.423 | 11.423 | 11.423 | 11.423 | 11.423 | 11.423 | 11.423
| WG021 | 6.267 | 6.446 | 6.635 | 6.804 | 6.963 | 7.112 | 7.291 | 7.47 | 7.629 | 7.629 | 7.629 | 7.629 | 7.629 | 7.629 | 7.629 | 7.629 | 7.629 | 7.629 | 7.629 | 7.629
| WG022 | 2.209 | 2.312 | 2.408 | 2.501 | 2.587 | 2.67 | 2.763 | 2.856 | 2.942 | 2.942 | 2.942 | 2.942 | 2.942 | 2.942 | 2.942 | 2.942 | 2.942 | 2.942 | 2.942 | 2.942
| WG024 | 5.915 | 6.467 | 7.062 | 7.66 | 8.252 | 8.847 | 9.465 | 10.096 | 10.711 | 10.711 | 10.711 | 10.711 | 10.711 | 10.711 | 10.711 | 10.711 | 10.711 | 10.711 | 10.711 | 10.711
| WG028 | 1.921 | 1.984 | 2.07 | 2.14 | 2.173 | 2.216 | 2.302 | 2.398 | 2.428 | 2.428 | 2.428 | 2.428 | 2.428 | 2.428 | 2.428 | 2.428 | 2.428 | 2.428 | 2.428 | 2.428
| WG032 | 5.934 | 6.222 | 6.497 | 6.759 | 7.011 | 7.267 | 7.543 | 7.819 | 8.094 | 8.094 | 8.094 | 8.094 | 8.094 | 8.094 | 8.094 | 8.094 | 8.094 | 8.094 | 8.094 | 8.094
| WG033 | 8.333 | 8.995 | 9.641 | 10.253 | 10.828 | 11.397 | 11.993 | 12.582 | 13.157 | 13.157 | 13.157 | 13.157 | 13.157 | 13.157 | 13.157 | 13.157 | 13.157 | 13.157 | 13.157 | 13.157
| WG034 | 4.871 | 5.287 | 5.679 | 6.055 | 6.411 | 6.76 | 7.109 | 7.472 | 7.821 | 7.821 | 7.821 | 7.821 | 7.821 | 7.821 | 7.821 | 7.821 | 7.821 | 7.821 | 7.821 | 7.821
| WG036 | 5.162 | 5.572 | 5.969 | 6.356 | 6.709 | 7.066 | 7.426 | 7.793 | 8.146 | 8.146 | 8.146 | 8.146 | 8.146 | 8.146 | 8.146 | 8.146 | 8.146 | 8.146 | 8.146 | 8.146
| WG037 | 4.632 | 4.785 | 4.988 | 5.106 | 5.168 | 5.293 | 5.503 | 5.711 | 5.71 | 5.71 | 5.71 | 5.71 | 5.71 | 5.71 | 5.71 | 5.71 | 5.71 | 5.71 | 5.71 | 5.71
| WG038 | 3.841 | 4.007 | 4.176 | 4.332 | 4.478 | 4.624 | 4.78 | 4.949 | 5.095 | 5.095 | 5.095 | 5.095 | 5.095 | 5.095 | 5.095 | 5.095 | 5.095 | 5.095 | 5.095 | 5.095
| WIN011 | 4.514 | 4.552 | 4.619 | 4.652 | 4.665 | 4.696 | 4.76 | 4.823 | 4.815 | 4.815 | 4.815 | 4.815 | 4.815 | 4.815 | 4.815 | 4.815 | 4.815 | 4.815 | 4.815 | 4.815
| WIN022 | 2.476 | 2.503 | 2.543 | 2.563 | 2.573 | 2.6 | 2.634 | 2.667 | 2.673 | 2.673 | 2.673 | 2.673 | 2.673 | 2.673 | 2.673 | 2.673 | 2.673 | 2.673 | 2.673 | 2.673
| WIN023 | 2.316 | 2.349 | 2.399 | 2.439 | 2.469 | 2.499 | 2.555 | 2.622 | 2.655 | 2.655 | 2.655 | 2.655 | 2.655 | 2.655 | 2.655 | 2.655 | 2.655 | 2.655 | 2.655 | 2.655
| WMN013 | 6.624 | 6.644 | 6.714 | 6.754 | 6.727 | 6.717 | 6.797 | 6.903 | 6.88 | 6.88 | 6.88 | 6.88 | 6.88 | 6.88 | 6.88 | 6.88 | 6.88 | 6.88 | 6.88 | 6.88
| WMN014 | 9.471 | 9.627 | 9.876 | 10.051 | 10.095 | 10.194 | 10.444 | 10.732 | 10.753 | 10.753 | 10.753 | 10.753 | 10.753 | 10.753 | 10.753 | 10.753 | 10.753 | 10.753 | 10.753 | 10.753
| WMN021 | 11.556 | 11.556 | 11.626 | 11.669 | 11.609 | 11.556 | 11.646 | 11.789 | 11.745 | 11.745 | 11.745 | 11.745 | 11.745 | 11.745 | 11.745 | 11.745 | 11.745 | 11.745 | 11.745 | 11.745
| WND011 | 0.756 | 0.773 | 0.79 | 0.803 | 0.82 | 0.84 | 0.867 | 0.887 | 0.904 | 0.904 | 0.904 | 0.904 | 0.904 | 0.904 | 0.904 | 0.904 | 0.904 | 0.904 | 0.904 | 0.904
| WND012 | 0 | 0 | 0 | 0 | 0 | 0 | 0 | 0 | 0 | 0 | 0 | 0 | 0 | 0 | 0 | 0 | 0 | 0 | 0 | 0
| WND013 | 6.602 | 6.839 | 7.099 | 7.298 | 7.478 | 7.706 | 8.016 | 8.331 | 8.526 | 8.526 | 8.526 | 8.526 | 8.526 | 8.526 | 8.526 | 8.526 | 8.526 | 8.526 | 8.526 | 8.526
| WND014 | 6.157 | 6.208 | 6.305 | 6.368 | 6.421 | 6.522 | 6.68 | 6.819 | 6.885 | 6.885 | 6.885 | 6.885 | 6.885 | 6.885 | 6.885 | 6.885 | 6.885 | 6.885 | 6.885 | 6.885
| WND021 | 1.809 | 1.863 | 1.92 | 1.973 | 2.003 | 2.05 | 2.124 | 2.187 | 2.226 | 2.226 | 2.226 | 2.226 | 2.226 | 2.226 | 2.226 | 2.226 | 2.226 | 2.226 | 2.226 | 2.226
| WND022 | 1.275 | 1.322 | 1.359 | 1.399 | 1.429 | 1.466 | 1.51 | 1.56 | 1.597 | 1.597 | 1.597 | 1.597 | 1.597 | 1.597 | 1.597 | 1.597 | 1.597 | 1.597 | 1.597 | 1.597
| WND023 | 6.859 | 6.995 | 7.171 | 7.304 | 7.366 | 7.487 | 7.695 | 7.908 | 7.943 | 7.943 | 7.943 | 7.943 | 7.943 | 7.943 | 7.943 | 7.943 | 7.943 | 7.943 | 7.943 | 7.943
| WND024 | 4.404 | 4.493 | 4.608 | 4.701 | 4.768 | 4.87 | 5.004 | 5.128 | 5.194 | 5.194 | 5.194 | 5.194 | 5.194 | 5.194 | 5.194 | 5.194 | 5.194 | 5.194 | 5.194 | 5.194
| WP012 | 2.046 | 2.056 | 2.069 | 2.086 | 2.099 | 2.109 | 2.129 | 2.149 | 2.172 | 2.172 | 2.172 | 2.172 | 2.172 | 2.172 | 2.172 | 2.172 | 2.172 | 2.172 | 2.172 | 2.172
| WP014 | 3.24 | 3.263 | 3.293 | 3.316 | 3.339 | 3.366 | 3.399 | 3.435 | 3.475 | 3.475 | 3.475 | 3.475 | 3.475 | 3.475 | 3.475 | 3.475 | 3.475 | 3.475 | 3.475 | 3.475
| WP021 | 3.268 | 3.298 | 3.331 | 3.357 | 3.38 | 3.403 | 3.446 | 3.489 | 3.525 | 3.525 | 3.525 | 3.525 | 3.525 | 3.525 | 3.525 | 3.525 | 3.525 | 3.525 | 3.525 | 3.525
| WP022 | 2.529 | 2.625 | 2.718 | 2.807 | 2.883 | 2.962 | 3.058 | 3.141 | 3.23 | 3.23 | 3.23 | 3.23 | 3.23 | 3.23 | 3.23 | 3.23 | 3.23 | 3.23 | 3.23 | 3.23
| WP025 | 4.413 | 4.556 | 4.709 | 4.845 | 4.975 | 5.101 | 5.244 | 5.387 | 5.53 | 5.53 | 5.53 | 5.53 | 5.53 | 5.53 | 5.53 | 5.53 | 5.53 | 5.53 | 5.53 | 5.53
| WP032 | 3.59 | 3.62 | 3.66 | 3.69 | 3.72 | 3.75 | 3.793 | 3.843 | 3.89 | 3.89 | 3.89 | 3.89 | 3.89 | 3.89 | 3.89 | 3.89 | 3.89 | 3.89 | 3.89 | 3.89
| WP033 | 2.464 | 2.487 | 2.507 | 2.53 | 2.54 | 2.56 | 2.59 | 2.62 | 2.643 | 2.643 | 2.643 | 2.643 | 2.643 | 2.643 | 2.643 | 2.643 | 2.643 | 2.643 | 2.643 | 2.643
| WP034 | 2.16 | 2.173 | 2.193 | 2.213 | 2.223 | 2.24 | 2.263 | 2.286 | 2.313 | 2.313 | 2.313 | 2.313 | 2.313 | 2.313 | 2.313 | 2.313 | 2.313 | 2.313 | 2.313 | 2.313
| WP041 | 2.585 | 2.605 | 2.628 | 2.648 | 2.661 | 2.678 | 2.708 | 2.734 | 2.764 | 2.764 | 2.764 | 2.764 | 2.764 | 2.764 | 2.764 | 2.764 | 2.764 | 2.764 | 2.764 | 2.764
| WP042 | 2.184 | 2.204 | 2.214 | 2.234 | 2.247 | 2.257 | 2.277 | 2.3 | 2.32 | 2.32 | 2.32 | 2.32 | 2.32 | 2.32 | 2.32 | 2.32 | 2.32 | 2.32 | 2.32 | 2.32
| WP045 | 2.978 | 3.074 | 3.157 | 3.243 | 3.309 | 3.382 | 3.465 | 3.551 | 3.637 | 3.637 | 3.637 | 3.637 | 3.637 | 3.637 | 3.637 | 3.637 | 3.637 | 3.637 | 3.637 | 3.637
| WPD011 | 6.4 | 6.426 | 6.482 | 6.578 | 6.627 | 6.713 | 6.839 | 6.988 | 7.05 | 7.05 | 7.05 | 7.05 | 7.05 | 7.05 | 7.05 | 7.05 | 7.05 | 7.05 | 7.05 | 7.05
| WPD012 | 13.947 | 14.616 | 15.33 | 16.061 | 16.708 | 17.399 | 18.17 | 19.016 | 19.791 | 19.791 | 19.791 | 19.791 | 19.791 | 19.791 | 19.791 | 19.791 | 19.791 | 19.791 | 19.791 | 19.791
| WPD013 | 9.808 | 9.974 | 10.143 | 10.309 | 10.448 | 10.594 | 10.756 | 10.935 | 11.104 | 11.104 | 11.104 | 11.104 | 11.104 | 11.104 | 11.104 | 11.104 | 11.104 | 11.104 | 11.104 | 11.104
| WPD014 | 0.093 | 0.093 | 0.093 | 0.093 | 0.103 | 0.103 | 0.103 | 0.106 | 0.113 | 0.113 | 0.113 | 0.113 | 0.113 | 0.113 | 0.113 | 0.113 | 0.113 | 0.113 | 0.113 | 0.113
| WPD022 | 10.789 | 11.28 | 11.815 | 12.33 | 12.785 | 13.27 | 13.802 | 14.383 | 14.877 | 14.877 | 14.877 | 14.877 | 14.877 | 14.877 | 14.877 | 14.877 | 14.877 | 14.877 | 14.877 | 14.877
| WPD024 | 8.503 | 8.802 | 9.144 | 9.46 | 9.739 | 10.031 | 10.386 | 10.789 | 11.078 | 11.078 | 11.078 | 11.078 | 11.078 | 11.078 | 11.078 | 11.078 | 11.078 | 11.078 | 11.078 | 11.078
| WPD031 | 5.669 | 5.892 | 6.118 | 6.341 | 6.523 | 6.723 | 6.991 | 7.323 | 7.58 | 7.58 | 7.58 | 7.58 | 7.58 | 7.58 | 7.58 | 7.58 | 7.58 | 7.58 | 7.58 | 7.58
| WPD033 | 8.534 | 8.716 | 8.962 | 9.175 | 9.317 | 9.507 | 9.729 | 10.034 | 10.199 | 10.199 | 10.199 | 10.199 | 10.199 | 10.199 | 10.199 | 10.199 | 10.199 | 10.199 | 10.199 | 10.199

## Calcs
Powercor
Proactive replacement of HV conductor
[5 empty] | 8375957.4 | [48 empty] | 858041798.5506 | 486185582.9726 |  |  |  |  | 1395212311.619 | 909026728.6464 | 4984
[11 empty] | Option 1 | [19 empty] | Option 1 | [19 empty] | Option 1 | Option 1 |  | Option 2 | Option 2 | Option 2 | Option 2 | Option 1 | Option 2 | Option 2 | Option 2 | Selected
| SAP ID | Feeder ID | ZSS | Operating | Section length | No. of ACRs | ZSS VCR | % of |  | Replacement | Probability of aged conductor failure | [19 empty] | Weighted energy at risk (MWh) | [19 empty] | PV of energy at | PV of unplanned | Probability of new | Total replacement | PV of annualised | PV of energy at | PV of unplanned | Total risk PV | Total risk PV | Total benefits PV | NPV
|  |  |  | voltage | (m) |  |  | demand |  | cost $/m | 2026-27 | 2027-28 | 2028-29 | 2029-30 | 2030-31 | 2031-32 | 2032-33 | 2033-34 | 2034-35 | 2035-36 | 2036-37 | 2037-38 | 2038-39 | 2039-40 | 2040-41 | 2041-42 | 2042-43 | 2043-44 | 2044-45 | 2045-46 | 2026-27 | 2027-28 | 2028-29 | 2029-30 | 2030-31 | 2031-32 | 2032-33 | 2033-34 | 2034-35 | 2035-36 | 2036-37 | 2037-38 | 2038-39 | 2039-40 | 2040-41 | 2041-42 | 2042-43 | 2043-44 | 2044-45 | 2045-46 | risk ($ 2023) | replacement ($ 2023) | conductor failure | cost ($ 2023) | capex ($ 2023) | risk ($ 2023) | replacement ($ 2023) | ($ 2023) | ($ 2023)
| 60384550 | BAN002 | BAN | 22KV | 54 | 1 | 44753.327 | 50% | Three phase | 97.13 | 0.00050133 | 0.00054426 | 0.00059104 | 0.00064202 | 0.00069759 | 0.00075816 | 0.00082422 | 0.00089624 | 0.0009748 | 0.0010605 | 0.001154 | 0.001256 | 0.0013673 | 0.0014887 | 0.0016213 | 0.001766 | 0.0017698 | 0.0017698 | 0.0017698 | 0.0017698 | 4.711 | 4.736 | 4.7725 | 4.803 | 4.81 | 4.838 | 4.887 | 4.9225 | 4.9415 | 4.9415 | 4.9415 | 4.9415 | 4.9415 | 4.9415 | 4.9415 | 4.9415 | 4.9415 | 4.9415 | 4.9415 | 4.9415 | 3401.6426 | 97.5553 | 5.78e-05 | 5245.02 | 2971.9451 | 182.3464 | 5.2601 | 3499.1979 | 187.6065 | 3311.5913 | 339.6463 | TRUE
| 60384573 | BAN002 | BAN | 22KV | 146.57 | 1 | 44753.327 | 50% | Three phase | 97.13 | 0.0014784 | 0.0015904 | 0.0017114 | 0.001842 | 0.0019829 | 0.0021351 | 0.0022993 | 0.0024767 | 0.0026683 | 0.0028753 | 0.0030988 | 0.0033403 | 0.0036012 | 0.0038832 | 0.0041878 | 0.0045171 | 0.0048038 | 0.0048038 | 0.0048038 | 0.0048038 | 4.711 | 4.736 | 4.7725 | 4.803 | 4.81 | 4.838 | 4.887 | 4.9225 | 4.9415 | 4.9415 | 4.9415 | 4.9415 | 4.9415 | 4.9415 | 4.9415 | 4.9415 | 4.9415 | 4.9415 | 4.9415 | 4.9415 | 9254.462 | 720.7095 | 0.00015688 | 14236.3441 | 8066.6295 | 494.9355 | 38.7521 | 9975.1715 | 533.6876 | 9441.4839 | 1374.8545 | TRUE
| 60384589 | BAN002 | BAN | 22KV | 63.24 | 1 | 44753.327 | 50% | Three phase | 97.13 | 0.00058711 | 0.00063739 | 0.00069217 | 0.00075187 | 0.00081695 | 0.0008879 | 0.00096525 | 0.0010496 | 0.0011416 | 0.0012419 | 0.0013514 | 0.0014709 | 0.0016012 | 0.0017435 | 0.0018987 | 0.0020682 | 0.0020727 | 0.0020727 | 0.0020727 | 0.0020727 | 4.711 | 4.736 | 4.7725 | 4.803 | 4.81 | 4.838 | 4.887 | 4.9225 | 4.9415 | 4.9415 | 4.9415 | 4.9415 | 4.9415 | 4.9415 | 4.9415 | 4.9415 | 4.9415 | 4.9415 | 4.9415 | 4.9415 | 3983.7014 | 133.7972 | 6.769e-05 | 6142.5012 | 3480.4779 | 213.5479 | 7.2142 | 4117.4986 | 220.7621 | 3896.7365 | 416.2586 | TRUE
| 60384686 | BAN005 | BAN | 22KV | 79.9 | 0 | 44753.327 | 100% | Three phase | 97.13 | 0.00075888 | 0.00082413 | 0.00089525 | 0.00097279 | 0.0010573 | 0.0011495 | 0.00125 | 0.0013597 | 0.0014793 | 0.0016099 | 0.0017523 | 0.0019078 | 0.0020775 | 0.0022628 | 0.002465 | 0.0026187 | 0.0026187 | 0.0026187 | 0.0026187 | 0.0026187 | 8.233 | 8.146 | 8.053 | 7.976 | 7.889 | 7.834 | 7.816 | 7.826 | 7.806 | 7.806 | 7.806 | 7.806 | 7.806 | 7.806 | 7.806 | 7.806 | 7.806 | 7.806 | 7.806 | 7.806 | 8201.7024 | 217.368 | 8.5522e-05 | 7760.687 | 4397.378 | 436.7246 | 11.5159 | 8419.0705 | 448.2405 | 7970.8299 | 3573.4519 | TRUE
| 60384689 | BAN005 | BAN | 22KV | 179.26 | 0 | 44753.327 | 100% | Three phase | 97.13 | 0.00095723 | 0.001047 | 0.0011456 | 0.0012541 | 0.0013735 | 0.0015048 | 0.0016493 | 0.0018084 | 0.0019835 | 0.0021764 | 0.0023888 | 0.0026228 | 0.0028807 | 0.0031649 | 0.0034781 | 0.0038234 | 0.0042042 | 0.0046241 | 0.0050873 | 0.0055982 | 8.233 | 8.146 | 8.053 | 7.976 | 7.889 | 7.834 | 7.816 | 7.826 | 7.806 | 7.806 | 7.806 | 7.806 | 7.806 | 7.806 | 7.806 | 7.806 | 7.806 | 7.806 | 7.806 | 7.806 | 12080.228 | 718.8564 | 0.00019187 | 17411.5238 | 9865.757 | 979.8154 | 57.9658 | 12799.0844 | 1037.7812 | 11761.3032 | 1895.5462 | TRUE
| 60384691 | BAN005 | BAN | 22KV | 362.63 | 0 | 44753.327 | 100% | Three phase | 97.13 | 0.0033871 | 0.0036441 | 0.0039215 | 0.004221 | 0.0045443 | 0.0048935 | 0.0052706 | 0.0056778 | 0.0061177 | 0.006593 | 0.0071064 | 0.0076613 | 0.0082608 | 0.0089088 | 0.0096093 | 0.010366 | 0.011185 | 0.011885 | 0.011885 | 0.011885 | 8.233 | 8.146 | 8.053 | 7.976 | 7.889 | 7.834 | 7.816 | 7.826 | 7.806 | 7.806 | 7.806 | 7.806 | 7.806 | 7.806 | 7.806 | 7.806 | 7.806 | 7.806 | 7.806 | 7.806 | 34519.6914 | 4151.0969 | 0.00038815 | 35222.2519 | 19957.712 | 1982.0957 | 237.2098 | 38670.7883 | 2219.3055 | 36451.4828 | 16493.7709 | TRUE
| 60384697 | BAN005 | BAN | 22KV | 18.75 | 0 | 44753.327 | 100% | Three phase | 97.13 | 0.00013052 | 0.00014226 | 0.00015512 | 0.00016919 | 0.00018461 | 0.00020149 | 0.00022 | 0.00024027 | 0.00026249 | 0.00028685 | 0.00031356 | 0.00034285 | 0.00037497 | 0.00041021 | 0.00044887 | 0.00049128 | 0.00053783 | 0.00058891 | 0.00061453 | 0.00061453 | 8.233 | 8.146 | 8.053 | 7.976 | 7.889 | 7.834 | 7.816 | 7.826 | 7.806 | 7.806 | 7.806 | 7.806 | 7.806 | 7.806 | 7.806 | 7.806 | 7.806 | 7.806 | 7.806 | 7.806 | 1553.6558 | 9.6676 | 2.0069e-05 | 1821.1875 | 1031.9254 | 102.4854 | 0.63417 | 1563.3234 | 103.1196 | 1460.2038 | 428.2784 | TRUE
| 60384698 | BAN005 | BAN | 22KV | 12.71 | 0 | 44753.327 | 100% | Three phase | 97.13 | 8.8475e-05 | 9.6434e-05 | 0.00010515 | 0.00011469 | 0.00012514 | 0.00013659 | 0.00014913 | 0.00016287 | 0.00017794 | 0.00019445 | 0.00021255 | 0.00023241 | 0.00025418 | 0.00027807 | 0.00030427 | 0.00033302 | 0.00036458 | 0.0003992 | 0.00041657 | 0.00041657 | 8.233 | 8.146 | 8.053 | 7.976 | 7.889 | 7.834 | 7.816 | 7.826 | 7.806 | 7.806 | 7.806 | 7.806 | 7.806 | 7.806 | 7.806 | 7.806 | 7.806 | 7.806 | 7.806 | 7.806 | 1053.1715 | 4.4423 | 1.3604e-05 | 1234.5223 | 699.5078 | 69.4715 | 0.2914 | 1057.6138 | 69.7629 | 987.8509 | 288.3431 | TRUE
| 60384699 | BAN005 | BAN | 22KV | 80.73 | 0 | 44753.327 | 100% | Three phase | 97.13 | 0.00098311 | 0.0010489 | 0.0011192 | 0.0011945 | 0.001275 | 0.0013611 | 0.0014533 | 0.0015519 | 0.0016574 | 0.0017704 | 0.0018913 | 0.0020207 | 0.0021592 | 0.0023076 | 0.0024664 | 0.0026364 | 0.0026459 | 0.0026459 | 0.0026459 | 0.0026459 | 8.233 | 8.146 | 8.053 | 7.976 | 7.889 | 7.834 | 7.816 | 7.826 | 7.806 | 7.806 | 7.806 | 7.806 | 7.806 | 7.806 | 7.806 | 7.806 | 7.806 | 7.806 | 7.806 | 7.806 | 8941.0873 | 239.2088 | 8.6411e-05 | 7841.3049 | 4443.0579 | 441.2613 | 11.7564 | 9180.2961 | 453.0177 | 8727.2784 | 4284.2205 | TRUE
| 60384704 | BAN005 | BAN | 22KV | 282.33 | 0 | 44753.327 | 100% | Three phase | 97.13 | 0.0034278 | 0.0036516 | 0.0038906 | 0.0041458 | 0.0044184 | 0.0047096 | 0.0050207 | 0.0053531 | 0.0057083 | 0.0060878 | 0.0064933 | 0.0069267 | 0.0073899 | 0.0078851 | 0.0084144 | 0.0089802 | 0.0092533 | 0.0092533 | 0.0092533 | 0.0092533 | 8.233 | 8.146 | 8.053 | 7.976 | 7.889 | 7.834 | 7.816 | 7.826 | 7.806 | 7.806 | 7.806 | 7.806 | 7.806 | 7.806 | 7.806 | 7.806 | 7.806 | 7.806 | 7.806 | 7.806 | 30894.7546 | 2890.5086 | 0.0003022 | 27422.7129 | 15538.3196 | 1543.1847 | 143.7868 | 33785.2632 | 1686.9716 | 32098.2916 | 16559.9721 | TRUE
| 60384715 | BAN005 | BAN | 22KV | 111.81 | 0 | 44753.327 | 100% | Three phase | 97.13 | 0.0010465 | 0.0011271 | 0.0012142 | 0.0013083 | 0.0014101 | 0.00152 | 0.0016389 | 0.0017675 | 0.0019065 | 0.0020569 | 0.0022195 | 0.0023955 | 0.0025858 | 0.0027917 | 0.0030146 | 0.0032558 | 0.0035168 | 0.0036645 | 0.0036645 | 0.0036645 | 8.233 | 8.146 | 8.053 | 7.976 | 7.889 | 7.834 | 7.816 | 7.826 | 7.806 | 7.806 | 7.806 | 7.806 | 7.806 | 7.806 | 7.806 | 7.806 | 7.806 | 7.806 | 7.806 | 7.806 | 10745.1488 | 398.4193 | 0.00011968 | 10860.1053 | 6153.5774 | 611.1412 | 22.551 | 11143.5681 | 633.6922 | 10509.8759 | 4356.2985 | TRUE
| 60384716 | BAN005 | BAN | 22KV | 760.85 | 0 | 44753.327 | 100% | Three phase | 97.13 | 0.0071214 | 0.0076699 | 0.0082625 | 0.008903 | 0.0095953 | 0.010344 | 0.011153 | 0.012028 | 0.012974 | 0.013997 | 0.015104 | 0.016301 | 0.017596 | 0.018997 | 0.020514 | 0.022155 | 0.023931 | 0.024937 | 0.024937 | 0.024937 | 8.233 | 8.146 | 8.053 | 7.976 | 7.889 | 7.834 | 7.816 | 7.826 | 7.806 | 7.806 | 7.806 | 7.806 | 7.806 | 7.806 | 7.806 | 7.806 | 7.806 | 7.806 | 7.806 | 7.806 | 73119.0988 | 18449.1863 | 0.00081439 | 73901.3605 | 41874.1559 | 4158.7224 | 1044.2469 | 91568.2851 | 5202.9693 | 86365.3158 | 44491.1599 | TRUE
| 60384717 | BAN005 | BAN | 22KV | 119.71 | 0 | 44753.327 | 100% | Three phase | 97.13 | 0.0011205 | 0.0012068 | 0.0013 | 0.0014008 | 0.0015097 | 0.0016274 | 0.0017547 | 0.0018924 | 0.0020412 | 0.0022022 | 0.0023763 | 0.0025647 | 0.0027685 | 0.002989 | 0.0032276 | 0.0034858 | 0.0037653 | 0.0039235 | 0.0039235 | 0.0039235 | 8.233 | 8.146 | 8.053 | 7.976 | 7.889 | 7.834 | 7.816 | 7.826 | 7.806 | 7.806 | 7.806 | 7.806 | 7.806 | 7.806 | 7.806 | 7.806 | 7.806 | 7.806 | 7.806 | 7.806 | 11504.3534 | 456.7094 | 0.00012813 | 11627.4323 | 6588.362 | 654.3217 | 25.8503 | 11961.0629 | 680.172 | 11280.8909 | 4692.5289 | TRUE
| 60384720 | BAN005 | BAN | 22KV | 73.67 | 0 | 44753.327 | 100% | Three phase | 97.13 | 0.00045423 | 0.00048482 | 0.00051758 | 0.00055269 | 0.0005903 | 0.00063059 | 0.00067378 | 0.00072007 | 0.00076968 | 0.00082286 | 0.00087989 | 0.00094103 | 0.0010066 | 0.0010769 | 0.0011523 | 0.0012332 | 0.00132 | 0.0014131 | 0.001513 | 0.0016202 | 8.233 | 8.146 | 8.053 | 7.976 | 7.889 | 7.834 | 7.816 | 7.826 | 7.806 | 7.806 | 7.806 | 7.806 | 7.806 | 7.806 | 7.806 | 7.806 | 7.806 | 7.806 | 7.806 | 7.806 | 4330.073 | 105.7476 | 7.8854e-05 | 7155.5671 | 4054.5036 | 402.6721 | 9.7901 | 4435.8207 | 412.4622 | 4023.3585 | -31.1451 | FALSE
| 60384721 | BAN005 | BAN | 22KV | 43.28 | 0 | 44753.327 | 100% | Three phase | 97.13 | 0.00040263 | 0.00043712 | 0.00047471 | 0.00051567 | 0.00056032 | 0.00060899 | 0.00066207 | 0.00071994 | 0.00078307 | 0.00085192 | 0.00092705 | 0.001009 | 0.0010985 | 0.0011961 | 0.0013026 | 0.0014185 | 0.0014185 | 0.0014185 | 0.0014185 | 0.0014185 | 8.233 | 8.146 | 8.053 | 7.976 | 7.889 | 7.834 | 7.816 | 7.826 | 7.806 | 7.806 | 7.806 | 7.806 | 7.806 | 7.806 | 7.806 | 7.806 | 7.806 | 7.806 | 7.806 | 7.806 | 4372.5541 | 62.7741 | 4.6325e-05 | 4203.7864 | 2381.959 | 236.5637 | 3.3789 | 4435.3282 | 239.9427 | 4195.3856 | 1813.4266 | TRUE
| 60384722 | BAN005 | BAN | 22KV | 131.62 | 0 | 44753.327 | 100% | Three phase | 97.13 | 0.0012244 | 0.0013293 | 0.0014436 | 0.0015682 | 0.001704 | 0.001852 | 0.0020134 | 0.0021894 | 0.0023814 | 0.0025908 | 0.0028193 | 0.0030685 | 0.0033405 | 0.0036374 | 0.0039615 | 0.0043138 | 0.0043138 | 0.0043138 | 0.0043138 | 0.0043138 | 8.233 | 8.146 | 8.053 | 7.976 | 7.889 | 7.834 | 7.816 | 7.826 | 7.806 | 7.806 | 7.806 | 7.806 | 7.806 | 7.806 | 7.806 | 7.806 | 7.806 | 7.806 | 7.806 | 7.806 | 13297.4946 | 580.564 | 0.00014088 | 12784.2506 | 7243.841 | 719.4204 | 31.2499 | 13878.0586 | 750.6704 | 13127.3883 | 5883.5473 | TRUE
| 60384726 | BAN005 | BAN | 22KV | 438.66 | 0 | 44753.327 | 100% | Three phase | 97.13 | 0.0054361 | 0.0058511 | 0.0062991 | 0.0067827 | 0.0073048 | 0.0078686 | 0.0084775 | 0.0091351 | 0.0098454 | 0.010613 | 0.011442 | 0.012337 | 0.013305 | 0.014351 | 0.014377 | 0.014377 | 0.014377 | 0.014377 | 0.014377 | 0.014377 | 8.233 | 8.146 | 8.053 | 7.976 | 7.889 | 7.834 | 7.816 | 7.826 | 7.806 | 7.806 | 7.806 | 7.806 | 7.806 | 7.806 | 7.806 | 7.806 | 7.806 | 7.806 | 7.806 | 7.806 | 51482.8771 | 7485.4674 | 0.00046953 | 42607.0458 | 24142.1006 | 2397.6673 | 347.1052 | 58968.3445 | 2744.7725 | 56223.5719 | 32081.4714 | TRUE
| 60384735 | BAN006 | BAN | 22KV | 392.64 | 12 | 44753.327 | 7.692% | Single phase | 44.74 | 0.0048658 | 0.0052373 | 0.0056382 | 0.0060711 | 0.0065384 | 0.0070431 | 0.0075881 | 0.0081767 | 0.0088125 | 0.0094993 | 0.010241 | 0.011043 | 0.011909 | 0.012846 | 0.012869 | 0.012869 | 0.012869 | 0.012869 | 0.012869 | 0.012869 | 0.79946 | 0.80808 | 0.82008 | 0.831 | 0.83438 | 0.84046 | 0.85346 | 0.87077 | 0.87754 | 0.87754 | 0.87754 | 0.87754 | 0.87754 | 0.87754 | 0.87754 | 0.87754 | 0.87754 | 0.87754 | 0.87754 | 0.87754 | 5060.8978 | 2762.4506 | 0.00042027 | 17566.7136 | 9953.691 | 232.4625 | 128.0964 | 7823.3484 | 360.5588 | 7462.7896 | -2490.9013 | FALSE
| 60384745 | BAN006 | BAN | 22KV | 115.2 | 12 | 44753.327 | 7.692% | Three phase | 97.13 | 0.00068631 | 0.00075082 | 0.00082174 | 0.00089974 | 0.00098554 | 0.0010799 | 0.0011838 | 0.0012981 | 0.001424 | 0.0015626 | 0.0017152 | 0.0018834 | 0.0020686 | 0.0022727 | 0.0024977 | 0.0027457 | 0.0030191 | 0.0033205 | 0.0036529 | 0.0037757 | 0.79946 | 0.80808 | 0.82008 | 0.831 | 0.83438 | 0.84046 | 0.85346 | 0.87077 | 0.87754 | 0.87754 | 0.87754 | 0.87754 | 0.87754 | 0.87754 | 0.87754 | 0.87754 | 0.87754 | 0.87754 | 0.87754 | 0.87754 | 952.5259 | 329.9778 | 0.00012331 | 11189.376 | 6340.1495 | 68.2042 | 23.9392 | 1282.5037 | 92.1434 | 1190.3603 | -5149.7892 | FALSE
| 60384755 | BAN006 | BAN | 22KV | 3375.13 | 12 | 44753.327 | 7.692% | Three phase | 97.13 | 0.040335 | 0.043396 | 0.046698 | 0.050262 | 0.054109 | 0.05826 | 0.062742 | 0.067581 | 0.072805 | 0.078447 | 0.08454 | 0.09112 | 0.098228 | 0.10591 | 0.11062 | 0.11062 | 0.11062 | 0.11062 | 0.11062 | 0.11062 | 0.79946 | 0.80808 | 0.82008 | 0.831 | 0.83438 | 0.84046 | 0.85346 | 0.87077 | 0.87754 | 0.87754 | 0.87754 | 0.87754 | 0.87754 | 0.87754 | 0.87754 | 0.87754 | 0.87754 | 0.87754 | 0.87754 | 0.87754 | 42385.8904 | 431678.0418 | 0.0036126 | 327826.3769 | 185753.7225 | 1998.2454 | 20548.7833 | 474063.9321 | 22547.0288 | 451516.9034 | 265763.1808 | TRUE
| 60384763 | BAN006 | BAN | 22KV | 1800.04 | 12 | 44753.327 | 7.692% | Single phase | 44.74 | 0.015915 | 0.017094 | 0.018364 | 0.019733 | 0.021209 | 0.0228 | 0.024515 | 0.026365 | 0.028359 | 0.03051 | 0.03283 | 0.035333 | 0.038033 | 0.040946 | 0.04409 | 0.047482 | 0.051143 | 0.055095 | 0.058996 | 0.058996 | 0.79946 | 0.80808 | 0.82008 | 0.831 | 0.83438 | 0.84046 | 0.85346 | 0.87077 | 0.87754 | 0.87754 | 0.87754 | 0.87754 | 0.87754 | 0.87754 | 0.87754 | 0.87754 | 0.87754 | 0.87754 | 0.87754 | 0.87754 | 17736.9703 | 44331.8237 | 0.0019267 | 80533.7896 | 45632.2379 | 1065.7135 | 2692.229 | 62068.794 | 3757.9426 | 58310.8514 | 12678.6135 | TRUE
| 60384783 | BAN006 | BAN | 22KV | 16.12 | 12 | 44753.327 | 7.692% | Three phase | 97.13 | 0.00016274 | 0.00017813 | 0.00019504 | 0.00021363 | 0.00023406 | 0.00025653 | 0.00028123 | 0.0003084 | 0.00033829 | 0.00037117 | 0.00040736 | 0.00044718 | 0.000491 | 0.00052833 | 0.00052833 | 0.00052833 | 0.00052833 | 0.00052833 | 0.00052833 | 0.00052833 | 0.79946 | 0.80808 | 0.82008 | 0.831 | 0.83438 | 0.84046 | 0.85346 | 0.87077 | 0.87754 | 0.87754 | 0.87754 | 0.87754 | 0.87754 | 0.87754 | 0.87754 | 0.87754 | 0.87754 | 0.87754 | 0.87754 | 0.87754 | 197.2741 | 9.5812 | 1.7254e-05 | 1565.7356 | 887.1806 | 9.5438 | 0.46874 | 206.8553 | 10.0126 | 196.8427 | -690.3379 | FALSE
| 60384786 | BAN006 | BAN | 22KV | 1998.05 | 12 | 44753.327 | 7.692% | Single phase | 44.74 | 0.024532 | 0.026281 | 0.02816 | 0.030179 | 0.032348 | 0.034678 | 0.037183 | 0.039875 | 0.042768 | 0.045878 | 0.049221 | 0.052816 | 0.056681 | 0.060837 | 0.065306 | 0.065486 | 0.065486 | 0.065486 | 0.065486 | 0.065486 | 0.79946 | 0.80808 | 0.82008 | 0.831 | 0.83438 | 0.84046 | 0.85346 | 0.87077 | 0.87754 | 0.87754 | 0.87754 | 0.87754 | 0.87754 | 0.87754 | 0.87754 | 0.87754 | 0.87754 | 0.87754 | 0.87754 | 0.87754 | 25014.2069 | 69489.9056 | 0.0021386 | 89392.757 | 50651.926 | 1182.9453 | 3317.114 | 94504.1125 | 4500.0593 | 90004.0531 | 39352.1271 | TRUE
| 60384789 | BAN006 | BAN | 22KV | 238.99 | 12 | 44753.327 | 7.692% | Single phase | 44.74 | 0.0029104 | 0.0031051 | 0.0033133 | 0.0035361 | 0.0037744 | 0.0040294 | 0.0043022 | 0.0045941 | 0.0049066 | 0.005241 | 0.0055989 | 0.005982 | 0.0063921 | 0.0068312 | 0.0073014 | 0.0078048 | 0.0078328 | 0.0078328 | 0.0078328 | 0.0078328 | 0.79946 | 0.80808 | 0.82008 | 0.831 | 0.83438 | 0.84046 | 0.85346 | 0.87077 | 0.87754 | 0.87754 | 0.87754 | 0.87754 | 0.87754 | 0.87754 | 0.87754 | 0.87754 | 0.87754 | 0.87754 | 0.87754 | 0.87754 | 2905.5181 | 965.627 | 0.00025581 | 10692.4126 | 6058.559 | 141.494 | 47.4578 | 3871.1451 | 188.9518 | 3682.1933 | -2376.3657 | FALSE
| 60384790 | BAN006 | BAN | 22KV | 965.09 | 12 | 44753.327 | 7.692% | Single phase | 44.74 | 0.011753 | 0.012539 | 0.01338 | 0.014279 | 0.015242 | 0.016271 | 0.017373 | 0.018552 | 0.019814 | 0.021164 | 0.022609 | 0.024157 | 0.025813 | 0.027586 | 0.029484 | 0.031517 | 0.031631 | 0.031631 | 0.031631 | 0.031631 | 0.79946 | 0.80808 | 0.82008 | 0.831 | 0.83438 | 0.84046 | 0.85346 | 0.87077 | 0.87754 | 0.87754 | 0.87754 | 0.87754 | 0.87754 | 0.87754 | 0.87754 | 0.87754 | 0.87754 | 0.87754 | 0.87754 | 0.87754 | 11733.0703 | 15746.5551 | 0.001033 | 43178.1266 | 24465.6877 | 571.3815 | 773.8973 | 27479.6254 | 1345.2787 | 26134.3466 | 1668.6589 | TRUE
| 60384802 | BAN006 | BAN | 22KV | 155.53 | 12 | 44753.327 | 7.692% | Single phase | 44.74 | 0.0016278 | 0.0017486 | 0.0018787 | 0.002019 | 0.0021701 | 0.002333 | 0.0025086 | 0.0026979 | 0.002902 | 0.0031221 | 0.0033595 | 0.0036154 | 0.0038915 | 0.0041894 | 0.0045107 | 0.0048573 | 0.0050975 | 0.0050975 | 0.0050975 | 0.0050975 | 0.79946 | 0.80808 | 0.82008 | 0.831 | 0.83438 | 0.84046 | 0.85346 | 0.87077 | 0.87754 | 0.87754 | 0.87754 | 0.87754 | 0.87754 | 0.87754 | 0.87754 | 0.87754 | 0.87754 | 0.87754 | 0.87754 | 0.87754 | 1761.799 | 380.65 | 0.00016647 | 6958.4122 | 3942.7912 | 92.0815 | 20.0991 | 2142.449 | 112.1806 | 2030.2684 | -1912.5229 | FALSE
| 60384803 | BAN006 | BAN | 22KV | 269.32 | 12 | 44753.327 | 7.692% | Single phase | 44.74 | 0.0028188 | 0.0030279 | 0.0032533 | 0.0034961 | 0.0037578 | 0.0040399 | 0.004344 | 0.0046718 | 0.0050252 | 0.0054063 | 0.0058173 | 0.0062606 | 0.0067387 | 0.0072544 | 0.0078108 | 0.0084111 | 0.0088269 | 0.0088269 | 0.0088269 | 0.0088269 | 0.79946 | 0.80808 | 0.82008 | 0.831 | 0.83438 | 0.84046 | 0.85346 | 0.87077 | 0.87754 | 0.87754 | 0.87754 | 0.87754 | 0.87754 | 0.87754 | 0.87754 | 0.87754 | 0.87754 | 0.87754 | 0.87754 | 0.87754 | 3050.7793 | 1141.3916 | 0.00028827 | 12049.3768 | 6827.4451 | 159.4509 | 60.2677 | 4192.1709 | 219.7186 | 3972.4523 | -2854.9928 | FALSE
| 60384814 | BAN006 | BAN | 22KV | 1133.23 | 12 | 44753.327 | 7.692% | Single phase | 44.74 | 0.0077986 | 0.0083746 | 0.0089955 | 0.0096648 | 0.010386 | 0.011164 | 0.012003 | 0.012908 | 0.013885 | 0.014938 | 0.016074 | 0.0173 | 0.018623 | 0.020051 | 0.021593 | 0.023257 | 0.025054 | 0.026994 | 0.029089 | 0.031351 | 0.79946 | 0.80808 | 0.82008 | 0.831 | 0.83438 | 0.84046 | 0.85346 | 0.87077 | 0.87754 | 0.87754 | 0.87754 | 0.87754 | 0.87754 | 0.87754 | 0.87754 | 0.87754 | 0.87754 | 0.87754 | 0.87754 | 0.87754 | 8739.9228 | 13751.1745 | 0.001213 | 50700.7102 | 28728.151 | 670.9287 | 1067.0477 | 22491.0972 | 1737.9764 | 20753.1208 | -7975.0301 | FALSE
| 60384815 | BAN006 | BAN | 22KV | 196.08 | 12 | 44753.327 | 7.692% | Single phase | 44.74 | 0.0013494 | 0.001449 | 0.0015565 | 0.0016723 | 0.0017971 | 0.0019318 | 0.0020769 | 0.0022335 | 0.0024024 | 0.0025846 | 0.0027812 | 0.0029934 | 0.0032223 | 0.0034694 | 0.0037362 | 0.0040241 | 0.004335 | 0.0046707 | 0.0050332 | 0.0054246 | 0.79946 | 0.80808 | 0.82008 | 0.831 | 0.83438 | 0.84046 | 0.85346 | 0.87077 | 0.87754 | 0.87754 | 0.87754 | 0.87754 | 0.87754 | 0.87754 | 0.87754 | 0.87754 | 0.87754 | 0.87754 | 0.87754 | 0.87754 | 1512.2473 | 411.6899 | 0.00020988 | 8772.6192 | 4970.7613 | 116.0891 | 31.9458 | 1923.9373 | 148.035 | 1775.9023 | -3194.859 | FALSE
| 60384823 | BAN006 | BAN | 22KV | 726.51 | 12 | 44753.327 | 7.692% | Single phase | 44.74 | 0.0049996 | 0.0053689 | 0.005767 | 0.0061961 | 0.0066587 | 0.0071575 | 0.0076954 | 0.0082756 | 0.0089014 | 0.0095765 | 0.010305 | 0.011091 | 0.011939 | 0.012855 | 0.013843 | 0.01491 | 0.016062 | 0.017306 | 0.018649 | 0.020099 | 0.79946 | 0.80808 | 0.82008 | 0.831 | 0.83438 | 0.84046 | 0.85346 | 0.87077 | 0.87754 | 0.87754 | 0.87754 | 0.87754 | 0.87754 | 0.87754 | 0.87754 | 0.87754 | 0.87754 | 0.87754 | 0.87754 | 0.87754 | 5603.1355 | 5651.801 | 0.00077763 | 32504.0574 | 18417.5225 | 430.1302 | 438.5619 | 11254.9365 | 868.6921 | 10386.2444 | -8031.278 | FALSE
| 60384831 | BAN006 | BAN | 22KV | 1811.48 | 12 | 44753.327 | 7.692% | Three phase | 97.13 | 0.017083 | 0.018363 | 0.019744 | 0.021232 | 0.022838 | 0.024571 | 0.02644 | 0.028457 | 0.030634 | 0.032983 | 0.035518 | 0.038256 | 0.041211 | 0.044402 | 0.047847 | 0.051568 | 0.055587 | 0.059371 | 0.059371 | 0.059371 | 0.79946 | 0.80808 | 0.82008 | 0.831 | 0.83438 | 0.84046 | 0.85346 | 0.87077 | 0.87754 | 0.87754 | 0.87754 | 0.87754 | 0.87754 | 0.87754 | 0.87754 | 0.87754 | 0.87754 | 0.87754 | 0.87754 | 0.87754 | 18990.5297 | 103708.1534 | 0.0019389 | 175949.0524 | 99696.6497 | 1072.4866 | 5919.3251 | 122698.6832 | 6991.8116 | 115706.8715 | 16010.2218 | TRUE
| 60384833 | BAN006 | BAN | 22KV | 19.18 | 12 | 44753.327 | 7.692% | Three phase | 97.13 | 0.00023992 | 0.00026478 | 0.00029231 | 0.00032282 | 0.00035664 | 0.00039412 | 0.00043568 | 0.00048176 | 0.00053288 | 0.00058958 | 0.00062862 | 0.00062862 | 0.00062862 | 0.00062862 | 0.00062862 | 0.00062862 | 0.00062862 | 0.00062862 | 0.00062862 | 0.00062862 | 0.79946 | 0.80808 | 0.82008 | 0.831 | 0.83438 | 0.84046 | 0.85346 | 0.87077 | 0.87754 | 0.87754 | 0.87754 | 0.87754 | 0.87754 | 0.87754 | 0.87754 | 0.87754 | 0.87754 | 0.87754 | 0.87754 | 0.87754 | 269.9064 | 15.6208 | 2.053e-05 | 1862.9534 | 1055.5909 | 11.3555 | 0.66359 | 285.5272 | 12.0191 | 273.5081 | -782.0828 | FALSE
| 60384834 | BAN006 | BAN | 22KV | 167.9 | 12 | 44753.327 | 7.692% | Three phase | 97.13 | 0.0012476 | 0.0013654 | 0.001495 | 0.0016375 | 0.0017942 | 0.0019666 | 0.0021562 | 0.002365 | 0.0025948 | 0.0028477 | 0.0031263 | 0.003433 | 0.0037709 | 0.0041432 | 0.0045533 | 0.0050053 | 0.0055029 | 0.0055029 | 0.0055029 | 0.0055029 | 0.79946 | 0.80808 | 0.82008 | 0.831 | 0.83438 | 0.84046 | 0.85346 | 0.87077 | 0.87754 | 0.87754 | 0.87754 | 0.87754 | 0.87754 | 0.87754 | 0.87754 | 0.87754 | 0.87754 | 0.87754 | 0.87754 | 0.87754 | 1672.0806 | 844.6382 | 0.00017971 | 16308.127 | 9240.5478 | 99.4052 | 50.8518 | 2516.7189 | 150.257 | 2366.4619 | -6874.0859 | FALSE
| 60384838 | BAN006 | BAN | 22KV | 19 | 12 | 44753.327 | 7.692% | Three phase | 97.13 | 0.00017594 | 0.00019076 | 0.00020689 | 0.00022444 | 0.00024354 | 0.00026434 | 0.00028699 | 0.00031165 | 0.00033851 | 0.00036776 | 0.00039964 | 0.00043437 | 0.00047221 | 0.00051345 | 0.00055841 | 0.00060741 | 0.00062272 | 0.00062272 | 0.00062272 | 0.00062272 | 0.79946 | 0.80808 | 0.82008 | 0.831 | 0.83438 | 0.84046 | 0.85346 | 0.87077 | 0.87754 | 0.87754 | 0.87754 | 0.87754 | 0.87754 | 0.87754 | 0.87754 | 0.87754 | 0.87754 | 0.87754 | 0.87754 | 0.87754 | 208.7885 | 11.9514 | 2.0337e-05 | 1845.47 | 1045.6844 | 11.2489 | 0.6512 | 220.7399 | 11.9001 | 208.8397 | -836.8447 | FALSE
| 60384839 | BAN006 | BAN | 22KV | 60.22 | 12 | 44753.327 | 7.692% | Three phase | 97.13 | 0.00054632 | 0.00057986 | 0.00061555 | 0.00065354 | 0.00069397 | 0.00073702 | 0.00078284 | 0.00083163 | 0.00088359 | 0.00093891 | 0.00099783 | 0.0010606 | 0.0011274 | 0.0011986 | 0.0012744 | 0.0013552 | 0.0014413 | 0.001533 | 0.0016307 | 0.0017349 | 0.79946 | 0.80808 | 0.82008 | 0.831 | 0.83438 | 0.84046 | 0.85346 | 0.87077 | 0.87754 | 0.87754 | 0.87754 | 0.87754 | 0.87754 | 0.87754 | 0.87754 | 0.87754 | 0.87754 | 0.87754 | 0.87754 | 0.87754 | 537.1334 | 97.6569 | 6.4458e-05 | 5849.1686 | 3314.2691 | 35.6532 | 6.5416 | 634.7902 | 42.1949 | 592.5953 | -2721.6738 | FALSE
| 60384855 | BAN006 | BAN | 22KV | 2316.71 | 12 | 44753.327 | 7.692% | Three phase | 97.13 | 0.01245 | 0.013367 | 0.014355 | 0.01542 | 0.016569 | 0.017808 | 0.019144 | 0.020586 | 0.022142 | 0.023821 | 0.025633 | 0.027589 | 0.0297 | 0.03198 | 0.034442 | 0.037101 | 0.039973 | 0.043075 | 0.046426 | 0.050047 | 0.79946 | 0.80808 | 0.82008 | 0.831 | 0.83438 | 0.84046 | 0.85346 | 0.87077 | 0.87754 | 0.87754 | 0.87754 | 0.87754 | 0.87754 | 0.87754 | 0.87754 | 0.87754 | 0.87754 | 0.87754 | 0.87754 | 0.87754 | 13942.981 | 97364.4554 | 0.0024797 | 225022.0423 | 127502.4981 | 1371.608 | 9681.6293 | 111307.4364 | 11053.2372 | 100254.1991 | -27248.299 | FALSE
| 60384876 | BAN006 | BAN | 22KV | 160.82 | 12 | 44753.327 | 7.692% | Three phase | 97.13 | 0.001195 | 0.0013078 | 0.001432 | 0.0015684 | 0.0017185 | 0.0018836 | 0.0020653 | 0.0022653 | 0.0024854 | 0.0027276 | 0.0029944 | 0.0032883 | 0.0036119 | 0.0039685 | 0.0043613 | 0.0047942 | 0.0052708 | 0.0052708 | 0.0052708 | 0.0052708 | 0.79946 | 0.80808 | 0.82008 | 0.831 | 0.83438 | 0.84046 | 0.85346 | 0.87077 | 0.87754 | 0.87754 | 0.87754 | 0.87754 | 0.87754 | 0.87754 | 0.87754 | 0.87754 | 0.87754 | 0.87754 | 0.87754 | 0.87754 | 1601.5724 | 774.9068 | 0.00017214 | 15620.4466 | 8850.8928 | 95.2135 | 46.6536 | 2376.4792 | 141.8671 | 2234.6121 | -6616.2807 | FALSE
| 60384877 | BAN006 | BAN | 22KV | 14.29 | 12 | 44753.327 | 7.692% | Three phase | 97.13 | 0.00010618 | 0.00011621 | 0.00012724 | 0.00013937 | 0.0001527 | 0.00016738 | 0.00018352 | 0.00020129 | 0.00022084 | 0.00024237 | 0.00026608 | 0.00029219 | 0.00032094 | 0.00035263 | 0.00038753 | 0.000426 | 0.00046835 | 0.00046835 | 0.00046835 | 0.00046835 | 0.79946 | 0.80808 | 0.82008 | 0.831 | 0.83438 | 0.84046 | 0.85346 | 0.87077 | 0.87754 | 0.87754 | 0.87754 | 0.87754 | 0.87754 | 0.87754 | 0.87754 | 0.87754 | 0.87754 | 0.87754 | 0.87754 | 0.87754 | 142.3111 | 6.1183 | 1.5296e-05 | 1387.9877 | 786.4647 | 8.4604 | 0.36836 | 148.4294 | 8.8288 | 139.6007 | -646.864 | FALSE
| 60384895 | BAN006 | BAN | 22KV | 152.24 | 12 | 44753.327 | 7.692% | Covered | 390 | 0.00088811 | 0.00095356 | 0.0010241 | 0.0011002 | 0.0011822 | 0.0012707 | 0.0013661 | 0.001469 | 0.0015801 | 0.0016999 | 0.0018292 | 0.0019688 | 0.0021194 | 0.0022821 | 0.0024577 | 0.0026473 | 0.0028521 | 0.0030732 | 0.0033121 | 0.0035702 | 0.79946 | 0.80808 | 0.82008 | 0.831 | 0.83438 | 0.84046 | 0.85346 | 0.87077 | 0.87754 | 0.87754 | 0.87754 | 0.87754 | 0.87754 | 0.87754 | 0.87754 | 0.87754 | 0.87754 | 0.87754 | 0.87754 | 0.87754 | 994.8543 | 1833.0401 | 0.00016295 | 59373.6 | 33642.4034 | 90.1337 | 167.8703 | 2827.8944 | 258.004 | 2569.8904 | -31072.513 | FALSE
| 60384896 | BAN006 | BAN | 22KV | 1370.67 | 12 | 44753.327 | 7.692% | Covered | 390 | 0.007996 | 0.0085853 | 0.0092205 | 0.0099054 | 0.010644 | 0.01144 | 0.012299 | 0.013226 | 0.014226 | 0.015305 | 0.016469 | 0.017725 | 0.019082 | 0.020546 | 0.022127 | 0.023834 | 0.025678 | 0.027669 | 0.02982 | 0.032144 | 0.79946 | 0.80808 | 0.82008 | 0.831 | 0.83438 | 0.84046 | 0.85346 | 0.87077 | 0.87754 | 0.87754 | 0.87754 | 0.87754 | 0.87754 | 0.87754 | 0.87754 | 0.87754 | 0.87754 | 0.87754 | 0.87754 | 0.87754 | 8957.0215 | 148586.7985 | 0.0014671 | 534561.3 | 302894.3319 | 811.5051 | 13607.6188 | 157543.82 | 14419.1239 | 143124.6961 | -159769.6358 | FALSE
| 60384899 | BAN006 | BAN | 22KV | 130.98 | 12 | 44753.327 | 7.692% | Three phase | 97.13 | 0.001216 | 0.0013201 | 0.0014336 | 0.0015572 | 0.001692 | 0.001839 | 0.0019992 | 0.0021739 | 0.0023644 | 0.0025723 | 0.002799 | 0.0030464 | 0.0033164 | 0.003611 | 0.0039325 | 0.0042836 | 0.0042928 | 0.0042928 | 0.0042928 | 0.0042928 | 0.79946 | 0.80808 | 0.82008 | 0.831 | 0.83438 | 0.84046 | 0.85346 | 0.87077 | 0.87754 | 0.87754 | 0.87754 | 0.87754 | 0.87754 | 0.87754 | 0.87754 | 0.87754 | 0.87754 | 0.87754 | 0.87754 | 0.87754 | 1454.5834 | 573.9488 | 0.0001402 | 12722.0874 | 7208.6179 | 77.5467 | 30.9468 | 2028.5322 | 108.4935 | 1920.0387 | -5288.5792 | FALSE
| 60384910 | BAN006 | BAN | 22KV | 670.95 | 12 | 44753.327 | 7.692% | Single phase | 44.74 | 0.0052599 | 0.0056581 | 0.0060879 | 0.0065519 | 0.007053 | 0.0075941 | 0.0081785 | 0.0088099 | 0.0094919 | 0.010229 | 0.011025 | 0.011886 | 0.012816 | 0.013822 | 0.014909 | 0.016084 | 0.017355 | 0.01873 | 0.020216 | 0.021824 | 0.79946 | 0.80808 | 0.82008 | 0.831 | 0.83438 | 0.84046 | 0.85346 | 0.87077 | 0.87754 | 0.87754 | 0.87754 | 0.87754 | 0.87754 | 0.87754 | 0.87754 | 0.87754 | 0.87754 | 0.87754 | 0.87754 | 0.87754 | 6003.7388 | 5591.5665 | 0.00071816 | 30018.303 | 17009.0387 | 397.2359 | 374.0486 | 11595.3054 | 771.2845 | 10824.0209 | -6185.0178 | FALSE
| 60384911 | BAN006 | BAN | 22KV | 146.32 | 12 | 44753.327 | 7.692% | Single phase | 44.74 | 0.0011471 | 0.0012339 | 0.0013276 | 0.0014288 | 0.0015381 | 0.0016561 | 0.0017836 | 0.0019212 | 0.00207 | 0.0022307 | 0.0024044 | 0.0025921 | 0.0027949 | 0.0030143 | 0.0032513 | 0.0035077 | 0.0037849 | 0.0040846 | 0.0044088 | 0.0047594 | 0.79946 | 0.80808 | 0.82008 | 0.831 | 0.83438 | 0.84046 | 0.85346 | 0.87077 | 0.87754 | 0.87754 | 0.87754 | 0.87754 | 0.87754 | 0.87754 | 0.87754 | 0.87754 | 0.87754 | 0.87754 | 0.87754 | 0.87754 | 1309.2884 | 265.9259 | 0.00015662 | 6546.3568 | 3709.3115 | 86.6287 | 17.7891 | 1575.2143 | 104.4179 | 1470.7964 | -2238.5151 | FALSE
| 60384917 | BAN006 | BAN | 22KV | 557.73 | 12 | 44753.327 | 7.692% | Single phase | 44.74 | 0.0043723 | 0.0047033 | 0.0050606 | 0.0054463 | 0.0058628 | 0.0063126 | 0.0067984 | 0.0073232 | 0.0078902 | 0.0085028 | 0.0091648 | 0.0098803 | 0.010654 | 0.011489 | 0.012393 | 0.01337 | 0.014427 | 0.015569 | 0.016805 | 0.018142 | 0.79946 | 0.80808 | 0.82008 | 0.831 | 0.83438 | 0.84046 | 0.85346 | 0.87077 | 0.87754 | 0.87754 | 0.87754 | 0.87754 | 0.87754 | 0.87754 | 0.87754 | 0.87754 | 0.87754 | 0.87754 | 0.87754 | 0.87754 | 4990.6331 | 3863.6804 | 0.00059698 | 24952.8402 | 14138.8347 | 330.204 | 258.4614 | 8854.3135 | 588.6654 | 8265.6481 | -5873.1866 | FALSE
| 60384918 | BAN006 | BAN | 22KV | 123.8 | 12 | 44753.327 | 7.692% | Single phase | 44.74 | 0.00097053 | 0.001044 | 0.0011233 | 0.0012089 | 0.0013014 | 0.0014012 | 0.0015091 | 0.0016255 | 0.0017514 | 0.0018874 | 0.0020343 | 0.0021931 | 0.0023648 | 0.0025503 | 0.0027509 | 0.0029678 | 0.0032023 | 0.0034559 | 0.0037302 | 0.0040269 | 0.79946 | 0.80808 | 0.82008 | 0.831 | 0.83438 | 0.84046 | 0.85346 | 0.87077 | 0.87754 | 0.87754 | 0.87754 | 0.87754 | 0.87754 | 0.87754 | 0.87754 | 0.87754 | 0.87754 | 0.87754 | 0.87754 | 0.87754 | 1107.7768 | 190.3682 | 0.00013251 | 5538.812 | 3138.4142 | 73.2958 | 12.7347 | 1298.1451 | 86.0305 | 1212.1146 | -1926.2996 | FALSE
| 60384919 | BAN006 | BAN | 22KV | 2057.29 | 12 | 44753.327 | 7.692% | Single phase | 44.74 | 0.016128 | 0.017349 | 0.018667 | 0.02009 | 0.021626 | 0.023285 | 0.025077 | 0.027013 | 0.029105 | 0.031364 | 0.033806 | 0.036445 | 0.039298 | 0.042381 | 0.045714 | 0.049319 | 0.053216 | 0.05743 | 0.061989 | 0.066919 | 0.79946 | 0.80808 | 0.82008 | 0.831 | 0.83438 | 0.84046 | 0.85346 | 0.87077 | 0.87754 | 0.87754 | 0.87754 | 0.87754 | 0.87754 | 0.87754 | 0.87754 | 0.87754 | 0.87754 | 0.87754 | 0.87754 | 0.87754 | 18408.8708 | 52570.7549 | 0.0022021 | 92043.1546 | 52153.7003 | 1218.0184 | 3516.7276 | 70979.6258 | 4734.7459 | 66244.8798 | 14091.1796 | TRUE
| 60384920 | BAN006 | BAN | 22KV | 238.99 | 12 | 44753.327 | 7.692% | Three phase | 97.13 | 0.0025013 | 0.0026869 | 0.0028869 | 0.0031024 | 0.0033346 | 0.003585 | 0.0038548 | 0.0041457 | 0.0044593 | 0.0047975 | 0.0051622 | 0.0055555 | 0.0059798 | 0.0064374 | 0.0069312 | 0.0074638 | 0.0078328 | 0.0078328 | 0.0078328 | 0.0078328 | 0.79946 | 0.80808 | 0.82008 | 0.831 | 0.83438 | 0.84046 | 0.85346 | 0.87077 | 0.87754 | 0.87754 | 0.87754 | 0.87754 | 0.87754 | 0.87754 | 0.87754 | 0.87754 | 0.87754 | 0.87754 | 0.87754 | 0.87754 | 2707.2098 | 1951.2564 | 0.00025581 | 23213.0987 | 13153.0584 | 141.494 | 103.0302 | 4658.4662 | 244.5242 | 4413.942 | -8739.1165 | FALSE
| 60384921 | BAN006 | BAN | 22KV | 956.75 | 12 | 44753.327 | 7.692% | Three phase | 97.13 | 0.0088631 | 0.009507 | 0.0102 | 0.010945 | 0.011748 | 0.012611 | 0.013541 | 0.014542 | 0.01562 | 0.016781 | 0.018031 | 0.019377 | 0.020827 | 0.02239 | 0.024073 | 0.025887 | 0.027841 | 0.029947 | 0.031357 | 0.031357 | 0.79946 | 0.80808 | 0.82008 | 0.831 | 0.83438 | 0.84046 | 0.85346 | 0.87077 | 0.87754 | 0.87754 | 0.87754 | 0.87754 | 0.87754 | 0.87754 | 0.87754 | 0.87754 | 0.87754 | 0.87754 | 0.87754 | 0.87754 | 9701.8803 | 27987.4891 | 0.0010241 | 92929.1275 | 52655.7122 | 566.4438 | 1651.209 | 37689.3694 | 2217.6527 | 35471.7166 | -17183.9956 | FALSE
| 60384922 | BAN006 | BAN | 22KV | 738.94 | 12 | 44753.327 | 7.692% | Three phase | 97.13 | 0.0068454 | 0.0073426 | 0.0078777 | 0.0084535 | 0.0090732 | 0.0097403 | 0.010458 | 0.011231 | 0.012064 | 0.01296 | 0.013926 | 0.014966 | 0.016086 | 0.017292 | 0.018593 | 0.019993 | 0.021503 | 0.02313 | 0.024219 | 0.024219 | 0.79946 | 0.80808 | 0.82008 | 0.831 | 0.83438 | 0.84046 | 0.85346 | 0.87077 | 0.87754 | 0.87754 | 0.87754 | 0.87754 | 0.87754 | 0.87754 | 0.87754 | 0.87754 | 0.87754 | 0.87754 | 0.87754 | 0.87754 | 7493.1878 | 16694.9587 | 0.00079094 | 71773.2422 | 40668.3167 | 437.4894 | 984.971 | 24188.1465 | 1422.4604 | 22765.6861 | -17902.6306 | FALSE
| 60384923 | BAN006 | BAN | 22KV | 3334.94 | 12 | 44753.327 | 7.692% | Three phase | 97.13 | 0.030894 | 0.033138 | 0.035553 | 0.038152 | 0.040949 | 0.043959 | 0.0472 | 0.050689 | 0.054446 | 0.058492 | 0.062849 | 0.067542 | 0.072597 | 0.078043 | 0.083911 | 0.090233 | 0.097045 | 0.10439 | 0.1093 | 0.1093 | 0.79946 | 0.80808 | 0.82008 | 0.831 | 0.83438 | 0.84046 | 0.85346 | 0.87077 | 0.87754 | 0.87754 | 0.87754 | 0.87754 | 0.87754 | 0.87754 | 0.87754 | 0.87754 | 0.87754 | 0.87754 | 0.87754 | 0.87754 | 33817.8088 | 340050.2086 | 0.0035696 | 323922.7222 | 183541.8249 | 1974.4509 | 20062.3199 | 373868.0174 | 22036.7709 | 351831.2465 | 168289.4216 | TRUE
| 60384929 | BAN006 | BAN | 22KV | 814.14 | 12 | 44753.327 | 7.692% | Three phase | 97.13 | 0.010131 | 0.010926 | 0.011787 | 0.012719 | 0.013726 | 0.014817 | 0.015997 | 0.017275 | 0.018657 | 0.020154 | 0.021775 | 0.023531 | 0.025431 | 0.026683 | 0.026683 | 0.026683 | 0.026683 | 0.026683 | 0.026683 | 0.026683 | 0.79946 | 0.80808 | 0.82008 | 0.831 | 0.83438 | 0.84046 | 0.85346 | 0.87077 | 0.87754 | 0.87754 | 0.87754 | 0.87754 | 0.87754 | 0.87754 | 0.87754 | 0.87754 | 0.87754 | 0.87754 | 0.87754 | 0.87754 | 10610.5218 | 26070.7664 | 0.00087143 | 79077.4182 | 44807.0254 | 482.0115 | 1195.6479 | 36681.2881 | 1677.6594 | 35003.6288 | -9803.3966 | FALSE
| 60384957 | BAN006 | BAN | 22KV | 648.67 | 12 | 44753.327 | 7.692% | Single phase | 44.74 | 0.004464 | 0.0047937 | 0.0051491 | 0.0055322 | 0.0059452 | 0.0063906 | 0.0068709 | 0.0073889 | 0.0079477 | 0.0085505 | 0.0092009 | 0.0099027 | 0.01066 | 0.011478 | 0.01236 | 0.013313 | 0.014341 | 0.015451 | 0.016651 | 0.017946 | 0.79946 | 0.80808 | 0.82008 | 0.831 | 0.83438 | 0.84046 | 0.85346 | 0.87077 | 0.87754 | 0.87754 | 0.87754 | 0.87754 | 0.87754 | 0.87754 | 0.87754 | 0.87754 | 0.87754 | 0.87754 | 0.87754 | 0.87754 | 5002.8023 | 4505.5861 | 0.00069432 | 29021.4958 | 16444.2255 | 384.045 | 349.6192 | 9508.3884 | 733.6643 | 8774.7242 | -7669.5014 | FALSE
| 60384960 | BAN006 | BAN | 22KV | 177.86 | 12 | 44753.327 | 7.692% | Single phase | 44.74 | 0.001224 | 0.0013144 | 0.0014118 | 0.0015169 | 0.0016301 | 0.0017523 | 0.0018839 | 0.002026 | 0.0021792 | 0.0023445 | 0.0025228 | 0.0027152 | 0.0029229 | 0.003147 | 0.003389 | 0.0036502 | 0.0039322 | 0.0042367 | 0.0045655 | 0.0049206 | 0.79946 | 0.80808 | 0.82008 | 0.831 | 0.83438 | 0.84046 | 0.85346 | 0.87077 | 0.87754 | 0.87754 | 0.87754 | 0.87754 | 0.87754 | 0.87754 | 0.87754 | 0.87754 | 0.87754 | 0.87754 | 0.87754 | 0.87754 | 1371.7274 | 338.7351 | 0.00019038 | 7957.4564 | 4508.8719 | 105.302 | 26.2848 | 1710.4626 | 131.5868 | 1578.8758 | -2929.9961 | FALSE
| 60384961 | BAN006 | BAN | 22KV | 785.9 | 12 | 44753.327 | 7.692% | Single phase | 44.74 | 0.0054083 | 0.0058078 | 0.0062384 | 0.0067026 | 0.007203 | 0.0077426 | 0.0083245 | 0.0089521 | 0.009629 | 0.010359 | 0.011147 | 0.011998 | 0.012915 | 0.013906 | 0.014975 | 0.016129 | 0.017375 | 0.01872 | 0.020173 | 0.021742 | 0.79946 | 0.80808 | 0.82008 | 0.831 | 0.83438 | 0.84046 | 0.85346 | 0.87077 | 0.87754 | 0.87754 | 0.87754 | 0.87754 | 0.87754 | 0.87754 | 0.87754 | 0.87754 | 0.87754 | 0.87754 | 0.87754 | 0.87754 | 6061.175 | 6613.6049 | 0.0008412 | 35161.166 | 19923.0993 | 465.292 | 513.1948 | 12674.7798 | 978.4869 | 11696.293 | -8226.8064 | FALSE
| 60384971 | BAN006 | BAN | 22KV | 489.37 | 12 | 44753.327 | 7.692% | Three phase | 97.13 | 0.0028548 | 0.0030652 | 0.003292 | 0.0035365 | 0.0038002 | 0.0040845 | 0.0043912 | 0.0047221 | 0.0050791 | 0.0054642 | 0.0058799 | 0.0063285 | 0.0068128 | 0.0073356 | 0.0079001 | 0.0085096 | 0.0091678 | 0.0098788 | 0.010647 | 0.011476 | 0.79946 | 0.80808 | 0.82008 | 0.831 | 0.83438 | 0.84046 | 0.85346 | 0.87077 | 0.87754 | 0.87754 | 0.87754 | 0.87754 | 0.87754 | 0.87754 | 0.87754 | 0.87754 | 0.87754 | 0.87754 | 0.87754 | 0.87754 | 3197.9234 | 4717.1303 | 0.00052381 | 47532.5081 | 26932.9772 | 289.7315 | 431.9961 | 7915.0537 | 721.7275 | 7193.3262 | -19739.651 | FALSE
| 60384975 | BAN006 | BAN | 22KV | 132.46 | 12 | 44753.327 | 7.692% | Three phase | 97.13 | 0.0010769 | 0.0011566 | 0.0012425 | 0.0013351 | 0.0014349 | 0.0015425 | 0.0016585 | 0.0017836 | 0.0019185 | 0.002064 | 0.002221 | 0.0023903 | 0.002573 | 0.0027702 | 0.002983 | 0.0032126 | 0.0034605 | 0.0037281 | 0.0040169 | 0.0043288 | 0.79946 | 0.80808 | 0.82008 | 0.831 | 0.83438 | 0.84046 | 0.85346 | 0.87077 | 0.87754 | 0.87754 | 0.87754 | 0.87754 | 0.87754 | 0.87754 | 0.87754 | 0.87754 | 0.87754 | 0.87754 | 0.87754 | 0.87754 | 1207.3161 | 482.0331 | 0.00014178 | 12865.8398 | 7290.0712 | 78.4229 | 31.6501 | 1689.3492 | 110.073 | 1579.2762 | -5710.795 | FALSE
| 60384984 | BAN006 | BAN | 22KV | 886.16 | 12 | 44753.327 | 7.692% | Three phase | 97.13 | 0.0078347 | 0.0083991 | 0.0090062 | 0.0096591 | 0.010361 | 0.011117 | 0.01193 | 0.012805 | 0.013746 | 0.01476 | 0.015851 | 0.017025 | 0.018289 | 0.01965 | 0.021116 | 0.022695 | 0.024395 | 0.026227 | 0.028199 | 0.029044 | 0.79946 | 0.80808 | 0.82008 | 0.831 | 0.83438 | 0.84046 | 0.85346 | 0.87077 | 0.87754 | 0.87754 | 0.87754 | 0.87754 | 0.87754 | 0.87754 | 0.87754 | 0.87754 | 0.87754 | 0.87754 | 0.87754 | 0.87754 | 8573.3559 | 22906.8351 | 0.00094852 | 86072.7208 | 48770.7196 | 524.651 | 1416.5418 | 31480.1909 | 1941.1927 | 29538.9982 | -19231.7214 | FALSE
| 60384985 | BAN006 | BAN | 22KV | 670.39 | 12 | 44753.327 | 7.692% | Three phase | 97.13 | 0.0059271 | 0.0063541 | 0.0068133 | 0.0073072 | 0.0078385 | 0.0084101 | 0.0090252 | 0.009687 | 0.010399 | 0.011166 | 0.011991 | 0.012879 | 0.013836 | 0.014866 | 0.015975 | 0.017169 | 0.018455 | 0.019841 | 0.021333 | 0.021972 | 0.79946 | 0.80808 | 0.82008 | 0.831 | 0.83438 | 0.84046 | 0.85346 | 0.87077 | 0.87754 | 0.87754 | 0.87754 | 0.87754 | 0.87754 | 0.87754 | 0.87754 | 0.87754 | 0.87754 | 0.87754 | 0.87754 | 0.87754 | 6485.8401 | 13109.7937 | 0.00071756 | 65114.9807 | 36895.5975 | 396.9043 | 810.7 | 19595.6338 | 1207.6043 | 18388.0295 | -18507.568 | FALSE
| 60384987 | BAN006 | BAN | 22KV | 2746.44 | 12 | 44753.327 | 7.692% | Three phase | 97.13 | 0.025432 | 0.027574 | 0.029905 | 0.032442 | 0.035204 | 0.03821 | 0.041484 | 0.045048 | 0.048931 | 0.05316 | 0.057767 | 0.062787 | 0.068258 | 0.07422 | 0.080718 | 0.087801 | 0.090014 | 0.090014 | 0.090014 | 0.090014 | 0.79946 | 0.80808 | 0.82008 | 0.831 | 0.83438 | 0.84046 | 0.85346 | 0.87077 | 0.87754 | 0.87754 | 0.87754 | 0.87754 | 0.87754 | 0.87754 | 0.87754 | 0.87754 | 0.87754 | 0.87754 | 0.87754 | 0.87754 | 30180.2612 | 249719.3645 | 0.0029397 | 266761.7172 | 151153.1271 | 1626.0296 | 13606.4658 | 279899.6258 | 15232.4954 | 264667.1304 | 113514.0033 | TRUE
| 60385009 | BAN006 | BAN | 22KV | 517.26 | 12 | 44753.327 | 7.692% | Three phase | 97.13 | 0.0048706 | 0.0053256 | 0.0058251 | 0.0063736 | 0.006976 | 0.0076376 | 0.0083644 | 0.0091631 | 0.010041 | 0.011005 | 0.012066 | 0.013232 | 0.014514 | 0.015924 | 0.016953 | 0.016953 | 0.016953 | 0.016953 | 0.016953 | 0.016953 | 0.79946 | 0.80808 | 0.82008 | 0.831 | 0.83438 | 0.84046 | 0.85346 | 0.87077 | 0.87754 | 0.87754 | 0.87754 | 0.87754 | 0.87754 | 0.87754 | 0.87754 | 0.87754 | 0.87754 | 0.87754 | 0.87754 | 0.87754 | 6032.4645 | 9397.9237 | 0.00055366 | 50241.4638 | 28467.9318 | 306.2437 | 482.6395 | 15430.3882 | 788.8833 | 14641.5049 | -13826.4268 | FALSE
| 60385014 | BAN006 | BAN | 22KV | 612.71 | 12 | 44753.327 | 7.692% | Three phase | 97.13 | 0.00618 | 0.0066486 | 0.0071542 | 0.0077 | 0.0082892 | 0.0089252 | 0.009612 | 0.010354 | 0.011155 | 0.01202 | 0.012954 | 0.013964 | 0.015054 | 0.016233 | 0.017506 | 0.018883 | 0.020081 | 0.020081 | 0.020081 | 0.020081 | 0.79946 | 0.80808 | 0.82008 | 0.831 | 0.83438 | 0.84046 | 0.85346 | 0.87077 | 0.87754 | 0.87754 | 0.87754 | 0.87754 | 0.87754 | 0.87754 | 0.87754 | 0.87754 | 0.87754 | 0.87754 | 0.87754 | 0.87754 | 6817.3618 | 12594.4729 | 0.00065582 | 59512.5223 | 33721.1199 | 362.7549 | 677.197 | 19411.8347 | 1039.9519 | 18371.8828 | -15349.2371 | FALSE
| 60385023 | BAN006 | BAN | 22KV | 239.2 | 12 | 44753.327 | 7.692% | Single phase | 44.74 | 0.001588 | 0.001708 | 0.0018376 | 0.0019776 | 0.0021287 | 0.002292 | 0.0024684 | 0.002659 | 0.0028649 | 0.0030875 | 0.0033281 | 0.0035882 | 0.0038694 | 0.0041734 | 0.0045023 | 0.0048579 | 0.0052425 | 0.0056587 | 0.0061089 | 0.006596 | 0.79946 | 0.80808 | 0.82008 | 0.831 | 0.83438 | 0.84046 | 0.85346 | 0.87077 | 0.87754 | 0.87754 | 0.87754 | 0.87754 | 0.87754 | 0.87754 | 0.87754 | 0.87754 | 0.87754 | 0.87754 | 0.87754 | 0.87754 | 1812.8647 | 601.9297 | 0.00025603 | 10701.808 | 6063.8826 | 141.6183 | 47.5412 | 2414.7944 | 189.1595 | 2225.6349 | -3838.2477 | FALSE
| 60385036 | BAN006 | BAN | 22KV | 2244.85 | 12 | 44753.327 | 7.692% | Single phase | 44.74 | 0.019847 | 0.021318 | 0.022902 | 0.02461 | 0.02645 | 0.028434 | 0.030573 | 0.03288 | 0.035367 | 0.03805 | 0.040943 | 0.044064 | 0.047432 | 0.051065 | 0.054985 | 0.059216 | 0.063782 | 0.06871 | 0.073574 | 0.073574 | 0.79946 | 0.80808 | 0.82008 | 0.831 | 0.83438 | 0.84046 | 0.85346 | 0.87077 | 0.87754 | 0.87754 | 0.87754 | 0.87754 | 0.87754 | 0.87754 | 0.87754 | 0.87754 | 0.87754 | 0.87754 | 0.87754 | 0.87754 | 22119.9738 | 68948.6774 | 0.0024028 | 100434.589 | 56908.4738 | 1329.0633 | 4187.1869 | 91068.6512 | 5516.2502 | 85552.401 | 28643.9272 | TRUE
| 60385042 | BAN006 | BAN | 22KV | 30.82 | 12 | 44753.327 | 7.692% | Three phase | 97.13 | 0.00019312 | 0.00021045 | 0.00022943 | 0.00025021 | 0.00027297 | 0.0002979 | 0.00032522 | 0.00035516 | 0.00038797 | 0.00042395 | 0.0004634 | 0.00050666 | 0.00055412 | 0.00060617 | 0.00066329 | 0.00072598 | 0.00079477 | 0.00087029 | 0.00095319 | 0.0010101 | 0.79946 | 0.80808 | 0.82008 | 0.831 | 0.83438 | 0.84046 | 0.85346 | 0.87077 | 0.87754 | 0.87754 | 0.87754 | 0.87754 | 0.87754 | 0.87754 | 0.87754 | 0.87754 | 0.87754 | 0.87754 | 0.87754 | 0.87754 | 256.2558 | 23.7608 | 3.2989e-05 | 2993.5466 | 1696.2101 | 18.247 | 1.7134 | 280.0166 | 19.9604 | 260.0562 | -1436.154 | FALSE
| 60385043 | BAN006 | BAN | 22KV | 314.4 | 12 | 44753.327 | 7.692% | Three phase | 97.13 | 0.0019701 | 0.0021469 | 0.0023404 | 0.0025524 | 0.0027846 | 0.0030389 | 0.0033176 | 0.003623 | 0.0039578 | 0.0043248 | 0.0047272 | 0.0051685 | 0.0056526 | 0.0061837 | 0.0067664 | 0.0074058 | 0.0081076 | 0.0088779 | 0.0097237 | 0.010304 | 0.79946 | 0.80808 | 0.82008 | 0.831 | 0.83438 | 0.84046 | 0.85346 | 0.87077 | 0.87754 | 0.87754 | 0.87754 | 0.87754 | 0.87754 | 0.87754 | 0.87754 | 0.87754 | 0.87754 | 0.87754 | 0.87754 | 0.87754 | 2614.1085 | 2472.64 | 0.00033652 | 30537.672 | 17303.3247 | 186.1405 | 178.3077 | 5086.7485 | 364.4482 | 4722.3003 | -12581.0245 | FALSE
| 60385056 | BAN006 | BAN | 22KV | 50.18 | 12 | 44753.327 | 7.692% | Covered | 390 | 0.00059969 | 0.00064519 | 0.00069429 | 0.00074728 | 0.00080447 | 0.00086619 | 0.00093283 | 0.0010048 | 0.0010824 | 0.0011663 | 0.0012569 | 0.0013547 | 0.0014604 | 0.0015746 | 0.0016446 | 0.0016446 | 0.0016446 | 0.0016446 | 0.0016446 | 0.0016446 | 0.79946 | 0.80808 | 0.82008 | 0.831 | 0.83438 | 0.84046 | 0.85346 | 0.87077 | 0.87754 | 0.87754 | 0.87754 | 0.87754 | 0.87754 | 0.87754 | 0.87754 | 0.87754 | 0.87754 | 0.87754 | 0.87754 | 0.87754 | 630.1754 | 383.1347 | 5.3711e-05 | 19570.2 | 11088.911 | 29.7091 | 18.238 | 1013.3101 | 47.9471 | 965.363 | -10123.5479 | FALSE
| 60385064 | BAN006 | BAN | 22KV | 152.65 | 12 | 44753.327 | 7.692% | Three phase | 97.13 | 0.0014135 | 0.0015326 | 0.0016622 | 0.0018032 | 0.0019567 | 0.0021238 | 0.0023057 | 0.0025038 | 0.0027196 | 0.0029547 | 0.0032108 | 0.0034898 | 0.0037938 | 0.0041252 | 0.0044864 | 0.0048801 | 0.0050031 | 0.0050031 | 0.0050031 | 0.0050031 | 0.79946 | 0.80808 | 0.82008 | 0.831 | 0.83438 | 0.84046 | 0.85346 | 0.87077 | 0.87754 | 0.87754 | 0.87754 | 0.87754 | 0.87754 | 0.87754 | 0.87754 | 0.87754 | 0.87754 | 0.87754 | 0.87754 | 0.87754 | 1677.4504 | 771.4461 | 0.00016339 | 14826.8945 | 8401.2485 | 90.3764 | 42.0338 | 2448.8965 | 132.4102 | 2316.4863 | -6084.7622 | FALSE
| 60385068 | BAN006 | BAN | 22KV | 32.51 | 12 | 44753.327 | 7.692% | Three phase | 97.13 | 0.00029493 | 0.00031304 | 0.00033231 | 0.00035281 | 0.00037464 | 0.00039788 | 0.00042262 | 0.00044896 | 0.00047701 | 0.00050687 | 0.00053868 | 0.00057255 | 0.00060863 | 0.00064707 | 0.00068801 | 0.00073162 | 0.00077809 | 0.0008276 | 0.00088035 | 0.00093657 | 0.79946 | 0.80808 | 0.82008 | 0.831 | 0.83438 | 0.84046 | 0.85346 | 0.87077 | 0.87754 | 0.87754 | 0.87754 | 0.87754 | 0.87754 | 0.87754 | 0.87754 | 0.87754 | 0.87754 | 0.87754 | 0.87754 | 0.87754 | 289.9735 | 28.4613 | 3.4798e-05 | 3157.6963 | 1789.221 | 19.2475 | 1.9065 | 318.4349 | 21.1541 | 297.2808 | -1491.9402 | FALSE
| 60385069 | BAN006 | BAN | 22KV | 420.66 | 12 | 44753.327 | 7.692% | Three phase | 97.13 | 0.0038162 | 0.0040505 | 0.0042998 | 0.0045652 | 0.0048477 | 0.0051484 | 0.0054685 | 0.0058093 | 0.0061722 | 0.0065586 | 0.0069702 | 0.0074085 | 0.0078754 | 0.0083726 | 0.0089024 | 0.0094667 | 0.010068 | 0.010709 | 0.011391 | 0.012119 | 0.79946 | 0.80808 | 0.82008 | 0.831 | 0.83438 | 0.84046 | 0.85346 | 0.87077 | 0.87754 | 0.87754 | 0.87754 | 0.87754 | 0.87754 | 0.87754 | 0.87754 | 0.87754 | 0.87754 | 0.87754 | 0.87754 | 0.87754 | 3752.0844 | 4765.2276 | 0.00045026 | 40858.7058 | 23151.4522 | 249.0517 | 319.2034 | 8517.312 | 568.2551 | 7949.0568 | -15202.3954 | FALSE
| 60385070 | BAN006 | BAN | 22KV | 190.61 | 12 | 44753.327 | 7.692% | Single phase | 44.74 | 0.0011356 | 0.0012423 | 0.0013597 | 0.0014887 | 0.0016307 | 0.0017869 | 0.0019587 | 0.0021479 | 0.0023562 | 0.0025855 | 0.002838 | 0.0031162 | 0.0034227 | 0.0037605 | 0.0041327 | 0.004543 | 0.0049953 | 0.0054941 | 0.0060442 | 0.0062472 | 0.79946 | 0.80808 | 0.82008 | 0.831 | 0.83438 | 0.84046 | 0.85346 | 0.87077 | 0.87754 | 0.87754 | 0.87754 | 0.87754 | 0.87754 | 0.87754 | 0.87754 | 0.87754 | 0.87754 | 0.87754 | 0.87754 | 0.87754 | 1576.05 | 416.1154 | 0.00020402 | 8527.8914 | 4832.0931 | 112.8506 | 30.1883 | 1992.1654 | 143.039 | 1849.1264 | -2982.9667 | FALSE
| 60385089 | BAN006 | BAN | 22KV | 150.73 | 12 | 44753.327 | 7.692% | Single phase | 44.74 | 0.0016546 | 0.0017801 | 0.0019156 | 0.0020617 | 0.0022195 | 0.0023898 | 0.0025737 | 0.0027722 | 0.0029866 | 0.0032181 | 0.0034682 | 0.0037383 | 0.0040301 | 0.0043453 | 0.004686 | 0.0049401 | 0.0049401 | 0.0049401 | 0.0049401 | 0.0049401 | 0.79946 | 0.80808 | 0.82008 | 0.831 | 0.83438 | 0.84046 | 0.85346 | 0.87077 | 0.87754 | 0.87754 | 0.87754 | 0.87754 | 0.87754 | 0.87754 | 0.87754 | 0.87754 | 0.87754 | 0.87754 | 0.87754 | 0.87754 | 1785.6248 | 373.932 | 0.00016134 | 6743.6602 | 3821.108 | 89.2397 | 18.8776 | 2159.5569 | 108.1173 | 2051.4396 | -1769.6684 | FALSE
| 60385092 | BAN006 | BAN | 22KV | 971.24 | 12 | 44753.327 | 7.692% | Single phase | 44.74 | 0.0076141 | 0.0081904 | 0.0088126 | 0.0094843 | 0.01021 | 0.010993 | 0.011839 | 0.012753 | 0.01374 | 0.014807 | 0.01596 | 0.017206 | 0.018552 | 0.020008 | 0.021582 | 0.023283 | 0.025123 | 0.027113 | 0.029265 | 0.031592 | 0.79946 | 0.80808 | 0.82008 | 0.831 | 0.83438 | 0.84046 | 0.85346 | 0.87077 | 0.87754 | 0.87754 | 0.87754 | 0.87754 | 0.87754 | 0.87754 | 0.87754 | 0.87754 | 0.87754 | 0.87754 | 0.87754 | 0.87754 | 8690.7688 | 11716.7268 | 0.0010396 | 43453.2776 | 24621.5944 | 575.0226 | 783.792 | 20407.4956 | 1358.8145 | 19048.6811 | -5572.9133 | FALSE
| 60385115 | BAN006 | BAN | 22KV | 1045.58 | 12 | 44753.327 | 7.692% | Three phase | 97.13 | 0.012081 | 0.013122 | 0.014256 | 0.015492 | 0.01684 | 0.018309 | 0.019911 | 0.021658 | 0.023563 | 0.025641 | 0.027909 | 0.030383 | 0.033083 | 0.034269 | 0.034269 | 0.034269 | 0.034269 | 0.034269 | 0.034269 | 0.034269 | 0.79946 | 0.80808 | 0.82008 | 0.831 | 0.83438 | 0.84046 | 0.85346 | 0.87077 | 0.87754 | 0.87754 | 0.87754 | 0.87754 | 0.87754 | 0.87754 | 0.87754 | 0.87754 | 0.87754 | 0.87754 | 0.87754 | 0.87754 | 13417.5404 | 42311.9815 | 0.0011192 | 101557.1854 | 57544.5619 | 619.0356 | 1972.0578 | 55729.5219 | 2591.0933 | 53138.4285 | -4406.1334 | FALSE
| 60385119 | BAN006 | BAN | 22KV | 855.22 | 12 | 44753.327 | 7.692% | Single phase | 44.74 | 0.0082255 | 0.0088353 | 0.0094925 | 0.010201 | 0.010964 | 0.011787 | 0.012674 | 0.01363 | 0.014661 | 0.015773 | 0.016972 | 0.018266 | 0.019661 | 0.021166 | 0.022791 | 0.024543 | 0.026434 | 0.02803 | 0.02803 | 0.02803 | 0.79946 | 0.80808 | 0.82008 | 0.831 | 0.83438 | 0.84046 | 0.85346 | 0.87077 | 0.87754 | 0.87754 | 0.87754 | 0.87754 | 0.87754 | 0.87754 | 0.87754 | 0.87754 | 0.87754 | 0.87754 | 0.87754 | 0.87754 | 9058.2766 | 10758.6818 | 0.0009154 | 38262.5428 | 21680.4085 | 506.3329 | 607.7198 | 19816.9584 | 1114.0527 | 18702.9057 | -2977.5028 | FALSE
| 60385120 | BAN006 | BAN | 22KV | 644.84 | 12 | 44753.327 | 7.692% | Single phase | 44.74 | 0.0062021 | 0.0066619 | 0.0071574 | 0.0076913 | 0.0082669 | 0.0088872 | 0.009556 | 0.010277 | 0.011054 | 0.011893 | 0.012797 | 0.013772 | 0.014825 | 0.01596 | 0.017184 | 0.018506 | 0.019932 | 0.021134 | 0.021134 | 0.021134 | 0.79946 | 0.80808 | 0.82008 | 0.831 | 0.83438 | 0.84046 | 0.85346 | 0.87077 | 0.87754 | 0.87754 | 0.87754 | 0.87754 | 0.87754 | 0.87754 | 0.87754 | 0.87754 | 0.87754 | 0.87754 | 0.87754 | 0.87754 | 6829.9842 | 6116.5609 | 0.00069022 | 28850.1416 | 16347.1324 | 381.7775 | 345.5028 | 12946.5451 | 727.2803 | 12219.2648 | -4127.8676 | FALSE
| 60385121 | BAN006 | BAN | 22KV | 289.31 | 12 | 44753.327 | 7.692% | Single phase | 44.74 | 0.0022681 | 0.0024397 | 0.0026251 | 0.0028251 | 0.0030412 | 0.0032745 | 0.0035265 | 0.0037988 | 0.0040929 | 0.0044106 | 0.004754 | 0.0051252 | 0.0055263 | 0.0059599 | 0.0064287 | 0.0069355 | 0.0074836 | 0.0080762 | 0.0087172 | 0.0094106 | 0.79946 | 0.80808 | 0.82008 | 0.831 | 0.83438 | 0.84046 | 0.85346 | 0.87077 | 0.87754 | 0.87754 | 0.87754 | 0.87754 | 0.87754 | 0.87754 | 0.87754 | 0.87754 | 0.87754 | 0.87754 | 0.87754 | 0.87754 | 2588.7796 | 1039.633 | 0.00030967 | 12943.7294 | 7334.2052 | 171.286 | 69.5464 | 3628.4127 | 240.8324 | 3387.5803 | -3946.6249 | FALSE
| 60385130 | BAN006 | BAN | 22KV | 2336.9 | 12 | 44753.327 | 7.692% | Single phase | 44.74 | 0.024459 | 0.026273 | 0.028229 | 0.030336 | 0.032607 | 0.035054 | 0.037693 | 0.040537 | 0.043604 | 0.046911 | 0.050477 | 0.054323 | 0.058472 | 0.062947 | 0.067775 | 0.072983 | 0.076591 | 0.076591 | 0.076591 | 0.076591 | 0.79946 | 0.80808 | 0.82008 | 0.831 | 0.83438 | 0.84046 | 0.85346 | 0.87077 | 0.87754 | 0.87754 | 0.87754 | 0.87754 | 0.87754 | 0.87754 | 0.87754 | 0.87754 | 0.87754 | 0.87754 | 0.87754 | 0.87754 | 26471.7295 | 85936.5123 | 0.0025013 | 104552.906 | 59242.0039 | 1383.5615 | 4537.6182 | 112408.2418 | 5921.1796 | 106487.0621 | 47245.0582 | TRUE
| 60385139 | BAN006 | BAN | 22KV | 2423.77 | 12 | 44753.327 | 7.692% | Covered | 390 | 0.024447 | 0.0263 | 0.028301 | 0.03046 | 0.03279 | 0.035307 | 0.038023 | 0.040957 | 0.044125 | 0.047547 | 0.051244 | 0.055237 | 0.059552 | 0.064214 | 0.069252 | 0.074697 | 0.079438 | 0.079438 | 0.079438 | 0.079438 | 0.79946 | 0.80808 | 0.82008 | 0.831 | 0.83438 | 0.84046 | 0.85346 | 0.87077 | 0.87754 | 0.87754 | 0.87754 | 0.87754 | 0.87754 | 0.87754 | 0.87754 | 0.87754 | 0.87754 | 0.87754 | 0.87754 | 0.87754 | 26968.2509 | 791341.7706 | 0.0025943 | 945270.3 | 535611.1936 | 1434.9928 | 42549.9577 | 818310.0215 | 43984.9505 | 774325.071 | 238713.8774 | TRUE
| 60385140 | BAN006 | BAN | 22KV | 76.77 | 12 | 44753.327 | 7.692% | Three phase | 97.13 | 0.00071272 | 0.00077375 | 0.00084026 | 0.00091274 | 0.00099174 | 0.0010779 | 0.0011718 | 0.0012742 | 0.0013858 | 0.0015077 | 0.0016406 | 0.0017856 | 0.0019438 | 0.0021165 | 0.0023049 | 0.0025107 | 0.0025161 | 0.0025161 | 0.0025161 | 0.0025161 | 0.79946 | 0.80808 | 0.82008 | 0.831 | 0.83438 | 0.84046 | 0.85346 | 0.87077 | 0.87754 | 0.87754 | 0.87754 | 0.87754 | 0.87754 | 0.87754 | 0.87754 | 0.87754 | 0.87754 | 0.87754 | 0.87754 | 0.87754 | 852.5604 | 197.1725 | 8.2172e-05 | 7456.6701 | 4225.1153 | 45.4517 | 10.6313 | 1049.7329 | 56.083 | 993.6499 | -3231.4654 | FALSE
| 60385141 | BAN006 | BAN | 22KV | 3842.45 | 12 | 44753.327 | 7.692% | Three phase | 97.13 | 0.035673 | 0.038727 | 0.042056 | 0.045684 | 0.049638 | 0.053948 | 0.058648 | 0.063773 | 0.069363 | 0.07546 | 0.082112 | 0.089369 | 0.097289 | 0.10593 | 0.11537 | 0.12566 | 0.12594 | 0.12594 | 0.12594 | 0.12594 | 0.79946 | 0.80808 | 0.82008 | 0.831 | 0.83438 | 0.84046 | 0.85346 | 0.87077 | 0.87754 | 0.87754 | 0.87754 | 0.87754 | 0.87754 | 0.87754 | 0.87754 | 0.87754 | 0.87754 | 0.87754 | 0.87754 | 0.87754 | 42671.8879 | 493946.1828 | 0.0041128 | 373217.1685 | 211473.1554 | 2274.9222 | 26633.0897 | 536618.0707 | 28908.0119 | 507710.0588 | 296236.9033 | TRUE
| 60385145 | BAN006 | BAN | 22KV | 1819.06 | 12 | 44753.327 | 7.692% | Single phase | 44.74 | 0.017496 | 0.018793 | 0.020191 | 0.021697 | 0.02332 | 0.02507 | 0.026957 | 0.028991 | 0.031184 | 0.033549 | 0.0361 | 0.038851 | 0.041819 | 0.045021 | 0.048476 | 0.052204 | 0.056226 | 0.059619 | 0.059619 | 0.059619 | 0.79946 | 0.80808 | 0.82008 | 0.831 | 0.83438 | 0.84046 | 0.85346 | 0.87077 | 0.87754 | 0.87754 | 0.87754 | 0.87754 | 0.87754 | 0.87754 | 0.87754 | 0.87754 | 0.87754 | 0.87754 | 0.87754 | 0.87754 | 19267.0291 | 48674.0423 | 0.0019471 | 81384.7444 | 46114.4078 | 1076.9743 | 2749.4241 | 67941.0714 | 3826.3985 | 64114.6729 | 18000.2651 | TRUE
| 60385151 | BAN006 | BAN | 22KV | 1375.27 | 12 | 44753.327 | 7.692% | Three phase | 97.13 | 0.016673 | 0.017749 | 0.018896 | 0.020121 | 0.021428 | 0.022824 | 0.024313 | 0.025903 | 0.027601 | 0.029414 | 0.031349 | 0.033417 | 0.035624 | 0.037982 | 0.0405 | 0.043191 | 0.045074 | 0.045074 | 0.045074 | 0.045074 | 0.79946 | 0.80808 | 0.82008 | 0.831 | 0.83438 | 0.84046 | 0.85346 | 0.87077 | 0.87754 | 0.87754 | 0.87754 | 0.87754 | 0.87754 | 0.87754 | 0.87754 | 0.87754 | 0.87754 | 0.87754 | 0.87754 | 0.87754 | 16421.2981 | 68189.3925 | 0.001472 | 133579.9751 | 75689.3874 | 814.2285 | 3411.7802 | 84610.6906 | 4226.0087 | 80384.6819 | 4695.2946 | TRUE
| 60385152 | BAN006 | BAN | 22KV | 532.21 | 12 | 44753.327 | 7.692% | Three phase | 97.13 | 0.0049409 | 0.0053641 | 0.0058251 | 0.0063276 | 0.0068752 | 0.0074723 | 0.0081233 | 0.0088331 | 0.0096073 | 0.010452 | 0.011373 | 0.012378 | 0.013475 | 0.014672 | 0.015979 | 0.017405 | 0.017443 | 0.017443 | 0.017443 | 0.017443 | 0.79946 | 0.80808 | 0.82008 | 0.831 | 0.83438 | 0.84046 | 0.85346 | 0.87077 | 0.87754 | 0.87754 | 0.87754 | 0.87754 | 0.87754 | 0.87754 | 0.87754 | 0.87754 | 0.87754 | 0.87754 | 0.87754 | 0.87754 | 5910.3971 | 9476.0915 | 0.00056966 | 51693.5573 | 29290.7203 | 315.0949 | 510.9415 | 15386.4886 | 826.0364 | 14560.4522 | -14730.268 | FALSE
| 60385157 | BAN006 | BAN | 22KV | 458.62 | 12 | 44753.327 | 7.692% | Covered | 390 | 0.0054808 | 0.0058967 | 0.0063455 | 0.0068298 | 0.0073524 | 0.0079166 | 0.0085256 | 0.009183 | 0.009893 | 0.01066 | 0.011487 | 0.012382 | 0.013347 | 0.014391 | 0.015031 | 0.015031 | 0.015031 | 0.015031 | 0.015031 | 0.015031 | 0.79946 | 0.80808 | 0.82008 | 0.831 | 0.83438 | 0.84046 | 0.85346 | 0.87077 | 0.87754 | 0.87754 | 0.87754 | 0.87754 | 0.87754 | 0.87754 | 0.87754 | 0.87754 | 0.87754 | 0.87754 | 0.87754 | 0.87754 | 5759.4869 | 32003.4019 | 0.00049089 | 178861.8 | 101347.0773 | 271.5259 | 1523.4293 | 37762.8888 | 1794.9552 | 35967.9336 | -65379.1437 | FALSE
| 60385160 | BAN006 | BAN | 22KV | 41.93 | 12 | 44753.327 | 7.692% | Three phase | 97.13 | 0.0003903 | 0.00042429 | 0.00046138 | 0.00050186 | 0.00054604 | 0.00059427 | 0.00064693 | 0.00070444 | 0.00076726 | 0.00083587 | 0.00091082 | 0.00099273 | 0.0010822 | 0.00118 | 0.001287 | 0.0013742 | 0.0013742 | 0.0013742 | 0.0013742 | 0.0013742 | 0.79946 | 0.80808 | 0.82008 | 0.831 | 0.83438 | 0.84046 | 0.85346 | 0.87077 | 0.87754 | 0.87754 | 0.87754 | 0.87754 | 0.87754 | 0.87754 | 0.87754 | 0.87754 | 0.87754 | 0.87754 | 0.87754 | 0.87754 | 470.0987 | 59.3775 | 4.488e-05 | 4072.6609 | 2307.6603 | 24.8247 | 3.1714 | 529.4762 | 27.9961 | 501.4801 | -1806.1802 | FALSE
| 60385161 | BAN006 | BAN | 22KV | 185.11 | 12 | 44753.327 | 7.692% | Three phase | 97.13 | 0.0017231 | 0.0018731 | 0.0020369 | 0.0022156 | 0.0024106 | 0.0026236 | 0.002856 | 0.0031099 | 0.0033872 | 0.0036901 | 0.0040211 | 0.0043826 | 0.0047778 | 0.0052096 | 0.0056816 | 0.0060669 | 0.0060669 | 0.0060669 | 0.0060669 | 0.0060669 | 0.79946 | 0.80808 | 0.82008 | 0.831 | 0.83438 | 0.84046 | 0.85346 | 0.87077 | 0.87754 | 0.87754 | 0.87754 | 0.87754 | 0.87754 | 0.87754 | 0.87754 | 0.87754 | 0.87754 | 0.87754 | 0.87754 | 0.87754 | 2075.3628 | 1157.2628 | 0.00019814 | 17979.7343 | 10187.7177 | 109.5944 | 61.8109 | 3232.6256 | 171.4052 | 3061.2203 | -7126.4973 | FALSE
| 60385162 | BAN006 | BAN | 22KV | 5.41 | 12 | 44753.327 | 7.692% | Three phase | 97.13 | 5.0358e-05 | 5.4744e-05 | 5.953e-05 | 6.4752e-05 | 7.0453e-05 | 7.6676e-05 | 8.347e-05 | 9.0891e-05 | 9.8995e-05 | 0.00010785 | 0.00011752 | 0.00012809 | 0.00013963 | 0.00015226 | 0.00016605 | 0.00017731 | 0.00017731 | 0.00017731 | 0.00017731 | 0.00017731 | 0.79946 | 0.80808 | 0.82008 | 0.831 | 0.83438 | 0.84046 | 0.85346 | 0.87077 | 0.87754 | 0.87754 | 0.87754 | 0.87754 | 0.87754 | 0.87754 | 0.87754 | 0.87754 | 0.87754 | 0.87754 | 0.87754 | 0.87754 | 60.6543 | 0.98848 | 5.7907e-06 | 525.4733 | 297.7449 | 3.203 | 0.052796 | 61.6428 | 3.2558 | 58.387 | -239.3579 | FALSE
| 60389018 | BAS011 | BAS | 22KV | 618.25 | 43 | 37239.5893 | 2.273% | Single phase | 44.74 | 0.0067867 | 0.0073015 | 0.007857 | 0.0084566 | 0.0091037 | 0.0098022 | 0.010556 | 0.011371 | 0.01225 | 0.0132 | 0.014225 | 0.015333 | 0.01653 | 0.017823 | 0.01922 | 0.020263 | 0.020263 | 0.020263 | 0.020263 | 0.020263 | 0.42989 | 0.26061 | 0.26702 | 0.27275 | 0.27636 | 0.28043 | 0.28698 | 0.29398 | 0.2983 | 0.2983 | 0.2983 | 0.2983 | 0.2983 | 0.2983 | 0.2983 | 0.2983 | 0.2983 | 0.2983 | 0.2983 | 0.2983 | 2096.0815 | 6291.0268 | 0.00066175 | 27660.505 | 15673.0579 | 106.1963 | 317.5967 | 8387.1083 | 423.793 | 7963.3153 | -7709.7425 | FALSE
| 60385197 | BAN006 | BAN | 22KV | 1009.98 | 12 | 44753.327 | 7.692% | Single phase | 44.74 | 0.0072848 | 0.0078359 | 0.0084308 | 0.0090732 | 0.0097669 | 0.010516 | 0.011325 | 0.0122 | 0.013145 | 0.014165 | 0.015269 | 0.016461 | 0.017751 | 0.019144 | 0.020652 | 0.022281 | 0.024044 | 0.02595 | 0.028012 | 0.030243 | 0.79946 | 0.80808 | 0.82008 | 0.831 | 0.83438 | 0.84046 | 0.85346 | 0.87077 | 0.87754 | 0.87754 | 0.87754 | 0.87754 | 0.87754 | 0.87754 | 0.87754 | 0.87754 | 0.87754 | 0.87754 | 0.87754 | 0.87754 | 8315.8461 | 11658.4161 | 0.001081 | 45186.5052 | 25603.6797 | 597.9586 | 847.5654 | 19974.2622 | 1445.524 | 18528.7382 | -7074.9415 | FALSE
| 60385205 | BAN006 | BAN | 22KV | 1793.82 | 12 | 44753.327 | 7.692% | Three phase | 97.13 | 0.016245 | 0.017726 | 0.019348 | 0.021126 | 0.023074 | 0.025209 | 0.02755 | 0.030117 | 0.032932 | 0.036019 | 0.039406 | 0.043122 | 0.047199 | 0.051673 | 0.056585 | 0.058792 | 0.058792 | 0.058792 | 0.058792 | 0.058792 | 0.79946 | 0.80808 | 0.82008 | 0.831 | 0.83438 | 0.84046 | 0.85346 | 0.87077 | 0.87754 | 0.87754 | 0.87754 | 0.87754 | 0.87754 | 0.87754 | 0.87754 | 0.87754 | 0.87754 | 0.87754 | 0.87754 | 0.87754 | 20164.6051 | 108930.185 | 0.00192 | 174233.7366 | 98724.7136 | 1062.031 | 5804.4734 | 129094.7901 | 6866.5044 | 122228.2857 | 23503.5721 | TRUE
| 60385214 | BAN006 | BAN | 22KV | 90.73 | 12 | 44753.327 | 7.692% | Three phase | 97.13 | 0.00084232 | 0.00091445 | 0.00099305 | 0.0010787 | 0.0011721 | 0.0012739 | 0.0013848 | 0.0015059 | 0.0016378 | 0.0017818 | 0.0019389 | 0.0021102 | 0.0022972 | 0.0025013 | 0.0027241 | 0.0029672 | 0.0029737 | 0.0029737 | 0.0029737 | 0.0029737 | 0.79946 | 0.80808 | 0.82008 | 0.831 | 0.83438 | 0.84046 | 0.85346 | 0.87077 | 0.87754 | 0.87754 | 0.87754 | 0.87754 | 0.87754 | 0.87754 | 0.87754 | 0.87754 | 0.87754 | 0.87754 | 0.87754 | 0.87754 | 1007.5916 | 275.4007 | 9.7114e-05 | 8812.6049 | 4993.4181 | 53.7167 | 14.8493 | 1282.9923 | 68.566 | 1214.4263 | -3778.9918 | FALSE
| 60385215 | BAN006 | BAN | 22KV | 3325.35 | 12 | 44753.327 | 7.692% | Single phase | 44.74 | 0.022884 | 0.024574 | 0.026396 | 0.02836 | 0.030478 | 0.032761 | 0.035223 | 0.037879 | 0.040743 | 0.043833 | 0.047167 | 0.050765 | 0.054648 | 0.058839 | 0.063362 | 0.068245 | 0.073518 | 0.079211 | 0.085358 | 0.091997 | 0.79946 | 0.80808 | 0.82008 | 0.831 | 0.83438 | 0.84046 | 0.85346 | 0.87077 | 0.87754 | 0.87754 | 0.87754 | 0.87754 | 0.87754 | 0.87754 | 0.87754 | 0.87754 | 0.87754 | 0.87754 | 0.87754 | 0.87754 | 25646.4285 | 118407.2762 | 0.0035593 | 148776.159 | 84299.8834 | 1968.7732 | 9188.0303 | 144053.7047 | 11156.8035 | 132896.9012 | 48597.0178 | TRUE
| 60385216 | BAN006 | BAN | 22KV | 545.78 | 12 | 44753.327 | 7.692% | Single phase | 44.74 | 0.0037559 | 0.0040333 | 0.0043324 | 0.0046547 | 0.0050022 | 0.005377 | 0.0057811 | 0.0062169 | 0.006687 | 0.0071942 | 0.0077414 | 0.0083319 | 0.0089692 | 0.009657 | 0.010399 | 0.011201 | 0.012066 | 0.013001 | 0.01401 | 0.015099 | 0.79946 | 0.80808 | 0.82008 | 0.831 | 0.83438 | 0.84046 | 0.85346 | 0.87077 | 0.87754 | 0.87754 | 0.87754 | 0.87754 | 0.87754 | 0.87754 | 0.87754 | 0.87754 | 0.87754 | 0.87754 | 0.87754 | 0.87754 | 4209.2735 | 3189.6197 | 0.00058418 | 24418.1972 | 13835.8941 | 323.129 | 247.5044 | 7398.8932 | 570.6334 | 6828.2598 | -7007.6343 | FALSE
| 60385217 | BAN006 | BAN | 22KV | 347.98 | 12 | 44753.327 | 7.692% | Single phase | 44.74 | 0.0023947 | 0.0025716 | 0.0027622 | 0.0029678 | 0.0031893 | 0.0034283 | 0.0036859 | 0.0039638 | 0.0042635 | 0.0045869 | 0.0049358 | 0.0053123 | 0.0057186 | 0.0061571 | 0.0066305 | 0.0071415 | 0.0076932 | 0.008289 | 0.0089323 | 0.009627 | 0.79946 | 0.80808 | 0.82008 | 0.831 | 0.83438 | 0.84046 | 0.85346 | 0.87077 | 0.87754 | 0.87754 | 0.87754 | 0.87754 | 0.87754 | 0.87754 | 0.87754 | 0.87754 | 0.87754 | 0.87754 | 0.87754 | 0.87754 | 2683.7609 | 1296.6186 | 0.00037247 | 15568.6252 | 8821.5296 | 206.0215 | 100.6135 | 3980.3794 | 306.635 | 3673.7444 | -5147.7852 | FALSE
| 60385218 | BAN006 | BAN | 22KV | 1792.03 | 12 | 44753.327 | 7.692% | Single phase | 44.74 | 0.012332 | 0.013243 | 0.014225 | 0.015283 | 0.016424 | 0.017655 | 0.018982 | 0.020413 | 0.021956 | 0.023622 | 0.025418 | 0.027357 | 0.02945 | 0.031708 | 0.034146 | 0.036777 | 0.039619 | 0.042687 | 0.045999 | 0.049577 | 0.79946 | 0.80808 | 0.82008 | 0.831 | 0.83438 | 0.84046 | 0.85346 | 0.87077 | 0.87754 | 0.87754 | 0.87754 | 0.87754 | 0.87754 | 0.87754 | 0.87754 | 0.87754 | 0.87754 | 0.87754 | 0.87754 | 0.87754 | 13820.8517 | 34386.9944 | 0.0019181 | 80175.4222 | 45429.1789 | 1060.9712 | 2668.3221 | 48207.8461 | 3729.2933 | 44478.5528 | -950.6261 | FALSE
| 60385235 | BAN006 | BAN | 22KV | 2021.33 | 12 | 44753.327 | 7.692% | Single phase | 44.74 | 0.012805 | 0.01375 | 0.014768 | 0.015866 | 0.01705 | 0.018326 | 0.019703 | 0.021188 | 0.02279 | 0.024518 | 0.026383 | 0.028396 | 0.030569 | 0.032913 | 0.035445 | 0.038178 | 0.04113 | 0.044317 | 0.047759 | 0.051477 | 0.79946 | 0.80808 | 0.82008 | 0.831 | 0.83438 | 0.84046 | 0.85346 | 0.87077 | 0.87754 | 0.87754 | 0.87754 | 0.87754 | 0.87754 | 0.87754 | 0.87754 | 0.87754 | 0.87754 | 0.87754 | 0.87754 | 0.87754 | 14347.3422 | 40264.5845 | 0.0021636 | 90434.3042 | 51242.0898 | 1196.7283 | 3394.8621 | 54611.9266 | 4591.5904 | 50020.3363 | -1221.7535 | FALSE
| 60385237 | BAN006 | BAN | 22KV | 1029.63 | 12 | 44753.327 | 7.692% | Covered | 390 | 0.0055334 | 0.0059407 | 0.0063798 | 0.0068532 | 0.0073638 | 0.0079144 | 0.0085084 | 0.0091492 | 0.0098407 | 0.010587 | 0.011392 | 0.012261 | 0.0132 | 0.014213 | 0.015307 | 0.016489 | 0.017765 | 0.019144 | 0.020634 | 0.022243 | 0.79946 | 0.80808 | 0.82008 | 0.831 | 0.83438 | 0.84046 | 0.85346 | 0.87077 | 0.87754 | 0.87754 | 0.87754 | 0.87754 | 0.87754 | 0.87754 | 0.87754 | 0.87754 | 0.87754 | 0.87754 | 0.87754 | 0.87754 | 6196.7667 | 77220.1582 | 0.0011021 | 401555.7 | 227530.3982 | 609.5924 | 7678.5408 | 83416.9249 | 8288.1332 | 75128.7917 | -152401.6065 | FALSE
| 60385238 | BAN006 | BAN | 22KV | 589.75 | 12 | 44753.327 | 7.692% | Covered | 390 | 0.0031694 | 0.0034027 | 0.0036542 | 0.0039254 | 0.0042178 | 0.0045332 | 0.0048734 | 0.0052405 | 0.0056365 | 0.0060639 | 0.0065252 | 0.0070231 | 0.0075607 | 0.0081411 | 0.0087678 | 0.0094446 | 0.010176 | 0.010965 | 0.011818 | 0.01274 | 0.79946 | 0.80808 | 0.82008 | 0.831 | 0.83438 | 0.84046 | 0.85346 | 0.87077 | 0.87754 | 0.87754 | 0.87754 | 0.87754 | 0.87754 | 0.87754 | 0.87754 | 0.87754 | 0.87754 | 0.87754 | 0.87754 | 0.87754 | 3549.3752 | 25334.0259 | 0.00063125 | 230002.5 | 130324.5363 | 349.1614 | 2519.1395 | 28883.4011 | 2868.301 | 26015.1001 | -104309.4362 | FALSE
| 60385242 | BAN006 | BAN | 22KV | 562.24 | 12 | 44753.327 | 7.692% | Three phase | 97.13 | 0.007256 | 0.0079715 | 0.0087604 | 0.0096303 | 0.01059 | 0.011648 | 0.012816 | 0.014105 | 0.015528 | 0.017098 | 0.018427 | 0.018427 | 0.018427 | 0.018427 | 0.018427 | 0.018427 | 0.018427 | 0.018427 | 0.018427 | 0.018427 | 0.79946 | 0.80808 | 0.82008 | 0.831 | 0.83438 | 0.84046 | 0.85346 | 0.87077 | 0.87754 | 0.87754 | 0.87754 | 0.87754 | 0.87754 | 0.87754 | 0.87754 | 0.87754 | 0.87754 | 0.87754 | 0.87754 | 0.87754 | 7939.2147 | 13472.6414 | 0.0006018 | 54610.3712 | 30943.4519 | 332.8741 | 570.2281 | 21411.8561 | 903.1022 | 20508.7539 | -10434.698 | FALSE
| 60385243 | BAN006 | BAN | 22KV | 405.44 | 12 | 44753.327 | 7.692% | Three phase | 97.13 | 0.0036826 | 0.0040245 | 0.0043996 | 0.0048112 | 0.0052631 | 0.0057591 | 0.0063038 | 0.006902 | 0.0075591 | 0.0082809 | 0.009074 | 0.0099456 | 0.010904 | 0.011957 | 0.013114 | 0.013288 | 0.013288 | 0.013288 | 0.013288 | 0.013288 | 0.79946 | 0.80808 | 0.82008 | 0.831 | 0.83438 | 0.84046 | 0.85346 | 0.87077 | 0.87754 | 0.87754 | 0.87754 | 0.87754 | 0.87754 | 0.87754 | 0.87754 | 0.87754 | 0.87754 | 0.87754 | 0.87754 | 0.87754 | 4607.1743 | 5624.9308 | 0.00043397 | 39380.3872 | 22313.804 | 240.0407 | 296.5229 | 10232.1051 | 536.5637 | 9695.5415 | -12618.2625 | FALSE
| 60385244 | BAN006 | BAN | 22KV | 37.03 | 12 | 44753.327 | 7.692% | Three phase | 97.13 | 0.00035615 | 0.00038256 | 0.00041101 | 0.00044168 | 0.00047472 | 0.00051035 | 0.00054875 | 0.00059016 | 0.0006348 | 0.00068295 | 0.00073488 | 0.00079088 | 0.0008513 | 0.00091648 | 0.00098681 | 0.0010627 | 0.0011446 | 0.0012136 | 0.0012136 | 0.0012136 | 0.79946 | 0.80808 | 0.82008 | 0.831 | 0.83438 | 0.84046 | 0.85346 | 0.87077 | 0.87754 | 0.87754 | 0.87754 | 0.87754 | 0.87754 | 0.87754 | 0.87754 | 0.87754 | 0.87754 | 0.87754 | 0.87754 | 0.87754 | 392.2125 | 43.7893 | 3.9636e-05 | 3596.7239 | 2037.9838 | 21.9236 | 2.4735 | 436.0018 | 24.3971 | 411.6047 | -1626.3791 | FALSE
| 60385245 | BAN006 | BAN | 22KV | 657.53 | 12 | 44753.327 | 7.692% | Three phase | 97.13 | 0.0063241 | 0.006793 | 0.0072982 | 0.0078427 | 0.0084295 | 0.0090621 | 0.009744 | 0.010479 | 0.011272 | 0.012127 | 0.013049 | 0.014043 | 0.015116 | 0.016274 | 0.017522 | 0.01887 | 0.020324 | 0.02155 | 0.02155 | 0.02155 | 0.79946 | 0.80808 | 0.82008 | 0.831 | 0.83438 | 0.84046 | 0.85346 | 0.87077 | 0.87754 | 0.87754 | 0.87754 | 0.87754 | 0.87754 | 0.87754 | 0.87754 | 0.87754 | 0.87754 | 0.87754 | 0.87754 | 0.87754 | 6964.3935 | 13806.7646 | 0.0007038 | 63865.8889 | 36187.8343 | 389.2906 | 779.8952 | 20771.1581 | 1169.1858 | 19601.9723 | -16585.862 | FALSE
| 60385267 | BAN006 | BAN | 22KV | 861.12 | 12 | 44753.327 | 7.692% | Three phase | 97.13 | 0.0082822 | 0.0088963 | 0.009558 | 0.010271 | 0.01104 | 0.011868 | 0.012761 | 0.013724 | 0.014762 | 0.015882 | 0.017089 | 0.018392 | 0.019797 | 0.021312 | 0.022948 | 0.024712 | 0.026617 | 0.028223 | 0.028223 | 0.028223 | 0.79946 | 0.80808 | 0.82008 | 0.831 | 0.83438 | 0.84046 | 0.85346 | 0.87077 | 0.87754 | 0.87754 | 0.87754 | 0.87754 | 0.87754 | 0.87754 | 0.87754 | 0.87754 | 0.87754 | 0.87754 | 0.87754 | 0.87754 | 9120.7679 | 23680.3506 | 0.00092171 | 83640.5856 | 47392.6176 | 509.826 | 1337.6191 | 32801.1185 | 1847.4451 | 30953.6734 | -16438.9442 | FALSE
| 60385268 | BAN006 | BAN | 22KV | 1482.69 | 12 | 44753.327 | 7.692% | Three phase | 97.13 | 0.01426 | 0.015318 | 0.016457 | 0.017685 | 0.019008 | 0.020434 | 0.021972 | 0.02363 | 0.025418 | 0.027345 | 0.029425 | 0.031667 | 0.034086 | 0.036696 | 0.039512 | 0.04255 | 0.045829 | 0.048595 | 0.048595 | 0.048595 | 0.79946 | 0.80808 | 0.82008 | 0.831 | 0.83438 | 0.84046 | 0.85346 | 0.87077 | 0.87754 | 0.87754 | 0.87754 | 0.87754 | 0.87754 | 0.87754 | 0.87754 | 0.87754 | 0.87754 | 0.87754 | 0.87754 | 0.87754 | 15704.2821 | 70203.9411 | 0.001587 | 144013.6797 | 81601.3566 | 877.8265 | 3965.5718 | 85908.2232 | 4843.3983 | 81064.8249 | -536.5318 | FALSE
| 60385275 | BAN006 | BAN | 22KV | 1081.85 | 12 | 44753.327 | 7.692% | Three phase | 97.13 | 0.0080386 | 0.008798 | 0.0096329 | 0.010551 | 0.011561 | 0.012671 | 0.013894 | 0.015239 | 0.016719 | 0.018349 | 0.020144 | 0.02212 | 0.024298 | 0.026696 | 0.029339 | 0.032251 | 0.035457 | 0.035457 | 0.035457 | 0.035457 | 0.79946 | 0.80808 | 0.82008 | 0.831 | 0.83438 | 0.84046 | 0.85346 | 0.87077 | 0.87754 | 0.87754 | 0.87754 | 0.87754 | 0.87754 | 0.87754 | 0.87754 | 0.87754 | 0.87754 | 0.87754 | 0.87754 | 0.87754 | 10773.9155 | 35067.3901 | 0.001158 | 105080.0905 | 59540.7183 | 640.5092 | 2111.2478 | 45841.3056 | 2751.757 | 43089.5486 | -16451.1697 | FALSE
| 60385276 | BAN006 | BAN | 22KV | 34.09 | 12 | 44753.327 | 7.692% | Three phase | 97.13 | 0.00031648 | 0.00034359 | 0.00037312 | 0.0004053 | 0.00044038 | 0.00047863 | 0.00052032 | 0.00056579 | 0.00061539 | 0.00066948 | 0.00072849 | 0.00079288 | 0.00086314 | 0.00093982 | 0.0010235 | 0.0011149 | 0.0011173 | 0.0011173 | 0.0011173 | 0.0011173 | 0.79946 | 0.80808 | 0.82008 | 0.831 | 0.83438 | 0.84046 | 0.85346 | 0.87077 | 0.87754 | 0.87754 | 0.87754 | 0.87754 | 0.87754 | 0.87754 | 0.87754 | 0.87754 | 0.87754 | 0.87754 | 0.87754 | 0.87754 | 378.5826 | 38.8792 | 3.6489e-05 | 3311.1617 | 1876.1779 | 20.183 | 2.0963 | 417.4618 | 22.2793 | 395.1825 | -1480.9955 | FALSE
| 60385277 | BAN006 | BAN | 22KV | 208.79 | 12 | 44753.327 | 7.692% | Three phase | 97.13 | 0.0019384 | 0.0021044 | 0.0022852 | 0.0024823 | 0.0026972 | 0.0029314 | 0.0031868 | 0.0034653 | 0.003769 | 0.0041003 | 0.0044618 | 0.0048561 | 0.0052865 | 0.0057561 | 0.0062687 | 0.0068283 | 0.006843 | 0.006843 | 0.006843 | 0.006843 | 0.79946 | 0.80808 | 0.82008 | 0.831 | 0.83438 | 0.84046 | 0.85346 | 0.87077 | 0.87754 | 0.87754 | 0.87754 | 0.87754 | 0.87754 | 0.87754 | 0.87754 | 0.87754 | 0.87754 | 0.87754 | 0.87754 | 0.87754 | 2318.6934 | 1458.4199 | 0.00022348 | 20279.7727 | 11490.9706 | 123.6141 | 78.6366 | 3777.1133 | 202.2507 | 3574.8626 | -7916.108 | FALSE
| 60385278 | BAN006 | BAN | 22KV | 2008.78 | 12 | 44753.327 | 7.692% | Single phase | 44.74 | 0.013336 | 0.014344 | 0.015432 | 0.016607 | 0.017877 | 0.019248 | 0.020729 | 0.02233 | 0.024059 | 0.025929 | 0.027949 | 0.030133 | 0.032495 | 0.035048 | 0.03781 | 0.040796 | 0.044026 | 0.047521 | 0.051302 | 0.055392 | 0.79946 | 0.80808 | 0.82008 | 0.831 | 0.83438 | 0.84046 | 0.85346 | 0.87077 | 0.87754 | 0.87754 | 0.87754 | 0.87754 | 0.87754 | 0.87754 | 0.87754 | 0.87754 | 0.87754 | 0.87754 | 0.87754 | 0.87754 | 15224.2744 | 42451.0238 | 0.0021501 | 89872.8172 | 50923.9388 | 1189.298 | 3352.837 | 57675.2982 | 4542.1351 | 53133.1631 | 2209.2244 | TRUE
| 60385285 | BAN006 | BAN | 22KV | 110.96 | 12 | 44753.327 | 7.692% | Single phase | 44.74 | 0.00086987 | 0.00093572 | 0.0010068 | 0.0010835 | 0.0011664 | 0.0012559 | 0.0013525 | 0.001457 | 0.0015698 | 0.0016916 | 0.0018233 | 0.0019657 | 0.0021195 | 0.0022858 | 0.0024656 | 0.00266 | 0.0028702 | 0.0030975 | 0.0033434 | 0.0036093 | 0.79946 | 0.80808 | 0.82008 | 0.831 | 0.83438 | 0.84046 | 0.85346 | 0.87077 | 0.87754 | 0.87754 | 0.87754 | 0.87754 | 0.87754 | 0.87754 | 0.87754 | 0.87754 | 0.87754 | 0.87754 | 0.87754 | 0.87754 | 992.883 | 152.9277 | 0.00011877 | 4964.3504 | 2812.9114 | 65.6939 | 10.2301 | 1145.8107 | 75.924 | 1069.8867 | -1743.0247 | FALSE
| 60385323 | BAN006 | BAN | 22KV | 120.4 | 12 | 44753.327 | 7.692% | Three phase | 97.13 | 0.0011154 | 0.0011964 | 0.0012836 | 0.0013774 | 0.0014784 | 0.001587 | 0.001704 | 0.00183 | 0.0019656 | 0.0021117 | 0.002269 | 0.0024384 | 0.002621 | 0.0028176 | 0.0030294 | 0.0032576 | 0.0035036 | 0.0037686 | 0.0039461 | 0.0039461 | 0.79946 | 0.80808 | 0.82008 | 0.831 | 0.83438 | 0.84046 | 0.85346 | 0.87077 | 0.87754 | 0.87754 | 0.87754 | 0.87754 | 0.87754 | 0.87754 | 0.87754 | 0.87754 | 0.87754 | 0.87754 | 0.87754 | 0.87754 | 1220.9108 | 443.2206 | 0.00012887 | 11694.452 | 6626.3368 | 71.2828 | 26.1492 | 1664.1314 | 97.432 | 1566.6994 | -5059.6374 | FALSE
| 60385336 | BAN006 | BAN | 22KV | 221.59 | 12 | 44753.327 | 7.692% | Three phase | 97.13 | 0.0020608 | 0.0022148 | 0.0023809 | 0.00256 | 0.0027532 | 0.0029615 | 0.0031863 | 0.0034287 | 0.0036904 | 0.0039727 | 0.0042774 | 0.0046063 | 0.0049613 | 0.0053445 | 0.0057583 | 0.0062051 | 0.0066875 | 0.0072086 | 0.0072626 | 0.0072626 | 0.79946 | 0.80808 | 0.82008 | 0.831 | 0.83438 | 0.84046 | 0.85346 | 0.87077 | 0.87754 | 0.87754 | 0.87754 | 0.87754 | 0.87754 | 0.87754 | 0.87754 | 0.87754 | 0.87754 | 0.87754 | 0.87754 | 0.87754 | 2293.1463 | 1531.8439 | 0.00023718 | 21523.0367 | 12195.4317 | 131.1923 | 88.5738 | 3824.9902 | 219.7662 | 3605.2241 | -8590.2076 | FALSE
| 60385337 | BAN006 | BAN | 22KV | 333.59 | 12 | 44753.327 | 7.692% | Single phase | 44.74 | 0.0022957 | 0.0024652 | 0.002648 | 0.002845 | 0.0030574 | 0.0032865 | 0.0035335 | 0.0037999 | 0.0040872 | 0.0043972 | 0.0047317 | 0.0050926 | 0.0054821 | 0.0059025 | 0.0063563 | 0.0068462 | 0.0073751 | 0.0079462 | 0.0085629 | 0.0092289 | 0.79946 | 0.80808 | 0.82008 | 0.831 | 0.83438 | 0.84046 | 0.85346 | 0.87077 | 0.87754 | 0.87754 | 0.87754 | 0.87754 | 0.87754 | 0.87754 | 0.87754 | 0.87754 | 0.87754 | 0.87754 | 0.87754 | 0.87754 | 2572.7794 | 1191.5979 | 0.00035706 | 14924.8166 | 8456.7333 | 197.5019 | 92.4642 | 3764.3773 | 289.9662 | 3474.4111 | -4982.3222 | FALSE
| 60385345 | BAN006 | BAN | 22KV | 2446.52 | 12 | 44753.327 | 7.692% | Single phase | 44.74 | 0.01989 | 0.021362 | 0.022949 | 0.024659 | 0.026502 | 0.028489 | 0.030632 | 0.032942 | 0.035434 | 0.038122 | 0.041021 | 0.044149 | 0.047524 | 0.051165 | 0.055095 | 0.059337 | 0.063915 | 0.068857 | 0.074192 | 0.079953 | 0.79946 | 0.80808 | 0.82008 | 0.831 | 0.83438 | 0.84046 | 0.85346 | 0.87077 | 0.87754 | 0.87754 | 0.87754 | 0.87754 | 0.87754 | 0.87754 | 0.87754 | 0.87754 | 0.87754 | 0.87754 | 0.87754 | 0.87754 | 22298.9813 | 75743.8631 | 0.0026187 | 109457.3048 | 62020.9454 | 1448.462 | 4973.3066 | 98042.8444 | 6421.7686 | 91621.0758 | 29600.1304 | TRUE
| 60385346 | BAN006 | BAN | 22KV | 1304.85 | 12 | 44753.327 | 7.692% | Single phase | 44.74 | 0.007612 | 0.008173 | 0.0087777 | 0.0094297 | 0.010133 | 0.010891 | 0.011709 | 0.012591 | 0.013543 | 0.01457 | 0.015678 | 0.016874 | 0.018166 | 0.01956 | 0.021065 | 0.02269 | 0.024445 | 0.026341 | 0.028388 | 0.0306 | 0.79946 | 0.80808 | 0.82008 | 0.831 | 0.83438 | 0.84046 | 0.85346 | 0.87077 | 0.87754 | 0.87754 | 0.87754 | 0.87754 | 0.87754 | 0.87754 | 0.87754 | 0.87754 | 0.87754 | 0.87754 | 0.87754 | 0.87754 | 8526.9025 | 15447.8116 | 0.0013967 | 58378.989 | 33078.8347 | 772.5363 | 1414.7147 | 23974.7141 | 2187.2511 | 21787.463 | -11291.3716 | FALSE
| 60385347 | BAN006 | BAN | 22KV | 128.7 | 12 | 44753.327 | 7.692% | Single phase | 44.74 | 0.00075079 | 0.00080612 | 0.00086577 | 0.00093007 | 0.00099942 | 0.0010742 | 0.0011549 | 0.0012419 | 0.0013357 | 0.001437 | 0.0015464 | 0.0016643 | 0.0017917 | 0.0019292 | 0.0020776 | 0.0022379 | 0.0024111 | 0.002598 | 0.0028 | 0.0030182 | 0.79946 | 0.80808 | 0.82008 | 0.831 | 0.83438 | 0.84046 | 0.85346 | 0.87077 | 0.87754 | 0.87754 | 0.87754 | 0.87754 | 0.87754 | 0.87754 | 0.87754 | 0.87754 | 0.87754 | 0.87754 | 0.87754 | 0.87754 | 841.0257 | 150.2806 | 0.00013776 | 5758.038 | 3262.6325 | 76.1968 | 13.7627 | 991.3063 | 89.9596 | 901.3467 | -2361.2858 | FALSE
| 60385349 | BAN006 | BAN | 22KV | 402.16 | 12 | 44753.327 | 7.692% | Covered | 390 | 0.0032696 | 0.0035116 | 0.0037724 | 0.0040534 | 0.0043564 | 0.0046831 | 0.0050353 | 0.0054151 | 0.0058247 | 0.0062665 | 0.0067431 | 0.0072572 | 0.007812 | 0.0084106 | 0.0090566 | 0.0097538 | 0.010506 | 0.011319 | 0.012196 | 0.013143 | 0.79946 | 0.80808 | 0.82008 | 0.831 | 0.83438 | 0.84046 | 0.85346 | 0.87077 | 0.87754 | 0.87754 | 0.87754 | 0.87754 | 0.87754 | 0.87754 | 0.87754 | 0.87754 | 0.87754 | 0.87754 | 0.87754 | 0.87754 | 3665.516 | 17840.8804 | 0.00043046 | 156842.4 | 88870.3951 | 238.0988 | 1171.4239 | 21506.3965 | 1409.5227 | 20096.8738 | -68773.5213 | FALSE
| 60385360 | BAN007 | BAN | 22KV | 152.16 | 3 | 44753.327 | 25% | Three phase | 97.13 | 0.0014594 | 0.0015691 | 0.0016874 | 0.001815 | 0.0019527 | 0.0021012 | 0.0022615 | 0.0024345 | 0.0026213 | 0.0028229 | 0.0030405 | 0.0032755 | 0.0035292 | 0.0038032 | 0.0040992 | 0.0044189 | 0.0047642 | 0.004987 | 0.004987 | 0.004987 | 2.4232 | 0.254 | 0.259 | 0.2615 | 0.264 | 0.2665 | 0.274 | 0.2765 | 0.27825 | 0.27825 | 0.27825 | 0.27825 | 0.27825 | 0.27825 | 0.27825 | 0.27825 | 0.27825 | 0.27825 | 0.27825 | 0.27825 | 652.6956 | 742.8963 | 0.00016287 | 14779.3008 | 8374.2808 | 44.0932 | 41.7644 | 1395.5918 | 85.8576 | 1309.7343 | -7064.5466 | FALSE
| 60385362 | BAN007 | BAN | 22KV | 404.68 | 3 | 44753.327 | 25% | Three phase | 97.13 | 0.0050926 | 0.005524 | 0.0059934 | 0.0065043 | 0.0070603 | 0.0076656 | 0.0083246 | 0.0090422 | 0.0098236 | 0.010675 | 0.011602 | 0.012612 | 0.013263 | 0.013263 | 0.013263 | 0.013263 | 0.013263 | 0.013263 | 0.013263 | 0.013263 | 2.4232 | 0.254 | 0.259 | 0.2615 | 0.264 | 0.2665 | 0.274 | 0.2765 | 0.27825 | 0.27825 | 0.27825 | 0.27825 | 0.27825 | 0.27825 | 0.27825 | 0.27825 | 0.27825 | 0.27825 | 0.27825 | 0.27825 | 2206.8877 | 6629.0634 | 0.00043316 | 39306.5684 | 22271.9766 | 117.2688 | 295.4123 | 8835.9511 | 412.6811 | 8423.27 | -13848.7066 | FALSE
| 60385363 | BAN007 | BAN | 22KV | 212.72 | 3 | 44753.327 | 25% | Three phase | 97.13 | 0.0019855 | 0.0021614 | 0.0023536 | 0.0025637 | 0.0027933 | 0.0030443 | 0.0033189 | 0.0036191 | 0.0039474 | 0.0043066 | 0.0046997 | 0.0051297 | 0.0056004 | 0.0061156 | 0.0066795 | 0.0069718 | 0.0069718 | 0.0069718 | 0.0069718 | 0.0069718 | 2.4232 | 0.254 | 0.259 | 0.2615 | 0.264 | 0.2665 | 0.274 | 0.2765 | 0.27825 | 0.27825 | 0.27825 | 0.27825 | 0.27825 | 0.27825 | 0.27825 | 0.27825 | 0.27825 | 0.27825 | 0.27825 | 0.27825 | 953.0091 | 1543.1169 | 0.00022769 | 20661.4936 | 11707.2622 | 61.6423 | 81.6247 | 2496.1261 | 143.2671 | 2352.859 | -9354.4032 | FALSE
| 60385376 | BAN007 | BAN | 22KV | 285.59 | 3 | 44753.327 | 25% | Single phase | 44.74 | 0.0017457 | 0.0018775 | 0.0020199 | 0.0021736 | 0.0023397 | 0.0025192 | 0.002713 | 0.0029225 | 0.0031489 | 0.0033937 | 0.0036582 | 0.0039443 | 0.0042536 | 0.0045881 | 0.0049499 | 0.0053412 | 0.0057646 | 0.0062227 | 0.0067183 | 0.0072547 | 2.4232 | 0.254 | 0.259 | 0.2615 | 0.264 | 0.2665 | 0.274 | 0.2765 | 0.27825 | 0.27825 | 0.27825 | 0.27825 | 0.27825 | 0.27825 | 0.27825 | 0.27825 | 0.27825 | 0.27825 | 0.27825 | 0.27825 | 798.4487 | 790.0823 | 0.00030569 | 12777.2966 | 7239.9007 | 82.7587 | 67.7694 | 1588.531 | 150.5281 | 1438.0029 | -5801.8978 | FALSE
| 60385385 | BAN007 | BAN | 22KV | 302.17 | 3 | 44753.327 | 25% | Three phase | 97.13 | 0.0018002 | 0.0019694 | 0.0021554 | 0.00236 | 0.0025851 | 0.0028327 | 0.0031051 | 0.003405 | 0.0037352 | 0.0040987 | 0.0044991 | 0.0049401 | 0.005426 | 0.0059614 | 0.0065515 | 0.0072019 | 0.007919 | 0.0087097 | 0.0095817 | 0.0099036 | 2.4232 | 0.254 | 0.259 | 0.2615 | 0.264 | 0.2665 | 0.274 | 0.2765 | 0.27825 | 0.27825 | 0.27825 | 0.27825 | 0.27825 | 0.27825 | 0.27825 | 0.27825 | 0.27825 | 0.27825 | 0.27825 | 0.27825 | 963.9445 | 2270.296 | 0.00032343 | 29349.7721 | 16630.2342 | 87.5633 | 164.7054 | 3234.2405 | 252.2687 | 2981.9718 | -13648.2624 | FALSE
| 60385386 | BAN007 | BAN | 22KV | 146.44 | 3 | 44753.327 | 25% | Three phase | 97.13 | 0.0013606 | 0.0014897 | 0.0016316 | 0.0017876 | 0.0019592 | 0.002148 | 0.0023557 | 0.0025842 | 0.0028357 | 0.0031125 | 0.0034173 | 0.0037528 | 0.0041224 | 0.0045294 | 0.0047995 | 0.0047995 | 0.0047995 | 0.0047995 | 0.0047995 | 0.0047995 | 2.4232 | 0.254 | 0.259 | 0.2615 | 0.264 | 0.2665 | 0.274 | 0.2765 | 0.27825 | 0.27825 | 0.27825 | 0.27825 | 0.27825 | 0.27825 | 0.27825 | 0.27825 | 0.27825 | 0.27825 | 0.27825 | 0.27825 | 670.2793 | 751.7195 | 0.00015674 | 14223.7172 | 8059.4748 | 42.4356 | 38.6834 | 1421.9988 | 81.119 | 1340.8798 | -6718.595 | FALSE
| 60385402 | BAN007 | BAN | 22KV | 643.19 | 3 | 44753.327 | 25% | Three phase | 97.13 | 0.007745 | 0.0082165 | 0.0087178 | 0.0092509 | 0.0098179 | 0.010421 | 0.011062 | 0.011745 | 0.012471 | 0.013243 | 0.014064 | 0.014939 | 0.015869 | 0.016859 | 0.017913 | 0.019034 | 0.020228 | 0.02108 | 0.02108 | 0.02108 | 2.4232 | 0.254 | 0.259 | 0.2615 | 0.264 | 0.2665 | 0.274 | 0.2765 | 0.27825 | 0.27825 | 0.27825 | 0.27825 | 0.27825 | 0.27825 | 0.27825 | 0.27825 | 0.27825 | 0.27825 | 0.27825 | 0.27825 | 3102.8402 | 14483.6431 | 0.00068845 | 62473.0447 | 35398.6178 | 186.3847 | 746.2488 | 17586.4833 | 932.6335 | 16653.8498 | -18744.768 | FALSE
| 60385413 | BAN007 | BAN | 22KV | 58.84 | 3 | 44753.327 | 25% | Three phase | 97.13 | 0.00043721 | 0.00047851 | 0.00052392 | 0.00057385 | 0.00062876 | 0.00068918 | 0.00075565 | 0.00082881 | 0.00090933 | 0.00099798 | 0.0010956 | 0.0012031 | 0.0013215 | 0.001452 | 0.0015957 | 0.0017541 | 0.0019285 | 0.0019285 | 0.0019285 | 0.0019285 | 2.4232 | 0.254 | 0.259 | 0.2615 | 0.264 | 0.2665 | 0.274 | 0.2765 | 0.27825 | 0.27825 | 0.27825 | 0.27825 | 0.27825 | 0.27825 | 0.27825 | 0.27825 | 0.27825 | 0.27825 | 0.27825 | 0.27825 | 227.508 | 103.7325 | 6.298e-05 | 5715.1292 | 3238.3194 | 17.0508 | 6.2453 | 331.2405 | 23.296 | 307.9445 | -2930.3749 | FALSE
| 60385414 | BAN007 | BAN | 22KV | 71.18 | 3 | 44753.327 | 25% | Three phase | 97.13 | 0.0005289 | 0.00057886 | 0.00063379 | 0.00069419 | 0.00076063 | 0.00083371 | 0.00091413 | 0.0010026 | 0.0011 | 0.0012073 | 0.0013254 | 0.0014554 | 0.0015987 | 0.0017565 | 0.0019303 | 0.002122 | 0.0023329 | 0.0023329 | 0.0023329 | 0.0023329 | 2.4232 | 0.254 | 0.259 | 0.2615 | 0.264 | 0.2665 | 0.274 | 0.2765 | 0.27825 | 0.27825 | 0.27825 | 0.27825 | 0.27825 | 0.27825 | 0.27825 | 0.27825 | 0.27825 | 0.27825 | 0.27825 | 0.27825 | 275.2213 | 151.8047 | 7.6189e-05 | 6913.7134 | 3917.4639 | 20.6267 | 9.1395 | 427.026 | 29.7661 | 397.2599 | -3520.204 | FALSE
| 60385418 | BAN007 | BAN | 22KV | 415.14 | 3 | 44753.327 | 25% | Three phase | 97.13 | 0.003943 | 0.004282 | 0.0046515 | 0.0050543 | 0.0054935 | 0.0059725 | 0.0064948 | 0.0070646 | 0.0076862 | 0.0083645 | 0.0091046 | 0.0099124 | 0.010794 | 0.011757 | 0.012808 | 0.013606 | 0.013606 | 0.013606 | 0.013606 | 0.013606 | 2.4232 | 0.254 | 0.259 | 0.2615 | 0.264 | 0.2665 | 0.274 | 0.2765 | 0.27825 | 0.27825 | 0.27825 | 0.27825 | 0.27825 | 0.27825 | 0.27825 | 0.27825 | 0.27825 | 0.27825 | 0.27825 | 0.27825 | 1863.7473 | 5868.0162 | 0.00044435 | 40322.5482 | 22847.6534 | 120.2999 | 310.8811 | 7731.7636 | 431.181 | 7300.5826 | -15547.0708 | FALSE
| 60385441 | BAN007 | BAN | 22KV | 278.78 | 3 | 44753.327 | 25% | Three phase | 97.13 | 0.0016608 | 0.001817 | 0.0019886 | 0.0021773 | 0.002385 | 0.0026134 | 0.0028648 | 0.0031414 | 0.003446 | 0.0037814 | 0.0041508 | 0.0045577 | 0.005006 | 0.0054999 | 0.0060443 | 0.0066444 | 0.007306 | 0.0080355 | 0.00884 | 0.0091369 | 2.4232 | 0.254 | 0.259 | 0.2615 | 0.264 | 0.2665 | 0.274 | 0.2765 | 0.27825 | 0.27825 | 0.27825 | 0.27825 | 0.27825 | 0.27825 | 0.27825 | 0.27825 | 0.27825 | 0.27825 | 0.27825 | 0.27825 | 889.3287 | 1932.4267 | 0.0002984 | 27077.9014 | 15342.9417 | 80.7853 | 140.1936 | 2821.7554 | 220.979 | 2600.7764 | -12742.1653 | FALSE
| 60385444 | BAN007 | BAN | 22KV | 58.91 | 3 | 44753.327 | 25% | Three phase | 97.13 | 0.00048932 | 0.00053565 | 0.00058658 | 0.00064259 | 0.00070419 | 0.00077194 | 0.00084649 | 0.00092853 | 0.0010188 | 0.0011182 | 0.0012276 | 0.0013482 | 0.0014809 | 0.0016271 | 0.0017882 | 0.0019308 | 0.0019308 | 0.0019308 | 0.0019308 | 0.0019308 | 2.4232 | 0.254 | 0.259 | 0.2615 | 0.264 | 0.2665 | 0.274 | 0.2765 | 0.27825 | 0.27825 | 0.27825 | 0.27825 | 0.27825 | 0.27825 | 0.27825 | 0.27825 | 0.27825 | 0.27825 | 0.27825 | 0.27825 | 248.4134 | 112.81 | 6.3055e-05 | 5721.9283 | 3242.1719 | 17.071 | 6.2601 | 361.2235 | 23.3312 | 337.8923 | -2904.2797 | FALSE
| 60385448 | BAN007 | BAN | 22KV | 43.28 | 3 | 44753.327 | 25% | Three phase | 97.13 | 0.00025784 | 0.00028208 | 0.00030872 | 0.00033803 | 0.00037026 | 0.00040572 | 0.00044475 | 0.0004877 | 0.00053499 | 0.00058706 | 0.0006444 | 0.00070757 | 0.00077716 | 0.00085385 | 0.00093837 | 0.0010315 | 0.0011342 | 0.0012475 | 0.0013724 | 0.0014185 | 2.4232 | 0.254 | 0.259 | 0.2615 | 0.264 | 0.2665 | 0.274 | 0.2765 | 0.27825 | 0.27825 | 0.27825 | 0.27825 | 0.27825 | 0.27825 | 0.27825 | 0.27825 | 0.27825 | 0.27825 | 0.27825 | 0.27825 | 138.0664 | 46.5752 | 4.6325e-05 | 4203.7864 | 2381.959 | 12.5417 | 3.3789 | 184.6415 | 15.9207 | 168.7209 | -2213.2381 | FALSE
| 60385449 | BAN007 | BAN | 22KV | 121.26 | 3 | 44753.327 | 25% | Three phase | 97.13 | 0.00090101 | 0.00098613 | 0.0010797 | 0.0011826 | 0.0012958 | 0.0014203 | 0.0015573 | 0.001708 | 0.001874 | 0.0020567 | 0.0022578 | 0.0024794 | 0.0027234 | 0.0029923 | 0.0032885 | 0.0036149 | 0.0039743 | 0.0039743 | 0.0039743 | 0.0039743 | 2.4232 | 0.254 | 0.259 | 0.2615 | 0.264 | 0.2665 | 0.274 | 0.2765 | 0.27825 | 0.27825 | 0.27825 | 0.27825 | 0.27825 | 0.27825 | 0.27825 | 0.27825 | 0.27825 | 0.27825 | 0.27825 | 0.27825 | 468.8583 | 440.5594 | 0.00012979 | 11777.9838 | 6673.6678 | 35.1389 | 26.5241 | 909.4177 | 61.663 | 847.7547 | -5825.913 | FALSE
| 60385451 | BAN007 | BAN | 22KV | 228.06 | 3 | 44753.327 | 25% | Three phase | 97.13 | 0.0028378 | 0.0030607 | 0.0033019 | 0.0035628 | 0.0038451 | 0.0041506 | 0.0044812 | 0.004839 | 0.0052264 | 0.0056457 | 0.0060998 | 0.0065915 | 0.0071239 | 0.0074746 | 0.0074746 | 0.0074746 | 0.0074746 | 0.0074746 | 0.0074746 | 0.0074746 | 2.4232 | 0.254 | 0.259 | 0.2615 | 0.264 | 0.2665 | 0.274 | 0.2765 | 0.27825 | 0.27825 | 0.27825 | 0.27825 | 0.27825 | 0.27825 | 0.27825 | 0.27825 | 0.27825 | 0.27825 | 0.27825 | 0.27825 | 1213.1228 | 2045.7561 | 0.00024411 | 22151.4678 | 12551.5147 | 66.0876 | 93.8217 | 3258.8789 | 159.9093 | 3098.9696 | -9452.5452 | FALSE
| 60385462 | BAN007 | BAN | 22KV | 224.53 | 3 | 44753.327 | 25% | Three phase | 97.13 | 0.0020315 | 0.0021533 | 0.0022828 | 0.0024203 | 0.0025666 | 0.002722 | 0.0028873 | 0.003063 | 0.0032499 | 0.0034485 | 0.0036598 | 0.0038845 | 0.0041234 | 0.0043776 | 0.004648 | 0.0049356 | 0.0052416 | 0.0055671 | 0.0059135 | 0.0062821 | 2.4232 | 0.254 | 0.259 | 0.2615 | 0.264 | 0.2665 | 0.274 | 0.2765 | 0.27825 | 0.27825 | 0.27825 | 0.27825 | 0.27825 | 0.27825 | 0.27825 | 0.27825 | 0.27825 | 0.27825 | 0.27825 | 0.27825 | 817.9414 | 1334.7099 | 0.00024033 | 21808.5989 | 12357.2376 | 65.0647 | 90.9398 | 2152.6513 | 156.0044 | 1996.6468 | -10360.5908 | FALSE
| 60385505 | BAN008 | BAN | 22KV | 1420.96 | 7 | 44753.327 | 12.5% | Three phase | 97.13 | 0.01276 | 0.013864 | 0.015068 | 0.016382 | 0.017815 | 0.019379 | 0.021086 | 0.022949 | 0.024982 | 0.027203 | 0.029627 | 0.032275 | 0.035168 | 0.038328 | 0.04178 | 0.045552 | 0.046572 | 0.046572 | 0.046572 | 0.046572 | 1.0517 | 0.010375 | 0.010375 | 0.01075 | 0.011625 | 0.011625 | 0.011625 | 0.011625 | 0.011625 | 0.011625 | 0.011625 | 0.011625 | 0.011625 | 0.011625 | 0.011625 | 0.011625 | 0.011625 | 0.011625 | 0.011625 | 0.011625 | 789.8686 | 66251.2686 | 0.0015209 | 138017.8448 | 78203.9831 | 80.8209 | 3642.2421 | 67041.1372 | 3723.0629 | 63318.0742 | -14885.9089 | FALSE
| 60385506 | BAN008 | BAN | 22KV | 17.6 | 7 | 44753.327 | 12.5% | Three phase | 97.13 | 0.00011028 | 0.00012018 | 0.00013102 | 0.00014288 | 0.00015588 | 0.00017012 | 0.00018572 | 0.00020281 | 0.00022155 | 0.0002421 | 0.00026463 | 0.00028933 | 0.00031643 | 0.00034616 | 0.00037878 | 0.00041457 | 0.00045386 | 0.00049698 | 0.00054433 | 0.00057684 | 1.0517 | 0.010375 | 0.010375 | 0.01075 | 0.011625 | 0.011625 | 0.011625 | 0.011625 | 0.011625 | 0.011625 | 0.011625 | 0.011625 | 0.011625 | 0.011625 | 0.011625 | 0.011625 | 0.011625 | 0.011625 | 0.011625 | 0.011625 | 6.9931 | 7.7486 | 1.8838e-05 | 1709.488 | 968.634 | 1.001 | 0.55877 | 14.7416 | 1.5598 | 13.1818 | -955.4521 | FALSE
| 60385558 | BAN008 | BAN | 22KV | 602.92 | 7 | 44753.327 | 12.5% | Three phase | 97.13 | 0.0057265 | 0.0062189 | 0.0067555 | 0.0073406 | 0.0079784 | 0.008674 | 0.0094327 | 0.01026 | 0.011163 | 0.012148 | 0.013223 | 0.014396 | 0.015677 | 0.017075 | 0.018601 | 0.019761 | 0.019761 | 0.019761 | 0.019761 | 0.019761 | 1.0517 | 0.010375 | 0.010375 | 0.01075 | 0.011625 | 0.011625 | 0.011625 | 0.011625 | 0.011625 | 0.011625 | 0.011625 | 0.011625 | 0.011625 | 0.011625 | 0.011625 | 0.011625 | 0.011625 | 0.011625 | 0.011625 | 0.011625 | 352.7162 | 12377.1749 | 0.00064535 | 58561.6196 | 33182.3172 | 34.2927 | 655.7291 | 12729.8911 | 690.0218 | 12039.8693 | -21142.4479 | FALSE
| 60385559 | BAN008 | BAN | 22KV | 1936.24 | 7 | 44753.327 | 12.5% | Three phase | 97.13 | 0.01839 | 0.019971 | 0.021695 | 0.023574 | 0.025622 | 0.027856 | 0.030292 | 0.03295 | 0.035849 | 0.039013 | 0.042465 | 0.046232 | 0.050345 | 0.054834 | 0.059736 | 0.06346 | 0.06346 | 0.06346 | 0.06346 | 0.06346 | 1.0517 | 0.010375 | 0.010375 | 0.01075 | 0.011625 | 0.011625 | 0.011625 | 0.011625 | 0.011625 | 0.011625 | 0.011625 | 0.011625 | 0.011625 | 0.011625 | 0.011625 | 0.011625 | 0.011625 | 0.011625 | 0.011625 | 0.011625 | 1132.7262 | 127649.9125 | 0.0020725 | 188066.9912 | 106562.9436 | 110.1288 | 6762.7523 | 128782.6387 | 6872.881 | 121909.7577 | 15346.8141 | TRUE
| 60385584 | BAN008 | BAN | 22KV | 545.33 | 7 | 44753.327 | 12.5% | Three phase | 97.13 | 0.0051933 | 0.0056474 | 0.006143 | 0.0066841 | 0.0072749 | 0.00792 | 0.0086246 | 0.0093943 | 0.010235 | 0.011154 | 0.012158 | 0.013256 | 0.014455 | 0.015767 | 0.017201 | 0.017873 | 0.017873 | 0.017873 | 0.017873 | 0.017873 | 1.0517 | 0.010375 | 0.010375 | 0.01075 | 0.011625 | 0.011625 | 0.011625 | 0.011625 | 0.011625 | 0.011625 | 0.011625 | 0.011625 | 0.011625 | 0.011625 | 0.011625 | 0.011625 | 0.011625 | 0.011625 | 0.011625 | 0.011625 | 320.4365 | 10221.5419 | 0.0005837 | 52967.9029 | 30012.7928 | 31.0171 | 536.4434 | 10541.9784 | 567.4605 | 9974.518 | -20038.2749 | FALSE
| 60385585 | BAN008 | BAN | 22KV | 66.82 | 7 | 44753.327 | 12.5% | Three phase | 97.13 | 0.00063634 | 0.00069198 | 0.00075271 | 0.00081901 | 0.0008914 | 0.00097045 | 0.0010568 | 0.0011511 | 0.0012541 | 0.0013667 | 0.0014897 | 0.0016242 | 0.0017712 | 0.0019319 | 0.0021076 | 0.00219 | 0.00219 | 0.00219 | 0.00219 | 0.00219 | 1.0517 | 0.010375 | 0.010375 | 0.01075 | 0.011625 | 0.011625 | 0.011625 | 0.011625 | 0.011625 | 0.011625 | 0.011625 | 0.011625 | 0.011625 | 0.011625 | 0.011625 | 0.011625 | 0.011625 | 0.011625 | 0.011625 | 0.011625 | 39.2635 | 153.4654 | 7.1522e-05 | 6490.2266 | 3677.5069 | 3.8006 | 8.0541 | 192.7289 | 11.8547 | 180.8743 | -3496.6326 | FALSE
| 60385615 | BAN008 | BAN | 22KV | 1220.46 | 7 | 44753.327 | 12.5% | Three phase | 97.13 | 0.012774 | 0.013721 | 0.014743 | 0.015843 | 0.017029 | 0.018307 | 0.019685 | 0.021171 | 0.022772 | 0.0245 | 0.026362 | 0.028371 | 0.030537 | 0.032874 | 0.035396 | 0.038116 | 0.04 | 0.04 | 0.04 | 0.04 | 1.0517 | 0.010375 | 0.010375 | 0.01075 | 0.011625 | 0.011625 | 0.011625 | 0.011625 | 0.011625 | 0.011625 | 0.011625 | 0.011625 | 0.011625 | 0.011625 | 0.011625 | 0.011625 | 0.011625 | 0.011625 | 0.011625 | 0.011625 | 768.533 | 50886.4291 | 0.0013063 | 118543.2798 | 67169.2611 | 69.4169 | 2686.9043 | 51654.9621 | 2756.3212 | 48898.6409 | -18270.6202 | FALSE
| 60385625 | BAN008 | BAN | 22KV | 342.44 | 7 | 44753.327 | 12.5% | Three phase | 97.13 | 0.0041702 | 0.0044491 | 0.0047475 | 0.0050667 | 0.0054082 | 0.0057735 | 0.0061644 | 0.0065828 | 0.0070304 | 0.0075096 | 0.0080224 | 0.0085714 | 0.0091591 | 0.0097882 | 0.010462 | 0.011183 | 0.011223 | 0.011223 | 0.011223 | 0.011223 | 1.0517 | 0.010375 | 0.010375 | 0.01075 | 0.011625 | 0.011625 | 0.011625 | 0.011625 | 0.011625 | 0.011625 | 0.011625 | 0.011625 | 0.011625 | 0.011625 | 0.011625 | 0.011625 | 0.011625 | 0.011625 | 0.011625 | 0.011625 | 246.2521 | 4304.0401 | 0.00036654 | 33261.1972 | 18846.5347 | 19.4772 | 211.531 | 4550.2923 | 231.0082 | 4319.2841 | -14527.2507 | FALSE
| 60385626 | BAN008 | BAN | 22KV | 611.37 | 7 | 44753.327 | 12.5% | Three phase | 97.13 | 0.005734 | 0.0061891 | 0.0066819 | 0.0072156 | 0.0077939 | 0.0084205 | 0.0090994 | 0.0098352 | 0.010633 | 0.011497 | 0.012435 | 0.013451 | 0.014553 | 0.015748 | 0.017045 | 0.018451 | 0.019977 | 0.020038 | 0.020038 | 0.020038 | 1.0517 | 0.010375 | 0.010375 | 0.01075 | 0.011625 | 0.011625 | 0.011625 | 0.011625 | 0.011625 | 0.011625 | 0.011625 | 0.011625 | 0.011625 | 0.011625 | 0.011625 | 0.011625 | 0.011625 | 0.011625 | 0.011625 | 0.011625 | 349.9868 | 12128.1994 | 0.00065439 | 59382.3681 | 33647.3716 | 34.7733 | 674.2382 | 12478.1862 | 709.0115 | 11769.1747 | -21878.1969 | FALSE
| 60385630 | BAN008 | BAN | 22KV | 1364.92 | 7 | 44753.327 | 12.5% | Three phase | 97.13 | 0.012802 | 0.013817 | 0.014918 | 0.016109 | 0.0174 | 0.018799 | 0.020315 | 0.021958 | 0.023738 | 0.025668 | 0.027761 | 0.03003 | 0.032491 | 0.035159 | 0.038053 | 0.041193 | 0.044599 | 0.044735 | 0.044735 | 0.044735 | 1.0517 | 0.010375 | 0.010375 | 0.01075 | 0.011625 | 0.011625 | 0.011625 | 0.011625 | 0.011625 | 0.011625 | 0.011625 | 0.011625 | 0.011625 | 0.011625 | 0.011625 | 0.011625 | 0.011625 | 0.011625 | 0.011625 | 0.011625 | 781.3664 | 60450.8587 | 0.001461 | 132574.6796 | 75119.7646 | 77.6334 | 3360.6207 | 61232.2251 | 3438.2541 | 57793.971 | -17325.7936 | FALSE
| 60385632 | BAN008 | BAN | 22KV | 559.45 | 7 | 44753.327 | 12.5% | Three phase | 97.13 | 0.0066858 | 0.0071932 | 0.0077406 | 0.0083313 | 0.0089689 | 0.0096571 | 0.0104 | 0.011202 | 0.012068 | 0.013003 | 0.014013 | 0.015104 | 0.016282 | 0.017555 | 0.018336 | 0.018336 | 0.018336 | 0.018336 | 0.018336 | 0.018336 | 1.0517 | 0.010375 | 0.010375 | 0.01075 | 0.011625 | 0.011625 | 0.011625 | 0.011625 | 0.011625 | 0.011625 | 0.011625 | 0.011625 | 0.011625 | 0.011625 | 0.011625 | 0.011625 | 0.011625 | 0.011625 | 0.011625 | 0.011625 | 399.4722 | 11860.4592 | 0.00059882 | 54339.3785 | 30789.9014 | 31.8202 | 564.5828 | 12259.9314 | 596.403 | 11663.5284 | -19126.3731 | FALSE
| 60385633 | BAN008 | BAN | 22KV | 381.66 | 7 | 44753.327 | 12.5% | Three phase | 97.13 | 0.0047297 | 0.0050908 | 0.0054806 | 0.0059013 | 0.0063556 | 0.0068461 | 0.0073759 | 0.007948 | 0.0085661 | 0.0092337 | 0.009955 | 0.010734 | 0.011576 | 0.012486 | 0.012509 | 0.012509 | 0.012509 | 0.012509 | 0.012509 | 0.012509 | 1.0517 | 0.010375 | 0.010375 | 0.01075 | 0.011625 | 0.011625 | 0.011625 | 0.011625 | 0.011625 | 0.011625 | 0.011625 | 0.011625 | 0.011625 | 0.011625 | 0.011625 | 0.011625 | 0.011625 | 0.011625 | 0.011625 | 0.011625 | 281.925 | 5666.5163 | 0.00040852 | 37070.6358 | 21005.0474 | 21.7079 | 262.7595 | 5948.4414 | 284.4674 | 5663.974 | -15341.0735 | FALSE
| 60385634 | BAN008 | BAN | 22KV | 272.1 | 7 | 44753.327 | 12.5% | Three phase | 97.13 | 0.0032518 | 0.0034985 | 0.0037648 | 0.0040521 | 0.0043622 | 0.0046969 | 0.0050582 | 0.0054483 | 0.0058695 | 0.0063243 | 0.0068155 | 0.007346 | 0.0079191 | 0.0085381 | 0.008918 | 0.008918 | 0.008918 | 0.008918 | 0.008918 | 0.008918 | 1.0517 | 0.010375 | 0.010375 | 0.01075 | 0.011625 | 0.011625 | 0.011625 | 0.011625 | 0.011625 | 0.011625 | 0.011625 | 0.011625 | 0.011625 | 0.011625 | 0.011625 | 0.011625 | 0.011625 | 0.011625 | 0.011625 | 0.011625 | 194.2915 | 2805.6664 | 0.00029125 | 26429.073 | 14975.3011 | 15.4764 | 133.5556 | 2999.9579 | 149.032 | 2850.9259 | -12124.3752 | FALSE
| 60385640 | BAN008 | BAN | 22KV | 1080.41 | 7 | 44753.327 | 12.5% | Single phase | 44.74 | 0.0068442 | 0.0073492 | 0.0078936 | 0.0084804 | 0.0091131 | 0.0097954 | 0.010531 | 0.011325 | 0.012181 | 0.013105 | 0.014102 | 0.015178 | 0.016339 | 0.017592 | 0.018946 | 0.020406 | 0.021984 | 0.023688 | 0.025527 | 0.027515 | 1.0517 | 0.010375 | 0.010375 | 0.01075 | 0.011625 | 0.011625 | 0.011625 | 0.011625 | 0.011625 | 0.011625 | 0.011625 | 0.011625 | 0.011625 | 0.011625 | 0.011625 | 0.011625 | 0.011625 | 0.011625 | 0.011625 | 0.011625 | 415.2445 | 11503.3933 | 0.0011564 | 48337.5434 | 27389.1281 | 61.4512 | 969.8954 | 11918.6378 | 1031.3465 | 10887.2912 | -16501.8368 | FALSE
| 60385641 | BAN008 | BAN | 22KV | 1090.08 | 7 | 44753.327 | 12.5% | Single phase | 44.74 | 0.0069055 | 0.007415 | 0.0079642 | 0.0085563 | 0.0091947 | 0.0098831 | 0.010626 | 0.011426 | 0.01229 | 0.013222 | 0.014228 | 0.015314 | 0.016485 | 0.01775 | 0.019115 | 0.020589 | 0.022181 | 0.0239 | 0.025756 | 0.027761 | 1.0517 | 0.010375 | 0.010375 | 0.01075 | 0.011625 | 0.011625 | 0.011625 | 0.011625 | 0.011625 | 0.011625 | 0.011625 | 0.011625 | 0.011625 | 0.011625 | 0.011625 | 0.011625 | 0.011625 | 0.011625 | 0.011625 | 0.011625 | 418.961 | 11710.2326 | 0.0011668 | 48770.1792 | 27634.2692 | 62.0012 | 987.3348 | 12129.1936 | 1049.336 | 11079.8577 | -16554.4115 | FALSE
| 60385670 | BAN008 | BAN | 22KV | 611.42 | 7 | 44753.327 | 12.5% | Three phase | 97.13 | 0.0063993 | 0.0068741 | 0.0073857 | 0.007937 | 0.0085312 | 0.0091716 | 0.0098619 | 0.010606 | 0.011408 | 0.012274 | 0.013207 | 0.014213 | 0.015298 | 0.016469 | 0.017732 | 0.019095 | 0.020039 | 0.020039 | 0.020039 | 0.020039 | 1.0517 | 0.010375 | 0.010375 | 0.01075 | 0.011625 | 0.011625 | 0.011625 | 0.011625 | 0.011625 | 0.011625 | 0.011625 | 0.011625 | 0.011625 | 0.011625 | 0.011625 | 0.011625 | 0.011625 | 0.011625 | 0.011625 | 0.011625 | 385.0158 | 12771.2721 | 0.00065444 | 59387.2246 | 33650.1234 | 34.7761 | 674.3485 | 13156.2879 | 709.1246 | 12447.1633 | -21202.9601 | FALSE
| 60385671 | BAN008 | BAN | 22KV | 1479.19 | 7 | 44753.327 | 12.5% | Three phase | 97.13 | 0.015482 | 0.01663 | 0.017868 | 0.019202 | 0.020639 | 0.022188 | 0.023859 | 0.025659 | 0.0276 | 0.029693 | 0.031951 | 0.034385 | 0.037011 | 0.039843 | 0.042899 | 0.046196 | 0.04848 | 0.04848 | 0.04848 | 0.04848 | 1.0517 | 0.010375 | 0.010375 | 0.01075 | 0.011625 | 0.011625 | 0.011625 | 0.011625 | 0.011625 | 0.011625 | 0.011625 | 0.011625 | 0.011625 | 0.011625 | 0.011625 | 0.011625 | 0.011625 | 0.011625 | 0.011625 | 0.011625 | 931.4572 | 74748.5548 | 0.0015833 | 143673.7247 | 81408.7306 | 84.1328 | 3946.8719 | 75680.012 | 4031.0047 | 71649.0073 | -9759.7233 | FALSE
| 60385679 | BAN008 | BAN | 22KV | 602.29 | 7 | 44753.327 | 12.5% | Three phase | 97.13 | 0.0058394 | 0.0063126 | 0.0068259 | 0.0073827 | 0.0079869 | 0.0086426 | 0.0093543 | 0.010127 | 0.010965 | 0.011876 | 0.012865 | 0.013939 | 0.015105 | 0.016372 | 0.017748 | 0.019243 | 0.01974 | 0.01974 | 0.01974 | 0.01974 | 1.0517 | 0.010375 | 0.010375 | 0.01075 | 0.011625 | 0.011625 | 0.011625 | 0.011625 | 0.011625 | 0.011625 | 0.011625 | 0.011625 | 0.011625 | 0.011625 | 0.011625 | 0.011625 | 0.011625 | 0.011625 | 0.011625 | 0.011625 | 356.5902 | 12191.3035 | 0.00064467 | 58500.4277 | 33147.6445 | 34.2568 | 654.3595 | 12547.8937 | 688.6163 | 11859.2774 | -21288.3672 | FALSE
| 60385680 | BAN008 | BAN | 22KV | 61.11 | 7 | 44753.327 | 12.5% | Three phase | 97.13 | 0.00059248 | 0.00064049 | 0.00069257 | 0.00074907 | 0.00081038 | 0.00087691 | 0.00094911 | 0.0010275 | 0.0011126 | 0.001205 | 0.0013053 | 0.0014142 | 0.0015326 | 0.0016611 | 0.0018008 | 0.0019525 | 0.0020029 | 0.0020029 | 0.0020029 | 0.0020029 | 1.0517 | 0.010375 | 0.010375 | 0.01075 | 0.011625 | 0.011625 | 0.011625 | 0.011625 | 0.011625 | 0.011625 | 0.011625 | 0.011625 | 0.011625 | 0.011625 | 0.011625 | 0.011625 | 0.011625 | 0.011625 | 0.011625 | 0.011625 | 36.1806 | 125.5057 | 6.541e-05 | 5935.6143 | 3363.2512 | 3.4758 | 6.7364 | 161.6863 | 10.2122 | 151.4741 | -3211.7771 | FALSE
| 60385681 | BAN008 | BAN | 22KV | 699.73 | 7 | 44753.327 | 12.5% | Three phase | 97.13 | 0.0067841 | 0.0073338 | 0.0079302 | 0.0085771 | 0.0092791 | 0.010041 | 0.010868 | 0.011765 | 0.012739 | 0.013797 | 0.014946 | 0.016194 | 0.017549 | 0.01902 | 0.020619 | 0.022357 | 0.022933 | 0.022933 | 0.022933 | 0.022933 | 1.0517 | 0.010375 | 0.010375 | 0.01075 | 0.011625 | 0.011625 | 0.011625 | 0.011625 | 0.011625 | 0.011625 | 0.011625 | 0.011625 | 0.011625 | 0.011625 | 0.011625 | 0.011625 | 0.011625 | 0.011625 | 0.011625 | 0.011625 | 414.2802 | 16455.0735 | 0.00074897 | 67964.7749 | 38510.3543 | 39.799 | 883.2143 | 16869.3537 | 923.0133 | 15946.3405 | -22564.0139 | FALSE
| 60385684 | BAN008 | BAN | 22KV | 1283.87 | 7 | 44753.327 | 12.5% | Single phase | 44.74 | 0.013437 | 0.014434 | 0.015509 | 0.016666 | 0.017914 | 0.019259 | 0.020708 | 0.022271 | 0.023956 | 0.025772 | 0.027732 | 0.029845 | 0.032124 | 0.034582 | 0.037235 | 0.040096 | 0.042079 | 0.042079 | 0.042079 | 0.042079 | 1.0517 | 0.010375 | 0.010375 | 0.01075 | 0.011625 | 0.011625 | 0.011625 | 0.011625 | 0.011625 | 0.011625 | 0.011625 | 0.011625 | 0.011625 | 0.011625 | 0.011625 | 0.011625 | 0.011625 | 0.011625 | 0.011625 | 0.011625 | 808.4627 | 25938.1841 | 0.0013742 | 57440.3438 | 32546.9774 | 73.0235 | 1369.5875 | 26746.6468 | 1442.611 | 25304.0358 | -7242.9416 | FALSE
| 60385685 | BAN008 | BAN | 22KV | 2167.21 | 7 | 44753.327 | 12.5% | Single phase | 44.74 | 0.022683 | 0.024366 | 0.026179 | 0.028133 | 0.030239 | 0.032509 | 0.034956 | 0.037594 | 0.040438 | 0.043505 | 0.046812 | 0.050379 | 0.054226 | 0.058376 | 0.062853 | 0.067684 | 0.07103 | 0.07103 | 0.07103 | 0.07103 | 1.0517 | 0.010375 | 0.010375 | 0.01075 | 0.011625 | 0.011625 | 0.011625 | 0.011625 | 0.011625 | 0.011625 | 0.011625 | 0.011625 | 0.011625 | 0.011625 | 0.011625 | 0.011625 | 0.011625 | 0.011625 | 0.011625 | 0.011625 | 1364.7087 | 73909.3629 | 0.0023197 | 96960.9754 | 54940.247 | 123.2658 | 3902.5609 | 75274.0716 | 4025.8267 | 71248.2449 | 16307.9979 | TRUE
| 60385687 | BAN008 | BAN | 22KV | 97.23 | 7 | 44753.327 | 12.5% | Three phase | 97.13 | 0.0005672 | 0.00060901 | 0.00065407 | 0.00070265 | 0.00075504 | 0.00081153 | 0.00087247 | 0.0009382 | 0.0010091 | 0.0010857 | 0.0011682 | 0.0012574 | 0.0013536 | 0.0014575 | 0.0015696 | 0.0016907 | 0.0018215 | 0.0019628 | 0.0021153 | 0.0022802 | 1.0517 | 0.010375 | 0.010375 | 0.01075 | 0.011625 | 0.011625 | 0.011625 | 0.011625 | 0.011625 | 0.011625 | 0.011625 | 0.011625 | 0.011625 | 0.011625 | 0.011625 | 0.011625 | 0.011625 | 0.011625 | 0.011625 | 0.011625 | 34.4106 | 186.2103 | 0.00010407 | 9443.9499 | 5351.1522 | 5.5302 | 17.0532 | 220.6209 | 22.5834 | 198.0375 | -5153.1147 | FALSE
| 60385688 | BAN008 | BAN | 22KV | 141.75 | 7 | 44753.327 | 12.5% | Three phase | 97.13 | 0.00082692 | 0.00088786 | 0.00095355 | 0.0010244 | 0.0011008 | 0.0011831 | 0.001272 | 0.0013678 | 0.0014712 | 0.0015828 | 0.0017032 | 0.0018331 | 0.0019734 | 0.0021248 | 0.0022883 | 0.0024649 | 0.0026555 | 0.0028615 | 0.0030839 | 0.0033242 | 1.0517 | 0.010375 | 0.010375 | 0.01075 | 0.011625 | 0.011625 | 0.011625 | 0.011625 | 0.011625 | 0.011625 | 0.011625 | 0.011625 | 0.011625 | 0.011625 | 0.011625 | 0.011625 | 0.011625 | 0.011625 | 0.011625 | 0.011625 | 50.1666 | 395.7759 | 0.00015172 | 13768.1775 | 7801.3558 | 8.0624 | 36.2453 | 445.9425 | 44.3077 | 401.6349 | -7399.721 | FALSE
| 60385696 | BAN008 | BAN | 22KV | 661.11 | 7 | 44753.327 | 12.5% | Three phase | 97.13 | 0.0063585 | 0.00683 | 0.007338 | 0.0078854 | 0.0084754 | 0.0091114 | 0.0097971 | 0.010536 | 0.011333 | 0.012193 | 0.01312 | 0.01412 | 0.015199 | 0.016362 | 0.017618 | 0.018973 | 0.020435 | 0.021668 | 0.021668 | 0.021668 | 1.0517 | 0.010375 | 0.010375 | 0.01075 | 0.011625 | 0.011625 | 0.011625 | 0.011625 | 0.011625 | 0.011625 | 0.011625 | 0.011625 | 0.011625 | 0.011625 | 0.011625 | 0.011625 | 0.011625 | 0.011625 | 0.011625 | 0.011625 | 384.1592 | 13957.519 | 0.00070763 | 64213.6143 | 36384.8633 | 37.6024 | 788.4108 | 14341.6783 | 826.0132 | 13515.6651 | -22869.1981 | FALSE
| 60385711 | BAN008 | BAN | 22KV | 370.08 | 7 | 44753.327 | 12.5% | Single phase | 44.74 | 0.0044932 | 0.0047865 | 0.0050998 | 0.0054343 | 0.0057917 | 0.0061734 | 0.0065812 | 0.0070169 | 0.0074824 | 0.0079799 | 0.0085115 | 0.0090796 | 0.0096868 | 0.010336 | 0.01103 | 0.011771 | 0.012129 | 0.012129 | 0.012129 | 0.012129 | 1.0517 | 0.010375 | 0.010375 | 0.01075 | 0.011625 | 0.011625 | 0.011625 | 0.011625 | 0.011625 | 0.011625 | 0.011625 | 0.011625 | 0.011625 | 0.011625 | 0.011625 | 0.011625 | 0.011625 | 0.011625 | 0.011625 | 0.011625 | 264.7851 | 2287.6735 | 0.00039612 | 16557.3792 | 9381.7796 | 21.0493 | 113.7991 | 2552.4586 | 134.8484 | 2417.6102 | -6964.1695 | FALSE
| 60385731 | BAN008 | BAN | 22KV | 983.35 | 7 | 44753.327 | 12.5% | Three phase | 97.13 | 0.010292 | 0.011056 | 0.011879 | 0.012765 | 0.013721 | 0.014751 | 0.015861 | 0.017058 | 0.018348 | 0.01974 | 0.02124 | 0.022859 | 0.024604 | 0.026488 | 0.028519 | 0.030711 | 0.032229 | 0.032229 | 0.032229 | 0.032229 | 1.0517 | 0.010375 | 0.010375 | 0.01075 | 0.011625 | 0.011625 | 0.011625 | 0.011625 | 0.011625 | 0.011625 | 0.011625 | 0.011625 | 0.011625 | 0.011625 | 0.011625 | 0.011625 | 0.011625 | 0.011625 | 0.011625 | 0.011625 | 619.223 | 33034.7573 | 0.0010525 | 95512.7855 | 54119.6704 | 55.9306 | 1744.3007 | 33653.9803 | 1800.2313 | 31853.749 | -22265.9214 | FALSE
| 60385732 | BAN008 | BAN | 22KV | 582.7 | 7 | 44753.327 | 12.5% | Three phase | 97.13 | 0.0060987 | 0.0065512 | 0.0070388 | 0.0075642 | 0.0081304 | 0.0087407 | 0.0093986 | 0.010108 | 0.010873 | 0.011697 | 0.012586 | 0.013545 | 0.01458 | 0.015696 | 0.016899 | 0.018198 | 0.019098 | 0.019098 | 0.019098 | 0.019098 | 1.0517 | 0.010375 | 0.010375 | 0.01075 | 0.011625 | 0.011625 | 0.011625 | 0.011625 | 0.011625 | 0.011625 | 0.011625 | 0.011625 | 0.011625 | 0.011625 | 0.011625 | 0.011625 | 0.011625 | 0.011625 | 0.011625 | 0.011625 | 366.9306 | 11599.6507 | 0.0006237 | 56597.651 | 32069.4889 | 33.1426 | 612.4846 | 11966.5813 | 645.6272 | 11320.9542 | -20748.5347 | FALSE
| 60385741 | BAN008 | BAN | 22KV | 481.62 | 7 | 44753.327 | 12.5% | Single phase | 44.74 | 0.0044649 | 0.0048033 | 0.0051684 | 0.0055626 | 0.0059882 | 0.0064477 | 0.0069439 | 0.0074797 | 0.0080585 | 0.0086837 | 0.0093592 | 0.010089 | 0.010878 | 0.01173 | 0.012651 | 0.013646 | 0.014723 | 0.015785 | 0.015785 | 0.015785 | 1.0517 | 0.010375 | 0.010375 | 0.01075 | 0.011625 | 0.011625 | 0.011625 | 0.011625 | 0.011625 | 0.011625 | 0.011625 | 0.011625 | 0.011625 | 0.011625 | 0.011625 | 0.011625 | 0.011625 | 0.011625 | 0.011625 | 0.011625 | 270.9866 | 3350.2043 | 0.00051551 | 21547.6788 | 12209.3945 | 27.3934 | 192.7333 | 3621.1909 | 220.1267 | 3401.0642 | -8808.3303 | FALSE
| 60385767 | BAN008 | BAN | 22KV | 1681.51 | 7 | 44753.327 | 12.5% | Three phase | 97.13 | 0.015607 | 0.016757 | 0.017996 | 0.01933 | 0.020767 | 0.022316 | 0.023985 | 0.025784 | 0.027723 | 0.029813 | 0.032066 | 0.034496 | 0.037115 | 0.03994 | 0.042987 | 0.046273 | 0.049818 | 0.053643 | 0.055111 | 0.055111 | 1.0517 | 0.010375 | 0.010375 | 0.01075 | 0.011625 | 0.011625 | 0.011625 | 0.011625 | 0.011625 | 0.011625 | 0.011625 | 0.011625 | 0.011625 | 0.011625 | 0.011625 | 0.011625 | 0.011625 | 0.011625 | 0.011625 | 0.011625 | 943.3873 | 87311.2596 | 0.0017998 | 163325.0663 | 92543.6182 | 95.6403 | 5100.3973 | 88254.6469 | 5196.0377 | 83058.6092 | -9485.009 | FALSE
| 60385769 | BAN008 | BAN | 22KV | 259.56 | 7 | 44753.327 | 12.5% | Three phase | 97.13 | 0.0023263 | 0.0025456 | 0.0027866 | 0.0030514 | 0.0033425 | 0.0036625 | 0.0040144 | 0.0044014 | 0.0048271 | 0.0052955 | 0.0058108 | 0.006378 | 0.0070023 | 0.0076895 | 0.0084462 | 0.008507 | 0.008507 | 0.008507 | 0.008507 | 0.008507 | 1.0517 | 0.010375 | 0.010375 | 0.01075 | 0.011625 | 0.011625 | 0.011625 | 0.011625 | 0.011625 | 0.011625 | 0.011625 | 0.011625 | 0.011625 | 0.011625 | 0.011625 | 0.011625 | 0.011625 | 0.011625 | 0.011625 | 0.011625 | 145.6354 | 2301.5934 | 0.00027782 | 25211.0628 | 14285.1494 | 14.7632 | 121.5292 | 2447.2288 | 136.2924 | 2310.9364 | -11974.2129 | FALSE
| 60385775 | BAN008 | BAN | 22KV | 552.36 | 7 | 44753.327 | 12.5% | Three phase | 97.13 | 0.0057812 | 0.0062101 | 0.0066723 | 0.0071704 | 0.0077071 | 0.0082856 | 0.0089093 | 0.0095816 | 0.010306 | 0.011088 | 0.011931 | 0.01284 | 0.013821 | 0.014878 | 0.016019 | 0.017251 | 0.018103 | 0.018103 | 0.018103 | 0.018103 | 1.0517 | 0.010375 | 0.010375 | 0.01075 | 0.011625 | 0.011625 | 0.011625 | 0.011625 | 0.011625 | 0.011625 | 0.011625 | 0.011625 | 0.011625 | 0.011625 | 0.011625 | 0.011625 | 0.011625 | 0.011625 | 0.011625 | 0.011625 | 347.8253 | 10423.1579 | 0.00059123 | 53650.7268 | 30399.6961 | 31.4169 | 550.3634 | 10770.9832 | 581.7803 | 10189.2029 | -20210.4932 | FALSE
| 60385779 | BAN008 | BAN | 22KV | 508.61 | 7 | 44753.327 | 12.5% | Single phase | 44.74 | 0.0060783 | 0.0065395 | 0.0070372 | 0.0075742 | 0.0081538 | 0.0087795 | 0.0094549 | 0.010184 | 0.010971 | 0.011821 | 0.01274 | 0.013731 | 0.014802 | 0.015959 | 0.01667 | 0.01667 | 0.01667 | 0.01667 | 0.01667 | 0.01667 | 1.0517 | 0.010375 | 0.010375 | 0.01075 | 0.011625 | 0.011625 | 0.011625 | 0.011625 | 0.011625 | 0.011625 | 0.011625 | 0.011625 | 0.011625 | 0.011625 | 0.011625 | 0.011625 | 0.011625 | 0.011625 | 0.011625 | 0.011625 | 363.1702 | 4515.349 | 0.0005444 | 22755.2114 | 12893.6093 | 28.9285 | 214.9401 | 4878.5192 | 243.8687 | 4634.6506 | -8258.9587 | FALSE
| 60385787 | BAN008 | BAN | 22KV | 177.11 | 7 | 44753.327 | 12.5% | Three phase | 97.13 | 0.0010826 | 0.0011643 | 0.0012526 | 0.001348 | 0.001451 | 0.0015623 | 0.0016825 | 0.0018124 | 0.0019528 | 0.0021046 | 0.0022687 | 0.0024461 | 0.0026379 | 0.0028453 | 0.0030697 | 0.0033124 | 0.0035749 | 0.003859 | 0.0041664 | 0.004499 | 1.0517 | 0.010375 | 0.010375 | 0.01075 | 0.011625 | 0.011625 | 0.011625 | 0.011625 | 0.011625 | 0.011625 | 0.011625 | 0.011625 | 0.011625 | 0.011625 | 0.011625 | 0.011625 | 0.011625 | 0.011625 | 0.011625 | 0.011625 | 65.9858 | 659.6749 | 0.00018957 | 17202.6943 | 9747.4295 | 10.0736 | 56.5837 | 725.6607 | 66.6573 | 659.0034 | -9088.4261 | FALSE
| 60385793 | BAN008 | BAN | 22KV | 376.01 | 7 | 44753.327 | 12.5% | Covered | 390 | 0.0020207 | 0.0021695 | 0.0023298 | 0.0025027 | 0.0026892 | 0.0028903 | 0.0031072 | 0.0033412 | 0.0035937 | 0.0038662 | 0.0041603 | 0.0044778 | 0.0048205 | 0.0051905 | 0.0055901 | 0.0060217 | 0.0064878 | 0.0069912 | 0.0075352 | 0.0081229 | 1.0517 | 0.010375 | 0.010375 | 0.01075 | 0.011625 | 0.011625 | 0.011625 | 0.011625 | 0.011625 | 0.011625 | 0.011625 | 0.011625 | 0.011625 | 0.011625 | 0.011625 | 0.011625 | 0.011625 | 0.011625 | 0.011625 | 0.011625 | 122.5842 | 10298.337 | 0.00040247 | 146643.9 | 83091.698 | 21.3866 | 1024.0357 | 10420.9212 | 1045.4223 | 9375.4989 | -73716.1991 | FALSE
| 60385794 | BAN008 | BAN | 22KV | 174.23 | 7 | 44753.327 | 12.5% | Single phase | 44.74 | 0.0018235 | 0.0019588 | 0.0021046 | 0.0022617 | 0.002431 | 0.0026135 | 0.0028102 | 0.0030223 | 0.0032509 | 0.0034975 | 0.0037634 | 0.0040501 | 0.0043594 | 0.0046931 | 0.005053 | 0.0054413 | 0.0057103 | 0.0057103 | 0.0057103 | 0.0057103 | 1.0517 | 0.010375 | 0.010375 | 0.01075 | 0.011625 | 0.011625 | 0.011625 | 0.011625 | 0.011625 | 0.011625 | 0.011625 | 0.011625 | 0.011625 | 0.011625 | 0.011625 | 0.011625 | 0.011625 | 0.011625 | 0.011625 | 0.011625 | 109.714 | 477.6869 | 0.00018649 | 7795.0502 | 4416.849 | 9.9098 | 25.2228 | 587.4009 | 35.1326 | 552.2683 | -3864.5807 | FALSE
| 60385799 | BAN008 | BAN | 22KV | 137.89 | 7 | 44753.327 | 12.5% | Three phase | 97.13 | 0.001341 | 0.0014274 | 0.0015195 | 0.0016179 | 0.0017229 | 0.0018351 | 0.0019548 | 0.0020826 | 0.0022191 | 0.0023649 | 0.0025206 | 0.0026869 | 0.0028645 | 0.0030543 | 0.0032571 | 0.0034738 | 0.0037053 | 0.0039526 | 0.004217 | 0.0044996 | 1.0517 | 0.010375 | 0.010375 | 0.01075 | 0.011625 | 0.011625 | 0.011625 | 0.011625 | 0.011625 | 0.011625 | 0.011625 | 0.011625 | 0.011625 | 0.011625 | 0.011625 | 0.011625 | 0.011625 | 0.011625 | 0.011625 | 0.011625 | 79.4578 | 565.6172 | 0.00014759 | 13393.2557 | 7588.9168 | 7.8429 | 34.2981 | 645.075 | 42.141 | 602.934 | -6985.9828 | FALSE
| 60385800 | BAN008 | BAN | 22KV | 92.56 | 7 | 44753.327 | 12.5% | Three phase | 97.13 | 0.00090017 | 0.00095814 | 0.00102 | 0.001086 | 0.0011565 | 0.0012318 | 0.0013122 | 0.001398 | 0.0014896 | 0.0015875 | 0.001692 | 0.0018036 | 0.0019229 | 0.0020503 | 0.0021864 | 0.0023318 | 0.0024872 | 0.0026532 | 0.0028307 | 0.0030204 | 1.0517 | 0.010375 | 0.010375 | 0.01075 | 0.011625 | 0.011625 | 0.011625 | 0.011625 | 0.011625 | 0.011625 | 0.011625 | 0.011625 | 0.011625 | 0.011625 | 0.011625 | 0.011625 | 0.011625 | 0.011625 | 0.011625 | 0.011625 | 53.3368 | 254.8612 | 9.9073e-05 | 8990.3528 | 5094.134 | 5.2646 | 15.4544 | 308.198 | 20.719 | 287.479 | -4806.655 | FALSE
| 60385807 | BAN008 | BAN | 22KV | 559.37 | 7 | 44753.327 | 12.5% | Three phase | 97.13 | 0.0068119 | 0.0072676 | 0.007755 | 0.0082764 | 0.0088341 | 0.0094309 | 0.010069 | 0.010753 | 0.011484 | 0.012267 | 0.013104 | 0.014001 | 0.014961 | 0.015989 | 0.017089 | 0.018268 | 0.018333 | 0.018333 | 0.018333 | 0.018333 | 1.0517 | 0.010375 | 0.010375 | 0.01075 | 0.011625 | 0.011625 | 0.011625 | 0.011625 | 0.011625 | 0.011625 | 0.011625 | 0.011625 | 0.011625 | 0.011625 | 0.011625 | 0.011625 | 0.011625 | 0.011625 | 0.011625 | 0.011625 | 402.2488 | 11484.3303 | 0.00059873 | 54331.6081 | 30785.4986 | 31.8156 | 564.4214 | 11886.5791 | 596.237 | 11290.3421 | -19495.1565 | FALSE
| 60385808 | BAN008 | BAN | 22KV | 283.65 | 7 | 44753.327 | 12.5% | Three phase | 97.13 | 0.0023132 | 0.0025314 | 0.0027714 | 0.0030351 | 0.003325 | 0.0036439 | 0.0039947 | 0.0043806 | 0.0048052 | 0.0052725 | 0.0057868 | 0.0063531 | 0.0069766 | 0.0076632 | 0.0084194 | 0.0092524 | 0.0092966 | 0.0092966 | 0.0092966 | 0.0092966 | 1.0517 | 0.010375 | 0.010375 | 0.01075 | 0.011625 | 0.011625 | 0.011625 | 0.011625 | 0.011625 | 0.011625 | 0.011625 | 0.011625 | 0.011625 | 0.011625 | 0.011625 | 0.011625 | 0.011625 | 0.011625 | 0.011625 | 0.011625 | 146.029 | 2578.2208 | 0.00030361 | 27550.9245 | 15610.9671 | 16.1333 | 145.1345 | 2724.2498 | 161.2678 | 2562.9819 | -13047.9852 | FALSE
| 60385836 | BAN008 | BAN | 22KV | 22.89 | 7 | 44753.327 | 12.5% | Three phase | 97.13 | 0.00027875 | 0.0002974 | 0.00031734 | 0.00033868 | 0.0003615 | 0.00038592 | 0.00041205 | 0.00044002 | 0.00046994 | 0.00050197 | 0.00053625 | 0.00057294 | 0.00061223 | 0.00065428 | 0.00069931 | 0.00074753 | 0.00075021 | 0.00075021 | 0.00075021 | 0.00075021 | 1.0517 | 0.010375 | 0.010375 | 0.01075 | 0.011625 | 0.011625 | 0.011625 | 0.011625 | 0.011625 | 0.011625 | 0.011625 | 0.011625 | 0.011625 | 0.011625 | 0.011625 | 0.011625 | 0.011625 | 0.011625 | 0.011625 | 0.011625 | 16.4604 | 19.2309 | 2.4501e-05 | 2223.3057 | 1259.7745 | 1.3019 | 0.94514 | 35.6913 | 2.2471 | 33.4442 | -1226.3303 | FALSE
| 60385843 | BAN008 | BAN | 22KV | 1242.04 | 7 | 44753.327 | 12.5% | Single phase | 44.74 | 0.0059785 | 0.0064223 | 0.0069011 | 0.0074179 | 0.0079756 | 0.0085777 | 0.0092277 | 0.0099296 | 0.010688 | 0.011507 | 0.012391 | 0.013347 | 0.01438 | 0.015496 | 0.016702 | 0.018006 | 0.019416 | 0.020941 | 0.022589 | 0.024372 | 1.0517 | 0.010375 | 0.010375 | 0.01075 | 0.011625 | 0.011625 | 0.011625 | 0.011625 | 0.011625 | 0.011625 | 0.011625 | 0.011625 | 0.011625 | 0.011625 | 0.011625 | 0.011625 | 0.011625 | 0.011625 | 0.011625 | 0.011625 | 363.3536 | 11632.9935 | 0.0013294 | 55568.8696 | 31486.5585 | 70.6443 | 1281.7958 | 11996.3471 | 1352.4401 | 10643.907 | -20842.6515 | FALSE
| 60385851 | BAN008 | BAN | 22KV | 1122.33 | 7 | 44753.327 | 12.5% | Three phase | 97.13 | 0.010419 | 0.011312 | 0.012284 | 0.013344 | 0.014499 | 0.015758 | 0.01713 | 0.018627 | 0.02026 | 0.022041 | 0.023984 | 0.026104 | 0.028417 | 0.030941 | 0.033697 | 0.036705 | 0.036784 | 0.036784 | 0.036784 | 0.036784 | 1.0517 | 0.010375 | 0.010375 | 0.01075 | 0.011625 | 0.011625 | 0.011625 | 0.011625 | 0.011625 | 0.011625 | 0.011625 | 0.011625 | 0.011625 | 0.011625 | 0.011625 | 0.011625 | 0.011625 | 0.011625 | 0.011625 | 0.011625 | 642.6487 | 42140.9505 | 0.0012013 | 109011.9129 | 61768.5764 | 63.8355 | 2272.1984 | 42783.5992 | 2336.0339 | 40447.5654 | -21321.0111 | FALSE
| 60385852 | BAN008 | BAN | 22KV | 1554.06 | 7 | 44753.327 | 12.5% | Three phase | 97.13 | 0.014428 | 0.015663 | 0.017009 | 0.018477 | 0.020076 | 0.021819 | 0.02372 | 0.025793 | 0.028054 | 0.03052 | 0.03321 | 0.036145 | 0.039348 | 0.042844 | 0.046659 | 0.050824 | 0.050934 | 0.050934 | 0.050934 | 0.050934 | 1.0517 | 0.010375 | 0.010375 | 0.01075 | 0.011625 | 0.011625 | 0.011625 | 0.011625 | 0.011625 | 0.011625 | 0.011625 | 0.011625 | 0.011625 | 0.011625 | 0.011625 | 0.011625 | 0.011625 | 0.011625 | 0.011625 | 0.011625 | 889.8583 | 80797.6535 | 0.0016634 | 150945.8478 | 85529.2774 | 88.3913 | 4356.5296 | 81687.5118 | 4444.9208 | 77242.5909 | -8286.6865 | FALSE
| 60385853 | BAN008 | BAN | 22KV | 646.9 | 7 | 44753.327 | 12.5% | Three phase | 97.13 | 0.0060057 | 0.00652 | 0.0070804 | 0.0076911 | 0.0083568 | 0.0090825 | 0.0098738 | 0.010737 | 0.011678 | 0.012704 | 0.013824 | 0.015046 | 0.016379 | 0.017834 | 0.019423 | 0.021156 | 0.021202 | 0.021202 | 0.021202 | 0.021202 | 1.0517 | 0.010375 | 0.010375 | 0.01075 | 0.011625 | 0.011625 | 0.011625 | 0.011625 | 0.011625 | 0.011625 | 0.011625 | 0.011625 | 0.011625 | 0.011625 | 0.011625 | 0.011625 | 0.011625 | 0.011625 | 0.011625 | 0.011625 | 370.4164 | 14000.3046 | 0.00069242 | 62833.397 | 35602.8014 | 36.7941 | 754.8826 | 14370.7211 | 791.6767 | 13579.0443 | -22023.7571 | FALSE
| 60385854 | BAN008 | BAN | 22KV | 424.53 | 7 | 44753.327 | 12.5% | Three phase | 97.13 | 0.0025949 | 0.0027909 | 0.0030026 | 0.0032311 | 0.003478 | 0.0037447 | 0.0040329 | 0.0043443 | 0.0046809 | 0.0050447 | 0.0054379 | 0.0058631 | 0.0063229 | 0.0068202 | 0.007358 | 0.0079397 | 0.0085691 | 0.00925 | 0.0099868 | 0.010784 | 1.0517 | 0.010375 | 0.010375 | 0.01075 | 0.011625 | 0.011625 | 0.011625 | 0.011625 | 0.011625 | 0.011625 | 0.011625 | 0.011625 | 0.011625 | 0.011625 | 0.011625 | 0.011625 | 0.011625 | 0.011625 | 0.011625 | 0.011625 | 158.167 | 3790.1862 | 0.0004544 | 41234.5989 | 23364.4416 | 24.1463 | 325.1037 | 3948.3532 | 349.2499 | 3599.1033 | -19765.3383 | FALSE
| 60385861 | BAN008 | BAN | 22KV | 409.47 | 7 | 44753.327 | 12.5% | Single phase | 44.74 | 0.0042856 | 0.0046036 | 0.0049462 | 0.0053155 | 0.0057134 | 0.0061422 | 0.0066045 | 0.0071029 | 0.0076403 | 0.0082197 | 0.0088446 | 0.0095185 | 0.010245 | 0.011029 | 0.011875 | 0.012788 | 0.01342 | 0.01342 | 0.01342 | 0.01342 | 1.0517 | 0.010375 | 0.010375 | 0.01075 | 0.011625 | 0.011625 | 0.011625 | 0.011625 | 0.011625 | 0.011625 | 0.011625 | 0.011625 | 0.011625 | 0.011625 | 0.011625 | 0.011625 | 0.011625 | 0.011625 | 0.011625 | 0.011625 | 257.8464 | 2638.4061 | 0.00043828 | 18319.6878 | 10380.3429 | 23.2897 | 139.3131 | 2896.2525 | 162.6028 | 2733.6497 | -7646.6932 | FALSE
| 60385862 | BAN008 | BAN | 22KV | 1554.61 | 7 | 44753.327 | 12.5% | Three phase | 97.13 | 0.014433 | 0.015669 | 0.017015 | 0.018483 | 0.020083 | 0.021827 | 0.023728 | 0.025802 | 0.028063 | 0.03053 | 0.033222 | 0.036158 | 0.039362 | 0.042859 | 0.046676 | 0.050842 | 0.050952 | 0.050952 | 0.050952 | 0.050952 | 1.0517 | 0.010375 | 0.010375 | 0.01075 | 0.011625 | 0.011625 | 0.011625 | 0.011625 | 0.011625 | 0.011625 | 0.011625 | 0.011625 | 0.011625 | 0.011625 | 0.011625 | 0.011625 | 0.011625 | 0.011625 | 0.011625 | 0.011625 | 890.1732 | 80854.8541 | 0.001664 | 150999.2693 | 85559.5472 | 88.4225 | 4359.6138 | 81745.0273 | 4448.0363 | 77296.991 | -8262.5562 | FALSE
| 60385863 | BAN008 | BAN | 22KV | 2617.32 | 7 | 44753.327 | 12.5% | Three phase | 97.13 | 0.024299 | 0.02638 | 0.028647 | 0.031118 | 0.033811 | 0.036747 | 0.039949 | 0.04344 | 0.047247 | 0.0514 | 0.055931 | 0.060875 | 0.066269 | 0.072157 | 0.078583 | 0.085597 | 0.085782 | 0.085782 | 0.085782 | 0.085782 | 1.0517 | 0.010375 | 0.010375 | 0.01075 | 0.011625 | 0.011625 | 0.011625 | 0.011625 | 0.011625 | 0.011625 | 0.011625 | 0.011625 | 0.011625 | 0.011625 | 0.011625 | 0.011625 | 0.011625 | 0.011625 | 0.011625 | 0.011625 | 1498.6834 | 229180.0613 | 0.0028015 | 254220.2916 | 144046.8761 | 148.867 | 12357.1623 | 230678.7447 | 12506.0293 | 218172.7155 | 74125.8393 | TRUE
| 60385864 | BAN008 | BAN | 22KV | 1693.07 | 7 | 44753.327 | 12.5% | Covered | 390 | 0.010725 | 0.011517 | 0.01237 | 0.013289 | 0.014281 | 0.01535 | 0.016503 | 0.017747 | 0.019089 | 0.020537 | 0.022099 | 0.023785 | 0.025604 | 0.027568 | 0.029689 | 0.031978 | 0.03445 | 0.03712 | 0.040003 | 0.043117 | 1.0517 | 0.010375 | 0.010375 | 0.01075 | 0.011625 | 0.011625 | 0.011625 | 0.011625 | 0.011625 | 0.011625 | 0.011625 | 0.011625 | 0.011625 | 0.011625 | 0.011625 | 0.011625 | 0.011625 | 0.011625 | 0.011625 | 0.011625 | 650.714 | 246244.8943 | 0.0018122 | 660297.3 | 374139.1483 | 96.2978 | 20761.8548 | 246895.6083 | 20858.1526 | 226037.4557 | -148101.6927 | FALSE
| 60385869 | BAN008 | BAN | 22KV | 521.82 | 7 | 44753.327 | 12.5% | Single phase | 44.74 | 0.0042424 | 0.0045564 | 0.0048948 | 0.0052595 | 0.0056527 | 0.0060765 | 0.0065335 | 0.0070263 | 0.0075578 | 0.0081311 | 0.0087494 | 0.0094166 | 0.010136 | 0.010913 | 0.011751 | 0.012656 | 0.013632 | 0.014687 | 0.015825 | 0.017053 | 1.0517 | 0.010375 | 0.010375 | 0.01075 | 0.011625 | 0.011625 | 0.011625 | 0.011625 | 0.011625 | 0.011625 | 0.011625 | 0.011625 | 0.011625 | 0.011625 | 0.011625 | 0.011625 | 0.011625 | 0.011625 | 0.011625 | 0.011625 | 257.426 | 3445.8102 | 0.00055854 | 23346.2268 | 13228.4918 | 29.6799 | 226.2503 | 3703.2362 | 255.9302 | 3447.3061 | -9781.1857 | FALSE
| 60385870 | BAN008 | BAN | 22KV | 644.23 | 7 | 44753.327 | 12.5% | Single phase | 44.74 | 0.0052376 | 0.0056253 | 0.006043 | 0.0064933 | 0.0069787 | 0.007502 | 0.0080662 | 0.0086746 | 0.0093307 | 0.010038 | 0.010802 | 0.011626 | 0.012514 | 0.013473 | 0.014508 | 0.015625 | 0.01683 | 0.018132 | 0.019537 | 0.021054 | 1.0517 | 0.010375 | 0.010375 | 0.01075 | 0.011625 | 0.011625 | 0.011625 | 0.011625 | 0.011625 | 0.011625 | 0.011625 | 0.011625 | 0.011625 | 0.011625 | 0.011625 | 0.011625 | 0.011625 | 0.011625 | 0.011625 | 0.011625 | 317.8138 | 5252.0857 | 0.00068956 | 28822.8502 | 16331.6685 | 36.6423 | 344.8495 | 5569.8994 | 381.4918 | 5188.4077 | -11143.2609 | FALSE
| 60385872 | BAN008 | BAN | 22KV | 1478 | 7 | 44753.327 | 12.5% | Covered | 390 | 0.010171 | 0.010922 | 0.011732 | 0.012605 | 0.013546 | 0.014561 | 0.015655 | 0.016836 | 0.018109 | 0.019482 | 0.020964 | 0.022563 | 0.024289 | 0.026152 | 0.028162 | 0.030333 | 0.032676 | 0.035206 | 0.037939 | 0.04089 | 1.0517 | 0.010375 | 0.010375 | 0.01075 | 0.011625 | 0.011625 | 0.011625 | 0.011625 | 0.011625 | 0.011625 | 0.011625 | 0.011625 | 0.011625 | 0.011625 | 0.011625 | 0.011625 | 0.011625 | 0.011625 | 0.011625 | 0.011625 | 617.1263 | 203901.8477 | 0.001582 | 576420 | 326612.403 | 84.0652 | 15822.1388 | 204518.974 | 15906.2039 | 188612.7701 | -137999.633 | FALSE
| 60385873 | BAN008 | BAN | 22KV | 751.37 | 7 | 44753.327 | 12.5% | Covered | 390 | 0.0051707 | 0.0055527 | 0.0059643 | 0.0064081 | 0.0068865 | 0.0074024 | 0.0079587 | 0.0085587 | 0.009206 | 0.0099042 | 0.010658 | 0.01147 | 0.012348 | 0.013295 | 0.014317 | 0.01542 | 0.016611 | 0.017898 | 0.019287 | 0.020787 | 1.0517 | 0.010375 | 0.010375 | 0.01075 | 0.011625 | 0.011625 | 0.011625 | 0.011625 | 0.011625 | 0.011625 | 0.011625 | 0.011625 | 0.011625 | 0.011625 | 0.011625 | 0.011625 | 0.011625 | 0.011625 | 0.011625 | 0.011625 | 313.7281 | 52696.2845 | 0.00080424 | 293034.3 | 166039.7573 | 42.7362 | 4089.0651 | 53010.0126 | 4131.8012 | 48878.2114 | -117161.5459 | FALSE
| 60385876 | BAN008 | BAN | 22KV | 1112.78 | 7 | 44753.327 | 12.5% | Three phase | 97.13 | 0.011647 | 0.012511 | 0.013442 | 0.014445 | 0.015527 | 0.016692 | 0.017949 | 0.019303 | 0.020763 | 0.022338 | 0.024036 | 0.025868 | 0.027843 | 0.029974 | 0.032273 | 0.034753 | 0.036471 | 0.036471 | 0.036471 | 0.036471 | 1.0517 | 0.010375 | 0.010375 | 0.01075 | 0.011625 | 0.011625 | 0.011625 | 0.011625 | 0.011625 | 0.011625 | 0.011625 | 0.011625 | 0.011625 | 0.011625 | 0.011625 | 0.011625 | 0.011625 | 0.011625 | 0.011625 | 0.011625 | 700.7261 | 42303.2271 | 0.0011911 | 108084.3214 | 61242.9825 | 63.2923 | 2233.6942 | 43003.9532 | 2296.9865 | 40706.9666 | -20536.0158 | FALSE
| 60385919 | BAN008 | BAN | 22KV | 622.65 | 7 | 44753.327 | 12.5% | Three phase | 97.13 | 0.0059296 | 0.0064481 | 0.007014 | 0.0076318 | 0.0083064 | 0.009043 | 0.0098475 | 0.010726 | 0.011686 | 0.012735 | 0.013882 | 0.015135 | 0.016505 | 0.018002 | 0.019639 | 0.020407 | 0.020407 | 0.020407 | 0.020407 | 0.020407 | 1.0517 | 0.010375 | 0.010375 | 0.01075 | 0.011625 | 0.011625 | 0.011625 | 0.011625 | 0.011625 | 0.011625 | 0.011625 | 0.011625 | 0.011625 | 0.011625 | 0.011625 | 0.011625 | 0.011625 | 0.011625 | 0.011625 | 0.011625 | 365.8698 | 13325.5646 | 0.00066646 | 60477.9945 | 34268.1779 | 35.4149 | 699.3476 | 13691.4344 | 734.7625 | 12956.672 | -21311.506 | FALSE
| 60385925 | BAN008 | BAN | 22KV | 1831.83 | 7 | 44753.327 | 12.5% | Three phase | 97.13 | 0.017181 | 0.018544 | 0.020021 | 0.02162 | 0.023353 | 0.02523 | 0.027264 | 0.029469 | 0.031859 | 0.034449 | 0.037258 | 0.040303 | 0.043605 | 0.047186 | 0.05107 | 0.055284 | 0.059855 | 0.060038 | 0.060038 | 0.060038 | 1.0517 | 0.010375 | 0.010375 | 0.01075 | 0.011625 | 0.011625 | 0.011625 | 0.011625 | 0.011625 | 0.011625 | 0.011625 | 0.011625 | 0.011625 | 0.011625 | 0.011625 | 0.011625 | 0.011625 | 0.011625 | 0.011625 | 0.011625 | 1048.6552 | 108882.5826 | 0.0019607 | 177925.6479 | 100816.6327 | 104.1902 | 6053.0664 | 109931.2379 | 6157.2566 | 103773.9813 | 2957.3486 | TRUE
| 60385983 | BAN008 | BAN | 22KV | 226.22 | 7 | 44753.327 | 12.5% | Three phase | 97.13 | 0.0013197 | 0.0014169 | 0.0015218 | 0.0016348 | 0.0017567 | 0.0018882 | 0.0020299 | 0.0021829 | 0.0023479 | 0.0025259 | 0.0027181 | 0.0029255 | 0.0031493 | 0.003391 | 0.0036519 | 0.0039337 | 0.004238 | 0.0045667 | 0.0049216 | 0.0053051 | 1.0517 | 0.010375 | 0.010375 | 0.01075 | 0.011625 | 0.011625 | 0.011625 | 0.011625 | 0.011625 | 0.011625 | 0.011625 | 0.011625 | 0.011625 | 0.011625 | 0.011625 | 0.011625 | 0.011625 | 0.011625 | 0.011625 | 0.011625 | 80.0614 | 1008.0108 | 0.00024214 | 21972.7486 | 12450.2485 | 12.8669 | 92.3139 | 1088.0722 | 105.1808 | 982.8914 | -11467.3571 | FALSE
| 60385986 | BAN008 | BAN | 22KV | 928.27 | 7 | 44753.327 | 12.5% | Three phase | 97.13 | 0.0083195 | 0.0091038 | 0.0099656 | 0.010913 | 0.011954 | 0.013098 | 0.014357 | 0.015741 | 0.017263 | 0.018938 | 0.020781 | 0.02281 | 0.025042 | 0.0275 | 0.030206 | 0.030424 | 0.030424 | 0.030424 | 0.030424 | 0.030424 | 1.0517 | 0.010375 | 0.010375 | 0.01075 | 0.011625 | 0.011625 | 0.011625 | 0.011625 | 0.011625 | 0.011625 | 0.011625 | 0.011625 | 0.011625 | 0.011625 | 0.011625 | 0.011625 | 0.011625 | 0.011625 | 0.011625 | 0.011625 | 520.8388 | 29437.5532 | 0.00099359 | 90162.8651 | 51088.2864 | 52.7978 | 1554.3676 | 29958.392 | 1607.1654 | 28351.2266 | -22737.0598 | FALSE
| 60386001 | BAN009 | BAN | 22KV | 1312.06 | 6 | 44753.327 | 14.29% | Covered | 390 | 0.0087103 | 0.0093687 | 0.01008 | 0.010847 | 0.011676 | 0.012572 | 0.01354 | 0.014585 | 0.015715 | 0.016936 | 0.018255 | 0.019682 | 0.021224 | 0.022892 | 0.024696 | 0.026646 | 0.028756 | 0.031039 | 0.033508 | 0.03618 | 1.3273 | 1.3327 | 1.3423 | 1.3537 | 1.3524 | 1.3549 | 1.3683 | 1.3869 | 1.3919 | 1.3919 | 1.3919 | 1.3919 | 1.3919 | 1.3919 | 1.3919 | 1.3919 | 1.3919 | 1.3919 | 1.3919 | 1.3919 | 15880.6925 | 157869.937 | 0.0014044 | 511703.4 | 289942.5369 | 1246.8866 | 12468.7728 | 173750.6295 | 13715.6594 | 160034.9701 | -129907.5668 | FALSE
| 60386007 | BAN009 | BAN | 22KV | 230.37 | 6 | 44753.327 | 14.29% | Single phase | 44.74 | 0.0027531 | 0.002962 | 0.0031874 | 0.0034307 | 0.0036932 | 0.0039766 | 0.0042825 | 0.0046127 | 0.0049693 | 0.0053544 | 0.0057703 | 0.0062194 | 0.0067046 | 0.0072287 | 0.0075503 | 0.0075503 | 0.0075503 | 0.0075503 | 0.0075503 | 0.0075503 | 1.3273 | 1.3327 | 1.3423 | 1.3537 | 1.3524 | 1.3549 | 1.3683 | 1.3869 | 1.3919 | 1.3919 | 1.3919 | 1.3919 | 1.3919 | 1.3919 | 1.3919 | 1.3919 | 1.3919 | 1.3919 | 1.3919 | 1.3919 | 4623.0265 | 926.3463 | 0.00024658 | 10306.7538 | 5840.0361 | 218.9269 | 44.096 | 5549.3729 | 263.023 | 5286.3499 | -553.6862 | FALSE
| 60386008 | BAN009 | BAN | 22KV | 262.62 | 6 | 44753.327 | 14.29% | Three phase | 97.13 | 0.0031885 | 0.0033967 | 0.003619 | 0.0038564 | 0.00411 | 0.0043808 | 0.0046702 | 0.0049794 | 0.0053098 | 0.0056628 | 0.00604 | 0.0064432 | 0.006874 | 0.0073346 | 0.0078269 | 0.0083532 | 0.0086073 | 0.0086073 | 0.0086073 | 0.0086073 | 1.3273 | 1.3327 | 1.3423 | 1.3537 | 1.3524 | 1.3549 | 1.3683 | 1.3869 | 1.3919 | 1.3919 | 1.3919 | 1.3919 | 1.3919 | 1.3919 | 1.3919 | 1.3919 | 1.3919 | 1.3919 | 1.3919 | 1.3919 | 5041.6649 | 2501.0122 | 0.0002811 | 25508.2806 | 14453.5596 | 249.575 | 124.4115 | 7542.6771 | 373.9865 | 7168.6906 | -7284.869 | FALSE
| 60391221 | BAS022 | BAS | 22KV | 1009.09 | 24 | 37239.5893 | 4% | Single phase | 44.74 | 0.0075465 | 0.0081045 | 0.0087059 | 0.0093542 | 0.010053 | 0.010806 | 0.011619 | 0.012495 | 0.01344 | 0.01446 | 0.015559 | 0.016746 | 0.018026 | 0.019408 | 0.0209 | 0.02251 | 0.024247 | 0.026124 | 0.028149 | 0.030337 | 0.4712 | 0.47752 | 0.48752 | 0.35376 | 0.35712 | 0.36152 | 0.36936 | 0.37856 | 0.38448 | 0.38448 | 0.38448 | 0.38448 | 0.38448 | 0.38448 | 0.38448 | 0.38448 | 0.38448 | 0.38448 | 0.38448 | 0.38448 | 3180.1184 | 11851.2841 | 0.0010801 | 45146.6866 | 25581.1176 | 230.9167 | 846.0723 | 15031.4025 | 1076.989 | 13954.4135 | -11626.7041 | FALSE
| 60386059 | BAN009 | BAN | 22KV | 451.08 | 6 | 44753.327 | 14.29% | Three phase | 97.13 | 0.0054767 | 0.0058342 | 0.006216 | 0.0066238 | 0.0070593 | 0.0075246 | 0.0080217 | 0.0085527 | 0.0091201 | 0.0097264 | 0.010374 | 0.011067 | 0.011807 | 0.012598 | 0.013444 | 0.014348 | 0.014784 | 0.014784 | 0.014784 | 0.014784 | 1.3273 | 1.3327 | 1.3423 | 1.3537 | 1.3524 | 1.3549 | 1.3683 | 1.3869 | 1.3919 | 1.3919 | 1.3919 | 1.3919 | 1.3919 | 1.3919 | 1.3919 | 1.3919 | 1.3919 | 1.3919 | 1.3919 | 1.3919 | 8659.6383 | 7378.4876 | 0.00048282 | 43813.4004 | 24825.6479 | 428.6737 | 367.039 | 16038.126 | 795.7127 | 15242.4133 | -9583.2347 | FALSE
| 60386060 | BAN009 | BAN | 22KV | 572.06 | 6 | 44753.327 | 14.29% | Three phase | 97.13 | 0.0050577 | 0.0054324 | 0.0058362 | 0.0062713 | 0.0067404 | 0.007246 | 0.0077911 | 0.0083789 | 0.0090127 | 0.0096963 | 0.010434 | 0.011229 | 0.012087 | 0.013013 | 0.014012 | 0.01509 | 0.016254 | 0.017509 | 0.018749 | 0.018749 | 1.3273 | 1.3327 | 1.3423 | 1.3537 | 1.3524 | 1.3549 | 1.3683 | 1.3869 | 1.3919 | 1.3919 | 1.3919 | 1.3919 | 1.3919 | 1.3919 | 1.3919 | 1.3919 | 1.3919 | 1.3919 | 1.3919 | 1.3919 | 9003.5088 | 9720.5728 | 0.00061231 | 55564.1878 | 31483.9057 | 543.6443 | 590.321 | 18724.0817 | 1133.9653 | 17590.1163 | -13893.7893 | FALSE
| 60386061 | BAN009 | BAN | 22KV | 151.35 | 6 | 44753.327 | 14.29% | Three phase | 97.13 | 0.0013381 | 0.0014373 | 0.0015441 | 0.0016592 | 0.0017833 | 0.0019171 | 0.0020613 | 0.0022168 | 0.0023845 | 0.0025653 | 0.0027604 | 0.0029709 | 0.0031979 | 0.0034428 | 0.0037071 | 0.0039924 | 0.0043002 | 0.0046325 | 0.0049605 | 0.0049605 | 1.3273 | 1.3327 | 1.3423 | 1.3537 | 1.3524 | 1.3549 | 1.3683 | 1.3869 | 1.3919 | 1.3919 | 1.3919 | 1.3919 | 1.3919 | 1.3919 | 1.3919 | 1.3919 | 1.3919 | 1.3919 | 1.3919 | 1.3919 | 2382.0597 | 680.4145 | 0.000162 | 14700.6255 | 8329.7016 | 143.8321 | 41.3209 | 3062.4742 | 185.153 | 2877.3212 | -5452.3804 | FALSE
| 60386079 | BAN009 | BAN | 22KV | 124.98 | 6 | 44753.327 | 14.29% | Three phase | 97.13 | 0.0015174 | 0.0016165 | 0.0017222 | 0.0018352 | 0.0019559 | 0.0020848 | 0.0022225 | 0.0023697 | 0.0025269 | 0.0026949 | 0.0028744 | 0.0030663 | 0.0032713 | 0.0034905 | 0.0037248 | 0.0039753 | 0.0040962 | 0.0040962 | 0.0040962 | 0.0040962 | 1.3273 | 1.3327 | 1.3423 | 1.3537 | 1.3524 | 1.3549 | 1.3683 | 1.3869 | 1.3919 | 1.3919 | 1.3919 | 1.3919 | 1.3919 | 1.3919 | 1.3919 | 1.3919 | 1.3919 | 1.3919 | 1.3919 | 1.3919 | 2399.3119 | 566.4235 | 0.00013377 | 12139.3074 | 6878.4018 | 118.7719 | 28.1764 | 2965.7354 | 146.9484 | 2818.787 | -4059.6148 | FALSE
| 60386088 | BAN009 | BAN | 22KV | 2107.88 | 6 | 44753.327 | 14.29% | Single phase | 44.74 | 0.020274 | 0.021777 | 0.023396 | 0.025142 | 0.027023 | 0.029051 | 0.031237 | 0.033594 | 0.036135 | 0.038876 | 0.041832 | 0.04502 | 0.048459 | 0.052169 | 0.056173 | 0.060492 | 0.065153 | 0.069085 | 0.069085 | 0.069085 | 1.3273 | 1.3327 | 1.3423 | 1.3537 | 1.3524 | 1.3549 | 1.3683 | 1.3869 | 1.3919 | 1.3919 | 1.3919 | 1.3919 | 1.3919 | 1.3919 | 1.3919 | 1.3919 | 1.3919 | 1.3919 | 1.3919 | 1.3919 | 35663.4546 | 65357.4552 | 0.0022562 | 94306.5512 | 53436.1912 | 2003.1761 | 3691.811 | 101020.9098 | 5694.9871 | 95325.9226 | 41889.7315 | TRUE
| 60386095 | BAN009 | BAN | 22KV | 2759.35 | 6 | 44753.327 | 14.29% | Three phase | 97.13 | 0.025611 | 0.027498 | 0.029531 | 0.03172 | 0.034079 | 0.036621 | 0.03936 | 0.042311 | 0.045493 | 0.048923 | 0.05262 | 0.056607 | 0.060906 | 0.065542 | 0.070542 | 0.075934 | 0.081752 | 0.088027 | 0.090437 | 0.090437 | 1.3273 | 1.3327 | 1.3423 | 1.3537 | 1.3524 | 1.3549 | 1.3683 | 1.3869 | 1.3919 | 1.3919 | 1.3919 | 1.3919 | 1.3919 | 1.3919 | 1.3919 | 1.3919 | 1.3919 | 1.3919 | 1.3919 | 1.3919 | 45144.7012 | 235117.484 | 0.0029535 | 268015.6655 | 151863.6421 | 2622.2859 | 13734.6844 | 280262.1852 | 16356.9703 | 263905.215 | 112041.5729 | TRUE
| 60386096 | BAN009 | BAN | 22KV | 1461.94 | 6 | 44753.327 | 14.29% | Three phase | 97.13 | 0.013596 | 0.014612 | 0.015708 | 0.01689 | 0.018164 | 0.019538 | 0.021021 | 0.022621 | 0.024347 | 0.02621 | 0.02822 | 0.03039 | 0.032732 | 0.03526 | 0.03799 | 0.040938 | 0.044121 | 0.047558 | 0.047915 | 0.047915 | 1.3273 | 1.3327 | 1.3423 | 1.3537 | 1.3524 | 1.3549 | 1.3683 | 1.3869 | 1.3919 | 1.3919 | 1.3919 | 1.3919 | 1.3919 | 1.3919 | 1.3919 | 1.3919 | 1.3919 | 1.3919 | 1.3919 | 1.3919 | 24165.3693 | 66676.5777 | 0.0015648 | 141998.2322 | 80459.3592 | 1389.3216 | 3855.3535 | 90841.947 | 5244.6751 | 85597.2719 | 5137.9127 | TRUE
| 60386109 | BAN009 | BAN | 22KV | 448.47 | 6 | 44753.327 | 14.29% | Three phase | 97.13 | 0.0033323 | 0.0036471 | 0.0039932 | 0.0043738 | 0.0047923 | 0.0052528 | 0.0057595 | 0.006317 | 0.0069308 | 0.0076064 | 0.0083504 | 0.0091698 | 0.010072 | 0.011067 | 0.012162 | 0.013369 | 0.014698 | 0.014698 | 0.014698 | 0.014698 | 1.3273 | 1.3327 | 1.3423 | 1.3537 | 1.3524 | 1.3549 | 1.3683 | 1.3869 | 1.3919 | 1.3919 | 1.3919 | 1.3919 | 1.3919 | 1.3919 | 1.3919 | 1.3919 | 1.3919 | 1.3919 | 1.3919 | 1.3919 | 7127.2786 | 6026.0973 | 0.00048003 | 43559.8911 | 24682.0039 | 426.1933 | 362.8039 | 13153.3758 | 788.9972 | 12364.3787 | -12317.6253 | FALSE
| 60386110 | BAN009 | BAN | 22KV | 441.26 | 6 | 44753.327 | 14.29% | Three phase | 97.13 | 0.0023563 | 0.0025772 | 0.00282 | 0.0030871 | 0.0033809 | 0.0037041 | 0.0040598 | 0.0044514 | 0.0048825 | 0.0053572 | 0.0058801 | 0.0064562 | 0.007091 | 0.0077905 | 0.0085615 | 0.0094116 | 0.010349 | 0.011383 | 0.012523 | 0.01378 | 1.3273 | 1.3327 | 1.3423 | 1.3537 | 1.3524 | 1.3549 | 1.3683 | 1.3869 | 1.3919 | 1.3919 | 1.3919 | 1.3919 | 1.3919 | 1.3919 | 1.3919 | 1.3919 | 1.3919 | 1.3919 | 1.3919 | 1.3919 | 5237.4346 | 4355.7656 | 0.00047231 | 42859.5838 | 24285.1942 | 419.3415 | 351.2321 | 9593.2002 | 770.5736 | 8822.6266 | -15462.5676 | FALSE
| 60386114 | BAN009 | BAN | 22KV | 1383.75 | 6 | 44753.327 | 14.29% | Covered | 390 | 0.013957 | 0.015015 | 0.016157 | 0.01739 | 0.01872 | 0.020157 | 0.021708 | 0.023383 | 0.025192 | 0.027145 | 0.029256 | 0.031536 | 0.033999 | 0.03666 | 0.039537 | 0.042645 | 0.045352 | 0.045352 | 0.045352 | 0.045352 | 1.3273 | 1.3327 | 1.3423 | 1.3537 | 1.3524 | 1.3549 | 1.3683 | 1.3869 | 1.3919 | 1.3919 | 1.3919 | 1.3919 | 1.3919 | 1.3919 | 1.3919 | 1.3919 | 1.3919 | 1.3919 | 1.3919 | 1.3919 | 24594.3476 | 257926.8455 | 0.0014811 | 539662.5 | 305784.7853 | 1315.0155 | 13868.567 | 282521.1931 | 15183.5825 | 267337.6106 | -38447.1748 | FALSE
| 60386122 | BAN009 | BAN | 22KV | 35.88 | 6 | 44753.327 | 14.29% | Single phase | 44.74 | 0.00026833 | 0.00028817 | 0.00030955 | 0.0003326 | 0.00035745 | 0.00038424 | 0.00041313 | 0.00044429 | 0.00047789 | 0.00051414 | 0.00055324 | 0.00059543 | 0.00064096 | 0.00069009 | 0.00074312 | 0.00080037 | 0.00086216 | 0.00092887 | 0.0010009 | 0.0010787 | 1.3273 | 1.3327 | 1.3423 | 1.3537 | 1.3524 | 1.3549 | 1.3683 | 1.3869 | 1.3919 | 1.3919 | 1.3919 | 1.3919 | 1.3919 | 1.3919 | 1.3919 | 1.3919 | 1.3919 | 1.3919 | 1.3919 | 1.3919 | 480.3956 | 14.9834 | 3.8405e-05 | 1605.2712 | 909.5824 | 34.0977 | 1.0697 | 495.379 | 35.1674 | 460.2116 | -449.3708 | FALSE
| 60386126 | BAN009 | BAN | 22KV | 439.54 | 6 | 44753.327 | 14.29% | Three phase | 97.13 | 0.0034458 | 0.0037066 | 0.0039882 | 0.0042922 | 0.0046204 | 0.0049749 | 0.0053578 | 0.0057714 | 0.0062182 | 0.006701 | 0.0072227 | 0.0077865 | 0.0083959 | 0.0090547 | 0.0097669 | 0.010537 | 0.01137 | 0.01227 | 0.013244 | 0.014297 | 1.3273 | 1.3327 | 1.3423 | 1.3537 | 1.3524 | 1.3549 | 1.3683 | 1.3869 | 1.3919 | 1.3919 | 1.3919 | 1.3919 | 1.3919 | 1.3919 | 1.3919 | 1.3919 | 1.3919 | 1.3919 | 1.3919 | 1.3919 | 6281.1997 | 5209.6362 | 0.00047047 | 42692.5202 | 24190.5323 | 417.7069 | 348.4993 | 11490.8359 | 766.2062 | 10724.6297 | -13465.9026 | FALSE
| 60386138 | BAN009 | BAN | 22KV | 147.07 | 6 | 44753.327 | 14.29% | Three phase | 97.13 | 0.00078534 | 0.00085895 | 0.0009399 | 0.0010289 | 0.0011268 | 0.0012346 | 0.0013531 | 0.0014836 | 0.0016273 | 0.0017855 | 0.0019598 | 0.0021518 | 0.0023634 | 0.0025965 | 0.0028535 | 0.0031368 | 0.0034492 | 0.0037938 | 0.0041737 | 0.0045929 | 1.3273 | 1.3327 | 1.3423 | 1.3537 | 1.3524 | 1.3549 | 1.3683 | 1.3869 | 1.3919 | 1.3919 | 1.3919 | 1.3919 | 1.3919 | 1.3919 | 1.3919 | 1.3919 | 1.3919 | 1.3919 | 1.3919 | 1.3919 | 1745.6137 | 483.8643 | 0.00015742 | 14284.9091 | 8094.1475 | 139.7647 | 39.0169 | 2229.478 | 178.7816 | 2050.6964 | -6043.4511 | FALSE
| 60386139 | BAN009 | BAN | 22KV | 28.53 | 6 | 44753.327 | 14.29% | Three phase | 97.13 | 0.00015235 | 0.00016663 | 0.00018233 | 0.0001996 | 0.00021859 | 0.00023949 | 0.00026249 | 0.00028781 | 0.00031568 | 0.00034638 | 0.00038019 | 0.00041743 | 0.00045847 | 0.0005037 | 0.00055355 | 0.00060851 | 0.00066912 | 0.00073595 | 0.00080966 | 0.00089098 | 1.3273 | 1.3327 | 1.3423 | 1.3537 | 1.3524 | 1.3549 | 1.3683 | 1.3869 | 1.3919 | 1.3919 | 1.3919 | 1.3919 | 1.3919 | 1.3919 | 1.3919 | 1.3919 | 1.3919 | 1.3919 | 1.3919 | 1.3919 | 338.6303 | 18.2087 | 3.0538e-05 | 2771.1189 | 1570.1777 | 27.1128 | 1.4683 | 356.839 | 28.5811 | 328.2579 | -1241.9198 | FALSE
| 60386141 | BAN009 | BAN | 22KV | 1613.03 | 6 | 44753.327 | 14.29% | Three phase | 97.13 | 0.019584 | 0.020863 | 0.022228 | 0.023686 | 0.025244 | 0.026907 | 0.028685 | 0.030584 | 0.032613 | 0.034781 | 0.037098 | 0.039574 | 0.042221 | 0.04505 | 0.048074 | 0.051306 | 0.052867 | 0.052867 | 0.052867 | 0.052867 | 1.3273 | 1.3327 | 1.3423 | 1.3537 | 1.3524 | 1.3549 | 1.3683 | 1.3869 | 1.3919 | 1.3919 | 1.3919 | 1.3919 | 1.3919 | 1.3919 | 1.3919 | 1.3919 | 1.3919 | 1.3919 | 1.3919 | 1.3919 | 30966.2509 | 94350.6941 | 0.0017265 | 156673.6039 | 88774.7515 | 1532.9066 | 4693.4262 | 125316.945 | 6226.3328 | 119090.6122 | 30315.8607 | TRUE
| 60386142 | BAN009 | BAN | 22KV | 422.74 | 6 | 44753.327 | 14.29% | Three phase | 97.13 | 0.0051326 | 0.0054676 | 0.0058254 | 0.0062076 | 0.0066158 | 0.0070518 | 0.0075177 | 0.0080154 | 0.0085471 | 0.0091154 | 0.0097226 | 0.010372 | 0.011065 | 0.011807 | 0.012599 | 0.013446 | 0.013855 | 0.013855 | 0.013855 | 0.013855 | 1.3273 | 1.3327 | 1.3423 | 1.3537 | 1.3524 | 1.3549 | 1.3683 | 1.3869 | 1.3919 | 1.3919 | 1.3919 | 1.3919 | 1.3919 | 1.3919 | 1.3919 | 1.3919 | 1.3919 | 1.3919 | 1.3919 | 1.3919 | 8115.5793 | 6480.4758 | 0.00045249 | 41060.7362 | 23265.9271 | 401.7414 | 322.3679 | 14596.0552 | 724.1093 | 13871.9459 | -9393.9813 | FALSE
| 60386145 | BAN009 | BAN | 22KV | 174.5 | 6 | 44753.327 | 14.29% | Single phase | 44.74 | 0.0012586 | 0.0013538 | 0.0014566 | 0.0015676 | 0.0016875 | 0.0018169 | 0.0019568 | 0.0021078 | 0.0022711 | 0.0024475 | 0.0026381 | 0.0028441 | 0.0030669 | 0.0033077 | 0.0035681 | 0.0038497 | 0.0041542 | 0.0044835 | 0.0048398 | 0.0052252 | 1.3273 | 1.3327 | 1.3423 | 1.3537 | 1.3524 | 1.3549 | 1.3683 | 1.3869 | 1.3919 | 1.3919 | 1.3919 | 1.3919 | 1.3919 | 1.3919 | 1.3919 | 1.3919 | 1.3919 | 1.3919 | 1.3919 | 1.3919 | 2294.569 | 348.0205 | 0.00018678 | 7807.13 | 4423.6936 | 165.8321 | 25.3011 | 2642.5895 | 191.1332 | 2451.4564 | -1972.2373 | FALSE
| 60386147 | BAN009 | BAN | 22KV | 202.53 | 6 | 44753.327 | 14.29% | Covered | 390 | 0.0013445 | 0.0014462 | 0.0015559 | 0.0016744 | 0.0018024 | 0.0019406 | 0.00209 | 0.0022513 | 0.0024257 | 0.0026142 | 0.0028179 | 0.0030381 | 0.0032762 | 0.0035336 | 0.003812 | 0.0041132 | 0.0044389 | 0.0047912 | 0.0051724 | 0.0055848 | 1.3273 | 1.3327 | 1.3423 | 1.3537 | 1.3524 | 1.3549 | 1.3683 | 1.3869 | 1.3919 | 1.3919 | 1.3919 | 1.3919 | 1.3919 | 1.3919 | 1.3919 | 1.3919 | 1.3919 | 1.3919 | 1.3919 | 1.3919 | 2451.3488 | 3761.584 | 0.00021678 | 78986.7 | 44755.6225 | 192.4698 | 297.0948 | 6212.9328 | 489.5646 | 5723.3682 | -39032.2543 | FALSE
| 60386152 | BAN009 | BAN | 22KV | 528.61 | 6 | 44753.327 | 14.29% | Three phase | 97.13 | 0.006418 | 0.0068369 | 0.0072844 | 0.0077622 | 0.0082726 | 0.0088179 | 0.0094004 | 0.010023 | 0.010688 | 0.011398 | 0.012157 | 0.012969 | 0.013836 | 0.014763 | 0.015754 | 0.016814 | 0.017325 | 0.017325 | 0.017325 | 0.017325 | 1.3273 | 1.3327 | 1.3423 | 1.3537 | 1.3524 | 1.3549 | 1.3683 | 1.3869 | 1.3919 | 1.3919 | 1.3919 | 1.3919 | 1.3919 | 1.3919 | 1.3919 | 1.3919 | 1.3919 | 1.3919 | 1.3919 | 1.3919 | 10148.0257 | 10132.8347 | 0.00056581 | 51343.8893 | 29092.5906 | 502.3526 | 504.0526 | 20280.8604 | 1006.4052 | 19274.4553 | -9818.1353 | FALSE
| 60386153 | BAN009 | BAN | 22KV | 41.01 | 6 | 44753.327 | 14.29% | Three phase | 97.13 | 0.00049791 | 0.00053041 | 0.00056513 | 0.0006022 | 0.0006418 | 0.0006841 | 0.00072929 | 0.00077757 | 0.00082916 | 0.00088428 | 0.00094319 | 0.0010061 | 0.0010734 | 0.0011454 | 0.0012222 | 0.0013044 | 0.0013441 | 0.0013441 | 0.0013441 | 0.0013441 | 1.3273 | 1.3327 | 1.3423 | 1.3537 | 1.3524 | 1.3549 | 1.3683 | 1.3869 | 1.3919 | 1.3919 | 1.3919 | 1.3919 | 1.3919 | 1.3919 | 1.3919 | 1.3919 | 1.3919 | 1.3919 | 1.3919 | 1.3919 | 787.2922 | 60.9873 | 4.3896e-05 | 3983.3013 | 2257.0272 | 38.9729 | 3.0338 | 848.2796 | 42.0067 | 806.2728 | -1450.7543 | FALSE
| 60386171 | BAN009 | BAN | 22KV | 517.05 | 6 | 44753.327 | 14.29% | Single phase | 44.74 | 0.0042036 | 0.0045148 | 0.00485 | 0.0052114 | 0.005601 | 0.006021 | 0.0064738 | 0.0069621 | 0.0074887 | 0.0080567 | 0.0086695 | 0.0093305 | 0.010044 | 0.010813 | 0.011644 | 0.01254 | 0.013508 | 0.014552 | 0.01568 | 0.016897 | 1.3273 | 1.3327 | 1.3423 | 1.3537 | 1.3524 | 1.3549 | 1.3683 | 1.3869 | 1.3919 | 1.3919 | 1.3919 | 1.3919 | 1.3919 | 1.3919 | 1.3919 | 1.3919 | 1.3919 | 1.3919 | 1.3919 | 1.3919 | 7527.0277 | 3383.1013 | 0.00055343 | 23132.817 | 13107.569 | 491.3668 | 222.1328 | 10910.129 | 713.4996 | 10196.6294 | -2910.9397 | FALSE
| 60386172 | BAN009 | BAN | 22KV | 1969.71 | 6 | 44753.327 | 14.29% | Single phase | 44.74 | 0.016014 | 0.017199 | 0.018476 | 0.019853 | 0.021337 | 0.022937 | 0.024662 | 0.026522 | 0.028528 | 0.030692 | 0.033026 | 0.035545 | 0.038262 | 0.041194 | 0.044358 | 0.047772 | 0.051458 | 0.055437 | 0.059733 | 0.064371 | 1.3273 | 1.3327 | 1.3423 | 1.3537 | 1.3524 | 1.3549 | 1.3683 | 1.3869 | 1.3919 | 1.3919 | 1.3919 | 1.3919 | 1.3919 | 1.3919 | 1.3919 | 1.3919 | 1.3919 | 1.3919 | 1.3919 | 1.3919 | 28674.329 | 49096.9474 | 0.0021083 | 88124.8254 | 49933.4877 | 1871.8694 | 3223.6826 | 77771.2763 | 5095.552 | 72675.7244 | 22742.2366 | TRUE
| 60386187 | BAN009 | BAN | 22KV | 927.62 | 6 | 44753.327 | 14.29% | Three phase | 97.13 | 0.0087001 | 0.0093905 | 0.010138 | 0.010948 | 0.011826 | 0.012776 | 0.013806 | 0.014923 | 0.016133 | 0.017445 | 0.018867 | 0.020409 | 0.022081 | 0.023895 | 0.025862 | 0.027995 | 0.03031 | 0.030403 | 0.030403 | 0.030403 | 1.3273 | 1.3327 | 1.3423 | 1.3537 | 1.3524 | 1.3549 | 1.3683 | 1.3869 | 1.3919 | 1.3919 | 1.3919 | 1.3919 | 1.3919 | 1.3919 | 1.3919 | 1.3919 | 1.3919 | 1.3919 | 1.3919 | 1.3919 | 15950.6987 | 27920.8276 | 0.00099289 | 90099.7306 | 51052.513 | 881.5427 | 1552.1915 | 43871.5263 | 2433.7342 | 41437.792 | -9614.7209 | FALSE
| 60386193 | BAN009 | BAN | 22KV | 872.18 | 6 | 44753.327 | 14.29% | Single phase | 44.74 | 0.0070908 | 0.0076157 | 0.0081812 | 0.0087908 | 0.009448 | 0.010156 | 0.01092 | 0.011744 | 0.012632 | 0.01359 | 0.014624 | 0.015739 | 0.016942 | 0.01824 | 0.019641 | 0.021153 | 0.022786 | 0.024547 | 0.026449 | 0.028503 | 1.3273 | 1.3327 | 1.3423 | 1.3537 | 1.3524 | 1.3549 | 1.3683 | 1.3869 | 1.3919 | 1.3919 | 1.3919 | 1.3919 | 1.3919 | 1.3919 | 1.3919 | 1.3919 | 1.3919 | 1.3919 | 1.3919 | 1.3919 | 12696.8824 | 9626.3613 | 0.00093355 | 39021.3332 | 22110.356 | 828.8566 | 632.0624 | 22323.2437 | 1460.9189 | 20862.3248 | -1248.0312 | FALSE
| 60386195 | BAN009 | BAN | 22KV | 478.39 | 6 | 44753.327 | 14.29% | Single phase | 44.74 | 0.0027907 | 0.0029964 | 0.0032181 | 0.0034572 | 0.0037149 | 0.0039929 | 0.0042927 | 0.0046161 | 0.0049651 | 0.0053416 | 0.005748 | 0.0061865 | 0.0066599 | 0.007171 | 0.0077228 | 0.0083187 | 0.0089621 | 0.0096571 | 0.010408 | 0.011219 | 1.3273 | 1.3327 | 1.3423 | 1.3537 | 1.3524 | 1.3549 | 1.3683 | 1.3869 | 1.3919 | 1.3919 | 1.3919 | 1.3919 | 1.3919 | 1.3919 | 1.3919 | 1.3919 | 1.3919 | 1.3919 | 1.3919 | 1.3919 | 4993.0767 | 2076.395 | 0.00051205 | 21403.1686 | 12127.5118 | 454.6271 | 190.1568 | 7069.4717 | 644.7839 | 6424.6877 | -5702.824 | FALSE
| 60402649 | CLC003 | CLC | 22KV | 532.59 | 26 | 44906.1835 | 3.704% | Single phase | 44.74 | 0.0058464 | 0.0062899 | 0.0067684 | 0.0072849 | 0.0078423 | 0.0084441 | 0.0090938 | 0.0097952 | 0.010553 | 0.011371 | 0.012254 | 0.013209 | 0.01424 | 0.015354 | 0.016557 | 0.017456 | 0.017456 | 0.017456 | 0.017456 | 0.017456 | 0.23826 | 0.24185 | 0.247 | 0.25026 | 0.25189 | 0.25526 | 0.26056 | 0.26574 | 0.26674 | 0.26674 | 0.26674 | 0.26674 | 0.26674 | 0.26674 | 0.26674 | 0.26674 | 0.26674 | 0.26674 | 0.26674 | 0.26674 | 1920.9554 | 4668.5209 | 0.00057007 | 23828.0766 | 13501.5186 | 95.8574 | 235.686 | 6589.4763 | 331.5433 | 6257.933 | -7243.5856 | FALSE
| 60386213 | BAN009 | BAN | 22KV | 1523.95 | 6 | 44753.327 | 14.29% | Single phase | 44.74 | 0.018212 | 0.019594 | 0.021085 | 0.022695 | 0.024431 | 0.026306 | 0.02833 | 0.030514 | 0.032873 | 0.035421 | 0.038172 | 0.041143 | 0.044352 | 0.047819 | 0.049947 | 0.049947 | 0.049947 | 0.049947 | 0.049947 | 0.049947 | 1.3273 | 1.3327 | 1.3423 | 1.3537 | 1.3524 | 1.3549 | 1.3683 | 1.3869 | 1.3919 | 1.3919 | 1.3919 | 1.3919 | 1.3919 | 1.3919 | 1.3919 | 1.3919 | 1.3919 | 1.3919 | 1.3919 | 1.3919 | 30582.3731 | 40538.0613 | 0.0016312 | 68181.523 | 38633.1686 | 1448.2514 | 1929.697 | 71120.4344 | 3377.9485 | 67742.4859 | 29109.3173 | TRUE
| 60386217 | BAN009 | BAN | 22KV | 948.54 | 6 | 44753.327 | 14.29% | Covered | 390 | 0.0095673 | 0.010293 | 0.011075 | 0.01192 | 0.012833 | 0.013817 | 0.01488 | 0.016028 | 0.017268 | 0.018608 | 0.020054 | 0.021617 | 0.023306 | 0.02513 | 0.027102 | 0.029233 | 0.031088 | 0.031088 | 0.031088 | 0.031088 | 1.3273 | 1.3327 | 1.3423 | 1.3537 | 1.3524 | 1.3549 | 1.3683 | 1.3869 | 1.3919 | 1.3919 | 1.3919 | 1.3919 | 1.3919 | 1.3919 | 1.3919 | 1.3919 | 1.3919 | 1.3919 | 1.3919 | 1.3919 | 16859.0587 | 121197.1978 | 0.0010153 | 369930.6 | 209610.9126 | 901.4236 | 6516.6984 | 138056.2565 | 7418.1219 | 130638.1345 | -78972.778 | FALSE
| 60386218 | BAN009 | BAN | 22KV | 263.45 | 6 | 44753.327 | 14.29% | Covered | 390 | 0.0026572 | 0.0028587 | 0.0030761 | 0.0033108 | 0.0035641 | 0.0038376 | 0.0041329 | 0.0044518 | 0.0047962 | 0.0051681 | 0.0055699 | 0.006004 | 0.006473 | 0.0069797 | 0.0075273 | 0.0081192 | 0.0086345 | 0.0086345 | 0.0086345 | 0.0086345 | 1.3273 | 1.3327 | 1.3423 | 1.3537 | 1.3524 | 1.3549 | 1.3683 | 1.3869 | 1.3919 | 1.3919 | 1.3919 | 1.3919 | 1.3919 | 1.3919 | 1.3919 | 1.3919 | 1.3919 | 1.3919 | 1.3919 | 1.3919 | 4682.4794 | 9349.2696 | 0.00028199 | 102745.5 | 58217.8874 | 250.3638 | 502.7044 | 14031.749 | 753.0682 | 13278.6808 | -44939.2066 | FALSE
| 60386229 | BAN009 | BAN | 22KV | 318.51 | 6 | 44753.327 | 14.29% | Covered | 390 | 0.0021145 | 0.0022743 | 0.0024469 | 0.0026332 | 0.0028345 | 0.0030519 | 0.0032868 | 0.0035406 | 0.0038148 | 0.0041112 | 0.0044316 | 0.0047779 | 0.0051523 | 0.0055572 | 0.005995 | 0.0064686 | 0.0069808 | 0.0075349 | 0.0081343 | 0.0087829 | 1.3273 | 1.3327 | 1.3423 | 1.3537 | 1.3524 | 1.3549 | 1.3683 | 1.3869 | 1.3919 | 1.3919 | 1.3919 | 1.3919 | 1.3919 | 1.3919 | 1.3919 | 1.3919 | 1.3919 | 1.3919 | 1.3919 | 1.3919 | 3855.1281 | 9303.3249 | 0.00034092 | 124218.9 | 70385.1938 | 302.6888 | 734.7887 | 13158.453 | 1037.4775 | 12120.9755 | -58264.2183 | FALSE
| 60386241 | BAN009 | BAN | 22KV | 475.27 | 6 | 44753.327 | 14.29% | Three phase | 97.13 | 0.0057703 | 0.006147 | 0.0065493 | 0.006979 | 0.0074379 | 0.0079281 | 0.0084518 | 0.0090114 | 0.0096092 | 0.010248 | 0.010931 | 0.01166 | 0.01244 | 0.013274 | 0.014165 | 0.015117 | 0.015577 | 0.015577 | 0.015577 | 0.015577 | 1.3273 | 1.3327 | 1.3423 | 1.3537 | 1.3524 | 1.3549 | 1.3683 | 1.3869 | 1.3919 | 1.3919 | 1.3919 | 1.3919 | 1.3919 | 1.3919 | 1.3919 | 1.3919 | 1.3919 | 1.3919 | 1.3919 | 1.3919 | 9124.0275 | 8191.0771 | 0.00050871 | 46162.9751 | 26156.9693 | 451.6621 | 407.4609 | 17315.1046 | 859.123 | 16455.9816 | -9700.9877 | FALSE
| 60386252 | BAN009 | BAN | 22KV | 580.53 | 6 | 44753.327 | 14.29% | Single phase | 44.74 | 0.0069378 | 0.0074642 | 0.0080322 | 0.0086452 | 0.0093068 | 0.010021 | 0.010792 | 0.011624 | 0.012523 | 0.013493 | 0.014541 | 0.015673 | 0.016895 | 0.018216 | 0.019027 | 0.019027 | 0.019027 | 0.019027 | 0.019027 | 0.019027 | 1.3273 | 1.3327 | 1.3423 | 1.3537 | 1.3524 | 1.3549 | 1.3683 | 1.3869 | 1.3919 | 1.3919 | 1.3919 | 1.3919 | 1.3919 | 1.3919 | 1.3919 | 1.3919 | 1.3919 | 1.3919 | 1.3919 | 1.3919 | 11649.9787 | 5882.6211 | 0.00062138 | 25972.9122 | 14716.8302 | 551.6936 | 280.0251 | 17532.5998 | 831.7187 | 16700.8811 | 1984.0509 | TRUE
| 60386271 | BAN009 | BAN | 22KV | 31.32 | 6 | 44753.327 | 14.29% | Single phase | 44.74 | 0.00029316 | 0.00031959 | 0.00034851 | 0.00038017 | 0.00041482 | 0.00045277 | 0.00049432 | 0.00053983 | 0.00058969 | 0.00064432 | 0.00070417 | 0.00076977 | 0.00084167 | 0.00092049 | 0.0010069 | 0.0010265 | 0.0010265 | 0.0010265 | 0.0010265 | 0.0010265 | 1.3273 | 1.3327 | 1.3423 | 1.3537 | 1.3524 | 1.3549 | 1.3683 | 1.3869 | 1.3919 | 1.3919 | 1.3919 | 1.3919 | 1.3919 | 1.3919 | 1.3919 | 1.3919 | 1.3919 | 1.3919 | 1.3919 | 1.3919 | 571.9188 | 15.5651 | 3.3524e-05 | 1401.2568 | 793.9833 | 29.7643 | 0.81506 | 587.4839 | 30.5793 | 556.9046 | -237.0787 | FALSE
| 60386279 | BAN009 | BAN | 22KV | 316.66 | 6 | 44753.327 | 14.29% | Three phase | 97.13 | 0.0029449 | 0.003165 | 0.0034024 | 0.0036583 | 0.0039344 | 0.0042321 | 0.0045533 | 0.0048998 | 0.0052737 | 0.0056771 | 0.0061125 | 0.0065825 | 0.0070898 | 0.0076375 | 0.0082288 | 0.0088672 | 0.0095567 | 0.010301 | 0.010378 | 0.010378 | 1.3273 | 1.3327 | 1.3423 | 1.3537 | 1.3524 | 1.3549 | 1.3683 | 1.3869 | 1.3919 | 1.3919 | 1.3919 | 1.3919 | 1.3919 | 1.3919 | 1.3919 | 1.3919 | 1.3919 | 1.3919 | 1.3919 | 1.3919 | 5234.2817 | 3128.244 | 0.00033894 | 30757.1858 | 17427.7061 | 300.9307 | 180.8804 | 8362.5257 | 481.8111 | 7880.7146 | -9546.9915 | FALSE
| 60386287 | BAN009 | BAN | 22KV | 89.77 | 6 | 44753.327 | 14.29% | Three phase | 97.13 | 0.0010899 | 0.0011611 | 0.001237 | 0.0013182 | 0.0014049 | 0.0014975 | 0.0015964 | 0.0017021 | 0.001815 | 0.0019357 | 0.0020646 | 0.0022024 | 0.0023497 | 0.0025072 | 0.0026754 | 0.0028553 | 0.0029422 | 0.0029422 | 0.0029422 | 0.0029422 | 1.3273 | 1.3327 | 1.3423 | 1.3537 | 1.3524 | 1.3549 | 1.3683 | 1.3869 | 1.3919 | 1.3919 | 1.3919 | 1.3919 | 1.3919 | 1.3919 | 1.3919 | 1.3919 | 1.3919 | 1.3919 | 1.3919 | 1.3919 | 1723.3656 | 292.2286 | 9.6087e-05 | 8719.3601 | 4940.5835 | 85.3109 | 14.5368 | 2015.5941 | 99.8476 | 1915.7465 | -3024.8371 | FALSE
| 60386290 | BAN009 | BAN | 22KV | 361.5 | 6 | 44753.327 | 14.29% | Single phase | 44.74 | 0.0026074 | 0.0028047 | 0.0030176 | 0.0032475 | 0.0034958 | 0.003764 | 0.0040537 | 0.0043667 | 0.0047048 | 0.0050702 | 0.0054651 | 0.005892 | 0.0063535 | 0.0068524 | 0.0073918 | 0.0079751 | 0.0086059 | 0.0092883 | 0.010026 | 0.010825 | 1.3273 | 1.3327 | 1.3423 | 1.3537 | 1.3524 | 1.3549 | 1.3683 | 1.3869 | 1.3919 | 1.3919 | 1.3919 | 1.3919 | 1.3919 | 1.3919 | 1.3919 | 1.3919 | 1.3919 | 1.3919 | 1.3919 | 1.3919 | 4753.5054 | 1493.5873 | 0.00038694 | 16173.51 | 9164.2708 | 343.5434 | 108.5836 | 6247.0927 | 452.127 | 5794.9657 | -3369.3051 | FALSE
| 60386303 | BAN009 | BAN | 22KV | 762.62 | 6 | 44753.327 | 14.29% | Single phase | 44.74 | 0.0073349 | 0.0078787 | 0.0084647 | 0.0090962 | 0.0097768 | 0.01051 | 0.011301 | 0.012154 | 0.013074 | 0.014065 | 0.015135 | 0.016288 | 0.017532 | 0.018875 | 0.020323 | 0.021886 | 0.023572 | 0.024995 | 0.024995 | 0.024995 | 1.3273 | 1.3327 | 1.3423 | 1.3537 | 1.3524 | 1.3549 | 1.3683 | 1.3869 | 1.3919 | 1.3919 | 1.3919 | 1.3919 | 1.3919 | 1.3919 | 1.3919 | 1.3919 | 1.3919 | 1.3919 | 1.3919 | 1.3919 | 12902.852 | 8554.9948 | 0.00081628 | 34119.6188 | 19332.9355 | 724.7387 | 483.2413 | 21457.8468 | 1207.98 | 20249.8668 | 916.9313 | TRUE
| 60386307 | BAN009 | BAN | 22KV | 458.98 | 6 | 44753.327 | 14.29% | Single phase | 44.74 | 0.003047 | 0.0032773 | 0.003526 | 0.0037946 | 0.0040846 | 0.0043979 | 0.0047364 | 0.005102 | 0.0054972 | 0.0059243 | 0.006386 | 0.006885 | 0.0074246 | 0.0080081 | 0.008639 | 0.0093214 | 0.010059 | 0.010858 | 0.011722 | 0.012656 | 1.3273 | 1.3327 | 1.3423 | 1.3537 | 1.3524 | 1.3549 | 1.3683 | 1.3869 | 1.3919 | 1.3919 | 1.3919 | 1.3919 | 1.3919 | 1.3919 | 1.3919 | 1.3919 | 1.3919 | 1.3919 | 1.3919 | 1.3919 | 5555.3254 | 2216.2102 | 0.00049128 | 20534.7652 | 11635.4551 | 436.1813 | 175.0392 | 7771.5356 | 611.2204 | 7160.3151 | -4475.1399 | FALSE
| 60386309 | BAN009 | BAN | 22KV | 1174.34 | 6 | 44753.327 | 14.29% | Single phase | 44.74 | 0.014034 | 0.015099 | 0.016248 | 0.017488 | 0.018827 | 0.020271 | 0.021831 | 0.023514 | 0.025332 | 0.027295 | 0.029415 | 0.031704 | 0.034177 | 0.036849 | 0.038489 | 0.038489 | 0.038489 | 0.038489 | 0.038489 | 0.038489 | 1.3273 | 1.3327 | 1.3423 | 1.3537 | 1.3524 | 1.3549 | 1.3683 | 1.3869 | 1.3919 | 1.3919 | 1.3919 | 1.3919 | 1.3919 | 1.3919 | 1.3919 | 1.3919 | 1.3919 | 1.3919 | 1.3919 | 1.3919 | 23566.4582 | 24071.8377 | 0.001257 | 52539.9716 | 29770.3174 | 1116.0075 | 1145.8701 | 47638.2959 | 2261.8776 | 45376.4183 | 15606.1009 | TRUE
| 60386312 | BAN009 | BAN | 22KV | 71.59 | 6 | 44753.327 | 14.29% | Three phase | 97.13 | 0.00066293 | 0.00071877 | 0.00077953 | 0.00084566 | 0.00091764 | 0.000996 | 0.0010813 | 0.0011743 | 0.0012755 | 0.0013857 | 0.0015058 | 0.0016366 | 0.0017792 | 0.0019346 | 0.002104 | 0.0022887 | 0.0023463 | 0.0023463 | 0.0023463 | 0.0023463 | 1.3273 | 1.3327 | 1.3423 | 1.3537 | 1.3524 | 1.3549 | 1.3683 | 1.3869 | 1.3919 | 1.3919 | 1.3919 | 1.3919 | 1.3919 | 1.3919 | 1.3919 | 1.3919 | 1.3919 | 1.3919 | 1.3919 | 1.3919 | 1256.2063 | 169.6746 | 7.6628e-05 | 6953.5367 | 3940.0287 | 68.0339 | 9.2451 | 1425.8808 | 77.279 | 1348.6018 | -2591.4269 | FALSE
| 60386315 | BAN009 | BAN | 22KV | 1035.64 | 6 | 44753.327 | 14.29% | Single phase | 44.74 | 0.0099608 | 0.010699 | 0.011495 | 0.012353 | 0.013277 | 0.014273 | 0.015347 | 0.016505 | 0.017754 | 0.0191 | 0.020553 | 0.022119 | 0.023809 | 0.025632 | 0.027599 | 0.029721 | 0.032011 | 0.033943 | 0.033943 | 0.033943 | 1.3273 | 1.3327 | 1.3423 | 1.3537 | 1.3524 | 1.3549 | 1.3683 | 1.3869 | 1.3919 | 1.3919 | 1.3919 | 1.3919 | 1.3919 | 1.3919 | 1.3919 | 1.3919 | 1.3919 | 1.3919 | 1.3919 | 1.3919 | 17522.1076 | 15776.8755 | 0.0011085 | 46334.5336 | 26254.1781 | 984.1971 | 891.1798 | 33298.9831 | 1875.3769 | 31423.6063 | 5169.4281 | TRUE
| 60386326 | BAN009 | BAN | 22KV | 913.39 | 6 | 44753.327 | 14.29% | Three phase | 97.13 | 0.01109 | 0.011814 | 0.012587 | 0.013412 | 0.014294 | 0.015237 | 0.016243 | 0.017318 | 0.018467 | 0.019695 | 0.021007 | 0.022409 | 0.023908 | 0.02551 | 0.027222 | 0.029052 | 0.029936 | 0.029936 | 0.029936 | 0.029936 | 1.3273 | 1.3327 | 1.3423 | 1.3537 | 1.3524 | 1.3549 | 1.3683 | 1.3869 | 1.3919 | 1.3919 | 1.3919 | 1.3919 | 1.3919 | 1.3919 | 1.3919 | 1.3919 | 1.3919 | 1.3919 | 1.3919 | 1.3919 | 17534.8654 | 30253.2973 | 0.00097766 | 88717.5707 | 50269.3504 | 868.0195 | 1504.9345 | 47788.1627 | 2372.9541 | 45415.2086 | -4854.1418 | FALSE
| 60386328 | BAN009 | BAN | 22KV | 515.24 | 6 | 44753.327 | 14.29% | Three phase | 97.13 | 0.0062556 | 0.006664 | 0.0071001 | 0.0075659 | 0.0080634 | 0.0085949 | 0.0091626 | 0.0097692 | 0.010417 | 0.01111 | 0.01185 | 0.012641 | 0.013486 | 0.01439 | 0.015356 | 0.016388 | 0.016887 | 0.016887 | 0.016887 | 0.016887 | 1.3273 | 1.3327 | 1.3423 | 1.3537 | 1.3524 | 1.3549 | 1.3683 | 1.3869 | 1.3919 | 1.3919 | 1.3919 | 1.3919 | 1.3919 | 1.3919 | 1.3919 | 1.3919 | 1.3919 | 1.3919 | 1.3919 | 1.3919 | 9891.3542 | 9626.7425 | 0.0005515 | 50045.2612 | 28356.759 | 489.6467 | 478.8773 | 19518.0967 | 968.524 | 18549.5727 | -9807.1863 | FALSE
| 60386340 | BAN009 | BAN | 22KV | 128 | 6 | 44753.327 | 14.29% | Three phase | 97.13 | 0.0016231 | 0.0017674 | 0.001925 | 0.0020972 | 0.0022854 | 0.0024911 | 0.0027159 | 0.0029617 | 0.0032305 | 0.0035245 | 0.003846 | 0.0041952 | 0.0041952 | 0.0041952 | 0.0041952 | 0.0041952 | 0.0041952 | 0.0041952 | 0.0041952 | 0.0041952 | 1.3273 | 1.3327 | 1.3423 | 1.3537 | 1.3524 | 1.3549 | 1.3683 | 1.3869 | 1.3919 | 1.3919 | 1.3919 | 1.3919 | 1.3919 | 1.3919 | 1.3919 | 1.3919 | 1.3919 | 1.3919 | 1.3919 | 1.3919 | 2792.9253 | 675.1184 | 0.00013701 | 12432.64 | 7044.6106 | 121.6419 | 29.5546 | 3468.0437 | 151.1965 | 3316.8472 | -3727.7633 | FALSE
| 60386379 | BAN009 | BAN | 22KV | 706.05 | 6 | 44753.327 | 14.29% | Three phase | 97.13 | 0.0065644 | 0.007055 | 0.0075841 | 0.0081546 | 0.0087698 | 0.0094334 | 0.010149 | 0.010922 | 0.011755 | 0.012654 | 0.013625 | 0.014672 | 0.015803 | 0.017024 | 0.018342 | 0.019765 | 0.021301 | 0.022961 | 0.023141 | 0.023141 | 1.3273 | 1.3327 | 1.3423 | 1.3537 | 1.3524 | 1.3549 | 1.3683 | 1.3869 | 1.3919 | 1.3919 | 1.3919 | 1.3919 | 1.3919 | 1.3919 | 1.3919 | 1.3919 | 1.3919 | 1.3919 | 1.3919 | 1.3919 | 11667.6424 | 15547.7955 | 0.00075573 | 68578.6365 | 38858.182 | 670.9787 | 899.2408 | 27215.4379 | 1570.2195 | 25645.2184 | -13212.9636 | FALSE
| 60386390 | BAN009 | BAN | 22KV | 148.45 | 6 | 44753.327 | 14.29% | Three phase | 97.13 | 0.00098736 | 0.0010804 | 0.0011827 | 0.0012952 | 0.0014189 | 0.0015551 | 0.0017049 | 0.0018697 | 0.0020512 | 0.002251 | 0.0024711 | 0.0027134 | 0.0029804 | 0.0032745 | 0.0035987 | 0.0039559 | 0.0043497 | 0.0047839 | 0.0048654 | 0.0048654 | 1.3273 | 1.3327 | 1.3423 | 1.3537 | 1.3524 | 1.3549 | 1.3683 | 1.3869 | 1.3919 | 1.3919 | 1.3919 | 1.3919 | 1.3919 | 1.3919 | 1.3919 | 1.3919 | 1.3919 | 1.3919 | 1.3919 | 1.3919 | 2157.6894 | 603.7782 | 0.0001589 | 14418.9485 | 8170.0972 | 141.0761 | 39.7526 | 2761.4676 | 180.8287 | 2580.6389 | -5589.4583 | FALSE
| 60386407 | BAN009 | BAN | 22KV | 433.19 | 6 | 44753.327 | 14.29% | Single phase | 44.74 | 0.0052518 | 0.0055906 | 0.0059521 | 0.0063378 | 0.0067496 | 0.0071891 | 0.0076583 | 0.0081592 | 0.0086939 | 0.0092649 | 0.0098746 | 0.010526 | 0.011221 | 0.011964 | 0.012757 | 0.013604 | 0.014198 | 0.014198 | 0.014198 | 0.014198 | 1.3273 | 1.3327 | 1.3423 | 1.3537 | 1.3524 | 1.3549 | 1.3683 | 1.3869 | 1.3919 | 1.3919 | 1.3919 | 1.3919 | 1.3919 | 1.3919 | 1.3919 | 1.3919 | 1.3919 | 1.3919 | 1.3919 | 1.3919 | 8267.9016 | 3116.3076 | 0.00046367 | 19380.9206 | 10981.661 | 411.6723 | 155.921 | 11384.2092 | 567.5933 | 10816.6159 | -165.0452 | FALSE
| 60386414 | BAN009 | BAN | 22KV | 333.41 | 6 | 44753.327 | 14.29% | Covered | 390 | 0.001945 | 0.0020883 | 0.0022429 | 0.0024095 | 0.0025891 | 0.0027828 | 0.0029918 | 0.0032172 | 0.0034604 | 0.0037228 | 0.004006 | 0.0043116 | 0.0046416 | 0.0049978 | 0.0053824 | 0.0057976 | 0.0062461 | 0.0067305 | 0.0072537 | 0.0078189 | 1.3273 | 1.3327 | 1.3423 | 1.3537 | 1.3524 | 1.3549 | 1.3683 | 1.3869 | 1.3919 | 1.3919 | 1.3919 | 1.3919 | 1.3919 | 1.3919 | 1.3919 | 1.3919 | 1.3919 | 1.3919 | 1.3919 | 1.3919 | 3479.884 | 8791.6756 | 0.00035687 | 130029.9 | 73677.8358 | 316.8487 | 805.144 | 12271.5595 | 1121.9927 | 11149.5669 | -62528.2689 | FALSE
| 60386418 | BAN009 | BAN | 22KV | 106.56 | 6 | 44753.327 | 14.29% | Three phase | 97.13 | 0.00099462 | 0.0010827 | 0.001179 | 0.0012842 | 0.0013993 | 0.001525 | 0.0016625 | 0.0018129 | 0.0019774 | 0.0021574 | 0.0023543 | 0.0025697 | 0.0028055 | 0.0030635 | 0.0033461 | 0.0034925 | 0.0034925 | 0.0034925 | 0.0034925 | 0.0034925 | 1.3273 | 1.3327 | 1.3423 | 1.3537 | 1.3524 | 1.3549 | 1.3683 | 1.3869 | 1.3919 | 1.3919 | 1.3919 | 1.3919 | 1.3919 | 1.3919 | 1.3919 | 1.3919 | 1.3919 | 1.3919 | 1.3919 | 1.3919 | 1926.2447 | 387.2314 | 0.00011406 | 10350.1728 | 5864.6383 | 101.2669 | 20.483 | 2313.4762 | 121.7499 | 2191.7263 | -3672.912 | FALSE
| 60386437 | BAN009 | BAN | 22KV | 75.66 | 6 | 44753.327 | 14.29% | Three phase | 97.13 | 0.0007062 | 0.00076876 | 0.00083713 | 0.00091185 | 0.00099352 | 0.0010828 | 0.0011804 | 0.0012872 | 0.001404 | 0.0015318 | 0.0016716 | 0.0018245 | 0.0019919 | 0.0021752 | 0.0023758 | 0.0024797 | 0.0024797 | 0.0024797 | 0.0024797 | 0.0024797 | 1.3273 | 1.3327 | 1.3423 | 1.3537 | 1.3524 | 1.3549 | 1.3683 | 1.3869 | 1.3919 | 1.3919 | 1.3919 | 1.3919 | 1.3919 | 1.3919 | 1.3919 | 1.3919 | 1.3919 | 1.3919 | 1.3919 | 1.3919 | 1367.6771 | 195.2158 | 8.0984e-05 | 7348.8558 | 4164.0253 | 71.9018 | 10.3261 | 1562.8929 | 82.2279 | 1480.665 | -2683.3603 | FALSE
| 60386452 | BAN009 | BAN | 22KV | 255.89 | 6 | 44753.327 | 14.29% | Covered | 390 | 0.0016988 | 0.0018272 | 0.0019658 | 0.0021155 | 0.0022772 | 0.0024519 | 0.0026406 | 0.0028445 | 0.0030648 | 0.0033029 | 0.0035603 | 0.0038385 | 0.0041394 | 0.0044646 | 0.0048164 | 0.0051968 | 0.0056083 | 0.0060535 | 0.0065351 | 0.0070562 | 1.3273 | 1.3327 | 1.3423 | 1.3537 | 1.3524 | 1.3549 | 1.3683 | 1.3869 | 1.3919 | 1.3919 | 1.3919 | 1.3919 | 1.3919 | 1.3919 | 1.3919 | 1.3919 | 1.3919 | 1.3919 | 1.3919 | 1.3919 | 3097.1986 | 6004.8017 | 0.0002739 | 99797.1 | 56547.2583 | 243.1793 | 474.267 | 9102.0003 | 717.4463 | 8384.554 | -48162.7043 | FALSE
| 60386453 | BAN009 | BAN | 22KV | 573.16 | 6 | 44753.327 | 14.29% | Single phase | 44.74 | 0.0041341 | 0.0044468 | 0.0047844 | 0.005149 | 0.0055427 | 0.0059679 | 0.0064272 | 0.0069234 | 0.0074595 | 0.0080389 | 0.008665 | 0.0093418 | 0.010073 | 0.010864 | 0.01172 | 0.012645 | 0.013645 | 0.014727 | 0.015897 | 0.017163 | 1.3273 | 1.3327 | 1.3423 | 1.3537 | 1.3524 | 1.3549 | 1.3683 | 1.3869 | 1.3919 | 1.3919 | 1.3919 | 1.3919 | 1.3919 | 1.3919 | 1.3919 | 1.3919 | 1.3919 | 1.3919 | 1.3919 | 1.3919 | 7536.7059 | 3754.618 | 0.00061349 | 25643.1784 | 14529.9957 | 544.6897 | 272.9603 | 11291.3238 | 817.6499 | 10473.6739 | -4056.3218 | FALSE
| 60386454 | BAN009 | BAN | 22KV | 1895.19 | 6 | 44753.327 | 14.29% | Single phase | 44.74 | 0.018228 | 0.019579 | 0.021036 | 0.022605 | 0.024296 | 0.02612 | 0.028085 | 0.030204 | 0.032489 | 0.034953 | 0.037611 | 0.040477 | 0.043569 | 0.046905 | 0.050505 | 0.054388 | 0.058579 | 0.062114 | 0.062114 | 0.062114 | 1.3273 | 1.3327 | 1.3423 | 1.3537 | 1.3524 | 1.3549 | 1.3683 | 1.3869 | 1.3919 | 1.3919 | 1.3919 | 1.3919 | 1.3919 | 1.3919 | 1.3919 | 1.3919 | 1.3919 | 1.3919 | 1.3919 | 1.3919 | 32064.929 | 52833.4389 | 0.0020285 | 84790.8006 | 48044.3551 | 1801.051 | 2984.3737 | 84898.3679 | 4785.4247 | 80112.9432 | 32068.5881 | TRUE
| 60386455 | BAN009 | BAN | 22KV | 1455.85 | 6 | 44753.327 | 14.29% | Single phase | 44.74 | 0.014002 | 0.01504 | 0.016159 | 0.017365 | 0.018664 | 0.020065 | 0.021574 | 0.023202 | 0.024958 | 0.02685 | 0.028892 | 0.031094 | 0.033469 | 0.036032 | 0.038797 | 0.04178 | 0.045 | 0.047715 | 0.047715 | 0.047715 | 1.3273 | 1.3327 | 1.3423 | 1.3537 | 1.3524 | 1.3549 | 1.3683 | 1.3869 | 1.3919 | 1.3919 | 1.3919 | 1.3919 | 1.3919 | 1.3919 | 1.3919 | 1.3919 | 1.3919 | 1.3919 | 1.3919 | 1.3919 | 24631.687 | 31177.1655 | 0.0015583 | 65134.729 | 36906.7873 | 1383.5341 | 1761.0876 | 55808.8525 | 3144.6217 | 52664.2308 | 15757.4434 | TRUE
| 60386456 | BAN009 | BAN | 22KV | 1065.07 | 6 | 44753.327 | 14.29% | Single phase | 44.74 | 0.0065102 | 0.0070019 | 0.0075329 | 0.0081063 | 0.0087257 | 0.0093949 | 0.010118 | 0.010899 | 0.011743 | 0.012656 | 0.013643 | 0.01471 | 0.015863 | 0.017111 | 0.01846 | 0.019919 | 0.021498 | 0.023207 | 0.025055 | 0.027055 | 1.3273 | 1.3327 | 1.3423 | 1.3537 | 1.3524 | 1.3549 | 1.3683 | 1.3869 | 1.3919 | 1.3919 | 1.3919 | 1.3919 | 1.3919 | 1.3919 | 1.3919 | 1.3919 | 1.3919 | 1.3919 | 1.3919 | 1.3919 | 11870.1837 | 10988.6077 | 0.00114 | 47651.2318 | 27000.2486 | 1012.1652 | 942.5491 | 22858.7915 | 1954.7143 | 20904.0771 | -6096.1715 | FALSE
| 60386466 | BAN009 | BAN | 22KV | 469.31 | 6 | 44753.327 | 14.29% | Three phase | 97.13 | 0.004422 | 0.0047841 | 0.0051772 | 0.005604 | 0.0060675 | 0.0065709 | 0.0071178 | 0.007712 | 0.0083576 | 0.0090592 | 0.0098217 | 0.010651 | 0.011552 | 0.012531 | 0.013597 | 0.014755 | 0.015382 | 0.015382 | 0.015382 | 0.015382 | 1.3273 | 1.3327 | 1.3423 | 1.3537 | 1.3524 | 1.3549 | 1.3683 | 1.3869 | 1.3919 | 1.3919 | 1.3919 | 1.3919 | 1.3919 | 1.3919 | 1.3919 | 1.3919 | 1.3919 | 1.3919 | 1.3919 | 1.3919 | 8223.7367 | 7282.4684 | 0.00050233 | 45584.0803 | 25828.9546 | 445.9982 | 397.3056 | 15506.205 | 843.3038 | 14662.9012 | -11166.0534 | FALSE
| 60386475 | BAN009 | BAN | 22KV | 166.41 | 6 | 44753.327 | 14.29% | Single phase | 44.74 | 0.00099139 | 0.0010846 | 0.001187 | 0.0012997 | 0.0014236 | 0.00156 | 0.00171 | 0.0018752 | 0.002057 | 0.0022572 | 0.0024777 | 0.0027206 | 0.0029882 | 0.003283 | 0.003608 | 0.0039662 | 0.0043611 | 0.0047966 | 0.0052768 | 0.005454 | 1.3273 | 1.3327 | 1.3423 | 1.3537 | 1.3524 | 1.3549 | 1.3683 | 1.3869 | 1.3919 | 1.3919 | 1.3919 | 1.3919 | 1.3919 | 1.3919 | 1.3919 | 1.3919 | 1.3919 | 1.3919 | 1.3919 | 1.3919 | 2195.3022 | 317.1621 | 0.00017812 | 7445.1834 | 4218.6066 | 158.144 | 23.0095 | 2512.4642 | 181.1534 | 2331.3108 | -1887.2959 | FALSE
| 60386492 | BAN009 | BAN | 22KV | 339.72 | 6 | 44753.327 | 14.29% | Single phase | 44.74 | 0.0020765 | 0.0022334 | 0.0024027 | 0.0025856 | 0.0027832 | 0.0029966 | 0.0032272 | 0.0034764 | 0.0037458 | 0.0040369 | 0.0043516 | 0.0046918 | 0.0050598 | 0.0054577 | 0.005888 | 0.0063536 | 0.0068572 | 0.0074021 | 0.0079917 | 0.0086298 | 1.3273 | 1.3327 | 1.3423 | 1.3537 | 1.3524 | 1.3549 | 1.3683 | 1.3869 | 1.3919 | 1.3919 | 1.3919 | 1.3919 | 1.3919 | 1.3919 | 1.3919 | 1.3919 | 1.3919 | 1.3919 | 1.3919 | 1.3919 | 3786.1726 | 1117.966 | 0.00036363 | 15199.0728 | 8612.133 | 322.8452 | 95.8937 | 4904.1386 | 418.7389 | 4485.3997 | -4126.7333 | FALSE
| 60386495 | BAN009 | BAN | 22KV | 1131.07 | 6 | 44753.327 | 14.29% | Covered | 390 | 0.0065982 | 0.0070845 | 0.0076087 | 0.0081739 | 0.0087833 | 0.0094405 | 0.010149 | 0.010914 | 0.011739 | 0.012629 | 0.01359 | 0.014627 | 0.015746 | 0.016955 | 0.018259 | 0.019668 | 0.021189 | 0.022833 | 0.024608 | 0.026525 | 1.3273 | 1.3327 | 1.3423 | 1.3537 | 1.3524 | 1.3549 | 1.3683 | 1.3869 | 1.3919 | 1.3919 | 1.3919 | 1.3919 | 1.3919 | 1.3919 | 1.3919 | 1.3919 | 1.3919 | 1.3919 | 1.3919 | 1.3919 | 11805.2619 | 101179.6977 | 0.0012107 | 441117.3 | 249946.8814 | 1074.8868 | 9266.0638 | 112984.9596 | 10340.9506 | 102644.0089 | -147302.8725 | FALSE
| 60386496 | BAN009 | BAN | 22KV | 32.34 | 6 | 44753.327 | 14.29% | Single phase | 44.74 | 0.00017269 | 0.00018888 | 0.00020668 | 0.00022625 | 0.00024778 | 0.00027147 | 0.00029754 | 0.00032624 | 0.00035784 | 0.00039263 | 0.00043096 | 0.00047318 | 0.0005197 | 0.00057097 | 0.00062748 | 0.00068978 | 0.00075847 | 0.00083423 | 0.00091779 | 0.00101 | 1.3273 | 1.3327 | 1.3423 | 1.3537 | 1.3524 | 1.3549 | 1.3683 | 1.3869 | 1.3919 | 1.3919 | 1.3919 | 1.3919 | 1.3919 | 1.3919 | 1.3919 | 1.3919 | 1.3919 | 1.3919 | 1.3919 | 1.3919 | 383.8522 | 10.777 | 3.4616e-05 | 1446.8916 | 819.841 | 30.7336 | 0.86902 | 394.6292 | 31.6026 | 363.0266 | -456.8144 | FALSE
| 60386497 | BAN009 | BAN | 22KV | 36.49 | 6 | 44753.327 | 14.29% | Single phase | 44.74 | 0.0002632 | 0.00028311 | 0.0003046 | 0.00032781 | 0.00035287 | 0.00037994 | 0.00040918 | 0.00044077 | 0.00047491 | 0.00051179 | 0.00055165 | 0.00059474 | 0.00064132 | 0.00069168 | 0.00074613 | 0.00080501 | 0.00086869 | 0.00093756 | 0.0010121 | 0.0010927 | 1.3273 | 1.3327 | 1.3423 | 1.3537 | 1.3524 | 1.3549 | 1.3683 | 1.3869 | 1.3919 | 1.3919 | 1.3919 | 1.3919 | 1.3919 | 1.3919 | 1.3919 | 1.3919 | 1.3919 | 1.3919 | 1.3919 | 1.3919 | 479.8213 | 15.2181 | 3.9058e-05 | 1632.5626 | 925.0463 | 34.6774 | 1.1064 | 495.0395 | 35.7838 | 459.2557 | -465.7906 | FALSE
| 60386500 | BAN009 | BAN | 22KV | 204.26 | 6 | 44753.327 | 14.29% | Three phase | 97.13 | 0.0023601 | 0.0025634 | 0.002785 | 0.0030265 | 0.0032897 | 0.0035767 | 0.0038896 | 0.0042309 | 0.0046032 | 0.0050092 | 0.0054522 | 0.0059356 | 0.006463 | 0.0066946 | 0.0066946 | 0.0066946 | 0.0066946 | 0.0066946 | 0.0066946 | 0.0066946 | 1.3273 | 1.3327 | 1.3423 | 1.3537 | 1.3524 | 1.3549 | 1.3683 | 1.3869 | 1.3919 | 1.3919 | 1.3919 | 1.3919 | 1.3919 | 1.3919 | 1.3919 | 1.3919 | 1.3919 | 1.3919 | 1.3919 | 1.3919 | 4187.6267 | 1614.7879 | 0.00021863 | 19839.7738 | 11241.6575 | 194.1139 | 75.2613 | 5802.4146 | 269.3752 | 5533.0394 | -5708.618 | FALSE
| 60386501 | BAN009 | BAN | 22KV | 43.03 | 6 | 44753.327 | 14.29% | Three phase | 97.13 | 0.00049719 | 0.00054002 | 0.0005867 | 0.00063757 | 0.00069302 | 0.00075348 | 0.0008194 | 0.0008913 | 0.00096972 | 0.0010553 | 0.0011486 | 0.0012504 | 0.0013615 | 0.0014103 | 0.0014103 | 0.0014103 | 0.0014103 | 0.0014103 | 0.0014103 | 0.0014103 | 1.3273 | 1.3327 | 1.3423 | 1.3537 | 1.3524 | 1.3549 | 1.3683 | 1.3869 | 1.3919 | 1.3919 | 1.3919 | 1.3919 | 1.3919 | 1.3919 | 1.3919 | 1.3919 | 1.3919 | 1.3919 | 1.3919 | 1.3919 | 882.1775 | 71.6624 | 4.6058e-05 | 4179.5039 | 2368.1999 | 40.8926 | 3.34 | 953.8399 | 44.2326 | 909.6073 | -1458.5926 | FALSE
| 60386502 | BAN009 | BAN | 22KV | 664.66 | 6 | 44753.327 | 14.29% | Covered | 390 | 0.0056653 | 0.0060944 | 0.0065576 | 0.0070576 | 0.0075974 | 0.0081803 | 0.0088099 | 0.0094899 | 0.010224 | 0.011018 | 0.011875 | 0.012802 | 0.013803 | 0.014885 | 0.016055 | 0.01732 | 0.018687 | 0.020165 | 0.021764 | 0.021784 | 1.3273 | 1.3327 | 1.3423 | 1.3537 | 1.3524 | 1.3549 | 1.3683 | 1.3869 | 1.3919 | 1.3919 | 1.3919 | 1.3919 | 1.3919 | 1.3919 | 1.3919 | 1.3919 | 1.3919 | 1.3919 | 1.3919 | 1.3919 | 10271.4298 | 51728.2807 | 0.00071143 | 259217.4 | 146878.349 | 631.6446 | 3199.7453 | 61999.7105 | 3831.3899 | 58168.3206 | -88710.0284 | FALSE
| 60386514 | BAN009 | BAN | 22KV | 2052.86 | 6 | 44753.327 | 14.29% | Covered | 390 | 0.011976 | 0.012858 | 0.01381 | 0.014835 | 0.015941 | 0.017134 | 0.018421 | 0.019809 | 0.021306 | 0.022922 | 0.024666 | 0.026548 | 0.028579 | 0.030772 | 0.03314 | 0.035697 | 0.038458 | 0.041441 | 0.044662 | 0.048142 | 1.3273 | 1.3327 | 1.3423 | 1.3537 | 1.3524 | 1.3549 | 1.3683 | 1.3869 | 1.3919 | 1.3919 | 1.3919 | 1.3919 | 1.3919 | 1.3919 | 1.3919 | 1.3919 | 1.3919 | 1.3919 | 1.3919 | 1.3919 | 21426.2158 | 333298.2824 | 0.0021973 | 800615.4 | 453646.5072 | 1950.8891 | 30523.546 | 354724.4982 | 32474.4352 | 322250.063 | -131396.4442 | FALSE
| 60386515 | BAN009 | BAN | 22KV | 114.82 | 6 | 44753.327 | 14.29% | Covered | 390 | 0.00066982 | 0.00071918 | 0.0007724 | 0.00082977 | 0.00089163 | 0.00095835 | 0.0010303 | 0.0011079 | 0.0011917 | 0.0012821 | 0.0013796 | 0.0014848 | 0.0015985 | 0.0017211 | 0.0018536 | 0.0019966 | 0.002151 | 0.0023178 | 0.002498 | 0.0026927 | 1.3273 | 1.3327 | 1.3423 | 1.3537 | 1.3524 | 1.3549 | 1.3683 | 1.3869 | 1.3919 | 1.3919 | 1.3919 | 1.3919 | 1.3919 | 1.3919 | 1.3919 | 1.3919 | 1.3919 | 1.3919 | 1.3919 | 1.3919 | 1198.4052 | 1042.6763 | 0.0001229 | 44779.8 | 25373.2315 | 109.1166 | 95.4886 | 2241.0815 | 204.6052 | 2036.4763 | -23336.7552 | FALSE
| 60386516 | BAN009 | BAN | 22KV | 734.08 | 6 | 44753.327 | 14.29% | Covered | 390 | 0.0042823 | 0.004598 | 0.0049382 | 0.005305 | 0.0057005 | 0.006127 | 0.0065871 | 0.0070834 | 0.0076188 | 0.0081966 | 0.0088201 | 0.0094931 | 0.01022 | 0.011004 | 0.011851 | 0.012765 | 0.013752 | 0.014819 | 0.015971 | 0.017215 | 1.3273 | 1.3327 | 1.3423 | 1.3537 | 1.3524 | 1.3549 | 1.3683 | 1.3869 | 1.3919 | 1.3919 | 1.3919 | 1.3919 | 1.3919 | 1.3919 | 1.3919 | 1.3919 | 1.3919 | 1.3919 | 1.3919 | 1.3919 | 7661.7775 | 42618.7977 | 0.00078574 | 286291.2 | 162218.9667 | 697.6163 | 3903.0409 | 50280.5752 | 4600.6573 | 45679.918 | -116539.0488 | FALSE
| 60386517 | BAN009 | BAN | 22KV | 849.12 | 6 | 44753.327 | 14.29% | Three phase | 97.13 | 0.010309 | 0.010982 | 0.011701 | 0.012469 | 0.013289 | 0.014164 | 0.0151 | 0.0161 | 0.017168 | 0.018309 | 0.019529 | 0.020832 | 0.022226 | 0.023715 | 0.025307 | 0.027008 | 0.02783 | 0.02783 | 0.02783 | 0.02783 | 1.3273 | 1.3327 | 1.3423 | 1.3537 | 1.3524 | 1.3549 | 1.3683 | 1.3869 | 1.3919 | 1.3919 | 1.3919 | 1.3919 | 1.3919 | 1.3919 | 1.3919 | 1.3919 | 1.3919 | 1.3919 | 1.3919 | 1.3919 | 16301.0378 | 26145.5842 | 0.00090887 | 82475.0256 | 46732.1854 | 806.942 | 1300.5985 | 42446.622 | 2107.5405 | 40339.0815 | -6393.1039 | FALSE
| 60386526 | BAN009 | BAN | 22KV | 49.31 | 6 | 44753.327 | 14.29% | Three phase | 97.13 | 0.00026331 | 0.00028799 | 0.00031513 | 0.00034498 | 0.0003778 | 0.00041393 | 0.00045368 | 0.00049743 | 0.00054561 | 0.00059866 | 0.0006571 | 0.00072147 | 0.0007924 | 0.00087057 | 0.00095674 | 0.0010517 | 0.0011565 | 0.001272 | 0.0013994 | 0.0015399 | 1.3273 | 1.3327 | 1.3423 | 1.3537 | 1.3524 | 1.3549 | 1.3683 | 1.3869 | 1.3919 | 1.3919 | 1.3919 | 1.3919 | 1.3919 | 1.3919 | 1.3919 | 1.3919 | 1.3919 | 1.3919 | 1.3919 | 1.3919 | 585.2738 | 54.3933 | 5.278e-05 | 4789.4803 | 2713.8262 | 46.8606 | 4.3861 | 639.6671 | 51.2467 | 588.4203 | -2125.4058 | FALSE
| 60386532 | BAN009 | BAN | 22KV | 443.12 | 6 | 44753.327 | 14.29% | Three phase | 97.13 | 0.0038312 | 0.0041138 | 0.0044184 | 0.0047465 | 0.0051001 | 0.0054812 | 0.0058919 | 0.0063347 | 0.0068121 | 0.0073268 | 0.0078818 | 0.0084804 | 0.009126 | 0.0098223 | 0.010574 | 0.011384 | 0.012259 | 0.013202 | 0.014221 | 0.014523 | 1.3273 | 1.3327 | 1.3423 | 1.3537 | 1.3524 | 1.3549 | 1.3683 | 1.3869 | 1.3919 | 1.3919 | 1.3919 | 1.3919 | 1.3919 | 1.3919 | 1.3919 | 1.3919 | 1.3919 | 1.3919 | 1.3919 | 1.3919 | 6815.4787 | 5699.7521 | 0.0004743 | 43040.2456 | 24387.5612 | 421.1091 | 354.1994 | 12515.2308 | 775.3085 | 11739.9223 | -12647.6389 | FALSE
| 60386537 | BAN009 | BAN | 22KV | 129.99 | 6 | 44753.327 | 14.29% | Three phase | 97.13 | 0.00096588 | 0.0010571 | 0.0011574 | 0.0012677 | 0.0013891 | 0.0015225 | 0.0016694 | 0.001831 | 0.0020089 | 0.0022047 | 0.0024204 | 0.0026579 | 0.0029195 | 0.0032077 | 0.0035252 | 0.0038751 | 0.0042604 | 0.0042604 | 0.0042604 | 0.0042604 | 1.3273 | 1.3327 | 1.3423 | 1.3537 | 1.3524 | 1.3549 | 1.3683 | 1.3869 | 1.3919 | 1.3919 | 1.3919 | 1.3919 | 1.3919 | 1.3919 | 1.3919 | 1.3919 | 1.3919 | 1.3919 | 1.3919 | 1.3919 | 2065.8571 | 506.2782 | 0.00013914 | 12625.9287 | 7154.1323 | 123.5331 | 30.4807 | 2572.1353 | 154.0138 | 2418.1216 | -4736.0107 | FALSE
| 60386547 | BAN009 | BAN | 22KV | 1699.47 | 6 | 44753.327 | 14.29% | Three phase | 97.13 | 0.02031 | 0.021851 | 0.023514 | 0.025308 | 0.027245 | 0.029336 | 0.031592 | 0.034029 | 0.03666 | 0.0395 | 0.042568 | 0.045882 | 0.049461 | 0.053327 | 0.0557 | 0.0557 | 0.0557 | 0.0557 | 0.0557 | 0.0557 | 1.3273 | 1.3327 | 1.3423 | 1.3537 | 1.3524 | 1.3549 | 1.3683 | 1.3869 | 1.3919 | 1.3919 | 1.3919 | 1.3919 | 1.3919 | 1.3919 | 1.3919 | 1.3919 | 1.3919 | 1.3919 | 1.3919 | 1.3919 | 34104.679 | 109447.5269 | 0.0018191 | 165069.5211 | 93532.0651 | 1615.0529 | 5209.9326 | 143552.2059 | 6824.9855 | 136727.2204 | 43195.1553 | TRUE
| 60386552 | BAN009 | BAN | 22KV | 1978.61 | 6 | 44753.327 | 14.29% | Single phase | 44.74 | 0.018343 | 0.019733 | 0.021233 | 0.022853 | 0.024601 | 0.026489 | 0.028527 | 0.030729 | 0.033106 | 0.035675 | 0.03845 | 0.041448 | 0.044688 | 0.048189 | 0.051973 | 0.056063 | 0.060484 | 0.064848 | 0.064848 | 0.064848 | 1.3273 | 1.3327 | 1.3423 | 1.3537 | 1.3524 | 1.3549 | 1.3683 | 1.3869 | 1.3919 | 1.3919 | 1.3919 | 1.3919 | 1.3919 | 1.3919 | 1.3919 | 1.3919 | 1.3919 | 1.3919 | 1.3919 | 1.3919 | 32873.8616 | 56543.4974 | 0.0021178 | 88523.0114 | 50159.1088 | 1880.3273 | 3252.8804 | 89417.359 | 5133.2077 | 84284.1513 | 34125.0425 | TRUE
| 60386569 | BAN009 | BAN | 22KV | 3837.43 | 6 | 44753.327 | 14.29% | Three phase | 97.13 | 0.042125 | 0.04532 | 0.048768 | 0.052489 | 0.056506 | 0.060842 | 0.065523 | 0.070577 | 0.076035 | 0.081929 | 0.088296 | 0.095172 | 0.1026 | 0.11063 | 0.1193 | 0.12577 | 0.12577 | 0.12577 | 0.12577 | 0.12577 | 1.3273 | 1.3327 | 1.3423 | 1.3537 | 1.3524 | 1.3549 | 1.3683 | 1.3869 | 1.3919 | 1.3919 | 1.3919 | 1.3919 | 1.3919 | 1.3919 | 1.3919 | 1.3919 | 1.3919 | 1.3919 | 1.3919 | 1.3919 | 72629.9448 | 526176.7207 | 0.0041075 | 372729.5759 | 211196.8746 | 3646.8149 | 26563.5452 | 598806.6655 | 30210.36 | 568596.3055 | 357399.4308 | TRUE
| 60386581 | BAN009 | BAN | 22KV | 301.95 | 6 | 44753.327 | 14.29% | Covered | 390 | 0.0030456 | 0.0032765 | 0.0035257 | 0.0037946 | 0.004085 | 0.0043984 | 0.0047369 | 0.0051024 | 0.0054971 | 0.0059234 | 0.0063839 | 0.0068814 | 0.0074189 | 0.0079997 | 0.0086274 | 0.0093057 | 0.0098963 | 0.0098963 | 0.0098963 | 0.0098963 | 1.3273 | 1.3327 | 1.3423 | 1.3537 | 1.3524 | 1.3549 | 1.3683 | 1.3869 | 1.3919 | 1.3919 | 1.3919 | 1.3919 | 1.3919 | 1.3919 | 1.3919 | 1.3919 | 1.3919 | 1.3919 | 1.3919 | 1.3919 | 5366.7666 | 12281.4981 | 0.0003232 | 117760.5 | 66725.7206 | 286.9514 | 660.3686 | 17648.2647 | 947.3199 | 16700.9448 | -50024.7758 | FALSE
| 60386582 | BAN009 | BAN | 22KV | 1296.5 | 6 | 44753.327 | 14.29% | Covered | 390 | 0.013077 | 0.014068 | 0.015138 | 0.016293 | 0.01754 | 0.018886 | 0.020339 | 0.021908 | 0.023603 | 0.025434 | 0.027411 | 0.029547 | 0.031855 | 0.034349 | 0.037044 | 0.039956 | 0.042492 | 0.042492 | 0.042492 | 0.042492 | 1.3273 | 1.3327 | 1.3423 | 1.3537 | 1.3524 | 1.3549 | 1.3683 | 1.3869 | 1.3919 | 1.3919 | 1.3919 | 1.3919 | 1.3919 | 1.3919 | 1.3919 | 1.3919 | 1.3919 | 1.3919 | 1.3919 | 1.3919 | 23043.5929 | 226426.0139 | 0.0013877 | 505635 | 286504.0464 | 1232.0995 | 12174.7868 | 249469.6068 | 13406.8862 | 236062.7205 | -50441.3258 | FALSE
| 60386585 | BAN009 | BAN | 22KV | 1008.26 | 6 | 44753.327 | 14.29% | Single phase | 44.74 | 0.012049 | 0.012964 | 0.01395 | 0.015015 | 0.016164 | 0.017404 | 0.018743 | 0.020189 | 0.021749 | 0.023435 | 0.025255 | 0.027221 | 0.029344 | 0.031638 | 0.033045 | 0.033045 | 0.033045 | 0.033045 | 0.033045 | 0.033045 | 1.3273 | 1.3327 | 1.3423 | 1.3537 | 1.3524 | 1.3549 | 1.3683 | 1.3869 | 1.3919 | 1.3919 | 1.3919 | 1.3919 | 1.3919 | 1.3919 | 1.3919 | 1.3919 | 1.3919 | 1.3919 | 1.3919 | 1.3919 | 20233.5926 | 17744.6164 | 0.0010792 | 45109.5524 | 25560.0765 | 958.1771 | 844.6811 | 37978.209 | 1802.8582 | 36175.3508 | 10615.2743 | TRUE
| 60386593 | BAN009 | BAN | 22KV | 1489.12 | 6 | 44753.327 | 14.29% | Single phase | 44.74 | 0.014322 | 0.015384 | 0.016528 | 0.017762 | 0.019091 | 0.020523 | 0.022067 | 0.023732 | 0.025528 | 0.027464 | 0.029552 | 0.031805 | 0.034234 | 0.036855 | 0.039683 | 0.042735 | 0.046028 | 0.048806 | 0.048806 | 0.048806 | 1.3273 | 1.3327 | 1.3423 | 1.3537 | 1.3524 | 1.3549 | 1.3683 | 1.3869 | 1.3919 | 1.3919 | 1.3919 | 1.3919 | 1.3919 | 1.3919 | 1.3919 | 1.3919 | 1.3919 | 1.3919 | 1.3919 | 1.3919 | 25194.5858 | 32618.408 | 0.0015939 | 66623.2288 | 37750.2045 | 1415.1515 | 1842.4983 | 57812.9938 | 3257.6498 | 54555.344 | 16805.1395 | TRUE
| 60386594 | BAN009 | BAN | 22KV | 813.32 | 6 | 44753.327 | 14.29% | Covered | 390 | 0.0078225 | 0.0084025 | 0.0090274 | 0.0097009 | 0.010427 | 0.011209 | 0.012053 | 0.012962 | 0.013943 | 0.015 | 0.016141 | 0.017371 | 0.018698 | 0.020129 | 0.021674 | 0.023341 | 0.025139 | 0.026656 | 0.026656 | 0.026656 | 1.3273 | 1.3327 | 1.3423 | 1.3537 | 1.3524 | 1.3549 | 1.3683 | 1.3869 | 1.3919 | 1.3919 | 1.3919 | 1.3919 | 1.3919 | 1.3919 | 1.3919 | 1.3919 | 1.3919 | 1.3919 | 1.3919 | 1.3919 | 13760.6509 | 84819.3419 | 0.00087055 | 317194.8 | 179729.6344 | 772.9203 | 4791.144 | 98579.9928 | 5564.0643 | 93015.9285 | -86713.7059 | FALSE
| 60386602 | BAN009 | BAN | 22KV | 817.45 | 6 | 44753.327 | 14.29% | Three phase | 97.13 | 0.0047687 | 0.0051201 | 0.005499 | 0.0059075 | 0.0063479 | 0.0068229 | 0.0073352 | 0.0078878 | 0.0084841 | 0.0091275 | 0.0098218 | 0.010571 | 0.01138 | 0.012253 | 0.013196 | 0.014215 | 0.015314 | 0.016502 | 0.017784 | 0.01917 | 1.3273 | 1.3327 | 1.3423 | 1.3537 | 1.3524 | 1.3549 | 1.3683 | 1.3869 | 1.3919 | 1.3919 | 1.3919 | 1.3919 | 1.3919 | 1.3919 | 1.3919 | 1.3919 | 1.3919 | 1.3919 | 1.3919 | 1.3919 | 8531.9311 | 13162.1122 | 0.00087497 | 79398.9185 | 44989.1946 | 776.8451 | 1205.3898 | 21694.0433 | 1982.2349 | 19711.8084 | -25277.3862 | FALSE
| 60386604 | BAN009 | BAN | 22KV | 1091.64 | 6 | 44753.327 | 14.29% | Three phase | 97.13 | 0.0078738 | 0.0084694 | 0.0091125 | 0.0098068 | 0.010557 | 0.011366 | 0.012241 | 0.013186 | 0.014207 | 0.015311 | 0.016503 | 0.017792 | 0.019186 | 0.020692 | 0.022321 | 0.024083 | 0.025988 | 0.028048 | 0.030277 | 0.032688 | 1.3273 | 1.3327 | 1.3423 | 1.3537 | 1.3524 | 1.3549 | 1.3683 | 1.3869 | 1.3919 | 1.3919 | 1.3919 | 1.3919 | 1.3919 | 1.3919 | 1.3919 | 1.3919 | 1.3919 | 1.3919 | 1.3919 | 1.3919 | 14354.4029 | 29568.5682 | 0.0011685 | 106030.9932 | 60079.521 | 1037.4154 | 2149.6313 | 43922.9711 | 3187.0467 | 40735.9244 | -19343.5966 | FALSE
| 60386607 | BAN009 | BAN | 22KV | 1917.97 | 6 | 44753.327 | 14.29% | Covered | 390 | 0.013199 | 0.014174 | 0.015225 | 0.016357 | 0.017579 | 0.018896 | 0.020316 | 0.021847 | 0.023499 | 0.025282 | 0.027205 | 0.02928 | 0.031519 | 0.033936 | 0.036545 | 0.039362 | 0.042403 | 0.045686 | 0.049232 | 0.053061 | 1.3273 | 1.3327 | 1.3423 | 1.3537 | 1.3524 | 1.3549 | 1.3683 | 1.3869 | 1.3919 | 1.3919 | 1.3919 | 1.3919 | 1.3919 | 1.3919 | 1.3919 | 1.3919 | 1.3919 | 1.3919 | 1.3919 | 1.3919 | 23625.7885 | 343364.9118 | 0.0020529 | 748008.3 | 423838.1534 | 1822.6994 | 26644.0316 | 366990.7003 | 28466.7311 | 338523.9692 | -85314.1842 | FALSE
| 60386767 | BAN011 | BAN | 22KV | 188.95 | 1 | 44753.327 | 50% | Three phase | 97.13 | 0.0017645 | 0.0019003 | 0.0020471 | 0.0022057 | 0.0023771 | 0.0025624 | 0.0027628 | 0.0029794 | 0.0032137 | 0.003467 | 0.0037411 | 0.0040375 | 0.0043582 | 0.0047052 | 0.0050806 | 0.0054869 | 0.0059267 | 0.0061928 | 0.0061928 | 0.0061928 | 6.633 | 6.7755 | 6.998 | 7.202 | 7.256 | 7.3325 | 7.553 | 7.838 | 7.912 | 7.912 | 7.912 | 7.912 | 7.912 | 7.912 | 7.912 | 7.912 | 7.912 | 7.912 | 7.912 | 7.912 | 17767.8025 | 1135.4532 | 0.00020225 | 18352.7135 | 10399.056 | 988.4702 | 64.4019 | 18903.2556 | 1052.8721 | 17850.3835 | 7451.3275 | TRUE
| 60387810 | BAN015 | BAN | 22KV | 354.06 | 1 | 44753.327 | 50% | Three phase | 97.13 | 0.0025836 | 0.0027397 | 0.0029057 | 0.0030823 | 0.0032701 | 0.00347 | 0.0036826 | 0.0039088 | 0.0041495 | 0.0044056 | 0.0046783 | 0.0049685 | 0.0052773 | 0.0056062 | 0.0059562 | 0.006329 | 0.0067258 | 0.0071484 | 0.0075985 | 0.0080778 | 5.957 | 4.2405 | 4.332 | 4.398 | 4.4365 | 4.4865 | 4.5715 | 4.687 | 4.7595 | 4.7595 | 4.7595 | 4.7595 | 4.7595 | 4.7595 | 4.7595 | 4.7595 | 4.7595 | 4.7595 | 4.7595 | 4.7595 | 13763.0498 | 2691.6171 | 0.00037897 | 34389.8478 | 19486.0533 | 1154.6607 | 226.1303 | 16454.6669 | 1380.7911 | 15073.8758 | -4412.1775 | FALSE
| 60387814 | BAN015 | BAN | 22KV | 136.55 | 1 | 44753.327 | 50% | Single phase | 44.74 | 0.00086502 | 0.00092885 | 0.00099765 | 0.0010718 | 0.0011518 | 0.001238 | 0.001331 | 0.0014313 | 0.0015396 | 0.0016563 | 0.0017823 | 0.0019183 | 0.002065 | 0.0022235 | 0.0023945 | 0.0025791 | 0.0027785 | 0.0029938 | 0.0032263 | 0.0034775 | 5.957 | 4.2405 | 4.332 | 4.398 | 4.4365 | 4.4865 | 4.5715 | 4.687 | 4.7595 | 4.7595 | 4.7595 | 4.7595 | 4.7595 | 4.7595 | 4.7595 | 4.7595 | 4.7595 | 4.7595 | 4.7595 | 4.7595 | 5291.7457 | 183.752 | 0.00014616 | 6109.247 | 3461.6353 | 445.317 | 15.4928 | 5475.4977 | 460.8098 | 5014.6879 | 1553.0526 | TRUE
| 60387815 | BAN015 | BAN | 22KV | 289.87 | 1 | 44753.327 | 50% | Covered | 390 | 0.0018363 | 0.0019718 | 0.0021178 | 0.0022753 | 0.002445 | 0.0026281 | 0.0028255 | 0.0030385 | 0.0032682 | 0.0035161 | 0.0037835 | 0.0040722 | 0.0043837 | 0.00472 | 0.005083 | 0.005475 | 0.0058982 | 0.0063553 | 0.0068489 | 0.0073821 | 5.957 | 4.2405 | 4.332 | 4.398 | 4.4365 | 4.4865 | 4.5715 | 4.687 | 4.7595 | 4.7595 | 4.7595 | 4.7595 | 4.7595 | 4.7595 | 4.7595 | 4.7595 | 4.7595 | 4.7595 | 4.7595 | 4.7595 | 11233.3821 | 7218.1175 | 0.00031027 | 113049.3 | 64056.2498 | 945.3243 | 608.5873 | 18451.4995 | 1553.9115 | 16897.588 | -47158.6618 | FALSE
| 60387821 | BAN015 | BAN | 22KV | 80.84 | 1 | 44753.327 | 50% | Three phase | 97.13 | 0.00062551 | 0.00068191 | 0.00074364 | 0.00081124 | 0.00088528 | 0.00096637 | 0.0010552 | 0.0011526 | 0.0012593 | 0.0013762 | 0.0015044 | 0.001645 | 0.0017992 | 0.0019683 | 0.0021538 | 0.0023573 | 0.0025805 | 0.0026495 | 0.0026495 | 0.0026495 | 5.957 | 4.2405 | 4.332 | 4.398 | 4.4365 | 4.4865 | 4.5715 | 4.687 | 4.7595 | 4.7595 | 4.7595 | 4.7595 | 4.7595 | 4.7595 | 4.7595 | 4.7595 | 4.7595 | 4.7595 | 4.7595 | 4.7595 | 4395.8996 | 196.1153 | 8.6528e-05 | 7851.9892 | 4449.1119 | 263.6355 | 11.7885 | 4592.0149 | 275.4239 | 4316.5909 | -132.5209 | FALSE
| 60387827 | BAN015 | BAN | 22KV | 302.78 | 1 | 44753.327 | 50% | Three phase | 97.13 | 0.0037676 | 0.0040635 | 0.0043837 | 0.0047301 | 0.0051048 | 0.0055104 | 0.0059493 | 0.0064244 | 0.0069387 | 0.0074955 | 0.0080983 | 0.0087511 | 0.009458 | 0.0099235 | 0.0099235 | 0.0099235 | 0.0099235 | 0.0099235 | 0.0099235 | 0.0099235 | 5.957 | 4.2405 | 4.332 | 4.398 | 4.4365 | 4.4865 | 4.5715 | 4.687 | 4.7595 | 4.7595 | 4.7595 | 4.7595 | 4.7595 | 4.7595 | 4.7595 | 4.7595 | 4.7595 | 4.7595 | 4.7595 | 4.7595 | 21552.7777 | 3605.8693 | 0.00032409 | 29409.0214 | 16663.8062 | 987.4264 | 165.371 | 25158.647 | 1152.7974 | 24005.8495 | 7342.0434 | TRUE
| 60387828 | BAN015 | BAN | 22KV | 51.95 | 1 | 44753.327 | 50% | Three phase | 97.13 | 0.00064643 | 0.00069721 | 0.00075214 | 0.00081157 | 0.00087587 | 0.00094546 | 0.0010208 | 0.0011023 | 0.0011905 | 0.001286 | 0.0013895 | 0.0015015 | 0.0016228 | 0.0017026 | 0.0017026 | 0.0017026 | 0.0017026 | 0.0017026 | 0.0017026 | 0.0017026 | 5.957 | 4.2405 | 4.332 | 4.398 | 4.4365 | 4.4865 | 4.5715 | 4.687 | 4.7595 | 4.7595 | 4.7595 | 4.7595 | 4.7595 | 4.7595 | 4.7595 | 4.7595 | 4.7595 | 4.7595 | 4.7595 | 4.7595 | 3697.9549 | 106.1516 | 5.5606e-05 | 5045.9035 | 2859.1212 | 169.4194 | 4.8683 | 3804.1066 | 174.2877 | 3629.8189 | 770.6977 | TRUE
| 60387829 | BAN015 | BAN | 22KV | 14.88 | 1 | 44753.327 | 50% | Three phase | 97.13 | 0.00013785 | 0.00014786 | 0.00015863 | 0.00017023 | 0.00018271 | 0.00019614 | 0.0002106 | 0.00022617 | 0.00024293 | 0.00026098 | 0.00028042 | 0.00030136 | 0.00032392 | 0.00034822 | 0.0003744 | 0.00040261 | 0.000433 | 0.00046576 | 0.00048769 | 0.00048769 | 5.957 | 4.2405 | 4.332 | 4.398 | 4.4365 | 4.4865 | 4.5715 | 4.687 | 4.7595 | 4.7595 | 4.7595 | 4.7595 | 4.7595 | 4.7595 | 4.7595 | 4.7595 | 4.7595 | 4.7595 | 4.7595 | 4.7595 | 823.9669 | 6.7698 | 1.5927e-05 | 1445.2944 | 818.936 | 48.5267 | 0.3994 | 830.7366 | 48.9261 | 781.8105 | -37.1254 | FALSE
| 60387830 | BAN015 | BAN | 22KV | 287.05 | 1 | 44753.327 | 50% | Three phase | 97.13 | 0.0026592 | 0.0028523 | 0.0030602 | 0.0032839 | 0.0035246 | 0.0037837 | 0.0040627 | 0.004363 | 0.0046864 | 0.0050346 | 0.0054096 | 0.0058136 | 0.0062487 | 0.0067175 | 0.0072225 | 0.0077667 | 0.008353 | 0.0089849 | 0.009408 | 0.009408 | 5.957 | 4.2405 | 4.332 | 4.398 | 4.4365 | 4.4865 | 4.5715 | 4.687 | 4.7595 | 4.7595 | 4.7595 | 4.7595 | 4.7595 | 4.7595 | 4.7595 | 4.7595 | 4.7595 | 4.7595 | 4.7595 | 4.7595 | 15895.1404 | 2519.3128 | 0.00030725 | 27881.1665 | 15798.0896 | 936.1277 | 148.6347 | 18414.4532 | 1084.7624 | 17329.6908 | 1531.6012 | TRUE
| 60387833 | BAN015 | BAN | 22KV | 127.95 | 1 | 44753.327 | 50% | Three phase | 97.13 | 0.0012218 | 0.0013305 | 0.0014493 | 0.0015792 | 0.0017212 | 0.0018765 | 0.0020464 | 0.0022322 | 0.0024355 | 0.002658 | 0.0029015 | 0.003168 | 0.0034598 | 0.0037793 | 0.0041291 | 0.0041935 | 0.0041935 | 0.0041935 | 0.0041935 | 0.0041935 | 5.957 | 4.2405 | 4.332 | 4.398 | 4.4365 | 4.4865 | 4.5715 | 4.687 | 4.7595 | 4.7595 | 4.7595 | 4.7595 | 4.7595 | 4.7595 | 4.7595 | 4.7595 | 4.7595 | 4.7595 | 4.7595 | 4.7595 | 8043.4358 | 568.2496 | 0.00013695 | 12427.7835 | 7041.8588 | 417.2706 | 29.5315 | 8611.6854 | 446.8022 | 8164.8832 | 1123.0245 | TRUE
| 60387834 | BAN015 | BAN | 22KV | 533.5 | 1 | 44753.327 | 50% | Three phase | 97.13 | 0.0050946 | 0.0055477 | 0.0060431 | 0.0065846 | 0.0071767 | 0.0078243 | 0.0085325 | 0.0093074 | 0.010155 | 0.011083 | 0.012098 | 0.013209 | 0.014426 | 0.015758 | 0.017217 | 0.017485 | 0.017485 | 0.017485 | 0.017485 | 0.017485 | 5.957 | 4.2405 | 4.332 | 4.398 | 4.4365 | 4.4865 | 4.5715 | 4.687 | 4.7595 | 4.7595 | 4.7595 | 4.7595 | 4.7595 | 4.7595 | 4.7595 | 4.7595 | 4.7595 | 4.7595 | 4.7595 | 4.7595 | 33537.8899 | 9879.3275 | 0.00057104 | 51818.855 | 29361.7167 | 1739.8506 | 513.4214 | 43417.2174 | 2253.272 | 41163.9454 | 11802.2286 | TRUE
| 60387849 | BAN015 | BAN | 22KV | 112.21 | 1 | 44753.327 | 50% | Single phase | 44.74 | 0.00071083 | 0.00076328 | 0.00081982 | 0.00088076 | 0.00094648 | 0.0010173 | 0.0010938 | 0.0011762 | 0.0012651 | 0.0013611 | 0.0014646 | 0.0015764 | 0.0016969 | 0.0018271 | 0.0019677 | 0.0021194 | 0.0022832 | 0.0024602 | 0.0026512 | 0.0028576 | 5.957 | 4.2405 | 4.332 | 4.398 | 4.4365 | 4.4865 | 4.5715 | 4.687 | 4.7595 | 4.7595 | 4.7595 | 4.7595 | 4.7595 | 4.7595 | 4.7595 | 4.7595 | 4.7595 | 4.7595 | 4.7595 | 4.7595 | 4348.4935 | 124.0829 | 0.00012011 | 5020.2754 | 2844.5998 | 365.9393 | 10.4619 | 4472.5764 | 376.4012 | 4096.1751 | 1251.5753 | TRUE
| 60387852 | BAN015 | BAN | 22KV | 145.19 | 1 | 44753.327 | 50% | Three phase | 97.13 | 0.0013904 | 0.0015163 | 0.001654 | 0.0018049 | 0.00197 | 0.0021509 | 0.0023491 | 0.0025663 | 0.0028042 | 0.0030649 | 0.0033508 | 0.0036641 | 0.0040077 | 0.0043844 | 0.0047586 | 0.0047586 | 0.0047586 | 0.0047586 | 0.0047586 | 0.0047586 | 5.957 | 4.2405 | 4.332 | 4.398 | 4.4365 | 4.4865 | 4.5715 | 4.687 | 4.7595 | 4.7595 | 4.7595 | 4.7595 | 4.7595 | 4.7595 | 4.7595 | 4.7595 | 4.7595 | 4.7595 | 4.7595 | 4.7595 | 9215.7477 | 738.8101 | 0.00015541 | 14102.3047 | 7990.6798 | 473.4937 | 38.0258 | 9954.5578 | 511.5196 | 9443.0383 | 1452.3585 | TRUE
| 60387867 | BAN015 | BAN | 22KV | 376.64 | 1 | 44753.327 | 50% | Three phase | 97.13 | 0.0035255 | 0.0038433 | 0.0041911 | 0.0045717 | 0.0049885 | 0.0054448 | 0.0059445 | 0.0064918 | 0.0070914 | 0.0077482 | 0.008468 | 0.0092569 | 0.010122 | 0.011069 | 0.012109 | 0.012344 | 0.012344 | 0.012344 | 0.012344 | 0.012344 | 5.957 | 4.2405 | 4.332 | 4.398 | 4.4365 | 4.4865 | 4.5715 | 4.687 | 4.7595 | 4.7595 | 4.7595 | 4.7595 | 4.7595 | 4.7595 | 4.7595 | 4.7595 | 4.7595 | 4.7595 | 4.7595 | 4.7595 | 23499.3838 | 4886.732 | 0.00040314 | 36583.0432 | 20728.7666 | 1228.2987 | 255.8928 | 28386.1158 | 1484.1914 | 26901.9244 | 6173.1578 | TRUE
| 60387871 | BAN015 | BAN | 22KV | 296.66 | 1 | 44753.327 | 50% | Three phase | 97.13 | 0.0027562 | 0.0030178 | 0.0033053 | 0.0036214 | 0.003969 | 0.0043514 | 0.0047721 | 0.0052351 | 0.0057445 | 0.0063053 | 0.0069227 | 0.0076025 | 0.0083511 | 0.0091757 | 0.009723 | 0.009723 | 0.009723 | 0.009723 | 0.009723 | 0.009723 | 5.957 | 4.2405 | 4.332 | 4.398 | 4.4365 | 4.4865 | 4.5715 | 4.687 | 4.7595 | 4.7595 | 4.7595 | 4.7595 | 4.7595 | 4.7595 | 4.7595 | 4.7595 | 4.7595 | 4.7595 | 4.7595 | 4.7595 | 18834.3893 | 3084.9942 | 0.00031754 | 28814.5858 | 16326.9857 | 967.4678 | 158.7534 | 21919.3836 | 1126.2212 | 20793.1623 | 4466.1766 | TRUE
| 60387872 | BAN015 | BAN | 22KV | 30.73 | 1 | 44753.327 | 50% | Three phase | 97.13 | 0.00028551 | 0.0003126 | 0.00034238 | 0.00037513 | 0.00041114 | 0.00045075 | 0.00049433 | 0.00054228 | 0.00059506 | 0.00065315 | 0.0007171 | 0.00078752 | 0.00086506 | 0.00095048 | 0.0010072 | 0.0010072 | 0.0010072 | 0.0010072 | 0.0010072 | 0.0010072 | 5.957 | 4.2405 | 4.332 | 4.398 | 4.4365 | 4.4865 | 4.5715 | 4.687 | 4.7595 | 4.7595 | 4.7595 | 4.7595 | 4.7595 | 4.7595 | 4.7595 | 4.7595 | 4.7595 | 4.7595 | 4.7595 | 4.7595 | 1950.9903 | 33.1026 | 3.2892e-05 | 2984.8049 | 1691.2569 | 100.2167 | 1.7035 | 1984.0929 | 101.9202 | 1882.1727 | 190.9158 | TRUE
| 60387873 | BAN015 | BAN | 22KV | 477.49 | 1 | 44753.327 | 50% | Three phase | 97.13 | 0.0044329 | 0.0048125 | 0.0052262 | 0.005677 | 0.0061683 | 0.006704 | 0.007288 | 0.0079249 | 0.0086195 | 0.0093772 | 0.010204 | 0.011106 | 0.01209 | 0.013164 | 0.014336 | 0.015616 | 0.01565 | 0.01565 | 0.01565 | 0.01565 | 5.957 | 4.2405 | 4.332 | 4.398 | 4.4365 | 4.4865 | 4.5715 | 4.687 | 4.7595 | 4.7595 | 4.7595 | 4.7595 | 4.7595 | 4.7595 | 4.7595 | 4.7595 | 4.7595 | 4.7595 | 4.7595 | 4.7595 | 28934.1741 | 7627.6674 | 0.00051109 | 46378.6037 | 26279.1492 | 1557.1908 | 411.2763 | 36561.8415 | 1968.467 | 34593.3744 | 8314.2252 | TRUE
| 60387875 | BAN015 | BAN | 22KV | 563.44 | 1 | 44753.327 | 50% | Three phase | 97.13 | 0.0052783 | 0.005608 | 0.0059592 | 0.0063335 | 0.0067322 | 0.0071571 | 0.00761 | 0.0080926 | 0.008607 | 0.0091554 | 0.0097399 | 0.010363 | 0.011028 | 0.011736 | 0.012492 | 0.013298 | 0.014157 | 0.015074 | 0.016051 | 0.017094 | 5.957 | 4.2405 | 4.332 | 4.398 | 4.4365 | 4.4865 | 4.5715 | 4.687 | 4.7595 | 4.7595 | 4.7595 | 4.7595 | 4.7595 | 4.7595 | 4.7595 | 4.7595 | 4.7595 | 4.7595 | 4.7595 | 4.7595 | 28672.2281 | 8922.8276 | 0.00060309 | 54726.9272 | 31009.4952 | 1837.491 | 572.6648 | 37595.0557 | 2410.1557 | 35184.9 | 4175.4048 | TRUE
| 60387879 | BAN015 | BAN | 22KV | 647.71 | 1 | 44753.327 | 50% | Three phase | 97.13 | 0.0078877 | 0.0084153 | 0.0089797 | 0.0095834 | 0.010229 | 0.01092 | 0.01166 | 0.012451 | 0.013298 | 0.014204 | 0.015174 | 0.016212 | 0.017324 | 0.018514 | 0.019788 | 0.021152 | 0.021229 | 0.021229 | 0.021229 | 0.021229 | 5.957 | 4.2405 | 4.332 | 4.398 | 4.4365 | 4.4865 | 4.5715 | 4.687 | 4.7595 | 4.7595 | 4.7595 | 4.7595 | 4.7595 | 4.7595 | 4.7595 | 4.7595 | 4.7595 | 4.7595 | 4.7595 | 4.7595 | 43033.0564 | 15398.1497 | 0.00069329 | 62912.0723 | 35647.3806 | 2112.3124 | 756.7742 | 58431.2061 | 2869.0865 | 55562.1196 | 19914.739 | TRUE
| 60387880 | BAN015 | BAN | 22KV | 24.31 | 1 | 44753.327 | 50% | Single phase | 44.74 | 0.0002303 | 0.00024978 | 0.00027098 | 0.00029406 | 0.00031919 | 0.00034655 | 0.00037636 | 0.00040883 | 0.0004442 | 0.00048274 | 0.00052474 | 0.00057051 | 0.00062041 | 0.0006748 | 0.0007341 | 0.00079675 | 0.00079675 | 0.00079675 | 0.00079675 | 0.00079675 | 5.957 | 4.2405 | 4.332 | 4.398 | 4.4365 | 4.4865 | 4.5715 | 4.687 | 4.7595 | 4.7595 | 4.7595 | 4.7595 | 4.7595 | 4.7595 | 4.7595 | 4.7595 | 4.7595 | 4.7595 | 4.7595 | 4.7595 | 1485.6278 | 9.1849 | 2.6021e-05 | 1087.6294 | 616.275 | 79.2798 | 0.49104 | 1494.8127 | 79.7708 | 1415.0419 | 798.7668 | TRUE
| 60387881 | BAN015 | BAN | 22KV | 13.69 | 1 | 44753.327 | 50% | Three phase | 97.13 | 0.00013037 | 0.00014177 | 0.00015422 | 0.0001678 | 0.00018263 | 0.00019882 | 0.00021651 | 0.00023584 | 0.00025694 | 0.00028001 | 0.00030522 | 0.00033277 | 0.00036288 | 0.00039581 | 0.00043181 | 0.00044869 | 0.00044869 | 0.00044869 | 0.00044869 | 0.00044869 | 5.957 | 4.2405 | 4.332 | 4.398 | 4.4365 | 4.4865 | 4.5715 | 4.687 | 4.7595 | 4.7595 | 4.7595 | 4.7595 | 4.7595 | 4.7595 | 4.7595 | 4.7595 | 4.7595 | 4.7595 | 4.7595 | 4.7595 | 852.217 | 6.4418 | 1.4653e-05 | 1329.7097 | 753.4431 | 44.6458 | 0.33807 | 858.6588 | 44.9839 | 813.6749 | 60.2318 | TRUE
| 60387882 | BAN015 | BAN | 22KV | 66.75 | 1 | 44753.327 | 50% | Three phase | 97.13 | 0.00063567 | 0.00069126 | 0.00075193 | 0.00081815 | 0.00089047 | 0.00096943 | 0.0010557 | 0.0011499 | 0.0012528 | 0.0013653 | 0.0014882 | 0.0016225 | 0.0017694 | 0.0019299 | 0.0021054 | 0.0021877 | 0.0021877 | 0.0021877 | 0.0021877 | 0.0021877 | 5.957 | 4.2405 | 4.332 | 4.398 | 4.4365 | 4.4865 | 4.5715 | 4.687 | 4.7595 | 4.7595 | 4.7595 | 4.7595 | 4.7595 | 4.7595 | 4.7595 | 4.7595 | 4.7595 | 4.7595 | 4.7595 | 4.7595 | 4155.2583 | 153.1441 | 7.1447e-05 | 6483.4275 | 3673.6543 | 217.6852 | 8.0373 | 4308.4024 | 225.7224 | 4082.68 | 409.0256 | TRUE
| 60387883 | BAN015 | BAN | 22KV | 23.5 | 1 | 44753.327 | 50% | Three phase | 97.13 | 0.00022379 | 0.00024336 | 0.00026472 | 0.00028804 | 0.0003135 | 0.0003413 | 0.00037166 | 0.00040483 | 0.00044107 | 0.00048066 | 0.00052393 | 0.00057122 | 0.00062292 | 0.00067943 | 0.00074123 | 0.00077021 | 0.00077021 | 0.00077021 | 0.00077021 | 0.00077021 | 5.957 | 4.2405 | 4.332 | 4.398 | 4.4365 | 4.4865 | 4.5715 | 4.687 | 4.7595 | 4.7595 | 4.7595 | 4.7595 | 4.7595 | 4.7595 | 4.7595 | 4.7595 | 4.7595 | 4.7595 | 4.7595 | 4.7595 | 1462.8999 | 18.9816 | 2.5154e-05 | 2282.555 | 1293.3465 | 76.6382 | 0.99619 | 1481.8815 | 77.6344 | 1404.2471 | 110.9007 | TRUE
| 60387887 | BAN015 | BAN | 22KV | 130.09 | 1 | 44753.327 | 50% | Three phase | 97.13 | 0.0015867 | 0.0016941 | 0.0018092 | 0.0019324 | 0.0020642 | 0.0022054 | 0.0023567 | 0.0025186 | 0.0026921 | 0.0028779 | 0.0030769 | 0.0032902 | 0.0035186 | 0.0037634 | 0.0040258 | 0.0042637 | 0.0042637 | 0.0042637 | 0.0042637 | 0.0042637 | 5.957 | 4.2405 | 4.332 | 4.398 | 4.4365 | 4.4865 | 4.5715 | 4.687 | 4.7595 | 4.7595 | 4.7595 | 4.7595 | 4.7595 | 4.7595 | 4.7595 | 4.7595 | 4.7595 | 4.7595 | 4.7595 | 4.7595 | 8692.1632 | 624.6858 | 0.00013924 | 12635.6417 | 7159.6359 | 424.2496 | 30.5276 | 9316.849 | 454.7772 | 8862.0718 | 1702.4359 | TRUE
| 60387891 | BAN015 | BAN | 22KV | 174.47 | 1 | 44753.327 | 50% | Three phase | 97.13 | 0.0016734 | 0.0017991 | 0.0019348 | 0.0020811 | 0.002239 | 0.0024093 | 0.0025931 | 0.0027915 | 0.0030056 | 0.0032368 | 0.0034863 | 0.0037557 | 0.0040467 | 0.0043609 | 0.0047002 | 0.0050668 | 0.0054627 | 0.0057182 | 0.0057182 | 0.0057182 | 5.957 | 4.2405 | 4.332 | 4.398 | 4.4365 | 4.4865 | 4.5715 | 4.687 | 4.7595 | 4.7595 | 4.7595 | 4.7595 | 4.7595 | 4.7595 | 4.7595 | 4.7595 | 4.7595 | 4.7595 | 4.7595 | 4.7595 | 10138.6925 | 976.7169 | 0.00018675 | 16946.2711 | 9602.1344 | 568.9817 | 54.9094 | 11115.4094 | 623.8911 | 10491.5183 | 889.3839 | TRUE
| 60387892 | BAN015 | BAN | 22KV | 798.06 | 1 | 44753.327 | 50% | Three phase | 97.13 | 0.0076244 | 0.0081813 | 0.0087807 | 0.0094259 | 0.010121 | 0.010869 | 0.011674 | 0.012542 | 0.013476 | 0.014483 | 0.015567 | 0.016736 | 0.017995 | 0.019352 | 0.020814 | 0.02239 | 0.024089 | 0.02592 | 0.026156 | 0.026156 | 5.957 | 4.2405 | 4.332 | 4.398 | 4.4365 | 4.4865 | 4.5715 | 4.687 | 4.7595 | 4.7595 | 4.7595 | 4.7595 | 4.7595 | 4.7595 | 4.7595 | 4.7595 | 4.7595 | 4.7595 | 4.7595 | 4.7595 | 45530.8106 | 20063.8379 | 0.00085422 | 77515.5678 | 43922.0462 | 2602.6339 | 1148.884 | 65594.6485 | 3751.5179 | 61843.1305 | 17921.0843 | TRUE
| 60387906 | BAN015 | BAN | 22KV | 75.07 | 1 | 44753.327 | 50% | Three phase | 97.13 | 0.00069677 | 0.00074811 | 0.0008034 | 0.00086297 | 0.00092714 | 0.00099629 | 0.0010708 | 0.0011511 | 0.0012377 | 0.001331 | 0.0014316 | 0.00154 | 0.001657 | 0.0017831 | 0.0019191 | 0.0020658 | 0.0022241 | 0.0023948 | 0.0024604 | 0.0024604 | 5.957 | 4.2405 | 4.332 | 4.398 | 4.4365 | 4.4865 | 4.5715 | 4.687 | 4.7595 | 4.7595 | 4.7595 | 4.7595 | 4.7595 | 4.7595 | 4.7595 | 4.7595 | 4.7595 | 4.7595 | 4.7595 | 4.7595 | 4198.4067 | 174.022 | 8.0352e-05 | 7291.5491 | 4131.554 | 244.8183 | 10.1657 | 4372.4287 | 254.9841 | 4117.4447 | -14.1094 | FALSE
| 60387907 | BAN015 | BAN | 22KV | 21.78 | 1 | 44753.327 | 50% | Three phase | 97.13 | 0.00012292 | 0.00013393 | 0.00014598 | 0.00015917 | 0.00017363 | 0.00018946 | 0.00020681 | 0.00022582 | 0.00024667 | 0.00026952 | 0.00029458 | 0.00032207 | 0.00035222 | 0.00038531 | 0.00042161 | 0.00046145 | 0.00050519 | 0.0005532 | 0.00060592 | 0.00066382 | 5.957 | 4.2405 | 4.332 | 4.398 | 4.4365 | 4.4865 | 4.5715 | 4.687 | 4.7595 | 4.7595 | 4.7595 | 4.7595 | 4.7595 | 4.7595 | 4.7595 | 4.7595 | 4.7595 | 4.7595 | 4.7595 | 4.7595 | 890.7867 | 10.704 | 2.3313e-05 | 2115.4914 | 1198.6845 | 71.029 | 0.8557 | 901.4908 | 71.8847 | 829.6061 | -369.0784 | FALSE
| 60387908 | BAN015 | BAN | 22KV | 59.48 | 1 | 44753.327 | 50% | Three phase | 97.13 | 0.0003357 | 0.00036575 | 0.00039866 | 0.00043469 | 0.00047416 | 0.0005174 | 0.00056478 | 0.00061671 | 0.00067363 | 0.00073605 | 0.00080449 | 0.00087955 | 0.0009619 | 0.0010522 | 0.0011514 | 0.0012602 | 0.0013796 | 0.0015108 | 0.0016547 | 0.0018129 | 5.957 | 4.2405 | 4.332 | 4.398 | 4.4365 | 4.4865 | 4.5715 | 4.687 | 4.7595 | 4.7595 | 4.7595 | 4.7595 | 4.7595 | 4.7595 | 4.7595 | 4.7595 | 4.7595 | 4.7595 | 4.7595 | 4.7595 | 2432.6903 | 79.8313 | 6.3665e-05 | 5777.2924 | 3273.5425 | 193.9762 | 6.3819 | 2512.5216 | 200.3581 | 2312.1636 | -961.3789 | FALSE
| 60387931 | BAN015 | BAN | 22KV | 237.12 | 1 | 44753.327 | 50% | Three phase | 97.13 | 0.0022581 | 0.0024556 | 0.0026711 | 0.0029064 | 0.0031633 | 0.0034438 | 0.0037502 | 0.0040848 | 0.0044505 | 0.00485 | 0.0052866 | 0.0057638 | 0.0062854 | 0.0068556 | 0.0074792 | 0.0077716 | 0.0077716 | 0.0077716 | 0.0077716 | 0.0077716 | 5.957 | 4.2405 | 4.332 | 4.398 | 4.4365 | 4.4865 | 4.5715 | 4.687 | 4.7595 | 4.7595 | 4.7595 | 4.7595 | 4.7595 | 4.7595 | 4.7595 | 4.7595 | 4.7595 | 4.7595 | 4.7595 | 4.7595 | 14760.9715 | 1932.5645 | 0.00025381 | 23031.4656 | 13050.1411 | 773.2959 | 101.4242 | 16693.536 | 874.7201 | 15818.8159 | 2768.6748 | TRUE
| 60387932 | BAN015 | BAN | 22KV | 45.96 | 1 | 44753.327 | 50% | Three phase | 97.13 | 0.00043769 | 0.00047596 | 0.00051773 | 0.00056333 | 0.00061312 | 0.00066749 | 0.00072688 | 0.00079174 | 0.00086261 | 0.00094005 | 0.0010247 | 0.0011172 | 0.0012183 | 0.0013288 | 0.0014497 | 0.0015063 | 0.0015063 | 0.0015063 | 0.0015063 | 0.0015063 | 5.957 | 4.2405 | 4.332 | 4.398 | 4.4365 | 4.4865 | 4.5715 | 4.687 | 4.7595 | 4.7595 | 4.7595 | 4.7595 | 4.7595 | 4.7595 | 4.7595 | 4.7595 | 4.7595 | 4.7595 | 4.7595 | 4.7595 | 2861.0587 | 72.6035 | 4.9194e-05 | 4464.0948 | 2529.4555 | 149.8848 | 3.8104 | 2933.6623 | 153.6951 | 2779.9671 | 250.5116 | TRUE
| 60387933 | BAN015 | BAN | 22KV | 403.95 | 1 | 44753.327 | 50% | Three phase | 97.13 | 0.0038268 | 0.0041505 | 0.0045027 | 0.0048862 | 0.0053038 | 0.0057585 | 0.0062538 | 0.0067933 | 0.007381 | 0.0080215 | 0.0087193 | 0.00948 | 0.010309 | 0.011213 | 0.012198 | 0.013239 | 0.013239 | 0.013239 | 0.013239 | 0.013239 | 5.957 | 4.2405 | 4.332 | 4.398 | 4.4365 | 4.4865 | 4.5715 | 4.687 | 4.7595 | 4.7595 | 4.7595 | 4.7595 | 4.7595 | 4.7595 | 4.7595 | 4.7595 | 4.7595 | 4.7595 | 4.7595 | 4.7595 | 24686.1101 | 5505.7703 | 0.00043237 | 39235.6635 | 22231.8003 | 1317.3621 | 294.3475 | 30191.8804 | 1611.7095 | 28580.1708 | 6348.3705 | TRUE
| 60387944 | BAN015 | BAN | 22KV | 589.1 | 1 | 44753.327 | 50% | Three phase | 97.13 | 0.0071739 | 0.0076538 | 0.0081671 | 0.0087162 | 0.0093037 | 0.0099322 | 0.010605 | 0.011324 | 0.012094 | 0.012919 | 0.013801 | 0.014745 | 0.015756 | 0.016839 | 0.017998 | 0.019238 | 0.019308 | 0.019308 | 0.019308 | 0.019308 | 5.957 | 4.2405 | 4.332 | 4.398 | 4.4365 | 4.4865 | 4.5715 | 4.687 | 4.7595 | 4.7595 | 4.7595 | 4.7595 | 4.7595 | 4.7595 | 4.7595 | 4.7595 | 4.7595 | 4.7595 | 4.7595 | 4.7595 | 39139.08 | 12737.5347 | 0.00063055 | 57219.283 | 32421.7194 | 1921.1734 | 626.0127 | 51876.6147 | 2547.1861 | 49329.4286 | 16907.7092 | TRUE
| 60387945 | BAN015 | BAN | 22KV | 376.6 | 1 | 44753.327 | 50% | Three phase | 97.13 | 0.0035251 | 0.0038429 | 0.0041906 | 0.0045713 | 0.004988 | 0.0054442 | 0.0059439 | 0.0064911 | 0.0070906 | 0.0077474 | 0.0084671 | 0.0092559 | 0.01012 | 0.011068 | 0.012107 | 0.012343 | 0.012343 | 0.012343 | 0.012343 | 0.012343 | 5.957 | 4.2405 | 4.332 | 4.398 | 4.4365 | 4.4865 | 4.5715 | 4.687 | 4.7595 | 4.7595 | 4.7595 | 4.7595 | 4.7595 | 4.7595 | 4.7595 | 4.7595 | 4.7595 | 4.7595 | 4.7595 | 4.7595 | 23496.8881 | 4885.6941 | 0.0004031 | 36579.158 | 20726.5652 | 1228.1682 | 255.8384 | 28382.5822 | 1484.0066 | 26898.5756 | 6172.0104 | TRUE
| 60387951 | BAN015 | BAN | 22KV | 91.76 | 1 | 44753.327 | 50% | Three phase | 97.13 | 0.00076218 | 0.00083435 | 0.00091368 | 0.0010009 | 0.0010969 | 0.0012024 | 0.0013185 | 0.0014463 | 0.0015869 | 0.0017418 | 0.0019122 | 0.0020999 | 0.0023067 | 0.0025344 | 0.0027853 | 0.0030074 | 0.0030074 | 0.0030074 | 0.0030074 | 0.0030074 | 5.957 | 4.2405 | 4.332 | 4.398 | 4.4365 | 4.4865 | 4.5715 | 4.687 | 4.7595 | 4.7595 | 4.7595 | 4.7595 | 4.7595 | 4.7595 | 4.7595 | 4.7595 | 4.7595 | 4.7595 | 4.7595 | 4.7595 | 5404.0994 | 273.701 | 9.8217e-05 | 8912.6488 | 5050.1052 | 299.2478 | 15.1884 | 5677.8004 | 314.4362 | 5363.3642 | 313.259 | TRUE
| 60387952 | BAN015 | BAN | 22KV | 394.93 | 1 | 44753.327 | 50% | Three phase | 97.13 | 0.0036656 | 0.0039357 | 0.0042266 | 0.0045399 | 0.0048775 | 0.0052413 | 0.0056333 | 0.0060558 | 0.0065112 | 0.0070021 | 0.0075313 | 0.0081018 | 0.0087171 | 0.0093806 | 0.010096 | 0.010868 | 0.011701 | 0.012599 | 0.012944 | 0.012944 | 5.957 | 4.2405 | 4.332 | 4.398 | 4.4365 | 4.4865 | 4.5715 | 4.687 | 4.7595 | 4.7595 | 4.7595 | 4.7595 | 4.7595 | 4.7595 | 4.7595 | 4.7595 | 4.7595 | 4.7595 | 4.7595 | 4.7595 | 22087.0756 | 4816.2785 | 0.00042272 | 38359.5509 | 21735.3754 | 1287.946 | 281.349 | 26903.3542 | 1569.295 | 25334.0591 | 3598.6837 | TRUE
| 60387953 | BAN015 | BAN | 22KV | 127.57 | 1 | 44753.327 | 50% | Three phase | 97.13 | 0.0011852 | 0.0012977 | 0.0014213 | 0.0015573 | 0.0017068 | 0.0018712 | 0.0020521 | 0.0022512 | 0.0024703 | 0.0027114 | 0.0029769 | 0.0032692 | 0.0035912 | 0.0039457 | 0.0041811 | 0.0041811 | 0.0041811 | 0.0041811 | 0.0041811 | 0.0041811 | 5.957 | 4.2405 | 4.332 | 4.398 | 4.4365 | 4.4865 | 4.5715 | 4.687 | 4.7595 | 4.7595 | 4.7595 | 4.7595 | 4.7595 | 4.7595 | 4.7595 | 4.7595 | 4.7595 | 4.7595 | 4.7595 | 4.7595 | 8099.181 | 570.4709 | 0.00013655 | 12390.8741 | 7020.9451 | 416.0314 | 29.3564 | 8669.6519 | 445.3877 | 8224.2642 | 1203.3191 | TRUE
| 60387962 | BAN015 | BAN | 22KV | 386.93 | 1 | 44753.327 | 50% | Three phase | 97.13 | 0.0036373 | 0.0039304 | 0.0042483 | 0.004593 | 0.0049669 | 0.0053725 | 0.0058126 | 0.0062901 | 0.0068083 | 0.0073707 | 0.0079812 | 0.0086439 | 0.0093635 | 0.010145 | 0.010993 | 0.011915 | 0.012682 | 0.012682 | 0.012682 | 0.012682 | 5.957 | 4.2405 | 4.332 | 4.398 | 4.4365 | 4.4865 | 4.5715 | 4.687 | 4.7595 | 4.7595 | 4.7595 | 4.7595 | 4.7595 | 4.7595 | 4.7595 | 4.7595 | 4.7595 | 4.7595 | 4.7595 | 4.7595 | 22953.2676 | 4903.5425 | 0.00041416 | 37582.5109 | 21295.0873 | 1261.8564 | 270.066 | 27856.8102 | 1531.9224 | 26324.8878 | 5029.8005 | TRUE
| 60387965 | BAN015 | BAN | 22KV | 299.65 | 1 | 44753.327 | 50% | Three phase | 97.13 | 0.0028628 | 0.0030719 | 0.0032969 | 0.0035392 | 0.0038 | 0.0040809 | 0.0043833 | 0.0047091 | 0.0050599 | 0.0054379 | 0.0058451 | 0.0062838 | 0.0067565 | 0.007266 | 0.007815 | 0.0084068 | 0.0090447 | 0.0097324 | 0.009821 | 0.009821 | 5.957 | 4.2405 | 4.332 | 4.398 | 4.4365 | 4.4865 | 4.5715 | 4.687 | 4.7595 | 4.7595 | 4.7595 | 4.7595 | 4.7595 | 4.7595 | 4.7595 | 4.7595 | 4.7595 | 4.7595 | 4.7595 | 4.7595 | 17095.5911 | 2828.5997 | 0.00032074 | 29105.0045 | 16491.5434 | 977.2188 | 161.9697 | 19924.1907 | 1139.1885 | 18785.0022 | 2293.4588 | TRUE
| 60387970 | BAN015 | BAN | 22KV | 147.23 | 1 | 44753.327 | 50% | Three phase | 97.13 | 0.001094 | 0.0011973 | 0.0013109 | 0.0014359 | 0.0015733 | 0.0017245 | 0.0018908 | 0.0020738 | 0.0022753 | 0.0024972 | 0.0027414 | 0.0030104 | 0.0033067 | 0.0036331 | 0.0039928 | 0.0043891 | 0.0048254 | 0.0048254 | 0.0048254 | 0.0048254 | 5.957 | 4.2405 | 4.332 | 4.398 | 4.4365 | 4.4865 | 4.5715 | 4.687 | 4.7595 | 4.7595 | 4.7595 | 4.7595 | 4.7595 | 4.7595 | 4.7595 | 4.7595 | 4.7595 | 4.7595 | 4.7595 | 4.7595 | 7994.3047 | 649.4743 | 0.00015759 | 14300.4499 | 8102.9532 | 480.1466 | 39.1019 | 8643.779 | 519.2485 | 8124.5305 | 21.5772 | TRUE
| 60387982 | BAS011 | BAS | 22KV | 249.01 | 43 | 37239.5893 | 2.273% | Three phase | 97.13 | 0.0023253 | 0.0025043 | 0.0026977 | 0.0029068 | 0.0031327 | 0.003377 | 0.003641 | 0.0039265 | 0.0042352 | 0.0045691 | 0.0049302 | 0.0053209 | 0.0057435 | 0.0062008 | 0.0066956 | 0.007231 | 0.0078105 | 0.0081612 | 0.0081612 | 0.0081612 | 0.42989 | 0.26061 | 0.26702 | 0.27275 | 0.27636 | 0.28043 | 0.28698 | 0.29398 | 0.2983 | 0.2983 | 0.2983 | 0.2983 | 0.2983 | 0.2983 | 0.2983 | 0.2983 | 0.2983 | 0.2983 | 0.2983 | 0.2983 | 751.5233 | 1972.0095 | 0.00026653 | 24186.3413 | 13704.5194 | 42.7722 | 111.8507 | 2723.5328 | 154.6229 | 2568.9099 | -11135.6095 | FALSE
| 60387992 | BAS011 | BAS | 22KV | 156.41 | 43 | 37239.5893 | 2.273% | Covered | 390 | 0.0013332 | 0.0014342 | 0.0015431 | 0.0016608 | 0.0017878 | 0.001925 | 0.0020732 | 0.0022332 | 0.002406 | 0.0025928 | 0.0027946 | 0.0030126 | 0.0032482 | 0.0035029 | 0.0037782 | 0.0040758 | 0.0043975 | 0.0047454 | 0.0051216 | 0.0051263 | 0.42989 | 0.26061 | 0.26702 | 0.27275 | 0.27636 | 0.28043 | 0.28698 | 0.29398 | 0.2983 | 0.2983 | 0.2983 | 0.2983 | 0.2983 | 0.2983 | 0.2983 | 0.2983 | 0.2983 | 0.2983 | 0.2983 | 0.2983 | 432.8834 | 2864.5604 | 0.00016742 | 60999.9 | 34563.9012 | 26.8664 | 177.1925 | 3297.4439 | 204.0589 | 3093.3849 | -31470.5163 | FALSE
| 60387997 | BAS011 | BAS | 22KV | 202.18 | 43 | 37239.5893 | 2.273% | Three phase | 97.13 | 0.0016794 | 0.0018384 | 0.0020132 | 0.0022054 | 0.0024168 | 0.0026493 | 0.0029052 | 0.0031867 | 0.0034966 | 0.0038377 | 0.0042133 | 0.0046269 | 0.0050824 | 0.0055842 | 0.006137 | 0.0066264 | 0.0066264 | 0.0066264 | 0.0066264 | 0.0066264 | 0.42989 | 0.26061 | 0.26702 | 0.27275 | 0.27636 | 0.28043 | 0.28698 | 0.29398 | 0.2983 | 0.2983 | 0.2983 | 0.2983 | 0.2983 | 0.2983 | 0.2983 | 0.2983 | 0.2983 | 0.2983 | 0.2983 | 0.2983 | 623.4645 | 1328.7584 | 0.00021641 | 19637.7434 | 11127.1825 | 34.7283 | 73.7363 | 1952.2229 | 108.4646 | 1843.7583 | -9283.4243 | FALSE
| 60387998 | BAS011 | BAS | 22KV | 67.05 | 43 | 37239.5893 | 2.273% | Three phase | 97.13 | 0.00055693 | 0.00060967 | 0.00066764 | 0.00073138 | 0.00080149 | 0.00087861 | 0.00096346 | 0.0010568 | 0.0011596 | 0.0012727 | 0.0013973 | 0.0015344 | 0.0016855 | 0.0018519 | 0.0020352 | 0.0021975 | 0.0021975 | 0.0021975 | 0.0021975 | 0.0021975 | 0.42989 | 0.26061 | 0.26702 | 0.27275 | 0.27636 | 0.28043 | 0.28698 | 0.29398 | 0.2983 | 0.2983 | 0.2983 | 0.2983 | 0.2983 | 0.2983 | 0.2983 | 0.2983 | 0.2983 | 0.2983 | 0.2983 | 0.2983 | 206.7628 | 146.1394 | 7.1768e-05 | 6512.5665 | 3690.1651 | 11.5171 | 8.1097 | 352.9021 | 19.6268 | 333.2753 | -3356.8898 | FALSE
| 60388014 | BAS011 | BAS | 22KV | 228.33 | 43 | 37239.5893 | 2.273% | Three phase | 97.13 | 0.0016966 | 0.0018569 | 0.0020331 | 0.0022268 | 0.0024399 | 0.0026744 | 0.0029323 | 0.0032162 | 0.0035287 | 0.0038727 | 0.0042515 | 0.0046686 | 0.0051281 | 0.0056344 | 0.0061921 | 0.0068068 | 0.0074835 | 0.0074835 | 0.0074835 | 0.0074835 | 0.42989 | 0.26061 | 0.26702 | 0.27275 | 0.27636 | 0.28043 | 0.28698 | 0.29398 | 0.2983 | 0.2983 | 0.2983 | 0.2983 | 0.2983 | 0.2983 | 0.2983 | 0.2983 | 0.2983 | 0.2983 | 0.2983 | 0.2983 | 649.0821 | 1562.0513 | 0.0002444 | 22177.6929 | 12566.3745 | 39.2201 | 94.044 | 2211.1334 | 133.264 | 2077.8694 | -10488.5051 | FALSE
| 60388039 | BAS011 | BAS | 22KV | 3487.96 | 43 | 37239.5893 | 2.273% | Three phase | 97.13 | 0.031261 | 0.034208 | 0.037446 | 0.041004 | 0.044916 | 0.049216 | 0.053945 | 0.059146 | 0.064867 | 0.07116 | 0.078086 | 0.085707 | 0.094096 | 0.10333 | 0.1135 | 0.11432 | 0.11432 | 0.11432 | 0.11432 | 0.11432 | 0.42989 | 0.26061 | 0.26702 | 0.27275 | 0.27636 | 0.28043 | 0.28698 | 0.29398 | 0.2983 | 0.2983 | 0.2983 | 0.2983 | 0.2983 | 0.2983 | 0.2983 | 0.2983 | 0.2983 | 0.2983 | 0.2983 | 0.2983 | 11302.7631 | 415619.6483 | 0.0037334 | 338785.5548 | 191963.4367 | 599.124 | 21945.6321 | 426922.4114 | 22544.7561 | 404377.6553 | 212414.2186 | TRUE
| 60388066 | BAS011 | BAS | 22KV | 1448.92 | 43 | 37239.5893 | 2.273% | Three phase | 97.13 | 0.01362 | 0.014718 | 0.015908 | 0.017199 | 0.018599 | 0.020118 | 0.021766 | 0.023554 | 0.025495 | 0.027601 | 0.029887 | 0.032369 | 0.035063 | 0.037989 | 0.041167 | 0.044618 | 0.047488 | 0.047488 | 0.047488 | 0.047488 | 0.42989 | 0.26061 | 0.26702 | 0.27275 | 0.27636 | 0.28043 | 0.28698 | 0.29398 | 0.2983 | 0.2983 | 0.2983 | 0.2983 | 0.2983 | 0.2983 | 0.2983 | 0.2983 | 0.2983 | 0.2983 | 0.2983 | 0.2983 | 4502.9262 | 68759.6971 | 0.0015509 | 140733.5996 | 79742.7902 | 248.8798 | 3786.9879 | 73262.6233 | 4035.8677 | 69226.7556 | -10516.0346 | FALSE
| 60388067 | BAS011 | BAS | 22KV | 303.49 | 43 | 37239.5893 | 2.273% | Three phase | 97.13 | 0.0025209 | 0.0027595 | 0.0030219 | 0.0033105 | 0.0036278 | 0.0039769 | 0.0043609 | 0.0047835 | 0.0052487 | 0.0057608 | 0.0063245 | 0.0069454 | 0.0076291 | 0.0083823 | 0.0092121 | 0.0099468 | 0.0099468 | 0.0099468 | 0.0099468 | 0.0099468 | 0.42989 | 0.26061 | 0.26702 | 0.27275 | 0.27636 | 0.28043 | 0.28698 | 0.29398 | 0.2983 | 0.2983 | 0.2983 | 0.2983 | 0.2983 | 0.2983 | 0.2983 | 0.2983 | 0.2983 | 0.2983 | 0.2983 | 0.2983 | 935.8752 | 2994.0455 | 0.00032485 | 29477.9837 | 16702.8817 | 52.1302 | 166.1475 | 3929.9207 | 218.2777 | 3711.6429 | -12991.2388 | FALSE
| 60388073 | BAS011 | BAS | 22KV | 269.75 | 43 | 37239.5893 | 2.273% | Three phase | 97.13 | 0.0025043 | 0.0027188 | 0.0029524 | 0.0032071 | 0.0034847 | 0.0037873 | 0.0041173 | 0.0044771 | 0.0048695 | 0.0052975 | 0.0057645 | 0.006274 | 0.0068299 | 0.0074367 | 0.008099 | 0.0088219 | 0.008841 | 0.008841 | 0.008841 | 0.008841 | 0.42989 | 0.26061 | 0.26702 | 0.27275 | 0.27636 | 0.28043 | 0.28698 | 0.29398 | 0.2983 | 0.2983 | 0.2983 | 0.2983 | 0.2983 | 0.2983 | 0.2983 | 0.2983 | 0.2983 | 0.2983 | 0.2983 | 0.2983 | 856.1981 | 2434.3672 | 0.00028873 | 26200.8175 | 14845.9664 | 46.3347 | 131.2587 | 3290.5653 | 177.5934 | 3112.9719 | -11732.9945 | FALSE
| 60388148 | BAS011 | BAS | 22KV | 1401.08 | 43 | 37239.5893 | 2.273% | Three phase | 97.13 | 0.013193 | 0.014425 | 0.015778 | 0.017264 | 0.018896 | 0.020688 | 0.022656 | 0.02482 | 0.027197 | 0.02981 | 0.032682 | 0.035841 | 0.039313 | 0.043133 | 0.04592 | 0.04592 | 0.04592 | 0.04592 | 0.04592 | 0.04592 | 0.42989 | 0.26061 | 0.26702 | 0.27275 | 0.27636 | 0.28043 | 0.28698 | 0.29398 | 0.2983 | 0.2983 | 0.2983 | 0.2983 | 0.2983 | 0.2983 | 0.2983 | 0.2983 | 0.2983 | 0.2983 | 0.2983 | 0.2983 | 4667.8007 | 68950.9084 | 0.0014997 | 136086.9004 | 77109.867 | 240.6623 | 3541.0411 | 73618.7091 | 3781.7035 | 69837.0056 | -7272.8614 | FALSE
| 60388198 | BAS011 | BAS | 22KV | 3653.2 | 43 | 37239.5893 | 2.273% | Covered | 390 | 0.034341 | 0.037109 | 0.04011 | 0.043365 | 0.046895 | 0.050725 | 0.05488 | 0.059388 | 0.06428 | 0.06959 | 0.075354 | 0.081612 | 0.088406 | 0.095783 | 0.10379 | 0.1125 | 0.11973 | 0.11973 | 0.11973 | 0.11973 | 0.42989 | 0.26061 | 0.26702 | 0.27275 | 0.27636 | 0.28043 | 0.28698 | 0.29398 | 0.2983 | 0.2983 | 0.2983 | 0.2983 | 0.2983 | 0.2983 | 0.2983 | 0.2983 | 0.2983 | 0.2983 | 0.2983 | 0.2983 | 11353.346 | 1755105.6183 | 0.0039103 | 1424748 | 807293.9315 | 627.5071 | 96663.6564 | 1766458.9644 | 97291.1635 | 1669167.8008 | 861873.8693 | TRUE
| 60388211 | BAS011 | BAS | 22KV | 148.52 | 43 | 37239.5893 | 2.273% | Three phase | 97.13 | 0.0013788 | 0.0014969 | 0.0016256 | 0.0017658 | 0.0019186 | 0.0020852 | 0.0022669 | 0.002465 | 0.0026811 | 0.0029167 | 0.0031738 | 0.0034543 | 0.0037605 | 0.0040945 | 0.0044592 | 0.0048572 | 0.0048677 | 0.0048677 | 0.0048677 | 0.0048677 | 0.42989 | 0.26061 | 0.26702 | 0.27275 | 0.27636 | 0.28043 | 0.28698 | 0.29398 | 0.2983 | 0.2983 | 0.2983 | 0.2983 | 0.2983 | 0.2983 | 0.2983 | 0.2983 | 0.2983 | 0.2983 | 0.2983 | 0.2983 | 471.4089 | 737.9604 | 0.00015897 | 14425.7476 | 8173.9497 | 25.5112 | 39.7901 | 1209.3693 | 65.3013 | 1144.068 | -7029.8817 | FALSE
| 60388243 | BAS011 | BAS | 22KV | 237.95 | 43 | 37239.5893 | 2.273% | Three phase | 97.13 | 0.002221 | 0.0024178 | 0.0026328 | 0.0028677 | 0.0031246 | 0.0034054 | 0.0037125 | 0.0040483 | 0.0044156 | 0.0048174 | 0.0052571 | 0.0057382 | 0.0062647 | 0.0068409 | 0.0074718 | 0.0077988 | 0.0077988 | 0.0077988 | 0.0077988 | 0.0077988 | 0.42989 | 0.26061 | 0.26702 | 0.27275 | 0.27636 | 0.28043 | 0.28698 | 0.29398 | 0.2983 | 0.2983 | 0.2983 | 0.2983 | 0.2983 | 0.2983 | 0.2983 | 0.2983 | 0.2983 | 0.2983 | 0.2983 | 0.2983 | 769.7945 | 1930.8725 | 0.00025469 | 23112.0835 | 13095.821 | 40.8725 | 102.1355 | 2700.667 | 143.0079 | 2557.6591 | -10538.1619 | FALSE
| 60388262 | BAS011 | BAS | 22KV | 1432.7 | 43 | 37239.5893 | 2.273% | Covered | 390 | 0.01378 | 0.014801 | 0.015902 | 0.017089 | 0.018367 | 0.019745 | 0.021231 | 0.022833 | 0.024561 | 0.026423 | 0.028433 | 0.030599 | 0.032937 | 0.035459 | 0.03818 | 0.041116 | 0.044284 | 0.046956 | 0.046956 | 0.046956 | 0.42989 | 0.26061 | 0.26702 | 0.27275 | 0.27636 | 0.28043 | 0.28698 | 0.29398 | 0.2983 | 0.2983 | 0.2983 | 0.2983 | 0.2983 | 0.2983 | 0.2983 | 0.2983 | 0.2983 | 0.2983 | 0.2983 | 0.2983 | 4341.9963 | 263197.9585 | 0.0015335 | 558753 | 316601.8876 | 246.0937 | 14867.1199 | 267539.9548 | 15113.2135 | 252426.7413 | -64175.1463 | FALSE
| 60388320 | BAS011 | BAS | 22KV | 3670.7 | 43 | 37239.5893 | 2.273% | Three phase | 97.13 | 0.024414 | 0.026715 | 0.029245 | 0.032026 | 0.035086 | 0.038452 | 0.042156 | 0.046232 | 0.05072 | 0.05566 | 0.061101 | 0.067094 | 0.073695 | 0.080969 | 0.088984 | 0.097818 | 0.10756 | 0.11829 | 0.12031 | 0.12031 | 0.42989 | 0.26061 | 0.26702 | 0.27275 | 0.27636 | 0.28043 | 0.28698 | 0.29398 | 0.2983 | 0.2983 | 0.2983 | 0.2983 | 0.2983 | 0.2983 | 0.2983 | 0.2983 | 0.2983 | 0.2983 | 0.2983 | 0.2983 | 9542.8613 | 369160.1459 | 0.003929 | 356535.091 | 202020.719 | 630.5131 | 24305.4063 | 378703.0072 | 24935.9194 | 353767.0878 | 151746.3688 | TRUE
| 60388342 | BAS011 | BAS | 22KV | 479.45 | 43 | 37239.5893 | 2.273% | Single phase | 44.74 | 0.0035856 | 0.0038507 | 0.0041365 | 0.0044445 | 0.0047765 | 0.0051345 | 0.0055205 | 0.0059368 | 0.0063858 | 0.0068702 | 0.0073927 | 0.0079565 | 0.0085649 | 0.0092215 | 0.0099301 | 0.010695 | 0.011521 | 0.012412 | 0.013375 | 0.014414 | 0.42989 | 0.26061 | 0.26702 | 0.27275 | 0.27636 | 0.28043 | 0.28698 | 0.29398 | 0.2983 | 0.2983 | 0.2983 | 0.2983 | 0.2983 | 0.2983 | 0.2983 | 0.2983 | 0.2983 | 0.2983 | 0.2983 | 0.2983 | 1149.7819 | 2675.4217 | 0.00051319 | 21450.593 | 12154.3835 | 82.3547 | 191.0004 | 3825.2037 | 273.3552 | 3551.8485 | -8602.535 | FALSE
| 60388409 | BAS011 | BAS | 22KV | 8535.57 | 43 | 37239.5893 | 2.273% | Three phase | 97.13 | 0.08295 | 0.089779 | 0.097195 | 0.10525 | 0.114 | 0.12351 | 0.13385 | 0.14508 | 0.15729 | 0.17056 | 0.18499 | 0.20068 | 0.21775 | 0.23631 | 0.2565 | 0.27846 | 0.27975 | 0.27975 | 0.27975 | 0.27975 | 0.42989 | 0.26061 | 0.26702 | 0.27275 | 0.27636 | 0.28043 | 0.28698 | 0.29398 | 0.2983 | 0.2983 | 0.2983 | 0.2983 | 0.2983 | 0.2983 | 0.2983 | 0.2983 | 0.2983 | 0.2983 | 0.2983 | 0.2983 | 27479.6896 | 2472160.8284 | 0.0091362 | 829059.9141 | 469763.8021 | 1466.1478 | 131422.6316 | 2499640.518 | 132888.7794 | 2366751.7387 | 1896987.9365 | TRUE
| 60388429 | BAS011 | BAS | 22KV | 1360.41 | 43 | 37239.5893 | 2.273% | Three phase | 97.13 | 0.01263 | 0.013711 | 0.01489 | 0.016174 | 0.017574 | 0.0191 | 0.020764 | 0.022579 | 0.024558 | 0.026717 | 0.029072 | 0.031641 | 0.034445 | 0.037505 | 0.040845 | 0.044491 | 0.044587 | 0.044587 | 0.044587 | 0.044587 | 0.42989 | 0.26061 | 0.26702 | 0.27275 | 0.27636 | 0.28043 | 0.28698 | 0.29398 | 0.2983 | 0.2983 | 0.2983 | 0.2983 | 0.2983 | 0.2983 | 0.2983 | 0.2983 | 0.2983 | 0.2983 | 0.2983 | 0.2983 | 4317.9998 | 61915.9891 | 0.0014561 | 132136.6233 | 74871.5521 | 233.6765 | 3338.4489 | 66233.9889 | 3572.1254 | 62661.8635 | -12209.6886 | FALSE
| 60388430 | BAS011 | BAS | 22KV | 1541.74 | 43 | 37239.5893 | 2.273% | Three phase | 97.13 | 0.014313 | 0.015539 | 0.016875 | 0.01833 | 0.019917 | 0.021646 | 0.023532 | 0.025588 | 0.027831 | 0.030278 | 0.032946 | 0.035858 | 0.039036 | 0.042504 | 0.046289 | 0.050421 | 0.05053 | 0.05053 | 0.05053 | 0.05053 | 0.42989 | 0.26061 | 0.26702 | 0.27275 | 0.27636 | 0.28043 | 0.28698 | 0.29398 | 0.2983 | 0.2983 | 0.2983 | 0.2983 | 0.2983 | 0.2983 | 0.2983 | 0.2983 | 0.2983 | 0.2983 | 0.2983 | 0.2983 | 4893.549 | 79521.6649 | 0.0016502 | 149749.2062 | 84851.2336 | 264.8234 | 4287.7295 | 84415.2139 | 4552.5529 | 79862.661 | -4988.5726 | FALSE
| 60388431 | BAS011 | BAS | 22KV | 1213.21 | 43 | 37239.5893 | 2.273% | Three phase | 97.13 | 0.011272 | 0.012341 | 0.013517 | 0.01481 | 0.016232 | 0.017795 | 0.019516 | 0.021409 | 0.023493 | 0.025786 | 0.028311 | 0.031091 | 0.034152 | 0.037524 | 0.039763 | 0.039763 | 0.039763 | 0.039763 | 0.039763 | 0.039763 | 0.42989 | 0.26061 | 0.26702 | 0.27275 | 0.27636 | 0.28043 | 0.28698 | 0.29398 | 0.2983 | 0.2983 | 0.2983 | 0.2983 | 0.2983 | 0.2983 | 0.2983 | 0.2983 | 0.2983 | 0.2983 | 0.2983 | 0.2983 | 4033.6402 | 51595.085 | 0.0012986 | 117839.0873 | 66770.2499 | 208.3921 | 2655.0767 | 55628.7252 | 2863.4687 | 52765.2564 | -14004.9935 | FALSE
| 60388441 | BAS011 | BAS | 22KV | 10051.04 | 43 | 37239.5893 | 2.273% | Three phase | 97.13 | 0.093312 | 0.1013 | 0.11001 | 0.1195 | 0.12984 | 0.14112 | 0.15341 | 0.16682 | 0.18144 | 0.19739 | 0.21479 | 0.23377 | 0.25449 | 0.2771 | 0.30177 | 0.32871 | 0.32942 | 0.32942 | 0.32942 | 0.32942 | 0.42989 | 0.26061 | 0.26702 | 0.27275 | 0.27636 | 0.28043 | 0.28698 | 0.29398 | 0.2983 | 0.2983 | 0.2983 | 0.2983 | 0.2983 | 0.2983 | 0.2983 | 0.2983 | 0.2983 | 0.2983 | 0.2983 | 0.2983 | 31902.4329 | 3379754.7448 | 0.010758 | 976257.5152 | 553169.2395 | 1726.4588 | 182233.0338 | 3411657.1777 | 183959.4926 | 3227697.6851 | 2674528.4456 | TRUE
| 60388442 | BAS011 | BAS | 22KV | 1047.65 | 43 | 37239.5893 | 2.273% | Three phase | 97.13 | 0.0097262 | 0.010559 | 0.011467 | 0.012456 | 0.013534 | 0.014709 | 0.015991 | 0.017388 | 0.018912 | 0.020574 | 0.022388 | 0.024367 | 0.026526 | 0.028883 | 0.031455 | 0.034262 | 0.034336 | 0.034336 | 0.034336 | 0.034336 | 0.42989 | 0.26061 | 0.26702 | 0.27275 | 0.27636 | 0.28043 | 0.28698 | 0.29398 | 0.2983 | 0.2983 | 0.2983 | 0.2983 | 0.2983 | 0.2983 | 0.2983 | 0.2983 | 0.2983 | 0.2983 | 0.2983 | 0.2983 | 3325.2861 | 36719.4036 | 0.0011214 | 101758.2445 | 57658.4865 | 179.954 | 1979.8739 | 40044.6897 | 2159.8279 | 37884.8618 | -19773.6247 | FALSE
| 60388443 | BAS011 | BAS | 22KV | 554.82 | 43 | 37239.5893 | 2.273% | Three phase | 97.13 | 0.0051508 | 0.0055919 | 0.0060726 | 0.0065964 | 0.0071673 | 0.0077897 | 0.0084684 | 0.0092084 | 0.010015 | 0.010896 | 0.011856 | 0.012904 | 0.014048 | 0.015296 | 0.016658 | 0.018145 | 0.018184 | 0.018184 | 0.018184 | 0.018184 | 0.42989 | 0.26061 | 0.26702 | 0.27275 | 0.27636 | 0.28043 | 0.28698 | 0.29398 | 0.2983 | 0.2983 | 0.2983 | 0.2983 | 0.2983 | 0.2983 | 0.2983 | 0.2983 | 0.2983 | 0.2983 | 0.2983 | 0.2983 | 1761.0225 | 10298.3441 | 0.00059386 | 53889.6666 | 30535.0847 | 95.301 | 555.2765 | 12059.3666 | 650.5775 | 11408.7891 | -19126.2955 | FALSE
| 60388518 | BAS011 | BAS | 22KV | 2730.99 | 43 | 37239.5893 | 2.273% | Three phase | 97.13 | 0.025672 | 0.027741 | 0.029985 | 0.032418 | 0.035057 | 0.03792 | 0.041026 | 0.044396 | 0.048053 | 0.052023 | 0.056332 | 0.06101 | 0.066089 | 0.071603 | 0.077593 | 0.084097 | 0.089508 | 0.089508 | 0.089508 | 0.089508 | 0.42989 | 0.26061 | 0.26702 | 0.27275 | 0.27636 | 0.28043 | 0.28698 | 0.29398 | 0.2983 | 0.2983 | 0.2983 | 0.2983 | 0.2983 | 0.2983 | 0.2983 | 0.2983 | 0.2983 | 0.2983 | 0.2983 | 0.2983 | 8487.3192 | 244278.565 | 0.0029232 | 265261.0587 | 150302.8205 | 469.0999 | 13453.811 | 252765.8842 | 13922.9109 | 238842.9733 | 88540.1527 | TRUE
| 60388519 | BAS011 | BAS | 22KV | 3652.54 | 43 | 37239.5893 | 2.273% | Three phase | 97.13 | 0.033968 | 0.036507 | 0.039245 | 0.042197 | 0.045381 | 0.048815 | 0.05252 | 0.056517 | 0.060829 | 0.065483 | 0.070506 | 0.075926 | 0.081778 | 0.088095 | 0.094916 | 0.10228 | 0.11023 | 0.11882 | 0.11971 | 0.11971 | 0.42989 | 0.26061 | 0.26702 | 0.27275 | 0.27636 | 0.28043 | 0.28698 | 0.29398 | 0.2983 | 0.2983 | 0.2983 | 0.2983 | 0.2983 | 0.2983 | 0.2983 | 0.2983 | 0.2983 | 0.2983 | 0.2983 | 0.2983 | 10813.9993 | 416202.0014 | 0.0039096 | 354771.2102 | 201021.2649 | 627.3938 | 24065.5097 | 427016.0007 | 24692.9034 | 402323.0973 | 201301.8324 | TRUE
| 60388526 | BAS011 | BAS | 22KV | 1054.87 | 43 | 37239.5893 | 2.273% | Three phase | 97.13 | 0.0094542 | 0.010345 | 0.011325 | 0.012401 | 0.013584 | 0.014885 | 0.016315 | 0.017888 | 0.019618 | 0.021521 | 0.023616 | 0.025921 | 0.028458 | 0.031251 | 0.034326 | 0.034573 | 0.034573 | 0.034573 | 0.034573 | 0.034573 | 0.42989 | 0.26061 | 0.26702 | 0.27275 | 0.27636 | 0.28043 | 0.28698 | 0.29398 | 0.2983 | 0.2983 | 0.2983 | 0.2983 | 0.2983 | 0.2983 | 0.2983 | 0.2983 | 0.2983 | 0.2983 | 0.2983 | 0.2983 | 3418.3149 | 38014.647 | 0.0011291 | 102459.5231 | 58055.8465 | 181.1941 | 2007.257 | 41432.9619 | 2188.4512 | 39244.5107 | -18811.3358 | FALSE
| 60388527 | BAS011 | BAS | 22KV | 384.11 | 43 | 37239.5893 | 2.273% | Three phase | 97.13 | 0.0035869 | 0.003863 | 0.0041614 | 0.0044839 | 0.0048324 | 0.0052091 | 0.0056164 | 0.0060568 | 0.006533 | 0.007048 | 0.0076051 | 0.0082077 | 0.0088596 | 0.009565 | 0.010328 | 0.011154 | 0.012048 | 0.012589 | 0.012589 | 0.012589 | 0.42989 | 0.26061 | 0.26702 | 0.27275 | 0.27636 | 0.28043 | 0.28698 | 0.29398 | 0.2983 | 0.2983 | 0.2983 | 0.2983 | 0.2983 | 0.2983 | 0.2983 | 0.2983 | 0.2983 | 0.2983 | 0.2983 | 0.2983 | 1159.2612 | 4692.3096 | 0.00041114 | 37308.6043 | 21139.8857 | 65.9783 | 266.1438 | 5851.5707 | 332.122 | 5519.4487 | -15620.437 | FALSE
| 60388541 | BAS011 | BAS | 22KV | 43.78 | 43 | 37239.5893 | 2.273% | Three phase | 97.13 | 0.00023378 | 0.00025569 | 0.00027979 | 0.00030629 | 0.00033543 | 0.0003675 | 0.0004028 | 0.00044165 | 0.00048442 | 0.00053152 | 0.0005834 | 0.00064056 | 0.00070354 | 0.00077294 | 0.00084944 | 0.00093378 | 0.0010268 | 0.0011293 | 0.0012424 | 0.0013672 | 0.42989 | 0.26061 | 0.26702 | 0.27275 | 0.27636 | 0.28043 | 0.28698 | 0.29398 | 0.2983 | 0.2983 | 0.2983 | 0.2983 | 0.2983 | 0.2983 | 0.2983 | 0.2983 | 0.2983 | 0.2983 | 0.2983 | 0.2983 | 92.9404 | 42.8772 | 4.6861e-05 | 4252.3514 | 2409.477 | 7.5201 | 3.4575 | 135.8177 | 10.9775 | 124.8402 | -2284.6368 | FALSE
| 60388584 | BAS011 | BAS | 22KV | 307.57 | 43 | 37239.5893 | 2.273% | Three phase | 97.13 | 0.002863 | 0.0031123 | 0.0033844 | 0.0036813 | 0.0040054 | 0.0043592 | 0.0047455 | 0.0051673 | 0.0056281 | 0.0061314 | 0.0066812 | 0.007282 | 0.0079385 | 0.008656 | 0.0094403 | 0.010081 | 0.010081 | 0.010081 | 0.010081 | 0.010081 | 0.42989 | 0.26061 | 0.26702 | 0.27275 | 0.27636 | 0.28043 | 0.28698 | 0.29398 | 0.2983 | 0.2983 | 0.2983 | 0.2983 | 0.2983 | 0.2983 | 0.2983 | 0.2983 | 0.2983 | 0.2983 | 0.2983 | 0.2983 | 985.4731 | 3194.9213 | 0.00032921 | 29874.2741 | 16927.4287 | 52.831 | 170.6448 | 4180.3944 | 223.4758 | 3956.9185 | -12970.5102 | FALSE
| 60388585 | BAS011 | BAS | 22KV | 473.58 | 43 | 37239.5893 | 2.273% | Three phase | 97.13 | 0.0044083 | 0.0047922 | 0.0052111 | 0.0056683 | 0.0061673 | 0.006712 | 0.0073068 | 0.0079564 | 0.0086658 | 0.0094407 | 0.010287 | 0.011212 | 0.012223 | 0.013328 | 0.014536 | 0.015521 | 0.015521 | 0.015521 | 0.015521 | 0.015521 | 0.42989 | 0.26061 | 0.26702 | 0.27275 | 0.27636 | 0.28043 | 0.28698 | 0.29398 | 0.2983 | 0.2983 | 0.2983 | 0.2983 | 0.2983 | 0.2983 | 0.2983 | 0.2983 | 0.2983 | 0.2983 | 0.2983 | 0.2983 | 1517.3793 | 7574.5864 | 0.0005069 | 45998.8254 | 26063.9584 | 81.3464 | 404.5683 | 9091.9657 | 485.9147 | 8606.051 | -17457.9074 | FALSE
| 60388586 | BAS011 | BAS | 22KV | 2144.77 | 43 | 37239.5893 | 2.273% | Three phase | 97.13 | 0.019964 | 0.021703 | 0.0236 | 0.025671 | 0.027931 | 0.030398 | 0.033091 | 0.036033 | 0.039246 | 0.042756 | 0.04659 | 0.050779 | 0.055357 | 0.060361 | 0.06583 | 0.070294 | 0.070294 | 0.070294 | 0.070294 | 0.070294 | 0.42989 | 0.26061 | 0.26702 | 0.27275 | 0.27636 | 0.28043 | 0.28698 | 0.29398 | 0.2983 | 0.2983 | 0.2983 | 0.2983 | 0.2983 | 0.2983 | 0.2983 | 0.2983 | 0.2983 | 0.2983 | 0.2983 | 0.2983 | 6871.9743 | 155358.0166 | 0.0022957 | 208321.5101 | 118039.6048 | 368.4054 | 8297.8686 | 162229.9909 | 8666.274 | 153563.7169 | 35524.1121 | TRUE
| 60388587 | BAS011 | BAS | 22KV | 782.52 | 43 | 37239.5893 | 2.273% | Three phase | 97.13 | 0.007284 | 0.0079184 | 0.0086105 | 0.0093659 | 0.01019 | 0.011091 | 0.012073 | 0.013147 | 0.014319 | 0.015599 | 0.016998 | 0.018527 | 0.020197 | 0.022023 | 0.024018 | 0.025647 | 0.025647 | 0.025647 | 0.025647 | 0.025647 | 0.42989 | 0.26061 | 0.26702 | 0.27275 | 0.27636 | 0.28043 | 0.28698 | 0.29398 | 0.2983 | 0.2983 | 0.2983 | 0.2983 | 0.2983 | 0.2983 | 0.2983 | 0.2983 | 0.2983 | 0.2983 | 0.2983 | 0.2983 | 2507.242 | 20680.5987 | 0.00083758 | 76006.1676 | 43066.7865 | 134.4128 | 1104.577 | 23187.8407 | 1238.9898 | 21948.8509 | -21117.9356 | FALSE
| 60388624 | BAS011 | BAS | 22KV | 87.66 | 43 | 37239.5893 | 2.273% | Covered | 390 | 0.00060325 | 0.00064781 | 0.00069584 | 0.00074761 | 0.00080343 | 0.00086361 | 0.00092852 | 0.00099852 | 0.001074 | 0.0011555 | 0.0012434 | 0.0013382 | 0.0014406 | 0.0015511 | 0.0016703 | 0.001799 | 0.001938 | 0.0020881 | 0.0022501 | 0.0024252 | 0.42989 | 0.26061 | 0.26702 | 0.27275 | 0.27636 | 0.28043 | 0.28698 | 0.29398 | 0.2983 | 0.2983 | 0.2983 | 0.2983 | 0.2983 | 0.2983 | 0.2983 | 0.2983 | 0.2983 | 0.2983 | 0.2983 | 0.2983 | 193.4073 | 717.2577 | 9.3828e-05 | 34187.4 | 19371.3418 | 15.0573 | 55.6569 | 910.665 | 70.7142 | 839.9508 | -18531.3911 | FALSE
| 60388625 | BAS011 | BAS | 22KV | 1152.72 | 43 | 37239.5893 | 2.273% | Covered | 390 | 0.0079327 | 0.0085187 | 0.0091502 | 0.009831 | 0.010565 | 0.011356 | 0.01221 | 0.01313 | 0.014123 | 0.015195 | 0.01635 | 0.017598 | 0.018943 | 0.020396 | 0.021964 | 0.023657 | 0.025485 | 0.027458 | 0.029589 | 0.031891 | 0.42989 | 0.26061 | 0.26702 | 0.27275 | 0.27636 | 0.28043 | 0.28698 | 0.29398 | 0.2983 | 0.2983 | 0.2983 | 0.2983 | 0.2983 | 0.2983 | 0.2983 | 0.2983 | 0.2983 | 0.2983 | 0.2983 | 0.2983 | 2543.2859 | 124028.0598 | 0.0012338 | 449560.8 | 254731.1565 | 198.0018 | 9624.1853 | 126571.3456 | 9822.1871 | 116749.1585 | -137981.9979 | FALSE
| 60388626 | BAS011 | BAS | 22KV | 556.67 | 43 | 37239.5893 | 2.273% | Covered | 390 | 0.0038308 | 0.0041138 | 0.0044188 | 0.0047476 | 0.005102 | 0.0054842 | 0.0058964 | 0.0063409 | 0.0068205 | 0.0073378 | 0.0078959 | 0.0084982 | 0.0091482 | 0.0098497 | 0.010607 | 0.011424 | 0.012307 | 0.01326 | 0.014289 | 0.015401 | 0.42989 | 0.26061 | 0.26702 | 0.27275 | 0.27636 | 0.28043 | 0.28698 | 0.29398 | 0.2983 | 0.2983 | 0.2983 | 0.2983 | 0.2983 | 0.2983 | 0.2983 | 0.2983 | 0.2983 | 0.2983 | 0.2983 | 0.2983 | 1228.2002 | 28924.6376 | 0.00059584 | 217101.3 | 123014.4292 | 95.6187 | 2244.4604 | 30152.8379 | 2340.0792 | 27812.7587 | -95201.6705 | FALSE
| 60388743 | BAS011 | BAS | 22KV | 802.77 | 43 | 37239.5893 | 2.273% | Single phase | 44.74 | 0.0049069 | 0.0052775 | 0.0056777 | 0.0061099 | 0.0065768 | 0.0070812 | 0.0076261 | 0.0082149 | 0.0088514 | 0.0095393 | 0.010283 | 0.011087 | 0.011956 | 0.012897 | 0.013914 | 0.015014 | 0.016204 | 0.017491 | 0.018885 | 0.020392 | 0.42989 | 0.26061 | 0.26702 | 0.27275 | 0.27636 | 0.28043 | 0.28698 | 0.29398 | 0.2983 | 0.2983 | 0.2983 | 0.2983 | 0.2983 | 0.2983 | 0.2983 | 0.2983 | 0.2983 | 0.2983 | 0.2983 | 0.2983 | 1602.2757 | 6242.6449 | 0.00085926 | 35915.9298 | 20350.7653 | 137.8911 | 535.4636 | 7844.9207 | 673.3547 | 7171.5659 | -13179.1994 | FALSE
| 60388752 | BAS011 | BAS | 22KV | 554.93 | 43 | 37239.5893 | 2.273% | Three phase | 97.13 | 0.0028228 | 0.0030748 | 0.0033508 | 0.003653 | 0.0039841 | 0.0043468 | 0.0047442 | 0.0051798 | 0.0056574 | 0.0061811 | 0.0067554 | 0.0073853 | 0.0080765 | 0.0088349 | 0.0096672 | 0.010581 | 0.011584 | 0.012685 | 0.013894 | 0.015223 | 0.42989 | 0.26061 | 0.26702 | 0.27275 | 0.27636 | 0.28043 | 0.28698 | 0.29398 | 0.2983 | 0.2983 | 0.2983 | 0.2983 | 0.2983 | 0.2983 | 0.2983 | 0.2983 | 0.2983 | 0.2983 | 0.2983 | 0.2983 | 1069.6962 | 6255.1747 | 0.00059398 | 53900.3509 | 30541.1386 | 95.3199 | 555.4967 | 7324.8708 | 650.8166 | 6674.0542 | -23867.0844 | FALSE
| 60388775 | BAS011 | BAS | 22KV | 31.89 | 43 | 37239.5893 | 2.273% | Three phase | 97.13 | 0.00029978 | 0.00032394 | 0.00035014 | 0.00037855 | 0.00040936 | 0.00044279 | 0.00047906 | 0.00051842 | 0.00056112 | 0.00060748 | 0.00065779 | 0.00071241 | 0.00077172 | 0.00083612 | 0.00090606 | 0.00098201 | 0.0010452 | 0.0010452 | 0.0010452 | 0.0010452 | 0.42989 | 0.26061 | 0.26702 | 0.27275 | 0.27636 | 0.28043 | 0.28698 | 0.29398 | 0.2983 | 0.2983 | 0.2983 | 0.2983 | 0.2983 | 0.2983 | 0.2983 | 0.2983 | 0.2983 | 0.2983 | 0.2983 | 0.2983 | 99.1071 | 33.3084 | 3.4134e-05 | 3097.4757 | 1755.0987 | 5.4777 | 1.8345 | 132.4156 | 7.3122 | 125.1034 | -1629.9953 | FALSE
| 60388902 | BAS011 | BAS | 22KV | 1432.16 | 43 | 37239.5893 | 2.273% | Single phase | 44.74 | 0.0090725 | 0.0097419 | 0.010463 | 0.011241 | 0.01208 | 0.012985 | 0.01396 | 0.015012 | 0.016147 | 0.017372 | 0.018693 | 0.020119 | 0.021659 | 0.02332 | 0.025114 | 0.02705 | 0.029141 | 0.0314 | 0.033838 | 0.036473 | 0.42989 | 0.26061 | 0.26702 | 0.27275 | 0.27636 | 0.28043 | 0.28698 | 0.29398 | 0.2983 | 0.2983 | 0.2983 | 0.2983 | 0.2983 | 0.2983 | 0.2983 | 0.2983 | 0.2983 | 0.2983 | 0.2983 | 0.2983 | 2908.0991 | 20213.0504 | 0.0015329 | 64074.8384 | 36306.2297 | 246.0009 | 1704.2401 | 23121.1494 | 1950.241 | 21170.9084 | -15135.3213 | FALSE
| 60388972 | BAS011 | BAS | 22KV | 66.83 | 43 | 37239.5893 | 2.273% | Single phase | 44.74 | 0.00082973 | 0.00090442 | 0.0009861 | 0.0010755 | 0.0011732 | 0.0012802 | 0.0013972 | 0.0015253 | 0.0016656 | 0.0018191 | 0.0019873 | 0.0021714 | 0.0021903 | 0.0021903 | 0.0021903 | 0.0021903 | 0.0021903 | 0.0021903 | 0.0021903 | 0.0021903 | 0.42989 | 0.26061 | 0.26702 | 0.27275 | 0.27636 | 0.28043 | 0.28698 | 0.29398 | 0.2983 | 0.2983 | 0.2983 | 0.2983 | 0.2983 | 0.2983 | 0.2983 | 0.2983 | 0.2983 | 0.2983 | 0.2983 | 0.2983 | 258.9347 | 84.0727 | 7.1533e-05 | 2989.9742 | 1694.1859 | 11.4793 | 3.711 | 343.0074 | 15.1903 | 327.8171 | -1366.3688 | FALSE
| 60388987 | BAS011 | BAS | 22KV | 643.45 | 43 | 37239.5893 | 2.273% | Single phase | 44.74 | 0.0076897 | 0.0082732 | 0.0089028 | 0.0095822 | 0.010316 | 0.011107 | 0.011961 | 0.012884 | 0.01388 | 0.014956 | 0.016117 | 0.017372 | 0.018727 | 0.02019 | 0.021089 | 0.021089 | 0.021089 | 0.021089 | 0.021089 | 0.021089 | 0.42989 | 0.26061 | 0.26702 | 0.27275 | 0.27636 | 0.28043 | 0.28698 | 0.29398 | 0.2983 | 0.2983 | 0.2983 | 0.2983 | 0.2983 | 0.2983 | 0.2983 | 0.2983 | 0.2983 | 0.2983 | 0.2983 | 0.2983 | 2313.319 | 7226.8851 | 0.00068873 | 28787.953 | 16311.895 | 110.5249 | 344.0149 | 9540.2041 | 454.5398 | 9085.6642 | -7226.2307 | FALSE
| 60388988 | BAS011 | BAS | 22KV | 3974.64 | 43 | 37239.5893 | 2.273% | Covered | 390 | 0.037425 | 0.040922 | 0.044761 | 0.048975 | 0.053604 | 0.058688 | 0.064273 | 0.070409 | 0.077153 | 0.084566 | 0.092715 | 0.10167 | 0.11153 | 0.12236 | 0.13027 | 0.13027 | 0.13027 | 0.13027 | 0.13027 | 0.13027 | 0.42989 | 0.26061 | 0.26702 | 0.27275 | 0.27636 | 0.28043 | 0.28698 | 0.29398 | 0.2983 | 0.2983 | 0.2983 | 0.2983 | 0.2983 | 0.2983 | 0.2983 | 0.2983 | 0.2983 | 0.2983 | 0.2983 | 0.2983 | 13241.8045 | 2228029.5198 | 0.0042543 | 1550109.6 | 878326.6046 | 682.7206 | 114422.6281 | 2241271.3243 | 115105.3487 | 2126165.9756 | 1247839.3709 | TRUE
| 60389022 | BAS011 | BAS | 22KV | 407.83 | 43 | 37239.5893 | 2.273% | Covered | 390 | 0.0048739 | 0.0052437 | 0.0056428 | 0.0060734 | 0.0065382 | 0.0070398 | 0.0075814 | 0.0081661 | 0.0087974 | 0.0094791 | 0.010215 | 0.01101 | 0.011869 | 0.012797 | 0.013367 | 0.013367 | 0.013367 | 0.013367 | 0.013367 | 0.013367 | 0.42989 | 0.26061 | 0.26702 | 0.27275 | 0.27636 | 0.28043 | 0.28698 | 0.29398 | 0.2983 | 0.2983 | 0.2983 | 0.2983 | 0.2983 | 0.2983 | 0.2983 | 0.2983 | 0.2983 | 0.2983 | 0.2983 | 0.2983 | 1466.2225 | 25307.4568 | 0.00043653 | 159053.7 | 90123.3669 | 70.0526 | 1204.6882 | 26773.6793 | 1274.7408 | 25498.9385 | -64624.4284 | FALSE
| 60389127 | BAS011 | BAS | 22KV | 5243.12 | 43 | 37239.5893 | 2.273% | Three phase | 97.13 | 0.034873 | 0.038159 | 0.041772 | 0.045746 | 0.050116 | 0.054924 | 0.060214 | 0.066037 | 0.072447 | 0.079504 | 0.087275 | 0.095835 | 0.10526 | 0.11565 | 0.1271 | 0.13972 | 0.15363 | 0.16896 | 0.17184 | 0.17184 | 0.42989 | 0.26061 | 0.26702 | 0.27275 | 0.27636 | 0.28043 | 0.28698 | 0.29398 | 0.2983 | 0.2983 | 0.2983 | 0.2983 | 0.2983 | 0.2983 | 0.2983 | 0.2983 | 0.2983 | 0.2983 | 0.2983 | 0.2983 | 13630.7427 | 753176.2562 | 0.0056121 | 509264.2456 | 288560.4577 | 900.6064 | 49588.9255 | 766806.9988 | 50489.5318 | 716317.467 | 427757.0093 | TRUE
| 60389172 | BAS011 | BAS | 22KV | 525.29 | 43 | 37239.5893 | 2.273% | Three phase | 97.13 | 0.0049462 | 0.0054083 | 0.0059156 | 0.0064726 | 0.0070843 | 0.0077562 | 0.0084943 | 0.0093053 | 0.010197 | 0.011176 | 0.012253 | 0.013437 | 0.014739 | 0.016171 | 0.017216 | 0.017216 | 0.017216 | 0.017216 | 0.017216 | 0.017216 | 0.42989 | 0.26061 | 0.26702 | 0.27275 | 0.27636 | 0.28043 | 0.28698 | 0.29398 | 0.2983 | 0.2983 | 0.2983 | 0.2983 | 0.2983 | 0.2983 | 0.2983 | 0.2983 | 0.2983 | 0.2983 | 0.2983 | 0.2983 | 1750.0421 | 9691.9774 | 0.00056225 | 51021.4177 | 28909.871 | 90.2286 | 497.7409 | 11442.0195 | 587.9696 | 10854.0499 | -18055.8211 | FALSE
| 60389218 | BAS012 | BAS | 22KV | 94.63 | 2 | 37239.5893 | 33.33% | Three phase | 97.13 | 0.00087853 | 0.00095376 | 0.0010357 | 0.0011251 | 0.0012225 | 0.0013286 | 0.0014444 | 0.0015706 | 0.0017082 | 0.0018584 | 0.0020222 | 0.0022009 | 0.002396 | 0.0026088 | 0.0028412 | 0.0030948 | 0.0031015 | 0.0031015 | 0.0031015 | 0.0031015 | 2.2777 | 2.0787 | 2.084 | 2.0827 | 2.077 | 2.0857 | 2.1013 | 2.1123 | 2.1133 | 2.1133 | 2.1133 | 2.1133 | 2.1133 | 2.1133 | 2.1133 | 2.1133 | 2.1133 | 2.1133 | 2.1133 | 2.1133 | 2136.4459 | 299.5856 | 0.00010129 | 9191.4119 | 5208.0586 | 115.2965 | 16.1534 | 2436.0314 | 131.4498 | 2304.5816 | -2903.477 | FALSE
| 60389220 | BAS012 | BAS | 22KV | 142.46 | 2 | 37239.5893 | 33.33% | Three phase | 97.13 | 0.0011023 | 0.0012017 | 0.0013105 | 0.0014296 | 0.0015601 | 0.001703 | 0.0018595 | 0.0020311 | 0.0022191 | 0.0024252 | 0.0026512 | 0.0028989 | 0.0031706 | 0.0034686 | 0.0037954 | 0.0041541 | 0.0045475 | 0.0046691 | 0.0046691 | 0.0046691 | 2.2777 | 2.0787 | 2.084 | 2.0827 | 2.077 | 2.0857 | 2.1013 | 2.1123 | 2.1133 | 2.1133 | 2.1133 | 2.1133 | 2.1133 | 2.1133 | 2.1133 | 2.1133 | 2.1133 | 2.1133 | 2.1133 | 2.1133 | 2885.0363 | 609.0385 | 0.00015248 | 13837.1398 | 7840.4314 | 173.5722 | 36.6093 | 3494.0748 | 210.1814 | 3283.8934 | -4556.538 | FALSE
| 60389222 | BAS012 | BAS | 22KV | 393.69 | 2 | 37239.5893 | 33.33% | Three phase | 97.13 | 0.0036463 | 0.0039486 | 0.0042772 | 0.0046343 | 0.0050225 | 0.0054446 | 0.0059036 | 0.0064028 | 0.0069458 | 0.0075366 | 0.0081793 | 0.0088786 | 0.0096397 | 0.010468 | 0.01137 | 0.012351 | 0.012903 | 0.012903 | 0.012903 | 0.012903 | 2.2777 | 2.0787 | 2.084 | 2.0827 | 2.077 | 2.0857 | 2.1013 | 2.1123 | 2.1133 | 2.1133 | 2.1133 | 2.1133 | 2.1133 | 2.1133 | 2.1133 | 2.1133 | 2.1133 | 2.1133 | 2.1133 | 2.1133 | 8726.9285 | 5091.0645 | 0.00042139 | 38239.1097 | 21667.1308 | 479.6688 | 279.585 | 13817.9931 | 759.2538 | 13058.7392 | -8608.3915 | FALSE
| 60389223 | BAS012 | BAS | 22KV | 45.24 | 2 | 37239.5893 | 33.33% | Three phase | 97.13 | 0.00041901 | 0.00045375 | 0.0004915 | 0.00053254 | 0.00057715 | 0.00062566 | 0.0006784 | 0.00073577 | 0.00079816 | 0.00086605 | 0.0009399 | 0.0010203 | 0.0011077 | 0.0012029 | 0.0013065 | 0.0014193 | 0.0014827 | 0.0014827 | 0.0014827 | 0.0014827 | 2.2777 | 2.0787 | 2.084 | 2.0827 | 2.077 | 2.0857 | 2.1013 | 2.1123 | 2.1133 | 2.1133 | 2.1133 | 2.1133 | 2.1133 | 2.1133 | 2.1133 | 2.1133 | 2.1133 | 2.1133 | 2.1133 | 2.1133 | 1002.8353 | 67.2272 | 4.8423e-05 | 4394.1612 | 2489.8295 | 55.1201 | 3.6919 | 1070.0625 | 58.812 | 1011.2506 | -1478.579 | FALSE
| 60389224 | BAS012 | BAS | 22KV | 82.79 | 2 | 37239.5893 | 33.33% | Three phase | 97.13 | 0.00076679 | 0.00083036 | 0.00089945 | 0.00097455 | 0.0010562 | 0.001145 | 0.0012415 | 0.0013465 | 0.0014607 | 0.0015849 | 0.00172 | 0.0018671 | 0.0020272 | 0.0022014 | 0.002391 | 0.0025974 | 0.0027134 | 0.0027134 | 0.0027134 | 0.0027134 | 2.2777 | 2.0787 | 2.084 | 2.0827 | 2.077 | 2.0857 | 2.1013 | 2.1123 | 2.1133 | 2.1133 | 2.1133 | 2.1133 | 2.1133 | 2.1133 | 2.1133 | 2.1133 | 2.1133 | 2.1133 | 2.1133 | 2.1133 | 1835.2064 | 225.1415 | 8.8616e-05 | 8041.3927 | 4556.4321 | 100.8707 | 12.3641 | 2060.3479 | 113.2347 | 1947.1132 | -2609.3189 | FALSE
| 60389227 | BAS012 | BAS | 22KV | 353.17 | 2 | 37239.5893 | 33.33% | Three phase | 97.13 | 0.0033873 | 0.0036419 | 0.0039165 | 0.0042127 | 0.0045322 | 0.004877 | 0.0052491 | 0.0056507 | 0.0060841 | 0.006552 | 0.0070571 | 0.0076026 | 0.0081915 | 0.0088275 | 0.0095144 | 0.010256 | 0.011058 | 0.011575 | 0.011575 | 0.011575 | 2.2777 | 2.0787 | 2.084 | 2.0827 | 2.077 | 2.0857 | 2.1013 | 2.1123 | 2.1133 | 2.1133 | 2.1133 | 2.1133 | 2.1133 | 2.1133 | 2.1133 | 2.1133 | 2.1133 | 2.1133 | 2.1133 | 2.1133 | 7647.8169 | 4002.1631 | 0.00037802 | 34303.4021 | 19437.0712 | 430.2996 | 224.9949 | 11649.9801 | 655.2945 | 10994.6856 | -8442.3856 | FALSE
| 60389229 | BAS012 | BAS | 22KV | 148.06 | 2 | 37239.5893 | 33.33% | Three phase | 97.13 | 0.00083564 | 0.00091045 | 0.00099236 | 0.0010821 | 0.0011803 | 0.0012879 | 0.0014059 | 0.0015351 | 0.0016768 | 0.0018322 | 0.0020026 | 0.0021894 | 0.0023944 | 0.0026193 | 0.0028661 | 0.003137 | 0.0034343 | 0.0037607 | 0.0041191 | 0.0045126 | 2.2777 | 2.0787 | 2.084 | 2.0827 | 2.077 | 2.0857 | 2.1013 | 2.1123 | 2.1133 | 2.1133 | 2.1133 | 2.1133 | 2.1133 | 2.1133 | 2.1133 | 2.1133 | 2.1133 | 2.1133 | 2.1133 | 2.1133 | 2254.6429 | 494.6601 | 0.00015848 | 14381.0678 | 8148.6331 | 180.3951 | 39.544 | 2749.3031 | 219.9391 | 2529.3639 | -5619.2692 | FALSE
| 60389235 | BAS012 | BAS | 22KV | 87.52 | 2 | 37239.5893 | 33.33% | Three phase | 97.13 | 0.0006772 | 0.00073826 | 0.00080509 | 0.00087828 | 0.00095843 | 0.0010462 | 0.0011424 | 0.0012478 | 0.0013633 | 0.0014899 | 0.0016287 | 0.0017809 | 0.0019478 | 0.0021309 | 0.0023317 | 0.002552 | 0.0027938 | 0.0028684 | 0.0028684 | 0.0028684 | 2.2777 | 2.0787 | 2.084 | 2.0827 | 2.077 | 2.0857 | 2.1013 | 2.1123 | 2.1133 | 2.1133 | 2.1133 | 2.1133 | 2.1133 | 2.1133 | 2.1133 | 2.1133 | 2.1133 | 2.1133 | 2.1133 | 2.1133 | 1772.416 | 229.8653 | 9.3679e-05 | 8500.8176 | 4816.7525 | 106.6337 | 13.8172 | 2002.2813 | 120.4509 | 1881.8304 | -2934.922 | FALSE
| 60389236 | BAS012 | BAS | 22KV | 757.67 | 2 | 37239.5893 | 33.33% | Three phase | 97.13 | 0.0047476 | 0.0051737 | 0.0056402 | 0.006151 | 0.0067105 | 0.0073235 | 0.0079951 | 0.0087311 | 0.0095378 | 0.010422 | 0.011392 | 0.012456 | 0.013622 | 0.014902 | 0.016306 | 0.017847 | 0.019538 | 0.021395 | 0.023433 | 0.024832 | 2.2777 | 2.0787 | 2.084 | 2.0827 | 2.077 | 2.0857 | 2.1013 | 2.1123 | 2.1133 | 2.1133 | 2.1133 | 2.1133 | 2.1133 | 2.1133 | 2.1133 | 2.1133 | 2.1133 | 2.1133 | 2.1133 | 2.1133 | 12790.3807 | 14360.0518 | 0.00081099 | 73592.4871 | 41699.1414 | 923.1392 | 1035.5362 | 27150.4324 | 1958.6754 | 25191.757 | -16507.3843 | FALSE
| 60389241 | BAS012 | BAS | 22KV | 190.99 | 2 | 37239.5893 | 33.33% | Three phase | 97.13 | 0.0015864 | 0.0017366 | 0.0019017 | 0.0020833 | 0.002283 | 0.0025027 | 0.0027444 | 0.0030103 | 0.0033031 | 0.0036253 | 0.0039801 | 0.0043708 | 0.0048011 | 0.0052751 | 0.0057973 | 0.0062597 | 0.0062597 | 0.0062597 | 0.0062597 | 0.0062597 | 2.2777 | 2.0787 | 2.084 | 2.0827 | 2.077 | 2.0857 | 2.1013 | 2.1123 | 2.1133 | 2.1133 | 2.1133 | 2.1133 | 2.1133 | 2.1133 | 2.1133 | 2.1133 | 2.1133 | 2.1133 | 2.1133 | 2.1133 | 4189.5242 | 1185.7439 | 0.00020443 | 18550.8587 | 10511.3295 | 232.7007 | 65.8001 | 5375.268 | 298.5008 | 5076.7672 | -5434.5623 | FALSE
| 60389242 | BAS012 | BAS | 22KV | 280.06 | 2 | 37239.5893 | 33.33% | Three phase | 97.13 | 0.003236 | 0.0035147 | 0.0038185 | 0.0041496 | 0.0045105 | 0.004904 | 0.0053331 | 0.005801 | 0.0063114 | 0.0068681 | 0.0074755 | 0.0081382 | 0.0088614 | 0.0091789 | 0.0091789 | 0.0091789 | 0.0091789 | 0.0091789 | 0.0091789 | 0.0091789 | 2.2777 | 2.0787 | 2.084 | 2.0827 | 2.077 | 2.0857 | 2.1013 | 2.1123 | 2.1133 | 2.1133 | 2.1133 | 2.1133 | 2.1133 | 2.1133 | 2.1133 | 2.1133 | 2.1133 | 2.1133 | 2.1133 | 2.1133 | 7314.4169 | 3035.6451 | 0.00029977 | 27202.2278 | 15413.3878 | 341.2229 | 141.484 | 10350.062 | 482.7069 | 9867.3551 | -5546.0327 | FALSE
| 60389245 | BAS012 | BAS | 22KV | 69.88 | 2 | 37239.5893 | 33.33% | Three phase | 97.13 | 0.00051924 | 0.00056829 | 0.00062222 | 0.00068152 | 0.00074674 | 0.00081849 | 0.00089743 | 0.00098431 | 0.0010799 | 0.0011852 | 0.0013012 | 0.0014288 | 0.0015695 | 0.0017244 | 0.0018951 | 0.0020832 | 0.0022903 | 0.0022903 | 0.0022903 | 0.0022903 | 2.2777 | 2.0787 | 2.084 | 2.0827 | 2.077 | 2.0857 | 2.1013 | 2.1123 | 2.1133 | 2.1133 | 2.1133 | 2.1133 | 2.1133 | 2.1133 | 2.1133 | 2.1133 | 2.1133 | 2.1133 | 2.1133 | 2.1133 | 1412.9111 | 146.3104 | 7.4797e-05 | 6787.4444 | 3845.9171 | 85.1412 | 8.8087 | 1559.2215 | 93.9499 | 1465.2716 | -2380.6455 | FALSE
| 60389255 | BAS012 | BAS | 22KV | 101.36 | 2 | 37239.5893 | 33.33% | Three phase | 97.13 | 0.00078429 | 0.000855 | 0.00093241 | 0.0010172 | 0.00111 | 0.0012117 | 0.0013231 | 0.0014451 | 0.0015789 | 0.0017255 | 0.0018863 | 0.0020626 | 0.0022559 | 0.0024679 | 0.0027005 | 0.0029556 | 0.0032356 | 0.0033221 | 0.0033221 | 0.0033221 | 2.2777 | 2.0787 | 2.084 | 2.0827 | 2.077 | 2.0857 | 2.1013 | 2.1123 | 2.1133 | 2.1133 | 2.1133 | 2.1133 | 2.1133 | 2.1133 | 2.1133 | 2.1133 | 2.1133 | 2.1133 | 2.1133 | 2.1133 | 2052.6975 | 308.3132 | 0.00010849 | 9845.0968 | 5578.451 | 123.4962 | 18.5327 | 2361.0106 | 142.0289 | 2218.9817 | -3359.4693 | FALSE
| 60389404 | BAS014 | BAS | 22KV | 157.74 | 1 | 37239.5893 | 50% | Three phase | 97.13 | 0.0014765 | 0.0016096 | 0.0017553 | 0.0019147 | 0.0020892 | 0.0022803 | 0.0024896 | 0.0027188 | 0.0029699 | 0.003245 | 0.0035465 | 0.0038769 | 0.004239 | 0.004636 | 0.0050712 | 0.0051699 | 0.0051699 | 0.0051699 | 0.0051699 | 0.0051699 | 4.273 | 8.1825 | 8.677 | 8.65 | 8.601 | 8.5825 | 8.5875 | 8.592 | 8.559 | 8.559 | 8.559 | 8.559 | 8.559 | 8.559 | 8.559 | 8.559 | 8.559 | 8.559 | 8.559 | 8.559 | 14628.2823 | 857.1352 | 0.00016884 | 15321.2862 | 8681.3818 | 751.2118 | 44.8837 | 15485.4175 | 796.0955 | 14689.322 | 6007.9402 | TRUE
| 60389405 | BAS014 | BAS | 22KV | 621.43 | 1 | 37239.5893 | 50% | Three phase | 97.13 | 0.0058284 | 0.0062909 | 0.0067918 | 0.0073344 | 0.0079222 | 0.008559 | 0.0092491 | 0.0099971 | 0.010808 | 0.011687 | 0.012639 | 0.013672 | 0.014793 | 0.016007 | 0.017325 | 0.018755 | 0.020305 | 0.020367 | 0.020367 | 0.020367 | 4.273 | 8.1825 | 8.677 | 8.65 | 8.601 | 8.5825 | 8.5875 | 8.592 | 8.559 | 8.559 | 8.559 | 8.559 | 8.559 | 8.559 | 8.559 | 8.559 | 8.559 | 8.559 | 8.559 | 8.559 | 54226.2753 | 12530.6186 | 0.00066516 | 60359.4959 | 34201.034 | 2959.462 | 696.6097 | 66756.8938 | 3656.0717 | 63100.8221 | 28899.7881 | TRUE
| 60389409 | BAS014 | BAS | 22KV | 306.81 | 1 | 37239.5893 | 50% | Three phase | 97.13 | 0.0028802 | 0.0031445 | 0.0034342 | 0.0037517 | 0.0040999 | 0.0044817 | 0.0049005 | 0.0053599 | 0.0058639 | 0.006417 | 0.007024 | 0.0076903 | 0.0084218 | 0.009225 | 0.010056 | 0.010056 | 0.010056 | 0.010056 | 0.010056 | 0.010056 | 4.273 | 8.1825 | 8.677 | 8.65 | 8.601 | 8.5825 | 8.5875 | 8.592 | 8.559 | 8.559 | 8.559 | 8.559 | 8.559 | 8.559 | 8.559 | 8.559 | 8.559 | 8.559 | 8.559 | 8.559 | 28747.0259 | 3275.8522 | 0.0003284 | 29800.4553 | 16885.6013 | 1461.134 | 169.8025 | 32022.8782 | 1630.9366 | 30391.9416 | 13506.3403 | TRUE
| 60389410 | BAS014 | BAS | 22KV | 26.09 | 1 | 37239.5893 | 50% | Three phase | 97.13 | 0.00024221 | 0.00026296 | 0.00028556 | 0.00031019 | 0.00033704 | 0.00036631 | 0.00039822 | 0.00043302 | 0.00047097 | 0.00051237 | 0.00055754 | 0.00060681 | 0.00066059 | 0.00071927 | 0.00078333 | 0.00085325 | 0.00085509 | 0.00085509 | 0.00085509 | 0.00085509 | 4.273 | 8.1825 | 8.677 | 8.65 | 8.601 | 8.5825 | 8.5875 | 8.592 | 8.559 | 8.559 | 8.559 | 8.559 | 8.559 | 8.559 | 8.559 | 8.559 | 8.559 | 8.559 | 8.559 | 8.559 | 2348.9273 | 22.7725 | 2.7926e-05 | 2534.1217 | 1435.8898 | 124.2495 | 1.2279 | 2371.6998 | 125.4774 | 2246.2225 | 810.3327 | TRUE
| 60389413 | BAS014 | BAS | 22KV | 40.74 | 1 | 37239.5893 | 50% | Three phase | 97.13 | 0.00022993 | 0.00025052 | 0.00027306 | 0.00029774 | 0.00032477 | 0.00035439 | 0.00038684 | 0.00042241 | 0.0004614 | 0.00050414 | 0.00055102 | 0.00060244 | 0.00065884 | 0.00072072 | 0.00078863 | 0.00086316 | 0.00094497 | 0.0010348 | 0.0011334 | 0.0012417 | 4.273 | 8.1825 | 8.677 | 8.65 | 8.601 | 8.5825 | 8.5875 | 8.592 | 8.559 | 8.559 | 8.559 | 8.559 | 8.559 | 8.559 | 8.559 | 8.559 | 8.559 | 8.559 | 8.559 | 8.559 | 2477.8942 | 37.4519 | 4.3607e-05 | 3957.0762 | 2242.1675 | 194.0178 | 2.994 | 2515.346 | 197.0118 | 2318.3343 | 76.1668 | TRUE
| 60389416 | BAS014 | BAS | 22KV | 386.04 | 1 | 37239.5893 | 50% | Three phase | 97.13 | 0.003624 | 0.0039565 | 0.004321 | 0.0047206 | 0.0051586 | 0.005639 | 0.0061659 | 0.006744 | 0.0073782 | 0.0080741 | 0.0088379 | 0.0096763 | 0.010597 | 0.011607 | 0.012652 | 0.012652 | 0.012652 | 0.012652 | 0.012652 | 0.012652 | 4.273 | 8.1825 | 8.677 | 8.65 | 8.601 | 8.5825 | 8.5875 | 8.592 | 8.559 | 8.559 | 8.559 | 8.559 | 8.559 | 8.559 | 8.559 | 8.559 | 8.559 | 8.559 | 8.559 | 8.559 | 36170.6003 | 5186.2076 | 0.0004132 | 37496.0652 | 21246.1052 | 1838.4544 | 268.825 | 41356.8079 | 2107.2794 | 39249.5285 | 18003.4233 | TRUE
| 60389417 | BAS014 | BAS | 22KV | 44.58 | 1 | 37239.5893 | 50% | Three phase | 97.13 | 0.0004185 | 0.0004569 | 0.00049899 | 0.00054513 | 0.00059572 | 0.0006512 | 0.00071205 | 0.0007788 | 0.00085203 | 0.0009324 | 0.0010206 | 0.0011174 | 0.0012237 | 0.0013404 | 0.0014611 | 0.0014611 | 0.0014611 | 0.0014611 | 0.0014611 | 0.0014611 | 4.273 | 8.1825 | 8.677 | 8.65 | 8.601 | 8.5825 | 8.5875 | 8.592 | 8.559 | 8.559 | 8.559 | 8.559 | 8.559 | 8.559 | 8.559 | 8.559 | 8.559 | 8.559 | 8.559 | 8.559 | 4176.9904 | 69.1617 | 4.7717e-05 | 4330.0554 | 2453.5058 | 212.3052 | 3.585 | 4246.152 | 215.8902 | 4030.2619 | 1576.7561 | TRUE
| 60389420 | BAS014 | BAS | 22KV | 662.77 | 1 | 37239.5893 | 50% | Three phase | 97.13 | 0.0057037 | 0.0062189 | 0.006783 | 0.0074006 | 0.008077 | 0.0088178 | 0.0096294 | 0.010519 | 0.011493 | 0.012561 | 0.013732 | 0.015016 | 0.016423 | 0.017967 | 0.01966 | 0.021518 | 0.021722 | 0.021722 | 0.021722 | 0.021722 | 4.273 | 8.1825 | 8.677 | 8.65 | 8.601 | 8.5825 | 8.5875 | 8.592 | 8.559 | 8.559 | 8.559 | 8.559 | 8.559 | 8.559 | 8.559 | 8.559 | 8.559 | 8.559 | 8.559 | 8.559 | 58075.8339 | 14291.8944 | 0.00070941 | 64374.8501 | 36476.223 | 3156.3372 | 792.375 | 72367.7282 | 3948.7122 | 68419.016 | 31942.793 | TRUE
| 60389421 | BAS014 | BAS | 22KV | 310.51 | 1 | 37239.5893 | 50% | Three phase | 97.13 | 0.0028827 | 0.0031296 | 0.0033986 | 0.0036917 | 0.0040113 | 0.0043596 | 0.0047394 | 0.0051536 | 0.0056053 | 0.006098 | 0.0066355 | 0.007222 | 0.007862 | 0.0085604 | 0.0093228 | 0.010155 | 0.010177 | 0.010177 | 0.010177 | 0.010177 | 4.273 | 8.1825 | 8.677 | 8.65 | 8.601 | 8.5825 | 8.5875 | 8.592 | 8.559 | 8.559 | 8.559 | 8.559 | 8.559 | 8.559 | 8.559 | 8.559 | 8.559 | 8.559 | 8.559 | 8.559 | 27955.7462 | 3225.6286 | 0.00033236 | 30159.8363 | 17089.2346 | 1478.7547 | 173.9227 | 31181.3748 | 1652.6774 | 29528.6974 | 12439.4628 | TRUE
| 60389425 | BAS014 | BAS | 22KV | 328.31 | 1 | 37239.5893 | 50% | Three phase | 97.13 | 0.003048 | 0.003309 | 0.0035934 | 0.0039033 | 0.0042412 | 0.0046095 | 0.0050111 | 0.005449 | 0.0059266 | 0.0064475 | 0.0070159 | 0.007636 | 0.0083127 | 0.0090511 | 0.0098572 | 0.010737 | 0.01076 | 0.01076 | 0.01076 | 0.01076 | 4.273 | 8.1825 | 8.677 | 8.65 | 8.601 | 8.5825 | 8.5875 | 8.592 | 8.559 | 8.559 | 8.559 | 8.559 | 8.559 | 8.559 | 8.559 | 8.559 | 8.559 | 8.559 | 8.559 | 8.559 | 29558.3106 | 3606.0472 | 0.00035141 | 31888.7503 | 18068.8758 | 1563.5244 | 194.4345 | 33164.3578 | 1757.9589 | 31406.3989 | 13337.5232 | TRUE
| 60389431 | BAS014 | BAS | 22KV | 60.67 | 1 | 37239.5893 | 50% | Three phase | 97.13 | 0.00056325 | 0.00061148 | 0.00066404 | 0.00072132 | 0.00078375 | 0.00085181 | 0.00092602 | 0.0010069 | 0.0010952 | 0.0011915 | 0.0012965 | 0.0014111 | 0.0015361 | 0.0016726 | 0.0018216 | 0.0019842 | 0.0019884 | 0.0019884 | 0.0019884 | 0.0019884 | 4.273 | 8.1825 | 8.677 | 8.65 | 8.601 | 8.5825 | 8.5875 | 8.592 | 8.559 | 8.559 | 8.559 | 8.559 | 8.559 | 8.559 | 8.559 | 8.559 | 8.559 | 8.559 | 8.559 | 8.559 | 5462.2238 | 123.1434 | 6.4939e-05 | 5892.8771 | 3339.0353 | 288.9313 | 6.6398 | 5585.3672 | 295.571 | 5289.7962 | 1950.7609 | TRUE
| 60389434 | BAS014 | BAS | 22KV | 317.14 | 1 | 37239.5893 | 50% | Three phase | 97.13 | 0.0029379 | 0.0031513 | 0.003381 | 0.0036281 | 0.0038941 | 0.0041803 | 0.0044885 | 0.0048203 | 0.0051776 | 0.0055624 | 0.0059767 | 0.006423 | 0.0069037 | 0.0074216 | 0.0079796 | 0.0085808 | 0.0092286 | 0.0099268 | 0.010394 | 0.010394 | 4.273 | 8.1825 | 8.677 | 8.65 | 8.601 | 8.5825 | 8.5875 | 8.592 | 8.559 | 8.559 | 8.559 | 8.559 | 8.559 | 8.559 | 8.559 | 8.559 | 8.559 | 8.559 | 8.559 | 8.559 | 26054.4816 | 3075.1694 | 0.00033946 | 30803.8082 | 17454.1234 | 1510.329 | 181.4292 | 29129.6509 | 1691.7582 | 27437.8927 | 9983.7693 | TRUE
| 60389441 | BAS014 | BAS | 22KV | 88.16 | 1 | 37239.5893 | 50% | Three phase | 97.13 | 0.00052521 | 0.00057458 | 0.00062886 | 0.00068855 | 0.00075421 | 0.00082645 | 0.00090594 | 0.00099343 | 0.0010898 | 0.0011958 | 0.0013126 | 0.0014413 | 0.0015831 | 0.0017393 | 0.0019114 | 0.0021012 | 0.0023104 | 0.0025411 | 0.0027955 | 0.0028894 | 4.273 | 8.1825 | 8.677 | 8.65 | 8.601 | 8.5825 | 8.5875 | 8.592 | 8.559 | 8.559 | 8.559 | 8.559 | 8.559 | 8.559 | 8.559 | 8.559 | 8.559 | 8.559 | 8.559 | 8.559 | 5912.2604 | 193.2515 | 9.4364e-05 | 8562.9808 | 4851.9755 | 419.848 | 14.02 | 6105.512 | 433.868 | 5671.6439 | 819.6684 | TRUE
| 60389442 | BAS014 | BAS | 22KV | 112.57 | 1 | 37239.5893 | 50% | Three phase | 97.13 | 0.00067064 | 0.00073368 | 0.00080298 | 0.0008792 | 0.00096304 | 0.0010553 | 0.0011568 | 0.0012685 | 0.0013915 | 0.0015269 | 0.0016761 | 0.0018404 | 0.0020214 | 0.0022208 | 0.0024407 | 0.002683 | 0.0029501 | 0.0032447 | 0.0035695 | 0.0036895 | 4.273 | 8.1825 | 8.677 | 8.65 | 8.601 | 8.5825 | 8.5875 | 8.592 | 8.559 | 8.559 | 8.559 | 8.559 | 8.559 | 8.559 | 8.559 | 8.559 | 8.559 | 8.559 | 8.559 | 8.559 | 7549.2645 | 315.0831 | 0.00012049 | 10933.9241 | 6195.4048 | 536.0968 | 22.8586 | 7864.3476 | 558.9554 | 7305.3921 | 1109.9874 | TRUE
| 60389444 | BAS014 | BAS | 22KV | 202.64 | 1 | 37239.5893 | 50% | Three phase | 97.13 | 0.0018462 | 0.0019637 | 0.0020891 | 0.0022228 | 0.0023655 | 0.0025177 | 0.0026801 | 0.0028534 | 0.0030384 | 0.0032358 | 0.0034465 | 0.0036715 | 0.0039116 | 0.004168 | 0.0044417 | 0.004734 | 0.0050461 | 0.0053794 | 0.0057354 | 0.0061156 | 4.273 | 8.1825 | 8.677 | 8.65 | 8.601 | 8.5825 | 8.5875 | 8.592 | 8.559 | 8.559 | 8.559 | 8.559 | 8.559 | 8.559 | 8.559 | 8.559 | 8.559 | 8.559 | 8.559 | 8.559 | 15042.766 | 1136.2466 | 0.0002169 | 19682.4232 | 11152.4991 | 965.0409 | 74.0722 | 16179.0126 | 1039.1132 | 15139.8994 | 3987.4003 | TRUE
| 60389447 | BAS014 | BAS | 22KV | 190.52 | 1 | 37239.5893 | 50% | Three phase | 97.13 | 0.0018095 | 0.0019651 | 0.0021347 | 0.0023196 | 0.0025212 | 0.002741 | 0.0029807 | 0.0032422 | 0.0035274 | 0.0038387 | 0.0041784 | 0.0045491 | 0.0049538 | 0.0053955 | 0.0058778 | 0.0062442 | 0.0062442 | 0.0062442 | 0.0062442 | 0.0062442 | 4.273 | 8.1825 | 8.677 | 8.65 | 8.601 | 8.5825 | 8.5875 | 8.592 | 8.559 | 8.559 | 8.559 | 8.559 | 8.559 | 8.559 | 8.559 | 8.559 | 8.559 | 8.559 | 8.559 | 8.559 | 17455.7667 | 1235.8999 | 0.00020393 | 18505.2076 | 10485.4625 | 907.3213 | 65.4766 | 18691.6666 | 972.798 | 17718.8686 | 7233.4061 | TRUE
| 60389449 | BAS014 | BAS | 22KV | 20.8 | 1 | 37239.5893 | 50% | Three phase | 97.13 | 0.00019526 | 0.00021318 | 0.00023282 | 0.00025435 | 0.00027795 | 0.00030383 | 0.00033222 | 0.00036337 | 0.00039754 | 0.00043504 | 0.00047619 | 0.00052136 | 0.00057095 | 0.0006254 | 0.00068172 | 0.00068172 | 0.00068172 | 0.00068172 | 0.00068172 | 0.00068172 | 4.273 | 8.1825 | 8.677 | 8.65 | 8.601 | 8.5825 | 8.5875 | 8.592 | 8.559 | 8.559 | 8.559 | 8.559 | 8.559 | 8.559 | 8.559 | 8.559 | 8.559 | 8.559 | 8.559 | 8.559 | 1948.8874 | 15.0561 | 2.2264e-05 | 2020.304 | 1144.7492 | 99.0567 | 0.78043 | 1963.9435 | 99.8371 | 1864.1063 | 719.3571 | TRUE
| 60389456 | BAS014 | BAS | 22KV | 123.54 | 1 | 37239.5893 | 50% | Three phase | 97.13 | 0.0011469 | 0.0012451 | 0.0013522 | 0.0014688 | 0.0015959 | 0.0017345 | 0.0018856 | 0.0020504 | 0.0022301 | 0.0024262 | 0.00264 | 0.0028733 | 0.003128 | 0.0034059 | 0.0037092 | 0.0040403 | 0.004049 | 0.004049 | 0.004049 | 0.004049 | 4.273 | 8.1825 | 8.677 | 8.65 | 8.601 | 8.5825 | 8.5875 | 8.592 | 8.559 | 8.559 | 8.559 | 8.559 | 8.559 | 8.559 | 8.559 | 8.559 | 8.559 | 8.559 | 8.559 | 8.559 | 11122.5174 | 510.5971 | 0.00013223 | 11999.4402 | 6799.1499 | 588.3397 | 27.5309 | 11633.1146 | 615.8706 | 11017.244 | 4218.0941 | TRUE
| 60390474 | BAS022 | BAS | 22KV | 124.59 | 24 | 37239.5893 | 4% | Three phase | 97.13 | 0.0012567 | 0.0013519 | 0.0014548 | 0.0015657 | 0.0016855 | 0.0018149 | 0.0019545 | 0.0021053 | 0.0022682 | 0.0024441 | 0.0026341 | 0.0028394 | 0.0030612 | 0.0033008 | 0.0035598 | 0.0038397 | 0.0040834 | 0.0040834 | 0.0040834 | 0.0040834 | 0.4712 | 0.47752 | 0.48752 | 0.35376 | 0.35712 | 0.36152 | 0.36936 | 0.37856 | 0.38448 | 0.38448 | 0.38448 | 0.38448 | 0.38448 | 0.38448 | 0.38448 | 0.38448 | 0.38448 | 0.38448 | 0.38448 | 0.38448 | 521.4267 | 520.7586 | 0.00013336 | 12101.4267 | 6856.9377 | 28.5107 | 28.0009 | 1042.1853 | 56.5116 | 985.6737 | -5871.264 | FALSE
| 60390475 | BAS022 | BAS | 22KV | 177.86 | 24 | 37239.5893 | 4% | Three phase | 97.13 | 0.001794 | 0.00193 | 0.0020768 | 0.0022352 | 0.0024062 | 0.0025909 | 0.0027902 | 0.0030055 | 0.003238 | 0.0034891 | 0.0037604 | 0.0040534 | 0.00437 | 0.0047121 | 0.0050818 | 0.0054814 | 0.0058293 | 0.0058293 | 0.0058293 | 0.0058293 | 0.4712 | 0.47752 | 0.48752 | 0.35376 | 0.35712 | 0.36152 | 0.36936 | 0.37856 | 0.38448 | 0.38448 | 0.38448 | 0.38448 | 0.38448 | 0.38448 | 0.38448 | 0.38448 | 0.38448 | 0.38448 | 0.38448 | 0.38448 | 744.3692 | 1061.2718 | 0.00019038 | 17275.5418 | 9788.7065 | 40.7009 | 57.0639 | 1805.6411 | 97.7648 | 1707.8763 | -8080.8303 | FALSE
| 60390476 | BAS022 | BAS | 22KV | 107.93 | 24 | 37239.5893 | 4% | Three phase | 97.13 | 0.0010886 | 0.0011712 | 0.0012602 | 0.0013564 | 0.0014602 | 0.0015722 | 0.0016932 | 0.0018238 | 0.0019649 | 0.0021173 | 0.0022819 | 0.0024597 | 0.0026518 | 0.0028594 | 0.0030838 | 0.0033263 | 0.0035374 | 0.0035374 | 0.0035374 | 0.0035374 | 0.4712 | 0.47752 | 0.48752 | 0.35376 | 0.35712 | 0.36152 | 0.36936 | 0.37856 | 0.38448 | 0.38448 | 0.38448 | 0.38448 | 0.38448 | 0.38448 | 0.38448 | 0.38448 | 0.38448 | 0.38448 | 0.38448 | 0.38448 | 451.7023 | 390.7999 | 0.00011552 | 10483.2409 | 5940.0376 | 24.6983 | 21.0131 | 842.5022 | 45.7114 | 796.7908 | -5143.2469 | FALSE
| 60390477 | BAS022 | BAS | 22KV | 1321.89 | 24 | 37239.5893 | 4% | Three phase | 97.13 | 0.013333 | 0.014344 | 0.015435 | 0.016612 | 0.017883 | 0.019256 | 0.020737 | 0.022337 | 0.024065 | 0.025932 | 0.027948 | 0.030126 | 0.032479 | 0.035022 | 0.037769 | 0.040739 | 0.043325 | 0.043325 | 0.043325 | 0.043325 | 0.4712 | 0.47752 | 0.48752 | 0.35376 | 0.35712 | 0.36152 | 0.36936 | 0.37856 | 0.38448 | 0.38448 | 0.38448 | 0.38448 | 0.38448 | 0.38448 | 0.38448 | 0.38448 | 0.38448 | 0.38448 | 0.38448 | 0.38448 | 5532.2964 | 58622.0086 | 0.0014149 | 128395.1757 | 72751.5646 | 302.4967 | 3152.0692 | 64154.305 | 3454.5659 | 60699.7391 | -12051.8255 | FALSE
| 60390479 | BAS022 | BAS | 22KV | 239.73 | 24 | 37239.5893 | 4% | Three phase | 97.13 | 0.0022199 | 0.0024069 | 0.0026104 | 0.0028318 | 0.0030729 | 0.0033353 | 0.003621 | 0.0039322 | 0.004271 | 0.0046402 | 0.0050424 | 0.0054806 | 0.005958 | 0.0064784 | 0.0070457 | 0.007664 | 0.0078571 | 0.0078571 | 0.0078571 | 0.0078571 | 0.4712 | 0.47752 | 0.48752 | 0.35376 | 0.35712 | 0.36152 | 0.36936 | 0.37856 | 0.38448 | 0.38448 | 0.38448 | 0.38448 | 0.38448 | 0.38448 | 0.38448 | 0.38448 | 0.38448 | 0.38448 | 0.38448 | 0.38448 | 988.8846 | 1902.6406 | 0.0002566 | 23284.9749 | 13193.7851 | 54.859 | 103.6692 | 2891.5252 | 158.5282 | 2732.997 | -10460.7881 | FALSE
| 60390482 | BAS022 | BAS | 22KV | 202.5 | 24 | 37239.5893 | 4% | Three phase | 97.13 | 0.0019346 | 0.0020759 | 0.002228 | 0.0023917 | 0.002568 | 0.0027578 | 0.0029622 | 0.0031823 | 0.0034194 | 0.0036749 | 0.00395 | 0.0042465 | 0.004566 | 0.0049103 | 0.0052813 | 0.0056812 | 0.0061123 | 0.0065771 | 0.0066369 | 0.0066369 | 0.4712 | 0.47752 | 0.48752 | 0.35376 | 0.35712 | 0.36152 | 0.36936 | 0.37856 | 0.38448 | 0.38448 | 0.38448 | 0.38448 | 0.38448 | 0.38448 | 0.38448 | 0.38448 | 0.38448 | 0.38448 | 0.38448 | 0.38448 | 795.9541 | 1291.7931 | 0.00021675 | 19668.825 | 11144.7941 | 46.3394 | 73.9699 | 2087.7473 | 120.3093 | 1967.438 | -9177.3561 | FALSE
| 60390571 | BAS022 | BAS | 22KV | 1924.45 | 24 | 37239.5893 | 4% | Covered | 390 | 0.014392 | 0.015456 | 0.016603 | 0.017839 | 0.019172 | 0.020609 | 0.022159 | 0.02383 | 0.025632 | 0.027576 | 0.029673 | 0.031936 | 0.034378 | 0.037014 | 0.039858 | 0.042928 | 0.046243 | 0.049821 | 0.053684 | 0.057856 | 0.4712 | 0.47752 | 0.48752 | 0.35376 | 0.35712 | 0.36152 | 0.36936 | 0.37856 | 0.38448 | 0.38448 | 0.38448 | 0.38448 | 0.38448 | 0.38448 | 0.38448 | 0.38448 | 0.38448 | 0.38448 | 0.38448 | 0.38448 | 6064.8494 | 375740.056 | 0.0020599 | 750535.5 | 425270.1211 | 440.3845 | 26824.3733 | 381804.9054 | 27264.7578 | 354540.1476 | -70729.9735 | FALSE
| 60390572 | BAS022 | BAS | 22KV | 4976.28 | 24 | 37239.5893 | 4% | Covered | 390 | 0.037215 | 0.039967 | 0.042933 | 0.04613 | 0.049576 | 0.053291 | 0.057298 | 0.061619 | 0.066279 | 0.071307 | 0.07673 | 0.082582 | 0.088896 | 0.095711 | 0.10307 | 0.111 | 0.11957 | 0.12883 | 0.13882 | 0.14961 | 0.4712 | 0.47752 | 0.48752 | 0.35376 | 0.35712 | 0.36152 | 0.36936 | 0.37856 | 0.38448 | 0.38448 | 0.38448 | 0.38448 | 0.38448 | 0.38448 | 0.38448 | 0.38448 | 0.38448 | 0.38448 | 0.38448 | 0.38448 | 15682.6048 | 2512371.4492 | 0.0053264 | 1940749.2 | 1099671.6976 | 1138.7547 | 179360.1417 | 2528054.0539 | 180498.8964 | 2347555.1575 | 1247883.4599 | TRUE
| 60390578 | BAS022 | BAS | 22KV | 1443.32 | 24 | 37239.5893 | 4% | Three phase | 97.13 | 0.010724 | 0.011738 | 0.012851 | 0.014076 | 0.015423 | 0.016905 | 0.018536 | 0.02033 | 0.022305 | 0.02448 | 0.026874 | 0.029511 | 0.032416 | 0.035616 | 0.039142 | 0.043027 | 0.047304 | 0.047304 | 0.047304 | 0.047304 | 0.4712 | 0.47752 | 0.48752 | 0.35376 | 0.35712 | 0.36152 | 0.36936 | 0.37856 | 0.38448 | 0.38448 | 0.38448 | 0.38448 | 0.38448 | 0.38448 | 0.38448 | 0.38448 | 0.38448 | 0.38448 | 0.38448 | 0.38448 | 5378.6263 | 62415.8091 | 0.0015449 | 140189.6716 | 79434.5885 | 330.2844 | 3757.7714 | 67794.4354 | 4088.0558 | 63706.3796 | -15728.2089 | FALSE
| 60390587 | BAS022 | BAS | 22KV | 1136.14 | 24 | 37239.5893 | 4% | Single phase | 44.74 | 0.0078186 | 0.0083961 | 0.0090186 | 0.0096896 | 0.010413 | 0.011193 | 0.012034 | 0.012942 | 0.01392 | 0.014976 | 0.016115 | 0.017344 | 0.018671 | 0.020103 | 0.021648 | 0.023317 | 0.025118 | 0.027063 | 0.029163 | 0.031432 | 0.4712 | 0.47752 | 0.48752 | 0.35376 | 0.35712 | 0.36152 | 0.36936 | 0.37856 | 0.38448 | 0.38448 | 0.38448 | 0.38448 | 0.38448 | 0.38448 | 0.38448 | 0.38448 | 0.38448 | 0.38448 | 0.38448 | 0.38448 | 3294.1609 | 13821.8879 | 0.0012161 | 50830.9036 | 28801.9215 | 259.9903 | 1072.5348 | 17116.0488 | 1332.5251 | 15783.5236 | -13018.3978 | FALSE
| 60390608 | BAS022 | BAS | 22KV | 40.19 | 24 | 37239.5893 | 4% | Three phase | 97.13 | 0.00037843 | 0.00041379 | 0.0004526 | 0.00049522 | 0.00054202 | 0.00059343 | 0.0006499 | 0.00071195 | 0.00078015 | 0.0008551 | 0.00093749 | 0.0010281 | 0.0011277 | 0.0012373 | 0.0013172 | 0.0013172 | 0.0013172 | 0.0013172 | 0.0013172 | 0.0013172 | 0.4712 | 0.47752 | 0.48752 | 0.35376 | 0.35712 | 0.36152 | 0.36936 | 0.37856 | 0.38448 | 0.38448 | 0.38448 | 0.38448 | 0.38448 | 0.38448 | 0.38448 | 0.38448 | 0.38448 | 0.38448 | 0.38448 | 0.38448 | 175.7581 | 56.7349 | 4.3018e-05 | 3903.6547 | 2211.8976 | 9.1969 | 2.9137 | 232.493 | 12.1106 | 220.3824 | -1991.5153 | FALSE
| 60390627 | BAS022 | BAS | 22KV | 123.57 | 24 | 37239.5893 | 4% | Single phase | 44.74 | 0.0011635 | 0.0012723 | 0.0013916 | 0.0015226 | 0.0016665 | 0.0018246 | 0.0019982 | 0.002189 | 0.0023987 | 0.0026291 | 0.0028825 | 0.003161 | 0.0034673 | 0.0038041 | 0.00405 | 0.00405 | 0.00405 | 0.00405 | 0.00405 | 0.00405 | 0.4712 | 0.47752 | 0.48752 | 0.35376 | 0.35712 | 0.36152 | 0.36936 | 0.37856 | 0.38448 | 0.38448 | 0.38448 | 0.38448 | 0.38448 | 0.38448 | 0.38448 | 0.38448 | 0.38448 | 0.38448 | 0.38448 | 0.38448 | 540.3939 | 247.0488 | 0.00013227 | 5528.5218 | 3132.5835 | 28.2773 | 12.6874 | 787.4427 | 40.9648 | 746.478 | -2386.1055 | FALSE
| 60390678 | BAS022 | BAS | 22KV | 32.29 | 24 | 37239.5893 | 4% | Three phase | 97.13 | 0.00030404 | 0.00033245 | 0.00036364 | 0.00039787 | 0.00043548 | 0.00047678 | 0.00052215 | 0.00057201 | 0.00062679 | 0.00068701 | 0.00075321 | 0.000826 | 0.00090604 | 0.00099406 | 0.0010583 | 0.0010583 | 0.0010583 | 0.0010583 | 0.0010583 | 0.0010583 | 0.4712 | 0.47752 | 0.48752 | 0.35376 | 0.35712 | 0.36152 | 0.36936 | 0.37856 | 0.38448 | 0.38448 | 0.38448 | 0.38448 | 0.38448 | 0.38448 | 0.38448 | 0.38448 | 0.38448 | 0.38448 | 0.38448 | 0.38448 | 141.21 | 36.6227 | 3.4562e-05 | 3136.3277 | 1777.1131 | 7.3891 | 1.8808 | 177.8327 | 9.2699 | 168.5628 | -1608.5503 | FALSE
| 60390714 | BAS022 | BAS | 22KV | 468.66 | 24 | 37239.5893 | 4% | Single phase | 44.74 | 0.0056008 | 0.0060258 | 0.0064844 | 0.0069793 | 0.0075134 | 0.0080899 | 0.0087122 | 0.0093841 | 0.01011 | 0.010893 | 0.011739 | 0.012653 | 0.01364 | 0.014706 | 0.01536 | 0.01536 | 0.01536 | 0.01536 | 0.01536 | 0.01536 | 0.4712 | 0.47752 | 0.48752 | 0.35376 | 0.35712 | 0.36152 | 0.36936 | 0.37856 | 0.38448 | 0.38448 | 0.38448 | 0.38448 | 0.38448 | 0.38448 | 0.38448 | 0.38448 | 0.38448 | 0.38448 | 0.38448 | 0.38448 | 2217.1856 | 3833.8694 | 0.00050164 | 20967.8484 | 11880.8496 | 107.2465 | 182.5003 | 6051.055 | 289.7468 | 5761.3082 | -6119.5414 | FALSE
| 60390769 | BAS022 | BAS | 22KV | 265.19 | 24 | 37239.5893 | 4% | Three phase | 97.13 | 0.0019705 | 0.0021566 | 0.0023613 | 0.0025863 | 0.0028338 | 0.0031061 | 0.0034057 | 0.0037354 | 0.0040983 | 0.0044979 | 0.0049378 | 0.0054223 | 0.005956 | 0.0065439 | 0.0071917 | 0.0079056 | 0.0086915 | 0.0086915 | 0.0086915 | 0.0086915 | 0.4712 | 0.47752 | 0.48752 | 0.35376 | 0.35712 | 0.36152 | 0.36936 | 0.37856 | 0.38448 | 0.38448 | 0.38448 | 0.38448 | 0.38448 | 0.38448 | 0.38448 | 0.38448 | 0.38448 | 0.38448 | 0.38448 | 0.38448 | 988.2479 | 2107.0926 | 0.00028385 | 25757.9047 | 14595.0022 | 60.6852 | 126.8584 | 3095.3405 | 187.5436 | 2907.7969 | -11687.2053 | FALSE
| 60390795 | BAS022 | BAS | 22KV | 53.15 | 24 | 37239.5893 | 4% | Three phase | 97.13 | 0.0004961 | 0.00054005 | 0.00058807 | 0.00064056 | 0.00069793 | 0.00076066 | 0.00082925 | 0.00090426 | 0.0009863 | 0.0010761 | 0.0011743 | 0.0012817 | 0.0013993 | 0.001528 | 0.0016689 | 0.001742 | 0.001742 | 0.001742 | 0.001742 | 0.001742 | 0.4712 | 0.47752 | 0.48752 | 0.35376 | 0.35712 | 0.36152 | 0.36936 | 0.37856 | 0.38448 | 0.38448 | 0.38448 | 0.38448 | 0.38448 | 0.38448 | 0.38448 | 0.38448 | 0.38448 | 0.38448 | 0.38448 | 0.38448 | 225.7514 | 96.336 | 5.689e-05 | 5162.4595 | 2925.1645 | 12.1627 | 5.0958 | 322.0874 | 17.2585 | 304.829 | -2620.3355 | FALSE
| 60390805 | BAS022 | BAS | 22KV | 760.39 | 24 | 37239.5893 | 4% | Three phase | 97.13 | 0.0071383 | 0.0077933 | 0.0085112 | 0.0092982 | 0.010161 | 0.011107 | 0.012145 | 0.013284 | 0.014533 | 0.015904 | 0.017408 | 0.01906 | 0.020872 | 0.022863 | 0.024922 | 0.024922 | 0.024922 | 0.024922 | 0.024922 | 0.024922 | 0.4712 | 0.47752 | 0.48752 | 0.35376 | 0.35712 | 0.36152 | 0.36936 | 0.37856 | 0.38448 | 0.38448 | 0.38448 | 0.38448 | 0.38448 | 0.38448 | 0.38448 | 0.38448 | 0.38448 | 0.38448 | 0.38448 | 0.38448 | 3294.9977 | 20121.3945 | 0.0008139 | 73856.6807 | 41848.8393 | 174.005 | 1042.9846 | 23416.3922 | 1216.9896 | 22199.4026 | -19649.4368 | FALSE
| 60390806 | BAS022 | BAS | 22KV | 520.64 | 24 | 37239.5893 | 4% | Three phase | 97.13 | 0.0048876 | 0.0053361 | 0.0058276 | 0.0063665 | 0.0069573 | 0.0076052 | 0.0083158 | 0.0090954 | 0.0099507 | 0.010889 | 0.011919 | 0.01305 | 0.014291 | 0.015654 | 0.017064 | 0.017064 | 0.017064 | 0.017064 | 0.017064 | 0.017064 | 0.4712 | 0.47752 | 0.48752 | 0.35376 | 0.35712 | 0.36152 | 0.36936 | 0.37856 | 0.38448 | 0.38448 | 0.38448 | 0.38448 | 0.38448 | 0.38448 | 0.38448 | 0.38448 | 0.38448 | 0.38448 | 0.38448 | 0.38448 | 2256.0891 | 9433.2283 | 0.00055728 | 50569.7632 | 28653.9535 | 119.1415 | 488.9677 | 11689.3174 | 608.1091 | 11081.2082 | -17572.7453 | FALSE
| 60390813 | BAS022 | BAS | 22KV | 363.64 | 24 | 37239.5893 | 4% | Single phase | 44.74 | 0.0036678 | 0.0039459 | 0.004246 | 0.0045699 | 0.0049196 | 0.0052971 | 0.0057047 | 0.0061448 | 0.0066202 | 0.0071336 | 0.0076882 | 0.0082873 | 0.0089346 | 0.0096341 | 0.01039 | 0.011207 | 0.011918 | 0.011918 | 0.011918 | 0.011918 | 0.4712 | 0.47752 | 0.48752 | 0.35376 | 0.35712 | 0.36152 | 0.36936 | 0.37856 | 0.38448 | 0.38448 | 0.38448 | 0.38448 | 0.38448 | 0.38448 | 0.38448 | 0.38448 | 0.38448 | 0.38448 | 0.38448 | 0.38448 | 1521.8848 | 2043.412 | 0.00038923 | 16269.2536 | 9218.5212 | 83.2141 | 109.873 | 3565.2968 | 193.0871 | 3372.2097 | -5846.3115 | FALSE
| 60390830 | BAS022 | BAS | 22KV | 95.99 | 24 | 37239.5893 | 4% | Single phase | 44.74 | 0.0011472 | 0.0012342 | 0.0013281 | 0.0014295 | 0.0015389 | 0.001657 | 0.0017844 | 0.001922 | 0.0020706 | 0.0022311 | 0.0024043 | 0.0025915 | 0.0027936 | 0.003012 | 0.003146 | 0.003146 | 0.003146 | 0.003146 | 0.003146 | 0.003146 | 0.4712 | 0.47752 | 0.48752 | 0.35376 | 0.35712 | 0.36152 | 0.36936 | 0.37856 | 0.38448 | 0.38448 | 0.38448 | 0.38448 | 0.38448 | 0.38448 | 0.38448 | 0.38448 | 0.38448 | 0.38448 | 0.38448 | 0.38448 | 454.1195 | 160.8324 | 0.00010274 | 4294.5926 | 2433.4118 | 21.966 | 7.656 | 614.9519 | 29.622 | 585.3299 | -1848.0818 | FALSE
| 60390898 | BAS022 | BAS | 22KV | 210.05 | 24 | 37239.5893 | 4% | Three phase | 97.13 | 0.0020115 | 0.0021936 | 0.0023929 | 0.0026111 | 0.0028501 | 0.0031118 | 0.0033985 | 0.0037127 | 0.0040569 | 0.0044341 | 0.0048476 | 0.0053009 | 0.005798 | 0.006343 | 0.0068843 | 0.0068843 | 0.0068843 | 0.0068843 | 0.0068843 | 0.0068843 | 0.4712 | 0.47752 | 0.48752 | 0.35376 | 0.35712 | 0.36152 | 0.36936 | 0.37856 | 0.38448 | 0.38448 | 0.38448 | 0.38448 | 0.38448 | 0.38448 | 0.38448 | 0.38448 | 0.38448 | 0.38448 | 0.38448 | 0.38448 | 916.8567 | 1546.3393 | 0.00022483 | 20402.1565 | 11560.316 | 48.0671 | 79.5885 | 2463.196 | 127.6556 | 2335.5404 | -9224.7757 | FALSE
| 60390903 | BAS022 | BAS | 22KV | 452.51 | 24 | 37239.5893 | 4% | Single phase | 44.74 | 0.004248 | 0.0046378 | 0.005065 | 0.0055334 | 0.0060469 | 0.00661 | 0.0072276 | 0.0079052 | 0.0086486 | 0.0094643 | 0.01036 | 0.011342 | 0.012421 | 0.013606 | 0.014831 | 0.014831 | 0.014831 | 0.014831 | 0.014831 | 0.014831 | 0.4712 | 0.47752 | 0.48752 | 0.35376 | 0.35712 | 0.36152 | 0.36936 | 0.37856 | 0.38448 | 0.38448 | 0.38448 | 0.38448 | 0.38448 | 0.38448 | 0.38448 | 0.38448 | 0.38448 | 0.38448 | 0.38448 | 0.38448 | 1960.8614 | 3282.3451 | 0.00048435 | 20245.2974 | 11471.4362 | 103.5508 | 170.1391 | 5243.2065 | 273.6899 | 4969.5166 | -6501.9196 | FALSE
| 60390976 | BAS022 | BAS | 22KV | 220.87 | 24 | 37239.5893 | 4% | Three phase | 97.13 | 0.002067 | 0.0022285 | 0.0024032 | 0.0025923 | 0.0027969 | 0.0030183 | 0.0032579 | 0.0035173 | 0.0037981 | 0.0041021 | 0.0044314 | 0.004788 | 0.0051742 | 0.0055925 | 0.0060457 | 0.0065368 | 0.0070688 | 0.007239 | 0.007239 | 0.007239 | 0.4712 | 0.47752 | 0.48752 | 0.35376 | 0.35712 | 0.36152 | 0.36936 | 0.37856 | 0.38448 | 0.38448 | 0.38448 | 0.38448 | 0.38448 | 0.38448 | 0.38448 | 0.38448 | 0.38448 | 0.38448 | 0.38448 | 0.38448 | 884.5249 | 1566.8617 | 0.00023641 | 21453.1031 | 12155.8058 | 50.5431 | 87.9992 | 2451.3865 | 138.5423 | 2312.8442 | -9842.9615 | FALSE
| 60390977 | BAS022 | BAS | 22KV | 377.25 | 24 | 37239.5893 | 4% | Three phase | 97.13 | 0.0035212 | 0.0038332 | 0.004174 | 0.0045466 | 0.0049538 | 0.005399 | 0.0058859 | 0.0064183 | 0.0070006 | 0.0076377 | 0.0083347 | 0.0090974 | 0.0099321 | 0.010846 | 0.011846 | 0.012364 | 0.012364 | 0.012364 | 0.012364 | 0.012364 | 0.4712 | 0.47752 | 0.48752 | 0.35376 | 0.35712 | 0.36152 | 0.36936 | 0.37856 | 0.38448 | 0.38448 | 0.38448 | 0.38448 | 0.38448 | 0.38448 | 0.38448 | 0.38448 | 0.38448 | 0.38448 | 0.38448 | 0.38448 | 1602.3466 | 4853.3397 | 0.0004038 | 36642.2925 | 20762.3386 | 86.3286 | 256.7223 | 6455.6862 | 343.0509 | 6112.6353 | -14649.7032 | FALSE
| 60390997 | BAS022 | BAS | 22KV | 1280.29 | 24 | 37239.5893 | 4% | Single phase | 44.74 | 0.0068805 | 0.0073869 | 0.0079329 | 0.0085216 | 0.0091565 | 0.0098412 | 0.01058 | 0.011377 | 0.012236 | 0.013164 | 0.014166 | 0.015246 | 0.016413 | 0.017673 | 0.019034 | 0.020503 | 0.02209 | 0.023805 | 0.025657 | 0.027658 | 0.4712 | 0.47752 | 0.48752 | 0.35376 | 0.35712 | 0.36152 | 0.36936 | 0.37856 | 0.38448 | 0.38448 | 0.38448 | 0.38448 | 0.38448 | 0.38448 | 0.38448 | 0.38448 | 0.38448 | 0.38448 | 0.38448 | 0.38448 | 2896.8306 | 13696.7141 | 0.0013704 | 57280.1746 | 32456.222 | 292.9771 | 1361.9601 | 16593.5447 | 1654.9373 | 14938.6074 | -17517.6146 | FALSE
| 60391009 | BAS022 | BAS | 22KV | 818.1 | 24 | 37239.5893 | 4% | Three phase | 97.13 | 0.006218 | 0.0068079 | 0.0074567 | 0.0081703 | 0.0089554 | 0.0098195 | 0.01077 | 0.011817 | 0.01297 | 0.01424 | 0.015638 | 0.017179 | 0.018876 | 0.020747 | 0.022809 | 0.025082 | 0.026813 | 0.026813 | 0.026813 | 0.026813 | 0.4712 | 0.47752 | 0.48752 | 0.35376 | 0.35712 | 0.36152 | 0.36936 | 0.37856 | 0.38448 | 0.38448 | 0.38448 | 0.38448 | 0.38448 | 0.38448 | 0.38448 | 0.38448 | 0.38448 | 0.38448 | 0.38448 | 0.38448 | 3106.6049 | 20433.1478 | 0.00087567 | 79462.053 | 45024.968 | 187.2112 | 1207.3075 | 23539.7527 | 1394.5186 | 22145.2341 | -22879.734 | FALSE
| 60391010 | BAS022 | BAS | 22KV | 620.33 | 24 | 37239.5893 | 4% | Three phase | 97.13 | 0.0057454 | 0.0062217 | 0.0067394 | 0.0073021 | 0.0079139 | 0.008579 | 0.0093022 | 0.010089 | 0.010944 | 0.011875 | 0.012888 | 0.01399 | 0.015189 | 0.016494 | 0.017915 | 0.019462 | 0.020331 | 0.020331 | 0.020331 | 0.020331 | 0.4712 | 0.47752 | 0.48752 | 0.35376 | 0.35712 | 0.36152 | 0.36936 | 0.37856 | 0.38448 | 0.38448 | 0.38448 | 0.38448 | 0.38448 | 0.38448 | 0.38448 | 0.38448 | 0.38448 | 0.38448 | 0.38448 | 0.38448 | 2539.183 | 12639.9514 | 0.00066398 | 60252.6529 | 34140.4944 | 141.9542 | 694.1458 | 15179.1343 | 836.0999 | 14343.0344 | -19797.46 | FALSE
| 60391022 | BAS022 | BAS | 22KV | 1145.31 | 24 | 37239.5893 | 4% | Three phase | 97.13 | 0.010968 | 0.011961 | 0.013048 | 0.014237 | 0.01554 | 0.016967 | 0.018531 | 0.020244 | 0.02212 | 0.024177 | 0.026432 | 0.028904 | 0.031614 | 0.034586 | 0.037537 | 0.037537 | 0.037537 | 0.037537 | 0.037537 | 0.037537 | 0.4712 | 0.47752 | 0.48752 | 0.35376 | 0.35712 | 0.36152 | 0.36936 | 0.37856 | 0.38448 | 0.38448 | 0.38448 | 0.38448 | 0.38448 | 0.38448 | 0.38448 | 0.38448 | 0.38448 | 0.38448 | 0.38448 | 0.38448 | 4999.2154 | 45973.2828 | 0.0012259 | 111243.9603 | 63033.3042 | 262.0888 | 2366.1987 | 50972.4982 | 2628.2875 | 48344.2107 | -14689.0934 | FALSE
| 60391080 | BAS022 | BAS | 22KV | 711.82 | 24 | 37239.5893 | 4% | Three phase | 97.13 | 0.0065915 | 0.0071467 | 0.0077508 | 0.0084084 | 0.0091241 | 0.0099033 | 0.010752 | 0.011676 | 0.012682 | 0.013778 | 0.014972 | 0.016273 | 0.017691 | 0.019236 | 0.02092 | 0.022756 | 0.02333 | 0.02333 | 0.02333 | 0.02333 | 0.4712 | 0.47752 | 0.48752 | 0.35376 | 0.35712 | 0.36152 | 0.36936 | 0.37856 | 0.38448 | 0.38448 | 0.38448 | 0.38448 | 0.38448 | 0.38448 | 0.38448 | 0.38448 | 0.38448 | 0.38448 | 0.38448 | 0.38448 | 2936.2527 | 16774.6073 | 0.00076191 | 69139.0766 | 39175.7398 | 162.8904 | 913.9985 | 19710.86 | 1076.8889 | 18633.9711 | -20541.7688 | FALSE
| 60391090 | BAS022 | BAS | 22KV | 434.91 | 24 | 37239.5893 | 4% | Three phase | 97.13 | 0.0040951 | 0.0044777 | 0.0048978 | 0.0053589 | 0.0058654 | 0.0064217 | 0.0070328 | 0.0077043 | 0.0084422 | 0.0092533 | 0.010145 | 0.011125 | 0.012203 | 0.013389 | 0.014254 | 0.014254 | 0.014254 | 0.014254 | 0.014254 | 0.014254 | 0.4712 | 0.47752 | 0.48752 | 0.35376 | 0.35712 | 0.36152 | 0.36936 | 0.37856 | 0.38448 | 0.38448 | 0.38448 | 0.38448 | 0.38448 | 0.38448 | 0.38448 | 0.38448 | 0.38448 | 0.38448 | 0.38448 | 0.38448 | 1901.9399 | 6643.7443 | 0.00046551 | 42242.8083 | 23935.7155 | 99.5233 | 341.196 | 8545.6843 | 440.7193 | 8104.965 | -15830.7505 | FALSE
| 60391091 | BAS022 | BAS | 22KV | 23.25 | 24 | 37239.5893 | 4% | Three phase | 97.13 | 0.00021892 | 0.00023938 | 0.00026183 | 0.00028648 | 0.00031356 | 0.0003433 | 0.00037597 | 0.00041187 | 0.00045132 | 0.00049468 | 0.00054234 | 0.00059475 | 0.00065238 | 0.00071576 | 0.00076201 | 0.00076201 | 0.00076201 | 0.00076201 | 0.00076201 | 0.00076201 | 0.4712 | 0.47752 | 0.48752 | 0.35376 | 0.35712 | 0.36152 | 0.36936 | 0.37856 | 0.38448 | 0.38448 | 0.38448 | 0.38448 | 0.38448 | 0.38448 | 0.38448 | 0.38448 | 0.38448 | 0.38448 | 0.38448 | 0.38448 | 101.6764 | 18.9872 | 2.4886e-05 | 2258.2725 | 1279.5875 | 5.3204 | 0.9751 | 120.6636 | 6.2956 | 114.3681 | -1165.2194 | FALSE
| 60391092 | BAS022 | BAS | 22KV | 190.23 | 24 | 37239.5893 | 4% | Three phase | 97.13 | 0.0017912 | 0.0019586 | 0.0021423 | 0.002344 | 0.0025655 | 0.0028088 | 0.0030761 | 0.0033699 | 0.0036926 | 0.0040474 | 0.0044374 | 0.0048662 | 0.0053377 | 0.0058563 | 0.0062347 | 0.0062347 | 0.0062347 | 0.0062347 | 0.0062347 | 0.0062347 | 0.4712 | 0.47752 | 0.48752 | 0.35376 | 0.35712 | 0.36152 | 0.36936 | 0.37856 | 0.38448 | 0.38448 | 0.38448 | 0.38448 | 0.38448 | 0.38448 | 0.38448 | 0.38448 | 0.38448 | 0.38448 | 0.38448 | 0.38448 | 831.9101 | 1271.0778 | 0.00020362 | 18477.0399 | 10469.5021 | 43.5316 | 65.2774 | 2102.9879 | 108.809 | 1994.1789 | -8475.3232 | FALSE
| 60391117 | BAS022 | BAS | 22KV | 399.94 | 24 | 37239.5893 | 4% | Covered | 390 | 0.002991 | 0.0032121 | 0.0034505 | 0.0037074 | 0.0039844 | 0.004283 | 0.004605 | 0.0049523 | 0.0053268 | 0.0057309 | 0.0061667 | 0.006637 | 0.0071445 | 0.0076922 | 0.0082833 | 0.0089214 | 0.0096101 | 0.010354 | 0.011157 | 0.012024 | 0.4712 | 0.47752 | 0.48752 | 0.35376 | 0.35712 | 0.36152 | 0.36936 | 0.37856 | 0.38448 | 0.38448 | 0.38448 | 0.38448 | 0.38448 | 0.38448 | 0.38448 | 0.38448 | 0.38448 | 0.38448 | 0.38448 | 0.38448 | 1260.3995 | 16227.9595 | 0.00042808 | 155976.6 | 88379.8136 | 91.5209 | 1158.5266 | 17488.3591 | 1250.0475 | 16238.3116 | -72141.502 | FALSE
| 60391128 | BAS022 | BAS | 22KV | 1588.18 | 24 | 37239.5893 | 4% | Single phase | 44.74 | 0.019311 | 0.020587 | 0.021951 | 0.023409 | 0.024967 | 0.026633 | 0.028414 | 0.030318 | 0.032354 | 0.034532 | 0.036861 | 0.039352 | 0.042016 | 0.044867 | 0.047916 | 0.051178 | 0.052052 | 0.052052 | 0.052052 | 0.052052 | 0.4712 | 0.47752 | 0.48752 | 0.35376 | 0.35712 | 0.36152 | 0.36936 | 0.37856 | 0.38448 | 0.38448 | 0.38448 | 0.38448 | 0.38448 | 0.38448 | 0.38448 | 0.38448 | 0.38448 | 0.38448 | 0.38448 | 0.38448 | 7240.9118 | 42382.8477 | 0.0016999 | 71055.1732 | 40261.4428 | 363.4336 | 2095.787 | 49623.7594 | 2459.2206 | 47164.5389 | 6903.096 | TRUE
| 60391129 | BAS022 | BAS | 22KV | 288.96 | 24 | 37239.5893 | 4% | Single phase | 44.74 | 0.0034533 | 0.0037153 | 0.0039981 | 0.0043032 | 0.0046325 | 0.0049879 | 0.0053716 | 0.0057859 | 0.0062332 | 0.0067162 | 0.0072378 | 0.0078012 | 0.0084097 | 0.0090671 | 0.0094706 | 0.0094706 | 0.0094706 | 0.0094706 | 0.0094706 | 0.0094706 | 0.4712 | 0.47752 | 0.48752 | 0.35376 | 0.35712 | 0.36152 | 0.36936 | 0.37856 | 0.38448 | 0.38448 | 0.38448 | 0.38448 | 0.38448 | 0.38448 | 0.38448 | 0.38448 | 0.38448 | 0.38448 | 0.38448 | 0.38448 | 1367.0421 | 1457.4612 | 0.00030929 | 12928.0704 | 7325.3325 | 66.1246 | 69.3782 | 2824.5033 | 135.5028 | 2689.0005 | -4636.332 | FALSE
| 60391140 | BAS022 | BAS | 22KV | 68.94 | 24 | 37239.5893 | 4% | Three phase | 97.13 | 0.00063839 | 0.00069216 | 0.00075067 | 0.00081435 | 0.00088367 | 0.00095914 | 0.0010413 | 0.0011308 | 0.0012282 | 0.0013344 | 0.0014501 | 0.0015761 | 0.0017134 | 0.001863 | 0.0020261 | 0.002204 | 0.0022595 | 0.0022595 | 0.0022595 | 0.0022595 | 0.4712 | 0.47752 | 0.48752 | 0.35376 | 0.35712 | 0.36152 | 0.36936 | 0.37856 | 0.38448 | 0.38448 | 0.38448 | 0.38448 | 0.38448 | 0.38448 | 0.38448 | 0.38448 | 0.38448 | 0.38448 | 0.38448 | 0.38448 | 284.377 | 157.3456 | 7.3791e-05 | 6696.1422 | 3794.1832 | 15.776 | 8.5733 | 441.7226 | 24.3493 | 417.3733 | -3376.8099 | FALSE
| 60391144 | BAS022 | BAS | 22KV | 357.92 | 24 | 37239.5893 | 4% | Single phase | 44.74 | 0.0033702 | 0.0036851 | 0.0040307 | 0.0044103 | 0.0048271 | 0.0052849 | 0.0057878 | 0.0063404 | 0.0069477 | 0.0076152 | 0.008349 | 0.0091558 | 0.010043 | 0.011019 | 0.011731 | 0.011731 | 0.011731 | 0.011731 | 0.011731 | 0.011731 | 0.4712 | 0.47752 | 0.48752 | 0.35376 | 0.35712 | 0.36152 | 0.36936 | 0.37856 | 0.38448 | 0.38448 | 0.38448 | 0.38448 | 0.38448 | 0.38448 | 0.38448 | 0.38448 | 0.38448 | 0.38448 | 0.38448 | 0.38448 | 1565.2487 | 2072.6628 | 0.00038311 | 16013.3408 | 9073.5154 | 81.9052 | 106.4436 | 3637.9115 | 188.3488 | 3449.5627 | -5623.9526 | FALSE
| 60391145 | BAS022 | BAS | 22KV | 1035.49 | 24 | 37239.5893 | 4% | Single phase | 44.74 | 0.0097502 | 0.010661 | 0.011661 | 0.012759 | 0.013965 | 0.01529 | 0.016745 | 0.018343 | 0.0201 | 0.022031 | 0.024154 | 0.026489 | 0.029055 | 0.031878 | 0.033938 | 0.033938 | 0.033938 | 0.033938 | 0.033938 | 0.033938 | 0.4712 | 0.47752 | 0.48752 | 0.35376 | 0.35712 | 0.36152 | 0.36936 | 0.37856 | 0.38448 | 0.38448 | 0.38448 | 0.38448 | 0.38448 | 0.38448 | 0.38448 | 0.38448 | 0.38448 | 0.38448 | 0.38448 | 0.38448 | 4528.3846 | 17347.9649 | 0.0011084 | 46327.8226 | 26250.3755 | 236.9579 | 890.9216 | 21876.3495 | 1127.8796 | 20748.4699 | -5501.9056 | FALSE
| 60391146 | BAS022 | BAS | 22KV | 49.12 | 24 | 37239.5893 | 4% | Single phase | 44.74 | 0.00046252 | 0.00050573 | 0.00055317 | 0.00060525 | 0.00066245 | 0.00072528 | 0.0007943 | 0.00087014 | 0.00095349 | 0.0010451 | 0.0011458 | 0.0012565 | 0.0013783 | 0.0015122 | 0.0016099 | 0.0016099 | 0.0016099 | 0.0016099 | 0.0016099 | 0.0016099 | 0.4712 | 0.47752 | 0.48752 | 0.35376 | 0.35712 | 0.36152 | 0.36936 | 0.37856 | 0.38448 | 0.38448 | 0.38448 | 0.38448 | 0.38448 | 0.38448 | 0.38448 | 0.38448 | 0.38448 | 0.38448 | 0.38448 | 0.38448 | 214.8106 | 39.0367 | 5.2576e-05 | 2197.6288 | 1245.2254 | 11.2405 | 2.0048 | 253.8474 | 13.2452 | 240.6021 | -1004.6233 | FALSE
| 60391147 | BAS022 | BAS | 22KV | 87.3 | 24 | 37239.5893 | 4% | Single phase | 44.74 | 0.00082202 | 0.00089882 | 0.00098313 | 0.0010757 | 0.0011774 | 0.001289 | 0.0014117 | 0.0015465 | 0.0016946 | 0.0018574 | 0.0020364 | 0.0022332 | 0.0024496 | 0.0026876 | 0.0028612 | 0.0028612 | 0.0028612 | 0.0028612 | 0.0028612 | 0.0028612 | 0.4712 | 0.47752 | 0.48752 | 0.35376 | 0.35712 | 0.36152 | 0.36936 | 0.37856 | 0.38448 | 0.38448 | 0.38448 | 0.38448 | 0.38448 | 0.38448 | 0.38448 | 0.38448 | 0.38448 | 0.38448 | 0.38448 | 0.38448 | 381.7787 | 123.3063 | 9.3443e-05 | 3905.802 | 2213.1144 | 19.9774 | 6.3325 | 505.0849 | 26.3099 | 478.775 | -1734.3394 | FALSE
| 60391175 | BAS022 | BAS | 22KV | 347.17 | 24 | 37239.5893 | 4% | Three phase | 97.13 | 0.0028837 | 0.0031567 | 0.0034569 | 0.0037869 | 0.0041499 | 0.0045492 | 0.0049886 | 0.005472 | 0.0060041 | 0.0065899 | 0.0072348 | 0.007945 | 0.0087272 | 0.0095888 | 0.010538 | 0.011378 | 0.011378 | 0.011378 | 0.011378 | 0.011378 | 0.4712 | 0.47752 | 0.48752 | 0.35376 | 0.35712 | 0.36152 | 0.36936 | 0.37856 | 0.38448 | 0.38448 | 0.38448 | 0.38448 | 0.38448 | 0.38448 | 0.38448 | 0.38448 | 0.38448 | 0.38448 | 0.38448 | 0.38448 | 1404.1481 | 3917.9059 | 0.0003716 | 33720.6221 | 19106.8551 | 79.4452 | 217.415 | 5322.0541 | 296.8602 | 5025.1939 | -14081.6612 | FALSE
| 60391176 | BAS022 | BAS | 22KV | 470.06 | 24 | 37239.5893 | 4% | Three phase | 97.13 | 0.0039044 | 0.0042741 | 0.0046805 | 0.0051274 | 0.0056189 | 0.0061595 | 0.0067544 | 0.007409 | 0.0081294 | 0.0089225 | 0.0097958 | 0.010757 | 0.011816 | 0.012983 | 0.014268 | 0.015406 | 0.015406 | 0.015406 | 0.015406 | 0.015406 | 0.4712 | 0.47752 | 0.48752 | 0.35376 | 0.35712 | 0.36152 | 0.36936 | 0.37856 | 0.38448 | 0.38448 | 0.38448 | 0.38448 | 0.38448 | 0.38448 | 0.38448 | 0.38448 | 0.38448 | 0.38448 | 0.38448 | 0.38448 | 1901.1835 | 7182.5096 | 0.00050314 | 45656.9278 | 25870.2316 | 107.5669 | 398.5765 | 9083.6931 | 506.1434 | 8577.5497 | -17292.6819 | FALSE
| 60391188 | BAS022 | BAS | 22KV | 584.71 | 24 | 37239.5893 | 4% | Three phase | 97.13 | 0.0036051 | 0.0038479 | 0.004108 | 0.0043866 | 0.0046851 | 0.005005 | 0.0053477 | 0.0057151 | 0.0061088 | 0.006531 | 0.0069835 | 0.0074688 | 0.0079892 | 0.0085473 | 0.0091458 | 0.0097879 | 0.010477 | 0.011216 | 0.012009 | 0.012859 | 0.4712 | 0.47752 | 0.48752 | 0.35376 | 0.35712 | 0.36152 | 0.36936 | 0.37856 | 0.38448 | 0.38448 | 0.38448 | 0.38448 | 0.38448 | 0.38448 | 0.38448 | 0.38448 | 0.38448 | 0.38448 | 0.38448 | 0.38448 | 1422.6121 | 6661.475 | 0.00062585 | 56792.8823 | 32180.1113 | 133.803 | 616.7173 | 8084.0871 | 750.5203 | 7333.5668 | -24846.5445 | FALSE
| 60391208 | BAS022 | BAS | 22KV | 640.64 | 24 | 37239.5893 | 4% | Three phase | 97.13 | 0.0074023 | 0.00804 | 0.0087349 | 0.0094922 | 0.010318 | 0.011218 | 0.012199 | 0.01327 | 0.014437 | 0.015711 | 0.0171 | 0.018616 | 0.020271 | 0.020997 | 0.020997 | 0.020997 | 0.020997 | 0.020997 | 0.020997 | 0.020997 | 0.4712 | 0.47752 | 0.48752 | 0.35376 | 0.35712 | 0.36152 | 0.36936 | 0.37856 | 0.38448 | 0.38448 | 0.38448 | 0.38448 | 0.38448 | 0.38448 | 0.38448 | 0.38448 | 0.38448 | 0.38448 | 0.38448 | 0.38448 | 3092.2237 | 15884.6237 | 0.00068572 | 62225.3632 | 35258.2759 | 146.6018 | 740.3434 | 18976.8474 | 886.9452 | 18089.9022 | -17168.3737 | FALSE
| 60391215 | BAS022 | BAS | 22KV | 1121.34 | 24 | 37239.5893 | 4% | Three phase | 97.13 | 0.010471 | 0.011277 | 0.012148 | 0.01309 | 0.014107 | 0.015207 | 0.016396 | 0.017682 | 0.019072 | 0.020575 | 0.022202 | 0.023961 | 0.025864 | 0.027923 | 0.030151 | 0.032563 | 0.035172 | 0.036752 | 0.036752 | 0.036752 | 0.4712 | 0.47752 | 0.48752 | 0.35376 | 0.35712 | 0.36152 | 0.36936 | 0.37856 | 0.38448 | 0.38448 | 0.38448 | 0.38448 | 0.38448 | 0.38448 | 0.38448 | 0.38448 | 0.38448 | 0.38448 | 0.38448 | 0.38448 | 4447.2129 | 39989.8759 | 0.0012002 | 108915.7542 | 61714.0908 | 256.6036 | 2268.1916 | 44437.0888 | 2524.7951 | 41912.2937 | -19801.7971 | FALSE
| 60391216 | BAS022 | BAS | 22KV | 2596.85 | 24 | 37239.5893 | 4% | Three phase | 97.13 | 0.02425 | 0.026117 | 0.028134 | 0.030314 | 0.03267 | 0.035217 | 0.037971 | 0.040948 | 0.044168 | 0.04765 | 0.051416 | 0.05549 | 0.059897 | 0.064666 | 0.069826 | 0.07541 | 0.081454 | 0.085111 | 0.085111 | 0.085111 | 0.4712 | 0.47752 | 0.48752 | 0.35376 | 0.35712 | 0.36152 | 0.36936 | 0.37856 | 0.38448 | 0.38448 | 0.38448 | 0.38448 | 0.38448 | 0.38448 | 0.38448 | 0.38448 | 0.38448 | 0.38448 | 0.38448 | 0.38448 | 10299.0573 | 214471.2863 | 0.0027796 | 252232.0405 | 142920.2888 | 594.2542 | 12164.628 | 224770.3435 | 12758.8821 | 212011.4614 | 69091.1726 | TRUE
| 60391217 | BAS022 | BAS | 22KV | 88.7 | 24 | 37239.5893 | 4% | Three phase | 97.13 | 0.00073676 | 0.00080652 | 0.00088321 | 0.00096754 | 0.0010603 | 0.0011623 | 0.0012745 | 0.0013981 | 0.001534 | 0.0016837 | 0.0018485 | 0.0020299 | 0.0022297 | 0.0024499 | 0.0026924 | 0.0029071 | 0.0029071 | 0.0029071 | 0.0029071 | 0.0029071 | 0.4712 | 0.47752 | 0.48752 | 0.35376 | 0.35712 | 0.36152 | 0.36936 | 0.37856 | 0.38448 | 0.38448 | 0.38448 | 0.38448 | 0.38448 | 0.38448 | 0.38448 | 0.38448 | 0.38448 | 0.38448 | 0.38448 | 0.38448 | 358.752 | 255.7507 | 9.4942e-05 | 8615.431 | 4881.695 | 20.2978 | 14.1923 | 614.5027 | 34.4901 | 580.0127 | -4301.6823 | FALSE
| 60391220 | BAS022 | BAS | 22KV | 3284.63 | 24 | 37239.5893 | 4% | Single phase | 44.74 | 0.024564 | 0.026381 | 0.028338 | 0.030448 | 0.032723 | 0.035175 | 0.03782 | 0.040672 | 0.043748 | 0.047066 | 0.050646 | 0.054509 | 0.058677 | 0.063175 | 0.068029 | 0.073269 | 0.078926 | 0.085033 | 0.091628 | 0.098748 | 0.4712 | 0.47752 | 0.48752 | 0.35376 | 0.35712 | 0.36152 | 0.36936 | 0.37856 | 0.38448 | 0.38448 | 0.38448 | 0.38448 | 0.38448 | 0.38448 | 0.38448 | 0.38448 | 0.38448 | 0.38448 | 0.38448 | 0.38448 | 10351.418 | 125567.8664 | 0.0035158 | 146954.3462 | 83267.6037 | 751.6434 | 8964.3871 | 135919.2843 | 9716.0305 | 126203.2538 | 42935.6501 | TRUE
| 60391227 | BAS022 | BAS | 22KV | 55.2 | 24 | 37239.5893 | 4% | Three phase | 97.13 | 0.00051523 | 0.00056088 | 0.00061075 | 0.00066526 | 0.00072485 | 0.00079 | 0.00086123 | 0.00093913 | 0.0010243 | 0.0011176 | 0.0012195 | 0.0013311 | 0.0014533 | 0.001587 | 0.0017333 | 0.0018092 | 0.0018092 | 0.0018092 | 0.0018092 | 0.0018092 | 0.4712 | 0.47752 | 0.48752 | 0.35376 | 0.35712 | 0.36152 | 0.36936 | 0.37856 | 0.38448 | 0.38448 | 0.38448 | 0.38448 | 0.38448 | 0.38448 | 0.38448 | 0.38448 | 0.38448 | 0.38448 | 0.38448 | 0.38448 | 234.4587 | 103.9107 | 5.9084e-05 | 5361.576 | 3037.9883 | 12.6318 | 5.4965 | 338.3694 | 18.1282 | 320.2411 | -2717.7472 | FALSE
| 60391266 | BAS022 | BAS | 22KV | 2595.88 | 24 | 37239.5893 | 4% | Single phase | 44.74 | 0.015143 | 0.016259 | 0.017463 | 0.01876 | 0.020158 | 0.021667 | 0.023293 | 0.025049 | 0.026942 | 0.028985 | 0.03119 | 0.03357 | 0.036139 | 0.038912 | 0.041906 | 0.045139 | 0.048631 | 0.052402 | 0.056476 | 0.060877 | 0.4712 | 0.47752 | 0.48752 | 0.35376 | 0.35712 | 0.36152 | 0.36936 | 0.37856 | 0.38448 | 0.38448 | 0.38448 | 0.38448 | 0.38448 | 0.38448 | 0.38448 | 0.38448 | 0.38448 | 0.38448 | 0.38448 | 0.38448 | 6377.395 | 61138.5322 | 0.0027785 | 116139.6712 | 65807.323 | 594.0322 | 5599.0832 | 67515.9272 | 6193.1154 | 61322.8119 | -4484.5111 | FALSE
| 60391270 | BAS022 | BAS | 22KV | 1124.19 | 24 | 37239.5893 | 4% | Single phase | 44.74 | 0.0074631 | 0.0080272 | 0.0086364 | 0.0092941 | 0.010005 | 0.010772 | 0.011601 | 0.012497 | 0.013464 | 0.014511 | 0.015641 | 0.016864 | 0.018185 | 0.019614 | 0.02116 | 0.022831 | 0.024639 | 0.026595 | 0.02871 | 0.031 | 0.4712 | 0.47752 | 0.48752 | 0.35376 | 0.35712 | 0.36152 | 0.36936 | 0.37856 | 0.38448 | 0.38448 | 0.38448 | 0.38448 | 0.38448 | 0.38448 | 0.38448 | 0.38448 | 0.38448 | 0.38448 | 0.38448 | 0.38448 | 3201.4013 | 13295.4442 | 0.0012033 | 50296.2606 | 28498.9808 | 257.2557 | 1050.0915 | 16496.8455 | 1307.3472 | 15189.4983 | -13309.4825 | FALSE
| 60391293 | BAS022 | BAS | 22KV | 1620.61 | 24 | 37239.5893 | 4% | Single phase | 44.74 | 0.010759 | 0.011572 | 0.01245 | 0.013398 | 0.014422 | 0.015528 | 0.016724 | 0.018015 | 0.01941 | 0.020918 | 0.022548 | 0.02431 | 0.026216 | 0.028276 | 0.030503 | 0.032913 | 0.035519 | 0.038338 | 0.041388 | 0.044688 | 0.4712 | 0.47752 | 0.48752 | 0.35376 | 0.35712 | 0.36152 | 0.36936 | 0.37856 | 0.38448 | 0.38448 | 0.38448 | 0.38448 | 0.38448 | 0.38448 | 0.38448 | 0.38448 | 0.38448 | 0.38448 | 0.38448 | 0.38448 | 4615.0766 | 27629.9721 | 0.0017346 | 72506.0914 | 41083.5654 | 370.8548 | 2182.2511 | 32245.0486 | 2553.1059 | 29691.9428 | -11391.6226 | FALSE
| 60391294 | BAS022 | BAS | 22KV | 578.81 | 24 | 37239.5893 | 4% | Single phase | 44.74 | 0.0038425 | 0.004133 | 0.0044466 | 0.0047852 | 0.005151 | 0.0055461 | 0.0059729 | 0.0064341 | 0.0069324 | 0.0074711 | 0.0080532 | 0.0086826 | 0.009363 | 0.010099 | 0.010894 | 0.011755 | 0.012686 | 0.013693 | 0.014782 | 0.015961 | 0.4712 | 0.47752 | 0.48752 | 0.35376 | 0.35712 | 0.36152 | 0.36936 | 0.37856 | 0.38448 | 0.38448 | 0.38448 | 0.38448 | 0.38448 | 0.38448 | 0.38448 | 0.38448 | 0.38448 | 0.38448 | 0.38448 | 0.38448 | 1648.3006 | 3524.4834 | 0.00061954 | 25895.9594 | 14673.227 | 132.4529 | 278.3683 | 5172.784 | 410.8212 | 4761.9629 | -9911.2642 | FALSE
| 60391295 | BAS022 | BAS | 22KV | 788.85 | 24 | 37239.5893 | 4% | Single phase | 44.74 | 0.0052369 | 0.0056328 | 0.0060602 | 0.0065217 | 0.0070202 | 0.0075587 | 0.0081404 | 0.0087689 | 0.0094481 | 0.010182 | 0.010976 | 0.011833 | 0.012761 | 0.013763 | 0.014848 | 0.016021 | 0.017289 | 0.018662 | 0.020146 | 0.021753 | 0.4712 | 0.47752 | 0.48752 | 0.35376 | 0.35712 | 0.36152 | 0.36936 | 0.37856 | 0.38448 | 0.38448 | 0.38448 | 0.38448 | 0.38448 | 0.38448 | 0.38448 | 0.38448 | 0.38448 | 0.38448 | 0.38448 | 0.38448 | 2246.44 | 6546.5468 | 0.00084436 | 35293.149 | 19997.8838 | 180.5177 | 517.0548 | 8792.9868 | 697.5725 | 8095.4143 | -11902.4695 | FALSE
| 60391308 | BAS022 | BAS | 22KV | 257.38 | 24 | 37239.5893 | 4% | Three phase | 97.13 | 0.0023833 | 0.0025841 | 0.0028026 | 0.0030403 | 0.0032991 | 0.0035808 | 0.0038876 | 0.0042217 | 0.0045855 | 0.0049818 | 0.0054136 | 0.0058841 | 0.0063967 | 0.0069554 | 0.0075644 | 0.0082282 | 0.0084356 | 0.0084356 | 0.0084356 | 0.0084356 | 0.4712 | 0.47752 | 0.48752 | 0.35376 | 0.35712 | 0.36152 | 0.36936 | 0.37856 | 0.38448 | 0.38448 | 0.38448 | 0.38448 | 0.38448 | 0.38448 | 0.38448 | 0.38448 | 0.38448 | 0.38448 | 0.38448 | 0.38448 | 1061.6908 | 2193.1159 | 0.00027549 | 24999.3194 | 14165.1709 | 58.8979 | 119.4964 | 3254.8067 | 178.3943 | 3076.4123 | -11088.7585 | FALSE
| 60391342 | BAS022 | BAS | 22KV | 4588.16 | 24 | 37239.5893 | 4% | Single phase | 44.74 | 0.046278 | 0.049786 | 0.053573 | 0.05766 | 0.062072 | 0.066835 | 0.071978 | 0.077531 | 0.083529 | 0.090007 | 0.097004 | 0.10456 | 0.11273 | 0.12156 | 0.13109 | 0.1414 | 0.15038 | 0.15038 | 0.15038 | 0.15038 | 0.4712 | 0.47752 | 0.48752 | 0.35376 | 0.35712 | 0.36152 | 0.36936 | 0.37856 | 0.38448 | 0.38448 | 0.38448 | 0.38448 | 0.38448 | 0.38448 | 0.38448 | 0.38448 | 0.38448 | 0.38448 | 0.38448 | 0.38448 | 19202.0977 | 325304.2673 | 0.004911 | 205274.2784 | 116312.9755 | 1049.9386 | 17491.4093 | 344506.365 | 18541.3479 | 325965.0171 | 209652.0416 | TRUE
| 60391349 | BAS022 | BAS | 22KV | 466.31 | 24 | 37239.5893 | 4% | Three phase | 97.13 | 0.0044176 | 0.0047912 | 0.0051979 | 0.0056406 | 0.0061226 | 0.0066475 | 0.0072192 | 0.007842 | 0.0085205 | 0.0092598 | 0.010065 | 0.010943 | 0.011901 | 0.012944 | 0.014081 | 0.015283 | 0.015283 | 0.015283 | 0.015283 | 0.015283 | 0.4712 | 0.47752 | 0.48752 | 0.35376 | 0.35712 | 0.36152 | 0.36936 | 0.37856 | 0.38448 | 0.38448 | 0.38448 | 0.38448 | 0.38448 | 0.38448 | 0.38448 | 0.38448 | 0.38448 | 0.38448 | 0.38448 | 0.38448 | 1960.5118 | 7336.8953 | 0.00049912 | 45292.6903 | 25663.8465 | 106.7088 | 392.2424 | 9297.4072 | 498.9512 | 8798.456 | -16865.3906 | FALSE
| 60391350 | BAS022 | BAS | 22KV | 474.96 | 24 | 37239.5893 | 4% | Three phase | 97.13 | 0.0044995 | 0.0048801 | 0.0052943 | 0.0057452 | 0.0062362 | 0.0067708 | 0.0073532 | 0.0079875 | 0.0086786 | 0.0094315 | 0.010252 | 0.011146 | 0.012121 | 0.013184 | 0.014343 | 0.015567 | 0.015567 | 0.015567 | 0.015567 | 0.015567 | 0.4712 | 0.47752 | 0.48752 | 0.35376 | 0.35712 | 0.36152 | 0.36936 | 0.37856 | 0.38448 | 0.38448 | 0.38448 | 0.38448 | 0.38448 | 0.38448 | 0.38448 | 0.38448 | 0.38448 | 0.38448 | 0.38448 | 0.38448 | 1996.8791 | 7611.6172 | 0.00050838 | 46132.8648 | 26139.9081 | 108.6882 | 406.9295 | 9608.4963 | 515.6177 | 9092.8786 | -17047.0295 | FALSE
| 60391351 | BAS022 | BAS | 22KV | 211.65 | 24 | 37239.5893 | 4% | Three phase | 97.13 | 0.0020051 | 0.0021746 | 0.0023592 | 0.0025602 | 0.0027789 | 0.0030172 | 0.0032767 | 0.0035594 | 0.0038673 | 0.0042029 | 0.0045685 | 0.004967 | 0.0054014 | 0.005875 | 0.0063913 | 0.0069368 | 0.0069368 | 0.0069368 | 0.0069368 | 0.0069368 | 0.4712 | 0.47752 | 0.48752 | 0.35376 | 0.35712 | 0.36152 | 0.36936 | 0.37856 | 0.38448 | 0.38448 | 0.38448 | 0.38448 | 0.38448 | 0.38448 | 0.38448 | 0.38448 | 0.38448 | 0.38448 | 0.38448 | 0.38448 | 889.8422 | 1511.4696 | 0.00022654 | 20557.5645 | 11648.3737 | 48.4333 | 80.8056 | 2401.3118 | 129.2389 | 2272.0729 | -9376.3007 | FALSE
| 60391355 | BAS022 | BAS | 22KV | 30.26 | 24 | 37239.5893 | 4% | Single phase | 44.74 | 0.00016158 | 0.00017673 | 0.00019339 | 0.0002117 | 0.00023185 | 0.00025401 | 0.00027841 | 0.00030526 | 0.00033482 | 0.00036738 | 0.00040324 | 0.00044274 | 0.00048627 | 0.00053424 | 0.00058712 | 0.00064541 | 0.00070969 | 0.00078057 | 0.00085876 | 0.00094501 | 0.4712 | 0.47752 | 0.48752 | 0.35376 | 0.35712 | 0.36152 | 0.36936 | 0.37856 | 0.38448 | 0.38448 | 0.38448 | 0.38448 | 0.38448 | 0.38448 | 0.38448 | 0.38448 | 0.38448 | 0.38448 | 0.38448 | 0.38448 | 84.1562 | 9.4353 | 3.2389e-05 | 1353.8324 | 767.1116 | 6.9246 | 0.76083 | 93.5915 | 7.6854 | 85.9061 | -681.2055 | FALSE
| 60391356 | BAS022 | BAS | 22KV | 146.62 | 24 | 37239.5893 | 4% | Single phase | 44.74 | 0.00078293 | 0.00085633 | 0.00093702 | 0.0010258 | 0.0011234 | 0.0012308 | 0.001349 | 0.0014791 | 0.0016223 | 0.0017801 | 0.0019538 | 0.0021452 | 0.0023562 | 0.0025886 | 0.0028448 | 0.0031272 | 0.0034387 | 0.0037821 | 0.004161 | 0.0045789 | 0.4712 | 0.47752 | 0.48752 | 0.35376 | 0.35712 | 0.36152 | 0.36936 | 0.37856 | 0.38448 | 0.38448 | 0.38448 | 0.38448 | 0.38448 | 0.38448 | 0.38448 | 0.38448 | 0.38448 | 0.38448 | 0.38448 | 0.38448 | 407.7655 | 221.5156 | 0.00015694 | 6559.7788 | 3716.9167 | 33.552 | 17.8622 | 629.2811 | 51.4142 | 577.8669 | -3139.0498 | FALSE
| 60391404 | BAS022 | BAS | 22KV | 94.11 | 24 | 37239.5893 | 4% | Covered | 390 | 0.00087601 | 0.0009523 | 0.0010356 | 0.0011264 | 0.0012256 | 0.0013338 | 0.001452 | 0.0015811 | 0.0017221 | 0.0018761 | 0.0020443 | 0.0022281 | 0.002429 | 0.0026486 | 0.0028885 | 0.0030844 | 0.0030844 | 0.0030844 | 0.0030844 | 0.0030844 | 0.4712 | 0.47752 | 0.48752 | 0.35376 | 0.35712 | 0.36152 | 0.36936 | 0.37856 | 0.38448 | 0.38448 | 0.38448 | 0.38448 | 0.38448 | 0.38448 | 0.38448 | 0.38448 | 0.38448 | 0.38448 | 0.38448 | 0.38448 | 395.9195 | 1201.0331 | 0.00010073 | 36702.9 | 20796.6801 | 21.5358 | 64.1487 | 1596.9526 | 85.6845 | 1511.2681 | -19285.4121 | FALSE
| 60391405 | BAS022 | BAS | 22KV | 267.95 | 24 | 37239.5893 | 4% | Covered | 390 | 0.0024942 | 0.0027114 | 0.0029484 | 0.0032071 | 0.0034894 | 0.0037976 | 0.0041342 | 0.0045017 | 0.0049031 | 0.0053415 | 0.0058205 | 0.0063439 | 0.0069159 | 0.007541 | 0.0082243 | 0.008782 | 0.008782 | 0.008782 | 0.008782 | 0.008782 | 0.4712 | 0.47752 | 0.48752 | 0.35376 | 0.35712 | 0.36152 | 0.36936 | 0.37856 | 0.38448 | 0.38448 | 0.38448 | 0.38448 | 0.38448 | 0.38448 | 0.38448 | 0.38448 | 0.38448 | 0.38448 | 0.38448 | 0.38448 | 1127.2619 | 9736.233 | 0.0002868 | 104500.5 | 59212.3095 | 61.3168 | 520.0245 | 10863.4949 | 581.3413 | 10282.1536 | -48930.1559 | FALSE
| 60391414 | BAS022 | BAS | 22KV | 1696.35 | 24 | 37239.5893 | 4% | Three phase | 97.13 | 0.01409 | 0.015424 | 0.016891 | 0.018504 | 0.020277 | 0.022229 | 0.024375 | 0.026737 | 0.029337 | 0.0322 | 0.035351 | 0.038821 | 0.042643 | 0.046853 | 0.051491 | 0.055597 | 0.055597 | 0.055597 | 0.055597 | 0.055597 | 0.4712 | 0.47752 | 0.48752 | 0.35376 | 0.35712 | 0.36152 | 0.36936 | 0.37856 | 0.38448 | 0.38448 | 0.38448 | 0.38448 | 0.38448 | 0.38448 | 0.38448 | 0.38448 | 0.38448 | 0.38448 | 0.38448 | 0.38448 | 6860.9808 | 93540.6859 | 0.0018157 | 164766.4755 | 93360.3527 | 388.1869 | 5190.8207 | 100401.6667 | 5579.0076 | 94822.6591 | 1462.3064 | TRUE
| 60391415 | BAS022 | BAS | 22KV | 733.72 | 24 | 37239.5893 | 4% | Three phase | 97.13 | 0.0060945 | 0.0066715 | 0.0073059 | 0.0080034 | 0.0087706 | 0.0096145 | 0.010543 | 0.011565 | 0.012689 | 0.013927 | 0.01529 | 0.016791 | 0.018444 | 0.020265 | 0.022271 | 0.024048 | 0.024048 | 0.024048 | 0.024048 | 0.024048 | 0.4712 | 0.47752 | 0.48752 | 0.35376 | 0.35712 | 0.36152 | 0.36936 | 0.37856 | 0.38448 | 0.38448 | 0.38448 | 0.38448 | 0.38448 | 0.38448 | 0.38448 | 0.38448 | 0.38448 | 0.38448 | 0.38448 | 0.38448 | 2967.5709 | 17499.6893 | 0.00078535 | 71266.2236 | 40381.0287 | 167.9019 | 971.1042 | 20467.2602 | 1139.0061 | 19328.2541 | -21052.7746 | FALSE
| 60391438 | BAS022 | BAS | 22KV | 3900.34 | 24 | 37239.5893 | 4% | Covered | 390 | 0.029169 | 0.031326 | 0.03365 | 0.036156 | 0.038857 | 0.041769 | 0.044909 | 0.048296 | 0.051949 | 0.055889 | 0.06014 | 0.064727 | 0.069676 | 0.075017 | 0.080781 | 0.087004 | 0.093721 | 0.10097 | 0.1088 | 0.11726 | 0.4712 | 0.47752 | 0.48752 | 0.35376 | 0.35712 | 0.36152 | 0.36936 | 0.37856 | 0.38448 | 0.38448 | 0.38448 | 0.38448 | 0.38448 | 0.38448 | 0.38448 | 0.38448 | 0.38448 | 0.38448 | 0.38448 | 0.38448 | 12291.8105 | 1543402.3803 | 0.0041748 | 1521132.6 | 861907.5914 | 892.5403 | 110184.6902 | 1555694.1908 | 111077.2305 | 1444616.9604 | 582709.369 | TRUE
| 60391444 | BAS023 | BAS | 22KV | 548.5 | 5 | 37239.5893 | 16.67% | Single phase | 44.74 | 0.0033527 | 0.0036059 | 0.0038794 | 0.0041747 | 0.0044937 | 0.0048383 | 0.0052106 | 0.0056129 | 0.0060478 | 0.0065178 | 0.0070259 | 0.0075753 | 0.0081693 | 0.0088118 | 0.0095066 | 0.010258 | 0.011071 | 0.011951 | 0.012903 | 0.013933 | 1.3123 | 0.3315 | 0.33817 | 0.3425 | 0.34467 | 0.35133 | 0.35967 | 0.36517 | 0.3685 | 0.3685 | 0.3685 | 0.3685 | 0.3685 | 0.3685 | 0.3685 | 0.3685 | 0.3685 | 0.3685 | 0.3685 | 0.3685 | 1453.7107 | 2914.3361 | 0.0005871 | 24539.89 | 13904.8479 | 133.9251 | 249.9775 | 4368.0468 | 383.9026 | 3984.1441 | -9920.7038 | FALSE
| 60391452 | BAS023 | BAS | 22KV | 295.73 | 5 | 37239.5893 | 16.67% | Three phase | 97.13 | 0.00278 | 0.003004 | 0.003247 | 0.0035104 | 0.0037962 | 0.0041062 | 0.0044425 | 0.0048075 | 0.0052035 | 0.0056334 | 0.0061 | 0.0066065 | 0.0071565 | 0.0077537 | 0.0084022 | 0.0091066 | 0.0096925 | 0.0096925 | 0.0096925 | 0.0096925 | 1.3123 | 0.3315 | 0.33817 | 0.3425 | 0.34467 | 0.35133 | 0.35967 | 0.36517 | 0.3685 | 0.3685 | 0.3685 | 0.3685 | 0.3685 | 0.3685 | 0.3685 | 0.3685 | 0.3685 | 0.3685 | 0.3685 | 0.3685 | 1219.4223 | 2864.4148 | 0.00031654 | 28724.2549 | 16275.8022 | 72.2072 | 157.7596 | 4083.8371 | 229.9669 | 3853.8702 | -12421.932 | FALSE
| 60391457 | BAS023 | BAS | 22KV | 75.75 | 5 | 37239.5893 | 16.67% | Three phase | 97.13 | 0.00072954 | 0.00078601 | 0.00084705 | 0.00091303 | 0.00098438 | 0.0010615 | 0.001145 | 0.0012352 | 0.0013329 | 0.0014385 | 0.0015528 | 0.0016764 | 0.0018103 | 0.0019551 | 0.0021119 | 0.0022817 | 0.0024655 | 0.0024827 | 0.0024827 | 0.0024827 | 1.3123 | 0.3315 | 0.33817 | 0.3425 | 0.34467 | 0.35133 | 0.35967 | 0.36517 | 0.3685 | 0.3685 | 0.3685 | 0.3685 | 0.3685 | 0.3685 | 0.3685 | 0.3685 | 0.3685 | 0.3685 | 0.3685 | 0.3685 | 312.4352 | 187.6453 | 8.108e-05 | 7357.5975 | 4168.9785 | 18.4956 | 10.3507 | 500.0805 | 28.8463 | 471.2342 | -3697.7443 | FALSE
| 60391458 | BAS023 | BAS | 22KV | 267.5 | 5 | 37239.5893 | 16.67% | Three phase | 97.13 | 0.0031579 | 0.0033584 | 0.0035721 | 0.0037999 | 0.0040429 | 0.0043019 | 0.0045782 | 0.0048729 | 0.0051872 | 0.0055224 | 0.0058801 | 0.0062616 | 0.0066687 | 0.007103 | 0.0075665 | 0.008061 | 0.0085888 | 0.0087672 | 0.0087672 | 0.0087672 | 1.3123 | 0.3315 | 0.33817 | 0.3425 | 0.34467 | 0.35133 | 0.35967 | 0.36517 | 0.3685 | 0.3685 | 0.3685 | 0.3685 | 0.3685 | 0.3685 | 0.3685 | 0.3685 | 0.3685 | 0.3685 | 0.3685 | 0.3685 | 1195.079 | 2509.1442 | 0.00028632 | 25982.275 | 14722.1354 | 65.3144 | 129.0781 | 3704.2232 | 194.3926 | 3509.8306 | -11212.3048 | FALSE
| 60391459 | BAS023 | BAS | 22KV | 39.12 | 5 | 37239.5893 | 16.67% | Three phase | 97.13 | 0.0004736 | 0.00050379 | 0.00053598 | 0.00057031 | 0.00060692 | 0.00064597 | 0.00068763 | 0.00073206 | 0.00077947 | 0.00083005 | 0.00088402 | 0.00094161 | 0.0010031 | 0.0010687 | 0.0011387 | 0.0012134 | 0.0012821 | 0.0012821 | 0.0012821 | 0.0012821 | 1.3123 | 0.3315 | 0.33817 | 0.3425 | 0.34467 | 0.35133 | 0.35967 | 0.36517 | 0.3685 | 0.3685 | 0.3685 | 0.3685 | 0.3685 | 0.3685 | 0.3685 | 0.3685 | 0.3685 | 0.3685 | 0.3685 | 0.3685 | 178.7215 | 54.8637 | 4.1873e-05 | 3799.7256 | 2153.0091 | 9.5518 | 2.7606 | 233.5852 | 12.3124 | 221.2729 | -1931.7362 | FALSE
| 60391479 | BAS023 | BAS | 22KV | 73.03 | 5 | 37239.5893 | 16.67% | Three phase | 97.13 | 0.00053572 | 0.00058621 | 0.0006417 | 0.00070271 | 0.0007698 | 0.00084359 | 0.00092477 | 0.0010141 | 0.0011124 | 0.0012206 | 0.0013397 | 0.0014708 | 0.0016153 | 0.0017744 | 0.0019496 | 0.0021427 | 0.0023555 | 0.0023935 | 0.0023935 | 0.0023935 | 1.3123 | 0.3315 | 0.33817 | 0.3425 | 0.34467 | 0.35133 | 0.35967 | 0.36517 | 0.3685 | 0.3685 | 0.3685 | 0.3685 | 0.3685 | 0.3685 | 0.3685 | 0.3685 | 0.3685 | 0.3685 | 0.3685 | 0.3685 | 269.7098 | 157.9309 | 7.8169e-05 | 7093.4039 | 4019.2805 | 17.8315 | 9.6207 | 427.6407 | 27.4522 | 400.1885 | -3619.0921 | FALSE
| 60391487 | BAS023 | BAS | 22KV | 1322.99 | 5 | 37239.5893 | 16.67% | Single phase | 44.74 | 0.013344 | 0.014356 | 0.015448 | 0.016626 | 0.017898 | 0.019272 | 0.020755 | 0.022356 | 0.024085 | 0.025953 | 0.027971 | 0.030151 | 0.032506 | 0.035051 | 0.037801 | 0.040773 | 0.043361 | 0.043361 | 0.043361 | 0.043361 | 1.3123 | 0.3315 | 0.33817 | 0.3425 | 0.34467 | 0.35133 | 0.35967 | 0.36517 | 0.3685 | 0.3685 | 0.3685 | 0.3685 | 0.3685 | 0.3685 | 0.3685 | 0.3685 | 0.3685 | 0.3685 | 0.3685 | 0.3685 | 5606.1226 | 27047.4156 | 0.0014161 | 59190.5726 | 33538.696 | 323.0293 | 1454.3228 | 32653.5382 | 1777.3522 | 30876.186 | -2662.51 | FALSE
| 60391489 | BAS023 | BAS | 22KV | 147.58 | 5 | 37239.5893 | 16.67% | Three phase | 97.13 | 0.0015354 | 0.0016477 | 0.0017685 | 0.0018986 | 0.0020387 | 0.0021894 | 0.0023518 | 0.0025266 | 0.002715 | 0.0029178 | 0.0031363 | 0.0033718 | 0.0036254 | 0.0038988 | 0.0041933 | 0.0045108 | 0.0048369 | 0.0048369 | 0.0048369 | 0.0048369 | 1.3123 | 0.3315 | 0.33817 | 0.3425 | 0.34467 | 0.35133 | 0.35967 | 0.36517 | 0.3685 | 0.3685 | 0.3685 | 0.3685 | 0.3685 | 0.3685 | 0.3685 | 0.3685 | 0.3685 | 0.3685 | 0.3685 | 0.3685 | 630.9604 | 735.9239 | 0.00015796 | 14334.4454 | 8122.2158 | 36.034 | 39.288 | 1366.8843 | 75.3221 | 1291.5622 | -6830.6536 | FALSE
| 60391497 | BAS023 | BAS | 22KV | 134.58 | 5 | 37239.5893 | 16.67% | Three phase | 97.13 | 0.0012465 | 0.0013498 | 0.0014621 | 0.0015842 | 0.0017169 | 0.0018612 | 0.0020181 | 0.0021888 | 0.0023744 | 0.0025763 | 0.002796 | 0.0030351 | 0.0032953 | 0.0035784 | 0.0038867 | 0.0042223 | 0.0044108 | 0.0044108 | 0.0044108 | 0.0044108 | 1.3123 | 0.3315 | 0.33817 | 0.3425 | 0.34467 | 0.35133 | 0.35967 | 0.36517 | 0.3685 | 0.3685 | 0.3685 | 0.3685 | 0.3685 | 0.3685 | 0.3685 | 0.3685 | 0.3685 | 0.3685 | 0.3685 | 0.3685 | 555.8518 | 594.9232 | 0.00014405 | 13071.7554 | 7406.7476 | 32.8599 | 32.6713 | 1150.775 | 65.5312 | 1085.2438 | -6321.5038 | FALSE
| 60391512 | BAS023 | BAS | 22KV | 466.42 | 5 | 37239.5893 | 16.67% | Three phase | 97.13 | 0.0044667 | 0.0048709 | 0.0053135 | 0.0057981 | 0.0063287 | 0.0069099 | 0.0075465 | 0.0082441 | 0.0090084 | 0.0098461 | 0.010764 | 0.011771 | 0.012875 | 0.014085 | 0.015287 | 0.015287 | 0.015287 | 0.015287 | 0.015287 | 0.015287 | 1.3123 | 0.3315 | 0.33817 | 0.3425 | 0.34467 | 0.35133 | 0.35967 | 0.36517 | 0.3685 | 0.3685 | 0.3685 | 0.3685 | 0.3685 | 0.3685 | 0.3685 | 0.3685 | 0.3685 | 0.3685 | 0.3685 | 0.3685 | 2050.832 | 7624.5416 | 0.00049924 | 45303.3746 | 25669.9005 | 113.884 | 392.4275 | 9675.3736 | 506.3115 | 9169.0622 | -16500.8383 | FALSE
| 60391517 | BAS023 | BAS | 22KV | 257.39 | 5 | 37239.5893 | 16.67% | Three phase | 97.13 | 0.0024649 | 0.002688 | 0.0029322 | 0.0031996 | 0.0034924 | 0.0038132 | 0.0041645 | 0.0045494 | 0.0049712 | 0.0054335 | 0.0059402 | 0.0064956 | 0.0071047 | 0.0077725 | 0.0084359 | 0.0084359 | 0.0084359 | 0.0084359 | 0.0084359 | 0.0084359 | 1.3123 | 0.3315 | 0.33817 | 0.3425 | 0.34467 | 0.35133 | 0.35967 | 0.36517 | 0.3685 | 0.3685 | 0.3685 | 0.3685 | 0.3685 | 0.3685 | 0.3685 | 0.3685 | 0.3685 | 0.3685 | 0.3685 | 0.3685 | 1131.7346 | 2321.8959 | 0.0002755 | 25000.2907 | 14165.7212 | 62.8459 | 119.5057 | 3453.6305 | 182.3516 | 3271.279 | -10894.4423 | FALSE
| 60391518 | BAS023 | BAS | 22KV | 504.93 | 5 | 37239.5893 | 16.67% | Three phase | 97.13 | 0.0048354 | 0.0052731 | 0.0057522 | 0.0062768 | 0.0068512 | 0.0074804 | 0.0081696 | 0.0089247 | 0.0097522 | 0.010659 | 0.011653 | 0.012743 | 0.013937 | 0.015248 | 0.016549 | 0.016549 | 0.016549 | 0.016549 | 0.016549 | 0.016549 | 1.3123 | 0.3315 | 0.33817 | 0.3425 | 0.34467 | 0.35133 | 0.35967 | 0.36517 | 0.3685 | 0.3685 | 0.3685 | 0.3685 | 0.3685 | 0.3685 | 0.3685 | 0.3685 | 0.3685 | 0.3685 | 0.3685 | 0.3685 | 2220.1591 | 8935.5597 | 0.00054046 | 49043.8509 | 27789.3376 | 123.2868 | 459.9043 | 11155.7188 | 583.1911 | 10572.5277 | -17216.8099 | FALSE
| 60391524 | BAS023 | BAS | 22KV | 298.87 | 5 | 37239.5893 | 16.67% | Three phase | 97.13 | 0.002854 | 0.0031079 | 0.0033854 | 0.0036887 | 0.0040204 | 0.0043832 | 0.00478 | 0.005214 | 0.005689 | 0.0062086 | 0.0067774 | 0.0074 | 0.0080815 | 0.0088278 | 0.0096449 | 0.0097954 | 0.0097954 | 0.0097954 | 0.0097954 | 0.0097954 | 1.3123 | 0.3315 | 0.33817 | 0.3425 | 0.34467 | 0.35133 | 0.35967 | 0.36517 | 0.3685 | 0.3685 | 0.3685 | 0.3685 | 0.3685 | 0.3685 | 0.3685 | 0.3685 | 0.3685 | 0.3685 | 0.3685 | 0.3685 | 1302.1007 | 3100.4389 | 0.0003199 | 29029.2431 | 16448.6153 | 72.9739 | 161.1275 | 4402.5396 | 234.1015 | 4168.4381 | -12280.1772 | FALSE
| 60391525 | BAS023 | BAS | 22KV | 604.81 | 5 | 37239.5893 | 16.67% | Covered | 390 | 0.0053473 | 0.0057434 | 0.0061703 | 0.0066304 | 0.0071262 | 0.0076608 | 0.0082371 | 0.0088585 | 0.0095287 | 0.010251 | 0.011031 | 0.011872 | 0.012779 | 0.013758 | 0.014814 | 0.015954 | 0.017184 | 0.018512 | 0.019823 | 0.019823 | 1.3123 | 0.3315 | 0.33817 | 0.3425 | 0.34467 | 0.35133 | 0.35967 | 0.36517 | 0.3685 | 0.3685 | 0.3685 | 0.3685 | 0.3685 | 0.3685 | 0.3685 | 0.3685 | 0.3685 | 0.3685 | 0.3685 | 0.3685 | 2267.7733 | 43627.2501 | 0.00064737 | 235875.9 | 133652.5355 | 147.6741 | 2649.441 | 45895.0234 | 2797.1151 | 43097.9083 | -90554.6272 | FALSE
| 60391526 | BAS023 | BAS | 22KV | 244.67 | 5 | 37239.5893 | 16.67% | Covered | 390 | 0.0021632 | 0.0023234 | 0.0024961 | 0.0026822 | 0.0028828 | 0.0030991 | 0.0033322 | 0.0035836 | 0.0038547 | 0.0041471 | 0.0044625 | 0.0048026 | 0.0051696 | 0.0055656 | 0.0059929 | 0.006454 | 0.0069517 | 0.0074888 | 0.008019 | 0.008019 | 1.3123 | 0.3315 | 0.33817 | 0.3425 | 0.34467 | 0.35133 | 0.35967 | 0.36517 | 0.3685 | 0.3685 | 0.3685 | 0.3685 | 0.3685 | 0.3685 | 0.3685 | 0.3685 | 0.3685 | 0.3685 | 0.3685 | 0.3685 | 917.4056 | 7139.7229 | 0.00026189 | 95421.3 | 54067.8326 | 59.7401 | 433.5885 | 8057.1285 | 493.3286 | 7563.7999 | -46504.0328 | FALSE
| 60391527 | BAS023 | BAS | 22KV | 456.68 | 5 | 37239.5893 | 16.67% | Covered | 390 | 0.0040376 | 0.0043367 | 0.0046591 | 0.0050064 | 0.0053809 | 0.0057845 | 0.0062197 | 0.0066889 | 0.0071949 | 0.0077406 | 0.0083292 | 0.0089642 | 0.0096492 | 0.010388 | 0.011186 | 0.012047 | 0.012975 | 0.013978 | 0.014968 | 0.014968 | 1.3123 | 0.3315 | 0.33817 | 0.3425 | 0.34467 | 0.35133 | 0.35967 | 0.36517 | 0.3685 | 0.3685 | 0.3685 | 0.3685 | 0.3685 | 0.3685 | 0.3685 | 0.3685 | 0.3685 | 0.3685 | 0.3685 | 0.3685 | 1712.3505 | 24873.9008 | 0.00048882 | 178105.2 | 100918.3709 | 111.5058 | 1510.5681 | 26586.2513 | 1622.0739 | 24964.1774 | -75954.1935 | FALSE
| 60391547 | BAS023 | BAS | 22KV | 277.21 | 5 | 37239.5893 | 16.67% | Three phase | 97.13 | 0.0026547 | 0.002895 | 0.003158 | 0.003446 | 0.0037614 | 0.0041068 | 0.0044852 | 0.0048997 | 0.005354 | 0.0058519 | 0.0063976 | 0.0069958 | 0.0076518 | 0.0083711 | 0.0090855 | 0.0090855 | 0.0090855 | 0.0090855 | 0.0090855 | 0.0090855 | 1.3123 | 0.3315 | 0.33817 | 0.3425 | 0.34467 | 0.35133 | 0.35967 | 0.36517 | 0.3685 | 0.3685 | 0.3685 | 0.3685 | 0.3685 | 0.3685 | 0.3685 | 0.3685 | 0.3685 | 0.3685 | 0.3685 | 0.3685 | 1218.8824 | 2693.2533 | 0.00029672 | 26925.4073 | 15256.5351 | 67.6853 | 138.619 | 3912.1357 | 206.3043 | 3705.8314 | -11550.7038 | FALSE
| 60391549 | BAS023 | BAS | 22KV | 529.53 | 5 | 37239.5893 | 16.67% | Covered | 390 | 0.0046817 | 0.0050285 | 0.0054023 | 0.0058051 | 0.0062392 | 0.0067073 | 0.0072118 | 0.0077559 | 0.0083426 | 0.0089754 | 0.0096579 | 0.010394 | 0.011188 | 0.012045 | 0.01297 | 0.013968 | 0.015045 | 0.016208 | 0.017355 | 0.017355 | 1.3123 | 0.3315 | 0.33817 | 0.3425 | 0.34467 | 0.35133 | 0.35967 | 0.36517 | 0.3685 | 0.3685 | 0.3685 | 0.3685 | 0.3685 | 0.3685 | 0.3685 | 0.3685 | 0.3685 | 0.3685 | 0.3685 | 0.3685 | 1985.5062 | 33442.6784 | 0.00056679 | 206516.7 | 117016.9593 | 129.2933 | 2030.9417 | 35428.1846 | 2160.235 | 33267.9496 | -83749.0097 | FALSE
| 60391553 | BAS023 | BAS | 22KV | 215.14 | 5 | 37239.5893 | 16.67% | Three phase | 97.13 | 0.001787 | 0.0019562 | 0.0021422 | 0.0023467 | 0.0025717 | 0.0028191 | 0.0030914 | 0.003391 | 0.0037207 | 0.0040837 | 0.0044834 | 0.0049235 | 0.0054082 | 0.0059421 | 0.0065303 | 0.0070512 | 0.0070512 | 0.0070512 | 0.0070512 | 0.0070512 | 1.3123 | 0.3315 | 0.33817 | 0.3425 | 0.34467 | 0.35133 | 0.35967 | 0.36517 | 0.3685 | 0.3685 | 0.3685 | 0.3685 | 0.3685 | 0.3685 | 0.3685 | 0.3685 | 0.3685 | 0.3685 | 0.3685 | 0.3685 | 873.7354 | 1504.5685 | 0.00023028 | 20896.5482 | 11840.4494 | 52.5299 | 83.4925 | 2378.3039 | 136.0224 | 2242.2815 | -9598.1679 | FALSE
| 60391603 | BAS023 | BAS | 22KV | 282.56 | 5 | 37239.5893 | 16.67% | Three phase | 97.13 | 0.0026232 | 0.0028479 | 0.0030927 | 0.0033594 | 0.0036502 | 0.0039672 | 0.0043128 | 0.0046897 | 0.0051007 | 0.0055491 | 0.0060382 | 0.0065719 | 0.0071543 | 0.0077899 | 0.0084836 | 0.0092409 | 0.0092608 | 0.0092608 | 0.0092608 | 0.0092608 | 1.3123 | 0.3315 | 0.33817 | 0.3425 | 0.34467 | 0.35133 | 0.35967 | 0.36517 | 0.3685 | 0.3685 | 0.3685 | 0.3685 | 0.3685 | 0.3685 | 0.3685 | 0.3685 | 0.3685 | 0.3685 | 0.3685 | 0.3685 | 1187.32 | 2671.0656 | 0.00030244 | 27445.0528 | 15550.9778 | 68.9916 | 144.0212 | 3858.3856 | 213.0128 | 3645.3728 | -11905.605 | FALSE
| 60391619 | BAS023 | BAS | 22KV | 893.83 | 5 | 37239.5893 | 16.67% | Three phase | 97.13 | 0.0086084 | 0.0092747 | 0.0099949 | 0.010774 | 0.011615 | 0.012526 | 0.01351 | 0.014575 | 0.015727 | 0.016974 | 0.018322 | 0.019781 | 0.021361 | 0.02307 | 0.02492 | 0.026923 | 0.029092 | 0.029295 | 0.029295 | 0.029295 | 1.3123 | 0.3315 | 0.33817 | 0.3425 | 0.34467 | 0.35133 | 0.35967 | 0.36517 | 0.3685 | 0.3685 | 0.3685 | 0.3685 | 0.3685 | 0.3685 | 0.3685 | 0.3685 | 0.3685 | 0.3685 | 0.3685 | 0.3685 | 3686.6529 | 26126.5647 | 0.00095673 | 86817.7079 | 49192.8458 | 218.243 | 1441.1691 | 29813.2176 | 1659.4122 | 28153.8055 | -21039.0404 | FALSE
| 60391645 | BAS023 | BAS | 22KV | 249.03 | 5 | 37239.5893 | 16.67% | Three phase | 97.13 | 0.0017335 | 0.0018895 | 0.0020602 | 0.0022471 | 0.0024519 | 0.0026762 | 0.0029219 | 0.0031912 | 0.0034863 | 0.0038099 | 0.0041646 | 0.0045536 | 0.0049803 | 0.0054482 | 0.0059617 | 0.006525 | 0.0071432 | 0.0078217 | 0.0081619 | 0.0081619 | 1.3123 | 0.3315 | 0.33817 | 0.3425 | 0.34467 | 0.35133 | 0.35967 | 0.36517 | 0.3685 | 0.3685 | 0.3685 | 0.3685 | 0.3685 | 0.3685 | 0.3685 | 0.3685 | 0.3685 | 0.3685 | 0.3685 | 0.3685 | 855.2639 | 1705.3818 | 0.00026655 | 24188.2839 | 13705.6201 | 60.8047 | 111.8687 | 2560.6457 | 172.6734 | 2387.9724 | -11317.6477 | FALSE
| 60391649 | BAS023 | BAS | 22KV | 637.81 | 5 | 37239.5893 | 16.67% | Single phase | 44.74 | 0.0064332 | 0.0069209 | 0.0074473 | 0.0080154 | 0.0086287 | 0.0092908 | 0.010006 | 0.010778 | 0.011611 | 0.012512 | 0.013485 | 0.014536 | 0.015671 | 0.016898 | 0.018224 | 0.019656 | 0.020904 | 0.020904 | 0.020904 | 0.020904 | 1.3123 | 0.3315 | 0.33817 | 0.3425 | 0.34467 | 0.35133 | 0.35967 | 0.36517 | 0.3685 | 0.3685 | 0.3685 | 0.3685 | 0.3685 | 0.3685 | 0.3685 | 0.3685 | 0.3685 | 0.3685 | 0.3685 | 0.3685 | 2702.6969 | 6286.3029 | 0.00068269 | 28535.6194 | 16168.9172 | 155.7316 | 338.0106 | 8988.9998 | 493.7422 | 8495.2576 | -7673.6596 | FALSE
| 60391675 | BAS023 | BAS | 22KV | 29.62 | 5 | 37239.5893 | 16.67% | Three phase | 97.13 | 0.00036857 | 0.00039752 | 0.00042884 | 0.00046273 | 0.00049939 | 0.00053907 | 0.000582 | 0.00062848 | 0.00067879 | 0.00073326 | 0.00079223 | 0.00085609 | 0.00092524 | 0.00097079 | 0.00097079 | 0.00097079 | 0.00097079 | 0.00097079 | 0.00097079 | 0.00097079 | 1.3123 | 0.3315 | 0.33817 | 0.3425 | 0.34467 | 0.35133 | 0.35967 | 0.36517 | 0.3685 | 0.3685 | 0.3685 | 0.3685 | 0.3685 | 0.3685 | 0.3685 | 0.3685 | 0.3685 | 0.3685 | 0.3685 | 0.3685 | 147.66 | 34.5085 | 3.1704e-05 | 2876.9906 | 1630.1669 | 7.2322 | 1.5826 | 182.1685 | 8.8148 | 173.3537 | -1456.8132 | FALSE
| 60391676 | BAS023 | BAS | 22KV | 496.27 | 5 | 37239.5893 | 16.67% | Three phase | 97.13 | 0.0061752 | 0.0066603 | 0.0071851 | 0.0077528 | 0.0083671 | 0.0090318 | 0.0097512 | 0.01053 | 0.011373 | 0.012285 | 0.013273 | 0.014343 | 0.015502 | 0.016265 | 0.016265 | 0.016265 | 0.016265 | 0.016265 | 0.016265 | 0.016265 | 1.3123 | 0.3315 | 0.33817 | 0.3425 | 0.34467 | 0.35133 | 0.35967 | 0.36517 | 0.3685 | 0.3685 | 0.3685 | 0.3685 | 0.3685 | 0.3685 | 0.3685 | 0.3685 | 0.3685 | 0.3685 | 0.3685 | 0.3685 | 2473.9785 | 9687.0526 | 0.00053119 | 48202.7051 | 27312.7257 | 121.1723 | 444.264 | 12161.031 | 565.4363 | 11595.5947 | -15717.131 | FALSE
| 60391681 | BAS023 | BAS | 22KV | 183.7 | 5 | 37239.5893 | 16.67% | Three phase | 97.13 | 0.0014685 | 0.001571 | 0.001681 | 0.001799 | 0.0019258 | 0.0020618 | 0.0022079 | 0.0023648 | 0.0025333 | 0.0027143 | 0.0029087 | 0.0031175 | 0.0033419 | 0.003583 | 0.0038421 | 0.0041205 | 0.0044198 | 0.0047415 | 0.0050873 | 0.005459 | 1.3123 | 0.3315 | 0.33817 | 0.3425 | 0.34467 | 0.35133 | 0.35967 | 0.36517 | 0.3685 | 0.3685 | 0.3685 | 0.3685 | 0.3685 | 0.3685 | 0.3685 | 0.3685 | 0.3685 | 0.3685 | 0.3685 | 0.3685 | 601.3392 | 872.6761 | 0.00019663 | 17842.781 | 10110.1169 | 44.8533 | 60.8728 | 1474.0152 | 105.7261 | 1368.2891 | -8741.8278 | FALSE
| 60391689 | BAS023 | BAS | 22KV | 109.23 | 5 | 37239.5893 | 16.67% | Three phase | 97.13 | 0.00086606 | 0.00095208 | 0.0010471 | 0.001152 | 0.0012679 | 0.001396 | 0.0015377 | 0.0016942 | 0.0018673 | 0.0020588 | 0.0022706 | 0.0025049 | 0.0027642 | 0.0030512 | 0.0033689 | 0.00358 | 0.00358 | 0.00358 | 0.00358 | 0.00358 | 1.3123 | 0.3315 | 0.33817 | 0.3425 | 0.34467 | 0.35133 | 0.35967 | 0.36517 | 0.3685 | 0.3685 | 0.3685 | 0.3685 | 0.3685 | 0.3685 | 0.3685 | 0.3685 | 0.3685 | 0.3685 | 0.3685 | 0.3685 | 439.3344 | 385.0216 | 0.00011692 | 10609.5099 | 6011.5845 | 26.6703 | 21.5223 | 824.356 | 48.1926 | 776.1634 | -5235.4211 | FALSE
| 60391694 | BAS023 | BAS | 22KV | 100.15 | 5 | 37239.5893 | 16.67% | Three phase | 97.13 | 0.00062755 | 0.00068387 | 0.00074553 | 0.00081305 | 0.00088701 | 0.00096803 | 0.0010568 | 0.0011541 | 0.0012607 | 0.0013776 | 0.0015058 | 0.0016464 | 0.0018006 | 0.0019698 | 0.0021554 | 0.0023591 | 0.0025826 | 0.002828 | 0.0030974 | 0.0032824 | 1.3123 | 0.3315 | 0.33817 | 0.3425 | 0.34467 | 0.35133 | 0.35967 | 0.36517 | 0.3685 | 0.3685 | 0.3685 | 0.3685 | 0.3685 | 0.3685 | 0.3685 | 0.3685 | 0.3685 | 0.3685 | 0.3685 | 0.3685 | 312.6943 | 250.8983 | 0.0001072 | 9727.5695 | 5511.8574 | 24.4532 | 18.0929 | 563.5926 | 42.5461 | 521.0465 | -4990.8109 | FALSE
| 60391695 | BAS023 | BAS | 22KV | 154.06 | 5 | 37239.5893 | 16.67% | Three phase | 97.13 | 0.00096535 | 0.001052 | 0.0011468 | 0.0012507 | 0.0013645 | 0.0014891 | 0.0016257 | 0.0017753 | 0.0019394 | 0.0021192 | 0.0023164 | 0.0025326 | 0.0027699 | 0.0030301 | 0.0033156 | 0.0036289 | 0.0039728 | 0.0043503 | 0.0047647 | 0.0050493 | 1.3123 | 0.3315 | 0.33817 | 0.3425 | 0.34467 | 0.35133 | 0.35967 | 0.36517 | 0.3685 | 0.3685 | 0.3685 | 0.3685 | 0.3685 | 0.3685 | 0.3685 | 0.3685 | 0.3685 | 0.3685 | 0.3685 | 0.3685 | 481.0153 | 593.7117 | 0.0001649 | 14963.8478 | 8478.8493 | 37.6162 | 42.8139 | 1074.727 | 80.4301 | 994.2968 | -7484.5524 | FALSE
| 60391714 | BAS023 | BAS | 22KV | 160.68 | 5 | 37239.5893 | 16.67% | Three phase | 97.13 | 0.0014991 | 0.0015895 | 0.0016856 | 0.0017877 | 0.0018963 | 0.0020118 | 0.0021345 | 0.0022651 | 0.002404 | 0.0025517 | 0.0027089 | 0.0028761 | 0.0030539 | 0.0032431 | 0.0034444 | 0.0036587 | 0.0038867 | 0.0041293 | 0.0043875 | 0.0046623 | 1.3123 | 0.3315 | 0.33817 | 0.3425 | 0.34467 | 0.35133 | 0.35967 | 0.36517 | 0.3685 | 0.3685 | 0.3685 | 0.3685 | 0.3685 | 0.3685 | 0.3685 | 0.3685 | 0.3685 | 0.3685 | 0.3685 | 0.3685 | 561.2241 | 707.0487 | 0.00017199 | 15606.8484 | 8843.1877 | 39.2326 | 46.5724 | 1268.2728 | 85.805 | 1182.4678 | -7660.72 | FALSE
| 60391716 | BAS023 | BAS | 22KV | 461.03 | 5 | 37239.5893 | 16.67% | Three phase | 97.13 | 0.004324 | 0.0046671 | 0.0050387 | 0.0054413 | 0.0058773 | 0.0063498 | 0.0068618 | 0.0074167 | 0.0080181 | 0.0086701 | 0.0093769 | 0.010143 | 0.010974 | 0.011876 | 0.012853 | 0.013914 | 0.015064 | 0.01511 | 0.01511 | 0.01511 | 1.3123 | 0.3315 | 0.33817 | 0.3425 | 0.34467 | 0.35133 | 0.35967 | 0.36517 | 0.3685 | 0.3685 | 0.3685 | 0.3685 | 0.3685 | 0.3685 | 0.3685 | 0.3685 | 0.3685 | 0.3685 | 0.3685 | 0.3685 | 1884.3092 | 6896.7813 | 0.00049347 | 44779.8439 | 25373.2563 | 112.5679 | 383.41 | 8781.0905 | 495.9779 | 8285.1125 | -17088.1438 | FALSE
| 60391739 | BAS023 | BAS | 22KV | 51.56 | 5 | 37239.5893 | 16.67% | Three phase | 97.13 | 0.00032218 | 0.00035276 | 0.00038639 | 0.00042341 | 0.00046417 | 0.00050903 | 0.00055844 | 0.00061287 | 0.00067283 | 0.00073891 | 0.00081173 | 0.00089201 | 0.00098052 | 0.0010781 | 0.0011858 | 0.0013045 | 0.0014355 | 0.0015801 | 0.0016899 | 0.0016899 | 1.3123 | 0.3315 | 0.33817 | 0.3425 | 0.34467 | 0.35133 | 0.35967 | 0.36517 | 0.3685 | 0.3685 | 0.3685 | 0.3685 | 0.3685 | 0.3685 | 0.3685 | 0.3685 | 0.3685 | 0.3685 | 0.3685 | 0.3685 | 167.7159 | 69.4726 | 5.5188e-05 | 5008.0228 | 2837.6572 | 12.5892 | 4.7955 | 237.1885 | 17.3847 | 219.8038 | -2617.8534 | FALSE
| 60391744 | BAS023 | BAS | 22KV | 101.85 | 5 | 37239.5893 | 16.67% | Three phase | 97.13 | 0.0012113 | 0.001293 | 0.0013805 | 0.0014741 | 0.0015742 | 0.0016815 | 0.0017963 | 0.0019193 | 0.0020509 | 0.0021919 | 0.0023429 | 0.0025046 | 0.0026778 | 0.0028634 | 0.0030622 | 0.0032752 | 0.0033381 | 0.0033381 | 0.0033381 | 0.0033381 | 1.3123 | 0.3315 | 0.33817 | 0.3425 | 0.34467 | 0.35133 | 0.35967 | 0.36517 | 0.3685 | 0.3685 | 0.3685 | 0.3685 | 0.3685 | 0.3685 | 0.3685 | 0.3685 | 0.3685 | 0.3685 | 0.3685 | 0.3685 | 468.3373 | 375.1128 | 0.00010902 | 9892.6905 | 5605.4186 | 24.8683 | 18.7123 | 843.4501 | 43.5806 | 799.8694 | -4805.5492 | FALSE
| 60391745 | BAS023 | BAS | 22KV | 148.53 | 5 | 37239.5893 | 16.67% | Three phase | 97.13 | 0.0017665 | 0.0018856 | 0.0020132 | 0.0021496 | 0.0022957 | 0.0024522 | 0.0026196 | 0.0027989 | 0.0029909 | 0.0031965 | 0.0034167 | 0.0036525 | 0.0039051 | 0.0041758 | 0.0044657 | 0.0047763 | 0.004868 | 0.004868 | 0.004868 | 0.004868 | 1.3123 | 0.3315 | 0.33817 | 0.3425 | 0.34467 | 0.35133 | 0.35967 | 0.36517 | 0.3685 | 0.3685 | 0.3685 | 0.3685 | 0.3685 | 0.3685 | 0.3685 | 0.3685 | 0.3685 | 0.3685 | 0.3685 | 0.3685 | 682.9861 | 797.7525 | 0.00015898 | 14426.7189 | 8174.5001 | 36.266 | 39.7955 | 1480.7386 | 76.0614 | 1404.6771 | -6769.8229 | FALSE
| 60391756 | BAS024 | BAS | 22KV | 117.15 | 1 | 37239.5893 | 50% | Three phase | 97.13 | 0.0014654 | 0.0016172 | 0.0017854 | 0.0019718 | 0.0021783 | 0.0024073 | 0.0026611 | 0.0029426 | 0.0032548 | 0.0036011 | 0.0038396 | 0.0038396 | 0.0038396 | 0.0038396 | 0.0038396 | 0.0038396 | 0.0038396 | 0.0038396 | 0.0038396 | 0.0038396 | 7.338 | 4.765 | 4.9125 | 5.055 | 5.1745 | 5.302 | 5.4665 | 5.6545 | 5.789 | 5.789 | 5.789 | 5.789 | 5.789 | 5.789 | 5.789 | 5.789 | 5.789 | 5.789 | 5.789 | 5.789 | 9008.2213 | 582.7613 | 0.00012539 | 11378.7795 | 6447.4698 | 380.6049 | 24.7565 | 9590.9826 | 405.3614 | 9185.6211 | 2738.1514 | TRUE
| 60391757 | BAS024 | BAS | 22KV | 146.92 | 1 | 37239.5893 | 50% | Three phase | 97.13 | 0.0018378 | 0.0020282 | 0.0022391 | 0.0024728 | 0.0027319 | 0.003019 | 0.0033373 | 0.0036903 | 0.0040819 | 0.0045162 | 0.0048153 | 0.0048153 | 0.0048153 | 0.0048153 | 0.0048153 | 0.0048153 | 0.0048153 | 0.0048153 | 0.0048153 | 0.0048153 | 7.338 | 4.765 | 4.9125 | 5.055 | 5.1745 | 5.302 | 5.4665 | 5.6545 | 5.789 | 5.789 | 5.789 | 5.789 | 5.789 | 5.789 | 5.789 | 5.789 | 5.789 | 5.789 | 5.789 | 5.789 | 11297.3783 | 916.5749 | 0.00015726 | 14270.3396 | 8085.8921 | 477.3237 | 38.9374 | 12213.9532 | 516.2611 | 11697.6921 | 3611.8 | TRUE
| 60391758 | BAS024 | BAS | 22KV | 55.24 | 1 | 37239.5893 | 50% | Three phase | 97.13 | 0.00041046 | 0.00044923 | 0.00049186 | 0.00053874 | 0.00059029 | 0.00064701 | 0.00070942 | 0.0007781 | 0.00085369 | 0.00093692 | 0.0010286 | 0.0011295 | 0.0012407 | 0.0013631 | 0.0014981 | 0.0016468 | 0.0018105 | 0.0018105 | 0.0018105 | 0.0018105 | 7.338 | 4.765 | 4.9125 | 5.055 | 5.1745 | 5.302 | 5.4665 | 5.6545 | 5.789 | 5.789 | 5.789 | 5.789 | 5.789 | 5.789 | 5.789 | 5.789 | 5.789 | 5.789 | 5.789 | 5.789 | 3009.3472 | 91.4275 | 5.9127e-05 | 5365.4612 | 3040.1898 | 179.4675 | 5.5044 | 3100.7747 | 184.9719 | 2915.8028 | -124.3869 | FALSE
| 60391762 | BAS024 | BAS | 22KV | 101.9 | 1 | 37239.5893 | 50% | Three phase | 97.13 | 0.00094602 | 0.001027 | 0.0011153 | 0.0012115 | 0.0013164 | 0.0014307 | 0.0015553 | 0.0016912 | 0.0018395 | 0.0020012 | 0.0021776 | 0.00237 | 0.0025801 | 0.0028093 | 0.0030594 | 0.0033326 | 0.0033397 | 0.0033397 | 0.0033397 | 0.0033397 | 7.338 | 4.765 | 4.9125 | 5.055 | 5.1745 | 5.302 | 5.4665 | 5.6545 | 5.789 | 5.789 | 5.789 | 5.789 | 5.789 | 5.789 | 5.789 | 5.789 | 5.789 | 5.789 | 5.789 | 5.789 | 6190.3031 | 347.3854 | 0.00010907 | 9897.547 | 5608.1704 | 331.0597 | 18.7307 | 6537.6885 | 349.7903 | 6187.8981 | 579.7277 | TRUE
| 60391763 | BAS024 | BAS | 22KV | 19.61 | 1 | 37239.5893 | 50% | Three phase | 97.13 | 0.00018206 | 0.00019765 | 0.00021463 | 0.00023315 | 0.00025333 | 0.00027533 | 0.00029931 | 0.00032547 | 0.000354 | 0.00038511 | 0.00041906 | 0.0004561 | 0.00049652 | 0.00054063 | 0.00058877 | 0.00064133 | 0.00064271 | 0.00064271 | 0.00064271 | 0.00064271 | 7.338 | 4.765 | 4.9125 | 5.055 | 5.1745 | 5.302 | 5.4665 | 5.6545 | 5.789 | 5.789 | 5.789 | 5.789 | 5.789 | 5.789 | 5.789 | 5.789 | 5.789 | 5.789 | 5.789 | 5.789 | 1191.284 | 12.8653 | 2.099e-05 | 1904.7193 | 1079.2564 | 63.7103 | 0.69368 | 1204.1493 | 64.404 | 1139.7453 | 60.489 | TRUE
| 60391766 | BAS024 | BAS | 22KV | 194.19 | 1 | 37239.5893 | 50% | Three phase | 97.13 | 0.0018743 | 0.0020215 | 0.0021809 | 0.0023534 | 0.0025401 | 0.0027423 | 0.0029611 | 0.0031981 | 0.0034548 | 0.0037328 | 0.004034 | 0.0043602 | 0.0047137 | 0.0050968 | 0.0055119 | 0.0059619 | 0.0063645 | 0.0063645 | 0.0063645 | 0.0063645 | 7.338 | 4.765 | 4.9125 | 5.055 | 5.1745 | 5.302 | 5.4665 | 5.6545 | 5.789 | 5.789 | 5.789 | 5.789 | 5.789 | 5.789 | 5.789 | 5.789 | 5.789 | 5.789 | 5.789 | 5.789 | 11631.9073 | 1244.4569 | 0.00020785 | 18861.6747 | 10687.4447 | 630.8977 | 68.0235 | 12876.3642 | 698.9212 | 12177.443 | 1489.9983 | TRUE
| 60391782 | BAS024 | BAS | 22KV | 11.83 | 1 | 37239.5893 | 50% | Three phase | 97.13 | 8.7902e-05 | 9.6206e-05 | 0.00010534 | 0.00011537 | 0.00012642 | 0.00013856 | 0.00015193 | 0.00016663 | 0.00018282 | 0.00020065 | 0.00022027 | 0.00024189 | 0.00026569 | 0.00029192 | 0.00032082 | 0.00035266 | 0.00038773 | 0.00038773 | 0.00038773 | 0.00038773 | 7.338 | 4.765 | 4.9125 | 5.055 | 5.1745 | 5.302 | 5.4665 | 5.6545 | 5.789 | 5.789 | 5.789 | 5.789 | 5.789 | 5.789 | 5.789 | 5.789 | 5.789 | 5.789 | 5.789 | 5.789 | 644.471 | 4.1931 | 1.2662e-05 | 1149.0479 | 651.0761 | 38.4341 | 0.25245 | 648.6641 | 38.6866 | 609.9776 | -41.0985 | FALSE
| 60391792 | BAS024 | BAS | 22KV | 34.85 | 1 | 37239.5893 | 50% | Three phase | 97.13 | 0.00023377 | 0.00025204 | 0.0002718 | 0.0002932 | 0.00031636 | 0.00034145 | 0.00036862 | 0.00039805 | 0.00042993 | 0.00046447 | 0.0005019 | 0.00054246 | 0.00058643 | 0.00063409 | 0.00068577 | 0.0007418 | 0.00080256 | 0.00086846 | 0.00093993 | 0.0010175 | 7.338 | 4.765 | 4.9125 | 5.055 | 5.1745 | 5.302 | 5.4665 | 5.6545 | 5.789 | 5.789 | 5.789 | 5.789 | 5.789 | 5.789 | 5.789 | 5.789 | 5.789 | 5.789 | 5.789 | 5.789 | 1499.875 | 28.7794 | 3.7302e-05 | 3384.9805 | 1918.0053 | 113.2231 | 2.1908 | 1528.6544 | 115.4139 | 1413.2405 | -504.7648 | FALSE
| 60391797 | BAS024 | BAS | 22KV | 331.6 | 1 | 37239.5893 | 50% | Three phase | 97.13 | 0.003168 | 0.0033994 | 0.0036484 | 0.0039165 | 0.0042052 | 0.004516 | 0.0048507 | 0.0052112 | 0.0055995 | 0.0060177 | 0.0064683 | 0.0069538 | 0.0074769 | 0.0080407 | 0.0086483 | 0.0093032 | 0.010009 | 0.01077 | 0.010868 | 0.010868 | 7.338 | 4.765 | 4.9125 | 5.055 | 5.1745 | 5.302 | 5.4665 | 5.6545 | 5.789 | 5.789 | 5.789 | 5.789 | 5.789 | 5.789 | 5.789 | 5.789 | 5.789 | 5.789 | 5.789 | 5.789 | 18956.4462 | 3463.9528 | 0.00035493 | 32208.308 | 18249.9443 | 1077.3247 | 198.3509 | 22420.399 | 1275.6756 | 21144.7234 | 2894.7791 | TRUE
| 60391804 | BAS024 | BAS | 22KV | 33.12 | 1 | 37239.5893 | 50% | Three phase | 97.13 | 0.0002751 | 0.00030115 | 0.00032979 | 0.00036127 | 0.0003959 | 0.000434 | 0.00047591 | 0.00052203 | 0.00057279 | 0.00062867 | 0.0006902 | 0.00075795 | 0.00083257 | 0.00091477 | 0.0010053 | 0.0010855 | 0.0010855 | 0.0010855 | 0.0010855 | 0.0010855 | 7.338 | 4.765 | 4.9125 | 5.055 | 5.1745 | 5.302 | 5.4665 | 5.6545 | 5.789 | 5.789 | 5.789 | 5.789 | 5.789 | 5.789 | 5.789 | 5.789 | 5.789 | 5.789 | 5.789 | 5.789 | 1956.4818 | 35.6574 | 3.5451e-05 | 3216.9456 | 1822.793 | 107.6025 | 1.9787 | 1992.1392 | 109.5812 | 1882.558 | 59.765 | TRUE
| 60391806 | BAS024 | BAS | 22KV | 70.01 | 1 | 37239.5893 | 50% | Three phase | 97.13 | 0.0005202 | 0.00056935 | 0.00062337 | 0.00068278 | 0.00074813 | 0.00082001 | 0.0008991 | 0.00098614 | 0.001082 | 0.0011874 | 0.0013036 | 0.0014315 | 0.0015724 | 0.0017276 | 0.0018986 | 0.0020871 | 0.0022946 | 0.0022946 | 0.0022946 | 0.0022946 | 7.338 | 4.765 | 4.9125 | 5.055 | 5.1745 | 5.302 | 5.4665 | 5.6545 | 5.789 | 5.789 | 5.789 | 5.789 | 5.789 | 5.789 | 5.789 | 5.789 | 5.789 | 5.789 | 5.789 | 5.789 | 3813.9826 | 146.8553 | 7.4936e-05 | 6800.0713 | 3853.0718 | 227.4533 | 8.8415 | 3960.8379 | 236.2948 | 3724.5431 | -128.5286 | FALSE
| 60391808 | BAS024 | BAS | 22KV | 218.88 | 1 | 37239.5893 | 50% | Three phase | 97.13 | 0.0018836 | 0.0020538 | 0.0022401 | 0.0024441 | 0.0026674 | 0.0029121 | 0.0031801 | 0.0034738 | 0.0037956 | 0.0041484 | 0.004535 | 0.004959 | 0.0054238 | 0.0059337 | 0.0064928 | 0.0071062 | 0.0071737 | 0.0071737 | 0.0071737 | 0.0071737 | 7.338 | 4.765 | 4.9125 | 5.055 | 5.1745 | 5.302 | 5.4665 | 5.6545 | 5.789 | 5.789 | 5.789 | 5.789 | 5.789 | 5.789 | 5.789 | 5.789 | 5.789 | 5.789 | 5.789 | 5.789 | 12937.8931 | 1558.7493 | 0.00023428 | 21259.8144 | 12046.2841 | 711.1123 | 86.4206 | 14496.6424 | 797.5329 | 13699.1095 | 1652.8254 | TRUE
| 60391818 | BAS024 | BAS | 22KV | 286.53 | 1 | 37239.5893 | 50% | Three phase | 97.13 | 0.00238 | 0.0026053 | 0.0028531 | 0.0031255 | 0.0034251 | 0.0037546 | 0.0041172 | 0.0045162 | 0.0049554 | 0.0054388 | 0.0059711 | 0.0065572 | 0.0072028 | 0.0079139 | 0.0086973 | 0.009391 | 0.009391 | 0.009391 | 0.009391 | 0.009391 | 7.338 | 4.765 | 4.9125 | 5.055 | 5.1745 | 5.302 | 5.4665 | 5.6545 | 5.789 | 5.789 | 5.789 | 5.789 | 5.789 | 5.789 | 5.789 | 5.789 | 5.789 | 5.789 | 5.789 | 5.789 | 16926.0486 | 2668.7619 | 0.00030669 | 27830.6589 | 15769.4708 | 930.8982 | 148.0967 | 19594.8104 | 1078.9949 | 18515.8155 | 2746.3447 | TRUE
| 60391819 | BAS024 | BAS | 22KV | 27.15 | 1 | 37239.5893 | 50% | Three phase | 97.13 | 0.00022551 | 0.00024687 | 0.00027034 | 0.00029615 | 0.00032454 | 0.00035577 | 0.00039012 | 0.00042793 | 0.00046954 | 0.00051535 | 0.00056579 | 0.00062133 | 0.0006825 | 0.00074988 | 0.00082411 | 0.00088983 | 0.00088983 | 0.00088983 | 0.00088983 | 0.00088983 | 7.338 | 4.765 | 4.9125 | 5.055 | 5.1745 | 5.302 | 5.4665 | 5.6545 | 5.789 | 5.789 | 5.789 | 5.789 | 5.789 | 5.789 | 5.789 | 5.789 | 5.789 | 5.789 | 5.789 | 5.789 | 1603.8189 | 23.9612 | 2.906e-05 | 2637.0795 | 1494.2279 | 88.2068 | 1.3297 | 1627.7801 | 89.5364 | 1538.2437 | 44.0157 | TRUE
| 60391821 | BAS024 | BAS | 22KV | 75.91 | 1 | 37239.5893 | 50% | Three phase | 97.13 | 0.00045223 | 0.00049474 | 0.00054148 | 0.00059288 | 0.00064941 | 0.00071161 | 0.00078006 | 0.00085539 | 0.00093833 | 0.0010297 | 0.0011302 | 0.001241 | 0.0013631 | 0.0014976 | 0.0016458 | 0.0018092 | 0.0019894 | 0.002188 | 0.0024071 | 0.0024879 | 7.338 | 4.765 | 4.9125 | 5.055 | 5.1745 | 5.302 | 5.4665 | 5.6545 | 5.789 | 5.789 | 5.789 | 5.789 | 5.789 | 5.789 | 5.789 | 5.789 | 5.789 | 5.789 | 5.789 | 5.789 | 3433.9498 | 143.2774 | 8.1252e-05 | 7373.1383 | 4177.7843 | 246.6216 | 10.3945 | 3577.2272 | 257.0161 | 3320.2111 | -857.5732 | FALSE
| 60391831 | BAS024 | BAS | 22KV | 161.57 | 1 | 37239.5893 | 50% | Three phase | 97.13 | 0.0012005 | 0.0013139 | 0.0014386 | 0.0015757 | 0.0017265 | 0.0018924 | 0.002075 | 0.0022758 | 0.0024969 | 0.0027404 | 0.0030084 | 0.0033036 | 0.0036288 | 0.003987 | 0.0043816 | 0.0048166 | 0.0052954 | 0.0052954 | 0.0052954 | 0.0052954 | 7.338 | 4.765 | 4.9125 | 5.055 | 5.1745 | 5.302 | 5.4665 | 5.6545 | 5.789 | 5.789 | 5.789 | 5.789 | 5.789 | 5.789 | 5.789 | 5.789 | 5.789 | 5.789 | 5.789 | 5.789 | 8801.9594 | 782.1513 | 0.00017294 | 15693.2941 | 8892.1698 | 524.9196 | 47.0898 | 9584.1107 | 572.0094 | 9012.1013 | 119.9315 | TRUE
| 60391840 | BAS024 | BAS | 22KV | 249.33 | 1 | 37239.5893 | 50% | Three phase | 97.13 | 0.0023438 | 0.0025327 | 0.0027375 | 0.0029597 | 0.0032006 | 0.003462 | 0.0037455 | 0.0040532 | 0.0043871 | 0.0047495 | 0.0051429 | 0.00557 | 0.0060337 | 0.0065372 | 0.0070839 | 0.0076778 | 0.0081717 | 0.0081717 | 0.0081717 | 0.0081717 | 7.338 | 4.765 | 4.9125 | 5.055 | 5.1745 | 5.302 | 5.4665 | 5.6545 | 5.789 | 5.789 | 5.789 | 5.789 | 5.789 | 5.789 | 5.789 | 5.789 | 5.789 | 5.789 | 5.789 | 5.789 | 14825.1584 | 2036.0771 | 0.00026687 | 24217.4229 | 13722.1309 | 810.0403 | 112.1384 | 16861.2355 | 922.1787 | 15939.0568 | 2216.9259 | TRUE
| 60391850 | BAS034 | BAS | 22KV | 85.3 | 2 | 37239.5893 | 33.33% | Three phase | 97.13 | 0.00061917 | 0.00065484 | 0.00069267 | 0.00073279 | 0.00077536 | 0.00082051 | 0.00086842 | 0.00091924 | 0.00097318 | 0.0010304 | 0.0010912 | 0.0011556 | 0.0012241 | 0.0012967 | 0.0013738 | 0.0014557 | 0.0015426 | 0.0016349 | 0.0017329 | 0.0018369 | 3.5023 | 3.549 | 3.6103 | 3.664 | 3.6987 | 3.7377 | 3.8013 | 3.8853 | 3.934 | 3.934 | 3.934 | 3.934 | 3.934 | 3.934 | 3.934 | 3.934 | 3.934 | 3.934 | 3.934 | 3.934 | 2177.9901 | 151.0932 | 9.1302e-05 | 8285.189 | 4694.5725 | 187.1651 | 13.1251 | 2329.0833 | 200.2902 | 2128.7931 | -2565.7794 | FALSE
| 60391855 | BAS034 | BAS | 22KV | 572.2 | 2 | 37239.5893 | 33.33% | Three phase | 97.13 | 0.0053879 | 0.0058913 | 0.0064439 | 0.0070506 | 0.0077169 | 0.0084488 | 0.0092529 | 0.010136 | 0.011107 | 0.012174 | 0.013347 | 0.014637 | 0.016056 | 0.017615 | 0.018754 | 0.018754 | 0.018754 | 0.018754 | 0.018754 | 0.018754 | 3.5023 | 3.549 | 3.6103 | 3.664 | 3.6987 | 3.7377 | 3.8013 | 3.8853 | 3.934 | 3.934 | 3.934 | 3.934 | 3.934 | 3.934 | 3.934 | 3.934 | 3.934 | 3.934 | 3.934 | 3.934 | 24802.6654 | 11500.3175 | 0.00061246 | 55577.786 | 31491.6107 | 1255.5201 | 590.61 | 36302.9829 | 1846.1301 | 34456.8528 | 2965.2421 | TRUE
| 60391856 | BAS034 | BAS | 22KV | 10.77 | 2 | 37239.5893 | 33.33% | Three phase | 97.13 | 0.00010141 | 0.00011089 | 0.00012129 | 0.00013271 | 0.00014525 | 0.00015902 | 0.00017416 | 0.00019079 | 0.00020906 | 0.00022915 | 0.00025123 | 0.0002755 | 0.0003022 | 0.00033156 | 0.00035298 | 0.00035298 | 0.00035298 | 0.00035298 | 0.00035298 | 0.00035298 | 3.5023 | 3.549 | 3.6103 | 3.664 | 3.6987 | 3.7377 | 3.8013 | 3.8853 | 3.934 | 3.934 | 3.934 | 3.934 | 3.934 | 3.934 | 3.934 | 3.934 | 3.934 | 3.934 | 3.934 | 3.934 | 466.838 | 4.0742 | 1.1528e-05 | 1046.0901 | 592.7379 | 23.6315 | 0.20924 | 470.9122 | 23.8407 | 447.0715 | -145.6665 | FALSE
| 60391857 | BAS034 | BAS | 22KV | 428.37 | 2 | 37239.5893 | 33.33% | Three phase | 97.13 | 0.0040336 | 0.0044104 | 0.0048241 | 0.0052783 | 0.0057772 | 0.0063251 | 0.006927 | 0.0075884 | 0.0083153 | 0.0091142 | 0.0099924 | 0.010958 | 0.01202 | 0.013188 | 0.01404 | 0.01404 | 0.01404 | 0.01404 | 0.01404 | 0.01404 | 3.5023 | 3.549 | 3.6103 | 3.664 | 3.6987 | 3.7377 | 3.8013 | 3.8853 | 3.934 | 3.934 | 3.934 | 3.934 | 3.934 | 3.934 | 3.934 | 3.934 | 3.934 | 3.934 | 3.934 | 3.934 | 18568.1891 | 6445.4348 | 0.00045851 | 41607.5781 | 23575.7799 | 939.9286 | 331.0116 | 25013.6239 | 1270.9402 | 23742.6837 | 166.9038 | TRUE
| 60391876 | BAS034 | BAS | 22KV | 751.46 | 2 | 37239.5893 | 33.33% | Three phase | 97.13 | 0.0058146 | 0.0063388 | 0.0069127 | 0.007541 | 0.0082292 | 0.008983 | 0.0098089 | 0.010714 | 0.011706 | 0.012793 | 0.013985 | 0.015291 | 0.016724 | 0.018296 | 0.020021 | 0.021912 | 0.023988 | 0.024629 | 0.024629 | 0.024629 | 3.5023 | 3.549 | 3.6103 | 3.664 | 3.6987 | 3.7377 | 3.8013 | 3.8853 | 3.934 | 3.934 | 3.934 | 3.934 | 3.934 | 3.934 | 3.934 | 3.934 | 3.934 | 3.934 | 3.934 | 3.934 | 27852.7923 | 16946.1331 | 0.00080434 | 72989.3098 | 41357.3677 | 1648.852 | 1018.6309 | 44798.9254 | 2667.4829 | 42131.4425 | 774.0748 | TRUE
| 60391877 | BAS034 | BAS | 22KV | 100.11 | 2 | 37239.5893 | 33.33% | Three phase | 97.13 | 0.00069687 | 0.00075956 | 0.00082819 | 0.00090335 | 0.00098565 | 0.0010758 | 0.0011746 | 0.0012829 | 0.0014015 | 0.0015316 | 0.0016742 | 0.0018306 | 0.0020021 | 0.0021902 | 0.0023966 | 0.002623 | 0.0028716 | 0.0031443 | 0.0032811 | 0.0032811 | 3.5023 | 3.549 | 3.6103 | 3.664 | 3.6987 | 3.7377 | 3.8013 | 3.8853 | 3.934 | 3.934 | 3.934 | 3.934 | 3.934 | 3.934 | 3.934 | 3.934 | 3.934 | 3.934 | 3.934 | 3.934 | 3401.282 | 275.5962 | 0.00010715 | 9723.6843 | 5509.656 | 219.6612 | 18.0784 | 3676.8782 | 237.7396 | 3439.1387 | -2070.5173 | FALSE
| 60391885 | BAS034 | BAS | 22KV | 58.52 | 2 | 37239.5893 | 33.33% | Three phase | 97.13 | 0.00043483 | 0.00047591 | 0.00052107 | 0.00057073 | 0.00062534 | 0.00068543 | 0.00075154 | 0.0008243 | 0.00090438 | 0.00099255 | 0.0010896 | 0.0011966 | 0.0013143 | 0.0014441 | 0.001587 | 0.0017445 | 0.001918 | 0.001918 | 0.001918 | 0.001918 | 3.5023 | 3.549 | 3.6103 | 3.664 | 3.6987 | 3.7377 | 3.8013 | 3.8853 | 3.934 | 3.934 | 3.934 | 3.934 | 3.934 | 3.934 | 3.934 | 3.934 | 3.934 | 3.934 | 3.934 | 3.934 | 2166.6647 | 102.6072 | 6.2638e-05 | 5684.0476 | 3220.7079 | 128.4045 | 6.1775 | 2269.2719 | 134.582 | 2134.6899 | -1086.018 | FALSE
| 60391893 | BAS034 | BAS | 22KV | 92.44 | 2 | 37239.5893 | 33.33% | Three phase | 97.13 | 0.00088525 | 0.00096537 | 0.0010531 | 0.0011491 | 0.0012543 | 0.0013695 | 0.0014956 | 0.0016339 | 0.0017854 | 0.0019514 | 0.0021334 | 0.0023329 | 0.0025516 | 0.0027915 | 0.0030297 | 0.0030297 | 0.0030297 | 0.0030297 | 0.0030297 | 0.0030297 | 3.5023 | 3.549 | 3.6103 | 3.664 | 3.6987 | 3.7377 | 3.8013 | 3.8853 | 3.934 | 3.934 | 3.934 | 3.934 | 3.934 | 3.934 | 3.934 | 3.934 | 3.934 | 3.934 | 3.934 | 3.934 | 3997.2301 | 299.4879 | 9.8945e-05 | 8978.6972 | 5087.5297 | 202.8317 | 15.4143 | 4296.718 | 218.246 | 4078.472 | -1009.0577 | FALSE
| 60391906 | BAS034 | BAS | 22KV | 244.49 | 2 | 37239.5893 | 33.33% | Three phase | 97.13 | 0.002264 | 0.0024547 | 0.0026622 | 0.002888 | 0.0031339 | 0.0034015 | 0.0036929 | 0.0040102 | 0.0043559 | 0.0047323 | 0.0051425 | 0.0055894 | 0.0060763 | 0.0066071 | 0.0071855 | 0.0078161 | 0.0080131 | 0.0080131 | 0.0080131 | 0.0080131 | 3.5023 | 3.549 | 3.6103 | 3.664 | 3.6987 | 3.7377 | 3.8013 | 3.8853 | 3.934 | 3.934 | 3.934 | 3.934 | 3.934 | 3.934 | 3.934 | 3.934 | 3.934 | 3.934 | 3.934 | 3.934 | 9984.9748 | 1978.9471 | 0.00026169 | 23747.3137 | 13455.7566 | 536.4595 | 107.8269 | 11963.922 | 644.2864 | 11319.6355 | -2136.121 | FALSE
| 60391907 | BAS034 | BAS | 22KV | 60.28 | 2 | 37239.5893 | 33.33% | Three phase | 97.13 | 0.0005606 | 0.0006025 | 0.00064768 | 0.00069641 | 0.00074895 | 0.00080563 | 0.00086677 | 0.00093273 | 0.0010039 | 0.0010807 | 0.0011636 | 0.0012531 | 0.0013496 | 0.0014539 | 0.0015664 | 0.001688 | 0.0018192 | 0.001961 | 0.0019757 | 0.0019757 | 3.5023 | 3.549 | 3.6103 | 3.664 | 3.6987 | 3.7377 | 3.8013 | 3.8853 | 3.934 | 3.934 | 3.934 | 3.934 | 3.934 | 3.934 | 3.934 | 3.934 | 3.934 | 3.934 | 3.934 | 3.934 | 2318.0382 | 113.3602 | 6.4522e-05 | 5854.9964 | 3317.5713 | 132.2663 | 6.5547 | 2431.3984 | 138.8209 | 2292.5774 | -1024.9938 | FALSE
| 60391912 | BAS034 | BAS | 22KV | 80.61 | 2 | 37239.5893 | 33.33% | Three phase | 97.13 | 0.00074894 | 0.00082 | 0.00089812 | 0.00098402 | 0.0010785 | 0.0011824 | 0.0012967 | 0.0014225 | 0.0015609 | 0.0017133 | 0.0018811 | 0.0020658 | 0.0022692 | 0.0024933 | 0.002642 | 0.002642 | 0.002642 | 0.002642 | 0.002642 | 0.002642 | 3.5023 | 3.549 | 3.6103 | 3.664 | 3.6987 | 3.7377 | 3.8013 | 3.8853 | 3.934 | 3.934 | 3.934 | 3.934 | 3.934 | 3.934 | 3.934 | 3.934 | 3.934 | 3.934 | 3.934 | 3.934 | 3487.5787 | 227.7793 | 8.6282e-05 | 7829.6493 | 4436.4536 | 176.8743 | 11.7215 | 3715.358 | 188.5958 | 3526.7622 | -909.6914 | FALSE
| 60391924 | BAS034 | BAS | 22KV | 37.74 | 2 | 37239.5893 | 33.33% | Three phase | 97.13 | 0.00035326 | 0.0003851 | 0.00041995 | 0.0004581 | 0.00049985 | 0.00054558 | 0.00059565 | 0.00065049 | 0.00071057 | 0.00077639 | 0.00084851 | 0.00092756 | 0.0010142 | 0.0011092 | 0.0012133 | 0.0012369 | 0.0012369 | 0.0012369 | 0.0012369 | 0.0012369 | 3.5023 | 3.549 | 3.6103 | 3.664 | 3.6987 | 3.7377 | 3.8013 | 3.8853 | 3.934 | 3.934 | 3.934 | 3.934 | 3.934 | 3.934 | 3.934 | 3.934 | 3.934 | 3.934 | 3.934 | 3.934 | 1604.2045 | 49.0647 | 4.0396e-05 | 3665.6862 | 2077.0594 | 82.809 | 2.5693 | 1653.2692 | 85.3783 | 1567.8909 | -509.1685 | FALSE
| 60391927 | BAS034 | BAS | 22KV | 559.28 | 2 | 37239.5893 | 33.33% | Three phase | 97.13 | 0.0052662 | 0.0057582 | 0.0062984 | 0.0068914 | 0.0075427 | 0.008258 | 0.0090439 | 0.0099075 | 0.010856 | 0.011899 | 0.013046 | 0.014307 | 0.015693 | 0.017218 | 0.01833 | 0.01833 | 0.01833 | 0.01833 | 0.01833 | 0.01833 | 3.5023 | 3.549 | 3.6103 | 3.664 | 3.6987 | 3.7377 | 3.8013 | 3.8853 | 3.934 | 3.934 | 3.934 | 3.934 | 3.934 | 3.934 | 3.934 | 3.934 | 3.934 | 3.934 | 3.934 | 3.934 | 24242.6332 | 10986.8375 | 0.00059863 | 54322.8664 | 30780.5453 | 1227.1711 | 564.2398 | 35229.4707 | 1791.4108 | 33438.0599 | 2657.5146 | TRUE
| 60391929 | BAS034 | BAS | 22KV | 274.64 | 2 | 37239.5893 | 33.33% | Three phase | 97.13 | 0.0020407 | 0.0022335 | 0.0024454 | 0.0026785 | 0.0029348 | 0.0032168 | 0.0035271 | 0.0038685 | 0.0042444 | 0.0046581 | 0.0051138 | 0.0056155 | 0.0061682 | 0.0067771 | 0.007448 | 0.0081873 | 0.0090013 | 0.0090013 | 0.0090013 | 0.0090013 | 3.5023 | 3.549 | 3.6103 | 3.664 | 3.6987 | 3.7377 | 3.8013 | 3.8853 | 3.934 | 3.934 | 3.934 | 3.934 | 3.934 | 3.934 | 3.934 | 3.934 | 3.934 | 3.934 | 3.934 | 3.934 | 10168.3661 | 2259.9401 | 0.00029397 | 26675.7832 | 15115.0926 | 602.6145 | 136.0607 | 12428.3062 | 738.6752 | 11689.6309 | -3425.4616 | FALSE
| 60391932 | BAS034 | BAS | 22KV | 51.56 | 2 | 37239.5893 | 33.33% | Three phase | 97.13 | 0.00042827 | 0.00046882 | 0.0005134 | 0.00056242 | 0.00061633 | 0.00067563 | 0.00074088 | 0.00081268 | 0.0008917 | 0.0009787 | 0.0010745 | 0.00118 | 0.0012961 | 0.0014241 | 0.001565 | 0.0016899 | 0.0016899 | 0.0016899 | 0.0016899 | 0.0016899 | 3.5023 | 3.549 | 3.6103 | 3.664 | 3.6987 | 3.7377 | 3.8013 | 3.8853 | 3.934 | 3.934 | 3.934 | 3.934 | 3.934 | 3.934 | 3.934 | 3.934 | 3.934 | 3.934 | 3.934 | 3.934 | 2070.0027 | 86.4163 | 5.5188e-05 | 5008.0228 | 2837.6572 | 113.1328 | 4.7955 | 2156.419 | 117.9283 | 2038.4906 | -799.1666 | FALSE
| 60391933 | BAS034 | BAS | 22KV | 371.45 | 2 | 37239.5893 | 33.33% | Three phase | 97.13 | 0.0028742 | 0.0031333 | 0.003417 | 0.0037276 | 0.0040677 | 0.0044404 | 0.0048486 | 0.0052959 | 0.0057862 | 0.0063235 | 0.0069126 | 0.0075586 | 0.008267 | 0.009044 | 0.0098962 | 0.010831 | 0.011857 | 0.012174 | 0.012174 | 0.012174 | 3.5023 | 3.549 | 3.6103 | 3.664 | 3.6987 | 3.7377 | 3.8013 | 3.8853 | 3.934 | 3.934 | 3.934 | 3.934 | 3.934 | 3.934 | 3.934 | 3.934 | 3.934 | 3.934 | 3.934 | 3.934 | 13767.7584 | 4140.565 | 0.00039759 | 36078.9385 | 20443.1297 | 815.0349 | 248.8891 | 17908.3233 | 1063.9239 | 16844.3994 | -3598.7303 | FALSE
| 60461167 | WIN011 | WIN | 22KV | 1015.59 | 12 | 36385.0727 | 7.692% | Covered | 390 | 0.012586 | 0.013547 | 0.014584 | 0.015703 | 0.016912 | 0.018217 | 0.019627 | 0.02115 | 0.022794 | 0.024571 | 0.02649 | 0.028564 | 0.030805 | 0.033226 | 0.033286 | 0.033286 | 0.033286 | 0.033286 | 0.033286 | 0.033286 | 0.34723 | 0.35015 | 0.35531 | 0.35785 | 0.35885 | 0.36123 | 0.36615 | 0.371 | 0.37038 | 0.37038 | 0.37038 | 0.37038 | 0.37038 | 0.37038 | 0.37038 | 0.37038 | 0.37038 | 0.37038 | 0.37038 | 0.37038 | 4521.2275 | 161105.6991 | 0.0010871 | 396080.1 | 224427.8014 | 208.3665 | 7470.5599 | 165626.9266 | 7678.9264 | 157948.0002 | -66479.8012 | FALSE
| 60402475 | CLC001 | CLC | 22KV | 85.62 | 0 | 44906.1835 | 100% | Three phase | 97.13 | 0.00081135 | 0.00089002 | 0.00097667 | 0.0010721 | 0.0011773 | 0.0012932 | 0.001421 | 0.0015619 | 0.0017173 | 0.0018887 | 0.0020777 | 0.0022862 | 0.0025164 | 0.0027703 | 0.0028062 | 0.0028062 | 0.0028062 | 0.0028062 | 0.0028062 | 0.0028062 | 7.617 | 7.583 | 7.579 | 7.579 | 7.549 | 7.525 | 7.548 | 7.568 | 7.558 | 7.558 | 7.558 | 7.558 | 7.558 | 7.558 | 7.558 | 7.558 | 7.558 | 7.558 | 7.558 | 7.558 | 8935.2916 | 262.644 | 9.1645e-05 | 8316.2706 | 4712.184 | 450.0842 | 13.2238 | 9197.9355 | 463.308 | 8734.6276 | 4022.4435 | TRUE
| 60402478 | CLC001 | CLC | 22KV | 36.58 | 0 | 44906.1835 | 100% | Three phase | 97.13 | 0.00025867 | 0.0002843 | 0.00031262 | 0.0003439 | 0.00037846 | 0.00041666 | 0.00045888 | 0.00050557 | 0.0005572 | 0.00061431 | 0.00067749 | 0.0007474 | 0.00082478 | 0.00091044 | 0.0010053 | 0.0011103 | 0.0011989 | 0.0011989 | 0.0011989 | 0.0011989 | 7.617 | 7.583 | 7.579 | 7.579 | 7.549 | 7.525 | 7.548 | 7.568 | 7.558 | 7.558 | 7.558 | 7.558 | 7.558 | 7.558 | 7.558 | 7.558 | 7.558 | 7.558 | 7.558 | 7.558 | 3167.8783 | 39.7841 | 3.9154e-05 | 3553.0154 | 2013.2176 | 192.2924 | 2.4138 | 3207.6624 | 194.7062 | 3012.9562 | 999.7386 | TRUE
| 60402484 | CLC001 | CLC | 22KV | 521.17 | 0 | 44906.1835 | 100% | Three phase | 97.13 | 0.0047776 | 0.0050976 | 0.00544 | 0.0058064 | 0.0061986 | 0.0066184 | 0.0070679 | 0.007549 | 0.0080642 | 0.0086159 | 0.0092067 | 0.0098395 | 0.010517 | 0.011243 | 0.012021 | 0.012854 | 0.013747 | 0.014704 | 0.015729 | 0.016827 | 7.617 | 7.583 | 7.579 | 7.579 | 7.549 | 7.525 | 7.548 | 7.568 | 7.558 | 7.558 | 7.558 | 7.558 | 7.558 | 7.558 | 7.558 | 7.558 | 7.558 | 7.558 | 7.558 | 7.558 | 43712.8934 | 7820.5821 | 0.00055784 | 50621.2421 | 28683.1226 | 2739.6679 | 489.9637 | 51533.4755 | 3229.6317 | 48303.8438 | 19620.7212 | TRUE
| 60402486 | CLC001 | CLC | 22KV | 38.76 | 0 | 44906.1835 | 100% | Three phase | 97.13 | 0.00021762 | 0.00023907 | 0.00026276 | 0.00028894 | 0.00031787 | 0.00034984 | 0.00038519 | 0.00042429 | 0.00046753 | 0.00051537 | 0.00056831 | 0.0006269 | 0.00069177 | 0.00076359 | 0.00084313 | 0.00093124 | 0.0010288 | 0.001137 | 0.0012569 | 0.0012703 | 7.617 | 7.583 | 7.579 | 7.579 | 7.549 | 7.525 | 7.548 | 7.568 | 7.558 | 7.558 | 7.558 | 7.558 | 7.558 | 7.558 | 7.558 | 7.558 | 7.558 | 7.558 | 7.558 | 7.558 | 2778.2321 | 36.9705 | 4.1487e-05 | 3764.7588 | 2133.1961 | 203.7522 | 2.71 | 2815.2026 | 206.4622 | 2608.7404 | 475.5443 | TRUE
| 60402513 | CLC002 | CLC | 22KV | 73.23 | 0 | 44906.1835 | 100% | Three phase | 97.13 | 0.00067985 | 0.00073807 | 0.00080151 | 0.00087065 | 0.000946 | 0.0010282 | 0.0011177 | 0.0012154 | 0.0013219 | 0.0014381 | 0.0015649 | 0.0017032 | 0.0018541 | 0.0020189 | 0.0021987 | 0.0023949 | 0.0024001 | 0.0024001 | 0.0024001 | 0.0024001 | 5.704 | 5.694 | 5.721 | 5.729 | 5.733 | 5.746 | 5.789 | 5.865 | 5.853 | 5.853 | 5.853 | 5.853 | 5.853 | 5.853 | 5.853 | 5.853 | 5.853 | 5.853 | 5.853 | 5.853 | 5495.9662 | 179.4078 | 7.8383e-05 | 7112.8299 | 4030.2878 | 295.2006 | 9.6735 | 5675.374 | 304.8741 | 5370.4999 | 1340.2121 | TRUE
| 60402514 | CLC002 | CLC | 22KV | 231.15 | 0 | 44906.1835 | 100% | Three phase | 97.13 | 0.0021632 | 0.0023322 | 0.0025151 | 0.002713 | 0.0029271 | 0.0031587 | 0.0034095 | 0.003681 | 0.0039749 | 0.0042931 | 0.0046376 | 0.0050108 | 0.005415 | 0.0058528 | 0.0063271 | 0.006841 | 0.0073978 | 0.0075759 | 0.0075759 | 0.0075759 | 5.704 | 5.694 | 5.721 | 5.729 | 5.733 | 5.746 | 5.789 | 5.865 | 5.853 | 5.853 | 5.853 | 5.853 | 5.853 | 5.853 | 5.853 | 5.853 | 5.853 | 5.853 | 5.853 | 5.853 | 16652.2706 | 1716.1095 | 0.00024742 | 22451.5995 | 12721.576 | 931.7987 | 96.3813 | 18368.38 | 1028.1801 | 17340.2 | 4618.6239 | TRUE
| 60402522 | CLC002 | CLC | 22KV | 77.04 | 0 | 44906.1835 | 100% | Three phase | 97.13 | 0.00089017 | 0.00096685 | 0.0010504 | 0.0011415 | 0.0012408 | 0.001349 | 0.001467 | 0.0015958 | 0.0017362 | 0.0018893 | 0.0020564 | 0.0022387 | 0.0024376 | 0.002525 | 0.002525 | 0.002525 | 0.002525 | 0.002525 | 0.002525 | 0.002525 | 5.704 | 5.694 | 5.721 | 5.729 | 5.733 | 5.746 | 5.789 | 5.865 | 5.853 | 5.853 | 5.853 | 5.853 | 5.853 | 5.853 | 5.853 | 5.853 | 5.853 | 5.853 | 5.853 | 5.853 | 6686.2474 | 229.7108 | 8.2461e-05 | 7482.8952 | 4239.975 | 310.5593 | 10.7063 | 6915.9581 | 321.2655 | 6594.6926 | 2354.7176 | TRUE
| 60402524 | CLC002 | CLC | 22KV | 223.68 | 0 | 44906.1835 | 100% | Three phase | 97.13 | 0.0021062 | 0.002303 | 0.002519 | 0.0027562 | 0.0030166 | 0.0033027 | 0.0036171 | 0.0039624 | 0.0043419 | 0.0047591 | 0.0052177 | 0.0057219 | 0.0062763 | 0.0068861 | 0.0073311 | 0.0073311 | 0.0073311 | 0.0073311 | 0.0073311 | 0.0073311 | 5.704 | 5.694 | 5.721 | 5.729 | 5.733 | 5.746 | 5.789 | 5.865 | 5.853 | 5.853 | 5.853 | 5.853 | 5.853 | 5.853 | 5.853 | 5.853 | 5.853 | 5.853 | 5.853 | 5.853 | 17626.5489 | 1757.3911 | 0.00023942 | 21726.0384 | 12310.457 | 901.6861 | 90.2525 | 19383.9401 | 991.9386 | 18392.0015 | 6081.5445 | TRUE
| 60402565 | CLC002 | CLC | 22KV | 536.73 | 0 | 44906.1835 | 100% | Three phase | 97.13 | 0.0049867 | 0.0054599 | 0.00598 | 0.0065519 | 0.0071809 | 0.0078728 | 0.0086339 | 0.0094715 | 0.010393 | 0.011408 | 0.012525 | 0.013755 | 0.015109 | 0.016601 | 0.017591 | 0.017591 | 0.017591 | 0.017591 | 0.017591 | 0.017591 | 5.704 | 5.694 | 5.721 | 5.729 | 5.733 | 5.746 | 5.789 | 5.865 | 5.853 | 5.853 | 5.853 | 5.853 | 5.853 | 5.853 | 5.853 | 5.853 | 5.853 | 5.853 | 5.853 | 5.853 | 42211.9514 | 10098.2963 | 0.0005745 | 52132.5849 | 29539.4831 | 2163.6354 | 519.6571 | 52310.2478 | 2683.2925 | 49626.9553 | 20087.4722 | TRUE
| 60402817 | CLC003 | CLC | 22KV | 1436.42 | 26 | 44906.1835 | 3.704% | Single phase | 44.74 | 0.017874 | 0.019278 | 0.020797 | 0.02244 | 0.024218 | 0.026142 | 0.028224 | 0.030478 | 0.032918 | 0.035559 | 0.038419 | 0.041516 | 0.04487 | 0.047078 | 0.047078 | 0.047078 | 0.047078 | 0.047078 | 0.047078 | 0.047078 | 0.23826 | 0.24185 | 0.247 | 0.25026 | 0.25189 | 0.25526 | 0.26056 | 0.26574 | 0.26674 | 0.26674 | 0.26674 | 0.26674 | 0.26674 | 0.26674 | 0.26674 | 0.26674 | 0.26674 | 0.26674 | 0.26674 | 0.26674 | 5699.3889 | 37381.8758 | 0.0015375 | 64265.4308 | 36414.2236 | 258.5318 | 1714.3938 | 43081.2647 | 1972.9256 | 41108.3391 | 4694.1155 | TRUE
| 60402860 | CLC003 | CLC | 22KV | 2707.2 | 26 | 44906.1835 | 3.704% | Covered | 390 | 0.025784 | 0.027836 | 0.030058 | 0.032466 | 0.035075 | 0.037902 | 0.040966 | 0.044287 | 0.047888 | 0.051792 | 0.056025 | 0.060616 | 0.065595 | 0.070996 | 0.076855 | 0.083212 | 0.088728 | 0.088728 | 0.088728 | 0.088728 | 0.23826 | 0.24185 | 0.247 | 0.25026 | 0.25189 | 0.25526 | 0.26056 | 0.26574 | 0.26674 | 0.26674 | 0.26674 | 0.26674 | 0.26674 | 0.26674 | 0.26674 | 0.26674 | 0.26674 | 0.26674 | 0.26674 | 0.26674 | 8990.5697 | 967298.6839 | 0.0028977 | 1055808 | 598244.315 | 487.2512 | 53083.1888 | 976289.2536 | 53570.4399 | 922718.8137 | 324474.4987 | TRUE
| 60403195 | CLC004 | CLC | 22KV | 1534.69 | 4 | 44906.1835 | 20% | Three phase | 97.13 | 0.019179 | 0.020731 | 0.022413 | 0.024237 | 0.026216 | 0.028361 | 0.030689 | 0.033214 | 0.035954 | 0.038926 | 0.042152 | 0.045654 | 0.049455 | 0.050299 | 0.050299 | 0.050299 | 0.050299 | 0.050299 | 0.050299 | 0.050299 | 1.7638 | 1.8692 | 1.8814 | 1.8846 | 1.882 | 1.887 | 1.9032 | 1.9178 | 1.911 | 1.911 | 1.911 | 1.911 | 1.911 | 1.911 | 1.911 | 1.911 | 1.911 | 1.911 | 1.911 | 1.911 | 44696.0269 | 93728.1252 | 0.0016427 | 149064.4397 | 84463.2297 | 2017.5505 | 4248.6057 | 138424.1522 | 6266.1562 | 132157.9959 | 47694.7662 | TRUE
| 60403197 | CLC004 | CLC | 22KV | 20.14 | 4 | 44906.1835 | 20% | Three phase | 97.13 | 0.00018848 | 0.00020321 | 0.00021914 | 0.00023638 | 0.00025503 | 0.00027522 | 0.00029707 | 0.00032072 | 0.00034633 | 0.00037405 | 0.00040408 | 0.00043659 | 0.00047181 | 0.00050995 | 0.00055128 | 0.00059605 | 0.00064457 | 0.00066008 | 0.00066008 | 0.00066008 | 1.7638 | 1.8692 | 1.8814 | 1.8846 | 1.882 | 1.887 | 1.9032 | 1.9178 | 1.911 | 1.911 | 1.911 | 1.911 | 1.911 | 1.911 | 1.911 | 1.911 | 1.911 | 1.911 | 1.911 | 1.911 | 473.6251 | 13.028 | 2.1557e-05 | 1956.1982 | 1108.4254 | 26.4767 | 0.73168 | 486.6531 | 27.2083 | 459.4447 | -648.9807 | FALSE
| 60403204 | CLC004 | CLC | 22KV | 500.91 | 4 | 44906.1835 | 20% | Single phase | 44.74 | 0.0062076 | 0.0066814 | 0.007193 | 0.0077452 | 0.0083414 | 0.0089852 | 0.0096805 | 0.010431 | 0.011243 | 0.012119 | 0.013065 | 0.014088 | 0.015193 | 0.016388 | 0.016417 | 0.016417 | 0.016417 | 0.016417 | 0.016417 | 0.016417 | 1.7638 | 1.8692 | 1.8814 | 1.8846 | 1.882 | 1.887 | 1.9032 | 1.9178 | 1.911 | 1.911 | 1.911 | 1.911 | 1.911 | 1.911 | 1.911 | 1.911 | 1.911 | 1.911 | 1.911 | 1.911 | 14260.0628 | 4495.9849 | 0.00053616 | 22410.7134 | 12698.4091 | 658.5116 | 208.4813 | 18756.0478 | 866.9929 | 17889.0548 | 5190.6458 | TRUE
| 60403205 | CLC004 | CLC | 22KV | 1584.1 | 4 | 44906.1835 | 20% | Three phase | 97.13 | 0.014762 | 0.015882 | 0.01709 | 0.018395 | 0.019803 | 0.021324 | 0.022967 | 0.024741 | 0.026657 | 0.028727 | 0.030963 | 0.033379 | 0.035991 | 0.038813 | 0.041863 | 0.04516 | 0.048725 | 0.051919 | 0.051919 | 0.051919 | 1.7638 | 1.8692 | 1.8814 | 1.8846 | 1.882 | 1.887 | 1.9032 | 1.9178 | 1.911 | 1.911 | 1.911 | 1.911 | 1.911 | 1.911 | 1.911 | 1.911 | 1.911 | 1.911 | 1.911 | 1.911 | 36534.8352 | 79049.7921 | 0.0016956 | 153863.633 | 87182.5594 | 2082.5064 | 4526.5809 | 115584.6272 | 6609.0874 | 108975.5399 | 21792.9804 | TRUE
| 60403206 | CLC004 | CLC | 22KV | 1378.31 | 4 | 44906.1835 | 20% | Three phase | 97.13 | 0.012439 | 0.013168 | 0.013941 | 0.014762 | 0.015634 | 0.016559 | 0.017541 | 0.018584 | 0.019692 | 0.020867 | 0.022116 | 0.023443 | 0.024851 | 0.026347 | 0.027937 | 0.029625 | 0.031419 | 0.033325 | 0.03535 | 0.037502 | 1.7638 | 1.8692 | 1.8814 | 1.8846 | 1.882 | 1.887 | 1.9032 | 1.9178 | 1.911 | 1.911 | 1.911 | 1.911 | 1.911 | 1.911 | 1.911 | 1.911 | 1.911 | 1.911 | 1.911 | 1.911 | 26266.0496 | 49488.4576 | 0.0014753 | 133875.2503 | 75856.6969 | 1811.9686 | 3426.8802 | 75754.5071 | 5238.8487 | 70515.6584 | -5341.0385 | FALSE
| 60403207 | CLC004 | CLC | 22KV | 376.54 | 4 | 44906.1835 | 20% | Three phase | 97.13 | 0.0035455 | 0.0038768 | 0.0042404 | 0.0046397 | 0.0050782 | 0.0055598 | 0.0060889 | 0.0066703 | 0.0073092 | 0.0080114 | 0.0087834 | 0.0096321 | 0.010565 | 0.011592 | 0.012341 | 0.012341 | 0.012341 | 0.012341 | 0.012341 | 0.012341 | 1.7638 | 1.8692 | 1.8814 | 1.8846 | 1.882 | 1.887 | 1.9032 | 1.9178 | 1.911 | 1.911 | 1.911 | 1.911 | 1.911 | 1.911 | 1.911 | 1.911 | 1.911 | 1.911 | 1.911 | 1.911 | 9686.9715 | 4980.0805 | 0.00040304 | 36573.3302 | 20723.263 | 495.011 | 255.7569 | 14667.052 | 750.7679 | 13916.2841 | -6806.9789 | FALSE
| 60403208 | CLC004 | CLC | 22KV | 2685.91 | 4 | 44906.1835 | 20% | Three phase | 97.13 | 0.024979 | 0.026846 | 0.028859 | 0.03103 | 0.033371 | 0.035897 | 0.038621 | 0.04156 | 0.044731 | 0.048153 | 0.051847 | 0.055833 | 0.060136 | 0.064781 | 0.069797 | 0.075212 | 0.08106 | 0.087375 | 0.08803 | 0.08803 | 1.7638 | 1.8692 | 1.8814 | 1.8846 | 1.882 | 1.887 | 1.9032 | 1.9178 | 1.911 | 1.911 | 1.911 | 1.911 | 1.911 | 1.911 | 1.911 | 1.911 | 1.911 | 1.911 | 1.911 | 1.911 | 61345.0555 | 225059.3785 | 0.0028749 | 260882.4383 | 147821.7968 | 3530.9796 | 13013.3172 | 286404.434 | 16544.2968 | 269860.1372 | 122038.3404 | TRUE
| 60403225 | CLC004 | CLC | 22KV | 1966.17 | 4 | 44906.1835 | 20% | Single phase | 44.74 | 0.024366 | 0.026226 | 0.028234 | 0.030401 | 0.032742 | 0.035269 | 0.037998 | 0.040945 | 0.044129 | 0.047569 | 0.051284 | 0.055299 | 0.059637 | 0.064326 | 0.064441 | 0.064441 | 0.064441 | 0.064441 | 0.064441 | 0.064441 | 1.7638 | 1.8692 | 1.8814 | 1.8846 | 1.882 | 1.887 | 1.9032 | 1.9178 | 1.911 | 1.911 | 1.911 | 1.911 | 1.911 | 1.911 | 1.911 | 1.911 | 1.911 | 1.911 | 1.911 | 1.911 | 55973.5437 | 69270.3808 | 0.0021045 | 87966.4458 | 49843.7463 | 2584.7874 | 3212.1057 | 125243.9245 | 5796.893 | 119447.0315 | 69603.2852 | TRUE
| 60403234 | CLC004 | CLC | 22KV | 1294.27 | 4 | 44906.1835 | 20% | Three phase | 97.13 | 0.016072 | 0.017316 | 0.018661 | 0.020114 | 0.021685 | 0.023383 | 0.025218 | 0.027203 | 0.029349 | 0.031669 | 0.034179 | 0.036894 | 0.039831 | 0.042419 | 0.042419 | 0.042419 | 0.042419 | 0.042419 | 0.042419 | 0.042419 | 1.7638 | 1.8692 | 1.8814 | 1.8846 | 1.882 | 1.887 | 1.9032 | 1.9178 | 1.911 | 1.911 | 1.911 | 1.911 | 1.911 | 1.911 | 1.911 | 1.911 | 1.911 | 1.911 | 1.911 | 1.911 | 37048.7023 | 65523.0182 | 0.0013853 | 125712.4451 | 71231.4697 | 1701.487 | 3021.7245 | 102571.7205 | 4723.2116 | 97848.5089 | 26617.0392 | TRUE
| 60403236 | CLC004 | CLC | 22KV | 1757.99 | 4 | 44906.1835 | 20% | Three phase | 97.13 | 0.021511 | 0.023006 | 0.024608 | 0.026327 | 0.02817 | 0.030147 | 0.032268 | 0.034543 | 0.036984 | 0.039603 | 0.042414 | 0.04543 | 0.048667 | 0.052142 | 0.055872 | 0.057618 | 0.057618 | 0.057618 | 0.057618 | 0.057618 | 1.7638 | 1.8692 | 1.8814 | 1.8846 | 1.882 | 1.887 | 1.9032 | 1.9178 | 1.911 | 1.911 | 1.911 | 1.911 | 1.911 | 1.911 | 1.911 | 1.911 | 1.911 | 1.911 | 1.911 | 1.911 | 48027.2708 | 115386.633 | 0.0018817 | 170753.5687 | 96752.773 | 2311.1076 | 5574.9105 | 163413.9039 | 7886.0181 | 155527.8858 | 58775.1128 | TRUE
| 60403255 | CLC004 | CLC | 22KV | 380.53 | 4 | 44906.1835 | 20% | Three phase | 97.13 | 0.0035237 | 0.0038205 | 0.0041435 | 0.004495 | 0.0048776 | 0.0052942 | 0.0057477 | 0.0062416 | 0.0067796 | 0.0073655 | 0.0080039 | 0.0086994 | 0.0094574 | 0.010283 | 0.011184 | 0.012165 | 0.012472 | 0.012472 | 0.012472 | 0.012472 | 1.7638 | 1.8692 | 1.8814 | 1.8846 | 1.882 | 1.887 | 1.9032 | 1.9178 | 1.911 | 1.911 | 1.911 | 1.911 | 1.911 | 1.911 | 1.911 | 1.911 | 1.911 | 1.911 | 1.911 | 1.911 | 9225.6247 | 4793.9091 | 0.00040731 | 36960.8789 | 20942.8567 | 500.2564 | 261.2059 | 14019.5338 | 761.4623 | 13258.0715 | -7684.7852 | FALSE
| 60403262 | CLC004 | CLC | 22KV | 2251.75 | 4 | 44906.1835 | 20% | Single phase | 44.74 | 0.017226 | 0.018563 | 0.02001 | 0.021575 | 0.023268 | 0.0251 | 0.027083 | 0.029229 | 0.031552 | 0.034067 | 0.03679 | 0.039739 | 0.042933 | 0.046393 | 0.05014 | 0.054201 | 0.0586 | 0.063367 | 0.068534 | 0.073801 | 1.7638 | 1.8692 | 1.8814 | 1.8846 | 1.882 | 1.887 | 1.9032 | 1.9178 | 1.911 | 1.911 | 1.911 | 1.911 | 1.911 | 1.911 | 1.911 | 1.911 | 1.911 | 1.911 | 1.911 | 1.911 | 44277.0599 | 62714.5179 | 0.0024102 | 100743.295 | 57083.3935 | 2960.2196 | 4212.9668 | 106991.5778 | 7173.1864 | 99818.3914 | 42734.9979 | TRUE
| 60403266 | CLC004 | CLC | 22KV | 1743.07 | 4 | 44906.1835 | 20% | Single phase | 44.74 | 0.0088556 | 0.0095204 | 0.010238 | 0.011013 | 0.011851 | 0.012755 | 0.013733 | 0.014789 | 0.01593 | 0.017164 | 0.018497 | 0.019939 | 0.021498 | 0.023185 | 0.025009 | 0.026982 | 0.029117 | 0.031427 | 0.033927 | 0.036632 | 1.7638 | 1.8692 | 1.8814 | 1.8846 | 1.882 | 1.887 | 1.9032 | 1.9178 | 1.911 | 1.911 | 1.911 | 1.911 | 1.911 | 1.911 | 1.911 | 1.911 | 1.911 | 1.911 | 1.911 | 1.911 | 22238.0265 | 24385.2497 | 0.0018657 | 77984.9518 | 44188.0096 | 2291.4933 | 2524.5115 | 46623.2762 | 4816.0047 | 41807.2715 | -2380.7382 | FALSE
| 60403271 | CLC004 | CLC | 22KV | 569.52 | 4 | 44906.1835 | 20% | Single phase | 44.74 | 0.0043568 | 0.0046951 | 0.005061 | 0.0054568 | 0.005885 | 0.0063484 | 0.0068499 | 0.0073927 | 0.0079802 | 0.0086163 | 0.0093051 | 0.010051 | 0.010859 | 0.011734 | 0.012682 | 0.013709 | 0.014821 | 0.016027 | 0.017334 | 0.018666 | 1.7638 | 1.8692 | 1.8814 | 1.8846 | 1.882 | 1.887 | 1.9032 | 1.9178 | 1.911 | 1.911 | 1.911 | 1.911 | 1.911 | 1.911 | 1.911 | 1.911 | 1.911 | 1.911 | 1.911 | 1.911 | 11198.6993 | 4011.8594 | 0.0006096 | 25480.3248 | 14437.7192 | 748.7085 | 269.5043 | 15210.5587 | 1018.2127 | 14192.346 | -245.3732 | FALSE
| 60403272 | CLC004 | CLC | 22KV | 293.38 | 4 | 44906.1835 | 20% | Single phase | 44.74 | 0.0022444 | 0.0024186 | 0.0026071 | 0.002811 | 0.0030316 | 0.0032703 | 0.0035286 | 0.0038082 | 0.0041109 | 0.0044386 | 0.0047934 | 0.0051776 | 0.0055938 | 0.0060445 | 0.0065328 | 0.0070618 | 0.007635 | 0.0082561 | 0.0089293 | 0.0096155 | 1.7638 | 1.8692 | 1.8814 | 1.8846 | 1.882 | 1.887 | 1.9032 | 1.9178 | 1.911 | 1.911 | 1.911 | 1.911 | 1.911 | 1.911 | 1.911 | 1.911 | 1.911 | 1.911 | 1.911 | 1.911 | 5768.8482 | 1064.6056 | 0.00031402 | 13125.8212 | 7437.3825 | 385.6863 | 71.5169 | 6833.4538 | 457.2032 | 6376.2505 | -1061.1319 | FALSE
| 60403307 | CLC004 | CLC | 22KV | 210.07 | 4 | 44906.1835 | 20% | Single phase | 44.74 | 0.0010465 | 0.0011248 | 0.0012092 | 0.0013004 | 0.0013989 | 0.0015052 | 0.0016201 | 0.0017442 | 0.0018783 | 0.0020232 | 0.0021798 | 0.002349 | 0.002532 | 0.0027299 | 0.0029438 | 0.0031752 | 0.0034255 | 0.0036963 | 0.0039892 | 0.0043061 | 1.7638 | 1.8692 | 1.8814 | 1.8846 | 1.882 | 1.887 | 1.9032 | 1.9178 | 1.911 | 1.911 | 1.911 | 1.911 | 1.911 | 1.911 | 1.911 | 1.911 | 1.911 | 1.911 | 1.911 | 1.911 | 2619.9786 | 346.2456 | 0.00022485 | 9398.5318 | 5325.4173 | 276.1645 | 36.667 | 2966.2241 | 312.8315 | 2653.3926 | -2672.0247 | FALSE
| 60403322 | CLC004 | CLC | 22KV | 501.6 | 4 | 44906.1835 | 20% | Single phase | 44.74 | 0.0062161 | 0.0066906 | 0.0072029 | 0.0077558 | 0.0083529 | 0.0089976 | 0.0096938 | 0.010446 | 0.011258 | 0.012135 | 0.013083 | 0.014108 | 0.015214 | 0.01641 | 0.01644 | 0.01644 | 0.01644 | 0.01644 | 0.01644 | 0.01644 | 1.7638 | 1.8692 | 1.8814 | 1.8846 | 1.882 | 1.887 | 1.9032 | 1.9178 | 1.911 | 1.911 | 1.911 | 1.911 | 1.911 | 1.911 | 1.911 | 1.911 | 1.911 | 1.911 | 1.911 | 1.911 | 14279.706 | 4508.3799 | 0.0005369 | 22441.584 | 12715.901 | 659.4187 | 209.0561 | 18788.0858 | 868.4748 | 17919.611 | 5203.71 | TRUE
| 60403326 | CLC004 | CLC | 22KV | 1833.32 | 4 | 44906.1835 | 20% | Single phase | 44.74 | 0.02272 | 0.024454 | 0.026326 | 0.028347 | 0.030529 | 0.032886 | 0.03543 | 0.038179 | 0.041147 | 0.044354 | 0.047819 | 0.051563 | 0.055608 | 0.059979 | 0.060087 | 0.060087 | 0.060087 | 0.060087 | 0.060087 | 0.060087 | 1.7638 | 1.8692 | 1.8814 | 1.8846 | 1.882 | 1.887 | 1.9032 | 1.9178 | 1.911 | 1.911 | 1.911 | 1.911 | 1.911 | 1.911 | 1.911 | 1.911 | 1.911 | 1.911 | 1.911 | 1.911 | 52191.5282 | 60225.7195 | 0.0019623 | 82022.7368 | 46475.9085 | 2410.1387 | 2792.6997 | 112417.2478 | 5202.8384 | 107214.4093 | 60738.5008 | TRUE
| 60403327 | CLC004 | CLC | 22KV | 112.89 | 4 | 44906.1835 | 20% | Single phase | 44.74 | 0.001399 | 0.0015058 | 0.0016211 | 0.0017455 | 0.0018799 | 0.002025 | 0.0021817 | 0.0023509 | 0.0025337 | 0.0027312 | 0.0029445 | 0.0031751 | 0.0034242 | 0.0036933 | 0.0036999 | 0.0036999 | 0.0036999 | 0.0036999 | 0.0036999 | 0.0036999 | 1.7638 | 1.8692 | 1.8814 | 1.8846 | 1.882 | 1.887 | 1.9032 | 1.9178 | 1.911 | 1.911 | 1.911 | 1.911 | 1.911 | 1.911 | 1.911 | 1.911 | 1.911 | 1.911 | 1.911 | 1.911 | 3213.7879 | 228.3581 | 0.00012083 | 5050.6986 | 2861.8383 | 148.4087 | 10.5891 | 3442.146 | 158.9977 | 3283.1482 | 421.31 | TRUE
| 60403328 | CLC004 | CLC | 22KV | 232.44 | 4 | 44906.1835 | 20% | Single phase | 44.74 | 0.0028805 | 0.0031004 | 0.0033378 | 0.003594 | 0.0038707 | 0.0041695 | 0.0044921 | 0.0048405 | 0.0052169 | 0.0056235 | 0.0060628 | 0.0065374 | 0.0070503 | 0.0076046 | 0.0076182 | 0.0076182 | 0.0076182 | 0.0076182 | 0.0076182 | 0.0076182 | 1.7638 | 1.8692 | 1.8814 | 1.8846 | 1.882 | 1.887 | 1.9032 | 1.9178 | 1.911 | 1.911 | 1.911 | 1.911 | 1.911 | 1.911 | 1.911 | 1.911 | 1.911 | 1.911 | 1.911 | 1.911 | 6617.1748 | 968.1155 | 0.0002488 | 10399.3656 | 5892.512 | 305.5728 | 44.892 | 7585.2903 | 350.4648 | 7234.8255 | 1342.3134 | TRUE
| 60403333 | CLC004 | CLC | 22KV | 976.74 | 4 | 44906.1835 | 20% | Single phase | 44.74 | 0.0089059 | 0.0095988 | 0.010348 | 0.011158 | 0.012035 | 0.012983 | 0.014009 | 0.01512 | 0.016322 | 0.017623 | 0.019031 | 0.020555 | 0.022206 | 0.023994 | 0.02593 | 0.028027 | 0.030299 | 0.032012 | 0.032012 | 0.032012 | 1.7638 | 1.8692 | 1.8814 | 1.8846 | 1.882 | 1.887 | 1.9032 | 1.9178 | 1.911 | 1.911 | 1.911 | 1.911 | 1.911 | 1.911 | 1.911 | 1.911 | 1.911 | 1.911 | 1.911 | 1.911 | 22438.0607 | 13787.3688 | 0.0010455 | 43699.3476 | 24761.0231 | 1284.0524 | 792.6941 | 36225.4295 | 2076.7465 | 34148.683 | 9387.6599 | TRUE
| 60403348 | CLC004 | CLC | 22KV | 418.09 | 4 | 44906.1835 | 20% | Three phase | 97.13 | 0.0052024 | 0.0056111 | 0.0060532 | 0.0065315 | 0.007049 | 0.007609 | 0.0082151 | 0.0088711 | 0.0095812 | 0.01035 | 0.011182 | 0.012084 | 0.01306 | 0.013703 | 0.013703 | 0.013703 | 0.013703 | 0.013703 | 0.013703 | 0.013703 | 1.7638 | 1.8692 | 1.8814 | 1.8846 | 1.882 | 1.887 | 1.9032 | 1.9178 | 1.911 | 1.911 | 1.911 | 1.911 | 1.911 | 1.911 | 1.911 | 1.911 | 1.911 | 1.911 | 1.911 | 1.911 | 12034.6758 | 6875.3557 | 0.00044751 | 40609.0817 | 23010.0096 | 549.6339 | 315.315 | 18910.0315 | 864.949 | 18045.0825 | -4964.9271 | FALSE
| 60403349 | CLC004 | CLC | 22KV | 1451.78 | 4 | 44906.1835 | 20% | Three phase | 97.13 | 0.018065 | 0.019484 | 0.021019 | 0.02268 | 0.024477 | 0.026422 | 0.028526 | 0.030804 | 0.03327 | 0.03594 | 0.03883 | 0.04196 | 0.045349 | 0.047582 | 0.047582 | 0.047582 | 0.047582 | 0.047582 | 0.047582 | 0.047582 | 1.7638 | 1.8692 | 1.8814 | 1.8846 | 1.882 | 1.887 | 1.9032 | 1.9178 | 1.911 | 1.911 | 1.911 | 1.911 | 1.911 | 1.911 | 1.911 | 1.911 | 1.911 | 1.911 | 1.911 | 1.911 | 41789.3315 | 82900.5153 | 0.0015539 | 141011.3914 | 79900.1933 | 1908.5545 | 3801.9528 | 124689.8468 | 5710.5073 | 118979.3395 | 39079.1462 | TRUE
| 60403350 | CLC004 | CLC | 22KV | 1614.89 | 4 | 44906.1835 | 20% | Covered | 390 | 0.020013 | 0.02154 | 0.023189 | 0.02497 | 0.026892 | 0.028968 | 0.031209 | 0.03363 | 0.036245 | 0.03907 | 0.042122 | 0.045419 | 0.048982 | 0.052833 | 0.052928 | 0.052928 | 0.052928 | 0.052928 | 0.052928 | 0.052928 | 1.7638 | 1.8692 | 1.8814 | 1.8846 | 1.882 | 1.887 | 1.9032 | 1.9178 | 1.911 | 1.911 | 1.911 | 1.911 | 1.911 | 1.911 | 1.911 | 1.911 | 1.911 | 1.911 | 1.911 | 1.911 | 45973.1945 | 407342.7232 | 0.0017285 | 629807.1 | 356862.7223 | 2122.9839 | 18888.7062 | 453315.9178 | 21011.6901 | 432304.2277 | 75441.5054 | TRUE
| 60403354 | CLC004 | CLC | 22KV | 207.99 | 4 | 44906.1835 | 20% | Three phase | 97.13 | 0.0022637 | 0.00244 | 0.0026308 | 0.002837 | 0.0030601 | 0.0033014 | 0.0035624 | 0.0038448 | 0.0041504 | 0.0044811 | 0.004839 | 0.0052265 | 0.0056459 | 0.0060999 | 0.0065916 | 0.0068168 | 0.0068168 | 0.0068168 | 0.0068168 | 0.0068168 | 1.7638 | 1.8692 | 1.8814 | 1.8846 | 1.882 | 1.887 | 1.9032 | 1.9178 | 1.911 | 1.911 | 1.911 | 1.911 | 1.911 | 1.911 | 1.911 | 1.911 | 1.911 | 1.911 | 1.911 | 1.911 | 5465.9977 | 1553.0695 | 0.00022263 | 20202.0687 | 11446.9418 | 273.43 | 78.0351 | 7019.0672 | 351.4651 | 6667.6021 | -4779.3398 | FALSE
| 60403379 | CLC004 | CLC | 22KV | 2058.97 | 4 | 44906.1835 | 20% | Three phase | 97.13 | 0.010186 | 0.010934 | 0.011741 | 0.012612 | 0.01355 | 0.014563 | 0.015655 | 0.016833 | 0.018104 | 0.019477 | 0.020958 | 0.022557 | 0.024283 | 0.026148 | 0.028161 | 0.030336 | 0.032685 | 0.035222 | 0.037964 | 0.040927 | 1.7638 | 1.8692 | 1.8814 | 1.8846 | 1.882 | 1.887 | 1.9032 | 1.9178 | 1.911 | 1.911 | 1.911 | 1.911 | 1.911 | 1.911 | 1.911 | 1.911 | 1.911 | 1.911 | 1.911 | 1.911 | 25160.8665 | 70759.3072 | 0.0022039 | 199987.7561 | 113317.5143 | 2706.7851 | 7647.2474 | 95920.1737 | 10354.0325 | 85566.1412 | -27751.3731 | FALSE
| 60403384 | CLC004 | CLC | 22KV | 26.64 | 4 | 44906.1835 | 20% | Single phase | 44.74 | 0.0002038 | 0.00021962 | 0.00023673 | 0.00025525 | 0.00027528 | 0.00029695 | 0.00032041 | 0.0003458 | 0.00037328 | 0.00040304 | 0.00043526 | 0.00047015 | 0.00050793 | 0.00054886 | 0.0005932 | 0.00064124 | 0.00069329 | 0.00074969 | 0.00081081 | 0.00087312 | 1.7638 | 1.8692 | 1.8814 | 1.8846 | 1.882 | 1.887 | 1.9032 | 1.9178 | 1.911 | 1.911 | 1.911 | 1.911 | 1.911 | 1.911 | 1.911 | 1.911 | 1.911 | 1.911 | 1.911 | 1.911 | 523.833 | 8.778 | 2.8515e-05 | 1191.8736 | 675.3421 | 35.0218 | 0.58968 | 532.611 | 35.6114 | 496.9995 | -178.3426 | FALSE
| 60403386 | CLC004 | CLC | 22KV | 32.05 | 4 | 44906.1835 | 20% | Three phase | 97.13 | 0.00026622 | 0.00029142 | 0.00031913 | 0.0003496 | 0.00038311 | 0.00041998 | 0.00046053 | 0.00050516 | 0.00055429 | 0.00060836 | 0.0006679 | 0.00073347 | 0.00080567 | 0.00088521 | 0.00097284 | 0.0010504 | 0.0010504 | 0.0010504 | 0.0010504 | 0.0010504 | 1.7638 | 1.8692 | 1.8814 | 1.8846 | 1.882 | 1.887 | 1.9032 | 1.9178 | 1.911 | 1.911 | 1.911 | 1.911 | 1.911 | 1.911 | 1.911 | 1.911 | 1.911 | 1.911 | 1.911 | 1.911 | 763.2432 | 33.3907 | 3.4305e-05 | 3113.0165 | 1763.9044 | 42.1339 | 1.8529 | 796.6339 | 43.9869 | 752.6471 | -1011.2574 | FALSE
| 60403388 | CLC004 | CLC | 22KV | 367.99 | 4 | 44906.1835 | 20% | Single phase | 44.74 | 0.0034872 | 0.0038253 | 0.0041977 | 0.0046079 | 0.00506 | 0.0055583 | 0.0061076 | 0.0067131 | 0.0073809 | 0.0081174 | 0.0089298 | 0.0098262 | 0.010815 | 0.011907 | 0.012061 | 0.012061 | 0.012061 | 0.012061 | 0.012061 | 0.012061 | 1.7638 | 1.8692 | 1.8814 | 1.8846 | 1.882 | 1.887 | 1.9032 | 1.9178 | 1.911 | 1.911 | 1.911 | 1.911 | 1.911 | 1.911 | 1.911 | 1.911 | 1.911 | 1.911 | 1.911 | 1.911 | 9656.8348 | 2234.7637 | 0.00039388 | 16463.8726 | 9328.7967 | 483.7709 | 112.5174 | 11891.5985 | 596.2883 | 11295.3101 | 1966.5134 | TRUE
| 60403395 | CLC004 | CLC | 22KV | 45.36 | 4 | 44906.1835 | 20% | Three phase | 97.13 | 0.00023045 | 0.00024775 | 0.00026643 | 0.0002866 | 0.00030839 | 0.00033193 | 0.00035736 | 0.00038484 | 0.00041454 | 0.00044665 | 0.00048135 | 0.00051888 | 0.00055946 | 0.00060334 | 0.00065081 | 0.00070216 | 0.00075771 | 0.00081782 | 0.00088287 | 0.00095327 | 1.7638 | 1.8692 | 1.8814 | 1.8846 | 1.882 | 1.887 | 1.9032 | 1.9178 | 1.911 | 1.911 | 1.911 | 1.911 | 1.911 | 1.911 | 1.911 | 1.911 | 1.911 | 1.911 | 1.911 | 1.911 | 578.7013 | 35.851 | 4.8552e-05 | 4405.8168 | 2496.4339 | 59.6316 | 3.7115 | 614.5523 | 63.3432 | 551.2091 | -1945.2247 | FALSE
| 60403399 | CLC004 | CLC | 22KV | 84.63 | 4 | 44906.1835 | 20% | Three phase | 97.13 | 0.00077104 | 0.00082012 | 0.00087248 | 0.00092833 | 0.00098792 | 0.0010515 | 0.0011193 | 0.0011917 | 0.001269 | 0.0013514 | 0.0014394 | 0.0015333 | 0.0016336 | 0.0017407 | 0.001855 | 0.0019771 | 0.0021074 | 0.0022466 | 0.0023953 | 0.0025541 | 1.7638 | 1.8692 | 1.8814 | 1.8846 | 1.882 | 1.887 | 1.9032 | 1.9178 | 1.911 | 1.911 | 1.911 | 1.911 | 1.911 | 1.911 | 1.911 | 1.911 | 1.911 | 1.911 | 1.911 | 1.911 | 1713.5809 | 198.1851 | 9.0585e-05 | 8220.1119 | 4657.6984 | 111.2572 | 12.9197 | 1911.766 | 124.1769 | 1787.589 | -2870.1093 | FALSE
| 60403419 | CLC004 | CLC | 22KV | 28.03 | 4 | 44906.1835 | 20% | Single phase | 44.74 | 0.00034736 | 0.00037388 | 0.0004025 | 0.00043341 | 0.00046677 | 0.0005028 | 0.0005417 | 0.00058372 | 0.00062911 | 0.00067814 | 0.00073112 | 0.00078835 | 0.0008502 | 0.00091704 | 0.00091868 | 0.00091868 | 0.00091868 | 0.00091868 | 0.00091868 | 0.00091868 | 1.7638 | 1.8692 | 1.8814 | 1.8846 | 1.882 | 1.887 | 1.9032 | 1.9178 | 1.911 | 1.911 | 1.911 | 1.911 | 1.911 | 1.911 | 1.911 | 1.911 | 1.911 | 1.911 | 1.911 | 1.911 | 797.9668 | 14.0783 | 3.0002e-05 | 1254.0622 | 710.5796 | 36.8491 | 0.65282 | 812.0452 | 37.5019 | 774.5433 | 63.9637 | TRUE
| 60403422 | CLC004 | CLC | 22KV | 1790.45 | 4 | 44906.1835 | 20% | Three phase | 97.13 | 0.022188 | 0.023882 | 0.02571 | 0.027684 | 0.029815 | 0.032117 | 0.034602 | 0.037286 | 0.040185 | 0.043317 | 0.046701 | 0.050357 | 0.054308 | 0.058577 | 0.058682 | 0.058682 | 0.058682 | 0.058682 | 0.058682 | 0.058682 | 1.7638 | 1.8692 | 1.8814 | 1.8846 | 1.882 | 1.887 | 1.9032 | 1.9178 | 1.911 | 1.911 | 1.911 | 1.911 | 1.911 | 1.911 | 1.911 | 1.911 | 1.911 | 1.911 | 1.911 | 1.911 | 50971.0916 | 124705.9711 | 0.0019164 | 173906.4085 | 98539.2422 | 2353.7805 | 5782.6845 | 175677.0627 | 8136.465 | 167540.5978 | 69001.3556 | TRUE
| 60403428 | CLC004 | CLC | 22KV | 38.88 | 4 | 44906.1835 | 20% | Three phase | 97.13 | 0.00048182 | 0.0005186 | 0.00055831 | 0.00060117 | 0.00064745 | 0.00069742 | 0.00075139 | 0.00080967 | 0.00087263 | 0.00094064 | 0.0010141 | 0.0010935 | 0.0011793 | 0.001272 | 0.0012743 | 0.0012743 | 0.0012743 | 0.0012743 | 0.0012743 | 0.0012743 | 1.7638 | 1.8692 | 1.8814 | 1.8846 | 1.882 | 1.887 | 1.9032 | 1.9178 | 1.911 | 1.911 | 1.911 | 1.911 | 1.911 | 1.911 | 1.911 | 1.911 | 1.911 | 1.911 | 1.911 | 1.911 | 1106.848 | 58.8052 | 4.1616e-05 | 3776.4144 | 2139.8005 | 51.1128 | 2.7268 | 1165.6532 | 53.8397 | 1111.8135 | -1027.987 | FALSE
| 60403431 | CLC004 | CLC | 22KV | 1602.18 | 4 | 44906.1835 | 20% | Three phase | 97.13 | 0.015183 | 0.016655 | 0.018276 | 0.020062 | 0.022031 | 0.0242 | 0.026591 | 0.029228 | 0.032135 | 0.035342 | 0.038879 | 0.042782 | 0.047088 | 0.05184 | 0.052511 | 0.052511 | 0.052511 | 0.052511 | 0.052511 | 0.052511 | 1.7638 | 1.8692 | 1.8814 | 1.8846 | 1.882 | 1.887 | 1.9032 | 1.9178 | 1.911 | 1.911 | 1.911 | 1.911 | 1.911 | 1.911 | 1.911 | 1.911 | 1.911 | 1.911 | 1.911 | 1.911 | 42044.5869 | 91968.6036 | 0.0017149 | 155619.7434 | 88177.6107 | 2106.275 | 4630.4981 | 134013.1905 | 6736.7731 | 127276.4174 | 39098.8067 | TRUE
| 60403433 | CLC004 | CLC | 22KV | 2335.68 | 4 | 44906.1835 | 20% | Three phase | 97.13 | 0.0284 | 0.030277 | 0.032282 | 0.034426 | 0.036718 | 0.039168 | 0.041787 | 0.044588 | 0.047582 | 0.050785 | 0.05421 | 0.057874 | 0.061792 | 0.065984 | 0.070468 | 0.075266 | 0.076551 | 0.076551 | 0.076551 | 0.076551 | 1.7638 | 1.8692 | 1.8814 | 1.8846 | 1.882 | 1.887 | 1.9032 | 1.9178 | 1.911 | 1.911 | 1.911 | 1.911 | 1.911 | 1.911 | 1.911 | 1.911 | 1.911 | 1.911 | 1.911 | 1.911 | 62341.5107 | 199009.9456 | 0.0025 | 226864.5984 | 128546.5314 | 3070.5565 | 9840.8313 | 261351.4563 | 12911.3878 | 248440.0684 | 119893.537 | TRUE
| 60403434 | CLC004 | CLC | 22KV | 268.63 | 4 | 44906.1835 | 20% | Three phase | 97.13 | 0.003287 | 0.0035154 | 0.0037603 | 0.0040229 | 0.0043045 | 0.0046066 | 0.0049307 | 0.0052783 | 0.0056513 | 0.0060516 | 0.006481 | 0.0069419 | 0.0074366 | 0.0079676 | 0.0085375 | 0.0088043 | 0.0088043 | 0.0088043 | 0.0088043 | 0.0088043 | 1.7638 | 1.8692 | 1.8814 | 1.8846 | 1.882 | 1.887 | 1.9032 | 1.9178 | 1.911 | 1.911 | 1.911 | 1.911 | 1.911 | 1.911 | 1.911 | 1.911 | 1.911 | 1.911 | 1.911 | 1.911 | 7338.8164 | 2694.2117 | 0.00028753 | 26092.0319 | 14784.3261 | 353.1492 | 130.171 | 10033.0281 | 483.3202 | 9549.7079 | -5234.6182 | FALSE
| 60403435 | CLC004 | CLC | 22KV | 257.23 | 4 | 44906.1835 | 20% | Three phase | 97.13 | 0.0031475 | 0.0033662 | 0.0036007 | 0.0038521 | 0.0041218 | 0.0044111 | 0.0047214 | 0.0050543 | 0.0054115 | 0.0057947 | 0.006206 | 0.0066474 | 0.007121 | 0.0076295 | 0.0081752 | 0.0084307 | 0.0084307 | 0.0084307 | 0.0084307 | 0.0084307 | 1.7638 | 1.8692 | 1.8814 | 1.8846 | 1.882 | 1.887 | 1.9032 | 1.9178 | 1.911 | 1.911 | 1.911 | 1.911 | 1.911 | 1.911 | 1.911 | 1.911 | 1.911 | 1.911 | 1.911 | 1.911 | 7027.3749 | 2470.3924 | 0.00027533 | 24984.7499 | 14156.9155 | 338.1624 | 119.3571 | 9497.7673 | 457.5196 | 9040.2477 | -5116.6677 | FALSE
| 60403443 | CLC004 | CLC | 22KV | 432.45 | 4 | 44906.1835 | 20% | Three phase | 97.13 | 0.0052916 | 0.0056592 | 0.0060534 | 0.0064761 | 0.0069295 | 0.0074159 | 0.0079376 | 0.0084972 | 0.0090977 | 0.009742 | 0.010433 | 0.011175 | 0.011972 | 0.012827 | 0.013744 | 0.014173 | 0.014173 | 0.014173 | 0.014173 | 0.014173 | 1.7638 | 1.8692 | 1.8814 | 1.8846 | 1.882 | 1.887 | 1.9032 | 1.9178 | 1.911 | 1.911 | 1.911 | 1.911 | 1.911 | 1.911 | 1.911 | 1.911 | 1.911 | 1.911 | 1.911 | 1.911 | 11814.2841 | 6982.2357 | 0.00046288 | 42003.8685 | 23800.3269 | 568.512 | 337.347 | 18796.5197 | 905.8591 | 17890.6607 | -5909.6662 | FALSE
| 60403463 | CLC004 | CLC | 22KV | 194.33 | 4 | 44906.1835 | 20% | Three phase | 97.13 | 0.0018356 | 0.0020102 | 0.0022023 | 0.0024135 | 0.0026459 | 0.0029015 | 0.0031829 | 0.0034925 | 0.0038334 | 0.0042086 | 0.0046218 | 0.005077 | 0.0055783 | 0.0061305 | 0.0063691 | 0.0063691 | 0.0063691 | 0.0063691 | 0.0063691 | 0.0063691 | 1.7638 | 1.8692 | 1.8814 | 1.8846 | 1.882 | 1.887 | 1.9032 | 1.9178 | 1.911 | 1.911 | 1.911 | 1.911 | 1.911 | 1.911 | 1.911 | 1.911 | 1.911 | 1.911 | 1.911 | 1.911 | 5048.1554 | 1339.3698 | 0.000208 | 18875.2729 | 10695.1498 | 255.4722 | 68.1216 | 6387.5252 | 323.5938 | 6063.9314 | -4631.2184 | FALSE
| 60403464 | CLC004 | CLC | 22KV | 244.66 | 4 | 44906.1835 | 20% | Three phase | 97.13 | 0.002311 | 0.0025309 | 0.0027727 | 0.0030386 | 0.0033312 | 0.003653 | 0.0040072 | 0.004397 | 0.0048262 | 0.0052986 | 0.0058189 | 0.0063918 | 0.007023 | 0.0077183 | 0.0080187 | 0.0080187 | 0.0080187 | 0.0080187 | 0.0080187 | 0.0080187 | 1.7638 | 1.8692 | 1.8814 | 1.8846 | 1.882 | 1.887 | 1.9032 | 1.9178 | 1.911 | 1.911 | 1.911 | 1.911 | 1.911 | 1.911 | 1.911 | 1.911 | 1.911 | 1.911 | 1.911 | 1.911 | 6355.5894 | 2122.9841 | 0.00026188 | 23763.8258 | 13465.1127 | 321.6375 | 107.9769 | 8478.5736 | 429.6145 | 8048.9591 | -5416.1536 | FALSE
| 60403478 | CLC004 | CLC | 22KV | 570.05 | 4 | 44906.1835 | 20% | Three phase | 97.13 | 0.0053122 | 0.0057151 | 0.00615 | 0.0066195 | 0.0071264 | 0.0076737 | 0.0082647 | 0.0089031 | 0.0095926 | 0.010337 | 0.011142 | 0.012012 | 0.012952 | 0.013967 | 0.015065 | 0.016251 | 0.017534 | 0.018683 | 0.018683 | 0.018683 | 1.7638 | 1.8692 | 1.8814 | 1.8846 | 1.882 | 1.887 | 1.9032 | 1.9178 | 1.911 | 1.911 | 1.911 | 1.911 | 1.911 | 1.911 | 1.911 | 1.911 | 1.911 | 1.911 | 1.911 | 1.911 | 13147.3283 | 10236.7346 | 0.00061016 | 55368.9565 | 31373.2833 | 749.4052 | 586.18 | 23384.0629 | 1335.5852 | 22048.4777 | -9324.8056 | FALSE
| 60403479 | CLC004 | CLC | 22KV | 27.82 | 4 | 44906.1835 | 20% | Three phase | 97.13 | 0.00025925 | 0.00027891 | 0.00030014 | 0.00032305 | 0.00034779 | 0.0003745 | 0.00040334 | 0.00043449 | 0.00046814 | 0.0005045 | 0.00054377 | 0.00058621 | 0.00063207 | 0.00068163 | 0.0007352 | 0.00079311 | 0.00085571 | 0.00091179 | 0.00091179 | 0.00091179 | 1.7638 | 1.8692 | 1.8814 | 1.8846 | 1.882 | 1.887 | 1.9032 | 1.9178 | 1.911 | 1.911 | 1.911 | 1.911 | 1.911 | 1.911 | 1.911 | 1.911 | 1.911 | 1.911 | 1.911 | 1.911 | 641.6256 | 24.3809 | 2.9778e-05 | 2702.1566 | 1531.1021 | 36.573 | 1.3961 | 666.0065 | 37.9691 | 628.0374 | -903.0647 | FALSE
| 60403480 | CLC004 | CLC | 22KV | 30.51 | 4 | 44906.1835 | 20% | Three phase | 97.13 | 0.00028432 | 0.00030588 | 0.00032916 | 0.00035429 | 0.00038141 | 0.00041071 | 0.00044234 | 0.00047651 | 0.00051341 | 0.00055328 | 0.00059635 | 0.00064289 | 0.00069319 | 0.00074754 | 0.00080629 | 0.0008698 | 0.00093845 | 0.00099996 | 0.00099996 | 0.00099996 | 1.7638 | 1.8692 | 1.8814 | 1.8846 | 1.882 | 1.887 | 1.9032 | 1.9178 | 1.911 | 1.911 | 1.911 | 1.911 | 1.911 | 1.911 | 1.911 | 1.911 | 1.911 | 1.911 | 1.911 | 1.911 | 703.6663 | 29.3238 | 3.2657e-05 | 2963.4363 | 1679.149 | 40.1094 | 1.6792 | 732.9901 | 41.7885 | 691.2016 | -987.9474 | FALSE
| 60403481 | CLC004 | CLC | 22KV | 302.06 | 4 | 44906.1835 | 20% | Three phase | 97.13 | 0.0027982 | 0.0030015 | 0.0032202 | 0.0034556 | 0.0037089 | 0.0039816 | 0.0042751 | 0.0045911 | 0.0049314 | 0.0052979 | 0.0056925 | 0.0061176 | 0.0065755 | 0.0070687 | 0.0076002 | 0.0081728 | 0.0087898 | 0.0094548 | 0.0098999 | 0.0098999 | 1.7638 | 1.8692 | 1.8814 | 1.8846 | 1.882 | 1.887 | 1.9032 | 1.9178 | 1.911 | 1.911 | 1.911 | 1.911 | 1.911 | 1.911 | 1.911 | 1.911 | 1.911 | 1.911 | 1.911 | 1.911 | 6760.8472 | 2789.6739 | 0.00032332 | 29339.0878 | 16624.1802 | 397.0973 | 164.5855 | 9550.521 | 561.6828 | 8988.8382 | -7635.342 | FALSE
| 60403485 | CLC004 | CLC | 22KV | 193.8 | 4 | 44906.1835 | 20% | Single phase | 44.74 | 0.0018427 | 0.0020248 | 0.0022257 | 0.0024475 | 0.0026922 | 0.0029625 | 0.003261 | 0.0035906 | 0.0039548 | 0.0043572 | 0.0048019 | 0.0052934 | 0.0058368 | 0.0063517 | 0.0063517 | 0.0063517 | 0.0063517 | 0.0063517 | 0.0063517 | 0.0063517 | 1.7638 | 1.8692 | 1.8814 | 1.8846 | 1.882 | 1.887 | 1.9032 | 1.9178 | 1.911 | 1.911 | 1.911 | 1.911 | 1.911 | 1.911 | 1.911 | 1.911 | 1.911 | 1.911 | 1.911 | 1.911 | 5135.352 | 625.8591 | 0.00020744 | 8670.612 | 4912.9618 | 254.7754 | 31.2072 | 5761.2111 | 285.9827 | 5475.2284 | 562.2667 | TRUE
| 60403492 | CLC004 | CLC | 22KV | 1818.23 | 4 | 44906.1835 | 20% | Covered | 390 | 0.022533 | 0.024253 | 0.026109 | 0.028114 | 0.030278 | 0.032615 | 0.035139 | 0.037865 | 0.040809 | 0.043989 | 0.047426 | 0.051138 | 0.05515 | 0.059486 | 0.059592 | 0.059592 | 0.059592 | 0.059592 | 0.059592 | 0.059592 | 1.7638 | 1.8692 | 1.8814 | 1.8846 | 1.882 | 1.887 | 1.9032 | 1.9178 | 1.911 | 1.911 | 1.911 | 1.911 | 1.911 | 1.911 | 1.911 | 1.911 | 1.911 | 1.911 | 1.911 | 1.911 | 51761.9414 | 516382.7313 | 0.0019462 | 709109.7 | 401797.3407 | 2390.3009 | 23944.9514 | 568144.6727 | 26335.2523 | 541809.4205 | 140012.0797 | TRUE
| 60403493 | CLC004 | CLC | 22KV | 39.36 | 4 | 44906.1835 | 20% | Single phase | 44.74 | 0.00036541 | 0.0003967 | 0.0004308 | 0.00046796 | 0.00050846 | 0.00055262 | 0.00060076 | 0.00065326 | 0.00071052 | 0.00077297 | 0.00084111 | 0.00091545 | 0.00099658 | 0.0010851 | 0.0011817 | 0.0012872 | 0.00129 | 0.00129 | 0.00129 | 0.00129 | 1.7638 | 1.8692 | 1.8814 | 1.8846 | 1.882 | 1.887 | 1.9032 | 1.9178 | 1.911 | 1.911 | 1.911 | 1.911 | 1.911 | 1.911 | 1.911 | 1.911 | 1.911 | 1.911 | 1.911 | 1.911 | 964.333 | 23.8735 | 4.213e-05 | 1760.9664 | 997.8028 | 51.7439 | 1.2872 | 988.2065 | 53.0311 | 935.1754 | -62.6274 | FALSE
| 60403496 | CLC004 | CLC | 22KV | 666.45 | 4 | 44906.1835 | 20% | Single phase | 44.74 | 0.0062649 | 0.0067698 | 0.0073173 | 0.007911 | 0.0085551 | 0.0092537 | 0.010012 | 0.010834 | 0.011727 | 0.012695 | 0.013747 | 0.014888 | 0.016128 | 0.017474 | 0.018935 | 0.020522 | 0.021843 | 0.021843 | 0.021843 | 0.021843 | 1.7638 | 1.8692 | 1.8814 | 1.8846 | 1.882 | 1.887 | 1.9032 | 1.9178 | 1.911 | 1.911 | 1.911 | 1.911 | 1.911 | 1.911 | 1.911 | 1.911 | 1.911 | 1.911 | 1.911 | 1.911 | 15983.0155 | 6700.7417 | 0.00071335 | 29816.973 | 16894.9606 | 876.1356 | 369.048 | 22683.7572 | 1245.1836 | 21438.5736 | 4543.613 | TRUE
| 60403504 | CLC004 | CLC | 22KV | 1208.33 | 4 | 44906.1835 | 20% | Three phase | 97.13 | 0.014785 | 0.015813 | 0.016914 | 0.018095 | 0.019362 | 0.020721 | 0.022179 | 0.023743 | 0.02542 | 0.027221 | 0.029152 | 0.031226 | 0.033451 | 0.035839 | 0.038403 | 0.039603 | 0.039603 | 0.039603 | 0.039603 | 0.039603 | 1.7638 | 1.8692 | 1.8814 | 1.8846 | 1.882 | 1.887 | 1.9032 | 1.9178 | 1.911 | 1.911 | 1.911 | 1.911 | 1.911 | 1.911 | 1.911 | 1.911 | 1.911 | 1.911 | 1.911 | 1.911 | 33010.8773 | 54512.2134 | 0.0012934 | 117365.0929 | 66501.6742 | 1588.5077 | 2633.7601 | 87523.0907 | 4222.2678 | 83300.8229 | 16799.1487 | TRUE
| 60403514 | CLC004 | CLC | 22KV | 2142.01 | 4 | 44906.1835 | 20% | Single phase | 44.74 | 0.019136 | 0.020737 | 0.022479 | 0.024374 | 0.026436 | 0.028679 | 0.031121 | 0.033779 | 0.036672 | 0.039822 | 0.043253 | 0.046989 | 0.051058 | 0.055491 | 0.060321 | 0.065583 | 0.070204 | 0.070204 | 0.070204 | 0.070204 | 1.7638 | 1.8692 | 1.8814 | 1.8846 | 1.882 | 1.887 | 1.9032 | 1.9178 | 1.911 | 1.911 | 1.911 | 1.911 | 1.911 | 1.911 | 1.911 | 1.911 | 1.911 | 1.911 | 1.911 | 1.911 | 50400.6892 | 67903.1635 | 0.0022927 | 95833.5274 | 54301.4099 | 2815.952 | 3812.3317 | 118303.8527 | 6628.2837 | 111675.569 | 57374.1591 | TRUE
| 60403515 | CLC004 | CLC | 22KV | 844.82 | 4 | 44906.1835 | 20% | Three phase | 97.13 | 0.0080057 | 0.0087819 | 0.0096369 | 0.010579 | 0.011617 | 0.012761 | 0.014022 | 0.015412 | 0.016945 | 0.018636 | 0.020501 | 0.022559 | 0.024829 | 0.027335 | 0.027689 | 0.027689 | 0.027689 | 0.027689 | 0.027689 | 0.027689 | 1.7638 | 1.8692 | 1.8814 | 1.8846 | 1.882 | 1.887 | 1.9032 | 1.9178 | 1.911 | 1.911 | 1.911 | 1.911 | 1.911 | 1.911 | 1.911 | 1.911 | 1.911 | 1.911 | 1.911 | 1.911 | 22169.861 | 25570.8611 | 0.00090427 | 82057.3666 | 46495.5305 | 1110.6263 | 1287.4592 | 47740.7221 | 2398.0855 | 45342.6367 | -1152.8939 | FALSE
| 60403519 | CLC004 | CLC | 22KV | 346.4 | 4 | 44906.1835 | 20% | Three phase | 97.13 | 0.0032719 | 0.0035833 | 0.0039257 | 0.0043022 | 0.0047164 | 0.0051721 | 0.0056736 | 0.0062255 | 0.0068331 | 0.007502 | 0.0082386 | 0.0090499 | 0.0099434 | 0.010928 | 0.011353 | 0.011353 | 0.011353 | 0.011353 | 0.011353 | 0.011353 | 1.7638 | 1.8692 | 1.8814 | 1.8846 | 1.882 | 1.887 | 1.9032 | 1.9178 | 1.911 | 1.911 | 1.911 | 1.911 | 1.911 | 1.911 | 1.911 | 1.911 | 1.911 | 1.911 | 1.911 | 1.911 | 8998.513 | 4255.7546 | 0.00037078 | 33645.832 | 19064.4774 | 455.3881 | 216.4516 | 13254.2675 | 671.8397 | 12582.4278 | -6482.0495 | FALSE
| 60403524 | CLC004 | CLC | 22KV | 2447.1 | 4 | 44906.1835 | 20% | Three phase | 97.13 | 0.029592 | 0.031477 | 0.033488 | 0.035633 | 0.03792 | 0.040359 | 0.042962 | 0.045737 | 0.048699 | 0.051858 | 0.055229 | 0.058827 | 0.062666 | 0.066763 | 0.071135 | 0.075802 | 0.080203 | 0.080203 | 0.080203 | 0.080203 | 1.7638 | 1.8692 | 1.8814 | 1.8846 | 1.882 | 1.887 | 1.9032 | 1.9178 | 1.911 | 1.911 | 1.911 | 1.911 | 1.911 | 1.911 | 1.911 | 1.911 | 1.911 | 1.911 | 1.911 | 1.911 | 64123.1842 | 214475.2555 | 0.0026193 | 237686.823 | 134678.6448 | 3217.0327 | 10802.1085 | 278598.4397 | 14019.1412 | 264579.2985 | 129900.6537 | TRUE
| 60403525 | CLC004 | CLC | 22KV | 3088.26 | 4 | 44906.1835 | 20% | Covered | 390 | 0.038349 | 0.041318 | 0.044527 | 0.047994 | 0.051742 | 0.055793 | 0.060173 | 0.064909 | 0.070029 | 0.075567 | 0.081556 | 0.088033 | 0.095041 | 0.10122 | 0.10122 | 0.10122 | 0.10122 | 0.10122 | 0.10122 | 0.10122 | 1.7638 | 1.8692 | 1.8814 | 1.8846 | 1.882 | 1.887 | 1.9032 | 1.9178 | 1.911 | 1.911 | 1.911 | 1.911 | 1.911 | 1.911 | 1.911 | 1.911 | 1.911 | 1.911 | 1.911 | 1.911 | 88401.9759 | 1497900.8108 | 0.0033056 | 1204421.4 | 682451.9755 | 4059.9213 | 69078.6805 | 1586302.7867 | 73138.6018 | 1513164.1849 | 830712.2094 | TRUE
| 60403530 | CLC004 | CLC | 22KV | 134.84 | 4 | 44906.1835 | 20% | Three phase | 97.13 | 0.0016042 | 0.0017292 | 0.0018645 | 0.0020107 | 0.0021689 | 0.0023399 | 0.002525 | 0.0027251 | 0.0029417 | 0.0031761 | 0.0034297 | 0.0037042 | 0.0040013 | 0.004323 | 0.0044193 | 0.0044193 | 0.0044193 | 0.0044193 | 0.0044193 | 0.0044193 | 1.7638 | 1.8692 | 1.8814 | 1.8846 | 1.882 | 1.887 | 1.9032 | 1.9178 | 1.911 | 1.911 | 1.911 | 1.911 | 1.911 | 1.911 | 1.911 | 1.911 | 1.911 | 1.911 | 1.911 | 1.911 | 3763.8916 | 693.4385 | 0.00014433 | 13097.0092 | 7421.057 | 177.2648 | 32.7976 | 4457.3301 | 210.0624 | 4247.2676 | -3173.7893 | FALSE
| 60403550 | CLC004 | CLC | 22KV | 2130.51 | 4 | 44906.1835 | 20% | Three phase | 97.13 | 0.02651 | 0.028593 | 0.030846 | 0.033283 | 0.03592 | 0.038774 | 0.041862 | 0.045205 | 0.048824 | 0.052742 | 0.056984 | 0.061577 | 0.066551 | 0.069827 | 0.069827 | 0.069827 | 0.069827 | 0.069827 | 0.069827 | 0.069827 | 1.7638 | 1.8692 | 1.8814 | 1.8846 | 1.882 | 1.887 | 1.9032 | 1.9178 | 1.911 | 1.911 | 1.911 | 1.911 | 1.911 | 1.911 | 1.911 | 1.911 | 1.911 | 1.911 | 1.911 | 1.911 | 61326.5016 | 178534.7525 | 0.0022804 | 206936.4363 | 117254.7912 | 2800.8338 | 8187.8948 | 239861.2542 | 10988.7286 | 228872.5256 | 111617.7344 | TRUE
| 60403567 | CLC004 | CLC | 22KV | 110.16 | 4 | 44906.1835 | 20% | Three phase | 97.13 | 0.0010373 | 0.0011342 | 0.0012406 | 0.0013574 | 0.0014857 | 0.0016266 | 0.0017814 | 0.0019514 | 0.0021384 | 0.0023438 | 0.0025697 | 0.002818 | 0.003091 | 0.0033913 | 0.0036105 | 0.0036105 | 0.0036105 | 0.0036105 | 0.0036105 | 0.0036105 | 1.7638 | 1.8692 | 1.8814 | 1.8846 | 1.882 | 1.887 | 1.9032 | 1.9178 | 1.911 | 1.911 | 1.911 | 1.911 | 1.911 | 1.911 | 1.911 | 1.911 | 1.911 | 1.911 | 1.911 | 1.911 | 2834.0064 | 426.2476 | 0.00011791 | 10699.8408 | 6062.768 | 144.8197 | 21.8904 | 3260.2541 | 166.7101 | 3093.544 | -2969.224 | FALSE
| 60403569 | CLC004 | CLC | 22KV | 274.48 | 4 | 44906.1835 | 20% | Three phase | 97.13 | 0.0025427 | 0.0027274 | 0.0029262 | 0.0031401 | 0.0033702 | 0.003618 | 0.0038848 | 0.0041719 | 0.0044812 | 0.0048141 | 0.0051728 | 0.005559 | 0.0059751 | 0.0064233 | 0.0069062 | 0.0074266 | 0.0079872 | 0.0085915 | 0.008996 | 0.008996 | 1.7638 | 1.8692 | 1.8814 | 1.8846 | 1.882 | 1.887 | 1.9032 | 1.9178 | 1.911 | 1.911 | 1.911 | 1.911 | 1.911 | 1.911 | 1.911 | 1.911 | 1.911 | 1.911 | 1.911 | 1.911 | 6143.5388 | 2303.501 | 0.00029379 | 26660.2424 | 15106.2868 | 360.8398 | 135.9022 | 8447.0398 | 496.742 | 7950.2978 | -7155.989 | FALSE
| 60403577 | CLC004 | CLC | 22KV | 804.7 | 4 | 44906.1835 | 20% | Single phase | 44.74 | 0.0040882 | 0.0043952 | 0.0047266 | 0.0050845 | 0.005471 | 0.0058886 | 0.0063397 | 0.0068273 | 0.0073541 | 0.0079237 | 0.0085394 | 0.009205 | 0.0099249 | 0.010703 | 0.011546 | 0.012456 | 0.013442 | 0.014508 | 0.015662 | 0.016911 | 1.7638 | 1.8692 | 1.8814 | 1.8846 | 1.882 | 1.887 | 1.9032 | 1.9178 | 1.911 | 1.911 | 1.911 | 1.911 | 1.911 | 1.911 | 1.911 | 1.911 | 1.911 | 1.911 | 1.911 | 1.911 | 10266.3347 | 5197.1536 | 0.00086132 | 36002.278 | 20399.6921 | 1057.8833 | 538.0414 | 15463.4883 | 1595.9247 | 13867.5636 | -6532.1286 | FALSE
| 60403591 | CLC004 | CLC | 22KV | 260.23 | 4 | 44906.1835 | 20% | Three phase | 97.13 | 0.003174 | 0.0033889 | 0.0036191 | 0.0038655 | 0.0041293 | 0.0044117 | 0.0047142 | 0.0050382 | 0.0053852 | 0.0057569 | 0.006155 | 0.0065816 | 0.0070386 | 0.0075283 | 0.0080531 | 0.008529 | 0.008529 | 0.008529 | 0.008529 | 0.008529 | 1.7638 | 1.8692 | 1.8814 | 1.8846 | 1.882 | 1.887 | 1.9032 | 1.9178 | 1.911 | 1.911 | 1.911 | 1.911 | 1.911 | 1.911 | 1.911 | 1.911 | 1.911 | 1.911 | 1.911 | 1.911 | 7028.5295 | 2499.7036 | 0.00027854 | 25276.1399 | 14322.0235 | 342.1063 | 122.1574 | 9528.2331 | 464.2637 | 9063.9694 | -5258.0541 | FALSE
| 60404309 | CLC006 | CLC | 22KV | 79.47 | 15 | 44906.1835 | 6.25% | Single phase | 44.74 | 0.0010192 | 0.0011162 | 0.0012227 | 0.0013399 | 0.0014686 | 0.0016102 | 0.0017659 | 0.0019372 | 0.0021255 | 0.0023328 | 0.0025609 | 0.0026046 | 0.0026046 | 0.0026046 | 0.0026046 | 0.0026046 | 0.0026046 | 0.0026046 | 0.0026046 | 0.0026046 | 0.66863 | 0.6695 | 0.67163 | 0.672 | 0.67075 | 0.67063 | 0.67356 | 0.6765 | 0.67688 | 0.67688 | 0.67688 | 0.67688 | 0.67688 | 0.67688 | 0.67688 | 0.67688 | 0.67688 | 0.67688 | 0.67688 | 0.67688 | 871.1418 | 122.5889 | 8.5062e-05 | 3555.4878 | 2014.6185 | 37.2406 | 5.2475 | 993.7306 | 42.4881 | 951.2426 | -1063.376 | FALSE
| 60404361 | CLC006 | CLC | 22KV | 223.78 | 15 | 44906.1835 | 6.25% | Single phase | 44.74 | 0.0017341 | 0.0018778 | 0.002034 | 0.0022038 | 0.0023885 | 0.0025894 | 0.002808 | 0.0030457 | 0.0033044 | 0.0035859 | 0.0038923 | 0.0042258 | 0.004589 | 0.0049844 | 0.0054149 | 0.0058838 | 0.0063946 | 0.006951 | 0.0073343 | 0.0073343 | 0.66863 | 0.6695 | 0.67163 | 0.672 | 0.67075 | 0.67063 | 0.67356 | 0.6765 | 0.67688 | 0.67688 | 0.67688 | 0.67688 | 0.67688 | 0.67688 | 0.67688 | 0.67688 | 0.67688 | 0.67688 | 0.67688 | 0.67688 | 1656.8028 | 656.3033 | 0.00023953 | 10011.9172 | 5672.9751 | 104.8659 | 41.6093 | 2313.1061 | 146.4752 | 2166.631 | -3506.3442 | FALSE
| 60404509 | CLC006 | CLC | 22KV | 2633.79 | 15 | 44906.1835 | 6.25% | Three phase | 97.13 | 0.025535 | 0.027605 | 0.029849 | 0.032284 | 0.034927 | 0.037794 | 0.040906 | 0.044284 | 0.047951 | 0.051933 | 0.056257 | 0.060953 | 0.066053 | 0.071593 | 0.077612 | 0.084151 | 0.086322 | 0.086322 | 0.086322 | 0.086322 | 0.66863 | 0.6695 | 0.67163 | 0.672 | 0.67075 | 0.67063 | 0.67356 | 0.6765 | 0.67688 | 0.67688 | 0.67688 | 0.67688 | 0.67688 | 0.67688 | 0.67688 | 0.67688 | 0.67688 | 0.67688 | 0.67688 | 0.67688 | 23030.2564 | 233131.5912 | 0.0028191 | 255820.0227 | 144953.3194 | 1234.2242 | 12513.1713 | 256161.8476 | 13747.3955 | 242414.4521 | 97461.1327 | TRUE
| 60404567 | CLC006 | CLC | 22KV | 1757.12 | 15 | 44906.1835 | 6.25% | Three phase | 97.13 | 0.022112 | 0.023985 | 0.026023 | 0.028242 | 0.030656 | 0.033284 | 0.036145 | 0.039261 | 0.042654 | 0.04635 | 0.050375 | 0.05476 | 0.057589 | 0.057589 | 0.057589 | 0.057589 | 0.057589 | 0.057589 | 0.057589 | 0.057589 | 0.66863 | 0.6695 | 0.67163 | 0.672 | 0.67075 | 0.67063 | 0.67356 | 0.6765 | 0.67688 | 0.67688 | 0.67688 | 0.67688 | 0.67688 | 0.67688 | 0.67688 | 0.67688 | 0.67688 | 0.67688 | 0.67688 | 0.67688 | 18502.0846 | 124977.4146 | 0.0018808 | 170669.0656 | 96704.8916 | 823.4066 | 5569.3941 | 143479.4992 | 6392.8006 | 137086.6986 | 40381.8069 | TRUE
| 60460912 | WIN011 | WIN | 22KV | 866.06 | 12 | 36385.0727 | 7.692% | Covered | 390 | 0.0083065 | 0.0089308 | 0.0096041 | 0.01033 | 0.011114 | 0.01196 | 0.012872 | 0.013857 | 0.01492 | 0.016067 | 0.017306 | 0.018643 | 0.020088 | 0.021647 | 0.023332 | 0.025151 | 0.027117 | 0.028385 | 0.028385 | 0.028385 | 0.34723 | 0.35015 | 0.35531 | 0.35785 | 0.35885 | 0.36123 | 0.36615 | 0.371 | 0.37038 | 0.37038 | 0.37038 | 0.37038 | 0.37038 | 0.37038 | 0.37038 | 0.37038 | 0.37038 | 0.37038 | 0.37038 | 0.37038 | 3182.2715 | 96634.979 | 0.000927 | 337763.4 | 191384.261 | 177.6878 | 5432.657 | 99817.2505 | 5610.3447 | 94206.9058 | -97177.3552 | FALSE
| 60460913 | WIN011 | WIN | 22KV | 2903.57 | 12 | 36385.0727 | 7.692% | Covered | 390 | 0.027849 | 0.029942 | 0.032199 | 0.034634 | 0.037261 | 0.040096 | 0.043155 | 0.046457 | 0.05002 | 0.053867 | 0.05802 | 0.062504 | 0.067346 | 0.072575 | 0.078222 | 0.084322 | 0.090912 | 0.095164 | 0.095164 | 0.095164 | 0.34723 | 0.35015 | 0.35531 | 0.35785 | 0.35885 | 0.36123 | 0.36615 | 0.371 | 0.37038 | 0.37038 | 0.37038 | 0.37038 | 0.37038 | 0.37038 | 0.37038 | 0.37038 | 0.37038 | 0.37038 | 0.37038 | 0.37038 | 10668.9469 | 1086182.9877 | 0.0031079 | 1132392.3 | 641638.6841 | 595.7196 | 61063.3916 | 1096851.9346 | 61659.1111 | 1035192.8235 | 393554.1394 | TRUE
| 60460919 | WIN011 | WIN | 22KV | 358.68 | 12 | 36385.0727 | 7.692% | Covered | 390 | 0.0025943 | 0.0028526 | 0.0031379 | 0.0034532 | 0.0038017 | 0.004187 | 0.004613 | 0.0050843 | 0.0056057 | 0.0061826 | 0.0068211 | 0.0075278 | 0.0083103 | 0.0091768 | 0.010136 | 0.011199 | 0.011756 | 0.011756 | 0.011756 | 0.011756 | 0.34723 | 0.35015 | 0.35531 | 0.35785 | 0.35885 | 0.36123 | 0.36615 | 0.371 | 0.37038 | 0.37038 | 0.37038 | 0.37038 | 0.37038 | 0.37038 | 0.37038 | 0.37038 | 0.37038 | 0.37038 | 0.37038 | 0.37038 | 1246.3802 | 15650.8997 | 0.00038392 | 139885.2 | 79262.0681 | 73.5896 | 931.817 | 16897.2799 | 1005.4067 | 15891.8732 | -63370.195 | FALSE
| 60460920 | WIN011 | WIN | 22KV | 604.3 | 12 | 36385.0727 | 7.692% | Covered | 390 | 0.0058788 | 0.0064621 | 0.007106 | 0.0078168 | 0.0086018 | 0.0094687 | 0.010426 | 0.011485 | 0.012654 | 0.013946 | 0.015375 | 0.016955 | 0.018702 | 0.019806 | 0.019806 | 0.019806 | 0.019806 | 0.019806 | 0.019806 | 0.019806 | 0.34723 | 0.35015 | 0.35531 | 0.35785 | 0.35885 | 0.36123 | 0.36615 | 0.371 | 0.37038 | 0.37038 | 0.37038 | 0.37038 | 0.37038 | 0.37038 | 0.37038 | 0.37038 | 0.37038 | 0.37038 | 0.37038 | 0.37038 | 2542.4206 | 53835.1572 | 0.00064682 | 235677 | 133539.8343 | 123.983 | 2644.9746 | 56377.5778 | 2768.9576 | 53608.6202 | -79931.2142 | FALSE
| 60460925 | WIN011 | WIN | 22KV | 5812.2 | 12 | 36385.0727 | 7.692% | Three phase | 97.13 | 0.055746 | 0.059935 | 0.064454 | 0.069329 | 0.074588 | 0.080262 | 0.086386 | 0.092995 | 0.10013 | 0.10783 | 0.11614 | 0.12512 | 0.13481 | 0.14528 | 0.15658 | 0.16879 | 0.18198 | 0.19049 | 0.19049 | 0.19049 | 0.34723 | 0.35015 | 0.35531 | 0.35785 | 0.35885 | 0.36123 | 0.36615 | 0.371 | 0.37038 | 0.37038 | 0.37038 | 0.37038 | 0.37038 | 0.37038 | 0.37038 | 0.37038 | 0.37038 | 0.37038 | 0.37038 | 0.37038 | 21356.4863 | 1083947.5727 | 0.0062212 | 564538.986 | 319880.356 | 1192.4773 | 60937.7203 | 1105304.0591 | 62130.1975 | 1043173.8615 | 723293.5055 | TRUE
| 60460926 | WIN011 | WIN | 22KV | 1438.66 | 12 | 36385.0727 | 7.692% | Single phase | 44.74 | 0.01794 | 0.01937 | 0.020918 | 0.022596 | 0.024413 | 0.026381 | 0.028514 | 0.030825 | 0.033329 | 0.036044 | 0.038986 | 0.042176 | 0.045634 | 0.047152 | 0.047152 | 0.047152 | 0.047152 | 0.047152 | 0.047152 | 0.047152 | 0.34723 | 0.35015 | 0.35531 | 0.35785 | 0.35885 | 0.36123 | 0.36615 | 0.371 | 0.37038 | 0.37038 | 0.37038 | 0.37038 | 0.37038 | 0.37038 | 0.37038 | 0.37038 | 0.37038 | 0.37038 | 0.37038 | 0.37038 | 6513.2535 | 37714.4675 | 0.0015399 | 64365.6484 | 36471.0092 | 295.1669 | 1719.7449 | 44227.721 | 2014.9119 | 42212.8092 | 5741.8 | TRUE
| 60460927 | WIN011 | WIN | 22KV | 416.29 | 12 | 36385.0727 | 7.692% | Single phase | 44.74 | 0.005191 | 0.0056048 | 0.006053 | 0.0065383 | 0.0070641 | 0.0076336 | 0.0082507 | 0.0089195 | 0.0096441 | 0.01043 | 0.011281 | 0.012204 | 0.013205 | 0.013644 | 0.013644 | 0.013644 | 0.013644 | 0.013644 | 0.013644 | 0.013644 | 0.34723 | 0.35015 | 0.35531 | 0.35785 | 0.35885 | 0.36123 | 0.36615 | 0.371 | 0.37038 | 0.37038 | 0.37038 | 0.37038 | 0.37038 | 0.37038 | 0.37038 | 0.37038 | 0.37038 | 0.37038 | 0.37038 | 0.37038 | 1884.6721 | 3157.7926 | 0.00044558 | 18624.8146 | 10553.2345 | 85.4094 | 143.9924 | 5042.4646 | 229.4018 | 4813.0628 | -5740.1717 | FALSE
| 60460941 | WIN011 | WIN | 22KV | 292.67 | 12 | 36385.0727 | 7.692% | Single phase | 44.74 | 0.0017069 | 0.0018477 | 0.0020007 | 0.0021671 | 0.0023481 | 0.0025451 | 0.0027593 | 0.0029925 | 0.0032463 | 0.0035225 | 0.0038233 | 0.0041508 | 0.0045075 | 0.004896 | 0.0053193 | 0.0057805 | 0.006283 | 0.0068306 | 0.0074275 | 0.0080782 | 0.34723 | 0.35015 | 0.35531 | 0.35785 | 0.35885 | 0.36123 | 0.36615 | 0.371 | 0.37038 | 0.37038 | 0.37038 | 0.37038 | 0.37038 | 0.37038 | 0.37038 | 0.37038 | 0.37038 | 0.37038 | 0.37038 | 0.37038 | 724.5771 | 852.3077 | 0.00031326 | 13094.0558 | 7419.3835 | 60.0465 | 71.1712 | 1576.8848 | 131.2177 | 1445.6671 | -5973.7163 | FALSE
| 60460953 | WIN011 | WIN | 22KV | 2791.19 | 12 | 36385.0727 | 7.692% | Covered | 390 | 0.026825 | 0.028871 | 0.03108 | 0.033465 | 0.036042 | 0.038824 | 0.041831 | 0.045079 | 0.048588 | 0.052381 | 0.05648 | 0.060911 | 0.0657 | 0.070878 | 0.076477 | 0.082531 | 0.089078 | 0.091481 | 0.091481 | 0.091481 | 0.34723 | 0.35015 | 0.35531 | 0.35785 | 0.35885 | 0.36123 | 0.36615 | 0.371 | 0.37038 | 0.37038 | 0.37038 | 0.37038 | 0.37038 | 0.37038 | 0.37038 | 0.37038 | 0.37038 | 0.37038 | 0.37038 | 0.37038 | 10352.7057 | 1013144.8704 | 0.0029876 | 1088564.1 | 616804.6504 | 572.6628 | 56428.0603 | 1023497.576 | 57000.7231 | 966496.853 | 349692.2026 | TRUE
| 60460961 | WIN011 | WIN | 22KV | 1907.85 | 12 | 36385.0727 | 7.692% | Covered | 390 | 0.018219 | 0.019839 | 0.021611 | 0.023547 | 0.025665 | 0.02798 | 0.030513 | 0.033284 | 0.036316 | 0.039633 | 0.043264 | 0.047238 | 0.051589 | 0.056352 | 0.061569 | 0.062529 | 0.062529 | 0.062529 | 0.062529 | 0.062529 | 0.34723 | 0.35015 | 0.35531 | 0.35785 | 0.35885 | 0.36123 | 0.36615 | 0.371 | 0.37038 | 0.37038 | 0.37038 | 0.37038 | 0.37038 | 0.37038 | 0.37038 | 0.37038 | 0.37038 | 0.37038 | 0.37038 | 0.37038 | 7587.2671 | 507292.2232 | 0.0020421 | 744061.5 | 421601.8086 | 391.4297 | 26363.6036 | 514879.4903 | 26755.0333 | 488124.4569 | 66522.6483 | TRUE
| 60460996 | WIN011 | WIN | 22KV | 1419.28 | 12 | 36385.0727 | 7.692% | Single phase | 44.74 | 0.017861 | 0.019374 | 0.02102 | 0.022812 | 0.024762 | 0.026885 | 0.029196 | 0.031712 | 0.034453 | 0.037438 | 0.040689 | 0.044231 | 0.046517 | 0.046517 | 0.046517 | 0.046517 | 0.046517 | 0.046517 | 0.046517 | 0.046517 | 0.34723 | 0.35015 | 0.35531 | 0.35785 | 0.35885 | 0.36123 | 0.36615 | 0.371 | 0.37038 | 0.37038 | 0.37038 | 0.37038 | 0.37038 | 0.37038 | 0.37038 | 0.37038 | 0.37038 | 0.37038 | 0.37038 | 0.37038 | 6575.102 | 37558.4317 | 0.0015192 | 63498.5872 | 35979.713 | 291.1908 | 1673.7241 | 44133.5336 | 1964.9149 | 42168.6188 | 6188.9058 | TRUE
| 60461015 | WIN011 | WIN | 22KV | 242.96 | 12 | 36385.0727 | 7.692% | Covered | 390 | 0.0030232 | 0.0032607 | 0.0035176 | 0.0037956 | 0.0040963 | 0.0044217 | 0.0047739 | 0.0051552 | 0.0055678 | 0.0060146 | 0.0064983 | 0.0070221 | 0.0075894 | 0.007963 | 0.007963 | 0.007963 | 0.007963 | 0.007963 | 0.007963 | 0.007963 | 0.34723 | 0.35015 | 0.35531 | 0.35785 | 0.35885 | 0.36123 | 0.36615 | 0.371 | 0.37038 | 0.37038 | 0.37038 | 0.37038 | 0.37038 | 0.37038 | 0.37038 | 0.37038 | 0.37038 | 0.37038 | 0.37038 | 0.37038 | 1093.6437 | 9322.5858 | 0.00026006 | 94754.4 | 53689.9523 | 49.8476 | 427.549 | 10416.2294 | 477.3966 | 9938.8328 | -43751.1194 | FALSE
| 60461017 | WIN011 | WIN | 22KV | 137.09 | 12 | 36385.0727 | 7.692% | Covered | 390 | 0.0008831 | 0.00097079 | 0.0010677 | 0.0011747 | 0.0012931 | 0.001424 | 0.0015687 | 0.0017288 | 0.0019059 | 0.0021019 | 0.0023188 | 0.002559 | 0.002825 | 0.0031195 | 0.0034458 | 0.0038073 | 0.0042078 | 0.0044931 | 0.0044931 | 0.0044931 | 0.34723 | 0.35015 | 0.35531 | 0.35785 | 0.35885 | 0.36123 | 0.36615 | 0.371 | 0.37038 | 0.37038 | 0.37038 | 0.37038 | 0.37038 | 0.37038 | 0.37038 | 0.37038 | 0.37038 | 0.37038 | 0.37038 | 0.37038 | 436.0259 | 2092.2028 | 0.00014674 | 53465.1 | 30294.5158 | 28.1265 | 136.1219 | 2528.2287 | 164.2483 | 2363.9804 | -27930.5354 | FALSE
| 60461028 | WIN011 | WIN | 22KV | 190.17 | 12 | 36385.0727 | 7.692% | Covered | 390 | 0.0016585 | 0.0017904 | 0.0019333 | 0.0020881 | 0.0022559 | 0.0024377 | 0.0026348 | 0.0028485 | 0.0030802 | 0.0033314 | 0.0036038 | 0.0038993 | 0.0042198 | 0.0045676 | 0.0049449 | 0.0053543 | 0.0057987 | 0.0062328 | 0.0062328 | 0.0062328 | 0.34723 | 0.35015 | 0.35531 | 0.35785 | 0.35885 | 0.36123 | 0.36615 | 0.371 | 0.37038 | 0.37038 | 0.37038 | 0.37038 | 0.37038 | 0.37038 | 0.37038 | 0.37038 | 0.37038 | 0.37038 | 0.37038 | 0.37038 | 667.5871 | 4449.7441 | 0.00020355 | 74166.3 | 42024.2765 | 39.0168 | 261.9391 | 5117.3312 | 300.9559 | 4816.3753 | -37207.9012 | FALSE
| 60461043 | WIN011 | WIN | 22KV | 3189.96 | 12 | 36385.0727 | 7.692% | Covered | 390 | 0.039778 | 0.042949 | 0.046383 | 0.050102 | 0.054131 | 0.058495 | 0.063224 | 0.068348 | 0.073901 | 0.07992 | 0.086445 | 0.093517 | 0.10119 | 0.10455 | 0.10455 | 0.10455 | 0.10455 | 0.10455 | 0.10455 | 0.10455 | 0.34723 | 0.35015 | 0.35531 | 0.35785 | 0.35885 | 0.36123 | 0.36615 | 0.371 | 0.37038 | 0.37038 | 0.37038 | 0.37038 | 0.37038 | 0.37038 | 0.37038 | 0.37038 | 0.37038 | 0.37038 | 0.37038 | 0.37038 | 14441.9239 | 1616332.6447 | 0.0034144 | 1244084.4 | 704925.9142 | 654.4776 | 73703.2766 | 1630774.5686 | 74357.7542 | 1556416.8144 | 851490.9001 | TRUE
| 60461044 | WIN011 | WIN | 22KV | 28.92 | 12 | 36385.0727 | 7.692% | Three phase | 97.13 | 0.00036063 | 0.00038937 | 0.0004205 | 0.00045422 | 0.00049075 | 0.00053031 | 0.00057319 | 0.00061964 | 0.00066999 | 0.00072455 | 0.0007837 | 0.00084782 | 0.00091734 | 0.00094785 | 0.00094785 | 0.00094785 | 0.00094785 | 0.00094785 | 0.00094785 | 0.00094785 | 0.34723 | 0.35015 | 0.35531 | 0.35785 | 0.35885 | 0.36123 | 0.36615 | 0.371 | 0.37038 | 0.37038 | 0.37038 | 0.37038 | 0.37038 | 0.37038 | 0.37038 | 0.37038 | 0.37038 | 0.37038 | 0.37038 | 0.37038 | 130.9297 | 33.0861 | 3.0955e-05 | 2808.9996 | 1591.6417 | 5.9335 | 1.5087 | 164.0158 | 7.4422 | 156.5736 | -1435.0681 | FALSE
| 60461046 | WIN011 | WIN | 22KV | 37.53 | 12 | 36385.0727 | 7.692% | Covered | 390 | 0.0003528 | 0.00038123 | 0.00041206 | 0.0004455 | 0.00048176 | 0.0005211 | 0.00056379 | 0.0006101 | 0.00066036 | 0.00071491 | 0.00077413 | 0.00083841 | 0.00090821 | 0.00098399 | 0.0010663 | 0.0011557 | 0.00123 | 0.00123 | 0.00123 | 0.00123 | 0.34723 | 0.35015 | 0.35531 | 0.35785 | 0.35885 | 0.36123 | 0.36615 | 0.371 | 0.37038 | 0.37038 | 0.37038 | 0.37038 | 0.37038 | 0.37038 | 0.37038 | 0.37038 | 0.37038 | 0.37038 | 0.37038 | 0.37038 | 140.8013 | 185.2309 | 4.0171e-05 | 14636.7 | 8293.48 | 7.7 | 10.2017 | 326.0322 | 17.9017 | 308.1305 | -7985.3495 | FALSE
| 60461066 | WIN011 | WIN | 22KV | 1365.17 | 12 | 36385.0727 | 7.692% | Covered | 390 | 0.016987 | 0.018322 | 0.019765 | 0.021327 | 0.023017 | 0.024845 | 0.026824 | 0.028966 | 0.031285 | 0.033795 | 0.036514 | 0.039457 | 0.042644 | 0.044743 | 0.044743 | 0.044743 | 0.044743 | 0.044743 | 0.044743 | 0.044743 | 0.34723 | 0.35015 | 0.35531 | 0.35785 | 0.35885 | 0.36123 | 0.36615 | 0.371 | 0.37038 | 0.37038 | 0.37038 | 0.37038 | 0.37038 | 0.37038 | 0.37038 | 0.37038 | 0.37038 | 0.37038 | 0.37038 | 0.37038 | 6145.0836 | 294333.9117 | 0.0014612 | 532416.3 | 301678.9271 | 280.0892 | 13498.6331 | 300478.9953 | 13778.7222 | 286700.273 | -14978.6541 | FALSE
| 60461067 | WIN011 | WIN | 22KV | 2121.37 | 12 | 36385.0727 | 7.692% | Covered | 390 | 0.026371 | 0.028472 | 0.030747 | 0.033211 | 0.03588 | 0.038772 | 0.041905 | 0.045299 | 0.048978 | 0.052965 | 0.057287 | 0.061972 | 0.067051 | 0.069527 | 0.069527 | 0.069527 | 0.069527 | 0.069527 | 0.069527 | 0.069527 | 0.34723 | 0.35015 | 0.35531 | 0.35785 | 0.35885 | 0.36123 | 0.36615 | 0.371 | 0.37038 | 0.37038 | 0.37038 | 0.37038 | 0.37038 | 0.37038 | 0.37038 | 0.37038 | 0.37038 | 0.37038 | 0.37038 | 0.37038 | 9584.3682 | 713337.9402 | 0.0022706 | 827334.3 | 468786.0307 | 435.2372 | 32594.8635 | 722922.3084 | 33030.1007 | 689892.2078 | 221106.177 | TRUE
| 60461086 | WIN011 | WIN | 22KV | 1444.27 | 12 | 36385.0727 | 7.692% | Single phase | 44.74 | 0.018049 | 0.019509 | 0.021093 | 0.022809 | 0.024671 | 0.02669 | 0.028881 | 0.031257 | 0.033835 | 0.036633 | 0.039669 | 0.042964 | 0.046541 | 0.047336 | 0.047336 | 0.047336 | 0.047336 | 0.047336 | 0.047336 | 0.047336 | 0.34723 | 0.35015 | 0.35531 | 0.35785 | 0.35885 | 0.36123 | 0.36615 | 0.371 | 0.37038 | 0.37038 | 0.37038 | 0.37038 | 0.37038 | 0.37038 | 0.37038 | 0.37038 | 0.37038 | 0.37038 | 0.37038 | 0.37038 | 6577.6892 | 38235.6058 | 0.0015459 | 64616.6398 | 36613.2265 | 296.3179 | 1733.1832 | 44813.295 | 2029.5012 | 42783.7938 | 6170.5673 | TRUE
| 60461090 | WIN011 | WIN | 22KV | 21.89 | 12 | 36385.0727 | 7.692% | Covered | 390 | 0.00022777 | 0.0002459 | 0.00026554 | 0.00028681 | 0.00030986 | 0.00033484 | 0.0003619 | 0.00039123 | 0.00042303 | 0.0004575 | 0.00049487 | 0.0005354 | 0.00057934 | 0.00062701 | 0.0006787 | 0.00071744 | 0.00071744 | 0.00071744 | 0.00071744 | 0.00071744 | 0.34723 | 0.35015 | 0.35531 | 0.35785 | 0.35885 | 0.36123 | 0.36615 | 0.371 | 0.37038 | 0.37038 | 0.37038 | 0.37038 | 0.37038 | 0.37038 | 0.37038 | 0.37038 | 0.37038 | 0.37038 | 0.37038 | 0.37038 | 87.9675 | 67.5184 | 2.343e-05 | 8537.1 | 4837.3109 | 4.4911 | 3.4706 | 155.4859 | 7.9618 | 147.5241 | -4689.7867 | FALSE
| 60461091 | WIN011 | WIN | 22KV | 1120.74 | 12 | 36385.0727 | 7.692% | Covered | 390 | 0.011661 | 0.01259 | 0.013595 | 0.014684 | 0.015864 | 0.017143 | 0.018529 | 0.020031 | 0.021659 | 0.023423 | 0.025337 | 0.027412 | 0.029662 | 0.032102 | 0.034749 | 0.036732 | 0.036732 | 0.036732 | 0.036732 | 0.036732 | 0.34723 | 0.35015 | 0.35531 | 0.35785 | 0.35885 | 0.36123 | 0.36615 | 0.371 | 0.37038 | 0.37038 | 0.37038 | 0.37038 | 0.37038 | 0.37038 | 0.37038 | 0.37038 | 0.37038 | 0.37038 | 0.37038 | 0.37038 | 4503.8231 | 176986.6057 | 0.0011996 | 437088.6 | 247664.1303 | 229.9399 | 9097.5838 | 181490.4288 | 9327.5238 | 172162.905 | -75501.2253 | FALSE
| 60461095 | WIN011 | WIN | 22KV | 674.7 | 12 | 36385.0727 | 7.692% | Single phase | 44.74 | 0.0084133 | 0.009084 | 0.0098103 | 0.010597 | 0.011449 | 0.012372 | 0.013372 | 0.014456 | 0.015631 | 0.016904 | 0.018284 | 0.01978 | 0.021401 | 0.022113 | 0.022113 | 0.022113 | 0.022113 | 0.022113 | 0.022113 | 0.022113 | 0.34723 | 0.35015 | 0.35531 | 0.35785 | 0.35885 | 0.36123 | 0.36615 | 0.371 | 0.37038 | 0.37038 | 0.37038 | 0.37038 | 0.37038 | 0.37038 | 0.37038 | 0.37038 | 0.37038 | 0.37038 | 0.37038 | 0.37038 | 3054.5731 | 8294.9364 | 0.00072218 | 30186.078 | 17104.1037 | 138.4268 | 378.2414 | 11349.5096 | 516.6683 | 10832.8413 | -6271.2625 | FALSE
| 60461101 | WIN011 | WIN | 22KV | 130.67 | 12 | 36385.0727 | 7.692% | Covered | 390 | 0.0012669 | 0.0013903 | 0.0015261 | 0.0016759 | 0.001841 | 0.002023 | 0.0022237 | 0.002445 | 0.0026892 | 0.0029585 | 0.0032558 | 0.0035838 | 0.0039459 | 0.0042827 | 0.0042827 | 0.0042827 | 0.0042827 | 0.0042827 | 0.0042827 | 0.0042827 | 0.34723 | 0.35015 | 0.35531 | 0.35785 | 0.35885 | 0.36123 | 0.36615 | 0.371 | 0.37038 | 0.37038 | 0.37038 | 0.37038 | 0.37038 | 0.37038 | 0.37038 | 0.37038 | 0.37038 | 0.37038 | 0.37038 | 0.37038 | 544.8402 | 2494.6947 | 0.00013986 | 50961.3 | 28875.807 | 26.8093 | 123.6711 | 3039.5349 | 150.4804 | 2889.0545 | -25986.7525 | FALSE
| 60461110 | WIN011 | WIN | 22KV | 2421.24 | 12 | 36385.0727 | 7.692% | Covered | 390 | 0.023222 | 0.024968 | 0.02685 | 0.028881 | 0.031072 | 0.033436 | 0.035987 | 0.03874 | 0.041711 | 0.044919 | 0.048382 | 0.052121 | 0.056159 | 0.060519 | 0.065228 | 0.070315 | 0.07581 | 0.079356 | 0.079356 | 0.079356 | 0.34723 | 0.35015 | 0.35531 | 0.35785 | 0.35885 | 0.36123 | 0.36615 | 0.371 | 0.37038 | 0.37038 | 0.37038 | 0.37038 | 0.37038 | 0.37038 | 0.37038 | 0.37038 | 0.37038 | 0.37038 | 0.37038 | 0.37038 | 8896.662 | 755290.5924 | 0.0025916 | 944283.6 | 535052.1074 | 496.7609 | 42461.1743 | 764187.2544 | 42957.9352 | 721229.3192 | 186177.2118 | TRUE
| 60461111 | WIN011 | WIN | 22KV | 1767.88 | 12 | 36385.0727 | 7.692% | Covered | 390 | 0.016956 | 0.01823 | 0.019605 | 0.021088 | 0.022687 | 0.024413 | 0.026276 | 0.028286 | 0.030456 | 0.032798 | 0.035326 | 0.038056 | 0.041005 | 0.044188 | 0.047627 | 0.051341 | 0.055353 | 0.057942 | 0.057942 | 0.057942 | 0.34723 | 0.35015 | 0.35531 | 0.35785 | 0.35885 | 0.36123 | 0.36615 | 0.371 | 0.37038 | 0.37038 | 0.37038 | 0.37038 | 0.37038 | 0.37038 | 0.37038 | 0.37038 | 0.37038 | 0.37038 | 0.37038 | 0.37038 | 6495.9404 | 402665.0729 | 0.0018923 | 689473.2 | 390670.8627 | 362.7123 | 22637.1572 | 409161.0133 | 22999.8695 | 386161.1438 | -4509.7189 | FALSE
| 60461112 | WIN011 | WIN | 22KV | 1676.73 | 12 | 36385.0727 | 7.692% | Covered | 390 | 0.016082 | 0.01729 | 0.018594 | 0.02 | 0.021517 | 0.023154 | 0.024921 | 0.026827 | 0.028885 | 0.031107 | 0.033505 | 0.036094 | 0.03889 | 0.04191 | 0.045171 | 0.048694 | 0.052499 | 0.054954 | 0.054954 | 0.054954 | 0.34723 | 0.35015 | 0.35531 | 0.35785 | 0.35885 | 0.36123 | 0.36615 | 0.371 | 0.37038 | 0.37038 | 0.37038 | 0.37038 | 0.37038 | 0.37038 | 0.37038 | 0.37038 | 0.37038 | 0.37038 | 0.37038 | 0.37038 | 6161.0167 | 362213.5267 | 0.0017947 | 653924.7 | 370528.2913 | 344.0113 | 20363.0389 | 368374.5434 | 20707.0502 | 347667.4933 | -22860.7981 | FALSE
| 60461115 | WIN011 | WIN | 22KV | 869.6 | 12 | 36385.0727 | 7.692% | Covered | 390 | 0.010777 | 0.011599 | 0.012487 | 0.013446 | 0.014481 | 0.015599 | 0.016806 | 0.018109 | 0.019518 | 0.021039 | 0.022682 | 0.024458 | 0.026377 | 0.02845 | 0.028501 | 0.028501 | 0.028501 | 0.028501 | 0.028501 | 0.028501 | 0.34723 | 0.35015 | 0.35531 | 0.35785 | 0.35885 | 0.36123 | 0.36615 | 0.371 | 0.37038 | 0.37038 | 0.37038 | 0.37038 | 0.37038 | 0.37038 | 0.37038 | 0.37038 | 0.37038 | 0.37038 | 0.37038 | 0.37038 | 3871.3058 | 118117.1975 | 0.00093079 | 339144 | 192166.5397 | 178.4141 | 5477.1594 | 121988.5033 | 5655.5735 | 116332.9298 | -75833.6099 | FALSE
| 60461116 | WIN011 | WIN | 22KV | 1152.08 | 12 | 36385.0727 | 7.692% | Covered | 390 | 0.014277 | 0.015367 | 0.016544 | 0.017814 | 0.019185 | 0.020666 | 0.022265 | 0.023992 | 0.025858 | 0.027873 | 0.03005 | 0.032403 | 0.034945 | 0.037692 | 0.037759 | 0.037759 | 0.037759 | 0.037759 | 0.037759 | 0.037759 | 0.34723 | 0.35015 | 0.35531 | 0.35785 | 0.35885 | 0.36123 | 0.36615 | 0.371 | 0.37038 | 0.37038 | 0.37038 | 0.37038 | 0.37038 | 0.37038 | 0.37038 | 0.37038 | 0.37038 | 0.37038 | 0.37038 | 0.37038 | 5128.8569 | 207319.1152 | 0.0012331 | 449311.2 | 254589.7275 | 236.3699 | 9613.5014 | 212447.9722 | 9849.8714 | 202598.1008 | -51991.6267 | FALSE
| 60461118 | WIN011 | WIN | 22KV | 927.56 | 12 | 36385.0727 | 7.692% | Single phase | 44.74 | 0.011566 | 0.012488 | 0.013487 | 0.014568 | 0.01574 | 0.017009 | 0.018384 | 0.019874 | 0.021489 | 0.023239 | 0.025136 | 0.027192 | 0.029422 | 0.030401 | 0.030401 | 0.030401 | 0.030401 | 0.030401 | 0.030401 | 0.030401 | 0.34723 | 0.35015 | 0.35531 | 0.35785 | 0.35885 | 0.36123 | 0.36615 | 0.371 | 0.37038 | 0.37038 | 0.37038 | 0.37038 | 0.37038 | 0.37038 | 0.37038 | 0.37038 | 0.37038 | 0.37038 | 0.37038 | 0.37038 | 4199.3476 | 15677.4587 | 0.00099283 | 41499.0344 | 23514.2767 | 190.3056 | 714.8776 | 19876.8063 | 905.1832 | 18971.6231 | -4542.6536 | FALSE
| 60461126 | WIN011 | WIN | 22KV | 280.83 | 12 | 36385.0727 | 7.692% | Single phase | 44.74 | 0.0035096 | 0.0037935 | 0.0041013 | 0.0044352 | 0.0047972 | 0.0051898 | 0.0056157 | 0.0060778 | 0.0065791 | 0.0071231 | 0.0077134 | 0.0083541 | 0.0090496 | 0.0092041 | 0.0092041 | 0.0092041 | 0.0092041 | 0.0092041 | 0.0092041 | 0.0092041 | 0.34723 | 0.35015 | 0.35531 | 0.35785 | 0.35885 | 0.36123 | 0.36615 | 0.371 | 0.37038 | 0.37038 | 0.37038 | 0.37038 | 0.37038 | 0.37038 | 0.37038 | 0.37038 | 0.37038 | 0.37038 | 0.37038 | 0.37038 | 1278.9938 | 1445.6335 | 0.00030059 | 12564.3342 | 7119.2314 | 57.6173 | 65.5292 | 2724.6273 | 123.1465 | 2601.4808 | -4517.7506 | FALSE
| 60461127 | WIN011 | WIN | 22KV | 1046.23 | 12 | 36385.0727 | 7.692% | Covered | 390 | 0.013019 | 0.014041 | 0.015147 | 0.016344 | 0.017639 | 0.019041 | 0.020557 | 0.022199 | 0.023976 | 0.0259 | 0.027983 | 0.030239 | 0.032681 | 0.03429 | 0.03429 | 0.03429 | 0.03429 | 0.03429 | 0.03429 | 0.03429 | 0.34723 | 0.35015 | 0.35531 | 0.35785 | 0.35885 | 0.36123 | 0.36615 | 0.371 | 0.37038 | 0.37038 | 0.37038 | 0.37038 | 0.37038 | 0.37038 | 0.37038 | 0.37038 | 0.37038 | 0.37038 | 0.37038 | 0.37038 | 4709.4287 | 172870.6115 | 0.0011199 | 408029.7 | 231198.7107 | 214.6529 | 7928.1281 | 177580.0402 | 8142.781 | 169437.2593 | -61761.4515 | FALSE
| 60461142 | WIN011 | WIN | 22KV | 2267.53 | 12 | 36385.0727 | 7.692% | Three phase | 97.13 | 0.027376 | 0.029081 | 0.030897 | 0.03283 | 0.034888 | 0.037081 | 0.039417 | 0.041904 | 0.044555 | 0.047378 | 0.050387 | 0.053592 | 0.057008 | 0.060649 | 0.064528 | 0.068663 | 0.07307 | 0.074318 | 0.074318 | 0.074318 | 0.34723 | 0.35015 | 0.35531 | 0.35785 | 0.35885 | 0.36123 | 0.36615 | 0.371 | 0.37038 | 0.37038 | 0.37038 | 0.37038 | 0.37038 | 0.37038 | 0.37038 | 0.37038 | 0.37038 | 0.37038 | 0.37038 | 0.37038 | 9189.1737 | 182149.9182 | 0.0024271 | 220245.1889 | 124795.8267 | 465.2245 | 9274.9416 | 191339.0919 | 9740.1662 | 181598.9258 | 56803.0991 | TRUE
| 60461165 | WIN011 | WIN | 22KV | 1382.81 | 12 | 36385.0727 | 7.692% | Single phase | 44.74 | 0.017137 | 0.018445 | 0.019857 | 0.021381 | 0.023027 | 0.024805 | 0.026724 | 0.028797 | 0.031036 | 0.033455 | 0.036068 | 0.038892 | 0.041943 | 0.04524 | 0.045321 | 0.045321 | 0.045321 | 0.045321 | 0.045321 | 0.045321 | 0.34723 | 0.35015 | 0.35531 | 0.35785 | 0.35885 | 0.36123 | 0.36615 | 0.371 | 0.37038 | 0.37038 | 0.37038 | 0.37038 | 0.37038 | 0.37038 | 0.37038 | 0.37038 | 0.37038 | 0.37038 | 0.37038 | 0.37038 | 6156.0262 | 34263.4009 | 0.0014801 | 61866.9194 | 35055.1737 | 283.7083 | 1588.8128 | 40419.4271 | 1872.5211 | 38546.906 | 3491.7323 | TRUE
| 60461166 | WIN011 | WIN | 22KV | 360.73 | 12 | 36385.0727 | 7.692% | Covered | 390 | 0.0044704 | 0.0048116 | 0.00518 | 0.0055777 | 0.0060071 | 0.0064707 | 0.0069714 | 0.0075122 | 0.0080963 | 0.0087273 | 0.009409 | 0.010146 | 0.010942 | 0.011802 | 0.011823 | 0.011823 | 0.011823 | 0.011823 | 0.011823 | 0.011823 | 0.34723 | 0.35015 | 0.35531 | 0.35785 | 0.35885 | 0.36123 | 0.36615 | 0.371 | 0.37038 | 0.37038 | 0.37038 | 0.37038 | 0.37038 | 0.37038 | 0.37038 | 0.37038 | 0.37038 | 0.37038 | 0.37038 | 0.37038 | 1605.9063 | 20325.3763 | 0.00038611 | 140684.7 | 79715.0826 | 74.0102 | 942.4989 | 21931.2827 | 1016.5091 | 20914.7735 | -58800.3091 | FALSE
| 60461169 | WIN011 | WIN | 22KV | 986.64 | 12 | 36385.0727 | 7.692% | Single phase | 44.74 | 0.012303 | 0.013284 | 0.014346 | 0.015496 | 0.016742 | 0.018092 | 0.019555 | 0.02114 | 0.022857 | 0.024719 | 0.026737 | 0.028924 | 0.031296 | 0.032337 | 0.032337 | 0.032337 | 0.032337 | 0.032337 | 0.032337 | 0.032337 | 0.34723 | 0.35015 | 0.35531 | 0.35785 | 0.35885 | 0.36123 | 0.36615 | 0.371 | 0.37038 | 0.37038 | 0.37038 | 0.37038 | 0.37038 | 0.37038 | 0.37038 | 0.37038 | 0.37038 | 0.37038 | 0.37038 | 0.37038 | 4466.8208 | 17738.1809 | 0.0010561 | 44142.2736 | 25011.9948 | 202.4269 | 808.8447 | 22205.0017 | 1011.2716 | 21193.7301 | -3818.2647 | FALSE
| 60461189 | WIN011 | WIN | 22KV | 998.66 | 12 | 36385.0727 | 7.692% | Three phase | 97.13 | 0.010869 | 0.011716 | 0.012632 | 0.013622 | 0.014693 | 0.015851 | 0.017105 | 0.018461 | 0.019928 | 0.021516 | 0.023235 | 0.025095 | 0.027109 | 0.029289 | 0.031649 | 0.032731 | 0.032731 | 0.032731 | 0.032731 | 0.032731 | 0.34723 | 0.35015 | 0.35531 | 0.35785 | 0.35885 | 0.36123 | 0.36615 | 0.371 | 0.37038 | 0.37038 | 0.37038 | 0.37038 | 0.37038 | 0.37038 | 0.37038 | 0.37038 | 0.37038 | 0.37038 | 0.37038 | 0.37038 | 4104.8903 | 35804.8037 | 0.0010689 | 96999.8458 | 54962.2718 | 204.893 | 1799.0383 | 39909.694 | 2003.9314 | 37905.7626 | -17056.5092 | FALSE
| 60461199 | WIN011 | WIN | 22KV | 1146.62 | 12 | 36385.0727 | 7.692% | Covered | 390 | 0.01142 | 0.012309 | 0.013271 | 0.014311 | 0.015436 | 0.016652 | 0.017969 | 0.019393 | 0.020935 | 0.022603 | 0.024409 | 0.026364 | 0.02848 | 0.030772 | 0.033253 | 0.035941 | 0.03758 | 0.03758 | 0.03758 | 0.03758 | 0.34723 | 0.35015 | 0.35531 | 0.35785 | 0.35885 | 0.36123 | 0.36615 | 0.371 | 0.37038 | 0.37038 | 0.37038 | 0.37038 | 0.37038 | 0.37038 | 0.37038 | 0.37038 | 0.37038 | 0.37038 | 0.37038 | 0.37038 | 4417.5738 | 177597.1164 | 0.0012273 | 447181.8 | 253383.1621 | 235.2497 | 9522.5957 | 182014.6902 | 9757.8454 | 172256.8448 | -81126.3173 | FALSE
| 60461301 | WIN011 | WIN | 22KV | 682.2 | 12 | 36385.0727 | 7.692% | Covered | 390 | 0.0063676 | 0.0069317 | 0.0075481 | 0.0082218 | 0.0089582 | 0.0097633 | 0.010644 | 0.011606 | 0.01266 | 0.013812 | 0.015072 | 0.016451 | 0.017961 | 0.019613 | 0.021422 | 0.022359 | 0.022359 | 0.022359 | 0.022359 | 0.022359 | 0.34723 | 0.35015 | 0.35531 | 0.35785 | 0.35885 | 0.36123 | 0.36615 | 0.371 | 0.37038 | 0.37038 | 0.37038 | 0.37038 | 0.37038 | 0.37038 | 0.37038 | 0.37038 | 0.37038 | 0.37038 | 0.37038 | 0.37038 | 2665.6301 | 63726.0263 | 0.0007302 | 266058 | 150754.3852 | 139.9656 | 3370.8525 | 66391.6564 | 3510.8181 | 62880.8383 | -87873.5469 | FALSE
| 60461305 | WIN011 | WIN | 22KV | 212.08 | 12 | 36385.0727 | 7.692% | Three phase | 97.13 | 0.0027199 | 0.0029787 | 0.0032631 | 0.0035757 | 0.0039193 | 0.0042971 | 0.0047126 | 0.0051697 | 0.0056724 | 0.0062255 | 0.0068342 | 0.0069509 | 0.0069509 | 0.0069509 | 0.0069509 | 0.0069509 | 0.0069509 | 0.0069509 | 0.0069509 | 0.0069509 | 0.34723 | 0.35015 | 0.35531 | 0.35785 | 0.35885 | 0.36123 | 0.36615 | 0.371 | 0.37038 | 0.37038 | 0.37038 | 0.37038 | 0.37038 | 0.37038 | 0.37038 | 0.37038 | 0.37038 | 0.37038 | 0.37038 | 0.37038 | 1022.8322 | 1895.4027 | 0.000227 | 20599.3304 | 11672.0391 | 43.512 | 81.1343 | 2918.2348 | 124.6463 | 2793.5885 | -8878.4506 | FALSE
| 60494550 | CLC002 | CLC | 22KV | 196.69 | 0 | 44906.1835 | 100% | Three phase | 97.13 | 0.001852 | 0.0020251 | 0.002215 | 0.0024236 | 0.0026526 | 0.0029042 | 0.0031806 | 0.0034843 | 0.003818 | 0.0041849 | 0.0045881 | 0.0050315 | 0.005519 | 0.0060552 | 0.0064465 | 0.0064465 | 0.0064465 | 0.0064465 | 0.0064465 | 0.0064465 | 5.704 | 5.694 | 5.721 | 5.729 | 5.733 | 5.746 | 5.789 | 5.865 | 5.853 | 5.853 | 5.853 | 5.853 | 5.853 | 5.853 | 5.853 | 5.853 | 5.853 | 5.853 | 5.853 | 5.853 | 15499.6688 | 1358.8724 | 0.00021053 | 19104.4997 | 10825.0348 | 792.8855 | 69.7862 | 16858.5412 | 862.6718 | 15995.8694 | 5170.8347 | TRUE
| 60500482 | CLC004 | CLC | 22KV | 42.7 | 4 | 44906.1835 | 20% | Single phase | 44.74 | 0.00053867 | 0.00058503 | 0.00063554 | 0.00069057 | 0.00075056 | 0.00081594 | 0.00088721 | 0.00096492 | 0.0010497 | 0.0011421 | 0.0012429 | 0.0013528 | 0.0013995 | 0.0013995 | 0.0013995 | 0.0013995 | 0.0013995 | 0.0013995 | 0.0013995 | 0.0013995 | 1.7638 | 1.8692 | 1.8814 | 1.8846 | 1.882 | 1.887 | 1.9032 | 1.9178 | 1.911 | 1.911 | 1.911 | 1.911 | 1.911 | 1.911 | 1.911 | 1.911 | 1.911 | 1.911 | 1.911 | 1.911 | 1272.2687 | 34.1912 | 4.5705e-05 | 1910.398 | 1082.474 | 56.1347 | 1.515 | 1306.4599 | 57.6497 | 1248.8102 | 166.3362 | TRUE
| 60500573 | CLC004 | CLC | 22KV | 394.96 | 4 | 44906.1835 | 20% | Three phase | 97.13 | 0.0048946 | 0.0052682 | 0.0056715 | 0.006107 | 0.0065771 | 0.0070847 | 0.0076329 | 0.008225 | 0.0088646 | 0.0095555 | 0.010302 | 0.011108 | 0.01198 | 0.012922 | 0.012945 | 0.012945 | 0.012945 | 0.012945 | 0.012945 | 0.012945 | 1.7638 | 1.8692 | 1.8814 | 1.8846 | 1.882 | 1.887 | 1.9032 | 1.9178 | 1.911 | 1.911 | 1.911 | 1.911 | 1.911 | 1.911 | 1.911 | 1.911 | 1.911 | 1.911 | 1.911 | 1.911 | 11243.845 | 6068.3285 | 0.00042275 | 38362.4648 | 21737.0265 | 519.2265 | 281.3917 | 17312.1735 | 800.6183 | 16511.5553 | -5225.4712 | FALSE
| 60551772 | BAS034 | BAS | 22KV | 308.16 | 2 | 37239.5893 | 33.33% | Three phase | 97.13 | 0.0020496 | 0.0022428 | 0.0024551 | 0.0026887 | 0.0029455 | 0.0032281 | 0.003539 | 0.0038813 | 0.004258 | 0.0046728 | 0.0051295 | 0.0056326 | 0.0061868 | 0.0067974 | 0.0074703 | 0.0082119 | 0.0090294 | 0.0099307 | 0.0101 | 0.0101 | 3.5023 | 3.549 | 3.6103 | 3.664 | 3.6987 | 3.7377 | 3.8013 | 3.8853 | 3.934 | 3.934 | 3.934 | 3.934 | 3.934 | 3.934 | 3.934 | 3.934 | 3.934 | 3.934 | 3.934 | 3.934 | 10436.9111 | 2601.7739 | 0.00032984 | 29931.5808 | 16959.9 | 676.1641 | 171.3001 | 13038.685 | 847.4642 | 12191.2209 | -4768.6791 | FALSE
| 60566178 | BAS011 | BAS | 22KV | 783.47 | 43 | 37239.5893 | 2.273% | Single phase | 44.74 | 0.0086004 | 0.0092528 | 0.0099567 | 0.010716 | 0.011537 | 0.012422 | 0.013377 | 0.014409 | 0.015524 | 0.016727 | 0.018027 | 0.019431 | 0.020948 | 0.022586 | 0.024357 | 0.025678 | 0.025678 | 0.025678 | 0.025678 | 0.025678 | 0.42989 | 0.26061 | 0.26702 | 0.27275 | 0.27636 | 0.28043 | 0.28698 | 0.29398 | 0.2983 | 0.2983 | 0.2983 | 0.2983 | 0.2983 | 0.2983 | 0.2983 | 0.2983 | 0.2983 | 0.2983 | 0.2983 | 0.2983 | 2656.2344 | 10102.7134 | 0.0008386 | 35052.4478 | 19861.4972 | 134.576 | 510.0261 | 12758.9478 | 644.6021 | 12114.3457 | -7747.1515 | FALSE
| 60566239 | BAS011 | BAS | 22KV | 533.16 | 43 | 37239.5893 | 2.273% | Three phase | 97.13 | 0.0050119 | 0.0054158 | 0.0058538 | 0.0063288 | 0.006844 | 0.0074029 | 0.0080093 | 0.0086672 | 0.0093813 | 0.010156 | 0.010997 | 0.011911 | 0.012902 | 0.013979 | 0.015148 | 0.016418 | 0.017474 | 0.017474 | 0.017474 | 0.017474 | 0.42989 | 0.26061 | 0.26702 | 0.27275 | 0.27636 | 0.28043 | 0.28698 | 0.29398 | 0.2983 | 0.2983 | 0.2983 | 0.2983 | 0.2983 | 0.2983 | 0.2983 | 0.2983 | 0.2983 | 0.2983 | 0.2983 | 0.2983 | 1656.9446 | 9310.2268 | 0.00057068 | 51785.8308 | 29343.0045 | 91.5805 | 512.7672 | 10967.1714 | 604.3476 | 10362.8237 | -18980.1808 | FALSE
| 60566275 | BAS011 | BAS | 22KV | 4112.99 | 43 | 37239.5893 | 2.273% | Three phase | 97.13 | 0.038728 | 0.042346 | 0.046319 | 0.05068 | 0.055469 | 0.06073 | 0.06651 | 0.07286 | 0.079839 | 0.08751 | 0.095942 | 0.10521 | 0.11541 | 0.12662 | 0.1348 | 0.1348 | 0.1348 | 0.1348 | 0.1348 | 0.1348 | 0.42989 | 0.26061 | 0.26702 | 0.27275 | 0.27636 | 0.28043 | 0.28698 | 0.29398 | 0.2983 | 0.2983 | 0.2983 | 0.2983 | 0.2983 | 0.2983 | 0.2983 | 0.2983 | 0.2983 | 0.2983 | 0.2983 | 0.2983 | 13702.7277 | 594195.6003 | 0.0044024 | 399494.7187 | 226362.6003 | 706.4849 | 30515.4943 | 607898.328 | 31221.9792 | 576676.3488 | 350313.7485 | TRUE
| 60566368 | BAS011 | BAS | 22KV | 894.81 | 43 | 37239.5893 | 2.273% | Three phase | 97.13 | 0.0083559 | 0.0089992 | 0.0096943 | 0.010445 | 0.011257 | 0.012135 | 0.013084 | 0.01411 | 0.015219 | 0.016419 | 0.017717 | 0.01912 | 0.020639 | 0.022282 | 0.02406 | 0.025984 | 0.028067 | 0.029327 | 0.029327 | 0.029327 | 0.42989 | 0.26061 | 0.26702 | 0.27275 | 0.27636 | 0.28043 | 0.28698 | 0.29398 | 0.2983 | 0.2983 | 0.2983 | 0.2983 | 0.2983 | 0.2983 | 0.2983 | 0.2983 | 0.2983 | 0.2983 | 0.2983 | 0.2983 | 2700.5767 | 25464.6133 | 0.00095778 | 86912.8953 | 49246.7811 | 153.7008 | 1444.3311 | 28165.19 | 1598.0319 | 26567.1581 | -22679.623 | FALSE
| 60566558 | BAS014 | BAS | 22KV | 20.44 | 1 | 37239.5893 | 50% | Three phase | 97.13 | 0.00019364 | 0.00021001 | 0.00022784 | 0.00024725 | 0.00026837 | 0.00029138 | 0.00031644 | 0.00034374 | 0.00037348 | 0.00040589 | 0.0004412 | 0.00047969 | 0.00052164 | 0.00056737 | 0.00061724 | 0.00066992 | 0.00066992 | 0.00066992 | 0.00066992 | 0.00066992 | 4.273 | 8.1825 | 8.677 | 8.65 | 8.601 | 8.5825 | 8.5875 | 8.592 | 8.559 | 8.559 | 8.559 | 8.559 | 8.559 | 8.559 | 8.559 | 8.559 | 8.559 | 8.559 | 8.559 | 8.559 | 1855.631 | 14.0969 | 2.1878e-05 | 1985.3372 | 1124.9363 | 97.3423 | 0.75365 | 1869.7279 | 98.0959 | 1771.632 | 646.6957 | TRUE
| 60566586 | BAS011 | BAS | 22KV | 263.26 | 43 | 37239.5893 | 2.273% | Three phase | 97.13 | 0.001751 | 0.001916 | 0.0020974 | 0.0022969 | 0.0025163 | 0.0027578 | 0.0030234 | 0.0033158 | 0.0036376 | 0.0039919 | 0.0043821 | 0.0048119 | 0.0052854 | 0.005807 | 0.0063819 | 0.0070154 | 0.0077138 | 0.0084837 | 0.0086283 | 0.0086283 | 0.42989 | 0.26061 | 0.26702 | 0.27275 | 0.27636 | 0.28043 | 0.28698 | 0.29398 | 0.2983 | 0.2983 | 0.2983 | 0.2983 | 0.2983 | 0.2983 | 0.2983 | 0.2983 | 0.2983 | 0.2983 | 0.2983 | 0.2983 | 684.4072 | 1898.833 | 0.00028178 | 25570.4438 | 14488.7827 | 45.22 | 125.0187 | 2583.2403 | 170.2386 | 2413.0017 | -12075.781 | FALSE
| 60566598 | BAS011 | BAS | 22KV | 784.97 | 43 | 37239.5893 | 2.273% | Single phase | 44.74 | 0.0086169 | 0.0092705 | 0.0099758 | 0.010737 | 0.011559 | 0.012446 | 0.013403 | 0.014437 | 0.015553 | 0.016759 | 0.018061 | 0.019468 | 0.020988 | 0.02263 | 0.024404 | 0.025727 | 0.025727 | 0.025727 | 0.025727 | 0.025727 | 0.42989 | 0.26061 | 0.26702 | 0.27275 | 0.27636 | 0.28043 | 0.28698 | 0.29398 | 0.2983 | 0.2983 | 0.2983 | 0.2983 | 0.2983 | 0.2983 | 0.2983 | 0.2983 | 0.2983 | 0.2983 | 0.2983 | 0.2983 | 2661.32 | 10141.4349 | 0.00084021 | 35119.5578 | 19899.5232 | 134.8336 | 511.981 | 12802.7548 | 646.8146 | 12155.9402 | -7743.583 | FALSE
| 60566604 | BAS011 | BAS | 22KV | 1286.14 | 43 | 37239.5893 | 2.273% | Three phase | 97.13 | 0.01201 | 0.012935 | 0.013934 | 0.015014 | 0.016181 | 0.017442 | 0.018806 | 0.02028 | 0.021875 | 0.023599 | 0.025465 | 0.027482 | 0.029665 | 0.032027 | 0.034583 | 0.037348 | 0.040342 | 0.042153 | 0.042153 | 0.042153 | 0.42989 | 0.26061 | 0.26702 | 0.27275 | 0.27636 | 0.28043 | 0.28698 | 0.29398 | 0.2983 | 0.2983 | 0.2983 | 0.2983 | 0.2983 | 0.2983 | 0.2983 | 0.2983 | 0.2983 | 0.2983 | 0.2983 | 0.2983 | 3881.6282 | 52608.0153 | 0.0013766 | 124922.7782 | 70784.0269 | 220.9192 | 2983.8816 | 56489.6435 | 3204.8008 | 53284.8426 | -17499.1843 | FALSE
| 60566615 | BAS011 | BAS | 22KV | 167.74 | 43 | 37239.5893 | 2.273% | Three phase | 97.13 | 0.0011136 | 0.0011977 | 0.0012886 | 0.0013868 | 0.0014928 | 0.0016073 | 0.001731 | 0.0018646 | 0.002009 | 0.0021651 | 0.0023338 | 0.0025162 | 0.0027134 | 0.0029266 | 0.0031572 | 0.0034066 | 0.0036764 | 0.0039682 | 0.0042839 | 0.0046254 | 0.42989 | 0.26061 | 0.26702 | 0.27275 | 0.27636 | 0.28043 | 0.28698 | 0.29398 | 0.2983 | 0.2983 | 0.2983 | 0.2983 | 0.2983 | 0.2983 | 0.2983 | 0.2983 | 0.2983 | 0.2983 | 0.2983 | 0.2983 | 363.5957 | 642.6198 | 0.00017954 | 16292.5862 | 9231.742 | 28.8126 | 50.7549 | 1006.2155 | 79.5675 | 926.648 | -8305.094 | FALSE
| 60566653 | BAS011 | BAS | 22KV | 96.14 | 43 | 37239.5893 | 2.273% | Three phase | 97.13 | 0.00076441 | 0.00082076 | 0.00088146 | 0.00094688 | 0.0010174 | 0.0010934 | 0.0011753 | 0.0012636 | 0.0013588 | 0.0014614 | 0.0015721 | 0.0016915 | 0.0018203 | 0.0019593 | 0.0021092 | 0.002271 | 0.0024455 | 0.0026339 | 0.0028373 | 0.0030567 | 0.42989 | 0.26061 | 0.26702 | 0.27275 | 0.27636 | 0.28043 | 0.28698 | 0.29398 | 0.2983 | 0.2983 | 0.2983 | 0.2983 | 0.2983 | 0.2983 | 0.2983 | 0.2983 | 0.2983 | 0.2983 | 0.2983 | 0.2983 | 244.4326 | 247.6016 | 0.00010291 | 9338.0782 | 5291.163 | 16.5139 | 16.673 | 492.0342 | 33.1869 | 458.8473 | -4832.3156 | FALSE
| 60566746 | BAS011 | BAS | 22KV | 43.87 | 43 | 37239.5893 | 2.273% | Three phase | 97.13 | 0.00039794 | 0.00043554 | 0.00047686 | 0.00052227 | 0.0005722 | 0.0006271 | 0.00068748 | 0.00075389 | 0.00082696 | 0.00090737 | 0.00099585 | 0.0010933 | 0.0012005 | 0.0013185 | 0.0014378 | 0.0014378 | 0.0014378 | 0.0014378 | 0.0014378 | 0.0014378 | 0.42989 | 0.26061 | 0.26702 | 0.27275 | 0.27636 | 0.28043 | 0.28698 | 0.29398 | 0.2983 | 0.2983 | 0.2983 | 0.2983 | 0.2983 | 0.2983 | 0.2983 | 0.2983 | 0.2983 | 0.2983 | 0.2983 | 0.2983 | 143.4277 | 66.3364 | 4.6957e-05 | 4261.0931 | 2414.4302 | 7.5355 | 3.4717 | 209.764 | 11.0072 | 198.7568 | -2215.6734 | FALSE
| 60566867 | BAS011 | BAS | 22KV | 990.5 | 43 | 37239.5893 | 2.273% | Three phase | 97.13 | 0.0091956 | 0.0099831 | 0.010841 | 0.011776 | 0.012796 | 0.013907 | 0.015118 | 0.016439 | 0.01788 | 0.019452 | 0.021167 | 0.023037 | 0.025079 | 0.027307 | 0.029739 | 0.032393 | 0.032463 | 0.032463 | 0.032463 | 0.032463 | 0.42989 | 0.26061 | 0.26702 | 0.27275 | 0.27636 | 0.28043 | 0.28698 | 0.29398 | 0.2983 | 0.2983 | 0.2983 | 0.2983 | 0.2983 | 0.2983 | 0.2983 | 0.2983 | 0.2983 | 0.2983 | 0.2983 | 0.2983 | 3143.8896 | 32822.5368 | 0.0010602 | 96207.265 | 54513.1779 | 170.1374 | 1769.7587 | 35966.4263 | 1939.8961 | 34026.5302 | -20486.6477 | FALSE
| 60566904 | BAS011 | BAS | 22KV | 1023.84 | 43 | 37239.5893 | 2.273% | Single phase | 44.74 | 0.0076568 | 0.008223 | 0.0088332 | 0.0094909 | 0.0102 | 0.010964 | 0.011789 | 0.012678 | 0.013637 | 0.014671 | 0.015787 | 0.016991 | 0.01829 | 0.019692 | 0.021205 | 0.022839 | 0.024602 | 0.026505 | 0.028561 | 0.03078 | 0.42989 | 0.26061 | 0.26702 | 0.27275 | 0.27636 | 0.28043 | 0.28698 | 0.29398 | 0.2983 | 0.2983 | 0.2983 | 0.2983 | 0.2983 | 0.2983 | 0.2983 | 0.2983 | 0.2983 | 0.2983 | 0.2983 | 0.2983 | 2455.2982 | 12200.2798 | 0.0010959 | 45806.6016 | 25955.0401 | 175.8641 | 870.9874 | 14655.578 | 1046.8516 | 13608.7264 | -12346.3137 | FALSE
| 60566906 | BAS011 | BAS | 22KV | 582.55 | 43 | 37239.5893 | 2.273% | Three phase | 97.13 | 0.0054083 | 0.0058714 | 0.0063761 | 0.0069261 | 0.0075255 | 0.0081791 | 0.0088916 | 0.0096686 | 0.010516 | 0.01144 | 0.012449 | 0.013549 | 0.01475 | 0.01606 | 0.017491 | 0.019052 | 0.019093 | 0.019093 | 0.019093 | 0.019093 | 0.42989 | 0.26061 | 0.26702 | 0.27275 | 0.27636 | 0.28043 | 0.28698 | 0.29398 | 0.2983 | 0.2983 | 0.2983 | 0.2983 | 0.2983 | 0.2983 | 0.2983 | 0.2983 | 0.2983 | 0.2983 | 0.2983 | 0.2983 | 1849.0387 | 11353.4956 | 0.00062354 | 56583.0815 | 32061.2335 | 100.0641 | 612.1693 | 13202.5344 | 712.2334 | 12490.301 | -19570.9325 | FALSE
| 60567006 | BAS011 | BAS | 22KV | 1609.59 | 43 | 37239.5893 | 2.273% | Three phase | 97.13 | 0.015031 | 0.016188 | 0.017438 | 0.018789 | 0.02025 | 0.021828 | 0.023535 | 0.025381 | 0.027376 | 0.029534 | 0.031869 | 0.034394 | 0.037126 | 0.040081 | 0.04328 | 0.046741 | 0.050487 | 0.052754 | 0.052754 | 0.052754 | 0.42989 | 0.26061 | 0.26702 | 0.27275 | 0.27636 | 0.28043 | 0.28698 | 0.29398 | 0.2983 | 0.2983 | 0.2983 | 0.2983 | 0.2983 | 0.2983 | 0.2983 | 0.2983 | 0.2983 | 0.2983 | 0.2983 | 0.2983 | 4857.8148 | 82395.9675 | 0.0017229 | 156339.4767 | 88585.4276 | 276.4779 | 4673.4288 | 87253.7823 | 4949.9068 | 82303.8755 | -6281.5521 | FALSE
| 60567085 | BAS014 | BAS | 22KV | 468.31 | 1 | 37239.5893 | 50% | Three phase | 97.13 | 0.0044365 | 0.0048117 | 0.0052201 | 0.0056648 | 0.0061489 | 0.006676 | 0.0072502 | 0.0078756 | 0.008557 | 0.0092995 | 0.010109 | 0.01099 | 0.011952 | 0.012999 | 0.014142 | 0.015349 | 0.015349 | 0.015349 | 0.015349 | 0.015349 | 4.273 | 8.1825 | 8.677 | 8.65 | 8.601 | 8.5825 | 8.5875 | 8.592 | 8.559 | 8.559 | 8.559 | 8.559 | 8.559 | 8.559 | 8.559 | 8.559 | 8.559 | 8.559 | 8.559 | 8.559 | 42515.1923 | 7399.9661 | 0.00050126 | 45486.9503 | 25773.9186 | 2230.2522 | 395.6143 | 49915.1584 | 2625.8665 | 47289.2919 | 21515.3733 | TRUE
| 60567204 | BAN015 | BAN | 22KV | 460.34 | 1 | 44753.327 | 50% | Three phase | 97.13 | 0.0056059 | 0.0059809 | 0.006382 | 0.0068111 | 0.0072702 | 0.0077613 | 0.0082868 | 0.0088492 | 0.009451 | 0.010095 | 0.010784 | 0.011522 | 0.012312 | 0.013158 | 0.014064 | 0.015033 | 0.015088 | 0.015088 | 0.015088 | 0.015088 | 5.957 | 4.2405 | 4.332 | 4.398 | 4.4365 | 4.4865 | 4.5715 | 4.687 | 4.7595 | 4.7595 | 4.7595 | 4.7595 | 4.7595 | 4.7595 | 4.7595 | 4.7595 | 4.7595 | 4.7595 | 4.7595 | 4.7595 | 30584.4239 | 7777.9431 | 0.00049273 | 44712.8242 | 25335.2815 | 1501.2612 | 382.2632 | 38362.367 | 1883.5244 | 36478.8425 | 11143.5611 | TRUE
| 60567649 | BAN009 | BAN | 22KV | 745.9 | 6 | 44753.327 | 14.29% | Single phase | 44.74 | 0.0069149 | 0.007439 | 0.0080045 | 0.008615 | 0.0092741 | 0.0099858 | 0.010754 | 0.011584 | 0.01248 | 0.013449 | 0.014495 | 0.015625 | 0.016846 | 0.018166 | 0.019593 | 0.021135 | 0.022801 | 0.024447 | 0.024447 | 0.024447 | 1.3273 | 1.3327 | 1.3423 | 1.3537 | 1.3524 | 1.3549 | 1.3683 | 1.3869 | 1.3919 | 1.3919 | 1.3919 | 1.3919 | 1.3919 | 1.3919 | 1.3919 | 1.3919 | 1.3919 | 1.3919 | 1.3919 | 1.3919 | 12392.8482 | 8035.6957 | 0.00079839 | 33371.566 | 18909.0721 | 708.8492 | 462.284 | 20428.5439 | 1171.1333 | 19257.4106 | 348.3385 | TRUE
| 60567652 | BAN009 | BAN | 22KV | 617.27 | 6 | 44753.327 | 14.29% | Three phase | 97.13 | 0.0058162 | 0.0062924 | 0.0068094 | 0.0073708 | 0.0079804 | 0.0086426 | 0.0093619 | 0.010143 | 0.010992 | 0.011915 | 0.012918 | 0.014008 | 0.015194 | 0.016482 | 0.017883 | 0.019407 | 0.020231 | 0.020231 | 0.020231 | 0.020231 | 1.3273 | 1.3327 | 1.3423 | 1.3537 | 1.3524 | 1.3549 | 1.3683 | 1.3869 | 1.3919 | 1.3919 | 1.3919 | 1.3919 | 1.3919 | 1.3919 | 1.3919 | 1.3919 | 1.3919 | 1.3919 | 1.3919 | 1.3919 | 10816.4453 | 12598.2241 | 0.00066071 | 59955.4351 | 33972.0841 | 586.6086 | 687.3144 | 23414.6694 | 1273.923 | 22140.7464 | -11831.3377 | FALSE
| 60567689 | BAN009 | BAN | 22KV | 199.11 | 6 | 44753.327 | 14.29% | Three phase | 97.13 | 0.0018761 | 0.0020297 | 0.0021965 | 0.0023776 | 0.0025742 | 0.0027878 | 0.0030198 | 0.0032719 | 0.0035458 | 0.0038435 | 0.004167 | 0.0045186 | 0.0049009 | 0.0053165 | 0.0057685 | 0.00626 | 0.0065258 | 0.0065258 | 0.0065258 | 0.0065258 | 1.3273 | 1.3327 | 1.3423 | 1.3537 | 1.3524 | 1.3549 | 1.3683 | 1.3869 | 1.3919 | 1.3919 | 1.3919 | 1.3919 | 1.3919 | 1.3919 | 1.3919 | 1.3919 | 1.3919 | 1.3919 | 1.3919 | 1.3919 | 3489.012 | 1310.8263 | 0.00021312 | 19339.5543 | 10958.222 | 189.2197 | 71.514 | 4799.8382 | 260.7337 | 4539.1045 | -6419.1174 | FALSE
| 60567803 | BAS011 | BAS | 22KV | 713.1 | 43 | 37239.5893 | 2.273% | Three phase | 97.13 | 0.0064685 | 0.0070796 | 0.0077512 | 0.0084894 | 0.009301 | 0.010193 | 0.011175 | 0.012254 | 0.013442 | 0.014749 | 0.016187 | 0.017771 | 0.019514 | 0.021433 | 0.023372 | 0.023372 | 0.023372 | 0.023372 | 0.023372 | 0.023372 | 0.42989 | 0.26061 | 0.26702 | 0.27275 | 0.27636 | 0.28043 | 0.28698 | 0.29398 | 0.2983 | 0.2983 | 0.2983 | 0.2983 | 0.2983 | 0.2983 | 0.2983 | 0.2983 | 0.2983 | 0.2983 | 0.2983 | 0.2983 | 2331.3944 | 17527.3912 | 0.00076328 | 69263.403 | 39246.1859 | 122.4886 | 917.2886 | 19858.7856 | 1039.7772 | 18819.0084 | -20427.1775 | FALSE
| 60567833 | BAN015 | BAN | 22KV | 214.28 | 1 | 44753.327 | 50% | Three phase | 97.13 | 0.0026055 | 0.0027777 | 0.0029617 | 0.0031583 | 0.0033686 | 0.0035933 | 0.0038336 | 0.0040906 | 0.0043653 | 0.0046591 | 0.0049733 | 0.0053094 | 0.0056689 | 0.0060535 | 0.0064649 | 0.0069051 | 0.007023 | 0.007023 | 0.007023 | 0.007023 | 5.957 | 4.2405 | 4.332 | 4.398 | 4.4365 | 4.4865 | 4.5715 | 4.687 | 4.7595 | 4.7595 | 4.7595 | 4.7595 | 4.7595 | 4.7595 | 4.7595 | 4.7595 | 4.7595 | 4.7595 | 4.7595 | 4.7595 | 14149.6473 | 1674.9867 | 0.00022936 | 20813.0164 | 11793.1184 | 698.8101 | 82.8263 | 15824.634 | 781.6364 | 15042.9976 | 3249.8792 | TRUE
| 60567900 | BAS011 | BAS | 22KV | 350.56 | 43 | 37239.5893 | 2.273% | Three phase | 97.13 | 0.0032545 | 0.0035332 | 0.0038369 | 0.0041679 | 0.0045286 | 0.0049219 | 0.0053507 | 0.0058183 | 0.0063282 | 0.0068845 | 0.0074914 | 0.0081535 | 0.008876 | 0.0096645 | 0.010525 | 0.011465 | 0.01149 | 0.01149 | 0.01149 | 0.01149 | 0.42989 | 0.26061 | 0.26702 | 0.27275 | 0.27636 | 0.28043 | 0.28698 | 0.29398 | 0.2983 | 0.2983 | 0.2983 | 0.2983 | 0.2983 | 0.2983 | 0.2983 | 0.2983 | 0.2983 | 0.2983 | 0.2983 | 0.2983 | 1112.6925 | 4111.3827 | 0.00037523 | 34049.8928 | 19293.4272 | 60.2154 | 221.6817 | 5224.0752 | 281.8971 | 4942.1781 | -14351.2491 | FALSE
| 60567918 | BAS011 | BAS | 22KV | 70.41 | 43 | 37239.5893 | 2.273% | Covered | 390 | 0.00065417 | 0.00071624 | 0.00078448 | 0.0008595 | 0.00094202 | 0.0010328 | 0.0011326 | 0.0012425 | 0.0013634 | 0.0014965 | 0.0016431 | 0.0018044 | 0.0019821 | 0.0021778 | 0.0023077 | 0.0023077 | 0.0023077 | 0.0023077 | 0.0023077 | 0.0023077 | 0.42989 | 0.26061 | 0.26702 | 0.27275 | 0.27636 | 0.28043 | 0.28698 | 0.29398 | 0.2983 | 0.2983 | 0.2983 | 0.2983 | 0.2983 | 0.2983 | 0.2983 | 0.2983 | 0.2983 | 0.2983 | 0.2983 | 0.2983 | 234.0968 | 697.7764 | 7.5365e-05 | 27459.9 | 15559.3906 | 12.0943 | 35.9075 | 931.8732 | 48.0018 | 883.8715 | -14675.5191 | FALSE
| 60567921 | BAS011 | BAS | 22KV | 222.88 | 43 | 37239.5893 | 2.273% | Single phase | 44.74 | 0.001812 | 0.0019461 | 0.0020907 | 0.0022464 | 0.0024144 | 0.0025954 | 0.0027906 | 0.0030011 | 0.0032281 | 0.0034729 | 0.0037371 | 0.004022 | 0.0043295 | 0.0046612 | 0.0050192 | 0.0054056 | 0.0058227 | 0.0062729 | 0.006759 | 0.0072838 | 0.42989 | 0.26061 | 0.26702 | 0.27275 | 0.27636 | 0.28043 | 0.28698 | 0.29398 | 0.2983 | 0.2983 | 0.2983 | 0.2983 | 0.2983 | 0.2983 | 0.2983 | 0.2983 | 0.2983 | 0.2983 | 0.2983 | 0.2983 | 581.1476 | 628.6257 | 0.00023856 | 9971.6512 | 5650.1595 | 38.2839 | 41.2753 | 1209.7733 | 79.5592 | 1130.2141 | -4519.9454 | FALSE
| 60567927 | BAN009 | BAN | 22KV | 1132.54 | 6 | 44753.327 | 14.29% | Covered | 390 | 0.010013 | 0.010755 | 0.011554 | 0.012416 | 0.013344 | 0.014345 | 0.015424 | 0.016588 | 0.017843 | 0.019196 | 0.020656 | 0.022231 | 0.02393 | 0.025762 | 0.02774 | 0.029875 | 0.032178 | 0.034664 | 0.037119 | 0.037119 | 1.3273 | 1.3327 | 1.3423 | 1.3537 | 1.3524 | 1.3549 | 1.3683 | 1.3869 | 1.3919 | 1.3919 | 1.3919 | 1.3919 | 1.3919 | 1.3919 | 1.3919 | 1.3919 | 1.3919 | 1.3919 | 1.3919 | 1.3919 | 17824.763 | 152977.3074 | 0.0012122 | 441690.6 | 250271.7259 | 1076.2838 | 9290.1648 | 170802.0704 | 10366.4486 | 160435.6217 | -89836.1042 | FALSE
| 60567963 | BAS011 | BAS | 22KV | 144.82 | 43 | 37239.5893 | 2.273% | Three phase | 97.13 | 0.0013137 | 0.0014378 | 0.0015742 | 0.0017241 | 0.0018889 | 0.0020701 | 0.0022694 | 0.0024887 | 0.0027299 | 0.0029953 | 0.0032874 | 0.003609 | 0.0039629 | 0.0043526 | 0.0047464 | 0.0047464 | 0.0047464 | 0.0047464 | 0.0047464 | 0.0047464 | 0.42989 | 0.26061 | 0.26702 | 0.27275 | 0.27636 | 0.28043 | 0.28698 | 0.29398 | 0.2983 | 0.2983 | 0.2983 | 0.2983 | 0.2983 | 0.2983 | 0.2983 | 0.2983 | 0.2983 | 0.2983 | 0.2983 | 0.2983 | 473.4715 | 722.8921 | 0.00015501 | 14066.3666 | 7970.3164 | 24.8756 | 37.8323 | 1196.3636 | 62.7079 | 1133.6558 | -6836.6607 | FALSE
| 60568046 | BAS011 | BAS | 22KV | 2485.78 | 43 | 37239.5893 | 2.273% | Covered | 390 | 0.015747 | 0.016909 | 0.018161 | 0.019511 | 0.020967 | 0.022537 | 0.02423 | 0.026056 | 0.028026 | 0.030152 | 0.032446 | 0.034921 | 0.037592 | 0.040476 | 0.043589 | 0.046951 | 0.05058 | 0.0545 | 0.058733 | 0.063305 | 0.42989 | 0.26061 | 0.26702 | 0.27275 | 0.27636 | 0.28043 | 0.28698 | 0.29398 | 0.2983 | 0.2983 | 0.2983 | 0.2983 | 0.2983 | 0.2983 | 0.2983 | 0.2983 | 0.2983 | 0.2983 | 0.2983 | 0.2983 | 5047.5467 | 530814.5083 | 0.0026607 | 969454.2 | 549314.3297 | 426.9804 | 44755.0143 | 535862.055 | 45181.9946 | 490680.0604 | -58634.2692 | FALSE
| 60568050 | BAS011 | BAS | 22KV | 893.41 | 43 | 37239.5893 | 2.273% | Three phase | 97.13 | 0.0083429 | 0.0089851 | 0.0096791 | 0.010429 | 0.01124 | 0.012116 | 0.013063 | 0.014088 | 0.015195 | 0.016393 | 0.017689 | 0.01909 | 0.020607 | 0.022247 | 0.024023 | 0.025944 | 0.028023 | 0.029281 | 0.029281 | 0.029281 | 0.42989 | 0.26061 | 0.26702 | 0.27275 | 0.27636 | 0.28043 | 0.28698 | 0.29398 | 0.2983 | 0.2983 | 0.2983 | 0.2983 | 0.2983 | 0.2983 | 0.2983 | 0.2983 | 0.2983 | 0.2983 | 0.2983 | 0.2983 | 2696.3514 | 25384.9929 | 0.00095628 | 86776.9133 | 49169.7307 | 153.4603 | 1439.8151 | 28081.3443 | 1593.2754 | 26488.0689 | -22681.6618 | FALSE
| 60568077 | BAS011 | BAS | 22KV | 956.3 | 43 | 37239.5893 | 2.273% | Single phase | 44.74 | 0.0089691 | 0.0096809 | 0.010452 | 0.011287 | 0.012191 | 0.013171 | 0.014233 | 0.015384 | 0.016632 | 0.017984 | 0.01945 | 0.02104 | 0.022764 | 0.024633 | 0.026661 | 0.028861 | 0.031247 | 0.031343 | 0.031343 | 0.031343 | 0.42989 | 0.26061 | 0.26702 | 0.27275 | 0.27636 | 0.28043 | 0.28698 | 0.29398 | 0.2983 | 0.2983 | 0.2983 | 0.2983 | 0.2983 | 0.2983 | 0.2983 | 0.2983 | 0.2983 | 0.2983 | 0.2983 | 0.2983 | 2944.45 | 13668.441 | 0.0010236 | 42784.862 | 24242.8552 | 164.2629 | 759.8642 | 16612.891 | 924.1271 | 15688.7639 | -8554.0913 | FALSE
| 60568259 | BAS014 | BAS | 22KV | 828.56 | 1 | 37239.5893 | 50% | Three phase | 97.13 | 0.0078494 | 0.0085132 | 0.0092358 | 0.010022 | 0.010879 | 0.011812 | 0.012827 | 0.013934 | 0.01514 | 0.016453 | 0.017885 | 0.019445 | 0.021145 | 0.022999 | 0.02502 | 0.027156 | 0.027156 | 0.027156 | 0.027156 | 0.027156 | 4.273 | 8.1825 | 8.677 | 8.65 | 8.601 | 8.5825 | 8.5875 | 8.592 | 8.559 | 8.559 | 8.559 | 8.559 | 8.559 | 8.559 | 8.559 | 8.559 | 8.559 | 8.559 | 8.559 | 8.559 | 75220.234 | 23163.8525 | 0.00088686 | 80478.0328 | 45600.6448 | 3945.8858 | 1238.3774 | 98384.0865 | 5184.2632 | 93199.8232 | 47599.1784 | TRUE
| 60568355 | BAN009 | BAN | 22KV | 725.29 | 6 | 44753.327 | 14.29% | Single phase | 44.74 | 0.0086677 | 0.0093255 | 0.010035 | 0.010801 | 0.011628 | 0.01252 | 0.013483 | 0.014523 | 0.015645 | 0.016858 | 0.018167 | 0.019581 | 0.021108 | 0.022758 | 0.023771 | 0.023771 | 0.023771 | 0.023771 | 0.023771 | 0.023771 | 1.3273 | 1.3327 | 1.3423 | 1.3537 | 1.3524 | 1.3549 | 1.3683 | 1.3869 | 1.3919 | 1.3919 | 1.3919 | 1.3919 | 1.3919 | 1.3919 | 1.3919 | 1.3919 | 1.3919 | 1.3919 | 1.3919 | 1.3919 | 14554.9981 | 9182.1613 | 0.00077633 | 32449.4746 | 18386.5946 | 689.263 | 437.0902 | 23737.1594 | 1126.3532 | 22610.8063 | 4224.2116 | TRUE
| 60568430 | BAS011 | BAS | 22KV | 88.71 | 43 | 37239.5893 | 2.273% | Three phase | 97.13 | 0.00080469 | 0.00088071 | 0.00096426 | 0.0010561 | 0.0011571 | 0.0012681 | 0.0013902 | 0.0015245 | 0.0016722 | 0.0018348 | 0.0020137 | 0.0022107 | 0.0024275 | 0.0026662 | 0.0029074 | 0.0029074 | 0.0029074 | 0.0029074 | 0.0029074 | 0.0029074 | 0.42989 | 0.26061 | 0.26702 | 0.27275 | 0.27636 | 0.28043 | 0.28698 | 0.29398 | 0.2983 | 0.2983 | 0.2983 | 0.2983 | 0.2983 | 0.2983 | 0.2983 | 0.2983 | 0.2983 | 0.2983 | 0.2983 | 0.2983 | 290.0266 | 271.2449 | 9.4952e-05 | 8616.4023 | 4882.2453 | 15.2376 | 14.1955 | 561.2715 | 29.4331 | 531.8384 | -4350.4069 | FALSE
| 60568451 | BAS011 | BAS | 22KV | 112.08 | 43 | 37239.5893 | 2.273% | Three phase | 97.13 | 0.00099093 | 0.0010643 | 0.0011434 | 0.0012287 | 0.0013206 | 0.0014197 | 0.0015265 | 0.0016416 | 0.0017658 | 0.0018997 | 0.0020442 | 0.0022 | 0.0023681 | 0.0025495 | 0.0027453 | 0.0029565 | 0.0031845 | 0.0034305 | 0.0036734 | 0.0036734 | 0.42989 | 0.26061 | 0.26702 | 0.27275 | 0.27636 | 0.28043 | 0.28698 | 0.29398 | 0.2983 | 0.2983 | 0.2983 | 0.2983 | 0.2983 | 0.2983 | 0.2983 | 0.2983 | 0.2983 | 0.2983 | 0.2983 | 0.2983 | 315.9607 | 373.1341 | 0.00011997 | 10886.3304 | 6168.4371 | 19.2519 | 22.6601 | 689.0948 | 41.912 | 647.1828 | -5521.2543 | FALSE
| 60568508 | BAS011 | BAS | 22KV | 2398.49 | 43 | 37239.5893 | 2.273% | Single phase | 44.74 | 0.026329 | 0.028326 | 0.030481 | 0.032807 | 0.035317 | 0.038028 | 0.040953 | 0.044112 | 0.047524 | 0.051208 | 0.055187 | 0.059485 | 0.064129 | 0.069145 | 0.074566 | 0.07861 | 0.07861 | 0.07861 | 0.07861 | 0.07861 | 0.42989 | 0.26061 | 0.26702 | 0.27275 | 0.27636 | 0.28043 | 0.28698 | 0.29398 | 0.2983 | 0.2983 | 0.2983 | 0.2983 | 0.2983 | 0.2983 | 0.2983 | 0.2983 | 0.2983 | 0.2983 | 0.2983 | 0.2983 | 8131.7112 | 94682.3683 | 0.0025673 | 107308.4426 | 60803.3523 | 411.9866 | 4779.9518 | 102814.0794 | 5191.9384 | 97622.141 | 36818.7888 | TRUE
| 60568512 | BAS011 | BAS | 22KV | 11.03 | 43 | 37239.5893 | 2.273% | Three phase | 97.13 | 0.00010267 | 0.00011161 | 0.00012137 | 0.00013202 | 0.00014364 | 0.00015633 | 0.00017018 | 0.00018531 | 0.00020183 | 0.00021988 | 0.0002396 | 0.00026114 | 0.00028469 | 0.00031042 | 0.00033855 | 0.00036151 | 0.00036151 | 0.00036151 | 0.00036151 | 0.00036151 | 0.42989 | 0.26061 | 0.26702 | 0.27275 | 0.27636 | 0.28043 | 0.28698 | 0.29398 | 0.2983 | 0.2983 | 0.2983 | 0.2983 | 0.2983 | 0.2983 | 0.2983 | 0.2983 | 0.2983 | 0.2983 | 0.2983 | 0.2983 | 35.3408 | 4.1089 | 1.1806e-05 | 1071.3439 | 607.0473 | 1.8946 | 0.21946 | 39.4497 | 2.1141 | 37.3356 | -569.7117 | FALSE
| 60568563 | BAS011 | BAS | 22KV | 148.25 | 43 | 37239.5893 | 2.273% | Three phase | 97.13 | 0.0013936 | 0.0015059 | 0.0016277 | 0.0017598 | 0.001903 | 0.0020585 | 0.0022271 | 0.00241 | 0.0026085 | 0.002824 | 0.0030579 | 0.0033119 | 0.0035876 | 0.0038869 | 0.0042121 | 0.0045652 | 0.0048589 | 0.0048589 | 0.0048589 | 0.0048589 | 0.42989 | 0.26061 | 0.26702 | 0.27275 | 0.27636 | 0.28043 | 0.28698 | 0.29398 | 0.2983 | 0.2983 | 0.2983 | 0.2983 | 0.2983 | 0.2983 | 0.2983 | 0.2983 | 0.2983 | 0.2983 | 0.2983 | 0.2983 | 460.7286 | 719.8376 | 0.00015868 | 14399.5225 | 8159.09 | 25.4648 | 39.6456 | 1180.5662 | 65.1103 | 1115.4558 | -7043.6341 | FALSE
| 60568996 | BAS011 | BAS | 22KV | 131.88 | 43 | 37239.5893 | 2.273% | Three phase | 97.13 | 0.0012397 | 0.0013396 | 0.001448 | 0.0015655 | 0.0016929 | 0.0018312 | 0.0019811 | 0.0021439 | 0.0023205 | 0.0025122 | 0.0027203 | 0.0029462 | 0.0031914 | 0.0034577 | 0.003747 | 0.0040611 | 0.0043223 | 0.0043223 | 0.0043223 | 0.0043223 | 0.42989 | 0.26061 | 0.26702 | 0.27275 | 0.27636 | 0.28043 | 0.28698 | 0.29398 | 0.2983 | 0.2983 | 0.2983 | 0.2983 | 0.2983 | 0.2983 | 0.2983 | 0.2983 | 0.2983 | 0.2983 | 0.2983 | 0.2983 | 409.8542 | 569.6433 | 0.00014116 | 12809.5044 | 7258.1503 | 22.6529 | 31.3735 | 979.4975 | 54.0264 | 925.4711 | -6332.6792 | FALSE
| 60569167 | BAS011 | BAS | 22KV | 296.91 | 43 | 37239.5893 | 2.273% | Three phase | 97.13 | 0.0037105 | 0.0040107 | 0.0043362 | 0.0046891 | 0.0050718 | 0.005487 | 0.0059373 | 0.0064258 | 0.0069558 | 0.0075309 | 0.0081551 | 0.0088325 | 0.0095678 | 0.0097312 | 0.0097312 | 0.0097312 | 0.0097312 | 0.0097312 | 0.0097312 | 0.0097312 | 0.42989 | 0.26061 | 0.26702 | 0.27275 | 0.27636 | 0.28043 | 0.28698 | 0.29398 | 0.2983 | 0.2983 | 0.2983 | 0.2983 | 0.2983 | 0.2983 | 0.2983 | 0.2983 | 0.2983 | 0.2983 | 0.2983 | 0.2983 | 1120.6537 | 3508.1508 | 0.0003178 | 28838.8683 | 16340.7447 | 51 | 159.0211 | 4628.8045 | 210.0211 | 4418.7834 | -11921.9613 | FALSE
| 60569205 | BAS011 | BAS | 22KV | 4125.95 | 43 | 37239.5893 | 2.273% | Covered | 390 | 0.034271 | 0.037516 | 0.041083 | 0.045006 | 0.04932 | 0.054065 | 0.059287 | 0.065032 | 0.071356 | 0.078318 | 0.085982 | 0.094423 | 0.10372 | 0.11396 | 0.12524 | 0.13523 | 0.13523 | 0.13523 | 0.13523 | 0.13523 | 0.42989 | 0.26061 | 0.26702 | 0.27275 | 0.27636 | 0.28043 | 0.28698 | 0.29398 | 0.2983 | 0.2983 | 0.2983 | 0.2983 | 0.2983 | 0.2983 | 0.2983 | 0.2983 | 0.2983 | 0.2983 | 0.2983 | 0.2983 | 12723.2338 | 2221921.7674 | 0.0044163 | 1609120.5 | 911763.4941 | 708.711 | 123300.3309 | 2234645.0012 | 124009.0419 | 2110635.9593 | 1198872.4651 | TRUE
| 60570181 | BAS011 | BAS | 22KV | 319.07 | 43 | 37239.5893 | 2.273% | Covered | 390 | 0.0026503 | 0.0029012 | 0.0031771 | 0.0034804 | 0.003814 | 0.004181 | 0.0045848 | 0.0050291 | 0.0055181 | 0.0060565 | 0.0066492 | 0.0073019 | 0.0080208 | 0.0088126 | 0.009685 | 0.010457 | 0.010457 | 0.010457 | 0.010457 | 0.010457 | 0.42989 | 0.26061 | 0.26702 | 0.27275 | 0.27636 | 0.28043 | 0.28698 | 0.29398 | 0.2983 | 0.2983 | 0.2983 | 0.2983 | 0.2983 | 0.2983 | 0.2983 | 0.2983 | 0.2983 | 0.2983 | 0.2983 | 0.2983 | 983.9194 | 13287.7909 | 0.00034152 | 124437.3 | 70508.9441 | 54.8064 | 737.3748 | 14271.7103 | 792.1811 | 13479.5292 | -57029.4149 | FALSE
| 60570211 | BAS011 | BAS | 22KV | 239.41 | 43 | 37239.5893 | 2.273% | Three phase | 97.13 | 0.0022543 | 0.0024649 | 0.0026961 | 0.00295 | 0.0032288 | 0.003535 | 0.0038714 | 0.0042411 | 0.0046473 | 0.0050938 | 0.0055846 | 0.0061243 | 0.0067177 | 0.0073703 | 0.0078466 | 0.0078466 | 0.0078466 | 0.0078466 | 0.0078466 | 0.0078466 | 0.42989 | 0.26061 | 0.26702 | 0.27275 | 0.27636 | 0.28043 | 0.28698 | 0.29398 | 0.2983 | 0.2983 | 0.2983 | 0.2983 | 0.2983 | 0.2983 | 0.2983 | 0.2983 | 0.2983 | 0.2983 | 0.2983 | 0.2983 | 797.612 | 2013.2546 | 0.00025626 | 23253.8933 | 13176.1736 | 41.1233 | 103.3927 | 2810.8666 | 144.5159 | 2666.3506 | -10509.8229 | FALSE
| 60570233 | BAS011 | BAS | 22KV | 379.76 | 43 | 37239.5893 | 2.273% | Three phase | 97.13 | 0.0019535 | 0.002155 | 0.0023786 | 0.0026267 | 0.0029022 | 0.0032082 | 0.0035481 | 0.0039258 | 0.0043456 | 0.0048124 | 0.0053313 | 0.0059086 | 0.0065507 | 0.0072653 | 0.0080606 | 0.0089459 | 0.0099316 | 0.011029 | 0.012252 | 0.012447 | 0.42989 | 0.26061 | 0.26702 | 0.27275 | 0.27636 | 0.28043 | 0.28698 | 0.29398 | 0.2983 | 0.2983 | 0.2983 | 0.2983 | 0.2983 | 0.2983 | 0.2983 | 0.2983 | 0.2983 | 0.2983 | 0.2983 | 0.2983 | 855.934 | 3425.3564 | 0.00040648 | 36886.0888 | 20900.479 | 65.2311 | 260.1498 | 4281.2904 | 325.3809 | 3955.9095 | -16944.5695 | FALSE
| 60570242 | BAS011 | BAS | 22KV | 1786.17 | 43 | 37239.5893 | 2.273% | Three phase | 97.13 | 0.016582 | 0.018003 | 0.01955 | 0.021236 | 0.023074 | 0.025078 | 0.027263 | 0.029645 | 0.032244 | 0.035078 | 0.03817 | 0.041544 | 0.045225 | 0.049243 | 0.053628 | 0.058415 | 0.058541 | 0.058541 | 0.058541 | 0.058541 | 0.42989 | 0.26061 | 0.26702 | 0.27275 | 0.27636 | 0.28043 | 0.28698 | 0.29398 | 0.2983 | 0.2983 | 0.2983 | 0.2983 | 0.2983 | 0.2983 | 0.2983 | 0.2983 | 0.2983 | 0.2983 | 0.2983 | 0.2983 | 5669.3803 | 106735.4696 | 0.0019119 | 173490.6921 | 98303.688 | 306.8089 | 5755.071 | 112404.85 | 6061.8799 | 106342.9701 | 8039.282 | TRUE
| 60571230 | CLC004 | CLC | 22KV | 1096.84 | 4 | 44906.1835 | 20% | Three phase | 97.13 | 0.014155 | 0.015551 | 0.01709 | 0.018787 | 0.020659 | 0.022724 | 0.025003 | 0.027517 | 0.030292 | 0.033356 | 0.035949 | 0.035949 | 0.035949 | 0.035949 | 0.035949 | 0.035949 | 0.035949 | 0.035949 | 0.035949 | 0.035949 | 1.7638 | 1.8692 | 1.8814 | 1.8846 | 1.882 | 1.887 | 1.9032 | 1.9178 | 1.911 | 1.911 | 1.911 | 1.911 | 1.911 | 1.911 | 1.911 | 1.911 | 1.911 | 1.911 | 1.911 | 1.911 | 34213.8179 | 51273.8384 | 0.001174 | 106536.0692 | 60365.7083 | 1441.9395 | 2170.1595 | 85487.6563 | 3612.099 | 81875.5573 | 21509.849 | TRUE
| 60571739 | BAN009 | BAN | 22KV | 2125.76 | 6 | 44753.327 | 14.29% | Single phase | 44.74 | 0.023335 | 0.025105 | 0.027015 | 0.029077 | 0.031302 | 0.033703 | 0.036297 | 0.039096 | 0.04212 | 0.045385 | 0.048912 | 0.052721 | 0.056837 | 0.061283 | 0.066087 | 0.069671 | 0.069671 | 0.069671 | 0.069671 | 0.069671 | 1.3273 | 1.3327 | 1.3423 | 1.3537 | 1.3524 | 1.3549 | 1.3683 | 1.3869 | 1.3919 | 1.3919 | 1.3919 | 1.3919 | 1.3919 | 1.3919 | 1.3919 | 1.3919 | 1.3919 | 1.3919 | 1.3919 | 1.3919 | 40233.6542 | 74374.1045 | 0.0022753 | 95106.5024 | 53889.4613 | 2020.168 | 3754.7079 | 114607.7587 | 5774.8759 | 108832.8828 | 54943.4215 | TRUE
| 60573496 | BAN009 | BAN | 22KV | 392.59 | 6 | 44753.327 | 14.29% | Three phase | 97.13 | 0.0036991 | 0.004002 | 0.0043308 | 0.0046879 | 0.0050756 | 0.0054968 | 0.0059542 | 0.0064513 | 0.0069913 | 0.0075782 | 0.0082161 | 0.0089095 | 0.0096632 | 0.010483 | 0.011374 | 0.012343 | 0.012867 | 0.012867 | 0.012867 | 0.012867 | 1.3273 | 1.3327 | 1.3423 | 1.3537 | 1.3524 | 1.3549 | 1.3683 | 1.3869 | 1.3919 | 1.3919 | 1.3919 | 1.3919 | 1.3919 | 1.3919 | 1.3919 | 1.3919 | 1.3919 | 1.3919 | 1.3919 | 1.3919 | 6879.3692 | 5096.0943 | 0.00042022 | 38132.2667 | 21606.5911 | 373.089 | 278.0248 | 11975.4635 | 651.1139 | 11324.3497 | -10282.2414 | FALSE
| 60573520 | BAN009 | BAN | 22KV | 2455.57 | 6 | 44753.327 | 14.29% | Three phase | 97.13 | 0.029814 | 0.03176 | 0.033838 | 0.036058 | 0.038429 | 0.040962 | 0.043668 | 0.046559 | 0.049648 | 0.052948 | 0.056476 | 0.060245 | 0.064274 | 0.068581 | 0.073184 | 0.078105 | 0.080481 | 0.080481 | 0.080481 | 0.080481 | 1.3273 | 1.3327 | 1.3423 | 1.3537 | 1.3524 | 1.3549 | 1.3683 | 1.3869 | 1.3919 | 1.3919 | 1.3919 | 1.3919 | 1.3919 | 1.3919 | 1.3919 | 1.3919 | 1.3919 | 1.3919 | 1.3919 | 1.3919 | 47140.9687 | 218657.7365 | 0.0026284 | 238509.5141 | 135144.7999 | 2333.5955 | 10877.0153 | 265798.7051 | 13210.6108 | 252588.0943 | 117443.2945 | TRUE
| 60573691 | BAN015 | BAN | 22KV | 102.87 | 1 | 44753.327 | 50% | Three phase | 97.13 | 0.0012547 | 0.0013397 | 0.0014306 | 0.001528 | 0.0016323 | 0.001744 | 0.0018636 | 0.0019916 | 0.0021288 | 0.0022757 | 0.0024331 | 0.0026017 | 0.0027824 | 0.002976 | 0.0031834 | 0.0033715 | 0.0033715 | 0.0033715 | 0.0033715 | 0.0033715 | 5.957 | 4.2405 | 4.332 | 4.398 | 4.4365 | 4.4865 | 4.5715 | 4.687 | 4.7595 | 4.7595 | 4.7595 | 4.7595 | 4.7595 | 4.7595 | 4.7595 | 4.7595 | 4.7595 | 4.7595 | 4.7595 | 4.7595 | 6873.4171 | 390.6171 | 0.00011011 | 9991.7631 | 5661.5554 | 335.4797 | 19.089 | 7264.0342 | 354.5687 | 6909.4655 | 1247.9101 | TRUE
| 60573707 | BAN009 | BAN | 22KV | 43.77 | 6 | 44753.327 | 14.29% | Three phase | 97.13 | 0.00029361 | 0.00031654 | 0.00034137 | 0.00036824 | 0.00039734 | 0.00042885 | 0.00046297 | 0.00049993 | 0.00053997 | 0.00058335 | 0.00063036 | 0.00068131 | 0.00073653 | 0.00079639 | 0.00086129 | 0.00093167 | 0.001008 | 0.0010907 | 0.0011805 | 0.0012779 | 1.3273 | 1.3327 | 1.3423 | 1.3537 | 1.3524 | 1.3549 | 1.3683 | 1.3869 | 1.3919 | 1.3919 | 1.3919 | 1.3919 | 1.3919 | 1.3919 | 1.3919 | 1.3919 | 1.3919 | 1.3919 | 1.3919 | 1.3919 | 549.7441 | 45.3972 | 4.685e-05 | 4251.3801 | 2408.9266 | 41.5958 | 3.4559 | 595.1414 | 45.0517 | 550.0897 | -1858.8369 | FALSE
| 60573751 | BAN015 | BAN | 22KV | 403.95 | 1 | 44753.327 | 50% | Three phase | 97.13 | 0.0034763 | 0.0037904 | 0.0041341 | 0.0045106 | 0.0049228 | 0.0053743 | 0.005869 | 0.006411 | 0.0070049 | 0.0076559 | 0.0083696 | 0.009152 | 0.01001 | 0.010951 | 0.011983 | 0.013115 | 0.013239 | 0.013239 | 0.013239 | 0.013239 | 5.957 | 4.2405 | 4.332 | 4.398 | 4.4365 | 4.4865 | 4.5715 | 4.687 | 4.7595 | 4.7595 | 4.7595 | 4.7595 | 4.7595 | 4.7595 | 4.7595 | 4.7595 | 4.7595 | 4.7595 | 4.7595 | 4.7595 | 23809.7709 | 5309.0808 | 0.00043237 | 39235.6635 | 22231.8003 | 1317.3621 | 294.3475 | 29118.8517 | 1611.7095 | 27507.1422 | 5275.3419 | TRUE
| 60573967 | BAN009 | BAN | 22KV | 1122.07 | 6 | 44753.327 | 14.29% | Single phase | 44.74 | 0.01341 | 0.014427 | 0.015525 | 0.01671 | 0.017989 | 0.019369 | 0.020859 | 0.022467 | 0.024204 | 0.02608 | 0.028105 | 0.030293 | 0.032656 | 0.035209 | 0.036776 | 0.036776 | 0.036776 | 0.036776 | 0.036776 | 0.036776 | 1.3273 | 1.3327 | 1.3423 | 1.3537 | 1.3524 | 1.3549 | 1.3683 | 1.3869 | 1.3919 | 1.3919 | 1.3919 | 1.3919 | 1.3919 | 1.3919 | 1.3919 | 1.3919 | 1.3919 | 1.3919 | 1.3919 | 1.3919 | 22517.5126 | 21976.6474 | 0.001201 | 50201.4118 | 28445.2374 | 1066.3339 | 1046.1347 | 44494.1601 | 2112.4685 | 42381.6915 | 13936.4541 | TRUE
| 60574050 | BAN009 | BAN | 22KV | 798.79 | 6 | 44753.327 | 14.29% | Single phase | 44.74 | 0.0095461 | 0.01027 | 0.011052 | 0.011896 | 0.012806 | 0.013788 | 0.014849 | 0.015994 | 0.017231 | 0.018566 | 0.020008 | 0.021565 | 0.023248 | 0.025065 | 0.02618 | 0.02618 | 0.02618 | 0.02618 | 0.02618 | 0.02618 | 1.3273 | 1.3327 | 1.3423 | 1.3537 | 1.3524 | 1.3549 | 1.3683 | 1.3869 | 1.3919 | 1.3919 | 1.3919 | 1.3919 | 1.3919 | 1.3919 | 1.3919 | 1.3919 | 1.3919 | 1.3919 | 1.3919 | 1.3919 | 16029.9838 | 11137.4759 | 0.000855 | 35737.8646 | 20249.8696 | 759.112 | 530.1673 | 27167.4597 | 1289.2793 | 25878.1804 | 5628.3108 | TRUE
| 60574251 | BAN015 | BAN | 22KV | 1445.66 | 1 | 44753.327 | 50% | Three phase | 97.13 | 0.013844 | 0.015097 | 0.016469 | 0.017971 | 0.019616 | 0.021417 | 0.02339 | 0.025552 | 0.027921 | 0.030518 | 0.033364 | 0.036484 | 0.039904 | 0.043655 | 0.047381 | 0.047381 | 0.047381 | 0.047381 | 0.047381 | 0.047381 | 5.957 | 4.2405 | 4.332 | 4.398 | 4.4365 | 4.4865 | 4.5715 | 4.687 | 4.7595 | 4.7595 | 4.7595 | 4.7595 | 4.7595 | 4.7595 | 4.7595 | 4.7595 | 4.7595 | 4.7595 | 4.7595 | 4.7595 | 91761.4012 | 73247.3202 | 0.0015474 | 140416.9558 | 79563.3728 | 4714.5875 | 3769.966 | 165008.7214 | 8484.5535 | 156524.1679 | 76960.795 | TRUE
| 60574418 | BAN009 | BAN | 22KV | 610.55 | 6 | 44753.327 | 14.29% | Three phase | 97.13 | 0.0070547 | 0.0076624 | 0.0083246 | 0.0090464 | 0.0098332 | 0.010691 | 0.011626 | 0.012647 | 0.013759 | 0.014973 | 0.016297 | 0.017742 | 0.019318 | 0.020011 | 0.020011 | 0.020011 | 0.020011 | 0.020011 | 0.020011 | 0.020011 | 1.3273 | 1.3327 | 1.3423 | 1.3537 | 1.3524 | 1.3549 | 1.3683 | 1.3869 | 1.3919 | 1.3919 | 1.3919 | 1.3919 | 1.3919 | 1.3919 | 1.3919 | 1.3919 | 1.3919 | 1.3919 | 1.3919 | 1.3919 | 12517.162 | 14427.5072 | 0.00065351 | 59302.7215 | 33602.2421 | 580.2224 | 672.4308 | 26944.6692 | 1252.6532 | 25692.016 | -7910.226 | FALSE
| 60574574 | BAN009 | BAN | 22KV | 760.39 | 6 | 44753.327 | 14.29% | Covered | 390 | 0.0076695 | 0.008251 | 0.0088786 | 0.0095559 | 0.010287 | 0.011076 | 0.011929 | 0.012849 | 0.013843 | 0.014917 | 0.016076 | 0.017329 | 0.018683 | 0.020145 | 0.021726 | 0.023434 | 0.024922 | 0.024922 | 0.024922 | 0.024922 | 1.3273 | 1.3327 | 1.3423 | 1.3537 | 1.3524 | 1.3549 | 1.3683 | 1.3869 | 1.3919 | 1.3919 | 1.3919 | 1.3919 | 1.3919 | 1.3919 | 1.3919 | 1.3919 | 1.3919 | 1.3919 | 1.3919 | 1.3919 | 13514.9384 | 77885.0445 | 0.0008139 | 296552.1 | 168033.0211 | 722.6195 | 4187.8307 | 91399.9829 | 4910.4501 | 86489.5327 | -81543.4883 | FALSE
| 60575535 | BAS011 | BAS | 22KV | 126.7 | 43 | 37239.5893 | 2.273% | Three phase | 97.13 | 0.0011493 | 0.0012579 | 0.0013772 | 0.0015084 | 0.0016526 | 0.0018111 | 0.0019855 | 0.0021773 | 0.0023883 | 0.0026205 | 0.0028761 | 0.0031574 | 0.0034671 | 0.003808 | 0.0041526 | 0.0041526 | 0.0041526 | 0.0041526 | 0.0041526 | 0.0041526 | 0.42989 | 0.26061 | 0.26702 | 0.27275 | 0.27636 | 0.28043 | 0.28698 | 0.29398 | 0.2983 | 0.2983 | 0.2983 | 0.2983 | 0.2983 | 0.2983 | 0.2983 | 0.2983 | 0.2983 | 0.2983 | 0.2983 | 0.2983 | 414.2304 | 553.3114 | 0.00013562 | 12306.371 | 6973.0637 | 21.7632 | 28.9573 | 967.5418 | 50.7205 | 916.8213 | -6056.2424 | FALSE
| 60575728 | BAN015 | BAN | 22KV | 159.46 | 1 | 44753.327 | 50% | Three phase | 97.13 | 0.0011849 | 0.0012968 | 0.0014198 | 0.0015552 | 0.001704 | 0.0018677 | 0.0020479 | 0.0022461 | 0.0024643 | 0.0027046 | 0.0029691 | 0.0032605 | 0.0035814 | 0.0039349 | 0.0043244 | 0.0047537 | 0.0052263 | 0.0052263 | 0.0052263 | 0.0052263 | 5.957 | 4.2405 | 4.332 | 4.398 | 4.4365 | 4.4865 | 4.5715 | 4.687 | 4.7595 | 4.7595 | 4.7595 | 4.7595 | 4.7595 | 4.7595 | 4.7595 | 4.7595 | 4.7595 | 4.7595 | 4.7595 | 4.7595 | 8658.37 | 761.856 | 0.00017068 | 15488.3498 | 8776.0438 | 520.0311 | 45.8679 | 9420.226 | 565.899 | 8854.327 | 78.2833 | TRUE
| 60576177 | BAS023 | BAS | 22KV | 1011.66 | 5 | 37239.5893 | 16.67% | Three phase | 97.13 | 0.0095259 | 0.010416 | 0.011393 | 0.012466 | 0.013644 | 0.014938 | 0.016359 | 0.017921 | 0.019638 | 0.021524 | 0.023599 | 0.025879 | 0.028387 | 0.031144 | 0.033157 | 0.033157 | 0.033157 | 0.033157 | 0.033157 | 0.033157 | 1.3123 | 0.3315 | 0.33817 | 0.3425 | 0.34467 | 0.35133 | 0.35967 | 0.36517 | 0.3685 | 0.3685 | 0.3685 | 0.3685 | 0.3685 | 0.3685 | 0.3685 | 0.3685 | 0.3685 | 0.3685 | 0.3685 | 0.3685 | 4452.3284 | 35948.7076 | 0.0010828 | 98262.5358 | 55677.7401 | 247.0131 | 1846.1809 | 40401.0361 | 2093.194 | 38307.842 | -17369.8981 | FALSE
| 60577751 | BAS023 | BAS | 22KV | 94.27 | 5 | 37239.5893 | 16.67% | Three phase | 97.13 | 0.00088416 | 0.00095432 | 0.0010303 | 0.0011126 | 0.0012018 | 0.0012984 | 0.0014031 | 0.0015165 | 0.0016395 | 0.0017728 | 0.0019174 | 0.0020741 | 0.002244 | 0.0024283 | 0.0026282 | 0.002845 | 0.0030803 | 0.0030897 | 0.0030897 | 0.0030897 | 1.3123 | 0.3315 | 0.33817 | 0.3425 | 0.34467 | 0.35133 | 0.35967 | 0.36517 | 0.3685 | 0.3685 | 0.3685 | 0.3685 | 0.3685 | 0.3685 | 0.3685 | 0.3685 | 0.3685 | 0.3685 | 0.3685 | 0.3685 | 385.2978 | 288.3601 | 0.0001009 | 9156.4451 | 5188.2456 | 23.0175 | 16.0307 | 673.6578 | 39.0482 | 634.6096 | -4553.636 | FALSE
| 60577830 | BAS023 | BAS | 22KV | 1834.92 | 5 | 37239.5893 | 16.67% | Three phase | 97.13 | 0.010004 | 0.010766 | 0.01159 | 0.01248 | 0.013443 | 0.014483 | 0.015609 | 0.016826 | 0.018143 | 0.019567 | 0.021109 | 0.022777 | 0.024582 | 0.026537 | 0.028653 | 0.030944 | 0.033425 | 0.036113 | 0.039023 | 0.042176 | 1.3123 | 0.3315 | 0.33817 | 0.3425 | 0.34467 | 0.35133 | 0.35967 | 0.36517 | 0.3685 | 0.3685 | 0.3685 | 0.3685 | 0.3685 | 0.3685 | 0.3685 | 0.3685 | 0.3685 | 0.3685 | 0.3685 | 0.3685 | 4369.1709 | 63648.7938 | 0.001964 | 178225.7796 | 100986.694 | 448.0253 | 6073.5047 | 68017.9647 | 6521.53 | 61496.4347 | -39490.2593 | FALSE
| 60578677 | BAS024 | BAS | 22KV | 4.98 | 1 | 37239.5893 | 50% | Three phase | 97.13 | 4.675e-05 | 5.104e-05 | 5.5742e-05 | 6.0896e-05 | 6.6547e-05 | 7.2745e-05 | 7.9542e-05 | 8.6999e-05 | 9.518e-05 | 0.00010416 | 0.00011401 | 0.00012483 | 0.0001367 | 0.00014974 | 0.00016322 | 0.00016322 | 0.00016322 | 0.00016322 | 0.00016322 | 0.00016322 | 7.338 | 4.765 | 4.9125 | 5.055 | 5.1745 | 5.302 | 5.4665 | 5.6545 | 5.789 | 5.789 | 5.789 | 5.789 | 5.789 | 5.789 | 5.789 | 5.789 | 5.789 | 5.789 | 5.789 | 5.789 | 314.7049 | 0.86307 | 5.3304e-06 | 483.7074 | 274.0794 | 16.1794 | 0.044737 | 315.5679 | 16.2241 | 299.3438 | 25.2644 | TRUE
| 60579126 | BAS034 | BAS | 22KV | 273.08 | 2 | 37239.5893 | 33.33% | Three phase | 97.13 | 0.0025372 | 0.0027779 | 0.0030425 | 0.0033335 | 0.0036535 | 0.0040055 | 0.0043928 | 0.0048189 | 0.0052879 | 0.0058041 | 0.0063725 | 0.0069982 | 0.0076873 | 0.0084463 | 0.0089501 | 0.0089501 | 0.0089501 | 0.0089501 | 0.0089501 | 0.0089501 | 3.5023 | 3.549 | 3.6103 | 3.664 | 3.6987 | 3.7377 | 3.8013 | 3.8853 | 3.934 | 3.934 | 3.934 | 3.934 | 3.934 | 3.934 | 3.934 | 3.934 | 3.934 | 3.934 | 3.934 | 3.934 | 11814.7623 | 2614.0636 | 0.0002923 | 26524.2604 | 15029.2364 | 599.1916 | 134.5194 | 14428.8259 | 733.711 | 13695.1149 | -1334.1214 | FALSE
| 60579804 | BAS024 | BAS | 22KV | 449.62 | 1 | 37239.5893 | 50% | Three phase | 97.13 | 0.0042705 | 0.0046376 | 0.0050379 | 0.0054741 | 0.0059498 | 0.0064685 | 0.0070343 | 0.0076514 | 0.0083246 | 0.0090592 | 0.0098608 | 0.010736 | 0.011691 | 0.012733 | 0.013871 | 0.014736 | 0.014736 | 0.014736 | 0.014736 | 0.014736 | 7.338 | 4.765 | 4.9125 | 5.055 | 5.1745 | 5.302 | 5.4665 | 5.6545 | 5.789 | 5.789 | 5.789 | 5.789 | 5.789 | 5.789 | 5.789 | 5.789 | 5.789 | 5.789 | 5.789 | 5.789 | 27795.0889 | 6883.2475 | 0.00048126 | 43671.5906 | 24745.2954 | 1460.7561 | 364.6669 | 34678.3364 | 1825.423 | 32852.9134 | 8107.618 | TRUE
| 60579815 | BAS024 | BAS | 22KV | 3.78 | 1 | 37239.5893 | 50% | Three phase | 97.13 | 3.5533e-05 | 3.8397e-05 | 4.1503e-05 | 4.487e-05 | 4.8523e-05 | 5.2485e-05 | 5.6784e-05 | 6.1449e-05 | 6.6511e-05 | 7.2006e-05 | 7.797e-05 | 8.4444e-05 | 9.1474e-05 | 9.9107e-05 | 0.0001074 | 0.0001164 | 0.00012389 | 0.00012389 | 0.00012389 | 0.00012389 | 7.338 | 4.765 | 4.9125 | 5.055 | 5.1745 | 5.302 | 5.4665 | 5.6545 | 5.789 | 5.789 | 5.789 | 5.789 | 5.789 | 5.789 | 5.789 | 5.789 | 5.789 | 5.789 | 5.789 | 5.789 | 224.7587 | 0.46798 | 4.046e-06 | 367.1514 | 208.0362 | 12.2807 | 0.025774 | 225.2267 | 12.3065 | 212.9202 | 4.8841 | TRUE
| 60580465 | BAS034 | BAS | 22KV | 485.72 | 2 | 37239.5893 | 33.33% | Three phase | 97.13 | 0.0058722 | 0.0062421 | 0.0066363 | 0.0070564 | 0.0075041 | 0.0079812 | 0.0084898 | 0.009032 | 0.00961 | 0.010226 | 0.010883 | 0.011584 | 0.012331 | 0.013128 | 0.013977 | 0.014884 | 0.01585 | 0.015919 | 0.015919 | 0.015919 | 3.5023 | 3.549 | 3.6103 | 3.664 | 3.6987 | 3.7377 | 3.8013 | 3.8853 | 3.934 | 3.934 | 3.934 | 3.934 | 3.934 | 3.934 | 3.934 | 3.934 | 3.934 | 3.934 | 3.934 | 3.934 | 21295.8573 | 8409.2096 | 0.0005199 | 47177.9836 | 26732.0957 | 1065.7659 | 425.5759 | 29705.0669 | 1491.3418 | 28213.7251 | 1481.6294 | TRUE
| 60584061 | BAS023 | BAS | 22KV | 305.33 | 5 | 37239.5893 | 16.67% | Three phase | 97.13 | 0.0036045 | 0.0038333 | 0.0040773 | 0.0043373 | 0.0046146 | 0.0049103 | 0.0052257 | 0.005562 | 0.0059207 | 0.0063034 | 0.0067116 | 0.0071471 | 0.0076117 | 0.0081075 | 0.0086365 | 0.009201 | 0.0098035 | 0.010007 | 0.010007 | 0.010007 | 1.3123 | 0.3315 | 0.33817 | 0.3425 | 0.34467 | 0.35133 | 0.35967 | 0.36517 | 0.3685 | 0.3685 | 0.3685 | 0.3685 | 0.3685 | 0.3685 | 0.3685 | 0.3685 | 0.3685 | 0.3685 | 0.3685 | 0.3685 | 1364.0877 | 3269.0156 | 0.00032682 | 29656.7029 | 16804.148 | 74.5512 | 168.1683 | 4633.1034 | 242.7195 | 4390.3839 | -12413.7642 | FALSE
| 60585242 | BAS022 | BAS | 22KV | 429.06 | 24 | 37239.5893 | 4% | Three phase | 97.13 | 0.0032611 | 0.0035705 | 0.0039107 | 0.004285 | 0.0046968 | 0.0051499 | 0.0056487 | 0.0061978 | 0.0068024 | 0.0074682 | 0.0082016 | 0.0090096 | 0.0098999 | 0.010881 | 0.011962 | 0.013154 | 0.014062 | 0.014062 | 0.014062 | 0.014062 | 0.4712 | 0.47752 | 0.48752 | 0.35376 | 0.35712 | 0.36152 | 0.36936 | 0.37856 | 0.38448 | 0.38448 | 0.38448 | 0.38448 | 0.38448 | 0.38448 | 0.38448 | 0.38448 | 0.38448 | 0.38448 | 0.38448 | 0.38448 | 1629.2872 | 5620.2877 | 0.00045925 | 41674.5978 | 23613.7548 | 98.1846 | 332.0788 | 7249.575 | 430.2634 | 6819.3115 | -16794.4432 | FALSE
| 60597924 | CLC004 | CLC | 22KV | 115.28 | 4 | 44906.1835 | 20% | Three phase | 97.13 | 0.0014286 | 0.0015377 | 0.0016554 | 0.0017825 | 0.0019197 | 0.0020679 | 0.0022279 | 0.0024007 | 0.0025874 | 0.002789 | 0.0030069 | 0.0032423 | 0.0034966 | 0.0037715 | 0.0037783 | 0.0037783 | 0.0037783 | 0.0037783 | 0.0037783 | 0.0037783 | 1.7638 | 1.8692 | 1.8814 | 1.8846 | 1.882 | 1.887 | 1.9032 | 1.9178 | 1.911 | 1.911 | 1.911 | 1.911 | 1.911 | 1.911 | 1.911 | 1.911 | 1.911 | 1.911 | 1.911 | 1.911 | 3281.8272 | 516.9765 | 0.00012339 | 11197.1464 | 6344.5524 | 151.5506 | 23.9725 | 3798.8036 | 175.5231 | 3623.2805 | -2721.2719 | FALSE
| 60598016 | CLC004 | CLC | 22KV | 1317.18 | 4 | 44906.1835 | 20% | Covered | 390 | 0.01639 | 0.017678 | 0.01907 | 0.020577 | 0.022208 | 0.023972 | 0.025881 | 0.027948 | 0.030185 | 0.032607 | 0.03523 | 0.03807 | 0.041145 | 0.04317 | 0.04317 | 0.04317 | 0.04317 | 0.04317 | 0.04317 | 0.04317 | 1.7638 | 1.8692 | 1.8814 | 1.8846 | 1.882 | 1.887 | 1.9032 | 1.9178 | 1.911 | 1.911 | 1.911 | 1.911 | 1.911 | 1.911 | 1.911 | 1.911 | 1.911 | 1.911 | 1.911 | 1.911 | 37914.8849 | 274004.1154 | 0.0014099 | 513700.2 | 291073.9682 | 1731.6052 | 12566.2755 | 311919.0003 | 14297.8807 | 297621.1196 | 6547.1514 | TRUE
| 60598655 | CLC004 | CLC | 22KV | 142.25 | 4 | 44906.1835 | 20% | Three phase | 97.13 | 0.0013436 | 0.0014715 | 0.0016121 | 0.0017667 | 0.0019368 | 0.0021239 | 0.0023299 | 0.0025565 | 0.002806 | 0.0030807 | 0.0033832 | 0.0037163 | 0.0040833 | 0.0044876 | 0.0046622 | 0.0046622 | 0.0046622 | 0.0046622 | 0.0046622 | 0.0046622 | 1.7638 | 1.8692 | 1.8814 | 1.8846 | 1.882 | 1.887 | 1.9032 | 1.9178 | 1.911 | 1.911 | 1.911 | 1.911 | 1.911 | 1.911 | 1.911 | 1.911 | 1.911 | 1.911 | 1.911 | 1.911 | 3695.2612 | 717.6709 | 0.00015226 | 13816.7425 | 7828.8739 | 187.0062 | 36.5014 | 4412.9321 | 223.5076 | 4189.4245 | -3639.4494 | FALSE
| 60602633 | CLC002 | CLC | 22KV | 339.83 | 0 | 44906.1835 | 100% | Three phase | 97.13 | 0.0031573 | 0.0034569 | 0.0037862 | 0.0041484 | 0.0045466 | 0.0049846 | 0.0054666 | 0.0059969 | 0.0065805 | 0.0072229 | 0.0079301 | 0.0087088 | 0.0095664 | 0.010511 | 0.011138 | 0.011138 | 0.011138 | 0.011138 | 0.011138 | 0.011138 | 5.704 | 5.694 | 5.721 | 5.729 | 5.733 | 5.746 | 5.789 | 5.865 | 5.853 | 5.853 | 5.853 | 5.853 | 5.853 | 5.853 | 5.853 | 5.853 | 5.853 | 5.853 | 5.853 | 5.853 | 26726.4499 | 4048.1799 | 0.00036374 | 33007.6879 | 18702.8907 | 1369.9034 | 208.3188 | 30774.6298 | 1578.2222 | 29196.4076 | 10493.5169 | TRUE
| 60602917 | CLC001 | CLC | 22KV | 50.28 | 0 | 44906.1835 | 100% | Three phase | 97.13 | 0.00028229 | 0.00031012 | 0.00034086 | 0.00037482 | 0.00041234 | 0.00045382 | 0.00049968 | 0.00055039 | 0.00060648 | 0.00066854 | 0.00073721 | 0.00081322 | 0.00089737 | 0.00099054 | 0.0010937 | 0.001208 | 0.0013346 | 0.0014749 | 0.0016304 | 0.0016479 | 7.617 | 7.583 | 7.579 | 7.579 | 7.549 | 7.525 | 7.548 | 7.568 | 7.558 | 7.558 | 7.558 | 7.558 | 7.558 | 7.558 | 7.558 | 7.558 | 7.558 | 7.558 | 7.558 | 7.558 | 3603.9606 | 62.2126 | 5.3818e-05 | 4883.6964 | 2767.2111 | 264.3101 | 4.5603 | 3666.1731 | 268.8704 | 3397.3027 | 630.0916 | TRUE
| 60603066 | BAN008 | BAN | 22KV | 993.14 | 7 | 44753.327 | 12.5% | Three phase | 97.13 | 0.0092272 | 0.010103 | 0.011065 | 0.012123 | 0.013287 | 0.014567 | 0.015976 | 0.017526 | 0.019231 | 0.021109 | 0.023175 | 0.025451 | 0.027957 | 0.030718 | 0.03255 | 0.03255 | 0.03255 | 0.03255 | 0.03255 | 0.03255 | 1.0517 | 0.010375 | 0.010375 | 0.01075 | 0.011625 | 0.011625 | 0.011625 | 0.011625 | 0.011625 | 0.011625 | 0.011625 | 0.011625 | 0.011625 | 0.011625 | 0.011625 | 0.011625 | 0.011625 | 0.011625 | 0.011625 | 0.011625 | 576.0595 | 34574.6122 | 0.001063 | 96463.6882 | 54658.473 | 56.4875 | 1779.2052 | 35150.6717 | 1835.6927 | 33314.979 | -21343.4941 | FALSE
| 60603137 | BAN006 | BAN | 22KV | 462.87 | 12 | 44753.327 | 7.692% | Three phase | 97.13 | 0.0042862 | 0.0046472 | 0.0050401 | 0.0054677 | 0.0059331 | 0.0064397 | 0.0069914 | 0.0075922 | 0.0082465 | 0.0089593 | 0.0097358 | 0.010582 | 0.011504 | 0.012509 | 0.013604 | 0.014798 | 0.01517 | 0.01517 | 0.01517 | 0.01517 | 0.79946 | 0.80808 | 0.82008 | 0.831 | 0.83438 | 0.84046 | 0.85346 | 0.87077 | 0.87754 | 0.87754 | 0.87754 | 0.87754 | 0.87754 | 0.87754 | 0.87754 | 0.87754 | 0.87754 | 0.87754 | 0.87754 | 0.87754 | 5086.4164 | 7093.0016 | 0.00049544 | 44958.5631 | 25474.5226 | 274.0421 | 386.4766 | 12179.418 | 660.5187 | 11518.8993 | -13955.6233 | FALSE
| 60603139 | BAN006 | BAN | 22KV | 420.34 | 12 | 44753.327 | 7.692% | Three phase | 97.13 | 0.0031233 | 0.0034184 | 0.0037427 | 0.0040994 | 0.0044918 | 0.0049233 | 0.0053982 | 0.0059208 | 0.006496 | 0.0071293 | 0.0078267 | 0.0085946 | 0.0094406 | 0.010372 | 0.011399 | 0.012531 | 0.013777 | 0.013777 | 0.013777 | 0.013777 | 0.79946 | 0.80808 | 0.82008 | 0.831 | 0.83438 | 0.84046 | 0.85346 | 0.87077 | 0.87754 | 0.87754 | 0.87754 | 0.87754 | 0.87754 | 0.87754 | 0.87754 | 0.87754 | 0.87754 | 0.87754 | 0.87754 | 0.87754 | 4186.0772 | 5293.8397 | 0.00044992 | 40827.6242 | 23133.8407 | 248.8623 | 318.718 | 9479.9169 | 567.5802 | 8912.3367 | -14221.504 | FALSE
| 60603420 | BAN006 | BAN | 22KV | 157.67 | 12 | 44753.327 | 7.692% | Three phase | 97.13 | 0.0011474 | 0.0012151 | 0.001287 | 0.0013633 | 0.0014444 | 0.0015305 | 0.0016221 | 0.0017193 | 0.0018226 | 0.0019324 | 0.0020491 | 0.0021731 | 0.0023049 | 0.002445 | 0.002594 | 0.0027523 | 0.0029207 | 0.0030997 | 0.00329 | 0.0034925 | 0.79946 | 0.80808 | 0.82008 | 0.831 | 0.83438 | 0.84046 | 0.85346 | 0.87077 | 0.87754 | 0.87754 | 0.87754 | 0.87754 | 0.87754 | 0.87754 | 0.87754 | 0.87754 | 0.87754 | 0.87754 | 0.87754 | 0.87754 | 1101.9373 | 524.7088 | 0.00016876 | 15314.4871 | 8677.5293 | 93.3485 | 44.8439 | 1626.646 | 138.1924 | 1488.4536 | -7189.0756 | FALSE
| 60604048 | BAN008 | BAN | 22KV | 529.01 | 7 | 44753.327 | 12.5% | Three phase | 97.13 | 0.003086 | 0.0033135 | 0.0035587 | 0.003823 | 0.004108 | 0.0044154 | 0.0047469 | 0.0051046 | 0.0054905 | 0.0059068 | 0.0063562 | 0.0068411 | 0.0073646 | 0.0079298 | 0.00854 | 0.0091989 | 0.0099105 | 0.010679 | 0.011509 | 0.012406 | 1.0517 | 0.010375 | 0.010375 | 0.01075 | 0.011625 | 0.011625 | 0.011625 | 0.011625 | 0.011625 | 0.011625 | 0.011625 | 0.011625 | 0.011625 | 0.011625 | 0.011625 | 0.011625 | 0.011625 | 0.011625 | 0.011625 | 0.011625 | 187.2216 | 5512.276 | 0.00056623 | 51382.7413 | 29114.605 | 30.0888 | 504.8157 | 5699.4976 | 534.9046 | 5164.593 | -23950.012 | FALSE
| 60604071 | BAN006 | BAN | 22KV | 1123.28 | 12 | 44753.327 | 7.692% | Three phase | 97.13 | 0.006866 | 0.0073846 | 0.0079446 | 0.0085494 | 0.0092026 | 0.0099083 | 0.010671 | 0.011495 | 0.012385 | 0.013348 | 0.014388 | 0.015514 | 0.01673 | 0.018046 | 0.019469 | 0.021008 | 0.022673 | 0.024475 | 0.026424 | 0.028534 | 0.79946 | 0.80808 | 0.82008 | 0.831 | 0.83438 | 0.84046 | 0.85346 | 0.87077 | 0.87754 | 0.87754 | 0.87754 | 0.87754 | 0.87754 | 0.87754 | 0.87754 | 0.87754 | 0.87754 | 0.87754 | 0.87754 | 0.87754 | 7838.9208 | 26535.0449 | 0.0012023 | 109104.1864 | 61820.8607 | 665.0378 | 2276.0466 | 34373.9657 | 2941.0845 | 31432.8813 | -30387.9794 | FALSE
| 60604340 | BAN006 | BAN | 22KV | 80.98 | 12 | 44753.327 | 7.692% | Three phase | 97.13 | 0.00075799 | 0.00082633 | 0.0009011 | 0.00098295 | 0.0010726 | 0.0011707 | 0.0012781 | 0.0013958 | 0.0015247 | 0.0016659 | 0.0018207 | 0.0019903 | 0.0021762 | 0.00238 | 0.0026034 | 0.0026541 | 0.0026541 | 0.0026541 | 0.0026541 | 0.0026541 | 0.79946 | 0.80808 | 0.82008 | 0.831 | 0.83438 | 0.84046 | 0.85346 | 0.87077 | 0.87754 | 0.87754 | 0.87754 | 0.87754 | 0.87754 | 0.87754 | 0.87754 | 0.87754 | 0.87754 | 0.87754 | 0.87754 | 0.87754 | 926.1461 | 225.9026 | 8.6678e-05 | 7865.5874 | 4456.8169 | 47.9442 | 11.8293 | 1152.0487 | 59.7735 | 1092.2751 | -3364.5418 | FALSE
| 60604342 | BAN006 | BAN | 22KV | 3712.26 | 12 | 44753.327 | 7.692% | Three phase | 97.13 | 0.033618 | 0.036683 | 0.04004 | 0.043719 | 0.047751 | 0.05217 | 0.057015 | 0.062327 | 0.068152 | 0.074541 | 0.08155 | 0.089239 | 0.097677 | 0.10694 | 0.1171 | 0.12167 | 0.12167 | 0.12167 | 0.12167 | 0.12167 | 0.79946 | 0.80808 | 0.82008 | 0.831 | 0.83438 | 0.84046 | 0.85346 | 0.87077 | 0.87754 | 0.87754 | 0.87754 | 0.87754 | 0.87754 | 0.87754 | 0.87754 | 0.87754 | 0.87754 | 0.87754 | 0.87754 | 0.87754 | 41730.0827 | 466516.8013 | 0.0039735 | 360571.8138 | 204308.016 | 2197.8432 | 24858.8981 | 508246.8841 | 27056.7413 | 481190.1427 | 276882.1267 | TRUE
| 60604443 | BAN006 | BAN | 22KV | 1876.49 | 12 | 44753.327 | 7.692% | Single phase | 44.74 | 0.015256 | 0.016385 | 0.017602 | 0.018913 | 0.020327 | 0.021851 | 0.023495 | 0.025267 | 0.027178 | 0.02924 | 0.031463 | 0.033862 | 0.036451 | 0.039244 | 0.042258 | 0.045512 | 0.049023 | 0.052814 | 0.056906 | 0.061324 | 0.79946 | 0.80808 | 0.82008 | 0.831 | 0.83438 | 0.84046 | 0.85346 | 0.87077 | 0.87754 | 0.87754 | 0.87754 | 0.87754 | 0.87754 | 0.87754 | 0.87754 | 0.87754 | 0.87754 | 0.87754 | 0.87754 | 0.87754 | 17103.4021 | 44559.7165 | 0.0020085 | 83954.1626 | 47570.2973 | 1110.9757 | 2925.7701 | 61663.1187 | 4036.7459 | 57626.3728 | 10056.0754 | TRUE
| 60605331 | BAN006 | BAN | 22KV | 116.88 | 12 | 44753.327 | 7.692% | Three phase | 97.13 | 0.001094 | 0.0011927 | 0.0013006 | 0.0014187 | 0.001548 | 0.0016896 | 0.0018447 | 0.0020146 | 0.0022006 | 0.0024045 | 0.0026278 | 0.0028726 | 0.003141 | 0.0034351 | 0.0037576 | 0.0038307 | 0.0038307 | 0.0038307 | 0.0038307 | 0.0038307 | 0.79946 | 0.80808 | 0.82008 | 0.831 | 0.83438 | 0.84046 | 0.85346 | 0.87077 | 0.87754 | 0.87754 | 0.87754 | 0.87754 | 0.87754 | 0.87754 | 0.87754 | 0.87754 | 0.87754 | 0.87754 | 0.87754 | 0.87754 | 1336.7246 | 470.5936 | 0.0001251 | 11352.5544 | 6432.61 | 69.1988 | 24.6425 | 1807.3182 | 93.8413 | 1713.4769 | -4719.1331 | FALSE
| 60605349 | BAN006 | BAN | 22KV | 172.81 | 12 | 44753.327 | 7.692% | Three phase | 97.13 | 0.0017092 | 0.0018348 | 0.00197 | 0.0021156 | 0.0022725 | 0.0024414 | 0.0026235 | 0.0028196 | 0.0030309 | 0.0032586 | 0.003504 | 0.0037685 | 0.0040537 | 0.0043611 | 0.0046925 | 0.0050498 | 0.0054352 | 0.0056638 | 0.0056638 | 0.0056638 | 0.79946 | 0.80808 | 0.82008 | 0.831 | 0.83438 | 0.84046 | 0.85346 | 0.87077 | 0.87754 | 0.87754 | 0.87754 | 0.87754 | 0.87754 | 0.87754 | 0.87754 | 0.87754 | 0.87754 | 0.87754 | 0.87754 | 0.87754 | 1863.3413 | 970.9843 | 0.00018497 | 16785.0353 | 9510.7746 | 102.3121 | 53.8695 | 2834.3256 | 156.1816 | 2678.144 | -6832.6307 | FALSE
| 60605490 | BAN008 | BAN | 22KV | 264.43 | 7 | 44753.327 | 12.5% | Single phase | 44.74 | 0.0024549 | 0.0026651 | 0.0028942 | 0.0031439 | 0.003416 | 0.0037126 | 0.0040361 | 0.0043888 | 0.0047734 | 0.005193 | 0.0056508 | 0.0061502 | 0.0066952 | 0.00729 | 0.0079393 | 0.008648 | 0.0086666 | 0.0086666 | 0.0086666 | 0.0086666 | 1.0517 | 0.010375 | 0.010375 | 0.01075 | 0.011625 | 0.011625 | 0.011625 | 0.011625 | 0.011625 | 0.011625 | 0.011625 | 0.011625 | 0.011625 | 0.011625 | 0.011625 | 0.011625 | 0.011625 | 0.011625 | 0.011625 | 0.011625 | 151.4132 | 1077.5247 | 0.00028304 | 11830.5982 | 6703.4803 | 15.0402 | 58.0991 | 1228.9379 | 73.1392 | 1155.7987 | -5547.6816 | FALSE
| 60605845 | BAN006 | BAN | 22KV | 3183.49 | 12 | 44753.327 | 7.692% | Three phase | 97.13 | 0.03211 | 0.034544 | 0.037172 | 0.040007 | 0.043068 | 0.046373 | 0.049942 | 0.053795 | 0.057956 | 0.062451 | 0.067306 | 0.072551 | 0.078218 | 0.084342 | 0.090959 | 0.098111 | 0.10434 | 0.10434 | 0.10434 | 0.10434 | 0.79946 | 0.80808 | 0.82008 | 0.831 | 0.83438 | 0.84046 | 0.85346 | 0.87077 | 0.87754 | 0.87754 | 0.87754 | 0.87754 | 0.87754 | 0.87754 | 0.87754 | 0.87754 | 0.87754 | 0.87754 | 0.87754 | 0.87754 | 35421.33 | 339998.531 | 0.0034075 | 309212.3837 | 175206.6196 | 1884.785 | 18281.5108 | 375419.8609 | 20166.2958 | 355253.5652 | 180046.9456 | TRUE
| 60607629 | BAN006 | BAN | 22KV | 3906.15 | 12 | 44753.327 | 7.692% | Three phase | 97.13 | 0.039399 | 0.042386 | 0.04561 | 0.049089 | 0.052845 | 0.0569 | 0.061278 | 0.066006 | 0.071112 | 0.076627 | 0.082585 | 0.089021 | 0.095974 | 0.10349 | 0.11161 | 0.12038 | 0.12802 | 0.12802 | 0.12802 | 0.12802 | 0.79946 | 0.80808 | 0.82008 | 0.831 | 0.83438 | 0.84046 | 0.85346 | 0.87077 | 0.87754 | 0.87754 | 0.87754 | 0.87754 | 0.87754 | 0.87754 | 0.87754 | 0.87754 | 0.87754 | 0.87754 | 0.87754 | 0.87754 | 43462.0583 | 511879.6848 | 0.004181 | 379404.3495 | 214978.9499 | 2312.6358 | 27523.4541 | 555341.7431 | 29836.0899 | 525505.6532 | 310526.7033 | TRUE
| 60607945 | BAN008 | BAN | 22KV | 43.55 | 7 | 44753.327 | 12.5% | Three phase | 97.13 | 0.00039031 | 0.00042711 | 0.00046754 | 0.00051197 | 0.00056081 | 0.00061451 | 0.00067355 | 0.00073848 | 0.00080991 | 0.00088849 | 0.00097496 | 0.0010701 | 0.0011749 | 0.0012902 | 0.0014171 | 0.0014273 | 0.0014273 | 0.0014273 | 0.0014273 | 0.0014273 | 1.0517 | 0.010375 | 0.010375 | 0.01075 | 0.011625 | 0.011625 | 0.011625 | 0.011625 | 0.011625 | 0.011625 | 0.011625 | 0.011625 | 0.011625 | 0.011625 | 0.011625 | 0.011625 | 0.011625 | 0.011625 | 0.011625 | 0.011625 | 24.4353 | 64.7932 | 4.6614e-05 | 4230.0115 | 2396.8187 | 2.477 | 3.4212 | 89.2285 | 5.8982 | 83.3302 | -2313.4885 | FALSE
| 60608150 | BAN007 | BAN | 22KV | 381.44 | 3 | 44753.327 | 25% | Three phase | 97.13 | 0.0046311 | 0.0049335 | 0.0052563 | 0.0056011 | 0.0059695 | 0.0063629 | 0.0067832 | 0.0072323 | 0.0077121 | 0.0082248 | 0.0087727 | 0.0093583 | 0.0099841 | 0.010653 | 0.011368 | 0.012133 | 0.012502 | 0.012502 | 0.012502 | 0.012502 | 2.4232 | 0.254 | 0.259 | 0.2615 | 0.264 | 0.2665 | 0.274 | 0.2765 | 0.27825 | 0.27825 | 0.27825 | 0.27825 | 0.27825 | 0.27825 | 0.27825 | 0.27825 | 0.27825 | 0.27825 | 0.27825 | 0.27825 | 1894.3157 | 5276.0959 | 0.00040828 | 37049.2672 | 20992.9395 | 110.5343 | 262.4566 | 7170.4115 | 372.991 | 6797.4206 | -14195.5189 | FALSE
| 60608605 | BAN009 | BAN | 22KV | 607.15 | 6 | 44753.327 | 14.29% | Covered | 390 | 0.0045406 | 0.0048763 | 0.0052382 | 0.0056282 | 0.0060487 | 0.006502 | 0.0069909 | 0.0075181 | 0.0080867 | 0.0087 | 0.0093618 | 0.010076 | 0.010846 | 0.011678 | 0.012575 | 0.013544 | 0.014589 | 0.015718 | 0.016937 | 0.018253 | 1.3273 | 1.3327 | 1.3423 | 1.3537 | 1.3524 | 1.3549 | 1.3683 | 1.3869 | 1.3919 | 1.3919 | 1.3919 | 1.3919 | 1.3919 | 1.3919 | 1.3919 | 1.3919 | 1.3919 | 1.3919 | 1.3919 | 1.3919 | 8129.1022 | 37399.5374 | 0.00064987 | 236788.5 | 134169.635 | 576.9913 | 2669.9819 | 45528.6396 | 3246.9732 | 42281.6664 | -91887.9686 | FALSE
| 60608622 | BAN008 | BAN | 22KV | 599.16 | 7 | 44753.327 | 12.5% | Three phase | 97.13 | 0.0037236 | 0.0040015 | 0.0043013 | 0.0046247 | 0.0049738 | 0.0053506 | 0.0057572 | 0.0061963 | 0.0066703 | 0.0071823 | 0.0077352 | 0.0083324 | 0.0089775 | 0.0096746 | 0.010428 | 0.011242 | 0.012121 | 0.013072 | 0.0141 | 0.015211 | 1.0517 | 0.010375 | 0.010375 | 0.01075 | 0.011625 | 0.011625 | 0.011625 | 0.011625 | 0.011625 | 0.011625 | 0.011625 | 0.011625 | 0.011625 | 0.011625 | 0.011625 | 0.011625 | 0.011625 | 0.011625 | 0.011625 | 0.011625 | 226.4179 | 7602.5909 | 0.00064132 | 58196.4108 | 32975.3818 | 34.0788 | 647.576 | 7829.0088 | 681.6548 | 7147.354 | -25828.0278 | FALSE
| 60613019 | WIN011 | WIN | 22KV | 393.57 | 12 | 36385.0727 | 7.692% | Covered | 390 | 0.0036538 | 0.0039667 | 0.0043077 | 0.0046792 | 0.0050842 | 0.0055258 | 0.0060072 | 0.0065321 | 0.0071046 | 0.0077292 | 0.0084105 | 0.0091538 | 0.009965 | 0.01085 | 0.011817 | 0.012871 | 0.012899 | 0.012899 | 0.012899 | 0.012899 | 0.34723 | 0.35015 | 0.35531 | 0.35785 | 0.35885 | 0.36123 | 0.36615 | 0.371 | 0.37038 | 0.37038 | 0.37038 | 0.37038 | 0.37038 | 0.37038 | 0.37038 | 0.37038 | 0.37038 | 0.37038 | 0.37038 | 0.37038 | 1508.5552 | 20807.4268 | 0.00042126 | 153492.3 | 86972.1539 | 80.748 | 1121.9159 | 22315.982 | 1202.6638 | 21113.3181 | -65858.8358 | FALSE
| 60613093 | WIN011 | WIN | 22KV | 127.77 | 12 | 36385.0727 | 7.692% | Single phase | 44.74 | 0.0015584 | 0.0016639 | 0.0017769 | 0.0018979 | 0.0020274 | 0.0021661 | 0.0023146 | 0.0024737 | 0.0026441 | 0.0028266 | 0.0030221 | 0.0032315 | 0.0034559 | 0.0036963 | 0.003954 | 0.0041876 | 0.0041876 | 0.0041876 | 0.0041876 | 0.0041876 | 0.34723 | 0.35015 | 0.35531 | 0.35785 | 0.35885 | 0.36123 | 0.36615 | 0.371 | 0.37038 | 0.37038 | 0.37038 | 0.37038 | 0.37038 | 0.37038 | 0.37038 | 0.37038 | 0.37038 | 0.37038 | 0.37038 | 0.37038 | 539.6269 | 277.5711 | 0.00013676 | 5716.4298 | 3239.0564 | 26.2143 | 13.5646 | 817.198 | 39.7789 | 777.4191 | -2461.6373 | FALSE
| 60613349 | WIN011 | WIN | 22KV | 25.73 | 12 | 36385.0727 | 7.692% | Covered | 390 | 0.00024084 | 0.00026255 | 0.00028631 | 0.00031232 | 0.00034079 | 0.00037196 | 0.0004061 | 0.00044348 | 0.00048444 | 0.00052932 | 0.00057849 | 0.00063238 | 0.00069145 | 0.0007562 | 0.0008272 | 0.00084329 | 0.00084329 | 0.00084329 | 0.00084329 | 0.00084329 | 0.34723 | 0.35015 | 0.35531 | 0.35785 | 0.35885 | 0.36123 | 0.36615 | 0.371 | 0.37038 | 0.37038 | 0.37038 | 0.37038 | 0.37038 | 0.37038 | 0.37038 | 0.37038 | 0.37038 | 0.37038 | 0.37038 | 0.37038 | 101.561 | 91.5707 | 2.7541e-05 | 10034.7 | 5685.8844 | 5.279 | 4.7951 | 193.1317 | 10.0741 | 183.0577 | -5502.8267 | FALSE
| 60622350 | WIN011 | WIN | 22KV | 1100.99 | 12 | 36385.0727 | 7.692% | Covered | 390 | 0.01379 | 0.014923 | 0.016152 | 0.017487 | 0.018936 | 0.02051 | 0.022219 | 0.024075 | 0.026092 | 0.028282 | 0.030662 | 0.033249 | 0.03606 | 0.036085 | 0.036085 | 0.036085 | 0.036085 | 0.036085 | 0.036085 | 0.036085 | 0.34723 | 0.35015 | 0.35531 | 0.35785 | 0.35885 | 0.36123 | 0.36615 | 0.371 | 0.37038 | 0.37038 | 0.37038 | 0.37038 | 0.37038 | 0.37038 | 0.37038 | 0.37038 | 0.37038 | 0.37038 | 0.37038 | 0.37038 | 5045.2689 | 194884.221 | 0.0011785 | 429386.1 | 243299.7223 | 225.8879 | 8779.7686 | 199929.49 | 9005.6565 | 190923.8335 | -52375.8889 | FALSE
| 60622363 | WIN011 | WIN | 22KV | 539.43 | 12 | 36385.0727 | 7.692% | Three phase | 97.13 | 0.005035 | 0.005481 | 0.0059684 | 0.0065012 | 0.0070835 | 0.0077201 | 0.0084162 | 0.0091775 | 0.01001 | 0.010921 | 0.011918 | 0.013008 | 0.014202 | 0.015508 | 0.016938 | 0.01768 | 0.01768 | 0.01768 | 0.01768 | 0.01768 | 0.34723 | 0.35015 | 0.35531 | 0.35785 | 0.35885 | 0.36123 | 0.36615 | 0.371 | 0.37038 | 0.37038 | 0.37038 | 0.37038 | 0.37038 | 0.37038 | 0.37038 | 0.37038 | 0.37038 | 0.37038 | 0.37038 | 0.37038 | 2107.7702 | 9923.2146 | 0.00057739 | 52394.8359 | 29688.0803 | 110.6738 | 524.8985 | 12030.9848 | 635.5722 | 11395.4126 | -18292.6677 | FALSE
| 60622445 | WIN011 | WIN | 22KV | 1901.6 | 12 | 36385.0727 | 7.692% | Covered | 390 | 0.023662 | 0.025521 | 0.027532 | 0.029707 | 0.032061 | 0.034608 | 0.037365 | 0.040348 | 0.043578 | 0.047075 | 0.050861 | 0.054961 | 0.059401 | 0.062324 | 0.062324 | 0.062324 | 0.062324 | 0.062324 | 0.062324 | 0.062324 | 0.34723 | 0.35015 | 0.35531 | 0.35785 | 0.35885 | 0.36123 | 0.36615 | 0.371 | 0.37038 | 0.37038 | 0.37038 | 0.37038 | 0.37038 | 0.37038 | 0.37038 | 0.37038 | 0.37038 | 0.37038 | 0.37038 | 0.37038 | 8559.7332 | 571090.8049 | 0.0020354 | 741624 | 420220.6669 | 390.1474 | 26191.1555 | 579650.5381 | 26581.3029 | 553069.2353 | 132848.5684 | TRUE
| 60642849 | CLC014 | CLC | 22KV | 327.44 | 1 | 44906.1835 | 50% | Three phase | 97.13 | 0.0044158 | 0.0049603 | 0.0055747 | 0.0062681 | 0.0070508 | 0.0079346 | 0.0089328 | 0.01006 | 0.010732 | 0.010732 | 0.010732 | 0.010732 | 0.010732 | 0.010732 | 0.010732 | 0.010732 | 0.010732 | 0.010732 | 0.010732 | 0.010732 | 3.13 | 3.1485 | 3.182 | 3.209 | 3.218 | 3.22 | 3.2405 | 3.2735 | 3.2825 | 3.2825 | 3.2825 | 3.2825 | 3.2825 | 3.2825 | 3.2825 | 3.2825 | 3.2825 | 3.2825 | 3.2825 | 3.2825 | 18622.3481 | 4860.9503 | 0.00035048 | 31804.2472 | 18020.9944 | 737.8263 | 193.4054 | 23483.2984 | 931.2317 | 22552.0668 | 4531.0723 | TRUE
| 60642884 | CLC014 | CLC | 22KV | 299.48 | 1 | 44906.1835 | 50% | Three phase | 97.13 | 0.0030851 | 0.0034485 | 0.0038567 | 0.0043152 | 0.0048305 | 0.0054097 | 0.0060609 | 0.0067933 | 0.0076171 | 0.008544 | 0.0095872 | 0.0098154 | 0.0098154 | 0.0098154 | 0.0098154 | 0.0098154 | 0.0098154 | 0.0098154 | 0.0098154 | 0.0098154 | 3.13 | 3.1485 | 3.182 | 3.209 | 3.218 | 3.22 | 3.2405 | 3.2735 | 3.2825 | 3.2825 | 3.2825 | 3.2825 | 3.2825 | 3.2825 | 3.2825 | 3.2825 | 3.2825 | 3.2825 | 3.2825 | 3.2825 | 15069.5918 | 3593.3979 | 0.00032055 | 29088.4924 | 16482.1873 | 674.8235 | 161.7859 | 18662.9897 | 836.6094 | 17826.3803 | 1344.193 | TRUE
| 60642885 | CLC014 | CLC | 22KV | 159.6 | 1 | 44906.1835 | 50% | Three phase | 97.13 | 0.0014813 | 0.0016525 | 0.0018446 | 0.0020599 | 0.0023015 | 0.0025726 | 0.0028768 | 0.0032183 | 0.0036018 | 0.0040325 | 0.0045164 | 0.0050601 | 0.0052309 | 0.0052309 | 0.0052309 | 0.0052309 | 0.0052309 | 0.0052309 | 0.0052309 | 0.0052309 | 3.13 | 3.1485 | 3.182 | 3.209 | 3.218 | 3.22 | 3.2405 | 3.2735 | 3.2825 | 3.2825 | 3.2825 | 3.2825 | 3.2825 | 3.2825 | 3.2825 | 3.2825 | 3.2825 | 3.2825 | 3.2825 | 3.2825 | 7584.0862 | 963.4296 | 0.00017083 | 15501.948 | 8783.7488 | 359.6295 | 45.9485 | 8547.5158 | 405.5779 | 8141.9379 | -641.8109 | FALSE
| 60642918 | CLC014 | CLC | 22KV | 658.46 | 1 | 44906.1835 | 50% | Three phase | 97.13 | 0.0061112 | 0.0068179 | 0.0076102 | 0.0084987 | 0.0094953 | 0.010614 | 0.011869 | 0.013278 | 0.01486 | 0.016637 | 0.018633 | 0.020876 | 0.021581 | 0.021581 | 0.021581 | 0.021581 | 0.021581 | 0.021581 | 0.021581 | 0.021581 | 3.13 | 3.1485 | 3.182 | 3.209 | 3.218 | 3.22 | 3.2405 | 3.2735 | 3.2825 | 3.2825 | 3.2825 | 3.2825 | 3.2825 | 3.2825 | 3.2825 | 3.2825 | 3.2825 | 3.2825 | 3.2825 | 3.2825 | 31289.5827 | 16398.8358 | 0.00070479 | 63956.2198 | 36239.0178 | 1483.7194 | 782.1029 | 47688.4185 | 2265.8223 | 45422.5962 | 9183.5784 | TRUE
| 60642919 | CLC014 | CLC | 22KV | 103.62 | 1 | 44906.1835 | 50% | Three phase | 97.13 | 0.0010674 | 0.0011932 | 0.0013344 | 0.0014931 | 0.0016714 | 0.0018718 | 0.0020971 | 0.0023505 | 0.0026355 | 0.0029562 | 0.0033172 | 0.0033961 | 0.0033961 | 0.0033961 | 0.0033961 | 0.0033961 | 0.0033961 | 0.0033961 | 0.0033961 | 0.0033961 | 3.13 | 3.1485 | 3.182 | 3.209 | 3.218 | 3.22 | 3.2405 | 3.2735 | 3.2825 | 3.2825 | 3.2825 | 3.2825 | 3.2825 | 3.2825 | 3.2825 | 3.2825 | 3.2825 | 3.2825 | 3.2825 | 3.2825 | 5214.0747 | 430.1866 | 0.00011091 | 10064.6106 | 5702.8324 | 233.4888 | 19.3683 | 5644.2613 | 252.8571 | 5391.4042 | -311.4282 | FALSE
| 60643101 | CLC013 | CLC | 22KV | 365.52 | 15 | 44906.1835 | 6.25% | Single phase | 44.74 | 0.0047172 | 0.0051824 | 0.0056952 | 0.0062608 | 0.0068846 | 0.0075728 | 0.0083321 | 0.00917 | 0.010095 | 0.011116 | 0.01198 | 0.01198 | 0.01198 | 0.01198 | 0.01198 | 0.01198 | 0.01198 | 0.01198 | 0.01198 | 0.01198 | 0.43625 | 0.44194 | 0.45131 | 0.45725 | 0.46119 | 0.46906 | 0.47406 | 0.48275 | 0.48425 | 0.48425 | 0.48425 | 0.48425 | 0.48425 | 0.48425 | 0.48425 | 0.48425 | 0.48425 | 0.48425 | 0.48425 | 0.48425 | 2858.7284 | 2622.8542 | 0.00039124 | 16353.3648 | 9266.1805 | 119.7969 | 111.012 | 5481.5826 | 230.8089 | 5250.7737 | -4015.4069 | FALSE
| 60643106 | CLC013 | CLC | 22KV | 198.13 | 15 | 44906.1835 | 6.25% | Single phase | 44.74 | 0.002541 | 0.0027828 | 0.0030484 | 0.0033405 | 0.0036615 | 0.0040145 | 0.0044027 | 0.0048296 | 0.0052993 | 0.005816 | 0.0063846 | 0.0064937 | 0.0064937 | 0.0064937 | 0.0064937 | 0.0064937 | 0.0064937 | 0.0064937 | 0.0064937 | 0.0064937 | 0.43625 | 0.44194 | 0.45131 | 0.45725 | 0.46119 | 0.46906 | 0.47406 | 0.48275 | 0.48425 | 0.48425 | 0.48425 | 0.48425 | 0.48425 | 0.48425 | 0.48425 | 0.48425 | 0.48425 | 0.48425 | 0.48425 | 0.48425 | 1532.225 | 761.9827 | 0.00021207 | 8864.3362 | 5022.7302 | 64.9359 | 32.6173 | 2294.2077 | 97.5532 | 2196.6545 | -2826.0757 | FALSE
| 60643109 | CLC013 | CLC | 22KV | 201.69 | 15 | 44906.1835 | 6.25% | Single phase | 44.74 | 0.0025947 | 0.0028459 | 0.0031225 | 0.003427 | 0.0037623 | 0.0041315 | 0.0045383 | 0.0049864 | 0.0054802 | 0.0060243 | 0.0066103 | 0.0066103 | 0.0066103 | 0.0066103 | 0.0066103 | 0.0066103 | 0.0066103 | 0.0066103 | 0.0066103 | 0.0066103 | 0.43625 | 0.44194 | 0.45131 | 0.45725 | 0.46119 | 0.46906 | 0.47406 | 0.48275 | 0.48425 | 0.48425 | 0.48425 | 0.48425 | 0.48425 | 0.48425 | 0.48425 | 0.48425 | 0.48425 | 0.48425 | 0.48425 | 0.48425 | 1569.2373 | 794.4202 | 0.00021588 | 9023.6106 | 5112.9786 | 66.1027 | 33.8 | 2363.6575 | 99.9026 | 2263.7548 | -2849.2238 | FALSE
| 60643111 | CLC013 | CLC | 22KV | 183.21 | 15 | 44906.1835 | 6.25% | Single phase | 44.74 | 0.0022369 | 0.0024594 | 0.0027049 | 0.0029759 | 0.0032751 | 0.0036055 | 0.0039703 | 0.0043733 | 0.0048186 | 0.0053105 | 0.0058542 | 0.0060047 | 0.0060047 | 0.0060047 | 0.0060047 | 0.0060047 | 0.0060047 | 0.0060047 | 0.0060047 | 0.0060047 | 0.43625 | 0.44194 | 0.45131 | 0.45725 | 0.46119 | 0.46906 | 0.47406 | 0.48275 | 0.48425 | 0.48425 | 0.48425 | 0.48425 | 0.48425 | 0.48425 | 0.48425 | 0.48425 | 0.48425 | 0.48425 | 0.48425 | 0.48425 | 1398.1216 | 642.6586 | 0.0001961 | 8196.8154 | 4644.4981 | 60.0459 | 27.8898 | 2040.7802 | 87.9358 | 1952.8444 | -2691.6536 | FALSE
| 60643120 | CLC013 | CLC | 22KV | 23.59 | 15 | 44906.1835 | 6.25% | Three phase | 97.13 | 0.00017064 | 0.00018948 | 0.00021052 | 0.000234 | 0.00026024 | 0.00028955 | 0.0003223 | 0.00035891 | 0.00039985 | 0.00044563 | 0.00049684 | 0.00055414 | 0.00061827 | 0.00069005 | 0.00077041 | 0.00077316 | 0.00077316 | 0.00077316 | 0.00077316 | 0.00077316 | 0.43625 | 0.44194 | 0.45131 | 0.45725 | 0.46119 | 0.46906 | 0.47406 | 0.48275 | 0.48425 | 0.48425 | 0.48425 | 0.48425 | 0.48425 | 0.48425 | 0.48425 | 0.48425 | 0.48425 | 0.48425 | 0.48425 | 0.48425 | 139.7619 | 17.8956 | 2.525e-05 | 2291.2967 | 1298.2997 | 7.7315 | 1.0038 | 157.6575 | 8.7353 | 148.9222 | -1149.3775 | FALSE
| 60643168 | CLC013 | CLC | 22KV | 281.97 | 15 | 44906.1835 | 6.25% | Three phase | 97.13 | 0.0035317 | 0.0038218 | 0.0041367 | 0.0044785 | 0.0048497 | 0.0052527 | 0.0056904 | 0.0061658 | 0.0066822 | 0.0072432 | 0.0078528 | 0.0085153 | 0.0092351 | 0.0092415 | 0.0092415 | 0.0092415 | 0.0092415 | 0.0092415 | 0.0092415 | 0.0092415 | 0.43625 | 0.44194 | 0.45131 | 0.45725 | 0.46119 | 0.46906 | 0.47406 | 0.48275 | 0.48425 | 0.48425 | 0.48425 | 0.48425 | 0.48425 | 0.48425 | 0.48425 | 0.48425 | 0.48425 | 0.48425 | 0.48425 | 0.48425 | 2071.9319 | 3183.4975 | 0.00030181 | 27387.7461 | 15518.5066 | 92.4139 | 143.4204 | 5255.4294 | 235.8343 | 5019.5951 | -10498.9115 | FALSE
| 60643171 | CLC013 | CLC | 22KV | 211.17 | 15 | 44906.1835 | 6.25% | Three phase | 97.13 | 0.0024671 | 0.0027402 | 0.0030447 | 0.0033845 | 0.0037637 | 0.0041869 | 0.0046593 | 0.0051869 | 0.0057761 | 0.0064343 | 0.006921 | 0.006921 | 0.006921 | 0.006921 | 0.006921 | 0.006921 | 0.006921 | 0.006921 | 0.006921 | 0.006921 | 0.43625 | 0.44194 | 0.45131 | 0.45725 | 0.46119 | 0.46906 | 0.47406 | 0.48275 | 0.48425 | 0.48425 | 0.48425 | 0.48425 | 0.48425 | 0.48425 | 0.48425 | 0.48425 | 0.48425 | 0.48425 | 0.48425 | 0.48425 | 1620.7377 | 1863.4382 | 0.00022603 | 20510.9421 | 11621.9564 | 69.2097 | 80.4395 | 3484.1758 | 149.6492 | 3334.5266 | -8287.4297 | FALSE
| 60643176 | CLC013 | CLC | 22KV | 33.58 | 15 | 44906.1835 | 6.25% | Single phase | 44.74 | 0.00040999 | 0.00045077 | 0.00049577 | 0.00054545 | 0.00060028 | 0.00066083 | 0.00072771 | 0.00080157 | 0.00088318 | 0.00097335 | 0.001073 | 0.0011006 | 0.0011006 | 0.0011006 | 0.0011006 | 0.0011006 | 0.0011006 | 0.0011006 | 0.0011006 | 0.0011006 | 0.43625 | 0.44194 | 0.45131 | 0.45725 | 0.46119 | 0.46906 | 0.47406 | 0.48275 | 0.48425 | 0.48425 | 0.48425 | 0.48425 | 0.48425 | 0.48425 | 0.48425 | 0.48425 | 0.48425 | 0.48425 | 0.48425 | 0.48425 | 256.2574 | 21.5895 | 3.5943e-05 | 1502.3692 | 851.2758 | 11.0056 | 0.93693 | 277.847 | 11.9426 | 265.9044 | -585.3714 | FALSE
| 60643178 | CLC013 | CLC | 22KV | 38.61 | 15 | 44906.1835 | 6.25% | Three phase | 97.13 | 0.00027929 | 0.00031013 | 0.00034456 | 0.000383 | 0.00042593 | 0.0004739 | 0.00052751 | 0.00058743 | 0.00065443 | 0.00072937 | 0.00081319 | 0.00090697 | 0.0010119 | 0.0011294 | 0.0012609 | 0.0012654 | 0.0012654 | 0.0012654 | 0.0012654 | 0.0012654 | 0.43625 | 0.44194 | 0.45131 | 0.45725 | 0.46119 | 0.46906 | 0.47406 | 0.48275 | 0.48425 | 0.48425 | 0.48425 | 0.48425 | 0.48425 | 0.48425 | 0.48425 | 0.48425 | 0.48425 | 0.48425 | 0.48425 | 0.48425 | 228.7498 | 47.9391 | 4.1327e-05 | 3750.1893 | 2124.9407 | 12.6542 | 2.6891 | 276.6889 | 15.3433 | 261.3457 | -1863.5951 | FALSE
| 60643291 | CLC013 | CLC | 22KV | 970.92 | 15 | 44906.1835 | 6.25% | Single phase | 44.74 | 0.01253 | 0.013766 | 0.015128 | 0.01663 | 0.018287 | 0.020115 | 0.022132 | 0.024358 | 0.026815 | 0.029527 | 0.031822 | 0.031822 | 0.031822 | 0.031822 | 0.031822 | 0.031822 | 0.031822 | 0.031822 | 0.031822 | 0.031822 | 0.43625 | 0.44194 | 0.45131 | 0.45725 | 0.46119 | 0.46906 | 0.47406 | 0.48275 | 0.48425 | 0.48425 | 0.48425 | 0.48425 | 0.48425 | 0.48425 | 0.48425 | 0.48425 | 0.48425 | 0.48425 | 0.48425 | 0.48425 | 7593.556 | 18506.2641 | 0.0010392 | 43438.9608 | 24613.4821 | 318.213 | 783.2756 | 26099.82 | 1101.4886 | 24998.3314 | 384.8493 | TRUE
| 60643294 | CLC013 | CLC | 22KV | 401.07 | 15 | 44906.1835 | 6.25% | Three phase | 97.13 | 0.0025781 | 0.0028626 | 0.0031801 | 0.0035349 | 0.0039311 | 0.004374 | 0.0048691 | 0.0054226 | 0.0060417 | 0.0067343 | 0.0075094 | 0.0083768 | 0.0093479 | 0.010435 | 0.011653 | 0.013017 | 0.013145 | 0.013145 | 0.013145 | 0.013145 | 0.43625 | 0.44194 | 0.45131 | 0.45725 | 0.46119 | 0.46906 | 0.47406 | 0.48275 | 0.48425 | 0.48425 | 0.48425 | 0.48425 | 0.48425 | 0.48425 | 0.48425 | 0.48425 | 0.48425 | 0.48425 | 0.48425 | 0.48425 | 2197.7317 | 4782.01 | 0.00042929 | 38955.9291 | 22073.2966 | 131.4482 | 290.1653 | 6979.7417 | 421.6135 | 6558.1282 | -15515.1684 | FALSE
| 60643383 | CLC014 | CLC | 22KV | 399.41 | 1 | 44906.1835 | 50% | Three phase | 97.13 | 0.003707 | 0.0041356 | 0.0046162 | 0.0051551 | 0.0057597 | 0.006438 | 0.0071994 | 0.008054 | 0.0090138 | 0.010092 | 0.011303 | 0.012663 | 0.013091 | 0.013091 | 0.013091 | 0.013091 | 0.013091 | 0.013091 | 0.013091 | 0.013091 | 3.13 | 3.1485 | 3.182 | 3.209 | 3.218 | 3.22 | 3.2405 | 3.2735 | 3.2825 | 3.2825 | 3.2825 | 3.2825 | 3.2825 | 3.2825 | 3.2825 | 3.2825 | 3.2825 | 3.2825 | 3.2825 | 3.2825 | 18979.6984 | 6033.8164 | 0.00042752 | 38794.6933 | 21981.9368 | 899.9975 | 287.7683 | 25013.5148 | 1187.7658 | 23825.749 | 1843.8122 | TRUE
| 60643385 | CLC014 | CLC | 22KV | 163.11 | 1 | 44906.1835 | 50% | Three phase | 97.13 | 0.0016803 | 0.0018782 | 0.0021005 | 0.0023503 | 0.0026309 | 0.0029464 | 0.0033011 | 0.0036999 | 0.0041486 | 0.0046535 | 0.0052216 | 0.0053459 | 0.0053459 | 0.0053459 | 0.0053459 | 0.0053459 | 0.0053459 | 0.0053459 | 0.0053459 | 0.0053459 | 3.13 | 3.1485 | 3.182 | 3.209 | 3.218 | 3.22 | 3.2405 | 3.2735 | 3.2825 | 3.2825 | 3.2825 | 3.2825 | 3.2825 | 3.2825 | 3.2825 | 3.2825 | 3.2825 | 3.2825 | 3.2825 | 3.2825 | 8207.5635 | 1065.9353 | 0.00017459 | 15842.8743 | 8976.9252 | 367.5386 | 47.9917 | 9273.4988 | 415.5303 | 8857.9685 | -118.9568 | FALSE
| 60643386 | CLC014 | CLC | 22KV | 87.07 | 1 | 44906.1835 | 50% | Three phase | 97.13 | 0.00058888 | 0.00065307 | 0.00072464 | 0.00080446 | 0.00089351 | 0.00099289 | 0.0011038 | 0.0012277 | 0.001366 | 0.0015205 | 0.0016931 | 0.0018861 | 0.0021017 | 0.0023429 | 0.0026125 | 0.0028537 | 0.0028537 | 0.0028537 | 0.0028537 | 0.0028537 | 3.13 | 3.1485 | 3.182 | 3.209 | 3.218 | 3.22 | 3.2405 | 3.2735 | 3.2825 | 3.2825 | 3.2825 | 3.2825 | 3.2825 | 3.2825 | 3.2825 | 3.2825 | 3.2825 | 3.2825 | 3.2825 | 3.2825 | 3342.8965 | 231.5032 | 9.3197e-05 | 8457.1091 | 4791.9863 | 196.1964 | 13.6755 | 3574.3997 | 209.8718 | 3364.5279 | -1427.4584 | FALSE
| 60643405 | CLC014 | CLC | 22KV | 143.97 | 1 | 44906.1835 | 50% | Three phase | 97.13 | 0.0013048 | 0.0014583 | 0.0016309 | 0.0018248 | 0.0020427 | 0.0022877 | 0.0025633 | 0.0028733 | 0.0032221 | 0.0036147 | 0.0040567 | 0.0045543 | 0.0047186 | 0.0047186 | 0.0047186 | 0.0047186 | 0.0047186 | 0.0047186 | 0.0047186 | 0.0047186 | 3.13 | 3.1485 | 3.182 | 3.209 | 3.218 | 3.22 | 3.2405 | 3.2735 | 3.2825 | 3.2825 | 3.2825 | 3.2825 | 3.2825 | 3.2825 | 3.2825 | 3.2825 | 3.2825 | 3.2825 | 3.2825 | 3.2825 | 6800.7038 | 779.2431 | 0.0001541 | 13983.8061 | 7923.5358 | 324.4101 | 37.3895 | 7579.9469 | 361.7996 | 7218.1474 | -705.3885 | FALSE
| 60643410 | CLC014 | CLC | 22KV | 191.62 | 1 | 44906.1835 | 50% | Three phase | 97.13 | 0.001974 | 0.0022065 | 0.0024677 | 0.0027611 | 0.0030908 | 0.0034614 | 0.003878 | 0.0043466 | 0.0048738 | 0.0054668 | 0.0061343 | 0.0062803 | 0.0062803 | 0.0062803 | 0.0062803 | 0.0062803 | 0.0062803 | 0.0062803 | 0.0062803 | 0.0062803 | 3.13 | 3.1485 | 3.182 | 3.209 | 3.218 | 3.22 | 3.2405 | 3.2735 | 3.2825 | 3.2825 | 3.2825 | 3.2825 | 3.2825 | 3.2825 | 3.2825 | 3.2825 | 3.2825 | 3.2825 | 3.2825 | 3.2825 | 9642.1637 | 1471.131 | 0.0002051 | 18612.0506 | 10546.0022 | 431.7807 | 66.2349 | 11113.2946 | 498.0156 | 10615.2791 | 69.2769 | TRUE
| 60643431 | CLC013 | CLC | 22KV | 21.49 | 15 | 44906.1835 | 6.25% | Three phase | 97.13 | 0.00026917 | 0.00029128 | 0.00031527 | 0.00034132 | 0.00036961 | 0.00040033 | 0.00043368 | 0.00046992 | 0.00050928 | 0.00055203 | 0.00059849 | 0.00064898 | 0.00070384 | 0.00070433 | 0.00070433 | 0.00070433 | 0.00070433 | 0.00070433 | 0.00070433 | 0.00070433 | 0.43625 | 0.44194 | 0.45131 | 0.45725 | 0.46119 | 0.46906 | 0.47406 | 0.48275 | 0.48425 | 0.48425 | 0.48425 | 0.48425 | 0.48425 | 0.48425 | 0.48425 | 0.48425 | 0.48425 | 0.48425 | 0.48425 | 0.48425 | 157.9098 | 18.4915 | 2.3002e-05 | 2087.3237 | 1182.7241 | 7.0432 | 0.83306 | 176.4012 | 7.8763 | 168.525 | -1014.1991 | FALSE
| 60643433 | CLC013 | CLC | 22KV | 280.68 | 15 | 44906.1835 | 6.25% | Single phase | 44.74 | 0.0023455 | 0.0025395 | 0.0027502 | 0.0029793 | 0.0032284 | 0.0034992 | 0.0037936 | 0.0041138 | 0.0044622 | 0.0048411 | 0.0052534 | 0.005702 | 0.0061903 | 0.0067217 | 0.0073002 | 0.00793 | 0.0086157 | 0.0091992 | 0.0091992 | 0.0091992 | 0.43625 | 0.44194 | 0.45131 | 0.45725 | 0.46119 | 0.46906 | 0.47406 | 0.48275 | 0.48425 | 0.48425 | 0.48425 | 0.48425 | 0.48425 | 0.48425 | 0.48425 | 0.48425 | 0.48425 | 0.48425 | 0.48425 | 0.48425 | 1562.5213 | 1098.665 | 0.00030043 | 12557.6232 | 7115.4288 | 91.9911 | 65.4592 | 2661.1863 | 157.4503 | 2503.736 | -4611.6929 | FALSE
| 60645012 | BAS011 | BAS | 22KV | 920.8 | 43 | 37239.5893 | 2.273% | Three phase | 97.13 | 0.011507 | 0.012438 | 0.013448 | 0.014542 | 0.015729 | 0.017017 | 0.018413 | 0.019928 | 0.021572 | 0.023355 | 0.025291 | 0.027392 | 0.029672 | 0.030179 | 0.030179 | 0.030179 | 0.030179 | 0.030179 | 0.030179 | 0.030179 | 0.42989 | 0.26061 | 0.26702 | 0.27275 | 0.27636 | 0.28043 | 0.28698 | 0.29398 | 0.2983 | 0.2983 | 0.2983 | 0.2983 | 0.2983 | 0.2983 | 0.2983 | 0.2983 | 0.2983 | 0.2983 | 0.2983 | 0.2983 | 3475.4569 | 33741.0991 | 0.00098559 | 89437.304 | 50677.1673 | 158.1651 | 1529.4515 | 37216.556 | 1687.6166 | 35528.9394 | -15148.2279 | FALSE
| 60646662 | BAS014 | BAS | 22KV | 276.92 | 1 | 37239.5893 | 50% | Three phase | 97.13 | 0.0023002 | 0.002518 | 0.0027574 | 0.0030206 | 0.0033102 | 0.0036287 | 0.0039791 | 0.0043647 | 0.0047892 | 0.0052564 | 0.0057708 | 0.0063373 | 0.0069612 | 0.0076485 | 0.0084056 | 0.009076 | 0.009076 | 0.009076 | 0.009076 | 0.009076 | 4.273 | 8.1825 | 8.677 | 8.65 | 8.601 | 8.5825 | 8.5875 | 8.592 | 8.559 | 8.559 | 8.559 | 8.559 | 8.559 | 8.559 | 8.559 | 8.559 | 8.559 | 8.559 | 8.559 | 8.559 | 24256.3682 | 2492.7474 | 0.00029641 | 26897.2396 | 15240.5747 | 1318.7877 | 138.3292 | 26749.1156 | 1457.1168 | 25291.9988 | 10051.4241 | TRUE
| 60647355 | BAS011 | BAS | 22KV | 72.12 | 43 | 37239.5893 | 2.273% | Three phase | 97.13 | 0.00053588 | 0.00058651 | 0.00064216 | 0.00070336 | 0.00077067 | 0.00084472 | 0.0009262 | 0.0010159 | 0.0011146 | 0.0012232 | 0.0013429 | 0.0014746 | 0.0016198 | 0.0017797 | 0.0019558 | 0.00215 | 0.0023637 | 0.0023637 | 0.0023637 | 0.0023637 | 0.42989 | 0.26061 | 0.26702 | 0.27275 | 0.27636 | 0.28043 | 0.28698 | 0.29398 | 0.2983 | 0.2983 | 0.2983 | 0.2983 | 0.2983 | 0.2983 | 0.2983 | 0.2983 | 0.2983 | 0.2983 | 0.2983 | 0.2983 | 205.0182 | 155.8407 | 7.7195e-05 | 7005.0156 | 3969.1978 | 12.388 | 9.3825 | 360.8588 | 21.7704 | 339.0884 | -3630.1094 | FALSE
| 60647519 | BAS011 | BAS | 22KV | 9198.64 | 43 | 37239.5893 | 2.273% | Three phase | 97.13 | 0.086615 | 0.094707 | 0.10359 | 0.11334 | 0.12406 | 0.13582 | 0.14875 | 0.16295 | 0.17856 | 0.19571 | 0.21457 | 0.23531 | 0.25811 | 0.28318 | 0.30148 | 0.30148 | 0.30148 | 0.30148 | 0.30148 | 0.30148 | 0.42989 | 0.26061 | 0.26702 | 0.27275 | 0.27636 | 0.28043 | 0.28698 | 0.29398 | 0.2983 | 0.2983 | 0.2983 | 0.2983 | 0.2983 | 0.2983 | 0.2983 | 0.2983 | 0.2983 | 0.2983 | 0.2983 | 0.2983 | 30645.9434 | 2972085.9842 | 0.0098459 | 893463.9032 | 506256.536 | 1580.0428 | 152634.3732 | 3002731.9276 | 154214.416 | 2848517.5117 | 2342260.9757 | TRUE
| 60647655 | BAS034 | BAS | 22KV | 437.73 | 2 | 37239.5893 | 33.33% | Three phase | 97.13 | 0.0041093 | 0.0044863 | 0.0048996 | 0.0053526 | 0.0058494 | 0.0063941 | 0.0069916 | 0.007647 | 0.0083661 | 0.0091552 | 0.010021 | 0.010972 | 0.012016 | 0.013161 | 0.014346 | 0.014346 | 0.014346 | 0.014346 | 0.014346 | 0.014346 | 3.5023 | 3.549 | 3.6103 | 3.664 | 3.6987 | 3.7377 | 3.8013 | 3.8853 | 3.934 | 3.934 | 3.934 | 3.934 | 3.934 | 3.934 | 3.934 | 3.934 | 3.934 | 3.934 | 3.934 | 3.934 | 18797.9521 | 6668.0356 | 0.00046853 | 42516.7149 | 24090.9171 | 960.4663 | 345.635 | 25465.9877 | 1306.1013 | 24159.8864 | 68.9693 | TRUE
| 60647748 | BAS023 | BAS | 22KV | 462.48 | 5 | 37239.5893 | 16.67% | Single phase | 44.74 | 0.0040889 | 0.0043918 | 0.0047182 | 0.00507 | 0.0054492 | 0.005858 | 0.0062987 | 0.0067739 | 0.0072863 | 0.0078389 | 0.008435 | 0.0090781 | 0.0097718 | 0.01052 | 0.011328 | 0.012199 | 0.01314 | 0.014155 | 0.015158 | 0.015158 | 1.3123 | 0.3315 | 0.33817 | 0.3425 | 0.34467 | 0.35133 | 0.35967 | 0.36517 | 0.3685 | 0.3685 | 0.3685 | 0.3685 | 0.3685 | 0.3685 | 0.3685 | 0.3685 | 0.3685 | 0.3685 | 0.3685 | 0.3685 | 1734.098 | 2926.4237 | 0.00049502 | 20691.3552 | 11724.1824 | 112.9219 | 177.7189 | 4660.5216 | 290.6408 | 4369.8808 | -7354.3017 | FALSE
| 60647767 | BAN007 | BAN | 22KV | 847.53 | 3 | 44753.327 | 25% | Three phase | 97.13 | 0.0052256 | 0.0055775 | 0.0059545 | 0.0063583 | 0.006791 | 0.0072546 | 0.0077514 | 0.0082839 | 0.0088547 | 0.0094666 | 0.010123 | 0.010826 | 0.01158 | 0.012389 | 0.013257 | 0.014187 | 0.015186 | 0.016257 | 0.017406 | 0.018639 | 2.4232 | 0.254 | 0.259 | 0.2615 | 0.264 | 0.2665 | 0.274 | 0.2765 | 0.27825 | 0.27825 | 0.27825 | 0.27825 | 0.27825 | 0.27825 | 0.27825 | 0.27825 | 0.27825 | 0.27825 | 0.27825 | 0.27825 | 2234.1445 | 13995.8577 | 0.00090717 | 82320.5889 | 46644.6781 | 245.5986 | 1295.7322 | 16230.0022 | 1541.3309 | 14688.6713 | -31956.0068 | FALSE
| 60647929 | BAN006 | BAN | 22KV | 898.15 | 12 | 44753.327 | 7.692% | Covered | 390 | 0.0098593 | 0.010607 | 0.011414 | 0.012285 | 0.013225 | 0.01424 | 0.015336 | 0.016519 | 0.017796 | 0.019176 | 0.020666 | 0.022275 | 0.024014 | 0.025892 | 0.027922 | 0.029437 | 0.029437 | 0.029437 | 0.029437 | 0.029437 | 0.79946 | 0.80808 | 0.82008 | 0.831 | 0.83438 | 0.84046 | 0.85346 | 0.87077 | 0.87754 | 0.87754 | 0.87754 | 0.87754 | 0.87754 | 0.87754 | 0.87754 | 0.87754 | 0.87754 | 0.87754 | 0.87754 | 0.87754 | 10639.9452 | 115733.6537 | 0.00096135 | 350278.5 | 198475.5953 | 531.7496 | 5842.7065 | 126373.5988 | 6374.4561 | 119999.1427 | -78476.4526 | FALSE
| 60647936 | BAN006 | BAN | 22KV | 461.53 | 12 | 44753.327 | 7.692% | Covered | 390 | 0.0050664 | 0.0054507 | 0.0058654 | 0.0063129 | 0.006796 | 0.0073175 | 0.0078804 | 0.0084883 | 0.0091448 | 0.0098537 | 0.010619 | 0.011446 | 0.01234 | 0.013305 | 0.014348 | 0.015127 | 0.015127 | 0.015127 | 0.015127 | 0.015127 | 0.79946 | 0.80808 | 0.82008 | 0.831 | 0.83438 | 0.84046 | 0.85346 | 0.87077 | 0.87754 | 0.87754 | 0.87754 | 0.87754 | 0.87754 | 0.87754 | 0.87754 | 0.87754 | 0.87754 | 0.87754 | 0.87754 | 0.87754 | 5467.5209 | 30560.5937 | 0.00049401 | 179996.7 | 101990.1369 | 273.2488 | 1542.8233 | 36028.1146 | 1816.0721 | 34212.0425 | -67778.0944 | FALSE
| 60648192 | BAN009 | BAN | 22KV | 69.51 | 6 | 44753.327 | 14.29% | Covered | 390 | 0.00051983 | 0.00055827 | 0.0005997 | 0.00064435 | 0.00069249 | 0.00074439 | 0.00080035 | 0.00086071 | 0.00092581 | 0.00099603 | 0.0010718 | 0.0011535 | 0.0012417 | 0.0013369 | 0.0014396 | 0.0015505 | 0.0016703 | 0.0017995 | 0.001939 | 0.0020897 | 1.3273 | 1.3327 | 1.3423 | 1.3537 | 1.3524 | 1.3549 | 1.3683 | 1.3869 | 1.3919 | 1.3919 | 1.3919 | 1.3919 | 1.3919 | 1.3919 | 1.3919 | 1.3919 | 1.3919 | 1.3919 | 1.3919 | 1.3919 | 930.6661 | 490.1949 | 7.4401e-05 | 27108.9 | 15360.5062 | 66.0573 | 34.9954 | 1420.861 | 101.0527 | 1319.8083 | -14040.6979 | FALSE
| 60648199 | BAN009 | BAN | 22KV | 207.06 | 6 | 44753.327 | 14.29% | Three phase | 97.13 | 0.0012656 | 0.0013612 | 0.0014645 | 0.001576 | 0.0016964 | 0.0018265 | 0.001967 | 0.0021189 | 0.002283 | 0.0024605 | 0.0026523 | 0.0028597 | 0.0030839 | 0.0033265 | 0.0035888 | 0.0038725 | 0.0041795 | 0.0045116 | 0.004871 | 0.0052599 | 1.3273 | 1.3327 | 1.3423 | 1.3537 | 1.3524 | 1.3549 | 1.3683 | 1.3869 | 1.3919 | 1.3919 | 1.3919 | 1.3919 | 1.3919 | 1.3919 | 1.3919 | 1.3919 | 1.3919 | 1.3919 | 1.3919 | 1.3919 | 2307.6795 | 901.6463 | 0.00022163 | 20111.7378 | 11395.7583 | 196.7748 | 77.3388 | 3209.3258 | 274.1136 | 2935.2122 | -8460.5461 | FALSE
| 60648295 | BAN009 | BAN | 22KV | 888.32 | 6 | 44753.327 | 14.29% | Three phase | 97.13 | 0.010616 | 0.011422 | 0.012291 | 0.013229 | 0.014241 | 0.015334 | 0.016514 | 0.017787 | 0.019162 | 0.020647 | 0.022251 | 0.023982 | 0.025853 | 0.027874 | 0.029114 | 0.029114 | 0.029114 | 0.029114 | 0.029114 | 0.029114 | 1.3273 | 1.3327 | 1.3423 | 1.3537 | 1.3524 | 1.3549 | 1.3683 | 1.3869 | 1.3919 | 1.3919 | 1.3919 | 1.3919 | 1.3919 | 1.3919 | 1.3919 | 1.3919 | 1.3919 | 1.3919 | 1.3919 | 1.3919 | 17826.6568 | 29903.2112 | 0.00095083 | 86282.5216 | 48889.5974 | 844.1948 | 1423.4558 | 47729.868 | 2267.6506 | 45462.2174 | -3427.38 | FALSE
| 60648297 | BAN009 | BAN | 22KV | 473.62 | 6 | 44753.327 | 14.29% | Single phase | 44.74 | 0.0038505 | 0.0041355 | 0.0044427 | 0.0047737 | 0.0051305 | 0.0055152 | 0.00593 | 0.0063773 | 0.0068597 | 0.00738 | 0.0079413 | 0.0085468 | 0.0092001 | 0.0099051 | 0.010666 | 0.011487 | 0.012373 | 0.01333 | 0.014363 | 0.015478 | 1.3273 | 1.3327 | 1.3423 | 1.3537 | 1.3524 | 1.3549 | 1.3683 | 1.3869 | 1.3919 | 1.3919 | 1.3919 | 1.3919 | 1.3919 | 1.3919 | 1.3919 | 1.3919 | 1.3919 | 1.3919 | 1.3919 | 1.3919 | 6894.7894 | 2838.6378 | 0.00050695 | 21189.7588 | 12006.589 | 450.0941 | 186.3836 | 9733.4272 | 636.4777 | 9096.9495 | -2909.6395 | FALSE
| 60648330 | BAN006 | BAN | 22KV | 365.84 | 12 | 44753.327 | 7.692% | Covered | 390 | 0.0021342 | 0.0022915 | 0.002461 | 0.0026438 | 0.0028409 | 0.0030535 | 0.0032828 | 0.0035301 | 0.003797 | 0.0040849 | 0.0043956 | 0.004731 | 0.0050931 | 0.0054839 | 0.0059059 | 0.0063615 | 0.0068536 | 0.0073851 | 0.0079592 | 0.0085794 | 0.79946 | 0.80808 | 0.82008 | 0.831 | 0.83438 | 0.84046 | 0.85346 | 0.87077 | 0.87754 | 0.87754 | 0.87754 | 0.87754 | 0.87754 | 0.87754 | 0.87754 | 0.87754 | 0.87754 | 0.87754 | 0.87754 | 0.87754 | 2390.6825 | 10585.1444 | 0.00039158 | 142677.6 | 80844.3041 | 216.5955 | 969.3904 | 12975.8269 | 1185.9859 | 11789.841 | -69054.4632 | FALSE
| 60648621 | BAN009 | BAN | 22KV | 45.51 | 6 | 44753.327 | 14.29% | Covered | 390 | 0.00034035 | 0.00036551 | 0.00039264 | 0.00042187 | 0.00045339 | 0.00048737 | 0.00052401 | 0.00056353 | 0.00060615 | 0.00065213 | 0.00070173 | 0.00075524 | 0.00081299 | 0.00087531 | 0.00094258 | 0.0010152 | 0.0010936 | 0.0011782 | 0.0012695 | 0.0013682 | 1.3273 | 1.3327 | 1.3423 | 1.3537 | 1.3524 | 1.3549 | 1.3683 | 1.3869 | 1.3919 | 1.3919 | 1.3919 | 1.3919 | 1.3919 | 1.3919 | 1.3919 | 1.3919 | 1.3919 | 1.3919 | 1.3919 | 1.3919 | 609.3312 | 210.1299 | 4.8712e-05 | 17748.9 | 10056.9218 | 43.2494 | 15.0013 | 819.4611 | 58.2507 | 761.2104 | -9295.7114 | FALSE
| 60648632 | CLC004 | CLC | 22KV | 64.81 | 4 | 44906.1835 | 20% | Covered | 390 | 0.00035128 | 0.00038567 | 0.00042362 | 0.00046552 | 0.0005118 | 0.00056292 | 0.00061941 | 0.00068185 | 0.00075086 | 0.00082717 | 0.00091157 | 0.0010049 | 0.0011082 | 0.0012225 | 0.001349 | 0.0014891 | 0.0016442 | 0.0018159 | 0.0020061 | 0.0021241 | 1.7638 | 1.8692 | 1.8814 | 1.8846 | 1.882 | 1.887 | 1.9032 | 1.9178 | 1.911 | 1.911 | 1.911 | 1.911 | 1.911 | 1.911 | 1.911 | 1.911 | 1.911 | 1.911 | 1.911 | 1.911 | 1124.6647 | 399.2954 | 6.937e-05 | 25275.9 | 14321.8876 | 85.2012 | 30.4229 | 1523.9601 | 115.6241 | 1408.336 | -12913.5515 | FALSE
| 60648638 | CLC004 | CLC | 22KV | 1189.17 | 4 | 44906.1835 | 20% | Three phase | 97.13 | 0.014737 | 0.015862 | 0.017076 | 0.018387 | 0.019803 | 0.021331 | 0.022982 | 0.024764 | 0.02669 | 0.02877 | 0.031018 | 0.033446 | 0.03607 | 0.038905 | 0.038975 | 0.038975 | 0.038975 | 0.038975 | 0.038975 | 0.038975 | 1.7638 | 1.8692 | 1.8814 | 1.8846 | 1.882 | 1.887 | 1.9032 | 1.9178 | 1.911 | 1.911 | 1.911 | 1.911 | 1.911 | 1.911 | 1.911 | 1.911 | 1.911 | 1.911 | 1.911 | 1.911 | 33853.6642 | 55011.1524 | 0.0012728 | 115504.0821 | 65447.184 | 1563.3193 | 2550.8974 | 88864.8166 | 4114.2167 | 84750.5998 | 19303.4158 | TRUE
| 60648704 | BAN009 | BAN | 22KV | 2371.02 | 6 | 44753.327 | 14.29% | Three phase | 97.13 | 0.028335 | 0.030486 | 0.032806 | 0.035309 | 0.038011 | 0.040928 | 0.044076 | 0.047475 | 0.051146 | 0.055109 | 0.059389 | 0.064012 | 0.069005 | 0.074399 | 0.07771 | 0.07771 | 0.07771 | 0.07771 | 0.07771 | 0.07771 | 1.3273 | 1.3327 | 1.3423 | 1.3537 | 1.3524 | 1.3549 | 1.3683 | 1.3869 | 1.3919 | 1.3919 | 1.3919 | 1.3919 | 1.3919 | 1.3919 | 1.3919 | 1.3919 | 1.3919 | 1.3919 | 1.3919 | 1.3919 | 47581.2318 | 213034.2258 | 0.0025379 | 230297.1726 | 130491.5044 | 2253.2453 | 10140.8775 | 260615.4576 | 12394.1228 | 248221.3348 | 117729.8304 | TRUE
| 60648709 | BAN009 | BAN | 22KV | 1576.29 | 6 | 44753.327 | 14.29% | Covered | 390 | 0.013936 | 0.014969 | 0.016081 | 0.01728 | 0.018573 | 0.019966 | 0.021468 | 0.023088 | 0.024834 | 0.026718 | 0.028749 | 0.030941 | 0.033306 | 0.035857 | 0.038609 | 0.04158 | 0.044786 | 0.048247 | 0.051663 | 0.051663 | 1.3273 | 1.3327 | 1.3423 | 1.3537 | 1.3524 | 1.3549 | 1.3683 | 1.3869 | 1.3919 | 1.3919 | 1.3919 | 1.3919 | 1.3919 | 1.3919 | 1.3919 | 1.3919 | 1.3919 | 1.3919 | 1.3919 | 1.3919 | 24808.8329 | 296341.2809 | 0.0016872 | 614753.1 | 348332.7908 | 1497.9916 | 17996.5212 | 321150.1138 | 19494.5127 | 301655.6011 | -46677.1897 | FALSE
| 60648720 | BAN009 | BAN | 22KV | 811.81 | 6 | 44753.327 | 14.29% | Three phase | 97.13 | 0.0049621 | 0.0053369 | 0.0057417 | 0.0061788 | 0.0066509 | 0.0071609 | 0.007712 | 0.0083075 | 0.008951 | 0.0096467 | 0.010399 | 0.011212 | 0.012091 | 0.013042 | 0.01407 | 0.015183 | 0.016386 | 0.017688 | 0.019097 | 0.020622 | 1.3273 | 1.3327 | 1.3423 | 1.3537 | 1.3524 | 1.3549 | 1.3683 | 1.3869 | 1.3919 | 1.3919 | 1.3919 | 1.3919 | 1.3919 | 1.3919 | 1.3919 | 1.3919 | 1.3919 | 1.3919 | 1.3919 | 1.3919 | 9047.6061 | 13859.6597 | 0.00086893 | 78851.1053 | 44678.7915 | 771.4853 | 1188.814 | 22907.2659 | 1960.2992 | 20946.9666 | -23731.8249 | FALSE
| 60649481 | BAN008 | BAN | 22KV | 658.78 | 7 | 44753.327 | 12.5% | Three phase | 97.13 | 0.0080103 | 0.0085396 | 0.0091053 | 0.0097099 | 0.010356 | 0.011047 | 0.011786 | 0.012576 | 0.013421 | 0.014324 | 0.01529 | 0.016323 | 0.017429 | 0.018611 | 0.019876 | 0.021229 | 0.021591 | 0.021591 | 0.021591 | 0.021591 | 1.0517 | 0.010375 | 0.010375 | 0.01075 | 0.011625 | 0.011625 | 0.011625 | 0.011625 | 0.011625 | 0.011625 | 0.011625 | 0.011625 | 0.011625 | 0.011625 | 0.011625 | 0.011625 | 0.011625 | 0.011625 | 0.011625 | 0.011625 | 472.5223 | 15831.7495 | 0.00070514 | 63987.3014 | 36256.6293 | 37.4699 | 782.8633 | 16304.2718 | 820.3331 | 15483.9387 | -20772.6906 | FALSE
| 60649484 | BAN008 | BAN | 22KV | 988.14 | 7 | 44753.327 | 12.5% | Three phase | 97.13 | 0.012033 | 0.012838 | 0.013699 | 0.01462 | 0.015606 | 0.01666 | 0.017788 | 0.018995 | 0.020287 | 0.02167 | 0.023149 | 0.024733 | 0.026429 | 0.028245 | 0.030189 | 0.03227 | 0.032386 | 0.032386 | 0.032386 | 0.032386 | 1.0517 | 0.010375 | 0.010375 | 0.01075 | 0.011625 | 0.011625 | 0.011625 | 0.011625 | 0.011625 | 0.011625 | 0.011625 | 0.011625 | 0.011625 | 0.011625 | 0.011625 | 0.011625 | 0.011625 | 0.011625 | 0.011625 | 0.011625 | 710.5817 | 35838.0436 | 0.0010577 | 95978.0382 | 54383.2929 | 56.2031 | 1761.3354 | 36548.6253 | 1817.5385 | 34731.0868 | -19652.2061 | FALSE
| 60649490 | BAN008 | BAN | 22KV | 691.49 | 7 | 44753.327 | 12.5% | Three phase | 97.13 | 0.0084208 | 0.0089841 | 0.0095866 | 0.010231 | 0.010921 | 0.011658 | 0.012448 | 0.013293 | 0.014197 | 0.015164 | 0.0162 | 0.017308 | 0.018495 | 0.019765 | 0.021126 | 0.022582 | 0.022663 | 0.022663 | 0.022663 | 0.022663 | 1.0517 | 0.010375 | 0.010375 | 0.01075 | 0.011625 | 0.011625 | 0.011625 | 0.011625 | 0.011625 | 0.011625 | 0.011625 | 0.011625 | 0.011625 | 0.011625 | 0.011625 | 0.011625 | 0.011625 | 0.011625 | 0.011625 | 0.011625 | 497.2576 | 17550.0817 | 0.00074015 | 67164.4237 | 38056.8575 | 39.3303 | 862.5354 | 18047.3393 | 901.8657 | 17145.4736 | -20911.3839 | FALSE
| 60649663 | WIN022 | WIN | 22KV | 5107.37 | 7 | 36385.0727 | 12.5% | Single phase | 44.74 | 0.040802 | 0.044045 | 0.047558 | 0.051366 | 0.055492 | 0.059965 | 0.064813 | 0.07007 | 0.075771 | 0.081953 | 0.088659 | 0.095934 | 0.10383 | 0.11239 | 0.12168 | 0.13177 | 0.14271 | 0.1546 | 0.16739 | 0.16739 | 0.3095 | 0.31288 | 0.31788 | 0.32038 | 0.32162 | 0.325 | 0.32925 | 0.33337 | 0.33413 | 0.33413 | 0.33413 | 0.33413 | 0.33413 | 0.33413 | 0.33413 | 0.33413 | 0.33413 | 0.33413 | 0.33413 | 0.33413 | 14974.7652 | 341491.1584 | 0.0054668 | 228503.7338 | 129475.302 | 942.2063 | 21674.163 | 356465.9236 | 22616.3693 | 333849.5543 | 204374.2523 | TRUE
| 60649763 | WIN011 | WIN | 22KV | 333.87 | 12 | 36385.0727 | 7.692% | Covered | 390 | 0.0031745 | 0.0034882 | 0.0038343 | 0.0042164 | 0.0046381 | 0.0051037 | 0.0056179 | 0.0061858 | 0.0068132 | 0.0075064 | 0.0082725 | 0.0091193 | 0.010055 | 0.010943 | 0.010943 | 0.010943 | 0.010943 | 0.010943 | 0.010943 | 0.010943 | 0.34723 | 0.35015 | 0.35531 | 0.35785 | 0.35885 | 0.36123 | 0.36615 | 0.371 | 0.37038 | 0.37038 | 0.37038 | 0.37038 | 0.37038 | 0.37038 | 0.37038 | 0.37038 | 0.37038 | 0.37038 | 0.37038 | 0.37038 | 1384.1522 | 16191.6987 | 0.00035736 | 130209.3 | 73779.4878 | 68.4994 | 807.3672 | 17575.851 | 875.8667 | 16699.9843 | -57079.5035 | FALSE
| 60649936 | WIN011 | WIN | 22KV | 263.86 | 12 | 36385.0727 | 7.692% | Covered | 390 | 0.0025307 | 0.0027209 | 0.0029261 | 0.0031474 | 0.0033861 | 0.0036437 | 0.0039217 | 0.0042217 | 0.0045456 | 0.0048951 | 0.0052725 | 0.00568 | 0.00612 | 0.0065952 | 0.0071084 | 0.0076627 | 0.0082615 | 0.0086479 | 0.0086479 | 0.0086479 | 0.34723 | 0.35015 | 0.35531 | 0.35785 | 0.35885 | 0.36123 | 0.36615 | 0.371 | 0.37038 | 0.37038 | 0.37038 | 0.37038 | 0.37038 | 0.37038 | 0.37038 | 0.37038 | 0.37038 | 0.37038 | 0.37038 | 0.37038 | 969.5335 | 8969.8568 | 0.00028243 | 102905.4 | 58308.4903 | 54.1356 | 504.2704 | 9939.3903 | 558.406 | 9380.9843 | -48927.506 | FALSE
| 60649941 | WIN011 | WIN | 22KV | 32.55 | 12 | 36385.0727 | 7.692% | Covered | 390 | 0.00040338 | 0.00043417 | 0.00046741 | 0.0005033 | 0.00054204 | 0.00058388 | 0.00062906 | 0.00067785 | 0.00073056 | 0.0007875 | 0.00084901 | 0.00091548 | 0.0009873 | 0.0010649 | 0.0010668 | 0.0010668 | 0.0010668 | 0.0010668 | 0.0010668 | 0.0010668 | 0.34723 | 0.35015 | 0.35531 | 0.35785 | 0.35885 | 0.36123 | 0.36615 | 0.371 | 0.37038 | 0.37038 | 0.37038 | 0.37038 | 0.37038 | 0.37038 | 0.37038 | 0.37038 | 0.37038 | 0.37038 | 0.37038 | 0.37038 | 144.9069 | 165.4916 | 3.484e-05 | 12694.5 | 7192.9863 | 6.6782 | 7.6739 | 310.3985 | 14.3522 | 296.0463 | -6896.9399 | FALSE
| 60649946 | WIN011 | WIN | 22KV | 365.15 | 12 | 36385.0727 | 7.692% | Covered | 390 | 0.0045251 | 0.0048706 | 0.0052435 | 0.005646 | 0.0060807 | 0.00655 | 0.0070568 | 0.0076042 | 0.0081955 | 0.0088343 | 0.0095243 | 0.01027 | 0.011076 | 0.011946 | 0.011968 | 0.011968 | 0.011968 | 0.011968 | 0.011968 | 0.011968 | 0.34723 | 0.35015 | 0.35531 | 0.35785 | 0.35885 | 0.36123 | 0.36615 | 0.371 | 0.37038 | 0.37038 | 0.37038 | 0.37038 | 0.37038 | 0.37038 | 0.37038 | 0.37038 | 0.37038 | 0.37038 | 0.37038 | 0.37038 | 1625.5834 | 20826.5188 | 0.00039084 | 142408.5 | 80691.8261 | 74.9171 | 965.7371 | 22452.1021 | 1040.6542 | 21411.4479 | -59280.3782 | FALSE
| 60650572 | WIN023 | WIN | 22KV | 1637.91 | 4 | 36385.0727 | 20% | Single phase | 44.74 | 0.014285 | 0.015421 | 0.016651 | 0.017985 | 0.01943 | 0.020996 | 0.022693 | 0.024534 | 0.026529 | 0.028693 | 0.031039 | 0.033584 | 0.036345 | 0.03934 | 0.04259 | 0.046116 | 0.049943 | 0.053682 | 0.053682 | 0.053682 | 0.4632 | 0.4698 | 0.4798 | 0.4878 | 0.4938 | 0.4998 | 0.511 | 0.5244 | 0.531 | 0.531 | 0.531 | 0.531 | 0.531 | 0.531 | 0.531 | 0.531 | 0.531 | 0.531 | 0.531 | 0.531 | 8139.0172 | 37867.1364 | 0.0017532 | 73280.0934 | 41522.1321 | 471.3305 | 2229.0908 | 46006.1536 | 2700.4213 | 43305.7323 | 1783.6001 | TRUE
| 60650621 | WIN023 | WIN | 22KV | 190.76 | 4 | 36385.0727 | 20% | Single phase | 44.74 | 0.0022694 | 0.0024464 | 0.0026377 | 0.0028446 | 0.0030683 | 0.0033103 | 0.0035721 | 0.0038553 | 0.0041617 | 0.0044933 | 0.0048521 | 0.0052404 | 0.0056608 | 0.0061158 | 0.0062521 | 0.0062521 | 0.0062521 | 0.0062521 | 0.0062521 | 0.0062521 | 0.4632 | 0.4698 | 0.4798 | 0.4878 | 0.4938 | 0.4998 | 0.511 | 0.5244 | 0.531 | 0.531 | 0.531 | 0.531 | 0.531 | 0.531 | 0.531 | 0.531 | 0.531 | 0.531 | 0.531 | 0.531 | 1177.3714 | 639.2749 | 0.00020418 | 8534.6024 | 4835.8957 | 54.8937 | 30.2359 | 1816.6463 | 85.1296 | 1731.5167 | -3104.379 | FALSE
| 60650623 | WIN023 | WIN | 22KV | 82.78 | 4 | 36385.0727 | 20% | Three phase | 97.13 | 0.00079395 | 0.00085363 | 0.00091799 | 0.00098741 | 0.0010623 | 0.0011431 | 0.0012303 | 0.0013245 | 0.0014261 | 0.0015357 | 0.0016541 | 0.001782 | 0.00192 | 0.0020691 | 0.0022301 | 0.002404 | 0.0025919 | 0.0027131 | 0.0027131 | 0.0027131 | 0.4632 | 0.4698 | 0.4798 | 0.4878 | 0.4938 | 0.4998 | 0.511 | 0.5244 | 0.531 | 0.531 | 0.531 | 0.531 | 0.531 | 0.531 | 0.531 | 0.531 | 0.531 | 0.531 | 0.531 | 0.531 | 430.3439 | 219.8761 | 8.8605e-05 | 8040.4214 | 4555.8817 | 23.8211 | 12.3611 | 650.22 | 36.1821 | 614.0379 | -3941.8438 | FALSE
| 60650627 | WIN023 | WIN | 22KV | 898.24 | 4 | 36385.0727 | 20% | Covered | 390 | 0.011177 | 0.012055 | 0.013005 | 0.014032 | 0.015144 | 0.016347 | 0.01765 | 0.019059 | 0.020585 | 0.022236 | 0.024025 | 0.025961 | 0.028058 | 0.02944 | 0.02944 | 0.02944 | 0.02944 | 0.02944 | 0.02944 | 0.02944 | 0.4632 | 0.4698 | 0.4798 | 0.4878 | 0.4938 | 0.4998 | 0.511 | 0.5244 | 0.531 | 0.531 | 0.531 | 0.531 | 0.531 | 0.531 | 0.531 | 0.531 | 0.531 | 0.531 | 0.531 | 0.531 | 5715.3011 | 127424.1109 | 0.00096145 | 350313.6 | 198495.4837 | 258.4806 | 5843.8775 | 133139.4121 | 6102.3581 | 127037.054 | -71458.4297 | FALSE
| 60650732 | WIN023 | WIN | 22KV | 1343.15 | 4 | 36385.0727 | 20% | Single phase | 44.74 | 0.015979 | 0.017225 | 0.018572 | 0.020029 | 0.021604 | 0.023308 | 0.025151 | 0.027145 | 0.029303 | 0.031637 | 0.034164 | 0.036898 | 0.039858 | 0.043062 | 0.044021 | 0.044021 | 0.044021 | 0.044021 | 0.044021 | 0.044021 | 0.4632 | 0.4698 | 0.4798 | 0.4878 | 0.4938 | 0.4998 | 0.511 | 0.5244 | 0.531 | 0.531 | 0.531 | 0.531 | 0.531 | 0.531 | 0.531 | 0.531 | 0.531 | 0.531 | 0.531 | 0.531 | 8289.9267 | 31692.9055 | 0.0014377 | 60092.531 | 34049.7657 | 386.5094 | 1498.9831 | 39982.8322 | 1885.4924 | 38097.3398 | 4047.5741 | TRUE
| 60650733 | WIN023 | WIN | 22KV | 1353.54 | 4 | 36385.0727 | 20% | Covered | 390 | 0.016103 | 0.017358 | 0.018716 | 0.020184 | 0.021771 | 0.023488 | 0.025346 | 0.027355 | 0.029529 | 0.031882 | 0.034428 | 0.037183 | 0.040166 | 0.043395 | 0.044362 | 0.044362 | 0.044362 | 0.044362 | 0.044362 | 0.044362 | 0.4632 | 0.4698 | 0.4798 | 0.4878 | 0.4938 | 0.4998 | 0.511 | 0.5244 | 0.531 | 0.531 | 0.531 | 0.531 | 0.531 | 0.531 | 0.531 | 0.531 | 0.531 | 0.531 | 0.531 | 0.531 | 8354.0538 | 280558.7637 | 0.0014488 | 527880.6 | 299108.8985 | 389.4992 | 13269.6207 | 288912.8176 | 13659.12 | 275253.6976 | -23855.2009 | FALSE
| 60652168 | WIN022 | WIN | 22KV | 410.65 | 7 | 36385.0727 | 12.5% | Single phase | 44.74 | 0.0030337 | 0.0033002 | 0.0035912 | 0.0039093 | 0.0042568 | 0.0046367 | 0.0050519 | 0.005506 | 0.0060025 | 0.0065456 | 0.0071397 | 0.0077896 | 0.0085009 | 0.0092792 | 0.010131 | 0.011064 | 0.012085 | 0.013203 | 0.013459 | 0.013459 | 0.3095 | 0.31288 | 0.31788 | 0.32038 | 0.32162 | 0.325 | 0.32925 | 0.33337 | 0.33413 | 0.33413 | 0.33413 | 0.33413 | 0.33413 | 0.33413 | 0.33413 | 0.33413 | 0.33413 | 0.33413 | 0.33413 | 0.33413 | 1205.1937 | 2208.3608 | 0.00043955 | 18372.481 | 10410.2567 | 75.7566 | 140.1172 | 3413.5545 | 215.8738 | 3197.6807 | -7212.576 | FALSE
| 60652171 | WIN022 | WIN | 22KV | 167.46 | 7 | 36385.0727 | 12.5% | Covered | 390 | 0.0020882 | 0.0022546 | 0.0024349 | 0.0026301 | 0.0028416 | 0.0030708 | 0.003319 | 0.003588 | 0.0038795 | 0.0041955 | 0.004538 | 0.0049093 | 0.0053118 | 0.0054885 | 0.0054885 | 0.0054885 | 0.0054885 | 0.0054885 | 0.0054885 | 0.0054885 | 0.3095 | 0.31288 | 0.31788 | 0.32038 | 0.32162 | 0.325 | 0.32925 | 0.33337 | 0.33413 | 0.33413 | 0.33413 | 0.33413 | 0.33413 | 0.33413 | 0.33413 | 0.33413 | 0.33413 | 0.33413 | 0.33413 | 0.33413 | 682.4882 | 4454.3306 | 0.00017924 | 65309.4 | 37005.7598 | 30.893 | 203.1134 | 5136.8187 | 234.0063 | 4902.8124 | -32102.9474 | FALSE
| 60652173 | WIN022 | WIN | 22KV | 1109.84 | 7 | 36385.0727 | 12.5% | Covered | 390 | 0.010279 | 0.011131 | 0.012058 | 0.013064 | 0.014159 | 0.015349 | 0.016643 | 0.01805 | 0.019581 | 0.021246 | 0.023058 | 0.025029 | 0.027175 | 0.02951 | 0.032052 | 0.03482 | 0.036375 | 0.036375 | 0.036375 | 0.036375 | 0.3095 | 0.31288 | 0.31788 | 0.32038 | 0.32162 | 0.325 | 0.32925 | 0.33337 | 0.33413 | 0.33413 | 0.33413 | 0.33413 | 0.33413 | 0.33413 | 0.33413 | 0.33413 | 0.33413 | 0.33413 | 0.33413 | 0.33413 | 3760.3624 | 162454.5196 | 0.0011879 | 432837.6 | 245255.4191 | 204.743 | 8921.4833 | 166214.882 | 9126.2263 | 157088.6557 | -88166.7634 | FALSE
| 60652174 | WIN022 | WIN | 22KV | 1927.69 | 7 | 36385.0727 | 12.5% | Covered | 390 | 0.024038 | 0.025954 | 0.028029 | 0.030277 | 0.032711 | 0.035349 | 0.038206 | 0.041303 | 0.044659 | 0.048296 | 0.052238 | 0.056512 | 0.061146 | 0.06318 | 0.06318 | 0.06318 | 0.06318 | 0.06318 | 0.06318 | 0.06318 | 0.3095 | 0.31288 | 0.31788 | 0.32038 | 0.32162 | 0.325 | 0.32925 | 0.33337 | 0.33413 | 0.33413 | 0.33413 | 0.33413 | 0.33413 | 0.33413 | 0.33413 | 0.33413 | 0.33413 | 0.33413 | 0.33413 | 0.33413 | 7856.3576 | 590248.1827 | 0.0020633 | 751799.1 | 425986.105 | 355.6197 | 26914.7723 | 598104.5402 | 27270.392 | 570834.1482 | 144848.0432 | TRUE
| 60652176 | WIN022 | WIN | 22KV | 699.33 | 7 | 36385.0727 | 12.5% | Covered | 390 | 0.0087205 | 0.0094156 | 0.010168 | 0.010984 | 0.011867 | 0.012824 | 0.013861 | 0.014984 | 0.016201 | 0.017521 | 0.018951 | 0.020502 | 0.022183 | 0.02292 | 0.02292 | 0.02292 | 0.02292 | 0.02292 | 0.02292 | 0.02292 | 0.3095 | 0.31288 | 0.31788 | 0.32038 | 0.32162 | 0.325 | 0.32925 | 0.33337 | 0.33413 | 0.33413 | 0.33413 | 0.33413 | 0.33413 | 0.33413 | 0.33413 | 0.33413 | 0.33413 | 0.33413 | 0.33413 | 0.33413 | 2850.1401 | 77682.7494 | 0.00074854 | 272738.7 | 154539.8186 | 129.0122 | 3542.2617 | 80532.8895 | 3671.2739 | 76861.6156 | -77678.203 | FALSE
| 60652178 | WIN022 | WIN | 22KV | 403.43 | 7 | 36385.0727 | 12.5% | Covered | 390 | 0.0050307 | 0.0054317 | 0.005866 | 0.0063363 | 0.0068458 | 0.0073978 | 0.0079959 | 0.0086439 | 0.0093462 | 0.010107 | 0.010933 | 0.011827 | 0.012797 | 0.013222 | 0.013222 | 0.013222 | 0.013222 | 0.013222 | 0.013222 | 0.013222 | 0.3095 | 0.31288 | 0.31788 | 0.32038 | 0.32162 | 0.325 | 0.32925 | 0.33337 | 0.33413 | 0.33413 | 0.33413 | 0.33413 | 0.33413 | 0.33413 | 0.33413 | 0.33413 | 0.33413 | 0.33413 | 0.33413 | 0.33413 | 1644.1909 | 25852.149 | 0.00043182 | 157337.7 | 89151.0431 | 74.4247 | 1178.8341 | 27496.3399 | 1253.2588 | 26243.0811 | -62907.9621 | FALSE
| 60652473 | WIN022 | WIN | 22KV | 2770.24 | 7 | 36385.0727 | 12.5% | Single phase | 44.74 | 0.028824 | 0.031119 | 0.033604 | 0.036297 | 0.039214 | 0.042374 | 0.0458 | 0.049512 | 0.053536 | 0.057898 | 0.062628 | 0.067756 | 0.073318 | 0.079349 | 0.085892 | 0.090794 | 0.090794 | 0.090794 | 0.090794 | 0.090794 | 0.3095 | 0.31288 | 0.31788 | 0.32038 | 0.32162 | 0.325 | 0.32925 | 0.33337 | 0.33413 | 0.33413 | 0.33413 | 0.33413 | 0.33413 | 0.33413 | 0.33413 | 0.33413 | 0.33413 | 0.33413 | 0.33413 | 0.33413 | 10022.8899 | 124050.0146 | 0.0029652 | 123940.5376 | 70227.4675 | 511.0531 | 6376.5018 | 134072.9045 | 6887.5549 | 127185.3496 | 56957.8821 | TRUE
| 60652480 | WIN022 | WIN | 22KV | 2520.72 | 7 | 36385.0727 | 12.5% | Covered | 390 | 0.023967 | 0.026336 | 0.028949 | 0.031834 | 0.035018 | 0.038533 | 0.042415 | 0.046703 | 0.05144 | 0.056674 | 0.062458 | 0.068851 | 0.075918 | 0.082616 | 0.082616 | 0.082616 | 0.082616 | 0.082616 | 0.082616 | 0.082616 | 0.3095 | 0.31288 | 0.31788 | 0.32038 | 0.32162 | 0.325 | 0.32925 | 0.33337 | 0.33413 | 0.33413 | 0.33413 | 0.33413 | 0.33413 | 0.33413 | 0.33413 | 0.33413 | 0.33413 | 0.33413 | 0.33413 | 0.33413 | 9409.9882 | 922968.4063 | 0.0026981 | 983080.8 | 557035.4645 | 465.0218 | 46022.005 | 932378.3945 | 46487.0268 | 885891.3677 | 328855.9032 | TRUE
| 60652535 | WIN022 | WIN | 22KV | 440.49 | 7 | 36385.0727 | 12.5% | Covered | 390 | 0.0033454 | 0.0036217 | 0.0039219 | 0.0042482 | 0.0046029 | 0.0049886 | 0.0054081 | 0.0058643 | 0.0063606 | 0.0069006 | 0.0074882 | 0.0081276 | 0.0088235 | 0.0095811 | 0.010406 | 0.011304 | 0.012282 | 0.013347 | 0.014437 | 0.014437 | 0.3095 | 0.31288 | 0.31788 | 0.32038 | 0.32162 | 0.325 | 0.32925 | 0.33337 | 0.33413 | 0.33413 | 0.33413 | 0.33413 | 0.33413 | 0.33413 | 0.33413 | 0.33413 | 0.33413 | 0.33413 | 0.33413 | 0.33413 | 1268.1815 | 21736.4296 | 0.00047149 | 171791.1 | 97340.6613 | 81.2615 | 1405.3627 | 23004.611 | 1486.6242 | 21517.9868 | -75822.6745 | FALSE
| 60652669 | WIN022 | WIN | 22KV | 603.74 | 7 | 36385.0727 | 12.5% | Covered | 390 | 0.0057404 | 0.0063077 | 0.0069337 | 0.0076245 | 0.0083871 | 0.0092291 | 0.010159 | 0.011186 | 0.01232 | 0.013574 | 0.014959 | 0.01649 | 0.018183 | 0.019787 | 0.019787 | 0.019787 | 0.019787 | 0.019787 | 0.019787 | 0.019787 | 0.3095 | 0.31288 | 0.31788 | 0.32038 | 0.32162 | 0.325 | 0.32925 | 0.33337 | 0.33413 | 0.33413 | 0.33413 | 0.33413 | 0.33413 | 0.33413 | 0.33413 | 0.33413 | 0.33413 | 0.33413 | 0.33413 | 0.33413 | 2253.7951 | 52946.5323 | 0.00064622 | 235458.6 | 133416.084 | 111.3778 | 2640.0747 | 55200.3274 | 2751.4525 | 52448.8748 | -80967.2092 | FALSE
| 60652683 | WIN022 | WIN | 22KV | 53.5 | 7 | 36385.0727 | 12.5% | Single phase | 44.74 | 0.00066713 | 0.00072031 | 0.0007779 | 0.00084028 | 0.00090785 | 0.00098104 | 0.0010604 | 0.0011463 | 0.0012394 | 0.0013404 | 0.0014498 | 0.0015684 | 0.001697 | 0.0017534 | 0.0017534 | 0.0017534 | 0.0017534 | 0.0017534 | 0.0017534 | 0.0017534 | 0.3095 | 0.31288 | 0.31788 | 0.32038 | 0.32162 | 0.325 | 0.32925 | 0.33337 | 0.33413 | 0.33413 | 0.33413 | 0.33413 | 0.33413 | 0.33413 | 0.33413 | 0.33413 | 0.33413 | 0.33413 | 0.33413 | 0.33413 | 218.0408 | 52.1554 | 5.7265e-05 | 2393.59 | 1356.2614 | 9.8697 | 2.3782 | 270.1962 | 12.2479 | 257.9483 | -1098.3131 | FALSE
| 60652788 | WIN023 | WIN | 22KV | 7397.39 | 4 | 36385.0727 | 20% | Three phase | 97.13 | 0.068659 | 0.073718 | 0.079167 | 0.085037 | 0.091361 | 0.098174 | 0.10552 | 0.11343 | 0.12196 | 0.13115 | 0.14107 | 0.15175 | 0.16328 | 0.17571 | 0.18911 | 0.20357 | 0.21916 | 0.23599 | 0.24245 | 0.24245 | 0.4632 | 0.4698 | 0.4798 | 0.4878 | 0.4938 | 0.4998 | 0.511 | 0.5244 | 0.531 | 0.531 | 0.531 | 0.531 | 0.531 | 0.531 | 0.531 | 0.531 | 0.531 | 0.531 | 0.531 | 0.531 | 37007.7478 | 1689773.039 | 0.0079179 | 718508.4907 | 407122.9047 | 2128.6979 | 98710.2233 | 1726780.7868 | 100838.9212 | 1625941.8655 | 1218818.9608 | TRUE
| 60653058 | WIN022 | WIN | 22KV | 1750.84 | 7 | 36385.0727 | 12.5% | Single phase | 44.74 | 0.018217 | 0.019668 | 0.021239 | 0.02294 | 0.024784 | 0.026781 | 0.028946 | 0.031292 | 0.033836 | 0.036593 | 0.039582 | 0.042823 | 0.046338 | 0.05015 | 0.054285 | 0.057383 | 0.057383 | 0.057383 | 0.057383 | 0.057383 | 0.3095 | 0.31288 | 0.31788 | 0.32038 | 0.32162 | 0.325 | 0.32925 | 0.33337 | 0.33413 | 0.33413 | 0.33413 | 0.33413 | 0.33413 | 0.33413 | 0.33413 | 0.33413 | 0.33413 | 0.33413 | 0.33413 | 0.33413 | 6334.6413 | 49551.288 | 0.001874 | 78332.5816 | 44384.9844 | 322.9945 | 2547.0684 | 55885.9293 | 2870.0629 | 53015.8664 | 8630.882 | TRUE
| 60653063 | WIN022 | WIN | 22KV | 23.08 | 7 | 36385.0727 | 12.5% | Covered | 390 | 0.0002878 | 0.00031074 | 0.00033559 | 0.0003625 | 0.00039165 | 0.00042322 | 0.00045744 | 0.00049451 | 0.00053469 | 0.00057824 | 0.00062544 | 0.00067662 | 0.0007321 | 0.00075644 | 0.00075644 | 0.00075644 | 0.00075644 | 0.00075644 | 0.00075644 | 0.00075644 | 0.3095 | 0.31288 | 0.31788 | 0.32038 | 0.32162 | 0.325 | 0.32925 | 0.33337 | 0.33413 | 0.33413 | 0.33413 | 0.33413 | 0.33413 | 0.33413 | 0.33413 | 0.33413 | 0.33413 | 0.33413 | 0.33413 | 0.33413 | 94.0632 | 84.612 | 2.4704e-05 | 9001.2 | 5100.2803 | 4.2578 | 3.8582 | 178.6752 | 8.116 | 170.5592 | -4929.7211 | FALSE
| 60653165 | WIN022 | WIN | 22KV | 768.57 | 7 | 36385.0727 | 12.5% | Covered | 390 | 0.0095839 | 0.010348 | 0.011175 | 0.012071 | 0.013042 | 0.014093 | 0.015233 | 0.016467 | 0.017805 | 0.019256 | 0.020827 | 0.022531 | 0.024379 | 0.02519 | 0.02519 | 0.02519 | 0.02519 | 0.02519 | 0.02519 | 0.02519 | 0.3095 | 0.31288 | 0.31788 | 0.32038 | 0.32162 | 0.325 | 0.32925 | 0.33337 | 0.33413 | 0.33413 | 0.33413 | 0.33413 | 0.33413 | 0.33413 | 0.33413 | 0.33413 | 0.33413 | 0.33413 | 0.33413 | 0.33413 | 3132.3297 | 93826.8479 | 0.00082265 | 299742.3 | 169840.6594 | 141.7856 | 4278.4177 | 96959.1777 | 4420.2032 | 92538.9744 | -77301.685 | FALSE
| 60653168 | WIN022 | WIN | 22KV | 2691.97 | 7 | 36385.0727 | 12.5% | Covered | 390 | 0.025596 | 0.028125 | 0.030916 | 0.033996 | 0.037397 | 0.041151 | 0.045297 | 0.049876 | 0.054934 | 0.060524 | 0.066701 | 0.073528 | 0.081075 | 0.088229 | 0.088229 | 0.088229 | 0.088229 | 0.088229 | 0.088229 | 0.088229 | 0.3095 | 0.31288 | 0.31788 | 0.32038 | 0.32162 | 0.325 | 0.32925 | 0.33337 | 0.33413 | 0.33413 | 0.33413 | 0.33413 | 0.33413 | 0.33413 | 0.33413 | 0.33413 | 0.33413 | 0.33413 | 0.33413 | 0.33413 | 10049.274 | 1052635.5962 | 0.0028814 | 1049868.3 | 594878.7487 | 496.6139 | 52487.6045 | 1062684.8701 | 52984.2184 | 1009700.6517 | 414821.903 | TRUE
| 60653190 | WIN022 | WIN | 22KV | 359.66 | 7 | 36385.0727 | 12.5% | Covered | 390 | 0.0018727 | 0.0020262 | 0.002193 | 0.0023745 | 0.0025718 | 0.0027863 | 0.0030198 | 0.0032738 | 0.0035501 | 0.0038509 | 0.0041784 | 0.0045349 | 0.0049231 | 0.0053459 | 0.0058064 | 0.0063081 | 0.0068547 | 0.0074504 | 0.0080995 | 0.008807 | 0.3095 | 0.31288 | 0.31788 | 0.32038 | 0.32162 | 0.325 | 0.32925 | 0.33337 | 0.33413 | 0.33413 | 0.33413 | 0.33413 | 0.33413 | 0.33413 | 0.33413 | 0.33413 | 0.33413 | 0.33413 | 0.33413 | 0.33413 | 712.9373 | 9976.7546 | 0.00038497 | 140267.4 | 79478.6312 | 66.35 | 936.9159 | 10689.6919 | 1003.2659 | 9686.426 | -69792.2052 | FALSE
| 60653218 | WIN022 | WIN | 22KV | 4741.62 | 7 | 36385.0727 | 12.5% | Covered | 390 | 0.057247 | 0.060812 | 0.064608 | 0.06865 | 0.072955 | 0.07754 | 0.082424 | 0.087626 | 0.093168 | 0.099073 | 0.10536 | 0.11207 | 0.11921 | 0.12682 | 0.13493 | 0.14358 | 0.1528 | 0.15541 | 0.15541 | 0.15541 | 0.3095 | 0.31288 | 0.31788 | 0.32038 | 0.32162 | 0.325 | 0.32925 | 0.33337 | 0.33413 | 0.33413 | 0.33413 | 0.33413 | 0.33413 | 0.33413 | 0.33413 | 0.33413 | 0.33413 | 0.33413 | 0.33413 | 0.33413 | 17296.6911 | 3198067.3668 | 0.0050753 | 1849231.8 | 1047815.9016 | 874.7328 | 162843.2694 | 3215364.0579 | 163718.0022 | 3051646.0557 | 2003830.1542 | TRUE
| 60653227 | WIN022 | WIN | 22KV | 550.19 | 7 | 36385.0727 | 12.5% | Covered | 390 | 0.0053343 | 0.0057665 | 0.0062354 | 0.0067441 | 0.0072961 | 0.007895 | 0.0085451 | 0.0092508 | 0.010017 | 0.010849 | 0.011752 | 0.012733 | 0.013798 | 0.014956 | 0.016213 | 0.017579 | 0.018032 | 0.018032 | 0.018032 | 0.018032 | 0.3095 | 0.31288 | 0.31788 | 0.32038 | 0.32162 | 0.325 | 0.32925 | 0.33337 | 0.33413 | 0.33413 | 0.33413 | 0.33413 | 0.33413 | 0.33413 | 0.33413 | 0.33413 | 0.33413 | 0.33413 | 0.33413 | 0.33413 | 1906.9056 | 40848.4369 | 0.00058891 | 214574.1 | 121582.4615 | 101.4989 | 2192.5106 | 42755.3425 | 2294.0095 | 40461.333 | -81121.1285 | FALSE
| 60653249 | WIN022 | WIN | 22KV | 1256.3 | 7 | 36385.0727 | 12.5% | Covered | 390 | 0.011945 | 0.013125 | 0.014428 | 0.015866 | 0.017452 | 0.019204 | 0.021139 | 0.023276 | 0.025637 | 0.028246 | 0.031128 | 0.034314 | 0.037837 | 0.041175 | 0.041175 | 0.041175 | 0.041175 | 0.041175 | 0.041175 | 0.041175 | 0.3095 | 0.31288 | 0.31788 | 0.32038 | 0.32162 | 0.325 | 0.32925 | 0.33337 | 0.33413 | 0.33413 | 0.33413 | 0.33413 | 0.33413 | 0.33413 | 0.33413 | 0.33413 | 0.33413 | 0.33413 | 0.33413 | 0.33413 | 4689.8379 | 229257.916 | 0.0013447 | 489957 | 277620.5426 | 231.7619 | 11431.4953 | 233947.7539 | 11663.2571 | 222284.4968 | -55336.0458 | FALSE
| 60653391 | WIN023 | WIN | 22KV | 2594.68 | 4 | 36385.0727 | 20% | Single phase | 44.74 | 0.030868 | 0.033275 | 0.035877 | 0.038691 | 0.041735 | 0.045026 | 0.048587 | 0.052439 | 0.056607 | 0.061116 | 0.065997 | 0.071279 | 0.076997 | 0.083186 | 0.08504 | 0.08504 | 0.08504 | 0.08504 | 0.08504 | 0.08504 | 0.4632 | 0.4698 | 0.4798 | 0.4878 | 0.4938 | 0.4998 | 0.511 | 0.5244 | 0.531 | 0.531 | 0.531 | 0.531 | 0.531 | 0.531 | 0.531 | 0.531 | 0.531 | 0.531 | 0.531 | 0.531 | 16014.3745 | 118271.6433 | 0.0027773 | 116085.9832 | 65776.9021 | 746.6539 | 5593.9078 | 134286.0178 | 6340.5617 | 127945.4562 | 62168.554 | TRUE
| 60653398 | WIN023 | WIN | 22KV | 4251.45 | 4 | 36385.0727 | 20% | Three phase | 97.13 | 0.039384 | 0.042245 | 0.045324 | 0.048637 | 0.052202 | 0.05604 | 0.060172 | 0.06462 | 0.069409 | 0.074567 | 0.080121 | 0.086104 | 0.092549 | 0.099491 | 0.10697 | 0.11503 | 0.12372 | 0.13307 | 0.13934 | 0.13934 | 0.4632 | 0.4698 | 0.4798 | 0.4878 | 0.4938 | 0.4998 | 0.511 | 0.5244 | 0.531 | 0.531 | 0.531 | 0.531 | 0.531 | 0.531 | 0.531 | 0.531 | 0.531 | 0.531 | 0.531 | 0.531 | 21056.7498 | 552638.5135 | 0.0045506 | 412943.3385 | 233982.8877 | 1223.4116 | 32604.6284 | 573695.2633 | 33828.04 | 539867.2233 | 305884.3356 | TRUE
| 60653414 | WIN023 | WIN | 22KV | 156.33 | 4 | 36385.0727 | 20% | Three phase | 97.13 | 0.0014157 | 0.0015448 | 0.0016862 | 0.0018411 | 0.0020109 | 0.002197 | 0.002401 | 0.0026247 | 0.00287 | 0.0031391 | 0.0034342 | 0.003758 | 0.0041134 | 0.0045033 | 0.0049313 | 0.0051237 | 0.0051237 | 0.0051237 | 0.0051237 | 0.0051237 | 0.4632 | 0.4698 | 0.4798 | 0.4878 | 0.4938 | 0.4998 | 0.511 | 0.5244 | 0.531 | 0.531 | 0.531 | 0.531 | 0.531 | 0.531 | 0.531 | 0.531 | 0.531 | 0.531 | 0.531 | 0.531 | 858.8078 | 827.3231 | 0.00016733 | 15184.3329 | 8603.781 | 44.986 | 44.0849 | 1686.131 | 89.0709 | 1597.0601 | -7006.721 | FALSE
| 60653435 | WIN023 | WIN | 22KV | 85.18 | 4 | 36385.0727 | 20% | Covered | 390 | 0.0010599 | 0.0011432 | 0.0012332 | 0.0013307 | 0.0014361 | 0.0015502 | 0.0016737 | 0.0018074 | 0.001952 | 0.0021087 | 0.0022783 | 0.0024619 | 0.0026608 | 0.0027918 | 0.0027918 | 0.0027918 | 0.0027918 | 0.0027918 | 0.0027918 | 0.0027918 | 0.4632 | 0.4698 | 0.4798 | 0.4878 | 0.4938 | 0.4998 | 0.511 | 0.5244 | 0.531 | 0.531 | 0.531 | 0.531 | 0.531 | 0.531 | 0.531 | 0.531 | 0.531 | 0.531 | 0.531 | 0.531 | 541.9814 | 1145.8878 | 9.1174e-05 | 33220.2 | 18823.3048 | 24.5117 | 52.5523 | 1687.8692 | 77.064 | 1610.8052 | -17212.4996 | FALSE
| 60653695 | WIN022 | WIN | 22KV | 24.99 | 7 | 36385.0727 | 12.5% | Single phase | 44.74 | 0.00026002 | 0.00028072 | 0.00030314 | 0.00032743 | 0.00035374 | 0.00038225 | 0.00041315 | 0.00044664 | 0.00048294 | 0.00052229 | 0.00056496 | 0.00061122 | 0.00066139 | 0.0007158 | 0.00077482 | 0.00081904 | 0.00081904 | 0.00081904 | 0.00081904 | 0.00081904 | 0.3095 | 0.31288 | 0.31788 | 0.32038 | 0.32162 | 0.325 | 0.32925 | 0.33337 | 0.33413 | 0.33413 | 0.33413 | 0.33413 | 0.33413 | 0.33413 | 0.33413 | 0.33413 | 0.33413 | 0.33413 | 0.33413 | 0.33413 | 90.4153 | 10.0947 | 2.6748e-05 | 1118.0526 | 633.5135 | 4.6101 | 0.5189 | 100.51 | 5.129 | 95.381 | -538.1325 | FALSE
| 60653713 | WIN022 | WIN | 22KV | 1180.3 | 7 | 36385.0727 | 12.5% | Single phase | 44.74 | 0.014718 | 0.015891 | 0.017162 | 0.018538 | 0.020029 | 0.021643 | 0.023393 | 0.025289 | 0.027344 | 0.029571 | 0.031985 | 0.034602 | 0.037439 | 0.038684 | 0.038684 | 0.038684 | 0.038684 | 0.038684 | 0.038684 | 0.038684 | 0.3095 | 0.31288 | 0.31788 | 0.32038 | 0.32162 | 0.325 | 0.32925 | 0.33337 | 0.33413 | 0.33413 | 0.33413 | 0.33413 | 0.33413 | 0.33413 | 0.33413 | 0.33413 | 0.33413 | 0.33413 | 0.33413 | 0.33413 | 4810.3475 | 25384.9584 | 0.0012634 | 52806.622 | 29921.4075 | 217.7414 | 1157.5307 | 30195.306 | 1375.2721 | 28820.0339 | -1101.3736 | FALSE
| 60653721 | WIN022 | WIN | 22KV | 30.17 | 7 | 36385.0727 | 12.5% | Covered | 390 | 0.00015709 | 0.00016996 | 0.00018396 | 0.00019918 | 0.00021573 | 0.00023373 | 0.00025331 | 0.00027462 | 0.0002978 | 0.00032304 | 0.0003505 | 0.00038041 | 0.00041298 | 0.00044844 | 0.00048707 | 0.00052916 | 0.00057501 | 0.00062497 | 0.00067942 | 0.00073877 | 0.3095 | 0.31288 | 0.31788 | 0.32038 | 0.32162 | 0.325 | 0.32925 | 0.33337 | 0.33413 | 0.33413 | 0.33413 | 0.33413 | 0.33413 | 0.33413 | 0.33413 | 0.33413 | 0.33413 | 0.33413 | 0.33413 | 0.33413 | 59.8046 | 70.203 | 3.2293e-05 | 11766.3 | 6667.0475 | 5.5658 | 6.5928 | 130.0076 | 12.1585 | 117.8491 | -6549.1984 | FALSE
| 60653789 | WIN023 | WIN | 22KV | 2223.19 | 4 | 36385.0727 | 20% | Three phase | 97.13 | 0.02124 | 0.022791 | 0.024461 | 0.026258 | 0.028193 | 0.030277 | 0.032521 | 0.034938 | 0.037541 | 0.040345 | 0.043366 | 0.046621 | 0.050129 | 0.053908 | 0.057982 | 0.062373 | 0.067106 | 0.072208 | 0.072865 | 0.072865 | 0.4632 | 0.4698 | 0.4798 | 0.4878 | 0.4938 | 0.4998 | 0.511 | 0.5244 | 0.531 | 0.531 | 0.531 | 0.531 | 0.531 | 0.531 | 0.531 | 0.531 | 0.531 | 0.531 | 0.531 | 0.531 | 11344.5643 | 155702.6781 | 0.0023796 | 215938.4447 | 122355.5295 | 639.7527 | 8915.7578 | 167047.2424 | 9555.5105 | 157491.732 | 35136.2024 | TRUE
| 60653796 | WIN023 | WIN | 22KV | 66.46 | 4 | 36385.0727 | 20% | Three phase | 97.13 | 0.00063616 | 0.00068329 | 0.00073407 | 0.00078879 | 0.00084776 | 0.00091133 | 0.00097985 | 0.0010537 | 0.0011334 | 0.0012193 | 0.0013119 | 0.0014118 | 0.0015196 | 0.0016358 | 0.0017612 | 0.0018966 | 0.0020426 | 0.0021782 | 0.0021782 | 0.0021782 | 0.4632 | 0.4698 | 0.4798 | 0.4878 | 0.4938 | 0.4998 | 0.511 | 0.5244 | 0.531 | 0.531 | 0.531 | 0.531 | 0.531 | 0.531 | 0.531 | 0.531 | 0.531 | 0.531 | 0.531 | 0.531 | 342.3587 | 140.4506 | 7.1137e-05 | 6455.2598 | 3657.6939 | 19.1248 | 7.9676 | 482.8093 | 27.0923 | 455.717 | -3201.9769 | FALSE
| 60653809 | WIN023 | WIN | 22KV | 87.78 | 4 | 36385.0727 | 20% | Single phase | 44.74 | 0.0010443 | 0.0011257 | 0.0012138 | 0.001309 | 0.0014119 | 0.0015233 | 0.0016437 | 0.001774 | 0.001915 | 0.0020676 | 0.0022327 | 0.0024114 | 0.0026049 | 0.0028142 | 0.002877 | 0.002877 | 0.002877 | 0.002877 | 0.002877 | 0.002877 | 0.4632 | 0.4698 | 0.4798 | 0.4878 | 0.4938 | 0.4998 | 0.511 | 0.5244 | 0.531 | 0.531 | 0.531 | 0.531 | 0.531 | 0.531 | 0.531 | 0.531 | 0.531 | 0.531 | 0.531 | 0.531 | 541.7785 | 135.3643 | 9.3957e-05 | 3927.2772 | 2225.2827 | 25.2599 | 6.4023 | 677.1428 | 31.6622 | 645.4806 | -1579.8021 | FALSE
| 60653846 | WIN022 | WIN | 22KV | 459.56 | 7 | 36385.0727 | 12.5% | Single phase | 44.74 | 0.0052257 | 0.0056419 | 0.0060926 | 0.0065808 | 0.0071097 | 0.0076828 | 0.0083037 | 0.0089765 | 0.0097058 | 0.010496 | 0.011353 | 0.012282 | 0.01329 | 0.014382 | 0.015062 | 0.015062 | 0.015062 | 0.015062 | 0.015062 | 0.015062 | 0.3095 | 0.31288 | 0.31788 | 0.32038 | 0.32162 | 0.325 | 0.32925 | 0.33337 | 0.33413 | 0.33413 | 0.33413 | 0.33413 | 0.33413 | 0.33413 | 0.33413 | 0.33413 | 0.33413 | 0.33413 | 0.33413 | 0.33413 | 1766.6759 | 3628.5141 | 0.0004919 | 20560.7144 | 11650.1585 | 84.7795 | 175.4818 | 5395.19 | 260.2613 | 5134.9287 | -6515.2298 | FALSE
| 60653879 | WIN022 | WIN | 22KV | 3376.97 | 7 | 36385.0727 | 12.5% | Single phase | 44.74 | 0.0384 | 0.041458 | 0.04477 | 0.048358 | 0.052244 | 0.056455 | 0.061017 | 0.065962 | 0.071321 | 0.077129 | 0.083426 | 0.090253 | 0.097656 | 0.10568 | 0.11068 | 0.11068 | 0.11068 | 0.11068 | 0.11068 | 0.11068 | 0.3095 | 0.31288 | 0.31788 | 0.32038 | 0.32162 | 0.325 | 0.32925 | 0.33337 | 0.33413 | 0.33413 | 0.33413 | 0.33413 | 0.33413 | 0.33413 | 0.33413 | 0.33413 | 0.33413 | 0.33413 | 0.33413 | 0.33413 | 12982.008 | 195929.0258 | 0.0036146 | 151085.6378 | 85608.4855 | 622.9825 | 9475.4992 | 208911.0338 | 10098.4817 | 198812.5521 | 113204.0665 | TRUE
| 60653894 | WIN022 | WIN | 22KV | 171.32 | 7 | 36385.0727 | 12.5% | Covered | 390 | 0.0016289 | 0.0017899 | 0.0019675 | 0.0021636 | 0.00238 | 0.0026189 | 0.0028827 | 0.0031741 | 0.0034961 | 0.0038518 | 0.0042449 | 0.0046794 | 0.0051597 | 0.005615 | 0.005615 | 0.005615 | 0.005615 | 0.005615 | 0.005615 | 0.005615 | 0.3095 | 0.31288 | 0.31788 | 0.32038 | 0.32162 | 0.325 | 0.32925 | 0.33337 | 0.33413 | 0.33413 | 0.33413 | 0.33413 | 0.33413 | 0.33413 | 0.33413 | 0.33413 | 0.33413 | 0.33413 | 0.33413 | 0.33413 | 639.5471 | 4263.3771 | 0.00018338 | 66814.8 | 37858.753 | 31.6051 | 212.5849 | 4902.9242 | 244.19 | 4658.7343 | -33200.0187 | FALSE
| 60653911 | WIN022 | WIN | 22KV | 269.51 | 7 | 36385.0727 | 12.5% | Covered | 390 | 0.0014033 | 0.0015183 | 0.0016433 | 0.0017793 | 0.0019271 | 0.0020879 | 0.0022629 | 0.0024532 | 0.0026603 | 0.0028857 | 0.0031311 | 0.0033982 | 0.0036891 | 0.004006 | 0.004351 | 0.004727 | 0.0051366 | 0.0055829 | 0.0060693 | 0.0065995 | 0.3095 | 0.31288 | 0.31788 | 0.32038 | 0.32162 | 0.325 | 0.32925 | 0.33337 | 0.33413 | 0.33413 | 0.33413 | 0.33413 | 0.33413 | 0.33413 | 0.33413 | 0.33413 | 0.33413 | 0.33413 | 0.33413 | 0.33413 | 534.2371 | 5602.1506 | 0.00028847 | 105108.9 | 59557.0425 | 49.7191 | 526.0973 | 6136.3877 | 575.8165 | 5560.5713 | -53996.4712 | FALSE
| 60654142 | WIN022 | WIN | 22KV | 593.41 | 7 | 36385.0727 | 12.5% | Covered | 390 | 0.0057533 | 0.0062195 | 0.0067252 | 0.0072739 | 0.0078692 | 0.0085152 | 0.0092164 | 0.0099775 | 0.010804 | 0.011701 | 0.012675 | 0.013733 | 0.014882 | 0.01613 | 0.017486 | 0.01896 | 0.019449 | 0.019449 | 0.019449 | 0.019449 | 0.3095 | 0.31288 | 0.31788 | 0.32038 | 0.32162 | 0.325 | 0.32925 | 0.33337 | 0.33413 | 0.33413 | 0.33413 | 0.33413 | 0.33413 | 0.33413 | 0.33413 | 0.33413 | 0.33413 | 0.33413 | 0.33413 | 0.33413 | 2056.702 | 47518.1779 | 0.00063517 | 231429.9 | 131133.3329 | 109.4721 | 2550.5042 | 49574.8798 | 2659.9763 | 46914.9035 | -84218.4294 | FALSE
| 60654268 | WIN022 | WIN | 22KV | 862.06 | 7 | 36385.0727 | 12.5% | Single phase | 44.74 | 0.010773 | 0.011645 | 0.01259 | 0.013615 | 0.014726 | 0.015931 | 0.017238 | 0.018657 | 0.020196 | 0.021866 | 0.023678 | 0.025645 | 0.027779 | 0.028254 | 0.028254 | 0.028254 | 0.028254 | 0.028254 | 0.028254 | 0.028254 | 0.3095 | 0.31288 | 0.31788 | 0.32038 | 0.32162 | 0.325 | 0.32925 | 0.33337 | 0.33413 | 0.33413 | 0.33413 | 0.33413 | 0.33413 | 0.33413 | 0.33413 | 0.33413 | 0.33413 | 0.33413 | 0.33413 | 0.33413 | 3534.3317 | 13622.1665 | 0.00092272 | 38568.5644 | 21853.8071 | 159.0326 | 617.4797 | 17156.4982 | 776.5123 | 16379.9859 | -5473.8213 | FALSE
| 60654443 | WIN022 | WIN | 22KV | 116.13 | 7 | 36385.0727 | 12.5% | Covered | 390 | 0.00060466 | 0.00065423 | 0.00070811 | 0.00076669 | 0.00083039 | 0.00089968 | 0.00097505 | 0.0010571 | 0.0011463 | 0.0012434 | 0.0013492 | 0.0014643 | 0.0015896 | 0.0017261 | 0.0018748 | 0.0020368 | 0.0022133 | 0.0024056 | 0.0026152 | 0.0028437 | 0.3095 | 0.31288 | 0.31788 | 0.32038 | 0.32162 | 0.325 | 0.32925 | 0.33337 | 0.33413 | 0.33413 | 0.33413 | 0.33413 | 0.33413 | 0.33413 | 0.33413 | 0.33413 | 0.33413 | 0.33413 | 0.33413 | 0.33413 | 230.1991 | 1040.1449 | 0.0001243 | 45290.7 | 25662.7188 | 21.4236 | 97.6799 | 1270.344 | 119.1035 | 1151.2405 | -24511.4783 | FALSE
| 60654448 | WIN022 | WIN | 22KV | 40.34 | 7 | 36385.0727 | 12.5% | Covered | 390 | 0.00037362 | 0.0004046 | 0.00043827 | 0.00047486 | 0.00051464 | 0.00055789 | 0.00060492 | 0.00065608 | 0.00071171 | 0.00077224 | 0.0008381 | 0.00090976 | 0.00098775 | 0.0010726 | 0.001165 | 0.0012656 | 0.0013221 | 0.0013221 | 0.0013221 | 0.0013221 | 0.3095 | 0.31288 | 0.31788 | 0.32038 | 0.32162 | 0.325 | 0.32925 | 0.33337 | 0.33413 | 0.33413 | 0.33413 | 0.33413 | 0.33413 | 0.33413 | 0.33413 | 0.33413 | 0.33413 | 0.33413 | 0.33413 | 0.33413 | 136.6801 | 214.6263 | 4.3179e-05 | 15732.6 | 8914.4414 | 7.4419 | 11.7866 | 351.3063 | 19.2285 | 332.0778 | -8582.3635 | FALSE
| 60654563 | CLC013 | CLC | 22KV | 1207.47 | 15 | 44906.1835 | 6.25% | Three phase | 97.13 | 0.0113 | 0.012183 | 0.013138 | 0.014172 | 0.01529 | 0.016501 | 0.017811 | 0.019229 | 0.020764 | 0.022426 | 0.024226 | 0.026175 | 0.028287 | 0.030574 | 0.033051 | 0.035736 | 0.038644 | 0.039575 | 0.039575 | 0.039575 | 0.43625 | 0.44194 | 0.45131 | 0.45725 | 0.46119 | 0.46906 | 0.47406 | 0.48275 | 0.48425 | 0.48425 | 0.48425 | 0.48425 | 0.48425 | 0.48425 | 0.48425 | 0.48425 | 0.48425 | 0.48425 | 0.48425 | 0.48425 | 7126.2175 | 46828.4615 | 0.0012924 | 117281.5611 | 66454.3432 | 395.7408 | 2630.0124 | 53954.679 | 3025.7533 | 50928.9257 | -15525.4175 | FALSE
| 60654564 | CLC013 | CLC | 22KV | 44.26 | 15 | 44906.1835 | 6.25% | Single phase | 44.74 | 0.00025813 | 0.00027942 | 0.00030256 | 0.00032773 | 0.00035511 | 0.00038489 | 0.00041729 | 0.00045255 | 0.00049093 | 0.00053271 | 0.00057819 | 0.00062772 | 0.00068166 | 0.00074042 | 0.00080443 | 0.00087417 | 0.00095016 | 0.001033 | 0.0011233 | 0.0012217 | 0.43625 | 0.44194 | 0.45131 | 0.45725 | 0.46119 | 0.46906 | 0.47406 | 0.48275 | 0.48425 | 0.48425 | 0.48425 | 0.48425 | 0.48425 | 0.48425 | 0.48425 | 0.48425 | 0.48425 | 0.48425 | 0.48425 | 0.48425 | 175.859 | 19.4923 | 4.7374e-05 | 1980.1924 | 1122.0211 | 14.5059 | 1.6277 | 195.3513 | 16.1336 | 179.2177 | -942.8034 | FALSE
| 60654646 | CLC013 | CLC | 22KV | 320.81 | 15 | 44906.1835 | 6.25% | Three phase | 97.13 | 0.0030022 | 0.0032369 | 0.0034907 | 0.0037653 | 0.0040624 | 0.004384 | 0.004732 | 0.0051088 | 0.0055167 | 0.0059583 | 0.0064365 | 0.0069544 | 0.0075154 | 0.008123 | 0.0087813 | 0.0094945 | 0.010267 | 0.010514 | 0.010514 | 0.010514 | 0.43625 | 0.44194 | 0.45131 | 0.45725 | 0.46119 | 0.46906 | 0.47406 | 0.48275 | 0.48425 | 0.48425 | 0.48425 | 0.48425 | 0.48425 | 0.48425 | 0.48425 | 0.48425 | 0.48425 | 0.48425 | 0.48425 | 0.48425 | 1893.3488 | 3305.6204 | 0.00034338 | 31160.2753 | 17656.1056 | 105.1435 | 185.6525 | 5198.9692 | 290.796 | 4908.1732 | -12747.9324 | FALSE
| 60654648 | CLC013 | CLC | 22KV | 128.55 | 15 | 44906.1835 | 6.25% | Covered | 390 | 0.0016537 | 0.0018139 | 0.0019902 | 0.0021842 | 0.0023979 | 0.0026333 | 0.0028925 | 0.0031782 | 0.0034929 | 0.0038397 | 0.0042132 | 0.0042132 | 0.0042132 | 0.0042132 | 0.0042132 | 0.0042132 | 0.0042132 | 0.0042132 | 0.0042132 | 0.0042132 | 0.43625 | 0.44194 | 0.45131 | 0.45725 | 0.46119 | 0.46906 | 0.47406 | 0.48275 | 0.48425 | 0.48425 | 0.48425 | 0.48425 | 0.48425 | 0.48425 | 0.48425 | 0.48425 | 0.48425 | 0.48425 | 0.48425 | 0.48425 | 1000.1758 | 2813.1593 | 0.0001376 | 50134.5 | 28407.3237 | 42.1315 | 119.6907 | 3813.3351 | 161.8222 | 3651.5129 | -24755.8108 | FALSE
| 60654657 | CLC013 | CLC | 22KV | 1055.68 | 15 | 44906.1835 | 6.25% | Three phase | 97.13 | 0.0060361 | 0.0065319 | 0.0070709 | 0.0076567 | 0.0082938 | 0.0089866 | 0.0097403 | 0.01056 | 0.011452 | 0.012423 | 0.01348 | 0.014631 | 0.015883 | 0.017247 | 0.018733 | 0.020351 | 0.022113 | 0.024034 | 0.026127 | 0.028407 | 0.43625 | 0.44194 | 0.45131 | 0.45725 | 0.46119 | 0.46906 | 0.47406 | 0.48275 | 0.48425 | 0.48425 | 0.48425 | 0.48425 | 0.48425 | 0.48425 | 0.48425 | 0.48425 | 0.48425 | 0.48425 | 0.48425 | 0.48425 | 4098.6372 | 23525.133 | 0.00113 | 102538.1984 | 58100.4257 | 345.9926 | 2010.3408 | 27623.7702 | 2356.3334 | 25267.4367 | -32832.989 | FALSE
| 60654661 | CLC013 | CLC | 22KV | 697.89 | 15 | 44906.1835 | 6.25% | Three phase | 97.13 | 0.0067358 | 0.0072651 | 0.0078379 | 0.0084578 | 0.0091288 | 0.0098552 | 0.010642 | 0.011494 | 0.012416 | 0.013415 | 0.014497 | 0.01567 | 0.01694 | 0.018317 | 0.019809 | 0.021426 | 0.022873 | 0.022873 | 0.022873 | 0.022873 | 0.43625 | 0.44194 | 0.45131 | 0.45725 | 0.46119 | 0.46906 | 0.47406 | 0.48275 | 0.48425 | 0.48425 | 0.48425 | 0.48425 | 0.48425 | 0.48425 | 0.48425 | 0.48425 | 0.48425 | 0.48425 | 0.48425 | 0.48425 | 4231.6274 | 16073.1157 | 0.000747 | 67786.0557 | 38409.0881 | 228.7291 | 878.5754 | 20304.7431 | 1107.3046 | 19197.4385 | -19211.6496 | FALSE
| 60654719 | CLC013 | CLC | 22KV | 475.65 | 15 | 44906.1835 | 6.25% | Single phase | 44.74 | 0.0039718 | 0.0042805 | 0.0046144 | 0.0049755 | 0.0053661 | 0.0057888 | 0.0062463 | 0.0067413 | 0.0072771 | 0.0078571 | 0.0084851 | 0.0091651 | 0.0099015 | 0.010699 | 0.011563 | 0.012498 | 0.013512 | 0.014611 | 0.015589 | 0.015589 | 0.43625 | 0.44194 | 0.45131 | 0.45725 | 0.46119 | 0.46906 | 0.47406 | 0.48275 | 0.48425 | 0.48425 | 0.48425 | 0.48425 | 0.48425 | 0.48425 | 0.48425 | 0.48425 | 0.48425 | 0.48425 | 0.48425 | 0.48425 | 2544.7373 | 3033.4637 | 0.00050912 | 21280.581 | 12058.0509 | 155.8914 | 187.9848 | 5578.201 | 343.8761 | 5234.3248 | -6823.7261 | FALSE
| 60654875 | CLC006 | CLC | 22KV | 1397.39 | 15 | 44906.1835 | 6.25% | Single phase | 44.74 | 0.015554 | 0.016929 | 0.01843 | 0.02007 | 0.021861 | 0.023819 | 0.025959 | 0.028297 | 0.030854 | 0.033649 | 0.036705 | 0.040047 | 0.043703 | 0.045799 | 0.045799 | 0.045799 | 0.045799 | 0.045799 | 0.045799 | 0.045799 | 0.66863 | 0.6695 | 0.67163 | 0.672 | 0.67075 | 0.67063 | 0.67356 | 0.6765 | 0.67688 | 0.67688 | 0.67688 | 0.67688 | 0.67688 | 0.67688 | 0.67688 | 0.67688 | 0.67688 | 0.67688 | 0.67688 | 0.67688 | 13874.9684 | 34327.6633 | 0.0014957 | 62519.2286 | 35424.7866 | 654.833 | 1622.4935 | 48202.6318 | 2277.3264 | 45925.3053 | 10500.5187 | TRUE
| 60655032 | CLC013 | CLC | 22KV | 85.77 | 15 | 44906.1835 | 6.25% | Three phase | 97.13 | 0.0010021 | 0.001113 | 0.0012367 | 0.0013747 | 0.0015287 | 0.0017006 | 0.0018925 | 0.0021067 | 0.0023461 | 0.0026134 | 0.0028111 | 0.0028111 | 0.0028111 | 0.0028111 | 0.0028111 | 0.0028111 | 0.0028111 | 0.0028111 | 0.0028111 | 0.0028111 | 0.43625 | 0.44194 | 0.45131 | 0.45725 | 0.46119 | 0.46906 | 0.47406 | 0.48275 | 0.48425 | 0.48425 | 0.48425 | 0.48425 | 0.48425 | 0.48425 | 0.48425 | 0.48425 | 0.48425 | 0.48425 | 0.48425 | 0.48425 | 658.288 | 307.4124 | 9.1805e-05 | 8330.8401 | 4720.4394 | 28.1106 | 13.2702 | 965.7004 | 41.3807 | 924.3196 | -3796.1198 | FALSE
| 60655034 | CLC013 | CLC | 22KV | 499.16 | 15 | 44906.1835 | 6.25% | Three phase | 97.13 | 0.0060555 | 0.0066362 | 0.007275 | 0.0079776 | 0.0087507 | 0.0096014 | 0.010538 | 0.011569 | 0.012703 | 0.013953 | 0.015329 | 0.01636 | 0.01636 | 0.01636 | 0.01636 | 0.01636 | 0.01636 | 0.01636 | 0.01636 | 0.01636 | 0.43625 | 0.44194 | 0.45131 | 0.45725 | 0.46119 | 0.46906 | 0.47406 | 0.48275 | 0.48425 | 0.48425 | 0.48425 | 0.48425 | 0.48425 | 0.48425 | 0.48425 | 0.48425 | 0.48425 | 0.48425 | 0.48425 | 0.48425 | 3761.2499 | 10225.9961 | 0.00053428 | 48483.4108 | 27471.7798 | 163.5966 | 449.4534 | 13987.2461 | 613.05 | 13374.1961 | -14097.5837 | FALSE
| 60655040 | CLC013 | CLC | 22KV | 218.42 | 15 | 44906.1835 | 6.25% | Three phase | 97.13 | 0.0026417 | 0.0028906 | 0.0031639 | 0.003464 | 0.0037938 | 0.0041561 | 0.0045542 | 0.0049917 | 0.0054726 | 0.0060013 | 0.0065826 | 0.0071587 | 0.0071587 | 0.0071587 | 0.0071587 | 0.0071587 | 0.0071587 | 0.0071587 | 0.0071587 | 0.0071587 | 0.43625 | 0.44194 | 0.45131 | 0.45725 | 0.46119 | 0.46906 | 0.47406 | 0.48275 | 0.48425 | 0.48425 | 0.48425 | 0.48425 | 0.48425 | 0.48425 | 0.48425 | 0.48425 | 0.48425 | 0.48425 | 0.48425 | 0.48425 | 1636.0805 | 1946.3707 | 0.00023379 | 21215.1346 | 12020.9675 | 71.5858 | 86.0577 | 3582.4512 | 157.6435 | 3424.8076 | -8596.1599 | FALSE
| 60655041 | CLC013 | CLC | 22KV | 147.69 | 15 | 44906.1835 | 6.25% | Three phase | 97.13 | 0.0014027 | 0.0015234 | 0.0016548 | 0.0017981 | 0.0019544 | 0.0021248 | 0.0023106 | 0.0025133 | 0.0027345 | 0.0029757 | 0.0032391 | 0.0035264 | 0.0038401 | 0.0041826 | 0.0045564 | 0.0048405 | 0.0048405 | 0.0048405 | 0.0048405 | 0.0048405 | 0.43625 | 0.44194 | 0.45131 | 0.45725 | 0.46119 | 0.46906 | 0.47406 | 0.48275 | 0.48425 | 0.48425 | 0.48425 | 0.48425 | 0.48425 | 0.48425 | 0.48425 | 0.48425 | 0.48425 | 0.48425 | 0.48425 | 0.48425 | 924.3888 | 742.6844 | 0.00015808 | 14345.1297 | 8128.2698 | 48.4045 | 39.3466 | 1667.0733 | 87.7511 | 1579.3222 | -6548.9477 | FALSE
| 60655049 | CLC013 | CLC | 22KV | 180.27 | 15 | 44906.1835 | 6.25% | Single phase | 44.74 | 0.0023191 | 0.0025437 | 0.0027909 | 0.003063 | 0.0033627 | 0.0036928 | 0.0040563 | 0.0044568 | 0.0048982 | 0.0053845 | 0.0059083 | 0.0059083 | 0.0059083 | 0.0059083 | 0.0059083 | 0.0059083 | 0.0059083 | 0.0059083 | 0.0059083 | 0.0059083 | 0.43625 | 0.44194 | 0.45131 | 0.45725 | 0.46119 | 0.46906 | 0.47406 | 0.48275 | 0.48425 | 0.48425 | 0.48425 | 0.48425 | 0.48425 | 0.48425 | 0.48425 | 0.48425 | 0.48425 | 0.48425 | 0.48425 | 0.48425 | 1402.5802 | 634.6415 | 0.00019296 | 8065.2798 | 4569.9671 | 59.0824 | 27.0019 | 2037.2217 | 86.0843 | 1951.1374 | -2618.8297 | FALSE
| 60655227 | CLC014 | CLC | 22KV | 279.88 | 1 | 44906.1835 | 50% | Three phase | 97.13 | 0.0025976 | 0.002898 | 0.0032347 | 0.0036124 | 0.004036 | 0.0045113 | 0.0050448 | 0.0056437 | 0.0063162 | 0.0070716 | 0.0079201 | 0.0088735 | 0.009173 | 0.009173 | 0.009173 | 0.009173 | 0.009173 | 0.009173 | 0.009173 | 0.009173 | 3.13 | 3.1485 | 3.182 | 3.209 | 3.218 | 3.22 | 3.2405 | 3.2735 | 3.2825 | 3.2825 | 3.2825 | 3.2825 | 3.2825 | 3.2825 | 3.2825 | 3.2825 | 3.2825 | 3.2825 | 3.2825 | 3.2825 | 13299.7121 | 2962.7701 | 0.00029957 | 27184.7444 | 15403.4813 | 630.6585 | 141.3022 | 16262.4822 | 771.9607 | 15490.5215 | 87.0402 | TRUE
| 60655231 | CLC014 | CLC | 22KV | 167.42 | 1 | 44906.1835 | 50% | Three phase | 97.13 | 0.0017247 | 0.0019278 | 0.002156 | 0.0024124 | 0.0027004 | 0.0030242 | 0.0033883 | 0.0037977 | 0.0042582 | 0.0047764 | 0.0053596 | 0.0054872 | 0.0054872 | 0.0054872 | 0.0054872 | 0.0054872 | 0.0054872 | 0.0054872 | 0.0054872 | 0.0054872 | 3.13 | 3.1485 | 3.182 | 3.209 | 3.218 | 3.22 | 3.2405 | 3.2735 | 3.2825 | 3.2825 | 3.2825 | 3.2825 | 3.2825 | 3.2825 | 3.2825 | 3.2825 | 3.2825 | 3.2825 | 3.2825 | 3.2825 | 8424.4392 | 1123.0118 | 0.0001792 | 16261.5046 | 9214.1305 | 377.2504 | 50.5615 | 9547.4511 | 427.8119 | 9119.6392 | -94.4913 | FALSE
| 60655262 | CLC014 | CLC | 22KV | 168.2 | 1 | 44906.1835 | 50% | Three phase | 97.13 | 0.0017327 | 0.0019368 | 0.0021661 | 0.0024236 | 0.002713 | 0.0030383 | 0.0034041 | 0.0038154 | 0.0042781 | 0.0047987 | 0.0053845 | 0.0055127 | 0.0055127 | 0.0055127 | 0.0055127 | 0.0055127 | 0.0055127 | 0.0055127 | 0.0055127 | 0.0055127 | 3.13 | 3.1485 | 3.182 | 3.209 | 3.218 | 3.22 | 3.2405 | 3.2735 | 3.2825 | 3.2825 | 3.2825 | 3.2825 | 3.2825 | 3.2825 | 3.2825 | 3.2825 | 3.2825 | 3.2825 | 3.2825 | 3.2825 | 8463.6882 | 1133.5003 | 0.00018004 | 16337.266 | 9257.0586 | 379.008 | 51.0337 | 9597.1885 | 430.0417 | 9167.1468 | -89.9118 | FALSE
| 60655263 | CLC014 | CLC | 22KV | 1207.37 | 1 | 44906.1835 | 50% | Three phase | 97.13 | 0.0098634 | 0.011003 | 0.01228 | 0.013713 | 0.015321 | 0.017125 | 0.01915 | 0.021425 | 0.023979 | 0.026849 | 0.030074 | 0.033699 | 0.037774 | 0.039571 | 0.039571 | 0.039571 | 0.039571 | 0.039571 | 0.039571 | 0.039571 | 3.13 | 3.1485 | 3.182 | 3.209 | 3.218 | 3.22 | 3.2405 | 3.2735 | 3.2825 | 3.2825 | 3.2825 | 3.2825 | 3.2825 | 3.2825 | 3.2825 | 3.2825 | 3.2825 | 3.2825 | 3.2825 | 3.2825 | 53558.2303 | 51450.2106 | 0.0012923 | 117271.8481 | 66448.8396 | 2720.5879 | 2629.5768 | 105008.4408 | 5350.1647 | 99658.2761 | 33209.4365 | TRUE
| 60655265 | CLC014 | CLC | 22KV | 492.28 | 1 | 44906.1835 | 50% | Three phase | 97.13 | 0.0050712 | 0.0056686 | 0.0063395 | 0.0070933 | 0.0079403 | 0.0088924 | 0.0099629 | 0.011167 | 0.012521 | 0.014045 | 0.015759 | 0.016134 | 0.016134 | 0.016134 | 0.016134 | 0.016134 | 0.016134 | 0.016134 | 0.016134 | 0.016134 | 3.13 | 3.1485 | 3.182 | 3.209 | 3.218 | 3.22 | 3.2405 | 3.2735 | 3.2825 | 3.2825 | 3.2825 | 3.2825 | 3.2825 | 3.2825 | 3.2825 | 3.2825 | 3.2825 | 3.2825 | 3.2825 | 3.2825 | 24771.1321 | 9709.437 | 0.00052692 | 47815.1564 | 27093.132 | 1109.2631 | 437.149 | 34480.5691 | 1546.4121 | 32934.157 | 5841.025 | TRUE
| 60655267 | CLC014 | CLC | 22KV | 416.17 | 1 | 44906.1835 | 50% | Three phase | 97.13 | 0.0050647 | 0.0055592 | 0.0061041 | 0.0067044 | 0.0073661 | 0.0080954 | 0.0088995 | 0.0097861 | 0.010764 | 0.011842 | 0.013032 | 0.01364 | 0.01364 | 0.01364 | 0.01364 | 0.01364 | 0.01364 | 0.01364 | 0.01364 | 0.01364 | 3.13 | 3.1485 | 3.182 | 3.209 | 3.218 | 3.22 | 3.2405 | 3.2735 | 3.2825 | 3.2825 | 3.2825 | 3.2825 | 3.2825 | 3.2825 | 3.2825 | 3.2825 | 3.2825 | 3.2825 | 3.2825 | 3.2825 | 21571.2146 | 7152.6135 | 0.00044545 | 40422.5921 | 22904.3405 | 937.7631 | 312.4256 | 28723.8281 | 1250.1887 | 27473.6394 | 4569.2989 | TRUE
| 60655293 | CLC014 | CLC | 22KV | 131.83 | 1 | 44906.1835 | 50% | Three phase | 97.13 | 0.0013581 | 0.001518 | 0.0016977 | 0.0018995 | 0.0021264 | 0.0023813 | 0.002668 | 0.0029904 | 0.003353 | 0.0037611 | 0.0042202 | 0.0043207 | 0.0043207 | 0.0043207 | 0.0043207 | 0.0043207 | 0.0043207 | 0.0043207 | 0.0043207 | 0.0043207 | 3.13 | 3.1485 | 3.182 | 3.209 | 3.218 | 3.22 | 3.2405 | 3.2735 | 3.2825 | 3.2825 | 3.2825 | 3.2825 | 3.2825 | 3.2825 | 3.2825 | 3.2825 | 3.2825 | 3.2825 | 3.2825 | 3.2825 | 6633.5792 | 696.3028 | 0.00014111 | 12804.6479 | 7255.3985 | 297.0548 | 31.3497 | 7329.882 | 328.4046 | 7001.4774 | -253.9211 | FALSE
| 60655460 | CLC013 | CLC | 22KV | 961.86 | 15 | 44906.1835 | 6.25% | Covered | 390 | 0.0069577 | 0.007726 | 0.0085836 | 0.0095413 | 0.010611 | 0.011806 | 0.013141 | 0.014634 | 0.016303 | 0.01817 | 0.020258 | 0.022595 | 0.025209 | 0.028136 | 0.031413 | 0.031525 | 0.031525 | 0.031525 | 0.031525 | 0.031525 | 0.43625 | 0.44194 | 0.45131 | 0.45725 | 0.46119 | 0.46906 | 0.47406 | 0.48275 | 0.48425 | 0.48425 | 0.48425 | 0.48425 | 0.48425 | 0.48425 | 0.48425 | 0.48425 | 0.48425 | 0.48425 | 0.48425 | 0.48425 | 5698.6614 | 119460.7507 | 0.0010295 | 375125.4 | 212554.4019 | 315.2437 | 6701.0067 | 125159.4121 | 7016.2503 | 118143.1617 | -94411.2401 | FALSE
| 60655466 | CLC013 | CLC | 22KV | 334.15 | 15 | 44906.1835 | 6.25% | Three phase | 97.13 | 0.0032251 | 0.0034785 | 0.0037528 | 0.0040496 | 0.0043709 | 0.0047187 | 0.0050953 | 0.0055031 | 0.0059448 | 0.0064232 | 0.0069414 | 0.0075028 | 0.0081111 | 0.0087703 | 0.0094846 | 0.010259 | 0.010952 | 0.010952 | 0.010952 | 0.010952 | 0.43625 | 0.44194 | 0.45131 | 0.45725 | 0.46119 | 0.46906 | 0.47406 | 0.48275 | 0.48425 | 0.48425 | 0.48425 | 0.48425 | 0.48425 | 0.48425 | 0.48425 | 0.48425 | 0.48425 | 0.48425 | 0.48425 | 0.48425 | 2026.1048 | 3684.7587 | 0.00035766 | 32455.9895 | 18390.2861 | 109.5156 | 201.4132 | 5710.8635 | 310.9288 | 5399.9346 | -12990.3515 | FALSE
| 60655471 | CLC013 | CLC | 22KV | 1465.78 | 15 | 44906.1835 | 6.25% | Three phase | 97.13 | 0.018587 | 0.020239 | 0.022044 | 0.024016 | 0.026171 | 0.028526 | 0.031101 | 0.033916 | 0.036994 | 0.04036 | 0.044042 | 0.048041 | 0.048041 | 0.048041 | 0.048041 | 0.048041 | 0.048041 | 0.048041 | 0.048041 | 0.048041 | 0.43625 | 0.44194 | 0.45131 | 0.45725 | 0.46119 | 0.46906 | 0.47406 | 0.48275 | 0.48425 | 0.48425 | 0.48425 | 0.48425 | 0.48425 | 0.48425 | 0.48425 | 0.48425 | 0.48425 | 0.48425 | 0.48425 | 0.48425 | 11084.5039 | 88531.452 | 0.0015689 | 142371.2114 | 80670.6975 | 480.4003 | 3875.6334 | 99615.9559 | 4356.0337 | 95259.9222 | 14589.2246 | TRUE
| 60655475 | CLC013 | CLC | 22KV | 61.72 | 15 | 44906.1835 | 6.25% | Single phase | 44.74 | 0.000794 | 0.00087089 | 0.00095553 | 0.0010487 | 0.0011513 | 0.0012643 | 0.0013888 | 0.0015259 | 0.001677 | 0.0018435 | 0.0020229 | 0.0020229 | 0.0020229 | 0.0020229 | 0.0020229 | 0.0020229 | 0.0020229 | 0.0020229 | 0.0020229 | 0.0020229 | 0.43625 | 0.44194 | 0.45131 | 0.45725 | 0.46119 | 0.46906 | 0.47406 | 0.48275 | 0.48425 | 0.48425 | 0.48425 | 0.48425 | 0.48425 | 0.48425 | 0.48425 | 0.48425 | 0.48425 | 0.48425 | 0.48425 | 0.48425 | 480.2089 | 74.3932 | 6.6063e-05 | 2761.3528 | 1564.644 | 20.2283 | 3.1652 | 554.6021 | 23.3935 | 531.2085 | -1033.4354 | FALSE
| 60655483 | CLC013 | CLC | 22KV | 495.89 | 15 | 44906.1835 | 6.25% | Three phase | 97.13 | 0.0042027 | 0.0046705 | 0.0051929 | 0.0057765 | 0.0064287 | 0.0071576 | 0.0079725 | 0.0088838 | 0.0099031 | 0.011043 | 0.012319 | 0.013748 | 0.015346 | 0.016253 | 0.016253 | 0.016253 | 0.016253 | 0.016253 | 0.016253 | 0.016253 | 0.43625 | 0.44194 | 0.45131 | 0.45725 | 0.46119 | 0.46906 | 0.47406 | 0.48275 | 0.48425 | 0.48425 | 0.48425 | 0.48425 | 0.48425 | 0.48425 | 0.48425 | 0.48425 | 0.48425 | 0.48425 | 0.48425 | 0.48425 | 3238.7511 | 8724.5691 | 0.00053078 | 48165.7957 | 27291.812 | 162.5249 | 443.5839 | 11963.3202 | 606.1088 | 11357.2114 | -15934.6006 | FALSE
| 60655570 | CLC013 | CLC | 22KV | 256.57 | 15 | 44906.1835 | 6.25% | Three phase | 97.13 | 0.0024763 | 0.0026709 | 0.0028815 | 0.0031094 | 0.0033561 | 0.0036231 | 0.0039123 | 0.0042254 | 0.0045646 | 0.0049319 | 0.0053298 | 0.0057609 | 0.0062279 | 0.0067341 | 0.0072825 | 0.007877 | 0.008409 | 0.008409 | 0.008409 | 0.008409 | 0.43625 | 0.44194 | 0.45131 | 0.45725 | 0.46119 | 0.46906 | 0.47406 | 0.48275 | 0.48425 | 0.48425 | 0.48425 | 0.48425 | 0.48425 | 0.48425 | 0.48425 | 0.48425 | 0.48425 | 0.48425 | 0.48425 | 0.48425 | 1555.7017 | 2172.3904 | 0.00027462 | 24920.6441 | 14120.5917 | 84.0892 | 118.7454 | 3728.092 | 202.8346 | 3525.2574 | -10595.3343 | FALSE
| 60655577 | CLC013 | CLC | 22KV | 133.32 | 15 | 44906.1835 | 6.25% | Covered | 390 | 0.0017098 | 0.0018725 | 0.0020513 | 0.0022478 | 0.0024638 | 0.0027013 | 0.0029625 | 0.0032498 | 0.0035658 | 0.0039136 | 0.0042962 | 0.0043695 | 0.0043695 | 0.0043695 | 0.0043695 | 0.0043695 | 0.0043695 | 0.0043695 | 0.0043695 | 0.0043695 | 0.43625 | 0.44194 | 0.45131 | 0.45725 | 0.46119 | 0.46906 | 0.47406 | 0.48275 | 0.48425 | 0.48425 | 0.48425 | 0.48425 | 0.48425 | 0.48425 | 0.48425 | 0.48425 | 0.48425 | 0.48425 | 0.48425 | 0.48425 | 1031.0212 | 3007.4879 | 0.0001427 | 51994.8 | 29461.4111 | 43.6948 | 128.7381 | 4038.5091 | 172.4329 | 3866.0762 | -25595.3348 | FALSE
| 60655585 | CLC013 | CLC | 22KV | 380.31 | 15 | 44906.1835 | 6.25% | Three phase | 97.13 | 0.0048225 | 0.0052512 | 0.0057194 | 0.0062311 | 0.0067903 | 0.0074014 | 0.0080695 | 0.0087998 | 0.0095985 | 0.010472 | 0.011427 | 0.012465 | 0.012465 | 0.012465 | 0.012465 | 0.012465 | 0.012465 | 0.012465 | 0.012465 | 0.012465 | 0.43625 | 0.44194 | 0.45131 | 0.45725 | 0.46119 | 0.46906 | 0.47406 | 0.48275 | 0.48425 | 0.48425 | 0.48425 | 0.48425 | 0.48425 | 0.48425 | 0.48425 | 0.48425 | 0.48425 | 0.48425 | 0.48425 | 0.48425 | 2875.9757 | 5959.8523 | 0.00040707 | 36939.5103 | 20930.7488 | 124.6443 | 260.9039 | 8835.828 | 385.5482 | 8450.2798 | -12480.469 | FALSE
| 60655588 | CLC013 | CLC | 22KV | 100.15 | 15 | 44906.1835 | 6.25% | Three phase | 97.13 | 0.0012077 | 0.0013195 | 0.0014421 | 0.0015766 | 0.001724 | 0.0018858 | 0.0020632 | 0.002258 | 0.0024717 | 0.0027063 | 0.0029638 | 0.0032466 | 0.0032824 | 0.0032824 | 0.0032824 | 0.0032824 | 0.0032824 | 0.0032824 | 0.0032824 | 0.0032824 | 0.43625 | 0.44194 | 0.45131 | 0.45725 | 0.46119 | 0.46906 | 0.47406 | 0.48275 | 0.48425 | 0.48425 | 0.48425 | 0.48425 | 0.48425 | 0.48425 | 0.48425 | 0.48425 | 0.48425 | 0.48425 | 0.48425 | 0.48425 | 745.3886 | 406.5948 | 0.0001072 | 9727.5695 | 5511.8574 | 32.8235 | 18.0929 | 1151.9834 | 50.9164 | 1101.067 | -4410.7904 | FALSE
| 60655595 | CLC013 | CLC | 22KV | 508.73 | 15 | 44906.1835 | 6.25% | Three phase | 97.13 | 0.0042391 | 0.0046133 | 0.0050222 | 0.005469 | 0.0059574 | 0.0064914 | 0.0070752 | 0.0077136 | 0.0084118 | 0.0091757 | 0.010011 | 0.010926 | 0.011926 | 0.013022 | 0.014221 | 0.015534 | 0.016674 | 0.016674 | 0.016674 | 0.016674 | 0.43625 | 0.44194 | 0.45131 | 0.45725 | 0.46119 | 0.46906 | 0.47406 | 0.48275 | 0.48425 | 0.48425 | 0.48425 | 0.48425 | 0.48425 | 0.48425 | 0.48425 | 0.48425 | 0.48425 | 0.48425 | 0.48425 | 0.48425 | 2936.1462 | 8120.5125 | 0.00054453 | 49412.9449 | 27998.4745 | 166.7331 | 466.8526 | 11056.6587 | 633.5857 | 10423.073 | -17575.4015 | FALSE
| 60655614 | CLC014 | CLC | 22KV | 233.58 | 1 | 44906.1835 | 50% | Three phase | 97.13 | 0.0026466 | 0.0029065 | 0.0031931 | 0.0035091 | 0.0038575 | 0.0042419 | 0.004666 | 0.0051339 | 0.0056503 | 0.0062203 | 0.0068496 | 0.0075444 | 0.0076555 | 0.0076555 | 0.0076555 | 0.0076555 | 0.0076555 | 0.0076555 | 0.0076555 | 0.0076555 | 3.13 | 3.1485 | 3.182 | 3.209 | 3.218 | 3.22 | 3.2405 | 3.2735 | 3.2825 | 3.2825 | 3.2825 | 3.2825 | 3.2825 | 3.2825 | 3.2825 | 3.2825 | 3.2825 | 3.2825 | 3.2825 | 3.2825 | 11691.8167 | 2175.3217 | 0.00025002 | 22687.6254 | 12855.3136 | 526.3299 | 98.4184 | 13867.1384 | 624.7483 | 13242.3901 | 387.0765 | TRUE
| 60655616 | CLC014 | CLC | 22KV | 53.72 | 1 | 44906.1835 | 50% | Three phase | 97.13 | 0.00062762 | 0.00069708 | 0.00077456 | 0.000861 | 0.00095745 | 0.0010651 | 0.0011853 | 0.0013195 | 0.0014694 | 0.0016368 | 0.0017607 | 0.0017607 | 0.0017607 | 0.0017607 | 0.0017607 | 0.0017607 | 0.0017607 | 0.0017607 | 0.0017607 | 0.0017607 | 3.13 | 3.1485 | 3.182 | 3.209 | 3.218 | 3.22 | 3.2405 | 3.2735 | 3.2825 | 3.2825 | 3.2825 | 3.2825 | 3.2825 | 3.2825 | 3.2825 | 3.2825 | 3.2825 | 3.2825 | 3.2825 | 3.2825 | 2817.9984 | 120.5931 | 5.75e-05 | 5217.8236 | 2956.535 | 121.0482 | 5.2057 | 2938.5915 | 126.2539 | 2812.3377 | -144.1973 | FALSE
| 60655633 | CLC014 | CLC | 22KV | 293.05 | 1 | 44906.1835 | 50% | Three phase | 97.13 | 0.0027198 | 0.0030343 | 0.0033869 | 0.0037824 | 0.0042259 | 0.0047236 | 0.0052822 | 0.0059093 | 0.0066135 | 0.0074043 | 0.0082928 | 0.0092911 | 0.0096046 | 0.0096046 | 0.0096046 | 0.0096046 | 0.0096046 | 0.0096046 | 0.0096046 | 0.0096046 | 3.13 | 3.1485 | 3.182 | 3.209 | 3.218 | 3.22 | 3.2405 | 3.2735 | 3.2825 | 3.2825 | 3.2825 | 3.2825 | 3.2825 | 3.2825 | 3.2825 | 3.2825 | 3.2825 | 3.2825 | 3.2825 | 3.2825 | 13925.5417 | 3248.1619 | 0.00031367 | 28463.9465 | 16128.3057 | 660.3347 | 154.9132 | 17173.7037 | 815.2479 | 16358.4557 | 230.1501 | TRUE
| 60655642 | CLC013 | CLC | 22KV | 226.08 | 15 | 44906.1835 | 6.25% | Three phase | 97.13 | 0.0021821 | 0.0023535 | 0.0025391 | 0.0027399 | 0.0029573 | 0.0031926 | 0.0034474 | 0.0037233 | 0.0040221 | 0.0043458 | 0.0046964 | 0.0050763 | 0.0054878 | 0.0059338 | 0.0064171 | 0.0069409 | 0.0074097 | 0.0074097 | 0.0074097 | 0.0074097 | 0.43625 | 0.44194 | 0.45131 | 0.45725 | 0.46119 | 0.46906 | 0.47406 | 0.48275 | 0.48425 | 0.48425 | 0.48425 | 0.48425 | 0.48425 | 0.48425 | 0.48425 | 0.48425 | 0.48425 | 0.48425 | 0.48425 | 0.48425 | 1370.8268 | 1686.7488 | 0.00024199 | 21959.1504 | 12442.5434 | 74.0963 | 92.1997 | 3057.5756 | 166.296 | 2891.2796 | -9551.2638 | FALSE
| 60655645 | CLC013 | CLC | 22KV | 340.71 | 15 | 44906.1835 | 6.25% | Single phase | 44.74 | 0.0043971 | 0.0048306 | 0.0053087 | 0.0058358 | 0.0064173 | 0.0070588 | 0.0077665 | 0.0085476 | 0.0094097 | 0.010361 | 0.011167 | 0.011167 | 0.011167 | 0.011167 | 0.011167 | 0.011167 | 0.011167 | 0.011167 | 0.011167 | 0.011167 | 0.43625 | 0.44194 | 0.45131 | 0.45725 | 0.46119 | 0.46906 | 0.47406 | 0.48275 | 0.48425 | 0.48425 | 0.48425 | 0.48425 | 0.48425 | 0.48425 | 0.48425 | 0.48425 | 0.48425 | 0.48425 | 0.48425 | 0.48425 | 2664.6896 | 2278.8809 | 0.00036468 | 15243.3654 | 8637.2302 | 111.6656 | 96.4534 | 4943.5705 | 208.119 | 4735.4515 | -3901.7786 | FALSE
| 60655678 | CLC013 | CLC | 22KV | 65.35 | 15 | 44906.1835 | 6.25% | Three phase | 97.13 | 0.00082867 | 0.00090232 | 0.00098279 | 0.0010707 | 0.0011668 | 0.0012718 | 0.0013866 | 0.0015121 | 0.0016493 | 0.0017994 | 0.0019635 | 0.0021418 | 0.0021418 | 0.0021418 | 0.0021418 | 0.0021418 | 0.0021418 | 0.0021418 | 0.0021418 | 0.0021418 | 0.43625 | 0.44194 | 0.45131 | 0.45725 | 0.46119 | 0.46906 | 0.47406 | 0.48275 | 0.48425 | 0.48425 | 0.48425 | 0.48425 | 0.48425 | 0.48425 | 0.48425 | 0.48425 | 0.48425 | 0.48425 | 0.48425 | 0.48425 | 494.189 | 175.9751 | 6.9948e-05 | 6347.4455 | 3596.6039 | 21.4181 | 7.7036 | 670.1641 | 29.1217 | 641.0424 | -2955.5615 | FALSE
| 60655718 | CLC013 | CLC | 22KV | 609.29 | 15 | 44906.1835 | 6.25% | Three phase | 97.13 | 0.0057019 | 0.0061475 | 0.0066296 | 0.0071511 | 0.0077154 | 0.0083262 | 0.0089872 | 0.0097027 | 0.010477 | 0.011316 | 0.012224 | 0.013208 | 0.014273 | 0.015427 | 0.016678 | 0.018032 | 0.0195 | 0.019969 | 0.019969 | 0.019969 | 0.43625 | 0.44194 | 0.45131 | 0.45725 | 0.46119 | 0.46906 | 0.47406 | 0.48275 | 0.48425 | 0.48425 | 0.48425 | 0.48425 | 0.48425 | 0.48425 | 0.48425 | 0.48425 | 0.48425 | 0.48425 | 0.48425 | 0.48425 | 3595.8931 | 11923.5422 | 0.00065216 | 59180.3377 | 33532.8967 | 199.691 | 669.6582 | 15519.4353 | 869.3493 | 14650.086 | -18882.8107 | FALSE
| 60655719 | CLC013 | CLC | 22KV | 538.61 | 15 | 44906.1835 | 6.25% | Three phase | 97.13 | 0.0051985 | 0.005607 | 0.006049 | 0.0065274 | 0.0070453 | 0.007606 | 0.008213 | 0.0088704 | 0.0095823 | 0.010353 | 0.011189 | 0.012094 | 0.013074 | 0.014137 | 0.015288 | 0.016536 | 0.017653 | 0.017653 | 0.017653 | 0.017653 | 0.43625 | 0.44194 | 0.45131 | 0.45725 | 0.46119 | 0.46906 | 0.47406 | 0.48275 | 0.48425 | 0.48425 | 0.48425 | 0.48425 | 0.48425 | 0.48425 | 0.48425 | 0.48425 | 0.48425 | 0.48425 | 0.48425 | 0.48425 | 3265.8396 | 9573.5927 | 0.00057651 | 52315.1893 | 29642.9508 | 176.5261 | 523.3038 | 12839.4323 | 699.83 | 12139.6023 | -17503.3484 | FALSE
| 60655748 | CLC014 | CLC | 22KV | 279.34 | 1 | 44906.1835 | 50% | Three phase | 97.13 | 0.0028776 | 0.0032166 | 0.0035973 | 0.004025 | 0.0045057 | 0.0050459 | 0.0056533 | 0.0063365 | 0.0071049 | 0.0079694 | 0.0089424 | 0.0091553 | 0.0091553 | 0.0091553 | 0.0091553 | 0.0091553 | 0.0091553 | 0.0091553 | 0.0091553 | 0.0091553 | 3.13 | 3.1485 | 3.182 | 3.209 | 3.218 | 3.22 | 3.2405 | 3.2735 | 3.2825 | 3.2825 | 3.2825 | 3.2825 | 3.2825 | 3.2825 | 3.2825 | 3.2825 | 3.2825 | 3.2825 | 3.2825 | 3.2825 | 14056.1633 | 3126.3379 | 0.000299 | 27132.2942 | 15373.7619 | 629.4417 | 140.7574 | 17182.5012 | 770.1991 | 16412.3021 | 1038.5402 | TRUE
| 60655812 | CLC014 | CLC | 22KV | 75.04 | 1 | 44906.1835 | 50% | Three phase | 97.13 | 0.00068006 | 0.00076012 | 0.00085005 | 0.00095111 | 0.0010647 | 0.0011924 | 0.001336 | 0.0014976 | 0.0016794 | 0.0018841 | 0.0021144 | 0.0023738 | 0.0024594 | 0.0024594 | 0.0024594 | 0.0024594 | 0.0024594 | 0.0024594 | 0.0024594 | 0.0024594 | 3.13 | 3.1485 | 3.182 | 3.209 | 3.218 | 3.22 | 3.2405 | 3.2735 | 3.2825 | 3.2825 | 3.2825 | 3.2825 | 3.2825 | 3.2825 | 3.2825 | 3.2825 | 3.2825 | 3.2825 | 3.2825 | 3.2825 | 3544.6608 | 211.697 | 8.032e-05 | 7288.6352 | 4129.9029 | 169.0889 | 10.1576 | 3756.3578 | 179.2465 | 3577.1112 | -552.7917 | FALSE
| 60655827 | CLC014 | CLC | 22KV | 218.9 | 1 | 44906.1835 | 50% | Three phase | 97.13 | 0.0014805 | 0.0016419 | 0.0018218 | 0.0020225 | 0.0022463 | 0.0024962 | 0.0027751 | 0.0030864 | 0.0034342 | 0.0038226 | 0.0042566 | 0.0047417 | 0.0052839 | 0.0058901 | 0.006568 | 0.0071744 | 0.0071744 | 0.0071744 | 0.0071744 | 0.0071744 | 3.13 | 3.1485 | 3.182 | 3.209 | 3.218 | 3.22 | 3.2405 | 3.2735 | 3.2825 | 3.2825 | 3.2825 | 3.2825 | 3.2825 | 3.2825 | 3.2825 | 3.2825 | 3.2825 | 3.2825 | 3.2825 | 3.2825 | 8404.273 | 1463.2261 | 0.0002343 | 21261.757 | 12047.3848 | 493.2512 | 86.4364 | 9867.4991 | 579.6876 | 9287.8115 | -2759.5733 | FALSE
| 60655839 | CLC013 | CLC | 22KV | 1148.03 | 15 | 44906.1835 | 6.25% | Single phase | 44.74 | 0.014347 | 0.015508 | 0.016766 | 0.018131 | 0.019611 | 0.021216 | 0.022957 | 0.024846 | 0.026895 | 0.029119 | 0.031532 | 0.034152 | 0.036995 | 0.037626 | 0.037626 | 0.037626 | 0.037626 | 0.037626 | 0.037626 | 0.037626 | 0.43625 | 0.44194 | 0.45131 | 0.45725 | 0.46119 | 0.46906 | 0.47406 | 0.48275 | 0.48425 | 0.48425 | 0.48425 | 0.48425 | 0.48425 | 0.48425 | 0.48425 | 0.48425 | 0.48425 | 0.48425 | 0.48425 | 0.48425 | 8383.9088 | 24158.9285 | 0.0012288 | 51362.8622 | 29103.3411 | 376.2597 | 1095.101 | 32542.8374 | 1471.3607 | 31071.4766 | 1968.1356 | TRUE
| 60655843 | CLC013 | CLC | 22KV | 284.21 | 15 | 44906.1835 | 6.25% | Three phase | 97.13 | 0.003494 | 0.0038549 | 0.0042547 | 0.0046975 | 0.0051881 | 0.0057319 | 0.0063346 | 0.0070028 | 0.0077437 | 0.0085654 | 0.0093149 | 0.0093149 | 0.0093149 | 0.0093149 | 0.0093149 | 0.0093149 | 0.0093149 | 0.0093149 | 0.0093149 | 0.0093149 | 0.43625 | 0.44194 | 0.45131 | 0.45725 | 0.46119 | 0.46906 | 0.47406 | 0.48275 | 0.48425 | 0.48425 | 0.48425 | 0.48425 | 0.48425 | 0.48425 | 0.48425 | 0.48425 | 0.48425 | 0.48425 | 0.48425 | 0.48425 | 2196.6589 | 3400.6564 | 0.00030421 | 27605.3173 | 15641.7873 | 93.1481 | 145.7081 | 5597.3152 | 238.8562 | 5358.459 | -10283.3283 | FALSE
| 60655850 | CLC013 | CLC | 22KV | 53.52 | 15 | 44906.1835 | 6.25% | Covered | 390 | 0.00064178 | 0.00069922 | 0.00076201 | 0.00083066 | 0.00090573 | 0.00098785 | 0.0010777 | 0.0011759 | 0.0012835 | 0.0014011 | 0.0015299 | 0.0016709 | 0.0017541 | 0.0017541 | 0.0017541 | 0.0017541 | 0.0017541 | 0.0017541 | 0.0017541 | 0.0017541 | 0.43625 | 0.44194 | 0.45131 | 0.45725 | 0.46119 | 0.46906 | 0.47406 | 0.48275 | 0.48425 | 0.48425 | 0.48425 | 0.48425 | 0.48425 | 0.48425 | 0.48425 | 0.48425 | 0.48425 | 0.48425 | 0.48425 | 0.48425 | 393.1437 | 460.1639 | 5.7286e-05 | 20872.8 | 11826.9931 | 17.5408 | 20.7467 | 853.3075 | 38.2875 | 815.02 | -11011.9731 | FALSE
| 60655851 | CLC013 | CLC | 22KV | 358.11 | 15 | 44906.1835 | 6.25% | Three phase | 97.13 | 0.0033513 | 0.0036132 | 0.0038965 | 0.0042031 | 0.0045347 | 0.0048937 | 0.0052822 | 0.0057028 | 0.0061581 | 0.0066511 | 0.0071849 | 0.007763 | 0.0083892 | 0.0090675 | 0.0098023 | 0.010598 | 0.011461 | 0.011737 | 0.011737 | 0.011737 | 0.43625 | 0.44194 | 0.45131 | 0.45725 | 0.46119 | 0.46906 | 0.47406 | 0.48275 | 0.48425 | 0.48425 | 0.48425 | 0.48425 | 0.48425 | 0.48425 | 0.48425 | 0.48425 | 0.48425 | 0.48425 | 0.48425 | 0.48425 | 2113.485 | 4118.9838 | 0.00038331 | 34783.2243 | 19708.9492 | 117.3683 | 231.3332 | 6232.4689 | 348.7016 | 5883.7673 | -13825.1819 | FALSE
| 60655853 | CLC013 | CLC | 22KV | 275.04 | 15 | 44906.1835 | 6.25% | Single phase | 44.74 | 0.0016041 | 0.0017364 | 0.0018802 | 0.0020366 | 0.0022067 | 0.0023918 | 0.0025931 | 0.0028122 | 0.0030507 | 0.0033103 | 0.003593 | 0.0039008 | 0.004236 | 0.0046011 | 0.0049989 | 0.0054323 | 0.0059045 | 0.0064191 | 0.0069801 | 0.0075916 | 0.43625 | 0.44194 | 0.45131 | 0.45725 | 0.46119 | 0.46906 | 0.47406 | 0.48275 | 0.48425 | 0.48425 | 0.48425 | 0.48425 | 0.48425 | 0.48425 | 0.48425 | 0.48425 | 0.48425 | 0.48425 | 0.48425 | 0.48425 | 1092.8213 | 752.717 | 0.00029439 | 12305.2896 | 6972.451 | 90.1427 | 62.8549 | 1845.5383 | 152.9976 | 1692.5407 | -5279.9103 | FALSE
| 60655866 | CLC013 | CLC | 22KV | 264.59 | 15 | 44906.1835 | 6.25% | Covered | 390 | 0.0022047 | 0.0023994 | 0.002612 | 0.0028444 | 0.0030985 | 0.0033762 | 0.0036798 | 0.0040118 | 0.004375 | 0.0047722 | 0.0052069 | 0.0056825 | 0.006203 | 0.0067726 | 0.0073963 | 0.008079 | 0.0086719 | 0.0086719 | 0.0086719 | 0.0086719 | 0.43625 | 0.44194 | 0.45131 | 0.45725 | 0.46119 | 0.46906 | 0.47406 | 0.48275 | 0.48425 | 0.48425 | 0.48425 | 0.48425 | 0.48425 | 0.48425 | 0.48425 | 0.48425 | 0.48425 | 0.48425 | 0.48425 | 0.48425 | 1527.0869 | 8819.964 | 0.00028321 | 103190.1 | 58469.8077 | 86.7177 | 507.0645 | 10347.0509 | 593.7822 | 9753.2687 | -48716.5389 | FALSE
| 60655904 | CLC013 | CLC | 22KV | 429.73 | 15 | 44906.1835 | 6.25% | Single phase | 44.74 | 0.0052468 | 0.0057686 | 0.0063445 | 0.0069802 | 0.0076819 | 0.0084568 | 0.0093126 | 0.010258 | 0.011302 | 0.012456 | 0.013731 | 0.014084 | 0.014084 | 0.014084 | 0.014084 | 0.014084 | 0.014084 | 0.014084 | 0.014084 | 0.014084 | 0.43625 | 0.44194 | 0.45131 | 0.45725 | 0.46119 | 0.46906 | 0.47406 | 0.48275 | 0.48425 | 0.48425 | 0.48425 | 0.48425 | 0.48425 | 0.48425 | 0.48425 | 0.48425 | 0.48425 | 0.48425 | 0.48425 | 0.48425 | 3279.3777 | 3535.6833 | 0.00045997 | 19226.1202 | 10893.9477 | 140.8414 | 153.4402 | 6815.0609 | 294.2815 | 6520.7794 | -4373.1683 | FALSE
| 60655916 | CLC014 | CLC | 22KV | 137.66 | 1 | 44906.1835 | 50% | Three phase | 97.13 | 0.0012776 | 0.0014254 | 0.001591 | 0.0017768 | 0.0019851 | 0.0022189 | 0.0024813 | 0.0027759 | 0.0031067 | 0.0034782 | 0.0038955 | 0.0043645 | 0.0045118 | 0.0045118 | 0.0045118 | 0.0045118 | 0.0045118 | 0.0045118 | 0.0045118 | 0.0045118 | 3.13 | 3.1485 | 3.182 | 3.209 | 3.218 | 3.22 | 3.2405 | 3.2735 | 3.2825 | 3.2825 | 3.2825 | 3.2825 | 3.2825 | 3.2825 | 3.2825 | 3.2825 | 3.2825 | 3.2825 | 3.2825 | 3.2825 | 6541.5119 | 716.7534 | 0.00014735 | 13370.9158 | 7576.2585 | 310.1917 | 34.1838 | 7258.2653 | 344.3755 | 6913.8898 | -662.3687 | FALSE
| 60656077 | CLC013 | CLC | 22KV | 507.41 | 15 | 44906.1835 | 6.25% | Single phase | 44.74 | 0.0063273 | 0.0068316 | 0.0073779 | 0.0079694 | 0.0086103 | 0.0093045 | 0.010057 | 0.010872 | 0.011755 | 0.012713 | 0.01375 | 0.014875 | 0.016095 | 0.01663 | 0.01663 | 0.01663 | 0.01663 | 0.01663 | 0.01663 | 0.01663 | 0.43625 | 0.44194 | 0.45131 | 0.45725 | 0.46119 | 0.46906 | 0.47406 | 0.48275 | 0.48425 | 0.48425 | 0.48425 | 0.48425 | 0.48425 | 0.48425 | 0.48425 | 0.48425 | 0.48425 | 0.48425 | 0.48425 | 0.48425 | 3683.529 | 4691.478 | 0.00054311 | 22701.5234 | 12863.1885 | 166.3005 | 213.9271 | 8375.0071 | 380.2276 | 7994.7795 | -4868.409 | FALSE
| 60656084 | CLC013 | CLC | 22KV | 863.98 | 15 | 44906.1835 | 6.25% | Three phase | 97.13 | 0.0062497 | 0.0069398 | 0.0077102 | 0.0085703 | 0.0095311 | 0.010605 | 0.011804 | 0.013145 | 0.014644 | 0.016321 | 0.018197 | 0.020295 | 0.022644 | 0.025273 | 0.028216 | 0.028317 | 0.028317 | 0.028317 | 0.028317 | 0.028317 | 0.43625 | 0.44194 | 0.45131 | 0.45725 | 0.46119 | 0.46906 | 0.47406 | 0.48275 | 0.48425 | 0.48425 | 0.48425 | 0.48425 | 0.48425 | 0.48425 | 0.48425 | 0.48425 | 0.48425 | 0.48425 | 0.48425 | 0.48425 | 5118.759 | 24004.7767 | 0.00092478 | 83918.3774 | 47550.0206 | 283.1641 | 1346.519 | 29123.5357 | 1629.6831 | 27493.8526 | -20056.1681 | FALSE
| 60656086 | CLC013 | CLC | 22KV | 1927.23 | 15 | 44906.1835 | 6.25% | Three phase | 97.13 | 0.018036 | 0.019445 | 0.02097 | 0.022619 | 0.024405 | 0.026336 | 0.028427 | 0.03069 | 0.033141 | 0.035794 | 0.038667 | 0.041778 | 0.045148 | 0.048798 | 0.052753 | 0.057037 | 0.06168 | 0.063165 | 0.063165 | 0.063165 | 0.43625 | 0.44194 | 0.45131 | 0.45725 | 0.46119 | 0.46906 | 0.47406 | 0.48275 | 0.48425 | 0.48425 | 0.48425 | 0.48425 | 0.48425 | 0.48425 | 0.48425 | 0.48425 | 0.48425 | 0.48425 | 0.48425 | 0.48425 | 11374.0798 | 119295.5615 | 0.0020628 | 187191.8499 | 106067.069 | 631.6377 | 6699.9598 | 130669.6413 | 7331.5975 | 123338.0438 | 17270.9747 | TRUE
| 60656108 | CLC013 | CLC | 22KV | 251.36 | 15 | 44906.1835 | 6.25% | Three phase | 97.13 | 0.0030902 | 0.0034094 | 0.0037629 | 0.0041545 | 0.0045885 | 0.0050694 | 0.0056024 | 0.0061934 | 0.0068486 | 0.0075754 | 0.0082383 | 0.0082383 | 0.0082383 | 0.0082383 | 0.0082383 | 0.0082383 | 0.0082383 | 0.0082383 | 0.0082383 | 0.0082383 | 0.43625 | 0.44194 | 0.45131 | 0.45725 | 0.46119 | 0.46906 | 0.47406 | 0.48275 | 0.48425 | 0.48425 | 0.48425 | 0.48425 | 0.48425 | 0.48425 | 0.48425 | 0.48425 | 0.48425 | 0.48425 | 0.48425 | 0.48425 | 1942.7613 | 2659.9678 | 0.00026905 | 24414.5968 | 13833.854 | 82.3817 | 113.9718 | 4602.729 | 196.3535 | 4406.3755 | -9427.4785 | FALSE
| 60656134 | CLC013 | CLC | 22KV | 3003.05 | 15 | 44906.1835 | 6.25% | Single phase | 44.74 | 0.037529 | 0.040566 | 0.043858 | 0.047427 | 0.051298 | 0.055497 | 0.060051 | 0.064992 | 0.070353 | 0.07617 | 0.082483 | 0.089335 | 0.096772 | 0.098424 | 0.098424 | 0.098424 | 0.098424 | 0.098424 | 0.098424 | 0.098424 | 0.43625 | 0.44194 | 0.45131 | 0.45725 | 0.46119 | 0.46906 | 0.47406 | 0.48275 | 0.48425 | 0.48425 | 0.48425 | 0.48425 | 0.48425 | 0.48425 | 0.48425 | 0.48425 | 0.48425 | 0.48425 | 0.48425 | 0.48425 | 21930.8707 | 165308.9324 | 0.0032144 | 134356.457 | 76129.3593 | 984.2311 | 7493.2948 | 187239.8031 | 8477.5259 | 178762.2771 | 102632.9178 | TRUE
| 60656140 | CLC013 | CLC | 22KV | 620.13 | 15 | 44906.1835 | 6.25% | Single phase | 44.74 | 0.0051782 | 0.0055807 | 0.006016 | 0.0064868 | 0.0069961 | 0.0075472 | 0.0081436 | 0.008789 | 0.0094875 | 0.010244 | 0.011063 | 0.011949 | 0.012909 | 0.013949 | 0.015075 | 0.016295 | 0.017617 | 0.019049 | 0.020325 | 0.020325 | 0.43625 | 0.44194 | 0.45131 | 0.45725 | 0.46119 | 0.46906 | 0.47406 | 0.48275 | 0.48425 | 0.48425 | 0.48425 | 0.48425 | 0.48425 | 0.48425 | 0.48425 | 0.48425 | 0.48425 | 0.48425 | 0.48425 | 0.48425 | 3317.7083 | 5156.1944 | 0.00066377 | 27744.6162 | 15720.7171 | 203.2438 | 319.5311 | 8473.9026 | 522.7749 | 7951.1277 | -7769.5894 | FALSE
| 60656142 | CLC013 | CLC | 22KV | 179.19 | 15 | 44906.1835 | 6.25% | Single phase | 44.74 | 0.0023052 | 0.0025284 | 0.0027742 | 0.0030447 | 0.0033426 | 0.0036706 | 0.004032 | 0.0044301 | 0.0048688 | 0.0053522 | 0.0058729 | 0.0058729 | 0.0058729 | 0.0058729 | 0.0058729 | 0.0058729 | 0.0058729 | 0.0058729 | 0.0058729 | 0.0058729 | 0.43625 | 0.44194 | 0.45131 | 0.45725 | 0.46119 | 0.46906 | 0.47406 | 0.48275 | 0.48425 | 0.48425 | 0.48425 | 0.48425 | 0.48425 | 0.48425 | 0.48425 | 0.48425 | 0.48425 | 0.48425 | 0.48425 | 0.48425 | 1394.1774 | 627.06 | 0.0001918 | 8016.9606 | 4542.5883 | 58.7284 | 26.6793 | 2021.2373 | 85.4078 | 1935.8296 | -2606.7588 | FALSE
| 60656157 | CLC013 | CLC | 22KV | 735.27 | 15 | 44906.1835 | 6.25% | Three phase | 97.13 | 0.0093236 | 0.010152 | 0.011058 | 0.012047 | 0.013128 | 0.014309 | 0.015601 | 0.017013 | 0.018557 | 0.020246 | 0.022092 | 0.024098 | 0.024098 | 0.024098 | 0.024098 | 0.024098 | 0.024098 | 0.024098 | 0.024098 | 0.024098 | 0.43625 | 0.44194 | 0.45131 | 0.45725 | 0.46119 | 0.46906 | 0.47406 | 0.48275 | 0.48425 | 0.48425 | 0.48425 | 0.48425 | 0.48425 | 0.48425 | 0.48425 | 0.48425 | 0.48425 | 0.48425 | 0.48425 | 0.48425 | 5560.2499 | 22276.8457 | 0.00078701 | 71416.7751 | 40466.3345 | 240.9802 | 975.2115 | 27837.0957 | 1216.1917 | 26620.904 | -13845.4305 | FALSE
| 60656252 | CLC013 | CLC | 22KV | 115.13 | 15 | 44906.1835 | 6.25% | Three phase | 97.13 | 0.0011112 | 0.0011985 | 0.001293 | 0.0013953 | 0.001506 | 0.0016258 | 0.0017556 | 0.0018961 | 0.0020482 | 0.0022131 | 0.0023916 | 0.0025851 | 0.0027946 | 0.0030218 | 0.0032679 | 0.0035346 | 0.0037734 | 0.0037734 | 0.0037734 | 0.0037734 | 0.43625 | 0.44194 | 0.45131 | 0.45725 | 0.46119 | 0.46906 | 0.47406 | 0.48275 | 0.48425 | 0.48425 | 0.48425 | 0.48425 | 0.48425 | 0.48425 | 0.48425 | 0.48425 | 0.48425 | 0.48425 | 0.48425 | 0.48425 | 698.086 | 437.4245 | 0.00012323 | 11182.5769 | 6336.297 | 37.7331 | 23.9101 | 1135.5106 | 61.6433 | 1073.8673 | -5262.4297 | FALSE
| 60656256 | CLC013 | CLC | 22KV | 68.44 | 15 | 44906.1835 | 6.25% | Three phase | 97.13 | 0.00064048 | 0.00069054 | 0.00074468 | 0.00080327 | 0.00086666 | 0.00093526 | 0.0010095 | 0.0010899 | 0.0011769 | 0.0012711 | 0.0013731 | 0.0014836 | 0.0016033 | 0.0017329 | 0.0018734 | 0.0020255 | 0.0021904 | 0.0022431 | 0.0022431 | 0.0022431 | 0.43625 | 0.44194 | 0.45131 | 0.45725 | 0.46119 | 0.46906 | 0.47406 | 0.48275 | 0.48425 | 0.48425 | 0.48425 | 0.48425 | 0.48425 | 0.48425 | 0.48425 | 0.48425 | 0.48425 | 0.48425 | 0.48425 | 0.48425 | 403.9176 | 150.4448 | 7.3256e-05 | 6647.5772 | 3766.6652 | 22.4308 | 8.4494 | 554.3624 | 30.8802 | 523.4822 | -3243.183 | FALSE
| 60656260 | CLC013 | CLC | 22KV | 181.72 | 15 | 44906.1835 | 6.25% | Three phase | 97.13 | 0.0017006 | 0.0018335 | 0.0019773 | 0.0021328 | 0.0023011 | 0.0024833 | 0.0026804 | 0.0028938 | 0.0031249 | 0.003375 | 0.0036459 | 0.0039393 | 0.004257 | 0.0046012 | 0.0049741 | 0.0053781 | 0.0058158 | 0.0059558 | 0.0059558 | 0.0059558 | 0.43625 | 0.44194 | 0.45131 | 0.45725 | 0.46119 | 0.46906 | 0.47406 | 0.48275 | 0.48425 | 0.48425 | 0.48425 | 0.48425 | 0.48425 | 0.48425 | 0.48425 | 0.48425 | 0.48425 | 0.48425 | 0.48425 | 0.48425 | 1072.4707 | 1060.6269 | 0.00019451 | 17650.4636 | 10001.1456 | 59.5576 | 59.5677 | 2133.0977 | 119.1253 | 2013.9724 | -7987.1732 | FALSE
| 60656271 | CLC013 | CLC | 22KV | 278.65 | 15 | 44906.1835 | 6.25% | Three phase | 97.13 | 0.0035334 | 0.0038475 | 0.0041906 | 0.0045655 | 0.0049752 | 0.0054229 | 0.0059124 | 0.0064476 | 0.0070327 | 0.0076726 | 0.0083725 | 0.0091327 | 0.0091327 | 0.0091327 | 0.0091327 | 0.0091327 | 0.0091327 | 0.0091327 | 0.0091327 | 0.0091327 | 0.43625 | 0.44194 | 0.45131 | 0.45725 | 0.46119 | 0.46906 | 0.47406 | 0.48275 | 0.48425 | 0.48425 | 0.48425 | 0.48425 | 0.48425 | 0.48425 | 0.48425 | 0.48425 | 0.48425 | 0.48425 | 0.48425 | 0.48425 | 2107.2037 | 3199.4704 | 0.00029826 | 27065.2745 | 15335.787 | 91.3258 | 140.0629 | 5306.6741 | 231.3887 | 5075.2853 | -10260.5017 | FALSE
| 60656272 | CLC013 | CLC | 22KV | 128.33 | 15 | 44906.1835 | 6.25% | Single phase | 44.74 | 0.0016562 | 0.0018195 | 0.0019995 | 0.0021981 | 0.0024171 | 0.0026587 | 0.0029253 | 0.0032195 | 0.0035442 | 0.0039026 | 0.004206 | 0.004206 | 0.004206 | 0.004206 | 0.004206 | 0.004206 | 0.004206 | 0.004206 | 0.004206 | 0.004206 | 0.43625 | 0.44194 | 0.45131 | 0.45725 | 0.46119 | 0.46906 | 0.47406 | 0.48275 | 0.48425 | 0.48425 | 0.48425 | 0.48425 | 0.48425 | 0.48425 | 0.48425 | 0.48425 | 0.48425 | 0.48425 | 0.48425 | 0.48425 | 1003.6677 | 323.3019 | 0.00013736 | 5741.4842 | 3253.2528 | 42.0594 | 13.6837 | 1326.9696 | 55.7431 | 1271.2265 | -1982.0262 | FALSE
| 60656277 | CLC013 | CLC | 22KV | 110.58 | 15 | 44906.1835 | 6.25% | Three phase | 97.13 | 0.0012919 | 0.0014349 | 0.0015944 | 0.0017723 | 0.0019709 | 0.0021925 | 0.0024399 | 0.0027161 | 0.0030247 | 0.0033693 | 0.0036242 | 0.0036242 | 0.0036242 | 0.0036242 | 0.0036242 | 0.0036242 | 0.0036242 | 0.0036242 | 0.0036242 | 0.0036242 | 0.43625 | 0.44194 | 0.45131 | 0.45725 | 0.46119 | 0.46906 | 0.47406 | 0.48275 | 0.48425 | 0.48425 | 0.48425 | 0.48425 | 0.48425 | 0.48425 | 0.48425 | 0.48425 | 0.48425 | 0.48425 | 0.48425 | 0.48425 | 848.7057 | 510.9798 | 0.00011836 | 10740.6354 | 6085.8831 | 36.2419 | 22.0576 | 1359.6854 | 58.2995 | 1301.3859 | -4784.4972 | FALSE
| 60656279 | CLC013 | CLC | 22KV | 209.6 | 15 | 44906.1835 | 6.25% | Single phase | 44.74 | 0.0026253 | 0.0028409 | 0.003075 | 0.0033291 | 0.003605 | 0.0039045 | 0.0042299 | 0.0045833 | 0.0049672 | 0.0053842 | 0.0058373 | 0.0063297 | 0.0068649 | 0.0068696 | 0.0068696 | 0.0068696 | 0.0068696 | 0.0068696 | 0.0068696 | 0.0068696 | 0.43625 | 0.44194 | 0.45131 | 0.45725 | 0.46119 | 0.46906 | 0.47406 | 0.48275 | 0.48425 | 0.48425 | 0.48425 | 0.48425 | 0.48425 | 0.48425 | 0.48425 | 0.48425 | 0.48425 | 0.48425 | 0.48425 | 0.48425 | 1540.1529 | 810.259 | 0.00022435 | 9377.504 | 5313.5025 | 68.6951 | 36.5031 | 2350.4119 | 105.1982 | 2245.2137 | -3068.2889 | FALSE
| 60656284 | CLC013 | CLC | 22KV | 22.11 | 15 | 44906.1835 | 6.25% | Single phase | 44.74 | 0.00027892 | 0.00030293 | 0.00032908 | 0.00035758 | 0.00038864 | 0.00042249 | 0.0004594 | 0.00049964 | 0.00054351 | 0.00059137 | 0.00064356 | 0.00070049 | 0.00072465 | 0.00072465 | 0.00072465 | 0.00072465 | 0.00072465 | 0.00072465 | 0.00072465 | 0.00072465 | 0.43625 | 0.44194 | 0.45131 | 0.45725 | 0.46119 | 0.46906 | 0.47406 | 0.48275 | 0.48425 | 0.48425 | 0.48425 | 0.48425 | 0.48425 | 0.48425 | 0.48425 | 0.48425 | 0.48425 | 0.48425 | 0.48425 | 0.48425 | 165.1907 | 9.1672 | 2.3666e-05 | 989.2014 | 560.5035 | 7.2464 | 0.40619 | 174.3579 | 7.6526 | 166.7053 | -393.7983 | FALSE
| 60656290 | CLC013 | CLC | 22KV | 657.69 | 15 | 44906.1835 | 6.25% | Three phase | 97.13 | 0.0083398 | 0.0090811 | 0.0098909 | 0.010776 | 0.011743 | 0.0128 | 0.013955 | 0.015218 | 0.016599 | 0.018109 | 0.019761 | 0.021556 | 0.021556 | 0.021556 | 0.021556 | 0.021556 | 0.021556 | 0.021556 | 0.021556 | 0.021556 | 0.43625 | 0.44194 | 0.45131 | 0.45725 | 0.46119 | 0.46906 | 0.47406 | 0.48275 | 0.48425 | 0.48425 | 0.48425 | 0.48425 | 0.48425 | 0.48425 | 0.48425 | 0.48425 | 0.48425 | 0.48425 | 0.48425 | 0.48425 | 4973.5754 | 17823.8895 | 0.00070397 | 63881.4297 | 36196.6401 | 215.5538 | 780.2748 | 22797.4649 | 995.8286 | 21801.6363 | -14395.0038 | FALSE
| 60656366 | CLC013 | CLC | 22KV | 88.31 | 15 | 44906.1835 | 6.25% | Three phase | 97.13 | 0.0011121 | 0.001242 | 0.0013876 | 0.0015511 | 0.0017345 | 0.0019403 | 0.0021715 | 0.002431 | 0.0027225 | 0.0028943 | 0.0028943 | 0.0028943 | 0.0028943 | 0.0028943 | 0.0028943 | 0.0028943 | 0.0028943 | 0.0028943 | 0.0028943 | 0.0028943 | 0.43625 | 0.44194 | 0.45131 | 0.45725 | 0.46119 | 0.46906 | 0.47406 | 0.48275 | 0.48425 | 0.48425 | 0.48425 | 0.48425 | 0.48425 | 0.48425 | 0.48425 | 0.48425 | 0.48425 | 0.48425 | 0.48425 | 0.48425 | 708.2423 | 340.7753 | 9.4524e-05 | 8577.5503 | 4860.2309 | 28.9431 | 14.0678 | 1049.0176 | 43.0108 | 1006.0068 | -3854.2242 | FALSE
| 60656368 | CLC013 | CLC | 22KV | 130.09 | 15 | 44906.1835 | 6.25% | Three phase | 97.13 | 0.0010597 | 0.0011768 | 0.0013075 | 0.0014534 | 0.0016164 | 0.0017983 | 0.0020016 | 0.0022288 | 0.0024828 | 0.0027667 | 0.0030843 | 0.0034394 | 0.0038367 | 0.0042637 | 0.0042637 | 0.0042637 | 0.0042637 | 0.0042637 | 0.0042637 | 0.0042637 | 0.43625 | 0.44194 | 0.45131 | 0.45725 | 0.46119 | 0.46906 | 0.47406 | 0.48275 | 0.48425 | 0.48425 | 0.48425 | 0.48425 | 0.48425 | 0.48425 | 0.48425 | 0.48425 | 0.48425 | 0.48425 | 0.48425 | 0.48425 | 828.6287 | 585.4525 | 0.00013924 | 12635.6417 | 7159.6359 | 42.6362 | 30.5276 | 1414.0812 | 73.1638 | 1340.9174 | -5818.7184 | FALSE
| 60656382 | CLC013 | CLC | 22KV | 2148.95 | 15 | 44906.1835 | 6.25% | Three phase | 97.13 | 0.026797 | 0.028933 | 0.031246 | 0.033752 | 0.036466 | 0.039406 | 0.042592 | 0.046044 | 0.049785 | 0.053839 | 0.058234 | 0.062999 | 0.068165 | 0.070431 | 0.070431 | 0.070431 | 0.070431 | 0.070431 | 0.070431 | 0.070431 | 0.43625 | 0.44194 | 0.45131 | 0.45725 | 0.46119 | 0.46906 | 0.47406 | 0.48275 | 0.48425 | 0.48425 | 0.48425 | 0.48425 | 0.48425 | 0.48425 | 0.48425 | 0.48425 | 0.48425 | 0.48425 | 0.48425 | 0.48425 | 15600.2438 | 182684.4883 | 0.0023002 | 208727.5135 | 118269.6554 | 704.3051 | 8330.244 | 198284.7321 | 9034.5491 | 189250.183 | 70980.5276 | TRUE
| 60656388 | CLC013 | CLC | 22KV | 970.86 | 15 | 44906.1835 | 6.25% | Three phase | 97.13 | 0.0090856 | 0.0097956 | 0.010564 | 0.011395 | 0.012294 | 0.013267 | 0.01432 | 0.015461 | 0.016695 | 0.018031 | 0.019479 | 0.021046 | 0.022744 | 0.024583 | 0.026575 | 0.028733 | 0.031072 | 0.03182 | 0.03182 | 0.03182 | 0.43625 | 0.44194 | 0.45131 | 0.45725 | 0.46119 | 0.46906 | 0.47406 | 0.48275 | 0.48425 | 0.48425 | 0.48425 | 0.48425 | 0.48425 | 0.48425 | 0.48425 | 0.48425 | 0.48425 | 0.48425 | 0.48425 | 0.48425 | 5729.7983 | 30274.0419 | 0.0010392 | 94299.6318 | 53432.2705 | 318.1934 | 1700.2717 | 36003.8402 | 2018.465 | 33985.3751 | -19446.8954 | FALSE
| 60656443 | CLC014 | CLC | 22KV | 334.5 | 1 | 44906.1835 | 50% | Three phase | 97.13 | 0.0030315 | 0.0033883 | 0.0037892 | 0.0042397 | 0.004746 | 0.0053153 | 0.0059556 | 0.0066758 | 0.0074863 | 0.0083984 | 0.0094253 | 0.010581 | 0.010963 | 0.010963 | 0.010963 | 0.010963 | 0.010963 | 0.010963 | 0.010963 | 0.010963 | 3.13 | 3.1485 | 3.182 | 3.209 | 3.218 | 3.22 | 3.2405 | 3.2735 | 3.2825 | 3.2825 | 3.2825 | 3.2825 | 3.2825 | 3.2825 | 3.2825 | 3.2825 | 3.2825 | 3.2825 | 3.2825 | 3.2825 | 15800.7601 | 4206.503 | 0.00035804 | 32489.985 | 18409.5487 | 753.7347 | 201.8354 | 20007.2631 | 955.5701 | 19051.693 | 642.1443 | TRUE
| 60656447 | CLC014 | CLC | 22KV | 145.28 | 1 | 44906.1835 | 50% | Three phase | 97.13 | 0.00098258 | 0.0010897 | 0.0012091 | 0.0013423 | 0.0014909 | 0.0016567 | 0.0018418 | 0.0020484 | 0.0022792 | 0.002537 | 0.0028251 | 0.003147 | 0.0035068 | 0.0039091 | 0.0043591 | 0.0047615 | 0.0047615 | 0.0047615 | 0.0047615 | 0.0047615 | 3.13 | 3.1485 | 3.182 | 3.209 | 3.218 | 3.22 | 3.2405 | 3.2735 | 3.2825 | 3.2825 | 3.2825 | 3.2825 | 3.2825 | 3.2825 | 3.2825 | 3.2825 | 3.2825 | 3.2825 | 3.2825 | 3.2825 | 5577.7651 | 644.5129 | 0.0001555 | 14111.0464 | 7995.633 | 327.362 | 38.073 | 6222.2779 | 365.4349 | 5856.843 | -2138.79 | FALSE
| 60656463 | CLC014 | CLC | 22KV | 332.87 | 1 | 44906.1835 | 50% | Three phase | 97.13 | 0.0021397 | 0.0023758 | 0.0026394 | 0.0029338 | 0.0032627 | 0.0036302 | 0.0040411 | 0.0045005 | 0.0050144 | 0.0055892 | 0.0062324 | 0.0069524 | 0.0077583 | 0.0086608 | 0.0096716 | 0.010804 | 0.01091 | 0.01091 | 0.01091 | 0.01091 | 3.13 | 3.1485 | 3.182 | 3.209 | 3.218 | 3.22 | 3.2405 | 3.2735 | 3.2825 | 3.2825 | 3.2825 | 3.2825 | 3.2825 | 3.2825 | 3.2825 | 3.2825 | 3.2825 | 3.2825 | 3.2825 | 3.2825 | 12443.1946 | 3293.9685 | 0.00035629 | 32331.6631 | 18319.84 | 750.0618 | 199.8731 | 15737.1631 | 949.9349 | 14787.2282 | -3532.6118 | FALSE
| 60656466 | CLC014 | CLC | 22KV | 133.19 | 1 | 44906.1835 | 50% | Three phase | 97.13 | 0.0012361 | 0.0013791 | 0.0015393 | 0.0017191 | 0.0019207 | 0.0021469 | 0.0024007 | 0.0026858 | 0.0030058 | 0.0033652 | 0.003769 | 0.0042227 | 0.0043653 | 0.0043653 | 0.0043653 | 0.0043653 | 0.0043653 | 0.0043653 | 0.0043653 | 0.0043653 | 3.13 | 3.1485 | 3.182 | 3.209 | 3.218 | 3.22 | 3.2405 | 3.2735 | 3.2825 | 3.2825 | 3.2825 | 3.2825 | 3.2825 | 3.2825 | 3.2825 | 3.2825 | 3.2825 | 3.2825 | 3.2825 | 3.2825 | 6329.1005 | 670.9613 | 0.00014256 | 12936.7447 | 7330.2475 | 300.1194 | 31.9999 | 7000.0618 | 332.1192 | 6667.9426 | -662.305 | FALSE
| 60656509 | CLC014 | CLC | 22KV | 141.35 | 1 | 44906.1835 | 50% | Three phase | 97.13 | 0.0014561 | 0.0016276 | 0.0018203 | 0.0020367 | 0.0022799 | 0.0025533 | 0.0028607 | 0.0032063 | 0.0035952 | 0.0040327 | 0.004525 | 0.0046327 | 0.0046327 | 0.0046327 | 0.0046327 | 0.0046327 | 0.0046327 | 0.0046327 | 0.0046327 | 0.0046327 | 3.13 | 3.1485 | 3.182 | 3.209 | 3.218 | 3.22 | 3.2405 | 3.2735 | 3.2825 | 3.2825 | 3.2825 | 3.2825 | 3.2825 | 3.2825 | 3.2825 | 3.2825 | 3.2825 | 3.2825 | 3.2825 | 3.2825 | 7112.6179 | 800.4999 | 0.0001513 | 13729.3255 | 7779.3414 | 318.5064 | 36.041 | 7913.1178 | 354.5474 | 7558.5704 | -220.7711 | FALSE
| 60656510 | CLC014 | CLC | 22KV | 63.7 | 1 | 44906.1835 | 50% | Three phase | 97.13 | 0.00057729 | 0.00064525 | 0.00072159 | 0.00080738 | 0.0009038 | 0.0010122 | 0.0011341 | 0.0012713 | 0.0014256 | 0.0015993 | 0.0017949 | 0.0020151 | 0.0020878 | 0.0020878 | 0.0020878 | 0.0020878 | 0.0020878 | 0.0020878 | 0.0020878 | 0.0020878 | 3.13 | 3.1485 | 3.182 | 3.209 | 3.218 | 3.22 | 3.2405 | 3.2735 | 3.2825 | 3.2825 | 3.2825 | 3.2825 | 3.2825 | 3.2825 | 3.2825 | 3.2825 | 3.2825 | 3.2825 | 3.2825 | 3.2825 | 3008.9938 | 152.5485 | 6.8182e-05 | 6187.181 | 3505.7945 | 143.5363 | 7.3195 | 3161.5422 | 150.8559 | 3010.6864 | -495.1081 | FALSE
| 60656514 | CLC014 | CLC | 22KV | 567.68 | 1 | 44906.1835 | 50% | Three phase | 97.13 | 0.0052687 | 0.0058779 | 0.006561 | 0.007327 | 0.0081862 | 0.0091504 | 0.010232 | 0.011447 | 0.012811 | 0.014343 | 0.016064 | 0.017998 | 0.018606 | 0.018606 | 0.018606 | 0.018606 | 0.018606 | 0.018606 | 0.018606 | 0.018606 | 3.13 | 3.1485 | 3.182 | 3.209 | 3.218 | 3.22 | 3.2405 | 3.2735 | 3.2825 | 3.2825 | 3.2825 | 3.2825 | 3.2825 | 3.2825 | 3.2825 | 3.2825 | 3.2825 | 3.2825 | 3.2825 | 3.2825 | 26975.7773 | 12188.8129 | 0.00060763 | 55138.7584 | 31242.8479 | 1279.1633 | 581.316 | 39164.5901 | 1860.4793 | 37304.1109 | 6061.263 | TRUE
| 60656523 | CLC014 | CLC | 22KV | 23.68 | 1 | 44906.1835 | 50% | Three phase | 97.13 | 0.00026661 | 0.00029186 | 0.00031961 | 0.00035009 | 0.0003836 | 0.00042044 | 0.00046095 | 0.0005055 | 0.00055449 | 0.00060839 | 0.00066768 | 0.00073293 | 0.00077611 | 0.00077611 | 0.00077611 | 0.00077611 | 0.00077611 | 0.00077611 | 0.00077611 | 0.00077611 | 3.13 | 3.1485 | 3.182 | 3.209 | 3.218 | 3.22 | 3.2405 | 3.2735 | 3.2825 | 3.2825 | 3.2825 | 3.2825 | 3.2825 | 3.2825 | 3.2825 | 3.2825 | 3.2825 | 3.2825 | 3.2825 | 3.2825 | 1167.9613 | 22.0301 | 2.5346e-05 | 2300.0384 | 1303.253 | 53.3586 | 1.0115 | 1189.9915 | 54.3701 | 1135.6214 | -167.6315 | FALSE
| 60656524 | CLC014 | CLC | 22KV | 109.27 | 1 | 44906.1835 | 50% | Three phase | 97.13 | 0.00055593 | 0.00061193 | 0.00067391 | 0.00074256 | 0.00081859 | 0.00090283 | 0.00099619 | 0.0010997 | 0.0012145 | 0.0013417 | 0.0014829 | 0.0016396 | 0.0018135 | 0.0020065 | 0.0022208 | 0.0024588 | 0.0027231 | 0.0030168 | 0.0033431 | 0.0035813 | 3.13 | 3.1485 | 3.182 | 3.209 | 3.218 | 3.22 | 3.2405 | 3.2735 | 3.2825 | 3.2825 | 3.2825 | 3.2825 | 3.2825 | 3.2825 | 3.2825 | 3.2825 | 3.2825 | 3.2825 | 3.2825 | 3.2825 | 3156.6803 | 274.3146 | 0.00011696 | 10613.3951 | 6013.7859 | 246.22 | 21.5381 | 3430.9948 | 267.7581 | 3163.2368 | -2850.5492 | FALSE
| 60656527 | CLC014 | CLC | 22KV | 251.63 | 1 | 44906.1835 | 50% | Three phase | 97.13 | 0.0025922 | 0.0028975 | 0.0032405 | 0.0036257 | 0.0040587 | 0.0045454 | 0.0050925 | 0.0057079 | 0.0064001 | 0.0071789 | 0.0080553 | 0.0082471 | 0.0082471 | 0.0082471 | 0.0082471 | 0.0082471 | 0.0082471 | 0.0082471 | 0.0082471 | 0.0082471 | 3.13 | 3.1485 | 3.182 | 3.209 | 3.218 | 3.22 | 3.2405 | 3.2735 | 3.2825 | 3.2825 | 3.2825 | 3.2825 | 3.2825 | 3.2825 | 3.2825 | 3.2825 | 3.2825 | 3.2825 | 3.2825 | 3.2825 | 12661.8184 | 2536.8483 | 0.00026934 | 24440.8219 | 13848.7137 | 567.0023 | 114.2168 | 15198.6667 | 681.2191 | 14517.4477 | 668.7339 | TRUE
| 60656533 | CLC014 | CLC | 22KV | 278.87 | 1 | 44906.1835 | 50% | Three phase | 97.13 | 0.0028728 | 0.0032112 | 0.0035913 | 0.0040183 | 0.0044981 | 0.0050374 | 0.0056438 | 0.0063258 | 0.0070929 | 0.007956 | 0.0089274 | 0.0091399 | 0.0091399 | 0.0091399 | 0.0091399 | 0.0091399 | 0.0091399 | 0.0091399 | 0.0091399 | 0.0091399 | 3.13 | 3.1485 | 3.182 | 3.209 | 3.218 | 3.22 | 3.2405 | 3.2735 | 3.2825 | 3.2825 | 3.2825 | 3.2825 | 3.2825 | 3.2825 | 3.2825 | 3.2825 | 3.2825 | 3.2825 | 3.2825 | 3.2825 | 14032.5132 | 3115.8264 | 0.00029849 | 27086.6431 | 15347.8949 | 628.3826 | 140.2842 | 17148.3397 | 768.6668 | 16379.6729 | 1031.7779 | TRUE
| 60656534 | CLC014 | CLC | 22KV | 215.44 | 1 | 44906.1835 | 50% | Three phase | 97.13 | 0.0022194 | 0.0024808 | 0.0027744 | 0.0031043 | 0.003475 | 0.0038916 | 0.0043601 | 0.004887 | 0.0054796 | 0.0061464 | 0.0068968 | 0.007061 | 0.007061 | 0.007061 | 0.007061 | 0.007061 | 0.007061 | 0.007061 | 0.007061 | 0.007061 | 3.13 | 3.1485 | 3.182 | 3.209 | 3.218 | 3.22 | 3.2405 | 3.2735 | 3.2825 | 3.2825 | 3.2825 | 3.2825 | 3.2825 | 3.2825 | 3.2825 | 3.2825 | 3.2825 | 3.2825 | 3.2825 | 3.2825 | 10840.7669 | 1859.612 | 0.0002306 | 20925.6872 | 11856.9602 | 485.4547 | 83.7255 | 12700.3789 | 569.1802 | 12131.1987 | 274.2385 | TRUE
| 60656550 | CLC013 | CLC | 22KV | 137.43 | 15 | 44906.1835 | 6.25% | Three phase | 97.13 | 0.0016895 | 0.0018641 | 0.0020573 | 0.0022715 | 0.0025087 | 0.0027716 | 0.0030631 | 0.0033862 | 0.0037445 | 0.0041418 | 0.0045042 | 0.0045042 | 0.0045042 | 0.0045042 | 0.0045042 | 0.0045042 | 0.0045042 | 0.0045042 | 0.0045042 | 0.0045042 | 0.43625 | 0.44194 | 0.45131 | 0.45725 | 0.46119 | 0.46906 | 0.47406 | 0.48275 | 0.48425 | 0.48425 | 0.48425 | 0.48425 | 0.48425 | 0.48425 | 0.48425 | 0.48425 | 0.48425 | 0.48425 | 0.48425 | 0.48425 | 1062.1964 | 795.1465 | 0.0001471 | 13348.5759 | 7563.6002 | 45.0418 | 34.0697 | 1857.3428 | 79.1115 | 1778.2313 | -5785.3689 | FALSE
| 60656746 | CLC013 | CLC | 22KV | 350.19 | 15 | 44906.1835 | 6.25% | Three phase | 97.13 | 0.0042229 | 0.0046139 | 0.0050426 | 0.0055127 | 0.0060283 | 0.0065939 | 0.0072144 | 0.0078954 | 0.0086427 | 0.009463 | 0.010363 | 0.011352 | 0.011477 | 0.011477 | 0.011477 | 0.011477 | 0.011477 | 0.011477 | 0.011477 | 0.011477 | 0.43625 | 0.44194 | 0.45131 | 0.45725 | 0.46119 | 0.46906 | 0.47406 | 0.48275 | 0.48425 | 0.48425 | 0.48425 | 0.48425 | 0.48425 | 0.48425 | 0.48425 | 0.48425 | 0.48425 | 0.48425 | 0.48425 | 0.48425 | 2606.3669 | 4971.2703 | 0.00037483 | 34013.9547 | 19273.0639 | 114.7726 | 221.214 | 7577.6372 | 335.9866 | 7241.6506 | -12031.4133 | FALSE
| 60656805 | CLC013 | CLC | 22KV | 315.49 | 15 | 44906.1835 | 6.25% | Three phase | 97.13 | 0.0038394 | 0.0042143 | 0.0046274 | 0.0050825 | 0.0055841 | 0.006137 | 0.0067465 | 0.0074187 | 0.0081599 | 0.0089776 | 0.0098795 | 0.01034 | 0.01034 | 0.01034 | 0.01034 | 0.01034 | 0.01034 | 0.01034 | 0.01034 | 0.01034 | 0.43625 | 0.44194 | 0.45131 | 0.45725 | 0.46119 | 0.46906 | 0.47406 | 0.48275 | 0.48425 | 0.48425 | 0.48425 | 0.48425 | 0.48425 | 0.48425 | 0.48425 | 0.48425 | 0.48425 | 0.48425 | 0.48425 | 0.48425 | 2392.0491 | 4110.4977 | 0.00033769 | 30643.5437 | 17363.314 | 103.3999 | 179.5462 | 6502.5469 | 282.9461 | 6219.6008 | -11143.7132 | FALSE
| 60656807 | CLC013 | CLC | 22KV | 960.13 | 15 | 44906.1835 | 6.25% | Three phase | 97.13 | 0.0089852 | 0.0096874 | 0.010447 | 0.011269 | 0.012158 | 0.013121 | 0.014162 | 0.01529 | 0.01651 | 0.017832 | 0.019263 | 0.020813 | 0.022492 | 0.024311 | 0.026281 | 0.028415 | 0.030728 | 0.031468 | 0.031468 | 0.031468 | 0.43625 | 0.44194 | 0.45131 | 0.45725 | 0.46119 | 0.46906 | 0.47406 | 0.48275 | 0.48425 | 0.48425 | 0.48425 | 0.48425 | 0.48425 | 0.48425 | 0.48425 | 0.48425 | 0.48425 | 0.48425 | 0.48425 | 0.48425 | 5666.4722 | 29608.5589 | 0.0010277 | 93257.4269 | 52841.734 | 314.6767 | 1662.8964 | 35275.0311 | 1977.573 | 33297.4581 | -19544.2759 | FALSE
| 60656808 | CLC013 | CLC | 22KV | 228.59 | 15 | 44906.1835 | 6.25% | Single phase | 44.74 | 0.0028767 | 0.0031203 | 0.0033855 | 0.003674 | 0.0039881 | 0.00433 | 0.0047023 | 0.0051076 | 0.005549 | 0.0060298 | 0.0065535 | 0.0071239 | 0.007492 | 0.007492 | 0.007492 | 0.007492 | 0.007492 | 0.007492 | 0.007492 | 0.007492 | 0.43625 | 0.44194 | 0.45131 | 0.45725 | 0.46119 | 0.46906 | 0.47406 | 0.48275 | 0.48425 | 0.48425 | 0.48425 | 0.48425 | 0.48425 | 0.48425 | 0.48425 | 0.48425 | 0.48425 | 0.48425 | 0.48425 | 0.48425 | 1698.1052 | 974.2844 | 0.00024468 | 10227.1166 | 5794.9119 | 74.919 | 43.4172 | 2672.3896 | 118.3362 | 2554.0534 | -3240.8585 | FALSE
| 60656810 | CLC013 | CLC | 22KV | 677.66 | 15 | 44906.1835 | 6.25% | Three phase | 97.13 | 0.0065406 | 0.0070545 | 0.0076107 | 0.0082126 | 0.0088642 | 0.0095696 | 0.010333 | 0.01116 | 0.012056 | 0.013026 | 0.014077 | 0.015216 | 0.016449 | 0.017786 | 0.019235 | 0.020805 | 0.02221 | 0.02221 | 0.02221 | 0.02221 | 0.43625 | 0.44194 | 0.45131 | 0.45725 | 0.46119 | 0.46906 | 0.47406 | 0.48275 | 0.48425 | 0.48425 | 0.48425 | 0.48425 | 0.48425 | 0.48425 | 0.48425 | 0.48425 | 0.48425 | 0.48425 | 0.48425 | 0.48425 | 4108.9636 | 15154.7865 | 0.00072534 | 65821.1158 | 37295.7094 | 222.0989 | 828.3785 | 19263.7501 | 1050.4774 | 18213.2728 | -19082.4366 | FALSE
| 60656812 | CLC013 | CLC | 22KV | 215.16 | 15 | 44906.1835 | 6.25% | Three phase | 97.13 | 0.0026949 | 0.0029163 | 0.0031565 | 0.0034174 | 0.0037006 | 0.0040081 | 0.0043421 | 0.0047049 | 0.0050989 | 0.005527 | 0.0059922 | 0.0064976 | 0.007047 | 0.0070518 | 0.0070518 | 0.0070518 | 0.0070518 | 0.0070518 | 0.0070518 | 0.0070518 | 0.43625 | 0.44194 | 0.45131 | 0.45725 | 0.46119 | 0.46906 | 0.47406 | 0.48275 | 0.48425 | 0.48425 | 0.48425 | 0.48425 | 0.48425 | 0.48425 | 0.48425 | 0.48425 | 0.48425 | 0.48425 | 0.48425 | 0.48425 | 1581.0081 | 1853.6246 | 0.0002303 | 20898.4908 | 11841.5501 | 70.5174 | 83.508 | 3434.6327 | 154.0254 | 3280.6073 | -8560.9428 | FALSE
| 60656823 | CLC013 | CLC | 22KV | 1098.06 | 15 | 44906.1835 | 6.25% | Three phase | 97.13 | 0.010276 | 0.011079 | 0.011948 | 0.012888 | 0.013905 | 0.015005 | 0.016197 | 0.017486 | 0.018882 | 0.020394 | 0.022031 | 0.023803 | 0.025723 | 0.027803 | 0.030056 | 0.032498 | 0.035143 | 0.035989 | 0.035989 | 0.035989 | 0.43625 | 0.44194 | 0.45131 | 0.45725 | 0.46119 | 0.46906 | 0.47406 | 0.48275 | 0.48425 | 0.48425 | 0.48425 | 0.48425 | 0.48425 | 0.48425 | 0.48425 | 0.48425 | 0.48425 | 0.48425 | 0.48425 | 0.48425 | 6480.5042 | 38726.5968 | 0.0011753 | 106654.5678 | 60432.8522 | 359.8824 | 2174.9899 | 45207.101 | 2534.8723 | 42672.2287 | -17760.6236 | FALSE
| 60656843 | CLC013 | CLC | 22KV | 62.25 | 15 | 44906.1835 | 6.25% | Three phase | 97.13 | 0.00080082 | 0.00087837 | 0.00096373 | 0.0010577 | 0.0011612 | 0.0012752 | 0.0014007 | 0.001539 | 0.0016914 | 0.0018593 | 0.0020402 | 0.0020402 | 0.0020402 | 0.0020402 | 0.0020402 | 0.0020402 | 0.0020402 | 0.0020402 | 0.0020402 | 0.0020402 | 0.43625 | 0.44194 | 0.45131 | 0.45725 | 0.46119 | 0.46906 | 0.47406 | 0.48275 | 0.48425 | 0.48425 | 0.48425 | 0.48425 | 0.48425 | 0.48425 | 0.48425 | 0.48425 | 0.48425 | 0.48425 | 0.48425 | 0.48425 | 484.3325 | 164.2925 | 6.663e-05 | 6046.3425 | 3425.9923 | 20.4021 | 6.9901 | 648.625 | 27.3922 | 621.2328 | -2804.7594 | FALSE
| 60656890 | CLC013 | CLC | 22KV | 326.4 | 15 | 44906.1835 | 6.25% | Three phase | 97.13 | 0.0040882 | 0.004424 | 0.0047885 | 0.0051842 | 0.0056138 | 0.0060803 | 0.006587 | 0.0071373 | 0.0077351 | 0.0083846 | 0.0090902 | 0.009857 | 0.01069 | 0.010698 | 0.010698 | 0.010698 | 0.010698 | 0.010698 | 0.010698 | 0.010698 | 0.43625 | 0.44194 | 0.45131 | 0.45725 | 0.46119 | 0.46906 | 0.47406 | 0.48275 | 0.48425 | 0.48425 | 0.48425 | 0.48425 | 0.48425 | 0.48425 | 0.48425 | 0.48425 | 0.48425 | 0.48425 | 0.48425 | 0.48425 | 2398.4061 | 4265.7855 | 0.00034937 | 31703.232 | 17963.757 | 106.9756 | 192.1788 | 6664.1915 | 299.1544 | 6365.0372 | -11598.7198 | FALSE
| 60656893 | CLC013 | CLC | 22KV | 470.56 | 15 | 44906.1835 | 6.25% | Three phase | 97.13 | 0.0045518 | 0.004915 | 0.0053084 | 0.0057348 | 0.0061969 | 0.0066977 | 0.0072406 | 0.0078291 | 0.0084673 | 0.0091594 | 0.00991 | 0.010724 | 0.011607 | 0.012566 | 0.013605 | 0.014733 | 0.015422 | 0.015422 | 0.015422 | 0.015422 | 0.43625 | 0.44194 | 0.45131 | 0.45725 | 0.46119 | 0.46906 | 0.47406 | 0.48275 | 0.48425 | 0.48425 | 0.48425 | 0.48425 | 0.48425 | 0.48425 | 0.48425 | 0.48425 | 0.48425 | 0.48425 | 0.48425 | 0.48425 | 2879.0538 | 7372.976 | 0.00050367 | 45705.4928 | 25897.7496 | 154.2231 | 399.4249 | 10252.0298 | 553.648 | 9698.3817 | -16199.3679 | FALSE
| 60656899 | CLC013 | CLC | 22KV | 98.52 | 15 | 44906.1835 | 6.25% | Three phase | 97.13 | 0.00082093 | 0.0008934 | 0.00097259 | 0.0010591 | 0.0011537 | 0.0012571 | 0.0013702 | 0.0014938 | 0.001629 | 0.0017769 | 0.0019388 | 0.0021159 | 0.0023097 | 0.0025218 | 0.002754 | 0.0030082 | 0.003229 | 0.003229 | 0.003229 | 0.003229 | 0.43625 | 0.44194 | 0.45131 | 0.45725 | 0.46119 | 0.46906 | 0.47406 | 0.48275 | 0.48425 | 0.48425 | 0.48425 | 0.48425 | 0.48425 | 0.48425 | 0.48425 | 0.48425 | 0.48425 | 0.48425 | 0.48425 | 0.48425 | 568.6103 | 304.5493 | 0.00010545 | 9569.2476 | 5422.1487 | 32.2893 | 17.5087 | 873.1596 | 49.798 | 823.3615 | -4598.7872 | FALSE
| 60656900 | CLC013 | CLC | 22KV | 445.51 | 15 | 44906.1835 | 6.25% | Three phase | 97.13 | 0.0042314 | 0.0045952 | 0.0049918 | 0.0054241 | 0.0058954 | 0.0064094 | 0.00697 | 0.0075815 | 0.0082485 | 0.0089764 | 0.0097707 | 0.010638 | 0.011584 | 0.012617 | 0.013745 | 0.014601 | 0.014601 | 0.014601 | 0.014601 | 0.014601 | 0.43625 | 0.44194 | 0.45131 | 0.45725 | 0.46119 | 0.46906 | 0.47406 | 0.48275 | 0.48425 | 0.48425 | 0.48425 | 0.48425 | 0.48425 | 0.48425 | 0.48425 | 0.48425 | 0.48425 | 0.48425 | 0.48425 | 0.48425 | 2788.4383 | 6757.9824 | 0.00047686 | 43272.3863 | 24519.0973 | 146.0132 | 358.0305 | 9546.4208 | 504.0436 | 9042.3771 | -15476.7202 | FALSE
| 60656913 | CLC013 | CLC | 22KV | 60.23 | 15 | 44906.1835 | 6.25% | Covered | 390 | 0.00077483 | 0.00084987 | 0.00093246 | 0.0010234 | 0.0011235 | 0.0012338 | 0.0013553 | 0.0014891 | 0.0016365 | 0.001799 | 0.001974 | 0.001974 | 0.001974 | 0.001974 | 0.001974 | 0.001974 | 0.001974 | 0.001974 | 0.001974 | 0.001974 | 0.43625 | 0.44194 | 0.45131 | 0.45725 | 0.46119 | 0.46906 | 0.47406 | 0.48275 | 0.48425 | 0.48425 | 0.48425 | 0.48425 | 0.48425 | 0.48425 | 0.48425 | 0.48425 | 0.48425 | 0.48425 | 0.48425 | 0.48425 | 468.616 | 617.5554 | 6.4468e-05 | 23489.7 | 13309.7869 | 19.74 | 26.275 | 1086.1714 | 46.015 | 1040.1564 | -12269.6305 | FALSE
| 60656920 | CLC013 | CLC | 22KV | 215.2 | 15 | 44906.1835 | 6.25% | Covered | 390 | 0.0017932 | 0.0019515 | 0.0021245 | 0.0023135 | 0.0025201 | 0.0027459 | 0.0029929 | 0.0032629 | 0.0035583 | 0.0038814 | 0.0042349 | 0.0046218 | 0.0050451 | 0.0055084 | 0.0060156 | 0.0065709 | 0.0070531 | 0.0070531 | 0.0070531 | 0.0070531 | 0.43625 | 0.44194 | 0.45131 | 0.45725 | 0.46119 | 0.46906 | 0.47406 | 0.48275 | 0.48425 | 0.48425 | 0.48425 | 0.48425 | 0.48425 | 0.48425 | 0.48425 | 0.48425 | 0.48425 | 0.48425 | 0.48425 | 0.48425 | 1242.0314 | 5834.5114 | 0.00023034 | 83928 | 47555.473 | 70.5305 | 335.4292 | 7076.5429 | 405.9597 | 6670.5832 | -40884.8898 | FALSE
| 60656921 | CLC013 | CLC | 22KV | 438.91 | 15 | 44906.1835 | 6.25% | Three phase | 97.13 | 0.002856 | 0.0031008 | 0.0033678 | 0.003659 | 0.0039766 | 0.0043232 | 0.0047014 | 0.0051142 | 0.0055648 | 0.0060568 | 0.006594 | 0.0071807 | 0.0078216 | 0.0085218 | 0.0092869 | 0.010123 | 0.011037 | 0.012035 | 0.013127 | 0.014321 | 0.43625 | 0.44194 | 0.45131 | 0.45725 | 0.46119 | 0.46906 | 0.47406 | 0.48275 | 0.48425 | 0.48425 | 0.48425 | 0.48425 | 0.48425 | 0.48425 | 0.48425 | 0.48425 | 0.48425 | 0.48425 | 0.48425 | 0.48425 | 2013.2187 | 4802.2651 | 0.00046979 | 42631.3283 | 24155.8596 | 143.85 | 347.501 | 6815.4838 | 491.351 | 6324.1328 | -17831.7268 | FALSE
| 60656922 | CLC013 | CLC | 22KV | 532.97 | 15 | 44906.1835 | 6.25% | Three phase | 97.13 | 0.004441 | 0.0048331 | 0.0052615 | 0.0057296 | 0.0062413 | 0.0068007 | 0.0074123 | 0.0080811 | 0.0088126 | 0.0096129 | 0.010488 | 0.011446 | 0.012495 | 0.013642 | 0.014898 | 0.016274 | 0.017468 | 0.017468 | 0.017468 | 0.017468 | 0.43625 | 0.44194 | 0.45131 | 0.45725 | 0.46119 | 0.46906 | 0.47406 | 0.48275 | 0.48425 | 0.48425 | 0.48425 | 0.48425 | 0.48425 | 0.48425 | 0.48425 | 0.48425 | 0.48425 | 0.48425 | 0.48425 | 0.48425 | 3076.0479 | 8912.8022 | 0.00057047 | 51767.3761 | 29332.5476 | 174.6776 | 512.4018 | 11988.8501 | 687.0794 | 11301.7707 | -18030.7769 | FALSE
| 60656967 | CLC014 | CLC | 22KV | 1211.88 | 1 | 44906.1835 | 50% | Three phase | 97.13 | 0.0099002 | 0.011044 | 0.012326 | 0.013764 | 0.015378 | 0.017189 | 0.019222 | 0.021505 | 0.024069 | 0.026949 | 0.030186 | 0.033824 | 0.037915 | 0.039719 | 0.039719 | 0.039719 | 0.039719 | 0.039719 | 0.039719 | 0.039719 | 3.13 | 3.1485 | 3.182 | 3.209 | 3.218 | 3.22 | 3.2405 | 3.2735 | 3.2825 | 3.2825 | 3.2825 | 3.2825 | 3.2825 | 3.2825 | 3.2825 | 3.2825 | 3.2825 | 3.2825 | 3.2825 | 3.2825 | 53758.2913 | 51835.3018 | 0.0012972 | 117709.9044 | 66697.052 | 2730.7504 | 2649.2585 | 105593.5931 | 5380.0089 | 100213.5842 | 33516.5322 | TRUE
| 60657303 | CLC014 | CLC | 22KV | 149.72 | 1 | 44906.1835 | 50% | Three phase | 97.13 | 0.0015423 | 0.001724 | 0.0019281 | 0.0021573 | 0.0024149 | 0.0027045 | 0.0030301 | 0.0033962 | 0.0038081 | 0.0042714 | 0.0047929 | 0.004907 | 0.004907 | 0.004907 | 0.004907 | 0.004907 | 0.004907 | 0.004907 | 0.004907 | 0.004907 | 3.13 | 3.1485 | 3.182 | 3.209 | 3.218 | 3.22 | 3.2405 | 3.2735 | 3.2825 | 3.2825 | 3.2825 | 3.2825 | 3.2825 | 3.2825 | 3.2825 | 3.2825 | 3.2825 | 3.2825 | 3.2825 | 3.2825 | 7533.7895 | 898.1095 | 0.00016026 | 14542.3036 | 8239.9929 | 337.3667 | 40.4357 | 8431.899 | 377.8024 | 8054.0967 | -185.8963 | FALSE
| 60657306 | CLC014 | CLC | 22KV | 163.49 | 1 | 44906.1835 | 50% | Three phase | 97.13 | 0.0015174 | 0.0016928 | 0.0018895 | 0.0021101 | 0.0023576 | 0.0026353 | 0.0029469 | 0.0032968 | 0.0036896 | 0.0041308 | 0.0046265 | 0.0051834 | 0.0053583 | 0.0053583 | 0.0053583 | 0.0053583 | 0.0053583 | 0.0053583 | 0.0053583 | 0.0053583 | 3.13 | 3.1485 | 3.182 | 3.209 | 3.218 | 3.22 | 3.2405 | 3.2735 | 3.2825 | 3.2825 | 3.2825 | 3.2825 | 3.2825 | 3.2825 | 3.2825 | 3.2825 | 3.2825 | 3.2825 | 3.2825 | 3.2825 | 7768.9364 | 1010.9661 | 0.00017499 | 15879.7837 | 8997.8389 | 368.3949 | 48.2156 | 8779.9026 | 416.6105 | 8363.2921 | -634.5468 | FALSE
| 60657311 | CLC014 | CLC | 22KV | 295.01 | 1 | 44906.1835 | 50% | Three phase | 97.13 | 0.002738 | 0.0030546 | 0.0034096 | 0.0038077 | 0.0042542 | 0.0047552 | 0.0053176 | 0.0059488 | 0.0066577 | 0.0074538 | 0.0083482 | 0.0093532 | 0.0096689 | 0.0096689 | 0.0096689 | 0.0096689 | 0.0096689 | 0.0096689 | 0.0096689 | 0.0096689 | 3.13 | 3.1485 | 3.182 | 3.209 | 3.218 | 3.22 | 3.2405 | 3.2735 | 3.2825 | 3.2825 | 3.2825 | 3.2825 | 3.2825 | 3.2825 | 3.2825 | 3.2825 | 3.2825 | 3.2825 | 3.2825 | 3.2825 | 14018.6796 | 3291.7565 | 0.00031577 | 28654.3213 | 16236.1763 | 664.7512 | 156.9924 | 17310.4361 | 821.7436 | 16488.6925 | 252.5162 | TRUE
| 60657312 | CLC014 | CLC | 22KV | 626.01 | 1 | 44906.1835 | 50% | Three phase | 97.13 | 0.0064489 | 0.0072085 | 0.0080617 | 0.0090202 | 0.010097 | 0.011308 | 0.012669 | 0.0142 | 0.015922 | 0.01786 | 0.02004 | 0.020517 | 0.020517 | 0.020517 | 0.020517 | 0.020517 | 0.020517 | 0.020517 | 0.020517 | 0.020517 | 3.13 | 3.1485 | 3.182 | 3.209 | 3.218 | 3.22 | 3.2405 | 3.2735 | 3.2825 | 3.2825 | 3.2825 | 3.2825 | 3.2825 | 3.2825 | 3.2825 | 3.2825 | 3.2825 | 3.2825 | 3.2825 | 3.2825 | 31500.3178 | 15701.1768 | 0.00067006 | 60804.3513 | 34453.0989 | 1410.5993 | 706.9157 | 47201.4946 | 2117.515 | 45083.9796 | 10630.8807 | TRUE
| 60657340 | CLC014 | CLC | 22KV | 183.48 | 1 | 44906.1835 | 50% | Three phase | 97.13 | 0.0017029 | 0.0018998 | 0.0021206 | 0.0023682 | 0.0026459 | 0.0029575 | 0.0033072 | 0.0036998 | 0.0041407 | 0.0046359 | 0.0051921 | 0.0058172 | 0.0060135 | 0.0060135 | 0.0060135 | 0.0060135 | 0.0060135 | 0.0060135 | 0.0060135 | 0.0060135 | 3.13 | 3.1485 | 3.182 | 3.209 | 3.218 | 3.22 | 3.2405 | 3.2735 | 3.2825 | 3.2825 | 3.2825 | 3.2825 | 3.2825 | 3.2825 | 3.2825 | 3.2825 | 3.2825 | 3.2825 | 3.2825 | 3.2825 | 8718.848 | 1273.3028 | 0.00019639 | 17821.4124 | 10098.009 | 413.4387 | 60.7271 | 9992.1507 | 474.1658 | 9517.985 | -580.024 | FALSE
| 60657341 | CLC014 | CLC | 22KV | 171.85 | 1 | 44906.1835 | 50% | Three phase | 97.13 | 0.0020078 | 0.00223 | 0.0024778 | 0.0027543 | 0.0030629 | 0.0034073 | 0.0037918 | 0.0042211 | 0.0047006 | 0.0052362 | 0.0056323 | 0.0056323 | 0.0056323 | 0.0056323 | 0.0056323 | 0.0056323 | 0.0056323 | 0.0056323 | 0.0056323 | 0.0056323 | 3.13 | 3.1485 | 3.182 | 3.209 | 3.218 | 3.22 | 3.2405 | 3.2735 | 3.2825 | 3.2825 | 3.2825 | 3.2825 | 3.2825 | 3.2825 | 3.2825 | 3.2825 | 3.2825 | 3.2825 | 3.2825 | 3.2825 | 9014.7623 | 1234.0979 | 0.00018394 | 16691.7905 | 9457.9401 | 387.2326 | 53.2726 | 10248.8602 | 440.5052 | 9808.3549 | 350.4149 | TRUE
| 60657348 | CLC014 | CLC | 22KV | 153.95 | 1 | 44906.1835 | 50% | Three phase | 97.13 | 0.0013952 | 0.0015594 | 0.0017439 | 0.0019513 | 0.0021843 | 0.0024463 | 0.002741 | 0.0030725 | 0.0034455 | 0.0038653 | 0.0043379 | 0.00487 | 0.0050457 | 0.0050457 | 0.0050457 | 0.0050457 | 0.0050457 | 0.0050457 | 0.0050457 | 0.0050457 | 3.13 | 3.1485 | 3.182 | 3.209 | 3.218 | 3.22 | 3.2405 | 3.2735 | 3.2825 | 3.2825 | 3.2825 | 3.2825 | 3.2825 | 3.2825 | 3.2825 | 3.2825 | 3.2825 | 3.2825 | 3.2825 | 3.2825 | 7272.1286 | 891.0218 | 0.00016478 | 14953.1635 | 8472.7953 | 346.8982 | 42.7528 | 8163.1504 | 389.651 | 7773.4994 | -699.2959 | FALSE
| 60657351 | CLC014 | CLC | 22KV | 31.76 | 1 | 44906.1835 | 50% | Three phase | 97.13 | 0.00037106 | 0.00041213 | 0.00045793 | 0.00050903 | 0.00056606 | 0.00062971 | 0.00070076 | 0.00078011 | 0.00086873 | 0.00096772 | 0.0010409 | 0.0010409 | 0.0010409 | 0.0010409 | 0.0010409 | 0.0010409 | 0.0010409 | 0.0010409 | 0.0010409 | 0.0010409 | 3.13 | 3.1485 | 3.182 | 3.209 | 3.218 | 3.22 | 3.2405 | 3.2735 | 3.2825 | 3.2825 | 3.2825 | 3.2825 | 3.2825 | 3.2825 | 3.2825 | 3.2825 | 3.2825 | 3.2825 | 3.2825 | 3.2825 | 1666.0393 | 42.1514 | 3.3995e-05 | 3084.8488 | 1747.944 | 71.5654 | 1.8196 | 1708.1906 | 73.3849 | 1634.8057 | -113.1383 | FALSE
| 60657388 | CLC014 | CLC | 22KV | 56.26 | 1 | 44906.1835 | 50% | Three phase | 97.13 | 0.00040696 | 0.0004519 | 0.00050206 | 0.00055808 | 0.00062064 | 0.00069054 | 0.00076865 | 0.00085597 | 0.0009536 | 0.0010628 | 0.0011849 | 0.0013216 | 0.0014745 | 0.0016457 | 0.0018374 | 0.0018439 | 0.0018439 | 0.0018439 | 0.0018439 | 0.0018439 | 3.13 | 3.1485 | 3.182 | 3.209 | 3.218 | 3.22 | 3.2405 | 3.2735 | 3.2825 | 3.2825 | 3.2825 | 3.2825 | 3.2825 | 3.2825 | 3.2825 | 3.2825 | 3.2825 | 3.2825 | 3.2825 | 3.2825 | 2274.4495 | 101.7864 | 6.0219e-05 | 5464.5338 | 3096.3265 | 126.7716 | 5.7096 | 2376.2359 | 132.4812 | 2243.7547 | -852.5718 | FALSE
| 60658199 | CLC014 | CLC | 22KV | 257.07 | 1 | 44906.1835 | 50% | Three phase | 97.13 | 0.0026482 | 0.0029602 | 0.0033105 | 0.0037041 | 0.0041464 | 0.0046436 | 0.0052026 | 0.0058313 | 0.0065385 | 0.0073341 | 0.0082295 | 0.0084254 | 0.0084254 | 0.0084254 | 0.0084254 | 0.0084254 | 0.0084254 | 0.0084254 | 0.0084254 | 0.0084254 | 3.13 | 3.1485 | 3.182 | 3.209 | 3.218 | 3.22 | 3.2405 | 3.2735 | 3.2825 | 3.2825 | 3.2825 | 3.2825 | 3.2825 | 3.2825 | 3.2825 | 3.2825 | 3.2825 | 3.2825 | 3.2825 | 3.2825 | 12935.5548 | 2647.7225 | 0.00027516 | 24969.2091 | 14148.1097 | 579.2603 | 119.2087 | 15583.2773 | 698.469 | 14884.8083 | 736.6986 | TRUE
| 60658211 | CLC014 | CLC | 22KV | 529.29 | 1 | 44906.1835 | 50% | Three phase | 97.13 | 0.0054525 | 0.0060948 | 0.0068162 | 0.0076266 | 0.0085373 | 0.0095609 | 0.010712 | 0.012006 | 0.013462 | 0.0151 | 0.016944 | 0.017347 | 0.017347 | 0.017347 | 0.017347 | 0.017347 | 0.017347 | 0.017347 | 0.017347 | 0.017347 | 3.13 | 3.1485 | 3.182 | 3.209 | 3.218 | 3.22 | 3.2405 | 3.2735 | 3.2825 | 3.2825 | 3.2825 | 3.2825 | 3.2825 | 3.2825 | 3.2825 | 3.2825 | 3.2825 | 3.2825 | 3.2825 | 3.2825 | 26633.4455 | 11224.2425 | 0.00056653 | 51409.9377 | 29130.0151 | 1192.6584 | 505.3502 | 37857.688 | 1698.0086 | 36159.6793 | 7029.6642 | TRUE
| 60658228 | CLC013 | CLC | 22KV | 461.05 | 15 | 44906.1835 | 6.25% | Three phase | 97.13 | 0.0038418 | 0.0041809 | 0.0045515 | 0.0049565 | 0.0053991 | 0.005883 | 0.006412 | 0.0069906 | 0.0076234 | 0.0083157 | 0.009073 | 0.0099018 | 0.010809 | 0.011801 | 0.012888 | 0.014078 | 0.015111 | 0.015111 | 0.015111 | 0.015111 | 0.43625 | 0.44194 | 0.45131 | 0.45725 | 0.46119 | 0.46906 | 0.47406 | 0.48275 | 0.48425 | 0.48425 | 0.48425 | 0.48425 | 0.48425 | 0.48425 | 0.48425 | 0.48425 | 0.48425 | 0.48425 | 0.48425 | 0.48425 | 2660.96 | 6669.6769 | 0.00049349 | 44781.7865 | 25374.3571 | 151.1063 | 383.4433 | 9330.6369 | 534.5496 | 8796.0873 | -16578.2697 | FALSE
| 60658241 | CLC014 | CLC | 22KV | 484.81 | 1 | 44906.1835 | 50% | Three phase | 97.13 | 0.0044996 | 0.0050199 | 0.0056032 | 0.0062574 | 0.0069912 | 0.0078146 | 0.0087387 | 0.0097761 | 0.010941 | 0.012249 | 0.013719 | 0.015371 | 0.01589 | 0.01589 | 0.01589 | 0.01589 | 0.01589 | 0.01589 | 0.01589 | 0.01589 | 3.13 | 3.1485 | 3.182 | 3.209 | 3.218 | 3.22 | 3.2405 | 3.2735 | 3.2825 | 3.2825 | 3.2825 | 3.2825 | 3.2825 | 3.2825 | 3.2825 | 3.2825 | 3.2825 | 3.2825 | 3.2825 | 3.2825 | 23037.8498 | 8889.9099 | 0.00051892 | 47089.5953 | 26682.0129 | 1092.4308 | 423.9828 | 31927.7597 | 1516.4136 | 30411.3461 | 3729.3332 | TRUE
| 60658247 | CLC014 | CLC | 22KV | 174.89 | 1 | 44906.1835 | 50% | Three phase | 97.13 | 0.0016232 | 0.0018109 | 0.0020213 | 0.0022573 | 0.002522 | 0.002819 | 0.0031524 | 0.0035266 | 0.0039469 | 0.0044188 | 0.0049491 | 0.0055448 | 0.005732 | 0.005732 | 0.005732 | 0.005732 | 0.005732 | 0.005732 | 0.005732 | 0.005732 | 3.13 | 3.1485 | 3.182 | 3.209 | 3.218 | 3.22 | 3.2405 | 3.2735 | 3.2825 | 3.2825 | 3.2825 | 3.2825 | 3.2825 | 3.2825 | 3.2825 | 3.2825 | 3.2825 | 3.2825 | 3.2825 | 3.2825 | 8310.6569 | 1156.869 | 0.0001872 | 16987.0657 | 9625.2496 | 394.0827 | 55.1741 | 9467.5258 | 449.2568 | 9018.2691 | -606.9805 | FALSE
| 60658253 | CLC014 | CLC | 22KV | 104.22 | 1 | 44906.1835 | 50% | Three phase | 97.13 | 0.00096727 | 0.0010791 | 0.0012045 | 0.0013452 | 0.0015029 | 0.0016799 | 0.0018786 | 0.0021016 | 0.002352 | 0.0026333 | 0.0029492 | 0.0033043 | 0.0034158 | 0.0034158 | 0.0034158 | 0.0034158 | 0.0034158 | 0.0034158 | 0.0034158 | 0.0034158 | 3.13 | 3.1485 | 3.182 | 3.209 | 3.218 | 3.22 | 3.2405 | 3.2735 | 3.2825 | 3.2825 | 3.2825 | 3.2825 | 3.2825 | 3.2825 | 3.2825 | 3.2825 | 3.2825 | 3.2825 | 3.2825 | 3.2825 | 4952.4653 | 410.8245 | 0.00011155 | 10122.8886 | 5735.854 | 234.8407 | 19.5933 | 5363.2898 | 254.434 | 5108.8558 | -626.9982 | FALSE
| 60658264 | CLC014 | CLC | 22KV | 853.91 | 1 | 44906.1835 | 50% | Three phase | 97.13 | 0.0079252 | 0.0088417 | 0.0098691 | 0.011021 | 0.012314 | 0.013764 | 0.015392 | 0.017219 | 0.019271 | 0.021575 | 0.024164 | 0.027073 | 0.027987 | 0.027987 | 0.027987 | 0.027987 | 0.027987 | 0.027987 | 0.027987 | 0.027987 | 3.13 | 3.1485 | 3.182 | 3.209 | 3.218 | 3.22 | 3.2405 | 3.2735 | 3.2825 | 3.2825 | 3.2825 | 3.2825 | 3.2825 | 3.2825 | 3.2825 | 3.2825 | 3.2825 | 3.2825 | 3.2825 | 3.2825 | 40577.2371 | 27578.994 | 0.000914 | 82940.2783 | 46995.8079 | 1924.1303 | 1315.3136 | 68156.2312 | 3239.4439 | 64916.7873 | 17920.9794 | TRUE
| 60658272 | CLC014 | CLC | 22KV | 198.08 | 1 | 44906.1835 | 50% | Three phase | 97.13 | 0.0013397 | 0.0014857 | 0.0016485 | 0.0018301 | 0.0020327 | 0.0022588 | 0.0025111 | 0.0027929 | 0.0031075 | 0.003459 | 0.0038518 | 0.0042907 | 0.0047813 | 0.0053299 | 0.0059433 | 0.006492 | 0.006492 | 0.006492 | 0.006492 | 0.006492 | 3.13 | 3.1485 | 3.182 | 3.209 | 3.218 | 3.22 | 3.2405 | 3.2735 | 3.2825 | 3.2825 | 3.2825 | 3.2825 | 3.2825 | 3.2825 | 3.2825 | 3.2825 | 3.2825 | 3.2825 | 3.2825 | 3.2825 | 7604.9264 | 1198.1224 | 0.00021202 | 19239.5104 | 10901.5349 | 446.3371 | 70.7761 | 8803.0488 | 517.1132 | 8285.9356 | -2615.5993 | FALSE
| 60658274 | CLC014 | CLC | 22KV | 155.65 | 1 | 44906.1835 | 50% | Three phase | 97.13 | 0.0014446 | 0.0016117 | 0.0017989 | 0.002009 | 0.0022446 | 0.0025089 | 0.0028056 | 0.0031387 | 0.0035127 | 0.0039327 | 0.0044046 | 0.0049348 | 0.0051014 | 0.0051014 | 0.0051014 | 0.0051014 | 0.0051014 | 0.0051014 | 0.0051014 | 0.0051014 | 3.13 | 3.1485 | 3.182 | 3.209 | 3.218 | 3.22 | 3.2405 | 3.2735 | 3.2825 | 3.2825 | 3.2825 | 3.2825 | 3.2825 | 3.2825 | 3.2825 | 3.2825 | 3.2825 | 3.2825 | 3.2825 | 3.2825 | 7396.3848 | 916.3312 | 0.0001666 | 15118.2845 | 8566.3565 | 350.7289 | 43.7022 | 8312.716 | 394.4311 | 7918.2849 | -648.0716 | FALSE
| 60658283 | CLC014 | CLC | 22KV | 574.48 | 1 | 44906.1835 | 50% | Three phase | 97.13 | 0.005918 | 0.0066152 | 0.0073981 | 0.0082777 | 0.0092662 | 0.010377 | 0.011626 | 0.013031 | 0.014612 | 0.01639 | 0.018391 | 0.018828 | 0.018828 | 0.018828 | 0.018828 | 0.018828 | 0.018828 | 0.018828 | 0.018828 | 0.018828 | 3.13 | 3.1485 | 3.182 | 3.209 | 3.218 | 3.22 | 3.2405 | 3.2735 | 3.2825 | 3.2825 | 3.2825 | 3.2825 | 3.2825 | 3.2825 | 3.2825 | 3.2825 | 3.2825 | 3.2825 | 3.2825 | 3.2825 | 28907.3698 | 13222.6801 | 0.0006149 | 55799.2424 | 31617.0928 | 1294.4858 | 595.3261 | 42130.0499 | 1889.8119 | 40240.2379 | 8623.1451 | TRUE
| 60658287 | CLC014 | CLC | 22KV | 221.29 | 1 | 44906.1835 | 50% | Three phase | 97.13 | 0.0029843 | 0.0033523 | 0.0037675 | 0.0042361 | 0.004765 | 0.0053623 | 0.006037 | 0.0067991 | 0.0072527 | 0.0072527 | 0.0072527 | 0.0072527 | 0.0072527 | 0.0072527 | 0.0072527 | 0.0072527 | 0.0072527 | 0.0072527 | 0.0072527 | 0.0072527 | 3.13 | 3.1485 | 3.182 | 3.209 | 3.218 | 3.22 | 3.2405 | 3.2735 | 3.2825 | 3.2825 | 3.2825 | 3.2825 | 3.2825 | 3.2825 | 3.2825 | 3.2825 | 3.2825 | 3.2825 | 3.2825 | 3.2825 | 12585.3268 | 2220.1448 | 0.00023686 | 21493.8977 | 12178.9209 | 498.6366 | 88.3342 | 14805.4716 | 586.9708 | 14218.5008 | 2039.5799 | TRUE
| 60658288 | CLC014 | CLC | 22KV | 174.16 | 1 | 44906.1835 | 50% | Three phase | 97.13 | 0.0017941 | 0.0020055 | 0.0022428 | 0.0025095 | 0.0028091 | 0.003146 | 0.0035247 | 0.0039506 | 0.0044297 | 0.0049687 | 0.0055753 | 0.0057081 | 0.0057081 | 0.0057081 | 0.0057081 | 0.0057081 | 0.0057081 | 0.0057081 | 0.0057081 | 0.0057081 | 3.13 | 3.1485 | 3.182 | 3.209 | 3.218 | 3.22 | 3.2405 | 3.2735 | 3.2825 | 3.2825 | 3.2825 | 3.2825 | 3.2825 | 3.2825 | 3.2825 | 3.2825 | 3.2825 | 3.2825 | 3.2825 | 3.2825 | 8763.5906 | 1215.2524 | 0.00018642 | 16916.1608 | 9585.0733 | 392.4378 | 54.7144 | 9978.843 | 447.1522 | 9531.6908 | -53.3825 | FALSE
| 60658291 | CLC013 | CLC | 22KV | 153.88 | 15 | 44906.1835 | 6.25% | Single phase | 44.74 | 0.0019859 | 0.0021817 | 0.0023976 | 0.0026357 | 0.0028983 | 0.0031881 | 0.0035077 | 0.0038605 | 0.0042498 | 0.0046796 | 0.0050434 | 0.0050434 | 0.0050434 | 0.0050434 | 0.0050434 | 0.0050434 | 0.0050434 | 0.0050434 | 0.0050434 | 0.0050434 | 0.43625 | 0.44194 | 0.45131 | 0.45725 | 0.46119 | 0.46906 | 0.47406 | 0.48275 | 0.48425 | 0.48425 | 0.48425 | 0.48425 | 0.48425 | 0.48425 | 0.48425 | 0.48425 | 0.48425 | 0.48425 | 0.48425 | 0.48425 | 1203.494 | 464.8536 | 0.00016471 | 6884.5912 | 3900.9626 | 50.4332 | 19.6749 | 1668.3476 | 70.1081 | 1598.2395 | -2302.7231 | FALSE
| 60658305 | CLC013 | CLC | 22KV | 1137.6 | 15 | 44906.1835 | 6.25% | Single phase | 44.74 | 0.014681 | 0.016129 | 0.017725 | 0.019485 | 0.021427 | 0.023569 | 0.025932 | 0.02854 | 0.031418 | 0.034596 | 0.037285 | 0.037285 | 0.037285 | 0.037285 | 0.037285 | 0.037285 | 0.037285 | 0.037285 | 0.037285 | 0.037285 | 0.43625 | 0.44194 | 0.45131 | 0.45725 | 0.46119 | 0.46906 | 0.47406 | 0.48275 | 0.48425 | 0.48425 | 0.48425 | 0.48425 | 0.48425 | 0.48425 | 0.48425 | 0.48425 | 0.48425 | 0.48425 | 0.48425 | 0.48425 | 8897.1586 | 25405.6919 | 0.0012176 | 50896.224 | 28838.9335 | 372.8414 | 1075.2931 | 34302.8506 | 1448.1345 | 32854.7161 | 4015.7826 | TRUE
| 60658306 | CLC013 | CLC | 22KV | 92.59 | 15 | 44906.1835 | 6.25% | Three phase | 97.13 | 0.0010817 | 0.0012015 | 0.001335 | 0.001484 | 0.0016502 | 0.0018358 | 0.0020429 | 0.0022743 | 0.0025326 | 0.0028212 | 0.0030346 | 0.0030346 | 0.0030346 | 0.0030346 | 0.0030346 | 0.0030346 | 0.0030346 | 0.0030346 | 0.0030346 | 0.0030346 | 0.43625 | 0.44194 | 0.45131 | 0.45725 | 0.46119 | 0.46906 | 0.47406 | 0.48275 | 0.48425 | 0.48425 | 0.48425 | 0.48425 | 0.48425 | 0.48425 | 0.48425 | 0.48425 | 0.48425 | 0.48425 | 0.48425 | 0.48425 | 710.6317 | 358.2438 | 9.9105e-05 | 8993.2667 | 5095.7851 | 30.3458 | 15.4644 | 1068.8756 | 45.8102 | 1023.0653 | -4072.7198 | FALSE
| 60658309 | CLC013 | CLC | 22KV | 161.71 | 15 | 44906.1835 | 6.25% | Three phase | 97.13 | 0.001988 | 0.0021934 | 0.0024208 | 0.0026728 | 0.0029519 | 0.0032613 | 0.0036043 | 0.0039844 | 0.004406 | 0.0048735 | 0.0053 | 0.0053 | 0.0053 | 0.0053 | 0.0053 | 0.0053 | 0.0053 | 0.0053 | 0.0053 | 0.0053 | 0.43625 | 0.44194 | 0.45131 | 0.45725 | 0.46119 | 0.46906 | 0.47406 | 0.48275 | 0.48425 | 0.48425 | 0.48425 | 0.48425 | 0.48425 | 0.48425 | 0.48425 | 0.48425 | 0.48425 | 0.48425 | 0.48425 | 0.48425 | 1249.8565 | 1100.9251 | 0.00017309 | 15706.8923 | 8899.8748 | 52.9995 | 47.1714 | 2350.7816 | 100.1709 | 2250.6108 | -6649.2641 | FALSE
| 60658310 | CLC013 | CLC | 22KV | 137.62 | 15 | 44906.1835 | 6.25% | Three phase | 97.13 | 0.0012879 | 0.0013885 | 0.0014974 | 0.0016152 | 0.0017427 | 0.0018806 | 0.0020299 | 0.0021916 | 0.0023665 | 0.002556 | 0.0027611 | 0.0029833 | 0.0032239 | 0.0034846 | 0.003767 | 0.0040729 | 0.0044044 | 0.0045105 | 0.0045105 | 0.0045105 | 0.43625 | 0.44194 | 0.45131 | 0.45725 | 0.46119 | 0.46906 | 0.47406 | 0.48275 | 0.48425 | 0.48425 | 0.48425 | 0.48425 | 0.48425 | 0.48425 | 0.48425 | 0.48425 | 0.48425 | 0.48425 | 0.48425 | 0.48425 | 812.2024 | 608.3035 | 0.0001473 | 13367.0306 | 7574.0571 | 45.1041 | 34.164 | 1420.5059 | 79.2681 | 1341.2378 | -6232.8193 | FALSE
| 60658325 | CLC013 | CLC | 22KV | 1381.68 | 15 | 44906.1835 | 6.25% | Three phase | 97.13 | 0.013336 | 0.014383 | 0.015517 | 0.016745 | 0.018073 | 0.019511 | 0.021069 | 0.022755 | 0.024581 | 0.026559 | 0.028702 | 0.031023 | 0.033539 | 0.036264 | 0.039218 | 0.042419 | 0.045284 | 0.045284 | 0.045284 | 0.045284 | 0.43625 | 0.44194 | 0.45131 | 0.45725 | 0.46119 | 0.46906 | 0.47406 | 0.48275 | 0.48425 | 0.48425 | 0.48425 | 0.48425 | 0.48425 | 0.48425 | 0.48425 | 0.48425 | 0.48425 | 0.48425 | 0.48425 | 0.48425 | 8377.76 | 63000.0745 | 0.0014789 | 134202.5784 | 76042.1683 | 452.8371 | 3443.6582 | 71377.8345 | 3896.4953 | 67481.3391 | -8560.8291 | FALSE
| 60658472 | CLC014 | CLC | 22KV | 121.96 | 1 | 44906.1835 | 50% | Three phase | 97.13 | 0.0011053 | 0.0012354 | 0.0013816 | 0.0015458 | 0.0017304 | 0.001938 | 0.0021714 | 0.002434 | 0.0027295 | 0.0030621 | 0.0034365 | 0.003858 | 0.0039972 | 0.0039972 | 0.0039972 | 0.0039972 | 0.0039972 | 0.0039972 | 0.0039972 | 0.0039972 | 3.13 | 3.1485 | 3.182 | 3.209 | 3.218 | 3.22 | 3.2405 | 3.2735 | 3.2825 | 3.2825 | 3.2825 | 3.2825 | 3.2825 | 3.2825 | 3.2825 | 3.2825 | 3.2825 | 3.2825 | 3.2825 | 3.2825 | 5761.0185 | 559.1957 | 0.00013054 | 11845.9748 | 6712.193 | 274.8146 | 26.8312 | 6320.2142 | 301.6458 | 6018.5684 | -693.6246 | FALSE
| 60658478 | CLC014 | CLC | 22KV | 550.6 | 1 | 44906.1835 | 50% | Three phase | 97.13 | 0.005672 | 0.0063402 | 0.0070906 | 0.0079336 | 0.008881 | 0.0099459 | 0.011143 | 0.01249 | 0.014004 | 0.015708 | 0.017626 | 0.018046 | 0.018046 | 0.018046 | 0.018046 | 0.018046 | 0.018046 | 0.018046 | 0.018046 | 0.018046 | 3.13 | 3.1485 | 3.182 | 3.209 | 3.218 | 3.22 | 3.2405 | 3.2735 | 3.2825 | 3.2825 | 3.2825 | 3.2825 | 3.2825 | 3.2825 | 3.2825 | 3.2825 | 3.2825 | 3.2825 | 3.2825 | 3.2825 | 27705.7474 | 12146.2461 | 0.00058934 | 53479.778 | 30302.8327 | 1240.6766 | 546.8617 | 39851.9936 | 1787.5383 | 38064.4553 | 7761.6226 | TRUE
| 60658481 | CLC014 | CLC | 22KV | 408.18 | 1 | 44906.1835 | 50% | Three phase | 97.13 | 0.0042049 | 0.0047002 | 0.0052565 | 0.0058815 | 0.0065838 | 0.0073732 | 0.0082608 | 0.009259 | 0.010382 | 0.011645 | 0.013067 | 0.013378 | 0.013378 | 0.013378 | 0.013378 | 0.013378 | 0.013378 | 0.013378 | 0.013378 | 0.013378 | 3.13 | 3.1485 | 3.182 | 3.209 | 3.218 | 3.22 | 3.2405 | 3.2735 | 3.2825 | 3.2825 | 3.2825 | 3.2825 | 3.2825 | 3.2825 | 3.2825 | 3.2825 | 3.2825 | 3.2825 | 3.2825 | 3.2825 | 20539.288 | 6675.3356 | 0.0004369 | 39646.5234 | 22464.6027 | 919.7591 | 300.5443 | 27214.6237 | 1220.3035 | 25994.3202 | 3529.7175 | TRUE
| 60658533 | CLC013 | CLC | 22KV | 826.6 | 15 | 44906.1835 | 6.25% | Covered | 390 | 0.010428 | 0.011325 | 0.012303 | 0.013368 | 0.014529 | 0.015795 | 0.017175 | 0.018679 | 0.02032 | 0.022109 | 0.02406 | 0.026188 | 0.027092 | 0.027092 | 0.027092 | 0.027092 | 0.027092 | 0.027092 | 0.027092 | 0.027092 | 0.43625 | 0.44194 | 0.45131 | 0.45725 | 0.46119 | 0.46906 | 0.47406 | 0.48275 | 0.48425 | 0.48425 | 0.48425 | 0.48425 | 0.48425 | 0.48425 | 0.48425 | 0.48425 | 0.48425 | 0.48425 | 0.48425 | 0.48425 | 6175.7859 | 111690.8204 | 0.00088477 | 322374 | 182664.2844 | 270.913 | 4948.8823 | 117866.6063 | 5219.7953 | 112646.811 | -70017.4735 | FALSE
| 60658542 | CLC013 | CLC | 22KV | 930.61 | 15 | 44906.1835 | 6.25% | Three phase | 97.13 | 0.011255 | 0.012316 | 0.01348 | 0.014759 | 0.016164 | 0.017707 | 0.019404 | 0.021268 | 0.023317 | 0.025569 | 0.028046 | 0.030501 | 0.030501 | 0.030501 | 0.030501 | 0.030501 | 0.030501 | 0.030501 | 0.030501 | 0.030501 | 0.43625 | 0.44194 | 0.45131 | 0.45725 | 0.46119 | 0.46906 | 0.47406 | 0.48275 | 0.48425 | 0.48425 | 0.48425 | 0.48425 | 0.48425 | 0.48425 | 0.48425 | 0.48425 | 0.48425 | 0.48425 | 0.48425 | 0.48425 | 6970.7576 | 35332.6475 | 0.00099609 | 90390.1493 | 51217.0707 | 305.0017 | 1562.214 | 42303.4051 | 1867.2157 | 40436.1893 | -10780.8813 | FALSE
| 60658569 | CLC013 | CLC | 22KV | 2266.15 | 15 | 44906.1835 | 6.25% | Three phase | 97.13 | 0.012957 | 0.014022 | 0.015178 | 0.016436 | 0.017804 | 0.019291 | 0.020909 | 0.022669 | 0.024584 | 0.026668 | 0.028937 | 0.031406 | 0.034095 | 0.037023 | 0.040212 | 0.043685 | 0.047469 | 0.051592 | 0.056084 | 0.06098 | 0.43625 | 0.44194 | 0.45131 | 0.45725 | 0.46119 | 0.46906 | 0.47406 | 0.48275 | 0.48425 | 0.48425 | 0.48425 | 0.48425 | 0.48425 | 0.48425 | 0.48425 | 0.48425 | 0.48425 | 0.48425 | 0.48425 | 0.48425 | 8798.2407 | 108403.8746 | 0.0024256 | 220111.1495 | 124719.877 | 742.7167 | 9263.6558 | 117202.1152 | 10006.3724 | 107195.7428 | -17524.1342 | FALSE
| 60658574 | CLC013 | CLC | 22KV | 182.85 | 15 | 44906.1835 | 6.25% | Single phase | 44.74 | 0.0023598 | 0.0025925 | 0.002849 | 0.0031319 | 0.003444 | 0.0037882 | 0.0041681 | 0.0045873 | 0.0050499 | 0.0055606 | 0.0059929 | 0.0059929 | 0.0059929 | 0.0059929 | 0.0059929 | 0.0059929 | 0.0059929 | 0.0059929 | 0.0059929 | 0.0059929 | 0.43625 | 0.44194 | 0.45131 | 0.45725 | 0.46119 | 0.46906 | 0.47406 | 0.48275 | 0.48425 | 0.48425 | 0.48425 | 0.48425 | 0.48425 | 0.48425 | 0.48425 | 0.48425 | 0.48425 | 0.48425 | 0.48425 | 0.48425 | 1430.0681 | 656.3595 | 0.00019572 | 8180.709 | 4635.3718 | 59.928 | 27.7803 | 2086.4276 | 87.7083 | 1998.7193 | -2636.6525 | FALSE
| 60658591 | CLC013 | CLC | 22KV | 158.83 | 15 | 44906.1835 | 6.25% | Single phase | 44.74 | 0.0019723 | 0.002125 | 0.00229 | 0.0024684 | 0.0026611 | 0.0028695 | 0.0030947 | 0.0033383 | 0.0036016 | 0.0038864 | 0.0041944 | 0.0045276 | 0.004888 | 0.0052056 | 0.0052056 | 0.0052056 | 0.0052056 | 0.0052056 | 0.0052056 | 0.0052056 | 0.43625 | 0.44194 | 0.45131 | 0.45725 | 0.46119 | 0.46906 | 0.47406 | 0.48275 | 0.48425 | 0.48425 | 0.48425 | 0.48425 | 0.48425 | 0.48425 | 0.48425 | 0.48425 | 0.48425 | 0.48425 | 0.48425 | 0.48425 | 1140.0308 | 454.5187 | 0.00017001 | 7106.0542 | 4026.4485 | 52.0556 | 20.961 | 1594.5496 | 73.0166 | 1521.533 | -2504.9155 | FALSE
| 60658594 | CLC013 | CLC | 22KV | 443.49 | 15 | 44906.1835 | 6.25% | Three phase | 97.13 | 0.0028858 | 0.0031332 | 0.003403 | 0.0036972 | 0.0040181 | 0.0043683 | 0.0047504 | 0.0051675 | 0.0056228 | 0.00612 | 0.0066628 | 0.0072557 | 0.0079033 | 0.0086107 | 0.0093838 | 0.010229 | 0.011152 | 0.012161 | 0.013264 | 0.01447 | 0.43625 | 0.44194 | 0.45131 | 0.45725 | 0.46119 | 0.46906 | 0.47406 | 0.48275 | 0.48425 | 0.48425 | 0.48425 | 0.48425 | 0.48425 | 0.48425 | 0.48425 | 0.48425 | 0.48425 | 0.48425 | 0.48425 | 0.48425 | 2034.2265 | 4903.0107 | 0.0004747 | 43076.1837 | 24407.9246 | 145.3511 | 354.7911 | 6937.2372 | 500.1423 | 6437.095 | -17970.8296 | FALSE
| 60658599 | CLC013 | CLC | 22KV | 165.99 | 15 | 44906.1835 | 6.25% | Three phase | 97.13 | 0.0020076 | 0.0021967 | 0.0024044 | 0.0026325 | 0.0028831 | 0.0031584 | 0.003461 | 0.0037935 | 0.0041589 | 0.0045607 | 0.0050025 | 0.0054403 | 0.0054403 | 0.0054403 | 0.0054403 | 0.0054403 | 0.0054403 | 0.0054403 | 0.0054403 | 0.0054403 | 0.43625 | 0.44194 | 0.45131 | 0.45725 | 0.46119 | 0.46906 | 0.47406 | 0.48275 | 0.48425 | 0.48425 | 0.48425 | 0.48425 | 0.48425 | 0.48425 | 0.48425 | 0.48425 | 0.48425 | 0.48425 | 0.48425 | 0.48425 | 1243.3523 | 1124.0991 | 0.00017767 | 16122.6087 | 9135.429 | 54.4022 | 49.7014 | 2367.4514 | 104.1036 | 2263.3477 | -6872.0812 | FALSE
| 60658699 | CLC013 | CLC | 22KV | 512.94 | 15 | 44906.1835 | 6.25% | Three phase | 97.13 | 0.0065219 | 0.0071113 | 0.0077561 | 0.0084616 | 0.0092337 | 0.010079 | 0.011004 | 0.012017 | 0.013126 | 0.01434 | 0.015671 | 0.016811 | 0.016811 | 0.016811 | 0.016811 | 0.016811 | 0.016811 | 0.016811 | 0.016811 | 0.016811 | 0.43625 | 0.44194 | 0.45131 | 0.45725 | 0.46119 | 0.46906 | 0.47406 | 0.48275 | 0.48425 | 0.48425 | 0.48425 | 0.48425 | 0.48425 | 0.48425 | 0.48425 | 0.48425 | 0.48425 | 0.48425 | 0.48425 | 0.48425 | 3899.4402 | 10898.9791 | 0.00054903 | 49821.8622 | 28230.1762 | 168.1129 | 474.6115 | 14798.4193 | 642.7244 | 14155.6949 | -14074.4812 | FALSE
| 60658707 | CLC013 | CLC | 22KV | 176.86 | 15 | 44906.1835 | 6.25% | Single phase | 44.74 | 0.0022825 | 0.0025075 | 0.0027557 | 0.0030293 | 0.0033312 | 0.0036642 | 0.0040315 | 0.004437 | 0.0048845 | 0.0053785 | 0.0057965 | 0.0057965 | 0.0057965 | 0.0057965 | 0.0057965 | 0.0057965 | 0.0057965 | 0.0057965 | 0.0057965 | 0.0057965 | 0.43625 | 0.44194 | 0.45131 | 0.45725 | 0.46119 | 0.46906 | 0.47406 | 0.48275 | 0.48425 | 0.48425 | 0.48425 | 0.48425 | 0.48425 | 0.48425 | 0.48425 | 0.48425 | 0.48425 | 0.48425 | 0.48425 | 0.48425 | 1383.2204 | 614.0604 | 0.00018931 | 7912.7164 | 4483.5212 | 57.9648 | 25.99 | 1997.2808 | 83.9548 | 1913.326 | -2570.1953 | FALSE
| 60658732 | CLC014 | CLC | 22KV | 304.97 | 1 | 44906.1835 | 50% | Three phase | 97.13 | 0.0017434 | 0.0019356 | 0.0021502 | 0.00239 | 0.0026579 | 0.0029574 | 0.0032923 | 0.0036669 | 0.0040859 | 0.0045549 | 0.0050799 | 0.0056677 | 0.0063259 | 0.0070633 | 0.0078894 | 0.0088152 | 0.0098529 | 0.0099953 | 0.0099953 | 0.0099953 | 3.13 | 3.1485 | 3.182 | 3.209 | 3.218 | 3.22 | 3.2405 | 3.2735 | 3.2825 | 3.2825 | 3.2825 | 3.2825 | 3.2825 | 3.2825 | 3.2825 | 3.2825 | 3.2825 | 3.2825 | 3.2825 | 3.2825 | 10481.3046 | 2541.5808 | 0.00032643 | 29621.7361 | 16784.3351 | 687.1942 | 167.7719 | 13022.8854 | 854.9662 | 12167.9192 | -4616.4158 | FALSE
| 60658736 | CLC014 | CLC | 22KV | 543.98 | 1 | 44906.1835 | 50% | Three phase | 97.13 | 0.0049299 | 0.0055102 | 0.0061622 | 0.0068948 | 0.0077182 | 0.008644 | 0.0096853 | 0.010857 | 0.012175 | 0.013658 | 0.015328 | 0.017208 | 0.017829 | 0.017829 | 0.017829 | 0.017829 | 0.017829 | 0.017829 | 0.017829 | 0.017829 | 3.13 | 3.1485 | 3.182 | 3.209 | 3.218 | 3.22 | 3.2405 | 3.2735 | 3.2825 | 3.2825 | 3.2825 | 3.2825 | 3.2825 | 3.2825 | 3.2825 | 3.2825 | 3.2825 | 3.2825 | 3.2825 | 3.2825 | 25695.9566 | 11124.8668 | 0.00058226 | 52836.7774 | 29938.4942 | 1225.7596 | 533.7907 | 36820.8234 | 1759.5503 | 35061.2731 | 5122.7789 | TRUE
| 60658737 | CLC014 | CLC | 22KV | 165.39 | 1 | 44906.1835 | 50% | Three phase | 97.13 | 0.00094549 | 0.0010497 | 0.0011661 | 0.0012961 | 0.0014414 | 0.0016038 | 0.0017855 | 0.0019886 | 0.0022159 | 0.0024702 | 0.0027549 | 0.0030737 | 0.0034306 | 0.0038305 | 0.0042785 | 0.0047806 | 0.0053434 | 0.0054206 | 0.0054206 | 0.0054206 | 3.13 | 3.1485 | 3.182 | 3.209 | 3.218 | 3.22 | 3.2405 | 3.2735 | 3.2825 | 3.2825 | 3.2825 | 3.2825 | 3.2825 | 3.2825 | 3.2825 | 3.2825 | 3.2825 | 3.2825 | 3.2825 | 3.2825 | 5684.1754 | 747.4948 | 0.00017703 | 16064.3307 | 9102.4074 | 372.6762 | 49.3428 | 6431.6702 | 422.019 | 6009.6512 | -3092.7561 | FALSE
| 60658748 | CLC013 | CLC | 22KV | 189.79 | 15 | 44906.1835 | 6.25% | Three phase | 97.13 | 0.0023332 | 0.0025743 | 0.0028412 | 0.0031369 | 0.0034645 | 0.0038276 | 0.0042301 | 0.0046763 | 0.0051711 | 0.0057198 | 0.0062203 | 0.0062203 | 0.0062203 | 0.0062203 | 0.0062203 | 0.0062203 | 0.0062203 | 0.0062203 | 0.0062203 | 0.0062203 | 0.43625 | 0.44194 | 0.45131 | 0.45725 | 0.46119 | 0.46906 | 0.47406 | 0.48275 | 0.48425 | 0.48425 | 0.48425 | 0.48425 | 0.48425 | 0.48425 | 0.48425 | 0.48425 | 0.48425 | 0.48425 | 0.48425 | 0.48425 | 1466.8868 | 1516.4591 | 0.00020314 | 18434.3027 | 10445.2863 | 62.2025 | 64.9758 | 2983.3458 | 127.1783 | 2856.1675 | -7589.1187 | FALSE
| 60658758 | CLC013 | CLC | 22KV | 784.61 | 15 | 44906.1835 | 6.25% | Single phase | 44.74 | 0.010126 | 0.011124 | 0.012225 | 0.013439 | 0.014778 | 0.016255 | 0.017885 | 0.019684 | 0.021669 | 0.023861 | 0.025715 | 0.025715 | 0.025715 | 0.025715 | 0.025715 | 0.025715 | 0.025715 | 0.025715 | 0.025715 | 0.025715 | 0.43625 | 0.44194 | 0.45131 | 0.45725 | 0.46119 | 0.46906 | 0.47406 | 0.48275 | 0.48425 | 0.48425 | 0.48425 | 0.48425 | 0.48425 | 0.48425 | 0.48425 | 0.48425 | 0.48425 | 0.48425 | 0.48425 | 0.48425 | 6136.4272 | 12085.3585 | 0.00083982 | 35103.4514 | 19890.397 | 257.1511 | 511.5115 | 18221.7858 | 768.6625 | 17453.1232 | -2437.2737 | FALSE
| 60658759 | CLC013 | CLC | 22KV | 200.14 | 15 | 44906.1835 | 6.25% | Three phase | 97.13 | 0.0016677 | 0.0018149 | 0.0019758 | 0.0021516 | 0.0023437 | 0.0025538 | 0.0027834 | 0.0030346 | 0.0033093 | 0.0036098 | 0.0039386 | 0.0042983 | 0.004692 | 0.0051229 | 0.0055946 | 0.0061111 | 0.0065595 | 0.0065595 | 0.0065595 | 0.0065595 | 0.43625 | 0.44194 | 0.45131 | 0.45725 | 0.46119 | 0.46906 | 0.47406 | 0.48275 | 0.48425 | 0.48425 | 0.48425 | 0.48425 | 0.48425 | 0.48425 | 0.48425 | 0.48425 | 0.48425 | 0.48425 | 0.48425 | 0.48425 | 1155.1123 | 1256.83 | 0.00021422 | 19439.5982 | 11014.9091 | 65.5946 | 72.2558 | 2411.9423 | 137.8505 | 2274.0918 | -8740.8172 | FALSE
| 60658773 | CLC013 | CLC | 22KV | 94.49 | 15 | 44906.1835 | 6.25% | Single phase | 44.74 | 0.0011835 | 0.0012807 | 0.0013862 | 0.0015008 | 0.0016252 | 0.0017602 | 0.0019069 | 0.0020662 | 0.0022392 | 0.0024273 | 0.0026315 | 0.0028535 | 0.0030948 | 0.0030969 | 0.0030969 | 0.0030969 | 0.0030969 | 0.0030969 | 0.0030969 | 0.0030969 | 0.43625 | 0.44194 | 0.45131 | 0.45725 | 0.46119 | 0.46906 | 0.47406 | 0.48275 | 0.48425 | 0.48425 | 0.48425 | 0.48425 | 0.48425 | 0.48425 | 0.48425 | 0.48425 | 0.48425 | 0.48425 | 0.48425 | 0.48425 | 694.318 | 164.6694 | 0.00010114 | 4227.4826 | 2395.3857 | 30.9685 | 7.4186 | 858.9874 | 38.3871 | 820.6003 | -1574.7854 | FALSE
| 60658799 | CLC013 | CLC | 22KV | 96.71 | 15 | 44906.1835 | 6.25% | Three phase | 97.13 | 0.00073256 | 0.0007972 | 0.00086784 | 0.00094505 | 0.0010295 | 0.0011217 | 0.0012227 | 0.0013331 | 0.0014538 | 0.0015859 | 0.0017305 | 0.0018887 | 0.002062 | 0.0022516 | 0.0024592 | 0.0026866 | 0.0029356 | 0.0031696 | 0.0031696 | 0.0031696 | 0.43625 | 0.44194 | 0.45131 | 0.45725 | 0.46119 | 0.46906 | 0.47406 | 0.48275 | 0.48425 | 0.48425 | 0.48425 | 0.48425 | 0.48425 | 0.48425 | 0.48425 | 0.48425 | 0.48425 | 0.48425 | 0.48425 | 0.48425 | 518.123 | 272.3303 | 0.00010352 | 9393.4423 | 5322.5335 | 31.6961 | 16.8713 | 790.4533 | 48.5674 | 741.8859 | -4580.6476 | FALSE
| 60658804 | CLC013 | CLC | 22KV | 4077.77 | 15 | 44906.1835 | 6.25% | Three phase | 97.13 | 0.03967 | 0.043606 | 0.047951 | 0.052747 | 0.058044 | 0.063894 | 0.070356 | 0.077497 | 0.085387 | 0.094109 | 0.10375 | 0.11441 | 0.1262 | 0.13365 | 0.13365 | 0.13365 | 0.13365 | 0.13365 | 0.13365 | 0.13365 | 0.43625 | 0.44194 | 0.45131 | 0.45725 | 0.46119 | 0.46906 | 0.47406 | 0.48275 | 0.48425 | 0.48425 | 0.48425 | 0.48425 | 0.48425 | 0.48425 | 0.48425 | 0.48425 | 0.48425 | 0.48425 | 0.48425 | 0.48425 | 27530.891 | 610513.1628 | 0.0043647 | 396073.8001 | 224424.2317 | 1336.464 | 29995.1167 | 638044.0538 | 31331.5806 | 606712.4732 | 382288.2415 | TRUE
| 60658846 | CLC013 | CLC | 22KV | 265.89 | 15 | 44906.1835 | 6.25% | Three phase | 97.13 | 0.0025554 | 0.0027503 | 0.0029607 | 0.0031879 | 0.0034333 | 0.0036984 | 0.0039848 | 0.0042942 | 0.0046285 | 0.0049898 | 0.0053803 | 0.0058024 | 0.0062586 | 0.0067519 | 0.0072852 | 0.0078619 | 0.0084856 | 0.0087145 | 0.0087145 | 0.0087145 | 0.43625 | 0.44194 | 0.45131 | 0.45725 | 0.46119 | 0.46906 | 0.47406 | 0.48275 | 0.48425 | 0.48425 | 0.48425 | 0.48425 | 0.48425 | 0.48425 | 0.48425 | 0.48425 | 0.48425 | 0.48425 | 0.48425 | 0.48425 | 1582.0258 | 2289.7367 | 0.0002846 | 25825.8957 | 14633.5274 | 87.1438 | 127.529 | 3871.7625 | 214.6729 | 3657.0897 | -10976.4377 | FALSE
| 60658854 | CLC013 | CLC | 22KV | 824.85 | 15 | 44906.1835 | 6.25% | Three phase | 97.13 | 0.0096369 | 0.010703 | 0.011893 | 0.01322 | 0.014701 | 0.016354 | 0.0182 | 0.02026 | 0.022562 | 0.025133 | 0.027034 | 0.027034 | 0.027034 | 0.027034 | 0.027034 | 0.027034 | 0.027034 | 0.027034 | 0.027034 | 0.027034 | 0.43625 | 0.44194 | 0.45131 | 0.45725 | 0.46119 | 0.46906 | 0.47406 | 0.48275 | 0.48425 | 0.48425 | 0.48425 | 0.48425 | 0.48425 | 0.48425 | 0.48425 | 0.48425 | 0.48425 | 0.48425 | 0.48425 | 0.48425 | 6330.7547 | 28431.5477 | 0.00088289 | 80117.6805 | 45396.4612 | 270.3395 | 1227.3122 | 34762.3024 | 1497.6517 | 33264.6507 | -12131.8105 | FALSE
| 60658861 | CLC013 | CLC | 22KV | 113.43 | 15 | 44906.1835 | 6.25% | Three phase | 97.13 | 0.0013804 | 0.0015152 | 0.0016637 | 0.0018273 | 0.0020077 | 0.0022065 | 0.0024256 | 0.0026673 | 0.0029338 | 0.0032278 | 0.0035521 | 0.0037176 | 0.0037176 | 0.0037176 | 0.0037176 | 0.0037176 | 0.0037176 | 0.0037176 | 0.0037176 | 0.0037176 | 0.43625 | 0.44194 | 0.45131 | 0.45725 | 0.46119 | 0.46906 | 0.47406 | 0.48275 | 0.48425 | 0.48425 | 0.48425 | 0.48425 | 0.48425 | 0.48425 | 0.48425 | 0.48425 | 0.48425 | 0.48425 | 0.48425 | 0.48425 | 860.0277 | 531.348 | 0.00012141 | 11017.4559 | 6242.7358 | 37.176 | 23.2092 | 1391.3757 | 60.3852 | 1330.9905 | -4911.7453 | FALSE
| 60658930 | CLC014 | CLC | 22KV | 161.08 | 1 | 44906.1835 | 50% | Three phase | 97.13 | 0.001495 | 0.0016679 | 0.0018617 | 0.002079 | 0.0023229 | 0.0025964 | 0.0029035 | 0.0032482 | 0.0036352 | 0.0040699 | 0.0045583 | 0.005107 | 0.0052794 | 0.0052794 | 0.0052794 | 0.0052794 | 0.0052794 | 0.0052794 | 0.0052794 | 0.0052794 | 3.13 | 3.1485 | 3.182 | 3.209 | 3.218 | 3.22 | 3.2405 | 3.2735 | 3.2825 | 3.2825 | 3.2825 | 3.2825 | 3.2825 | 3.2825 | 3.2825 | 3.2825 | 3.2825 | 3.2825 | 3.2825 | 3.2825 | 7654.4148 | 981.3806 | 0.00017241 | 15645.7004 | 8865.2021 | 362.9644 | 46.8046 | 8635.7954 | 409.769 | 8226.0265 | -639.1757 | FALSE
| 60658956 | CLC014 | CLC | 22KV | 114.98 | 1 | 44906.1835 | 50% | Three phase | 97.13 | 0.0011845 | 0.001324 | 0.0014807 | 0.0016568 | 0.0018546 | 0.002077 | 0.002327 | 0.0026082 | 0.0029245 | 0.0032803 | 0.0036808 | 0.0037684 | 0.0037684 | 0.0037684 | 0.0037684 | 0.0037684 | 0.0037684 | 0.0037684 | 0.0037684 | 0.0037684 | 3.13 | 3.1485 | 3.182 | 3.209 | 3.218 | 3.22 | 3.2405 | 3.2735 | 3.2825 | 3.2825 | 3.2825 | 3.2825 | 3.2825 | 3.2825 | 3.2825 | 3.2825 | 3.2825 | 3.2825 | 3.2825 | 3.2825 | 5785.7008 | 529.6809 | 0.00012307 | 11168.0074 | 6328.0416 | 259.0864 | 23.8479 | 6315.3816 | 282.9343 | 6032.4473 | -295.5943 | FALSE
| 60658980 | CLC013 | CLC | 22KV | 65.22 | 15 | 44906.1835 | 6.25% | Three phase | 97.13 | 0.00076198 | 0.00084631 | 0.00094037 | 0.0010453 | 0.0011624 | 0.0012931 | 0.001439 | 0.001602 | 0.001784 | 0.0019872 | 0.0021376 | 0.0021376 | 0.0021376 | 0.0021376 | 0.0021376 | 0.0021376 | 0.0021376 | 0.0021376 | 0.0021376 | 0.0021376 | 0.43625 | 0.44194 | 0.45131 | 0.45725 | 0.46119 | 0.46906 | 0.47406 | 0.48275 | 0.48425 | 0.48425 | 0.48425 | 0.48425 | 0.48425 | 0.48425 | 0.48425 | 0.48425 | 0.48425 | 0.48425 | 0.48425 | 0.48425 | 500.5659 | 177.751 | 6.9809e-05 | 6334.8186 | 3589.4492 | 21.3755 | 7.673 | 678.317 | 29.0485 | 649.2685 | -2940.1807 | FALSE
| 60658988 | CLC013 | CLC | 22KV | 203.33 | 15 | 44906.1835 | 6.25% | Three phase | 97.13 | 0.0024997 | 0.0027579 | 0.0030439 | 0.0033607 | 0.0037117 | 0.0041007 | 0.0045319 | 0.0050099 | 0.00554 | 0.0061279 | 0.0066641 | 0.0066641 | 0.0066641 | 0.0066641 | 0.0066641 | 0.0066641 | 0.0066641 | 0.0066641 | 0.0066641 | 0.0066641 | 0.43625 | 0.44194 | 0.45131 | 0.45725 | 0.46119 | 0.46906 | 0.47406 | 0.48275 | 0.48425 | 0.48425 | 0.48425 | 0.48425 | 0.48425 | 0.48425 | 0.48425 | 0.48425 | 0.48425 | 0.48425 | 0.48425 | 0.48425 | 1571.5374 | 1740.5518 | 0.00021764 | 19749.4429 | 11190.474 | 66.6402 | 74.5775 | 3312.0892 | 141.2177 | 3170.8716 | -8019.6024 | FALSE
| 60658994 | CLC013 | CLC | 22KV | 344.27 | 15 | 44906.1835 | 6.25% | Single phase | 44.74 | 0.004443 | 0.0048811 | 0.0053641 | 0.0058968 | 0.0064844 | 0.0071325 | 0.0078477 | 0.0086369 | 0.009508 | 0.01047 | 0.011283 | 0.011283 | 0.011283 | 0.011283 | 0.011283 | 0.011283 | 0.011283 | 0.011283 | 0.011283 | 0.011283 | 0.43625 | 0.44194 | 0.45131 | 0.45725 | 0.46119 | 0.46906 | 0.47406 | 0.48275 | 0.48425 | 0.48425 | 0.48425 | 0.48425 | 0.48425 | 0.48425 | 0.48425 | 0.48425 | 0.48425 | 0.48425 | 0.48425 | 0.48425 | 2692.5324 | 2326.7527 | 0.0003685 | 15402.6398 | 8727.4786 | 112.8324 | 98.4795 | 5019.285 | 211.3119 | 4807.9731 | -3919.5055 | FALSE
| 60658995 | CLC013 | CLC | 22KV | 181.51 | 15 | 44906.1835 | 6.25% | Single phase | 44.74 | 0.002335 | 0.0025612 | 0.0028101 | 0.0030841 | 0.0033858 | 0.0037182 | 0.0040842 | 0.0044875 | 0.0049318 | 0.0054215 | 0.0059489 | 0.0059489 | 0.0059489 | 0.0059489 | 0.0059489 | 0.0059489 | 0.0059489 | 0.0059489 | 0.0059489 | 0.0059489 | 0.43625 | 0.44194 | 0.45131 | 0.45725 | 0.46119 | 0.46906 | 0.47406 | 0.48275 | 0.48425 | 0.48425 | 0.48425 | 0.48425 | 0.48425 | 0.48425 | 0.48425 | 0.48425 | 0.48425 | 0.48425 | 0.48425 | 0.48425 | 1412.228 | 643.4024 | 0.00019428 | 8120.7574 | 4601.4019 | 59.4888 | 27.3747 | 2055.6303 | 86.8634 | 1968.7669 | -2632.635 | FALSE
| 60658996 | CLC013 | CLC | 22KV | 928.93 | 15 | 44906.1835 | 6.25% | Three phase | 97.13 | 0.01138 | 0.012533 | 0.013808 | 0.015218 | 0.016777 | 0.018502 | 0.02041 | 0.022522 | 0.024859 | 0.027446 | 0.03031 | 0.030445 | 0.030445 | 0.030445 | 0.030445 | 0.030445 | 0.030445 | 0.030445 | 0.030445 | 0.030445 | 0.43625 | 0.44194 | 0.45131 | 0.45725 | 0.46119 | 0.46906 | 0.47406 | 0.48275 | 0.48425 | 0.48425 | 0.48425 | 0.48425 | 0.48425 | 0.48425 | 0.48425 | 0.48425 | 0.48425 | 0.48425 | 0.48425 | 0.48425 | 7137.0225 | 36111.7457 | 0.0009943 | 90226.9709 | 51124.6102 | 304.4511 | 1556.5787 | 43248.7682 | 1861.0298 | 41387.7384 | -9736.8717 | FALSE
| 60659035 | CLC013 | CLC | 22KV | 331.2 | 15 | 44906.1835 | 6.25% | Three phase | 97.13 | 0.0031966 | 0.0034478 | 0.0037196 | 0.0040138 | 0.0043323 | 0.004677 | 0.0050503 | 0.0054545 | 0.0058923 | 0.0063665 | 0.0068801 | 0.0074366 | 0.0080395 | 0.0086928 | 0.0094009 | 0.010168 | 0.010855 | 0.010855 | 0.010855 | 0.010855 | 0.43625 | 0.44194 | 0.45131 | 0.45725 | 0.46119 | 0.46906 | 0.47406 | 0.48275 | 0.48425 | 0.48425 | 0.48425 | 0.48425 | 0.48425 | 0.48425 | 0.48425 | 0.48425 | 0.48425 | 0.48425 | 0.48425 | 0.48425 | 2008.2176 | 3619.985 | 0.00035451 | 32169.456 | 18227.9299 | 108.5488 | 197.8726 | 5628.2027 | 306.4214 | 5321.7813 | -12906.1486 | FALSE
| 60659044 | CLC013 | CLC | 22KV | 38.31 | 15 | 44906.1835 | 6.25% | Three phase | 97.13 | 0.00022234 | 0.0002475 | 0.00027567 | 0.00030723 | 0.0003426 | 0.00038224 | 0.00042669 | 0.00047654 | 0.00053248 | 0.00059525 | 0.00066571 | 0.00074483 | 0.00083368 | 0.0009335 | 0.0010457 | 0.0011717 | 0.0012556 | 0.0012556 | 0.0012556 | 0.0012556 | 0.43625 | 0.44194 | 0.45131 | 0.45725 | 0.46119 | 0.46906 | 0.47406 | 0.48275 | 0.48425 | 0.48425 | 0.48425 | 0.48425 | 0.48425 | 0.48425 | 0.48425 | 0.48425 | 0.48425 | 0.48425 | 0.48425 | 0.48425 | 198.7726 | 41.2927 | 4.1006e-05 | 3721.0503 | 2108.4299 | 12.5559 | 2.6475 | 240.0652 | 15.2033 | 224.8619 | -1883.568 | FALSE
| 60659050 | CLC013 | CLC | 22KV | 309.59 | 15 | 44906.1835 | 6.25% | Single phase | 44.74 | 0.0039954 | 0.0043894 | 0.0048238 | 0.0053028 | 0.0058312 | 0.006414 | 0.0070571 | 0.0077669 | 0.0085502 | 0.0094149 | 0.010147 | 0.010147 | 0.010147 | 0.010147 | 0.010147 | 0.010147 | 0.010147 | 0.010147 | 0.010147 | 0.010147 | 0.43625 | 0.44194 | 0.45131 | 0.45725 | 0.46119 | 0.46906 | 0.47406 | 0.48275 | 0.48425 | 0.48425 | 0.48425 | 0.48425 | 0.48425 | 0.48425 | 0.48425 | 0.48425 | 0.48425 | 0.48425 | 0.48425 | 0.48425 | 2421.3004 | 1881.5931 | 0.00033137 | 13851.0566 | 7848.317 | 101.4662 | 79.6382 | 4302.8935 | 181.1044 | 4121.7891 | -3726.5279 | FALSE
| 60659086 | CLC013 | CLC | 22KV | 452.95 | 15 | 44906.1835 | 6.25% | Single phase | 44.74 | 0.0058456 | 0.006422 | 0.0070575 | 0.0077583 | 0.0085313 | 0.0093841 | 0.010325 | 0.011363 | 0.012509 | 0.013775 | 0.014845 | 0.014845 | 0.014845 | 0.014845 | 0.014845 | 0.014845 | 0.014845 | 0.014845 | 0.014845 | 0.014845 | 0.43625 | 0.44194 | 0.45131 | 0.45725 | 0.46119 | 0.46906 | 0.47406 | 0.48275 | 0.48425 | 0.48425 | 0.48425 | 0.48425 | 0.48425 | 0.48425 | 0.48425 | 0.48425 | 0.48425 | 0.48425 | 0.48425 | 0.48425 | 3542.5176 | 4027.6562 | 0.00048482 | 20264.983 | 11482.5905 | 148.4516 | 170.4701 | 7570.1738 | 318.9217 | 7251.2521 | -4231.3384 | FALSE
| 60659122 | CLC013 | CLC | 22KV | 616.28 | 15 | 44906.1835 | 6.25% | Three phase | 97.13 | 0.0059614 | 0.006437 | 0.0069523 | 0.0075107 | 0.0081159 | 0.0087718 | 0.0094828 | 0.010254 | 0.011089 | 0.011996 | 0.012979 | 0.014045 | 0.015202 | 0.016457 | 0.017818 | 0.019296 | 0.020198 | 0.020198 | 0.020198 | 0.020198 | 0.43625 | 0.44194 | 0.45131 | 0.45725 | 0.46119 | 0.46906 | 0.47406 | 0.48275 | 0.48425 | 0.48425 | 0.48425 | 0.48425 | 0.48425 | 0.48425 | 0.48425 | 0.48425 | 0.48425 | 0.48425 | 0.48425 | 0.48425 | 3770.6207 | 12646.4593 | 0.00065965 | 59859.2764 | 33917.5985 | 201.982 | 685.1115 | 16417.08 | 887.0935 | 15529.9866 | -18387.6119 | FALSE
| 60659126 | CLC013 | CLC | 22KV | 457.46 | 15 | 44906.1835 | 6.25% | Three phase | 97.13 | 0.002668 | 0.002888 | 0.0031272 | 0.0033873 | 0.0036703 | 0.0039781 | 0.004313 | 0.0046774 | 0.0050741 | 0.0055059 | 0.005976 | 0.006488 | 0.0070455 | 0.0076528 | 0.0083144 | 0.0090352 | 0.0098206 | 0.010677 | 0.01161 | 0.012627 | 0.43625 | 0.44194 | 0.45131 | 0.45725 | 0.46119 | 0.46906 | 0.47406 | 0.48275 | 0.48425 | 0.48425 | 0.48425 | 0.48425 | 0.48425 | 0.48425 | 0.48425 | 0.48425 | 0.48425 | 0.48425 | 0.48425 | 0.48425 | 1817.6339 | 4520.6791 | 0.00048965 | 44433.0898 | 25176.7778 | 149.9297 | 377.4951 | 6338.3129 | 527.4248 | 5810.8881 | -19365.8896 | FALSE
| 60659141 | CLC013 | CLC | 22KV | 1174.82 | 15 | 44906.1835 | 6.25% | Three phase | 97.13 | 0.014715 | 0.015924 | 0.017235 | 0.01866 | 0.020206 | 0.021885 | 0.023709 | 0.02569 | 0.027841 | 0.030179 | 0.032719 | 0.035479 | 0.038478 | 0.038504 | 0.038504 | 0.038504 | 0.038504 | 0.038504 | 0.038504 | 0.038504 | 0.43625 | 0.44194 | 0.45131 | 0.45725 | 0.46119 | 0.46906 | 0.47406 | 0.48275 | 0.48425 | 0.48425 | 0.48425 | 0.48425 | 0.48425 | 0.48425 | 0.48425 | 0.48425 | 0.48425 | 0.48425 | 0.48425 | 0.48425 | 8632.6452 | 55263.88 | 0.0012575 | 114110.2666 | 64657.4171 | 385.04 | 2489.7043 | 63896.5253 | 2874.7443 | 61021.781 | -3635.6362 | FALSE
| 60659160 | CLC013 | CLC | 22KV | 677.72 | 15 | 44906.1835 | 6.25% | Three phase | 97.13 | 0.0084695 | 0.0091548 | 0.0098977 | 0.010703 | 0.011577 | 0.012524 | 0.013552 | 0.014667 | 0.015877 | 0.01719 | 0.018615 | 0.020161 | 0.021839 | 0.022212 | 0.022212 | 0.022212 | 0.022212 | 0.022212 | 0.022212 | 0.022212 | 0.43625 | 0.44194 | 0.45131 | 0.45725 | 0.46119 | 0.46906 | 0.47406 | 0.48275 | 0.48425 | 0.48425 | 0.48425 | 0.48425 | 0.48425 | 0.48425 | 0.48425 | 0.48425 | 0.48425 | 0.48425 | 0.48425 | 0.48425 | 4949.2981 | 18278.0225 | 0.00072541 | 65826.9436 | 37299.0115 | 222.1185 | 828.5252 | 23227.3206 | 1050.6437 | 22176.6769 | -15122.3346 | FALSE
| 60659161 | CLC014 | CLC | 22KV | 136.5 | 1 | 44906.1835 | 50% | Three phase | 97.13 | 0.0015466 | 0.0016985 | 0.001866 | 0.0020506 | 0.0022543 | 0.0024789 | 0.0027267 | 0.0030002 | 0.0033019 | 0.003635 | 0.0040028 | 0.0044088 | 0.0044738 | 0.0044738 | 0.0044738 | 0.0044738 | 0.0044738 | 0.0044738 | 0.0044738 | 0.0044738 | 3.13 | 3.1485 | 3.182 | 3.209 | 3.218 | 3.22 | 3.2405 | 3.2735 | 3.2825 | 3.2825 | 3.2825 | 3.2825 | 3.2825 | 3.2825 | 3.2825 | 3.2825 | 3.2825 | 3.2825 | 3.2825 | 3.2825 | 6832.4898 | 742.878 | 0.00014611 | 13258.245 | 7512.4167 | 307.5778 | 33.6101 | 7575.3678 | 341.188 | 7234.1798 | -278.2369 | FALSE
| 60659167 | CLC014 | CLC | 22KV | 235.18 | 1 | 44906.1835 | 50% | Three phase | 97.13 | 0.0015906 | 0.001764 | 0.0019573 | 0.0021729 | 0.0024134 | 0.0026818 | 0.0029814 | 0.003316 | 0.0036896 | 0.0041069 | 0.0045732 | 0.0050943 | 0.0056769 | 0.0063281 | 0.0070565 | 0.007708 | 0.007708 | 0.007708 | 0.007708 | 0.007708 | 3.13 | 3.1485 | 3.182 | 3.209 | 3.218 | 3.22 | 3.2405 | 3.2735 | 3.2825 | 3.2825 | 3.2825 | 3.2825 | 3.2825 | 3.2825 | 3.2825 | 3.2825 | 3.2825 | 3.2825 | 3.2825 | 3.2825 | 9029.3144 | 1688.9652 | 0.00025173 | 22843.0334 | 12943.3712 | 529.9352 | 99.7714 | 10718.2795 | 629.7066 | 10088.573 | -2854.7982 | FALSE
| 60659190 | CLC014 | CLC | 22KV | 147.94 | 1 | 44906.1835 | 50% | Three phase | 97.13 | 0.001373 | 0.0015318 | 0.0017098 | 0.0019094 | 0.0021334 | 0.0023846 | 0.0026666 | 0.0029832 | 0.0033387 | 0.0037379 | 0.0041864 | 0.0046904 | 0.0048487 | 0.0048487 | 0.0048487 | 0.0048487 | 0.0048487 | 0.0048487 | 0.0048487 | 0.0048487 | 3.13 | 3.1485 | 3.182 | 3.209 | 3.218 | 3.22 | 3.2405 | 3.2735 | 3.2825 | 3.2825 | 3.2825 | 3.2825 | 3.2825 | 3.2825 | 3.2825 | 3.2825 | 3.2825 | 3.2825 | 3.2825 | 3.2825 | 7030.0107 | 827.8001 | 0.00015835 | 14369.4122 | 8142.0288 | 333.3558 | 39.4799 | 7857.8108 | 372.8357 | 7484.9751 | -657.0537 | FALSE
| 60659193 | CLC013 | CLC | 22KV | 360.33 | 15 | 44906.1835 | 6.25% | Single phase | 44.74 | 0.0046355 | 0.0050844 | 0.0055785 | 0.0061225 | 0.0067215 | 0.0073812 | 0.0081079 | 0.0089085 | 0.0097906 | 0.010763 | 0.01181 | 0.01181 | 0.01181 | 0.01181 | 0.01181 | 0.01181 | 0.01181 | 0.01181 | 0.01181 | 0.01181 | 0.43625 | 0.44194 | 0.45131 | 0.45725 | 0.46119 | 0.46906 | 0.47406 | 0.48275 | 0.48425 | 0.48425 | 0.48425 | 0.48425 | 0.48425 | 0.48425 | 0.48425 | 0.48425 | 0.48425 | 0.48425 | 0.48425 | 0.48425 | 2803.5266 | 2535.6096 | 0.00038569 | 16121.1642 | 9134.6105 | 118.0959 | 107.8819 | 5339.1361 | 225.9778 | 5113.1583 | -4021.4522 | FALSE
| 60659204 | CLC013 | CLC | 22KV | 577.16 | 15 | 44906.1835 | 6.25% | Three phase | 97.13 | 0.0048093 | 0.0052338 | 0.0056977 | 0.0062047 | 0.0067588 | 0.0073645 | 0.0080268 | 0.0087511 | 0.0095433 | 0.01041 | 0.011358 | 0.012395 | 0.013531 | 0.014773 | 0.016134 | 0.017623 | 0.018916 | 0.018916 | 0.018916 | 0.018916 | 0.43625 | 0.44194 | 0.45131 | 0.45725 | 0.46119 | 0.46906 | 0.47406 | 0.48275 | 0.48425 | 0.48425 | 0.48425 | 0.48425 | 0.48425 | 0.48425 | 0.48425 | 0.48425 | 0.48425 | 0.48425 | 0.48425 | 0.48425 | 3331.0914 | 10452.0431 | 0.00061777 | 56059.5508 | 31764.5894 | 189.1606 | 600.8936 | 13783.1345 | 790.0542 | 12993.0803 | -18771.509 | FALSE
| 60659207 | CLC014 | CLC | 22KV | 310.3 | 1 | 44906.1835 | 50% | Three phase | 97.13 | 0.0028121 | 0.0031432 | 0.0035151 | 0.0039329 | 0.0044027 | 0.0049308 | 0.0055247 | 0.0061929 | 0.0069447 | 0.0077908 | 0.0087434 | 0.0098159 | 0.01017 | 0.01017 | 0.01017 | 0.01017 | 0.01017 | 0.01017 | 0.01017 | 0.01017 | 3.13 | 3.1485 | 3.182 | 3.209 | 3.218 | 3.22 | 3.2405 | 3.2735 | 3.2825 | 3.2825 | 3.2825 | 3.2825 | 3.2825 | 3.2825 | 3.2825 | 3.2825 | 3.2825 | 3.2825 | 3.2825 | 3.2825 | 14657.6259 | 3619.8661 | 0.00033213 | 30139.439 | 17077.677 | 699.2044 | 173.6875 | 18277.492 | 872.8919 | 17404.6 | 326.923 | TRUE
| 60659240 | CLC013 | CLC | 22KV | 3868.93 | 15 | 44906.1835 | 6.25% | Three phase | 97.13 | 0.022564 | 0.024425 | 0.026448 | 0.028648 | 0.031041 | 0.033644 | 0.036477 | 0.039559 | 0.042914 | 0.046566 | 0.050542 | 0.054871 | 0.059587 | 0.064723 | 0.070318 | 0.076414 | 0.083057 | 0.090297 | 0.098187 | 0.10679 | 0.43625 | 0.44194 | 0.45131 | 0.45725 | 0.46119 | 0.46906 | 0.47406 | 0.48275 | 0.48425 | 0.48425 | 0.48425 | 0.48425 | 0.48425 | 0.48425 | 0.48425 | 0.48425 | 0.48425 | 0.48425 | 0.48425 | 0.48425 | 15372.4877 | 323354.6936 | 0.0041412 | 375789.1709 | 212930.5093 | 1268.0179 | 27001.4351 | 338727.1813 | 28269.453 | 310457.7283 | 97527.219 | TRUE
| 60659244 | CLC013 | CLC | 22KV | 294.35 | 15 | 44906.1835 | 6.25% | Three phase | 97.13 | 0.0022296 | 0.0024264 | 0.0026414 | 0.0028764 | 0.0031333 | 0.0034142 | 0.0037213 | 0.0040573 | 0.0044249 | 0.004827 | 0.005267 | 0.0057487 | 0.0062758 | 0.006853 | 0.0074849 | 0.0081769 | 0.0089348 | 0.0096473 | 0.0096473 | 0.0096473 | 0.43625 | 0.44194 | 0.45131 | 0.45725 | 0.46119 | 0.46906 | 0.47406 | 0.48275 | 0.48425 | 0.48425 | 0.48425 | 0.48425 | 0.48425 | 0.48425 | 0.48425 | 0.48425 | 0.48425 | 0.48425 | 0.48425 | 0.48425 | 1576.9777 | 2522.7906 | 0.00031506 | 28590.2155 | 16199.8525 | 96.4714 | 156.2907 | 4099.7683 | 252.7621 | 3847.0061 | -12352.8464 | FALSE
| 60659349 | CLC014 | CLC | 22KV | 166.46 | 1 | 44906.1835 | 50% | Three phase | 97.13 | 0.0015086 | 0.0016862 | 0.0018857 | 0.0021098 | 0.0023618 | 0.0026451 | 0.0029637 | 0.0033222 | 0.0037255 | 0.0041794 | 0.0046904 | 0.0052657 | 0.0054557 | 0.0054557 | 0.0054557 | 0.0054557 | 0.0054557 | 0.0054557 | 0.0054557 | 0.0054557 | 3.13 | 3.1485 | 3.182 | 3.209 | 3.218 | 3.22 | 3.2405 | 3.2735 | 3.2825 | 3.2825 | 3.2825 | 3.2825 | 3.2825 | 3.2825 | 3.2825 | 3.2825 | 3.2825 | 3.2825 | 3.2825 | 3.2825 | 7863.0629 | 1041.7146 | 0.00017817 | 16168.2598 | 9161.2959 | 375.0872 | 49.9833 | 8904.7774 | 425.0705 | 8479.7069 | -681.589 | FALSE
| 60659360 | CLC014 | CLC | 22KV | 159.69 | 1 | 44906.1835 | 50% | Three phase | 97.13 | 0.0016451 | 0.0018388 | 0.0020565 | 0.002301 | 0.0025757 | 0.0028846 | 0.0032318 | 0.0036224 | 0.0040616 | 0.0045559 | 0.0051121 | 0.0052338 | 0.0052338 | 0.0052338 | 0.0052338 | 0.0052338 | 0.0052338 | 0.0052338 | 0.0052338 | 0.0052338 | 3.13 | 3.1485 | 3.182 | 3.209 | 3.218 | 3.22 | 3.2405 | 3.2735 | 3.2825 | 3.2825 | 3.2825 | 3.2825 | 3.2825 | 3.2825 | 3.2825 | 3.2825 | 3.2825 | 3.2825 | 3.2825 | 3.2825 | 8035.4719 | 1021.704 | 0.00017093 | 15510.6897 | 8788.7021 | 359.8323 | 46.0003 | 9057.1759 | 405.8326 | 8651.3433 | -137.3587 | FALSE
| 60659361 | CLC014 | CLC | 22KV | 62.32 | 1 | 44906.1835 | 50% | Three phase | 97.13 | 0.0007281 | 0.00080868 | 0.00089856 | 0.00099883 | 0.0011107 | 0.0012356 | 0.001375 | 0.0015307 | 0.0017046 | 0.0018989 | 0.0020425 | 0.0020425 | 0.0020425 | 0.0020425 | 0.0020425 | 0.0020425 | 0.0020425 | 0.0020425 | 0.0020425 | 0.0020425 | 3.13 | 3.1485 | 3.182 | 3.209 | 3.218 | 3.22 | 3.2405 | 3.2735 | 3.2825 | 3.2825 | 3.2825 | 3.2825 | 3.2825 | 3.2825 | 3.2825 | 3.2825 | 3.2825 | 3.2825 | 3.2825 | 3.2825 | 3269.13 | 162.2951 | 6.6705e-05 | 6053.1416 | 3429.8448 | 140.4267 | 7.0058 | 3431.4251 | 147.4326 | 3283.9925 | -145.8523 | FALSE
| 60659373 | CLC013 | CLC | 22KV | 334.57 | 15 | 44906.1835 | 6.25% | Three phase | 97.13 | 0.0019513 | 0.0021122 | 0.0022871 | 0.0024774 | 0.0026843 | 0.0029094 | 0.0031544 | 0.0034209 | 0.003711 | 0.0040268 | 0.0043707 | 0.0047451 | 0.0051528 | 0.005597 | 0.0060808 | 0.006608 | 0.0071825 | 0.0078085 | 0.0084909 | 0.0092347 | 0.43625 | 0.44194 | 0.45131 | 0.45725 | 0.46119 | 0.46906 | 0.47406 | 0.48275 | 0.48425 | 0.48425 | 0.48425 | 0.48425 | 0.48425 | 0.48425 | 0.48425 | 0.48425 | 0.48425 | 0.48425 | 0.48425 | 0.48425 | 1329.3529 | 2418.0842 | 0.00035811 | 32496.7841 | 18413.4012 | 109.6533 | 201.9199 | 3747.4371 | 311.5731 | 3435.8639 | -14977.5373 | FALSE
| 60660212 | CLC013 | CLC | 22KV | 59.63 | 15 | 44906.1835 | 6.25% | Three phase | 97.13 | 0.00073308 | 0.0008088 | 0.00089267 | 0.00098557 | 0.0010885 | 0.0012026 | 0.0013291 | 0.0014692 | 0.0016247 | 0.0017971 | 0.0019544 | 0.0019544 | 0.0019544 | 0.0019544 | 0.0019544 | 0.0019544 | 0.0019544 | 0.0019544 | 0.0019544 | 0.0019544 | 0.43625 | 0.44194 | 0.45131 | 0.45725 | 0.46119 | 0.46906 | 0.47406 | 0.48275 | 0.48425 | 0.48425 | 0.48425 | 0.48425 | 0.48425 | 0.48425 | 0.48425 | 0.48425 | 0.48425 | 0.48425 | 0.48425 | 0.48425 | 460.8802 | 149.6972 | 6.3826e-05 | 5791.8619 | 3281.7979 | 19.5434 | 6.4141 | 610.5774 | 25.9574 | 584.62 | -2697.1779 | FALSE
| 60660220 | CLC013 | CLC | 22KV | 56.3 | 15 | 44906.1835 | 6.25% | Three phase | 97.13 | 0.00069214 | 0.00076364 | 0.00084282 | 0.00093054 | 0.0010277 | 0.0011354 | 0.0012548 | 0.0013872 | 0.001534 | 0.0016967 | 0.0018452 | 0.0018452 | 0.0018452 | 0.0018452 | 0.0018452 | 0.0018452 | 0.0018452 | 0.0018452 | 0.0018452 | 0.0018452 | 0.43625 | 0.44194 | 0.45131 | 0.45725 | 0.46119 | 0.46906 | 0.47406 | 0.48275 | 0.48425 | 0.48425 | 0.48425 | 0.48425 | 0.48425 | 0.48425 | 0.48425 | 0.48425 | 0.48425 | 0.48425 | 0.48425 | 0.48425 | 435.1427 | 133.4445 | 6.0262e-05 | 5468.419 | 3098.5279 | 18.452 | 5.7177 | 568.5872 | 24.1697 | 544.4175 | -2554.1104 | FALSE
| 60660261 | CLC014 | CLC | 22KV | 56.25 | 1 | 44906.1835 | 50% | Three phase | 97.13 | 0.00050977 | 0.00056978 | 0.0006372 | 0.00071295 | 0.0007981 | 0.00089383 | 0.0010015 | 0.0011226 | 0.0012589 | 0.0014123 | 0.001585 | 0.0017794 | 0.0018436 | 0.0018436 | 0.0018436 | 0.0018436 | 0.0018436 | 0.0018436 | 0.0018436 | 0.0018436 | 3.13 | 3.1485 | 3.182 | 3.209 | 3.218 | 3.22 | 3.2405 | 3.2735 | 3.2825 | 3.2825 | 3.2825 | 3.2825 | 3.2825 | 3.2825 | 3.2825 | 3.2825 | 3.2825 | 3.2825 | 3.2825 | 3.2825 | 2657.0785 | 118.9526 | 6.0208e-05 | 5463.5625 | 3095.7761 | 126.7491 | 5.7076 | 2776.0311 | 132.4567 | 2643.5744 | -452.2017 | FALSE
| 60661146 | BAS011 | BAS | 22KV | 1392.27 | 43 | 37239.5893 | 2.273% | Covered | 390 | 0.0074823 | 0.008033 | 0.0086268 | 0.009267 | 0.0099573 | 0.010702 | 0.011505 | 0.012372 | 0.013307 | 0.014316 | 0.015405 | 0.01658 | 0.017849 | 0.019219 | 0.020699 | 0.022297 | 0.024023 | 0.025887 | 0.027901 | 0.030077 | 0.42989 | 0.26061 | 0.26702 | 0.27275 | 0.27636 | 0.28043 | 0.28698 | 0.29398 | 0.2983 | 0.2983 | 0.2983 | 0.2983 | 0.2983 | 0.2983 | 0.2983 | 0.2983 | 0.2983 | 0.2983 | 0.2983 | 0.2983 | 2397.1466 | 141193.6747 | 0.0014902 | 542985.3 | 307667.5578 | 239.1491 | 14039.8753 | 143590.8213 | 14279.0244 | 129311.7969 | -178355.7608 | FALSE
| 60661156 | BAN009 | BAN | 22KV | 547.27 | 6 | 44753.327 | 14.29% | Three phase | 97.13 | 0.0051531 | 0.0056346 | 0.0061631 | 0.0067434 | 0.0073807 | 0.0080807 | 0.0088497 | 0.0096947 | 0.010623 | 0.011644 | 0.012766 | 0.014 | 0.015356 | 0.016848 | 0.017937 | 0.017937 | 0.017937 | 0.017937 | 0.017937 | 0.017937 | 1.3273 | 1.3327 | 1.3423 | 1.3537 | 1.3524 | 1.3549 | 1.3683 | 1.3869 | 1.3919 | 1.3919 | 1.3919 | 1.3919 | 1.3919 | 1.3919 | 1.3919 | 1.3919 | 1.3919 | 1.3919 | 1.3919 | 1.3919 | 10190.1672 | 10520.0404 | 0.00058578 | 53156.3351 | 30119.5627 | 520.0857 | 540.2669 | 20710.2077 | 1060.3526 | 19649.855 | -10469.7077 | FALSE
| 60663392 | CLC013 | CLC | 22KV | 795.69 | 15 | 44906.1835 | 6.25% | Single phase | 44.74 | 0.010236 | 0.011227 | 0.012319 | 0.01352 | 0.014843 | 0.016299 | 0.017904 | 0.019672 | 0.02162 | 0.023766 | 0.026079 | 0.026079 | 0.026079 | 0.026079 | 0.026079 | 0.026079 | 0.026079 | 0.026079 | 0.026079 | 0.026079 | 0.43625 | 0.44194 | 0.45131 | 0.45725 | 0.46119 | 0.46906 | 0.47406 | 0.48275 | 0.48425 | 0.48425 | 0.48425 | 0.48425 | 0.48425 | 0.48425 | 0.48425 | 0.48425 | 0.48425 | 0.48425 | 0.48425 | 0.48425 | 6190.8197 | 12364.2943 | 0.00085168 | 35599.1706 | 20171.2825 | 260.7825 | 526.0603 | 18555.114 | 786.8427 | 17768.2713 | -2403.0112 | FALSE
| 60664532 | BAN009 | BAN | 22KV | 472.77 | 6 | 44753.327 | 14.29% | Covered | 390 | 0.0031386 | 0.0033758 | 0.003632 | 0.0039086 | 0.0042073 | 0.00453 | 0.0048787 | 0.0052553 | 0.0056624 | 0.0061023 | 0.0065779 | 0.0070919 | 0.0076477 | 0.0082487 | 0.0088985 | 0.0096014 | 0.010362 | 0.011184 | 0.012074 | 0.013037 | 1.3273 | 1.3327 | 1.3423 | 1.3537 | 1.3524 | 1.3549 | 1.3683 | 1.3869 | 1.3919 | 1.3919 | 1.3919 | 1.3919 | 1.3919 | 1.3919 | 1.3919 | 1.3919 | 1.3919 | 1.3919 | 1.3919 | 1.3919 | 5722.2345 | 20497.0738 | 0.00050604 | 184380.3 | 104473.9823 | 449.2863 | 1618.8855 | 26219.3083 | 2068.1718 | 24151.1365 | -80322.8458 | FALSE
| 60668773 | CLC013 | CLC | 22KV | 974.73 | 15 | 44906.1835 | 6.25% | Three phase | 97.13 | 0.011941 | 0.013151 | 0.014489 | 0.015968 | 0.017605 | 0.019414 | 0.021417 | 0.023632 | 0.026085 | 0.028799 | 0.031804 | 0.031947 | 0.031947 | 0.031947 | 0.031947 | 0.031947 | 0.031947 | 0.031947 | 0.031947 | 0.031947 | 0.43625 | 0.44194 | 0.45131 | 0.45725 | 0.46119 | 0.46906 | 0.47406 | 0.48275 | 0.48425 | 0.48425 | 0.48425 | 0.48425 | 0.48425 | 0.48425 | 0.48425 | 0.48425 | 0.48425 | 0.48425 | 0.48425 | 0.48425 | 7488.9065 | 39760.4391 | 0.0010433 | 94675.5249 | 53645.2599 | 319.4617 | 1713.8538 | 47249.3456 | 2033.3155 | 45216.0301 | -8429.2298 | FALSE
| 60668776 | CLC013 | CLC | 22KV | 74.17 | 15 | 44906.1835 | 6.25% | Three phase | 97.13 | 0.00061803 | 0.00067259 | 0.00073221 | 0.00079735 | 0.00086856 | 0.0009464 | 0.0010315 | 0.0011246 | 0.0012264 | 0.0013378 | 0.0014596 | 0.0015929 | 0.0017388 | 0.0018985 | 0.0020733 | 0.0022647 | 0.0024309 | 0.0024309 | 0.0024309 | 0.0024309 | 0.43625 | 0.44194 | 0.45131 | 0.45725 | 0.46119 | 0.46906 | 0.47406 | 0.48275 | 0.48425 | 0.48425 | 0.48425 | 0.48425 | 0.48425 | 0.48425 | 0.48425 | 0.48425 | 0.48425 | 0.48425 | 0.48425 | 0.48425 | 428.0738 | 172.6097 | 7.9389e-05 | 7204.1321 | 4082.0216 | 24.3088 | 9.9234 | 600.6835 | 34.2322 | 566.4513 | -3515.5703 | FALSE
| 60669299 | BAN008 | BAN | 22KV | 550.71 | 7 | 44753.327 | 12.5% | Single phase | 44.74 | 0.0034887 | 0.0037461 | 0.0040235 | 0.0043227 | 0.0046452 | 0.004993 | 0.005368 | 0.0057726 | 0.0062091 | 0.00668 | 0.0071881 | 0.0077365 | 0.0083284 | 0.0089673 | 0.009657 | 0.010402 | 0.011206 | 0.012074 | 0.013012 | 0.014025 | 1.0517 | 0.010375 | 0.010375 | 0.01075 | 0.011625 | 0.011625 | 0.011625 | 0.011625 | 0.011625 | 0.011625 | 0.011625 | 0.011625 | 0.011625 | 0.011625 | 0.011625 | 0.011625 | 0.011625 | 0.011625 | 0.011625 | 0.011625 | 211.6597 | 2988.7852 | 0.00058946 | 24638.7654 | 13960.8729 | 31.3231 | 251.996 | 3200.4449 | 283.3191 | 2917.1258 | -11043.7471 | FALSE
| 60669326 | BAN006 | BAN | 22KV | 2327.24 | 12 | 44753.327 | 7.692% | Covered | 390 | 0.023473 | 0.025253 | 0.027174 | 0.029247 | 0.031485 | 0.0339 | 0.036509 | 0.039326 | 0.042368 | 0.045654 | 0.049203 | 0.053038 | 0.05718 | 0.061657 | 0.066494 | 0.071722 | 0.076275 | 0.076275 | 0.076275 | 0.076275 | 0.79946 | 0.80808 | 0.82008 | 0.831 | 0.83438 | 0.84046 | 0.85346 | 0.87077 | 0.87754 | 0.87754 | 0.87754 | 0.87754 | 0.87754 | 0.87754 | 0.87754 | 0.87754 | 0.87754 | 0.87754 | 0.87754 | 0.87754 | 25894.2029 | 729564.3844 | 0.002491 | 907623.6 | 514279.7354 | 1377.8422 | 39228.2258 | 755458.5873 | 40606.0681 | 714852.5192 | 200572.7839 | TRUE
| 60669348 | BAN008 | BAN | 22KV | 251.86 | 7 | 44753.327 | 12.5% | Single phase | 44.74 | 0.0015955 | 0.0017132 | 0.0018401 | 0.0019769 | 0.0021244 | 0.0022835 | 0.002455 | 0.00264 | 0.0028396 | 0.003055 | 0.0032874 | 0.0035382 | 0.0038089 | 0.0041011 | 0.0044165 | 0.0047571 | 0.0051248 | 0.0055219 | 0.0059508 | 0.0064141 | 1.0517 | 0.010375 | 0.010375 | 0.01075 | 0.011625 | 0.011625 | 0.011625 | 0.011625 | 0.011625 | 0.011625 | 0.011625 | 0.011625 | 0.011625 | 0.011625 | 0.011625 | 0.011625 | 0.011625 | 0.011625 | 0.011625 | 0.011625 | 96.7998 | 625.1254 | 0.00026958 | 11268.2164 | 6384.8222 | 14.3252 | 52.7067 | 721.9252 | 67.0319 | 654.8933 | -5729.9289 | FALSE
| 60669501 | CLC002 | CLC | 22KV | 493.95 | 0 | 44906.1835 | 100% | Three phase | 97.13 | 0.0045857 | 0.0049784 | 0.0054063 | 0.0058727 | 0.006381 | 0.0069351 | 0.0075393 | 0.0081981 | 0.0089167 | 0.0097005 | 0.010556 | 0.011489 | 0.012507 | 0.013618 | 0.01483 | 0.016154 | 0.016189 | 0.016189 | 0.016189 | 0.016189 | 5.704 | 5.694 | 5.721 | 5.729 | 5.733 | 5.746 | 5.789 | 5.865 | 5.853 | 5.853 | 5.853 | 5.853 | 5.853 | 5.853 | 5.853 | 5.853 | 5.853 | 5.853 | 5.853 | 5.853 | 37071.3165 | 8162.6122 | 0.00052871 | 47977.3635 | 27185.0421 | 1991.1831 | 440.12 | 45233.9287 | 2431.3031 | 42802.6256 | 15617.5834 | TRUE
| 60670083 | WIN011 | WIN | 22KV | 1761.95 | 12 | 36385.0727 | 7.692% | Covered | 390 | 0.016969 | 0.018283 | 0.019702 | 0.021237 | 0.022897 | 0.024691 | 0.026632 | 0.028731 | 0.031002 | 0.033459 | 0.036117 | 0.038994 | 0.042107 | 0.045476 | 0.049124 | 0.053072 | 0.057347 | 0.057747 | 0.057747 | 0.057747 | 0.34723 | 0.35015 | 0.35531 | 0.35785 | 0.35885 | 0.36123 | 0.36615 | 0.371 | 0.37038 | 0.37038 | 0.37038 | 0.37038 | 0.37038 | 0.37038 | 0.37038 | 0.37038 | 0.37038 | 0.37038 | 0.37038 | 0.37038 | 6598.8841 | 407634.407 | 0.0018859 | 687160.5 | 389360.4354 | 361.4957 | 22485.5482 | 414233.2911 | 22847.0439 | 391386.2471 | 2025.8117 | TRUE
| 60670085 | WIN011 | WIN | 22KV | 1282.72 | 12 | 36385.0727 | 7.692% | Single phase | 44.74 | 0.015995 | 0.01727 | 0.018651 | 0.020147 | 0.021767 | 0.023522 | 0.025423 | 0.027484 | 0.029717 | 0.032137 | 0.03476 | 0.037604 | 0.040688 | 0.042041 | 0.042041 | 0.042041 | 0.042041 | 0.042041 | 0.042041 | 0.042041 | 0.34723 | 0.35015 | 0.35531 | 0.35785 | 0.35885 | 0.36123 | 0.36615 | 0.371 | 0.37038 | 0.37038 | 0.37038 | 0.37038 | 0.37038 | 0.37038 | 0.37038 | 0.37038 | 0.37038 | 0.37038 | 0.37038 | 0.37038 | 5807.2655 | 29981.6393 | 0.001373 | 57388.8928 | 32517.8241 | 263.1731 | 1367.1351 | 35788.9048 | 1630.3081 | 34158.5966 | 1640.7725 | TRUE
| 60670806 | BAN006 | BAN | 22KV | 1771.64 | 12 | 44753.327 | 7.692% | Covered | 390 | 0.021479 | 0.022864 | 0.024342 | 0.02592 | 0.027604 | 0.029402 | 0.031321 | 0.033369 | 0.035556 | 0.037891 | 0.040385 | 0.043048 | 0.045892 | 0.048929 | 0.052173 | 0.055639 | 0.058065 | 0.058065 | 0.058065 | 0.058065 | 0.79946 | 0.80808 | 0.82008 | 0.831 | 0.83438 | 0.84046 | 0.85346 | 0.87077 | 0.87754 | 0.87754 | 0.87754 | 0.87754 | 0.87754 | 0.87754 | 0.87754 | 0.87754 | 0.87754 | 0.87754 | 0.87754 | 0.87754 | 21154.1215 | 454363.1012 | 0.0018963 | 690939.6 | 391501.7576 | 1048.8993 | 22733.5508 | 475517.2226 | 23782.4502 | 451734.7725 | 60233.0149 | TRUE
| 60670809 | BAN006 | BAN | 22KV | 95.16 | 12 | 44753.327 | 7.692% | Three phase | 97.13 | 0.0010446 | 0.0011238 | 0.0012093 | 0.0013016 | 0.0014012 | 0.0015087 | 0.0016248 | 0.0017502 | 0.0018855 | 0.0020317 | 0.0021895 | 0.0023601 | 0.0025443 | 0.0027433 | 0.0029584 | 0.0031188 | 0.0031188 | 0.0031188 | 0.0031188 | 0.0031188 | 0.79946 | 0.80808 | 0.82008 | 0.831 | 0.83438 | 0.84046 | 0.85346 | 0.87077 | 0.87754 | 0.87754 | 0.87754 | 0.87754 | 0.87754 | 0.87754 | 0.87754 | 0.87754 | 0.87754 | 0.87754 | 0.87754 | 0.87754 | 1127.3141 | 323.5635 | 0.00010186 | 9242.8908 | 5237.2277 | 56.3395 | 16.3348 | 1450.8777 | 72.6743 | 1378.2034 | -3859.0243 | FALSE
| 60670810 | BAN006 | BAN | 22KV | 238.86 | 12 | 44753.327 | 7.692% | Three phase | 97.13 | 0.0021631 | 0.0023603 | 0.0025763 | 0.002813 | 0.0030725 | 0.0033568 | 0.0036685 | 0.0040103 | 0.0043851 | 0.0047962 | 0.0052472 | 0.005742 | 0.0062849 | 0.0068807 | 0.0075347 | 0.0078286 | 0.0078286 | 0.0078286 | 0.0078286 | 0.0078286 | 0.79946 | 0.80808 | 0.82008 | 0.831 | 0.83438 | 0.84046 | 0.85346 | 0.87077 | 0.87754 | 0.87754 | 0.87754 | 0.87754 | 0.87754 | 0.87754 | 0.87754 | 0.87754 | 0.87754 | 0.87754 | 0.87754 | 0.87754 | 2685.0618 | 1931.4229 | 0.00025567 | 23200.4718 | 13145.9038 | 141.417 | 102.9181 | 4616.4847 | 244.3352 | 4372.1495 | -8773.7543 | FALSE
| 60670814 | BAN006 | BAN | 22KV | 887.25 | 12 | 44753.327 | 7.692% | Covered | 390 | 0.0051759 | 0.0055573 | 0.0059685 | 0.0064119 | 0.0068899 | 0.0074055 | 0.0079615 | 0.0085614 | 0.0092085 | 0.0099069 | 0.01066 | 0.011474 | 0.012352 | 0.0133 | 0.014323 | 0.015428 | 0.016622 | 0.017911 | 0.019303 | 0.020807 | 0.79946 | 0.80808 | 0.82008 | 0.831 | 0.83438 | 0.84046 | 0.85346 | 0.87077 | 0.87754 | 0.87754 | 0.87754 | 0.87754 | 0.87754 | 0.87754 | 0.87754 | 0.87754 | 0.87754 | 0.87754 | 0.87754 | 0.87754 | 5797.9801 | 62259.6144 | 0.00094968 | 346027.5 | 196066.884 | 525.2963 | 5701.7522 | 68057.5944 | 6227.0485 | 61830.546 | -134236.3381 | FALSE
| 60670822 | BAN006 | BAN | 22KV | 35.75 | 12 | 44753.327 | 7.692% | Three phase | 97.13 | 0.00024886 | 0.00027125 | 0.00029575 | 0.00032259 | 0.00035198 | 0.00038418 | 0.00041946 | 0.00045812 | 0.00050049 | 0.00054693 | 0.00059786 | 0.0006537 | 0.00071495 | 0.00078213 | 0.00085584 | 0.00093671 | 0.0010255 | 0.0011229 | 0.0011717 | 0.0011717 | 0.79946 | 0.80808 | 0.82008 | 0.831 | 0.83438 | 0.84046 | 0.85346 | 0.87077 | 0.87754 | 0.87754 | 0.87754 | 0.87754 | 0.87754 | 0.87754 | 0.87754 | 0.87754 | 0.87754 | 0.87754 | 0.87754 | 0.87754 | 326.7188 | 35.1456 | 3.8266e-05 | 3472.3975 | 1967.5377 | 21.1658 | 2.3055 | 361.8644 | 23.4712 | 338.3932 | -1629.1446 | FALSE
| 60670825 | BAN006 | BAN | 22KV | 363.2 | 12 | 44753.327 | 7.692% | Three phase | 97.13 | 0.0032507 | 0.0035066 | 0.0037835 | 0.0040833 | 0.0044078 | 0.0047593 | 0.00514 | 0.0055523 | 0.0059989 | 0.0064828 | 0.0070072 | 0.0075754 | 0.0081913 | 0.0088588 | 0.0095824 | 0.010367 | 0.011218 | 0.011904 | 0.011904 | 0.011904 | 0.79946 | 0.80808 | 0.82008 | 0.831 | 0.83438 | 0.84046 | 0.85346 | 0.87077 | 0.87754 | 0.87754 | 0.87754 | 0.87754 | 0.87754 | 0.87754 | 0.87754 | 0.87754 | 0.87754 | 0.87754 | 0.87754 | 0.87754 | 3749.152 | 4103.3335 | 0.00038876 | 35277.616 | 19989.0825 | 215.0325 | 237.9561 | 7852.4855 | 452.9886 | 7399.4969 | -12589.5856 | FALSE
| 60670840 | BAN006 | BAN | 22KV | 6225.92 | 12 | 44753.327 | 7.692% | Covered | 390 | 0.062797 | 0.067558 | 0.072696 | 0.078242 | 0.084229 | 0.090692 | 0.09767 | 0.10521 | 0.11334 | 0.12213 | 0.13163 | 0.14189 | 0.15297 | 0.16495 | 0.17789 | 0.19187 | 0.20405 | 0.20405 | 0.20405 | 0.20405 | 0.79946 | 0.80808 | 0.82008 | 0.831 | 0.83438 | 0.84046 | 0.85346 | 0.87077 | 0.87754 | 0.87754 | 0.87754 | 0.87754 | 0.87754 | 0.87754 | 0.87754 | 0.87754 | 0.87754 | 0.87754 | 0.87754 | 0.87754 | 69273.1457 | 5221416.6624 | 0.006664 | 2428108.8 | 1375820.4955 | 3686.0554 | 280752.3452 | 5290689.8081 | 284438.4006 | 5006251.4075 | 3630430.912 | TRUE
| 60670843 | BAN006 | BAN | 22KV | 1108.51 | 12 | 44753.327 | 7.692% | Covered | 390 | 0.012168 | 0.013091 | 0.014087 | 0.015162 | 0.016323 | 0.017575 | 0.018927 | 0.020387 | 0.021964 | 0.023667 | 0.025506 | 0.027492 | 0.029638 | 0.031957 | 0.034462 | 0.036331 | 0.036331 | 0.036331 | 0.036331 | 0.036331 | 0.79946 | 0.80808 | 0.82008 | 0.831 | 0.83438 | 0.84046 | 0.85346 | 0.87077 | 0.87754 | 0.87754 | 0.87754 | 0.87754 | 0.87754 | 0.87754 | 0.87754 | 0.87754 | 0.87754 | 0.87754 | 0.87754 | 0.87754 | 13131.9775 | 176295.4671 | 0.0011865 | 432318.9 | 244961.5121 | 656.2933 | 8900.1136 | 189427.4446 | 9556.4069 | 179871.0378 | -65090.4744 | FALSE
| 60670866 | BAN006 | BAN | 22KV | 168.26 | 12 | 44753.327 | 7.692% | Three phase | 97.13 | 0.0011713 | 0.0012766 | 0.001392 | 0.0015183 | 0.0016566 | 0.0018082 | 0.0019742 | 0.0021562 | 0.0023556 | 0.0025742 | 0.0028139 | 0.0030767 | 0.003365 | 0.0036812 | 0.0040281 | 0.0044087 | 0.0048264 | 0.0052848 | 0.0055147 | 0.0055147 | 0.79946 | 0.80808 | 0.82008 | 0.831 | 0.83438 | 0.84046 | 0.85346 | 0.87077 | 0.87754 | 0.87754 | 0.87754 | 0.87754 | 0.87754 | 0.87754 | 0.87754 | 0.87754 | 0.87754 | 0.87754 | 0.87754 | 0.87754 | 1537.7262 | 778.5384 | 0.0001801 | 16343.0938 | 9260.3607 | 99.6183 | 51.0701 | 2316.2647 | 150.6884 | 2165.5762 | -7094.7845 | FALSE
| 60672958 | WIN023 | WIN | 22KV | 235.93 | 4 | 36385.0727 | 20% | Single phase | 44.74 | 0.0029329 | 0.0031665 | 0.0034196 | 0.0036936 | 0.0039905 | 0.0043121 | 0.0046605 | 0.005038 | 0.0054472 | 0.0058906 | 0.0063712 | 0.0068922 | 0.0074571 | 0.0077326 | 0.0077326 | 0.0077326 | 0.0077326 | 0.0077326 | 0.0077326 | 0.0077326 | 0.4632 | 0.4698 | 0.4798 | 0.4878 | 0.4938 | 0.4998 | 0.511 | 0.5244 | 0.531 | 0.531 | 0.531 | 0.531 | 0.531 | 0.531 | 0.531 | 0.531 | 0.531 | 0.531 | 0.531 | 0.531 | 1506.7691 | 1012.1857 | 0.00025253 | 10555.5082 | 5980.9859 | 67.892 | 46.2502 | 2518.9548 | 114.1423 | 2404.8126 | -3576.1733 | FALSE
| 60672961 | WIN023 | WIN | 22KV | 1077.68 | 4 | 36385.0727 | 20% | Single phase | 44.74 | 0.013382 | 0.014418 | 0.015538 | 0.016748 | 0.018056 | 0.01947 | 0.020998 | 0.022651 | 0.024437 | 0.02637 | 0.02846 | 0.03072 | 0.033165 | 0.035321 | 0.035321 | 0.035321 | 0.035321 | 0.035321 | 0.035321 | 0.035321 | 0.4632 | 0.4698 | 0.4798 | 0.4878 | 0.4938 | 0.4998 | 0.511 | 0.5244 | 0.531 | 0.531 | 0.531 | 0.531 | 0.531 | 0.531 | 0.531 | 0.531 | 0.531 | 0.531 | 0.531 | 0.531 | 6818.9359 | 20925.0431 | 0.0011535 | 48215.4032 | 27319.9207 | 310.1168 | 965.0001 | 27743.9791 | 1275.1169 | 26468.8622 | -851.0585 | FALSE
| 60672995 | WIN023 | WIN | 22KV | 213.72 | 4 | 36385.0727 | 20% | Single phase | 44.74 | 0.0026568 | 0.0028684 | 0.0030977 | 0.0033459 | 0.0036148 | 0.0039061 | 0.0042218 | 0.0045638 | 0.0049344 | 0.005336 | 0.0057714 | 0.0062434 | 0.0067551 | 0.0070046 | 0.0070046 | 0.0070046 | 0.0070046 | 0.0070046 | 0.0070046 | 0.0070046 | 0.4632 | 0.4698 | 0.4798 | 0.4878 | 0.4938 | 0.4998 | 0.511 | 0.5244 | 0.531 | 0.531 | 0.531 | 0.531 | 0.531 | 0.531 | 0.531 | 0.531 | 0.531 | 0.531 | 0.531 | 0.531 | 1364.9248 | 830.5852 | 0.00022876 | 9561.8328 | 5417.9473 | 61.5008 | 37.9523 | 2195.51 | 99.4531 | 2096.0569 | -3321.8904 | FALSE
| 60673100 | WIN023 | WIN | 22KV | 206.69 | 4 | 36385.0727 | 20% | Three phase | 97.13 | 0.0024589 | 0.0026507 | 0.002858 | 0.0030821 | 0.0033246 | 0.0035868 | 0.0038704 | 0.0041772 | 0.0045092 | 0.0048685 | 0.0052573 | 0.005678 | 0.0061335 | 0.0066265 | 0.0067742 | 0.0067742 | 0.0067742 | 0.0067742 | 0.0067742 | 0.0067742 | 0.4632 | 0.4698 | 0.4798 | 0.4878 | 0.4938 | 0.4998 | 0.511 | 0.5244 | 0.531 | 0.531 | 0.531 | 0.531 | 0.531 | 0.531 | 0.531 | 0.531 | 0.531 | 0.531 | 0.531 | 0.531 | 1275.6914 | 1629.3312 | 0.00022123 | 20075.7997 | 11375.395 | 59.4778 | 77.0627 | 2905.0226 | 136.5405 | 2768.4821 | -8606.9129 | FALSE
| 60673630 | BAS024 | BAS | 22KV | 68.36 | 1 | 37239.5893 | 50% | Three phase | 97.13 | 0.00042835 | 0.00046679 | 0.00050888 | 0.00055497 | 0.00060545 | 0.00066075 | 0.00072135 | 0.00078775 | 0.00086054 | 0.00094034 | 0.0010278 | 0.0011238 | 0.001229 | 0.0013445 | 0.0014712 | 0.0016102 | 0.0017628 | 0.0019303 | 0.0021142 | 0.0022405 | 7.338 | 4.765 | 4.9125 | 5.055 | 5.1745 | 5.302 | 5.4665 | 5.6545 | 5.789 | 5.789 | 5.789 | 5.789 | 5.789 | 5.789 | 5.789 | 5.789 | 5.789 | 5.789 | 5.789 | 5.789 | 3109.7309 | 116.8961 | 7.317e-05 | 6639.8068 | 3762.2623 | 222.0926 | 8.4296 | 3226.6269 | 230.5223 | 2996.1047 | -766.1577 | FALSE
| 60677318 | BAS023 | BAS | 22KV | 234.59 | 5 | 37239.5893 | 16.67% | Three phase | 97.13 | 0.0011696 | 0.0012506 | 0.0013376 | 0.001431 | 0.0015314 | 0.0016391 | 0.0017548 | 0.0018792 | 0.0020128 | 0.0021563 | 0.0023106 | 0.0024765 | 0.0026548 | 0.0028465 | 0.0030526 | 0.0032742 | 0.0035126 | 0.003769 | 0.0040449 | 0.0043416 | 1.3123 | 0.3315 | 0.33817 | 0.3425 | 0.34467 | 0.35133 | 0.35967 | 0.36517 | 0.3685 | 0.3685 | 0.3685 | 0.3685 | 0.3685 | 0.3685 | 0.3685 | 0.3685 | 0.3685 | 0.3685 | 0.3685 | 0.3685 | 478.0784 | 885.8615 | 0.0002511 | 22785.7267 | 12910.9 | 57.2789 | 99.2714 | 1363.9399 | 156.5503 | 1207.3896 | -11703.5103 | FALSE
| 60677327 | BAS023 | BAS | 22KV | 1754.92 | 5 | 37239.5893 | 16.67% | Single phase | 44.74 | 0.017701 | 0.019043 | 0.020491 | 0.022054 | 0.023742 | 0.025564 | 0.027531 | 0.029655 | 0.031949 | 0.034427 | 0.037103 | 0.039994 | 0.043118 | 0.046494 | 0.050142 | 0.054084 | 0.057517 | 0.057517 | 0.057517 | 0.057517 | 1.3123 | 0.3315 | 0.33817 | 0.3425 | 0.34467 | 0.35133 | 0.35967 | 0.36517 | 0.3685 | 0.3685 | 0.3685 | 0.3685 | 0.3685 | 0.3685 | 0.3685 | 0.3685 | 0.3685 | 0.3685 | 0.3685 | 0.3685 | 7436.4104 | 47591.2705 | 0.0018784 | 78515.1208 | 44488.4152 | 428.492 | 2558.9532 | 55027.6809 | 2987.4452 | 52040.2357 | 7551.8205 | TRUE
| 60677342 | BAS022 | BAS | 22KV | 668.93 | 24 | 37239.5893 | 4% | Three phase | 97.13 | 0.0061955 | 0.0067092 | 0.0072674 | 0.0078742 | 0.0085339 | 0.0092511 | 0.010031 | 0.010879 | 0.011802 | 0.012806 | 0.013898 | 0.015086 | 0.016379 | 0.017787 | 0.019319 | 0.020987 | 0.021924 | 0.021924 | 0.021924 | 0.021924 | 0.4712 | 0.47752 | 0.48752 | 0.35376 | 0.35712 | 0.36152 | 0.36936 | 0.37856 | 0.38448 | 0.38448 | 0.38448 | 0.38448 | 0.38448 | 0.38448 | 0.38448 | 0.38448 | 0.38448 | 0.38448 | 0.38448 | 0.38448 | 2738.1163 | 14698.0994 | 0.000716 | 64973.1709 | 36815.2449 | 153.0756 | 807.1727 | 17436.2157 | 960.2483 | 16475.9674 | -20339.2776 | FALSE
| 60677354 | BAS023 | BAS | 22KV | 708.55 | 5 | 37239.5893 | 16.67% | Single phase | 44.74 | 0.0071467 | 0.0076885 | 0.0082733 | 0.0089044 | 0.0095858 | 0.010321 | 0.011116 | 0.011973 | 0.012899 | 0.0139 | 0.01498 | 0.016148 | 0.017409 | 0.018772 | 0.020245 | 0.021837 | 0.023223 | 0.023223 | 0.023223 | 0.023223 | 1.3123 | 0.3315 | 0.33817 | 0.3425 | 0.34467 | 0.35133 | 0.35967 | 0.36517 | 0.3685 | 0.3685 | 0.3685 | 0.3685 | 0.3685 | 0.3685 | 0.3685 | 0.3685 | 0.3685 | 0.3685 | 0.3685 | 0.3685 | 3002.4551 | 7758.0693 | 0.00075841 | 31700.527 | 17962.2242 | 173.0039 | 417.1466 | 10760.5245 | 590.1505 | 10170.374 | -7791.8503 | FALSE
| 60677431 | BAN006 | BAN | 22KV | 2756.06 | 12 | 44753.327 | 7.692% | Three phase | 97.13 | 0.033413 | 0.035569 | 0.037868 | 0.040323 | 0.042943 | 0.045739 | 0.048724 | 0.051911 | 0.055313 | 0.058946 | 0.062825 | 0.066967 | 0.071391 | 0.076116 | 0.081163 | 0.086554 | 0.090329 | 0.090329 | 0.090329 | 0.090329 | 0.79946 | 0.80808 | 0.82008 | 0.831 | 0.83438 | 0.84046 | 0.85346 | 0.87077 | 0.87754 | 0.87754 | 0.87754 | 0.87754 | 0.87754 | 0.87754 | 0.87754 | 0.87754 | 0.87754 | 0.87754 | 0.87754 | 0.87754 | 32908.5074 | 273853.4512 | 0.00295 | 267696.1078 | 151682.5736 | 1631.7251 | 13701.9519 | 306761.9585 | 15333.677 | 291428.2816 | 139745.708 | TRUE
| 60677513 | BAS011 | BAS | 22KV | 535.55 | 43 | 37239.5893 | 2.273% | Three phase | 97.13 | 0.0050011 | 0.0053861 | 0.0058021 | 0.0062517 | 0.0067376 | 0.0072629 | 0.0078307 | 0.0084448 | 0.0091087 | 0.0098268 | 0.010604 | 0.011444 | 0.012353 | 0.013336 | 0.0144 | 0.015552 | 0.016798 | 0.017553 | 0.017553 | 0.017553 | 0.42989 | 0.26061 | 0.26702 | 0.27275 | 0.27636 | 0.28043 | 0.28698 | 0.29398 | 0.2983 | 0.2983 | 0.2983 | 0.2983 | 0.2983 | 0.2983 | 0.2983 | 0.2983 | 0.2983 | 0.2983 | 0.2983 | 0.2983 | 1616.3139 | 9121.6935 | 0.00057324 | 52017.9715 | 29474.5406 | 91.991 | 517.3747 | 10738.0074 | 609.3656 | 10128.6418 | -19345.8988 | FALSE
| 60677517 | BAS011 | BAS | 22KV | 3777.96 | 43 | 37239.5893 | 2.273% | Three phase | 97.13 | 0.035279 | 0.037995 | 0.04093 | 0.044102 | 0.047529 | 0.051235 | 0.055241 | 0.059572 | 0.064256 | 0.069322 | 0.074801 | 0.080728 | 0.08714 | 0.094077 | 0.10158 | 0.10971 | 0.1185 | 0.12382 | 0.12382 | 0.12382 | 0.42989 | 0.26061 | 0.26702 | 0.27275 | 0.27636 | 0.28043 | 0.28698 | 0.29398 | 0.2983 | 0.2983 | 0.2983 | 0.2983 | 0.2983 | 0.2983 | 0.2983 | 0.2983 | 0.2983 | 0.2983 | 0.2983 | 0.2983 | 11402.0526 | 453931.3089 | 0.0040438 | 366953.2548 | 207923.8825 | 648.9371 | 25746.5957 | 465333.3615 | 26395.5328 | 438937.8287 | 231013.9462 | TRUE
| 60680386 | BAS011 | BAS | 22KV | 140.96 | 43 | 37239.5893 | 2.273% | Three phase | 97.13 | 0.0013605 | 0.0014674 | 0.0015831 | 0.0017083 | 0.0018438 | 0.0019906 | 0.0021494 | 0.0023215 | 0.0025078 | 0.0027096 | 0.0029282 | 0.003165 | 0.0034216 | 0.0036997 | 0.004001 | 0.0043277 | 0.0046199 | 0.0046199 | 0.0046199 | 0.0046199 | 0.42989 | 0.26061 | 0.26702 | 0.27275 | 0.27636 | 0.28043 | 0.28698 | 0.29398 | 0.2983 | 0.2983 | 0.2983 | 0.2983 | 0.2983 | 0.2983 | 0.2983 | 0.2983 | 0.2983 | 0.2983 | 0.2983 | 0.2983 | 441.4086 | 655.7192 | 0.00015088 | 13691.4448 | 7757.8774 | 24.2126 | 35.8424 | 1097.1278 | 60.055 | 1037.0728 | -6720.8046 | FALSE
| 60680414 | BAN009 | BAN | 22KV | 291.15 | 6 | 44753.327 | 14.29% | Three phase | 97.13 | 0.003581 | 0.0038398 | 0.004118 | 0.0044172 | 0.0047389 | 0.0050849 | 0.0054571 | 0.0058576 | 0.0062883 | 0.0067518 | 0.0072505 | 0.0077872 | 0.0083649 | 0.0089866 | 0.0095424 | 0.0095424 | 0.0095424 | 0.0095424 | 0.0095424 | 0.0095424 | 1.3273 | 1.3327 | 1.3423 | 1.3537 | 1.3524 | 1.3549 | 1.3683 | 1.3869 | 1.3919 | 1.3919 | 1.3919 | 1.3919 | 1.3919 | 1.3919 | 1.3919 | 1.3919 | 1.3919 | 1.3919 | 1.3919 | 1.3919 | 5858.1761 | 3221.2597 | 0.00031164 | 28279.3995 | 16023.7373 | 276.6878 | 152.911 | 9079.4358 | 429.5988 | 8649.837 | -7373.9002 | FALSE
| 60680418 | BAN009 | BAN | 22KV | 446.01 | 6 | 44753.327 | 14.29% | Three phase | 97.13 | 0.0041997 | 0.004592 | 0.0050228 | 0.0054957 | 0.0060151 | 0.0065856 | 0.0072123 | 0.0079009 | 0.0086577 | 0.0094895 | 0.010404 | 0.011409 | 0.012515 | 0.013731 | 0.014618 | 0.014618 | 0.014618 | 0.014618 | 0.014618 | 0.014618 | 1.3273 | 1.3327 | 1.3423 | 1.3537 | 1.3524 | 1.3549 | 1.3683 | 1.3869 | 1.3919 | 1.3919 | 1.3919 | 1.3919 | 1.3919 | 1.3919 | 1.3919 | 1.3919 | 1.3919 | 1.3919 | 1.3919 | 1.3919 | 8304.7061 | 6987.2023 | 0.00047739 | 43320.9513 | 24546.6153 | 423.8555 | 358.8346 | 15291.9084 | 782.6901 | 14509.2183 | -10037.3971 | FALSE
| 60680525 | BAN006 | BAN | 22KV | 1191.15 | 12 | 44753.327 | 7.692% | Single phase | 44.74 | 0.0081971 | 0.0088027 | 0.0094553 | 0.010159 | 0.010917 | 0.011735 | 0.012617 | 0.013568 | 0.014594 | 0.015701 | 0.016895 | 0.018184 | 0.019575 | 0.021076 | 0.022696 | 0.024446 | 0.026334 | 0.028373 | 0.030576 | 0.032954 | 0.79946 | 0.80808 | 0.82008 | 0.831 | 0.83438 | 0.84046 | 0.85346 | 0.87077 | 0.87754 | 0.87754 | 0.87754 | 0.87754 | 0.87754 | 0.87754 | 0.87754 | 0.87754 | 0.87754 | 0.87754 | 0.87754 | 0.87754 | 9186.625 | 15192.7565 | 0.001275 | 53292.051 | 30196.4624 | 705.2203 | 1178.9099 | 24379.3814 | 1884.1301 | 22495.2513 | -7701.2111 | FALSE
| 60680536 | BAN005 | BAN | 22KV | 29.66 | 0 | 44753.327 | 100% | Three phase | 97.13 | 0.00027761 | 0.00029899 | 0.0003221 | 0.00034706 | 0.00037405 | 0.00040322 | 0.00043476 | 0.00046887 | 0.00050575 | 0.00054563 | 0.00058878 | 0.00063545 | 0.00068594 | 0.00074057 | 0.00079969 | 0.00086366 | 0.00093291 | 0.0009721 | 0.0009721 | 0.0009721 | 8.233 | 8.146 | 8.053 | 7.976 | 7.889 | 7.834 | 7.816 | 7.826 | 7.806 | 7.806 | 7.806 | 7.806 | 7.806 | 7.806 | 7.806 | 7.806 | 7.806 | 7.806 | 7.806 | 7.806 | 2850.3811 | 28.0363 | 3.1747e-05 | 2880.8758 | 1632.3684 | 162.1183 | 1.5869 | 2878.4175 | 163.7052 | 2714.7123 | 1082.3439 | TRUE
| 60680540 | BAN005 | BAN | 22KV | 62.17 | 0 | 44753.327 | 100% | Three phase | 97.13 | 0.0005819 | 0.00062672 | 0.00067514 | 0.00072748 | 0.00078404 | 0.00084519 | 0.00091131 | 0.00098279 | 0.0010601 | 0.0011437 | 0.0012341 | 0.001332 | 0.0014378 | 0.0015523 | 0.0016762 | 0.0018103 | 0.0019555 | 0.0020376 | 0.0020376 | 0.0020376 | 8.233 | 8.146 | 8.053 | 7.976 | 7.889 | 7.834 | 7.816 | 7.826 | 7.806 | 7.806 | 7.806 | 7.806 | 7.806 | 7.806 | 7.806 | 7.806 | 7.806 | 7.806 | 7.806 | 7.806 | 5974.6525 | 123.1802 | 6.6545e-05 | 6038.5721 | 3421.5894 | 339.8144 | 6.9722 | 6097.8327 | 346.7865 | 5751.0462 | 2329.4568 | TRUE
| 60684441 | CLC014 | CLC | 22KV | 309.23 | 1 | 44906.1835 | 50% | Three phase | 97.13 | 0.0025191 | 0.0027974 | 0.0031081 | 0.0034549 | 0.0038422 | 0.0042747 | 0.004758 | 0.0052981 | 0.0059018 | 0.0065767 | 0.0073314 | 0.0081756 | 0.0091201 | 0.010135 | 0.010135 | 0.010135 | 0.010135 | 0.010135 | 0.010135 | 0.010135 | 3.13 | 3.1485 | 3.182 | 3.209 | 3.218 | 3.22 | 3.2405 | 3.2735 | 3.2825 | 3.2825 | 3.2825 | 3.2825 | 3.2825 | 3.2825 | 3.2825 | 3.2825 | 3.2825 | 3.2825 | 3.2825 | 3.2825 | 13444.6594 | 3308.012 | 0.00033099 | 30035.5099 | 17018.7885 | 696.7934 | 172.4918 | 16752.6713 | 869.2851 | 15883.3862 | -1135.4023 | FALSE
| 60684445 | CLC013 | CLC | 22KV | 1067.25 | 15 | 44906.1835 | 6.25% | Three phase | 97.13 | 0.012469 | 0.013849 | 0.015388 | 0.017105 | 0.019022 | 0.02116 | 0.023548 | 0.026214 | 0.029192 | 0.032519 | 0.034979 | 0.034979 | 0.034979 | 0.034979 | 0.034979 | 0.034979 | 0.034979 | 0.034979 | 0.034979 | 0.034979 | 0.43625 | 0.44194 | 0.45131 | 0.45725 | 0.46119 | 0.46906 | 0.47406 | 0.48275 | 0.48425 | 0.48425 | 0.48425 | 0.48425 | 0.48425 | 0.48425 | 0.48425 | 0.48425 | 0.48425 | 0.48425 | 0.48425 | 0.48425 | 8191.1838 | 47597.3606 | 0.0011423 | 103661.9925 | 58737.1925 | 349.7846 | 2054.648 | 55788.5444 | 2404.4326 | 53384.1119 | -5353.0806 | FALSE
| 60684448 | CLC013 | CLC | 22KV | 163.4 | 15 | 44906.1835 | 6.25% | Three phase | 97.13 | 0.0013616 | 0.0014818 | 0.0016131 | 0.0017566 | 0.0019135 | 0.002085 | 0.0022725 | 0.0024775 | 0.0027018 | 0.0029471 | 0.0032156 | 0.0035093 | 0.0038307 | 0.0041825 | 0.0045676 | 0.0049893 | 0.0053554 | 0.0053554 | 0.0053554 | 0.0053554 | 0.43625 | 0.44194 | 0.45131 | 0.45725 | 0.46119 | 0.46906 | 0.47406 | 0.48275 | 0.48425 | 0.48425 | 0.48425 | 0.48425 | 0.48425 | 0.48425 | 0.48425 | 0.48425 | 0.48425 | 0.48425 | 0.48425 | 0.48425 | 943.0666 | 837.7469 | 0.0001749 | 15871.042 | 8992.8857 | 53.5533 | 48.1625 | 1780.8136 | 101.7159 | 1679.0977 | -7313.788 | FALSE
| 60684751 | BAN009 | BAN | 22KV | 2460.16 | 6 | 44753.327 | 14.29% | Single phase | 44.74 | 0.017745 | 0.019087 | 0.020536 | 0.022101 | 0.023791 | 0.025616 | 0.027587 | 0.029717 | 0.032018 | 0.034505 | 0.037193 | 0.040098 | 0.043238 | 0.046633 | 0.050304 | 0.054274 | 0.058567 | 0.06321 | 0.068233 | 0.073667 | 1.3273 | 1.3327 | 1.3423 | 1.3537 | 1.3524 | 1.3549 | 1.3683 | 1.3869 | 1.3919 | 1.3919 | 1.3919 | 1.3919 | 1.3919 | 1.3919 | 1.3919 | 1.3919 | 1.3919 | 1.3919 | 1.3919 | 1.3919 | 32349.6097 | 69173.6529 | 0.0026333 | 110067.5584 | 62366.7287 | 2337.9575 | 5028.9162 | 101523.2626 | 7366.8737 | 94156.3889 | 31789.6603 | TRUE
| 60684807 | BAS011 | BAS | 22KV | 4848.37 | 43 | 37239.5893 | 2.273% | Three phase | 97.13 | 0.043453 | 0.04755 | 0.052051 | 0.056997 | 0.062434 | 0.068412 | 0.074985 | 0.082214 | 0.090166 | 0.098915 | 0.10854 | 0.11914 | 0.1308 | 0.14363 | 0.15777 | 0.1589 | 0.1589 | 0.1589 | 0.1589 | 0.1589 | 0.42989 | 0.26061 | 0.26702 | 0.27275 | 0.27636 | 0.28043 | 0.28698 | 0.29398 | 0.2983 | 0.2983 | 0.2983 | 0.2983 | 0.2983 | 0.2983 | 0.2983 | 0.2983 | 0.2983 | 0.2983 | 0.2983 | 0.2983 | 15711.1829 | 803053.7039 | 0.0051895 | 470922.1781 | 266834.9888 | 832.8005 | 42403.0029 | 818764.8868 | 43235.8033 | 775529.0834 | 508694.0946 | TRUE
| 60684809 | BAS011 | BAS | 22KV | 2879.44 | 43 | 37239.5893 | 2.273% | Three phase | 97.13 | 0.025458 | 0.027344 | 0.029376 | 0.031566 | 0.033927 | 0.036472 | 0.039216 | 0.042175 | 0.045365 | 0.048806 | 0.052517 | 0.056521 | 0.06084 | 0.0655 | 0.070529 | 0.075955 | 0.081812 | 0.088133 | 0.094373 | 0.094373 | 0.42989 | 0.26061 | 0.26702 | 0.27275 | 0.27636 | 0.28043 | 0.28698 | 0.29398 | 0.2983 | 0.2983 | 0.2983 | 0.2983 | 0.2983 | 0.2983 | 0.2983 | 0.2983 | 0.2983 | 0.2983 | 0.2983 | 0.2983 | 8117.3253 | 246277.5142 | 0.0030821 | 279680.0072 | 158472.9177 | 494.599 | 14956.1967 | 254394.8396 | 15450.7958 | 238944.0438 | 80471.1261 | TRUE
| 60687658 | BAN003 | BAN | 22KV | 188.54 | 26 | 44753.327 | 3.704% | Three phase | 97.13 | 0.001433 | 0.001569 | 0.0017185 | 0.0018829 | 0.0020639 | 0.002263 | 0.0024822 | 0.0027235 | 0.0029891 | 0.0032817 | 0.003604 | 0.003959 | 0.0043503 | 0.0047814 | 0.0052566 | 0.0057804 | 0.0061794 | 0.0061794 | 0.0061794 | 0.0061794 | 0.34148 | 0.34974 | 0.36067 | 0.36815 | 0.37456 | 0.38281 | 0.39396 | 0.40381 | 0.40889 | 0.40889 | 0.40889 | 0.40889 | 0.40889 | 0.40889 | 0.40889 | 0.40889 | 0.40889 | 0.40889 | 0.40889 | 0.40889 | 882.3496 | 1085.2493 | 0.00020181 | 18312.8902 | 10376.4912 | 50.9602 | 64.1227 | 1967.5988 | 115.083 | 1852.5159 | -8523.9754 | FALSE
| 60687670 | BAN003 | BAN | 22KV | 201.28 | 26 | 44753.327 | 3.704% | Covered | 390 | 0.0015779 | 0.0016974 | 0.0018263 | 0.0019655 | 0.0021158 | 0.0022782 | 0.0024535 | 0.0026429 | 0.0028475 | 0.0030686 | 0.0033075 | 0.0035657 | 0.0038448 | 0.0041464 | 0.0044726 | 0.0048252 | 0.0052065 | 0.0056188 | 0.0060648 | 0.0065472 | 0.34148 | 0.34974 | 0.36067 | 0.36815 | 0.37456 | 0.38281 | 0.39396 | 0.40381 | 0.40889 | 0.40889 | 0.40889 | 0.40889 | 0.40889 | 0.40889 | 0.40889 | 0.40889 | 0.40889 | 0.40889 | 0.40889 | 0.40889 | 829.6337 | 4386.5497 | 0.00021544 | 78499.2 | 44479.3941 | 54.4037 | 293.4388 | 5216.1835 | 347.8425 | 4868.3409 | -39611.0532 | FALSE
| 60687700 | BAN003 | BAN | 22KV | 459.16 | 26 | 44753.327 | 3.704% | Single phase | 44.74 | 0.0029087 | 0.0031233 | 0.0033547 | 0.0036041 | 0.003873 | 0.0041629 | 0.0044757 | 0.004813 | 0.0051769 | 0.0055695 | 0.0059932 | 0.0064504 | 0.0069439 | 0.0074765 | 0.0080516 | 0.0086725 | 0.0093429 | 0.010067 | 0.010849 | 0.011693 | 0.34148 | 0.34974 | 0.36067 | 0.36815 | 0.37456 | 0.38281 | 0.39396 | 0.40381 | 0.40889 | 0.40889 | 0.40889 | 0.40889 | 0.40889 | 0.40889 | 0.40889 | 0.40889 | 0.40889 | 0.40889 | 0.40889 | 0.40889 | 1500.9921 | 2077.6715 | 0.00049147 | 20542.8184 | 11640.0182 | 124.1057 | 175.1765 | 3578.6635 | 299.2822 | 3279.3814 | -8360.6368 | FALSE
| 60687703 | BAN003 | BAN | 22KV | 22.62 | 26 | 44753.327 | 3.704% | Three phase | 97.13 | 0.00026137 | 0.00028388 | 0.00030841 | 0.00033516 | 0.00036431 | 0.00039609 | 0.00043074 | 0.00046854 | 0.00050976 | 0.00055473 | 0.00060378 | 0.00065731 | 0.00071572 | 0.00074137 | 0.00074137 | 0.00074137 | 0.00074137 | 0.00074137 | 0.00074137 | 0.00074137 | 0.34148 | 0.34974 | 0.36067 | 0.36815 | 0.37456 | 0.38281 | 0.39396 | 0.40381 | 0.40889 | 0.40889 | 0.40889 | 0.40889 | 0.40889 | 0.40889 | 0.40889 | 0.40889 | 0.40889 | 0.40889 | 0.40889 | 0.40889 | 133.6322 | 19.8031 | 2.4212e-05 | 2197.0806 | 1244.9148 | 6.1139 | 0.92298 | 153.4354 | 7.0369 | 146.3985 | -1098.5163 | FALSE
| 60687724 | BAN003 | BAN | 22KV | 450.22 | 26 | 44753.327 | 3.704% | Three phase | 97.13 | 0.0052021 | 0.0056502 | 0.0061386 | 0.0066708 | 0.007251 | 0.0078836 | 0.0085734 | 0.0093256 | 0.010146 | 0.011041 | 0.012017 | 0.013083 | 0.014245 | 0.014756 | 0.014756 | 0.014756 | 0.014756 | 0.014756 | 0.014756 | 0.014756 | 0.34148 | 0.34974 | 0.36067 | 0.36815 | 0.37456 | 0.38281 | 0.39396 | 0.40381 | 0.40889 | 0.40889 | 0.40889 | 0.40889 | 0.40889 | 0.40889 | 0.40889 | 0.40889 | 0.40889 | 0.40889 | 0.40889 | 0.40889 | 2659.7657 | 7845.0984 | 0.0004819 | 43729.8686 | 24778.317 | 121.6893 | 365.6408 | 10504.8641 | 487.3301 | 10017.534 | -14760.783 | FALSE
| 60687731 | BAN003 | BAN | 22KV | 1585.48 | 26 | 44753.327 | 3.704% | Three phase | 97.13 | 0.014806 | 0.015945 | 0.017177 | 0.018508 | 0.019946 | 0.021502 | 0.023183 | 0.025 | 0.026966 | 0.029092 | 0.031391 | 0.033879 | 0.03657 | 0.039481 | 0.042632 | 0.046041 | 0.049731 | 0.051964 | 0.051964 | 0.051964 | 0.34148 | 0.34974 | 0.36067 | 0.36815 | 0.37456 | 0.38281 | 0.39396 | 0.40381 | 0.40889 | 0.40889 | 0.40889 | 0.40889 | 0.40889 | 0.40889 | 0.40889 | 0.40889 | 0.40889 | 0.40889 | 0.40889 | 0.40889 | 7704.7748 | 79946.0413 | 0.001697 | 153997.6724 | 87258.5092 | 428.5371 | 4534.4711 | 87650.8161 | 4963.0082 | 82687.8079 | -4570.7013 | FALSE
| 60687738 | BAN003 | BAN | 22KV | 1123.88 | 26 | 44753.327 | 3.704% | Three phase | 97.13 | 0.0082125 | 0.0087148 | 0.0092494 | 0.0098185 | 0.010424 | 0.011069 | 0.011756 | 0.012487 | 0.013266 | 0.014095 | 0.014978 | 0.015919 | 0.016921 | 0.017989 | 0.019126 | 0.020338 | 0.02163 | 0.023006 | 0.024473 | 0.026037 | 0.34148 | 0.34974 | 0.36067 | 0.36815 | 0.37456 | 0.38281 | 0.39396 | 0.40381 | 0.40889 | 0.40889 | 0.40889 | 0.40889 | 0.40889 | 0.40889 | 0.40889 | 0.40889 | 0.40889 | 0.40889 | 0.40889 | 0.40889 | 3709.118 | 27363.099 | 0.001203 | 109162.4644 | 61853.8823 | 303.7719 | 2278.4788 | 31072.2169 | 2582.2507 | 28489.9662 | -33363.916 | FALSE
| 60687741 | BAN003 | BAN | 22KV | 1737.29 | 26 | 44753.327 | 3.704% | Three phase | 97.13 | 0.015805 | 0.016799 | 0.017858 | 0.018987 | 0.020191 | 0.021474 | 0.022843 | 0.024301 | 0.025857 | 0.027516 | 0.029286 | 0.031173 | 0.033187 | 0.035335 | 0.037626 | 0.040071 | 0.04268 | 0.045464 | 0.048435 | 0.051605 | 0.34148 | 0.34974 | 0.36067 | 0.36815 | 0.37456 | 0.38281 | 0.39396 | 0.40381 | 0.40889 | 0.40889 | 0.40889 | 0.40889 | 0.40889 | 0.40889 | 0.40889 | 0.40889 | 0.40889 | 0.40889 | 0.40889 | 0.40889 | 7258.5452 | 82743.0223 | 0.0018595 | 168742.9777 | 95613.5274 | 469.5696 | 5444.3965 | 90001.5675 | 5913.9661 | 84087.6014 | -11525.926 | FALSE
| 60687776 | BAN003 | BAN | 22KV | 337.21 | 26 | 44753.327 | 3.704% | Covered | 390 | 0.0023206 | 0.002492 | 0.0026768 | 0.0028759 | 0.0030906 | 0.0033221 | 0.0035718 | 0.0038411 | 0.0041316 | 0.0044449 | 0.004783 | 0.0051479 | 0.0055416 | 0.0059666 | 0.0064253 | 0.0069205 | 0.0074551 | 0.0080324 | 0.0086558 | 0.0093291 | 0.34148 | 0.34974 | 0.36067 | 0.36815 | 0.37456 | 0.38281 | 0.39396 | 0.40381 | 0.40889 | 0.40889 | 0.40889 | 0.40889 | 0.40889 | 0.40889 | 0.40889 | 0.40889 | 0.40889 | 0.40889 | 0.40889 | 0.40889 | 1197.7619 | 10613.8558 | 0.00036094 | 131511.9 | 74517.57 | 91.144 | 823.6017 | 11811.6177 | 914.7457 | 10896.8721 | -63620.6979 | FALSE
| 60687779 | BAN003 | BAN | 22KV | 2078.75 | 26 | 44753.327 | 3.704% | Three phase | 97.13 | 0.01955 | 0.020994 | 0.022549 | 0.024225 | 0.02603 | 0.027976 | 0.030073 | 0.032334 | 0.034771 | 0.037398 | 0.040231 | 0.043285 | 0.04658 | 0.050133 | 0.053966 | 0.0581 | 0.062561 | 0.067374 | 0.068131 | 0.068131 | 0.34148 | 0.34974 | 0.36067 | 0.36815 | 0.37456 | 0.38281 | 0.39396 | 0.40381 | 0.40889 | 0.40889 | 0.40889 | 0.40889 | 0.40889 | 0.40889 | 0.40889 | 0.40889 | 0.40889 | 0.40889 | 0.40889 | 0.40889 | 9930.1264 | 135155.6338 | 0.002225 | 201908.9875 | 114406.1268 | 561.8624 | 7794.8835 | 145085.7602 | 8356.7458 | 136729.0144 | 22322.8876 | TRUE
| 60687786 | BAN003 | BAN | 22KV | 236.47 | 26 | 44753.327 | 3.704% | Three phase | 97.13 | 0.0017973 | 0.0019678 | 0.0021553 | 0.0023616 | 0.0025886 | 0.0028383 | 0.0031132 | 0.0034158 | 0.003749 | 0.004116 | 0.0045202 | 0.0049655 | 0.0054562 | 0.0059969 | 0.0065929 | 0.0072498 | 0.0077502 | 0.0077502 | 0.0077502 | 0.0077502 | 0.34148 | 0.34974 | 0.36067 | 0.36815 | 0.37456 | 0.38281 | 0.39396 | 0.40381 | 0.40889 | 0.40889 | 0.40889 | 0.40889 | 0.40889 | 0.40889 | 0.40889 | 0.40889 | 0.40889 | 0.40889 | 0.40889 | 0.40889 | 1106.6575 | 1707.1614 | 0.00025311 | 22968.3311 | 13014.3677 | 63.9151 | 100.8689 | 2813.8189 | 164.784 | 2649.0349 | -10365.3328 | FALSE
| 60687791 | BAN003 | BAN | 22KV | 95.11 | 26 | 44753.327 | 3.704% | Single phase | 44.74 | 0.00051114 | 0.00054876 | 0.00058932 | 0.00063305 | 0.00068021 | 0.00073108 | 0.00078595 | 0.00084514 | 0.00090901 | 0.00097794 | 0.0010523 | 0.0011326 | 0.0012193 | 0.0013129 | 0.001414 | 0.0015232 | 0.001641 | 0.0017684 | 0.001906 | 0.0020546 | 0.34148 | 0.34974 | 0.36067 | 0.36815 | 0.37456 | 0.38281 | 0.39396 | 0.40381 | 0.40889 | 0.40889 | 0.40889 | 0.40889 | 0.40889 | 0.40889 | 0.40889 | 0.40889 | 0.40889 | 0.40889 | 0.40889 | 0.40889 | 263.6266 | 75.5879 | 0.0001018 | 4255.2214 | 2411.1032 | 25.7071 | 7.5162 | 339.2144 | 33.2234 | 305.991 | -2105.1121 | FALSE
| 60687828 | BAN003 | BAN | 22KV | 122.98 | 26 | 44753.327 | 3.704% | Three phase | 97.13 | 0.00093471 | 0.0010234 | 0.0011209 | 0.0012282 | 0.0013462 | 0.0014761 | 0.0016191 | 0.0017764 | 0.0019497 | 0.0021406 | 0.0023508 | 0.0025824 | 0.0028376 | 0.0031188 | 0.0034287 | 0.0037704 | 0.0040306 | 0.0040306 | 0.0040306 | 0.0040306 | 0.34148 | 0.34974 | 0.36067 | 0.36815 | 0.37456 | 0.38281 | 0.39396 | 0.40381 | 0.40889 | 0.40889 | 0.40889 | 0.40889 | 0.40889 | 0.40889 | 0.40889 | 0.40889 | 0.40889 | 0.40889 | 0.40889 | 0.40889 | 575.5349 | 461.7336 | 0.00013163 | 11945.0474 | 6768.3298 | 33.2401 | 27.2819 | 1037.2685 | 60.522 | 976.7465 | -5791.5832 | FALSE
| 60687916 | BAN003 | BAN | 22KV | 619.34 | 26 | 44753.327 | 3.704% | Single phase | 44.74 | 0.007226 | 0.0077798 | 0.0083777 | 0.0090235 | 0.009721 | 0.010475 | 0.011289 | 0.012168 | 0.013118 | 0.014145 | 0.015255 | 0.016455 | 0.017752 | 0.019155 | 0.020299 | 0.020299 | 0.020299 | 0.020299 | 0.020299 | 0.020299 | 0.34148 | 0.34974 | 0.36067 | 0.36815 | 0.37456 | 0.38281 | 0.39396 | 0.40381 | 0.40889 | 0.40889 | 0.40889 | 0.40889 | 0.40889 | 0.40889 | 0.40889 | 0.40889 | 0.40889 | 0.40889 | 0.40889 | 0.40889 | 3535.9485 | 6612.7144 | 0.00066292 | 27709.2716 | 15700.6901 | 167.4005 | 318.7175 | 10148.6629 | 486.1181 | 9662.5449 | -6038.1452 | FALSE
| 60687918 | BAN003 | BAN | 22KV | 318.41 | 26 | 44753.327 | 3.704% | Three phase | 97.13 | 0.0029864 | 0.0032233 | 0.00348 | 0.003758 | 0.0040592 | 0.0043855 | 0.0047391 | 0.0051223 | 0.0055377 | 0.005988 | 0.0064761 | 0.0070054 | 0.0075794 | 0.0082019 | 0.0088771 | 0.0096095 | 0.010404 | 0.010436 | 0.010436 | 0.010436 | 0.34148 | 0.34974 | 0.36067 | 0.36815 | 0.37456 | 0.38281 | 0.39396 | 0.40381 | 0.40889 | 0.40889 | 0.40889 | 0.40889 | 0.40889 | 0.40889 | 0.40889 | 0.40889 | 0.40889 | 0.40889 | 0.40889 | 0.40889 | 1579.142 | 3289.7393 | 0.00034082 | 30927.1633 | 17524.0192 | 86.0626 | 182.8852 | 4868.8813 | 268.9478 | 4599.9335 | -12924.0856 | FALSE
| 60687944 | BAN003 | BAN | 22KV | 669.66 | 26 | 44753.327 | 3.704% | Three phase | 97.13 | 0.0050898 | 0.0055726 | 0.0061037 | 0.0066878 | 0.0073305 | 0.0080378 | 0.0088162 | 0.0096732 | 0.010617 | 0.011656 | 0.012801 | 0.014062 | 0.015451 | 0.016983 | 0.01867 | 0.020531 | 0.021948 | 0.021948 | 0.021948 | 0.021948 | 0.34148 | 0.34974 | 0.36067 | 0.36815 | 0.37456 | 0.38281 | 0.39396 | 0.40381 | 0.40889 | 0.40889 | 0.40889 | 0.40889 | 0.40889 | 0.40889 | 0.40889 | 0.40889 | 0.40889 | 0.40889 | 0.40889 | 0.40889 | 3133.9461 | 13690.8751 | 0.00071678 | 65044.0758 | 36855.4212 | 181.0014 | 808.9354 | 16824.8212 | 989.9368 | 15834.8844 | -21020.5368 | FALSE
| 60687973 | BAN003 | BAN | 22KV | 597.04 | 26 | 44753.327 | 3.704% | Three phase | 97.13 | 0.0060219 | 0.0064785 | 0.0069712 | 0.0075031 | 0.0080772 | 0.008697 | 0.0093662 | 0.010089 | 0.010869 | 0.011712 | 0.012623 | 0.013606 | 0.014669 | 0.015818 | 0.017059 | 0.0184 | 0.019568 | 0.019568 | 0.019568 | 0.019568 | 0.34148 | 0.34974 | 0.36067 | 0.36815 | 0.37456 | 0.38281 | 0.39396 | 0.40381 | 0.40889 | 0.40889 | 0.40889 | 0.40889 | 0.40889 | 0.40889 | 0.40889 | 0.40889 | 0.40889 | 0.40889 | 0.40889 | 0.40889 | 3058.7503 | 11958.5058 | 0.00063905 | 57990.4952 | 32858.7054 | 161.3731 | 643.0015 | 15017.2561 | 804.3745 | 14212.8815 | -18645.8239 | FALSE
| 60688010 | BAN003 | BAN | 22KV | 240.42 | 26 | 44753.327 | 3.704% | Three phase | 97.13 | 0.0022337 | 0.0024457 | 0.0026787 | 0.0029348 | 0.0032166 | 0.0035265 | 0.0038674 | 0.0042426 | 0.0046555 | 0.00511 | 0.0056103 | 0.0061612 | 0.0067679 | 0.0074362 | 0.0078797 | 0.0078797 | 0.0078797 | 0.0078797 | 0.0078797 | 0.0078797 | 0.34148 | 0.34974 | 0.36067 | 0.36815 | 0.37456 | 0.38281 | 0.39396 | 0.40381 | 0.40889 | 0.40889 | 0.40889 | 0.40889 | 0.40889 | 0.40889 | 0.40889 | 0.40889 | 0.40889 | 0.40889 | 0.40889 | 0.40889 | 1289.8617 | 2026.1778 | 0.00025734 | 23351.9946 | 13231.76 | 64.9828 | 104.2669 | 3316.0396 | 169.2496 | 3146.7899 | -10084.97 | FALSE
| 60688034 | BAN003 | BAN | 22KV | 1182.8 | 26 | 44753.327 | 3.704% | Three phase | 97.13 | 0.0089899 | 0.0098428 | 0.010781 | 0.011813 | 0.012948 | 0.014197 | 0.015572 | 0.017086 | 0.018752 | 0.020588 | 0.02261 | 0.024837 | 0.027291 | 0.029996 | 0.032977 | 0.036263 | 0.038766 | 0.038766 | 0.038766 | 0.038766 | 0.34148 | 0.34974 | 0.36067 | 0.36815 | 0.37456 | 0.38281 | 0.39396 | 0.40381 | 0.40889 | 0.40889 | 0.40889 | 0.40889 | 0.40889 | 0.40889 | 0.40889 | 0.40889 | 0.40889 | 0.40889 | 0.40889 | 0.40889 | 5535.3933 | 42711.5295 | 0.001266 | 114885.364 | 65096.6046 | 319.6973 | 2523.6419 | 48246.9228 | 2843.3392 | 45403.5836 | -19693.021 | FALSE
| 60688041 | BAN003 | BAN | 22KV | 618.33 | 26 | 44753.327 | 3.704% | Single phase | 44.74 | 0.0042552 | 0.0045695 | 0.0049083 | 0.0052735 | 0.0056672 | 0.0060917 | 0.0065495 | 0.0070433 | 0.0075759 | 0.0081505 | 0.0087705 | 0.0094395 | 0.010161 | 0.010941 | 0.011782 | 0.01269 | 0.01367 | 0.014729 | 0.015872 | 0.017106 | 0.34148 | 0.34974 | 0.36067 | 0.36815 | 0.37456 | 0.38281 | 0.39396 | 0.40381 | 0.40889 | 0.40889 | 0.40889 | 0.40889 | 0.40889 | 0.40889 | 0.40889 | 0.40889 | 0.40889 | 0.40889 | 0.40889 | 0.40889 | 2196.2935 | 4093.9667 | 0.00066184 | 27664.0842 | 15675.0859 | 167.1275 | 317.6789 | 6290.2602 | 484.8064 | 5805.4538 | -9869.6321 | FALSE
| 60688069 | BAN003 | BAN | 22KV | 722.95 | 26 | 44753.327 | 3.704% | Single phase | 44.74 | 0.0052145 | 0.005609 | 0.0060348 | 0.0064946 | 0.0069912 | 0.0075275 | 0.0081068 | 0.0087327 | 0.009409 | 0.01014 | 0.01093 | 0.011783 | 0.012706 | 0.013704 | 0.014783 | 0.015949 | 0.017211 | 0.018575 | 0.020051 | 0.021648 | 0.34148 | 0.34974 | 0.36067 | 0.36815 | 0.37456 | 0.38281 | 0.39396 | 0.40381 | 0.40889 | 0.40889 | 0.40889 | 0.40889 | 0.40889 | 0.40889 | 0.40889 | 0.40889 | 0.40889 | 0.40889 | 0.40889 | 0.40889 | 2741.9337 | 5973.5228 | 0.00077382 | 32344.783 | 18327.274 | 195.4051 | 434.2744 | 8715.4566 | 629.6795 | 8085.7771 | -10241.497 | FALSE
| 60688071 | BAN003 | BAN | 22KV | 1390.33 | 26 | 44753.327 | 3.704% | Single phase | 44.74 | 0.01288 | 0.013815 | 0.014822 | 0.015905 | 0.017071 | 0.018326 | 0.019678 | 0.021132 | 0.022699 | 0.024385 | 0.026202 | 0.028158 | 0.030266 | 0.032536 | 0.034982 | 0.037618 | 0.040458 | 0.043519 | 0.045568 | 0.045568 | 0.34148 | 0.34974 | 0.36067 | 0.36815 | 0.37456 | 0.38281 | 0.39396 | 0.40381 | 0.40889 | 0.40889 | 0.40889 | 0.40889 | 0.40889 | 0.40889 | 0.40889 | 0.40889 | 0.40889 | 0.40889 | 0.40889 | 0.40889 | 6491.5485 | 27223.5887 | 0.0014882 | 62203.3642 | 35245.8108 | 375.7903 | 1606.1403 | 33715.1372 | 1981.9306 | 31733.2066 | -3512.6042 | FALSE
| 60688098 | BAN003 | BAN | 22KV | 136.72 | 26 | 44753.327 | 3.704% | Single phase | 44.74 | 0.0011382 | 0.0012253 | 0.0013195 | 0.0014211 | 0.001531 | 0.0016497 | 0.001778 | 0.0019168 | 0.0020668 | 0.0022289 | 0.0024043 | 0.0025939 | 0.0027991 | 0.003021 | 0.003261 | 0.0035208 | 0.0038019 | 0.004106 | 0.0044352 | 0.004481 | 0.34148 | 0.34974 | 0.36067 | 0.36815 | 0.37456 | 0.38281 | 0.39396 | 0.40381 | 0.40889 | 0.40889 | 0.40889 | 0.40889 | 0.40889 | 0.40889 | 0.40889 | 0.40889 | 0.40889 | 0.40889 | 0.40889 | 0.40889 | 600.6435 | 247.4547 | 0.00014634 | 6116.8528 | 3465.945 | 36.9539 | 15.5314 | 848.0982 | 52.4853 | 795.6129 | -2670.332 | FALSE
| 60688111 | BAN003 | BAN | 22KV | 618.42 | 26 | 44753.327 | 3.704% | Three phase | 97.13 | 0.0057457 | 0.0062909 | 0.0068902 | 0.0075491 | 0.0082739 | 0.009071 | 0.009948 | 0.010913 | 0.011975 | 0.013144 | 0.014431 | 0.015848 | 0.017409 | 0.019128 | 0.020269 | 0.020269 | 0.020269 | 0.020269 | 0.020269 | 0.020269 | 0.34148 | 0.34974 | 0.36067 | 0.36815 | 0.37456 | 0.38281 | 0.39396 | 0.40381 | 0.40889 | 0.40889 | 0.40889 | 0.40889 | 0.40889 | 0.40889 | 0.40889 | 0.40889 | 0.40889 | 0.40889 | 0.40889 | 0.40889 | 3317.845 | 13406.1299 | 0.00066194 | 60067.1346 | 34035.3756 | 167.1519 | 689.8778 | 16723.9749 | 857.0296 | 15866.9452 | -18168.4303 | FALSE
| 60688144 | BAN003 | BAN | 22KV | 487.76 | 26 | 44753.327 | 3.704% | Three phase | 97.13 | 0.0053543 | 0.0057604 | 0.0061987 | 0.0066717 | 0.0071822 | 0.0077333 | 0.0083283 | 0.0089707 | 0.0096645 | 0.010414 | 0.011223 | 0.012097 | 0.013041 | 0.014061 | 0.015164 | 0.015986 | 0.015986 | 0.015986 | 0.015986 | 0.015986 | 0.34148 | 0.34974 | 0.36067 | 0.36815 | 0.37456 | 0.38281 | 0.39396 | 0.40381 | 0.40889 | 0.40889 | 0.40889 | 0.40889 | 0.40889 | 0.40889 | 0.40889 | 0.40889 | 0.40889 | 0.40889 | 0.40889 | 0.40889 | 2659.8703 | 8500.8639 | 0.00052208 | 47376.1288 | 26844.3692 | 131.836 | 429.1583 | 11160.7341 | 560.9942 | 10599.7399 | -16244.6292 | FALSE
| 60688155 | BAN003 | BAN | 22KV | 3691.14 | 26 | 44753.327 | 3.704% | Single phase | 44.74 | 0.032001 | 0.034398 | 0.036982 | 0.03977 | 0.042777 | 0.046021 | 0.049521 | 0.053299 | 0.057376 | 0.061777 | 0.066528 | 0.071657 | 0.077195 | 0.083175 | 0.089634 | 0.096609 | 0.10414 | 0.11228 | 0.12098 | 0.12098 | 0.34148 | 0.34974 | 0.36067 | 0.36815 | 0.37456 | 0.38281 | 0.39396 | 0.40381 | 0.40889 | 0.40889 | 0.40889 | 0.40889 | 0.40889 | 0.40889 | 0.40889 | 0.40889 | 0.40889 | 0.40889 | 0.40889 | 0.40889 | 16577.7254 | 184460.0539 | 0.0039509 | 165141.6036 | 93572.9086 | 997.673 | 11320.5813 | 201037.7793 | 12318.2543 | 188719.525 | 95146.6164 | TRUE
| 60688157 | BAN003 | BAN | 22KV | 2657.94 | 26 | 44753.327 | 3.704% | Three phase | 97.13 | 0.025245 | 0.027416 | 0.029781 | 0.032361 | 0.035173 | 0.038239 | 0.041583 | 0.045231 | 0.049211 | 0.053554 | 0.058293 | 0.063464 | 0.06911 | 0.075273 | 0.082001 | 0.087113 | 0.087113 | 0.087113 | 0.087113 | 0.087113 | 0.34148 | 0.34974 | 0.36067 | 0.36815 | 0.37456 | 0.38281 | 0.39396 | 0.40381 | 0.40889 | 0.40889 | 0.40889 | 0.40889 | 0.40889 | 0.40889 | 0.40889 | 0.40889 | 0.40889 | 0.40889 | 0.40889 | 0.40889 | 13839.9079 | 240542.8718 | 0.002845 | 258165.7122 | 146282.4393 | 718.4108 | 12743.6973 | 254382.7797 | 13462.1081 | 240920.6716 | 94638.2323 | TRUE
| 60688161 | BAN003 | BAN | 22KV | 404.23 | 26 | 44753.327 | 3.704% | Covered | 390 | 0.0032864 | 0.0035296 | 0.0037918 | 0.0040743 | 0.0043789 | 0.0047072 | 0.0050612 | 0.005443 | 0.0058547 | 0.0062988 | 0.0067778 | 0.0072946 | 0.0078522 | 0.0084539 | 0.0091032 | 0.009804 | 0.01056 | 0.011377 | 0.012259 | 0.01321 | 0.34148 | 0.34974 | 0.36067 | 0.36815 | 0.37456 | 0.38281 | 0.39396 | 0.40381 | 0.40889 | 0.40889 | 0.40889 | 0.40889 | 0.40889 | 0.40889 | 0.40889 | 0.40889 | 0.40889 | 0.40889 | 0.40889 | 0.40889 | 1696.8593 | 18025.0144 | 0.00043267 | 157649.7 | 89327.8293 | 109.2587 | 1183.514 | 19721.8738 | 1292.7728 | 18429.101 | -70898.7283 | FALSE
| 60688187 | BAN003 | BAN | 22KV | 831.62 | 26 | 44753.327 | 3.704% | Three phase | 97.13 | 0.0077265 | 0.0084596 | 0.0092656 | 0.010152 | 0.011126 | 0.012198 | 0.013378 | 0.014675 | 0.016104 | 0.017676 | 0.019406 | 0.021312 | 0.023411 | 0.025722 | 0.027256 | 0.027256 | 0.027256 | 0.027256 | 0.027256 | 0.027256 | 0.34148 | 0.34974 | 0.36067 | 0.36815 | 0.37456 | 0.38281 | 0.39396 | 0.40381 | 0.40889 | 0.40889 | 0.40889 | 0.40889 | 0.40889 | 0.40889 | 0.40889 | 0.40889 | 0.40889 | 0.40889 | 0.40889 | 0.40889 | 4461.6705 | 24242.9921 | 0.00089014 | 80775.2506 | 45769.055 | 224.7774 | 1247.5414 | 28704.6626 | 1472.3187 | 27232.3439 | -18536.7112 | FALSE
| 60688188 | BAN003 | BAN | 22KV | 401.11 | 26 | 44753.327 | 3.704% | Three phase | 97.13 | 0.0030486 | 0.0033379 | 0.003656 | 0.0040058 | 0.0043908 | 0.0048144 | 0.0052807 | 0.005794 | 0.0063592 | 0.0069817 | 0.0076673 | 0.0084227 | 0.009255 | 0.010172 | 0.011183 | 0.012297 | 0.013146 | 0.013146 | 0.013146 | 0.013146 | 0.34148 | 0.34974 | 0.36067 | 0.36815 | 0.37456 | 0.38281 | 0.39396 | 0.40381 | 0.40889 | 0.40889 | 0.40889 | 0.40889 | 0.40889 | 0.40889 | 0.40889 | 0.40889 | 0.40889 | 0.40889 | 0.40889 | 0.40889 | 1877.1573 | 4911.8995 | 0.00042933 | 38959.8143 | 22075.498 | 108.4154 | 290.2232 | 6789.0567 | 398.6386 | 6390.4181 | -15685.0799 | FALSE
| 60688229 | BAN003 | BAN | 22KV | 1986.56 | 26 | 44753.327 | 3.704% | Three phase | 97.13 | 0.010676 | 0.011462 | 0.012309 | 0.013223 | 0.014208 | 0.01527 | 0.016416 | 0.017652 | 0.018986 | 0.020426 | 0.02198 | 0.023657 | 0.025468 | 0.027423 | 0.029534 | 0.031814 | 0.034277 | 0.036937 | 0.03981 | 0.042915 | 0.34148 | 0.34974 | 0.36067 | 0.36815 | 0.37456 | 0.38281 | 0.39396 | 0.40381 | 0.40889 | 0.40889 | 0.40889 | 0.40889 | 0.40889 | 0.40889 | 0.40889 | 0.40889 | 0.40889 | 0.40889 | 0.40889 | 0.40889 | 5506.3609 | 71591.3358 | 0.0021263 | 192954.5728 | 109332.3561 | 536.9445 | 7118.8276 | 77097.6967 | 7655.7721 | 69441.9246 | -39890.4315 | FALSE
| 60688320 | BAN003 | BAN | 22KV | 319.18 | 26 | 44753.327 | 3.704% | Three phase | 97.13 | 0.0029655 | 0.0032468 | 0.0035562 | 0.0038963 | 0.0042703 | 0.0046817 | 0.0051344 | 0.0056325 | 0.0061806 | 0.006784 | 0.0074482 | 0.0081796 | 0.0089851 | 0.0098722 | 0.010461 | 0.010461 | 0.010461 | 0.010461 | 0.010461 | 0.010461 | 0.34148 | 0.34974 | 0.36067 | 0.36815 | 0.37456 | 0.38281 | 0.39396 | 0.40381 | 0.40889 | 0.40889 | 0.40889 | 0.40889 | 0.40889 | 0.40889 | 0.40889 | 0.40889 | 0.40889 | 0.40889 | 0.40889 | 0.40889 | 1712.4119 | 3571.1469 | 0.00034164 | 31001.9534 | 17566.3969 | 86.2707 | 183.7708 | 5283.5588 | 270.0415 | 5013.5173 | -12552.8796 | FALSE
| 60688339 | BAN003 | BAN | 22KV | 240 | 26 | 44753.327 | 3.704% | Three phase | 97.13 | 0.0025119 | 0.0026983 | 0.0028991 | 0.0031155 | 0.0033487 | 0.0036001 | 0.0038711 | 0.0041632 | 0.0044781 | 0.0048178 | 0.005184 | 0.005579 | 0.0060051 | 0.0064646 | 0.0069605 | 0.0074954 | 0.0078659 | 0.0078659 | 0.0078659 | 0.0078659 | 0.34148 | 0.34974 | 0.36067 | 0.36815 | 0.37456 | 0.38281 | 0.39396 | 0.40381 | 0.40889 | 0.40889 | 0.40889 | 0.40889 | 0.40889 | 0.40889 | 0.40889 | 0.40889 | 0.40889 | 0.40889 | 0.40889 | 0.40889 | 1251.5565 | 1967.7837 | 0.00025689 | 23311.2 | 13208.6448 | 64.8693 | 103.9029 | 3219.3402 | 168.7721 | 3050.568 | -10158.0768 | FALSE
| 60688362 | BAN003 | BAN | 22KV | 59.47 | 26 | 44753.327 | 3.704% | Single phase | 44.74 | 0.0003196 | 0.00034313 | 0.00036849 | 0.00039583 | 0.00042532 | 0.00045713 | 0.00049143 | 0.00052845 | 0.00056838 | 0.00061148 | 0.000658 | 0.00070821 | 0.00076241 | 0.00082094 | 0.00088414 | 0.00095239 | 0.0010261 | 0.0011057 | 0.0011918 | 0.0012847 | 0.34148 | 0.34974 | 0.36067 | 0.36815 | 0.37456 | 0.38281 | 0.39396 | 0.40381 | 0.40889 | 0.40889 | 0.40889 | 0.40889 | 0.40889 | 0.40889 | 0.40889 | 0.40889 | 0.40889 | 0.40889 | 0.40889 | 0.40889 | 164.8394 | 29.5526 | 6.3655e-05 | 2660.6878 | 1507.6049 | 16.0741 | 2.9386 | 194.392 | 19.0127 | 175.3793 | -1332.2257 | FALSE
| 60688402 | BAN003 | BAN | 22KV | 1853.58 | 26 | 44753.327 | 3.704% | Covered | 390 | 0.012756 | 0.013698 | 0.014714 | 0.015808 | 0.016989 | 0.018261 | 0.019634 | 0.021114 | 0.022711 | 0.024433 | 0.026292 | 0.028297 | 0.030461 | 0.032797 | 0.035319 | 0.038041 | 0.040979 | 0.044153 | 0.047579 | 0.05128 | 0.34148 | 0.34974 | 0.36067 | 0.36815 | 0.37456 | 0.38281 | 0.39396 | 0.40381 | 0.40889 | 0.40889 | 0.40889 | 0.40889 | 0.40889 | 0.40889 | 0.40889 | 0.40889 | 0.40889 | 0.40889 | 0.40889 | 0.40889 | 6583.8722 | 320697.0483 | 0.001984 | 722896.2 | 409609.0785 | 501.0015 | 24885.0771 | 327280.9205 | 25386.0786 | 301894.8419 | -107714.2366 | FALSE
| 60688422 | BAN003 | BAN | 22KV | 45.23 | 26 | 44753.327 | 3.704% | Single phase | 44.74 | 0.00042102 | 0.00045769 | 0.00049769 | 0.00054136 | 0.00058901 | 0.00064104 | 0.00069785 | 0.00075989 | 0.00082764 | 0.00090165 | 0.00098251 | 0.0010709 | 0.0011674 | 0.0012729 | 0.0013883 | 0.0014824 | 0.0014824 | 0.0014824 | 0.0014824 | 0.0014824 | 0.34148 | 0.34974 | 0.36067 | 0.36815 | 0.37456 | 0.38281 | 0.39396 | 0.40381 | 0.40889 | 0.40889 | 0.40889 | 0.40889 | 0.40889 | 0.40889 | 0.40889 | 0.40889 | 0.40889 | 0.40889 | 0.40889 | 0.40889 | 233.6651 | 31.825 | 4.8413e-05 | 2023.5902 | 1146.6113 | 12.2252 | 1.6998 | 265.4901 | 13.925 | 251.5651 | -895.0461 | FALSE
| 60688432 | BAN003 | BAN | 22KV | 319.56 | 26 | 44753.327 | 3.704% | Three phase | 97.13 | 0.0036924 | 0.0040105 | 0.0043571 | 0.0047349 | 0.0051467 | 0.0055957 | 0.0060853 | 0.0066192 | 0.0072015 | 0.0078368 | 0.0085298 | 0.009286 | 0.010111 | 0.010474 | 0.010474 | 0.010474 | 0.010474 | 0.010474 | 0.010474 | 0.010474 | 0.34148 | 0.34974 | 0.36067 | 0.36815 | 0.37456 | 0.38281 | 0.39396 | 0.40381 | 0.40889 | 0.40889 | 0.40889 | 0.40889 | 0.40889 | 0.40889 | 0.40889 | 0.40889 | 0.40889 | 0.40889 | 0.40889 | 0.40889 | 1887.8653 | 3952.3341 | 0.00034205 | 31038.8628 | 17587.3106 | 86.3734 | 184.2086 | 5840.1995 | 270.582 | 5569.6174 | -12017.6931 | FALSE
| 60688438 | BAN003 | BAN | 22KV | 2687.7 | 26 | 44753.327 | 3.704% | Three phase | 97.13 | 0.025098 | 0.02703 | 0.029118 | 0.031375 | 0.033813 | 0.036449 | 0.039299 | 0.042381 | 0.045713 | 0.049317 | 0.053215 | 0.057431 | 0.061993 | 0.066928 | 0.072269 | 0.078048 | 0.084303 | 0.088089 | 0.088089 | 0.088089 | 0.34148 | 0.34974 | 0.36067 | 0.36815 | 0.37456 | 0.38281 | 0.39396 | 0.40381 | 0.40889 | 0.40889 | 0.40889 | 0.40889 | 0.40889 | 0.40889 | 0.40889 | 0.40889 | 0.40889 | 0.40889 | 0.40889 | 0.40889 | 13061.1066 | 229740.2081 | 0.0028768 | 261056.301 | 147920.3112 | 726.4546 | 13030.6682 | 242801.3147 | 13757.1228 | 229044.1919 | 81123.8807 | TRUE
| 60688442 | BAN003 | BAN | 22KV | 62.16 | 26 | 44753.327 | 3.704% | Three phase | 97.13 | 0.00059039 | 0.00064115 | 0.00069648 | 0.0007568 | 0.00082256 | 0.00089428 | 0.00097249 | 0.0010578 | 0.0011509 | 0.0012524 | 0.0013633 | 0.0014842 | 0.0016162 | 0.0017604 | 0.0019177 | 0.0020373 | 0.0020373 | 0.0020373 | 0.0020373 | 0.0020373 | 0.34148 | 0.34974 | 0.36067 | 0.36815 | 0.37456 | 0.38281 | 0.39396 | 0.40381 | 0.40889 | 0.40889 | 0.40889 | 0.40889 | 0.40889 | 0.40889 | 0.40889 | 0.40889 | 0.40889 | 0.40889 | 0.40889 | 0.40889 | 323.6675 | 131.5601 | 6.6534e-05 | 6037.6008 | 3421.039 | 16.8011 | 6.9699 | 455.2275 | 23.771 | 431.4565 | -2989.5825 | FALSE
| 60688463 | BAN003 | BAN | 22KV | 929.66 | 26 | 44753.327 | 3.704% | Covered | 390 | 0.0069525 | 0.0074666 | 0.0080206 | 0.0086179 | 0.0092617 | 0.0099558 | 0.010704 | 0.011512 | 0.012382 | 0.013321 | 0.014335 | 0.015428 | 0.016607 | 0.017881 | 0.019255 | 0.020738 | 0.022339 | 0.024067 | 0.025934 | 0.027949 | 0.34148 | 0.34974 | 0.36067 | 0.36815 | 0.37456 | 0.38281 | 0.39396 | 0.40381 | 0.40889 | 0.40889 | 0.40889 | 0.40889 | 0.40889 | 0.40889 | 0.40889 | 0.40889 | 0.40889 | 0.40889 | 0.40889 | 0.40889 | 3589.1924 | 87684.4379 | 0.00099508 | 362567.4 | 205438.7595 | 251.2765 | 6259.8599 | 91273.6303 | 6511.1363 | 84762.494 | -120676.2656 | FALSE
| 60688480 | BAN003 | BAN | 22KV | 316.53 | 26 | 44753.327 | 3.704% | Three phase | 97.13 | 0.0039075 | 0.0041976 | 0.0045101 | 0.0048468 | 0.0052096 | 0.0056005 | 0.0060219 | 0.006476 | 0.0069655 | 0.0074933 | 0.0080622 | 0.0086757 | 0.0093373 | 0.010051 | 0.010374 | 0.010374 | 0.010374 | 0.010374 | 0.010374 | 0.010374 | 0.34148 | 0.34974 | 0.36067 | 0.36815 | 0.37456 | 0.38281 | 0.39396 | 0.40381 | 0.40889 | 0.40889 | 0.40889 | 0.40889 | 0.40889 | 0.40889 | 0.40889 | 0.40889 | 0.40889 | 0.40889 | 0.40889 | 0.40889 | 1854.4593 | 3850.7757 | 0.0003388 | 30744.5589 | 17420.5514 | 85.5544 | 180.7319 | 5705.235 | 266.2864 | 5438.9487 | -11981.6028 | FALSE
| 60688483 | BAN003 | BAN | 22KV | 602.29 | 26 | 44753.327 | 3.704% | Three phase | 97.13 | 0.0057205 | 0.0062124 | 0.0067485 | 0.0073329 | 0.0079701 | 0.008665 | 0.0094228 | 0.010249 | 0.011151 | 0.012135 | 0.013209 | 0.014381 | 0.01566 | 0.017057 | 0.018582 | 0.01974 | 0.01974 | 0.01974 | 0.01974 | 0.01974 | 0.34148 | 0.34974 | 0.36067 | 0.36815 | 0.37456 | 0.38281 | 0.39396 | 0.40381 | 0.40889 | 0.40889 | 0.40889 | 0.40889 | 0.40889 | 0.40889 | 0.40889 | 0.40889 | 0.40889 | 0.40889 | 0.40889 | 0.40889 | 3136.1273 | 12351.3222 | 0.00064467 | 58500.4277 | 33147.6445 | 162.7921 | 654.3595 | 15487.4495 | 817.1516 | 14670.2979 | -18477.3467 | FALSE
| 60688486 | BAN003 | BAN | 22KV | 1358.68 | 26 | 44753.327 | 3.704% | Single phase | 44.74 | 0.013704 | 0.014743 | 0.015864 | 0.017075 | 0.018381 | 0.019792 | 0.021315 | 0.022959 | 0.024735 | 0.026653 | 0.028726 | 0.030964 | 0.033383 | 0.035996 | 0.03882 | 0.041873 | 0.04453 | 0.04453 | 0.04453 | 0.04453 | 0.34148 | 0.34974 | 0.36067 | 0.36815 | 0.37456 | 0.38281 | 0.39396 | 0.40381 | 0.40889 | 0.40889 | 0.40889 | 0.40889 | 0.40889 | 0.40889 | 0.40889 | 0.40889 | 0.40889 | 0.40889 | 0.40889 | 0.40889 | 6960.778 | 28526.4032 | 0.0014543 | 60787.3432 | 34443.4618 | 367.2357 | 1533.8471 | 35487.1812 | 1901.0827 | 33586.0984 | -857.3633 | FALSE
| 60688526 | BAN003 | BAN | 22KV | 976.23 | 26 | 44753.327 | 3.704% | Three phase | 97.13 | 0.010217 | 0.010976 | 0.011792 | 0.012673 | 0.013621 | 0.014644 | 0.015746 | 0.016934 | 0.018215 | 0.019597 | 0.021087 | 0.022693 | 0.024426 | 0.026296 | 0.028313 | 0.030488 | 0.031996 | 0.031996 | 0.031996 | 0.031996 | 0.34148 | 0.34974 | 0.36067 | 0.36815 | 0.37456 | 0.38281 | 0.39396 | 0.40381 | 0.40889 | 0.40889 | 0.40889 | 0.40889 | 0.40889 | 0.40889 | 0.40889 | 0.40889 | 0.40889 | 0.40889 | 0.40889 | 0.40889 | 5090.8624 | 32558.1092 | 0.0010449 | 94821.2199 | 53727.8139 | 263.8638 | 1719.1327 | 37648.9716 | 1982.9965 | 35665.9751 | -18061.8388 | FALSE
| 60688541 | BAN003 | BAN | 22KV | 364.57 | 26 | 44753.327 | 3.704% | Three phase | 97.13 | 0.0033773 | 0.0036226 | 0.0038866 | 0.0041707 | 0.0044764 | 0.0048055 | 0.0051598 | 0.0055413 | 0.005952 | 0.0063942 | 0.0068706 | 0.0073836 | 0.0079362 | 0.0085316 | 0.009173 | 0.0098641 | 0.010609 | 0.011411 | 0.011949 | 0.011949 | 0.34148 | 0.34974 | 0.36067 | 0.36815 | 0.37456 | 0.38281 | 0.39396 | 0.40381 | 0.40889 | 0.40889 | 0.40889 | 0.40889 | 0.40889 | 0.40889 | 0.40889 | 0.40889 | 0.40889 | 0.40889 | 0.40889 | 0.40889 | 1702.203 | 4063.7675 | 0.00039022 | 35410.6841 | 20064.4818 | 98.5391 | 239.7546 | 5765.9705 | 338.2937 | 5427.6767 | -14636.8051 | FALSE
| 60688552 | BAN003 | BAN | 22KV | 703.61 | 26 | 44753.327 | 3.704% | Three phase | 97.13 | 0.0066828 | 0.0072574 | 0.0078837 | 0.0085665 | 0.0093109 | 0.010123 | 0.011008 | 0.011974 | 0.013027 | 0.014177 | 0.015431 | 0.0168 | 0.018295 | 0.019926 | 0.021707 | 0.023061 | 0.023061 | 0.023061 | 0.023061 | 0.023061 | 0.34148 | 0.34974 | 0.36067 | 0.36815 | 0.37456 | 0.38281 | 0.39396 | 0.40381 | 0.40889 | 0.40889 | 0.40889 | 0.40889 | 0.40889 | 0.40889 | 0.40889 | 0.40889 | 0.40889 | 0.40889 | 0.40889 | 0.40889 | 3663.7011 | 16856.4514 | 0.00075312 | 68341.6393 | 38723.8941 | 190.1777 | 893.0363 | 20520.1524 | 1083.214 | 19436.9384 | -19286.9557 | FALSE
| 60688556 | BAN003 | BAN | 22KV | 731.13 | 26 | 44753.327 | 3.704% | Three phase | 97.13 | 0.0068436 | 0.0074605 | 0.0081356 | 0.0088746 | 0.0096836 | 0.010569 | 0.011539 | 0.012602 | 0.013766 | 0.015041 | 0.016438 | 0.017969 | 0.019648 | 0.021488 | 0.023505 | 0.023963 | 0.023963 | 0.023963 | 0.023963 | 0.023963 | 0.34148 | 0.34974 | 0.36067 | 0.36815 | 0.37456 | 0.38281 | 0.39396 | 0.40381 | 0.40889 | 0.40889 | 0.40889 | 0.40889 | 0.40889 | 0.40889 | 0.40889 | 0.40889 | 0.40889 | 0.40889 | 0.40889 | 0.40889 | 3853.3469 | 18414.2847 | 0.00078258 | 71014.6569 | 40238.4854 | 197.6161 | 964.2604 | 22267.6316 | 1161.8764 | 21105.7552 | -19132.7302 | FALSE
| 60688592 | BAN003 | BAN | 22KV | 1165.69 | 26 | 44753.327 | 3.704% | Covered | 390 | 0.0080219 | 0.0086145 | 0.0092532 | 0.0099416 | 0.010684 | 0.011484 | 0.012347 | 0.013278 | 0.014282 | 0.015366 | 0.016534 | 0.017796 | 0.019157 | 0.020626 | 0.022211 | 0.023923 | 0.025771 | 0.027767 | 0.029922 | 0.032249 | 0.34148 | 0.34974 | 0.36067 | 0.36815 | 0.37456 | 0.38281 | 0.39396 | 0.40381 | 0.40889 | 0.40889 | 0.40889 | 0.40889 | 0.40889 | 0.40889 | 0.40889 | 0.40889 | 0.40889 | 0.40889 | 0.40889 | 0.40889 | 4140.5032 | 126834.8019 | 0.0012477 | 454619.1 | 257597.3018 | 315.0727 | 9841.9796 | 130975.3051 | 10157.0523 | 120818.2528 | -136779.0491 | FALSE
| 60688593 | BAN003 | BAN | 22KV | 1927.83 | 26 | 44753.327 | 3.704% | Covered | 390 | 0.013267 | 0.014247 | 0.015303 | 0.016442 | 0.017669 | 0.018993 | 0.02042 | 0.02196 | 0.02362 | 0.025412 | 0.027345 | 0.02943 | 0.031681 | 0.034111 | 0.036733 | 0.039564 | 0.042621 | 0.045921 | 0.049485 | 0.053334 | 0.34148 | 0.34974 | 0.36067 | 0.36815 | 0.37456 | 0.38281 | 0.39396 | 0.40381 | 0.40889 | 0.40889 | 0.40889 | 0.40889 | 0.40889 | 0.40889 | 0.40889 | 0.40889 | 0.40889 | 0.40889 | 0.40889 | 0.40889 | 6847.6064 | 346904.3627 | 0.0020635 | 751853.7 | 426017.0426 | 521.0704 | 26918.6818 | 353751.9692 | 27439.7523 | 326312.2169 | -99704.8257 | FALSE
| 60688605 | BAN003 | BAN | 22KV | 2407.83 | 26 | 44753.327 | 3.704% | Three phase | 97.13 | 0.023815 | 0.025565 | 0.027449 | 0.029478 | 0.031664 | 0.034018 | 0.036554 | 0.039286 | 0.04223 | 0.045403 | 0.048823 | 0.052508 | 0.056481 | 0.060764 | 0.065382 | 0.070361 | 0.07573 | 0.078916 | 0.078916 | 0.078916 | 0.34148 | 0.34974 | 0.36067 | 0.36815 | 0.37456 | 0.38281 | 0.39396 | 0.40381 | 0.40889 | 0.40889 | 0.40889 | 0.40889 | 0.40889 | 0.40889 | 0.40889 | 0.40889 | 0.40889 | 0.40889 | 0.40889 | 0.40889 | 11953.4223 | 188506.3962 | 0.0025773 | 233872.5279 | 132517.3803 | 650.8089 | 10458.1952 | 200459.8185 | 11109.0042 | 189350.8143 | 56833.4341 | TRUE
| 60688725 | BAN003 | BAN | 22KV | 373.72 | 26 | 44753.327 | 3.704% | Covered | 390 | 0.0045442 | 0.0048444 | 0.0051653 | 0.0055084 | 0.005875 | 0.006267 | 0.0066861 | 0.0071342 | 0.0076134 | 0.0081258 | 0.0086739 | 0.00926 | 0.009887 | 0.010558 | 0.011275 | 0.012043 | 0.012249 | 0.012249 | 0.012249 | 0.012249 | 0.34148 | 0.34974 | 0.36067 | 0.36815 | 0.37456 | 0.38281 | 0.39396 | 0.40381 | 0.40889 | 0.40889 | 0.40889 | 0.40889 | 0.40889 | 0.40889 | 0.40889 | 0.40889 | 0.40889 | 0.40889 | 0.40889 | 0.40889 | 2076.9841 | 20457.4734 | 0.00040002 | 145750.8 | 82585.6477 | 101.0122 | 1011.6004 | 22534.4575 | 1112.6127 | 21421.8448 | -61163.8029 | FALSE
| 60688742 | BAN003 | BAN | 22KV | 19.03 | 26 | 44753.327 | 3.704% | Three phase | 97.13 | 0.00018123 | 0.00019707 | 0.00021437 | 0.00023325 | 0.00025387 | 0.00027638 | 0.00030097 | 0.00032783 | 0.00035717 | 0.00038923 | 0.00042427 | 0.00046257 | 0.00050443 | 0.0005502 | 0.00060024 | 0.0006237 | 0.0006237 | 0.0006237 | 0.0006237 | 0.0006237 | 0.34148 | 0.34974 | 0.36067 | 0.36815 | 0.37456 | 0.38281 | 0.39396 | 0.40381 | 0.40889 | 0.40889 | 0.40889 | 0.40889 | 0.40889 | 0.40889 | 0.40889 | 0.40889 | 0.40889 | 0.40889 | 0.40889 | 0.40889 | 100.0373 | 12.4473 | 2.0369e-05 | 1848.3839 | 1047.3355 | 5.1436 | 0.65325 | 112.4846 | 5.7968 | 106.6878 | -940.6477 | FALSE
| 60688752 | BAN003 | BAN | 22KV | 993.26 | 26 | 44753.327 | 3.704% | Three phase | 97.13 | 0.0070969 | 0.0076249 | 0.0081942 | 0.0088082 | 0.0094705 | 0.010185 | 0.010956 | 0.011787 | 0.012685 | 0.013654 | 0.014699 | 0.015828 | 0.017047 | 0.018363 | 0.019784 | 0.021319 | 0.022977 | 0.024767 | 0.026702 | 0.028793 | 0.34148 | 0.34974 | 0.36067 | 0.36815 | 0.37456 | 0.38281 | 0.39396 | 0.40381 | 0.40889 | 0.40889 | 0.40889 | 0.40889 | 0.40889 | 0.40889 | 0.40889 | 0.40889 | 0.40889 | 0.40889 | 0.40889 | 0.40889 | 3682.6667 | 23936.9125 | 0.0010632 | 96475.3438 | 54665.0773 | 268.4668 | 1779.6352 | 27619.5791 | 2048.1021 | 25571.4771 | -29093.6002 | FALSE
| 60688754 | BAN003 | BAN | 22KV | 2689.45 | 26 | 44753.327 | 3.704% | Covered | 390 | 0.021865 | 0.023484 | 0.025228 | 0.027107 | 0.029134 | 0.031318 | 0.033674 | 0.036213 | 0.038953 | 0.041907 | 0.045094 | 0.048533 | 0.052243 | 0.056246 | 0.060566 | 0.065229 | 0.070261 | 0.075694 | 0.08156 | 0.087892 | 0.34148 | 0.34974 | 0.36067 | 0.36815 | 0.37456 | 0.38281 | 0.39396 | 0.40381 | 0.40889 | 0.40889 | 0.40889 | 0.40889 | 0.40889 | 0.40889 | 0.40889 | 0.40889 | 0.40889 | 0.40889 | 0.40889 | 0.40889 | 11289.6577 | 797894.5292 | 0.0028787 | 1048885.5 | 594321.8724 | 726.9276 | 52389.3814 | 809184.1868 | 53116.309 | 756067.8779 | 161746.0055 | TRUE
| 60688771 | BAN003 | BAN | 22KV | 281.59 | 26 | 44753.327 | 3.704% | Three phase | 97.13 | 0.002647 | 0.0028604 | 0.0030917 | 0.0033426 | 0.0036147 | 0.0039099 | 0.0042301 | 0.0045776 | 0.0049547 | 0.005364 | 0.0058083 | 0.0062907 | 0.0068143 | 0.007383 | 0.0080005 | 0.0086712 | 0.009229 | 0.009229 | 0.009229 | 0.009229 | 0.34148 | 0.34974 | 0.36067 | 0.36815 | 0.37456 | 0.38281 | 0.39396 | 0.40381 | 0.40889 | 0.40889 | 0.40889 | 0.40889 | 0.40889 | 0.40889 | 0.40889 | 0.40889 | 0.40889 | 0.40889 | 0.40889 | 0.40889 | 1409.8044 | 2597.0457 | 0.0003014 | 27350.8367 | 15497.5929 | 76.1106 | 143.0341 | 4006.8501 | 219.1446 | 3787.7055 | -11709.8874 | FALSE
| 60688789 | BAN003 | BAN | 22KV | 542.24 | 26 | 44753.327 | 3.704% | Three phase | 97.13 | 0.0050379 | 0.0055159 | 0.0060414 | 0.0066192 | 0.0072546 | 0.0079536 | 0.0087226 | 0.0095687 | 0.0105 | 0.011525 | 0.012653 | 0.013896 | 0.015264 | 0.016771 | 0.017772 | 0.017772 | 0.017772 | 0.017772 | 0.017772 | 0.017772 | 0.34148 | 0.34974 | 0.36067 | 0.36815 | 0.37456 | 0.38281 | 0.39396 | 0.40381 | 0.40889 | 0.40889 | 0.40889 | 0.40889 | 0.40889 | 0.40889 | 0.40889 | 0.40889 | 0.40889 | 0.40889 | 0.40889 | 0.40889 | 2909.1366 | 10306.6961 | 0.0005804 | 52667.7712 | 29842.7315 | 146.5613 | 530.3813 | 13215.8328 | 676.9426 | 12538.8902 | -17303.8413 | FALSE
| 60688815 | BAN003 | BAN | 22KV | 762.21 | 26 | 44753.327 | 3.704% | Three phase | 97.13 | 0.0070816 | 0.0077536 | 0.0084922 | 0.0093044 | 0.010198 | 0.01118 | 0.012261 | 0.01345 | 0.014759 | 0.0162 | 0.017787 | 0.019533 | 0.021457 | 0.023575 | 0.024981 | 0.024981 | 0.024981 | 0.024981 | 0.024981 | 0.024981 | 0.34148 | 0.34974 | 0.36067 | 0.36815 | 0.37456 | 0.38281 | 0.39396 | 0.40381 | 0.40889 | 0.40889 | 0.40889 | 0.40889 | 0.40889 | 0.40889 | 0.40889 | 0.40889 | 0.40889 | 0.40889 | 0.40889 | 0.40889 | 4089.2834 | 20365.0581 | 0.00081584 | 74033.4573 | 41949.0049 | 206.0167 | 1047.9834 | 24454.3415 | 1254 | 23200.3415 | -18748.6634 | FALSE
| 60688831 | BAN003 | BAN | 22KV | 1489.54 | 26 | 44753.327 | 3.704% | Single phase | 44.74 | 0.008005 | 0.0085943 | 0.0092295 | 0.0099144 | 0.010653 | 0.01145 | 0.012309 | 0.013236 | 0.014236 | 0.015316 | 0.016481 | 0.017738 | 0.019096 | 0.020562 | 0.022145 | 0.023854 | 0.025701 | 0.027695 | 0.02985 | 0.032178 | 0.34148 | 0.34974 | 0.36067 | 0.36815 | 0.37456 | 0.38281 | 0.39396 | 0.40381 | 0.40889 | 0.40889 | 0.40889 | 0.40889 | 0.40889 | 0.40889 | 0.40889 | 0.40889 | 0.40889 | 0.40889 | 0.40889 | 0.40889 | 4128.7174 | 18539.7564 | 0.0015944 | 66642.0196 | 37760.8517 | 402.6056 | 1843.5377 | 22668.4738 | 2246.1434 | 20422.3304 | -17338.5213 | FALSE
| 60688835 | BAN003 | BAN | 22KV | 466.29 | 26 | 44753.327 | 3.704% | Three phase | 97.13 | 0.0043833 | 0.0047366 | 0.0051196 | 0.0055351 | 0.0059856 | 0.0064744 | 0.0070048 | 0.0075802 | 0.0082046 | 0.0088824 | 0.0096181 | 0.010417 | 0.011284 | 0.012226 | 0.013248 | 0.014359 | 0.015283 | 0.015283 | 0.015283 | 0.015283 | 0.34148 | 0.34974 | 0.36067 | 0.36815 | 0.37456 | 0.38281 | 0.39396 | 0.40381 | 0.40889 | 0.40889 | 0.40889 | 0.40889 | 0.40889 | 0.40889 | 0.40889 | 0.40889 | 0.40889 | 0.40889 | 0.40889 | 0.40889 | 2334.5207 | 7121.2682 | 0.0004991 | 45290.7477 | 25662.7458 | 126.0329 | 392.2088 | 9455.7889 | 518.2416 | 8937.5473 | -16725.1985 | FALSE
| 60688857 | BAN003 | BAN | 22KV | 1500.8 | 26 | 44753.327 | 3.704% | Covered | 390 | 0.010328 | 0.011091 | 0.011913 | 0.0128 | 0.013755 | 0.014786 | 0.015897 | 0.017095 | 0.018388 | 0.019783 | 0.021288 | 0.022911 | 0.024664 | 0.026555 | 0.028597 | 0.030801 | 0.03318 | 0.035749 | 0.038524 | 0.04152 | 0.34148 | 0.34974 | 0.36067 | 0.36815 | 0.37456 | 0.38281 | 0.39396 | 0.40381 | 0.40889 | 0.40889 | 0.40889 | 0.40889 | 0.40889 | 0.40889 | 0.40889 | 0.40889 | 0.40889 | 0.40889 | 0.40889 | 0.40889 | 5330.806 | 210241.2525 | 0.0016064 | 585312 | 331650.8082 | 405.6491 | 16314.0565 | 215572.0585 | 16719.7056 | 198852.3529 | -132798.4553 | FALSE
| 60689044 | BAN003 | BAN | 22KV | 196.59 | 26 | 44753.327 | 3.704% | Three phase | 97.13 | 0.001848 | 0.001997 | 0.0021585 | 0.0023336 | 0.0025236 | 0.0027297 | 0.0029532 | 0.0031958 | 0.0034591 | 0.0037449 | 0.004055 | 0.0043918 | 0.0047574 | 0.0051544 | 0.0055855 | 0.0060537 | 0.0064432 | 0.0064432 | 0.0064432 | 0.0064432 | 0.34148 | 0.34974 | 0.36067 | 0.36815 | 0.37456 | 0.38281 | 0.39396 | 0.40381 | 0.40889 | 0.40889 | 0.40889 | 0.40889 | 0.40889 | 0.40889 | 0.40889 | 0.40889 | 0.40889 | 0.40889 | 0.40889 | 0.40889 | 984.2446 | 1265.8084 | 0.00021042 | 19094.7867 | 10819.5312 | 53.136 | 69.7153 | 2250.0531 | 122.8513 | 2127.2018 | -8692.3294 | FALSE
| 60689177 | BAN003 | BAN | 22KV | 298.79 | 26 | 44753.327 | 3.704% | Single phase | 44.74 | 0.0024875 | 0.0026779 | 0.0028835 | 0.0031057 | 0.0033458 | 0.0036053 | 0.0038858 | 0.0041889 | 0.0045167 | 0.0048711 | 0.0052543 | 0.0056688 | 0.0061171 | 0.0066021 | 0.0071267 | 0.0076944 | 0.0083086 | 0.0089734 | 0.0096928 | 0.0097928 | 0.34148 | 0.34974 | 0.36067 | 0.36815 | 0.37456 | 0.38281 | 0.39396 | 0.40381 | 0.40889 | 0.40889 | 0.40889 | 0.40889 | 0.40889 | 0.40889 | 0.40889 | 0.40889 | 0.40889 | 0.40889 | 0.40889 | 0.40889 | 1312.6555 | 1181.8539 | 0.00031981 | 13367.8646 | 7574.5296 | 80.7595 | 74.1788 | 2494.5094 | 154.9383 | 2339.5711 | -5234.9585 | FALSE
| 60689182 | BAN003 | BAN | 22KV | 537.71 | 26 | 44753.327 | 3.704% | Three phase | 97.13 | 0.0050432 | 0.0054434 | 0.0058768 | 0.0063463 | 0.0068549 | 0.0074059 | 0.0080031 | 0.0086502 | 0.0093517 | 0.010112 | 0.010936 | 0.01183 | 0.0128 | 0.013851 | 0.014991 | 0.016228 | 0.01757 | 0.017623 | 0.017623 | 0.017623 | 0.34148 | 0.34974 | 0.36067 | 0.36815 | 0.37456 | 0.38281 | 0.39396 | 0.40381 | 0.40889 | 0.40889 | 0.40889 | 0.40889 | 0.40889 | 0.40889 | 0.40889 | 0.40889 | 0.40889 | 0.40889 | 0.40889 | 0.40889 | 2666.7518 | 9381.7597 | 0.00057555 | 52227.7723 | 29593.4184 | 145.3369 | 521.5565 | 12048.5116 | 666.8933 | 11381.6182 | -18211.8001 | FALSE
| 60689183 | BAN003 | BAN | 22KV | 177.07 | 26 | 44753.327 | 3.704% | Single phase | 44.74 | 0.0016032 | 0.0017259 | 0.0018585 | 0.0020017 | 0.0021565 | 0.0023237 | 0.0025044 | 0.0026997 | 0.0029109 | 0.0031392 | 0.003386 | 0.0036529 | 0.0039415 | 0.0042537 | 0.0045914 | 0.0049567 | 0.0053519 | 0.0057796 | 0.0058034 | 0.0058034 | 0.34148 | 0.34974 | 0.36067 | 0.36815 | 0.37456 | 0.38281 | 0.39396 | 0.40381 | 0.40889 | 0.40889 | 0.40889 | 0.40889 | 0.40889 | 0.40889 | 0.40889 | 0.40889 | 0.40889 | 0.40889 | 0.40889 | 0.40889 | 836.7998 | 446.6214 | 0.00018953 | 7922.1118 | 4488.8449 | 47.86 | 26.0518 | 1283.4212 | 73.9118 | 1209.5094 | -3279.3355 | FALSE
| 60689204 | BAN003 | BAN | 22KV | 66.82 | 26 | 44753.327 | 3.704% | Three phase | 97.13 | 0.00063634 | 0.00069198 | 0.00075271 | 0.00081901 | 0.0008914 | 0.00097045 | 0.0010568 | 0.0011511 | 0.0012541 | 0.0013667 | 0.0014897 | 0.0016242 | 0.0017712 | 0.0019319 | 0.0021076 | 0.00219 | 0.00219 | 0.00219 | 0.00219 | 0.00219 | 0.34148 | 0.34974 | 0.36067 | 0.36815 | 0.37456 | 0.38281 | 0.39396 | 0.40381 | 0.40889 | 0.40889 | 0.40889 | 0.40889 | 0.40889 | 0.40889 | 0.40889 | 0.40889 | 0.40889 | 0.40889 | 0.40889 | 0.40889 | 351.2609 | 153.4654 | 7.1522e-05 | 6490.2266 | 3677.5069 | 18.0607 | 8.0541 | 504.7263 | 26.1148 | 478.6115 | -3198.8953 | FALSE
| 60689251 | BAN003 | BAN | 22KV | 34.91 | 26 | 44753.327 | 3.704% | Three phase | 97.13 | 0.00029756 | 0.0003201 | 0.00034442 | 0.00037069 | 0.00039904 | 0.00042966 | 0.00046272 | 0.00049844 | 0.00053702 | 0.0005787 | 0.00062373 | 0.00067239 | 0.00072499 | 0.00078183 | 0.00084327 | 0.00090969 | 0.00098151 | 0.0010592 | 0.0011431 | 0.0011442 | 0.34148 | 0.34974 | 0.36067 | 0.36815 | 0.37456 | 0.38281 | 0.39396 | 0.40381 | 0.40889 | 0.40889 | 0.40889 | 0.40889 | 0.40889 | 0.40889 | 0.40889 | 0.40889 | 0.40889 | 0.40889 | 0.40889 | 0.40889 | 155.5889 | 35.54 | 3.7367e-05 | 3390.8083 | 1921.3075 | 9.4358 | 2.1984 | 191.1289 | 11.6342 | 179.4947 | -1741.8127 | FALSE
| 60689252 | BAN003 | BAN | 22KV | 1759.84 | 26 | 44753.327 | 3.704% | Three phase | 97.13 | 0.016715 | 0.018152 | 0.019718 | 0.021426 | 0.023288 | 0.025318 | 0.027533 | 0.029948 | 0.032583 | 0.035458 | 0.038596 | 0.04202 | 0.045758 | 0.049839 | 0.054294 | 0.057678 | 0.057678 | 0.057678 | 0.057678 | 0.057678 | 0.34148 | 0.34974 | 0.36067 | 0.36815 | 0.37456 | 0.38281 | 0.39396 | 0.40381 | 0.40889 | 0.40889 | 0.40889 | 0.40889 | 0.40889 | 0.40889 | 0.40889 | 0.40889 | 0.40889 | 0.40889 | 0.40889 | 0.40889 | 9163.4963 | 105450.4689 | 0.0018837 | 170933.2592 | 96854.5896 | 475.6646 | 5586.6501 | 114613.9652 | 6062.3147 | 108551.6505 | 11697.0609 | TRUE
| 60689260 | BAN003 | BAN | 22KV | 367.07 | 26 | 44753.327 | 3.704% | Covered | 390 | 0.0028777 | 0.0030955 | 0.0033306 | 0.0035845 | 0.0038586 | 0.0041546 | 0.0044744 | 0.0048198 | 0.0051929 | 0.0055961 | 0.0060318 | 0.0065027 | 0.0070116 | 0.0075618 | 0.0081566 | 0.0087996 | 0.009495 | 0.010247 | 0.01106 | 0.01194 | 0.34148 | 0.34974 | 0.36067 | 0.36815 | 0.37456 | 0.38281 | 0.39396 | 0.40381 | 0.40889 | 0.40889 | 0.40889 | 0.40889 | 0.40889 | 0.40889 | 0.40889 | 0.40889 | 0.40889 | 0.40889 | 0.40889 | 0.40889 | 1512.9851 | 14588.8008 | 0.0003929 | 143157.3 | 81116.1128 | 99.2148 | 975.9197 | 16101.7859 | 1075.1346 | 15026.6514 | -66089.4615 | FALSE
| 60689261 | BAN003 | BAN | 22KV | 116.09 | 26 | 44753.327 | 3.704% | Covered | 390 | 0.0007989 | 0.00085791 | 0.00092152 | 0.00099008 | 0.001064 | 0.0011437 | 0.0012297 | 0.0013224 | 0.0014224 | 0.0015302 | 0.0016466 | 0.0017722 | 0.0019078 | 0.0020541 | 0.002212 | 0.0023825 | 0.0025665 | 0.0027653 | 0.0029799 | 0.0032117 | 0.34148 | 0.34974 | 0.36067 | 0.36815 | 0.37456 | 0.38281 | 0.39396 | 0.40381 | 0.40889 | 0.40889 | 0.40889 | 0.40889 | 0.40889 | 0.40889 | 0.40889 | 0.40889 | 0.40889 | 0.40889 | 0.40889 | 0.40889 | 412.3489 | 1257.9458 | 0.00012426 | 45275.1 | 25653.8795 | 31.3778 | 97.6126 | 1670.2947 | 128.9904 | 1541.3043 | -24112.5752 | FALSE
| 60689267 | BAN003 | BAN | 22KV | 3284.61 | 26 | 44753.327 | 3.704% | Three phase | 97.13 | 0.02575 | 0.027699 | 0.029803 | 0.032075 | 0.034528 | 0.037177 | 0.040038 | 0.043128 | 0.046467 | 0.050075 | 0.053974 | 0.058187 | 0.062741 | 0.067664 | 0.072986 | 0.078741 | 0.084963 | 0.091692 | 0.098969 | 0.10684 | 0.34148 | 0.34974 | 0.36067 | 0.36815 | 0.37456 | 0.38281 | 0.39396 | 0.40381 | 0.40889 | 0.40889 | 0.40889 | 0.40889 | 0.40889 | 0.40889 | 0.40889 | 0.40889 | 0.40889 | 0.40889 | 0.40889 | 0.40889 | 13538.4697 | 290923.1049 | 0.0035157 | 319034.1693 | 180771.862 | 887.7925 | 19461.3393 | 304461.5746 | 20349.1318 | 284112.4428 | 103340.5808 | TRUE
| 60689271 | BAN003 | BAN | 22KV | 408.45 | 26 | 44753.327 | 3.704% | Three phase | 97.13 | 0.0038396 | 0.004149 | 0.0044846 | 0.0048485 | 0.0052432 | 0.0056713 | 0.0061359 | 0.0066399 | 0.0071869 | 0.0077806 | 0.0084251 | 0.0091247 | 0.0098843 | 0.010709 | 0.011605 | 0.012578 | 0.013387 | 0.013387 | 0.013387 | 0.013387 | 0.34148 | 0.34974 | 0.36067 | 0.36815 | 0.37456 | 0.38281 | 0.39396 | 0.40381 | 0.40889 | 0.40889 | 0.40889 | 0.40889 | 0.40889 | 0.40889 | 0.40889 | 0.40889 | 0.40889 | 0.40889 | 0.40889 | 0.40889 | 2044.9398 | 5464.1541 | 0.00043719 | 39672.7485 | 22479.4624 | 110.3994 | 300.9421 | 7509.0939 | 411.3414 | 7097.7525 | -15381.7099 | FALSE
| 60689278 | BAN003 | BAN | 22KV | 56.32 | 26 | 44753.327 | 3.704% | Three phase | 97.13 | 0.00044152 | 0.00047494 | 0.00051102 | 0.00054997 | 0.00059203 | 0.00063745 | 0.00068651 | 0.00073951 | 0.00079676 | 0.00085862 | 0.00092547 | 0.00099772 | 0.0010758 | 0.0011602 | 0.0012515 | 0.0013501 | 0.0014568 | 0.0015722 | 0.001697 | 0.001832 | 0.34148 | 0.34974 | 0.36067 | 0.36815 | 0.37456 | 0.38281 | 0.39396 | 0.40381 | 0.40889 | 0.40889 | 0.40889 | 0.40889 | 0.40889 | 0.40889 | 0.40889 | 0.40889 | 0.40889 | 0.40889 | 0.40889 | 0.40889 | 232.1392 | 85.5334 | 6.0283e-05 | 5470.3616 | 3099.6287 | 15.2227 | 5.7218 | 317.6726 | 20.9444 | 296.7282 | -2802.9005 | FALSE
| 60689284 | BAN003 | BAN | 22KV | 1658.68 | 26 | 44753.327 | 3.704% | Three phase | 97.13 | 0.01673 | 0.017998 | 0.019367 | 0.020845 | 0.02244 | 0.024162 | 0.026021 | 0.028028 | 0.030197 | 0.032539 | 0.035068 | 0.037801 | 0.040754 | 0.043944 | 0.047392 | 0.051118 | 0.054363 | 0.054363 | 0.054363 | 0.054363 | 0.34148 | 0.34974 | 0.36067 | 0.36815 | 0.37456 | 0.38281 | 0.39396 | 0.40381 | 0.40889 | 0.40889 | 0.40889 | 0.40889 | 0.40889 | 0.40889 | 0.40889 | 0.40889 | 0.40889 | 0.40889 | 0.40889 | 0.40889 | 8497.7354 | 92298.6347 | 0.0017754 | 161107.5884 | 91287.1458 | 448.3222 | 4962.8405 | 100796.3701 | 5411.1628 | 95385.2073 | 4098.0615 | TRUE
| 60689287 | BAN003 | BAN | 22KV | 187.6 | 26 | 44753.327 | 3.704% | Three phase | 97.13 | 0.0015583 | 0.0017058 | 0.001868 | 0.0020463 | 0.0022425 | 0.0024583 | 0.0026957 | 0.0029569 | 0.0032444 | 0.003561 | 0.0039095 | 0.0042932 | 0.0047159 | 0.0051815 | 0.0056944 | 0.0061485 | 0.0061485 | 0.0061485 | 0.0061485 | 0.0061485 | 0.34148 | 0.34974 | 0.36067 | 0.36815 | 0.37456 | 0.38281 | 0.39396 | 0.40381 | 0.40889 | 0.40889 | 0.40889 | 0.40889 | 0.40889 | 0.40889 | 0.40889 | 0.40889 | 0.40889 | 0.40889 | 0.40889 | 0.40889 | 934.2111 | 1144.0244 | 0.0002008 | 18221.588 | 10324.7574 | 50.7061 | 63.4849 | 2078.2355 | 114.1911 | 1964.0445 | -8360.7129 | FALSE
| 60689330 | BAN003 | BAN | 22KV | 1090.25 | 26 | 44753.327 | 3.704% | Three phase | 97.13 | 0.008101 | 0.0088663 | 0.0097077 | 0.010633 | 0.01165 | 0.01277 | 0.014001 | 0.015357 | 0.016849 | 0.018492 | 0.0203 | 0.022292 | 0.024486 | 0.026903 | 0.029567 | 0.032502 | 0.035733 | 0.035733 | 0.035733 | 0.035733 | 0.34148 | 0.34974 | 0.36067 | 0.36815 | 0.37456 | 0.38281 | 0.39396 | 0.40381 | 0.40889 | 0.40889 | 0.40889 | 0.40889 | 0.40889 | 0.40889 | 0.40889 | 0.40889 | 0.40889 | 0.40889 | 0.40889 | 0.40889 | 5007.9513 | 35614.0641 | 0.001167 | 105895.9825 | 60003.0209 | 294.6821 | 2144.1605 | 40622.0154 | 2438.8426 | 38183.1728 | -21819.8481 | FALSE
| 60689369 | BAN003 | BAN | 22KV | 3484.39 | 26 | 44753.327 | 3.704% | Three phase | 97.13 | 0.030806 | 0.033089 | 0.035548 | 0.038198 | 0.041055 | 0.044135 | 0.047455 | 0.051035 | 0.054896 | 0.05906 | 0.063551 | 0.068395 | 0.073622 | 0.079261 | 0.085346 | 0.091913 | 0.099 | 0.10665 | 0.1142 | 0.1142 | 0.34148 | 0.34974 | 0.36067 | 0.36815 | 0.37456 | 0.38281 | 0.39396 | 0.40381 | 0.40889 | 0.40889 | 0.40889 | 0.40889 | 0.40889 | 0.40889 | 0.40889 | 0.40889 | 0.40889 | 0.40889 | 0.40889 | 0.40889 | 15811.5487 | 360630.299 | 0.0037296 | 338438.8007 | 191766.9581 | 941.7908 | 21900.7315 | 376441.8477 | 22842.5222 | 353599.3255 | 161832.3674 | TRUE
| 60689400 | BAN003 | BAN | 22KV | 1157.28 | 26 | 44753.327 | 3.704% | Single phase | 44.74 | 0.013972 | 0.014842 | 0.015769 | 0.016755 | 0.017806 | 0.018925 | 0.020117 | 0.021387 | 0.022739 | 0.024181 | 0.025716 | 0.027352 | 0.029095 | 0.030953 | 0.032933 | 0.035043 | 0.037293 | 0.03793 | 0.03793 | 0.03793 | 0.34148 | 0.34974 | 0.36067 | 0.36815 | 0.37456 | 0.38281 | 0.39396 | 0.40381 | 0.40889 | 0.40889 | 0.40889 | 0.40889 | 0.40889 | 0.40889 | 0.40889 | 0.40889 | 0.40889 | 0.40889 | 0.40889 | 0.40889 | 6243.3489 | 21854.5759 | 0.0012387 | 51776.7072 | 29337.8348 | 312.7996 | 1112.8191 | 28097.9248 | 1425.6187 | 26672.3061 | -2665.5287 | FALSE
| 60689413 | BAN003 | BAN | 22KV | 1226.65 | 26 | 44753.327 | 3.704% | Three phase | 97.13 | 0.011482 | 0.012517 | 0.01365 | 0.014889 | 0.016247 | 0.017733 | 0.01936 | 0.021143 | 0.023095 | 0.025235 | 0.027579 | 0.030148 | 0.032964 | 0.036051 | 0.039436 | 0.040203 | 0.040203 | 0.040203 | 0.040203 | 0.040203 | 0.34148 | 0.34974 | 0.36067 | 0.36815 | 0.37456 | 0.38281 | 0.39396 | 0.40381 | 0.40889 | 0.40889 | 0.40889 | 0.40889 | 0.40889 | 0.40889 | 0.40889 | 0.40889 | 0.40889 | 0.40889 | 0.40889 | 0.40889 | 6464.9351 | 51833.0745 | 0.001313 | 119144.5145 | 67509.9341 | 331.5495 | 2714.2286 | 58298.0096 | 3045.7781 | 55252.2315 | -12257.7025 | FALSE
| 60689458 | BAN003 | BAN | 22KV | 318.97 | 26 | 44753.327 | 3.704% | Three phase | 97.13 | 0.0025006 | 0.0026899 | 0.0028942 | 0.0031148 | 0.003353 | 0.0036102 | 0.0038881 | 0.0041882 | 0.0045125 | 0.0048628 | 0.0052414 | 0.0056506 | 0.0060928 | 0.0065709 | 0.0070877 | 0.0076465 | 0.0082508 | 0.0089042 | 0.0096109 | 0.010375 | 0.34148 | 0.34974 | 0.36067 | 0.36815 | 0.37456 | 0.38281 | 0.39396 | 0.40381 | 0.40889 | 0.40889 | 0.40889 | 0.40889 | 0.40889 | 0.40889 | 0.40889 | 0.40889 | 0.40889 | 0.40889 | 0.40889 | 0.40889 | 1314.7271 | 2743.5335 | 0.00034142 | 30981.5561 | 17554.8393 | 86.2139 | 183.529 | 4058.2606 | 269.743 | 3788.5176 | -13766.3217 | FALSE
| 60689464 | BAN003 | BAN | 22KV | 1185.85 | 26 | 44753.327 | 3.704% | Three phase | 97.13 | 0.010108 | 0.010873 | 0.0117 | 0.012592 | 0.013555 | 0.014595 | 0.015718 | 0.016931 | 0.018242 | 0.019658 | 0.021187 | 0.02284 | 0.024627 | 0.026558 | 0.028645 | 0.030901 | 0.033341 | 0.035978 | 0.03883 | 0.038866 | 0.34148 | 0.34974 | 0.36067 | 0.36815 | 0.37456 | 0.38281 | 0.39396 | 0.40381 | 0.40889 | 0.40889 | 0.40889 | 0.40889 | 0.40889 | 0.40889 | 0.40889 | 0.40889 | 0.40889 | 0.40889 | 0.40889 | 0.40889 | 5285.1649 | 41008.8183 | 0.0012693 | 115181.6105 | 65264.4644 | 320.5217 | 2536.6738 | 46293.9832 | 2857.1955 | 43436.7877 | -21827.6767 | FALSE
| 60689497 | BAN003 | BAN | 22KV | 699.73 | 26 | 44753.327 | 3.704% | Three phase | 97.13 | 0.006646 | 0.0072174 | 0.0078403 | 0.0085192 | 0.0092595 | 0.010067 | 0.010947 | 0.011908 | 0.012955 | 0.014099 | 0.015346 | 0.016708 | 0.018194 | 0.019816 | 0.021588 | 0.022933 | 0.022933 | 0.022933 | 0.022933 | 0.022933 | 0.34148 | 0.34974 | 0.36067 | 0.36815 | 0.37456 | 0.38281 | 0.39396 | 0.40381 | 0.40889 | 0.40889 | 0.40889 | 0.40889 | 0.40889 | 0.40889 | 0.40889 | 0.40889 | 0.40889 | 0.40889 | 0.40889 | 0.40889 | 3643.4979 | 16671.0569 | 0.00074897 | 67964.7749 | 38510.3543 | 189.129 | 883.2143 | 20314.5548 | 1072.3433 | 19242.2115 | -19268.1429 | FALSE
| 60689520 | BAN003 | BAN | 22KV | 545.33 | 26 | 44753.327 | 3.704% | Three phase | 97.13 | 0.0051933 | 0.0056474 | 0.006143 | 0.0066841 | 0.0072749 | 0.00792 | 0.0086246 | 0.0093943 | 0.010235 | 0.011154 | 0.012158 | 0.013256 | 0.014455 | 0.015767 | 0.017201 | 0.017873 | 0.017873 | 0.017873 | 0.017873 | 0.017873 | 0.34148 | 0.34974 | 0.36067 | 0.36815 | 0.37456 | 0.38281 | 0.39396 | 0.40381 | 0.40889 | 0.40889 | 0.40889 | 0.40889 | 0.40889 | 0.40889 | 0.40889 | 0.40889 | 0.40889 | 0.40889 | 0.40889 | 0.40889 | 2866.7032 | 10221.5419 | 0.0005837 | 52967.9029 | 30012.7928 | 147.3965 | 536.4434 | 13088.2451 | 683.8398 | 12404.4053 | -17608.3876 | FALSE
| 60689530 | BAN003 | BAN | 22KV | 433.16 | 26 | 44753.327 | 3.704% | Single phase | 44.74 | 0.0031243 | 0.0033606 | 0.0036158 | 0.0038913 | 0.0041888 | 0.0045102 | 0.0048573 | 0.0052323 | 0.0056374 | 0.0060753 | 0.0065485 | 0.00706 | 0.0076129 | 0.0082107 | 0.008857 | 0.009556 | 0.010312 | 0.011129 | 0.012014 | 0.012971 | 0.34148 | 0.34974 | 0.36067 | 0.36815 | 0.37456 | 0.38281 | 0.39396 | 0.40381 | 0.40889 | 0.40889 | 0.40889 | 0.40889 | 0.40889 | 0.40889 | 0.40889 | 0.40889 | 0.40889 | 0.40889 | 0.40889 | 0.40889 | 1642.8467 | 2144.4242 | 0.00046364 | 19379.5784 | 10980.9005 | 117.0782 | 155.8994 | 3787.2709 | 272.9776 | 3514.2933 | -7466.6072 | FALSE
| 60689534 | BAN003 | BAN | 22KV | 440.48 | 26 | 44753.327 | 3.704% | Three phase | 97.13 | 0.0046102 | 0.0049523 | 0.0053208 | 0.005718 | 0.006146 | 0.0066074 | 0.0071047 | 0.0076408 | 0.0082189 | 0.0088422 | 0.0095144 | 0.010239 | 0.011021 | 0.011865 | 0.012775 | 0.013757 | 0.014437 | 0.014437 | 0.014437 | 0.014437 | 0.34148 | 0.34974 | 0.36067 | 0.36815 | 0.37456 | 0.38281 | 0.39396 | 0.40381 | 0.40889 | 0.40889 | 0.40889 | 0.40889 | 0.40889 | 0.40889 | 0.40889 | 0.40889 | 0.40889 | 0.40889 | 0.40889 | 0.40889 | 2297.0233 | 6628.378 | 0.00047148 | 42783.8224 | 24242.2661 | 119.0567 | 349.9915 | 8925.4013 | 469.0482 | 8456.3531 | -15785.9131 | FALSE
| 60689539 | BAN003 | BAN | 22KV | 1053.69 | 26 | 44753.327 | 3.704% | Three phase | 97.13 | 0.0098825 | 0.010667 | 0.011516 | 0.012436 | 0.013433 | 0.014513 | 0.015683 | 0.016951 | 0.018325 | 0.019816 | 0.021431 | 0.023183 | 0.025082 | 0.027142 | 0.029376 | 0.0318 | 0.034429 | 0.034534 | 0.034534 | 0.034534 | 0.34148 | 0.34974 | 0.36067 | 0.36815 | 0.37456 | 0.38281 | 0.39396 | 0.40381 | 0.40889 | 0.40889 | 0.40889 | 0.40889 | 0.40889 | 0.40889 | 0.40889 | 0.40889 | 0.40889 | 0.40889 | 0.40889 | 0.40889 | 5225.7346 | 36025.8135 | 0.0011278 | 102344.9097 | 57990.904 | 284.8004 | 2002.7688 | 41251.5481 | 2287.5692 | 38963.9789 | -19026.9251 | FALSE
| 60689562 | BAN003 | BAN | 22KV | 1226.08 | 26 | 44753.327 | 3.704% | Three phase | 97.13 | 0.014167 | 0.015387 | 0.016717 | 0.018167 | 0.019747 | 0.021469 | 0.023348 | 0.025396 | 0.027631 | 0.030068 | 0.032727 | 0.035628 | 0.038794 | 0.040184 | 0.040184 | 0.040184 | 0.040184 | 0.040184 | 0.040184 | 0.040184 | 0.34148 | 0.34974 | 0.36067 | 0.36815 | 0.37456 | 0.38281 | 0.39396 | 0.40381 | 0.40889 | 0.40889 | 0.40889 | 0.40889 | 0.40889 | 0.40889 | 0.40889 | 0.40889 | 0.40889 | 0.40889 | 0.40889 | 0.40889 | 7243.3155 | 58181.7052 | 0.0013124 | 119089.1504 | 67478.5635 | 331.3954 | 2711.7067 | 65425.0208 | 3043.1021 | 62381.9186 | -5096.6449 | FALSE
| 60689584 | BAN003 | BAN | 22KV | 1932.02 | 26 | 44753.327 | 3.704% | Three phase | 97.13 | 0.014356 | 0.015712 | 0.017203 | 0.018842 | 0.020646 | 0.022629 | 0.024812 | 0.027214 | 0.029858 | 0.032769 | 0.035974 | 0.039504 | 0.043392 | 0.047675 | 0.052395 | 0.057596 | 0.063322 | 0.063322 | 0.063322 | 0.063322 | 0.34148 | 0.34974 | 0.36067 | 0.36815 | 0.37456 | 0.38281 | 0.39396 | 0.40381 | 0.40889 | 0.40889 | 0.40889 | 0.40889 | 0.40889 | 0.40889 | 0.40889 | 0.40889 | 0.40889 | 0.40889 | 0.40889 | 0.40889 | 8874.5353 | 111838.8212 | 0.002068 | 187657.1026 | 106330.6916 | 522.2029 | 6733.3058 | 120713.3565 | 7255.5087 | 113457.8478 | 7127.1562 | TRUE
| 60689588 | BAN003 | BAN | 22KV | 45.66 | 26 | 44753.327 | 3.704% | Three phase | 97.13 | 0.00042638 | 0.00045921 | 0.00049468 | 0.00053301 | 0.00057444 | 0.00061922 | 0.00066764 | 0.00071998 | 0.00077659 | 0.00083782 | 0.00090404 | 0.00097567 | 0.0010532 | 0.001137 | 0.0012277 | 0.0013259 | 0.0014322 | 0.0014965 | 0.0014965 | 0.0014965 | 0.34148 | 0.34974 | 0.36067 | 0.36815 | 0.37456 | 0.38281 | 0.39396 | 0.40381 | 0.40889 | 0.40889 | 0.40889 | 0.40889 | 0.40889 | 0.40889 | 0.40889 | 0.40889 | 0.40889 | 0.40889 | 0.40889 | 0.40889 | 221.8887 | 66.3051 | 4.8873e-05 | 4434.9558 | 2512.9447 | 12.3414 | 3.7608 | 288.1938 | 16.1021 | 272.0917 | -2240.853 | FALSE
| 60689606 | BAN003 | BAN | 22KV | 68.64 | 26 | 44753.327 | 3.704% | Single phase | 44.74 | 0.00050348 | 0.00054112 | 0.00058172 | 0.00062552 | 0.00067278 | 0.00072378 | 0.00077882 | 0.00083822 | 0.00090235 | 0.00097159 | 0.0010463 | 0.0011271 | 0.0012143 | 0.0013084 | 0.0014102 | 0.0015201 | 0.0016388 | 0.0017672 | 0.0019058 | 0.0020557 | 0.34148 | 0.34974 | 0.36067 | 0.36815 | 0.37456 | 0.38281 | 0.39396 | 0.40381 | 0.40889 | 0.40889 | 0.40889 | 0.40889 | 0.40889 | 0.40889 | 0.40889 | 0.40889 | 0.40889 | 0.40889 | 0.40889 | 0.40889 | 262.2343 | 54.2524 | 7.347e-05 | 3070.9536 | 1740.0707 | 18.5526 | 3.9147 | 316.4867 | 22.4673 | 294.0193 | -1446.0513 | FALSE
| 60689617 | BAN003 | BAN | 22KV | 223.65 | 26 | 44753.327 | 3.704% | Single phase | 44.74 | 0.0017533 | 0.001886 | 0.0020293 | 0.002184 | 0.002351 | 0.0025314 | 0.0027262 | 0.0029366 | 0.003164 | 0.0034096 | 0.0036751 | 0.003962 | 0.0042721 | 0.0046073 | 0.0049697 | 0.0053615 | 0.0057851 | 0.0062433 | 0.0067388 | 0.0072748 | 0.34148 | 0.34974 | 0.36067 | 0.36815 | 0.37456 | 0.38281 | 0.39396 | 0.40381 | 0.40889 | 0.40889 | 0.40889 | 0.40889 | 0.40889 | 0.40889 | 0.40889 | 0.40889 | 0.40889 | 0.40889 | 0.40889 | 0.40889 | 921.8381 | 621.2852 | 0.00023939 | 10006.101 | 5669.6796 | 60.45 | 41.561 | 1543.1233 | 102.011 | 1441.1123 | -4228.5672 | FALSE
| 60689643 | BAN003 | BAN | 22KV | 107.84 | 26 | 44753.327 | 3.704% | Three phase | 97.13 | 0.0010243 | 0.0011123 | 0.0012083 | 0.001313 | 0.001427 | 0.0015515 | 0.0016872 | 0.0018352 | 0.0019966 | 0.0021728 | 0.0023651 | 0.0025749 | 0.002804 | 0.003054 | 0.003327 | 0.0035344 | 0.0035344 | 0.0035344 | 0.0035344 | 0.0035344 | 0.34148 | 0.34974 | 0.36067 | 0.36815 | 0.37456 | 0.38281 | 0.39396 | 0.40381 | 0.40889 | 0.40889 | 0.40889 | 0.40889 | 0.40889 | 0.40889 | 0.40889 | 0.40889 | 0.40889 | 0.40889 | 0.40889 | 0.40889 | 561.5235 | 395.9697 | 0.00011543 | 10474.4992 | 5935.0844 | 29.1479 | 20.978 | 957.4931 | 50.126 | 907.3672 | -5027.7173 | FALSE
| 60689646 | BAN003 | BAN | 22KV | 188.95 | 26 | 44753.327 | 3.704% | Three phase | 97.13 | 0.0017645 | 0.0019003 | 0.0020471 | 0.0022057 | 0.0023771 | 0.0025624 | 0.0027628 | 0.0029794 | 0.0032137 | 0.003467 | 0.0037411 | 0.0040375 | 0.0043582 | 0.0047052 | 0.0050806 | 0.0054869 | 0.0059267 | 0.0061928 | 0.0061928 | 0.0061928 | 0.34148 | 0.34974 | 0.36067 | 0.36815 | 0.37456 | 0.38281 | 0.39396 | 0.40381 | 0.40889 | 0.40889 | 0.40889 | 0.40889 | 0.40889 | 0.40889 | 0.40889 | 0.40889 | 0.40889 | 0.40889 | 0.40889 | 0.40889 | 918.2186 | 1135.4532 | 0.00020225 | 18352.7135 | 10399.056 | 51.071 | 64.4019 | 2053.6717 | 115.473 | 1938.1988 | -8460.8572 | FALSE
| 60689663 | BAN003 | BAN | 22KV | 317.46 | 26 | 44753.327 | 3.704% | Three phase | 97.13 | 0.0029842 | 0.0032248 | 0.0034856 | 0.0037684 | 0.0040752 | 0.0044079 | 0.004769 | 0.0051607 | 0.0055859 | 0.0060473 | 0.0065482 | 0.007092 | 0.0076824 | 0.0083234 | 0.0090196 | 0.0097758 | 0.010405 | 0.010405 | 0.010405 | 0.010405 | 0.34148 | 0.34974 | 0.36067 | 0.36815 | 0.37456 | 0.38281 | 0.39396 | 0.40381 | 0.40889 | 0.40889 | 0.40889 | 0.40889 | 0.40889 | 0.40889 | 0.40889 | 0.40889 | 0.40889 | 0.40889 | 0.40889 | 0.40889 | 1589.3906 | 3300.83 | 0.0003398 | 30834.8898 | 17471.7349 | 85.8058 | 181.7955 | 4890.2206 | 267.6013 | 4622.6193 | -12849.1156 | FALSE
| 60689667 | BAN003 | BAN | 22KV | 61.11 | 26 | 44753.327 | 3.704% | Three phase | 97.13 | 0.00058042 | 0.00063032 | 0.00068472 | 0.00074402 | 0.00080867 | 0.00087917 | 0.00095606 | 0.0010399 | 0.0011314 | 0.0012313 | 0.0013402 | 0.0014591 | 0.0015889 | 0.0017306 | 0.0018853 | 0.0020029 | 0.0020029 | 0.0020029 | 0.0020029 | 0.0020029 | 0.34148 | 0.34974 | 0.36067 | 0.36815 | 0.37456 | 0.38281 | 0.39396 | 0.40381 | 0.40889 | 0.40889 | 0.40889 | 0.40889 | 0.40889 | 0.40889 | 0.40889 | 0.40889 | 0.40889 | 0.40889 | 0.40889 | 0.40889 | 318.2001 | 127.153 | 6.541e-05 | 5935.6143 | 3363.2512 | 16.5173 | 6.7364 | 445.3531 | 23.2538 | 422.0994 | -2941.1518 | FALSE
| 60689967 | CLC004 | CLC | 22KV | 96.21 | 4 | 44906.1835 | 20% | Three phase | 97.13 | 0.00090876 | 0.00099523 | 0.0010903 | 0.0011949 | 0.0013099 | 0.0014365 | 0.0015758 | 0.0017291 | 0.0018978 | 0.0020836 | 0.0022882 | 0.0025135 | 0.0027617 | 0.0030351 | 0.0031533 | 0.0031533 | 0.0031533 | 0.0031533 | 0.0031533 | 0.0031533 | 1.7638 | 1.8692 | 1.8814 | 1.8846 | 1.882 | 1.887 | 1.9032 | 1.9178 | 1.911 | 1.911 | 1.911 | 1.911 | 1.911 | 1.911 | 1.911 | 1.911 | 1.911 | 1.911 | 1.911 | 1.911 | 2499.2694 | 328.2927 | 0.00010298 | 9344.8773 | 5295.0155 | 126.4806 | 16.6973 | 2827.5621 | 143.1779 | 2684.3843 | -2610.6312 | FALSE
| 60690142 | CLC013 | CLC | 22KV | 92.39 | 15 | 44906.1835 | 6.25% | Three phase | 97.13 | 0.0011358 | 0.0012531 | 0.0013831 | 0.001527 | 0.0016865 | 0.0018633 | 0.0020592 | 0.0022764 | 0.0025173 | 0.0027844 | 0.0030281 | 0.0030281 | 0.0030281 | 0.0030281 | 0.0030281 | 0.0030281 | 0.0030281 | 0.0030281 | 0.0030281 | 0.0030281 | 0.43625 | 0.44194 | 0.45131 | 0.45725 | 0.46119 | 0.46906 | 0.47406 | 0.48275 | 0.48425 | 0.48425 | 0.48425 | 0.48425 | 0.48425 | 0.48425 | 0.48425 | 0.48425 | 0.48425 | 0.48425 | 0.48425 | 0.48425 | 714.0822 | 359.3635 | 9.8891e-05 | 8973.8407 | 5084.7779 | 30.2803 | 15.3977 | 1073.4457 | 45.6779 | 1027.7678 | -4057.0101 | FALSE
| 60690187 | CLC013 | CLC | 22KV | 49.66 | 15 | 44906.1835 | 6.25% | Three phase | 97.13 | 0.00063885 | 0.00070072 | 0.00076882 | 0.00084379 | 0.00092635 | 0.0010173 | 0.0011174 | 0.0012278 | 0.0013493 | 0.0014833 | 0.0016276 | 0.0016276 | 0.0016276 | 0.0016276 | 0.0016276 | 0.0016276 | 0.0016276 | 0.0016276 | 0.0016276 | 0.0016276 | 0.43625 | 0.44194 | 0.45131 | 0.45725 | 0.46119 | 0.46906 | 0.47406 | 0.48275 | 0.48425 | 0.48425 | 0.48425 | 0.48425 | 0.48425 | 0.48425 | 0.48425 | 0.48425 | 0.48425 | 0.48425 | 0.48425 | 0.48425 | 386.3767 | 104.5568 | 5.3154e-05 | 4823.4758 | 2733.0888 | 16.2758 | 4.4486 | 490.9336 | 20.7243 | 470.2092 | -2262.8795 | FALSE
| 60690727 | BAN008 | BAN | 22KV | 607.29 | 7 | 44753.327 | 12.5% | Single phase | 44.74 | 0.0035427 | 0.0038038 | 0.0040853 | 0.0043887 | 0.0047159 | 0.0050688 | 0.0054494 | 0.0058599 | 0.0063029 | 0.0067809 | 0.0072967 | 0.0078535 | 0.0084544 | 0.0091032 | 0.0098037 | 0.01056 | 0.011377 | 0.012259 | 0.013212 | 0.014242 | 1.0517 | 0.010375 | 0.010375 | 0.01075 | 0.011625 | 0.011625 | 0.011625 | 0.011625 | 0.011625 | 0.011625 | 0.011625 | 0.011625 | 0.011625 | 0.011625 | 0.011625 | 0.011625 | 0.011625 | 0.011625 | 0.011625 | 0.011625 | 214.9256 | 3346.0933 | 0.00065002 | 27170.1546 | 15395.2144 | 34.5412 | 306.4361 | 3561.0189 | 340.9773 | 3220.0415 | -12175.1729 | FALSE
| 60690728 | BAN008 | BAN | 22KV | 946.31 | 7 | 44753.327 | 12.5% | Three phase | 97.13 | 0.0085954 | 0.0093933 | 0.010269 | 0.01123 | 0.012284 | 0.013442 | 0.014713 | 0.01611 | 0.017643 | 0.019328 | 0.021179 | 0.023213 | 0.025449 | 0.027907 | 0.030609 | 0.031015 | 0.031015 | 0.031015 | 0.031015 | 0.031015 | 1.0517 | 0.010375 | 0.010375 | 0.01075 | 0.011625 | 0.011625 | 0.011625 | 0.011625 | 0.011625 | 0.011625 | 0.011625 | 0.011625 | 0.011625 | 0.011625 | 0.011625 | 0.011625 | 0.011625 | 0.011625 | 0.011625 | 0.011625 | 536.4054 | 30642.9703 | 0.0010129 | 91915.0903 | 52081.1362 | 53.8239 | 1615.3698 | 31179.3756 | 1669.1937 | 29510.1819 | -22570.9542 | FALSE
| 60690801 | BAN008 | BAN | 22KV | 25.41 | 7 | 44753.327 | 12.5% | Three phase | 97.13 | 0.0002308 | 0.00025223 | 0.00027573 | 0.00030153 | 0.00032985 | 0.00036094 | 0.00039508 | 0.00043257 | 0.00047375 | 0.00051899 | 0.00056869 | 0.00062332 | 0.00068335 | 0.00074935 | 0.0008219 | 0.00083281 | 0.00083281 | 0.00083281 | 0.00083281 | 0.00083281 | 1.0517 | 0.010375 | 0.010375 | 0.01075 | 0.011625 | 0.011625 | 0.011625 | 0.011625 | 0.011625 | 0.011625 | 0.011625 | 0.011625 | 0.011625 | 0.011625 | 0.011625 | 0.011625 | 0.011625 | 0.011625 | 0.011625 | 0.011625 | 14.4034 | 22.0939 | 2.7198e-05 | 2468.0733 | 1398.4653 | 1.4453 | 1.1647 | 36.4973 | 2.61 | 33.8874 | -1364.5779 | FALSE
| 60690807 | BAN008 | BAN | 22KV | 684.59 | 7 | 44753.327 | 12.5% | Single phase | 44.74 | 0.0043368 | 0.0046568 | 0.0050017 | 0.0053735 | 0.0057744 | 0.0062068 | 0.006673 | 0.007176 | 0.0077185 | 0.0083039 | 0.0089356 | 0.0096173 | 0.010353 | 0.011147 | 0.012005 | 0.01293 | 0.01393 | 0.015009 | 0.016175 | 0.017434 | 1.0517 | 0.010375 | 0.010375 | 0.01075 | 0.011625 | 0.011625 | 0.011625 | 0.011625 | 0.011625 | 0.011625 | 0.011625 | 0.011625 | 0.011625 | 0.011625 | 0.011625 | 0.011625 | 0.011625 | 0.011625 | 0.011625 | 0.011625 | 263.1151 | 4618.595 | 0.00073276 | 30628.5566 | 17354.822 | 38.9379 | 389.4115 | 4881.7101 | 428.3494 | 4453.3607 | -12901.4612 | FALSE
| 60690808 | BAN008 | BAN | 22KV | 1137.49 | 7 | 44753.327 | 12.5% | Three phase | 97.13 | 0.010804 | 0.011733 | 0.012745 | 0.013849 | 0.015052 | 0.016365 | 0.017796 | 0.019357 | 0.02106 | 0.022919 | 0.024947 | 0.02716 | 0.029576 | 0.032214 | 0.035093 | 0.037281 | 0.037281 | 0.037281 | 0.037281 | 0.037281 | 1.0517 | 0.010375 | 0.010375 | 0.01075 | 0.011625 | 0.011625 | 0.011625 | 0.011625 | 0.011625 | 0.011625 | 0.011625 | 0.011625 | 0.011625 | 0.011625 | 0.011625 | 0.011625 | 0.011625 | 0.011625 | 0.011625 | 0.011625 | 665.4468 | 44055.2145 | 0.0012175 | 110484.4037 | 62602.9225 | 64.6977 | 2333.9969 | 44720.6614 | 2398.6947 | 42321.9667 | -20280.9558 | FALSE
| 60690919 | BAN011 | BAN | 22KV | 91.41 | 1 | 44753.327 | 50% | Three phase | 97.13 | 0.00063631 | 0.00069355 | 0.00075622 | 0.00082484 | 0.0009 | 0.00098232 | 0.0010725 | 0.0011714 | 0.0012797 | 0.0013985 | 0.0015287 | 0.0016715 | 0.0018281 | 0.0019999 | 0.0021883 | 0.0023951 | 0.002622 | 0.0028711 | 0.0029959 | 0.0029959 | 6.633 | 6.7755 | 6.998 | 7.202 | 7.256 | 7.3325 | 7.553 | 7.838 | 7.912 | 7.912 | 7.912 | 7.912 | 7.912 | 7.912 | 7.912 | 7.912 | 7.912 | 7.912 | 7.912 | 7.912 | 7454.99 | 229.7766 | 9.7842e-05 | 8878.6533 | 5030.8426 | 478.2009 | 15.0728 | 7684.7666 | 493.2736 | 7191.4929 | 2160.6503 | TRUE
| 60691005 | BAN003 | BAN | 22KV | 1917.51 | 26 | 44753.327 | 3.704% | Three phase | 97.13 | 0.013196 | 0.01417 | 0.015221 | 0.016354 | 0.017575 | 0.018891 | 0.020311 | 0.021842 | 0.023494 | 0.025276 | 0.027198 | 0.029273 | 0.031512 | 0.033928 | 0.036537 | 0.039353 | 0.042393 | 0.045676 | 0.04922 | 0.053049 | 0.34148 | 0.34974 | 0.36067 | 0.36815 | 0.37456 | 0.38281 | 0.39396 | 0.40381 | 0.40889 | 0.40889 | 0.40889 | 0.40889 | 0.40889 | 0.40889 | 0.40889 | 0.40889 | 0.40889 | 0.40889 | 0.40889 | 0.40889 | 6810.95 | 85474.4569 | 0.0020524 | 186247.7463 | 105532.1189 | 518.281 | 6632.5476 | 92285.4069 | 7150.8287 | 85134.5782 | -20397.5407 | FALSE
| 60691034 | BAN003 | BAN | 22KV | 118.27 | 26 | 44753.327 | 3.704% | Three phase | 97.13 | 0.0006356 | 0.00068239 | 0.00073282 | 0.00078721 | 0.00084585 | 0.0009091 | 0.00097733 | 0.0010509 | 0.0011304 | 0.0012161 | 0.0013086 | 0.0014084 | 0.0015162 | 0.0016326 | 0.0017583 | 0.0018941 | 0.0020407 | 0.002199 | 0.0023701 | 0.002555 | 0.34148 | 0.34974 | 0.36067 | 0.36815 | 0.37456 | 0.38281 | 0.39396 | 0.40381 | 0.40889 | 0.40889 | 0.40889 | 0.40889 | 0.40889 | 0.40889 | 0.40889 | 0.40889 | 0.40889 | 0.40889 | 0.40889 | 0.40889 | 327.8216 | 253.7501 | 0.00012659 | 11487.5651 | 6509.1101 | 31.967 | 25.2322 | 581.5717 | 57.1992 | 524.3726 | -5984.7375 | FALSE
| 60691048 | BAN003 | BAN | 22KV | 147.52 | 26 | 44753.327 | 3.704% | Three phase | 97.13 | 0.0015393 | 0.0016939 | 0.0018648 | 0.0020536 | 0.0022623 | 0.0024931 | 0.0027482 | 0.0030304 | 0.0033426 | 0.003688 | 0.0040703 | 0.0044933 | 0.0048349 | 0.0048349 | 0.0048349 | 0.0048349 | 0.0048349 | 0.0048349 | 0.0048349 | 0.0048349 | 0.34148 | 0.34974 | 0.36067 | 0.36815 | 0.37456 | 0.38281 | 0.39396 | 0.40381 | 0.40889 | 0.40889 | 0.40889 | 0.40889 | 0.40889 | 0.40889 | 0.40889 | 0.40889 | 0.40889 | 0.40889 | 0.40889 | 0.40889 | 865.8638 | 835.4061 | 0.0001579 | 14328.6176 | 8118.9137 | 39.873 | 39.2561 | 1701.2699 | 79.129 | 1622.1409 | -6496.7728 | FALSE
| 60691056 | BAN003 | BAN | 22KV | 783.17 | 26 | 44753.327 | 3.704% | Covered | 390 | 0.0051992 | 0.0055922 | 0.0060165 | 0.0064748 | 0.0069697 | 0.0075042 | 0.0080818 | 0.0087058 | 0.0093801 | 0.010109 | 0.010897 | 0.011748 | 0.012669 | 0.013664 | 0.014741 | 0.015905 | 0.017165 | 0.018527 | 0.020001 | 0.021596 | 0.34148 | 0.34974 | 0.36067 | 0.36815 | 0.37456 | 0.38281 | 0.39396 | 0.40381 | 0.40889 | 0.40889 | 0.40889 | 0.40889 | 0.40889 | 0.40889 | 0.40889 | 0.40889 | 0.40889 | 0.40889 | 0.40889 | 0.40889 | 2734.1109 | 56247.6174 | 0.00083828 | 305436.3 | 173067.0066 | 211.6819 | 4442.5099 | 58981.7282 | 4654.1918 | 54327.5364 | -118739.4701 | FALSE
| 60691063 | BAN003 | BAN | 22KV | 107.93 | 26 | 44753.327 | 3.704% | Three phase | 97.13 | 0.0011296 | 0.0012134 | 0.0013038 | 0.0014011 | 0.001506 | 0.001619 | 0.0017409 | 0.0018722 | 0.0020139 | 0.0021666 | 0.0023313 | 0.0025089 | 0.0027005 | 0.0029072 | 0.0031302 | 0.0033707 | 0.0035374 | 0.0035374 | 0.0035374 | 0.0035374 | 0.34148 | 0.34974 | 0.36067 | 0.36815 | 0.37456 | 0.38281 | 0.39396 | 0.40381 | 0.40889 | 0.40889 | 0.40889 | 0.40889 | 0.40889 | 0.40889 | 0.40889 | 0.40889 | 0.40889 | 0.40889 | 0.40889 | 0.40889 | 562.8354 | 397.9598 | 0.00011552 | 10483.2409 | 5940.0376 | 29.1722 | 21.0131 | 960.7952 | 50.1853 | 910.6099 | -5029.4278 | FALSE
| 60691090 | BAN003 | BAN | 22KV | 362.38 | 26 | 44753.327 | 3.704% | Single phase | 44.74 | 0.002215 | 0.0023823 | 0.002563 | 0.0027581 | 0.0029689 | 0.0031965 | 0.0034425 | 0.0037083 | 0.0039956 | 0.0043061 | 0.0046418 | 0.0050048 | 0.0053973 | 0.0058217 | 0.0062808 | 0.0067774 | 0.0073146 | 0.0078958 | 0.0085248 | 0.0092054 | 0.34148 | 0.34974 | 0.36067 | 0.36815 | 0.37456 | 0.38281 | 0.39396 | 0.40381 | 0.40889 | 0.40889 | 0.40889 | 0.40889 | 0.40889 | 0.40889 | 0.40889 | 0.40889 | 0.40889 | 0.40889 | 0.40889 | 0.40889 | 1164.9012 | 1272.0811 | 0.00038788 | 16212.8812 | 9186.5794 | 97.9472 | 109.1129 | 2436.9823 | 207.0601 | 2229.9222 | -6956.6571 | FALSE
| 60691105 | BAN003 | BAN | 22KV | 1690.32 | 26 | 44753.327 | 3.704% | Three phase | 97.13 | 0.018555 | 0.019963 | 0.021481 | 0.023121 | 0.02489 | 0.0268 | 0.028862 | 0.031088 | 0.033492 | 0.036088 | 0.038893 | 0.041922 | 0.045194 | 0.04873 | 0.05255 | 0.0554 | 0.0554 | 0.0554 | 0.0554 | 0.0554 | 0.34148 | 0.34974 | 0.36067 | 0.36815 | 0.37456 | 0.38281 | 0.39396 | 0.40381 | 0.40889 | 0.40889 | 0.40889 | 0.40889 | 0.40889 | 0.40889 | 0.40889 | 0.40889 | 0.40889 | 0.40889 | 0.40889 | 0.40889 | 9217.7135 | 102091.2585 | 0.0018093 | 164180.7816 | 93028.4855 | 456.8742 | 5153.9828 | 111308.9719 | 5610.857 | 105698.115 | 12669.6295 | TRUE
| 60691131 | BAN003 | BAN | 22KV | 553.43 | 26 | 44753.327 | 3.704% | Three phase | 97.13 | 0.0057923 | 0.0062221 | 0.0066852 | 0.0071842 | 0.007722 | 0.0083017 | 0.0089265 | 0.0096001 | 0.010326 | 0.01111 | 0.011954 | 0.012865 | 0.013847 | 0.014907 | 0.016051 | 0.017284 | 0.018139 | 0.018139 | 0.018139 | 0.018139 | 0.34148 | 0.34974 | 0.36067 | 0.36815 | 0.37456 | 0.38281 | 0.39396 | 0.40381 | 0.40889 | 0.40889 | 0.40889 | 0.40889 | 0.40889 | 0.40889 | 0.40889 | 0.40889 | 0.40889 | 0.40889 | 0.40889 | 0.40889 | 2886.0371 | 10463.5793 | 0.00059237 | 53754.6559 | 30458.5846 | 149.5858 | 552.4977 | 13349.6164 | 702.0835 | 12647.5329 | -17811.0517 | FALSE
| 60691137 | BAN003 | BAN | 22KV | 49.65 | 26 | 44753.327 | 3.704% | Three phase | 97.13 | 0.00035812 | 0.00038521 | 0.00041445 | 0.00044603 | 0.00048013 | 0.00051697 | 0.00055675 | 0.00059974 | 0.00064618 | 0.00069637 | 0.00075061 | 0.00080924 | 0.00087261 | 0.00094113 | 0.0010152 | 0.0010953 | 0.001182 | 0.0012757 | 0.0013771 | 0.0014867 | 0.34148 | 0.34974 | 0.36067 | 0.36815 | 0.37456 | 0.38281 | 0.39396 | 0.40381 | 0.40889 | 0.40889 | 0.40889 | 0.40889 | 0.40889 | 0.40889 | 0.40889 | 0.40889 | 0.40889 | 0.40889 | 0.40889 | 0.40889 | 188.3076 | 61.166 | 5.3144e-05 | 4822.5045 | 2732.5384 | 13.4198 | 4.4468 | 249.4736 | 17.8666 | 231.607 | -2500.9314 | FALSE
| 60691164 | BAN003 | BAN | 22KV | 466.22 | 26 | 44753.327 | 3.704% | Three phase | 97.13 | 0.0043316 | 0.0047426 | 0.0051944 | 0.0056912 | 0.0062376 | 0.0068385 | 0.0074997 | 0.0082272 | 0.0090279 | 0.0099092 | 0.010879 | 0.011948 | 0.013124 | 0.01442 | 0.01528 | 0.01528 | 0.01528 | 0.01528 | 0.01528 | 0.01528 | 0.34148 | 0.34974 | 0.36067 | 0.36815 | 0.37456 | 0.38281 | 0.39396 | 0.40381 | 0.40889 | 0.40889 | 0.40889 | 0.40889 | 0.40889 | 0.40889 | 0.40889 | 0.40889 | 0.40889 | 0.40889 | 0.40889 | 0.40889 | 2501.2867 | 7619.3543 | 0.00049903 | 45283.9486 | 25658.8933 | 126.0139 | 392.091 | 10120.641 | 518.105 | 9602.536 | -16056.3573 | FALSE
| 60691167 | BAN003 | BAN | 22KV | 275.05 | 26 | 44753.327 | 3.704% | Covered | 390 | 0.0021563 | 0.0023195 | 0.0024957 | 0.0026859 | 0.0028913 | 0.0031131 | 0.0033527 | 0.0036115 | 0.0038911 | 0.0041933 | 0.0045197 | 0.0048725 | 0.0052539 | 0.0056661 | 0.0061118 | 0.0065937 | 0.0071147 | 0.0076782 | 0.0082876 | 0.0089467 | 0.34148 | 0.34974 | 0.36067 | 0.36815 | 0.37456 | 0.38281 | 0.39396 | 0.40381 | 0.40889 | 0.40889 | 0.40889 | 0.40889 | 0.40889 | 0.40889 | 0.40889 | 0.40889 | 0.40889 | 0.40889 | 0.40889 | 0.40889 | 1133.6981 | 8191.1543 | 0.0002944 | 107269.5 | 60781.2865 | 74.3429 | 547.9483 | 9324.8524 | 622.2912 | 8702.5612 | -52078.7253 | FALSE
| 60691181 | BAN003 | BAN | 22KV | 219.22 | 26 | 44753.327 | 3.704% | Single phase | 44.74 | 0.0016788 | 0.0018072 | 0.001946 | 0.0020959 | 0.0022579 | 0.002433 | 0.0026223 | 0.002827 | 0.0030483 | 0.0032876 | 0.0035464 | 0.0038263 | 0.0041292 | 0.0044569 | 0.0048114 | 0.005195 | 0.0056103 | 0.0060597 | 0.0065462 | 0.0070728 | 0.34148 | 0.34974 | 0.36067 | 0.36815 | 0.37456 | 0.38281 | 0.39396 | 0.40381 | 0.40889 | 0.40889 | 0.40889 | 0.40889 | 0.40889 | 0.40889 | 0.40889 | 0.40889 | 0.40889 | 0.40889 | 0.40889 | 0.40889 | 890.4111 | 588.1108 | 0.00023465 | 9807.9028 | 5557.376 | 59.2527 | 39.9308 | 1478.5219 | 99.1835 | 1379.3384 | -4178.0376 | FALSE
| 60691193 | BAN003 | BAN | 22KV | 2069.12 | 26 | 44753.327 | 3.704% | Covered | 390 | 0.012647 | 0.013603 | 0.014634 | 0.015748 | 0.016952 | 0.018252 | 0.019656 | 0.021174 | 0.022814 | 0.024587 | 0.026504 | 0.028576 | 0.030817 | 0.033241 | 0.035862 | 0.038697 | 0.041765 | 0.045084 | 0.048675 | 0.052561 | 0.34148 | 0.34974 | 0.36067 | 0.36815 | 0.37456 | 0.38281 | 0.39396 | 0.40381 | 0.40889 | 0.40889 | 0.40889 | 0.40889 | 0.40889 | 0.40889 | 0.40889 | 0.40889 | 0.40889 | 0.40889 | 0.40889 | 0.40889 | 6651.3615 | 361515.0236 | 0.0022147 | 806956.8 | 457239.6856 | 559.2595 | 31008.9941 | 368166.3851 | 31568.2536 | 336598.1316 | -120641.5541 | FALSE
| 60691304 | BAN013 | BAN | 22KV | 895.18 | 0 | 44753.327 | 100% | Three phase | 97.13 | 0.0085523 | 0.0091769 | 0.0098493 | 0.010573 | 0.011352 | 0.012191 | 0.013095 | 0.014068 | 0.015116 | 0.016245 | 0.017462 | 0.018772 | 0.020185 | 0.021707 | 0.023347 | 0.025115 | 0.02702 | 0.029075 | 0.029339 | 0.029339 | 10.593 | 10.743 | 10.946 | 11.125 | 11.284 | 11.503 | 11.812 | 12.082 | 12.249 | 12.249 | 12.249 | 12.249 | 12.249 | 12.249 | 12.249 | 12.249 | 12.249 | 12.249 | 12.249 | 12.249 | 129379.0941 | 25244.3192 | 0.00095817 | 86948.8334 | 49267.1445 | 7287.0626 | 1445.5258 | 154623.4133 | 8732.5884 | 145890.8249 | 96623.6804 | TRUE
| 60691315 | BAN013 | BAN | 22KV | 93.75 | 0 | 44753.327 | 100% | Three phase | 97.13 | 0.00086813 | 0.00094125 | 0.0010208 | 0.0011074 | 0.0012017 | 0.0013043 | 0.001416 | 0.0015377 | 0.0016703 | 0.0018146 | 0.0019719 | 0.0021433 | 0.00233 | 0.0025335 | 0.0027553 | 0.0029971 | 0.0030726 | 0.0030726 | 0.0030726 | 0.0030726 | 10.593 | 10.743 | 10.946 | 11.125 | 11.284 | 11.503 | 11.812 | 12.082 | 12.249 | 12.249 | 12.249 | 12.249 | 12.249 | 12.249 | 12.249 | 12.249 | 12.249 | 12.249 | 12.249 | 12.249 | 14258.3534 | 290.9742 | 0.00010035 | 9105.9375 | 5159.6269 | 763.1561 | 15.8543 | 14549.3276 | 779.0105 | 13770.3172 | 8610.6903 | TRUE
| 60691573 | BAN013 | BAN | 22KV | 161.5 | 0 | 44753.327 | 100% | Three phase | 97.13 | 0.0014955 | 0.0016215 | 0.0017585 | 0.0019077 | 0.0020701 | 0.0022469 | 0.0024394 | 0.002649 | 0.0028773 | 0.003126 | 0.0033969 | 0.0036921 | 0.0040138 | 0.0043644 | 0.0047465 | 0.005163 | 0.0052931 | 0.0052931 | 0.0052931 | 0.0052931 | 10.593 | 10.743 | 10.946 | 11.125 | 11.284 | 11.503 | 11.812 | 12.082 | 12.249 | 12.249 | 12.249 | 12.249 | 12.249 | 12.249 | 12.249 | 12.249 | 12.249 | 12.249 | 12.249 | 12.249 | 24562.3901 | 863.4895 | 0.00017286 | 15686.495 | 8888.3172 | 1314.6637 | 47.049 | 25425.8796 | 1361.7126 | 24064.167 | 15175.8497 | TRUE
| 60691619 | BAN013 | BAN | 22KV | 18.95 | 0 | 44753.327 | 100% | Three phase | 97.13 | 0.00017843 | 0.00019511 | 0.00021341 | 0.0002335 | 0.00025557 | 0.00027981 | 0.00030643 | 0.00033569 | 0.00036785 | 0.00040319 | 0.00044204 | 0.00048475 | 0.00053172 | 0.00058338 | 0.00062108 | 0.00062108 | 0.00062108 | 0.00062108 | 0.00062108 | 0.00062108 | 10.593 | 10.743 | 10.946 | 11.125 | 11.284 | 11.503 | 11.812 | 12.082 | 12.249 | 12.249 | 12.249 | 12.249 | 12.249 | 12.249 | 12.249 | 12.249 | 12.249 | 12.249 | 12.249 | 12.249 | 3059.2717 | 12.6134 | 2.0283e-05 | 1840.6135 | 1042.9326 | 154.2593 | 0.64777 | 3071.8851 | 154.9071 | 2916.978 | 1874.0455 | TRUE
| 60691662 | BAN013 | BAN | 22KV | 231.43 | 0 | 44753.327 | 100% | Three phase | 97.13 | 0.0021726 | 0.0023719 | 0.0025904 | 0.00283 | 0.0030926 | 0.0033806 | 0.0036965 | 0.004043 | 0.0044232 | 0.0048404 | 0.0052983 | 0.0058009 | 0.0063527 | 0.0069585 | 0.0075851 | 0.0075851 | 0.0075851 | 0.0075851 | 0.0075851 | 0.0075851 | 10.593 | 10.743 | 10.946 | 11.125 | 11.284 | 11.503 | 11.812 | 12.082 | 12.249 | 12.249 | 12.249 | 12.249 | 12.249 | 12.249 | 12.249 | 12.249 | 12.249 | 12.249 | 12.249 | 12.249 | 37014.9321 | 1863.9085 | 0.00024772 | 22478.7959 | 12736.9861 | 1883.9171 | 96.615 | 38878.8406 | 1980.5321 | 36898.3086 | 24161.3224 | TRUE
| 60691681 | BAN013 | BAN | 22KV | 148.11 | 0 | 44753.327 | 100% | Three phase | 97.13 | 0.0013956 | 0.0015098 | 0.0016339 | 0.0017686 | 0.0019148 | 0.0020737 | 0.0022463 | 0.0024338 | 0.0026376 | 0.002859 | 0.0030996 | 0.0033612 | 0.0036456 | 0.0039548 | 0.0042909 | 0.0046565 | 0.0048543 | 0.0048543 | 0.0048543 | 0.0048543 | 10.593 | 10.743 | 10.946 | 11.125 | 11.284 | 11.503 | 11.812 | 12.082 | 12.249 | 12.249 | 12.249 | 12.249 | 12.249 | 12.249 | 12.249 | 12.249 | 12.249 | 12.249 | 12.249 | 12.249 | 22490.2427 | 725.3168 | 0.00015853 | 14385.9243 | 8151.3849 | 1205.6646 | 39.5707 | 23215.5595 | 1245.2353 | 21970.3242 | 13818.9393 | TRUE
| 60691685 | BAN013 | BAN | 22KV | 260.24 | 0 | 44753.327 | 100% | Three phase | 97.13 | 0.0019337 | 0.0021164 | 0.0023172 | 0.002538 | 0.0027809 | 0.0030481 | 0.0033421 | 0.0036657 | 0.0040218 | 0.0044139 | 0.0048456 | 0.0053211 | 0.0058448 | 0.0064218 | 0.0070575 | 0.007758 | 0.0085293 | 0.0085293 | 0.0085293 | 0.0085293 | 10.593 | 10.743 | 10.946 | 11.125 | 11.284 | 11.503 | 11.812 | 12.082 | 12.249 | 12.249 | 12.249 | 12.249 | 12.249 | 12.249 | 12.249 | 12.249 | 12.249 | 12.249 | 12.249 | 12.249 | 35897.9745 | 2029.1654 | 0.00027855 | 25277.1112 | 14322.5739 | 2118.4401 | 122.1668 | 37927.1399 | 2240.6069 | 35686.533 | 21363.9592 | TRUE
| 60691687 | BAN013 | BAN | 22KV | 19.08 | 0 | 44753.327 | 100% | Three phase | 97.13 | 0.00017912 | 0.00019555 | 0.00021357 | 0.00023331 | 0.00025496 | 0.00027871 | 0.00030475 | 0.00033332 | 0.00036467 | 0.00039906 | 0.00043681 | 0.00047825 | 0.00052374 | 0.00057369 | 0.00062534 | 0.00062534 | 0.00062534 | 0.00062534 | 0.00062534 | 0.00062534 | 10.593 | 10.743 | 10.946 | 11.125 | 11.284 | 11.503 | 11.812 | 12.082 | 12.249 | 12.249 | 12.249 | 12.249 | 12.249 | 12.249 | 12.249 | 12.249 | 12.249 | 12.249 | 12.249 | 12.249 | 3051.6567 | 12.669 | 2.0423e-05 | 1853.2404 | 1050.0873 | 155.3175 | 0.65669 | 3064.3257 | 155.9742 | 2908.3514 | 1858.2642 | TRUE
| 60697349 | CLC004 | CLC | 22KV | 825.51 | 4 | 44906.1835 | 20% | Single phase | 44.74 | 0.004194 | 0.0045088 | 0.0048488 | 0.0052159 | 0.0056125 | 0.0060409 | 0.0065037 | 0.0070038 | 0.0075443 | 0.0081286 | 0.0087602 | 0.0094431 | 0.010182 | 0.01098 | 0.011844 | 0.012779 | 0.01379 | 0.014884 | 0.016067 | 0.017349 | 1.7638 | 1.8692 | 1.8814 | 1.8846 | 1.882 | 1.887 | 1.9032 | 1.9178 | 1.911 | 1.911 | 1.911 | 1.911 | 1.911 | 1.911 | 1.911 | 1.911 | 1.911 | 1.911 | 1.911 | 1.911 | 10531.8279 | 5469.432 | 0.0008836 | 36933.3174 | 20927.2398 | 1085.2408 | 566.2293 | 16001.2599 | 1651.4701 | 14349.7898 | -6577.45 | FALSE
| 60697350 | CLC004 | CLC | 22KV | 480.2 | 4 | 44906.1835 | 20% | Single phase | 44.74 | 0.0024396 | 0.0026228 | 0.0028205 | 0.0030341 | 0.0032648 | 0.003514 | 0.0037832 | 0.0040741 | 0.0043885 | 0.0047284 | 0.0050958 | 0.0054931 | 0.0059226 | 0.0063872 | 0.0068897 | 0.0074333 | 0.0080214 | 0.0086578 | 0.0093464 | 0.010092 | 1.7638 | 1.8692 | 1.8814 | 1.8846 | 1.882 | 1.887 | 1.9032 | 1.9178 | 1.911 | 1.911 | 1.911 | 1.911 | 1.911 | 1.911 | 1.911 | 1.911 | 1.911 | 1.911 | 1.911 | 1.911 | 6126.3749 | 1850.7249 | 0.00051399 | 21484.148 | 12173.3965 | 631.2856 | 191.5985 | 7977.0998 | 822.8841 | 7154.2157 | -5019.1808 | FALSE
| 60697354 | CLC004 | CLC | 22KV | 383.72 | 4 | 44906.1835 | 20% | Single phase | 44.74 | 0.0019495 | 0.0020958 | 0.0022539 | 0.0024245 | 0.0026088 | 0.002808 | 0.0030231 | 0.0032556 | 0.0035068 | 0.0037784 | 0.004072 | 0.0043894 | 0.0047327 | 0.0051039 | 0.0055055 | 0.0059398 | 0.0064098 | 0.0069183 | 0.0074686 | 0.0080642 | 1.7638 | 1.8692 | 1.8814 | 1.8846 | 1.882 | 1.887 | 1.9032 | 1.9178 | 1.911 | 1.911 | 1.911 | 1.911 | 1.911 | 1.911 | 1.911 | 1.911 | 1.911 | 1.911 | 1.911 | 1.911 | 4895.4864 | 1181.7522 | 0.00041072 | 17167.6328 | 9727.5629 | 504.4501 | 122.3423 | 6077.2386 | 626.7924 | 5450.4463 | -4277.1166 | FALSE
| 60697747 | BAN006 | BAN | 22KV | 173.86 | 12 | 44753.327 | 7.692% | Single phase | 44.74 | 0.0011965 | 0.0012848 | 0.0013801 | 0.0014828 | 0.0015935 | 0.0017128 | 0.0018416 | 0.0019804 | 0.0021302 | 0.0022917 | 0.0024661 | 0.0026542 | 0.0028572 | 0.0030763 | 0.0033128 | 0.0035681 | 0.0038437 | 0.0041414 | 0.0044628 | 0.0048099 | 0.79946 | 0.80808 | 0.82008 | 0.831 | 0.83438 | 0.84046 | 0.85346 | 0.87077 | 0.87754 | 0.87754 | 0.87754 | 0.87754 | 0.87754 | 0.87754 | 0.87754 | 0.87754 | 0.87754 | 0.87754 | 0.87754 | 0.87754 | 1340.8778 | 323.6704 | 0.00018609 | 7778.4964 | 4407.4692 | 102.9338 | 25.1158 | 1664.5482 | 128.0496 | 1536.4986 | -2870.9706 | FALSE
| 60697805 | BAS014 | BAS | 22KV | 284.32 | 1 | 37239.5893 | 50% | Three phase | 97.13 | 0.0033473 | 0.0035549 | 0.0037759 | 0.0040112 | 0.0042617 | 0.0045284 | 0.0048125 | 0.005115 | 0.0054372 | 0.0057804 | 0.006146 | 0.0065354 | 0.0069503 | 0.0073924 | 0.0078634 | 0.0083653 | 0.0089001 | 0.0093185 | 0.0093185 | 0.0093185 | 4.273 | 8.1825 | 8.677 | 8.65 | 8.601 | 8.5825 | 8.5875 | 8.592 | 8.559 | 8.559 | 8.559 | 8.559 | 8.559 | 8.559 | 8.559 | 8.559 | 8.559 | 8.559 | 8.559 | 8.559 | 26402.8184 | 2799.962 | 0.00030433 | 27616.0016 | 15647.8412 | 1354.029 | 145.821 | 29202.7804 | 1499.8499 | 27702.9304 | 12055.0892 | TRUE
| 60698067 | WIN022 | WIN | 22KV | 194.57 | 7 | 36385.0727 | 12.5% | Covered | 390 | 0.0016259 | 0.0017604 | 0.0019065 | 0.0020653 | 0.0022379 | 0.0024257 | 0.0026298 | 0.0028518 | 0.0030932 | 0.0033559 | 0.0036417 | 0.0039527 | 0.0042912 | 0.0046596 | 0.0050606 | 0.0054972 | 0.0059725 | 0.006377 | 0.006377 | 0.006377 | 0.3095 | 0.31288 | 0.31788 | 0.32038 | 0.32162 | 0.325 | 0.32925 | 0.33337 | 0.33413 | 0.33413 | 0.33413 | 0.33413 | 0.33413 | 0.33413 | 0.33413 | 0.33413 | 0.33413 | 0.33413 | 0.33413 | 0.33413 | 607.7847 | 4602.171 | 0.00020826 | 75882.3 | 42996.6003 | 35.8942 | 274.2004 | 5209.9557 | 310.0946 | 4899.8611 | -38096.7392 | FALSE
| 60700735 | CLC004 | CLC | 22KV | 4495.16 | 4 | 44906.1835 | 20% | Three phase | 97.13 | 0.041642 | 0.044667 | 0.047922 | 0.051425 | 0.055195 | 0.059252 | 0.063621 | 0.068324 | 0.073388 | 0.078841 | 0.084714 | 0.09104 | 0.097854 | 0.10519 | 0.1131 | 0.12162 | 0.13081 | 0.1407 | 0.14733 | 0.14733 | 1.7638 | 1.8692 | 1.8814 | 1.8846 | 1.882 | 1.887 | 1.9032 | 1.9178 | 1.911 | 1.911 | 1.911 | 1.911 | 1.911 | 1.911 | 1.911 | 1.911 | 1.911 | 1.911 | 1.911 | 1.911 | 100612.7582 | 617813.3737 | 0.0048115 | 436614.8908 | 247395.7161 | 5909.4752 | 36449.822 | 718426.1318 | 42359.2971 | 676066.8347 | 428671.1186 | TRUE
| 60700902 | BAN003 | BAN | 22KV | 2025.92 | 26 | 44753.327 | 3.704% | Covered | 390 | 0.017912 | 0.019239 | 0.020669 | 0.02221 | 0.023871 | 0.025661 | 0.027592 | 0.029673 | 0.031918 | 0.034339 | 0.03695 | 0.039767 | 0.042806 | 0.046085 | 0.049623 | 0.053441 | 0.057561 | 0.062009 | 0.066399 | 0.066399 | 0.34148 | 0.34974 | 0.36067 | 0.36815 | 0.37456 | 0.38281 | 0.39396 | 0.40381 | 0.40889 | 0.40889 | 0.40889 | 0.40889 | 0.40889 | 0.40889 | 0.40889 | 0.40889 | 0.40889 | 0.40889 | 0.40889 | 0.40889 | 9193.2685 | 489513.3007 | 0.0021685 | 790108.8 | 447693.2338 | 547.583 | 29727.6723 | 498706.5692 | 30275.2553 | 468431.3139 | 20738.0801 | TRUE
| 60700905 | BAN003 | BAN | 22KV | 2357.79 | 26 | 44753.327 | 3.704% | Covered | 390 | 0.020846 | 0.02239 | 0.024054 | 0.025848 | 0.027781 | 0.029865 | 0.032112 | 0.034534 | 0.037147 | 0.039964 | 0.043003 | 0.046281 | 0.049818 | 0.053634 | 0.057751 | 0.062195 | 0.06699 | 0.072167 | 0.077276 | 0.077276 | 0.34148 | 0.34974 | 0.36067 | 0.36815 | 0.37456 | 0.38281 | 0.39396 | 0.40381 | 0.40889 | 0.40889 | 0.40889 | 0.40889 | 0.40889 | 0.40889 | 0.40889 | 0.40889 | 0.40889 | 0.40889 | 0.40889 | 0.40889 | 10699.2361 | 663025.3841 | 0.0025237 | 919538.1 | 521030.7563 | 637.2837 | 40264.8943 | 673724.6202 | 40902.178 | 632822.4422 | 111791.6859 | TRUE
| 60700938 | BAN003 | BAN | 22KV | 784.16 | 26 | 44753.327 | 3.704% | Single phase | 44.74 | 0.0053964 | 0.005795 | 0.0062246 | 0.0066877 | 0.0071871 | 0.0077254 | 0.008306 | 0.0089322 | 0.0096077 | 0.010336 | 0.011123 | 0.011971 | 0.012887 | 0.013875 | 0.014942 | 0.016093 | 0.017336 | 0.018679 | 0.020129 | 0.021694 | 0.34148 | 0.34974 | 0.36067 | 0.36815 | 0.37456 | 0.38281 | 0.39396 | 0.40381 | 0.40889 | 0.40889 | 0.40889 | 0.40889 | 0.40889 | 0.40889 | 0.40889 | 0.40889 | 0.40889 | 0.40889 | 0.40889 | 0.40889 | 2785.3177 | 6584.3519 | 0.00083934 | 35083.3184 | 19878.9892 | 211.9495 | 510.9249 | 9369.6697 | 722.8744 | 8646.7953 | -11232.1939 | FALSE
| 60700946 | BAN008 | BAN | 22KV | 1131.49 | 7 | 44753.327 | 12.5% | Single phase | 44.74 | 0.011842 | 0.012721 | 0.013668 | 0.014688 | 0.015788 | 0.016973 | 0.01825 | 0.019628 | 0.021112 | 0.022714 | 0.02444 | 0.026302 | 0.028311 | 0.030478 | 0.032815 | 0.035337 | 0.037084 | 0.037084 | 0.037084 | 0.037084 | 1.0517 | 0.010375 | 0.010375 | 0.01075 | 0.011625 | 0.011625 | 0.011625 | 0.011625 | 0.011625 | 0.011625 | 0.011625 | 0.011625 | 0.011625 | 0.011625 | 0.011625 | 0.011625 | 0.011625 | 0.011625 | 0.011625 | 0.011625 | 712.5079 | 20146.4675 | 0.0012111 | 50622.8626 | 28684.0408 | 64.3565 | 1063.7734 | 20858.9754 | 1128.1299 | 19730.8455 | -8953.1954 | FALSE
| 60700961 | BAN008 | BAN | 22KV | 963.55 | 7 | 44753.327 | 12.5% | Single phase | 44.74 | 0.010085 | 0.010833 | 0.011639 | 0.012508 | 0.013444 | 0.014454 | 0.015542 | 0.016714 | 0.017979 | 0.019342 | 0.020813 | 0.022399 | 0.024109 | 0.025954 | 0.027945 | 0.030092 | 0.03158 | 0.03158 | 0.03158 | 0.03158 | 1.0517 | 0.010375 | 0.010375 | 0.01075 | 0.011625 | 0.011625 | 0.011625 | 0.011625 | 0.011625 | 0.011625 | 0.011625 | 0.011625 | 0.011625 | 0.011625 | 0.011625 | 0.011625 | 0.011625 | 0.011625 | 0.011625 | 0.011625 | 606.7548 | 14609.8574 | 0.0010314 | 43109.227 | 24426.6476 | 54.8045 | 771.4294 | 15216.6122 | 826.2339 | 14390.3783 | -10036.2693 | FALSE
| 60700987 | BAN007 | BAN | 22KV | 167.16 | 3 | 44753.327 | 25% | Three phase | 97.13 | 0.0016578 | 0.0018228 | 0.0020051 | 0.0022063 | 0.0024286 | 0.0026742 | 0.0029455 | 0.0032455 | 0.003577 | 0.0039435 | 0.0043488 | 0.004797 | 0.0052929 | 0.0054786 | 0.0054786 | 0.0054786 | 0.0054786 | 0.0054786 | 0.0054786 | 0.0054786 | 2.4232 | 0.254 | 0.259 | 0.2615 | 0.264 | 0.2665 | 0.274 | 0.2765 | 0.27825 | 0.27825 | 0.27825 | 0.27825 | 0.27825 | 0.27825 | 0.27825 | 0.27825 | 0.27825 | 0.27825 | 0.27825 | 0.27825 | 812.3512 | 1038.8848 | 0.00017892 | 16236.2508 | 9199.8211 | 48.4399 | 50.4046 | 1851.236 | 98.8445 | 1752.3916 | -7447.4296 | FALSE
| 60701105 | BAS011 | BAS | 22KV | 794.44 | 43 | 37239.5893 | 2.273% | Three phase | 97.13 | 0.0099282 | 0.010731 | 0.011602 | 0.012547 | 0.013571 | 0.014681 | 0.015886 | 0.017193 | 0.018612 | 0.02015 | 0.02182 | 0.023633 | 0.0256 | 0.026038 | 0.026038 | 0.026038 | 0.026038 | 0.026038 | 0.026038 | 0.026038 | 0.42989 | 0.26061 | 0.26702 | 0.27275 | 0.27636 | 0.28043 | 0.28698 | 0.29398 | 0.2983 | 0.2983 | 0.2983 | 0.2983 | 0.2983 | 0.2983 | 0.2983 | 0.2983 | 0.2983 | 0.2983 | 0.2983 | 0.2983 | 2998.5252 | 25116.0194 | 0.00085034 | 77163.9572 | 43722.8158 | 136.4603 | 1138.485 | 28114.5446 | 1274.9453 | 26839.5993 | -16883.2165 | FALSE
| 60701128 | BAN009 | BAN | 22KV | 1588.85 | 6 | 44753.327 | 14.29% | Single phase | 44.74 | 0.013543 | 0.014569 | 0.015676 | 0.016871 | 0.018161 | 0.019555 | 0.02106 | 0.022685 | 0.024441 | 0.026338 | 0.028388 | 0.030603 | 0.032996 | 0.035583 | 0.03838 | 0.041403 | 0.044671 | 0.048205 | 0.052027 | 0.052074 | 1.3273 | 1.3327 | 1.3423 | 1.3537 | 1.3524 | 1.3549 | 1.3683 | 1.3869 | 1.3919 | 1.3919 | 1.3919 | 1.3919 | 1.3919 | 1.3919 | 1.3919 | 1.3919 | 1.3919 | 1.3919 | 1.3919 | 1.3919 | 24553.5481 | 33909.8701 | 0.0017007 | 71085.149 | 40278.4278 | 1509.9277 | 2097.5556 | 58463.4182 | 3607.4833 | 54855.9349 | 14577.5071 | TRUE
| 60701132 | BAN009 | BAN | 22KV | 83.96 | 6 | 44753.327 | 14.29% | Single phase | 44.74 | 0.00071564 | 0.00076985 | 0.00082835 | 0.00089151 | 0.00095971 | 0.0010333 | 0.0011129 | 0.0011988 | 0.0012915 | 0.0013918 | 0.0015001 | 0.0016171 | 0.0017436 | 0.0018803 | 0.0020281 | 0.0021879 | 0.0023606 | 0.0025473 | 0.0027492 | 0.0027518 | 1.3273 | 1.3327 | 1.3423 | 1.3537 | 1.3524 | 1.3549 | 1.3683 | 1.3869 | 1.3919 | 1.3919 | 1.3919 | 1.3919 | 1.3919 | 1.3919 | 1.3919 | 1.3919 | 1.3919 | 1.3919 | 1.3919 | 1.3919 | 1297.4893 | 94.6902 | 8.9868e-05 | 3756.3704 | 2128.4431 | 79.7895 | 5.8572 | 1392.1795 | 85.6467 | 1306.5328 | -821.9103 | FALSE
| 60701140 | BAN009 | BAN | 22KV | 113.03 | 6 | 44753.327 | 14.29% | Single phase | 44.74 | 0.00091893 | 0.00098695 | 0.0010602 | 0.0011392 | 0.0012244 | 0.0013162 | 0.0014152 | 0.001522 | 0.0016371 | 0.0017612 | 0.0018952 | 0.0020397 | 0.0021956 | 0.0023639 | 0.0025454 | 0.0027414 | 0.0029529 | 0.0031812 | 0.0034277 | 0.0036939 | 1.3273 | 1.3327 | 1.3423 | 1.3537 | 1.3524 | 1.3549 | 1.3683 | 1.3869 | 1.3919 | 1.3919 | 1.3919 | 1.3919 | 1.3919 | 1.3919 | 1.3919 | 1.3919 | 1.3919 | 1.3919 | 1.3919 | 1.3919 | 1645.45 | 161.673 | 0.00012098 | 5056.9622 | 2865.3873 | 107.4155 | 10.6154 | 1807.123 | 118.0309 | 1689.0921 | -1176.2952 | FALSE
| 60701142 | BAN009 | BAN | 22KV | 393.71 | 6 | 44753.327 | 14.29% | Three phase | 97.13 | 0.0036499 | 0.0039265 | 0.004225 | 0.0045473 | 0.0048952 | 0.0052708 | 0.0056764 | 0.0061145 | 0.0065876 | 0.0070987 | 0.0076508 | 0.0082474 | 0.0088921 | 0.0095887 | 0.010342 | 0.011156 | 0.012035 | 0.012904 | 0.012904 | 0.012904 | 1.3273 | 1.3327 | 1.3423 | 1.3537 | 1.3524 | 1.3549 | 1.3683 | 1.3869 | 1.3919 | 1.3919 | 1.3919 | 1.3919 | 1.3919 | 1.3919 | 1.3919 | 1.3919 | 1.3919 | 1.3919 | 1.3919 | 1.3919 | 6541.3437 | 4860.4062 | 0.00042141 | 38241.0523 | 21668.2315 | 374.1534 | 279.6134 | 11401.7499 | 653.7668 | 10747.9831 | -10920.2484 | FALSE
| 60701163 | BAS022 | BAS | 22KV | 1071.44 | 24 | 37239.5893 | 4% | Three phase | 97.13 | 0.010005 | 0.010776 | 0.011608 | 0.012507 | 0.013479 | 0.01453 | 0.015666 | 0.016895 | 0.018223 | 0.01966 | 0.021214 | 0.022895 | 0.024713 | 0.026681 | 0.02881 | 0.031114 | 0.033607 | 0.035116 | 0.035116 | 0.035116 | 0.4712 | 0.47752 | 0.48752 | 0.35376 | 0.35712 | 0.36152 | 0.36936 | 0.37856 | 0.38448 | 0.38448 | 0.38448 | 0.38448 | 0.38448 | 0.38448 | 0.38448 | 0.38448 | 0.38448 | 0.38448 | 0.38448 | 0.38448 | 4249.3105 | 36509.9417 | 0.0011468 | 104068.9672 | 58967.7934 | 245.1846 | 2070.8127 | 40759.2521 | 2315.9973 | 38443.2548 | -20524.5385 | FALSE
| 60701173 | BAS023 | BAS | 22KV | 397.01 | 5 | 37239.5893 | 16.67% | Three phase | 97.13 | 0.0047072 | 0.005017 | 0.0053479 | 0.0057016 | 0.0060796 | 0.0064836 | 0.0069154 | 0.007377 | 0.0078705 | 0.0083981 | 0.0089622 | 0.0095655 | 0.010211 | 0.0109 | 0.011638 | 0.012428 | 0.013012 | 0.013012 | 0.013012 | 0.013012 | 1.3123 | 0.3315 | 0.33817 | 0.3425 | 0.34467 | 0.35133 | 0.35967 | 0.36517 | 0.3685 | 0.3685 | 0.3685 | 0.3685 | 0.3685 | 0.3685 | 0.3685 | 0.3685 | 0.3685 | 0.3685 | 0.3685 | 0.3685 | 1804.6491 | 5629.9792 | 0.00042495 | 38561.5813 | 21849.8503 | 96.9364 | 284.3204 | 7434.6283 | 381.2568 | 7053.3715 | -14796.4788 | FALSE
| 60701192 | BAS022 | BAS | 22KV | 3038.5 | 24 | 37239.5893 | 4% | Three phase | 97.13 | 0.028361 | 0.030874 | 0.033619 | 0.03662 | 0.0399 | 0.043486 | 0.047407 | 0.051695 | 0.056385 | 0.061516 | 0.06713 | 0.073273 | 0.079996 | 0.087355 | 0.095411 | 0.099586 | 0.099586 | 0.099586 | 0.099586 | 0.099586 | 0.4712 | 0.47752 | 0.48752 | 0.35376 | 0.35712 | 0.36152 | 0.36936 | 0.37856 | 0.38448 | 0.38448 | 0.38448 | 0.38448 | 0.38448 | 0.38448 | 0.38448 | 0.38448 | 0.38448 | 0.38448 | 0.38448 | 0.38448 | 12905.845 | 314847.8062 | 0.0032523 | 295129.505 | 167226.9471 | 695.3198 | 16654.1926 | 327753.6512 | 17349.5125 | 310404.1388 | 143177.1917 | TRUE
| 60701196 | BAS022 | BAS | 22KV | 79.52 | 24 | 37239.5893 | 4% | Three phase | 97.13 | 0.00066051 | 0.00072305 | 0.0007918 | 0.0008674 | 0.00095055 | 0.001042 | 0.0011426 | 0.0012534 | 0.0013753 | 0.0015094 | 0.0016571 | 0.0018198 | 0.001999 | 0.0021963 | 0.0024137 | 0.0026062 | 0.0026062 | 0.0026062 | 0.0026062 | 0.0026062 | 0.4712 | 0.47752 | 0.48752 | 0.35376 | 0.35712 | 0.36152 | 0.36936 | 0.37856 | 0.38448 | 0.38448 | 0.38448 | 0.38448 | 0.38448 | 0.38448 | 0.38448 | 0.38448 | 0.38448 | 0.38448 | 0.38448 | 0.38448 | 321.623 | 205.5523 | 8.5116e-05 | 7723.7776 | 4376.4643 | 18.1971 | 11.4066 | 527.1753 | 29.6037 | 497.5716 | -3878.8927 | FALSE
| 60701203 | BAN008 | BAN | 22KV | 779.61 | 7 | 44753.327 | 12.5% | Three phase | 97.13 | 0.0051756 | 0.0055668 | 0.0059892 | 0.0064453 | 0.006938 | 0.0074701 | 0.008045 | 0.0086662 | 0.0093374 | 0.010063 | 0.010847 | 0.011695 | 0.012611 | 0.013602 | 0.014674 | 0.015833 | 0.017087 | 0.018443 | 0.01991 | 0.021498 | 1.0517 | 0.010375 | 0.010375 | 0.01075 | 0.011625 | 0.011625 | 0.011625 | 0.011625 | 0.011625 | 0.011625 | 0.011625 | 0.011625 | 0.011625 | 0.011625 | 0.011625 | 0.011625 | 0.011625 | 0.011625 | 0.011625 | 0.011625 | 315.4587 | 13881.4754 | 0.00083447 | 75723.5193 | 42906.6316 | 44.3424 | 1096.377 | 14196.9342 | 1140.7193 | 13056.2148 | -29850.4168 | FALSE
| 60701208 | BAN008 | BAN | 22KV | 1264.21 | 7 | 44753.327 | 12.5% | Single phase | 44.74 | 0.0080086 | 0.0085995 | 0.0092364 | 0.0099231 | 0.010663 | 0.011462 | 0.012323 | 0.013252 | 0.014254 | 0.015335 | 0.016501 | 0.01776 | 0.019119 | 0.020585 | 0.022169 | 0.023878 | 0.025724 | 0.027717 | 0.02987 | 0.032196 | 1.0517 | 0.010375 | 0.010375 | 0.01075 | 0.011625 | 0.011625 | 0.011625 | 0.011625 | 0.011625 | 0.011625 | 0.011625 | 0.011625 | 0.011625 | 0.011625 | 0.011625 | 0.011625 | 0.011625 | 0.011625 | 0.011625 | 0.011625 | 485.8861 | 15750.2416 | 0.0013532 | 56560.7554 | 32048.583 | 71.9053 | 1327.9635 | 16236.1277 | 1399.8688 | 14836.259 | -17212.3241 | FALSE
| 60701225 | BAN008 | BAN | 22KV | 207.08 | 7 | 44753.327 | 12.5% | Single phase | 44.74 | 0.0021674 | 0.0023282 | 0.0025014 | 0.0026882 | 0.0028894 | 0.0031063 | 0.0033401 | 0.0035921 | 0.0038639 | 0.0041569 | 0.0044729 | 0.0048138 | 0.0051814 | 0.0055779 | 0.0060057 | 0.0064673 | 0.006787 | 0.006787 | 0.006787 | 0.006787 | 1.0517 | 0.010375 | 0.010375 | 0.01075 | 0.011625 | 0.011625 | 0.011625 | 0.011625 | 0.011625 | 0.011625 | 0.011625 | 0.011625 | 0.011625 | 0.011625 | 0.011625 | 0.011625 | 0.011625 | 0.011625 | 0.011625 | 0.011625 | 130.3999 | 674.798 | 0.00022165 | 9264.7592 | 5249.6188 | 11.7782 | 35.6307 | 805.1978 | 47.4089 | 757.789 | -4491.8298 | FALSE
| 60701227 | BAN008 | BAN | 22KV | 781.13 | 7 | 44753.327 | 12.5% | Three phase | 97.13 | 0.0058417 | 0.0062737 | 0.0067392 | 0.007241 | 0.007782 | 0.0083652 | 0.0089941 | 0.0096724 | 0.010404 | 0.011193 | 0.012044 | 0.012963 | 0.013954 | 0.015024 | 0.016178 | 0.017424 | 0.01877 | 0.020222 | 0.02179 | 0.023484 | 1.0517 | 0.010375 | 0.010375 | 0.01075 | 0.011625 | 0.011625 | 0.011625 | 0.011625 | 0.011625 | 0.011625 | 0.011625 | 0.011625 | 0.011625 | 0.011625 | 0.011625 | 0.011625 | 0.011625 | 0.011625 | 0.011625 | 0.011625 | 354.4569 | 15417.3471 | 0.0008361 | 75871.1569 | 42990.2864 | 44.4288 | 1100.6563 | 15771.8039 | 1145.0852 | 14626.7187 | -28363.5676 | FALSE
| 60701245 | BAN008 | BAN | 22KV | 247.27 | 7 | 44753.327 | 12.5% | Single phase | 44.74 | 0.002588 | 0.00278 | 0.0029869 | 0.0032099 | 0.0034502 | 0.0037092 | 0.0039883 | 0.0042893 | 0.0046138 | 0.0049637 | 0.005341 | 0.005748 | 0.006187 | 0.0066605 | 0.0071713 | 0.0077224 | 0.0081042 | 0.0081042 | 0.0081042 | 0.0081042 | 1.0517 | 0.010375 | 0.010375 | 0.01075 | 0.011625 | 0.011625 | 0.011625 | 0.011625 | 0.011625 | 0.011625 | 0.011625 | 0.011625 | 0.011625 | 0.011625 | 0.011625 | 0.011625 | 0.011625 | 0.011625 | 0.011625 | 0.011625 | 155.7078 | 962.1446 | 0.00026467 | 11062.8598 | 6268.4626 | 14.0641 | 50.8031 | 1117.8524 | 64.8673 | 1052.9851 | -5215.4775 | FALSE
| 60701262 | BAN009 | BAN | 22KV | 352.09 | 6 | 44753.327 | 14.29% | Three phase | 97.13 | 0.0028625 | 0.0030744 | 0.0033027 | 0.0035488 | 0.003814 | 0.0041 | 0.0044084 | 0.0047409 | 0.0050995 | 0.0054863 | 0.0059035 | 0.0063537 | 0.0068394 | 0.0073634 | 0.007929 | 0.0085394 | 0.0091983 | 0.0099095 | 0.010677 | 0.011506 | 1.3273 | 1.3327 | 1.3423 | 1.3537 | 1.3524 | 1.3549 | 1.3683 | 1.3869 | 1.3919 | 1.3919 | 1.3919 | 1.3919 | 1.3919 | 1.3919 | 1.3919 | 1.3919 | 1.3919 | 1.3919 | 1.3919 | 1.3919 | 5125.5994 | 3405.7652 | 0.00037687 | 34198.5017 | 19377.6323 | 334.6008 | 223.6209 | 8531.3646 | 558.2217 | 7973.1429 | -11404.4894 | FALSE
| 60701270 | BAN009 | BAN | 22KV | 3708.27 | 6 | 44753.327 | 14.29% | Single phase | 44.74 | 0.030148 | 0.03238 | 0.034784 | 0.037376 | 0.04017 | 0.043182 | 0.04643 | 0.049932 | 0.053709 | 0.057783 | 0.062177 | 0.066918 | 0.072033 | 0.077553 | 0.08351 | 0.089939 | 0.096878 | 0.10437 | 0.11246 | 0.12119 | 1.3273 | 1.3327 | 1.3423 | 1.3537 | 1.3524 | 1.3549 | 1.3683 | 1.3869 | 1.3919 | 1.3919 | 1.3919 | 1.3919 | 1.3919 | 1.3919 | 1.3919 | 1.3919 | 1.3919 | 1.3919 | 1.3919 | 1.3919 | 53983.6595 | 174017.3722 | 0.0039692 | 165907.9998 | 94007.1658 | 3524.0706 | 11425.8992 | 228001.0317 | 14949.9698 | 213051.0619 | 119043.8961 | TRUE
| 60701276 | BAN009 | BAN | 22KV | 714.78 | 6 | 44753.327 | 14.29% | Single phase | 44.74 | 0.0060925 | 0.006554 | 0.0070521 | 0.0075898 | 0.0081703 | 0.0087972 | 0.0094742 | 0.010205 | 0.010995 | 0.011849 | 0.012771 | 0.013767 | 0.014844 | 0.016008 | 0.017266 | 0.018626 | 0.020096 | 0.021686 | 0.023405 | 0.023427 | 1.3273 | 1.3327 | 1.3423 | 1.3537 | 1.3524 | 1.3549 | 1.3683 | 1.3869 | 1.3919 | 1.3919 | 1.3919 | 1.3919 | 1.3919 | 1.3919 | 1.3919 | 1.3919 | 1.3919 | 1.3919 | 1.3919 | 1.3919 | 11045.9673 | 6862.8596 | 0.00076508 | 31979.2572 | 18120.159 | 679.275 | 424.5145 | 17908.8269 | 1103.7895 | 16805.0374 | -1315.1216 | FALSE
| 60701293 | BAN009 | BAN | 22KV | 830.16 | 6 | 44753.327 | 14.29% | Three phase | 97.13 | 0.0067492 | 0.0072488 | 0.0077871 | 0.0083673 | 0.0089928 | 0.0096671 | 0.010394 | 0.011178 | 0.012024 | 0.012936 | 0.013919 | 0.014981 | 0.016126 | 0.017362 | 0.018695 | 0.020134 | 0.021688 | 0.023365 | 0.025175 | 0.02713 | 1.3273 | 1.3327 | 1.3423 | 1.3537 | 1.3524 | 1.3549 | 1.3683 | 1.3869 | 1.3919 | 1.3919 | 1.3919 | 1.3919 | 1.3919 | 1.3919 | 1.3919 | 1.3919 | 1.3919 | 1.3919 | 1.3919 | 1.3919 | 12085.1704 | 18933.501 | 0.00088858 | 80633.4408 | 45688.7024 | 788.9238 | 1243.1648 | 31018.6714 | 2032.0886 | 28986.5828 | -16702.1197 | FALSE
| 60701300 | BAN009 | BAN | 22KV | 4064.01 | 6 | 44753.327 | 14.29% | Single phase | 44.74 | 0.030393 | 0.03264 | 0.035062 | 0.037673 | 0.040487 | 0.043522 | 0.046794 | 0.050323 | 0.054129 | 0.058234 | 0.062664 | 0.067443 | 0.0726 | 0.078165 | 0.084171 | 0.090655 | 0.097654 | 0.10521 | 0.11337 | 0.12218 | 1.3273 | 1.3327 | 1.3423 | 1.3537 | 1.3524 | 1.3549 | 1.3683 | 1.3869 | 1.3919 | 1.3919 | 1.3919 | 1.3919 | 1.3919 | 1.3919 | 1.3919 | 1.3919 | 1.3919 | 1.3919 | 1.3919 | 1.3919 | 54412.8349 | 192227.3329 | 0.00435 | 181823.8074 | 103025.4167 | 3862.1401 | 13723.258 | 246640.1678 | 17585.3981 | 229054.7697 | 126029.3531 | TRUE
| 60701302 | BAN009 | BAN | 22KV | 484.07 | 6 | 44753.327 | 14.29% | Single phase | 44.74 | 0.004126 | 0.0044385 | 0.0047759 | 0.00514 | 0.0055332 | 0.0059577 | 0.0064162 | 0.0069115 | 0.0074464 | 0.0080243 | 0.0086488 | 0.0093236 | 0.010053 | 0.010841 | 0.011693 | 0.012614 | 0.01361 | 0.014686 | 0.015851 | 0.015865 | 1.3273 | 1.3327 | 1.3423 | 1.3537 | 1.3524 | 1.3549 | 1.3683 | 1.3869 | 1.3919 | 1.3919 | 1.3919 | 1.3919 | 1.3919 | 1.3919 | 1.3919 | 1.3919 | 1.3919 | 1.3919 | 1.3919 | 1.3919 | 7480.6533 | 3147.5792 | 0.00051813 | 21657.2918 | 12271.5036 | 460.025 | 194.6991 | 10628.2325 | 654.7241 | 9973.5084 | -2297.9952 | FALSE
| 60701696 | WIN011 | WIN | 22KV | 3072.05 | 12 | 36385.0727 | 7.692% | Covered | 390 | 0.029336 | 0.031946 | 0.034798 | 0.037916 | 0.041326 | 0.045054 | 0.049133 | 0.053594 | 0.058476 | 0.063818 | 0.069664 | 0.076064 | 0.083069 | 0.09074 | 0.099139 | 0.10069 | 0.10069 | 0.10069 | 0.10069 | 0.10069 | 0.34723 | 0.35015 | 0.35531 | 0.35785 | 0.35885 | 0.36123 | 0.36615 | 0.371 | 0.37038 | 0.37038 | 0.37038 | 0.37038 | 0.37038 | 0.37038 | 0.37038 | 0.37038 | 0.37038 | 0.37038 | 0.37038 | 0.37038 | 12217.1365 | 1315304.5174 | 0.0032882 | 1198099.5 | 678869.8463 | 630.2863 | 68355.4081 | 1327521.6538 | 68985.6944 | 1258535.9594 | 579666.1132 | TRUE
| 60704226 | CLC013 | CLC | 22KV | 579.33 | 15 | 44906.1835 | 6.25% | Three phase | 97.13 | 0.0055915 | 0.0060309 | 0.0065063 | 0.0070209 | 0.007578 | 0.008181 | 0.0088339 | 0.009541 | 0.010307 | 0.011136 | 0.012035 | 0.013008 | 0.014063 | 0.015205 | 0.016444 | 0.017786 | 0.018987 | 0.018987 | 0.018987 | 0.018987 | 0.43625 | 0.44194 | 0.45131 | 0.45725 | 0.46119 | 0.46906 | 0.47406 | 0.48275 | 0.48425 | 0.48425 | 0.48425 | 0.48425 | 0.48425 | 0.48425 | 0.48425 | 0.48425 | 0.48425 | 0.48425 | 0.48425 | 0.48425 | 3512.7437 | 11075.8779 | 0.0006201 | 56270.3229 | 31884.0175 | 189.8718 | 605.4205 | 14588.6215 | 795.2924 | 13793.3292 | -18090.6884 | FALSE
| 60704227 | CLC013 | CLC | 22KV | 550.44 | 15 | 44906.1835 | 6.25% | Three phase | 97.13 | 0.0053127 | 0.0057301 | 0.0061819 | 0.0066708 | 0.0072001 | 0.007773 | 0.0083934 | 0.0090652 | 0.0097927 | 0.010581 | 0.011434 | 0.012359 | 0.013361 | 0.014447 | 0.015624 | 0.016899 | 0.018041 | 0.018041 | 0.018041 | 0.018041 | 0.43625 | 0.44194 | 0.45131 | 0.45725 | 0.46119 | 0.46906 | 0.47406 | 0.48275 | 0.48425 | 0.48425 | 0.48425 | 0.48425 | 0.48425 | 0.48425 | 0.48425 | 0.48425 | 0.48425 | 0.48425 | 0.48425 | 0.48425 | 3337.5703 | 9998.7588 | 0.00058917 | 53464.2372 | 30294.0269 | 180.4033 | 546.5439 | 13336.3292 | 726.9472 | 12609.3819 | -17684.645 | FALSE
| 60704673 | BAN006 | BAN | 22KV | 33.57 | 12 | 44753.327 | 7.692% | Three phase | 97.13 | 0.00032547 | 0.00035185 | 0.00038046 | 0.00041149 | 0.00044517 | 0.00048172 | 0.00052138 | 0.00056444 | 0.00061118 | 0.00066193 | 0.00071704 | 0.00077689 | 0.0008419 | 0.00091251 | 0.00098923 | 0.0010726 | 0.0011002 | 0.0011002 | 0.0011002 | 0.0011002 | 0.79946 | 0.80808 | 0.82008 | 0.831 | 0.83438 | 0.84046 | 0.85346 | 0.87077 | 0.87754 | 0.87754 | 0.87754 | 0.87754 | 0.87754 | 0.87754 | 0.87754 | 0.87754 | 0.87754 | 0.87754 | 0.87754 | 0.87754 | 374.3495 | 37.874 | 3.5932e-05 | 3260.6541 | 1847.5592 | 19.8751 | 2.0329 | 412.2236 | 21.908 | 390.3156 | -1457.2436 | FALSE
| 60704678 | BAN006 | BAN | 22KV | 1040.54 | 12 | 44753.327 | 7.692% | Three phase | 97.13 | 0.00998 | 0.01073 | 0.011539 | 0.012412 | 0.013353 | 0.014369 | 0.015465 | 0.016649 | 0.017926 | 0.019304 | 0.020792 | 0.022399 | 0.024134 | 0.026008 | 0.028032 | 0.030218 | 0.03258 | 0.034103 | 0.034103 | 0.034103 | 0.79946 | 0.80808 | 0.82008 | 0.831 | 0.83438 | 0.84046 | 0.85346 | 0.87077 | 0.87754 | 0.87754 | 0.87754 | 0.87754 | 0.87754 | 0.87754 | 0.87754 | 0.87754 | 0.87754 | 0.87754 | 0.87754 | 0.87754 | 11074.6018 | 34741.1937 | 0.0011138 | 101067.6502 | 57267.1804 | 616.0516 | 1953.0918 | 45815.7955 | 2569.1434 | 43246.652 | -14020.5283 | FALSE
| 60704689 | BAN008 | BAN | 22KV | 111.06 | 7 | 44753.327 | 12.5% | Single phase | 44.74 | 0.0010338 | 0.0011238 | 0.0012221 | 0.0013293 | 0.0014463 | 0.001574 | 0.0017135 | 0.0018659 | 0.0020322 | 0.002214 | 0.0024125 | 0.0026294 | 0.0028665 | 0.0031256 | 0.0034088 | 0.00364 | 0.00364 | 0.00364 | 0.00364 | 0.00364 | 1.0517 | 0.010375 | 0.010375 | 0.01075 | 0.011625 | 0.011625 | 0.011625 | 0.011625 | 0.011625 | 0.011625 | 0.011625 | 0.011625 | 0.011625 | 0.011625 | 0.011625 | 0.011625 | 0.011625 | 0.011625 | 0.011625 | 0.011625 | 63.875 | 191.8802 | 0.00011887 | 4968.8244 | 2815.4465 | 6.3168 | 10.2486 | 255.7552 | 16.5654 | 239.1898 | -2576.2567 | FALSE
| 60704690 | BAN008 | BAN | 22KV | 29.58 | 7 | 44753.327 | 12.5% | Three phase | 97.13 | 0.00021615 | 0.00022937 | 0.00024344 | 0.00025842 | 0.00027436 | 0.00029134 | 0.00030941 | 0.00032865 | 0.00034915 | 0.00037097 | 0.00039422 | 0.00041898 | 0.00044536 | 0.00047346 | 0.0005034 | 0.0005353 | 0.00056929 | 0.00060552 | 0.00064412 | 0.00068527 | 1.0517 | 0.010375 | 0.010375 | 0.01075 | 0.011625 | 0.011625 | 0.011625 | 0.011625 | 0.011625 | 0.011625 | 0.011625 | 0.011625 | 0.011625 | 0.011625 | 0.011625 | 0.011625 | 0.011625 | 0.011625 | 0.011625 | 0.011625 | 12.7165 | 18.9549 | 3.1661e-05 | 2873.1054 | 1627.9655 | 1.6824 | 1.5783 | 31.6714 | 3.2608 | 28.4106 | -1599.5548 | FALSE
| 60704692 | BAN008 | BAN | 22KV | 708.5 | 7 | 44753.327 | 12.5% | Three phase | 97.13 | 0.0067293 | 0.0073079 | 0.0079385 | 0.008626 | 0.0093756 | 0.010193 | 0.011084 | 0.012057 | 0.013118 | 0.014275 | 0.015538 | 0.016917 | 0.018422 | 0.020065 | 0.021858 | 0.023221 | 0.023221 | 0.023221 | 0.023221 | 0.023221 | 1.0517 | 0.010375 | 0.010375 | 0.01075 | 0.011625 | 0.011625 | 0.011625 | 0.011625 | 0.011625 | 0.011625 | 0.011625 | 0.011625 | 0.011625 | 0.011625 | 0.011625 | 0.011625 | 0.011625 | 0.011625 | 0.011625 | 0.011625 | 414.482 | 17091.5659 | 0.00075836 | 68816.605 | 38993.0202 | 40.2978 | 905.4924 | 17506.0479 | 945.7902 | 16560.2577 | -22432.7626 | FALSE
| 60704698 | BAN008 | BAN | 22KV | 26.65 | 7 | 44753.327 | 12.5% | Three phase | 97.13 | 0.00019474 | 0.00020665 | 0.00021933 | 0.00023282 | 0.00024719 | 0.00026248 | 0.00027876 | 0.0002961 | 0.00031456 | 0.00033423 | 0.00035517 | 0.00037748 | 0.00040124 | 0.00042656 | 0.00045353 | 0.00048228 | 0.0005129 | 0.00054554 | 0.00058032 | 0.00061739 | 1.0517 | 0.010375 | 0.010375 | 0.01075 | 0.011625 | 0.011625 | 0.011625 | 0.011625 | 0.011625 | 0.011625 | 0.011625 | 0.011625 | 0.011625 | 0.011625 | 0.011625 | 0.011625 | 0.011625 | 0.011625 | 0.011625 | 0.011625 | 11.4569 | 15.3858 | 2.8525e-05 | 2588.5145 | 1466.7099 | 1.5158 | 1.2811 | 26.8427 | 2.7969 | 24.0458 | -1442.6642 | FALSE
| 60704708 | BAN003 | BAN | 22KV | 2647.11 | 26 | 44753.327 | 3.704% | Three phase | 97.13 | 0.024668 | 0.026539 | 0.028558 | 0.030739 | 0.033092 | 0.035634 | 0.038378 | 0.041343 | 0.044545 | 0.048004 | 0.051741 | 0.055779 | 0.060142 | 0.064858 | 0.069956 | 0.075465 | 0.081422 | 0.086758 | 0.086758 | 0.086758 | 0.34148 | 0.34974 | 0.36067 | 0.36815 | 0.37456 | 0.38281 | 0.39396 | 0.40381 | 0.40889 | 0.40889 | 0.40889 | 0.40889 | 0.40889 | 0.40889 | 0.40889 | 0.40889 | 0.40889 | 0.40889 | 0.40889 | 0.40889 | 12740.1014 | 220739.229 | 0.0028334 | 257113.7943 | 145686.3992 | 715.4836 | 12640.0584 | 233479.3304 | 13355.542 | 220123.7884 | 74437.3893 | TRUE
| 60704731 | BAN003 | BAN | 22KV | 741.69 | 26 | 44753.327 | 3.704% | Three phase | 97.13 | 0.0069721 | 0.0075341 | 0.0081434 | 0.0088042 | 0.0095209 | 0.010298 | 0.011142 | 0.012057 | 0.01305 | 0.014129 | 0.015299 | 0.016569 | 0.017949 | 0.019446 | 0.021073 | 0.022839 | 0.024309 | 0.024309 | 0.024309 | 0.024309 | 0.34148 | 0.34974 | 0.36067 | 0.36815 | 0.37456 | 0.38281 | 0.39396 | 0.40381 | 0.40889 | 0.40889 | 0.40889 | 0.40889 | 0.40889 | 0.40889 | 0.40889 | 0.40889 | 0.40889 | 0.40889 | 0.40889 | 0.40889 | 3713.3343 | 18017.3115 | 0.00079388 | 72040.3497 | 40819.6658 | 200.4703 | 992.3159 | 21730.6458 | 1192.7862 | 20537.8596 | -20281.8061 | FALSE
| 60704732 | BAN003 | BAN | 22KV | 185.47 | 26 | 44753.327 | 3.704% | Three phase | 97.13 | 0.0017232 | 0.0018867 | 0.0020664 | 0.0022641 | 0.0024814 | 0.0027205 | 0.0029835 | 0.0032729 | 0.0035914 | 0.0039421 | 0.004328 | 0.004753 | 0.0052211 | 0.0057366 | 0.0060787 | 0.0060787 | 0.0060787 | 0.0060787 | 0.0060787 | 0.0060787 | 0.34148 | 0.34974 | 0.36067 | 0.36815 | 0.37456 | 0.38281 | 0.39396 | 0.40381 | 0.40889 | 0.40889 | 0.40889 | 0.40889 | 0.40889 | 0.40889 | 0.40889 | 0.40889 | 0.40889 | 0.40889 | 0.40889 | 0.40889 | 995.0531 | 1205.8234 | 0.00019852 | 18014.7011 | 10207.5306 | 50.1304 | 62.0515 | 2200.8765 | 112.1819 | 2088.6945 | -8118.8361 | FALSE
| 60704740 | BAN006 | BAN | 22KV | 338.42 | 12 | 44753.327 | 7.692% | Single phase | 44.74 | 0.002653 | 0.0028539 | 0.0030707 | 0.0033047 | 0.0035574 | 0.0038304 | 0.0041252 | 0.0044436 | 0.0047876 | 0.0051594 | 0.005561 | 0.0059952 | 0.0064644 | 0.0069716 | 0.0075199 | 0.0081128 | 0.0087539 | 0.0094472 | 0.010197 | 0.011008 | 0.79946 | 0.80808 | 0.82008 | 0.831 | 0.83438 | 0.84046 | 0.85346 | 0.87077 | 0.87754 | 0.87754 | 0.87754 | 0.87754 | 0.87754 | 0.87754 | 0.87754 | 0.87754 | 0.87754 | 0.87754 | 0.87754 | 0.87754 | 3028.2216 | 1422.5424 | 0.00036223 | 15140.9108 | 8579.1771 | 200.3615 | 95.1612 | 4450.764 | 295.5227 | 4155.2414 | -4423.9357 | FALSE
| 60704748 | BAS022 | BAS | 22KV | 62.85 | 24 | 37239.5893 | 4% | Three phase | 97.13 | 0.00058199 | 0.00063102 | 0.00068436 | 0.00074242 | 0.00080561 | 0.00087441 | 0.00094932 | 0.0010309 | 0.0011197 | 0.0012165 | 0.001322 | 0.0014368 | 0.001562 | 0.0016985 | 0.0018472 | 0.0020093 | 0.0020599 | 0.0020599 | 0.0020599 | 0.0020599 | 0.4712 | 0.47752 | 0.48752 | 0.35376 | 0.35712 | 0.36152 | 0.36936 | 0.37856 | 0.38448 | 0.38448 | 0.38448 | 0.38448 | 0.38448 | 0.38448 | 0.38448 | 0.38448 | 0.38448 | 0.38448 | 0.38448 | 0.38448 | 259.2558 | 130.7743 | 6.7273e-05 | 6104.6205 | 3459.0139 | 14.3824 | 7.1255 | 390.0302 | 21.5079 | 368.5223 | -3090.4916 | FALSE
| 60704749 | BAS022 | BAS | 22KV | 386.44 | 24 | 37239.5893 | 4% | Three phase | 97.13 | 0.0029371 | 0.0032158 | 0.0035222 | 0.0038593 | 0.0042302 | 0.0046384 | 0.0050876 | 0.0055821 | 0.0061267 | 0.0067264 | 0.0073869 | 0.0081146 | 0.0089165 | 0.0098001 | 0.010774 | 0.011848 | 0.012665 | 0.012665 | 0.012665 | 0.012665 | 0.4712 | 0.47752 | 0.48752 | 0.35376 | 0.35712 | 0.36152 | 0.36936 | 0.37856 | 0.38448 | 0.38448 | 0.38448 | 0.38448 | 0.38448 | 0.38448 | 0.38448 | 0.38448 | 0.38448 | 0.38448 | 0.38448 | 0.38448 | 1467.4446 | 4559.179 | 0.00041363 | 37534.9172 | 21268.1196 | 88.4316 | 269.3824 | 6026.6235 | 357.814 | 5668.8095 | -15599.3101 | FALSE
| 60704803 | BAS012 | BAS | 22KV | 178.58 | 2 | 37239.5893 | 33.33% | Three phase | 97.13 | 0.0011011 | 0.0011752 | 0.0012547 | 0.0013397 | 0.0014309 | 0.0015286 | 0.0016333 | 0.0017455 | 0.0018657 | 0.0019947 | 0.0021329 | 0.0022811 | 0.00244 | 0.0026105 | 0.0027933 | 0.0029894 | 0.0031998 | 0.0034254 | 0.0036676 | 0.0039275 | 2.2777 | 2.0787 | 2.084 | 2.0827 | 2.077 | 2.0857 | 2.1013 | 2.1123 | 2.1133 | 2.1133 | 2.1133 | 2.1133 | 2.1133 | 2.1133 | 2.1133 | 2.1133 | 2.1133 | 2.1133 | 2.1133 | 2.1133 | 2348.3915 | 621.3767 | 0.00019115 | 17345.4754 | 9828.3325 | 217.5805 | 57.5269 | 2969.7682 | 275.1073 | 2694.6609 | -7133.6716 | FALSE
| 60704805 | BAS014 | BAS | 22KV | 85.93 | 1 | 37239.5893 | 50% | Three phase | 97.13 | 0.0004371 | 0.00047614 | 0.00051887 | 0.00056567 | 0.00061693 | 0.00067309 | 0.00073463 | 0.00080209 | 0.00087604 | 0.00095713 | 0.0010461 | 0.0011436 | 0.0012506 | 0.0013681 | 0.0014969 | 0.0016384 | 0.0017937 | 0.0019643 | 0.0021515 | 0.0023572 | 4.273 | 8.1825 | 8.677 | 8.65 | 8.601 | 8.5825 | 8.5875 | 8.592 | 8.559 | 8.559 | 8.559 | 8.559 | 8.559 | 8.559 | 8.559 | 8.559 | 8.559 | 8.559 | 8.559 | 8.559 | 4704.6811 | 149.9867 | 9.1977e-05 | 8346.3809 | 4729.2452 | 409.228 | 13.3197 | 4854.6677 | 422.5477 | 4432.12 | -297.1252 | FALSE
| 60704896 | BAN003 | BAN | 22KV | 40.53 | 26 | 44753.327 | 3.704% | Three phase | 97.13 | 0.00038495 | 0.00041805 | 0.00045413 | 0.00049345 | 0.00053633 | 0.00058309 | 0.00063409 | 0.00068972 | 0.00075041 | 0.00081662 | 0.00088888 | 0.00096775 | 0.0010538 | 0.0011478 | 0.0012504 | 0.0013284 | 0.0013284 | 0.0013284 | 0.0013284 | 0.0013284 | 0.34148 | 0.34974 | 0.36067 | 0.36815 | 0.37456 | 0.38281 | 0.39396 | 0.40381 | 0.40889 | 0.40889 | 0.40889 | 0.40889 | 0.40889 | 0.40889 | 0.40889 | 0.40889 | 0.40889 | 0.40889 | 0.40889 | 0.40889 | 211.0399 | 55.9314 | 4.3382e-05 | 3936.6789 | 2230.6099 | 10.9548 | 2.9632 | 266.9713 | 13.918 | 253.0533 | -1977.5566 | FALSE
| 60704904 | BAN003 | BAN | 22KV | 317.69 | 26 | 44753.327 | 3.704% | Three phase | 97.13 | 0.0029516 | 0.0032317 | 0.0035396 | 0.0038781 | 0.0042504 | 0.0046599 | 0.0051104 | 0.0056062 | 0.0061518 | 0.0067523 | 0.0074135 | 0.0081414 | 0.0089431 | 0.0098261 | 0.010412 | 0.010412 | 0.010412 | 0.010412 | 0.010412 | 0.010412 | 0.34148 | 0.34974 | 0.36067 | 0.36815 | 0.37456 | 0.38281 | 0.39396 | 0.40381 | 0.40889 | 0.40889 | 0.40889 | 0.40889 | 0.40889 | 0.40889 | 0.40889 | 0.40889 | 0.40889 | 0.40889 | 0.40889 | 0.40889 | 1704.418 | 3537.8829 | 0.00034004 | 30857.2297 | 17484.3932 | 85.868 | 182.059 | 5242.3009 | 267.927 | 4974.3739 | -12510.0193 | FALSE
| 60715172 | BAS033 | BAS | 22KV | 2430.68 | 23 | 37239.5893 | 4.167% | Three phase | 97.13 | 0.022688 | 0.024698 | 0.026894 | 0.029294 | 0.031918 | 0.034787 | 0.037923 | 0.041354 | 0.045106 | 0.049211 | 0.053702 | 0.058616 | 0.063994 | 0.069881 | 0.076325 | 0.079665 | 0.079665 | 0.079665 | 0.079665 | 0.079665 | 0.405 | 0.33225 | 0.341 | 0.34929 | 0.35633 | 0.36475 | 0.37721 | 0.39079 | 0.40058 | 0.40058 | 0.40058 | 0.40058 | 0.40058 | 0.40058 | 0.40058 | 0.40058 | 0.40058 | 0.40058 | 0.40058 | 0.40058 | 10327.0667 | 201482.7015 | 0.0026017 | 236091.9484 | 133774.9533 | 536.5126 | 10657.631 | 211809.7682 | 11194.1435 | 200615.6247 | 66840.6713 | TRUE
| 60715186 | BAS033 | BAS | 22KV | 2098.37 | 23 | 37239.5893 | 4.167% | Three phase | 97.13 | 0.019496 | 0.021346 | 0.023379 | 0.025615 | 0.028074 | 0.030779 | 0.033755 | 0.037029 | 0.040633 | 0.0446 | 0.048967 | 0.053775 | 0.05907 | 0.064902 | 0.068774 | 0.068774 | 0.068774 | 0.068774 | 0.068774 | 0.068774 | 0.405 | 0.33225 | 0.341 | 0.34929 | 0.35633 | 0.36475 | 0.37721 | 0.39079 | 0.40058 | 0.40058 | 0.40058 | 0.40058 | 0.40058 | 0.40058 | 0.40058 | 0.40058 | 0.40058 | 0.40058 | 0.40058 | 0.40058 | 9167.2026 | 154347.8224 | 0.002246 | 203814.6781 | 115485.9335 | 463.1633 | 7942.7198 | 163515.025 | 8405.8831 | 155109.1419 | 39623.2084 | TRUE
| 60715204 | BAS033 | BAS | 22KV | 1282.48 | 23 | 37239.5893 | 4.167% | Three phase | 97.13 | 0.011876 | 0.012876 | 0.013965 | 0.015149 | 0.016439 | 0.017843 | 0.019371 | 0.021036 | 0.022849 | 0.024824 | 0.026975 | 0.029319 | 0.031874 | 0.034658 | 0.037692 | 0.041 | 0.042033 | 0.042033 | 0.042033 | 0.042033 | 0.405 | 0.33225 | 0.341 | 0.34929 | 0.35633 | 0.36475 | 0.37721 | 0.39079 | 0.40058 | 0.40058 | 0.40058 | 0.40058 | 0.40058 | 0.40058 | 0.40058 | 0.40058 | 0.40058 | 0.40058 | 0.40058 | 0.40058 | 5288.4737 | 54451.9193 | 0.0013727 | 124567.2824 | 70582.5951 | 283.0758 | 2966.9232 | 59740.393 | 3249.999 | 56490.394 | -14092.2011 | FALSE
| 60715293 | BAS033 | BAS | 22KV | 252.24 | 23 | 37239.5893 | 4.167% | Single phase | 44.74 | 0.0030145 | 0.0032432 | 0.00349 | 0.0037564 | 0.0040438 | 0.0043541 | 0.004689 | 0.0050507 | 0.0054411 | 0.0058627 | 0.0063181 | 0.0068099 | 0.0073411 | 0.0079149 | 0.0082671 | 0.0082671 | 0.0082671 | 0.0082671 | 0.0082671 | 0.0082671 | 0.405 | 0.33225 | 0.341 | 0.34929 | 0.35633 | 0.36475 | 0.37721 | 0.39079 | 0.40058 | 0.40058 | 0.40058 | 0.40058 | 0.40058 | 0.40058 | 0.40058 | 0.40058 | 0.40058 | 0.40058 | 0.40058 | 0.40058 | 1187.3445 | 1110.579 | 0.00026999 | 11285.2176 | 6394.4555 | 55.6757 | 52.8659 | 2297.9235 | 108.5416 | 2189.3819 | -4205.0736 | FALSE
| 60715294 | BAS033 | BAS | 22KV | 63.1 | 23 | 37239.5893 | 4.167% | Three phase | 97.13 | 0.00052412 | 0.00057375 | 0.00062831 | 0.00068829 | 0.00075427 | 0.00082685 | 0.0009067 | 0.00099457 | 0.0010913 | 0.0011977 | 0.001315 | 0.001444 | 0.0015862 | 0.0017428 | 0.0019153 | 0.0020681 | 0.0020681 | 0.0020681 | 0.0020681 | 0.0020681 | 0.405 | 0.33225 | 0.341 | 0.34929 | 0.35633 | 0.36475 | 0.37721 | 0.39079 | 0.40058 | 0.40058 | 0.40058 | 0.40058 | 0.40058 | 0.40058 | 0.40058 | 0.40058 | 0.40058 | 0.40058 | 0.40058 | 0.40058 | 255.8841 | 129.428 | 6.754e-05 | 6128.903 | 3472.7729 | 13.9278 | 7.1823 | 385.3121 | 21.1101 | 364.202 | -3108.5709 | FALSE
| 60715348 | BAS033 | BAS | 22KV | 1460.97 | 23 | 37239.5893 | 4.167% | Three phase | 97.13 | 0.013574 | 0.014862 | 0.016278 | 0.017834 | 0.019546 | 0.02143 | 0.023501 | 0.025781 | 0.02829 | 0.031052 | 0.034092 | 0.03744 | 0.041127 | 0.045188 | 0.047883 | 0.047883 | 0.047883 | 0.047883 | 0.047883 | 0.047883 | 0.405 | 0.33225 | 0.341 | 0.34929 | 0.35633 | 0.36475 | 0.37721 | 0.39079 | 0.40058 | 0.40058 | 0.40058 | 0.40058 | 0.40058 | 0.40058 | 0.40058 | 0.40058 | 0.40058 | 0.40058 | 0.40058 | 0.40058 | 6382.577 | 74820.2174 | 0.0015638 | 141904.0161 | 80405.9743 | 322.473 | 3850.2391 | 81202.7943 | 4172.7121 | 77030.0822 | -3375.8921 | FALSE
| 60715355 | BAS033 | BAS | 22KV | 213.14 | 23 | 37239.5893 | 4.167% | Three phase | 97.13 | 0.0019787 | 0.0021482 | 0.0023328 | 0.0025341 | 0.0027534 | 0.0029925 | 0.0032532 | 0.0035375 | 0.0038476 | 0.0041858 | 0.0045547 | 0.0049573 | 0.0053966 | 0.005876 | 0.0063993 | 0.0069706 | 0.0069856 | 0.0069856 | 0.0069856 | 0.0069856 | 0.405 | 0.33225 | 0.341 | 0.34929 | 0.35633 | 0.36475 | 0.37721 | 0.39079 | 0.40058 | 0.40058 | 0.40058 | 0.40058 | 0.40058 | 0.40058 | 0.40058 | 0.40058 | 0.40058 | 0.40058 | 0.40058 | 0.40058 | 888.2578 | 1519.8233 | 0.00022814 | 20702.2882 | 11730.3773 | 47.0454 | 81.9474 | 2408.0811 | 128.9928 | 2279.0884 | -9451.289 | FALSE
| 60715356 | BAS033 | BAS | 22KV | 548.41 | 23 | 37239.5893 | 4.167% | Three phase | 97.13 | 0.0042993 | 0.0046247 | 0.004976 | 0.0053553 | 0.0057648 | 0.0062071 | 0.0066848 | 0.0072009 | 0.0077584 | 0.0083607 | 0.0090117 | 0.0097152 | 0.010476 | 0.011297 | 0.012186 | 0.013147 | 0.014186 | 0.015309 | 0.016524 | 0.017838 | 0.405 | 0.33225 | 0.341 | 0.34929 | 0.35633 | 0.36475 | 0.37721 | 0.39079 | 0.40058 | 0.40058 | 0.40058 | 0.40058 | 0.40058 | 0.40058 | 0.40058 | 0.40058 | 0.40058 | 0.40058 | 0.40058 | 0.40058 | 1841.333 | 8110.0088 | 0.000587 | 53267.0633 | 30182.3038 | 121.048 | 542.5201 | 9951.3418 | 663.5681 | 9287.7737 | -20894.5301 | FALSE
| 60716771 | CLC013 | CLC | 22KV | 888.96 | 15 | 44906.1835 | 6.25% | Three phase | 97.13 | 0.010752 | 0.011764 | 0.012877 | 0.014098 | 0.015441 | 0.016915 | 0.018535 | 0.020316 | 0.022273 | 0.024425 | 0.026791 | 0.029135 | 0.029135 | 0.029135 | 0.029135 | 0.029135 | 0.029135 | 0.029135 | 0.029135 | 0.029135 | 0.43625 | 0.44194 | 0.45131 | 0.45725 | 0.46119 | 0.46906 | 0.47406 | 0.48275 | 0.48425 | 0.48425 | 0.48425 | 0.48425 | 0.48425 | 0.48425 | 0.48425 | 0.48425 | 0.48425 | 0.48425 | 0.48425 | 0.48425 | 6658.7772 | 32240.754 | 0.00095151 | 86344.6848 | 48924.8204 | 291.3512 | 1425.5076 | 38899.5312 | 1716.8588 | 37182.6724 | -11742.148 | FALSE
| 60716772 | CLC013 | CLC | 22KV | 399.58 | 15 | 44906.1835 | 6.25% | Three phase | 97.13 | 0.0048327 | 0.005288 | 0.005788 | 0.0063372 | 0.0069404 | 0.0076031 | 0.0083314 | 0.0091318 | 0.010012 | 0.010979 | 0.012042 | 0.013096 | 0.013096 | 0.013096 | 0.013096 | 0.013096 | 0.013096 | 0.013096 | 0.013096 | 0.013096 | 0.43625 | 0.44194 | 0.45131 | 0.45725 | 0.46119 | 0.46906 | 0.47406 | 0.48275 | 0.48425 | 0.48425 | 0.48425 | 0.48425 | 0.48425 | 0.48425 | 0.48425 | 0.48425 | 0.48425 | 0.48425 | 0.48425 | 0.48425 | 2993.064 | 6514.0072 | 0.0004277 | 38811.2054 | 21991.2929 | 130.9599 | 288.0133 | 9507.0712 | 418.9732 | 9088.098 | -12903.1949 | FALSE
| 60716782 | CLC013 | CLC | 22KV | 197.14 | 15 | 44906.1835 | 6.25% | Three phase | 97.13 | 0.0023843 | 0.0026089 | 0.0028556 | 0.0031265 | 0.0034242 | 0.0037511 | 0.0041105 | 0.0045054 | 0.0049394 | 0.0054166 | 0.0059413 | 0.0064612 | 0.0064612 | 0.0064612 | 0.0064612 | 0.0064612 | 0.0064612 | 0.0064612 | 0.0064612 | 0.0064612 | 0.43625 | 0.44194 | 0.45131 | 0.45725 | 0.46119 | 0.46906 | 0.47406 | 0.48275 | 0.48425 | 0.48425 | 0.48425 | 0.48425 | 0.48425 | 0.48425 | 0.48425 | 0.48425 | 0.48425 | 0.48425 | 0.48425 | 0.48425 | 1476.6821 | 1585.5877 | 0.00021101 | 19148.2082 | 10849.801 | 64.6114 | 70.1059 | 3062.2698 | 134.7173 | 2927.5524 | -7922.2486 | FALSE
| 60716917 | CLC013 | CLC | 22KV | 1401.19 | 15 | 44906.1835 | 6.25% | Three phase | 97.13 | 0.016947 | 0.018543 | 0.020297 | 0.022222 | 0.024338 | 0.026662 | 0.029215 | 0.032022 | 0.035107 | 0.038499 | 0.042228 | 0.045924 | 0.045924 | 0.045924 | 0.045924 | 0.045924 | 0.045924 | 0.045924 | 0.045924 | 0.045924 | 0.43625 | 0.44194 | 0.45131 | 0.45725 | 0.46119 | 0.46906 | 0.47406 | 0.48275 | 0.48425 | 0.48425 | 0.48425 | 0.48425 | 0.48425 | 0.48425 | 0.48425 | 0.48425 | 0.48425 | 0.48425 | 0.48425 | 0.48425 | 10495.6489 | 80100.4228 | 0.0014998 | 136097.5847 | 77115.921 | 459.2314 | 3541.5972 | 90596.0717 | 4000.8285 | 86595.2432 | 9479.3222 | TRUE
| 60717116 | CLC001 | CLC | 22KV | 824.4 | 0 | 44906.1835 | 100% | Three phase | 97.13 | 0.0076371 | 0.0081918 | 0.0087888 | 0.0094312 | 0.010123 | 0.010867 | 0.011668 | 0.01253 | 0.013459 | 0.014459 | 0.015536 | 0.016696 | 0.017946 | 0.019292 | 0.020743 | 0.022306 | 0.02399 | 0.025805 | 0.02702 | 0.02702 | 7.617 | 7.583 | 7.579 | 7.579 | 7.549 | 7.525 | 7.548 | 7.568 | 7.558 | 7.558 | 7.558 | 7.558 | 7.558 | 7.558 | 7.558 | 7.558 | 7.558 | 7.558 | 7.558 | 7.558 | 73425.2957 | 20779.8765 | 0.00088241 | 80073.972 | 45371.695 | 4333.6766 | 1225.9735 | 94205.1722 | 5559.6501 | 88645.5221 | 43273.8271 | TRUE
| 60717610 | BAS032 | BAS | 22KV | 63.8 | 1 | 37239.5893 | 50% | Three phase | 97.13 | 0.00047406 | 0.00051885 | 0.00056808 | 0.00062222 | 0.00068177 | 0.00074727 | 0.00081935 | 0.00089867 | 0.00098598 | 0.0010821 | 0.0011879 | 0.0013045 | 0.0014329 | 0.0015744 | 0.0017302 | 0.0019019 | 0.002091 | 0.002091 | 0.002091 | 0.002091 | 5.6255 | 5.649 | 5.7215 | 5.766 | 5.7985 | 5.8595 | 5.947 | 6.0385 | 6.1045 | 6.1045 | 6.1045 | 6.1045 | 6.1045 | 6.1045 | 6.1045 | 6.1045 | 6.1045 | 6.1045 | 6.1045 | 6.1045 | 3679.3906 | 121.9581 | 6.8289e-05 | 6196.894 | 3511.2981 | 218.8772 | 7.3425 | 3801.3487 | 226.2197 | 3575.129 | 63.8309 | TRUE
| 60717620 | BAS032 | BAS | 22KV | 754.39 | 1 | 37239.5893 | 50% | Three phase | 97.13 | 0.0070414 | 0.0076652 | 0.0083468 | 0.0090918 | 0.0099062 | 0.010796 | 0.01177 | 0.012835 | 0.013999 | 0.015273 | 0.016667 | 0.018192 | 0.019861 | 0.021688 | 0.023688 | 0.024725 | 0.024725 | 0.024725 | 0.024725 | 0.024725 | 5.6255 | 5.649 | 5.7215 | 5.766 | 5.7985 | 5.8595 | 5.947 | 6.0385 | 6.1045 | 6.1045 | 6.1045 | 6.1045 | 6.1045 | 6.1045 | 6.1045 | 6.1045 | 6.1045 | 6.1045 | 6.1045 | 6.1045 | 49460.7015 | 19407.6985 | 0.00080747 | 73273.9007 | 41518.6232 | 2588.068 | 1026.5898 | 68868.3999 | 3614.6578 | 65253.7421 | 23735.1189 | TRUE
| 60717627 | BAS032 | BAS | 22KV | 343.17 | 1 | 37239.5893 | 50% | Three phase | 97.13 | 0.0031884 | 0.0034909 | 0.0038235 | 0.0041891 | 0.0045913 | 0.0050336 | 0.0055203 | 0.0060558 | 0.0066451 | 0.0072939 | 0.008008 | 0.0087944 | 0.0096604 | 0.010614 | 0.011247 | 0.011247 | 0.011247 | 0.011247 | 0.011247 | 0.011247 | 5.6255 | 5.649 | 5.7215 | 5.766 | 5.7985 | 5.8595 | 5.947 | 6.0385 | 6.1045 | 6.1045 | 6.1045 | 6.1045 | 6.1045 | 6.1045 | 6.1045 | 6.1045 | 6.1045 | 6.1045 | 6.1045 | 6.1045 | 23132.8455 | 4128.1455 | 0.00036732 | 33332.1021 | 18886.711 | 1177.3052 | 212.4339 | 27260.9911 | 1389.7391 | 25871.2519 | 6984.5409 | TRUE
| 60717716 | BAS032 | BAS | 22KV | 559.78 | 1 | 37239.5893 | 50% | Three phase | 97.13 | 0.0069655 | 0.0075127 | 0.0081046 | 0.008745 | 0.0094378 | 0.010188 | 0.010999 | 0.011877 | 0.012828 | 0.013858 | 0.014972 | 0.016179 | 0.017486 | 0.018347 | 0.018347 | 0.018347 | 0.018347 | 0.018347 | 0.018347 | 0.018347 | 5.6255 | 5.649 | 5.7215 | 5.766 | 5.7985 | 5.8595 | 5.947 | 6.0385 | 6.1045 | 6.1045 | 6.1045 | 6.1045 | 6.1045 | 6.1045 | 6.1045 | 6.1045 | 6.1045 | 6.1045 | 6.1045 | 6.1045 | 42252.9523 | 12325.0976 | 0.00059917 | 54371.4314 | 30808.0633 | 1920.4241 | 565.2491 | 54578.0499 | 2485.6731 | 52092.3767 | 21284.3134 | TRUE
| 60717721 | BAS032 | BAS | 22KV | 72.29 | 1 | 37239.5893 | 50% | Three phase | 97.13 | 0.00053715 | 0.00058789 | 0.00064368 | 0.00070502 | 0.00077249 | 0.00084671 | 0.00092838 | 0.0010183 | 0.0011172 | 0.0012261 | 0.001346 | 0.0014781 | 0.0016236 | 0.0017839 | 0.0019604 | 0.002155 | 0.0023693 | 0.0023693 | 0.0023693 | 0.0023693 | 5.6255 | 5.649 | 5.7215 | 5.766 | 5.7985 | 5.8595 | 5.947 | 6.0385 | 6.1045 | 6.1045 | 6.1045 | 6.1045 | 6.1045 | 6.1045 | 6.1045 | 6.1045 | 6.1045 | 6.1045 | 6.1045 | 6.1045 | 4169.0149 | 156.5762 | 7.7377e-05 | 7021.5277 | 3978.5539 | 248.0036 | 9.4267 | 4325.5911 | 257.4303 | 4068.1607 | 89.6068 | TRUE
| 60717787 | BAS032 | BAS | 22KV | 43.53 | 1 | 37239.5893 | 50% | Three phase | 97.13 | 0.00041016 | 0.00044374 | 0.0004802 | 0.00051979 | 0.00056278 | 0.00060948 | 0.0006602 | 0.00071531 | 0.00077519 | 0.00084027 | 0.00091099 | 0.00098787 | 0.0010714 | 0.0011623 | 0.0012611 | 0.0013686 | 0.0014267 | 0.0014267 | 0.0014267 | 0.0014267 | 5.6255 | 5.649 | 5.7215 | 5.766 | 5.7985 | 5.8595 | 5.947 | 6.0385 | 6.1045 | 6.1045 | 6.1045 | 6.1045 | 6.1045 | 6.1045 | 6.1045 | 6.1045 | 6.1045 | 6.1045 | 6.1045 | 6.1045 | 2766.1819 | 62.6522 | 4.6593e-05 | 4228.0689 | 2395.718 | 149.3373 | 3.4181 | 2828.8341 | 152.7554 | 2676.0787 | 280.3607 | TRUE
| 60717906 | BAS032 | BAS | 22KV | 200.87 | 1 | 37239.5893 | 50% | Three phase | 97.13 | 0.0018857 | 0.0020587 | 0.0022484 | 0.0024563 | 0.0026842 | 0.0029342 | 0.0032084 | 0.0035091 | 0.0038391 | 0.0042012 | 0.0045987 | 0.0050349 | 0.0055138 | 0.0060397 | 0.0065835 | 0.0065835 | 0.0065835 | 0.0065835 | 0.0065835 | 0.0065835 | 5.6255 | 5.649 | 5.7215 | 5.766 | 5.7985 | 5.8595 | 5.947 | 6.0385 | 6.1045 | 6.1045 | 6.1045 | 6.1045 | 6.1045 | 6.1045 | 6.1045 | 6.1045 | 6.1045 | 6.1045 | 6.1045 | 6.1045 | 13440.7482 | 1404.1563 | 0.000215 | 19510.5031 | 11055.0854 | 689.12 | 72.7839 | 14844.9045 | 761.9039 | 14083.0006 | 3027.9152 | TRUE
| 60717931 | BAS032 | BAS | 22KV | 21.29 | 1 | 37239.5893 | 50% | Three phase | 97.13 | 0.0002707 | 0.00029516 | 0.00032192 | 0.00035121 | 0.00038325 | 0.00041833 | 0.00045673 | 0.00049877 | 0.0005448 | 0.00059521 | 0.00065043 | 0.00069777 | 0.00069777 | 0.00069777 | 0.00069777 | 0.00069777 | 0.00069777 | 0.00069777 | 0.00069777 | 0.00069777 | 5.6255 | 5.649 | 5.7215 | 5.766 | 5.7985 | 5.8595 | 5.947 | 6.0385 | 6.1045 | 6.1045 | 6.1045 | 6.1045 | 6.1045 | 6.1045 | 6.1045 | 6.1045 | 6.1045 | 6.1045 | 6.1045 | 6.1045 | 1692.4521 | 18.776 | 2.2788e-05 | 2067.8977 | 1171.7169 | 73.0391 | 0.81763 | 1711.2282 | 73.8567 | 1637.3715 | 465.6546 | TRUE
| 60718011 | BAS032 | BAS | 22KV | 553.09 | 1 | 37239.5893 | 50% | Three phase | 97.13 | 0.0041097 | 0.0044979 | 0.0049248 | 0.0053941 | 0.0059103 | 0.0064782 | 0.007103 | 0.0077907 | 0.0085476 | 0.0093809 | 0.010298 | 0.011309 | 0.012422 | 0.013648 | 0.014999 | 0.016488 | 0.018127 | 0.018127 | 0.018127 | 0.018127 | 5.6255 | 5.649 | 5.7215 | 5.766 | 5.7985 | 5.8595 | 5.947 | 6.0385 | 6.1045 | 6.1045 | 6.1045 | 6.1045 | 6.1045 | 6.1045 | 6.1045 | 6.1045 | 6.1045 | 6.1045 | 6.1045 | 6.1045 | 31897.0871 | 9165.6012 | 0.00059201 | 53721.6317 | 30439.8724 | 1897.4729 | 551.8191 | 41062.6883 | 2449.2919 | 38613.3964 | 8173.524 | TRUE
| 60718018 | BAS032 | BAS | 22KV | 19.01 | 1 | 37239.5893 | 50% | Three phase | 97.13 | 0.00017846 | 0.00019483 | 0.00021278 | 0.00023246 | 0.00025403 | 0.00027769 | 0.00030363 | 0.0003321 | 0.00036333 | 0.0003976 | 0.00043521 | 0.00047649 | 0.00052182 | 0.00057158 | 0.00062305 | 0.00062305 | 0.00062305 | 0.00062305 | 0.00062305 | 0.00062305 | 5.6255 | 5.649 | 5.7215 | 5.766 | 5.7985 | 5.8595 | 5.947 | 6.0385 | 6.1045 | 6.1045 | 6.1045 | 6.1045 | 6.1045 | 6.1045 | 6.1045 | 6.1045 | 6.1045 | 6.1045 | 6.1045 | 6.1045 | 1272.0099 | 12.5762 | 2.0348e-05 | 1846.4413 | 1046.2347 | 65.2172 | 0.65188 | 1284.5861 | 65.869 | 1218.717 | 172.4823 | TRUE
| 60718103 | BAS033 | BAS | 22KV | 60.85 | 23 | 37239.5893 | 4.167% | Three phase | 97.13 | 0.00056797 | 0.00061828 | 0.00067327 | 0.00073336 | 0.00079904 | 0.00087086 | 0.00094938 | 0.0010353 | 0.0011292 | 0.0012319 | 0.0013444 | 0.0014674 | 0.001602 | 0.0017494 | 0.0019107 | 0.0019943 | 0.0019943 | 0.0019943 | 0.0019943 | 0.0019943 | 0.405 | 0.33225 | 0.341 | 0.34929 | 0.35633 | 0.36475 | 0.37721 | 0.39079 | 0.40058 | 0.40058 | 0.40058 | 0.40058 | 0.40058 | 0.40058 | 0.40058 | 0.40058 | 0.40058 | 0.40058 | 0.40058 | 0.40058 | 258.5293 | 126.2709 | 6.5132e-05 | 5910.3605 | 3348.9418 | 13.4311 | 6.6792 | 384.8002 | 20.1104 | 364.6899 | -2984.252 | FALSE
| 60718133 | BAS032 | BAS | 22KV | 685.31 | 1 | 37239.5893 | 50% | Three phase | 97.13 | 0.0064335 | 0.0070238 | 0.0076708 | 0.0083801 | 0.0091578 | 0.010011 | 0.010946 | 0.011972 | 0.013098 | 0.014333 | 0.015689 | 0.017178 | 0.018812 | 0.020606 | 0.022461 | 0.022461 | 0.022461 | 0.022461 | 0.022461 | 0.022461 | 5.6255 | 5.649 | 5.7215 | 5.766 | 5.7985 | 5.8595 | 5.947 | 6.0385 | 6.1045 | 6.1045 | 6.1045 | 6.1045 | 6.1045 | 6.1045 | 6.1045 | 6.1045 | 6.1045 | 6.1045 | 6.1045 | 6.1045 | 45855.9224 | 16344.0402 | 0.00073353 | 66564.1603 | 37716.7349 | 2351.0769 | 847.1869 | 62199.9626 | 3198.2638 | 59001.6988 | 21284.9639 | TRUE
| 60718145 | BAS032 | BAS | 22KV | 358.18 | 1 | 37239.5893 | 50% | Three phase | 97.13 | 0.0033253 | 0.00361 | 0.0039203 | 0.0042585 | 0.0046271 | 0.0050289 | 0.005467 | 0.0059447 | 0.0064658 | 0.0070341 | 0.0076542 | 0.0083307 | 0.0090689 | 0.0098746 | 0.010754 | 0.011714 | 0.011739 | 0.011739 | 0.011739 | 0.011739 | 5.6255 | 5.649 | 5.7215 | 5.766 | 5.7985 | 5.8595 | 5.947 | 6.0385 | 6.1045 | 6.1045 | 6.1045 | 6.1045 | 6.1045 | 6.1045 | 6.1045 | 6.1045 | 6.1045 | 6.1045 | 6.1045 | 6.1045 | 23035.9834 | 4292.0606 | 0.00038338 | 34790.0234 | 19712.8017 | 1228.7997 | 231.4237 | 27328.044 | 1460.2234 | 25867.8207 | 6155.019 | TRUE
| 60718170 | BAS032 | BAS | 22KV | 1063.42 | 1 | 37239.5893 | 50% | Three phase | 97.13 | 0.0056785 | 0.0062108 | 0.0067961 | 0.0074397 | 0.0081477 | 0.0089267 | 0.009784 | 0.010728 | 0.011767 | 0.012911 | 0.014171 | 0.015559 | 0.017089 | 0.018775 | 0.020633 | 0.022682 | 0.02494 | 0.027432 | 0.030179 | 0.03321 | 5.6255 | 5.649 | 5.7215 | 5.766 | 5.7985 | 5.8595 | 5.947 | 6.0385 | 6.1045 | 6.1045 | 6.1045 | 6.1045 | 6.1045 | 6.1045 | 6.1045 | 6.1045 | 6.1045 | 6.1045 | 6.1045 | 6.1045 | 45813.2392 | 25297.9323 | 0.0011382 | 103289.9846 | 58526.4045 | 3648.25 | 2039.9276 | 71111.1715 | 5688.1776 | 65422.9939 | 6896.5894 | TRUE
| 60718194 | BAS032 | BAS | 22KV | 214.45 | 1 | 37239.5893 | 50% | Three phase | 97.13 | 0.0019909 | 0.0021614 | 0.0023472 | 0.0025496 | 0.0027703 | 0.0030109 | 0.0032732 | 0.0035592 | 0.0038712 | 0.0042115 | 0.0045827 | 0.0049878 | 0.0054298 | 0.0059121 | 0.0064387 | 0.0070134 | 0.0070285 | 0.0070285 | 0.0070285 | 0.0070285 | 5.6255 | 5.649 | 5.7215 | 5.766 | 5.7985 | 5.8595 | 5.947 | 6.0385 | 6.1045 | 6.1045 | 6.1045 | 6.1045 | 6.1045 | 6.1045 | 6.1045 | 6.1045 | 6.1045 | 6.1045 | 6.1045 | 6.1045 | 13792.1342 | 1538.563 | 0.00022954 | 20829.5285 | 11802.4745 | 735.7086 | 82.9578 | 15330.6972 | 818.6664 | 14512.0309 | 2709.5564 | TRUE
| 60718209 | BAS032 | BAS | 22KV | 27.92 | 1 | 37239.5893 | 50% | Three phase | 97.13 | 0.00015758 | 0.00017169 | 0.00018713 | 0.00020405 | 0.00022257 | 0.00024287 | 0.00026511 | 0.00028948 | 0.0003162 | 0.0003455 | 0.00037763 | 0.00041286 | 0.00045152 | 0.00049393 | 0.00054047 | 0.00059154 | 0.00064761 | 0.00070916 | 0.00077674 | 0.00085096 | 5.6255 | 5.649 | 5.7215 | 5.766 | 5.7985 | 5.8595 | 5.947 | 6.0385 | 6.1045 | 6.1045 | 6.1045 | 6.1045 | 6.1045 | 6.1045 | 6.1045 | 6.1045 | 6.1045 | 6.1045 | 6.1045 | 6.1045 | 1212.7028 | 17.5899 | 2.9885e-05 | 2711.8696 | 1536.6057 | 95.7845 | 1.4062 | 1230.2926 | 97.1907 | 1133.102 | -403.5037 | FALSE
| 60718210 | BAS032 | BAS | 22KV | 707.18 | 1 | 37239.5893 | 50% | Three phase | 97.13 | 0.0066388 | 0.0072479 | 0.0079156 | 0.0086475 | 0.00945 | 0.01033 | 0.011295 | 0.012354 | 0.013516 | 0.014791 | 0.01619 | 0.017726 | 0.019412 | 0.021263 | 0.023178 | 0.023178 | 0.023178 | 0.023178 | 0.023178 | 0.023178 | 5.6255 | 5.649 | 5.7215 | 5.766 | 5.7985 | 5.8595 | 5.947 | 6.0385 | 6.1045 | 6.1045 | 6.1045 | 6.1045 | 6.1045 | 6.1045 | 6.1045 | 6.1045 | 6.1045 | 6.1045 | 6.1045 | 6.1045 | 47319.3026 | 17403.8456 | 0.00075694 | 68688.3934 | 38920.3727 | 2426.1058 | 902.1215 | 64723.1482 | 3328.2273 | 61394.9209 | 22474.5482 | TRUE
| 60718300 | BAS032 | BAS | 22KV | 374.22 | 1 | 37239.5893 | 50% | Three phase | 97.13 | 0.0027806 | 0.0030433 | 0.0033321 | 0.0036496 | 0.0039989 | 0.0043831 | 0.0048059 | 0.0052712 | 0.0057833 | 0.0063471 | 0.0069679 | 0.0076516 | 0.0084047 | 0.0092344 | 0.010149 | 0.011156 | 0.012265 | 0.012265 | 0.012265 | 0.012265 | 5.6255 | 5.649 | 5.7215 | 5.766 | 5.7985 | 5.8595 | 5.947 | 6.0385 | 6.1045 | 6.1045 | 6.1045 | 6.1045 | 6.1045 | 6.1045 | 6.1045 | 6.1045 | 6.1045 | 6.1045 | 6.1045 | 6.1045 | 21581.5291 | 4195.8827 | 0.00040055 | 36347.9886 | 20595.5794 | 1283.8277 | 252.615 | 25777.4118 | 1536.4427 | 24240.969 | 3645.3896 | TRUE
| 60718327 | BAS032 | BAS | 22KV | 85.57 | 1 | 37239.5893 | 50% | Three phase | 97.13 | 0.00079503 | 0.00087046 | 0.00095338 | 0.0010446 | 0.0011448 | 0.0012551 | 0.0013765 | 0.00151 | 0.001657 | 0.0018187 | 0.0019968 | 0.0021929 | 0.0024088 | 0.0026467 | 0.0028045 | 0.0028045 | 0.0028045 | 0.0028045 | 0.0028045 | 0.0028045 | 5.6255 | 5.649 | 5.7215 | 5.766 | 5.7985 | 5.8595 | 5.947 | 6.0385 | 6.1045 | 6.1045 | 6.1045 | 6.1045 | 6.1045 | 6.1045 | 6.1045 | 6.1045 | 6.1045 | 6.1045 | 6.1045 | 6.1045 | 5768.2128 | 256.6726 | 9.1591e-05 | 8311.4141 | 4709.4322 | 293.563 | 13.2083 | 6024.8854 | 306.7713 | 5718.114 | 1008.6818 | TRUE
| 60718524 | BAN006 | BAN | 22KV | 1900.03 | 12 | 44753.327 | 7.692% | Covered | 390 | 0.023035 | 0.024521 | 0.026107 | 0.027799 | 0.029605 | 0.031532 | 0.03359 | 0.035787 | 0.038133 | 0.040637 | 0.043311 | 0.046167 | 0.049217 | 0.052475 | 0.055954 | 0.059671 | 0.062273 | 0.062273 | 0.062273 | 0.062273 | 0.79946 | 0.80808 | 0.82008 | 0.831 | 0.83438 | 0.84046 | 0.85346 | 0.87077 | 0.87754 | 0.87754 | 0.87754 | 0.87754 | 0.87754 | 0.87754 | 0.87754 | 0.87754 | 0.87754 | 0.87754 | 0.87754 | 0.87754 | 22687.1517 | 522604.346 | 0.0020337 | 741011.7 | 419873.7241 | 1124.9126 | 26147.9254 | 545291.4977 | 27272.838 | 518018.6597 | 98144.9356 | TRUE
| 60718527 | BAN006 | BAN | 22KV | 5826.51 | 12 | 44753.327 | 7.692% | Covered | 390 | 0.070638 | 0.075194 | 0.080057 | 0.085246 | 0.090784 | 0.096695 | 0.10301 | 0.10974 | 0.11694 | 0.12462 | 0.13282 | 0.14157 | 0.15093 | 0.16092 | 0.17159 | 0.18298 | 0.19096 | 0.19096 | 0.19096 | 0.19096 | 0.79946 | 0.80808 | 0.82008 | 0.831 | 0.83438 | 0.84046 | 0.85346 | 0.87077 | 0.87754 | 0.87754 | 0.87754 | 0.87754 | 0.87754 | 0.87754 | 0.87754 | 0.87754 | 0.87754 | 0.87754 | 0.87754 | 0.87754 | 69570.9626 | 4914384.0526 | 0.0062365 | 2272338.9 | 1287557.8027 | 3449.5848 | 245885.7232 | 4983955.0152 | 249335.308 | 4734619.7072 | 3447061.9045 | TRUE
| 60718580 | BAN003 | BAN | 22KV | 1242.56 | 26 | 44753.327 | 3.704% | Three phase | 97.13 | 0.0097411 | 0.010478 | 0.011274 | 0.012134 | 0.013062 | 0.014064 | 0.015146 | 0.016315 | 0.017579 | 0.018943 | 0.020418 | 0.022012 | 0.023735 | 0.025597 | 0.027611 | 0.029787 | 0.032141 | 0.034687 | 0.03744 | 0.040418 | 0.34148 | 0.34974 | 0.36067 | 0.36815 | 0.37456 | 0.38281 | 0.39396 | 0.40381 | 0.40889 | 0.40889 | 0.40889 | 0.40889 | 0.40889 | 0.40889 | 0.40889 | 0.40889 | 0.40889 | 0.40889 | 0.40889 | 0.40889 | 5121.5703 | 41633.7308 | 0.00133 | 120689.8528 | 68385.5571 | 335.8498 | 2785.0939 | 46755.3011 | 3120.9437 | 43634.3575 | -24751.1997 | FALSE
| 60718581 | BAN003 | BAN | 22KV | 1013.11 | 26 | 44753.327 | 3.704% | Single phase | 44.74 | 0.01002 | 0.010756 | 0.011549 | 0.012403 | 0.013323 | 0.014313 | 0.01538 | 0.01653 | 0.017769 | 0.019104 | 0.020542 | 0.022093 | 0.023765 | 0.025567 | 0.02751 | 0.029605 | 0.031864 | 0.033204 | 0.033204 | 0.033204 | 0.34148 | 0.34974 | 0.36067 | 0.36815 | 0.37456 | 0.38281 | 0.39396 | 0.40381 | 0.40889 | 0.40889 | 0.40889 | 0.40889 | 0.40889 | 0.40889 | 0.40889 | 0.40889 | 0.40889 | 0.40889 | 0.40889 | 0.40889 | 5029.4795 | 15371.9953 | 0.0010844 | 45326.5414 | 25683.0273 | 273.8321 | 852.8269 | 20401.4748 | 1126.659 | 19274.8159 | -6408.2115 | FALSE
| 60718618 | BAN003 | BAN | 22KV | 610.23 | 26 | 44753.327 | 3.704% | Three phase | 97.13 | 0.0052014 | 0.0055953 | 0.0060206 | 0.0064796 | 0.0069752 | 0.0075104 | 0.0080884 | 0.0087127 | 0.0093871 | 0.010116 | 0.010903 | 0.011754 | 0.012673 | 0.013666 | 0.01474 | 0.015902 | 0.017157 | 0.018514 | 0.019982 | 0.02 | 0.34148 | 0.34974 | 0.36067 | 0.36815 | 0.37456 | 0.38281 | 0.39396 | 0.40381 | 0.40889 | 0.40889 | 0.40889 | 0.40889 | 0.40889 | 0.40889 | 0.40889 | 0.40889 | 0.40889 | 0.40889 | 0.40889 | 0.40889 | 2719.7084 | 10859.3754 | 0.00065317 | 59271.6399 | 33584.6305 | 164.9382 | 671.7261 | 13579.0838 | 836.6643 | 12742.4195 | -20842.211 | FALSE
| 60718623 | BAN003 | BAN | 22KV | 212.65 | 26 | 44753.327 | 3.704% | Three phase | 97.13 | 0.001999 | 0.0021601 | 0.0023348 | 0.0025242 | 0.0027297 | 0.0029526 | 0.0031945 | 0.0034569 | 0.0037417 | 0.0040508 | 0.0043863 | 0.0047505 | 0.005146 | 0.0055754 | 0.0060418 | 0.0065483 | 0.0069696 | 0.0069696 | 0.0069696 | 0.0069696 | 0.34148 | 0.34974 | 0.36067 | 0.36815 | 0.37456 | 0.38281 | 0.39396 | 0.40381 | 0.40889 | 0.40889 | 0.40889 | 0.40889 | 0.40889 | 0.40889 | 0.40889 | 0.40889 | 0.40889 | 0.40889 | 0.40889 | 0.40889 | 1064.6504 | 1481.0711 | 0.00022761 | 20654.6945 | 11703.4097 | 57.4769 | 81.571 | 2545.7215 | 139.0479 | 2406.6736 | -9296.736 | FALSE
| 60718637 | BAN003 | BAN | 22KV | 440.47 | 26 | 44753.327 | 3.704% | Single phase | 44.74 | 0.0029241 | 0.0031452 | 0.0033838 | 0.0036415 | 0.0039199 | 0.0042205 | 0.0045453 | 0.0048963 | 0.0052755 | 0.0056854 | 0.0061284 | 0.0066074 | 0.0071252 | 0.0076851 | 0.0082906 | 0.0089455 | 0.0096538 | 0.01042 | 0.011249 | 0.012146 | 0.34148 | 0.34974 | 0.36067 | 0.36815 | 0.37456 | 0.38281 | 0.39396 | 0.40381 | 0.40889 | 0.40889 | 0.40889 | 0.40889 | 0.40889 | 0.40889 | 0.40889 | 0.40889 | 0.40889 | 0.40889 | 0.40889 | 0.40889 | 1537.717 | 2041.0615 | 0.00047146 | 19706.6278 | 11166.214 | 119.054 | 161.2057 | 3578.7785 | 280.2597 | 3298.5188 | -7867.6952 | FALSE
| 60718656 | BAN003 | BAN | 22KV | 1610.95 | 26 | 44753.327 | 3.704% | Three phase | 97.13 | 0.015143 | 0.016364 | 0.017687 | 0.019123 | 0.020679 | 0.022368 | 0.0242 | 0.026188 | 0.028346 | 0.030687 | 0.033229 | 0.035988 | 0.038984 | 0.042237 | 0.04577 | 0.049607 | 0.052799 | 0.052799 | 0.052799 | 0.052799 | 0.34148 | 0.34974 | 0.36067 | 0.36815 | 0.37456 | 0.38281 | 0.39396 | 0.40381 | 0.40889 | 0.40889 | 0.40889 | 0.40889 | 0.40889 | 0.40889 | 0.40889 | 0.40889 | 0.40889 | 0.40889 | 0.40889 | 0.40889 | 8065.3588 | 84998.1088 | 0.0017243 | 156471.5735 | 88660.2766 | 435.4214 | 4681.3297 | 93063.4675 | 5116.751 | 87946.7165 | -713.5601 | FALSE
| 60718659 | BAN003 | BAN | 22KV | 551.52 | 26 | 44753.327 | 3.704% | Single phase | 44.74 | 0.0051092 | 0.0054803 | 0.0058796 | 0.0063094 | 0.0067719 | 0.0072698 | 0.0078058 | 0.0083828 | 0.0090041 | 0.0096732 | 0.010394 | 0.01117 | 0.012006 | 0.012907 | 0.013877 | 0.014922 | 0.016049 | 0.017263 | 0.018076 | 0.018076 | 0.34148 | 0.34974 | 0.36067 | 0.36815 | 0.37456 | 0.38281 | 0.39396 | 0.40381 | 0.40889 | 0.40889 | 0.40889 | 0.40889 | 0.40889 | 0.40889 | 0.40889 | 0.40889 | 0.40889 | 0.40889 | 0.40889 | 0.40889 | 2575.0857 | 4283.8289 | 0.00059033 | 24675.0048 | 13981.407 | 149.0696 | 252.7378 | 6858.9146 | 401.8074 | 6457.1072 | -7524.2998 | FALSE
| 60718662 | BAN003 | BAN | 22KV | 712.73 | 26 | 44753.327 | 3.704% | Three phase | 97.13 | 0.0055875 | 0.0060104 | 0.006467 | 0.0069599 | 0.0074922 | 0.008067 | 0.0086878 | 0.0093585 | 0.010083 | 0.010866 | 0.011712 | 0.012626 | 0.013614 | 0.014683 | 0.015837 | 0.017086 | 0.018436 | 0.019896 | 0.021475 | 0.023183 | 0.34148 | 0.34974 | 0.36067 | 0.36815 | 0.37456 | 0.38281 | 0.39396 | 0.40381 | 0.40889 | 0.40889 | 0.40889 | 0.40889 | 0.40889 | 0.40889 | 0.40889 | 0.40889 | 0.40889 | 0.40889 | 0.40889 | 0.40889 | 2937.7228 | 13698.1107 | 0.00076288 | 69227.4649 | 39225.8226 | 192.6428 | 916.3369 | 16635.8334 | 1108.9797 | 15526.8538 | -23698.9689 | FALSE
| 60718663 | BAN003 | BAN | 22KV | 760.82 | 26 | 44753.327 | 3.704% | Single phase | 44.74 | 0.0052357 | 0.0056225 | 0.0060393 | 0.0064887 | 0.0069731 | 0.0074955 | 0.0080588 | 0.0086664 | 0.0093218 | 0.010029 | 0.010792 | 0.011615 | 0.012503 | 0.013462 | 0.014497 | 0.015614 | 0.01682 | 0.018123 | 0.019529 | 0.021048 | 0.34148 | 0.34974 | 0.36067 | 0.36815 | 0.37456 | 0.38281 | 0.39396 | 0.40381 | 0.40889 | 0.40889 | 0.40889 | 0.40889 | 0.40889 | 0.40889 | 0.40889 | 0.40889 | 0.40889 | 0.40889 | 0.40889 | 0.40889 | 2702.4146 | 6198.2274 | 0.00081436 | 34039.0868 | 19287.3043 | 205.6409 | 480.9629 | 8900.642 | 686.6038 | 8214.0382 | -11073.2661 | FALSE
| 60718670 | BAN003 | BAN | 22KV | 71.7 | 26 | 44753.327 | 3.704% | Three phase | 97.13 | 0.00066565 | 0.00072265 | 0.00078477 | 0.00085246 | 0.00092624 | 0.0010067 | 0.0010944 | 0.00119 | 0.0012943 | 0.0014081 | 0.0015322 | 0.0016676 | 0.0018154 | 0.0019767 | 0.0021527 | 0.0023449 | 0.00235 | 0.00235 | 0.00235 | 0.00235 | 0.34148 | 0.34974 | 0.36067 | 0.36815 | 0.37456 | 0.38281 | 0.39396 | 0.40381 | 0.40889 | 0.40889 | 0.40889 | 0.40889 | 0.40889 | 0.40889 | 0.40889 | 0.40889 | 0.40889 | 0.40889 | 0.40889 | 0.40889 | 366.8912 | 171.9893 | 7.6745e-05 | 6964.221 | 3946.0826 | 19.3797 | 9.2735 | 538.8805 | 28.6532 | 510.2273 | -3435.8553 | FALSE
| 60718950 | BAS022 | BAS | 22KV | 1293.98 | 24 | 37239.5893 | 4% | Covered | 390 | 0.0096771 | 0.010393 | 0.011164 | 0.011995 | 0.012891 | 0.013857 | 0.014899 | 0.016023 | 0.017235 | 0.018542 | 0.019952 | 0.021474 | 0.023116 | 0.024888 | 0.0268 | 0.028864 | 0.031093 | 0.033499 | 0.036097 | 0.038902 | 0.4712 | 0.47752 | 0.48752 | 0.35376 | 0.35712 | 0.36152 | 0.36936 | 0.37856 | 0.38448 | 0.38448 | 0.38448 | 0.38448 | 0.38448 | 0.38448 | 0.38448 | 0.38448 | 0.38448 | 0.38448 | 0.38448 | 0.38448 | 4077.9411 | 169874.9569 | 0.001385 | 504652.2 | 285947.17 | 296.1099 | 12127.5046 | 173952.898 | 12423.6145 | 161529.2835 | -124417.8865 | FALSE
| 60718961 | BAS022 | BAS | 22KV | 249.37 | 24 | 37239.5893 | 4% | Single phase | 44.74 | 0.0029802 | 0.0032063 | 0.0034503 | 0.0037136 | 0.0039978 | 0.0043045 | 0.0046357 | 0.0049932 | 0.0053792 | 0.005796 | 0.0062462 | 0.0067324 | 0.0072575 | 0.0078249 | 0.008173 | 0.008173 | 0.008173 | 0.008173 | 0.008173 | 0.008173 | 0.4712 | 0.47752 | 0.48752 | 0.35376 | 0.35712 | 0.36152 | 0.36936 | 0.37856 | 0.38448 | 0.38448 | 0.38448 | 0.38448 | 0.38448 | 0.38448 | 0.38448 | 0.38448 | 0.38448 | 0.38448 | 0.38448 | 0.38448 | 1179.7456 | 1085.4503 | 0.00026692 | 11156.8138 | 6321.699 | 57.065 | 51.6697 | 2265.1959 | 108.7347 | 2156.4612 | -4165.2378 | FALSE
| 60718970 | BAS022 | BAS | 22KV | 525.79 | 24 | 37239.5893 | 4% | Covered | 390 | 0.0039321 | 0.0042229 | 0.0045363 | 0.004874 | 0.0052381 | 0.0056307 | 0.0060541 | 0.0065106 | 0.007003 | 0.0075342 | 0.0081073 | 0.0087255 | 0.0093927 | 0.010113 | 0.01089 | 0.011729 | 0.012634 | 0.013612 | 0.014667 | 0.015807 | 0.4712 | 0.47752 | 0.48752 | 0.35376 | 0.35712 | 0.36152 | 0.36936 | 0.37856 | 0.38448 | 0.38448 | 0.38448 | 0.38448 | 0.38448 | 0.38448 | 0.38448 | 0.38448 | 0.38448 | 0.38448 | 0.38448 | 0.38448 | 1657.0122 | 28047.8048 | 0.00056279 | 205058.1 | 116190.484 | 120.32 | 2002.3545 | 29704.817 | 2122.6744 | 27582.1425 | -88608.3415 | FALSE
| 60718985 | BAN006 | BAN | 22KV | 1408.96 | 12 | 44753.327 | 7.692% | Single phase | 44.74 | 0.014747 | 0.015841 | 0.01702 | 0.01829 | 0.019659 | 0.021135 | 0.022726 | 0.024441 | 0.02629 | 0.028283 | 0.030434 | 0.032752 | 0.035254 | 0.037952 | 0.040863 | 0.044003 | 0.046178 | 0.046178 | 0.046178 | 0.046178 | 0.79946 | 0.80808 | 0.82008 | 0.831 | 0.83438 | 0.84046 | 0.85346 | 0.87077 | 0.87754 | 0.87754 | 0.87754 | 0.87754 | 0.87754 | 0.87754 | 0.87754 | 0.87754 | 0.87754 | 0.87754 | 0.87754 | 0.87754 | 15960.2927 | 31238.8325 | 0.0015081 | 63036.8704 | 35718.094 | 834.1747 | 1649.4723 | 47199.1252 | 2483.6469 | 44715.4782 | 8997.3843 | TRUE
| 60719002 | BAN006 | BAN | 22KV | 2138.06 | 12 | 44753.327 | 7.692% | Covered | 390 | 0.022378 | 0.024038 | 0.025827 | 0.027755 | 0.029832 | 0.032072 | 0.034486 | 0.037088 | 0.039894 | 0.042919 | 0.046182 | 0.049701 | 0.053497 | 0.057591 | 0.062008 | 0.066773 | 0.070074 | 0.070074 | 0.070074 | 0.070074 | 0.79946 | 0.80808 | 0.82008 | 0.831 | 0.83438 | 0.84046 | 0.85346 | 0.87077 | 0.87754 | 0.87754 | 0.87754 | 0.87754 | 0.87754 | 0.87754 | 0.87754 | 0.87754 | 0.87754 | 0.87754 | 0.87754 | 0.87754 | 24219.3273 | 627055.3409 | 0.0022885 | 833843.4 | 472474.2317 | 1265.8382 | 33109.765 | 651274.6681 | 34375.6032 | 616899.0649 | 144424.8332 | TRUE
| 60719042 | BAN006 | BAN | 22KV | 771.64 | 12 | 44753.327 | 7.692% | Three phase | 97.13 | 0.009355 | 0.0099585 | 0.010602 | 0.01129 | 0.012023 | 0.012806 | 0.013642 | 0.014534 | 0.015486 | 0.016504 | 0.01759 | 0.018749 | 0.019988 | 0.021311 | 0.022724 | 0.024233 | 0.02529 | 0.02529 | 0.02529 | 0.02529 | 0.79946 | 0.80808 | 0.82008 | 0.831 | 0.83438 | 0.84046 | 0.85346 | 0.87077 | 0.87754 | 0.87754 | 0.87754 | 0.87754 | 0.87754 | 0.87754 | 0.87754 | 0.87754 | 0.87754 | 0.87754 | 0.87754 | 0.87754 | 9213.7038 | 21466.9501 | 0.00082594 | 74949.3932 | 42467.9946 | 456.8494 | 1074.0749 | 30680.654 | 1530.9243 | 29149.7297 | -13318.2649 | FALSE
| 60719137 | BAN008 | BAN | 22KV | 1075.47 | 7 | 44753.327 | 12.5% | Three phase | 97.13 | 0.0071397 | 0.0076794 | 0.0082621 | 0.0088913 | 0.0095709 | 0.010305 | 0.011098 | 0.011955 | 0.012881 | 0.013882 | 0.014963 | 0.016133 | 0.017397 | 0.018764 | 0.020243 | 0.021842 | 0.023571 | 0.025442 | 0.027466 | 0.029656 | 1.0517 | 0.010375 | 0.010375 | 0.01075 | 0.011625 | 0.011625 | 0.011625 | 0.011625 | 0.011625 | 0.011625 | 0.011625 | 0.011625 | 0.011625 | 0.011625 | 0.011625 | 0.011625 | 0.011625 | 0.011625 | 0.011625 | 0.011625 | 435.1745 | 26416.6308 | 0.0011511 | 104460.4011 | 59189.5885 | 61.1702 | 2086.4198 | 26851.8053 | 2147.59 | 24704.2153 | -34485.3732 | FALSE
| 60719138 | BAN008 | BAN | 22KV | 557.59 | 7 | 44753.327 | 12.5% | Three phase | 97.13 | 0.0048209 | 0.0051766 | 0.0055598 | 0.0059727 | 0.0064176 | 0.0068971 | 0.007414 | 0.0079711 | 0.0085718 | 0.0092195 | 0.0099179 | 0.010671 | 0.011483 | 0.01236 | 0.013305 | 0.014325 | 0.015425 | 0.016613 | 0.017894 | 0.018275 | 1.0517 | 0.010375 | 0.010375 | 0.01075 | 0.011625 | 0.011625 | 0.011625 | 0.011625 | 0.011625 | 0.011625 | 0.011625 | 0.011625 | 0.011625 | 0.011625 | 0.011625 | 0.011625 | 0.011625 | 0.011625 | 0.011625 | 0.011625 | 292.0574 | 9024.917 | 0.00059683 | 54158.7167 | 30687.5344 | 31.7144 | 560.8349 | 9316.9744 | 592.5493 | 8724.425 | -21963.1094 | FALSE
| 60719170 | BAN008 | BAN | 22KV | 286.11 | 7 | 44753.327 | 12.5% | Three phase | 97.13 | 0.0018994 | 0.002043 | 0.002198 | 0.0023654 | 0.0025462 | 0.0027415 | 0.0029525 | 0.0031804 | 0.0034268 | 0.003693 | 0.0039808 | 0.0042919 | 0.0046282 | 0.0049919 | 0.0053852 | 0.0058106 | 0.0062707 | 0.0067684 | 0.0073069 | 0.0078895 | 1.0517 | 0.010375 | 0.010375 | 0.01075 | 0.011625 | 0.011625 | 0.011625 | 0.011625 | 0.011625 | 0.011625 | 0.011625 | 0.011625 | 0.011625 | 0.011625 | 0.011625 | 0.011625 | 0.011625 | 0.011625 | 0.011625 | 0.011625 | 115.7706 | 1869.5923 | 0.00030624 | 27789.8643 | 15746.3557 | 16.2733 | 147.6628 | 1985.3628 | 163.9361 | 1821.4267 | -13924.929 | FALSE
| 60719178 | BAN008 | BAN | 22KV | 822.99 | 7 | 44753.327 | 12.5% | Three phase | 97.13 | 0.0071155 | 0.0076405 | 0.0082061 | 0.0088155 | 0.0094722 | 0.01018 | 0.010943 | 0.011765 | 0.012652 | 0.013608 | 0.014639 | 0.01575 | 0.016949 | 0.018243 | 0.019638 | 0.021143 | 0.022767 | 0.02452 | 0.026412 | 0.026973 | 1.0517 | 0.010375 | 0.010375 | 0.01075 | 0.011625 | 0.011625 | 0.011625 | 0.011625 | 0.011625 | 0.011625 | 0.011625 | 0.011625 | 0.011625 | 0.011625 | 0.011625 | 0.011625 | 0.011625 | 0.011625 | 0.011625 | 0.011625 | 431.07 | 19660.8541 | 0.0008809 | 79937.0187 | 45294.0942 | 46.8097 | 1221.7834 | 20091.924 | 1268.5931 | 18823.3309 | -26470.7633 | FALSE
| 60719196 | BAS033 | BAS | 22KV | 938.02 | 23 | 37239.5893 | 4.167% | Three phase | 97.13 | 0.0086861 | 0.0094177 | 0.010214 | 0.01108 | 0.012024 | 0.01305 | 0.014168 | 0.015386 | 0.016712 | 0.018156 | 0.01973 | 0.021444 | 0.023313 | 0.025349 | 0.027568 | 0.029988 | 0.030743 | 0.030743 | 0.030743 | 0.030743 | 0.405 | 0.33225 | 0.341 | 0.34929 | 0.35633 | 0.36475 | 0.37721 | 0.39079 | 0.40058 | 0.40058 | 0.40058 | 0.40058 | 0.40058 | 0.40058 | 0.40058 | 0.40058 | 0.40058 | 0.40058 | 0.40058 | 0.40058 | 3868.0479 | 29129.7117 | 0.001004 | 91109.8826 | 51624.8876 | 207.0447 | 1587.1914 | 32997.7596 | 1794.2361 | 31203.5235 | -20421.3641 | FALSE
| 60719197 | BAS033 | BAS | 22KV | 5122.09 | 23 | 37239.5893 | 4.167% | Three phase | 97.13 | 0.048149 | 0.05203 | 0.056238 | 0.060801 | 0.065751 | 0.07112 | 0.076946 | 0.083267 | 0.090126 | 0.097571 | 0.10565 | 0.11443 | 0.12395 | 0.1343 | 0.14553 | 0.15773 | 0.16788 | 0.16788 | 0.16788 | 0.16788 | 0.405 | 0.33225 | 0.341 | 0.34929 | 0.35633 | 0.36475 | 0.37721 | 0.39079 | 0.40058 | 0.40058 | 0.40058 | 0.40058 | 0.40058 | 0.40058 | 0.40058 | 0.40058 | 0.40058 | 0.40058 | 0.40058 | 0.40058 | 20887.3692 | 859289.5901 | 0.0054825 | 497508.6017 | 281899.4482 | 1130.5749 | 47325.9688 | 880176.9593 | 48456.5436 | 831720.4157 | 549820.9675 | TRUE
| 60719209 | BAS033 | BAS | 22KV | 121.35 | 23 | 37239.5893 | 4.167% | Three phase | 97.13 | 0.0011275 | 0.0012344 | 0.001352 | 0.0014813 | 0.0016235 | 0.00178 | 0.0019521 | 0.0021414 | 0.0023498 | 0.0025792 | 0.0028318 | 0.0031098 | 0.0034161 | 0.0037533 | 0.0039772 | 0.0039772 | 0.0039772 | 0.0039772 | 0.0039772 | 0.0039772 | 0.405 | 0.33225 | 0.341 | 0.34929 | 0.35633 | 0.36475 | 0.37721 | 0.39079 | 0.40058 | 0.40058 | 0.40058 | 0.40058 | 0.40058 | 0.40058 | 0.40058 | 0.40058 | 0.40058 | 0.40058 | 0.40058 | 0.40058 | 530.1448 | 516.1975 | 0.00012989 | 11786.7255 | 6678.621 | 26.785 | 26.5635 | 1046.3424 | 53.3485 | 992.9939 | -5685.6271 | FALSE
| 60719256 | BAS033 | BAS | 22KV | 385.67 | 23 | 37239.5893 | 4.167% | Three phase | 97.13 | 0.00359 | 0.0039026 | 0.0042438 | 0.0046161 | 0.0050224 | 0.0054661 | 0.0059505 | 0.0064794 | 0.0070572 | 0.0076883 | 0.0083777 | 0.0091311 | 0.0099543 | 0.010854 | 0.011837 | 0.01264 | 0.01264 | 0.01264 | 0.01264 | 0.01264 | 0.405 | 0.33225 | 0.341 | 0.34929 | 0.35633 | 0.36475 | 0.37721 | 0.39079 | 0.40058 | 0.40058 | 0.40058 | 0.40058 | 0.40058 | 0.40058 | 0.40058 | 0.40058 | 0.40058 | 0.40058 | 0.40058 | 0.40058 | 1622.6584 | 5023.4714 | 0.00041281 | 37460.1271 | 21225.7419 | 85.1271 | 268.31 | 6646.1298 | 353.4371 | 6292.6927 | -14933.0492 | FALSE
| 60719325 | BAS033 | BAS | 22KV | 944.82 | 23 | 37239.5893 | 4.167% | Three phase | 97.13 | 0.0088188 | 0.0096001 | 0.010454 | 0.011387 | 0.012407 | 0.013522 | 0.014741 | 0.016074 | 0.017533 | 0.019128 | 0.020874 | 0.022784 | 0.024875 | 0.027163 | 0.029668 | 0.030966 | 0.030966 | 0.030966 | 0.030966 | 0.030966 | 0.405 | 0.33225 | 0.341 | 0.34929 | 0.35633 | 0.36475 | 0.37721 | 0.39079 | 0.40058 | 0.40058 | 0.40058 | 0.40058 | 0.40058 | 0.40058 | 0.40058 | 0.40058 | 0.40058 | 0.40058 | 0.40058 | 0.40058 | 4014.1932 | 30442.5022 | 0.0010113 | 91770.3666 | 51999.1325 | 208.5457 | 1610.2869 | 34456.6954 | 1818.8326 | 32637.8628 | -19361.2697 | FALSE
| 60719406 | BAS033 | BAS | 22KV | 398.25 | 23 | 37239.5893 | 4.167% | Three phase | 97.13 | 0.0031221 | 0.0033584 | 0.0036135 | 0.003889 | 0.0041864 | 0.0045076 | 0.0048545 | 0.0052292 | 0.005634 | 0.0060715 | 0.0065442 | 0.007055 | 0.0076072 | 0.0082041 | 0.0088494 | 0.0095471 | 0.010302 | 0.011117 | 0.012 | 0.012954 | 0.405 | 0.33225 | 0.341 | 0.34929 | 0.35633 | 0.36475 | 0.37721 | 0.39079 | 0.40058 | 0.40058 | 0.40058 | 0.40058 | 0.40058 | 0.40058 | 0.40058 | 0.40058 | 0.40058 | 0.40058 | 0.40058 | 0.40058 | 1337.1581 | 4276.8317 | 0.00042627 | 38682.0225 | 21918.095 | 87.9039 | 286.0992 | 5613.9898 | 374.0031 | 5239.9867 | -16678.1083 | FALSE
| 60719427 | BAS033 | BAS | 22KV | 31 | 23 | 37239.5893 | 4.167% | Three phase | 97.13 | 0.0002919 | 0.00031917 | 0.00034911 | 0.00038198 | 0.00041808 | 0.00045773 | 0.00050129 | 0.00054915 | 0.00060175 | 0.00065957 | 0.00072312 | 0.000793 | 0.00086984 | 0.00095435 | 0.001016 | 0.001016 | 0.001016 | 0.001016 | 0.001016 | 0.001016 | 0.405 | 0.33225 | 0.341 | 0.34929 | 0.35633 | 0.36475 | 0.37721 | 0.39079 | 0.40058 | 0.40058 | 0.40058 | 0.40058 | 0.40058 | 0.40058 | 0.40058 | 0.40058 | 0.40058 | 0.40058 | 0.40058 | 0.40058 | 135.6792 | 33.755 | 3.3181e-05 | 3011.03 | 1706.1166 | 6.8425 | 1.7335 | 169.4342 | 8.576 | 160.8582 | -1545.2585 | FALSE
| 60719463 | BAS033 | BAS | 22KV | 741.59 | 23 | 37239.5893 | 4.167% | Three phase | 97.13 | 0.0085688 | 0.0093069 | 0.010111 | 0.010988 | 0.011944 | 0.012986 | 0.014122 | 0.015361 | 0.016712 | 0.018187 | 0.019795 | 0.02155 | 0.023465 | 0.024305 | 0.024305 | 0.024305 | 0.024305 | 0.024305 | 0.024305 | 0.024305 | 0.405 | 0.33225 | 0.341 | 0.34929 | 0.35633 | 0.36475 | 0.37721 | 0.39079 | 0.40058 | 0.40058 | 0.40058 | 0.40058 | 0.40058 | 0.40058 | 0.40058 | 0.40058 | 0.40058 | 0.40058 | 0.40058 | 0.40058 | 3567.8068 | 21285.1424 | 0.00079377 | 72030.6367 | 40814.1621 | 163.6877 | 992.0483 | 24852.9492 | 1155.736 | 23697.2132 | -17116.949 | FALSE
| 60719506 | BAS033 | BAS | 22KV | 2854.51 | 23 | 37239.5893 | 4.167% | Three phase | 97.13 | 0.026833 | 0.028996 | 0.031341 | 0.033884 | 0.036643 | 0.039635 | 0.042881 | 0.046404 | 0.050227 | 0.054376 | 0.05888 | 0.063769 | 0.069078 | 0.074842 | 0.081102 | 0.087901 | 0.093556 | 0.093556 | 0.093556 | 0.093556 | 0.405 | 0.33225 | 0.341 | 0.34929 | 0.35633 | 0.36475 | 0.37721 | 0.39079 | 0.40058 | 0.40058 | 0.40058 | 0.40058 | 0.40058 | 0.40058 | 0.40058 | 0.40058 | 0.40058 | 0.40058 | 0.40058 | 0.40058 | 11640.4054 | 266875.2368 | 0.0030554 | 277258.5563 | 157100.8697 | 630.0626 | 14698.3383 | 278515.6423 | 15328.4009 | 263187.2414 | 106086.3716 | TRUE
| 60719525 | BAS033 | BAS | 22KV | 3129.64 | 23 | 37239.5893 | 4.167% | Three phase | 97.13 | 0.02942 | 0.031791 | 0.034362 | 0.03715 | 0.040174 | 0.043455 | 0.047014 | 0.050877 | 0.055068 | 0.059617 | 0.064555 | 0.069915 | 0.075736 | 0.082056 | 0.088919 | 0.096373 | 0.10257 | 0.10257 | 0.10257 | 0.10257 | 0.405 | 0.33225 | 0.341 | 0.34929 | 0.35633 | 0.36475 | 0.37721 | 0.39079 | 0.40058 | 0.40058 | 0.40058 | 0.40058 | 0.40058 | 0.40058 | 0.40058 | 0.40058 | 0.40058 | 0.40058 | 0.40058 | 0.40058 | 12762.358 | 320799.6664 | 0.0033499 | 303981.9332 | 172242.93 | 690.7907 | 17668.2636 | 333562.0244 | 18359.0543 | 315202.97 | 142960.0401 | TRUE
| 60719529 | BAS033 | BAS | 22KV | 118.77 | 23 | 37239.5893 | 4.167% | Three phase | 97.13 | 0.0011035 | 0.0012082 | 0.0013233 | 0.0014498 | 0.001589 | 0.0017421 | 0.0019106 | 0.0020959 | 0.0022999 | 0.0025244 | 0.0027716 | 0.0030437 | 0.0033434 | 0.0036735 | 0.0038927 | 0.0038927 | 0.0038927 | 0.0038927 | 0.0038927 | 0.0038927 | 0.405 | 0.33225 | 0.341 | 0.34929 | 0.35633 | 0.36475 | 0.37721 | 0.39079 | 0.40058 | 0.40058 | 0.40058 | 0.40058 | 0.40058 | 0.40058 | 0.40058 | 0.40058 | 0.40058 | 0.40058 | 0.40058 | 0.40058 | 518.8735 | 494.4813 | 0.00012713 | 11536.1301 | 6536.6281 | 26.2155 | 25.4459 | 1013.3548 | 51.6615 | 961.6934 | -5574.9348 | FALSE
| 60719574 | BAS033 | BAS | 22KV | 510.17 | 23 | 37239.5893 | 4.167% | Single phase | 44.74 | 0.0060969 | 0.0065595 | 0.0070587 | 0.0075974 | 0.0081788 | 0.0088064 | 0.0094839 | 0.010215 | 0.011005 | 0.011858 | 0.012779 | 0.013773 | 0.014848 | 0.016008 | 0.016721 | 0.016721 | 0.016721 | 0.016721 | 0.016721 | 0.016721 | 0.405 | 0.33225 | 0.341 | 0.34929 | 0.35633 | 0.36475 | 0.37721 | 0.39079 | 0.40058 | 0.40058 | 0.40058 | 0.40058 | 0.40058 | 0.40058 | 0.40058 | 0.40058 | 0.40058 | 0.40058 | 0.40058 | 0.40058 | 2401.473 | 4543.0903 | 0.00054607 | 22825.0058 | 12933.1564 | 112.6074 | 216.2607 | 6944.5633 | 328.8681 | 6615.6953 | -6317.4611 | FALSE
| 60719596 | BAS033 | BAS | 22KV | 286.26 | 23 | 37239.5893 | 4.167% | Three phase | 97.13 | 0.0026646 | 0.0028967 | 0.0031499 | 0.0034262 | 0.0037279 | 0.0040571 | 0.0044167 | 0.0048093 | 0.0052381 | 0.0057065 | 0.0062183 | 0.0067774 | 0.0073885 | 0.0080563 | 0.0087863 | 0.0093821 | 0.0093821 | 0.0093821 | 0.0093821 | 0.0093821 | 0.405 | 0.33225 | 0.341 | 0.34929 | 0.35633 | 0.36475 | 0.37721 | 0.39079 | 0.40058 | 0.40058 | 0.40058 | 0.40058 | 0.40058 | 0.40058 | 0.40058 | 0.40058 | 0.40058 | 0.40058 | 0.40058 | 0.40058 | 1204.4032 | 2767.5377 | 0.0003064 | 27804.4338 | 15754.6111 | 63.1848 | 147.8177 | 3971.9409 | 211.0025 | 3760.9384 | -11993.6727 | FALSE
| 60719607 | BAS033 | BAS | 22KV | 1164.21 | 23 | 37239.5893 | 4.167% | Three phase | 97.13 | 0.010781 | 0.011689 | 0.012677 | 0.013752 | 0.014923 | 0.016197 | 0.017585 | 0.019096 | 0.020742 | 0.022534 | 0.024487 | 0.026615 | 0.028934 | 0.031461 | 0.034216 | 0.037219 | 0.038157 | 0.038157 | 0.038157 | 0.038157 | 0.405 | 0.33225 | 0.341 | 0.34929 | 0.35633 | 0.36475 | 0.37721 | 0.39079 | 0.40058 | 0.40058 | 0.40058 | 0.40058 | 0.40058 | 0.40058 | 0.40058 | 0.40058 | 0.40058 | 0.40058 | 0.40058 | 0.40058 | 4800.7719 | 44871.9187 | 0.0012461 | 113079.7173 | 64073.485 | 256.9706 | 2444.9375 | 49672.6907 | 2701.9081 | 46970.7826 | -17102.7024 | FALSE
| 60719620 | BAS033 | BAS | 22KV | 294.67 | 23 | 37239.5893 | 4.167% | Single phase | 44.74 | 0.001719 | 0.0018457 | 0.0019823 | 0.0021295 | 0.0022883 | 0.0024595 | 0.0026441 | 0.0028434 | 0.0030583 | 0.0032902 | 0.0035405 | 0.0038107 | 0.0041023 | 0.0044171 | 0.004757 | 0.005124 | 0.0055203 | 0.0059484 | 0.0064108 | 0.0069104 | 0.405 | 0.33225 | 0.341 | 0.34929 | 0.35633 | 0.36475 | 0.37721 | 0.39079 | 0.40058 | 0.40058 | 0.40058 | 0.40058 | 0.40058 | 0.40058 | 0.40058 | 0.40058 | 0.40058 | 0.40058 | 0.40058 | 0.40058 | 722.4397 | 787.803 | 0.00031541 | 13183.5358 | 7470.0848 | 65.0411 | 72.1472 | 1510.2427 | 137.1883 | 1373.0544 | -6097.0304 | FALSE
| 60719641 | BAS033 | BAS | 22KV | 260.58 | 23 | 37239.5893 | 4.167% | Three phase | 97.13 | 0.0021644 | 0.0023694 | 0.0025947 | 0.0028424 | 0.0031149 | 0.0034146 | 0.0037443 | 0.0041072 | 0.0045066 | 0.0049463 | 0.0054303 | 0.0059634 | 0.0065505 | 0.0071972 | 0.0079096 | 0.0085404 | 0.0085404 | 0.0085404 | 0.0085404 | 0.0085404 | 0.405 | 0.33225 | 0.341 | 0.34929 | 0.35633 | 0.36475 | 0.37721 | 0.39079 | 0.40058 | 0.40058 | 0.40058 | 0.40058 | 0.40058 | 0.40058 | 0.40058 | 0.40058 | 0.40058 | 0.40058 | 0.40058 | 0.40058 | 1056.7079 | 2207.2513 | 0.00027892 | 25310.1354 | 14341.2861 | 57.5166 | 122.4862 | 3263.9592 | 180.0028 | 3083.9564 | -11257.3298 | FALSE
| 60719663 | BAS033 | BAS | 22KV | 25.37 | 23 | 37239.5893 | 4.167% | Three phase | 97.13 | 0.00023553 | 0.0002557 | 0.00027768 | 0.00030163 | 0.00032774 | 0.0003562 | 0.00038723 | 0.00042107 | 0.00045797 | 0.00049823 | 0.00054215 | 0.00059007 | 0.00064236 | 0.00069942 | 0.00076171 | 0.0008297 | 0.0008315 | 0.0008315 | 0.0008315 | 0.0008315 | 0.405 | 0.33225 | 0.341 | 0.34929 | 0.35633 | 0.36475 | 0.37721 | 0.39079 | 0.40058 | 0.40058 | 0.40058 | 0.40058 | 0.40058 | 0.40058 | 0.40058 | 0.40058 | 0.40058 | 0.40058 | 0.40058 | 0.40058 | 105.7291 | 21.533 | 2.7155e-05 | 2464.1881 | 1396.2638 | 5.5998 | 1.161 | 127.2621 | 6.7608 | 120.5012 | -1275.7626 | FALSE
| 60719712 | BAS033 | BAS | 22KV | 585.17 | 23 | 37239.5893 | 4.167% | Three phase | 97.13 | 0.0054619 | 0.0059458 | 0.0064745 | 0.0070524 | 0.0076841 | 0.0083747 | 0.0091298 | 0.0099557 | 0.010859 | 0.011847 | 0.012928 | 0.014111 | 0.015406 | 0.016823 | 0.018375 | 0.019179 | 0.019179 | 0.019179 | 0.019179 | 0.019179 | 0.405 | 0.33225 | 0.341 | 0.34929 | 0.35633 | 0.36475 | 0.37721 | 0.39079 | 0.40058 | 0.40058 | 0.40058 | 0.40058 | 0.40058 | 0.40058 | 0.40058 | 0.40058 | 0.40058 | 0.40058 | 0.40058 | 0.40058 | 2486.1724 | 11677.4037 | 0.00062635 | 56837.5621 | 32205.4279 | 129.1618 | 617.6881 | 14163.5762 | 746.8499 | 13416.7263 | -18788.7016 | FALSE
| 60719722 | BAS033 | BAS | 22KV | 32.74 | 23 | 37239.5893 | 4.167% | Single phase | 44.74 | 0.00020012 | 0.00021524 | 0.00023156 | 0.00024919 | 0.00026823 | 0.0002888 | 0.00031102 | 0.00033504 | 0.00036099 | 0.00038905 | 0.00041938 | 0.00045217 | 0.00048763 | 0.00052598 | 0.00056745 | 0.00061232 | 0.00066085 | 0.00071336 | 0.00077019 | 0.00083168 | 0.405 | 0.33225 | 0.341 | 0.34929 | 0.35633 | 0.36475 | 0.37721 | 0.39079 | 0.40058 | 0.40058 | 0.40058 | 0.40058 | 0.40058 | 0.40058 | 0.40058 | 0.40058 | 0.40058 | 0.40058 | 0.40058 | 0.40058 | 85.7326 | 10.3835 | 3.5044e-05 | 1464.7876 | 829.9813 | 7.2265 | 0.89065 | 96.1161 | 8.1172 | 87.9989 | -741.9824 | FALSE
| 60719777 | BAS033 | BAS | 22KV | 1377.34 | 23 | 37239.5893 | 4.167% | Single phase | 44.74 | 0.014763 | 0.015894 | 0.017115 | 0.018434 | 0.019859 | 0.021399 | 0.023062 | 0.02486 | 0.026802 | 0.028902 | 0.031171 | 0.033625 | 0.036277 | 0.039145 | 0.042247 | 0.045142 | 0.045142 | 0.045142 | 0.045142 | 0.045142 | 0.405 | 0.33225 | 0.341 | 0.34929 | 0.35633 | 0.36475 | 0.37721 | 0.39079 | 0.40058 | 0.40058 | 0.40058 | 0.40058 | 0.40058 | 0.40058 | 0.40058 | 0.40058 | 0.40058 | 0.40058 | 0.40058 | 0.40058 | 6041.6614 | 30825.0677 | 0.0014743 | 61622.1916 | 34916.5055 | 304.0138 | 1576.2678 | 36866.7292 | 1880.2816 | 34986.4476 | 69.9421 | TRUE
| 60719794 | BAS033 | BAS | 22KV | 3351.12 | 23 | 37239.5893 | 4.167% | Three phase | 97.13 | 0.031279 | 0.03405 | 0.037078 | 0.040387 | 0.044005 | 0.04796 | 0.052284 | 0.057014 | 0.062186 | 0.067845 | 0.074037 | 0.080812 | 0.088227 | 0.096343 | 0.10523 | 0.10983 | 0.10983 | 0.10983 | 0.10983 | 0.10983 | 0.405 | 0.33225 | 0.341 | 0.34929 | 0.35633 | 0.36475 | 0.37721 | 0.39079 | 0.40058 | 0.40058 | 0.40058 | 0.40058 | 0.40058 | 0.40058 | 0.40058 | 0.40058 | 0.40058 | 0.40058 | 0.40058 | 0.40058 | 14237.6782 | 382967.7028 | 0.0035869 | 325494.2856 | 184432.3077 | 739.677 | 20257.4634 | 397205.381 | 20997.1403 | 376208.2407 | 191775.933 | TRUE
| 60719835 | BAS033 | BAS | 22KV | 252.74 | 23 | 37239.5893 | 4.167% | Three phase | 97.13 | 0.0023798 | 0.0026022 | 0.0028462 | 0.0031142 | 0.0034086 | 0.0037318 | 0.004087 | 0.0044772 | 0.004906 | 0.0053774 | 0.0058956 | 0.0064653 | 0.0070917 | 0.0077807 | 0.0082835 | 0.0082835 | 0.0082835 | 0.0082835 | 0.0082835 | 0.0082835 | 0.405 | 0.33225 | 0.341 | 0.34929 | 0.35633 | 0.36475 | 0.37721 | 0.39079 | 0.40058 | 0.40058 | 0.40058 | 0.40058 | 0.40058 | 0.40058 | 0.40058 | 0.40058 | 0.40058 | 0.40058 | 0.40058 | 0.40058 | 1106.1794 | 2243.686 | 0.00027052 | 24548.6362 | 13909.8037 | 55.7861 | 115.2267 | 3349.8655 | 171.0128 | 3178.8527 | -10730.951 | FALSE
| 60719860 | BAS033 | BAS | 22KV | 205.5 | 23 | 37239.5893 | 4.167% | Three phase | 97.13 | 0.0011598 | 0.0012637 | 0.0013773 | 0.0015018 | 0.0016382 | 0.0017876 | 0.0019513 | 0.0021307 | 0.0023274 | 0.002543 | 0.0027795 | 0.0030388 | 0.0033233 | 0.0036355 | 0.003978 | 0.0043539 | 0.0047666 | 0.0052196 | 0.0057171 | 0.0062633 | 0.405 | 0.33225 | 0.341 | 0.34929 | 0.35633 | 0.36475 | 0.37721 | 0.39079 | 0.40058 | 0.40058 | 0.40058 | 0.40058 | 0.40058 | 0.40058 | 0.40058 | 0.40058 | 0.40058 | 0.40058 | 0.40058 | 0.40058 | 579.0215 | 952.917 | 0.00021996 | 19960.215 | 11309.9021 | 45.359 | 76.1779 | 1531.9385 | 121.5369 | 1410.4016 | -9899.5006 | FALSE
| 60719864 | BAS033 | BAS | 22KV | 186.82 | 23 | 37239.5893 | 4.167% | Three phase | 97.13 | 0.0021586 | 0.0023446 | 0.0025472 | 0.0027681 | 0.0030088 | 0.0032713 | 0.0035575 | 0.0038697 | 0.0042101 | 0.0045815 | 0.0049867 | 0.0054288 | 0.0059112 | 0.006123 | 0.006123 | 0.006123 | 0.006123 | 0.006123 | 0.006123 | 0.006123 | 0.405 | 0.33225 | 0.341 | 0.34929 | 0.35633 | 0.36475 | 0.37721 | 0.39079 | 0.40058 | 0.40058 | 0.40058 | 0.40058 | 0.40058 | 0.40058 | 0.40058 | 0.40058 | 0.40058 | 0.40058 | 0.40058 | 0.40058 | 898.7954 | 1350.814 | 0.00019997 | 18145.8266 | 10281.8293 | 41.2359 | 62.9581 | 2249.6094 | 104.194 | 2145.4154 | -8136.4139 | FALSE
| 60719880 | BAS033 | BAS | 22KV | 603.42 | 23 | 37239.5893 | 4.167% | Three phase | 97.13 | 0.0034056 | 0.0037106 | 0.0040444 | 0.0044099 | 0.0048103 | 0.005249 | 0.0057297 | 0.0062565 | 0.006834 | 0.0074671 | 0.0081615 | 0.008923 | 0.0097584 | 0.010675 | 0.011681 | 0.012785 | 0.013996 | 0.015327 | 0.016787 | 0.018391 | 0.405 | 0.33225 | 0.341 | 0.34929 | 0.35633 | 0.36475 | 0.37721 | 0.39079 | 0.40058 | 0.40058 | 0.40058 | 0.40058 | 0.40058 | 0.40058 | 0.40058 | 0.40058 | 0.40058 | 0.40058 | 0.40058 | 0.40058 | 1700.21 | 8216.1966 | 0.00064588 | 58610.1846 | 33209.8353 | 133.1901 | 656.8172 | 9916.4065 | 790.0072 | 9126.3993 | -24083.4359 | FALSE
| 60719949 | BAS033 | BAS | 22KV | 438.58 | 23 | 37239.5893 | 4.167% | Three phase | 97.13 | 0.0054452 | 0.0059353 | 0.0064714 | 0.0070578 | 0.0076993 | 0.0084013 | 0.0091695 | 0.01001 | 0.010931 | 0.011938 | 0.013042 | 0.01425 | 0.014374 | 0.014374 | 0.014374 | 0.014374 | 0.014374 | 0.014374 | 0.014374 | 0.014374 | 0.405 | 0.33225 | 0.341 | 0.34929 | 0.35633 | 0.36475 | 0.37721 | 0.39079 | 0.40058 | 0.40058 | 0.40058 | 0.40058 | 0.40058 | 0.40058 | 0.40058 | 0.40058 | 0.40058 | 0.40058 | 0.40058 | 0.40058 | 2225.9966 | 7860.8052 | 0.00046944 | 42599.2754 | 24137.6977 | 96.8057 | 346.9786 | 10086.8017 | 443.7843 | 9643.0174 | -14494.6803 | FALSE
| 60719958 | BAS033 | BAS | 22KV | 862.7 | 23 | 37239.5893 | 4.167% | Three phase | 97.13 | 0.0080091 | 0.008695 | 0.0094424 | 0.010257 | 0.011145 | 0.012112 | 0.013168 | 0.014318 | 0.015573 | 0.016942 | 0.018436 | 0.020065 | 0.021843 | 0.023784 | 0.025902 | 0.028214 | 0.028275 | 0.028275 | 0.028275 | 0.028275 | 0.405 | 0.33225 | 0.341 | 0.34929 | 0.35633 | 0.36475 | 0.37721 | 0.39079 | 0.40058 | 0.40058 | 0.40058 | 0.40058 | 0.40058 | 0.40058 | 0.40058 | 0.40058 | 0.40058 | 0.40058 | 0.40058 | 0.40058 | 3595.2895 | 24899.0501 | 0.00092341 | 83794.051 | 47479.5745 | 190.4197 | 1342.5322 | 28494.3396 | 1532.9519 | 26961.3877 | -20518.1868 | FALSE
| 60719959 | BAS033 | BAS | 22KV | 73.7 | 23 | 37239.5893 | 4.167% | Three phase | 97.13 | 0.00085157 | 0.00092493 | 0.0010049 | 0.001092 | 0.001187 | 0.0012905 | 0.0014034 | 0.0015266 | 0.0016609 | 0.0018074 | 0.0019672 | 0.0021416 | 0.0023319 | 0.0024155 | 0.0024155 | 0.0024155 | 0.0024155 | 0.0024155 | 0.0024155 | 0.0024155 | 0.405 | 0.33225 | 0.341 | 0.34929 | 0.35633 | 0.36475 | 0.37721 | 0.39079 | 0.40058 | 0.40058 | 0.40058 | 0.40058 | 0.40058 | 0.40058 | 0.40058 | 0.40058 | 0.40058 | 0.40058 | 0.40058 | 0.40058 | 354.5724 | 210.2247 | 7.8886e-05 | 7158.481 | 4056.1547 | 16.2675 | 9.7981 | 564.7972 | 26.0655 | 538.7316 | -3517.423 | FALSE
| 60720009 | BAS033 | BAS | 22KV | 81.97 | 23 | 37239.5893 | 4.167% | Single phase | 44.74 | 0.00047818 | 0.00051342 | 0.00055141 | 0.00059237 | 0.00063654 | 0.00068417 | 0.00073554 | 0.00079096 | 0.00085075 | 0.00091526 | 0.00098489 | 0.00106 | 0.0011411 | 0.0012287 | 0.0013233 | 0.0014254 | 0.0015356 | 0.0016547 | 0.0017833 | 0.0019223 | 0.405 | 0.33225 | 0.341 | 0.34929 | 0.35633 | 0.36475 | 0.37721 | 0.39079 | 0.40058 | 0.40058 | 0.40058 | 0.40058 | 0.40058 | 0.40058 | 0.40058 | 0.40058 | 0.40058 | 0.40058 | 0.40058 | 0.40058 | 200.9651 | 60.9615 | 8.7738e-05 | 3667.3378 | 2077.9952 | 18.0929 | 5.5829 | 261.9266 | 23.6757 | 238.2509 | -1839.7444 | FALSE
| 60720035 | BAS033 | BAS | 22KV | 571.29 | 23 | 37239.5893 | 4.167% | Three phase | 97.13 | 0.0052923 | 0.0056767 | 0.0060904 | 0.0065356 | 0.0070147 | 0.0075304 | 0.0080856 | 0.0086833 | 0.0093269 | 0.01002 | 0.010766 | 0.01157 | 0.012436 | 0.013369 | 0.014374 | 0.015457 | 0.016624 | 0.017882 | 0.018724 | 0.018724 | 0.405 | 0.33225 | 0.341 | 0.34929 | 0.35633 | 0.36475 | 0.37721 | 0.39079 | 0.40058 | 0.40058 | 0.40058 | 0.40058 | 0.40058 | 0.40058 | 0.40058 | 0.40058 | 0.40058 | 0.40058 | 0.40058 | 0.40058 | 2172.9391 | 9978.8442 | 0.00061149 | 55489.3977 | 31441.5279 | 126.0982 | 588.733 | 12151.7833 | 714.8311 | 11436.9522 | -20004.5758 | FALSE
| 60720057 | BAS033 | BAS | 22KV | 400.06 | 23 | 37239.5893 | 4.167% | Three phase | 97.13 | 0.003767 | 0.0041189 | 0.0045053 | 0.0049295 | 0.0053954 | 0.0059071 | 0.0064692 | 0.0070869 | 0.0077657 | 0.0085118 | 0.009332 | 0.010234 | 0.011225 | 0.012316 | 0.013112 | 0.013112 | 0.013112 | 0.013112 | 0.013112 | 0.013112 | 0.405 | 0.33225 | 0.341 | 0.34929 | 0.35633 | 0.36475 | 0.37721 | 0.39079 | 0.40058 | 0.40058 | 0.40058 | 0.40058 | 0.40058 | 0.40058 | 0.40058 | 0.40058 | 0.40058 | 0.40058 | 0.40058 | 0.40058 | 1750.9621 | 5621.6575 | 0.00042821 | 38857.8278 | 22017.7102 | 88.3034 | 288.7057 | 7372.6196 | 377.0091 | 6995.6105 | -15022.0997 | FALSE
| 60720142 | BAS033 | BAS | 22KV | 828.78 | 23 | 37239.5893 | 4.167% | Three phase | 97.13 | 0.0076745 | 0.008321 | 0.0090244 | 0.00979 | 0.010623 | 0.01153 | 0.012518 | 0.013594 | 0.014766 | 0.016042 | 0.017432 | 0.018947 | 0.020598 | 0.022397 | 0.024358 | 0.026495 | 0.027163 | 0.027163 | 0.027163 | 0.027163 | 0.405 | 0.33225 | 0.341 | 0.34929 | 0.35633 | 0.36475 | 0.37721 | 0.39079 | 0.40058 | 0.40058 | 0.40058 | 0.40058 | 0.40058 | 0.40058 | 0.40058 | 0.40058 | 0.40058 | 0.40058 | 0.40058 | 0.40058 | 3417.5825 | 22740.0028 | 0.0008871 | 80499.4014 | 45612.7527 | 182.9327 | 1239.0351 | 26157.5854 | 1421.9679 | 24735.6175 | -20877.1353 | FALSE
| 60720180 | BAS033 | BAS | 22KV | 2985.97 | 23 | 37239.5893 | 4.167% | Three phase | 97.13 | 0.027944 | 0.030127 | 0.03249 | 0.035046 | 0.037811 | 0.040804 | 0.044044 | 0.047551 | 0.051347 | 0.055457 | 0.059909 | 0.064729 | 0.06995 | 0.075606 | 0.081733 | 0.088371 | 0.095564 | 0.097864 | 0.097864 | 0.097864 | 0.405 | 0.33225 | 0.341 | 0.34929 | 0.35633 | 0.36475 | 0.37721 | 0.39079 | 0.40058 | 0.40058 | 0.40058 | 0.40058 | 0.40058 | 0.40058 | 0.40058 | 0.40058 | 0.40058 | 0.40058 | 0.40058 | 0.40058 | 11938.2796 | 286370.3635 | 0.0031961 | 290027.2661 | 164335.9049 | 659.0791 | 16083.3304 | 298308.6431 | 16742.4095 | 281566.2336 | 117230.3287 | TRUE
| 60720294 | BAS033 | BAS | 22KV | 1111.96 | 23 | 37239.5893 | 4.167% | Covered | 390 | 0.011216 | 0.012066 | 0.012984 | 0.013974 | 0.015043 | 0.016198 | 0.017444 | 0.01879 | 0.020244 | 0.021813 | 0.023509 | 0.025341 | 0.027321 | 0.02946 | 0.031771 | 0.034269 | 0.036444 | 0.036444 | 0.036444 | 0.036444 | 0.405 | 0.33225 | 0.341 | 0.34929 | 0.35633 | 0.36475 | 0.37721 | 0.39079 | 0.40058 | 0.40058 | 0.40058 | 0.40058 | 0.40058 | 0.40058 | 0.40058 | 0.40058 | 0.40058 | 0.40058 | 0.40058 | 0.40058 | 4640.4357 | 166555.7416 | 0.0011902 | 433664.4 | 245723.9024 | 245.4377 | 8955.5992 | 171196.1773 | 9201.0369 | 161995.1404 | -83728.762 | FALSE
| 60720374 | BAS033 | BAS | 22KV | 346.02 | 23 | 37239.5893 | 4.167% | Three phase | 97.13 | 0.0032297 | 0.0035158 | 0.0038285 | 0.0041702 | 0.0045437 | 0.0049521 | 0.0053986 | 0.0058869 | 0.0064211 | 0.0070054 | 0.0076447 | 0.0083443 | 0.0091099 | 0.0099479 | 0.010865 | 0.011341 | 0.011341 | 0.011341 | 0.011341 | 0.011341 | 0.405 | 0.33225 | 0.341 | 0.34929 | 0.35633 | 0.36475 | 0.37721 | 0.39079 | 0.40058 | 0.40058 | 0.40058 | 0.40058 | 0.40058 | 0.40058 | 0.40058 | 0.40058 | 0.40058 | 0.40058 | 0.40058 | 0.40058 | 1470.1119 | 4083.049 | 0.00037037 | 33608.9226 | 19043.5637 | 76.3754 | 215.977 | 5553.1609 | 292.3524 | 5260.8086 | -13782.7551 | FALSE
| 60720386 | BAS033 | BAS | 22KV | 30.52 | 23 | 37239.5893 | 4.167% | Three phase | 97.13 | 0.00028334 | 0.00030761 | 0.00033405 | 0.00036286 | 0.00039427 | 0.0004285 | 0.00046583 | 0.00050654 | 0.00055094 | 0.00059937 | 0.0006522 | 0.00070985 | 0.00077275 | 0.0008414 | 0.00091633 | 0.00099813 | 0.0010003 | 0.0010003 | 0.0010003 | 0.0010003 | 0.405 | 0.33225 | 0.341 | 0.34929 | 0.35633 | 0.36475 | 0.37721 | 0.39079 | 0.40058 | 0.40058 | 0.40058 | 0.40058 | 0.40058 | 0.40058 | 0.40058 | 0.40058 | 0.40058 | 0.40058 | 0.40058 | 0.40058 | 127.1916 | 31.1625 | 3.2668e-05 | 2964.4076 | 1679.6993 | 6.7365 | 1.6803 | 158.3541 | 8.4168 | 149.9374 | -1529.762 | FALSE
| 60720424 | BAS033 | BAS | 22KV | 293.51 | 23 | 37239.5893 | 4.167% | Three phase | 97.13 | 0.0027396 | 0.0029823 | 0.0032475 | 0.0035374 | 0.0038542 | 0.0042006 | 0.0045793 | 0.0049936 | 0.0054466 | 0.0059423 | 0.0064846 | 0.007078 | 0.0077274 | 0.0084383 | 0.0092164 | 0.0096197 | 0.0096197 | 0.0096197 | 0.0096197 | 0.0096197 | 0.405 | 0.33225 | 0.341 | 0.34929 | 0.35633 | 0.36475 | 0.37721 | 0.39079 | 0.40058 | 0.40058 | 0.40058 | 0.40058 | 0.40058 | 0.40058 | 0.40058 | 0.40058 | 0.40058 | 0.40058 | 0.40058 | 0.40058 | 1247.0162 | 2937.839 | 0.00031416 | 28508.6263 | 16153.6223 | 64.7851 | 155.4 | 4184.8552 | 220.185 | 3964.6702 | -12188.9521 | FALSE
| 60720447 | BAS033 | BAS | 22KV | 316.09 | 23 | 37239.5893 | 4.167% | Single phase | 44.74 | 0.0018439 | 0.0019798 | 0.0021263 | 0.0022843 | 0.0024546 | 0.0026383 | 0.0028364 | 0.0030501 | 0.0032806 | 0.0035294 | 0.0037979 | 0.0040877 | 0.0044005 | 0.0047381 | 0.0051027 | 0.0054964 | 0.0059216 | 0.0063808 | 0.0068769 | 0.0074127 | 0.405 | 0.33225 | 0.341 | 0.34929 | 0.35633 | 0.36475 | 0.37721 | 0.39079 | 0.40058 | 0.40058 | 0.40058 | 0.40058 | 0.40058 | 0.40058 | 0.40058 | 0.40058 | 0.40058 | 0.40058 | 0.40058 | 0.40058 | 774.955 | 906.4989 | 0.00033833 | 14141.8666 | 8013.0964 | 69.7691 | 83.0174 | 1681.4539 | 152.7865 | 1528.6674 | -6484.429 | FALSE
| 60720449 | BAS033 | BAS | 22KV | 581.07 | 23 | 37239.5893 | 4.167% | Three phase | 97.13 | 0.0054236 | 0.0059041 | 0.0064292 | 0.007003 | 0.0076302 | 0.008316 | 0.0090658 | 0.0098859 | 0.010783 | 0.011764 | 0.012838 | 0.014012 | 0.015298 | 0.016705 | 0.018246 | 0.019044 | 0.019044 | 0.019044 | 0.019044 | 0.019044 | 0.405 | 0.33225 | 0.341 | 0.34929 | 0.35633 | 0.36475 | 0.37721 | 0.39079 | 0.40058 | 0.40058 | 0.40058 | 0.40058 | 0.40058 | 0.40058 | 0.40058 | 0.40058 | 0.40058 | 0.40058 | 0.40058 | 0.40058 | 2468.753 | 11514.3413 | 0.00062196 | 56439.3291 | 31979.7802 | 128.2569 | 609.0627 | 13983.0943 | 737.3196 | 13245.7748 | -18734.0054 | FALSE
| 60720453 | BAS033 | BAS | 22KV | 35.39 | 23 | 37239.5893 | 4.167% | Three phase | 97.13 | 0.00045824 | 0.00050426 | 0.00055509 | 0.00061124 | 0.00067328 | 0.00074185 | 0.00081763 | 0.00090141 | 0.00099404 | 0.0010965 | 0.0011599 | 0.0011599 | 0.0011599 | 0.0011599 | 0.0011599 | 0.0011599 | 0.0011599 | 0.0011599 | 0.0011599 | 0.0011599 | 0.405 | 0.33225 | 0.341 | 0.34929 | 0.35633 | 0.36475 | 0.37721 | 0.39079 | 0.40058 | 0.40058 | 0.40058 | 0.40058 | 0.40058 | 0.40058 | 0.40058 | 0.40058 | 0.40058 | 0.40058 | 0.40058 | 0.40058 | 188.1964 | 53.6711 | 3.788e-05 | 3437.4307 | 1947.7248 | 7.8115 | 2.2593 | 241.8676 | 10.0707 | 231.7968 | -1715.9279 | FALSE
| 60720456 | BAS033 | BAS | 22KV | 1104.58 | 23 | 37239.5893 | 4.167% | Three phase | 97.13 | 0.010263 | 0.011236 | 0.012307 | 0.013484 | 0.014778 | 0.016202 | 0.017768 | 0.019492 | 0.021389 | 0.023477 | 0.025776 | 0.028307 | 0.031094 | 0.034165 | 0.036202 | 0.036202 | 0.036202 | 0.036202 | 0.036202 | 0.036202 | 0.405 | 0.33225 | 0.341 | 0.34929 | 0.35633 | 0.36475 | 0.37721 | 0.39079 | 0.40058 | 0.40058 | 0.40058 | 0.40058 | 0.40058 | 0.40058 | 0.40058 | 0.40058 | 0.40058 | 0.40058 | 0.40058 | 0.40058 | 4825.6069 | 42769.16 | 0.0011823 | 107287.8554 | 60791.6871 | 243.8088 | 2200.8957 | 47594.7668 | 2444.7044 | 45150.0624 | -15641.6247 | FALSE
| 60720460 | BAS033 | BAS | 22KV | 343.78 | 23 | 37239.5893 | 4.167% | Three phase | 97.13 | 0.0032172 | 0.0034686 | 0.0037406 | 0.0040349 | 0.0043533 | 0.0046979 | 0.0050708 | 0.0054746 | 0.0059117 | 0.0063849 | 0.0068974 | 0.0074524 | 0.0080535 | 0.0087046 | 0.0094101 | 0.010174 | 0.011002 | 0.011267 | 0.011267 | 0.011267 | 0.405 | 0.33225 | 0.341 | 0.34929 | 0.35633 | 0.36475 | 0.37721 | 0.39079 | 0.40058 | 0.40058 | 0.40058 | 0.40058 | 0.40058 | 0.40058 | 0.40058 | 0.40058 | 0.40058 | 0.40058 | 0.40058 | 0.40058 | 1374.4752 | 3795.9318 | 0.00036797 | 33391.3514 | 18920.283 | 75.8809 | 213.1897 | 5170.407 | 289.0707 | 4881.3364 | -14038.9466 | FALSE
| 60720464 | BAS033 | BAS | 22KV | 1862.83 | 23 | 37239.5893 | 4.167% | Three phase | 97.13 | 0.01725 | 0.018703 | 0.020284 | 0.022005 | 0.023878 | 0.025917 | 0.028137 | 0.030555 | 0.033188 | 0.036057 | 0.039182 | 0.042587 | 0.046297 | 0.050341 | 0.054748 | 0.059553 | 0.061054 | 0.061054 | 0.061054 | 0.061054 | 0.405 | 0.33225 | 0.341 | 0.34929 | 0.35633 | 0.36475 | 0.37721 | 0.39079 | 0.40058 | 0.40058 | 0.40058 | 0.40058 | 0.40058 | 0.40058 | 0.40058 | 0.40058 | 0.40058 | 0.40058 | 0.40058 | 0.40058 | 7681.6227 | 114883.7059 | 0.0019939 | 180936.6779 | 102522.7493 | 411.1737 | 6259.6716 | 122565.3286 | 6670.8453 | 115894.4833 | 13371.734 | TRUE
| 60720468 | BAS033 | BAS | 22KV | 333.25 | 23 | 37239.5893 | 4.167% | Single phase | 44.74 | 0.0027681 | 0.0030301 | 0.0033183 | 0.0036351 | 0.0039835 | 0.0043668 | 0.0047885 | 0.0052526 | 0.0057634 | 0.0063257 | 0.0069447 | 0.0076264 | 0.0083773 | 0.0092043 | 0.010115 | 0.010922 | 0.010922 | 0.010922 | 0.010922 | 0.010922 | 0.405 | 0.33225 | 0.341 | 0.34929 | 0.35633 | 0.36475 | 0.37721 | 0.39079 | 0.40058 | 0.40058 | 0.40058 | 0.40058 | 0.40058 | 0.40058 | 0.40058 | 0.40058 | 0.40058 | 0.40058 | 0.40058 | 0.40058 | 1351.4003 | 1662.8479 | 0.0003567 | 14909.605 | 8448.1141 | 73.5567 | 92.2758 | 3014.2482 | 165.8325 | 2848.4157 | -5599.6984 | FALSE
| 60720500 | BAS033 | BAS | 22KV | 331.21 | 23 | 37239.5893 | 4.167% | Three phase | 97.13 | 0.0030749 | 0.0033382 | 0.0036251 | 0.0039378 | 0.0042787 | 0.0046502 | 0.0050553 | 0.0054971 | 0.0059789 | 0.0065045 | 0.0070779 | 0.0077034 | 0.0083861 | 0.0091311 | 0.0099443 | 0.010832 | 0.010855 | 0.010855 | 0.010855 | 0.010855 | 0.405 | 0.33225 | 0.341 | 0.34929 | 0.35633 | 0.36475 | 0.37721 | 0.39079 | 0.40058 | 0.40058 | 0.40058 | 0.40058 | 0.40058 | 0.40058 | 0.40058 | 0.40058 | 0.40058 | 0.40058 | 0.40058 | 0.40058 | 1380.3128 | 3670.0338 | 0.00035452 | 32170.4273 | 18228.4802 | 73.1064 | 197.8846 | 5050.3466 | 270.991 | 4779.3555 | -13449.1247 | FALSE
| 60720501 | BAS033 | BAS | 22KV | 738.54 | 23 | 37239.5893 | 4.167% | Three phase | 97.13 | 0.0069425 | 0.0075021 | 0.0081088 | 0.0087668 | 0.0094805 | 0.010255 | 0.011095 | 0.012006 | 0.012995 | 0.014069 | 0.015234 | 0.016499 | 0.017872 | 0.019364 | 0.020983 | 0.022742 | 0.024205 | 0.024205 | 0.024205 | 0.024205 | 0.405 | 0.33225 | 0.341 | 0.34929 | 0.35633 | 0.36475 | 0.37721 | 0.39079 | 0.40058 | 0.40058 | 0.40058 | 0.40058 | 0.40058 | 0.40058 | 0.40058 | 0.40058 | 0.40058 | 0.40058 | 0.40058 | 0.40058 | 3011.692 | 17864.5954 | 0.00079051 | 71734.3902 | 40646.3023 | 163.0145 | 983.905 | 20876.2874 | 1146.9194 | 19729.368 | -20916.9343 | FALSE
| 60720547 | BAS033 | BAS | 22KV | 221.34 | 23 | 37239.5893 | 4.167% | Three phase | 97.13 | 0.002066 | 0.002249 | 0.002449 | 0.0026676 | 0.0029065 | 0.0031677 | 0.0034533 | 0.0037657 | 0.0041074 | 0.0044812 | 0.0048901 | 0.0053376 | 0.0058274 | 0.0063634 | 0.0069502 | 0.0072544 | 0.0072544 | 0.0072544 | 0.0072544 | 0.0072544 | 0.405 | 0.33225 | 0.341 | 0.34929 | 0.35633 | 0.36475 | 0.37721 | 0.39079 | 0.40058 | 0.40058 | 0.40058 | 0.40058 | 0.40058 | 0.40058 | 0.40058 | 0.40058 | 0.40058 | 0.40058 | 0.40058 | 0.40058 | 940.3924 | 1670.7136 | 0.00023692 | 21498.7542 | 12181.6727 | 48.8553 | 88.3741 | 2611.106 | 137.2294 | 2473.8765 | -9707.7962 | FALSE
| 60720580 | BAS033 | BAS | 22KV | 130.15 | 23 | 37239.5893 | 4.167% | Three phase | 97.13 | 0.0015825 | 0.0016871 | 0.0017989 | 0.0019183 | 0.002046 | 0.0021825 | 0.0023285 | 0.0024845 | 0.0026514 | 0.0028299 | 0.0030207 | 0.0032249 | 0.0034432 | 0.0036768 | 0.0039267 | 0.004194 | 0.0042656 | 0.0042656 | 0.0042656 | 0.0042656 | 0.405 | 0.33225 | 0.341 | 0.34929 | 0.35633 | 0.36475 | 0.37721 | 0.39079 | 0.40058 | 0.40058 | 0.40058 | 0.40058 | 0.40058 | 0.40058 | 0.40058 | 0.40058 | 0.40058 | 0.40058 | 0.40058 | 0.40058 | 589.3013 | 617.926 | 0.00013931 | 12641.4695 | 7162.938 | 28.7274 | 30.5558 | 1207.2272 | 59.2832 | 1147.944 | -6014.994 | FALSE
| 60720671 | BAS033 | BAS | 22KV | 70.29 | 23 | 37239.5893 | 4.167% | Three phase | 97.13 | 0.00065306 | 0.00071502 | 0.00078314 | 0.00085804 | 0.00094041 | 0.001031 | 0.0011307 | 0.0012404 | 0.0013611 | 0.001494 | 0.0016403 | 0.0018013 | 0.0019787 | 0.0021741 | 0.0023037 | 0.0023037 | 0.0023037 | 0.0023037 | 0.0023037 | 0.0023037 | 0.405 | 0.33225 | 0.341 | 0.34929 | 0.35633 | 0.36475 | 0.37721 | 0.39079 | 0.40058 | 0.40058 | 0.40058 | 0.40058 | 0.40058 | 0.40058 | 0.40058 | 0.40058 | 0.40058 | 0.40058 | 0.40058 | 0.40058 | 307.0777 | 173.1903 | 7.5236e-05 | 6827.2677 | 3868.4819 | 15.5148 | 8.9123 | 480.268 | 24.4271 | 455.8408 | -3412.641 | FALSE
| 60720679 | BAS033 | BAS | 22KV | 280.42 | 23 | 37239.5893 | 4.167% | Covered | 390 | 0.0028284 | 0.0030429 | 0.0032743 | 0.0035241 | 0.0037937 | 0.0040848 | 0.0043991 | 0.0047386 | 0.0051051 | 0.005501 | 0.0059287 | 0.0063907 | 0.0068899 | 0.0074293 | 0.0080122 | 0.0086422 | 0.0091907 | 0.0091907 | 0.0091907 | 0.0091907 | 0.405 | 0.33225 | 0.341 | 0.34929 | 0.35633 | 0.36475 | 0.37721 | 0.39079 | 0.40058 | 0.40058 | 0.40058 | 0.40058 | 0.40058 | 0.40058 | 0.40058 | 0.40058 | 0.40058 | 0.40058 | 0.40058 | 0.40058 | 1170.2498 | 10592.5189 | 0.00030015 | 109363.8 | 61967.9635 | 61.8958 | 569.5532 | 11762.7687 | 631.449 | 11131.3198 | -50836.6438 | FALSE
| 60720705 | BAS033 | BAS | 22KV | 1373.33 | 23 | 37239.5893 | 4.167% | Three phase | 97.13 | 0.01291 | 0.01395 | 0.015078 | 0.016302 | 0.017629 | 0.019069 | 0.020631 | 0.022325 | 0.024165 | 0.026161 | 0.028328 | 0.03068 | 0.033234 | 0.036007 | 0.039019 | 0.04229 | 0.045011 | 0.045011 | 0.045011 | 0.045011 | 0.405 | 0.33225 | 0.341 | 0.34929 | 0.35633 | 0.36475 | 0.37721 | 0.39079 | 0.40058 | 0.40058 | 0.40058 | 0.40058 | 0.40058 | 0.40058 | 0.40058 | 0.40058 | 0.40058 | 0.40058 | 0.40058 | 0.40058 | 5600.302 | 61772.4682 | 0.00147 | 133391.5429 | 75582.6175 | 303.1287 | 3402.1614 | 67372.7702 | 3705.2901 | 63667.4801 | -11915.1374 | FALSE
| 60720715 | BAS033 | BAS | 22KV | 511.48 | 23 | 37239.5893 | 4.167% | Three phase | 97.13 | 0.0047382 | 0.0050824 | 0.0054528 | 0.0058513 | 0.0062803 | 0.006742 | 0.0072391 | 0.0077742 | 0.0083504 | 0.0089709 | 0.0096392 | 0.010359 | 0.011134 | 0.01197 | 0.012869 | 0.013839 | 0.014884 | 0.01601 | 0.016764 | 0.016764 | 0.405 | 0.33225 | 0.341 | 0.34929 | 0.35633 | 0.36475 | 0.37721 | 0.39079 | 0.40058 | 0.40058 | 0.40058 | 0.40058 | 0.40058 | 0.40058 | 0.40058 | 0.40058 | 0.40058 | 0.40058 | 0.40058 | 0.40058 | 1945.4479 | 7998.7903 | 0.00054747 | 49680.0524 | 28149.8236 | 112.8966 | 471.9135 | 9944.2381 | 584.8101 | 9359.428 | -18790.3955 | FALSE
| 60720762 | BAS033 | BAS | 22KV | 2734.52 | 23 | 37239.5893 | 4.167% | Three phase | 97.13 | 0.025705 | 0.027777 | 0.030024 | 0.03246 | 0.035102 | 0.037969 | 0.041079 | 0.044453 | 0.048115 | 0.05209 | 0.056405 | 0.061089 | 0.066174 | 0.071696 | 0.077693 | 0.084206 | 0.089623 | 0.089623 | 0.089623 | 0.089623 | 0.405 | 0.33225 | 0.341 | 0.34929 | 0.35633 | 0.36475 | 0.37721 | 0.39079 | 0.40058 | 0.40058 | 0.40058 | 0.40058 | 0.40058 | 0.40058 | 0.40058 | 0.40058 | 0.40058 | 0.40058 | 0.40058 | 0.40058 | 11151.0983 | 244910.4681 | 0.0029269 | 265603.9276 | 150497.0977 | 603.5777 | 13488.6135 | 256061.5664 | 14092.1913 | 241969.3751 | 91472.2774 | TRUE
| 60720788 | BAS033 | BAS | 22KV | 25.8 | 23 | 37239.5893 | 4.167% | Three phase | 97.13 | 0.00033406 | 0.00036761 | 0.00040467 | 0.00044561 | 0.00049084 | 0.00054082 | 0.00059607 | 0.00065714 | 0.00072467 | 0.00079935 | 0.00084559 | 0.00084559 | 0.00084559 | 0.00084559 | 0.00084559 | 0.00084559 | 0.00084559 | 0.00084559 | 0.00084559 | 0.00084559 | 0.405 | 0.33225 | 0.341 | 0.34929 | 0.35633 | 0.36475 | 0.37721 | 0.39079 | 0.40058 | 0.40058 | 0.40058 | 0.40058 | 0.40058 | 0.40058 | 0.40058 | 0.40058 | 0.40058 | 0.40058 | 0.40058 | 0.40058 | 137.1989 | 28.5246 | 2.7615e-05 | 2505.954 | 1419.9293 | 5.6947 | 1.2007 | 165.7234 | 6.8954 | 158.828 | -1261.1013 | FALSE
| 60722541 | WIN011 | WIN | 22KV | 1856.4 | 12 | 36385.0727 | 7.692% | Covered | 390 | 0.017879 | 0.019263 | 0.020758 | 0.022376 | 0.024124 | 0.026015 | 0.02806 | 0.030272 | 0.032664 | 0.035253 | 0.038053 | 0.041084 | 0.044364 | 0.047914 | 0.051757 | 0.055917 | 0.060421 | 0.060843 | 0.060843 | 0.060843 | 0.34723 | 0.35015 | 0.35531 | 0.35785 | 0.35885 | 0.36123 | 0.36615 | 0.371 | 0.37038 | 0.37038 | 0.37038 | 0.37038 | 0.37038 | 0.37038 | 0.37038 | 0.37038 | 0.37038 | 0.37038 | 0.37038 | 0.37038 | 6952.6197 | 452508.5544 | 0.001987 | 723996 | 410232.2497 | 380.8738 | 24960.854 | 459461.1741 | 25341.7278 | 434119.4463 | 23887.1966 | TRUE
| 60722551 | WIN011 | WIN | 22KV | 2899.57 | 12 | 36385.0727 | 7.692% | Covered | 390 | 0.020972 | 0.02306 | 0.025367 | 0.027915 | 0.030733 | 0.033847 | 0.037292 | 0.041102 | 0.045316 | 0.04998 | 0.055142 | 0.060855 | 0.067181 | 0.074185 | 0.081943 | 0.090536 | 0.095033 | 0.095033 | 0.095033 | 0.095033 | 0.34723 | 0.35015 | 0.35531 | 0.35785 | 0.35885 | 0.36123 | 0.36615 | 0.371 | 0.37038 | 0.37038 | 0.37038 | 0.37038 | 0.37038 | 0.37038 | 0.37038 | 0.37038 | 0.37038 | 0.37038 | 0.37038 | 0.37038 | 10075.7403 | 1022803.4437 | 0.0031036 | 1130832.3 | 640754.7534 | 594.8989 | 60895.2638 | 1032879.184 | 61490.1627 | 971389.0213 | 330634.2679 | TRUE
| 60734438 | WIN023 | WIN | 22KV | 129.1 | 4 | 36385.0727 | 20% | Three phase | 97.13 | 0.0011259 | 0.0012155 | 0.0013125 | 0.0014176 | 0.0015314 | 0.0016549 | 0.0017887 | 0.0019337 | 0.002091 | 0.0022615 | 0.0024465 | 0.0026471 | 0.0028647 | 0.0031008 | 0.0033569 | 0.0036349 | 0.0039365 | 0.0042312 | 0.0042312 | 0.0042312 | 0.4632 | 0.4698 | 0.4798 | 0.4878 | 0.4938 | 0.4998 | 0.511 | 0.5244 | 0.531 | 0.531 | 0.531 | 0.531 | 0.531 | 0.531 | 0.531 | 0.531 | 0.531 | 0.531 | 0.531 | 0.531 | 641.517 | 510.7311 | 0.00013818 | 12539.483 | 7105.1502 | 37.1503 | 30.0647 | 1152.2481 | 67.215 | 1085.0331 | -6020.1171 | FALSE
| 60736307 | BAN013 | BAN | 22KV | 176.65 | 0 | 44753.327 | 100% | Three phase | 97.13 | 0.0016633 | 0.0018188 | 0.0019894 | 0.0021767 | 0.0023824 | 0.0026083 | 0.0028566 | 0.0031293 | 0.003429 | 0.0037585 | 0.0041206 | 0.0045188 | 0.0049567 | 0.0054382 | 0.0057897 | 0.0057897 | 0.0057897 | 0.0057897 | 0.0057897 | 0.0057897 | 10.593 | 10.743 | 10.946 | 11.125 | 11.284 | 11.503 | 11.812 | 12.082 | 12.249 | 12.249 | 12.249 | 12.249 | 12.249 | 12.249 | 12.249 | 12.249 | 12.249 | 12.249 | 12.249 | 12.249 | 28518.2241 | 1096.0779 | 0.00018908 | 17158.0145 | 9722.113 | 1437.9897 | 56.2901 | 29614.3019 | 1494.2798 | 28120.0221 | 18397.9091 | TRUE
| 60736312 | BAN013 | BAN | 22KV | 52.18 | 0 | 44753.327 | 100% | Three phase | 97.13 | 0.00049133 | 0.00053723 | 0.00058763 | 0.00064296 | 0.00070372 | 0.00077046 | 0.00084379 | 0.00092435 | 0.0010129 | 0.0011102 | 0.0012172 | 0.0013348 | 0.0014641 | 0.0016064 | 0.0017102 | 0.0017102 | 0.0017102 | 0.0017102 | 0.0017102 | 0.0017102 | 10.593 | 10.743 | 10.946 | 11.125 | 11.284 | 11.503 | 11.812 | 12.082 | 12.249 | 12.249 | 12.249 | 12.249 | 12.249 | 12.249 | 12.249 | 12.249 | 12.249 | 12.249 | 12.249 | 12.249 | 8423.8943 | 95.6362 | 5.5852e-05 | 5068.2434 | 2871.7795 | 424.7625 | 4.9115 | 8519.5305 | 429.674 | 8089.8565 | 5218.077 | TRUE
| 60736488 | BAS034 | BAS | 22KV | 88.71 | 2 | 37239.5893 | 33.33% | Three phase | 97.13 | 0.00083278 | 0.00090919 | 0.00099295 | 0.0010848 | 0.0011854 | 0.0012958 | 0.0014169 | 0.0015497 | 0.0016955 | 0.0018554 | 0.0020309 | 0.0022236 | 0.0024351 | 0.0026673 | 0.0029074 | 0.0029074 | 0.0029074 | 0.0029074 | 0.0029074 | 0.0029074 | 3.5023 | 3.549 | 3.6103 | 3.664 | 3.6987 | 3.7377 | 3.8013 | 3.8853 | 3.934 | 3.934 | 3.934 | 3.934 | 3.934 | 3.934 | 3.934 | 3.934 | 3.934 | 3.934 | 3.934 | 3.934 | 3809.5774 | 273.8612 | 9.4952e-05 | 8616.4023 | 4882.2453 | 194.6473 | 14.1955 | 4083.4386 | 208.8428 | 3874.5958 | -1007.6495 | FALSE
| 60736542 | BAS034 | BAS | 22KV | 70.88 | 2 | 37239.5893 | 33.33% | Three phase | 97.13 | 0.0006654 | 0.00072645 | 0.00079337 | 0.00086673 | 0.00094717 | 0.0010354 | 0.0011321 | 0.0012382 | 0.0013547 | 0.0014825 | 0.0016227 | 0.0017766 | 0.0019456 | 0.0021312 | 0.0023231 | 0.0023231 | 0.0023231 | 0.0023231 | 0.0023231 | 0.0023231 | 3.5023 | 3.549 | 3.6103 | 3.664 | 3.6987 | 3.7377 | 3.8013 | 3.8853 | 3.934 | 3.934 | 3.934 | 3.934 | 3.934 | 3.934 | 3.934 | 3.934 | 3.934 | 3.934 | 3.934 | 3.934 | 3043.8829 | 174.8367 | 7.5868e-05 | 6884.5744 | 3900.9531 | 155.5248 | 9.0626 | 3218.7196 | 164.5873 | 3054.1323 | -846.8209 | FALSE
| 60736609 | BAS011 | BAS | 22KV | 1048.94 | 43 | 37239.5893 | 2.273% | Covered | 390 | 0.0056372 | 0.0060521 | 0.0064994 | 0.0069818 | 0.0075019 | 0.0080628 | 0.008668 | 0.0093208 | 0.010025 | 0.010785 | 0.011606 | 0.012491 | 0.013448 | 0.01448 | 0.015595 | 0.016798 | 0.018099 | 0.019503 | 0.021021 | 0.02266 | 0.42989 | 0.26061 | 0.26702 | 0.27275 | 0.27636 | 0.28043 | 0.28698 | 0.29398 | 0.2983 | 0.2983 | 0.2983 | 0.2983 | 0.2983 | 0.2983 | 0.2983 | 0.2983 | 0.2983 | 0.2983 | 0.2983 | 0.2983 | 1806.0168 | 80143.7399 | 0.0011228 | 409086.6 | 231797.5738 | 180.1756 | 7969.253 | 81949.7567 | 8149.4286 | 73800.3281 | -157997.2457 | FALSE
| 60736623 | BAS011 | BAS | 22KV | 1380.98 | 43 | 37239.5893 | 2.273% | Covered | 390 | 0.0074216 | 0.0079679 | 0.0085568 | 0.0091918 | 0.0098766 | 0.010615 | 0.011412 | 0.012271 | 0.013199 | 0.014199 | 0.01528 | 0.016446 | 0.017704 | 0.019063 | 0.020531 | 0.022116 | 0.023828 | 0.025677 | 0.027675 | 0.029833 | 0.42989 | 0.26061 | 0.26702 | 0.27275 | 0.27636 | 0.28043 | 0.28698 | 0.29398 | 0.2983 | 0.2983 | 0.2983 | 0.2983 | 0.2983 | 0.2983 | 0.2983 | 0.2983 | 0.2983 | 0.2983 | 0.2983 | 0.2983 | 2377.708 | 138913.0634 | 0.0014782 | 538582.2 | 305172.6633 | 237.2098 | 13813.0982 | 141290.7714 | 14050.308 | 127240.4634 | -177932.1999 | FALSE
| 60736633 | BAS011 | BAS | 22KV | 1233.28 | 43 | 37239.5893 | 2.273% | Three phase | 97.13 | 0.015412 | 0.016659 | 0.018011 | 0.019477 | 0.021067 | 0.022791 | 0.024662 | 0.026691 | 0.028892 | 0.031281 | 0.033874 | 0.036688 | 0.039742 | 0.04042 | 0.04042 | 0.04042 | 0.04042 | 0.04042 | 0.04042 | 0.04042 | 0.42989 | 0.26061 | 0.26702 | 0.27275 | 0.27636 | 0.28043 | 0.28698 | 0.29398 | 0.2983 | 0.2983 | 0.2983 | 0.2983 | 0.2983 | 0.2983 | 0.2983 | 0.2983 | 0.2983 | 0.2983 | 0.2983 | 0.2983 | 4654.8778 | 60527.3947 | 0.0013201 | 119788.4864 | 67874.8229 | 211.8395 | 2743.6486 | 65182.2726 | 2955.488 | 62226.7845 | -5648.0383 | FALSE
| 60736651 | BAS011 | BAS | 22KV | 158.68 | 43 | 37239.5893 | 2.273% | Three phase | 97.13 | 0.001983 | 0.0021435 | 0.0023174 | 0.002506 | 0.0027106 | 0.0029324 | 0.0031731 | 0.0034342 | 0.0037174 | 0.0040248 | 0.0043584 | 0.0047204 | 0.0051134 | 0.0052007 | 0.0052007 | 0.0052007 | 0.0052007 | 0.0052007 | 0.0052007 | 0.0052007 | 0.42989 | 0.26061 | 0.26702 | 0.27275 | 0.27636 | 0.28043 | 0.28698 | 0.29398 | 0.2983 | 0.2983 | 0.2983 | 0.2983 | 0.2983 | 0.2983 | 0.2983 | 0.2983 | 0.2983 | 0.2983 | 0.2983 | 0.2983 | 598.92 | 1002.0121 | 0.00016985 | 15412.5884 | 8733.1157 | 27.2563 | 45.4202 | 1600.9321 | 72.6766 | 1528.2555 | -7204.8601 | FALSE
| 60736660 | BAS011 | BAS | 22KV | 72.39 | 43 | 37239.5893 | 2.273% | Three phase | 97.13 | 0.00036823 | 0.00040111 | 0.00043711 | 0.00047653 | 0.00051972 | 0.00056703 | 0.00061888 | 0.0006757 | 0.000738 | 0.00080631 | 0.00088123 | 0.00096341 | 0.0010536 | 0.0011525 | 0.0012611 | 0.0013803 | 0.0015111 | 0.0016547 | 0.0018125 | 0.0019858 | 0.42989 | 0.26061 | 0.26702 | 0.27275 | 0.27636 | 0.28043 | 0.28698 | 0.29398 | 0.2983 | 0.2983 | 0.2983 | 0.2983 | 0.2983 | 0.2983 | 0.2983 | 0.2983 | 0.2983 | 0.2983 | 0.2983 | 0.2983 | 139.5407 | 106.4438 | 7.7484e-05 | 7031.2407 | 3984.0575 | 12.4344 | 9.4528 | 245.9844 | 21.8872 | 224.0972 | -3759.9603 | FALSE
| 60736703 | BAS011 | BAS | 22KV | 41.47 | 43 | 37239.5893 | 2.273% | Single phase | 44.74 | 0.0002753 | 0.00029612 | 0.00031858 | 0.00034285 | 0.00036905 | 0.00039736 | 0.00042794 | 0.00046098 | 0.00049669 | 0.00053528 | 0.00057699 | 0.00062208 | 0.00067083 | 0.00072355 | 0.00078055 | 0.00084221 | 0.0009089 | 0.00098104 | 0.0010591 | 0.0011435 | 0.42989 | 0.26061 | 0.26702 | 0.27275 | 0.27636 | 0.28043 | 0.28698 | 0.29398 | 0.2983 | 0.2983 | 0.2983 | 0.2983 | 0.2983 | 0.2983 | 0.2983 | 0.2983 | 0.2983 | 0.2983 | 0.2983 | 0.2983 | 89.891 | 18.0922 | 4.4388e-05 | 1855.3678 | 1051.2927 | 7.1233 | 1.4289 | 107.9832 | 8.5522 | 99.431 | -951.8617 | FALSE
| 60736707 | BAS011 | BAS | 22KV | 420.57 | 43 | 37239.5893 | 2.273% | Covered | 390 | 0.0034934 | 0.0038241 | 0.0041877 | 0.0045876 | 0.0050273 | 0.005511 | 0.0060433 | 0.0066289 | 0.0072735 | 0.0079831 | 0.0087644 | 0.0096248 | 0.010572 | 0.011616 | 0.012766 | 0.013784 | 0.013784 | 0.013784 | 0.013784 | 0.013784 | 0.42989 | 0.26061 | 0.26702 | 0.27275 | 0.27636 | 0.28043 | 0.28698 | 0.29398 | 0.2983 | 0.2983 | 0.2983 | 0.2983 | 0.2983 | 0.2983 | 0.2983 | 0.2983 | 0.2983 | 0.2983 | 0.2983 | 0.2983 | 1296.916 | 23086.4642 | 0.00045016 | 164022.3 | 92938.6863 | 72.241 | 1281.1291 | 24383.3801 | 1353.3701 | 23030.0101 | -69908.6762 | FALSE
| 60736724 | BAS011 | BAS | 22KV | 1198.57 | 43 | 37239.5893 | 2.273% | Three phase | 97.13 | 0.011267 | 0.012175 | 0.01316 | 0.014228 | 0.015386 | 0.016642 | 0.018005 | 0.019484 | 0.02109 | 0.022832 | 0.024723 | 0.026776 | 0.029005 | 0.031425 | 0.034054 | 0.036908 | 0.039283 | 0.039283 | 0.039283 | 0.039283 | 0.42989 | 0.26061 | 0.26702 | 0.27275 | 0.27636 | 0.28043 | 0.28698 | 0.29398 | 0.2983 | 0.2983 | 0.2983 | 0.2983 | 0.2983 | 0.2983 | 0.2983 | 0.2983 | 0.2983 | 0.2983 | 0.2983 | 0.2983 | 3724.8932 | 47051.3346 | 0.0012829 | 116417.1041 | 65964.5226 | 205.8774 | 2591.3848 | 50776.2278 | 2797.2622 | 47978.9656 | -17985.557 | FALSE
| 60739334 | CLC013 | CLC | 22KV | 434.45 | 15 | 44906.1835 | 6.25% | Three phase | 97.13 | 0.0053411 | 0.0058927 | 0.0065038 | 0.0071807 | 0.0079307 | 0.0087619 | 0.0096832 | 0.010705 | 0.011837 | 0.013093 | 0.014239 | 0.014239 | 0.014239 | 0.014239 | 0.014239 | 0.014239 | 0.014239 | 0.014239 | 0.014239 | 0.014239 | 0.43625 | 0.44194 | 0.45131 | 0.45725 | 0.46119 | 0.46906 | 0.47406 | 0.48275 | 0.48425 | 0.48425 | 0.48425 | 0.48425 | 0.48425 | 0.48425 | 0.48425 | 0.48425 | 0.48425 | 0.48425 | 0.48425 | 0.48425 | 3357.8637 | 7946.2759 | 0.00046502 | 42198.1285 | 23910.3989 | 142.3883 | 340.4746 | 11304.1397 | 482.8629 | 10821.2768 | -13089.1222 | FALSE
| 60739446 | CLC013 | CLC | 22KV | 83.67 | 15 | 44906.1835 | 6.25% | Three phase | 97.13 | 0.0010286 | 0.0011349 | 0.0012526 | 0.0013829 | 0.0015274 | 0.0016874 | 0.0018649 | 0.0020616 | 0.0022797 | 0.0025216 | 0.0027423 | 0.0027423 | 0.0027423 | 0.0027423 | 0.0027423 | 0.0027423 | 0.0027423 | 0.0027423 | 0.0027423 | 0.0027423 | 0.43625 | 0.44194 | 0.45131 | 0.45725 | 0.46119 | 0.46906 | 0.47406 | 0.48275 | 0.48425 | 0.48425 | 0.48425 | 0.48425 | 0.48425 | 0.48425 | 0.48425 | 0.48425 | 0.48425 | 0.48425 | 0.48425 | 0.48425 | 646.6854 | 294.7295 | 8.9558e-05 | 8126.8671 | 4604.8638 | 27.4223 | 12.6283 | 941.4148 | 40.0506 | 901.3642 | -3703.4996 | FALSE
| 60739849 | BAN015 | BAN | 22KV | 18.82 | 1 | 44753.327 | 50% | Three phase | 97.13 | 0.00017972 | 0.0001957 | 0.00021318 | 0.00023228 | 0.00025317 | 0.00027601 | 0.000301 | 0.00032833 | 0.00035824 | 0.00039096 | 0.00042678 | 0.00046598 | 0.0005089 | 0.00055589 | 0.00060734 | 0.00061682 | 0.00061682 | 0.00061682 | 0.00061682 | 0.00061682 | 5.957 | 4.2405 | 4.332 | 4.398 | 4.4365 | 4.4865 | 4.5715 | 4.687 | 4.7595 | 4.7595 | 4.7595 | 4.7595 | 4.7595 | 4.7595 | 4.7595 | 4.7595 | 4.7595 | 4.7595 | 4.7595 | 4.7595 | 1183.0986 | 12.2941 | 2.0144e-05 | 1827.9866 | 1035.7779 | 61.3758 | 0.63892 | 1195.3927 | 62.0147 | 1133.378 | 97.6001 | TRUE
| 60739859 | BAN003 | BAN | 22KV | 281.71 | 26 | 44753.327 | 3.704% | Single phase | 44.74 | 0.001514 | 0.0016254 | 0.0017455 | 0.0018751 | 0.0020148 | 0.0021654 | 0.0023279 | 0.0025033 | 0.0026924 | 0.0028966 | 0.0031169 | 0.0033548 | 0.0036116 | 0.0038888 | 0.0041882 | 0.0045115 | 0.0048607 | 0.0052379 | 0.0056454 | 0.0060857 | 0.34148 | 0.34974 | 0.36067 | 0.36815 | 0.37456 | 0.38281 | 0.39396 | 0.40381 | 0.40889 | 0.40889 | 0.40889 | 0.40889 | 0.40889 | 0.40889 | 0.40889 | 0.40889 | 0.40889 | 0.40889 | 0.40889 | 0.40889 | 780.8457 | 663.1385 | 0.00030153 | 12603.7054 | 7141.54 | 76.143 | 65.9405 | 1443.9842 | 142.0835 | 1301.9007 | -5839.6393 | FALSE
| 60739918 | BAN015 | BAN | 22KV | 657.56 | 1 | 44753.327 | 50% | Three phase | 97.13 | 0.0062294 | 0.0067562 | 0.0073297 | 0.007954 | 0.0086337 | 0.0093739 | 0.01018 | 0.011058 | 0.012015 | 0.013058 | 0.014194 | 0.015432 | 0.016781 | 0.018253 | 0.019857 | 0.021551 | 0.021551 | 0.021551 | 0.021551 | 0.021551 | 5.957 | 4.2405 | 4.332 | 4.398 | 4.4365 | 4.4865 | 4.5715 | 4.687 | 4.7595 | 4.7595 | 4.7595 | 4.7595 | 4.7595 | 4.7595 | 4.7595 | 4.7595 | 4.7595 | 4.7595 | 4.7595 | 4.7595 | 40184.6727 | 14589.2726 | 0.00070383 | 63868.8028 | 36189.4854 | 2144.4352 | 779.9664 | 54773.9453 | 2924.4016 | 51849.5437 | 15660.0583 | TRUE
| 60739928 | BAS011 | BAS | 22KV | 472.29 | 43 | 37239.5893 | 2.273% | Covered | 390 | 0.0025382 | 0.002725 | 0.0029264 | 0.0031436 | 0.0033778 | 0.0036303 | 0.0039028 | 0.0041967 | 0.0045139 | 0.0048562 | 0.0052256 | 0.0056243 | 0.0060548 | 0.0065196 | 0.0070215 | 0.0075636 | 0.008149 | 0.0087814 | 0.0094646 | 0.010203 | 0.42989 | 0.26061 | 0.26702 | 0.27275 | 0.27636 | 0.28043 | 0.28698 | 0.29398 | 0.2983 | 0.2983 | 0.2983 | 0.2983 | 0.2983 | 0.2983 | 0.2983 | 0.2983 | 0.2983 | 0.2983 | 0.2983 | 0.2983 | 813.1673 | 16247.4725 | 0.00050552 | 184193.1 | 104367.9106 | 81.1249 | 1615.5999 | 17060.6398 | 1696.7248 | 15363.915 | -89003.9956 | FALSE
| 60739940 | BAS023 | BAS | 22KV | 774.48 | 5 | 37239.5893 | 16.67% | Covered | 390 | 0.0068474 | 0.0073547 | 0.0079013 | 0.0084904 | 0.0091254 | 0.0098099 | 0.010548 | 0.011344 | 0.012202 | 0.013127 | 0.014125 | 0.015202 | 0.016364 | 0.017617 | 0.01897 | 0.02043 | 0.022005 | 0.023705 | 0.025383 | 0.025383 | 1.3123 | 0.3315 | 0.33817 | 0.3425 | 0.34467 | 0.35133 | 0.35967 | 0.36517 | 0.3685 | 0.3685 | 0.3685 | 0.3685 | 0.3685 | 0.3685 | 0.3685 | 0.3685 | 0.3685 | 0.3685 | 0.3685 | 0.3685 | 2903.9617 | 71538.5819 | 0.00082898 | 302047.2 | 171146.6671 | 189.1018 | 4344.4693 | 74442.5436 | 4533.5711 | 69908.9725 | -101237.6945 | FALSE
| 60742841 | CLC003 | CLC | 22KV | 125.74 | 26 | 44906.1835 | 3.704% | Three phase | 97.13 | 0.001182 | 0.0012773 | 0.0013806 | 0.0014926 | 0.0016141 | 0.0017459 | 0.0018889 | 0.0020441 | 0.0022125 | 0.0023952 | 0.0025936 | 0.002809 | 0.0030428 | 0.0032968 | 0.0035725 | 0.003872 | 0.0041211 | 0.0041211 | 0.0041211 | 0.0041211 | 0.23826 | 0.24185 | 0.247 | 0.25026 | 0.25189 | 0.25526 | 0.26056 | 0.26574 | 0.26674 | 0.26674 | 0.26674 | 0.26674 | 0.26674 | 0.26674 | 0.26674 | 0.26674 | 0.26674 | 0.26674 | 0.26674 | 0.26674 | 416.1313 | 517.8358 | 0.00013459 | 12213.1262 | 6920.2292 | 22.6311 | 28.5202 | 933.9671 | 51.1513 | 882.8158 | -6037.4134 | FALSE
| 60742848 | CLC003 | CLC | 22KV | 110.59 | 26 | 44906.1835 | 3.704% | Covered | 390 | 0.0010372 | 0.0011195 | 0.0012087 | 0.0013052 | 0.0014098 | 0.0015232 | 0.001646 | 0.0017791 | 0.0019233 | 0.0020797 | 0.0022493 | 0.0024331 | 0.0026325 | 0.0028487 | 0.0030832 | 0.0033376 | 0.0036135 | 0.0036246 | 0.0036246 | 0.0036246 | 0.23826 | 0.24185 | 0.247 | 0.25026 | 0.25189 | 0.25526 | 0.26056 | 0.26574 | 0.26674 | 0.26674 | 0.26674 | 0.26674 | 0.26674 | 0.26674 | 0.26674 | 0.26674 | 0.26674 | 0.26674 | 0.26674 | 0.26674 | 362.5632 | 1593.4228 | 0.00011837 | 43130.1 | 24438.4747 | 19.9044 | 88.5825 | 1955.986 | 108.4869 | 1847.4991 | -22590.9756 | FALSE
| 60742859 | CLC003 | CLC | 22KV | 209.44 | 26 | 44906.1835 | 3.704% | Single phase | 44.74 | 0.0026861 | 0.0029416 | 0.0032225 | 0.0035311 | 0.0038705 | 0.0042436 | 0.004654 | 0.0051053 | 0.0056018 | 0.006148 | 0.0067491 | 0.0068643 | 0.0068643 | 0.0068643 | 0.0068643 | 0.0068643 | 0.0068643 | 0.0068643 | 0.0068643 | 0.0068643 | 0.23826 | 0.24185 | 0.247 | 0.25026 | 0.25189 | 0.25526 | 0.26056 | 0.26574 | 0.26674 | 0.26674 | 0.26674 | 0.26674 | 0.26674 | 0.26674 | 0.26674 | 0.26674 | 0.26674 | 0.26674 | 0.26674 | 0.26674 | 890.3616 | 851.4593 | 0.00022418 | 9370.3456 | 5309.4464 | 37.6957 | 36.4474 | 1741.8209 | 74.1432 | 1667.6778 | -3641.7686 | FALSE
| 60742868 | CLC003 | CLC | 22KV | 41.33 | 26 | 44906.1835 | 3.704% | Single phase | 44.74 | 0.00026567 | 0.00029498 | 0.00032771 | 0.00036426 | 0.0004051 | 0.00045074 | 0.00050175 | 0.0005588 | 0.00062259 | 0.00069397 | 0.00077383 | 0.00086322 | 0.0009633 | 0.0010754 | 0.0012008 | 0.0013414 | 0.0013546 | 0.0013546 | 0.0013546 | 0.0013546 | 0.23826 | 0.24185 | 0.247 | 0.25026 | 0.25189 | 0.25526 | 0.26056 | 0.26574 | 0.26674 | 0.26674 | 0.26674 | 0.26674 | 0.26674 | 0.26674 | 0.26674 | 0.26674 | 0.26674 | 0.26674 | 0.26674 | 0.26674 | 124.5616 | 23.3907 | 4.4238e-05 | 1849.1042 | 1047.7436 | 7.4387 | 1.4193 | 147.9523 | 8.858 | 139.0943 | -908.6493 | FALSE
| 60742870 | CLC003 | CLC | 22KV | 94.71 | 26 | 44906.1835 | 3.704% | Three phase | 97.13 | 0.00088828 | 0.00095877 | 0.0010351 | 0.0011178 | 0.0012074 | 0.0013045 | 0.0014096 | 0.0015236 | 0.0016472 | 0.0017811 | 0.0019263 | 0.0020837 | 0.0022545 | 0.0024396 | 0.0026405 | 0.0028583 | 0.0030947 | 0.0031041 | 0.0031041 | 0.0031041 | 0.23826 | 0.24185 | 0.247 | 0.25026 | 0.25189 | 0.25526 | 0.26056 | 0.26574 | 0.26674 | 0.26674 | 0.26674 | 0.26674 | 0.26674 | 0.26674 | 0.26674 | 0.26674 | 0.26674 | 0.26674 | 0.26674 | 0.26674 | 310.5015 | 291.0581 | 0.00010137 | 9199.1823 | 5212.4615 | 17.0462 | 16.1807 | 601.5597 | 33.2269 | 568.3328 | -4644.1287 | FALSE
| 60742877 | CLC003 | CLC | 22KV | 225.09 | 26 | 44906.1835 | 3.704% | Covered | 390 | 0.0024498 | 0.0026407 | 0.0028471 | 0.0030703 | 0.0033117 | 0.0035728 | 0.0038553 | 0.0041609 | 0.0044916 | 0.0048495 | 0.0052369 | 0.0056562 | 0.0061101 | 0.0066015 | 0.0071335 | 0.0073773 | 0.0073773 | 0.0073773 | 0.0073773 | 0.0073773 | 0.23826 | 0.24185 | 0.247 | 0.25026 | 0.25189 | 0.25526 | 0.26056 | 0.26574 | 0.26674 | 0.26674 | 0.26674 | 0.26674 | 0.26674 | 0.26674 | 0.26674 | 0.26674 | 0.26674 | 0.26674 | 0.26674 | 0.26674 | 815.838 | 7303.476 | 0.00024093 | 87785.1 | 49740.9917 | 40.5125 | 366.9684 | 8119.314 | 407.4809 | 7711.8331 | -42029.1586 | FALSE
| 60742895 | CLC003 | CLC | 22KV | 145.79 | 26 | 44906.1835 | 3.704% | Three phase | 97.13 | 0.0013674 | 0.0014759 | 0.0015934 | 0.0017207 | 0.0018586 | 0.002008 | 0.0021699 | 0.0023454 | 0.0025355 | 0.0027417 | 0.0029652 | 0.0032076 | 0.0034704 | 0.0037554 | 0.0040646 | 0.0043999 | 0.0047637 | 0.0047782 | 0.0047782 | 0.0047782 | 0.23826 | 0.24185 | 0.247 | 0.25026 | 0.25189 | 0.25526 | 0.26056 | 0.26574 | 0.26674 | 0.26674 | 0.26674 | 0.26674 | 0.26674 | 0.26674 | 0.26674 | 0.26674 | 0.26674 | 0.26674 | 0.26674 | 0.26674 | 477.9645 | 689.6735 | 0.00015605 | 14160.5827 | 8023.7014 | 26.2398 | 38.3407 | 1167.638 | 64.5805 | 1103.0575 | -6920.6439 | FALSE
| 60742903 | CLC003 | CLC | 22KV | 17.84 | 26 | 44906.1835 | 3.704% | Single phase | 44.74 | 0.0002288 | 0.00025057 | 0.00027449 | 0.00030078 | 0.00032969 | 0.00036147 | 0.00039642 | 0.00043487 | 0.00047716 | 0.00052369 | 0.00057488 | 0.0005847 | 0.0005847 | 0.0005847 | 0.0005847 | 0.0005847 | 0.0005847 | 0.0005847 | 0.0005847 | 0.0005847 | 0.23826 | 0.24185 | 0.247 | 0.25026 | 0.25189 | 0.25526 | 0.26056 | 0.26574 | 0.26674 | 0.26674 | 0.26674 | 0.26674 | 0.26674 | 0.26674 | 0.26674 | 0.26674 | 0.26674 | 0.26674 | 0.26674 | 0.26674 | 75.8406 | 6.1778 | 1.9095e-05 | 798.1616 | 452.2561 | 3.2109 | 0.26445 | 82.0184 | 3.4754 | 78.543 | -373.7131 | FALSE
| 60742939 | CLC003 | CLC | 22KV | 709.13 | 26 | 44906.1835 | 3.704% | Three phase | 97.13 | 0.0066509 | 0.0071787 | 0.0077503 | 0.0083695 | 0.0090402 | 0.0097669 | 0.010554 | 0.011408 | 0.012333 | 0.013336 | 0.014423 | 0.015602 | 0.01688 | 0.018266 | 0.01977 | 0.021401 | 0.023171 | 0.023242 | 0.023242 | 0.023242 | 0.23826 | 0.24185 | 0.247 | 0.25026 | 0.25189 | 0.25526 | 0.26056 | 0.26574 | 0.26674 | 0.26674 | 0.26674 | 0.26674 | 0.26674 | 0.26674 | 0.26674 | 0.26674 | 0.26674 | 0.26674 | 0.26674 | 0.26674 | 2324.8438 | 16316.9806 | 0.00075903 | 68877.7969 | 39027.6929 | 127.6317 | 907.1035 | 18641.8244 | 1034.7351 | 17607.0893 | -21420.6037 | FALSE
| 60742962 | CLC003 | CLC | 22KV | 86 | 26 | 44906.1835 | 3.704% | Single phase | 44.74 | 0.0010965 | 0.0011973 | 0.0013077 | 0.0014287 | 0.0015613 | 0.0017066 | 0.001866 | 0.0020407 | 0.0022323 | 0.0024424 | 0.002673 | 0.0028186 | 0.0028186 | 0.0028186 | 0.0028186 | 0.0028186 | 0.0028186 | 0.0028186 | 0.0028186 | 0.0028186 | 0.23826 | 0.24185 | 0.247 | 0.25026 | 0.25189 | 0.25526 | 0.26056 | 0.26574 | 0.26674 | 0.26674 | 0.26674 | 0.26674 | 0.26674 | 0.26674 | 0.26674 | 0.26674 | 0.26674 | 0.26674 | 0.26674 | 0.26674 | 361.3698 | 141.898 | 9.2052e-05 | 3847.64 | 2180.1585 | 15.4786 | 6.1453 | 503.2678 | 21.6239 | 481.6439 | -1698.5146 | FALSE
| 60742978 | CLC003 | CLC | 22KV | 126.45 | 26 | 44906.1835 | 3.704% | Single phase | 44.74 | 0.00081283 | 0.00090251 | 0.0010026 | 0.0011145 | 0.0012394 | 0.001379 | 0.0015351 | 0.0017096 | 0.0019048 | 0.0021232 | 0.0023676 | 0.0026411 | 0.0029472 | 0.0032901 | 0.003674 | 0.0041041 | 0.0041444 | 0.0041444 | 0.0041444 | 0.0041444 | 0.23826 | 0.24185 | 0.247 | 0.25026 | 0.25189 | 0.25526 | 0.26056 | 0.26574 | 0.26674 | 0.26674 | 0.26674 | 0.26674 | 0.26674 | 0.26674 | 0.26674 | 0.26674 | 0.26674 | 0.26674 | 0.26674 | 0.26674 | 381.0989 | 218.9527 | 0.00013535 | 5657.373 | 3205.5935 | 22.7589 | 13.2857 | 600.0516 | 36.0446 | 564.007 | -2641.5865 | FALSE
| 60742979 | CLC003 | CLC | 22KV | 1139.29 | 26 | 44906.1835 | 3.704% | Covered | 390 | 0.01071 | 0.011573 | 0.012509 | 0.013524 | 0.014625 | 0.015819 | 0.017115 | 0.018521 | 0.020046 | 0.021702 | 0.0235 | 0.025451 | 0.02757 | 0.029871 | 0.032369 | 0.035083 | 0.03734 | 0.03734 | 0.03734 | 0.03734 | 0.23826 | 0.24185 | 0.247 | 0.25026 | 0.25189 | 0.25526 | 0.26056 | 0.26574 | 0.26674 | 0.26674 | 0.26674 | 0.26674 | 0.26674 | 0.26674 | 0.26674 | 0.26674 | 0.26674 | 0.26674 | 0.26674 | 0.26674 | 3770.4327 | 170696.623 | 0.0012195 | 444323.1 | 251763.359 | 205.0533 | 9401.2346 | 174467.0557 | 9606.288 | 164860.7677 | -86902.5913 | FALSE
| 60742991 | CLC003 | CLC | 22KV | 279.25 | 26 | 44906.1835 | 3.704% | Three phase | 97.13 | 0.002625 | 0.0028366 | 0.003066 | 0.0033148 | 0.0035847 | 0.0038774 | 0.004195 | 0.0045396 | 0.0049136 | 0.0053195 | 0.0057601 | 0.0062384 | 0.0067577 | 0.0073216 | 0.007934 | 0.0085991 | 0.0091524 | 0.0091524 | 0.0091524 | 0.0091524 | 0.23826 | 0.24185 | 0.247 | 0.25026 | 0.25189 | 0.25526 | 0.26056 | 0.26574 | 0.26674 | 0.26674 | 0.26674 | 0.26674 | 0.26674 | 0.26674 | 0.26674 | 0.26674 | 0.26674 | 0.26674 | 0.26674 | 0.26674 | 924.1662 | 2554.0624 | 0.0002989 | 27123.5525 | 15368.8086 | 50.2604 | 140.6668 | 3478.2286 | 190.9271 | 3287.3015 | -12081.5071 | FALSE
| 60743026 | CLC003 | CLC | 22KV | 332.77 | 26 | 44906.1835 | 3.704% | Single phase | 44.74 | 0.003164 | 0.0034767 | 0.0038217 | 0.0042025 | 0.0046228 | 0.0050869 | 0.0055994 | 0.0061654 | 0.0067908 | 0.0074817 | 0.0082453 | 0.0090892 | 0.010022 | 0.010906 | 0.010906 | 0.010906 | 0.010906 | 0.010906 | 0.010906 | 0.010906 | 0.23826 | 0.24185 | 0.247 | 0.25026 | 0.25189 | 0.25526 | 0.26056 | 0.26574 | 0.26674 | 0.26674 | 0.26674 | 0.26674 | 0.26674 | 0.26674 | 0.26674 | 0.26674 | 0.26674 | 0.26674 | 0.26674 | 0.26674 | 1217.3725 | 1845.259 | 0.00035619 | 14888.1298 | 8435.9458 | 59.8931 | 92.0102 | 3062.6315 | 151.9033 | 2910.7282 | -5525.2176 | FALSE
| 60743041 | CLC003 | CLC | 22KV | 110.51 | 26 | 44906.1835 | 3.704% | Single phase | 44.74 | 0.00079939 | 0.00088766 | 0.00098619 | 0.0010962 | 0.0012191 | 0.0013564 | 0.0015098 | 0.0016814 | 0.0018731 | 0.0020876 | 0.0023275 | 0.0025959 | 0.0028964 | 0.0032326 | 0.0036091 | 0.0036219 | 0.0036219 | 0.0036219 | 0.0036219 | 0.0036219 | 0.23826 | 0.24185 | 0.247 | 0.25026 | 0.25189 | 0.25526 | 0.26056 | 0.26574 | 0.26674 | 0.26674 | 0.26674 | 0.26674 | 0.26674 | 0.26674 | 0.26674 | 0.26674 | 0.26674 | 0.26674 | 0.26674 | 0.26674 | 360.0809 | 180.8989 | 0.00011829 | 4944.2174 | 2801.5036 | 19.89 | 10.1473 | 540.9798 | 30.0373 | 510.9425 | -2290.5611 | FALSE
| 60743049 | CLC003 | CLC | 22KV | 386.18 | 26 | 44906.1835 | 3.704% | Three phase | 97.13 | 0.0044622 | 0.0048465 | 0.0052654 | 0.0057219 | 0.0062196 | 0.0067622 | 0.0073539 | 0.0079991 | 0.0087029 | 0.0094706 | 0.010308 | 0.011222 | 0.012219 | 0.012657 | 0.012657 | 0.012657 | 0.012657 | 0.012657 | 0.012657 | 0.012657 | 0.23826 | 0.24185 | 0.247 | 0.25026 | 0.25189 | 0.25526 | 0.26056 | 0.26574 | 0.26674 | 0.26674 | 0.26674 | 0.26674 | 0.26674 | 0.26674 | 0.26674 | 0.26674 | 0.26674 | 0.26674 | 0.26674 | 0.26674 | 1508.888 | 5772.0274 | 0.00041335 | 37509.6634 | 21253.8102 | 69.506 | 269.0201 | 7280.9154 | 338.5261 | 6942.3894 | -14311.4209 | FALSE
| 60743061 | CLC003 | CLC | 22KV | 225.2 | 26 | 44906.1835 | 3.704% | Three phase | 97.13 | 0.002834 | 0.003074 | 0.0033353 | 0.0036196 | 0.003929 | 0.0042658 | 0.0046325 | 0.0050319 | 0.0054667 | 0.0059404 | 0.0064563 | 0.0070183 | 0.0073809 | 0.0073809 | 0.0073809 | 0.0073809 | 0.0073809 | 0.0073809 | 0.0073809 | 0.0073809 | 0.23826 | 0.24185 | 0.247 | 0.25026 | 0.25189 | 0.25526 | 0.26056 | 0.26574 | 0.26674 | 0.26674 | 0.26674 | 0.26674 | 0.26674 | 0.26674 | 0.26674 | 0.26674 | 0.26674 | 0.26674 | 0.26674 | 0.26674 | 919.6417 | 2052.889 | 0.00024105 | 21873.676 | 12394.1117 | 40.5323 | 91.4833 | 2972.5307 | 132.0156 | 2840.5151 | -9553.5966 | FALSE
| 60743082 | CLC003 | CLC | 22KV | 310 | 26 | 44906.1835 | 3.704% | Single phase | 44.74 | 0.0024022 | 0.0026012 | 0.0028177 | 0.003053 | 0.0033088 | 0.0035871 | 0.0038898 | 0.0042192 | 0.0045775 | 0.0049675 | 0.005392 | 0.005854 | 0.0063571 | 0.0069048 | 0.0075012 | 0.0081508 | 0.0088584 | 0.0096292 | 0.01016 | 0.01016 | 0.23826 | 0.24185 | 0.247 | 0.25026 | 0.25189 | 0.25526 | 0.26056 | 0.26574 | 0.26674 | 0.26674 | 0.26674 | 0.26674 | 0.26674 | 0.26674 | 0.26674 | 0.26674 | 0.26674 | 0.26674 | 0.26674 | 0.26674 | 891.9386 | 1259.463 | 0.00033181 | 13869.4 | 7858.7108 | 55.7949 | 79.8493 | 2151.4017 | 135.6442 | 2015.7575 | -5842.9533 | FALSE
| 60743084 | CLC003 | CLC | 22KV | 160.1 | 26 | 44906.1835 | 3.704% | Single phase | 44.74 | 0.0020148 | 0.0021854 | 0.0023711 | 0.0025732 | 0.0027932 | 0.0030327 | 0.0032934 | 0.0035773 | 0.0038864 | 0.0042231 | 0.0045899 | 0.0049895 | 0.0052472 | 0.0052472 | 0.0052472 | 0.0052472 | 0.0052472 | 0.0052472 | 0.0052472 | 0.0052472 | 0.23826 | 0.24185 | 0.247 | 0.25026 | 0.25189 | 0.25526 | 0.26056 | 0.26574 | 0.26674 | 0.26674 | 0.26674 | 0.26674 | 0.26674 | 0.26674 | 0.26674 | 0.26674 | 0.26674 | 0.26674 | 0.26674 | 0.26674 | 653.795 | 477.9186 | 0.00017137 | 7162.874 | 4058.6439 | 28.8153 | 21.2976 | 1131.7137 | 50.1129 | 1081.6007 | -2977.0431 | FALSE
| 60743086 | CLC003 | CLC | 22KV | 318.03 | 26 | 44906.1835 | 3.704% | Single phase | 44.74 | 0.0026953 | 0.0029953 | 0.0033304 | 0.0037047 | 0.0041229 | 0.0045904 | 0.005113 | 0.0056974 | 0.0063511 | 0.0070825 | 0.0079008 | 0.0088168 | 0.0098422 | 0.010423 | 0.010423 | 0.010423 | 0.010423 | 0.010423 | 0.010423 | 0.010423 | 0.23826 | 0.24185 | 0.247 | 0.25026 | 0.25189 | 0.25526 | 0.26056 | 0.26574 | 0.26674 | 0.26674 | 0.26674 | 0.26674 | 0.26674 | 0.26674 | 0.26674 | 0.26674 | 0.26674 | 0.26674 | 0.26674 | 0.26674 | 1142.2289 | 1652.9208 | 0.00034041 | 14228.6622 | 8062.2767 | 57.2401 | 84.0396 | 2795.1497 | 141.2797 | 2653.87 | -5408.4067 | FALSE
| 60743095 | CLC003 | CLC | 22KV | 55.83 | 26 | 44906.1835 | 3.704% | Covered | 390 | 0.00070091 | 0.00075936 | 0.00082289 | 0.00089195 | 0.00096701 | 0.0010486 | 0.0011374 | 0.0012339 | 0.0013388 | 0.001453 | 0.0015772 | 0.0017124 | 0.0018298 | 0.0018298 | 0.0018298 | 0.0018298 | 0.0018298 | 0.0018298 | 0.0018298 | 0.0018298 | 0.23826 | 0.24185 | 0.247 | 0.25026 | 0.25189 | 0.25526 | 0.26056 | 0.26574 | 0.26674 | 0.26674 | 0.26674 | 0.26674 | 0.26674 | 0.26674 | 0.26674 | 0.26674 | 0.26674 | 0.26674 | 0.26674 | 0.26674 | 226.7349 | 503.8222 | 5.9759e-05 | 21773.7 | 12337.4631 | 10.0485 | 22.5762 | 730.557 | 32.6247 | 697.9323 | -11639.5308 | FALSE
| 60743101 | CLC003 | CLC | 22KV | 407.29 | 26 | 44906.1835 | 3.704% | Single phase | 44.74 | 0.0052737 | 0.0058033 | 0.0063883 | 0.0070345 | 0.0077486 | 0.0085376 | 0.0094098 | 0.010374 | 0.01144 | 0.012619 | 0.013349 | 0.013349 | 0.013349 | 0.013349 | 0.013349 | 0.013349 | 0.013349 | 0.013349 | 0.013349 | 0.013349 | 0.23826 | 0.24185 | 0.247 | 0.25026 | 0.25189 | 0.25526 | 0.26056 | 0.26574 | 0.26674 | 0.26674 | 0.26674 | 0.26674 | 0.26674 | 0.26674 | 0.26674 | 0.26674 | 0.26674 | 0.26674 | 0.26674 | 0.26674 | 1760.5547 | 3274.3837 | 0.00043595 | 18222.1546 | 10325.0784 | 73.3055 | 137.8336 | 5034.9384 | 211.1391 | 4823.7993 | -5501.2791 | FALSE
| 60743104 | CLC003 | CLC | 22KV | 1667.06 | 26 | 44906.1835 | 3.704% | Three phase | 97.13 | 0.015635 | 0.016876 | 0.01822 | 0.019675 | 0.021252 | 0.022961 | 0.024812 | 0.026818 | 0.028993 | 0.03135 | 0.033906 | 0.036678 | 0.039683 | 0.042942 | 0.046477 | 0.050311 | 0.054471 | 0.054638 | 0.054638 | 0.054638 | 0.23826 | 0.24185 | 0.247 | 0.25026 | 0.25189 | 0.25526 | 0.26056 | 0.26574 | 0.26674 | 0.26674 | 0.26674 | 0.26674 | 0.26674 | 0.26674 | 0.26674 | 0.26674 | 0.26674 | 0.26674 | 0.26674 | 0.26674 | 5465.3647 | 90175.9116 | 0.0017844 | 161921.5378 | 91748.3477 | 300.0432 | 5013.1138 | 95641.2763 | 5313.157 | 90328.1193 | -1420.2284 | FALSE
| 60743110 | CLC003 | CLC | 22KV | 62.2 | 26 | 44906.1835 | 3.704% | Three phase | 97.13 | 0.00064397 | 0.00071521 | 0.00079468 | 0.00088337 | 0.00098235 | 0.0010929 | 0.0012163 | 0.0013541 | 0.0015081 | 0.0016801 | 0.0018724 | 0.0020386 | 0.0020386 | 0.0020386 | 0.0020386 | 0.0020386 | 0.0020386 | 0.0020386 | 0.0020386 | 0.0020386 | 0.23826 | 0.24185 | 0.247 | 0.25026 | 0.25189 | 0.25526 | 0.26056 | 0.26574 | 0.26674 | 0.26674 | 0.26674 | 0.26674 | 0.26674 | 0.26674 | 0.26674 | 0.26674 | 0.26674 | 0.26674 | 0.26674 | 0.26674 | 247.8661 | 152.5245 | 6.6577e-05 | 6041.486 | 3423.2405 | 11.195 | 6.9789 | 400.3906 | 18.1739 | 382.2168 | -3041.0237 | FALSE
| 60743112 | CLC003 | CLC | 22KV | 1310.23 | 26 | 44906.1835 | 3.704% | Covered | 390 | 0.012317 | 0.013309 | 0.014386 | 0.015553 | 0.016819 | 0.018193 | 0.019683 | 0.0213 | 0.023054 | 0.024959 | 0.027026 | 0.02927 | 0.031707 | 0.034353 | 0.037226 | 0.040347 | 0.042942 | 0.042942 | 0.042942 | 0.042942 | 0.23826 | 0.24185 | 0.247 | 0.25026 | 0.25189 | 0.25526 | 0.26056 | 0.26574 | 0.26674 | 0.26674 | 0.26674 | 0.26674 | 0.26674 | 0.26674 | 0.26674 | 0.26674 | 0.26674 | 0.26674 | 0.26674 | 0.26674 | 4336.1515 | 225762.3083 | 0.0014024 | 510989.7 | 289538.1386 | 235.8197 | 12434.0153 | 230098.4597 | 12669.8351 | 217428.6247 | -72109.5139 | FALSE
| 60743115 | CLC003 | CLC | 22KV | 154.83 | 26 | 44906.1835 | 3.704% | Three phase | 97.13 | 0.0019484 | 0.0021135 | 0.0022931 | 0.0024885 | 0.0027013 | 0.0029328 | 0.003185 | 0.0034595 | 0.0037585 | 0.0040841 | 0.0044388 | 0.0048252 | 0.0050745 | 0.0050745 | 0.0050745 | 0.0050745 | 0.0050745 | 0.0050745 | 0.0050745 | 0.0050745 | 0.23826 | 0.24185 | 0.247 | 0.25026 | 0.25189 | 0.25526 | 0.26056 | 0.26574 | 0.26674 | 0.26674 | 0.26674 | 0.26674 | 0.26674 | 0.26674 | 0.26674 | 0.26674 | 0.26674 | 0.26674 | 0.26674 | 0.26674 | 632.2741 | 970.3735 | 0.00016572 | 15038.6379 | 8521.227 | 27.8668 | 43.243 | 1602.6476 | 71.1098 | 1531.5378 | -6989.6892 | FALSE
| 60743127 | CLC003 | CLC | 22KV | 70.02 | 26 | 44906.1835 | 3.704% | Covered | 390 | 0.00076206 | 0.00082144 | 0.00088565 | 0.00095508 | 0.0010302 | 0.0011114 | 0.0011993 | 0.0012944 | 0.0013972 | 0.0015086 | 0.0016291 | 0.0017595 | 0.0019007 | 0.0020536 | 0.0022191 | 0.0022949 | 0.0022949 | 0.0022949 | 0.0022949 | 0.0022949 | 0.23826 | 0.24185 | 0.247 | 0.25026 | 0.25189 | 0.25526 | 0.26056 | 0.26574 | 0.26674 | 0.26674 | 0.26674 | 0.26674 | 0.26674 | 0.26674 | 0.26674 | 0.26674 | 0.26674 | 0.26674 | 0.26674 | 0.26674 | 253.7873 | 706.7428 | 7.4947e-05 | 27307.8 | 15473.2073 | 12.6024 | 35.5108 | 960.5301 | 48.1132 | 912.4169 | -14560.7905 | FALSE
| 60743131 | CLC003 | CLC | 22KV | 1451.64 | 26 | 44906.1835 | 3.704% | Three phase | 97.13 | 0.016959 | 0.018664 | 0.020548 | 0.022629 | 0.02493 | 0.027473 | 0.030284 | 0.033393 | 0.036832 | 0.040636 | 0.044845 | 0.047577 | 0.047577 | 0.047577 | 0.047577 | 0.047577 | 0.047577 | 0.047577 | 0.047577 | 0.047577 | 0.23826 | 0.24185 | 0.247 | 0.25026 | 0.25189 | 0.25526 | 0.26056 | 0.26574 | 0.26674 | 0.26674 | 0.26674 | 0.26674 | 0.26674 | 0.26674 | 0.26674 | 0.26674 | 0.26674 | 0.26674 | 0.26674 | 0.26674 | 5974.6975 | 85899.436 | 0.0015538 | 140997.7932 | 79892.4882 | 261.2712 | 3801.2196 | 91874.1335 | 4062.4907 | 87811.6427 | 7919.1545 | TRUE
| 60743139 | CLC003 | CLC | 22KV | 1886 | 26 | 44906.1835 | 3.704% | Single phase | 44.74 | 0.024047 | 0.026257 | 0.028678 | 0.031331 | 0.034239 | 0.037427 | 0.040921 | 0.044753 | 0.048955 | 0.053563 | 0.058618 | 0.061813 | 0.061813 | 0.061813 | 0.061813 | 0.061813 | 0.061813 | 0.061813 | 0.061813 | 0.061813 | 0.23826 | 0.24185 | 0.247 | 0.25026 | 0.25189 | 0.25526 | 0.26056 | 0.26574 | 0.26674 | 0.26674 | 0.26674 | 0.26674 | 0.26674 | 0.26674 | 0.26674 | 0.26674 | 0.26674 | 0.26674 | 0.26674 | 0.26674 | 7924.9228 | 68243.7432 | 0.0020187 | 84379.64 | 47811.3823 | 339.4488 | 2955.5007 | 76168.6661 | 3294.9495 | 72873.7166 | 25062.3343 | TRUE
| 60743149 | CLC003 | CLC | 22KV | 233.75 | 26 | 44906.1835 | 3.704% | Single phase | 44.74 | 0.001981 | 0.0022015 | 0.0024478 | 0.0027229 | 0.0030303 | 0.0033739 | 0.003758 | 0.0041876 | 0.004668 | 0.0052056 | 0.0058071 | 0.0064803 | 0.0072339 | 0.0076611 | 0.0076611 | 0.0076611 | 0.0076611 | 0.0076611 | 0.0076611 | 0.0076611 | 0.23826 | 0.24185 | 0.247 | 0.25026 | 0.25189 | 0.25526 | 0.26056 | 0.26574 | 0.26674 | 0.26674 | 0.26674 | 0.26674 | 0.26674 | 0.26674 | 0.26674 | 0.26674 | 0.26674 | 0.26674 | 0.26674 | 0.26674 | 839.5309 | 892.9335 | 0.0002502 | 10457.975 | 5925.7214 | 42.0711 | 45.3995 | 1732.4644 | 87.4706 | 1644.9937 | -4280.7277 | FALSE
| 60743151 | CLC003 | CLC | 22KV | 510.46 | 26 | 44906.1835 | 3.704% | Three phase | 97.13 | 0.0047985 | 0.0051852 | 0.0056046 | 0.0060594 | 0.0065526 | 0.0070877 | 0.0076683 | 0.0082982 | 0.0089818 | 0.0097238 | 0.010529 | 0.011404 | 0.012353 | 0.013384 | 0.014503 | 0.015719 | 0.01673 | 0.01673 | 0.01673 | 0.01673 | 0.23826 | 0.24185 | 0.247 | 0.25026 | 0.25189 | 0.25526 | 0.26056 | 0.26574 | 0.26674 | 0.26674 | 0.26674 | 0.26674 | 0.26674 | 0.26674 | 0.26674 | 0.26674 | 0.26674 | 0.26674 | 0.26674 | 0.26674 | 1689.3461 | 8534.3131 | 0.00054638 | 49580.9798 | 28093.6868 | 91.8743 | 470.0332 | 10223.6592 | 561.9075 | 9661.7516 | -18431.9352 | FALSE
| 60743153 | CLC003 | CLC | 22KV | 123.68 | 26 | 44906.1835 | 3.704% | Single phase | 44.74 | 0.001005 | 0.0010933 | 0.0011898 | 0.0012952 | 0.0014103 | 0.0015361 | 0.0016737 | 0.001824 | 0.0019884 | 0.0021682 | 0.0023648 | 0.0025799 | 0.0028152 | 0.0030726 | 0.0033543 | 0.0036626 | 0.0040001 | 0.0040536 | 0.0040536 | 0.0040536 | 0.23826 | 0.24185 | 0.247 | 0.25026 | 0.25189 | 0.25526 | 0.26056 | 0.26574 | 0.26674 | 0.26674 | 0.26674 | 0.26674 | 0.26674 | 0.26674 | 0.26674 | 0.26674 | 0.26674 | 0.26674 | 0.26674 | 0.26674 | 384.1084 | 216.3316 | 0.00013238 | 5533.4432 | 3135.3721 | 22.2604 | 12.71 | 600.44 | 34.9704 | 565.4697 | -2569.9024 | FALSE
| 60743154 | CLC003 | CLC | 22KV | 167.46 | 26 | 44906.1835 | 3.704% | Three phase | 97.13 | 0.0017337 | 0.0019255 | 0.0021395 | 0.0023783 | 0.0026448 | 0.0029423 | 0.0032745 | 0.0036456 | 0.0040601 | 0.0045234 | 0.005041 | 0.0054885 | 0.0054885 | 0.0054885 | 0.0054885 | 0.0054885 | 0.0054885 | 0.0054885 | 0.0054885 | 0.0054885 | 0.23826 | 0.24185 | 0.247 | 0.25026 | 0.25189 | 0.25526 | 0.26056 | 0.26574 | 0.26674 | 0.26674 | 0.26674 | 0.26674 | 0.26674 | 0.26674 | 0.26674 | 0.26674 | 0.26674 | 0.26674 | 0.26674 | 0.26674 | 667.3257 | 1105.5567 | 0.00017924 | 16265.3898 | 9216.3319 | 30.14 | 50.5856 | 1772.8824 | 80.7257 | 1692.1568 | -7524.1752 | FALSE
| 60743155 | CLC003 | CLC | 22KV | 247.75 | 26 | 44906.1835 | 3.704% | Three phase | 97.13 | 0.0031178 | 0.0033819 | 0.0036692 | 0.003982 | 0.0043224 | 0.004693 | 0.0050964 | 0.0055357 | 0.0060141 | 0.0065352 | 0.0071028 | 0.0077211 | 0.0081199 | 0.0081199 | 0.0081199 | 0.0081199 | 0.0081199 | 0.0081199 | 0.0081199 | 0.0081199 | 0.23826 | 0.24185 | 0.247 | 0.25026 | 0.25189 | 0.25526 | 0.26056 | 0.26574 | 0.26674 | 0.26674 | 0.26674 | 0.26674 | 0.26674 | 0.26674 | 0.26674 | 0.26674 | 0.26674 | 0.26674 | 0.26674 | 0.26674 | 1011.7284 | 2484.5974 | 0.00026518 | 24063.9575 | 13635.174 | 44.5909 | 110.7216 | 3496.3258 | 155.3125 | 3341.0133 | -10294.1607 | FALSE
| 60743156 | CLC003 | CLC | 22KV | 665.62 | 26 | 44906.1835 | 3.704% | Three phase | 97.13 | 0.0062428 | 0.0067382 | 0.0072748 | 0.0078559 | 0.0084855 | 0.0091677 | 0.0099069 | 0.010708 | 0.011576 | 0.012518 | 0.013538 | 0.014645 | 0.015844 | 0.017146 | 0.018557 | 0.020088 | 0.021749 | 0.021816 | 0.021816 | 0.021816 | 0.23826 | 0.24185 | 0.247 | 0.25026 | 0.25189 | 0.25526 | 0.26056 | 0.26574 | 0.26674 | 0.26674 | 0.26674 | 0.26674 | 0.26674 | 0.26674 | 0.26674 | 0.26674 | 0.26674 | 0.26674 | 0.26674 | 0.26674 | 2182.1986 | 14376.0907 | 0.00071246 | 64651.6706 | 36633.0757 | 119.8006 | 799.2043 | 16558.2894 | 919.0049 | 15639.2845 | -20993.7912 | FALSE
| 60743170 | CLC003 | CLC | 22KV | 11771.37 | 26 | 44906.1835 | 3.704% | Covered | 390 | 0.11065 | 0.11957 | 0.12924 | 0.13973 | 0.15111 | 0.16345 | 0.17683 | 0.19136 | 0.20712 | 0.22423 | 0.24281 | 0.26297 | 0.28486 | 0.30863 | 0.33445 | 0.36248 | 0.3858 | 0.3858 | 0.3858 | 0.3858 | 0.23826 | 0.24185 | 0.247 | 0.25026 | 0.25189 | 0.25526 | 0.26056 | 0.26574 | 0.26674 | 0.26674 | 0.26674 | 0.26674 | 0.26674 | 0.26674 | 0.26674 | 0.26674 | 0.26674 | 0.26674 | 0.26674 | 0.26674 | 38956.8575 | 18222601.5866 | 0.0126 | 4590834.3 | 2601268.9058 | 2118.6517 | 1003622.3919 | 18261558.4441 | 1005741.0436 | 17255817.4006 | 14654548.4947 | TRUE
| 60743173 | CLC003 | CLC | 22KV | 475.05 | 26 | 44906.1835 | 3.704% | Single phase | 44.74 | 0.006057 | 0.0066137 | 0.0072235 | 0.0078918 | 0.0086243 | 0.0094272 | 0.010307 | 0.011272 | 0.012331 | 0.013492 | 0.014765 | 0.01557 | 0.01557 | 0.01557 | 0.01557 | 0.01557 | 0.01557 | 0.01557 | 0.01557 | 0.01557 | 0.23826 | 0.24185 | 0.247 | 0.25026 | 0.25189 | 0.25526 | 0.26056 | 0.26574 | 0.26674 | 0.26674 | 0.26674 | 0.26674 | 0.26674 | 0.26674 | 0.26674 | 0.26674 | 0.26674 | 0.26674 | 0.26674 | 0.26674 | 1996.1477 | 4329.703 | 0.00050848 | 21253.737 | 12042.8405 | 85.5011 | 187.5108 | 6325.8507 | 273.012 | 6052.8388 | -5990.0017 | FALSE
| 60743191 | CLC003 | CLC | 22KV | 537.04 | 26 | 44906.1835 | 3.704% | Three phase | 97.13 | 0.0067583 | 0.0073308 | 0.0079537 | 0.0086316 | 0.0093695 | 0.010173 | 0.011047 | 0.012 | 0.013037 | 0.014166 | 0.015396 | 0.016737 | 0.017601 | 0.017601 | 0.017601 | 0.017601 | 0.017601 | 0.017601 | 0.017601 | 0.017601 | 0.23826 | 0.24185 | 0.247 | 0.25026 | 0.25189 | 0.25526 | 0.26056 | 0.26574 | 0.26674 | 0.26674 | 0.26674 | 0.26674 | 0.26674 | 0.26674 | 0.26674 | 0.26674 | 0.26674 | 0.26674 | 0.26674 | 0.26674 | 2193.0924 | 11674.5987 | 0.00057483 | 52162.6952 | 29556.5442 | 96.6583 | 520.2575 | 13867.691 | 616.9158 | 13250.7752 | -16305.769 | FALSE
| 60743192 | CLC003 | CLC | 22KV | 348.33 | 26 | 44906.1835 | 3.704% | Three phase | 97.13 | 0.0032744 | 0.0035383 | 0.0038245 | 0.0041348 | 0.0044714 | 0.0048366 | 0.0052327 | 0.0056626 | 0.0061291 | 0.0066354 | 0.007185 | 0.0077816 | 0.0084294 | 0.0091328 | 0.0098967 | 0.010726 | 0.011416 | 0.011416 | 0.011416 | 0.011416 | 0.23826 | 0.24185 | 0.247 | 0.25026 | 0.25189 | 0.25526 | 0.26056 | 0.26574 | 0.26674 | 0.26674 | 0.26674 | 0.26674 | 0.26674 | 0.26674 | 0.26674 | 0.26674 | 0.26674 | 0.26674 | 0.26674 | 0.26674 | 1152.7836 | 3973.9912 | 0.00037284 | 33833.2929 | 19170.6969 | 62.6936 | 218.8703 | 5126.7748 | 281.5639 | 4845.2108 | -14325.486 | FALSE
| 60743193 | CLC003 | CLC | 22KV | 110.51 | 26 | 44906.1835 | 3.704% | Single phase | 44.74 | 0.0014131 | 0.0015452 | 0.0016902 | 0.0018493 | 0.0020239 | 0.0022156 | 0.0024261 | 0.0026572 | 0.0029111 | 0.0031899 | 0.0034963 | 0.0036219 | 0.0036219 | 0.0036219 | 0.0036219 | 0.0036219 | 0.0036219 | 0.0036219 | 0.0036219 | 0.0036219 | 0.23826 | 0.24185 | 0.247 | 0.25026 | 0.25189 | 0.25526 | 0.26056 | 0.26574 | 0.26674 | 0.26674 | 0.26674 | 0.26674 | 0.26674 | 0.26674 | 0.26674 | 0.26674 | 0.26674 | 0.26674 | 0.26674 | 0.26674 | 467.0143 | 235.648 | 0.00011829 | 4944.2174 | 2801.5036 | 19.89 | 10.1473 | 702.6623 | 30.0373 | 672.625 | -2128.8786 | FALSE
| 60743202 | CLC003 | CLC | 22KV | 160.72 | 26 | 44906.1835 | 3.704% | Three phase | 97.13 | 0.0019381 | 0.0021176 | 0.0023143 | 0.00253 | 0.0027667 | 0.0030263 | 0.0033111 | 0.0036236 | 0.0039666 | 0.004343 | 0.0047563 | 0.0052101 | 0.0052676 | 0.0052676 | 0.0052676 | 0.0052676 | 0.0052676 | 0.0052676 | 0.0052676 | 0.0052676 | 0.23826 | 0.24185 | 0.247 | 0.25026 | 0.25189 | 0.25526 | 0.26056 | 0.26574 | 0.26674 | 0.26674 | 0.26674 | 0.26674 | 0.26674 | 0.26674 | 0.26674 | 0.26674 | 0.26674 | 0.26674 | 0.26674 | 0.26674 | 657.6019 | 1047.1279 | 0.00017203 | 15610.7336 | 8845.3892 | 28.9269 | 46.5956 | 1704.7299 | 75.5225 | 1629.2073 | -7216.1818 | FALSE
| 60743215 | CLC003 | CLC | 22KV | 891.05 | 26 | 44906.1835 | 3.704% | Single phase | 44.74 | 0.011394 | 0.012459 | 0.013628 | 0.014911 | 0.016319 | 0.017864 | 0.019562 | 0.021425 | 0.023472 | 0.025721 | 0.028191 | 0.029204 | 0.029204 | 0.029204 | 0.029204 | 0.029204 | 0.029204 | 0.029204 | 0.029204 | 0.029204 | 0.23826 | 0.24185 | 0.247 | 0.25026 | 0.25189 | 0.25526 | 0.26056 | 0.26574 | 0.26674 | 0.26674 | 0.26674 | 0.26674 | 0.26674 | 0.26674 | 0.26674 | 0.26674 | 0.26674 | 0.26674 | 0.26674 | 0.26674 | 3765.5695 | 15320.2119 | 0.00095375 | 39865.577 | 22588.7233 | 160.3742 | 659.7081 | 19085.7814 | 820.0824 | 18265.699 | -4323.0243 | FALSE
| 60743222 | CLC003 | CLC | 22KV | 1604.9 | 26 | 44906.1835 | 3.704% | Three phase | 97.13 | 0.020197 | 0.021907 | 0.023769 | 0.025795 | 0.028 | 0.030401 | 0.033014 | 0.03586 | 0.038959 | 0.042334 | 0.046011 | 0.050016 | 0.0526 | 0.0526 | 0.0526 | 0.0526 | 0.0526 | 0.0526 | 0.0526 | 0.0526 | 0.23826 | 0.24185 | 0.247 | 0.25026 | 0.25189 | 0.25526 | 0.26056 | 0.26574 | 0.26674 | 0.26674 | 0.26674 | 0.26674 | 0.26674 | 0.26674 | 0.26674 | 0.26674 | 0.26674 | 0.26674 | 0.26674 | 0.26674 | 6553.8767 | 104261.6626 | 0.0017178 | 155883.937 | 88327.3087 | 288.8554 | 4646.2338 | 110815.5393 | 4935.0892 | 105880.4501 | 17553.1415 | TRUE
| 60743224 | CLC003 | CLC | 22KV | 97.95 | 26 | 44906.1835 | 3.704% | Three phase | 97.13 | 0.0012326 | 0.001337 | 0.0014507 | 0.0015743 | 0.0017089 | 0.0018554 | 0.0020149 | 0.0021886 | 0.0023777 | 0.0025837 | 0.0028081 | 0.0030526 | 0.0032103 | 0.0032103 | 0.0032103 | 0.0032103 | 0.0032103 | 0.0032103 | 0.0032103 | 0.0032103 | 0.23826 | 0.24185 | 0.247 | 0.25026 | 0.25189 | 0.25526 | 0.26056 | 0.26574 | 0.26674 | 0.26674 | 0.26674 | 0.26674 | 0.26674 | 0.26674 | 0.26674 | 0.26674 | 0.26674 | 0.26674 | 0.26674 | 0.26674 | 399.9952 | 388.3628 | 0.00010484 | 9513.8835 | 5390.7782 | 17.6294 | 17.3067 | 788.3579 | 34.9361 | 753.4218 | -4637.3563 | FALSE
| 60743232 | CLC003 | CLC | 22KV | 115.9 | 26 | 44906.1835 | 3.704% | Three phase | 97.13 | 0.0014585 | 0.0015821 | 0.0017165 | 0.0018628 | 0.0020221 | 0.0021954 | 0.0023842 | 0.0025897 | 0.0028135 | 0.0030572 | 0.0033227 | 0.003612 | 0.0037986 | 0.0037986 | 0.0037986 | 0.0037986 | 0.0037986 | 0.0037986 | 0.0037986 | 0.0037986 | 0.23826 | 0.24185 | 0.247 | 0.25026 | 0.25189 | 0.25526 | 0.26056 | 0.26574 | 0.26674 | 0.26674 | 0.26674 | 0.26674 | 0.26674 | 0.26674 | 0.26674 | 0.26674 | 0.26674 | 0.26674 | 0.26674 | 0.26674 | 473.297 | 543.7454 | 0.00012406 | 11257.367 | 6378.6747 | 20.8601 | 24.231 | 1017.0423 | 45.0911 | 971.9512 | -5406.7235 | FALSE
| 60743248 | CLC003 | CLC | 22KV | 672.61 | 26 | 44906.1835 | 3.704% | Single phase | 44.74 | 0.0087091 | 0.0095837 | 0.01055 | 0.011617 | 0.012796 | 0.014099 | 0.01554 | 0.017132 | 0.018892 | 0.020839 | 0.022045 | 0.022045 | 0.022045 | 0.022045 | 0.022045 | 0.022045 | 0.022045 | 0.022045 | 0.022045 | 0.022045 | 0.23826 | 0.24185 | 0.247 | 0.25026 | 0.25189 | 0.25526 | 0.26056 | 0.26574 | 0.26674 | 0.26674 | 0.26674 | 0.26674 | 0.26674 | 0.26674 | 0.26674 | 0.26674 | 0.26674 | 0.26674 | 0.26674 | 0.26674 | 2907.4289 | 8929.9435 | 0.00071994 | 30092.5714 | 17051.1208 | 121.0587 | 375.9017 | 11837.3724 | 496.9604 | 11340.412 | -5710.7088 | FALSE
| 60743278 | CLC003 | CLC | 22KV | 34.88 | 26 | 44906.1835 | 3.704% | Single phase | 44.74 | 0.00022421 | 0.00024895 | 0.00027657 | 0.00030742 | 0.00034188 | 0.0003804 | 0.00042345 | 0.00047159 | 0.00052543 | 0.00058567 | 0.00065307 | 0.00072851 | 0.00081296 | 0.00090753 | 0.0010134 | 0.0011321 | 0.0011432 | 0.0011432 | 0.0011432 | 0.0011432 | 0.23826 | 0.24185 | 0.247 | 0.25026 | 0.25189 | 0.25526 | 0.26056 | 0.26574 | 0.26674 | 0.26674 | 0.26674 | 0.26674 | 0.26674 | 0.26674 | 0.26674 | 0.26674 | 0.26674 | 0.26674 | 0.26674 | 0.26674 | 105.1224 | 16.6596 | 3.7334e-05 | 1560.5312 | 884.2317 | 6.2778 | 1.0109 | 121.782 | 7.2887 | 114.4933 | -769.7384 | FALSE
| 60743288 | CLC003 | CLC | 22KV | 1904.19 | 26 | 44906.1835 | 3.704% | Three phase | 97.13 | 0.01782 | 0.019213 | 0.020719 | 0.022349 | 0.024113 | 0.026021 | 0.028087 | 0.030324 | 0.032745 | 0.035366 | 0.038204 | 0.041279 | 0.044608 | 0.048215 | 0.052122 | 0.056355 | 0.060942 | 0.062409 | 0.062409 | 0.062409 | 0.23826 | 0.24185 | 0.247 | 0.25026 | 0.25189 | 0.25526 | 0.26056 | 0.26574 | 0.26674 | 0.26674 | 0.26674 | 0.26674 | 0.26674 | 0.26674 | 0.26674 | 0.26674 | 0.26674 | 0.26674 | 0.26674 | 0.26674 | 6178.8502 | 116460.2588 | 0.0020382 | 184953.9747 | 104799.0391 | 342.7227 | 6540.7216 | 122639.109 | 6883.4442 | 115755.6647 | 10956.6256 | TRUE
| 60743307 | CLC003 | CLC | 22KV | 340.67 | 26 | 44906.1835 | 3.704% | Single phase | 44.74 | 0.0026398 | 0.0028586 | 0.0030964 | 0.003355 | 0.0036362 | 0.003942 | 0.0042747 | 0.0046366 | 0.0050304 | 0.005459 | 0.0059254 | 0.0064332 | 0.006986 | 0.0075879 | 0.0082434 | 0.0089572 | 0.0097348 | 0.010582 | 0.011165 | 0.011165 | 0.23826 | 0.24185 | 0.247 | 0.25026 | 0.25189 | 0.25526 | 0.26056 | 0.26574 | 0.26674 | 0.26674 | 0.26674 | 0.26674 | 0.26674 | 0.26674 | 0.26674 | 0.26674 | 0.26674 | 0.26674 | 0.26674 | 0.26674 | 980.183 | 1521.0021 | 0.00036464 | 15241.5758 | 8636.2161 | 61.315 | 96.4307 | 2501.1851 | 157.7457 | 2343.4394 | -6292.7767 | FALSE
| 60743308 | CLC003 | CLC | 22KV | 1160.01 | 26 | 44906.1835 | 3.704% | Three phase | 97.13 | 0.010767 | 0.01156 | 0.012414 | 0.013335 | 0.014327 | 0.015395 | 0.016546 | 0.017787 | 0.019125 | 0.020567 | 0.022121 | 0.023797 | 0.025604 | 0.027553 | 0.029655 | 0.031922 | 0.034368 | 0.037006 | 0.038019 | 0.038019 | 0.23826 | 0.24185 | 0.247 | 0.25026 | 0.25189 | 0.25526 | 0.26056 | 0.26574 | 0.26674 | 0.26674 | 0.26674 | 0.26674 | 0.26674 | 0.26674 | 0.26674 | 0.26674 | 0.26674 | 0.26674 | 0.26674 | 0.26674 | 3617.5382 | 41552.2754 | 0.0012416 | 112671.7713 | 63842.3337 | 208.7826 | 2427.3286 | 45169.8137 | 2636.1112 | 42533.7025 | -21308.6312 | FALSE
| 60743312 | CLC003 | CLC | 22KV | 3351.42 | 26 | 44906.1835 | 3.704% | Covered | 390 | 0.031433 | 0.033927 | 0.036629 | 0.039555 | 0.042725 | 0.04616 | 0.049881 | 0.053915 | 0.058287 | 0.063026 | 0.068164 | 0.073736 | 0.079777 | 0.086329 | 0.093436 | 0.10114 | 0.10951 | 0.10984 | 0.10984 | 0.10984 | 0.23826 | 0.24185 | 0.247 | 0.25026 | 0.25189 | 0.25526 | 0.26056 | 0.26574 | 0.26674 | 0.26674 | 0.26674 | 0.26674 | 0.26674 | 0.26674 | 0.26674 | 0.26674 | 0.26674 | 0.26674 | 0.26674 | 0.26674 | 10987.4465 | 1463379.6504 | 0.0035872 | 1307053.8 | 740605.778 | 603.2001 | 81353.0866 | 1474367.0969 | 81956.2867 | 1392410.8102 | 651805.0323 | TRUE
| 60743316 | CLC003 | CLC | 22KV | 489 | 26 | 44906.1835 | 3.704% | Single phase | 44.74 | 0.0062908 | 0.0069 | 0.0075705 | 0.0083088 | 0.0091217 | 0.010017 | 0.011003 | 0.01209 | 0.013287 | 0.014606 | 0.016027 | 0.016027 | 0.016027 | 0.016027 | 0.016027 | 0.016027 | 0.016027 | 0.016027 | 0.016027 | 0.016027 | 0.23826 | 0.24185 | 0.247 | 0.25026 | 0.25189 | 0.25526 | 0.26056 | 0.26574 | 0.26674 | 0.26674 | 0.26674 | 0.26674 | 0.26674 | 0.26674 | 0.26674 | 0.26674 | 0.26674 | 0.26674 | 0.26674 | 0.26674 | 2091.4418 | 4669.8105 | 0.00052341 | 21877.86 | 12396.4825 | 88.0119 | 198.6852 | 6761.2523 | 286.6971 | 6474.5552 | -5921.9273 | FALSE
| 60743332 | CLC003 | CLC | 22KV | 438.54 | 26 | 44906.1835 | 3.704% | Single phase | 44.74 | 0.0054456 | 0.0058672 | 0.0063229 | 0.0068153 | 0.0073475 | 0.0079228 | 0.0085447 | 0.0092172 | 0.0099443 | 0.010731 | 0.011581 | 0.012501 | 0.013496 | 0.014373 | 0.014373 | 0.014373 | 0.014373 | 0.014373 | 0.014373 | 0.014373 | 0.23826 | 0.24185 | 0.247 | 0.25026 | 0.25189 | 0.25526 | 0.26056 | 0.26574 | 0.26674 | 0.26674 | 0.26674 | 0.26674 | 0.26674 | 0.26674 | 0.26674 | 0.26674 | 0.26674 | 0.26674 | 0.26674 | 0.26674 | 1730.3604 | 3465.0152 | 0.0004694 | 19620.2796 | 11117.2872 | 78.9299 | 159.7961 | 5195.3756 | 238.726 | 4956.6496 | -6160.6376 | FALSE
| 60743339 | CLC003 | CLC | 22KV | 51.84 | 26 | 44906.1835 | 3.704% | Covered | 390 | 0.00048666 | 0.00053131 | 0.00058025 | 0.00063391 | 0.00069273 | 0.00075725 | 0.000828 | 0.00090563 | 0.00099079 | 0.0010842 | 0.0011868 | 0.0012994 | 0.001423 | 0.0015587 | 0.001699 | 0.001699 | 0.001699 | 0.001699 | 0.001699 | 0.001699 | 0.23826 | 0.24185 | 0.247 | 0.25026 | 0.25189 | 0.25526 | 0.26056 | 0.26574 | 0.26674 | 0.26674 | 0.26674 | 0.26674 | 0.26674 | 0.26674 | 0.26674 | 0.26674 | 0.26674 | 0.26674 | 0.26674 | 0.26674 | 182.4027 | 375.5143 | 5.5488e-05 | 20217.6 | 11455.7422 | 9.3303 | 19.4646 | 557.917 | 28.795 | 529.122 | -10926.6202 | FALSE
| 60743340 | CLC003 | CLC | 22KV | 906.34 | 26 | 44906.1835 | 3.704% | Three phase | 97.13 | 0.011953 | 0.013276 | 0.014752 | 0.016398 | 0.018234 | 0.020284 | 0.022571 | 0.025124 | 0.027975 | 0.029705 | 0.029705 | 0.029705 | 0.029705 | 0.029705 | 0.029705 | 0.029705 | 0.029705 | 0.029705 | 0.029705 | 0.029705 | 0.23826 | 0.24185 | 0.247 | 0.25026 | 0.25189 | 0.25526 | 0.26056 | 0.26574 | 0.26674 | 0.26674 | 0.26674 | 0.26674 | 0.26674 | 0.26674 | 0.26674 | 0.26674 | 0.26674 | 0.26674 | 0.26674 | 0.26674 | 4029.0464 | 36210.6869 | 0.00097012 | 88032.8042 | 49881.3465 | 163.1262 | 1481.7925 | 40239.7334 | 1644.9187 | 38594.8146 | -11286.5318 | FALSE
| 60743347 | CLC003 | CLC | 22KV | 1405.85 | 26 | 44906.1835 | 3.704% | Single phase | 44.74 | 0.017977 | 0.019657 | 0.021501 | 0.023525 | 0.025747 | 0.028185 | 0.030863 | 0.033804 | 0.037033 | 0.040581 | 0.044478 | 0.046076 | 0.046076 | 0.046076 | 0.046076 | 0.046076 | 0.046076 | 0.046076 | 0.046076 | 0.046076 | 0.23826 | 0.24185 | 0.247 | 0.25026 | 0.25189 | 0.25526 | 0.26056 | 0.26574 | 0.26674 | 0.26674 | 0.26674 | 0.26674 | 0.26674 | 0.26674 | 0.26674 | 0.26674 | 0.26674 | 0.26674 | 0.26674 | 0.26674 | 5941.1098 | 38136.3033 | 0.0015048 | 62897.729 | 35639.2533 | 253.0297 | 1642.1985 | 44077.4131 | 1895.2283 | 42182.1848 | 6542.9315 | TRUE
| 60743352 | CLC003 | CLC | 22KV | 1249.86 | 26 | 44906.1835 | 3.704% | Three phase | 97.13 | 0.016484 | 0.018308 | 0.020343 | 0.022613 | 0.025146 | 0.027971 | 0.031125 | 0.034646 | 0.038578 | 0.040964 | 0.040964 | 0.040964 | 0.040964 | 0.040964 | 0.040964 | 0.040964 | 0.040964 | 0.040964 | 0.040964 | 0.040964 | 0.23826 | 0.24185 | 0.247 | 0.25026 | 0.25189 | 0.25526 | 0.26056 | 0.26574 | 0.26674 | 0.26674 | 0.26674 | 0.26674 | 0.26674 | 0.26674 | 0.26674 | 0.26674 | 0.26674 | 0.26674 | 0.26674 | 0.26674 | 5556.1312 | 68861.6156 | 0.0013378 | 121398.9018 | 68787.3201 | 224.9541 | 2817.9147 | 74417.7468 | 3042.8688 | 71374.878 | 2587.5579 | TRUE
| 60743362 | CLC003 | CLC | 22KV | 1306.19 | 26 | 44906.1835 | 3.704% | Three phase | 97.13 | 0.011761 | 0.012797 | 0.013927 | 0.015163 | 0.016512 | 0.017987 | 0.019599 | 0.021361 | 0.023287 | 0.025393 | 0.027696 | 0.030216 | 0.032971 | 0.035986 | 0.039285 | 0.04281 | 0.04281 | 0.04281 | 0.04281 | 0.04281 | 0.23826 | 0.24185 | 0.247 | 0.25026 | 0.25189 | 0.25526 | 0.26056 | 0.26574 | 0.26674 | 0.26674 | 0.26674 | 0.26674 | 0.26674 | 0.26674 | 0.26674 | 0.26674 | 0.26674 | 0.26674 | 0.26674 | 0.26674 | 4381.3935 | 56600.7077 | 0.0013981 | 126870.2347 | 71887.4991 | 235.0926 | 3077.64 | 60982.1011 | 3312.7325 | 57669.3686 | -14218.1305 | FALSE
| 60743363 | CLC003 | CLC | 22KV | 3449.24 | 26 | 44906.1835 | 3.704% | Three phase | 97.13 | 0.04292 | 0.046291 | 0.049939 | 0.053884 | 0.058154 | 0.062774 | 0.067774 | 0.073186 | 0.079045 | 0.085388 | 0.092255 | 0.099691 | 0.10774 | 0.11305 | 0.11305 | 0.11305 | 0.11305 | 0.11305 | 0.11305 | 0.11305 | 0.23826 | 0.24185 | 0.247 | 0.25026 | 0.25189 | 0.25526 | 0.26056 | 0.26574 | 0.26674 | 0.26674 | 0.26674 | 0.26674 | 0.26674 | 0.26674 | 0.26674 | 0.26674 | 0.26674 | 0.26674 | 0.26674 | 0.26674 | 13685.8023 | 467953.2196 | 0.003692 | 335024.6812 | 189832.442 | 620.8061 | 21461.0976 | 481639.022 | 22081.9037 | 459557.1183 | 269724.6763 | TRUE
| 60743364 | CLC003 | CLC | 22KV | 301.19 | 26 | 44906.1835 | 3.704% | Single phase | 44.74 | 0.0038999 | 0.0042915 | 0.0047241 | 0.005202 | 0.00573 | 0.0063136 | 0.0069585 | 0.0076715 | 0.0084599 | 0.0093316 | 0.0098714 | 0.0098714 | 0.0098714 | 0.0098714 | 0.0098714 | 0.0098714 | 0.0098714 | 0.0098714 | 0.0098714 | 0.0098714 | 0.23826 | 0.24185 | 0.247 | 0.25026 | 0.25189 | 0.25526 | 0.26056 | 0.26574 | 0.26674 | 0.26674 | 0.26674 | 0.26674 | 0.26674 | 0.26674 | 0.26674 | 0.26674 | 0.26674 | 0.26674 | 0.26674 | 0.26674 | 1301.9261 | 1790.6189 | 0.00032238 | 13475.2406 | 7635.3713 | 54.2092 | 75.3753 | 3092.545 | 129.5845 | 2962.9606 | -4672.4107 | FALSE
| 60743365 | CLC003 | CLC | 22KV | 1471.52 | 26 | 44906.1835 | 3.704% | Single phase | 44.74 | 0.019053 | 0.020967 | 0.023081 | 0.025415 | 0.027995 | 0.030846 | 0.033997 | 0.037481 | 0.041332 | 0.045591 | 0.048229 | 0.048229 | 0.048229 | 0.048229 | 0.048229 | 0.048229 | 0.048229 | 0.048229 | 0.048229 | 0.048229 | 0.23826 | 0.24185 | 0.247 | 0.25026 | 0.25189 | 0.25526 | 0.26056 | 0.26574 | 0.26674 | 0.26674 | 0.26674 | 0.26674 | 0.26674 | 0.26674 | 0.26674 | 0.26674 | 0.26674 | 0.26674 | 0.26674 | 0.26674 | 6360.8032 | 42741.9576 | 0.0015751 | 65835.8048 | 37304.0325 | 264.8492 | 1799.2024 | 49102.7608 | 2064.0517 | 47038.7091 | 9734.6766 | TRUE
| 60743376 | CLC003 | CLC | 22KV | 136.7 | 26 | 44906.1835 | 3.704% | Three phase | 97.13 | 0.001748 | 0.0019114 | 0.0020907 | 0.0022875 | 0.0025035 | 0.0027407 | 0.003001 | 0.0032869 | 0.003601 | 0.0039459 | 0.0043249 | 0.0044803 | 0.0044803 | 0.0044803 | 0.0044803 | 0.0044803 | 0.0044803 | 0.0044803 | 0.0044803 | 0.0044803 | 0.23826 | 0.24185 | 0.247 | 0.25026 | 0.25189 | 0.25526 | 0.26056 | 0.26574 | 0.26674 | 0.26674 | 0.26674 | 0.26674 | 0.26674 | 0.26674 | 0.26674 | 0.26674 | 0.26674 | 0.26674 | 0.26674 | 0.26674 | 577.693 | 782.8076 | 0.00014632 | 13277.671 | 7523.4239 | 24.6037 | 33.7087 | 1360.5007 | 58.3124 | 1302.1882 | -6221.2357 | FALSE
| 60743388 | CLC003 | CLC | 22KV | 247.16 | 26 | 44906.1835 | 3.704% | Single phase | 44.74 | 0.0031796 | 0.0034875 | 0.0038264 | 0.0041996 | 0.0046105 | 0.005063 | 0.0055614 | 0.0061106 | 0.0067156 | 0.0073824 | 0.0081006 | 0.0081006 | 0.0081006 | 0.0081006 | 0.0081006 | 0.0081006 | 0.0081006 | 0.0081006 | 0.0081006 | 0.0081006 | 0.23826 | 0.24185 | 0.247 | 0.25026 | 0.25189 | 0.25526 | 0.26056 | 0.26574 | 0.26674 | 0.26674 | 0.26674 | 0.26674 | 0.26674 | 0.26674 | 0.26674 | 0.26674 | 0.26674 | 0.26674 | 0.26674 | 0.26674 | 1057.0977 | 1192.993 | 0.00026455 | 11057.9384 | 6265.674 | 44.4847 | 50.7579 | 2250.0907 | 95.2427 | 2154.848 | -4110.826 | FALSE
| 60743397 | CLC003 | CLC | 22KV | 377.78 | 26 | 44906.1835 | 3.704% | Three phase | 97.13 | 0.0047541 | 0.0051568 | 0.005595 | 0.0060719 | 0.006591 | 0.007156 | 0.0077712 | 0.0084411 | 0.0091706 | 0.0099651 | 0.010831 | 0.011773 | 0.012382 | 0.012382 | 0.012382 | 0.012382 | 0.012382 | 0.012382 | 0.012382 | 0.012382 | 0.23826 | 0.24185 | 0.247 | 0.25026 | 0.25189 | 0.25526 | 0.26056 | 0.26574 | 0.26674 | 0.26674 | 0.26674 | 0.26674 | 0.26674 | 0.26674 | 0.26674 | 0.26674 | 0.26674 | 0.26674 | 0.26674 | 0.26674 | 1542.7276 | 5777.0565 | 0.00040436 | 36693.7714 | 20791.5077 | 67.9941 | 257.4441 | 7319.7841 | 325.4383 | 6994.3458 | -13797.1618 | FALSE
| 60743426 | CLC006 | CLC | 22KV | 1578.38 | 15 | 44906.1835 | 6.25% | Three phase | 97.13 | 0.014817 | 0.016177 | 0.017667 | 0.019301 | 0.021092 | 0.023056 | 0.02521 | 0.027574 | 0.030167 | 0.033012 | 0.036135 | 0.039563 | 0.043326 | 0.047458 | 0.051731 | 0.051731 | 0.051731 | 0.051731 | 0.051731 | 0.051731 | 0.66863 | 0.6695 | 0.67163 | 0.672 | 0.67075 | 0.67063 | 0.67356 | 0.6765 | 0.67688 | 0.67688 | 0.67688 | 0.67688 | 0.67688 | 0.67688 | 0.67688 | 0.67688 | 0.67688 | 0.67688 | 0.67688 | 0.67688 | 14292.6792 | 86697.8687 | 0.0016894 | 153308.0494 | 86867.7534 | 739.647 | 4493.9501 | 100990.5479 | 5233.597 | 95756.9509 | 8889.1975 | TRUE
| 60743436 | CLC006 | CLC | 22KV | 1744.68 | 15 | 44906.1835 | 6.25% | Covered | 390 | 0.016617 | 0.017939 | 0.019371 | 0.020923 | 0.022604 | 0.024426 | 0.026401 | 0.028541 | 0.030862 | 0.033378 | 0.036106 | 0.039064 | 0.042273 | 0.045754 | 0.04953 | 0.053627 | 0.057181 | 0.057181 | 0.057181 | 0.057181 | 0.66863 | 0.6695 | 0.67163 | 0.672 | 0.67075 | 0.67063 | 0.67356 | 0.6765 | 0.67688 | 0.67688 | 0.67688 | 0.67688 | 0.67688 | 0.67688 | 0.67688 | 0.67688 | 0.67688 | 0.67688 | 0.67688 | 0.67688 | 14921.1656 | 401745.9241 | 0.0018674 | 680425.2 | 385544.0645 | 817.5771 | 22046.918 | 416667.0898 | 22864.495 | 393802.5948 | 8258.5302 | TRUE
| 60743462 | CLC006 | CLC | 22KV | 268.47 | 15 | 44906.1835 | 6.25% | Single phase | 44.74 | 0.0033406 | 0.0036031 | 0.0038869 | 0.0041941 | 0.0045264 | 0.004886 | 0.0052752 | 0.0056964 | 0.0061524 | 0.0066461 | 0.0071806 | 0.0077594 | 0.0083862 | 0.008799 | 0.008799 | 0.008799 | 0.008799 | 0.008799 | 0.008799 | 0.008799 | 0.66863 | 0.6695 | 0.67163 | 0.672 | 0.67075 | 0.67063 | 0.67356 | 0.6765 | 0.67688 | 0.67688 | 0.67688 | 0.67688 | 0.67688 | 0.67688 | 0.67688 | 0.67688 | 0.67688 | 0.67688 | 0.67688 | 0.67688 | 2746.8859 | 1305.8393 | 0.00028736 | 12011.3478 | 6805.897 | 125.8081 | 59.8879 | 4052.7251 | 185.696 | 3867.0291 | -2938.8679 | FALSE
| 60743470 | CLC006 | CLC | 22KV | 31.01 | 15 | 44906.1835 | 6.25% | Single phase | 44.74 | 0.00038429 | 0.00041363 | 0.0004453 | 0.00047948 | 0.00051639 | 0.00055625 | 0.00059929 | 0.00064578 | 0.000696 | 0.00075024 | 0.00080884 | 0.00087217 | 0.00094059 | 0.0010145 | 0.0010163 | 0.0010163 | 0.0010163 | 0.0010163 | 0.0010163 | 0.0010163 | 0.66863 | 0.6695 | 0.67163 | 0.672 | 0.67075 | 0.67063 | 0.67356 | 0.6765 | 0.67688 | 0.67688 | 0.67688 | 0.67688 | 0.67688 | 0.67688 | 0.67688 | 0.67688 | 0.67688 | 0.67688 | 0.67688 | 0.67688 | 313.7998 | 17.2309 | 3.3192e-05 | 1387.3874 | 786.1246 | 14.5316 | 0.79901 | 331.0307 | 15.3306 | 315.7001 | -470.4245 | FALSE
| 60743473 | CLC006 | CLC | 22KV | 852.24 | 15 | 44906.1835 | 6.25% | Single phase | 44.74 | 0.010139 | 0.010929 | 0.011784 | 0.012708 | 0.013708 | 0.014789 | 0.015959 | 0.017224 | 0.018593 | 0.020074 | 0.021677 | 0.023412 | 0.02529 | 0.027323 | 0.027932 | 0.027932 | 0.027932 | 0.027932 | 0.027932 | 0.027932 | 0.66863 | 0.6695 | 0.67163 | 0.672 | 0.67075 | 0.67063 | 0.67356 | 0.6765 | 0.67688 | 0.67688 | 0.67688 | 0.67688 | 0.67688 | 0.67688 | 0.67688 | 0.67688 | 0.67688 | 0.67688 | 0.67688 | 0.67688 | 8455.4846 | 12759.5939 | 0.00091221 | 38129.2176 | 21604.8634 | 399.3694 | 603.492 | 21215.0785 | 1002.8614 | 20212.217 | -1392.6464 | FALSE
| 60743479 | CLC006 | CLC | 22KV | 6079.61 | 15 | 44906.1835 | 6.25% | Three phase | 97.13 | 0.058083 | 0.062325 | 0.066891 | 0.071807 | 0.077099 | 0.082797 | 0.088934 | 0.095543 | 0.10266 | 0.11033 | 0.11859 | 0.12749 | 0.13708 | 0.14742 | 0.15856 | 0.17057 | 0.18351 | 0.19746 | 0.19926 | 0.19926 | 0.66863 | 0.6695 | 0.67163 | 0.672 | 0.67075 | 0.67063 | 0.67356 | 0.6765 | 0.67688 | 0.67688 | 0.67688 | 0.67688 | 0.67688 | 0.67688 | 0.67688 | 0.67688 | 0.67688 | 0.67688 | 0.67688 | 0.67688 | 49827.3808 | 1164378.9979 | 0.0065074 | 590512.5193 | 334597.5382 | 2848.975 | 66674.0051 | 1214206.3787 | 69522.9801 | 1144683.3986 | 810085.8604 | TRUE
| 60743486 | CLC006 | CLC | 22KV | 581.69 | 15 | 44906.1835 | 6.25% | Single phase | 44.74 | 0.0028776 | 0.0030891 | 0.0033171 | 0.003563 | 0.0038281 | 0.0041141 | 0.0044227 | 0.0047555 | 0.0051147 | 0.0055024 | 0.0059209 | 0.0063726 | 0.0068604 | 0.0073871 | 0.0079559 | 0.0085702 | 0.0092339 | 0.0099509 | 0.010726 | 0.011563 | 0.66863 | 0.6695 | 0.67163 | 0.672 | 0.67075 | 0.67063 | 0.67356 | 0.6765 | 0.67688 | 0.67688 | 0.67688 | 0.67688 | 0.67688 | 0.67688 | 0.67688 | 0.67688 | 0.67688 | 0.67688 | 0.67688 | 0.67688 | 2526.0758 | 2601.4131 | 0.00062262 | 26024.8106 | 14746.237 | 272.5866 | 281.1453 | 5127.4889 | 553.7319 | 4573.757 | -10172.48 | FALSE
| 60743538 | CLC003 | CLC | 22KV | 80.27 | 26 | 44906.1835 | 3.704% | Single phase | 44.74 | 0.00067027 | 0.00072237 | 0.00077871 | 0.00083965 | 0.00090558 | 0.00097692 | 0.0010541 | 0.0011376 | 0.0012281 | 0.001326 | 0.0014319 | 0.0015467 | 0.001671 | 0.0018055 | 0.0019513 | 0.0021092 | 0.0022803 | 0.0024657 | 0.0026308 | 0.0026308 | 0.23826 | 0.24185 | 0.247 | 0.25026 | 0.25189 | 0.25526 | 0.26056 | 0.26574 | 0.26674 | 0.26674 | 0.26674 | 0.26674 | 0.26674 | 0.26674 | 0.26674 | 0.26674 | 0.26674 | 0.26674 | 0.26674 | 0.26674 | 236.1223 | 86.3914 | 8.5918e-05 | 3591.2798 | 2034.8991 | 14.4473 | 5.3537 | 322.5136 | 19.801 | 302.7127 | -1732.1864 | FALSE
| 60743542 | CLC003 | CLC | 22KV | 61.88 | 26 | 44906.1835 | 3.704% | Single phase | 44.74 | 0.00080123 | 0.0008817 | 0.00097058 | 0.0010688 | 0.0011772 | 0.0012971 | 0.0014296 | 0.0015761 | 0.0017381 | 0.0019172 | 0.0020281 | 0.0020281 | 0.0020281 | 0.0020281 | 0.0020281 | 0.0020281 | 0.0020281 | 0.0020281 | 0.0020281 | 0.0020281 | 0.23826 | 0.24185 | 0.247 | 0.25026 | 0.25189 | 0.25526 | 0.26056 | 0.26574 | 0.26674 | 0.26674 | 0.26674 | 0.26674 | 0.26674 | 0.26674 | 0.26674 | 0.26674 | 0.26674 | 0.26674 | 0.26674 | 0.26674 | 267.4829 | 75.5827 | 6.6234e-05 | 2768.5112 | 1568.7001 | 11.1374 | 3.1816 | 343.0657 | 14.319 | 328.7467 | -1239.9534 | FALSE
| 60743545 | CLC003 | CLC | 22KV | 409.22 | 26 | 44906.1835 | 3.704% | Three phase | 97.13 | 0.0051498 | 0.005586 | 0.0060607 | 0.0065772 | 0.0071395 | 0.0077516 | 0.008418 | 0.0091436 | 0.0099338 | 0.010794 | 0.011732 | 0.012753 | 0.013412 | 0.013412 | 0.013412 | 0.013412 | 0.013412 | 0.013412 | 0.013412 | 0.013412 | 0.23826 | 0.24185 | 0.247 | 0.25026 | 0.25189 | 0.25526 | 0.26056 | 0.26574 | 0.26674 | 0.26674 | 0.26674 | 0.26674 | 0.26674 | 0.26674 | 0.26674 | 0.26674 | 0.26674 | 0.26674 | 0.26674 | 0.26674 | 1671.1181 | 6778.6373 | 0.00043802 | 39747.5386 | 22521.8401 | 73.6528 | 302.0778 | 8449.7553 | 375.7306 | 8074.0247 | -14447.8154 | FALSE
| 60743548 | CLC003 | CLC | 22KV | 675.13 | 26 | 44906.1835 | 3.704% | Single phase | 44.74 | 0.0086329 | 0.00944 | 0.010326 | 0.011297 | 0.012364 | 0.013535 | 0.014821 | 0.016233 | 0.017784 | 0.019488 | 0.02136 | 0.022127 | 0.022127 | 0.022127 | 0.022127 | 0.022127 | 0.022127 | 0.022127 | 0.022127 | 0.022127 | 0.23826 | 0.24185 | 0.247 | 0.25026 | 0.25189 | 0.25526 | 0.26056 | 0.26574 | 0.26674 | 0.26674 | 0.26674 | 0.26674 | 0.26674 | 0.26674 | 0.26674 | 0.26674 | 0.26674 | 0.26674 | 0.26674 | 0.26674 | 2853.0935 | 8794.9917 | 0.00072264 | 30205.3162 | 17115.0045 | 121.5122 | 378.7237 | 11648.0852 | 500.2359 | 11147.8493 | -5967.1552 | FALSE
| 60743549 | CLC003 | CLC | 22KV | 137.87 | 26 | 44906.1835 | 3.704% | Three phase | 97.13 | 0.0017852 | 0.0019645 | 0.0021625 | 0.0023812 | 0.0026229 | 0.00289 | 0.0031853 | 0.0035116 | 0.0038725 | 0.0042716 | 0.0045187 | 0.0045187 | 0.0045187 | 0.0045187 | 0.0045187 | 0.0045187 | 0.0045187 | 0.0045187 | 0.0045187 | 0.0045187 | 0.23826 | 0.24185 | 0.247 | 0.25026 | 0.25189 | 0.25526 | 0.26056 | 0.26574 | 0.26674 | 0.26674 | 0.26674 | 0.26674 | 0.26674 | 0.26674 | 0.26674 | 0.26674 | 0.26674 | 0.26674 | 0.26674 | 0.26674 | 595.9579 | 814.5524 | 0.00014757 | 13391.3131 | 7587.8161 | 24.8143 | 34.2882 | 1410.5103 | 59.1025 | 1351.4078 | -6236.4083 | FALSE
| 60743550 | CLC003 | CLC | 22KV | 368.42 | 26 | 44906.1835 | 3.704% | Single phase | 44.74 | 0.004711 | 0.0051514 | 0.0056347 | 0.0061651 | 0.0067472 | 0.0073863 | 0.0080881 | 0.0088586 | 0.009705 | 0.010635 | 0.011656 | 0.012075 | 0.012075 | 0.012075 | 0.012075 | 0.012075 | 0.012075 | 0.012075 | 0.012075 | 0.012075 | 0.23826 | 0.24185 | 0.247 | 0.25026 | 0.25189 | 0.25526 | 0.26056 | 0.26574 | 0.26674 | 0.26674 | 0.26674 | 0.26674 | 0.26674 | 0.26674 | 0.26674 | 0.26674 | 0.26674 | 0.26674 | 0.26674 | 0.26674 | 1556.9397 | 2619.0695 | 0.00039434 | 16483.1108 | 9339.6975 | 66.3095 | 112.7805 | 4176.0092 | 179.09 | 3996.9192 | -5342.7783 | FALSE
| 60743556 | CLC003 | CLC | 22KV | 1397.39 | 26 | 44906.1835 | 3.704% | Single phase | 44.74 | 0.015554 | 0.016929 | 0.01843 | 0.02007 | 0.021861 | 0.023819 | 0.025959 | 0.028297 | 0.030854 | 0.033649 | 0.036705 | 0.040047 | 0.043703 | 0.045799 | 0.045799 | 0.045799 | 0.045799 | 0.045799 | 0.045799 | 0.045799 | 0.23826 | 0.24185 | 0.247 | 0.25026 | 0.25189 | 0.25526 | 0.26056 | 0.26574 | 0.26674 | 0.26674 | 0.26674 | 0.26674 | 0.26674 | 0.26674 | 0.26674 | 0.26674 | 0.26674 | 0.26674 | 0.26674 | 0.26674 | 5385.7282 | 34327.6633 | 0.0014957 | 62519.2286 | 35424.7866 | 251.5071 | 1622.4935 | 39713.3915 | 1874.0005 | 37839.391 | 2414.6044 | TRUE
| 60743557 | CLC003 | CLC | 22KV | 399.87 | 26 | 44906.1835 | 3.704% | Three phase | 97.13 | 0.0037504 | 0.004048 | 0.0043703 | 0.0047194 | 0.0050977 | 0.0055075 | 0.0059515 | 0.0064328 | 0.0069544 | 0.0075199 | 0.0081329 | 0.0087977 | 0.0095185 | 0.0103 | 0.011148 | 0.012068 | 0.013066 | 0.013106 | 0.013106 | 0.013106 | 0.23826 | 0.24185 | 0.247 | 0.25026 | 0.25189 | 0.25526 | 0.26056 | 0.26574 | 0.26674 | 0.26674 | 0.26674 | 0.26674 | 0.26674 | 0.26674 | 0.26674 | 0.26674 | 0.26674 | 0.26674 | 0.26674 | 0.26674 | 1310.9518 | 5188.3077 | 0.00042801 | 38839.3731 | 22007.2534 | 71.97 | 288.4315 | 6499.2595 | 360.4015 | 6138.858 | -15868.3953 | FALSE
| 60743568 | CLC003 | CLC | 22KV | 496.04 | 26 | 44906.1835 | 3.704% | Covered | 390 | 0.0041487 | 0.0044864 | 0.0048529 | 0.0052509 | 0.0056829 | 0.0061521 | 0.0066616 | 0.007215 | 0.0078162 | 0.0084694 | 0.0091792 | 0.0099506 | 0.010789 | 0.0117 | 0.012691 | 0.013768 | 0.01494 | 0.016214 | 0.016258 | 0.016258 | 0.23826 | 0.24185 | 0.247 | 0.25026 | 0.25189 | 0.25526 | 0.26056 | 0.26574 | 0.26674 | 0.26674 | 0.26674 | 0.26674 | 0.26674 | 0.26674 | 0.26674 | 0.26674 | 0.26674 | 0.26674 | 0.26674 | 0.26674 | 1505.4618 | 29660.7183 | 0.00053094 | 193455.6 | 109616.2493 | 89.279 | 1782.1724 | 31166.1801 | 1871.4514 | 29294.7287 | -80321.5206 | FALSE
| 60743591 | CLC003 | CLC | 22KV | 71.31 | 26 | 44906.1835 | 3.704% | Single phase | 44.74 | 0.0004722 | 0.00052345 | 0.00058058 | 0.00064428 | 0.00071531 | 0.00079455 | 0.00088297 | 0.00098165 | 0.0010918 | 0.0012148 | 0.0013522 | 0.0015057 | 0.0016773 | 0.001869 | 0.0020833 | 0.0023229 | 0.0023372 | 0.0023372 | 0.0023372 | 0.0023372 | 0.23826 | 0.24185 | 0.247 | 0.25026 | 0.25189 | 0.25526 | 0.26056 | 0.26574 | 0.26674 | 0.26674 | 0.26674 | 0.26674 | 0.26674 | 0.26674 | 0.26674 | 0.26674 | 0.26674 | 0.26674 | 0.26674 | 0.26674 | 217.1088 | 70.358 | 7.6328e-05 | 3190.4094 | 1807.757 | 12.8346 | 4.2252 | 287.4668 | 17.0598 | 270.4069 | -1537.3501 | FALSE
| 60743611 | CLC003 | CLC | 22KV | 26.26 | 26 | 44906.1835 | 3.704% | Covered | 390 | 0.00024885 | 0.00027297 | 0.00029955 | 0.00032883 | 0.00036109 | 0.00039664 | 0.00043584 | 0.00047905 | 0.00052671 | 0.00057926 | 0.00063724 | 0.0007012 | 0.00077178 | 0.00084967 | 0.00086067 | 0.00086067 | 0.00086067 | 0.00086067 | 0.00086067 | 0.00086067 | 0.23826 | 0.24185 | 0.247 | 0.25026 | 0.25189 | 0.25526 | 0.26056 | 0.26574 | 0.26674 | 0.26674 | 0.26674 | 0.26674 | 0.26674 | 0.26674 | 0.26674 | 0.26674 | 0.26674 | 0.26674 | 0.26674 | 0.26674 | 95.137 | 99.2014 | 2.8108e-05 | 10241.4 | 5803.0052 | 4.7264 | 4.9947 | 194.3384 | 9.721 | 184.6174 | -5618.3878 | FALSE
| 60743613 | CLC003 | CLC | 22KV | 3988.05 | 26 | 44906.1835 | 3.704% | Covered | 390 | 0.037404 | 0.040372 | 0.043587 | 0.047069 | 0.050841 | 0.054928 | 0.059357 | 0.064157 | 0.069359 | 0.074999 | 0.081113 | 0.087742 | 0.094931 | 0.10273 | 0.11118 | 0.12036 | 0.13031 | 0.13071 | 0.13071 | 0.13071 | 0.23826 | 0.24185 | 0.247 | 0.25026 | 0.25189 | 0.25526 | 0.26056 | 0.26574 | 0.26674 | 0.26674 | 0.26674 | 0.26674 | 0.26674 | 0.26674 | 0.26674 | 0.26674 | 0.26674 | 0.26674 | 0.26674 | 0.26674 | 13074.603 | 2072146.6433 | 0.0042687 | 1555339.5 | 881289.9824 | 717.783 | 115196.0294 | 2085221.2463 | 115913.8124 | 1969307.4339 | 1088017.4516 | TRUE
| 60743622 | CLC003 | CLC | 22KV | 905.95 | 26 | 44906.1835 | 3.704% | Single phase | 44.74 | 0.011619 | 0.012724 | 0.013939 | 0.015274 | 0.016742 | 0.018356 | 0.020131 | 0.022083 | 0.024231 | 0.026594 | 0.029194 | 0.029692 | 0.029692 | 0.029692 | 0.029692 | 0.029692 | 0.029692 | 0.029692 | 0.029692 | 0.029692 | 0.23826 | 0.24185 | 0.247 | 0.25026 | 0.25189 | 0.25526 | 0.26056 | 0.26574 | 0.26674 | 0.26674 | 0.26674 | 0.26674 | 0.26674 | 0.26674 | 0.26674 | 0.26674 | 0.26674 | 0.26674 | 0.26674 | 0.26674 | 3851.3326 | 15931.3693 | 0.0009697 | 40532.203 | 22966.4485 | 163.056 | 681.9557 | 19782.7019 | 845.0117 | 18937.6903 | -4028.7582 | FALSE
| 60743624 | CLC003 | CLC | 22KV | 1068.64 | 26 | 44906.1835 | 3.704% | Three phase | 97.13 | 0.0099187 | 0.010649 | 0.011437 | 0.012285 | 0.013198 | 0.014182 | 0.015243 | 0.016386 | 0.017619 | 0.018947 | 0.020379 | 0.021923 | 0.023588 | 0.025383 | 0.027319 | 0.029408 | 0.031661 | 0.034091 | 0.035024 | 0.035024 | 0.23826 | 0.24185 | 0.247 | 0.25026 | 0.25189 | 0.25526 | 0.26056 | 0.26574 | 0.26674 | 0.26674 | 0.26674 | 0.26674 | 0.26674 | 0.26674 | 0.26674 | 0.26674 | 0.26674 | 0.26674 | 0.26674 | 0.26674 | 3332.5972 | 35264.2131 | 0.0011438 | 103797.0032 | 58813.6925 | 192.3375 | 2060.0035 | 38596.8103 | 2252.341 | 36344.4693 | -22469.2233 | FALSE
| 60743625 | CLC003 | CLC | 22KV | 272.18 | 26 | 44906.1835 | 3.704% | Single phase | 44.74 | 0.0031389 | 0.0034092 | 0.0037037 | 0.0040248 | 0.0043747 | 0.0047562 | 0.0051722 | 0.0056259 | 0.0061207 | 0.0066605 | 0.0072493 | 0.0078918 | 0.0085928 | 0.0089206 | 0.0089206 | 0.0089206 | 0.0089206 | 0.0089206 | 0.0089206 | 0.0089206 | 0.23826 | 0.24185 | 0.247 | 0.25026 | 0.25189 | 0.25526 | 0.26056 | 0.26574 | 0.26674 | 0.26674 | 0.26674 | 0.26674 | 0.26674 | 0.26674 | 0.26674 | 0.26674 | 0.26674 | 0.26674 | 0.26674 | 0.26674 | 1062.1243 | 1319.0163 | 0.00029133 | 12177.3332 | 6899.9481 | 48.9879 | 61.5545 | 2381.1406 | 110.5424 | 2270.5982 | -4629.3499 | FALSE
| 60743637 | CLC003 | CLC | 22KV | 3151.55 | 26 | 44906.1835 | 3.704% | Three phase | 97.13 | 0.029251 | 0.031407 | 0.033728 | 0.036229 | 0.038923 | 0.041826 | 0.044954 | 0.048325 | 0.051959 | 0.055877 | 0.0601 | 0.064653 | 0.069563 | 0.074858 | 0.080568 | 0.086727 | 0.093372 | 0.10054 | 0.10329 | 0.10329 | 0.23826 | 0.24185 | 0.247 | 0.25026 | 0.25189 | 0.25526 | 0.26056 | 0.26574 | 0.26674 | 0.26674 | 0.26674 | 0.26674 | 0.26674 | 0.26674 | 0.26674 | 0.26674 | 0.26674 | 0.26674 | 0.26674 | 0.26674 | 9828.2365 | 306704.2176 | 0.0033733 | 306110.0515 | 173448.7692 | 567.2268 | 17916.5137 | 316532.454 | 18483.7405 | 298048.7135 | 124599.9444 | TRUE
| 60743645 | CLC003 | CLC | 22KV | 735.29 | 26 | 44906.1835 | 3.704% | Single phase | 44.74 | 0.0094021 | 0.010281 | 0.011246 | 0.012304 | 0.013466 | 0.014742 | 0.016142 | 0.01768 | 0.019369 | 0.021225 | 0.023263 | 0.024099 | 0.024099 | 0.024099 | 0.024099 | 0.024099 | 0.024099 | 0.024099 | 0.024099 | 0.024099 | 0.23826 | 0.24185 | 0.247 | 0.25026 | 0.25189 | 0.25526 | 0.26056 | 0.26574 | 0.26674 | 0.26674 | 0.26674 | 0.26674 | 0.26674 | 0.26674 | 0.26674 | 0.26674 | 0.26674 | 0.26674 | 0.26674 | 0.26674 | 3107.3291 | 10432.2489 | 0.00078703 | 32896.8746 | 18640.1014 | 132.34 | 449.2261 | 13539.578 | 581.5662 | 12958.0119 | -5682.0895 | FALSE
| 60743648 | CLC003 | CLC | 22KV | 953.96 | 26 | 44906.1835 | 3.704% | Single phase | 44.74 | 0.012005 | 0.013022 | 0.014128 | 0.015333 | 0.016643 | 0.01807 | 0.019624 | 0.021315 | 0.023157 | 0.025164 | 0.027349 | 0.02973 | 0.031266 | 0.031266 | 0.031266 | 0.031266 | 0.031266 | 0.031266 | 0.031266 | 0.031266 | 0.23826 | 0.24185 | 0.247 | 0.25026 | 0.25189 | 0.25526 | 0.26056 | 0.26574 | 0.26674 | 0.26674 | 0.26674 | 0.26674 | 0.26674 | 0.26674 | 0.26674 | 0.26674 | 0.26674 | 0.26674 | 0.26674 | 0.26674 | 3895.6547 | 16968.0374 | 0.0010211 | 42680.1704 | 24183.5346 | 171.697 | 756.1501 | 20863.6921 | 927.8471 | 19935.845 | -4247.6896 | FALSE
| 60743675 | CLC003 | CLC | 22KV | 2030.56 | 26 | 44906.1835 | 3.704% | Three phase | 97.13 | 0.019045 | 0.020556 | 0.022193 | 0.023966 | 0.025886 | 0.027967 | 0.030222 | 0.032666 | 0.035315 | 0.038186 | 0.041299 | 0.044675 | 0.048335 | 0.052305 | 0.056611 | 0.061282 | 0.066349 | 0.066551 | 0.066551 | 0.066551 | 0.23826 | 0.24185 | 0.247 | 0.25026 | 0.25189 | 0.25526 | 0.26056 | 0.26574 | 0.26674 | 0.26674 | 0.26674 | 0.26674 | 0.26674 | 0.26674 | 0.26674 | 0.26674 | 0.26674 | 0.26674 | 0.26674 | 0.26674 | 6657.0795 | 133788.7921 | 0.0021734 | 197228.2928 | 111753.941 | 365.4672 | 7437.6674 | 140445.8716 | 7803.1346 | 132642.737 | 20888.796 | TRUE
| 60743681 | CLC003 | CLC | 22KV | 156.4 | 26 | 44906.1835 | 3.704% | Three phase | 97.13 | 0.0014702 | 0.0015887 | 0.0017172 | 0.0018565 | 0.0020077 | 0.0021716 | 0.0023495 | 0.0025425 | 0.0027519 | 0.0029793 | 0.003226 | 0.0034939 | 0.0037848 | 0.0041006 | 0.0044436 | 0.0048161 | 0.005126 | 0.005126 | 0.005126 | 0.005126 | 0.23826 | 0.24185 | 0.247 | 0.25026 | 0.25189 | 0.25526 | 0.26056 | 0.26574 | 0.26674 | 0.26674 | 0.26674 | 0.26674 | 0.26674 | 0.26674 | 0.26674 | 0.26674 | 0.26674 | 0.26674 | 0.26674 | 0.26674 | 517.5993 | 801.1589 | 0.00016741 | 15191.132 | 8607.6335 | 28.1494 | 44.1244 | 1318.7581 | 72.2738 | 1246.4843 | -7361.1492 | FALSE
| 60743683 | CLC003 | CLC | 22KV | 2601.12 | 26 | 44906.1835 | 3.704% | Three phase | 97.13 | 0.025105 | 0.027078 | 0.029213 | 0.031523 | 0.034024 | 0.036732 | 0.039663 | 0.042838 | 0.046276 | 0.05 | 0.054034 | 0.058404 | 0.063139 | 0.06827 | 0.073831 | 0.079858 | 0.085251 | 0.085251 | 0.085251 | 0.085251 | 0.23826 | 0.24185 | 0.247 | 0.25026 | 0.25189 | 0.25526 | 0.26056 | 0.26574 | 0.26674 | 0.26674 | 0.26674 | 0.26674 | 0.26674 | 0.26674 | 0.26674 | 0.26674 | 0.26674 | 0.26674 | 0.26674 | 0.26674 | 8671.4432 | 223278.4957 | 0.0027842 | 252646.7856 | 143155.2926 | 468.1585 | 12204.6655 | 231949.9389 | 12672.824 | 219277.115 | 76121.8223 | TRUE
| 60743686 | CLC003 | CLC | 22KV | 192.23 | 26 | 44906.1835 | 3.704% | Three phase | 97.13 | 0.0017189 | 0.00187 | 0.0020351 | 0.0022153 | 0.0024123 | 0.0026275 | 0.0028626 | 0.0031197 | 0.0034007 | 0.0037079 | 0.0040438 | 0.0044112 | 0.0048131 | 0.0052527 | 0.0057336 | 0.0062599 | 0.0063003 | 0.0063003 | 0.0063003 | 0.0063003 | 0.23826 | 0.24185 | 0.247 | 0.25026 | 0.25189 | 0.25526 | 0.26056 | 0.26574 | 0.26674 | 0.26674 | 0.26674 | 0.26674 | 0.26674 | 0.26674 | 0.26674 | 0.26674 | 0.26674 | 0.26674 | 0.26674 | 0.26674 | 641.1399 | 1218.8964 | 0.00020576 | 18671.2999 | 10579.5741 | 34.5982 | 66.6573 | 1860.0363 | 101.2555 | 1758.7809 | -8820.7933 | FALSE
| 60743695 | CLC003 | CLC | 22KV | 462.91 | 26 | 44906.1835 | 3.704% | Single phase | 44.74 | 0.0060356 | 0.0066652 | 0.007363 | 0.0081368 | 0.0089948 | 0.0099465 | 0.011002 | 0.012174 | 0.013474 | 0.014917 | 0.015172 | 0.015172 | 0.015172 | 0.015172 | 0.015172 | 0.015172 | 0.015172 | 0.015172 | 0.015172 | 0.015172 | 0.23826 | 0.24185 | 0.247 | 0.25026 | 0.25189 | 0.25526 | 0.26056 | 0.26574 | 0.26674 | 0.26674 | 0.26674 | 0.26674 | 0.26674 | 0.26674 | 0.26674 | 0.26674 | 0.26674 | 0.26674 | 0.26674 | 0.26674 | 2024.3073 | 4279.3929 | 0.00049548 | 20710.5934 | 11735.0832 | 83.3161 | 178.0495 | 6303.7002 | 261.3657 | 6042.3345 | -5692.7487 | FALSE
| 60743699 | CLC003 | CLC | 22KV | 80.47 | 26 | 44906.1835 | 3.704% | Single phase | 44.74 | 0.0010419 | 0.0011466 | 0.0012622 | 0.0013898 | 0.0015309 | 0.0016868 | 0.0018591 | 0.0020496 | 0.0022602 | 0.0024932 | 0.0026374 | 0.0026374 | 0.0026374 | 0.0026374 | 0.0026374 | 0.0026374 | 0.0026374 | 0.0026374 | 0.0026374 | 0.0026374 | 0.23826 | 0.24185 | 0.247 | 0.25026 | 0.25189 | 0.25526 | 0.26056 | 0.26574 | 0.26674 | 0.26674 | 0.26674 | 0.26674 | 0.26674 | 0.26674 | 0.26674 | 0.26674 | 0.26674 | 0.26674 | 0.26674 | 0.26674 | 347.8402 | 127.8174 | 8.6132e-05 | 3600.2278 | 2039.9692 | 14.4833 | 5.3804 | 475.6576 | 19.8637 | 455.794 | -1584.1753 | FALSE
| 60743708 | CLC003 | CLC | 22KV | 1474.53 | 26 | 44906.1835 | 3.704% | Single phase | 44.74 | 0.014411 | 0.015618 | 0.016929 | 0.018356 | 0.019908 | 0.021597 | 0.023435 | 0.025434 | 0.027611 | 0.029981 | 0.032561 | 0.03537 | 0.038429 | 0.041761 | 0.04539 | 0.048327 | 0.048327 | 0.048327 | 0.048327 | 0.048327 | 0.23826 | 0.24185 | 0.247 | 0.25026 | 0.25189 | 0.25526 | 0.26056 | 0.26574 | 0.26674 | 0.26674 | 0.26674 | 0.26674 | 0.26674 | 0.26674 | 0.26674 | 0.26674 | 0.26674 | 0.26674 | 0.26674 | 0.26674 | 5113.3902 | 34370.5792 | 0.0015783 | 65970.4722 | 37380.338 | 265.391 | 1806.5705 | 39483.9693 | 2071.9615 | 37412.0078 | 31.6698 | TRUE
| 60743710 | CLC003 | CLC | 22KV | 12.98 | 26 | 44906.1835 | 3.704% | Three phase | 97.13 | 0.00013438 | 0.00014925 | 0.00016584 | 0.00018434 | 0.000205 | 0.00022806 | 0.00025381 | 0.00028257 | 0.00031471 | 0.00035061 | 0.00039074 | 0.00042542 | 0.00042542 | 0.00042542 | 0.00042542 | 0.00042542 | 0.00042542 | 0.00042542 | 0.00042542 | 0.00042542 | 0.23826 | 0.24185 | 0.247 | 0.25026 | 0.25189 | 0.25526 | 0.26056 | 0.26574 | 0.26674 | 0.26674 | 0.26674 | 0.26674 | 0.26674 | 0.26674 | 0.26674 | 0.26674 | 0.26674 | 0.26674 | 0.26674 | 0.26674 | 51.7251 | 6.6421 | 1.3893e-05 | 1260.7474 | 714.3675 | 2.3362 | 0.30392 | 58.3673 | 2.6401 | 55.7272 | -658.6404 | FALSE
| 60743716 | CLC003 | CLC | 22KV | 850.12 | 26 | 44906.1835 | 3.704% | Single phase | 44.74 | 0.010839 | 0.011835 | 0.012927 | 0.014123 | 0.015434 | 0.01687 | 0.018445 | 0.020173 | 0.022067 | 0.024144 | 0.026422 | 0.027862 | 0.027862 | 0.027862 | 0.027862 | 0.027862 | 0.027862 | 0.027862 | 0.027862 | 0.027862 | 0.23826 | 0.24185 | 0.247 | 0.25026 | 0.25189 | 0.25526 | 0.26056 | 0.26574 | 0.26674 | 0.26674 | 0.26674 | 0.26674 | 0.26674 | 0.26674 | 0.26674 | 0.26674 | 0.26674 | 0.26674 | 0.26674 | 0.26674 | 3572.1821 | 13865.6403 | 0.00090994 | 38034.3688 | 21551.12 | 153.0075 | 600.4933 | 17437.8224 | 753.5008 | 16684.3216 | -4866.7984 | FALSE
| 60743720 | CLC003 | CLC | 22KV | 13.06 | 26 | 44906.1835 | 3.704% | Three phase | 97.13 | 0.00012249 | 0.00013221 | 0.00014274 | 0.00015414 | 0.00016649 | 0.00017988 | 0.00019438 | 0.0002101 | 0.00022714 | 0.0002456 | 0.00026563 | 0.00028734 | 0.00031088 | 0.00033641 | 0.00036411 | 0.00039415 | 0.00042674 | 0.00042804 | 0.00042804 | 0.00042804 | 0.23826 | 0.24185 | 0.247 | 0.25026 | 0.25189 | 0.25526 | 0.26056 | 0.26574 | 0.26674 | 0.26674 | 0.26674 | 0.26674 | 0.26674 | 0.26674 | 0.26674 | 0.26674 | 0.26674 | 0.26674 | 0.26674 | 0.26674 | 42.8165 | 5.5344 | 1.3979e-05 | 1268.5178 | 718.7704 | 2.3506 | 0.30767 | 48.3509 | 2.6583 | 45.6927 | -673.0777 | FALSE
| 60743730 | CLC003 | CLC | 22KV | 839.65 | 26 | 44906.1835 | 3.704% | Covered | 390 | 0.010566 | 0.011461 | 0.012435 | 0.013495 | 0.014649 | 0.015905 | 0.017272 | 0.018761 | 0.020383 | 0.022148 | 0.024072 | 0.026167 | 0.027519 | 0.027519 | 0.027519 | 0.027519 | 0.027519 | 0.027519 | 0.027519 | 0.027519 | 0.23826 | 0.24185 | 0.247 | 0.25026 | 0.25189 | 0.25526 | 0.26056 | 0.26574 | 0.26674 | 0.26674 | 0.26674 | 0.26674 | 0.26674 | 0.26674 | 0.26674 | 0.26674 | 0.26674 | 0.26674 | 0.26674 | 0.26674 | 3428.8507 | 114587.3023 | 0.00089873 | 327463.5 | 185548.1084 | 151.1231 | 5106.3774 | 118016.153 | 5257.5004 | 112758.6526 | -72789.4558 | FALSE
| 60743733 | CLC003 | CLC | 22KV | 1008.78 | 26 | 44906.1835 | 3.704% | Single phase | 44.74 | 0.0082177 | 0.0091258 | 0.010139 | 0.011271 | 0.012534 | 0.013945 | 0.015522 | 0.017284 | 0.019253 | 0.021455 | 0.023917 | 0.026671 | 0.029752 | 0.033063 | 0.033063 | 0.033063 | 0.033063 | 0.033063 | 0.033063 | 0.033063 | 0.23826 | 0.24185 | 0.247 | 0.25026 | 0.25189 | 0.25526 | 0.26056 | 0.26574 | 0.26674 | 0.26674 | 0.26674 | 0.26674 | 0.26674 | 0.26674 | 0.26674 | 0.26674 | 0.26674 | 0.26674 | 0.26674 | 0.26674 | 3533.6013 | 16215.8362 | 0.0010798 | 45132.8172 | 25573.2589 | 181.5637 | 845.5526 | 19749.4375 | 1027.1163 | 18722.3212 | -6850.9377 | FALSE
| 60743734 | CLC003 | CLC | 22KV | 729.9 | 26 | 44906.1835 | 3.704% | Three phase | 97.13 | 0.0068457 | 0.007389 | 0.0079773 | 0.0086146 | 0.009305 | 0.010053 | 0.010864 | 0.011742 | 0.012694 | 0.013726 | 0.014845 | 0.016059 | 0.017375 | 0.018801 | 0.020349 | 0.022028 | 0.02385 | 0.023922 | 0.023922 | 0.023922 | 0.23826 | 0.24185 | 0.247 | 0.25026 | 0.25189 | 0.25526 | 0.26056 | 0.26574 | 0.26674 | 0.26674 | 0.26674 | 0.26674 | 0.26674 | 0.26674 | 0.26674 | 0.26674 | 0.26674 | 0.26674 | 0.26674 | 0.26674 | 2392.9371 | 17286.8079 | 0.00078126 | 70895.187 | 40170.7911 | 131.3699 | 961.0187 | 19679.745 | 1092.3886 | 18587.3564 | -21583.4347 | FALSE
| 60743750 | CLC003 | CLC | 22KV | 93.67 | 26 | 44906.1835 | 3.704% | Single phase | 44.74 | 0.0012013 | 0.0013156 | 0.0014412 | 0.0015793 | 0.001731 | 0.0018979 | 0.0020814 | 0.0022833 | 0.0025053 | 0.0027496 | 0.0030185 | 0.00307 | 0.00307 | 0.00307 | 0.00307 | 0.00307 | 0.00307 | 0.00307 | 0.00307 | 0.00307 | 0.23826 | 0.24185 | 0.247 | 0.25026 | 0.25189 | 0.25526 | 0.26056 | 0.26574 | 0.26674 | 0.26674 | 0.26674 | 0.26674 | 0.26674 | 0.26674 | 0.26674 | 0.26674 | 0.26674 | 0.26674 | 0.26674 | 0.26674 | 398.2056 | 170.3122 | 0.00010026 | 4190.7958 | 2374.5982 | 16.859 | 7.2904 | 568.5177 | 24.1494 | 544.3683 | -1830.2299 | FALSE
| 60743760 | CLC003 | CLC | 22KV | 949.96 | 26 | 44906.1835 | 3.704% | Single phase | 44.74 | 0.0090323 | 0.0099249 | 0.01091 | 0.011997 | 0.013197 | 0.014522 | 0.015985 | 0.0176 | 0.019386 | 0.021358 | 0.023538 | 0.025947 | 0.02861 | 0.031135 | 0.031135 | 0.031135 | 0.031135 | 0.031135 | 0.031135 | 0.031135 | 0.23826 | 0.24185 | 0.247 | 0.25026 | 0.25189 | 0.25526 | 0.26056 | 0.26574 | 0.26674 | 0.26674 | 0.26674 | 0.26674 | 0.26674 | 0.26674 | 0.26674 | 0.26674 | 0.26674 | 0.26674 | 0.26674 | 0.26674 | 3475.2387 | 15037.6382 | 0.0010168 | 42501.2104 | 24082.1319 | 170.9771 | 749.8223 | 18512.8769 | 920.7993 | 17592.0776 | -6490.0543 | FALSE
| 60743761 | CLC003 | CLC | 22KV | 1373.06 | 26 | 44906.1835 | 3.704% | Single phase | 44.74 | 0.017779 | 0.019564 | 0.021536 | 0.023715 | 0.026122 | 0.028782 | 0.031722 | 0.034973 | 0.038567 | 0.042541 | 0.045002 | 0.045002 | 0.045002 | 0.045002 | 0.045002 | 0.045002 | 0.045002 | 0.045002 | 0.045002 | 0.045002 | 0.23826 | 0.24185 | 0.247 | 0.25026 | 0.25189 | 0.25526 | 0.26056 | 0.26574 | 0.26674 | 0.26674 | 0.26674 | 0.26674 | 0.26674 | 0.26674 | 0.26674 | 0.26674 | 0.26674 | 0.26674 | 0.26674 | 0.26674 | 5935.1993 | 37213.55 | 0.0014697 | 61430.7044 | 34808.0046 | 247.1281 | 1566.4867 | 43148.7492 | 1813.6148 | 41335.1344 | 6527.1299 | TRUE
| 60743764 | CLC003 | CLC | 22KV | 348.52 | 26 | 44906.1835 | 3.704% | Three phase | 97.13 | 0.0044565 | 0.0048732 | 0.0053303 | 0.0058321 | 0.0063828 | 0.0069874 | 0.0076512 | 0.0083802 | 0.0091808 | 0.01006 | 0.011026 | 0.011423 | 0.011423 | 0.011423 | 0.011423 | 0.011423 | 0.011423 | 0.011423 | 0.011423 | 0.011423 | 0.23826 | 0.24185 | 0.247 | 0.25026 | 0.25189 | 0.25526 | 0.26056 | 0.26574 | 0.26674 | 0.26674 | 0.26674 | 0.26674 | 0.26674 | 0.26674 | 0.26674 | 0.26674 | 0.26674 | 0.26674 | 0.26674 | 0.26674 | 1472.8425 | 5088.3086 | 0.00037304 | 33851.7476 | 19181.1537 | 62.7278 | 219.1091 | 6561.1511 | 281.837 | 6279.3141 | -12901.8396 | FALSE
| 60743774 | CLC003 | CLC | 22KV | 113.61 | 26 | 44906.1835 | 3.704% | Single phase | 44.74 | 0.00094867 | 0.0010224 | 0.0011021 | 0.0011884 | 0.0012817 | 0.0013827 | 0.0014919 | 0.0016102 | 0.0017382 | 0.0018767 | 0.0020267 | 0.0021891 | 0.002365 | 0.0025555 | 0.0027618 | 0.0029853 | 0.0032274 | 0.0034898 | 0.0037235 | 0.0037235 | 0.23826 | 0.24185 | 0.247 | 0.25026 | 0.25189 | 0.25526 | 0.26056 | 0.26574 | 0.26674 | 0.26674 | 0.26674 | 0.26674 | 0.26674 | 0.26674 | 0.26674 | 0.26674 | 0.26674 | 0.26674 | 0.26674 | 0.26674 | 334.1952 | 173.0601 | 0.0001216 | 5082.9114 | 2880.0907 | 20.4479 | 10.7246 | 507.2553 | 31.1725 | 476.0828 | -2404.0079 | FALSE
| 60743806 | CLC003 | CLC | 22KV | 334.82 | 26 | 44906.1835 | 3.704% | Three phase | 97.13 | 0.0042135 | 0.0045704 | 0.0049588 | 0.0053814 | 0.0058415 | 0.0063423 | 0.0068875 | 0.0074812 | 0.0081278 | 0.0088319 | 0.009599 | 0.010435 | 0.010974 | 0.010974 | 0.010974 | 0.010974 | 0.010974 | 0.010974 | 0.010974 | 0.010974 | 0.23826 | 0.24185 | 0.247 | 0.25026 | 0.25189 | 0.25526 | 0.26056 | 0.26574 | 0.26674 | 0.26674 | 0.26674 | 0.26674 | 0.26674 | 0.26674 | 0.26674 | 0.26674 | 0.26674 | 0.26674 | 0.26674 | 0.26674 | 1367.2933 | 4537.864 | 0.00035838 | 32521.0666 | 18427.1603 | 60.2621 | 202.2218 | 5905.1573 | 262.4838 | 5642.6735 | -12784.4868 | FALSE
| 60743815 | CLC003 | CLC | 22KV | 194.27 | 26 | 44906.1835 | 3.704% | Three phase | 97.13 | 0.0017493 | 0.0019032 | 0.0020714 | 0.0022551 | 0.0024559 | 0.0026752 | 0.0029149 | 0.003177 | 0.0034635 | 0.0037767 | 0.0041193 | 0.004494 | 0.0049038 | 0.0053523 | 0.0058429 | 0.0063672 | 0.0063672 | 0.0063672 | 0.0063672 | 0.0063672 | 0.23826 | 0.24185 | 0.247 | 0.25026 | 0.25189 | 0.25526 | 0.26056 | 0.26574 | 0.26674 | 0.26674 | 0.26674 | 0.26674 | 0.26674 | 0.26674 | 0.26674 | 0.26674 | 0.26674 | 0.26674 | 0.26674 | 0.26674 | 651.6459 | 1252.047 | 0.00020794 | 18869.4451 | 10691.8476 | 34.9654 | 68.0795 | 1903.6929 | 103.0449 | 1800.6479 | -8891.1997 | FALSE
| 60743838 | CLC003 | CLC | 22KV | 1379.94 | 26 | 44906.1835 | 3.704% | Single phase | 44.74 | 0.011523 | 0.012418 | 0.013387 | 0.014435 | 0.015568 | 0.016794 | 0.018121 | 0.019558 | 0.021112 | 0.022795 | 0.024617 | 0.02659 | 0.028726 | 0.031039 | 0.033545 | 0.03626 | 0.039201 | 0.042388 | 0.045227 | 0.045227 | 0.23826 | 0.24185 | 0.247 | 0.25026 | 0.25189 | 0.25526 | 0.26056 | 0.26574 | 0.26674 | 0.26674 | 0.26674 | 0.26674 | 0.26674 | 0.26674 | 0.26674 | 0.26674 | 0.26674 | 0.26674 | 0.26674 | 0.26674 | 4059.2324 | 25531.9629 | 0.001477 | 61738.5156 | 34982.4172 | 248.3663 | 1582.2245 | 29591.1952 | 1830.5908 | 27760.6044 | -7221.8128 | FALSE
| 60743841 | CLC003 | CLC | 22KV | 223.88 | 26 | 44906.1835 | 3.704% | Single phase | 44.74 | 0.0018974 | 0.0021086 | 0.0023445 | 0.0026079 | 0.0029024 | 0.0032314 | 0.0035994 | 0.0040108 | 0.0044709 | 0.0049858 | 0.0055619 | 0.0062067 | 0.0069285 | 0.0073376 | 0.0073376 | 0.0073376 | 0.0073376 | 0.0073376 | 0.0073376 | 0.0073376 | 0.23826 | 0.24185 | 0.247 | 0.25026 | 0.25189 | 0.25526 | 0.26056 | 0.26574 | 0.26674 | 0.26674 | 0.26674 | 0.26674 | 0.26674 | 0.26674 | 0.26674 | 0.26674 | 0.26674 | 0.26674 | 0.26674 | 0.26674 | 804.082 | 819.118 | 0.00023963 | 10016.3912 | 5675.5102 | 40.2947 | 41.6465 | 1623.2 | 81.9412 | 1541.2588 | -4134.2514 | FALSE
| 60743845 | CLC003 | CLC | 22KV | 66.36 | 26 | 44906.1835 | 3.704% | Three phase | 97.13 | 0.00083118 | 0.00089944 | 0.00097355 | 0.001054 | 0.0011413 | 0.0012362 | 0.0013392 | 0.0014511 | 0.0015726 | 0.0017047 | 0.0018481 | 0.002004 | 0.0021734 | 0.0021749 | 0.0021749 | 0.0021749 | 0.0021749 | 0.0021749 | 0.0021749 | 0.0021749 | 0.23826 | 0.24185 | 0.247 | 0.25026 | 0.25189 | 0.25526 | 0.26056 | 0.26574 | 0.26674 | 0.26674 | 0.26674 | 0.26674 | 0.26674 | 0.26674 | 0.26674 | 0.26674 | 0.26674 | 0.26674 | 0.26674 | 0.26674 | 268.0545 | 176.324 | 7.103e-05 | 6445.5468 | 3652.1903 | 11.9437 | 7.9436 | 444.3785 | 19.8873 | 424.4912 | -3227.6991 | FALSE
| 60743847 | CLC003 | CLC | 22KV | 139.14 | 26 | 44906.1835 | 3.704% | Three phase | 97.13 | 0.001305 | 0.0014085 | 0.0015207 | 0.0016422 | 0.0017738 | 0.0019164 | 0.0020709 | 0.0022384 | 0.0024199 | 0.0026166 | 0.00283 | 0.0030613 | 0.0033121 | 0.0035841 | 0.0038792 | 0.0041992 | 0.0045464 | 0.0045603 | 0.0045603 | 0.0045603 | 0.23826 | 0.24185 | 0.247 | 0.25026 | 0.25189 | 0.25526 | 0.26056 | 0.26574 | 0.26674 | 0.26674 | 0.26674 | 0.26674 | 0.26674 | 0.26674 | 0.26674 | 0.26674 | 0.26674 | 0.26674 | 0.26674 | 0.26674 | 456.1629 | 628.1915 | 0.00014893 | 13514.6682 | 7657.7118 | 25.0429 | 34.9228 | 1084.3544 | 59.9657 | 1024.3887 | -6633.3232 | FALSE
| 60743850 | CLC003 | CLC | 22KV | 1828.3 | 26 | 44906.1835 | 3.704% | Covered | 390 | 0.01711 | 0.018447 | 0.019893 | 0.021458 | 0.023152 | 0.024984 | 0.026968 | 0.029115 | 0.03144 | 0.033956 | 0.036682 | 0.039633 | 0.04283 | 0.046293 | 0.050045 | 0.054109 | 0.058514 | 0.059922 | 0.059922 | 0.059922 | 0.23826 | 0.24185 | 0.247 | 0.25026 | 0.25189 | 0.25526 | 0.26056 | 0.26574 | 0.26674 | 0.26674 | 0.26674 | 0.26674 | 0.26674 | 0.26674 | 0.26674 | 0.26674 | 0.26674 | 0.26674 | 0.26674 | 0.26674 | 5932.597 | 431085.413 | 0.001957 | 713037 | 404022.6363 | 329.0637 | 24210.917 | 437018.0099 | 24539.9808 | 412478.0292 | 8455.3929 | TRUE
| 60743857 | CLC003 | CLC | 22KV | 197.87 | 26 | 44906.1835 | 3.704% | Three phase | 97.13 | 0.0018558 | 0.0020031 | 0.0021626 | 0.0023353 | 0.0025225 | 0.0027253 | 0.002945 | 0.0031832 | 0.0034413 | 0.0037211 | 0.0040245 | 0.0043534 | 0.0047101 | 0.0050969 | 0.0055165 | 0.0059717 | 0.0064654 | 0.0064851 | 0.0064851 | 0.0064851 | 0.23826 | 0.24185 | 0.247 | 0.25026 | 0.25189 | 0.25526 | 0.26056 | 0.26574 | 0.26674 | 0.26674 | 0.26674 | 0.26674 | 0.26674 | 0.26674 | 0.26674 | 0.26674 | 0.26674 | 0.26674 | 0.26674 | 0.26674 | 648.7059 | 1270.4219 | 0.00021179 | 19219.1131 | 10889.9773 | 35.6133 | 70.6261 | 1919.1279 | 106.2394 | 1812.8885 | -9077.0888 | FALSE
| 60743860 | CLC003 | CLC | 22KV | 1853.62 | 26 | 44906.1835 | 3.704% | Three phase | 97.13 | 0.01793 | 0.019361 | 0.020911 | 0.02259 | 0.024411 | 0.026383 | 0.028522 | 0.03084 | 0.033354 | 0.036081 | 0.039037 | 0.042244 | 0.045723 | 0.049498 | 0.053593 | 0.058037 | 0.060752 | 0.060752 | 0.060752 | 0.060752 | 0.23826 | 0.24185 | 0.247 | 0.25026 | 0.25189 | 0.25526 | 0.26056 | 0.26574 | 0.26674 | 0.26674 | 0.26674 | 0.26674 | 0.26674 | 0.26674 | 0.26674 | 0.26674 | 0.26674 | 0.26674 | 0.26674 | 0.26674 | 6235.4621 | 114407.4265 | 0.0019841 | 180042.1106 | 102015.8676 | 333.6209 | 6197.9278 | 120642.8886 | 6531.5487 | 114111.3398 | 12095.4723 | TRUE
| 60743864 | CLC003 | CLC | 22KV | 138.26 | 26 | 44906.1835 | 3.704% | Three phase | 97.13 | 0.0012997 | 0.0014044 | 0.001518 | 0.0016412 | 0.0017748 | 0.0019197 | 0.002077 | 0.0022476 | 0.0024328 | 0.0026337 | 0.0028519 | 0.0030887 | 0.0033458 | 0.003625 | 0.0039282 | 0.0042575 | 0.0045314 | 0.0045314 | 0.0045314 | 0.0045314 | 0.23826 | 0.24185 | 0.247 | 0.25026 | 0.25189 | 0.25526 | 0.26056 | 0.26574 | 0.26674 | 0.26674 | 0.26674 | 0.26674 | 0.26674 | 0.26674 | 0.26674 | 0.26674 | 0.26674 | 0.26674 | 0.26674 | 0.26674 | 457.5657 | 626.0921 | 0.00014799 | 13429.1938 | 7609.2801 | 24.8845 | 34.4825 | 1083.6578 | 59.367 | 1024.2909 | -6584.9893 | FALSE
| 60743868 | CLC003 | CLC | 22KV | 223.27 | 26 | 44906.1835 | 3.704% | Single phase | 44.74 | 0.0028549 | 0.0031219 | 0.0034147 | 0.0037362 | 0.004089 | 0.0044763 | 0.0049015 | 0.0053685 | 0.0058814 | 0.0064448 | 0.0070638 | 0.0073176 | 0.0073176 | 0.0073176 | 0.0073176 | 0.0073176 | 0.0073176 | 0.0073176 | 0.0073176 | 0.0073176 | 0.23826 | 0.24185 | 0.247 | 0.25026 | 0.25189 | 0.25526 | 0.26056 | 0.26574 | 0.26674 | 0.26674 | 0.26674 | 0.26674 | 0.26674 | 0.26674 | 0.26674 | 0.26674 | 0.26674 | 0.26674 | 0.26674 | 0.26674 | 943.5371 | 961.881 | 0.00023898 | 9989.0998 | 5660.0463 | 40.1849 | 41.4198 | 1905.4181 | 81.6047 | 1823.8134 | -3836.2329 | FALSE
| 60743870 | CLC003 | CLC | 22KV | 428.94 | 26 | 44906.1835 | 3.704% | Single phase | 44.74 | 0.0036353 | 0.0040399 | 0.0044918 | 0.0049967 | 0.0055608 | 0.0061912 | 0.0068961 | 0.0076844 | 0.008566 | 0.0095524 | 0.010656 | 0.011892 | 0.013275 | 0.014058 | 0.014058 | 0.014058 | 0.014058 | 0.014058 | 0.014058 | 0.014058 | 0.23826 | 0.24185 | 0.247 | 0.25026 | 0.25189 | 0.25526 | 0.26056 | 0.26574 | 0.26674 | 0.26674 | 0.26674 | 0.26674 | 0.26674 | 0.26674 | 0.26674 | 0.26674 | 0.26674 | 0.26674 | 0.26674 | 0.26674 | 1540.5705 | 3006.8307 | 0.00045912 | 19190.7756 | 10873.9206 | 77.2021 | 152.8765 | 4547.4012 | 230.0786 | 4317.3226 | -6556.598 | FALSE
| 60743880 | CLC003 | CLC | 22KV | 157.37 | 26 | 44906.1835 | 3.704% | Single phase | 44.74 | 0.0019804 | 0.0021481 | 0.0023307 | 0.0025293 | 0.0027456 | 0.002981 | 0.0032372 | 0.0035163 | 0.0038202 | 0.0041511 | 0.0045116 | 0.0049044 | 0.0051578 | 0.0051578 | 0.0051578 | 0.0051578 | 0.0051578 | 0.0051578 | 0.0051578 | 0.0051578 | 0.23826 | 0.24185 | 0.247 | 0.25026 | 0.25189 | 0.25526 | 0.26056 | 0.26574 | 0.26674 | 0.26674 | 0.26674 | 0.26674 | 0.26674 | 0.26674 | 0.26674 | 0.26674 | 0.26674 | 0.26674 | 0.26674 | 0.26674 | 642.6466 | 461.7588 | 0.00016844 | 7040.7338 | 3989.4365 | 28.324 | 20.5775 | 1104.4054 | 48.9014 | 1055.504 | -2933.9325 | FALSE
| 60743883 | CLC003 | CLC | 22KV | 220.24 | 26 | 44906.1835 | 3.704% | Single phase | 44.74 | 0.0028081 | 0.0030662 | 0.0033489 | 0.0036588 | 0.0039983 | 0.0043706 | 0.0047786 | 0.0052261 | 0.0057168 | 0.0062549 | 0.0068452 | 0.0072183 | 0.0072183 | 0.0072183 | 0.0072183 | 0.0072183 | 0.0072183 | 0.0072183 | 0.0072183 | 0.0072183 | 0.23826 | 0.24185 | 0.247 | 0.25026 | 0.25189 | 0.25526 | 0.26056 | 0.26574 | 0.26674 | 0.26674 | 0.26674 | 0.26674 | 0.26674 | 0.26674 | 0.26674 | 0.26674 | 0.26674 | 0.26674 | 0.26674 | 0.26674 | 925.4427 | 930.6189 | 0.00023574 | 9853.5376 | 5583.2337 | 39.6396 | 40.3033 | 1856.0616 | 79.9428 | 1776.1188 | -3807.1149 | FALSE
| 60743888 | CLC003 | CLC | 22KV | 428.89 | 26 | 44906.1835 | 3.704% | Three phase | 97.13 | 0.0040317 | 0.0043567 | 0.004709 | 0.0050911 | 0.0055056 | 0.0059551 | 0.0064429 | 0.0069722 | 0.0075466 | 0.00817 | 0.0088467 | 0.0095813 | 0.010379 | 0.011245 | 0.012186 | 0.013207 | 0.014057 | 0.014057 | 0.014057 | 0.014057 | 0.23826 | 0.24185 | 0.247 | 0.25026 | 0.25189 | 0.25526 | 0.26056 | 0.26574 | 0.26674 | 0.26674 | 0.26674 | 0.26674 | 0.26674 | 0.26674 | 0.26674 | 0.26674 | 0.26674 | 0.26674 | 0.26674 | 0.26674 | 1419.3935 | 6024.7216 | 0.00045907 | 41658.0857 | 23604.3987 | 77.1931 | 331.8157 | 7444.1151 | 409.0088 | 7035.1063 | -16569.2924 | FALSE
| 60743894 | CLC003 | CLC | 22KV | 697.68 | 26 | 44906.1835 | 3.704% | Three phase | 97.13 | 0.0092012 | 0.01022 | 0.011356 | 0.012623 | 0.014036 | 0.015614 | 0.017374 | 0.01934 | 0.021534 | 0.022866 | 0.022866 | 0.022866 | 0.022866 | 0.022866 | 0.022866 | 0.022866 | 0.022866 | 0.022866 | 0.022866 | 0.022866 | 0.23826 | 0.24185 | 0.247 | 0.25026 | 0.25189 | 0.25526 | 0.26056 | 0.26574 | 0.26674 | 0.26674 | 0.26674 | 0.26674 | 0.26674 | 0.26674 | 0.26674 | 0.26674 | 0.26674 | 0.26674 | 0.26674 | 0.26674 | 3101.4687 | 21456.9019 | 0.00074677 | 67765.6584 | 38397.5305 | 125.5708 | 878.0468 | 24558.3706 | 1003.6176 | 23554.753 | -14842.7775 | FALSE
| 60743907 | CLC003 | CLC | 22KV | 153.57 | 26 | 44906.1835 | 3.704% | Covered | 390 | 0.0012823 | 0.001382 | 0.0014898 | 0.0016064 | 0.0017325 | 0.001869 | 0.0020167 | 0.0021765 | 0.0023495 | 0.0025368 | 0.0027395 | 0.0029591 | 0.0031968 | 0.0034543 | 0.0037332 | 0.0040353 | 0.0043626 | 0.0047172 | 0.0050332 | 0.0050332 | 0.23826 | 0.24185 | 0.247 | 0.25026 | 0.25189 | 0.25526 | 0.26056 | 0.26574 | 0.26674 | 0.26674 | 0.26674 | 0.26674 | 0.26674 | 0.26674 | 0.26674 | 0.26674 | 0.26674 | 0.26674 | 0.26674 | 0.26674 | 451.7416 | 2756.4187 | 0.00016438 | 59892.3 | 33936.3104 | 27.6401 | 170.8162 | 3208.1603 | 198.4563 | 3009.7041 | -30926.6063 | FALSE
| 60743932 | CLC003 | CLC | 22KV | 223.78 | 26 | 44906.1835 | 3.704% | Single phase | 44.74 | 0.0017341 | 0.0018778 | 0.002034 | 0.0022038 | 0.0023885 | 0.0025894 | 0.002808 | 0.0030457 | 0.0033044 | 0.0035859 | 0.0038923 | 0.0042258 | 0.004589 | 0.0049844 | 0.0054149 | 0.0058838 | 0.0063946 | 0.006951 | 0.0073343 | 0.0073343 | 0.23826 | 0.24185 | 0.247 | 0.25026 | 0.25189 | 0.25526 | 0.26056 | 0.26574 | 0.26674 | 0.26674 | 0.26674 | 0.26674 | 0.26674 | 0.26674 | 0.26674 | 0.26674 | 0.26674 | 0.26674 | 0.26674 | 0.26674 | 643.8646 | 656.3033 | 0.00023953 | 10011.9172 | 5672.9751 | 40.2767 | 41.6093 | 1300.1679 | 81.886 | 1218.2819 | -4454.6932 | FALSE
| 60743942 | CLC003 | CLC | 22KV | 1057.84 | 26 | 44906.1835 | 3.704% | Three phase | 97.13 | 0.013527 | 0.014791 | 0.016179 | 0.017702 | 0.019373 | 0.021208 | 0.023223 | 0.025436 | 0.027866 | 0.030535 | 0.033468 | 0.03467 | 0.03467 | 0.03467 | 0.03467 | 0.03467 | 0.03467 | 0.03467 | 0.03467 | 0.03467 | 0.23826 | 0.24185 | 0.247 | 0.25026 | 0.25189 | 0.25526 | 0.26056 | 0.26574 | 0.26674 | 0.26674 | 0.26674 | 0.26674 | 0.26674 | 0.26674 | 0.26674 | 0.26674 | 0.26674 | 0.26674 | 0.26674 | 0.26674 | 4470.4226 | 46876.8047 | 0.0011323 | 102747.9992 | 58219.3035 | 190.3937 | 2018.5758 | 51347.2273 | 2208.9695 | 49138.2578 | -9081.0457 | FALSE
| 60743946 | CLC003 | CLC | 22KV | 402.43 | 26 | 44906.1835 | 3.704% | Three phase | 97.13 | 0.0038263 | 0.0042045 | 0.0046217 | 0.0050822 | 0.0055905 | 0.0061517 | 0.0067715 | 0.0074561 | 0.0082123 | 0.0090479 | 0.0099713 | 0.010992 | 0.01212 | 0.01319 | 0.01319 | 0.01319 | 0.01319 | 0.01319 | 0.01319 | 0.01319 | 0.23826 | 0.24185 | 0.247 | 0.25026 | 0.25189 | 0.25526 | 0.26056 | 0.26574 | 0.26674 | 0.26674 | 0.26674 | 0.26674 | 0.26674 | 0.26674 | 0.26674 | 0.26674 | 0.26674 | 0.26674 | 0.26674 | 0.26674 | 1472.2097 | 5858.7788 | 0.00043075 | 39088.0259 | 22148.1456 | 72.4307 | 292.1365 | 7330.9885 | 364.5672 | 6966.4212 | -15181.7243 | FALSE
| 60743951 | CLC003 | CLC | 22KV | 175.69 | 26 | 44906.1835 | 3.704% | Covered | 390 | 0.0022109 | 0.0023982 | 0.002602 | 0.0028238 | 0.0030652 | 0.003328 | 0.0036141 | 0.0039256 | 0.0042649 | 0.0046344 | 0.0050369 | 0.0054753 | 0.0057582 | 0.0057582 | 0.0057582 | 0.0057582 | 0.0057582 | 0.0057582 | 0.0057582 | 0.0057582 | 0.23826 | 0.24185 | 0.247 | 0.25026 | 0.25189 | 0.25526 | 0.26056 | 0.26574 | 0.26674 | 0.26674 | 0.26674 | 0.26674 | 0.26674 | 0.26674 | 0.26674 | 0.26674 | 0.26674 | 0.26674 | 0.26674 | 0.26674 | 717.4594 | 5016.8833 | 0.00018805 | 68519.1 | 38824.4473 | 31.6213 | 223.5684 | 5734.3427 | 255.1897 | 5479.153 | -33345.2943 | FALSE
| 60743980 | BAN009 | BAN | 22KV | 3377.53 | 6 | 44753.327 | 14.29% | Three phase | 97.13 | 0.030641 | 0.032522 | 0.034524 | 0.036655 | 0.038922 | 0.041337 | 0.043907 | 0.046644 | 0.049557 | 0.05266 | 0.055965 | 0.059484 | 0.063232 | 0.067225 | 0.071478 | 0.076009 | 0.080837 | 0.085981 | 0.091462 | 0.097302 | 1.3273 | 1.3327 | 1.3423 | 1.3537 | 1.3524 | 1.3549 | 1.3683 | 1.3869 | 1.3919 | 1.3919 | 1.3919 | 1.3919 | 1.3919 | 1.3919 | 1.3919 | 1.3919 | 1.3919 | 1.3919 | 1.3919 | 1.3919 | 48152.6603 | 307198.889 | 0.0036152 | 328059.4889 | 185885.809 | 3209.7593 | 20578.0175 | 355351.5494 | 23787.7768 | 331563.7725 | 145677.9635 | TRUE
| 60744018 | BAS022 | BAS | 22KV | 1234.8 | 24 | 37239.5893 | 4% | Single phase | 44.74 | 0.006636 | 0.0071245 | 0.0076511 | 0.0082188 | 0.0088311 | 0.0094915 | 0.010204 | 0.010972 | 0.011802 | 0.012696 | 0.013662 | 0.014705 | 0.01583 | 0.017045 | 0.018358 | 0.019775 | 0.021306 | 0.022959 | 0.024745 | 0.026675 | 0.4712 | 0.47752 | 0.48752 | 0.35376 | 0.35712 | 0.36152 | 0.36936 | 0.37856 | 0.38448 | 0.38448 | 0.38448 | 0.38448 | 0.38448 | 0.38448 | 0.38448 | 0.38448 | 0.38448 | 0.38448 | 0.38448 | 0.38448 | 2793.9033 | 12740.6893 | 0.0013217 | 55244.952 | 31303.0195 | 282.5674 | 1266.8959 | 15534.5926 | 1549.4633 | 13985.1293 | -17317.8902 | FALSE
| 60744021 | BAS022 | BAS | 22KV | 492.08 | 24 | 37239.5893 | 4% | Single phase | 44.74 | 0.0026445 | 0.0028392 | 0.003049 | 0.0032753 | 0.0035193 | 0.0037825 | 0.0040663 | 0.0043726 | 0.004703 | 0.0050596 | 0.0054445 | 0.00586 | 0.0063085 | 0.0067928 | 0.0073157 | 0.0078805 | 0.0084905 | 0.0091494 | 0.0098612 | 0.01063 | 0.4712 | 0.47752 | 0.48752 | 0.35376 | 0.35712 | 0.36152 | 0.36936 | 0.37856 | 0.38448 | 0.38448 | 0.38448 | 0.38448 | 0.38448 | 0.38448 | 0.38448 | 0.38448 | 0.38448 | 0.38448 | 0.38448 | 0.38448 | 1113.3981 | 2023.3505 | 0.00052671 | 22015.6592 | 12474.5626 | 112.6059 | 201.1959 | 3136.7485 | 313.8018 | 2822.9467 | -9651.6158 | FALSE
| 60744054 | BAN006 | BAN | 22KV | 1419.31 | 12 | 44753.327 | 7.692% | Three phase | 97.13 | 0.0097673 | 0.010489 | 0.011266 | 0.012105 | 0.013008 | 0.013983 | 0.015034 | 0.016167 | 0.01739 | 0.018709 | 0.020132 | 0.021667 | 0.023325 | 0.025113 | 0.027044 | 0.029128 | 0.031378 | 0.033808 | 0.036432 | 0.039266 | 0.79946 | 0.80808 | 0.82008 | 0.831 | 0.83438 | 0.84046 | 0.85346 | 0.87077 | 0.87754 | 0.87754 | 0.87754 | 0.87754 | 0.87754 | 0.87754 | 0.87754 | 0.87754 | 0.87754 | 0.87754 | 0.87754 | 0.87754 | 10946.2861 | 46829.0772 | 0.0015192 | 137857.5803 | 78113.1737 | 840.3024 | 3633.7883 | 57775.3633 | 4474.0907 | 53301.2726 | -24811.9011 | FALSE
| 60744061 | BAN006 | BAN | 22KV | 723.55 | 12 | 44753.327 | 7.692% | Three phase | 97.13 | 0.0068016 | 0.0073498 | 0.0079442 | 0.0085888 | 0.009288 | 0.010047 | 0.010869 | 0.011762 | 0.012731 | 0.013783 | 0.014925 | 0.016164 | 0.01751 | 0.018971 | 0.020557 | 0.022281 | 0.023714 | 0.023714 | 0.023714 | 0.023714 | 0.79946 | 0.80808 | 0.82008 | 0.831 | 0.83438 | 0.84046 | 0.85346 | 0.87077 | 0.87754 | 0.87754 | 0.87754 | 0.87754 | 0.87754 | 0.87754 | 0.87754 | 0.87754 | 0.87754 | 0.87754 | 0.87754 | 0.87754 | 7863.9748 | 17146.7666 | 0.00077446 | 70278.4115 | 39821.3123 | 428.3777 | 944.37 | 25010.7414 | 1372.7478 | 23637.9937 | -16183.3187 | FALSE
| 60744063 | BAN006 | BAN | 22KV | 209.92 | 12 | 44753.327 | 7.692% | Three phase | 97.13 | 0.0015398 | 0.0016549 | 0.0017791 | 0.001913 | 0.0020576 | 0.0022135 | 0.0023818 | 0.0025635 | 0.0027596 | 0.0029714 | 0.0032 | 0.0034469 | 0.0037136 | 0.0040016 | 0.0043127 | 0.0046488 | 0.005012 | 0.0054044 | 0.0058285 | 0.0062869 | 0.79946 | 0.80808 | 0.82008 | 0.831 | 0.83438 | 0.84046 | 0.85346 | 0.87077 | 0.87754 | 0.87754 | 0.87754 | 0.87754 | 0.87754 | 0.87754 | 0.87754 | 0.87754 | 0.87754 | 0.87754 | 0.87754 | 0.87754 | 1741.2025 | 1101.6131 | 0.00022469 | 20389.5296 | 11553.1613 | 124.2831 | 79.49 | 2842.8157 | 203.7732 | 2639.0425 | -8914.1188 | FALSE
| 60744066 | BAN003 | BAN | 22KV | 732.38 | 26 | 44753.327 | 3.704% | Single phase | 44.74 | 0.0076653 | 0.0082341 | 0.0088469 | 0.0095072 | 0.010219 | 0.010986 | 0.011813 | 0.012704 | 0.013665 | 0.014702 | 0.015819 | 0.017025 | 0.018325 | 0.019727 | 0.02124 | 0.022873 | 0.024004 | 0.024004 | 0.024004 | 0.024004 | 0.34148 | 0.34974 | 0.36067 | 0.36815 | 0.37456 | 0.38281 | 0.39396 | 0.40381 | 0.40889 | 0.40889 | 0.40889 | 0.40889 | 0.40889 | 0.40889 | 0.40889 | 0.40889 | 0.40889 | 0.40889 | 0.40889 | 0.40889 | 3819.2289 | 8440.5436 | 0.00078392 | 32766.6812 | 18566.331 | 197.9539 | 445.6774 | 12259.7725 | 643.6314 | 11616.1411 | -6950.1898 | FALSE
| 60744068 | BAN003 | BAN | 22KV | 916.51 | 26 | 44753.327 | 3.704% | Single phase | 44.74 | 0.0095924 | 0.010304 | 0.011071 | 0.011897 | 0.012788 | 0.013748 | 0.014783 | 0.015898 | 0.017101 | 0.018398 | 0.019797 | 0.021305 | 0.022932 | 0.024687 | 0.026581 | 0.028623 | 0.030038 | 0.030038 | 0.030038 | 0.030038 | 0.34148 | 0.34974 | 0.36067 | 0.36815 | 0.37456 | 0.38281 | 0.39396 | 0.40381 | 0.40889 | 0.40889 | 0.40889 | 0.40889 | 0.40889 | 0.40889 | 0.40889 | 0.40889 | 0.40889 | 0.40889 | 0.40889 | 0.40889 | 4779.4334 | 13218.1867 | 0.000981 | 41004.6574 | 23234.1516 | 247.7222 | 697.9465 | 17997.6202 | 945.6686 | 17051.9515 | -6182.2001 | FALSE
| 60744113 | CLC003 | CLC | 22KV | 2687.54 | 26 | 44906.1835 | 3.704% | Single phase | 44.74 | 0.020826 | 0.022551 | 0.024428 | 0.026468 | 0.028686 | 0.031098 | 0.033723 | 0.036578 | 0.039685 | 0.043066 | 0.046746 | 0.050751 | 0.055112 | 0.059861 | 0.065032 | 0.070663 | 0.076798 | 0.08348 | 0.088083 | 0.088083 | 0.23826 | 0.24185 | 0.247 | 0.25026 | 0.25189 | 0.25526 | 0.26056 | 0.26574 | 0.26674 | 0.26674 | 0.26674 | 0.26674 | 0.26674 | 0.26674 | 0.26674 | 0.26674 | 0.26674 | 0.26674 | 0.26674 | 0.26674 | 7732.6477 | 94661.1794 | 0.0028767 | 120240.5396 | 68130.9663 | 483.7127 | 6001.469 | 102393.8271 | 6485.1817 | 95908.6454 | 27777.6791 | TRUE
| 60744116 | CLC003 | CLC | 22KV | 1444.13 | 26 | 44906.1835 | 3.704% | Three phase | 97.13 | 0.013544 | 0.014619 | 0.015783 | 0.017044 | 0.01841 | 0.01989 | 0.021494 | 0.023232 | 0.025116 | 0.027158 | 0.029372 | 0.031773 | 0.034376 | 0.037199 | 0.040262 | 0.043583 | 0.047187 | 0.047331 | 0.047331 | 0.047331 | 0.23826 | 0.24185 | 0.247 | 0.25026 | 0.25189 | 0.25526 | 0.26056 | 0.26574 | 0.26674 | 0.26674 | 0.26674 | 0.26674 | 0.26674 | 0.26674 | 0.26674 | 0.26674 | 0.26674 | 0.26674 | 0.26674 | 0.26674 | 4734.5009 | 67670.6985 | 0.0015457 | 140268.3469 | 79479.1677 | 259.9195 | 3761.9904 | 72405.1994 | 4021.9099 | 68383.2895 | -11095.8782 | FALSE
| 60744200 | CLC003 | CLC | 22KV | 1326.93 | 26 | 44906.1835 | 3.704% | Covered | 390 | 0.016699 | 0.018113 | 0.019652 | 0.021327 | 0.02315 | 0.025135 | 0.027296 | 0.029649 | 0.032211 | 0.035002 | 0.038042 | 0.041353 | 0.04349 | 0.04349 | 0.04349 | 0.04349 | 0.04349 | 0.04349 | 0.04349 | 0.04349 | 0.23826 | 0.24185 | 0.247 | 0.25026 | 0.25189 | 0.25526 | 0.26056 | 0.26574 | 0.26674 | 0.26674 | 0.26674 | 0.26674 | 0.26674 | 0.26674 | 0.26674 | 0.26674 | 0.26674 | 0.26674 | 0.26674 | 0.26674 | 5418.7398 | 286177.7971 | 0.0014203 | 517502.7 | 293228.5494 | 238.8254 | 12752.9996 | 291596.537 | 12991.825 | 278604.7119 | -14623.8374 | FALSE
| 60744207 | CLC003 | CLC | 22KV | 4489.02 | 26 | 44906.1835 | 3.704% | Covered | 390 | 0.039688 | 0.042548 | 0.045623 | 0.04893 | 0.052488 | 0.056315 | 0.060434 | 0.064866 | 0.069635 | 0.074768 | 0.080294 | 0.086243 | 0.092647 | 0.099543 | 0.10697 | 0.11497 | 0.12358 | 0.13286 | 0.14285 | 0.14713 | 0.23826 | 0.24185 | 0.247 | 0.25026 | 0.25189 | 0.25526 | 0.26056 | 0.26574 | 0.26674 | 0.26674 | 0.26674 | 0.26674 | 0.26674 | 0.26674 | 0.26674 | 0.26674 | 0.26674 | 0.26674 | 0.26674 | 0.26674 | 13223.1905 | 2360234.2176 | 0.0048049 | 1750717.8 | 991995.6763 | 807.9493 | 145955.1426 | 2373457.4081 | 146763.0918 | 2226694.3163 | 1234698.64 | TRUE
| 60744216 | CLC003 | CLC | 22KV | 1494.33 | 26 | 44906.1835 | 3.704% | Covered | 390 | 0.013705 | 0.015051 | 0.016535 | 0.018172 | 0.019978 | 0.021971 | 0.024171 | 0.026599 | 0.029281 | 0.032242 | 0.035512 | 0.039125 | 0.043117 | 0.047529 | 0.048976 | 0.048976 | 0.048976 | 0.048976 | 0.048976 | 0.048976 | 0.23826 | 0.24185 | 0.247 | 0.25026 | 0.25189 | 0.25526 | 0.26056 | 0.26574 | 0.26674 | 0.26674 | 0.26674 | 0.26674 | 0.26674 | 0.26674 | 0.26674 | 0.26674 | 0.26674 | 0.26674 | 0.26674 | 0.26674 | 5332.8459 | 316356.1261 | 0.0015995 | 582788.7 | 330221.0502 | 268.9547 | 16173.6988 | 321688.9719 | 16442.6535 | 305246.3184 | -24974.7318 | FALSE
| 60744221 | CLC003 | CLC | 22KV | 1124.07 | 26 | 44906.1835 | 3.704% | Covered | 390 | 0.01393 | 0.014994 | 0.016141 | 0.017381 | 0.018719 | 0.020163 | 0.021724 | 0.023409 | 0.025229 | 0.027195 | 0.02932 | 0.031615 | 0.034095 | 0.036775 | 0.036841 | 0.036841 | 0.036841 | 0.036841 | 0.036841 | 0.036841 | 0.23826 | 0.24185 | 0.247 | 0.25026 | 0.25189 | 0.25526 | 0.26056 | 0.26574 | 0.26674 | 0.26674 | 0.26674 | 0.26674 | 0.26674 | 0.26674 | 0.26674 | 0.26674 | 0.26674 | 0.26674 | 0.26674 | 0.26674 | 4410.938 | 197360.7498 | 0.0012032 | 438387.3 | 248400.0026 | 202.314 | 9151.7266 | 201771.6878 | 9354.0405 | 192417.6473 | -55982.3554 | FALSE
| 60744223 | CLC003 | CLC | 22KV | 167.13 | 26 | 44906.1835 | 3.704% | Three phase | 97.13 | 0.0015675 | 0.0016919 | 0.0018266 | 0.0019725 | 0.0021306 | 0.0023019 | 0.0024875 | 0.0026887 | 0.0029067 | 0.003143 | 0.0033993 | 0.0036771 | 0.0039784 | 0.0043051 | 0.0046595 | 0.0050439 | 0.005461 | 0.0054776 | 0.0054776 | 0.0054776 | 0.23826 | 0.24185 | 0.247 | 0.25026 | 0.25189 | 0.25526 | 0.26056 | 0.26574 | 0.26674 | 0.26674 | 0.26674 | 0.26674 | 0.26674 | 0.26674 | 0.26674 | 0.26674 | 0.26674 | 0.26674 | 0.26674 | 0.26674 | 547.9265 | 906.352 | 0.00017889 | 16233.3369 | 9198.17 | 30.0806 | 50.3865 | 1454.2785 | 80.4671 | 1373.8114 | -7824.3586 | FALSE
| 60744236 | CLC003 | CLC | 22KV | 79.47 | 26 | 44906.1835 | 3.704% | Single phase | 44.74 | 0.0010192 | 0.0011162 | 0.0012227 | 0.0013399 | 0.0014686 | 0.0016102 | 0.0017659 | 0.0019372 | 0.0021255 | 0.0023328 | 0.0025609 | 0.0026046 | 0.0026046 | 0.0026046 | 0.0026046 | 0.0026046 | 0.0026046 | 0.0026046 | 0.0026046 | 0.0026046 | 0.23826 | 0.24185 | 0.247 | 0.25026 | 0.25189 | 0.25526 | 0.26056 | 0.26574 | 0.26674 | 0.26674 | 0.26674 | 0.26674 | 0.26674 | 0.26674 | 0.26674 | 0.26674 | 0.26674 | 0.26674 | 0.26674 | 0.26674 | 337.8392 | 122.5889 | 8.5062e-05 | 3555.4878 | 2014.6185 | 14.3033 | 5.2475 | 460.4281 | 19.5508 | 440.8773 | -1573.7413 | FALSE
| 60744249 | CLC003 | CLC | 22KV | 121.69 | 26 | 44906.1835 | 3.704% | Single phase | 44.74 | 0.0010313 | 0.0011461 | 0.0012743 | 0.0014175 | 0.0015776 | 0.0017565 | 0.0019564 | 0.0021801 | 0.0024302 | 0.00271 | 0.0030232 | 0.0033736 | 0.003766 | 0.0039884 | 0.0039884 | 0.0039884 | 0.0039884 | 0.0039884 | 0.0039884 | 0.0039884 | 0.23826 | 0.24185 | 0.247 | 0.25026 | 0.25189 | 0.25526 | 0.26056 | 0.26574 | 0.26674 | 0.26674 | 0.26674 | 0.26674 | 0.26674 | 0.26674 | 0.26674 | 0.26674 | 0.26674 | 0.26674 | 0.26674 | 0.26674 | 437.0589 | 242.0057 | 0.00013025 | 5444.4106 | 3084.9242 | 21.9022 | 12.3043 | 679.0646 | 34.2065 | 644.8581 | -2440.0661 | FALSE
| 60744267 | CLC003 | CLC | 22KV | 927.58 | 26 | 44906.1835 | 3.704% | Three phase | 97.13 | 0.0087196 | 0.0094223 | 0.010184 | 0.011011 | 0.011907 | 0.012879 | 0.013934 | 0.015079 | 0.016321 | 0.01767 | 0.019133 | 0.020722 | 0.022447 | 0.02432 | 0.026354 | 0.028564 | 0.030401 | 0.030401 | 0.030401 | 0.030401 | 0.23826 | 0.24185 | 0.247 | 0.25026 | 0.25189 | 0.25526 | 0.26056 | 0.26574 | 0.26674 | 0.26674 | 0.26674 | 0.26674 | 0.26674 | 0.26674 | 0.26674 | 0.26674 | 0.26674 | 0.26674 | 0.26674 | 0.26674 | 3069.7873 | 28180.448 | 0.00099285 | 90095.8454 | 51050.3115 | 166.949 | 1552.0577 | 31250.2352 | 1719.0067 | 29531.2285 | -21519.083 | FALSE
| 60744271 | CLC003 | CLC | 22KV | 336.85 | 26 | 44906.1835 | 3.704% | Three phase | 97.13 | 0.0027441 | 0.0030473 | 0.0033857 | 0.0037635 | 0.0041853 | 0.0046565 | 0.005183 | 0.0057713 | 0.0064289 | 0.0071641 | 0.0079863 | 0.0089059 | 0.0099347 | 0.01104 | 0.01104 | 0.01104 | 0.01104 | 0.01104 | 0.01104 | 0.01104 | 0.23826 | 0.24185 | 0.247 | 0.25026 | 0.25189 | 0.25526 | 0.26056 | 0.26574 | 0.26674 | 0.26674 | 0.26674 | 0.26674 | 0.26674 | 0.26674 | 0.26674 | 0.26674 | 0.26674 | 0.26674 | 0.26674 | 0.26674 | 1179.9338 | 3925.3369 | 0.00036055 | 32718.2405 | 18538.8834 | 60.6274 | 204.6813 | 5105.2707 | 265.3087 | 4839.9619 | -13698.9215 | FALSE
| 60744284 | CLC003 | CLC | 22KV | 515.73 | 26 | 44906.1835 | 3.704% | Single phase | 44.74 | 0.0064901 | 0.0070399 | 0.0076381 | 0.0082891 | 0.0089977 | 0.0097691 | 0.010609 | 0.011523 | 0.012519 | 0.013604 | 0.014785 | 0.016073 | 0.016903 | 0.016903 | 0.016903 | 0.016903 | 0.016903 | 0.016903 | 0.016903 | 0.016903 | 0.23826 | 0.24185 | 0.247 | 0.25026 | 0.25189 | 0.25526 | 0.26056 | 0.26574 | 0.26674 | 0.26674 | 0.26674 | 0.26674 | 0.26674 | 0.26674 | 0.26674 | 0.26674 | 0.26674 | 0.26674 | 0.26674 | 0.26674 | 2106.0694 | 4959.2508 | 0.00055202 | 23073.7602 | 13074.1061 | 92.8229 | 221.0001 | 7065.3202 | 313.823 | 6751.4973 | -6322.6089 | FALSE
| 60744299 | CLC003 | CLC | 22KV | 521.58 | 26 | 44906.1835 | 3.704% | Three phase | 97.13 | 0.0030888 | 0.0033533 | 0.0036418 | 0.0039564 | 0.0042997 | 0.0046743 | 0.0050831 | 0.0055294 | 0.0060166 | 0.0065487 | 0.0071298 | 0.0077646 | 0.0084581 | 0.0092159 | 0.010044 | 0.010949 | 0.011939 | 0.01302 | 0.014203 | 0.015497 | 0.23826 | 0.24185 | 0.247 | 0.25026 | 0.25189 | 0.25526 | 0.26056 | 0.26574 | 0.26674 | 0.26674 | 0.26674 | 0.26674 | 0.26674 | 0.26674 | 0.26674 | 0.26674 | 0.26674 | 0.26674 | 0.26674 | 0.26674 | 1197.315 | 6171.9868 | 0.00055828 | 50661.0654 | 28705.6874 | 93.8758 | 490.7349 | 7369.3018 | 584.6107 | 6784.6911 | -21920.9962 | FALSE
| 60744303 | CLC003 | CLC | 22KV | 155.62 | 26 | 44906.1835 | 3.704% | Single phase | 44.74 | 0.0019899 | 0.0021759 | 0.0023801 | 0.0026041 | 0.00285 | 0.00312 | 0.0034164 | 0.0037419 | 0.0040994 | 0.0044921 | 0.0049235 | 0.0051004 | 0.0051004 | 0.0051004 | 0.0051004 | 0.0051004 | 0.0051004 | 0.0051004 | 0.0051004 | 0.0051004 | 0.23826 | 0.24185 | 0.247 | 0.25026 | 0.25189 | 0.25526 | 0.26056 | 0.26574 | 0.26674 | 0.26674 | 0.26674 | 0.26674 | 0.26674 | 0.26674 | 0.26674 | 0.26674 | 0.26674 | 0.26674 | 0.26674 | 0.26674 | 657.6488 | 467.2953 | 0.00016657 | 6962.4388 | 3945.0728 | 28.009 | 20.1223 | 1124.9441 | 48.1314 | 1076.8127 | -2868.2601 | FALSE
| 60744304 | CLC003 | CLC | 22KV | 219.41 | 26 | 44906.1835 | 3.704% | Single phase | 44.74 | 0.0018595 | 0.0020665 | 0.0022976 | 0.0025559 | 0.0028444 | 0.0031669 | 0.0035275 | 0.0039307 | 0.0043817 | 0.0048862 | 0.0054508 | 0.0060827 | 0.0067901 | 0.0071911 | 0.0071911 | 0.0071911 | 0.0071911 | 0.0071911 | 0.0071911 | 0.0071911 | 0.23826 | 0.24185 | 0.247 | 0.25026 | 0.25189 | 0.25526 | 0.26056 | 0.26574 | 0.26674 | 0.26674 | 0.26674 | 0.26674 | 0.26674 | 0.26674 | 0.26674 | 0.26674 | 0.26674 | 0.26674 | 0.26674 | 0.26674 | 788.0277 | 786.7354 | 0.00023485 | 9816.4034 | 5562.1927 | 39.4902 | 40 | 1574.7631 | 79.4902 | 1495.2729 | -4066.9198 | FALSE
| 60744331 | CLC003 | CLC | 22KV | 1143.22 | 26 | 44906.1835 | 3.704% | Three phase | 97.13 | 0.011059 | 0.011941 | 0.012897 | 0.013933 | 0.015055 | 0.016272 | 0.017591 | 0.019021 | 0.020571 | 0.022253 | 0.024076 | 0.026054 | 0.0282 | 0.030528 | 0.033054 | 0.035795 | 0.037469 | 0.037469 | 0.037469 | 0.037469 | 0.23826 | 0.24185 | 0.247 | 0.25026 | 0.25189 | 0.25526 | 0.26056 | 0.26574 | 0.26674 | 0.26674 | 0.26674 | 0.26674 | 0.26674 | 0.26674 | 0.26674 | 0.26674 | 0.26674 | 0.26674 | 0.26674 | 0.26674 | 3845.7208 | 43518.351 | 0.0012237 | 111040.9586 | 62918.2789 | 205.7607 | 2357.5707 | 47364.0717 | 2563.3314 | 44800.7404 | -18117.5385 | FALSE
| 60744335 | CLC003 | CLC | 22KV | 2065.73 | 26 | 44906.1835 | 3.704% | Single phase | 44.74 | 0.019575 | 0.021473 | 0.023564 | 0.025867 | 0.028405 | 0.031202 | 0.034285 | 0.037684 | 0.041433 | 0.045567 | 0.050128 | 0.05516 | 0.060712 | 0.066839 | 0.067704 | 0.067704 | 0.067704 | 0.067704 | 0.067704 | 0.067704 | 0.23826 | 0.24185 | 0.247 | 0.25026 | 0.25189 | 0.25526 | 0.26056 | 0.26574 | 0.26674 | 0.26674 | 0.26674 | 0.26674 | 0.26674 | 0.26674 | 0.26674 | 0.26674 | 0.26674 | 0.26674 | 0.26674 | 0.26674 | 7483.9073 | 70421.7292 | 0.0022111 | 92420.7602 | 52367.66 | 371.7972 | 3545.6414 | 77905.6365 | 3917.4386 | 73988.198 | 21620.538 | TRUE
| 60744350 | CLC003 | CLC | 22KV | 186.54 | 26 | 44906.1835 | 3.704% | Single phase | 44.74 | 0.0015809 | 0.0017569 | 0.0019534 | 0.002173 | 0.0024183 | 0.0026925 | 0.002999 | 0.0033418 | 0.0037253 | 0.0041542 | 0.0046342 | 0.0051715 | 0.0057729 | 0.0061138 | 0.0061138 | 0.0061138 | 0.0061138 | 0.0061138 | 0.0061138 | 0.0061138 | 0.23826 | 0.24185 | 0.247 | 0.25026 | 0.25189 | 0.25526 | 0.26056 | 0.26574 | 0.26674 | 0.26674 | 0.26674 | 0.26674 | 0.26674 | 0.26674 | 0.26674 | 0.26674 | 0.26674 | 0.26674 | 0.26674 | 0.26674 | 669.9726 | 568.6694 | 0.00019967 | 8345.7996 | 4728.9158 | 33.5741 | 28.9129 | 1238.6419 | 62.487 | 1176.1549 | -3552.7609 | FALSE
| 60744353 | CLC003 | CLC | 22KV | 1407.6 | 26 | 44906.1835 | 3.704% | Three phase | 97.13 | 0.017714 | 0.019214 | 0.020847 | 0.022624 | 0.024558 | 0.026663 | 0.028955 | 0.031451 | 0.03417 | 0.03713 | 0.040355 | 0.043867 | 0.046134 | 0.046134 | 0.046134 | 0.046134 | 0.046134 | 0.046134 | 0.046134 | 0.046134 | 0.23826 | 0.24185 | 0.247 | 0.25026 | 0.25189 | 0.25526 | 0.26056 | 0.26574 | 0.26674 | 0.26674 | 0.26674 | 0.26674 | 0.26674 | 0.26674 | 0.26674 | 0.26674 | 0.26674 | 0.26674 | 0.26674 | 0.26674 | 5748.1692 | 80202.3712 | 0.0015066 | 136720.188 | 77468.7019 | 253.3447 | 3574.0746 | 85950.5404 | 3827.4193 | 82123.1211 | 4654.4192 | TRUE
| 60744383 | CLC003 | CLC | 22KV | 752.14 | 26 | 44906.1835 | 3.704% | Three phase | 97.13 | 0.0045824 | 0.005015 | 0.0054909 | 0.0060144 | 0.0065904 | 0.0072243 | 0.0079222 | 0.0086906 | 0.0095368 | 0.010469 | 0.011496 | 0.012627 | 0.013875 | 0.015249 | 0.016765 | 0.018436 | 0.020279 | 0.022312 | 0.024555 | 0.024651 | 0.23826 | 0.24185 | 0.247 | 0.25026 | 0.25189 | 0.25526 | 0.26056 | 0.26574 | 0.26674 | 0.26674 | 0.26674 | 0.26674 | 0.26674 | 0.26674 | 0.26674 | 0.26674 | 0.26674 | 0.26674 | 0.26674 | 0.26674 | 1940.9903 | 14413.5469 | 0.00080507 | 73055.3582 | 41394.7922 | 135.3727 | 1020.4752 | 16354.5372 | 1155.848 | 15198.6892 | -26196.103 | FALSE
| 60744385 | CLC003 | CLC | 22KV | 456.13 | 26 | 44906.1835 | 3.704% | Three phase | 97.13 | 0.0028655 | 0.0031013 | 0.0033576 | 0.0036362 | 0.0039391 | 0.0042686 | 0.0046269 | 0.0050167 | 0.0054408 | 0.0059023 | 0.0064045 | 0.0069512 | 0.0075464 | 0.0081945 | 0.0089001 | 0.0096687 | 0.010506 | 0.011418 | 0.012411 | 0.013494 | 0.23826 | 0.24185 | 0.247 | 0.25026 | 0.25189 | 0.25526 | 0.26056 | 0.26574 | 0.26674 | 0.26674 | 0.26674 | 0.26674 | 0.26674 | 0.26674 | 0.26674 | 0.26674 | 0.26674 | 0.26674 | 0.26674 | 0.26674 | 1070.6175 | 4828.5609 | 0.00048823 | 44303.9069 | 25103.5798 | 82.0958 | 375.3033 | 5899.1784 | 457.3991 | 5441.7793 | -19661.8006 | FALSE
| 60744387 | CLC003 | CLC | 22KV | 424.84 | 26 | 44906.1835 | 3.704% | Single phase | 44.74 | 0.0054324 | 0.0059403 | 0.0064976 | 0.0071092 | 0.0077805 | 0.0085175 | 0.0093267 | 0.010215 | 0.011191 | 0.012263 | 0.013441 | 0.013924 | 0.013924 | 0.013924 | 0.013924 | 0.013924 | 0.013924 | 0.013924 | 0.013924 | 0.013924 | 0.23826 | 0.24185 | 0.247 | 0.25026 | 0.25189 | 0.25526 | 0.26056 | 0.26574 | 0.26674 | 0.26674 | 0.26674 | 0.26674 | 0.26674 | 0.26674 | 0.26674 | 0.26674 | 0.26674 | 0.26674 | 0.26674 | 0.26674 | 1795.3701 | 3482.6628 | 0.00045473 | 19007.3416 | 10769.9829 | 76.4642 | 149.968 | 5278.0329 | 226.4321 | 5051.6008 | -5718.3821 | FALSE
| 60744389 | CLC003 | CLC | 22KV | 70.6 | 26 | 44906.1835 | 3.704% | Single phase | 44.74 | 0.00090017 | 0.00098289 | 0.0010735 | 0.0011729 | 0.0012817 | 0.001401 | 0.0015318 | 0.0016753 | 0.0018326 | 0.0020051 | 0.0021943 | 0.0023139 | 0.0023139 | 0.0023139 | 0.0023139 | 0.0023139 | 0.0023139 | 0.0023139 | 0.0023139 | 0.0023139 | 0.23826 | 0.24185 | 0.247 | 0.25026 | 0.25189 | 0.25526 | 0.26056 | 0.26574 | 0.26674 | 0.26674 | 0.26674 | 0.26674 | 0.26674 | 0.26674 | 0.26674 | 0.26674 | 0.26674 | 0.26674 | 0.26674 | 0.26674 | 296.6594 | 95.6288 | 7.5568e-05 | 3158.644 | 1789.758 | 12.7068 | 4.1415 | 392.2882 | 16.8483 | 375.4399 | -1414.3181 | FALSE
| 60744392 | CLC003 | CLC | 22KV | 1175.19 | 26 | 44906.1835 | 3.704% | Single phase | 44.74 | 0.015027 | 0.016432 | 0.017974 | 0.019665 | 0.021522 | 0.023561 | 0.025799 | 0.028257 | 0.030957 | 0.033923 | 0.037181 | 0.038517 | 0.038517 | 0.038517 | 0.038517 | 0.038517 | 0.038517 | 0.038517 | 0.038517 | 0.038517 | 0.23826 | 0.24185 | 0.247 | 0.25026 | 0.25189 | 0.25526 | 0.26056 | 0.26574 | 0.26674 | 0.26674 | 0.26674 | 0.26674 | 0.26674 | 0.26674 | 0.26674 | 0.26674 | 0.26674 | 0.26674 | 0.26674 | 0.26674 | 4966.3427 | 26648.7472 | 0.0012579 | 52578.0006 | 29791.8655 | 211.5147 | 1147.5295 | 31615.0899 | 1359.0443 | 30256.0456 | 464.1801 | TRUE
| 60744393 | CLC003 | CLC | 22KV | 70.14 | 26 | 44906.1835 | 3.704% | Three phase | 97.13 | 0.00065934 | 0.00071248 | 0.0007701 | 0.00083259 | 0.00090037 | 0.00097389 | 0.0010537 | 0.0011402 | 0.0012342 | 0.0013361 | 0.0014468 | 0.0015669 | 0.0016974 | 0.001839 | 0.0019928 | 0.0021599 | 0.0022988 | 0.0022988 | 0.0022988 | 0.0022988 | 0.23826 | 0.24185 | 0.247 | 0.25026 | 0.25189 | 0.25526 | 0.26056 | 0.26574 | 0.26674 | 0.26674 | 0.26674 | 0.26674 | 0.26674 | 0.26674 | 0.26674 | 0.26674 | 0.26674 | 0.26674 | 0.26674 | 0.26674 | 232.1254 | 161.1301 | 7.5076e-05 | 6812.6982 | 3860.2265 | 12.624 | 8.8744 | 393.2555 | 21.4984 | 371.7571 | -3488.4693 | FALSE
| 60744394 | CLC003 | CLC | 22KV | 1076.49 | 26 | 44906.1835 | 3.704% | Three phase | 97.13 | 0.0077236 | 0.0086348 | 0.0096593 | 0.010812 | 0.012108 | 0.013567 | 0.015209 | 0.017058 | 0.019141 | 0.021488 | 0.024132 | 0.027113 | 0.030475 | 0.034265 | 0.035282 | 0.035282 | 0.035282 | 0.035282 | 0.035282 | 0.035282 | 0.23826 | 0.24185 | 0.247 | 0.25026 | 0.25189 | 0.25526 | 0.26056 | 0.26574 | 0.26674 | 0.26674 | 0.26674 | 0.26674 | 0.26674 | 0.26674 | 0.26674 | 0.26674 | 0.26674 | 0.26674 | 0.26674 | 0.26674 | 3609.5175 | 38338.2778 | 0.0011522 | 104559.4737 | 59245.7253 | 193.7504 | 2090.3793 | 41947.7953 | 2284.1297 | 39663.6656 | -19582.0597 | FALSE
| 60744404 | CLC003 | CLC | 22KV | 1543.99 | 26 | 44906.1835 | 3.704% | Three phase | 97.13 | 0.014481 | 0.01563 | 0.016875 | 0.018223 | 0.019683 | 0.021266 | 0.02298 | 0.024838 | 0.026853 | 0.029036 | 0.031403 | 0.03397 | 0.036753 | 0.039772 | 0.043046 | 0.046597 | 0.05045 | 0.050604 | 0.050604 | 0.050604 | 0.23826 | 0.24185 | 0.247 | 0.25026 | 0.25189 | 0.25526 | 0.26056 | 0.26574 | 0.26674 | 0.26674 | 0.26674 | 0.26674 | 0.26674 | 0.26674 | 0.26674 | 0.26674 | 0.26674 | 0.26674 | 0.26674 | 0.26674 | 5061.8865 | 77352.9793 | 0.0016526 | 149967.7487 | 84975.0647 | 277.8926 | 4300.2536 | 82414.8658 | 4578.1462 | 77836.7195 | -7138.3451 | FALSE
| 60744406 | CLC003 | CLC | 22KV | 2082.9 | 26 | 44906.1835 | 3.704% | Three phase | 97.13 | 0.019535 | 0.021086 | 0.022765 | 0.024583 | 0.026553 | 0.028688 | 0.031001 | 0.033508 | 0.036225 | 0.039171 | 0.042364 | 0.045827 | 0.049581 | 0.053653 | 0.05807 | 0.062861 | 0.068059 | 0.068267 | 0.068267 | 0.068267 | 0.23826 | 0.24185 | 0.247 | 0.25026 | 0.25189 | 0.25526 | 0.26056 | 0.26574 | 0.26674 | 0.26674 | 0.26674 | 0.26674 | 0.26674 | 0.26674 | 0.26674 | 0.26674 | 0.26674 | 0.26674 | 0.26674 | 0.26674 | 6828.6733 | 140774.8 | 0.0022295 | 202312.077 | 114634.5263 | 374.8875 | 7826.0378 | 147603.4734 | 8200.9253 | 139402.548 | 24768.0218 | TRUE
| 60744416 | CLC003 | CLC | 22KV | 185.18 | 26 | 44906.1835 | 3.704% | Three phase | 97.13 | 0.0023248 | 0.0025187 | 0.0027294 | 0.0029585 | 0.0032074 | 0.0034781 | 0.0037725 | 0.0040926 | 0.0044407 | 0.0048194 | 0.0052314 | 0.0056796 | 0.0060692 | 0.0060692 | 0.0060692 | 0.0060692 | 0.0060692 | 0.0060692 | 0.0060692 | 0.0060692 | 0.23826 | 0.24185 | 0.247 | 0.25026 | 0.25189 | 0.25526 | 0.26056 | 0.26574 | 0.26674 | 0.26674 | 0.26674 | 0.26674 | 0.26674 | 0.26674 | 0.26674 | 0.26674 | 0.26674 | 0.26674 | 0.26674 | 0.26674 | 752.0466 | 1380.4446 | 0.00019821 | 17986.5334 | 10191.5702 | 33.3293 | 61.8576 | 2132.4912 | 95.187 | 2037.3042 | -8154.266 | FALSE
| 60744442 | CLC003 | CLC | 22KV | 698.69 | 26 | 44906.1835 | 3.704% | Single phase | 44.74 | 0.0089607 | 0.0098132 | 0.01075 | 0.01178 | 0.012912 | 0.014157 | 0.015526 | 0.017031 | 0.018688 | 0.02051 | 0.022515 | 0.022899 | 0.022899 | 0.022899 | 0.022899 | 0.022899 | 0.022899 | 0.022899 | 0.022899 | 0.022899 | 0.23826 | 0.24185 | 0.247 | 0.25026 | 0.25189 | 0.25526 | 0.26056 | 0.26574 | 0.26674 | 0.26674 | 0.26674 | 0.26674 | 0.26674 | 0.26674 | 0.26674 | 0.26674 | 0.26674 | 0.26674 | 0.26674 | 0.26674 | 2970.2385 | 9475.7524 | 0.00074785 | 31259.3906 | 17712.2665 | 125.7526 | 405.6176 | 12445.9909 | 531.3702 | 11914.6207 | -5797.6459 | FALSE
| 60744444 | CLC003 | CLC | 22KV | 105.34 | 26 | 44906.1835 | 3.704% | Three phase | 97.13 | 0.0013256 | 0.0014379 | 0.0015601 | 0.0016931 | 0.0018378 | 0.0019954 | 0.0021669 | 0.0023537 | 0.0025571 | 0.0027787 | 0.00302 | 0.0032829 | 0.0034525 | 0.0034525 | 0.0034525 | 0.0034525 | 0.0034525 | 0.0034525 | 0.0034525 | 0.0034525 | 0.23826 | 0.24185 | 0.247 | 0.25026 | 0.25189 | 0.25526 | 0.26056 | 0.26574 | 0.26674 | 0.26674 | 0.26674 | 0.26674 | 0.26674 | 0.26674 | 0.26674 | 0.26674 | 0.26674 | 0.26674 | 0.26674 | 0.26674 | 430.1734 | 449.1747 | 0.00011275 | 10231.6742 | 5797.4944 | 18.9595 | 20.0167 | 879.3482 | 38.9761 | 840.3721 | -4957.1223 | FALSE
| 60744460 | CLC003 | CLC | 22KV | 469.57 | 26 | 44906.1835 | 3.704% | Single phase | 44.74 | 0.0060223 | 0.0065952 | 0.0072248 | 0.0079169 | 0.0086778 | 0.0095143 | 0.010434 | 0.011446 | 0.012559 | 0.013784 | 0.015132 | 0.01539 | 0.01539 | 0.01539 | 0.01539 | 0.01539 | 0.01539 | 0.01539 | 0.01539 | 0.01539 | 0.23826 | 0.24185 | 0.247 | 0.25026 | 0.25189 | 0.25526 | 0.26056 | 0.26574 | 0.26674 | 0.26674 | 0.26674 | 0.26674 | 0.26674 | 0.26674 | 0.26674 | 0.26674 | 0.26674 | 0.26674 | 0.26674 | 0.26674 | 1996.2142 | 4280.0154 | 0.00050261 | 21008.5618 | 11903.9188 | 84.5148 | 183.2097 | 6276.2296 | 267.7245 | 6008.5051 | -5895.4136 | FALSE
| 60744466 | CLC003 | CLC | 22KV | 255.52 | 26 | 44906.1835 | 3.704% | Covered | 390 | 0.0032079 | 0.0034754 | 0.0037662 | 0.0040822 | 0.0044258 | 0.0047993 | 0.0052054 | 0.0056471 | 0.0061275 | 0.0066501 | 0.0072185 | 0.007837 | 0.0083746 | 0.0083746 | 0.0083746 | 0.0083746 | 0.0083746 | 0.0083746 | 0.0083746 | 0.0083746 | 0.23826 | 0.24185 | 0.247 | 0.25026 | 0.25189 | 0.25526 | 0.26056 | 0.26574 | 0.26674 | 0.26674 | 0.26674 | 0.26674 | 0.26674 | 0.26674 | 0.26674 | 0.26674 | 0.26674 | 0.26674 | 0.26674 | 0.26674 | 1037.7089 | 10553.3864 | 0.0002735 | 99652.8 | 56465.4947 | 45.9894 | 472.8965 | 11591.0953 | 518.8859 | 11072.2094 | -45393.2853 | FALSE
| 60744470 | CLC003 | CLC | 22KV | 907.92 | 26 | 44906.1835 | 3.704% | Covered | 390 | 0.0085154 | 0.0091911 | 0.0099229 | 0.010716 | 0.011574 | 0.012505 | 0.013513 | 0.014606 | 0.01579 | 0.017074 | 0.018466 | 0.019975 | 0.021612 | 0.023387 | 0.025312 | 0.027401 | 0.029666 | 0.029757 | 0.029757 | 0.029757 | 0.23826 | 0.24185 | 0.247 | 0.25026 | 0.25189 | 0.25526 | 0.26056 | 0.26574 | 0.26674 | 0.26674 | 0.26674 | 0.26674 | 0.26674 | 0.26674 | 0.26674 | 0.26674 | 0.26674 | 0.26674 | 0.26674 | 0.26674 | 2976.5659 | 107397.5721 | 0.00097181 | 354088.8 | 200634.5961 | 163.4106 | 5970.5108 | 110374.138 | 6133.9213 | 104240.2166 | -96394.3794 | FALSE
| 60744480 | CLC003 | CLC | 22KV | 850.11 | 26 | 44906.1835 | 3.704% | Single phase | 44.74 | 0.010903 | 0.01194 | 0.01308 | 0.014333 | 0.01571 | 0.017225 | 0.01889 | 0.020722 | 0.022737 | 0.024955 | 0.027394 | 0.027862 | 0.027862 | 0.027862 | 0.027862 | 0.027862 | 0.027862 | 0.027862 | 0.027862 | 0.027862 | 0.23826 | 0.24185 | 0.247 | 0.25026 | 0.25189 | 0.25526 | 0.26056 | 0.26574 | 0.26674 | 0.26674 | 0.26674 | 0.26674 | 0.26674 | 0.26674 | 0.26674 | 0.26674 | 0.26674 | 0.26674 | 0.26674 | 0.26674 | 3613.9482 | 14027.9722 | 0.00090993 | 38033.9214 | 21550.8665 | 153.0057 | 600.4792 | 17641.9204 | 753.4849 | 16888.4355 | -4662.431 | FALSE
| 60744481 | CLC003 | CLC | 22KV | 105.1 | 26 | 44906.1835 | 3.704% | Three phase | 97.13 | 0.00098573 | 0.001064 | 0.0011487 | 0.0012404 | 0.0013398 | 0.0014476 | 0.0015643 | 0.0016908 | 0.0018279 | 0.0019765 | 0.0021376 | 0.0023123 | 0.0025018 | 0.0027073 | 0.0029301 | 0.0031719 | 0.0034341 | 0.0034446 | 0.0034446 | 0.0034446 | 0.23826 | 0.24185 | 0.247 | 0.25026 | 0.25189 | 0.25526 | 0.26056 | 0.26574 | 0.26674 | 0.26674 | 0.26674 | 0.26674 | 0.26674 | 0.26674 | 0.26674 | 0.26674 | 0.26674 | 0.26674 | 0.26674 | 0.26674 | 344.5646 | 358.4211 | 0.0001125 | 10208.363 | 5784.2857 | 18.9163 | 19.9256 | 702.9856 | 38.8418 | 664.1438 | -5120.1419 | FALSE
| 60744487 | CLC003 | CLC | 22KV | 850.32 | 26 | 44906.1835 | 3.704% | Single phase | 44.74 | 0.0083821 | 0.0090848 | 0.009849 | 0.01068 | 0.011585 | 0.012569 | 0.01364 | 0.014805 | 0.016074 | 0.017456 | 0.01896 | 0.020598 | 0.022382 | 0.024325 | 0.026442 | 0.027869 | 0.027869 | 0.027869 | 0.027869 | 0.027869 | 0.23826 | 0.24185 | 0.247 | 0.25026 | 0.25189 | 0.25526 | 0.26056 | 0.26574 | 0.26674 | 0.26674 | 0.26674 | 0.26674 | 0.26674 | 0.26674 | 0.26674 | 0.26674 | 0.26674 | 0.26674 | 0.26674 | 0.26674 | 2968.1296 | 11505.5209 | 0.00091015 | 38043.3168 | 21556.1901 | 153.0435 | 600.7759 | 14473.6505 | 753.8194 | 13719.8311 | -7836.359 | FALSE
| 60744524 | CLC003 | CLC | 22KV | 1296.9 | 26 | 44906.1835 | 3.704% | Covered | 390 | 0.012164 | 0.013129 | 0.014174 | 0.015307 | 0.016533 | 0.017862 | 0.019303 | 0.020863 | 0.022555 | 0.024389 | 0.026378 | 0.028534 | 0.030871 | 0.033407 | 0.036157 | 0.03914 | 0.042376 | 0.042506 | 0.042506 | 0.042506 | 0.23826 | 0.24185 | 0.247 | 0.25026 | 0.25189 | 0.25526 | 0.26056 | 0.26574 | 0.26674 | 0.26674 | 0.26674 | 0.26674 | 0.26674 | 0.26674 | 0.26674 | 0.26674 | 0.26674 | 0.26674 | 0.26674 | 0.26674 | 4251.8155 | 219135.2673 | 0.0013882 | 505791 | 286592.4395 | 233.4205 | 12182.3003 | 223387.0828 | 12415.7208 | 210971.3619 | -75621.0775 | FALSE
| 60744531 | CLC003 | CLC | 22KV | 22.76 | 26 | 44906.1835 | 3.704% | Covered | 390 | 0.00021347 | 0.00023041 | 0.00024875 | 0.00026862 | 0.00029015 | 0.00031348 | 0.00033875 | 0.00036614 | 0.00039584 | 0.00042802 | 0.00046291 | 0.00050075 | 0.00054178 | 0.00058627 | 0.00063454 | 0.00068689 | 0.00074368 | 0.00074595 | 0.00074595 | 0.00074595 | 0.23826 | 0.24185 | 0.247 | 0.25026 | 0.25189 | 0.25526 | 0.26056 | 0.26574 | 0.26674 | 0.26674 | 0.26674 | 0.26674 | 0.26674 | 0.26674 | 0.26674 | 0.26674 | 0.26674 | 0.26674 | 0.26674 | 0.26674 | 74.6174 | 67.4907 | 2.4362e-05 | 8876.4 | 5029.5658 | 4.0964 | 3.752 | 142.1081 | 7.8484 | 134.2597 | -4895.3061 | FALSE
| 60744532 | CLC003 | CLC | 22KV | 897.49 | 26 | 44906.1835 | 3.704% | Three phase | 97.13 | 0.0085334 | 0.0093767 | 0.010307 | 0.011334 | 0.012468 | 0.013719 | 0.015102 | 0.016628 | 0.018315 | 0.020178 | 0.022238 | 0.024514 | 0.02703 | 0.029415 | 0.029415 | 0.029415 | 0.029415 | 0.029415 | 0.029415 | 0.029415 | 0.23826 | 0.24185 | 0.247 | 0.25026 | 0.25189 | 0.25526 | 0.26056 | 0.26574 | 0.26674 | 0.26674 | 0.26674 | 0.26674 | 0.26674 | 0.26674 | 0.26674 | 0.26674 | 0.26674 | 0.26674 | 0.26674 | 0.26674 | 3283.2877 | 29139.7378 | 0.00096064 | 87173.2037 | 49394.2777 | 161.5333 | 1452.9957 | 32423.0255 | 1614.5291 | 30808.4964 | -18585.7813 | FALSE
| 60744554 | CLC003 | CLC | 22KV | 648.62 | 26 | 44906.1835 | 3.704% | Single phase | 44.74 | 0.0082939 | 0.0090693 | 0.0099201 | 0.010854 | 0.011879 | 0.013004 | 0.014239 | 0.015596 | 0.017086 | 0.018723 | 0.020521 | 0.021258 | 0.021258 | 0.021258 | 0.021258 | 0.021258 | 0.021258 | 0.021258 | 0.021258 | 0.021258 | 0.23826 | 0.24185 | 0.247 | 0.25026 | 0.25189 | 0.25526 | 0.26056 | 0.26574 | 0.26674 | 0.26674 | 0.26674 | 0.26674 | 0.26674 | 0.26674 | 0.26674 | 0.26674 | 0.26674 | 0.26674 | 0.26674 | 0.26674 | 2741.0625 | 8117.8551 | 0.00069426 | 29019.2588 | 16442.958 | 116.7409 | 349.5653 | 10858.9175 | 466.3062 | 10392.6113 | -6050.3467 | FALSE
| 60744565 | CLC003 | CLC | 22KV | 65.9 | 26 | 44906.1835 | 3.704% | Covered | 390 | 0.00059116 | 0.00063841 | 0.00068961 | 0.00074511 | 0.00080528 | 0.0008705 | 0.00094123 | 0.0010179 | 0.0011011 | 0.0011914 | 0.0012893 | 0.0013955 | 0.0015108 | 0.0016358 | 0.0017716 | 0.001919 | 0.002079 | 0.0021599 | 0.0021599 | 0.0021599 | 0.23826 | 0.24185 | 0.247 | 0.25026 | 0.25189 | 0.25526 | 0.26056 | 0.26574 | 0.26674 | 0.26674 | 0.26674 | 0.26674 | 0.26674 | 0.26674 | 0.26674 | 0.26674 | 0.26674 | 0.26674 | 0.26674 | 0.26674 | 209.3133 | 548.0619 | 7.0537e-05 | 25701 | 14562.7587 | 11.8609 | 31.4548 | 757.3752 | 43.3157 | 714.0595 | -13848.6992 | FALSE
| 60744577 | CLC003 | CLC | 22KV | 103.07 | 26 | 44906.1835 | 3.704% | Three phase | 97.13 | 0.00096889 | 0.001047 | 0.0011317 | 0.0012235 | 0.0013231 | 0.0014311 | 0.0015483 | 0.0016755 | 0.0018136 | 0.0019634 | 0.002126 | 0.0023026 | 0.0024942 | 0.0027024 | 0.0029284 | 0.0031739 | 0.0033781 | 0.0033781 | 0.0033781 | 0.0033781 | 0.23826 | 0.24185 | 0.247 | 0.25026 | 0.25189 | 0.25526 | 0.26056 | 0.26574 | 0.26674 | 0.26674 | 0.26674 | 0.26674 | 0.26674 | 0.26674 | 0.26674 | 0.26674 | 0.26674 | 0.26674 | 0.26674 | 0.26674 | 341.1059 | 347.9443 | 0.00011032 | 10011.1891 | 5672.5626 | 18.5509 | 19.1633 | 689.0501 | 37.7142 | 651.336 | -5021.2266 | FALSE
| 60744607 | CLC003 | CLC | 22KV | 1765.12 | 26 | 44906.1835 | 3.704% | Three phase | 97.13 | 0.016555 | 0.017869 | 0.019292 | 0.020833 | 0.022502 | 0.024311 | 0.026271 | 0.028396 | 0.030698 | 0.033195 | 0.035901 | 0.038835 | 0.042017 | 0.045468 | 0.049211 | 0.053271 | 0.057675 | 0.057851 | 0.057851 | 0.057851 | 0.23826 | 0.24185 | 0.247 | 0.25026 | 0.25189 | 0.25526 | 0.26056 | 0.26574 | 0.26674 | 0.26674 | 0.26674 | 0.26674 | 0.26674 | 0.26674 | 0.26674 | 0.26674 | 0.26674 | 0.26674 | 0.26674 | 0.26674 | 5786.849 | 101096.6002 | 0.0018893 | 171446.1056 | 97145.1798 | 317.6924 | 5620.2233 | 106883.4492 | 5937.9157 | 100945.5335 | 3800.3537 | TRUE
| 60744613 | CLC003 | CLC | 22KV | 508.05 | 26 | 44906.1835 | 3.704% | Three phase | 97.13 | 0.0047545 | 0.005126 | 0.005528 | 0.0059629 | 0.0064334 | 0.0069427 | 0.0074939 | 0.0080905 | 0.0087365 | 0.0094358 | 0.010193 | 0.011013 | 0.011902 | 0.012864 | 0.013907 | 0.015036 | 0.01626 | 0.016651 | 0.016651 | 0.016651 | 0.23826 | 0.24185 | 0.247 | 0.25026 | 0.25189 | 0.25526 | 0.26056 | 0.26574 | 0.26674 | 0.26674 | 0.26674 | 0.26674 | 0.26674 | 0.26674 | 0.26674 | 0.26674 | 0.26674 | 0.26674 | 0.26674 | 0.26674 | 1648.5565 | 8290.2972 | 0.0005438 | 49346.8965 | 27961.05 | 91.4406 | 465.6054 | 9938.8538 | 557.046 | 9381.8078 | -18579.2422 | FALSE
| 60744616 | CLC003 | CLC | 22KV | 476.93 | 26 | 44906.1835 | 3.704% | Covered | 390 | 0.0039855 | 0.004315 | 0.0046732 | 0.0050625 | 0.0054857 | 0.0059458 | 0.0064461 | 0.0069902 | 0.0075821 | 0.008226 | 0.0089265 | 0.0096889 | 0.010518 | 0.011421 | 0.012404 | 0.013475 | 0.01464 | 0.015631 | 0.015631 | 0.015631 | 0.23826 | 0.24185 | 0.247 | 0.25026 | 0.25189 | 0.25526 | 0.26056 | 0.26574 | 0.26674 | 0.26674 | 0.26674 | 0.26674 | 0.26674 | 0.26674 | 0.26674 | 0.26674 | 0.26674 | 0.26674 | 0.26674 | 0.26674 | 1459.8774 | 27651.6008 | 0.00051049 | 186002.7 | 105393.2702 | 85.8395 | 1647.5007 | 29111.4782 | 1733.3402 | 27378.138 | -78015.1322 | FALSE
| 60744621 | CLC003 | CLC | 22KV | 72.24 | 26 | 44906.1835 | 3.704% | Single phase | 44.74 | 0.00050649 | 0.00054577 | 0.00058827 | 0.00063424 | 0.00068398 | 0.00073781 | 0.00079607 | 0.00085913 | 0.00092741 | 0.0010013 | 0.0010814 | 0.0011681 | 0.001262 | 0.0013638 | 0.001474 | 0.0015934 | 0.0017229 | 0.0018631 | 0.0020152 | 0.00218 | 0.23826 | 0.24185 | 0.247 | 0.25026 | 0.25189 | 0.25526 | 0.26056 | 0.26574 | 0.26674 | 0.26674 | 0.26674 | 0.26674 | 0.26674 | 0.26674 | 0.26674 | 0.26674 | 0.26674 | 0.26674 | 0.26674 | 0.26674 | 179.7134 | 59.1677 | 7.7323e-05 | 3232.0176 | 1831.3331 | 13.002 | 4.3361 | 238.881 | 17.3381 | 221.5429 | -1609.7902 | FALSE
| 60744627 | CLC003 | CLC | 22KV | 119.94 | 26 | 44906.1835 | 3.704% | Three phase | 97.13 | 0.0011224 | 0.0012102 | 0.001305 | 0.0014077 | 0.0015188 | 0.001639 | 0.0017691 | 0.00191 | 0.0020625 | 0.0022276 | 0.0024064 | 0.0026 | 0.0028098 | 0.0030369 | 0.003283 | 0.0035497 | 0.0038386 | 0.003931 | 0.003931 | 0.003931 | 0.23826 | 0.24185 | 0.247 | 0.25026 | 0.25189 | 0.25526 | 0.26056 | 0.26574 | 0.26674 | 0.26674 | 0.26674 | 0.26674 | 0.26674 | 0.26674 | 0.26674 | 0.26674 | 0.26674 | 0.26674 | 0.26674 | 0.26674 | 389.1898 | 462.0461 | 0.00012838 | 11649.7722 | 6601.0203 | 21.5872 | 25.9498 | 851.2359 | 47.537 | 803.6989 | -5797.3214 | FALSE
| 60744641 | CLC003 | CLC | 22KV | 356.53 | 26 | 44906.1835 | 3.704% | Covered | 390 | 0.0029793 | 0.0032257 | 0.0034935 | 0.0037845 | 0.0041008 | 0.0044448 | 0.0048188 | 0.0052256 | 0.005668 | 0.0061493 | 0.0066731 | 0.0072429 | 0.0078631 | 0.0085382 | 0.009273 | 0.010073 | 0.010944 | 0.011685 | 0.011685 | 0.011685 | 0.23826 | 0.24185 | 0.247 | 0.25026 | 0.25189 | 0.25526 | 0.26056 | 0.26574 | 0.26674 | 0.26674 | 0.26674 | 0.26674 | 0.26674 | 0.26674 | 0.26674 | 0.26674 | 0.26674 | 0.26674 | 0.26674 | 0.26674 | 1091.3344 | 15452.6566 | 0.00038162 | 139046.7 | 78786.9554 | 64.1695 | 920.6795 | 16543.991 | 984.849 | 15559.142 | -63227.8134 | FALSE
| 60744646 | CLC003 | CLC | 22KV | 32.54 | 26 | 44906.1835 | 3.704% | Three phase | 97.13 | 0.00030452 | 0.00032832 | 0.00035406 | 0.00038191 | 0.00041205 | 0.00044467 | 0.00047997 | 0.00051819 | 0.00055956 | 0.00060435 | 0.00065286 | 0.00070539 | 0.00076229 | 0.00082393 | 0.0008907 | 0.00096304 | 0.0010414 | 0.0010665 | 0.0010665 | 0.0010665 | 0.23826 | 0.24185 | 0.247 | 0.25026 | 0.25189 | 0.25526 | 0.26056 | 0.26574 | 0.26674 | 0.26674 | 0.26674 | 0.26674 | 0.26674 | 0.26674 | 0.26674 | 0.26674 | 0.26674 | 0.26674 | 0.26674 | 0.26674 | 105.5881 | 34.0089 | 3.483e-05 | 3160.6102 | 1790.8721 | 5.8567 | 1.91 | 139.597 | 7.7667 | 131.8303 | -1659.0418 | FALSE
| 60744649 | CLC003 | CLC | 22KV | 79.8 | 26 | 44906.1835 | 3.704% | Three phase | 97.13 | 0.0010042 | 0.0010893 | 0.0011819 | 0.0012826 | 0.0013922 | 0.0015116 | 0.0016416 | 0.0017831 | 0.0019371 | 0.002105 | 0.0022878 | 0.0024869 | 0.0026154 | 0.0026154 | 0.0026154 | 0.0026154 | 0.0026154 | 0.0026154 | 0.0026154 | 0.0026154 | 0.23826 | 0.24185 | 0.247 | 0.25026 | 0.25189 | 0.25526 | 0.26056 | 0.26574 | 0.26674 | 0.26674 | 0.26674 | 0.26674 | 0.26674 | 0.26674 | 0.26674 | 0.26674 | 0.26674 | 0.26674 | 0.26674 | 0.26674 | 325.8766 | 257.7712 | 8.5415e-05 | 7750.974 | 4391.8744 | 14.3627 | 11.4871 | 583.6479 | 25.8498 | 557.7981 | -3834.0763 | FALSE
| 60745604 | CLC006 | CLC | 22KV | 294.57 | 15 | 44906.1835 | 6.25% | Single phase | 44.74 | 0.001573 | 0.0017204 | 0.0018825 | 0.0020608 | 0.0022569 | 0.0024727 | 0.0027102 | 0.0029716 | 0.0032594 | 0.0035763 | 0.0039254 | 0.0043099 | 0.0047337 | 0.0052007 | 0.0057154 | 0.0062829 | 0.0069086 | 0.0075986 | 0.0083597 | 0.0091993 | 0.66863 | 0.6695 | 0.67163 | 0.672 | 0.67075 | 0.67063 | 0.67356 | 0.6765 | 0.67688 | 0.67688 | 0.67688 | 0.67688 | 0.67688 | 0.67688 | 0.67688 | 0.67688 | 0.67688 | 0.67688 | 0.67688 | 0.67688 | 1715.0893 | 894.1183 | 0.0003153 | 13179.0618 | 7467.5498 | 138.0389 | 72.0982 | 2609.2077 | 210.1371 | 2399.0705 | -5068.4793 | FALSE
| 60745609 | CLC006 | CLC | 22KV | 508.04 | 15 | 44906.1835 | 6.25% | Single phase | 44.74 | 0.0032183 | 0.0034558 | 0.0037118 | 0.0039877 | 0.0042853 | 0.0046061 | 0.0049521 | 0.0053254 | 0.005728 | 0.0061624 | 0.0066312 | 0.0071371 | 0.0076831 | 0.0082725 | 0.0089087 | 0.0095957 | 0.010338 | 0.011139 | 0.012004 | 0.012938 | 0.66863 | 0.6695 | 0.67163 | 0.672 | 0.67075 | 0.67063 | 0.67356 | 0.6765 | 0.67688 | 0.67688 | 0.67688 | 0.67688 | 0.67688 | 0.67688 | 0.67688 | 0.67688 | 0.67688 | 0.67688 | 0.67688 | 0.67688 | 2827.976 | 2543.5753 | 0.00054379 | 22729.7096 | 12879.1594 | 238.0734 | 214.4586 | 5371.5513 | 452.532 | 4919.0193 | -7960.1401 | FALSE
| 60745620 | CLC006 | CLC | 22KV | 532.59 | 15 | 44906.1835 | 6.25% | Single phase | 44.74 | 0.0058464 | 0.0062899 | 0.0067684 | 0.0072849 | 0.0078423 | 0.0084441 | 0.0090938 | 0.0097952 | 0.010553 | 0.011371 | 0.012254 | 0.013209 | 0.01424 | 0.015354 | 0.016557 | 0.017456 | 0.017456 | 0.017456 | 0.017456 | 0.017456 | 0.66863 | 0.6695 | 0.67163 | 0.672 | 0.67075 | 0.67063 | 0.67356 | 0.6765 | 0.67688 | 0.67688 | 0.67688 | 0.67688 | 0.67688 | 0.67688 | 0.67688 | 0.67688 | 0.67688 | 0.67688 | 0.67688 | 0.67688 | 4950.7612 | 4668.5209 | 0.00057007 | 23828.0766 | 13501.5186 | 249.5778 | 235.686 | 9619.282 | 485.2637 | 9134.0183 | -4367.5003 | FALSE
| 60745637 | CLC006 | CLC | 22KV | 317.75 | 15 | 44906.1835 | 6.25% | Single phase | 44.74 | 0.0039538 | 0.0042644 | 0.0046004 | 0.0049639 | 0.0053572 | 0.0057829 | 0.0062435 | 0.0067421 | 0.0072818 | 0.0078661 | 0.0084987 | 0.0091837 | 0.0099256 | 0.010414 | 0.010414 | 0.010414 | 0.010414 | 0.010414 | 0.010414 | 0.010414 | 0.66863 | 0.6695 | 0.67163 | 0.672 | 0.67075 | 0.67063 | 0.67356 | 0.6765 | 0.67688 | 0.67688 | 0.67688 | 0.67688 | 0.67688 | 0.67688 | 0.67688 | 0.67688 | 0.67688 | 0.67688 | 0.67688 | 0.67688 | 3251.1006 | 1829.2342 | 0.00034011 | 14216.135 | 8055.1785 | 148.9013 | 83.8917 | 5080.3349 | 232.793 | 4847.5419 | -3207.6366 | FALSE
| 60745651 | CLC006 | CLC | 22KV | 1104.82 | 15 | 44906.1835 | 6.25% | Single phase | 44.74 | 0.013719 | 0.014781 | 0.015929 | 0.01717 | 0.018511 | 0.01996 | 0.021527 | 0.023221 | 0.025053 | 0.027034 | 0.029176 | 0.031494 | 0.034001 | 0.03621 | 0.03621 | 0.03621 | 0.03621 | 0.03621 | 0.03621 | 0.03621 | 0.66863 | 0.6695 | 0.67163 | 0.672 | 0.67075 | 0.67063 | 0.67356 | 0.6765 | 0.67688 | 0.67688 | 0.67688 | 0.67688 | 0.67688 | 0.67688 | 0.67688 | 0.67688 | 0.67688 | 0.67688 | 0.67688 | 0.67688 | 11241.5016 | 21992.2554 | 0.0011826 | 49429.6468 | 28007.9382 | 517.7313 | 1014.2167 | 33233.757 | 1531.948 | 31701.809 | 3693.8708 | TRUE
| 60745678 | CLC006 | CLC | 22KV | 2235.22 | 15 | 44906.1835 | 6.25% | Three phase | 97.13 | 0.020746 | 0.022275 | 0.023921 | 0.025695 | 0.027606 | 0.029665 | 0.031883 | 0.034275 | 0.036852 | 0.03963 | 0.042625 | 0.045855 | 0.049337 | 0.053092 | 0.057142 | 0.061511 | 0.066223 | 0.071307 | 0.073259 | 0.073259 | 0.66863 | 0.6695 | 0.67163 | 0.672 | 0.67075 | 0.67063 | 0.67356 | 0.6765 | 0.67688 | 0.67688 | 0.67688 | 0.67688 | 0.67688 | 0.67688 | 0.67688 | 0.67688 | 0.67688 | 0.67688 | 0.67688 | 0.67688 | 17957.6069 | 154280.8043 | 0.0023925 | 217106.9186 | 123017.6129 | 1047.4497 | 9012.5078 | 172238.4112 | 10059.9575 | 162178.4537 | 39160.8408 | TRUE
| 60745698 | CLC006 | CLC | 22KV | 35.67 | 15 | 44906.1835 | 6.25% | Single phase | 44.74 | 0.00042436 | 0.00045744 | 0.00049322 | 0.0005319 | 0.00057374 | 0.00061899 | 0.00066794 | 0.0007209 | 0.00077819 | 0.00084019 | 0.00090728 | 0.0009799 | 0.0010585 | 0.0011436 | 0.0011691 | 0.0011691 | 0.0011691 | 0.0011691 | 0.0011691 | 0.0011691 | 0.66863 | 0.6695 | 0.67163 | 0.672 | 0.67075 | 0.67063 | 0.67356 | 0.6765 | 0.67688 | 0.67688 | 0.67688 | 0.67688 | 0.67688 | 0.67688 | 0.67688 | 0.67688 | 0.67688 | 0.67688 | 0.67688 | 0.67688 | 353.8993 | 22.3521 | 3.818e-05 | 1595.8758 | 904.2588 | 16.7154 | 1.0572 | 376.2514 | 17.7726 | 358.4789 | -545.7799 | FALSE
| 60745699 | CLC006 | CLC | 22KV | 529.85 | 15 | 44906.1835 | 6.25% | Single phase | 44.74 | 0.0065794 | 0.0070889 | 0.0076394 | 0.0082343 | 0.0088774 | 0.0095724 | 0.010324 | 0.011136 | 0.012015 | 0.012965 | 0.013992 | 0.015104 | 0.016306 | 0.017366 | 0.017366 | 0.017366 | 0.017366 | 0.017366 | 0.017366 | 0.017366 | 0.66863 | 0.6695 | 0.67163 | 0.672 | 0.67075 | 0.67063 | 0.67356 | 0.6765 | 0.67688 | 0.67688 | 0.67688 | 0.67688 | 0.67688 | 0.67688 | 0.67688 | 0.67688 | 0.67688 | 0.67688 | 0.67688 | 0.67688 | 5391.2036 | 5058.1604 | 0.00056713 | 23705.489 | 13432.0577 | 248.2938 | 233.2671 | 10449.364 | 481.5609 | 9967.8031 | -3464.2547 | FALSE
| 60745736 | CLC006 | CLC | 22KV | 1043.75 | 15 | 44906.1835 | 6.25% | Covered | 390 | 0.0056093 | 0.0060222 | 0.0064673 | 0.0069472 | 0.0074648 | 0.008023 | 0.0086251 | 0.0092747 | 0.0099756 | 0.010732 | 0.011548 | 0.01243 | 0.013381 | 0.014408 | 0.015517 | 0.016715 | 0.018009 | 0.019407 | 0.020917 | 0.022548 | 0.66863 | 0.6695 | 0.67163 | 0.672 | 0.67075 | 0.67063 | 0.67356 | 0.6765 | 0.67688 | 0.67688 | 0.67688 | 0.67688 | 0.67688 | 0.67688 | 0.67688 | 0.67688 | 0.67688 | 0.67688 | 0.67688 | 0.67688 | 4926.3477 | 79352.6232 | 0.0011172 | 407062.5 | 230650.6737 | 489.1132 | 7890.5867 | 84278.9709 | 8379.7 | 75899.2709 | -154751.4027 | FALSE
| 60745782 | CLC006 | CLC | 22KV | 7286.18 | 15 | 44906.1835 | 6.25% | Three phase | 97.13 | 0.06961 | 0.074694 | 0.080166 | 0.086058 | 0.0924 | 0.099229 | 0.10658 | 0.1145 | 0.12304 | 0.13223 | 0.14213 | 0.15279 | 0.16429 | 0.17668 | 0.19003 | 0.20442 | 0.21993 | 0.23665 | 0.2388 | 0.2388 | 0.66863 | 0.6695 | 0.67163 | 0.672 | 0.67075 | 0.67063 | 0.67356 | 0.6765 | 0.67688 | 0.67688 | 0.67688 | 0.67688 | 0.67688 | 0.67688 | 0.67688 | 0.67688 | 0.67688 | 0.67688 | 0.67688 | 0.67688 | 59716.2097 | 1672409.8394 | 0.0077989 | 707706.6634 | 401002.349 | 3414.3875 | 95764.577 | 1732126.049 | 99178.9645 | 1632947.0846 | 1231944.7356 | TRUE
| 60745784 | CLC006 | CLC | 22KV | 700.51 | 15 | 44906.1835 | 6.25% | Three phase | 97.13 | 0.006596 | 0.0072123 | 0.0078888 | 0.0086316 | 0.0094474 | 0.010343 | 0.011328 | 0.012409 | 0.013598 | 0.014904 | 0.01634 | 0.01792 | 0.019656 | 0.021565 | 0.022959 | 0.022959 | 0.022959 | 0.022959 | 0.022959 | 0.022959 | 0.66863 | 0.6695 | 0.67163 | 0.672 | 0.67075 | 0.67063 | 0.67356 | 0.6765 | 0.67688 | 0.67688 | 0.67688 | 0.67688 | 0.67688 | 0.67688 | 0.67688 | 0.67688 | 0.67688 | 0.67688 | 0.67688 | 0.67688 | 6402.4619 | 17236.2507 | 0.0007498 | 68040.5363 | 38553.2824 | 328.267 | 885.1845 | 23638.7127 | 1213.4515 | 22425.2612 | -16128.0213 | FALSE
| 60745794 | CLC006 | CLC | 22KV | 1980.71 | 15 | 44906.1835 | 6.25% | Three phase | 97.13 | 0.018594 | 0.0203 | 0.02217 | 0.02422 | 0.026468 | 0.028933 | 0.031637 | 0.034602 | 0.037856 | 0.041427 | 0.045346 | 0.049647 | 0.05437 | 0.059555 | 0.064917 | 0.064917 | 0.064917 | 0.064917 | 0.064917 | 0.064917 | 0.66863 | 0.6695 | 0.67163 | 0.672 | 0.67075 | 0.67063 | 0.67356 | 0.6765 | 0.67688 | 0.67688 | 0.67688 | 0.67688 | 0.67688 | 0.67688 | 0.67688 | 0.67688 | 0.67688 | 0.67688 | 0.67688 | 0.67688 | 17935.8916 | 136529.6797 | 0.0021201 | 192386.3623 | 109010.3954 | 928.1834 | 7076.9624 | 154465.5713 | 8005.1459 | 146460.4254 | 37450.0301 | TRUE
| 60745816 | CLC006 | CLC | 22KV | 556.75 | 15 | 44906.1835 | 6.25% | Single phase | 44.74 | 0.0068996 | 0.0074263 | 0.0079948 | 0.0086086 | 0.0092713 | 0.0099869 | 0.01076 | 0.011594 | 0.012496 | 0.01347 | 0.014522 | 0.015659 | 0.016887 | 0.018215 | 0.018247 | 0.018247 | 0.018247 | 0.018247 | 0.018247 | 0.018247 | 0.66863 | 0.6695 | 0.67163 | 0.672 | 0.67075 | 0.67063 | 0.67356 | 0.6765 | 0.67688 | 0.67688 | 0.67688 | 0.67688 | 0.67688 | 0.67688 | 0.67688 | 0.67688 | 0.67688 | 0.67688 | 0.67688 | 0.67688 | 5633.9256 | 5554.256 | 0.00059593 | 24908.995 | 14113.991 | 260.8994 | 257.5539 | 11188.1816 | 518.4533 | 10669.7283 | -3444.2627 | FALSE
| 60745821 | CLC006 | CLC | 22KV | 607.16 | 15 | 44906.1835 | 6.25% | Three phase | 97.13 | 0.0057171 | 0.0062512 | 0.0068376 | 0.0074814 | 0.0081884 | 0.008965 | 0.0098182 | 0.010756 | 0.011786 | 0.012918 | 0.014163 | 0.015532 | 0.017037 | 0.018692 | 0.0199 | 0.0199 | 0.0199 | 0.0199 | 0.0199 | 0.0199 | 0.66863 | 0.6695 | 0.67163 | 0.672 | 0.67075 | 0.67063 | 0.67356 | 0.6765 | 0.67688 | 0.67688 | 0.67688 | 0.67688 | 0.67688 | 0.67688 | 0.67688 | 0.67688 | 0.67688 | 0.67688 | 0.67688 | 0.67688 | 5549.2695 | 12948.5289 | 0.00064988 | 58973.4508 | 33415.67 | 284.5221 | 664.9843 | 18497.7984 | 949.5065 | 17548.2919 | -15867.3781 | FALSE
| 60745828 | CLC006 | CLC | 22KV | 838.93 | 15 | 44906.1835 | 6.25% | Three phase | 97.13 | 0.0077866 | 0.0083603 | 0.0089783 | 0.0096439 | 0.010361 | 0.011134 | 0.011967 | 0.012864 | 0.013831 | 0.014874 | 0.015998 | 0.01721 | 0.018517 | 0.019927 | 0.021447 | 0.023086 | 0.024855 | 0.026763 | 0.027496 | 0.027496 | 0.66863 | 0.6695 | 0.67163 | 0.672 | 0.67075 | 0.67063 | 0.67356 | 0.6765 | 0.67688 | 0.67688 | 0.67688 | 0.67688 | 0.67688 | 0.67688 | 0.67688 | 0.67688 | 0.67688 | 0.67688 | 0.67688 | 0.67688 | 6739.9071 | 21733.1559 | 0.00089796 | 81485.2709 | 46171.3683 | 393.1322 | 1269.5697 | 28473.063 | 1662.7019 | 26810.361 | -19361.0073 | FALSE
| 60745832 | CLC006 | CLC | 22KV | 120.25 | 15 | 44906.1835 | 6.25% | Three phase | 97.13 | 0.0014932 | 0.0016088 | 0.0017338 | 0.0018688 | 0.0020147 | 0.0021725 | 0.002343 | 0.0025274 | 0.0027268 | 0.0029424 | 0.0031756 | 0.0034278 | 0.0037007 | 0.0039412 | 0.0039412 | 0.0039412 | 0.0039412 | 0.0039412 | 0.0039412 | 0.0039412 | 0.66863 | 0.6695 | 0.67163 | 0.672 | 0.67075 | 0.67063 | 0.67356 | 0.6765 | 0.67688 | 0.67688 | 0.67688 | 0.67688 | 0.67688 | 0.67688 | 0.67688 | 0.67688 | 0.67688 | 0.67688 | 0.67688 | 0.67688 | 1223.5392 | 565.6064 | 0.00012871 | 11679.8825 | 6618.0814 | 56.3505 | 26.0841 | 1789.1456 | 82.4346 | 1706.711 | -4911.3705 | FALSE
| 60745834 | CLC006 | CLC | 22KV | 511.33 | 15 | 44906.1835 | 6.25% | Single phase | 44.74 | 0.0060831 | 0.0065575 | 0.0070703 | 0.0076249 | 0.0082246 | 0.0088733 | 0.009575 | 0.010334 | 0.011155 | 0.012044 | 0.013006 | 0.014047 | 0.015174 | 0.016393 | 0.016759 | 0.016759 | 0.016759 | 0.016759 | 0.016759 | 0.016759 | 0.66863 | 0.6695 | 0.67163 | 0.672 | 0.67075 | 0.67063 | 0.67356 | 0.6765 | 0.67688 | 0.67688 | 0.67688 | 0.67688 | 0.67688 | 0.67688 | 0.67688 | 0.67688 | 0.67688 | 0.67688 | 0.67688 | 0.67688 | 5073.1519 | 4593.2023 | 0.00054731 | 22876.9042 | 12962.5632 | 239.6151 | 217.2452 | 9666.3541 | 456.8603 | 9209.4938 | -3753.0693 | FALSE
| 60745835 | CLC006 | CLC | 22KV | 1728.06 | 15 | 44906.1835 | 6.25% | Three phase | 97.13 | 0.016175 | 0.017633 | 0.019229 | 0.020976 | 0.022888 | 0.024981 | 0.027274 | 0.029785 | 0.032536 | 0.03555 | 0.038852 | 0.042472 | 0.046439 | 0.050788 | 0.055556 | 0.056637 | 0.056637 | 0.056637 | 0.056637 | 0.056637 | 0.66863 | 0.6695 | 0.67163 | 0.672 | 0.67075 | 0.67063 | 0.67356 | 0.6765 | 0.67688 | 0.67688 | 0.67688 | 0.67688 | 0.67688 | 0.67688 | 0.67688 | 0.67688 | 0.67688 | 0.67688 | 0.67688 | 0.67688 | 15489.5352 | 102868.7065 | 0.0018497 | 167846.4678 | 95105.5449 | 809.7887 | 5386.6994 | 118358.2417 | 6196.4881 | 112161.7536 | 17056.2087 | TRUE
| 60745837 | CLC006 | CLC | 22KV | 529.03 | 15 | 44906.1835 | 6.25% | Three phase | 97.13 | 0.0062937 | 0.0067845 | 0.0073151 | 0.0078888 | 0.0085093 | 0.0091804 | 0.0099064 | 0.010692 | 0.011542 | 0.012461 | 0.013456 | 0.014533 | 0.015699 | 0.016961 | 0.017339 | 0.017339 | 0.017339 | 0.017339 | 0.017339 | 0.017339 | 0.66863 | 0.6695 | 0.67163 | 0.672 | 0.67075 | 0.67063 | 0.67356 | 0.6765 | 0.67688 | 0.67688 | 0.67688 | 0.67688 | 0.67688 | 0.67688 | 0.67688 | 0.67688 | 0.67688 | 0.67688 | 0.67688 | 0.67688 | 5248.7621 | 10674.0942 | 0.00056626 | 51384.6839 | 29115.7057 | 247.9095 | 504.8539 | 15922.8564 | 752.7634 | 15170.0929 | -13945.6128 | FALSE
| 60745843 | CLC006 | CLC | 22KV | 5443.6 | 15 | 44906.1835 | 6.25% | Single phase | 44.74 | 0.059756 | 0.064289 | 0.06918 | 0.074459 | 0.080156 | 0.086307 | 0.092947 | 0.10012 | 0.10786 | 0.11622 | 0.12525 | 0.13501 | 0.14555 | 0.15693 | 0.16923 | 0.17841 | 0.17841 | 0.17841 | 0.17841 | 0.17841 | 0.66863 | 0.6695 | 0.67163 | 0.672 | 0.67075 | 0.67063 | 0.67356 | 0.6765 | 0.67688 | 0.67688 | 0.67688 | 0.67688 | 0.67688 | 0.67688 | 0.67688 | 0.67688 | 0.67688 | 0.67688 | 0.67688 | 0.67688 | 50601.7075 | 487714.5352 | 0.0058267 | 243546.664 | 137998.9611 | 2550.9334 | 24621.8173 | 538316.2427 | 27172.7507 | 511143.492 | 373144.5309 | TRUE
| 60745855 | CLC006 | CLC | 22KV | 2166.53 | 15 | 44906.1835 | 6.25% | Three phase | 97.13 | 0.02007 | 0.021528 | 0.023097 | 0.024785 | 0.026602 | 0.028558 | 0.030663 | 0.03293 | 0.035371 | 0.037999 | 0.04083 | 0.043878 | 0.047163 | 0.050701 | 0.054512 | 0.058619 | 0.063045 | 0.067815 | 0.071008 | 0.071008 | 0.66863 | 0.6695 | 0.67163 | 0.672 | 0.67075 | 0.67063 | 0.67356 | 0.6765 | 0.67688 | 0.67688 | 0.67688 | 0.67688 | 0.67688 | 0.67688 | 0.67688 | 0.67688 | 0.67688 | 0.67688 | 0.67688 | 0.67688 | 17233.8832 | 143514.7075 | 0.002319 | 210435.0589 | 119237.1886 | 1015.2608 | 8467.0966 | 160748.5907 | 9482.3574 | 151266.2332 | 32029.0446 | TRUE
| 60745858 | CLC006 | CLC | 22KV | 1011 | 15 | 44906.1835 | 6.25% | Three phase | 97.13 | 0.012529 | 0.013485 | 0.014518 | 0.015632 | 0.016836 | 0.018135 | 0.019538 | 0.021054 | 0.022691 | 0.02446 | 0.02637 | 0.028435 | 0.030665 | 0.033076 | 0.033135 | 0.033135 | 0.033135 | 0.033135 | 0.033135 | 0.033135 | 0.66863 | 0.6695 | 0.67163 | 0.672 | 0.67075 | 0.67063 | 0.67356 | 0.6765 | 0.67688 | 0.67688 | 0.67688 | 0.67688 | 0.67688 | 0.67688 | 0.67688 | 0.67688 | 0.67688 | 0.67688 | 0.67688 | 0.67688 | 10230.622 | 39761.7202 | 0.0010821 | 98198.43 | 55641.4163 | 473.7662 | 1843.7728 | 49992.3422 | 2317.539 | 47674.8031 | -7966.6132 | FALSE
| 60745866 | CLC006 | CLC | 22KV | 6396.99 | 15 | 44906.1835 | 6.25% | Single phase | 44.74 | 0.076449 | 0.08225 | 0.088509 | 0.095264 | 0.10255 | 0.11042 | 0.11892 | 0.12809 | 0.13799 | 0.14868 | 0.16023 | 0.1727 | 0.18617 | 0.20073 | 0.20966 | 0.20966 | 0.20966 | 0.20966 | 0.20966 | 0.20966 | 0.66863 | 0.6695 | 0.67163 | 0.672 | 0.67075 | 0.67063 | 0.67356 | 0.6765 | 0.67688 | 0.67688 | 0.67688 | 0.67688 | 0.67688 | 0.67688 | 0.67688 | 0.67688 | 0.67688 | 0.67688 | 0.67688 | 0.67688 | 63060.1374 | 714287.2238 | 0.0068471 | 286201.3326 | 162168.0459 | 2997.7029 | 34001.5752 | 777347.3612 | 36999.2781 | 740348.0831 | 578180.0373 | TRUE
| 60745871 | CLC006 | CLC | 22KV | 100.82 | 15 | 44906.1835 | 6.25% | Three phase | 97.13 | 0.0012494 | 0.0013448 | 0.0014478 | 0.0015589 | 0.0016789 | 0.0018085 | 0.0019484 | 0.0020996 | 0.0022628 | 0.0024392 | 0.0026297 | 0.0028356 | 0.0030581 | 0.0032985 | 0.0033044 | 0.0033044 | 0.0033044 | 0.0033044 | 0.0033044 | 0.0033044 | 0.66863 | 0.6695 | 0.67163 | 0.672 | 0.67075 | 0.67063 | 0.67356 | 0.6765 | 0.67688 | 0.67688 | 0.67688 | 0.67688 | 0.67688 | 0.67688 | 0.67688 | 0.67688 | 0.67688 | 0.67688 | 0.67688 | 0.67688 | 1020.2288 | 395.4178 | 0.00010791 | 9792.6466 | 5548.7315 | 47.2454 | 18.3357 | 1415.6466 | 65.5812 | 1350.0655 | -4198.6661 | FALSE
| 60745916 | CLC006 | CLC | 22KV | 542.07 | 15 | 44906.1835 | 6.25% | Single phase | 44.74 | 0.0067312 | 0.0072524 | 0.0078156 | 0.0084242 | 0.0090821 | 0.0097932 | 0.010562 | 0.011393 | 0.012292 | 0.013264 | 0.014315 | 0.015452 | 0.016682 | 0.017766 | 0.017766 | 0.017766 | 0.017766 | 0.017766 | 0.017766 | 0.017766 | 0.66863 | 0.6695 | 0.67163 | 0.672 | 0.67075 | 0.67063 | 0.67356 | 0.6765 | 0.67688 | 0.67688 | 0.67688 | 0.67688 | 0.67688 | 0.67688 | 0.67688 | 0.67688 | 0.67688 | 0.67688 | 0.67688 | 0.67688 | 5515.5417 | 5294.1649 | 0.00058021 | 24252.2118 | 13741.8431 | 254.0202 | 244.151 | 10809.7065 | 498.1712 | 10311.5354 | -3430.3077 | FALSE
| 60745935 | CLC006 | CLC | 22KV | 712.3 | 15 | 44906.1835 | 6.25% | Single phase | 44.74 | 0.008845 | 0.0095299 | 0.01027 | 0.01107 | 0.011934 | 0.012869 | 0.013879 | 0.014971 | 0.016152 | 0.017429 | 0.018811 | 0.020305 | 0.021921 | 0.023345 | 0.023345 | 0.023345 | 0.023345 | 0.023345 | 0.023345 | 0.023345 | 0.66863 | 0.6695 | 0.67163 | 0.672 | 0.67075 | 0.67063 | 0.67356 | 0.6765 | 0.67688 | 0.67688 | 0.67688 | 0.67688 | 0.67688 | 0.67688 | 0.67688 | 0.67688 | 0.67688 | 0.67688 | 0.67688 | 0.67688 | 7247.6255 | 9141.3977 | 0.00076242 | 31868.302 | 18057.2893 | 333.7919 | 421.5738 | 16389.0232 | 755.3657 | 15633.6575 | -2423.6318 | FALSE
| 60745937 | CLC006 | CLC | 22KV | 1788.5 | 15 | 44906.1835 | 6.25% | Single phase | 44.74 | 0.01133 | 0.012166 | 0.013067 | 0.014038 | 0.015086 | 0.016215 | 0.017433 | 0.018747 | 0.020165 | 0.021694 | 0.023344 | 0.025125 | 0.027047 | 0.029122 | 0.031362 | 0.033781 | 0.036392 | 0.039212 | 0.042258 | 0.045548 | 0.66863 | 0.6695 | 0.67163 | 0.672 | 0.67075 | 0.67063 | 0.67356 | 0.6765 | 0.67688 | 0.67688 | 0.67688 | 0.67688 | 0.67688 | 0.67688 | 0.67688 | 0.67688 | 0.67688 | 0.67688 | 0.67688 | 0.67688 | 9955.5845 | 31522.9365 | 0.0019144 | 80017.49 | 45339.691 | 838.1116 | 2657.8201 | 41478.521 | 3495.9317 | 37982.5892 | -7357.1018 | FALSE
| 60745940 | CLC006 | CLC | 22KV | 283.69 | 15 | 44906.1835 | 6.25% | Single phase | 44.74 | 0.0014034 | 0.0015066 | 0.0016178 | 0.0017377 | 0.001867 | 0.0020065 | 0.0021569 | 0.0023193 | 0.0024945 | 0.0026835 | 0.0028876 | 0.0031079 | 0.0033458 | 0.0036027 | 0.0038801 | 0.0041797 | 0.0045034 | 0.004853 | 0.0052308 | 0.0056391 | 0.66863 | 0.6695 | 0.67163 | 0.672 | 0.67075 | 0.67063 | 0.67356 | 0.6765 | 0.67688 | 0.67688 | 0.67688 | 0.67688 | 0.67688 | 0.67688 | 0.67688 | 0.67688 | 0.67688 | 0.67688 | 0.67688 | 0.67688 | 1231.9663 | 618.7485 | 0.00030365 | 12692.2906 | 7191.7344 | 132.9404 | 66.8707 | 1850.7148 | 199.8111 | 1650.9037 | -5540.8307 | FALSE
| 60745957 | CLC006 | CLC | 22KV | 1139.77 | 15 | 44906.1835 | 6.25% | Single phase | 44.74 | 0.014125 | 0.015203 | 0.016367 | 0.017623 | 0.01898 | 0.020445 | 0.022027 | 0.023736 | 0.025581 | 0.027575 | 0.029729 | 0.032056 | 0.034571 | 0.037289 | 0.037356 | 0.037356 | 0.037356 | 0.037356 | 0.037356 | 0.037356 | 0.66863 | 0.6695 | 0.67163 | 0.672 | 0.67075 | 0.67063 | 0.67356 | 0.6765 | 0.67688 | 0.67688 | 0.67688 | 0.67688 | 0.67688 | 0.67688 | 0.67688 | 0.67688 | 0.67688 | 0.67688 | 0.67688 | 0.67688 | 11533.6855 | 23277.6904 | 0.00122 | 50993.3098 | 28893.9444 | 534.1093 | 1079.3993 | 34811.3759 | 1613.5086 | 33197.8673 | 4303.9228 | TRUE
| 60745974 | CLC006 | CLC | 22KV | 959.82 | 15 | 44906.1835 | 6.25% | Three phase | 97.13 | 0.0090377 | 0.0098821 | 0.010809 | 0.011827 | 0.012945 | 0.014172 | 0.015521 | 0.017003 | 0.018631 | 0.020422 | 0.022389 | 0.024553 | 0.026932 | 0.029548 | 0.031458 | 0.031458 | 0.031458 | 0.031458 | 0.031458 | 0.031458 | 0.66863 | 0.6695 | 0.67163 | 0.672 | 0.67075 | 0.67063 | 0.67356 | 0.6765 | 0.67688 | 0.67688 | 0.67688 | 0.67688 | 0.67688 | 0.67688 | 0.67688 | 0.67688 | 0.67688 | 0.67688 | 0.67688 | 0.67688 | 8772.4815 | 32358.8974 | 0.0010274 | 93227.3166 | 52824.6728 | 449.7827 | 1661.8227 | 41131.3789 | 2111.6054 | 39019.7735 | -13804.8993 | FALSE
| 60745992 | CLC006 | CLC | 22KV | 881.58 | 15 | 44906.1835 | 6.25% | Three phase | 97.13 | 0.01097 | 0.011831 | 0.012764 | 0.013772 | 0.014863 | 0.016044 | 0.017322 | 0.018705 | 0.020203 | 0.021824 | 0.023579 | 0.02548 | 0.027538 | 0.028894 | 0.028894 | 0.028894 | 0.028894 | 0.028894 | 0.028894 | 0.028894 | 0.66863 | 0.6695 | 0.67163 | 0.672 | 0.67075 | 0.67063 | 0.67356 | 0.6765 | 0.67688 | 0.67688 | 0.67688 | 0.67688 | 0.67688 | 0.67688 | 0.67688 | 0.67688 | 0.67688 | 0.67688 | 0.67688 | 0.67688 | 9020.0009 | 30568.8478 | 0.00094361 | 85627.8654 | 48518.6546 | 413.1185 | 1401.9372 | 39588.8487 | 1815.0557 | 37773.793 | -10744.8616 | FALSE
| 60746002 | CLC006 | CLC | 22KV | 175.04 | 15 | 44906.1835 | 6.25% | Single phase | 44.74 | 0.0021781 | 0.0023492 | 0.0025343 | 0.0027345 | 0.0029512 | 0.0031856 | 0.0034394 | 0.003714 | 0.0040113 | 0.0043332 | 0.0046817 | 0.0050591 | 0.0054678 | 0.0057369 | 0.0057369 | 0.0057369 | 0.0057369 | 0.0057369 | 0.0057369 | 0.0057369 | 0.66863 | 0.6695 | 0.67163 | 0.672 | 0.67075 | 0.67063 | 0.67356 | 0.6765 | 0.67688 | 0.67688 | 0.67688 | 0.67688 | 0.67688 | 0.67688 | 0.67688 | 0.67688 | 0.67688 | 0.67688 | 0.67688 | 0.67688 | 1790.9446 | 555.102 | 0.00018736 | 7831.2896 | 4437.383 | 82.0258 | 25.4579 | 2346.0466 | 107.4836 | 2238.563 | -2198.82 | FALSE
| 60746013 | CLC006 | CLC | 22KV | 73.71 | 15 | 44906.1835 | 6.25% | Three phase | 97.13 | 0.00085169 | 0.00092505 | 0.001005 | 0.0010921 | 0.0011871 | 0.0012907 | 0.0014036 | 0.0015268 | 0.0016611 | 0.0018076 | 0.0019675 | 0.0021419 | 0.0023323 | 0.0024158 | 0.0024158 | 0.0024158 | 0.0024158 | 0.0024158 | 0.0024158 | 0.0024158 | 0.66863 | 0.6695 | 0.67163 | 0.672 | 0.67075 | 0.67063 | 0.67356 | 0.6765 | 0.67688 | 0.67688 | 0.67688 | 0.67688 | 0.67688 | 0.67688 | 0.67688 | 0.67688 | 0.67688 | 0.67688 | 0.67688 | 0.67688 | 742.1729 | 210.2818 | 7.8897e-05 | 7159.4523 | 4056.705 | 34.5414 | 9.8007 | 952.4546 | 44.3421 | 908.1126 | -3148.5925 | FALSE
| 60746019 | CLC006 | CLC | 22KV | 637.57 | 15 | 44906.1835 | 6.25% | Three phase | 97.13 | 0.0060034 | 0.0065643 | 0.00718 | 0.0078561 | 0.0085985 | 0.009414 | 0.01031 | 0.011294 | 0.012376 | 0.013565 | 0.014872 | 0.016309 | 0.01789 | 0.019628 | 0.020896 | 0.020896 | 0.020896 | 0.020896 | 0.020896 | 0.020896 | 0.66863 | 0.6695 | 0.67163 | 0.672 | 0.67075 | 0.67063 | 0.67356 | 0.6765 | 0.67688 | 0.67688 | 0.67688 | 0.67688 | 0.67688 | 0.67688 | 0.67688 | 0.67688 | 0.67688 | 0.67688 | 0.67688 | 0.67688 | 5827.2082 | 14278.082 | 0.00068243 | 61927.1741 | 35089.3153 | 298.7726 | 733.2648 | 20105.2903 | 1032.0374 | 19073.2528 | -16016.0625 | FALSE
| 60746046 | CLC006 | CLC | 22KV | 1128.64 | 15 | 44906.1835 | 6.25% | Three phase | 97.13 | 0.0060655 | 0.006512 | 0.0069933 | 0.0075122 | 0.0080719 | 0.0086755 | 0.0093266 | 0.010029 | 0.010787 | 0.011605 | 0.012488 | 0.013441 | 0.014469 | 0.01558 | 0.016779 | 0.018075 | 0.019474 | 0.020985 | 0.022618 | 0.024382 | 0.66863 | 0.6695 | 0.67163 | 0.672 | 0.67075 | 0.67063 | 0.67356 | 0.6765 | 0.67688 | 0.67688 | 0.67688 | 0.67688 | 0.67688 | 0.67688 | 0.67688 | 0.67688 | 0.67688 | 0.67688 | 0.67688 | 0.67688 | 5327.0161 | 23108.2985 | 0.0012081 | 109624.8032 | 62115.8537 | 528.8936 | 2297.8199 | 28435.3146 | 2826.7135 | 25608.6011 | -36507.2526 | FALSE
| 60746055 | CLC006 | CLC | 22KV | 294.05 | 15 | 44906.1835 | 6.25% | Three phase | 97.13 | 0.0034982 | 0.003771 | 0.0040659 | 0.0043848 | 0.0047297 | 0.0051027 | 0.0055063 | 0.0059428 | 0.0064151 | 0.0069262 | 0.0074793 | 0.0080779 | 0.0087259 | 0.0094273 | 0.0096374 | 0.0096374 | 0.0096374 | 0.0096374 | 0.0096374 | 0.0096374 | 0.66863 | 0.6695 | 0.67163 | 0.672 | 0.67075 | 0.67063 | 0.67356 | 0.6765 | 0.67688 | 0.67688 | 0.67688 | 0.67688 | 0.67688 | 0.67688 | 0.67688 | 0.67688 | 0.67688 | 0.67688 | 0.67688 | 0.67688 | 2917.4121 | 3297.7126 | 0.00031474 | 28561.0765 | 16183.3417 | 137.7952 | 155.9723 | 6215.1246 | 293.7675 | 5921.3571 | -10261.9846 | FALSE
| 60746056 | CLC006 | CLC | 22KV | 97.42 | 15 | 44906.1835 | 6.25% | Three phase | 97.13 | 0.00082781 | 0.00090652 | 0.00099307 | 0.0010883 | 0.001193 | 0.0013083 | 0.0014351 | 0.0015748 | 0.0017285 | 0.0018978 | 0.0020843 | 0.0022897 | 0.002516 | 0.0027653 | 0.0030401 | 0.0031929 | 0.0031929 | 0.0031929 | 0.0031929 | 0.0031929 | 0.66863 | 0.6695 | 0.67163 | 0.672 | 0.67075 | 0.67063 | 0.67356 | 0.6765 | 0.67688 | 0.67688 | 0.67688 | 0.67688 | 0.67688 | 0.67688 | 0.67688 | 0.67688 | 0.67688 | 0.67688 | 0.67688 | 0.67688 | 838.576 | 313.9323 | 0.00010428 | 9462.4046 | 5361.6091 | 45.6521 | 17.1199 | 1152.5083 | 62.772 | 1089.7363 | -4271.8728 | FALSE
| 60746062 | CLC006 | CLC | 22KV | 2089.34 | 15 | 44906.1835 | 6.25% | Three phase | 97.13 | 0.019431 | 0.020883 | 0.022449 | 0.024138 | 0.025959 | 0.027924 | 0.030043 | 0.032329 | 0.034796 | 0.037458 | 0.040331 | 0.043432 | 0.046779 | 0.050393 | 0.054294 | 0.058507 | 0.063056 | 0.067968 | 0.068478 | 0.068478 | 0.66863 | 0.6695 | 0.67163 | 0.672 | 0.67075 | 0.67063 | 0.67356 | 0.6765 | 0.67688 | 0.67688 | 0.67688 | 0.67688 | 0.67688 | 0.67688 | 0.67688 | 0.67688 | 0.67688 | 0.67688 | 0.67688 | 0.67688 | 16958.4331 | 136185.9926 | 0.0022364 | 202937.5942 | 114988.9582 | 979.0887 | 7874.5064 | 153144.4257 | 8853.5951 | 144290.8306 | 29301.8724 | TRUE
| 60746075 | CLC006 | CLC | 22KV | 2404.65 | 15 | 44906.1835 | 6.25% | Single phase | 44.74 | 0.02963 | 0.0318 | 0.034135 | 0.036649 | 0.039355 | 0.042268 | 0.045404 | 0.048781 | 0.052418 | 0.056334 | 0.060553 | 0.065097 | 0.069992 | 0.075266 | 0.078812 | 0.078812 | 0.078812 | 0.078812 | 0.078812 | 0.078812 | 0.66863 | 0.6695 | 0.67163 | 0.672 | 0.67075 | 0.67063 | 0.67356 | 0.6765 | 0.67688 | 0.67688 | 0.67688 | 0.67688 | 0.67688 | 0.67688 | 0.67688 | 0.67688 | 0.67688 | 0.67688 | 0.67688 | 0.67688 | 23903.0284 | 101780.2915 | 0.0025739 | 107584.041 | 60959.5124 | 1126.8466 | 4804.5359 | 125683.3199 | 5931.3824 | 119751.9375 | 58792.4251 | TRUE
| 60746083 | CLC006 | CLC | 22KV | 438.57 | 15 | 44906.1835 | 6.25% | Single phase | 44.74 | 0.0052412 | 0.0056389 | 0.0060681 | 0.0065312 | 0.007031 | 0.0075705 | 0.0081528 | 0.0087816 | 0.0094605 | 0.010194 | 0.010985 | 0.01184 | 0.012764 | 0.013762 | 0.014374 | 0.014374 | 0.014374 | 0.014374 | 0.014374 | 0.014374 | 0.66863 | 0.6695 | 0.67163 | 0.672 | 0.67075 | 0.67063 | 0.67356 | 0.6765 | 0.67688 | 0.67688 | 0.67688 | 0.67688 | 0.67688 | 0.67688 | 0.67688 | 0.67688 | 0.67688 | 0.67688 | 0.67688 | 0.67688 | 4323.3278 | 3357.3714 | 0.00046943 | 19621.6218 | 11118.0477 | 205.5189 | 159.8179 | 7680.6991 | 365.3369 | 7315.3622 | -3802.6854 | FALSE
| 60746092 | CLC006 | CLC | 22KV | 519.6 | 15 | 44906.1835 | 6.25% | Single phase | 44.74 | 0.0025988 | 0.0028065 | 0.0030318 | 0.0032763 | 0.0035417 | 0.0038297 | 0.0041425 | 0.0044821 | 0.0048509 | 0.0052516 | 0.0056869 | 0.0061599 | 0.0066739 | 0.0072326 | 0.00784 | 0.0085003 | 0.0092183 | 0.0099992 | 0.010848 | 0.011772 | 0.66863 | 0.6695 | 0.67163 | 0.672 | 0.67075 | 0.67063 | 0.67356 | 0.6765 | 0.67688 | 0.67688 | 0.67688 | 0.67688 | 0.67688 | 0.67688 | 0.67688 | 0.67688 | 0.67688 | 0.67688 | 0.67688 | 0.67688 | 2441.4886 | 2245.6663 | 0.00055616 | 23246.904 | 13172.2133 | 243.4905 | 224.3293 | 4687.1549 | 467.8198 | 4219.3351 | -8952.8782 | FALSE
| 60746105 | CLC006 | CLC | 22KV | 65.21 | 15 | 44906.1835 | 6.25% | Three phase | 97.13 | 0.00035045 | 0.00037624 | 0.00040405 | 0.00043404 | 0.00046637 | 0.00050125 | 0.00053887 | 0.00057945 | 0.00062324 | 0.0006705 | 0.0007215 | 0.00077656 | 0.000836 | 0.00090017 | 0.00096947 | 0.0010443 | 0.0011251 | 0.0012125 | 0.0013068 | 0.0014087 | 0.66863 | 0.6695 | 0.67163 | 0.672 | 0.67075 | 0.67063 | 0.67356 | 0.6765 | 0.67688 | 0.67688 | 0.67688 | 0.67688 | 0.67688 | 0.67688 | 0.67688 | 0.67688 | 0.67688 | 0.67688 | 0.67688 | 0.67688 | 307.7817 | 77.141 | 6.9799e-05 | 6333.8473 | 3588.8989 | 30.5582 | 7.6707 | 384.9227 | 38.2288 | 346.6939 | -3242.205 | FALSE
| 60746108 | CLC006 | CLC | 22KV | 1768.04 | 15 | 44906.1835 | 6.25% | Covered | 390 | 0.0095017 | 0.010201 | 0.010955 | 0.011768 | 0.012645 | 0.01359 | 0.01461 | 0.015711 | 0.016898 | 0.018179 | 0.019562 | 0.021055 | 0.022666 | 0.024406 | 0.026285 | 0.028315 | 0.030506 | 0.032874 | 0.035431 | 0.038195 | 0.66863 | 0.6695 | 0.67163 | 0.672 | 0.67075 | 0.67063 | 0.67356 | 0.6765 | 0.67688 | 0.67688 | 0.67688 | 0.67688 | 0.67688 | 0.67688 | 0.67688 | 0.67688 | 0.67688 | 0.67688 | 0.67688 | 0.67688 | 8344.8909 | 227694.4701 | 0.0018925 | 689535.6 | 390706.2199 | 828.5238 | 22641.2549 | 236039.361 | 23469.7787 | 212569.5823 | -178136.6376 | FALSE
| 60746185 | CLC006 | CLC | 22KV | 960.17 | 15 | 44906.1835 | 6.25% | Covered | 390 | 0.0051601 | 0.0055399 | 0.0059494 | 0.0063909 | 0.006867 | 0.0073805 | 0.0079344 | 0.008532 | 0.0091768 | 0.0098726 | 0.010624 | 0.011434 | 0.012309 | 0.013254 | 0.014275 | 0.015377 | 0.016567 | 0.017853 | 0.019242 | 0.020742 | 0.66863 | 0.6695 | 0.67163 | 0.672 | 0.67075 | 0.67063 | 0.67356 | 0.6765 | 0.67688 | 0.67688 | 0.67688 | 0.67688 | 0.67688 | 0.67688 | 0.67688 | 0.67688 | 0.67688 | 0.67688 | 0.67688 | 0.67688 | 4531.8623 | 67152.8696 | 0.0010277 | 374466.3 | 212180.9412 | 449.9467 | 6677.4798 | 71684.7319 | 7127.4265 | 64557.3054 | -147623.6357 | FALSE
| 60746187 | CLC006 | CLC | 22KV | 612.56 | 15 | 44906.1835 | 6.25% | Single phase | 44.74 | 0.0072875 | 0.0078557 | 0.00847 | 0.0091344 | 0.0098529 | 0.01063 | 0.011471 | 0.01238 | 0.013364 | 0.014429 | 0.015581 | 0.016828 | 0.018178 | 0.019639 | 0.020077 | 0.020077 | 0.020077 | 0.020077 | 0.020077 | 0.020077 | 0.66863 | 0.6695 | 0.67163 | 0.672 | 0.67075 | 0.67063 | 0.67356 | 0.6765 | 0.67688 | 0.67688 | 0.67688 | 0.67688 | 0.67688 | 0.67688 | 0.67688 | 0.67688 | 0.67688 | 0.67688 | 0.67688 | 0.67688 | 6077.5036 | 6591.8951 | 0.00065566 | 27405.9344 | 15528.8125 | 287.0526 | 311.7776 | 12669.3987 | 598.8303 | 12070.5685 | -3458.244 | FALSE
| 60746190 | CLC006 | CLC | 22KV | 25.6 | 15 | 44906.1835 | 6.25% | Single phase | 44.74 | 0.00030594 | 0.00032915 | 0.0003542 | 0.00038123 | 0.00041041 | 0.0004419 | 0.00047589 | 0.00051259 | 0.00055222 | 0.00059501 | 0.00064123 | 0.00069114 | 0.00074505 | 0.00080329 | 0.00083903 | 0.00083903 | 0.00083903 | 0.00083903 | 0.00083903 | 0.00083903 | 0.66863 | 0.6695 | 0.67163 | 0.672 | 0.67075 | 0.67063 | 0.67356 | 0.6765 | 0.67688 | 0.67688 | 0.67688 | 0.67688 | 0.67688 | 0.67688 | 0.67688 | 0.67688 | 0.67688 | 0.67688 | 0.67688 | 0.67688 | 252.3592 | 11.4394 | 2.7401e-05 | 1145.344 | 648.9774 | 11.9965 | 0.54454 | 263.7986 | 12.541 | 251.2576 | -397.7198 | FALSE
| 60746196 | CLC006 | CLC | 22KV | 359.99 | 15 | 44906.1835 | 6.25% | Single phase | 44.74 | 0.0042827 | 0.0046166 | 0.0049777 | 0.0053681 | 0.0057903 | 0.006247 | 0.006741 | 0.0072755 | 0.0078537 | 0.0084794 | 0.0091565 | 0.0098894 | 0.010683 | 0.011541 | 0.011799 | 0.011799 | 0.011799 | 0.011799 | 0.011799 | 0.011799 | 0.66863 | 0.6695 | 0.67163 | 0.672 | 0.67075 | 0.67063 | 0.67356 | 0.6765 | 0.67688 | 0.67688 | 0.67688 | 0.67688 | 0.67688 | 0.67688 | 0.67688 | 0.67688 | 0.67688 | 0.67688 | 0.67688 | 0.67688 | 3571.6346 | 2276.6376 | 0.00038532 | 16105.9526 | 9125.9913 | 168.6954 | 107.6784 | 5848.2722 | 276.3738 | 5571.8984 | -3554.0929 | FALSE
| 60746204 | CLC006 | CLC | 22KV | 1416.12 | 15 | 44906.1835 | 6.25% | Single phase | 44.74 | 0.017549 | 0.018889 | 0.020335 | 0.021896 | 0.023582 | 0.025402 | 0.027368 | 0.029491 | 0.031784 | 0.034261 | 0.036937 | 0.039829 | 0.042953 | 0.04633 | 0.046413 | 0.046413 | 0.046413 | 0.046413 | 0.046413 | 0.046413 | 0.66863 | 0.6695 | 0.67163 | 0.672 | 0.67075 | 0.67063 | 0.67356 | 0.6765 | 0.67688 | 0.67688 | 0.67688 | 0.67688 | 0.67688 | 0.67688 | 0.67688 | 0.67688 | 0.67688 | 0.67688 | 0.67688 | 0.67688 | 14330.1567 | 35933.9995 | 0.0015158 | 63357.2088 | 35899.6048 | 663.6101 | 1666.2793 | 50264.1562 | 2329.8894 | 47934.2668 | 12034.6619 | TRUE
| 60746205 | CLC006 | CLC | 22KV | 1307.09 | 15 | 44906.1835 | 6.25% | Single phase | 44.74 | 0.01555 | 0.016763 | 0.018074 | 0.019491 | 0.021024 | 0.022682 | 0.024476 | 0.026417 | 0.028516 | 0.030788 | 0.033246 | 0.035907 | 0.038788 | 0.041905 | 0.04284 | 0.04284 | 0.04284 | 0.04284 | 0.04284 | 0.04284 | 0.66863 | 0.6695 | 0.67163 | 0.672 | 0.67075 | 0.67063 | 0.67356 | 0.6765 | 0.67688 | 0.67688 | 0.67688 | 0.67688 | 0.67688 | 0.67688 | 0.67688 | 0.67688 | 0.67688 | 0.67688 | 0.67688 | 0.67688 | 12968.2711 | 30014.0089 | 0.0013991 | 58479.2066 | 33135.6202 | 612.5174 | 1419.5761 | 42982.28 | 2032.0935 | 40950.1866 | 7814.5664 | TRUE
| 60746231 | CLC006 | CLC | 22KV | 269.76 | 15 | 44906.1835 | 6.25% | Single phase | 44.74 | 0.0025693 | 0.0027737 | 0.0029952 | 0.0032351 | 0.003495 | 0.0037767 | 0.0040821 | 0.004413 | 0.0047718 | 0.0051608 | 0.0055826 | 0.0060401 | 0.0065362 | 0.0070744 | 0.0076583 | 0.0082917 | 0.0088413 | 0.0088413 | 0.0088413 | 0.0088413 | 0.66863 | 0.6695 | 0.67163 | 0.672 | 0.67075 | 0.67063 | 0.67356 | 0.6765 | 0.67688 | 0.67688 | 0.67688 | 0.67688 | 0.67688 | 0.67688 | 0.67688 | 0.67688 | 0.67688 | 0.67688 | 0.67688 | 0.67688 | 2307.0899 | 1101.8092 | 0.00028874 | 12069.0624 | 6838.5994 | 126.4126 | 60.4648 | 3408.8991 | 186.8775 | 3222.0217 | -3616.5777 | FALSE
| 60746233 | CLC006 | CLC | 22KV | 56.72 | 15 | 44906.1835 | 6.25% | Single phase | 44.74 | 0.00028369 | 0.00030636 | 0.00033095 | 0.00035764 | 0.00038661 | 0.00041806 | 0.0004522 | 0.00048927 | 0.00052953 | 0.00057327 | 0.00062079 | 0.00067242 | 0.00072853 | 0.00078952 | 0.00085582 | 0.0009279 | 0.0010063 | 0.0010915 | 0.0011842 | 0.0012851 | 0.66863 | 0.6695 | 0.67163 | 0.672 | 0.67075 | 0.67063 | 0.67356 | 0.6765 | 0.67688 | 0.67688 | 0.67688 | 0.67688 | 0.67688 | 0.67688 | 0.67688 | 0.67688 | 0.67688 | 0.67688 | 0.67688 | 0.67688 | 266.5151 | 26.7596 | 6.0711e-05 | 2537.6528 | 1437.8906 | 26.5796 | 2.6731 | 293.2747 | 29.2528 | 264.0219 | -1173.8687 | FALSE
| 60746241 | CLC006 | CLC | 22KV | 1436.42 | 15 | 44906.1835 | 6.25% | Single phase | 44.74 | 0.017874 | 0.019278 | 0.020797 | 0.02244 | 0.024218 | 0.026142 | 0.028224 | 0.030478 | 0.032918 | 0.035559 | 0.038419 | 0.041516 | 0.04487 | 0.047078 | 0.047078 | 0.047078 | 0.047078 | 0.047078 | 0.047078 | 0.047078 | 0.66863 | 0.6695 | 0.67163 | 0.672 | 0.67075 | 0.67063 | 0.67356 | 0.6765 | 0.67688 | 0.67688 | 0.67688 | 0.67688 | 0.67688 | 0.67688 | 0.67688 | 0.67688 | 0.67688 | 0.67688 | 0.67688 | 0.67688 | 14696.9188 | 37381.8758 | 0.0015375 | 64265.4308 | 36414.2236 | 673.1229 | 1714.3938 | 52078.7946 | 2387.5167 | 49691.2779 | 13277.0543 | TRUE
| 60746242 | CLC006 | CLC | 22KV | 210.18 | 15 | 44906.1835 | 6.25% | Covered | 390 | 0.0016079 | 0.0017327 | 0.0018678 | 0.0020138 | 0.0021719 | 0.0023429 | 0.0025279 | 0.0027282 | 0.0029451 | 0.0031798 | 0.003434 | 0.0037093 | 0.0040074 | 0.0043303 | 0.0046801 | 0.0050591 | 0.0054698 | 0.0059148 | 0.006397 | 0.0068886 | 0.66863 | 0.6695 | 0.67163 | 0.672 | 0.67075 | 0.67063 | 0.67356 | 0.6765 | 0.67688 | 0.67688 | 0.67688 | 0.67688 | 0.67688 | 0.67688 | 0.67688 | 0.67688 | 0.67688 | 0.67688 | 0.67688 | 0.67688 | 1468.5087 | 4762.9843 | 0.00022497 | 81970.2 | 46446.14 | 98.4928 | 319.9625 | 6231.493 | 418.4553 | 5813.0377 | -40633.1023 | FALSE
| 60746244 | CLC006 | CLC | 22KV | 617.42 | 15 | 44906.1835 | 6.25% | Single phase | 44.74 | 0.0073453 | 0.007918 | 0.0085372 | 0.0092069 | 0.009931 | 0.010714 | 0.011562 | 0.012478 | 0.01347 | 0.014543 | 0.015704 | 0.016961 | 0.018322 | 0.019795 | 0.020236 | 0.020236 | 0.020236 | 0.020236 | 0.020236 | 0.020236 | 0.66863 | 0.6695 | 0.67163 | 0.672 | 0.67075 | 0.67063 | 0.67356 | 0.6765 | 0.67688 | 0.67688 | 0.67688 | 0.67688 | 0.67688 | 0.67688 | 0.67688 | 0.67688 | 0.67688 | 0.67688 | 0.67688 | 0.67688 | 6125.722 | 6696.9092 | 0.00066087 | 27623.3708 | 15652.0168 | 289.3301 | 316.7445 | 12822.6312 | 606.0746 | 12216.5566 | -3435.4602 | FALSE
| 60746260 | CLC006 | CLC | 22KV | 612.32 | 15 | 44906.1835 | 6.25% | Three phase | 97.13 | 0.0057061 | 0.0061389 | 0.006606 | 0.0071103 | 0.0076548 | 0.0082427 | 0.0088776 | 0.0095632 | 0.010304 | 0.011104 | 0.011968 | 0.012903 | 0.013912 | 0.015003 | 0.016182 | 0.017456 | 0.018834 | 0.020069 | 0.020069 | 0.020069 | 0.66863 | 0.6695 | 0.67163 | 0.672 | 0.67075 | 0.67063 | 0.67356 | 0.6765 | 0.67688 | 0.67688 | 0.67688 | 0.67688 | 0.67688 | 0.67688 | 0.67688 | 0.67688 | 0.67688 | 0.67688 | 0.67688 | 0.67688 | 5018.5847 | 11811.1568 | 0.00065541 | 59474.6416 | 33699.6558 | 286.9402 | 676.3352 | 16829.7415 | 963.2754 | 15866.4661 | -17833.1897 | FALSE
| 60746293 | CLC006 | CLC | 22KV | 1885.94 | 15 | 44906.1835 | 6.25% | Three phase | 97.13 | 0.017649 | 0.019028 | 0.020521 | 0.022135 | 0.023882 | 0.025772 | 0.027818 | 0.030033 | 0.032431 | 0.035027 | 0.037838 | 0.040883 | 0.044181 | 0.047753 | 0.051623 | 0.055815 | 0.060358 | 0.061811 | 0.061811 | 0.061811 | 0.66863 | 0.6695 | 0.67163 | 0.672 | 0.67075 | 0.67063 | 0.67356 | 0.6765 | 0.67688 | 0.67688 | 0.67688 | 0.67688 | 0.67688 | 0.67688 | 0.67688 | 0.67688 | 0.67688 | 0.67688 | 0.67688 | 0.67688 | 15760.1921 | 114238.6163 | 0.0020186 | 183181.3522 | 103794.6318 | 883.7731 | 6415.9482 | 129998.8085 | 7299.7213 | 122699.0872 | 18904.4554 | TRUE
| 60746325 | CLC006 | CLC | 22KV | 320.51 | 15 | 44906.1835 | 6.25% | Three phase | 97.13 | 0.0029994 | 0.0032338 | 0.0034874 | 0.0037618 | 0.0040586 | 0.0043799 | 0.0047276 | 0.005104 | 0.0055115 | 0.0059527 | 0.0064305 | 0.0069479 | 0.0075084 | 0.0081154 | 0.0087731 | 0.0094856 | 0.010258 | 0.010505 | 0.010505 | 0.010505 | 0.66863 | 0.6695 | 0.67163 | 0.672 | 0.67075 | 0.67063 | 0.67356 | 0.6765 | 0.67688 | 0.67688 | 0.67688 | 0.67688 | 0.67688 | 0.67688 | 0.67688 | 0.67688 | 0.67688 | 0.67688 | 0.67688 | 0.67688 | 2678.3987 | 3299.4409 | 0.00034306 | 31131.1363 | 17639.5948 | 150.1947 | 185.3055 | 5977.8396 | 335.5001 | 5642.3395 | -11997.2553 | FALSE
| 60746334 | CLC006 | CLC | 22KV | 1964.43 | 15 | 44906.1835 | 6.25% | Covered | 390 | 0.024344 | 0.026203 | 0.028209 | 0.030374 | 0.032713 | 0.035238 | 0.037964 | 0.040909 | 0.04409 | 0.047526 | 0.051239 | 0.05525 | 0.059585 | 0.064269 | 0.064384 | 0.064384 | 0.064384 | 0.064384 | 0.064384 | 0.064384 | 0.66863 | 0.6695 | 0.67163 | 0.672 | 0.67075 | 0.67063 | 0.67356 | 0.6765 | 0.67688 | 0.67688 | 0.67688 | 0.67688 | 0.67688 | 0.67688 | 0.67688 | 0.67688 | 0.67688 | 0.67688 | 0.67688 | 0.67688 | 19878.6753 | 602763.8356 | 0.0021027 | 766127.7 | 434105.0087 | 920.5544 | 27950.4907 | 622642.5109 | 28871.0451 | 593771.4658 | 159666.457 | TRUE
| 60746338 | CLC006 | CLC | 22KV | 1534.41 | 15 | 44906.1835 | 6.25% | Single phase | 44.74 | 0.0075908 | 0.0081487 | 0.0087501 | 0.0093986 | 0.010098 | 0.010852 | 0.011666 | 0.012544 | 0.013492 | 0.014515 | 0.015618 | 0.01681 | 0.018097 | 0.019486 | 0.020986 | 0.022607 | 0.024358 | 0.026249 | 0.028292 | 0.0305 | 0.66863 | 0.6695 | 0.67163 | 0.672 | 0.67075 | 0.67063 | 0.67356 | 0.6765 | 0.67688 | 0.67688 | 0.67688 | 0.67688 | 0.67688 | 0.67688 | 0.67688 | 0.67688 | 0.67688 | 0.67688 | 0.67688 | 0.67688 | 6663.4049 | 18101.2666 | 0.0016424 | 68649.5034 | 38898.3368 | 719.0421 | 1956.2778 | 24764.6716 | 2675.32 | 22089.3516 | -16808.9851 | FALSE
| 60746346 | CLC006 | CLC | 22KV | 339.27 | 15 | 44906.1835 | 6.25% | Three phase | 97.13 | 0.0031552 | 0.003391 | 0.0036453 | 0.0039195 | 0.0042153 | 0.0045343 | 0.0048784 | 0.0052496 | 0.0056502 | 0.0060825 | 0.006549 | 0.0070525 | 0.007596 | 0.0081828 | 0.0088163 | 0.0095004 | 0.010239 | 0.011037 | 0.011119 | 0.011119 | 0.66863 | 0.6695 | 0.67163 | 0.672 | 0.67075 | 0.67063 | 0.67356 | 0.6765 | 0.67688 | 0.67688 | 0.67688 | 0.67688 | 0.67688 | 0.67688 | 0.67688 | 0.67688 | 0.67688 | 0.67688 | 0.67688 | 0.67688 | 2753.7345 | 3590.915 | 0.00036314 | 32953.2951 | 18672.0705 | 158.9858 | 207.6328 | 6344.6494 | 366.6186 | 5978.0308 | -12694.0397 | FALSE
| 60746368 | CLC006 | CLC | 22KV | 266.76 | 15 | 44906.1835 | 6.25% | Three phase | 97.13 | 0.0024784 | 0.0027136 | 0.0029721 | 0.0032564 | 0.003569 | 0.0039128 | 0.0042911 | 0.0047074 | 0.0051655 | 0.0056698 | 0.006225 | 0.0068363 | 0.0075094 | 0.0082509 | 0.008743 | 0.008743 | 0.008743 | 0.008743 | 0.008743 | 0.008743 | 0.66863 | 0.6695 | 0.67163 | 0.672 | 0.67075 | 0.67063 | 0.67356 | 0.6765 | 0.67688 | 0.67688 | 0.67688 | 0.67688 | 0.67688 | 0.67688 | 0.67688 | 0.67688 | 0.67688 | 0.67688 | 0.67688 | 0.67688 | 2433.2279 | 2494.4671 | 0.00028553 | 25910.3988 | 14681.4087 | 125.0068 | 128.365 | 4927.695 | 253.3718 | 4674.3233 | -10007.0855 | FALSE
| 60746394 | CLC006 | CLC | 22KV | 416.89 | 15 | 44906.1835 | 6.25% | Single phase | 44.74 | 0.0052367 | 0.0057418 | 0.0062976 | 0.0069093 | 0.0075827 | 0.0083241 | 0.0091405 | 0.01004 | 0.01103 | 0.012121 | 0.013323 | 0.013663 | 0.013663 | 0.013663 | 0.013663 | 0.013663 | 0.013663 | 0.013663 | 0.013663 | 0.013663 | 0.66863 | 0.6695 | 0.67163 | 0.672 | 0.67075 | 0.67063 | 0.67356 | 0.6765 | 0.67688 | 0.67688 | 0.67688 | 0.67688 | 0.67688 | 0.67688 | 0.67688 | 0.67688 | 0.67688 | 0.67688 | 0.67688 | 0.67688 | 4537.303 | 3349.4021 | 0.00044623 | 18651.6586 | 10568.4449 | 195.3594 | 144.4078 | 7886.7051 | 339.7672 | 7546.9379 | -3021.5071 | FALSE
| 60746404 | CLC006 | CLC | 22KV | 1852.53 | 15 | 44906.1835 | 6.25% | Single phase | 44.74 | 0.022958 | 0.02471 | 0.026602 | 0.028644 | 0.030849 | 0.03323 | 0.035802 | 0.038579 | 0.041579 | 0.044819 | 0.04832 | 0.052103 | 0.056191 | 0.060608 | 0.060716 | 0.060716 | 0.060716 | 0.060716 | 0.060716 | 0.060716 | 0.66863 | 0.6695 | 0.67163 | 0.672 | 0.67075 | 0.67063 | 0.67356 | 0.6765 | 0.67688 | 0.67688 | 0.67688 | 0.67688 | 0.67688 | 0.67688 | 0.67688 | 0.67688 | 0.67688 | 0.67688 | 0.67688 | 0.67688 | 18746.3245 | 61494.4532 | 0.0019829 | 82882.1922 | 46962.895 | 868.1168 | 2851.5316 | 80240.7777 | 3719.6484 | 76521.1293 | 29558.2342 | TRUE
| 60746408 | CLC006 | CLC | 22KV | 2101.68 | 15 | 44906.1835 | 6.25% | Single phase | 44.74 | 0.026045 | 0.028033 | 0.03018 | 0.032497 | 0.034998 | 0.037699 | 0.040617 | 0.043767 | 0.047171 | 0.050847 | 0.054819 | 0.05911 | 0.063748 | 0.068759 | 0.068882 | 0.068882 | 0.068882 | 0.068882 | 0.068882 | 0.068882 | 0.66863 | 0.6695 | 0.67163 | 0.672 | 0.67075 | 0.67063 | 0.67356 | 0.6765 | 0.67688 | 0.67688 | 0.67688 | 0.67688 | 0.67688 | 0.67688 | 0.67688 | 0.67688 | 0.67688 | 0.67688 | 0.67688 | 0.67688 | 21267.5505 | 79147.7599 | 0.0022496 | 94029.1632 | 53279.0169 | 984.8714 | 3670.1252 | 100415.3104 | 4654.9965 | 95760.3139 | 42481.2969 | TRUE
| 60746416 | CLC006 | CLC | 22KV | 942.36 | 15 | 44906.1835 | 6.25% | Covered | 390 | 0.0078689 | 0.0084805 | 0.009142 | 0.0098574 | 0.010631 | 0.011469 | 0.012375 | 0.013356 | 0.014417 | 0.015567 | 0.016811 | 0.018158 | 0.019617 | 0.021197 | 0.022908 | 0.024762 | 0.02677 | 0.028946 | 0.030886 | 0.030886 | 0.66863 | 0.6695 | 0.67163 | 0.672 | 0.67075 | 0.67063 | 0.67356 | 0.6765 | 0.67688 | 0.67688 | 0.67688 | 0.67688 | 0.67688 | 0.67688 | 0.67688 | 0.67688 | 0.67688 | 0.67688 | 0.67688 | 0.67688 | 7137.2527 | 103792.5332 | 0.0010087 | 367520.4 | 208245.2396 | 441.6007 | 6432.0588 | 110929.7859 | 6873.6595 | 104056.1264 | -104189.1132 | FALSE
| 60746421 | CLC006 | CLC | 22KV | 86.4 | 15 | 44906.1835 | 6.25% | Single phase | 44.74 | 0.0010707 | 0.0011525 | 0.0012407 | 0.0013359 | 0.0014388 | 0.0015498 | 0.0016698 | 0.0017993 | 0.0019392 | 0.0020903 | 0.0022536 | 0.00243 | 0.0026207 | 0.0028267 | 0.0028317 | 0.0028317 | 0.0028317 | 0.0028317 | 0.0028317 | 0.0028317 | 0.66863 | 0.6695 | 0.67163 | 0.672 | 0.67075 | 0.67063 | 0.67356 | 0.6765 | 0.67688 | 0.67688 | 0.67688 | 0.67688 | 0.67688 | 0.67688 | 0.67688 | 0.67688 | 0.67688 | 0.67688 | 0.67688 | 0.67688 | 874.3083 | 133.7621 | 9.248e-05 | 3865.536 | 2190.2987 | 40.488 | 6.2026 | 1008.0704 | 46.6907 | 961.3797 | -1228.919 | FALSE
| 60746448 | CLC006 | CLC | 22KV | 135.14 | 15 | 44906.1835 | 6.25% | Single phase | 44.74 | 0.00069676 | 0.00076161 | 0.00083286 | 0.00091117 | 0.00099727 | 0.0010919 | 0.0011961 | 0.0013106 | 0.0014367 | 0.0015754 | 0.0017282 | 0.0018963 | 0.0020815 | 0.0022855 | 0.0025102 | 0.0027578 | 0.0030307 | 0.0033314 | 0.0036629 | 0.0040284 | 0.66863 | 0.6695 | 0.67163 | 0.672 | 0.67075 | 0.67063 | 0.67356 | 0.6765 | 0.67688 | 0.67688 | 0.67688 | 0.67688 | 0.67688 | 0.67688 | 0.67688 | 0.67688 | 0.67688 | 0.67688 | 0.67688 | 0.67688 | 754.455 | 180.4436 | 0.00014465 | 6046.1636 | 3425.8909 | 63.3282 | 15.1745 | 934.8986 | 78.5027 | 856.3959 | -2569.4949 | FALSE
| 60746459 | CLC006 | CLC | 22KV | 713.05 | 15 | 44906.1835 | 6.25% | Single phase | 44.74 | 0.0036764 | 0.0040185 | 0.0043945 | 0.0048077 | 0.005262 | 0.0057615 | 0.006311 | 0.0069154 | 0.0075806 | 0.0083126 | 0.0091185 | 0.010006 | 0.010983 | 0.012059 | 0.013245 | 0.014551 | 0.015991 | 0.017578 | 0.019327 | 0.021255 | 0.66863 | 0.6695 | 0.67163 | 0.672 | 0.67075 | 0.67063 | 0.67356 | 0.6765 | 0.67688 | 0.67688 | 0.67688 | 0.67688 | 0.67688 | 0.67688 | 0.67688 | 0.67688 | 0.67688 | 0.67688 | 0.67688 | 0.67688 | 3980.7915 | 5023.5832 | 0.00076323 | 31901.857 | 18076.3023 | 334.1434 | 422.462 | 9004.3747 | 756.6054 | 8247.7693 | -9828.533 | FALSE
| 60748535 | BAS033 | BAS | 22KV | 791.89 | 23 | 37239.5893 | 4.167% | Three phase | 97.13 | 0.0073574 | 0.0080555 | 0.0088229 | 0.0096667 | 0.010595 | 0.011615 | 0.012738 | 0.013974 | 0.015334 | 0.016831 | 0.018479 | 0.020294 | 0.022292 | 0.024493 | 0.025954 | 0.025954 | 0.025954 | 0.025954 | 0.025954 | 0.025954 | 0.405 | 0.33225 | 0.341 | 0.34929 | 0.35633 | 0.36475 | 0.37721 | 0.39079 | 0.40058 | 0.40058 | 0.40058 | 0.40058 | 0.40058 | 0.40058 | 0.40058 | 0.40058 | 0.40058 | 0.40058 | 0.40058 | 0.40058 | 3459.5501 | 21981.9435 | 0.00084761 | 76916.2757 | 43582.474 | 174.7902 | 1131.1881 | 25441.4936 | 1305.9782 | 24135.5153 | -19446.9586 | FALSE
| 60748597 | BAN009 | BAN | 22KV | 2740.93 | 6 | 44753.327 | 14.29% | Three phase | 97.13 | 0.025381 | 0.027519 | 0.029845 | 0.032377 | 0.035133 | 0.038134 | 0.0414 | 0.044958 | 0.048833 | 0.053053 | 0.057651 | 0.062661 | 0.068121 | 0.074071 | 0.080556 | 0.087625 | 0.089833 | 0.089833 | 0.089833 | 0.089833 | 1.3273 | 1.3327 | 1.3423 | 1.3537 | 1.3524 | 1.3549 | 1.3683 | 1.3869 | 1.3919 | 1.3919 | 1.3919 | 1.3919 | 1.3919 | 1.3919 | 1.3919 | 1.3919 | 1.3919 | 1.3919 | 1.3919 | 1.3919 | 48095.7315 | 248718.3789 | 0.0029338 | 266226.5309 | 150849.8786 | 2604.7809 | 13551.9251 | 296814.1104 | 16156.7059 | 280657.4045 | 129807.5259 | TRUE
| 60748600 | BAN009 | BAN | 22KV | 829.67 | 6 | 44753.327 | 14.29% | Three phase | 97.13 | 0.0075268 | 0.0079889 | 0.0084806 | 0.009004 | 0.0095611 | 0.010154 | 0.010785 | 0.011458 | 0.012173 | 0.012936 | 0.013747 | 0.014612 | 0.015533 | 0.016513 | 0.017558 | 0.018671 | 0.019857 | 0.021121 | 0.022467 | 0.023902 | 1.3273 | 1.3327 | 1.3423 | 1.3537 | 1.3524 | 1.3549 | 1.3683 | 1.3869 | 1.3919 | 1.3919 | 1.3919 | 1.3919 | 1.3919 | 1.3919 | 1.3919 | 1.3919 | 1.3919 | 1.3919 | 1.3919 | 1.3919 | 11828.4124 | 18536.6813 | 0.00088805 | 80585.8471 | 45661.7348 | 788.4581 | 1241.6977 | 30365.0937 | 2030.1558 | 28334.9379 | -17326.7969 | FALSE
| 60748609 | BAS011 | BAS | 22KV | 1014.68 | 43 | 37239.5893 | 2.273% | Single phase | 44.74 | 0.011138 | 0.011983 | 0.012895 | 0.013879 | 0.014941 | 0.016088 | 0.017325 | 0.018662 | 0.020105 | 0.021663 | 0.023347 | 0.025165 | 0.02713 | 0.029252 | 0.031545 | 0.033256 | 0.033256 | 0.033256 | 0.033256 | 0.033256 | 0.42989 | 0.26061 | 0.26702 | 0.27275 | 0.27636 | 0.28043 | 0.28698 | 0.29398 | 0.2983 | 0.2983 | 0.2983 | 0.2983 | 0.2983 | 0.2983 | 0.2983 | 0.2983 | 0.2983 | 0.2983 | 0.2983 | 0.2983 | 3440.1164 | 16945.3869 | 0.0010861 | 45396.7832 | 25722.8279 | 174.2907 | 855.4722 | 20385.5032 | 1029.7629 | 19355.7403 | -6367.0876 | FALSE
| 60748612 | BAS011 | BAS | 22KV | 568.59 | 43 | 37239.5893 | 2.273% | Single phase | 44.74 | 0.0062416 | 0.006715 | 0.0072259 | 0.0077773 | 0.0083724 | 0.0090149 | 0.0097085 | 0.010457 | 0.011266 | 0.012139 | 0.013083 | 0.014102 | 0.015202 | 0.016392 | 0.017677 | 0.018635 | 0.018635 | 0.018635 | 0.018635 | 0.018635 | 0.42989 | 0.26061 | 0.26702 | 0.27275 | 0.27636 | 0.28043 | 0.28698 | 0.29398 | 0.2983 | 0.2983 | 0.2983 | 0.2983 | 0.2983 | 0.2983 | 0.2983 | 0.2983 | 0.2983 | 0.2983 | 0.2983 | 0.2983 | 1927.7169 | 5320.9812 | 0.0006086 | 25438.7166 | 14414.1431 | 97.6662 | 268.6248 | 7248.6981 | 366.291 | 6882.407 | -7531.7361 | FALSE
| 60748666 | BAS011 | BAS | 22KV | 77.26 | 43 | 37239.5893 | 2.273% | Three phase | 97.13 | 0.00096552 | 0.0010436 | 0.0011283 | 0.0012202 | 0.0013198 | 0.0014278 | 0.001545 | 0.0016721 | 0.00181 | 0.0019596 | 0.0021221 | 0.0022983 | 0.0024897 | 0.0025322 | 0.0025322 | 0.0025322 | 0.0025322 | 0.0025322 | 0.0025322 | 0.0025322 | 0.42989 | 0.26061 | 0.26702 | 0.27275 | 0.27636 | 0.28043 | 0.28698 | 0.29398 | 0.2983 | 0.2983 | 0.2983 | 0.2983 | 0.2983 | 0.2983 | 0.2983 | 0.2983 | 0.2983 | 0.2983 | 0.2983 | 0.2983 | 291.6093 | 237.5407 | 8.2697e-05 | 7504.2638 | 4252.0829 | 13.2709 | 10.7675 | 529.1499 | 24.0384 | 505.1116 | -3746.9713 | FALSE
| 60748687 | BAS022 | BAS | 22KV | 804.9 | 24 | 37239.5893 | 4% | Covered | 390 | 0.0060195 | 0.0064646 | 0.0069443 | 0.0074613 | 0.0080188 | 0.0086198 | 0.0092678 | 0.0099667 | 0.010721 | 0.011534 | 0.012411 | 0.013357 | 0.014379 | 0.015481 | 0.016671 | 0.017955 | 0.019341 | 0.020837 | 0.022453 | 0.024198 | 0.4712 | 0.47752 | 0.48752 | 0.35376 | 0.35712 | 0.36152 | 0.36936 | 0.37856 | 0.38448 | 0.38448 | 0.38448 | 0.38448 | 0.38448 | 0.38448 | 0.38448 | 0.38448 | 0.38448 | 0.38448 | 0.38448 | 0.38448 | 2536.6194 | 65729.1607 | 0.00086154 | 313911 | 177868.9602 | 184.1905 | 4692.4556 | 68265.7801 | 4876.6462 | 63389.1339 | -114479.8263 | FALSE
| 60748848 | CLC003 | CLC | 22KV | 28.14 | 26 | 44906.1835 | 3.704% | Covered | 390 | 0.0001609 | 0.00017411 | 0.00018848 | 0.0002041 | 0.00022108 | 0.00023955 | 0.00025964 | 0.00028149 | 0.00030527 | 0.00033115 | 0.00035932 | 0.00038999 | 0.00042338 | 0.00045974 | 0.00049933 | 0.00054246 | 0.00058945 | 0.00064064 | 0.00069643 | 0.00075722 | 0.23826 | 0.24185 | 0.247 | 0.25026 | 0.25189 | 0.25526 | 0.26056 | 0.26574 | 0.26674 | 0.26674 | 0.26674 | 0.26674 | 0.26674 | 0.26674 | 0.26674 | 0.26674 | 0.26674 | 0.26674 | 0.26674 | 0.26674 | 60.0751 | 67.1161 | 3.012e-05 | 10974.6 | 6218.4527 | 5.0647 | 5.7354 | 127.1912 | 10.8001 | 116.391 | -6102.0616 | FALSE
| 60748852 | CLC003 | CLC | 22KV | 325.24 | 26 | 44906.1835 | 3.704% | Covered | 390 | 0.0026429 | 0.0028751 | 0.0031288 | 0.0034059 | 0.0037087 | 0.0040396 | 0.0044013 | 0.0047966 | 0.0052289 | 0.0057017 | 0.0062187 | 0.0067843 | 0.007403 | 0.00808 | 0.0088208 | 0.0096316 | 0.010519 | 0.01066 | 0.01066 | 0.01066 | 0.23826 | 0.24185 | 0.247 | 0.25026 | 0.25189 | 0.25526 | 0.26056 | 0.26574 | 0.26674 | 0.26674 | 0.26674 | 0.26674 | 0.26674 | 0.26674 | 0.26674 | 0.26674 | 0.26674 | 0.26674 | 0.26674 | 0.26674 | 1010.0859 | 13040.5987 | 0.00034813 | 126843.6 | 71872.4073 | 58.5378 | 766.1684 | 14050.6847 | 824.7062 | 13225.9785 | -58646.4288 | FALSE
| 60748857 | CLC003 | CLC | 22KV | 1448.4 | 26 | 44906.1835 | 3.704% | Covered | 390 | 0.0090991 | 0.0098479 | 0.010662 | 0.011546 | 0.012508 | 0.013554 | 0.014692 | 0.01593 | 0.017277 | 0.018742 | 0.020337 | 0.022073 | 0.023963 | 0.026021 | 0.028262 | 0.030702 | 0.03336 | 0.036256 | 0.039411 | 0.042849 | 0.23826 | 0.24185 | 0.247 | 0.25026 | 0.25189 | 0.25526 | 0.26056 | 0.26574 | 0.26674 | 0.26674 | 0.26674 | 0.26674 | 0.26674 | 0.26674 | 0.26674 | 0.26674 | 0.26674 | 0.26674 | 0.26674 | 0.26674 | 3399.65 | 195491.8661 | 0.0015503 | 564876 | 320071.3157 | 260.688 | 15194.7428 | 198891.516 | 15455.4308 | 183436.0852 | -136635.2305 | FALSE
| 60752121 | CLC013 | CLC | 22KV | 294.11 | 15 | 44906.1835 | 6.25% | Three phase | 97.13 | 0.0027524 | 0.0029675 | 0.0032002 | 0.0034519 | 0.0037243 | 0.0040191 | 0.0043382 | 0.0046836 | 0.0050575 | 0.0054624 | 0.0059008 | 0.0063756 | 0.0068899 | 0.007447 | 0.0080505 | 0.0087043 | 0.0094128 | 0.0096394 | 0.0096394 | 0.0096394 | 0.43625 | 0.44194 | 0.45131 | 0.45725 | 0.46119 | 0.46906 | 0.47406 | 0.48275 | 0.48425 | 0.48425 | 0.48425 | 0.48425 | 0.48425 | 0.48425 | 0.48425 | 0.48425 | 0.48425 | 0.48425 | 0.48425 | 0.48425 | 1735.7714 | 2778.2849 | 0.00031481 | 28566.9043 | 16186.6439 | 96.3927 | 156.036 | 4514.0562 | 252.4287 | 4261.6275 | -11925.0163 | FALSE
| 60752125 | CLC013 | CLC | 22KV | 146.3 | 15 | 44906.1835 | 6.25% | Three phase | 97.13 | 0.0013691 | 0.0014761 | 0.0015919 | 0.0017171 | 0.0018526 | 0.0019992 | 0.002158 | 0.0023298 | 0.0025158 | 0.0027172 | 0.0029353 | 0.0031715 | 0.0034273 | 0.0037044 | 0.0040046 | 0.0043298 | 0.0046822 | 0.0047949 | 0.0047949 | 0.0047949 | 0.43625 | 0.44194 | 0.45131 | 0.45725 | 0.46119 | 0.46906 | 0.47406 | 0.48275 | 0.48425 | 0.48425 | 0.48425 | 0.48425 | 0.48425 | 0.48425 | 0.48425 | 0.48425 | 0.48425 | 0.48425 | 0.48425 | 0.48425 | 863.4298 | 687.4575 | 0.00015659 | 14210.119 | 8051.7697 | 47.9489 | 38.6095 | 1550.8873 | 86.5584 | 1464.3289 | -6587.4408 | FALSE
| 60752127 | CLC013 | CLC | 22KV | 181.72 | 15 | 44906.1835 | 6.25% | Three phase | 97.13 | 0.0017006 | 0.0018335 | 0.0019773 | 0.0021328 | 0.0023011 | 0.0024833 | 0.0026804 | 0.0028938 | 0.0031249 | 0.003375 | 0.0036459 | 0.0039393 | 0.004257 | 0.0046012 | 0.0049741 | 0.0053781 | 0.0058158 | 0.0059558 | 0.0059558 | 0.0059558 | 0.43625 | 0.44194 | 0.45131 | 0.45725 | 0.46119 | 0.46906 | 0.47406 | 0.48275 | 0.48425 | 0.48425 | 0.48425 | 0.48425 | 0.48425 | 0.48425 | 0.48425 | 0.48425 | 0.48425 | 0.48425 | 0.48425 | 0.48425 | 1072.4707 | 1060.6269 | 0.00019451 | 17650.4636 | 10001.1456 | 59.5576 | 59.5677 | 2133.0977 | 119.1253 | 2013.9724 | -7987.1732 | FALSE
| 60752128 | CLC013 | CLC | 22KV | 123.89 | 15 | 44906.1835 | 6.25% | Covered | 390 | 0.00064506 | 0.00069794 | 0.00075542 | 0.00081792 | 0.00088588 | 0.0009598 | 0.0010402 | 0.0011277 | 0.0012229 | 0.0013265 | 0.0014393 | 0.0015621 | 0.0016958 | 0.0018415 | 0.0020001 | 0.0021729 | 0.0023612 | 0.0025664 | 0.00279 | 0.0030337 | 0.43625 | 0.44194 | 0.45131 | 0.45725 | 0.46119 | 0.46906 | 0.47406 | 0.48275 | 0.48425 | 0.48425 | 0.48425 | 0.48425 | 0.48425 | 0.48425 | 0.48425 | 0.48425 | 0.48425 | 0.48425 | 0.48425 | 0.48425 | 437.6905 | 1183.7978 | 0.00013261 | 48317.1 | 27377.5444 | 40.6042 | 111.1703 | 1621.4882 | 151.7745 | 1469.7137 | -25907.8307 | FALSE
| 60752131 | CLC013 | CLC | 22KV | 161.12 | 15 | 44906.1835 | 6.25% | Three phase | 97.13 | 0.0019808 | 0.0021854 | 0.002412 | 0.002663 | 0.0029412 | 0.0032494 | 0.0035911 | 0.0039699 | 0.0043899 | 0.0048558 | 0.0052807 | 0.0052807 | 0.0052807 | 0.0052807 | 0.0052807 | 0.0052807 | 0.0052807 | 0.0052807 | 0.0052807 | 0.0052807 | 0.43625 | 0.44194 | 0.45131 | 0.45725 | 0.46119 | 0.46906 | 0.47406 | 0.48275 | 0.48425 | 0.48425 | 0.48425 | 0.48425 | 0.48425 | 0.48425 | 0.48425 | 0.48425 | 0.48425 | 0.48425 | 0.48425 | 0.48425 | 1245.2964 | 1092.9063 | 0.00017246 | 15649.5856 | 8867.4036 | 52.8061 | 46.8278 | 2338.2027 | 99.6339 | 2238.5688 | -6628.8348 | FALSE
| 60752133 | CLC013 | CLC | 22KV | 1179.6 | 15 | 44906.1835 | 6.25% | Single phase | 44.74 | 0.014742 | 0.015934 | 0.017227 | 0.018629 | 0.02015 | 0.021799 | 0.023588 | 0.025529 | 0.027635 | 0.02992 | 0.032399 | 0.035091 | 0.038012 | 0.038661 | 0.038661 | 0.038661 | 0.038661 | 0.038661 | 0.038661 | 0.038661 | 0.43625 | 0.44194 | 0.45131 | 0.45725 | 0.46119 | 0.46906 | 0.47406 | 0.48275 | 0.48425 | 0.48425 | 0.48425 | 0.48425 | 0.48425 | 0.48425 | 0.48425 | 0.48425 | 0.48425 | 0.48425 | 0.48425 | 0.48425 | 8614.4603 | 25505.9041 | 0.0012626 | 52775.304 | 29903.662 | 386.6066 | 1156.1581 | 34120.3644 | 1542.7647 | 32577.5997 | 2673.9377 | TRUE
| 60752136 | CLC013 | CLC | 22KV | 138.89 | 15 | 44906.1835 | 6.25% | Three phase | 97.13 | 0.0013026 | 0.001406 | 0.001518 | 0.0016392 | 0.0017706 | 0.0019129 | 0.0020672 | 0.0022343 | 0.0024155 | 0.0026119 | 0.0028249 | 0.0030558 | 0.0033061 | 0.0035777 | 0.0038722 | 0.0041917 | 0.0045382 | 0.0045521 | 0.0045521 | 0.0045521 | 0.43625 | 0.44194 | 0.45131 | 0.45725 | 0.46119 | 0.46906 | 0.47406 | 0.48275 | 0.48425 | 0.48425 | 0.48425 | 0.48425 | 0.48425 | 0.48425 | 0.48425 | 0.48425 | 0.48425 | 0.48425 | 0.48425 | 0.48425 | 828.1721 | 625.9362 | 0.00014866 | 13490.3857 | 7643.9528 | 45.5203 | 34.7974 | 1454.1083 | 80.3178 | 1373.7905 | -6270.1623 | FALSE
| 60752139 | CLC013 | CLC | 22KV | 50.16 | 15 | 44906.1835 | 6.25% | Three phase | 97.13 | 0.00041797 | 0.00045486 | 0.00049518 | 0.00053924 | 0.00058739 | 0.00064004 | 0.0006976 | 0.00076055 | 0.00082939 | 0.00090471 | 0.0009871 | 0.0010773 | 0.0011759 | 0.0012839 | 0.0014022 | 0.0015316 | 0.001644 | 0.001644 | 0.001644 | 0.001644 | 0.43625 | 0.44194 | 0.45131 | 0.45725 | 0.46119 | 0.46906 | 0.47406 | 0.48275 | 0.48425 | 0.48425 | 0.48425 | 0.48425 | 0.48425 | 0.48425 | 0.48425 | 0.48425 | 0.48425 | 0.48425 | 0.48425 | 0.48425 | 289.4995 | 78.9448 | 5.369e-05 | 4872.0408 | 2760.6068 | 16.4396 | 4.5386 | 368.4444 | 20.9782 | 347.4662 | -2413.1406 | FALSE
| 60752154 | CLC003 | CLC | 22KV | 2633.79 | 26 | 44906.1835 | 3.704% | Three phase | 97.13 | 0.033144 | 0.035952 | 0.039007 | 0.042332 | 0.045951 | 0.04989 | 0.054179 | 0.058849 | 0.063935 | 0.069475 | 0.075508 | 0.082081 | 0.086322 | 0.086322 | 0.086322 | 0.086322 | 0.086322 | 0.086322 | 0.086322 | 0.086322 | 0.23826 | 0.24185 | 0.247 | 0.25026 | 0.25189 | 0.25526 | 0.26056 | 0.26574 | 0.26674 | 0.26674 | 0.26674 | 0.26674 | 0.26674 | 0.26674 | 0.26674 | 0.26674 | 0.26674 | 0.26674 | 0.26674 | 0.26674 | 10755.5205 | 280796.0414 | 0.0028191 | 255820.0227 | 144953.3194 | 474.0386 | 12513.1713 | 291551.5619 | 12987.2099 | 278564.352 | 133611.0326 | TRUE
| 60752159 | CLC003 | CLC | 22KV | 268.57 | 26 | 44906.1835 | 3.704% | Covered | 390 | 0.0022462 | 0.0024291 | 0.0026275 | 0.002843 | 0.0030769 | 0.0033309 | 0.0036068 | 0.0039064 | 0.0042319 | 0.0045856 | 0.0049699 | 0.0053875 | 0.0058414 | 0.0063349 | 0.0068713 | 0.0074546 | 0.0080889 | 0.0087786 | 0.0088023 | 0.0088023 | 0.23826 | 0.24185 | 0.247 | 0.25026 | 0.25189 | 0.25526 | 0.26056 | 0.26574 | 0.26674 | 0.26674 | 0.26674 | 0.26674 | 0.26674 | 0.26674 | 0.26674 | 0.26674 | 0.26674 | 0.26674 | 0.26674 | 0.26674 | 815.0993 | 8694.8734 | 0.00028747 | 104742.3 | 59349.3187 | 48.3382 | 522.4339 | 9509.9728 | 570.772 | 8939.2008 | -50410.118 | FALSE
| 60752163 | CLC003 | CLC | 22KV | 175.08 | 26 | 44906.1835 | 3.704% | Single phase | 44.74 | 0.0019488 | 0.002121 | 0.0023091 | 0.0025146 | 0.002739 | 0.0029843 | 0.0032524 | 0.0035454 | 0.0038657 | 0.0042159 | 0.0045988 | 0.0050175 | 0.0054755 | 0.0057382 | 0.0057382 | 0.0057382 | 0.0057382 | 0.0057382 | 0.0057382 | 0.0057382 | 0.23826 | 0.24185 | 0.247 | 0.25026 | 0.25189 | 0.25526 | 0.26056 | 0.26574 | 0.26674 | 0.26674 | 0.26674 | 0.26674 | 0.26674 | 0.26674 | 0.26674 | 0.26674 | 0.26674 | 0.26674 | 0.26674 | 0.26674 | 674.7818 | 538.8676 | 0.0001874 | 7833.0792 | 4438.397 | 31.5115 | 25.4695 | 1213.6493 | 56.981 | 1156.6683 | -3281.7287 | FALSE
| 60752165 | CLC003 | CLC | 22KV | 478.35 | 26 | 44906.1835 | 3.704% | Three phase | 97.13 | 0.0034602 | 0.0038423 | 0.0042688 | 0.004745 | 0.005277 | 0.0058713 | 0.0065355 | 0.0072779 | 0.008108 | 0.0090363 | 0.010075 | 0.011237 | 0.012537 | 0.013993 | 0.015622 | 0.015678 | 0.015678 | 0.015678 | 0.015678 | 0.015678 | 0.23826 | 0.24185 | 0.247 | 0.25026 | 0.25189 | 0.25526 | 0.26056 | 0.26574 | 0.26674 | 0.26674 | 0.26674 | 0.26674 | 0.26674 | 0.26674 | 0.26674 | 0.26674 | 0.26674 | 0.26674 | 0.26674 | 0.26674 | 1558.6344 | 7358.3738 | 0.00051201 | 46462.1355 | 26326.4802 | 86.0951 | 412.7591 | 8917.0082 | 498.8542 | 8418.1541 | -17908.3262 | FALSE
| 60752169 | CLC013 | CLC | 22KV | 48.87 | 15 | 44906.1835 | 6.25% | Three phase | 97.13 | 0.00040722 | 0.00044317 | 0.00048244 | 0.00052537 | 0.00057229 | 0.00062358 | 0.00067966 | 0.00074099 | 0.00080806 | 0.00088144 | 0.00096172 | 0.0010496 | 0.0011457 | 0.0012509 | 0.0013661 | 0.0014922 | 0.0016017 | 0.0016017 | 0.0016017 | 0.0016017 | 0.43625 | 0.44194 | 0.45131 | 0.45725 | 0.46119 | 0.46906 | 0.47406 | 0.48275 | 0.48425 | 0.48425 | 0.48425 | 0.48425 | 0.48425 | 0.48425 | 0.48425 | 0.48425 | 0.48425 | 0.48425 | 0.48425 | 0.48425 | 282.0543 | 74.9365 | 5.2309e-05 | 4746.7431 | 2689.6103 | 16.0168 | 4.3081 | 356.9908 | 20.325 | 336.6658 | -2352.9445 | FALSE
| 60752170 | CLC013 | CLC | 22KV | 778.22 | 15 | 44906.1835 | 6.25% | Three phase | 97.13 | 0.0072989 | 0.0078781 | 0.0085054 | 0.0091849 | 0.009921 | 0.010719 | 0.011583 | 0.012519 | 0.013535 | 0.014635 | 0.015828 | 0.017122 | 0.018525 | 0.020046 | 0.021696 | 0.023486 | 0.025428 | 0.025506 | 0.025506 | 0.025506 | 0.43625 | 0.44194 | 0.45131 | 0.45725 | 0.46119 | 0.46906 | 0.47406 | 0.48275 | 0.48425 | 0.48425 | 0.48425 | 0.48425 | 0.48425 | 0.48425 | 0.48425 | 0.48425 | 0.48425 | 0.48425 | 0.48425 | 0.48425 | 4640.3636 | 19651.371 | 0.00083298 | 75588.5086 | 42830.1316 | 255.0568 | 1092.4709 | 24291.7346 | 1347.5277 | 22944.2069 | -19885.9247 | FALSE
| 60752172 | CLC013 | CLC | 22KV | 382.11 | 15 | 44906.1835 | 6.25% | Three phase | 97.13 | 0.0035838 | 0.0038682 | 0.0041762 | 0.0045098 | 0.0048712 | 0.0052628 | 0.0056872 | 0.0061471 | 0.0066455 | 0.0071859 | 0.0077717 | 0.0084069 | 0.0090957 | 0.0098428 | 0.010653 | 0.011532 | 0.012485 | 0.012524 | 0.012524 | 0.012524 | 0.43625 | 0.44194 | 0.45131 | 0.45725 | 0.46119 | 0.46906 | 0.47406 | 0.48275 | 0.48425 | 0.48425 | 0.48425 | 0.48425 | 0.48425 | 0.48425 | 0.48425 | 0.48425 | 0.48425 | 0.48425 | 0.48425 | 0.48425 | 2278.4422 | 4737.6709 | 0.000409 | 37114.3443 | 21029.8136 | 125.2342 | 263.3795 | 7016.1131 | 388.6137 | 6627.4994 | -14402.3142 | FALSE
| 60752174 | CLC013 | CLC | 22KV | 562.48 | 15 | 44906.1835 | 6.25% | Three phase | 97.13 | 0.0036157 | 0.0040146 | 0.00446 | 0.0049574 | 0.0055132 | 0.0061343 | 0.0068286 | 0.0076049 | 0.0084732 | 0.0094445 | 0.010531 | 0.011748 | 0.01311 | 0.014635 | 0.016343 | 0.018256 | 0.018435 | 0.018435 | 0.018435 | 0.018435 | 0.43625 | 0.44194 | 0.45131 | 0.45725 | 0.46119 | 0.46906 | 0.47406 | 0.48275 | 0.48425 | 0.48425 | 0.48425 | 0.48425 | 0.48425 | 0.48425 | 0.48425 | 0.48425 | 0.48425 | 0.48425 | 0.48425 | 0.48425 | 3082.2054 | 9405.5522 | 0.00060206 | 54633.6824 | 30956.6606 | 184.3493 | 570.715 | 12487.7576 | 755.0643 | 11732.6933 | -19223.9673 | FALSE
| 60752177 | CLC013 | CLC | 22KV | 468.84 | 15 | 44906.1835 | 6.25% | Three phase | 97.13 | 0.0039067 | 0.0042516 | 0.0046284 | 0.0050402 | 0.0054903 | 0.0059824 | 0.0065204 | 0.0071087 | 0.0077522 | 0.0084562 | 0.0092263 | 0.010069 | 0.010991 | 0.012001 | 0.013106 | 0.014316 | 0.015366 | 0.015366 | 0.015366 | 0.015366 | 0.43625 | 0.44194 | 0.45131 | 0.45725 | 0.46119 | 0.46906 | 0.47406 | 0.48275 | 0.48425 | 0.48425 | 0.48425 | 0.48425 | 0.48425 | 0.48425 | 0.48425 | 0.48425 | 0.48425 | 0.48425 | 0.48425 | 0.48425 | 2705.9202 | 6896.9656 | 0.00050183 | 45538.4292 | 25803.0877 | 153.6594 | 396.5102 | 9602.8857 | 550.1697 | 9052.7161 | -16750.3716 | FALSE
| 60752179 | CLC013 | CLC | 22KV | 260.75 | 15 | 44906.1835 | 6.25% | Three phase | 97.13 | 0.0024402 | 0.0026309 | 0.0028372 | 0.0030604 | 0.0033019 | 0.0035632 | 0.0038461 | 0.0041524 | 0.0044839 | 0.0048428 | 0.0052315 | 0.0056525 | 0.0061084 | 0.0066023 | 0.0071373 | 0.007717 | 0.0083451 | 0.008546 | 0.008546 | 0.008546 | 0.43625 | 0.44194 | 0.45131 | 0.45725 | 0.46119 | 0.46906 | 0.47406 | 0.48275 | 0.48425 | 0.48425 | 0.48425 | 0.48425 | 0.48425 | 0.48425 | 0.48425 | 0.48425 | 0.48425 | 0.48425 | 0.48425 | 0.48425 | 1538.8881 | 2183.7646 | 0.0002791 | 25326.6475 | 14350.6422 | 85.4592 | 122.6461 | 3722.6527 | 208.1053 | 3514.5474 | -10836.0948 | FALSE
| 60752213 | CLC014 | CLC | 22KV | 725.34 | 1 | 44906.1835 | 50% | Three phase | 97.13 | 0.0074721 | 0.0083523 | 0.0093409 | 0.010451 | 0.011699 | 0.013102 | 0.01468 | 0.016453 | 0.018449 | 0.020694 | 0.02322 | 0.023773 | 0.023773 | 0.023773 | 0.023773 | 0.023773 | 0.023773 | 0.023773 | 0.023773 | 0.023773 | 3.13 | 3.1485 | 3.182 | 3.209 | 3.218 | 3.22 | 3.2405 | 3.2735 | 3.2825 | 3.2825 | 3.2825 | 3.2825 | 3.2825 | 3.2825 | 3.2825 | 3.2825 | 3.2825 | 3.2825 | 3.2825 | 3.2825 | 36498.5232 | 21079.1415 | 0.00077638 | 70452.2742 | 39919.8268 | 1634.4213 | 949.0484 | 57577.6647 | 2583.4697 | 54994.195 | 15074.3682 | TRUE
| 60752425 | BAN006 | BAN | 22KV | 2091.01 | 12 | 44753.327 | 7.692% | Three phase | 97.13 | 0.017 | 0.018258 | 0.019614 | 0.021076 | 0.022651 | 0.024349 | 0.026181 | 0.028155 | 0.030285 | 0.032582 | 0.03506 | 0.037734 | 0.040618 | 0.04373 | 0.047089 | 0.050714 | 0.054627 | 0.058851 | 0.063411 | 0.068335 | 0.79946 | 0.80808 | 0.82008 | 0.831 | 0.83438 | 0.84046 | 0.85346 | 0.87077 | 0.87754 | 0.87754 | 0.87754 | 0.87754 | 0.87754 | 0.87754 | 0.87754 | 0.87754 | 0.87754 | 0.87754 | 0.87754 | 0.87754 | 19058.66 | 120121.166 | 0.0022381 | 203099.8013 | 115080.8684 | 1237.9823 | 7887.0995 | 139179.826 | 9125.0818 | 130054.7442 | 14973.8758 | TRUE
| 60752998 | WIN022 | WIN | 22KV | 252.94 | 7 | 36385.0727 | 12.5% | Covered | 390 | 0.0031541 | 0.0034055 | 0.0036778 | 0.0039727 | 0.0042922 | 0.0046382 | 0.0050132 | 0.0054195 | 0.0058598 | 0.0063371 | 0.0068544 | 0.0074152 | 0.0080232 | 0.00829 | 0.00829 | 0.00829 | 0.00829 | 0.00829 | 0.00829 | 0.00829 | 0.3095 | 0.31288 | 0.31788 | 0.32038 | 0.32162 | 0.325 | 0.32925 | 0.33337 | 0.33413 | 0.33413 | 0.33413 | 0.33413 | 0.33413 | 0.33413 | 0.33413 | 0.33413 | 0.33413 | 0.33413 | 0.33413 | 0.33413 | 1030.8644 | 10162.3769 | 0.00027074 | 98646.6 | 55895.3594 | 46.6623 | 463.395 | 11193.2414 | 510.0573 | 10683.184 | -45212.1754 | FALSE
| 60753000 | WIN023 | WIN | 22KV | 2540.42 | 4 | 36385.0727 | 20% | Three phase | 97.13 | 0.031678 | 0.034204 | 0.036938 | 0.0399 | 0.043109 | 0.046584 | 0.05035 | 0.054431 | 0.058854 | 0.063647 | 0.068843 | 0.074475 | 0.080582 | 0.083262 | 0.083262 | 0.083262 | 0.083262 | 0.083262 | 0.083262 | 0.083262 | 0.4632 | 0.4698 | 0.4798 | 0.4878 | 0.4938 | 0.4998 | 0.511 | 0.5244 | 0.531 | 0.531 | 0.531 | 0.531 | 0.531 | 0.531 | 0.531 | 0.531 | 0.531 | 0.531 | 0.531 | 0.531 | 16257.5334 | 255305.457 | 0.0027192 | 246750.9946 | 139814.6062 | 731.0398 | 11641.6932 | 271562.9904 | 12372.733 | 259190.2574 | 119375.6512 | TRUE
| 60755619 | BAS023 | BAS | 22KV | 581.93 | 5 | 37239.5893 | 16.67% | Single phase | 44.74 | 0.0058695 | 0.0063146 | 0.0067948 | 0.0073132 | 0.0078727 | 0.0084769 | 0.0091291 | 0.0098335 | 0.010594 | 0.011416 | 0.012303 | 0.013262 | 0.014298 | 0.015417 | 0.016627 | 0.017934 | 0.019073 | 0.019073 | 0.019073 | 0.019073 | 1.3123 | 0.3315 | 0.33817 | 0.3425 | 0.34467 | 0.35133 | 0.35967 | 0.36517 | 0.3685 | 0.3685 | 0.3685 | 0.3685 | 0.3685 | 0.3685 | 0.3685 | 0.3685 | 0.3685 | 0.3685 | 0.3685 | 0.3685 | 2465.9074 | 5233.0411 | 0.00062288 | 26035.5482 | 14752.3212 | 142.0876 | 281.3774 | 7698.9485 | 423.465 | 7275.4836 | -7476.8376 | FALSE
| 60755638 | BAS033 | BAS | 22KV | 1683.57 | 23 | 37239.5893 | 4.167% | Single phase | 44.74 | 0.011177 | 0.012021 | 0.012934 | 0.013919 | 0.014983 | 0.016132 | 0.017373 | 0.018715 | 0.020164 | 0.021731 | 0.023424 | 0.025255 | 0.027234 | 0.029374 | 0.031688 | 0.034191 | 0.036899 | 0.039828 | 0.042996 | 0.046425 | 0.405 | 0.33225 | 0.341 | 0.34929 | 0.35633 | 0.36475 | 0.37721 | 0.39079 | 0.40058 | 0.40058 | 0.40058 | 0.40058 | 0.40058 | 0.40058 | 0.40058 | 0.40058 | 0.40058 | 0.40058 | 0.40058 | 0.40058 | 4787.7691 | 29818.4987 | 0.001802 | 75322.9218 | 42679.6442 | 371.6065 | 2355.1038 | 34606.2678 | 2726.7103 | 31879.5575 | -10800.0866 | FALSE
| 60755647 | BAS023 | BAS | 22KV | 315.3 | 5 | 37239.5893 | 16.67% | Single phase | 44.74 | 0.0019273 | 0.0020728 | 0.00223 | 0.0023998 | 0.0025831 | 0.0027812 | 0.0029953 | 0.0032265 | 0.0034765 | 0.0037467 | 0.0040388 | 0.0043546 | 0.0046961 | 0.0050654 | 0.0054648 | 0.0058969 | 0.0063643 | 0.00687 | 0.0074172 | 0.0080094 | 1.3123 | 0.3315 | 0.33817 | 0.3425 | 0.34467 | 0.35133 | 0.35967 | 0.36517 | 0.3685 | 0.3685 | 0.3685 | 0.3685 | 0.3685 | 0.3685 | 0.3685 | 0.3685 | 0.3685 | 0.3685 | 0.3685 | 0.3685 | 835.6518 | 963.0178 | 0.00033749 | 14106.522 | 7993.0694 | 76.9856 | 82.603 | 1798.6695 | 159.5885 | 1639.081 | -6353.9884 | FALSE
| 60755651 | BAS023 | BAS | 22KV | 1718.88 | 5 | 37239.5893 | 16.67% | Single phase | 44.74 | 0.0092375 | 0.0099175 | 0.010651 | 0.011441 | 0.012293 | 0.013212 | 0.014204 | 0.015274 | 0.016428 | 0.017674 | 0.019018 | 0.02047 | 0.022036 | 0.023728 | 0.025555 | 0.027527 | 0.029658 | 0.03196 | 0.034446 | 0.037133 | 1.3123 | 0.3315 | 0.33817 | 0.3425 | 0.34467 | 0.35133 | 0.35967 | 0.36517 | 0.3685 | 0.3685 | 0.3685 | 0.3685 | 0.3685 | 0.3685 | 0.3685 | 0.3685 | 0.3685 | 0.3685 | 0.3685 | 0.3685 | 3934.9879 | 24688.2781 | 0.0018398 | 76902.6912 | 43574.7767 | 419.6923 | 2454.9283 | 28623.266 | 2874.6206 | 25748.6455 | -17826.1312 | FALSE
| 60755776 | CLC006 | CLC | 22KV | 161.52 | 15 | 44906.1835 | 6.25% | Single phase | 44.74 | 0.0020098 | 0.0021677 | 0.0023385 | 0.0025233 | 0.0027232 | 0.0029396 | 0.0031737 | 0.0034272 | 0.0037015 | 0.0039985 | 0.0043201 | 0.0046683 | 0.0050454 | 0.0052938 | 0.0052938 | 0.0052938 | 0.0052938 | 0.0052938 | 0.0052938 | 0.0052938 | 0.66863 | 0.6695 | 0.67163 | 0.672 | 0.67075 | 0.67063 | 0.67356 | 0.6765 | 0.67688 | 0.67688 | 0.67688 | 0.67688 | 0.67688 | 0.67688 | 0.67688 | 0.67688 | 0.67688 | 0.67688 | 0.67688 | 0.67688 | 1652.613 | 472.6621 | 0.00017289 | 7226.4048 | 4094.6418 | 75.6901 | 21.6771 | 2125.2751 | 97.3672 | 2027.9079 | -2066.7339 | FALSE
| 60755777 | CLC006 | CLC | 22KV | 65.1 | 15 | 44906.1835 | 6.25% | Single phase | 44.74 | 0.00081006 | 0.00087369 | 0.00094253 | 0.001017 | 0.0010976 | 0.0011848 | 0.0012792 | 0.0013813 | 0.0014919 | 0.0016116 | 0.0017412 | 0.0018815 | 0.0020335 | 0.0021336 | 0.0021336 | 0.0021336 | 0.0021336 | 0.0021336 | 0.0021336 | 0.0021336 | 0.66863 | 0.6695 | 0.67163 | 0.672 | 0.67075 | 0.67063 | 0.67356 | 0.6765 | 0.67688 | 0.67688 | 0.67688 | 0.67688 | 0.67688 | 0.67688 | 0.67688 | 0.67688 | 0.67688 | 0.67688 | 0.67688 | 0.67688 | 666.0792 | 76.7821 | 6.9681e-05 | 2912.574 | 1650.3293 | 30.5066 | 3.5214 | 742.8613 | 34.028 | 708.8333 | -941.4959 | FALSE
| 60755780 | CLC006 | CLC | 22KV | 1815.49 | 15 | 44906.1835 | 6.25% | Three phase | 97.13 | 0.01699 | 0.018318 | 0.019754 | 0.021308 | 0.02299 | 0.024809 | 0.026779 | 0.028911 | 0.031219 | 0.033718 | 0.036425 | 0.039356 | 0.04253 | 0.045969 | 0.049694 | 0.05373 | 0.058104 | 0.059502 | 0.059502 | 0.059502 | 0.66863 | 0.6695 | 0.67163 | 0.672 | 0.67075 | 0.67063 | 0.67356 | 0.6765 | 0.67688 | 0.67688 | 0.67688 | 0.67688 | 0.67688 | 0.67688 | 0.67688 | 0.67688 | 0.67688 | 0.67688 | 0.67688 | 0.67688 | 15171.4642 | 105863.1745 | 0.0019432 | 176338.5437 | 99917.3441 | 850.7594 | 5945.5608 | 121034.6387 | 6796.3202 | 114238.3184 | 14320.9743 | TRUE
| 60755784 | CLC006 | CLC | 22KV | 3119.44 | 15 | 44906.1835 | 6.25% | Single phase | 44.74 | 0.038736 | 0.041735 | 0.044976 | 0.048479 | 0.052265 | 0.056357 | 0.060781 | 0.065564 | 0.070736 | 0.07633 | 0.082379 | 0.088922 | 0.096 | 0.10224 | 0.10224 | 0.10224 | 0.10224 | 0.10224 | 0.10224 | 0.10224 | 0.66863 | 0.6695 | 0.67163 | 0.672 | 0.67075 | 0.67063 | 0.67356 | 0.6765 | 0.67688 | 0.67688 | 0.67688 | 0.67688 | 0.67688 | 0.67688 | 0.67688 | 0.67688 | 0.67688 | 0.67688 | 0.67688 | 0.67688 | 31740.1836 | 175323.4424 | 0.0033389 | 139563.7456 | 79079.9249 | 1461.8054 | 8085.3899 | 207063.6261 | 9547.1953 | 197516.4308 | 118436.5059 | TRUE
| 60755912 | BAS033 | BAS | 22KV | 518.95 | 23 | 37239.5893 | 4.167% | Single phase | 44.74 | 0.0034451 | 0.0037055 | 0.0039867 | 0.0042904 | 0.0046183 | 0.0049725 | 0.0053552 | 0.0057687 | 0.0062155 | 0.0066984 | 0.0072204 | 0.0077846 | 0.0083947 | 0.0090544 | 0.0097678 | 0.010539 | 0.011374 | 0.012277 | 0.013253 | 0.01431 | 0.405 | 0.33225 | 0.341 | 0.34929 | 0.35633 | 0.36475 | 0.37721 | 0.39079 | 0.40058 | 0.40058 | 0.40058 | 0.40058 | 0.40058 | 0.40058 | 0.40058 | 0.40058 | 0.40058 | 0.40058 | 0.40058 | 0.40058 | 1475.8001 | 2833.1818 | 0.00055547 | 23217.823 | 13155.7353 | 114.5454 | 223.7684 | 4308.9819 | 338.3138 | 3970.6682 | -9185.0672 | FALSE
| 60755913 | BAS033 | BAS | 22KV | 532.38 | 23 | 37239.5893 | 4.167% | Single phase | 44.74 | 0.0063623 | 0.0068451 | 0.007366 | 0.0079282 | 0.0085349 | 0.0091898 | 0.0098967 | 0.01066 | 0.011484 | 0.012374 | 0.013335 | 0.014373 | 0.015494 | 0.016705 | 0.017449 | 0.017449 | 0.017449 | 0.017449 | 0.017449 | 0.017449 | 0.405 | 0.33225 | 0.341 | 0.34929 | 0.35633 | 0.36475 | 0.37721 | 0.39079 | 0.40058 | 0.40058 | 0.40058 | 0.40058 | 0.40058 | 0.40058 | 0.40058 | 0.40058 | 0.40058 | 0.40058 | 0.40058 | 0.40058 | 2506.02 | 4947.263 | 0.00056984 | 23818.6812 | 13496.195 | 117.5097 | 235.5001 | 7453.283 | 353.0099 | 7100.2731 | -6395.9218 | FALSE
| 60755914 | BAS033 | BAS | 22KV | 319.63 | 23 | 37239.5893 | 4.167% | Single phase | 44.74 | 0.0021219 | 0.0022823 | 0.0024555 | 0.0026425 | 0.0028445 | 0.0030627 | 0.0032984 | 0.003553 | 0.0038282 | 0.0041257 | 0.0044471 | 0.0047947 | 0.0051704 | 0.0055767 | 0.0060161 | 0.0064913 | 0.0070053 | 0.0075614 | 0.0081629 | 0.0088138 | 0.405 | 0.33225 | 0.341 | 0.34929 | 0.35633 | 0.36475 | 0.37721 | 0.39079 | 0.40058 | 0.40058 | 0.40058 | 0.40058 | 0.40058 | 0.40058 | 0.40058 | 0.40058 | 0.40058 | 0.40058 | 0.40058 | 0.40058 | 908.97 | 1074.7773 | 0.00034212 | 14300.2462 | 8102.8378 | 70.5504 | 84.8873 | 1983.7473 | 155.4377 | 1828.3096 | -6274.5282 | FALSE
| 60755915 | BAS033 | BAS | 22KV | 394.59 | 23 | 37239.5893 | 4.167% | Single phase | 44.74 | 0.0047156 | 0.0050735 | 0.0054596 | 0.0058762 | 0.0063259 | 0.0068113 | 0.0073353 | 0.007901 | 0.0085118 | 0.0091713 | 0.0098836 | 0.010653 | 0.011484 | 0.012382 | 0.012933 | 0.012933 | 0.012933 | 0.012933 | 0.012933 | 0.012933 | 0.405 | 0.33225 | 0.341 | 0.34929 | 0.35633 | 0.36475 | 0.37721 | 0.39079 | 0.40058 | 0.40058 | 0.40058 | 0.40058 | 0.40058 | 0.40058 | 0.40058 | 0.40058 | 0.40058 | 0.40058 | 0.40058 | 0.40058 | 1857.4147 | 2717.7762 | 0.00042236 | 17653.9566 | 10003.1248 | 87.096 | 129.3719 | 4575.1908 | 216.4679 | 4358.723 | -5644.4018 | FALSE
| 60755917 | BAS033 | BAS | 22KV | 529.17 | 23 | 37239.5893 | 4.167% | Single phase | 44.74 | 0.003513 | 0.0037785 | 0.0040652 | 0.0043749 | 0.0047092 | 0.0050704 | 0.0054607 | 0.0058823 | 0.0063379 | 0.0068303 | 0.0073626 | 0.007938 | 0.00856 | 0.0092327 | 0.0099601 | 0.010747 | 0.011598 | 0.012518 | 0.013514 | 0.014592 | 0.405 | 0.33225 | 0.341 | 0.34929 | 0.35633 | 0.36475 | 0.37721 | 0.39079 | 0.40058 | 0.40058 | 0.40058 | 0.40058 | 0.40058 | 0.40058 | 0.40058 | 0.40058 | 0.40058 | 0.40058 | 0.40058 | 0.40058 | 1504.8639 | 2945.8718 | 0.00056641 | 23675.0658 | 13414.8193 | 116.8012 | 232.6688 | 4450.7358 | 349.47 | 4101.2658 | -9313.5535 | FALSE
| 60758899 | CLC014 | CLC | 22KV | 276.87 | 1 | 44906.1835 | 50% | Three phase | 97.13 | 0.0018932 | 0.0020834 | 0.0022937 | 0.0025264 | 0.0027838 | 0.0030687 | 0.0033841 | 0.0037333 | 0.0041201 | 0.0045485 | 0.0050231 | 0.0055491 | 0.006132 | 0.0067783 | 0.0074948 | 0.0082893 | 0.0090743 | 0.0090743 | 0.0090743 | 0.0090743 | 3.13 | 3.1485 | 3.182 | 3.209 | 3.218 | 3.22 | 3.2405 | 3.2735 | 3.2825 | 3.2825 | 3.2825 | 3.2825 | 3.2825 | 3.2825 | 3.2825 | 3.2825 | 3.2825 | 3.2825 | 3.2825 | 3.2825 | 10184.2602 | 2243.151 | 0.00029635 | 26892.3831 | 15237.8229 | 623.876 | 138.2792 | 12427.4111 | 762.1552 | 11665.2559 | -3572.567 | FALSE
| 60758900 | CLC014 | CLC | 22KV | 269.98 | 1 | 44906.1835 | 50% | Three phase | 97.13 | 0.0031542 | 0.0035033 | 0.0038927 | 0.0043271 | 0.0048118 | 0.0053529 | 0.0059569 | 0.0066314 | 0.0073847 | 0.0082262 | 0.0088485 | 0.0088485 | 0.0088485 | 0.0088485 | 0.0088485 | 0.0088485 | 0.0088485 | 0.0088485 | 0.0088485 | 0.0088485 | 3.13 | 3.1485 | 3.182 | 3.209 | 3.218 | 3.22 | 3.2405 | 3.2735 | 3.2825 | 3.2825 | 3.2825 | 3.2825 | 3.2825 | 3.2825 | 3.2825 | 3.2825 | 3.2825 | 3.2825 | 3.2825 | 3.2825 | 14162.383 | 3045.8866 | 0.00028898 | 26223.1574 | 14858.6247 | 608.3506 | 131.4826 | 17208.2696 | 739.8332 | 16468.4363 | 1609.8116 | TRUE
| 60758901 | CLC014 | CLC | 22KV | 44.2 | 1 | 44906.1835 | 50% | Three phase | 97.13 | 0.00030224 | 0.0003326 | 0.00036617 | 0.00040332 | 0.00044442 | 0.0004899 | 0.00054025 | 0.000596 | 0.00065774 | 0.00072613 | 0.0008019 | 0.00088586 | 0.00097893 | 0.0010821 | 0.0011965 | 0.0013233 | 0.0014486 | 0.0014486 | 0.0014486 | 0.0014486 | 3.13 | 3.1485 | 3.182 | 3.209 | 3.218 | 3.22 | 3.2405 | 3.2735 | 3.2825 | 3.2825 | 3.2825 | 3.2825 | 3.2825 | 3.2825 | 3.2825 | 3.2825 | 3.2825 | 3.2825 | 3.2825 | 3.2825 | 1625.8327 | 57.1678 | 4.731e-05 | 4293.146 | 2432.5921 | 99.5966 | 3.5241 | 1683.0005 | 103.1207 | 1579.8797 | -852.7124 | FALSE
| 60759191 | BAS034 | BAS | 22KV | 111.13 | 2 | 37239.5893 | 33.33% | Three phase | 97.13 | 0.00059342 | 0.00064905 | 0.00071021 | 0.00077747 | 0.00085146 | 0.00093286 | 0.0010225 | 0.0011211 | 0.0012296 | 0.0013492 | 0.0014809 | 0.001626 | 0.0017858 | 0.001962 | 0.0021562 | 0.0023703 | 0.0026063 | 0.0028667 | 0.0031538 | 0.0034705 | 3.5023 | 3.549 | 3.6103 | 3.664 | 3.6987 | 3.7377 | 3.8013 | 3.8853 | 3.934 | 3.934 | 3.934 | 3.934 | 3.934 | 3.934 | 3.934 | 3.934 | 3.934 | 3.934 | 3.934 | 3.934 | 3074.0764 | 276.2727 | 0.00011895 | 10794.0569 | 6116.1529 | 243.8412 | 22.2776 | 3350.3492 | 266.1188 | 3084.2304 | -3031.9226 | FALSE
| 60759255 | BAN015 | BAN | 22KV | 82.83 | 1 | 44753.327 | 50% | Three phase | 97.13 | 0.0010103 | 0.0010787 | 0.0011519 | 0.0012304 | 0.0013143 | 0.0014042 | 0.0015005 | 0.0016036 | 0.0017141 | 0.0018324 | 0.0019591 | 0.0020949 | 0.0022404 | 0.0023962 | 0.0025632 | 0.0027147 | 0.0027147 | 0.0027147 | 0.0027147 | 0.0027147 | 5.957 | 4.2405 | 4.332 | 4.398 | 4.4365 | 4.4865 | 4.5715 | 4.687 | 4.7595 | 4.7595 | 4.7595 | 4.7595 | 4.7595 | 4.7595 | 4.7595 | 4.7595 | 4.7595 | 4.7595 | 4.7595 | 4.7595 | 5534.4137 | 253.2498 | 8.8659e-05 | 8045.2779 | 4558.6335 | 270.1253 | 12.376 | 5787.6635 | 282.5013 | 5505.1622 | 946.5287 | TRUE
| 60759315 | BAS034 | BAS | 22KV | 1333.33 | 2 | 37239.5893 | 33.33% | Three phase | 97.13 | 0.012738 | 0.013669 | 0.01467 | 0.015748 | 0.016909 | 0.018158 | 0.019504 | 0.020954 | 0.022515 | 0.024197 | 0.026008 | 0.027961 | 0.030064 | 0.032331 | 0.034774 | 0.037407 | 0.040246 | 0.043306 | 0.0437 | 0.0437 | 3.5023 | 3.549 | 3.6103 | 3.664 | 3.6987 | 3.7377 | 3.8013 | 3.8853 | 3.934 | 3.934 | 3.934 | 3.934 | 3.934 | 3.934 | 3.934 | 3.934 | 3.934 | 3.934 | 3.934 | 3.934 | 51760.857 | 56003.8939 | 0.0014272 | 129506.3429 | 73381.1767 | 2925.59 | 3206.863 | 107764.7508 | 6132.453 | 101632.2978 | 28251.1211 | TRUE
| 60762752 | CLC003 | CLC | 22KV | 112.66 | 26 | 44906.1835 | 3.704% | Single phase | 44.74 | 0.0014449 | 0.0015823 | 0.0017334 | 0.0018994 | 0.002082 | 0.0022827 | 0.0025034 | 0.0027462 | 0.0030133 | 0.0033071 | 0.0036304 | 0.0036924 | 0.0036924 | 0.0036924 | 0.0036924 | 0.0036924 | 0.0036924 | 0.0036924 | 0.0036924 | 0.0036924 | 0.23826 | 0.24185 | 0.247 | 0.25026 | 0.25189 | 0.25526 | 0.26056 | 0.26574 | 0.26674 | 0.26674 | 0.26674 | 0.26674 | 0.26674 | 0.26674 | 0.26674 | 0.26674 | 0.26674 | 0.26674 | 0.26674 | 0.26674 | 478.935 | 246.3679 | 0.00012059 | 5040.4084 | 2856.0076 | 20.2769 | 10.546 | 725.3029 | 30.8229 | 694.48 | -2161.5276 | FALSE
| 60762790 | BAS011 | BAS | 22KV | 3678.28 | 43 | 37239.5893 | 2.273% | Three phase | 97.13 | 0.035029 | 0.038092 | 0.041435 | 0.045085 | 0.049069 | 0.053421 | 0.058174 | 0.063365 | 0.069037 | 0.075234 | 0.082007 | 0.089409 | 0.097501 | 0.10635 | 0.11602 | 0.12055 | 0.12055 | 0.12055 | 0.12055 | 0.12055 | 0.42989 | 0.26061 | 0.26702 | 0.27275 | 0.27636 | 0.28043 | 0.28698 | 0.29398 | 0.2983 | 0.2983 | 0.2983 | 0.2983 | 0.2983 | 0.2983 | 0.2983 | 0.2983 | 0.2983 | 0.2983 | 0.2983 | 0.2983 | 11993.6734 | 465036.6763 | 0.0039371 | 357271.3364 | 202437.892 | 631.8151 | 24405.8914 | 477030.3497 | 25037.7065 | 451992.6432 | 249554.7512 | TRUE
| 60762792 | BAS011 | BAS | 22KV | 3770.54 | 43 | 37239.5893 | 2.273% | Three phase | 97.13 | 0.036392 | 0.039252 | 0.042346 | 0.045695 | 0.049321 | 0.053246 | 0.057495 | 0.062097 | 0.067081 | 0.072479 | 0.078326 | 0.084661 | 0.091525 | 0.098963 | 0.10702 | 0.11576 | 0.12358 | 0.12358 | 0.12358 | 0.12358 | 0.42989 | 0.26061 | 0.26702 | 0.27275 | 0.27636 | 0.28043 | 0.28698 | 0.29398 | 0.2983 | 0.2983 | 0.2983 | 0.2983 | 0.2983 | 0.2983 | 0.2983 | 0.2983 | 0.2983 | 0.2983 | 0.2983 | 0.2983 | 11807.2405 | 469173.2314 | 0.0040359 | 366232.5502 | 207515.5152 | 647.6625 | 25645.5612 | 480980.4719 | 26293.2237 | 454687.2481 | 247171.7329 | TRUE
| 60762796 | BAS011 | BAS | 22KV | 406.6 | 43 | 37239.5893 | 2.273% | Three phase | 97.13 | 0.0039244 | 0.0042327 | 0.0045664 | 0.0049276 | 0.0053186 | 0.0057418 | 0.0062001 | 0.0066963 | 0.0072337 | 0.0078158 | 0.0084464 | 0.0091295 | 0.0098697 | 0.010672 | 0.011541 | 0.012483 | 0.013326 | 0.013326 | 0.013326 | 0.013326 | 0.42989 | 0.26061 | 0.26702 | 0.27275 | 0.27636 | 0.28043 | 0.28698 | 0.29398 | 0.2983 | 0.2983 | 0.2983 | 0.2983 | 0.2983 | 0.2983 | 0.2983 | 0.2983 | 0.2983 | 0.2983 | 0.2983 | 0.2983 | 1273.2457 | 5455.8305 | 0.00043521 | 39493.058 | 22377.6458 | 69.8413 | 298.2221 | 6729.0762 | 368.0635 | 6361.0128 | -16016.633 | FALSE
| 60762993 | CLC006 | CLC | 22KV | 696.23 | 15 | 44906.1835 | 6.25% | Single phase | 44.74 | 0.0086281 | 0.0092867 | 0.0099977 | 0.010765 | 0.011594 | 0.012489 | 0.013455 | 0.014499 | 0.015626 | 0.016844 | 0.01816 | 0.019582 | 0.021118 | 0.022778 | 0.022819 | 0.022819 | 0.022819 | 0.022819 | 0.022819 | 0.022819 | 0.66863 | 0.6695 | 0.67163 | 0.672 | 0.67075 | 0.67063 | 0.67356 | 0.6765 | 0.67688 | 0.67688 | 0.67688 | 0.67688 | 0.67688 | 0.67688 | 0.67688 | 0.67688 | 0.67688 | 0.67688 | 0.67688 | 0.67688 | 7045.3669 | 8685.8217 | 0.00074522 | 31149.3302 | 17649.9039 | 326.2614 | 402.7663 | 15731.1886 | 729.0277 | 15002.1609 | -2647.743 | FALSE
| 60762995 | CLC006 | CLC | 22KV | 330.24 | 15 | 44906.1835 | 6.25% | Covered | 390 | 0.0017748 | 0.0019054 | 0.0020462 | 0.0021981 | 0.0023618 | 0.0025384 | 0.002729 | 0.0029345 | 0.0031563 | 0.0033956 | 0.0036539 | 0.0039327 | 0.0042337 | 0.0045587 | 0.0049097 | 0.0052887 | 0.005698 | 0.0061402 | 0.006618 | 0.0071341 | 0.66863 | 0.6695 | 0.67163 | 0.672 | 0.67075 | 0.67063 | 0.67356 | 0.6765 | 0.67688 | 0.67688 | 0.67688 | 0.67688 | 0.67688 | 0.67688 | 0.67688 | 0.67688 | 0.67688 | 0.67688 | 0.67688 | 0.67688 | 1558.6846 | 7943.7883 | 0.00035348 | 128793.6 | 72977.3207 | 154.7543 | 789.9065 | 9502.4729 | 944.6607 | 8557.8122 | -64419.5085 | FALSE
| 60762996 | CLC006 | CLC | 22KV | 1334.68 | 15 | 44906.1835 | 6.25% | Single phase | 44.74 | 0.01654 | 0.017803 | 0.019166 | 0.020637 | 0.022226 | 0.023941 | 0.025794 | 0.027795 | 0.029956 | 0.032291 | 0.034813 | 0.037538 | 0.040483 | 0.043666 | 0.043744 | 0.043744 | 0.043744 | 0.043744 | 0.043744 | 0.043744 | 0.66863 | 0.6695 | 0.67163 | 0.672 | 0.67075 | 0.67063 | 0.67356 | 0.6765 | 0.67688 | 0.67688 | 0.67688 | 0.67688 | 0.67688 | 0.67688 | 0.67688 | 0.67688 | 0.67688 | 0.67688 | 0.67688 | 0.67688 | 13506.0401 | 31919.7698 | 0.0014286 | 59713.5832 | 33835.0455 | 625.4464 | 1480.1373 | 45425.8098 | 2105.5836 | 43320.2262 | 9485.1807 | TRUE
| 60762998 | CLC006 | CLC | 22KV | 40.08 | 15 | 44906.1835 | 6.25% | Single phase | 44.74 | 0.00049669 | 0.00053461 | 0.00057554 | 0.00061973 | 0.00066743 | 0.00071895 | 0.00077458 | 0.00083466 | 0.00089956 | 0.00096968 | 0.0010454 | 0.0011273 | 0.0012157 | 0.0013113 | 0.0013136 | 0.0013136 | 0.0013136 | 0.0013136 | 0.0013136 | 0.0013136 | 0.66863 | 0.6695 | 0.67163 | 0.672 | 0.67075 | 0.67063 | 0.67356 | 0.6765 | 0.67688 | 0.67688 | 0.67688 | 0.67688 | 0.67688 | 0.67688 | 0.67688 | 0.67688 | 0.67688 | 0.67688 | 0.67688 | 0.67688 | 405.5819 | 28.7846 | 4.29e-05 | 1793.1792 | 1016.0553 | 18.7819 | 1.3348 | 434.3666 | 20.1167 | 414.2499 | -601.8054 | FALSE
| 60763019 | CLC003 | CLC | 22KV | 191.8 | 26 | 44906.1835 | 3.704% | Single phase | 44.74 | 0.0024598 | 0.0026939 | 0.002951 | 0.0032337 | 0.0035445 | 0.0038862 | 0.004262 | 0.0046753 | 0.00513 | 0.0056302 | 0.0061806 | 0.0062862 | 0.0062862 | 0.0062862 | 0.0062862 | 0.0062862 | 0.0062862 | 0.0062862 | 0.0062862 | 0.0062862 | 0.23826 | 0.24185 | 0.247 | 0.25026 | 0.25189 | 0.25526 | 0.26056 | 0.26574 | 0.26674 | 0.26674 | 0.26674 | 0.26674 | 0.26674 | 0.26674 | 0.26674 | 0.26674 | 0.26674 | 0.26674 | 0.26674 | 0.26674 | 815.3713 | 714.0718 | 0.0002053 | 8581.132 | 4862.2604 | 34.5208 | 30.5664 | 1529.443 | 65.0873 | 1464.3557 | -3397.9047 | FALSE
| 60763020 | CLC003 | CLC | 22KV | 189.57 | 26 | 44906.1835 | 3.704% | Single phase | 44.74 | 0.0024312 | 0.0026625 | 0.0029167 | 0.0031961 | 0.0035033 | 0.003841 | 0.0042124 | 0.004621 | 0.0050703 | 0.0055648 | 0.0061088 | 0.0062131 | 0.0062131 | 0.0062131 | 0.0062131 | 0.0062131 | 0.0062131 | 0.0062131 | 0.0062131 | 0.0062131 | 0.23826 | 0.24185 | 0.247 | 0.25026 | 0.25189 | 0.25526 | 0.26056 | 0.26574 | 0.26674 | 0.26674 | 0.26674 | 0.26674 | 0.26674 | 0.26674 | 0.26674 | 0.26674 | 0.26674 | 0.26674 | 0.26674 | 0.26674 | 805.8912 | 697.5637 | 0.00020291 | 8481.3618 | 4805.7284 | 34.1195 | 29.8598 | 1503.4549 | 63.9793 | 1439.4756 | -3366.2528 | FALSE
| 60763025 | CLC003 | CLC | 22KV | 121.25 | 26 | 44906.1835 | 3.704% | Single phase | 44.74 | 0.001555 | 0.001703 | 0.0018656 | 0.0020443 | 0.0022407 | 0.0024567 | 0.0026943 | 0.0029556 | 0.003243 | 0.0035592 | 0.0039072 | 0.0039739 | 0.0039739 | 0.0039739 | 0.0039739 | 0.0039739 | 0.0039739 | 0.0039739 | 0.0039739 | 0.0039739 | 0.23826 | 0.24185 | 0.247 | 0.25026 | 0.25189 | 0.25526 | 0.26056 | 0.26574 | 0.26674 | 0.26674 | 0.26674 | 0.26674 | 0.26674 | 0.26674 | 0.26674 | 0.26674 | 0.26674 | 0.26674 | 0.26674 | 0.26674 | 515.4524 | 285.3699 | 0.00012978 | 5424.725 | 3073.7699 | 21.823 | 12.2155 | 800.8223 | 34.0385 | 766.7838 | -2306.9862 | FALSE
| 60763026 | CLC003 | CLC | 22KV | 313.02 | 26 | 44906.1835 | 3.704% | Single phase | 44.74 | 0.004053 | 0.0044601 | 0.0049097 | 0.0054063 | 0.0059551 | 0.0065615 | 0.0072318 | 0.0079728 | 0.0087921 | 0.0096982 | 0.010259 | 0.010259 | 0.010259 | 0.010259 | 0.010259 | 0.010259 | 0.010259 | 0.010259 | 0.010259 | 0.010259 | 0.23826 | 0.24185 | 0.247 | 0.25026 | 0.25189 | 0.25526 | 0.26056 | 0.26574 | 0.26674 | 0.26674 | 0.26674 | 0.26674 | 0.26674 | 0.26674 | 0.26674 | 0.26674 | 0.26674 | 0.26674 | 0.26674 | 0.26674 | 1353.0626 | 1934.0435 | 0.00033505 | 14004.5148 | 7935.2698 | 56.3384 | 81.4126 | 3287.1061 | 137.7511 | 3149.355 | -4785.9148 | FALSE
| 60763031 | CLC003 | CLC | 22KV | 388.85 | 26 | 44906.1835 | 3.704% | Single phase | 44.74 | 0.004987 | 0.0054615 | 0.0059829 | 0.006556 | 0.007186 | 0.0078788 | 0.0086406 | 0.0094786 | 0.0104 | 0.011415 | 0.01253 | 0.012744 | 0.012744 | 0.012744 | 0.012744 | 0.012744 | 0.012744 | 0.012744 | 0.012744 | 0.012744 | 0.23826 | 0.24185 | 0.247 | 0.25026 | 0.25189 | 0.25526 | 0.26056 | 0.26574 | 0.26674 | 0.26674 | 0.26674 | 0.26674 | 0.26674 | 0.26674 | 0.26674 | 0.26674 | 0.26674 | 0.26674 | 0.26674 | 0.26674 | 1653.0611 | 2935.0051 | 0.00041621 | 17397.149 | 9857.6119 | 69.9866 | 125.6354 | 4588.0661 | 195.6219 | 4392.4442 | -5465.1677 | FALSE
| 60763032 | CLC003 | CLC | 22KV | 268.31 | 26 | 44906.1835 | 3.704% | Single phase | 44.74 | 0.0034411 | 0.0037685 | 0.0041282 | 0.0045237 | 0.0049584 | 0.0054364 | 0.0059621 | 0.0065403 | 0.0071764 | 0.0078761 | 0.0086461 | 0.0087938 | 0.0087938 | 0.0087938 | 0.0087938 | 0.0087938 | 0.0087938 | 0.0087938 | 0.0087938 | 0.0087938 | 0.23826 | 0.24185 | 0.247 | 0.25026 | 0.25189 | 0.25526 | 0.26056 | 0.26574 | 0.26674 | 0.26674 | 0.26674 | 0.26674 | 0.26674 | 0.26674 | 0.26674 | 0.26674 | 0.26674 | 0.26674 | 0.26674 | 0.26674 | 1140.627 | 1397.3924 | 0.00028719 | 12004.1894 | 6801.8409 | 48.2914 | 59.8166 | 2538.0194 | 108.1079 | 2429.9115 | -4371.9294 | FALSE
| 60763033 | CLC003 | CLC | 22KV | 679.93 | 26 | 44906.1835 | 3.704% | Single phase | 44.74 | 0.0087201 | 0.0095497 | 0.010461 | 0.011464 | 0.012565 | 0.013777 | 0.015109 | 0.016574 | 0.018186 | 0.019959 | 0.02191 | 0.022285 | 0.022285 | 0.022285 | 0.022285 | 0.022285 | 0.022285 | 0.022285 | 0.022285 | 0.022285 | 0.23826 | 0.24185 | 0.247 | 0.25026 | 0.25189 | 0.25526 | 0.26056 | 0.26574 | 0.26674 | 0.26674 | 0.26674 | 0.26674 | 0.26674 | 0.26674 | 0.26674 | 0.26674 | 0.26674 | 0.26674 | 0.26674 | 0.26674 | 2890.4869 | 8973.7312 | 0.00072777 | 30420.0682 | 17236.6878 | 122.3761 | 384.1281 | 11864.218 | 506.5043 | 11357.7138 | -5878.974 | FALSE
| 60763034 | CLC003 | CLC | 22KV | 113.48 | 26 | 44906.1835 | 3.704% | Single phase | 44.74 | 0.0014554 | 0.0015938 | 0.001746 | 0.0019133 | 0.0020971 | 0.0022993 | 0.0025216 | 0.0027662 | 0.0030352 | 0.0033312 | 0.0036568 | 0.0037193 | 0.0037193 | 0.0037193 | 0.0037193 | 0.0037193 | 0.0037193 | 0.0037193 | 0.0037193 | 0.0037193 | 0.23826 | 0.24185 | 0.247 | 0.25026 | 0.25189 | 0.25526 | 0.26056 | 0.26574 | 0.26674 | 0.26674 | 0.26674 | 0.26674 | 0.26674 | 0.26674 | 0.26674 | 0.26674 | 0.26674 | 0.26674 | 0.26674 | 0.26674 | 482.4209 | 249.9674 | 0.00012147 | 5077.0952 | 2876.7952 | 20.4245 | 10.7001 | 732.3883 | 31.1246 | 701.2637 | -2175.5315 | FALSE
| 60763038 | CLC003 | CLC | 22KV | 143.53 | 26 | 44906.1835 | 3.704% | Single phase | 44.74 | 0.0018408 | 0.0020159 | 0.0022084 | 0.0024199 | 0.0026525 | 0.0029082 | 0.0031894 | 0.0034987 | 0.0038389 | 0.0042133 | 0.0046252 | 0.0047042 | 0.0047042 | 0.0047042 | 0.0047042 | 0.0047042 | 0.0047042 | 0.0047042 | 0.0047042 | 0.0047042 | 0.23826 | 0.24185 | 0.247 | 0.25026 | 0.25189 | 0.25526 | 0.26056 | 0.26574 | 0.26674 | 0.26674 | 0.26674 | 0.26674 | 0.26674 | 0.26674 | 0.26674 | 0.26674 | 0.26674 | 0.26674 | 0.26674 | 0.26674 | 610.1681 | 399.8803 | 0.00015363 | 6421.5322 | 3638.5831 | 25.833 | 17.1172 | 1010.0484 | 42.9502 | 967.0981 | -2671.4849 | FALSE
| 60763039 | CLC003 | CLC | 22KV | 809.2 | 26 | 44906.1835 | 3.704% | Single phase | 44.74 | 0.010378 | 0.011365 | 0.01245 | 0.013643 | 0.014954 | 0.016396 | 0.017981 | 0.019725 | 0.021643 | 0.023754 | 0.026076 | 0.026521 | 0.026521 | 0.026521 | 0.026521 | 0.026521 | 0.026521 | 0.026521 | 0.026521 | 0.026521 | 0.23826 | 0.24185 | 0.247 | 0.25026 | 0.25189 | 0.25526 | 0.26056 | 0.26574 | 0.26674 | 0.26674 | 0.26674 | 0.26674 | 0.26674 | 0.26674 | 0.26674 | 0.26674 | 0.26674 | 0.26674 | 0.26674 | 0.26674 | 3440.0335 | 12710.3174 | 0.00086614 | 36203.608 | 20513.7702 | 145.6426 | 544.0758 | 16150.3509 | 689.7184 | 15460.6325 | -5053.1377 | FALSE
| 60763043 | CLC003 | CLC | 22KV | 386.92 | 26 | 44906.1835 | 3.704% | Single phase | 44.74 | 0.0049623 | 0.0054344 | 0.0059532 | 0.0065234 | 0.0071504 | 0.0078397 | 0.0085978 | 0.0094316 | 0.010349 | 0.011358 | 0.012468 | 0.012681 | 0.012681 | 0.012681 | 0.012681 | 0.012681 | 0.012681 | 0.012681 | 0.012681 | 0.012681 | 0.23826 | 0.24185 | 0.247 | 0.25026 | 0.25189 | 0.25526 | 0.26056 | 0.26574 | 0.26674 | 0.26674 | 0.26674 | 0.26674 | 0.26674 | 0.26674 | 0.26674 | 0.26674 | 0.26674 | 0.26674 | 0.26674 | 0.26674 | 1644.8564 | 2905.9424 | 0.00041415 | 17310.8008 | 9808.6851 | 69.6392 | 124.3913 | 4550.7988 | 194.0305 | 4356.7683 | -5451.9168 | FALSE
| 60766596 | BAS011 | BAS | 22KV | 876.93 | 43 | 37239.5893 | 2.273% | Three phase | 97.13 | 0.0084638 | 0.0091289 | 0.0098486 | 0.010628 | 0.011471 | 0.012384 | 0.013372 | 0.014442 | 0.015601 | 0.016857 | 0.018217 | 0.01969 | 0.021286 | 0.023016 | 0.024891 | 0.026923 | 0.028741 | 0.028741 | 0.028741 | 0.028741 | 0.42989 | 0.26061 | 0.26702 | 0.27275 | 0.27636 | 0.28043 | 0.28698 | 0.29398 | 0.2983 | 0.2983 | 0.2983 | 0.2983 | 0.2983 | 0.2983 | 0.2983 | 0.2983 | 0.2983 | 0.2983 | 0.2983 | 0.2983 | 2746.0585 | 25377.9172 | 0.00093864 | 85176.2109 | 48262.7371 | 150.6295 | 1387.1868 | 28123.9757 | 1537.8164 | 26586.1593 | -21676.5778 | FALSE
| 60766604 | BAS011 | BAS | 22KV | 46.89 | 43 | 37239.5893 | 2.273% | Three phase | 97.13 | 0.00058599 | 0.0006334 | 0.0006848 | 0.00074054 | 0.00080098 | 0.00086654 | 0.00093765 | 0.0010148 | 0.0010985 | 0.0011893 | 0.0012879 | 0.0013949 | 0.001511 | 0.0015368 | 0.0015368 | 0.0015368 | 0.0015368 | 0.0015368 | 0.0015368 | 0.0015368 | 0.42989 | 0.26061 | 0.26702 | 0.27275 | 0.27636 | 0.28043 | 0.28698 | 0.29398 | 0.2983 | 0.2983 | 0.2983 | 0.2983 | 0.2983 | 0.2983 | 0.2983 | 0.2983 | 0.2983 | 0.2983 | 0.2983 | 0.2983 | 176.9811 | 87.4962 | 5.019e-05 | 4554.4257 | 2580.639 | 8.0543 | 3.9661 | 264.4773 | 12.0204 | 252.4569 | -2328.1821 | FALSE
| 60766627 | BAN009 | BAN | 22KV | 30.39 | 6 | 44753.327 | 14.29% | Three phase | 97.13 | 0.00028366 | 0.00030879 | 0.00033625 | 0.00036626 | 0.00039906 | 0.00043493 | 0.00047414 | 0.00051703 | 0.00056394 | 0.00061526 | 0.00067141 | 0.00073285 | 0.0008001 | 0.0008737 | 0.00095427 | 0.00099603 | 0.00099603 | 0.00099603 | 0.00099603 | 0.00099603 | 1.3273 | 1.3327 | 1.3423 | 1.3537 | 1.3524 | 1.3549 | 1.3683 | 1.3869 | 1.3919 | 1.3919 | 1.3919 | 1.3919 | 1.3919 | 1.3919 | 1.3919 | 1.3919 | 1.3919 | 1.3919 | 1.3919 | 1.3919 | 549.3485 | 31.4951 | 3.2528e-05 | 2951.7807 | 1672.5447 | 28.8804 | 1.666 | 580.8437 | 30.5464 | 550.2972 | -1122.2474 | FALSE
| 60766637 | BAN009 | BAN | 22KV | 180.69 | 6 | 44753.327 | 14.29% | Three phase | 97.13 | 0.0016865 | 0.001836 | 0.0019992 | 0.0021777 | 0.0023727 | 0.002586 | 0.0028191 | 0.0030741 | 0.0033531 | 0.0036582 | 0.003992 | 0.0043573 | 0.0047571 | 0.0051947 | 0.0056738 | 0.0059221 | 0.0059221 | 0.0059221 | 0.0059221 | 0.0059221 | 1.3273 | 1.3327 | 1.3423 | 1.3537 | 1.3524 | 1.3549 | 1.3683 | 1.3869 | 1.3919 | 1.3919 | 1.3919 | 1.3919 | 1.3919 | 1.3919 | 1.3919 | 1.3919 | 1.3919 | 1.3919 | 1.3919 | 1.3919 | 3266.2646 | 1113.398 | 0.0001934 | 17550.4197 | 9944.4585 | 171.7147 | 58.8943 | 4379.6626 | 230.609 | 4149.0536 | -5795.4048 | FALSE
| 60766642 | BAN015 | BAN | 22KV | 478.13 | 1 | 44753.327 | 50% | Three phase | 97.13 | 0.0045658 | 0.004972 | 0.0054159 | 0.0059012 | 0.0064319 | 0.0070122 | 0.007647 | 0.0083414 | 0.0091011 | 0.0099325 | 0.010842 | 0.011838 | 0.012929 | 0.014123 | 0.01543 | 0.015671 | 0.015671 | 0.015671 | 0.015671 | 0.015671 | 5.957 | 4.2405 | 4.332 | 4.398 | 4.4365 | 4.4865 | 4.5715 | 4.687 | 4.7595 | 4.7595 | 4.7595 | 4.7595 | 4.7595 | 4.7595 | 4.7595 | 4.7595 | 4.7595 | 4.7595 | 4.7595 | 4.7595 | 30057.1158 | 7935.0656 | 0.00051177 | 46440.7669 | 26314.3723 | 1559.2779 | 412.3795 | 37992.1814 | 1971.6575 | 36020.524 | 9706.1517 | TRUE
| 60766643 | BAN015 | BAN | 22KV | 258.16 | 1 | 44753.327 | 50% | Three phase | 97.13 | 0.0024653 | 0.0026845 | 0.0029242 | 0.0031863 | 0.0034728 | 0.0037861 | 0.0041289 | 0.0045038 | 0.004914 | 0.0053629 | 0.0058542 | 0.006392 | 0.0069807 | 0.0076253 | 0.0083311 | 0.0084611 | 0.0084611 | 0.0084611 | 0.0084611 | 0.0084611 | 5.957 | 4.2405 | 4.332 | 4.398 | 4.4365 | 4.4865 | 4.5715 | 4.687 | 4.7595 | 4.7595 | 4.7595 | 4.7595 | 4.7595 | 4.7595 | 4.7595 | 4.7595 | 4.7595 | 4.7595 | 4.7595 | 4.7595 | 16228.9441 | 2313.3239 | 0.00027633 | 25075.0808 | 14208.0989 | 841.9116 | 120.2217 | 18542.2679 | 962.1333 | 17580.1346 | 3372.0356 | TRUE
| 60766644 | BAN015 | BAN | 22KV | 139.49 | 1 | 44753.327 | 50% | Three phase | 97.13 | 0.001332 | 0.0014505 | 0.00158 | 0.0017216 | 0.0018764 | 0.0020457 | 0.0022309 | 0.0024335 | 0.0026552 | 0.0028977 | 0.0031632 | 0.0034538 | 0.0037719 | 0.0041201 | 0.0045015 | 0.0045718 | 0.0045718 | 0.0045718 | 0.0045718 | 0.0045718 | 5.957 | 4.2405 | 4.332 | 4.398 | 4.4365 | 4.4865 | 4.5715 | 4.687 | 4.7595 | 4.7595 | 4.7595 | 4.7595 | 4.7595 | 4.7595 | 4.7595 | 4.7595 | 4.7595 | 4.7595 | 4.7595 | 4.7595 | 8768.8852 | 675.3745 | 0.00014931 | 13548.6637 | 7676.9744 | 454.9049 | 35.0987 | 9444.2598 | 490.0036 | 8954.2561 | 1277.2817 | TRUE
| 60766646 | BAN015 | BAN | 22KV | 423.76 | 1 | 44753.327 | 50% | Three phase | 97.13 | 0.0040145 | 0.004354 | 0.0047236 | 0.0051259 | 0.0055639 | 0.0060409 | 0.0065605 | 0.0071264 | 0.007743 | 0.0084148 | 0.009147 | 0.0099449 | 0.010815 | 0.011763 | 0.012797 | 0.013889 | 0.013889 | 0.013889 | 0.013889 | 0.013889 | 5.957 | 4.2405 | 4.332 | 4.398 | 4.4365 | 4.4865 | 4.5715 | 4.687 | 4.7595 | 4.7595 | 4.7595 | 4.7595 | 4.7595 | 4.7595 | 4.7595 | 4.7595 | 4.7595 | 4.7595 | 4.7595 | 4.7595 | 25896.7347 | 6059.0256 | 0.00045358 | 41159.8088 | 23322.0639 | 1381.9664 | 323.9254 | 31955.7603 | 1705.8919 | 30249.8685 | 6927.8046 | TRUE
| 60766649 | BAN015 | BAN | 22KV | 821.42 | 1 | 44753.327 | 50% | Three phase | 97.13 | 0.007844 | 0.0085418 | 0.0093044 | 0.010138 | 0.01105 | 0.012047 | 0.013137 | 0.01433 | 0.015636 | 0.017064 | 0.018627 | 0.020338 | 0.022211 | 0.024262 | 0.026508 | 0.026922 | 0.026922 | 0.026922 | 0.026922 | 0.026922 | 5.957 | 4.2405 | 4.332 | 4.398 | 4.4365 | 4.4865 | 4.5715 | 4.687 | 4.7595 | 4.7595 | 4.7595 | 4.7595 | 4.7595 | 4.7595 | 4.7595 | 4.7595 | 4.7595 | 4.7595 | 4.7595 | 4.7595 | 51637.6636 | 23420.118 | 0.00087922 | 79784.5246 | 45207.6876 | 2678.8155 | 1217.1263 | 75057.7816 | 3895.9419 | 71161.8398 | 25954.1521 | TRUE
| 60766650 | BAN015 | BAN | 22KV | 127.95 | 1 | 44753.327 | 50% | Three phase | 97.13 | 0.0012218 | 0.0013305 | 0.0014493 | 0.0015792 | 0.0017212 | 0.0018765 | 0.0020464 | 0.0022322 | 0.0024355 | 0.002658 | 0.0029015 | 0.003168 | 0.0034598 | 0.0037793 | 0.0041291 | 0.0041935 | 0.0041935 | 0.0041935 | 0.0041935 | 0.0041935 | 5.957 | 4.2405 | 4.332 | 4.398 | 4.4365 | 4.4865 | 4.5715 | 4.687 | 4.7595 | 4.7595 | 4.7595 | 4.7595 | 4.7595 | 4.7595 | 4.7595 | 4.7595 | 4.7595 | 4.7595 | 4.7595 | 4.7595 | 8043.4358 | 568.2496 | 0.00013695 | 12427.7835 | 7041.8588 | 417.2706 | 29.5315 | 8611.6854 | 446.8022 | 8164.8832 | 1123.0245 | TRUE
| 60766774 | BAN006 | BAN | 22KV | 68.46 | 12 | 44753.327 | 7.692% | Three phase | 97.13 | 0.00082998 | 0.00088352 | 0.00094064 | 0.0010016 | 0.0010667 | 0.0011361 | 0.0012103 | 0.0012894 | 0.001374 | 0.0014642 | 0.0015606 | 0.0016635 | 0.0017733 | 0.0018907 | 0.0020161 | 0.00215 | 0.0022438 | 0.0022438 | 0.0022438 | 0.0022438 | 0.79946 | 0.80808 | 0.82008 | 0.831 | 0.83438 | 0.84046 | 0.85346 | 0.87077 | 0.87754 | 0.87754 | 0.87754 | 0.87754 | 0.87754 | 0.87754 | 0.87754 | 0.87754 | 0.87754 | 0.87754 | 0.87754 | 0.87754 | 817.441 | 168.972 | 7.3277e-05 | 6649.5198 | 3767.7659 | 40.5317 | 8.4543 | 986.413 | 48.9861 | 937.4269 | -2830.339 | FALSE
| 60766789 | BAN009 | BAN | 22KV | 239.95 | 6 | 44753.327 | 14.29% | Three phase | 97.13 | 0.0022397 | 0.0024381 | 0.0026549 | 0.0028919 | 0.0031509 | 0.0034341 | 0.0037437 | 0.0040823 | 0.0044527 | 0.0048579 | 0.0053013 | 0.0057864 | 0.0063173 | 0.0068984 | 0.0075346 | 0.0078643 | 0.0078643 | 0.0078643 | 0.0078643 | 0.0078643 | 1.3273 | 1.3327 | 1.3423 | 1.3537 | 1.3524 | 1.3549 | 1.3683 | 1.3869 | 1.3919 | 1.3919 | 1.3919 | 1.3919 | 1.3919 | 1.3919 | 1.3919 | 1.3919 | 1.3919 | 1.3919 | 1.3919 | 1.3919 | 4337.4852 | 1963.4674 | 0.00025683 | 23306.3435 | 13205.893 | 228.0311 | 103.8596 | 6300.9526 | 331.8907 | 5969.062 | -7236.8311 | FALSE
| 60766880 | CLC003 | CLC | 22KV | 127.09 | 26 | 44906.1835 | 3.704% | Three phase | 97.13 | 0.0012294 | 0.0013274 | 0.0014337 | 0.0015489 | 0.0016737 | 0.0018089 | 0.0019555 | 0.0021145 | 0.0022869 | 0.0024738 | 0.0026765 | 0.0028964 | 0.0031349 | 0.0033937 | 0.0036745 | 0.0039792 | 0.0041653 | 0.0041653 | 0.0041653 | 0.0041653 | 0.23826 | 0.24185 | 0.247 | 0.25026 | 0.25189 | 0.25526 | 0.26056 | 0.26574 | 0.26674 | 0.26674 | 0.26674 | 0.26674 | 0.26674 | 0.26674 | 0.26674 | 0.26674 | 0.26674 | 0.26674 | 0.26674 | 0.26674 | 427.5228 | 537.8183 | 0.00013603 | 12344.2517 | 6994.5278 | 22.8741 | 29.1359 | 965.3411 | 52.01 | 913.3312 | -6081.1966 | FALSE
| 60766888 | CLC003 | CLC | 22KV | 335.83 | 26 | 44906.1835 | 3.704% | Three phase | 97.13 | 0.0032485 | 0.0035077 | 0.0037885 | 0.0040928 | 0.0044226 | 0.00478 | 0.0051675 | 0.0055875 | 0.006043 | 0.0065369 | 0.0070726 | 0.0076536 | 0.0082839 | 0.0089678 | 0.0097098 | 0.010515 | 0.011007 | 0.011007 | 0.011007 | 0.011007 | 0.23826 | 0.24185 | 0.247 | 0.25026 | 0.25189 | 0.25526 | 0.26056 | 0.26574 | 0.26674 | 0.26674 | 0.26674 | 0.26674 | 0.26674 | 0.26674 | 0.26674 | 0.26674 | 0.26674 | 0.26674 | 0.26674 | 0.26674 | 1129.7112 | 3755.3618 | 0.00035946 | 32619.1679 | 18482.7466 | 60.4438 | 203.4436 | 4885.073 | 263.8875 | 4621.1855 | -13861.5611 | FALSE
| 60767288 | WIN022 | WIN | 22KV | 2654.36 | 7 | 36385.0727 | 12.5% | Covered | 390 | 0.033099 | 0.035738 | 0.038595 | 0.04169 | 0.045042 | 0.048674 | 0.052609 | 0.056872 | 0.061493 | 0.066502 | 0.07193 | 0.077815 | 0.084196 | 0.086996 | 0.086996 | 0.086996 | 0.086996 | 0.086996 | 0.086996 | 0.086996 | 0.3095 | 0.31288 | 0.31788 | 0.32038 | 0.32162 | 0.325 | 0.32925 | 0.33337 | 0.33413 | 0.33413 | 0.33413 | 0.33413 | 0.33413 | 0.33413 | 0.33413 | 0.33413 | 0.33413 | 0.33413 | 0.33413 | 0.33413 | 10817.9226 | 1119128.4026 | 0.0028411 | 1035200.4 | 586567.5901 | 489.6756 | 51031.2221 | 1129946.3252 | 51520.8977 | 1078425.4275 | 491857.8374 | TRUE
| 60767289 | WIN022 | WIN | 22KV | 615.08 | 7 | 36385.0727 | 12.5% | Covered | 390 | 0.0076867 | 0.0083086 | 0.0089829 | 0.009714 | 0.010507 | 0.011367 | 0.0123 | 0.013312 | 0.01441 | 0.015601 | 0.016894 | 0.018297 | 0.019821 | 0.020159 | 0.020159 | 0.020159 | 0.020159 | 0.020159 | 0.020159 | 0.020159 | 0.3095 | 0.31288 | 0.31788 | 0.32038 | 0.32162 | 0.325 | 0.32925 | 0.33337 | 0.33413 | 0.33413 | 0.33413 | 0.33413 | 0.33413 | 0.33413 | 0.33413 | 0.33413 | 0.33413 | 0.33413 | 0.33413 | 0.33413 | 2521.7465 | 60450.9365 | 0.00065836 | 239881.2 | 135922.0276 | 113.4698 | 2740.1828 | 62972.683 | 2853.6526 | 60119.0304 | -75802.9972 | FALSE
| 60770738 | CLC013 | CLC | 22KV | 273.06 | 15 | 44906.1835 | 6.25% | Covered | 390 | 0.0015848 | 0.0017641 | 0.0019649 | 0.0021898 | 0.0024419 | 0.0027245 | 0.0030413 | 0.0033966 | 0.0037953 | 0.0042427 | 0.0047449 | 0.0053089 | 0.0059422 | 0.0066536 | 0.007453 | 0.0083514 | 0.0089495 | 0.0089495 | 0.0089495 | 0.0089495 | 0.43625 | 0.44194 | 0.45131 | 0.45725 | 0.46119 | 0.46906 | 0.47406 | 0.48275 | 0.48425 | 0.48425 | 0.48425 | 0.48425 | 0.48425 | 0.48425 | 0.48425 | 0.48425 | 0.48425 | 0.48425 | 0.48425 | 0.48425 | 1416.78 | 8423.1768 | 0.00029227 | 106493.4 | 60341.531 | 89.4937 | 540.0482 | 9839.9567 | 629.5419 | 9210.4148 | -51131.1161 | FALSE
| 60770880 | CLC006 | CLC | 22KV | 23.55 | 15 | 44906.1835 | 6.25% | Three phase | 97.13 | 0.00027211 | 0.00029555 | 0.00032109 | 0.00034894 | 0.00037928 | 0.00041237 | 0.00044845 | 0.0004878 | 0.00053072 | 0.00057753 | 0.00062861 | 0.00068433 | 0.00074515 | 0.00077185 | 0.00077185 | 0.00077185 | 0.00077185 | 0.00077185 | 0.00077185 | 0.00077185 | 0.66863 | 0.6695 | 0.67163 | 0.672 | 0.67075 | 0.67063 | 0.67356 | 0.6765 | 0.67688 | 0.67688 | 0.67688 | 0.67688 | 0.67688 | 0.67688 | 0.67688 | 0.67688 | 0.67688 | 0.67688 | 0.67688 | 0.67688 | 237.1208 | 21.465 | 2.5207e-05 | 2287.4115 | 1296.0983 | 11.0358 | 1.0004 | 258.5857 | 12.0362 | 246.5495 | -1049.5488 | FALSE
| 60770882 | CLC006 | CLC | 22KV | 67.71 | 15 | 44906.1835 | 6.25% | Three phase | 97.13 | 0.00078236 | 0.00084975 | 0.0009232 | 0.0010032 | 0.0010905 | 0.0011856 | 0.0012894 | 0.0014025 | 0.0015259 | 0.0016605 | 0.0018073 | 0.0019676 | 0.0021424 | 0.0022192 | 0.0022192 | 0.0022192 | 0.0022192 | 0.0022192 | 0.0022192 | 0.0022192 | 0.66863 | 0.6695 | 0.67163 | 0.672 | 0.67075 | 0.67063 | 0.67356 | 0.6765 | 0.67688 | 0.67688 | 0.67688 | 0.67688 | 0.67688 | 0.67688 | 0.67688 | 0.67688 | 0.67688 | 0.67688 | 0.67688 | 0.67688 | 681.7599 | 177.4412 | 7.2475e-05 | 6576.6723 | 3726.4889 | 31.7297 | 8.2701 | 859.2011 | 39.9998 | 819.2013 | -2907.2876 | FALSE
| 60770884 | CLC006 | CLC | 22KV | 488.83 | 15 | 44906.1835 | 6.25% | Single phase | 44.74 | 0.0060579 | 0.0065203 | 0.0070195 | 0.0075584 | 0.0081402 | 0.0087685 | 0.009447 | 0.01018 | 0.010971 | 0.011827 | 0.01275 | 0.013748 | 0.014827 | 0.015993 | 0.016021 | 0.016021 | 0.016021 | 0.016021 | 0.016021 | 0.016021 | 0.66863 | 0.6695 | 0.67163 | 0.672 | 0.67075 | 0.67063 | 0.67356 | 0.6765 | 0.67688 | 0.67688 | 0.67688 | 0.67688 | 0.67688 | 0.67688 | 0.67688 | 0.67688 | 0.67688 | 0.67688 | 0.67688 | 0.67688 | 4946.6221 | 4281.7484 | 0.00052323 | 21870.2542 | 12392.1729 | 229.0713 | 198.547 | 9228.3705 | 427.6184 | 8800.7521 | -3591.4207 | FALSE
| 60770889 | CLC013 | CLC | 22KV | 80.34 | 15 | 44906.1835 | 6.25% | Covered | 390 | 0.00046628 | 0.00051904 | 0.00057812 | 0.0006443 | 0.00071846 | 0.00080159 | 0.00089481 | 0.00099936 | 0.0011167 | 0.0012483 | 0.0013961 | 0.001562 | 0.0017483 | 0.0019576 | 0.0021928 | 0.0024572 | 0.0026331 | 0.0026331 | 0.0026331 | 0.0026331 | 0.43625 | 0.44194 | 0.45131 | 0.45725 | 0.46119 | 0.46906 | 0.47406 | 0.48275 | 0.48425 | 0.48425 | 0.48425 | 0.48425 | 0.48425 | 0.48425 | 0.48425 | 0.48425 | 0.48425 | 0.48425 | 0.48425 | 0.48425 | 416.8465 | 729.1609 | 8.5993e-05 | 31332.6 | 17753.7486 | 26.3309 | 46.7498 | 1146.0074 | 73.0808 | 1072.9267 | -16680.822 | FALSE
| 60771954 | BAN006 | BAN | 22KV | 619.94 | 12 | 44753.327 | 7.692% | Three phase | 97.13 | 0.0071632 | 0.0077802 | 0.0084526 | 0.0091855 | 0.0099845 | 0.010855 | 0.011805 | 0.012841 | 0.013971 | 0.015203 | 0.016548 | 0.018015 | 0.019616 | 0.020318 | 0.020318 | 0.020318 | 0.020318 | 0.020318 | 0.020318 | 0.020318 | 0.79946 | 0.80808 | 0.82008 | 0.831 | 0.83438 | 0.84046 | 0.85346 | 0.87077 | 0.87754 | 0.87754 | 0.87754 | 0.87754 | 0.87754 | 0.87754 | 0.87754 | 0.87754 | 0.87754 | 0.87754 | 0.87754 | 0.87754 | 7955.4601 | 14874.6977 | 0.00066356 | 60214.7722 | 34119.0303 | 367.0354 | 693.2732 | 22830.1578 | 1060.3086 | 21769.8491 | -12349.1812 | FALSE
| 60771956 | BAN006 | BAN | 22KV | 263.37 | 12 | 44753.327 | 7.692% | Three phase | 97.13 | 0.0030431 | 0.0033053 | 0.0035909 | 0.0039023 | 0.0042417 | 0.0046118 | 0.0050153 | 0.0054553 | 0.0059353 | 0.0064588 | 0.00703 | 0.0076532 | 0.0083333 | 0.0086319 | 0.0086319 | 0.0086319 | 0.0086319 | 0.0086319 | 0.0086319 | 0.0086319 | 0.79946 | 0.80808 | 0.82008 | 0.831 | 0.83438 | 0.84046 | 0.85346 | 0.87077 | 0.87754 | 0.87754 | 0.87754 | 0.87754 | 0.87754 | 0.87754 | 0.87754 | 0.87754 | 0.87754 | 0.87754 | 0.87754 | 0.87754 | 3379.7295 | 2684.6114 | 0.0002819 | 25581.1281 | 14494.8366 | 155.9282 | 125.1232 | 6064.341 | 281.0513 | 5783.2896 | -8711.547 | FALSE
| 60771958 | BAN006 | BAN | 22KV | 23.93 | 12 | 44753.327 | 7.692% | Three phase | 97.13 | 0.00021466 | 0.00023182 | 0.00025042 | 0.00027057 | 0.00029242 | 0.0003161 | 0.00034179 | 0.00036964 | 0.00039985 | 0.00043262 | 0.00046817 | 0.00050674 | 0.00054859 | 0.00059402 | 0.00064332 | 0.00069683 | 0.00075493 | 0.0007843 | 0.0007843 | 0.0007843 | 0.79946 | 0.80808 | 0.82008 | 0.831 | 0.83438 | 0.84046 | 0.85346 | 0.87077 | 0.87754 | 0.87754 | 0.87754 | 0.87754 | 0.87754 | 0.87754 | 0.87754 | 0.87754 | 0.87754 | 0.87754 | 0.87754 | 0.87754 | 249.6126 | 17.9984 | 2.5614e-05 | 2324.3209 | 1317.012 | 14.1678 | 1.033 | 267.611 | 15.2007 | 252.4102 | -1064.6017 | FALSE
| 60774058 | BAN006 | BAN | 22KV | 1663.33 | 12 | 44753.327 | 7.692% | Single phase | 44.74 | 0.020422 | 0.021878 | 0.023443 | 0.025123 | 0.026929 | 0.028869 | 0.030954 | 0.033195 | 0.035603 | 0.038192 | 0.040976 | 0.043968 | 0.047186 | 0.050645 | 0.054366 | 0.054515 | 0.054515 | 0.054515 | 0.054515 | 0.054515 | 0.79946 | 0.80808 | 0.82008 | 0.831 | 0.83438 | 0.84046 | 0.85346 | 0.87077 | 0.87754 | 0.87754 | 0.87754 | 0.87754 | 0.87754 | 0.87754 | 0.87754 | 0.87754 | 0.87754 | 0.87754 | 0.87754 | 0.87754 | 20823.7435 | 48157.7135 | 0.0017804 | 74417.3842 | 42166.5464 | 984.7744 | 2298.8177 | 68981.457 | 3283.5921 | 65697.8649 | 23531.3185 | TRUE
| 60774066 | BAN003 | BAN | 22KV | 881.24 | 26 | 44753.327 | 3.704% | Three phase | 97.13 | 0.0082651 | 0.008921 | 0.0096313 | 0.010401 | 0.011234 | 0.012137 | 0.013116 | 0.014177 | 0.015326 | 0.016572 | 0.017924 | 0.019388 | 0.020977 | 0.0227 | 0.024569 | 0.026596 | 0.028795 | 0.028882 | 0.028882 | 0.028882 | 0.34148 | 0.34974 | 0.36067 | 0.36815 | 0.37456 | 0.38281 | 0.39396 | 0.40381 | 0.40889 | 0.40889 | 0.40889 | 0.40889 | 0.40889 | 0.40889 | 0.40889 | 0.40889 | 0.40889 | 0.40889 | 0.40889 | 0.40889 | 4370.4755 | 25198.6041 | 0.00094325 | 85594.8412 | 48499.9424 | 238.1891 | 1400.856 | 29569.0796 | 1639.0451 | 27930.0345 | -20569.9079 | FALSE
| 60774068 | BAN003 | BAN | 22KV | 156.68 | 26 | 44753.327 | 3.704% | Three phase | 97.13 | 0.0014695 | 0.0015861 | 0.0017124 | 0.0018492 | 0.0019974 | 0.002158 | 0.002332 | 0.0025205 | 0.0027249 | 0.0029465 | 0.0031867 | 0.0034472 | 0.0037296 | 0.0040359 | 0.0043682 | 0.0047286 | 0.0051195 | 0.0051352 | 0.0051352 | 0.0051352 | 0.34148 | 0.34974 | 0.36067 | 0.36815 | 0.37456 | 0.38281 | 0.39396 | 0.40381 | 0.40889 | 0.40889 | 0.40889 | 0.40889 | 0.40889 | 0.40889 | 0.40889 | 0.40889 | 0.40889 | 0.40889 | 0.40889 | 0.40889 | 777.0484 | 796.554 | 0.00016771 | 15218.3284 | 8623.0436 | 42.3488 | 44.2825 | 1573.6023 | 86.6313 | 1486.971 | -7136.0726 | FALSE
| 60774128 | BAN008 | BAN | 22KV | 1209.49 | 7 | 44753.327 | 12.5% | Single phase | 44.74 | 0.0070557 | 0.0075757 | 0.0081363 | 0.0087406 | 0.0093923 | 0.010095 | 0.010853 | 0.011671 | 0.012553 | 0.013505 | 0.014532 | 0.015641 | 0.016838 | 0.01813 | 0.019525 | 0.021032 | 0.022659 | 0.024416 | 0.026314 | 0.028364 | 1.0517 | 0.010375 | 0.010375 | 0.01075 | 0.011625 | 0.011625 | 0.011625 | 0.011625 | 0.011625 | 0.011625 | 0.011625 | 0.011625 | 0.011625 | 0.011625 | 0.011625 | 0.011625 | 0.011625 | 0.011625 | 0.011625 | 0.011625 | 428.0498 | 13272.4271 | 0.0012946 | 54112.5826 | 30661.3938 | 68.7929 | 1215.4924 | 13700.4769 | 1284.2854 | 12416.1915 | -18245.2023 | FALSE
| 60774422 | BAN009 | BAN | 22KV | 2419.19 | 6 | 44753.327 | 14.29% | Three phase | 97.13 | 0.022519 | 0.02448 | 0.02662 | 0.028955 | 0.031504 | 0.034287 | 0.037325 | 0.040644 | 0.044268 | 0.048226 | 0.052551 | 0.057276 | 0.06244 | 0.068084 | 0.074253 | 0.079288 | 0.079288 | 0.079288 | 0.079288 | 0.079288 | 1.3273 | 1.3327 | 1.3423 | 1.3537 | 1.3524 | 1.3549 | 1.3683 | 1.3869 | 1.3919 | 1.3919 | 1.3919 | 1.3919 | 1.3919 | 1.3919 | 1.3919 | 1.3919 | 1.3919 | 1.3919 | 1.3919 | 1.3919 | 43307.7781 | 197656.9879 | 0.0025894 | 234975.9247 | 133142.5895 | 2299.0225 | 10557.1103 | 240964.7659 | 12856.1329 | 228108.6331 | 94966.0436 | TRUE
| 60774426 | BAS011 | BAS | 22KV | 371.62 | 43 | 37239.5893 | 2.273% | Three phase | 97.13 | 0.0035296 | 0.0038331 | 0.0041639 | 0.0045245 | 0.0049176 | 0.0053464 | 0.005814 | 0.006324 | 0.0068805 | 0.0074876 | 0.0081502 | 0.0088733 | 0.0096626 | 0.010524 | 0.011465 | 0.01218 | 0.01218 | 0.01218 | 0.01218 | 0.01218 | 0.42989 | 0.26061 | 0.26702 | 0.27275 | 0.27636 | 0.28043 | 0.28698 | 0.29398 | 0.2983 | 0.2983 | 0.2983 | 0.2983 | 0.2983 | 0.2983 | 0.2983 | 0.2983 | 0.2983 | 0.2983 | 0.2983 | 0.2983 | 1200.4176 | 4702.1914 | 0.00039777 | 36095.4506 | 20452.4858 | 63.8329 | 249.1169 | 5902.6091 | 312.9498 | 5589.6593 | -14862.8265 | FALSE
| 60774742 | BAN009 | BAN | 22KV | 336.34 | 6 | 44753.327 | 14.29% | Three phase | 97.13 | 0.0031476 | 0.0033935 | 0.0036596 | 0.0039475 | 0.0042591 | 0.0045962 | 0.0049611 | 0.0053561 | 0.0057837 | 0.0062467 | 0.0067481 | 0.0072911 | 0.0078792 | 0.0085163 | 0.0092064 | 0.0099541 | 0.010764 | 0.011023 | 0.011023 | 0.011023 | 1.3273 | 1.3327 | 1.3423 | 1.3537 | 1.3524 | 1.3549 | 1.3683 | 1.3869 | 1.3919 | 1.3919 | 1.3919 | 1.3919 | 1.3919 | 1.3919 | 1.3919 | 1.3919 | 1.3919 | 1.3919 | 1.3919 | 1.3919 | 5724.5172 | 3633.4085 | 0.00036001 | 32668.7042 | 18510.815 | 319.6331 | 204.062 | 9357.9257 | 523.6951 | 8834.2306 | -9676.5844 | FALSE
| 60776643 | CLC006 | CLC | 22KV | 1628.27 | 15 | 44906.1835 | 6.25% | Three phase | 97.13 | 0.019459 | 0.020936 | 0.022529 | 0.024248 | 0.026104 | 0.028107 | 0.030269 | 0.032603 | 0.035124 | 0.037845 | 0.040785 | 0.043959 | 0.047388 | 0.051093 | 0.053366 | 0.053366 | 0.053366 | 0.053366 | 0.053366 | 0.053366 | 0.66863 | 0.6695 | 0.67163 | 0.672 | 0.67075 | 0.67063 | 0.67356 | 0.6765 | 0.67688 | 0.67688 | 0.67688 | 0.67688 | 0.67688 | 0.67688 | 0.67688 | 0.67688 | 0.67688 | 0.67688 | 0.67688 | 0.67688 | 16051.1319 | 100468.933 | 0.0017428 | 158153.8651 | 89613.5005 | 763.026 | 4782.5327 | 116520.0649 | 5545.5587 | 110974.5062 | 21361.0058 | TRUE
| 60778824 | BAS011 | BAS | 22KV | 1443.69 | 43 | 37239.5893 | 2.273% | Three phase | 97.13 | 0.013594 | 0.014864 | 0.016258 | 0.017789 | 0.01947 | 0.021317 | 0.023345 | 0.025574 | 0.028024 | 0.030717 | 0.033676 | 0.036931 | 0.040509 | 0.044445 | 0.047317 | 0.047317 | 0.047317 | 0.047317 | 0.047317 | 0.047317 | 0.42989 | 0.26061 | 0.26702 | 0.27275 | 0.27636 | 0.28043 | 0.28698 | 0.29398 | 0.2983 | 0.2983 | 0.2983 | 0.2983 | 0.2983 | 0.2983 | 0.2983 | 0.2983 | 0.2983 | 0.2983 | 0.2983 | 0.2983 | 4809.7591 | 73208.5864 | 0.0015453 | 140225.6097 | 79454.9519 | 247.9814 | 3759.6983 | 78018.3455 | 4007.6798 | 74010.6657 | -5444.2862 | FALSE
| 60778829 | BAS011 | BAS | 22KV | 809.93 | 43 | 37239.5893 | 2.273% | Three phase | 97.13 | 0.0076263 | 0.0083389 | 0.0091211 | 0.0099799 | 0.010923 | 0.011959 | 0.013097 | 0.014348 | 0.015722 | 0.017232 | 0.018893 | 0.020719 | 0.022726 | 0.024934 | 0.026545 | 0.026545 | 0.026545 | 0.026545 | 0.026545 | 0.026545 | 0.42989 | 0.26061 | 0.26702 | 0.27275 | 0.27636 | 0.28043 | 0.28698 | 0.29398 | 0.2983 | 0.2983 | 0.2983 | 0.2983 | 0.2983 | 0.2983 | 0.2983 | 0.2983 | 0.2983 | 0.2983 | 0.2983 | 0.2983 | 2698.3412 | 23041.4123 | 0.00086692 | 78668.5009 | 44575.3238 | 139.121 | 1183.3142 | 25739.7535 | 1322.4352 | 24417.3183 | -20158.0055 | FALSE
| 60779058 | WIN011 | WIN | 22KV | 2796.07 | 12 | 36385.0727 | 7.692% | Covered | 390 | 0.035021 | 0.037898 | 0.04102 | 0.04441 | 0.04809 | 0.052087 | 0.056427 | 0.061141 | 0.066262 | 0.071825 | 0.07787 | 0.084439 | 0.091577 | 0.091641 | 0.091641 | 0.091641 | 0.091641 | 0.091641 | 0.091641 | 0.091641 | 0.34723 | 0.35015 | 0.35531 | 0.35785 | 0.35885 | 0.36123 | 0.36615 | 0.371 | 0.37038 | 0.37038 | 0.37038 | 0.37038 | 0.37038 | 0.37038 | 0.37038 | 0.37038 | 0.37038 | 0.37038 | 0.37038 | 0.37038 | 12812.9457 | 1256915.2871 | 0.0029928 | 1090467.3 | 617883.0459 | 573.664 | 56625.5457 | 1269728.2329 | 57199.2097 | 1212529.0231 | 594645.9773 | TRUE
| 60779496 | BAN009 | BAN | 22KV | 1511.68 | 6 | 44753.327 | 14.29% | Single phase | 44.74 | 0.015822 | 0.016996 | 0.018261 | 0.019624 | 0.021093 | 0.022676 | 0.024383 | 0.026223 | 0.028206 | 0.030345 | 0.032652 | 0.03514 | 0.037824 | 0.040719 | 0.043842 | 0.047211 | 0.049545 | 0.049545 | 0.049545 | 0.049545 | 1.3273 | 1.3327 | 1.3423 | 1.3537 | 1.3524 | 1.3549 | 1.3683 | 1.3869 | 1.3919 | 1.3919 | 1.3919 | 1.3919 | 1.3919 | 1.3919 | 1.3919 | 1.3919 | 1.3919 | 1.3919 | 1.3919 | 1.3919 | 27356.8378 | 35959.7945 | 0.0016181 | 67632.5632 | 38322.1158 | 1436.5909 | 1898.7484 | 63316.6323 | 3335.3394 | 59981.2929 | 21659.1771 | TRUE
| 60785726 | CLC003 | CLC | 22KV | 643.01 | 26 | 44906.1835 | 3.704% | Single phase | 44.74 | 0.0083258 | 0.009162 | 0.010086 | 0.011106 | 0.012233 | 0.013479 | 0.014856 | 0.016378 | 0.018061 | 0.019922 | 0.021075 | 0.021075 | 0.021075 | 0.021075 | 0.021075 | 0.021075 | 0.021075 | 0.021075 | 0.021075 | 0.021075 | 0.23826 | 0.24185 | 0.247 | 0.25026 | 0.25189 | 0.25526 | 0.26056 | 0.26574 | 0.26674 | 0.26674 | 0.26674 | 0.26674 | 0.26674 | 0.26674 | 0.26674 | 0.26674 | 0.26674 | 0.26674 | 0.26674 | 0.26674 | 2779.4798 | 8161.2658 | 0.00068826 | 28768.2674 | 16300.7407 | 115.7312 | 343.5446 | 10940.7456 | 459.2758 | 10481.4698 | -5819.2709 | FALSE
| 60785858 | CLC003 | CLC | 22KV | 315.32 | 26 | 44906.1835 | 3.704% | Single phase | 44.74 | 0.0040828 | 0.0044929 | 0.0049458 | 0.0054461 | 0.0059989 | 0.0066097 | 0.007285 | 0.0080314 | 0.0088567 | 0.0097694 | 0.010335 | 0.010335 | 0.010335 | 0.010335 | 0.010335 | 0.010335 | 0.010335 | 0.010335 | 0.010335 | 0.010335 | 0.23826 | 0.24185 | 0.247 | 0.25026 | 0.25189 | 0.25526 | 0.26056 | 0.26574 | 0.26674 | 0.26674 | 0.26674 | 0.26674 | 0.26674 | 0.26674 | 0.26674 | 0.26674 | 0.26674 | 0.26674 | 0.26674 | 0.26674 | 1363.0046 | 1962.5698 | 0.00033751 | 14107.4168 | 7993.5764 | 56.7524 | 82.6134 | 3325.5743 | 139.3658 | 3186.2085 | -4807.3679 | FALSE
| 60785859 | CLC003 | CLC | 22KV | 684.36 | 26 | 44906.1835 | 3.704% | Single phase | 44.74 | 0.0088612 | 0.0097512 | 0.010734 | 0.01182 | 0.01302 | 0.014346 | 0.015811 | 0.017431 | 0.019222 | 0.021203 | 0.02243 | 0.02243 | 0.02243 | 0.02243 | 0.02243 | 0.02243 | 0.02243 | 0.02243 | 0.02243 | 0.02243 | 0.23826 | 0.24185 | 0.247 | 0.25026 | 0.25189 | 0.25526 | 0.26056 | 0.26574 | 0.26674 | 0.26674 | 0.26674 | 0.26674 | 0.26674 | 0.26674 | 0.26674 | 0.26674 | 0.26674 | 0.26674 | 0.26674 | 0.26674 | 2958.2196 | 9244.6677 | 0.00073252 | 30618.2664 | 17348.9913 | 123.1735 | 389.1499 | 12202.8873 | 512.3234 | 11690.5639 | -5658.4274 | FALSE
| 60785960 | BAN008 | BAN | 22KV | 117.49 | 7 | 44753.327 | 12.5% | Three phase | 97.13 | 0.00087865 | 0.00094362 | 0.0010136 | 0.0010891 | 0.0011705 | 0.0012582 | 0.0013528 | 0.0014548 | 0.0015649 | 0.0016836 | 0.0018116 | 0.0019498 | 0.0020988 | 0.0022597 | 0.0024334 | 0.0026208 | 0.0028232 | 0.0030416 | 0.0032775 | 0.0035322 | 1.0517 | 0.010375 | 0.010375 | 0.01075 | 0.011625 | 0.011625 | 0.011625 | 0.011625 | 0.011625 | 0.011625 | 0.011625 | 0.011625 | 0.011625 | 0.011625 | 0.011625 | 0.011625 | 0.011625 | 0.011625 | 0.011625 | 0.011625 | 53.314 | 348.7906 | 0.00012576 | 11411.8037 | 6466.182 | 6.6826 | 24.9004 | 402.1046 | 31.583 | 370.5216 | -6095.6604 | FALSE
| 60786157 | BAS011 | BAS | 22KV | 335.28 | 43 | 37239.5893 | 2.273% | Three phase | 97.13 | 0.0031517 | 0.0034058 | 0.0036812 | 0.0039799 | 0.0043039 | 0.0046554 | 0.0050367 | 0.0054504 | 0.0058994 | 0.0063868 | 0.0069158 | 0.0074901 | 0.0081136 | 0.0087907 | 0.0095259 | 0.010325 | 0.010989 | 0.010989 | 0.010989 | 0.010989 | 0.42989 | 0.26061 | 0.26702 | 0.27275 | 0.27636 | 0.28043 | 0.28698 | 0.29398 | 0.2983 | 0.2983 | 0.2983 | 0.2983 | 0.2983 | 0.2983 | 0.2983 | 0.2983 | 0.2983 | 0.2983 | 0.2983 | 0.2983 | 1041.9769 | 3681.8021 | 0.00035887 | 32565.7464 | 18452.4768 | 57.5908 | 202.7778 | 4723.7789 | 260.3686 | 4463.4104 | -13989.0665 | FALSE
| 60786158 | BAS011 | BAS | 22KV | 129.55 | 43 | 37239.5893 | 2.273% | Three phase | 97.13 | 0.001619 | 0.00175 | 0.001892 | 0.002046 | 0.002213 | 0.0023941 | 0.0025906 | 0.0028037 | 0.003035 | 0.0032859 | 0.0035583 | 0.0038538 | 0.0041747 | 0.004246 | 0.004246 | 0.004246 | 0.004246 | 0.004246 | 0.004246 | 0.004246 | 0.42989 | 0.26061 | 0.26702 | 0.27275 | 0.27636 | 0.28043 | 0.28698 | 0.29398 | 0.2983 | 0.2983 | 0.2983 | 0.2983 | 0.2983 | 0.2983 | 0.2983 | 0.2983 | 0.2983 | 0.2983 | 0.2983 | 0.2983 | 488.972 | 667.8877 | 0.00013867 | 12583.1915 | 7129.9164 | 22.2527 | 30.2747 | 1156.8597 | 52.5274 | 1104.3323 | -6025.5841 | FALSE
| 60786160 | BAS011 | BAS | 22KV | 52.99 | 43 | 37239.5893 | 2.273% | Three phase | 97.13 | 0.00066222 | 0.0007158 | 0.00077389 | 0.00083687 | 0.00090518 | 0.00097927 | 0.0010596 | 0.0011468 | 0.0012414 | 0.0013441 | 0.0014554 | 0.0015763 | 0.0017076 | 0.0017367 | 0.0017367 | 0.0017367 | 0.0017367 | 0.0017367 | 0.0017367 | 0.0017367 | 0.42989 | 0.26061 | 0.26702 | 0.27275 | 0.27636 | 0.28043 | 0.28698 | 0.29398 | 0.2983 | 0.2983 | 0.2983 | 0.2983 | 0.2983 | 0.2983 | 0.2983 | 0.2983 | 0.2983 | 0.2983 | 0.2983 | 0.2983 | 200.0048 | 111.742 | 5.6719e-05 | 5146.9187 | 2916.3587 | 9.102 | 5.0652 | 311.7468 | 14.1672 | 297.5796 | -2618.7791 | FALSE
| 60786166 | BAS011 | BAS | 22KV | 137.94 | 43 | 37239.5893 | 2.273% | Three phase | 97.13 | 0.0017238 | 0.0018633 | 0.0020145 | 0.0021785 | 0.0023563 | 0.0025492 | 0.0027584 | 0.0029853 | 0.0032316 | 0.0034987 | 0.0037887 | 0.0041034 | 0.004445 | 0.004521 | 0.004521 | 0.004521 | 0.004521 | 0.004521 | 0.004521 | 0.004521 | 0.42989 | 0.26061 | 0.26702 | 0.27275 | 0.27636 | 0.28043 | 0.28698 | 0.29398 | 0.2983 | 0.2983 | 0.2983 | 0.2983 | 0.2983 | 0.2983 | 0.2983 | 0.2983 | 0.2983 | 0.2983 | 0.2983 | 0.2983 | 520.6391 | 757.1973 | 0.00014765 | 13398.1122 | 7591.6686 | 23.6938 | 34.323 | 1277.8364 | 58.0169 | 1219.8196 | -6371.849 | FALSE
| 60786418 | CLC013 | CLC | 22KV | 637.1 | 15 | 44906.1835 | 6.25% | Single phase | 44.74 | 0.0053087 | 0.0057774 | 0.0062895 | 0.0068491 | 0.0074607 | 0.0081294 | 0.0088605 | 0.00966 | 0.010534 | 0.011491 | 0.012538 | 0.013683 | 0.014936 | 0.016308 | 0.017809 | 0.019453 | 0.020881 | 0.020881 | 0.020881 | 0.020881 | 0.43625 | 0.44194 | 0.45131 | 0.45725 | 0.46119 | 0.46906 | 0.47406 | 0.48275 | 0.48425 | 0.48425 | 0.48425 | 0.48425 | 0.48425 | 0.48425 | 0.48425 | 0.48425 | 0.48425 | 0.48425 | 0.48425 | 0.48425 | 3677.0364 | 5866.3307 | 0.00068193 | 28503.854 | 16150.9182 | 208.8056 | 337.2585 | 9543.3671 | 546.0641 | 8997.3031 | -7153.6151 | FALSE
| 60786419 | CLC013 | CLC | 22KV | 437.17 | 15 | 44906.1835 | 6.25% | Three phase | 97.13 | 0.0055585 | 0.0060608 | 0.0066104 | 0.0072117 | 0.0078697 | 0.00859 | 0.0093784 | 0.010242 | 0.011187 | 0.012222 | 0.013356 | 0.014328 | 0.014328 | 0.014328 | 0.014328 | 0.014328 | 0.014328 | 0.014328 | 0.014328 | 0.014328 | 0.43625 | 0.44194 | 0.45131 | 0.45725 | 0.46119 | 0.46906 | 0.47406 | 0.48275 | 0.48425 | 0.48425 | 0.48425 | 0.48425 | 0.48425 | 0.48425 | 0.48425 | 0.48425 | 0.48425 | 0.48425 | 0.48425 | 0.48425 | 3323.4263 | 7916.8677 | 0.00046793 | 42462.3221 | 24060.0969 | 143.2798 | 344.7512 | 11240.294 | 488.031 | 10752.263 | -13307.8339 | FALSE
| 60786421 | CLC013 | CLC | 22KV | 334.88 | 15 | 44906.1835 | 6.25% | Three phase | 97.13 | 0.0031807 | 0.0034541 | 0.0037522 | 0.0040772 | 0.0044315 | 0.0048178 | 0.0052392 | 0.0056988 | 0.0062002 | 0.0067474 | 0.0073444 | 0.007996 | 0.0087073 | 0.0094838 | 0.010332 | 0.010976 | 0.010976 | 0.010976 | 0.010976 | 0.010976 | 0.43625 | 0.44194 | 0.45131 | 0.45725 | 0.46119 | 0.46906 | 0.47406 | 0.48275 | 0.48425 | 0.48425 | 0.48425 | 0.48425 | 0.48425 | 0.48425 | 0.48425 | 0.48425 | 0.48425 | 0.48425 | 0.48425 | 0.48425 | 2096.0073 | 3818.3925 | 0.00035844 | 32526.8944 | 18430.4624 | 109.7549 | 202.2942 | 5914.3998 | 312.0491 | 5602.3507 | -12828.1117 | FALSE
| 60392539 | BET001 | BETS | 22KV | 55.79 | 4 | 39529.3474 | 20% | Covered | 390 | 0.00051721 | 0.0005564 | 0.0005987 | 0.00064437 | 0.00069366 | 0.00074689 | 0.00080437 | 0.00086644 | 0.00093348 | 0.0010059 | 0.0010842 | 0.0011687 | 0.00126 | 0.0013588 | 0.0014654 | 0.0015808 | 0.0017054 | 0.0018285 | 0.0018285 | 0.0018285 | 2.7412 | 2.7682 | 2.8068 | 2.838 | 2.8592 | 2.8798 | 2.9204 | 2.9668 | 2.995 | 2.995 | 2.995 | 2.995 | 2.995 | 2.995 | 2.995 | 2.995 | 2.995 | 2.995 | 2.995 | 2.995 | 1750.7616 | 391.8714 | 5.9716e-05 | 21758.1 | 12328.6238 | 99.6963 | 22.5439 | 2142.633 | 122.2402 | 2020.3928 | -10308.231 | FALSE
| 60392555 | BET001 | BETS | 22KV | 264.48 | 4 | 39529.3474 | 20% | Three phase | 97.13 | 0.0024554 | 0.0026656 | 0.0028948 | 0.0031445 | 0.0034166 | 0.0037133 | 0.0040368 | 0.0043896 | 0.0047743 | 0.005194 | 0.0056519 | 0.0061514 | 0.0066965 | 0.0072914 | 0.0079408 | 0.0086496 | 0.0086683 | 0.0086683 | 0.0086683 | 0.0086683 | 2.7412 | 2.7682 | 2.8068 | 2.838 | 2.8592 | 2.8798 | 2.9204 | 2.9668 | 2.995 | 2.995 | 2.995 | 2.995 | 2.995 | 2.995 | 2.995 | 2.995 | 2.995 | 2.995 | 2.995 | 2.995 | 8860.5023 | 2340.1778 | 0.00028309 | 25688.9424 | 14555.9266 | 472.6239 | 126.1801 | 11200.6801 | 598.804 | 10601.8761 | -3954.0505 | FALSE
| 60392571 | BET001 | BETS | 22KV | 258.64 | 4 | 39529.3474 | 20% | Three phase | 97.13 | 0.0013811 | 0.0015106 | 0.0016529 | 0.0018095 | 0.0019817 | 0.0021711 | 0.0023796 | 0.0026091 | 0.0028618 | 0.0031401 | 0.0034466 | 0.0037842 | 0.0041563 | 0.0045663 | 0.0050183 | 0.0055165 | 0.0060659 | 0.0066718 | 0.00734 | 0.0080772 | 2.7412 | 2.7682 | 2.8068 | 2.838 | 2.8592 | 2.8798 | 2.9204 | 2.9668 | 2.995 | 2.995 | 2.995 | 2.995 | 2.995 | 2.995 | 2.995 | 2.995 | 2.995 | 2.995 | 2.995 | 2.995 | 5804.0891 | 1496.4657 | 0.00027684 | 25121.7032 | 14234.5162 | 462.1879 | 120.6692 | 7300.5548 | 582.8571 | 6717.6977 | -7516.8185 | FALSE
| 60392573 | BET001 | BETS | 22KV | 511.08 | 4 | 39529.3474 | 20% | Three phase | 97.13 | 0.0047828 | 0.0051566 | 0.005561 | 0.0059984 | 0.0064718 | 0.0069841 | 0.0075386 | 0.0081388 | 0.0087886 | 0.0094921 | 0.010254 | 0.011079 | 0.011973 | 0.012941 | 0.013989 | 0.015126 | 0.016357 | 0.016751 | 0.016751 | 0.016751 | 2.7412 | 2.7682 | 2.8068 | 2.838 | 2.8592 | 2.8798 | 2.9204 | 2.9668 | 2.995 | 2.995 | 2.995 | 2.995 | 2.995 | 2.995 | 2.995 | 2.995 | 2.995 | 2.995 | 2.995 | 2.995 | 16430.6423 | 8389.4785 | 0.00054704 | 49641.2004 | 28127.8092 | 913.2964 | 471.1757 | 24820.1208 | 1384.4721 | 23435.6487 | -4692.1604 | FALSE
| 60392583 | BET001 | BETS | 22KV | 2087.78 | 4 | 39529.3474 | 20% | Three phase | 97.13 | 0.018459 | 0.019826 | 0.0213 | 0.022888 | 0.024599 | 0.026445 | 0.028434 | 0.030579 | 0.032893 | 0.035387 | 0.038078 | 0.040981 | 0.044113 | 0.047492 | 0.051138 | 0.055072 | 0.059319 | 0.063902 | 0.068427 | 0.068427 | 2.7412 | 2.7682 | 2.8068 | 2.838 | 2.8592 | 2.8798 | 2.9204 | 2.9668 | 2.995 | 2.995 | 2.995 | 2.995 | 2.995 | 2.995 | 2.995 | 2.995 | 2.995 | 2.995 | 2.995 | 2.995 | 62062.2044 | 129472.6868 | 0.0022347 | 202786.0714 | 114903.1021 | 3730.8482 | 7862.7518 | 191534.8912 | 11593.6 | 179941.2912 | 65038.1891 | TRUE
| 60392601 | BET001 | BETS | 22KV | 3298.59 | 4 | 39529.3474 | 20% | Covered | 390 | 0.026227 | 0.02816 | 0.030243 | 0.032488 | 0.034906 | 0.037513 | 0.040323 | 0.043353 | 0.046619 | 0.050142 | 0.05394 | 0.058037 | 0.062457 | 0.067224 | 0.072368 | 0.077918 | 0.083907 | 0.090371 | 0.097347 | 0.10488 | 2.7412 | 2.7682 | 2.8068 | 2.838 | 2.8592 | 2.8798 | 2.9204 | 2.9668 | 2.995 | 2.995 | 2.995 | 2.995 | 2.995 | 2.995 | 2.995 | 2.995 | 2.995 | 2.995 | 2.995 | 2.995 | 88436.3973 | 1170342.631 | 0.0035307 | 1286450.1 | 728931.2629 | 5894.5572 | 78808.4883 | 1258779.0283 | 84703.0455 | 1174075.9828 | 445144.7199 | TRUE
| 60392602 | BET001 | BETS | 22KV | 3659.59 | 4 | 39529.3474 | 20% | Covered | 390 | 0.029097 | 0.031242 | 0.033553 | 0.036043 | 0.038727 | 0.041619 | 0.044736 | 0.048098 | 0.051721 | 0.055629 | 0.059844 | 0.064389 | 0.069292 | 0.074581 | 0.080288 | 0.086445 | 0.09309 | 0.10026 | 0.108 | 0.11635 | 2.7412 | 2.7682 | 2.8068 | 2.838 | 2.8592 | 2.8798 | 2.9204 | 2.9668 | 2.995 | 2.995 | 2.995 | 2.995 | 2.995 | 2.995 | 2.995 | 2.995 | 2.995 | 2.995 | 2.995 | 2.995 | 98114.9386 | 1440526.3716 | 0.0039171 | 1427240.1 | 808706.0109 | 6539.6617 | 97002.1109 | 1538641.3101 | 103541.7726 | 1435099.5376 | 626393.5267 | TRUE
| 60392611 | BET001 | BETS | 22KV | 72 | 4 | 39529.3474 | 20% | Three phase | 97.13 | 0.00053499 | 0.00058553 | 0.00064109 | 0.00070219 | 0.00076939 | 0.00084332 | 0.00092466 | 0.0010142 | 0.0011127 | 0.0012212 | 0.0013406 | 0.0014722 | 0.0016171 | 0.0017767 | 0.0019526 | 0.0021464 | 0.0023598 | 0.0023598 | 0.0023598 | 0.0023598 | 2.7412 | 2.7682 | 2.8068 | 2.838 | 2.8592 | 2.8798 | 2.9204 | 2.9668 | 2.995 | 2.995 | 2.995 | 2.995 | 2.995 | 2.995 | 2.995 | 2.995 | 2.995 | 2.995 | 2.995 | 2.995 | 2162.9374 | 155.3225 | 7.7066e-05 | 6993.36 | 3962.5934 | 128.6635 | 9.3513 | 2318.2599 | 138.0148 | 2180.2452 | -1782.3483 | FALSE
| 60392615 | BET001 | BETS | 22KV | 52.39 | 4 | 39529.3474 | 20% | Three phase | 97.13 | 0.00064925 | 0.00069881 | 0.00075231 | 0.00081007 | 0.00087242 | 0.00093976 | 0.0010125 | 0.001091 | 0.0011759 | 0.0012675 | 0.0013665 | 0.0014735 | 0.0015891 | 0.001714 | 0.0017171 | 0.0017171 | 0.0017171 | 0.0017171 | 0.0017171 | 0.0017171 | 2.7412 | 2.7682 | 2.8068 | 2.838 | 2.8592 | 2.8798 | 2.9204 | 2.9668 | 2.995 | 2.995 | 2.995 | 2.995 | 2.995 | 2.995 | 2.995 | 2.995 | 2.995 | 2.995 | 2.995 | 2.995 | 2037.283 | 106.7726 | 5.6077e-05 | 5088.6407 | 2883.3371 | 93.6206 | 4.9511 | 2144.0556 | 98.5717 | 2045.4839 | -837.8532 | FALSE
| 60392616 | BET001 | BETS | 22KV | 161.83 | 4 | 39529.3474 | 20% | Three phase | 97.13 | 0.0020055 | 0.0021586 | 0.0023238 | 0.0025023 | 0.0026949 | 0.0029029 | 0.0031275 | 0.0033701 | 0.0036321 | 0.0039152 | 0.0042211 | 0.0045515 | 0.0049086 | 0.0052945 | 0.0053039 | 0.0053039 | 0.0053039 | 0.0053039 | 0.0053039 | 0.0053039 | 2.7412 | 2.7682 | 2.8068 | 2.838 | 2.8592 | 2.8798 | 2.9204 | 2.9668 | 2.995 | 2.995 | 2.995 | 2.995 | 2.995 | 2.995 | 2.995 | 2.995 | 2.995 | 2.995 | 2.995 | 2.995 | 6293.0618 | 1018.7812 | 0.00017322 | 15718.5479 | 8906.4791 | 289.1891 | 47.2414 | 7311.843 | 336.4305 | 6975.4125 | -1931.0666 | FALSE
| 60392640 | BET001 | BETS | 22KV | 305.31 | 4 | 39529.3474 | 20% | Three phase | 97.13 | 0.0028419 | 0.0030895 | 0.0033595 | 0.0036542 | 0.0039759 | 0.0043271 | 0.0047106 | 0.0051294 | 0.0055867 | 0.0060863 | 0.0066321 | 0.0072285 | 0.0078802 | 0.0085924 | 0.009371 | 0.010006 | 0.010006 | 0.010006 | 0.010006 | 0.010006 | 2.7412 | 2.7682 | 2.8068 | 2.838 | 2.8592 | 2.8798 | 2.9204 | 2.9668 | 2.995 | 2.995 | 2.995 | 2.995 | 2.995 | 2.995 | 2.995 | 2.995 | 2.995 | 2.995 | 2.995 | 2.995 | 10326.0932 | 3148.1417 | 0.00032679 | 29654.7603 | 16803.0473 | 545.5868 | 168.1462 | 13474.2349 | 713.7331 | 12760.5019 | -4042.5454 | FALSE
| 60392698 | BET001 | BETS | 22KV | 46.62 | 4 | 39529.3474 | 20% | Three phase | 97.13 | 0.00024895 | 0.00027228 | 0.00029794 | 0.00032616 | 0.00035719 | 0.00039134 | 0.00042893 | 0.0004703 | 0.00051585 | 0.000566 | 0.00062125 | 0.00068211 | 0.00074917 | 0.00082308 | 0.00090454 | 0.00099435 | 0.0010934 | 0.0012026 | 0.001323 | 0.0014559 | 2.7412 | 2.7682 | 2.8068 | 2.838 | 2.8592 | 2.8798 | 2.9204 | 2.9668 | 2.995 | 2.995 | 2.995 | 2.995 | 2.995 | 2.995 | 2.995 | 2.995 | 2.995 | 2.995 | 2.995 | 2.995 | 1046.1902 | 48.6206 | 4.9901e-05 | 4528.2006 | 2565.7793 | 83.3096 | 3.9206 | 1094.8108 | 87.2302 | 1007.5806 | -1558.1987 | FALSE
| 60392699 | BET001 | BETS | 22KV | 197.98 | 4 | 39529.3474 | 20% | Three phase | 97.13 | 0.0010572 | 0.0011563 | 0.0012653 | 0.0013851 | 0.0015169 | 0.0016619 | 0.0018215 | 0.0019972 | 0.0021906 | 0.0024036 | 0.0026382 | 0.0028967 | 0.0031815 | 0.0034954 | 0.0038413 | 0.0042227 | 0.0046432 | 0.005107 | 0.0056185 | 0.0061828 | 2.7412 | 2.7682 | 2.8068 | 2.838 | 2.8592 | 2.8798 | 2.9204 | 2.9668 | 2.995 | 2.995 | 2.995 | 2.995 | 2.995 | 2.995 | 2.995 | 2.995 | 2.995 | 2.995 | 2.995 | 2.995 | 4442.8301 | 876.8353 | 0.00021191 | 19229.7974 | 10896.0313 | 353.7889 | 70.7046 | 5319.6653 | 424.4935 | 4895.1719 | -6000.8594 | FALSE
| 60392725 | BET001 | BETS | 22KV | 42.74 | 4 | 39529.3474 | 20% | Three phase | 97.13 | 0.00022823 | 0.00024962 | 0.00027314 | 0.00029901 | 0.00032747 | 0.00035877 | 0.00039323 | 0.00043116 | 0.00047291 | 0.0005189 | 0.00056955 | 0.00062534 | 0.00068682 | 0.00075458 | 0.00082926 | 0.0009116 | 0.0010024 | 0.0011025 | 0.0012129 | 0.0013348 | 2.7412 | 2.7682 | 2.8068 | 2.838 | 2.8592 | 2.8798 | 2.9204 | 2.9668 | 2.995 | 2.995 | 2.995 | 2.995 | 2.995 | 2.995 | 2.995 | 2.995 | 2.995 | 2.995 | 2.995 | 2.995 | 959.1199 | 40.8643 | 4.5747e-05 | 4151.3362 | 2352.2395 | 76.3761 | 3.2951 | 999.9842 | 79.6712 | 920.313 | -1431.9265 | FALSE
| 60392743 | BET001 | BETS | 22KV | 300.65 | 4 | 39529.3474 | 20% | Three phase | 97.13 | 0.0028309 | 0.0030954 | 0.0033858 | 0.0037046 | 0.0040547 | 0.0044392 | 0.0048617 | 0.0053259 | 0.005836 | 0.0063967 | 0.0070131 | 0.0076908 | 0.008436 | 0.0092556 | 0.0098537 | 0.0098537 | 0.0098537 | 0.0098537 | 0.0098537 | 0.0098537 | 2.7412 | 2.7682 | 2.8068 | 2.838 | 2.8592 | 2.8798 | 2.9204 | 2.9668 | 2.995 | 2.995 | 2.995 | 2.995 | 2.995 | 2.995 | 2.995 | 2.995 | 2.995 | 2.995 | 2.995 | 2.995 | 10577.2847 | 3174.9474 | 0.00032181 | 29202.1345 | 16546.5794 | 537.2594 | 163.0525 | 13752.2322 | 700.312 | 13051.9202 | -3494.6592 | FALSE
| 60392744 | BET001 | BETS | 22KV | 45.17 | 4 | 39529.3474 | 20% | Three phase | 97.13 | 0.00042532 | 0.00046506 | 0.00050868 | 0.00055658 | 0.00060918 | 0.00066696 | 0.00073043 | 0.00080017 | 0.00087681 | 0.00096105 | 0.0010537 | 0.0011555 | 0.0012674 | 0.0013906 | 0.0014804 | 0.0014804 | 0.0014804 | 0.0014804 | 0.0014804 | 0.0014804 | 2.7412 | 2.7682 | 2.8068 | 2.838 | 2.8592 | 2.8798 | 2.9204 | 2.9668 | 2.995 | 2.995 | 2.995 | 2.995 | 2.995 | 2.995 | 2.995 | 2.995 | 2.995 | 2.995 | 2.995 | 2.995 | 1589.1434 | 71.6662 | 4.8348e-05 | 4387.3621 | 2485.977 | 80.7185 | 3.6805 | 1660.8095 | 84.399 | 1576.4106 | -909.5664 | FALSE
| 60392795 | BET001 | BETS | 22KV | 406.65 | 4 | 39529.3474 | 20% | Covered | 390 | 0.0030216 | 0.003307 | 0.0036208 | 0.0039659 | 0.0043455 | 0.004763 | 0.0052224 | 0.005728 | 0.0062845 | 0.0068971 | 0.0075718 | 0.0083147 | 0.0091331 | 0.010035 | 0.011028 | 0.012123 | 0.013328 | 0.013328 | 0.013328 | 0.013328 | 2.7412 | 2.7682 | 2.8068 | 2.838 | 2.8592 | 2.8798 | 2.9204 | 2.9668 | 2.995 | 2.995 | 2.995 | 2.995 | 2.995 | 2.995 | 2.995 | 2.995 | 2.995 | 2.995 | 2.995 | 2.995 | 12216.0904 | 19894.0001 | 0.00043526 | 158593.5 | 89862.6074 | 726.6807 | 1197.7271 | 32110.0905 | 1924.4078 | 30185.6827 | -59676.9247 | FALSE
| 60392811 | BET001 | BETS | 22KV | 76.94 | 4 | 39529.3474 | 20% | Three phase | 97.13 | 0.00096953 | 0.0010648 | 0.0011697 | 0.0012854 | 0.001413 | 0.0015537 | 0.0017089 | 0.0018801 | 0.002069 | 0.0022775 | 0.0025075 | 0.0025217 | 0.0025217 | 0.0025217 | 0.0025217 | 0.0025217 | 0.0025217 | 0.0025217 | 0.0025217 | 0.0025217 | 2.7412 | 2.7682 | 2.8068 | 2.838 | 2.8592 | 2.8798 | 2.9204 | 2.9668 | 2.995 | 2.995 | 2.995 | 2.995 | 2.995 | 2.995 | 2.995 | 2.995 | 2.995 | 2.995 | 2.995 | 2.995 | 3238.9467 | 249.2583 | 8.2354e-05 | 7473.1822 | 4234.4714 | 137.4912 | 10.6785 | 3488.205 | 148.1697 | 3340.0353 | -894.4361 | FALSE
| 60392818 | BET001 | BETS | 22KV | 268.66 | 4 | 39529.3474 | 20% | Covered | 390 | 0.0018488 | 0.0019854 | 0.0021326 | 0.0022913 | 0.0024623 | 0.0026468 | 0.0028457 | 0.0030603 | 0.0032917 | 0.0035414 | 0.0038107 | 0.0041014 | 0.0044151 | 0.0047537 | 0.0051191 | 0.0055136 | 0.0059396 | 0.0063995 | 0.0068962 | 0.0074326 | 2.7412 | 2.7682 | 2.8068 | 2.838 | 2.8592 | 2.8798 | 2.9204 | 2.9668 | 2.995 | 2.995 | 2.995 | 2.995 | 2.995 | 2.995 | 2.995 | 2.995 | 2.995 | 2.995 | 2.995 | 2.995 | 6250.8031 | 6737.1825 | 0.00028756 | 104777.4 | 59369.2072 | 480.0935 | 522.7841 | 12987.9856 | 1002.8776 | 11985.108 | -47384.0991 | FALSE
| 60392824 | BET001 | BETS | 22KV | 1386.31 | 4 | 39529.3474 | 20% | Three phase | 97.13 | 0.011271 | 0.012105 | 0.013004 | 0.013973 | 0.015017 | 0.016143 | 0.017357 | 0.018667 | 0.020079 | 0.021602 | 0.023244 | 0.025017 | 0.026929 | 0.028993 | 0.03122 | 0.033623 | 0.036217 | 0.039018 | 0.042041 | 0.045305 | 2.7412 | 2.7682 | 2.8068 | 2.838 | 2.8592 | 2.8798 | 2.9204 | 2.9668 | 2.995 | 2.995 | 2.995 | 2.995 | 2.995 | 2.995 | 2.995 | 2.995 | 2.995 | 2.995 | 2.995 | 2.995 | 38118.8567 | 52799.2838 | 0.0014839 | 134652.2903 | 76296.985 | 2477.3262 | 3466.7763 | 90918.1405 | 5944.1025 | 84974.038 | 8677.0529 | TRUE
| 60392831 | BET001 | BETS | 22KV | 130.82 | 4 | 39529.3474 | 20% | Three phase | 97.13 | 0.0015816 | 0.0016812 | 0.0017874 | 0.0019005 | 0.0020211 | 0.0021496 | 0.0022866 | 0.0024326 | 0.0025883 | 0.0027543 | 0.0029312 | 0.0031199 | 0.0033211 | 0.0035357 | 0.0037646 | 0.0040087 | 0.004269 | 0.0042876 | 0.0042876 | 0.0042876 | 2.7412 | 2.7682 | 2.8068 | 2.838 | 2.8592 | 2.8798 | 2.9204 | 2.9668 | 2.995 | 2.995 | 2.995 | 2.995 | 2.995 | 2.995 | 2.995 | 2.995 | 2.995 | 2.995 | 2.995 | 2.995 | 4658.8494 | 610.0023 | 0.00014003 | 12706.5466 | 7199.8121 | 233.7744 | 30.8712 | 5268.8518 | 264.6456 | 5004.2062 | -2195.606 | FALSE
| 60392861 | BET001 | BETS | 22KV | 100 | 4 | 39529.3474 | 20% | Covered | 390 | 0.00092706 | 0.00099731 | 0.0010731 | 0.001155 | 0.0012433 | 0.0013388 | 0.0014418 | 0.001553 | 0.0016732 | 0.001803 | 0.0019433 | 0.0020948 | 0.0022585 | 0.0024355 | 0.0026267 | 0.0028334 | 0.0030569 | 0.0032775 | 0.0032775 | 0.0032775 | 2.7412 | 2.7682 | 2.8068 | 2.838 | 2.8592 | 2.8798 | 2.9204 | 2.9668 | 2.995 | 2.995 | 2.995 | 2.995 | 2.995 | 2.995 | 2.995 | 2.995 | 2.995 | 2.995 | 2.995 | 2.995 | 3138.128 | 1259.015 | 0.00010704 | 39000 | 22098.2681 | 178.6993 | 72.4296 | 4397.1429 | 251.1289 | 4146.014 | -17952.2541 | FALSE
| 60392862 | BET001 | BETS | 22KV | 248.77 | 4 | 39529.3474 | 20% | Covered | 390 | 0.0023062 | 0.002481 | 0.0026696 | 0.0028733 | 0.0030931 | 0.0033304 | 0.0035867 | 0.0038635 | 0.0041624 | 0.0044854 | 0.0048343 | 0.0052112 | 0.0056186 | 0.0060587 | 0.0065345 | 0.0070487 | 0.0076046 | 0.0081534 | 0.0081534 | 0.0081534 | 2.7412 | 2.7682 | 2.8068 | 2.838 | 2.8592 | 2.8798 | 2.9204 | 2.9668 | 2.995 | 2.995 | 2.995 | 2.995 | 2.995 | 2.995 | 2.995 | 2.995 | 2.995 | 2.995 | 2.995 | 2.995 | 7806.7209 | 7791.6046 | 0.00026628 | 97020.3 | 54973.8616 | 444.5502 | 448.2418 | 15598.3255 | 892.792 | 14705.5335 | -40268.3281 | FALSE
| 60392870 | BET001 | BETS | 22KV | 236.47 | 4 | 39529.3474 | 20% | Three phase | 97.13 | 0.0018786 | 0.0020653 | 0.0022714 | 0.0024991 | 0.0027507 | 0.0030287 | 0.003336 | 0.0036758 | 0.0040515 | 0.0044671 | 0.0049268 | 0.0054354 | 0.0059982 | 0.0066212 | 0.0073108 | 0.0077502 | 0.0077502 | 0.0077502 | 0.0077502 | 0.0077502 | 2.7412 | 2.7682 | 2.8068 | 2.838 | 2.8592 | 2.8798 | 2.9204 | 2.9668 | 2.995 | 2.995 | 2.995 | 2.995 | 2.995 | 2.995 | 2.995 | 2.995 | 2.995 | 2.995 | 2.995 | 2.995 | 7662.2173 | 1807.1981 | 0.00025311 | 22968.3311 | 13014.3677 | 422.5702 | 100.8689 | 9469.4153 | 523.4391 | 8945.9762 | -4068.3915 | FALSE
| 60392876 | BET001 | BETS | 22KV | 14.2 | 4 | 39529.3474 | 20% | Three phase | 97.13 | 7.5826e-05 | 8.2934e-05 | 9.0749e-05 | 9.9344e-05 | 0.0001088 | 0.0001192 | 0.00013065 | 0.00014325 | 0.00015712 | 0.0001724 | 0.00018923 | 0.00020776 | 0.00022819 | 0.0002507 | 0.00027552 | 0.00030287 | 0.00033303 | 0.0003663 | 0.00040299 | 0.00044346 | 2.7412 | 2.7682 | 2.8068 | 2.838 | 2.8592 | 2.8798 | 2.9204 | 2.9668 | 2.995 | 2.995 | 2.995 | 2.995 | 2.995 | 2.995 | 2.995 | 2.995 | 2.995 | 2.995 | 2.995 | 2.995 | 318.6594 | 4.5108 | 1.5199e-05 | 1379.246 | 781.5115 | 25.3753 | 0.36373 | 323.1702 | 25.739 | 297.4311 | -484.0803 | FALSE
| 60392877 | BET001 | BETS | 22KV | 170.1 | 4 | 39529.3474 | 20% | Three phase | 97.13 | 0.00090831 | 0.00099346 | 0.0010871 | 0.00119 | 0.0013033 | 0.0014279 | 0.001565 | 0.0017159 | 0.0018821 | 0.0020651 | 0.0022667 | 0.0024888 | 0.0027335 | 0.0030031 | 0.0033004 | 0.0036281 | 0.0039894 | 0.0043878 | 0.0048273 | 0.0053121 | 2.7412 | 2.7682 | 2.8068 | 2.838 | 2.8592 | 2.8798 | 2.9204 | 2.9668 | 2.995 | 2.995 | 2.995 | 2.995 | 2.995 | 2.995 | 2.995 | 2.995 | 2.995 | 2.995 | 2.995 | 2.995 | 3817.1805 | 647.2678 | 0.00018207 | 16521.813 | 9361.627 | 303.9675 | 52.1932 | 4464.4483 | 356.1607 | 4108.2876 | -5253.3394 | FALSE
| 60392881 | BET001 | BETS | 22KV | 2233.41 | 4 | 39529.3474 | 20% | Covered | 390 | 0.023375 | 0.02511 | 0.026979 | 0.028993 | 0.031163 | 0.033502 | 0.036024 | 0.038742 | 0.041673 | 0.044833 | 0.048242 | 0.051918 | 0.055882 | 0.060159 | 0.064773 | 0.069751 | 0.073199 | 0.073199 | 0.073199 | 0.073199 | 2.7412 | 2.7682 | 2.8068 | 2.838 | 2.8592 | 2.8798 | 2.9204 | 2.9668 | 2.995 | 2.995 | 2.995 | 2.995 | 2.995 | 2.995 | 2.995 | 2.995 | 2.995 | 2.995 | 2.995 | 2.995 | 76324.756 | 684231.41 | 0.0023906 | 871029.9 | 493544.9304 | 3991.088 | 36128.7748 | 760556.1659 | 40119.8628 | 720436.3031 | 226891.3728 | TRUE
| 60392896 | BET001 | BETS | 22KV | 373.63 | 4 | 39529.3474 | 20% | Three phase | 97.13 | 0.0034779 | 0.0037808 | 0.0041113 | 0.004472 | 0.0048657 | 0.0052954 | 0.0057647 | 0.0062772 | 0.0068369 | 0.0074482 | 0.0081162 | 0.008846 | 0.0096435 | 0.010515 | 0.011468 | 0.012246 | 0.012246 | 0.012246 | 0.012246 | 0.012246 | 2.7412 | 2.7682 | 2.8068 | 2.838 | 2.8592 | 2.8798 | 2.9204 | 2.9668 | 2.995 | 2.995 | 2.995 | 2.995 | 2.995 | 2.995 | 2.995 | 2.995 | 2.995 | 2.995 | 2.995 | 2.995 | 12636.7895 | 4714.7177 | 0.00039992 | 36290.6819 | 20563.1082 | 667.6742 | 251.8191 | 17351.5072 | 919.4932 | 16432.014 | -4131.0942 | FALSE
| 60392933 | BET001 | BETS | 22KV | 1521.48 | 4 | 39529.3474 | 20% | Single phase | 44.74 | 0.012969 | 0.013951 | 0.015011 | 0.016156 | 0.017391 | 0.018726 | 0.020167 | 0.021723 | 0.023405 | 0.025221 | 0.027184 | 0.029305 | 0.031597 | 0.034074 | 0.036752 | 0.039647 | 0.042777 | 0.046161 | 0.04982 | 0.049866 | 2.7412 | 2.7682 | 2.8068 | 2.838 | 2.8592 | 2.8798 | 2.9204 | 2.9668 | 2.995 | 2.995 | 2.995 | 2.995 | 2.995 | 2.995 | 2.995 | 2.995 | 2.995 | 2.995 | 2.995 | 2.995 | 44412.9101 | 31095.1622 | 0.0016285 | 68071.0152 | 38570.5525 | 2718.8741 | 1923.4468 | 75508.0723 | 4642.3209 | 70865.7513 | 32295.1989 | TRUE
| 60392941 | BET001 | BETS | 22KV | 221.16 | 4 | 39529.3474 | 20% | Three phase | 97.13 | 0.0011919 | 0.0012746 | 0.0013633 | 0.0014586 | 0.001561 | 0.0016709 | 0.001789 | 0.0019158 | 0.002052 | 0.0021985 | 0.0023558 | 0.0025249 | 0.0027067 | 0.0029021 | 0.0031122 | 0.0033382 | 0.0035811 | 0.0038424 | 0.0041234 | 0.0044257 | 2.7412 | 2.7682 | 2.8068 | 2.838 | 2.8592 | 2.8798 | 2.9204 | 2.9668 | 2.995 | 2.995 | 2.995 | 2.995 | 2.995 | 2.995 | 2.995 | 2.995 | 2.995 | 2.995 | 2.995 | 2.995 | 3850.9352 | 851.3841 | 0.00023672 | 21481.2708 | 12171.7662 | 395.2114 | 88.2304 | 4702.3192 | 483.4418 | 4218.8775 | -7952.8887 | FALSE
| 60392961 | BET001 | BETS | 22KV | 4524.11 | 4 | 39529.3474 | 20% | Covered | 390 | 0.039115 | 0.042001 | 0.04511 | 0.04846 | 0.05207 | 0.055961 | 0.060155 | 0.064675 | 0.069549 | 0.074804 | 0.080471 | 0.086582 | 0.093173 | 0.10028 | 0.10795 | 0.11623 | 0.12516 | 0.13479 | 0.14519 | 0.14828 | 2.7412 | 2.7682 | 2.8068 | 2.838 | 2.8592 | 2.8798 | 2.9204 | 2.9668 | 2.995 | 2.995 | 2.995 | 2.995 | 2.995 | 2.995 | 2.995 | 2.995 | 2.995 | 2.995 | 2.995 | 2.995 | 131425.7352 | 2385562.4699 | 0.0048425 | 1764402.9 | 999749.9585 | 8084.5528 | 148245.8801 | 2516988.2051 | 156330.4329 | 2360657.7722 | 1360907.8136 | TRUE
| 60392962 | BET001 | BETS | 22KV | 40.72 | 4 | 39529.3474 | 20% | Three phase | 97.13 | 0.00037804 | 0.00041041 | 0.00044569 | 0.00048413 | 0.00052603 | 0.00057171 | 0.00062152 | 0.00067583 | 0.00073507 | 0.00079968 | 0.00087017 | 0.00094708 | 0.001031 | 0.0011226 | 0.0012226 | 0.0013317 | 0.0013346 | 0.0013346 | 0.0013346 | 0.0013346 | 2.7412 | 2.7682 | 2.8068 | 2.838 | 2.8592 | 2.8798 | 2.9204 | 2.9668 | 2.995 | 2.995 | 2.995 | 2.995 | 2.995 | 2.995 | 2.995 | 2.995 | 2.995 | 2.995 | 2.995 | 2.995 | 1364.185 | 55.4726 | 4.3585e-05 | 3955.1336 | 2241.0667 | 72.7664 | 2.991 | 1419.6576 | 75.7574 | 1343.9003 | -897.1665 | FALSE
| 60392963 | BET001 | BETS | 22KV | 933.31 | 4 | 39529.3474 | 20% | Three phase | 97.13 | 0.0086973 | 0.009357 | 0.010069 | 0.010838 | 0.011668 | 0.012564 | 0.013531 | 0.014576 | 0.015705 | 0.016925 | 0.018243 | 0.019666 | 0.021205 | 0.022868 | 0.024665 | 0.026607 | 0.028707 | 0.030589 | 0.030589 | 0.030589 | 2.7412 | 2.7682 | 2.8068 | 2.838 | 2.8592 | 2.8798 | 2.9204 | 2.9668 | 2.995 | 2.995 | 2.995 | 2.995 | 2.995 | 2.995 | 2.995 | 2.995 | 2.995 | 2.995 | 2.995 | 2.995 | 29424.4169 | 27440.2069 | 0.00099898 | 90652.4003 | 51365.6679 | 1667.8184 | 1571.2921 | 56864.6239 | 3239.1106 | 53625.5133 | 2259.8454 | TRUE
| 60392989 | BET001 | BETS | 22KV | 1594.32 | 4 | 39529.3474 | 20% | Single phase | 44.74 | 0.016687 | 0.017925 | 0.019259 | 0.020696 | 0.022246 | 0.023915 | 0.025715 | 0.027656 | 0.029748 | 0.032004 | 0.034437 | 0.037061 | 0.039892 | 0.042945 | 0.046238 | 0.049792 | 0.052253 | 0.052253 | 0.052253 | 0.052253 | 2.7412 | 2.7682 | 2.8068 | 2.838 | 2.8592 | 2.8798 | 2.9204 | 2.9668 | 2.995 | 2.995 | 2.995 | 2.995 | 2.995 | 2.995 | 2.995 | 2.995 | 2.995 | 2.995 | 2.995 | 2.995 | 54484.4363 | 39998.9375 | 0.0017065 | 71329.8768 | 40417.096 | 2849.0387 | 2112.0232 | 94483.3738 | 4961.0618 | 89522.312 | 49105.216 | TRUE
| 60392991 | BET001 | BETS | 22KV | 22.16 | 4 | 39529.3474 | 20% | Three phase | 97.13 | 0.00011943 | 0.00012771 | 0.0001366 | 0.00014615 | 0.00015641 | 0.00016742 | 0.00017925 | 0.00019196 | 0.00020561 | 0.00022028 | 0.00023605 | 0.000253 | 0.00027121 | 0.00029079 | 0.00031184 | 0.00033448 | 0.00035882 | 0.000385 | 0.00041316 | 0.00044345 | 2.7412 | 2.7682 | 2.8068 | 2.838 | 2.8592 | 2.8798 | 2.9204 | 2.9668 | 2.995 | 2.995 | 2.995 | 2.995 | 2.995 | 2.995 | 2.995 | 2.995 | 2.995 | 2.995 | 2.995 | 2.995 | 385.8597 | 8.5478 | 2.3719e-05 | 2152.4008 | 1219.5982 | 39.5998 | 0.88582 | 394.4074 | 40.4856 | 353.9218 | -865.6764 | FALSE
| 60392994 | BET001 | BETS | 22KV | 24.13 | 4 | 39529.3474 | 20% | Three phase | 97.13 | 0.00022461 | 0.00024417 | 0.00026552 | 0.00028881 | 0.00031424 | 0.00034199 | 0.0003723 | 0.0004054 | 0.00044154 | 0.00048103 | 0.00052416 | 0.0005713 | 0.0006228 | 0.0006791 | 0.00074063 | 0.00079086 | 0.00079086 | 0.00079086 | 0.00079086 | 0.00079086 | 2.7412 | 2.7682 | 2.8068 | 2.838 | 2.8592 | 2.8798 | 2.9204 | 2.9668 | 2.995 | 2.995 | 2.995 | 2.995 | 2.995 | 2.995 | 2.995 | 2.995 | 2.995 | 2.995 | 2.995 | 2.995 | 816.1168 | 19.6647 | 2.5828e-05 | 2343.7469 | 1328.0192 | 43.1201 | 1.0503 | 835.7815 | 44.1705 | 791.6111 | -536.4081 | FALSE
| 60393019 | BET001 | BETS | 22KV | 256.44 | 4 | 39529.3474 | 20% | Three phase | 97.13 | 0.0024301 | 0.0026657 | 0.0029252 | 0.0032111 | 0.0035262 | 0.0038734 | 0.0042562 | 0.0046782 | 0.0051435 | 0.0056567 | 0.0062229 | 0.0068475 | 0.0075368 | 0.0082974 | 0.0084048 | 0.0084048 | 0.0084048 | 0.0084048 | 0.0084048 | 0.0084048 | 2.7412 | 2.7682 | 2.8068 | 2.838 | 2.8592 | 2.8798 | 2.9204 | 2.9668 | 2.995 | 2.995 | 2.995 | 2.995 | 2.995 | 2.995 | 2.995 | 2.995 | 2.995 | 2.995 | 2.995 | 2.995 | 9203.0375 | 2356.0718 | 0.00027448 | 24908.0172 | 14113.437 | 458.2565 | 118.6251 | 11559.1093 | 576.8816 | 10982.2277 | -3131.2093 | FALSE
| 60393020 | BET001 | BETS | 22KV | 27.34 | 4 | 39529.3474 | 20% | Three phase | 97.13 | 0.00025908 | 0.0002842 | 0.00031187 | 0.00034235 | 0.00037594 | 0.00041296 | 0.00045376 | 0.00049875 | 0.00054837 | 0.00060309 | 0.00066345 | 0.00073004 | 0.00080352 | 0.00088462 | 0.00089606 | 0.00089606 | 0.00089606 | 0.00089606 | 0.00089606 | 0.00089606 | 2.7412 | 2.7682 | 2.8068 | 2.838 | 2.8592 | 2.8798 | 2.9204 | 2.9668 | 2.995 | 2.995 | 2.995 | 2.995 | 2.995 | 2.995 | 2.995 | 2.995 | 2.995 | 2.995 | 2.995 | 2.995 | 981.1693 | 26.7802 | 2.9264e-05 | 2655.5342 | 1504.6848 | 48.8564 | 1.3483 | 1007.9495 | 50.2047 | 957.7447 | -546.9401 | FALSE
| 60393025 | BET001 | BETS | 22KV | 1533.02 | 4 | 39529.3474 | 20% | Three phase | 97.13 | 0.015463 | 0.016635 | 0.0179 | 0.019266 | 0.02074 | 0.022331 | 0.02405 | 0.025905 | 0.027909 | 0.030073 | 0.032412 | 0.034937 | 0.037666 | 0.040615 | 0.043802 | 0.047246 | 0.050244 | 0.050244 | 0.050244 | 0.050244 | 2.7412 | 2.7682 | 2.8068 | 2.838 | 2.8592 | 2.8798 | 2.9204 | 2.9668 | 2.995 | 2.995 | 2.995 | 2.995 | 2.995 | 2.995 | 2.995 | 2.995 | 2.995 | 2.995 | 2.995 | 2.995 | 51458.7268 | 78843.465 | 0.0016409 | 148902.2326 | 84371.3195 | 2739.496 | 4239.3644 | 130302.1918 | 6978.8603 | 123323.3314 | 38952.0119 | TRUE
| 60393027 | BET001 | BETS | 22KV | 686.91 | 4 | 39529.3474 | 20% | Covered | 390 | 0.0047271 | 0.0050763 | 0.0054526 | 0.0058583 | 0.0062957 | 0.0067673 | 0.0072759 | 0.0078245 | 0.0084162 | 0.0090545 | 0.0097433 | 0.010486 | 0.011288 | 0.012154 | 0.013089 | 0.014097 | 0.015186 | 0.016362 | 0.017632 | 0.019004 | 2.7412 | 2.7682 | 2.8068 | 2.838 | 2.8592 | 2.8798 | 2.9204 | 2.9668 | 2.995 | 2.995 | 2.995 | 2.995 | 2.995 | 2.995 | 2.995 | 2.995 | 2.995 | 2.995 | 2.995 | 2.995 | 15982.056 | 44042.5008 | 0.00073525 | 267894.9 | 151795.2137 | 1227.5034 | 3417.5588 | 60024.5568 | 4645.0622 | 55379.4946 | -96415.719 | FALSE
| 60393062 | BET001 | BETS | 22KV | 25.05 | 4 | 39529.3474 | 20% | Covered | 390 | 0.00020366 | 0.00021873 | 0.00023497 | 0.00025248 | 0.00027136 | 0.0002917 | 0.00031364 | 0.0003373 | 0.00036281 | 0.00039033 | 0.00042002 | 0.00045204 | 0.0004866 | 0.00052388 | 0.00056412 | 0.00060755 | 0.00065443 | 0.00070503 | 0.00075966 | 0.00081864 | 2.7412 | 2.7682 | 2.8068 | 2.838 | 2.8592 | 2.8798 | 2.9204 | 2.9668 | 2.995 | 2.995 | 2.995 | 2.995 | 2.995 | 2.995 | 2.995 | 2.995 | 2.995 | 2.995 | 2.995 | 2.995 | 688.7906 | 69.2204 | 2.6813e-05 | 9769.5 | 5535.6162 | 44.7642 | 4.545 | 758.011 | 49.3092 | 708.7019 | -4826.9143 | FALSE
| 60393066 | BET001 | BETS | 22KV | 592.97 | 4 | 39529.3474 | 20% | Three phase | 97.13 | 0.0062062 | 0.0066667 | 0.0071629 | 0.0076975 | 0.0082737 | 0.0088948 | 0.0095643 | 0.010286 | 0.011064 | 0.011903 | 0.012808 | 0.013784 | 0.014837 | 0.015972 | 0.017197 | 0.018519 | 0.019434 | 0.019434 | 0.019434 | 0.019434 | 2.7412 | 2.7682 | 2.8068 | 2.838 | 2.8592 | 2.8798 | 2.9204 | 2.9668 | 2.995 | 2.995 | 2.995 | 2.995 | 2.995 | 2.995 | 2.995 | 2.995 | 2.995 | 2.995 | 2.995 | 2.995 | 20264.2106 | 12012.1382 | 0.0006347 | 57595.1761 | 32634.7088 | 1059.6332 | 634.2647 | 32276.3488 | 1693.8979 | 30582.4508 | -2052.258 | FALSE
| 60393104 | BET001 | BETS | 22KV | 373.93 | 4 | 39529.3474 | 20% | Covered | 390 | 0.0025733 | 0.0027634 | 0.0029682 | 0.0031891 | 0.0034272 | 0.0036839 | 0.0039608 | 0.0042594 | 0.0045815 | 0.004929 | 0.0053039 | 0.0057085 | 0.0061451 | 0.0066163 | 0.007125 | 0.0076741 | 0.0082669 | 0.0089071 | 0.0095984 | 0.010345 | 2.7412 | 2.7682 | 2.8068 | 2.838 | 2.8592 | 2.8798 | 2.9204 | 2.9668 | 2.995 | 2.995 | 2.995 | 2.995 | 2.995 | 2.995 | 2.995 | 2.995 | 2.995 | 2.995 | 2.995 | 2.995 | 8700.0774 | 13051.2741 | 0.00040024 | 145832.7 | 82632.054 | 668.2103 | 1012.7376 | 21751.3516 | 1680.9479 | 20070.4037 | -62561.6504 | FALSE
| 60393124 | BET001 | BETS | 22KV | 815.62 | 4 | 39529.3474 | 20% | Three phase | 97.13 | 0.0060604 | 0.0066329 | 0.0072623 | 0.0079545 | 0.0087157 | 0.0095531 | 0.010475 | 0.011489 | 0.012605 | 0.013834 | 0.015187 | 0.016677 | 0.018318 | 0.020127 | 0.022119 | 0.024315 | 0.026732 | 0.026732 | 0.026732 | 0.026732 | 2.7412 | 2.7682 | 2.8068 | 2.838 | 2.8592 | 2.8798 | 2.9204 | 2.9668 | 2.995 | 2.995 | 2.995 | 2.995 | 2.995 | 2.995 | 2.995 | 2.995 | 2.995 | 2.995 | 2.995 | 2.995 | 24501.8754 | 19931.7338 | 0.00087301 | 79221.1706 | 44888.4787 | 1457.5072 | 1199.9989 | 44433.6092 | 2657.5061 | 41776.1031 | -3112.3756 | FALSE
| 60393132 | BET001 | BETS | 22KV | 48 | 4 | 39529.3474 | 20% | Three phase | 97.13 | 0.00044466 | 0.00047696 | 0.00051172 | 0.00054912 | 0.00058938 | 0.00063271 | 0.00067935 | 0.00072957 | 0.00078365 | 0.00084188 | 0.00090459 | 0.00097214 | 0.0010449 | 0.0011233 | 0.0012077 | 0.0012987 | 0.0013968 | 0.0015024 | 0.0015732 | 0.0015732 | 2.7412 | 2.7682 | 2.8068 | 2.838 | 2.8592 | 2.8798 | 2.9204 | 2.9668 | 2.995 | 2.995 | 2.995 | 2.995 | 2.995 | 2.995 | 2.995 | 2.995 | 2.995 | 2.995 | 2.995 | 2.995 | 1468.414 | 70.4449 | 5.1378e-05 | 4662.24 | 2641.729 | 85.7757 | 4.1561 | 1538.8589 | 89.9318 | 1448.9271 | -1192.8018 | FALSE
| 60393142 | BET001 | BETS | 22KV | 142.82 | 4 | 39529.3474 | 20% | Three phase | 97.13 | 0.0016959 | 0.0018089 | 0.0019297 | 0.0020589 | 0.0021971 | 0.002345 | 0.0025031 | 0.0026723 | 0.0028533 | 0.0030469 | 0.0032542 | 0.003476 | 0.0037134 | 0.0039674 | 0.0042394 | 0.0045305 | 0.0046809 | 0.0046809 | 0.0046809 | 0.0046809 | 2.7412 | 2.7682 | 2.8068 | 2.838 | 2.8592 | 2.8798 | 2.9204 | 2.9668 | 2.995 | 2.995 | 2.995 | 2.995 | 2.995 | 2.995 | 2.995 | 2.995 | 2.995 | 2.995 | 2.995 | 2.995 | 5129.4466 | 733.0154 | 0.00015287 | 13872.1066 | 7860.2444 | 255.2183 | 36.7945 | 5862.462 | 292.0129 | 5570.4492 | -2289.7952 | FALSE
| 60393143 | BET001 | BETS | 22KV | 205.75 | 4 | 39529.3474 | 20% | Three phase | 97.13 | 0.0024432 | 0.002606 | 0.00278 | 0.0029662 | 0.0031652 | 0.0033782 | 0.003606 | 0.0038497 | 0.0041105 | 0.0043895 | 0.0046881 | 0.0050076 | 0.0053496 | 0.0057156 | 0.0061074 | 0.0065268 | 0.0067434 | 0.0067434 | 0.0067434 | 0.0067434 | 2.7412 | 2.7682 | 2.8068 | 2.838 | 2.8592 | 2.8798 | 2.9204 | 2.9668 | 2.995 | 2.995 | 2.995 | 2.995 | 2.995 | 2.995 | 2.995 | 2.995 | 2.995 | 2.995 | 2.995 | 2.995 | 7389.6067 | 1521.2996 | 0.00022023 | 19984.4975 | 11323.6611 | 367.6738 | 76.3633 | 8910.9063 | 444.0371 | 8466.8692 | -2856.7919 | FALSE
| 60393147 | BET001 | BETS | 22KV | 293.28 | 4 | 39529.3474 | 20% | Covered | 390 | 0.0025578 | 0.0027612 | 0.0029815 | 0.0032203 | 0.003479 | 0.0037595 | 0.0040634 | 0.0043929 | 0.0047502 | 0.0051376 | 0.0055578 | 0.0060135 | 0.0065078 | 0.0070442 | 0.007626 | 0.0082575 | 0.0089427 | 0.0096122 | 0.0096122 | 0.0096122 | 2.7412 | 2.7682 | 2.8068 | 2.838 | 2.8592 | 2.8798 | 2.9204 | 2.9668 | 2.995 | 2.995 | 2.995 | 2.995 | 2.995 | 2.995 | 2.995 | 2.995 | 2.995 | 2.995 | 2.995 | 2.995 | 8998.263 | 10583.1735 | 0.00031392 | 114379.2 | 64809.8008 | 524.0893 | 622.9902 | 19581.4366 | 1147.0795 | 18434.3571 | -46375.4437 | FALSE
| 60393148 | BET001 | BETS | 22KV | 720.28 | 4 | 39529.3474 | 20% | Covered | 390 | 0.0062817 | 0.0067813 | 0.0073225 | 0.0079089 | 0.0085443 | 0.009233 | 0.0099795 | 0.010789 | 0.011666 | 0.012618 | 0.01365 | 0.014769 | 0.015983 | 0.0173 | 0.018729 | 0.02028 | 0.021963 | 0.023607 | 0.023607 | 0.023607 | 2.7412 | 2.7682 | 2.8068 | 2.838 | 2.8592 | 2.8798 | 2.9204 | 2.9668 | 2.995 | 2.995 | 2.995 | 2.995 | 2.995 | 2.995 | 2.995 | 2.995 | 2.995 | 2.995 | 2.995 | 2.995 | 22099.253 | 63834.2462 | 0.00077096 | 280909.2 | 159169.4057 | 1287.1353 | 3757.6734 | 85933.4992 | 5044.8087 | 80888.6905 | -78280.7153 | FALSE
| 60393150 | BET001 | BETS | 22KV | 290.02 | 4 | 39529.3474 | 20% | Covered | 390 | 0.0025641 | 0.0027541 | 0.0029588 | 0.0031794 | 0.0034172 | 0.0036735 | 0.0039499 | 0.0042479 | 0.0045692 | 0.0049158 | 0.0052896 | 0.0056928 | 0.0061279 | 0.0065972 | 0.0071037 | 0.0076503 | 0.0082402 | 0.0088768 | 0.0095053 | 0.0095053 | 2.7412 | 2.7682 | 2.8068 | 2.838 | 2.8592 | 2.8798 | 2.9204 | 2.9668 | 2.995 | 2.995 | 2.995 | 2.995 | 2.995 | 2.995 | 2.995 | 2.995 | 2.995 | 2.995 | 2.995 | 2.995 | 8621.2534 | 10031.7294 | 0.00031043 | 113107.8 | 64089.3972 | 518.2637 | 609.2173 | 18652.9829 | 1127.481 | 17525.5019 | -46563.8954 | FALSE
| 60393164 | BET001 | BETS | 22KV | 22.67 | 4 | 39529.3474 | 20% | Three phase | 97.13 | 0.00012106 | 0.0001324 | 0.00014488 | 0.0001586 | 0.00017369 | 0.0001903 | 0.00020858 | 0.00022869 | 0.00025084 | 0.00027523 | 0.0003021 | 0.00033169 | 0.0003643 | 0.00040024 | 0.00043985 | 0.00048353 | 0.00053168 | 0.00058479 | 0.00064336 | 0.00070797 | 2.7412 | 2.7682 | 2.8068 | 2.838 | 2.8592 | 2.8798 | 2.9204 | 2.9668 | 2.995 | 2.995 | 2.995 | 2.995 | 2.995 | 2.995 | 2.995 | 2.995 | 2.995 | 2.995 | 2.995 | 2.995 | 508.733 | 11.4968 | 2.4265e-05 | 2201.9371 | 1247.6666 | 40.5111 | 0.92706 | 520.2298 | 41.4382 | 478.7916 | -768.8749 | FALSE
| 60393170 | BET001 | BETS | 22KV | 448.44 | 4 | 39529.3474 | 20% | Three phase | 97.13 | 0.005633 | 0.0061763 | 0.0067742 | 0.0074322 | 0.0081566 | 0.0089541 | 0.0098322 | 0.010799 | 0.011865 | 0.013038 | 0.014331 | 0.014698 | 0.014698 | 0.014698 | 0.014698 | 0.014698 | 0.014698 | 0.014698 | 0.014698 | 0.014698 | 2.7412 | 2.7682 | 2.8068 | 2.838 | 2.8592 | 2.8798 | 2.9204 | 2.9668 | 2.995 | 2.995 | 2.995 | 2.995 | 2.995 | 2.995 | 2.995 | 2.995 | 2.995 | 2.995 | 2.995 | 2.995 | 18758.5784 | 8413.766 | 0.00048 | 43556.9772 | 24680.3529 | 801.3591 | 362.7553 | 27172.3444 | 1164.1145 | 26008.2299 | 1327.8771 | TRUE
| 60393210 | BET001 | BETS | 22KV | 3665.75 | 4 | 39529.3474 | 20% | Three phase | 97.13 | 0.03241 | 0.034744 | 0.037256 | 0.039956 | 0.042862 | 0.045987 | 0.04935 | 0.052969 | 0.056864 | 0.061056 | 0.065568 | 0.070426 | 0.075656 | 0.081287 | 0.087351 | 0.093881 | 0.10091 | 0.10849 | 0.11665 | 0.12014 | 2.7412 | 2.7682 | 2.8068 | 2.838 | 2.8592 | 2.8798 | 2.9204 | 2.9668 | 2.995 | 2.995 | 2.995 | 2.995 | 2.995 | 2.995 | 2.995 | 2.995 | 2.995 | 2.995 | 2.995 | 2.995 | 106991.9321 | 391982.3298 | 0.0039237 | 356054.2975 | 201748.2907 | 6550.6695 | 24239.8981 | 498974.2618 | 30790.5676 | 468183.6942 | 266435.4035 | TRUE
| 60393213 | BET001 | BETS | 22KV | 56.4 | 4 | 39529.3474 | 20% | Covered | 390 | 0.00052558 | 0.00056544 | 0.00060847 | 0.00065492 | 0.00070507 | 0.00075922 | 0.0008177 | 0.00088086 | 0.00094908 | 0.0010228 | 0.0011024 | 0.0011884 | 0.0012814 | 0.0013819 | 0.0014905 | 0.0016079 | 0.0017348 | 0.0018485 | 0.0018485 | 0.0018485 | 2.7412 | 2.7682 | 2.8068 | 2.838 | 2.8592 | 2.8798 | 2.9204 | 2.9668 | 2.995 | 2.995 | 2.995 | 2.995 | 2.995 | 2.995 | 2.995 | 2.995 | 2.995 | 2.995 | 2.995 | 2.995 | 1778.1199 | 402.3509 | 6.0369e-05 | 21996 | 12463.4232 | 100.7864 | 23.0396 | 2180.4708 | 123.826 | 2056.6448 | -10406.7784 | FALSE
| 60393243 | BET001 | BETS | 22KV | 597.95 | 4 | 39529.3474 | 20% | Three phase | 97.13 | 0.0062583 | 0.0067227 | 0.007223 | 0.0077622 | 0.0083432 | 0.0089695 | 0.0096446 | 0.010372 | 0.011157 | 0.012003 | 0.012916 | 0.0139 | 0.014961 | 0.016106 | 0.017342 | 0.018674 | 0.019598 | 0.019598 | 0.019598 | 0.019598 | 2.7412 | 2.7682 | 2.8068 | 2.838 | 2.8592 | 2.8798 | 2.9204 | 2.9668 | 2.995 | 2.995 | 2.995 | 2.995 | 2.995 | 2.995 | 2.995 | 2.995 | 2.995 | 2.995 | 2.995 | 2.995 | 20434.3975 | 12214.7509 | 0.00064003 | 58078.8835 | 32908.7882 | 1068.5325 | 644.9631 | 32649.1485 | 1713.4955 | 30935.653 | -1973.1352 | FALSE
| 60393287 | BET001 | BETS | 22KV | 543.16 | 4 | 39529.3474 | 20% | Three phase | 97.13 | 0.006276 | 0.0068166 | 0.0074058 | 0.0080479 | 0.0087479 | 0.009511 | 0.010343 | 0.011251 | 0.012241 | 0.01332 | 0.014498 | 0.015784 | 0.017186 | 0.017802 | 0.017802 | 0.017802 | 0.017802 | 0.017802 | 0.017802 | 0.017802 | 2.7412 | 2.7682 | 2.8068 | 2.838 | 2.8592 | 2.8798 | 2.9204 | 2.9668 | 2.995 | 2.995 | 2.995 | 2.995 | 2.995 | 2.995 | 2.995 | 2.995 | 2.995 | 2.995 | 2.995 | 2.995 | 21028.0653 | 11418.3773 | 0.00058138 | 52757.1308 | 29893.3647 | 970.6231 | 532.1826 | 32446.4426 | 1502.8057 | 30943.6369 | 1050.2722 | TRUE
| 60393306 | BET001 | BETS | 22KV | 3600.95 | 4 | 39529.3474 | 20% | Single phase | 44.74 | 0.039529 | 0.042527 | 0.045763 | 0.049255 | 0.053024 | 0.057092 | 0.061485 | 0.066228 | 0.071349 | 0.07688 | 0.082854 | 0.089308 | 0.096279 | 0.10381 | 0.11195 | 0.11802 | 0.11802 | 0.11802 | 0.11802 | 0.11802 | 2.7412 | 2.7682 | 2.8068 | 2.838 | 2.8592 | 2.8798 | 2.9204 | 2.9668 | 2.995 | 2.995 | 2.995 | 2.995 | 2.995 | 2.995 | 2.995 | 2.995 | 2.995 | 2.995 | 2.995 | 2.995 | 128695.8887 | 213416.2431 | 0.0038543 | 161106.503 | 91286.5308 | 6434.8724 | 10774.1217 | 342112.1318 | 17208.9941 | 324903.1377 | 233616.6069 | TRUE
| 60393341 | BET001 | BETS | 22KV | 302.57 | 4 | 39529.3474 | 20% | Single phase | 44.74 | 0.002579 | 0.0027743 | 0.0029852 | 0.0032128 | 0.0034585 | 0.0037239 | 0.0040105 | 0.00432 | 0.0046544 | 0.0050157 | 0.005406 | 0.0058277 | 0.0062836 | 0.0067762 | 0.0073088 | 0.0078844 | 0.0085069 | 0.0091798 | 0.0099076 | 0.0099167 | 2.7412 | 2.7682 | 2.8068 | 2.838 | 2.8592 | 2.8798 | 2.9204 | 2.9668 | 2.995 | 2.995 | 2.995 | 2.995 | 2.995 | 2.995 | 2.995 | 2.995 | 2.995 | 2.995 | 2.995 | 2.995 | 8832.1991 | 1229.7365 | 0.00032386 | 13536.9818 | 7670.3552 | 540.6905 | 76.0675 | 10061.9355 | 616.758 | 9445.1775 | 1774.8223 | TRUE
| 60393344 | BET002 | BETS | 22KV | 172.13 | 2 | 39529.3474 | 33.33% | Three phase | 97.13 | 0.001604 | 0.0017257 | 0.001857 | 0.0019988 | 0.0021518 | 0.0023171 | 0.0024956 | 0.0026883 | 0.0028965 | 0.0031215 | 0.0033645 | 0.003627 | 0.0039108 | 0.0042175 | 0.0045489 | 0.0049072 | 0.0052945 | 0.0056415 | 0.0056415 | 0.0056415 | 2.135 | 2.1527 | 2.1837 | 2.2057 | 2.22 | 2.238 | 2.2723 | 2.3157 | 2.3427 | 2.3427 | 2.3427 | 2.3427 | 2.3427 | 2.3427 | 2.3427 | 2.3427 | 2.3427 | 2.3427 | 2.3427 | 2.3427 | 4237.9231 | 933.3589 | 0.00018424 | 16718.9869 | 9473.3501 | 239.9876 | 53.4464 | 5171.282 | 293.434 | 4877.8481 | -4595.5021 | FALSE
| 60393347 | BET002 | BETS | 22KV | 867.31 | 2 | 39529.3474 | 33.33% | Three phase | 97.13 | 0.0082165 | 0.0089114 | 0.0096677 | 0.010491 | 0.011388 | 0.012364 | 0.013427 | 0.014586 | 0.015848 | 0.017223 | 0.018721 | 0.020354 | 0.022134 | 0.024075 | 0.026191 | 0.028426 | 0.028426 | 0.028426 | 0.028426 | 0.028426 | 2.135 | 2.1527 | 2.1837 | 2.2057 | 2.22 | 2.238 | 2.2723 | 2.3157 | 2.3427 | 2.3427 | 2.3427 | 2.3427 | 2.3427 | 2.3427 | 2.3427 | 2.3427 | 2.3427 | 2.3427 | 2.3427 | 2.3427 | 22883.0225 | 25381.1662 | 0.00092834 | 84241.8203 | 47733.2906 | 1209.2235 | 1356.9186 | 48264.1887 | 2566.1421 | 45698.0465 | -2035.2441 | FALSE
| 60393352 | BET002 | BETS | 22KV | 356.74 | 2 | 39529.3474 | 33.33% | Three phase | 97.13 | 0.0033392 | 0.0036402 | 0.0039696 | 0.0043302 | 0.0047249 | 0.0051571 | 0.0056304 | 0.0061488 | 0.0067167 | 0.0073389 | 0.0080206 | 0.0087678 | 0.0095868 | 0.010485 | 0.011469 | 0.011692 | 0.011692 | 0.011692 | 0.011692 | 0.011692 | 2.135 | 2.1527 | 2.1837 | 2.2057 | 2.22 | 2.238 | 2.2723 | 2.3157 | 2.3427 | 2.3427 | 2.3427 | 2.3427 | 2.3427 | 2.3427 | 2.3427 | 2.3427 | 2.3427 | 2.3427 | 2.3427 | 2.3427 | 9612.2035 | 4383.987 | 0.00038184 | 34650.1562 | 19633.5498 | 497.3751 | 229.5666 | 13996.1905 | 726.9417 | 13269.2488 | -6364.301 | FALSE
| 60393364 | BET002 | BETS | 22KV | 188.42 | 2 | 39529.3474 | 33.33% | Three phase | 97.13 | 0.0017558 | 0.001889 | 0.0020328 | 0.002188 | 0.0023555 | 0.0025364 | 0.0027318 | 0.0029428 | 0.0031707 | 0.0034169 | 0.0036829 | 0.0039703 | 0.0042809 | 0.0046166 | 0.0049794 | 0.0053716 | 0.0057956 | 0.0061754 | 0.0061754 | 0.0061754 | 2.135 | 2.1527 | 2.1837 | 2.2057 | 2.22 | 2.238 | 2.2723 | 2.3157 | 2.3427 | 2.3427 | 2.3427 | 2.3427 | 2.3427 | 2.3427 | 2.3427 | 2.3427 | 2.3427 | 2.3427 | 2.3427 | 2.3427 | 4638.9907 | 1118.3804 | 0.00020168 | 18301.2346 | 10369.8869 | 262.6995 | 64.0411 | 5757.3711 | 326.7406 | 5430.6305 | -4939.2564 | FALSE
| 60393365 | BET002 | BETS | 22KV | 219.88 | 2 | 39529.3474 | 33.33% | Three phase | 97.13 | 0.002049 | 0.0022044 | 0.0023722 | 0.0025533 | 0.0027488 | 0.0029599 | 0.0031879 | 0.0034341 | 0.0037001 | 0.0039874 | 0.0042978 | 0.0046332 | 0.0049957 | 0.0053874 | 0.0058108 | 0.0062685 | 0.0067632 | 0.0072065 | 0.0072065 | 0.0072065 | 2.135 | 2.1527 | 2.1837 | 2.2057 | 2.22 | 2.238 | 2.2723 | 2.3157 | 2.3427 | 2.3427 | 2.3427 | 2.3427 | 2.3427 | 2.3427 | 2.3427 | 2.3427 | 2.3427 | 2.3427 | 2.3427 | 2.3427 | 5413.551 | 1523.0249 | 0.00023535 | 21356.9444 | 12101.3201 | 306.5617 | 87.2121 | 6936.5759 | 393.7738 | 6542.8021 | -5558.518 | FALSE
| 60393366 | BET002 | BETS | 22KV | 175.29 | 2 | 39529.3474 | 33.33% | Three phase | 97.13 | 0.0016335 | 0.0017574 | 0.0018911 | 0.0020355 | 0.0021913 | 0.0023596 | 0.0025414 | 0.0027377 | 0.0029497 | 0.0031788 | 0.0034262 | 0.0036936 | 0.0039826 | 0.0042949 | 0.0046324 | 0.0049973 | 0.0053917 | 0.0057451 | 0.0057451 | 0.0057451 | 2.135 | 2.1527 | 2.1837 | 2.2057 | 2.22 | 2.238 | 2.2723 | 2.3157 | 2.3427 | 2.3427 | 2.3427 | 2.3427 | 2.3427 | 2.3427 | 2.3427 | 2.3427 | 2.3427 | 2.3427 | 2.3427 | 2.3427 | 4315.7238 | 967.9431 | 0.00018762 | 17025.9177 | 9647.264 | 244.3933 | 55.4267 | 5283.6669 | 299.8201 | 4983.8469 | -4663.4171 | FALSE
| 60393368 | BET002 | BETS | 22KV | 18.19 | 2 | 39529.3474 | 33.33% | Three phase | 97.13 | 0.00017232 | 0.0001869 | 0.00020276 | 0.00022003 | 0.00023883 | 0.00025931 | 0.00028161 | 0.0003059 | 0.00033237 | 0.00036121 | 0.00039264 | 0.00042689 | 0.00046422 | 0.00050492 | 0.00054929 | 0.00059617 | 0.00059617 | 0.00059617 | 0.00059617 | 0.00059617 | 2.135 | 2.1527 | 2.1837 | 2.2057 | 2.22 | 2.238 | 2.2723 | 2.3157 | 2.3427 | 2.3427 | 2.3427 | 2.3427 | 2.3427 | 2.3427 | 2.3427 | 2.3427 | 2.3427 | 2.3427 | 2.3427 | 2.3427 | 479.9232 | 11.1642 | 1.947e-05 | 1766.7947 | 1001.1052 | 25.3609 | 0.59686 | 491.0874 | 25.9578 | 465.1296 | -535.9756 | FALSE
| 60393373 | BET002 | BETS | 22KV | 161.98 | 2 | 39529.3474 | 33.33% | Three phase | 97.13 | 0.00156 | 0.0016808 | 0.0018113 | 0.0019524 | 0.0021049 | 0.0022699 | 0.0024484 | 0.0026413 | 0.0028501 | 0.003076 | 0.0033203 | 0.0035848 | 0.003871 | 0.0041808 | 0.0045161 | 0.004879 | 0.005272 | 0.0053089 | 0.0053089 | 0.0053089 | 2.135 | 2.1527 | 2.1837 | 2.2057 | 2.22 | 2.238 | 2.2723 | 2.3157 | 2.3427 | 2.3427 | 2.3427 | 2.3427 | 2.3427 | 2.3427 | 2.3427 | 2.3427 | 2.3427 | 2.3427 | 2.3427 | 2.3427 | 4139.9871 | 858.0157 | 0.00017338 | 15733.1174 | 8914.7345 | 225.8362 | 47.3291 | 4998.0028 | 273.1653 | 4724.8375 | -4189.8971 | FALSE
| 60393374 | BET002 | BETS | 22KV | 221.42 | 2 | 39529.3474 | 33.33% | Three phase | 97.13 | 0.0021325 | 0.0022975 | 0.0024759 | 0.0026688 | 0.0028774 | 0.0031029 | 0.0033468 | 0.0036106 | 0.003896 | 0.0042047 | 0.0045388 | 0.0049003 | 0.0052915 | 0.0057149 | 0.0061733 | 0.0066695 | 0.0072067 | 0.007257 | 0.007257 | 0.007257 | 2.135 | 2.1527 | 2.1837 | 2.2057 | 2.22 | 2.238 | 2.2723 | 2.3157 | 2.3427 | 2.3427 | 2.3427 | 2.3427 | 2.3427 | 2.3427 | 2.3427 | 2.3427 | 2.3427 | 2.3427 | 2.3427 | 2.3427 | 5659.1921 | 1603.2681 | 0.000237 | 21506.5246 | 12186.0756 | 308.7088 | 88.438 | 7262.4602 | 397.1468 | 6865.3133 | -5320.7622 | FALSE
| 60393375 | BET002 | BETS | 22KV | 56.33 | 2 | 39529.3474 | 33.33% | Three phase | 97.13 | 0.00052283 | 0.00056135 | 0.00060285 | 0.00064754 | 0.0006957 | 0.00074758 | 0.0008035 | 0.00086376 | 0.00092871 | 0.00099872 | 0.0010742 | 0.0011556 | 0.0012433 | 0.001338 | 0.0014401 | 0.0015501 | 0.0016689 | 0.001797 | 0.0018462 | 0.0018462 | 2.135 | 2.1527 | 2.1837 | 2.2057 | 2.22 | 2.238 | 2.2723 | 2.3157 | 2.3427 | 2.3427 | 2.3427 | 2.3427 | 2.3427 | 2.3427 | 2.3427 | 2.3427 | 2.3427 | 2.3427 | 2.3427 | 2.3427 | 1359.239 | 97.983 | 6.0294e-05 | 5471.3329 | 3100.179 | 78.5366 | 5.7238 | 1457.222 | 84.2604 | 1372.9617 | -1727.2174 | FALSE
| 60393376 | BET002 | BETS | 22KV | 204.69 | 2 | 39529.3474 | 33.33% | Three phase | 97.13 | 0.0019457 | 0.0021311 | 0.0023349 | 0.0025591 | 0.0028058 | 0.0030772 | 0.0033759 | 0.0037046 | 0.0040666 | 0.0044651 | 0.004904 | 0.0053874 | 0.0059199 | 0.0065066 | 0.0067087 | 0.0067087 | 0.0067087 | 0.0067087 | 0.0067087 | 0.0067087 | 2.135 | 2.1527 | 2.1837 | 2.2057 | 2.22 | 2.238 | 2.2723 | 2.3157 | 2.3427 | 2.3427 | 2.3427 | 2.3427 | 2.3427 | 2.3427 | 2.3427 | 2.3427 | 2.3427 | 2.3427 | 2.3427 | 2.3427 | 5704.5727 | 1492.7183 | 0.00021909 | 19881.5397 | 11265.323 | 285.3835 | 75.5785 | 7197.291 | 360.962 | 6836.329 | -4428.994 | FALSE
| 60393379 | BET002 | BETS | 22KV | 131.24 | 2 | 39529.3474 | 33.33% | Three phase | 97.13 | 0.0012184 | 0.0013227 | 0.0014364 | 0.0015603 | 0.0016954 | 0.0018426 | 0.0020031 | 0.0021782 | 0.0023691 | 0.0025774 | 0.0028046 | 0.0030524 | 0.0033229 | 0.0036181 | 0.0039404 | 0.0042921 | 0.0043014 | 0.0043014 | 0.0043014 | 0.0043014 | 2.135 | 2.1527 | 2.1837 | 2.2057 | 2.22 | 2.238 | 2.2723 | 2.3157 | 2.3427 | 2.3427 | 2.3427 | 2.3427 | 2.3427 | 2.3427 | 2.3427 | 2.3427 | 2.3427 | 2.3427 | 2.3427 | 2.3427 | 3433.7465 | 576.2297 | 0.00014047 | 12747.3412 | 7222.9273 | 182.9778 | 31.0697 | 4009.9761 | 214.0476 | 3795.9286 | -3426.9987 | FALSE
| 60393390 | BET002 | BETS | 22KV | 131.82 | 2 | 39529.3474 | 33.33% | Three phase | 97.13 | 0.0015653 | 0.0016696 | 0.0017811 | 0.0019004 | 0.0020279 | 0.0021643 | 0.0023103 | 0.0024664 | 0.0026335 | 0.0028123 | 0.0030035 | 0.0032083 | 0.0034274 | 0.0036619 | 0.0039129 | 0.0041816 | 0.0043204 | 0.0043204 | 0.0043204 | 0.0043204 | 2.135 | 2.1527 | 2.1837 | 2.2057 | 2.22 | 2.238 | 2.2723 | 2.3157 | 2.3427 | 2.3427 | 2.3427 | 2.3427 | 2.3427 | 2.3427 | 2.3427 | 2.3427 | 2.3427 | 2.3427 | 2.3427 | 2.3427 | 3696.7336 | 624.45 | 0.0001411 | 12803.6766 | 7254.8482 | 183.7865 | 31.345 | 4321.1836 | 215.1314 | 4106.0522 | -3148.796 | FALSE
| 60393391 | BET002 | BETS | 22KV | 350.09 | 2 | 39529.3474 | 33.33% | Three phase | 97.13 | 0.0041572 | 0.0044341 | 0.0047303 | 0.005047 | 0.0053858 | 0.0057481 | 0.0061357 | 0.0065504 | 0.0069941 | 0.0074688 | 0.0079769 | 0.0085206 | 0.0091024 | 0.0097252 | 0.010392 | 0.011106 | 0.011474 | 0.011474 | 0.011474 | 0.011474 | 2.135 | 2.1527 | 2.1837 | 2.2057 | 2.22 | 2.238 | 2.2723 | 2.3157 | 2.3427 | 2.3427 | 2.3427 | 2.3427 | 2.3427 | 2.3427 | 2.3427 | 2.3427 | 2.3427 | 2.3427 | 2.3427 | 2.3427 | 9817.8536 | 4404.4783 | 0.00037472 | 34004.2417 | 19267.5603 | 488.1035 | 221.0877 | 14222.3319 | 709.1912 | 13513.1408 | -5754.4195 | FALSE
| 60393396 | BET002 | BETS | 22KV | 228.56 | 2 | 39529.3474 | 33.33% | Three phase | 97.13 | 0.002206 | 0.0023793 | 0.0025669 | 0.0027699 | 0.0029897 | 0.0032276 | 0.0034852 | 0.0037642 | 0.0040663 | 0.0043935 | 0.0047479 | 0.0051319 | 0.005548 | 0.0059989 | 0.0064875 | 0.0070171 | 0.007491 | 0.007491 | 0.007491 | 0.007491 | 2.135 | 2.1527 | 2.1837 | 2.2057 | 2.22 | 2.238 | 2.2723 | 2.3157 | 2.3427 | 2.3427 | 2.3427 | 2.3427 | 2.3427 | 2.3427 | 2.3427 | 2.3427 | 2.3427 | 2.3427 | 2.3427 | 2.3427 | 5895.4948 | 1723.9576 | 0.00024464 | 22200.0328 | 12579.0328 | 318.6636 | 94.2336 | 7619.4524 | 412.8971 | 7206.5553 | -5372.4775 | FALSE
| 60393397 | BET002 | BETS | 22KV | 76.71 | 2 | 39529.3474 | 33.33% | Three phase | 97.13 | 0.00062837 | 0.00067302 | 0.000721 | 0.00077256 | 0.00082798 | 0.00088755 | 0.0009516 | 0.0010205 | 0.0010945 | 0.0011741 | 0.0012598 | 0.0013519 | 0.001451 | 0.0015576 | 0.0016723 | 0.0017957 | 0.0019285 | 0.0020715 | 0.0022253 | 0.0023909 | 2.135 | 2.1527 | 2.1837 | 2.2057 | 2.22 | 2.238 | 2.2723 | 2.3157 | 2.3427 | 2.3427 | 2.3427 | 2.3427 | 2.3427 | 2.3427 | 2.3427 | 2.3427 | 2.3427 | 2.3427 | 2.3427 | 2.3427 | 1608.9474 | 157.969 | 8.2108e-05 | 7450.8423 | 4221.8131 | 106.9508 | 10.6147 | 1766.9164 | 117.5656 | 1649.3509 | -2572.4622 | FALSE
| 60393401 | BET002 | BETS | 22KV | 66.74 | 2 | 39529.3474 | 33.33% | Three phase | 97.13 | 0.0008463 | 0.00092152 | 0.0010037 | 0.0010935 | 0.0011916 | 0.0012989 | 0.0014161 | 0.0015443 | 0.0016844 | 0.0018377 | 0.0020053 | 0.0021874 | 0.0021874 | 0.0021874 | 0.0021874 | 0.0021874 | 0.0021874 | 0.0021874 | 0.0021874 | 0.0021874 | 2.135 | 2.1527 | 2.1837 | 2.2057 | 2.22 | 2.238 | 2.2723 | 2.3157 | 2.3427 | 2.3427 | 2.3427 | 2.3427 | 2.3427 | 2.3427 | 2.3427 | 2.3427 | 2.3427 | 2.3427 | 2.3427 | 2.3427 | 2146.6923 | 183.5407 | 7.1436e-05 | 6482.4562 | 3673.104 | 93.0504 | 8.0348 | 2330.233 | 101.0853 | 2229.1477 | -1443.9562 | FALSE
| 60393402 | BET002 | BETS | 22KV | 314.62 | 2 | 39529.3474 | 33.33% | Three phase | 97.13 | 0.0029806 | 0.0032326 | 0.003507 | 0.0038057 | 0.0041309 | 0.0044851 | 0.0048708 | 0.005291 | 0.0057488 | 0.0062476 | 0.0067911 | 0.0073836 | 0.0080293 | 0.0087332 | 0.0095007 | 0.010312 | 0.010312 | 0.010312 | 0.010312 | 0.010312 | 2.135 | 2.1527 | 2.1837 | 2.2057 | 2.22 | 2.238 | 2.2723 | 2.3157 | 2.3427 | 2.3427 | 2.3427 | 2.3427 | 2.3427 | 2.3427 | 2.3427 | 2.3427 | 2.3427 | 2.3427 | 2.3427 | 2.3427 | 8300.9034 | 3339.9158 | 0.00033676 | 30559.0406 | 17315.4326 | 438.6504 | 178.5574 | 11640.8192 | 617.2078 | 11023.6114 | -6291.8212 | FALSE
| 60393408 | BET002 | BETS | 22KV | 19.4 | 2 | 39529.3474 | 33.33% | Three phase | 97.13 | 0.00018237 | 0.00019706 | 0.000213 | 0.00023029 | 0.00024903 | 0.00026937 | 0.00029143 | 0.00031537 | 0.00034135 | 0.00036955 | 0.00040016 | 0.00043339 | 0.00046947 | 0.00050865 | 0.00055119 | 0.0005974 | 0.00063583 | 0.00063583 | 0.00063583 | 0.00063583 | 2.135 | 2.1527 | 2.1837 | 2.2057 | 2.22 | 2.238 | 2.2723 | 2.3157 | 2.3427 | 2.3427 | 2.3427 | 2.3427 | 2.3427 | 2.3427 | 2.3427 | 2.3427 | 2.3427 | 2.3427 | 2.3427 | 2.3427 | 496.7509 | 12.3268 | 2.0765e-05 | 1884.322 | 1067.6988 | 27.0479 | 0.6789 | 509.0776 | 27.7268 | 481.3508 | -586.348 | FALSE
| 60393409 | BET002 | BETS | 22KV | 3 | 2 | 39529.3474 | 33.33% | Three phase | 97.13 | 2.8201e-05 | 3.0474e-05 | 3.2939e-05 | 3.5611e-05 | 3.851e-05 | 4.1655e-05 | 4.5067e-05 | 4.8769e-05 | 5.2787e-05 | 5.7147e-05 | 6.1881e-05 | 6.7019e-05 | 7.2598e-05 | 7.8657e-05 | 8.5236e-05 | 9.2381e-05 | 9.8324e-05 | 9.8324e-05 | 9.8324e-05 | 9.8324e-05 | 2.135 | 2.1527 | 2.1837 | 2.2057 | 2.22 | 2.238 | 2.2723 | 2.3157 | 2.3427 | 2.3427 | 2.3427 | 2.3427 | 2.3427 | 2.3427 | 2.3427 | 2.3427 | 2.3427 | 2.3427 | 2.3427 | 2.3427 | 76.8171 | 0.29477 | 3.2111e-06 | 291.39 | 165.1081 | 4.1827 | 0.016235 | 77.1119 | 4.1989 | 72.913 | -92.195 | FALSE
| 60393410 | BET002 | BETS | 22KV | 3.5 | 2 | 39529.3474 | 33.33% | Three phase | 97.13 | 3.2901e-05 | 3.5553e-05 | 3.8428e-05 | 4.1546e-05 | 4.4929e-05 | 4.8598e-05 | 5.2578e-05 | 5.6897e-05 | 6.1585e-05 | 6.6672e-05 | 7.2194e-05 | 7.8189e-05 | 8.4698e-05 | 9.1766e-05 | 9.9442e-05 | 0.00010778 | 0.00011471 | 0.00011471 | 0.00011471 | 0.00011471 | 2.135 | 2.1527 | 2.1837 | 2.2057 | 2.22 | 2.238 | 2.2723 | 2.3157 | 2.3427 | 2.3427 | 2.3427 | 2.3427 | 2.3427 | 2.3427 | 2.3427 | 2.3427 | 2.3427 | 2.3427 | 2.3427 | 2.3427 | 89.62 | 0.40122 | 3.7463e-06 | 339.955 | 192.6261 | 4.8798 | 0.022097 | 90.0212 | 4.9019 | 85.1193 | -107.5067 | FALSE
| 60393422 | BET003 | BETS | 22KV | 1601.34 | 0 | 39529.3474 | 100% | Single phase | 44.74 | 0.01102 | 0.011834 | 0.012711 | 0.013657 | 0.014677 | 0.015776 | 0.016962 | 0.018241 | 0.01962 | 0.021108 | 0.022714 | 0.024446 | 0.026316 | 0.028334 | 0.030512 | 0.032864 | 0.035403 | 0.038144 | 0.041105 | 0.044302 | 2.667 | 2.671 | 2.679 | 2.683 | 2.68 | 2.681 | 2.702 | 2.716 | 2.717 | 2.717 | 2.717 | 2.717 | 2.717 | 2.717 | 2.717 | 2.717 | 2.717 | 2.717 | 2.717 | 2.717 | 34180.7814 | 27458.1182 | 0.001714 | 71643.9516 | 40595.0578 | 2646 | 2130.6632 | 61638.8996 | 4776.6632 | 56862.2364 | 16267.1787 | TRUE
| 60393430 | BET003 | BETS | 22KV | 355.49 | 0 | 39529.3474 | 100% | Single phase | 44.74 | 0.0027869 | 0.0029978 | 0.0032255 | 0.0034714 | 0.0037369 | 0.0040236 | 0.0043332 | 0.0046677 | 0.0050291 | 0.0054196 | 0.0058415 | 0.0062975 | 0.0067904 | 0.0073232 | 0.0078992 | 0.008522 | 0.0091954 | 0.0099237 | 0.010711 | 0.011563 | 2.667 | 2.671 | 2.679 | 2.683 | 2.68 | 2.681 | 2.702 | 2.716 | 2.717 | 2.717 | 2.717 | 2.717 | 2.717 | 2.717 | 2.717 | 2.717 | 2.717 | 2.717 | 2.717 | 2.717 | 8802.2987 | 1569.6686 | 0.0003805 | 15904.6226 | 9011.9132 | 587.3996 | 105.0032 | 10371.9673 | 692.4028 | 9679.5644 | 667.6512 | TRUE
| 60393436 | BET003 | BETS | 22KV | 46 | 0 | 39529.3474 | 100% | Three phase | 97.13 | 0.00044398 | 0.00047886 | 0.00051662 | 0.00055748 | 0.00060171 | 0.00064959 | 0.00070143 | 0.00075757 | 0.00081837 | 0.00088423 | 0.00095557 | 0.0010329 | 0.0011166 | 0.0012073 | 0.0013057 | 0.0014123 | 0.0015076 | 0.0015076 | 0.0015076 | 0.0015076 | 2.667 | 2.671 | 2.679 | 2.683 | 2.68 | 2.681 | 2.702 | 2.716 | 2.717 | 2.717 | 2.717 | 2.717 | 2.717 | 2.717 | 2.717 | 2.717 | 2.717 | 2.717 | 2.717 | 2.717 | 1393.8692 | 69.83 | 4.9237e-05 | 4467.98 | 2531.6569 | 76.0088 | 3.817 | 1463.6992 | 79.8258 | 1383.8733 | -1147.7836 | FALSE
| 60393439 | BET003 | BETS | 22KV | 62.25 | 0 | 39529.3474 | 100% | Three phase | 97.13 | 0.00059173 | 0.0006481 | 0.00071009 | 0.00077828 | 0.00085329 | 0.00093583 | 0.0010267 | 0.0011266 | 0.0012367 | 0.0013579 | 0.0014914 | 0.0016384 | 0.0018003 | 0.0019788 | 0.0020402 | 0.0020402 | 0.0020402 | 0.0020402 | 0.0020402 | 0.0020402 | 2.667 | 2.671 | 2.679 | 2.683 | 2.68 | 2.681 | 2.702 | 2.716 | 2.717 | 2.717 | 2.717 | 2.717 | 2.717 | 2.717 | 2.717 | 2.717 | 2.717 | 2.717 | 2.717 | 2.717 | 2036.7455 | 138.0586 | 6.663e-05 | 6046.3425 | 3425.9923 | 102.8598 | 6.9901 | 2174.8041 | 109.8499 | 2064.9542 | -1361.0381 | FALSE
| 60393442 | BET003 | BETS | 22KV | 171.76 | 0 | 39529.3474 | 100% | Three phase | 97.13 | 0.0016578 | 0.001788 | 0.001929 | 0.0020816 | 0.0022467 | 0.0024255 | 0.0026191 | 0.0028287 | 0.0030557 | 0.0033016 | 0.003568 | 0.0038566 | 0.0041693 | 0.0045081 | 0.0048753 | 0.0052732 | 0.0056294 | 0.0056294 | 0.0056294 | 0.0056294 | 2.667 | 2.671 | 2.679 | 2.683 | 2.68 | 2.681 | 2.702 | 2.716 | 2.717 | 2.717 | 2.717 | 2.717 | 2.717 | 2.717 | 2.717 | 2.717 | 2.717 | 2.717 | 2.717 | 2.717 | 5204.5864 | 973.5767 | 0.00018385 | 16683.0488 | 9452.9868 | 283.8104 | 53.2169 | 6178.1631 | 337.0273 | 5841.1358 | -3611.851 | FALSE
| 60393453 | BET003 | BETS | 22KV | 215.49 | 0 | 39529.3474 | 100% | Three phase | 97.13 | 0.0014829 | 0.0015925 | 0.0017105 | 0.0018378 | 0.001975 | 0.002123 | 0.0022825 | 0.0024546 | 0.0026402 | 0.0028405 | 0.0030565 | 0.0032897 | 0.0035413 | 0.0038129 | 0.004106 | 0.0044225 | 0.0047641 | 0.005133 | 0.0055314 | 0.0059616 | 2.667 | 2.671 | 2.679 | 2.683 | 2.68 | 2.681 | 2.702 | 2.716 | 2.717 | 2.717 | 2.717 | 2.717 | 2.717 | 2.717 | 2.717 | 2.717 | 2.717 | 2.717 | 2.717 | 2.717 | 4599.6582 | 1079.4818 | 0.00023065 | 20930.5437 | 11859.712 | 356.0684 | 83.7644 | 5679.1399 | 439.8328 | 5239.3072 | -6620.4048 | FALSE
| 60393454 | BET003 | BETS | 22KV | 456.65 | 0 | 39529.3474 | 100% | Three phase | 97.13 | 0.0031425 | 0.0033747 | 0.0036249 | 0.0038946 | 0.0041853 | 0.0044989 | 0.004837 | 0.0052016 | 0.005595 | 0.0060193 | 0.0064772 | 0.0069713 | 0.0075045 | 0.0080799 | 0.0087011 | 0.0093717 | 0.010096 | 0.010878 | 0.011722 | 0.012633 | 2.667 | 2.671 | 2.679 | 2.683 | 2.68 | 2.681 | 2.702 | 2.716 | 2.717 | 2.717 | 2.717 | 2.717 | 2.717 | 2.717 | 2.717 | 2.717 | 2.717 | 2.717 | 2.717 | 2.717 | 9747.2453 | 4847.6136 | 0.00048878 | 44354.4145 | 25132.1986 | 754.553 | 376.1595 | 14594.859 | 1130.7125 | 13464.1465 | -11668.0521 | FALSE
| 60393455 | BET003 | BETS | 22KV | 103.76 | 0 | 39529.3474 | 100% | Three phase | 97.13 | 0.00098631 | 0.0010803 | 0.0011836 | 0.0012973 | 0.0014223 | 0.0015599 | 0.0017113 | 0.0018779 | 0.0020614 | 0.0022634 | 0.0024859 | 0.0027309 | 0.0030009 | 0.0032983 | 0.0034007 | 0.0034007 | 0.0034007 | 0.0034007 | 0.0034007 | 0.0034007 | 2.667 | 2.671 | 2.679 | 2.683 | 2.68 | 2.681 | 2.702 | 2.716 | 2.717 | 2.717 | 2.717 | 2.717 | 2.717 | 2.717 | 2.717 | 2.717 | 2.717 | 2.717 | 2.717 | 2.717 | 3394.903 | 383.5699 | 0.00011106 | 10078.2088 | 5710.5374 | 171.4495 | 19.4207 | 3778.473 | 190.8702 | 3587.6027 | -2122.9347 | FALSE
| 60393478 | BET004 | BETS | 22KV | 18.85 | 12 | 39529.3474 | 7.692% | Three phase | 97.13 | 0.00016017 | 0.0001754 | 0.00019215 | 0.00021057 | 0.00023084 | 0.00025314 | 0.00027769 | 0.0003047 | 0.00033445 | 0.00036721 | 0.00040329 | 0.00044303 | 0.00048682 | 0.00053506 | 0.00058823 | 0.0006178 | 0.0006178 | 0.0006178 | 0.0006178 | 0.0006178 | 0.72669 | 0.73615 | 0.74846 | 0.75877 | 0.76562 | 0.77285 | 0.78615 | 0.80077 | 0.81 | 0.81 | 0.81 | 0.81 | 0.81 | 0.81 | 0.81 | 0.81 | 0.81 | 0.81 | 0.81 | 0.81 | 168.5242 | 11.7534 | 2.0176e-05 | 1830.9005 | 1037.429 | 9.0626 | 0.64096 | 180.2776 | 9.7036 | 170.574 | -866.855 | FALSE
| 60393479 | BET004 | BETS | 22KV | 388.21 | 12 | 39529.3474 | 7.692% | Three phase | 97.13 | 0.0032988 | 0.0036124 | 0.0039573 | 0.0043367 | 0.0047541 | 0.0052134 | 0.0057188 | 0.0062753 | 0.0068879 | 0.0075626 | 0.0083056 | 0.0091241 | 0.010026 | 0.011019 | 0.012114 | 0.012723 | 0.012723 | 0.012723 | 0.012723 | 0.012723 | 0.72669 | 0.73615 | 0.74846 | 0.75877 | 0.76562 | 0.77285 | 0.78615 | 0.80077 | 0.81 | 0.81 | 0.81 | 0.81 | 0.81 | 0.81 | 0.81 | 0.81 | 0.81 | 0.81 | 0.81 | 0.81 | 3470.7043 | 4985.0921 | 0.00041553 | 37706.8373 | 21365.5334 | 186.6416 | 271.8558 | 8455.7964 | 458.4973 | 7997.2991 | -13368.2343 | FALSE
| 60393480 | BET004 | BETS | 22KV | 602.34 | 12 | 39529.3474 | 7.692% | Three phase | 97.13 | 0.0051183 | 0.0056049 | 0.0061401 | 0.0067287 | 0.0073763 | 0.008089 | 0.0088733 | 0.0097366 | 0.010687 | 0.011734 | 0.012887 | 0.014157 | 0.015556 | 0.017098 | 0.018797 | 0.019742 | 0.019742 | 0.019742 | 0.019742 | 0.019742 | 0.72669 | 0.73615 | 0.74846 | 0.75877 | 0.76562 | 0.77285 | 0.78615 | 0.80077 | 0.81 | 0.81 | 0.81 | 0.81 | 0.81 | 0.81 | 0.81 | 0.81 | 0.81 | 0.81 | 0.81 | 0.81 | 5385.0854 | 12001.1582 | 0.00064472 | 58505.2842 | 33150.3963 | 289.5899 | 654.4681 | 17386.2437 | 944.058 | 16442.1857 | -16708.2107 | FALSE
| 60393481 | BET004 | BETS | 22KV | 1904.87 | 12 | 39529.3474 | 7.692% | Three phase | 97.13 | 0.016236 | 0.017466 | 0.018794 | 0.020227 | 0.021774 | 0.023444 | 0.025249 | 0.027197 | 0.029302 | 0.031577 | 0.034034 | 0.036689 | 0.039559 | 0.042661 | 0.046013 | 0.049638 | 0.053556 | 0.057793 | 0.062375 | 0.062432 | 0.72669 | 0.73615 | 0.74846 | 0.75877 | 0.76562 | 0.77285 | 0.78615 | 0.80077 | 0.81 | 0.81 | 0.81 | 0.81 | 0.81 | 0.81 | 0.81 | 0.81 | 0.81 | 0.81 | 0.81 | 0.81 | 14992.7915 | 105815.2892 | 0.0020389 | 185020.0231 | 104836.4636 | 915.8134 | 6545.3939 | 120808.0807 | 7461.2073 | 113346.8734 | 8510.4098 | TRUE
| 60393489 | BET004 | BETS | 22KV | 264.11 | 12 | 39529.3474 | 7.692% | Three phase | 97.13 | 0.0024827 | 0.0026828 | 0.0028998 | 0.0031351 | 0.0033903 | 0.0036672 | 0.0039675 | 0.0042935 | 0.0046472 | 0.0050311 | 0.0054478 | 0.0059002 | 0.0063913 | 0.0069247 | 0.0075039 | 0.0081329 | 0.0086561 | 0.0086561 | 0.0086561 | 0.0086561 | 0.72669 | 0.73615 | 0.74846 | 0.75877 | 0.76562 | 0.77285 | 0.78615 | 0.80077 | 0.81 | 0.81 | 0.81 | 0.81 | 0.81 | 0.81 | 0.81 | 0.81 | 0.81 | 0.81 | 0.81 | 0.81 | 2334.9643 | 2284.6245 | 0.00028269 | 25653.0043 | 14535.5633 | 126.9774 | 125.8273 | 4619.5888 | 252.8047 | 4366.7841 | -10168.7792 | FALSE
| 60393536 | BET004 | BETS | 22KV | 92.84 | 12 | 39529.3474 | 7.692% | Three phase | 97.13 | 0.00087952 | 0.0009539 | 0.0010349 | 0.001123 | 0.001219 | 0.0013235 | 0.0014373 | 0.0015613 | 0.0016964 | 0.0018436 | 0.002004 | 0.0021788 | 0.0023693 | 0.0025771 | 0.0028035 | 0.0030428 | 0.0030428 | 0.0030428 | 0.0030428 | 0.0030428 | 0.72669 | 0.73615 | 0.74846 | 0.75877 | 0.76562 | 0.77285 | 0.78615 | 0.80077 | 0.81 | 0.81 | 0.81 | 0.81 | 0.81 | 0.81 | 0.81 | 0.81 | 0.81 | 0.81 | 0.81 | 0.81 | 845.7522 | 290.8259 | 9.9373e-05 | 9017.5492 | 5109.5441 | 44.6351 | 15.548 | 1136.5781 | 60.1832 | 1076.395 | -4033.1491 | FALSE
| 60393537 | BET004 | BETS | 22KV | 14.08 | 12 | 39529.3474 | 7.692% | Three phase | 97.13 | 0.00013339 | 0.00014467 | 0.00015695 | 0.00017031 | 0.00018487 | 0.00020072 | 0.00021798 | 0.00023679 | 0.00025727 | 0.00027959 | 0.00030392 | 0.00033043 | 0.00035933 | 0.00039083 | 0.00042518 | 0.00046147 | 0.00046147 | 0.00046147 | 0.00046147 | 0.00046147 | 0.72669 | 0.73615 | 0.74846 | 0.75877 | 0.76562 | 0.77285 | 0.78615 | 0.80077 | 0.81 | 0.81 | 0.81 | 0.81 | 0.81 | 0.81 | 0.81 | 0.81 | 0.81 | 0.81 | 0.81 | 0.81 | 128.2657 | 6.6891 | 1.5071e-05 | 1367.5904 | 774.9072 | 6.7693 | 0.35761 | 134.9548 | 7.1269 | 127.8279 | -647.0792 | FALSE
| 60393581 | BET004 | BETS | 22KV | 21.51 | 12 | 39529.3474 | 7.692% | Three phase | 97.13 | 0.00011486 | 0.00012563 | 0.00013747 | 0.00015049 | 0.00016481 | 0.00018056 | 0.0001979 | 0.00021699 | 0.00023801 | 0.00026115 | 0.00028664 | 0.00031472 | 0.00034566 | 0.00037976 | 0.00041735 | 0.00045879 | 0.00050448 | 0.00055486 | 0.00061044 | 0.00067175 | 0.72669 | 0.73615 | 0.74846 | 0.75877 | 0.76562 | 0.77285 | 0.78615 | 0.80077 | 0.81 | 0.81 | 0.81 | 0.81 | 0.81 | 0.81 | 0.81 | 0.81 | 0.81 | 0.81 | 0.81 | 0.81 | 130.2115 | 10.3504 | 2.3024e-05 | 2089.2663 | 1183.8248 | 10.3415 | 0.83461 | 140.5619 | 11.1761 | 129.3858 | -1054.439 | FALSE
| 60393589 | BET004 | BETS | 22KV | 214.97 | 12 | 39529.3474 | 7.692% | Covered | 390 | 0.0018323 | 0.0019711 | 0.0021209 | 0.0022826 | 0.0024572 | 0.0026458 | 0.0028494 | 0.0030693 | 0.0033069 | 0.0035635 | 0.0038408 | 0.0041405 | 0.0044643 | 0.0048144 | 0.0051927 | 0.0056017 | 0.006044 | 0.0065221 | 0.0070391 | 0.0070456 | 0.72669 | 0.73615 | 0.74846 | 0.75877 | 0.76562 | 0.77285 | 0.78615 | 0.80077 | 0.81 | 0.81 | 0.81 | 0.81 | 0.81 | 0.81 | 0.81 | 0.81 | 0.81 | 0.81 | 0.81 | 0.81 | 1691.9792 | 5411.0889 | 0.0002301 | 83838.3 | 47504.647 | 103.3522 | 334.7126 | 7103.0681 | 438.0647 | 6665.0034 | -40839.6436 | FALSE
| 60393662 | BET004 | BETS | 22KV | 78.25 | 12 | 39529.3474 | 7.692% | Three phase | 97.13 | 0.00074382 | 0.00081468 | 0.00089261 | 0.00097832 | 0.0010726 | 0.0011764 | 0.0012905 | 0.0014162 | 0.0015546 | 0.0017069 | 0.0018747 | 0.0020595 | 0.0022631 | 0.0024874 | 0.0025646 | 0.0025646 | 0.0025646 | 0.0025646 | 0.0025646 | 0.0025646 | 0.72669 | 0.73615 | 0.74846 | 0.75877 | 0.76562 | 0.77285 | 0.78615 | 0.80077 | 0.81 | 0.81 | 0.81 | 0.81 | 0.81 | 0.81 | 0.81 | 0.81 | 0.81 | 0.81 | 0.81 | 0.81 | 753.0127 | 218.149 | 8.3756e-05 | 7600.4225 | 4306.5686 | 37.6206 | 11.0452 | 971.1618 | 48.6658 | 922.4959 | -3384.0727 | FALSE
| 60393667 | BET004 | BETS | 22KV | 28.36 | 12 | 39529.3474 | 7.692% | Three phase | 97.13 | 0.00017278 | 0.0001891 | 0.00020704 | 0.00022678 | 0.0002485 | 0.0002724 | 0.00029871 | 0.00032769 | 0.00035959 | 0.00039474 | 0.00043346 | 0.00047613 | 0.00052315 | 0.00057499 | 0.00063214 | 0.00069515 | 0.00076465 | 0.00084131 | 0.00092587 | 0.00092949 | 0.72669 | 0.73615 | 0.74846 | 0.75877 | 0.76562 | 0.77285 | 0.78615 | 0.80077 | 0.81 | 0.81 | 0.81 | 0.81 | 0.81 | 0.81 | 0.81 | 0.81 | 0.81 | 0.81 | 0.81 | 0.81 | 195.5202 | 20.4921 | 3.0356e-05 | 2754.6068 | 1560.8215 | 13.6348 | 1.4508 | 216.0123 | 15.0856 | 200.9267 | -1359.8949 | FALSE
| 60393677 | BET004 | BETS | 22KV | 87.24 | 12 | 39529.3474 | 7.692% | Three phase | 97.13 | 0.00081054 | 0.00088745 | 0.00097199 | 0.001065 | 0.0011672 | 0.0012796 | 0.0014034 | 0.0015395 | 0.0016893 | 0.0018542 | 0.0020358 | 0.0022357 | 0.0024558 | 0.0026983 | 0.0028593 | 0.0028593 | 0.0028593 | 0.0028593 | 0.0028593 | 0.0028593 | 0.72669 | 0.73615 | 0.74846 | 0.75877 | 0.76562 | 0.77285 | 0.78615 | 0.80077 | 0.81 | 0.81 | 0.81 | 0.81 | 0.81 | 0.81 | 0.81 | 0.81 | 0.81 | 0.81 | 0.81 | 0.81 | 826.1159 | 266.7889 | 9.3379e-05 | 8473.6212 | 4801.3424 | 41.9428 | 13.7289 | 1092.9048 | 55.6717 | 1037.2331 | -3764.1093 | FALSE
| 60393689 | BET004 | BETS | 22KV | 90.49 | 12 | 39529.3474 | 7.692% | Three phase | 97.13 | 0.00085726 | 0.00092976 | 0.0010087 | 0.0010946 | 0.0011881 | 0.00129 | 0.0014009 | 0.0015218 | 0.0016534 | 0.0017969 | 0.0019532 | 0.0021236 | 0.0023094 | 0.0025118 | 0.0027326 | 0.0029658 | 0.0029658 | 0.0029658 | 0.0029658 | 0.0029658 | 0.72669 | 0.73615 | 0.74846 | 0.75877 | 0.76562 | 0.77285 | 0.78615 | 0.80077 | 0.81 | 0.81 | 0.81 | 0.81 | 0.81 | 0.81 | 0.81 | 0.81 | 0.81 | 0.81 | 0.81 | 0.81 | 824.3442 | 276.2893 | 9.6858e-05 | 8789.2937 | 4980.2095 | 43.5053 | 14.7709 | 1100.6335 | 58.2762 | 1042.3573 | -3937.8521 | FALSE
| 60393699 | BET004 | BETS | 22KV | 980.61 | 12 | 39529.3474 | 7.692% | Three phase | 97.13 | 0.0097176 | 0.010442 | 0.011222 | 0.012064 | 0.012971 | 0.01395 | 0.015005 | 0.016143 | 0.01737 | 0.018694 | 0.020123 | 0.021664 | 0.023327 | 0.025122 | 0.027059 | 0.02915 | 0.031407 | 0.032139 | 0.032139 | 0.032139 | 0.72669 | 0.73615 | 0.74846 | 0.75877 | 0.76562 | 0.77285 | 0.78615 | 0.80077 | 0.81 | 0.81 | 0.81 | 0.81 | 0.81 | 0.81 | 0.81 | 0.81 | 0.81 | 0.81 | 0.81 | 0.81 | 8677.3397 | 31544.1969 | 0.0010496 | 95246.6493 | 53968.8717 | 471.4525 | 1734.5936 | 40221.5366 | 2206.0461 | 38015.4904 | -15953.3812 | FALSE
| 60393721 | BET004 | BETS | 22KV | 274.02 | 12 | 39529.3474 | 7.692% | Three phase | 97.13 | 0.0026048 | 0.0028529 | 0.0031258 | 0.0034259 | 0.0037561 | 0.0041194 | 0.0045193 | 0.0049594 | 0.0054439 | 0.0059774 | 0.006565 | 0.0072121 | 0.007925 | 0.0087104 | 0.0089809 | 0.0089809 | 0.0089809 | 0.0089809 | 0.0089809 | 0.0089809 | 0.72669 | 0.73615 | 0.74846 | 0.75877 | 0.76562 | 0.77285 | 0.78615 | 0.80077 | 0.81 | 0.81 | 0.81 | 0.81 | 0.81 | 0.81 | 0.81 | 0.81 | 0.81 | 0.81 | 0.81 | 0.81 | 2636.9399 | 2675.1561 | 0.0002933 | 26615.5626 | 15080.9702 | 131.7419 | 135.4471 | 5312.096 | 267.189 | 5044.907 | -10036.0632 | FALSE
| 60393818 | BET004 | BETS | 22KV | 71.63 | 12 | 39529.3474 | 7.692% | Three phase | 97.13 | 0.00060866 | 0.00066653 | 0.00073017 | 0.00080018 | 0.00087719 | 0.00096193 | 0.0010552 | 0.0011579 | 0.0012709 | 0.0013954 | 0.0015325 | 0.0016835 | 0.0018499 | 0.0020332 | 0.0022353 | 0.0023477 | 0.0023477 | 0.0023477 | 0.0023477 | 0.0023477 | 0.72669 | 0.73615 | 0.74846 | 0.75877 | 0.76562 | 0.77285 | 0.78615 | 0.80077 | 0.81 | 0.81 | 0.81 | 0.81 | 0.81 | 0.81 | 0.81 | 0.81 | 0.81 | 0.81 | 0.81 | 0.81 | 640.3919 | 169.7187 | 7.667e-05 | 6957.4219 | 3942.2301 | 34.4379 | 9.2554 | 810.1106 | 43.6933 | 766.4173 | -3175.8128 | FALSE
| 60393825 | BET004 | BETS | 22KV | 340.3 | 12 | 39529.3474 | 7.692% | Three phase | 97.13 | 0.0020733 | 0.002269 | 0.0024843 | 0.0027212 | 0.0029818 | 0.0032686 | 0.0035843 | 0.003932 | 0.0043149 | 0.0047366 | 0.0052012 | 0.0057132 | 0.0062775 | 0.0068995 | 0.0075852 | 0.0083413 | 0.0091753 | 0.010095 | 0.01111 | 0.011153 | 0.72669 | 0.73615 | 0.74846 | 0.75877 | 0.76562 | 0.77285 | 0.78615 | 0.80077 | 0.81 | 0.81 | 0.81 | 0.81 | 0.81 | 0.81 | 0.81 | 0.81 | 0.81 | 0.81 | 0.81 | 0.81 | 2346.1045 | 2950.512 | 0.00036425 | 33053.339 | 18728.7576 | 163.6077 | 208.8955 | 5296.6166 | 372.5031 | 4924.1135 | -13804.6442 | FALSE
| 60393873 | BET004 | BETS | 22KV | 1527.19 | 12 | 39529.3474 | 7.692% | Three phase | 97.13 | 0.014142 | 0.015333 | 0.016629 | 0.01804 | 0.019575 | 0.021247 | 0.023067 | 0.02505 | 0.027209 | 0.02956 | 0.032122 | 0.034914 | 0.037955 | 0.041271 | 0.044884 | 0.048823 | 0.050053 | 0.050053 | 0.050053 | 0.050053 | 0.72669 | 0.73615 | 0.74846 | 0.75877 | 0.76562 | 0.77285 | 0.78615 | 0.80077 | 0.81 | 0.81 | 0.81 | 0.81 | 0.81 | 0.81 | 0.81 | 0.81 | 0.81 | 0.81 | 0.81 | 0.81 | 13651.647 | 77214.3701 | 0.0016347 | 148335.9647 | 84050.4595 | 734.2344 | 4207.1815 | 90866.0172 | 4941.4159 | 85924.6013 | 1874.1417 | TRUE
| 60393930 | BET005 | BETS | 22KV | 473.73 | 14 | 39529.3474 | 6.667% | Three phase | 97.13 | 0.0039349 | 0.0043075 | 0.0047171 | 0.0051674 | 0.0056628 | 0.0062076 | 0.0068071 | 0.0074668 | 0.0081929 | 0.0089922 | 0.0098722 | 0.010841 | 0.011909 | 0.013084 | 0.01438 | 0.015526 | 0.015526 | 0.015526 | 0.015526 | 0.015526 | 0.74607 | 0.75867 | 0.77573 | 0.79007 | 0.79873 | 0.80933 | 0.82793 | 0.85053 | 0.8616 | 0.8616 | 0.8616 | 0.8616 | 0.8616 | 0.8616 | 0.8616 | 0.8616 | 0.8616 | 0.8616 | 0.8616 | 0.8616 | 4405.388 | 7295.1025 | 0.00050707 | 46013.3949 | 26072.2138 | 239.9612 | 404.8246 | 11700.4906 | 644.7858 | 11055.7048 | -15016.509 | FALSE
| 60393931 | BET005 | BETS | 22KV | 352.98 | 14 | 39529.3474 | 6.667% | Three phase | 97.13 | 0.0029319 | 0.0032095 | 0.0035147 | 0.0038503 | 0.0042194 | 0.0046254 | 0.005072 | 0.0055636 | 0.0061046 | 0.0067002 | 0.0073559 | 0.008078 | 0.0088732 | 0.0097492 | 0.010714 | 0.011569 | 0.011569 | 0.011569 | 0.011569 | 0.011569 | 0.74607 | 0.75867 | 0.77573 | 0.79007 | 0.79873 | 0.80933 | 0.82793 | 0.85053 | 0.8616 | 0.8616 | 0.8616 | 0.8616 | 0.8616 | 0.8616 | 0.8616 | 0.8616 | 0.8616 | 0.8616 | 0.8616 | 0.8616 | 3282.4898 | 4050.138 | 0.00037782 | 34284.9474 | 19426.6144 | 178.797 | 224.7529 | 7332.6278 | 403.5499 | 6929.0779 | -12497.5365 | FALSE
| 60393932 | BET005 | BETS | 22KV | 45.99 | 14 | 39529.3474 | 6.667% | Three phase | 97.13 | 0.00039079 | 0.00042795 | 0.00046881 | 0.00051375 | 0.0005632 | 0.00061761 | 0.00067749 | 0.00074341 | 0.00081599 | 0.00089591 | 0.00098394 | 0.0010809 | 0.0011877 | 0.0013054 | 0.0014352 | 0.0015073 | 0.0015073 | 0.0015073 | 0.0015073 | 0.0015073 | 0.74607 | 0.75867 | 0.77573 | 0.79007 | 0.79873 | 0.80933 | 0.82793 | 0.85053 | 0.8616 | 0.8616 | 0.8616 | 0.8616 | 0.8616 | 0.8616 | 0.8616 | 0.8616 | 0.8616 | 0.8616 | 0.8616 | 0.8616 | 435.1394 | 69.9627 | 4.9226e-05 | 4467.0087 | 2531.1066 | 23.2956 | 3.8153 | 505.1021 | 27.1109 | 477.9912 | -2053.1153 | FALSE
| 60393945 | BET005 | BETS | 22KV | 225.24 | 14 | 39529.3474 | 6.667% | Three phase | 97.13 | 0.0020397 | 0.0022257 | 0.0024294 | 0.0026526 | 0.0028973 | 0.0031654 | 0.0034593 | 0.0037816 | 0.0041351 | 0.0045228 | 0.004948 | 0.0054146 | 0.0059265 | 0.0064884 | 0.007105 | 0.0073822 | 0.0073822 | 0.0073822 | 0.0073822 | 0.0073822 | 0.74607 | 0.75867 | 0.77573 | 0.79007 | 0.79873 | 0.80933 | 0.82793 | 0.85053 | 0.8616 | 0.8616 | 0.8616 | 0.8616 | 0.8616 | 0.8616 | 0.8616 | 0.8616 | 0.8616 | 0.8616 | 0.8616 | 0.8616 | 2179.5464 | 1717.4399 | 0.00024109 | 21877.5612 | 12396.3132 | 114.0921 | 91.5158 | 3896.9863 | 205.6079 | 3691.3783 | -8704.9348 | FALSE
| 60393953 | BET005 | BETS | 22KV | 486.83 | 14 | 39529.3474 | 6.667% | Three phase | 97.13 | 0.0057315 | 0.006087 | 0.0064653 | 0.0068682 | 0.0072971 | 0.0077539 | 0.0082403 | 0.0087583 | 0.00931 | 0.0098976 | 0.010524 | 0.01119 | 0.011901 | 0.012658 | 0.013464 | 0.014324 | 0.015239 | 0.015956 | 0.015956 | 0.015956 | 0.74607 | 0.75867 | 0.77573 | 0.79007 | 0.79873 | 0.80933 | 0.82793 | 0.85053 | 0.8616 | 0.8616 | 0.8616 | 0.8616 | 0.8616 | 0.8616 | 0.8616 | 0.8616 | 0.8616 | 0.8616 | 0.8616 | 0.8616 | 4800.1328 | 8209.0327 | 0.00052109 | 47285.7979 | 26793.1857 | 246.5968 | 427.5233 | 13009.1655 | 674.1201 | 12335.0454 | -14458.1403 | FALSE
| 60393956 | BET005 | BETS | 22KV | 185 | 14 | 39529.3474 | 6.667% | Single phase | 44.74 | 0.0022109 | 0.0023786 | 0.0025597 | 0.002755 | 0.0029658 | 0.0031934 | 0.0034391 | 0.0037043 | 0.0039907 | 0.0042999 | 0.0046339 | 0.0049945 | 0.0053841 | 0.005805 | 0.0060633 | 0.0060633 | 0.0060633 | 0.0060633 | 0.0060633 | 0.0060633 | 0.74607 | 0.75867 | 0.77573 | 0.79007 | 0.79873 | 0.80933 | 0.82793 | 0.85053 | 0.8616 | 0.8616 | 0.8616 | 0.8616 | 0.8616 | 0.8616 | 0.8616 | 0.8616 | 0.8616 | 0.8616 | 0.8616 | 0.8616 | 1997.8448 | 597.3997 | 0.00019802 | 8276.9 | 4689.8758 | 93.7091 | 28.4375 | 2595.2445 | 122.1466 | 2473.0979 | -2216.7779 | FALSE
| 60393958 | BET005 | BETS | 22KV | 145.46 | 14 | 39529.3474 | 6.667% | Three phase | 97.13 | 0.0016807 | 0.0018255 | 0.0019833 | 0.0021553 | 0.0023427 | 0.0025471 | 0.0027699 | 0.003013 | 0.0032781 | 0.0035672 | 0.0038827 | 0.0042269 | 0.0046025 | 0.0047674 | 0.0047674 | 0.0047674 | 0.0047674 | 0.0047674 | 0.0047674 | 0.0047674 | 0.74607 | 0.75867 | 0.77573 | 0.79007 | 0.79873 | 0.80933 | 0.82793 | 0.85053 | 0.8616 | 0.8616 | 0.8616 | 0.8616 | 0.8616 | 0.8616 | 0.8616 | 0.8616 | 0.8616 | 0.8616 | 0.8616 | 0.8616 | 1605.5779 | 818.9097 | 0.0001557 | 14128.5298 | 8005.5395 | 73.6807 | 38.1674 | 2424.4876 | 111.8481 | 2312.6395 | -5692.9 | FALSE
| 60393965 | BET005 | BETS | 22KV | 504.31 | 14 | 39529.3474 | 6.667% | Three phase | 97.13 | 0.0041889 | 0.0045855 | 0.0050216 | 0.005501 | 0.0060283 | 0.0066084 | 0.0072465 | 0.0079488 | 0.0087218 | 0.0095727 | 0.01051 | 0.011541 | 0.012677 | 0.013929 | 0.015308 | 0.016529 | 0.016529 | 0.016529 | 0.016529 | 0.016529 | 0.74607 | 0.75867 | 0.77573 | 0.79007 | 0.79873 | 0.80933 | 0.82793 | 0.85053 | 0.8616 | 0.8616 | 0.8616 | 0.8616 | 0.8616 | 0.8616 | 0.8616 | 0.8616 | 0.8616 | 0.8616 | 0.8616 | 0.8616 | 4689.7626 | 8267.3207 | 0.0005398 | 48983.6303 | 27755.2153 | 255.4511 | 458.7755 | 12957.0833 | 714.2266 | 12242.8567 | -15512.3586 | FALSE
| 60394012 | BET005 | BETS | 22KV | 563.49 | 14 | 39529.3474 | 6.667% | Three phase | 97.13 | 0.0040403 | 0.0044195 | 0.004836 | 0.0052939 | 0.0057971 | 0.0063505 | 0.0069591 | 0.0076284 | 0.0083648 | 0.0091751 | 0.010067 | 0.011048 | 0.012129 | 0.013319 | 0.014629 | 0.016072 | 0.017662 | 0.018468 | 0.018468 | 0.018468 | 0.74607 | 0.75867 | 0.77573 | 0.79007 | 0.79873 | 0.80933 | 0.82793 | 0.85053 | 0.8616 | 0.8616 | 0.8616 | 0.8616 | 0.8616 | 0.8616 | 0.8616 | 0.8616 | 0.8616 | 0.8616 | 0.8616 | 0.8616 | 4678.6266 | 9208.7658 | 0.00060314 | 54731.7837 | 31012.247 | 285.4278 | 572.7664 | 13887.3924 | 858.1942 | 13029.1981 | -17983.0488 | FALSE
| 60394048 | BET005 | BETS | 22KV | 1258.2 | 14 | 39529.3474 | 6.667% | Three phase | 97.13 | 0.0064871 | 0.0070908 | 0.0077542 | 0.0084833 | 0.0092849 | 0.010166 | 0.011136 | 0.012203 | 0.013376 | 0.014668 | 0.01609 | 0.017656 | 0.01938 | 0.021279 | 0.023371 | 0.025676 | 0.028216 | 0.031016 | 0.034103 | 0.037506 | 0.74607 | 0.75867 | 0.77573 | 0.79007 | 0.79873 | 0.80933 | 0.82793 | 0.85053 | 0.8616 | 0.8616 | 0.8616 | 0.8616 | 0.8616 | 0.8616 | 0.8616 | 0.8616 | 0.8616 | 0.8616 | 0.8616 | 0.8616 | 7731.2038 | 33957.0851 | 0.0013467 | 122208.966 | 69246.3205 | 637.3233 | 2855.6466 | 41688.2889 | 3492.9699 | 38195.3189 | -31051.0016 | FALSE
| 60394054 | BET005 | BETS | 22KV | 149.03 | 14 | 39529.3474 | 6.667% | Three phase | 97.13 | 0.0010686 | 0.0011688 | 0.001279 | 0.0014001 | 0.0015332 | 0.0016796 | 0.0018405 | 0.0020175 | 0.0022123 | 0.0024266 | 0.0026624 | 0.002922 | 0.0032078 | 0.0035225 | 0.0038691 | 0.0042507 | 0.0046712 | 0.0048844 | 0.0048844 | 0.0048844 | 0.74607 | 0.75867 | 0.77573 | 0.79007 | 0.79873 | 0.80933 | 0.82793 | 0.85053 | 0.8616 | 0.8616 | 0.8616 | 0.8616 | 0.8616 | 0.8616 | 0.8616 | 0.8616 | 0.8616 | 0.8616 | 0.8616 | 0.8616 | 1237.3879 | 644.1343 | 0.00015952 | 14475.2839 | 8202.0181 | 75.489 | 40.0638 | 1881.5222 | 115.5529 | 1765.9693 | -6436.0487 | FALSE
| 60394058 | BET005 | BETS | 22KV | 1238.02 | 14 | 39529.3474 | 6.667% | Three phase | 97.13 | 0.0088768 | 0.0097098 | 0.010625 | 0.011631 | 0.012737 | 0.013952 | 0.015289 | 0.01676 | 0.018378 | 0.020158 | 0.022117 | 0.024274 | 0.026648 | 0.029262 | 0.032141 | 0.035312 | 0.038805 | 0.040576 | 0.040576 | 0.040576 | 0.74607 | 0.75867 | 0.77573 | 0.79007 | 0.79873 | 0.80933 | 0.82793 | 0.85053 | 0.8616 | 0.8616 | 0.8616 | 0.8616 | 0.8616 | 0.8616 | 0.8616 | 0.8616 | 0.8616 | 0.8616 | 0.8616 | 0.8616 | 10279.2123 | 44451.2851 | 0.0013251 | 120248.8826 | 68135.6936 | 627.1014 | 2764.779 | 54730.4974 | 3391.8804 | 51338.617 | -16797.0766 | FALSE
| 60394063 | BET005 | BETS | 22KV | 858.4 | 14 | 39529.3474 | 6.667% | Three phase | 97.13 | 0.010106 | 0.010733 | 0.0114 | 0.01211 | 0.012867 | 0.013672 | 0.01453 | 0.015443 | 0.016416 | 0.017452 | 0.018556 | 0.019731 | 0.020984 | 0.022319 | 0.023741 | 0.025256 | 0.026871 | 0.028134 | 0.028134 | 0.028134 | 0.74607 | 0.75867 | 0.77573 | 0.79007 | 0.79873 | 0.80933 | 0.82793 | 0.85053 | 0.8616 | 0.8616 | 0.8616 | 0.8616 | 0.8616 | 0.8616 | 0.8616 | 0.8616 | 0.8616 | 0.8616 | 0.8616 | 0.8616 | 8463.8046 | 25522.1195 | 0.0009188 | 83376.392 | 47242.9197 | 434.8103 | 1329.1822 | 33985.9241 | 1763.9925 | 32221.9316 | -15020.9881 | FALSE
| 60394107 | BET005 | BETS | 22KV | 151.23 | 14 | 39529.3474 | 6.667% | Three phase | 97.13 | 0.00080755 | 0.00088325 | 0.00096648 | 0.001058 | 0.0011587 | 0.0012695 | 0.0013914 | 0.0015256 | 0.0016733 | 0.0018361 | 0.0020153 | 0.0022127 | 0.0024302 | 0.00267 | 0.0029342 | 0.0032256 | 0.0035468 | 0.0039011 | 0.0042918 | 0.0047228 | 0.74607 | 0.75867 | 0.77573 | 0.79007 | 0.79873 | 0.80933 | 0.82793 | 0.85053 | 0.8616 | 0.8616 | 0.8616 | 0.8616 | 0.8616 | 0.8616 | 0.8616 | 0.8616 | 0.8616 | 0.8616 | 0.8616 | 0.8616 | 969.2281 | 511.6244 | 0.00016187 | 14688.9699 | 8323.0973 | 76.6034 | 41.2554 | 1480.8525 | 117.8588 | 1362.9937 | -6960.1036 | FALSE
| 60394117 | BET005 | BETS | 22KV | 1216.14 | 14 | 39529.3474 | 6.667% | Three phase | 97.13 | 0.011013 | 0.012017 | 0.013117 | 0.014322 | 0.015643 | 0.017091 | 0.018678 | 0.020418 | 0.022327 | 0.02442 | 0.026716 | 0.029235 | 0.031999 | 0.035033 | 0.038362 | 0.039859 | 0.039859 | 0.039859 | 0.039859 | 0.039859 | 0.74607 | 0.75867 | 0.77573 | 0.79007 | 0.79873 | 0.80933 | 0.82793 | 0.85053 | 0.8616 | 0.8616 | 0.8616 | 0.8616 | 0.8616 | 0.8616 | 0.8616 | 0.8616 | 0.8616 | 0.8616 | 0.8616 | 0.8616 | 11768.0408 | 50067.7026 | 0.0013017 | 118123.6782 | 66931.5055 | 616.0184 | 2667.9166 | 61835.7433 | 3283.935 | 58551.8083 | -8379.6972 | FALSE
| 60394137 | BET005 | BETS | 22KV | 146.41 | 14 | 39529.3474 | 6.667% | Three phase | 97.13 | 0.001356 | 0.0014685 | 0.0015906 | 0.0017234 | 0.0018678 | 0.0020248 | 0.0021955 | 0.0023812 | 0.0025831 | 0.0028028 | 0.0030418 | 0.0033019 | 0.0035849 | 0.003893 | 0.0042283 | 0.0045934 | 0.0047986 | 0.0047986 | 0.0047986 | 0.0047986 | 0.74607 | 0.75867 | 0.77573 | 0.79007 | 0.79873 | 0.80933 | 0.82793 | 0.85053 | 0.8616 | 0.8616 | 0.8616 | 0.8616 | 0.8616 | 0.8616 | 0.8616 | 0.8616 | 0.8616 | 0.8616 | 0.8616 | 0.8616 | 1373.6591 | 704.1113 | 0.00015671 | 14220.8033 | 8057.8237 | 74.1619 | 38.6675 | 2077.7704 | 112.8294 | 1964.941 | -6092.8827 | FALSE
| 60394145 | BET005 | BETS | 22KV | 908.68 | 14 | 39529.3474 | 6.667% | Three phase | 97.13 | 0.0065154 | 0.0071268 | 0.0077985 | 0.0085368 | 0.0093484 | 0.010241 | 0.011222 | 0.012302 | 0.013489 | 0.014796 | 0.016234 | 0.017817 | 0.019559 | 0.021478 | 0.023591 | 0.025918 | 0.028482 | 0.029782 | 0.029782 | 0.029782 | 0.74607 | 0.75867 | 0.77573 | 0.79007 | 0.79873 | 0.80933 | 0.82793 | 0.85053 | 0.8616 | 0.8616 | 0.8616 | 0.8616 | 0.8616 | 0.8616 | 0.8616 | 0.8616 | 0.8616 | 0.8616 | 0.8616 | 0.8616 | 7544.7203 | 23946.9903 | 0.00097262 | 88260.0884 | 50010.1307 | 460.2789 | 1489.4538 | 31491.7106 | 1949.7327 | 29541.9779 | -20468.1529 | FALSE
| 60394171 | BET005 | BETS | 22KV | 293.26 | 14 | 39529.3474 | 6.667% | Three phase | 97.13 | 0.0018826 | 0.0020587 | 0.0022523 | 0.0024651 | 0.002699 | 0.0029562 | 0.0032391 | 0.0035503 | 0.0038926 | 0.0042693 | 0.0046839 | 0.0051403 | 0.0056429 | 0.0061962 | 0.0068057 | 0.0074771 | 0.0082168 | 0.0090318 | 0.0096115 | 0.0096115 | 0.74607 | 0.75867 | 0.77573 | 0.79007 | 0.79873 | 0.80933 | 0.82793 | 0.85053 | 0.8616 | 0.8616 | 0.8616 | 0.8616 | 0.8616 | 0.8616 | 0.8616 | 0.8616 | 0.8616 | 0.8616 | 0.8616 | 0.8616 | 2221.4968 | 2274.7125 | 0.0003139 | 28484.3438 | 16139.8633 | 148.5467 | 155.1353 | 4496.2093 | 303.682 | 4192.5273 | -11947.336 | FALSE
| 60394172 | BET005 | BETS | 22KV | 205.49 | 14 | 39529.3474 | 6.667% | Three phase | 97.13 | 0.0013191 | 0.0014426 | 0.0015782 | 0.0017273 | 0.0018912 | 0.0020715 | 0.0022697 | 0.0024877 | 0.0027276 | 0.0029915 | 0.0032821 | 0.0036019 | 0.003954 | 0.0043418 | 0.0047688 | 0.0052393 | 0.0057576 | 0.0063287 | 0.0067349 | 0.0067349 | 0.74607 | 0.75867 | 0.77573 | 0.79007 | 0.79873 | 0.80933 | 0.82793 | 0.85053 | 0.8616 | 0.8616 | 0.8616 | 0.8616 | 0.8616 | 0.8616 | 0.8616 | 0.8616 | 0.8616 | 0.8616 | 0.8616 | 0.8616 | 1556.6234 | 1116.869 | 0.00021995 | 19959.2437 | 11309.3518 | 104.088 | 76.1704 | 2673.4924 | 180.2585 | 2493.2339 | -8816.1178 | FALSE
| 60394207 | BET005 | BETS | 22KV | 35.01 | 14 | 39529.3474 | 6.667% | Three phase | 97.13 | 0.00032966 | 0.00036046 | 0.00039427 | 0.00043139 | 0.00047216 | 0.00051694 | 0.00056614 | 0.00062019 | 0.00067959 | 0.00074489 | 0.00081666 | 0.00089558 | 0.00098236 | 0.0010778 | 0.0011474 | 0.0011474 | 0.0011474 | 0.0011474 | 0.0011474 | 0.0011474 | 0.74607 | 0.75867 | 0.77573 | 0.79007 | 0.79873 | 0.80933 | 0.82793 | 0.85053 | 0.8616 | 0.8616 | 0.8616 | 0.8616 | 0.8616 | 0.8616 | 0.8616 | 0.8616 | 0.8616 | 0.8616 | 0.8616 | 0.8616 | 351.4497 | 43.0525 | 3.7474e-05 | 3400.5213 | 1926.8111 | 17.7338 | 2.211 | 394.5021 | 19.9448 | 374.5573 | -1552.2537 | FALSE
| 60394233 | BET005 | BETS | 22KV | 215.82 | 14 | 39529.3474 | 6.667% | Three phase | 97.13 | 0.0020515 | 0.002247 | 0.0024619 | 0.0026983 | 0.0029584 | 0.0032445 | 0.0035594 | 0.0039061 | 0.0042877 | 0.0047079 | 0.0051706 | 0.0056803 | 0.0062418 | 0.0068604 | 0.0070735 | 0.0070735 | 0.0070735 | 0.0070735 | 0.0070735 | 0.0070735 | 0.74607 | 0.75867 | 0.77573 | 0.79007 | 0.79873 | 0.80933 | 0.82793 | 0.85053 | 0.8616 | 0.8616 | 0.8616 | 0.8616 | 0.8616 | 0.8616 | 0.8616 | 0.8616 | 0.8616 | 0.8616 | 0.8616 | 0.8616 | 2197.536 | 1659.4646 | 0.00023101 | 20962.5966 | 11877.8739 | 109.3206 | 84.0211 | 3857.0006 | 193.3417 | 3663.6589 | -8214.215 | FALSE
| 60394253 | BET005 | BETS | 22KV | 849.19 | 14 | 39529.3474 | 6.667% | Three phase | 97.13 | 0.0080014 | 0.0086566 | 0.0093678 | 0.01014 | 0.010979 | 0.01189 | 0.012879 | 0.013954 | 0.015123 | 0.016392 | 0.017772 | 0.019272 | 0.020902 | 0.022675 | 0.024602 | 0.026698 | 0.027832 | 0.027832 | 0.027832 | 0.027832 | 0.74607 | 0.75867 | 0.77573 | 0.79007 | 0.79873 | 0.80933 | 0.82793 | 0.85053 | 0.8616 | 0.8616 | 0.8616 | 0.8616 | 0.8616 | 0.8616 | 0.8616 | 0.8616 | 0.8616 | 0.8616 | 0.8616 | 0.8616 | 8018.457 | 23843.4301 | 0.00090895 | 82481.8247 | 46736.0379 | 430.1451 | 1300.8129 | 31861.8871 | 1730.958 | 30130.929 | -16605.1089 | FALSE
| 60394272 | BET005 | BETS | 22KV | 788.06 | 14 | 39529.3474 | 6.667% | Three phase | 97.13 | 0.009278 | 0.0098533 | 0.010466 | 0.011118 | 0.011812 | 0.012552 | 0.013339 | 0.014177 | 0.015071 | 0.016022 | 0.017035 | 0.018115 | 0.019265 | 0.02049 | 0.021795 | 0.023186 | 0.024669 | 0.025828 | 0.025828 | 0.025828 | 0.74607 | 0.75867 | 0.77573 | 0.79007 | 0.79873 | 0.80933 | 0.82793 | 0.85053 | 0.8616 | 0.8616 | 0.8616 | 0.8616 | 0.8616 | 0.8616 | 0.8616 | 0.8616 | 0.8616 | 0.8616 | 0.8616 | 0.8616 | 7770.2538 | 21510.7666 | 0.00084351 | 76544.2678 | 43371.686 | 399.1806 | 1120.2725 | 29281.0204 | 1519.4531 | 27761.5673 | -15610.1187 | FALSE
| 60394297 | BET005 | BETS | 22KV | 21.82 | 14 | 39529.3474 | 6.667% | Three phase | 97.13 | 0.00011652 | 0.00012744 | 0.00013945 | 0.00015265 | 0.00016718 | 0.00018316 | 0.00020076 | 0.00022012 | 0.00024144 | 0.00026491 | 0.00029077 | 0.00031926 | 0.00035064 | 0.00038523 | 0.00042336 | 0.0004654 | 0.00051175 | 0.00056286 | 0.00061924 | 0.00068143 | 0.74607 | 0.75867 | 0.77573 | 0.79007 | 0.79873 | 0.80933 | 0.82793 | 0.85053 | 0.8616 | 0.8616 | 0.8616 | 0.8616 | 0.8616 | 0.8616 | 0.8616 | 0.8616 | 0.8616 | 0.8616 | 0.8616 | 0.8616 | 139.8437 | 10.6509 | 2.3355e-05 | 2119.3766 | 1200.886 | 11.0526 | 0.85884 | 150.4945 | 11.9115 | 138.5831 | -1062.3029 | FALSE
| 60394303 | BET005 | BETS | 22KV | 627.71 | 14 | 39529.3474 | 6.667% | Three phase | 97.13 | 0.0053504 | 0.0057556 | 0.006193 | 0.0066652 | 0.0071751 | 0.0077256 | 0.0083201 | 0.0089623 | 0.009656 | 0.010405 | 0.011215 | 0.01209 | 0.013036 | 0.014058 | 0.015163 | 0.016357 | 0.017648 | 0.019044 | 0.020554 | 0.020573 | 0.74607 | 0.75867 | 0.77573 | 0.79007 | 0.79873 | 0.80933 | 0.82793 | 0.85053 | 0.8616 | 0.8616 | 0.8616 | 0.8616 | 0.8616 | 0.8616 | 0.8616 | 0.8616 | 0.8616 | 0.8616 | 0.8616 | 0.8616 | 5226.314 | 11490.4182 | 0.00067188 | 60969.4723 | 34546.6602 | 317.9576 | 710.7604 | 16716.7321 | 1028.7179 | 15688.0142 | -18858.646 | FALSE
| 60394308 | BET005 | BETS | 22KV | 247.69 | 14 | 39529.3474 | 6.667% | Three phase | 97.13 | 0.0012771 | 0.0013959 | 0.0015265 | 0.00167 | 0.0018278 | 0.0020014 | 0.0021922 | 0.0024022 | 0.0026332 | 0.0028875 | 0.0031675 | 0.0034757 | 0.0038151 | 0.004189 | 0.0046008 | 0.0050546 | 0.0055547 | 0.0061059 | 0.0067135 | 0.0073834 | 0.74607 | 0.75867 | 0.77573 | 0.79007 | 0.79873 | 0.80933 | 0.82793 | 0.85053 | 0.8616 | 0.8616 | 0.8616 | 0.8616 | 0.8616 | 0.8616 | 0.8616 | 0.8616 | 0.8616 | 0.8616 | 0.8616 | 0.8616 | 1521.9694 | 1315.9761 | 0.00026512 | 24058.1297 | 13631.8718 | 125.4638 | 110.668 | 2837.9454 | 236.1318 | 2601.8136 | -11030.0582 | FALSE
| 60394312 | BET005 | BETS | 22KV | 1316.16 | 14 | 39529.3474 | 6.667% | Three phase | 97.13 | 0.0094371 | 0.010323 | 0.011296 | 0.012365 | 0.013541 | 0.014833 | 0.016254 | 0.017818 | 0.019538 | 0.02143 | 0.023513 | 0.025806 | 0.02833 | 0.031109 | 0.03417 | 0.037541 | 0.041254 | 0.043137 | 0.043137 | 0.043137 | 0.74607 | 0.75867 | 0.77573 | 0.79007 | 0.79873 | 0.80933 | 0.82793 | 0.85053 | 0.8616 | 0.8616 | 0.8616 | 0.8616 | 0.8616 | 0.8616 | 0.8616 | 0.8616 | 0.8616 | 0.8616 | 0.8616 | 0.8616 | 10928.0044 | 50239.6234 | 0.0014088 | 127838.6208 | 72436.2082 | 666.6821 | 3124.8018 | 61167.6279 | 3791.4839 | 57376.1439 | -15060.0643 | FALSE
| 60394355 | BET005 | BETS | 22KV | 132.23 | 14 | 39529.3474 | 6.667% | Three phase | 97.13 | 0.001005 | 0.0011004 | 0.0012052 | 0.0013206 | 0.0014475 | 0.0015871 | 0.0017408 | 0.0019101 | 0.0020964 | 0.0023016 | 0.0025276 | 0.0027766 | 0.003051 | 0.0033534 | 0.0036866 | 0.004054 | 0.0043338 | 0.0043338 | 0.0043338 | 0.0043338 | 0.74607 | 0.75867 | 0.77573 | 0.79007 | 0.79873 | 0.80933 | 0.82793 | 0.85053 | 0.8616 | 0.8616 | 0.8616 | 0.8616 | 0.8616 | 0.8616 | 0.8616 | 0.8616 | 0.8616 | 0.8616 | 0.8616 | 0.8616 | 1155.5018 | 533.8048 | 0.00014153 | 12843.4999 | 7277.4129 | 66.9792 | 31.5402 | 1689.3067 | 98.5195 | 1590.7872 | -5686.6258 | FALSE
| 60394359 | BET005 | BETS | 22KV | 435.17 | 14 | 39529.3474 | 6.667% | Single phase | 44.74 | 0.0028889 | 0.0031073 | 0.0033431 | 0.0035977 | 0.0038727 | 0.0041697 | 0.0044906 | 0.0048374 | 0.0052121 | 0.005617 | 0.0060547 | 0.0065279 | 0.0070395 | 0.0075926 | 0.0081908 | 0.0088378 | 0.0095376 | 0.010295 | 0.011114 | 0.012 | 0.74607 | 0.75867 | 0.77573 | 0.79007 | 0.79873 | 0.80933 | 0.82793 | 0.85053 | 0.8616 | 0.8616 | 0.8616 | 0.8616 | 0.8616 | 0.8616 | 0.8616 | 0.8616 | 0.8616 | 0.8616 | 0.8616 | 0.8616 | 2838.0317 | 1992.2384 | 0.00046579 | 19469.5058 | 11031.8554 | 220.4292 | 157.3496 | 4830.2702 | 377.7788 | 4452.4914 | -6579.364 | FALSE
| 60394364 | BET005 | BETS | 22KV | 436.79 | 14 | 39529.3474 | 6.667% | Three phase | 97.13 | 0.0036281 | 0.0039716 | 0.0043492 | 0.0047645 | 0.0052212 | 0.0057236 | 0.0062763 | 0.0068846 | 0.0075541 | 0.008291 | 0.0091024 | 0.009996 | 0.01098 | 0.012064 | 0.013258 | 0.014316 | 0.014316 | 0.014316 | 0.014316 | 0.014316 | 0.74607 | 0.75867 | 0.77573 | 0.79007 | 0.79873 | 0.80933 | 0.82793 | 0.85053 | 0.8616 | 0.8616 | 0.8616 | 0.8616 | 0.8616 | 0.8616 | 0.8616 | 0.8616 | 0.8616 | 0.8616 | 0.8616 | 0.8616 | 4061.8695 | 6201.7606 | 0.00046753 | 42425.4127 | 24039.1832 | 221.2498 | 344.1521 | 10263.6301 | 565.4019 | 9698.2282 | -14340.955 | FALSE
| 60394365 | BET005 | BETS | 22KV | 319.78 | 14 | 39529.3474 | 6.667% | Three phase | 97.13 | 0.0029617 | 0.0032073 | 0.0034742 | 0.0037643 | 0.0040796 | 0.0044225 | 0.0047953 | 0.0052008 | 0.0056418 | 0.0061217 | 0.0066437 | 0.0072118 | 0.00783 | 0.0085028 | 0.0092353 | 0.010033 | 0.010481 | 0.010481 | 0.010481 | 0.010481 | 0.74607 | 0.75867 | 0.77573 | 0.79007 | 0.79873 | 0.80933 | 0.82793 | 0.85053 | 0.8616 | 0.8616 | 0.8616 | 0.8616 | 0.8616 | 0.8616 | 0.8616 | 0.8616 | 0.8616 | 0.8616 | 0.8616 | 0.8616 | 3000.2644 | 3358.9414 | 0.00034228 | 31060.2314 | 17599.4185 | 161.98 | 184.4623 | 6359.2058 | 346.4423 | 6012.7635 | -11586.6551 | FALSE
| 60394394 | BET005 | BETS | 22KV | 191.34 | 14 | 39529.3474 | 6.667% | Three phase | 97.13 | 0.0011399 | 0.0012471 | 0.0013649 | 0.0014944 | 0.0016369 | 0.0017937 | 0.0019662 | 0.0021561 | 0.0023652 | 0.0025954 | 0.0028489 | 0.0031282 | 0.0034358 | 0.0037749 | 0.0041485 | 0.0045604 | 0.0050145 | 0.0055152 | 0.0060673 | 0.0062711 | 0.74607 | 0.75867 | 0.77573 | 0.79007 | 0.79873 | 0.80933 | 0.82793 | 0.85053 | 0.8616 | 0.8616 | 0.8616 | 0.8616 | 0.8616 | 0.8616 | 0.8616 | 0.8616 | 0.8616 | 0.8616 | 0.8616 | 0.8616 | 1362.8907 | 910.3142 | 0.0002048 | 18584.8542 | 10530.5921 | 96.9206 | 66.0415 | 2273.205 | 162.962 | 2110.243 | -8420.3491 | FALSE
| 60394402 | BET005 | BETS | 22KV | 1092.68 | 14 | 39529.3474 | 6.667% | Three phase | 97.13 | 0.0083049 | 0.0090928 | 0.0099593 | 0.010912 | 0.011961 | 0.013115 | 0.014385 | 0.015784 | 0.017323 | 0.019019 | 0.020887 | 0.022945 | 0.025212 | 0.02771 | 0.030464 | 0.0335 | 0.035812 | 0.035812 | 0.035812 | 0.035812 | 0.74607 | 0.75867 | 0.77573 | 0.79007 | 0.79873 | 0.80933 | 0.82793 | 0.85053 | 0.8616 | 0.8616 | 0.8616 | 0.8616 | 0.8616 | 0.8616 | 0.8616 | 0.8616 | 0.8616 | 0.8616 | 0.8616 | 0.8616 | 9548.4666 | 36450.9188 | 0.0011696 | 106132.0084 | 60136.7584 | 553.4815 | 2153.7292 | 45999.3855 | 2707.2107 | 43292.1748 | -16844.5837 | FALSE
| 60394403 | BET005 | BETS | 22KV | 102.92 | 14 | 39529.3474 | 6.667% | Three phase | 97.13 | 0.00087455 | 0.0009577 | 0.0010491 | 0.0011497 | 0.0012604 | 0.0013821 | 0.0015161 | 0.0016637 | 0.0018261 | 0.0020049 | 0.0022019 | 0.0024189 | 0.002658 | 0.0029214 | 0.0032117 | 0.0033732 | 0.0033732 | 0.0033732 | 0.0033732 | 0.0033732 | 0.74607 | 0.75867 | 0.77573 | 0.79007 | 0.79873 | 0.80933 | 0.82793 | 0.85053 | 0.8616 | 0.8616 | 0.8616 | 0.8616 | 0.8616 | 0.8616 | 0.8616 | 0.8616 | 0.8616 | 0.8616 | 0.8616 | 0.8616 | 973.7889 | 350.38 | 0.00011016 | 9996.6196 | 5664.3072 | 52.1327 | 19.1075 | 1324.1689 | 71.2402 | 1252.9287 | -4411.3785 | FALSE
| 60394429 | BET005 | BETS | 22KV | 50.61 | 14 | 39529.3474 | 6.667% | Three phase | 97.13 | 0.00048756 | 0.0005333 | 0.00058353 | 0.00063869 | 0.00069929 | 0.00076587 | 0.00083905 | 0.00091947 | 0.0010079 | 0.0011051 | 0.001212 | 0.0013295 | 0.0014589 | 0.0016011 | 0.0016587 | 0.0016587 | 0.0016587 | 0.0016587 | 0.0016587 | 0.0016587 | 0.74607 | 0.75867 | 0.77573 | 0.79007 | 0.79873 | 0.80933 | 0.82793 | 0.85053 | 0.8616 | 0.8616 | 0.8616 | 0.8616 | 0.8616 | 0.8616 | 0.8616 | 0.8616 | 0.8616 | 0.8616 | 0.8616 | 0.8616 | 516.2696 | 91.4386 | 5.4171e-05 | 4915.7493 | 2785.373 | 25.6358 | 4.6204 | 607.7082 | 30.2562 | 577.452 | -2207.9209 | FALSE
| 60394438 | BET005 | BETS | 22KV | 1096.64 | 14 | 39529.3474 | 6.667% | Three phase | 97.13 | 0.012671 | 0.013763 | 0.014952 | 0.016249 | 0.017662 | 0.019203 | 0.020883 | 0.022715 | 0.024714 | 0.026894 | 0.029272 | 0.031867 | 0.034699 | 0.035942 | 0.035942 | 0.035942 | 0.035942 | 0.035942 | 0.035942 | 0.035942 | 0.74607 | 0.75867 | 0.77573 | 0.79007 | 0.79873 | 0.80933 | 0.82793 | 0.85053 | 0.8616 | 0.8616 | 0.8616 | 0.8616 | 0.8616 | 0.8616 | 0.8616 | 0.8616 | 0.8616 | 0.8616 | 0.8616 | 0.8616 | 12104.6401 | 46545.4244 | 0.0011738 | 106516.6432 | 60354.7011 | 555.4874 | 2169.3682 | 58650.0646 | 2724.8556 | 55925.209 | -4429.4921 | FALSE
| 60394453 | BET005 | BETS | 22KV | 161.88 | 14 | 39529.3474 | 6.667% | Single phase | 44.74 | 0.001466 | 0.0015996 | 0.001746 | 0.0019065 | 0.0020823 | 0.002275 | 0.0024862 | 0.0027179 | 0.0029719 | 0.0032505 | 0.0035561 | 0.0038914 | 0.0042594 | 0.0046632 | 0.0051064 | 0.0053056 | 0.0053056 | 0.0053056 | 0.0053056 | 0.0053056 | 0.74607 | 0.75867 | 0.77573 | 0.79007 | 0.79873 | 0.80933 | 0.82793 | 0.85053 | 0.8616 | 0.8616 | 0.8616 | 0.8616 | 0.8616 | 0.8616 | 0.8616 | 0.8616 | 0.8616 | 0.8616 | 0.8616 | 0.8616 | 1566.4401 | 408.6199 | 0.00017327 | 7242.5112 | 4103.7681 | 81.998 | 21.7738 | 1975.06 | 103.7718 | 1871.2882 | -2232.4799 | FALSE
| 60394460 | BET005 | BETS | 22KV | 415.29 | 14 | 39529.3474 | 6.667% | Three phase | 97.13 | 0.0035398 | 0.0038079 | 0.0040973 | 0.0044097 | 0.004747 | 0.0051112 | 0.0055046 | 0.0059294 | 0.0063884 | 0.0068842 | 0.0074199 | 0.0079988 | 0.0086244 | 0.0093006 | 0.010032 | 0.010822 | 0.011676 | 0.0126 | 0.013599 | 0.013611 | 0.74607 | 0.75867 | 0.77573 | 0.79007 | 0.79873 | 0.80933 | 0.82793 | 0.85053 | 0.8616 | 0.8616 | 0.8616 | 0.8616 | 0.8616 | 0.8616 | 0.8616 | 0.8616 | 0.8616 | 0.8616 | 0.8616 | 0.8616 | 3457.7049 | 5029.4522 | 0.00044451 | 40337.1177 | 22855.9088 | 210.3592 | 311.1058 | 8487.1571 | 521.465 | 7965.6921 | -14890.2167 | FALSE
| 60394489 | BET005 | BETS | 22KV | 3786.28 | 14 | 39529.3474 | 6.667% | Three phase | 97.13 | 0.032173 | 0.035232 | 0.038596 | 0.042296 | 0.046367 | 0.050847 | 0.055777 | 0.061204 | 0.067179 | 0.073759 | 0.081006 | 0.088989 | 0.097784 | 0.10747 | 0.11815 | 0.12409 | 0.12409 | 0.12409 | 0.12409 | 0.12409 | 0.74607 | 0.75867 | 0.77573 | 0.79007 | 0.79873 | 0.80933 | 0.82793 | 0.85053 | 0.8616 | 0.8616 | 0.8616 | 0.8616 | 0.8616 | 0.8616 | 0.8616 | 0.8616 | 0.8616 | 0.8616 | 0.8616 | 0.8616 | 35824.3041 | 474203.9945 | 0.0040527 | 367761.3764 | 208381.7822 | 1917.8863 | 25860.1213 | 510028.2986 | 27778.0075 | 482250.291 | 273868.5088 | TRUE
| 60394491 | BET005 | BETS | 22KV | 194.91 | 14 | 39529.3474 | 6.667% | Three phase | 97.13 | 0.0013975 | 0.0015287 | 0.0016728 | 0.0018311 | 0.0020052 | 0.0021966 | 0.0024071 | 0.0026387 | 0.0028934 | 0.0031736 | 0.0034821 | 0.0038216 | 0.0041954 | 0.0046069 | 0.0050602 | 0.0055594 | 0.0061093 | 0.0063881 | 0.0063881 | 0.0063881 | 0.74607 | 0.75867 | 0.77573 | 0.79007 | 0.79873 | 0.80933 | 0.82793 | 0.85053 | 0.8616 | 0.8616 | 0.8616 | 0.8616 | 0.8616 | 0.8616 | 0.8616 | 0.8616 | 0.8616 | 0.8616 | 0.8616 | 0.8616 | 1618.3271 | 1101.786 | 0.00020863 | 18931.6083 | 10727.0707 | 98.7289 | 68.5288 | 2720.113 | 167.2577 | 2552.8553 | -8174.2154 | FALSE
| 60394539 | BET005 | BETS | 22KV | 743.35 | 14 | 39529.3474 | 6.667% | Three phase | 97.13 | 0.0038326 | 0.0041893 | 0.0045812 | 0.005012 | 0.0054856 | 0.0060064 | 0.0065792 | 0.0072093 | 0.0079027 | 0.0086659 | 0.009506 | 0.010431 | 0.01145 | 0.012572 | 0.013808 | 0.01517 | 0.01667 | 0.018325 | 0.020148 | 0.022159 | 0.74607 | 0.75867 | 0.77573 | 0.79007 | 0.79873 | 0.80933 | 0.82793 | 0.85053 | 0.8616 | 0.8616 | 0.8616 | 0.8616 | 0.8616 | 0.8616 | 0.8616 | 0.8616 | 0.8616 | 0.8616 | 0.8616 | 0.8616 | 4567.6286 | 11852.712 | 0.00079566 | 72201.5855 | 40911.0255 | 376.5334 | 996.7627 | 16420.3406 | 1373.2961 | 15047.0445 | -25863.981 | FALSE
| 60394542 | BET005 | BETS | 22KV | 299.61 | 14 | 39529.3474 | 6.667% | Three phase | 97.13 | 0.0027749 | 0.003005 | 0.003255 | 0.0035268 | 0.0038223 | 0.0041435 | 0.0044928 | 0.0048727 | 0.005286 | 0.0057355 | 0.0062247 | 0.0067569 | 0.0073361 | 0.0079665 | 0.0086528 | 0.0093998 | 0.0098196 | 0.0098196 | 0.0098196 | 0.0098196 | 0.74607 | 0.75867 | 0.77573 | 0.79007 | 0.79873 | 0.80933 | 0.82793 | 0.85053 | 0.8616 | 0.8616 | 0.8616 | 0.8616 | 0.8616 | 0.8616 | 0.8616 | 0.8616 | 0.8616 | 0.8616 | 0.8616 | 0.8616 | 2811.0239 | 2948.5768 | 0.00032069 | 29101.1193 | 16489.342 | 151.7632 | 161.9264 | 5759.6006 | 313.6896 | 5445.911 | -11043.4309 | FALSE
| 60394561 | BET005 | BETS | 22KV | 224.09 | 14 | 39529.3474 | 6.667% | Three phase | 97.13 | 0.0020751 | 0.0022499 | 0.0024401 | 0.0026471 | 0.0028724 | 0.0031177 | 0.0033848 | 0.0036756 | 0.0039924 | 0.0043375 | 0.0047134 | 0.005123 | 0.0055693 | 0.0060558 | 0.006586 | 0.007164 | 0.0073445 | 0.0073445 | 0.0073445 | 0.0073445 | 0.74607 | 0.75867 | 0.77573 | 0.79007 | 0.79873 | 0.80933 | 0.82793 | 0.85053 | 0.8616 | 0.8616 | 0.8616 | 0.8616 | 0.8616 | 0.8616 | 0.8616 | 0.8616 | 0.8616 | 0.8616 | 0.8616 | 0.8616 | 2119.2954 | 1662.482 | 0.00023986 | 21765.8617 | 12333.0217 | 113.5096 | 90.5837 | 3781.7773 | 204.0933 | 3577.684 | -8755.3377 | FALSE
| 60394571 | BET005 | BETS | 22KV | 6580.08 | 14 | 39529.3474 | 6.667% | Single phase | 44.74 | 0.051585 | 0.055489 | 0.059704 | 0.064255 | 0.069169 | 0.074476 | 0.080208 | 0.086399 | 0.093088 | 0.10032 | 0.10813 | 0.11657 | 0.12569 | 0.13555 | 0.14621 | 0.15774 | 0.17021 | 0.18369 | 0.19827 | 0.21403 | 0.74607 | 0.75867 | 0.77573 | 0.79007 | 0.79873 | 0.80933 | 0.82793 | 0.85053 | 0.8616 | 0.8616 | 0.8616 | 0.8616 | 0.8616 | 0.8616 | 0.8616 | 0.8616 | 0.8616 | 0.8616 | 0.8616 | 0.8616 | 50665.8896 | 537793.4779 | 0.0070431 | 294392.7792 | 166809.5018 | 3333.0459 | 35975.7653 | 588459.3674 | 39308.8112 | 549150.5563 | 382341.0544 | TRUE
| 60394572 | BET005 | BETS | 22KV | 77.28 | 14 | 39529.3474 | 6.667% | Single phase | 44.74 | 0.00060584 | 0.0006517 | 0.0007012 | 0.00075465 | 0.00081236 | 0.00087469 | 0.000942 | 0.0010147 | 0.0010933 | 0.0011782 | 0.0012699 | 0.001369 | 0.0014762 | 0.001592 | 0.0017172 | 0.0018526 | 0.001999 | 0.0021573 | 0.0023285 | 0.0025137 | 0.74607 | 0.75867 | 0.77573 | 0.79007 | 0.79873 | 0.80933 | 0.82793 | 0.85053 | 0.8616 | 0.8616 | 0.8616 | 0.8616 | 0.8616 | 0.8616 | 0.8616 | 0.8616 | 0.8616 | 0.8616 | 0.8616 | 0.8616 | 595.0475 | 74.1801 | 8.2718e-05 | 3457.5072 | 1959.1005 | 39.1451 | 4.9623 | 669.2276 | 44.1074 | 625.1202 | -1333.9803 | FALSE
| 60394575 | BET005 | BETS | 22KV | 489.59 | 14 | 39529.3474 | 6.667% | Three phase | 97.13 | 0.0025243 | 0.0027592 | 0.0030173 | 0.003301 | 0.0036129 | 0.0039559 | 0.0043332 | 0.0047482 | 0.0052049 | 0.0057076 | 0.0062609 | 0.0068701 | 0.007541 | 0.00828 | 0.0090941 | 0.0099911 | 0.01098 | 0.012069 | 0.01327 | 0.014594 | 0.74607 | 0.75867 | 0.77573 | 0.79007 | 0.79873 | 0.80933 | 0.82793 | 0.85053 | 0.8616 | 0.8616 | 0.8616 | 0.8616 | 0.8616 | 0.8616 | 0.8616 | 0.8616 | 0.8616 | 0.8616 | 0.8616 | 0.8616 | 3008.3612 | 5141.5743 | 0.00052404 | 47553.8767 | 26945.0851 | 247.9948 | 432.3846 | 8149.9355 | 680.3794 | 7469.5561 | -19475.529 | FALSE
| 60394640 | BET006 | BETS | 22KV | 71.24 | 15 | 39529.3474 | 6.25% | Three phase | 97.13 | 0.00066668 | 0.00071879 | 0.00077515 | 0.00083613 | 0.00090211 | 0.00097352 | 0.0010508 | 0.0011345 | 0.001225 | 0.0013231 | 0.0014293 | 0.0015443 | 0.0016689 | 0.0018038 | 0.00195 | 0.0021084 | 0.00228 | 0.0023349 | 0.0023349 | 0.0023349 | 0.95906 | 0.97194 | 0.98906 | 1.0051 | 1.014 | 1.0252 | 1.0453 | 1.0649 | 1.0786 | 1.0786 | 1.0786 | 1.0786 | 1.0786 | 1.0786 | 1.0786 | 1.0786 | 1.0786 | 1.0786 | 1.0786 | 1.0786 | 821.115 | 163.0065 | 7.6253e-05 | 6919.5412 | 3920.7661 | 45.4931 | 9.1549 | 984.1216 | 54.648 | 929.4736 | -2991.2925 | FALSE
| 60394641 | BET006 | BETS | 22KV | 52.54 | 15 | 39529.3474 | 6.25% | Three phase | 97.13 | 0.00049168 | 0.00053011 | 0.00057168 | 0.00061665 | 0.00066531 | 0.00071798 | 0.00077498 | 0.00083668 | 0.00090348 | 0.00097581 | 0.0010541 | 0.0011389 | 0.0012308 | 0.0013303 | 0.0014381 | 0.0015549 | 0.0016815 | 0.001722 | 0.001722 | 0.001722 | 0.95906 | 0.97194 | 0.98906 | 1.0051 | 1.014 | 1.0252 | 1.0453 | 1.0649 | 1.0786 | 1.0786 | 1.0786 | 1.0786 | 1.0786 | 1.0786 | 1.0786 | 1.0786 | 1.0786 | 1.0786 | 1.0786 | 1.0786 | 605.5781 | 88.662 | 5.6237e-05 | 5103.2102 | 2891.5925 | 33.5515 | 4.9795 | 694.2401 | 38.531 | 655.7091 | -2235.8834 | FALSE
| 60394683 | BET006 | BETS | 22KV | 20.66 | 15 | 39529.3474 | 6.25% | Three phase | 97.13 | 0.00019639 | 0.0002151 | 0.00023567 | 0.0002583 | 0.0002832 | 0.00031059 | 0.00034074 | 0.00037392 | 0.00041045 | 0.00045068 | 0.00049497 | 0.00054376 | 0.00059751 | 0.00065673 | 0.00067713 | 0.00067713 | 0.00067713 | 0.00067713 | 0.00067713 | 0.00067713 | 0.95906 | 0.97194 | 0.98906 | 1.0051 | 1.014 | 1.0252 | 1.0453 | 1.0649 | 1.0786 | 1.0786 | 1.0786 | 1.0786 | 1.0786 | 1.0786 | 1.0786 | 1.0786 | 1.0786 | 1.0786 | 1.0786 | 1.0786 | 264.376 | 15.2071 | 2.2114e-05 | 2006.7058 | 1137.0442 | 13.1933 | 0.76996 | 279.583 | 13.9632 | 265.6198 | -871.4244 | FALSE
| 60394718 | BET006 | BETS | 22KV | 514.83 | 15 | 39529.3474 | 6.25% | Three phase | 97.13 | 0.002811 | 0.0030758 | 0.0033669 | 0.0036872 | 0.0040397 | 0.0044276 | 0.0048547 | 0.005325 | 0.005843 | 0.0064136 | 0.0070423 | 0.0077352 | 0.0084989 | 0.0093408 | 0.010269 | 0.011293 | 0.012422 | 0.013668 | 0.015043 | 0.01656 | 0.95906 | 0.97194 | 0.98906 | 1.0051 | 1.014 | 1.0252 | 1.0453 | 1.0649 | 1.0786 | 1.0786 | 1.0786 | 1.0786 | 1.0786 | 1.0786 | 1.0786 | 1.0786 | 1.0786 | 1.0786 | 1.0786 | 1.0786 | 4257.1687 | 6089.5621 | 0.00055106 | 50005.4379 | 28334.1942 | 328.765 | 478.1155 | 10346.7308 | 806.8804 | 9539.8503 | -18794.3439 | FALSE
| 60394731 | BET007 | BETS | 22KV | 133.34 | 14 | 39529.3474 | 6.667% | Three phase | 97.13 | 0.0012928 | 0.0013975 | 0.0015112 | 0.0016345 | 0.0017682 | 0.0019134 | 0.0020709 | 0.002242 | 0.0024276 | 0.0026292 | 0.0028481 | 0.0030858 | 0.003344 | 0.0036245 | 0.0039292 | 0.0042603 | 0.0043702 | 0.0043702 | 0.0043702 | 0.0043702 | 0.8494 | 0.86833 | 0.88887 | 0.9084 | 0.9214 | 0.93667 | 0.96153 | 0.9894 | 1.006 | 1.006 | 1.006 | 1.006 | 1.006 | 1.006 | 1.006 | 1.006 | 1.006 | 1.006 | 1.006 | 1.006 | 1488.359 | 597.53 | 0.00014272 | 12951.3142 | 7338.5029 | 78.3571 | 32.072 | 2085.889 | 110.4291 | 1975.4599 | -5363.043 | FALSE
| 60394732 | BET007 | BETS | 22KV | 169.68 | 14 | 39529.3474 | 6.667% | Three phase | 97.13 | 0.0016451 | 0.0017784 | 0.001923 | 0.0020799 | 0.0022501 | 0.0024348 | 0.0026353 | 0.002853 | 0.0030892 | 0.0033458 | 0.0036243 | 0.0039268 | 0.0042554 | 0.0046123 | 0.0050001 | 0.0054214 | 0.0055612 | 0.0055612 | 0.0055612 | 0.0055612 | 0.8494 | 0.86833 | 0.88887 | 0.9084 | 0.9214 | 0.93667 | 0.96153 | 0.9894 | 1.006 | 1.006 | 1.006 | 1.006 | 1.006 | 1.006 | 1.006 | 1.006 | 1.006 | 1.006 | 1.006 | 1.006 | 1893.9909 | 967.6096 | 0.00018162 | 16481.0184 | 9338.5119 | 99.7123 | 51.9358 | 2861.6005 | 151.648 | 2709.9525 | -6628.5594 | FALSE
| 60394745 | BET007 | BETS | 22KV | 258.62 | 14 | 39529.3474 | 6.667% | Three phase | 97.13 | 0.0024564 | 0.0026676 | 0.0028978 | 0.0031487 | 0.0034223 | 0.0037207 | 0.0040461 | 0.0044011 | 0.0047883 | 0.0052108 | 0.0056719 | 0.0061751 | 0.0067244 | 0.0073241 | 0.0079788 | 0.0084762 | 0.0084762 | 0.0084762 | 0.0084762 | 0.0084762 | 0.8494 | 0.86833 | 0.88887 | 0.9084 | 0.9214 | 0.93667 | 0.96153 | 0.9894 | 1.006 | 1.006 | 1.006 | 1.006 | 1.006 | 1.006 | 1.006 | 1.006 | 1.006 | 1.006 | 1.006 | 1.006 | 2926.3523 | 2277.3321 | 0.00027682 | 25119.7606 | 14233.4155 | 151.9777 | 120.6506 | 5203.6844 | 272.6283 | 4931.0561 | -9302.3595 | FALSE
| 60394775 | BET007 | BETS | 22KV | 93.32 | 14 | 39529.3474 | 6.667% | Three phase | 97.13 | 0.00068898 | 0.00073701 | 0.00078856 | 0.00084389 | 0.0009033 | 0.00096708 | 0.0010356 | 0.0011091 | 0.0011881 | 0.001273 | 0.0013642 | 0.0014621 | 0.0015674 | 0.0016805 | 0.001802 | 0.0019326 | 0.0020731 | 0.002224 | 0.0023863 | 0.0025608 | 0.8494 | 0.86833 | 0.88887 | 0.9084 | 0.9214 | 0.93667 | 0.96153 | 0.9894 | 1.006 | 1.006 | 1.006 | 1.006 | 1.006 | 1.006 | 1.006 | 1.006 | 1.006 | 1.006 | 1.006 | 1.006 | 739.1889 | 207.9383 | 9.9887e-05 | 9064.1716 | 5135.9614 | 54.8394 | 15.7092 | 947.1272 | 70.5486 | 876.5786 | -4259.3828 | FALSE
| 60394790 | BET007 | BETS | 22KV | 438.59 | 14 | 39529.3474 | 6.667% | Three phase | 97.13 | 0.0042152 | 0.0045366 | 0.0048837 | 0.0052585 | 0.0056634 | 0.0061006 | 0.006573 | 0.0070834 | 0.0076348 | 0.0082308 | 0.0088749 | 0.0095711 | 0.010324 | 0.011137 | 0.012017 | 0.012968 | 0.013997 | 0.014375 | 0.014375 | 0.014375 | 0.8494 | 0.86833 | 0.88887 | 0.9084 | 0.9214 | 0.93667 | 0.96153 | 0.9894 | 1.006 | 1.006 | 1.006 | 1.006 | 1.006 | 1.006 | 1.006 | 1.006 | 1.006 | 1.006 | 1.006 | 1.006 | 4715.7245 | 6230.1569 | 0.00046945 | 42600.2467 | 24138.2481 | 257.7369 | 346.9945 | 10945.8814 | 604.7314 | 10341.15 | -13797.0981 | FALSE
| 60394810 | BET007 | BETS | 22KV | 32.41 | 14 | 39529.3474 | 6.667% | Three phase | 97.13 | 0.00031128 | 0.00033996 | 0.00037141 | 0.00040589 | 0.0004437 | 0.00048518 | 0.0005307 | 0.00058064 | 0.00063546 | 0.00069563 | 0.00076168 | 0.00083421 | 0.00091387 | 0.0010013 | 0.0010622 | 0.0010622 | 0.0010622 | 0.0010622 | 0.0010622 | 0.0010622 | 0.8494 | 0.86833 | 0.88887 | 0.9084 | 0.9214 | 0.93667 | 0.96153 | 0.9894 | 1.006 | 1.006 | 1.006 | 1.006 | 1.006 | 1.006 | 1.006 | 1.006 | 1.006 | 1.006 | 1.006 | 1.006 | 381.0239 | 37.1477 | 3.4691e-05 | 3147.9833 | 1783.7174 | 19.0457 | 1.8948 | 418.1716 | 20.9405 | 397.2311 | -1386.4863 | FALSE
| 60394833 | BET007 | BETS | 22KV | 922.18 | 14 | 39529.3474 | 6.667% | Single phase | 44.74 | 0.010123 | 0.010891 | 0.01172 | 0.012614 | 0.013579 | 0.014621 | 0.015746 | 0.01696 | 0.018272 | 0.019689 | 0.021218 | 0.022871 | 0.024656 | 0.026585 | 0.028669 | 0.030224 | 0.030224 | 0.030224 | 0.030224 | 0.030224 | 0.8494 | 0.86833 | 0.88887 | 0.9084 | 0.9214 | 0.93667 | 0.96153 | 0.9894 | 1.006 | 1.006 | 1.006 | 1.006 | 1.006 | 1.006 | 1.006 | 1.006 | 1.006 | 1.006 | 1.006 | 1.006 | 10928.5401 | 13996.6688 | 0.00098707 | 41258.3332 | 23377.89 | 541.918 | 706.6089 | 24925.2089 | 1248.5269 | 23676.682 | 298.792 | TRUE
| 60394874 | BET007 | BETS | 22KV | 52.93 | 14 | 39529.3474 | 6.667% | Three phase | 97.13 | 0.00049023 | 0.00053087 | 0.00057505 | 0.00062306 | 0.00067525 | 0.00073201 | 0.00079372 | 0.00086083 | 0.00093384 | 0.0010133 | 0.0010997 | 0.0011937 | 0.001296 | 0.0014074 | 0.0015286 | 0.0016606 | 0.0017348 | 0.0017348 | 0.0017348 | 0.0017348 | 0.8494 | 0.86833 | 0.88887 | 0.9084 | 0.9214 | 0.93667 | 0.96153 | 0.9894 | 1.006 | 1.006 | 1.006 | 1.006 | 1.006 | 1.006 | 1.006 | 1.006 | 1.006 | 1.006 | 1.006 | 1.006 | 577.73 | 92.0245 | 5.6655e-05 | 5141.0909 | 2913.0565 | 31.1043 | 5.0537 | 669.7546 | 36.1579 | 633.5966 | -2279.4599 | FALSE
| 60394877 | BET007 | BETS | 22KV | 81.29 | 14 | 39529.3474 | 6.667% | Three phase | 97.13 | 0.00080248 | 0.00086063 | 0.00092318 | 0.00099047 | 0.0010629 | 0.0011408 | 0.0012246 | 0.0013149 | 0.001412 | 0.0015166 | 0.0016292 | 0.0017505 | 0.001881 | 0.0020217 | 0.0021731 | 0.0023362 | 0.002512 | 0.0026643 | 0.0026643 | 0.0026643 | 0.8494 | 0.86833 | 0.88887 | 0.9084 | 0.9214 | 0.93667 | 0.96153 | 0.9894 | 1.006 | 1.006 | 1.006 | 1.006 | 1.006 | 1.006 | 1.006 | 1.006 | 1.006 | 1.006 | 1.006 | 1.006 | 869.3895 | 213.0179 | 8.701e-05 | 7895.6977 | 4473.8781 | 47.77 | 11.9201 | 1082.4074 | 59.6901 | 1022.7174 | -3451.1607 | FALSE
| 60394904 | BET007 | BETS | 22KV | 427.03 | 14 | 39529.3474 | 6.667% | Three phase | 97.13 | 0.0036398 | 0.0039155 | 0.0042131 | 0.0045343 | 0.0048812 | 0.0052557 | 0.0056602 | 0.006097 | 0.006569 | 0.0070788 | 0.0076297 | 0.0082249 | 0.0088683 | 0.0095636 | 0.010315 | 0.011128 | 0.012006 | 0.012956 | 0.013983 | 0.013996 | 0.8494 | 0.86833 | 0.88887 | 0.9084 | 0.9214 | 0.93667 | 0.96153 | 0.9894 | 1.006 | 1.006 | 1.006 | 1.006 | 1.006 | 1.006 | 1.006 | 1.006 | 1.006 | 1.006 | 1.006 | 1.006 | 4135.9868 | 5317.8308 | 0.00045708 | 41477.4239 | 23502.0317 | 250.9437 | 328.9439 | 9453.8175 | 579.8876 | 8873.9299 | -14628.1018 | FALSE
| 60394905 | BET007 | BETS | 22KV | 622.29 | 14 | 39529.3474 | 6.667% | Three phase | 97.13 | 0.0053042 | 0.0057059 | 0.0061395 | 0.0066077 | 0.0071131 | 0.0076589 | 0.0082483 | 0.0088849 | 0.0095726 | 0.010316 | 0.011118 | 0.011986 | 0.012923 | 0.013937 | 0.015032 | 0.016216 | 0.017496 | 0.01888 | 0.020377 | 0.020395 | 0.8494 | 0.86833 | 0.88887 | 0.9084 | 0.9214 | 0.93667 | 0.96153 | 0.9894 | 1.006 | 1.006 | 1.006 | 1.006 | 1.006 | 1.006 | 1.006 | 1.006 | 1.006 | 1.006 | 1.006 | 1.006 | 6027.1719 | 11292.8454 | 0.00066608 | 60443.0277 | 34248.3649 | 365.688 | 698.5391 | 17320.0173 | 1064.2272 | 16255.7901 | -17992.5748 | FALSE
| 60394911 | BET007 | BETS | 22KV | 197.55 | 14 | 39529.3474 | 6.667% | Three phase | 97.13 | 0.0016787 | 0.0018383 | 0.0020138 | 0.0022068 | 0.0024192 | 0.0026529 | 0.0029102 | 0.0031933 | 0.0035051 | 0.0038484 | 0.0042265 | 0.004643 | 0.0051019 | 0.0056075 | 0.0061647 | 0.0064747 | 0.0064747 | 0.0064747 | 0.0064747 | 0.0064747 | 0.8494 | 0.86833 | 0.88887 | 0.9084 | 0.9214 | 0.93667 | 0.96153 | 0.9894 | 1.006 | 1.006 | 1.006 | 1.006 | 1.006 | 1.006 | 1.006 | 1.006 | 1.006 | 1.006 | 1.006 | 1.006 | 2174.9851 | 1290.9036 | 0.00021145 | 19188.0315 | 10872.3658 | 116.09 | 70.3978 | 3465.8888 | 186.4878 | 3279.4009 | -7592.9648 | FALSE
| 60394947 | BET007 | BETS | 22KV | 76.59 | 14 | 39529.3474 | 6.667% | Three phase | 97.13 | 0.00056546 | 0.00060488 | 0.00064719 | 0.0006926 | 0.00074136 | 0.00079371 | 0.00084992 | 0.00091029 | 0.00097513 | 0.0010448 | 0.0011196 | 0.0012 | 0.0012864 | 0.0013792 | 0.0014789 | 0.0015862 | 0.0017014 | 0.0018253 | 0.0019585 | 0.0021017 | 0.8494 | 0.86833 | 0.88887 | 0.9084 | 0.9214 | 0.93667 | 0.96153 | 0.9894 | 1.006 | 1.006 | 1.006 | 1.006 | 1.006 | 1.006 | 1.006 | 1.006 | 1.006 | 1.006 | 1.006 | 1.006 | 606.6704 | 140.0648 | 8.1979e-05 | 7439.1867 | 4215.2088 | 45.008 | 10.5815 | 746.7352 | 55.5896 | 691.1456 | -3524.0632 | FALSE
| 60394948 | BET007 | BETS | 22KV | 317.6 | 14 | 39529.3474 | 6.667% | Three phase | 97.13 | 0.0025389 | 0.0027161 | 0.0029063 | 0.0031104 | 0.0033295 | 0.0035647 | 0.0038173 | 0.0040885 | 0.0043798 | 0.0046927 | 0.0050288 | 0.0053899 | 0.0057778 | 0.0061946 | 0.0066426 | 0.007124 | 0.0076414 | 0.0081976 | 0.0087954 | 0.0094382 | 0.8494 | 0.86833 | 0.88887 | 0.9084 | 0.9214 | 0.93667 | 0.96153 | 0.9894 | 1.006 | 1.006 | 1.006 | 1.006 | 1.006 | 1.006 | 1.006 | 1.006 | 1.006 | 1.006 | 1.006 | 1.006 | 2724.6608 | 2608.5294 | 0.00033995 | 30848.488 | 17479.44 | 186.6373 | 181.9559 | 5333.1902 | 368.5932 | 4964.5971 | -12514.8429 | FALSE
| 60394980 | BET007 | BETS | 22KV | 177.52 | 14 | 39529.3474 | 6.667% | Three phase | 97.13 | 0.0016861 | 0.001831 | 0.0019891 | 0.0021613 | 0.0023491 | 0.0025539 | 0.0027773 | 0.0030209 | 0.0032868 | 0.0035768 | 0.0038933 | 0.0042387 | 0.0046157 | 0.0050273 | 0.0054767 | 0.0058182 | 0.0058182 | 0.0058182 | 0.0058182 | 0.0058182 | 0.8494 | 0.86833 | 0.88887 | 0.9084 | 0.9214 | 0.93667 | 0.96153 | 0.9894 | 1.006 | 1.006 | 1.006 | 1.006 | 1.006 | 1.006 | 1.006 | 1.006 | 1.006 | 1.006 | 1.006 | 1.006 | 2008.6848 | 1072.9926 | 0.00019001 | 17242.5176 | 9769.9943 | 104.3194 | 56.846 | 3081.6774 | 161.1654 | 2920.512 | -6849.4823 | FALSE
| 60395000 | BET007 | BETS | 22KV | 26.17 | 14 | 39529.3474 | 6.667% | Single phase | 44.74 | 0.00031639 | 0.00033632 | 0.00035756 | 0.00038019 | 0.00040431 | 0.00043002 | 0.00045742 | 0.00048663 | 0.00051777 | 0.00055098 | 0.00058638 | 0.00062412 | 0.00066438 | 0.0007073 | 0.00075309 | 0.00080192 | 0.000854 | 0.00085772 | 0.00085772 | 0.00085772 | 0.8494 | 0.86833 | 0.88887 | 0.9084 | 0.9214 | 0.93667 | 0.96153 | 0.9894 | 1.006 | 1.006 | 1.006 | 1.006 | 1.006 | 1.006 | 1.006 | 1.006 | 1.006 | 1.006 | 1.006 | 1.006 | 308.7451 | 11.2443 | 2.8012e-05 | 1170.8458 | 663.4273 | 15.3788 | 0.56906 | 319.9894 | 15.9478 | 304.0416 | -359.3857 | FALSE
| 60395001 | BET007 | BETS | 22KV | 500.91 | 14 | 39529.3474 | 6.667% | Three phase | 97.13 | 0.0042696 | 0.004593 | 0.004942 | 0.0053188 | 0.0057257 | 0.006165 | 0.0066394 | 0.0071519 | 0.0077055 | 0.0083035 | 0.0089497 | 0.0096479 | 0.010403 | 0.011218 | 0.0121 | 0.013053 | 0.014083 | 0.015197 | 0.016402 | 0.016417 | 0.8494 | 0.86833 | 0.88887 | 0.9084 | 0.9214 | 0.93667 | 0.96153 | 0.9894 | 1.006 | 1.006 | 1.006 | 1.006 | 1.006 | 1.006 | 1.006 | 1.006 | 1.006 | 1.006 | 1.006 | 1.006 | 4851.5494 | 7317.0689 | 0.00053616 | 48653.3883 | 27568.0928 | 294.3592 | 452.6104 | 12168.6182 | 746.9696 | 11421.6487 | -16146.4442 | FALSE
| 60395002 | BET007 | BETS | 22KV | 1261.66 | 14 | 39529.3474 | 6.667% | Three phase | 97.13 | 0.010754 | 0.011568 | 0.012448 | 0.013397 | 0.014421 | 0.015528 | 0.016723 | 0.018014 | 0.019408 | 0.020914 | 0.022542 | 0.024301 | 0.026201 | 0.028256 | 0.030476 | 0.032877 | 0.035472 | 0.038278 | 0.041313 | 0.041351 | 0.8494 | 0.86833 | 0.88887 | 0.9084 | 0.9214 | 0.93667 | 0.96153 | 0.9894 | 1.006 | 1.006 | 1.006 | 1.006 | 1.006 | 1.006 | 1.006 | 1.006 | 1.006 | 1.006 | 1.006 | 1.006 | 12219.7716 | 46419.7084 | 0.0013504 | 122545.0358 | 69436.7451 | 741.4131 | 2871.3741 | 58639.4799 | 3612.7871 | 55026.6928 | -14410.0523 | FALSE
| 60395016 | BET007 | BETS | 22KV | 418.01 | 14 | 39529.3474 | 6.667% | Three phase | 97.13 | 0.0039702 | 0.0043116 | 0.0046837 | 0.0050893 | 0.0055315 | 0.0060138 | 0.0065397 | 0.0071135 | 0.0077394 | 0.0084223 | 0.0091676 | 0.009981 | 0.010869 | 0.011838 | 0.012896 | 0.0137 | 0.0137 | 0.0137 | 0.0137 | 0.0137 | 0.8494 | 0.86833 | 0.88887 | 0.9084 | 0.9214 | 0.93667 | 0.96153 | 0.9894 | 1.006 | 1.006 | 1.006 | 1.006 | 1.006 | 1.006 | 1.006 | 1.006 | 1.006 | 1.006 | 1.006 | 1.006 | 4729.8914 | 5949.4318 | 0.00044742 | 40601.3113 | 23005.6068 | 245.6431 | 315.1944 | 10679.3232 | 560.8375 | 10118.4857 | -12887.121 | FALSE
| 60395018 | BET007 | BETS | 22KV | 593.16 | 14 | 39529.3474 | 6.667% | Three phase | 97.13 | 0.0054938 | 0.0059492 | 0.0064443 | 0.0069823 | 0.0075672 | 0.0082032 | 0.0088948 | 0.0096469 | 0.010465 | 0.011355 | 0.012323 | 0.013377 | 0.014524 | 0.015772 | 0.017131 | 0.01861 | 0.019441 | 0.019441 | 0.019441 | 0.019441 | 0.8494 | 0.86833 | 0.88887 | 0.9084 | 0.9214 | 0.93667 | 0.96153 | 0.9894 | 1.006 | 1.006 | 1.006 | 1.006 | 1.006 | 1.006 | 1.006 | 1.006 | 1.006 | 1.006 | 1.006 | 1.006 | 6474.3311 | 11556.9583 | 0.0006349 | 57613.6308 | 32645.1657 | 348.5698 | 634.6712 | 18031.2894 | 983.241 | 17048.0484 | -15597.1173 | FALSE
| 60395057 | BET007 | BETS | 22KV | 70.72 | 14 | 39529.3474 | 6.667% | Three phase | 97.13 | 0.000655 | 0.0007093 | 0.00076832 | 0.00083247 | 0.00090221 | 0.00097804 | 0.0010605 | 0.0011502 | 0.0012477 | 0.0013538 | 0.0014693 | 0.0015949 | 0.0017316 | 0.0018804 | 0.0020424 | 0.0022187 | 0.0023178 | 0.0023178 | 0.0023178 | 0.0023178 | 0.8494 | 0.86833 | 0.88887 | 0.9084 | 0.9214 | 0.93667 | 0.96153 | 0.9894 | 1.006 | 1.006 | 1.006 | 1.006 | 1.006 | 1.006 | 1.006 | 1.006 | 1.006 | 1.006 | 1.006 | 1.006 | 771.9076 | 164.2799 | 7.5696e-05 | 6869.0336 | 3892.1473 | 41.5585 | 9.0217 | 936.1874 | 50.5803 | 885.6072 | -3006.5402 | FALSE
| 60395058 | BET007 | BETS | 22KV | 30.42 | 14 | 39529.3474 | 6.667% | Three phase | 97.13 | 0.00028175 | 0.0003051 | 0.00033049 | 0.00035809 | 0.00038808 | 0.0004207 | 0.00045617 | 0.00049474 | 0.0005367 | 0.00058234 | 0.000632 | 0.00068604 | 0.00074485 | 0.00080886 | 0.00087853 | 0.00095438 | 0.00099701 | 0.00099701 | 0.00099701 | 0.00099701 | 0.8494 | 0.86833 | 0.88887 | 0.9084 | 0.9214 | 0.93667 | 0.96153 | 0.9894 | 1.006 | 1.006 | 1.006 | 1.006 | 1.006 | 1.006 | 1.006 | 1.006 | 1.006 | 1.006 | 1.006 | 1.006 | 332.0338 | 30.3961 | 3.2561e-05 | 2954.6946 | 1674.1957 | 17.8763 | 1.6693 | 362.4299 | 19.5455 | 342.8844 | -1331.3114 | FALSE
| 60395067 | BET007 | BETS | 22KV | 684.55 | 14 | 39529.3474 | 6.667% | Three phase | 97.13 | 0.0065071 | 0.007127 | 0.0078088 | 0.0085586 | 0.0093835 | 0.010291 | 0.01129 | 0.012389 | 0.0136 | 0.014933 | 0.0164 | 0.018017 | 0.019798 | 0.02176 | 0.022436 | 0.022436 | 0.022436 | 0.022436 | 0.022436 | 0.022436 | 0.8494 | 0.86833 | 0.88887 | 0.9084 | 0.9214 | 0.93667 | 0.96153 | 0.9894 | 1.006 | 1.006 | 1.006 | 1.006 | 1.006 | 1.006 | 1.006 | 1.006 | 1.006 | 1.006 | 1.006 | 1.006 | 8109.6972 | 16695.3279 | 0.00073272 | 66490.3415 | 37674.9076 | 402.275 | 845.3089 | 24805.0251 | 1247.5839 | 23557.4412 | -14117.4664 | FALSE
| 60395081 | BET008 | BETS | 22KV | 34.9 | 0 | 39529.3474 | 100% | Three phase | 97.13 | 0.00033541 | 0.00036099 | 0.00038861 | 0.00041844 | 0.00045065 | 0.00048545 | 0.00052303 | 0.00056365 | 0.00060753 | 0.00065495 | 0.0007062 | 0.0007616 | 0.00082149 | 0.00088624 | 0.00095624 | 0.0010319 | 0.0011138 | 0.0011438 | 0.0011438 | 0.0011438 | 9.07 | 9.08 | 9.126 | 9.182 | 9.216 | 9.245 | 9.349 | 9.439 | 9.476 | 9.476 | 9.476 | 9.476 | 9.476 | 9.476 | 9.476 | 9.476 | 9.476 | 9.476 | 9.476 | 9.476 | 3602.3202 | 39.4487 | 3.7356e-05 | 3389.837 | 1920.7571 | 199.5137 | 2.1971 | 3641.7688 | 201.7109 | 3440.058 | 1519.3009 | TRUE
| 60395083 | BET008 | BETS | 22KV | 150.92 | 0 | 39529.3474 | 100% | Three phase | 97.13 | 0.00089911 | 0.00098362 | 0.0010765 | 0.0011787 | 0.0012911 | 0.0014148 | 0.0015509 | 0.0017006 | 0.0018655 | 0.0020471 | 0.0022471 | 0.0024673 | 0.00271 | 0.0029774 | 0.0032722 | 0.003597 | 0.0039552 | 0.0043501 | 0.0047856 | 0.0049464 | 9.07 | 9.08 | 9.126 | 9.182 | 9.216 | 9.245 | 9.349 | 9.439 | 9.476 | 9.476 | 9.476 | 9.476 | 9.476 | 9.476 | 9.476 | 9.476 | 9.476 | 9.476 | 9.476 | 9.476 | 11974.8803 | 566.335 | 0.00016154 | 14658.8596 | 8306.0362 | 862.7682 | 41.0865 | 12541.2153 | 903.8547 | 11637.3606 | 3331.3244 | TRUE
| 60395084 | BET008 | BETS | 22KV | 106.93 | 0 | 39529.3474 | 100% | Three phase | 97.13 | 0.00063704 | 0.00069692 | 0.00076275 | 0.00083515 | 0.00091479 | 0.0010024 | 0.0010988 | 0.0012049 | 0.0013218 | 0.0014504 | 0.0015921 | 0.0017482 | 0.0019201 | 0.0021096 | 0.0023184 | 0.0025486 | 0.0028023 | 0.0030821 | 0.0033907 | 0.0035046 | 9.07 | 9.08 | 9.126 | 9.182 | 9.216 | 9.245 | 9.349 | 9.439 | 9.476 | 9.476 | 9.476 | 9.476 | 9.476 | 9.476 | 9.476 | 9.476 | 9.476 | 9.476 | 9.476 | 9.476 | 8484.455 | 284.3014 | 0.00011445 | 10386.1109 | 5885.0016 | 611.2895 | 20.6255 | 8768.7564 | 631.915 | 8136.8414 | 2251.8398 | TRUE
| 60395087 | BET008 | BETS | 22KV | 237.9 | 0 | 39529.3474 | 100% | Three phase | 97.13 | 0.0022718 | 0.0024739 | 0.0026947 | 0.0029362 | 0.0032003 | 0.003489 | 0.0038049 | 0.0041504 | 0.0045284 | 0.0049421 | 0.0053948 | 0.0058904 | 0.0064329 | 0.0070269 | 0.0076773 | 0.0077971 | 0.0077971 | 0.0077971 | 0.0077971 | 0.0077971 | 9.07 | 9.08 | 9.126 | 9.182 | 9.216 | 9.245 | 9.349 | 9.439 | 9.476 | 9.476 | 9.476 | 9.476 | 9.476 | 9.476 | 9.476 | 9.476 | 9.476 | 9.476 | 9.476 | 9.476 | 26326.1023 | 1964.4791 | 0.00025464 | 23107.227 | 13093.0692 | 1360.009 | 102.0925 | 28290.5814 | 1462.1015 | 26828.4799 | 13735.4107 | TRUE
| 60395089 | BET008 | BETS | 22KV | 34.43 | 0 | 39529.3474 | 100% | Three phase | 97.13 | 0.00020512 | 0.0002244 | 0.0002456 | 0.00026891 | 0.00029455 | 0.00032276 | 0.00035381 | 0.00038798 | 0.00042559 | 0.00046701 | 0.00051263 | 0.00056288 | 0.00061825 | 0.00067925 | 0.00074649 | 0.0008206 | 0.00090231 | 0.0009924 | 0.0010918 | 0.0011284 | 9.07 | 9.08 | 9.126 | 9.182 | 9.216 | 9.245 | 9.349 | 9.439 | 9.476 | 9.476 | 9.476 | 9.476 | 9.476 | 9.476 | 9.476 | 9.476 | 9.476 | 9.476 | 9.476 | 9.476 | 2731.8787 | 29.475 | 3.6853e-05 | 3344.1859 | 1894.8902 | 196.8269 | 2.1384 | 2761.3537 | 198.9652 | 2562.3885 | 667.4983 | TRUE
| 60395091 | BET008 | BETS | 22KV | 81.98 | 0 | 39529.3474 | 100% | Three phase | 97.13 | 0.00068095 | 0.00074542 | 0.0008163 | 0.00089424 | 0.00097995 | 0.0010742 | 0.001178 | 0.0012921 | 0.0014178 | 0.0015561 | 0.0017084 | 0.0018761 | 0.0020608 | 0.0022643 | 0.0024884 | 0.0026869 | 0.0026869 | 0.0026869 | 0.0026869 | 0.0026869 | 9.07 | 9.08 | 9.126 | 9.182 | 9.216 | 9.245 | 9.349 | 9.439 | 9.476 | 9.476 | 9.476 | 9.476 | 9.476 | 9.476 | 9.476 | 9.476 | 9.476 | 9.476 | 9.476 | 9.476 | 8499.8811 | 218.4668 | 8.7749e-05 | 7962.7174 | 4511.8529 | 468.6572 | 12.1233 | 8718.3479 | 480.7805 | 8237.5674 | 3725.7145 | TRUE
| 60395101 | BET008 | BETS | 22KV | 355.95 | 0 | 39529.3474 | 100% | Three phase | 97.13 | 0.0033808 | 0.0036715 | 0.0039883 | 0.0043337 | 0.0047103 | 0.0051209 | 0.0055688 | 0.0060574 | 0.0065904 | 0.0071719 | 0.0078065 | 0.0084991 | 0.0092551 | 0.01008 | 0.010982 | 0.011666 | 0.011666 | 0.011666 | 0.011666 | 0.011666 | 9.07 | 9.08 | 9.126 | 9.182 | 9.216 | 9.245 | 9.349 | 9.439 | 9.476 | 9.476 | 9.476 | 9.476 | 9.476 | 9.476 | 9.476 | 9.476 | 9.476 | 9.476 | 9.476 | 9.476 | 38636.8743 | 4314 | 0.000381 | 34573.4235 | 19590.0714 | 2034.8685 | 228.551 | 42950.8743 | 2263.4194 | 40687.4548 | 21097.3835 | TRUE
| 60395104 | BET008 | BETS | 22KV | 300.65 | 0 | 39529.3474 | 100% | Three phase | 97.13 | 0.0028482 | 0.0030891 | 0.0033513 | 0.0036367 | 0.0039475 | 0.0042859 | 0.0046546 | 0.0050561 | 0.0054935 | 0.0059702 | 0.0064896 | 0.0070557 | 0.0076728 | 0.0083455 | 0.0090789 | 0.0098537 | 0.0098537 | 0.0098537 | 0.0098537 | 0.0098537 | 9.07 | 9.08 | 9.126 | 9.182 | 9.216 | 9.245 | 9.349 | 9.439 | 9.476 | 9.476 | 9.476 | 9.476 | 9.476 | 9.476 | 9.476 | 9.476 | 9.476 | 9.476 | 9.476 | 9.476 | 32338.8316 | 3049.8978 | 0.00032181 | 29202.1345 | 16546.5794 | 1718.7335 | 163.0525 | 35388.7294 | 1881.7861 | 33506.9433 | 16960.3639 | TRUE
| 60395106 | BET008 | BETS | 22KV | 797.44 | 0 | 39529.3474 | 100% | Three phase | 97.13 | 0.0077314 | 0.0083579 | 0.0090375 | 0.0097748 | 0.010575 | 0.011443 | 0.012385 | 0.013408 | 0.014518 | 0.015724 | 0.017033 | 0.018455 | 0.019999 | 0.021676 | 0.023499 | 0.025479 | 0.026136 | 0.026136 | 0.026136 | 0.026136 | 9.07 | 9.08 | 9.126 | 9.182 | 9.216 | 9.245 | 9.349 | 9.439 | 9.476 | 9.476 | 9.476 | 9.476 | 9.476 | 9.476 | 9.476 | 9.476 | 9.476 | 9.476 | 9.476 | 9.476 | 85422.4022 | 21371.4934 | 0.00085355 | 77455.3472 | 43887.9239 | 4558.7456 | 1147.0996 | 106793.8957 | 5705.8453 | 101088.0504 | 57200.1266 | TRUE
| 60395108 | BET008 | BETS | 22KV | 201.97 | 0 | 39529.3474 | 100% | Three phase | 97.13 | 0.0018702 | 0.0020278 | 0.0021992 | 0.0023858 | 0.0025888 | 0.0028099 | 0.0030507 | 0.0033128 | 0.0035983 | 0.0039093 | 0.0042481 | 0.0046173 | 0.0050196 | 0.005458 | 0.0059359 | 0.0064568 | 0.0066195 | 0.0066195 | 0.0066195 | 0.0066195 | 9.07 | 9.08 | 9.126 | 9.182 | 9.216 | 9.245 | 9.349 | 9.439 | 9.476 | 9.476 | 9.476 | 9.476 | 9.476 | 9.476 | 9.476 | 9.476 | 9.476 | 9.476 | 9.476 | 9.476 | 21316.4735 | 1350.4724 | 0.00021618 | 19617.3461 | 11115.625 | 1154.6071 | 73.5832 | 22666.946 | 1228.1903 | 21438.7557 | 10323.1307 | TRUE
| 60395116 | BET008 | BETS | 22KV | 106.05 | 0 | 39529.3474 | 100% | Three phase | 97.13 | 0.00098455 | 0.0010689 | 0.0011607 | 0.0012609 | 0.00137 | 0.001489 | 0.0016187 | 0.0017601 | 0.0019144 | 0.0020827 | 0.0022663 | 0.0024666 | 0.0026851 | 0.0029237 | 0.003184 | 0.0034683 | 0.0034758 | 0.0034758 | 0.0034758 | 0.0034758 | 9.07 | 9.08 | 9.126 | 9.182 | 9.216 | 9.245 | 9.349 | 9.439 | 9.476 | 9.476 | 9.476 | 9.476 | 9.476 | 9.476 | 9.476 | 9.476 | 9.476 | 9.476 | 9.476 | 9.476 | 11311.1278 | 376.2569 | 0.00011351 | 10300.6365 | 5836.5699 | 606.2587 | 20.2874 | 11687.3848 | 626.5461 | 11060.8386 | 5224.2687 | TRUE
| 60395117 | BET008 | BETS | 22KV | 141.27 | 0 | 39529.3474 | 100% | Three phase | 97.13 | 0.0013635 | 0.0014706 | 0.0015866 | 0.0017121 | 0.0018479 | 0.0019949 | 0.0021542 | 0.0023266 | 0.0025133 | 0.0027155 | 0.0029346 | 0.003172 | 0.0034292 | 0.0037078 | 0.0040098 | 0.0043372 | 0.0046301 | 0.0046301 | 0.0046301 | 0.0046301 | 9.07 | 9.08 | 9.126 | 9.182 | 9.216 | 9.245 | 9.349 | 9.439 | 9.476 | 9.476 | 9.476 | 9.476 | 9.476 | 9.476 | 9.476 | 9.476 | 9.476 | 9.476 | 9.476 | 9.476 | 14858.7889 | 658.6065 | 0.00015121 | 13721.5551 | 7774.9386 | 807.6018 | 36.0002 | 15517.3954 | 843.602 | 14673.7934 | 6898.8549 | TRUE
| 60395124 | BET008 | BETS | 22KV | 227.72 | 0 | 39529.3474 | 100% | Three phase | 97.13 | 0.0021442 | 0.0023446 | 0.0025645 | 0.0028059 | 0.0030711 | 0.0033624 | 0.0036824 | 0.004034 | 0.0044204 | 0.0048451 | 0.0053119 | 0.0058252 | 0.0063897 | 0.0070104 | 0.0074635 | 0.0074635 | 0.0074635 | 0.0074635 | 0.0074635 | 0.0074635 | 9.07 | 9.08 | 9.126 | 9.182 | 9.216 | 9.245 | 9.349 | 9.439 | 9.476 | 9.476 | 9.476 | 9.476 | 9.476 | 9.476 | 9.476 | 9.476 | 9.476 | 9.476 | 9.476 | 9.476 | 25503.5237 | 1821.4467 | 0.00024374 | 22118.4436 | 12532.8025 | 1301.8127 | 93.5422 | 27324.9704 | 1395.3549 | 25929.6155 | 13396.813 | TRUE
| 60395125 | BET008 | BETS | 22KV | 27.75 | 0 | 39529.3474 | 100% | Three phase | 97.13 | 0.0002613 | 0.00028571 | 0.00031251 | 0.00034193 | 0.00037425 | 0.00040974 | 0.00044874 | 0.00049158 | 0.00053867 | 0.00059042 | 0.00064731 | 0.00070986 | 0.00077865 | 0.00085429 | 0.0009095 | 0.0009095 | 0.0009095 | 0.0009095 | 0.0009095 | 0.0009095 | 9.07 | 9.08 | 9.126 | 9.182 | 9.216 | 9.245 | 9.349 | 9.439 | 9.476 | 9.476 | 9.476 | 9.476 | 9.476 | 9.476 | 9.476 | 9.476 | 9.476 | 9.476 | 9.476 | 9.476 | 3107.864 | 27.0483 | 2.9703e-05 | 2695.3575 | 1527.2496 | 158.6391 | 1.3891 | 3134.9123 | 160.0282 | 2974.884 | 1447.6345 | TRUE
| 60395130 | BET008 | BETS | 22KV | 102.64 | 0 | 39529.3474 | 100% | Three phase | 97.13 | 0.00097487 | 0.0010587 | 0.00115 | 0.0012496 | 0.0013582 | 0.0014767 | 0.0016058 | 0.0017467 | 0.0019004 | 0.0020681 | 0.002251 | 0.0024508 | 0.0026688 | 0.0029068 | 0.0031666 | 0.003364 | 0.003364 | 0.003364 | 0.003364 | 0.003364 | 9.07 | 9.08 | 9.126 | 9.182 | 9.216 | 9.245 | 9.349 | 9.439 | 9.476 | 9.476 | 9.476 | 9.476 | 9.476 | 9.476 | 9.476 | 9.476 | 9.476 | 9.476 | 9.476 | 9.476 | 11141.14 | 358.7033 | 0.00010986 | 9969.4232 | 5648.8971 | 586.7647 | 19.0037 | 11499.8433 | 605.7684 | 10894.0749 | 5245.1778 | TRUE
| 60395131 | BET008 | BETS | 22KV | 1025.35 | 0 | 39529.3474 | 100% | Three phase | 97.13 | 0.0097387 | 0.010576 | 0.011489 | 0.012484 | 0.013568 | 0.014751 | 0.016042 | 0.017449 | 0.018984 | 0.020659 | 0.022487 | 0.024483 | 0.02666 | 0.029038 | 0.031634 | 0.033606 | 0.033606 | 0.033606 | 0.033606 | 0.033606 | 9.07 | 9.08 | 9.126 | 9.182 | 9.216 | 9.245 | 9.349 | 9.439 | 9.476 | 9.476 | 9.476 | 9.476 | 9.476 | 9.476 | 9.476 | 9.476 | 9.476 | 9.476 | 9.476 | 9.476 | 111297.4267 | 35796.9823 | 0.0010975 | 99592.2455 | 56431.1832 | 5861.6446 | 1896.4848 | 147094.409 | 7758.1294 | 139336.2796 | 82905.0964 | TRUE
| 60395136 | BET008 | BETS | 22KV | 267.26 | 0 | 39529.3474 | 100% | Three phase | 97.13 | 0.0025319 | 0.002746 | 0.0029791 | 0.0032328 | 0.0035091 | 0.0038099 | 0.0041376 | 0.0044946 | 0.0048834 | 0.0053071 | 0.0057689 | 0.0062721 | 0.0068206 | 0.0074186 | 0.0080706 | 0.0087594 | 0.0087594 | 0.0087594 | 0.0087594 | 0.0087594 | 9.07 | 9.08 | 9.126 | 9.182 | 9.216 | 9.245 | 9.349 | 9.439 | 9.476 | 9.476 | 9.476 | 9.476 | 9.476 | 9.476 | 9.476 | 9.476 | 9.476 | 9.476 | 9.476 | 9.476 | 28747.3013 | 2410.0763 | 0.00028607 | 25958.9638 | 14708.9267 | 1527.8521 | 128.8466 | 31157.3776 | 1656.6987 | 29500.6789 | 14791.7522 | TRUE
| 60395138 | BET008 | BETS | 22KV | 15.85 | 0 | 39529.3474 | 100% | Three phase | 97.13 | 0.00014836 | 0.00016173 | 0.00017637 | 0.00019239 | 0.00020993 | 0.00022913 | 0.00025016 | 0.00027319 | 0.00029842 | 0.00032607 | 0.00035636 | 0.00038955 | 0.00042594 | 0.00046583 | 0.00050956 | 0.00051948 | 0.00051948 | 0.00051948 | 0.00051948 | 0.00051948 | 9.07 | 9.08 | 9.126 | 9.182 | 9.216 | 9.245 | 9.349 | 9.439 | 9.476 | 9.476 | 9.476 | 9.476 | 9.476 | 9.476 | 9.476 | 9.476 | 9.476 | 9.476 | 9.476 | 9.476 | 1740.8497 | 8.6541 | 1.6965e-05 | 1539.5105 | 872.3209 | 90.6101 | 0.45317 | 1749.5039 | 91.0633 | 1658.4406 | 786.1197 | TRUE
| 60395139 | BET008 | BETS | 22KV | 213.04 | 0 | 39529.3474 | 100% | Three phase | 97.13 | 0.0019941 | 0.0021739 | 0.0023706 | 0.0025859 | 0.0028217 | 0.0030798 | 0.0033624 | 0.003672 | 0.0040111 | 0.0043827 | 0.0047898 | 0.005236 | 0.0057251 | 0.0062612 | 0.0068491 | 0.0069823 | 0.0069823 | 0.0069823 | 0.0069823 | 0.0069823 | 9.07 | 9.08 | 9.126 | 9.182 | 9.216 | 9.245 | 9.349 | 9.439 | 9.476 | 9.476 | 9.476 | 9.476 | 9.476 | 9.476 | 9.476 | 9.476 | 9.476 | 9.476 | 9.476 | 9.476 | 23398.7774 | 1563.4642 | 0.00022803 | 20692.5752 | 11724.8737 | 1217.8912 | 81.8705 | 24962.2417 | 1299.7617 | 23662.48 | 11937.6062 | TRUE
| 60395141 | BET008 | BETS | 22KV | 24.15 | 0 | 39529.3474 | 100% | Three phase | 97.13 | 0.00014713 | 0.00016102 | 0.0001763 | 0.00019311 | 0.00021161 | 0.00023196 | 0.00025437 | 0.00027904 | 0.00030621 | 0.00033614 | 0.00036911 | 0.00040545 | 0.00044549 | 0.00048963 | 0.0005383 | 0.00059196 | 0.00065114 | 0.00071642 | 0.00078843 | 0.00079151 | 9.07 | 9.08 | 9.126 | 9.182 | 9.216 | 9.245 | 9.349 | 9.439 | 9.476 | 9.476 | 9.476 | 9.476 | 9.476 | 9.476 | 9.476 | 9.476 | 9.476 | 9.476 | 9.476 | 9.476 | 1963.533 | 14.8596 | 2.5849e-05 | 2345.6895 | 1329.1199 | 138.0589 | 1.0521 | 1978.3926 | 139.111 | 1839.2816 | 510.1617 | TRUE
| 60395142 | BET008 | BETS | 22KV | 109.68 | 0 | 39529.3474 | 100% | Three phase | 97.13 | 0.00066822 | 0.00073131 | 0.0008007 | 0.00087704 | 0.00096104 | 0.0010535 | 0.0011552 | 0.0012673 | 0.0013907 | 0.0015266 | 0.0016764 | 0.0018414 | 0.0020233 | 0.0022237 | 0.0024447 | 0.0026884 | 0.0029572 | 0.0032537 | 0.0035807 | 0.0035947 | 9.07 | 9.08 | 9.126 | 9.182 | 9.216 | 9.245 | 9.349 | 9.439 | 9.476 | 9.476 | 9.476 | 9.476 | 9.476 | 9.476 | 9.476 | 9.476 | 9.476 | 9.476 | 9.476 | 9.476 | 8917.6106 | 306.4985 | 0.0001174 | 10653.2184 | 6036.3507 | 627.0105 | 21.7 | 9224.1091 | 648.7105 | 8575.3986 | 2539.0479 | TRUE
| 60395146 | BET008 | BETS | 22KV | 93.96 | 0 | 39529.3474 | 100% | Three phase | 97.13 | 0.00089013 | 0.00096541 | 0.0010474 | 0.0011366 | 0.0012337 | 0.0013395 | 0.0014547 | 0.0015801 | 0.0017169 | 0.0018658 | 0.0020281 | 0.0022051 | 0.0023979 | 0.0026081 | 0.0028374 | 0.0030795 | 0.0030795 | 0.0030795 | 0.0030795 | 0.0030795 | 9.07 | 9.08 | 9.126 | 9.182 | 9.216 | 9.245 | 9.349 | 9.439 | 9.476 | 9.476 | 9.476 | 9.476 | 9.476 | 9.476 | 9.476 | 9.476 | 9.476 | 9.476 | 9.476 | 9.476 | 10106.6244 | 297.8852 | 0.00010057 | 9126.3348 | 5171.1844 | 537.1435 | 15.9254 | 10404.5095 | 553.069 | 9851.4406 | 4680.2561 | TRUE
| 60395148 | BET008 | BETS | 22KV | 429.21 | 0 | 39529.3474 | 100% | Three phase | 97.13 | 0.0039745 | 0.0043093 | 0.0046736 | 0.00507 | 0.0055016 | 0.0059714 | 0.006483 | 0.0070401 | 0.0076468 | 0.0083078 | 0.0090278 | 0.0098123 | 0.010667 | 0.011599 | 0.012614 | 0.013721 | 0.014067 | 0.014067 | 0.014067 | 0.014067 | 9.07 | 9.08 | 9.126 | 9.182 | 9.216 | 9.245 | 9.349 | 9.439 | 9.476 | 9.476 | 9.476 | 9.476 | 9.476 | 9.476 | 9.476 | 9.476 | 9.476 | 9.476 | 9.476 | 9.476 | 45300.0129 | 6098.902 | 0.00045941 | 41689.1673 | 23622.0102 | 2453.6758 | 332.311 | 51398.9149 | 2785.9868 | 48612.928 | 24990.9179 | TRUE
| 60395154 | BGO011 | BGO | 22KV | 166.46 | 0 | 42734.8155 | 100% | Three phase | 97.13 | 0.0010141 | 0.0011099 | 0.0012152 | 0.0013311 | 0.0014586 | 0.0015989 | 0.0017533 | 0.0019234 | 0.0021106 | 0.0023169 | 0.0025442 | 0.0027947 | 0.0030707 | 0.0033749 | 0.0037104 | 0.0040802 | 0.0044881 | 0.0049381 | 0.0054344 | 0.0054557 | 3.733 | 3.706 | 3.682 | 3.662 | 3.632 | 3.602 | 3.585 | 3.568 | 3.559 | 3.559 | 3.559 | 3.559 | 3.559 | 3.559 | 3.559 | 3.559 | 3.559 | 3.559 | 3.559 | 3.559 | 5567.7956 | 705.9814 | 0.00017817 | 16168.2598 | 9161.2959 | 396.7015 | 49.9833 | 6273.7771 | 446.6848 | 5827.0923 | -3334.2036 | FALSE
| 60395161 | BGO012 | BGO | 22KV | 197.27 | 0 | 42734.8155 | 100% | Three phase | 97.13 | 0.0019549 | 0.0021006 | 0.0022576 | 0.0024269 | 0.0026095 | 0.0028063 | 0.0030185 | 0.0032474 | 0.0034943 | 0.0037607 | 0.0040481 | 0.0043581 | 0.0046927 | 0.0050538 | 0.0054435 | 0.0058641 | 0.0063182 | 0.0064655 | 0.0064655 | 0.0064655 | 6.369 | 6.372 | 6.398 | 6.408 | 6.401 | 6.401 | 6.447 | 6.496 | 6.507 | 6.507 | 6.507 | 6.507 | 6.507 | 6.507 | 6.507 | 6.507 | 6.507 | 6.507 | 6.507 | 6.507 | 15369.2751 | 1276.5826 | 0.00021115 | 19160.8351 | 10856.9557 | 842.7776 | 70.1984 | 16645.8577 | 912.976 | 15732.8818 | 4875.9261 | TRUE
| 60395163 | BGO012 | BGO | 22KV | 99.37 | 0 | 42734.8155 | 100% | Three phase | 97.13 | 0.00093567 | 0.0010231 | 0.0011191 | 0.0012244 | 0.0013401 | 0.0014672 | 0.0016069 | 0.0017603 | 0.0019289 | 0.0021142 | 0.002318 | 0.002542 | 0.0027883 | 0.0030591 | 0.0032568 | 0.0032568 | 0.0032568 | 0.0032568 | 0.0032568 | 0.0032568 | 6.369 | 6.372 | 6.398 | 6.408 | 6.401 | 6.401 | 6.447 | 6.496 | 6.507 | 6.507 | 6.507 | 6.507 | 6.507 | 6.507 | 6.507 | 6.507 | 6.507 | 6.507 | 6.507 | 6.507 | 8292.1299 | 346.8364 | 0.00010636 | 9651.8081 | 5468.9293 | 424.5289 | 17.8121 | 8638.9663 | 442.341 | 8196.6253 | 2727.696 | TRUE
| 60395169 | BGO012 | BGO | 22KV | 344.19 | 0 | 42734.8155 | 100% | Three phase | 97.13 | 0.0031946 | 0.00343 | 0.0036835 | 0.0039566 | 0.0042509 | 0.0045679 | 0.0049096 | 0.0052778 | 0.0056746 | 0.0061024 | 0.0065637 | 0.0070609 | 0.0075972 | 0.0081754 | 0.0087991 | 0.0094718 | 0.010197 | 0.01098 | 0.011281 | 0.011281 | 6.369 | 6.372 | 6.398 | 6.408 | 6.401 | 6.401 | 6.447 | 6.496 | 6.507 | 6.507 | 6.507 | 6.507 | 6.507 | 6.507 | 6.507 | 6.507 | 6.507 | 6.507 | 6.507 | 6.507 | 25243.485 | 3658.2033 | 0.00036841 | 33431.1747 | 18942.8478 | 1470.4497 | 213.6986 | 28901.6883 | 1684.1483 | 27217.54 | 8274.6923 | TRUE
| 60395176 | BGO012 | BGO | 22KV | 460.02 | 0 | 42734.8155 | 100% | Three phase | 97.13 | 0.0043949 | 0.0047159 | 0.0050614 | 0.0054333 | 0.0058338 | 0.0062649 | 0.0067293 | 0.0072293 | 0.007768 | 0.0083482 | 0.0089733 | 0.0096468 | 0.010373 | 0.011155 | 0.011998 | 0.012906 | 0.013885 | 0.014941 | 0.015077 | 0.015077 | 6.369 | 6.372 | 6.398 | 6.408 | 6.401 | 6.401 | 6.447 | 6.496 | 6.507 | 6.507 | 6.507 | 6.507 | 6.507 | 6.507 | 6.507 | 6.507 | 6.507 | 6.507 | 6.507 | 6.507 | 34417.9677 | 6666.4765 | 0.00049239 | 44681.7426 | 25317.67 | 1965.2991 | 381.732 | 41084.4442 | 2347.031 | 38737.4131 | 13419.7432 | TRUE
| 60395181 | BGO012 | BGO | 22KV | 424.12 | 0 | 42734.8155 | 100% | Three phase | 97.13 | 0.0039365 | 0.0042265 | 0.0045389 | 0.0048755 | 0.005238 | 0.0056287 | 0.0060497 | 0.0065034 | 0.0069924 | 0.0075196 | 0.0080879 | 0.0087007 | 0.0093614 | 0.010074 | 0.010842 | 0.011671 | 0.012565 | 0.01353 | 0.0139 | 0.0139 | 6.369 | 6.372 | 6.398 | 6.408 | 6.401 | 6.401 | 6.447 | 6.496 | 6.507 | 6.507 | 6.507 | 6.507 | 6.507 | 6.507 | 6.507 | 6.507 | 6.507 | 6.507 | 6.507 | 6.507 | 31105.6883 | 5554.5496 | 0.00045396 | 41194.7756 | 23341.8768 | 1811.927 | 324.476 | 36660.2379 | 2136.403 | 34523.8349 | 11181.9581 | TRUE
| 60395182 | BGO012 | BGO | 22KV | 151.91 | 0 | 42734.8155 | 100% | Three phase | 97.13 | 0.001444 | 0.0015816 | 0.0017329 | 0.0018993 | 0.0020823 | 0.0022837 | 0.0025054 | 0.0027494 | 0.003018 | 0.0033137 | 0.0036395 | 0.0039982 | 0.0043934 | 0.0048288 | 0.0049788 | 0.0049788 | 0.0049788 | 0.0049788 | 0.0049788 | 0.0049788 | 6.369 | 6.372 | 6.398 | 6.408 | 6.401 | 6.401 | 6.447 | 6.496 | 6.507 | 6.507 | 6.507 | 6.507 | 6.507 | 6.507 | 6.507 | 6.507 | 6.507 | 6.507 | 6.507 | 6.507 | 12857.8188 | 822.1619 | 0.0001626 | 14755.0183 | 8360.5218 | 648.9904 | 41.6273 | 13679.9807 | 690.6177 | 12989.363 | 4628.8411 | TRUE
| 60395184 | BGO012 | BGO | 22KV | 307.07 | 0 | 42734.8155 | 100% | Three phase | 97.13 | 0.0028914 | 0.0031615 | 0.0034581 | 0.0037837 | 0.0041413 | 0.004534 | 0.0049655 | 0.0054396 | 0.0059607 | 0.0065333 | 0.0071629 | 0.0078551 | 0.0086162 | 0.0094533 | 0.010064 | 0.010064 | 0.010064 | 0.010064 | 0.010064 | 0.010064 | 6.369 | 6.372 | 6.398 | 6.408 | 6.401 | 6.401 | 6.447 | 6.496 | 6.507 | 6.507 | 6.507 | 6.507 | 6.507 | 6.507 | 6.507 | 6.507 | 6.507 | 6.507 | 6.507 | 6.507 | 25624.0749 | 3311.9891 | 0.00032868 | 29825.7091 | 16899.9107 | 1311.8655 | 170.0904 | 28936.064 | 1481.956 | 27454.108 | 10554.1973 | TRUE
| 60395185 | BGO012 | BGO | 22KV | 101.91 | 0 | 42734.8155 | 100% | Three phase | 97.13 | 0.00096873 | 0.001061 | 0.0011625 | 0.0012741 | 0.0013969 | 0.0015321 | 0.0016808 | 0.0018444 | 0.0020246 | 0.0022231 | 0.0024416 | 0.0026822 | 0.0029474 | 0.0032395 | 0.0033401 | 0.0033401 | 0.0033401 | 0.0033401 | 0.0033401 | 0.0033401 | 6.369 | 6.372 | 6.398 | 6.408 | 6.401 | 6.401 | 6.447 | 6.496 | 6.507 | 6.507 | 6.507 | 6.507 | 6.507 | 6.507 | 6.507 | 6.507 | 6.507 | 6.507 | 6.507 | 6.507 | 8625.7673 | 370.014 | 0.00010908 | 9898.5183 | 5608.7208 | 435.3803 | 18.7344 | 8995.7814 | 454.1146 | 8541.6667 | 2932.9459 | TRUE
| 60395189 | BGO012 | BGO | 22KV | 634.79 | 0 | 42734.8155 | 100% | Three phase | 97.13 | 0.0058782 | 0.0063733 | 0.0069121 | 0.0074985 | 0.0081367 | 0.0088316 | 0.0095882 | 0.010412 | 0.011309 | 0.012287 | 0.013352 | 0.014512 | 0.015777 | 0.017155 | 0.018656 | 0.020294 | 0.020805 | 0.020805 | 0.020805 | 0.020805 | 6.369 | 6.372 | 6.398 | 6.408 | 6.401 | 6.401 | 6.447 | 6.496 | 6.507 | 6.507 | 6.507 | 6.507 | 6.507 | 6.507 | 6.507 | 6.507 | 6.507 | 6.507 | 6.507 | 6.507 | 49923.5682 | 13340.5011 | 0.00067946 | 61657.1527 | 34936.3152 | 2711.9521 | 726.8842 | 63264.0692 | 3438.8363 | 59825.2329 | 24888.9177 | TRUE
| 60395190 | BGO012 | BGO | 22KV | 660.96 | 0 | 42734.8155 | 100% | Three phase | 97.13 | 0.0061205 | 0.0066361 | 0.007197 | 0.0078076 | 0.0084722 | 0.0091957 | 0.0099835 | 0.010841 | 0.011776 | 0.012794 | 0.013902 | 0.01511 | 0.016427 | 0.017862 | 0.019426 | 0.02113 | 0.021663 | 0.021663 | 0.021663 | 0.021663 | 6.369 | 6.372 | 6.398 | 6.408 | 6.401 | 6.401 | 6.447 | 6.496 | 6.507 | 6.507 | 6.507 | 6.507 | 6.507 | 6.507 | 6.507 | 6.507 | 6.507 | 6.507 | 6.507 | 6.507 | 51981.7288 | 14463.1318 | 0.00070747 | 64199.0448 | 36376.6078 | 2823.7556 | 788.0531 | 66444.8606 | 3611.8087 | 62833.0519 | 26456.4441 | TRUE
| 60395192 | BGO012 | BGO | 22KV | 345.99 | 0 | 42734.8155 | 100% | Three phase | 97.13 | 0.0032113 | 0.0034479 | 0.0037028 | 0.0039773 | 0.0042731 | 0.0045918 | 0.0049352 | 0.0053054 | 0.0057043 | 0.0061344 | 0.006598 | 0.0070979 | 0.0076369 | 0.0082182 | 0.0088451 | 0.0095213 | 0.010251 | 0.011038 | 0.01134 | 0.01134 | 6.369 | 6.372 | 6.398 | 6.408 | 6.401 | 6.401 | 6.447 | 6.496 | 6.507 | 6.507 | 6.507 | 6.507 | 6.507 | 6.507 | 6.507 | 6.507 | 6.507 | 6.507 | 6.507 | 6.507 | 25375.5001 | 3696.5658 | 0.00037034 | 33606.0087 | 19041.9126 | 1478.1397 | 215.9396 | 29072.0659 | 1694.0792 | 27377.9866 | 8336.074 | TRUE
| 60395193 | BGO012 | BGO | 22KV | 658.96 | 0 | 42734.8155 | 100% | Three phase | 97.13 | 0.0061162 | 0.0065668 | 0.0070522 | 0.0075751 | 0.0081384 | 0.0087454 | 0.0093995 | 0.010104 | 0.010864 | 0.011683 | 0.012566 | 0.013518 | 0.014545 | 0.015652 | 0.016846 | 0.018134 | 0.019523 | 0.021022 | 0.021597 | 0.021597 | 6.369 | 6.372 | 6.398 | 6.408 | 6.401 | 6.401 | 6.447 | 6.496 | 6.507 | 6.507 | 6.507 | 6.507 | 6.507 | 6.507 | 6.507 | 6.507 | 6.507 | 6.507 | 6.507 | 6.507 | 48329.2567 | 13408.7857 | 0.00070533 | 64004.7848 | 36266.5358 | 2815.2112 | 783.2911 | 61738.0424 | 3598.5024 | 58139.5401 | 21873.0043 | TRUE
| 60395194 | BGO012 | BGO | 22KV | 62.38 | 0 | 42734.8155 | 100% | Three phase | 97.13 | 0.00057898 | 0.00062164 | 0.00066759 | 0.00071709 | 0.00077042 | 0.00082788 | 0.00088979 | 0.00095653 | 0.0010285 | 0.001106 | 0.0011896 | 0.0012797 | 0.0013769 | 0.0014817 | 0.0015947 | 0.0017166 | 0.0018481 | 0.00199 | 0.0020445 | 0.0020445 | 6.369 | 6.372 | 6.398 | 6.408 | 6.401 | 6.401 | 6.447 | 6.496 | 6.507 | 6.507 | 6.507 | 6.507 | 6.507 | 6.507 | 6.507 | 6.507 | 6.507 | 6.507 | 6.507 | 6.507 | 4575.0562 | 120.1606 | 6.677e-05 | 6058.9694 | 3433.1469 | 266.5001 | 7.0193 | 4695.2168 | 273.5194 | 4421.6974 | 988.5505 | TRUE
| 60395195 | BGO012 | BGO | 22KV | 774.03 | 0 | 42734.8155 | 100% | Three phase | 97.13 | 0.0071842 | 0.0077135 | 0.0082837 | 0.0088979 | 0.0095596 | 0.010273 | 0.011041 | 0.011869 | 0.012761 | 0.013723 | 0.014761 | 0.015879 | 0.017085 | 0.018385 | 0.019788 | 0.021301 | 0.022932 | 0.024693 | 0.025369 | 0.025369 | 6.369 | 6.372 | 6.398 | 6.408 | 6.401 | 6.401 | 6.447 | 6.496 | 6.507 | 6.507 | 6.507 | 6.507 | 6.507 | 6.507 | 6.507 | 6.507 | 6.507 | 6.507 | 6.507 | 6.507 | 56768.6879 | 18500.6476 | 0.0008285 | 75181.5339 | 42599.5306 | 3306.8137 | 1080.7387 | 75269.3355 | 4387.5524 | 70881.7832 | 28282.2525 | TRUE
| 60395198 | BGO012 | BGO | 22KV | 534.4 | 0 | 42734.8155 | 100% | Three phase | 97.13 | 0.0050626 | 0.0054908 | 0.0059568 | 0.0064642 | 0.0070166 | 0.0076182 | 0.0082734 | 0.0089871 | 0.0097647 | 0.010612 | 0.011535 | 0.012541 | 0.013638 | 0.014834 | 0.016138 | 0.017515 | 0.017515 | 0.017515 | 0.017515 | 0.017515 | 6.369 | 6.372 | 6.398 | 6.408 | 6.401 | 6.401 | 6.447 | 6.496 | 6.507 | 6.507 | 6.507 | 6.507 | 6.507 | 6.507 | 6.507 | 6.507 | 6.507 | 6.507 | 6.507 | 6.507 | 42833.5517 | 9635.9772 | 0.000572 | 51906.272 | 29411.2491 | 2283.0656 | 515.1551 | 52469.5289 | 2798.2207 | 49671.3082 | 20260.0591 | TRUE
| 60395199 | BGO012 | BGO | 22KV | 151.64 | 0 | 42734.8155 | 100% | Three phase | 97.13 | 0.0019229 | 0.0020938 | 0.0022805 | 0.0024845 | 0.0027075 | 0.0029511 | 0.0032175 | 0.0035087 | 0.0038272 | 0.0041754 | 0.0045563 | 0.00497 | 0.00497 | 0.00497 | 0.00497 | 0.00497 | 0.00497 | 0.00497 | 0.00497 | 0.00497 | 6.369 | 6.372 | 6.398 | 6.408 | 6.401 | 6.401 | 6.447 | 6.496 | 6.507 | 6.507 | 6.507 | 6.507 | 6.507 | 6.507 | 6.507 | 6.507 | 6.507 | 6.507 | 6.507 | 6.507 | 14836.2705 | 947.5182 | 0.00016231 | 14728.7932 | 8345.6621 | 647.8369 | 41.4794 | 15783.7887 | 689.3164 | 15094.4724 | 6748.8103 | TRUE
| 60395234 | BGO013 | BGO | 22KV | 3913.2 | 2 | 42734.8155 | 33.33% | Three phase | 97.13 | 0.037386 | 0.040116 | 0.043055 | 0.046219 | 0.049625 | 0.053293 | 0.057243 | 0.061497 | 0.066079 | 0.071015 | 0.076332 | 0.082062 | 0.088235 | 0.094888 | 0.10206 | 0.10979 | 0.11812 | 0.1271 | 0.12825 | 0.12825 | 2.355 | 2.415 | 2.486 | 2.5483 | 2.598 | 2.658 | 2.7333 | 2.8223 | 2.881 | 2.881 | 2.881 | 2.881 | 2.881 | 2.881 | 2.881 | 2.881 | 2.881 | 2.881 | 2.881 | 2.881 | 126039.7625 | 482399.6808 | 0.0041886 | 380089.116 | 215366.9539 | 7061.2637 | 27622.895 | 608439.4432 | 34684.1587 | 573755.2845 | 358388.3307 | TRUE
| 60395276 | BGO013 | BGO | 22KV | 266.45 | 2 | 42734.8155 | 33.33% | Single phase | 44.74 | 0.0022711 | 0.0024431 | 0.0026288 | 0.0028292 | 0.0030457 | 0.0032794 | 0.0035317 | 0.0038043 | 0.0040988 | 0.0044169 | 0.0047606 | 0.005132 | 0.0055334 | 0.0059673 | 0.0064363 | 0.0069432 | 0.0074913 | 0.008084 | 0.0087248 | 0.0087328 | 2.355 | 2.415 | 2.486 | 2.5483 | 2.598 | 2.658 | 2.7333 | 2.8223 | 2.881 | 2.881 | 2.881 | 2.881 | 2.881 | 2.881 | 2.881 | 2.881 | 2.881 | 2.881 | 2.881 | 2.881 | 7952.3755 | 953.6561 | 0.0002852 | 11920.973 | 6754.6887 | 480.8018 | 58.9901 | 8906.0316 | 539.7919 | 8366.2397 | 1611.551 | TRUE
| 60395278 | BGO013 | BGO | 22KV | 192.26 | 2 | 42734.8155 | 33.33% | Covered | 390 | 0.0011216 | 0.0012042 | 0.0012933 | 0.0013894 | 0.001493 | 0.0016047 | 0.0017252 | 0.0018552 | 0.0019954 | 0.0021467 | 0.00231 | 0.0024863 | 0.0026766 | 0.002882 | 0.0031037 | 0.0033432 | 0.0036018 | 0.0038811 | 0.0041828 | 0.0045087 | 2.355 | 2.415 | 2.486 | 2.5483 | 2.598 | 2.658 | 2.7333 | 2.8223 | 2.881 | 2.881 | 2.881 | 2.881 | 2.881 | 2.881 | 2.881 | 2.881 | 2.881 | 2.881 | 2.881 | 2.881 | 3874.6851 | 2923.4272 | 0.00020579 | 74981.4 | 42486.1303 | 346.928 | 267.7282 | 6798.1124 | 614.6562 | 6183.4561 | -36302.6742 | FALSE
| 60395370 | BGO013 | BGO | 22KV | 877.64 | 2 | 42734.8155 | 33.33% | Three phase | 97.13 | 0.0083143 | 0.0090175 | 0.0097829 | 0.010616 | 0.011523 | 0.012511 | 0.013587 | 0.014759 | 0.016036 | 0.017428 | 0.018944 | 0.020597 | 0.022398 | 0.024362 | 0.026503 | 0.028764 | 0.028764 | 0.028764 | 0.028764 | 0.028764 | 2.355 | 2.415 | 2.486 | 2.5483 | 2.598 | 2.658 | 2.7333 | 2.8223 | 2.881 | 2.881 | 2.881 | 2.881 | 2.881 | 2.881 | 2.881 | 2.881 | 2.881 | 2.881 | 2.881 | 2.881 | 30325.4282 | 25989.3658 | 0.0009394 | 85245.1732 | 48301.8127 | 1583.6777 | 1389.434 | 56314.794 | 2973.1117 | 53341.6824 | 5039.8697 | TRUE
| 60395392 | BGO013 | BGO | 22KV | 13.53 | 2 | 42734.8155 | 33.33% | Three phase | 97.13 | 0.00012529 | 0.00013584 | 0.00014733 | 0.00015982 | 0.00017343 | 0.00018824 | 0.00020436 | 0.00022192 | 0.00024105 | 0.00026189 | 0.00028458 | 0.00030931 | 0.00033626 | 0.00036563 | 0.00039765 | 0.00043254 | 0.00044344 | 0.00044344 | 0.00044344 | 0.00044344 | 2.355 | 2.415 | 2.486 | 2.5483 | 2.598 | 2.658 | 2.7333 | 2.8223 | 2.881 | 2.881 | 2.881 | 2.881 | 2.881 | 2.881 | 2.881 | 2.881 | 2.881 | 2.881 | 2.881 | 2.881 | 458.7754 | 6.0605 | 1.4482e-05 | 1314.1689 | 744.6374 | 24.4145 | 0.33022 | 464.8359 | 24.7447 | 440.0912 | -304.5462 | FALSE
| 60395393 | BGO013 | BGO | 22KV | 177.44 | 2 | 42734.8155 | 33.33% | Three phase | 97.13 | 0.0016431 | 0.0017815 | 0.0019321 | 0.002096 | 0.0022744 | 0.0024687 | 0.0026801 | 0.0029104 | 0.0031613 | 0.0034345 | 0.0037322 | 0.0040565 | 0.0044099 | 0.0047951 | 0.005215 | 0.0056726 | 0.0058156 | 0.0058156 | 0.0058156 | 0.0058156 | 2.355 | 2.415 | 2.486 | 2.5483 | 2.598 | 2.658 | 2.7333 | 2.8223 | 2.881 | 2.881 | 2.881 | 2.881 | 2.881 | 2.881 | 2.881 | 2.881 | 2.881 | 2.881 | 2.881 | 2.881 | 6016.6383 | 1042.3535 | 0.00018993 | 17234.7472 | 9765.5914 | 320.1857 | 56.7947 | 7058.9918 | 376.9804 | 6682.0114 | -3083.58 | FALSE
| 60395400 | BGO013 | BGO | 22KV | 252.7 | 2 | 42734.8155 | 33.33% | Single phase | 44.74 | 0.0021539 | 0.0023171 | 0.0024932 | 0.0026832 | 0.0028885 | 0.0031101 | 0.0033495 | 0.003608 | 0.0038873 | 0.004189 | 0.0045149 | 0.0048672 | 0.0052479 | 0.0056594 | 0.0061041 | 0.0065849 | 0.0071047 | 0.0076668 | 0.0082746 | 0.0082822 | 2.355 | 2.415 | 2.486 | 2.5483 | 2.598 | 2.658 | 2.7333 | 2.8223 | 2.881 | 2.881 | 2.881 | 2.881 | 2.881 | 2.881 | 2.881 | 2.881 | 2.881 | 2.881 | 2.881 | 2.881 | 7541.9977 | 857.7699 | 0.00027048 | 11305.798 | 6406.1168 | 455.9903 | 53.0589 | 8399.7677 | 509.0492 | 7890.7185 | 1484.6016 | TRUE
| 60395402 | BGO013 | BGO | 22KV | 1043.66 | 2 | 42734.8155 | 33.33% | Three phase | 97.13 | 0.0099126 | 0.010765 | 0.011694 | 0.012707 | 0.013811 | 0.015015 | 0.016328 | 0.01776 | 0.019323 | 0.021028 | 0.022889 | 0.02492 | 0.027136 | 0.029556 | 0.032198 | 0.034206 | 0.034206 | 0.034206 | 0.034206 | 0.034206 | 2.355 | 2.415 | 2.486 | 2.5483 | 2.598 | 2.658 | 2.7333 | 2.8223 | 2.881 | 2.881 | 2.881 | 2.881 | 2.881 | 2.881 | 2.881 | 2.881 | 2.881 | 2.881 | 2.881 | 2.881 | 36394.1326 | 37086.8735 | 0.0011171 | 101370.6958 | 57438.8927 | 1883.2563 | 1964.8219 | 73481.0061 | 3848.0781 | 69632.928 | 12194.0352 | TRUE
| 60395420 | BGO013 | BGO | 22KV | 3103.57 | 2 | 42734.8155 | 33.33% | Three phase | 97.13 | 0.026372 | 0.028879 | 0.031637 | 0.03467 | 0.038007 | 0.041679 | 0.04572 | 0.050168 | 0.055066 | 0.06046 | 0.0664 | 0.072943 | 0.080152 | 0.088096 | 0.09685 | 0.10172 | 0.10172 | 0.10172 | 0.10172 | 0.10172 | 2.355 | 2.415 | 2.486 | 2.5483 | 2.598 | 2.658 | 2.7333 | 2.8223 | 2.881 | 2.881 | 2.881 | 2.881 | 2.881 | 2.881 | 2.881 | 2.881 | 2.881 | 2.881 | 2.881 | 2.881 | 105334.345 | 318612.5244 | 0.003322 | 301449.7541 | 170808.1409 | 5600.3083 | 17375.1352 | 423946.8694 | 22975.4435 | 400971.4259 | 230163.285 | TRUE
| 60395421 | BGO013 | BGO | 22KV | 863.4 | 2 | 42734.8155 | 33.33% | Three phase | 97.13 | 0.010087 | 0.011101 | 0.012221 | 0.013459 | 0.014828 | 0.01634 | 0.018012 | 0.019862 | 0.021907 | 0.024169 | 0.026673 | 0.028298 | 0.028298 | 0.028298 | 0.028298 | 0.028298 | 0.028298 | 0.028298 | 0.028298 | 0.028298 | 2.355 | 2.415 | 2.486 | 2.5483 | 2.598 | 2.658 | 2.7333 | 2.8223 | 2.881 | 2.881 | 2.881 | 2.881 | 2.881 | 2.881 | 2.881 | 2.881 | 2.881 | 2.881 | 2.881 | 2.881 | 35973.4512 | 30387.6102 | 0.00092415 | 83862.042 | 47518.0998 | 1557.982 | 1344.7117 | 66361.0615 | 2902.6937 | 63458.3678 | 15940.268 | TRUE
| 60395434 | BGO013 | BGO | 22KV | 536.7 | 2 | 42734.8155 | 33.33% | Three phase | 97.13 | 0.0040792 | 0.0044662 | 0.0048918 | 0.00536 | 0.0058751 | 0.0064419 | 0.0070658 | 0.0077526 | 0.0085089 | 0.0093418 | 0.010259 | 0.01127 | 0.012383 | 0.013611 | 0.014963 | 0.016454 | 0.01759 | 0.01759 | 0.01759 | 0.01759 | 2.355 | 2.415 | 2.486 | 2.5483 | 2.598 | 2.658 | 2.7333 | 2.8223 | 2.881 | 2.881 | 2.881 | 2.881 | 2.881 | 2.881 | 2.881 | 2.881 | 2.881 | 2.881 | 2.881 | 2.881 | 16827.6407 | 8793.9842 | 0.00057447 | 52129.671 | 29537.832 | 968.4607 | 519.599 | 25621.6249 | 1488.0596 | 24133.5653 | -5404.2667 | FALSE
| 60395438 | BGO013 | BGO | 22KV | 1327.64 | 2 | 42734.8155 | 33.33% | Three phase | 97.13 | 0.012577 | 0.013641 | 0.014799 | 0.016059 | 0.017432 | 0.018926 | 0.020554 | 0.022327 | 0.024259 | 0.026364 | 0.028657 | 0.031157 | 0.033882 | 0.036853 | 0.040091 | 0.043513 | 0.043513 | 0.043513 | 0.043513 | 0.043513 | 2.355 | 2.415 | 2.486 | 2.5483 | 2.598 | 2.658 | 2.7333 | 2.8223 | 2.881 | 2.881 | 2.881 | 2.881 | 2.881 | 2.881 | 2.881 | 2.881 | 2.881 | 2.881 | 2.881 | 2.881 | 45874.4491 | 59473.5034 | 0.0014211 | 128953.6732 | 73068.0217 | 2395.6905 | 3179.5507 | 105347.9525 | 5575.2413 | 99772.7112 | 26704.6895 | TRUE
| 60395467 | BGO013 | BGO | 22KV | 1025.04 | 2 | 42734.8155 | 33.33% | Three phase | 97.13 | 0.0087101 | 0.0095382 | 0.010449 | 0.011451 | 0.012553 | 0.013765 | 0.0151 | 0.016569 | 0.018187 | 0.019968 | 0.02193 | 0.024091 | 0.026472 | 0.029096 | 0.031987 | 0.033595 | 0.033595 | 0.033595 | 0.033595 | 0.033595 | 2.355 | 2.415 | 2.486 | 2.5483 | 2.598 | 2.658 | 2.7333 | 2.8223 | 2.881 | 2.881 | 2.881 | 2.881 | 2.881 | 2.881 | 2.881 | 2.881 | 2.881 | 2.881 | 2.881 | 2.881 | 34789.5865 | 34755.327 | 0.0010972 | 99562.1352 | 56414.122 | 1849.657 | 1895.3383 | 69544.9136 | 3744.9953 | 65799.9183 | 9385.7962 | TRUE
| 60395471 | BGO013 | BGO | 22KV | 345.41 | 2 | 42734.8155 | 33.33% | Three phase | 97.13 | 0.0026253 | 0.0028744 | 0.0031483 | 0.0034496 | 0.0037811 | 0.0041459 | 0.0045474 | 0.0049894 | 0.0054762 | 0.0060122 | 0.0066026 | 0.0072531 | 0.0079698 | 0.0087596 | 0.0096301 | 0.01059 | 0.011321 | 0.011321 | 0.011321 | 0.011321 | 2.355 | 2.415 | 2.486 | 2.5483 | 2.598 | 2.658 | 2.7333 | 2.8223 | 2.881 | 2.881 | 2.881 | 2.881 | 2.881 | 2.881 | 2.881 | 2.881 | 2.881 | 2.881 | 2.881 | 2.881 | 10829.9522 | 3642.4392 | 0.00036972 | 33549.6733 | 19009.9917 | 623.283 | 215.2162 | 14472.3914 | 838.4992 | 13633.8922 | -5376.0995 | FALSE
| 60395534 | BGO013 | BGO | 22KV | 79.71 | 2 | 42734.8155 | 33.33% | Three phase | 97.13 | 0.0007476 | 0.00080692 | 0.00087118 | 0.00094077 | 0.0010162 | 0.0010979 | 0.0011864 | 0.0012823 | 0.0013863 | 0.001499 | 0.0016212 | 0.0017537 | 0.0018974 | 0.0020532 | 0.0022223 | 0.0024056 | 0.0026045 | 0.0026125 | 0.0026125 | 0.0026125 | 2.355 | 2.415 | 2.486 | 2.5483 | 2.598 | 2.658 | 2.7333 | 2.8223 | 2.881 | 2.881 | 2.881 | 2.881 | 2.881 | 2.881 | 2.881 | 2.881 | 2.881 | 2.881 | 2.881 | 2.881 | 2647.2803 | 206.1644 | 8.5319e-05 | 7742.2323 | 4386.9212 | 143.8345 | 11.4612 | 2853.4448 | 155.2958 | 2698.149 | -1688.7722 | FALSE
| 60395579 | BGO022 | BGO | 22KV | 942.08 | 3 | 42734.8155 | 25% | Three phase | 97.13 | 0.008502 | 0.0090002 | 0.0095289 | 0.01009 | 0.010686 | 0.011318 | 0.01199 | 0.012702 | 0.013459 | 0.014263 | 0.015117 | 0.016023 | 0.016986 | 0.018009 | 0.019095 | 0.020249 | 0.021475 | 0.022778 | 0.024162 | 0.025633 | 2.2407 | 2.2515 | 2.273 | 2.2872 | 2.2905 | 2.3005 | 2.3333 | 2.3672 | 2.38 | 2.38 | 2.38 | 2.38 | 2.38 | 2.38 | 2.38 | 2.38 | 2.38 | 2.38 | 2.38 | 2.38 | 21151.7543 | 23119.8851 | 0.0010084 | 91504.2304 | 51848.3338 | 1455.8118 | 1600.9607 | 44271.6395 | 3056.7725 | 41214.867 | -10633.4668 | FALSE
| 60395580 | BGO022 | BGO | 22KV | 220.52 | 3 | 42734.8155 | 25% | Three phase | 97.13 | 0.0020473 | 0.0022226 | 0.0024136 | 0.0026218 | 0.0028487 | 0.0030961 | 0.0033659 | 0.00366 | 0.0039808 | 0.0043307 | 0.0047124 | 0.005129 | 0.0055835 | 0.0060795 | 0.0066209 | 0.0072119 | 0.0072275 | 0.0072275 | 0.0072275 | 0.0072275 | 2.2407 | 2.2515 | 2.273 | 2.2872 | 2.2905 | 2.3005 | 2.3333 | 2.3672 | 2.38 | 2.38 | 2.38 | 2.38 | 2.38 | 2.38 | 2.38 | 2.38 | 2.38 | 2.38 | 2.38 | 2.38 | 6369.905 | 1626.8936 | 0.00023604 | 21419.1076 | 12136.5432 | 340.7732 | 87.7205 | 7996.7986 | 428.4937 | 7568.3049 | -4568.2382 | FALSE
| 60395588 | BGO022 | BGO | 22KV | 68.59 | 3 | 42734.8155 | 25% | Three phase | 97.13 | 0.00040863 | 0.00044704 | 0.00048927 | 0.00053571 | 0.00058679 | 0.00064299 | 0.00070484 | 0.00077291 | 0.00084785 | 0.00093037 | 0.0010212 | 0.0011214 | 0.0012316 | 0.0013532 | 0.0014871 | 0.0016348 | 0.0017975 | 0.001977 | 0.002175 | 0.002248 | 2.2407 | 2.2515 | 2.273 | 2.2872 | 2.2905 | 2.3005 | 2.3333 | 2.3672 | 2.38 | 2.38 | 2.38 | 2.38 | 2.38 | 2.38 | 2.38 | 2.38 | 2.38 | 2.38 | 2.38 | 2.38 | 1474.3731 | 116.9772 | 7.3416e-05 | 6662.1467 | 3774.9206 | 105.9933 | 8.4865 | 1591.3504 | 114.4797 | 1476.8707 | -2298.05 | FALSE
| 60395592 | BGO022 | BGO | 22KV | 1051.54 | 3 | 42734.8155 | 25% | Three phase | 97.13 | 0.009799 | 0.010542 | 0.011345 | 0.012211 | 0.013146 | 0.014155 | 0.015245 | 0.016423 | 0.017695 | 0.019069 | 0.020554 | 0.022158 | 0.023891 | 0.025764 | 0.027789 | 0.029978 | 0.032344 | 0.034464 | 0.034464 | 0.034464 | 2.2407 | 2.2515 | 2.273 | 2.2872 | 2.2905 | 2.3005 | 2.3333 | 2.3672 | 2.38 | 2.38 | 2.38 | 2.38 | 2.38 | 2.38 | 2.38 | 2.38 | 2.38 | 2.38 | 2.38 | 2.38 | 28588.8898 | 34832.7 | 0.0011255 | 102136.0802 | 57872.5766 | 1624.9621 | 1994.6041 | 63421.5898 | 3619.5662 | 59802.0236 | 1929.447 | TRUE
| 60395593 | BGO022 | BGO | 22KV | 134.34 | 3 | 42734.8155 | 25% | Three phase | 97.13 | 0.001244 | 0.0013488 | 0.0014628 | 0.0015869 | 0.001722 | 0.001869 | 0.0020291 | 0.0022035 | 0.0023934 | 0.0026003 | 0.0028256 | 0.0030712 | 0.0033388 | 0.0036304 | 0.0039482 | 0.0042947 | 0.004403 | 0.004403 | 0.004403 | 0.004403 | 2.2407 | 2.2515 | 2.273 | 2.2872 | 2.2905 | 2.3005 | 2.3333 | 2.3672 | 2.38 | 2.38 | 2.38 | 2.38 | 2.38 | 2.38 | 2.38 | 2.38 | 2.38 | 2.38 | 2.38 | 2.38 | 3839.8901 | 597.479 | 0.00014379 | 13048.4442 | 7393.5389 | 207.5978 | 32.5549 | 4437.3691 | 240.1527 | 4197.2164 | -3196.3225 | FALSE
| 60395597 | BGO022 | BGO | 22KV | 35.96 | 3 | 42734.8155 | 25% | Three phase | 97.13 | 0.00033299 | 0.00036104 | 0.00039156 | 0.00042478 | 0.00046093 | 0.0005003 | 0.00054316 | 0.00058983 | 0.00064067 | 0.00069604 | 0.00075637 | 0.00082209 | 0.00089372 | 0.00097178 | 0.0010569 | 0.0011496 | 0.0011786 | 0.0011786 | 0.0011786 | 0.0011786 | 2.2407 | 2.2515 | 2.273 | 2.2872 | 2.2905 | 2.3005 | 2.3333 | 2.3672 | 2.38 | 2.38 | 2.38 | 2.38 | 2.38 | 2.38 | 2.38 | 2.38 | 2.38 | 2.38 | 2.38 | 2.38 | 1027.858 | 42.8106 | 3.849e-05 | 3492.7948 | 1979.0953 | 55.5696 | 2.3326 | 1070.6686 | 57.9022 | 1012.7664 | -966.3289 | FALSE
| 60395598 | BGO022 | BGO | 22KV | 460.19 | 3 | 42734.8155 | 25% | Three phase | 97.13 | 0.0042614 | 0.0046203 | 0.0050109 | 0.005436 | 0.0058987 | 0.0064024 | 0.0069509 | 0.0075482 | 0.0081988 | 0.0089074 | 0.0096794 | 0.010521 | 0.011437 | 0.012436 | 0.013525 | 0.014712 | 0.015083 | 0.015083 | 0.015083 | 0.015083 | 2.2407 | 2.2515 | 2.273 | 2.2872 | 2.2905 | 2.3005 | 2.3333 | 2.3672 | 2.38 | 2.38 | 2.38 | 2.38 | 2.38 | 2.38 | 2.38 | 2.38 | 2.38 | 2.38 | 2.38 | 2.38 | 13153.7815 | 7011.1029 | 0.00049257 | 44698.2547 | 25327.0261 | 711.1392 | 382.0142 | 20164.8845 | 1093.1534 | 19071.7311 | -6255.295 | FALSE
| 60395605 | BGO022 | BGO | 22KV | 24.41 | 3 | 42734.8155 | 25% | Three phase | 97.13 | 0.00022662 | 0.00024602 | 0.00026717 | 0.00029022 | 0.00031533 | 0.00034272 | 0.00037258 | 0.00040513 | 0.00044064 | 0.00047938 | 0.00052163 | 0.00056774 | 0.00061805 | 0.00067296 | 0.00073289 | 0.00079831 | 0.00080003 | 0.00080003 | 0.00080003 | 0.00080003 | 2.2407 | 2.2515 | 2.273 | 2.2872 | 2.2905 | 2.3005 | 2.3333 | 2.3672 | 2.38 | 2.38 | 2.38 | 2.38 | 2.38 | 2.38 | 2.38 | 2.38 | 2.38 | 2.38 | 2.38 | 2.38 | 705.1033 | 19.9342 | 2.6128e-05 | 2370.9433 | 1343.4293 | 37.7212 | 1.0748 | 725.0375 | 38.796 | 686.2415 | -657.1878 | FALSE
| 60395615 | BGO022 | BGO | 22KV | 318.34 | 3 | 42734.8155 | 25% | Three phase | 97.13 | 0.0023654 | 0.0025889 | 0.0028345 | 0.0031047 | 0.0034018 | 0.0037286 | 0.0040883 | 0.0044841 | 0.0049197 | 0.0053993 | 0.0059274 | 0.0065091 | 0.0071497 | 0.0078555 | 0.0086331 | 0.0094901 | 0.010434 | 0.010434 | 0.010434 | 0.010434 | 2.2407 | 2.2515 | 2.273 | 2.2872 | 2.2905 | 2.3005 | 2.3333 | 2.3672 | 2.38 | 2.38 | 2.38 | 2.38 | 2.38 | 2.38 | 2.38 | 2.38 | 2.38 | 2.38 | 2.38 | 2.38 | 8242.9041 | 3036.3496 | 0.00034074 | 30920.3642 | 17520.1666 | 491.9361 | 182.8048 | 11279.2536 | 674.7408 | 10604.5128 | -6915.6538 | FALSE
| 60395618 | BGO022 | BGO | 22KV | 65.27 | 3 | 42734.8155 | 25% | Three phase | 97.13 | 0.00060595 | 0.00065785 | 0.00071439 | 0.00077601 | 0.00084318 | 0.0009164 | 0.00099623 | 0.0010833 | 0.0011782 | 0.0012818 | 0.0013948 | 0.0015181 | 0.0016526 | 0.0017994 | 0.0019597 | 0.0021346 | 0.0021392 | 0.0021392 | 0.0021392 | 0.0021392 | 2.2407 | 2.2515 | 2.273 | 2.2872 | 2.2905 | 2.3005 | 2.3333 | 2.3672 | 2.38 | 2.38 | 2.38 | 2.38 | 2.38 | 2.38 | 2.38 | 2.38 | 2.38 | 2.38 | 2.38 | 2.38 | 1885.3787 | 142.5248 | 6.9863e-05 | 6339.6751 | 3592.201 | 100.8628 | 7.6848 | 2027.9034 | 108.5476 | 1919.3558 | -1672.8452 | FALSE
| 60395629 | BGO022 | BGO | 22KV | 217.15 | 3 | 42734.8155 | 25% | Three phase | 97.13 | 0.0016135 | 0.0017659 | 0.0019335 | 0.0021178 | 0.0023205 | 0.0025434 | 0.0027887 | 0.0030587 | 0.0033559 | 0.0036831 | 0.0040433 | 0.00444 | 0.004877 | 0.0053585 | 0.0058889 | 0.0064735 | 0.007117 | 0.007117 | 0.007117 | 0.007117 | 2.2407 | 2.2515 | 2.273 | 2.2872 | 2.2905 | 2.3005 | 2.3333 | 2.3672 | 2.38 | 2.38 | 2.38 | 2.38 | 2.38 | 2.38 | 2.38 | 2.38 | 2.38 | 2.38 | 2.38 | 2.38 | 5622.7512 | 1412.8271 | 0.00023243 | 21091.7795 | 11951.0718 | 335.5655 | 85.0599 | 7035.5783 | 420.6254 | 6614.9529 | -5336.1188 | FALSE
| 60395631 | BGO022 | BGO | 22KV | 79.64 | 3 | 42734.8155 | 25% | Three phase | 97.13 | 0.00073936 | 0.00080268 | 0.00087167 | 0.00094686 | 0.0010288 | 0.0011182 | 0.0012156 | 0.0013218 | 0.0014376 | 0.001564 | 0.0017019 | 0.0018523 | 0.0020164 | 0.0021956 | 0.0023911 | 0.0026046 | 0.0026102 | 0.0026102 | 0.0026102 | 0.0026102 | 2.2407 | 2.2515 | 2.273 | 2.2872 | 2.2905 | 2.3005 | 2.3333 | 2.3672 | 2.38 | 2.38 | 2.38 | 2.38 | 2.38 | 2.38 | 2.38 | 2.38 | 2.38 | 2.38 | 2.38 | 2.38 | 2300.4681 | 212.1904 | 8.5244e-05 | 7735.4332 | 4383.0686 | 123.069 | 11.4411 | 2512.6585 | 134.5101 | 2378.1484 | -2004.9202 | FALSE
| 60395632 | BGO022 | BGO | 22KV | 607.61 | 3 | 42734.8155 | 25% | Three phase | 97.13 | 0.0056409 | 0.006124 | 0.0066504 | 0.007224 | 0.0078493 | 0.0085309 | 0.0092741 | 0.010085 | 0.010968 | 0.011933 | 0.012984 | 0.014132 | 0.015384 | 0.016751 | 0.018243 | 0.019871 | 0.019914 | 0.019914 | 0.019914 | 0.019914 | 2.2407 | 2.2515 | 2.273 | 2.2872 | 2.2905 | 2.3005 | 2.3333 | 2.3672 | 2.38 | 2.38 | 2.38 | 2.38 | 2.38 | 2.38 | 2.38 | 2.38 | 2.38 | 2.38 | 2.38 | 2.38 | 17551.3241 | 12351.3096 | 0.00065037 | 59017.1593 | 33440.4362 | 938.9498 | 665.9704 | 29902.6337 | 1604.9202 | 28297.7136 | -5142.7226 | FALSE
| 60395634 | BGO022 | BGO | 22KV | 922.74 | 3 | 42734.8155 | 25% | Three phase | 97.13 | 0.0076645 | 0.0083902 | 0.009188 | 0.010065 | 0.01103 | 0.012091 | 0.013259 | 0.014544 | 0.015958 | 0.017515 | 0.019229 | 0.021117 | 0.023196 | 0.025486 | 0.028009 | 0.030243 | 0.030243 | 0.030243 | 0.030243 | 0.030243 | 2.2407 | 2.2515 | 2.273 | 2.2872 | 2.2905 | 2.3005 | 2.3333 | 2.3672 | 2.38 | 2.38 | 2.38 | 2.38 | 2.38 | 2.38 | 2.38 | 2.38 | 2.38 | 2.38 | 2.38 | 2.38 | 25914.2338 | 27677.593 | 0.00098767 | 89625.7362 | 50783.9372 | 1425.9254 | 1535.903 | 53591.8268 | 2961.8284 | 50629.9984 | -153.9388 | FALSE
| 60395642 | BGO022 | BGO | 22KV | 382.76 | 3 | 42734.8155 | 25% | Three phase | 97.13 | 0.0035526 | 0.0038144 | 0.0040963 | 0.0044 | 0.0047272 | 0.0050798 | 0.0054597 | 0.0058692 | 0.0063105 | 0.0067863 | 0.0072992 | 0.0078522 | 0.0084485 | 0.0090916 | 0.0097851 | 0.010533 | 0.01134 | 0.012211 | 0.012545 | 0.012545 | 2.2407 | 2.2515 | 2.273 | 2.2872 | 2.2905 | 2.3005 | 2.3333 | 2.3672 | 2.38 | 2.38 | 2.38 | 2.38 | 2.38 | 2.38 | 2.38 | 2.38 | 2.38 | 2.38 | 2.38 | 2.38 | 10199.5936 | 4524.0192 | 0.00040969 | 37177.4788 | 21065.5871 | 591.4853 | 264.2763 | 14723.6127 | 855.7616 | 13867.8511 | -7197.736 | FALSE
| 60395648 | BGO022 | BGO | 22KV | 31.58 | 3 | 42734.8155 | 25% | Three phase | 97.13 | 0.00029341 | 0.00032125 | 0.00035185 | 0.0003855 | 0.00042251 | 0.00046322 | 0.000508 | 0.00055728 | 0.00061152 | 0.00067121 | 0.00073694 | 0.0008093 | 0.00088899 | 0.00097677 | 0.001035 | 0.001035 | 0.001035 | 0.001035 | 0.001035 | 0.001035 | 2.2407 | 2.2515 | 2.273 | 2.2872 | 2.2905 | 2.3005 | 2.3333 | 2.3672 | 2.38 | 2.38 | 2.38 | 2.38 | 2.38 | 2.38 | 2.38 | 2.38 | 2.38 | 2.38 | 2.38 | 2.38 | 956.0346 | 34.9591 | 3.3802e-05 | 3067.3654 | 1738.0375 | 48.8011 | 1.799 | 990.9938 | 50.6001 | 940.3937 | -797.6438 | FALSE
| 60395650 | BGO022 | BGO | 22KV | 495.15 | 3 | 42734.8155 | 25% | Three phase | 97.13 | 0.0046048 | 0.004949 | 0.0053202 | 0.0057204 | 0.006152 | 0.0066176 | 0.0071198 | 0.0076616 | 0.0082462 | 0.0088771 | 0.009558 | 0.010293 | 0.011086 | 0.011942 | 0.012867 | 0.013865 | 0.014943 | 0.016108 | 0.016228 | 0.016228 | 2.2407 | 2.2515 | 2.273 | 2.2872 | 2.2905 | 2.3005 | 2.3333 | 2.3672 | 2.38 | 2.38 | 2.38 | 2.38 | 2.38 | 2.38 | 2.38 | 2.38 | 2.38 | 2.38 | 2.38 | 2.38 | 13331.0108 | 7648.7025 | 0.00052999 | 48093.9195 | 27251.0854 | 765.1635 | 442.261 | 20979.7133 | 1207.4245 | 19772.2888 | -7478.7966 | FALSE
| 60395655 | BGO022 | BGO | 22KV | 383.14 | 3 | 42734.8155 | 25% | Three phase | 97.13 | 0.0035427 | 0.0037965 | 0.0040693 | 0.0043625 | 0.0046779 | 0.0050169 | 0.0053816 | 0.0057738 | 0.0061957 | 0.0066496 | 0.0071379 | 0.0076633 | 0.0082288 | 0.0088373 | 0.0094922 | 0.010197 | 0.010956 | 0.011773 | 0.012557 | 0.012557 | 2.2407 | 2.2515 | 2.273 | 2.2872 | 2.2905 | 2.3005 | 2.3333 | 2.3672 | 2.38 | 2.38 | 2.38 | 2.38 | 2.38 | 2.38 | 2.38 | 2.38 | 2.38 | 2.38 | 2.38 | 2.38 | 10011.1831 | 4445.3902 | 0.0004101 | 37214.3882 | 21086.5007 | 592.0726 | 264.8013 | 14456.5733 | 856.8739 | 13599.6994 | -7486.8013 | FALSE
| 60395656 | BGO022 | BGO | 22KV | 8.2 | 3 | 42734.8155 | 25% | Three phase | 97.13 | 0.00010269 | 0.00011242 | 0.00012311 | 0.00013486 | 0.00014777 | 0.00016196 | 0.00017756 | 0.00019471 | 0.00021357 | 0.00023432 | 0.00025714 | 0.00026875 | 0.00026875 | 0.00026875 | 0.00026875 | 0.00026875 | 0.00026875 | 0.00026875 | 0.00026875 | 0.00026875 | 2.2407 | 2.2515 | 2.273 | 2.2872 | 2.2905 | 2.3005 | 2.3333 | 2.3672 | 2.38 | 2.38 | 2.38 | 2.38 | 2.38 | 2.38 | 2.38 | 2.38 | 2.38 | 2.38 | 2.38 | 2.38 | 294.0748 | 2.7961 | 8.777e-06 | 796.466 | 451.2954 | 12.6716 | 0.12129 | 296.8709 | 12.7929 | 284.078 | -167.2173 | FALSE
| 60395662 | BGO022 | BGO | 22KV | 219.76 | 3 | 42734.8155 | 25% | Three phase | 97.13 | 0.0020512 | 0.0022329 | 0.0024315 | 0.0026485 | 0.0028857 | 0.0031451 | 0.0034287 | 0.0037388 | 0.0040781 | 0.0044492 | 0.0048552 | 0.0052995 | 0.0057858 | 0.006318 | 0.0069006 | 0.0072026 | 0.0072026 | 0.0072026 | 0.0072026 | 0.0072026 | 2.2407 | 2.2515 | 2.273 | 2.2872 | 2.2905 | 2.3005 | 2.3333 | 2.3672 | 2.38 | 2.38 | 2.38 | 2.38 | 2.38 | 2.38 | 2.38 | 2.38 | 2.38 | 2.38 | 2.38 | 2.38 | 6471.1558 | 1646.9465 | 0.00023522 | 21345.2888 | 12094.7158 | 339.5988 | 87.1169 | 8118.1022 | 426.7157 | 7691.3866 | -4403.3292 | FALSE
| 60395702 | BGO023 | BGO | 22KV | 98.22 | 17 | 42734.8155 | 5.556% | Three phase | 97.13 | 0.00062221 | 0.00066812 | 0.0007176 | 0.00077095 | 0.00082847 | 0.0008905 | 0.0009574 | 0.0010296 | 0.0011074 | 0.0011914 | 0.001282 | 0.0013798 | 0.0014854 | 0.0015993 | 0.0017223 | 0.0018552 | 0.0019986 | 0.0021534 | 0.0023207 | 0.0025014 | 0.59906 | 0.60861 | 0.61994 | 0.63067 | 0.63894 | 0.64706 | 0.65994 | 0.67439 | 0.68489 | 0.68489 | 0.68489 | 0.68489 | 0.68489 | 0.68489 | 0.68489 | 0.68489 | 0.68489 | 0.68489 | 0.68489 | 0.68489 | 516.2025 | 206.3983 | 0.00010513 | 9540.1086 | 5405.6379 | 42.8592 | 17.4022 | 722.6007 | 60.2615 | 662.3393 | -4743.2986 | FALSE
| 60395703 | BGO023 | BGO | 22KV | 673.32 | 17 | 42734.8155 | 5.556% | Three phase | 97.13 | 0.0042654 | 0.0045801 | 0.0049193 | 0.0052851 | 0.0056794 | 0.0061046 | 0.0065632 | 0.0070578 | 0.0075915 | 0.0081672 | 0.0087885 | 0.009459 | 0.010183 | 0.010964 | 0.011807 | 0.012717 | 0.013701 | 0.014762 | 0.015909 | 0.017147 | 0.59906 | 0.60861 | 0.61994 | 0.63067 | 0.63894 | 0.64706 | 0.65994 | 0.67439 | 0.68489 | 0.68489 | 0.68489 | 0.68489 | 0.68489 | 0.68489 | 0.68489 | 0.68489 | 0.68489 | 0.68489 | 0.68489 | 0.68489 | 3538.683 | 9699.4971 | 0.0007207 | 65399.5716 | 37056.8531 | 293.8097 | 817.8019 | 13238.1801 | 1111.6116 | 12126.5685 | -24930.2845 | FALSE
| 60395705 | BGO023 | BGO | 22KV | 988.17 | 17 | 42734.8155 | 5.556% | Covered | 390 | 0.0071275 | 0.0076667 | 0.0082487 | 0.0088772 | 0.009556 | 0.010289 | 0.011081 | 0.011936 | 0.012861 | 0.01386 | 0.014939 | 0.016106 | 0.017367 | 0.018731 | 0.020206 | 0.0218 | 0.023525 | 0.02539 | 0.027407 | 0.02959 | 0.59906 | 0.60861 | 0.61994 | 0.63067 | 0.63894 | 0.64706 | 0.65994 | 0.67439 | 0.68489 | 0.68489 | 0.68489 | 0.68489 | 0.68489 | 0.68489 | 0.68489 | 0.68489 | 0.68489 | 0.68489 | 0.68489 | 0.68489 | 6024.9189 | 97285.0176 | 0.0010577 | 385386.3 | 218368.4562 | 431.1975 | 7072.609 | 103309.9365 | 7503.8065 | 95806.13 | -122562.3262 | FALSE
| 60395737 | BGO023 | BGO | 22KV | 2963.77 | 17 | 42734.8155 | 5.556% | Three phase | 97.13 | 0.021377 | 0.022994 | 0.02474 | 0.026625 | 0.028661 | 0.030859 | 0.033234 | 0.0358 | 0.038573 | 0.041568 | 0.044806 | 0.048306 | 0.052089 | 0.056179 | 0.060602 | 0.065384 | 0.070556 | 0.07615 | 0.082201 | 0.088747 | 0.59906 | 0.60861 | 0.61994 | 0.63067 | 0.63894 | 0.64706 | 0.65994 | 0.67439 | 0.68489 | 0.68489 | 0.68489 | 0.68489 | 0.68489 | 0.68489 | 0.68489 | 0.68489 | 0.68489 | 0.68489 | 0.68489 | 0.68489 | 18070.245 | 217951.7744 | 0.0031723 | 287870.9801 | 163114.1053 | 1293.2696 | 15845.0677 | 236022.0194 | 17138.3373 | 218883.6821 | 55769.5768 | TRUE
| 60395784 | BGO023 | BGO | 22KV | 83.82 | 17 | 42734.8155 | 5.556% | Three phase | 97.13 | 0.00078441 | 0.00084571 | 0.00091203 | 0.00098378 | 0.0010614 | 0.0011454 | 0.0012364 | 0.0013348 | 0.0014414 | 0.0015568 | 0.0016817 | 0.001817 | 0.0019636 | 0.0021224 | 0.0022943 | 0.0024807 | 0.0026826 | 0.0027472 | 0.0027472 | 0.0027472 | 0.59906 | 0.60861 | 0.61994 | 0.63067 | 0.63894 | 0.64706 | 0.65994 | 0.67439 | 0.68489 | 0.68489 | 0.68489 | 0.68489 | 0.68489 | 0.68489 | 0.68489 | 0.68489 | 0.68489 | 0.68489 | 0.68489 | 0.68489 | 661.4152 | 225.6589 | 8.9718e-05 | 8141.4366 | 4613.1192 | 36.5757 | 12.6736 | 887.0742 | 49.2493 | 837.8249 | -3775.2943 | FALSE
| 60395785 | BGO023 | BGO | 22KV | 218 | 17 | 42734.8155 | 5.556% | Three phase | 97.13 | 0.0020401 | 0.0021995 | 0.002372 | 0.0025586 | 0.0027605 | 0.002979 | 0.0032156 | 0.0034716 | 0.0037487 | 0.0040488 | 0.0043738 | 0.0047257 | 0.0051069 | 0.0055198 | 0.0059672 | 0.0064518 | 0.006977 | 0.0071449 | 0.0071449 | 0.0071449 | 0.59906 | 0.60861 | 0.61994 | 0.63067 | 0.63894 | 0.64706 | 0.65994 | 0.67439 | 0.68489 | 0.68489 | 0.68489 | 0.68489 | 0.68489 | 0.68489 | 0.68489 | 0.68489 | 0.68489 | 0.68489 | 0.68489 | 0.68489 | 1720.2162 | 1526.4064 | 0.00023334 | 21174.34 | 11997.8524 | 95.1264 | 85.7271 | 3246.6226 | 180.8535 | 3065.7691 | -8932.0833 | FALSE
| 60395864 | BGO023 | BGO | 22KV | 970.9 | 17 | 42734.8155 | 5.556% | Three phase | 97.13 | 0.0070029 | 0.0075327 | 0.0081046 | 0.0087221 | 0.009389 | 0.010109 | 0.010887 | 0.011728 | 0.012636 | 0.013617 | 0.014678 | 0.015825 | 0.017064 | 0.018404 | 0.019852 | 0.021419 | 0.023113 | 0.024946 | 0.026928 | 0.029073 | 0.59906 | 0.60861 | 0.61994 | 0.63067 | 0.63894 | 0.64706 | 0.65994 | 0.67439 | 0.68489 | 0.68489 | 0.68489 | 0.68489 | 0.68489 | 0.68489 | 0.68489 | 0.68489 | 0.68489 | 0.68489 | 0.68489 | 0.68489 | 5919.6229 | 23389.4719 | 0.0010392 | 94303.517 | 53434.4719 | 423.6616 | 1700.4118 | 29309.0948 | 2124.0734 | 27185.0215 | -26249.4505 | FALSE
| 60395865 | BGO023 | BGO | 22KV | 355.79 | 17 | 42734.8155 | 5.556% | Three phase | 97.13 | 0.0025663 | 0.0027604 | 0.00297 | 0.0031962 | 0.0034406 | 0.0037046 | 0.0039897 | 0.0042977 | 0.0046305 | 0.0049901 | 0.0053788 | 0.0057989 | 0.0062531 | 0.0067441 | 0.007275 | 0.0078491 | 0.00847 | 0.0091415 | 0.0098679 | 0.010654 | 0.59906 | 0.60861 | 0.61994 | 0.63067 | 0.63894 | 0.64706 | 0.65994 | 0.67439 | 0.68489 | 0.68489 | 0.68489 | 0.68489 | 0.68489 | 0.68489 | 0.68489 | 0.68489 | 0.68489 | 0.68489 | 0.68489 | 0.68489 | 2169.2684 | 3140.9346 | 0.00038083 | 34557.8827 | 19581.2656 | 155.2524 | 228.3456 | 5310.2029 | 383.598 | 4926.605 | -14654.6606 | FALSE
| 60395866 | BGO023 | BGO | 22KV | 382.51 | 17 | 42734.8155 | 5.556% | Three phase | 97.13 | 0.002759 | 0.0029677 | 0.003193 | 0.0034363 | 0.003699 | 0.0039828 | 0.0042893 | 0.0046204 | 0.0049782 | 0.0053649 | 0.0057828 | 0.0062345 | 0.0067227 | 0.0072506 | 0.0078214 | 0.0084386 | 0.0091061 | 0.0098281 | 0.010609 | 0.011454 | 0.59906 | 0.60861 | 0.61994 | 0.63067 | 0.63894 | 0.64706 | 0.65994 | 0.67439 | 0.68489 | 0.68489 | 0.68489 | 0.68489 | 0.68489 | 0.68489 | 0.68489 | 0.68489 | 0.68489 | 0.68489 | 0.68489 | 0.68489 | 2332.1814 | 3630.4211 | 0.00040943 | 37153.1963 | 21051.828 | 166.9119 | 263.9312 | 5962.6025 | 430.8431 | 5531.7594 | -15520.0686 | FALSE
| 60395870 | BGO023 | BGO | 22KV | 193.35 | 17 | 42734.8155 | 5.556% | Three phase | 97.13 | 0.0017998 | 0.0019565 | 0.0021275 | 0.0023142 | 0.0025179 | 0.0027403 | 0.0029832 | 0.0032484 | 0.003538 | 0.0038544 | 0.0042 | 0.0045777 | 0.0049904 | 0.0054415 | 0.0059346 | 0.006337 | 0.006337 | 0.006337 | 0.006337 | 0.006337 | 0.59906 | 0.60861 | 0.61994 | 0.63067 | 0.63894 | 0.64706 | 0.65994 | 0.67439 | 0.68489 | 0.68489 | 0.68489 | 0.68489 | 0.68489 | 0.68489 | 0.68489 | 0.68489 | 0.68489 | 0.68489 | 0.68489 | 0.68489 | 1605.484 | 1262.5848 | 0.00020696 | 18780.0855 | 10641.2145 | 84.3701 | 67.4363 | 2868.0689 | 151.8064 | 2716.2625 | -7924.952 | FALSE
| 60395871 | BGO023 | BGO | 22KV | 209.64 | 17 | 42734.8155 | 5.556% | Three phase | 97.13 | 0.0019514 | 0.0021214 | 0.0023068 | 0.0025092 | 0.0027301 | 0.0029712 | 0.0032345 | 0.0035221 | 0.0038361 | 0.0041791 | 0.0045539 | 0.0049634 | 0.0054109 | 0.0059 | 0.0064345 | 0.0068709 | 0.0068709 | 0.0068709 | 0.0068709 | 0.0068709 | 0.59906 | 0.60861 | 0.61994 | 0.63067 | 0.63894 | 0.64706 | 0.65994 | 0.67439 | 0.68489 | 0.68489 | 0.68489 | 0.68489 | 0.68489 | 0.68489 | 0.68489 | 0.68489 | 0.68489 | 0.68489 | 0.68489 | 0.68489 | 1740.7482 | 1484.296 | 0.00022439 | 20362.3332 | 11537.7513 | 91.4784 | 79.2781 | 3225.0443 | 170.7566 | 3054.2877 | -8483.4636 | FALSE
| 60395894 | BGO023 | BGO | 22KV | 50.48 | 17 | 42734.8155 | 5.556% | Three phase | 97.13 | 0.00060946 | 0.00064741 | 0.00068782 | 0.00073086 | 0.00077669 | 0.0008255 | 0.0008775 | 0.00093288 | 0.00099188 | 0.0010547 | 0.0011217 | 0.0011931 | 0.0012691 | 0.0013502 | 0.0014365 | 0.0015286 | 0.0016267 | 0.0016545 | 0.0016545 | 0.0016545 | 0.59906 | 0.60861 | 0.61994 | 0.63067 | 0.63894 | 0.64706 | 0.65994 | 0.67439 | 0.68489 | 0.68489 | 0.68489 | 0.68489 | 0.68489 | 0.68489 | 0.68489 | 0.68489 | 0.68489 | 0.68489 | 0.68489 | 0.68489 | 438.1284 | 90.2738 | 5.4032e-05 | 4903.1224 | 2778.2183 | 22.0274 | 4.5967 | 528.4022 | 26.6241 | 501.7781 | -2276.4402 | FALSE
| 60395895 | BGO023 | BGO | 22KV | 1582.74 | 17 | 42734.8155 | 5.556% | Three phase | 97.13 | 0.010026 | 0.010766 | 0.011564 | 0.012423 | 0.01335 | 0.01435 | 0.015428 | 0.016591 | 0.017845 | 0.019198 | 0.020659 | 0.022235 | 0.023936 | 0.025772 | 0.027754 | 0.029894 | 0.032205 | 0.034701 | 0.037396 | 0.040308 | 0.59906 | 0.60861 | 0.61994 | 0.63067 | 0.63894 | 0.64706 | 0.65994 | 0.67439 | 0.68489 | 0.68489 | 0.68489 | 0.68489 | 0.68489 | 0.68489 | 0.68489 | 0.68489 | 0.68489 | 0.68489 | 0.68489 | 0.68489 | 8318.2071 | 53595.1319 | 0.0016941 | 153731.5362 | 87107.7105 | 690.6439 | 4518.8119 | 61913.3389 | 5209.4557 | 56703.8832 | -30403.8272 | FALSE
| 60395896 | BGO023 | BGO | 22KV | 20.31 | 17 | 42734.8155 | 5.556% | Three phase | 97.13 | 0.00012866 | 0.00013815 | 0.00014839 | 0.00015942 | 0.00017131 | 0.00018414 | 0.00019797 | 0.00021289 | 0.00022899 | 0.00024636 | 0.0002651 | 0.00028532 | 0.00030715 | 0.00033071 | 0.00035615 | 0.00038361 | 0.00041326 | 0.00044529 | 0.00047988 | 0.00051723 | 0.59906 | 0.60861 | 0.61994 | 0.63067 | 0.63894 | 0.64706 | 0.65994 | 0.67439 | 0.68489 | 0.68489 | 0.68489 | 0.68489 | 0.68489 | 0.68489 | 0.68489 | 0.68489 | 0.68489 | 0.68489 | 0.68489 | 0.68489 | 106.7407 | 8.8252 | 2.1739e-05 | 1972.7103 | 1117.7816 | 8.8625 | 0.74409 | 115.5659 | 9.6066 | 105.9594 | -1011.8222 | FALSE
| 60395906 | BGO023 | BGO | 22KV | 616.86 | 17 | 42734.8155 | 5.556% | Three phase | 97.13 | 0.0057727 | 0.0062239 | 0.0067119 | 0.0072399 | 0.0078113 | 0.0084296 | 0.0090988 | 0.0098233 | 0.010608 | 0.011457 | 0.012376 | 0.013372 | 0.014451 | 0.015619 | 0.016885 | 0.018256 | 0.019742 | 0.020217 | 0.020217 | 0.020217 | 0.59906 | 0.60861 | 0.61994 | 0.63067 | 0.63894 | 0.64706 | 0.65994 | 0.67439 | 0.68489 | 0.68489 | 0.68489 | 0.68489 | 0.68489 | 0.68489 | 0.68489 | 0.68489 | 0.68489 | 0.68489 | 0.68489 | 0.68489 | 4867.5806 | 12221.666 | 0.00066027 | 59915.6118 | 33949.5194 | 269.1728 | 686.4017 | 17089.2466 | 955.5745 | 16133.6721 | -17815.8472 | FALSE
| 60396026 | BGO023 | BGO | 22KV | 2641.99 | 17 | 42734.8155 | 5.556% | Three phase | 97.13 | 0.016737 | 0.017971 | 0.019303 | 0.020738 | 0.022285 | 0.023953 | 0.025753 | 0.027694 | 0.029788 | 0.032047 | 0.034484 | 0.037115 | 0.039955 | 0.04302 | 0.046329 | 0.049901 | 0.053759 | 0.057925 | 0.062424 | 0.067283 | 0.59906 | 0.60861 | 0.61994 | 0.63067 | 0.63894 | 0.64706 | 0.65994 | 0.67439 | 0.68489 | 0.68489 | 0.68489 | 0.68489 | 0.68489 | 0.68489 | 0.68489 | 0.68489 | 0.68489 | 0.68489 | 0.68489 | 0.68489 | 13885.1737 | 149337.3795 | 0.0028279 | 256616.4887 | 145404.6148 | 1152.8578 | 12591.2093 | 163222.5532 | 13744.0671 | 149478.4862 | 4073.8714 | TRUE
| 60396027 | BGO023 | BGO | 22KV | 91.89 | 17 | 42734.8155 | 5.556% | Three phase | 97.13 | 0.00058211 | 0.00062506 | 0.00067136 | 0.00072127 | 0.00077508 | 0.00083311 | 0.0008957 | 0.0009632 | 0.001036 | 0.0011146 | 0.0011994 | 0.0012909 | 0.0013896 | 0.0014963 | 0.0016113 | 0.0017356 | 0.0018698 | 0.0020147 | 0.0021711 | 0.0023402 | 0.59906 | 0.60861 | 0.61994 | 0.63067 | 0.63894 | 0.64706 | 0.65994 | 0.67439 | 0.68489 | 0.68489 | 0.68489 | 0.68489 | 0.68489 | 0.68489 | 0.68489 | 0.68489 | 0.68489 | 0.68489 | 0.68489 | 0.68489 | 482.9347 | 180.652 | 9.8356e-05 | 8925.2757 | 5057.2599 | 40.0971 | 15.2315 | 663.5867 | 55.3286 | 608.2581 | -4449.0018 | FALSE
| 60396028 | BGO023 | BGO | 22KV | 639.1 | 17 | 42734.8155 | 5.556% | Three phase | 97.13 | 0.0040486 | 0.0043473 | 0.0046693 | 0.0050165 | 0.0053907 | 0.0057943 | 0.0062296 | 0.0066991 | 0.0072057 | 0.0077521 | 0.0083418 | 0.0089782 | 0.0096651 | 0.010407 | 0.011207 | 0.012071 | 0.013004 | 0.014012 | 0.0151 | 0.016276 | 0.59906 | 0.60861 | 0.61994 | 0.63067 | 0.63894 | 0.64706 | 0.65994 | 0.67439 | 0.68489 | 0.68489 | 0.68489 | 0.68489 | 0.68489 | 0.68489 | 0.68489 | 0.68489 | 0.68489 | 0.68489 | 0.68489 | 0.68489 | 3358.8373 | 8738.6395 | 0.00068407 | 62075.783 | 35173.5204 | 278.8774 | 736.7883 | 12097.4768 | 1015.6658 | 11081.811 | -24091.7095 | FALSE
| 60396036 | BGO023 | BGO | 22KV | 487.71 | 17 | 42734.8155 | 5.556% | Three phase | 97.13 | 0.0036239 | 0.0039662 | 0.0043426 | 0.0047565 | 0.0052117 | 0.0057124 | 0.0062634 | 0.0068698 | 0.0075372 | 0.008272 | 0.0090811 | 0.0099721 | 0.010954 | 0.012035 | 0.013226 | 0.014539 | 0.015985 | 0.015985 | 0.015985 | 0.015985 | 0.59906 | 0.60861 | 0.61994 | 0.63067 | 0.63894 | 0.64706 | 0.65994 | 0.67439 | 0.68489 | 0.68489 | 0.68489 | 0.68489 | 0.68489 | 0.68489 | 0.68489 | 0.68489 | 0.68489 | 0.68489 | 0.68489 | 0.68489 | 3599.1232 | 7126.7687 | 0.00052203 | 47371.2723 | 26841.6174 | 212.817 | 429.0703 | 10725.8919 | 641.8872 | 10084.0047 | -16757.6127 | FALSE
| 60396060 | BGO023 | BGO | 22KV | 1996.23 | 17 | 42734.8155 | 5.556% | Three phase | 97.13 | 0.016229 | 0.017431 | 0.018725 | 0.02012 | 0.021624 | 0.023246 | 0.024994 | 0.026879 | 0.028912 | 0.031105 | 0.033471 | 0.036023 | 0.038777 | 0.041748 | 0.044955 | 0.048416 | 0.052151 | 0.056184 | 0.060537 | 0.065237 | 0.59906 | 0.60861 | 0.61994 | 0.63067 | 0.63894 | 0.64706 | 0.65994 | 0.67439 | 0.68489 | 0.68489 | 0.68489 | 0.68489 | 0.68489 | 0.68489 | 0.68489 | 0.68489 | 0.68489 | 0.68489 | 0.68489 | 0.68489 | 13472.0326 | 109478.4086 | 0.0021367 | 193893.8199 | 109864.5544 | 871.0742 | 7188.3011 | 122950.4412 | 8059.3753 | 114891.0659 | 5026.5115 | TRUE
| 60396208 | BGO023 | BGO | 22KV | 510.19 | 17 | 42734.8155 | 5.556% | Single phase | 44.74 | 0.0036799 | 0.0039583 | 0.0042588 | 0.0045833 | 0.0049337 | 0.0053122 | 0.005721 | 0.0061627 | 0.00664 | 0.0071557 | 0.007713 | 0.0083155 | 0.0089667 | 0.0096708 | 0.010432 | 0.011255 | 0.012146 | 0.013109 | 0.01415 | 0.015277 | 0.59906 | 0.60861 | 0.61994 | 0.63067 | 0.63894 | 0.64706 | 0.65994 | 0.67439 | 0.68489 | 0.68489 | 0.68489 | 0.68489 | 0.68489 | 0.68489 | 0.68489 | 0.68489 | 0.68489 | 0.68489 | 0.68489 | 0.68489 | 3110.6524 | 2974.9378 | 0.00054609 | 22825.9006 | 12933.6634 | 222.6263 | 216.2776 | 6085.5902 | 438.9039 | 5646.6863 | -7286.9771 | FALSE
| 60396242 | BGO023 | BGO | 22KV | 821.04 | 17 | 42734.8155 | 5.556% | Three phase | 97.13 | 0.0048914 | 0.0053511 | 0.0058566 | 0.0064125 | 0.007024 | 0.0076968 | 0.0084371 | 0.0092519 | 0.010149 | 0.011137 | 0.012225 | 0.013423 | 0.014743 | 0.016198 | 0.017801 | 0.019569 | 0.021517 | 0.023666 | 0.026035 | 0.026909 | 0.59906 | 0.60861 | 0.61994 | 0.63067 | 0.63894 | 0.64706 | 0.65994 | 0.67439 | 0.68489 | 0.68489 | 0.68489 | 0.68489 | 0.68489 | 0.68489 | 0.68489 | 0.68489 | 0.68489 | 0.68489 | 0.68489 | 0.68489 | 5031.586 | 16761.328 | 0.00087881 | 79747.6152 | 45186.7739 | 358.2687 | 1216.0004 | 21792.914 | 1574.2692 | 20218.6448 | -24968.1291 | FALSE
| 60396281 | BGO023 | BGO | 22KV | 387.91 | 17 | 42734.8155 | 5.556% | Three phase | 97.13 | 0.0036302 | 0.0039139 | 0.0042208 | 0.0045528 | 0.0049121 | 0.0053009 | 0.0057218 | 0.0061773 | 0.0066705 | 0.0072045 | 0.0077828 | 0.008409 | 0.0090873 | 0.009822 | 0.010618 | 0.01148 | 0.012415 | 0.012714 | 0.012714 | 0.012714 | 0.59906 | 0.60861 | 0.61994 | 0.63067 | 0.63894 | 0.64706 | 0.65994 | 0.67439 | 0.68489 | 0.68489 | 0.68489 | 0.68489 | 0.68489 | 0.68489 | 0.68489 | 0.68489 | 0.68489 | 0.68489 | 0.68489 | 0.68489 | 3060.9591 | 4833.0261 | 0.00041521 | 37677.6983 | 21349.0226 | 169.2683 | 271.4358 | 7893.9852 | 440.704 | 7453.2811 | -13895.7414 | FALSE
| 60396308 | BGO023 | BGO | 22KV | 707.28 | 17 | 42734.8155 | 5.556% | Covered | 390 | 0.0051015 | 0.0054874 | 0.005904 | 0.0063539 | 0.0068397 | 0.0073643 | 0.0079311 | 0.0085434 | 0.009205 | 0.00992 | 0.010693 | 0.011528 | 0.012431 | 0.013407 | 0.014462 | 0.015603 | 0.016838 | 0.018173 | 0.019617 | 0.021179 | 0.59906 | 0.60861 | 0.61994 | 0.63067 | 0.63894 | 0.64706 | 0.65994 | 0.67439 | 0.68489 | 0.68489 | 0.68489 | 0.68489 | 0.68489 | 0.68489 | 0.68489 | 0.68489 | 0.68489 | 0.68489 | 0.68489 | 0.68489 | 4312.3194 | 49838.5487 | 0.00075705 | 275839.2 | 156296.6309 | 308.6285 | 3623.2565 | 54150.8681 | 3931.8849 | 50218.9832 | -106077.6477 | FALSE
| 60396367 | BGO023 | BGO | 22KV | 38.86 | 17 | 42734.8155 | 5.556% | Three phase | 97.13 | 0.00028029 | 0.00030149 | 0.00032438 | 0.0003491 | 0.00037579 | 0.00040462 | 0.00043576 | 0.0004694 | 0.00050575 | 0.00054503 | 0.00058748 | 0.00063337 | 0.00068298 | 0.0007366 | 0.00079459 | 0.00085729 | 0.00092511 | 0.00099845 | 0.0010778 | 0.0011636 | 0.59906 | 0.60861 | 0.61994 | 0.63067 | 0.63894 | 0.64706 | 0.65994 | 0.67439 | 0.68489 | 0.68489 | 0.68489 | 0.68489 | 0.68489 | 0.68489 | 0.68489 | 0.68489 | 0.68489 | 0.68489 | 0.68489 | 0.68489 | 236.9312 | 37.4694 | 4.1594e-05 | 3774.4718 | 2138.6997 | 16.9569 | 2.724 | 274.4007 | 19.681 | 254.7197 | -1883.98 | FALSE
| 60396435 | BGO023 | BGO | 22KV | 359.13 | 17 | 42734.8155 | 5.556% | Covered | 390 | 0.0025903 | 0.0027863 | 0.0029978 | 0.0032263 | 0.0034729 | 0.0037393 | 0.0040271 | 0.004338 | 0.004674 | 0.005037 | 0.0054293 | 0.0058534 | 0.0063118 | 0.0068074 | 0.0073433 | 0.0079228 | 0.0085495 | 0.0092274 | 0.0099606 | 0.010754 | 0.59906 | 0.60861 | 0.61994 | 0.63067 | 0.63894 | 0.64706 | 0.65994 | 0.67439 | 0.68489 | 0.68489 | 0.68489 | 0.68489 | 0.68489 | 0.68489 | 0.68489 | 0.68489 | 0.68489 | 0.68489 | 0.68489 | 0.68489 | 2189.6325 | 12849.4933 | 0.0003844 | 140060.7 | 79361.5104 | 156.7098 | 934.1566 | 15039.1258 | 1090.8665 | 13948.2594 | -65413.251 | FALSE
| 60400264 | CHA003 | CHA | 22KV | 136.42 | 3 | 48008.7507 | 25% | Three phase | 97.13 | 0.00081272 | 0.00088912 | 0.00097311 | 0.0010655 | 0.0011671 | 0.0012789 | 0.0014019 | 0.0015373 | 0.0016863 | 0.0018504 | 0.0020312 | 0.0022303 | 0.0024496 | 0.0026914 | 0.0029578 | 0.0032514 | 0.0035752 | 0.0039321 | 0.0043258 | 0.0044711 | 0.87 | 0.8675 | 0.87 | 0.8675 | 0.86175 | 0.85675 | 0.8585 | 0.86175 | 0.856 | 0.856 | 0.856 | 0.856 | 0.856 | 0.856 | 0.856 | 0.856 | 0.856 | 0.856 | 0.856 | 0.856 | 1198.8632 | 462.7388 | 0.00014602 | 13250.4746 | 7508.0139 | 87.1832 | 33.5708 | 1661.602 | 120.754 | 1540.848 | -5967.1658 | FALSE
| 60400265 | CHA003 | CHA | 22KV | 352.64 | 3 | 48008.7507 | 25% | Three phase | 97.13 | 0.0021009 | 0.0022983 | 0.0025155 | 0.0027542 | 0.0030168 | 0.0033058 | 0.0036238 | 0.0039737 | 0.004359 | 0.0047833 | 0.0052505 | 0.0057652 | 0.0063322 | 0.0069571 | 0.0076457 | 0.0084048 | 0.0092417 | 0.010164 | 0.011182 | 0.011558 | 0.87 | 0.8675 | 0.87 | 0.8675 | 0.86175 | 0.85675 | 0.8585 | 0.86175 | 0.856 | 0.856 | 0.856 | 0.856 | 0.856 | 0.856 | 0.856 | 0.856 | 0.856 | 0.856 | 0.856 | 0.856 | 3099.0114 | 3092.0246 | 0.00037745 | 34251.9232 | 19407.9021 | 225.365 | 224.3201 | 6191.036 | 449.6851 | 5741.3509 | -13666.5513 | FALSE
| 60400267 | CHA003 | CHA | 22KV | 89.71 | 3 | 48008.7507 | 25% | Three phase | 97.13 | 0.00080985 | 0.00089221 | 0.00098335 | 0.0010842 | 0.0011959 | 0.0013196 | 0.0014565 | 0.0016082 | 0.0017763 | 0.0019626 | 0.002169 | 0.0023979 | 0.0026516 | 0.002933 | 0.0029402 | 0.0029402 | 0.0029402 | 0.0029402 | 0.0029402 | 0.0029402 | 0.87 | 0.8675 | 0.87 | 0.8675 | 0.86175 | 0.85675 | 0.8585 | 0.86175 | 0.856 | 0.856 | 0.856 | 0.856 | 0.856 | 0.856 | 0.856 | 0.856 | 0.856 | 0.856 | 0.856 | 0.856 | 1125.3763 | 285.5888 | 9.6023e-05 | 8713.5323 | 4937.2814 | 57.3318 | 14.5173 | 1410.9651 | 71.8491 | 1339.116 | -3598.1654 | FALSE
| 60400268 | CHA003 | CHA | 22KV | 635.53 | 3 | 48008.7507 | 25% | Three phase | 97.13 | 0.0047687 | 0.0051492 | 0.0055616 | 0.0060088 | 0.0064935 | 0.0070192 | 0.0075894 | 0.0082078 | 0.0088787 | 0.0096067 | 0.010397 | 0.011254 | 0.012185 | 0.013195 | 0.014291 | 0.015482 | 0.016776 | 0.01818 | 0.019706 | 0.020829 | 0.87 | 0.8675 | 0.87 | 0.8675 | 0.86175 | 0.85675 | 0.8585 | 0.86175 | 0.856 | 0.856 | 0.856 | 0.856 | 0.856 | 0.856 | 0.856 | 0.856 | 0.856 | 0.856 | 0.856 | 0.856 | 6044.8471 | 10866.2259 | 0.00068025 | 61729.0289 | 34977.0419 | 406.1542 | 728.5799 | 16911.073 | 1134.7341 | 15776.3389 | -19200.703 | FALSE
| 60400269 | CHA003 | CHA | 22KV | 178.62 | 3 | 48008.7507 | 25% | Three phase | 97.13 | 0.0013403 | 0.0014472 | 0.0015631 | 0.0016888 | 0.0018251 | 0.0019728 | 0.002133 | 0.0023069 | 0.0024954 | 0.0027 | 0.002922 | 0.003163 | 0.0034245 | 0.0037085 | 0.0040167 | 0.0043514 | 0.0047149 | 0.0051096 | 0.0055384 | 0.0058542 | 0.87 | 0.8675 | 0.87 | 0.8675 | 0.86175 | 0.85675 | 0.8585 | 0.86175 | 0.856 | 0.856 | 0.856 | 0.856 | 0.856 | 0.856 | 0.856 | 0.856 | 0.856 | 0.856 | 0.856 | 0.856 | 1698.9451 | 858.3547 | 0.00019119 | 17349.3606 | 9830.5339 | 114.1524 | 57.5526 | 2557.2998 | 171.705 | 2385.5948 | -7444.9391 | FALSE
| 60400270 | CHA003 | CHA | 22KV | 283.57 | 3 | 48008.7507 | 25% | Three phase | 97.13 | 0.0035773 | 0.0038852 | 0.0042206 | 0.0045861 | 0.0049844 | 0.0054186 | 0.005892 | 0.006408 | 0.0069708 | 0.0075845 | 0.0082539 | 0.0089841 | 0.0092939 | 0.0092939 | 0.0092939 | 0.0092939 | 0.0092939 | 0.0092939 | 0.0092939 | 0.0092939 | 0.87 | 0.8675 | 0.87 | 0.8675 | 0.86175 | 0.85675 | 0.8585 | 0.86175 | 0.856 | 0.856 | 0.856 | 0.856 | 0.856 | 0.856 | 0.856 | 0.856 | 0.856 | 0.856 | 0.856 | 0.856 | 4082.9035 | 3273.6785 | 0.00030352 | 27543.1541 | 15606.5642 | 181.2238 | 145.0527 | 7356.582 | 326.2764 | 7030.3056 | -8576.2586 | FALSE
| 60400275 | CHA003 | CHA | 22KV | 130.62 | 3 | 48008.7507 | 25% | Single phase | 44.74 | 0.00074423 | 0.00081936 | 0.00090252 | 0.0009946 | 0.0010966 | 0.0012096 | 0.0013348 | 0.0014735 | 0.0016274 | 0.0017979 | 0.0019872 | 0.0021971 | 0.00243 | 0.0026885 | 0.0029754 | 0.0032939 | 0.0036477 | 0.0040406 | 0.004281 | 0.004281 | 0.87 | 0.8675 | 0.87 | 0.8675 | 0.86175 | 0.85675 | 0.8585 | 0.86175 | 0.856 | 0.856 | 0.856 | 0.856 | 0.856 | 0.856 | 0.856 | 0.856 | 0.856 | 0.856 | 0.856 | 0.856 | 1173.3451 | 199.7639 | 0.00013981 | 5843.9388 | 3311.3058 | 83.4766 | 14.1764 | 1373.1091 | 97.653 | 1275.4561 | -2035.8497 | FALSE
| 60400276 | CHA003 | CHA | 22KV | 2065.65 | 3 | 48008.7507 | 25% | Three phase | 97.13 | 0.019418 | 0.020983 | 0.02268 | 0.02452 | 0.026516 | 0.028682 | 0.031031 | 0.03358 | 0.036346 | 0.039349 | 0.042608 | 0.046146 | 0.049988 | 0.054159 | 0.058689 | 0.063609 | 0.067701 | 0.067701 | 0.067701 | 0.067701 | 0.87 | 0.8675 | 0.87 | 0.8675 | 0.86175 | 0.85675 | 0.8585 | 0.86175 | 0.856 | 0.856 | 0.856 | 0.856 | 0.856 | 0.856 | 0.856 | 0.856 | 0.856 | 0.856 | 0.856 | 0.856 | 23921.0953 | 139752.1876 | 0.002211 | 200636.5845 | 113685.1549 | 1320.1144 | 7696.9484 | 163673.2829 | 9017.0629 | 154656.22 | 40971.0651 | TRUE
| 60400277 | CHA003 | CHA | 22KV | 717.24 | 3 | 48008.7507 | 25% | Three phase | 97.13 | 0.0067423 | 0.0072857 | 0.0078749 | 0.0085139 | 0.009207 | 0.0099589 | 0.010775 | 0.01166 | 0.01262 | 0.013663 | 0.014794 | 0.016023 | 0.017357 | 0.018805 | 0.020378 | 0.022086 | 0.023507 | 0.023507 | 0.023507 | 0.023507 | 0.87 | 0.8675 | 0.87 | 0.8675 | 0.86175 | 0.85675 | 0.8585 | 0.86175 | 0.856 | 0.856 | 0.856 | 0.856 | 0.856 | 0.856 | 0.856 | 0.856 | 0.856 | 0.856 | 0.856 | 0.856 | 8305.9407 | 16849.0005 | 0.00076771 | 69665.5212 | 39474.0351 | 458.3733 | 927.9704 | 25154.9412 | 1386.3437 | 23768.5975 | -15705.4375 | FALSE
| 60400278 | CHA003 | CHA | 22KV | 172.09 | 3 | 48008.7507 | 25% | Three phase | 97.13 | 0.0016177 | 0.0017481 | 0.0018895 | 0.0020428 | 0.0022091 | 0.0023895 | 0.0025852 | 0.0027976 | 0.003028 | 0.0032782 | 0.0035497 | 0.0038444 | 0.0041645 | 0.004512 | 0.0048894 | 0.0052993 | 0.0056402 | 0.0056402 | 0.0056402 | 0.0056402 | 0.87 | 0.8675 | 0.87 | 0.8675 | 0.86175 | 0.85675 | 0.8585 | 0.86175 | 0.856 | 0.856 | 0.856 | 0.856 | 0.856 | 0.856 | 0.856 | 0.856 | 0.856 | 0.856 | 0.856 | 0.856 | 1992.8745 | 969.9658 | 0.0001842 | 16715.1017 | 9471.1487 | 109.9792 | 53.4215 | 2962.8403 | 163.4007 | 2799.4396 | -6671.7091 | FALSE
| 60400279 | CHA003 | CHA | 22KV | 25.45 | 3 | 48008.7507 | 25% | Three phase | 97.13 | 0.00032027 | 0.0003474 | 0.00037692 | 0.00040905 | 0.00044402 | 0.00048208 | 0.00052353 | 0.00056865 | 0.0006178 | 0.00067132 | 0.00072963 | 0.00079314 | 0.00083412 | 0.00083412 | 0.00083412 | 0.00083412 | 0.00083412 | 0.00083412 | 0.00083412 | 0.00083412 | 0.87 | 0.8675 | 0.87 | 0.8675 | 0.86175 | 0.85675 | 0.8585 | 0.86175 | 0.856 | 0.856 | 0.856 | 0.856 | 0.856 | 0.856 | 0.856 | 0.856 | 0.856 | 0.856 | 0.856 | 0.856 | 364.3425 | 26.2183 | 2.7241e-05 | 2471.9585 | 1400.6667 | 16.2646 | 1.1684 | 390.5608 | 17.4329 | 373.1279 | -1027.5388 | FALSE
| 60400280 | CHA003 | CHA | 22KV | 290.39 | 3 | 48008.7507 | 25% | Three phase | 97.13 | 0.0036544 | 0.0039639 | 0.0043007 | 0.0046673 | 0.0050663 | 0.0055007 | 0.0059736 | 0.0064885 | 0.0070492 | 0.00766 | 0.0083252 | 0.0090499 | 0.0095175 | 0.0095175 | 0.0095175 | 0.0095175 | 0.0095175 | 0.0095175 | 0.0095175 | 0.0095175 | 0.87 | 0.8675 | 0.87 | 0.8675 | 0.86175 | 0.85675 | 0.8585 | 0.86175 | 0.856 | 0.856 | 0.856 | 0.856 | 0.856 | 0.856 | 0.856 | 0.856 | 0.856 | 0.856 | 0.856 | 0.856 | 4157.2271 | 3413.4379 | 0.00031082 | 28205.5807 | 15981.9099 | 185.5823 | 152.1137 | 7570.665 | 337.696 | 7232.969 | -8748.9409 | FALSE
| 60400283 | CHA003 | CHA | 22KV | 340.64 | 3 | 48008.7507 | 25% | Single phase | 44.74 | 0.0018307 | 0.0019654 | 0.0021107 | 0.0022673 | 0.0024362 | 0.0026184 | 0.0028149 | 0.0030269 | 0.0032557 | 0.0035025 | 0.003769 | 0.0040566 | 0.004367 | 0.0047023 | 0.0050643 | 0.0054552 | 0.0058775 | 0.0063336 | 0.0068264 | 0.0073588 | 0.87 | 0.8675 | 0.87 | 0.8675 | 0.86175 | 0.85675 | 0.8585 | 0.86175 | 0.856 | 0.856 | 0.856 | 0.856 | 0.856 | 0.856 | 0.856 | 0.856 | 0.856 | 0.856 | 0.856 | 0.856 | 2184.9957 | 969.5963 | 0.00036461 | 15240.2336 | 8635.4556 | 217.696 | 96.4138 | 3154.5921 | 314.1098 | 2840.4823 | -5794.9733 | FALSE
| 60400284 | CHA003 | CHA | 22KV | 40.08 | 3 | 48008.7507 | 25% | Single phase | 44.74 | 0.0002154 | 0.00023125 | 0.00024834 | 0.00026677 | 0.00028665 | 0.00030808 | 0.0003312 | 0.00035615 | 0.00038306 | 0.00041211 | 0.00044346 | 0.0004773 | 0.00051383 | 0.00055327 | 0.00059587 | 0.00064187 | 0.00069155 | 0.00074522 | 0.0008032 | 0.00086584 | 0.87 | 0.8675 | 0.87 | 0.8675 | 0.86175 | 0.85675 | 0.8585 | 0.86175 | 0.856 | 0.856 | 0.856 | 0.856 | 0.856 | 0.856 | 0.856 | 0.856 | 0.856 | 0.856 | 0.856 | 0.856 | 257.0885 | 13.4232 | 4.29e-05 | 1793.1792 | 1016.0553 | 25.6143 | 1.3348 | 270.5117 | 26.9491 | 243.5626 | -772.4926 | FALSE
| 60400285 | CHA003 | CHA | 22KV | 39.57 | 3 | 48008.7507 | 25% | Three phase | 97.13 | 0.00029691 | 0.00032061 | 0.00034628 | 0.00037412 | 0.00040431 | 0.00043704 | 0.00047254 | 0.00051104 | 0.00055282 | 0.00059814 | 0.00064733 | 0.00070071 | 0.00075865 | 0.00082154 | 0.00088983 | 0.00096398 | 0.0010445 | 0.0011319 | 0.0012269 | 0.0012969 | 0.87 | 0.8675 | 0.87 | 0.8675 | 0.86175 | 0.85675 | 0.8585 | 0.86175 | 0.856 | 0.856 | 0.856 | 0.856 | 0.856 | 0.856 | 0.856 | 0.856 | 0.856 | 0.856 | 0.856 | 0.856 | 376.3703 | 42.1249 | 4.2354e-05 | 3843.4341 | 2177.7753 | 25.2884 | 2.8245 | 418.4952 | 28.1128 | 390.3823 | -1787.393 | FALSE
| 60400286 | CHA003 | CHA | 22KV | 269.11 | 3 | 48008.7507 | 25% | Three phase | 97.13 | 0.0020193 | 0.0021804 | 0.002355 | 0.0025444 | 0.0027496 | 0.0029722 | 0.0032137 | 0.0034755 | 0.0037596 | 0.0040679 | 0.0044024 | 0.0047654 | 0.0051594 | 0.0055872 | 0.0060516 | 0.0065559 | 0.0071035 | 0.0076982 | 0.0083442 | 0.00882 | 0.87 | 0.8675 | 0.87 | 0.8675 | 0.86175 | 0.85675 | 0.8585 | 0.86175 | 0.856 | 0.856 | 0.856 | 0.856 | 0.856 | 0.856 | 0.856 | 0.856 | 0.856 | 0.856 | 0.856 | 0.856 | 2559.6412 | 1948.3469 | 0.00028805 | 26138.6543 | 14810.7434 | 171.9827 | 130.6366 | 4507.9882 | 302.6192 | 4205.3689 | -10605.3744 | FALSE
| 60400287 | CHA003 | CHA | 22KV | 234.13 | 3 | 48008.7507 | 25% | Three phase | 97.13 | 0.0017568 | 0.001897 | 0.0020489 | 0.0022136 | 0.0023922 | 0.0025859 | 0.0027959 | 0.0030238 | 0.0032709 | 0.0035391 | 0.0038301 | 0.004146 | 0.0044888 | 0.004861 | 0.005265 | 0.0057037 | 0.0061801 | 0.0066975 | 0.0072595 | 0.0076736 | 0.87 | 0.8675 | 0.87 | 0.8675 | 0.86175 | 0.85675 | 0.8585 | 0.86175 | 0.856 | 0.856 | 0.856 | 0.856 | 0.856 | 0.856 | 0.856 | 0.856 | 0.856 | 0.856 | 0.856 | 0.856 | 2226.9288 | 1474.758 | 0.00025061 | 22741.0469 | 12885.5834 | 149.6277 | 98.8825 | 3701.6867 | 248.5101 | 3453.1766 | -9432.4068 | FALSE
| 60400290 | CHA003 | CHA | 22KV | 575.74 | 3 | 48008.7507 | 25% | Three phase | 97.13 | 0.002893 | 0.0031132 | 0.0033512 | 0.0036085 | 0.0038867 | 0.0041876 | 0.004513 | 0.004865 | 0.0052458 | 0.0056579 | 0.0061039 | 0.0065866 | 0.0071092 | 0.007675 | 0.0082876 | 0.0089511 | 0.0096697 | 0.010448 | 0.011291 | 0.012205 | 0.87 | 0.8675 | 0.87 | 0.8675 | 0.86175 | 0.85675 | 0.8585 | 0.86175 | 0.856 | 0.856 | 0.856 | 0.856 | 0.856 | 0.856 | 0.856 | 0.856 | 0.856 | 0.856 | 0.856 | 0.856 | 3547.1079 | 5776.0179 | 0.00061625 | 55921.6262 | 31686.4382 | 367.9436 | 597.9404 | 9323.1258 | 965.884 | 8357.2418 | -23329.1965 | FALSE
| 60400291 | CHA003 | CHA | 22KV | 165.91 | 3 | 48008.7507 | 25% | Three phase | 97.13 | 0.00083368 | 0.00089713 | 0.00096572 | 0.0010399 | 0.00112 | 0.0012067 | 0.0013005 | 0.0014019 | 0.0015117 | 0.0016304 | 0.0017589 | 0.0018981 | 0.0020486 | 0.0022117 | 0.0023882 | 0.0025794 | 0.0027865 | 0.0030108 | 0.0032538 | 0.0035171 | 0.87 | 0.8675 | 0.87 | 0.8675 | 0.86175 | 0.85675 | 0.8585 | 0.86175 | 0.856 | 0.856 | 0.856 | 0.856 | 0.856 | 0.856 | 0.856 | 0.856 | 0.856 | 0.856 | 0.856 | 0.856 | 1022.164 | 479.646 | 0.00017758 | 16114.8383 | 9131.0261 | 106.0297 | 49.6535 | 1501.81 | 155.6832 | 1346.1268 | -7784.8993 | FALSE
| 60400299 | CHA003 | CHA | 22KV | 132.43 | 3 | 48008.7507 | 25% | Three phase | 97.13 | 0.0016706 | 0.0018144 | 0.0019711 | 0.0021417 | 0.0023278 | 0.0025305 | 0.0027516 | 0.0029926 | 0.0032554 | 0.003542 | 0.0038546 | 0.0041956 | 0.0043404 | 0.0043404 | 0.0043404 | 0.0043404 | 0.0043404 | 0.0043404 | 0.0043404 | 0.0043404 | 0.87 | 0.8675 | 0.87 | 0.8675 | 0.86175 | 0.85675 | 0.8585 | 0.86175 | 0.856 | 0.856 | 0.856 | 0.856 | 0.856 | 0.856 | 0.856 | 0.856 | 0.856 | 0.856 | 0.856 | 0.856 | 1906.7564 | 713.9836 | 0.00014175 | 12862.9259 | 7288.4201 | 84.6333 | 31.6357 | 2620.74 | 116.269 | 2504.4709 | -4783.9492 | FALSE
| 60400305 | CHA003 | CHA | 22KV | 342.16 | 3 | 48008.7507 | 25% | Three phase | 97.13 | 0.0020384 | 0.00223 | 0.0024407 | 0.0026724 | 0.0029272 | 0.0032075 | 0.0035161 | 0.0038556 | 0.0042295 | 0.0046411 | 0.0050945 | 0.0055939 | 0.0061441 | 0.0067503 | 0.0074185 | 0.008155 | 0.008967 | 0.0098624 | 0.01085 | 0.011214 | 0.87 | 0.8675 | 0.87 | 0.8675 | 0.86175 | 0.85675 | 0.8585 | 0.86175 | 0.856 | 0.856 | 0.856 | 0.856 | 0.856 | 0.856 | 0.856 | 0.856 | 0.856 | 0.856 | 0.856 | 0.856 | 3006.9128 | 2910.9736 | 0.00036624 | 33234.0008 | 18831.1246 | 218.6674 | 211.1852 | 5917.8864 | 429.8527 | 5488.0338 | -13343.0909 | FALSE
| 60400312 | CHA003 | CHA | 22KV | 239.67 | 3 | 48008.7507 | 25% | Three phase | 97.13 | 0.0030161 | 0.0032716 | 0.0035496 | 0.0038521 | 0.0041814 | 0.0045399 | 0.0049302 | 0.0053552 | 0.005818 | 0.0063221 | 0.0068711 | 0.0074693 | 0.0078551 | 0.0078551 | 0.0078551 | 0.0078551 | 0.0078551 | 0.0078551 | 0.0078551 | 0.0078551 | 0.87 | 0.8675 | 0.87 | 0.8675 | 0.86175 | 0.85675 | 0.8585 | 0.86175 | 0.856 | 0.856 | 0.856 | 0.856 | 0.856 | 0.856 | 0.856 | 0.856 | 0.856 | 0.856 | 0.856 | 0.856 | 3431.1189 | 2325.1771 | 0.00025653 | 23279.1471 | 13190.4829 | 153.1682 | 103.6173 | 5756.296 | 256.7855 | 5499.5105 | -7690.9724 | FALSE
| 60400313 | CHA003 | CHA | 22KV | 185.2 | 3 | 48008.7507 | 25% | Three phase | 97.13 | 0.0023306 | 0.002528 | 0.0027429 | 0.0029766 | 0.0032311 | 0.0035081 | 0.0038097 | 0.0041381 | 0.0044957 | 0.0048852 | 0.0053095 | 0.0057717 | 0.0060699 | 0.0060699 | 0.0060699 | 0.0060699 | 0.0060699 | 0.0060699 | 0.0060699 | 0.0060699 | 0.87 | 0.8675 | 0.87 | 0.8675 | 0.86175 | 0.85675 | 0.8585 | 0.86175 | 0.856 | 0.856 | 0.856 | 0.856 | 0.856 | 0.856 | 0.856 | 0.856 | 0.856 | 0.856 | 0.856 | 0.856 | 2651.3257 | 1388.3874 | 0.00019823 | 17988.476 | 10192.6709 | 118.3575 | 61.871 | 4039.713 | 180.2285 | 3859.4845 | -6333.1864 | FALSE
| 60400314 | CHA003 | CHA | 22KV | 2997 | 3 | 48008.7507 | 25% | Three phase | 97.13 | 0.027824 | 0.030206 | 0.032803 | 0.035632 | 0.038716 | 0.042078 | 0.045744 | 0.049741 | 0.054101 | 0.058857 | 0.064045 | 0.069706 | 0.075883 | 0.082624 | 0.089982 | 0.098014 | 0.098226 | 0.098226 | 0.098226 | 0.098226 | 0.87 | 0.8675 | 0.87 | 0.8675 | 0.86175 | 0.85675 | 0.8585 | 0.86175 | 0.856 | 0.856 | 0.856 | 0.856 | 0.856 | 0.856 | 0.856 | 0.856 | 0.856 | 0.856 | 0.856 | 0.856 | 35448.9302 | 300494.5984 | 0.0032079 | 291098.61 | 164942.9522 | 1915.3211 | 16202.3716 | 335943.5285 | 18117.6927 | 317825.8359 | 152882.8836 | TRUE
| 60400321 | CHA003 | CHA | 22KV | 356.55 | 3 | 48008.7507 | 25% | Three phase | 97.13 | 0.0044869 | 0.004867 | 0.0052806 | 0.0057307 | 0.0062206 | 0.0067539 | 0.0073345 | 0.0079668 | 0.0086553 | 0.0094051 | 0.010222 | 0.011112 | 0.011686 | 0.011686 | 0.011686 | 0.011686 | 0.011686 | 0.011686 | 0.011686 | 0.011686 | 0.87 | 0.8675 | 0.87 | 0.8675 | 0.86175 | 0.85675 | 0.8585 | 0.86175 | 0.856 | 0.856 | 0.856 | 0.856 | 0.856 | 0.856 | 0.856 | 0.856 | 0.856 | 0.856 | 0.856 | 0.856 | 5104.3745 | 5145.9975 | 0.00038164 | 34631.7015 | 19623.093 | 227.8638 | 229.3221 | 10250.3721 | 457.1859 | 9793.1861 | -9829.9068 | FALSE
| 60400322 | CHA003 | CHA | 22KV | 1901.62 | 3 | 48008.7507 | 25% | Three phase | 97.13 | 0.017609 | 0.019092 | 0.020706 | 0.022463 | 0.024375 | 0.026457 | 0.028723 | 0.031191 | 0.033879 | 0.036808 | 0.039998 | 0.043474 | 0.047261 | 0.051389 | 0.055888 | 0.060793 | 0.062325 | 0.062325 | 0.062325 | 0.062325 | 0.87 | 0.8675 | 0.87 | 0.8675 | 0.86175 | 0.85675 | 0.8585 | 0.86175 | 0.856 | 0.856 | 0.856 | 0.856 | 0.856 | 0.856 | 0.856 | 0.856 | 0.856 | 0.856 | 0.856 | 0.856 | 22258.4205 | 119718.0026 | 0.0020354 | 184704.3506 | 104657.5965 | 1215.2862 | 6523.0781 | 141976.4232 | 7738.3643 | 134238.0589 | 29580.4623 | TRUE
| 60400325 | CHA003 | CHA | 22KV | 188.15 | 3 | 48008.7507 | 25% | Three phase | 97.13 | 0.0015124 | 0.0016659 | 0.0018358 | 0.002024 | 0.0022322 | 0.0024628 | 0.0027183 | 0.0030013 | 0.003315 | 0.0036626 | 0.0040479 | 0.0044751 | 0.0049489 | 0.0054745 | 0.0060574 | 0.0061666 | 0.0061666 | 0.0061666 | 0.0061666 | 0.0061666 | 0.87 | 0.8675 | 0.87 | 0.8675 | 0.86175 | 0.85675 | 0.8585 | 0.86175 | 0.856 | 0.856 | 0.856 | 0.856 | 0.856 | 0.856 | 0.856 | 0.856 | 0.856 | 0.856 | 0.856 | 0.856 | 2191.1841 | 1166.3597 | 0.00020139 | 18275.0095 | 10355.0272 | 120.2428 | 63.8577 | 3357.5438 | 184.1005 | 3173.4433 | -7181.5839 | FALSE
| 60400326 | CHA003 | CHA | 22KV | 74.05 | 3 | 48008.7507 | 25% | Three phase | 97.13 | 0.00055563 | 0.00059997 | 0.00064803 | 0.00070012 | 0.00075661 | 0.00081786 | 0.00088429 | 0.00095635 | 0.0010345 | 0.0011193 | 0.0012114 | 0.0013113 | 0.0014197 | 0.0015374 | 0.0016652 | 0.001804 | 0.0019546 | 0.0021183 | 0.002296 | 0.002427 | 0.87 | 0.8675 | 0.87 | 0.8675 | 0.86175 | 0.85675 | 0.8585 | 0.86175 | 0.856 | 0.856 | 0.856 | 0.856 | 0.856 | 0.856 | 0.856 | 0.856 | 0.856 | 0.856 | 0.856 | 0.856 | 704.327 | 147.522 | 7.9261e-05 | 7192.4765 | 4075.4173 | 47.3238 | 9.8913 | 851.849 | 57.2152 | 794.6338 | -3280.7835 | FALSE
| 60400329 | CHA003 | CHA | 22KV | 766.07 | 3 | 48008.7507 | 25% | Three phase | 97.13 | 0.0068437 | 0.0074164 | 0.0080394 | 0.0087171 | 0.0094545 | 0.010257 | 0.01113 | 0.012081 | 0.013115 | 0.014242 | 0.015469 | 0.016805 | 0.018261 | 0.019846 | 0.021573 | 0.023455 | 0.025108 | 0.025108 | 0.025108 | 0.025108 | 0.87 | 0.8675 | 0.87 | 0.8675 | 0.86175 | 0.85675 | 0.8585 | 0.86175 | 0.856 | 0.856 | 0.856 | 0.856 | 0.856 | 0.856 | 0.856 | 0.856 | 0.856 | 0.856 | 0.856 | 0.856 | 8702.0761 | 18855.6427 | 0.00081998 | 74408.3791 | 42161.4439 | 489.5796 | 1058.6247 | 27557.7188 | 1548.2043 | 26009.5146 | -16151.9294 | FALSE
| 60400330 | CHA003 | CHA | 22KV | 34.54 | 3 | 48008.7507 | 25% | Three phase | 97.13 | 0.00032469 | 0.00035086 | 0.00037923 | 0.00041 | 0.00044338 | 0.00047959 | 0.00051887 | 0.00056149 | 0.00060775 | 0.00065796 | 0.00071245 | 0.00077162 | 0.00083585 | 0.0009056 | 0.00098135 | 0.0010636 | 0.001132 | 0.001132 | 0.001132 | 0.001132 | 0.87 | 0.8675 | 0.87 | 0.8675 | 0.86175 | 0.85675 | 0.8585 | 0.86175 | 0.856 | 0.856 | 0.856 | 0.856 | 0.856 | 0.856 | 0.856 | 0.856 | 0.856 | 0.856 | 0.856 | 0.856 | 399.9877 | 39.0742 | 3.697e-05 | 3354.8702 | 1900.9441 | 22.0738 | 2.152 | 439.0619 | 24.2258 | 414.8361 | -1486.1081 | FALSE
| 60400331 | CHA003 | CHA | 22KV | 284.52 | 3 | 48008.7507 | 25% | Three phase | 97.13 | 0.0026746 | 0.0028901 | 0.0031239 | 0.0033774 | 0.0036523 | 0.0039506 | 0.0042741 | 0.0046253 | 0.0050063 | 0.0054199 | 0.0058688 | 0.0063561 | 0.0068852 | 0.0074598 | 0.0080838 | 0.0087614 | 0.0093251 | 0.0093251 | 0.0093251 | 0.0093251 | 0.87 | 0.8675 | 0.87 | 0.8675 | 0.86175 | 0.85675 | 0.8585 | 0.86175 | 0.856 | 0.856 | 0.856 | 0.856 | 0.856 | 0.856 | 0.856 | 0.856 | 0.856 | 0.856 | 0.856 | 0.856 | 3294.8612 | 2651.3725 | 0.00030454 | 27635.4276 | 15658.8484 | 181.8309 | 146.0262 | 5946.2336 | 327.8571 | 5618.3766 | -10040.4718 | FALSE
| 60400332 | CHA003 | CHA | 22KV | 4762.49 | 3 | 48008.7507 | 25% | Three phase | 97.13 | 0.044769 | 0.048377 | 0.05229 | 0.056533 | 0.061135 | 0.066127 | 0.071544 | 0.077421 | 0.083799 | 0.090721 | 0.098235 | 0.10639 | 0.11525 | 0.12487 | 0.13531 | 0.14665 | 0.15609 | 0.15609 | 0.15609 | 0.15609 | 0.87 | 0.8675 | 0.87 | 0.8675 | 0.86175 | 0.85675 | 0.8585 | 0.86175 | 0.856 | 0.856 | 0.856 | 0.856 | 0.856 | 0.856 | 0.856 | 0.856 | 0.856 | 0.856 | 0.856 | 0.856 | 55151.636 | 742870.8101 | 0.0050976 | 462580.6537 | 262108.4954 | 3043.6094 | 40914.1239 | 798022.4461 | 43957.7334 | 754064.7127 | 491956.2174 | TRUE
| 60400334 | CHA003 | CHA | 22KV | 90.51 | 3 | 48008.7507 | 25% | Three phase | 97.13 | 0.00085083 | 0.0009194 | 0.00099375 | 0.0010744 | 0.0011619 | 0.0012567 | 0.0013597 | 0.0014714 | 0.0015926 | 0.0017241 | 0.0018669 | 0.002022 | 0.0021903 | 0.0023731 | 0.0025716 | 0.0027871 | 0.0029664 | 0.0029664 | 0.0029664 | 0.0029664 | 0.87 | 0.8675 | 0.87 | 0.8675 | 0.86175 | 0.85675 | 0.8585 | 0.86175 | 0.856 | 0.856 | 0.856 | 0.856 | 0.856 | 0.856 | 0.856 | 0.856 | 0.856 | 0.856 | 0.856 | 0.856 | 1048.1438 | 268.3109 | 9.6879e-05 | 8791.2363 | 4981.3102 | 57.8431 | 14.7774 | 1316.4547 | 72.6205 | 1243.8342 | -3737.476 | FALSE
| 60400335 | CHA003 | CHA | 22KV | 264.21 | 3 | 48008.7507 | 25% | Three phase | 97.13 | 0.0033249 | 0.0036065 | 0.003913 | 0.0042465 | 0.0046096 | 0.0050048 | 0.005435 | 0.0059035 | 0.0064137 | 0.0069694 | 0.0075747 | 0.008234 | 0.0086594 | 0.0086594 | 0.0086594 | 0.0086594 | 0.0086594 | 0.0086594 | 0.0086594 | 0.0086594 | 0.87 | 0.8675 | 0.87 | 0.8675 | 0.86175 | 0.85675 | 0.8585 | 0.86175 | 0.856 | 0.856 | 0.856 | 0.856 | 0.856 | 0.856 | 0.856 | 0.856 | 0.856 | 0.856 | 0.856 | 0.856 | 3782.4339 | 2825.7074 | 0.0002828 | 25662.7173 | 14541.0669 | 168.8512 | 125.9226 | 6608.1413 | 294.7738 | 6313.3675 | -8227.6993 | FALSE
| 60400342 | CHA003 | CHA | 22KV | 1868.85 | 3 | 48008.7507 | 25% | Three phase | 97.13 | 0.016738 | 0.018162 | 0.019713 | 0.021403 | 0.023244 | 0.02525 | 0.027436 | 0.029819 | 0.032416 | 0.035248 | 0.038337 | 0.041705 | 0.045378 | 0.049385 | 0.053757 | 0.058528 | 0.061251 | 0.061251 | 0.061251 | 0.061251 | 0.87 | 0.8675 | 0.87 | 0.8675 | 0.86175 | 0.85675 | 0.8585 | 0.86175 | 0.856 | 0.856 | 0.856 | 0.856 | 0.856 | 0.856 | 0.856 | 0.856 | 0.856 | 0.856 | 0.856 | 0.856 | 21448.5916 | 113377.9085 | 0.0020004 | 181521.4005 | 102854.0662 | 1194.3436 | 6300.195 | 134826.5002 | 7494.5386 | 127331.9615 | 24477.8954 | TRUE
| 60400344 | CHA003 | CHA | 22KV | 209.99 | 3 | 48008.7507 | 25% | Three phase | 97.13 | 0.0015757 | 0.0017014 | 0.0018377 | 0.0019854 | 0.0021456 | 0.0023193 | 0.0025077 | 0.002712 | 0.0029337 | 0.0031742 | 0.0034352 | 0.0037185 | 0.004026 | 0.0043598 | 0.0047222 | 0.0051156 | 0.0055429 | 0.006007 | 0.0065111 | 0.0068824 | 0.87 | 0.8675 | 0.87 | 0.8675 | 0.86175 | 0.85675 | 0.8585 | 0.86175 | 0.856 | 0.856 | 0.856 | 0.856 | 0.856 | 0.856 | 0.856 | 0.856 | 0.856 | 0.856 | 0.856 | 0.856 | 1997.321 | 1186.3254 | 0.00022477 | 20396.3287 | 11557.0139 | 134.2003 | 79.5431 | 3183.6465 | 213.7434 | 2969.9031 | -8587.1107 | FALSE
| 60400349 | CHA003 | CHA | 22KV | 64.05 | 3 | 48008.7507 | 25% | Three phase | 97.13 | 0.00071292 | 0.00077593 | 0.00084474 | 0.00091991 | 0.001002 | 0.0010918 | 0.0011898 | 0.001297 | 0.0014142 | 0.0015423 | 0.0016824 | 0.0018356 | 0.0020031 | 0.0020992 | 0.0020992 | 0.0020992 | 0.0020992 | 0.0020992 | 0.0020992 | 0.0020992 | 0.87 | 0.8675 | 0.87 | 0.8675 | 0.86175 | 0.85675 | 0.8585 | 0.86175 | 0.856 | 0.856 | 0.856 | 0.856 | 0.856 | 0.856 | 0.856 | 0.856 | 0.856 | 0.856 | 0.856 | 0.856 | 864.3859 | 156.5686 | 6.8557e-05 | 6221.1765 | 3525.0571 | 40.933 | 7.4002 | 1020.9545 | 48.3332 | 972.6213 | -2552.4358 | FALSE
| 60400350 | CHA003 | CHA | 22KV | 680.89 | 3 | 48008.7507 | 25% | Three phase | 97.13 | 0.0040564 | 0.0044377 | 0.0048569 | 0.0053179 | 0.005825 | 0.0063829 | 0.0069969 | 0.0076726 | 0.0084166 | 0.0092357 | 0.010138 | 0.011132 | 0.012227 | 0.013433 | 0.014763 | 0.016228 | 0.017844 | 0.019626 | 0.021591 | 0.022316 | 0.87 | 0.8675 | 0.87 | 0.8675 | 0.86175 | 0.85675 | 0.8585 | 0.86175 | 0.856 | 0.856 | 0.856 | 0.856 | 0.856 | 0.856 | 0.856 | 0.856 | 0.856 | 0.856 | 0.856 | 0.856 | 5983.6827 | 11527.4621 | 0.0007288 | 66134.8457 | 37473.4757 | 435.1428 | 836.2941 | 17511.1448 | 1271.4369 | 16239.708 | -21233.7678 | FALSE
| 60400356 | CHA003 | CHA | 22KV | 201.17 | 3 | 48008.7507 | 25% | Three phase | 97.13 | 0.0018017 | 0.001955 | 0.002122 | 0.0023039 | 0.0025021 | 0.002718 | 0.0029533 | 0.0032098 | 0.0034894 | 0.0037943 | 0.0041267 | 0.0044892 | 0.0048847 | 0.005316 | 0.0057866 | 0.0063001 | 0.0065933 | 0.0065933 | 0.0065933 | 0.0065933 | 0.87 | 0.8675 | 0.87 | 0.8675 | 0.86175 | 0.85675 | 0.8585 | 0.86175 | 0.856 | 0.856 | 0.856 | 0.856 | 0.856 | 0.856 | 0.856 | 0.856 | 0.856 | 0.856 | 0.856 | 0.856 | 2308.8066 | 1313.7296 | 0.00021533 | 19539.6421 | 11071.5962 | 128.5636 | 73.0015 | 3622.5362 | 201.5651 | 3420.9711 | -7650.6251 | FALSE
| 60400357 | CHA003 | CHA | 22KV | 436.28 | 3 | 48008.7507 | 25% | Three phase | 97.13 | 0.0039074 | 0.0042399 | 0.004602 | 0.0049965 | 0.0054262 | 0.0058945 | 0.0064049 | 0.0069611 | 0.0075675 | 0.0082287 | 0.0089496 | 0.0097359 | 0.010593 | 0.011529 | 0.01255 | 0.013663 | 0.014299 | 0.014299 | 0.014299 | 0.014299 | 0.87 | 0.8675 | 0.87 | 0.8675 | 0.86175 | 0.85675 | 0.8585 | 0.86175 | 0.856 | 0.856 | 0.856 | 0.856 | 0.856 | 0.856 | 0.856 | 0.856 | 0.856 | 0.856 | 0.856 | 0.856 | 5007.1389 | 6178.8857 | 0.00046698 | 42375.8764 | 24011.1149 | 278.8176 | 343.3489 | 11186.0246 | 622.1665 | 10563.8581 | -13447.2568 | FALSE
| 60400361 | CHA003 | CHA | 22KV | 1482.86 | 3 | 48008.7507 | 25% | Three phase | 97.13 | 0.010449 | 0.011248 | 0.012112 | 0.013044 | 0.014053 | 0.015143 | 0.016321 | 0.017595 | 0.018973 | 0.020463 | 0.022075 | 0.023819 | 0.025706 | 0.027748 | 0.029957 | 0.032349 | 0.034937 | 0.03774 | 0.040774 | 0.044059 | 0.87 | 0.8675 | 0.87 | 0.8675 | 0.86175 | 0.85675 | 0.8585 | 0.86175 | 0.856 | 0.856 | 0.856 | 0.856 | 0.856 | 0.856 | 0.856 | 0.856 | 0.856 | 0.856 | 0.856 | 0.856 | 12820.4184 | 53768.7719 | 0.0015872 | 144030.1918 | 81610.7128 | 947.6653 | 3966.4812 | 66589.1903 | 4914.1466 | 61675.0437 | -19935.6691 | FALSE
| 60400373 | CHA003 | CHA | 22KV | 214.58 | 3 | 48008.7507 | 25% | Three phase | 97.13 | 0.0017248 | 0.0018999 | 0.0020937 | 0.0023083 | 0.0025458 | 0.0028088 | 0.0031002 | 0.0034229 | 0.0037806 | 0.0041771 | 0.0046165 | 0.0051038 | 0.0056441 | 0.0062435 | 0.0069083 | 0.0070328 | 0.0070328 | 0.0070328 | 0.0070328 | 0.0070328 | 0.87 | 0.8675 | 0.87 | 0.8675 | 0.86175 | 0.85675 | 0.8585 | 0.86175 | 0.856 | 0.856 | 0.856 | 0.856 | 0.856 | 0.856 | 0.856 | 0.856 | 0.856 | 0.856 | 0.856 | 0.856 | 2498.9863 | 1517.0593 | 0.00022968 | 20842.1554 | 11809.6292 | 137.1337 | 83.0584 | 4016.0457 | 220.1921 | 3795.8536 | -8013.7756 | FALSE
| 60400376 | CHA003 | CHA | 22KV | 263.55 | 3 | 48008.7507 | 25% | Three phase | 97.13 | 0.0021891 | 0.0023964 | 0.0026242 | 0.0028748 | 0.0031504 | 0.0034535 | 0.003787 | 0.004154 | 0.004558 | 0.0050026 | 0.0054922 | 0.0060314 | 0.0066251 | 0.0072792 | 0.0079998 | 0.0086378 | 0.0086378 | 0.0086378 | 0.0086378 | 0.0086378 | 0.87 | 0.8675 | 0.87 | 0.8675 | 0.86175 | 0.85675 | 0.8585 | 0.86175 | 0.856 | 0.856 | 0.856 | 0.856 | 0.856 | 0.856 | 0.856 | 0.856 | 0.856 | 0.856 | 0.856 | 0.856 | 3028.4184 | 2257.853 | 0.0002821 | 25598.6115 | 14504.7431 | 168.4294 | 125.2943 | 5286.2714 | 293.7236 | 4992.5477 | -9512.1954 | FALSE
| 60400378 | CHA003 | CHA | 22KV | 273.68 | 3 | 48008.7507 | 25% | Three phase | 97.13 | 0.0016305 | 0.0017837 | 0.0019522 | 0.0021375 | 0.0023413 | 0.0025656 | 0.0028124 | 0.003084 | 0.003383 | 0.0037122 | 0.0040749 | 0.0044743 | 0.0049144 | 0.0053993 | 0.0059338 | 0.0065229 | 0.0071724 | 0.0078885 | 0.0086783 | 0.0089698 | 0.87 | 0.8675 | 0.87 | 0.8675 | 0.86175 | 0.85675 | 0.8585 | 0.86175 | 0.856 | 0.856 | 0.856 | 0.856 | 0.856 | 0.856 | 0.856 | 0.856 | 0.856 | 0.856 | 0.856 | 0.856 | 2405.1084 | 1862.3698 | 0.00029294 | 26582.5384 | 15062.258 | 174.9033 | 135.1112 | 4267.4782 | 310.0144 | 3957.4638 | -11104.7942 | FALSE
| 60400379 | CHA003 | CHA | 22KV | 127.04 | 3 | 48008.7507 | 25% | Three phase | 97.13 | 0.00075684 | 0.00082799 | 0.0009062 | 0.00099222 | 0.0010868 | 0.0011909 | 0.0013055 | 0.0014316 | 0.0015704 | 0.0017232 | 0.0018915 | 0.0020769 | 0.0022812 | 0.0025063 | 0.0027544 | 0.0030279 | 0.0033294 | 0.0036618 | 0.0040284 | 0.0041637 | 0.87 | 0.8675 | 0.87 | 0.8675 | 0.86175 | 0.85675 | 0.8585 | 0.86175 | 0.856 | 0.856 | 0.856 | 0.856 | 0.856 | 0.856 | 0.856 | 0.856 | 0.856 | 0.856 | 0.856 | 0.856 | 1116.4315 | 401.2922 | 0.00013598 | 12339.3952 | 6991.776 | 81.1887 | 29.1129 | 1517.7238 | 110.3016 | 1407.4222 | -5584.3538 | FALSE
| 60400409 | CHA005 | CHA | 22KV | 121.23 | 6 | 48008.7507 | 14.29% | Single phase | 44.74 | 0.00097445 | 0.0010734 | 0.0011829 | 0.0013041 | 0.0014383 | 0.0015869 | 0.0017515 | 0.0019338 | 0.0021359 | 0.0023599 | 0.0026082 | 0.0028835 | 0.0031887 | 0.0035273 | 0.003903 | 0.0039733 | 0.0039733 | 0.0039733 | 0.0039733 | 0.0039733 | 0.69471 | 0.69514 | 0.70314 | 0.70886 | 0.70657 | 0.70714 | 0.72 | 0.73614 | 0.73286 | 0.73286 | 0.73286 | 0.73286 | 0.73286 | 0.73286 | 0.73286 | 0.73286 | 0.73286 | 0.73286 | 0.73286 | 0.73286 | 1195.415 | 223.0421 | 0.00012976 | 5423.8302 | 3073.2629 | 64.9314 | 12.2115 | 1418.4571 | 77.1429 | 1341.3142 | -1731.9487 | FALSE
| 60400417 | CHA005 | CHA | 22KV | 58.37 | 6 | 48008.7507 | 14.29% | Single phase | 44.74 | 0.0003875 | 0.00041679 | 0.00044842 | 0.00048257 | 0.00051945 | 0.00055929 | 0.00060234 | 0.00064884 | 0.0006991 | 0.00075342 | 0.00081213 | 0.00087559 | 0.00094421 | 0.0010184 | 0.0010986 | 0.0011854 | 0.0012793 | 0.0013808 | 0.0014907 | 0.0016096 | 0.69471 | 0.69514 | 0.70314 | 0.70886 | 0.70657 | 0.70714 | 0.72 | 0.73614 | 0.73286 | 0.73286 | 0.73286 | 0.73286 | 0.73286 | 0.73286 | 0.73286 | 0.73286 | 0.73286 | 0.73286 | 0.73286 | 0.73286 | 398.5711 | 35.8429 | 6.2477e-05 | 2611.4738 | 1479.7192 | 31.2633 | 2.8309 | 434.414 | 34.0942 | 400.3198 | -1079.3994 | FALSE
| 60400418 | CHA005 | CHA | 22KV | 235.45 | 6 | 48008.7507 | 14.29% | Single phase | 44.74 | 0.0015631 | 0.0016812 | 0.0018088 | 0.0019466 | 0.0020953 | 0.0022561 | 0.0024297 | 0.0026173 | 0.00282 | 0.0030391 | 0.0032759 | 0.0035319 | 0.0038087 | 0.004108 | 0.0044317 | 0.0047817 | 0.0051604 | 0.00557 | 0.0060131 | 0.0064925 | 0.69471 | 0.69514 | 0.70314 | 0.70886 | 0.70657 | 0.70714 | 0.72 | 0.73614 | 0.73286 | 0.73286 | 0.73286 | 0.73286 | 0.73286 | 0.73286 | 0.73286 | 0.73286 | 0.73286 | 0.73286 | 0.73286 | 0.73286 | 1607.7363 | 583.2044 | 0.00025202 | 10534.033 | 5968.8176 | 126.1083 | 46.0622 | 2190.9407 | 172.1705 | 2018.7702 | -3950.0474 | FALSE
| 60400426 | CHA005 | CHA | 22KV | 1907.78 | 6 | 48008.7507 | 14.29% | Three phase | 97.13 | 0.017226 | 0.018769 | 0.020457 | 0.022304 | 0.024324 | 0.026535 | 0.028955 | 0.031605 | 0.034506 | 0.037683 | 0.041162 | 0.044974 | 0.049149 | 0.053725 | 0.058739 | 0.062527 | 0.062527 | 0.062527 | 0.062527 | 0.062527 | 0.69471 | 0.69514 | 0.70314 | 0.70886 | 0.70657 | 0.70714 | 0.72 | 0.73614 | 0.73286 | 0.73286 | 0.73286 | 0.73286 | 0.73286 | 0.73286 | 0.73286 | 0.73286 | 0.73286 | 0.73286 | 0.73286 | 0.73286 | 19118.221 | 121945.5392 | 0.002042 | 185302.6714 | 104996.6184 | 1021.8171 | 6565.4075 | 141063.7602 | 7587.2246 | 133476.5356 | 28479.9172 | TRUE
| 60400435 | CHA005 | CHA | 22KV | 422.13 | 6 | 48008.7507 | 14.29% | Three phase | 97.13 | 0.0025802 | 0.0027751 | 0.0029856 | 0.0032129 | 0.0034584 | 0.0037236 | 0.0040101 | 0.0043198 | 0.0046544 | 0.0050161 | 0.0054072 | 0.00583 | 0.0062872 | 0.0067816 | 0.0073164 | 0.0078948 | 0.0085206 | 0.0091977 | 0.0099303 | 0.010723 | 0.69471 | 0.69514 | 0.70314 | 0.70886 | 0.70657 | 0.70714 | 0.72 | 0.73614 | 0.73286 | 0.73286 | 0.73286 | 0.73286 | 0.73286 | 0.73286 | 0.73286 | 0.73286 | 0.73286 | 0.73286 | 0.73286 | 0.73286 | 2654.153 | 3747.4531 | 0.00045183 | 41001.4869 | 23232.3552 | 226.0951 | 321.4382 | 6401.6062 | 547.5333 | 5854.0729 | -17378.2823 | FALSE
| 60400436 | CHA005 | CHA | 22KV | 4017.29 | 6 | 48008.7507 | 14.29% | Three phase | 97.13 | 0.046418 | 0.050417 | 0.054774 | 0.059523 | 0.064701 | 0.070345 | 0.0765 | 0.083212 | 0.090533 | 0.098519 | 0.10723 | 0.11674 | 0.12711 | 0.13167 | 0.13167 | 0.13167 | 0.13167 | 0.13167 | 0.13167 | 0.13167 | 0.69471 | 0.69514 | 0.70314 | 0.70886 | 0.70657 | 0.70714 | 0.72 | 0.73614 | 0.73286 | 0.73286 | 0.73286 | 0.73286 | 0.73286 | 0.73286 | 0.73286 | 0.73286 | 0.73286 | 0.73286 | 0.73286 | 0.73286 | 46461.776 | 624619.0086 | 0.0043 | 390199.3777 | 221095.6532 | 2151.6819 | 29111.9616 | 671080.7846 | 31263.6435 | 639817.1411 | 418721.4879 | TRUE
| 60400437 | CHA005 | CHA | 22KV | 237.79 | 6 | 48008.7507 | 14.29% | Three phase | 97.13 | 0.0022076 | 0.0023966 | 0.0026026 | 0.0028271 | 0.0030718 | 0.0033386 | 0.0036294 | 0.0039466 | 0.0042925 | 0.0046699 | 0.0050815 | 0.0055306 | 0.0060207 | 0.0065556 | 0.0071394 | 0.0077767 | 0.0077935 | 0.0077935 | 0.0077935 | 0.0077935 | 0.69471 | 0.69514 | 0.70314 | 0.70886 | 0.70657 | 0.70714 | 0.72 | 0.73614 | 0.73286 | 0.73286 | 0.73286 | 0.73286 | 0.73286 | 0.73286 | 0.73286 | 0.73286 | 0.73286 | 0.73286 | 0.73286 | 0.73286 | 2378.9539 | 1891.6917 | 0.00025452 | 23096.5427 | 13087.0152 | 127.3616 | 101.9981 | 4270.6456 | 229.3597 | 4041.2859 | -9045.7293 | FALSE
| 60400457 | CHA005 | CHA | 22KV | 2465.11 | 6 | 48008.7507 | 14.29% | Three phase | 97.13 | 0.01778 | 0.019125 | 0.020577 | 0.022145 | 0.023839 | 0.025667 | 0.027643 | 0.029777 | 0.032083 | 0.034574 | 0.037267 | 0.040178 | 0.043325 | 0.046727 | 0.050405 | 0.054383 | 0.058685 | 0.063338 | 0.068371 | 0.073815 | 0.69471 | 0.69514 | 0.70314 | 0.70886 | 0.70657 | 0.70714 | 0.72 | 0.73614 | 0.73286 | 0.73286 | 0.73286 | 0.73286 | 0.73286 | 0.73286 | 0.73286 | 0.73286 | 0.73286 | 0.73286 | 0.73286 | 0.73286 | 18286.9922 | 150780.0978 | 0.0026386 | 239436.1343 | 135669.8435 | 1320.326 | 10961.6949 | 169067.09 | 12282.0209 | 156785.0691 | 21115.2256 | TRUE
| 60400474 | CHA005 | CHA | 22KV | 316.39 | 6 | 48008.7507 | 14.29% | Three phase | 97.13 | 0.0021004 | 0.0022592 | 0.0024306 | 0.0026157 | 0.0028156 | 0.0030316 | 0.0032649 | 0.003517 | 0.0037894 | 0.0040838 | 0.0044021 | 0.0047461 | 0.005118 | 0.0055202 | 0.0059551 | 0.0064255 | 0.0069343 | 0.0074847 | 0.0080802 | 0.0087245 | 0.69471 | 0.69514 | 0.70314 | 0.70886 | 0.70657 | 0.70714 | 0.72 | 0.73614 | 0.73286 | 0.73286 | 0.73286 | 0.73286 | 0.73286 | 0.73286 | 0.73286 | 0.73286 | 0.73286 | 0.73286 | 0.73286 | 0.73286 | 2160.4233 | 2286.2637 | 0.00033865 | 30730.9607 | 17412.8464 | 169.4602 | 180.5721 | 4446.6871 | 350.0322 | 4096.6548 | -13316.1916 | FALSE
| 60400475 | CHA005 | CHA | 22KV | 1083.56 | 6 | 48008.7507 | 14.29% | Three phase | 97.13 | 0.0071934 | 0.0077371 | 0.0083242 | 0.0089582 | 0.0096429 | 0.010383 | 0.011182 | 0.012045 | 0.012978 | 0.013986 | 0.015076 | 0.016254 | 0.017528 | 0.018905 | 0.020395 | 0.022006 | 0.023748 | 0.025633 | 0.027673 | 0.029879 | 0.69471 | 0.69514 | 0.70314 | 0.70886 | 0.70657 | 0.70714 | 0.72 | 0.73614 | 0.73286 | 0.73286 | 0.73286 | 0.73286 | 0.73286 | 0.73286 | 0.73286 | 0.73286 | 0.73286 | 0.73286 | 0.73286 | 0.73286 | 7398.9327 | 26815.5529 | 0.0011598 | 105246.1828 | 59634.8299 | 580.3605 | 2117.9272 | 34214.4856 | 2698.2877 | 31516.1979 | -28118.6321 | FALSE
| 60400476 | CHA005 | CHA | 22KV | 383.5 | 6 | 48008.7507 | 14.29% | Three phase | 97.13 | 0.0025459 | 0.0027384 | 0.0029462 | 0.0031705 | 0.0034129 | 0.0036747 | 0.0039575 | 0.004263 | 0.0045932 | 0.0049501 | 0.0053358 | 0.0057528 | 0.0062036 | 0.0066911 | 0.0072183 | 0.0077885 | 0.0084052 | 0.0090723 | 0.0097941 | 0.010575 | 0.69471 | 0.69514 | 0.70314 | 0.70886 | 0.70657 | 0.70714 | 0.72 | 0.73614 | 0.73286 | 0.73286 | 0.73286 | 0.73286 | 0.73286 | 0.73286 | 0.73286 | 0.73286 | 0.73286 | 0.73286 | 0.73286 | 0.73286 | 2618.6743 | 3359.0121 | 0.00041049 | 37249.355 | 21106.3137 | 205.4046 | 265.2991 | 5977.6863 | 470.7038 | 5506.9826 | -15599.3311 | FALSE
| 60400479 | CHA005 | CHA | 22KV | 121.45 | 6 | 48008.7507 | 14.29% | Three phase | 97.13 | 0.00080626 | 0.00086721 | 0.00093301 | 0.0010041 | 0.0010808 | 0.0011637 | 0.0012533 | 0.00135 | 0.0014546 | 0.0015676 | 0.0016898 | 0.0018218 | 0.0019646 | 0.002119 | 0.0022859 | 0.0024665 | 0.0026618 | 0.0028731 | 0.0031017 | 0.003349 | 0.69471 | 0.69514 | 0.70314 | 0.70886 | 0.70657 | 0.70714 | 0.72 | 0.73614 | 0.73286 | 0.73286 | 0.73286 | 0.73286 | 0.73286 | 0.73286 | 0.73286 | 0.73286 | 0.73286 | 0.73286 | 0.73286 | 0.73286 | 829.3038 | 336.8805 | 0.00013 | 11796.4385 | 6684.1246 | 65.0493 | 26.6073 | 1166.1843 | 91.6565 | 1074.5277 | -5609.5969 | FALSE
| 60400480 | CHA005 | CHA | 22KV | 333.93 | 6 | 48008.7507 | 14.29% | Three phase | 97.13 | 0.0022168 | 0.0023844 | 0.0025653 | 0.0027607 | 0.0029717 | 0.0031997 | 0.0034459 | 0.003712 | 0.0039995 | 0.0043102 | 0.0046461 | 0.0050092 | 0.0054018 | 0.0058262 | 0.0062853 | 0.0067817 | 0.0073187 | 0.0078997 | 0.0085281 | 0.0092081 | 0.69471 | 0.69514 | 0.70314 | 0.70886 | 0.70657 | 0.70714 | 0.72 | 0.73614 | 0.73286 | 0.73286 | 0.73286 | 0.73286 | 0.73286 | 0.73286 | 0.73286 | 0.73286 | 0.73286 | 0.73286 | 0.73286 | 0.73286 | 2280.1927 | 2546.7816 | 0.00035743 | 32434.6209 | 18378.1782 | 178.8547 | 201.1481 | 4826.9743 | 380.0028 | 4446.9715 | -13931.2067 | FALSE
| 60400481 | CHA005 | CHA | 22KV | 126.51 | 6 | 48008.7507 | 14.29% | Three phase | 97.13 | 0.0014382 | 0.0015822 | 0.0017411 | 0.0019167 | 0.0021106 | 0.002325 | 0.0025618 | 0.0028237 | 0.0031132 | 0.0034333 | 0.0037873 | 0.0041463 | 0.0041463 | 0.0041463 | 0.0041463 | 0.0041463 | 0.0041463 | 0.0041463 | 0.0041463 | 0.0041463 | 0.69471 | 0.69514 | 0.70314 | 0.70886 | 0.70657 | 0.70714 | 0.72 | 0.73614 | 0.73286 | 0.73286 | 0.73286 | 0.73286 | 0.73286 | 0.73286 | 0.73286 | 0.73286 | 0.73286 | 0.73286 | 0.73286 | 0.73286 | 1518.714 | 642.8345 | 0.00013541 | 12287.9163 | 6962.6069 | 67.7594 | 28.8705 | 2161.5485 | 96.63 | 2064.9186 | -4897.6884 | FALSE
| 60400484 | CHA005 | CHA | 22KV | 2407.85 | 6 | 48008.7507 | 14.29% | Three phase | 97.13 | 0.022635 | 0.024459 | 0.026437 | 0.028582 | 0.030909 | 0.033433 | 0.036171 | 0.039143 | 0.042368 | 0.045867 | 0.049666 | 0.053791 | 0.058269 | 0.063131 | 0.068412 | 0.074147 | 0.078917 | 0.078917 | 0.078917 | 0.078917 | 0.69471 | 0.69514 | 0.70314 | 0.70886 | 0.70657 | 0.70714 | 0.72 | 0.73614 | 0.73286 | 0.73286 | 0.73286 | 0.73286 | 0.73286 | 0.73286 | 0.73286 | 0.73286 | 0.73286 | 0.73286 | 0.73286 | 0.73286 | 23578.374 | 189890.832 | 0.0025773 | 233874.4705 | 132518.481 | 1289.6572 | 10458.369 | 213469.206 | 11748.0262 | 201721.1798 | 69202.6988 | TRUE
| 60400485 | CHA005 | CHA | 22KV | 585.68 | 6 | 48008.7507 | 14.29% | Three phase | 97.13 | 0.0038881 | 0.004182 | 0.0044994 | 0.004842 | 0.0052121 | 0.0056119 | 0.0060438 | 0.0065105 | 0.0070147 | 0.0075597 | 0.0081488 | 0.0087856 | 0.0094742 | 0.010219 | 0.011024 | 0.011895 | 0.012836 | 0.013855 | 0.014958 | 0.01615 | 0.69471 | 0.69514 | 0.70314 | 0.70886 | 0.70657 | 0.70714 | 0.72 | 0.73614 | 0.73286 | 0.73286 | 0.73286 | 0.73286 | 0.73286 | 0.73286 | 0.73286 | 0.73286 | 0.73286 | 0.73286 | 0.73286 | 0.73286 | 3999.2312 | 7834.3255 | 0.00062689 | 56887.0984 | 32233.4963 | 313.6933 | 618.7652 | 11833.5567 | 932.4585 | 10901.0982 | -21332.3981 | FALSE
| 60400487 | CHA005 | CHA | 22KV | 3317.94 | 6 | 48008.7507 | 14.29% | Three phase | 97.13 | 0.038337 | 0.04164 | 0.045239 | 0.049161 | 0.053437 | 0.058099 | 0.063182 | 0.068726 | 0.074772 | 0.081368 | 0.088564 | 0.096415 | 0.10498 | 0.10874 | 0.10874 | 0.10874 | 0.10874 | 0.10874 | 0.10874 | 0.10874 | 0.69471 | 0.69514 | 0.70314 | 0.70886 | 0.70657 | 0.70714 | 0.72 | 0.73614 | 0.73286 | 0.73286 | 0.73286 | 0.73286 | 0.73286 | 0.73286 | 0.73286 | 0.73286 | 0.73286 | 0.73286 | 0.73286 | 0.73286 | 38373.4769 | 426074.8362 | 0.0035514 | 322271.5122 | 182606.2125 | 1777.1063 | 19858.3042 | 464448.3131 | 21635.4105 | 442812.9026 | 260206.69 | TRUE
| 60400489 | CHA005 | CHA | 22KV | 781.92 | 6 | 48008.7507 | 14.29% | Three phase | 97.13 | 0.0073174 | 0.0078893 | 0.0085079 | 0.0091772 | 0.0099015 | 0.010685 | 0.011534 | 0.012452 | 0.013446 | 0.014522 | 0.015688 | 0.01695 | 0.018317 | 0.019799 | 0.021403 | 0.023141 | 0.025025 | 0.025627 | 0.025627 | 0.025627 | 0.69471 | 0.69514 | 0.70314 | 0.70886 | 0.70657 | 0.70714 | 0.72 | 0.73614 | 0.73286 | 0.73286 | 0.73286 | 0.73286 | 0.73286 | 0.73286 | 0.73286 | 0.73286 | 0.73286 | 0.73286 | 0.73286 | 0.73286 | 7507.9233 | 19637.3027 | 0.00083694 | 75947.8896 | 43033.7648 | 418.8005 | 1102.8838 | 27145.2259 | 1521.6843 | 25623.5417 | -17410.2232 | FALSE
| 60400491 | CHA005 | CHA | 22KV | 666.77 | 6 | 48008.7507 | 14.29% | Three phase | 97.13 | 0.0062398 | 0.0067275 | 0.007255 | 0.0078257 | 0.0084433 | 0.0091117 | 0.009835 | 0.010618 | 0.011466 | 0.012384 | 0.013378 | 0.014454 | 0.01562 | 0.016883 | 0.018251 | 0.019733 | 0.02134 | 0.021853 | 0.021853 | 0.021853 | 0.69471 | 0.69514 | 0.70314 | 0.70886 | 0.70657 | 0.70714 | 0.72 | 0.73614 | 0.73286 | 0.73286 | 0.73286 | 0.73286 | 0.73286 | 0.73286 | 0.73286 | 0.73286 | 0.73286 | 0.73286 | 0.73286 | 0.73286 | 6402.2637 | 14279.3781 | 0.00071369 | 64763.3701 | 36696.3671 | 357.1256 | 801.9683 | 20681.6418 | 1159.0939 | 19522.5479 | -17173.8192 | FALSE
| 60400500 | CHA005 | CHA | 22KV | 25.67 | 6 | 48008.7507 | 14.29% | Three phase | 97.13 | 0.00022991 | 0.00024947 | 0.00027078 | 0.00029399 | 0.00031927 | 0.00034682 | 0.00037685 | 0.00040958 | 0.00044526 | 0.00048416 | 0.00052658 | 0.00057284 | 0.0006233 | 0.00067834 | 0.0007384 | 0.00080392 | 0.00084133 | 0.00084133 | 0.00084133 | 0.00084133 | 0.69471 | 0.69514 | 0.70314 | 0.70886 | 0.70657 | 0.70714 | 0.72 | 0.73614 | 0.73286 | 0.73286 | 0.73286 | 0.73286 | 0.73286 | 0.73286 | 0.73286 | 0.73286 | 0.73286 | 0.73286 | 0.73286 | 0.73286 | 249.2089 | 21.391 | 2.7476e-05 | 2493.3271 | 1412.7746 | 13.749 | 1.1887 | 270.5999 | 14.9376 | 255.6623 | -1157.1124 | FALSE
| 60400501 | CHA005 | CHA | 22KV | 256.16 | 6 | 48008.7507 | 14.29% | Three phase | 97.13 | 0.0022942 | 0.0024894 | 0.0027021 | 0.0029337 | 0.003186 | 0.0034609 | 0.0037606 | 0.0040872 | 0.0044432 | 0.0048314 | 0.0052547 | 0.0057164 | 0.0062199 | 0.0067692 | 0.0073684 | 0.0080223 | 0.0083956 | 0.0083956 | 0.0083956 | 0.0083956 | 0.69471 | 0.69514 | 0.70314 | 0.70886 | 0.70657 | 0.70714 | 0.72 | 0.73614 | 0.73286 | 0.73286 | 0.73286 | 0.73286 | 0.73286 | 0.73286 | 0.73286 | 0.73286 | 0.73286 | 0.73286 | 0.73286 | 0.73286 | 2486.8465 | 2130.1107 | 0.00027419 | 24880.8208 | 14098.0269 | 137.2007 | 118.3662 | 4616.9573 | 255.5669 | 4361.3904 | -9736.6365 | FALSE
| 60400521 | CHA005 | CHA | 22KV | 913.34 | 6 | 48008.7507 | 14.29% | Three phase | 97.13 | 0.0082471 | 0.0089858 | 0.0097938 | 0.010678 | 0.011645 | 0.012704 | 0.013862 | 0.015131 | 0.016519 | 0.01804 | 0.019706 | 0.021531 | 0.02353 | 0.02572 | 0.028121 | 0.029935 | 0.029935 | 0.029935 | 0.029935 | 0.029935 | 0.69471 | 0.69514 | 0.70314 | 0.70886 | 0.70657 | 0.70714 | 0.72 | 0.73614 | 0.73286 | 0.73286 | 0.73286 | 0.73286 | 0.73286 | 0.73286 | 0.73286 | 0.73286 | 0.73286 | 0.73286 | 0.73286 | 0.73286 | 9152.7514 | 27949.516 | 0.00097761 | 88712.7142 | 50266.5986 | 489.1898 | 1504.7698 | 37102.2673 | 1993.9595 | 35108.3078 | -15158.2908 | FALSE
| 60400530 | CHA005 | CHA | 22KV | 1500.5 | 6 | 48008.7507 | 14.29% | Three phase | 97.13 | 0.017338 | 0.018831 | 0.020459 | 0.022233 | 0.024166 | 0.026275 | 0.028573 | 0.031081 | 0.033815 | 0.036798 | 0.040052 | 0.043603 | 0.047477 | 0.049179 | 0.049179 | 0.049179 | 0.049179 | 0.049179 | 0.049179 | 0.049179 | 0.69471 | 0.69514 | 0.70314 | 0.70886 | 0.70657 | 0.70714 | 0.72 | 0.73614 | 0.73286 | 0.73286 | 0.73286 | 0.73286 | 0.73286 | 0.73286 | 0.73286 | 0.73286 | 0.73286 | 0.73286 | 0.73286 | 0.73286 | 17353.9612 | 87140.6568 | 0.0016061 | 145743.565 | 82581.5482 | 803.6758 | 4061.4125 | 104494.618 | 4865.0883 | 99629.5297 | 17047.9815 | TRUE
| 60400531 | CHA005 | CHA | 22KV | 632.43 | 6 | 48008.7507 | 14.29% | Three phase | 97.13 | 0.0073075 | 0.0079369 | 0.0086229 | 0.0093706 | 0.010186 | 0.011074 | 0.012043 | 0.0131 | 0.014252 | 0.01551 | 0.016881 | 0.018378 | 0.020011 | 0.020728 | 0.020728 | 0.020728 | 0.020728 | 0.020728 | 0.020728 | 0.020728 | 0.69471 | 0.69514 | 0.70314 | 0.70886 | 0.70657 | 0.70714 | 0.72 | 0.73614 | 0.73286 | 0.73286 | 0.73286 | 0.73286 | 0.73286 | 0.73286 | 0.73286 | 0.73286 | 0.73286 | 0.73286 | 0.73286 | 0.73286 | 7314.339 | 15480.0998 | 0.00067693 | 61427.9259 | 34806.4302 | 338.7329 | 721.4895 | 22794.4388 | 1060.2224 | 21734.2164 | -13072.2138 | FALSE
| 60400538 | CHA005 | CHA | 22KV | 1605.49 | 6 | 48008.7507 | 14.29% | Three phase | 97.13 | 0.014497 | 0.015795 | 0.017216 | 0.01877 | 0.02047 | 0.022331 | 0.024367 | 0.026597 | 0.029038 | 0.031712 | 0.03464 | 0.037848 | 0.041362 | 0.045212 | 0.049431 | 0.05262 | 0.05262 | 0.05262 | 0.05262 | 0.05262 | 0.69471 | 0.69514 | 0.70314 | 0.70886 | 0.70657 | 0.70714 | 0.72 | 0.73614 | 0.73286 | 0.73286 | 0.73286 | 0.73286 | 0.73286 | 0.73286 | 0.73286 | 0.73286 | 0.73286 | 0.73286 | 0.73286 | 0.73286 | 16088.9163 | 86362.3686 | 0.0017185 | 155941.2437 | 88359.7799 | 859.909 | 4649.6505 | 102451.2848 | 5509.5595 | 96941.7253 | 8581.9454 | TRUE
| 60400541 | CHA005 | CHA | 22KV | 281.95 | 6 | 48008.7507 | 14.29% | Three phase | 97.13 | 0.0031649 | 0.0034594 | 0.0037824 | 0.0041369 | 0.0045258 | 0.0049527 | 0.0054214 | 0.005936 | 0.006501 | 0.0071216 | 0.0078032 | 0.0085521 | 0.0092408 | 0.0092408 | 0.0092408 | 0.0092408 | 0.0092408 | 0.0092408 | 0.0092408 | 0.0092408 | 0.69471 | 0.69514 | 0.70314 | 0.70886 | 0.70657 | 0.70714 | 0.72 | 0.73614 | 0.73286 | 0.73286 | 0.73286 | 0.73286 | 0.73286 | 0.73286 | 0.73286 | 0.73286 | 0.73286 | 0.73286 | 0.73286 | 0.73286 | 3287.9816 | 3101.6858 | 0.00030179 | 27385.8035 | 15517.4059 | 151.0139 | 143.4 | 6389.6675 | 294.414 | 6095.2535 | -9422.1524 | FALSE
| 60400556 | CHA005 | CHA | 22KV | 338.2 | 6 | 48008.7507 | 14.29% | Three phase | 97.13 | 0.0031398 | 0.0034087 | 0.0037016 | 0.0040209 | 0.004369 | 0.0047484 | 0.005162 | 0.0056131 | 0.0061051 | 0.0066418 | 0.0072272 | 0.007866 | 0.0085631 | 0.0093238 | 0.010154 | 0.011061 | 0.011084 | 0.011084 | 0.011084 | 0.011084 | 0.69471 | 0.69514 | 0.70314 | 0.70886 | 0.70657 | 0.70714 | 0.72 | 0.73614 | 0.73286 | 0.73286 | 0.73286 | 0.73286 | 0.73286 | 0.73286 | 0.73286 | 0.73286 | 0.73286 | 0.73286 | 0.73286 | 0.73286 | 3383.4989 | 3826.5764 | 0.000362 | 32849.366 | 18613.182 | 181.1417 | 206.3252 | 7210.0753 | 387.4669 | 6822.6084 | -11790.5736 | FALSE
| 60400564 | CHA005 | CHA | 22KV | 701.56 | 6 | 48008.7507 | 14.29% | Three phase | 97.13 | 0.0063348 | 0.0069022 | 0.0075229 | 0.0082019 | 0.0089448 | 0.0097579 | 0.010648 | 0.011622 | 0.012689 | 0.013857 | 0.015137 | 0.016538 | 0.018074 | 0.019757 | 0.0216 | 0.022993 | 0.022993 | 0.022993 | 0.022993 | 0.022993 | 0.69471 | 0.69514 | 0.70314 | 0.70886 | 0.70657 | 0.70714 | 0.72 | 0.73614 | 0.73286 | 0.73286 | 0.73286 | 0.73286 | 0.73286 | 0.73286 | 0.73286 | 0.73286 | 0.73286 | 0.73286 | 0.73286 | 0.73286 | 7030.4643 | 16490.6956 | 0.00075093 | 68142.5228 | 38611.0703 | 375.7593 | 887.8401 | 23521.1598 | 1263.5993 | 22257.5605 | -16353.5098 | FALSE
| 60400571 | CHA005 | CHA | 22KV | 5070.39 | 6 | 48008.7507 | 14.29% | Three phase | 97.13 | 0.047663 | 0.051505 | 0.05567 | 0.060188 | 0.065087 | 0.070402 | 0.076169 | 0.082426 | 0.089216 | 0.096586 | 0.10459 | 0.11327 | 0.1227 | 0.13294 | 0.14406 | 0.15614 | 0.16618 | 0.16618 | 0.16618 | 0.16618 | 0.69471 | 0.69514 | 0.70314 | 0.70886 | 0.70657 | 0.70714 | 0.72 | 0.73614 | 0.73286 | 0.73286 | 0.73286 | 0.73286 | 0.73286 | 0.73286 | 0.73286 | 0.73286 | 0.73286 | 0.73286 | 0.73286 | 0.73286 | 49650.7473 | 842030.5932 | 0.0054272 | 492486.9807 | 279054.086 | 2715.7278 | 46375.4176 | 891681.3405 | 49091.1454 | 842590.1951 | 563536.1092 | TRUE
| 60400572 | CHA005 | CHA | 22KV | 28.16 | 6 | 48008.7507 | 14.29% | Three phase | 97.13 | 0.00025221 | 0.00027367 | 0.00029704 | 0.0003225 | 0.00035024 | 0.00038047 | 0.00041341 | 0.00044931 | 0.00048845 | 0.00053113 | 0.00057766 | 0.00062841 | 0.00068376 | 0.00074414 | 0.00081002 | 0.0008819 | 0.00092294 | 0.00092294 | 0.00092294 | 0.00092294 | 0.69471 | 0.69514 | 0.70314 | 0.70886 | 0.70657 | 0.70714 | 0.72 | 0.73614 | 0.73286 | 0.73286 | 0.73286 | 0.73286 | 0.73286 | 0.73286 | 0.73286 | 0.73286 | 0.73286 | 0.73286 | 0.73286 | 0.73286 | 273.3823 | 25.7422 | 3.0142e-05 | 2735.1808 | 1549.8143 | 15.0826 | 1.4304 | 299.1244 | 16.5131 | 282.6113 | -1267.203 | FALSE
| 60400573 | CHA005 | CHA | 22KV | 458.59 | 6 | 48008.7507 | 14.29% | Three phase | 97.13 | 0.0041072 | 0.0044567 | 0.0048374 | 0.005252 | 0.0057037 | 0.006196 | 0.0067324 | 0.0073171 | 0.0079545 | 0.0086495 | 0.0094073 | 0.010234 | 0.011135 | 0.012119 | 0.013191 | 0.014362 | 0.01503 | 0.01503 | 0.01503 | 0.01503 | 0.69471 | 0.69514 | 0.70314 | 0.70886 | 0.70657 | 0.70714 | 0.72 | 0.73614 | 0.73286 | 0.73286 | 0.73286 | 0.73286 | 0.73286 | 0.73286 | 0.73286 | 0.73286 | 0.73286 | 0.73286 | 0.73286 | 0.73286 | 4452.0728 | 6826.9813 | 0.00049086 | 44542.8467 | 25238.9685 | 245.6232 | 379.3624 | 11279.054 | 624.9856 | 10654.0684 | -14584.9 | FALSE
| 60400582 | CHA005 | CHA | 22KV | 495.58 | 6 | 48008.7507 | 14.29% | Three phase | 97.13 | 0.00329 | 0.0035387 | 0.0038072 | 0.0040971 | 0.0044103 | 0.0047486 | 0.005114 | 0.0055089 | 0.0059356 | 0.0063968 | 0.0068952 | 0.0074341 | 0.0080167 | 0.0086466 | 0.0093279 | 0.010065 | 0.010862 | 0.011724 | 0.012656 | 0.013666 | 0.69471 | 0.69514 | 0.70314 | 0.70886 | 0.70657 | 0.70714 | 0.72 | 0.73614 | 0.73286 | 0.73286 | 0.73286 | 0.73286 | 0.73286 | 0.73286 | 0.73286 | 0.73286 | 0.73286 | 0.73286 | 0.73286 | 0.73286 | 3383.9963 | 5609.2961 | 0.00053045 | 48135.6854 | 27274.7508 | 265.4353 | 443.0295 | 8993.2925 | 708.4648 | 8284.8277 | -18989.9231 | FALSE
| 60400605 | CHA005 | CHA | 22KV | 24.86 | 6 | 48008.7507 | 14.29% | Three phase | 97.13 | 0.00016504 | 0.00017751 | 0.00019098 | 0.00020553 | 0.00022124 | 0.00023821 | 0.00025654 | 0.00027635 | 0.00029775 | 0.00032088 | 0.00034589 | 0.00037292 | 0.00040214 | 0.00043374 | 0.00046792 | 0.00050488 | 0.00054486 | 0.0005881 | 0.00063489 | 0.00068552 | 0.69471 | 0.69514 | 0.70314 | 0.70886 | 0.70657 | 0.70714 | 0.72 | 0.73614 | 0.73286 | 0.73286 | 0.73286 | 0.73286 | 0.73286 | 0.73286 | 0.73286 | 0.73286 | 0.73286 | 0.73286 | 0.73286 | 0.73286 | 169.7529 | 14.1151 | 2.6609e-05 | 2414.6518 | 1368.1955 | 13.3151 | 1.1148 | 183.868 | 14.43 | 169.438 | -1198.7574 | FALSE
| 60400606 | CHA005 | CHA | 22KV | 267.75 | 6 | 48008.7507 | 14.29% | Three phase | 97.13 | 0.0017775 | 0.0019119 | 0.0020569 | 0.0022136 | 0.0023828 | 0.0025655 | 0.002763 | 0.0029763 | 0.0032069 | 0.003456 | 0.0037253 | 0.0040165 | 0.0043312 | 0.0046716 | 0.0050396 | 0.0054377 | 0.0058683 | 0.0063341 | 0.006838 | 0.0073832 | 0.69471 | 0.69514 | 0.70314 | 0.70886 | 0.70657 | 0.70714 | 0.72 | 0.73614 | 0.73286 | 0.73286 | 0.73286 | 0.73286 | 0.73286 | 0.73286 | 0.73286 | 0.73286 | 0.73286 | 0.73286 | 0.73286 | 0.73286 | 1828.2921 | 1637.3434 | 0.00028659 | 26006.5575 | 14735.8944 | 143.4083 | 129.3195 | 3465.6356 | 272.7278 | 3192.9078 | -11542.9866 | FALSE
| 60400630 | CHA005 | CHA | 22KV | 885.21 | 6 | 48008.7507 | 14.29% | Single phase | 44.74 | 0.0069396 | 0.0074649 | 0.008032 | 0.0086442 | 0.0093052 | 0.010019 | 0.01079 | 0.011623 | 0.012523 | 0.013495 | 0.014546 | 0.015682 | 0.016909 | 0.018236 | 0.01967 | 0.021221 | 0.022898 | 0.024711 | 0.026672 | 0.028794 | 0.69471 | 0.69514 | 0.70314 | 0.70886 | 0.70657 | 0.70714 | 0.72 | 0.73614 | 0.73286 | 0.73286 | 0.73286 | 0.73286 | 0.73286 | 0.73286 | 0.73286 | 0.73286 | 0.73286 | 0.73286 | 0.73286 | 0.73286 | 7136.5892 | 9732.9794 | 0.0009475 | 39604.2954 | 22440.6754 | 474.1232 | 651.0889 | 16869.5686 | 1125.2121 | 15744.3565 | -6696.3188 | FALSE
| 60400631 | CHA005 | CHA | 22KV | 507.31 | 6 | 48008.7507 | 14.29% | Three phase | 97.13 | 0.004532 | 0.0049113 | 0.0053239 | 0.0057727 | 0.006261 | 0.0067923 | 0.0073706 | 0.0080001 | 0.0086854 | 0.0094315 | 0.010244 | 0.011129 | 0.012093 | 0.013142 | 0.014286 | 0.015533 | 0.016627 | 0.016627 | 0.016627 | 0.016627 | 0.69471 | 0.69514 | 0.70314 | 0.70886 | 0.70657 | 0.70714 | 0.72 | 0.73614 | 0.73286 | 0.73286 | 0.73286 | 0.73286 | 0.73286 | 0.73286 | 0.73286 | 0.73286 | 0.73286 | 0.73286 | 0.73286 | 0.73286 | 4874.363 | 8268.9673 | 0.00054301 | 49275.0203 | 27920.3234 | 271.7179 | 464.25 | 13143.3304 | 735.968 | 12407.3624 | -15512.961 | FALSE
| 60400636 | CHA005 | CHA | 22KV | 246.15 | 6 | 48008.7507 | 14.29% | Three phase | 97.13 | 0.0028081 | 0.0030945 | 0.0034114 | 0.003762 | 0.0041501 | 0.0045798 | 0.0050555 | 0.0055824 | 0.006166 | 0.0068124 | 0.0075288 | 0.0080675 | 0.0080675 | 0.0080675 | 0.0080675 | 0.0080675 | 0.0080675 | 0.0080675 | 0.0080675 | 0.0080675 | 0.69471 | 0.69514 | 0.70314 | 0.70886 | 0.70657 | 0.70714 | 0.72 | 0.73614 | 0.73286 | 0.73286 | 0.73286 | 0.73286 | 0.73286 | 0.73286 | 0.73286 | 0.73286 | 0.73286 | 0.73286 | 0.73286 | 0.73286 | 2974.848 | 2450.0148 | 0.00026347 | 23908.5495 | 13547.1163 | 131.8392 | 109.2961 | 5424.8628 | 241.1354 | 5183.7274 | -8363.3889 | FALSE
| 60400642 | CHA005 | CHA | 22KV | 3076.98 | 6 | 48008.7507 | 14.29% | Three phase | 97.13 | 0.021683 | 0.023341 | 0.025132 | 0.027068 | 0.02916 | 0.031422 | 0.033867 | 0.036511 | 0.03937 | 0.042462 | 0.045807 | 0.049426 | 0.053341 | 0.057577 | 0.062162 | 0.067125 | 0.072496 | 0.078311 | 0.084606 | 0.091423 | 0.69471 | 0.69514 | 0.70314 | 0.70886 | 0.70657 | 0.70714 | 0.72 | 0.73614 | 0.73286 | 0.73286 | 0.73286 | 0.73286 | 0.73286 | 0.73286 | 0.73286 | 0.73286 | 0.73286 | 0.73286 | 0.73286 | 0.73286 | 22496.6189 | 231515.0153 | 0.0032935 | 298867.0674 | 169344.7331 | 1648.0468 | 17078.6858 | 254011.6343 | 18726.7326 | 235284.9016 | 65940.1685 | TRUE
| 60400644 | CHA005 | CHA | 22KV | 1884.66 | 6 | 48008.7507 | 14.29% | Three phase | 97.13 | 0.01751 | 0.019172 | 0.020998 | 0.023006 | 0.025215 | 0.027644 | 0.030317 | 0.033258 | 0.036495 | 0.040057 | 0.04398 | 0.048298 | 0.053054 | 0.058292 | 0.061769 | 0.061769 | 0.061769 | 0.061769 | 0.061769 | 0.061769 | 0.69471 | 0.69514 | 0.70314 | 0.70886 | 0.70657 | 0.70714 | 0.72 | 0.73614 | 0.73286 | 0.73286 | 0.73286 | 0.73286 | 0.73286 | 0.73286 | 0.73286 | 0.73286 | 0.73286 | 0.73286 | 0.73286 | 0.73286 | 19760.3822 | 124509.4732 | 0.0020173 | 183057.0258 | 103724.1856 | 1009.4339 | 6407.242 | 144269.8554 | 7416.6759 | 136853.1795 | 33128.9938 | TRUE
| 60400647 | CHA005 | CHA | 22KV | 167.22 | 6 | 48008.7507 | 14.29% | Three phase | 97.13 | 0.0015035 | 0.0016256 | 0.0017581 | 0.0019018 | 0.0020579 | 0.0022272 | 0.0024111 | 0.0026108 | 0.0028276 | 0.0030631 | 0.0033189 | 0.0035968 | 0.0038987 | 0.0042268 | 0.0045833 | 0.0049708 | 0.005392 | 0.0054806 | 0.0054806 | 0.0054806 | 0.69471 | 0.69514 | 0.70314 | 0.70886 | 0.70657 | 0.70714 | 0.72 | 0.73614 | 0.73286 | 0.73286 | 0.73286 | 0.73286 | 0.73286 | 0.73286 | 0.73286 | 0.73286 | 0.73286 | 0.73286 | 0.73286 | 0.73286 | 1588.5181 | 888.3597 | 0.00017899 | 16242.0786 | 9203.1233 | 89.5639 | 50.4408 | 2476.8778 | 140.0047 | 2336.8731 | -6866.2502 | FALSE
| 60400648 | CHA005 | CHA | 22KV | 395.39 | 6 | 48008.7507 | 14.29% | Three phase | 97.13 | 0.0035551 | 0.0038438 | 0.004157 | 0.0044969 | 0.0048658 | 0.0052663 | 0.0057011 | 0.0061731 | 0.0066858 | 0.0072426 | 0.0078474 | 0.0085045 | 0.0092184 | 0.0099941 | 0.010837 | 0.011753 | 0.012749 | 0.012959 | 0.012959 | 0.012959 | 0.69471 | 0.69514 | 0.70314 | 0.70886 | 0.70657 | 0.70714 | 0.72 | 0.73614 | 0.73286 | 0.73286 | 0.73286 | 0.73286 | 0.73286 | 0.73286 | 0.73286 | 0.73286 | 0.73286 | 0.73286 | 0.73286 | 0.73286 | 3756.0349 | 4966.6525 | 0.00042321 | 38404.2307 | 21760.692 | 211.773 | 282.0048 | 8722.6874 | 493.7778 | 8228.9096 | -13531.7824 | FALSE
| 60400679 | CHA005 | CHA | 22KV | 1766.16 | 6 | 48008.7507 | 14.29% | Three phase | 97.13 | 0.015778 | 0.017098 | 0.018535 | 0.020097 | 0.021797 | 0.023647 | 0.02566 | 0.027852 | 0.030237 | 0.032835 | 0.035663 | 0.038744 | 0.042099 | 0.045754 | 0.049737 | 0.054076 | 0.057885 | 0.057885 | 0.057885 | 0.057885 | 0.69471 | 0.69514 | 0.70314 | 0.70886 | 0.70657 | 0.70714 | 0.72 | 0.73614 | 0.73286 | 0.73286 | 0.73286 | 0.73286 | 0.73286 | 0.73286 | 0.73286 | 0.73286 | 0.73286 | 0.73286 | 0.73286 | 0.73286 | 16969.7128 | 100222.3353 | 0.0018904 | 171547.1208 | 97202.4173 | 945.9647 | 5626.8481 | 117192.0482 | 6572.8128 | 110619.2354 | 13416.8181 | TRUE
| 60400687 | CHA005 | CHA | 22KV | 530.73 | 6 | 48008.7507 | 14.29% | Three phase | 97.13 | 0.0032441 | 0.0034891 | 0.0037537 | 0.0040394 | 0.0043481 | 0.0046815 | 0.0050418 | 0.0054311 | 0.0058518 | 0.0063066 | 0.0067983 | 0.0073299 | 0.0079047 | 0.0085263 | 0.0091986 | 0.0099259 | 0.010713 | 0.011564 | 0.012485 | 0.013482 | 0.69471 | 0.69514 | 0.70314 | 0.70886 | 0.70657 | 0.70714 | 0.72 | 0.73614 | 0.73286 | 0.73286 | 0.73286 | 0.73286 | 0.73286 | 0.73286 | 0.73286 | 0.73286 | 0.73286 | 0.73286 | 0.73286 | 0.73286 | 3336.9783 | 5923.6726 | 0.00056808 | 51549.8049 | 29209.2669 | 284.2618 | 508.1037 | 9260.6509 | 792.3655 | 8468.2854 | -20740.9816 | FALSE
| 60400697 | CHA005 | CHA | 22KV | 506.87 | 6 | 48008.7507 | 14.29% | Three phase | 97.13 | 0.0027066 | 0.0029603 | 0.0032393 | 0.0035461 | 0.0038835 | 0.0042548 | 0.0046635 | 0.0051132 | 0.0056085 | 0.0061538 | 0.0067545 | 0.0074162 | 0.0081453 | 0.0089488 | 0.0098345 | 0.010811 | 0.011888 | 0.013075 | 0.014385 | 0.015829 | 0.69471 | 0.69514 | 0.70314 | 0.70886 | 0.70657 | 0.70714 | 0.72 | 0.73614 | 0.73286 | 0.73286 | 0.73286 | 0.73286 | 0.73286 | 0.73286 | 0.73286 | 0.73286 | 0.73286 | 0.73286 | 0.73286 | 0.73286 | 3394.7162 | 5747.362 | 0.00054254 | 49232.2831 | 27896.1075 | 271.4823 | 463.4451 | 9142.0783 | 734.9273 | 8407.1509 | -19488.9566 | FALSE
| 60400698 | CHA005 | CHA | 22KV | 55.13 | 6 | 48008.7507 | 14.29% | Three phase | 97.13 | 0.00063701 | 0.00069188 | 0.00075167 | 0.00081685 | 0.0008879 | 0.00096536 | 0.0010498 | 0.0011419 | 0.0012424 | 0.001352 | 0.0014716 | 0.001602 | 0.0017444 | 0.0018069 | 0.0018069 | 0.0018069 | 0.0018069 | 0.0018069 | 0.0018069 | 0.0018069 | 0.69471 | 0.69514 | 0.70314 | 0.70886 | 0.70657 | 0.70714 | 0.72 | 0.73614 | 0.73286 | 0.73286 | 0.73286 | 0.73286 | 0.73286 | 0.73286 | 0.73286 | 0.73286 | 0.73286 | 0.73286 | 0.73286 | 0.73286 | 637.6034 | 117.6318 | 5.9009e-05 | 5354.7769 | 3034.1358 | 29.5279 | 5.4825 | 755.2352 | 35.0105 | 720.2248 | -2313.911 | FALSE
| 60400701 | CHA005 | CHA | 22KV | 286.87 | 6 | 48008.7507 | 14.29% | Single phase | 44.74 | 0.0021969 | 0.0023649 | 0.0025465 | 0.0027427 | 0.0029547 | 0.0031838 | 0.0034316 | 0.0036994 | 0.003989 | 0.0043021 | 0.0046408 | 0.0050071 | 0.0054034 | 0.0058322 | 0.0062962 | 0.0067982 | 0.0073416 | 0.0079297 | 0.0085663 | 0.0092554 | 0.69471 | 0.69514 | 0.70314 | 0.70886 | 0.70657 | 0.70714 | 0.72 | 0.73614 | 0.73286 | 0.73286 | 0.73286 | 0.73286 | 0.73286 | 0.73286 | 0.73286 | 0.73286 | 0.73286 | 0.73286 | 0.73286 | 0.73286 | 2278.7827 | 1007.0918 | 0.00030706 | 12834.5638 | 7272.3495 | 153.6491 | 68.3782 | 3285.8745 | 222.0273 | 3063.8472 | -4208.5024 | FALSE
| 60400727 | CHA005 | CHA | 22KV | 135.72 | 6 | 48008.7507 | 14.29% | Three phase | 97.13 | 0.001622 | 0.001745 | 0.0018778 | 0.0020211 | 0.0021758 | 0.0023428 | 0.002523 | 0.0027176 | 0.0029276 | 0.0031545 | 0.0033995 | 0.0036641 | 0.0039499 | 0.0042587 | 0.0044482 | 0.0044482 | 0.0044482 | 0.0044482 | 0.0044482 | 0.0044482 | 0.69471 | 0.69514 | 0.70314 | 0.70886 | 0.70657 | 0.70714 | 0.72 | 0.73614 | 0.73286 | 0.73286 | 0.73286 | 0.73286 | 0.73286 | 0.73286 | 0.73286 | 0.73286 | 0.73286 | 0.73286 | 0.73286 | 0.73286 | 1536.3843 | 698.018 | 0.00014527 | 13182.4836 | 7469.4886 | 72.6924 | 33.2271 | 2234.4023 | 105.9195 | 2128.4829 | -5341.0058 | FALSE
| 60400732 | CHA005 | CHA | 22KV | 423.4 | 6 | 48008.7507 | 14.29% | Three phase | 97.13 | 0.002588 | 0.0027835 | 0.0029946 | 0.0032225 | 0.0034688 | 0.0037348 | 0.0040222 | 0.0043328 | 0.0046684 | 0.0050312 | 0.0054235 | 0.0058475 | 0.0063061 | 0.006802 | 0.0073384 | 0.0079186 | 0.0085463 | 0.0092254 | 0.0099602 | 0.010755 | 0.69471 | 0.69514 | 0.70314 | 0.70886 | 0.70657 | 0.70714 | 0.72 | 0.73614 | 0.73286 | 0.73286 | 0.73286 | 0.73286 | 0.73286 | 0.73286 | 0.73286 | 0.73286 | 0.73286 | 0.73286 | 0.73286 | 0.73286 | 2662.1382 | 3770.0359 | 0.00045319 | 41124.842 | 23302.2509 | 226.7753 | 323.3753 | 6432.1741 | 550.1506 | 5882.0235 | -17420.2274 | FALSE
| 60400733 | CHA005 | CHA | 22KV | 575.58 | 6 | 48008.7507 | 14.29% | Three phase | 97.13 | 0.0035182 | 0.0037839 | 0.0040709 | 0.0043808 | 0.0047155 | 0.0050771 | 0.0054678 | 0.0058901 | 0.0063464 | 0.0068396 | 0.0073728 | 0.0079493 | 0.0085727 | 0.0092468 | 0.009976 | 0.010765 | 0.011618 | 0.012541 | 0.01354 | 0.014621 | 0.69471 | 0.69514 | 0.70314 | 0.70886 | 0.70657 | 0.70714 | 0.72 | 0.73614 | 0.73286 | 0.73286 | 0.73286 | 0.73286 | 0.73286 | 0.73286 | 0.73286 | 0.73286 | 0.73286 | 0.73286 | 0.73286 | 0.73286 | 3618.9738 | 6967.1501 | 0.00061608 | 55906.0854 | 31677.6325 | 308.2837 | 597.6081 | 10586.1239 | 905.8918 | 9680.232 | -21997.4004 | FALSE
| 60400740 | CHA005 | CHA | 22KV | 2417.55 | 6 | 48008.7507 | 14.29% | Three phase | 97.13 | 0.027934 | 0.03034 | 0.032962 | 0.03582 | 0.038936 | 0.042333 | 0.046037 | 0.050076 | 0.054481 | 0.059287 | 0.06453 | 0.070251 | 0.076494 | 0.079235 | 0.079235 | 0.079235 | 0.079235 | 0.079235 | 0.079235 | 0.079235 | 0.69471 | 0.69514 | 0.70314 | 0.70886 | 0.70657 | 0.70714 | 0.72 | 0.73614 | 0.73286 | 0.73286 | 0.73286 | 0.73286 | 0.73286 | 0.73286 | 0.73286 | 0.73286 | 0.73286 | 0.73286 | 0.73286 | 0.73286 | 27960.0593 | 226203.7286 | 0.0025877 | 234816.6315 | 133052.3304 | 1294.8526 | 10542.8016 | 254163.7878 | 11837.6542 | 242326.1337 | 109273.8033 | TRUE
| 60400772 | CHA005 | CHA | 22KV | 6177.66 | 6 | 48008.7507 | 14.29% | Three phase | 97.13 | 0.058209 | 0.062974 | 0.068149 | 0.073767 | 0.079868 | 0.086495 | 0.093694 | 0.10152 | 0.11001 | 0.11925 | 0.12929 | 0.1402 | 0.15206 | 0.16495 | 0.17898 | 0.19422 | 0.20247 | 0.20247 | 0.20247 | 0.20247 | 0.69471 | 0.69514 | 0.70314 | 0.70886 | 0.70657 | 0.70714 | 0.72 | 0.73614 | 0.73286 | 0.73286 | 0.73286 | 0.73286 | 0.73286 | 0.73286 | 0.73286 | 0.73286 | 0.73286 | 0.73286 | 0.73286 | 0.73286 | 61071.6096 | 1261847.8586 | 0.0066124 | 600036.1158 | 339993.8199 | 3308.7875 | 68841.9411 | 1322919.4682 | 72150.7286 | 1250768.7396 | 910774.9197 | TRUE
| 60400776 | CHA005 | CHA | 22KV | 1189.33 | 6 | 48008.7507 | 14.29% | Three phase | 97.13 | 0.010652 | 0.011558 | 0.012545 | 0.013621 | 0.014792 | 0.016069 | 0.01746 | 0.018977 | 0.02063 | 0.022432 | 0.024397 | 0.026541 | 0.028879 | 0.031429 | 0.034211 | 0.037247 | 0.03898 | 0.03898 | 0.03898 | 0.03898 | 0.69471 | 0.69514 | 0.70314 | 0.70886 | 0.70657 | 0.70714 | 0.72 | 0.73614 | 0.73286 | 0.73286 | 0.73286 | 0.73286 | 0.73286 | 0.73286 | 0.73286 | 0.73286 | 0.73286 | 0.73286 | 0.73286 | 0.73286 | 11546.2258 | 45918.1412 | 0.001273 | 115519.6229 | 65455.9898 | 637.0115 | 2551.5839 | 57464.367 | 3188.5953 | 54275.7717 | -11180.2181 | FALSE
| 60400783 | CHA005 | CHA | 22KV | 974.49 | 6 | 48008.7507 | 14.29% | Three phase | 97.13 | 0.0064693 | 0.0069583 | 0.0074863 | 0.0080565 | 0.0086723 | 0.0093374 | 0.010056 | 0.010832 | 0.011672 | 0.012578 | 0.013558 | 0.014618 | 0.015764 | 0.017002 | 0.018342 | 0.019791 | 0.021358 | 0.023053 | 0.024887 | 0.026872 | 0.69471 | 0.69514 | 0.70314 | 0.70886 | 0.70657 | 0.70714 | 0.72 | 0.73614 | 0.73286 | 0.73286 | 0.73286 | 0.73286 | 0.73286 | 0.73286 | 0.73286 | 0.73286 | 0.73286 | 0.73286 | 0.73286 | 0.73286 | 6654.164 | 21688.8038 | 0.0010431 | 94652.2137 | 53632.0512 | 521.942 | 1713.0099 | 28342.9678 | 2234.9519 | 26108.0159 | -27524.0354 | FALSE
| 60400789 | CHA005 | CHA | 22KV | 23.78 | 6 | 48008.7507 | 14.29% | Three phase | 97.13 | 0.00015787 | 0.0001698 | 0.00018268 | 0.0001966 | 0.00021163 | 0.00022786 | 0.00024539 | 0.00026434 | 0.00028481 | 0.00030694 | 0.00033086 | 0.00035672 | 0.00038467 | 0.0004149 | 0.00044759 | 0.00048295 | 0.00052119 | 0.00056255 | 0.00060731 | 0.00065574 | 0.69471 | 0.69514 | 0.70314 | 0.70886 | 0.70657 | 0.70714 | 0.72 | 0.73614 | 0.73286 | 0.73286 | 0.73286 | 0.73286 | 0.73286 | 0.73286 | 0.73286 | 0.73286 | 0.73286 | 0.73286 | 0.73286 | 0.73286 | 162.3783 | 12.9153 | 2.5453e-05 | 2309.7514 | 1308.7566 | 12.7367 | 1.0201 | 175.2936 | 13.7568 | 161.5368 | -1147.2197 | FALSE
| 60400792 | CHA005 | CHA | 22KV | 4156.7 | 6 | 48008.7507 | 14.29% | Three phase | 97.13 | 0.027595 | 0.029681 | 0.031933 | 0.034365 | 0.036992 | 0.039829 | 0.042894 | 0.046206 | 0.049785 | 0.053653 | 0.057834 | 0.062354 | 0.06724 | 0.072524 | 0.078238 | 0.084418 | 0.091102 | 0.098334 | 0.10616 | 0.11462 | 0.69471 | 0.69514 | 0.70314 | 0.70886 | 0.70657 | 0.70714 | 0.72 | 0.73614 | 0.73286 | 0.73286 | 0.73286 | 0.73286 | 0.73286 | 0.73286 | 0.73286 | 0.73286 | 0.73286 | 0.73286 | 0.73286 | 0.73286 | 28383.4247 | 394619.1793 | 0.0044492 | 403740.271 | 228768.2248 | 2226.3506 | 31167.5357 | 423002.604 | 33393.8863 | 389608.7177 | 160840.493 | TRUE
| 60400809 | CHA005 | CHA | 22KV | 126.56 | 6 | 48008.7507 | 14.29% | Three phase | 97.13 | 0.00091286 | 0.00098191 | 0.0010565 | 0.001137 | 0.0012239 | 0.0013178 | 0.0014192 | 0.0015288 | 0.0016471 | 0.0017751 | 0.0019133 | 0.0020628 | 0.0022243 | 0.002399 | 0.0025878 | 0.0027921 | 0.0030129 | 0.0032518 | 0.0035102 | 0.0037897 | 0.69471 | 0.69514 | 0.70314 | 0.70886 | 0.70657 | 0.70714 | 0.72 | 0.73614 | 0.73286 | 0.73286 | 0.73286 | 0.73286 | 0.73286 | 0.73286 | 0.73286 | 0.73286 | 0.73286 | 0.73286 | 0.73286 | 0.73286 | 938.8635 | 397.4334 | 0.00013547 | 12292.7728 | 6965.3587 | 67.7862 | 28.8934 | 1336.2969 | 96.6796 | 1239.6173 | -5725.7414 | FALSE
| 60400819 | CHA006 | CHA | 22KV | 294.59 | 30 | 48008.7507 | 3.226% | Three phase | 97.13 | 0.0014944 | 0.0016014 | 0.0017166 | 0.0018406 | 0.0019741 | 0.0021177 | 0.0022724 | 0.002439 | 0.0026184 | 0.0028117 | 0.0030198 | 0.0032441 | 0.0034858 | 0.0037463 | 0.0040271 | 0.0043297 | 0.004656 | 0.0050078 | 0.0053871 | 0.0057961 | 0.22558 | 0.22813 | 0.23242 | 0.2351 | 0.2351 | 0.23606 | 0.24058 | 0.24584 | 0.24519 | 0.24519 | 0.24519 | 0.24519 | 0.24519 | 0.24519 | 0.24519 | 0.24519 | 0.24519 | 0.24519 | 0.24519 | 0.24519 | 492.9892 | 1456.4347 | 0.00031532 | 28613.5267 | 16213.0612 | 52.5246 | 156.5457 | 1949.4239 | 209.0703 | 1740.3536 | -14472.7076 | FALSE
| 60400835 | CHA006 | CHA | 22KV | 295.41 | 30 | 48008.7507 | 3.226% | Three phase | 97.13 | 0.0019611 | 0.0021094 | 0.0022694 | 0.0024423 | 0.0026289 | 0.0028306 | 0.0030484 | 0.0032838 | 0.0035381 | 0.003813 | 0.0041102 | 0.0044314 | 0.0047787 | 0.0051542 | 0.0055603 | 0.0059994 | 0.0064745 | 0.0069884 | 0.0075444 | 0.0081459 | 0.22558 | 0.22813 | 0.23242 | 0.2351 | 0.2351 | 0.23606 | 0.24058 | 0.24584 | 0.24519 | 0.24519 | 0.24519 | 0.24519 | 0.24519 | 0.24519 | 0.24519 | 0.24519 | 0.24519 | 0.24519 | 0.24519 | 0.24519 | 673.0355 | 1993.1097 | 0.0003162 | 28693.1733 | 16258.1907 | 52.6708 | 157.4184 | 2666.1453 | 210.0892 | 2456.0561 | -13802.1346 | FALSE
| 60400838 | CHA006 | CHA | 22KV | 1555.35 | 30 | 48008.7507 | 3.226% | Covered | 390 | 0.011218 | 0.012067 | 0.012983 | 0.013973 | 0.015041 | 0.016195 | 0.017441 | 0.018788 | 0.020242 | 0.021815 | 0.023514 | 0.02535 | 0.027336 | 0.029482 | 0.031803 | 0.034313 | 0.037027 | 0.039963 | 0.043138 | 0.046573 | 0.22558 | 0.22813 | 0.23242 | 0.2351 | 0.2351 | 0.23606 | 0.24058 | 0.24584 | 0.24519 | 0.24519 | 0.24519 | 0.24519 | 0.24519 | 0.24519 | 0.24519 | 0.24519 | 0.24519 | 0.24519 | 0.24519 | 0.24519 | 3849.7331 | 241012.1289 | 0.0016648 | 606586.5 | 343705.4134 | 277.3147 | 17521.5526 | 244861.862 | 17798.8673 | 227062.9946 | -116642.4188 | FALSE
| 60400856 | CHA006 | CHA | 22KV | 1197.8 | 30 | 48008.7507 | 3.226% | Single phase | 44.74 | 0.0079518 | 0.0085529 | 0.0092018 | 0.0099027 | 0.01066 | 0.011477 | 0.01236 | 0.013315 | 0.014346 | 0.015461 | 0.016666 | 0.017968 | 0.019376 | 0.020899 | 0.022545 | 0.024326 | 0.026252 | 0.028336 | 0.03059 | 0.033029 | 0.22558 | 0.22813 | 0.23242 | 0.2351 | 0.2351 | 0.23606 | 0.24058 | 0.24584 | 0.24519 | 0.24519 | 0.24519 | 0.24519 | 0.24519 | 0.24519 | 0.24519 | 0.24519 | 0.24519 | 0.24519 | 0.24519 | 0.24519 | 2728.9596 | 15093.5721 | 0.0012821 | 53589.572 | 30365.0444 | 213.5645 | 1192.1099 | 17822.5317 | 1405.6744 | 16416.8573 | -13948.1871 | FALSE
| 60400862 | CHA006 | CHA | 22KV | 1324.39 | 30 | 48008.7507 | 3.226% | Three phase | 97.13 | 0.012278 | 0.013208 | 0.014213 | 0.015297 | 0.016467 | 0.01773 | 0.019095 | 0.020568 | 0.02216 | 0.023879 | 0.025736 | 0.027743 | 0.029912 | 0.032255 | 0.034788 | 0.037526 | 0.040485 | 0.043407 | 0.043407 | 0.043407 | 0.22558 | 0.22813 | 0.23242 | 0.2351 | 0.2351 | 0.23606 | 0.24058 | 0.24584 | 0.24519 | 0.24519 | 0.24519 | 0.24519 | 0.24519 | 0.24519 | 0.24519 | 0.24519 | 0.24519 | 0.24519 | 0.24519 | 0.24519 | 4141.6495 | 54998.5782 | 0.0014176 | 128638.0007 | 72889.1547 | 236.1351 | 3164.003 | 59140.2278 | 3400.1382 | 55740.0896 | -17149.0651 | FALSE
| 60400878 | CHA006 | CHA | 22KV | 1254.47 | 30 | 48008.7507 | 3.226% | Three phase | 97.13 | 0.0076679 | 0.0082471 | 0.0088725 | 0.0095479 | 0.010277 | 0.011066 | 0.011917 | 0.012837 | 0.013832 | 0.014907 | 0.016069 | 0.017325 | 0.018684 | 0.020153 | 0.021743 | 0.023462 | 0.025321 | 0.027333 | 0.029511 | 0.031867 | 0.22558 | 0.22813 | 0.23242 | 0.2351 | 0.2351 | 0.23606 | 0.24058 | 0.24584 | 0.24519 | 0.24519 | 0.24519 | 0.24519 | 0.24519 | 0.24519 | 0.24519 | 0.24519 | 0.24519 | 0.24519 | 0.24519 | 0.24519 | 2631.7029 | 33095.1485 | 0.0013427 | 121846.6711 | 69041.0361 | 223.6686 | 2838.7403 | 35726.8514 | 3062.4089 | 32664.4425 | -36376.5936 | FALSE
| 60400883 | CHA006 | CHA | 22KV | 963.05 | 30 | 48008.7507 | 3.226% | Three phase | 97.13 | 0.0089179 | 0.009669 | 0.010486 | 0.011376 | 0.012344 | 0.013399 | 0.014546 | 0.015796 | 0.017158 | 0.018641 | 0.020256 | 0.022017 | 0.023935 | 0.026025 | 0.028304 | 0.030788 | 0.031564 | 0.031564 | 0.031564 | 0.031564 | 0.22558 | 0.22813 | 0.23242 | 0.2351 | 0.2351 | 0.23606 | 0.24058 | 0.24584 | 0.24519 | 0.24519 | 0.24519 | 0.24519 | 0.24519 | 0.24519 | 0.24519 | 0.24519 | 0.24519 | 0.24519 | 0.24519 | 0.24519 | 3181.2482 | 30705.0395 | 0.0010308 | 93541.0465 | 53002.4392 | 171.7092 | 1673.0263 | 33886.2877 | 1844.7355 | 32041.5522 | -20960.887 | FALSE
| 60400893 | CHA006 | CHA | 22KV | 7130.24 | 30 | 48008.7507 | 3.226% | Three phase | 97.13 | 0.064028 | 0.069569 | 0.075612 | 0.082203 | 0.089395 | 0.097242 | 0.10581 | 0.11515 | 0.12536 | 0.1365 | 0.14867 | 0.16195 | 0.17647 | 0.19232 | 0.20965 | 0.22858 | 0.23369 | 0.23369 | 0.23369 | 0.23369 | 0.22558 | 0.22813 | 0.23242 | 0.2351 | 0.2351 | 0.23606 | 0.24058 | 0.24584 | 0.24519 | 0.24519 | 0.24519 | 0.24519 | 0.24519 | 0.24519 | 0.24519 | 0.24519 | 0.24519 | 0.24519 | 0.24519 | 0.24519 | 23348.5007 | 1668164.1723 | 0.007632 | 692560.2112 | 392420.032 | 1271.3025 | 91709.3043 | 1691512.673 | 92980.6068 | 1598532.0662 | 1206112.0343 | TRUE
| 60400900 | CHA006 | CHA | 22KV | 5352.86 | 30 | 48008.7507 | 3.226% | Three phase | 97.13 | 0.049986 | 0.053834 | 0.057992 | 0.062486 | 0.067343 | 0.072593 | 0.078269 | 0.084406 | 0.091042 | 0.09822 | 0.10598 | 0.11438 | 0.12347 | 0.1333 | 0.14393 | 0.15544 | 0.1679 | 0.17544 | 0.17544 | 0.17544 | 0.22558 | 0.22813 | 0.23242 | 0.2351 | 0.2351 | 0.23606 | 0.24058 | 0.24584 | 0.24519 | 0.24519 | 0.24519 | 0.24519 | 0.24519 | 0.24519 | 0.24519 | 0.24519 | 0.24519 | 0.24519 | 0.24519 | 0.24519 | 16979.4068 | 911270.2605 | 0.0057295 | 519923.2918 | 294600.1106 | 954.4004 | 51686.47 | 928249.6672 | 52640.8704 | 875608.7968 | 581008.6862 | TRUE
| 60400921 | CHA006 | CHA | 22KV | 2555.52 | 30 | 48008.7507 | 3.226% | Three phase | 97.13 | 0.023664 | 0.025657 | 0.027826 | 0.030187 | 0.032757 | 0.035554 | 0.0386 | 0.041917 | 0.045529 | 0.049464 | 0.053752 | 0.058423 | 0.063513 | 0.06906 | 0.075107 | 0.081698 | 0.083757 | 0.083757 | 0.083757 | 0.083757 | 0.22558 | 0.22813 | 0.23242 | 0.2351 | 0.2351 | 0.23606 | 0.24058 | 0.24584 | 0.24519 | 0.24519 | 0.24519 | 0.24519 | 0.24519 | 0.24519 | 0.24519 | 0.24519 | 0.24519 | 0.24519 | 0.24519 | 0.24519 | 8441.6628 | 216207.4019 | 0.0027353 | 248217.6576 | 140645.6501 | 455.6423 | 11780.4986 | 224649.0648 | 12236.1409 | 212412.9239 | 71767.2738 | TRUE
| 60400925 | CHA006 | CHA | 22KV | 466.55 | 30 | 48008.7507 | 3.226% | Three phase | 97.13 | 0.0028518 | 0.0030672 | 0.0032998 | 0.003551 | 0.0038223 | 0.0041154 | 0.0044321 | 0.0047743 | 0.0051442 | 0.005544 | 0.0059762 | 0.0064435 | 0.0069488 | 0.0074952 | 0.0080863 | 0.0087256 | 0.0094172 | 0.010166 | 0.010975 | 0.011852 | 0.22558 | 0.22813 | 0.23242 | 0.2351 | 0.2351 | 0.23606 | 0.24058 | 0.24584 | 0.24519 | 0.24519 | 0.24519 | 0.24519 | 0.24519 | 0.24519 | 0.24519 | 0.24519 | 0.24519 | 0.24519 | 0.24519 | 0.24519 | 978.7568 | 4577.6245 | 0.00049938 | 45316.0015 | 25677.0552 | 83.1846 | 392.6463 | 5556.3812 | 475.8309 | 5080.5504 | -20596.5048 | FALSE
| 60400936 | CHA006 | CHA | 22KV | 2548.5 | 30 | 48008.7507 | 3.226% | Single phase | 44.74 | 0.018382 | 0.019772 | 0.021274 | 0.022895 | 0.024645 | 0.026536 | 0.028578 | 0.030784 | 0.033168 | 0.035744 | 0.038528 | 0.041537 | 0.044791 | 0.048308 | 0.05211 | 0.056223 | 0.06067 | 0.06548 | 0.070683 | 0.076312 | 0.22558 | 0.22813 | 0.23242 | 0.2351 | 0.2351 | 0.23606 | 0.24058 | 0.24584 | 0.24519 | 0.24519 | 0.24519 | 0.24519 | 0.24519 | 0.24519 | 0.24519 | 0.24519 | 0.24519 | 0.24519 | 0.24519 | 0.24519 | 6307.9337 | 74230.6529 | 0.0027278 | 114019.89 | 64606.2077 | 454.3906 | 5396.5595 | 80538.5866 | 5850.9501 | 74687.6365 | 10081.4287 | TRUE
| 60400976 | CHA006 | CHA | 22KV | 1512.87 | 30 | 48008.7507 | 3.226% | Three phase | 97.13 | 0.010043 | 0.010803 | 0.011622 | 0.012507 | 0.013463 | 0.014496 | 0.015612 | 0.016817 | 0.01812 | 0.019528 | 0.021049 | 0.022694 | 0.024473 | 0.026396 | 0.028475 | 0.030725 | 0.033158 | 0.035789 | 0.038637 | 0.041717 | 0.22558 | 0.22813 | 0.23242 | 0.2351 | 0.2351 | 0.23606 | 0.24058 | 0.24584 | 0.24519 | 0.24519 | 0.24519 | 0.24519 | 0.24519 | 0.24519 | 0.24519 | 0.24519 | 0.24519 | 0.24519 | 0.24519 | 0.24519 | 3446.7867 | 52273.7971 | 0.0016193 | 146945.0631 | 83262.3437 | 269.7406 | 4128.6524 | 55720.5838 | 4398.3931 | 51322.1907 | -31940.153 | FALSE
| 60400977 | CHA006 | CHA | 22KV | 4185.55 | 30 | 48008.7507 | 3.226% | Single phase | 44.74 | 0.03019 | 0.032473 | 0.034939 | 0.037601 | 0.040476 | 0.043581 | 0.046935 | 0.050558 | 0.054474 | 0.058705 | 0.063277 | 0.068219 | 0.073562 | 0.079338 | 0.085584 | 0.092338 | 0.099642 | 0.10754 | 0.11609 | 0.12533 | 0.22558 | 0.22813 | 0.23242 | 0.2351 | 0.2351 | 0.23606 | 0.24058 | 0.24584 | 0.24519 | 0.24519 | 0.24519 | 0.24519 | 0.24519 | 0.24519 | 0.24519 | 0.24519 | 0.24519 | 0.24519 | 0.24519 | 0.24519 | 10359.887 | 200225.3554 | 0.0044801 | 187261.507 | 106106.5383 | 746.2722 | 14556.3591 | 210585.2424 | 15302.6314 | 195282.611 | 89176.0727 | TRUE
| 60400987 | CHA006 | CHA | 22KV | 1043.77 | 30 | 48008.7507 | 3.226% | Three phase | 97.13 | 0.0060028 | 0.006563 | 0.0071787 | 0.0078553 | 0.0085992 | 0.0094172 | 0.010317 | 0.011306 | 0.012395 | 0.013594 | 0.014913 | 0.016365 | 0.017964 | 0.019725 | 0.021665 | 0.023802 | 0.026157 | 0.028752 | 0.031612 | 0.034209 | 0.22558 | 0.22813 | 0.23242 | 0.2351 | 0.2351 | 0.23606 | 0.24058 | 0.24584 | 0.24519 | 0.24519 | 0.24519 | 0.24519 | 0.24519 | 0.24519 | 0.24519 | 0.24519 | 0.24519 | 0.24519 | 0.24519 | 0.24519 | 2495.9138 | 26070.3616 | 0.0011172 | 101381.3801 | 57444.9467 | 186.1014 | 1965.2361 | 28566.2755 | 2151.3374 | 26414.938 | -31030.0087 | FALSE
| 60401012 | CHA006 | CHA | 22KV | 2582.75 | 30 | 48008.7507 | 3.226% | Three phase | 97.13 | 0.027032 | 0.029038 | 0.031199 | 0.033527 | 0.036037 | 0.038742 | 0.041658 | 0.044802 | 0.048191 | 0.051846 | 0.055787 | 0.060038 | 0.064623 | 0.069569 | 0.074905 | 0.080661 | 0.084649 | 0.084649 | 0.084649 | 0.084649 | 0.22558 | 0.22813 | 0.23242 | 0.2351 | 0.2351 | 0.23606 | 0.24058 | 0.24584 | 0.24519 | 0.24519 | 0.24519 | 0.24519 | 0.24519 | 0.24519 | 0.24519 | 0.24519 | 0.24519 | 0.24519 | 0.24519 | 0.24519 | 8796.2182 | 227887.0341 | 0.0027645 | 250862.5075 | 142144.2809 | 460.4973 | 12032.8871 | 236683.2524 | 12493.3845 | 224189.8679 | 82045.587 | TRUE
| 60401033 | CHA006 | CHA | 22KV | 332.18 | 30 | 48008.7507 | 3.226% | Three phase | 97.13 | 0.00169 | 0.0018603 | 0.0020487 | 0.0022574 | 0.0024885 | 0.0027446 | 0.0030284 | 0.0033431 | 0.0036919 | 0.0040789 | 0.0045081 | 0.0049844 | 0.005513 | 0.0060998 | 0.0067512 | 0.0074747 | 0.0082783 | 0.009171 | 0.010163 | 0.010887 | 0.22558 | 0.22813 | 0.23242 | 0.2351 | 0.2351 | 0.23606 | 0.24058 | 0.24584 | 0.24519 | 0.24519 | 0.24519 | 0.24519 | 0.24519 | 0.24519 | 0.24519 | 0.24519 | 0.24519 | 0.24519 | 0.24519 | 0.24519 | 763.1335 | 2535.0933 | 0.00035555 | 32264.6434 | 18281.8652 | 59.2268 | 199.0454 | 3298.2268 | 258.2722 | 3039.9546 | -15241.9106 | FALSE
| 60401034 | CHA006 | CHA | 22KV | 245.02 | 30 | 48008.7507 | 3.226% | Three phase | 97.13 | 0.0012466 | 0.0013721 | 0.0015111 | 0.0016651 | 0.0018355 | 0.0020244 | 0.0022338 | 0.0024659 | 0.0027232 | 0.0030086 | 0.0033252 | 0.0036765 | 0.0040664 | 0.0044993 | 0.0049798 | 0.0055135 | 0.0061062 | 0.0067647 | 0.0074963 | 0.0080305 | 0.22558 | 0.22813 | 0.23242 | 0.2351 | 0.2351 | 0.23606 | 0.24058 | 0.24584 | 0.24519 | 0.24519 | 0.24519 | 0.24519 | 0.24519 | 0.24519 | 0.24519 | 0.24519 | 0.24519 | 0.24519 | 0.24519 | 0.24519 | 562.8965 | 1379.2724 | 0.00026226 | 23798.7926 | 13484.9256 | 43.6864 | 108.2949 | 1942.1689 | 151.9813 | 1790.1876 | -11694.738 | FALSE
| 60401069 | CHA006 | CHA | 22KV | 11.59 | 30 | 48008.7507 | 3.226% | Three phase | 97.13 | 0.000129 | 0.00014041 | 0.00015286 | 0.00016646 | 0.00018132 | 0.00019756 | 0.0002153 | 0.0002347 | 0.0002559 | 0.00027908 | 0.00030443 | 0.00033215 | 0.00036247 | 0.00037986 | 0.00037986 | 0.00037986 | 0.00037986 | 0.00037986 | 0.00037986 | 0.00037986 | 0.22558 | 0.22813 | 0.23242 | 0.2351 | 0.2351 | 0.23606 | 0.24058 | 0.24584 | 0.24519 | 0.24519 | 0.24519 | 0.24519 | 0.24519 | 0.24519 | 0.24519 | 0.24519 | 0.24519 | 0.24519 | 0.24519 | 0.24519 | 44.1073 | 5.1266 | 1.2406e-05 | 1125.7367 | 637.8675 | 2.0665 | 0.24231 | 49.2339 | 2.3088 | 46.9252 | -590.9423 | FALSE
| 60401071 | CHA006 | CHA | 22KV | 25.52 | 30 | 48008.7507 | 3.226% | Three phase | 97.13 | 0.00020274 | 0.00022288 | 0.00024513 | 0.0002697 | 0.00029685 | 0.00032686 | 0.00036003 | 0.00039669 | 0.00043724 | 0.00048209 | 0.0005317 | 0.00058659 | 0.00064733 | 0.00071456 | 0.00078898 | 0.00083641 | 0.00083641 | 0.00083641 | 0.00083641 | 0.00083641 | 0.22558 | 0.22813 | 0.23242 | 0.2351 | 0.2351 | 0.23606 | 0.24058 | 0.24584 | 0.24519 | 0.24519 | 0.24519 | 0.24519 | 0.24519 | 0.24519 | 0.24519 | 0.24519 | 0.24519 | 0.24519 | 0.24519 | 0.24519 | 82.386 | 21.0482 | 2.7316e-05 | 2478.7576 | 1404.5192 | 4.5501 | 1.1748 | 103.4342 | 5.725 | 97.7092 | -1306.81 | FALSE
| 60401141 | CHA006 | CHA | 22KV | 3843.49 | 30 | 48008.7507 | 3.226% | Three phase | 97.13 | 0.035817 | 0.038533 | 0.041466 | 0.044631 | 0.048049 | 0.051739 | 0.055724 | 0.060028 | 0.064677 | 0.069699 | 0.075125 | 0.080988 | 0.087324 | 0.094171 | 0.10157 | 0.10957 | 0.11822 | 0.12597 | 0.12597 | 0.12597 | 0.22558 | 0.22813 | 0.23242 | 0.2351 | 0.2351 | 0.23606 | 0.24058 | 0.24584 | 0.24519 | 0.24519 | 0.24519 | 0.24519 | 0.24519 | 0.24519 | 0.24519 | 0.24519 | 0.24519 | 0.24519 | 0.24519 | 0.24519 | 12075.2265 | 465357.8614 | 0.0041139 | 373318.1837 | 211530.3929 | 685.2839 | 26647.5087 | 477433.0879 | 27332.7926 | 450100.2953 | 238569.9024 | TRUE
| 60401146 | CHA006 | CHA | 22KV | 3438.83 | 30 | 48008.7507 | 3.226% | Three phase | 97.13 | 0.031925 | 0.034659 | 0.037638 | 0.040885 | 0.044424 | 0.048281 | 0.052488 | 0.057074 | 0.062077 | 0.067534 | 0.073487 | 0.079982 | 0.08707 | 0.094805 | 0.10325 | 0.11246 | 0.11271 | 0.11271 | 0.11271 | 0.11271 | 0.22558 | 0.22813 | 0.23242 | 0.2351 | 0.2351 | 0.23606 | 0.24058 | 0.24584 | 0.24519 | 0.24519 | 0.24519 | 0.24519 | 0.24519 | 0.24519 | 0.24519 | 0.24519 | 0.24519 | 0.24519 | 0.24519 | 0.24519 | 11479.8464 | 395625.7925 | 0.0036808 | 334013.5579 | 189259.517 | 613.1341 | 21331.7515 | 407105.6389 | 21944.8856 | 385160.7533 | 195901.2363 | TRUE
| 60401147 | CHA006 | CHA | 22KV | 3551.49 | 30 | 48008.7507 | 3.226% | Three phase | 97.13 | 0.032887 | 0.035657 | 0.038671 | 0.041952 | 0.045523 | 0.049411 | 0.053643 | 0.058253 | 0.063274 | 0.068742 | 0.0747 | 0.081192 | 0.088266 | 0.095975 | 0.10438 | 0.11354 | 0.1164 | 0.1164 | 0.1164 | 0.1164 | 0.22558 | 0.22813 | 0.23242 | 0.2351 | 0.2351 | 0.23606 | 0.24058 | 0.24584 | 0.24519 | 0.24519 | 0.24519 | 0.24519 | 0.24519 | 0.24519 | 0.24519 | 0.24519 | 0.24519 | 0.24519 | 0.24519 | 0.24519 | 11731.6559 | 417573.7426 | 0.0038014 | 344956.2237 | 195459.875 | 633.221 | 22752.3518 | 429305.3985 | 23385.5729 | 405919.8256 | 210459.9505 | TRUE
| 60401154 | CHA006 | CHA | 22KV | 659.72 | 30 | 48008.7507 | 3.226% | Three phase | 97.13 | 0.0043796 | 0.0047107 | 0.0050682 | 0.0054542 | 0.005871 | 0.0063214 | 0.0068078 | 0.0073335 | 0.0079015 | 0.0085154 | 0.009179 | 0.0098963 | 0.010672 | 0.01151 | 0.012417 | 0.013398 | 0.014459 | 0.015607 | 0.016848 | 0.018192 | 0.22558 | 0.22813 | 0.23242 | 0.2351 | 0.2351 | 0.23606 | 0.24058 | 0.24584 | 0.24519 | 0.24519 | 0.24519 | 0.24519 | 0.24519 | 0.24519 | 0.24519 | 0.24519 | 0.24519 | 0.24519 | 0.24519 | 0.24519 | 1503.0466 | 9940.3145 | 0.00070614 | 64078.6036 | 36308.3632 | 117.6263 | 785.099 | 11443.3611 | 902.7253 | 10540.6359 | -25767.7273 | FALSE
| 60401162 | CHA006 | CHA | 22KV | 137.13 | 30 | 48008.7507 | 3.226% | Three phase | 97.13 | 0.00091036 | 0.00097917 | 0.0010535 | 0.0011337 | 0.0012204 | 0.001314 | 0.0014151 | 0.0015243 | 0.0016424 | 0.00177 | 0.0019079 | 0.0020571 | 0.0022183 | 0.0023926 | 0.0025811 | 0.002785 | 0.0030055 | 0.003244 | 0.0035021 | 0.0037814 | 0.22558 | 0.22813 | 0.23242 | 0.2351 | 0.2351 | 0.23606 | 0.24058 | 0.24584 | 0.24519 | 0.24519 | 0.24519 | 0.24519 | 0.24519 | 0.24519 | 0.24519 | 0.24519 | 0.24519 | 0.24519 | 0.24519 | 0.24519 | 312.4246 | 429.4828 | 0.00014678 | 13319.4369 | 7547.0894 | 24.4499 | 33.9211 | 741.9074 | 58.371 | 683.5364 | -6863.553 | FALSE
| 60401163 | CHA006 | CHA | 22KV | 1710.3 | 30 | 48008.7507 | 3.226% | Three phase | 97.13 | 0.011354 | 0.012212 | 0.013139 | 0.01414 | 0.01522 | 0.016388 | 0.017649 | 0.019012 | 0.020484 | 0.022076 | 0.023796 | 0.025656 | 0.027666 | 0.02984 | 0.032192 | 0.034734 | 0.037485 | 0.04046 | 0.043679 | 0.047162 | 0.22558 | 0.22813 | 0.23242 | 0.2351 | 0.2351 | 0.23606 | 0.24058 | 0.24584 | 0.24519 | 0.24519 | 0.24519 | 0.24519 | 0.24519 | 0.24519 | 0.24519 | 0.24519 | 0.24519 | 0.24519 | 0.24519 | 0.24519 | 3896.5934 | 66807.5303 | 0.0018306 | 166121.439 | 94128.1052 | 304.9419 | 5276.5456 | 70704.1237 | 5581.4874 | 65122.6363 | -29005.4689 | FALSE
| 60401166 | CHA006 | CHA | 22KV | 260.01 | 30 | 48008.7507 | 3.226% | Single phase | 44.74 | 0.0020384 | 0.0021926 | 0.0023592 | 0.002539 | 0.0027332 | 0.0029429 | 0.0031694 | 0.003414 | 0.0036784 | 0.003964 | 0.0042726 | 0.0046061 | 0.0049666 | 0.0053563 | 0.0057776 | 0.0062331 | 0.0067257 | 0.0072583 | 0.0078344 | 0.0084575 | 0.22558 | 0.22813 | 0.23242 | 0.2351 | 0.2351 | 0.23606 | 0.24058 | 0.24584 | 0.24519 | 0.24519 | 0.24519 | 0.24519 | 0.24519 | 0.24519 | 0.24519 | 0.24519 | 0.24519 | 0.24519 | 0.24519 | 0.24519 | 699.4083 | 839.7177 | 0.00027831 | 11632.8474 | 6591.4303 | 46.3591 | 56.173 | 1539.1259 | 102.5321 | 1436.5938 | -5154.8365 | FALSE
| 60401191 | CHA006 | CHA | 22KV | 410.83 | 30 | 48008.7507 | 3.226% | Three phase | 97.13 | 0.0045728 | 0.004977 | 0.0054183 | 0.0059005 | 0.0064272 | 0.0070028 | 0.0076318 | 0.0083194 | 0.0090709 | 0.0098927 | 0.010791 | 0.011774 | 0.012848 | 0.013465 | 0.013465 | 0.013465 | 0.013465 | 0.013465 | 0.013465 | 0.013465 | 0.22558 | 0.22813 | 0.23242 | 0.2351 | 0.2351 | 0.23606 | 0.24058 | 0.24584 | 0.24519 | 0.24519 | 0.24519 | 0.24519 | 0.24519 | 0.24519 | 0.24519 | 0.24519 | 0.24519 | 0.24519 | 0.24519 | 0.24519 | 1563.4687 | 6441.5545 | 0.00043974 | 39903.9179 | 22610.4481 | 73.2499 | 304.4594 | 8005.0233 | 377.7093 | 7627.314 | -14983.1342 | FALSE
| 60401232 | CHA006 | CHA | 22KV | 759.46 | 30 | 48008.7507 | 3.226% | Three phase | 97.13 | 0.0070772 | 0.007614 | 0.0081934 | 0.0088189 | 0.0094942 | 0.010223 | 0.011011 | 0.011861 | 0.01278 | 0.013772 | 0.014844 | 0.016003 | 0.017255 | 0.018608 | 0.02007 | 0.021651 | 0.02336 | 0.024891 | 0.024891 | 0.024891 | 0.22558 | 0.22813 | 0.23242 | 0.2351 | 0.2351 | 0.23606 | 0.24058 | 0.24584 | 0.24519 | 0.24519 | 0.24519 | 0.24519 | 0.24519 | 0.24519 | 0.24519 | 0.24519 | 0.24519 | 0.24519 | 0.24519 | 0.24519 | 2386.022 | 18169.5995 | 0.0008129 | 73766.3498 | 41797.6558 | 135.4097 | 1040.4349 | 20555.6214 | 1175.8446 | 19379.7769 | -22417.879 | FALSE
| 60401249 | CHA006 | CHA | 22KV | 190.91 | 30 | 48008.7507 | 3.226% | Three phase | 97.13 | 0.0021368 | 0.0023321 | 0.0025461 | 0.0027806 | 0.0030375 | 0.003319 | 0.0036275 | 0.0039658 | 0.0043367 | 0.0047433 | 0.0051894 | 0.0056786 | 0.0062153 | 0.006257 | 0.006257 | 0.006257 | 0.006257 | 0.006257 | 0.006257 | 0.006257 | 0.22558 | 0.22813 | 0.23242 | 0.2351 | 0.2351 | 0.23606 | 0.24058 | 0.24584 | 0.24519 | 0.24519 | 0.24519 | 0.24519 | 0.24519 | 0.24519 | 0.24519 | 0.24519 | 0.24519 | 0.24519 | 0.24519 | 0.24519 | 737.5552 | 1412.041 | 0.00020434 | 18543.0883 | 10506.9266 | 34.0387 | 65.745 | 2149.5962 | 99.7837 | 2049.8125 | -8457.1141 | FALSE
| 60401257 | CHA006 | CHA | 22KV | 6186.01 | 30 | 48008.7507 | 3.226% | Three phase | 97.13 | 0.041067 | 0.044171 | 0.047523 | 0.051142 | 0.055051 | 0.059274 | 0.063835 | 0.068764 | 0.07409 | 0.079847 | 0.086069 | 0.092795 | 0.10007 | 0.10793 | 0.11643 | 0.12563 | 0.13558 | 0.14634 | 0.15798 | 0.17058 | 0.22558 | 0.22813 | 0.23242 | 0.2351 | 0.2351 | 0.23606 | 0.24058 | 0.24584 | 0.24519 | 0.24519 | 0.24519 | 0.24519 | 0.24519 | 0.24519 | 0.24519 | 0.24519 | 0.24519 | 0.24519 | 0.24519 | 0.24519 | 14093.6477 | 873981.1414 | 0.0066213 | 600847.1513 | 340453.3707 | 1102.9488 | 69028.1665 | 888074.7891 | 70131.1153 | 817943.6738 | 477490.303 | TRUE
| 60401258 | CHA006 | CHA | 22KV | 272.04 | 30 | 48008.7507 | 3.226% | Three phase | 97.13 | 0.0020214 | 0.0022123 | 0.0024223 | 0.0026531 | 0.002907 | 0.0031863 | 0.0034937 | 0.0038319 | 0.0042042 | 0.004614 | 0.0050653 | 0.0055624 | 0.0061098 | 0.006713 | 0.0073775 | 0.0081098 | 0.008916 | 0.008916 | 0.008916 | 0.008916 | 0.22558 | 0.22813 | 0.23242 | 0.2351 | 0.2351 | 0.23606 | 0.24058 | 0.24584 | 0.24519 | 0.24519 | 0.24519 | 0.24519 | 0.24519 | 0.24519 | 0.24519 | 0.24519 | 0.24519 | 0.24519 | 0.24519 | 0.24519 | 814.1988 | 2217.3532 | 0.00029118 | 26423.2452 | 14971.9989 | 48.504 | 133.4967 | 3031.552 | 182.0007 | 2849.5513 | -12122.4476 | FALSE
| 60401263 | CHA006 | CHA | 22KV | 445.78 | 30 | 48008.7507 | 3.226% | Three phase | 97.13 | 0.0042003 | 0.0045442 | 0.0049176 | 0.005323 | 0.0057633 | 0.0062415 | 0.006761 | 0.0073253 | 0.0079386 | 0.008605 | 0.0093293 | 0.010117 | 0.010972 | 0.011903 | 0.012915 | 0.014015 | 0.01461 | 0.01461 | 0.01461 | 0.01461 | 0.22558 | 0.22813 | 0.23242 | 0.2351 | 0.2351 | 0.23606 | 0.24058 | 0.24584 | 0.24519 | 0.24519 | 0.24519 | 0.24519 | 0.24519 | 0.24519 | 0.24519 | 0.24519 | 0.24519 | 0.24519 | 0.24519 | 0.24519 | 1470.4306 | 6570.5262 | 0.00047715 | 43298.6114 | 24533.957 | 79.4814 | 358.4646 | 8040.9568 | 437.946 | 7603.0109 | -16930.9462 | FALSE
| 60401264 | CHA006 | CHA | 22KV | 112.84 | 30 | 48008.7507 | 3.226% | Single phase | 44.74 | 0.00064895 | 0.00070952 | 0.00077607 | 0.00084923 | 0.00092964 | 0.0010181 | 0.0011153 | 0.0012223 | 0.00134 | 0.0014696 | 0.0016122 | 0.0017692 | 0.001942 | 0.0021324 | 0.0023421 | 0.0025732 | 0.0028278 | 0.0031083 | 0.0034175 | 0.0036983 | 0.22558 | 0.22813 | 0.23242 | 0.2351 | 0.2351 | 0.23606 | 0.24058 | 0.24584 | 0.24519 | 0.24519 | 0.24519 | 0.24519 | 0.24519 | 0.24519 | 0.24519 | 0.24519 | 0.24519 | 0.24519 | 0.24519 | 0.24519 | 269.8285 | 140.348 | 0.00012078 | 5048.4616 | 2860.5707 | 20.1191 | 10.5797 | 410.1765 | 30.6988 | 379.4777 | -2481.093 | FALSE
| 60401265 | CHA006 | CHA | 22KV | 3144.39 | 30 | 48008.7507 | 3.226% | Single phase | 44.74 | 0.018084 | 0.019771 | 0.021626 | 0.023664 | 0.025905 | 0.02837 | 0.03108 | 0.034061 | 0.037341 | 0.040951 | 0.044925 | 0.0493 | 0.054117 | 0.059422 | 0.065266 | 0.071704 | 0.078798 | 0.086616 | 0.095232 | 0.10306 | 0.22558 | 0.22813 | 0.23242 | 0.2351 | 0.2351 | 0.23606 | 0.24058 | 0.24584 | 0.24519 | 0.24519 | 0.24519 | 0.24519 | 0.24519 | 0.24519 | 0.24519 | 0.24519 | 0.24519 | 0.24519 | 0.24519 | 0.24519 | 7519.019 | 108981.5145 | 0.0033657 | 140680.0086 | 79712.4244 | 560.6362 | 8215.2447 | 116500.5335 | 8775.881 | 107724.6526 | 28012.2282 | TRUE
| 60401273 | CHA006 | CHA | 22KV | 1475.34 | 30 | 48008.7507 | 3.226% | Three phase | 97.13 | 0.0097943 | 0.010535 | 0.011334 | 0.012197 | 0.013129 | 0.014137 | 0.015224 | 0.0164 | 0.01767 | 0.019043 | 0.020527 | 0.022131 | 0.023866 | 0.025741 | 0.027769 | 0.029962 | 0.032335 | 0.034902 | 0.037678 | 0.040683 | 0.22558 | 0.22813 | 0.23242 | 0.2351 | 0.2351 | 0.23606 | 0.24058 | 0.24584 | 0.24519 | 0.24519 | 0.24519 | 0.24519 | 0.24519 | 0.24519 | 0.24519 | 0.24519 | 0.24519 | 0.24519 | 0.24519 | 0.24519 | 3361.2817 | 49712.4378 | 0.0015792 | 143299.7742 | 81196.8419 | 263.0491 | 3926.353 | 53073.7195 | 4189.4021 | 48884.3175 | -32312.5244 | FALSE
| 60401282 | CHA006 | CHA | 22KV | 831.52 | 30 | 48008.7507 | 3.226% | Single phase | 44.74 | 0.0077087 | 0.0082929 | 0.0089234 | 0.0096039 | 0.010339 | 0.011132 | 0.011989 | 0.012914 | 0.013913 | 0.014993 | 0.016159 | 0.017419 | 0.01878 | 0.020251 | 0.021842 | 0.023561 | 0.025419 | 0.027253 | 0.027253 | 0.027253 | 0.22558 | 0.22813 | 0.23242 | 0.2351 | 0.2351 | 0.23606 | 0.24058 | 0.24584 | 0.24519 | 0.24519 | 0.24519 | 0.24519 | 0.24519 | 0.24519 | 0.24519 | 0.24519 | 0.24519 | 0.24519 | 0.24519 | 0.24519 | 2600.3401 | 9986.3703 | 0.00089003 | 37202.2048 | 21079.5974 | 148.2578 | 574.504 | 12586.7104 | 722.7618 | 11863.9486 | -9215.6487 | FALSE
| 60401312 | CHA006 | CHA | 22KV | 185.05 | 30 | 48008.7507 | 3.226% | Three phase | 97.13 | 0.0011024 | 0.0012061 | 0.00132 | 0.0014453 | 0.0015831 | 0.0017347 | 0.0019016 | 0.0020852 | 0.0022874 | 0.0025101 | 0.0027552 | 0.0030253 | 0.0033229 | 0.0036508 | 0.0040121 | 0.0044105 | 0.0048496 | 0.0053338 | 0.0058679 | 0.006065 | 0.22558 | 0.22813 | 0.23242 | 0.2351 | 0.2351 | 0.23606 | 0.24058 | 0.24584 | 0.24519 | 0.24519 | 0.24519 | 0.24519 | 0.24519 | 0.24519 | 0.24519 | 0.24519 | 0.24519 | 0.24519 | 0.24519 | 0.24519 | 459.7944 | 851.4477 | 0.00019807 | 17973.9065 | 10184.4155 | 32.9939 | 61.7708 | 1311.2421 | 94.7647 | 1216.4773 | -8967.9382 | FALSE
| 60401316 | CHA006 | CHA | 22KV | 3659.66 | 30 | 48008.7507 | 3.226% | Three phase | 97.13 | 0.032863 | 0.035707 | 0.038808 | 0.042192 | 0.045883 | 0.04991 | 0.054306 | 0.059104 | 0.064341 | 0.07006 | 0.076305 | 0.083125 | 0.090574 | 0.098712 | 0.1076 | 0.11732 | 0.11994 | 0.11994 | 0.11994 | 0.11994 | 0.22558 | 0.22813 | 0.23242 | 0.2351 | 0.2351 | 0.23606 | 0.24058 | 0.24584 | 0.24519 | 0.24519 | 0.24519 | 0.24519 | 0.24519 | 0.24519 | 0.24519 | 0.24519 | 0.24519 | 0.24519 | 0.24519 | 0.24519 | 11983.8286 | 439452.5324 | 0.0039172 | 355462.7758 | 201413.1213 | 652.5075 | 24159.4243 | 451436.361 | 24811.9318 | 426624.4293 | 225211.3079 | TRUE
| 60401319 | CHA006 | CHA | 22KV | 3737.14 | 30 | 48008.7507 | 3.226% | Three phase | 97.13 | 0.035189 | 0.038477 | 0.042086 | 0.046049 | 0.050401 | 0.055181 | 0.060432 | 0.066202 | 0.072543 | 0.079513 | 0.087175 | 0.095599 | 0.10486 | 0.11505 | 0.12248 | 0.12248 | 0.12248 | 0.12248 | 0.12248 | 0.12248 | 0.22558 | 0.22813 | 0.23242 | 0.2351 | 0.2351 | 0.23606 | 0.24058 | 0.24584 | 0.24519 | 0.24519 | 0.24519 | 0.24519 | 0.24519 | 0.24519 | 0.24519 | 0.24519 | 0.24519 | 0.24519 | 0.24519 | 0.24519 | 13101.0555 | 490560.8208 | 0.0040001 | 362988.4082 | 205677.3122 | 666.3219 | 25193.2292 | 503661.8762 | 25859.5511 | 477802.3251 | 272125.0129 | TRUE
| 60401321 | CHA006 | CHA | 22KV | 47.99 | 30 | 48008.7507 | 3.226% | Three phase | 97.13 | 0.00044553 | 0.00048368 | 0.00052526 | 0.00057056 | 0.00061995 | 0.00067378 | 0.00073248 | 0.00079649 | 0.00086631 | 0.00094246 | 0.0010255 | 0.0011162 | 0.0012151 | 0.001323 | 0.0014409 | 0.0015695 | 0.0015729 | 0.0015729 | 0.0015729 | 0.0015729 | 0.22558 | 0.22813 | 0.23242 | 0.2351 | 0.2351 | 0.23606 | 0.24058 | 0.24584 | 0.24519 | 0.24519 | 0.24519 | 0.24519 | 0.24519 | 0.24519 | 0.24519 | 0.24519 | 0.24519 | 0.24519 | 0.24519 | 0.24519 | 160.205 | 77.0486 | 5.1367e-05 | 4661.2687 | 2641.1786 | 8.5565 | 4.1544 | 237.2536 | 12.7109 | 224.5427 | -2416.6359 | FALSE
| 60401339 | CHA006 | CHA | 22KV | 41.53 | 30 | 48008.7507 | 3.226% | Three phase | 97.13 | 0.00052391 | 0.000569 | 0.00061812 | 0.00067165 | 0.00072999 | 0.00079358 | 0.0008629 | 0.00093848 | 0.0010209 | 0.0011108 | 0.0012088 | 0.0013158 | 0.0013611 | 0.0013611 | 0.0013611 | 0.0013611 | 0.0013611 | 0.0013611 | 0.0013611 | 0.0013611 | 0.22558 | 0.22813 | 0.23242 | 0.2351 | 0.2351 | 0.23606 | 0.24058 | 0.24584 | 0.24519 | 0.24519 | 0.24519 | 0.24519 | 0.24519 | 0.24519 | 0.24519 | 0.24519 | 0.24519 | 0.24519 | 0.24519 | 0.24519 | 168.4691 | 70.2165 | 4.4452e-05 | 4033.8089 | 2285.6459 | 7.4047 | 3.1112 | 238.6857 | 10.5159 | 228.1698 | -2057.4762 | FALSE
| 60401353 | CHA006 | CHA | 22KV | 2207.1 | 30 | 48008.7507 | 3.226% | Three phase | 97.13 | 0.020567 | 0.022127 | 0.023811 | 0.025629 | 0.027592 | 0.029711 | 0.031999 | 0.034471 | 0.03714 | 0.040024 | 0.04314 | 0.046507 | 0.050145 | 0.054077 | 0.058327 | 0.062921 | 0.067888 | 0.072337 | 0.072337 | 0.072337 | 0.22558 | 0.22813 | 0.23242 | 0.2351 | 0.2351 | 0.23606 | 0.24058 | 0.24584 | 0.24519 | 0.24519 | 0.24519 | 0.24519 | 0.24519 | 0.24519 | 0.24519 | 0.24519 | 0.24519 | 0.24519 | 0.24519 | 0.24519 | 6934.123 | 153454.4778 | 0.0023624 | 214375.623 | 121470 | 393.52 | 8787.1719 | 160388.6008 | 9180.6919 | 151207.9089 | 29737.9089 | TRUE
| 60401357 | CHA006 | CHA | 22KV | 37.29 | 30 | 48008.7507 | 3.226% | Three phase | 97.13 | 0.00033663 | 0.00037087 | 0.00040875 | 0.00045068 | 0.0004971 | 0.0005485 | 0.00060543 | 0.00066849 | 0.00073835 | 0.00081578 | 0.00090159 | 0.00099673 | 0.0011022 | 0.0012192 | 0.0012222 | 0.0012222 | 0.0012222 | 0.0012222 | 0.0012222 | 0.0012222 | 0.22558 | 0.22813 | 0.23242 | 0.2351 | 0.2351 | 0.23606 | 0.24058 | 0.24584 | 0.24519 | 0.24519 | 0.24519 | 0.24519 | 0.24519 | 0.24519 | 0.24519 | 0.24519 | 0.24519 | 0.24519 | 0.24519 | 0.24519 | 132.1227 | 49.3451 | 3.9914e-05 | 3621.9777 | 2052.2932 | 6.6487 | 2.5084 | 181.4679 | 9.1571 | 172.3108 | -1879.9824 | FALSE
| 60401358 | CHA006 | CHA | 22KV | 150.06 | 30 | 48008.7507 | 3.226% | Three phase | 97.13 | 0.0013547 | 0.0014924 | 0.0016449 | 0.0018136 | 0.0020004 | 0.0022072 | 0.0024363 | 0.0026901 | 0.0029712 | 0.0032828 | 0.0036281 | 0.004011 | 0.0044354 | 0.0049061 | 0.0049182 | 0.0049182 | 0.0049182 | 0.0049182 | 0.0049182 | 0.0049182 | 0.22558 | 0.22813 | 0.23242 | 0.2351 | 0.2351 | 0.23606 | 0.24058 | 0.24584 | 0.24519 | 0.24519 | 0.24519 | 0.24519 | 0.24519 | 0.24519 | 0.24519 | 0.24519 | 0.24519 | 0.24519 | 0.24519 | 0.24519 | 531.6797 | 799.0783 | 0.00016062 | 14575.3278 | 8258.7052 | 26.7553 | 40.6195 | 1330.758 | 67.3748 | 1263.3832 | -6995.322 | FALSE
| 60401360 | CHA006 | CHA | 22KV | 869.85 | 30 | 48008.7507 | 3.226% | Single phase | 44.74 | 0.008064 | 0.0086751 | 0.0093347 | 0.010047 | 0.010815 | 0.011645 | 0.012541 | 0.013509 | 0.014554 | 0.015684 | 0.016904 | 0.018222 | 0.019646 | 0.021185 | 0.022849 | 0.024647 | 0.02659 | 0.028509 | 0.028509 | 0.028509 | 0.22558 | 0.22813 | 0.23242 | 0.2351 | 0.2351 | 0.23606 | 0.24058 | 0.24584 | 0.24519 | 0.24519 | 0.24519 | 0.24519 | 0.24519 | 0.24519 | 0.24519 | 0.24519 | 0.24519 | 0.24519 | 0.24519 | 0.24519 | 2720.2062 | 10928.2596 | 0.00093106 | 38917.089 | 22051.2889 | 155.0919 | 628.6898 | 13648.4658 | 783.7817 | 12864.6841 | -9186.6049 | FALSE
| 60401385 | CHA006 | CHA | 22KV | 4504.59 | 30 | 48008.7507 | 3.226% | Three phase | 97.13 | 0.041977 | 0.045161 | 0.048598 | 0.052308 | 0.056313 | 0.060638 | 0.065309 | 0.070353 | 0.075802 | 0.081688 | 0.088047 | 0.094919 | 0.10234 | 0.11037 | 0.11904 | 0.12842 | 0.13856 | 0.14764 | 0.14764 | 0.14764 | 0.22558 | 0.22813 | 0.23242 | 0.2351 | 0.2351 | 0.23606 | 0.24058 | 0.24584 | 0.24519 | 0.24519 | 0.24519 | 0.24519 | 0.24519 | 0.24519 | 0.24519 | 0.24519 | 0.24519 | 0.24519 | 0.24519 | 0.24519 | 14152.2274 | 639213.7093 | 0.0048216 | 437530.8267 | 247914.7058 | 803.1562 | 36602.9121 | 653365.9367 | 37406.0683 | 615959.8684 | 368045.1626 | TRUE
| 60401400 | CHA006 | CHA | 22KV | 18.64 | 30 | 48008.7507 | 3.226% | Three phase | 97.13 | 0.00021191 | 0.00023312 | 0.00025653 | 0.0002824 | 0.00031098 | 0.00034256 | 0.00037746 | 0.00041604 | 0.0004587 | 0.00050586 | 0.00055803 | 0.00061092 | 0.00061092 | 0.00061092 | 0.00061092 | 0.00061092 | 0.00061092 | 0.00061092 | 0.00061092 | 0.00061092 | 0.22558 | 0.22813 | 0.23242 | 0.2351 | 0.2351 | 0.23606 | 0.24058 | 0.24584 | 0.24519 | 0.24519 | 0.24519 | 0.24519 | 0.24519 | 0.24519 | 0.24519 | 0.24519 | 0.24519 | 0.24519 | 0.24519 | 0.24519 | 74.6584 | 13.9554 | 1.9952e-05 | 1810.5032 | 1025.8714 | 3.3235 | 0.62675 | 88.6138 | 3.9502 | 84.6636 | -941.2079 | FALSE
| 60401408 | CHA006 | CHA | 22KV | 359.67 | 30 | 48008.7507 | 3.226% | Three phase | 97.13 | 0.0033973 | 0.0037206 | 0.0040761 | 0.004467 | 0.0048971 | 0.0053702 | 0.0058909 | 0.006464 | 0.0070948 | 0.0077894 | 0.0085542 | 0.0093965 | 0.010324 | 0.011346 | 0.011788 | 0.011788 | 0.011788 | 0.011788 | 0.011788 | 0.011788 | 0.22558 | 0.22813 | 0.23242 | 0.2351 | 0.2351 | 0.23606 | 0.24058 | 0.24584 | 0.24519 | 0.24519 | 0.24519 | 0.24519 | 0.24519 | 0.24519 | 0.24519 | 0.24519 | 0.24519 | 0.24519 | 0.24519 | 0.24519 | 1273.1861 | 4588.0616 | 0.00038498 | 34934.7471 | 19794.8054 | 64.1282 | 233.3531 | 5861.2477 | 297.4813 | 5563.7665 | -14231.0389 | FALSE
| 60401417 | CHA006 | CHA | 22KV | 686.8 | 30 | 48008.7507 | 3.226% | Single phase | 44.74 | 0.006367 | 0.0068495 | 0.0073703 | 0.0079324 | 0.0085393 | 0.0091945 | 0.0099021 | 0.010666 | 0.011492 | 0.012383 | 0.013346 | 0.014387 | 0.015512 | 0.016727 | 0.01804 | 0.01946 | 0.020995 | 0.02251 | 0.02251 | 0.02251 | 0.22558 | 0.22813 | 0.23242 | 0.2351 | 0.2351 | 0.23606 | 0.24058 | 0.24584 | 0.24519 | 0.24519 | 0.24519 | 0.24519 | 0.24519 | 0.24519 | 0.24519 | 0.24519 | 0.24519 | 0.24519 | 0.24519 | 0.24519 | 2147.7698 | 6812.7561 | 0.00073513 | 30727.432 | 17410.847 | 122.4546 | 391.9298 | 8960.5259 | 514.3844 | 8446.1416 | -8964.7054 | FALSE
| 60401420 | CHA006 | CHA | 22KV | 795.06 | 30 | 48008.7507 | 3.226% | Three phase | 97.13 | 0.0073707 | 0.0079292 | 0.0085321 | 0.0091828 | 0.0098854 | 0.010644 | 0.011463 | 0.012348 | 0.013303 | 0.014335 | 0.01545 | 0.016655 | 0.017957 | 0.019364 | 0.020884 | 0.022527 | 0.024304 | 0.026058 | 0.026058 | 0.026058 | 0.22558 | 0.22813 | 0.23242 | 0.2351 | 0.2351 | 0.23606 | 0.24058 | 0.24584 | 0.24519 | 0.24519 | 0.24519 | 0.24519 | 0.24519 | 0.24519 | 0.24519 | 0.24519 | 0.24519 | 0.24519 | 0.24519 | 0.24519 | 2486.3219 | 19820.7227 | 0.00085101 | 77224.1778 | 43756.9381 | 141.757 | 1140.2627 | 22307.0446 | 1282.0197 | 21025.0249 | -22731.9133 | FALSE
| 60401441 | CHA006 | CHA | 22KV | 1959.09 | 30 | 48008.7507 | 3.226% | Three phase | 97.13 | 0.022637 | 0.024586 | 0.026711 | 0.029027 | 0.031552 | 0.034305 | 0.037306 | 0.04058 | 0.04415 | 0.048044 | 0.052293 | 0.056929 | 0.061988 | 0.064209 | 0.064209 | 0.064209 | 0.064209 | 0.064209 | 0.064209 | 0.064209 | 0.22558 | 0.22813 | 0.23242 | 0.2351 | 0.2351 | 0.23606 | 0.24058 | 0.24584 | 0.24519 | 0.24519 | 0.24519 | 0.24519 | 0.24519 | 0.24519 | 0.24519 | 0.24519 | 0.24519 | 0.24519 | 0.24519 | 0.24519 | 7558.9291 | 148544.8518 | 0.0020969 | 190286.4117 | 107820.5166 | 349.3004 | 6923.3116 | 156103.7809 | 7272.612 | 148831.1689 | 41010.6522 | TRUE
| 60401442 | CHA006 | CHA | 22KV | 2309.19 | 30 | 48008.7507 | 3.226% | Three phase | 97.13 | 0.020416 | 0.021929 | 0.023558 | 0.025315 | 0.027208 | 0.029249 | 0.03145 | 0.033822 | 0.036381 | 0.03914 | 0.042117 | 0.045327 | 0.048791 | 0.052528 | 0.056561 | 0.060913 | 0.06561 | 0.070679 | 0.075683 | 0.075683 | 0.22558 | 0.22813 | 0.23242 | 0.2351 | 0.2351 | 0.23606 | 0.24058 | 0.24584 | 0.24519 | 0.24519 | 0.24519 | 0.24519 | 0.24519 | 0.24519 | 0.24519 | 0.24519 | 0.24519 | 0.24519 | 0.24519 | 0.24519 | 6840.5269 | 158390.0992 | 0.0024717 | 224291.6247 | 127088.6273 | 411.7223 | 9618.8785 | 165230.6262 | 10030.6008 | 155200.0253 | 28111.3981 | TRUE
| 60401492 | CHA006 | CHA | 22KV | 29.56 | 30 | 48008.7507 | 3.226% | Three phase | 97.13 | 0.00015785 | 0.00017264 | 0.00018891 | 0.0002068 | 0.00022648 | 0.00024814 | 0.00027197 | 0.0002982 | 0.00032708 | 0.00035888 | 0.00039391 | 0.0004325 | 0.00047502 | 0.00052188 | 0.00057354 | 0.00063048 | 0.00069327 | 0.00076252 | 0.00083889 | 0.00092315 | 0.22558 | 0.22813 | 0.23242 | 0.2351 | 0.2351 | 0.23606 | 0.24058 | 0.24584 | 0.24519 | 0.24519 | 0.24519 | 0.24519 | 0.24519 | 0.24519 | 0.24519 | 0.24519 | 0.24519 | 0.24519 | 0.24519 | 0.24519 | 66.0837 | 19.5472 | 3.164e-05 | 2871.1628 | 1626.8648 | 5.2705 | 1.5762 | 85.6309 | 6.8467 | 78.7842 | -1548.0806 | FALSE
| 60401520 | CHA006 | CHA | 22KV | 2540.17 | 30 | 48008.7507 | 3.226% | Three phase | 97.13 | 0.016863 | 0.018138 | 0.019514 | 0.021001 | 0.022606 | 0.02434 | 0.026213 | 0.028237 | 0.030424 | 0.032788 | 0.035342 | 0.038104 | 0.041091 | 0.04432 | 0.047811 | 0.051588 | 0.055673 | 0.060092 | 0.064873 | 0.070045 | 0.22558 | 0.22813 | 0.23242 | 0.2351 | 0.2351 | 0.23606 | 0.24058 | 0.24584 | 0.24519 | 0.24519 | 0.24519 | 0.24519 | 0.24519 | 0.24519 | 0.24519 | 0.24519 | 0.24519 | 0.24519 | 0.24519 | 0.24519 | 5787.2944 | 147369.0865 | 0.0027189 | 246726.7121 | 139800.8472 | 452.9054 | 11639.402 | 153156.3809 | 12092.3074 | 141064.0735 | 1263.2263 | TRUE
| 60401528 | CHA006 | CHA | 22KV | 67.49 | 30 | 48008.7507 | 3.226% | Three phase | 97.13 | 0.00036039 | 0.00039417 | 0.00043132 | 0.00047216 | 0.0005171 | 0.00056653 | 0.00062094 | 0.00068083 | 0.00074677 | 0.00081938 | 0.00089936 | 0.00098747 | 0.0010846 | 0.0011915 | 0.0013095 | 0.0014395 | 0.0015828 | 0.0017409 | 0.0019153 | 0.0021077 | 0.22558 | 0.22813 | 0.23242 | 0.2351 | 0.2351 | 0.23606 | 0.24058 | 0.24584 | 0.24519 | 0.24519 | 0.24519 | 0.24519 | 0.24519 | 0.24519 | 0.24519 | 0.24519 | 0.24519 | 0.24519 | 0.24519 | 0.24519 | 150.8791 | 101.8953 | 7.2239e-05 | 6555.3037 | 3714.381 | 12.0333 | 8.2164 | 252.7744 | 20.2497 | 232.5247 | -3481.8563 | FALSE
| 60401554 | CHA006 | CHA | 22KV | 907.36 | 30 | 48008.7507 | 3.226% | Covered | 390 | 0.0081931 | 0.0089269 | 0.0097297 | 0.010608 | 0.011569 | 0.01262 | 0.013771 | 0.015032 | 0.016411 | 0.017922 | 0.019577 | 0.02139 | 0.023376 | 0.025552 | 0.027937 | 0.029739 | 0.029739 | 0.029739 | 0.029739 | 0.029739 | 0.22558 | 0.22813 | 0.23242 | 0.2351 | 0.2351 | 0.23606 | 0.24058 | 0.24584 | 0.24519 | 0.24519 | 0.24519 | 0.24519 | 0.24519 | 0.24519 | 0.24519 | 0.24519 | 0.24519 | 0.24519 | 0.24519 | 0.24519 | 3034.2983 | 110759.2008 | 0.00097121 | 353870.4 | 200510.8458 | 161.7798 | 5963.1479 | 113793.4991 | 6124.9277 | 107668.5714 | -92842.2744 | FALSE
| 60401608 | CHA006 | CHA | 22KV | 138.4 | 30 | 48008.7507 | 3.226% | Three phase | 97.13 | 0.0017597 | 0.0019187 | 0.0020927 | 0.0022831 | 0.0024914 | 0.0027194 | 0.002969 | 0.0032423 | 0.0035416 | 0.0038693 | 0.0042283 | 0.004536 | 0.004536 | 0.004536 | 0.004536 | 0.004536 | 0.004536 | 0.004536 | 0.004536 | 0.004536 | 0.22558 | 0.22813 | 0.23242 | 0.2351 | 0.2351 | 0.23606 | 0.24058 | 0.24584 | 0.24519 | 0.24519 | 0.24519 | 0.24519 | 0.24519 | 0.24519 | 0.24519 | 0.24519 | 0.24519 | 0.24519 | 0.24519 | 0.24519 | 571.2573 | 793.4597 | 0.00014814 | 13442.792 | 7616.9852 | 24.6763 | 34.5523 | 1364.717 | 59.2287 | 1305.4883 | -6311.4969 | FALSE
| 60401623 | CHA006 | CHA | 22KV | 357.93 | 30 | 48008.7507 | 3.226% | Three phase | 97.13 | 0.003323 | 0.0036075 | 0.0039176 | 0.0042555 | 0.0046238 | 0.0050254 | 0.0054632 | 0.0059406 | 0.0064613 | 0.0070292 | 0.0076489 | 0.0083249 | 0.0090626 | 0.0098677 | 0.010747 | 0.011706 | 0.011731 | 0.011731 | 0.011731 | 0.011731 | 0.22558 | 0.22813 | 0.23242 | 0.2351 | 0.2351 | 0.23606 | 0.24058 | 0.24584 | 0.24519 | 0.24519 | 0.24519 | 0.24519 | 0.24519 | 0.24519 | 0.24519 | 0.24519 | 0.24519 | 0.24519 | 0.24519 | 0.24519 | 1194.8777 | 4286.0712 | 0.00038312 | 34765.7409 | 19699.0427 | 63.8179 | 231.1007 | 5480.949 | 294.9187 | 5186.0303 | -14513.0124 | FALSE
| 60405326 | CME014 | CME | 22KV | 1595.22 | 1 | 46875.2879 | 50% | Three phase | 97.13 | 0.0097188 | 0.010636 | 0.011646 | 0.012756 | 0.013978 | 0.015322 | 0.016802 | 0.018432 | 0.020227 | 0.022204 | 0.024382 | 0.026782 | 0.029427 | 0.032343 | 0.035557 | 0.039102 | 0.043011 | 0.047323 | 0.052079 | 0.052283 | 5.814 | 5.8905 | 6.0005 | 6.068 | 6.115 | 6.18 | 6.289 | 6.3995 | 6.446 | 6.446 | 6.446 | 6.446 | 6.446 | 6.446 | 6.446 | 6.446 | 6.446 | 6.446 | 6.446 | 6.446 | 103920.9674 | 64835.7688 | 0.0017075 | 154943.7186 | 87794.56 | 7255.0434 | 4590.355 | 168756.7362 | 11845.3985 | 156911.3378 | 69116.7778 | TRUE
| 60405331 | CME014 | CME | 22KV | 1119.68 | 1 | 46875.2879 | 50% | Three phase | 97.13 | 0.010511 | 0.011476 | 0.012533 | 0.013692 | 0.014962 | 0.016356 | 0.017884 | 0.01956 | 0.0214 | 0.023418 | 0.025634 | 0.028065 | 0.030735 | 0.033666 | 0.036697 | 0.036697 | 0.036697 | 0.036697 | 0.036697 | 0.036697 | 5.814 | 5.8905 | 6.0005 | 6.068 | 6.115 | 6.18 | 6.289 | 6.3995 | 6.446 | 6.446 | 6.446 | 6.446 | 6.446 | 6.446 | 6.446 | 6.446 | 6.446 | 6.446 | 6.446 | 6.446 | 99462.4368 | 43628.7856 | 0.0011985 | 108754.5184 | 61622.731 | 5092.2926 | 2261.481 | 143091.2224 | 7353.7736 | 135737.4487 | 74114.7177 | TRUE
| 60405358 | CME014 | CME | 22KV | 1291.85 | 1 | 46875.2879 | 50% | Single phase | 44.74 | 0.0096611 | 0.010376 | 0.011145 | 0.011975 | 0.01287 | 0.013835 | 0.014875 | 0.015996 | 0.017206 | 0.018511 | 0.019919 | 0.021438 | 0.023078 | 0.024847 | 0.026756 | 0.028817 | 0.031042 | 0.033444 | 0.036037 | 0.038838 | 5.814 | 5.8905 | 6.0005 | 6.068 | 6.115 | 6.18 | 6.289 | 6.3995 | 6.446 | 6.446 | 6.446 | 6.446 | 6.446 | 6.446 | 6.446 | 6.446 | 6.446 | 6.446 | 6.446 | 6.446 | 83252.4432 | 19423.6026 | 0.0013828 | 57797.369 | 32749.2758 | 5875.3199 | 1386.666 | 102676.0458 | 7261.986 | 95414.0598 | 62664.784 | TRUE
| 60405366 | CME014 | CME | 22KV | 873.54 | 1 | 46875.2879 | 50% | Single phase | 44.74 | 0.0065328 | 0.0070159 | 0.0075365 | 0.0080976 | 0.0087026 | 0.0093548 | 0.010058 | 0.010817 | 0.011635 | 0.012517 | 0.013469 | 0.014496 | 0.015605 | 0.016801 | 0.018092 | 0.019486 | 0.02099 | 0.022614 | 0.024368 | 0.026262 | 5.814 | 5.8905 | 6.0005 | 6.068 | 6.115 | 6.18 | 6.289 | 6.3995 | 6.446 | 6.446 | 6.446 | 6.446 | 6.446 | 6.446 | 6.446 | 6.446 | 6.446 | 6.446 | 6.446 | 6.446 | 56294.724 | 8881.1907 | 0.00093501 | 39082.1796 | 22144.8329 | 3972.8506 | 634.0351 | 65175.9147 | 4606.8856 | 60569.0291 | 38424.1962 | TRUE
| 60405383 | CME014 | CME | 22KV | 76.88 | 1 | 46875.2879 | 50% | Three phase | 97.13 | 0.00044004 | 0.00047284 | 0.00050824 | 0.00054643 | 0.00058765 | 0.00063215 | 0.00068018 | 0.00073204 | 0.00078805 | 0.00084853 | 0.00091387 | 0.00098445 | 0.0010607 | 0.0011431 | 0.0012322 | 0.0013284 | 0.0014324 | 0.0015449 | 0.0016665 | 0.001798 | 5.814 | 5.8905 | 6.0005 | 6.068 | 6.115 | 6.18 | 6.289 | 6.3995 | 6.446 | 6.446 | 6.446 | 6.446 | 6.446 | 6.446 | 6.446 | 6.446 | 6.446 | 6.446 | 6.446 | 6.446 | 3824.4402 | 115.2684 | 8.229e-05 | 7467.3544 | 4231.1692 | 349.6494 | 10.6618 | 3939.7087 | 360.3112 | 3579.3974 | -651.7718 | FALSE
| 60405384 | CME014 | CME | 22KV | 342.14 | 1 | 46875.2879 | 50% | Three phase | 97.13 | 0.0019583 | 0.0021043 | 0.0022618 | 0.0024318 | 0.0026152 | 0.0028132 | 0.003027 | 0.0032578 | 0.0035071 | 0.0037762 | 0.004067 | 0.0043811 | 0.0047205 | 0.0050872 | 0.0054835 | 0.0059118 | 0.0063748 | 0.0068753 | 0.0074165 | 0.0080017 | 5.814 | 5.8905 | 6.0005 | 6.068 | 6.115 | 6.18 | 6.289 | 6.3995 | 6.446 | 6.446 | 6.446 | 6.446 | 6.446 | 6.446 | 6.446 | 6.446 | 6.446 | 6.446 | 6.446 | 6.446 | 17019.953 | 2282.923 | 0.00036622 | 33232.0582 | 18830.0239 | 1556.0491 | 211.1606 | 19302.876 | 1767.2096 | 17535.6664 | -1294.3576 | FALSE
| 60405385 | CME014 | CME | 22KV | 71.02 | 1 | 46875.2879 | 50% | Three phase | 97.13 | 0.00038167 | 0.00040977 | 0.00044005 | 0.00047271 | 0.00050793 | 0.00054591 | 0.00058688 | 0.00063108 | 0.00067877 | 0.00073024 | 0.00078579 | 0.00084575 | 0.00091048 | 0.00098038 | 0.0010559 | 0.0011374 | 0.0012254 | 0.0013205 | 0.0014232 | 0.0015342 | 5.814 | 5.8905 | 6.0005 | 6.068 | 6.115 | 6.18 | 6.289 | 6.3995 | 6.446 | 6.446 | 6.446 | 6.446 | 6.446 | 6.446 | 6.446 | 6.446 | 6.446 | 6.446 | 6.446 | 6.446 | 3285.924 | 91.4994 | 7.6017e-05 | 6898.1726 | 3908.6581 | 322.9982 | 9.0984 | 3377.4234 | 332.0966 | 3045.3268 | -863.3314 | FALSE
| 60405387 | CME014 | CME | 22KV | 1492.68 | 1 | 46875.2879 | 50% | Three phase | 97.13 | 0.012173 | 0.013321 | 0.014584 | 0.015972 | 0.017498 | 0.019176 | 0.021022 | 0.023052 | 0.025287 | 0.027746 | 0.030453 | 0.033432 | 0.036713 | 0.040327 | 0.044306 | 0.04869 | 0.048922 | 0.048922 | 0.048922 | 0.048922 | 5.814 | 5.8905 | 6.0005 | 6.068 | 6.115 | 6.18 | 6.289 | 6.3995 | 6.446 | 6.446 | 6.446 | 6.446 | 6.446 | 6.446 | 6.446 | 6.446 | 6.446 | 6.446 | 6.446 | 6.446 | 122192.537 | 71398.3143 | 0.0015977 | 144984.0084 | 82151.1665 | 6788.6926 | 4019.1899 | 193590.8513 | 10807.8826 | 182782.9687 | 100631.8022 | TRUE
| 60405388 | CME014 | CME | 22KV | 477.66 | 1 | 46875.2879 | 50% | Three phase | 97.13 | 0.0035039 | 0.0038341 | 0.0041971 | 0.0045961 | 0.005035 | 0.0055176 | 0.0060485 | 0.0066327 | 0.0072756 | 0.0079833 | 0.0087624 | 0.0096202 | 0.010565 | 0.011606 | 0.012752 | 0.014015 | 0.015407 | 0.015655 | 0.015655 | 0.015655 | 5.814 | 5.8905 | 6.0005 | 6.068 | 6.115 | 6.18 | 6.289 | 6.3995 | 6.446 | 6.446 | 6.446 | 6.446 | 6.446 | 6.446 | 6.446 | 6.446 | 6.446 | 6.446 | 6.446 | 6.446 | 36147.5476 | 6756.1962 | 0.00051127 | 46395.1158 | 26288.5054 | 2172.3926 | 411.5692 | 42903.7438 | 2583.9617 | 40319.782 | 14031.2767 | TRUE
| 60405407 | CME014 | CME | 22KV | 289.38 | 1 | 46875.2879 | 50% | Single phase | 44.74 | 0.0014723 | 0.0016206 | 0.0017847 | 0.0019665 | 0.0021679 | 0.002391 | 0.0026382 | 0.0029123 | 0.0032162 | 0.0035533 | 0.0039272 | 0.0043422 | 0.0048027 | 0.0053138 | 0.0058814 | 0.0065116 | 0.0072117 | 0.0079894 | 0.0088535 | 0.0094844 | 5.814 | 5.8905 | 6.0005 | 6.068 | 6.115 | 6.18 | 6.289 | 6.3995 | 6.446 | 6.446 | 6.446 | 6.446 | 6.446 | 6.446 | 6.446 | 6.446 | 6.446 | 6.446 | 6.446 | 6.446 | 17013.197 | 886.1895 | 0.00030974 | 12946.8612 | 7335.9798 | 1316.0971 | 69.58 | 17899.3865 | 1385.6772 | 16513.7093 | 9177.7296 | TRUE
| 60405424 | CME014 | CME | 22KV | 20.56 | 1 | 46875.2879 | 50% | Three phase | 97.13 | 0.00015277 | 0.0001672 | 0.00018307 | 0.00020051 | 0.0002197 | 0.00024081 | 0.00026404 | 0.0002896 | 0.00031774 | 0.00034872 | 0.00038282 | 0.00042039 | 0.00046176 | 0.00050735 | 0.00055757 | 0.00061292 | 0.00067385 | 0.00067385 | 0.00067385 | 0.00067385 | 5.814 | 5.8905 | 6.0005 | 6.068 | 6.115 | 6.18 | 6.289 | 6.3995 | 6.446 | 6.446 | 6.446 | 6.446 | 6.446 | 6.446 | 6.446 | 6.446 | 6.446 | 6.446 | 6.446 | 6.446 | 1574.2649 | 12.6653 | 2.2007e-05 | 1996.9928 | 1131.5406 | 93.5067 | 0.76252 | 1586.9302 | 94.2692 | 1492.6611 | 361.1205 | TRUE
| 60405425 | CME014 | CME | 22KV | 326.58 | 1 | 46875.2879 | 50% | Three phase | 97.13 | 0.0024266 | 0.0026559 | 0.0029079 | 0.003185 | 0.0034898 | 0.0038251 | 0.0041941 | 0.0046001 | 0.0050471 | 0.0055391 | 0.0060809 | 0.0066775 | 0.0073348 | 0.0080588 | 0.0088566 | 0.0097357 | 0.010704 | 0.010704 | 0.010704 | 0.010704 | 5.814 | 5.8905 | 6.0005 | 6.068 | 6.115 | 6.18 | 6.289 | 6.3995 | 6.446 | 6.446 | 6.446 | 6.446 | 6.446 | 6.446 | 6.446 | 6.446 | 6.446 | 6.446 | 6.446 | 6.446 | 25006.0041 | 3195.5713 | 0.00034956 | 31720.7154 | 17973.6634 | 1485.2823 | 192.3908 | 28201.5754 | 1677.6731 | 26523.9022 | 8550.2388 | TRUE
| 60405456 | CME014 | CME | 22KV | 421.16 | 1 | 46875.2879 | 50% | Three phase | 97.13 | 0.0024569 | 0.002638 | 0.0028332 | 0.0030436 | 0.0032705 | 0.0035152 | 0.0037792 | 0.0040639 | 0.0043711 | 0.0047026 | 0.0050603 | 0.0054464 | 0.0058632 | 0.0063131 | 0.0067989 | 0.0073235 | 0.00789 | 0.0085019 | 0.0091628 | 0.0098767 | 5.814 | 5.8905 | 6.0005 | 6.068 | 6.115 | 6.18 | 6.289 | 6.3995 | 6.446 | 6.446 | 6.446 | 6.446 | 6.446 | 6.446 | 6.446 | 6.446 | 6.446 | 6.446 | 6.446 | 6.446 | 21157.8135 | 3493.7951 | 0.0004508 | 40907.2708 | 23178.9702 | 1915.4312 | 319.9627 | 24651.6086 | 2235.3939 | 22416.2147 | -762.7555 | FALSE
| 60405462 | CME014 | CME | 22KV | 664.33 | 1 | 46875.2879 | 50% | Three phase | 97.13 | 0.0038754 | 0.0041611 | 0.004469 | 0.0048009 | 0.0051588 | 0.0055449 | 0.0059612 | 0.0064103 | 0.0068949 | 0.0074178 | 0.0079821 | 0.0085911 | 0.0092485 | 0.0099582 | 0.010725 | 0.011552 | 0.012446 | 0.013411 | 0.014453 | 0.015579 | 5.814 | 5.8905 | 6.0005 | 6.068 | 6.115 | 6.18 | 6.289 | 6.3995 | 6.446 | 6.446 | 6.446 | 6.446 | 6.446 | 6.446 | 6.446 | 6.446 | 6.446 | 6.446 | 6.446 | 6.446 | 33373.944 | 8693.0249 | 0.00071108 | 64526.3729 | 36562.0792 | 3021.3657 | 796.1095 | 42066.9689 | 3817.4753 | 38249.4936 | 1687.4144 | TRUE
| 60405465 | CME015 | CME | 22KV | 2236.23 | 2 | 46875.2879 | 33.33% | Three phase | 97.13 | 0.013045 | 0.014007 | 0.015043 | 0.016161 | 0.017365 | 0.018665 | 0.020066 | 0.021578 | 0.023209 | 0.024969 | 0.026869 | 0.028919 | 0.031132 | 0.033521 | 0.0361 | 0.038886 | 0.041893 | 0.045142 | 0.048651 | 0.052442 | 2.4987 | 2.501 | 2.5173 | 2.5337 | 2.5303 | 2.5237 | 2.5467 | 2.5833 | 2.5873 | 2.5873 | 2.5873 | 2.5873 | 2.5873 | 2.5873 | 2.5873 | 2.5873 | 2.5873 | 2.5873 | 2.5873 | 2.5873 | 45525.3033 | 98499.9774 | 0.0023936 | 217205.0199 | 123073.1992 | 4150.5194 | 9020.6543 | 144025.2807 | 13171.1737 | 130854.107 | 7780.9078 | TRUE
| 60405470 | CME015 | CME | 22KV | 628.05 | 2 | 46875.2879 | 33.33% | Three phase | 97.13 | 0.0077679 | 0.0083527 | 0.0089832 | 0.0096632 | 0.010397 | 0.011188 | 0.012041 | 0.012962 | 0.013956 | 0.015028 | 0.016186 | 0.017435 | 0.018783 | 0.020239 | 0.020584 | 0.020584 | 0.020584 | 0.020584 | 0.020584 | 0.020584 | 2.4987 | 2.501 | 2.5173 | 2.5337 | 2.5303 | 2.5237 | 2.5467 | 2.5833 | 2.5873 | 2.5873 | 2.5873 | 2.5873 | 2.5873 | 2.5873 | 2.5873 | 2.5873 | 2.5873 | 2.5873 | 2.5873 | 2.5873 | 25082.9782 | 15250.6195 | 0.00067224 | 61002.4965 | 34565.3724 | 1165.6823 | 711.5305 | 40333.5977 | 1877.2128 | 38456.3849 | 3891.0125 | TRUE
| 60405572 | CME015 | CME | 22KV | 1023.69 | 2 | 46875.2879 | 33.33% | Three phase | 97.13 | 0.0087256 | 0.0093864 | 0.0101 | 0.01087 | 0.011701 | 0.012599 | 0.013569 | 0.014616 | 0.015747 | 0.01697 | 0.01829 | 0.019717 | 0.021259 | 0.022926 | 0.024728 | 0.026676 | 0.028781 | 0.031058 | 0.03352 | 0.033551 | 2.4987 | 2.501 | 2.5173 | 2.5337 | 2.5303 | 2.5237 | 2.5467 | 2.5833 | 2.5873 | 2.5873 | 2.5873 | 2.5873 | 2.5873 | 2.5873 | 2.5873 | 2.5873 | 2.5873 | 2.5873 | 2.5873 | 2.5873 | 30856.2474 | 30560.0922 | 0.0010957 | 99431.0097 | 56339.8234 | 1900.0037 | 1890.3491 | 61416.3397 | 3790.3528 | 57625.9869 | 1286.1635 | TRUE
| 60405575 | CME015 | CME | 22KV | 1584.12 | 2 | 46875.2879 | 33.33% | Single phase | 44.74 | 0.013502 | 0.014525 | 0.015629 | 0.016821 | 0.018107 | 0.019497 | 0.020997 | 0.022618 | 0.024368 | 0.02626 | 0.028303 | 0.030511 | 0.032898 | 0.035477 | 0.038265 | 0.041279 | 0.044538 | 0.048062 | 0.051872 | 0.051919 | 2.4987 | 2.501 | 2.5173 | 2.5337 | 2.5303 | 2.5237 | 2.5467 | 2.5833 | 2.5873 | 2.5873 | 2.5873 | 2.5873 | 2.5873 | 2.5873 | 2.5873 | 2.5873 | 2.5873 | 2.5873 | 2.5873 | 2.5873 | 47748.8289 | 33708.2716 | 0.0016956 | 70873.5288 | 40158.5191 | 2940.1809 | 2085.0854 | 81457.1005 | 5025.2663 | 76431.8342 | 36273.3152 | TRUE
| 60405651 | CME016 | CME | 22KV | 608.07 | 10 | 46875.2879 | 9.091% | Single phase | 44.74 | 0.0063642 | 0.0068365 | 0.0073453 | 0.0078935 | 0.0084844 | 0.0091213 | 0.0098078 | 0.010548 | 0.011346 | 0.012206 | 0.013134 | 0.014135 | 0.015215 | 0.016379 | 0.017635 | 0.018991 | 0.019929 | 0.019929 | 0.019929 | 0.019929 | 0.765 | 0.77527 | 0.79018 | 0.80255 | 0.80891 | 0.81618 | 0.83255 | 0.85182 | 0.859 | 0.859 | 0.859 | 0.859 | 0.859 | 0.859 | 0.859 | 0.859 | 0.859 | 0.859 | 0.859 | 0.859 | 7038.4784 | 5818.414 | 0.00065086 | 27205.0518 | 15414.9879 | 367.0285 | 307.2238 | 12856.8925 | 674.2523 | 12182.6401 | -3232.3478 | FALSE
| 60405655 | CME016 | CME | 22KV | 1674.02 | 10 | 46875.2879 | 9.091% | Three phase | 97.13 | 0.015763 | 0.017235 | 0.018852 | 0.020627 | 0.022577 | 0.024718 | 0.02707 | 0.029655 | 0.032495 | 0.035617 | 0.039049 | 0.042823 | 0.046972 | 0.051535 | 0.054866 | 0.054866 | 0.054866 | 0.054866 | 0.054866 | 0.054866 | 0.765 | 0.77527 | 0.79018 | 0.80255 | 0.80891 | 0.81618 | 0.83255 | 0.85182 | 0.859 | 0.859 | 0.859 | 0.859 | 0.859 | 0.859 | 0.859 | 0.859 | 0.859 | 0.859 | 0.859 | 0.859 | 19955.4176 | 98431.796 | 0.0017918 | 162597.5626 | 92131.3984 | 1010.4315 | 5055.0608 | 118387.2135 | 6065.4924 | 112321.7212 | 20190.3228 | TRUE
| 60405656 | CME016 | CME | 22KV | 3024.05 | 10 | 46875.2879 | 9.091% | Three phase | 97.13 | 0.028475 | 0.031135 | 0.034055 | 0.037262 | 0.040784 | 0.044652 | 0.048901 | 0.05357 | 0.058701 | 0.064341 | 0.070541 | 0.077357 | 0.084853 | 0.093097 | 0.099113 | 0.099113 | 0.099113 | 0.099113 | 0.099113 | 0.099113 | 0.765 | 0.77527 | 0.79018 | 0.80255 | 0.80891 | 0.81618 | 0.83255 | 0.85182 | 0.859 | 0.859 | 0.859 | 0.859 | 0.859 | 0.859 | 0.859 | 0.859 | 0.859 | 0.859 | 0.859 | 0.859 | 36048.6616 | 321212.2206 | 0.0032368 | 293725.9765 | 166431.6766 | 1825.304 | 16496.1667 | 357260.8822 | 18321.4708 | 338939.4114 | 172507.7348 | TRUE
| 60405657 | CME016 | CME | 22KV | 1447.08 | 10 | 46875.2879 | 9.091% | Three phase | 97.13 | 0.013626 | 0.014899 | 0.016296 | 0.017831 | 0.019516 | 0.021367 | 0.0234 | 0.025635 | 0.02809 | 0.030789 | 0.033755 | 0.037017 | 0.040604 | 0.044549 | 0.047428 | 0.047428 | 0.047428 | 0.047428 | 0.047428 | 0.047428 | 0.765 | 0.77527 | 0.79018 | 0.80255 | 0.80891 | 0.81618 | 0.83255 | 0.85182 | 0.859 | 0.859 | 0.859 | 0.859 | 0.859 | 0.859 | 0.859 | 0.859 | 0.859 | 0.859 | 0.859 | 0.859 | 17250.1438 | 73552.7995 | 0.0015489 | 140554.8804 | 79641.524 | 873.4515 | 3777.3757 | 90802.9433 | 4650.8272 | 86152.116 | 6510.5921 | TRUE
| 60405658 | CME016 | CME | 22KV | 464.21 | 10 | 46875.2879 | 9.091% | Three phase | 97.13 | 0.004371 | 0.0047794 | 0.0052277 | 0.00572 | 0.0062605 | 0.0068543 | 0.0075066 | 0.0082233 | 0.009011 | 0.0098767 | 0.010828 | 0.011875 | 0.013025 | 0.014291 | 0.015214 | 0.015214 | 0.015214 | 0.015214 | 0.015214 | 0.015214 | 0.765 | 0.77527 | 0.79018 | 0.80255 | 0.80891 | 0.81618 | 0.83255 | 0.85182 | 0.859 | 0.859 | 0.859 | 0.859 | 0.859 | 0.859 | 0.859 | 0.859 | 0.859 | 0.859 | 0.859 | 0.859 | 5533.688 | 7569.0802 | 0.00049688 | 45088.7173 | 25548.2709 | 280.1952 | 388.7175 | 13102.7682 | 668.9127 | 12433.8555 | -13114.4154 | FALSE
| 60405674 | CME016 | CME | 22KV | 1492.8 | 10 | 46875.2879 | 9.091% | Three phase | 97.13 | 0.013303 | 0.014319 | 0.015416 | 0.016601 | 0.01788 | 0.019263 | 0.020757 | 0.022372 | 0.024117 | 0.026003 | 0.028042 | 0.030247 | 0.03263 | 0.035208 | 0.037995 | 0.041011 | 0.044272 | 0.047801 | 0.048926 | 0.048926 | 0.765 | 0.77527 | 0.79018 | 0.80255 | 0.80891 | 0.81618 | 0.83255 | 0.85182 | 0.859 | 0.859 | 0.859 | 0.859 | 0.859 | 0.859 | 0.859 | 0.859 | 0.859 | 0.859 | 0.859 | 0.859 | 15414.1883 | 67859.8287 | 0.0015978 | 144995.664 | 82157.7708 | 901.0479 | 4019.8362 | 83274.017 | 4920.8841 | 78353.1329 | -3804.6379 | FALSE
| 60405700 | CME016 | CME | 22KV | 484.54 | 10 | 46875.2879 | 9.091% | Three phase | 97.13 | 0.0042076 | 0.00447 | 0.0047496 | 0.0050475 | 0.0053649 | 0.0057031 | 0.0060635 | 0.0064477 | 0.0068572 | 0.0072937 | 0.007759 | 0.0082551 | 0.0087841 | 0.0093482 | 0.0099497 | 0.010591 | 0.011275 | 0.012005 | 0.012784 | 0.013614 | 0.765 | 0.77527 | 0.79018 | 0.80255 | 0.80891 | 0.81618 | 0.83255 | 0.85182 | 0.859 | 0.859 | 0.859 | 0.859 | 0.859 | 0.859 | 0.859 | 0.859 | 0.859 | 0.859 | 0.859 | 0.859 | 4269.6829 | 6113.0293 | 0.00051864 | 47063.3702 | 26667.1532 | 292.4663 | 423.5107 | 10382.7122 | 715.977 | 9666.7352 | -17000.418 | FALSE
| 60405701 | CME016 | CME | 22KV | 187.31 | 10 | 46875.2879 | 9.091% | Three phase | 97.13 | 0.0016266 | 0.001728 | 0.0018361 | 0.0019512 | 0.0020739 | 0.0022047 | 0.002344 | 0.0024925 | 0.0026508 | 0.0028195 | 0.0029994 | 0.0031912 | 0.0033957 | 0.0036138 | 0.0038463 | 0.0040943 | 0.0043588 | 0.0046409 | 0.0049418 | 0.0052629 | 0.765 | 0.77527 | 0.79018 | 0.80255 | 0.80891 | 0.81618 | 0.83255 | 0.85182 | 0.859 | 0.859 | 0.859 | 0.859 | 0.859 | 0.859 | 0.859 | 0.859 | 0.859 | 0.859 | 0.859 | 0.859 | 1650.5434 | 913.5223 | 0.00020049 | 18193.4203 | 10308.7969 | 113.0595 | 63.2888 | 2564.0657 | 176.3484 | 2387.7173 | -7921.0796 | FALSE
| 60405710 | CME016 | CME | 22KV | 4715.15 | 10 | 46875.2879 | 9.091% | Three phase | 97.13 | 0.04202 | 0.045228 | 0.048693 | 0.052435 | 0.056477 | 0.060845 | 0.065564 | 0.070664 | 0.076175 | 0.082133 | 0.088573 | 0.095536 | 0.10307 | 0.11121 | 0.12001 | 0.12954 | 0.13984 | 0.15098 | 0.15454 | 0.15454 | 0.765 | 0.77527 | 0.79018 | 0.80255 | 0.80891 | 0.81618 | 0.83255 | 0.85182 | 0.859 | 0.859 | 0.859 | 0.859 | 0.859 | 0.859 | 0.859 | 0.859 | 0.859 | 0.859 | 0.859 | 0.859 | 48687.1717 | 677018.4944 | 0.0050469 | 457982.5195 | 259503.0902 | 2846.045 | 40104.7791 | 725705.6661 | 42950.8241 | 682754.8419 | 423251.7517 | TRUE
| 60405712 | CME016 | CME | 22KV | 685.9 | 10 | 46875.2879 | 9.091% | Single phase | 44.74 | 0.007677 | 0.0083789 | 0.0091477 | 0.00999 | 0.010913 | 0.011924 | 0.013033 | 0.014248 | 0.015581 | 0.017042 | 0.018644 | 0.020402 | 0.02233 | 0.02248 | 0.02248 | 0.02248 | 0.02248 | 0.02248 | 0.02248 | 0.02248 | 0.765 | 0.77527 | 0.79018 | 0.80255 | 0.80891 | 0.81618 | 0.83255 | 0.85182 | 0.859 | 0.859 | 0.859 | 0.859 | 0.859 | 0.859 | 0.859 | 0.859 | 0.859 | 0.859 | 0.859 | 0.859 | 9006.8403 | 8395.6463 | 0.00073416 | 30687.166 | 17388.0313 | 414.0064 | 390.9033 | 17402.4867 | 804.9097 | 16597.577 | -790.4544 | FALSE
| 60405736 | CME016 | CME | 22KV | 39.51 | 10 | 46875.2879 | 9.091% | Three phase | 97.13 | 0.00033677 | 0.00036228 | 0.00038981 | 0.00041953 | 0.00045162 | 0.00048627 | 0.0005237 | 0.00056412 | 0.00060778 | 0.00065495 | 0.00070592 | 0.00076099 | 0.00082052 | 0.00088485 | 0.00095439 | 0.0010296 | 0.0011108 | 0.0011987 | 0.0012937 | 0.0012949 | 0.765 | 0.77527 | 0.79018 | 0.80255 | 0.80891 | 0.81618 | 0.83255 | 0.85182 | 0.859 | 0.859 | 0.859 | 0.859 | 0.859 | 0.859 | 0.859 | 0.859 | 0.859 | 0.859 | 0.859 | 0.859 | 390.7114 | 45.5231 | 4.229e-05 | 3837.6063 | 2174.4732 | 23.8481 | 2.8159 | 436.2345 | 26.664 | 409.5705 | -1764.9027 | FALSE
| 60405737 | CME016 | CME | 22KV | 941.74 | 10 | 46875.2879 | 9.091% | Three phase | 97.13 | 0.008027 | 0.008635 | 0.0092913 | 0.0099997 | 0.010765 | 0.011591 | 0.012483 | 0.013446 | 0.014487 | 0.015611 | 0.016826 | 0.018139 | 0.019557 | 0.021091 | 0.022748 | 0.02454 | 0.026477 | 0.028572 | 0.030837 | 0.030865 | 0.765 | 0.77527 | 0.79018 | 0.80255 | 0.80891 | 0.81618 | 0.83255 | 0.85182 | 0.859 | 0.859 | 0.859 | 0.859 | 0.859 | 0.859 | 0.859 | 0.859 | 0.859 | 0.859 | 0.859 | 0.859 | 9312.7945 | 25863.052 | 0.001008 | 91471.2062 | 51829.6216 | 568.4304 | 1599.8053 | 35175.8465 | 2168.2357 | 33007.6108 | -18822.0107 | FALSE
| 60405738 | CME016 | CME | 22KV | 3658.06 | 10 | 46875.2879 | 9.091% | Three phase | 97.13 | 0.034445 | 0.037663 | 0.041195 | 0.045074 | 0.049334 | 0.054013 | 0.059153 | 0.064801 | 0.071008 | 0.07783 | 0.08533 | 0.093576 | 0.10264 | 0.11261 | 0.11989 | 0.11989 | 0.11989 | 0.11989 | 0.11989 | 0.11989 | 0.765 | 0.77527 | 0.79018 | 0.80255 | 0.80891 | 0.81618 | 0.83255 | 0.85182 | 0.859 | 0.859 | 0.859 | 0.859 | 0.859 | 0.859 | 0.859 | 0.859 | 0.859 | 0.859 | 0.859 | 0.859 | 43606.4771 | 470019.3891 | 0.0039155 | 355307.3678 | 201325.0637 | 2207.9898 | 24138.304 | 513625.8662 | 26346.2938 | 487279.5724 | 285954.5087 | TRUE
| 60405749 | CME016 | CME | 22KV | 1721.45 | 10 | 46875.2879 | 9.091% | Single phase | 44.74 | 0.018017 | 0.019354 | 0.020794 | 0.022347 | 0.024019 | 0.025822 | 0.027766 | 0.029861 | 0.03212 | 0.034556 | 0.037183 | 0.040017 | 0.043073 | 0.046369 | 0.049925 | 0.053762 | 0.05642 | 0.05642 | 0.05642 | 0.05642 | 0.765 | 0.77527 | 0.79018 | 0.80255 | 0.80891 | 0.81618 | 0.83255 | 0.85182 | 0.859 | 0.859 | 0.859 | 0.859 | 0.859 | 0.859 | 0.859 | 0.859 | 0.859 | 0.859 | 0.859 | 0.859 | 19925.9768 | 46632.2417 | 0.0018426 | 77017.673 | 43639.9279 | 1039.0601 | 2462.2748 | 66558.2185 | 3501.3349 | 63056.8836 | 19416.9557 | TRUE
| 60405773 | CME016 | CME | 22KV | 461.35 | 10 | 46875.2879 | 9.091% | Three phase | 97.13 | 0.0057603 | 0.0062967 | 0.0068852 | 0.0075307 | 0.0082391 | 0.0090165 | 0.0098698 | 0.010807 | 0.011835 | 0.012965 | 0.014205 | 0.015121 | 0.015121 | 0.015121 | 0.015121 | 0.015121 | 0.015121 | 0.015121 | 0.015121 | 0.015121 | 0.765 | 0.77527 | 0.79018 | 0.80255 | 0.80891 | 0.81618 | 0.83255 | 0.85182 | 0.859 | 0.859 | 0.859 | 0.859 | 0.859 | 0.859 | 0.859 | 0.859 | 0.859 | 0.859 | 0.859 | 0.859 | 6458.4537 | 8799.3777 | 0.00049381 | 44810.9255 | 25390.8679 | 278.4689 | 383.9425 | 15257.8314 | 662.4114 | 14595.42 | -10795.4479 | FALSE
| 60405781 | CME016 | CME | 22KV | 808.86 | 10 | 46875.2879 | 9.091% | Single phase | 44.74 | 0.005124 | 0.0055021 | 0.0059096 | 0.0063489 | 0.0068226 | 0.0073334 | 0.0078844 | 0.0084786 | 0.0091196 | 0.0098113 | 0.010558 | 0.011363 | 0.012232 | 0.013171 | 0.014184 | 0.015278 | 0.016459 | 0.017734 | 0.019111 | 0.020599 | 0.765 | 0.77527 | 0.79018 | 0.80255 | 0.80891 | 0.81618 | 0.83255 | 0.85182 | 0.859 | 0.859 | 0.859 | 0.859 | 0.859 | 0.859 | 0.859 | 0.859 | 0.859 | 0.859 | 0.859 | 0.859 | 5867.3434 | 6447.5615 | 0.00086578 | 36188.3964 | 20505.1509 | 488.2245 | 543.6187 | 12314.9049 | 1031.8433 | 11283.0617 | -9222.0893 | FALSE
| 60405787 | CME016 | CME | 22KV | 975.42 | 10 | 46875.2879 | 9.091% | Three phase | 97.13 | 0.0056902 | 0.0061096 | 0.0065617 | 0.0070491 | 0.0075746 | 0.0081414 | 0.0087527 | 0.0094122 | 0.010124 | 0.010891 | 0.01172 | 0.012614 | 0.013579 | 0.014621 | 0.015747 | 0.016961 | 0.018274 | 0.019691 | 0.021221 | 0.022875 | 0.765 | 0.77527 | 0.79018 | 0.80255 | 0.80891 | 0.81618 | 0.83255 | 0.85182 | 0.859 | 0.859 | 0.859 | 0.859 | 0.859 | 0.859 | 0.859 | 0.859 | 0.859 | 0.859 | 0.859 | 0.859 | 6514.1259 | 18740.73 | 0.0010441 | 94742.5446 | 53683.2347 | 588.7595 | 1716.2811 | 25254.8559 | 2305.0405 | 22949.8153 | -30733.4194 | FALSE
| 60405794 | CME016 | CME | 22KV | 2238.3 | 10 | 46875.2879 | 9.091% | Three phase | 97.13 | 0.021076 | 0.023045 | 0.025207 | 0.02758 | 0.030187 | 0.03305 | 0.036195 | 0.039651 | 0.043449 | 0.047623 | 0.052212 | 0.057257 | 0.062805 | 0.068907 | 0.07336 | 0.07336 | 0.07336 | 0.07336 | 0.07336 | 0.07336 | 0.765 | 0.77527 | 0.79018 | 0.80255 | 0.80891 | 0.81618 | 0.83255 | 0.85182 | 0.859 | 0.859 | 0.859 | 0.859 | 0.859 | 0.859 | 0.859 | 0.859 | 0.859 | 0.859 | 0.859 | 0.859 | 26682.0057 | 175974.8947 | 0.0023958 | 217406.079 | 123187.1238 | 1351.0286 | 9037.3623 | 202656.9004 | 10388.3909 | 192268.5095 | 69081.3857 | TRUE
| 60405800 | CME016 | CME | 22KV | 913.91 | 10 | 46875.2879 | 9.091% | Three phase | 97.13 | 0.0081618 | 0.0087944 | 0.0094783 | 0.010218 | 0.011018 | 0.011883 | 0.012819 | 0.013831 | 0.014926 | 0.016112 | 0.017395 | 0.018784 | 0.020287 | 0.021914 | 0.023677 | 0.025585 | 0.027651 | 0.029889 | 0.029953 | 0.029953 | 0.765 | 0.77527 | 0.79018 | 0.80255 | 0.80891 | 0.81618 | 0.83255 | 0.85182 | 0.859 | 0.859 | 0.859 | 0.859 | 0.859 | 0.859 | 0.859 | 0.859 | 0.859 | 0.859 | 0.859 | 0.859 | 9543.2853 | 25718.2219 | 0.00097822 | 88768.0783 | 50297.9691 | 551.6323 | 1506.6486 | 35261.5072 | 2058.2808 | 33203.2264 | -17094.7427 | FALSE
| 60405814 | CME016 | CME | 22KV | 1247.12 | 10 | 46875.2879 | 9.091% | Three phase | 97.13 | 0.011743 | 0.01284 | 0.014044 | 0.015367 | 0.016819 | 0.018414 | 0.020167 | 0.022092 | 0.024208 | 0.026534 | 0.029091 | 0.031902 | 0.034993 | 0.038393 | 0.040874 | 0.040874 | 0.040874 | 0.040874 | 0.040874 | 0.040874 | 0.765 | 0.77527 | 0.79018 | 0.80255 | 0.80891 | 0.81618 | 0.83255 | 0.85182 | 0.859 | 0.859 | 0.859 | 0.859 | 0.859 | 0.859 | 0.859 | 0.859 | 0.859 | 0.859 | 0.859 | 0.859 | 14866.4893 | 54629.9261 | 0.0013349 | 121132.7656 | 68636.5214 | 752.7565 | 2805.5731 | 69496.4153 | 3558.3296 | 65938.0858 | -2698.4356 | FALSE
| 60405852 | CME016 | CME | 22KV | 249.9 | 10 | 46875.2879 | 9.091% | Three phase | 97.13 | 0.0023531 | 0.0025729 | 0.0028143 | 0.0030792 | 0.0033703 | 0.0036899 | 0.0040411 | 0.0044269 | 0.0048509 | 0.005317 | 0.0058293 | 0.0063926 | 0.007012 | 0.0076933 | 0.0081904 | 0.0081904 | 0.0081904 | 0.0081904 | 0.0081904 | 0.0081904 | 0.765 | 0.77527 | 0.79018 | 0.80255 | 0.80891 | 0.81618 | 0.83255 | 0.85182 | 0.859 | 0.859 | 0.859 | 0.859 | 0.859 | 0.859 | 0.859 | 0.859 | 0.859 | 0.859 | 0.859 | 0.859 | 2978.9721 | 2193.5454 | 0.00026748 | 24272.787 | 13753.5014 | 150.8386 | 112.6517 | 5172.5175 | 263.4903 | 4909.0273 | -8844.4742 | FALSE
| 60405881 | CME016 | CME | 22KV | 90.46 | 10 | 46875.2879 | 9.091% | Three phase | 97.13 | 0.00051541 | 0.00056744 | 0.00062504 | 0.0006888 | 0.00075943 | 0.00083767 | 0.00092438 | 0.0010205 | 0.001127 | 0.0012452 | 0.0013762 | 0.0015216 | 0.0016829 | 0.0018619 | 0.0020606 | 0.0022812 | 0.0025262 | 0.0027983 | 0.0029648 | 0.0029648 | 0.765 | 0.77527 | 0.79018 | 0.80255 | 0.80891 | 0.81618 | 0.83255 | 0.85182 | 0.859 | 0.859 | 0.859 | 0.859 | 0.859 | 0.859 | 0.859 | 0.859 | 0.859 | 0.859 | 0.859 | 0.859 | 782.4398 | 208.0024 | 9.6825e-05 | 8786.3798 | 4978.5584 | 54.6013 | 14.7611 | 990.4421 | 69.3624 | 921.0798 | -4057.4786 | FALSE
| 60405957 | CME016 | CME | 22KV | 921.68 | 10 | 46875.2879 | 9.091% | Three phase | 97.13 | 0.0086786 | 0.0094894 | 0.01038 | 0.011357 | 0.01243 | 0.013609 | 0.014904 | 0.016327 | 0.017891 | 0.01961 | 0.0215 | 0.023577 | 0.025862 | 0.028374 | 0.030208 | 0.030208 | 0.030208 | 0.030208 | 0.030208 | 0.030208 | 0.765 | 0.77527 | 0.79018 | 0.80255 | 0.80891 | 0.81618 | 0.83255 | 0.85182 | 0.859 | 0.859 | 0.859 | 0.859 | 0.859 | 0.859 | 0.859 | 0.859 | 0.859 | 0.859 | 0.859 | 0.859 | 10987.0308 | 29838.3258 | 0.00098654 | 89522.7784 | 50725.599 | 556.3222 | 1532.3763 | 40825.3566 | 2088.6985 | 38736.6581 | -11988.9409 | FALSE
| 60406093 | CMN001 | CMN | 22KV | 380.24 | 13 | 38419.8192 | 7.143% | Covered | 390 | 0.004174 | 0.0044906 | 0.0048323 | 0.005201 | 0.005599 | 0.0060286 | 0.0064925 | 0.0069933 | 0.0075341 | 0.0081181 | 0.008749 | 0.0094304 | 0.010166 | 0.010962 | 0.011821 | 0.012462 | 0.012462 | 0.012462 | 0.012462 | 0.012462 | 0.30364 | 0.30821 | 0.31421 | 0.31914 | 0.322 | 0.32564 | 0.33257 | 0.33886 | 0.34257 | 0.34257 | 0.34257 | 0.34257 | 0.34257 | 0.34257 | 0.34257 | 0.34257 | 0.34257 | 0.34257 | 0.34257 | 0.34257 | 1503.6459 | 20743.2842 | 0.000407 | 148293.6 | 84026.4548 | 74.9476 | 1047.2055 | 22246.9301 | 1122.1532 | 21124.777 | -62901.6778 | FALSE
| 60406098 | CMN001 | CMN | 22KV | 484.77 | 13 | 38419.8192 | 7.143% | Single phase | 44.74 | 0.0034966 | 0.0037611 | 0.0040466 | 0.0043549 | 0.0046879 | 0.0050475 | 0.005436 | 0.0058557 | 0.0063091 | 0.0067992 | 0.0073287 | 0.0079012 | 0.00852 | 0.009189 | 0.0099123 | 0.010695 | 0.011541 | 0.012456 | 0.013445 | 0.014516 | 0.30364 | 0.30821 | 0.31421 | 0.31914 | 0.322 | 0.32564 | 0.33257 | 0.33886 | 0.34257 | 0.34257 | 0.34257 | 0.34257 | 0.34257 | 0.34257 | 0.34257 | 0.34257 | 0.34257 | 0.34257 | 0.34257 | 0.34257 | 1332.6654 | 2685.873 | 0.00051888 | 21688.6098 | 12289.2491 | 95.5512 | 195.2626 | 4018.5385 | 290.8138 | 3727.7247 | -8561.5244 | FALSE
| 60406099 | CMN001 | CMN | 22KV | 174.96 | 13 | 38419.8192 | 7.143% | Single phase | 44.74 | 0.001262 | 0.0013574 | 0.0014605 | 0.0015718 | 0.0016919 | 0.0018217 | 0.0019619 | 0.0021134 | 0.0022771 | 0.0024539 | 0.002645 | 0.0028516 | 0.003075 | 0.0033164 | 0.0035775 | 0.0038598 | 0.0041651 | 0.0044954 | 0.0048526 | 0.005239 | 0.30364 | 0.30821 | 0.31421 | 0.31914 | 0.322 | 0.32564 | 0.33257 | 0.33886 | 0.34257 | 0.34257 | 0.34257 | 0.34257 | 0.34257 | 0.34257 | 0.34257 | 0.34257 | 0.34257 | 0.34257 | 0.34257 | 0.34257 | 480.9768 | 349.8578 | 0.00018727 | 7827.7104 | 4435.355 | 34.4857 | 25.4346 | 830.8346 | 59.9203 | 770.9143 | -3664.4406 | FALSE
| 60406100 | CMN001 | CMN | 22KV | 492.99 | 13 | 38419.8192 | 7.143% | Single phase | 44.74 | 0.0035559 | 0.0038248 | 0.0041152 | 0.0044288 | 0.0047674 | 0.0051331 | 0.0055282 | 0.005955 | 0.0064161 | 0.0069144 | 0.007453 | 0.0080351 | 0.0086644 | 0.0093448 | 0.01008 | 0.010876 | 0.011736 | 0.012667 | 0.013673 | 0.014762 | 0.30364 | 0.30821 | 0.31421 | 0.31914 | 0.322 | 0.32564 | 0.33257 | 0.33886 | 0.34257 | 0.34257 | 0.34257 | 0.34257 | 0.34257 | 0.34257 | 0.34257 | 0.34257 | 0.34257 | 0.34257 | 0.34257 | 0.34257 | 1355.2628 | 2777.7312 | 0.00052768 | 22056.3726 | 12497.6317 | 97.1714 | 201.9407 | 4132.994 | 299.1121 | 3833.8819 | -8663.7497 | FALSE
| 60406117 | CMN001 | CMN | 22KV | 129 | 13 | 38419.8192 | 7.143% | Three phase | 97.13 | 0.0016234 | 0.0017609 | 0.0019105 | 0.0020734 | 0.0022506 | 0.0024436 | 0.0026536 | 0.0028824 | 0.0031315 | 0.0034028 | 0.0036983 | 0.0040203 | 0.0042279 | 0.0042279 | 0.0042279 | 0.0042279 | 0.0042279 | 0.0042279 | 0.0042279 | 0.0042279 | 0.30364 | 0.30821 | 0.31421 | 0.31914 | 0.322 | 0.32564 | 0.33257 | 0.33886 | 0.34257 | 0.34257 | 0.34257 | 0.34257 | 0.34257 | 0.34257 | 0.34257 | 0.34257 | 0.34257 | 0.34257 | 0.34257 | 0.34257 | 577.5139 | 673.6094 | 0.00013808 | 12529.77 | 7099.6466 | 25.4267 | 30.0182 | 1251.1233 | 55.4449 | 1195.6784 | -5903.9682 | FALSE
| 60406124 | CMN001 | CMN | 22KV | 291.44 | 13 | 38419.8192 | 7.143% | Three phase | 97.13 | 0.0027843 | 0.0029877 | 0.0032066 | 0.0034422 | 0.0036959 | 0.0039691 | 0.0042632 | 0.0045801 | 0.0049213 | 0.0052889 | 0.0056849 | 0.0061116 | 0.0065714 | 0.0070669 | 0.0076009 | 0.0081765 | 0.0087969 | 0.0094658 | 0.0095519 | 0.0095519 | 0.30364 | 0.30821 | 0.31421 | 0.31914 | 0.322 | 0.32564 | 0.33257 | 0.33886 | 0.34257 | 0.34257 | 0.34257 | 0.34257 | 0.34257 | 0.34257 | 0.34257 | 0.34257 | 0.34257 | 0.34257 | 0.34257 | 0.34257 | 1016.4813 | 2675.7235 | 0.00031195 | 28307.5672 | 16039.6977 | 57.4446 | 153.2158 | 3692.2048 | 210.6604 | 3481.5445 | -12558.1532 | FALSE
| 60406128 | CMN001 | CMN | 22KV | 17.69 | 13 | 38419.8192 | 7.143% | Single phase | 44.74 | 0.00014727 | 0.00015855 | 0.00017072 | 0.00018388 | 0.00019809 | 0.00021345 | 0.00023006 | 0.00024801 | 0.00026741 | 0.0002884 | 0.00031109 | 0.00033563 | 0.00036217 | 0.00039088 | 0.00042194 | 0.00045555 | 0.00049192 | 0.00053127 | 0.00057387 | 0.00057979 | 0.30364 | 0.30821 | 0.31421 | 0.31914 | 0.322 | 0.32564 | 0.33257 | 0.33886 | 0.34257 | 0.34257 | 0.34257 | 0.34257 | 0.34257 | 0.34257 | 0.34257 | 0.34257 | 0.34257 | 0.34257 | 0.34257 | 0.34257 | 56.3305 | 4.1427 | 1.8935e-05 | 791.4506 | 448.4535 | 3.4868 | 0.26002 | 60.4732 | 3.7468 | 56.7264 | -391.7272 | FALSE
| 60406129 | CMN001 | CMN | 22KV | 1096.11 | 13 | 38419.8192 | 7.143% | Three phase | 97.13 | 0.012032 | 0.012945 | 0.01393 | 0.014993 | 0.01614 | 0.017379 | 0.018716 | 0.020159 | 0.021718 | 0.023402 | 0.02522 | 0.027185 | 0.029307 | 0.031599 | 0.034076 | 0.035925 | 0.035925 | 0.035925 | 0.035925 | 0.035925 | 0.30364 | 0.30821 | 0.31421 | 0.31914 | 0.322 | 0.32564 | 0.33257 | 0.33886 | 0.34257 | 0.34257 | 0.34257 | 0.34257 | 0.34257 | 0.34257 | 0.34257 | 0.34257 | 0.34257 | 0.34257 | 0.34257 | 0.34257 | 4334.529 | 42929.811 | 0.0011732 | 106465.1643 | 60325.532 | 216.05 | 2167.2718 | 47264.3401 | 2383.3218 | 44881.0182 | -15444.5138 | FALSE
| 60406183 | CMN001 | CMN | 22KV | 1909.11 | 13 | 38419.8192 | 7.143% | Single phase | 44.74 | 0.01377 | 0.014812 | 0.015936 | 0.017151 | 0.018462 | 0.019878 | 0.021408 | 0.023061 | 0.024846 | 0.026776 | 0.028862 | 0.031116 | 0.033553 | 0.036188 | 0.039037 | 0.042117 | 0.045449 | 0.049052 | 0.05295 | 0.057166 | 0.30364 | 0.30821 | 0.31421 | 0.31914 | 0.322 | 0.32564 | 0.33257 | 0.33886 | 0.34257 | 0.34257 | 0.34257 | 0.34257 | 0.34257 | 0.34257 | 0.34257 | 0.34257 | 0.34257 | 0.34257 | 0.34257 | 0.34257 | 5248.2722 | 41655.8413 | 0.0020434 | 85413.5814 | 48397.2365 | 376.2973 | 3028.3746 | 46904.1135 | 3404.672 | 43499.4415 | -4897.795 | FALSE
| 60406184 | CMN001 | CMN | 22KV | 101.41 | 13 | 38419.8192 | 7.143% | Single phase | 44.74 | 0.00073145 | 0.00078678 | 0.00084652 | 0.00091102 | 0.00098067 | 0.0010559 | 0.0011372 | 0.001225 | 0.0013198 | 0.0014223 | 0.0015331 | 0.0016529 | 0.0017823 | 0.0019223 | 0.0020736 | 0.0022372 | 0.0024142 | 0.0026056 | 0.0028126 | 0.0030366 | 0.30364 | 0.30821 | 0.31421 | 0.31914 | 0.322 | 0.32564 | 0.33257 | 0.33886 | 0.34257 | 0.34257 | 0.34257 | 0.34257 | 0.34257 | 0.34257 | 0.34257 | 0.34257 | 0.34257 | 0.34257 | 0.34257 | 0.34257 | 278.7829 | 117.5373 | 0.00010855 | 4537.0834 | 2570.8124 | 19.9885 | 8.5449 | 396.3202 | 28.5335 | 367.7867 | -2203.0257 | FALSE
| 60406185 | CMN001 | CMN | 22KV | 269.69 | 13 | 38419.8192 | 7.143% | Single phase | 44.74 | 0.0019452 | 0.0020924 | 0.0022512 | 0.0024228 | 0.002608 | 0.0028081 | 0.0030242 | 0.0032577 | 0.0035099 | 0.0037825 | 0.0040772 | 0.0043956 | 0.0047399 | 0.0051121 | 0.0055145 | 0.0059497 | 0.0064203 | 0.0069293 | 0.0074799 | 0.0080756 | 0.30364 | 0.30821 | 0.31421 | 0.31914 | 0.322 | 0.32564 | 0.33257 | 0.33886 | 0.34257 | 0.34257 | 0.34257 | 0.34257 | 0.34257 | 0.34257 | 0.34257 | 0.34257 | 0.34257 | 0.34257 | 0.34257 | 0.34257 | 741.396 | 831.273 | 0.00028867 | 12065.9306 | 6836.8249 | 53.1576 | 60.4334 | 1572.669 | 113.591 | 1459.078 | -5377.7468 | FALSE
| 60406196 | CMN001 | CMN | 22KV | 41.15 | 13 | 38419.8192 | 7.143% | Three phase | 97.13 | 0.0004211 | 0.00045223 | 0.00048576 | 0.00052188 | 0.0005608 | 0.00060273 | 0.00064793 | 0.00069664 | 0.00074914 | 0.00080575 | 0.00086677 | 0.00093257 | 0.0010035 | 0.0010801 | 0.0011626 | 0.0012516 | 0.0013477 | 0.0013487 | 0.0013487 | 0.0013487 | 0.30364 | 0.30821 | 0.31421 | 0.31914 | 0.322 | 0.32564 | 0.33257 | 0.33886 | 0.34257 | 0.34257 | 0.34257 | 0.34257 | 0.34257 | 0.34257 | 0.34257 | 0.34257 | 0.34257 | 0.34257 | 0.34257 | 0.34257 | 152.7291 | 56.775 | 4.4046e-05 | 3996.8995 | 2264.7322 | 8.1109 | 3.0545 | 209.5041 | 11.1655 | 198.3387 | -2066.3936 | FALSE
| 60406207 | CMN001 | CMN | 22KV | 1233.48 | 13 | 38419.8192 | 7.143% | Covered | 390 | 0.0096699 | 0.010402 | 0.011192 | 0.012045 | 0.012966 | 0.013961 | 0.015035 | 0.016196 | 0.01745 | 0.018805 | 0.020269 | 0.021851 | 0.023561 | 0.02541 | 0.027409 | 0.02957 | 0.031906 | 0.034433 | 0.037166 | 0.040122 | 0.30364 | 0.30821 | 0.31421 | 0.31914 | 0.322 | 0.32564 | 0.33257 | 0.33886 | 0.34257 | 0.34257 | 0.34257 | 0.34257 | 0.34257 | 0.34257 | 0.34257 | 0.34257 | 0.34257 | 0.34257 | 0.34257 | 0.34257 | 3685.1502 | 164735.0587 | 0.0013203 | 481057.2 | 272577.7178 | 243.1265 | 11019.9734 | 168420.2089 | 11263.0999 | 157157.109 | -115420.6088 | FALSE
| 60406211 | CMN001 | CMN | 22KV | 247.76 | 13 | 38419.8192 | 7.143% | Three phase | 97.13 | 0.0029609 | 0.0031856 | 0.003428 | 0.0036896 | 0.003972 | 0.0042768 | 0.0046058 | 0.004961 | 0.0053445 | 0.0057586 | 0.0062059 | 0.0066889 | 0.0072107 | 0.0077743 | 0.0081203 | 0.0081203 | 0.0081203 | 0.0081203 | 0.0081203 | 0.0081203 | 0.30364 | 0.30821 | 0.31421 | 0.31914 | 0.322 | 0.32564 | 0.33257 | 0.33886 | 0.34257 | 0.34257 | 0.34257 | 0.34257 | 0.34257 | 0.34257 | 0.34257 | 0.34257 | 0.34257 | 0.34257 | 0.34257 | 0.34257 | 1038.515 | 2326.1694 | 0.00026519 | 24064.9288 | 13635.7243 | 48.835 | 110.7306 | 3364.6844 | 159.5656 | 3205.1188 | -10430.6056 | FALSE
| 60406228 | CMN001 | CMN | 22KV | 2143.2 | 13 | 38419.8192 | 7.143% | Three phase | 97.13 | 0.020556 | 0.022101 | 0.023767 | 0.025564 | 0.027504 | 0.029596 | 0.031854 | 0.034291 | 0.036921 | 0.039761 | 0.042826 | 0.046136 | 0.04971 | 0.053569 | 0.057738 | 0.06224 | 0.067104 | 0.070243 | 0.070243 | 0.070243 | 0.30364 | 0.30821 | 0.31421 | 0.31914 | 0.322 | 0.32564 | 0.33257 | 0.33886 | 0.34257 | 0.34257 | 0.34257 | 0.34257 | 0.34257 | 0.34257 | 0.34257 | 0.34257 | 0.34257 | 0.34257 | 0.34257 | 0.34257 | 7615.1591 | 147384.7599 | 0.002294 | 208169.016 | 117953.1983 | 422.4379 | 8285.7248 | 154999.919 | 8708.1627 | 146291.7563 | 28338.558 | TRUE
| 60406232 | CMN001 | CMN | 22KV | 456.35 | 13 | 38419.8192 | 7.143% | Three phase | 97.13 | 0.0042999 | 0.004652 | 0.0050342 | 0.0054492 | 0.0058999 | 0.0063895 | 0.0069213 | 0.007499 | 0.0081268 | 0.008809 | 0.0095505 | 0.010356 | 0.011233 | 0.012185 | 0.013221 | 0.014348 | 0.014957 | 0.014957 | 0.014957 | 0.014957 | 0.30364 | 0.30821 | 0.31421 | 0.31914 | 0.322 | 0.32564 | 0.33257 | 0.33886 | 0.34257 | 0.34257 | 0.34257 | 0.34257 | 0.34257 | 0.34257 | 0.34257 | 0.34257 | 0.34257 | 0.34257 | 0.34257 | 0.34257 | 1671.9192 | 6885.811 | 0.00048846 | 44325.2755 | 25115.6878 | 89.9494 | 375.6654 | 8557.7302 | 465.6148 | 8092.1154 | -17023.5724 | FALSE
| 60406233 | CMN001 | CMN | 22KV | 887.43 | 13 | 38419.8192 | 7.143% | Three phase | 97.13 | 0.0083617 | 0.0090464 | 0.0097897 | 0.010597 | 0.011473 | 0.012425 | 0.013459 | 0.014583 | 0.015804 | 0.01713 | 0.018572 | 0.020139 | 0.021843 | 0.023696 | 0.02571 | 0.027901 | 0.029085 | 0.029085 | 0.029085 | 0.029085 | 0.30364 | 0.30821 | 0.31421 | 0.31914 | 0.322 | 0.32564 | 0.33257 | 0.33886 | 0.34257 | 0.34257 | 0.34257 | 0.34257 | 0.34257 | 0.34257 | 0.34257 | 0.34257 | 0.34257 | 0.34257 | 0.34257 | 0.34257 | 3251.2572 | 26039.1739 | 0.00094988 | 86196.0759 | 48840.6153 | 174.9179 | 1420.6049 | 29290.4312 | 1595.5228 | 27694.9083 | -21145.707 | FALSE
| 60406234 | CMN001 | CMN | 22KV | 33.64 | 13 | 38419.8192 | 7.143% | Three phase | 97.13 | 0.00031231 | 0.00033905 | 0.00036819 | 0.00039995 | 0.00043457 | 0.00047231 | 0.00051346 | 0.00055833 | 0.00060726 | 0.00066064 | 0.00071888 | 0.00078241 | 0.00085175 | 0.00092742 | 0.00101 | 0.0011002 | 0.0011025 | 0.0011025 | 0.0011025 | 0.0011025 | 0.30364 | 0.30821 | 0.31421 | 0.31914 | 0.322 | 0.32564 | 0.33257 | 0.33886 | 0.34257 | 0.34257 | 0.34257 | 0.34257 | 0.34257 | 0.34257 | 0.34257 | 0.34257 | 0.34257 | 0.34257 | 0.34257 | 0.34257 | 124.7449 | 37.8595 | 3.6007e-05 | 3267.4532 | 1851.4117 | 6.6307 | 2.0413 | 162.6044 | 8.672 | 153.9324 | -1697.4793 | FALSE
| 60406235 | CMN001 | CMN | 22KV | 562.96 | 13 | 38419.8192 | 7.143% | Three phase | 97.13 | 0.0065048 | 0.0070651 | 0.0076757 | 0.0083413 | 0.0090668 | 0.0098577 | 0.01072 | 0.011661 | 0.012687 | 0.013806 | 0.015027 | 0.016359 | 0.017813 | 0.018451 | 0.018451 | 0.018451 | 0.018451 | 0.018451 | 0.018451 | 0.018451 | 0.30364 | 0.30821 | 0.31421 | 0.31914 | 0.322 | 0.32564 | 0.33257 | 0.33886 | 0.34257 | 0.34257 | 0.34257 | 0.34257 | 0.34257 | 0.34257 | 0.34257 | 0.34257 | 0.34257 | 0.34257 | 0.34257 | 0.34257 | 2411.5844 | 12266.0267 | 0.00060257 | 54680.3048 | 30983.0779 | 110.9629 | 571.6895 | 14677.6111 | 682.6523 | 13994.9588 | -16988.1191 | FALSE
| 60406236 | CMN001 | CMN | 22KV | 123.49 | 13 | 38419.8192 | 7.143% | Three phase | 97.13 | 0.0014269 | 0.0015498 | 0.0016837 | 0.0018297 | 0.0019889 | 0.0021624 | 0.0023516 | 0.0025579 | 0.0027829 | 0.0030284 | 0.0032963 | 0.0035885 | 0.0039074 | 0.0040474 | 0.0040474 | 0.0040474 | 0.0040474 | 0.0040474 | 0.0040474 | 0.0040474 | 0.30364 | 0.30821 | 0.31421 | 0.31914 | 0.322 | 0.32564 | 0.33257 | 0.33886 | 0.34257 | 0.34257 | 0.34257 | 0.34257 | 0.34257 | 0.34257 | 0.34257 | 0.34257 | 0.34257 | 0.34257 | 0.34257 | 0.34257 | 529.0013 | 590.2179 | 0.00013218 | 11994.5837 | 6796.3981 | 24.3406 | 27.5086 | 1119.2192 | 51.8493 | 1067.37 | -5729.0281 | FALSE
| 60406246 | CMN001 | CMN | 22KV | 2052.88 | 13 | 38419.8192 | 7.143% | Three phase | 97.13 | 0.024533 | 0.026395 | 0.028404 | 0.030571 | 0.032911 | 0.035436 | 0.038162 | 0.041105 | 0.044283 | 0.047714 | 0.05142 | 0.055423 | 0.059746 | 0.064416 | 0.067283 | 0.067283 | 0.067283 | 0.067283 | 0.067283 | 0.067283 | 0.30364 | 0.30821 | 0.31421 | 0.31914 | 0.322 | 0.32564 | 0.33257 | 0.33886 | 0.34257 | 0.34257 | 0.34257 | 0.34257 | 0.34257 | 0.34257 | 0.34257 | 0.34257 | 0.34257 | 0.34257 | 0.34257 | 0.34257 | 8604.8865 | 159700.4261 | 0.0021973 | 199396.2344 | 112982.3449 | 404.6353 | 7602.0764 | 168305.3125 | 8006.7117 | 160298.6009 | 47316.2559 | TRUE
| 60406247 | CMN001 | CMN | 22KV | 1074.71 | 13 | 38419.8192 | 7.143% | Three phase | 97.13 | 0.012844 | 0.013818 | 0.01487 | 0.016005 | 0.017229 | 0.018551 | 0.019978 | 0.021519 | 0.023183 | 0.024979 | 0.026919 | 0.029015 | 0.031278 | 0.033723 | 0.035223 | 0.035223 | 0.035223 | 0.035223 | 0.035223 | 0.035223 | 0.30364 | 0.30821 | 0.31421 | 0.31914 | 0.322 | 0.32564 | 0.33257 | 0.33886 | 0.34257 | 0.34257 | 0.34257 | 0.34257 | 0.34257 | 0.34257 | 0.34257 | 0.34257 | 0.34257 | 0.34257 | 0.34257 | 0.34257 | 4504.7726 | 43768.4863 | 0.0011503 | 104386.5823 | 59147.7612 | 211.832 | 2083.4721 | 48273.2589 | 2295.304 | 45977.9549 | -13169.8063 | FALSE
| 60406256 | CMN001 | CMN | 22KV | 870.45 | 13 | 38419.8192 | 7.143% | Single phase | 44.74 | 0.0072468 | 0.0078014 | 0.0084005 | 0.0090478 | 0.0097473 | 0.010503 | 0.01132 | 0.012203 | 0.013158 | 0.014191 | 0.015307 | 0.016515 | 0.017821 | 0.019234 | 0.020762 | 0.022416 | 0.024205 | 0.026142 | 0.028238 | 0.028529 | 0.30364 | 0.30821 | 0.31421 | 0.31914 | 0.322 | 0.32564 | 0.33257 | 0.33886 | 0.34257 | 0.34257 | 0.34257 | 0.34257 | 0.34257 | 0.34257 | 0.34257 | 0.34257 | 0.34257 | 0.34257 | 0.34257 | 0.34257 | 2771.7834 | 10030.4251 | 0.0009317 | 38943.933 | 22066.4993 | 171.5711 | 629.5574 | 12802.2085 | 801.1285 | 12001.08 | -10065.4193 | FALSE
| 60406266 | CMN001 | CMN | 22KV | 36.39 | 13 | 38419.8192 | 7.143% | Three phase | 97.13 | 0.00045097 | 0.00048539 | 0.00052255 | 0.00056267 | 0.00060598 | 0.00065276 | 0.00070327 | 0.00075782 | 0.00081675 | 0.0008804 | 0.00094917 | 0.0010235 | 0.0011038 | 0.0011905 | 0.0011927 | 0.0011927 | 0.0011927 | 0.0011927 | 0.0011927 | 0.0011927 | 0.30364 | 0.30821 | 0.31421 | 0.31914 | 0.322 | 0.32564 | 0.33257 | 0.33886 | 0.34257 | 0.34257 | 0.34257 | 0.34257 | 0.34257 | 0.34257 | 0.34257 | 0.34257 | 0.34257 | 0.34257 | 0.34257 | 0.34257 | 156.5474 | 51.5142 | 3.8951e-05 | 3534.5607 | 2002.7608 | 7.1727 | 2.3887 | 208.0616 | 9.5614 | 198.5002 | -1804.2606 | FALSE
| 60406273 | CMN001 | CMN | 22KV | 2485.43 | 13 | 38419.8192 | 7.143% | Three phase | 97.13 | 0.019485 | 0.020959 | 0.022552 | 0.024271 | 0.026127 | 0.028131 | 0.030296 | 0.032635 | 0.035161 | 0.037891 | 0.040841 | 0.04403 | 0.047476 | 0.051201 | 0.055228 | 0.059582 | 0.064291 | 0.069382 | 0.074889 | 0.080845 | 0.30364 | 0.30821 | 0.31421 | 0.31914 | 0.322 | 0.32564 | 0.33257 | 0.33886 | 0.34257 | 0.34257 | 0.34257 | 0.34257 | 0.34257 | 0.34257 | 0.34257 | 0.34257 | 0.34257 | 0.34257 | 0.34257 | 0.34257 | 7425.4814 | 166576.4739 | 0.0026603 | 241409.8159 | 136788.1754 | 489.8936 | 11143.1551 | 174001.9553 | 11633.0486 | 162368.9067 | 25580.7312 | TRUE
| 60406290 | CMN001 | CMN | 22KV | 1812.98 | 13 | 38419.8192 | 7.143% | Covered | 390 | 0.021666 | 0.023311 | 0.025084 | 0.026999 | 0.029065 | 0.031295 | 0.033703 | 0.036302 | 0.039108 | 0.042139 | 0.045411 | 0.048946 | 0.052764 | 0.056889 | 0.05942 | 0.05942 | 0.05942 | 0.05942 | 0.05942 | 0.05942 | 0.30364 | 0.30821 | 0.31421 | 0.31914 | 0.322 | 0.32564 | 0.33257 | 0.33886 | 0.34257 | 0.34257 | 0.34257 | 0.34257 | 0.34257 | 0.34257 | 0.34257 | 0.34257 | 0.34257 | 0.34257 | 0.34257 | 0.34257 | 7599.3176 | 500122.2681 | 0.0019406 | 707062.2 | 400637.1816 | 357.3495 | 23806.8726 | 507721.5857 | 24164.2221 | 483557.3636 | 82920.182 | TRUE
| 60406312 | CMN001 | CMN | 22KV | 266.58 | 13 | 38419.8192 | 7.143% | Covered | 390 | 0.0033171 | 0.0035777 | 0.0038596 | 0.0041645 | 0.0044945 | 0.0048516 | 0.005238 | 0.0056563 | 0.0061091 | 0.0065993 | 0.0071301 | 0.0077048 | 0.0083272 | 0.0087371 | 0.0087371 | 0.0087371 | 0.0087371 | 0.0087371 | 0.0087371 | 0.0087371 | 0.30364 | 0.30821 | 0.31421 | 0.31914 | 0.322 | 0.32564 | 0.33257 | 0.33886 | 0.34257 | 0.34257 | 0.34257 | 0.34257 | 0.34257 | 0.34257 | 0.34257 | 0.34257 | 0.34257 | 0.34257 | 0.34257 | 0.34257 | 1159.5785 | 11223.3358 | 0.00028534 | 103966.2 | 58909.5632 | 52.5446 | 514.7205 | 12382.9143 | 567.265 | 11815.6493 | -47093.9139 | FALSE
| 60406323 | CMN001 | CMN | 22KV | 865.73 | 13 | 38419.8192 | 7.143% | Three phase | 97.13 | 0.010576 | 0.011301 | 0.012079 | 0.012911 | 0.013804 | 0.01476 | 0.015785 | 0.016884 | 0.018062 | 0.019324 | 0.020678 | 0.02213 | 0.023686 | 0.025355 | 0.027146 | 0.028374 | 0.028374 | 0.028374 | 0.028374 | 0.028374 | 0.30364 | 0.30821 | 0.31421 | 0.31914 | 0.322 | 0.32564 | 0.33257 | 0.33886 | 0.34257 | 0.34257 | 0.34257 | 0.34257 | 0.34257 | 0.34257 | 0.34257 | 0.34257 | 0.34257 | 0.34257 | 0.34257 | 0.34257 | 3552.7401 | 27821.3294 | 0.00092665 | 84088.3549 | 47646.3337 | 170.6407 | 1351.9793 | 31374.0695 | 1522.62 | 29851.4495 | -17794.8842 | FALSE
| 60406359 | CMN001 | CMN | 22KV | 455.06 | 13 | 38419.8192 | 7.143% | Three phase | 97.13 | 0.0045899 | 0.0049379 | 0.0053134 | 0.0057188 | 0.0061564 | 0.0066288 | 0.0071388 | 0.0076896 | 0.0082845 | 0.008927 | 0.009621 | 0.010371 | 0.011181 | 0.012056 | 0.013002 | 0.014024 | 0.014914 | 0.014914 | 0.014914 | 0.014914 | 0.30364 | 0.30821 | 0.31421 | 0.31914 | 0.322 | 0.32564 | 0.33257 | 0.33886 | 0.34257 | 0.34257 | 0.34257 | 0.34257 | 0.34257 | 0.34257 | 0.34257 | 0.34257 | 0.34257 | 0.34257 | 0.34257 | 0.34257 | 1690.3037 | 6947.1613 | 0.00048708 | 44199.9778 | 25044.6913 | 89.6951 | 373.5446 | 8637.4651 | 463.2397 | 8174.2254 | -16870.466 | FALSE
| 60406360 | CMN001 | CMN | 22KV | 1199.5 | 13 | 38419.8192 | 7.143% | Three phase | 97.13 | 0.014335 | 0.015423 | 0.016596 | 0.017863 | 0.01923 | 0.020705 | 0.022298 | 0.024018 | 0.025875 | 0.02788 | 0.030045 | 0.032384 | 0.03491 | 0.037638 | 0.039313 | 0.039313 | 0.039313 | 0.039313 | 0.039313 | 0.039313 | 0.30364 | 0.30821 | 0.31421 | 0.31914 | 0.322 | 0.32564 | 0.33257 | 0.33886 | 0.34257 | 0.34257 | 0.34257 | 0.34257 | 0.34257 | 0.34257 | 0.34257 | 0.34257 | 0.34257 | 0.34257 | 0.34257 | 0.34257 | 5027.8445 | 54522.9634 | 0.0012839 | 116507.435 | 66015.7061 | 236.4288 | 2595.4078 | 59550.8078 | 2831.8366 | 56718.9712 | -9296.7349 | FALSE
| 60406361 | CMN001 | CMN | 22KV | 1052.55 | 13 | 38419.8192 | 7.143% | Three phase | 97.13 | 0.012579 | 0.013533 | 0.014563 | 0.015675 | 0.016874 | 0.018169 | 0.019566 | 0.021075 | 0.022705 | 0.024464 | 0.026364 | 0.028416 | 0.030633 | 0.033027 | 0.034497 | 0.034497 | 0.034497 | 0.034497 | 0.034497 | 0.034497 | 0.30364 | 0.30821 | 0.31421 | 0.31914 | 0.322 | 0.32564 | 0.33257 | 0.33886 | 0.34257 | 0.34257 | 0.34257 | 0.34257 | 0.34257 | 0.34257 | 0.34257 | 0.34257 | 0.34257 | 0.34257 | 0.34257 | 0.34257 | 4411.8864 | 41982.1251 | 0.0011266 | 102234.1815 | 57928.163 | 207.4641 | 1998.4375 | 46394.0115 | 2205.9016 | 44188.1099 | -13740.0531 | FALSE
| 60406362 | CMN001 | CMN | 22KV | 480.68 | 13 | 38419.8192 | 7.143% | Three phase | 97.13 | 0.0048483 | 0.0052159 | 0.0056126 | 0.0060408 | 0.006503 | 0.007002 | 0.0075408 | 0.0081226 | 0.0087509 | 0.0094296 | 0.010163 | 0.010955 | 0.01181 | 0.012735 | 0.013734 | 0.014814 | 0.015754 | 0.015754 | 0.015754 | 0.015754 | 0.30364 | 0.30821 | 0.31421 | 0.31914 | 0.322 | 0.32564 | 0.33257 | 0.33886 | 0.34257 | 0.34257 | 0.34257 | 0.34257 | 0.34257 | 0.34257 | 0.34257 | 0.34257 | 0.34257 | 0.34257 | 0.34257 | 0.34257 | 1785.4683 | 7751.436 | 0.0005145 | 46688.4484 | 26454.7141 | 94.745 | 416.7899 | 9536.9043 | 511.5349 | 9025.3693 | -17429.3448 | FALSE
| 60406363 | CMN001 | CMN | 22KV | 241.33 | 13 | 38419.8192 | 7.143% | Three phase | 97.13 | 0.0024341 | 0.0026187 | 0.0028179 | 0.0030328 | 0.0032649 | 0.0035154 | 0.0037859 | 0.004078 | 0.0043935 | 0.0047342 | 0.0051023 | 0.0054999 | 0.0059295 | 0.0063937 | 0.0068953 | 0.0074375 | 0.0079095 | 0.0079095 | 0.0079095 | 0.0079095 | 0.30364 | 0.30821 | 0.31421 | 0.31914 | 0.322 | 0.32564 | 0.33257 | 0.33886 | 0.34257 | 0.34257 | 0.34257 | 0.34257 | 0.34257 | 0.34257 | 0.34257 | 0.34257 | 0.34257 | 0.34257 | 0.34257 | 0.34257 | 896.4114 | 1953.8566 | 0.00025831 | 23440.3829 | 13281.8427 | 47.5676 | 105.0577 | 2850.268 | 152.6253 | 2697.6428 | -10584.2 | FALSE
| 60406385 | CMN001 | CMN | 22KV | 226.92 | 13 | 38419.8192 | 7.143% | Three phase | 97.13 | 0.0021721 | 0.002333 | 0.0025064 | 0.0026932 | 0.0028946 | 0.0031116 | 0.0033456 | 0.0035978 | 0.0038698 | 0.004163 | 0.0044793 | 0.0048204 | 0.0051884 | 0.0055853 | 0.0060136 | 0.0064756 | 0.0069742 | 0.0074372 | 0.0074372 | 0.0074372 | 0.30364 | 0.30821 | 0.31421 | 0.31914 | 0.322 | 0.32564 | 0.33257 | 0.33886 | 0.34257 | 0.34257 | 0.34257 | 0.34257 | 0.34257 | 0.34257 | 0.34257 | 0.34257 | 0.34257 | 0.34257 | 0.34257 | 0.34257 | 798.9616 | 1637.3763 | 0.00024289 | 22040.7396 | 12488.7737 | 44.7273 | 92.8861 | 2436.338 | 137.6134 | 2298.7246 | -10190.0491 | FALSE
| 60406396 | CMN001 | CMN | 22KV | 442.68 | 13 | 38419.8192 | 7.143% | Three phase | 97.13 | 0.0025824 | 0.0027728 | 0.0029779 | 0.0031991 | 0.0034376 | 0.0036948 | 0.0039723 | 0.0042716 | 0.0045945 | 0.0049429 | 0.0053189 | 0.0057247 | 0.0061628 | 0.0066357 | 0.0071463 | 0.0076977 | 0.0082932 | 0.0089363 | 0.009631 | 0.010381 | 0.30364 | 0.30821 | 0.31421 | 0.31914 | 0.322 | 0.32564 | 0.33257 | 0.33886 | 0.34257 | 0.34257 | 0.34257 | 0.34257 | 0.34257 | 0.34257 | 0.34257 | 0.34257 | 0.34257 | 0.34257 | 0.34257 | 0.34257 | 965.8018 | 3859.9617 | 0.00047383 | 42997.5084 | 24363.3454 | 87.255 | 353.4963 | 4825.7635 | 440.7513 | 4385.0122 | -19978.3332 | FALSE
| 60406401 | CMN001 | CMN | 22KV | 261.32 | 13 | 38419.8192 | 7.143% | Three phase | 97.13 | 0.002446 | 0.0026665 | 0.0029078 | 0.003172 | 0.0034611 | 0.0037777 | 0.0041244 | 0.0045041 | 0.0049201 | 0.0053759 | 0.0058753 | 0.0064226 | 0.0070225 | 0.0076802 | 0.0084012 | 0.0085647 | 0.0085647 | 0.0085647 | 0.0085647 | 0.0085647 | 0.30364 | 0.30821 | 0.31421 | 0.31914 | 0.322 | 0.32564 | 0.33257 | 0.33886 | 0.34257 | 0.34257 | 0.34257 | 0.34257 | 0.34257 | 0.34257 | 0.34257 | 0.34257 | 0.34257 | 0.34257 | 0.34257 | 0.34257 | 997.9892 | 2352.3988 | 0.00027971 | 25382.0116 | 14382.0128 | 51.5078 | 123.1829 | 3350.3879 | 174.6907 | 3175.6973 | -11206.3155 | FALSE
| 60406402 | CMN001 | CMN | 22KV | 82.19 | 13 | 38419.8192 | 7.143% | Three phase | 97.13 | 0.00076932 | 0.00083867 | 0.00091457 | 0.00099764 | 0.0010886 | 0.0011882 | 0.0012972 | 0.0014166 | 0.0015475 | 0.0016908 | 0.0018479 | 0.00202 | 0.0022087 | 0.0024156 | 0.0026423 | 0.0026938 | 0.0026938 | 0.0026938 | 0.0026938 | 0.0026938 | 0.30364 | 0.30821 | 0.31421 | 0.31914 | 0.322 | 0.32564 | 0.33257 | 0.33886 | 0.34257 | 0.34257 | 0.34257 | 0.34257 | 0.34257 | 0.34257 | 0.34257 | 0.34257 | 0.34257 | 0.34257 | 0.34257 | 0.34257 | 313.8862 | 232.7039 | 8.7973e-05 | 7983.1147 | 4523.4105 | 16.2002 | 12.1855 | 546.59 | 28.3856 | 518.2044 | -4005.2061 | FALSE
| 60406404 | CMN001 | CMN | 22KV | 711.55 | 13 | 38419.8192 | 7.143% | Three phase | 97.13 | 0.0087067 | 0.0093116 | 0.0099602 | 0.010656 | 0.011402 | 0.012202 | 0.01306 | 0.013981 | 0.014969 | 0.016029 | 0.017167 | 0.018388 | 0.019698 | 0.021105 | 0.022614 | 0.023321 | 0.023321 | 0.023321 | 0.023321 | 0.023321 | 0.30364 | 0.30821 | 0.31421 | 0.31914 | 0.322 | 0.32564 | 0.33257 | 0.33886 | 0.34257 | 0.34257 | 0.34257 | 0.34257 | 0.34257 | 0.34257 | 0.34257 | 0.34257 | 0.34257 | 0.34257 | 0.34257 | 0.34257 | 2937.0783 | 18903.1224 | 0.00076162 | 69112.8515 | 39160.8801 | 140.2509 | 913.3052 | 21840.2007 | 1053.5561 | 20786.6446 | -18374.2355 | FALSE
| 60406419 | CMN001 | CMN | 22KV | 47.9 | 13 | 38419.8192 | 7.143% | Three phase | 97.13 | 0.00045762 | 0.00049105 | 0.00052702 | 0.00056575 | 0.00060745 | 0.00065234 | 0.00070069 | 0.00075276 | 0.00080885 | 0.00086926 | 0.00093435 | 0.0010045 | 0.0010801 | 0.0011615 | 0.0012493 | 0.0013439 | 0.0014458 | 0.0015558 | 0.0015699 | 0.0015699 | 0.30364 | 0.30821 | 0.31421 | 0.31914 | 0.322 | 0.32564 | 0.33257 | 0.33886 | 0.34257 | 0.34257 | 0.34257 | 0.34257 | 0.34257 | 0.34257 | 0.34257 | 0.34257 | 0.34257 | 0.34257 | 0.34257 | 0.34257 | 167.0651 | 72.2793 | 5.1271e-05 | 4652.527 | 2636.2254 | 9.4414 | 4.1388 | 239.3444 | 13.5802 | 225.7642 | -2410.4612 | FALSE
| 60406426 | CMN001 | CMN | 22KV | 1075.93 | 13 | 38419.8192 | 7.143% | Three phase | 97.13 | 0.010319 | 0.011095 | 0.011931 | 0.012834 | 0.013807 | 0.014858 | 0.015991 | 0.017215 | 0.018535 | 0.019961 | 0.0215 | 0.023161 | 0.024955 | 0.026893 | 0.028986 | 0.031246 | 0.033688 | 0.035263 | 0.035263 | 0.035263 | 0.30364 | 0.30821 | 0.31421 | 0.31914 | 0.322 | 0.32564 | 0.33257 | 0.33886 | 0.34257 | 0.34257 | 0.34257 | 0.34257 | 0.34257 | 0.34257 | 0.34257 | 0.34257 | 0.34257 | 0.34257 | 0.34257 | 0.34257 | 3822.9648 | 37144.5594 | 0.0011516 | 104505.0809 | 59214.9051 | 212.0724 | 2088.205 | 40967.5242 | 2300.2775 | 38667.2467 | -20547.6584 | FALSE
| 60406431 | CMN001 | CMN | 22KV | 351.89 | 13 | 38419.8192 | 7.143% | Three phase | 97.13 | 0.0043787 | 0.0047226 | 0.0050947 | 0.0054973 | 0.0059328 | 0.0064042 | 0.0069143 | 0.0074664 | 0.0080641 | 0.0087112 | 0.0094118 | 0.01017 | 0.010992 | 0.011533 | 0.011533 | 0.011533 | 0.011533 | 0.011533 | 0.011533 | 0.011533 | 0.30364 | 0.30821 | 0.31421 | 0.31914 | 0.322 | 0.32564 | 0.33257 | 0.33886 | 0.34257 | 0.34257 | 0.34257 | 0.34257 | 0.34257 | 0.34257 | 0.34257 | 0.34257 | 0.34257 | 0.34257 | 0.34257 | 0.34257 | 1530.6628 | 4870.4542 | 0.00037665 | 34179.0757 | 19366.6251 | 69.3597 | 223.367 | 6401.117 | 292.7267 | 6108.3903 | -13258.2348 | FALSE
| 60406455 | CMN001 | CMN | 22KV | 2500.48 | 13 | 38419.8192 | 7.143% | Covered | 390 | 0.029883 | 0.03215 | 0.034597 | 0.037237 | 0.040087 | 0.043163 | 0.046483 | 0.050068 | 0.053938 | 0.058118 | 0.062632 | 0.067507 | 0.072773 | 0.078461 | 0.081953 | 0.081953 | 0.081953 | 0.081953 | 0.081953 | 0.081953 | 0.30364 | 0.30821 | 0.31421 | 0.31914 | 0.322 | 0.32564 | 0.33257 | 0.33886 | 0.34257 | 0.34257 | 0.34257 | 0.34257 | 0.34257 | 0.34257 | 0.34257 | 0.34257 | 0.34257 | 0.34257 | 0.34257 | 0.34257 | 10481.0542 | 951342.582 | 0.0026764 | 975187.2 | 552562.7751 | 492.86 | 45285.9092 | 961823.6362 | 45778.7692 | 916044.867 | 363482.092 | TRUE
| 60406456 | CMN001 | CMN | 22KV | 1728.16 | 13 | 38419.8192 | 7.143% | Covered | 390 | 0.020653 | 0.02222 | 0.023911 | 0.025736 | 0.027705 | 0.029831 | 0.032126 | 0.034603 | 0.037278 | 0.040167 | 0.043287 | 0.046656 | 0.050296 | 0.054227 | 0.05664 | 0.05664 | 0.05664 | 0.05664 | 0.05664 | 0.05664 | 0.30364 | 0.30821 | 0.31421 | 0.31914 | 0.322 | 0.32564 | 0.33257 | 0.33886 | 0.34257 | 0.34257 | 0.34257 | 0.34257 | 0.34257 | 0.34257 | 0.34257 | 0.34257 | 0.34257 | 0.34257 | 0.34257 | 0.34257 | 7243.7847 | 454420.6549 | 0.0018498 | 673982.4 | 381893.4306 | 340.631 | 21631.3796 | 461664.4395 | 21972.0106 | 439692.429 | 57798.9983 | TRUE
| 60406458 | CMN001 | CMN | 22KV | 1158.83 | 13 | 38419.8192 | 7.143% | Three phase | 97.13 | 0.014361 | 0.015457 | 0.016641 | 0.017918 | 0.019297 | 0.020787 | 0.022395 | 0.024133 | 0.026009 | 0.028036 | 0.030226 | 0.032592 | 0.035149 | 0.037913 | 0.03798 | 0.03798 | 0.03798 | 0.03798 | 0.03798 | 0.03798 | 0.30364 | 0.30821 | 0.31421 | 0.31914 | 0.322 | 0.32564 | 0.33257 | 0.33886 | 0.34257 | 0.34257 | 0.34257 | 0.34257 | 0.34257 | 0.34257 | 0.34257 | 0.34257 | 0.34257 | 0.34257 | 0.34257 | 0.34257 | 4985.2112 | 52239.8972 | 0.0012404 | 112557.1579 | 63777.3912 | 228.4125 | 2422.3928 | 57225.1084 | 2650.8053 | 54574.3031 | -9203.0881 | FALSE
| 60406478 | CMN001 | CMN | 22KV | 2041.47 | 13 | 38419.8192 | 7.143% | Three phase | 97.13 | 0.024397 | 0.026248 | 0.028246 | 0.030402 | 0.032728 | 0.035239 | 0.03795 | 0.040877 | 0.044037 | 0.047449 | 0.051134 | 0.055115 | 0.059414 | 0.064058 | 0.066909 | 0.066909 | 0.066909 | 0.066909 | 0.066909 | 0.066909 | 0.30364 | 0.30821 | 0.31421 | 0.31914 | 0.322 | 0.32564 | 0.33257 | 0.33886 | 0.34257 | 0.34257 | 0.34257 | 0.34257 | 0.34257 | 0.34257 | 0.34257 | 0.34257 | 0.34257 | 0.34257 | 0.34257 | 0.34257 | 8557.0601 | 157930.1151 | 0.0021851 | 198287.9811 | 112354.384 | 402.3863 | 7517.8059 | 166487.1752 | 7920.1922 | 158566.9831 | 46212.5991 | TRUE
| 60406479 | CMN001 | CMN | 22KV | 1025.04 | 13 | 38419.8192 | 7.143% | Three phase | 97.13 | 0.01225 | 0.01318 | 0.014183 | 0.015265 | 0.016433 | 0.017694 | 0.019055 | 0.020525 | 0.022111 | 0.023825 | 0.025675 | 0.027674 | 0.029832 | 0.032164 | 0.033595 | 0.033595 | 0.033595 | 0.033595 | 0.033595 | 0.033595 | 0.30364 | 0.30821 | 0.31421 | 0.31914 | 0.322 | 0.32564 | 0.33257 | 0.33886 | 0.34257 | 0.34257 | 0.34257 | 0.34257 | 0.34257 | 0.34257 | 0.34257 | 0.34257 | 0.34257 | 0.34257 | 0.34257 | 0.34257 | 4296.575 | 39816.2701 | 0.0010972 | 99562.1352 | 56414.122 | 202.0417 | 1895.3383 | 44112.8451 | 2097.38 | 42015.4651 | -14398.6569 | FALSE
| 60406494 | CMN001 | CMN | 22KV | 1122.83 | 13 | 38419.8192 | 7.143% | Covered | 390 | 0.0095706 | 0.010295 | 0.011078 | 0.011923 | 0.012835 | 0.013819 | 0.014883 | 0.016032 | 0.017272 | 0.018613 | 0.020061 | 0.021627 | 0.023318 | 0.025146 | 0.027123 | 0.029259 | 0.031569 | 0.034066 | 0.036767 | 0.0368 | 0.30364 | 0.30821 | 0.31421 | 0.31914 | 0.322 | 0.32564 | 0.33257 | 0.33886 | 0.34257 | 0.34257 | 0.34257 | 0.34257 | 0.34257 | 0.34257 | 0.34257 | 0.34257 | 0.34257 | 0.34257 | 0.34257 | 0.34257 | 3627.4282 | 147624.0014 | 0.0012018 | 437903.7 | 248125.9841 | 221.3167 | 9131.5465 | 151251.4295 | 9352.8632 | 141898.5663 | -106227.4178 | FALSE
| 60406496 | CMN001 | CMN | 22KV | 711.52 | 13 | 38419.8192 | 7.143% | Three phase | 97.13 | 0.0067977 | 0.0072941 | 0.0078285 | 0.0084038 | 0.0090232 | 0.0096901 | 0.010408 | 0.011182 | 0.012015 | 0.012912 | 0.013879 | 0.014921 | 0.016043 | 0.017253 | 0.018557 | 0.019962 | 0.021477 | 0.02311 | 0.02332 | 0.02332 | 0.30364 | 0.30821 | 0.31421 | 0.31914 | 0.322 | 0.32564 | 0.33257 | 0.33886 | 0.34257 | 0.34257 | 0.34257 | 0.34257 | 0.34257 | 0.34257 | 0.34257 | 0.34257 | 0.34257 | 0.34257 | 0.34257 | 0.34257 | 2481.6318 | 15948.401 | 0.00076159 | 69109.9376 | 39159.229 | 140.245 | 913.2282 | 18430.0328 | 1053.4732 | 17376.5596 | -21782.6695 | FALSE
| 60406523 | CMN001 | CMN | 22KV | 4873.61 | 13 | 38419.8192 | 7.143% | Three phase | 97.13 | 0.035153 | 0.037812 | 0.040682 | 0.043782 | 0.04713 | 0.050745 | 0.05465 | 0.05887 | 0.063429 | 0.068355 | 0.073679 | 0.079434 | 0.085655 | 0.092381 | 0.099653 | 0.10752 | 0.11602 | 0.12522 | 0.13517 | 0.14594 | 0.30364 | 0.30821 | 0.31421 | 0.31914 | 0.322 | 0.32564 | 0.33257 | 0.33886 | 0.34257 | 0.34257 | 0.34257 | 0.34257 | 0.34257 | 0.34257 | 0.34257 | 0.34257 | 0.34257 | 0.34257 | 0.34257 | 0.34257 | 13397.8828 | 589349.5539 | 0.0052166 | 473373.7393 | 268224.0979 | 960.6185 | 42845.6413 | 602747.4367 | 43806.2599 | 558941.1769 | 290717.0789 | TRUE
| 60406543 | CMN001 | CMN | 22KV | 601.83 | 13 | 38419.8192 | 7.143% | Three phase | 97.13 | 0.0055752 | 0.0059802 | 0.006416 | 0.0068849 | 0.0073897 | 0.007933 | 0.0085178 | 0.0091475 | 0.0098255 | 0.010556 | 0.011342 | 0.012189 | 0.013101 | 0.014084 | 0.015143 | 0.016284 | 0.017513 | 0.018838 | 0.019725 | 0.019725 | 0.30364 | 0.30821 | 0.31421 | 0.31914 | 0.322 | 0.32564 | 0.33257 | 0.33886 | 0.34257 | 0.34257 | 0.34257 | 0.34257 | 0.34257 | 0.34257 | 0.34257 | 0.34257 | 0.34257 | 0.34257 | 0.34257 | 0.34257 | 2037.343 | 11074.2586 | 0.00064418 | 58455.7479 | 33122.328 | 118.6244 | 653.3603 | 13111.6016 | 771.9847 | 12339.6169 | -20782.7111 | FALSE
| 60406573 | CMN001 | CMN | 22KV | 151.1 | 13 | 38419.8192 | 7.143% | Three phase | 97.13 | 0.00088146 | 0.00094642 | 0.0010165 | 0.001092 | 0.0011734 | 0.0012612 | 0.0013559 | 0.001458 | 0.0015682 | 0.0016872 | 0.0018155 | 0.001954 | 0.0021035 | 0.002265 | 0.0024393 | 0.0026275 | 0.0028307 | 0.0030502 | 0.0032873 | 0.0035435 | 0.30364 | 0.30821 | 0.31421 | 0.31914 | 0.322 | 0.32564 | 0.33257 | 0.33886 | 0.34257 | 0.34257 | 0.34257 | 0.34257 | 0.34257 | 0.34257 | 0.34257 | 0.34257 | 0.34257 | 0.34257 | 0.34257 | 0.34257 | 329.6572 | 449.7096 | 0.00016173 | 14676.343 | 8315.9426 | 29.7827 | 41.1845 | 779.3668 | 70.9673 | 708.3995 | -7607.5431 | FALSE
| 60406581 | CMN001 | CMN | 22KV | 71.32 | 13 | 38419.8192 | 7.143% | Three phase | 97.13 | 0.00071936 | 0.0007739 | 0.00083276 | 0.00089629 | 0.00096487 | 0.0010389 | 0.0011188 | 0.0012052 | 0.0012984 | 0.0013991 | 0.0015079 | 0.0016254 | 0.0017523 | 0.0018895 | 0.0020378 | 0.002198 | 0.0023375 | 0.0023375 | 0.0023375 | 0.0023375 | 0.30364 | 0.30821 | 0.31421 | 0.31914 | 0.322 | 0.32564 | 0.33257 | 0.33886 | 0.34257 | 0.34257 | 0.34257 | 0.34257 | 0.34257 | 0.34257 | 0.34257 | 0.34257 | 0.34257 | 0.34257 | 0.34257 | 0.34257 | 264.9155 | 170.6447 | 7.6339e-05 | 6927.3116 | 3925.169 | 14.0576 | 9.1755 | 435.5602 | 23.2331 | 412.3271 | -3512.8418 | FALSE
| 60406583 | CMN001 | CMN | 22KV | 323.31 | 13 | 38419.8192 | 7.143% | Single phase | 44.74 | 0.003261 | 0.0035083 | 0.0037751 | 0.0040631 | 0.004374 | 0.0047096 | 0.005072 | 0.0054633 | 0.0058859 | 0.0063424 | 0.0068355 | 0.0073682 | 0.0079437 | 0.0085656 | 0.0092377 | 0.009964 | 0.010596 | 0.010596 | 0.010596 | 0.010596 | 0.30364 | 0.30821 | 0.31421 | 0.31914 | 0.322 | 0.32564 | 0.33257 | 0.33886 | 0.34257 | 0.34257 | 0.34257 | 0.34257 | 0.34257 | 0.34257 | 0.34257 | 0.34257 | 0.34257 | 0.34257 | 0.34257 | 0.34257 | 1200.9232 | 1615.2916 | 0.00034606 | 14464.8894 | 8196.1283 | 63.7264 | 86.8532 | 2816.2147 | 150.5796 | 2665.6351 | -5530.4932 | FALSE
| 60406584 | CMN001 | CMN | 22KV | 215.89 | 13 | 38419.8192 | 7.143% | Single phase | 44.74 | 0.0021775 | 0.0023426 | 0.0025208 | 0.0027131 | 0.0029207 | 0.0031448 | 0.0033868 | 0.0036481 | 0.0039303 | 0.0042351 | 0.0045644 | 0.0049201 | 0.0053044 | 0.0057197 | 0.0061684 | 0.0066534 | 0.0070757 | 0.0070757 | 0.0070757 | 0.0070757 | 0.30364 | 0.30821 | 0.31421 | 0.31914 | 0.322 | 0.32564 | 0.33257 | 0.33886 | 0.34257 | 0.34257 | 0.34257 | 0.34257 | 0.34257 | 0.34257 | 0.34257 | 0.34257 | 0.34257 | 0.34257 | 0.34257 | 0.34257 | 801.9155 | 720.2408 | 0.00023108 | 9658.9186 | 5472.9583 | 42.5532 | 38.7269 | 1522.1563 | 81.2801 | 1440.8761 | -4032.0822 | FALSE
| 60406597 | CMN001 | CMN | 22KV | 267.4 | 13 | 38419.8192 | 7.143% | Three phase | 97.13 | 0.0032666 | 0.0034907 | 0.0037308 | 0.003988 | 0.0042636 | 0.004559 | 0.0048756 | 0.005215 | 0.0055788 | 0.0059688 | 0.0063869 | 0.0068352 | 0.007316 | 0.0078316 | 0.0083846 | 0.008764 | 0.008764 | 0.008764 | 0.008764 | 0.008764 | 0.30364 | 0.30821 | 0.31421 | 0.31914 | 0.322 | 0.32564 | 0.33257 | 0.33886 | 0.34257 | 0.34257 | 0.34257 | 0.34257 | 0.34257 | 0.34257 | 0.34257 | 0.34257 | 0.34257 | 0.34257 | 0.34257 | 0.34257 | 1097.3429 | 2654.2129 | 0.00028622 | 25972.562 | 14716.6318 | 52.7062 | 128.9816 | 3751.5558 | 181.6878 | 3569.868 | -11146.7638 | FALSE
| 60406602 | CMN001 | CMN | 22KV | 1367.07 | 13 | 38419.8192 | 7.143% | Single phase | 44.74 | 0.0090755 | 0.0097615 | 0.010502 | 0.011302 | 0.012166 | 0.013099 | 0.014107 | 0.015196 | 0.016373 | 0.017646 | 0.019021 | 0.020507 | 0.022114 | 0.023852 | 0.025731 | 0.027764 | 0.029962 | 0.03234 | 0.034913 | 0.037697 | 0.30364 | 0.30821 | 0.31421 | 0.31914 | 0.322 | 0.32564 | 0.33257 | 0.33886 | 0.34257 | 0.34257 | 0.34257 | 0.34257 | 0.34257 | 0.34257 | 0.34257 | 0.34257 | 0.34257 | 0.34257 | 0.34257 | 0.34257 | 3459.2901 | 19660.9692 | 0.0014633 | 61162.7118 | 34656.154 | 269.4579 | 1552.8489 | 23120.2593 | 1822.3068 | 21297.9525 | -13358.2015 | FALSE
| 60406603 | CMN001 | CMN | 22KV | 479.33 | 13 | 38419.8192 | 7.143% | Three phase | 97.13 | 0.0058196 | 0.0061995 | 0.0066053 | 0.0070386 | 0.0075014 | 0.0079958 | 0.008524 | 0.0090883 | 0.0096913 | 0.010336 | 0.011024 | 0.01176 | 0.012546 | 0.013387 | 0.014286 | 0.015246 | 0.01571 | 0.01571 | 0.01571 | 0.01571 | 0.30364 | 0.30821 | 0.31421 | 0.31914 | 0.322 | 0.32564 | 0.33257 | 0.33886 | 0.34257 | 0.34257 | 0.34257 | 0.34257 | 0.34257 | 0.34257 | 0.34257 | 0.34257 | 0.34257 | 0.34257 | 0.34257 | 0.34257 | 1921.2068 | 8331.6196 | 0.00051306 | 46557.3229 | 26380.4155 | 94.4789 | 414.4521 | 10252.8264 | 508.931 | 9743.8955 | -16636.5201 | FALSE
| 60406604 | CMN001 | CMN | 22KV | 94.16 | 13 | 38419.8192 | 7.143% | Three phase | 97.13 | 0.0011432 | 0.0012178 | 0.0012975 | 0.0013827 | 0.0014736 | 0.0015707 | 0.0016745 | 0.0017853 | 0.0019038 | 0.0020303 | 0.0021656 | 0.0023101 | 0.0024646 | 0.0026298 | 0.0028063 | 0.002995 | 0.0030861 | 0.0030861 | 0.0030861 | 0.0030861 | 0.30364 | 0.30821 | 0.31421 | 0.31914 | 0.322 | 0.32564 | 0.33257 | 0.33886 | 0.34257 | 0.34257 | 0.34257 | 0.34257 | 0.34257 | 0.34257 | 0.34257 | 0.34257 | 0.34257 | 0.34257 | 0.34257 | 0.34257 | 377.4035 | 321.509 | 0.00010079 | 9145.7608 | 5182.1917 | 18.5595 | 15.9933 | 698.9125 | 34.5528 | 664.3597 | -4517.8319 | FALSE
| 60406605 | CMN001 | CMN | 22KV | 65.88 | 13 | 38419.8192 | 7.143% | Three phase | 97.13 | 0.00079986 | 0.00085208 | 0.00090784 | 0.0009674 | 0.001031 | 0.001099 | 0.0011716 | 0.0012491 | 0.001332 | 0.0014205 | 0.0015152 | 0.0016163 | 0.0017244 | 0.0018399 | 0.0019634 | 0.0020955 | 0.0021592 | 0.0021592 | 0.0021592 | 0.0021592 | 0.30364 | 0.30821 | 0.31421 | 0.31914 | 0.322 | 0.32564 | 0.33257 | 0.33886 | 0.34257 | 0.34257 | 0.34257 | 0.34257 | 0.34257 | 0.34257 | 0.34257 | 0.34257 | 0.34257 | 0.34257 | 0.34257 | 0.34257 | 264.0542 | 157.3865 | 7.0516e-05 | 6398.9244 | 3625.773 | 12.9854 | 7.8291 | 421.4407 | 20.8145 | 400.6262 | -3225.1468 | FALSE
| 60406610 | CMN001 | CMN | 22KV | 82.05 | 13 | 38419.8192 | 7.143% | Three phase | 97.13 | 0.00078388 | 0.00084113 | 0.00090276 | 0.0009691 | 0.0010405 | 0.0011174 | 0.0012002 | 0.0012894 | 0.0013855 | 0.001489 | 0.0016005 | 0.0017206 | 0.0018501 | 0.0019896 | 0.0021399 | 0.002302 | 0.0024766 | 0.0026649 | 0.0026892 | 0.0026892 | 0.30364 | 0.30821 | 0.31421 | 0.31914 | 0.322 | 0.32564 | 0.33257 | 0.33886 | 0.34257 | 0.34257 | 0.34257 | 0.34257 | 0.34257 | 0.34257 | 0.34257 | 0.34257 | 0.34257 | 0.34257 | 0.34257 | 0.34257 | 286.1731 | 212.0802 | 8.7824e-05 | 7969.5165 | 4515.7054 | 16.1726 | 12.144 | 498.2533 | 28.3166 | 469.9367 | -4045.7687 | FALSE
| 60406611 | CMN001 | CMN | 22KV | 1481.49 | 13 | 38419.8192 | 7.143% | Three phase | 97.13 | 0.014154 | 0.015187 | 0.0163 | 0.017498 | 0.018788 | 0.020176 | 0.021672 | 0.023282 | 0.025017 | 0.026885 | 0.028898 | 0.031068 | 0.033405 | 0.035923 | 0.038638 | 0.041564 | 0.044718 | 0.048118 | 0.048555 | 0.048555 | 0.30364 | 0.30821 | 0.31421 | 0.31914 | 0.322 | 0.32564 | 0.33257 | 0.33886 | 0.34257 | 0.34257 | 0.34257 | 0.34257 | 0.34257 | 0.34257 | 0.34257 | 0.34257 | 0.34257 | 0.34257 | 0.34257 | 0.34257 | 5167.1248 | 69141.7505 | 0.0015857 | 143897.1237 | 81535.3134 | 292.0108 | 3959.1554 | 74308.8754 | 4251.1662 | 70057.7091 | -11477.6043 | FALSE
| 60406620 | CMN001 | CMN | 22KV | 516.76 | 13 | 38419.8192 | 7.143% | Three phase | 97.13 | 0.0048234 | 0.0052507 | 0.0057176 | 0.0062279 | 0.0067858 | 0.0073956 | 0.0080625 | 0.0087918 | 0.0095895 | 0.010462 | 0.011417 | 0.012462 | 0.013605 | 0.014857 | 0.016227 | 0.016937 | 0.016937 | 0.016937 | 0.016937 | 0.016937 | 0.30364 | 0.30821 | 0.31421 | 0.31914 | 0.322 | 0.32564 | 0.33257 | 0.33886 | 0.34257 | 0.34257 | 0.34257 | 0.34257 | 0.34257 | 0.34257 | 0.34257 | 0.34257 | 0.34257 | 0.34257 | 0.34257 | 0.34257 | 1953.5732 | 9106.6778 | 0.00055312 | 50192.8988 | 28440.4137 | 101.8566 | 481.7069 | 11060.251 | 583.5635 | 10476.6875 | -17963.7262 | FALSE
| 60406622 | CMN001 | CMN | 22KV | 262.7 | 13 | 38419.8192 | 7.143% | Single phase | 44.74 | 0.0024453 | 0.0026583 | 0.0028906 | 0.0031442 | 0.003421 | 0.0037232 | 0.0040532 | 0.0044135 | 0.004807 | 0.0052369 | 0.0057065 | 0.0062196 | 0.0067804 | 0.0073932 | 0.0080631 | 0.0086099 | 0.0086099 | 0.0086099 | 0.0086099 | 0.0086099 | 0.30364 | 0.30821 | 0.31421 | 0.31914 | 0.322 | 0.32564 | 0.33257 | 0.33886 | 0.34257 | 0.34257 | 0.34257 | 0.34257 | 0.34257 | 0.34257 | 0.34257 | 0.34257 | 0.34257 | 0.34257 | 0.34257 | 0.34257 | 983.475 | 1073.5813 | 0.00028119 | 11753.198 | 6659.6236 | 51.7798 | 57.3413 | 2057.0564 | 109.1211 | 1947.9352 | -4711.6884 | FALSE
| 60406638 | CMN001 | CMN | 22KV | 550.69 | 13 | 38419.8192 | 7.143% | Three phase | 97.13 | 0.0052817 | 0.0056787 | 0.0061069 | 0.0065687 | 0.007067 | 0.0076046 | 0.0081848 | 0.008811 | 0.0094868 | 0.010216 | 0.011004 | 0.011854 | 0.012773 | 0.013765 | 0.014836 | 0.015993 | 0.017242 | 0.018049 | 0.018049 | 0.018049 | 0.30364 | 0.30821 | 0.31421 | 0.31914 | 0.322 | 0.32564 | 0.33257 | 0.33886 | 0.34257 | 0.34257 | 0.34257 | 0.34257 | 0.34257 | 0.34257 | 0.34257 | 0.34257 | 0.34257 | 0.34257 | 0.34257 | 0.34257 | 1956.6965 | 9730.6434 | 0.00058944 | 53488.5197 | 30307.7859 | 108.5444 | 547.0405 | 11687.3399 | 655.5849 | 11031.755 | -19276.0309 | FALSE
| 60406639 | CMN001 | CMN | 22KV | 1718.56 | 13 | 38419.8192 | 7.143% | Three phase | 97.13 | 0.016483 | 0.017722 | 0.019058 | 0.020499 | 0.022054 | 0.023732 | 0.025543 | 0.027497 | 0.029606 | 0.031883 | 0.034341 | 0.036995 | 0.039861 | 0.042955 | 0.046298 | 0.049908 | 0.053809 | 0.056325 | 0.056325 | 0.056325 | 0.30364 | 0.30821 | 0.31421 | 0.31914 | 0.322 | 0.32564 | 0.33257 | 0.33886 | 0.34257 | 0.34257 | 0.34257 | 0.34257 | 0.34257 | 0.34257 | 0.34257 | 0.34257 | 0.34257 | 0.34257 | 0.34257 | 0.34257 | 6106.34 | 94766.8784 | 0.0018395 | 166923.7328 | 94582.7027 | 338.7388 | 5327.6355 | 100873.2184 | 5666.3742 | 95206.8442 | 624.1415 | TRUE
| 60406640 | CMN001 | CMN | 22KV | 459.34 | 13 | 38419.8192 | 7.143% | Three phase | 97.13 | 0.0043663 | 0.0047823 | 0.0052398 | 0.0057429 | 0.0062964 | 0.0069054 | 0.0075757 | 0.0083135 | 0.0091257 | 0.01002 | 0.011005 | 0.01209 | 0.013285 | 0.014601 | 0.015055 | 0.015055 | 0.015055 | 0.015055 | 0.015055 | 0.015055 | 0.30364 | 0.30821 | 0.31421 | 0.31914 | 0.322 | 0.32564 | 0.33257 | 0.33886 | 0.34257 | 0.34257 | 0.34257 | 0.34257 | 0.34257 | 0.34257 | 0.34257 | 0.34257 | 0.34257 | 0.34257 | 0.34257 | 0.34257 | 1814.4931 | 7517.1486 | 0.00049166 | 44615.6942 | 25280.2455 | 90.5387 | 380.6043 | 9331.6417 | 471.143 | 8860.4988 | -16419.7467 | FALSE
| 60406641 | CMN001 | CMN | 22KV | 112.97 | 13 | 38419.8192 | 7.143% | Three phase | 97.13 | 0.00078639 | 0.00085713 | 0.00093458 | 0.0010194 | 0.0011123 | 0.001214 | 0.0013255 | 0.0014476 | 0.0015815 | 0.0017283 | 0.0018892 | 0.0020657 | 0.0022592 | 0.0024715 | 0.0027044 | 0.00296 | 0.0032404 | 0.0035482 | 0.0037026 | 0.0037026 | 0.30364 | 0.30821 | 0.31421 | 0.31914 | 0.322 | 0.32564 | 0.33257 | 0.33886 | 0.34257 | 0.34257 | 0.34257 | 0.34257 | 0.34257 | 0.34257 | 0.34257 | 0.34257 | 0.34257 | 0.34257 | 0.34257 | 0.34257 | 344.8432 | 350.9494 | 0.00012092 | 10972.7761 | 6217.4192 | 22.2671 | 23.0214 | 695.7926 | 45.2885 | 650.5042 | -5566.915 | FALSE
| 60406645 | CMN001 | CMN | 22KV | 356.68 | 13 | 38419.8192 | 7.143% | Covered | 390 | 0.0035976 | 0.0038704 | 0.0041647 | 0.0044824 | 0.0048254 | 0.0051957 | 0.0055955 | 0.0060272 | 0.0064934 | 0.006997 | 0.007541 | 0.0081287 | 0.0087636 | 0.0094497 | 0.010191 | 0.010992 | 0.01169 | 0.01169 | 0.01169 | 0.01169 | 0.30364 | 0.30821 | 0.31421 | 0.31914 | 0.322 | 0.32564 | 0.33257 | 0.33886 | 0.34257 | 0.34257 | 0.34257 | 0.34257 | 0.34257 | 0.34257 | 0.34257 | 0.34257 | 0.34257 | 0.34257 | 0.34257 | 0.34257 | 1324.8748 | 17137.1578 | 0.00038178 | 139105.2 | 78820.1028 | 70.3038 | 921.4544 | 18462.0326 | 991.7582 | 17470.2744 | -61349.8284 | FALSE
| 60406646 | CMN001 | CMN | 22KV | 448.2 | 13 | 38419.8192 | 7.143% | Covered | 390 | 0.0045207 | 0.0048634 | 0.0052333 | 0.0056326 | 0.0060636 | 0.0065288 | 0.0070312 | 0.0075737 | 0.0081596 | 0.0087924 | 0.009476 | 0.010214 | 0.011012 | 0.011874 | 0.012806 | 0.013813 | 0.01469 | 0.01469 | 0.01469 | 0.01469 | 0.30364 | 0.30821 | 0.31421 | 0.31914 | 0.322 | 0.32564 | 0.33257 | 0.33886 | 0.34257 | 0.34257 | 0.34257 | 0.34257 | 0.34257 | 0.34257 | 0.34257 | 0.34257 | 0.34257 | 0.34257 | 0.34257 | 0.34257 | 1664.8225 | 27059.825 | 0.00047974 | 174798 | 99044.4378 | 88.343 | 1454.9901 | 28724.6475 | 1543.333 | 27181.3144 | -71863.1234 | FALSE
| 60406650 | CMN001 | CMN | 22KV | 347.35 | 13 | 38419.8192 | 7.143% | Covered | 390 | 0.0035035 | 0.0037691 | 0.0040558 | 0.0043652 | 0.0046992 | 0.0050598 | 0.0054491 | 0.0058695 | 0.0063236 | 0.006814 | 0.0073438 | 0.0079161 | 0.0085344 | 0.0092025 | 0.0099245 | 0.010705 | 0.011384 | 0.011384 | 0.011384 | 0.011384 | 0.30364 | 0.30821 | 0.31421 | 0.31914 | 0.322 | 0.32564 | 0.33257 | 0.33886 | 0.34257 | 0.34257 | 0.34257 | 0.34257 | 0.34257 | 0.34257 | 0.34257 | 0.34257 | 0.34257 | 0.34257 | 0.34257 | 0.34257 | 1290.2189 | 16252.3395 | 0.00037179 | 135466.5 | 76758.3344 | 68.4648 | 873.8782 | 17542.5583 | 942.3431 | 16600.2153 | -60158.1191 | FALSE
| 60406651 | CMN001 | CMN | 22KV | 85.38 | 13 | 38419.8192 | 7.143% | Covered | 390 | 0.00086117 | 0.00092646 | 0.00099693 | 0.001073 | 0.0011551 | 0.0012437 | 0.0013394 | 0.0014428 | 0.0015544 | 0.0016749 | 0.0018051 | 0.0019458 | 0.0020978 | 0.002262 | 0.0024395 | 0.0026313 | 0.0027983 | 0.0027983 | 0.0027983 | 0.0027983 | 0.30364 | 0.30821 | 0.31421 | 0.31914 | 0.322 | 0.32564 | 0.33257 | 0.33886 | 0.34257 | 0.34257 | 0.34257 | 0.34257 | 0.34257 | 0.34257 | 0.34257 | 0.34257 | 0.34257 | 0.34257 | 0.34257 | 0.34257 | 317.1409 | 981.9595 | 9.1388e-05 | 33298.2 | 18867.5013 | 16.8289 | 52.7994 | 1299.1004 | 69.6283 | 1229.4721 | -17638.0292 | FALSE
| 60406652 | CMN001 | CMN | 22KV | 154.44 | 13 | 38419.8192 | 7.143% | Covered | 390 | 0.0015577 | 0.0016758 | 0.0018033 | 0.0019409 | 0.0020894 | 0.0022497 | 0.0024228 | 0.0026097 | 0.0028116 | 0.0030297 | 0.0032652 | 0.0035197 | 0.0037946 | 0.0040917 | 0.0044127 | 0.0047596 | 0.0050617 | 0.0050617 | 0.0050617 | 0.0050617 | 0.30364 | 0.30821 | 0.31421 | 0.31914 | 0.322 | 0.32564 | 0.33257 | 0.33886 | 0.34257 | 0.34257 | 0.34257 | 0.34257 | 0.34257 | 0.34257 | 0.34257 | 0.34257 | 0.34257 | 0.34257 | 0.34257 | 0.34257 | 573.6617 | 3212.927 | 0.00016531 | 60231.6 | 34128.5653 | 30.4411 | 172.7571 | 3786.5888 | 203.1982 | 3583.3906 | -30545.1747 | FALSE
| 60406659 | CMN001 | CMN | 22KV | 305.53 | 13 | 38419.8192 | 7.143% | Covered | 390 | 0.0033539 | 0.0036083 | 0.0038828 | 0.0041791 | 0.0044989 | 0.0048441 | 0.0052168 | 0.0056192 | 0.0060538 | 0.0065231 | 0.00703 | 0.0075775 | 0.008169 | 0.008808 | 0.0094985 | 0.010014 | 0.010014 | 0.010014 | 0.010014 | 0.010014 | 0.30364 | 0.30821 | 0.31421 | 0.31914 | 0.322 | 0.32564 | 0.33257 | 0.33886 | 0.34257 | 0.34257 | 0.34257 | 0.34257 | 0.34257 | 0.34257 | 0.34257 | 0.34257 | 0.34257 | 0.34257 | 0.34257 | 0.34257 | 1208.2078 | 13392.7461 | 0.00032703 | 119156.7 | 67516.8386 | 60.2218 | 676.1204 | 14600.9539 | 736.3422 | 13864.6117 | -53652.227 | FALSE
| 60406664 | CMN001 | CMN | 22KV | 1339.67 | 13 | 38419.8192 | 7.143% | Three phase | 97.13 | 0.012758 | 0.013873 | 0.015091 | 0.01642 | 0.017872 | 0.019456 | 0.021187 | 0.023078 | 0.025144 | 0.027401 | 0.029868 | 0.032564 | 0.035511 | 0.038733 | 0.042255 | 0.043907 | 0.043907 | 0.043907 | 0.043907 | 0.043907 | 0.30364 | 0.30821 | 0.31421 | 0.31914 | 0.322 | 0.32564 | 0.33257 | 0.33886 | 0.34257 | 0.34257 | 0.34257 | 0.34257 | 0.34257 | 0.34257 | 0.34257 | 0.34257 | 0.34257 | 0.34257 | 0.34257 | 0.34257 | 5103.605 | 61686.9501 | 0.0014339 | 130122.1471 | 73730.1051 | 264.0572 | 3237.4328 | 66790.5551 | 3501.49 | 63289.0651 | -10441.0399 | FALSE
| 60406676 | CMN001 | CMN | 22KV | 17.09 | 13 | 38419.8192 | 7.143% | Single phase | 44.74 | 0.00021406 | 0.00023164 | 0.00025072 | 0.00027144 | 0.00029393 | 0.00031836 | 0.00034489 | 0.0003737 | 0.000405 | 0.00043901 | 0.00047595 | 0.0005161 | 0.00055974 | 0.00056012 | 0.00056012 | 0.00056012 | 0.00056012 | 0.00056012 | 0.00056012 | 0.00056012 | 0.30364 | 0.30821 | 0.31421 | 0.31914 | 0.322 | 0.32564 | 0.33257 | 0.33886 | 0.34257 | 0.34257 | 0.34257 | 0.34257 | 0.34257 | 0.34257 | 0.34257 | 0.34257 | 0.34257 | 0.34257 | 0.34257 | 0.34257 | 75.6805 | 5.3867 | 1.8293e-05 | 764.6066 | 433.2431 | 3.3685 | 0.24268 | 81.0672 | 3.6112 | 77.456 | -355.7872 | FALSE
| 60406685 | CMN001 | CMN | 22KV | 1647.98 | 13 | 38419.8192 | 7.143% | Three phase | 97.13 | 0.020132 | 0.021513 | 0.022993 | 0.024578 | 0.026277 | 0.028097 | 0.030048 | 0.03214 | 0.034382 | 0.036785 | 0.039362 | 0.042125 | 0.045088 | 0.048266 | 0.051674 | 0.054012 | 0.054012 | 0.054012 | 0.054012 | 0.054012 | 0.30364 | 0.30821 | 0.31421 | 0.31914 | 0.322 | 0.32564 | 0.33257 | 0.33886 | 0.34257 | 0.34257 | 0.34257 | 0.34257 | 0.34257 | 0.34257 | 0.34257 | 0.34257 | 0.34257 | 0.34257 | 0.34257 | 0.34257 | 6762.899 | 100813.0646 | 0.0017639 | 160068.2974 | 90698.2604 | 324.827 | 4899.0173 | 107575.9637 | 5223.8443 | 102352.1193 | 11653.8589 | TRUE
| 60406686 | CMN001 | CMN | 22KV | 1817.42 | 13 | 38419.8192 | 7.143% | Three phase | 97.13 | 0.016833 | 0.018228 | 0.019745 | 0.021394 | 0.023186 | 0.025134 | 0.027253 | 0.029558 | 0.032065 | 0.034792 | 0.037759 | 0.040987 | 0.044501 | 0.048325 | 0.052487 | 0.057019 | 0.059566 | 0.059566 | 0.059566 | 0.059566 | 0.30364 | 0.30821 | 0.31421 | 0.31914 | 0.322 | 0.32564 | 0.33257 | 0.33886 | 0.34257 | 0.34257 | 0.34257 | 0.34257 | 0.34257 | 0.34257 | 0.34257 | 0.34257 | 0.34257 | 0.34257 | 0.34257 | 0.34257 | 6615.7751 | 108495.1787 | 0.0019453 | 176526.0046 | 100023.5637 | 358.2247 | 5958.2087 | 115110.9538 | 6316.4333 | 108794.5205 | 8770.9568 | TRUE
| 60406687 | CMN001 | CMN | 22KV | 425.84 | 13 | 38419.8192 | 7.143% | Three phase | 97.13 | 0.0040342 | 0.0043754 | 0.0047467 | 0.005151 | 0.0055912 | 0.0060706 | 0.0065927 | 0.0071614 | 0.007781 | 0.0084561 | 0.0091918 | 0.0099937 | 0.010868 | 0.01182 | 0.012859 | 0.013957 | 0.013957 | 0.013957 | 0.013957 | 0.013957 | 0.30364 | 0.30821 | 0.31421 | 0.31914 | 0.322 | 0.32564 | 0.33257 | 0.33886 | 0.34257 | 0.34257 | 0.34257 | 0.34257 | 0.34257 | 0.34257 | 0.34257 | 0.34257 | 0.34257 | 0.34257 | 0.34257 | 0.34257 | 1592.3472 | 6118.6523 | 0.00045581 | 41361.8392 | 23436.5388 | 83.9357 | 327.1132 | 7710.9994 | 411.0488 | 7299.9506 | -16136.5882 | FALSE
| 60406700 | CMN001 | CMN | 22KV | 429.57 | 13 | 38419.8192 | 7.143% | Covered | 390 | 0.0036615 | 0.0039388 | 0.0042382 | 0.0045613 | 0.0049102 | 0.005287 | 0.0056938 | 0.0061333 | 0.006608 | 0.0071209 | 0.0076751 | 0.0082739 | 0.008921 | 0.0096205 | 0.010377 | 0.011194 | 0.012078 | 0.013033 | 0.014066 | 0.014079 | 0.30364 | 0.30821 | 0.31421 | 0.31914 | 0.322 | 0.32564 | 0.33257 | 0.33886 | 0.34257 | 0.34257 | 0.34257 | 0.34257 | 0.34257 | 0.34257 | 0.34257 | 0.34257 | 0.34257 | 0.34257 | 0.34257 | 0.34257 | 1387.774 | 21607.1181 | 0.0004598 | 167532.3 | 94927.5304 | 84.6709 | 1336.5469 | 22994.8921 | 1421.2178 | 21573.6743 | -73353.8561 | FALSE
| 60406701 | CMN001 | CMN | 22KV | 585.29 | 13 | 38419.8192 | 7.143% | Covered | 390 | 0.0049888 | 0.0053666 | 0.0057745 | 0.0062148 | 0.0066902 | 0.0072035 | 0.0077579 | 0.0083567 | 0.0090035 | 0.0097023 | 0.010457 | 0.011273 | 0.012155 | 0.013108 | 0.014138 | 0.015252 | 0.016456 | 0.017757 | 0.019165 | 0.019183 | 0.30364 | 0.30821 | 0.31421 | 0.31914 | 0.322 | 0.32564 | 0.33257 | 0.33886 | 0.34257 | 0.34257 | 0.34257 | 0.34257 | 0.34257 | 0.34257 | 0.34257 | 0.34257 | 0.34257 | 0.34257 | 0.34257 | 0.34257 | 1890.8449 | 40111.709 | 0.00062648 | 228263.1 | 129338.9536 | 115.3643 | 2481.1815 | 42002.5539 | 2596.5457 | 39406.0082 | -89932.9454 | FALSE
| 60406702 | CMN001 | CMN | 22KV | 1249.24 | 13 | 38419.8192 | 7.143% | Covered | 390 | 0.010648 | 0.011455 | 0.012325 | 0.013265 | 0.014279 | 0.015375 | 0.016558 | 0.017836 | 0.019217 | 0.020708 | 0.02232 | 0.024061 | 0.025943 | 0.027977 | 0.030176 | 0.032553 | 0.035123 | 0.037901 | 0.040906 | 0.040944 | 0.30364 | 0.30821 | 0.31421 | 0.31914 | 0.322 | 0.32564 | 0.33257 | 0.33886 | 0.34257 | 0.34257 | 0.34257 | 0.34257 | 0.34257 | 0.34257 | 0.34257 | 0.34257 | 0.34257 | 0.34257 | 0.34257 | 0.34257 | 4035.8098 | 182734.5721 | 0.0013371 | 487203.6 | 276060.4049 | 246.2329 | 11303.3737 | 186770.382 | 11549.6065 | 175220.7754 | -100839.6294 | FALSE
| 60406706 | CMN001 | CMN | 22KV | 115.32 | 13 | 38419.8192 | 7.143% | Three phase | 97.13 | 0.00067273 | 0.00072231 | 0.00077576 | 0.00083338 | 0.00089551 | 0.00096252 | 0.0010348 | 0.0011128 | 0.0011969 | 0.0012876 | 0.0013856 | 0.0014913 | 0.0016054 | 0.0017286 | 0.0018616 | 0.0020053 | 0.0021604 | 0.0023279 | 0.0025089 | 0.0027044 | 0.30364 | 0.30821 | 0.31421 | 0.31914 | 0.322 | 0.32564 | 0.33257 | 0.33886 | 0.34257 | 0.34257 | 0.34257 | 0.34257 | 0.34257 | 0.34257 | 0.34257 | 0.34257 | 0.34257 | 0.34257 | 0.34257 | 0.34257 | 251.5954 | 261.9464 | 0.00012343 | 11201.0316 | 6346.7538 | 22.7303 | 23.9891 | 513.5418 | 46.7194 | 466.8224 | -5879.9314 | FALSE
| 60406707 | CMN001 | CMN | 22KV | 215.77 | 13 | 38419.8192 | 7.143% | Three phase | 97.13 | 0.0012587 | 0.0013515 | 0.0014515 | 0.0015593 | 0.0016756 | 0.0018009 | 0.0019362 | 0.002082 | 0.0022394 | 0.0024092 | 0.0025925 | 0.0027903 | 0.0030039 | 0.0032344 | 0.0034832 | 0.003752 | 0.0040422 | 0.0043557 | 0.0046943 | 0.0050601 | 0.30364 | 0.30821 | 0.31421 | 0.31914 | 0.322 | 0.32564 | 0.33257 | 0.33886 | 0.34257 | 0.34257 | 0.34257 | 0.34257 | 0.34257 | 0.34257 | 0.34257 | 0.34257 | 0.34257 | 0.34257 | 0.34257 | 0.34257 | 470.7487 | 917.0337 | 0.00023095 | 20957.7401 | 11875.1221 | 42.5296 | 83.9822 | 1387.7825 | 126.5118 | 1261.2707 | -10613.8514 | FALSE
| 60406716 | CMN001 | CMN | 22KV | 2662.05 | 13 | 38419.8192 | 7.143% | Covered | 390 | 0.031813 | 0.034227 | 0.036832 | 0.039643 | 0.042677 | 0.045951 | 0.049486 | 0.053303 | 0.057423 | 0.061873 | 0.066679 | 0.071869 | 0.077475 | 0.083531 | 0.087248 | 0.087248 | 0.087248 | 0.087248 | 0.087248 | 0.087248 | 0.30364 | 0.30821 | 0.31421 | 0.31914 | 0.322 | 0.32564 | 0.33257 | 0.33886 | 0.34257 | 0.34257 | 0.34257 | 0.34257 | 0.34257 | 0.34257 | 0.34257 | 0.34257 | 0.34257 | 0.34257 | 0.34257 | 0.34257 | 11158.2938 | 1078257.7354 | 0.0028494 | 1038199.5 | 588266.9469 | 524.7064 | 51327.3376 | 1089416.0292 | 51852.044 | 1037563.9851 | 449297.0382 | TRUE
| 60406729 | CMN001 | CMN | 22KV | 45.77 | 13 | 38419.8192 | 7.143% | Three phase | 97.13 | 0.00057461 | 0.00062253 | 0.00067462 | 0.00073123 | 0.00079277 | 0.00085967 | 0.00093242 | 0.0010115 | 0.0010976 | 0.0011912 | 0.001293 | 0.0014038 | 0.0015001 | 0.0015001 | 0.0015001 | 0.0015001 | 0.0015001 | 0.0015001 | 0.0015001 | 0.0015001 | 0.30364 | 0.30821 | 0.31421 | 0.31914 | 0.322 | 0.32564 | 0.33257 | 0.33886 | 0.34257 | 0.34257 | 0.34257 | 0.34257 | 0.34257 | 0.34257 | 0.34257 | 0.34257 | 0.34257 | 0.34257 | 0.34257 | 0.34257 | 203.7771 | 84.332 | 4.8991e-05 | 4445.6401 | 2518.9986 | 9.0215 | 3.7789 | 288.1091 | 12.8005 | 275.3087 | -2243.69 | FALSE
| 60406730 | CMN001 | CMN | 22KV | 37.65 | 13 | 38419.8192 | 7.143% | Three phase | 97.13 | 0.00035392 | 0.00038245 | 0.00041338 | 0.00044692 | 0.0004833 | 0.00052277 | 0.00056559 | 0.00061205 | 0.00066247 | 0.0007172 | 0.0007766 | 0.00084109 | 0.00091111 | 0.00098714 | 0.0010697 | 0.0011594 | 0.001234 | 0.001234 | 0.001234 | 0.001234 | 0.30364 | 0.30821 | 0.31421 | 0.31914 | 0.322 | 0.32564 | 0.33257 | 0.33886 | 0.34257 | 0.34257 | 0.34257 | 0.34257 | 0.34257 | 0.34257 | 0.34257 | 0.34257 | 0.34257 | 0.34257 | 0.34257 | 0.34257 | 136.6263 | 46.4275 | 4.0299e-05 | 3656.9445 | 2072.1062 | 7.421 | 2.557 | 183.0537 | 9.9781 | 173.0757 | -1899.0305 | FALSE
| 60406731 | CMN001 | CMN | 22KV | 92.74 | 13 | 38419.8192 | 7.143% | Three phase | 97.13 | 0.0011671 | 0.0012659 | 0.0013735 | 0.0014906 | 0.001618 | 0.0017567 | 0.0019077 | 0.0020722 | 0.0022513 | 0.0024463 | 0.0026588 | 0.0028902 | 0.0030395 | 0.0030395 | 0.0030395 | 0.0030395 | 0.0030395 | 0.0030395 | 0.0030395 | 0.0030395 | 0.30364 | 0.30821 | 0.31421 | 0.31914 | 0.322 | 0.32564 | 0.33257 | 0.33886 | 0.34257 | 0.34257 | 0.34257 | 0.34257 | 0.34257 | 0.34257 | 0.34257 | 0.34257 | 0.34257 | 0.34257 | 0.34257 | 0.34257 | 415.1833 | 348.1472 | 9.9266e-05 | 9007.8362 | 5104.0405 | 18.2796 | 15.5146 | 763.3304 | 33.7942 | 729.5363 | -4374.5042 | FALSE
| 60406732 | CMN001 | CMN | 22KV | 42.98 | 13 | 38419.8192 | 7.143% | Three phase | 97.13 | 0.00040403 | 0.00043659 | 0.0004719 | 0.00051019 | 0.00055172 | 0.00059678 | 0.00064566 | 0.0006987 | 0.00075626 | 0.00081873 | 0.00088654 | 0.00096016 | 0.0010401 | 0.0011269 | 0.0012211 | 0.0013235 | 0.0014087 | 0.0014087 | 0.0014087 | 0.0014087 | 0.30364 | 0.30821 | 0.31421 | 0.31914 | 0.322 | 0.32564 | 0.33257 | 0.33886 | 0.34257 | 0.34257 | 0.34257 | 0.34257 | 0.34257 | 0.34257 | 0.34257 | 0.34257 | 0.34257 | 0.34257 | 0.34257 | 0.34257 | 155.968 | 60.5031 | 4.6004e-05 | 4174.6474 | 2365.4481 | 8.4716 | 3.3323 | 216.4712 | 11.8039 | 204.6673 | -2160.7808 | FALSE
| 60406733 | CMN001 | CMN | 22KV | 123.92 | 13 | 38419.8192 | 7.143% | Three phase | 97.13 | 0.0011649 | 0.0012588 | 0.0013606 | 0.001471 | 0.0015907 | 0.0017206 | 0.0018616 | 0.0020145 | 0.0021804 | 0.0023606 | 0.0025561 | 0.0027683 | 0.0029988 | 0.003249 | 0.0035208 | 0.003816 | 0.0040614 | 0.0040614 | 0.0040614 | 0.0040614 | 0.30364 | 0.30821 | 0.31421 | 0.31914 | 0.322 | 0.32564 | 0.33257 | 0.33886 | 0.34257 | 0.34257 | 0.34257 | 0.34257 | 0.34257 | 0.34257 | 0.34257 | 0.34257 | 0.34257 | 0.34257 | 0.34257 | 0.34257 | 449.6873 | 502.9536 | 0.00013264 | 12036.3496 | 6820.0636 | 24.4254 | 27.7005 | 952.6409 | 52.1259 | 900.515 | -5919.5486 | FALSE
| 60406772 | CMN001 | CMN | 22KV | 70.55 | 13 | 38419.8192 | 7.143% | Three phase | 97.13 | 0.00055308 | 0.00059494 | 0.00064014 | 0.00068893 | 0.00074162 | 0.00079851 | 0.00085997 | 0.00092635 | 0.00099807 | 0.0010756 | 0.0011593 | 0.0012498 | 0.0013476 | 0.0014534 | 0.0015677 | 0.0016913 | 0.0018249 | 0.0019694 | 0.0021258 | 0.0022948 | 0.30364 | 0.30821 | 0.31421 | 0.31914 | 0.322 | 0.32564 | 0.33257 | 0.33886 | 0.34257 | 0.34257 | 0.34257 | 0.34257 | 0.34257 | 0.34257 | 0.34257 | 0.34257 | 0.34257 | 0.34257 | 0.34257 | 0.34257 | 210.7755 | 134.2161 | 7.5514e-05 | 6852.5215 | 3882.7912 | 13.9058 | 8.9784 | 344.9916 | 22.8842 | 322.1073 | -3560.6839 | FALSE
| 60406788 | CMN001 | CMN | 22KV | 77.55 | 13 | 38419.8192 | 7.143% | Three phase | 97.13 | 0.00071996 | 0.00078161 | 0.00084879 | 0.00092201 | 0.0010018 | 0.0010888 | 0.0011837 | 0.0012871 | 0.0013999 | 0.001523 | 0.0016572 | 0.0018037 | 0.0019635 | 0.002138 | 0.0023284 | 0.0025362 | 0.0025417 | 0.0025417 | 0.0025417 | 0.0025417 | 0.30364 | 0.30821 | 0.31421 | 0.31914 | 0.322 | 0.32564 | 0.33257 | 0.33886 | 0.34257 | 0.34257 | 0.34257 | 0.34257 | 0.34257 | 0.34257 | 0.34257 | 0.34257 | 0.34257 | 0.34257 | 0.34257 | 0.34257 | 287.5733 | 201.1994 | 8.3007e-05 | 7532.4315 | 4268.0434 | 15.2856 | 10.8485 | 488.7727 | 26.1341 | 462.6387 | -3805.4047 | FALSE
| 60406795 | CMN001 | CMN | 22KV | 734.7 | 13 | 38419.8192 | 7.143% | Single phase | 44.74 | 0.0087802 | 0.0094465 | 0.010165 | 0.010941 | 0.011778 | 0.012682 | 0.013658 | 0.014711 | 0.015848 | 0.017076 | 0.018403 | 0.019835 | 0.021382 | 0.023054 | 0.02408 | 0.02408 | 0.02408 | 0.02408 | 0.02408 | 0.02408 | 0.30364 | 0.30821 | 0.31421 | 0.31914 | 0.322 | 0.32564 | 0.33257 | 0.33886 | 0.34257 | 0.34257 | 0.34257 | 0.34257 | 0.34257 | 0.34257 | 0.34257 | 0.34257 | 0.34257 | 0.34257 | 0.34257 | 0.34257 | 3079.5809 | 9421.9679 | 0.0007864 | 32870.478 | 18625.1445 | 144.8139 | 448.5055 | 12501.5488 | 593.3194 | 11908.2294 | -6716.9151 | FALSE
| 60406801 | CMN001 | CMN | 22KV | 11.77 | 13 | 38419.8192 | 7.143% | Single phase | 44.74 | 9.2271e-05 | 9.9256e-05 | 0.0001068 | 0.00011494 | 0.00012373 | 0.00013322 | 0.00014347 | 0.00015455 | 0.00016651 | 0.00017944 | 0.00019341 | 0.00020851 | 0.00022483 | 0.00024247 | 0.00026154 | 0.00028216 | 0.00030445 | 0.00032857 | 0.00035464 | 0.00038285 | 0.30364 | 0.30821 | 0.31421 | 0.31914 | 0.322 | 0.32564 | 0.33257 | 0.33886 | 0.34257 | 0.34257 | 0.34257 | 0.34257 | 0.34257 | 0.34257 | 0.34257 | 0.34257 | 0.34257 | 0.34257 | 0.34257 | 0.34257 | 35.1641 | 1.7207 | 1.2598e-05 | 526.5898 | 298.3775 | 2.3199 | 0.11511 | 36.8848 | 2.435 | 34.4498 | -263.9277 | FALSE
| 60406815 | CMN001 | CMN | 22KV | 18.28 | 13 | 38419.8192 | 7.143% | Three phase | 97.13 | 0.00017464 | 0.0001874 | 0.00020113 | 0.00021591 | 0.00023182 | 0.00024895 | 0.0002674 | 0.00028728 | 0.00030868 | 0.00033174 | 0.00035658 | 0.00038334 | 0.00041218 | 0.00044326 | 0.00047675 | 0.00051285 | 0.00055177 | 0.00059372 | 0.00059912 | 0.00059912 | 0.30364 | 0.30821 | 0.31421 | 0.31914 | 0.322 | 0.32564 | 0.33257 | 0.33886 | 0.34257 | 0.34257 | 0.34257 | 0.34257 | 0.34257 | 0.34257 | 0.34257 | 0.34257 | 0.34257 | 0.34257 | 0.34257 | 0.34257 | 63.7568 | 10.5268 | 1.9566e-05 | 1775.5364 | 1006.0584 | 3.6031 | 0.60278 | 74.2836 | 4.2059 | 70.0777 | -935.9808 | FALSE
| 60406860 | CMN001 | CMN | 22KV | 291.27 | 13 | 38419.8192 | 7.143% | Three phase | 97.13 | 0.0031974 | 0.0034399 | 0.0037016 | 0.0039841 | 0.0042889 | 0.004618 | 0.0049733 | 0.005357 | 0.0057712 | 0.0062186 | 0.0067018 | 0.0072238 | 0.0077877 | 0.0083969 | 0.0090552 | 0.0095463 | 0.0095463 | 0.0095463 | 0.0095463 | 0.0095463 | 0.30364 | 0.30821 | 0.31421 | 0.31914 | 0.322 | 0.32564 | 0.33257 | 0.33886 | 0.34257 | 0.34257 | 0.34257 | 0.34257 | 0.34257 | 0.34257 | 0.34257 | 0.34257 | 0.34257 | 0.34257 | 0.34257 | 0.34257 | 1151.8171 | 3031.3928 | 0.00031177 | 28291.0551 | 16030.3416 | 57.4111 | 153.0371 | 4183.2099 | 210.4482 | 3972.7617 | -12057.5799 | FALSE
| 60406866 | CMN001 | CMN | 22KV | 58.33 | 13 | 38419.8192 | 7.143% | Three phase | 97.13 | 0.00073046 | 0.00079968 | 0.00087572 | 0.00095928 | 0.0010511 | 0.0011521 | 0.001263 | 0.0013851 | 0.0015192 | 0.0016668 | 0.0018292 | 0.0019118 | 0.0019118 | 0.0019118 | 0.0019118 | 0.0019118 | 0.0019118 | 0.0019118 | 0.0019118 | 0.0019118 | 0.30364 | 0.30821 | 0.31421 | 0.31914 | 0.322 | 0.32564 | 0.33257 | 0.33886 | 0.34257 | 0.34257 | 0.34257 | 0.34257 | 0.34257 | 0.34257 | 0.34257 | 0.34257 | 0.34257 | 0.34257 | 0.34257 | 0.34257 | 268.3129 | 141.487 | 6.2435e-05 | 5665.5929 | 3210.2511 | 11.4972 | 6.1375 | 409.7999 | 17.6347 | 392.1653 | -2818.0858 | FALSE
| 60406881 | CMN001 | CMN | 22KV | 535.98 | 13 | 38419.8192 | 7.143% | Single phase | 44.74 | 0.0064054 | 0.0068914 | 0.0074158 | 0.0079818 | 0.0085926 | 0.0092519 | 0.0099636 | 0.010732 | 0.011562 | 0.012458 | 0.013425 | 0.01447 | 0.015599 | 0.016818 | 0.017567 | 0.017567 | 0.017567 | 0.017567 | 0.017567 | 0.017567 | 0.30364 | 0.30821 | 0.31421 | 0.31914 | 0.322 | 0.32564 | 0.33257 | 0.33886 | 0.34257 | 0.34257 | 0.34257 | 0.34257 | 0.34257 | 0.34257 | 0.34257 | 0.34257 | 0.34257 | 0.34257 | 0.34257 | 0.34257 | 2246.6228 | 5014.3969 | 0.0005737 | 23979.7452 | 13587.4574 | 105.645 | 238.6958 | 7261.0197 | 344.3408 | 6916.6789 | -6670.7785 | FALSE
| 60406884 | CMN001 | CMN | 22KV | 472.08 | 13 | 38419.8192 | 7.143% | Three phase | 97.13 | 0.0045101 | 0.0048395 | 0.0051941 | 0.0055758 | 0.0059867 | 0.0064292 | 0.0069057 | 0.0074189 | 0.0079716 | 0.0085671 | 0.0092086 | 0.0098997 | 0.010645 | 0.011447 | 0.012312 | 0.013244 | 0.014249 | 0.015333 | 0.015472 | 0.015472 | 0.30364 | 0.30821 | 0.31421 | 0.31914 | 0.322 | 0.32564 | 0.33257 | 0.33886 | 0.34257 | 0.34257 | 0.34257 | 0.34257 | 0.34257 | 0.34257 | 0.34257 | 0.34257 | 0.34257 | 0.34257 | 0.34257 | 0.34257 | 1646.5155 | 7020.5983 | 0.0005053 | 45853.1304 | 25981.4044 | 93.0499 | 402.0095 | 8667.1138 | 495.0594 | 8172.0545 | -17809.3499 | FALSE
| 60406898 | CMN001 | CMN | 22KV | 487.96 | 13 | 38419.8192 | 7.143% | Single phase | 44.74 | 0.0053565 | 0.0057628 | 0.0062012 | 0.0066744 | 0.0071852 | 0.0077365 | 0.0083317 | 0.0089744 | 0.0096684 | 0.010418 | 0.011227 | 0.012102 | 0.013047 | 0.014067 | 0.01517 | 0.015993 | 0.015993 | 0.015993 | 0.015993 | 0.015993 | 0.30364 | 0.30821 | 0.31421 | 0.31914 | 0.322 | 0.32564 | 0.33257 | 0.33886 | 0.34257 | 0.34257 | 0.34257 | 0.34257 | 0.34257 | 0.34257 | 0.34257 | 0.34257 | 0.34257 | 0.34257 | 0.34257 | 0.34257 | 1929.6209 | 3918.8779 | 0.0005223 | 21831.3304 | 12370.1178 | 96.1799 | 197.8409 | 5848.4988 | 294.0208 | 5554.478 | -6815.6398 | FALSE
| 60406921 | CMN001 | CMN | 22KV | 5613.93 | 13 | 38419.8192 | 7.143% | Three phase | 97.13 | 0.053634 | 0.057551 | 0.061767 | 0.066306 | 0.071193 | 0.076455 | 0.082122 | 0.088224 | 0.094798 | 0.10188 | 0.10951 | 0.11773 | 0.12658 | 0.13613 | 0.14641 | 0.1575 | 0.16945 | 0.18234 | 0.184 | 0.184 | 0.30364 | 0.30821 | 0.31421 | 0.31914 | 0.322 | 0.32564 | 0.33257 | 0.33886 | 0.34257 | 0.34257 | 0.34257 | 0.34257 | 0.34257 | 0.34257 | 0.34257 | 0.34257 | 0.34257 | 0.34257 | 0.34257 | 0.34257 | 19580.2045 | 992834.6102 | 0.006009 | 545281.0209 | 308968.3643 | 1106.5402 | 56851.1284 | 1012414.8148 | 57957.6685 | 954457.1462 | 645488.7819 | TRUE
| 60406953 | CMN001 | CMN | 22KV | 265.59 | 13 | 38419.8192 | 7.143% | Three phase | 97.13 | 0.003174 | 0.0034148 | 0.0036747 | 0.0039552 | 0.0042578 | 0.0045845 | 0.0049372 | 0.005318 | 0.0057291 | 0.006173 | 0.0066525 | 0.0071703 | 0.0077296 | 0.0083338 | 0.0087047 | 0.0087047 | 0.0087047 | 0.0087047 | 0.0087047 | 0.0087047 | 0.30364 | 0.30821 | 0.31421 | 0.31914 | 0.322 | 0.32564 | 0.33257 | 0.33886 | 0.34257 | 0.34257 | 0.34257 | 0.34257 | 0.34257 | 0.34257 | 0.34257 | 0.34257 | 0.34257 | 0.34257 | 0.34257 | 0.34257 | 1113.2515 | 2673.0211 | 0.00028428 | 25796.7567 | 14617.0166 | 52.3494 | 127.2414 | 3786.2726 | 179.5909 | 3606.6818 | -11010.3348 | FALSE
| 60406954 | CMN001 | CMN | 22KV | 344.14 | 13 | 38419.8192 | 7.143% | Three phase | 97.13 | 0.0041127 | 0.0044248 | 0.0047615 | 0.0051249 | 0.0055171 | 0.0059404 | 0.0063974 | 0.0068908 | 0.0074235 | 0.0079987 | 0.00862 | 0.0092909 | 0.010016 | 0.010799 | 0.011279 | 0.011279 | 0.011279 | 0.011279 | 0.011279 | 0.011279 | 0.30364 | 0.30821 | 0.31421 | 0.31914 | 0.322 | 0.32564 | 0.33257 | 0.33886 | 0.34257 | 0.34257 | 0.34257 | 0.34257 | 0.34257 | 0.34257 | 0.34257 | 0.34257 | 0.34257 | 0.34257 | 0.34257 | 0.34257 | 1442.503 | 4487.9629 | 0.00036836 | 33426.3182 | 18940.096 | 67.8321 | 213.6365 | 5930.4659 | 281.4686 | 5648.9973 | -13291.0986 | FALSE
| 60406955 | CMN001 | CMN | 22KV | 613.42 | 13 | 38419.8192 | 7.143% | Three phase | 97.13 | 0.0073308 | 0.0078871 | 0.0084873 | 0.009135 | 0.0098341 | 0.010589 | 0.011403 | 0.012283 | 0.013232 | 0.014258 | 0.015365 | 0.016561 | 0.017853 | 0.019248 | 0.020105 | 0.020105 | 0.020105 | 0.020105 | 0.020105 | 0.020105 | 0.30364 | 0.30821 | 0.31421 | 0.31914 | 0.322 | 0.32564 | 0.33257 | 0.33886 | 0.34257 | 0.34257 | 0.34257 | 0.34257 | 0.34257 | 0.34257 | 0.34257 | 0.34257 | 0.34257 | 0.34257 | 0.34257 | 0.34257 | 2571.2216 | 14259.1885 | 0.00065658 | 59581.4846 | 33760.1955 | 120.9089 | 678.7674 | 16830.4102 | 799.6762 | 16030.7339 | -17729.4615 | FALSE
| 60406994 | CMN001 | CMN | 22KV | 801.45 | 13 | 38419.8192 | 7.143% | Single phase | 44.74 | 0.0074299 | 0.007993 | 0.0086007 | 0.0092566 | 0.0099648 | 0.010729 | 0.011555 | 0.012447 | 0.01341 | 0.01445 | 0.015574 | 0.016789 | 0.018101 | 0.019519 | 0.021052 | 0.022709 | 0.024499 | 0.026267 | 0.026267 | 0.026267 | 0.30364 | 0.30821 | 0.31421 | 0.31914 | 0.322 | 0.32564 | 0.33257 | 0.33886 | 0.34257 | 0.34257 | 0.34257 | 0.34257 | 0.34257 | 0.34257 | 0.34257 | 0.34257 | 0.34257 | 0.34257 | 0.34257 | 0.34257 | 2783.3379 | 9277.1619 | 0.00085785 | 35856.873 | 20317.3024 | 157.9707 | 533.7041 | 12060.4998 | 691.6749 | 11368.8249 | -8948.4775 | FALSE
| 60407032 | CMN002 | CMN | 22KV | 48.62 | 8 | 38419.8192 | 11.11% | Three phase | 97.13 | 0.0004551 | 0.00049612 | 0.00054102 | 0.00059016 | 0.00064396 | 0.00070286 | 0.00076737 | 0.00083802 | 0.00091541 | 0.0010002 | 0.0010931 | 0.001195 | 0.0013066 | 0.0014289 | 0.0015631 | 0.0015935 | 0.0015935 | 0.0015935 | 0.0015935 | 0.0015935 | 0.40256 | 0.40522 | 0.40822 | 0.41078 | 0.41189 | 0.41489 | 0.41933 | 0.42378 | 0.42522 | 0.42522 | 0.42522 | 0.42522 | 0.42522 | 0.42522 | 0.42522 | 0.42522 | 0.42522 | 0.42522 | 0.42522 | 0.42522 | 232.7018 | 81.4321 | 5.2041e-05 | 4722.4606 | 2675.8513 | 12.1021 | 4.2642 | 314.1339 | 16.3662 | 297.7677 | -2378.0836 | FALSE
| 60407034 | CMN002 | CMN | 22KV | 23.06 | 8 | 38419.8192 | 11.11% | Three phase | 97.13 | 0.00028694 | 0.00030948 | 0.00033387 | 0.00036025 | 0.00038879 | 0.00041968 | 0.00045311 | 0.00048929 | 0.00052846 | 0.00057086 | 0.00061677 | 0.00066649 | 0.00072033 | 0.00075579 | 0.00075579 | 0.00075579 | 0.00075579 | 0.00075579 | 0.00075579 | 0.00075579 | 0.40256 | 0.40522 | 0.40822 | 0.41078 | 0.41189 | 0.41489 | 0.41933 | 0.42378 | 0.42522 | 0.42522 | 0.42522 | 0.42522 | 0.42522 | 0.42522 | 0.42522 | 0.42522 | 0.42522 | 0.42522 | 0.42522 | 0.42522 | 125.8708 | 20.9158 | 2.4683e-05 | 2239.8178 | 1269.1306 | 5.7399 | 0.95923 | 146.7866 | 6.6991 | 140.0874 | -1129.0432 | FALSE
| 60407035 | CMN002 | CMN | 22KV | 1581.73 | 8 | 38419.8192 | 11.11% | Single phase | 44.74 | 0.016953 | 0.018252 | 0.019655 | 0.02117 | 0.022806 | 0.024574 | 0.026485 | 0.028549 | 0.03078 | 0.033191 | 0.035797 | 0.038615 | 0.041661 | 0.044954 | 0.048516 | 0.051841 | 0.051841 | 0.051841 | 0.051841 | 0.051841 | 0.40256 | 0.40522 | 0.40822 | 0.41078 | 0.41189 | 0.41489 | 0.41933 | 0.42378 | 0.42522 | 0.42522 | 0.42522 | 0.42522 | 0.42522 | 0.42522 | 0.42522 | 0.42522 | 0.42522 | 0.42522 | 0.42522 | 0.42522 | 7746.6214 | 40652.4218 | 0.001693 | 70766.6002 | 40097.9309 | 393.7105 | 2078.7985 | 48399.0432 | 2472.509 | 45926.5342 | 5828.6033 | TRUE
| 60407038 | CMN002 | CMN | 22KV | 2411.04 | 8 | 38419.8192 | 11.11% | Single phase | 44.74 | 0.024319 | 0.026162 | 0.028152 | 0.0303 | 0.032618 | 0.035121 | 0.037824 | 0.040742 | 0.043894 | 0.047298 | 0.050975 | 0.054947 | 0.059239 | 0.063877 | 0.068889 | 0.074305 | 0.079021 | 0.079021 | 0.079021 | 0.079021 | 0.40256 | 0.40522 | 0.40822 | 0.41078 | 0.41189 | 0.41489 | 0.41933 | 0.42378 | 0.42522 | 0.42522 | 0.42522 | 0.42522 | 0.42522 | 0.42522 | 0.42522 | 0.42522 | 0.42522 | 0.42522 | 0.42522 | 0.42522 | 11231.2083 | 89830.0172 | 0.0025807 | 107869.9296 | 61121.5033 | 600.1351 | 4830.1045 | 101061.2255 | 5430.2396 | 95630.9859 | 34509.4826 | TRUE
| 60407044 | CMN002 | CMN | 22KV | 983.96 | 8 | 38419.8192 | 11.11% | Three phase | 97.13 | 0.0094186 | 0.010116 | 0.010868 | 0.011678 | 0.012551 | 0.013492 | 0.014507 | 0.015601 | 0.01678 | 0.018052 | 0.019423 | 0.020902 | 0.022498 | 0.024219 | 0.026076 | 0.028079 | 0.030241 | 0.032249 | 0.032249 | 0.032249 | 0.40256 | 0.40522 | 0.40822 | 0.41078 | 0.41189 | 0.41489 | 0.41933 | 0.42378 | 0.42522 | 0.42522 | 0.42522 | 0.42522 | 0.42522 | 0.42522 | 0.42522 | 0.42522 | 0.42522 | 0.42522 | 0.42522 | 0.42522 | 4344.5411 | 30786.3248 | 0.0010532 | 95572.0348 | 54153.2423 | 244.9188 | 1746.4654 | 35130.8659 | 1991.3842 | 33139.4817 | -21013.7606 | FALSE
| 60407052 | CMN002 | CMN | 22KV | 629.44 | 8 | 38419.8192 | 11.11% | Three phase | 97.13 | 0.0058751 | 0.0063956 | 0.0069644 | 0.0075859 | 0.0082654 | 0.0090083 | 0.0098205 | 0.010709 | 0.01168 | 0.012743 | 0.013906 | 0.015179 | 0.016572 | 0.018096 | 0.019765 | 0.02063 | 0.02063 | 0.02063 | 0.02063 | 0.02063 | 0.40256 | 0.40522 | 0.40822 | 0.41078 | 0.41189 | 0.41489 | 0.41933 | 0.42378 | 0.42522 | 0.42522 | 0.42522 | 0.42522 | 0.42522 | 0.42522 | 0.42522 | 0.42522 | 0.42522 | 0.42522 | 0.42522 | 0.42522 | 2982.2355 | 13511.1049 | 0.00067373 | 61137.5072 | 34641.8725 | 156.6747 | 714.6835 | 16493.3404 | 871.3583 | 15621.9821 | -19019.8903 | FALSE
| 60407053 | CMN002 | CMN | 22KV | 152.4 | 8 | 38419.8192 | 11.11% | Three phase | 97.13 | 0.0014225 | 0.0015485 | 0.0016862 | 0.0018367 | 0.0020012 | 0.0021811 | 0.0023777 | 0.0025928 | 0.0028281 | 0.0030854 | 0.003367 | 0.0036751 | 0.0040123 | 0.0043814 | 0.0047855 | 0.0049949 | 0.0049949 | 0.0049949 | 0.0049949 | 0.0049949 | 0.40256 | 0.40522 | 0.40822 | 0.41078 | 0.41189 | 0.41489 | 0.41933 | 0.42378 | 0.42522 | 0.42522 | 0.42522 | 0.42522 | 0.42522 | 0.42522 | 0.42522 | 0.42522 | 0.42522 | 0.42522 | 0.42522 | 0.42522 | 722.0588 | 792.0491 | 0.00016312 | 14802.612 | 8387.4895 | 37.9341 | 41.8962 | 1514.1079 | 79.8303 | 1434.2776 | -6953.2119 | FALSE
| 60407069 | CMN002 | CMN | 22KV | 864.96 | 8 | 38419.8192 | 11.11% | Covered | 390 | 0.0062388 | 0.0067107 | 0.0072202 | 0.0077704 | 0.0083645 | 0.0090061 | 0.0096993 | 0.010448 | 0.011257 | 0.012132 | 0.013076 | 0.014098 | 0.015202 | 0.016396 | 0.017686 | 0.019082 | 0.020591 | 0.022224 | 0.02399 | 0.0259 | 0.40256 | 0.40522 | 0.40822 | 0.41078 | 0.41189 | 0.41489 | 0.41933 | 0.42378 | 0.42522 | 0.42522 | 0.42522 | 0.42522 | 0.42522 | 0.42522 | 0.42522 | 0.42522 | 0.42522 | 0.42522 | 0.42522 | 0.42522 | 2980.9618 | 74537.4756 | 0.00092582 | 337334.4 | 191141.1801 | 215.2983 | 5418.8655 | 77518.4374 | 5634.1638 | 71884.2736 | -119256.9065 | FALSE
| 60407100 | CMN002 | CMN | 22KV | 1976.1 | 8 | 38419.8192 | 11.11% | Covered | 390 | 0.023616 | 0.025408 | 0.027341 | 0.029428 | 0.03168 | 0.034111 | 0.036735 | 0.039568 | 0.042627 | 0.04593 | 0.049497 | 0.05335 | 0.057511 | 0.062007 | 0.064766 | 0.064766 | 0.064766 | 0.064766 | 0.064766 | 0.064766 | 0.40256 | 0.40522 | 0.40822 | 0.41078 | 0.41189 | 0.41489 | 0.41933 | 0.42378 | 0.42522 | 0.42522 | 0.42522 | 0.42522 | 0.42522 | 0.42522 | 0.42522 | 0.42522 | 0.42522 | 0.42522 | 0.42522 | 0.42522 | 10392.9441 | 594166.2812 | 0.0021152 | 770679 | 436683.8766 | 491.8736 | 28283.5655 | 604559.2253 | 28775.4392 | 575783.7861 | 139099.9095 | TRUE
| 60407101 | CMN002 | CMN | 22KV | 469.23 | 8 | 38419.8192 | 11.11% | Covered | 390 | 0.0056076 | 0.0060332 | 0.0064923 | 0.0069878 | 0.0075225 | 0.0080997 | 0.0087228 | 0.0093955 | 0.010122 | 0.010906 | 0.011753 | 0.012668 | 0.013656 | 0.014724 | 0.015379 | 0.015379 | 0.015379 | 0.015379 | 0.015379 | 0.015379 | 0.40256 | 0.40522 | 0.40822 | 0.41078 | 0.41189 | 0.41489 | 0.41933 | 0.42378 | 0.42522 | 0.42522 | 0.42522 | 0.42522 | 0.42522 | 0.42522 | 0.42522 | 0.42522 | 0.42522 | 0.42522 | 0.42522 | 0.42522 | 2467.8312 | 33501.3036 | 0.00050225 | 182999.7 | 103691.7036 | 116.7967 | 1594.7326 | 35969.1348 | 1711.5292 | 34257.6056 | -69434.098 | FALSE
| 60407102 | CMN002 | CMN | 22KV | 329.88 | 8 | 38419.8192 | 11.11% | Covered | 390 | 0.0039423 | 0.0042415 | 0.0045642 | 0.0049126 | 0.0052885 | 0.0056943 | 0.0061323 | 0.0066053 | 0.0071159 | 0.0076673 | 0.0082628 | 0.0089059 | 0.0096007 | 0.010351 | 0.010812 | 0.010812 | 0.010812 | 0.010812 | 0.010812 | 0.010812 | 0.40256 | 0.40522 | 0.40822 | 0.41078 | 0.41189 | 0.41489 | 0.41933 | 0.42378 | 0.42522 | 0.42522 | 0.42522 | 0.42522 | 0.42522 | 0.42522 | 0.42522 | 0.42522 | 0.42522 | 0.42522 | 0.42522 | 0.42522 | 1734.9448 | 16557.7811 | 0.00035309 | 128653.2 | 72897.7669 | 82.1109 | 788.1852 | 18292.7259 | 870.2961 | 17422.4298 | -55475.3371 | FALSE
| 60407111 | CMN002 | CMN | 22KV | 172.8 | 8 | 38419.8192 | 11.11% | Single phase | 44.74 | 0.0017429 | 0.0018751 | 0.0020177 | 0.0021716 | 0.0023378 | 0.0025171 | 0.0027108 | 0.00292 | 0.0031459 | 0.0033898 | 0.0036534 | 0.0039381 | 0.0042457 | 0.0045781 | 0.0049373 | 0.0053255 | 0.0056635 | 0.0056635 | 0.0056635 | 0.0056635 | 0.40256 | 0.40522 | 0.40822 | 0.41078 | 0.41189 | 0.41489 | 0.41933 | 0.42378 | 0.42522 | 0.42522 | 0.42522 | 0.42522 | 0.42522 | 0.42522 | 0.42522 | 0.42522 | 0.42522 | 0.42522 | 0.42522 | 0.42522 | 804.9443 | 461.4239 | 0.00018496 | 7731.072 | 4380.5975 | 43.0119 | 24.8105 | 1266.3682 | 67.8224 | 1198.5458 | -3182.0516 | FALSE
| 60407122 | CMN002 | CMN | 22KV | 469.82 | 8 | 38419.8192 | 11.11% | Covered | 390 | 0.003119 | 0.0033547 | 0.0036093 | 0.0038842 | 0.0041811 | 0.0045018 | 0.0048482 | 0.0052225 | 0.0056271 | 0.0060643 | 0.0065368 | 0.0070477 | 0.0076 | 0.0081972 | 0.008843 | 0.0095415 | 0.010297 | 0.011114 | 0.011999 | 0.012955 | 0.40256 | 0.40522 | 0.40822 | 0.41078 | 0.41189 | 0.41489 | 0.41933 | 0.42378 | 0.42522 | 0.42522 | 0.42522 | 0.42522 | 0.42522 | 0.42522 | 0.42522 | 0.42522 | 0.42522 | 0.42522 | 0.42522 | 0.42522 | 1490.397 | 20242.0757 | 0.00050288 | 183229.8 | 103822.0834 | 116.9435 | 1598.7455 | 21732.4728 | 1715.689 | 20016.7838 | -83805.2995 | FALSE
| 60407127 | CMN002 | CMN | 22KV | 835.27 | 8 | 38419.8192 | 11.11% | Single phase | 44.74 | 0.009169 | 0.0098645 | 0.010615 | 0.011425 | 0.012299 | 0.013243 | 0.014262 | 0.015362 | 0.01655 | 0.017833 | 0.019219 | 0.020716 | 0.022333 | 0.02408 | 0.025967 | 0.027376 | 0.027376 | 0.027376 | 0.027376 | 0.027376 | 0.40256 | 0.40522 | 0.40822 | 0.41078 | 0.41189 | 0.41489 | 0.41933 | 0.42378 | 0.42522 | 0.42522 | 0.42522 | 0.42522 | 0.42522 | 0.42522 | 0.42522 | 0.42522 | 0.42522 | 0.42522 | 0.42522 | 0.42522 | 4143.2367 | 11482.7803 | 0.00089405 | 37369.9798 | 21174.6624 | 207.9081 | 579.6975 | 15626.017 | 787.6057 | 14838.4113 | -6336.2511 | FALSE
| 60407128 | CMN002 | CMN | 22KV | 4256.18 | 8 | 38419.8192 | 11.11% | Single phase | 44.74 | 0.046722 | 0.050265 | 0.05409 | 0.058217 | 0.062672 | 0.067481 | 0.072673 | 0.078278 | 0.084332 | 0.09087 | 0.097931 | 0.10556 | 0.1138 | 0.1227 | 0.13232 | 0.1395 | 0.1395 | 0.1395 | 0.1395 | 0.1395 | 0.40256 | 0.40522 | 0.40822 | 0.41078 | 0.41189 | 0.41489 | 0.41933 | 0.42378 | 0.42522 | 0.42522 | 0.42522 | 0.42522 | 0.42522 | 0.42522 | 0.42522 | 0.42522 | 0.42522 | 0.42522 | 0.42522 | 0.42522 | 21112.1689 | 298148.9343 | 0.0045557 | 190421.4932 | 107897.0568 | 1059.4113 | 15051.7732 | 319261.1032 | 16111.1846 | 303149.9186 | 195252.8618 | TRUE
| 60407130 | CMN002 | CMN | 22KV | 256.62 | 8 | 38419.8192 | 11.11% | Covered | 390 | 0.0025884 | 0.0027846 | 0.0029964 | 0.003225 | 0.0034717 | 0.0037381 | 0.0040258 | 0.0043364 | 0.0046718 | 0.0050341 | 0.0054255 | 0.0058483 | 0.0063052 | 0.0067988 | 0.0073322 | 0.0079087 | 0.0084107 | 0.0084107 | 0.0084107 | 0.0084107 | 0.40256 | 0.40522 | 0.40822 | 0.41078 | 0.41189 | 0.41489 | 0.41933 | 0.42378 | 0.42522 | 0.42522 | 0.42522 | 0.42522 | 0.42522 | 0.42522 | 0.42522 | 0.42522 | 0.42522 | 0.42522 | 0.42522 | 0.42522 | 1195.3981 | 8870.7896 | 0.00027468 | 100081.8 | 56708.5757 | 63.8756 | 476.9769 | 10066.1877 | 540.8525 | 9525.3353 | -47183.2404 | FALSE
| 60407131 | CMN002 | CMN | 22KV | 270.98 | 8 | 38419.8192 | 11.11% | Covered | 390 | 0.0027332 | 0.0029404 | 0.0031641 | 0.0034054 | 0.003666 | 0.0039473 | 0.004251 | 0.004579 | 0.0049333 | 0.0053159 | 0.0057291 | 0.0061756 | 0.006658 | 0.0071792 | 0.0077425 | 0.0083512 | 0.0088813 | 0.0088813 | 0.0088813 | 0.0088813 | 0.40256 | 0.40522 | 0.40822 | 0.41078 | 0.41189 | 0.41489 | 0.41933 | 0.42378 | 0.42522 | 0.42522 | 0.42522 | 0.42522 | 0.42522 | 0.42522 | 0.42522 | 0.42522 | 0.42522 | 0.42522 | 0.42522 | 0.42522 | 1262.2905 | 9891.3542 | 0.00029005 | 105682.2 | 59881.887 | 67.45 | 531.852 | 11153.6447 | 599.302 | 10554.3427 | -49327.5443 | FALSE
| 60407146 | CMN002 | CMN | 22KV | 256.38 | 8 | 38419.8192 | 11.11% | Three phase | 97.13 | 0.0031082 | 0.0033087 | 0.0035227 | 0.003751 | 0.0039947 | 0.0042548 | 0.0045325 | 0.0048289 | 0.0051454 | 0.0054834 | 0.0058442 | 0.0062296 | 0.0066411 | 0.0070807 | 0.0075501 | 0.0080516 | 0.0084028 | 0.0084028 | 0.0084028 | 0.0084028 | 0.40256 | 0.40522 | 0.40822 | 0.41078 | 0.41189 | 0.41489 | 0.41933 | 0.42378 | 0.42522 | 0.42522 | 0.42522 | 0.42522 | 0.42522 | 0.42522 | 0.42522 | 0.42522 | 0.42522 | 0.42522 | 0.42522 | 0.42522 | 1282.3626 | 2369.7862 | 0.00027442 | 24902.1894 | 14110.1348 | 63.8159 | 118.5696 | 3652.1488 | 182.3855 | 3469.7633 | -10640.3716 | FALSE
| 60407147 | CMN002 | CMN | 22KV | 820.98 | 8 | 38419.8192 | 11.11% | Three phase | 97.13 | 0.0099532 | 0.010595 | 0.01128 | 0.012011 | 0.012792 | 0.013625 | 0.014514 | 0.015463 | 0.016477 | 0.017559 | 0.018714 | 0.019948 | 0.021266 | 0.022674 | 0.024177 | 0.025783 | 0.026907 | 0.026907 | 0.026907 | 0.026907 | 0.40256 | 0.40522 | 0.40822 | 0.41078 | 0.41189 | 0.41489 | 0.41933 | 0.42378 | 0.42522 | 0.42522 | 0.42522 | 0.42522 | 0.42522 | 0.42522 | 0.42522 | 0.42522 | 0.42522 | 0.42522 | 0.42522 | 0.42522 | 4106.3812 | 24299.9868 | 0.00087875 | 79741.7874 | 45183.4718 | 204.3512 | 1215.8227 | 28406.3679 | 1420.1739 | 26986.194 | -18197.2778 | FALSE
| 60407148 | CMN002 | CMN | 22KV | 84.33 | 8 | 38419.8192 | 11.11% | Three phase | 97.13 | 0.0010224 | 0.0010883 | 0.0011587 | 0.0012338 | 0.001314 | 0.0013995 | 0.0014909 | 0.0015884 | 0.0016925 | 0.0018036 | 0.0019223 | 0.0020491 | 0.0021844 | 0.002329 | 0.0024834 | 0.0026484 | 0.0027639 | 0.0027639 | 0.0027639 | 0.0027639 | 0.40256 | 0.40522 | 0.40822 | 0.41078 | 0.41189 | 0.41489 | 0.41933 | 0.42378 | 0.42522 | 0.42522 | 0.42522 | 0.42522 | 0.42522 | 0.42522 | 0.42522 | 0.42522 | 0.42522 | 0.42522 | 0.42522 | 0.42522 | 421.8021 | 256.3924 | 9.0264e-05 | 8190.9729 | 4641.1876 | 20.9907 | 12.8283 | 678.1945 | 33.819 | 644.3755 | -3996.8121 | FALSE
| 60407155 | CMN002 | CMN | 22KV | 608.56 | 8 | 38419.8192 | 11.11% | Single phase | 44.74 | 0.0039475 | 0.0042492 | 0.0045751 | 0.0049275 | 0.0053083 | 0.00572 | 0.0061652 | 0.0066466 | 0.0071673 | 0.0077305 | 0.0083399 | 0.0089992 | 0.0097126 | 0.010485 | 0.011321 | 0.012225 | 0.013205 | 0.014265 | 0.015414 | 0.016657 | 0.40256 | 0.40522 | 0.40822 | 0.41078 | 0.41189 | 0.41489 | 0.41933 | 0.42378 | 0.42522 | 0.42522 | 0.42522 | 0.42522 | 0.42522 | 0.42522 | 0.42522 | 0.42522 | 0.42522 | 0.42522 | 0.42522 | 0.42522 | 1903.1621 | 3840.6521 | 0.00065138 | 27226.9744 | 15427.4098 | 151.4775 | 307.7191 | 5743.8142 | 459.1966 | 5284.6176 | -10142.7922 | FALSE
| 60407161 | CMN002 | CMN | 22KV | 2490.95 | 8 | 38419.8192 | 11.11% | Single phase | 44.74 | 0.026698 | 0.028744 | 0.030953 | 0.033339 | 0.035916 | 0.0387 | 0.041709 | 0.044959 | 0.048473 | 0.05227 | 0.056374 | 0.060811 | 0.065608 | 0.070795 | 0.076405 | 0.08164 | 0.08164 | 0.08164 | 0.08164 | 0.08164 | 0.40256 | 0.40522 | 0.40822 | 0.41078 | 0.41189 | 0.41489 | 0.41933 | 0.42378 | 0.42522 | 0.42522 | 0.42522 | 0.42522 | 0.42522 | 0.42522 | 0.42522 | 0.42522 | 0.42522 | 0.42522 | 0.42522 | 0.42522 | 12199.5831 | 100821.1715 | 0.0026662 | 111445.103 | 63147.2761 | 620.0256 | 5155.5822 | 113020.7546 | 5775.6078 | 107245.1468 | 44097.8707 | TRUE
| 60407162 | CMN002 | CMN | 22KV | 345.82 | 8 | 38419.8192 | 11.11% | Three phase | 97.13 | 0.003213 | 0.0035178 | 0.003853 | 0.0042215 | 0.0046267 | 0.0050725 | 0.0055629 | 0.0061026 | 0.0066965 | 0.0073502 | 0.0080699 | 0.0088623 | 0.009735 | 0.010696 | 0.011334 | 0.011334 | 0.011334 | 0.011334 | 0.011334 | 0.011334 | 0.40256 | 0.40522 | 0.40822 | 0.41078 | 0.41189 | 0.41489 | 0.41933 | 0.42378 | 0.42522 | 0.42522 | 0.42522 | 0.42522 | 0.42522 | 0.42522 | 0.42522 | 0.42522 | 0.42522 | 0.42522 | 0.42522 | 0.42522 | 1684.4478 | 4192.1478 | 0.00037015 | 33589.4966 | 19032.5565 | 86.0785 | 215.7274 | 5876.5956 | 301.8059 | 5574.7897 | -13457.7668 | FALSE
| 60407174 | CMN002 | CMN | 22KV | 874.84 | 8 | 38419.8192 | 11.11% | Covered | 390 | 0.0063101 | 0.0067874 | 0.0073027 | 0.0078591 | 0.00846 | 0.009109 | 0.0098101 | 0.010567 | 0.011386 | 0.01227 | 0.013226 | 0.014259 | 0.015376 | 0.016583 | 0.017888 | 0.0193 | 0.020827 | 0.022478 | 0.024264 | 0.026196 | 0.40256 | 0.40522 | 0.40822 | 0.41078 | 0.41189 | 0.41489 | 0.41933 | 0.42378 | 0.42522 | 0.42522 | 0.42522 | 0.42522 | 0.42522 | 0.42522 | 0.42522 | 0.42522 | 0.42522 | 0.42522 | 0.42522 | 0.42522 | 3015.0118 | 76250.0084 | 0.0009364 | 341187.6 | 193324.489 | 217.7576 | 5543.3664 | 79265.0202 | 5761.124 | 73503.8962 | -119820.5927 | FALSE
| 60407178 | CMN002 | CMN | 22KV | 880.85 | 8 | 38419.8192 | 11.11% | Covered | 390 | 0.0063534 | 0.006834 | 0.0073529 | 0.0079131 | 0.0085181 | 0.0091716 | 0.0098775 | 0.01064 | 0.011464 | 0.012354 | 0.013317 | 0.014357 | 0.015481 | 0.016697 | 0.018011 | 0.019433 | 0.02097 | 0.022632 | 0.024431 | 0.026376 | 0.40256 | 0.40522 | 0.40822 | 0.41078 | 0.41189 | 0.41489 | 0.41933 | 0.42378 | 0.42522 | 0.42522 | 0.42522 | 0.42522 | 0.42522 | 0.42522 | 0.42522 | 0.42522 | 0.42522 | 0.42522 | 0.42522 | 0.42522 | 3035.7244 | 77301.2558 | 0.00094283 | 343531.5 | 194652.5949 | 219.2535 | 5619.792 | 80336.9802 | 5839.0455 | 74497.9347 | -120154.6601 | FALSE
| 60407188 | CMN002 | CMN | 22KV | 355.48 | 8 | 38419.8192 | 11.11% | Covered | 390 | 0.002564 | 0.002758 | 0.0029674 | 0.0031935 | 0.0034376 | 0.0037013 | 0.0039862 | 0.0042939 | 0.0046265 | 0.0049858 | 0.0053741 | 0.0057939 | 0.0062477 | 0.0067382 | 0.0072687 | 0.0078423 | 0.0084626 | 0.0091336 | 0.0098593 | 0.010644 | 0.40256 | 0.40522 | 0.40822 | 0.41078 | 0.41189 | 0.41489 | 0.41933 | 0.42378 | 0.42522 | 0.42522 | 0.42522 | 0.42522 | 0.42522 | 0.42522 | 0.42522 | 0.42522 | 0.42522 | 0.42522 | 0.42522 | 0.42522 | 1225.1113 | 12589.6302 | 0.00038049 | 138637.2 | 78554.9236 | 88.483 | 915.2646 | 13814.7416 | 1003.7476 | 12810.994 | -65743.9296 | FALSE
| 60407197 | CMN002 | CMN | 22KV | 3.69 | 8 | 38419.8192 | 11.11% | Single phase | 44.74 | 2.6184e-05 | 2.8781e-05 | 3.1649e-05 | 3.4818e-05 | 3.832e-05 | 4.219e-05 | 4.6468e-05 | 5.1199e-05 | 5.6431e-05 | 6.2218e-05 | 6.8621e-05 | 7.5707e-05 | 8.355e-05 | 9.2232e-05 | 0.00010185 | 0.00011249 | 0.00012094 | 0.00012094 | 0.00012094 | 0.00012094 | 0.40256 | 0.40522 | 0.40822 | 0.41078 | 0.41189 | 0.41489 | 0.41933 | 0.42378 | 0.42522 | 0.42522 | 0.42522 | 0.42522 | 0.42522 | 0.42522 | 0.42522 | 0.42522 | 0.42522 | 0.42522 | 0.42522 | 0.42522 | 15.3014 | 0.18702 | 3.9497e-06 | 165.0906 | 93.544 | 0.91848 | 0.011314 | 15.4884 | 0.9298 | 14.5587 | -78.9854 | FALSE
| 60407206 | CMN002 | CMN | 22KV | 22.64 | 8 | 38419.8192 | 11.11% | Single phase | 44.74 | 0.00028172 | 0.00030385 | 0.00032779 | 0.00035368 | 0.00038171 | 0.00041203 | 0.00044485 | 0.00048038 | 0.00051883 | 0.00056046 | 0.00060554 | 0.00065435 | 0.00070721 | 0.00074202 | 0.00074202 | 0.00074202 | 0.00074202 | 0.00074202 | 0.00074202 | 0.00074202 | 0.40256 | 0.40522 | 0.40822 | 0.41078 | 0.41189 | 0.41489 | 0.41933 | 0.42378 | 0.42522 | 0.42522 | 0.42522 | 0.42522 | 0.42522 | 0.42522 | 0.42522 | 0.42522 | 0.42522 | 0.42522 | 0.42522 | 0.42522 | 123.5783 | 9.2865 | 2.4233e-05 | 1012.9136 | 573.9394 | 5.6354 | 0.42589 | 132.8647 | 6.0612 | 126.8035 | -447.1359 | FALSE
| 60407216 | CMN002 | CMN | 22KV | 1910.33 | 8 | 38419.8192 | 11.11% | Covered | 390 | 0.02283 | 0.024562 | 0.026431 | 0.028449 | 0.030626 | 0.032976 | 0.035512 | 0.038251 | 0.041208 | 0.044401 | 0.04785 | 0.051574 | 0.055597 | 0.059943 | 0.062611 | 0.062611 | 0.062611 | 0.062611 | 0.062611 | 0.062611 | 0.40256 | 0.40522 | 0.40822 | 0.41078 | 0.41189 | 0.41489 | 0.41933 | 0.42378 | 0.42522 | 0.42522 | 0.42522 | 0.42522 | 0.42522 | 0.42522 | 0.42522 | 0.42522 | 0.42522 | 0.42522 | 0.42522 | 0.42522 | 10047.0385 | 555273.5128 | 0.0020448 | 745028.7 | 422149.8457 | 475.5027 | 26432.1879 | 565320.5514 | 26907.6906 | 538412.8607 | 116263.0151 | TRUE
| 60407217 | CMN002 | CMN | 22KV | 171.38 | 8 | 38419.8192 | 11.11% | Covered | 390 | 0.0012361 | 0.0013296 | 0.0014306 | 0.0015396 | 0.0016573 | 0.0017844 | 0.0019218 | 0.0020701 | 0.0022305 | 0.0024037 | 0.0025909 | 0.0027933 | 0.0030121 | 0.0032486 | 0.0035043 | 0.0037808 | 0.0040799 | 0.0044034 | 0.0047533 | 0.0051318 | 0.40256 | 0.40522 | 0.40822 | 0.41078 | 0.41189 | 0.41489 | 0.41933 | 0.42378 | 0.42522 | 0.42522 | 0.42522 | 0.42522 | 0.42522 | 0.42522 | 0.42522 | 0.42522 | 0.42522 | 0.42522 | 0.42522 | 0.42522 | 590.6368 | 2926.1926 | 0.00018344 | 66838.2 | 37872.0119 | 42.6584 | 212.7338 | 3516.8294 | 255.3923 | 3261.4372 | -34610.5748 | FALSE
| 60407233 | CMN002 | CMN | 22KV | 15 | 8 | 38419.8192 | 11.11% | Three phase | 97.13 | 0.00018746 | 0.00020262 | 0.00021907 | 0.0002369 | 0.00025623 | 0.0002772 | 0.00029995 | 0.00032463 | 0.00035141 | 0.00038046 | 0.000412 | 0.00044622 | 0.00048337 | 0.00049162 | 0.00049162 | 0.00049162 | 0.00049162 | 0.00049162 | 0.00049162 | 0.00049162 | 0.40256 | 0.40522 | 0.40822 | 0.41078 | 0.41189 | 0.41489 | 0.41933 | 0.42378 | 0.42522 | 0.42522 | 0.42522 | 0.42522 | 0.42522 | 0.42522 | 0.42522 | 0.42522 | 0.42522 | 0.42522 | 0.42522 | 0.42522 | 82.8396 | 8.9539 | 1.6056e-05 | 1456.95 | 825.5403 | 3.7337 | 0.40587 | 91.7935 | 4.1395 | 87.6539 | -737.8864 | FALSE
| 60407258 | CMN002 | CMN | 22KV | 1254.16 | 8 | 38419.8192 | 11.11% | Single phase | 44.74 | 0.01265 | 0.013609 | 0.014644 | 0.015761 | 0.016967 | 0.018269 | 0.019675 | 0.021193 | 0.022832 | 0.024603 | 0.026516 | 0.028582 | 0.030815 | 0.033227 | 0.035834 | 0.038651 | 0.041105 | 0.041105 | 0.041105 | 0.041105 | 0.40256 | 0.40522 | 0.40822 | 0.41078 | 0.41189 | 0.41489 | 0.41933 | 0.42378 | 0.42522 | 0.42522 | 0.42522 | 0.42522 | 0.42522 | 0.42522 | 0.42522 | 0.42522 | 0.42522 | 0.42522 | 0.42522 | 0.42522 | 5842.181 | 24306.2826 | 0.0013424 | 56111.1184 | 31793.8087 | 312.1746 | 1306.9338 | 30148.4636 | 1619.1084 | 28529.3552 | -3264.4535 | FALSE
| 60407259 | CMN002 | CMN | 22KV | 270.28 | 8 | 38419.8192 | 11.11% | Single phase | 44.74 | 0.0027261 | 0.0029328 | 0.0031559 | 0.0033966 | 0.0036565 | 0.0039371 | 0.0042401 | 0.0045672 | 0.0049205 | 0.0053021 | 0.0057143 | 0.0061597 | 0.0066408 | 0.0071607 | 0.0077225 | 0.0083296 | 0.0088584 | 0.0088584 | 0.0088584 | 0.0088584 | 0.40256 | 0.40522 | 0.40822 | 0.41078 | 0.41189 | 0.41489 | 0.41933 | 0.42378 | 0.42522 | 0.42522 | 0.42522 | 0.42522 | 0.42522 | 0.42522 | 0.42522 | 0.42522 | 0.42522 | 0.42522 | 0.42522 | 0.42522 | 1259.0297 | 1128.861 | 0.0002893 | 12092.3272 | 6851.7818 | 67.2757 | 60.6982 | 2387.8907 | 127.9739 | 2259.9168 | -4591.865 | FALSE
| 60407261 | CMN002 | CMN | 22KV | 842.08 | 8 | 38419.8192 | 11.11% | Covered | 390 | 0.0060738 | 0.0065332 | 0.0070293 | 0.0075648 | 0.0081432 | 0.0087679 | 0.0094427 | 0.010172 | 0.010959 | 0.011811 | 0.012731 | 0.013725 | 0.0148 | 0.015962 | 0.017218 | 0.018577 | 0.020047 | 0.021636 | 0.023355 | 0.025215 | 0.40256 | 0.40522 | 0.40822 | 0.41078 | 0.41189 | 0.41489 | 0.41933 | 0.42378 | 0.42522 | 0.42522 | 0.42522 | 0.42522 | 0.42522 | 0.42522 | 0.42522 | 0.42522 | 0.42522 | 0.42522 | 0.42522 | 0.42522 | 2902.1091 | 70646.2863 | 0.00090133 | 328411.2 | 186085.0963 | 209.6032 | 5135.9765 | 73548.3955 | 5345.5797 | 68202.8158 | -117882.2805 | FALSE
| 60407262 | CMN002 | CMN | 22KV | 222.92 | 8 | 38419.8192 | 11.11% | Covered | 390 | 0.0016079 | 0.0017295 | 0.0018608 | 0.0020026 | 0.0021557 | 0.0023211 | 0.0024997 | 0.0026927 | 0.0029012 | 0.0031266 | 0.0033701 | 0.0036333 | 0.0039179 | 0.0042255 | 0.0045582 | 0.0049179 | 0.0053069 | 0.0057276 | 0.0061828 | 0.0066751 | 0.40256 | 0.40522 | 0.40822 | 0.41078 | 0.41189 | 0.41489 | 0.41933 | 0.42378 | 0.42522 | 0.42522 | 0.42522 | 0.42522 | 0.42522 | 0.42522 | 0.42522 | 0.42522 | 0.42522 | 0.42522 | 0.42522 | 0.42522 | 768.2621 | 4950.8606 | 0.00023861 | 86938.8 | 49261.4593 | 55.4873 | 359.927 | 5719.1228 | 415.4143 | 5303.7085 | -43957.7509 | FALSE
| 60407276 | CMN002 | CMN | 22KV | 175.04 | 8 | 38419.8192 | 11.11% | Three phase | 97.13 | 0.0016482 | 0.0018022 | 0.0019712 | 0.0021568 | 0.0023607 | 0.0025846 | 0.0028305 | 0.0031008 | 0.0033978 | 0.0037242 | 0.0040831 | 0.0044776 | 0.0049115 | 0.0053887 | 0.0057369 | 0.0057369 | 0.0057369 | 0.0057369 | 0.0057369 | 0.0057369 | 0.40256 | 0.40522 | 0.40822 | 0.41078 | 0.41189 | 0.41489 | 0.41933 | 0.42378 | 0.42522 | 0.42522 | 0.42522 | 0.42522 | 0.42522 | 0.42522 | 0.42522 | 0.42522 | 0.42522 | 0.42522 | 0.42522 | 0.42522 | 854.2648 | 1076.1895 | 0.00018736 | 17001.6352 | 9633.505 | 43.5694 | 55.2688 | 1930.4543 | 98.8382 | 1831.6161 | -7801.8889 | FALSE
| 60407280 | CMN002 | CMN | 22KV | 134.91 | 8 | 38419.8192 | 11.11% | Covered | 390 | 0.0010576 | 0.0011377 | 0.0012241 | 0.0013174 | 0.0014182 | 0.001527 | 0.0016445 | 0.0017714 | 0.0019086 | 0.0020568 | 0.0022169 | 0.0023899 | 0.002577 | 0.0027792 | 0.0029978 | 0.0032341 | 0.0034897 | 0.0037661 | 0.004065 | 0.0043883 | 0.40256 | 0.40522 | 0.40822 | 0.41078 | 0.41189 | 0.41489 | 0.41933 | 0.42378 | 0.42522 | 0.42522 | 0.42522 | 0.42522 | 0.42522 | 0.42522 | 0.42522 | 0.42522 | 0.42522 | 0.42522 | 0.42522 | 0.42522 | 505.2927 | 1970.6527 | 0.0001444 | 52614.9 | 29812.7735 | 33.5806 | 131.8271 | 2475.9454 | 165.4077 | 2310.5377 | -27502.2359 | FALSE
| 60407309 | CMN002 | CMN | 22KV | 2754.94 | 8 | 38419.8192 | 11.11% | Single phase | 44.74 | 0.019871 | 0.021374 | 0.022997 | 0.024749 | 0.026641 | 0.028685 | 0.030893 | 0.033278 | 0.035855 | 0.038639 | 0.041649 | 0.044902 | 0.048419 | 0.052221 | 0.056332 | 0.060777 | 0.065585 | 0.070784 | 0.076409 | 0.082494 | 0.40256 | 0.40522 | 0.40822 | 0.41078 | 0.41189 | 0.41489 | 0.41933 | 0.42378 | 0.42522 | 0.42522 | 0.42522 | 0.42522 | 0.42522 | 0.42522 | 0.42522 | 0.42522 | 0.42522 | 0.42522 | 0.42522 | 0.42522 | 9494.5095 | 86743.7702 | 0.0029488 | 123256.0156 | 69839.6021 | 685.7357 | 6306.2616 | 96238.2797 | 6991.9973 | 89246.2824 | 19406.6803 | TRUE
| 60407310 | CMN002 | CMN | 22KV | 1201.37 | 8 | 38419.8192 | 11.11% | Covered | 390 | 0.0082675 | 0.0088782 | 0.0095364 | 0.010246 | 0.011011 | 0.011836 | 0.012725 | 0.013685 | 0.014719 | 0.015836 | 0.01704 | 0.01834 | 0.019743 | 0.021257 | 0.022891 | 0.024655 | 0.02656 | 0.028617 | 0.030838 | 0.033236 | 0.40256 | 0.40522 | 0.40822 | 0.41078 | 0.41189 | 0.41489 | 0.41933 | 0.42378 | 0.42522 | 0.42522 | 0.42522 | 0.42522 | 0.42522 | 0.42522 | 0.42522 | 0.42522 | 0.42522 | 0.42522 | 0.42522 | 0.42522 | 3878.5623 | 134718.0719 | 0.0012859 | 468534.3 | 265481.9639 | 299.0346 | 10453.6965 | 138596.6343 | 10752.7311 | 127843.9032 | -137638.0607 | FALSE
| 60407311 | CMN002 | CMN | 22KV | 18.52 | 8 | 38419.8192 | 11.11% | Three phase | 97.13 | 0.00022453 | 0.00023901 | 0.00025447 | 0.00027096 | 0.00028856 | 0.00030735 | 0.00032741 | 0.00034883 | 0.00037169 | 0.0003961 | 0.00042217 | 0.00045 | 0.00047973 | 0.00051148 | 0.0005454 | 0.00058162 | 0.00060699 | 0.00060699 | 0.00060699 | 0.00060699 | 0.40256 | 0.40522 | 0.40822 | 0.41078 | 0.41189 | 0.41489 | 0.41933 | 0.42378 | 0.42522 | 0.42522 | 0.42522 | 0.42522 | 0.42522 | 0.42522 | 0.42522 | 0.42522 | 0.42522 | 0.42522 | 0.42522 | 0.42522 | 92.6334 | 12.3658 | 1.9823e-05 | 1798.8476 | 1019.2671 | 4.6098 | 0.61871 | 104.9992 | 5.2285 | 99.7707 | -919.4964 | FALSE
| 60407313 | CMN002 | CMN | 22KV | 336.91 | 8 | 38419.8192 | 11.11% | Single phase | 44.74 | 0.0020593 | 0.0022149 | 0.0023829 | 0.0025643 | 0.0027602 | 0.0029719 | 0.0032005 | 0.0034477 | 0.0037148 | 0.0040035 | 0.0043156 | 0.004653 | 0.0050179 | 0.0054125 | 0.0058393 | 0.006301 | 0.0068005 | 0.0073409 | 0.0079256 | 0.0085584 | 0.40256 | 0.40522 | 0.40822 | 0.41078 | 0.41189 | 0.41489 | 0.41933 | 0.42378 | 0.42522 | 0.42522 | 0.42522 | 0.42522 | 0.42522 | 0.42522 | 0.42522 | 0.42522 | 0.42522 | 0.42522 | 0.42522 | 0.42522 | 984.1198 | 1099.5479 | 0.00036062 | 15073.3534 | 8540.8976 | 83.8607 | 94.3139 | 2083.6677 | 178.1746 | 1905.4932 | -6635.4044 | FALSE
| 60407319 | CMN002 | CMN | 22KV | 47.39 | 8 | 38419.8192 | 11.11% | Three phase | 97.13 | 0.00043901 | 0.0004709 | 0.00050522 | 0.00054214 | 0.00058189 | 0.00062467 | 0.00067072 | 0.0007203 | 0.00077369 | 0.00083118 | 0.0008931 | 0.00095978 | 0.0010316 | 0.001109 | 0.0011924 | 0.0012822 | 0.001379 | 0.0014834 | 0.0015532 | 0.0015532 | 0.40256 | 0.40522 | 0.40822 | 0.41078 | 0.41189 | 0.41489 | 0.41933 | 0.42378 | 0.42522 | 0.42522 | 0.42522 | 0.42522 | 0.42522 | 0.42522 | 0.42522 | 0.42522 | 0.42522 | 0.42522 | 0.42522 | 0.42522 | 201.1891 | 68.6658 | 5.0725e-05 | 4602.9907 | 2608.157 | 11.7959 | 4.0512 | 269.8549 | 15.8471 | 254.0078 | -2354.1492 | FALSE
| 60407320 | CMN002 | CMN | 22KV | 100.4 | 8 | 38419.8192 | 11.11% | Covered | 390 | 0.00078709 | 0.00084667 | 0.00091098 | 0.00098042 | 0.0010554 | 0.0011364 | 0.0012238 | 0.0013183 | 0.0014204 | 0.0015306 | 0.0016498 | 0.0017786 | 0.0019178 | 0.0020683 | 0.002231 | 0.0024068 | 0.002597 | 0.0028027 | 0.0030252 | 0.0032658 | 0.40256 | 0.40522 | 0.40822 | 0.41078 | 0.41189 | 0.41489 | 0.41933 | 0.42378 | 0.42522 | 0.42522 | 0.42522 | 0.42522 | 0.42522 | 0.42522 | 0.42522 | 0.42522 | 0.42522 | 0.42522 | 0.42522 | 0.42522 | 376.0387 | 1091.4133 | 0.00010746 | 39156 | 22186.6612 | 24.9907 | 73.0102 | 1467.452 | 98.0009 | 1369.4511 | -20817.2101 | FALSE
| 60407327 | CMN002 | CMN | 22KV | 82.5 | 8 | 38419.8192 | 11.11% | Single phase | 44.74 | 0.00064676 | 0.00069572 | 0.00074856 | 0.00080562 | 0.00086723 | 0.00093377 | 0.0010056 | 0.0010833 | 0.0011671 | 0.0012577 | 0.0013557 | 0.0014615 | 0.0015759 | 0.0016995 | 0.0018332 | 0.0019777 | 0.002134 | 0.002303 | 0.0024858 | 0.0026835 | 0.40256 | 0.40522 | 0.40822 | 0.41078 | 0.41189 | 0.41489 | 0.41933 | 0.42378 | 0.42522 | 0.42522 | 0.42522 | 0.42522 | 0.42522 | 0.42522 | 0.42522 | 0.42522 | 0.42522 | 0.42522 | 0.42522 | 0.42522 | 308.996 | 84.5398 | 8.8305e-05 | 3691.05 | 2091.4311 | 20.5352 | 5.6553 | 393.5357 | 26.1905 | 367.3452 | -1724.0858 | FALSE
| 60407328 | CMN002 | CMN | 22KV | 454.7 | 8 | 38419.8192 | 11.11% | Single phase | 44.74 | 0.0035646 | 0.0038345 | 0.0041257 | 0.0044402 | 0.0047798 | 0.0051465 | 0.0055426 | 0.0059704 | 0.0064326 | 0.0069321 | 0.0074718 | 0.0080551 | 0.0086855 | 0.009367 | 0.010104 | 0.0109 | 0.011762 | 0.012693 | 0.013701 | 0.01479 | 0.40256 | 0.40522 | 0.40822 | 0.41078 | 0.41189 | 0.41489 | 0.41933 | 0.42378 | 0.42522 | 0.42522 | 0.42522 | 0.42522 | 0.42522 | 0.42522 | 0.42522 | 0.42522 | 0.42522 | 0.42522 | 0.42522 | 0.42522 | 1703.0359 | 2568.0477 | 0.0004867 | 20343.278 | 11526.9542 | 113.18 | 171.7899 | 4271.0836 | 284.9699 | 3986.1138 | -7540.8404 | FALSE
| 60407329 | CMN002 | CMN | 22KV | 191.61 | 8 | 38419.8192 | 11.11% | Single phase | 44.74 | 0.0015021 | 0.0016158 | 0.0017386 | 0.0018711 | 0.0020142 | 0.0021687 | 0.0023356 | 0.0025159 | 0.0027107 | 0.0029212 | 0.0031486 | 0.0033944 | 0.0036601 | 0.0039472 | 0.0042577 | 0.0045934 | 0.0049564 | 0.0053489 | 0.0057734 | 0.0062326 | 0.40256 | 0.40522 | 0.40822 | 0.41078 | 0.41189 | 0.41489 | 0.41933 | 0.42378 | 0.42522 | 0.42522 | 0.42522 | 0.42522 | 0.42522 | 0.42522 | 0.42522 | 0.42522 | 0.42522 | 0.42522 | 0.42522 | 0.42522 | 717.6572 | 456.0259 | 0.00020509 | 8572.6314 | 4857.4438 | 47.6939 | 30.5059 | 1173.6831 | 78.1998 | 1095.4833 | -3761.9605 | FALSE
| 60407330 | CMN002 | CMN | 22KV | 481.16 | 8 | 38419.8192 | 11.11% | Single phase | 44.74 | 0.0037721 | 0.0040576 | 0.0043658 | 0.0046986 | 0.0050579 | 0.005446 | 0.0058651 | 0.0063178 | 0.006807 | 0.0073355 | 0.0079066 | 0.0085238 | 0.0091909 | 0.0099121 | 0.010692 | 0.011535 | 0.012446 | 0.013432 | 0.014498 | 0.015651 | 0.40256 | 0.40522 | 0.40822 | 0.41078 | 0.41189 | 0.41489 | 0.41933 | 0.42378 | 0.42522 | 0.42522 | 0.42522 | 0.42522 | 0.42522 | 0.42522 | 0.42522 | 0.42522 | 0.42522 | 0.42522 | 0.42522 | 0.42522 | 1802.1393 | 2875.6248 | 0.00051502 | 21527.0984 | 12197.7331 | 119.7662 | 192.3653 | 4677.7641 | 312.1315 | 4365.6326 | -7832.1005 | FALSE
| 60407339 | CMN002 | CMN | 22KV | 794.91 | 8 | 38419.8192 | 11.11% | Three phase | 97.13 | 0.0096235 | 0.010237 | 0.010891 | 0.011589 | 0.012333 | 0.013126 | 0.013972 | 0.014875 | 0.015839 | 0.016867 | 0.017963 | 0.019133 | 0.020382 | 0.021715 | 0.023137 | 0.024656 | 0.026053 | 0.026053 | 0.026053 | 0.026053 | 0.40256 | 0.40522 | 0.40822 | 0.41078 | 0.41189 | 0.41489 | 0.41933 | 0.42378 | 0.42522 | 0.42522 | 0.42522 | 0.42522 | 0.42522 | 0.42522 | 0.42522 | 0.42522 | 0.42522 | 0.42522 | 0.42522 | 0.42522 | 3953.486 | 22652.878 | 0.00085085 | 77209.6083 | 43748.6827 | 197.8621 | 1139.8325 | 26606.364 | 1337.6946 | 25268.6695 | -18480.0133 | FALSE
| 60407346 | CMN002 | CMN | 22KV | 249.11 | 8 | 38419.8192 | 11.11% | Single phase | 44.74 | 0.0015227 | 0.0016377 | 0.0017619 | 0.001896 | 0.0020409 | 0.0021974 | 0.0023665 | 0.0025492 | 0.0027467 | 0.0029602 | 0.0031909 | 0.0034404 | 0.0037102 | 0.004002 | 0.0043176 | 0.0046589 | 0.0050282 | 0.0054278 | 0.0058602 | 0.006328 | 0.40256 | 0.40522 | 0.40822 | 0.41078 | 0.41189 | 0.41489 | 0.41933 | 0.42378 | 0.42522 | 0.42522 | 0.42522 | 0.42522 | 0.42522 | 0.42522 | 0.42522 | 0.42522 | 0.42522 | 0.42522 | 0.42522 | 0.42522 | 727.6545 | 601.1304 | 0.00026664 | 11145.1814 | 6315.1079 | 62.0063 | 51.562 | 1328.7849 | 113.5683 | 1215.2166 | -5099.8913 | FALSE
| 60407369 | CMN002 | CMN | 22KV | 476.23 | 8 | 38419.8192 | 11.11% | Covered | 390 | 0.003435 | 0.0036948 | 0.0039753 | 0.0042782 | 0.0046053 | 0.0049586 | 0.0053402 | 0.0057525 | 0.006198 | 0.0066794 | 0.0071996 | 0.007762 | 0.0083699 | 0.0090271 | 0.0097377 | 0.010506 | 0.011337 | 0.012236 | 0.013208 | 0.01426 | 0.40256 | 0.40522 | 0.40822 | 0.41078 | 0.41189 | 0.41489 | 0.41933 | 0.42378 | 0.42522 | 0.42522 | 0.42522 | 0.42522 | 0.42522 | 0.42522 | 0.42522 | 0.42522 | 0.42522 | 0.42522 | 0.42522 | 0.42522 | 1641.2591 | 22595.197 | 0.00050974 | 185729.7 | 105238.5823 | 118.539 | 1642.6681 | 24236.4561 | 1761.2071 | 22475.249 | -82763.3334 | FALSE
| 60407370 | CMN002 | CMN | 22KV | 405.13 | 8 | 38419.8192 | 11.11% | Single phase | 44.74 | 0.0031025 | 0.0033398 | 0.0035963 | 0.0038733 | 0.0041727 | 0.0044964 | 0.0048462 | 0.0052244 | 0.0056334 | 0.0060756 | 0.0065539 | 0.0070713 | 0.007631 | 0.0082365 | 0.0088917 | 0.0096007 | 0.010368 | 0.011199 | 0.012098 | 0.013071 | 0.40256 | 0.40522 | 0.40822 | 0.41078 | 0.41189 | 0.41489 | 0.41933 | 0.42378 | 0.42522 | 0.42522 | 0.42522 | 0.42522 | 0.42522 | 0.42522 | 0.42522 | 0.42522 | 0.42522 | 0.42522 | 0.42522 | 0.42522 | 1495.0827 | 2008.573 | 0.00043364 | 18125.5162 | 10270.321 | 100.8414 | 136.3755 | 3503.6556 | 237.217 | 3266.4386 | -7003.8823 | FALSE
| 60407372 | CMN002 | CMN | 22KV | 269.3 | 8 | 38419.8192 | 11.11% | Three phase | 97.13 | 0.0029562 | 0.0031804 | 0.0034224 | 0.0036835 | 0.0039654 | 0.0042697 | 0.0045982 | 0.0049529 | 0.0053359 | 0.0057496 | 0.0061963 | 0.0066789 | 0.0072003 | 0.0077635 | 0.0083721 | 0.0088262 | 0.0088262 | 0.0088262 | 0.0088262 | 0.0088262 | 0.40256 | 0.40522 | 0.40822 | 0.41078 | 0.41189 | 0.41489 | 0.41933 | 0.42378 | 0.42522 | 0.42522 | 0.42522 | 0.42522 | 0.42522 | 0.42522 | 0.42522 | 0.42522 | 0.42522 | 0.42522 | 0.42522 | 0.42522 | 1335.8239 | 2591.3341 | 0.00028825 | 26157.109 | 14821.2002 | 67.0318 | 130.8211 | 3927.158 | 197.8529 | 3729.3051 | -11091.8951 | FALSE
| 60407373 | CMN002 | CMN | 22KV | 258.45 | 8 | 38419.8192 | 11.11% | Three phase | 97.13 | 0.0028371 | 0.0030523 | 0.0032845 | 0.0035351 | 0.0038056 | 0.0040977 | 0.0044129 | 0.0047533 | 0.0051209 | 0.0055179 | 0.0059467 | 0.0064098 | 0.0069102 | 0.0074508 | 0.0080348 | 0.0084706 | 0.0084706 | 0.0084706 | 0.0084706 | 0.0084706 | 0.40256 | 0.40522 | 0.40822 | 0.41078 | 0.41189 | 0.41489 | 0.41933 | 0.42378 | 0.42522 | 0.42522 | 0.42522 | 0.42522 | 0.42522 | 0.42522 | 0.42522 | 0.42522 | 0.42522 | 0.42522 | 0.42522 | 0.42522 | 1282.0041 | 2386.7326 | 0.00027664 | 25103.2485 | 14224.0594 | 64.3311 | 120.492 | 3668.7367 | 184.8231 | 3483.9136 | -10740.1458 | FALSE
| 60407374 | CMN002 | CMN | 22KV | 318.66 | 8 | 38419.8192 | 11.11% | Three phase | 97.13 | 0.003498 | 0.0037634 | 0.0040497 | 0.0043587 | 0.0046922 | 0.0050523 | 0.005441 | 0.0058607 | 0.0063139 | 0.0068034 | 0.0073321 | 0.0079031 | 0.00852 | 0.0091865 | 0.0099067 | 0.010444 | 0.010444 | 0.010444 | 0.010444 | 0.010444 | 0.40256 | 0.40522 | 0.40822 | 0.41078 | 0.41189 | 0.41489 | 0.41933 | 0.42378 | 0.42522 | 0.42522 | 0.42522 | 0.42522 | 0.42522 | 0.42522 | 0.42522 | 0.42522 | 0.42522 | 0.42522 | 0.42522 | 0.42522 | 1580.6671 | 3628.3218 | 0.00034108 | 30951.4458 | 17537.7782 | 79.3181 | 183.1725 | 5208.9889 | 262.4905 | 4946.4984 | -12591.2798 | FALSE
| 60407375 | CMN002 | CMN | 22KV | 626.56 | 8 | 38419.8192 | 11.11% | Three phase | 97.13 | 0.0045193 | 0.0048611 | 0.0052302 | 0.0056287 | 0.0060591 | 0.0065239 | 0.007026 | 0.0075684 | 0.0081545 | 0.0087878 | 0.0094723 | 0.010212 | 0.011012 | 0.011877 | 0.012812 | 0.013823 | 0.014916 | 0.016099 | 0.017378 | 0.018762 | 0.40256 | 0.40522 | 0.40822 | 0.41078 | 0.41189 | 0.41489 | 0.41933 | 0.42378 | 0.42522 | 0.42522 | 0.42522 | 0.42522 | 0.42522 | 0.42522 | 0.42522 | 0.42522 | 0.42522 | 0.42522 | 0.42522 | 0.42522 | 2159.3501 | 9740.8475 | 0.00067065 | 60857.7728 | 34483.3688 | 155.9579 | 708.1584 | 11900.1976 | 864.1163 | 11036.0813 | -23447.2875 | FALSE
| 60407376 | CMN002 | CMN | 22KV | 887.42 | 8 | 38419.8192 | 11.11% | Covered | 390 | 0.0064008 | 0.006885 | 0.0074077 | 0.0079722 | 0.0085817 | 0.00924 | 0.0099511 | 0.010719 | 0.011549 | 0.012447 | 0.013416 | 0.014464 | 0.015597 | 0.016821 | 0.018146 | 0.019577 | 0.021126 | 0.022801 | 0.024613 | 0.026573 | 0.40256 | 0.40522 | 0.40822 | 0.41078 | 0.41189 | 0.41489 | 0.41933 | 0.42378 | 0.42522 | 0.42522 | 0.42522 | 0.42522 | 0.42522 | 0.42522 | 0.42522 | 0.42522 | 0.42522 | 0.42522 | 0.42522 | 0.42522 | 3058.367 | 78458.6907 | 0.00094987 | 346093.8 | 196104.4511 | 220.8889 | 5703.9373 | 81517.0577 | 5924.8262 | 75592.2315 | -120512.2196 | FALSE
| 60407378 | CMN002 | CMN | 22KV | 4240.19 | 8 | 38419.8192 | 11.11% | Single phase | 44.74 | 0.025918 | 0.027876 | 0.029989 | 0.032272 | 0.034738 | 0.037402 | 0.040281 | 0.043391 | 0.046752 | 0.050386 | 0.054314 | 0.058561 | 0.063153 | 0.06812 | 0.073491 | 0.079302 | 0.085587 | 0.092389 | 0.099748 | 0.10771 | 0.40256 | 0.40522 | 0.40822 | 0.41078 | 0.41189 | 0.41489 | 0.41933 | 0.42378 | 0.42522 | 0.42522 | 0.42522 | 0.42522 | 0.42522 | 0.42522 | 0.42522 | 0.42522 | 0.42522 | 0.42522 | 0.42522 | 0.42522 | 12385.6664 | 174163.4426 | 0.0045386 | 189706.1006 | 107491.6994 | 1055.4312 | 14938.89 | 186549.109 | 15994.3212 | 170554.7878 | 63063.0884 | TRUE
| 60407395 | CMN002 | CMN | 22KV | 410.06 | 8 | 38419.8192 | 11.11% | Covered | 390 | 0.0029577 | 0.0031814 | 0.003423 | 0.0036838 | 0.0039654 | 0.0042696 | 0.0045982 | 0.0049532 | 0.0053368 | 0.0057513 | 0.0061993 | 0.0066835 | 0.0072069 | 0.0077728 | 0.0083847 | 0.0090464 | 0.009762 | 0.010536 | 0.011373 | 0.012279 | 0.40256 | 0.40522 | 0.40822 | 0.41078 | 0.41189 | 0.41489 | 0.41933 | 0.42378 | 0.42522 | 0.42522 | 0.42522 | 0.42522 | 0.42522 | 0.42522 | 0.42522 | 0.42522 | 0.42522 | 0.42522 | 0.42522 | 0.42522 | 1413.2136 | 16752.4159 | 0.00043891 | 159923.4 | 90616.1583 | 102.0686 | 1217.8986 | 18165.6295 | 1319.9672 | 16845.6623 | -73770.496 | FALSE
| 60407403 | CMN002 | CMN | 22KV | 480.93 | 8 | 38419.8192 | 11.11% | Covered | 390 | 0.0031927 | 0.0034341 | 0.0036946 | 0.003976 | 0.0042799 | 0.0046082 | 0.0049629 | 0.005346 | 0.0057601 | 0.0062077 | 0.0066914 | 0.0072143 | 0.0077797 | 0.008391 | 0.0090521 | 0.0097671 | 0.010541 | 0.011377 | 0.012282 | 0.013262 | 0.40256 | 0.40522 | 0.40822 | 0.41078 | 0.41189 | 0.41489 | 0.41933 | 0.42378 | 0.42522 | 0.42522 | 0.42522 | 0.42522 | 0.42522 | 0.42522 | 0.42522 | 0.42522 | 0.42522 | 0.42522 | 0.42522 | 0.42522 | 1525.641 | 21210.7381 | 0.00051477 | 187562.7 | 106277.2009 | 119.7089 | 1675.2517 | 22736.3791 | 1794.9606 | 20941.4185 | -85335.7824 | FALSE
| 60407404 | CMN002 | CMN | 22KV | 71.17 | 8 | 38419.8192 | 11.11% | Single phase | 44.74 | 0.00086284 | 0.00091849 | 0.00097788 | 0.0010413 | 0.0011089 | 0.0011811 | 0.0012582 | 0.0013405 | 0.0014284 | 0.0015222 | 0.0016223 | 0.0017293 | 0.0018435 | 0.0019656 | 0.0020959 | 0.0022351 | 0.0023326 | 0.0023326 | 0.0023326 | 0.0023326 | 0.40256 | 0.40522 | 0.40822 | 0.41078 | 0.41189 | 0.41489 | 0.41933 | 0.42378 | 0.42522 | 0.42522 | 0.42522 | 0.42522 | 0.42522 | 0.42522 | 0.42522 | 0.42522 | 0.42522 | 0.42522 | 0.42522 | 0.42522 | 355.9784 | 84.1158 | 7.6178e-05 | 3184.1458 | 1804.2079 | 17.715 | 4.2086 | 440.0942 | 21.9237 | 418.1705 | -1386.0374 | FALSE
| 60407411 | CMN002 | CMN | 22KV | 702.14 | 8 | 38419.8192 | 11.11% | Covered | 390 | 0.0083911 | 0.0090278 | 0.0097148 | 0.010456 | 0.011256 | 0.01212 | 0.013052 | 0.014059 | 0.015146 | 0.01632 | 0.017587 | 0.018956 | 0.020435 | 0.022032 | 0.023012 | 0.023012 | 0.023012 | 0.023012 | 0.023012 | 0.023012 | 0.40256 | 0.40522 | 0.40822 | 0.41078 | 0.41189 | 0.41489 | 0.41933 | 0.42378 | 0.42522 | 0.42522 | 0.42522 | 0.42522 | 0.42522 | 0.42522 | 0.42522 | 0.42522 | 0.42522 | 0.42522 | 0.42522 | 0.42522 | 3692.7796 | 75013.1833 | 0.00075155 | 273834.6 | 155160.7799 | 174.7706 | 3570.7854 | 78705.9629 | 3745.556 | 74960.4069 | -80200.373 | FALSE
| 60407412 | CMN002 | CMN | 22KV | 216.74 | 8 | 38419.8192 | 11.11% | Covered | 390 | 0.0025902 | 0.0027867 | 0.0029988 | 0.0032277 | 0.0034747 | 0.0037413 | 0.0040291 | 0.0043398 | 0.0046753 | 0.0050376 | 0.0054289 | 0.0058514 | 0.0063079 | 0.006801 | 0.0071036 | 0.0071036 | 0.0071036 | 0.0071036 | 0.0071036 | 0.0071036 | 0.40256 | 0.40522 | 0.40822 | 0.41078 | 0.41189 | 0.41489 | 0.41933 | 0.42378 | 0.42522 | 0.42522 | 0.42522 | 0.42522 | 0.42522 | 0.42522 | 0.42522 | 0.42522 | 0.42522 | 0.42522 | 0.42522 | 0.42522 | 1139.9052 | 7147.7327 | 0.00023199 | 84528.6 | 47895.7864 | 53.949 | 340.2471 | 8287.6379 | 394.1962 | 7893.4418 | -40002.3446 | FALSE
| 60407433 | CMN002 | CMN | 22KV | 500.04 | 8 | 38419.8192 | 11.11% | Covered | 390 | 0.0036067 | 0.0038795 | 0.0041741 | 0.0044921 | 0.0048356 | 0.0052065 | 0.0056072 | 0.0060401 | 0.0065079 | 0.0070133 | 0.0075596 | 0.0081501 | 0.0087883 | 0.0094784 | 0.010225 | 0.011031 | 0.011904 | 0.012848 | 0.013869 | 0.014973 | 0.40256 | 0.40522 | 0.40822 | 0.41078 | 0.41189 | 0.41489 | 0.41933 | 0.42378 | 0.42522 | 0.42522 | 0.42522 | 0.42522 | 0.42522 | 0.42522 | 0.42522 | 0.42522 | 0.42522 | 0.42522 | 0.42522 | 0.42522 | 1723.3169 | 24911.0552 | 0.00053523 | 195015.6 | 110500.18 | 124.4656 | 1811.0307 | 26634.3721 | 1935.4963 | 24698.8758 | -85801.3042 | FALSE
| 60407465 | CMN003 | CMN | 22KV | 538.67 | 11 | 38419.8192 | 8.333% | Three phase | 97.13 | 0.0047716 | 0.0051202 | 0.0054956 | 0.0058997 | 0.0063349 | 0.0068035 | 0.0073083 | 0.007852 | 0.0084377 | 0.0090688 | 0.0097488 | 0.010482 | 0.011271 | 0.012123 | 0.01304 | 0.014029 | 0.015096 | 0.016246 | 0.017486 | 0.017655 | 0.55008 | 0.55642 | 0.56642 | 0.575 | 0.57992 | 0.58575 | 0.59633 | 0.60733 | 0.613 | 0.613 | 0.613 | 0.613 | 0.613 | 0.613 | 0.613 | 0.613 | 0.613 | 0.613 | 0.613 | 0.613 | 3154.0664 | 8558.8045 | 0.00057657 | 52321.0171 | 29646.2529 | 190.5671 | 523.4204 | 11712.871 | 713.9875 | 10998.8835 | -18647.3695 | FALSE
| 60407466 | CMN003 | CMN | 22KV | 1309.79 | 11 | 38419.8192 | 8.333% | Three phase | 97.13 | 0.011602 | 0.01245 | 0.013363 | 0.014345 | 0.015403 | 0.016543 | 0.01777 | 0.019092 | 0.020517 | 0.022051 | 0.023704 | 0.025486 | 0.027407 | 0.029476 | 0.031708 | 0.034113 | 0.036706 | 0.039502 | 0.042518 | 0.042928 | 0.55008 | 0.55642 | 0.56642 | 0.575 | 0.57992 | 0.58575 | 0.59633 | 0.60733 | 0.613 | 0.613 | 0.613 | 0.613 | 0.613 | 0.613 | 0.613 | 0.613 | 0.613 | 0.613 | 0.613 | 0.613 | 7669.1939 | 50602.3716 | 0.001402 | 127219.9027 | 72085.6288 | 463.3688 | 3094.6279 | 58271.5654 | 3557.9967 | 54713.5687 | -17372.0601 | FALSE
| 60407468 | CMN003 | CMN | 22KV | 682.87 | 11 | 38419.8192 | 8.333% | Covered | 390 | 0.0049254 | 0.005298 | 0.0057003 | 0.0061346 | 0.0066036 | 0.0071102 | 0.0076574 | 0.0082486 | 0.0088873 | 0.0095776 | 0.010324 | 0.01113 | 0.012002 | 0.012944 | 0.013963 | 0.015065 | 0.016257 | 0.017545 | 0.01894 | 0.020448 | 0.55008 | 0.55642 | 0.56642 | 0.575 | 0.57992 | 0.58575 | 0.59633 | 0.60733 | 0.613 | 0.613 | 0.613 | 0.613 | 0.613 | 0.613 | 0.613 | 0.613 | 0.613 | 0.613 | 0.613 | 0.613 | 3365.0586 | 46457.8063 | 0.00073092 | 266319.3 | 150902.4436 | 241.5812 | 3377.4769 | 49822.8649 | 3619.0581 | 46203.8068 | -104698.6368 | FALSE
| 60407469 | CMN003 | CMN | 22KV | 376.34 | 11 | 38419.8192 | 8.333% | Covered | 390 | 0.0027145 | 0.0029198 | 0.0031415 | 0.0033809 | 0.0036393 | 0.0039185 | 0.0042201 | 0.0045459 | 0.0048979 | 0.0052784 | 0.0056895 | 0.0061339 | 0.0066143 | 0.0071336 | 0.0076952 | 0.0083025 | 0.0089592 | 0.0096695 | 0.010438 | 0.011269 | 0.55008 | 0.55642 | 0.56642 | 0.575 | 0.57992 | 0.58575 | 0.59633 | 0.60733 | 0.613 | 0.613 | 0.613 | 0.613 | 0.613 | 0.613 | 0.613 | 0.613 | 0.613 | 0.613 | 0.613 | 0.613 | 1854.5348 | 14110.5322 | 0.00040282 | 146772.6 | 83164.6223 | 133.1391 | 1025.834 | 15965.0669 | 1158.973 | 14806.0939 | -68358.5284 | FALSE
| 60407496 | CMN003 | CMN | 22KV | 117.42 | 11 | 38419.8192 | 8.333% | Single phase | 44.74 | 0.0010991 | 0.0011982 | 0.0013066 | 0.0014253 | 0.0015552 | 0.0016974 | 0.0018532 | 0.0020239 | 0.0022108 | 0.0024156 | 0.00264 | 0.0028859 | 0.0031555 | 0.003451 | 0.003775 | 0.0038484 | 0.0038484 | 0.0038484 | 0.0038484 | 0.0038484 | 0.55008 | 0.55642 | 0.56642 | 0.575 | 0.57992 | 0.58575 | 0.59633 | 0.60733 | 0.613 | 0.613 | 0.613 | 0.613 | 0.613 | 0.613 | 0.613 | 0.613 | 0.613 | 0.613 | 0.613 | 0.613 | 803.7849 | 218.7723 | 0.00012568 | 5253.3708 | 2976.6768 | 41.5401 | 11.456 | 1022.5572 | 52.996 | 969.5612 | -2007.1157 | FALSE
| 60407497 | CMN003 | CMN | 22KV | 56.45 | 11 | 38419.8192 | 8.333% | Single phase | 44.74 | 0.00052839 | 0.00057602 | 0.00062815 | 0.0006852 | 0.00074766 | 0.00081605 | 0.00089095 | 0.00097298 | 0.0010628 | 0.0011613 | 0.0012692 | 0.0013874 | 0.001517 | 0.0016591 | 0.0018148 | 0.0018501 | 0.0018501 | 0.0018501 | 0.0018501 | 0.0018501 | 0.55008 | 0.55642 | 0.56642 | 0.575 | 0.57992 | 0.58575 | 0.59633 | 0.60733 | 0.613 | 0.613 | 0.613 | 0.613 | 0.613 | 0.613 | 0.613 | 0.613 | 0.613 | 0.613 | 0.613 | 0.613 | 386.4219 | 50.5634 | 6.0422e-05 | 2525.573 | 1431.0459 | 19.9705 | 2.6477 | 436.9853 | 22.6182 | 414.367 | -1016.6789 | FALSE
| 60407498 | CMN003 | CMN | 22KV | 577.01 | 11 | 38419.8192 | 8.333% | Three phase | 97.13 | 0.0037429 | 0.0040289 | 0.004338 | 0.004672 | 0.0050331 | 0.0054234 | 0.0058455 | 0.006302 | 0.0067957 | 0.0073297 | 0.0079075 | 0.0085326 | 0.0092091 | 0.0099412 | 0.010734 | 0.011591 | 0.01252 | 0.013526 | 0.014615 | 0.015794 | 0.55008 | 0.55642 | 0.56642 | 0.575 | 0.57992 | 0.58575 | 0.59633 | 0.60733 | 0.613 | 0.613 | 0.613 | 0.613 | 0.613 | 0.613 | 0.613 | 0.613 | 0.613 | 0.613 | 0.613 | 0.613 | 2580.3298 | 7495.8735 | 0.00061761 | 56044.9813 | 31756.334 | 204.1308 | 600.5813 | 10076.2033 | 804.712 | 9271.4913 | -22484.8427 | FALSE
| 60407499 | CMN003 | CMN | 22KV | 57.93 | 11 | 38419.8192 | 8.333% | Three phase | 97.13 | 0.00035409 | 0.00038084 | 0.00040972 | 0.00044091 | 0.0004746 | 0.000511 | 0.00055032 | 0.00059281 | 0.00063874 | 0.00068838 | 0.00074204 | 0.00080007 | 0.00086281 | 0.00093066 | 0.001004 | 0.0010834 | 0.0011693 | 0.0012622 | 0.0013628 | 0.0014716 | 0.55008 | 0.55642 | 0.56642 | 0.575 | 0.57992 | 0.58575 | 0.59633 | 0.60733 | 0.613 | 0.613 | 0.613 | 0.613 | 0.613 | 0.613 | 0.613 | 0.613 | 0.613 | 0.613 | 0.613 | 0.613 | 241.9541 | 70.575 | 6.2006e-05 | 5626.7409 | 3188.2366 | 20.4941 | 6.0536 | 312.5291 | 26.5477 | 285.9814 | -2902.2552 | FALSE
| 60407500 | CMN003 | CMN | 22KV | 288.2 | 11 | 38419.8192 | 8.333% | Three phase | 97.13 | 0.0017616 | 0.0018947 | 0.0020383 | 0.0021935 | 0.0023611 | 0.0025422 | 0.0027378 | 0.0029492 | 0.0031777 | 0.0034247 | 0.0036916 | 0.0039803 | 0.0042924 | 0.00463 | 0.0049951 | 0.00539 | 0.0058173 | 0.0062795 | 0.0067797 | 0.007321 | 0.55008 | 0.55642 | 0.56642 | 0.575 | 0.57992 | 0.58575 | 0.59633 | 0.60733 | 0.613 | 0.613 | 0.613 | 0.613 | 0.613 | 0.613 | 0.613 | 0.613 | 0.613 | 0.613 | 0.613 | 0.613 | 1203.7143 | 1746.7539 | 0.00030848 | 27992.866 | 15861.381 | 101.9575 | 149.828 | 2950.4682 | 251.7855 | 2698.6827 | -13162.6983 | FALSE
| 60407501 | CMN003 | CMN | 22KV | 553.68 | 11 | 38419.8192 | 8.333% | Three phase | 97.13 | 0.0033843 | 0.00364 | 0.003916 | 0.0042141 | 0.0045361 | 0.004884 | 0.0052598 | 0.0056659 | 0.0061049 | 0.0065794 | 0.0070923 | 0.0076468 | 0.0082465 | 0.008895 | 0.0095964 | 0.010355 | 0.011176 | 0.012064 | 0.013025 | 0.014065 | 0.55008 | 0.55642 | 0.56642 | 0.575 | 0.57992 | 0.58575 | 0.59633 | 0.60733 | 0.613 | 0.613 | 0.613 | 0.613 | 0.613 | 0.613 | 0.613 | 0.613 | 0.613 | 0.613 | 0.613 | 0.613 | 2312.5348 | 6447.0561 | 0.00059264 | 53778.9384 | 30472.3436 | 195.8772 | 552.997 | 8759.5909 | 748.8742 | 8010.7167 | -22461.6269 | FALSE
| 60407527 | CMN003 | CMN | 22KV | 21.7 | 11 | 38419.8192 | 8.333% | Three phase | 97.13 | 0.00020102 | 0.00021563 | 0.00023134 | 0.00024825 | 0.00026645 | 0.00028604 | 0.00030712 | 0.00032983 | 0.00035427 | 0.0003806 | 0.00040895 | 0.00043949 | 0.00047238 | 0.00050782 | 0.000546 | 0.00058713 | 0.00063146 | 0.00067923 | 0.00071121 | 0.00071121 | 0.55008 | 0.55642 | 0.56642 | 0.575 | 0.57992 | 0.58575 | 0.59633 | 0.60733 | 0.613 | 0.613 | 0.613 | 0.613 | 0.613 | 0.613 | 0.613 | 0.613 | 0.613 | 0.613 | 0.613 | 0.613 | 131.688 | 14.3975 | 2.3227e-05 | 2107.721 | 1194.2816 | 7.6769 | 0.84942 | 146.0854 | 8.5263 | 137.5591 | -1056.7225 | FALSE
| 60407574 | CMN003 | CMN | 22KV | 167.73 | 11 | 38419.8192 | 8.333% | Three phase | 97.13 | 0.0011543 | 0.0012395 | 0.0013314 | 0.0014305 | 0.0015373 | 0.0016525 | 0.0017766 | 0.0019106 | 0.0020551 | 0.0022109 | 0.0023791 | 0.0025606 | 0.0027564 | 0.0029678 | 0.003196 | 0.0034423 | 0.0037082 | 0.0039954 | 0.0043054 | 0.0046403 | 0.55008 | 0.55642 | 0.56642 | 0.575 | 0.57992 | 0.58575 | 0.59633 | 0.60733 | 0.613 | 0.613 | 0.613 | 0.613 | 0.613 | 0.613 | 0.613 | 0.613 | 0.613 | 0.613 | 0.613 | 0.613 | 774.1908 | 654.0073 | 0.00017953 | 16291.6149 | 9231.1917 | 59.3384 | 50.7489 | 1428.198 | 110.0873 | 1318.1107 | -7913.0809 | FALSE
| 60407591 | CMN003 | CMN | 22KV | 90.67 | 11 | 38419.8192 | 8.333% | Covered | 390 | 0.00062396 | 0.00067006 | 0.00071973 | 0.00077328 | 0.00083102 | 0.00089327 | 0.0009604 | 0.0010328 | 0.0011109 | 0.0011952 | 0.0012861 | 0.0013842 | 0.00149 | 0.0016043 | 0.0017276 | 0.0018608 | 0.0020046 | 0.0021598 | 0.0023274 | 0.0025084 | 0.55008 | 0.55642 | 0.56642 | 0.575 | 0.57992 | 0.58575 | 0.59633 | 0.60733 | 0.613 | 0.613 | 0.613 | 0.613 | 0.613 | 0.613 | 0.613 | 0.613 | 0.613 | 0.613 | 0.613 | 0.613 | 418.5052 | 767.3606 | 9.705e-05 | 35361.3 | 20036.4997 | 32.0766 | 59.5448 | 1185.8659 | 91.6214 | 1094.2445 | -18942.2553 | FALSE
| 60407627 | CMN003 | CMN | 22KV | 46.49 | 11 | 38419.8192 | 8.333% | Three phase | 97.13 | 0.00044203 | 0.00048571 | 0.00053391 | 0.00058711 | 0.00064583 | 0.00071067 | 0.00078227 | 0.00086135 | 0.00094871 | 0.0010452 | 0.0011519 | 0.0012698 | 0.0014002 | 0.0015237 | 0.0015237 | 0.0015237 | 0.0015237 | 0.0015237 | 0.0015237 | 0.0015237 | 0.55008 | 0.55642 | 0.56642 | 0.575 | 0.57992 | 0.58575 | 0.59633 | 0.60733 | 0.613 | 0.613 | 0.613 | 0.613 | 0.613 | 0.613 | 0.613 | 0.613 | 0.613 | 0.613 | 0.613 | 0.613 | 334.2801 | 78.189 | 4.9761e-05 | 4515.5737 | 2558.6246 | 16.4469 | 3.8987 | 412.469 | 20.3457 | 392.1234 | -2166.5012 | FALSE
| 60407628 | CMN003 | CMN | 22KV | 896.64 | 11 | 38419.8192 | 8.333% | Three phase | 97.13 | 0.010716 | 0.011529 | 0.012406 | 0.013353 | 0.014375 | 0.015478 | 0.016668 | 0.017954 | 0.019342 | 0.02084 | 0.022459 | 0.024207 | 0.026095 | 0.028135 | 0.029387 | 0.029387 | 0.029387 | 0.029387 | 0.029387 | 0.029387 | 0.55008 | 0.55642 | 0.56642 | 0.575 | 0.57992 | 0.58575 | 0.59633 | 0.60733 | 0.613 | 0.613 | 0.613 | 0.613 | 0.613 | 0.613 | 0.613 | 0.613 | 0.613 | 0.613 | 0.613 | 0.613 | 6738.0614 | 30465.9809 | 0.00095973 | 87090.6432 | 49347.4971 | 317.2073 | 1450.2448 | 37204.0423 | 1767.4521 | 35436.5902 | -13910.9069 | FALSE
| 60407638 | CMN003 | CMN | 22KV | 89.11 | 11 | 38419.8192 | 8.333% | Three phase | 97.13 | 0.0005429 | 0.00059416 | 0.00065053 | 0.00071255 | 0.0007808 | 0.00085591 | 0.00093859 | 0.0010296 | 0.0011299 | 0.0012403 | 0.001362 | 0.001496 | 0.0016438 | 0.0018067 | 0.0019862 | 0.0021842 | 0.0024026 | 0.0026435 | 0.0029092 | 0.0029206 | 0.55008 | 0.55642 | 0.56642 | 0.575 | 0.57992 | 0.58575 | 0.59633 | 0.60733 | 0.613 | 0.613 | 0.613 | 0.613 | 0.613 | 0.613 | 0.613 | 0.613 | 0.613 | 0.613 | 0.613 | 0.613 | 452.0026 | 202.3142 | 9.538e-05 | 8655.2543 | 4904.2598 | 31.5247 | 14.3238 | 654.3168 | 45.8485 | 608.4682 | -4295.7915 | FALSE
| 60407639 | CMN003 | CMN | 22KV | 77.67 | 11 | 38419.8192 | 8.333% | Three phase | 97.13 | 0.0004732 | 0.00051788 | 0.00056702 | 0.00062108 | 0.00068056 | 0.00074602 | 0.00081809 | 0.00089744 | 0.00098482 | 0.0010811 | 0.0011871 | 0.001304 | 0.0014328 | 0.0015747 | 0.0017312 | 0.0019038 | 0.0020942 | 0.0023041 | 0.0025357 | 0.0025456 | 0.55008 | 0.55642 | 0.56642 | 0.575 | 0.57992 | 0.58575 | 0.59633 | 0.60733 | 0.613 | 0.613 | 0.613 | 0.613 | 0.613 | 0.613 | 0.613 | 0.613 | 0.613 | 0.613 | 0.613 | 0.613 | 393.9742 | 153.7022 | 8.3135e-05 | 7544.0871 | 4274.6477 | 27.4776 | 10.8821 | 547.6764 | 38.3597 | 509.3167 | -3765.3309 | FALSE
| 60407640 | CMN003 | CMN | 22KV | 64.03 | 11 | 38419.8192 | 8.333% | Three phase | 97.13 | 0.0003901 | 0.00042693 | 0.00046744 | 0.00051201 | 0.00056104 | 0.00061501 | 0.00067442 | 0.00073984 | 0.00081187 | 0.00089123 | 0.00097865 | 0.001075 | 0.0011812 | 0.0012982 | 0.0014272 | 0.0015695 | 0.0017264 | 0.0018995 | 0.0020904 | 0.0020986 | 0.55008 | 0.55642 | 0.56642 | 0.575 | 0.57992 | 0.58575 | 0.59633 | 0.60733 | 0.613 | 0.613 | 0.613 | 0.613 | 0.613 | 0.613 | 0.613 | 0.613 | 0.613 | 0.613 | 0.613 | 0.613 | 324.7865 | 104.4577 | 6.8536e-05 | 6219.2339 | 3523.9564 | 22.6521 | 7.3956 | 429.2442 | 30.0477 | 399.1965 | -3124.7598 | FALSE
| 60407641 | CMN003 | CMN | 22KV | 213.01 | 11 | 38419.8192 | 8.333% | Three phase | 97.13 | 0.0012978 | 0.0014203 | 0.001555 | 0.0017033 | 0.0018664 | 0.002046 | 0.0022436 | 0.0024612 | 0.0027009 | 0.0029649 | 0.0032557 | 0.0035762 | 0.0039294 | 0.0043187 | 0.0047479 | 0.0052212 | 0.0057432 | 0.006319 | 0.0069542 | 0.0069814 | 0.55008 | 0.55642 | 0.56642 | 0.575 | 0.57992 | 0.58575 | 0.59633 | 0.60733 | 0.613 | 0.613 | 0.613 | 0.613 | 0.613 | 0.613 | 0.613 | 0.613 | 0.613 | 0.613 | 0.613 | 0.613 | 1080.4743 | 1156.0416 | 0.000228 | 20689.6613 | 11723.2226 | 75.3573 | 81.8474 | 2236.516 | 157.2047 | 2079.3113 | -9643.9114 | FALSE
| 60407642 | CMN003 | CMN | 22KV | 1169.79 | 11 | 38419.8192 | 8.333% | Three phase | 97.13 | 0.0071269 | 0.0077998 | 0.0085399 | 0.0093541 | 0.01025 | 0.011236 | 0.012321 | 0.013516 | 0.014832 | 0.016282 | 0.017879 | 0.019639 | 0.021579 | 0.023717 | 0.026074 | 0.028674 | 0.03154 | 0.034702 | 0.03819 | 0.03834 | 0.55008 | 0.55642 | 0.56642 | 0.575 | 0.57992 | 0.58575 | 0.59633 | 0.60733 | 0.613 | 0.613 | 0.613 | 0.613 | 0.613 | 0.613 | 0.613 | 0.613 | 0.613 | 0.613 | 0.613 | 0.613 | 5933.6561 | 34864.9705 | 0.0012521 | 113621.7027 | 64380.586 | 413.8405 | 2468.4305 | 40798.6266 | 2882.2711 | 37916.3555 | -26464.2304 | FALSE
| 60407648 | CMN003 | CMN | 22KV | 250.19 | 11 | 38419.8192 | 8.333% | Three phase | 97.13 | 0.00183 | 0.0019648 | 0.00211 | 0.0022664 | 0.0024351 | 0.0026168 | 0.0028128 | 0.003024 | 0.0032518 | 0.0034975 | 0.0037625 | 0.0040483 | 0.0043566 | 0.0046893 | 0.0050482 | 0.0054356 | 0.0058536 | 0.0063048 | 0.0067919 | 0.0073177 | 0.55008 | 0.55642 | 0.56642 | 0.575 | 0.57992 | 0.58575 | 0.59633 | 0.60733 | 0.613 | 0.613 | 0.613 | 0.613 | 0.613 | 0.613 | 0.613 | 0.613 | 0.613 | 0.613 | 0.613 | 0.613 | 1223.8944 | 1542.2515 | 0.0002678 | 24300.9547 | 13769.4619 | 88.5106 | 112.9133 | 2766.1459 | 201.4238 | 2564.7221 | -11204.7398 | FALSE
| 60407650 | CMN003 | CMN | 22KV | 104.28 | 11 | 38419.8192 | 8.333% | Three phase | 97.13 | 0.00063532 | 0.00069531 | 0.00076128 | 0.00083386 | 0.00091372 | 0.0010016 | 0.0010984 | 0.0012049 | 0.0013222 | 0.0014515 | 0.0015938 | 0.0017507 | 0.0019236 | 0.0021142 | 0.0023244 | 0.0025561 | 0.0028116 | 0.0030935 | 0.0034044 | 0.0034178 | 0.55008 | 0.55642 | 0.56642 | 0.575 | 0.57992 | 0.58575 | 0.59633 | 0.60733 | 0.613 | 0.613 | 0.613 | 0.613 | 0.613 | 0.613 | 0.613 | 0.613 | 0.613 | 0.613 | 0.613 | 0.613 | 528.9511 | 277.0611 | 0.00011162 | 10128.7164 | 5739.1562 | 36.8915 | 19.6159 | 806.0121 | 56.5073 | 749.5048 | -4989.6514 | FALSE
| 60407703 | CMN003 | CMN | 22KV | 2482.69 | 11 | 38419.8192 | 8.333% | Three phase | 97.13 | 0.017085 | 0.018347 | 0.019707 | 0.021174 | 0.022755 | 0.024459 | 0.026297 | 0.02828 | 0.030419 | 0.032726 | 0.035215 | 0.037901 | 0.0408 | 0.043929 | 0.047306 | 0.050952 | 0.054888 | 0.059138 | 0.063728 | 0.068685 | 0.55008 | 0.55642 | 0.56642 | 0.575 | 0.57992 | 0.58575 | 0.59633 | 0.60733 | 0.613 | 0.613 | 0.613 | 0.613 | 0.613 | 0.613 | 0.613 | 0.613 | 0.613 | 0.613 | 0.613 | 0.613 | 11459.3436 | 143286.7607 | 0.0026574 | 241143.6797 | 136637.3767 | 878.3095 | 11118.5996 | 154746.1044 | 11996.9092 | 142749.1952 | 6111.8184 | TRUE
| 60407704 | CMN003 | CMN | 22KV | 96.12 | 11 | 38419.8192 | 8.333% | Three phase | 97.13 | 0.00090507 | 0.00098963 | 0.0010825 | 0.0011844 | 0.0012963 | 0.0014193 | 0.0015543 | 0.0017027 | 0.0018658 | 0.0020451 | 0.0022421 | 0.0024588 | 0.0026971 | 0.0029591 | 0.0031503 | 0.0031503 | 0.0031503 | 0.0031503 | 0.0031503 | 0.0031503 | 0.55008 | 0.55642 | 0.56642 | 0.575 | 0.57992 | 0.58575 | 0.59633 | 0.60733 | 0.613 | 0.613 | 0.613 | 0.613 | 0.613 | 0.613 | 0.613 | 0.613 | 0.613 | 0.613 | 0.613 | 0.613 | 670.9681 | 324.5201 | 0.00010288 | 9336.1356 | 5290.0623 | 34.0047 | 16.666 | 995.4883 | 50.6707 | 944.8175 | -4345.2447 | FALSE
| 60407723 | CMN003 | CMN | 22KV | 56.99 | 11 | 38419.8192 | 8.333% | Three phase | 97.13 | 0.00071718 | 0.00077793 | 0.00084404 | 0.00091598 | 0.00099428 | 0.0010795 | 0.0011723 | 0.0012734 | 0.0013834 | 0.0015033 | 0.0016338 | 0.0017761 | 0.0018678 | 0.0018678 | 0.0018678 | 0.0018678 | 0.0018678 | 0.0018678 | 0.0018678 | 0.0018678 | 0.55008 | 0.55642 | 0.56642 | 0.575 | 0.57992 | 0.58575 | 0.59633 | 0.60733 | 0.613 | 0.613 | 0.613 | 0.613 | 0.613 | 0.613 | 0.613 | 0.613 | 0.613 | 0.613 | 0.613 | 0.613 | 457.4174 | 131.4698 | 6.1e-05 | 5535.4387 | 3136.5028 | 20.1615 | 5.8587 | 588.8872 | 26.0203 | 562.8669 | -2573.6359 | FALSE
| 60407736 | CMN003 | CMN | 22KV | 189.97 | 11 | 38419.8192 | 8.333% | Three phase | 97.13 | 0.0017591 | 0.0019073 | 0.0020685 | 0.002244 | 0.002435 | 0.002643 | 0.0028694 | 0.003116 | 0.0033845 | 0.003677 | 0.0039957 | 0.004343 | 0.0047214 | 0.0051337 | 0.0055832 | 0.0060732 | 0.0062262 | 0.0062262 | 0.0062262 | 0.0062262 | 0.55008 | 0.55642 | 0.56642 | 0.575 | 0.57992 | 0.58575 | 0.59633 | 0.60733 | 0.613 | 0.613 | 0.613 | 0.613 | 0.613 | 0.613 | 0.613 | 0.613 | 0.613 | 0.613 | 0.613 | 0.613 | 1249.4492 | 1194.7637 | 0.00020334 | 18451.7861 | 10455.1927 | 67.2063 | 65.0991 | 2444.213 | 132.3054 | 2311.9075 | -8143.2852 | FALSE
| 60407737 | CMN003 | CMN | 22KV | 311.3 | 11 | 38419.8192 | 8.333% | Three phase | 97.13 | 0.0028826 | 0.0031255 | 0.0033897 | 0.0036772 | 0.0039902 | 0.004331 | 0.004702 | 0.0051061 | 0.0055461 | 0.0060255 | 0.0065477 | 0.0071167 | 0.0077368 | 0.0084125 | 0.0091491 | 0.009952 | 0.010203 | 0.010203 | 0.010203 | 0.010203 | 0.55008 | 0.55642 | 0.56642 | 0.575 | 0.57992 | 0.58575 | 0.59633 | 0.60733 | 0.613 | 0.613 | 0.613 | 0.613 | 0.613 | 0.613 | 0.613 | 0.613 | 0.613 | 0.613 | 0.613 | 0.613 | 2047.4472 | 3208.265 | 0.00033321 | 30236.569 | 17132.7131 | 110.1296 | 174.8088 | 5255.7121 | 284.9385 | 4970.7737 | -12161.9394 | FALSE
| 60407744 | CMN003 | CMN | 22KV | 384.34 | 11 | 38419.8192 | 8.333% | Three phase | 97.13 | 0.0029129 | 0.0031288 | 0.0033616 | 0.0036125 | 0.003883 | 0.0041748 | 0.0044894 | 0.0048288 | 0.0051948 | 0.0055898 | 0.006016 | 0.0064759 | 0.0069722 | 0.0075079 | 0.0080862 | 0.0087105 | 0.0093845 | 0.010112 | 0.010898 | 0.011747 | 0.55008 | 0.55642 | 0.56642 | 0.575 | 0.57992 | 0.58575 | 0.59633 | 0.60733 | 0.613 | 0.613 | 0.613 | 0.613 | 0.613 | 0.613 | 0.613 | 0.613 | 0.613 | 0.613 | 0.613 | 0.613 | 1957.7137 | 3789.462 | 0.00041138 | 37330.9442 | 21152.544 | 135.9692 | 266.4626 | 5747.1758 | 402.4319 | 5344.7439 | -15807.8001 | FALSE
| 60407753 | CMN003 | CMN | 22KV | 66.63 | 11 | 38419.8192 | 8.333% | Single phase | 44.74 | 0.00062354 | 0.00067227 | 0.00072499 | 0.00078202 | 0.00084374 | 0.00091052 | 0.00098281 | 0.0010611 | 0.0011458 | 0.0012375 | 0.0013368 | 0.0014444 | 0.0015609 | 0.0016871 | 0.0018238 | 0.0019719 | 0.0021325 | 0.0021838 | 0.0021838 | 0.0021838 | 0.55008 | 0.55642 | 0.56642 | 0.575 | 0.57992 | 0.58575 | 0.59633 | 0.60733 | 0.613 | 0.613 | 0.613 | 0.613 | 0.613 | 0.613 | 0.613 | 0.613 | 0.613 | 0.613 | 0.613 | 0.613 | 424.9608 | 65.6809 | 7.1319e-05 | 2981.0262 | 1689.1158 | 23.5719 | 3.6888 | 490.6417 | 27.2607 | 463.381 | -1225.7348 | FALSE
| 60407754 | CMN003 | CMN | 22KV | 143.21 | 11 | 38419.8192 | 8.333% | Single phase | 44.74 | 0.0013402 | 0.0014449 | 0.0015582 | 0.0016808 | 0.0018135 | 0.001957 | 0.0021124 | 0.0022806 | 0.0024626 | 0.0026598 | 0.0028733 | 0.0031045 | 0.0033549 | 0.0036261 | 0.00392 | 0.0042384 | 0.0045833 | 0.0046937 | 0.0046937 | 0.0046937 | 0.55008 | 0.55642 | 0.56642 | 0.575 | 0.57992 | 0.58575 | 0.59633 | 0.60733 | 0.613 | 0.613 | 0.613 | 0.613 | 0.613 | 0.613 | 0.613 | 0.613 | 0.613 | 0.613 | 0.613 | 0.613 | 913.3819 | 303.4216 | 0.00015329 | 6407.2154 | 3630.4709 | 50.6639 | 17.041 | 1216.8035 | 67.7049 | 1149.0986 | -2481.3722 | FALSE
| 60407755 | CMN003 | CMN | 22KV | 66.43 | 11 | 38419.8192 | 8.333% | Single phase | 44.74 | 0.00062167 | 0.00067025 | 0.00072281 | 0.00077967 | 0.0008412 | 0.00090779 | 0.00097986 | 0.0010579 | 0.0011423 | 0.0012338 | 0.0013328 | 0.0014401 | 0.0015562 | 0.001682 | 0.0018183 | 0.001966 | 0.002126 | 0.0021772 | 0.0021772 | 0.0021772 | 0.55008 | 0.55642 | 0.56642 | 0.575 | 0.57992 | 0.58575 | 0.59633 | 0.60733 | 0.613 | 0.613 | 0.613 | 0.613 | 0.613 | 0.613 | 0.613 | 0.613 | 0.613 | 0.613 | 0.613 | 0.613 | 423.6852 | 65.2872 | 7.1104e-05 | 2972.0782 | 1684.0457 | 23.5012 | 3.6667 | 488.9725 | 27.1679 | 461.8046 | -1222.2411 | FALSE
| 60407756 | CMN003 | CMN | 22KV | 279.1 | 11 | 38419.8192 | 8.333% | Single phase | 44.74 | 0.0026119 | 0.002816 | 0.0030368 | 0.0032757 | 0.0035342 | 0.003814 | 0.0041168 | 0.0044446 | 0.0047994 | 0.0051836 | 0.0055997 | 0.0060503 | 0.0065383 | 0.0070669 | 0.0076396 | 0.0082601 | 0.0089324 | 0.0091474 | 0.0091474 | 0.0091474 | 0.55008 | 0.55642 | 0.56642 | 0.575 | 0.57992 | 0.58575 | 0.59633 | 0.60733 | 0.613 | 0.613 | 0.613 | 0.613 | 0.613 | 0.613 | 0.613 | 0.613 | 0.613 | 0.613 | 0.613 | 0.613 | 1780.0774 | 1152.443 | 0.00029874 | 12486.934 | 7075.3748 | 98.7381 | 64.7243 | 2932.5204 | 163.4624 | 2769.058 | -4306.3168 | FALSE
| 60407757 | CMN003 | CMN | 22KV | 1380 | 11 | 38419.8192 | 8.333% | Single phase | 44.74 | 0.012914 | 0.013924 | 0.015016 | 0.016197 | 0.017475 | 0.018858 | 0.020355 | 0.021976 | 0.023731 | 0.02563 | 0.027687 | 0.029915 | 0.032328 | 0.034942 | 0.037774 | 0.040842 | 0.044166 | 0.045229 | 0.045229 | 0.045229 | 0.55008 | 0.55642 | 0.56642 | 0.575 | 0.57992 | 0.58575 | 0.59633 | 0.60733 | 0.613 | 0.613 | 0.613 | 0.613 | 0.613 | 0.613 | 0.613 | 0.613 | 0.613 | 0.613 | 0.613 | 0.613 | 8801.5294 | 28174.6127 | 0.0014771 | 61741.2 | 34983.9383 | 488.2072 | 1582.3621 | 36976.1421 | 2070.5693 | 34905.5728 | -78.3654 | FALSE
| 60407764 | CMN003 | CMN | 22KV | 281.23 | 11 | 38419.8192 | 8.333% | Single phase | 44.74 | 0.0026481 | 0.0028955 | 0.0031671 | 0.0034653 | 0.0037928 | 0.0041525 | 0.0045477 | 0.0049819 | 0.0054591 | 0.0059836 | 0.0065601 | 0.0071941 | 0.0078911 | 0.0086578 | 0.0092172 | 0.0092172 | 0.0092172 | 0.0092172 | 0.0092172 | 0.0092172 | 0.55008 | 0.55642 | 0.56642 | 0.575 | 0.57992 | 0.58575 | 0.59633 | 0.60733 | 0.613 | 0.613 | 0.613 | 0.613 | 0.613 | 0.613 | 0.613 | 0.613 | 0.613 | 0.613 | 0.613 | 0.613 | 1963.1333 | 1279.617 | 0.00030102 | 12582.2302 | 7129.3717 | 99.4917 | 65.716 | 3242.7503 | 165.2077 | 3077.5426 | -4051.8291 | FALSE
| 60407765 | CMN003 | CMN | 22KV | 40.69 | 11 | 38419.8192 | 8.333% | Single phase | 44.74 | 0.00038314 | 0.00041894 | 0.00045823 | 0.00050138 | 0.00054876 | 0.00060081 | 0.00065798 | 0.00072081 | 0.00078985 | 0.00086574 | 0.00094916 | 0.0010409 | 0.0011417 | 0.0012527 | 0.0013336 | 0.0013336 | 0.0013336 | 0.0013336 | 0.0013336 | 0.0013336 | 0.55008 | 0.55642 | 0.56642 | 0.575 | 0.57992 | 0.58575 | 0.59633 | 0.60733 | 0.613 | 0.613 | 0.613 | 0.613 | 0.613 | 0.613 | 0.613 | 0.613 | 0.613 | 0.613 | 0.613 | 0.613 | 284.0376 | 26.7875 | 4.3553e-05 | 1820.4706 | 1031.5192 | 14.395 | 1.3757 | 310.8251 | 15.7707 | 295.0544 | -736.4648 | FALSE
| 60407768 | CMN003 | CMN | 22KV | 379.09 | 11 | 38419.8192 | 8.333% | Covered | 390 | 0.0027343 | 0.0029412 | 0.0031645 | 0.0034056 | 0.0036659 | 0.0039472 | 0.0042509 | 0.0045791 | 0.0049337 | 0.0053169 | 0.0057311 | 0.0061787 | 0.0066626 | 0.0071858 | 0.0077514 | 0.0083631 | 0.0090247 | 0.0097402 | 0.010514 | 0.011351 | 0.55008 | 0.55642 | 0.56642 | 0.575 | 0.57992 | 0.58575 | 0.59633 | 0.60733 | 0.613 | 0.613 | 0.613 | 0.613 | 0.613 | 0.613 | 0.613 | 0.613 | 0.613 | 0.613 | 0.613 | 0.613 | 1868.0863 | 14317.5032 | 0.00040577 | 147845.1 | 83772.3247 | 134.1119 | 1040.8808 | 16185.5895 | 1174.9927 | 15010.5968 | -68761.7279 | FALSE
| 60407781 | CMN003 | CMN | 22KV | 78.94 | 11 | 38419.8192 | 8.333% | Three phase | 97.13 | 0.00070521 | 0.00076423 | 0.00082843 | 0.00089826 | 0.00097424 | 0.0010569 | 0.0011469 | 0.0012449 | 0.0013515 | 0.0014676 | 0.001594 | 0.0017317 | 0.0018817 | 0.002045 | 0.002223 | 0.002417 | 0.0025872 | 0.0025872 | 0.0025872 | 0.0025872 | 0.55008 | 0.55642 | 0.56642 | 0.575 | 0.57992 | 0.58575 | 0.59633 | 0.60733 | 0.613 | 0.613 | 0.613 | 0.613 | 0.613 | 0.613 | 0.613 | 0.613 | 0.613 | 0.613 | 0.613 | 0.613 | 503.9372 | 200.216 | 8.4495e-05 | 7667.4422 | 4344.5434 | 27.9269 | 11.2409 | 704.1531 | 39.1677 | 664.9854 | -3679.558 | FALSE
| 60407785 | CMN003 | CMN | 22KV | 697.47 | 11 | 38419.8192 | 8.333% | Three phase | 97.13 | 0.0083353 | 0.0089678 | 0.0096502 | 0.010387 | 0.011182 | 0.01204 | 0.012966 | 0.013966 | 0.015045 | 0.016211 | 0.01747 | 0.01883 | 0.020299 | 0.021886 | 0.022859 | 0.022859 | 0.022859 | 0.022859 | 0.022859 | 0.022859 | 0.55008 | 0.55642 | 0.56642 | 0.575 | 0.57992 | 0.58575 | 0.59633 | 0.60733 | 0.613 | 0.613 | 0.613 | 0.613 | 0.613 | 0.613 | 0.613 | 0.613 | 0.613 | 0.613 | 0.613 | 0.613 | 5241.3406 | 18434.4427 | 0.00074655 | 67745.2611 | 38385.9729 | 246.7463 | 877.5183 | 23675.7833 | 1124.2646 | 22551.5187 | -15834.4542 | FALSE
| 60407802 | CMN003 | CMN | 22KV | 3070.36 | 11 | 38419.8192 | 8.333% | Covered | 390 | 0.026171 | 0.028153 | 0.030292 | 0.032602 | 0.035096 | 0.037789 | 0.040697 | 0.043838 | 0.047231 | 0.050897 | 0.054858 | 0.059138 | 0.063763 | 0.068762 | 0.074166 | 0.080008 | 0.086324 | 0.093153 | 0.10054 | 0.10063 | 0.55008 | 0.55642 | 0.56642 | 0.575 | 0.57992 | 0.58575 | 0.59633 | 0.60733 | 0.613 | 0.613 | 0.613 | 0.613 | 0.613 | 0.613 | 0.613 | 0.613 | 0.613 | 0.613 | 0.613 | 0.613 | 17780.6513 | 1103843.6316 | 0.0032864 | 1197440.4 | 678496.3855 | 1086.2115 | 68280.2213 | 1121624.2829 | 69366.4328 | 1052257.8501 | 373761.4646 | TRUE
| 60407806 | CMN003 | CMN | 22KV | 610.15 | 11 | 38419.8192 | 8.333% | Covered | 390 | 0.0052007 | 0.0055946 | 0.0060198 | 0.0064788 | 0.0069743 | 0.0075095 | 0.0080874 | 0.0087116 | 0.0093859 | 0.010114 | 0.010901 | 0.011752 | 0.012671 | 0.013665 | 0.014739 | 0.015899 | 0.017155 | 0.018512 | 0.019979 | 0.019998 | 0.55008 | 0.55642 | 0.56642 | 0.575 | 0.57992 | 0.58575 | 0.59633 | 0.60733 | 0.613 | 0.613 | 0.613 | 0.613 | 0.613 | 0.613 | 0.613 | 0.613 | 0.613 | 0.613 | 0.613 | 0.613 | 3533.4177 | 43591.5376 | 0.00065308 | 237958.5 | 134832.583 | 215.8548 | 2696.4325 | 47124.9554 | 2912.2873 | 44212.6681 | -90619.915 | FALSE
| 60407832 | CMN003 | CMN | 22KV | 267.49 | 11 | 38419.8192 | 8.333% | Three phase | 97.13 | 0.0025433 | 0.0027947 | 0.003072 | 0.0033781 | 0.0037159 | 0.004089 | 0.0045009 | 0.0049559 | 0.0054586 | 0.006014 | 0.0066278 | 0.0073062 | 0.0080561 | 0.0087669 | 0.0087669 | 0.0087669 | 0.0087669 | 0.0087669 | 0.0087669 | 0.0087669 | 0.55008 | 0.55642 | 0.56642 | 0.575 | 0.57992 | 0.58575 | 0.59633 | 0.60733 | 0.613 | 0.613 | 0.613 | 0.613 | 0.613 | 0.613 | 0.613 | 0.613 | 0.613 | 0.613 | 0.613 | 0.613 | 1923.3507 | 2588.4603 | 0.00028631 | 25981.3037 | 14721.585 | 94.6308 | 129.0685 | 4511.811 | 223.6993 | 4288.1116 | -10433.4734 | FALSE
| 60407833 | CMN003 | CMN | 22KV | 147.11 | 11 | 38419.8192 | 8.333% | Single phase | 44.74 | 0.0011687 | 0.0012848 | 0.001413 | 0.0015547 | 0.0017112 | 0.0018842 | 0.0020754 | 0.0022867 | 0.0025205 | 0.002779 | 0.003065 | 0.0033814 | 0.0037315 | 0.0041191 | 0.0045481 | 0.0048215 | 0.0048215 | 0.0048215 | 0.0048215 | 0.0048215 | 0.55008 | 0.55642 | 0.56642 | 0.575 | 0.57992 | 0.58575 | 0.59633 | 0.60733 | 0.613 | 0.613 | 0.613 | 0.613 | 0.613 | 0.613 | 0.613 | 0.613 | 0.613 | 0.613 | 0.613 | 0.613 | 945.9709 | 322.1667 | 0.00015746 | 6581.7014 | 3729.3385 | 52.0436 | 17.9818 | 1268.1376 | 70.0254 | 1198.1122 | -2531.2263 | FALSE
| 60407834 | CMN003 | CMN | 22KV | 184.65 | 11 | 38419.8192 | 8.333% | Single phase | 44.74 | 0.0014669 | 0.0016127 | 0.0017736 | 0.0019514 | 0.0021479 | 0.002365 | 0.002605 | 0.0028703 | 0.0031637 | 0.0034882 | 0.0038471 | 0.0042443 | 0.0046838 | 0.0051702 | 0.0057087 | 0.0060519 | 0.0060519 | 0.0060519 | 0.0060519 | 0.0060519 | 0.55008 | 0.55642 | 0.56642 | 0.575 | 0.57992 | 0.58575 | 0.59633 | 0.60733 | 0.613 | 0.613 | 0.613 | 0.613 | 0.613 | 0.613 | 0.613 | 0.613 | 0.613 | 0.613 | 0.613 | 0.613 | 1187.3667 | 507.5687 | 0.00019764 | 8261.241 | 4681.003 | 65.3242 | 28.33 | 1694.9355 | 93.6542 | 1601.2813 | -3079.7218 | FALSE
| 60407897 | CMN003 | CMN | 22KV | 270.34 | 11 | 38419.8192 | 8.333% | Three phase | 97.13 | 0.0021193 | 0.0022798 | 0.0024529 | 0.0026399 | 0.0028418 | 0.0030598 | 0.0032953 | 0.0035497 | 0.0038245 | 0.0041214 | 0.0044423 | 0.0047891 | 0.0051639 | 0.0055691 | 0.0060071 | 0.0064808 | 0.0069929 | 0.0075467 | 0.0081457 | 0.0087935 | 0.55008 | 0.55642 | 0.56642 | 0.575 | 0.57992 | 0.58575 | 0.59633 | 0.60733 | 0.613 | 0.613 | 0.613 | 0.613 | 0.613 | 0.613 | 0.613 | 0.613 | 0.613 | 0.613 | 0.613 | 0.613 | 1447.7805 | 1970.7485 | 0.00028936 | 26258.1242 | 14878.4377 | 95.6391 | 131.8335 | 3418.529 | 227.4726 | 3191.0565 | -11687.3812 | FALSE
| 60407908 | CMN003 | CMN | 22KV | 171.43 | 11 | 38419.8192 | 8.333% | Three phase | 97.13 | 0.0011797 | 0.0012669 | 0.0013608 | 0.001462 | 0.0015712 | 0.0016889 | 0.0018158 | 0.0019527 | 0.0021004 | 0.0022597 | 0.0024316 | 0.0026171 | 0.0028172 | 0.0030333 | 0.0032665 | 0.0035182 | 0.00379 | 0.0040835 | 0.0044004 | 0.0047427 | 0.55008 | 0.55642 | 0.56642 | 0.575 | 0.57992 | 0.58575 | 0.59633 | 0.60733 | 0.613 | 0.613 | 0.613 | 0.613 | 0.613 | 0.613 | 0.613 | 0.613 | 0.613 | 0.613 | 0.613 | 0.613 | 791.2689 | 683.1793 | 0.00018349 | 16650.9959 | 9434.8249 | 60.6474 | 53.0126 | 1474.4482 | 113.6599 | 1360.7883 | -8074.0366 | FALSE
| 60407920 | CMN003 | CMN | 22KV | 3134.45 | 11 | 38419.8192 | 8.333% | Covered | 390 | 0.022608 | 0.024318 | 0.026165 | 0.028158 | 0.030311 | 0.032637 | 0.035148 | 0.037862 | 0.040794 | 0.043962 | 0.047387 | 0.051088 | 0.055089 | 0.059415 | 0.064092 | 0.069149 | 0.074619 | 0.080535 | 0.086935 | 0.093858 | 0.55008 | 0.55642 | 0.56642 | 0.575 | 0.57992 | 0.58575 | 0.59633 | 0.60733 | 0.613 | 0.613 | 0.613 | 0.613 | 0.613 | 0.613 | 0.613 | 0.613 | 0.613 | 0.613 | 0.613 | 0.613 | 15445.997 | 978825.6126 | 0.003355 | 1222435.5 | 692659.1656 | 1108.8849 | 71160.5037 | 994271.6095 | 72269.3886 | 922002.221 | 229343.0554 | TRUE
| 60407925 | CMN003 | CMN | 22KV | 367.63 | 11 | 38419.8192 | 8.333% | Single phase | 44.74 | 0.0030606 | 0.0032949 | 0.0035479 | 0.0038213 | 0.0041167 | 0.004436 | 0.004781 | 0.0051541 | 0.0055573 | 0.0059934 | 0.0064649 | 0.0069749 | 0.0075265 | 0.0081232 | 0.0087687 | 0.0094671 | 0.010223 | 0.011041 | 0.011926 | 0.012049 | 0.55008 | 0.55642 | 0.56642 | 0.575 | 0.57992 | 0.58575 | 0.59633 | 0.60733 | 0.613 | 0.613 | 0.613 | 0.613 | 0.613 | 0.613 | 0.613 | 0.613 | 0.613 | 0.613 | 0.613 | 0.613 | 2098.4301 | 1789.1781 | 0.0003935 | 16447.7662 | 9319.6705 | 130.0577 | 112.2974 | 3887.6082 | 242.3551 | 3645.2531 | -5674.4174 | FALSE
| 60407929 | CMN003 | CMN | 22KV | 1040.86 | 11 | 38419.8192 | 8.333% | Three phase | 97.13 | 0.009337 | 0.010083 | 0.010892 | 0.011769 | 0.012719 | 0.013749 | 0.014866 | 0.016078 | 0.017392 | 0.018817 | 0.020363 | 0.022041 | 0.023862 | 0.025837 | 0.027982 | 0.03031 | 0.032836 | 0.034114 | 0.034114 | 0.034114 | 0.55008 | 0.55642 | 0.56642 | 0.575 | 0.57992 | 0.58575 | 0.59633 | 0.60733 | 0.613 | 0.613 | 0.613 | 0.613 | 0.613 | 0.613 | 0.613 | 0.613 | 0.613 | 0.613 | 0.613 | 0.613 | 6498.0976 | 34051.1827 | 0.0011141 | 101098.7318 | 57284.7919 | 368.2285 | 1954.2933 | 40549.2804 | 2322.5218 | 38226.7586 | -19058.0333 | FALSE
| 60407955 | CMN003 | CMN | 22KV | 239.7 | 11 | 38419.8192 | 8.333% | Covered | 390 | 0.0020431 | 0.0021979 | 0.0023649 | 0.0025452 | 0.0027399 | 0.0029501 | 0.0031772 | 0.0034224 | 0.0036873 | 0.0039735 | 0.0042827 | 0.0046168 | 0.0049779 | 0.0053682 | 0.0057901 | 0.0062462 | 0.0067392 | 0.0072724 | 0.0078489 | 0.0078561 | 0.55008 | 0.55642 | 0.56642 | 0.575 | 0.57992 | 0.58575 | 0.59633 | 0.60733 | 0.613 | 0.613 | 0.613 | 0.613 | 0.613 | 0.613 | 0.613 | 0.613 | 0.613 | 0.613 | 0.613 | 0.613 | 1388.118 | 6727.6753 | 0.00025657 | 93483 | 52969.5487 | 84.7995 | 416.1524 | 8115.7934 | 500.9519 | 7614.8415 | -45354.7072 | FALSE
| 60407979 | CMN003 | CMN | 22KV | 450.64 | 11 | 38419.8192 | 8.333% | Three phase | 97.13 | 0.005207 | 0.0056555 | 0.0061443 | 0.006677 | 0.0072578 | 0.007891 | 0.0085814 | 0.0093343 | 0.010156 | 0.011051 | 0.012029 | 0.013095 | 0.014259 | 0.01477 | 0.01477 | 0.01477 | 0.01477 | 0.01477 | 0.01477 | 0.01477 | 0.55008 | 0.55642 | 0.56642 | 0.575 | 0.57992 | 0.58575 | 0.59633 | 0.60733 | 0.613 | 0.613 | 0.613 | 0.613 | 0.613 | 0.613 | 0.613 | 0.613 | 0.613 | 0.613 | 0.613 | 0.613 | 3460.7093 | 7859.7423 | 0.00048235 | 43770.6632 | 24801.4321 | 159.4244 | 366.3233 | 11320.4516 | 525.7477 | 10794.7038 | -14006.7283 | FALSE
| 60407980 | CMN003 | CMN | 22KV | 199.4 | 11 | 38419.8192 | 8.333% | Three phase | 97.13 | 0.002304 | 0.0025025 | 0.0027187 | 0.0029545 | 0.0032114 | 0.0034916 | 0.0037971 | 0.0041303 | 0.0044936 | 0.00489 | 0.0053225 | 0.0057943 | 0.0063092 | 0.0065353 | 0.0065353 | 0.0065353 | 0.0065353 | 0.0065353 | 0.0065353 | 0.0065353 | 0.55008 | 0.55642 | 0.56642 | 0.575 | 0.57992 | 0.58575 | 0.59633 | 0.60733 | 0.613 | 0.613 | 0.613 | 0.613 | 0.613 | 0.613 | 0.613 | 0.613 | 0.613 | 0.613 | 0.613 | 0.613 | 1531.3009 | 1538.8601 | 0.00021343 | 19367.722 | 10974.1824 | 70.5424 | 71.7225 | 3070.161 | 142.2649 | 2927.8961 | -8046.2863 | FALSE
| 60407981 | CMN003 | CMN | 22KV | 46.74 | 11 | 38419.8192 | 8.333% | Three phase | 97.13 | 0.00041755 | 0.0004525 | 0.00049051 | 0.00053186 | 0.00057684 | 0.0006258 | 0.00067908 | 0.00073707 | 0.00080021 | 0.00086895 | 0.0009438 | 0.0010253 | 0.0011141 | 0.0012109 | 0.0013162 | 0.0014311 | 0.0015319 | 0.0015319 | 0.0015319 | 0.0015319 | 0.55008 | 0.55642 | 0.56642 | 0.575 | 0.57992 | 0.58575 | 0.59633 | 0.60733 | 0.613 | 0.613 | 0.613 | 0.613 | 0.613 | 0.613 | 0.613 | 0.613 | 0.613 | 0.613 | 0.613 | 0.613 | 298.3788 | 70.1911 | 5.0029e-05 | 4539.8562 | 2572.3836 | 16.5354 | 3.9408 | 368.5699 | 20.4761 | 348.0937 | -2224.2899 | FALSE
| 60407982 | CMN003 | CMN | 22KV | 311.61 | 11 | 38419.8192 | 8.333% | Three phase | 97.13 | 0.0038857 | 0.0041954 | 0.0045309 | 0.0048942 | 0.0052877 | 0.0057141 | 0.006176 | 0.0066766 | 0.007219 | 0.007807 | 0.0084443 | 0.0091352 | 0.0098842 | 0.010213 | 0.010213 | 0.010213 | 0.010213 | 0.010213 | 0.010213 | 0.010213 | 0.55008 | 0.55642 | 0.56642 | 0.575 | 0.57992 | 0.58575 | 0.59633 | 0.60733 | 0.613 | 0.613 | 0.613 | 0.613 | 0.613 | 0.613 | 0.613 | 0.613 | 0.613 | 0.613 | 0.613 | 0.613 | 2444.1524 | 3841.2434 | 0.00033354 | 30266.6793 | 17149.7742 | 110.2393 | 175.1572 | 6285.3958 | 285.3965 | 5999.9993 | -11149.7749 | FALSE
| 60408043 | CMN004 | CMN | 22KV | 411.35 | 4 | 38419.8192 | 20% | Single phase | 44.74 | 0.0038668 | 0.0041785 | 0.0045164 | 0.0048829 | 0.0052804 | 0.0057116 | 0.0061794 | 0.0066871 | 0.0072379 | 0.0078359 | 0.0084849 | 0.0091895 | 0.0099545 | 0.010785 | 0.011687 | 0.012667 | 0.013482 | 0.013482 | 0.013482 | 0.013482 | 0.6684 | 0.675 | 0.6856 | 0.6956 | 0.6982 | 0.7042 | 0.7156 | 0.7294 | 0.7356 | 0.7356 | 0.7356 | 0.7356 | 0.7356 | 0.7356 | 0.7356 | 0.7356 | 0.7356 | 0.7356 | 0.7356 | 0.7356 | 3215.8782 | 2552.7644 | 0.0004403 | 18403.799 | 10428.0022 | 175.1198 | 140.5953 | 5768.6426 | 315.7151 | 5452.9275 | -4975.0747 | FALSE
| 60408060 | CMN004 | CMN | 22KV | 23 | 4 | 38419.8192 | 20% | Covered | 390 | 0.00011746 | 0.00012905 | 0.00014186 | 0.00015602 | 0.00017167 | 0.00018897 | 0.00020811 | 0.00022928 | 0.00025272 | 0.00027865 | 0.00030736 | 0.00033915 | 0.00037437 | 0.00041338 | 0.0004566 | 0.00050449 | 0.00055759 | 0.00061644 | 0.0006817 | 0.00075382 | 0.6684 | 0.675 | 0.6856 | 0.6956 | 0.6982 | 0.7042 | 0.7156 | 0.7294 | 0.7356 | 0.7356 | 0.7356 | 0.7356 | 0.7356 | 0.7356 | 0.7356 | 0.7356 | 0.7356 | 0.7356 | 0.7356 | 0.7356 | 124.4898 | 48.0299 | 2.4618e-05 | 8970 | 5082.6017 | 9.7916 | 3.8315 | 172.5198 | 13.6231 | 158.8967 | -4923.705 | FALSE
| 60408083 | CMN004 | CMN | 22KV | 1846.63 | 4 | 38419.8192 | 20% | Three phase | 97.13 | 0.016565 | 0.017889 | 0.019324 | 0.020879 | 0.022565 | 0.024393 | 0.026375 | 0.028524 | 0.030855 | 0.033384 | 0.036127 | 0.039104 | 0.042334 | 0.045839 | 0.049644 | 0.053773 | 0.058256 | 0.060523 | 0.060523 | 0.060523 | 0.6684 | 0.675 | 0.6856 | 0.6956 | 0.6982 | 0.7042 | 0.7156 | 0.7294 | 0.7356 | 0.7356 | 0.7356 | 0.7356 | 0.7356 | 0.7356 | 0.7356 | 0.7356 | 0.7356 | 0.7356 | 0.7356 | 0.7356 | 13855.4153 | 107178.4166 | 0.0019766 | 179363.1719 | 101631.1658 | 786.1468 | 6151.2712 | 121033.8319 | 6937.4181 | 114096.4138 | 12465.248 | TRUE
| 60408084 | CMN004 | CMN | 22KV | 2943.68 | 4 | 38419.8192 | 20% | Three phase | 97.13 | 0.026406 | 0.028517 | 0.030804 | 0.033283 | 0.035971 | 0.038884 | 0.042044 | 0.04547 | 0.049186 | 0.053217 | 0.05759 | 0.062335 | 0.067484 | 0.073071 | 0.079136 | 0.085719 | 0.092866 | 0.096478 | 0.096478 | 0.096478 | 0.6684 | 0.675 | 0.6856 | 0.6956 | 0.6982 | 0.7042 | 0.7156 | 0.7294 | 0.7356 | 0.7356 | 0.7356 | 0.7356 | 0.7356 | 0.7356 | 0.7356 | 0.7356 | 0.7356 | 0.7356 | 0.7356 | 0.7356 | 22086.6708 | 272350.8642 | 0.0031508 | 285919.6384 | 162008.4317 | 1253.1827 | 15630.9832 | 294437.5349 | 16884.1659 | 277553.369 | 115544.9374 | TRUE
| 60408085 | CMN004 | CMN | 22KV | 1174.26 | 4 | 38419.8192 | 20% | Three phase | 97.13 | 0.010558 | 0.011416 | 0.012346 | 0.013355 | 0.014451 | 0.01564 | 0.016931 | 0.018333 | 0.019856 | 0.02151 | 0.023306 | 0.025257 | 0.027377 | 0.029681 | 0.032185 | 0.034906 | 0.037864 | 0.038486 | 0.038486 | 0.038486 | 0.6684 | 0.675 | 0.6856 | 0.6956 | 0.6982 | 0.7042 | 0.7156 | 0.7294 | 0.7356 | 0.7356 | 0.7356 | 0.7356 | 0.7356 | 0.7356 | 0.7356 | 0.7356 | 0.7356 | 0.7356 | 0.7356 | 0.7356 | 8906.4627 | 43806.741 | 0.0012569 | 114055.8738 | 64626.597 | 499.9057 | 2487.3313 | 52713.2037 | 2987.237 | 49725.9667 | -14900.6303 | FALSE
| 60408086 | CMN004 | CMN | 22KV | 236.92 | 4 | 38419.8192 | 20% | Three phase | 97.13 | 0.0021302 | 0.0023032 | 0.0024909 | 0.0026946 | 0.0029156 | 0.0031556 | 0.0034161 | 0.003699 | 0.0040062 | 0.0043398 | 0.0047022 | 0.0050959 | 0.0055237 | 0.0059885 | 0.0064937 | 0.0070427 | 0.0076395 | 0.007765 | 0.007765 | 0.007765 | 0.6684 | 0.675 | 0.6856 | 0.6956 | 0.6982 | 0.7042 | 0.7156 | 0.7294 | 0.7356 | 0.7356 | 0.7356 | 0.7356 | 0.7356 | 0.7356 | 0.7356 | 0.7356 | 0.7356 | 0.7356 | 0.7356 | 0.7356 | 1796.9778 | 1783.2649 | 0.00025359 | 23012.0396 | 13039.1339 | 100.8615 | 101.2532 | 3580.2427 | 202.1147 | 3378.128 | -9661.0059 | FALSE
| 60408091 | CMN004 | CMN | 22KV | 923.29 | 4 | 38419.8192 | 20% | Covered | 390 | 0.011034 | 0.011871 | 0.012775 | 0.01375 | 0.014802 | 0.015938 | 0.017164 | 0.018487 | 0.019916 | 0.02146 | 0.023126 | 0.024927 | 0.026871 | 0.028971 | 0.030261 | 0.030261 | 0.030261 | 0.030261 | 0.030261 | 0.030261 | 0.6684 | 0.675 | 0.6856 | 0.6956 | 0.6982 | 0.7042 | 0.7156 | 0.7294 | 0.7356 | 0.7356 | 0.7356 | 0.7356 | 0.7356 | 0.7356 | 0.7356 | 0.7356 | 0.7356 | 0.7356 | 0.7356 | 0.7356 | 8340.0054 | 129707.9004 | 0.00098826 | 360083.1 | 204031.0999 | 393.0628 | 6174.3691 | 138047.9058 | 6567.4318 | 131480.474 | -72550.6259 | FALSE
| 60408100 | CMN004 | CMN | 22KV | 1065.73 | 4 | 38419.8192 | 20% | Three phase | 97.13 | 0.0062171 | 0.0066753 | 0.0071692 | 0.0077017 | 0.0082759 | 0.0088951 | 0.0095631 | 0.010284 | 0.011061 | 0.0119 | 0.012805 | 0.013782 | 0.014837 | 0.015975 | 0.017204 | 0.018532 | 0.019965 | 0.021514 | 0.023186 | 0.024993 | 0.6684 | 0.675 | 0.6856 | 0.6956 | 0.6982 | 0.7042 | 0.7156 | 0.7294 | 0.7356 | 0.7356 | 0.7356 | 0.7356 | 0.7356 | 0.7356 | 0.7356 | 0.7356 | 0.7356 | 0.7356 | 0.7356 | 0.7356 | 5009.438 | 22371.6272 | 0.0011407 | 103514.3549 | 58653.5377 | 453.7023 | 2048.7996 | 27381.0653 | 2502.5019 | 24878.5634 | -33774.9743 | FALSE
| 60408112 | CMN004 | CMN | 22KV | 906.47 | 4 | 38419.8192 | 20% | Three phase | 97.13 | 0.0085211 | 0.0092079 | 0.0099526 | 0.01076 | 0.011636 | 0.012586 | 0.013617 | 0.014736 | 0.01595 | 0.017267 | 0.018698 | 0.02025 | 0.021936 | 0.023767 | 0.025755 | 0.027914 | 0.029709 | 0.029709 | 0.029709 | 0.029709 | 0.6684 | 0.675 | 0.6856 | 0.6956 | 0.6982 | 0.7042 | 0.7156 | 0.7294 | 0.7356 | 0.7356 | 0.7356 | 0.7356 | 0.7356 | 0.7356 | 0.7356 | 0.7356 | 0.7356 | 0.7356 | 0.7356 | 0.7356 | 7086.6588 | 26912.3741 | 0.00097026 | 88045.4311 | 49888.5011 | 385.9022 | 1482.2176 | 33999.0329 | 1868.1198 | 32130.9131 | -17757.588 | FALSE
| 60408174 | CMN004 | CMN | 22KV | 371.01 | 4 | 38419.8192 | 20% | Three phase | 97.13 | 0.0034444 | 0.0037393 | 0.0040608 | 0.004411 | 0.0047928 | 0.005209 | 0.0056628 | 0.0061577 | 0.0066974 | 0.0072861 | 0.0079284 | 0.0086291 | 0.0093938 | 0.010228 | 0.011139 | 0.012134 | 0.01216 | 0.01216 | 0.01216 | 0.01216 | 0.6684 | 0.675 | 0.6856 | 0.6956 | 0.6982 | 0.7042 | 0.7156 | 0.7294 | 0.7356 | 0.7356 | 0.7356 | 0.7356 | 0.7356 | 0.7356 | 0.7356 | 0.7356 | 0.7356 | 0.7356 | 0.7356 | 0.7356 | 2963.7273 | 4605.0507 | 0.00039712 | 36036.2013 | 20418.9138 | 157.9463 | 248.2998 | 7568.778 | 406.2461 | 7162.5319 | -13256.3819 | FALSE
| 60408283 | CMN004 | CMN | 22KV | 375.33 | 4 | 38419.8192 | 20% | Three phase | 97.13 | 0.0034845 | 0.0037829 | 0.004108 | 0.0044624 | 0.0048486 | 0.0052697 | 0.0057288 | 0.0062294 | 0.0067754 | 0.0073709 | 0.0080207 | 0.0087296 | 0.0095032 | 0.010347 | 0.011269 | 0.012275 | 0.012301 | 0.012301 | 0.012301 | 0.012301 | 0.6684 | 0.675 | 0.6856 | 0.6956 | 0.6982 | 0.7042 | 0.7156 | 0.7294 | 0.7356 | 0.7356 | 0.7356 | 0.7356 | 0.7356 | 0.7356 | 0.7356 | 0.7356 | 0.7356 | 0.7356 | 0.7356 | 0.7356 | 2998.2366 | 4712.9165 | 0.00040174 | 36455.8029 | 20656.6694 | 159.7854 | 254.1158 | 7711.1531 | 413.9012 | 7297.2519 | -13359.4175 | FALSE
| 60408290 | CMN004 | CMN | 22KV | 787.17 | 4 | 38419.8192 | 20% | Three phase | 97.13 | 0.0095298 | 0.010137 | 0.010785 | 0.011476 | 0.012212 | 0.012998 | 0.013836 | 0.014731 | 0.015684 | 0.016702 | 0.017788 | 0.018947 | 0.020184 | 0.021504 | 0.022912 | 0.024416 | 0.025799 | 0.025799 | 0.025799 | 0.025799 | 0.6684 | 0.675 | 0.6856 | 0.6956 | 0.6982 | 0.7042 | 0.7156 | 0.7294 | 0.7356 | 0.7356 | 0.7356 | 0.7356 | 0.7356 | 0.7356 | 0.7356 | 0.7356 | 0.7356 | 0.7356 | 0.7356 | 0.7356 | 6722.09 | 22213.8857 | 0.00084256 | 76457.8221 | 43322.7039 | 335.1138 | 1117.7435 | 28935.9758 | 1452.8574 | 27483.1184 | -15839.5855 | FALSE
| 60408310 | CMN004 | CMN | 22KV | 582.65 | 4 | 38419.8192 | 20% | Three phase | 97.13 | 0.0072205 | 0.0077717 | 0.0083667 | 0.0090091 | 0.0097026 | 0.010451 | 0.01126 | 0.012134 | 0.013077 | 0.014096 | 0.015197 | 0.016387 | 0.017673 | 0.019062 | 0.019096 | 0.019096 | 0.019096 | 0.019096 | 0.019096 | 0.019096 | 0.6684 | 0.675 | 0.6856 | 0.6956 | 0.6982 | 0.7042 | 0.7156 | 0.7294 | 0.7356 | 0.7356 | 0.7356 | 0.7356 | 0.7356 | 0.7356 | 0.7356 | 0.7356 | 0.7356 | 0.7356 | 0.7356 | 0.7356 | 5401.7668 | 13206.2148 | 0.00062365 | 56592.7945 | 32066.7371 | 248.0456 | 612.3794 | 18607.9815 | 860.4251 | 17747.5565 | -14319.1807 | FALSE
| 60408343 | CMN004 | CMN | 22KV | 54.34 | 4 | 38419.8192 | 20% | Three phase | 97.13 | 0.00051201 | 0.00055394 | 0.00059945 | 0.00064887 | 0.00070254 | 0.00076083 | 0.00082415 | 0.00089295 | 0.0009677 | 0.0010489 | 0.0011372 | 0.0012332 | 0.0013375 | 0.001451 | 0.0015743 | 0.0017084 | 0.001781 | 0.001781 | 0.001781 | 0.001781 | 0.6684 | 0.675 | 0.6856 | 0.6956 | 0.6982 | 0.7042 | 0.7156 | 0.7294 | 0.7356 | 0.7356 | 0.7356 | 0.7356 | 0.7356 | 0.7356 | 0.7356 | 0.7356 | 0.7356 | 0.7356 | 0.7356 | 0.7356 | 428.8934 | 97.6334 | 5.8164e-05 | 5278.0442 | 2990.6573 | 23.1336 | 5.3265 | 526.5267 | 28.4601 | 498.0666 | -2492.5907 | FALSE
| 60408344 | CMN004 | CMN | 22KV | 675.95 | 4 | 38419.8192 | 20% | Three phase | 97.13 | 0.0063691 | 0.0068906 | 0.0074567 | 0.0080715 | 0.0087391 | 0.0094642 | 0.010252 | 0.011108 | 0.012037 | 0.013048 | 0.014146 | 0.01534 | 0.016638 | 0.018049 | 0.019583 | 0.021252 | 0.022154 | 0.022154 | 0.022154 | 0.022154 | 0.6684 | 0.675 | 0.6856 | 0.6956 | 0.6982 | 0.7042 | 0.7156 | 0.7294 | 0.7356 | 0.7356 | 0.7356 | 0.7356 | 0.7356 | 0.7356 | 0.7356 | 0.7356 | 0.7356 | 0.7356 | 0.7356 | 0.7356 | 5335.1209 | 15107.3446 | 0.00072351 | 65655.0235 | 37201.5978 | 287.7653 | 824.2031 | 20442.4654 | 1111.9684 | 19330.4971 | -17871.1007 | FALSE
| 60408369 | CMN004 | CMN | 22KV | 1008.18 | 4 | 38419.8192 | 20% | Three phase | 97.13 | 0.012819 | 0.013977 | 0.015244 | 0.016631 | 0.018149 | 0.01981 | 0.021628 | 0.023619 | 0.025799 | 0.028186 | 0.030801 | 0.033043 | 0.033043 | 0.033043 | 0.033043 | 0.033043 | 0.033043 | 0.033043 | 0.033043 | 0.033043 | 0.6684 | 0.675 | 0.6856 | 0.6956 | 0.6982 | 0.7042 | 0.7156 | 0.7294 | 0.7356 | 0.7356 | 0.7356 | 0.7356 | 0.7356 | 0.7356 | 0.7356 | 0.7356 | 0.7356 | 0.7356 | 0.7356 | 0.7356 | 9953.6361 | 42104.5316 | 0.0010791 | 97924.5234 | 55486.2147 | 429.2021 | 1833.5015 | 52058.1677 | 2262.7036 | 49795.4641 | -5690.7507 | FALSE
| 60408402 | CMN005 | CMN | 22KV | 18.64 | 0 | 38419.8192 | 100% | Three phase | 97.13 | 9.9535e-05 | 0.00010887 | 0.00011912 | 0.00013041 | 0.00014282 | 0.00015647 | 0.0001715 | 0.00018804 | 0.00020625 | 0.0002263 | 0.00024839 | 0.00027273 | 0.00029954 | 0.00032909 | 0.00036166 | 0.00039757 | 0.00043717 | 0.00048083 | 0.00052899 | 0.00058212 | 9.401 | 9.434 | 9.488 | 9.527 | 9.544 | 9.577 | 9.624 | 9.684 | 9.72 | 9.72 | 9.72 | 9.72 | 9.72 | 9.72 | 9.72 | 9.72 | 9.72 | 9.72 | 9.72 | 9.72 | 1329.5933 | 7.7726 | 1.9952e-05 | 1810.5032 | 1025.8714 | 106.701 | 0.62675 | 1337.3659 | 107.3277 | 1230.0382 | 204.1668 | TRUE
| 60408408 | CMN005 | CMN | 22KV | 294.31 | 0 | 38419.8192 | 100% | Three phase | 97.13 | 0.0015817 | 0.0016981 | 0.0018236 | 0.0019589 | 0.0021049 | 0.0022623 | 0.002432 | 0.0026152 | 0.0028129 | 0.0030261 | 0.0032563 | 0.0035048 | 0.0037731 | 0.0040627 | 0.0043755 | 0.0047133 | 0.0050781 | 0.0054722 | 0.0058979 | 0.0063579 | 9.401 | 9.434 | 9.488 | 9.527 | 9.544 | 9.577 | 9.624 | 9.684 | 9.72 | 9.72 | 9.72 | 9.72 | 9.72 | 9.72 | 9.72 | 9.72 | 9.72 | 9.72 | 9.72 | 9.72 | 17009.0107 | 1571.329 | 0.00031502 | 28586.3303 | 16197.6511 | 1684.7191 | 156.2482 | 18580.3397 | 1840.9674 | 16739.3723 | 541.7212 | TRUE
| 60408409 | CMN005 | CMN | 22KV | 65.39 | 0 | 38419.8192 | 100% | Three phase | 97.13 | 0.00062804 | 0.00068591 | 0.00074934 | 0.00081891 | 0.00089521 | 0.0009789 | 0.0010707 | 0.0011715 | 0.0012821 | 0.0014035 | 0.0015368 | 0.0016831 | 0.0018438 | 0.0020203 | 0.0021431 | 0.0021431 | 0.0021431 | 0.0021431 | 0.0021431 | 0.0021431 | 9.401 | 9.434 | 9.488 | 9.527 | 9.544 | 9.577 | 9.624 | 9.684 | 9.72 | 9.72 | 9.72 | 9.72 | 9.72 | 9.72 | 9.72 | 9.72 | 9.72 | 9.72 | 9.72 | 9.72 | 7368.929 | 151.2155 | 6.9991e-05 | 6351.3307 | 3598.8054 | 374.3121 | 7.7131 | 7520.1445 | 382.0251 | 7138.1193 | 3539.314 | TRUE
| 60408426 | CMN005 | CMN | 22KV | 39.14 | 0 | 38419.8192 | 100% | Three phase | 97.13 | 0.00036433 | 0.00039606 | 0.00043068 | 0.00046846 | 0.00050971 | 0.00055473 | 0.00060389 | 0.00065757 | 0.0007162 | 0.00078025 | 0.00085022 | 0.00092667 | 0.0010102 | 0.0011015 | 0.0012013 | 0.0012828 | 0.0012828 | 0.0012828 | 0.0012828 | 0.0012828 | 9.401 | 9.434 | 9.488 | 9.527 | 9.544 | 9.577 | 9.624 | 9.684 | 9.72 | 9.72 | 9.72 | 9.72 | 9.72 | 9.72 | 9.72 | 9.72 | 9.72 | 9.72 | 9.72 | 9.72 | 4212.1766 | 51.7385 | 4.1894e-05 | 3801.6682 | 2154.1098 | 224.0492 | 2.7634 | 4263.9151 | 226.8126 | 4037.1025 | 1882.9927 | TRUE
| 60408432 | CMN005 | CMN | 22KV | 421.98 | 0 | 38419.8192 | 100% | Three phase | 97.13 | 0.0039614 | 0.0043249 | 0.0047233 | 0.00516 | 0.0056389 | 0.006164 | 0.00674 | 0.0073718 | 0.0080651 | 0.0088258 | 0.0096607 | 0.010577 | 0.011583 | 0.012688 | 0.01383 | 0.01383 | 0.01383 | 0.01383 | 0.01383 | 0.01383 | 9.401 | 9.434 | 9.488 | 9.527 | 9.544 | 9.577 | 9.624 | 9.684 | 9.72 | 9.72 | 9.72 | 9.72 | 9.72 | 9.72 | 9.72 | 9.72 | 9.72 | 9.72 | 9.72 | 9.72 | 46796.6329 | 6196.822 | 0.00045167 | 40986.9174 | 23224.0998 | 2415.5407 | 321.2098 | 52993.4548 | 2736.7505 | 50256.7043 | 27032.6045 | TRUE
| 60408445 | CMN005 | CMN | 22KV | 525.03 | 0 | 38419.8192 | 100% | Three phase | 97.13 | 0.0051023 | 0.0055224 | 0.0059786 | 0.0064741 | 0.0070125 | 0.0075974 | 0.0082331 | 0.0089239 | 0.0096749 | 0.010491 | 0.011379 | 0.012344 | 0.013394 | 0.014536 | 0.015778 | 0.017129 | 0.017208 | 0.017208 | 0.017208 | 0.017208 | 9.401 | 9.434 | 9.488 | 9.527 | 9.544 | 9.577 | 9.624 | 9.684 | 9.72 | 9.72 | 9.72 | 9.72 | 9.72 | 9.72 | 9.72 | 9.72 | 9.72 | 9.72 | 9.72 | 9.72 | 56760.3049 | 9353.6239 | 0.00056197 | 50996.1639 | 28895.5616 | 3005.4299 | 497.2483 | 66113.9288 | 3502.6783 | 62611.2505 | 33715.6888 | TRUE
| 60408450 | CMN005 | CMN | 22KV | 238.47 | 0 | 38419.8192 | 100% | Three phase | 97.13 | 0.002312 | 0.0024994 | 0.0027026 | 0.0029231 | 0.0031623 | 0.003422 | 0.0037037 | 0.0040096 | 0.0043416 | 0.0047022 | 0.0050936 | 0.0055188 | 0.0059806 | 0.0064822 | 0.0070271 | 0.0076192 | 0.0078158 | 0.0078158 | 0.0078158 | 0.0078158 | 9.401 | 9.434 | 9.488 | 9.527 | 9.544 | 9.577 | 9.624 | 9.684 | 9.72 | 9.72 | 9.72 | 9.72 | 9.72 | 9.72 | 9.72 | 9.72 | 9.72 | 9.72 | 9.72 | 9.72 | 25533.5624 | 1911.2009 | 0.00025525 | 23162.5911 | 13124.4397 | 1365.0741 | 102.5823 | 27444.7633 | 1467.6565 | 25977.1068 | 12852.6671 | TRUE
| 60408451 | CMN005 | CMN | 22KV | 291.63 | 0 | 38419.8192 | 100% | Three phase | 97.13 | 0.0028274 | 0.0030566 | 0.0033051 | 0.0035747 | 0.0038673 | 0.0041848 | 0.0045294 | 0.0049034 | 0.0053095 | 0.0057504 | 0.0062291 | 0.0067491 | 0.0073138 | 0.0079272 | 0.0085936 | 0.0093177 | 0.0095581 | 0.0095581 | 0.0095581 | 0.0095581 | 9.401 | 9.434 | 9.488 | 9.527 | 9.544 | 9.577 | 9.624 | 9.684 | 9.72 | 9.72 | 9.72 | 9.72 | 9.72 | 9.72 | 9.72 | 9.72 | 9.72 | 9.72 | 9.72 | 9.72 | 31225.5328 | 2858.2699 | 0.00031215 | 28326.0219 | 16050.1545 | 1669.378 | 153.4156 | 34083.8027 | 1822.7936 | 32261.0091 | 16210.8545 | TRUE
| 60408452 | CMN005 | CMN | 22KV | 330.49 | 0 | 38419.8192 | 100% | Three phase | 97.13 | 0.0032042 | 0.0034639 | 0.0037455 | 0.0040511 | 0.0043826 | 0.0047424 | 0.0051329 | 0.0055568 | 0.006017 | 0.0065166 | 0.0070592 | 0.0076484 | 0.0082883 | 0.0089835 | 0.0097388 | 0.010559 | 0.010832 | 0.010832 | 0.010832 | 0.010832 | 9.401 | 9.434 | 9.488 | 9.527 | 9.544 | 9.577 | 9.624 | 9.684 | 9.72 | 9.72 | 9.72 | 9.72 | 9.72 | 9.72 | 9.72 | 9.72 | 9.72 | 9.72 | 9.72 | 9.72 | 35386.3674 | 3670.7557 | 0.00035375 | 32100.4937 | 18188.8543 | 1891.8244 | 197.0252 | 39057.1231 | 2088.8495 | 36968.2736 | 18779.4193 | TRUE
| 60408453 | CMN005 | CMN | 22KV | 441.52 | 0 | 38419.8192 | 100% | Three phase | 97.13 | 0.0042182 | 0.0045262 | 0.0048578 | 0.0052148 | 0.0055992 | 0.006013 | 0.0064586 | 0.0069386 | 0.0074556 | 0.0080125 | 0.0086124 | 0.0092589 | 0.0099554 | 0.010706 | 0.011515 | 0.012387 | 0.013327 | 0.01434 | 0.014471 | 0.014471 | 9.401 | 9.434 | 9.488 | 9.527 | 9.544 | 9.577 | 9.624 | 9.684 | 9.72 | 9.72 | 9.72 | 9.72 | 9.72 | 9.72 | 9.72 | 9.72 | 9.72 | 9.72 | 9.72 | 9.72 | 44305.3018 | 6141.0649 | 0.00047259 | 42884.8376 | 24299.5036 | 2527.3935 | 351.6461 | 50446.3666 | 2879.0397 | 47567.327 | 23267.8234 | TRUE
| 60408454 | CMN005 | CMN | 22KV | 533.04 | 0 | 38419.8192 | 100% | Three phase | 97.13 | 0.0050925 | 0.0054644 | 0.0058648 | 0.0062958 | 0.0067598 | 0.0072594 | 0.0077974 | 0.0083769 | 0.009001 | 0.0096733 | 0.010398 | 0.011178 | 0.012019 | 0.012925 | 0.013902 | 0.014955 | 0.016089 | 0.017313 | 0.01747 | 0.01747 | 9.401 | 9.434 | 9.488 | 9.527 | 9.544 | 9.577 | 9.624 | 9.684 | 9.72 | 9.72 | 9.72 | 9.72 | 9.72 | 9.72 | 9.72 | 9.72 | 9.72 | 9.72 | 9.72 | 9.72 | 53489.0788 | 8950.8138 | 0.00057055 | 51774.1752 | 29336.4002 | 3051.2816 | 512.5364 | 62439.8926 | 3563.818 | 58876.0746 | 29539.6744 | TRUE
| 60408458 | CMN005 | CMN | 22KV | 749.68 | 0 | 38419.8192 | 100% | Three phase | 97.13 | 0.0086623 | 0.0094084 | 0.010222 | 0.011108 | 0.012074 | 0.013127 | 0.014276 | 0.015528 | 0.016895 | 0.018385 | 0.020011 | 0.021785 | 0.023721 | 0.024571 | 0.024571 | 0.024571 | 0.024571 | 0.024571 | 0.024571 | 0.024571 | 9.401 | 9.434 | 9.488 | 9.527 | 9.544 | 9.577 | 9.624 | 9.684 | 9.72 | 9.72 | 9.72 | 9.72 | 9.72 | 9.72 | 9.72 | 9.72 | 9.72 | 9.72 | 9.72 | 9.72 | 92415.8596 | 21752.0744 | 0.00080243 | 72816.4184 | 41259.4036 | 4291.3942 | 1013.8109 | 114167.934 | 5305.2051 | 108862.7288 | 67603.3253 | TRUE
| 60408462 | CMN005 | CMN | 22KV | 630.43 | 0 | 38419.8192 | 100% | Three phase | 97.13 | 0.0059183 | 0.0064613 | 0.0070565 | 0.007709 | 0.0084244 | 0.0092089 | 0.010069 | 0.011013 | 0.012049 | 0.013186 | 0.014433 | 0.015802 | 0.017305 | 0.018955 | 0.020662 | 0.020662 | 0.020662 | 0.020662 | 0.020662 | 0.020662 | 9.401 | 9.434 | 9.488 | 9.527 | 9.544 | 9.577 | 9.624 | 9.684 | 9.72 | 9.72 | 9.72 | 9.72 | 9.72 | 9.72 | 9.72 | 9.72 | 9.72 | 9.72 | 9.72 | 9.72 | 69913.269 | 13831.1734 | 0.00067479 | 61233.6659 | 34696.3582 | 3608.7713 | 716.9335 | 83744.4424 | 4325.7048 | 79418.7376 | 44722.3795 | TRUE
| 60411236 | CTN004 | CTN | 22KV | 654.05 | 8 | 45198.6405 | 11.11% | Single phase | 44.74 | 0.0068455 | 0.0073534 | 0.0079007 | 0.0084904 | 0.009126 | 0.009811 | 0.010549 | 0.011346 | 0.012204 | 0.013129 | 0.014127 | 0.015204 | 0.016365 | 0.017618 | 0.018969 | 0.020426 | 0.021436 | 0.021436 | 0.021436 | 0.021436 | 0.966 | 0.96056 | 0.95878 | 0.96167 | 0.95067 | 0.94256 | 0.94067 | 0.94156 | 0.93567 | 0.93567 | 0.93567 | 0.93567 | 0.93567 | 0.93567 | 0.93567 | 0.93567 | 0.93567 | 0.93567 | 0.93567 | 0.93567 | 8152.8952 | 6731.6165 | 0.00070007 | 29262.197 | 16580.6122 | 432.0322 | 355.4427 | 14884.5117 | 787.4749 | 14097.0368 | -2483.5754 | FALSE
| 60409632 | CTN001 | CTN | 22KV | 28.58 | 30 | 45198.6405 | 3.226% | Three phase | 97.13 | 0.0002162 | 0.0002356 | 0.00025685 | 0.0002801 | 0.00030555 | 0.00033343 | 0.00036396 | 0.0003974 | 0.00043404 | 0.00047418 | 0.00051819 | 0.00056642 | 0.00061929 | 0.00067727 | 0.00074084 | 0.00081057 | 0.00088705 | 0.0009367 | 0.0009367 | 0.0009367 | 0.22626 | 0.22768 | 0.23055 | 0.2329 | 0.23248 | 0.23248 | 0.23581 | 0.23987 | 0.23903 | 0.23903 | 0.23903 | 0.23903 | 0.23903 | 0.23903 | 0.23903 | 0.23903 | 0.23903 | 0.23903 | 0.23903 | 0.23903 | 77.2974 | 24.0139 | 3.0591e-05 | 2775.9754 | 1572.9295 | 4.7103 | 1.4734 | 101.3113 | 6.1837 | 95.1276 | -1477.8019 | FALSE
| 60409649 | CTN001 | CTN | 22KV | 354 | 30 | 45198.6405 | 3.226% | Three phase | 97.13 | 0.0023501 | 0.0025277 | 0.0027195 | 0.0029267 | 0.0031504 | 0.003392 | 0.003653 | 0.0039351 | 0.0042399 | 0.0045693 | 0.0049254 | 0.0053103 | 0.0057264 | 0.0061764 | 0.006663 | 0.0071893 | 0.0077586 | 0.0083744 | 0.0090407 | 0.0097616 | 0.22626 | 0.22768 | 0.23055 | 0.2329 | 0.23248 | 0.23248 | 0.23581 | 0.23987 | 0.23903 | 0.23903 | 0.23903 | 0.23903 | 0.23903 | 0.23903 | 0.23903 | 0.23903 | 0.23903 | 0.23903 | 0.23903 | 0.23903 | 743.2488 | 2862.1168 | 0.00037891 | 34384.02 | 19482.7511 | 58.3429 | 226.0537 | 3605.3655 | 284.3966 | 3320.9689 | -16161.7822 | FALSE
| 60409671 | CTN001 | CTN | 22KV | 351.84 | 30 | 45198.6405 | 3.226% | Three phase | 97.13 | 0.0026615 | 0.0029005 | 0.003162 | 0.0034482 | 0.0037616 | 0.0041047 | 0.0044806 | 0.0048922 | 0.0053433 | 0.0058376 | 0.0063792 | 0.006973 | 0.0076239 | 0.0083376 | 0.0091203 | 0.0099787 | 0.01092 | 0.011531 | 0.011531 | 0.011531 | 0.22626 | 0.22768 | 0.23055 | 0.2329 | 0.23248 | 0.23248 | 0.23581 | 0.23987 | 0.23903 | 0.23903 | 0.23903 | 0.23903 | 0.23903 | 0.23903 | 0.23903 | 0.23903 | 0.23903 | 0.23903 | 0.23903 | 0.23903 | 951.5853 | 3639.3954 | 0.0003766 | 34174.2192 | 19363.8733 | 57.9869 | 223.3035 | 4590.9807 | 281.2904 | 4309.6902 | -15054.1831 | FALSE
| 60409682 | CTN001 | CTN | 22KV | 1336.4 | 30 | 45198.6405 | 3.226% | Three phase | 97.13 | 0.012509 | 0.013637 | 0.014871 | 0.016222 | 0.0177 | 0.019319 | 0.021092 | 0.023034 | 0.025162 | 0.027492 | 0.030046 | 0.032845 | 0.035913 | 0.039277 | 0.042964 | 0.0438 | 0.0438 | 0.0438 | 0.0438 | 0.0438 | 0.22626 | 0.22768 | 0.23055 | 0.2329 | 0.23248 | 0.23248 | 0.23581 | 0.23987 | 0.23903 | 0.23903 | 0.23903 | 0.23903 | 0.23903 | 0.23903 | 0.23903 | 0.23903 | 0.23903 | 0.23903 | 0.23903 | 0.23903 | 4233.2958 | 61523.1521 | 0.0014304 | 129804.532 | 73550.1373 | 220.2528 | 3221.6476 | 65756.4478 | 3441.9004 | 62314.5474 | -11235.5898 | FALSE
| 60409685 | CTN001 | CTN | 22KV | 83.09 | 30 | 45198.6405 | 3.226% | Three phase | 97.13 | 0.00064292 | 0.00070089 | 0.00076434 | 0.00083382 | 0.00090992 | 0.00099327 | 0.0010846 | 0.0011846 | 0.0012943 | 0.0014145 | 0.0015463 | 0.0016908 | 0.0018493 | 0.0020231 | 0.0022137 | 0.0024229 | 0.0026524 | 0.0027233 | 0.0027233 | 0.0027233 | 0.22626 | 0.22768 | 0.23055 | 0.2329 | 0.23248 | 0.23248 | 0.23581 | 0.23987 | 0.23903 | 0.23903 | 0.23903 | 0.23903 | 0.23903 | 0.23903 | 0.23903 | 0.23903 | 0.23903 | 0.23903 | 0.23903 | 0.23903 | 229.3833 | 207.1841 | 8.8937e-05 | 8070.5317 | 4572.9429 | 13.6941 | 12.4538 | 436.5673 | 26.1479 | 410.4194 | -4162.5235 | FALSE
| 60409689 | CTN001 | CTN | 22KV | 1191.43 | 30 | 45198.6405 | 3.226% | Three phase | 97.13 | 0.010253 | 0.011179 | 0.012193 | 0.013304 | 0.01452 | 0.015851 | 0.01731 | 0.018909 | 0.020661 | 0.022581 | 0.024686 | 0.026993 | 0.029524 | 0.032299 | 0.035342 | 0.038681 | 0.039049 | 0.039049 | 0.039049 | 0.039049 | 0.22626 | 0.22768 | 0.23055 | 0.2329 | 0.23248 | 0.23248 | 0.23581 | 0.23987 | 0.23903 | 0.23903 | 0.23903 | 0.23903 | 0.23903 | 0.23903 | 0.23903 | 0.23903 | 0.23903 | 0.23903 | 0.23903 | 0.23903 | 3565.3335 | 46185.0243 | 0.0012753 | 115723.5959 | 65571.5654 | 196.3602 | 2560.6025 | 49750.3578 | 2756.9627 | 46993.3952 | -18578.1703 | FALSE
| 60409693 | CTN001 | CTN | 22KV | 203.45 | 30 | 45198.6405 | 3.226% | Three phase | 97.13 | 0.001825 | 0.0019709 | 0.002129 | 0.0023004 | 0.0024861 | 0.0026875 | 0.0029058 | 0.0031426 | 0.0033995 | 0.003678 | 0.0039803 | 0.0043082 | 0.0046641 | 0.0050503 | 0.0054694 | 0.0059244 | 0.0064183 | 0.006668 | 0.006668 | 0.006668 | 0.22626 | 0.22768 | 0.23055 | 0.2329 | 0.23248 | 0.23248 | 0.23581 | 0.23987 | 0.23903 | 0.23903 | 0.23903 | 0.23903 | 0.23903 | 0.23903 | 0.23903 | 0.23903 | 0.23903 | 0.23903 | 0.23903 | 0.23903 | 587.8782 | 1300.957 | 0.00021777 | 19761.0985 | 11197.0783 | 33.5307 | 74.6656 | 1888.8352 | 108.1963 | 1780.6389 | -9416.4394 | FALSE
| 60409694 | CTN001 | CTN | 22KV | 105.69 | 30 | 45198.6405 | 3.226% | Three phase | 97.13 | 0.00094809 | 0.0010239 | 0.001106 | 0.001195 | 0.0012915 | 0.0013961 | 0.0015095 | 0.0016326 | 0.001766 | 0.0019107 | 0.0020677 | 0.0022381 | 0.0024229 | 0.0026236 | 0.0028413 | 0.0030777 | 0.0033343 | 0.003464 | 0.003464 | 0.003464 | 0.22626 | 0.22768 | 0.23055 | 0.2329 | 0.23248 | 0.23248 | 0.23581 | 0.23987 | 0.23903 | 0.23903 | 0.23903 | 0.23903 | 0.23903 | 0.23903 | 0.23903 | 0.23903 | 0.23903 | 0.23903 | 0.23903 | 0.23903 | 305.3961 | 351.0875 | 0.00011313 | 10265.6697 | 5816.757 | 17.4188 | 20.1499 | 656.4836 | 37.5687 | 618.9149 | -5197.8421 | FALSE
| 60409712 | CTN001 | CTN | 22KV | 515.16 | 30 | 45198.6405 | 3.226% | Three phase | 97.13 | 0.0026133 | 0.0028005 | 0.003002 | 0.0032188 | 0.0034521 | 0.0037034 | 0.0039739 | 0.0042652 | 0.0045789 | 0.0049168 | 0.0052809 | 0.0056731 | 0.0060958 | 0.0065513 | 0.0070423 | 0.0075715 | 0.0081421 | 0.0087573 | 0.0094206 | 0.010136 | 0.22626 | 0.22768 | 0.23055 | 0.2329 | 0.23248 | 0.23248 | 0.23581 | 0.23987 | 0.23903 | 0.23903 | 0.23903 | 0.23903 | 0.23903 | 0.23903 | 0.23903 | 0.23903 | 0.23903 | 0.23903 | 0.23903 | 0.23903 | 794.5752 | 4453.8879 | 0.00055141 | 50037.4908 | 28352.3561 | 84.9038 | 478.7286 | 5248.4631 | 563.6324 | 4684.8307 | -23667.5254 | FALSE
| 60409724 | CTN001 | CTN | 22KV | 69.08 | 30 | 45198.6405 | 3.226% | Three phase | 97.13 | 0.00053452 | 0.00058271 | 0.00063546 | 0.00069323 | 0.00075649 | 0.00082579 | 0.00090171 | 0.0009849 | 0.0010761 | 0.001176 | 0.0012856 | 0.0014057 | 0.0015374 | 0.0016819 | 0.0018404 | 0.0020143 | 0.0022051 | 0.0022641 | 0.0022641 | 0.0022641 | 0.22626 | 0.22768 | 0.23055 | 0.2329 | 0.23248 | 0.23248 | 0.23581 | 0.23987 | 0.23903 | 0.23903 | 0.23903 | 0.23903 | 0.23903 | 0.23903 | 0.23903 | 0.23903 | 0.23903 | 0.23903 | 0.23903 | 0.23903 | 190.7064 | 143.2068 | 7.3941e-05 | 6709.7404 | 3801.8883 | 11.3851 | 8.6081 | 333.9132 | 19.9933 | 313.9199 | -3487.9684 | FALSE
| 60409740 | CTN001 | CTN | 22KV | 701.66 | 30 | 45198.6405 | 3.226% | Three phase | 97.13 | 0.0066113 | 0.0071527 | 0.0077403 | 0.0083785 | 0.0090715 | 0.0098241 | 0.010642 | 0.01153 | 0.012495 | 0.013544 | 0.014684 | 0.015924 | 0.017271 | 0.018735 | 0.020328 | 0.02206 | 0.022997 | 0.022997 | 0.022997 | 0.022997 | 0.22626 | 0.22768 | 0.23055 | 0.2329 | 0.23248 | 0.23248 | 0.23581 | 0.23987 | 0.23903 | 0.23903 | 0.23903 | 0.23903 | 0.23903 | 0.23903 | 0.23903 | 0.23903 | 0.23903 | 0.23903 | 0.23903 | 0.23903 | 2132.8389 | 16278.4267 | 0.00075103 | 68152.2358 | 38616.5739 | 115.6409 | 888.0932 | 18411.2656 | 1003.7341 | 17407.5314 | -21209.0424 | FALSE
| 60409741 | CTN001 | CTN | 22KV | 604.87 | 30 | 45198.6405 | 3.226% | Three phase | 97.13 | 0.0045756 | 0.0049864 | 0.0054359 | 0.005928 | 0.0064667 | 0.0070567 | 0.0077028 | 0.0084106 | 0.009186 | 0.010036 | 0.010967 | 0.011988 | 0.013107 | 0.014334 | 0.015679 | 0.017155 | 0.018774 | 0.019824 | 0.019824 | 0.019824 | 0.22626 | 0.22768 | 0.23055 | 0.2329 | 0.23248 | 0.23248 | 0.23581 | 0.23987 | 0.23903 | 0.23903 | 0.23903 | 0.23903 | 0.23903 | 0.23903 | 0.23903 | 0.23903 | 0.23903 | 0.23903 | 0.23903 | 0.23903 | 1635.9294 | 10756.2999 | 0.00064743 | 58751.0231 | 33289.6375 | 99.6889 | 659.9776 | 12392.2294 | 759.6665 | 11632.5628 | -21657.0747 | FALSE
| 60409744 | CTN001 | CTN | 22KV | 758.24 | 30 | 45198.6405 | 3.226% | Three phase | 97.13 | 0.0065252 | 0.0071147 | 0.0077601 | 0.0084666 | 0.0092404 | 0.010088 | 0.011016 | 0.012034 | 0.013149 | 0.014371 | 0.01571 | 0.017179 | 0.018789 | 0.020555 | 0.022492 | 0.024617 | 0.024851 | 0.024851 | 0.024851 | 0.024851 | 0.22626 | 0.22768 | 0.23055 | 0.2329 | 0.23248 | 0.23248 | 0.23581 | 0.23987 | 0.23903 | 0.23903 | 0.23903 | 0.23903 | 0.23903 | 0.23903 | 0.23903 | 0.23903 | 0.23903 | 0.23903 | 0.23903 | 0.23903 | 2269.02 | 18705.8521 | 0.0008116 | 73647.8512 | 41730.5119 | 124.9659 | 1037.0949 | 20974.8721 | 1162.0608 | 19812.8113 | -21917.7006 | FALSE
| 60409745 | CTN001 | CTN | 22KV | 195.78 | 30 | 45198.6405 | 3.226% | Three phase | 97.13 | 0.0016848 | 0.001837 | 0.0020037 | 0.0021861 | 0.0023859 | 0.0026048 | 0.0028445 | 0.0031072 | 0.003395 | 0.0037106 | 0.0040564 | 0.0044356 | 0.0048514 | 0.0053074 | 0.0058076 | 0.0063563 | 0.0064166 | 0.0064166 | 0.0064166 | 0.0064166 | 0.22626 | 0.22768 | 0.23055 | 0.2329 | 0.23248 | 0.23248 | 0.23581 | 0.23987 | 0.23903 | 0.23903 | 0.23903 | 0.23903 | 0.23903 | 0.23903 | 0.23903 | 0.23903 | 0.23903 | 0.23903 | 0.23903 | 0.23903 | 585.8682 | 1247.0985 | 0.00020956 | 19016.1114 | 10774.952 | 32.2666 | 69.142 | 1832.9668 | 101.4086 | 1731.5582 | -9043.3938 | FALSE
| 60409758 | CTN001 | CTN | 22KV | 605.46 | 30 | 45198.6405 | 3.226% | Three phase | 97.13 | 0.0056838 | 0.0062054 | 0.006777 | 0.0074037 | 0.0080907 | 0.0088442 | 0.0096706 | 0.010577 | 0.011572 | 0.012663 | 0.013861 | 0.015176 | 0.01662 | 0.018205 | 0.019844 | 0.019844 | 0.019844 | 0.019844 | 0.019844 | 0.019844 | 0.22626 | 0.22768 | 0.23055 | 0.2329 | 0.23248 | 0.23248 | 0.23581 | 0.23987 | 0.23903 | 0.23903 | 0.23903 | 0.23903 | 0.23903 | 0.23903 | 0.23903 | 0.23903 | 0.23903 | 0.23903 | 0.23903 | 0.23903 | 1937.5822 | 12757.2244 | 0.00064806 | 58808.3298 | 33322.1087 | 99.7862 | 661.2657 | 14694.8067 | 761.0519 | 13933.7548 | -19388.354 | FALSE
| 60409760 | CTN001 | CTN | 22KV | 894.3 | 30 | 45198.6405 | 3.226% | Single phase | 44.74 | 0.0045366 | 0.0048616 | 0.0052113 | 0.0055876 | 0.0059928 | 0.0064289 | 0.0068985 | 0.0074042 | 0.0079488 | 0.0085355 | 0.0091675 | 0.0098484 | 0.010582 | 0.011373 | 0.012225 | 0.013144 | 0.014134 | 0.015202 | 0.016354 | 0.017596 | 0.22626 | 0.22768 | 0.23055 | 0.2329 | 0.23248 | 0.23248 | 0.23581 | 0.23987 | 0.23903 | 0.23903 | 0.23903 | 0.23903 | 0.23903 | 0.23903 | 0.23903 | 0.23903 | 0.23903 | 0.23903 | 0.23903 | 0.23903 | 1379.3552 | 6182.4991 | 0.00095723 | 40010.982 | 22671.113 | 147.39 | 664.5293 | 7561.8543 | 811.9194 | 6749.9349 | -15921.1781 | FALSE
| 60409770 | CTN001 | CTN | 22KV | 285.23 | 30 | 45198.6405 | 3.226% | Three phase | 97.13 | 0.0024546 | 0.0026764 | 0.0029191 | 0.0031849 | 0.003476 | 0.0037948 | 0.0041441 | 0.0045268 | 0.0049462 | 0.0054059 | 0.0059098 | 0.0064622 | 0.007068 | 0.0077323 | 0.008461 | 0.0092604 | 0.0093483 | 0.0093483 | 0.0093483 | 0.0093483 | 0.22626 | 0.22768 | 0.23055 | 0.2329 | 0.23248 | 0.23248 | 0.23581 | 0.23987 | 0.23903 | 0.23903 | 0.23903 | 0.23903 | 0.23903 | 0.23903 | 0.23903 | 0.23903 | 0.23903 | 0.23903 | 0.23903 | 0.23903 | 853.5458 | 2647.0035 | 0.0003053 | 27704.3899 | 15697.924 | 47.0089 | 146.7559 | 3500.5493 | 193.7648 | 3306.7845 | -12391.1395 | FALSE
| 60409771 | CTN001 | CTN | 22KV | 259.94 | 30 | 45198.6405 | 3.226% | Three phase | 97.13 | 0.0032712 | 0.0035483 | 0.0038498 | 0.0041779 | 0.0045351 | 0.0049239 | 0.0053472 | 0.0058081 | 0.0063101 | 0.0068567 | 0.0074522 | 0.008101 | 0.0085195 | 0.0085195 | 0.0085195 | 0.0085195 | 0.0085195 | 0.0085195 | 0.0085195 | 0.0085195 | 0.22626 | 0.22768 | 0.23055 | 0.2329 | 0.23248 | 0.23248 | 0.23581 | 0.23987 | 0.23903 | 0.23903 | 0.23903 | 0.23903 | 0.23903 | 0.23903 | 0.23903 | 0.23903 | 0.23903 | 0.23903 | 0.23903 | 0.23903 | 966.5485 | 2735.1108 | 0.00027823 | 25247.9722 | 14306.0631 | 42.8408 | 121.8853 | 3701.6593 | 164.7261 | 3536.9331 | -10769.1299 | FALSE
| 60409774 | CTN001 | CTN | 22KV | 451.84 | 30 | 45198.6405 | 3.226% | Three phase | 97.13 | 0.0025501 | 0.0027785 | 0.0030284 | 0.0033021 | 0.003602 | 0.0039304 | 0.0042904 | 0.0046848 | 0.0051173 | 0.0055914 | 0.0061113 | 0.0066815 | 0.0073071 | 0.0079934 | 0.0087466 | 0.0095731 | 0.01048 | 0.011477 | 0.01257 | 0.013771 | 0.22626 | 0.22768 | 0.23055 | 0.2329 | 0.23248 | 0.23248 | 0.23581 | 0.23987 | 0.23903 | 0.23903 | 0.23903 | 0.23903 | 0.23903 | 0.23903 | 0.23903 | 0.23903 | 0.23903 | 0.23903 | 0.23903 | 0.23903 | 938.1515 | 4606.815 | 0.00048363 | 43887.2192 | 24867.4753 | 74.468 | 368.2769 | 5544.9665 | 442.7449 | 5102.2217 | -19765.2537 | FALSE
| 60409789 | CTN001 | CTN | 22KV | 2285.28 | 30 | 45198.6405 | 3.226% | Single phase | 44.74 | 0.011593 | 0.012423 | 0.013317 | 0.014279 | 0.015314 | 0.016428 | 0.017628 | 0.018921 | 0.020312 | 0.021811 | 0.023426 | 0.025166 | 0.027041 | 0.029062 | 0.03124 | 0.033588 | 0.036119 | 0.038848 | 0.04179 | 0.044964 | 0.22626 | 0.22768 | 0.23055 | 0.2329 | 0.23248 | 0.23248 | 0.23581 | 0.23987 | 0.23903 | 0.23903 | 0.23903 | 0.23903 | 0.23903 | 0.23903 | 0.23903 | 0.23903 | 0.23903 | 0.23903 | 0.23903 | 0.23903 | 3524.7823 | 40371.6443 | 0.0024461 | 102243.4272 | 57933.4018 | 376.6382 | 4339.3685 | 43896.4265 | 4716.0067 | 39180.4199 | -18752.9819 | FALSE
| 60409833 | CTN001 | CTN | 22KV | 146.85 | 30 | 45198.6405 | 3.226% | Three phase | 97.13 | 0.0011363 | 0.0012387 | 0.0013509 | 0.0014737 | 0.0016082 | 0.0017555 | 0.0019169 | 0.0020937 | 0.0022875 | 0.0025 | 0.0027329 | 0.0029882 | 0.0032683 | 0.0035755 | 0.0039124 | 0.0042821 | 0.0046877 | 0.004813 | 0.004813 | 0.004813 | 0.22626 | 0.22768 | 0.23055 | 0.2329 | 0.23248 | 0.23248 | 0.23581 | 0.23987 | 0.23903 | 0.23903 | 0.23903 | 0.23903 | 0.23903 | 0.23903 | 0.23903 | 0.23903 | 0.23903 | 0.23903 | 0.23903 | 0.23903 | 405.403 | 647.1527 | 0.00015718 | 14263.5405 | 8082.0396 | 24.2024 | 38.9003 | 1052.5557 | 63.1027 | 989.4529 | -7092.5866 | FALSE
| 60409844 | CTN001 | CTN | 22KV | 304.88 | 30 | 45198.6405 | 3.226% | Three phase | 97.13 | 0.0015466 | 0.0016574 | 0.0017766 | 0.0019049 | 0.002043 | 0.0021917 | 0.0023518 | 0.0025242 | 0.0027099 | 0.0029099 | 0.0031253 | 0.0033575 | 0.0036076 | 0.0038772 | 0.0041677 | 0.004481 | 0.0048186 | 0.0051827 | 0.0055753 | 0.0059986 | 0.22626 | 0.22768 | 0.23055 | 0.2329 | 0.23248 | 0.23248 | 0.23581 | 0.23987 | 0.23903 | 0.23903 | 0.23903 | 0.23903 | 0.23903 | 0.23903 | 0.23903 | 0.23903 | 0.23903 | 0.23903 | 0.23903 | 0.23903 | 470.2424 | 1559.9579 | 0.00032633 | 29612.9944 | 16779.3818 | 50.2474 | 167.6729 | 2030.2003 | 217.9204 | 1812.28 | -14967.1018 | FALSE
| 60409861 | CTN001 | CTN | 22KV | 273.94 | 30 | 45198.6405 | 3.226% | Three phase | 97.13 | 0.0026159 | 0.0028486 | 0.003103 | 0.003381 | 0.0036851 | 0.0040176 | 0.0043813 | 0.0047791 | 0.0052144 | 0.0056908 | 0.0062121 | 0.0067827 | 0.0074074 | 0.0080914 | 0.0088404 | 0.0089783 | 0.0089783 | 0.0089783 | 0.0089783 | 0.0089783 | 0.22626 | 0.22768 | 0.23055 | 0.2329 | 0.23248 | 0.23248 | 0.23581 | 0.23987 | 0.23903 | 0.23903 | 0.23903 | 0.23903 | 0.23903 | 0.23903 | 0.23903 | 0.23903 | 0.23903 | 0.23903 | 0.23903 | 0.23903 | 874.2915 | 2604.7703 | 0.00029322 | 26607.7922 | 15076.5673 | 45.1482 | 135.368 | 3479.0619 | 180.5162 | 3298.5457 | -11778.0217 | FALSE
| 60409871 | CTN001 | CTN | 22KV | 1090.66 | 30 | 45198.6405 | 3.226% | Three phase | 97.13 | 0.0082504 | 0.0089911 | 0.0098017 | 0.010689 | 0.01166 | 0.012724 | 0.013889 | 0.015165 | 0.016564 | 0.018096 | 0.019775 | 0.021615 | 0.023633 | 0.025846 | 0.028272 | 0.030933 | 0.033851 | 0.035746 | 0.035746 | 0.035746 | 0.22626 | 0.22768 | 0.23055 | 0.2329 | 0.23248 | 0.23248 | 0.23581 | 0.23987 | 0.23903 | 0.23903 | 0.23903 | 0.23903 | 0.23903 | 0.23903 | 0.23903 | 0.23903 | 0.23903 | 0.23903 | 0.23903 | 0.23903 | 2949.7954 | 34971.7677 | 0.0011674 | 105935.8058 | 60025.5857 | 179.7522 | 2145.7735 | 37921.5632 | 2325.5257 | 35596.0375 | -24429.5482 | FALSE
| 60409876 | CTN001 | CTN | 22KV | 1110.78 | 30 | 45198.6405 | 3.226% | Three phase | 97.13 | 0.0085949 | 0.0093697 | 0.010218 | 0.011147 | 0.012164 | 0.013278 | 0.014499 | 0.015837 | 0.017303 | 0.01891 | 0.020672 | 0.022603 | 0.024722 | 0.027045 | 0.029594 | 0.03239 | 0.035458 | 0.036406 | 0.036406 | 0.036406 | 0.22626 | 0.22768 | 0.23055 | 0.2329 | 0.23248 | 0.23248 | 0.23581 | 0.23987 | 0.23903 | 0.23903 | 0.23903 | 0.23903 | 0.23903 | 0.23903 | 0.23903 | 0.23903 | 0.23903 | 0.23903 | 0.23903 | 0.23903 | 3066.4862 | 37026.6976 | 0.0011889 | 107890.0614 | 61132.9104 | 183.0682 | 2225.6722 | 40093.1839 | 2408.7404 | 37684.4434 | -23448.467 | FALSE
| 60409913 | CTN001 | CTN | 22KV | 197.35 | 30 | 45198.6405 | 3.226% | Three phase | 97.13 | 0.0014929 | 0.0016269 | 0.0017736 | 0.0019341 | 0.0021099 | 0.0023024 | 0.0025132 | 0.0027441 | 0.0029971 | 0.0032743 | 0.0035782 | 0.0039112 | 0.0042763 | 0.0046766 | 0.0051157 | 0.0055971 | 0.0061253 | 0.0064681 | 0.0064681 | 0.0064681 | 0.22626 | 0.22768 | 0.23055 | 0.2329 | 0.23248 | 0.23248 | 0.23581 | 0.23987 | 0.23903 | 0.23903 | 0.23903 | 0.23903 | 0.23903 | 0.23903 | 0.23903 | 0.23903 | 0.23903 | 0.23903 | 0.23903 | 0.23903 | 533.7522 | 1145.02 | 0.00021124 | 19168.6055 | 10861.3586 | 32.5254 | 70.2553 | 1678.7722 | 102.7807 | 1575.9915 | -9285.3671 | FALSE
| 60409914 | CTN001 | CTN | 22KV | 3524.64 | 30 | 45198.6405 | 3.226% | Three phase | 97.13 | 0.030332 | 0.033072 | 0.036072 | 0.039357 | 0.042954 | 0.046893 | 0.05121 | 0.055939 | 0.061121 | 0.066801 | 0.073028 | 0.079855 | 0.087341 | 0.09555 | 0.10455 | 0.11443 | 0.11552 | 0.11552 | 0.11552 | 0.11552 | 0.22626 | 0.22768 | 0.23055 | 0.2329 | 0.23248 | 0.23248 | 0.23581 | 0.23987 | 0.23903 | 0.23903 | 0.23903 | 0.23903 | 0.23903 | 0.23903 | 0.23903 | 0.23903 | 0.23903 | 0.23903 | 0.23903 | 0.23903 | 10547.4238 | 404197.5207 | 0.0037727 | 342348.2832 | 193982.1579 | 580.8977 | 22409.6273 | 414744.9444 | 22990.525 | 391754.4194 | 197772.2615 | TRUE
| 60409915 | CTN001 | CTN | 22KV | 1484.86 | 30 | 45198.6405 | 3.226% | Three phase | 97.13 | 0.0083804 | 0.0091307 | 0.0099521 | 0.010852 | 0.011837 | 0.012916 | 0.014099 | 0.015396 | 0.016817 | 0.018375 | 0.020083 | 0.021957 | 0.024013 | 0.026268 | 0.028743 | 0.03146 | 0.034441 | 0.037715 | 0.041309 | 0.045256 | 0.22626 | 0.22768 | 0.23055 | 0.2329 | 0.23248 | 0.23248 | 0.23581 | 0.23987 | 0.23903 | 0.23903 | 0.23903 | 0.23903 | 0.23903 | 0.23903 | 0.23903 | 0.23903 | 0.23903 | 0.23903 | 0.23903 | 0.23903 | 3083.0021 | 49751.0713 | 0.0015893 | 144224.4518 | 81720.7848 | 244.7205 | 3977.188 | 52834.0735 | 4221.9085 | 48612.1649 | -33108.6199 | FALSE
| 60409931 | CTN001 | CTN | 22KV | 183.39 | 30 | 45198.6405 | 3.226% | Three phase | 97.13 | 0.001709 | 0.0018386 | 0.0019785 | 0.0021295 | 0.0022926 | 0.0024687 | 0.0026588 | 0.0028642 | 0.003086 | 0.0033257 | 0.0035846 | 0.0038643 | 0.0041666 | 0.0044933 | 0.0048465 | 0.0052282 | 0.0056409 | 0.0060106 | 0.0060106 | 0.0060106 | 0.22626 | 0.22768 | 0.23055 | 0.2329 | 0.23248 | 0.23248 | 0.23581 | 0.23987 | 0.23903 | 0.23903 | 0.23903 | 0.23903 | 0.23903 | 0.23903 | 0.23903 | 0.23903 | 0.23903 | 0.23903 | 0.23903 | 0.23903 | 531.0015 | 1059.4656 | 0.00019629 | 17812.6707 | 10093.0557 | 30.2246 | 60.6675 | 1590.467 | 90.8921 | 1499.5749 | -8593.4808 | FALSE
| 60409936 | CTN001 | CTN | 22KV | 508.38 | 30 | 45198.6405 | 3.226% | Three phase | 97.13 | 0.0045604 | 0.0049249 | 0.00532 | 0.0057481 | 0.0062122 | 0.0067154 | 0.0072611 | 0.0078528 | 0.0084945 | 0.0091907 | 0.0099459 | 0.010765 | 0.011655 | 0.01262 | 0.013667 | 0.014804 | 0.016038 | 0.016662 | 0.016662 | 0.016662 | 0.22626 | 0.22768 | 0.23055 | 0.2329 | 0.23248 | 0.23248 | 0.23581 | 0.23987 | 0.23903 | 0.23903 | 0.23903 | 0.23903 | 0.23903 | 0.23903 | 0.23903 | 0.23903 | 0.23903 | 0.23903 | 0.23903 | 0.23903 | 1468.9874 | 8123.1501 | 0.00054415 | 49378.9494 | 27979.2119 | 83.7864 | 466.2105 | 9592.1375 | 549.9968 | 9042.1407 | -18937.0712 | FALSE
| 60409952 | CTN001 | CTN | 22KV | 202.53 | 30 | 45198.6405 | 3.226% | Three phase | 97.13 | 0.0015321 | 0.0016696 | 0.0018201 | 0.0019849 | 0.0021653 | 0.0023628 | 0.0025791 | 0.0028161 | 0.0030758 | 0.0033603 | 0.0036721 | 0.0040139 | 0.0043886 | 0.0047994 | 0.0052499 | 0.005744 | 0.006286 | 0.0066379 | 0.0066379 | 0.0066379 | 0.22626 | 0.22768 | 0.23055 | 0.2329 | 0.23248 | 0.23248 | 0.23581 | 0.23987 | 0.23903 | 0.23903 | 0.23903 | 0.23903 | 0.23903 | 0.23903 | 0.23903 | 0.23903 | 0.23903 | 0.23903 | 0.23903 | 0.23903 | 547.762 | 1205.9173 | 0.00021678 | 19671.7389 | 11146.4452 | 33.3791 | 73.9918 | 1753.6793 | 107.3709 | 1646.3084 | -9500.1368 | FALSE
| 60409986 | CTN001 | CTN | 22KV | 44.71 | 30 | 45198.6405 | 3.226% | Three phase | 97.13 | 0.00041664 | 0.00044824 | 0.00048235 | 0.00051918 | 0.00055893 | 0.00060186 | 0.00064822 | 0.00069828 | 0.00075236 | 0.00081079 | 0.00087391 | 0.00094211 | 0.0010158 | 0.0010955 | 0.0011816 | 0.0012746 | 0.0013752 | 0.0014654 | 0.0014654 | 0.0014654 | 0.22626 | 0.22768 | 0.23055 | 0.2329 | 0.23248 | 0.23248 | 0.23581 | 0.23987 | 0.23903 | 0.23903 | 0.23903 | 0.23903 | 0.23903 | 0.23903 | 0.23903 | 0.23903 | 0.23903 | 0.23903 | 0.23903 | 0.23903 | 129.4568 | 62.9716 | 4.7856e-05 | 4342.6823 | 2460.6605 | 7.3687 | 3.6059 | 192.4284 | 10.9746 | 181.4538 | -2279.2067 | FALSE
| 60409987 | CTN001 | CTN | 22KV | 4985.34 | 30 | 45198.6405 | 3.226% | Three phase | 97.13 | 0.044721 | 0.048295 | 0.052169 | 0.056368 | 0.060919 | 0.065854 | 0.071204 | 0.077007 | 0.0833 | 0.090127 | 0.097533 | 0.10557 | 0.11429 | 0.12375 | 0.13402 | 0.14517 | 0.15727 | 0.16339 | 0.16339 | 0.16339 | 0.22626 | 0.22768 | 0.23055 | 0.2329 | 0.23248 | 0.23248 | 0.23581 | 0.23987 | 0.23903 | 0.23903 | 0.23903 | 0.23903 | 0.23903 | 0.23903 | 0.23903 | 0.23903 | 0.23903 | 0.23903 | 0.23903 | 0.23903 | 14405.3697 | 781154.8406 | 0.0053361 | 484226.0742 | 274373.2725 | 821.6364 | 44832.6766 | 795560.2103 | 45654.313 | 749905.8973 | 475532.6248 | TRUE
| 60410008 | CTN001 | CTN | 22KV | 102.6 | 30 | 45198.6405 | 3.226% | Three phase | 97.13 | 0.00095252 | 0.0010341 | 0.001123 | 0.0012198 | 0.0013254 | 0.0014405 | 0.001566 | 0.0017029 | 0.0018521 | 0.0020149 | 0.0021925 | 0.0023863 | 0.0025978 | 0.0028286 | 0.0030805 | 0.0033554 | 0.0033627 | 0.0033627 | 0.0033627 | 0.0033627 | 0.22626 | 0.22768 | 0.23055 | 0.2329 | 0.23248 | 0.23248 | 0.23581 | 0.23987 | 0.23903 | 0.23903 | 0.23903 | 0.23903 | 0.23903 | 0.23903 | 0.23903 | 0.23903 | 0.23903 | 0.23903 | 0.23903 | 0.23903 | 315.608 | 352.1745 | 0.00010982 | 9965.538 | 5646.6957 | 16.9096 | 18.9889 | 667.7825 | 35.8985 | 631.8841 | -5014.8116 | FALSE
| 60410045 | CTN001 | CTN | 22KV | 11476.6 | 30 | 45198.6405 | 3.226% | Three phase | 97.13 | 0.064773 | 0.070572 | 0.076921 | 0.083874 | 0.091489 | 0.099832 | 0.10897 | 0.11899 | 0.12998 | 0.14202 | 0.15522 | 0.16971 | 0.1856 | 0.20303 | 0.22216 | 0.24315 | 0.2662 | 0.2915 | 0.31928 | 0.34979 | 0.22626 | 0.22768 | 0.23055 | 0.2329 | 0.23248 | 0.23248 | 0.23581 | 0.23987 | 0.23903 | 0.23903 | 0.23903 | 0.23903 | 0.23903 | 0.23903 | 0.23903 | 0.23903 | 0.23903 | 0.23903 | 0.23903 | 0.23903 | 23828.7666 | 2972062.317 | 0.012284 | 1114722.158 | 631626.3883 | 1891.4643 | 237591.8794 | 2995891.0837 | 239483.3438 | 2756407.7399 | 2124781.3516 | TRUE
| 60410084 | CTN001 | CTN | 22KV | 37.76 | 30 | 45198.6405 | 3.226% | Single phase | 44.74 | 0.00020842 | 0.00022699 | 0.00024732 | 0.00026958 | 0.00029395 | 0.00032063 | 0.00034987 | 0.0003819 | 0.00041699 | 0.00045546 | 0.00049764 | 0.00054387 | 0.00059458 | 0.00065019 | 0.0007112 | 0.00077813 | 0.00085158 | 0.00093219 | 0.0010207 | 0.0011178 | 0.22626 | 0.22768 | 0.23055 | 0.2329 | 0.23248 | 0.23248 | 0.23581 | 0.23987 | 0.23903 | 0.23903 | 0.23903 | 0.23903 | 0.23903 | 0.23903 | 0.23903 | 0.23903 | 0.23903 | 0.23903 | 0.23903 | 0.23903 | 76.357 | 14.4337 | 4.0417e-05 | 1689.3824 | 957.2417 | 6.2232 | 1.1847 | 90.7907 | 7.408 | 83.3827 | -873.859 | FALSE
| 60410110 | CTN001 | CTN | 22KV | 226.47 | 30 | 45198.6405 | 3.226% | Three phase | 97.13 | 0.00125 | 0.0013614 | 0.0014833 | 0.0016168 | 0.001763 | 0.001923 | 0.0020984 | 0.0022905 | 0.002501 | 0.0027317 | 0.0029846 | 0.0032619 | 0.0035661 | 0.0038996 | 0.0042655 | 0.0046669 | 0.0051075 | 0.0055909 | 0.0061216 | 0.0067041 | 0.22626 | 0.22768 | 0.23055 | 0.2329 | 0.23248 | 0.23248 | 0.23581 | 0.23987 | 0.23903 | 0.23903 | 0.23903 | 0.23903 | 0.23903 | 0.23903 | 0.23903 | 0.23903 | 0.23903 | 0.23903 | 0.23903 | 0.23903 | 457.9599 | 1127.1757 | 0.00024241 | 21997.0311 | 12464.0075 | 37.3246 | 92.518 | 1585.1356 | 129.8427 | 1455.2929 | -11008.7145 | FALSE
| 60410115 | CTN001 | CTN | 22KV | 376.8 | 30 | 45198.6405 | 3.226% | Three phase | 97.13 | 0.0035113 | 0.0037776 | 0.0040651 | 0.0043754 | 0.0047105 | 0.0050723 | 0.0054629 | 0.0058849 | 0.0063407 | 0.006833 | 0.007365 | 0.0079398 | 0.0085609 | 0.0092322 | 0.0099577 | 0.010742 | 0.01159 | 0.01235 | 0.01235 | 0.01235 | 0.22626 | 0.22768 | 0.23055 | 0.2329 | 0.23248 | 0.23248 | 0.23581 | 0.23987 | 0.23903 | 0.23903 | 0.23903 | 0.23903 | 0.23903 | 0.23903 | 0.23903 | 0.23903 | 0.23903 | 0.23903 | 0.23903 | 0.23903 | 1091.0156 | 4472.5719 | 0.00040331 | 36598.584 | 20737.5724 | 62.1006 | 256.1102 | 5563.5875 | 318.2108 | 5245.3767 | -15492.1957 | FALSE
| 60410121 | CTN001 | CTN | 22KV | 347.82 | 30 | 45198.6405 | 3.226% | Three phase | 97.13 | 0.0020721 | 0.0022669 | 0.0024811 | 0.0027166 | 0.0029756 | 0.0032606 | 0.0035742 | 0.0039194 | 0.0042994 | 0.0047179 | 0.0051787 | 0.0056864 | 0.0062457 | 0.006862 | 0.0075412 | 0.0082899 | 0.0091154 | 0.010026 | 0.011029 | 0.0114 | 0.22626 | 0.22768 | 0.23055 | 0.2329 | 0.23248 | 0.23248 | 0.23581 | 0.23987 | 0.23903 | 0.23903 | 0.23903 | 0.23903 | 0.23903 | 0.23903 | 0.23903 | 0.23903 | 0.23903 | 0.23903 | 0.23903 | 0.23903 | 795.968 | 3008.0766 | 0.0003723 | 33783.7566 | 19142.6285 | 57.3244 | 218.2299 | 3804.0446 | 275.5543 | 3528.4903 | -15614.1382 | FALSE
| 60410153 | CTN001 | CTN | 22KV | 49.92 | 30 | 45198.6405 | 3.226% | Three phase | 97.13 | 0.00028174 | 0.00030697 | 0.00033458 | 0.00036483 | 0.00039795 | 0.00043424 | 0.00047401 | 0.00051759 | 0.00056536 | 0.00061774 | 0.00067518 | 0.00073819 | 0.0008073 | 0.00088312 | 0.00096633 | 0.0010577 | 0.0011579 | 0.001268 | 0.0013888 | 0.0015215 | 0.22626 | 0.22768 | 0.23055 | 0.2329 | 0.23248 | 0.23248 | 0.23581 | 0.23987 | 0.23903 | 0.23903 | 0.23903 | 0.23903 | 0.23903 | 0.23903 | 0.23903 | 0.23903 | 0.23903 | 0.23903 | 0.23903 | 0.23903 | 103.6485 | 56.2316 | 5.3433e-05 | 4848.7296 | 2747.3981 | 8.2273 | 4.4953 | 159.8801 | 12.7226 | 147.1575 | -2600.2406 | FALSE
| 60410154 | CTN001 | CTN | 22KV | 198.92 | 30 | 45198.6405 | 3.226% | Three phase | 97.13 | 0.0011227 | 0.0012232 | 0.0013332 | 0.0014538 | 0.0015857 | 0.0017304 | 0.0018888 | 0.0020625 | 0.0022528 | 0.0024616 | 0.0026905 | 0.0029415 | 0.0032169 | 0.0035191 | 0.0038506 | 0.0042145 | 0.004614 | 0.0050525 | 0.005534 | 0.0060628 | 0.22626 | 0.22768 | 0.23055 | 0.2329 | 0.23248 | 0.23248 | 0.23581 | 0.23987 | 0.23903 | 0.23903 | 0.23903 | 0.23903 | 0.23903 | 0.23903 | 0.23903 | 0.23903 | 0.23903 | 0.23903 | 0.23903 | 0.23903 | 413.0159 | 892.8702 | 0.00021292 | 19321.0996 | 10947.7651 | 32.7841 | 71.3776 | 1305.8861 | 104.1617 | 1201.7244 | -9746.0408 | FALSE
| 60410155 | CTN001 | CTN | 22KV | 2562.02 | 30 | 45198.6405 | 3.226% | Three phase | 97.13 | 0.022983 | 0.02482 | 0.02681 | 0.028968 | 0.031307 | 0.033843 | 0.036593 | 0.039575 | 0.042809 | 0.046317 | 0.050123 | 0.054253 | 0.058734 | 0.063597 | 0.068876 | 0.074605 | 0.080825 | 0.08397 | 0.08397 | 0.08397 | 0.22626 | 0.22768 | 0.23055 | 0.2329 | 0.23248 | 0.23248 | 0.23581 | 0.23987 | 0.23903 | 0.23903 | 0.23903 | 0.23903 | 0.23903 | 0.23903 | 0.23903 | 0.23903 | 0.23903 | 0.23903 | 0.23903 | 0.23903 | 7403.0749 | 206306.3496 | 0.0027423 | 248849.0026 | 141003.3842 | 422.2478 | 11840.5025 | 213709.4244 | 12262.7503 | 201446.6741 | 60443.2899 | TRUE
| 60410166 | CTN001 | CTN | 22KV | 9293.72 | 30 | 45198.6405 | 3.226% | Three phase | 97.13 | 0.083369 | 0.090033 | 0.097254 | 0.10508 | 0.11357 | 0.12277 | 0.13274 | 0.14356 | 0.15529 | 0.16802 | 0.18182 | 0.1968 | 0.21306 | 0.2307 | 0.24985 | 0.27063 | 0.29319 | 0.3046 | 0.3046 | 0.3046 | 0.22626 | 0.22768 | 0.23055 | 0.2329 | 0.23248 | 0.23248 | 0.23581 | 0.23987 | 0.23903 | 0.23903 | 0.23903 | 0.23903 | 0.23903 | 0.23903 | 0.23903 | 0.23903 | 0.23903 | 0.23903 | 0.23903 | 0.23903 | 26854.6323 | 2714730.5558 | 0.0099477 | 902699.0236 | 511489.3608 | 1531.7028 | 155806.0332 | 2741585.1881 | 157337.7359 | 2584247.4522 | 2072758.0914 | TRUE
| 60410183 | CTN001 | CTN | 22KV | 356.87 | 30 | 45198.6405 | 3.226% | Three phase | 97.13 | 0.0033502 | 0.0036576 | 0.0039945 | 0.0043639 | 0.0047688 | 0.0052129 | 0.0057 | 0.0062344 | 0.0068207 | 0.007464 | 0.0081701 | 0.0089451 | 0.009796 | 0.01073 | 0.011696 | 0.011696 | 0.011696 | 0.011696 | 0.011696 | 0.011696 | 0.22626 | 0.22768 | 0.23055 | 0.2329 | 0.23248 | 0.23248 | 0.23581 | 0.23987 | 0.23903 | 0.23903 | 0.23903 | 0.23903 | 0.23903 | 0.23903 | 0.23903 | 0.23903 | 0.23903 | 0.23903 | 0.23903 | 0.23903 | 1142.049 | 4432.0573 | 0.00038198 | 34662.7831 | 19640.7045 | 58.8159 | 229.734 | 5574.1063 | 288.5499 | 5285.5564 | -14355.1481 | FALSE
| 60410193 | CTN001 | CTN | 22KV | 4646.97 | 30 | 45198.6405 | 3.226% | Three phase | 97.13 | 0.027486 | 0.029925 | 0.032593 | 0.035512 | 0.038706 | 0.042202 | 0.04603 | 0.050221 | 0.054811 | 0.059838 | 0.065347 | 0.071382 | 0.077997 | 0.085248 | 0.093196 | 0.10191 | 0.11147 | 0.12195 | 0.13345 | 0.14606 | 0.22626 | 0.22768 | 0.23055 | 0.2329 | 0.23248 | 0.23248 | 0.23581 | 0.23987 | 0.23903 | 0.23903 | 0.23903 | 0.23903 | 0.23903 | 0.23903 | 0.23903 | 0.23903 | 0.23903 | 0.23903 | 0.23903 | 0.23903 | 10018.1991 | 505972.0779 | 0.004974 | 451360.1961 | 255750.7343 | 765.8695 | 38953.3524 | 515990.277 | 39719.2219 | 476271.0551 | 220520.3207 | TRUE
| 60410202 | CTN001 | CTN | 22KV | 47.46 | 30 | 45198.6405 | 3.226% | Three phase | 97.13 | 0.00036723 | 0.00040034 | 0.00043658 | 0.00047627 | 0.00051973 | 0.00056734 | 0.0006195 | 0.00067666 | 0.00073929 | 0.00080795 | 0.00088323 | 0.00096576 | 0.0010563 | 0.0011555 | 0.0012644 | 0.0013839 | 0.001515 | 0.0015555 | 0.0015555 | 0.0015555 | 0.22626 | 0.22768 | 0.23055 | 0.2329 | 0.23248 | 0.23248 | 0.23581 | 0.23987 | 0.23903 | 0.23903 | 0.23903 | 0.23903 | 0.23903 | 0.23903 | 0.23903 | 0.23903 | 0.23903 | 0.23903 | 0.23903 | 0.23903 | 131.0209 | 67.595 | 5.08e-05 | 4609.7898 | 2612.0095 | 7.8219 | 4.0631 | 198.6159 | 11.885 | 186.7309 | -2425.2786 | FALSE
| 60410253 | CTN001 | CTN | 22KV | 56.32 | 30 | 45198.6405 | 3.226% | Three phase | 97.13 | 0.00053355 | 0.00057867 | 0.00062779 | 0.00068126 | 0.00073947 | 0.00080287 | 0.00087193 | 0.00094714 | 0.0010291 | 0.0011184 | 0.0012157 | 0.0013217 | 0.0014373 | 0.0015633 | 0.0017007 | 0.0018459 | 0.0018459 | 0.0018459 | 0.0018459 | 0.0018459 | 0.22626 | 0.22768 | 0.23055 | 0.2329 | 0.23248 | 0.23248 | 0.23581 | 0.23987 | 0.23903 | 0.23903 | 0.23903 | 0.23903 | 0.23903 | 0.23903 | 0.23903 | 0.23903 | 0.23903 | 0.23903 | 0.23903 | 0.23903 | 174.7149 | 107.0257 | 6.0283e-05 | 5470.3616 | 3099.6287 | 9.2821 | 5.7218 | 281.7406 | 15.0039 | 266.7367 | -2832.892 | FALSE
| 60410254 | CTN001 | CTN | 22KV | 56.04 | 30 | 45198.6405 | 3.226% | Three phase | 97.13 | 0.0005309 | 0.00057579 | 0.00062467 | 0.00067787 | 0.0007358 | 0.00079888 | 0.00086759 | 0.00094243 | 0.001024 | 0.0011128 | 0.0012096 | 0.0013152 | 0.0014302 | 0.0015556 | 0.0016923 | 0.0018367 | 0.0018367 | 0.0018367 | 0.0018367 | 0.0018367 | 0.22626 | 0.22768 | 0.23055 | 0.2329 | 0.23248 | 0.23248 | 0.23581 | 0.23987 | 0.23903 | 0.23903 | 0.23903 | 0.23903 | 0.23903 | 0.23903 | 0.23903 | 0.23903 | 0.23903 | 0.23903 | 0.23903 | 0.23903 | 173.8463 | 105.9642 | 5.9983e-05 | 5443.1652 | 3084.2186 | 9.236 | 5.665 | 279.8104 | 14.901 | 264.9094 | -2819.3091 | FALSE
| 60410264 | CTN002 | CTN | 22KV | 347.57 | 14 | 45198.6405 | 6.667% | Three phase | 97.13 | 0.0027612 | 0.0030356 | 0.0033385 | 0.0036732 | 0.004043 | 0.0044517 | 0.0049034 | 0.0054028 | 0.005955 | 0.0065658 | 0.0072415 | 0.0079891 | 0.0088164 | 0.009732 | 0.010746 | 0.011392 | 0.011392 | 0.011392 | 0.011392 | 0.011392 | 0.17313 | 0.17293 | 0.17427 | 0.17493 | 0.17427 | 0.1738 | 0.17513 | 0.17713 | 0.17693 | 0.17693 | 0.17693 | 0.17693 | 0.17693 | 0.17693 | 0.17693 | 0.17693 | 0.17693 | 0.17693 | 0.17693 | 0.17693 | 767.848 | 3904.2554 | 0.00037203 | 33759.4741 | 19128.8695 | 42.7165 | 217.9163 | 4672.1034 | 260.6328 | 4411.4707 | -14717.3988 | FALSE
| 60410280 | CTN002 | CTN | 22KV | 868.05 | 14 | 45198.6405 | 6.667% | Covered | 390 | 0.004665 | 0.0050084 | 0.0053786 | 0.0057778 | 0.0062082 | 0.0066724 | 0.0071732 | 0.0077134 | 0.0082964 | 0.0089254 | 0.0096044 | 0.010337 | 0.011128 | 0.011983 | 0.012905 | 0.013902 | 0.014978 | 0.01614 | 0.017396 | 0.018752 | 0.17313 | 0.17293 | 0.17427 | 0.17493 | 0.17427 | 0.1738 | 0.17513 | 0.17713 | 0.17693 | 0.17693 | 0.17693 | 0.17693 | 0.17693 | 0.17693 | 0.17693 | 0.17693 | 0.17693 | 0.17693 | 0.17693 | 0.17693 | 1075.9027 | 54885.5213 | 0.00092913 | 338539.5 | 191824.0166 | 106.6837 | 5457.6515 | 55961.424 | 5564.3352 | 50397.0888 | -141426.9278 | FALSE
| 60410302 | CTN002 | CTN | 22KV | 2422.59 | 14 | 45198.6405 | 6.667% | Covered | 390 | 0.016083 | 0.017298 | 0.018611 | 0.020028 | 0.021559 | 0.023213 | 0.024999 | 0.02693 | 0.029016 | 0.03127 | 0.033707 | 0.036341 | 0.039189 | 0.042268 | 0.045598 | 0.0492 | 0.053096 | 0.05731 | 0.06187 | 0.066803 | 0.17313 | 0.17293 | 0.17427 | 0.17493 | 0.17427 | 0.1738 | 0.17513 | 0.17713 | 0.17693 | 0.17693 | 0.17693 | 0.17693 | 0.17693 | 0.17693 | 0.17693 | 0.17693 | 0.17693 | 0.17693 | 0.17693 | 0.17693 | 3780.5717 | 538210.1513 | 0.0025931 | 944810.1 | 535350.434 | 297.7373 | 42508.5373 | 541990.723 | 42806.2746 | 499184.4484 | -36165.9856 | FALSE
| 60410303 | CTN002 | CTN | 22KV | 308.4 | 14 | 45198.6405 | 6.667% | Covered | 390 | 0.0020474 | 0.0022021 | 0.0023692 | 0.0025497 | 0.0027445 | 0.0029551 | 0.0031825 | 0.0034282 | 0.0036937 | 0.0039807 | 0.0042909 | 0.0046262 | 0.0049888 | 0.0053808 | 0.0058048 | 0.0062633 | 0.0067592 | 0.0072957 | 0.0078761 | 0.0085041 | 0.17313 | 0.17293 | 0.17427 | 0.17493 | 0.17427 | 0.1738 | 0.17513 | 0.17713 | 0.17693 | 0.17693 | 0.17693 | 0.17693 | 0.17693 | 0.17693 | 0.17693 | 0.17693 | 0.17693 | 0.17693 | 0.17693 | 0.17693 | 481.2735 | 8722.0944 | 0.0003301 | 120276 | 68151.0589 | 37.9025 | 688.8824 | 9203.3679 | 726.7848 | 8476.583 | -59674.4759 | FALSE
| 60410312 | CTN002 | CTN | 22KV | 527.35 | 14 | 45198.6405 | 6.667% | Three phase | 97.13 | 0.0049506 | 0.0054048 | 0.0059027 | 0.0064485 | 0.0070469 | 0.0077032 | 0.008423 | 0.0092126 | 0.010079 | 0.01103 | 0.012073 | 0.013218 | 0.014476 | 0.015856 | 0.017284 | 0.017284 | 0.017284 | 0.017284 | 0.017284 | 0.017284 | 0.17313 | 0.17293 | 0.17427 | 0.17493 | 0.17427 | 0.1738 | 0.17513 | 0.17713 | 0.17693 | 0.17693 | 0.17693 | 0.17693 | 0.17693 | 0.17693 | 0.17693 | 0.17693 | 0.17693 | 0.17693 | 0.17693 | 0.17693 | 1254.1233 | 9677.9458 | 0.00056446 | 51221.5055 | 29023.2452 | 64.8115 | 501.6525 | 10932.069 | 566.4641 | 10365.605 | -18657.6402 | FALSE
| 60410320 | CTN002 | CTN | 22KV | 867.45 | 14 | 45198.6405 | 6.667% | Covered | 390 | 0.0057587 | 0.006194 | 0.006664 | 0.0071715 | 0.0077197 | 0.0083118 | 0.0089515 | 0.0096426 | 0.01039 | 0.011197 | 0.012069 | 0.013012 | 0.014032 | 0.015135 | 0.016327 | 0.017617 | 0.019012 | 0.020521 | 0.022154 | 0.02392 | 0.17313 | 0.17293 | 0.17427 | 0.17493 | 0.17427 | 0.1738 | 0.17513 | 0.17713 | 0.17693 | 0.17693 | 0.17693 | 0.17693 | 0.17693 | 0.17693 | 0.17693 | 0.17693 | 0.17693 | 0.17693 | 0.17693 | 0.17693 | 1353.6987 | 69005.0615 | 0.00092849 | 338305.5 | 191691.4269 | 106.61 | 5450.1094 | 70358.7602 | 5556.7194 | 64802.0408 | -126889.3862 | FALSE
| 60410322 | CTN002 | CTN | 22KV | 773.61 | 14 | 45198.6405 | 6.667% | Three phase | 97.13 | 0.0072091 | 0.0077559 | 0.0083461 | 0.0089832 | 0.0096711 | 0.010414 | 0.011216 | 0.012082 | 0.013018 | 0.014029 | 0.015121 | 0.016301 | 0.017576 | 0.018955 | 0.020444 | 0.022055 | 0.023795 | 0.025355 | 0.025355 | 0.025355 | 0.17313 | 0.17293 | 0.17427 | 0.17493 | 0.17427 | 0.1738 | 0.17513 | 0.17713 | 0.17693 | 0.17693 | 0.17693 | 0.17693 | 0.17693 | 0.17693 | 0.17693 | 0.17693 | 0.17693 | 0.17693 | 0.17693 | 0.17693 | 1665.0276 | 18852.9664 | 0.00082805 | 75140.7393 | 42576.4155 | 95.077 | 1079.5661 | 20517.994 | 1174.6431 | 19343.3509 | -23233.0646 | FALSE
| 60410329 | CTN002 | CTN | 22KV | 382.63 | 14 | 45198.6405 | 6.667% | Three phase | 97.13 | 0.0032614 | 0.0035084 | 0.003775 | 0.0040629 | 0.0043737 | 0.0047092 | 0.0050717 | 0.0054631 | 0.005886 | 0.0063428 | 0.0068364 | 0.0073698 | 0.0079462 | 0.0085692 | 0.0092426 | 0.0099707 | 0.010758 | 0.011609 | 0.012529 | 0.012541 | 0.17313 | 0.17293 | 0.17427 | 0.17493 | 0.17427 | 0.1738 | 0.17513 | 0.17713 | 0.17693 | 0.17693 | 0.17693 | 0.17693 | 0.17693 | 0.17693 | 0.17693 | 0.17693 | 0.17693 | 0.17693 | 0.17693 | 0.17693 | 762.4002 | 4269.4878 | 0.00040955 | 37164.8519 | 21058.4324 | 47.0254 | 264.0968 | 5031.8879 | 311.1222 | 4720.7658 | -16337.6666 | FALSE
| 60410334 | CTN002 | CTN | 22KV | 348.04 | 14 | 45198.6405 | 6.667% | Three phase | 97.13 | 0.0032304 | 0.0034684 | 0.0037247 | 0.0040009 | 0.0042984 | 0.004619 | 0.0049645 | 0.0053368 | 0.0057381 | 0.0061707 | 0.0066371 | 0.0071399 | 0.0076821 | 0.0082669 | 0.0088975 | 0.0095777 | 0.010311 | 0.011103 | 0.011407 | 0.011407 | 0.17313 | 0.17293 | 0.17427 | 0.17493 | 0.17427 | 0.1738 | 0.17513 | 0.17713 | 0.17693 | 0.17693 | 0.17693 | 0.17693 | 0.17693 | 0.17693 | 0.17693 | 0.17693 | 0.17693 | 0.17693 | 0.17693 | 0.17693 | 734.2519 | 3740.5 | 0.00037253 | 33805.1252 | 19154.7364 | 42.7743 | 218.506 | 4474.7519 | 261.2803 | 4213.4716 | -14941.2648 | FALSE
| 60410335 | CTN002 | CTN | 22KV | 28.53 | 14 | 45198.6405 | 6.667% | Three phase | 97.13 | 0.0002648 | 0.00028431 | 0.00030533 | 0.00032797 | 0.00035236 | 0.00037864 | 0.00040695 | 0.00043748 | 0.00047037 | 0.00050583 | 0.00054406 | 0.00058528 | 0.00062973 | 0.00067766 | 0.00072936 | 0.00078512 | 0.00084526 | 0.00091015 | 0.00093506 | 0.00093506 | 0.17313 | 0.17293 | 0.17427 | 0.17493 | 0.17427 | 0.1738 | 0.17513 | 0.17713 | 0.17693 | 0.17693 | 0.17693 | 0.17693 | 0.17693 | 0.17693 | 0.17693 | 0.17693 | 0.17693 | 0.17693 | 0.17693 | 0.17693 | 60.1891 | 25.1348 | 3.0538e-05 | 2771.1189 | 1570.1777 | 3.5063 | 1.4683 | 85.3238 | 4.9746 | 80.3492 | -1489.8284 | FALSE
| 60410336 | CTN002 | CTN | 22KV | 184.31 | 14 | 45198.6405 | 6.667% | Three phase | 97.13 | 0.0017107 | 0.0018367 | 0.0019725 | 0.0021187 | 0.0022763 | 0.0024461 | 0.002629 | 0.0028262 | 0.0030387 | 0.0032678 | 0.0035148 | 0.0037811 | 0.0040682 | 0.0043778 | 0.0047118 | 0.005072 | 0.0054606 | 0.0058798 | 0.0060407 | 0.0060407 | 0.17313 | 0.17293 | 0.17427 | 0.17493 | 0.17427 | 0.1738 | 0.17513 | 0.17713 | 0.17693 | 0.17693 | 0.17693 | 0.17693 | 0.17693 | 0.17693 | 0.17693 | 0.17693 | 0.17693 | 0.17693 | 0.17693 | 0.17693 | 388.8345 | 1048.9847 | 0.00019728 | 17902.0303 | 10143.6889 | 22.6518 | 61.2778 | 1437.8192 | 83.9295 | 1353.8896 | -8789.7992 | FALSE
| 60410337 | CTN002 | CTN | 22KV | 27.68 | 14 | 45198.6405 | 6.667% | Three phase | 97.13 | 0.00034833 | 0.00037784 | 0.00040995 | 0.00044489 | 0.00048292 | 0.00052432 | 0.0005694 | 0.00061848 | 0.00067193 | 0.00073015 | 0.00079356 | 0.00086264 | 0.00090721 | 0.00090721 | 0.00090721 | 0.00090721 | 0.00090721 | 0.00090721 | 0.00090721 | 0.00090721 | 0.17313 | 0.17293 | 0.17427 | 0.17493 | 0.17427 | 0.1738 | 0.17513 | 0.17713 | 0.17693 | 0.17693 | 0.17693 | 0.17693 | 0.17693 | 0.17693 | 0.17693 | 0.17693 | 0.17693 | 0.17693 | 0.17693 | 0.17693 | 76.5281 | 31.0142 | 2.9628e-05 | 2688.5584 | 1523.397 | 3.4019 | 1.3821 | 107.5423 | 4.784 | 102.7583 | -1420.6387 | FALSE
| 60410340 | CTN002 | CTN | 22KV | 1032.56 | 14 | 45198.6405 | 6.667% | Three phase | 97.13 | 0.0098838 | 0.010616 | 0.011405 | 0.012255 | 0.013171 | 0.014159 | 0.015223 | 0.016371 | 0.017609 | 0.018943 | 0.020382 | 0.021935 | 0.023609 | 0.025415 | 0.027364 | 0.029466 | 0.031735 | 0.033842 | 0.033842 | 0.033842 | 0.17313 | 0.17293 | 0.17427 | 0.17493 | 0.17427 | 0.1738 | 0.17513 | 0.17713 | 0.17693 | 0.17693 | 0.17693 | 0.17693 | 0.17693 | 0.17693 | 0.17693 | 0.17693 | 0.17693 | 0.17693 | 0.17693 | 0.17693 | 2243.149 | 33902.6428 | 0.0011052 | 100292.5528 | 56827.9929 | 126.902 | 1923.2498 | 36145.7918 | 2050.1518 | 34095.6399 | -22732.353 | FALSE
| 60410341 | CTN002 | CTN | 22KV | 236.39 | 14 | 45198.6405 | 6.667% | Three phase | 97.13 | 0.0029415 | 0.0031725 | 0.0034225 | 0.0036929 | 0.0039855 | 0.0043022 | 0.0046448 | 0.0050158 | 0.0054173 | 0.005852 | 0.0063226 | 0.0068322 | 0.0073842 | 0.0077476 | 0.0077476 | 0.0077476 | 0.0077476 | 0.0077476 | 0.0077476 | 0.0077476 | 0.17313 | 0.17293 | 0.17427 | 0.17493 | 0.17427 | 0.1738 | 0.17513 | 0.17713 | 0.17693 | 0.17693 | 0.17693 | 0.17693 | 0.17693 | 0.17693 | 0.17693 | 0.17693 | 0.17693 | 0.17693 | 0.17693 | 0.17693 | 635.0491 | 2197.9298 | 0.00025302 | 22960.5607 | 13009.9648 | 29.0524 | 100.8006 | 2832.9789 | 129.8531 | 2703.1258 | -10306.839 | FALSE
| 60410358 | CTN002 | CTN | 22KV | 105.09 | 14 | 45198.6405 | 6.667% | Three phase | 97.13 | 0.0010422 | 0.001146 | 0.0012605 | 0.0013871 | 0.0015268 | 0.0016812 | 0.0018518 | 0.0020404 | 0.0022488 | 0.0024792 | 0.002734 | 0.0030158 | 0.0033275 | 0.0034443 | 0.0034443 | 0.0034443 | 0.0034443 | 0.0034443 | 0.0034443 | 0.0034443 | 0.17313 | 0.17293 | 0.17427 | 0.17493 | 0.17427 | 0.1738 | 0.17513 | 0.17713 | 0.17693 | 0.17693 | 0.17693 | 0.17693 | 0.17693 | 0.17693 | 0.17693 | 0.17693 | 0.17693 | 0.17693 | 0.17693 | 0.17693 | 266.9958 | 410.6061 | 0.00011248 | 10207.3917 | 5783.7354 | 12.9156 | 19.9218 | 677.602 | 32.8374 | 644.7646 | -5138.9708 | FALSE
| 60410364 | CTN002 | CTN | 22KV | 34.09 | 14 | 45198.6405 | 6.667% | Three phase | 97.13 | 0.00020837 | 0.00022411 | 0.00024111 | 0.00025946 | 0.00027929 | 0.0003007 | 0.00032385 | 0.00034885 | 0.00037588 | 0.00040509 | 0.00043667 | 0.00047081 | 0.00050773 | 0.00054766 | 0.00059085 | 0.00063756 | 0.0006881 | 0.00074278 | 0.00080195 | 0.00086597 | 0.17313 | 0.17293 | 0.17427 | 0.17493 | 0.17427 | 0.1738 | 0.17513 | 0.17713 | 0.17693 | 0.17693 | 0.17693 | 0.17693 | 0.17693 | 0.17693 | 0.17693 | 0.17693 | 0.17693 | 0.17693 | 0.17693 | 0.17693 | 48.9855 | 24.4398 | 3.6489e-05 | 3311.1617 | 1876.1779 | 4.1897 | 2.0963 | 73.4253 | 6.286 | 67.1393 | -1809.0386 | FALSE
| 60410365 | CTN002 | CTN | 22KV | 656.69 | 14 | 45198.6405 | 6.667% | Three phase | 97.13 | 0.0051481 | 0.0055378 | 0.0059585 | 0.0064127 | 0.0069031 | 0.0074327 | 0.0080047 | 0.0086226 | 0.0092902 | 0.010012 | 0.010791 | 0.011633 | 0.012544 | 0.013528 | 0.014592 | 0.015743 | 0.016987 | 0.018332 | 0.019787 | 0.021361 | 0.17313 | 0.17293 | 0.17427 | 0.17493 | 0.17427 | 0.1738 | 0.17513 | 0.17713 | 0.17693 | 0.17693 | 0.17693 | 0.17693 | 0.17693 | 0.17693 | 0.17693 | 0.17693 | 0.17693 | 0.17693 | 0.17693 | 0.17693 | 1209.949 | 11628.7062 | 0.0007029 | 63784.2997 | 36141.604 | 80.7075 | 777.9038 | 12838.6552 | 858.6113 | 11980.0439 | -24161.5601 | FALSE
| 60410366 | CTN002 | CTN | 22KV | 155.49 | 14 | 45198.6405 | 6.667% | Three phase | 97.13 | 0.001219 | 0.0013112 | 0.0014108 | 0.0015184 | 0.0016345 | 0.0017599 | 0.0018953 | 0.0020417 | 0.0021997 | 0.0023705 | 0.0025551 | 0.0027545 | 0.0029701 | 0.0032032 | 0.0034551 | 0.0037275 | 0.0040221 | 0.0043406 | 0.0046851 | 0.0050577 | 0.17313 | 0.17293 | 0.17427 | 0.17493 | 0.17427 | 0.1738 | 0.17513 | 0.17713 | 0.17693 | 0.17693 | 0.17693 | 0.17693 | 0.17693 | 0.17693 | 0.17693 | 0.17693 | 0.17693 | 0.17693 | 0.17693 | 0.17693 | 286.4898 | 651.9518 | 0.00016643 | 15102.7437 | 8557.5508 | 19.1098 | 43.6124 | 938.4416 | 62.7222 | 875.7194 | -7681.8313 | FALSE
| 60410368 | CTN002 | CTN | 22KV | 2164.6 | 14 | 45198.6405 | 6.667% | Three phase | 97.13 | 0.02072 | 0.022255 | 0.023909 | 0.025691 | 0.027612 | 0.029682 | 0.031914 | 0.03432 | 0.036914 | 0.039711 | 0.042728 | 0.045982 | 0.049492 | 0.053279 | 0.057364 | 0.061771 | 0.066528 | 0.070944 | 0.070944 | 0.070944 | 0.17313 | 0.17293 | 0.17427 | 0.17493 | 0.17427 | 0.1738 | 0.17513 | 0.17713 | 0.17693 | 0.17693 | 0.17693 | 0.17693 | 0.17693 | 0.17693 | 0.17693 | 0.17693 | 0.17693 | 0.17693 | 0.17693 | 0.17693 | 4702.4098 | 148990.3938 | 0.0023169 | 210247.598 | 119130.9691 | 266.0302 | 8452.018 | 153692.8036 | 8718.0482 | 144974.7554 | 25843.7863 | TRUE
| 60410374 | CTN002 | CTN | 22KV | 587.47 | 14 | 45198.6405 | 6.667% | Three phase | 97.13 | 0.0056233 | 0.0060399 | 0.0064888 | 0.0069725 | 0.0074938 | 0.0080556 | 0.0086613 | 0.0093143 | 0.010018 | 0.010778 | 0.011596 | 0.01248 | 0.013432 | 0.01446 | 0.015568 | 0.016765 | 0.018055 | 0.019254 | 0.019254 | 0.019254 | 0.17313 | 0.17293 | 0.17427 | 0.17493 | 0.17427 | 0.1738 | 0.17513 | 0.17713 | 0.17693 | 0.17693 | 0.17693 | 0.17693 | 0.17693 | 0.17693 | 0.17693 | 0.17693 | 0.17693 | 0.17693 | 0.17693 | 0.17693 | 1276.2287 | 10974.2373 | 0.00062881 | 57060.9611 | 32332.0107 | 72.2003 | 622.5532 | 12250.466 | 694.7535 | 11555.7125 | -20776.2982 | FALSE
| 60410375 | CTN002 | CTN | 22KV | 5506.96 | 14 | 45198.6405 | 6.667% | Three phase | 97.13 | 0.052713 | 0.056619 | 0.060826 | 0.06536 | 0.070247 | 0.075514 | 0.081191 | 0.087313 | 0.093913 | 0.10103 | 0.10871 | 0.11698 | 0.12591 | 0.13555 | 0.14594 | 0.15715 | 0.16925 | 0.18049 | 0.18049 | 0.18049 | 0.17313 | 0.17293 | 0.17427 | 0.17493 | 0.17427 | 0.1738 | 0.17513 | 0.17713 | 0.17693 | 0.17693 | 0.17693 | 0.17693 | 0.17693 | 0.17693 | 0.17693 | 0.17693 | 0.17693 | 0.17693 | 0.17693 | 0.17693 | 11963.4032 | 964332.5004 | 0.0058945 | 534891.0248 | 303081.1613 | 676.8076 | 54705.2424 | 976295.9035 | 55382.05 | 920913.8535 | 617832.6923 | TRUE
| 60410379 | CTN002 | CTN | 22KV | 7602.48 | 14 | 45198.6405 | 6.667% | Covered | 390 | 0.05047 | 0.054285 | 0.058404 | 0.062853 | 0.067657 | 0.072846 | 0.078452 | 0.08451 | 0.091055 | 0.09813 | 0.10578 | 0.11404 | 0.12298 | 0.13264 | 0.14309 | 0.1544 | 0.16662 | 0.17985 | 0.19416 | 0.20964 | 0.17313 | 0.17293 | 0.17427 | 0.17493 | 0.17427 | 0.1738 | 0.17513 | 0.17713 | 0.17693 | 0.17693 | 0.17693 | 0.17693 | 0.17693 | 0.17693 | 0.17693 | 0.17693 | 0.17693 | 0.17693 | 0.17693 | 0.17693 | 11864.0466 | 5300326.4279 | 0.0081374 | 2964967.2 | 1680016.4154 | 934.3479 | 418626.6704 | 5312190.4745 | 419561.0183 | 4892629.4562 | 3212613.0409 | TRUE
| 60410380 | CTN002 | CTN | 22KV | 4053.34 | 14 | 45198.6405 | 6.667% | Three phase | 97.13 | 0.024695 | 0.027026 | 0.029591 | 0.032412 | 0.035516 | 0.038933 | 0.042693 | 0.046834 | 0.051395 | 0.056418 | 0.061952 | 0.06805 | 0.074771 | 0.08218 | 0.090348 | 0.099354 | 0.10929 | 0.12024 | 0.13233 | 0.13285 | 0.17313 | 0.17293 | 0.17427 | 0.17493 | 0.17427 | 0.1738 | 0.17513 | 0.17713 | 0.17693 | 0.17693 | 0.17693 | 0.17693 | 0.17693 | 0.17693 | 0.17693 | 0.17693 | 0.17693 | 0.17693 | 0.17693 | 0.17693 | 7060.4077 | 418600.326 | 0.0043386 | 393700.9142 | 223079.7017 | 498.1571 | 29636.7906 | 425660.7337 | 30134.9477 | 395525.7859 | 172446.0842 | TRUE
| 60410381 | CTN002 | CTN | 22KV | 3517.45 | 14 | 45198.6405 | 6.667% | Three phase | 97.13 | 0.029889 | 0.032731 | 0.035856 | 0.039293 | 0.043075 | 0.047237 | 0.051817 | 0.056858 | 0.062409 | 0.068522 | 0.075255 | 0.082671 | 0.090841 | 0.099844 | 0.10977 | 0.11528 | 0.11528 | 0.11528 | 0.11528 | 0.11528 | 0.17313 | 0.17293 | 0.17427 | 0.17493 | 0.17427 | 0.1738 | 0.17513 | 0.17713 | 0.17693 | 0.17693 | 0.17693 | 0.17693 | 0.17693 | 0.17693 | 0.17693 | 0.17693 | 0.17693 | 0.17693 | 0.17693 | 0.17693 | 7952.2977 | 409256.5309 | 0.003765 | 341649.9185 | 193586.4489 | 432.296 | 22318.2927 | 417208.8286 | 22750.5887 | 394458.2399 | 200871.791 | TRUE
| 60410394 | CTN002 | CTN | 22KV | 365.96 | 14 | 45198.6405 | 6.667% | Three phase | 97.13 | 0.0034459 | 0.0037678 | 0.0041213 | 0.0045093 | 0.0049355 | 0.0054036 | 0.0059178 | 0.0064829 | 0.0071038 | 0.0077863 | 0.0085366 | 0.0093615 | 0.010269 | 0.011266 | 0.011994 | 0.011994 | 0.011994 | 0.011994 | 0.011994 | 0.011994 | 0.17313 | 0.17293 | 0.17427 | 0.17493 | 0.17427 | 0.1738 | 0.17513 | 0.17713 | 0.17693 | 0.17693 | 0.17693 | 0.17693 | 0.17693 | 0.17693 | 0.17693 | 0.17693 | 0.17693 | 0.17693 | 0.17693 | 0.17693 | 878.43 | 4704.1522 | 0.00039171 | 35545.6948 | 20140.9819 | 44.9766 | 241.5863 | 5582.5821 | 286.563 | 5296.0192 | -14844.9627 | FALSE
| 60410397 | CTN002 | CTN | 22KV | 36.17 | 14 | 45198.6405 | 6.667% | Three phase | 97.13 | 0.00033849 | 0.00036494 | 0.00039356 | 0.00042452 | 0.00045802 | 0.00049428 | 0.00053352 | 0.00057599 | 0.00062198 | 0.00067177 | 0.00072569 | 0.00078408 | 0.00084733 | 0.00091584 | 0.00099006 | 0.0010705 | 0.0011576 | 0.0011855 | 0.0011855 | 0.0011855 | 0.17313 | 0.17293 | 0.17427 | 0.17493 | 0.17427 | 0.1738 | 0.17513 | 0.17713 | 0.17693 | 0.17693 | 0.17693 | 0.17693 | 0.17693 | 0.17693 | 0.17693 | 0.17693 | 0.17693 | 0.17693 | 0.17693 | 0.17693 | 79.3755 | 42.0198 | 3.8715e-05 | 3513.1921 | 1990.6528 | 4.4453 | 2.3599 | 121.3953 | 6.8053 | 114.5901 | -1876.0628 | FALSE
| 60410409 | CTN002 | CTN | 22KV | 960.68 | 14 | 45198.6405 | 6.667% | Single phase | 44.74 | 0.0066111 | 0.0070995 | 0.0076258 | 0.0081932 | 0.0088049 | 0.0094645 | 0.010176 | 0.010943 | 0.01177 | 0.012663 | 0.013626 | 0.014666 | 0.015788 | 0.016998 | 0.018305 | 0.019716 | 0.021239 | 0.022884 | 0.02466 | 0.026578 | 0.17313 | 0.17293 | 0.17427 | 0.17493 | 0.17427 | 0.1738 | 0.17513 | 0.17713 | 0.17693 | 0.17693 | 0.17693 | 0.17693 | 0.17693 | 0.17693 | 0.17693 | 0.17693 | 0.17693 | 0.17693 | 0.17693 | 0.17693 | 1525.8483 | 9882.3712 | 0.0010283 | 42980.8232 | 24353.8912 | 118.068 | 766.8408 | 11408.2195 | 884.9087 | 10523.3108 | -13830.5804 | FALSE
| 60410415 | CTN002 | CTN | 22KV | 981.21 | 14 | 45198.6405 | 6.667% | Covered | 390 | 0.0065139 | 0.0070063 | 0.0075379 | 0.008112 | 0.0087321 | 0.0094018 | 0.010125 | 0.010907 | 0.011752 | 0.012665 | 0.013652 | 0.014719 | 0.015872 | 0.01712 | 0.018468 | 0.019927 | 0.021505 | 0.023212 | 0.025059 | 0.027057 | 0.17313 | 0.17293 | 0.17427 | 0.17493 | 0.17427 | 0.1738 | 0.17513 | 0.17713 | 0.17693 | 0.17693 | 0.17693 | 0.17693 | 0.17693 | 0.17693 | 0.17693 | 0.17693 | 0.17693 | 0.17693 | 0.17693 | 0.17693 | 1531.2268 | 88290.9065 | 0.0010503 | 382671.9 | 216830.4168 | 120.5911 | 6973.3306 | 89822.1333 | 7093.9217 | 82728.2116 | -134102.2051 | FALSE
| 60410435 | CTN002 | CTN | 22KV | 673.43 | 14 | 45198.6405 | 6.667% | Three phase | 97.13 | 0.0062886 | 0.0067728 | 0.0072959 | 0.0078612 | 0.0084722 | 0.0091327 | 0.0098468 | 0.010619 | 0.011454 | 0.012357 | 0.013333 | 0.01439 | 0.015533 | 0.01677 | 0.018108 | 0.019556 | 0.021123 | 0.022072 | 0.022072 | 0.022072 | 0.17313 | 0.17293 | 0.17427 | 0.17493 | 0.17427 | 0.1738 | 0.17513 | 0.17713 | 0.17693 | 0.17693 | 0.17693 | 0.17693 | 0.17693 | 0.17693 | 0.17693 | 0.17693 | 0.17693 | 0.17693 | 0.17693 | 0.17693 | 1463.3225 | 14423.1575 | 0.00072082 | 65410.2559 | 37062.907 | 82.7648 | 818.0692 | 15886.48 | 900.834 | 14985.646 | -22077.261 | FALSE
| 60410445 | CTN002 | CTN | 22KV | 35.72 | 14 | 45198.6405 | 6.667% | Three phase | 97.13 | 0.00044355 | 0.0004779 | 0.00051501 | 0.00055512 | 0.00059847 | 0.00064533 | 0.00069599 | 0.00075076 | 0.00080998 | 0.00087403 | 0.0009433 | 0.0010182 | 0.0010993 | 0.0011707 | 0.0011707 | 0.0011707 | 0.0011707 | 0.0011707 | 0.0011707 | 0.0011707 | 0.17313 | 0.17293 | 0.17427 | 0.17493 | 0.17427 | 0.1738 | 0.17513 | 0.17713 | 0.17693 | 0.17693 | 0.17693 | 0.17693 | 0.17693 | 0.17693 | 0.17693 | 0.17693 | 0.17693 | 0.17693 | 0.17693 | 0.17693 | 95.4282 | 49.9076 | 3.8234e-05 | 3469.4836 | 1965.8866 | 4.39 | 2.3016 | 145.3359 | 6.6916 | 138.6443 | -1827.2423 | FALSE
| 60410458 | CTN002 | CTN | 22KV | 324.63 | 14 | 45198.6405 | 6.667% | Three phase | 97.13 | 0.0040852 | 0.0044313 | 0.0048079 | 0.0052177 | 0.0056637 | 0.0061493 | 0.0066779 | 0.0072535 | 0.0078804 | 0.0085631 | 0.0093068 | 0.010117 | 0.01064 | 0.01064 | 0.01064 | 0.01064 | 0.01064 | 0.01064 | 0.01064 | 0.01064 | 0.17313 | 0.17293 | 0.17427 | 0.17493 | 0.17427 | 0.1738 | 0.17513 | 0.17713 | 0.17693 | 0.17693 | 0.17693 | 0.17693 | 0.17693 | 0.17693 | 0.17693 | 0.17693 | 0.17693 | 0.17693 | 0.17693 | 0.17693 | 897.5183 | 4265.8541 | 0.00034747 | 31531.3119 | 17866.3432 | 39.8972 | 190.1001 | 5163.3723 | 229.9973 | 4933.375 | -12932.9682 | FALSE
| 60410462 | CTN002 | CTN | 22KV | 5135.59 | 14 | 45198.6405 | 6.667% | Three phase | 97.13 | 0.049159 | 0.0528 | 0.056724 | 0.060953 | 0.06551 | 0.070421 | 0.075716 | 0.081425 | 0.08758 | 0.094217 | 0.10137 | 0.10909 | 0.11742 | 0.12641 | 0.1361 | 0.14655 | 0.15784 | 0.16832 | 0.16832 | 0.16832 | 0.17313 | 0.17293 | 0.17427 | 0.17493 | 0.17427 | 0.1738 | 0.17513 | 0.17713 | 0.17693 | 0.17693 | 0.17693 | 0.17693 | 0.17693 | 0.17693 | 0.17693 | 0.17693 | 0.17693 | 0.17693 | 0.17693 | 0.17693 | 11156.6333 | 838655.5955 | 0.005497 | 498819.8567 | 282642.4345 | 631.1661 | 47575.7662 | 849812.2288 | 48206.9323 | 801605.2965 | 518962.862 | TRUE
| 60410463 | CTN002 | CTN | 22KV | 26.17 | 14 | 45198.6405 | 6.667% | Single phase | 44.74 | 0.00020516 | 0.00022069 | 0.00023745 | 0.00025555 | 0.0002751 | 0.0002962 | 0.000319 | 0.00034362 | 0.00037023 | 0.00039897 | 0.00043003 | 0.0004636 | 0.00049989 | 0.00053911 | 0.00058152 | 0.00062736 | 0.00067694 | 0.00073055 | 0.00078853 | 0.00085125 | 0.17313 | 0.17293 | 0.17427 | 0.17493 | 0.17427 | 0.1738 | 0.17513 | 0.17713 | 0.17693 | 0.17693 | 0.17693 | 0.17693 | 0.17693 | 0.17693 | 0.17693 | 0.17693 | 0.17693 | 0.17693 | 0.17693 | 0.17693 | 48.2181 | 8.5067 | 2.8012e-05 | 1170.8458 | 663.4273 | 3.2163 | 0.56906 | 56.7248 | 3.7854 | 52.9395 | -610.4878 | FALSE
| 60410490 | CTN002 | CTN | 22KV | 1359.89 | 14 | 45198.6405 | 6.667% | Covered | 390 | 0.0090278 | 0.0097103 | 0.010447 | 0.011243 | 0.012102 | 0.01303 | 0.014033 | 0.015117 | 0.016287 | 0.017553 | 0.018921 | 0.020399 | 0.021998 | 0.023727 | 0.025596 | 0.027618 | 0.029805 | 0.03217 | 0.03473 | 0.037499 | 0.17313 | 0.17293 | 0.17427 | 0.17493 | 0.17427 | 0.1738 | 0.17513 | 0.17713 | 0.17693 | 0.17693 | 0.17693 | 0.17693 | 0.17693 | 0.17693 | 0.17693 | 0.17693 | 0.17693 | 0.17693 | 0.17693 | 0.17693 | 2122.1757 | 169589.7519 | 0.0014556 | 530357.1 | 300512.1385 | 167.131 | 13394.419 | 171711.9276 | 13561.5501 | 158150.3775 | -142361.761 | FALSE
| 60410497 | CTN002 | CTN | 22KV | 14809.79 | 14 | 45198.6405 | 6.667% | Three phase | 97.13 | 0.13859 | 0.14943 | 0.16114 | 0.17382 | 0.18754 | 0.20238 | 0.21845 | 0.23584 | 0.25467 | 0.27506 | 0.29713 | 0.32104 | 0.34694 | 0.37499 | 0.40538 | 0.4383 | 0.47398 | 0.48539 | 0.48539 | 0.48539 | 0.17313 | 0.17293 | 0.17427 | 0.17493 | 0.17427 | 0.1738 | 0.17513 | 0.17713 | 0.17693 | 0.17693 | 0.17693 | 0.17693 | 0.17693 | 0.17693 | 0.17693 | 0.17693 | 0.17693 | 0.17693 | 0.17693 | 0.17693 | 32500.2646 | 7044578.15 | 0.015852 | 1438474.9027 | 815071.9002 | 1820.1292 | 395642.4689 | 7077078.4146 | 397462.5981 | 6679615.8165 | 5864543.9163 | TRUE
| 60410498 | CTN002 | CTN | 22KV | 2364.46 | 14 | 45198.6405 | 6.667% | Three phase | 97.13 | 0.022127 | 0.023857 | 0.025727 | 0.027751 | 0.029941 | 0.032311 | 0.034876 | 0.037653 | 0.040659 | 0.043914 | 0.047439 | 0.051256 | 0.055391 | 0.059869 | 0.064721 | 0.069977 | 0.075673 | 0.077495 | 0.077495 | 0.077495 | 0.17313 | 0.17293 | 0.17427 | 0.17493 | 0.17427 | 0.1738 | 0.17513 | 0.17713 | 0.17693 | 0.17693 | 0.17693 | 0.17693 | 0.17693 | 0.17693 | 0.17693 | 0.17693 | 0.17693 | 0.17693 | 0.17693 | 0.17693 | 5188.8363 | 179564.7699 | 0.0025308 | 229659.9998 | 130130.4681 | 290.5931 | 10084.8408 | 184753.6062 | 10375.4339 | 174378.1724 | 44247.7043 | TRUE
| 60410499 | CTN002 | CTN | 22KV | 3277.25 | 14 | 45198.6405 | 6.667% | Three phase | 97.13 | 0.030669 | 0.033066 | 0.035659 | 0.038464 | 0.0415 | 0.044785 | 0.04834 | 0.052189 | 0.056356 | 0.060867 | 0.065753 | 0.071043 | 0.076774 | 0.082981 | 0.089706 | 0.096992 | 0.10489 | 0.10741 | 0.10741 | 0.10741 | 0.17313 | 0.17293 | 0.17427 | 0.17493 | 0.17427 | 0.1738 | 0.17513 | 0.17713 | 0.17693 | 0.17693 | 0.17693 | 0.17693 | 0.17693 | 0.17693 | 0.17693 | 0.17693 | 0.17693 | 0.17693 | 0.17693 | 0.17693 | 7191.9651 | 344966.0334 | 0.0035079 | 318319.2925 | 180366.7969 | 402.7754 | 19374.2209 | 352157.9984 | 19776.9962 | 332381.0022 | 152014.2053 | TRUE
| 60410500 | CTN002 | CTN | 22KV | 1337.51 | 14 | 45198.6405 | 6.667% | Three phase | 97.13 | 0.012519 | 0.013648 | 0.014883 | 0.016235 | 0.017715 | 0.019335 | 0.02111 | 0.023053 | 0.025183 | 0.027515 | 0.030071 | 0.032873 | 0.035943 | 0.039309 | 0.043 | 0.043837 | 0.043837 | 0.043837 | 0.043837 | 0.043837 | 0.17313 | 0.17293 | 0.17427 | 0.17493 | 0.17427 | 0.1738 | 0.17513 | 0.17713 | 0.17693 | 0.17693 | 0.17693 | 0.17693 | 0.17693 | 0.17693 | 0.17693 | 0.17693 | 0.17693 | 0.17693 | 0.17693 | 0.17693 | 3148.5692 | 61625.3955 | 0.0014316 | 129912.3463 | 73611.2272 | 164.3805 | 3227.0016 | 64773.9646 | 3391.3821 | 61382.5825 | -12228.6447 | FALSE
| 60410521 | CTN002 | CTN | 22KV | 2869.14 | 14 | 45198.6405 | 6.667% | Single phase | 44.74 | 0.016737 | 0.017971 | 0.019301 | 0.020734 | 0.02228 | 0.023947 | 0.025746 | 0.027685 | 0.029778 | 0.032036 | 0.034473 | 0.037104 | 0.039943 | 0.043008 | 0.046317 | 0.049891 | 0.05375 | 0.057919 | 0.062421 | 0.067285 | 0.17313 | 0.17293 | 0.17427 | 0.17493 | 0.17427 | 0.1738 | 0.17513 | 0.17713 | 0.17693 | 0.17693 | 0.17693 | 0.17693 | 0.17693 | 0.17693 | 0.17693 | 0.17693 | 0.17693 | 0.17693 | 0.17693 | 0.17693 | 3861.2351 | 74687.7306 | 0.003071 | 128365.3236 | 72734.6497 | 352.6185 | 6839.9224 | 78548.9657 | 7192.5409 | 71356.4248 | -1378.2249 | FALSE
| 60410535 | CTN002 | CTN | 22KV | 486.4 | 14 | 45198.6405 | 6.667% | Three phase | 97.13 | 0.0049775 | 0.0053454 | 0.0057417 | 0.0061687 | 0.0066287 | 0.0071244 | 0.0076586 | 0.0082344 | 0.008855 | 0.0095241 | 0.010245 | 0.011023 | 0.011862 | 0.012766 | 0.013742 | 0.014794 | 0.015929 | 0.015942 | 0.015942 | 0.015942 | 0.17313 | 0.17293 | 0.17427 | 0.17493 | 0.17427 | 0.1738 | 0.17513 | 0.17713 | 0.17693 | 0.17693 | 0.17693 | 0.17693 | 0.17693 | 0.17693 | 0.17693 | 0.17693 | 0.17693 | 0.17693 | 0.17693 | 0.17693 | 1114.1049 | 7932.4045 | 0.00052063 | 47244.032 | 26769.5202 | 59.7788 | 426.7684 | 9046.5094 | 486.5471 | 8559.9622 | -18209.5579 | FALSE
| 60410536 | CTN002 | CTN | 22KV | 157.05 | 14 | 45198.6405 | 6.667% | Three phase | 97.13 | 0.0017088 | 0.0018364 | 0.001974 | 0.0021223 | 0.0022822 | 0.0024546 | 0.0026406 | 0.0028411 | 0.0030574 | 0.0032908 | 0.0035425 | 0.0038141 | 0.0041073 | 0.0044236 | 0.004765 | 0.0051334 | 0.0051473 | 0.0051473 | 0.0051473 | 0.0051473 | 0.17313 | 0.17293 | 0.17427 | 0.17493 | 0.17427 | 0.1738 | 0.17513 | 0.17713 | 0.17693 | 0.17693 | 0.17693 | 0.17693 | 0.17693 | 0.17693 | 0.17693 | 0.17693 | 0.17693 | 0.17693 | 0.17693 | 0.17693 | 378.6065 | 870.4305 | 0.0001681 | 15254.2665 | 8643.407 | 19.3015 | 44.4919 | 1249.037 | 63.7934 | 1185.2436 | -7458.1634 | FALSE
| 60410542 | CTN002 | CTN | 22KV | 867.12 | 14 | 45198.6405 | 6.667% | Single phase | 44.74 | 0.0080387 | 0.0086479 | 0.0093054 | 0.010015 | 0.010781 | 0.011609 | 0.012502 | 0.013467 | 0.014509 | 0.015634 | 0.01685 | 0.018164 | 0.019584 | 0.021119 | 0.022777 | 0.024569 | 0.026507 | 0.02842 | 0.02842 | 0.02842 | 0.17313 | 0.17293 | 0.17427 | 0.17493 | 0.17427 | 0.1738 | 0.17513 | 0.17713 | 0.17693 | 0.17693 | 0.17693 | 0.17693 | 0.17693 | 0.17693 | 0.17693 | 0.17693 | 0.17693 | 0.17693 | 0.17693 | 0.17693 | 1857.6505 | 10859.7712 | 0.00092814 | 38794.9488 | 21982.0816 | 106.5694 | 624.7498 | 12717.4217 | 731.3192 | 11986.1025 | -9995.9791 | FALSE
| 60410543 | CTN002 | CTN | 22KV | 836.85 | 14 | 45198.6405 | 6.667% | Single phase | 44.74 | 0.0077581 | 0.008346 | 0.0089806 | 0.0096655 | 0.010405 | 0.011203 | 0.012065 | 0.012997 | 0.014002 | 0.015089 | 0.016262 | 0.01753 | 0.018901 | 0.020381 | 0.021982 | 0.023712 | 0.025582 | 0.027428 | 0.027428 | 0.027428 | 0.17313 | 0.17293 | 0.17427 | 0.17493 | 0.17427 | 0.1738 | 0.17513 | 0.17713 | 0.17693 | 0.17693 | 0.17693 | 0.17693 | 0.17693 | 0.17693 | 0.17693 | 0.17693 | 0.17693 | 0.17693 | 0.17693 | 0.17693 | 1792.8024 | 10114.8049 | 0.00089574 | 37440.669 | 21214.7165 | 102.8492 | 581.8927 | 11907.6073 | 684.7419 | 11222.8653 | -9991.8512 | FALSE
| 60410544 | CTN002 | CTN | 22KV | 272.3 | 14 | 45198.6405 | 6.667% | Single phase | 44.74 | 0.0025244 | 0.0027157 | 0.0029222 | 0.003145 | 0.0033856 | 0.0036454 | 0.003926 | 0.0042289 | 0.0045562 | 0.0049096 | 0.0052915 | 0.0057041 | 0.00615 | 0.0066318 | 0.0071526 | 0.0077154 | 0.0083239 | 0.0089246 | 0.0089246 | 0.0089246 | 0.17313 | 0.17293 | 0.17427 | 0.17493 | 0.17427 | 0.1738 | 0.17513 | 0.17713 | 0.17693 | 0.17693 | 0.17693 | 0.17693 | 0.17693 | 0.17693 | 0.17693 | 0.17693 | 0.17693 | 0.17693 | 0.17693 | 0.17693 | 583.3544 | 1070.9213 | 0.00029146 | 12182.702 | 6902.9901 | 33.4658 | 61.6088 | 1654.2756 | 95.0746 | 1559.201 | -5343.7891 | FALSE
| 60410547 | CTN002 | CTN | 22KV | 871.86 | 14 | 45198.6405 | 6.667% | Single phase | 44.74 | 0.0065202 | 0.0070024 | 0.007522 | 0.0080821 | 0.0086858 | 0.0093368 | 0.010039 | 0.010796 | 0.011612 | 0.012493 | 0.013443 | 0.014469 | 0.015575 | 0.016769 | 0.018057 | 0.019448 | 0.02095 | 0.022571 | 0.024321 | 0.026211 | 0.17313 | 0.17293 | 0.17427 | 0.17493 | 0.17427 | 0.1738 | 0.17513 | 0.17713 | 0.17693 | 0.17693 | 0.17693 | 0.17693 | 0.17693 | 0.17693 | 0.17693 | 0.17693 | 0.17693 | 0.17693 | 0.17693 | 0.17693 | 1505.1555 | 8847.0628 | 0.00093321 | 39007.0164 | 22102.2438 | 107.1519 | 631.5987 | 10352.2183 | 738.7506 | 9613.4677 | -12488.7761 | FALSE
| 60410571 | CTN002 | CTN | 22KV | 204.17 | 14 | 45198.6405 | 6.667% | Covered | 390 | 0.001248 | 0.0013422 | 0.001444 | 0.001554 | 0.0016727 | 0.001801 | 0.0019396 | 0.0020893 | 0.0022512 | 0.0024261 | 0.0026153 | 0.0028198 | 0.0030409 | 0.00328 | 0.0035387 | 0.0038185 | 0.0041211 | 0.0044486 | 0.004803 | 0.0051864 | 0.17313 | 0.17293 | 0.17427 | 0.17493 | 0.17427 | 0.1738 | 0.17513 | 0.17713 | 0.17693 | 0.17693 | 0.17693 | 0.17693 | 0.17693 | 0.17693 | 0.17693 | 0.17693 | 0.17693 | 0.17693 | 0.17693 | 0.17693 | 293.3815 | 3519.9691 | 0.00021854 | 79626.3 | 45118.0341 | 25.0926 | 301.9258 | 3813.3506 | 327.0183 | 3486.3323 | -41631.7018 | FALSE
| 60410573 | CTN002 | CTN | 22KV | 102.16 | 14 | 45198.6405 | 6.667% | Single phase | 44.74 | 0.00062445 | 0.00067161 | 0.00072254 | 0.00077755 | 0.00083696 | 0.00090114 | 0.00097049 | 0.0010454 | 0.0011264 | 0.001214 | 0.0013086 | 0.0014109 | 0.0015216 | 0.0016412 | 0.0017706 | 0.0019106 | 0.0020621 | 0.0022259 | 0.0024032 | 0.0025951 | 0.17313 | 0.17293 | 0.17427 | 0.17493 | 0.17427 | 0.1738 | 0.17513 | 0.17713 | 0.17693 | 0.17693 | 0.17693 | 0.17693 | 0.17693 | 0.17693 | 0.17693 | 0.17693 | 0.17693 | 0.17693 | 0.17693 | 0.17693 | 146.7985 | 101.0993 | 0.00010935 | 4570.6384 | 2589.8255 | 12.5555 | 8.6718 | 247.8978 | 21.2273 | 226.6705 | -2363.1549 | FALSE
| 60410576 | CTN002 | CTN | 22KV | 102.64 | 14 | 45198.6405 | 6.667% | Three phase | 97.13 | 0.00097746 | 0.0010629 | 0.0011562 | 0.0012581 | 0.0013693 | 0.0014907 | 0.0016233 | 0.0017682 | 0.0019264 | 0.0020994 | 0.0022884 | 0.0024949 | 0.0027207 | 0.0029675 | 0.0032374 | 0.003364 | 0.003364 | 0.003364 | 0.003364 | 0.003364 | 0.17313 | 0.17293 | 0.17427 | 0.17493 | 0.17427 | 0.1738 | 0.17513 | 0.17713 | 0.17693 | 0.17693 | 0.17693 | 0.17693 | 0.17693 | 0.17693 | 0.17693 | 0.17693 | 0.17693 | 0.17693 | 0.17693 | 0.17693 | 241.0698 | 362.102 | 0.00010986 | 9969.4232 | 5648.8971 | 12.6145 | 19.0037 | 603.1718 | 31.6182 | 571.5536 | -5077.3435 | FALSE
| 60410577 | CTN002 | CTN | 22KV | 791.22 | 14 | 45198.6405 | 6.667% | Three phase | 97.13 | 0.0075349 | 0.0081938 | 0.0089129 | 0.009698 | 0.010555 | 0.011491 | 0.012513 | 0.01363 | 0.01485 | 0.016183 | 0.01764 | 0.019232 | 0.020973 | 0.022876 | 0.024956 | 0.025932 | 0.025932 | 0.025932 | 0.025932 | 0.025932 | 0.17313 | 0.17293 | 0.17427 | 0.17493 | 0.17427 | 0.1738 | 0.17513 | 0.17713 | 0.17693 | 0.17693 | 0.17693 | 0.17693 | 0.17693 | 0.17693 | 0.17693 | 0.17693 | 0.17693 | 0.17693 | 0.17693 | 0.17693 | 1858.3323 | 21517.5166 | 0.0008469 | 76851.1986 | 43545.5998 | 97.2413 | 1129.2747 | 23375.8489 | 1226.516 | 22149.3329 | -21396.2669 | FALSE
| 60410582 | CTN002 | CTN | 22KV | 321.87 | 14 | 45198.6405 | 6.667% | Single phase | 44.74 | 0.0021368 | 0.0022983 | 0.0024727 | 0.002661 | 0.0028644 | 0.0030841 | 0.0033215 | 0.0035779 | 0.0038551 | 0.0041546 | 0.0044783 | 0.0048283 | 0.0052067 | 0.0056158 | 0.0060583 | 0.0065368 | 0.0070544 | 0.0076144 | 0.0082201 | 0.0088756 | 0.17313 | 0.17293 | 0.17427 | 0.17493 | 0.17427 | 0.1738 | 0.17513 | 0.17713 | 0.17693 | 0.17693 | 0.17693 | 0.17693 | 0.17693 | 0.17693 | 0.17693 | 0.17693 | 0.17693 | 0.17693 | 0.17693 | 0.17693 | 502.2941 | 1089.8944 | 0.00034452 | 14400.4638 | 8159.6233 | 39.558 | 86.0813 | 1592.1885 | 125.6392 | 1466.5492 | -6693.0741 | FALSE
| 60410593 | CTN002 | CTN | 22KV | 29.67 | 14 | 45198.6405 | 6.667% | Single phase | 44.74 | 0.00020418 | 0.00021926 | 0.00023552 | 0.00025304 | 0.00027193 | 0.0002923 | 0.00031427 | 0.00033797 | 0.00036352 | 0.0003911 | 0.00042084 | 0.00045295 | 0.00048759 | 0.00052498 | 0.00056534 | 0.00060891 | 0.00065595 | 0.00070675 | 0.0007616 | 0.00082083 | 0.17313 | 0.17293 | 0.17427 | 0.17493 | 0.17427 | 0.1738 | 0.17513 | 0.17713 | 0.17693 | 0.17693 | 0.17693 | 0.17693 | 0.17693 | 0.17693 | 0.17693 | 0.17693 | 0.17693 | 0.17693 | 0.17693 | 0.17693 | 47.1249 | 9.4262 | 3.1758e-05 | 1327.4358 | 752.1547 | 3.6465 | 0.73145 | 56.5511 | 4.3779 | 52.1732 | -699.9815 | FALSE
| 60410599 | CTN002 | CTN | 22KV | 209.29 | 14 | 45198.6405 | 6.667% | Three phase | 97.13 | 0.0020756 | 0.0022823 | 0.0025104 | 0.0027624 | 0.0030407 | 0.0033482 | 0.0036879 | 0.0040634 | 0.0044785 | 0.0049374 | 0.0054448 | 0.0060061 | 0.0066268 | 0.0068594 | 0.0068594 | 0.0068594 | 0.0068594 | 0.0068594 | 0.0068594 | 0.0068594 | 0.17313 | 0.17293 | 0.17427 | 0.17493 | 0.17427 | 0.1738 | 0.17513 | 0.17713 | 0.17693 | 0.17693 | 0.17693 | 0.17693 | 0.17693 | 0.17693 | 0.17693 | 0.17693 | 0.17693 | 0.17693 | 0.17693 | 0.17693 | 531.7305 | 1628.5445 | 0.00022402 | 20328.3377 | 11518.4886 | 25.7218 | 79.0136 | 2160.2749 | 104.7355 | 2055.5395 | -9462.9492 | FALSE
| 60410611 | CTN002 | CTN | 22KV | 2327.13 | 14 | 45198.6405 | 6.667% | Three phase | 97.13 | 0.021731 | 0.023404 | 0.025212 | 0.027165 | 0.029277 | 0.031559 | 0.034027 | 0.036695 | 0.03958 | 0.042701 | 0.046076 | 0.049726 | 0.053676 | 0.057949 | 0.062574 | 0.067578 | 0.072994 | 0.076271 | 0.076271 | 0.076271 | 0.17313 | 0.17293 | 0.17427 | 0.17493 | 0.17427 | 0.1738 | 0.17513 | 0.17713 | 0.17693 | 0.17693 | 0.17693 | 0.17693 | 0.17693 | 0.17693 | 0.17693 | 0.17693 | 0.17693 | 0.17693 | 0.17693 | 0.17693 | 5056.7122 | 172233.1391 | 0.0024909 | 226034.1369 | 128075.9735 | 286.0052 | 9768.9164 | 177289.8514 | 10054.9216 | 167234.9298 | 39158.9563 | TRUE
| 60410612 | CTN002 | CTN | 22KV | 362.55 | 14 | 45198.6405 | 6.667% | Three phase | 97.13 | 0.0033856 | 0.0036462 | 0.0039278 | 0.0042322 | 0.0045611 | 0.0049167 | 0.0053012 | 0.0057168 | 0.0061663 | 0.0066524 | 0.0071782 | 0.007747 | 0.0083623 | 0.0090281 | 0.0097485 | 0.010528 | 0.011372 | 0.011882 | 0.011882 | 0.011882 | 0.17313 | 0.17293 | 0.17427 | 0.17493 | 0.17427 | 0.1738 | 0.17513 | 0.17713 | 0.17693 | 0.17693 | 0.17693 | 0.17693 | 0.17693 | 0.17693 | 0.17693 | 0.17693 | 0.17693 | 0.17693 | 0.17693 | 0.17693 | 787.7991 | 4180.3365 | 0.00038806 | 35214.4815 | 19953.3091 | 44.5575 | 237.1051 | 4968.1357 | 281.6627 | 4686.473 | -15266.8361 | FALSE
| 60410614 | CTN002 | CTN | 22KV | 223.1 | 14 | 45198.6405 | 6.667% | Covered | 390 | 0.0016685 | 0.0017918 | 0.0019248 | 0.0020681 | 0.0022226 | 0.0023892 | 0.0025688 | 0.0027625 | 0.0029715 | 0.0031969 | 0.00344 | 0.0037024 | 0.0039855 | 0.004291 | 0.0046207 | 0.0049766 | 0.0053609 | 0.0057757 | 0.0062236 | 0.0067072 | 0.17313 | 0.17293 | 0.17427 | 0.17493 | 0.17427 | 0.1738 | 0.17513 | 0.17713 | 0.17693 | 0.17693 | 0.17693 | 0.17693 | 0.17693 | 0.17693 | 0.17693 | 0.17693 | 0.17693 | 0.17693 | 0.17693 | 0.17693 | 385.1538 | 5049.7906 | 0.0002388 | 87009 | 49301.2362 | 27.4191 | 360.5085 | 5434.9444 | 387.9275 | 5047.0169 | -44254.2193 | FALSE
| 60410627 | CTN002 | CTN | 22KV | 2903.86 | 14 | 45198.6405 | 6.667% | Three phase | 97.13 | 0.027117 | 0.029204 | 0.03146 | 0.033898 | 0.036533 | 0.039381 | 0.04246 | 0.045789 | 0.049389 | 0.053283 | 0.057494 | 0.06205 | 0.066978 | 0.072311 | 0.078081 | 0.084325 | 0.091083 | 0.095173 | 0.095173 | 0.095173 | 0.17313 | 0.17293 | 0.17427 | 0.17493 | 0.17427 | 0.1738 | 0.17513 | 0.17713 | 0.17693 | 0.17693 | 0.17693 | 0.17693 | 0.17693 | 0.17693 | 0.17693 | 0.17693 | 0.17693 | 0.17693 | 0.17693 | 0.17693 | 6309.9115 | 268180.2408 | 0.0031082 | 282051.9218 | 159816.8973 | 356.8856 | 15210.9539 | 274490.1523 | 15567.8395 | 258922.3128 | 99105.4154 | TRUE
| 60410645 | CTN002 | CTN | 22KV | 5.75 | 14 | 45198.6405 | 6.667% | Single phase | 44.74 | 7.202e-05 | 7.7936e-05 | 8.4356e-05 | 9.1327e-05 | 9.8895e-05 | 0.00010711 | 0.00011604 | 0.00012573 | 0.00013626 | 0.00014771 | 0.00016014 | 0.00017365 | 0.00018833 | 0.00018845 | 0.00018845 | 0.00018845 | 0.00018845 | 0.00018845 | 0.00018845 | 0.00018845 | 0.17313 | 0.17293 | 0.17427 | 0.17493 | 0.17427 | 0.1738 | 0.17513 | 0.17713 | 0.17693 | 0.17693 | 0.17693 | 0.17693 | 0.17693 | 0.17693 | 0.17693 | 0.17693 | 0.17693 | 0.17693 | 0.17693 | 0.17693 | 15.7251 | 0.60979 | 6.1546e-06 | 257.255 | 145.7664 | 0.70668 | 0.027472 | 16.3349 | 0.73415 | 15.6007 | -130.1657 | FALSE
| 60410649 | CTN002 | CTN | 22KV | 568.39 | 14 | 45198.6405 | 6.667% | Single phase | 44.74 | 0.0030546 | 0.0032795 | 0.0035219 | 0.0037832 | 0.004065 | 0.004369 | 0.0046969 | 0.0050507 | 0.0054324 | 0.0058443 | 0.0062889 | 0.0067687 | 0.0072868 | 0.0078462 | 0.0084502 | 0.0091026 | 0.0098071 | 0.010568 | 0.01139 | 0.012279 | 0.17313 | 0.17293 | 0.17427 | 0.17493 | 0.17427 | 0.1738 | 0.17513 | 0.17713 | 0.17693 | 0.17693 | 0.17693 | 0.17693 | 0.17693 | 0.17693 | 0.17693 | 0.17693 | 0.17693 | 0.17693 | 0.17693 | 0.17693 | 704.4897 | 2699.5572 | 0.00060839 | 25429.7686 | 14409.073 | 69.8554 | 268.4359 | 3404.047 | 338.2912 | 3065.7558 | -11343.3172 | FALSE
| 60410654 | CTN002 | CTN | 22KV | 455.73 | 14 | 45198.6405 | 6.667% | Three phase | 97.13 | 0.0056953 | 0.0061561 | 0.0066557 | 0.0071974 | 0.0077848 | 0.008422 | 0.0091131 | 0.009863 | 0.010676 | 0.011559 | 0.012517 | 0.013557 | 0.014686 | 0.014936 | 0.014936 | 0.014936 | 0.014936 | 0.014936 | 0.014936 | 0.014936 | 0.17313 | 0.17293 | 0.17427 | 0.17493 | 0.17427 | 0.1738 | 0.17513 | 0.17713 | 0.17693 | 0.17693 | 0.17693 | 0.17693 | 0.17693 | 0.17693 | 0.17693 | 0.17693 | 0.17693 | 0.17693 | 0.17693 | 0.17693 | 1238.6867 | 8265.0187 | 0.0004878 | 44265.0549 | 25081.5654 | 56.0094 | 374.6453 | 9503.7054 | 430.6547 | 9073.0507 | -16008.5148 | FALSE
| 60410655 | CTN002 | CTN | 22KV | 306.51 | 14 | 45198.6405 | 6.667% | Three phase | 97.13 | 0.0038221 | 0.0041268 | 0.0044567 | 0.0048141 | 0.0052012 | 0.0056206 | 0.0060749 | 0.0065673 | 0.0071009 | 0.0076792 | 0.0083061 | 0.0089857 | 0.0097225 | 0.010046 | 0.010046 | 0.010046 | 0.010046 | 0.010046 | 0.010046 | 0.010046 | 0.17313 | 0.17293 | 0.17427 | 0.17493 | 0.17427 | 0.1738 | 0.17513 | 0.17713 | 0.17693 | 0.17693 | 0.17693 | 0.17693 | 0.17693 | 0.17693 | 0.17693 | 0.17693 | 0.17693 | 0.17693 | 0.17693 | 0.17693 | 828.1663 | 3716.536 | 0.00032808 | 29771.3163 | 16869.0905 | 37.6702 | 169.4706 | 4544.7024 | 207.1408 | 4337.5615 | -12531.529 | FALSE
| 60410668 | CTN002 | CTN | 22KV | 143.88 | 14 | 45198.6405 | 6.667% | Three phase | 97.13 | 0.0013468 | 0.0014682 | 0.001601 | 0.0017464 | 0.0019056 | 0.00208 | 0.0022708 | 0.0024799 | 0.002709 | 0.0029599 | 0.0032349 | 0.0035362 | 0.0038665 | 0.0042286 | 0.0046256 | 0.0047156 | 0.0047156 | 0.0047156 | 0.0047156 | 0.0047156 | 0.17313 | 0.17293 | 0.17427 | 0.17493 | 0.17427 | 0.1738 | 0.17513 | 0.17713 | 0.17693 | 0.17693 | 0.17693 | 0.17693 | 0.17693 | 0.17693 | 0.17693 | 0.17693 | 0.17693 | 0.17693 | 0.17693 | 0.17693 | 338.7011 | 713.1264 | 0.000154 | 13975.0644 | 7918.5826 | 17.6829 | 37.3427 | 1051.8275 | 55.0256 | 996.8019 | -6921.7807 | FALSE
| 60410670 | CTN002 | CTN | 22KV | 145.02 | 14 | 45198.6405 | 6.667% | Three phase | 97.13 | 0.0018008 | 0.0019402 | 0.0020909 | 0.0022537 | 0.0024297 | 0.00262 | 0.0028256 | 0.003048 | 0.0032885 | 0.0035485 | 0.0038297 | 0.0041339 | 0.004463 | 0.004753 | 0.004753 | 0.004753 | 0.004753 | 0.004753 | 0.004753 | 0.004753 | 0.17313 | 0.17293 | 0.17427 | 0.17493 | 0.17427 | 0.1738 | 0.17513 | 0.17713 | 0.17693 | 0.17693 | 0.17693 | 0.17693 | 0.17693 | 0.17693 | 0.17693 | 0.17693 | 0.17693 | 0.17693 | 0.17693 | 0.17693 | 387.4301 | 822.6213 | 0.00015522 | 14085.7926 | 7981.3236 | 17.823 | 37.9368 | 1210.0514 | 55.7598 | 1154.2915 | -6827.0321 | FALSE
| 60410683 | CTN002 | CTN | 22KV | 76.87 | 14 | 45198.6405 | 6.667% | Three phase | 97.13 | 0.00046986 | 0.00050535 | 0.00054368 | 0.00058506 | 0.00062977 | 0.00067806 | 0.00073024 | 0.00078663 | 0.00084757 | 0.00091344 | 0.00098465 | 0.0010616 | 0.0011449 | 0.0012349 | 0.0013323 | 0.0014377 | 0.0015516 | 0.0016749 | 0.0018083 | 0.0019527 | 0.17313 | 0.17293 | 0.17427 | 0.17493 | 0.17427 | 0.1738 | 0.17513 | 0.17713 | 0.17693 | 0.17693 | 0.17693 | 0.17693 | 0.17693 | 0.17693 | 0.17693 | 0.17693 | 0.17693 | 0.17693 | 0.17693 | 0.17693 | 110.4581 | 124.2675 | 8.2279e-05 | 7466.3831 | 4230.6189 | 9.4474 | 10.6591 | 234.7256 | 20.1064 | 214.6192 | -4015.9997 | FALSE
| 60410684 | CTN002 | CTN | 22KV | 502.71 | 14 | 45198.6405 | 6.667% | Three phase | 97.13 | 0.0030728 | 0.0033049 | 0.0035555 | 0.0038262 | 0.0041185 | 0.0044344 | 0.0047756 | 0.0051444 | 0.0055429 | 0.0059737 | 0.0064394 | 0.0069429 | 0.0074873 | 0.0080761 | 0.008713 | 0.0094019 | 0.010147 | 0.010953 | 0.011826 | 0.01277 | 0.17313 | 0.17293 | 0.17427 | 0.17493 | 0.17427 | 0.1738 | 0.17513 | 0.17713 | 0.17693 | 0.17693 | 0.17693 | 0.17693 | 0.17693 | 0.17693 | 0.17693 | 0.17693 | 0.17693 | 0.17693 | 0.17693 | 0.17693 | 722.3677 | 5314.7008 | 0.00053808 | 48828.2223 | 27667.1577 | 61.7833 | 455.8691 | 6037.0686 | 517.6524 | 5519.4162 | -22147.7415 | FALSE
| 60410705 | CTN003 | CTN | 22KV | 483.71 | 29 | 45198.6405 | 3.333% | Three phase | 97.13 | 0.0060726 | 0.0065791 | 0.0071295 | 0.0077278 | 0.0083782 | 0.0090853 | 0.0098541 | 0.01069 | 0.0116 | 0.012589 | 0.013665 | 0.014836 | 0.015853 | 0.015853 | 0.015853 | 0.015853 | 0.015853 | 0.015853 | 0.015853 | 0.015853 | 0.0698 | 0.0699 | 0.0708 | 0.071133 | 0.0708 | 0.0708 | 0.071233 | 0.072233 | 0.0719 | 0.0719 | 0.0719 | 0.0719 | 0.0719 | 0.0719 | 0.0719 | 0.0719 | 0.0719 | 0.0719 | 0.0719 | 0.0719 | 540.3819 | 9418.9167 | 0.00051775 | 46982.7523 | 26621.4733 | 24.1461 | 422.061 | 9959.2986 | 446.2071 | 9513.0914 | -17108.3819 | FALSE
| 60410745 | CTN003 | CTN | 22KV | 143.74 | 29 | 45198.6405 | 3.333% | Three phase | 97.13 | 0.00072916 | 0.0007814 | 0.0008376 | 0.0008981 | 0.00096321 | 0.0010333 | 0.0011088 | 0.0011901 | 0.0012776 | 0.0013719 | 0.0014735 | 0.0015829 | 0.0017009 | 0.001828 | 0.0019649 | 0.0021126 | 0.0022718 | 0.0024434 | 0.0026285 | 0.0028281 | 0.0698 | 0.0699 | 0.0708 | 0.071133 | 0.0708 | 0.0708 | 0.071233 | 0.072233 | 0.0719 | 0.0719 | 0.0719 | 0.0719 | 0.0719 | 0.0719 | 0.0719 | 0.0719 | 0.0719 | 0.0719 | 0.0719 | 0.0719 | 66.962 | 346.7451 | 0.00015385 | 13961.4662 | 7910.8775 | 7.1753 | 37.2701 | 413.707 | 44.4454 | 369.2617 | -7541.6159 | FALSE
| 60410766 | CTN003 | CTN | 22KV | 447.5 | 29 | 45198.6405 | 3.333% | Three phase | 97.13 | 0.0022701 | 0.0024327 | 0.0026077 | 0.002796 | 0.0029987 | 0.003217 | 0.0034519 | 0.003705 | 0.0039775 | 0.0042711 | 0.0045873 | 0.0049281 | 0.0052952 | 0.0056909 | 0.0061174 | 0.0065771 | 0.0070727 | 0.0076071 | 0.0081833 | 0.0088047 | 0.0698 | 0.0699 | 0.0708 | 0.071133 | 0.0708 | 0.0708 | 0.071233 | 0.072233 | 0.0719 | 0.0719 | 0.0719 | 0.0719 | 0.0719 | 0.0719 | 0.0719 | 0.0719 | 0.0719 | 0.0719 | 0.0719 | 0.0719 | 208.47 | 3360.7878 | 0.00047899 | 43465.675 | 24628.619 | 22.3386 | 361.2361 | 3569.2578 | 383.5747 | 3185.6831 | -21442.9359 | FALSE
| 60410773 | CTN003 | CTN | 22KV | 47.83 | 29 | 45198.6405 | 3.333% | Three phase | 97.13 | 0.00044644 | 0.00048599 | 0.00052921 | 0.00057644 | 0.00062807 | 0.00068452 | 0.00074624 | 0.00081374 | 0.00088758 | 0.00096835 | 0.0010567 | 0.0011534 | 0.0012592 | 0.0013751 | 0.0015019 | 0.0015676 | 0.0015676 | 0.0015676 | 0.0015676 | 0.0015676 | 0.0698 | 0.0699 | 0.0708 | 0.071133 | 0.0708 | 0.0708 | 0.071233 | 0.072233 | 0.0719 | 0.0719 | 0.0719 | 0.0719 | 0.0719 | 0.0719 | 0.0719 | 0.0719 | 0.0719 | 0.0719 | 0.0719 | 0.0719 | 45.2894 | 78.0159 | 5.1196e-05 | 4645.7279 | 2632.3728 | 2.3876 | 4.1267 | 123.3053 | 6.5143 | 116.791 | -2515.5819 | FALSE
| 60410774 | CTN003 | CTN | 22KV | 66.56 | 29 | 45198.6405 | 3.333% | Three phase | 97.13 | 0.00062126 | 0.0006763 | 0.00073644 | 0.00080217 | 0.00087402 | 0.00095258 | 0.0010385 | 0.0011324 | 0.0012351 | 0.0013475 | 0.0014705 | 0.0016051 | 0.0017524 | 0.0019136 | 0.00209 | 0.0021815 | 0.0021815 | 0.0021815 | 0.0021815 | 0.0021815 | 0.0698 | 0.0699 | 0.0708 | 0.071133 | 0.0708 | 0.0708 | 0.071233 | 0.072233 | 0.0719 | 0.0719 | 0.0719 | 0.0719 | 0.0719 | 0.0719 | 0.0719 | 0.0719 | 0.0719 | 0.0719 | 0.0719 | 0.0719 | 63.0246 | 151.0806 | 7.1244e-05 | 6464.9728 | 3663.1975 | 3.3226 | 7.9916 | 214.1052 | 11.3141 | 202.7911 | -3460.4064 | FALSE
| 60410775 | CTN003 | CTN | 22KV | 161.02 | 29 | 45198.6405 | 3.333% | Three phase | 97.13 | 0.0015029 | 0.0016361 | 0.0017816 | 0.0019406 | 0.0021144 | 0.0023044 | 0.0025122 | 0.0027395 | 0.002988 | 0.0032599 | 0.0035574 | 0.003883 | 0.0042393 | 0.0046292 | 0.0050561 | 0.0052774 | 0.0052774 | 0.0052774 | 0.0052774 | 0.0052774 | 0.0698 | 0.0699 | 0.0708 | 0.071133 | 0.0708 | 0.0708 | 0.071233 | 0.072233 | 0.0719 | 0.0719 | 0.0719 | 0.0719 | 0.0719 | 0.0719 | 0.0719 | 0.0719 | 0.0719 | 0.0719 | 0.0719 | 0.0719 | 152.4672 | 884.1823 | 0.00017235 | 15639.8726 | 8861.9 | 8.0379 | 46.7697 | 1036.6495 | 54.8076 | 981.8419 | -7880.058 | FALSE
| 60410776 | CTN003 | CTN | 22KV | 323.87 | 29 | 45198.6405 | 3.333% | Three phase | 97.13 | 0.0030376 | 0.0032786 | 0.0035397 | 0.0038225 | 0.0041288 | 0.0044607 | 0.0048204 | 0.0052102 | 0.0056327 | 0.0060906 | 0.0065872 | 0.0071256 | 0.0077094 | 0.0083426 | 0.0090293 | 0.0097743 | 0.010582 | 0.010615 | 0.010615 | 0.010615 | 0.0698 | 0.0699 | 0.0708 | 0.071133 | 0.0708 | 0.0708 | 0.071233 | 0.072233 | 0.0719 | 0.0719 | 0.0719 | 0.0719 | 0.0719 | 0.0719 | 0.0719 | 0.0719 | 0.0719 | 0.0719 | 0.0719 | 0.0719 | 291.7486 | 3403.5295 | 0.00034666 | 31457.4931 | 17824.5158 | 16.1671 | 189.2111 | 3695.2781 | 205.3782 | 3489.8999 | -14334.6159 | FALSE
| 60410777 | CTN003 | CTN | 22KV | 921.83 | 29 | 45198.6405 | 3.333% | Three phase | 97.13 | 0.0086267 | 0.0093009 | 0.01003 | 0.010819 | 0.011673 | 0.012597 | 0.013597 | 0.01468 | 0.015852 | 0.017121 | 0.018495 | 0.019983 | 0.021595 | 0.023341 | 0.025233 | 0.027282 | 0.029503 | 0.030213 | 0.030213 | 0.030213 | 0.0698 | 0.0699 | 0.0708 | 0.071133 | 0.0708 | 0.0708 | 0.071233 | 0.072233 | 0.0719 | 0.0719 | 0.0719 | 0.0719 | 0.0719 | 0.0719 | 0.0719 | 0.0719 | 0.0719 | 0.0719 | 0.0719 | 0.0719 | 821.9545 | 27293.477 | 0.0009867 | 89537.3479 | 50733.8544 | 46.0164 | 1532.8751 | 28115.4316 | 1578.8916 | 26536.54 | -24197.3144 | FALSE
| 60410778 | CTN003 | CTN | 22KV | 660.08 | 29 | 45198.6405 | 3.333% | Three phase | 97.13 | 0.0061772 | 0.00666 | 0.0071822 | 0.0077472 | 0.0083586 | 0.0090202 | 0.0097364 | 0.010512 | 0.011351 | 0.012259 | 0.013243 | 0.014309 | 0.015463 | 0.016713 | 0.018068 | 0.019535 | 0.021125 | 0.021634 | 0.021634 | 0.021634 | 0.0698 | 0.0699 | 0.0708 | 0.071133 | 0.0708 | 0.0708 | 0.071233 | 0.072233 | 0.0719 | 0.0719 | 0.0719 | 0.0719 | 0.0719 | 0.0719 | 0.0719 | 0.0719 | 0.0719 | 0.0719 | 0.0719 | 0.0719 | 588.5638 | 13994.2729 | 0.00070653 | 64113.5704 | 36328.1761 | 32.9502 | 785.956 | 14582.8367 | 818.9063 | 13763.9304 | -22564.2457 | FALSE
| 60410779 | CTN003 | CTN | 22KV | 3691.89 | 29 | 45198.6405 | 3.333% | Three phase | 97.13 | 0.03455 | 0.03725 | 0.040171 | 0.043331 | 0.04675 | 0.050451 | 0.054456 | 0.058792 | 0.063486 | 0.068568 | 0.074072 | 0.080032 | 0.086487 | 0.09348 | 0.10106 | 0.10926 | 0.11816 | 0.121 | 0.121 | 0.121 | 0.0698 | 0.0699 | 0.0708 | 0.071133 | 0.0708 | 0.0708 | 0.071233 | 0.072233 | 0.0719 | 0.0719 | 0.0719 | 0.0719 | 0.0719 | 0.0719 | 0.0719 | 0.0719 | 0.0719 | 0.0719 | 0.0719 | 0.0719 | 3291.8931 | 437778.7694 | 0.0039517 | 358593.2757 | 203186.9323 | 184.2938 | 24586.8339 | 441070.6625 | 24771.1278 | 416299.5347 | 213112.6024 | TRUE
| 60410780 | CTN003 | CTN | 22KV | 2904.24 | 29 | 45198.6405 | 3.333% | Three phase | 97.13 | 0.027179 | 0.029303 | 0.0316 | 0.034086 | 0.036776 | 0.039687 | 0.042838 | 0.046249 | 0.049941 | 0.053939 | 0.058269 | 0.062957 | 0.068036 | 0.073536 | 0.079496 | 0.085952 | 0.092948 | 0.095186 | 0.095186 | 0.095186 | 0.0698 | 0.0699 | 0.0708 | 0.071133 | 0.0708 | 0.0708 | 0.071233 | 0.072233 | 0.0719 | 0.0719 | 0.0719 | 0.0719 | 0.0719 | 0.0719 | 0.0719 | 0.0719 | 0.0719 | 0.0719 | 0.0719 | 0.0719 | 2589.5808 | 270908.2283 | 0.0031086 | 282088.8312 | 159837.811 | 144.9755 | 15214.9352 | 273497.8091 | 15359.9107 | 258137.8983 | 98300.0873 | TRUE
| 60410781 | CTN003 | CTN | 22KV | 96.25 | 29 | 45198.6405 | 3.333% | Three phase | 97.13 | 0.00090073 | 0.00097113 | 0.0010473 | 0.0011297 | 0.0012188 | 0.0013153 | 0.0014197 | 0.0015327 | 0.0016551 | 0.0017876 | 0.0019311 | 0.0020865 | 0.0022548 | 0.0024371 | 0.0026346 | 0.0028486 | 0.0030804 | 0.0031546 | 0.0031546 | 0.0031546 | 0.0698 | 0.0699 | 0.0708 | 0.071133 | 0.0708 | 0.0708 | 0.071233 | 0.072233 | 0.0719 | 0.0719 | 0.0719 | 0.0719 | 0.0719 | 0.0719 | 0.0719 | 0.0719 | 0.0719 | 0.0719 | 0.0719 | 0.0719 | 85.8218 | 297.5491 | 0.00010302 | 9348.7625 | 5297.2169 | 4.8047 | 16.7112 | 383.3709 | 21.5158 | 361.8551 | -4935.3618 | FALSE
| 60410782 | CTN003 | CTN | 22KV | 3422.01 | 29 | 45198.6405 | 3.333% | Three phase | 97.13 | 0.032024 | 0.034527 | 0.037234 | 0.040163 | 0.043333 | 0.046763 | 0.050476 | 0.054494 | 0.058845 | 0.063556 | 0.068657 | 0.074181 | 0.080165 | 0.086647 | 0.093668 | 0.10128 | 0.10952 | 0.11216 | 0.11216 | 0.11216 | 0.0698 | 0.0699 | 0.0708 | 0.071133 | 0.0708 | 0.0708 | 0.071233 | 0.072233 | 0.0719 | 0.0719 | 0.0719 | 0.0719 | 0.0719 | 0.0719 | 0.0719 | 0.0719 | 0.0719 | 0.0719 | 0.0719 | 0.0719 | 3051.2531 | 376114.2078 | 0.0036628 | 332379.8313 | 188333.8112 | 170.8218 | 21123.5862 | 379165.461 | 21294.408 | 357871.053 | 169537.2418 | TRUE
| 60410789 | CTN003 | CTN | 22KV | 11375.56 | 29 | 45198.6405 | 3.333% | Three phase | 97.13 | 0.057706 | 0.06184 | 0.066288 | 0.071075 | 0.076228 | 0.081776 | 0.087749 | 0.094182 | 0.10111 | 0.10857 | 0.11661 | 0.12527 | 0.13461 | 0.14466 | 0.15551 | 0.16719 | 0.17979 | 0.19337 | 0.20802 | 0.22382 | 0.0698 | 0.0699 | 0.0708 | 0.071133 | 0.0708 | 0.0708 | 0.071233 | 0.072233 | 0.0719 | 0.0719 | 0.0719 | 0.0719 | 0.0719 | 0.0719 | 0.0719 | 0.0719 | 0.0719 | 0.0719 | 0.0719 | 0.0719 | 5299.3593 | 2171703.7435 | 0.012176 | 1104908.1428 | 626065.5488 | 567.8516 | 233426.7769 | 2177003.1028 | 233994.6285 | 1943008.4743 | 1316942.9255 | TRUE
| 60410790 | CTN003 | CTN | 22KV | 709.7 | 29 | 45198.6405 | 3.333% | Three phase | 97.13 | 0.0036002 | 0.0038581 | 0.0041356 | 0.0044343 | 0.0047558 | 0.0051019 | 0.0054745 | 0.0058758 | 0.006308 | 0.0067736 | 0.0072751 | 0.0078155 | 0.0083978 | 0.0090253 | 0.0097017 | 0.010431 | 0.011217 | 0.012064 | 0.012978 | 0.013964 | 0.0698 | 0.0699 | 0.0708 | 0.071133 | 0.0708 | 0.0708 | 0.071233 | 0.072233 | 0.0719 | 0.0719 | 0.0719 | 0.0719 | 0.0719 | 0.0719 | 0.0719 | 0.0719 | 0.0719 | 0.0719 | 0.0719 | 0.0719 | 330.6172 | 8452.8784 | 0.00075964 | 68933.161 | 39059.0635 | 35.4272 | 908.5623 | 8783.4955 | 943.9895 | 7839.506 | -31219.5575 | FALSE
| 60410791 | CTN003 | CTN | 22KV | 519.64 | 29 | 45198.6405 | 3.333% | Three phase | 97.13 | 0.002636 | 0.0028249 | 0.0030281 | 0.0032467 | 0.0034821 | 0.0037356 | 0.0040084 | 0.0043023 | 0.0046187 | 0.0049596 | 0.0053268 | 0.0057225 | 0.0061488 | 0.0066083 | 0.0071035 | 0.0076374 | 0.0082129 | 0.0088334 | 0.0095025 | 0.010224 | 0.0698 | 0.0699 | 0.0708 | 0.071133 | 0.0708 | 0.0708 | 0.071233 | 0.072233 | 0.0719 | 0.0719 | 0.0719 | 0.0719 | 0.0719 | 0.0719 | 0.0719 | 0.0719 | 0.0719 | 0.0719 | 0.0719 | 0.0719 | 242.0768 | 4531.6896 | 0.00055621 | 50472.6332 | 28598.9175 | 25.9397 | 487.0912 | 4773.7664 | 513.0308 | 4260.7356 | -24338.1819 | FALSE
| 60410792 | CTN003 | CTN | 22KV | 964.78 | 29 | 45198.6405 | 3.333% | Three phase | 97.13 | 0.0048941 | 0.0052447 | 0.005622 | 0.006028 | 0.0064651 | 0.0069356 | 0.0074422 | 0.0079877 | 0.0085753 | 0.0092081 | 0.00989 | 0.010625 | 0.011416 | 0.012269 | 0.013189 | 0.01418 | 0.015248 | 0.0164 | 0.017643 | 0.018982 | 0.0698 | 0.0699 | 0.0708 | 0.071133 | 0.0708 | 0.0708 | 0.071233 | 0.072233 | 0.0719 | 0.0719 | 0.0719 | 0.0719 | 0.0719 | 0.0719 | 0.0719 | 0.0719 | 0.0719 | 0.0719 | 0.0719 | 0.0719 | 449.4474 | 15621.0993 | 0.0010327 | 93709.0814 | 53097.6515 | 48.1604 | 1679.0425 | 16070.5467 | 1727.2029 | 14343.3438 | -38754.3077 | FALSE
| 60410823 | CTN003 | CTN | 22KV | 22.54 | 29 | 45198.6405 | 3.333% | Three phase | 97.13 | 0.00028226 | 0.00030901 | 0.0003384 | 0.00037069 | 0.00040617 | 0.00044518 | 0.00048806 | 0.00053522 | 0.00058707 | 0.0006441 | 0.00070683 | 0.00073874 | 0.00073874 | 0.00073874 | 0.00073874 | 0.00073874 | 0.00073874 | 0.00073874 | 0.00073874 | 0.00073874 | 0.0698 | 0.0699 | 0.0708 | 0.071133 | 0.0708 | 0.0708 | 0.071233 | 0.072233 | 0.0719 | 0.0719 | 0.0719 | 0.0719 | 0.0719 | 0.0719 | 0.0719 | 0.0719 | 0.0719 | 0.0719 | 0.0719 | 0.0719 | 26.0132 | 21.1271 | 2.4126e-05 | 2189.3102 | 1240.5119 | 1.1252 | 0.91646 | 47.1403 | 2.0416 | 45.0987 | -1195.4132 | FALSE
| 60410833 | CTN003 | CTN | 22KV | 244.28 | 29 | 45198.6405 | 3.333% | Three phase | 97.13 | 0.0022963 | 0.0024814 | 0.0026821 | 0.0028997 | 0.0031358 | 0.0033918 | 0.0036697 | 0.0039711 | 0.0042983 | 0.0046533 | 0.0050387 | 0.0054572 | 0.0059114 | 0.0064047 | 0.0069405 | 0.0075223 | 0.0080062 | 0.0080062 | 0.0080062 | 0.0080062 | 0.0698 | 0.0699 | 0.0708 | 0.071133 | 0.0708 | 0.0708 | 0.071233 | 0.072233 | 0.0719 | 0.0719 | 0.0719 | 0.0719 | 0.0719 | 0.0719 | 0.0719 | 0.0719 | 0.0719 | 0.0719 | 0.0719 | 0.0719 | 222.1219 | 1954.4338 | 0.00026147 | 23726.9164 | 13444.199 | 12.1941 | 107.6418 | 2176.5557 | 119.8359 | 2056.7198 | -11387.4792 | FALSE
| 60410834 | CTN003 | CTN | 22KV | 686.47 | 29 | 45198.6405 | 3.333% | Three phase | 97.13 | 0.0064531 | 0.0069732 | 0.0075371 | 0.0081487 | 0.008812 | 0.0095316 | 0.010312 | 0.01116 | 0.012079 | 0.013077 | 0.01416 | 0.015336 | 0.016612 | 0.017998 | 0.019504 | 0.021139 | 0.022499 | 0.022499 | 0.022499 | 0.022499 | 0.0698 | 0.0699 | 0.0708 | 0.071133 | 0.0708 | 0.0708 | 0.071233 | 0.072233 | 0.0719 | 0.0719 | 0.0719 | 0.0719 | 0.0719 | 0.0719 | 0.0719 | 0.0719 | 0.0719 | 0.0719 | 0.0719 | 0.0719 | 624.2018 | 15434.3472 | 0.00073477 | 66676.8311 | 37780.5767 | 34.2676 | 850.0574 | 16058.549 | 884.3249 | 15174.224 | -22606.3527 | FALSE
| 60410838 | CTN003 | CTN | 22KV | 851.52 | 29 | 45198.6405 | 3.333% | Three phase | 97.13 | 0.0052175 | 0.0056837 | 0.0061939 | 0.0067525 | 0.007364 | 0.0080338 | 0.0087673 | 0.009571 | 0.010452 | 0.011417 | 0.012475 | 0.013635 | 0.014906 | 0.016301 | 0.017831 | 0.019509 | 0.02135 | 0.023371 | 0.025588 | 0.027908 | 0.0698 | 0.0699 | 0.0708 | 0.071133 | 0.0708 | 0.0708 | 0.071233 | 0.072233 | 0.0719 | 0.0719 | 0.0719 | 0.0719 | 0.0719 | 0.0719 | 0.0719 | 0.0719 | 0.0719 | 0.0719 | 0.0719 | 0.0719 | 577.5352 | 17705.6334 | 0.00091144 | 82708.1376 | 46864.2718 | 42.5067 | 1307.961 | 18283.1686 | 1350.4677 | 16932.7009 | -29931.5709 | FALSE
| 60410878 | CTN003 | CTN | 22KV | 199.38 | 29 | 45198.6405 | 3.333% | Three phase | 97.13 | 0.0018659 | 0.0020117 | 0.0021694 | 0.0023401 | 0.0025247 | 0.0027246 | 0.0029409 | 0.0031751 | 0.0034286 | 0.003703 | 0.0040002 | 0.0043221 | 0.0046707 | 0.0050484 | 0.0054575 | 0.0059007 | 0.006381 | 0.0065346 | 0.0065346 | 0.0065346 | 0.0698 | 0.0699 | 0.0708 | 0.071133 | 0.0708 | 0.0708 | 0.071233 | 0.072233 | 0.0719 | 0.0719 | 0.0719 | 0.0719 | 0.0719 | 0.0719 | 0.0719 | 0.0719 | 0.0719 | 0.0719 | 0.0719 | 0.0719 | 177.7782 | 1276.7927 | 0.00021341 | 19365.7794 | 10973.0817 | 9.9528 | 71.7081 | 1454.5709 | 81.6609 | 1372.91 | -9600.1717 | FALSE
| 60410879 | CTN003 | CTN | 22KV | 4360.44 | 29 | 45198.6405 | 3.333% | Three phase | 97.13 | 0.042276 | 0.045702 | 0.049418 | 0.053449 | 0.057824 | 0.062571 | 0.067723 | 0.073316 | 0.079387 | 0.085979 | 0.093138 | 0.10091 | 0.10936 | 0.11853 | 0.12849 | 0.13932 | 0.14291 | 0.14291 | 0.14291 | 0.14291 | 0.0698 | 0.0699 | 0.0708 | 0.071133 | 0.0708 | 0.0708 | 0.071233 | 0.072233 | 0.0719 | 0.0719 | 0.0719 | 0.0719 | 0.0719 | 0.0719 | 0.0719 | 0.0719 | 0.0719 | 0.0719 | 0.0719 | 0.0719 | 4068.3299 | 638997.9561 | 0.0046673 | 423529.5372 | 239981.2635 | 217.6669 | 34297.7581 | 643066.286 | 34515.4249 | 608550.8611 | 368569.5976 | TRUE
| 60410887 | CTN003 | CTN | 22KV | 201.29 | 29 | 45198.6405 | 3.333% | Three phase | 97.13 | 0.0025271 | 0.0027378 | 0.0029669 | 0.0032158 | 0.0034865 | 0.0037807 | 0.0041007 | 0.0044486 | 0.0048271 | 0.0052387 | 0.0056865 | 0.0061738 | 0.0065972 | 0.0065972 | 0.0065972 | 0.0065972 | 0.0065972 | 0.0065972 | 0.0065972 | 0.0065972 | 0.0698 | 0.0699 | 0.0708 | 0.071133 | 0.0708 | 0.0708 | 0.071233 | 0.072233 | 0.0719 | 0.0719 | 0.0719 | 0.0719 | 0.0719 | 0.0719 | 0.0719 | 0.0719 | 0.0719 | 0.0719 | 0.0719 | 0.0719 | 224.8733 | 1631.0798 | 0.00021545 | 19551.2977 | 11078.2005 | 10.0481 | 73.0886 | 1855.9532 | 83.1367 | 1772.8165 | -9305.384 | FALSE
| 60410888 | CTN003 | CTN | 22KV | 547.87 | 29 | 45198.6405 | 3.333% | Single phase | 44.74 | 0.0027792 | 0.0029783 | 0.0031926 | 0.0034231 | 0.0036713 | 0.0039385 | 0.0042262 | 0.004536 | 0.0048696 | 0.005229 | 0.0056162 | 0.0060334 | 0.0064829 | 0.0069673 | 0.0074895 | 0.0080523 | 0.0086591 | 0.0093133 | 0.010019 | 0.01078 | 0.0698 | 0.0699 | 0.0708 | 0.071133 | 0.0708 | 0.0708 | 0.071233 | 0.072233 | 0.0719 | 0.0719 | 0.0719 | 0.0719 | 0.0719 | 0.0719 | 0.0719 | 0.0719 | 0.0719 | 0.0719 | 0.0719 | 0.0719 | 255.2279 | 2320.3454 | 0.00058642 | 24511.7038 | 13888.877 | 27.3489 | 249.4036 | 2575.5733 | 276.7525 | 2298.8208 | -11590.0562 | FALSE
| 60410904 | CTN003 | CTN | 22KV | 73.23 | 29 | 45198.6405 | 3.333% | Three phase | 97.13 | 0.00070836 | 0.00076488 | 0.00082612 | 0.00089247 | 0.00096437 | 0.0010423 | 0.0011268 | 0.0012184 | 0.0013177 | 0.0014254 | 0.0015422 | 0.0016689 | 0.0018064 | 0.0019555 | 0.0021173 | 0.0022929 | 0.0024001 | 0.0024001 | 0.0024001 | 0.0024001 | 0.0698 | 0.0699 | 0.0708 | 0.071133 | 0.0708 | 0.0708 | 0.071233 | 0.072233 | 0.0719 | 0.0719 | 0.0719 | 0.0719 | 0.0719 | 0.0719 | 0.0719 | 0.0719 | 0.0719 | 0.0719 | 0.0719 | 0.0719 | 67.6925 | 178.5628 | 7.8383e-05 | 7112.8299 | 4030.2878 | 3.6555 | 9.6735 | 246.2553 | 13.329 | 232.9262 | -3797.3615 | FALSE
| 60410905 | CTN003 | CTN | 22KV | 535.67 | 29 | 45198.6405 | 3.333% | Three phase | 97.13 | 0.006725 | 0.0072858 | 0.0078954 | 0.0085579 | 0.0092781 | 0.010061 | 0.010913 | 0.011839 | 0.012846 | 0.013941 | 0.015133 | 0.01643 | 0.017556 | 0.017556 | 0.017556 | 0.017556 | 0.017556 | 0.017556 | 0.017556 | 0.017556 | 0.0698 | 0.0699 | 0.0708 | 0.071133 | 0.0708 | 0.0708 | 0.071233 | 0.072233 | 0.0719 | 0.0719 | 0.0719 | 0.0719 | 0.0719 | 0.0719 | 0.0719 | 0.0719 | 0.0719 | 0.0719 | 0.0719 | 0.0719 | 598.4296 | 11551.1566 | 0.00057336 | 52029.6271 | 29481.1449 | 26.7399 | 517.6065 | 12149.5862 | 544.3464 | 11605.2398 | -17875.9051 | FALSE
| 60410914 | CTN003 | CTN | 22KV | 234.82 | 29 | 45198.6405 | 3.333% | Three phase | 97.13 | 0.002282 | 0.0024699 | 0.0026739 | 0.0028955 | 0.0031363 | 0.0033979 | 0.0036822 | 0.0039912 | 0.0043271 | 0.0046922 | 0.0050892 | 0.0055209 | 0.0059904 | 0.0065011 | 0.0070565 | 0.0076608 | 0.0076962 | 0.0076962 | 0.0076962 | 0.0076962 | 0.0698 | 0.0699 | 0.0708 | 0.071133 | 0.0708 | 0.0708 | 0.071233 | 0.072233 | 0.0719 | 0.0719 | 0.0719 | 0.0719 | 0.0719 | 0.0719 | 0.0719 | 0.0719 | 0.0719 | 0.0719 | 0.0719 | 0.0719 | 221.2087 | 1871.0347 | 0.00025134 | 22808.0666 | 12923.5582 | 11.7219 | 99.4661 | 2092.2434 | 111.188 | 1981.0554 | -10942.5029 | FALSE
| 60410915 | CTN003 | CTN | 22KV | 182.66 | 29 | 45198.6405 | 3.333% | Three phase | 97.13 | 0.0017751 | 0.0019213 | 0.00208 | 0.0022524 | 0.0024397 | 0.0026432 | 0.0028643 | 0.0031047 | 0.0033659 | 0.00365 | 0.0039588 | 0.0042946 | 0.0046598 | 0.005057 | 0.0054891 | 0.0059591 | 0.0059866 | 0.0059866 | 0.0059866 | 0.0059866 | 0.0698 | 0.0699 | 0.0708 | 0.071133 | 0.0708 | 0.0708 | 0.071233 | 0.072233 | 0.0719 | 0.0719 | 0.0719 | 0.0719 | 0.0719 | 0.0719 | 0.0719 | 0.0719 | 0.0719 | 0.0719 | 0.0719 | 0.0719 | 172.0722 | 1132.1359 | 0.00019551 | 17741.7658 | 10052.8794 | 9.1181 | 60.1855 | 1304.2081 | 69.3036 | 1234.9044 | -8817.975 | FALSE
| 60410932 | CTN003 | CTN | 22KV | 1243.22 | 29 | 45198.6405 | 3.333% | Three phase | 97.13 | 0.0097462 | 0.010484 | 0.01128 | 0.01214 | 0.013069 | 0.014071 | 0.015154 | 0.016324 | 0.017588 | 0.018953 | 0.020429 | 0.022024 | 0.023748 | 0.025611 | 0.027625 | 0.029803 | 0.032158 | 0.034705 | 0.03746 | 0.040439 | 0.0698 | 0.0699 | 0.0708 | 0.071133 | 0.0708 | 0.0708 | 0.071233 | 0.072233 | 0.0719 | 0.0719 | 0.0719 | 0.0719 | 0.0719 | 0.0719 | 0.0719 | 0.0719 | 0.0719 | 0.0719 | 0.0719 | 0.0719 | 930.7052 | 41677.9711 | 0.0013307 | 120753.9586 | 68421.8809 | 62.0598 | 2788.0533 | 42608.6762 | 2850.1131 | 39758.5631 | -28663.3178 | FALSE
| 60410942 | CTN003 | CTN | 22KV | 497.12 | 29 | 45198.6405 | 3.333% | Three phase | 97.13 | 0.0046522 | 0.0050158 | 0.0054091 | 0.0058346 | 0.006295 | 0.0067933 | 0.0073327 | 0.0079165 | 0.0085485 | 0.0092328 | 0.0099739 | 0.010776 | 0.011646 | 0.012587 | 0.013607 | 0.014712 | 0.01591 | 0.016293 | 0.016293 | 0.016293 | 0.0698 | 0.0699 | 0.0708 | 0.071133 | 0.0708 | 0.0708 | 0.071233 | 0.072233 | 0.0719 | 0.0719 | 0.0719 | 0.0719 | 0.0719 | 0.0719 | 0.0719 | 0.0719 | 0.0719 | 0.0719 | 0.0719 | 0.0719 | 443.2597 | 7937.4255 | 0.0005321 | 48285.2656 | 27359.5063 | 24.8155 | 445.7872 | 8380.6852 | 470.6027 | 7910.0825 | -19449.4238 | FALSE
| 60410943 | CTN003 | CTN | 22KV | 315 | 29 | 45198.6405 | 3.333% | Covered | 390 | 0.0015979 | 0.0017124 | 0.0018356 | 0.0019681 | 0.0021108 | 0.0022645 | 0.0024299 | 0.002608 | 0.0027998 | 0.0030065 | 0.0032291 | 0.0034689 | 0.0037274 | 0.0040059 | 0.0043061 | 0.0046297 | 0.0049786 | 0.0053547 | 0.0057603 | 0.0061977 | 0.0698 | 0.0699 | 0.0708 | 0.071133 | 0.0708 | 0.0708 | 0.071233 | 0.072233 | 0.0719 | 0.0719 | 0.0719 | 0.0719 | 0.0719 | 0.0719 | 0.0719 | 0.0719 | 0.0719 | 0.0719 | 0.0719 | 0.0719 | 146.7443 | 6686.3227 | 0.00033717 | 122850 | 69609.5446 | 15.7243 | 718.6831 | 6833.067 | 734.4074 | 6098.6596 | -63510.8851 | FALSE
| 60410956 | CTN003 | CTN | 22KV | 1524.9 | 29 | 45198.6405 | 3.333% | Single phase | 44.74 | 0.007358 | 0.0078718 | 0.0084238 | 0.0090168 | 0.0096541 | 0.010339 | 0.011075 | 0.011867 | 0.012718 | 0.013633 | 0.014617 | 0.015675 | 0.016814 | 0.018039 | 0.019357 | 0.020775 | 0.022302 | 0.023944 | 0.025713 | 0.027617 | 0.0698 | 0.0699 | 0.0708 | 0.071133 | 0.0708 | 0.0708 | 0.071233 | 0.072233 | 0.0719 | 0.0719 | 0.0719 | 0.0719 | 0.0719 | 0.0719 | 0.0719 | 0.0719 | 0.0719 | 0.0719 | 0.0719 | 0.0719 | 663.373 | 16787.0535 | 0.0016322 | 68224.026 | 38657.2518 | 76.1208 | 1932.1037 | 17450.4265 | 2008.2245 | 15442.202 | -23215.0498 | FALSE
| 60410965 | CTN003 | CTN | 22KV | 2351.4 | 29 | 45198.6405 | 3.333% | Single phase | 44.74 | 0.012893 | 0.013818 | 0.014813 | 0.015883 | 0.017035 | 0.018275 | 0.01961 | 0.021048 | 0.022596 | 0.024263 | 0.026059 | 0.027994 | 0.030079 | 0.032325 | 0.034745 | 0.037354 | 0.040166 | 0.043198 | 0.046466 | 0.049991 | 0.0698 | 0.0699 | 0.0708 | 0.071133 | 0.0708 | 0.0708 | 0.071233 | 0.072233 | 0.0719 | 0.0719 | 0.0719 | 0.0719 | 0.0719 | 0.0719 | 0.0719 | 0.0719 | 0.0719 | 0.0719 | 0.0719 | 0.0719 | 1184.0819 | 46201.4299 | 0.0025169 | 105201.636 | 59609.5887 | 117.3785 | 4594.1029 | 47385.5117 | 4711.4814 | 42674.0303 | -16935.5584 | FALSE
| 60410966 | CTN003 | CTN | 22KV | 458.99 | 29 | 45198.6405 | 3.333% | Single phase | 44.74 | 0.0025168 | 0.0026972 | 0.0028914 | 0.0031003 | 0.0033252 | 0.0035673 | 0.0038279 | 0.0041085 | 0.0044107 | 0.0047362 | 0.0050867 | 0.0054644 | 0.0058713 | 0.0063097 | 0.0067822 | 0.0072915 | 0.0078404 | 0.0084322 | 0.0090702 | 0.0097581 | 0.0698 | 0.0699 | 0.0708 | 0.071133 | 0.0708 | 0.0708 | 0.071233 | 0.072233 | 0.0719 | 0.0719 | 0.0719 | 0.0719 | 0.0719 | 0.0719 | 0.0719 | 0.0719 | 0.0719 | 0.0719 | 0.0719 | 0.0719 | 231.1311 | 1760.3898 | 0.00049129 | 20535.2126 | 11635.7086 | 22.9121 | 175.0468 | 1991.5209 | 197.9589 | 1793.562 | -9842.1466 | FALSE
| 60410971 | CTN003 | CTN | 22KV | 383.19 | 29 | 45198.6405 | 3.333% | Single phase | 44.74 | 0.0019438 | 0.0020831 | 0.0022329 | 0.0023942 | 0.0025678 | 0.0027547 | 0.0029559 | 0.0031725 | 0.0034059 | 0.0036573 | 0.0039281 | 0.0042198 | 0.0045342 | 0.0048731 | 0.0052383 | 0.0056319 | 0.0060563 | 0.0065139 | 0.0070073 | 0.0075394 | 0.0698 | 0.0699 | 0.0708 | 0.071133 | 0.0708 | 0.0708 | 0.071233 | 0.072233 | 0.0719 | 0.0719 | 0.0719 | 0.0719 | 0.0719 | 0.0719 | 0.0719 | 0.0719 | 0.0719 | 0.0719 | 0.0719 | 0.0719 | 178.5109 | 1135.0786 | 0.00041015 | 17143.9206 | 9714.127 | 19.1283 | 122.0045 | 1313.5895 | 141.1328 | 1172.4567 | -8541.6704 | FALSE
| 60410981 | CTN003 | CTN | 22KV | 10997.86 | 29 | 45198.6405 | 3.333% | Three phase | 97.13 | 0.10338 | 0.11172 | 0.12075 | 0.13055 | 0.14118 | 0.15271 | 0.16521 | 0.17879 | 0.19351 | 0.2095 | 0.22685 | 0.24569 | 0.26614 | 0.28835 | 0.31247 | 0.33867 | 0.36045 | 0.36045 | 0.36045 | 0.36045 | 0.0698 | 0.0699 | 0.0708 | 0.071133 | 0.0708 | 0.0708 | 0.071233 | 0.072233 | 0.0719 | 0.0719 | 0.0719 | 0.0719 | 0.0719 | 0.0719 | 0.0719 | 0.0719 | 0.0719 | 0.0719 | 0.0719 | 0.0719 | 10000.2679 | 3961516.9097 | 0.011772 | 1068222.1418 | 605278.444 | 548.9973 | 218183.2851 | 3971517.1777 | 218732.2824 | 3752784.8953 | 3147506.4512 | TRUE
| 60410982 | CTN003 | CTN | 22KV | 2675.45 | 29 | 45198.6405 | 3.333% | Three phase | 97.13 | 0.02515 | 0.027177 | 0.029375 | 0.031759 | 0.034344 | 0.037149 | 0.040191 | 0.043493 | 0.047076 | 0.050965 | 0.055186 | 0.059769 | 0.064744 | 0.070147 | 0.076015 | 0.082387 | 0.087687 | 0.087687 | 0.087687 | 0.087687 | 0.0698 | 0.0699 | 0.0708 | 0.071133 | 0.0708 | 0.0708 | 0.071233 | 0.072233 | 0.0719 | 0.0719 | 0.0719 | 0.0719 | 0.0719 | 0.0719 | 0.0719 | 0.0719 | 0.0719 | 0.0719 | 0.0719 | 0.0719 | 2432.7657 | 234443.8358 | 0.0028637 | 259866.4585 | 147246.12 | 133.5546 | 12912.1565 | 236876.6015 | 13045.7111 | 223830.8904 | 76584.7705 | TRUE
| 60410983 | CTN003 | CTN | 22KV | 95.86 | 29 | 45198.6405 | 3.333% | Three phase | 97.13 | 0.00090112 | 0.00097374 | 0.0010525 | 0.0011379 | 0.0012305 | 0.001331 | 0.00144 | 0.0015583 | 0.0016867 | 0.001826 | 0.0019773 | 0.0021415 | 0.0023198 | 0.0025133 | 0.0027236 | 0.0029519 | 0.0031418 | 0.0031418 | 0.0031418 | 0.0031418 | 0.0698 | 0.0699 | 0.0708 | 0.071133 | 0.0708 | 0.0708 | 0.071233 | 0.072233 | 0.0719 | 0.0719 | 0.0719 | 0.0719 | 0.0719 | 0.0719 | 0.0719 | 0.0719 | 0.0719 | 0.0719 | 0.0719 | 0.0719 | 87.1647 | 300.9678 | 0.00010261 | 9310.8818 | 5275.7529 | 4.7852 | 16.576 | 388.1325 | 21.3612 | 366.7713 | -4908.9816 | FALSE
| 60410984 | CTN003 | CTN | 22KV | 804.25 | 29 | 45198.6405 | 3.333% | Three phase | 97.13 | 0.0075602 | 0.0081696 | 0.0088303 | 0.0095468 | 0.010324 | 0.011167 | 0.012082 | 0.013074 | 0.014151 | 0.01532 | 0.016589 | 0.017967 | 0.019462 | 0.021087 | 0.02285 | 0.024766 | 0.026359 | 0.026359 | 0.026359 | 0.026359 | 0.0698 | 0.0699 | 0.0708 | 0.071133 | 0.0708 | 0.0708 | 0.071233 | 0.072233 | 0.0719 | 0.0719 | 0.0719 | 0.0719 | 0.0719 | 0.0719 | 0.0719 | 0.0719 | 0.0719 | 0.0719 | 0.0719 | 0.0719 | 731.2982 | 21184.942 | 0.00086084 | 78116.8025 | 44262.7192 | 40.147 | 1166.7753 | 21916.2402 | 1206.9223 | 20709.3179 | -23553.4013 | FALSE
| 60410991 | CTN003 | CTN | 22KV | 2438.79 | 29 | 45198.6405 | 3.333% | Three phase | 97.13 | 0.030284 | 0.032629 | 0.035163 | 0.037901 | 0.040861 | 0.04406 | 0.047519 | 0.051258 | 0.055302 | 0.059675 | 0.064404 | 0.06952 | 0.075053 | 0.079931 | 0.079931 | 0.079931 | 0.079931 | 0.079931 | 0.079931 | 0.079931 | 0.0698 | 0.0699 | 0.0708 | 0.071133 | 0.0708 | 0.0708 | 0.071233 | 0.072233 | 0.0719 | 0.0719 | 0.0719 | 0.0719 | 0.0719 | 0.0719 | 0.0719 | 0.0719 | 0.0719 | 0.0719 | 0.0719 | 0.0719 | 2647.2371 | 232644.5783 | 0.0026104 | 236879.6727 | 134221.2955 | 121.7409 | 10728.8683 | 235291.8155 | 10850.6092 | 224441.2063 | 90219.9108 | TRUE
| 60410992 | CTN003 | CTN | 22KV | 1342.29 | 29 | 45198.6405 | 3.333% | Three phase | 97.13 | 0.016668 | 0.017959 | 0.019353 | 0.02086 | 0.022489 | 0.02425 | 0.026154 | 0.028212 | 0.030438 | 0.032844 | 0.035448 | 0.038263 | 0.041309 | 0.043993 | 0.043993 | 0.043993 | 0.043993 | 0.043993 | 0.043993 | 0.043993 | 0.0698 | 0.0699 | 0.0708 | 0.071133 | 0.0708 | 0.0708 | 0.071233 | 0.072233 | 0.0719 | 0.0719 | 0.0719 | 0.0719 | 0.0719 | 0.0719 | 0.0719 | 0.0719 | 0.0719 | 0.0719 | 0.0719 | 0.0719 | 1457.0176 | 70475.2839 | 0.0014367 | 130376.6277 | 73874.2994 | 67.0052 | 3250.1081 | 71932.3015 | 3317.1133 | 68615.1882 | -5259.1112 | FALSE
| 60410993 | CTN003 | CTN | 22KV | 2213.01 | 29 | 45198.6405 | 3.333% | Three phase | 97.13 | 0.02748 | 0.029608 | 0.031907 | 0.034392 | 0.037078 | 0.039981 | 0.043119 | 0.046513 | 0.050182 | 0.05415 | 0.058442 | 0.063084 | 0.068105 | 0.072531 | 0.072531 | 0.072531 | 0.072531 | 0.072531 | 0.072531 | 0.072531 | 0.0698 | 0.0699 | 0.0708 | 0.071133 | 0.0708 | 0.0708 | 0.071233 | 0.072233 | 0.0719 | 0.0719 | 0.0719 | 0.0719 | 0.0719 | 0.0719 | 0.0719 | 0.0719 | 0.0719 | 0.0719 | 0.0719 | 0.0719 | 2402.1594 | 191562.6682 | 0.0023687 | 214949.6613 | 121795.2628 | 110.4703 | 8834.2941 | 193964.8276 | 8944.7644 | 185020.0632 | 63224.8003 | TRUE
| 60410994 | CTN003 | CTN | 22KV | 4119.04 | 29 | 45198.6405 | 3.333% | Three phase | 97.13 | 0.051148 | 0.055109 | 0.059388 | 0.064013 | 0.069012 | 0.074416 | 0.080258 | 0.086574 | 0.093403 | 0.10079 | 0.10878 | 0.11742 | 0.12676 | 0.135 | 0.135 | 0.135 | 0.135 | 0.135 | 0.135 | 0.135 | 0.0698 | 0.0699 | 0.0708 | 0.071133 | 0.0708 | 0.0708 | 0.071233 | 0.072233 | 0.0719 | 0.0719 | 0.0719 | 0.0719 | 0.0719 | 0.0719 | 0.0719 | 0.0719 | 0.0719 | 0.0719 | 0.0719 | 0.0719 | 4471.1007 | 663645.4843 | 0.0044089 | 400082.3552 | 226695.5682 | 205.6166 | 30605.3339 | 668116.585 | 30810.9504 | 637305.6346 | 410610.0663 | TRUE
| 60410995 | CTN003 | CTN | 22KV | 520.33 | 29 | 45198.6405 | 3.333% | Three phase | 97.13 | 0.0065641 | 0.007129 | 0.0077445 | 0.0084151 | 0.0091461 | 0.0099428 | 0.010811 | 0.011758 | 0.012791 | 0.013917 | 0.015145 | 0.016485 | 0.017054 | 0.017054 | 0.017054 | 0.017054 | 0.017054 | 0.017054 | 0.017054 | 0.017054 | 0.0698 | 0.0699 | 0.0708 | 0.071133 | 0.0708 | 0.0708 | 0.071233 | 0.072233 | 0.0719 | 0.0719 | 0.0719 | 0.0719 | 0.0719 | 0.0719 | 0.0719 | 0.0719 | 0.0719 | 0.0719 | 0.0719 | 0.0719 | 587.8693 | 11022.3245 | 0.00055694 | 50539.6529 | 28636.8923 | 25.9741 | 488.3856 | 11610.1939 | 514.3597 | 11095.8341 | -17541.0582 | FALSE
| 60410999 | CTN003 | CTN | 22KV | 3851.02 | 29 | 45198.6405 | 3.333% | Three phase | 97.13 | 0.044497 | 0.04833 | 0.052507 | 0.05706 | 0.062023 | 0.067434 | 0.073334 | 0.079768 | 0.086786 | 0.094441 | 0.10279 | 0.11191 | 0.12185 | 0.12622 | 0.12622 | 0.12622 | 0.12622 | 0.12622 | 0.12622 | 0.12622 | 0.0698 | 0.0699 | 0.0708 | 0.071133 | 0.0708 | 0.0708 | 0.071233 | 0.072233 | 0.0719 | 0.0719 | 0.0719 | 0.0719 | 0.0719 | 0.0719 | 0.0719 | 0.0719 | 0.0719 | 0.0719 | 0.0719 | 0.0719 | 4136.9967 | 573984.7812 | 0.004122 | 374049.5726 | 211944.8141 | 192.2374 | 26752.0243 | 578121.7779 | 26944.2617 | 551177.5162 | 339232.7021 | TRUE
| 60411003 | CTN003 | CTN | 22KV | 99.8 | 29 | 45198.6405 | 3.333% | Single phase | 44.74 | 0.00093396 | 0.0010069 | 0.0010859 | 0.0011713 | 0.0012638 | 0.0013638 | 0.0014721 | 0.0015893 | 0.0017162 | 0.0018536 | 0.0020023 | 0.0021634 | 0.0023379 | 0.002527 | 0.0027318 | 0.0029536 | 0.003194 | 0.0032709 | 0.0032709 | 0.0032709 | 0.0698 | 0.0699 | 0.0708 | 0.071133 | 0.0708 | 0.0708 | 0.071233 | 0.072233 | 0.0719 | 0.0719 | 0.0719 | 0.0719 | 0.0719 | 0.0719 | 0.0719 | 0.0719 | 0.0719 | 0.0719 | 0.0719 | 0.0719 | 88.9872 | 147.3536 | 0.00010682 | 4465.052 | 2529.9979 | 4.9819 | 8.2758 | 236.3408 | 13.2576 | 223.0832 | -2306.9147 | FALSE
| 60411023 | CTN003 | CTN | 22KV | 1217.73 | 29 | 45198.6405 | 3.333% | Three phase | 97.13 | 0.011421 | 0.012327 | 0.013309 | 0.014372 | 0.015524 | 0.016772 | 0.018124 | 0.01959 | 0.021178 | 0.0229 | 0.024767 | 0.026792 | 0.028987 | 0.031368 | 0.03395 | 0.036751 | 0.039789 | 0.039911 | 0.039911 | 0.039911 | 0.0698 | 0.0699 | 0.0708 | 0.071133 | 0.0708 | 0.0708 | 0.071233 | 0.072233 | 0.0719 | 0.0719 | 0.0719 | 0.0719 | 0.0719 | 0.0719 | 0.0719 | 0.0719 | 0.0719 | 0.0719 | 0.0719 | 0.0719 | 1096.9557 | 48116.0636 | 0.0013034 | 118278.1149 | 67019.0128 | 60.7873 | 2674.8973 | 49213.0193 | 2735.6846 | 46477.3346 | -20541.6781 | FALSE
| 60411037 | CTN003 | CTN | 22KV | 30.19 | 29 | 45198.6405 | 3.333% | Single phase | 44.74 | 0.00033936 | 0.00037149 | 0.0004068 | 0.00044559 | 0.00048823 | 0.0005351 | 0.00058664 | 0.00064332 | 0.00070566 | 0.00077423 | 0.00084967 | 0.00093269 | 0.00098947 | 0.00098947 | 0.00098947 | 0.00098947 | 0.00098947 | 0.00098947 | 0.00098947 | 0.00098947 | 0.0698 | 0.0699 | 0.0708 | 0.071133 | 0.0708 | 0.0708 | 0.071233 | 0.072233 | 0.0719 | 0.0719 | 0.0719 | 0.0719 | 0.0719 | 0.0719 | 0.0719 | 0.0719 | 0.0719 | 0.0719 | 0.0719 | 0.0719 | 32.893 | 16.478 | 3.2314e-05 | 1350.7006 | 765.337 | 1.507 | 0.75731 | 49.371 | 2.2644 | 47.1067 | -718.2304 | FALSE
| 60411048 | CTN003 | CTN | 22KV | 2997.92 | 29 | 45198.6405 | 3.333% | Three phase | 97.13 | 0.028055 | 0.030248 | 0.03262 | 0.035186 | 0.037963 | 0.040968 | 0.04422 | 0.047741 | 0.051552 | 0.055679 | 0.060148 | 0.064988 | 0.07023 | 0.075909 | 0.08206 | 0.088725 | 0.095947 | 0.098256 | 0.098256 | 0.098256 | 0.0698 | 0.0699 | 0.0708 | 0.071133 | 0.0708 | 0.0708 | 0.071233 | 0.072233 | 0.0719 | 0.0719 | 0.0719 | 0.0719 | 0.0719 | 0.0719 | 0.0719 | 0.0719 | 0.0719 | 0.0719 | 0.0719 | 0.0719 | 2673.1111 | 288667.0869 | 0.0032089 | 291187.9696 | 164993.5854 | 149.6519 | 16212.3205 | 291340.198 | 16361.9724 | 274978.2256 | 109984.6402 | TRUE
| 60411073 | CTN003 | CTN | 22KV | 73.56 | 29 | 45198.6405 | 3.333% | Three phase | 97.13 | 0.00054658 | 0.00059822 | 0.00065498 | 0.00071741 | 0.00078606 | 0.00086159 | 0.00094469 | 0.0010361 | 0.0011368 | 0.0012476 | 0.0013697 | 0.0015041 | 0.0016521 | 0.0018152 | 0.0019949 | 0.0021929 | 0.0024109 | 0.0024109 | 0.0024109 | 0.0024109 | 0.0698 | 0.0699 | 0.0708 | 0.071133 | 0.0708 | 0.0708 | 0.071233 | 0.072233 | 0.0719 | 0.0719 | 0.0719 | 0.0719 | 0.0719 | 0.0719 | 0.0719 | 0.0719 | 0.0719 | 0.0719 | 0.0719 | 0.0719 | 61.2173 | 162.126 | 7.8736e-05 | 7144.8828 | 4048.4496 | 3.672 | 9.7609 | 223.3434 | 13.4329 | 209.9105 | -3838.5391 | FALSE
| 60411129 | CTN003 | CTN | 22KV | 427.72 | 29 | 45198.6405 | 3.333% | Three phase | 97.13 | 0.0021697 | 0.0023252 | 0.0024924 | 0.0026724 | 0.0028662 | 0.0030748 | 0.0032994 | 0.0035412 | 0.0038017 | 0.0040823 | 0.0043846 | 0.0047102 | 0.0050612 | 0.0054394 | 0.005847 | 0.0062864 | 0.0067601 | 0.0072709 | 0.0078216 | 0.0084155 | 0.0698 | 0.0699 | 0.0708 | 0.071133 | 0.0708 | 0.0708 | 0.071233 | 0.072233 | 0.0719 | 0.0719 | 0.0719 | 0.0719 | 0.0719 | 0.0719 | 0.0719 | 0.0719 | 0.0719 | 0.0719 | 0.0719 | 0.0719 | 199.2554 | 3070.2527 | 0.00045782 | 41544.4436 | 23540.0065 | 21.3512 | 330.0078 | 3269.5081 | 351.359 | 2918.1492 | -20621.8574 | FALSE
| 60411134 | CTN003 | CTN | 22KV | 830.82 | 29 | 45198.6405 | 3.333% | Three phase | 97.13 | 0.007775 | 0.0083827 | 0.00904 | 0.0097512 | 0.010521 | 0.011353 | 0.012255 | 0.013231 | 0.014287 | 0.015431 | 0.016669 | 0.01801 | 0.019463 | 0.021037 | 0.022741 | 0.024589 | 0.02659 | 0.02723 | 0.02723 | 0.02723 | 0.0698 | 0.0699 | 0.0708 | 0.071133 | 0.0708 | 0.0708 | 0.071233 | 0.072233 | 0.0719 | 0.0719 | 0.0719 | 0.0719 | 0.0719 | 0.0719 | 0.0719 | 0.0719 | 0.0719 | 0.0719 | 0.0719 | 0.0719 | 740.805 | 22170.2748 | 0.00088928 | 80697.5466 | 45725.0262 | 41.4733 | 1245.1423 | 22911.0798 | 1286.6156 | 21624.4641 | -24100.5621 | FALSE
| 60411143 | CTN003 | CTN | 22KV | 429.31 | 29 | 45198.6405 | 3.333% | Three phase | 97.13 | 0.0021778 | 0.0023338 | 0.0025017 | 0.0026824 | 0.0028768 | 0.0030862 | 0.0033116 | 0.0035544 | 0.0038158 | 0.0040975 | 0.0044009 | 0.0047277 | 0.00508 | 0.0054596 | 0.0058687 | 0.0063098 | 0.0067852 | 0.0072979 | 0.0078507 | 0.0084468 | 0.0698 | 0.0699 | 0.0708 | 0.071133 | 0.0708 | 0.0708 | 0.071233 | 0.072233 | 0.0719 | 0.0719 | 0.0719 | 0.0719 | 0.0719 | 0.0719 | 0.0719 | 0.0719 | 0.0719 | 0.0719 | 0.0719 | 0.0719 | 199.9961 | 3093.1218 | 0.00045952 | 41698.8803 | 23627.5138 | 21.4305 | 332.4659 | 3293.1179 | 353.8964 | 2939.2215 | -20688.2923 | FALSE
| 60411167 | CTN004 | CTN | 22KV | 473.54 | 8 | 45198.6405 | 11.11% | Three phase | 97.13 | 0.0058792 | 0.0064085 | 0.0069872 | 0.0076204 | 0.008313 | 0.0090709 | 0.0099004 | 0.010808 | 0.011802 | 0.01289 | 0.014081 | 0.015386 | 0.01552 | 0.01552 | 0.01552 | 0.01552 | 0.01552 | 0.01552 | 0.01552 | 0.01552 | 0.966 | 0.96056 | 0.95878 | 0.96167 | 0.95067 | 0.94256 | 0.94067 | 0.94156 | 0.93567 | 0.93567 | 0.93567 | 0.93567 | 0.93567 | 0.93567 | 0.93567 | 0.93567 | 0.93567 | 0.93567 | 0.93567 | 0.93567 | 7062.2135 | 9163.9503 | 0.00050686 | 45994.9402 | 26061.757 | 312.7965 | 404.4999 | 16226.1638 | 717.2964 | 15508.8674 | -10552.8896 | FALSE
| 60411175 | CTN004 | CTN | 22KV | 89.07 | 8 | 45198.6405 | 11.11% | Three phase | 97.13 | 0.00079773 | 0.00086561 | 0.00093954 | 0.0010201 | 0.0011078 | 0.0012034 | 0.0013076 | 0.0014212 | 0.001545 | 0.0016799 | 0.0018271 | 0.0019877 | 0.0021627 | 0.0023537 | 0.0025621 | 0.0027894 | 0.0029192 | 0.0029192 | 0.0029192 | 0.0029192 | 0.966 | 0.96056 | 0.95878 | 0.96167 | 0.95067 | 0.94256 | 0.94067 | 0.94156 | 0.93567 | 0.93567 | 0.93567 | 0.93567 | 0.93567 | 0.93567 | 0.93567 | 0.93567 | 0.93567 | 0.93567 | 0.93567 | 0.93567 | 1054.5597 | 257.5387 | 9.5338e-05 | 8651.3691 | 4902.0583 | 58.8351 | 14.3109 | 1312.0984 | 73.1461 | 1238.9523 | -3663.106 | FALSE
| 60411188 | CTN004 | CTN | 22KV | 242.63 | 8 | 45198.6405 | 11.11% | Three phase | 97.13 | 0.0022846 | 0.0024981 | 0.0027324 | 0.0029897 | 0.0032722 | 0.0035826 | 0.0039235 | 0.0042981 | 0.0047098 | 0.0051623 | 0.0056597 | 0.0062066 | 0.006808 | 0.0074695 | 0.0079521 | 0.0079521 | 0.0079521 | 0.0079521 | 0.0079521 | 0.0079521 | 0.966 | 0.96056 | 0.95878 | 0.96167 | 0.95067 | 0.94256 | 0.94067 | 0.94156 | 0.93567 | 0.93567 | 0.93567 | 0.93567 | 0.93567 | 0.93567 | 0.93567 | 0.93567 | 0.93567 | 0.93567 | 0.93567 | 0.93567 | 3108.1189 | 2067.7742 | 0.0002597 | 23566.6519 | 13353.3896 | 160.269 | 106.1926 | 5175.8931 | 266.4616 | 4909.4315 | -8443.9581 | FALSE
| 60411209 | CTN004 | CTN | 22KV | 737.05 | 8 | 45198.6405 | 11.11% | Single phase | 44.74 | 0.0066552 | 0.0072514 | 0.0079034 | 0.0086168 | 0.0093973 | 0.010252 | 0.011187 | 0.01221 | 0.013331 | 0.014558 | 0.015903 | 0.017375 | 0.018988 | 0.020756 | 0.022693 | 0.024157 | 0.024157 | 0.024157 | 0.024157 | 0.024157 | 0.966 | 0.96056 | 0.95878 | 0.96167 | 0.95067 | 0.94256 | 0.94067 | 0.94156 | 0.93567 | 0.93567 | 0.93567 | 0.93567 | 0.93567 | 0.93567 | 0.93567 | 0.93567 | 0.93567 | 0.93567 | 0.93567 | 0.93567 | 9006.1104 | 8383.8949 | 0.00078891 | 32975.617 | 18684.7186 | 486.8578 | 451.3793 | 17390.0053 | 938.237 | 16451.7683 | -2232.9503 | FALSE
| 60411229 | CTN004 | CTN | 22KV | 285.44 | 8 | 45198.6405 | 11.11% | Single phase | 44.74 | 0.0017447 | 0.0018765 | 0.0020188 | 0.0021725 | 0.0023385 | 0.0025178 | 0.0027116 | 0.002921 | 0.0031473 | 0.0033919 | 0.0036563 | 0.0039422 | 0.0042513 | 0.0045857 | 0.0049473 | 0.0053384 | 0.0057616 | 0.0062194 | 0.0067148 | 0.0072509 | 0.966 | 0.96056 | 0.95878 | 0.96167 | 0.95067 | 0.94256 | 0.94067 | 0.94156 | 0.93567 | 0.93567 | 0.93567 | 0.93567 | 0.93567 | 0.93567 | 0.93567 | 0.93567 | 0.93567 | 0.93567 | 0.93567 | 0.93567 | 2189.7155 | 789.2526 | 0.00030553 | 12770.5856 | 7236.0981 | 188.5472 | 67.6982 | 2978.9681 | 256.2454 | 2722.7227 | -4513.3753 | FALSE
| 60411230 | CTN004 | CTN | 22KV | 87.67 | 8 | 45198.6405 | 11.11% | Single phase | 44.74 | 0.00053588 | 0.00057635 | 0.00062006 | 0.00066726 | 0.00071825 | 0.00077333 | 0.00083284 | 0.00089715 | 0.00096665 | 0.0010418 | 0.001123 | 0.0012108 | 0.0013058 | 0.0014084 | 0.0015195 | 0.0016396 | 0.0017696 | 0.0019102 | 0.0020624 | 0.002227 | 0.966 | 0.96056 | 0.95878 | 0.96167 | 0.95067 | 0.94256 | 0.94067 | 0.94156 | 0.93567 | 0.93567 | 0.93567 | 0.93567 | 0.93567 | 0.93567 | 0.93567 | 0.93567 | 0.93567 | 0.93567 | 0.93567 | 0.93567 | 672.5489 | 74.4541 | 9.3839e-05 | 3922.3558 | 2222.4941 | 57.9103 | 6.3863 | 747.003 | 64.2967 | 682.7063 | -1539.7878 | FALSE
| 60411235 | CTN004 | CTN | 22KV | 104.36 | 8 | 45198.6405 | 11.11% | Three phase | 97.13 | 0.00096677 | 0.001037 | 0.0011126 | 0.0011939 | 0.0012814 | 0.0013756 | 0.001477 | 0.0015862 | 0.0017038 | 0.0018304 | 0.0019667 | 0.0021136 | 0.0022718 | 0.0024422 | 0.0026258 | 0.0028236 | 0.0030368 | 0.0032666 | 0.0034204 | 0.0034204 | 0.966 | 0.96056 | 0.95878 | 0.96167 | 0.95067 | 0.94256 | 0.94067 | 0.94156 | 0.93567 | 0.93567 | 0.93567 | 0.93567 | 0.93567 | 0.93567 | 0.93567 | 0.93567 | 0.93567 | 0.93567 | 0.93567 | 0.93567 | 1164.1579 | 332.993 | 0.0001117 | 10136.4868 | 5743.5591 | 68.9349 | 19.646 | 1497.1509 | 88.5809 | 1408.57 | -4334.989 | FALSE
| 60411237 | CTN004 | CTN | 22KV | 212.41 | 8 | 45198.6405 | 11.11% | Three phase | 97.13 | 0.001972 | 0.0021408 | 0.0023249 | 0.0025254 | 0.002744 | 0.0029823 | 0.0032421 | 0.0035254 | 0.0038344 | 0.0041714 | 0.0045391 | 0.0049403 | 0.0053781 | 0.0058559 | 0.0063774 | 0.0069467 | 0.0069617 | 0.0069617 | 0.0069617 | 0.0069617 | 0.966 | 0.96056 | 0.95878 | 0.96167 | 0.95067 | 0.94256 | 0.94067 | 0.94156 | 0.93567 | 0.93567 | 0.93567 | 0.93567 | 0.93567 | 0.93567 | 0.93567 | 0.93567 | 0.93567 | 0.93567 | 0.93567 | 0.93567 | 2591.8756 | 1509.4304 | 0.00022736 | 20631.3833 | 11690.201 | 140.3073 | 81.387 | 4101.306 | 221.6942 | 3879.6118 | -7810.5893 | FALSE
| 60411240 | CTN004 | CTN | 22KV | 128.98 | 8 | 45198.6405 | 11.11% | Three phase | 97.13 | 0.0012145 | 0.001328 | 0.0014525 | 0.0015893 | 0.0017395 | 0.0019045 | 0.0020857 | 0.0022848 | 0.0025037 | 0.0027442 | 0.0030087 | 0.0032994 | 0.0036191 | 0.0039707 | 0.0042273 | 0.0042273 | 0.0042273 | 0.0042273 | 0.0042273 | 0.0042273 | 0.966 | 0.96056 | 0.95878 | 0.96167 | 0.95067 | 0.94256 | 0.94067 | 0.94156 | 0.93567 | 0.93567 | 0.93567 | 0.93567 | 0.93567 | 0.93567 | 0.93567 | 0.93567 | 0.93567 | 0.93567 | 0.93567 | 0.93567 | 1652.249 | 584.3309 | 0.00013806 | 12527.8274 | 7098.5459 | 85.1976 | 30.0089 | 2236.5799 | 115.2065 | 2121.3734 | -4977.1725 | FALSE
| 60411243 | CTN004 | CTN | 22KV | 124.61 | 8 | 45198.6405 | 11.11% | Single phase | 44.74 | 0.00076167 | 0.0008192 | 0.00088133 | 0.00094842 | 0.0010209 | 0.0010992 | 0.0011838 | 0.0012752 | 0.001374 | 0.0014807 | 0.0015962 | 0.001721 | 0.0018559 | 0.0020019 | 0.0021597 | 0.0023305 | 0.0025152 | 0.0027151 | 0.0029314 | 0.0031654 | 0.966 | 0.96056 | 0.95878 | 0.96167 | 0.95067 | 0.94256 | 0.94067 | 0.94156 | 0.93567 | 0.93567 | 0.93567 | 0.93567 | 0.93567 | 0.93567 | 0.93567 | 0.93567 | 0.93567 | 0.93567 | 0.93567 | 0.93567 | 955.9293 | 150.4153 | 0.00013338 | 5575.0514 | 3158.9482 | 82.311 | 12.9019 | 1106.3446 | 95.2129 | 1011.1317 | -2147.8165 | FALSE
| 60411244 | CTN004 | CTN | 22KV | 165.44 | 8 | 45198.6405 | 11.11% | Single phase | 44.74 | 0.0010112 | 0.0010876 | 0.0011701 | 0.0012592 | 0.0013554 | 0.0014593 | 0.0015716 | 0.001693 | 0.0018241 | 0.0019659 | 0.0021192 | 0.0022849 | 0.0024641 | 0.0026578 | 0.0028674 | 0.0030941 | 0.0033394 | 0.0036047 | 0.0038919 | 0.0042026 | 0.966 | 0.96056 | 0.95878 | 0.96167 | 0.95067 | 0.94256 | 0.94067 | 0.94156 | 0.93567 | 0.93567 | 0.93567 | 0.93567 | 0.93567 | 0.93567 | 0.93567 | 0.93567 | 0.93567 | 0.93567 | 0.93567 | 0.93567 | 1269.1513 | 265.1352 | 0.00017708 | 7401.7856 | 4194.0165 | 109.2813 | 22.742 | 1534.2865 | 132.0233 | 1402.2632 | -2791.7533 | FALSE
| 60411247 | CTN004 | CTN | 22KV | 507.67 | 8 | 45198.6405 | 11.11% | Three phase | 97.13 | 0.0063575 | 0.0069599 | 0.0076218 | 0.008349 | 0.0091483 | 0.010027 | 0.010993 | 0.012055 | 0.013223 | 0.014507 | 0.01592 | 0.016639 | 0.016639 | 0.016639 | 0.016639 | 0.016639 | 0.016639 | 0.016639 | 0.016639 | 0.016639 | 0.966 | 0.96056 | 0.95878 | 0.96167 | 0.95067 | 0.94256 | 0.94067 | 0.94156 | 0.93567 | 0.93567 | 0.93567 | 0.93567 | 0.93567 | 0.93567 | 0.93567 | 0.93567 | 0.93567 | 0.93567 | 0.93567 | 0.93567 | 7704.3194 | 10717.5505 | 0.00054339 | 49309.9871 | 27940.1363 | 335.341 | 464.9092 | 18421.8699 | 800.2502 | 17621.6197 | -10318.5166 | FALSE
| 60411255 | CTN004 | CTN | 22KV | 38.65 | 8 | 45198.6405 | 11.11% | Single phase | 44.74 | 0.00023625 | 0.00025409 | 0.00027336 | 0.00029417 | 0.00031665 | 0.00034093 | 0.00036716 | 0.00039552 | 0.00042616 | 0.00045928 | 0.00049508 | 0.00053379 | 0.00057565 | 0.00062092 | 0.00066988 | 0.00072285 | 0.00078014 | 0.00084214 | 0.00090922 | 0.00098181 | 0.966 | 0.96056 | 0.95878 | 0.96167 | 0.95067 | 0.94256 | 0.94067 | 0.94156 | 0.93567 | 0.93567 | 0.93567 | 0.93567 | 0.93567 | 0.93567 | 0.93567 | 0.93567 | 0.93567 | 0.93567 | 0.93567 | 0.93567 | 296.4984 | 14.4706 | 4.137e-05 | 1729.201 | 979.8038 | 25.5302 | 1.2412 | 310.969 | 26.7714 | 284.1975 | -695.6063 | FALSE
| 60411263 | CTN004 | CTN | 22KV | 1089.07 | 8 | 45198.6405 | 11.11% | Three phase | 97.13 | 0.010111 | 0.010977 | 0.01192 | 0.012948 | 0.014069 | 0.015291 | 0.016623 | 0.018075 | 0.01966 | 0.021388 | 0.023273 | 0.02533 | 0.027575 | 0.030024 | 0.032698 | 0.035617 | 0.035694 | 0.035694 | 0.035694 | 0.035694 | 0.966 | 0.96056 | 0.95878 | 0.96167 | 0.95067 | 0.94256 | 0.94067 | 0.94156 | 0.93567 | 0.93567 | 0.93567 | 0.93567 | 0.93567 | 0.93567 | 0.93567 | 0.93567 | 0.93567 | 0.93567 | 0.93567 | 0.93567 | 13289.0821 | 39680.2842 | 0.0011657 | 105781.3691 | 59938.0784 | 719.3843 | 2139.5217 | 52969.3663 | 2858.906 | 50110.4603 | -9827.6181 | FALSE
| 60411271 | CTN004 | CTN | 22KV | 3491.61 | 8 | 45198.6405 | 11.11% | Single phase | 44.74 | 0.031619 | 0.034502 | 0.03766 | 0.041121 | 0.044913 | 0.049069 | 0.053626 | 0.058622 | 0.064101 | 0.07011 | 0.076703 | 0.083935 | 0.091871 | 0.10058 | 0.11014 | 0.11444 | 0.11444 | 0.11444 | 0.11444 | 0.11444 | 0.966 | 0.96056 | 0.95878 | 0.96167 | 0.95067 | 0.94256 | 0.94067 | 0.94156 | 0.93567 | 0.93567 | 0.93567 | 0.93567 | 0.93567 | 0.93567 | 0.93567 | 0.93567 | 0.93567 | 0.93567 | 0.93567 | 0.93567 | 43106.1297 | 190101.072 | 0.0037373 | 156214.6314 | 88514.6875 | 2306.3801 | 10129.7599 | 233207.2017 | 12436.14 | 220771.0617 | 132256.3742 | TRUE
| 60411272 | CTN004 | CTN | 22KV | 632.01 | 8 | 45198.6405 | 11.11% | Single phase | 44.74 | 0.0057234 | 0.0062452 | 0.0068168 | 0.0074432 | 0.0081296 | 0.0088819 | 0.0097067 | 0.010611 | 0.011603 | 0.012691 | 0.013884 | 0.015193 | 0.016629 | 0.018206 | 0.019936 | 0.020714 | 0.020714 | 0.020714 | 0.020714 | 0.020714 | 0.966 | 0.96056 | 0.95878 | 0.96167 | 0.95067 | 0.94256 | 0.94067 | 0.94156 | 0.93567 | 0.93567 | 0.93567 | 0.93567 | 0.93567 | 0.93567 | 0.93567 | 0.93567 | 0.93567 | 0.93567 | 0.93567 | 0.93567 | 7802.5624 | 6228.4647 | 0.00067648 | 28276.1274 | 16021.8832 | 417.4737 | 331.8911 | 14031.0272 | 749.3648 | 13281.6624 | -2740.2208 | FALSE
| 60411274 | CTN004 | CTN | 22KV | 114.18 | 8 | 45198.6405 | 11.11% | Three phase | 97.13 | 0.00106 | 0.0011508 | 0.0012497 | 0.0013575 | 0.001475 | 0.0016031 | 0.0017428 | 0.0018951 | 0.0020612 | 0.0022423 | 0.00244 | 0.0026557 | 0.002891 | 0.0031478 | 0.0034281 | 0.0037342 | 0.0037422 | 0.0037422 | 0.0037422 | 0.0037422 | 0.966 | 0.96056 | 0.95878 | 0.96167 | 0.95067 | 0.94256 | 0.94067 | 0.94156 | 0.93567 | 0.93567 | 0.93567 | 0.93567 | 0.93567 | 0.93567 | 0.93567 | 0.93567 | 0.93567 | 0.93567 | 0.93567 | 0.93567 | 1393.2506 | 436.1574 | 0.00012221 | 11090.3034 | 6284.0128 | 75.4215 | 23.5172 | 1829.408 | 98.9387 | 1730.4693 | -4553.5435 | FALSE
| 60411283 | CTN004 | CTN | 22KV | 197.78 | 8 | 45198.6405 | 11.11% | Three phase | 97.13 | 0.0018362 | 0.0019934 | 0.0021647 | 0.0023514 | 0.002555 | 0.0027768 | 0.0030188 | 0.0032826 | 0.0035703 | 0.0038841 | 0.0042265 | 0.0046001 | 0.0050077 | 0.0054526 | 0.0059382 | 0.0064682 | 0.0064822 | 0.0064822 | 0.0064822 | 0.0064822 | 0.966 | 0.96056 | 0.95878 | 0.96167 | 0.95067 | 0.94256 | 0.94067 | 0.94156 | 0.93567 | 0.93567 | 0.93567 | 0.93567 | 0.93567 | 0.93567 | 0.93567 | 0.93567 | 0.93567 | 0.93567 | 0.93567 | 0.93567 | 2413.357 | 1308.6633 | 0.0002117 | 19210.3714 | 10885.0241 | 130.6434 | 70.5618 | 3722.0203 | 201.2052 | 3520.815 | -7364.209 | FALSE
| 60411284 | CTN004 | CTN | 22KV | 49.07 | 8 | 45198.6405 | 11.11% | Three phase | 97.13 | 0.00045556 | 0.00049457 | 0.00053708 | 0.0005834 | 0.0006339 | 0.00068895 | 0.00074897 | 0.00081442 | 0.0008858 | 0.00096367 | 0.0010486 | 0.0011413 | 0.0012424 | 0.0013528 | 0.0014733 | 0.0016048 | 0.0016083 | 0.0016083 | 0.0016083 | 0.0016083 | 0.966 | 0.96056 | 0.95878 | 0.96167 | 0.95067 | 0.94256 | 0.94067 | 0.94156 | 0.93567 | 0.93567 | 0.93567 | 0.93567 | 0.93567 | 0.93567 | 0.93567 | 0.93567 | 0.93567 | 0.93567 | 0.93567 | 0.93567 | 598.7634 | 80.5555 | 5.2523e-05 | 4766.1691 | 2700.6175 | 32.4131 | 4.3435 | 679.3189 | 36.7566 | 642.5623 | -2058.0552 | FALSE
| 60411308 | CTN004 | CTN | 22KV | 709.4 | 8 | 45198.6405 | 11.11% | Three phase | 97.13 | 0.0088854 | 0.0096152 | 0.010407 | 0.011267 | 0.012201 | 0.013215 | 0.014316 | 0.015512 | 0.016812 | 0.018223 | 0.019757 | 0.021423 | 0.023234 | 0.02325 | 0.02325 | 0.02325 | 0.02325 | 0.02325 | 0.02325 | 0.02325 | 0.966 | 0.96056 | 0.95878 | 0.96167 | 0.95067 | 0.94256 | 0.94067 | 0.94156 | 0.93567 | 0.93567 | 0.93567 | 0.93567 | 0.93567 | 0.93567 | 0.93567 | 0.93567 | 0.93567 | 0.93567 | 0.93567 | 0.93567 | 10366.5062 | 20150.2797 | 0.00075932 | 68904.022 | 39042.5527 | 468.5936 | 907.7943 | 30516.7859 | 1376.3879 | 29140.3979 | -9902.1547 | FALSE
| 60411385 | CTN005 | CTN | 22KV | 670.78 | 0 | 45198.6405 | 100% | Three phase | 97.13 | 0.0077506 | 0.0084182 | 0.0091458 | 0.0099388 | 0.010803 | 0.011746 | 0.012773 | 0.013894 | 0.015117 | 0.01645 | 0.017905 | 0.019492 | 0.021224 | 0.021985 | 0.021985 | 0.021985 | 0.021985 | 0.021985 | 0.021985 | 0.021985 | 1.371 | 1.371 | 1.368 | 1.361 | 1.348 | 1.338 | 1.335 | 1.325 | 1.305 | 1.305 | 1.305 | 1.305 | 1.305 | 1.305 | 1.305 | 1.305 | 1.305 | 1.305 | 1.305 | 1.305 | 13286.8414 | 17414.421 | 0.00071798 | 65152.8614 | 36917.0616 | 623.3193 | 811.6435 | 30701.2624 | 1434.9628 | 29266.2996 | -7650.762 | FALSE
| 60411386 | CTN005 | CTN | 22KV | 207.19 | 0 | 45198.6405 | 100% | Three phase | 97.13 | 0.0019389 | 0.0020905 | 0.0022544 | 0.0024317 | 0.0026236 | 0.0028313 | 0.0030561 | 0.0032994 | 0.0035629 | 0.0038481 | 0.0041569 | 0.0044914 | 0.0048537 | 0.0052461 | 0.0056713 | 0.0061319 | 0.006631 | 0.0067906 | 0.0067906 | 0.0067906 | 1.371 | 1.371 | 1.368 | 1.361 | 1.348 | 1.338 | 1.335 | 1.325 | 1.305 | 1.305 | 1.305 | 1.305 | 1.305 | 1.305 | 1.305 | 1.305 | 1.305 | 1.305 | 1.305 | 1.305 | 3404.0882 | 1378.7794 | 0.00022177 | 20124.3647 | 11402.913 | 192.5304 | 77.436 | 4782.8675 | 269.9663 | 4512.9012 | -6890.0118 | FALSE
| 60411392 | CTN005 | CTN | 22KV | 39.84 | 0 | 45198.6405 | 100% | Three phase | 97.13 | 0.00037283 | 0.00040197 | 0.00043349 | 0.00046759 | 0.00050449 | 0.00054443 | 0.00058765 | 0.00063444 | 0.00068509 | 0.00073994 | 0.00079932 | 0.00086364 | 0.0009333 | 0.0010088 | 0.0010905 | 0.0011791 | 0.0012751 | 0.0013057 | 0.0013057 | 0.0013057 | 1.371 | 1.371 | 1.368 | 1.361 | 1.348 | 1.338 | 1.335 | 1.325 | 1.305 | 1.305 | 1.305 | 1.305 | 1.305 | 1.305 | 1.305 | 1.305 | 1.305 | 1.305 | 1.305 | 1.305 | 654.5628 | 50.9795 | 4.2643e-05 | 3869.6592 | 2192.635 | 37.0211 | 2.8631 | 705.5424 | 39.8843 | 665.6581 | -1526.977 | FALSE
| 60411393 | CTN005 | CTN | 22KV | 116.56 | 0 | 45198.6405 | 100% | Three phase | 97.13 | 0.0013468 | 0.0014628 | 0.0015892 | 0.001727 | 0.0018773 | 0.002041 | 0.0022196 | 0.0024144 | 0.0026268 | 0.0028585 | 0.0031113 | 0.0033871 | 0.0036881 | 0.0038202 | 0.0038202 | 0.0038202 | 0.0038202 | 0.0038202 | 0.0038202 | 0.0038202 | 1.371 | 1.371 | 1.368 | 1.361 | 1.348 | 1.338 | 1.335 | 1.325 | 1.305 | 1.305 | 1.305 | 1.305 | 1.305 | 1.305 | 1.305 | 1.305 | 1.305 | 1.305 | 1.305 | 1.305 | 2308.8259 | 525.8331 | 0.00012476 | 11321.4728 | 6414.9985 | 108.3129 | 24.5078 | 2834.659 | 132.8207 | 2701.8383 | -3713.1602 | FALSE
| 60411395 | CTN005 | CTN | 22KV | 56.16 | 0 | 45198.6405 | 100% | Three phase | 97.13 | 0.00070328 | 0.00076993 | 0.00084314 | 0.0009236 | 0.001012 | 0.0011092 | 0.001216 | 0.0013335 | 0.0014627 | 0.0016048 | 0.0017611 | 0.0018406 | 0.0018406 | 0.0018406 | 0.0018406 | 0.0018406 | 0.0018406 | 0.0018406 | 0.0018406 | 0.0018406 | 1.371 | 1.371 | 1.368 | 1.361 | 1.348 | 1.338 | 1.335 | 1.325 | 1.305 | 1.305 | 1.305 | 1.305 | 1.305 | 1.305 | 1.305 | 1.305 | 1.305 | 1.305 | 1.305 | 1.305 | 1195.6689 | 131.1556 | 6.0112e-05 | 5454.8208 | 3090.8229 | 52.1864 | 5.6893 | 1326.8244 | 57.8757 | 1268.9487 | -1821.8742 | FALSE
| 60411397 | CTN005 | CTN | 22KV | 165.72 | 0 | 45198.6405 | 100% | Three phase | 97.13 | 0.00098728 | 0.0010801 | 0.0011821 | 0.0012943 | 0.0014177 | 0.0015535 | 0.001703 | 0.0018674 | 0.0020485 | 0.0022479 | 0.0024674 | 0.0027093 | 0.0029758 | 0.0032694 | 0.003593 | 0.0039498 | 0.004343 | 0.0047767 | 0.0052549 | 0.0054314 | 1.371 | 1.371 | 1.368 | 1.361 | 1.348 | 1.338 | 1.335 | 1.325 | 1.305 | 1.305 | 1.305 | 1.305 | 1.305 | 1.305 | 1.305 | 1.305 | 1.305 | 1.305 | 1.305 | 1.305 | 2104.6163 | 682.8568 | 0.00017738 | 16096.3836 | 9120.5693 | 153.9946 | 49.5399 | 2787.4731 | 203.5344 | 2583.9386 | -6536.6306 | FALSE
| 60411398 | CTN005 | CTN | 22KV | 460.18 | 0 | 45198.6405 | 100% | Three phase | 97.13 | 0.0043074 | 0.0046957 | 0.0051207 | 0.0055858 | 0.0060949 | 0.0066525 | 0.007263 | 0.0079317 | 0.0086642 | 0.0094668 | 0.010346 | 0.01131 | 0.012367 | 0.013525 | 0.014794 | 0.015082 | 0.015082 | 0.015082 | 0.015082 | 0.015082 | 1.371 | 1.371 | 1.368 | 1.361 | 1.348 | 1.338 | 1.335 | 1.325 | 1.305 | 1.305 | 1.305 | 1.305 | 1.305 | 1.305 | 1.305 | 1.305 | 1.305 | 1.305 | 1.305 | 1.305 | 8105.8422 | 7294.9299 | 0.00049256 | 44697.2834 | 25326.4757 | 427.6202 | 381.9976 | 15400.7721 | 809.6178 | 14591.1543 | -10735.3214 | FALSE
| 60411402 | CTN005 | CTN | 22KV | 198.25 | 0 | 45198.6405 | 100% | Three phase | 97.13 | 0.0018553 | 0.0020003 | 0.0021571 | 0.0023268 | 0.0025104 | 0.0027092 | 0.0029242 | 0.0031571 | 0.0034091 | 0.003682 | 0.0039776 | 0.0042976 | 0.0046443 | 0.0050198 | 0.0054266 | 0.0058673 | 0.0063449 | 0.0064976 | 0.0064976 | 0.0064976 | 1.371 | 1.371 | 1.368 | 1.361 | 1.348 | 1.338 | 1.335 | 1.325 | 1.305 | 1.305 | 1.305 | 1.305 | 1.305 | 1.305 | 1.305 | 1.305 | 1.305 | 1.305 | 1.305 | 1.305 | 3257.2059 | 1262.361 | 0.0002122 | 19256.0225 | 10910.891 | 184.2229 | 70.8976 | 4519.5669 | 255.1205 | 4264.4464 | -6646.4446 | FALSE
| 60411403 | CTN005 | CTN | 22KV | 41.48 | 0 | 45198.6405 | 100% | Three phase | 97.13 | 0.00038818 | 0.00041852 | 0.00045134 | 0.00048684 | 0.00052526 | 0.00056684 | 0.00061184 | 0.00066055 | 0.00071329 | 0.00077039 | 0.00083223 | 0.00089919 | 0.00097172 | 0.0010503 | 0.0011354 | 0.0012276 | 0.0013275 | 0.0013595 | 0.0013595 | 0.0013595 | 1.371 | 1.371 | 1.368 | 1.361 | 1.348 | 1.338 | 1.335 | 1.325 | 1.305 | 1.305 | 1.305 | 1.305 | 1.305 | 1.305 | 1.305 | 1.305 | 1.305 | 1.305 | 1.305 | 1.305 | 681.5077 | 55.263 | 4.4399e-05 | 4028.9524 | 2282.8941 | 38.5451 | 3.1037 | 736.7707 | 41.6488 | 695.1219 | -1587.7722 | FALSE
| 60411408 | CTN005 | CTN | 22KV | 658.82 | 0 | 45198.6405 | 100% | Three phase | 97.13 | 0.0061654 | 0.0066473 | 0.0071685 | 0.0077324 | 0.0083426 | 0.009003 | 0.0097178 | 0.010491 | 0.011329 | 0.012236 | 0.013218 | 0.014282 | 0.015434 | 0.016682 | 0.018033 | 0.019498 | 0.021085 | 0.021593 | 0.021593 | 0.021593 | 1.371 | 1.371 | 1.368 | 1.361 | 1.348 | 1.338 | 1.335 | 1.325 | 1.305 | 1.305 | 1.305 | 1.305 | 1.305 | 1.305 | 1.305 | 1.305 | 1.305 | 1.305 | 1.305 | 1.305 | 10824.2742 | 13940.8977 | 0.00070518 | 63991.1866 | 36258.8308 | 612.2055 | 782.9583 | 24765.1719 | 1395.1639 | 23370.008 | -12888.8227 | FALSE
| 60411410 | CTN005 | CTN | 22KV | 656.29 | 0 | 45198.6405 | 100% | Three phase | 97.13 | 0.0082186 | 0.0089974 | 0.009853 | 0.010793 | 0.011826 | 0.012962 | 0.014211 | 0.015584 | 0.017093 | 0.018754 | 0.020581 | 0.02151 | 0.02151 | 0.02151 | 0.02151 | 0.02151 | 0.02151 | 0.02151 | 0.02151 | 0.02151 | 1.371 | 1.371 | 1.368 | 1.361 | 1.348 | 1.338 | 1.335 | 1.325 | 1.305 | 1.305 | 1.305 | 1.305 | 1.305 | 1.305 | 1.305 | 1.305 | 1.305 | 1.305 | 1.305 | 1.305 | 13972.6767 | 17911.1764 | 0.00070247 | 63745.4477 | 36119.5896 | 609.8546 | 776.9564 | 31883.8531 | 1386.811 | 30497.0421 | -5622.5475 | FALSE
| 60411411 | CTN005 | CTN | 22KV | 109.11 | 0 | 45198.6405 | 100% | Three phase | 97.13 | 0.0013664 | 0.0014958 | 0.0016381 | 0.0017944 | 0.0019662 | 0.002155 | 0.0023626 | 0.0025908 | 0.0028418 | 0.0031179 | 0.0034216 | 0.0035761 | 0.0035761 | 0.0035761 | 0.0035761 | 0.0035761 | 0.0035761 | 0.0035761 | 0.0035761 | 0.0035761 | 1.371 | 1.371 | 1.368 | 1.361 | 1.348 | 1.338 | 1.335 | 1.325 | 1.305 | 1.305 | 1.305 | 1.305 | 1.305 | 1.305 | 1.305 | 1.305 | 1.305 | 1.305 | 1.305 | 1.305 | 2322.9956 | 495.0643 | 0.00011679 | 10597.8543 | 6004.9802 | 101.39 | 21.4751 | 2818.0599 | 122.865 | 2695.1949 | -3309.7853 | FALSE
| 60411415 | CTN005 | CTN | 22KV | 149.88 | 0 | 45198.6405 | 100% | Three phase | 97.13 | 0.0014113 | 0.0015431 | 0.0016879 | 0.0018468 | 0.0020213 | 0.0022131 | 0.0024237 | 0.0026551 | 0.0029094 | 0.0031889 | 0.0034962 | 0.003834 | 0.0042055 | 0.0046141 | 0.0049123 | 0.0049123 | 0.0049123 | 0.0049123 | 0.0049123 | 0.0049123 | 1.371 | 1.371 | 1.368 | 1.361 | 1.348 | 1.338 | 1.335 | 1.325 | 1.305 | 1.305 | 1.305 | 1.305 | 1.305 | 1.305 | 1.305 | 1.305 | 1.305 | 1.305 | 1.305 | 1.305 | 2691.796 | 789.0445 | 0.00016043 | 14557.8444 | 8248.7987 | 139.2753 | 40.5221 | 3480.8405 | 179.7975 | 3301.043 | -4947.7557 | FALSE
| 60411420 | CTN006 | CTN | 22KV | 223.05 | 35 | 45198.6405 | 2.778% | Three phase | 97.13 | 0.0020655 | 0.0022394 | 0.0024287 | 0.0026348 | 0.0028591 | 0.0031032 | 0.0033691 | 0.0036586 | 0.0039739 | 0.0043173 | 0.0046915 | 0.0050992 | 0.0055435 | 0.0060277 | 0.0065554 | 0.0071307 | 0.0073104 | 0.0073104 | 0.0073104 | 0.0073104 | 0.16789 | 0.16722 | 0.16758 | 0.16758 | 0.16628 | 0.16544 | 0.16553 | 0.16617 | 0.16478 | 0.16478 | 0.16478 | 0.16478 | 0.16478 | 0.16478 | 0.16478 | 0.16478 | 0.16478 | 0.16478 | 0.16478 | 0.16478 | 473.4611 | 1647.0866 | 0.00023875 | 21664.8465 | 12275.7843 | 25.8602 | 89.7449 | 2120.5477 | 115.6051 | 2004.9426 | -10270.8416 | FALSE
| 60411421 | CTN006 | CTN | 22KV | 49.13 | 35 | 45198.6405 | 2.778% | Three phase | 97.13 | 0.00045495 | 0.00049327 | 0.00053497 | 0.00058035 | 0.00062975 | 0.00068353 | 0.00074208 | 0.00080585 | 0.0008753 | 0.00095096 | 0.0010334 | 0.0011232 | 0.001221 | 0.0013277 | 0.0014439 | 0.0015706 | 0.0016102 | 0.0016102 | 0.0016102 | 0.0016102 | 0.16789 | 0.16722 | 0.16758 | 0.16758 | 0.16628 | 0.16544 | 0.16553 | 0.16617 | 0.16478 | 0.16478 | 0.16478 | 0.16478 | 0.16478 | 0.16478 | 0.16478 | 0.16478 | 0.16478 | 0.16478 | 0.16478 | 0.16478 | 104.2867 | 79.9108 | 5.2587e-05 | 4771.9969 | 2703.9197 | 5.6961 | 4.3541 | 184.1975 | 10.0502 | 174.1473 | -2529.7724 | FALSE
| 60411422 | CTN006 | CTN | 22KV | 489.12 | 35 | 45198.6405 | 2.778% | Three phase | 97.13 | 0.0045293 | 0.0049108 | 0.0053259 | 0.0057777 | 0.0062695 | 0.0068049 | 0.0073879 | 0.0080228 | 0.0087142 | 0.0094674 | 0.010288 | 0.011182 | 0.012156 | 0.013218 | 0.014375 | 0.015637 | 0.016031 | 0.016031 | 0.016031 | 0.016031 | 0.16789 | 0.16722 | 0.16758 | 0.16758 | 0.16628 | 0.16544 | 0.16553 | 0.16617 | 0.16478 | 0.16478 | 0.16478 | 0.16478 | 0.16478 | 0.16478 | 0.16478 | 0.16478 | 0.16478 | 0.16478 | 0.16478 | 0.16478 | 1038.2393 | 7920.3219 | 0.00052354 | 47508.2256 | 26919.2182 | 56.7081 | 431.5548 | 8958.5612 | 488.2629 | 8470.2983 | -18448.9199 | FALSE
| 60411433 | CTN006 | CTN | 22KV | 4708.82 | 35 | 45198.6405 | 2.778% | Covered | 390 | 0.038219 | 0.041635 | 0.045372 | 0.049459 | 0.053933 | 0.058828 | 0.064187 | 0.070054 | 0.076478 | 0.083513 | 0.09122 | 0.099662 | 0.10891 | 0.11905 | 0.13016 | 0.14233 | 0.15433 | 0.15433 | 0.15433 | 0.15433 | 0.16789 | 0.16722 | 0.16758 | 0.16758 | 0.16628 | 0.16544 | 0.16553 | 0.16617 | 0.16478 | 0.16478 | 0.16478 | 0.16478 | 0.16478 | 0.16478 | 0.16478 | 0.16478 | 0.16478 | 0.16478 | 0.16478 | 0.16478 | 9352.5881 | 2758416.3642 | 0.0050402 | 1836439.8 | 1040567.6696 | 545.9365 | 160598.1357 | 2767768.9523 | 161144.0722 | 2606624.8801 | 1566057.2104 | TRUE
| 60411445 | CTN006 | CTN | 22KV | 1480.11 | 35 | 45198.6405 | 2.778% | Three phase | 97.13 | 0.013404 | 0.014626 | 0.015964 | 0.017431 | 0.019039 | 0.020801 | 0.022732 | 0.02485 | 0.027173 | 0.02972 | 0.032515 | 0.03558 | 0.038945 | 0.042637 | 0.046689 | 0.04851 | 0.04851 | 0.04851 | 0.04851 | 0.04851 | 0.16789 | 0.16722 | 0.16758 | 0.16758 | 0.16628 | 0.16544 | 0.16553 | 0.16617 | 0.16478 | 0.16478 | 0.16478 | 0.16478 | 0.16478 | 0.16478 | 0.16478 | 0.16478 | 0.16478 | 0.16478 | 0.16478 | 0.16478 | 3212.3006 | 74161.4997 | 0.0015843 | 143763.0843 | 81459.3637 | 171.6027 | 3951.783 | 77373.8003 | 4123.3857 | 73250.4146 | -8208.9491 | FALSE
| 60411446 | CTN006 | CTN | 22KV | 9690.49 | 35 | 45198.6405 | 2.778% | Three phase | 97.13 | 0.087755 | 0.095756 | 0.10452 | 0.11412 | 0.12465 | 0.13618 | 0.14883 | 0.1627 | 0.1779 | 0.19458 | 0.21288 | 0.23295 | 0.25498 | 0.27915 | 0.30568 | 0.3176 | 0.3176 | 0.3176 | 0.3176 | 0.3176 | 0.16789 | 0.16722 | 0.16758 | 0.16758 | 0.16628 | 0.16544 | 0.16553 | 0.16617 | 0.16478 | 0.16478 | 0.16478 | 0.16478 | 0.16478 | 0.16478 | 0.16478 | 0.16478 | 0.16478 | 0.16478 | 0.16478 | 0.16478 | 21031.3875 | 3178937.5261 | 0.010372 | 941237.2937 | 533326.0024 | 1123.507 | 169393.4362 | 3199968.9136 | 170516.9432 | 3029451.9704 | 2496125.9679 | TRUE
| 60411447 | CTN006 | CTN | 22KV | 232.87 | 35 | 45198.6405 | 2.778% | Three phase | 97.13 | 0.0018901 | 0.002059 | 0.0022438 | 0.002446 | 0.0026672 | 0.0029093 | 0.0031743 | 0.0034644 | 0.0037821 | 0.0041301 | 0.0045112 | 0.0049287 | 0.0053861 | 0.0058874 | 0.0064367 | 0.0070389 | 0.0076323 | 0.0076323 | 0.0076323 | 0.0076323 | 0.16789 | 0.16722 | 0.16758 | 0.16758 | 0.16628 | 0.16544 | 0.16553 | 0.16617 | 0.16478 | 0.16478 | 0.16478 | 0.16478 | 0.16478 | 0.16478 | 0.16478 | 0.16478 | 0.16478 | 0.16478 | 0.16478 | 0.16478 | 462.5229 | 1680.1634 | 0.00024926 | 22618.6631 | 12816.238 | 26.9987 | 97.821 | 2142.6863 | 124.8198 | 2017.8665 | -10798.3715 | FALSE
| 60411464 | CTN006 | CTN | 22KV | 135 | 35 | 45198.6405 | 2.778% | Three phase | 97.13 | 0.0010957 | 0.0011937 | 0.0013008 | 0.001418 | 0.0015462 | 0.0016866 | 0.0018402 | 0.0020084 | 0.0021926 | 0.0023943 | 0.0026152 | 0.0028573 | 0.0031224 | 0.003413 | 0.0037315 | 0.0040806 | 0.0044246 | 0.0044246 | 0.0044246 | 0.0044246 | 0.16789 | 0.16722 | 0.16758 | 0.16758 | 0.16628 | 0.16544 | 0.16553 | 0.16617 | 0.16478 | 0.16478 | 0.16478 | 0.16478 | 0.16478 | 0.16478 | 0.16478 | 0.16478 | 0.16478 | 0.16478 | 0.16478 | 0.16478 | 268.135 | 564.6664 | 0.0001445 | 13112.55 | 7429.8627 | 15.6518 | 32.8755 | 832.8014 | 48.5273 | 784.2741 | -6645.5886 | FALSE
| 60411466 | CTN006 | CTN | 22KV | 186.03 | 35 | 45198.6405 | 2.778% | Three phase | 97.13 | 0.0015099 | 0.0016449 | 0.0017925 | 0.001954 | 0.0021307 | 0.0023241 | 0.0025358 | 0.0027676 | 0.0030214 | 0.0032993 | 0.0036038 | 0.0039373 | 0.0043027 | 0.0047032 | 0.005142 | 0.005623 | 0.0060971 | 0.0060971 | 0.0060971 | 0.0060971 | 0.16789 | 0.16722 | 0.16758 | 0.16758 | 0.16628 | 0.16544 | 0.16553 | 0.16617 | 0.16478 | 0.16478 | 0.16478 | 0.16478 | 0.16478 | 0.16478 | 0.16478 | 0.16478 | 0.16478 | 0.16478 | 0.16478 | 0.16478 | 369.49 | 1072.236 | 0.00019912 | 18069.0939 | 10238.3508 | 21.5682 | 62.4268 | 1441.726 | 83.995 | 1357.7311 | -8880.6197 | FALSE
| 60411467 | CTN006 | CTN | 22KV | 7780.25 | 35 | 45198.6405 | 2.778% | Three phase | 97.13 | 0.069793 | 0.075371 | 0.081417 | 0.087969 | 0.095072 | 0.10277 | 0.11112 | 0.12018 | 0.13 | 0.14065 | 0.15221 | 0.16475 | 0.17836 | 0.19313 | 0.20916 | 0.22656 | 0.24545 | 0.255 | 0.255 | 0.255 | 0.16789 | 0.16722 | 0.16758 | 0.16758 | 0.16628 | 0.16544 | 0.16553 | 0.16617 | 0.16478 | 0.16478 | 0.16478 | 0.16478 | 0.16478 | 0.16478 | 0.16478 | 0.16478 | 0.16478 | 0.16478 | 0.16478 | 0.16478 | 15679.2201 | 1902543.8172 | 0.0083277 | 755695.6825 | 428193.9954 | 902.0354 | 109192.3485 | 1918223.0373 | 110094.3839 | 1808128.6534 | 1379934.658 | TRUE
| 60411474 | CTN006 | CTN | 22KV | 1624.98 | 35 | 45198.6405 | 2.778% | Three phase | 97.13 | 0.014554 | 0.015792 | 0.017141 | 0.01861 | 0.020211 | 0.021955 | 0.023856 | 0.025928 | 0.028186 | 0.030649 | 0.033334 | 0.036263 | 0.039457 | 0.042941 | 0.046742 | 0.05089 | 0.053258 | 0.053258 | 0.053258 | 0.053258 | 0.16789 | 0.16722 | 0.16758 | 0.16758 | 0.16628 | 0.16544 | 0.16553 | 0.16617 | 0.16478 | 0.16478 | 0.16478 | 0.16478 | 0.16478 | 0.16478 | 0.16478 | 0.16478 | 0.16478 | 0.16478 | 0.16478 | 0.16478 | 3382.0562 | 85718.7031 | 0.0017393 | 157834.3074 | 89432.4319 | 188.3988 | 4763.2255 | 89100.7594 | 4951.6243 | 84149.1351 | -5283.2968 | FALSE
| 60411481 | CTN006 | CTN | 22KV | 1502.18 | 35 | 45198.6405 | 2.778% | Three phase | 97.13 | 0.01342 | 0.014543 | 0.015764 | 0.017093 | 0.018539 | 0.020113 | 0.021825 | 0.023689 | 0.025718 | 0.027927 | 0.030333 | 0.032953 | 0.035807 | 0.038916 | 0.042303 | 0.045993 | 0.049234 | 0.049234 | 0.049234 | 0.049234 | 0.16789 | 0.16722 | 0.16758 | 0.16758 | 0.16628 | 0.16544 | 0.16553 | 0.16617 | 0.16478 | 0.16478 | 0.16478 | 0.16478 | 0.16478 | 0.16478 | 0.16478 | 0.16478 | 0.16478 | 0.16478 | 0.16478 | 0.16478 | 3094.4656 | 72501.7317 | 0.0016079 | 145906.7434 | 82674.0087 | 174.1614 | 4070.5121 | 75596.1973 | 4244.6736 | 71351.5237 | -11322.4849 | FALSE
| 60411482 | CTN006 | CTN | 22KV | 2015.76 | 35 | 45198.6405 | 2.778% | Three phase | 97.13 | 0.018008 | 0.019515 | 0.021154 | 0.022937 | 0.024878 | 0.026989 | 0.029287 | 0.031788 | 0.034511 | 0.037475 | 0.040704 | 0.044219 | 0.048049 | 0.052221 | 0.056766 | 0.061718 | 0.066066 | 0.066066 | 0.066066 | 0.066066 | 0.16789 | 0.16722 | 0.16758 | 0.16758 | 0.16628 | 0.16544 | 0.16553 | 0.16617 | 0.16478 | 0.16478 | 0.16478 | 0.16478 | 0.16478 | 0.16478 | 0.16478 | 0.16478 | 0.16478 | 0.16478 | 0.16478 | 0.16478 | 4152.4318 | 130551.5628 | 0.0021576 | 195790.7688 | 110939.4079 | 233.7055 | 7329.6418 | 134703.9945 | 7563.3472 | 127140.6473 | 16201.2394 | TRUE
| 60411483 | CTN006 | CTN | 22KV | 60 | 35 | 45198.6405 | 2.778% | Three phase | 97.13 | 0.00053601 | 0.00058087 | 0.00062966 | 0.00068274 | 0.00074049 | 0.00080334 | 0.00087173 | 0.00094618 | 0.0010272 | 0.0011155 | 0.0012116 | 0.0013162 | 0.0014302 | 0.0015544 | 0.0016897 | 0.0018371 | 0.0019665 | 0.0019665 | 0.0019665 | 0.0019665 | 0.16789 | 0.16722 | 0.16758 | 0.16758 | 0.16628 | 0.16544 | 0.16553 | 0.16617 | 0.16478 | 0.16478 | 0.16478 | 0.16478 | 0.16478 | 0.16478 | 0.16478 | 0.16478 | 0.16478 | 0.16478 | 0.16478 | 0.16478 | 123.599 | 115.6663 | 6.4222e-05 | 5827.8 | 3302.1612 | 6.9563 | 6.4939 | 239.2653 | 13.4503 | 225.815 | -3076.3462 | FALSE
| 60411484 | CTN006 | CTN | 22KV | 5487.61 | 35 | 45198.6405 | 2.778% | Three phase | 97.13 | 0.049023 | 0.053126 | 0.057589 | 0.062444 | 0.067726 | 0.073473 | 0.079729 | 0.086538 | 0.09395 | 0.10202 | 0.11081 | 0.12038 | 0.13081 | 0.14216 | 0.15454 | 0.16802 | 0.17986 | 0.17986 | 0.17986 | 0.17986 | 0.16789 | 0.16722 | 0.16758 | 0.16758 | 0.16628 | 0.16544 | 0.16553 | 0.16617 | 0.16478 | 0.16478 | 0.16478 | 0.16478 | 0.16478 | 0.16478 | 0.16478 | 0.16478 | 0.16478 | 0.16478 | 0.16478 | 0.16478 | 11304.3845 | 967544.4067 | 0.0058738 | 533011.5593 | 302016.2143 | 636.2287 | 54321.4783 | 978848.7911 | 54957.707 | 923891.0841 | 621874.8698 | TRUE
| 60411499 | CTN006 | CTN | 22KV | 424.97 | 35 | 45198.6405 | 2.778% | Three phase | 97.13 | 0.0039895 | 0.0043555 | 0.0047568 | 0.0051966 | 0.0056788 | 0.0062077 | 0.0067878 | 0.0074241 | 0.0081222 | 0.0088883 | 0.0097291 | 0.010652 | 0.011665 | 0.012778 | 0.013928 | 0.013928 | 0.013928 | 0.013928 | 0.013928 | 0.013928 | 0.16789 | 0.16722 | 0.16758 | 0.16758 | 0.16628 | 0.16544 | 0.16553 | 0.16617 | 0.16478 | 0.16478 | 0.16478 | 0.16478 | 0.16478 | 0.16478 | 0.16478 | 0.16478 | 0.16478 | 0.16478 | 0.16478 | 0.16478 | 948.1773 | 6284.95 | 0.00045487 | 41277.3361 | 23388.6575 | 49.2707 | 325.7779 | 7233.1273 | 375.0486 | 6858.0787 | -16530.5788 | FALSE
| 60411519 | CTN006 | CTN | 22KV | 439.66 | 35 | 45198.6405 | 2.778% | Three phase | 97.13 | 0.0040713 | 0.0044142 | 0.0047874 | 0.0051935 | 0.0056356 | 0.0061168 | 0.0066408 | 0.0072115 | 0.007833 | 0.00851 | 0.0092476 | 0.010051 | 0.010927 | 0.011881 | 0.012922 | 0.014056 | 0.01441 | 0.01441 | 0.01441 | 0.01441 | 0.16789 | 0.16722 | 0.16758 | 0.16758 | 0.16628 | 0.16544 | 0.16553 | 0.16617 | 0.16478 | 0.16478 | 0.16478 | 0.16478 | 0.16478 | 0.16478 | 0.16478 | 0.16478 | 0.16478 | 0.16478 | 0.16478 | 0.16478 | 933.2522 | 6399.4979 | 0.0004706 | 42704.1758 | 24197.1366 | 50.9738 | 348.6896 | 7332.7501 | 399.6634 | 6933.0866 | -17264.05 | FALSE
| 60411520 | CTN006 | CTN | 22KV | 36.64 | 35 | 45198.6405 | 2.778% | Three phase | 97.13 | 0.00033929 | 0.00036787 | 0.00039896 | 0.00043281 | 0.00046965 | 0.00050976 | 0.00055343 | 0.00060099 | 0.00065278 | 0.0007092 | 0.00077067 | 0.00083764 | 0.00091062 | 0.00099016 | 0.0010768 | 0.0011713 | 0.0012009 | 0.0012009 | 0.0012009 | 0.0012009 | 0.16789 | 0.16722 | 0.16758 | 0.16758 | 0.16628 | 0.16544 | 0.16553 | 0.16617 | 0.16478 | 0.16478 | 0.16478 | 0.16478 | 0.16478 | 0.16478 | 0.16478 | 0.16478 | 0.16478 | 0.16478 | 0.16478 | 0.16478 | 77.7746 | 44.445 | 3.9218e-05 | 3558.8432 | 2016.5198 | 4.248 | 2.4217 | 122.2196 | 6.6697 | 115.5499 | -1900.9699 | FALSE
| 60411525 | CTN006 | CTN | 22KV | 123.27 | 35 | 45198.6405 | 2.778% | Covered | 390 | 0.0011131 | 0.0012128 | 0.0013218 | 0.0014411 | 0.0015717 | 0.0017145 | 0.0018709 | 0.0020421 | 0.0022296 | 0.0024348 | 0.0026597 | 0.0029059 | 0.0031758 | 0.0034714 | 0.0037954 | 0.0040401 | 0.0040401 | 0.0040401 | 0.0040401 | 0.0040401 | 0.16789 | 0.16722 | 0.16758 | 0.16758 | 0.16628 | 0.16544 | 0.16553 | 0.16617 | 0.16478 | 0.16478 | 0.16478 | 0.16478 | 0.16478 | 0.16478 | 0.16478 | 0.16478 | 0.16478 | 0.16478 | 0.16478 | 0.16478 | 264.7909 | 2044.2563 | 0.00013194 | 48075.3 | 27240.5351 | 14.2918 | 110.0604 | 2309.0472 | 124.3522 | 2184.695 | -25055.8402 | FALSE
| 60411526 | CTN006 | CTN | 22KV | 336.26 | 35 | 45198.6405 | 2.778% | Single phase | 44.74 | 0.0043126 | 0.0047228 | 0.0051737 | 0.0056693 | 0.0062142 | 0.0068132 | 0.007472 | 0.0081967 | 0.0089938 | 0.0098708 | 0.010836 | 0.011021 | 0.011021 | 0.011021 | 0.011021 | 0.011021 | 0.011021 | 0.011021 | 0.011021 | 0.011021 | 0.16789 | 0.16722 | 0.16758 | 0.16758 | 0.16628 | 0.16544 | 0.16553 | 0.16617 | 0.16478 | 0.16478 | 0.16478 | 0.16478 | 0.16478 | 0.16478 | 0.16478 | 0.16478 | 0.16478 | 0.16478 | 0.16478 | 0.16478 | 908.9164 | 2194.8006 | 0.00035992 | 15044.2724 | 8524.4196 | 38.9857 | 93.9503 | 3103.717 | 132.936 | 2970.781 | -5553.6386 | FALSE
| 60411527 | CTN006 | CTN | 22KV | 1187.7 | 35 | 45198.6405 | 2.778% | Single phase | 44.74 | 0.015232 | 0.016681 | 0.018274 | 0.020025 | 0.021949 | 0.024065 | 0.026392 | 0.028951 | 0.031767 | 0.034864 | 0.038273 | 0.038927 | 0.038927 | 0.038927 | 0.038927 | 0.038927 | 0.038927 | 0.038927 | 0.038927 | 0.038927 | 0.16789 | 0.16722 | 0.16758 | 0.16758 | 0.16628 | 0.16544 | 0.16553 | 0.16617 | 0.16478 | 0.16478 | 0.16478 | 0.16478 | 0.16478 | 0.16478 | 0.16478 | 0.16478 | 0.16478 | 0.16478 | 0.16478 | 0.16478 | 3210.3729 | 27381.5583 | 0.0012713 | 53137.698 | 30109.0025 | 137.7009 | 1172.0907 | 30591.9312 | 1309.7916 | 29282.1396 | -826.8629 | FALSE
| 60411553 | CTN006 | CTN | 22KV | 16.83 | 35 | 45198.6405 | 2.778% | Three phase | 97.13 | 0.00015073 | 0.00016356 | 0.00017753 | 0.00019275 | 0.00020932 | 0.00022739 | 0.00024707 | 0.00026853 | 0.00029193 | 0.00031743 | 0.00034524 | 0.00037557 | 0.00040865 | 0.00044474 | 0.00048411 | 0.00052707 | 0.0005516 | 0.0005516 | 0.0005516 | 0.0005516 | 0.16789 | 0.16722 | 0.16758 | 0.16758 | 0.16628 | 0.16544 | 0.16553 | 0.16617 | 0.16478 | 0.16478 | 0.16478 | 0.16478 | 0.16478 | 0.16478 | 0.16478 | 0.16478 | 0.16478 | 0.16478 | 0.16478 | 0.16478 | 35.0281 | 9.1949 | 1.8014e-05 | 1634.6979 | 926.2562 | 1.9513 | 0.51094 | 44.223 | 2.4622 | 41.7608 | -884.4954 | FALSE
| 60411554 | CTN006 | CTN | 22KV | 271.66 | 35 | 45198.6405 | 2.778% | Three phase | 97.13 | 0.0024331 | 0.0026401 | 0.0028656 | 0.0031112 | 0.0033788 | 0.0036704 | 0.0039881 | 0.0043345 | 0.0047121 | 0.0051238 | 0.0055727 | 0.0060623 | 0.0065963 | 0.0071788 | 0.0078143 | 0.0085077 | 0.0089036 | 0.0089036 | 0.0089036 | 0.0089036 | 0.16789 | 0.16722 | 0.16758 | 0.16758 | 0.16628 | 0.16544 | 0.16553 | 0.16617 | 0.16478 | 0.16478 | 0.16478 | 0.16478 | 0.16478 | 0.16478 | 0.16478 | 0.16478 | 0.16478 | 0.16478 | 0.16478 | 0.16478 | 565.4035 | 2395.6918 | 0.00029078 | 26386.3358 | 14951.0852 | 31.496 | 133.124 | 2961.0953 | 164.6201 | 2796.4752 | -12154.61 | FALSE
| 60411564 | CTN006 | CTN | 22KV | 53.08 | 35 | 45198.6405 | 2.778% | Three phase | 97.13 | 0.00061332 | 0.00066615 | 0.00072372 | 0.00078648 | 0.00085488 | 0.00092946 | 0.0010108 | 0.0010995 | 0.0011962 | 0.0013017 | 0.0014168 | 0.0015424 | 0.0016795 | 0.0017397 | 0.0017397 | 0.0017397 | 0.0017397 | 0.0017397 | 0.0017397 | 0.0017397 | 0.16789 | 0.16722 | 0.16758 | 0.16758 | 0.16628 | 0.16544 | 0.16553 | 0.16617 | 0.16478 | 0.16478 | 0.16478 | 0.16478 | 0.16478 | 0.16478 | 0.16478 | 0.16478 | 0.16478 | 0.16478 | 0.16478 | 0.16478 | 131.7519 | 109.0462 | 5.6815e-05 | 5155.6604 | 2921.3119 | 6.154 | 5.0824 | 240.7982 | 11.2364 | 229.5618 | -2691.7502 | FALSE
| 60411586 | CTN006 | CTN | 22KV | 40.55 | 35 | 45198.6405 | 2.778% | Three phase | 97.13 | 0.00046854 | 0.0005089 | 0.00055288 | 0.00060082 | 0.00065308 | 0.00071005 | 0.00077218 | 0.00083993 | 0.00091383 | 0.00099444 | 0.0010824 | 0.0011783 | 0.001283 | 0.001329 | 0.001329 | 0.001329 | 0.001329 | 0.001329 | 0.001329 | 0.001329 | 0.16789 | 0.16722 | 0.16758 | 0.16758 | 0.16628 | 0.16544 | 0.16553 | 0.16617 | 0.16478 | 0.16478 | 0.16478 | 0.16478 | 0.16478 | 0.16478 | 0.16478 | 0.16478 | 0.16478 | 0.16478 | 0.16478 | 0.16478 | 100.6507 | 63.6401 | 4.3403e-05 | 3938.6215 | 2231.7106 | 4.7013 | 2.9661 | 164.2908 | 7.6674 | 156.6234 | -2075.0873 | FALSE
| 60411587 | CTN006 | CTN | 22KV | 618.24 | 35 | 45198.6405 | 2.778% | Three phase | 97.13 | 0.0071435 | 0.0077589 | 0.0084294 | 0.0091603 | 0.0099571 | 0.010826 | 0.011773 | 0.012806 | 0.013933 | 0.015162 | 0.016502 | 0.017965 | 0.019562 | 0.020263 | 0.020263 | 0.020263 | 0.020263 | 0.020263 | 0.020263 | 0.020263 | 0.16789 | 0.16722 | 0.16758 | 0.16758 | 0.16628 | 0.16544 | 0.16553 | 0.16617 | 0.16478 | 0.16478 | 0.16478 | 0.16478 | 0.16478 | 0.16478 | 0.16478 | 0.16478 | 0.16478 | 0.16478 | 0.16478 | 0.16478 | 1534.5577 | 14793.2307 | 0.00066174 | 60049.6512 | 34025.4691 | 71.6782 | 689.4762 | 16327.7884 | 761.1544 | 15566.634 | -18458.8351 | FALSE
| 60411588 | CTN006 | CTN | 22KV | 228.86 | 35 | 45198.6405 | 2.778% | Three phase | 97.13 | 0.0026444 | 0.0028722 | 0.0031204 | 0.003391 | 0.0036859 | 0.0040075 | 0.0043581 | 0.0047405 | 0.0051575 | 0.0056125 | 0.0061088 | 0.0066504 | 0.0072414 | 0.0075008 | 0.0075008 | 0.0075008 | 0.0075008 | 0.0075008 | 0.0075008 | 0.0075008 | 0.16789 | 0.16722 | 0.16758 | 0.16758 | 0.16628 | 0.16544 | 0.16553 | 0.16617 | 0.16478 | 0.16478 | 0.16478 | 0.16478 | 0.16478 | 0.16478 | 0.16478 | 0.16478 | 0.16478 | 0.16478 | 0.16478 | 0.16478 | 568.0624 | 2027.1627 | 0.00024496 | 22229.1718 | 12595.5436 | 26.5338 | 94.4811 | 2595.2251 | 121.0149 | 2474.2102 | -10121.3334 | FALSE
| 60411589 | CTN006 | CTN | 22KV | 105.77 | 35 | 45198.6405 | 2.778% | Three phase | 97.13 | 0.0012221 | 0.0013274 | 0.0014421 | 0.0015672 | 0.0017035 | 0.0018521 | 0.0020141 | 0.0021909 | 0.0023836 | 0.0025939 | 0.0028233 | 0.0030735 | 0.0033467 | 0.0034666 | 0.0034666 | 0.0034666 | 0.0034666 | 0.0034666 | 0.0034666 | 0.0034666 | 0.16789 | 0.16722 | 0.16758 | 0.16758 | 0.16628 | 0.16544 | 0.16553 | 0.16617 | 0.16478 | 0.16478 | 0.16478 | 0.16478 | 0.16478 | 0.16478 | 0.16478 | 0.16478 | 0.16478 | 0.16478 | 0.16478 | 0.16478 | 262.5359 | 432.986 | 0.00011321 | 10273.4401 | 5821.1598 | 12.2629 | 20.1804 | 695.5218 | 32.4433 | 663.0785 | -5158.0813 | FALSE
| 60411604 | CTN006 | CTN | 22KV | 5081.2 | 35 | 45198.6405 | 2.778% | Three phase | 97.13 | 0.047173 | 0.051213 | 0.055614 | 0.060411 | 0.06564 | 0.071341 | 0.077556 | 0.084333 | 0.091725 | 0.099788 | 0.10858 | 0.11818 | 0.12865 | 0.14008 | 0.15256 | 0.16618 | 0.16654 | 0.16654 | 0.16654 | 0.16654 | 0.16789 | 0.16722 | 0.16758 | 0.16758 | 0.16628 | 0.16544 | 0.16553 | 0.16617 | 0.16478 | 0.16478 | 0.16478 | 0.16478 | 0.16478 | 0.16478 | 0.16478 | 0.16478 | 0.16478 | 0.16478 | 0.16478 | 0.16478 | 10899.1666 | 863765.3187 | 0.0054387 | 493536.956 | 279649.0253 | 589.1099 | 46573.3718 | 874664.4853 | 47162.4817 | 827502.0035 | 547852.9782 | TRUE
| 60411605 | CTN006 | CTN | 22KV | 1975.05 | 35 | 45198.6405 | 2.778% | Three phase | 97.13 | 0.018336 | 0.019906 | 0.021617 | 0.023482 | 0.025514 | 0.02773 | 0.030146 | 0.03278 | 0.035653 | 0.038787 | 0.042206 | 0.045937 | 0.050007 | 0.05445 | 0.059299 | 0.064592 | 0.064732 | 0.064732 | 0.064732 | 0.064732 | 0.16789 | 0.16722 | 0.16758 | 0.16758 | 0.16628 | 0.16544 | 0.16553 | 0.16617 | 0.16478 | 0.16478 | 0.16478 | 0.16478 | 0.16478 | 0.16478 | 0.16478 | 0.16478 | 0.16478 | 0.16478 | 0.16478 | 0.16478 | 4236.4794 | 130502.6627 | 0.002114 | 191836.6065 | 108698.8915 | 228.9856 | 7036.5745 | 134739.1421 | 7265.5601 | 127473.582 | 18774.6905 | TRUE
| 60411606 | CTN006 | CTN | 22KV | 1752.29 | 35 | 45198.6405 | 2.778% | Three phase | 97.13 | 0.016268 | 0.017661 | 0.019179 | 0.020833 | 0.022637 | 0.024602 | 0.026746 | 0.029083 | 0.031632 | 0.034412 | 0.037446 | 0.040756 | 0.044367 | 0.048309 | 0.052611 | 0.057307 | 0.057431 | 0.057431 | 0.057431 | 0.057431 | 0.16789 | 0.16722 | 0.16758 | 0.16758 | 0.16628 | 0.16544 | 0.16553 | 0.16617 | 0.16478 | 0.16478 | 0.16478 | 0.16478 | 0.16478 | 0.16478 | 0.16478 | 0.16478 | 0.16478 | 0.16478 | 0.16478 | 0.16478 | 3758.6595 | 102724.7632 | 0.0018756 | 170199.9277 | 96439.0677 | 203.159 | 5538.8177 | 106483.4227 | 5741.9766 | 100741.4461 | 4302.3784 | TRUE
| 60411607 | CTN006 | CTN | 22KV | 42.7 | 35 | 45198.6405 | 2.778% | Three phase | 97.13 | 0.00039642 | 0.00043037 | 0.00046736 | 0.00050767 | 0.00055161 | 0.00059951 | 0.00065174 | 0.00070869 | 0.00077081 | 0.00083857 | 0.00091249 | 0.00099314 | 0.0010811 | 0.0011772 | 0.001282 | 0.0013965 | 0.0013995 | 0.0013995 | 0.0013995 | 0.0013995 | 0.16789 | 0.16722 | 0.16758 | 0.16758 | 0.16628 | 0.16544 | 0.16553 | 0.16617 | 0.16478 | 0.16478 | 0.16478 | 0.16478 | 0.16478 | 0.16478 | 0.16478 | 0.16478 | 0.16478 | 0.16478 | 0.16478 | 0.16478 | 91.5914 | 60.9985 | 4.5705e-05 | 4147.451 | 2350.0381 | 4.9506 | 3.289 | 152.5899 | 8.2396 | 144.3503 | -2205.6877 | FALSE
| 60411608 | CTN006 | CTN | 22KV | 761.91 | 35 | 45198.6405 | 2.778% | Three phase | 97.13 | 0.0070734 | 0.0076792 | 0.0083392 | 0.0090585 | 0.0098426 | 0.010697 | 0.011629 | 0.012645 | 0.013754 | 0.014963 | 0.016282 | 0.017721 | 0.019291 | 0.021005 | 0.022876 | 0.024918 | 0.024971 | 0.024971 | 0.024971 | 0.024971 | 0.16789 | 0.16722 | 0.16758 | 0.16758 | 0.16628 | 0.16544 | 0.16553 | 0.16617 | 0.16478 | 0.16478 | 0.16478 | 0.16478 | 0.16478 | 0.16478 | 0.16478 | 0.16478 | 0.16478 | 0.16478 | 0.16478 | 0.16478 | 1634.2958 | 19420.9527 | 0.00081552 | 74004.3183 | 41932.4941 | 88.3352 | 1047.1586 | 21055.2486 | 1135.4937 | 19919.7548 | -22012.7393 | FALSE
| 60411619 | CTN006 | CTN | 22KV | 100.94 | 35 | 45198.6405 | 2.778% | Three phase | 97.13 | 0.00083843 | 0.00091782 | 0.0010051 | 0.0011011 | 0.0012066 | 0.0013227 | 0.0014504 | 0.001591 | 0.0017457 | 0.001916 | 0.0021035 | 0.00231 | 0.0025374 | 0.0027879 | 0.0030639 | 0.0033083 | 0.0033083 | 0.0033083 | 0.0033083 | 0.0033083 | 0.16789 | 0.16722 | 0.16758 | 0.16758 | 0.16628 | 0.16544 | 0.16553 | 0.16617 | 0.16478 | 0.16478 | 0.16478 | 0.16478 | 0.16478 | 0.16478 | 0.16478 | 0.16478 | 0.16478 | 0.16478 | 0.16478 | 0.16478 | 210.3357 | 331.2045 | 0.00010804 | 9804.3022 | 5555.3359 | 11.7029 | 18.3794 | 541.5402 | 30.0823 | 511.4579 | -5043.878 | FALSE
| 60411648 | CTN006 | CTN | 22KV | 270.58 | 35 | 45198.6405 | 2.778% | Three phase | 97.13 | 0.0015271 | 0.0016639 | 0.0018135 | 0.0019775 | 0.002157 | 0.0023537 | 0.0025692 | 0.0028055 | 0.0030644 | 0.0033483 | 0.0036597 | 0.0040012 | 0.0043758 | 0.0047868 | 0.0052378 | 0.0057328 | 0.0062761 | 0.0068726 | 0.0075276 | 0.0082468 | 0.16789 | 0.16722 | 0.16758 | 0.16758 | 0.16628 | 0.16544 | 0.16553 | 0.16617 | 0.16478 | 0.16478 | 0.16478 | 0.16478 | 0.16478 | 0.16478 | 0.16478 | 0.16478 | 0.16478 | 0.16478 | 0.16478 | 0.16478 | 391.3451 | 1652.0485 | 0.00028962 | 26281.4354 | 14891.6463 | 31.3708 | 132.0677 | 2043.3936 | 163.4385 | 1879.9552 | -13011.6912 | FALSE
| 60411654 | CTN006 | CTN | 22KV | 1689.61 | 35 | 45198.6405 | 2.778% | Three phase | 97.13 | 0.015686 | 0.017029 | 0.018493 | 0.020088 | 0.021827 | 0.023722 | 0.025789 | 0.028043 | 0.0305 | 0.033182 | 0.036106 | 0.039298 | 0.04278 | 0.046581 | 0.050729 | 0.055257 | 0.055377 | 0.055377 | 0.055377 | 0.055377 | 0.16789 | 0.16722 | 0.16758 | 0.16758 | 0.16628 | 0.16544 | 0.16553 | 0.16617 | 0.16478 | 0.16478 | 0.16478 | 0.16478 | 0.16478 | 0.16478 | 0.16478 | 0.16478 | 0.16478 | 0.16478 | 0.16478 | 0.16478 | 3624.211 | 95507.2029 | 0.0018085 | 164111.8193 | 92989.4099 | 195.8919 | 5149.6539 | 99131.4139 | 5345.5458 | 93785.8681 | 796.4581 | TRUE
| 60411655 | CTN006 | CTN | 22KV | 1073.58 | 35 | 45198.6405 | 2.778% | Three phase | 97.13 | 0.0099669 | 0.01082 | 0.01175 | 0.012764 | 0.013869 | 0.015073 | 0.016386 | 0.017818 | 0.01938 | 0.021084 | 0.022942 | 0.02497 | 0.027183 | 0.029597 | 0.032233 | 0.03511 | 0.035186 | 0.035186 | 0.035186 | 0.035186 | 0.16789 | 0.16722 | 0.16758 | 0.16758 | 0.16628 | 0.16544 | 0.16553 | 0.16617 | 0.16478 | 0.16478 | 0.16478 | 0.16478 | 0.16478 | 0.16478 | 0.16478 | 0.16478 | 0.16478 | 0.16478 | 0.16478 | 0.16478 | 2302.8275 | 38559.5546 | 0.0011491 | 104276.8254 | 59085.5705 | 124.4699 | 2079.0931 | 40862.3821 | 2203.563 | 38658.8191 | -20426.7513 | FALSE
| 60411672 | CTN006 | CTN | 22KV | 1071.5 | 35 | 45198.6405 | 2.778% | Three phase | 97.13 | 0.010001 | 0.010887 | 0.011855 | 0.012914 | 0.01407 | 0.015335 | 0.016718 | 0.01823 | 0.019884 | 0.021693 | 0.023673 | 0.025839 | 0.02821 | 0.030805 | 0.033646 | 0.035118 | 0.035118 | 0.035118 | 0.035118 | 0.035118 | 0.16789 | 0.16722 | 0.16758 | 0.16758 | 0.16628 | 0.16544 | 0.16553 | 0.16617 | 0.16478 | 0.16478 | 0.16478 | 0.16478 | 0.16478 | 0.16478 | 0.16478 | 0.16478 | 0.16478 | 0.16478 | 0.16478 | 0.16478 | 2342.7684 | 39153.1349 | 0.0011469 | 104074.795 | 58971.0955 | 124.2288 | 2071.0446 | 41495.9034 | 2195.2734 | 39300.63 | -19670.4656 | FALSE
| 60411678 | CTN006 | CTN | 22KV | 57.35 | 35 | 45198.6405 | 2.778% | Three phase | 97.13 | 0.00054331 | 0.00058925 | 0.00063927 | 0.00069372 | 0.000753 | 0.00081756 | 0.00088787 | 0.00096446 | 0.0010479 | 0.0011388 | 0.0012379 | 0.0013459 | 0.0014636 | 0.0015919 | 0.0017318 | 0.0018796 | 0.0018796 | 0.0018796 | 0.0018796 | 0.0018796 | 0.16789 | 0.16722 | 0.16758 | 0.16758 | 0.16628 | 0.16544 | 0.16553 | 0.16617 | 0.16478 | 0.16478 | 0.16478 | 0.16478 | 0.16478 | 0.16478 | 0.16478 | 0.16478 | 0.16478 | 0.16478 | 0.16478 | 0.16478 | 124.0719 | 110.9762 | 6.1386e-05 | 5570.4055 | 3156.3158 | 6.6491 | 5.933 | 235.048 | 12.5821 | 222.4659 | -2933.8498 | FALSE
| 60411679 | CTN006 | CTN | 22KV | 984.95 | 35 | 45198.6405 | 2.778% | Three phase | 97.13 | 0.0093309 | 0.01012 | 0.010979 | 0.011914 | 0.012932 | 0.014041 | 0.015249 | 0.016564 | 0.017997 | 0.019559 | 0.02126 | 0.023115 | 0.025137 | 0.02734 | 0.029743 | 0.032282 | 0.032282 | 0.032282 | 0.032282 | 0.032282 | 0.16789 | 0.16722 | 0.16758 | 0.16758 | 0.16628 | 0.16544 | 0.16553 | 0.16617 | 0.16478 | 0.16478 | 0.16478 | 0.16478 | 0.16478 | 0.16478 | 0.16478 | 0.16478 | 0.16478 | 0.16478 | 0.16478 | 0.16478 | 2130.8556 | 32733.4088 | 0.0010543 | 95668.1935 | 54207.728 | 114.1942 | 1749.9816 | 34864.2644 | 1864.1758 | 33000.0886 | -21207.6394 | FALSE
| 60411693 | CTN006 | CTN | 22KV | 462.53 | 35 | 45198.6405 | 2.778% | Three phase | 97.13 | 0.0041425 | 0.004495 | 0.0048789 | 0.0052971 | 0.0057527 | 0.0062492 | 0.0067902 | 0.00738 | 0.0080228 | 0.0087238 | 0.0094881 | 0.010322 | 0.011231 | 0.012223 | 0.013305 | 0.014485 | 0.015159 | 0.015159 | 0.015159 | 0.015159 | 0.16789 | 0.16722 | 0.16758 | 0.16758 | 0.16628 | 0.16544 | 0.16553 | 0.16617 | 0.16478 | 0.16478 | 0.16478 | 0.16478 | 0.16478 | 0.16478 | 0.16478 | 0.16478 | 0.16478 | 0.16478 | 0.16478 | 0.16478 | 962.6595 | 6944.7939 | 0.00049508 | 44925.5389 | 25455.8104 | 53.6253 | 385.909 | 7907.4535 | 439.5343 | 7467.9191 | -17987.8912 | FALSE
| 60411694 | CTN006 | CTN | 22KV | 400.27 | 35 | 45198.6405 | 2.778% | Three phase | 97.13 | 0.0035849 | 0.00389 | 0.0042222 | 0.0045841 | 0.0049784 | 0.005408 | 0.0058762 | 0.0063866 | 0.0069429 | 0.0075495 | 0.0082109 | 0.0089323 | 0.0097191 | 0.010577 | 0.011514 | 0.012535 | 0.013119 | 0.013119 | 0.013119 | 0.013119 | 0.16789 | 0.16722 | 0.16758 | 0.16758 | 0.16628 | 0.16544 | 0.16553 | 0.16617 | 0.16478 | 0.16478 | 0.16478 | 0.16478 | 0.16478 | 0.16478 | 0.16478 | 0.16478 | 0.16478 | 0.16478 | 0.16478 | 0.16478 | 833.0783 | 5200.9854 | 0.00042844 | 38878.2251 | 22029.2678 | 46.407 | 289.0089 | 6034.0637 | 335.4158 | 5698.6479 | -16330.6199 | FALSE
| 60411738 | CTN006 | CTN | 22KV | 667.29 | 35 | 45198.6405 | 2.778% | Three phase | 97.13 | 0.0062114 | 0.0067523 | 0.0073426 | 0.0079868 | 0.0086899 | 0.0094575 | 0.010296 | 0.011211 | 0.01221 | 0.013302 | 0.014495 | 0.015799 | 0.017223 | 0.01878 | 0.020481 | 0.02187 | 0.02187 | 0.02187 | 0.02187 | 0.02187 | 0.16789 | 0.16722 | 0.16758 | 0.16758 | 0.16628 | 0.16544 | 0.16553 | 0.16617 | 0.16478 | 0.16478 | 0.16478 | 0.16478 | 0.16478 | 0.16478 | 0.16478 | 0.16478 | 0.16478 | 0.16478 | 0.16478 | 0.16478 | 1444.9281 | 15038.3936 | 0.00071425 | 64813.8777 | 36724.9859 | 77.365 | 803.2197 | 16483.3218 | 880.5847 | 15602.7371 | -21122.2488 | FALSE
| 60411742 | CTN006 | CTN | 22KV | 7177.14 | 35 | 45198.6405 | 2.778% | Three phase | 97.13 | 0.082929 | 0.090073 | 0.097857 | 0.10634 | 0.11559 | 0.12568 | 0.13667 | 0.14866 | 0.16174 | 0.17601 | 0.19158 | 0.20856 | 0.22709 | 0.23523 | 0.23523 | 0.23523 | 0.23523 | 0.23523 | 0.23523 | 0.23523 | 0.16789 | 0.16722 | 0.16758 | 0.16758 | 0.16628 | 0.16544 | 0.16553 | 0.16617 | 0.16478 | 0.16478 | 0.16478 | 0.16478 | 0.16478 | 0.16478 | 0.16478 | 0.16478 | 0.16478 | 0.16478 | 0.16478 | 0.16478 | 17814.6603 | 1993662.6144 | 0.0076822 | 697115.6082 | 395001.2213 | 832.1114 | 92919.7298 | 2011477.2747 | 93751.8411 | 1917725.4336 | 1522724.2122 | TRUE
| 60411748 | CTN006 | CTN | 22KV | 17890.02 | 35 | 45198.6405 | 2.778% | Three phase | 97.13 | 0.16817 | 0.18173 | 0.19642 | 0.21236 | 0.22965 | 0.2484 | 0.26875 | 0.29083 | 0.31479 | 0.34079 | 0.36902 | 0.39966 | 0.43293 | 0.46906 | 0.50829 | 0.5509 | 0.58634 | 0.58634 | 0.58634 | 0.58634 | 0.16789 | 0.16722 | 0.16758 | 0.16758 | 0.16628 | 0.16544 | 0.16553 | 0.16617 | 0.16478 | 0.16478 | 0.16478 | 0.16478 | 0.16478 | 0.16478 | 0.16478 | 0.16478 | 0.16478 | 0.16478 | 0.16478 | 0.16478 | 37570.7835 | 10482546.3743 | 0.019149 | 1737657.6426 | 984595.5004 | 2074.1533 | 577333.4952 | 10520117.1578 | 579407.6485 | 9940709.5093 | 8956114.0089 | TRUE
| 60411766 | CTN006 | CTN | 22KV | 687.51 | 35 | 45198.6405 | 2.778% | Three phase | 97.13 | 0.0064067 | 0.0068927 | 0.0074172 | 0.0079834 | 0.0085948 | 0.0092548 | 0.0099677 | 0.010738 | 0.011569 | 0.012468 | 0.013438 | 0.014487 | 0.01562 | 0.016845 | 0.018169 | 0.0196 | 0.021147 | 0.022533 | 0.022533 | 0.022533 | 0.16789 | 0.16722 | 0.16758 | 0.16758 | 0.16628 | 0.16544 | 0.16553 | 0.16617 | 0.16478 | 0.16478 | 0.16478 | 0.16478 | 0.16478 | 0.16478 | 0.16478 | 0.16478 | 0.16478 | 0.16478 | 0.16478 | 0.16478 | 1388.7878 | 14889.9618 | 0.00073589 | 66777.8463 | 37837.8142 | 79.7093 | 852.635 | 16278.7496 | 932.3443 | 15346.4053 | -22491.4089 | FALSE
| 60411767 | CTN006 | CTN | 22KV | 179.62 | 35 | 45198.6405 | 2.778% | Three phase | 97.13 | 0.0016738 | 0.0018008 | 0.0019378 | 0.0020858 | 0.0022455 | 0.0024179 | 0.0026042 | 0.0028053 | 0.0030226 | 0.0032573 | 0.0035109 | 0.0037849 | 0.004081 | 0.004401 | 0.0047468 | 0.0051207 | 0.0055249 | 0.005887 | 0.005887 | 0.005887 | 0.16789 | 0.16722 | 0.16758 | 0.16758 | 0.16628 | 0.16544 | 0.16553 | 0.16617 | 0.16478 | 0.16478 | 0.16478 | 0.16478 | 0.16478 | 0.16478 | 0.16478 | 0.16478 | 0.16478 | 0.16478 | 0.16478 | 0.16478 | 362.837 | 1016.3538 | 0.00019226 | 17446.4906 | 9885.5699 | 20.825 | 58.1989 | 1379.1908 | 79.0238 | 1300.167 | -8585.403 | FALSE
| 60411790 | CTN006 | CTN | 22KV | 732.93 | 35 | 45198.6405 | 2.778% | Three phase | 97.13 | 0.0084687 | 0.0091982 | 0.0099932 | 0.01086 | 0.011804 | 0.012834 | 0.013957 | 0.015182 | 0.016517 | 0.017974 | 0.019564 | 0.021298 | 0.023191 | 0.024022 | 0.024022 | 0.024022 | 0.024022 | 0.024022 | 0.024022 | 0.024022 | 0.16789 | 0.16722 | 0.16758 | 0.16758 | 0.16628 | 0.16544 | 0.16553 | 0.16617 | 0.16478 | 0.16478 | 0.16478 | 0.16478 | 0.16478 | 0.16478 | 0.16478 | 0.16478 | 0.16478 | 0.16478 | 0.16478 | 0.16478 | 1819.2343 | 20790.9257 | 0.0007845 | 71189.4909 | 40337.5502 | 84.9753 | 969.0141 | 22610.1599 | 1053.9894 | 21556.1706 | -18781.3796 | FALSE
| 60411821 | CTN006 | CTN | 22KV | 82.09 | 35 | 45198.6405 | 2.778% | Three phase | 97.13 | 0.0010192 | 0.0011109 | 0.0012113 | 0.001321 | 0.0014411 | 0.0015725 | 0.0017163 | 0.0018736 | 0.0020459 | 0.0022345 | 0.002441 | 0.0026672 | 0.0026905 | 0.0026905 | 0.0026905 | 0.0026905 | 0.0026905 | 0.0026905 | 0.0026905 | 0.0026905 | 0.16789 | 0.16722 | 0.16758 | 0.16758 | 0.16628 | 0.16544 | 0.16553 | 0.16617 | 0.16478 | 0.16478 | 0.16478 | 0.16478 | 0.16478 | 0.16478 | 0.16478 | 0.16478 | 0.16478 | 0.16478 | 0.16478 | 0.16478 | 215.1698 | 275.3911 | 8.7866e-05 | 7973.4017 | 4517.9069 | 9.5174 | 12.1559 | 490.5609 | 21.6733 | 468.8876 | -4049.0193 | FALSE
| 60411830 | CTN006 | CTN | 22KV | 941.09 | 35 | 45198.6405 | 2.778% | Three phase | 97.13 | 0.0053114 | 0.005787 | 0.0063076 | 0.0068777 | 0.0075022 | 0.0081863 | 0.0089359 | 0.0097575 | 0.010658 | 0.011646 | 0.012729 | 0.013916 | 0.015219 | 0.016649 | 0.018217 | 0.019939 | 0.021829 | 0.023903 | 0.026181 | 0.028683 | 0.16789 | 0.16722 | 0.16758 | 0.16758 | 0.16628 | 0.16544 | 0.16553 | 0.16617 | 0.16478 | 0.16478 | 0.16478 | 0.16478 | 0.16478 | 0.16478 | 0.16478 | 0.16478 | 0.16478 | 0.16478 | 0.16478 | 0.16478 | 1361.1167 | 19984.5208 | 0.0010073 | 91408.0717 | 51793.8482 | 109.1092 | 1597.5977 | 21345.6374 | 1706.7068 | 19638.9306 | -32154.9176 | FALSE
| 60411847 | CTN006 | CTN | 22KV | 133.54 | 35 | 45198.6405 | 2.778% | Covered | 390 | 0.0012058 | 0.0013138 | 0.001432 | 0.0015612 | 0.0017026 | 0.0018574 | 0.0020268 | 0.0022123 | 0.0024153 | 0.0026377 | 0.0028813 | 0.003148 | 0.0034403 | 0.0037606 | 0.0041116 | 0.0043767 | 0.0043767 | 0.0043767 | 0.0043767 | 0.0043767 | 0.16789 | 0.16722 | 0.16758 | 0.16758 | 0.16628 | 0.16544 | 0.16553 | 0.16617 | 0.16478 | 0.16478 | 0.16478 | 0.16478 | 0.16478 | 0.16478 | 0.16478 | 0.16478 | 0.16478 | 0.16478 | 0.16478 | 0.16478 | 286.8514 | 2399.0721 | 0.00014294 | 52080.6 | 29510.0273 | 15.4825 | 129.1633 | 2685.9235 | 144.6458 | 2541.2777 | -26968.7496 | FALSE
| 60411848 | CTN006 | CTN | 22KV | 1293.17 | 35 | 45198.6405 | 2.778% | Three phase | 97.13 | 0.011582 | 0.012567 | 0.013641 | 0.01481 | 0.016084 | 0.017472 | 0.018985 | 0.020633 | 0.022431 | 0.02439 | 0.026527 | 0.028858 | 0.0314 | 0.034173 | 0.037198 | 0.040499 | 0.042383 | 0.042383 | 0.042383 | 0.042383 | 0.16789 | 0.16722 | 0.16758 | 0.16758 | 0.16628 | 0.16544 | 0.16553 | 0.16617 | 0.16478 | 0.16478 | 0.16478 | 0.16478 | 0.16478 | 0.16478 | 0.16478 | 0.16478 | 0.16478 | 0.16478 | 0.16478 | 0.16478 | 2691.4631 | 54286.3689 | 0.0013842 | 125605.6021 | 71170.9301 | 149.929 | 3016.5904 | 56977.832 | 3166.5194 | 53811.3126 | -17359.6176 | FALSE
| 60411849 | CTN006 | CTN | 22KV | 457.51 | 35 | 45198.6405 | 2.778% | Three phase | 97.13 | 0.0040976 | 0.0044462 | 0.004826 | 0.0052396 | 0.0056903 | 0.0061814 | 0.0067165 | 0.0072999 | 0.0079358 | 0.0086291 | 0.0093851 | 0.01021 | 0.011109 | 0.01209 | 0.01316 | 0.014328 | 0.014995 | 0.014995 | 0.014995 | 0.014995 | 0.16789 | 0.16722 | 0.16758 | 0.16758 | 0.16628 | 0.16544 | 0.16553 | 0.16617 | 0.16478 | 0.16478 | 0.16478 | 0.16478 | 0.16478 | 0.16478 | 0.16478 | 0.16478 | 0.16478 | 0.16478 | 0.16478 | 0.16478 | 952.2114 | 6794.8635 | 0.0004897 | 44437.9463 | 25179.5296 | 53.0433 | 377.5777 | 7747.0749 | 430.621 | 7316.4539 | -17863.0756 | FALSE
| 60411867 | CTN006 | CTN | 22KV | 7409.35 | 35 | 45198.6405 | 2.778% | Three phase | 97.13 | 0.085612 | 0.092987 | 0.10102 | 0.10978 | 0.11933 | 0.12974 | 0.14109 | 0.15347 | 0.16698 | 0.1817 | 0.19777 | 0.21531 | 0.23444 | 0.24284 | 0.24284 | 0.24284 | 0.24284 | 0.24284 | 0.24284 | 0.24284 | 0.16789 | 0.16722 | 0.16758 | 0.16758 | 0.16628 | 0.16544 | 0.16553 | 0.16617 | 0.16478 | 0.16478 | 0.16478 | 0.16478 | 0.16478 | 0.16478 | 0.16478 | 0.16478 | 0.16478 | 0.16478 | 0.16478 | 0.16478 | 18391.0378 | 2124755.9296 | 0.0079307 | 719670.1655 | 407781.1355 | 859.0336 | 99029.668 | 2143146.9674 | 99888.7016 | 2043258.2658 | 1635477.1303 | TRUE
| 60411872 | CTN006 | CTN | 22KV | 256.36 | 35 | 45198.6405 | 2.778% | Three phase | 97.13 | 0.0023215 | 0.0025332 | 0.0027651 | 0.0030191 | 0.0032976 | 0.0036027 | 0.0039373 | 0.0043041 | 0.0047064 | 0.0051476 | 0.0056316 | 0.0061627 | 0.0067453 | 0.0073848 | 0.0080867 | 0.0084021 | 0.0084021 | 0.0084021 | 0.0084021 | 0.0084021 | 0.16789 | 0.16722 | 0.16758 | 0.16758 | 0.16628 | 0.16544 | 0.16553 | 0.16617 | 0.16478 | 0.16478 | 0.16478 | 0.16478 | 0.16478 | 0.16478 | 0.16478 | 0.16478 | 0.16478 | 0.16478 | 0.16478 | 0.16478 | 556.3812 | 2224.8003 | 0.0002744 | 24900.2468 | 14109.0341 | 29.7222 | 118.5511 | 2781.1815 | 148.2733 | 2632.9083 | -11476.1258 | FALSE
| 60411881 | CTN006 | CTN | 22KV | 326.3 | 35 | 45198.6405 | 2.778% | Three phase | 97.13 | 0.0029224 | 0.0031711 | 0.0034419 | 0.0037369 | 0.0040584 | 0.0044086 | 0.0047903 | 0.0052063 | 0.0056599 | 0.0061543 | 0.0066936 | 0.0072816 | 0.007923 | 0.0086227 | 0.009386 | 0.010219 | 0.010694 | 0.010694 | 0.010694 | 0.010694 | 0.16789 | 0.16722 | 0.16758 | 0.16758 | 0.16628 | 0.16544 | 0.16553 | 0.16617 | 0.16478 | 0.16478 | 0.16478 | 0.16478 | 0.16478 | 0.16478 | 0.16478 | 0.16478 | 0.16478 | 0.16478 | 0.16478 | 0.16478 | 679.1252 | 3456.318 | 0.00034926 | 31693.519 | 17958.2534 | 37.8309 | 192.061 | 4135.4433 | 229.892 | 3905.5513 | -14052.702 | FALSE
| 60411891 | CTN006 | CTN | 22KV | 469.6 | 35 | 45198.6405 | 2.778% | Three phase | 97.13 | 0.0043597 | 0.004733 | 0.0051398 | 0.0055832 | 0.0060664 | 0.0065932 | 0.0071676 | 0.007794 | 0.0084771 | 0.0092223 | 0.010035 | 0.010922 | 0.01189 | 0.012946 | 0.014099 | 0.015358 | 0.015391 | 0.015391 | 0.015391 | 0.015391 | 0.16789 | 0.16722 | 0.16758 | 0.16758 | 0.16628 | 0.16544 | 0.16553 | 0.16617 | 0.16478 | 0.16478 | 0.16478 | 0.16478 | 0.16478 | 0.16478 | 0.16478 | 0.16478 | 0.16478 | 0.16478 | 0.16478 | 0.16478 | 1007.2913 | 7377.6723 | 0.00050264 | 45612.248 | 25844.915 | 54.445 | 397.7968 | 8384.9636 | 452.2418 | 7932.7218 | -17912.1932 | FALSE
| 60411905 | CTN006 | CTN | 22KV | 125.15 | 35 | 45198.6405 | 2.778% | Three phase | 97.13 | 0.0010158 | 0.0011066 | 0.0012059 | 0.0013145 | 0.0014334 | 0.0015635 | 0.0017059 | 0.0018619 | 0.0020326 | 0.0022196 | 0.0024244 | 0.0026488 | 0.0028946 | 0.003164 | 0.0034592 | 0.0037829 | 0.0041018 | 0.0041018 | 0.0041018 | 0.0041018 | 0.16789 | 0.16722 | 0.16758 | 0.16758 | 0.16628 | 0.16544 | 0.16553 | 0.16617 | 0.16478 | 0.16478 | 0.16478 | 0.16478 | 0.16478 | 0.16478 | 0.16478 | 0.16478 | 0.16478 | 0.16478 | 0.16478 | 0.16478 | 248.5711 | 485.273 | 0.00013396 | 12155.8195 | 6887.7579 | 14.5098 | 28.2531 | 733.8441 | 42.7629 | 691.0811 | -6196.6768 | FALSE
| 60411908 | CTN006 | CTN | 22KV | 2826.91 | 35 | 45198.6405 | 2.778% | Three phase | 97.13 | 0.026244 | 0.028492 | 0.030941 | 0.03361 | 0.036519 | 0.03969 | 0.043148 | 0.046918 | 0.051031 | 0.055517 | 0.06041 | 0.06575 | 0.071576 | 0.077935 | 0.084875 | 0.092452 | 0.092651 | 0.092651 | 0.092651 | 0.092651 | 0.16789 | 0.16722 | 0.16758 | 0.16758 | 0.16628 | 0.16544 | 0.16553 | 0.16617 | 0.16478 | 0.16478 | 0.16478 | 0.16478 | 0.16478 | 0.16478 | 0.16478 | 0.16478 | 0.16478 | 0.16478 | 0.16478 | 0.16478 | 6063.7178 | 267354.2843 | 0.0030258 | 274577.7683 | 155581.8756 | 327.7495 | 14415.4786 | 273418.0021 | 14743.2281 | 258674.774 | 103092.8984 | TRUE
| 60411909 | CTN006 | CTN | 22KV | 290.49 | 35 | 45198.6405 | 2.778% | Three phase | 97.13 | 0.0026969 | 0.0029278 | 0.0031794 | 0.0034537 | 0.0037526 | 0.0040785 | 0.0044338 | 0.0048213 | 0.0052439 | 0.0057048 | 0.0062077 | 0.0067563 | 0.0073551 | 0.0080085 | 0.0087217 | 0.0095002 | 0.0095207 | 0.0095207 | 0.0095207 | 0.0095207 | 0.16789 | 0.16722 | 0.16758 | 0.16758 | 0.16628 | 0.16544 | 0.16553 | 0.16617 | 0.16478 | 0.16478 | 0.16478 | 0.16478 | 0.16478 | 0.16478 | 0.16478 | 0.16478 | 0.16478 | 0.16478 | 0.16478 | 0.16478 | 623.1006 | 2823.0954 | 0.00031093 | 28215.2937 | 15987.4135 | 33.6792 | 152.2185 | 3446.196 | 185.8977 | 3260.2984 | -12727.1151 | FALSE
| 60411916 | CTN006 | CTN | 22KV | 1764.89 | 35 | 45198.6405 | 2.778% | Three phase | 97.13 | 0.015807 | 0.017152 | 0.018617 | 0.020212 | 0.021951 | 0.023845 | 0.02591 | 0.02816 | 0.030613 | 0.033288 | 0.036204 | 0.039385 | 0.042854 | 0.046638 | 0.050767 | 0.055272 | 0.057844 | 0.057844 | 0.057844 | 0.057844 | 0.16789 | 0.16722 | 0.16758 | 0.16758 | 0.16628 | 0.16544 | 0.16553 | 0.16617 | 0.16478 | 0.16478 | 0.16478 | 0.16478 | 0.16478 | 0.16478 | 0.16478 | 0.16478 | 0.16478 | 0.16478 | 0.16478 | 0.16478 | 3673.2497 | 101114.8254 | 0.0018891 | 171423.7657 | 97132.5215 | 204.6198 | 5618.7588 | 104788.0751 | 5823.3786 | 98964.6965 | 1832.175 | TRUE
| 60411917 | CTN006 | CTN | 22KV | 418.11 | 35 | 45198.6405 | 2.778% | Three phase | 97.13 | 0.0037447 | 0.0040633 | 0.0044104 | 0.0047884 | 0.0052003 | 0.005649 | 0.0061381 | 0.0066712 | 0.0072524 | 0.007886 | 0.0085769 | 0.0093304 | 0.010152 | 0.011049 | 0.012027 | 0.013094 | 0.013703 | 0.013703 | 0.013703 | 0.013703 | 0.16789 | 0.16722 | 0.16758 | 0.16758 | 0.16628 | 0.16544 | 0.16553 | 0.16617 | 0.16478 | 0.16478 | 0.16478 | 0.16478 | 0.16478 | 0.16478 | 0.16478 | 0.16478 | 0.16478 | 0.16478 | 0.16478 | 0.16478 | 870.2086 | 5674.932 | 0.00044753 | 40611.0243 | 23011.1104 | 48.4753 | 315.3452 | 6545.1406 | 363.8205 | 6181.3201 | -16829.7903 | FALSE
| 60411950 | CTN006 | CTN | 22KV | 607.45 | 35 | 45198.6405 | 2.778% | Covered | 390 | 0.0056261 | 0.0060926 | 0.0065995 | 0.0071505 | 0.0077495 | 0.0084008 | 0.0091091 | 0.0098793 | 0.010717 | 0.011629 | 0.01262 | 0.013699 | 0.014874 | 0.016152 | 0.017543 | 0.019058 | 0.019909 | 0.019909 | 0.019909 | 0.019909 | 0.16789 | 0.16722 | 0.16758 | 0.16758 | 0.16628 | 0.16544 | 0.16553 | 0.16617 | 0.16478 | 0.16478 | 0.16478 | 0.16478 | 0.16478 | 0.16478 | 0.16478 | 0.16478 | 0.16478 | 0.16478 | 0.16478 | 0.16478 | 1279.3437 | 48666.7253 | 0.00065019 | 236905.5 | 134235.9298 | 70.4272 | 2672.6211 | 49946.069 | 2743.0483 | 47203.0207 | -87032.9091 | FALSE
| 60411951 | CTN006 | CTN | 22KV | 467.41 | 35 | 45198.6405 | 2.778% | Covered | 390 | 0.0043291 | 0.004688 | 0.0050781 | 0.0055021 | 0.005963 | 0.0064641 | 0.0070091 | 0.0076018 | 0.0082465 | 0.0089478 | 0.0097109 | 0.010541 | 0.011445 | 0.012428 | 0.013499 | 0.014664 | 0.015319 | 0.015319 | 0.015319 | 0.015319 | 0.16789 | 0.16722 | 0.16758 | 0.16758 | 0.16628 | 0.16544 | 0.16553 | 0.16617 | 0.16478 | 0.16478 | 0.16478 | 0.16478 | 0.16478 | 0.16478 | 0.16478 | 0.16478 | 0.16478 | 0.16478 | 0.16478 | 0.16478 | 984.407 | 28814.2322 | 0.0005003 | 182289.9 | 103289.5151 | 54.1911 | 1582.3856 | 29798.6392 | 1636.5767 | 28162.0625 | -75127.4526 | FALSE
| 60411952 | CTN006 | CTN | 22KV | 574.69 | 35 | 45198.6405 | 2.778% | Covered | 390 | 0.0053227 | 0.005764 | 0.0062436 | 0.0067649 | 0.0073316 | 0.0079478 | 0.0086178 | 0.0093465 | 0.010139 | 0.011002 | 0.01194 | 0.012961 | 0.014072 | 0.015281 | 0.016597 | 0.01803 | 0.018835 | 0.018835 | 0.018835 | 0.018835 | 0.16789 | 0.16722 | 0.16758 | 0.16758 | 0.16628 | 0.16544 | 0.16553 | 0.16617 | 0.16478 | 0.16478 | 0.16478 | 0.16478 | 0.16478 | 0.16478 | 0.16478 | 0.16478 | 0.16478 | 0.16478 | 0.16478 | 0.16478 | 1210.3482 | 43559.0432 | 0.00061513 | 224129.1 | 126996.5371 | 66.6291 | 2392.1235 | 44769.3915 | 2458.7526 | 42310.6389 | -84685.8983 | FALSE
| 60411960 | CTN006 | CTN | 22KV | 33.54 | 35 | 45198.6405 | 2.778% | Three phase | 97.13 | 0.00031774 | 0.00034461 | 0.00037386 | 0.00040571 | 0.00044038 | 0.00047813 | 0.00051925 | 0.00056405 | 0.00061285 | 0.00066602 | 0.00072397 | 0.00078712 | 0.00085596 | 0.00093101 | 0.0010128 | 0.0010993 | 0.0010993 | 0.0010993 | 0.0010993 | 0.0010993 | 0.16789 | 0.16722 | 0.16758 | 0.16758 | 0.16628 | 0.16544 | 0.16553 | 0.16617 | 0.16478 | 0.16478 | 0.16478 | 0.16478 | 0.16478 | 0.16478 | 0.16478 | 0.16478 | 0.16478 | 0.16478 | 0.16478 | 0.16478 | 72.5609 | 37.9567 | 3.59e-05 | 3257.7402 | 1845.9081 | 3.8886 | 2.0292 | 110.5177 | 5.9178 | 104.5999 | -1741.3083 | FALSE
| 60411967 | CTN006 | CTN | 22KV | 257.55 | 35 | 45198.6405 | 2.778% | Covered | 390 | 0.002391 | 0.0025958 | 0.0028189 | 0.0030621 | 0.0033271 | 0.003616 | 0.003931 | 0.0042746 | 0.0046492 | 0.0050579 | 0.0055038 | 0.0059902 | 0.006521 | 0.0071004 | 0.0077327 | 0.0084229 | 0.0084411 | 0.0084411 | 0.0084411 | 0.0084411 | 0.16789 | 0.16722 | 0.16758 | 0.16758 | 0.16628 | 0.16544 | 0.16553 | 0.16617 | 0.16478 | 0.16478 | 0.16478 | 0.16478 | 0.16478 | 0.16478 | 0.16478 | 0.16478 | 0.16478 | 0.16478 | 0.16478 | 0.16478 | 552.4444 | 8910.4064 | 0.00027567 | 100444.5 | 56914.0896 | 29.8601 | 480.4403 | 9462.8507 | 510.3004 | 8952.5503 | -47961.5393 | FALSE
| 60411972 | CTN006 | CTN | 22KV | 32.92 | 35 | 45198.6405 | 2.778% | Three phase | 97.13 | 0.00038038 | 0.00041314 | 0.00044885 | 0.00048777 | 0.00053019 | 0.00057645 | 0.00062688 | 0.00068189 | 0.00074188 | 0.00080732 | 0.00087872 | 0.00095662 | 0.0010416 | 0.0010789 | 0.0010789 | 0.0010789 | 0.0010789 | 0.0010789 | 0.0010789 | 0.0010789 | 0.16789 | 0.16722 | 0.16758 | 0.16758 | 0.16628 | 0.16544 | 0.16553 | 0.16617 | 0.16478 | 0.16478 | 0.16478 | 0.16478 | 0.16478 | 0.16478 | 0.16478 | 0.16478 | 0.16478 | 0.16478 | 0.16478 | 0.16478 | 81.712 | 41.9439 | 3.5236e-05 | 3197.5196 | 1811.7858 | 3.8167 | 1.9549 | 123.6559 | 5.7716 | 117.8843 | -1693.9015 | FALSE
| 60411976 | CTN006 | CTN | 22KV | 237.56 | 35 | 45198.6405 | 2.778% | Three phase | 97.13 | 0.0027449 | 0.0029814 | 0.003239 | 0.0035199 | 0.003826 | 0.0041598 | 0.0045238 | 0.0049207 | 0.0053536 | 0.0058259 | 0.0063411 | 0.0069032 | 0.0075166 | 0.007786 | 0.007786 | 0.007786 | 0.007786 | 0.007786 | 0.007786 | 0.007786 | 0.16789 | 0.16722 | 0.16758 | 0.16758 | 0.16628 | 0.16544 | 0.16553 | 0.16617 | 0.16478 | 0.16478 | 0.16478 | 0.16478 | 0.16478 | 0.16478 | 0.16478 | 0.16478 | 0.16478 | 0.16478 | 0.16478 | 0.16478 | 589.657 | 2184.2154 | 0.00025428 | 23074.2028 | 13074.3569 | 27.5425 | 101.8009 | 2773.8724 | 129.3434 | 2644.5289 | -10429.828 | FALSE
| 60411977 | CTN006 | CTN | 22KV | 417.12 | 35 | 45198.6405 | 2.778% | Three phase | 97.13 | 0.0048197 | 0.0052348 | 0.0056873 | 0.0061804 | 0.0067179 | 0.007304 | 0.0079431 | 0.00864 | 0.0094001 | 0.010229 | 0.011134 | 0.012121 | 0.013198 | 0.013671 | 0.013671 | 0.013671 | 0.013671 | 0.013671 | 0.013671 | 0.013671 | 0.16789 | 0.16722 | 0.16758 | 0.16758 | 0.16628 | 0.16544 | 0.16553 | 0.16617 | 0.16478 | 0.16478 | 0.16478 | 0.16478 | 0.16478 | 0.16478 | 0.16478 | 0.16478 | 0.16478 | 0.16478 | 0.16478 | 0.16478 | 1035.3499 | 6733.965 | 0.00044647 | 40514.8656 | 22956.6247 | 48.3605 | 313.8536 | 7769.3149 | 362.2141 | 7407.1008 | -15549.5239 | FALSE
| 60411983 | CTN006 | CTN | 22KV | 141.81 | 35 | 45198.6405 | 2.778% | Three phase | 97.13 | 0.0013274 | 0.001447 | 0.001578 | 0.0017213 | 0.0018782 | 0.00205 | 0.0022382 | 0.0024442 | 0.00267 | 0.0029173 | 0.0031883 | 0.0034853 | 0.0038109 | 0.0041678 | 0.0045591 | 0.0046478 | 0.0046478 | 0.0046478 | 0.0046478 | 0.0046478 | 0.16789 | 0.16722 | 0.16758 | 0.16758 | 0.16628 | 0.16544 | 0.16553 | 0.16617 | 0.16478 | 0.16478 | 0.16478 | 0.16478 | 0.16478 | 0.16478 | 0.16478 | 0.16478 | 0.16478 | 0.16478 | 0.16478 | 0.16478 | 313.2008 | 692.7545 | 0.00015179 | 13774.0053 | 7804.658 | 16.4413 | 36.276 | 1005.9553 | 52.7173 | 953.238 | -6851.42 | FALSE
| 60412053 | CTN006 | CTN | 22KV | 14122.19 | 35 | 45198.6405 | 2.778% | Three phase | 97.13 | 0.13077 | 0.14179 | 0.15377 | 0.16682 | 0.18102 | 0.19648 | 0.21331 | 0.23164 | 0.2516 | 0.27335 | 0.29704 | 0.32285 | 0.35098 | 0.38164 | 0.41505 | 0.45147 | 0.46285 | 0.46285 | 0.46285 | 0.46285 | 0.16789 | 0.16722 | 0.16758 | 0.16758 | 0.16628 | 0.16544 | 0.16553 | 0.16617 | 0.16478 | 0.16478 | 0.16478 | 0.16478 | 0.16478 | 0.16478 | 0.16478 | 0.16478 | 0.16478 | 0.16478 | 0.16478 | 0.16478 | 29976.7191 | 6602616.7624 | 0.015116 | 1371688.3147 | 777229.1327 | 1637.3144 | 359756.9585 | 6632593.4815 | 361394.2729 | 6271199.2086 | 5493970.0759 | TRUE
| 60412054 | CTN006 | CTN | 22KV | 3826.12 | 35 | 45198.6405 | 2.778% | Three phase | 97.13 | 0.03543 | 0.038414 | 0.041662 | 0.045196 | 0.049043 | 0.053231 | 0.057792 | 0.062758 | 0.068166 | 0.074058 | 0.080477 | 0.08747 | 0.095091 | 0.1034 | 0.11245 | 0.12232 | 0.1254 | 0.1254 | 0.1254 | 0.1254 | 0.16789 | 0.16722 | 0.16758 | 0.16758 | 0.16628 | 0.16544 | 0.16553 | 0.16617 | 0.16478 | 0.16478 | 0.16478 | 0.16478 | 0.16478 | 0.16478 | 0.16478 | 0.16478 | 0.16478 | 0.16478 | 0.16478 | 0.16478 | 8121.582 | 484651.0561 | 0.0040954 | 371631.0356 | 210574.4172 | 443.597 | 26407.1952 | 492772.6381 | 26850.7922 | 465921.8459 | 255347.4286 | TRUE
| 60414818 | EHK024 | EHK | 22KV | 2307.69 | 20 | 45714.8889 | 4.762% | Covered | 390 | 0.021394 | 0.023015 | 0.024765 | 0.026653 | 0.028693 | 0.030894 | 0.033272 | 0.035839 | 0.038613 | 0.041608 | 0.044845 | 0.048341 | 0.05212 | 0.056203 | 0.060617 | 0.065387 | 0.070543 | 0.075634 | 0.075634 | 0.075634 | 0.41195 | 0.41748 | 0.42552 | 0.432 | 0.43438 | 0.438 | 0.4459 | 0.45538 | 0.45805 | 0.45805 | 0.45805 | 0.45805 | 0.45805 | 0.45805 | 0.45805 | 0.45805 | 0.45805 | 0.45805 | 0.45805 | 0.45805 | 12784.6805 | 670480.0057 | 0.0024701 | 899999.1 | 509959.5239 | 726.9166 | 38571.92 | 683264.6862 | 39298.8365 | 643965.8496 | 134006.3257 | TRUE
| 60414827 | EHK024 | EHK | 22KV | 372.89 | 20 | 45714.8889 | 4.762% | Covered | 390 | 0.0034569 | 0.0037189 | 0.0040016 | 0.0043068 | 0.0046363 | 0.0049921 | 0.0053762 | 0.0057911 | 0.0062392 | 0.0067233 | 0.0072463 | 0.0078113 | 0.0084218 | 0.0090817 | 0.0097948 | 0.010566 | 0.011399 | 0.012221 | 0.012221 | 0.012221 | 0.41195 | 0.41748 | 0.42552 | 0.432 | 0.43438 | 0.438 | 0.4459 | 0.45538 | 0.45805 | 0.45805 | 0.45805 | 0.45805 | 0.45805 | 0.45805 | 0.45805 | 0.45805 | 0.45805 | 0.45805 | 0.45805 | 0.45805 | 2065.8232 | 17506.2195 | 0.00039913 | 145427.1 | 82402.2321 | 117.4594 | 1007.1121 | 19572.0427 | 1124.5715 | 18447.4712 | -63954.7609 | FALSE
| 60414839 | EHK024 | EHK | 22KV | 4569.2 | 20 | 45714.8889 | 4.762% | Three phase | 97.13 | 0.042928 | 0.045675 | 0.048607 | 0.051735 | 0.055074 | 0.058636 | 0.062439 | 0.066498 | 0.070831 | 0.075458 | 0.080397 | 0.085671 | 0.091303 | 0.097318 | 0.10374 | 0.1106 | 0.11793 | 0.12576 | 0.13413 | 0.14306 | 0.41195 | 0.41748 | 0.42552 | 0.432 | 0.43438 | 0.438 | 0.4459 | 0.45538 | 0.45805 | 0.45805 | 0.45805 | 0.45805 | 0.45805 | 0.45805 | 0.45805 | 0.45805 | 0.45805 | 0.45805 | 0.45805 | 0.45805 | 23081.6905 | 597725.5294 | 0.0048907 | 443806.396 | 251470.5831 | 1439.2866 | 37660.4443 | 620807.2199 | 39099.7308 | 581707.4891 | 330236.906 | TRUE
| 60414850 | EHK024 | EHK | 22KV | 503.06 | 20 | 45714.8889 | 4.762% | Covered | 390 | 0.0046739 | 0.0051174 | 0.0056049 | 0.0061409 | 0.0067304 | 0.0073789 | 0.0080923 | 0.0088773 | 0.0097413 | 0.010692 | 0.011739 | 0.012892 | 0.014161 | 0.01556 | 0.016488 | 0.016488 | 0.016488 | 0.016488 | 0.016488 | 0.016488 | 0.41195 | 0.41748 | 0.42552 | 0.432 | 0.43438 | 0.438 | 0.4459 | 0.45538 | 0.45805 | 0.45805 | 0.45805 | 0.45805 | 0.45805 | 0.45805 | 0.45805 | 0.45805 | 0.45805 | 0.45805 | 0.45805 | 0.45805 | 3118.947 | 35619.446 | 0.00053846 | 196193.4 | 111167.5477 | 158.4626 | 1832.9723 | 38738.393 | 1991.4349 | 36746.9581 | -74420.5896 | FALSE
| 60414855 | EHK024 | EHK | 22KV | 428.74 | 20 | 45714.8889 | 4.762% | Three phase | 97.13 | 0.0025011 | 0.0026854 | 0.0028841 | 0.0030984 | 0.0033294 | 0.0035785 | 0.0038472 | 0.0041371 | 0.0044498 | 0.0047872 | 0.0051514 | 0.0055444 | 0.0059687 | 0.0064268 | 0.0069213 | 0.0074553 | 0.008032 | 0.0086549 | 0.0093277 | 0.010054 | 0.41195 | 0.41748 | 0.42552 | 0.432 | 0.43438 | 0.438 | 0.4459 | 0.45538 | 0.45805 | 0.45805 | 0.45805 | 0.45805 | 0.45805 | 0.45805 | 0.45805 | 0.45805 | 0.45805 | 0.45805 | 0.45805 | 0.45805 | 1492.1446 | 3620.6888 | 0.00045891 | 41643.5162 | 23596.1433 | 135.052 | 331.5837 | 5112.8334 | 466.6357 | 4646.1977 | -18949.9455 | FALSE
| 60414856 | EHK024 | EHK | 22KV | 42.09 | 20 | 45714.8889 | 4.762% | Three phase | 97.13 | 0.00024554 | 0.00026363 | 0.00028314 | 0.00030417 | 0.00032685 | 0.00035131 | 0.00037768 | 0.00040614 | 0.00043684 | 0.00046997 | 0.00050572 | 0.00054431 | 0.00058596 | 0.00063092 | 0.00067947 | 0.0007319 | 0.00078851 | 0.00084966 | 0.00091571 | 0.00098706 | 0.41195 | 0.41748 | 0.42552 | 0.432 | 0.43438 | 0.438 | 0.4459 | 0.45538 | 0.45805 | 0.45805 | 0.45805 | 0.45805 | 0.45805 | 0.45805 | 0.45805 | 0.45805 | 0.45805 | 0.45805 | 0.45805 | 0.45805 | 146.4859 | 34.8948 | 4.5052e-05 | 4088.2017 | 2316.4661 | 13.2582 | 3.1957 | 181.3807 | 16.4539 | 164.9268 | -2151.5393 | FALSE
| 60414857 | EHK024 | EHK | 22KV | 149.52 | 20 | 45714.8889 | 4.762% | Three phase | 97.13 | 0.00087224 | 0.00093653 | 0.0010058 | 0.0010805 | 0.0011611 | 0.001248 | 0.0013417 | 0.0014428 | 0.0015518 | 0.0016695 | 0.0017965 | 0.0019336 | 0.0020815 | 0.0022413 | 0.0024138 | 0.0026 | 0.0028011 | 0.0030183 | 0.003253 | 0.0035064 | 0.41195 | 0.41748 | 0.42552 | 0.432 | 0.43438 | 0.438 | 0.4459 | 0.45538 | 0.45805 | 0.45805 | 0.45805 | 0.45805 | 0.45805 | 0.45805 | 0.45805 | 0.45805 | 0.45805 | 0.45805 | 0.45805 | 0.45805 | 520.3747 | 440.3538 | 0.00016004 | 14522.8776 | 8228.9857 | 47.0984 | 40.3277 | 960.7285 | 87.4261 | 873.3024 | -7355.6833 | FALSE
| 60414860 | EHK024 | EHK | 22KV | 2386.54 | 20 | 45714.8889 | 4.762% | Covered | 390 | 0.021711 | 0.023077 | 0.024532 | 0.026083 | 0.027737 | 0.0295 | 0.031379 | 0.033383 | 0.03552 | 0.0378 | 0.04023 | 0.042823 | 0.045589 | 0.04854 | 0.051688 | 0.055046 | 0.05863 | 0.062454 | 0.066536 | 0.070891 | 0.41195 | 0.41748 | 0.42552 | 0.432 | 0.43438 | 0.438 | 0.4459 | 0.45538 | 0.45805 | 0.45805 | 0.45805 | 0.45805 | 0.45805 | 0.45805 | 0.45805 | 0.45805 | 0.45805 | 0.45805 | 0.45805 | 0.45805 | 11542.3158 | 626953.5912 | 0.0025545 | 930750.6 | 527384.0084 | 751.7541 | 41252.8309 | 638495.907 | 42004.585 | 596491.322 | 69107.3136 | TRUE
| 60414877 | EHK024 | EHK | 22KV | 277.05 | 20 | 45714.8889 | 4.762% | Covered | 390 | 0.0028997 | 0.0031148 | 0.0033467 | 0.0035965 | 0.0038657 | 0.0041559 | 0.0044687 | 0.0048059 | 0.0051695 | 0.0055615 | 0.0059843 | 0.0064403 | 0.0069321 | 0.0074626 | 0.008035 | 0.0086525 | 0.0090802 | 0.0090802 | 0.0090802 | 0.0090802 | 0.41195 | 0.41748 | 0.42552 | 0.432 | 0.43438 | 0.438 | 0.4459 | 0.45538 | 0.45805 | 0.45805 | 0.45805 | 0.45805 | 0.45805 | 0.45805 | 0.45805 | 0.45805 | 0.45805 | 0.45805 | 0.45805 | 0.45805 | 1671.3566 | 10528.8855 | 0.00029655 | 108049.5 | 61223.2519 | 87.2701 | 555.946 | 12200.2421 | 643.2161 | 11557.026 | -49666.2259 | FALSE
| 60414895 | EHK024 | EHK | 22KV | 1619.19 | 20 | 45714.8889 | 4.762% | Covered | 390 | 0.015011 | 0.016148 | 0.017376 | 0.018701 | 0.020132 | 0.021677 | 0.023345 | 0.025147 | 0.027092 | 0.029194 | 0.031465 | 0.033919 | 0.03657 | 0.039435 | 0.042532 | 0.045879 | 0.049497 | 0.053069 | 0.053069 | 0.053069 | 0.41195 | 0.41748 | 0.42552 | 0.432 | 0.43438 | 0.438 | 0.4459 | 0.45538 | 0.45805 | 0.45805 | 0.45805 | 0.45805 | 0.45805 | 0.45805 | 0.45805 | 0.45805 | 0.45805 | 0.45805 | 0.45805 | 0.45805 | 8970.3673 | 330085.5563 | 0.0017331 | 631484.1 | 357812.9478 | 510.0408 | 18989.4308 | 339055.9235 | 19499.4716 | 319556.452 | -38256.4959 | FALSE
| 60414908 | EHK024 | EHK | 22KV | 4589.84 | 20 | 45714.8889 | 4.762% | Covered | 390 | 0.03047 | 0.032774 | 0.03526 | 0.037946 | 0.040846 | 0.043979 | 0.047364 | 0.051021 | 0.054973 | 0.059244 | 0.06386 | 0.068851 | 0.074247 | 0.080081 | 0.086391 | 0.093214 | 0.1006 | 0.10858 | 0.11722 | 0.12657 | 0.41195 | 0.41748 | 0.42552 | 0.432 | 0.43438 | 0.438 | 0.4459 | 0.45538 | 0.45805 | 0.45805 | 0.45805 | 0.45805 | 0.45805 | 0.45805 | 0.45805 | 0.45805 | 0.45805 | 0.45805 | 0.45805 | 0.45805 | 18526.6281 | 1931911.0982 | 0.0049128 | 1790037.6 | 1014275.1502 | 1445.7881 | 152584.8495 | 1950437.7262 | 154030.6376 | 1796407.0886 | 782131.9384 | TRUE
| 60414915 | EHK024 | EHK | 22KV | 1091.15 | 20 | 45714.8889 | 4.762% | Covered | 390 | 0.0085541 | 0.0092016 | 0.0099006 | 0.010655 | 0.01147 | 0.01235 | 0.013301 | 0.014327 | 0.015437 | 0.016635 | 0.01793 | 0.01933 | 0.020843 | 0.022478 | 0.024246 | 0.026158 | 0.028225 | 0.03046 | 0.032878 | 0.035493 | 0.41195 | 0.41748 | 0.42552 | 0.432 | 0.43438 | 0.438 | 0.4459 | 0.45538 | 0.45805 | 0.45805 | 0.45805 | 0.45805 | 0.45805 | 0.45805 | 0.45805 | 0.45805 | 0.45805 | 0.45805 | 0.45805 | 0.45805 | 5200.0864 | 128911.2218 | 0.0011679 | 425548.5 | 241125.2528 | 343.7095 | 8623.5331 | 134111.3083 | 8967.2426 | 125144.0657 | -115981.1871 | FALSE
| 60414947 | EHK024 | EHK | 22KV | 2947.25 | 20 | 45714.8889 | 4.762% | Three phase | 97.13 | 0.035222 | 0.037894 | 0.040778 | 0.04389 | 0.047249 | 0.050875 | 0.054788 | 0.059013 | 0.063576 | 0.068502 | 0.073822 | 0.079568 | 0.085775 | 0.09248 | 0.096595 | 0.096595 | 0.096595 | 0.096595 | 0.096595 | 0.096595 | 0.41195 | 0.41748 | 0.42552 | 0.432 | 0.43438 | 0.438 | 0.4459 | 0.45538 | 0.45805 | 0.45805 | 0.45805 | 0.45805 | 0.45805 | 0.45805 | 0.45805 | 0.45805 | 0.45805 | 0.45805 | 0.45805 | 0.45805 | 19710.6324 | 329164.4312 | 0.0031546 | 286266.3925 | 162204.9102 | 928.3764 | 15668.9197 | 348875.0636 | 16597.2961 | 332277.7675 | 170072.8573 | TRUE
| 60414951 | EHK024 | EHK | 22KV | 259.46 | 20 | 45714.8889 | 4.762% | Three phase | 97.13 | 0.0019165 | 0.0020448 | 0.0021822 | 0.0023292 | 0.0024866 | 0.0026552 | 0.0028357 | 0.003029 | 0.0032361 | 0.0034579 | 0.0036955 | 0.0039501 | 0.0042229 | 0.0045152 | 0.0048285 | 0.0051643 | 0.0055243 | 0.0059101 | 0.0063238 | 0.0067672 | 0.41195 | 0.41748 | 0.42552 | 0.432 | 0.43438 | 0.438 | 0.4459 | 0.45538 | 0.45805 | 0.45805 | 0.45805 | 0.45805 | 0.45805 | 0.45805 | 0.45805 | 0.45805 | 0.45805 | 0.45805 | 0.45805 | 0.45805 | 1063.5824 | 1563.3113 | 0.00027772 | 25201.3498 | 14279.6458 | 81.7293 | 121.4356 | 2626.8937 | 203.1648 | 2423.7289 | -11855.9169 | FALSE
| 60414956 | EHK024 | EHK | 22KV | 123.45 | 20 | 45714.8889 | 4.762% | Three phase | 97.13 | 0.0014422 | 0.0015872 | 0.0017474 | 0.0019244 | 0.0021201 | 0.0023363 | 0.0025754 | 0.0028398 | 0.0031323 | 0.0034558 | 0.0038137 | 0.004046 | 0.004046 | 0.004046 | 0.004046 | 0.004046 | 0.004046 | 0.004046 | 0.004046 | 0.004046 | 0.41195 | 0.41748 | 0.42552 | 0.432 | 0.43438 | 0.438 | 0.4459 | 0.45538 | 0.45805 | 0.45805 | 0.45805 | 0.45805 | 0.45805 | 0.45805 | 0.45805 | 0.45805 | 0.45805 | 0.45805 | 0.45805 | 0.45805 | 888.7137 | 621.2332 | 0.00013214 | 11990.6985 | 6794.1967 | 38.8864 | 27.4908 | 1509.9469 | 66.3772 | 1443.5697 | -5350.627 | FALSE
| 60414957 | EHK024 | EHK | 22KV | 375.4 | 20 | 45714.8889 | 4.762% | Covered | 390 | 0.0031899 | 0.0034932 | 0.0038267 | 0.0041936 | 0.0045972 | 0.0050413 | 0.0055301 | 0.0060682 | 0.0066607 | 0.007313 | 0.0080315 | 0.008823 | 0.009695 | 0.010656 | 0.011715 | 0.012304 | 0.012304 | 0.012304 | 0.012304 | 0.012304 | 0.41195 | 0.41748 | 0.42552 | 0.432 | 0.43438 | 0.438 | 0.4459 | 0.45538 | 0.45805 | 0.45805 | 0.45805 | 0.45805 | 0.45805 | 0.45805 | 0.45805 | 0.45805 | 0.45805 | 0.45805 | 0.45805 | 0.45805 | 2197.3176 | 18717.1408 | 0.00040182 | 146406 | 82956.8986 | 118.2501 | 1020.7158 | 20914.4584 | 1138.9659 | 19775.4925 | -63181.4061 | FALSE
| 60414958 | EHK024 | EHK | 22KV | 7986.57 | 20 | 45714.8889 | 4.762% | Covered | 390 | 0.074924 | 0.079662 | 0.084712 | 0.090097 | 0.09584 | 0.10196 | 0.10849 | 0.11546 | 0.12289 | 0.13082 | 0.13927 | 0.1483 | 0.15792 | 0.1682 | 0.17916 | 0.19086 | 0.20335 | 0.21668 | 0.23091 | 0.24611 | 0.41195 | 0.41748 | 0.42552 | 0.432 | 0.43438 | 0.438 | 0.4459 | 0.45538 | 0.45805 | 0.45805 | 0.45805 | 0.45805 | 0.45805 | 0.45805 | 0.45805 | 0.45805 | 0.45805 | 0.45805 | 0.45805 | 0.45805 | 39965.0512 | 7264308.2813 | 0.0085486 | 3114762.3 | 1764893.6534 | 2515.7495 | 461994.6281 | 7304273.3325 | 464510.3777 | 6839762.9548 | 5074869.3014 | TRUE
| 60414974 | EHK024 | EHK | 22KV | 290.02 | 20 | 45714.8889 | 4.762% | Covered | 390 | 0.0029252 | 0.003147 | 0.0033864 | 0.0036447 | 0.0039236 | 0.0042247 | 0.0045497 | 0.0049008 | 0.0052799 | 0.0056894 | 0.0061317 | 0.0066095 | 0.0071258 | 0.0076837 | 0.0082865 | 0.008938 | 0.0095053 | 0.0095053 | 0.0095053 | 0.0095053 | 0.41195 | 0.41748 | 0.42552 | 0.432 | 0.43438 | 0.438 | 0.4459 | 0.45538 | 0.45805 | 0.45805 | 0.45805 | 0.45805 | 0.45805 | 0.45805 | 0.45805 | 0.45805 | 0.45805 | 0.45805 | 0.45805 | 0.45805 | 1718.569 | 11330.1895 | 0.00031043 | 113107.8 | 64089.3972 | 91.3556 | 609.2173 | 13048.7586 | 700.5729 | 12348.1857 | -51741.2115 | FALSE
| 60414975 | EHK024 | EHK | 22KV | 1455.39 | 20 | 45714.8889 | 4.762% | Covered | 390 | 0.01468 | 0.015793 | 0.016994 | 0.01829 | 0.01969 | 0.0212 | 0.022832 | 0.024593 | 0.026496 | 0.028551 | 0.03077 | 0.033168 | 0.035759 | 0.038558 | 0.041584 | 0.044853 | 0.0477 | 0.0477 | 0.0477 | 0.0477 | 0.41195 | 0.41748 | 0.42552 | 0.432 | 0.43438 | 0.438 | 0.4459 | 0.45538 | 0.45805 | 0.45805 | 0.45805 | 0.45805 | 0.45805 | 0.45805 | 0.45805 | 0.45805 | 0.45805 | 0.45805 | 0.45805 | 0.45805 | 8624.1921 | 285325.1485 | 0.0015578 | 567602.1 | 321615.9846 | 458.4442 | 15341.7568 | 293949.3407 | 15800.201 | 278149.1397 | -43466.8449 | FALSE
| 60414989 | EHK024 | EHK | 22KV | 652.61 | 20 | 45714.8889 | 4.762% | Three phase | 97.13 | 0.0054207 | 0.005934 | 0.0064982 | 0.0071187 | 0.007801 | 0.0085516 | 0.0093775 | 0.010286 | 0.011287 | 0.012388 | 0.0136 | 0.014935 | 0.016405 | 0.018025 | 0.019809 | 0.021389 | 0.021389 | 0.021389 | 0.021389 | 0.021389 | 0.41195 | 0.41748 | 0.42552 | 0.432 | 0.43438 | 0.438 | 0.4459 | 0.45538 | 0.45805 | 0.45805 | 0.45805 | 0.45805 | 0.45805 | 0.45805 | 0.45805 | 0.45805 | 0.45805 | 0.45805 | 0.45805 | 0.45805 | 3754.2504 | 13844.4935 | 0.00069853 | 63388.0093 | 35917.0571 | 205.5705 | 768.2677 | 17598.7439 | 973.8382 | 16624.9057 | -19292.1514 | FALSE
| 60415001 | EHK024 | EHK | 22KV | 605.6 | 20 | 45714.8889 | 4.762% | Three phase | 97.13 | 0.0056896 | 0.0060538 | 0.0064424 | 0.006857 | 0.0072994 | 0.0077717 | 0.0082757 | 0.0088137 | 0.009388 | 0.010001 | 0.010656 | 0.011355 | 0.012101 | 0.012898 | 0.01375 | 0.014659 | 0.015631 | 0.016668 | 0.017777 | 0.018962 | 0.41195 | 0.41748 | 0.42552 | 0.432 | 0.43438 | 0.438 | 0.4459 | 0.45538 | 0.45805 | 0.45805 | 0.45805 | 0.45805 | 0.45805 | 0.45805 | 0.45805 | 0.45805 | 0.45805 | 0.45805 | 0.45805 | 0.45805 | 3059.2383 | 10500.0944 | 0.00064821 | 58821.928 | 33329.8138 | 190.7625 | 661.5716 | 13559.3327 | 852.3341 | 12706.9986 | -20622.8151 | FALSE
| 60415005 | EHK024 | EHK | 22KV | 2809.08 | 20 | 45714.8889 | 4.762% | Three phase | 97.13 | 0.030836 | 0.033175 | 0.035699 | 0.038423 | 0.041363 | 0.044537 | 0.047964 | 0.051664 | 0.055659 | 0.059974 | 0.064634 | 0.069668 | 0.075106 | 0.080982 | 0.08733 | 0.092067 | 0.092067 | 0.092067 | 0.092067 | 0.092067 | 0.41195 | 0.41748 | 0.42552 | 0.432 | 0.43438 | 0.438 | 0.4459 | 0.45538 | 0.45805 | 0.45805 | 0.45805 | 0.45805 | 0.45805 | 0.45805 | 0.45805 | 0.45805 | 0.45805 | 0.45805 | 0.45805 | 0.45805 | 17722.3449 | 281954.4235 | 0.0030067 | 272845.9404 | 154600.5834 | 884.8532 | 14234.2083 | 299676.7683 | 15119.0615 | 284557.7068 | 129957.1235 | TRUE
| 60415025 | EHK024 | EHK | 22KV | 28.82 | 20 | 45714.8889 | 4.762% | Three phase | 97.13 | 0.00036091 | 0.00039511 | 0.00043268 | 0.00047397 | 0.00051934 | 0.00056922 | 0.00062405 | 0.00068434 | 0.00075064 | 0.00082356 | 0.00090377 | 0.00094457 | 0.00094457 | 0.00094457 | 0.00094457 | 0.00094457 | 0.00094457 | 0.00094457 | 0.00094457 | 0.00094457 | 0.41195 | 0.41748 | 0.42552 | 0.432 | 0.43438 | 0.438 | 0.4459 | 0.45538 | 0.45805 | 0.45805 | 0.45805 | 0.45805 | 0.45805 | 0.45805 | 0.45805 | 0.45805 | 0.45805 | 0.45805 | 0.45805 | 0.45805 | 211.5193 | 34.5399 | 3.0848e-05 | 2799.2866 | 1586.1381 | 9.0782 | 1.4983 | 246.0592 | 10.5765 | 235.4827 | -1350.6554 | FALSE
| 60415026 | EHK024 | EHK | 22KV | 103.07 | 20 | 45714.8889 | 4.762% | Three phase | 97.13 | 0.0012907 | 0.001413 | 0.0015474 | 0.0016951 | 0.0018573 | 0.0020357 | 0.0022318 | 0.0024474 | 0.0026845 | 0.0029453 | 0.0032322 | 0.0033781 | 0.0033781 | 0.0033781 | 0.0033781 | 0.0033781 | 0.0033781 | 0.0033781 | 0.0033781 | 0.0033781 | 0.41195 | 0.41748 | 0.42552 | 0.432 | 0.43438 | 0.438 | 0.4459 | 0.45538 | 0.45805 | 0.45805 | 0.45805 | 0.45805 | 0.45805 | 0.45805 | 0.45805 | 0.45805 | 0.45805 | 0.45805 | 0.45805 | 0.45805 | 756.4642 | 441.7709 | 0.00011032 | 10011.1891 | 5672.5626 | 32.4668 | 19.1633 | 1198.2351 | 51.6301 | 1146.605 | -4525.9576 | FALSE
| 60415045 | EHK024 | EHK | 22KV | 788.65 | 20 | 45714.8889 | 4.762% | Three phase | 97.13 | 0.004501 | 0.0048312 | 0.0051872 | 0.0055708 | 0.0059843 | 0.0064302 | 0.006911 | 0.0074295 | 0.0079887 | 0.008592 | 0.0092429 | 0.0099452 | 0.010703 | 0.011521 | 0.012404 | 0.013357 | 0.014386 | 0.015497 | 0.016697 | 0.017993 | 0.41195 | 0.41748 | 0.42552 | 0.432 | 0.43438 | 0.438 | 0.4459 | 0.45538 | 0.45805 | 0.45805 | 0.45805 | 0.45805 | 0.45805 | 0.45805 | 0.45805 | 0.45805 | 0.45805 | 0.45805 | 0.45805 | 0.45805 | 2676.5944 | 11947.3352 | 0.00084415 | 76601.5745 | 43404.1573 | 248.4228 | 1121.9506 | 14623.9295 | 1370.3733 | 13253.5562 | -30150.601 | FALSE
| 60415053 | EHK024 | EHK | 22KV | 13 | 20 | 45714.8889 | 4.762% | Three phase | 97.13 | 0.00013606 | 0.00014616 | 0.00015704 | 0.00016876 | 0.00018139 | 0.00019501 | 0.00020968 | 0.00022551 | 0.00024257 | 0.00026096 | 0.0002808 | 0.0003022 | 0.00032527 | 0.00035017 | 0.00037702 | 0.000406 | 0.00042607 | 0.00042607 | 0.00042607 | 0.00042607 | 0.41195 | 0.41748 | 0.42552 | 0.432 | 0.43438 | 0.438 | 0.4459 | 0.45538 | 0.45805 | 0.45805 | 0.45805 | 0.45805 | 0.45805 | 0.45805 | 0.45805 | 0.45805 | 0.45805 | 0.45805 | 0.45805 | 0.45805 | 78.425 | 5.7735 | 1.3915e-05 | 1262.69 | 715.4683 | 4.095 | 0.30485 | 84.1985 | 4.3998 | 79.7987 | -635.6696 | FALSE
| 60415063 | EHK024 | EHK | 22KV | 852.46 | 20 | 45714.8889 | 4.762% | Covered | 390 | 0.0054002 | 0.0057987 | 0.0062281 | 0.0066912 | 0.0071904 | 0.0077287 | 0.0083093 | 0.0089356 | 0.0096112 | 0.01034 | 0.011127 | 0.011976 | 0.012892 | 0.013881 | 0.014948 | 0.016101 | 0.017346 | 0.01869 | 0.020142 | 0.02171 | 0.41195 | 0.41748 | 0.42552 | 0.432 | 0.43438 | 0.438 | 0.4459 | 0.45538 | 0.45805 | 0.45805 | 0.45805 | 0.45805 | 0.45805 | 0.45805 | 0.45805 | 0.45805 | 0.45805 | 0.45805 | 0.45805 | 0.45805 | 3222.5118 | 62425.9881 | 0.00091245 | 332459.4 | 188378.8965 | 268.5228 | 5263.3753 | 65648.4999 | 5531.8981 | 60116.6018 | -128262.2947 | FALSE
| 60415082 | EHK024 | EHK | 22KV | 5579.27 | 20 | 45714.8889 | 4.762% | Single phase | 44.74 | 0.050514 | 0.054381 | 0.058559 | 0.063071 | 0.067947 | 0.073216 | 0.078911 | 0.085065 | 0.091718 | 0.098911 | 0.10669 | 0.1151 | 0.12419 | 0.13403 | 0.14467 | 0.15618 | 0.16863 | 0.18211 | 0.18286 | 0.18286 | 0.41195 | 0.41748 | 0.42552 | 0.432 | 0.43438 | 0.438 | 0.4459 | 0.45538 | 0.45805 | 0.45805 | 0.45805 | 0.45805 | 0.45805 | 0.45805 | 0.45805 | 0.45805 | 0.45805 | 0.45805 | 0.45805 | 0.45805 | 30488.4448 | 443408.7791 | 0.0059719 | 249616.5398 | 141438.2879 | 1757.4561 | 25864.4026 | 473897.2239 | 27621.8587 | 446275.3653 | 304837.0774 | TRUE
| 60415097 | EHK024 | EHK | 22KV | 24.61 | 20 | 45714.8889 | 4.762% | Covered | 390 | 0.00031046 | 0.00033718 | 0.00036629 | 0.00039801 | 0.00043258 | 0.00047026 | 0.00051134 | 0.00055613 | 0.00060497 | 0.00065823 | 0.00071632 | 0.00077969 | 0.00080659 | 0.00080659 | 0.00080659 | 0.00080659 | 0.00080659 | 0.00080659 | 0.00080659 | 0.00080659 | 0.41195 | 0.41748 | 0.42552 | 0.432 | 0.43438 | 0.438 | 0.4459 | 0.45538 | 0.45805 | 0.45805 | 0.45805 | 0.45805 | 0.45805 | 0.45805 | 0.45805 | 0.45805 | 0.45805 | 0.45805 | 0.45805 | 0.45805 | 176.8013 | 99.0034 | 2.6342e-05 | 9597.9 | 5438.3838 | 7.7521 | 4.3867 | 275.8047 | 12.1388 | 263.6659 | -5174.7179 | FALSE
| 60415112 | EHK024 | EHK | 22KV | 1687.23 | 20 | 45714.8889 | 4.762% | Single phase | 44.74 | 0.013717 | 0.014732 | 0.015827 | 0.017006 | 0.018277 | 0.019648 | 0.021125 | 0.022719 | 0.024437 | 0.026291 | 0.02829 | 0.030447 | 0.032775 | 0.035286 | 0.037996 | 0.040921 | 0.044079 | 0.047487 | 0.051166 | 0.055139 | 0.41195 | 0.41748 | 0.42552 | 0.432 | 0.43438 | 0.438 | 0.4459 | 0.45538 | 0.45805 | 0.45805 | 0.45805 | 0.45805 | 0.45805 | 0.45805 | 0.45805 | 0.45805 | 0.45805 | 0.45805 | 0.45805 | 0.45805 | 8190.2469 | 36024.5437 | 0.001806 | 75486.6702 | 42772.4277 | 531.4732 | 2365.3547 | 44214.7905 | 2896.8279 | 41317.9626 | -1454.465 | FALSE
| 60415131 | EHK024 | EHK | 22KV | 1816.45 | 20 | 45714.8889 | 4.762% | Covered | 390 | 0.017395 | 0.01897 | 0.020693 | 0.02258 | 0.024647 | 0.02691 | 0.02939 | 0.032106 | 0.035083 | 0.038345 | 0.041921 | 0.045841 | 0.050139 | 0.054852 | 0.059534 | 0.059534 | 0.059534 | 0.059534 | 0.059534 | 0.059534 | 0.41195 | 0.41748 | 0.42552 | 0.432 | 0.43438 | 0.438 | 0.4459 | 0.45538 | 0.45805 | 0.45805 | 0.45805 | 0.45805 | 0.45805 | 0.45805 | 0.45805 | 0.45805 | 0.45805 | 0.45805 | 0.45805 | 0.45805 | 11256.2803 | 464320.1436 | 0.0019443 | 708415.5 | 401403.9915 | 572.1772 | 23898.0913 | 475576.4238 | 24470.2685 | 451106.1553 | 49702.1638 | TRUE
| 60415134 | EHK024 | EHK | 22KV | 3218.32 | 20 | 45714.8889 | 4.762% | Three phase | 97.13 | 0.02523 | 0.02714 | 0.029201 | 0.031427 | 0.033831 | 0.036426 | 0.03923 | 0.042258 | 0.04553 | 0.049065 | 0.052885 | 0.057013 | 0.061475 | 0.066299 | 0.071513 | 0.077152 | 0.083248 | 0.089841 | 0.096972 | 0.10468 | 0.41195 | 0.41748 | 0.42552 | 0.432 | 0.43438 | 0.438 | 0.4459 | 0.45538 | 0.45805 | 0.45805 | 0.45805 | 0.45805 | 0.45805 | 0.45805 | 0.45805 | 0.45805 | 0.45805 | 0.45805 | 0.45805 | 0.45805 | 15337.5266 | 279298.7813 | 0.0034448 | 312595.4216 | 177123.5242 | 1013.7627 | 18683.7286 | 294636.3079 | 19697.4914 | 274938.8166 | 97815.2923 | TRUE
| 60415162 | EHK024 | EHK | 22KV | 104.67 | 20 | 45714.8889 | 4.762% | Covered | 390 | 0.0006106 | 0.00065561 | 0.00070412 | 0.00075642 | 0.00081281 | 0.00087363 | 0.00093923 | 0.00101 | 0.0010863 | 0.0011687 | 0.0012576 | 0.0013536 | 0.0014572 | 0.001569 | 0.0016897 | 0.0018201 | 0.0019609 | 0.0021129 | 0.0022772 | 0.0024546 | 0.41195 | 0.41748 | 0.42552 | 0.432 | 0.43438 | 0.438 | 0.4459 | 0.45538 | 0.45805 | 0.45805 | 0.45805 | 0.45805 | 0.45805 | 0.45805 | 0.45805 | 0.45805 | 0.45805 | 0.45805 | 0.45805 | 0.45805 | 364.2832 | 866.4806 | 0.00011204 | 40821.3 | 23130.2573 | 32.9708 | 79.3525 | 1230.7638 | 112.3233 | 1118.4405 | -22011.8168 | FALSE
| 60415163 | EHK024 | EHK | 22KV | 295.52 | 20 | 45714.8889 | 4.762% | Covered | 390 | 0.001724 | 0.001851 | 0.001988 | 0.0021356 | 0.0022949 | 0.0024666 | 0.0026518 | 0.0028516 | 0.0030671 | 0.0032997 | 0.0035507 | 0.0038217 | 0.0041141 | 0.0044298 | 0.0047707 | 0.0051388 | 0.0055363 | 0.0059656 | 0.0064293 | 0.0069303 | 0.41195 | 0.41748 | 0.42552 | 0.432 | 0.43438 | 0.438 | 0.4459 | 0.45538 | 0.45805 | 0.45805 | 0.45805 | 0.45805 | 0.45805 | 0.45805 | 0.45805 | 0.45805 | 0.45805 | 0.45805 | 0.45805 | 0.45805 | 1028.4988 | 6906.9795 | 0.00031631 | 115252.8 | 65304.802 | 93.0881 | 632.543 | 7935.4783 | 725.6311 | 7209.8472 | -58094.9548 | FALSE
| 60415166 | EHK024 | EHK | 22KV | 476.36 | 20 | 45714.8889 | 4.762% | Covered | 390 | 0.0038728 | 0.0041595 | 0.0044684 | 0.0048013 | 0.0051602 | 0.0055471 | 0.0059643 | 0.0064142 | 0.0068994 | 0.0074227 | 0.0079872 | 0.0085962 | 0.0092533 | 0.0099624 | 0.010728 | 0.011553 | 0.012445 | 0.013407 | 0.014446 | 0.015568 | 0.41195 | 0.41748 | 0.42552 | 0.432 | 0.43438 | 0.438 | 0.4459 | 0.45538 | 0.45805 | 0.45805 | 0.45805 | 0.45805 | 0.45805 | 0.45805 | 0.45805 | 0.45805 | 0.45805 | 0.45805 | 0.45805 | 0.45805 | 2312.3735 | 25031.6289 | 0.00050988 | 185780.4 | 105267.3101 | 150.0522 | 1643.565 | 27344.0024 | 1793.6172 | 25550.3852 | -79716.9249 | FALSE
| 60415169 | EHK024 | EHK | 22KV | 1847.34 | 20 | 45714.8889 | 4.762% | Three phase | 97.13 | 0.013815 | 0.014837 | 0.015938 | 0.017125 | 0.018404 | 0.019783 | 0.021271 | 0.022875 | 0.024605 | 0.026471 | 0.028484 | 0.030657 | 0.033001 | 0.035531 | 0.038261 | 0.041208 | 0.04439 | 0.047824 | 0.051533 | 0.055538 | 0.41195 | 0.41748 | 0.42552 | 0.432 | 0.43438 | 0.438 | 0.4459 | 0.45538 | 0.45805 | 0.45805 | 0.45805 | 0.45805 | 0.45805 | 0.45805 | 0.45805 | 0.45805 | 0.45805 | 0.45805 | 0.45805 | 0.45805 | 8247.5509 | 86229.6616 | 0.0019773 | 179432.1342 | 101670.2414 | 581.9075 | 6156.0023 | 94477.2124 | 6737.9097 | 87739.3027 | -13930.9387 | FALSE
| 60415172 | EHK024 | EHK | 22KV | 308.36 | 20 | 45714.8889 | 4.762% | Three phase | 97.13 | 0.002897 | 0.0030825 | 0.0032803 | 0.0034914 | 0.0037167 | 0.0039572 | 0.0042138 | 0.0044877 | 0.0047802 | 0.0050924 | 0.0054257 | 0.0057817 | 0.0061617 | 0.0065677 | 0.0070012 | 0.0074642 | 0.0079589 | 0.0084872 | 0.0090517 | 0.0096548 | 0.41195 | 0.41748 | 0.42552 | 0.432 | 0.43438 | 0.438 | 0.4459 | 0.45538 | 0.45805 | 0.45805 | 0.45805 | 0.45805 | 0.45805 | 0.45805 | 0.45805 | 0.45805 | 0.45805 | 0.45805 | 0.45805 | 0.45805 | 1557.706 | 2722.3098 | 0.00033006 | 29951.0068 | 16970.9072 | 97.1326 | 171.5225 | 4280.0157 | 268.6552 | 4011.3606 | -12959.5466 | FALSE
| 60415173 | EHK024 | EHK | 22KV | 238.86 | 20 | 45714.8889 | 4.762% | Three phase | 97.13 | 0.0022441 | 0.0023877 | 0.002541 | 0.0027045 | 0.002879 | 0.0030653 | 0.0032641 | 0.0034763 | 0.0037028 | 0.0039446 | 0.0042028 | 0.0044786 | 0.004773 | 0.0050874 | 0.0054232 | 0.0057819 | 0.006165 | 0.0065743 | 0.0070116 | 0.0074788 | 0.41195 | 0.41748 | 0.42552 | 0.432 | 0.43438 | 0.438 | 0.4459 | 0.45538 | 0.45805 | 0.45805 | 0.45805 | 0.45805 | 0.45805 | 0.45805 | 0.45805 | 0.45805 | 0.45805 | 0.45805 | 0.45805 | 0.45805 | 1206.621 | 1633.4593 | 0.00025567 | 23200.4718 | 13145.9038 | 75.2403 | 102.9181 | 2840.0803 | 178.1584 | 2661.9219 | -10483.9819 | FALSE
| 60415188 | EHK024 | EHK | 22KV | 2037.32 | 20 | 45714.8889 | 4.762% | Three phase | 97.13 | 0.012906 | 0.013858 | 0.014885 | 0.015991 | 0.017185 | 0.018471 | 0.019859 | 0.021355 | 0.02297 | 0.024712 | 0.026592 | 0.028621 | 0.03081 | 0.033174 | 0.035725 | 0.03848 | 0.041455 | 0.044667 | 0.048137 | 0.051884 | 0.41195 | 0.41748 | 0.42552 | 0.432 | 0.43438 | 0.438 | 0.4459 | 0.45538 | 0.45805 | 0.45805 | 0.45805 | 0.45805 | 0.45805 | 0.45805 | 0.45805 | 0.45805 | 0.45805 | 0.45805 | 0.45805 | 0.45805 | 7701.5787 | 88802.3962 | 0.0021807 | 197884.8916 | 112125.9845 | 641.7507 | 7487.2718 | 96503.9749 | 8129.0225 | 88374.9524 | -23751.0321 | FALSE
| 60415190 | EHK024 | EHK | 22KV | 13.84 | 20 | 45714.8889 | 4.762% | Three phase | 97.13 | 8.7674e-05 | 9.4143e-05 | 0.00010112 | 0.00010863 | 0.00011674 | 0.00012548 | 0.00013491 | 0.00014507 | 0.00015604 | 0.00016788 | 0.00018065 | 0.00019443 | 0.0002093 | 0.00022536 | 0.00024269 | 0.00026141 | 0.00028161 | 0.00030344 | 0.00032701 | 0.00035246 | 0.41195 | 0.41748 | 0.42552 | 0.432 | 0.43438 | 0.438 | 0.4459 | 0.45538 | 0.45805 | 0.45805 | 0.45805 | 0.45805 | 0.45805 | 0.45805 | 0.45805 | 0.45805 | 0.45805 | 0.45805 | 0.45805 | 0.45805 | 52.3187 | 4.0981 | 1.4814e-05 | 1344.2792 | 761.6985 | 4.3596 | 0.34552 | 56.4167 | 4.7051 | 51.7116 | -709.9869 | FALSE
| 60415191 | EHK024 | EHK | 22KV | 230.58 | 20 | 45714.8889 | 4.762% | Three phase | 97.13 | 0.0014607 | 0.0015685 | 0.0016846 | 0.0018099 | 0.0019449 | 0.0020905 | 0.0022476 | 0.002417 | 0.0025997 | 0.0027969 | 0.0030096 | 0.0032392 | 0.0034871 | 0.0037546 | 0.0040433 | 0.0043551 | 0.0046918 | 0.0050554 | 0.005448 | 0.0058722 | 0.41195 | 0.41748 | 0.42552 | 0.432 | 0.43438 | 0.438 | 0.4459 | 0.45538 | 0.45805 | 0.45805 | 0.45805 | 0.45805 | 0.45805 | 0.45805 | 0.45805 | 0.45805 | 0.45805 | 0.45805 | 0.45805 | 0.45805 | 871.65 | 1137.4949 | 0.00024681 | 22396.2354 | 12690.2055 | 72.6321 | 95.9066 | 2009.1449 | 168.5387 | 1840.6062 | -10849.5993 | FALSE
| 60415192 | EHK024 | EHK | 22KV | 735.38 | 20 | 45714.8889 | 4.762% | Three phase | 97.13 | 0.0046585 | 0.0050022 | 0.0053728 | 0.0057722 | 0.0062028 | 0.0066672 | 0.0071681 | 0.0077084 | 0.0082912 | 0.00892 | 0.0095985 | 0.010331 | 0.011121 | 0.011974 | 0.012895 | 0.01389 | 0.014963 | 0.016123 | 0.017375 | 0.018728 | 0.41195 | 0.41748 | 0.42552 | 0.432 | 0.43438 | 0.438 | 0.4459 | 0.45538 | 0.45805 | 0.45805 | 0.45805 | 0.45805 | 0.45805 | 0.45805 | 0.45805 | 0.45805 | 0.45805 | 0.45805 | 0.45805 | 0.45805 | 2779.9202 | 11569.9056 | 0.00078713 | 71427.4594 | 40472.3885 | 231.6429 | 975.5033 | 14349.8258 | 1207.1461 | 13142.6796 | -27329.7088 | FALSE
| 60415199 | EHK024 | EHK | 22KV | 23.33 | 20 | 45714.8889 | 4.762% | Three phase | 97.13 | 0.00019824 | 0.00021709 | 0.00023782 | 0.00026062 | 0.0002857 | 0.0003133 | 0.00034368 | 0.00037712 | 0.00041394 | 0.00045448 | 0.00049914 | 0.00054832 | 0.00060252 | 0.00066223 | 0.00072804 | 0.00076464 | 0.00076464 | 0.00076464 | 0.00076464 | 0.00076464 | 0.41195 | 0.41748 | 0.42552 | 0.432 | 0.43438 | 0.438 | 0.4459 | 0.45538 | 0.45805 | 0.45805 | 0.45805 | 0.45805 | 0.45805 | 0.45805 | 0.45805 | 0.45805 | 0.45805 | 0.45805 | 0.45805 | 0.45805 | 136.5568 | 18.004 | 2.4972e-05 | 2266.0429 | 1283.9903 | 7.3489 | 0.98183 | 154.5608 | 8.3307 | 146.2301 | -1137.7603 | FALSE
| 60415236 | EHK024 | EHK | 22KV | 23.57 | 20 | 45714.8889 | 4.762% | Three phase | 97.13 | 0.00020028 | 0.00021932 | 0.00024027 | 0.0002633 | 0.00028864 | 0.00031653 | 0.00034722 | 0.000381 | 0.0004182 | 0.00045916 | 0.00050427 | 0.00055397 | 0.00060871 | 0.00066904 | 0.00073553 | 0.0007725 | 0.0007725 | 0.0007725 | 0.0007725 | 0.0007725 | 0.41195 | 0.41748 | 0.42552 | 0.432 | 0.43438 | 0.438 | 0.4459 | 0.45538 | 0.45805 | 0.45805 | 0.45805 | 0.45805 | 0.45805 | 0.45805 | 0.45805 | 0.45805 | 0.45805 | 0.45805 | 0.45805 | 0.45805 | 137.9616 | 18.3763 | 2.5229e-05 | 2289.3541 | 1297.199 | 7.4245 | 1.0021 | 156.3379 | 8.4266 | 147.9113 | -1149.2877 | FALSE
| 60415237 | EHK024 | EHK | 22KV | 36.82 | 20 | 45714.8889 | 4.762% | Three phase | 97.13 | 0.00034779 | 0.00038088 | 0.00041727 | 0.0004573 | 0.00050132 | 0.00054976 | 0.00060306 | 0.00066173 | 0.00072631 | 0.00079741 | 0.00087571 | 0.00096194 | 0.0010569 | 0.0011616 | 0.0012068 | 0.0012068 | 0.0012068 | 0.0012068 | 0.0012068 | 0.0012068 | 0.41195 | 0.41748 | 0.42552 | 0.432 | 0.43438 | 0.438 | 0.4459 | 0.45538 | 0.45805 | 0.45805 | 0.45805 | 0.45805 | 0.45805 | 0.45805 | 0.45805 | 0.45805 | 0.45805 | 0.45805 | 0.45805 | 0.45805 | 230.9506 | 48.0826 | 3.9411e-05 | 3576.3266 | 2026.4263 | 11.5982 | 2.4455 | 279.0333 | 14.0437 | 264.9895 | -1761.4367 | FALSE
| 60415246 | EHK024 | EHK | 22KV | 1657.84 | 20 | 45714.8889 | 4.762% | Three phase | 97.13 | 0.010502 | 0.011277 | 0.012112 | 0.013013 | 0.013984 | 0.015031 | 0.01616 | 0.017378 | 0.018692 | 0.020109 | 0.021639 | 0.02329 | 0.025071 | 0.026995 | 0.029071 | 0.031313 | 0.033733 | 0.036348 | 0.039171 | 0.04222 | 0.41195 | 0.41748 | 0.42552 | 0.432 | 0.43438 | 0.438 | 0.4459 | 0.45538 | 0.45805 | 0.45805 | 0.45805 | 0.45805 | 0.45805 | 0.45805 | 0.45805 | 0.45805 | 0.45805 | 0.45805 | 0.45805 | 0.45805 | 6267.0495 | 58801.9076 | 0.0017745 | 161025.9992 | 91240.9156 | 522.2154 | 4957.8152 | 65068.9571 | 5480.0306 | 59588.9265 | -31651.9891 | FALSE
| 60415247 | EHK024 | EHK | 22KV | 75.65 | 20 | 45714.8889 | 4.762% | Three phase | 97.13 | 0.00047923 | 0.00051459 | 0.00055271 | 0.0005938 | 0.0006381 | 0.00068587 | 0.0007374 | 0.00079297 | 0.00085293 | 0.00091762 | 0.00098742 | 0.0010627 | 0.0011441 | 0.0012318 | 0.0013266 | 0.0014289 | 0.0015393 | 0.0016586 | 0.0017874 | 0.0019266 | 0.41195 | 0.41748 | 0.42552 | 0.432 | 0.43438 | 0.438 | 0.4459 | 0.45538 | 0.45805 | 0.45805 | 0.45805 | 0.45805 | 0.45805 | 0.45805 | 0.45805 | 0.45805 | 0.45805 | 0.45805 | 0.45805 | 0.45805 | 285.9759 | 122.4402 | 8.0973e-05 | 7347.8845 | 4163.4749 | 23.8296 | 10.3234 | 408.4161 | 34.153 | 374.2631 | -3789.2118 | FALSE
| 60415248 | EHK024 | EHK | 22KV | 1068.78 | 20 | 45714.8889 | 4.762% | Three phase | 97.13 | 0.0067705 | 0.0072701 | 0.0078086 | 0.0083891 | 0.009015 | 0.00969 | 0.010418 | 0.011203 | 0.01205 | 0.012964 | 0.01395 | 0.015014 | 0.016163 | 0.017403 | 0.018742 | 0.020187 | 0.021747 | 0.023433 | 0.025253 | 0.027219 | 0.41195 | 0.41748 | 0.42552 | 0.432 | 0.43438 | 0.438 | 0.4459 | 0.45538 | 0.45805 | 0.45805 | 0.45805 | 0.45805 | 0.45805 | 0.45805 | 0.45805 | 0.45805 | 0.45805 | 0.45805 | 0.45805 | 0.45805 | 4040.2555 | 24438.9658 | 0.001144 | 103810.6014 | 58821.3976 | 336.663 | 2060.5433 | 28479.2213 | 2397.2063 | 26082.015 | -32739.3826 | FALSE
| 60415255 | EHK024 | EHK | 22KV | 46.07 | 20 | 45714.8889 | 4.762% | Covered | 390 | 0.00052487 | 0.00056385 | 0.00060584 | 0.00065108 | 0.00069984 | 0.00075239 | 0.00080903 | 0.00087008 | 0.00093591 | 0.0010069 | 0.0010834 | 0.0011659 | 0.0012549 | 0.0013509 | 0.0014545 | 0.0015099 | 0.0015099 | 0.0015099 | 0.0015099 | 0.0015099 | 0.41195 | 0.41748 | 0.42552 | 0.432 | 0.43438 | 0.438 | 0.4459 | 0.45538 | 0.45805 | 0.45805 | 0.45805 | 0.45805 | 0.45805 | 0.45805 | 0.45805 | 0.45805 | 0.45805 | 0.45805 | 0.45805 | 0.45805 | 295.8372 | 310.0235 | 4.9312e-05 | 17967.3 | 10180.6721 | 14.5119 | 15.3728 | 605.8607 | 29.8847 | 575.9759 | -9604.6962 | FALSE
| 60415272 | EHK024 | EHK | 22KV | 2061.24 | 20 | 45714.8889 | 4.762% | Three phase | 97.13 | 0.015415 | 0.016555 | 0.017783 | 0.019108 | 0.020535 | 0.022074 | 0.023734 | 0.025523 | 0.027454 | 0.029536 | 0.031783 | 0.034206 | 0.036822 | 0.039645 | 0.042691 | 0.04598 | 0.049529 | 0.053362 | 0.0575 | 0.061968 | 0.41195 | 0.41748 | 0.42552 | 0.432 | 0.43438 | 0.438 | 0.4459 | 0.45538 | 0.45805 | 0.45805 | 0.45805 | 0.45805 | 0.45805 | 0.45805 | 0.45805 | 0.45805 | 0.45805 | 0.45805 | 0.45805 | 0.45805 | 9202.5192 | 107354.4712 | 0.0022063 | 200208.2412 | 113442.4461 | 649.2854 | 7664.1188 | 116556.9903 | 8313.4042 | 108243.5861 | -5198.8599 | FALSE
| 60415305 | EHK024 | EHK | 22KV | 2541.22 | 20 | 45714.8889 | 4.762% | Single phase | 44.74 | 0.016098 | 0.017286 | 0.018566 | 0.019947 | 0.021435 | 0.02304 | 0.024771 | 0.026637 | 0.028651 | 0.030824 | 0.033169 | 0.0357 | 0.038431 | 0.041379 | 0.044562 | 0.047998 | 0.051708 | 0.055715 | 0.060043 | 0.064717 | 0.41195 | 0.41748 | 0.42552 | 0.432 | 0.43438 | 0.438 | 0.4459 | 0.45538 | 0.45805 | 0.45805 | 0.45805 | 0.45805 | 0.45805 | 0.45805 | 0.45805 | 0.45805 | 0.45805 | 0.45805 | 0.45805 | 0.45805 | 9606.4466 | 63640.4597 | 0.00272 | 113694.1828 | 64421.6548 | 800.4779 | 5365.7721 | 73246.9063 | 6166.25 | 67080.6563 | 2659.0015 | TRUE
| 60415315 | EHK024 | EHK | 22KV | 3118.28 | 20 | 45714.8889 | 4.762% | Three phase | 97.13 | 0.029026 | 0.031554 | 0.034312 | 0.037323 | 0.040608 | 0.044195 | 0.048112 | 0.052389 | 0.05706 | 0.062162 | 0.067737 | 0.073828 | 0.080484 | 0.087759 | 0.09571 | 0.1022 | 0.1022 | 0.1022 | 0.1022 | 0.1022 | 0.41195 | 0.41748 | 0.42552 | 0.432 | 0.43438 | 0.438 | 0.4459 | 0.45538 | 0.45805 | 0.45805 | 0.45805 | 0.45805 | 0.45805 | 0.45805 | 0.45805 | 0.45805 | 0.45805 | 0.45805 | 0.45805 | 0.45805 | 18620.6329 | 328399.4598 | 0.0033377 | 302878.5364 | 171617.7208 | 982.2504 | 17540.2315 | 347020.0927 | 18522.4819 | 328497.6108 | 156879.89 | TRUE
| 60415316 | EHK024 | EHK | 22KV | 3272.69 | 20 | 45714.8889 | 4.762% | Three phase | 97.13 | 0.030723 | 0.033542 | 0.036632 | 0.040019 | 0.043733 | 0.047805 | 0.052272 | 0.057173 | 0.062549 | 0.068449 | 0.074924 | 0.082032 | 0.089834 | 0.098402 | 0.10726 | 0.10726 | 0.10726 | 0.10726 | 0.10726 | 0.10726 | 0.41195 | 0.41748 | 0.42552 | 0.432 | 0.43438 | 0.438 | 0.4459 | 0.45538 | 0.45805 | 0.45805 | 0.45805 | 0.45805 | 0.45805 | 0.45805 | 0.45805 | 0.45805 | 0.45805 | 0.45805 | 0.45805 | 0.45805 | 20140.5377 | 372730.5771 | 0.003503 | 317876.3797 | 180115.8326 | 1030.8892 | 19320.3434 | 392871.1148 | 20351.2326 | 372519.8823 | 192404.0497 | TRUE
| 60415345 | EHK024 | EHK | 22KV | 99.82 | 20 | 45714.8889 | 4.762% | Covered | 390 | 0.0011929 | 0.0012834 | 0.0013811 | 0.0014865 | 0.0016003 | 0.0017231 | 0.0018556 | 0.0019987 | 0.0021532 | 0.0023201 | 0.0025003 | 0.0026949 | 0.0029051 | 0.0031322 | 0.0032716 | 0.0032716 | 0.0032716 | 0.0032716 | 0.0032716 | 0.0032716 | 0.41195 | 0.41748 | 0.42552 | 0.432 | 0.43438 | 0.438 | 0.4459 | 0.45538 | 0.45805 | 0.45805 | 0.45805 | 0.45805 | 0.45805 | 0.45805 | 0.45805 | 0.45805 | 0.45805 | 0.45805 | 0.45805 | 0.45805 | 667.5767 | 1516.0911 | 0.00010684 | 38929.8 | 22058.4913 | 31.4431 | 72.1691 | 2183.6678 | 103.6122 | 2080.0556 | -19978.4357 | FALSE
| 60415367 | EHK024 | EHK | 22KV | 580.67 | 20 | 45714.8889 | 4.762% | Covered | 390 | 0.0060775 | 0.0065284 | 0.0070143 | 0.0075379 | 0.0081021 | 0.0087103 | 0.0093659 | 0.010073 | 0.010835 | 0.011656 | 0.012542 | 0.013498 | 0.014529 | 0.015641 | 0.016841 | 0.018135 | 0.019031 | 0.019031 | 0.019031 | 0.019031 | 0.41195 | 0.41748 | 0.42552 | 0.432 | 0.43438 | 0.438 | 0.4459 | 0.45538 | 0.45805 | 0.45805 | 0.45805 | 0.45805 | 0.45805 | 0.45805 | 0.45805 | 0.45805 | 0.45805 | 0.45805 | 0.45805 | 0.45805 | 3503.0017 | 46251.3988 | 0.00062153 | 226461.3 | 128318.0136 | 182.9096 | 2442.1655 | 49754.4006 | 2625.0751 | 47129.3254 | -81188.6882 | FALSE
| 60415372 | EHK024 | EHK | 22KV | 9417.66 | 20 | 45714.8889 | 4.762% | Covered | 390 | 0.09051 | 0.097413 | 0.10487 | 0.11291 | 0.12161 | 0.131 | 0.14114 | 0.1521 | 0.16394 | 0.17674 | 0.19057 | 0.20552 | 0.22168 | 0.23915 | 0.25804 | 0.27847 | 0.30056 | 0.30866 | 0.30866 | 0.30866 | 0.41195 | 0.41748 | 0.42552 | 0.432 | 0.43438 | 0.438 | 0.4459 | 0.45538 | 0.45805 | 0.45805 | 0.45805 | 0.45805 | 0.45805 | 0.45805 | 0.45805 | 0.45805 | 0.45805 | 0.45805 | 0.45805 | 0.45805 | 53886.8151 | 11533968.5684 | 0.01008 | 3672887.4 | 2081139.7589 | 2966.5393 | 642395.2714 | 11587855.3835 | 645361.8107 | 10942493.5727 | 8861353.8138 | TRUE
| 60415375 | EHK024 | EHK | 22KV | 43.63 | 20 | 45714.8889 | 4.762% | Three phase | 97.13 | 0.00040505 | 0.00043974 | 0.00047754 | 0.00051873 | 0.00056362 | 0.00061257 | 0.00066594 | 0.00072413 | 0.0007876 | 0.00085683 | 0.00093236 | 0.0010148 | 0.0011047 | 0.0012028 | 0.0013099 | 0.0014269 | 0.00143 | 0.00143 | 0.00143 | 0.00143 | 0.41195 | 0.41748 | 0.42552 | 0.432 | 0.43438 | 0.438 | 0.4459 | 0.45538 | 0.45805 | 0.45805 | 0.45805 | 0.45805 | 0.45805 | 0.45805 | 0.45805 | 0.45805 | 0.45805 | 0.45805 | 0.45805 | 0.45805 | 258.0664 | 63.6845 | 4.67e-05 | 4237.7819 | 2401.2216 | 13.7433 | 3.4338 | 321.7509 | 17.1771 | 304.5737 | -2096.6478 | FALSE
| 60415378 | EHK024 | EHK | 22KV | 350.21 | 20 | 45714.8889 | 4.762% | Three phase | 97.13 | 0.0032513 | 0.0035297 | 0.0038331 | 0.0041637 | 0.0045241 | 0.004917 | 0.0053453 | 0.0058125 | 0.0063219 | 0.0068776 | 0.0074839 | 0.0081453 | 0.0088672 | 0.0096549 | 0.010515 | 0.011453 | 0.011478 | 0.011478 | 0.011478 | 0.011478 | 0.41195 | 0.41748 | 0.42552 | 0.432 | 0.43438 | 0.438 | 0.4459 | 0.45538 | 0.45805 | 0.45805 | 0.45805 | 0.45805 | 0.45805 | 0.45805 | 0.45805 | 0.45805 | 0.45805 | 0.45805 | 0.45805 | 0.45805 | 2071.4514 | 4103.1772 | 0.00037485 | 34015.8973 | 19274.1646 | 110.3153 | 221.2393 | 6174.6286 | 331.5545 | 5843.0741 | -13431.0905 | FALSE
| 60415387 | EHK024 | EHK | 22KV | 175.02 | 20 | 45714.8889 | 4.762% | Covered | 390 | 0.0010698 | 0.0011506 | 0.0012379 | 0.0013321 | 0.0014339 | 0.0015438 | 0.0016626 | 0.001791 | 0.0019298 | 0.0020798 | 0.0022419 | 0.0024172 | 0.0026067 | 0.0028117 | 0.0030335 | 0.0032733 | 0.0035327 | 0.0038135 | 0.0041172 | 0.004446 | 0.41195 | 0.41748 | 0.42552 | 0.432 | 0.43438 | 0.438 | 0.4459 | 0.45538 | 0.45805 | 0.45805 | 0.45805 | 0.45805 | 0.45805 | 0.45805 | 0.45805 | 0.45805 | 0.45805 | 0.45805 | 0.45805 | 0.45805 | 650.5049 | 2586.6064 | 0.00018734 | 68257.8 | 38676.3889 | 55.1309 | 221.8665 | 3237.1114 | 276.9973 | 2960.114 | -35716.2749 | FALSE
| 60415397 | EHK024 | EHK | 22KV | 885.77 | 20 | 45714.8889 | 4.762% | Covered | 390 | 0.0056112 | 0.0060252 | 0.0064715 | 0.0069526 | 0.0074714 | 0.0080307 | 0.008634 | 0.0092848 | 0.0099868 | 0.010744 | 0.011561 | 0.012444 | 0.013395 | 0.014423 | 0.015532 | 0.01673 | 0.018023 | 0.01942 | 0.020929 | 0.022558 | 0.41195 | 0.41748 | 0.42552 | 0.432 | 0.43438 | 0.438 | 0.4459 | 0.45538 | 0.45805 | 0.45805 | 0.45805 | 0.45805 | 0.45805 | 0.45805 | 0.45805 | 0.45805 | 0.45805 | 0.45805 | 0.45805 | 0.45805 | 3348.432 | 67399.9136 | 0.0009481 | 345450.3 | 195739.8297 | 279.0153 | 5682.7461 | 70748.3456 | 5961.7615 | 64786.5841 | -130953.2456 | FALSE
| 60415399 | EHK024 | EHK | 22KV | 120.95 | 20 | 45714.8889 | 4.762% | Three phase | 97.13 | 0.0011424 | 0.0012512 | 0.0013707 | 0.0015022 | 0.0016468 | 0.0018059 | 0.001981 | 0.0021737 | 0.0023859 | 0.0026194 | 0.0028766 | 0.0031599 | 0.0034719 | 0.0038156 | 0.0039641 | 0.0039641 | 0.0039641 | 0.0039641 | 0.0039641 | 0.0039641 | 0.41195 | 0.41748 | 0.42552 | 0.432 | 0.43438 | 0.438 | 0.4459 | 0.45538 | 0.45805 | 0.45805 | 0.45805 | 0.45805 | 0.45805 | 0.45805 | 0.45805 | 0.45805 | 0.45805 | 0.45805 | 0.45805 | 0.45805 | 758.6496 | 518.8389 | 0.00012946 | 11747.8735 | 6656.6066 | 38.0989 | 26.3886 | 1277.4885 | 64.4876 | 1213.001 | -5443.6057 | FALSE
| 60415402 | EHK024 | EHK | 22KV | 1195.74 | 20 | 45714.8889 | 4.762% | Covered | 390 | 0.011501 | 0.012353 | 0.013272 | 0.014262 | 0.015329 | 0.01648 | 0.01772 | 0.019057 | 0.020498 | 0.022053 | 0.02373 | 0.025539 | 0.027489 | 0.029594 | 0.031865 | 0.034315 | 0.03696 | 0.03919 | 0.03919 | 0.03919 | 0.41195 | 0.41748 | 0.42552 | 0.432 | 0.43438 | 0.438 | 0.4459 | 0.45538 | 0.45805 | 0.45805 | 0.45805 | 0.45805 | 0.45805 | 0.45805 | 0.45805 | 0.45805 | 0.45805 | 0.45805 | 0.45805 | 0.45805 | 6745.0012 | 183335.0535 | 0.0012799 | 466338.6 | 264237.8314 | 376.6551 | 10355.9474 | 190080.0547 | 10732.6025 | 179347.4522 | -84890.3792 | FALSE
| 60415403 | EHK024 | EHK | 22KV | 324.1 | 20 | 45714.8889 | 4.762% | Covered | 390 | 0.0031172 | 0.0033483 | 0.0035973 | 0.0038657 | 0.004155 | 0.0044668 | 0.0048029 | 0.0051653 | 0.005556 | 0.0059774 | 0.0064319 | 0.0069221 | 0.0074509 | 0.0080214 | 0.0086369 | 0.009301 | 0.010018 | 0.010622 | 0.010622 | 0.010622 | 0.41195 | 0.41748 | 0.42552 | 0.432 | 0.43438 | 0.438 | 0.4459 | 0.45538 | 0.45805 | 0.45805 | 0.45805 | 0.45805 | 0.45805 | 0.45805 | 0.45805 | 0.45805 | 0.45805 | 0.45805 | 0.45805 | 0.45805 | 1828.2025 | 13468.8357 | 0.00034691 | 126399 | 71620.487 | 102.0907 | 760.8068 | 15297.0383 | 862.8975 | 14434.1408 | -57186.3462 | FALSE
| 60415404 | EHK024 | EHK | 22KV | 2034.51 | 20 | 45714.8889 | 4.762% | Covered | 390 | 0.019568 | 0.021019 | 0.022582 | 0.024267 | 0.026082 | 0.02804 | 0.03015 | 0.032425 | 0.034877 | 0.037523 | 0.040376 | 0.043453 | 0.046772 | 0.050354 | 0.054217 | 0.058387 | 0.062886 | 0.066681 | 0.066681 | 0.066681 | 0.41195 | 0.41748 | 0.42552 | 0.432 | 0.43438 | 0.438 | 0.4459 | 0.45538 | 0.45805 | 0.45805 | 0.45805 | 0.45805 | 0.45805 | 0.45805 | 0.45805 | 0.45805 | 0.45805 | 0.45805 | 0.45805 | 0.45805 | 11476.3848 | 530752.0158 | 0.0021777 | 793458.9 | 449591.475 | 640.8656 | 29980.3003 | 542228.4005 | 30621.1658 | 511607.2347 | 62015.7597 | TRUE
| 60415406 | EHK024 | EHK | 22KV | 146.59 | 20 | 45714.8889 | 4.762% | Three phase | 97.13 | 0.0014099 | 0.0015144 | 0.0016271 | 0.0017485 | 0.0018793 | 0.0020203 | 0.0021723 | 0.0023362 | 0.002513 | 0.0027036 | 0.0029091 | 0.0031309 | 0.00337 | 0.0036281 | 0.0039065 | 0.0042069 | 0.004531 | 0.0048045 | 0.0048045 | 0.0048045 | 0.41195 | 0.41748 | 0.42552 | 0.432 | 0.43438 | 0.438 | 0.4459 | 0.45538 | 0.45805 | 0.45805 | 0.45805 | 0.45805 | 0.45805 | 0.45805 | 0.45805 | 0.45805 | 0.45805 | 0.45805 | 0.45805 | 0.45805 | 826.8936 | 686.2296 | 0.00015691 | 14238.2867 | 8067.7302 | 46.1755 | 38.7627 | 1513.1232 | 84.9382 | 1428.185 | -6639.5451 | FALSE
| 60415422 | EHK024 | EHK | 22KV | 257.45 | 20 | 45714.8889 | 4.762% | Three phase | 97.13 | 0.0024318 | 0.0026632 | 0.0029176 | 0.0031975 | 0.0035053 | 0.003844 | 0.0042167 | 0.0046269 | 0.0050785 | 0.0055756 | 0.0061231 | 0.006726 | 0.0073901 | 0.0081218 | 0.0084379 | 0.0084379 | 0.0084379 | 0.0084379 | 0.0084379 | 0.0084379 | 0.41195 | 0.41748 | 0.42552 | 0.432 | 0.43438 | 0.438 | 0.4459 | 0.45538 | 0.45805 | 0.45805 | 0.45805 | 0.45805 | 0.45805 | 0.45805 | 0.45805 | 0.45805 | 0.45805 | 0.45805 | 0.45805 | 0.45805 | 1614.8354 | 2350.7508 | 0.00027557 | 25006.1185 | 14169.0234 | 81.0961 | 119.5614 | 3965.5862 | 200.6575 | 3764.9288 | -10404.0946 | FALSE
| 60415423 | EHK024 | EHK | 22KV | 114.05 | 20 | 45714.8889 | 4.762% | Three phase | 97.13 | 0.0010773 | 0.0011798 | 0.0012925 | 0.0014165 | 0.0015528 | 0.0017029 | 0.001868 | 0.0020497 | 0.0022497 | 0.00247 | 0.0027125 | 0.0029796 | 0.0032738 | 0.0035979 | 0.003738 | 0.003738 | 0.003738 | 0.003738 | 0.003738 | 0.003738 | 0.41195 | 0.41748 | 0.42552 | 0.432 | 0.43438 | 0.438 | 0.4459 | 0.45538 | 0.45805 | 0.45805 | 0.45805 | 0.45805 | 0.45805 | 0.45805 | 0.45805 | 0.45805 | 0.45805 | 0.45805 | 0.45805 | 0.45805 | 715.3699 | 461.3297 | 0.00012208 | 11077.6765 | 6276.8581 | 35.9255 | 23.4637 | 1176.6996 | 59.3891 | 1117.3104 | -5159.5477 | FALSE
| 60415435 | EHK024 | EHK | 22KV | 41.21 | 20 | 45714.8889 | 4.762% | Three phase | 97.13 | 0.00032307 | 0.00034752 | 0.00037392 | 0.00040242 | 0.0004332 | 0.00046643 | 0.00050233 | 0.00054111 | 0.000583 | 0.00062826 | 0.00067718 | 0.00073004 | 0.00078718 | 0.00084894 | 0.00091572 | 0.00098791 | 0.001066 | 0.0011504 | 0.0012417 | 0.0013405 | 0.41195 | 0.41748 | 0.42552 | 0.432 | 0.43438 | 0.438 | 0.4459 | 0.45538 | 0.45805 | 0.45805 | 0.45805 | 0.45805 | 0.45805 | 0.45805 | 0.45805 | 0.45805 | 0.45805 | 0.45805 | 0.45805 | 0.45805 | 196.3942 | 45.7948 | 4.411e-05 | 4002.7273 | 2268.0344 | 12.981 | 3.0634 | 242.189 | 16.0445 | 226.1445 | -2041.8899 | FALSE
| 60415446 | EHK024 | EHK | 22KV | 879.5 | 20 | 45714.8889 | 4.762% | Three phase | 97.13 | 0.0071503 | 0.0076796 | 0.0082499 | 0.0088646 | 0.0095273 | 0.010242 | 0.011012 | 0.011842 | 0.012738 | 0.013704 | 0.014747 | 0.015871 | 0.017084 | 0.018393 | 0.019806 | 0.021331 | 0.022977 | 0.024753 | 0.026671 | 0.028742 | 0.41195 | 0.41748 | 0.42552 | 0.432 | 0.43438 | 0.438 | 0.4459 | 0.45538 | 0.45805 | 0.45805 | 0.45805 | 0.45805 | 0.45805 | 0.45805 | 0.45805 | 0.45805 | 0.45805 | 0.45805 | 0.45805 | 0.45805 | 4269.3184 | 21250.9822 | 0.00094139 | 85425.835 | 48404.1797 | 277.0403 | 1395.3295 | 25520.3006 | 1672.3698 | 23847.9308 | -24556.2489 | FALSE
| 60415450 | EHK024 | EHK | 22KV | 1457.51 | 20 | 45714.8889 | 4.762% | Covered | 390 | 0.0109 | 0.011706 | 0.012575 | 0.013511 | 0.01452 | 0.015609 | 0.016782 | 0.018048 | 0.019413 | 0.020885 | 0.022474 | 0.024188 | 0.026037 | 0.028033 | 0.030187 | 0.032512 | 0.035022 | 0.037732 | 0.040658 | 0.043818 | 0.41195 | 0.41748 | 0.42552 | 0.432 | 0.43438 | 0.438 | 0.4459 | 0.45538 | 0.45805 | 0.45805 | 0.45805 | 0.45805 | 0.45805 | 0.45805 | 0.45805 | 0.45805 | 0.45805 | 0.45805 | 0.45805 | 0.45805 | 6507.1334 | 215524.8334 | 0.0015601 | 568428.9 | 322084.4679 | 459.112 | 15386.4846 | 222031.9669 | 15845.5966 | 206186.3702 | -115898.0977 | FALSE
| 60415451 | EHK024 | EHK | 22KV | 2597.91 | 20 | 45714.8889 | 4.762% | Covered | 390 | 0.019429 | 0.020865 | 0.022413 | 0.024082 | 0.025882 | 0.027821 | 0.029913 | 0.032169 | 0.034602 | 0.037226 | 0.040058 | 0.043113 | 0.046409 | 0.049967 | 0.053806 | 0.057951 | 0.062425 | 0.067255 | 0.072471 | 0.078103 | 0.41195 | 0.41748 | 0.42552 | 0.432 | 0.43438 | 0.438 | 0.4459 | 0.45538 | 0.45805 | 0.45805 | 0.45805 | 0.45805 | 0.45805 | 0.45805 | 0.45805 | 0.45805 | 0.45805 | 0.45805 | 0.45805 | 0.45805 | 11598.5119 | 684734.8547 | 0.0027807 | 1013184.9 | 574093.1177 | 818.3351 | 48883.7511 | 696333.3666 | 49702.0862 | 646631.2803 | 72538.1626 | TRUE
| 60415475 | EHK024 | EHK | 22KV | 3375.85 | 20 | 45714.8889 | 4.762% | Three phase | 97.13 | 0.035333 | 0.037954 | 0.040779 | 0.043823 | 0.047103 | 0.050639 | 0.054451 | 0.05856 | 0.06299 | 0.067767 | 0.072918 | 0.078475 | 0.084467 | 0.090932 | 0.097906 | 0.10543 | 0.11064 | 0.11064 | 0.11064 | 0.11064 | 0.41195 | 0.41748 | 0.42552 | 0.432 | 0.43438 | 0.438 | 0.4459 | 0.45538 | 0.45805 | 0.45805 | 0.45805 | 0.45805 | 0.45805 | 0.45805 | 0.45805 | 0.45805 | 0.45805 | 0.45805 | 0.45805 | 0.45805 | 20365.4543 | 389332.9481 | 0.0036134 | 327896.3105 | 185793.3485 | 1063.3843 | 20557.5514 | 409698.4024 | 21620.9357 | 388077.4667 | 202284.1183 | TRUE
| 60415479 | EHK024 | EHK | 22KV | 2267.99 | 20 | 45714.8889 | 4.762% | Single phase | 44.74 | 0.021813 | 0.023431 | 0.025173 | 0.027052 | 0.029076 | 0.031257 | 0.03361 | 0.036146 | 0.03888 | 0.041829 | 0.045009 | 0.04844 | 0.05214 | 0.056132 | 0.060439 | 0.065087 | 0.070102 | 0.074333 | 0.074333 | 0.074333 | 0.41195 | 0.41748 | 0.42552 | 0.432 | 0.43438 | 0.438 | 0.4459 | 0.45538 | 0.45805 | 0.45805 | 0.45805 | 0.45805 | 0.45805 | 0.45805 | 0.45805 | 0.45805 | 0.45805 | 0.45805 | 0.45805 | 0.45805 | 12793.4126 | 75663.3626 | 0.0024276 | 101469.8726 | 57495.0885 | 714.4112 | 4273.9552 | 88456.7752 | 4988.3664 | 83468.4089 | 25973.3203 | TRUE
| 60415495 | EHK024 | EHK | 22KV | 1146.06 | 20 | 45714.8889 | 4.762% | Single phase | 44.74 | 0.013696 | 0.014736 | 0.015857 | 0.017067 | 0.018373 | 0.019783 | 0.021305 | 0.022948 | 0.024722 | 0.026638 | 0.028706 | 0.030941 | 0.033354 | 0.035962 | 0.037562 | 0.037562 | 0.037562 | 0.037562 | 0.037562 | 0.037562 | 0.41195 | 0.41748 | 0.42552 | 0.432 | 0.43438 | 0.438 | 0.4459 | 0.45538 | 0.45805 | 0.45805 | 0.45805 | 0.45805 | 0.45805 | 0.45805 | 0.45805 | 0.45805 | 0.45805 | 0.45805 | 0.45805 | 0.45805 | 7664.6254 | 22926.4202 | 0.0012267 | 51274.7244 | 29053.4002 | 361.006 | 1091.3459 | 30591.0457 | 1452.3519 | 29138.6938 | 85.2936 | TRUE
| 60415497 | EHK024 | EHK | 22KV | 4202.64 | 20 | 45714.8889 | 4.762% | Covered | 390 | 0.026623 | 0.028587 | 0.030705 | 0.032988 | 0.035449 | 0.038103 | 0.040965 | 0.044053 | 0.047383 | 0.050977 | 0.054855 | 0.05904 | 0.063556 | 0.068432 | 0.073695 | 0.079378 | 0.085515 | 0.092141 | 0.099298 | 0.10703 | 0.41195 | 0.41748 | 0.42552 | 0.432 | 0.43438 | 0.438 | 0.4459 | 0.45538 | 0.45805 | 0.45805 | 0.45805 | 0.45805 | 0.45805 | 0.45805 | 0.45805 | 0.45805 | 0.45805 | 0.45805 | 0.45805 | 0.45805 | 15887.0294 | 1517266.2068 | 0.0044984 | 1639029.6 | 928710.656 | 1323.8211 | 127926.5537 | 1533153.2362 | 129250.3748 | 1403902.8614 | 475192.2054 | TRUE
| 60415498 | EHK024 | EHK | 22KV | 1189.62 | 20 | 45714.8889 | 4.762% | Single phase | 44.74 | 0.011442 | 0.01229 | 0.013204 | 0.014189 | 0.015251 | 0.016395 | 0.017629 | 0.018959 | 0.020394 | 0.02194 | 0.023608 | 0.025408 | 0.027349 | 0.029443 | 0.031702 | 0.03414 | 0.036771 | 0.03899 | 0.03899 | 0.03899 | 0.41195 | 0.41748 | 0.42552 | 0.432 | 0.43438 | 0.438 | 0.4459 | 0.45538 | 0.45805 | 0.45805 | 0.45805 | 0.45805 | 0.45805 | 0.45805 | 0.45805 | 0.45805 | 0.45805 | 0.45805 | 0.45805 | 0.45805 | 6710.4791 | 20817.0834 | 0.0012733 | 53223.5988 | 30157.6758 | 374.7273 | 1175.8833 | 27527.5625 | 1550.6106 | 25976.9519 | -4180.7239 | FALSE
| 60415504 | EHK024 | EHK | 22KV | 2189.04 | 20 | 45714.8889 | 4.762% | Covered | 390 | 0.016371 | 0.017581 | 0.018886 | 0.020292 | 0.021808 | 0.023443 | 0.025205 | 0.027106 | 0.029156 | 0.031367 | 0.033753 | 0.036327 | 0.039105 | 0.042103 | 0.045338 | 0.04883 | 0.0526 | 0.05667 | 0.061065 | 0.065811 | 0.41195 | 0.41748 | 0.42552 | 0.432 | 0.43438 | 0.438 | 0.4459 | 0.45538 | 0.45805 | 0.45805 | 0.45805 | 0.45805 | 0.45805 | 0.45805 | 0.45805 | 0.45805 | 0.45805 | 0.45805 | 0.45805 | 0.45805 | 9773.0893 | 486162.6904 | 0.0023431 | 853725.6 | 483739.9288 | 689.5421 | 34707.5306 | 495935.7797 | 35397.0728 | 460538.7069 | -23201.2219 | FALSE
| 60415603 | EHK032 | EHK | 22KV | 123.96 | 1 | 45714.8889 | 50% | Three phase | 97.13 | 0.0011517 | 0.001261 | 0.0013811 | 0.0015132 | 0.0016585 | 0.0018182 | 0.001994 | 0.0021875 | 0.0024004 | 0.0026347 | 0.0028927 | 0.0031767 | 0.0034895 | 0.0038341 | 0.0040628 | 0.0040628 | 0.0040628 | 0.0040628 | 0.0040628 | 0.0040628 | 0.3235 | 0.325 | 0.325 | 0.3265 | 0.3265 | 0.3265 | 0.328 | 0.328 | 0.328 | 0.328 | 0.328 | 0.328 | 0.328 | 0.328 | 0.328 | 0.328 | 0.328 | 0.328 | 0.328 | 0.328 | 558.1403 | 538.6411 | 0.00013268 | 12040.2348 | 6822.2651 | 28.6821 | 27.7184 | 1096.7815 | 56.4005 | 1040.381 | -5781.8841 | FALSE
| 60415604 | EHK032 | EHK | 22KV | 47.77 | 1 | 45714.8889 | 50% | Three phase | 97.13 | 0.00044383 | 0.00048594 | 0.00053223 | 0.00058314 | 0.00063912 | 0.00070069 | 0.00076844 | 0.00084298 | 0.00092502 | 0.0010153 | 0.0011147 | 0.0012242 | 0.0013447 | 0.0014775 | 0.0015657 | 0.0015657 | 0.0015657 | 0.0015657 | 0.0015657 | 0.0015657 | 0.3235 | 0.325 | 0.325 | 0.3265 | 0.3265 | 0.3265 | 0.328 | 0.328 | 0.328 | 0.328 | 0.328 | 0.328 | 0.328 | 0.328 | 0.328 | 0.328 | 0.328 | 0.328 | 0.328 | 0.328 | 215.0885 | 79.9921 | 5.1131e-05 | 4639.9001 | 2629.0707 | 11.0531 | 4.1164 | 295.0805 | 15.1695 | 279.911 | -2349.1597 | FALSE
| 60415651 | EHK034 | EHK | 22KV | 317.56 | 0 | 45714.8889 | 100% | Three phase | 97.13 | 0.002956 | 0.0032134 | 0.0034943 | 0.0038009 | 0.0041355 | 0.0045008 | 0.0048996 | 0.0053352 | 0.0058109 | 0.0063305 | 0.0068982 | 0.0075185 | 0.0081963 | 0.0089372 | 0.009747 | 0.010408 | 0.010408 | 0.010408 | 0.010408 | 0.010408 | 5.605 | 5.566 | 5.546 | 5.529 | 5.516 | 5.496 | 5.506 | 5.509 | 5.519 | 5.519 | 5.519 | 5.519 | 5.519 | 5.519 | 5.519 | 5.519 | 5.519 | 5.519 | 5.519 | 5.519 | 23230.5448 | 3405.8366 | 0.00033991 | 30844.6028 | 17477.2385 | 1241.8916 | 181.91 | 26636.3814 | 1423.8016 | 25212.5797 | 7735.3412 | TRUE
| 60415652 | EHK034 | EHK | 22KV | 192.93 | 0 | 45714.8889 | 100% | Three phase | 97.13 | 0.0024981 | 0.002749 | 0.0030261 | 0.0033322 | 0.0036704 | 0.0040442 | 0.0044573 | 0.0049141 | 0.005419 | 0.0059775 | 0.0063232 | 0.0063232 | 0.0063232 | 0.0063232 | 0.0063232 | 0.0063232 | 0.0063232 | 0.0063232 | 0.0063232 | 0.0063232 | 5.605 | 5.566 | 5.546 | 5.529 | 5.516 | 5.496 | 5.506 | 5.509 | 5.519 | 5.519 | 5.519 | 5.519 | 5.519 | 5.519 | 5.519 | 5.519 | 5.519 | 5.519 | 5.519 | 5.519 | 17908.5128 | 1595.0673 | 0.00020651 | 18739.2909 | 10618.0994 | 754.4972 | 67.1436 | 19503.5801 | 821.6408 | 18681.9393 | 8063.8399 | TRUE
| 60415659 | EHK034 | EHK | 22KV | 38.7 | 0 | 45714.8889 | 100% | Three phase | 97.13 | 0.00023578 | 0.00025804 | 0.00028252 | 0.00030946 | 0.0003391 | 0.00037172 | 0.00040762 | 0.00044716 | 0.0004907 | 0.00053866 | 0.0005915 | 0.00064972 | 0.00071389 | 0.00078463 | 0.00086261 | 0.0009486 | 0.0010434 | 0.001148 | 0.0012634 | 0.0012684 | 5.605 | 5.566 | 5.546 | 5.529 | 5.516 | 5.496 | 5.506 | 5.509 | 5.519 | 5.519 | 5.519 | 5.519 | 5.519 | 5.519 | 5.519 | 5.519 | 5.519 | 5.519 | 5.519 | 5.519 | 2135.5292 | 38.1589 | 4.1423e-05 | 3758.931 | 2129.894 | 151.3453 | 2.7016 | 2173.6881 | 154.0469 | 2019.6412 | -110.2528 | FALSE
| 60415660 | EHK034 | EHK | 22KV | 74.66 | 0 | 45714.8889 | 100% | Three phase | 97.13 | 0.00090261 | 0.00095947 | 0.0010201 | 0.0010846 | 0.0011534 | 0.0012268 | 0.001305 | 0.0013883 | 0.0014772 | 0.0015719 | 0.0016729 | 0.0017806 | 0.0018954 | 0.0020179 | 0.0021485 | 0.0022878 | 0.0024364 | 0.002447 | 0.002447 | 0.002447 | 5.605 | 5.566 | 5.546 | 5.529 | 5.516 | 5.496 | 5.506 | 5.509 | 5.519 | 5.519 | 5.519 | 5.519 | 5.519 | 5.519 | 5.519 | 5.519 | 5.519 | 5.519 | 5.519 | 5.519 | 5765.1535 | 198.6823 | 7.9914e-05 | 7251.7258 | 4108.9893 | 291.9751 | 10.055 | 5963.8358 | 302.0301 | 5661.8057 | 1552.8164 | TRUE
| 60415661 | EHK034 | EHK | 22KV | 336.3 | 0 | 45714.8889 | 100% | Three phase | 97.13 | 0.0042028 | 0.0045428 | 0.0049115 | 0.0053112 | 0.0057447 | 0.0062149 | 0.0067249 | 0.0072782 | 0.0078786 | 0.00853 | 0.009237 | 0.010004 | 0.010837 | 0.011022 | 0.011022 | 0.011022 | 0.011022 | 0.011022 | 0.011022 | 0.011022 | 5.605 | 5.566 | 5.546 | 5.529 | 5.516 | 5.496 | 5.506 | 5.509 | 5.519 | 5.519 | 5.519 | 5.519 | 5.519 | 5.519 | 5.519 | 5.519 | 5.519 | 5.519 | 5.519 | 5.519 | 28990.7368 | 4500.7236 | 0.00035996 | 32664.819 | 18508.6136 | 1315.1786 | 204.0135 | 33491.4604 | 1519.1921 | 31972.2682 | 13463.6547 | TRUE
| 60415664 | EHK034 | EHK | 22KV | 127.42 | 0 | 45714.8889 | 100% | Three phase | 97.13 | 0.0012238 | 0.0013366 | 0.0014602 | 0.0015957 | 0.0017444 | 0.0019075 | 0.0020864 | 0.0022828 | 0.0024983 | 0.0027349 | 0.0029946 | 0.0032797 | 0.0035929 | 0.0039368 | 0.0041762 | 0.0041762 | 0.0041762 | 0.0041762 | 0.0041762 | 0.0041762 | 5.605 | 5.566 | 5.546 | 5.529 | 5.516 | 5.496 | 5.506 | 5.509 | 5.519 | 5.519 | 5.519 | 5.519 | 5.519 | 5.519 | 5.519 | 5.519 | 5.519 | 5.519 | 5.519 | 5.519 | 9760.3628 | 574.1811 | 0.00013639 | 12376.3046 | 7012.6897 | 498.3053 | 29.2874 | 10334.5438 | 527.5926 | 9806.9512 | 2794.2615 | TRUE
| 60415665 | EHK034 | EHK | 22KV | 41.28 | 0 | 45714.8889 | 100% | Three phase | 97.13 | 0.0002515 | 0.00027524 | 0.00030136 | 0.00033009 | 0.0003617 | 0.0003965 | 0.0004348 | 0.00047697 | 0.00052341 | 0.00057457 | 0.00063093 | 0.00069304 | 0.00076149 | 0.00083694 | 0.00092012 | 0.0010118 | 0.001113 | 0.0012246 | 0.0013477 | 0.0013529 | 5.605 | 5.566 | 5.546 | 5.529 | 5.516 | 5.496 | 5.506 | 5.509 | 5.519 | 5.519 | 5.519 | 5.519 | 5.519 | 5.519 | 5.519 | 5.519 | 5.519 | 5.519 | 5.519 | 5.519 | 2277.8978 | 43.4163 | 4.4185e-05 | 4009.5264 | 2271.8869 | 161.435 | 3.0739 | 2321.3141 | 164.5088 | 2156.8053 | -115.0816 | FALSE
| 60415668 | EHK034 | EHK | 22KV | 144.24 | 0 | 45714.8889 | 100% | Three phase | 97.13 | 0.00077388 | 0.00085104 | 0.00093637 | 0.0010308 | 0.0011352 | 0.0012507 | 0.0013787 | 0.0015203 | 0.0016772 | 0.001851 | 0.0020436 | 0.002257 | 0.0024935 | 0.0027558 | 0.0030467 | 0.0033692 | 0.0037271 | 0.0041241 | 0.0045647 | 0.0047274 | 5.605 | 5.566 | 5.546 | 5.529 | 5.516 | 5.496 | 5.506 | 5.509 | 5.519 | 5.519 | 5.519 | 5.519 | 5.519 | 5.519 | 5.519 | 5.519 | 5.519 | 5.519 | 5.519 | 5.519 | 7457.276 | 496.6628 | 0.00015439 | 14010.0312 | 7938.3955 | 564.0838 | 37.5298 | 7953.9388 | 601.6136 | 7352.3252 | -586.0703 | FALSE
| 60419620 | GSB011 | GSB | 22KV | 21.72 | 2 | 30762.9223 | 33.33% | Single phase | 44.74 | 0.00016139 | 0.00017664 | 0.0001934 | 0.00021183 | 0.0002321 | 0.0002544 | 0.00027894 | 0.00030594 | 0.00033567 | 0.00036839 | 0.00040442 | 0.00044411 | 0.00048782 | 0.00053597 | 0.00058903 | 0.0006475 | 0.00071187 | 0.00071187 | 0.00071187 | 0.00071187 | 2.1883 | 2.2417 | 2.3007 | 2.3437 | 2.378 | 2.4293 | 2.4963 | 2.5647 | 2.6067 | 2.6067 | 2.6067 | 2.6067 | 2.6067 | 2.6067 | 2.6067 | 2.6067 | 2.6067 | 2.6067 | 2.6067 | 2.6067 | 436.9966 | 6.5108 | 2.3248e-05 | 971.7528 | 550.6168 | 25.7143 | 0.39198 | 443.5073 | 26.1063 | 417.401 | -133.2158 | FALSE
| 60419692 | GSB011 | GSB | 22KV | 1575.99 | 2 | 30762.9223 | 33.33% | Single phase | 44.74 | 0.0084156 | 0.0092045 | 0.010072 | 0.011026 | 0.012075 | 0.013229 | 0.0145 | 0.015898 | 0.017438 | 0.019134 | 0.021001 | 0.023059 | 0.025326 | 0.027824 | 0.030578 | 0.033614 | 0.036962 | 0.040654 | 0.044726 | 0.049217 | 2.1883 | 2.2417 | 2.3007 | 2.3437 | 2.378 | 2.4293 | 2.4963 | 2.5647 | 2.6067 | 2.6067 | 2.6067 | 2.6067 | 2.6067 | 2.6067 | 2.6067 | 2.6067 | 2.6067 | 2.6067 | 2.6067 | 2.6067 | 23696.9314 | 25593.2173 | 0.0016869 | 70509.7926 | 39952.418 | 1865.816 | 2063.7382 | 49290.1487 | 3929.5542 | 45360.5945 | 5408.1764 | TRUE
| 60419713 | GSB011 | GSB | 22KV | 173.73 | 2 | 30762.9223 | 33.33% | Three phase | 97.13 | 0.0012909 | 0.0014128 | 0.0015469 | 0.0016943 | 0.0018565 | 0.0020349 | 0.0022311 | 0.0024471 | 0.0026849 | 0.0029466 | 0.0032348 | 0.0035522 | 0.0039019 | 0.004287 | 0.0047114 | 0.0051791 | 0.005694 | 0.005694 | 0.005694 | 0.005694 | 2.1883 | 2.2417 | 2.3007 | 2.3437 | 2.378 | 2.4293 | 2.4963 | 2.5647 | 2.6067 | 2.6067 | 2.6067 | 2.6067 | 2.6067 | 2.6067 | 2.6067 | 2.6067 | 2.6067 | 2.6067 | 2.6067 | 2.6067 | 3495.3688 | 904.3134 | 0.00018595 | 16874.3949 | 9561.4078 | 205.6791 | 54.4446 | 4399.6823 | 260.1237 | 4139.5586 | -5421.8492 | FALSE
| 60419714 | GSB011 | GSB | 22KV | 1113.81 | 2 | 30762.9223 | 33.33% | Single phase | 44.74 | 0.011938 | 0.012853 | 0.01384 | 0.014907 | 0.01606 | 0.017305 | 0.01865 | 0.020103 | 0.021674 | 0.023372 | 0.025207 | 0.027191 | 0.029336 | 0.031656 | 0.034164 | 0.036505 | 0.036505 | 0.036505 | 0.036505 | 0.036505 | 2.1883 | 2.2417 | 2.3007 | 2.3437 | 2.378 | 2.4293 | 2.4963 | 2.5647 | 2.6067 | 2.6067 | 2.6067 | 2.6067 | 2.6067 | 2.6067 | 2.6067 | 2.6067 | 2.6067 | 2.6067 | 2.6067 | 2.6067 | 26271.2852 | 20157.8377 | 0.0011922 | 49831.8594 | 28235.8408 | 1318.6407 | 1030.7893 | 46429.1229 | 2349.43 | 44079.6929 | 15843.8521 | TRUE
| 60419715 | GSB011 | GSB | 22KV | 71.85 | 2 | 30762.9223 | 33.33% | Single phase | 44.74 | 0.0007247 | 0.00077965 | 0.00083895 | 0.00090295 | 0.00097204 | 0.0010466 | 0.0011272 | 0.0012141 | 0.001308 | 0.0014095 | 0.0015191 | 0.0016375 | 0.0017654 | 0.0019036 | 0.0020529 | 0.0022143 | 0.0023549 | 0.0023549 | 0.0023549 | 0.0023549 | 2.1883 | 2.2417 | 2.3007 | 2.3437 | 2.378 | 2.4293 | 2.4963 | 2.5647 | 2.6067 | 2.6067 | 2.6067 | 2.6067 | 2.6067 | 2.6067 | 2.6067 | 2.6067 | 2.6067 | 2.6067 | 2.6067 | 2.6067 | 1612.2884 | 79.7749 | 7.6906e-05 | 3214.569 | 1821.4464 | 85.0633 | 4.2894 | 1692.0633 | 89.3527 | 1602.7105 | -218.7358 | FALSE
| 60419716 | GSB011 | GSB | 22KV | 376.15 | 2 | 30762.9223 | 33.33% | Single phase | 44.74 | 0.003794 | 0.0040816 | 0.0043921 | 0.0047271 | 0.0050888 | 0.0054793 | 0.0059009 | 0.0063562 | 0.0068479 | 0.007379 | 0.0079527 | 0.0085724 | 0.009242 | 0.0099655 | 0.010747 | 0.011592 | 0.012328 | 0.012328 | 0.012328 | 0.012328 | 2.1883 | 2.2417 | 2.3007 | 2.3437 | 2.378 | 2.4293 | 2.4963 | 2.5647 | 2.6067 | 2.6067 | 2.6067 | 2.6067 | 2.6067 | 2.6067 | 2.6067 | 2.6067 | 2.6067 | 2.6067 | 2.6067 | 2.6067 | 8440.6719 | 2186.426 | 0.00040262 | 16828.951 | 9535.6582 | 445.3243 | 117.5628 | 10627.0979 | 562.8871 | 10064.2108 | 528.5525 | TRUE
| 60419733 | GSB011 | GSB | 22KV | 60.69 | 2 | 30762.9223 | 33.33% | Covered | 390 | 0.0007535 | 0.00082132 | 0.0008955 | 0.00097664 | 0.0010654 | 0.0011626 | 0.0012689 | 0.0013852 | 0.0015126 | 0.001652 | 0.0018047 | 0.0019719 | 0.0019891 | 0.0019891 | 0.0019891 | 0.0019891 | 0.0019891 | 0.0019891 | 0.0019891 | 0.0019891 | 2.1883 | 2.2417 | 2.3007 | 2.3437 | 2.378 | 2.4293 | 2.4963 | 2.5647 | 2.6067 | 2.6067 | 2.6067 | 2.6067 | 2.6067 | 2.6067 | 2.6067 | 2.6067 | 2.6067 | 2.6067 | 2.6067 | 2.6067 | 1656.8123 | 604.3867 | 6.4961e-05 | 23669.1 | 13411.4389 | 71.8509 | 26.6778 | 2261.199 | 98.5288 | 2162.6702 | -11248.7687 | FALSE
| 60419734 | GSB011 | GSB | 22KV | 65 | 2 | 30762.9223 | 33.33% | Three phase | 97.13 | 0.0006019 | 0.0006526 | 0.00070777 | 0.00076781 | 0.00083317 | 0.00090432 | 0.00098179 | 0.0010662 | 0.001158 | 0.0012581 | 0.0013672 | 0.001486 | 0.0016155 | 0.0017566 | 0.0019103 | 0.002078 | 0.0021304 | 0.0021304 | 0.0021304 | 0.0021304 | 2.1883 | 2.2417 | 2.3007 | 2.3437 | 2.378 | 2.4293 | 2.4963 | 2.5647 | 2.6067 | 2.6067 | 2.6067 | 2.6067 | 2.6067 | 2.6067 | 2.6067 | 2.6067 | 2.6067 | 2.6067 | 2.6067 | 2.6067 | 1441.4582 | 139.8746 | 6.9574e-05 | 6313.45 | 3577.3413 | 76.9536 | 7.6213 | 1581.3327 | 84.5749 | 1496.7578 | -2080.5835 | FALSE
| 60419736 | GSB011 | GSB | 22KV | 25.23 | 2 | 30762.9223 | 33.33% | Three phase | 97.13 | 0.00023363 | 0.00025331 | 0.00027472 | 0.00029803 | 0.0003234 | 0.00035102 | 0.00038109 | 0.00041383 | 0.0004495 | 0.00048835 | 0.00053068 | 0.00057679 | 0.00062705 | 0.00068181 | 0.00074151 | 0.00080658 | 0.00082691 | 0.00082691 | 0.00082691 | 0.00082691 | 2.1883 | 2.2417 | 2.3007 | 2.3437 | 2.378 | 2.4293 | 2.4963 | 2.5647 | 2.6067 | 2.6067 | 2.6067 | 2.6067 | 2.6067 | 2.6067 | 2.6067 | 2.6067 | 2.6067 | 2.6067 | 2.6067 | 2.6067 | 559.5075 | 21.074 | 2.7005e-05 | 2450.5899 | 1388.5588 | 29.8698 | 1.1483 | 580.5815 | 31.0181 | 549.5634 | -838.9954 | FALSE
| 60419737 | GSB011 | GSB | 22KV | 18.11 | 2 | 30762.9223 | 33.33% | Three phase | 97.13 | 0.0001677 | 0.00018182 | 0.0001972 | 0.00021392 | 0.00023213 | 0.00025196 | 0.00027354 | 0.00029705 | 0.00032265 | 0.00035054 | 0.00038092 | 0.00041402 | 0.00045009 | 0.0004894 | 0.00053225 | 0.00057896 | 0.00059355 | 0.00059355 | 0.00059355 | 0.00059355 | 2.1883 | 2.2417 | 2.3007 | 2.3437 | 2.378 | 2.4293 | 2.4963 | 2.5647 | 2.6067 | 2.6067 | 2.6067 | 2.6067 | 2.6067 | 2.6067 | 2.6067 | 2.6067 | 2.6067 | 2.6067 | 2.6067 | 2.6067 | 401.6124 | 10.858 | 1.9384e-05 | 1759.0243 | 996.7023 | 21.4404 | 0.59162 | 412.4704 | 22.0321 | 390.4383 | -606.264 | FALSE
| 60419742 | GSB011 | GSB | 22KV | 328.23 | 2 | 30762.9223 | 33.33% | Single phase | 44.74 | 0.0016493 | 0.0017749 | 0.0019105 | 0.0020572 | 0.0022158 | 0.0023873 | 0.0025729 | 0.0027735 | 0.0029906 | 0.0032256 | 0.0034798 | 0.003755 | 0.0040529 | 0.0043755 | 0.0047248 | 0.005103 | 0.0055127 | 0.0059565 | 0.0064373 | 0.0069582 | 2.1883 | 2.2417 | 2.3007 | 2.3437 | 2.378 | 2.4293 | 2.4963 | 2.5647 | 2.6067 | 2.6067 | 2.6067 | 2.6067 | 2.6067 | 2.6067 | 2.6067 | 2.6067 | 2.6067 | 2.6067 | 2.6067 | 2.6067 | 3829.9581 | 864.7187 | 0.00035133 | 14685.0102 | 8320.8537 | 388.5918 | 89.5167 | 4694.6769 | 478.1085 | 4216.5683 | -4104.2853 | FALSE
| 60419787 | GSB012 | GSB | 22KV | 930.71 | 8 | 30762.9223 | 11.11% | Three phase | 97.13 | 0.010217 | 0.010992 | 0.011828 | 0.01273 | 0.013705 | 0.014756 | 0.015892 | 0.017117 | 0.018441 | 0.019871 | 0.021415 | 0.023083 | 0.024884 | 0.026831 | 0.028934 | 0.030504 | 0.030504 | 0.030504 | 0.030504 | 0.030504 | 1.4049 | 1.4353 | 1.4739 | 1.5014 | 1.5249 | 1.5552 | 1.602 | 1.6488 | 1.6771 | 1.6771 | 1.6771 | 1.6771 | 1.6771 | 1.6771 | 1.6771 | 1.6771 | 1.6771 | 1.6771 | 1.6771 | 1.6771 | 14288.1717 | 30951.3401 | 0.0009962 | 90399.8623 | 51222.5743 | 707.8226 | 1562.5498 | 45239.5118 | 2270.3724 | 42969.1394 | -8253.4349 | FALSE
| 60419804 | GSB012 | GSB | 22KV | 187.18 | 8 | 30762.9223 | 11.11% | Single phase | 44.74 | 0.0020547 | 0.0022106 | 0.0023788 | 0.0025603 | 0.0027562 | 0.0029677 | 0.003196 | 0.0034426 | 0.0037088 | 0.0039963 | 0.0043068 | 0.0046423 | 0.0050046 | 0.0053961 | 0.0058192 | 0.0061348 | 0.0061348 | 0.0061348 | 0.0061348 | 0.0061348 | 1.4049 | 1.4353 | 1.4739 | 1.5014 | 1.5249 | 1.5552 | 1.602 | 1.6488 | 1.6771 | 1.6771 | 1.6771 | 1.6771 | 1.6771 | 1.6771 | 1.6771 | 1.6771 | 1.6771 | 1.6771 | 1.6771 | 1.6771 | 2873.5696 | 576.6498 | 0.00020035 | 8374.4332 | 4745.1403 | 142.3539 | 29.1116 | 3450.2195 | 171.4656 | 3278.7539 | -1466.3864 | FALSE
| 60419875 | GSB012 | GSB | 22KV | 1102.15 | 8 | 30762.9223 | 11.11% | Three phase | 97.13 | 0.0067368 | 0.0072457 | 0.0077951 | 0.0083886 | 0.0090295 | 0.009722 | 0.01047 | 0.011279 | 0.012152 | 0.013097 | 0.014118 | 0.015222 | 0.016415 | 0.017706 | 0.019102 | 0.020613 | 0.022247 | 0.024014 | 0.025927 | 0.027997 | 1.4049 | 1.4353 | 1.4739 | 1.5014 | 1.5249 | 1.5552 | 1.602 | 1.6488 | 1.6771 | 1.6771 | 1.6771 | 1.6771 | 1.6771 | 1.6771 | 1.6771 | 1.6771 | 1.6771 | 1.6771 | 1.6771 | 1.6771 | 9974.9373 | 25546.1339 | 0.0011797 | 107051.8295 | 60657.9496 | 838.206 | 2191.2227 | 35521.0712 | 3029.4287 | 32491.6425 | -28166.307 | FALSE
| 60419912 | GSB012 | GSB | 22KV | 3158.15 | 8 | 30762.9223 | 11.11% | Single phase | 44.74 | 0.034668 | 0.037298 | 0.040135 | 0.043198 | 0.046503 | 0.050072 | 0.053924 | 0.058084 | 0.062576 | 0.067427 | 0.072666 | 0.078326 | 0.08444 | 0.091045 | 0.098182 | 0.10351 | 0.10351 | 0.10351 | 0.10351 | 0.10351 | 1.4049 | 1.4353 | 1.4739 | 1.5014 | 1.5249 | 1.5552 | 1.602 | 1.6488 | 1.6771 | 1.6771 | 1.6771 | 1.6771 | 1.6771 | 1.6771 | 1.6771 | 1.6771 | 1.6771 | 1.6771 | 1.6771 | 1.6771 | 48483.6194 | 164156.7688 | 0.0033804 | 141295.631 | 80061.2497 | 2401.833 | 8287.3027 | 212640.3882 | 10689.1357 | 201951.2525 | 121890.0028 | TRUE
| 60419913 | GSB012 | GSB | 22KV | 356.98 | 8 | 30762.9223 | 11.11% | Single phase | 44.74 | 0.0039187 | 0.0042159 | 0.0045367 | 0.0048828 | 0.0052565 | 0.0056598 | 0.0060953 | 0.0065655 | 0.0070732 | 0.0076215 | 0.0082138 | 0.0088535 | 0.0095446 | 0.010291 | 0.011098 | 0.0117 | 0.0117 | 0.0117 | 0.0117 | 0.0117 | 1.4049 | 1.4353 | 1.4739 | 1.5014 | 1.5249 | 1.5552 | 1.602 | 1.6488 | 1.6771 | 1.6771 | 1.6771 | 1.6771 | 1.6771 | 1.6771 | 1.6771 | 1.6771 | 1.6771 | 1.6771 | 1.6771 | 1.6771 | 5480.3231 | 2097.399 | 0.0003821 | 15971.2852 | 9049.6857 | 271.4901 | 105.8852 | 7577.7221 | 377.3753 | 7200.3468 | -1849.3389 | FALSE
| 60419914 | GSB012 | GSB | 22KV | 1157.08 | 8 | 30762.9223 | 11.11% | Single phase | 44.74 | 0.012702 | 0.013665 | 0.014705 | 0.015827 | 0.017038 | 0.018345 | 0.019757 | 0.021281 | 0.022926 | 0.024704 | 0.026623 | 0.028697 | 0.030937 | 0.033357 | 0.035972 | 0.037923 | 0.037923 | 0.037923 | 0.037923 | 0.037923 | 1.4049 | 1.4353 | 1.4739 | 1.5014 | 1.5249 | 1.5552 | 1.602 | 1.6488 | 1.6771 | 1.6771 | 1.6771 | 1.6771 | 1.6771 | 1.6771 | 1.6771 | 1.6771 | 1.6771 | 1.6771 | 1.6771 | 1.6771 | 17763.3825 | 22035.3555 | 0.0012385 | 51767.7592 | 29332.7647 | 879.9813 | 1112.4345 | 39798.738 | 1992.4159 | 37806.3221 | 8473.5574 | TRUE
| 60419915 | GSB012 | GSB | 22KV | 297.98 | 8 | 30762.9223 | 11.11% | Single phase | 44.74 | 0.003271 | 0.0035191 | 0.0037869 | 0.0040758 | 0.0043877 | 0.0047244 | 0.0050879 | 0.0054804 | 0.0059042 | 0.0063619 | 0.0068562 | 0.0073902 | 0.0079671 | 0.0085904 | 0.0092638 | 0.0097662 | 0.0097662 | 0.0097662 | 0.0097662 | 0.0097662 | 1.4049 | 1.4353 | 1.4739 | 1.5014 | 1.5249 | 1.5552 | 1.602 | 1.6488 | 1.6771 | 1.6771 | 1.6771 | 1.6771 | 1.6771 | 1.6771 | 1.6771 | 1.6771 | 1.6771 | 1.6771 | 1.6771 | 1.6771 | 4574.5607 | 1461.3947 | 0.00031895 | 13331.6252 | 7553.9956 | 226.6194 | 73.7772 | 6035.9554 | 300.3966 | 5735.5588 | -1818.4368 | FALSE
| 60419945 | GSB012 | GSB | 22KV | 241.43 | 8 | 30762.9223 | 11.11% | Three phase | 97.13 | 0.0024351 | 0.0026198 | 0.002819 | 0.0030341 | 0.0032662 | 0.0035169 | 0.0037875 | 0.0040797 | 0.0043953 | 0.0047362 | 0.0051044 | 0.0055022 | 0.0059319 | 0.0063963 | 0.0068982 | 0.0074405 | 0.0079128 | 0.0079128 | 0.0079128 | 0.0079128 | 1.4049 | 1.4353 | 1.4739 | 1.5014 | 1.5249 | 1.5552 | 1.602 | 1.6488 | 1.6771 | 1.6771 | 1.6771 | 1.6771 | 1.6771 | 1.6771 | 1.6771 | 1.6771 | 1.6771 | 1.6771 | 1.6771 | 1.6771 | 3482.2039 | 1955.4762 | 0.00025842 | 23450.0959 | 13287.3463 | 183.6121 | 105.1447 | 5437.6801 | 288.7568 | 5148.9232 | -8138.4231 | FALSE
| 60419967 | GSB012 | GSB | 22KV | 1236.38 | 8 | 30762.9223 | 11.11% | Single phase | 44.74 | 0.011462 | 0.012331 | 0.013268 | 0.01428 | 0.015372 | 0.016552 | 0.017826 | 0.019201 | 0.020687 | 0.022292 | 0.024026 | 0.0259 | 0.027924 | 0.030112 | 0.032476 | 0.035032 | 0.037795 | 0.040522 | 0.040522 | 0.040522 | 1.4049 | 1.4353 | 1.4739 | 1.5014 | 1.5249 | 1.5552 | 1.602 | 1.6488 | 1.6771 | 1.6771 | 1.6771 | 1.6771 | 1.6771 | 1.6771 | 1.6771 | 1.6771 | 1.6771 | 1.6771 | 1.6771 | 1.6771 | 16675.4906 | 22078.3295 | 0.0013234 | 55315.6412 | 31343.0736 | 940.2905 | 1270.1401 | 38753.8201 | 2210.4306 | 36543.3895 | 5200.3159 | TRUE
| 60419968 | GSB012 | GSB | 22KV | 24.03 | 8 | 30762.9223 | 11.11% | Single phase | 44.74 | 0.00022277 | 0.00023965 | 0.00025787 | 0.00027754 | 0.00029878 | 0.0003217 | 0.00034646 | 0.00037319 | 0.00040207 | 0.00043327 | 0.00046697 | 0.00050338 | 0.00054273 | 0.00058525 | 0.0006312 | 0.00068087 | 0.00073457 | 0.00078758 | 0.00078758 | 0.00078758 | 1.4049 | 1.4353 | 1.4739 | 1.5014 | 1.5249 | 1.5552 | 1.602 | 1.6488 | 1.6771 | 1.6771 | 1.6771 | 1.6771 | 1.6771 | 1.6771 | 1.6771 | 1.6771 | 1.6771 | 1.6771 | 1.6771 | 1.6771 | 324.101 | 8.3401 | 2.5721e-05 | 1075.1022 | 609.1768 | 18.2753 | 0.47979 | 332.4411 | 18.7551 | 313.686 | -295.4908 | FALSE
| 60420017 | GSB012 | GSB | 22KV | 186.9 | 8 | 30762.9223 | 11.11% | Single phase | 44.74 | 0.0015931 | 0.0017137 | 0.001844 | 0.0019846 | 0.0021364 | 0.0023003 | 0.0024773 | 0.0026685 | 0.0028751 | 0.0030982 | 0.0033393 | 0.0035998 | 0.0038814 | 0.0041857 | 0.0045147 | 0.0048703 | 0.0052548 | 0.0056705 | 0.00612 | 0.0061256 | 1.4049 | 1.4353 | 1.4739 | 1.5014 | 1.5249 | 1.5552 | 1.602 | 1.6488 | 1.6771 | 1.6771 | 1.6771 | 1.6771 | 1.6771 | 1.6771 | 1.6771 | 1.6771 | 1.6771 | 1.6771 | 1.6771 | 1.6771 | 2345.194 | 469.2226 | 0.00020005 | 8361.906 | 4738.0421 | 142.141 | 29.0246 | 2814.4166 | 171.1656 | 2643.251 | -2094.7911 | FALSE
| 60420054 | GSB012 | GSB | 22KV | 1174.16 | 8 | 30762.9223 | 11.11% | Single phase | 44.74 | 0.014032 | 0.015097 | 0.016246 | 0.017486 | 0.018824 | 0.020268 | 0.021827 | 0.02351 | 0.025328 | 0.027291 | 0.02941 | 0.031699 | 0.034172 | 0.036843 | 0.038483 | 0.038483 | 0.038483 | 0.038483 | 0.038483 | 0.038483 | 1.4049 | 1.4353 | 1.4739 | 1.5014 | 1.5249 | 1.5552 | 1.602 | 1.6488 | 1.6771 | 1.6771 | 1.6771 | 1.6771 | 1.6771 | 1.6771 | 1.6771 | 1.6771 | 1.6771 | 1.6771 | 1.6771 | 1.6771 | 19101.5524 | 24064.4589 | 0.0012568 | 52531.9184 | 29765.7543 | 892.971 | 1145.5189 | 43166.0113 | 2038.4899 | 41127.5214 | 11361.7671 | TRUE
| 60420169 | GSB013 | GSB | 22KV | 29.81 | 0 | 30762.9223 | 100% | Three phase | 97.13 | 0.00027696 | 0.00030324 | 0.00033213 | 0.00036389 | 0.00039883 | 0.00043725 | 0.00047953 | 0.00052605 | 0.00057724 | 0.00063359 | 0.00069563 | 0.00076394 | 0.00083917 | 0.00092202 | 0.00097702 | 0.00097702 | 0.00097702 | 0.00097702 | 0.00097702 | 0.00097702 | 7.363 | 7.513 | 7.717 | 7.876 | 7.994 | 8.124 | 8.334 | 8.588 | 8.755 | 8.755 | 8.755 | 8.755 | 8.755 | 8.755 | 8.755 | 8.755 | 8.755 | 8.755 | 8.755 | 8.755 | 2351.4197 | 31.1502 | 3.1908e-05 | 2895.4453 | 1640.6238 | 118.4454 | 1.603 | 2382.5699 | 120.0484 | 2262.5215 | 621.8977 | TRUE
| 60420198 | GSB013 | GSB | 22KV | 39.69 | 0 | 30762.9223 | 100% | Three phase | 97.13 | 0.00029491 | 0.00032277 | 0.0003534 | 0.00038708 | 0.00042413 | 0.00046488 | 0.00050972 | 0.00055906 | 0.00061338 | 0.00067318 | 0.00073902 | 0.00081154 | 0.00089141 | 0.0009794 | 0.0010764 | 0.0011832 | 0.0013008 | 0.0013008 | 0.0013008 | 0.0013008 | 7.363 | 7.513 | 7.717 | 7.876 | 7.994 | 8.124 | 8.334 | 8.588 | 8.755 | 8.755 | 8.755 | 8.755 | 8.755 | 8.755 | 8.755 | 8.755 | 8.755 | 8.755 | 8.755 | 8.755 | 2680.6602 | 47.1989 | 4.2483e-05 | 3855.0897 | 2184.3796 | 157.7021 | 2.8416 | 2727.859 | 160.5437 | 2567.3153 | 382.9357 | TRUE
| 60420199 | GSB013 | GSB | 22KV | 126.62 | 0 | 30762.9223 | 100% | Three phase | 97.13 | 0.0011923 | 0.0013037 | 0.0014259 | 0.0015602 | 0.0017077 | 0.0018696 | 0.0020475 | 0.002243 | 0.0024579 | 0.002694 | 0.0029536 | 0.003239 | 0.0035529 | 0.003898 | 0.0041499 | 0.0041499 | 0.0041499 | 0.0041499 | 0.0041499 | 0.0041499 | 7.363 | 7.513 | 7.717 | 7.876 | 7.994 | 8.124 | 8.334 | 8.588 | 8.755 | 8.755 | 8.755 | 8.755 | 8.755 | 8.755 | 8.755 | 8.755 | 8.755 | 8.755 | 8.755 | 8.755 | 10005.9221 | 563.1431 | 0.00013553 | 12298.6006 | 6968.6609 | 503.1051 | 28.9208 | 10569.0651 | 532.0258 | 10037.0393 | 3068.3784 | TRUE
| 60420300 | GSB014 | GSB | 22KV | 106.09 | 5 | 30762.9223 | 16.67% | Three phase | 97.13 | 0.00093797 | 0.0010075 | 0.0010823 | 0.001163 | 0.00125 | 0.0013438 | 0.0014449 | 0.0015539 | 0.0016714 | 0.0017982 | 0.0019349 | 0.0020824 | 0.0022416 | 0.0024133 | 0.0025986 | 0.0027985 | 0.0030143 | 0.0032472 | 0.0034771 | 0.0034771 | 0.81967 | 0.83167 | 0.8465 | 0.8565 | 0.86383 | 0.8735 | 0.8905 | 0.90717 | 0.91383 | 0.91383 | 0.91383 | 0.91383 | 0.91383 | 0.91383 | 0.91383 | 0.91383 | 0.91383 | 0.91383 | 0.91383 | 0.91383 | 746.9842 | 334.3163 | 0.00011356 | 10304.5217 | 5838.7714 | 44.8185 | 20.3027 | 1081.3005 | 65.1212 | 1016.1793 | -4822.592 | FALSE
| 60420301 | GSB014 | GSB | 22KV | 1402.29 | 5 | 30762.9223 | 16.67% | Three phase | 97.13 | 0.012398 | 0.013316 | 0.014306 | 0.015373 | 0.016523 | 0.017762 | 0.019098 | 0.020539 | 0.022093 | 0.023769 | 0.025576 | 0.027526 | 0.029629 | 0.031899 | 0.034347 | 0.03699 | 0.039842 | 0.042921 | 0.04596 | 0.04596 | 0.81967 | 0.83167 | 0.8465 | 0.8565 | 0.86383 | 0.8735 | 0.8905 | 0.90717 | 0.91383 | 0.91383 | 0.91383 | 0.91383 | 0.91383 | 0.91383 | 0.91383 | 0.91383 | 0.91383 | 0.91383 | 0.91383 | 0.91383 | 9873.5836 | 58409.6184 | 0.001501 | 136204.4277 | 77176.4606 | 592.4075 | 3547.16 | 68283.202 | 4139.5674 | 64143.6345 | -13032.8261 | FALSE
| 60420302 | GSB014 | GSB | 22KV | 1211.43 | 5 | 30762.9223 | 16.67% | Three phase | 97.13 | 0.007067 | 0.0075879 | 0.0081493 | 0.0087546 | 0.0094073 | 0.010111 | 0.01087 | 0.011689 | 0.012573 | 0.013527 | 0.014556 | 0.015666 | 0.016865 | 0.018159 | 0.019557 | 0.021065 | 0.022695 | 0.024455 | 0.026356 | 0.02841 | 0.81967 | 0.83167 | 0.8465 | 0.8565 | 0.86383 | 0.8735 | 0.8905 | 0.90717 | 0.91383 | 0.91383 | 0.91383 | 0.91383 | 0.91383 | 0.91383 | 0.91383 | 0.91383 | 0.91383 | 0.91383 | 0.91383 | 0.91383 | 5656.8282 | 28906.7882 | 0.0012967 | 117666.1959 | 66672.2858 | 511.7773 | 2647.2914 | 34563.6164 | 3159.0687 | 31404.5477 | -35267.7381 | FALSE
| 60420320 | GSB014 | GSB | 22KV | 37.86 | 5 | 30762.9223 | 16.67% | Three phase | 97.13 | 0.00020347 | 0.00021844 | 0.00023459 | 0.000252 | 0.00027077 | 0.00029102 | 0.00031286 | 0.00033642 | 0.00036185 | 0.00038928 | 0.0004189 | 0.00045086 | 0.00048537 | 0.00052263 | 0.00056286 | 0.00060631 | 0.00065325 | 0.00070394 | 0.00075871 | 0.00081788 | 0.81967 | 0.83167 | 0.8465 | 0.8565 | 0.86383 | 0.8735 | 0.8905 | 0.90717 | 0.91383 | 0.91383 | 0.91383 | 0.91383 | 0.91383 | 0.91383 | 0.91383 | 0.91383 | 0.91383 | 0.91383 | 0.91383 | 0.91383 | 162.8202 | 26.0027 | 4.0524e-05 | 3677.3418 | 2083.6637 | 15.9942 | 2.5856 | 188.8229 | 18.5799 | 170.2431 | -1913.4206 | FALSE
| 60420322 | GSB014 | GSB | 22KV | 50.15 | 5 | 30762.9223 | 16.67% | Three phase | 97.13 | 0.00046682 | 0.00050747 | 0.00055183 | 0.00060024 | 0.00065309 | 0.00071077 | 0.00077376 | 0.00084254 | 0.00091767 | 0.00099973 | 0.0010894 | 0.0011873 | 0.0012944 | 0.0014114 | 0.0015393 | 0.0016437 | 0.0016437 | 0.0016437 | 0.0016437 | 0.0016437 | 0.81967 | 0.83167 | 0.8465 | 0.8565 | 0.86383 | 0.8735 | 0.8905 | 0.90717 | 0.91383 | 0.91383 | 0.91383 | 0.91383 | 0.91383 | 0.91383 | 0.91383 | 0.91383 | 0.91383 | 0.91383 | 0.91383 | 0.91383 | 401.8075 | 84.9404 | 5.3679e-05 | 4871.0695 | 2760.0564 | 21.1862 | 4.5368 | 486.7479 | 25.723 | 461.0249 | -2299.0315 | FALSE
| 60420346 | GSB014 | GSB | 22KV | 222.5 | 5 | 30762.9223 | 16.67% | Single phase | 44.74 | 0.0014095 | 0.0015135 | 0.0016256 | 0.0017465 | 0.0018768 | 0.0020173 | 0.0021688 | 0.0023323 | 0.0025086 | 0.0026989 | 0.0029042 | 0.0031257 | 0.0033649 | 0.003623 | 0.0039016 | 0.0042025 | 0.0045274 | 0.0048782 | 0.0052571 | 0.0056664 | 0.81967 | 0.83167 | 0.8465 | 0.8565 | 0.86383 | 0.8735 | 0.8905 | 0.90717 | 0.91383 | 0.91383 | 0.91383 | 0.91383 | 0.91383 | 0.91383 | 0.91383 | 0.91383 | 0.91383 | 0.91383 | 0.91383 | 0.91383 | 1128.5175 | 487.8753 | 0.00023816 | 9954.65 | 5640.5263 | 93.9967 | 41.1346 | 1616.3928 | 135.1314 | 1481.2614 | -4159.2649 | FALSE
| 60420348 | GSB014 | GSB | 22KV | 298.67 | 5 | 30762.9223 | 16.67% | Single phase | 44.74 | 0.0030125 | 0.0032409 | 0.0034874 | 0.0037534 | 0.0040406 | 0.0043507 | 0.0046854 | 0.0050469 | 0.0054374 | 0.005859 | 0.0063146 | 0.0068067 | 0.0073383 | 0.0079128 | 0.0085336 | 0.0092046 | 0.0097888 | 0.0097888 | 0.0097888 | 0.0097888 | 0.81967 | 0.83167 | 0.8465 | 0.8565 | 0.86383 | 0.8735 | 0.8905 | 0.90717 | 0.91383 | 0.91383 | 0.91383 | 0.91383 | 0.91383 | 0.91383 | 0.91383 | 0.91383 | 0.91383 | 0.91383 | 0.91383 | 0.91383 | 2374.5581 | 1378.4654 | 0.00031969 | 13362.4958 | 7571.4876 | 126.1753 | 74.1192 | 3753.0235 | 200.2945 | 3552.729 | -4018.7586 | FALSE
| 60420349 | GSB014 | GSB | 22KV | 87.8 | 5 | 30762.9223 | 16.67% | Single phase | 44.74 | 0.00088558 | 0.00095272 | 0.0010252 | 0.0011034 | 0.0011878 | 0.001279 | 0.0013774 | 0.0014836 | 0.0015984 | 0.0017224 | 0.0018563 | 0.002001 | 0.0021572 | 0.0023261 | 0.0025086 | 0.0027059 | 0.0028776 | 0.0028776 | 0.0028776 | 0.0028776 | 0.81967 | 0.83167 | 0.8465 | 0.8565 | 0.86383 | 0.8735 | 0.8905 | 0.90717 | 0.91383 | 0.91383 | 0.91383 | 0.91383 | 0.91383 | 0.91383 | 0.91383 | 0.91383 | 0.91383 | 0.91383 | 0.91383 | 0.91383 | 698.0487 | 119.1247 | 9.3978e-05 | 3928.172 | 2225.7897 | 37.0917 | 6.4053 | 817.1734 | 43.497 | 773.6764 | -1452.1133 | FALSE
| 60420354 | GSB014 | GSB | 22KV | 41.05 | 5 | 30762.9223 | 16.67% | Three phase | 97.13 | 0.00034097 | 0.00037326 | 0.00040875 | 0.00044777 | 0.00049069 | 0.00053791 | 0.00058986 | 0.00064702 | 0.00070994 | 0.0007792 | 0.00085546 | 0.00093943 | 0.0010319 | 0.0011338 | 0.001246 | 0.0013454 | 0.0013454 | 0.0013454 | 0.0013454 | 0.0013454 | 0.81967 | 0.83167 | 0.8465 | 0.8565 | 0.86383 | 0.8735 | 0.8905 | 0.90717 | 0.91383 | 0.91383 | 0.91383 | 0.91383 | 0.91383 | 0.91383 | 0.91383 | 0.91383 | 0.91383 | 0.91383 | 0.91383 | 0.91383 | 316.8581 | 54.7767 | 4.3939e-05 | 3987.1865 | 2259.2286 | 17.3419 | 3.0397 | 371.6348 | 20.3816 | 351.2532 | -1907.9754 | FALSE
| 60420359 | GSB014 | GSB | 22KV | 401.11 | 5 | 30762.9223 | 16.67% | Three phase | 97.13 | 0.0037439 | 0.0040756 | 0.004438 | 0.0048341 | 0.0052671 | 0.0057405 | 0.0062581 | 0.0068242 | 0.0074434 | 0.0081207 | 0.0088618 | 0.0096728 | 0.01056 | 0.011532 | 0.012595 | 0.013146 | 0.013146 | 0.013146 | 0.013146 | 0.013146 | 0.81967 | 0.83167 | 0.8465 | 0.8565 | 0.86383 | 0.8735 | 0.8905 | 0.90717 | 0.91383 | 0.91383 | 0.91383 | 0.91383 | 0.91383 | 0.91383 | 0.91383 | 0.91383 | 0.91383 | 0.91383 | 0.91383 | 0.91383 | 3245.2309 | 5486.6742 | 0.00042933 | 38959.8143 | 22075.498 | 169.4518 | 290.2232 | 8731.905 | 459.675 | 8272.2301 | -13803.2679 | FALSE
| 60420360 | GSB014 | GSB | 22KV | 421.65 | 5 | 30762.9223 | 16.67% | Three phase | 97.13 | 0.0039356 | 0.0042843 | 0.0046653 | 0.0050817 | 0.0055368 | 0.0060345 | 0.0065786 | 0.0071736 | 0.0078245 | 0.0085366 | 0.0093156 | 0.010168 | 0.011101 | 0.012122 | 0.01324 | 0.013819 | 0.013819 | 0.013819 | 0.013819 | 0.013819 | 0.81967 | 0.83167 | 0.8465 | 0.8565 | 0.86383 | 0.8735 | 0.8905 | 0.90717 | 0.91383 | 0.91383 | 0.91383 | 0.91383 | 0.91383 | 0.91383 | 0.91383 | 0.91383 | 0.91383 | 0.91383 | 0.91383 | 0.91383 | 3411.4123 | 6062.9837 | 0.00045132 | 40954.8645 | 23205.9379 | 178.1291 | 320.7076 | 9474.396 | 498.8367 | 8975.5593 | -14230.3786 | FALSE
| 60420361 | GSB014 | GSB | 22KV | 25.8 | 5 | 30762.9223 | 16.67% | Three phase | 97.13 | 0.00024081 | 0.00026215 | 0.00028546 | 0.00031094 | 0.00033879 | 0.00036924 | 0.00040253 | 0.00043894 | 0.00047877 | 0.00052234 | 0.00057 | 0.00062217 | 0.00067925 | 0.00074174 | 0.00081014 | 0.00084559 | 0.00084559 | 0.00084559 | 0.00084559 | 0.00084559 | 0.81967 | 0.83167 | 0.8465 | 0.8565 | 0.86383 | 0.8735 | 0.8905 | 0.90717 | 0.91383 | 0.91383 | 0.91383 | 0.91383 | 0.91383 | 0.91383 | 0.91383 | 0.91383 | 0.91383 | 0.91383 | 0.91383 | 0.91383 | 208.7381 | 22.6998 | 2.7615e-05 | 2505.954 | 1419.9293 | 10.8994 | 1.2007 | 231.4379 | 12.1001 | 219.3378 | -1200.5915 | FALSE
| 60420364 | GSB014 | GSB | 22KV | 332.54 | 5 | 30762.9223 | 16.67% | Three phase | 97.13 | 0.0027622 | 0.0030237 | 0.0033112 | 0.0036273 | 0.003975 | 0.0043575 | 0.0047783 | 0.0052414 | 0.0057511 | 0.0063122 | 0.0069299 | 0.0076102 | 0.0083594 | 0.0091847 | 0.010094 | 0.010899 | 0.010899 | 0.010899 | 0.010899 | 0.010899 | 0.81967 | 0.83167 | 0.8465 | 0.8565 | 0.86383 | 0.8735 | 0.8905 | 0.90717 | 0.91383 | 0.91383 | 0.91383 | 0.91383 | 0.91383 | 0.91383 | 0.91383 | 0.91383 | 0.91383 | 0.91383 | 0.91383 | 0.91383 | 2566.8205 | 3594.6566 | 0.00035594 | 32299.6102 | 18301.6781 | 140.4839 | 199.477 | 6161.4771 | 339.9609 | 5821.5162 | -12480.1619 | FALSE
| 60420368 | GSB014 | GSB | 22KV | 16.9 | 5 | 30762.9223 | 16.67% | Three phase | 97.13 | 9.0244e-05 | 9.8704e-05 | 0.000108 | 0.00011823 | 0.00012948 | 0.00014186 | 0.00015549 | 0.00017049 | 0.000187 | 0.00020518 | 0.00022521 | 0.00024727 | 0.00027158 | 0.00029837 | 0.0003279 | 0.00036046 | 0.00039636 | 0.00043595 | 0.00047961 | 0.00052778 | 0.81967 | 0.83167 | 0.8465 | 0.8565 | 0.86383 | 0.8735 | 0.8905 | 0.90717 | 0.91383 | 0.91383 | 0.91383 | 0.91383 | 0.91383 | 0.91383 | 0.91383 | 0.91383 | 0.91383 | 0.91383 | 0.91383 | 0.91383 | 89.8681 | 6.3892 | 1.8089e-05 | 1641.497 | 930.1087 | 7.1395 | 0.5152 | 96.2573 | 7.6547 | 88.6026 | -841.5061 | FALSE
| 60420370 | GSB014 | GSB | 22KV | 488.86 | 5 | 30762.9223 | 16.67% | Three phase | 97.13 | 0.0029124 | 0.0031862 | 0.0034871 | 0.0038181 | 0.0041822 | 0.0045828 | 0.0050236 | 0.0055087 | 0.0060429 | 0.006631 | 0.0072787 | 0.0079922 | 0.0087783 | 0.0096445 | 0.010599 | 0.011651 | 0.012812 | 0.014091 | 0.015502 | 0.016022 | 0.81967 | 0.83167 | 0.8465 | 0.8565 | 0.86383 | 0.8735 | 0.8905 | 0.90717 | 0.91383 | 0.91383 | 0.91383 | 0.91383 | 0.91383 | 0.91383 | 0.91383 | 0.91383 | 0.91383 | 0.91383 | 0.91383 | 0.91383 | 2889.2198 | 5942.221 | 0.00052326 | 47482.9718 | 26904.9088 | 206.5224 | 431.0961 | 8831.4408 | 637.6185 | 8193.8223 | -18711.0865 | FALSE
| 60420379 | GSB014 | GSB | 22KV | 382.66 | 5 | 30762.9223 | 16.67% | Three phase | 97.13 | 0.0046529 | 0.0049603 | 0.0052889 | 0.0056401 | 0.0060156 | 0.0064169 | 0.0068461 | 0.0073049 | 0.0077955 | 0.0083202 | 0.0088814 | 0.0094816 | 0.010124 | 0.01081 | 0.011545 | 0.012331 | 0.012542 | 0.012542 | 0.012542 | 0.012542 | 0.81967 | 0.83167 | 0.8465 | 0.8565 | 0.86383 | 0.8735 | 0.8905 | 0.90717 | 0.91383 | 0.91383 | 0.91383 | 0.91383 | 0.91383 | 0.91383 | 0.91383 | 0.91383 | 0.91383 | 0.91383 | 0.91383 | 0.91383 | 3303.1993 | 5341.6353 | 0.00040959 | 37167.7658 | 21060.0835 | 161.6575 | 264.1382 | 8644.8345 | 425.7957 | 8219.0389 | -12841.0446 | FALSE
| 60420388 | GSB014 | GSB | 22KV | 303.61 | 5 | 30762.9223 | 16.67% | Three phase | 97.13 | 0.0027577 | 0.0030137 | 0.0032946 | 0.0036029 | 0.0039412 | 0.0043127 | 0.0047206 | 0.0051685 | 0.0056605 | 0.0062011 | 0.006795 | 0.0074477 | 0.008165 | 0.0089535 | 0.0098204 | 0.0099507 | 0.0099507 | 0.0099507 | 0.0099507 | 0.0099507 | 0.81967 | 0.83167 | 0.8465 | 0.8565 | 0.86383 | 0.8735 | 0.8905 | 0.90717 | 0.91383 | 0.91383 | 0.91383 | 0.91383 | 0.91383 | 0.91383 | 0.91383 | 0.91383 | 0.91383 | 0.91383 | 0.91383 | 0.91383 | 2465.6308 | 3154.2502 | 0.00032497 | 29489.6393 | 16709.4861 | 128.2622 | 166.2789 | 5619.8811 | 294.5412 | 5325.3399 | -11384.1462 | FALSE
| 60420389 | GSB014 | GSB | 22KV | 217.24 | 5 | 30762.9223 | 16.67% | Three phase | 97.13 | 0.0019732 | 0.0021564 | 0.0023574 | 0.0025779 | 0.00282 | 0.0030858 | 0.0033777 | 0.0036982 | 0.0040502 | 0.004437 | 0.004862 | 0.005329 | 0.0058422 | 0.0064064 | 0.0070267 | 0.00712 | 0.00712 | 0.00712 | 0.00712 | 0.00712 | 0.81967 | 0.83167 | 0.8465 | 0.8565 | 0.86383 | 0.8735 | 0.8905 | 0.90717 | 0.91383 | 0.91383 | 0.91383 | 0.91383 | 0.91383 | 0.91383 | 0.91383 | 0.91383 | 0.91383 | 0.91383 | 0.91383 | 0.91383 | 1764.2161 | 1614.8924 | 0.00023253 | 21100.5212 | 11956.025 | 91.7746 | 85.1304 | 3379.1085 | 176.905 | 3202.2035 | -8753.8216 | FALSE
| 60420391 | GSB014 | GSB | 22KV | 24.48 | 5 | 30762.9223 | 16.67% | Three phase | 97.13 | 0.00020334 | 0.00022259 | 0.00024375 | 0.00026703 | 0.00029262 | 0.00032078 | 0.00035176 | 0.00038585 | 0.00042337 | 0.00046467 | 0.00051015 | 0.00056023 | 0.00061538 | 0.00067613 | 0.00074306 | 0.00080233 | 0.00080233 | 0.00080233 | 0.00080233 | 0.00080233 | 0.81967 | 0.83167 | 0.8465 | 0.8565 | 0.86383 | 0.8735 | 0.8905 | 0.90717 | 0.91383 | 0.91383 | 0.91383 | 0.91383 | 0.91383 | 0.91383 | 0.91383 | 0.91383 | 0.91383 | 0.91383 | 0.91383 | 0.91383 | 188.957 | 19.4802 | 2.6203e-05 | 2377.7424 | 1347.2818 | 10.3418 | 1.081 | 208.4372 | 11.4228 | 197.0144 | -1150.2674 | FALSE
| 60420392 | GSB014 | GSB | 22KV | 432.27 | 5 | 30762.9223 | 16.67% | Three phase | 97.13 | 0.0035905 | 0.0039305 | 0.0043042 | 0.0047152 | 0.0051672 | 0.0056644 | 0.0062114 | 0.0068133 | 0.0074759 | 0.0082052 | 0.0090082 | 0.0098925 | 0.010866 | 0.011939 | 0.013121 | 0.014168 | 0.014168 | 0.014168 | 0.014168 | 0.014168 | 0.81967 | 0.83167 | 0.8465 | 0.8565 | 0.86383 | 0.8735 | 0.8905 | 0.90717 | 0.91383 | 0.91383 | 0.91383 | 0.91383 | 0.91383 | 0.91383 | 0.91383 | 0.91383 | 0.91383 | 0.91383 | 0.91383 | 0.91383 | 3336.6197 | 6074.0703 | 0.00046269 | 41986.3851 | 23790.4204 | 182.6156 | 337.0663 | 9410.69 | 519.6818 | 8891.0082 | -14899.4122 | FALSE
| 60420393 | GSB014 | GSB | 22KV | 31.36 | 5 | 30762.9223 | 16.67% | Three phase | 97.13 | 0.00026048 | 0.00028515 | 0.00031226 | 0.00034207 | 0.00037486 | 0.00041093 | 0.00045062 | 0.00049429 | 0.00054235 | 0.00059527 | 0.00065352 | 0.00071767 | 0.00078833 | 0.00086616 | 0.0009519 | 0.0010278 | 0.0010278 | 0.0010278 | 0.0010278 | 0.0010278 | 0.81967 | 0.83167 | 0.8465 | 0.8565 | 0.86383 | 0.8735 | 0.8905 | 0.90717 | 0.91383 | 0.91383 | 0.91383 | 0.91383 | 0.91383 | 0.91383 | 0.91383 | 0.91383 | 0.91383 | 0.91383 | 0.91383 | 0.91383 | 242.0626 | 31.9685 | 3.3567e-05 | 3045.9968 | 1725.9296 | 13.2483 | 1.774 | 274.031 | 15.0223 | 259.0088 | -1466.9208 | FALSE
| 60420394 | GSB014 | GSB | 22KV | 121.07 | 5 | 30762.9223 | 16.67% | Three phase | 97.13 | 0.0010056 | 0.0011009 | 0.0012055 | 0.0013206 | 0.0014472 | 0.0015865 | 0.0017397 | 0.0019083 | 0.0020938 | 0.0022981 | 0.002523 | 0.0027707 | 0.0030435 | 0.0033439 | 0.003675 | 0.003968 | 0.003968 | 0.003968 | 0.003968 | 0.003968 | 0.81967 | 0.83167 | 0.8465 | 0.8565 | 0.86383 | 0.8735 | 0.8905 | 0.90717 | 0.91383 | 0.91383 | 0.91383 | 0.91383 | 0.91383 | 0.91383 | 0.91383 | 0.91383 | 0.91383 | 0.91383 | 0.91383 | 0.91383 | 934.519 | 476.4778 | 0.00012959 | 11759.5291 | 6663.211 | 51.1469 | 26.441 | 1410.9969 | 77.5879 | 1333.409 | -5329.802 | FALSE
| 60420395 | GSB014 | GSB | 22KV | 30.28 | 5 | 30762.9223 | 16.67% | Three phase | 97.13 | 0.00025151 | 0.00027533 | 0.00030151 | 0.00033029 | 0.00036195 | 0.00039678 | 0.0004351 | 0.00047727 | 0.00052368 | 0.00057477 | 0.00063102 | 0.00069296 | 0.00076118 | 0.00083633 | 0.00091912 | 0.00099242 | 0.00099242 | 0.00099242 | 0.00099242 | 0.00099242 | 0.81967 | 0.83167 | 0.8465 | 0.8565 | 0.86383 | 0.8735 | 0.8905 | 0.90717 | 0.91383 | 0.91383 | 0.91383 | 0.91383 | 0.91383 | 0.91383 | 0.91383 | 0.91383 | 0.91383 | 0.91383 | 0.91383 | 0.91383 | 233.7262 | 29.8045 | 3.2411e-05 | 2941.0964 | 1666.4907 | 12.792 | 1.6539 | 263.5307 | 14.4459 | 249.0848 | -1417.4059 | FALSE
| 60420396 | GSB014 | GSB | 22KV | 70.08 | 5 | 30762.9223 | 16.67% | Three phase | 97.13 | 0.0005821 | 0.00063722 | 0.00069781 | 0.00076443 | 0.00083771 | 0.00091831 | 0.001007 | 0.0011046 | 0.001212 | 0.0013302 | 0.0014604 | 0.0016038 | 0.0017617 | 0.0019356 | 0.0021272 | 0.0022969 | 0.0022969 | 0.0022969 | 0.0022969 | 0.0022969 | 0.81967 | 0.83167 | 0.8465 | 0.8565 | 0.86383 | 0.8735 | 0.8905 | 0.90717 | 0.91383 | 0.91383 | 0.91383 | 0.91383 | 0.91383 | 0.91383 | 0.91383 | 0.91383 | 0.91383 | 0.91383 | 0.91383 | 0.91383 | 540.9358 | 159.6459 | 7.5011e-05 | 6806.8704 | 3856.9243 | 29.6058 | 8.8592 | 700.5817 | 38.465 | 662.1167 | -3194.8076 | FALSE
| 60420412 | GSB014 | GSB | 22KV | 26.21 | 5 | 30762.9223 | 16.67% | Three phase | 97.13 | 0.00024679 | 0.00026985 | 0.00029516 | 0.00032296 | 0.00035348 | 0.000387 | 0.00042383 | 0.0004643 | 0.00050877 | 0.00055765 | 0.00061139 | 0.00067047 | 0.00073544 | 0.00080688 | 0.00085903 | 0.00085903 | 0.00085903 | 0.00085903 | 0.00085903 | 0.00085903 | 0.81967 | 0.83167 | 0.8465 | 0.8565 | 0.86383 | 0.8735 | 0.8905 | 0.90717 | 0.91383 | 0.91383 | 0.91383 | 0.91383 | 0.91383 | 0.91383 | 0.91383 | 0.91383 | 0.91383 | 0.91383 | 0.91383 | 0.91383 | 218.4485 | 24.1295 | 2.8054e-05 | 2545.7773 | 1442.4941 | 11.0726 | 1.2392 | 242.578 | 12.3118 | 230.2662 | -1212.2279 | FALSE
| 60420414 | GSB014 | GSB | 22KV | 282.51 | 5 | 30762.9223 | 16.67% | Three phase | 97.13 | 0.0026248 | 0.0028738 | 0.0031476 | 0.0034486 | 0.0037797 | 0.0041439 | 0.0045445 | 0.0049854 | 0.0054705 | 0.0060046 | 0.0065925 | 0.0072399 | 0.0079528 | 0.008738 | 0.0092592 | 0.0092592 | 0.0092592 | 0.0092592 | 0.0092592 | 0.0092592 | 0.81967 | 0.83167 | 0.8465 | 0.8565 | 0.86383 | 0.8735 | 0.8905 | 0.90717 | 0.91383 | 0.91383 | 0.91383 | 0.91383 | 0.91383 | 0.91383 | 0.91383 | 0.91383 | 0.91383 | 0.91383 | 0.91383 | 0.91383 | 2350.1456 | 2797.7185 | 0.00030239 | 27440.1963 | 15548.226 | 119.3484 | 143.9702 | 5147.8642 | 263.3186 | 4884.5455 | -10663.6805 | FALSE
| 60420419 | GSB014 | GSB | 22KV | 680.41 | 5 | 30762.9223 | 16.67% | Three phase | 97.13 | 0.0078619 | 0.0085391 | 0.0092771 | 0.010081 | 0.010958 | 0.011914 | 0.012957 | 0.014094 | 0.015334 | 0.016686 | 0.018162 | 0.019772 | 0.021529 | 0.0223 | 0.0223 | 0.0223 | 0.0223 | 0.0223 | 0.0223 | 0.0223 | 0.81967 | 0.83167 | 0.8465 | 0.8565 | 0.86383 | 0.8735 | 0.8905 | 0.90717 | 0.91383 | 0.91383 | 0.91383 | 0.91383 | 0.91383 | 0.91383 | 0.91383 | 0.91383 | 0.91383 | 0.91383 | 0.91383 | 0.91383 | 6238.9219 | 17918.0278 | 0.00072829 | 66088.2233 | 37447.0584 | 287.4441 | 835.1154 | 24156.9497 | 1122.5595 | 23034.3902 | -14412.6682 | FALSE
| 60420420 | GSB014 | GSB | 22KV | 202.61 | 5 | 30762.9223 | 16.67% | Three phase | 97.13 | 0.0010889 | 0.001169 | 0.0012554 | 0.0013486 | 0.001449 | 0.0015574 | 0.0016743 | 0.0018004 | 0.0019364 | 0.0020833 | 0.0022417 | 0.0024128 | 0.0025975 | 0.0027969 | 0.0030122 | 0.0032447 | 0.0034959 | 0.0037672 | 0.0040603 | 0.0043769 | 0.81967 | 0.83167 | 0.8465 | 0.8565 | 0.86383 | 0.8735 | 0.8905 | 0.90717 | 0.91383 | 0.91383 | 0.91383 | 0.91383 | 0.91383 | 0.91383 | 0.91383 | 0.91383 | 0.91383 | 0.91383 | 0.91383 | 0.91383 | 871.3421 | 744.6957 | 0.00021687 | 19679.5093 | 11150.848 | 85.594 | 74.0503 | 1616.0378 | 159.6444 | 1456.3934 | -9694.4546 | FALSE
| 60420428 | GSB014 | GSB | 22KV | 723.59 | 5 | 30762.9223 | 16.67% | Three phase | 97.13 | 0.0089671 | 0.0096517 | 0.010391 | 0.011188 | 0.01205 | 0.01298 | 0.013984 | 0.015069 | 0.01624 | 0.017506 | 0.018874 | 0.020351 | 0.021948 | 0.023673 | 0.023715 | 0.023715 | 0.023715 | 0.023715 | 0.023715 | 0.023715 | 0.81967 | 0.83167 | 0.8465 | 0.8565 | 0.86383 | 0.8735 | 0.8905 | 0.90717 | 0.91383 | 0.91383 | 0.91383 | 0.91383 | 0.91383 | 0.91383 | 0.91383 | 0.91383 | 0.91383 | 0.91383 | 0.91383 | 0.91383 | 6663.5842 | 20367.9803 | 0.00077451 | 70282.2967 | 39823.5138 | 305.6858 | 944.4745 | 27031.5645 | 1250.1602 | 25781.4042 | -14042.1095 | FALSE
| 60420429 | GSB014 | GSB | 22KV | 612.67 | 5 | 30762.9223 | 16.67% | Three phase | 97.13 | 0.0057348 | 0.0062517 | 0.0068175 | 0.0074367 | 0.0081146 | 0.0088569 | 0.0096697 | 0.01056 | 0.011535 | 0.012604 | 0.013775 | 0.015058 | 0.016464 | 0.018006 | 0.019697 | 0.02008 | 0.02008 | 0.02008 | 0.02008 | 0.02008 | 0.81967 | 0.83167 | 0.8465 | 0.8565 | 0.86383 | 0.8735 | 0.8905 | 0.90717 | 0.91383 | 0.91383 | 0.91383 | 0.91383 | 0.91383 | 0.91383 | 0.91383 | 0.91383 | 0.91383 | 0.91383 | 0.91383 | 0.91383 | 5007.4704 | 12930.6059 | 0.00065578 | 59508.6371 | 33718.9184 | 258.8268 | 677.1086 | 17938.0762 | 935.9354 | 17002.1408 | -16716.7777 | FALSE
| 60420430 | GSB014 | GSB | 22KV | 75.14 | 5 | 30762.9223 | 16.67% | Three phase | 97.13 | 0.00070333 | 0.00076673 | 0.00083612 | 0.00091207 | 0.00099521 | 0.0010862 | 0.0011859 | 0.0012951 | 0.0014147 | 0.0015458 | 0.0016894 | 0.0018468 | 0.0020193 | 0.0022084 | 0.0024157 | 0.0024627 | 0.0024627 | 0.0024627 | 0.0024627 | 0.0024627 | 0.81967 | 0.83167 | 0.8465 | 0.8565 | 0.86383 | 0.8735 | 0.8905 | 0.90717 | 0.91383 | 0.91383 | 0.91383 | 0.91383 | 0.91383 | 0.91383 | 0.91383 | 0.91383 | 0.91383 | 0.91383 | 0.91383 | 0.91383 | 614.1337 | 194.4948 | 8.0427e-05 | 7298.3482 | 4135.4066 | 31.7434 | 10.1847 | 808.6286 | 41.9281 | 766.7004 | -3368.7061 | FALSE
| 60420431 | GSB014 | GSB | 22KV | 657.27 | 5 | 30762.9223 | 16.67% | Three phase | 97.13 | 0.0061522 | 0.0067068 | 0.0073138 | 0.0079781 | 0.0087053 | 0.0095016 | 0.010374 | 0.011329 | 0.012375 | 0.013521 | 0.014777 | 0.016154 | 0.017663 | 0.019317 | 0.021131 | 0.021542 | 0.021542 | 0.021542 | 0.021542 | 0.021542 | 0.81967 | 0.83167 | 0.8465 | 0.8565 | 0.86383 | 0.8735 | 0.8905 | 0.90717 | 0.91383 | 0.91383 | 0.91383 | 0.91383 | 0.91383 | 0.91383 | 0.91383 | 0.91383 | 0.91383 | 0.91383 | 0.91383 | 0.91383 | 5371.9948 | 14881.7246 | 0.00070352 | 63840.6351 | 36173.5249 | 277.6684 | 779.2786 | 20253.7194 | 1056.947 | 19196.7724 | -16976.7525 | FALSE
| 60420449 | GSB014 | GSB | 22KV | 300.63 | 5 | 30762.9223 | 16.67% | Single phase | 44.74 | 0.0017538 | 0.001883 | 0.0020223 | 0.0021726 | 0.0023345 | 0.0025092 | 0.0026976 | 0.0029009 | 0.0031202 | 0.0033568 | 0.0036121 | 0.0038877 | 0.0041852 | 0.0045064 | 0.0048532 | 0.0052276 | 0.005632 | 0.0060687 | 0.0065405 | 0.0070502 | 0.81967 | 0.83167 | 0.8465 | 0.8565 | 0.86383 | 0.8735 | 0.8905 | 0.90717 | 0.91383 | 0.91383 | 0.91383 | 0.91383 | 0.91383 | 0.91383 | 0.91383 | 0.91383 | 0.91383 | 0.91383 | 0.91383 | 0.91383 | 1403.8056 | 819.9935 | 0.00032178 | 13450.1862 | 7621.1749 | 127.0033 | 75.0952 | 2223.7991 | 202.0985 | 2021.7006 | -5599.4743 | FALSE
| 60420453 | GSB014 | GSB | 22KV | 94.94 | 5 | 30762.9223 | 16.67% | Covered | 390 | 0.00051022 | 0.00054778 | 0.00058827 | 0.00063192 | 0.000679 | 0.00072977 | 0.00078454 | 0.00084363 | 0.00090739 | 0.00097619 | 0.0010504 | 0.0011306 | 0.0012171 | 0.0013106 | 0.0014115 | 0.0015204 | 0.0016381 | 0.0017652 | 0.0019026 | 0.002051 | 0.81967 | 0.83167 | 0.8465 | 0.8565 | 0.86383 | 0.8735 | 0.8905 | 0.90717 | 0.91383 | 0.91383 | 0.91383 | 0.91383 | 0.91383 | 0.91383 | 0.91383 | 0.91383 | 0.91383 | 0.91383 | 0.91383 | 0.91383 | 408.2978 | 656.5484 | 0.00010162 | 37026.6 | 20980.0958 | 40.1081 | 65.2852 | 1064.8462 | 105.3933 | 959.4529 | -20020.6428 | FALSE
| 60420454 | GSB014 | GSB | 22KV | 498.78 | 5 | 30762.9223 | 16.67% | Covered | 390 | 0.0026805 | 0.0028778 | 0.0030905 | 0.0033199 | 0.0035672 | 0.003834 | 0.0041217 | 0.0044321 | 0.0047671 | 0.0051285 | 0.0055187 | 0.0059398 | 0.0063944 | 0.0068853 | 0.0074153 | 0.0079878 | 0.0086061 | 0.0092739 | 0.0099955 | 0.010775 | 0.81967 | 0.83167 | 0.8465 | 0.8565 | 0.86383 | 0.8735 | 0.8905 | 0.90717 | 0.91383 | 0.91383 | 0.91383 | 0.91383 | 0.91383 | 0.91383 | 0.91383 | 0.91383 | 0.91383 | 0.91383 | 0.91383 | 0.91383 | 2145.0471 | 18121.1758 | 0.00053388 | 194524.2 | 110221.7418 | 210.7132 | 1801.9153 | 20266.2229 | 2012.6285 | 18253.5943 | -91968.1475 | FALSE
| 60420457 | GSB014 | GSB | 22KV | 3149.59 | 5 | 30762.9223 | 16.67% | Three phase | 97.13 | 0.030162 | 0.032892 | 0.03588 | 0.039153 | 0.042736 | 0.04666 | 0.050959 | 0.05567 | 0.060831 | 0.066487 | 0.072688 | 0.079485 | 0.086938 | 0.09511 | 0.10323 | 0.10323 | 0.10323 | 0.10323 | 0.10323 | 0.10323 | 0.81967 | 0.83167 | 0.8465 | 0.8565 | 0.86383 | 0.8735 | 0.8905 | 0.90717 | 0.91383 | 0.91383 | 0.91383 | 0.91383 | 0.91383 | 0.91383 | 0.91383 | 0.91383 | 0.91383 | 0.91383 | 0.91383 | 0.91383 | 26187.452 | 347670.1915 | 0.0033712 | 305919.6767 | 173340.8986 | 1330.5669 | 17894.2355 | 373857.6435 | 19224.8024 | 354632.8412 | 181291.9426 | TRUE
| 60420458 | GSB014 | GSB | 22KV | 1581.87 | 5 | 30762.9223 | 16.67% | Three phase | 97.13 | 0.015149 | 0.01652 | 0.018021 | 0.019664 | 0.021464 | 0.023435 | 0.025594 | 0.02796 | 0.030552 | 0.033393 | 0.036507 | 0.039921 | 0.043664 | 0.047769 | 0.051845 | 0.051845 | 0.051845 | 0.051845 | 0.051845 | 0.051845 | 0.81967 | 0.83167 | 0.8465 | 0.8565 | 0.86383 | 0.8735 | 0.8905 | 0.90717 | 0.91383 | 0.91383 | 0.91383 | 0.91383 | 0.91383 | 0.91383 | 0.91383 | 0.91383 | 0.91383 | 0.91383 | 0.91383 | 0.91383 | 13152.5515 | 87700.2821 | 0.0016932 | 153647.0331 | 87059.8291 | 668.2723 | 4513.8454 | 100852.8337 | 5182.1177 | 95670.7159 | 8610.8868 | TRUE
| 60420460 | GSB014 | GSB | 22KV | 1083.46 | 5 | 30762.9223 | 16.67% | Three phase | 97.13 | 0.010504 | 0.011356 | 0.012279 | 0.013281 | 0.014368 | 0.015547 | 0.016827 | 0.018217 | 0.019726 | 0.021364 | 0.023142 | 0.025074 | 0.027172 | 0.029451 | 0.031927 | 0.034617 | 0.03551 | 0.03551 | 0.03551 | 0.03551 | 0.81967 | 0.83167 | 0.8465 | 0.8565 | 0.86383 | 0.8735 | 0.8905 | 0.90717 | 0.91383 | 0.91383 | 0.91383 | 0.91383 | 0.91383 | 0.91383 | 0.91383 | 0.91383 | 0.91383 | 0.91383 | 0.91383 | 0.91383 | 8633.6525 | 39451.5984 | 0.0011597 | 105236.4698 | 59629.3263 | 457.7154 | 2117.5363 | 48085.2509 | 2575.2518 | 45509.9991 | -14119.3272 | FALSE
| 60420482 | GSB014 | GSB | 22KV | 152.2 | 5 | 30762.9223 | 16.67% | Three phase | 97.13 | 0.0013456 | 0.0014426 | 0.0015468 | 0.001659 | 0.0017796 | 0.0019094 | 0.002049 | 0.0021993 | 0.002361 | 0.002535 | 0.0027224 | 0.0029241 | 0.0031412 | 0.003375 | 0.0036268 | 0.0038979 | 0.0041899 | 0.0045045 | 0.0048433 | 0.0049883 | 0.81967 | 0.83167 | 0.8465 | 0.8565 | 0.86383 | 0.8735 | 0.8905 | 0.90717 | 0.91383 | 0.91383 | 0.91383 | 0.91383 | 0.91383 | 0.91383 | 0.91383 | 0.91383 | 0.91383 | 0.91383 | 0.91383 | 0.91383 | 1052.1588 | 675.7252 | 0.00016291 | 14783.186 | 8376.4823 | 64.298 | 41.7863 | 1727.8839 | 106.0843 | 1621.7996 | -6754.6826 | FALSE
| 60420493 | GSB014 | GSB | 22KV | 708.09 | 5 | 30762.9223 | 16.67% | Three phase | 97.13 | 0.0058816 | 0.0064385 | 0.0070507 | 0.0077238 | 0.0084642 | 0.0092786 | 0.010175 | 0.011161 | 0.012246 | 0.013441 | 0.014756 | 0.016205 | 0.0178 | 0.019557 | 0.021493 | 0.023207 | 0.023207 | 0.023207 | 0.023207 | 0.023207 | 0.81967 | 0.83167 | 0.8465 | 0.8565 | 0.86383 | 0.8735 | 0.8905 | 0.90717 | 0.91383 | 0.91383 | 0.91383 | 0.91383 | 0.91383 | 0.91383 | 0.91383 | 0.91383 | 0.91383 | 0.91383 | 0.91383 | 0.91383 | 5465.628 | 16298.4591 | 0.00075792 | 68776.7817 | 38970.4555 | 299.1377 | 904.4447 | 21764.0871 | 1203.5824 | 20560.5047 | -18409.9508 | FALSE
| 60420494 | GSB014 | GSB | 22KV | 544.14 | 5 | 30762.9223 | 16.67% | Three phase | 97.13 | 0.0050651 | 0.0055062 | 0.0059875 | 0.0065128 | 0.0070861 | 0.0077121 | 0.0083955 | 0.0091418 | 0.0099569 | 0.010847 | 0.01182 | 0.012883 | 0.014044 | 0.015314 | 0.016701 | 0.017834 | 0.017834 | 0.017834 | 0.017834 | 0.017834 | 0.81967 | 0.83167 | 0.8465 | 0.8565 | 0.86383 | 0.8735 | 0.8905 | 0.90717 | 0.91383 | 0.91383 | 0.91383 | 0.91383 | 0.91383 | 0.91383 | 0.91383 | 0.91383 | 0.91383 | 0.91383 | 0.91383 | 0.91383 | 4359.712 | 9999.8508 | 0.00058243 | 52852.3182 | 29947.3 | 229.8758 | 534.1047 | 14359.5628 | 763.9806 | 13595.5822 | -16351.7177 | FALSE
| 60420504 | GSB014 | GSB | 22KV | 275.79 | 5 | 30762.9223 | 16.67% | Three phase | 97.13 | 0.0024717 | 0.0027048 | 0.0029608 | 0.0032422 | 0.0035515 | 0.0038915 | 0.0042654 | 0.0046766 | 0.0051289 | 0.0056266 | 0.0061742 | 0.0067768 | 0.0074401 | 0.0081703 | 0.0089743 | 0.009039 | 0.009039 | 0.009039 | 0.009039 | 0.009039 | 0.81967 | 0.83167 | 0.8465 | 0.8565 | 0.86383 | 0.8735 | 0.8905 | 0.90717 | 0.91383 | 0.91383 | 0.91383 | 0.91383 | 0.91383 | 0.91383 | 0.91383 | 0.91383 | 0.91383 | 0.91383 | 0.91383 | 0.91383 | 2236.3426 | 2598.4245 | 0.0002952 | 26787.4827 | 15178.384 | 116.5095 | 137.2025 | 4834.7671 | 253.712 | 4581.0551 | -10597.3288 | FALSE
| 60420509 | GSB014 | GSB | 22KV | 1910.36 | 5 | 30762.9223 | 16.67% | Covered | 390 | 0.014287 | 0.015343 | 0.016482 | 0.017709 | 0.019032 | 0.020458 | 0.021996 | 0.023655 | 0.025444 | 0.027374 | 0.029456 | 0.031703 | 0.034127 | 0.036743 | 0.039566 | 0.042614 | 0.045904 | 0.049456 | 0.053291 | 0.057432 | 0.81967 | 0.83167 | 0.8465 | 0.8565 | 0.86383 | 0.8735 | 0.8905 | 0.90717 | 0.91383 | 0.91383 | 0.91383 | 0.91383 | 0.91383 | 0.91383 | 0.91383 | 0.91383 | 0.91383 | 0.91383 | 0.91383 | 0.91383 | 11443.2973 | 370258.1817 | 0.0020448 | 745040.4 | 422156.4752 | 807.0453 | 26433.0181 | 381701.479 | 27240.0634 | 354461.4156 | -67695.0595 | FALSE
| 60420533 | GSB014 | GSB | 22KV | 653.17 | 5 | 30762.9223 | 16.67% | Single phase | 44.74 | 0.0035102 | 0.0037686 | 0.0040472 | 0.0043475 | 0.0046714 | 0.0050207 | 0.0053975 | 0.005804 | 0.0062426 | 0.006716 | 0.0072269 | 0.0077784 | 0.0083737 | 0.0090165 | 0.0097106 | 0.01046 | 0.01127 | 0.012145 | 0.013089 | 0.01411 | 0.81967 | 0.83167 | 0.8465 | 0.8565 | 0.86383 | 0.8735 | 0.8905 | 0.90717 | 0.91383 | 0.91383 | 0.91383 | 0.91383 | 0.91383 | 0.91383 | 0.91383 | 0.91383 | 0.91383 | 0.91383 | 0.91383 | 0.91383 | 2809.0148 | 3564.9393 | 0.00069913 | 29222.8258 | 16558.3036 | 275.9363 | 354.4869 | 6373.9541 | 630.4232 | 5743.5309 | -10814.7727 | FALSE
| 60420537 | GSB014 | GSB | 22KV | 28.34 | 5 | 30762.9223 | 16.67% | Three phase | 97.13 | 0.00025382 | 0.00027542 | 0.00029894 | 0.00032456 | 0.00035248 | 0.0003829 | 0.00041605 | 0.00045218 | 0.00049157 | 0.00053452 | 0.00058135 | 0.00063243 | 0.00068813 | 0.0007489 | 0.0008152 | 0.00088754 | 0.00092884 | 0.00092884 | 0.00092884 | 0.00092884 | 0.81967 | 0.83167 | 0.8465 | 0.8565 | 0.86383 | 0.8735 | 0.8905 | 0.90717 | 0.91383 | 0.91383 | 0.91383 | 0.91383 | 0.91383 | 0.91383 | 0.91383 | 0.91383 | 0.91383 | 0.91383 | 0.91383 | 0.91383 | 218.2632 | 26.0723 | 3.0334e-05 | 2752.6642 | 1559.7208 | 11.9724 | 1.4488 | 244.3355 | 13.4212 | 230.9143 | -1328.8066 | FALSE
| 60420538 | GSB014 | GSB | 22KV | 165.72 | 5 | 30762.9223 | 16.67% | Single phase | 44.74 | 0.0012992 | 0.0013975 | 0.0015037 | 0.0016183 | 0.001742 | 0.0018757 | 0.00202 | 0.002176 | 0.0023444 | 0.0025265 | 0.0027232 | 0.0029358 | 0.0031655 | 0.0034139 | 0.0036824 | 0.0039727 | 0.0042867 | 0.0046262 | 0.0049933 | 0.0053905 | 0.81967 | 0.83167 | 0.8465 | 0.8565 | 0.86383 | 0.8735 | 0.8905 | 0.90717 | 0.91383 | 0.91383 | 0.91383 | 0.91383 | 0.91383 | 0.91383 | 0.91383 | 0.91383 | 0.91383 | 0.91383 | 0.91383 | 0.91383 | 1059.65 | 341.1167 | 0.00017738 | 7414.3128 | 4201.1147 | 70.0096 | 22.819 | 1400.7668 | 92.8287 | 1307.9381 | -2893.1765 | FALSE
| 60464617 | WND024 | WND | 22KV | 779.93 | 13 | 34098.9574 | 7.143% | Covered | 390 | 0.0051777 | 0.0055691 | 0.0059916 | 0.006448 | 0.0069408 | 0.0074732 | 0.0080483 | 0.0086697 | 0.0093413 | 0.010067 | 0.010852 | 0.0117 | 0.012616 | 0.013608 | 0.01468 | 0.01584 | 0.017094 | 0.018451 | 0.019918 | 0.021507 | 0.31457 | 0.32093 | 0.32914 | 0.33579 | 0.34057 | 0.34786 | 0.35743 | 0.36629 | 0.371 | 0.371 | 0.371 | 0.371 | 0.371 | 0.371 | 0.371 | 0.371 | 0.371 | 0.371 | 0.371 | 0.371 | 1884.7393 | 55783.1836 | 0.00083481 | 304172.7 | 172351.0227 | 146.0863 | 4405.8283 | 57667.9228 | 4551.9147 | 53116.0081 | -119235.0145 | FALSE
| 60723020 | WND013 | WND | 22KV | 1092.32 | 23 | 34098.9574 | 4.167% | Three phase | 97.13 | 0.0072515 | 0.0077997 | 0.0083915 | 0.0090306 | 0.0097209 | 0.010466 | 0.011272 | 0.012142 | 0.013083 | 0.014099 | 0.015198 | 0.016386 | 0.01767 | 0.019058 | 0.02056 | 0.022184 | 0.02394 | 0.025841 | 0.027896 | 0.030121 | 0.27508 | 0.28496 | 0.29579 | 0.30408 | 0.31158 | 0.32108 | 0.334 | 0.34713 | 0.35525 | 0.35525 | 0.35525 | 0.35525 | 0.35525 | 0.35525 | 0.35525 | 0.35525 | 0.35525 | 0.35525 | 0.35525 | 0.35525 | 2494.3735 | 27250.8841 | 0.0011692 | 106097.0416 | 60116.9455 | 191.4509 | 2152.3102 | 29745.2577 | 2343.7611 | 27401.4966 | -32715.4489 | FALSE
| 60436155 | MRO002 | MRO | 22KV | 212.45 | 0 | 40985.6902 | 100% | Three phase | 97.13 | 0.0025757 | 0.0027418 | 0.0029191 | 0.0031083 | 0.0033102 | 0.0035258 | 0.0037559 | 0.0040015 | 0.0042638 | 0.0045438 | 0.0048428 | 0.0051622 | 0.0055032 | 0.0058674 | 0.0062565 | 0.006672 | 0.006963 | 0.006963 | 0.006963 | 0.006963 | 1.001 | 0.998 | 0.998 | 0.998 | 0.991 | 0.988 | 0.988 | 0.988 | 0.988 | 0.988 | 0.988 | 0.988 | 0.988 | 0.988 | 0.988 | 0.988 | 0.988 | 0.988 | 0.988 | 0.988 | 2666.0368 | 1627.2503 | 0.0002274 | 20635.2685 | 11692.4025 | 133.5421 | 81.4177 | 4293.2871 | 214.9598 | 4078.3273 | -7614.0751 | FALSE
| 60436156 | MRO002 | MRO | 22KV | 21.33 | 0 | 40985.6902 | 100% | Three phase | 97.13 | 0.00019855 | 0.00021584 | 0.00023471 | 0.0002553 | 0.00027777 | 0.00030231 | 0.0003291 | 0.00035835 | 0.00039031 | 0.00042521 | 0.00046334 | 0.00050501 | 0.00055054 | 0.0006003 | 0.00065469 | 0.00069909 | 0.00069909 | 0.00069909 | 0.00069909 | 0.00069909 | 1.001 | 0.998 | 0.998 | 0.998 | 0.991 | 0.988 | 0.988 | 0.988 | 0.988 | 0.988 | 0.988 | 0.988 | 0.988 | 0.988 | 0.988 | 0.988 | 0.988 | 0.988 | 0.988 | 0.988 | 250.6734 | 15.3658 | 2.2831e-05 | 2071.7829 | 1173.9183 | 13.4076 | 0.8207 | 266.0391 | 14.2283 | 251.8108 | -922.1075 | FALSE
| 60436157 | MRO002 | MRO | 22KV | 88.78 | 0 | 40985.6902 | 100% | Three phase | 97.13 | 0.0008264 | 0.00089837 | 0.0009769 | 0.0010626 | 0.0011562 | 0.0012583 | 0.0013698 | 0.0014915 | 0.0016245 | 0.0017698 | 0.0019285 | 0.0021019 | 0.0022914 | 0.0024986 | 0.002725 | 0.0029097 | 0.0029097 | 0.0029097 | 0.0029097 | 0.0029097 | 1.001 | 0.998 | 0.998 | 0.998 | 0.991 | 0.988 | 0.988 | 0.988 | 0.988 | 0.988 | 0.988 | 0.988 | 0.988 | 0.988 | 0.988 | 0.988 | 0.988 | 0.988 | 0.988 | 0.988 | 1043.356 | 266.1966 | 9.5027e-05 | 8623.2014 | 4886.0979 | 55.8055 | 14.2179 | 1309.5526 | 70.0234 | 1239.5292 | -3646.5686 | FALSE
| 60436158 | MRO002 | MRO | 22KV | 311.56 | 0 | 40985.6902 | 100% | Three phase | 97.13 | 0.0028925 | 0.0031402 | 0.0034101 | 0.0037042 | 0.0040248 | 0.0043743 | 0.0047554 | 0.005171 | 0.0056242 | 0.0061186 | 0.0066579 | 0.0072464 | 0.0078886 | 0.0085894 | 0.0093543 | 0.010189 | 0.010211 | 0.010211 | 0.010211 | 0.010211 | 1.001 | 0.998 | 0.998 | 0.998 | 0.991 | 0.988 | 0.988 | 0.988 | 0.988 | 0.988 | 0.988 | 0.988 | 0.988 | 0.988 | 0.988 | 0.988 | 0.988 | 0.988 | 0.988 | 0.988 | 3627.0473 | 3247.4807 | 0.00033348 | 30261.8228 | 17147.0224 | 195.8408 | 175.1009 | 6874.5279 | 370.9418 | 6503.5862 | -10643.4362 | FALSE
| 60436159 | MRO002 | MRO | 22KV | 100.19 | 0 | 40985.6902 | 100% | Three phase | 97.13 | 0.00059688 | 0.00065299 | 0.00071468 | 0.00078251 | 0.00085713 | 0.00093922 | 0.0010296 | 0.001129 | 0.0012385 | 0.001359 | 0.0014917 | 0.001638 | 0.0017991 | 0.0019766 | 0.0021723 | 0.0023879 | 0.0026257 | 0.0028879 | 0.003177 | 0.0032837 | 1.001 | 0.998 | 0.998 | 0.998 | 0.991 | 0.988 | 0.988 | 0.988 | 0.988 | 0.988 | 0.988 | 0.988 | 0.988 | 0.988 | 0.988 | 0.988 | 0.988 | 0.988 | 0.988 | 0.988 | 866.6935 | 249.5908 | 0.00010724 | 9731.4547 | 5514.0589 | 62.9776 | 18.1073 | 1116.2843 | 81.0849 | 1035.1995 | -4478.8594 | FALSE
| 60436160 | MRO002 | MRO | 22KV | 32 | 0 | 40985.6902 | 100% | Three phase | 97.13 | 0.00019064 | 0.00020856 | 0.00022826 | 0.00024993 | 0.00027376 | 0.00029998 | 0.00032883 | 0.00036059 | 0.00039556 | 0.00043405 | 0.00047645 | 0.00052316 | 0.00057461 | 0.00063131 | 0.0006938 | 0.00076269 | 0.00083863 | 0.00092236 | 0.0010147 | 0.0010488 | 1.001 | 0.998 | 0.998 | 0.998 | 0.991 | 0.988 | 0.988 | 0.988 | 0.988 | 0.988 | 0.988 | 0.988 | 0.988 | 0.988 | 0.988 | 0.988 | 0.988 | 0.988 | 0.988 | 0.988 | 276.816 | 25.4613 | 3.4252e-05 | 3108.16 | 1761.1526 | 20.1146 | 1.8472 | 302.2772 | 21.9618 | 280.3155 | -1480.8372 | FALSE
| 60436163 | MRO004 | MRO | 22KV | 230.57 | 0 | 40985.6902 | 100% | Three phase | 97.13 | 0.0021725 | 0.0023504 | 0.0025435 | 0.0027532 | 0.0029809 | 0.0032283 | 0.003497 | 0.0037889 | 0.004106 | 0.0044507 | 0.0048254 | 0.0052326 | 0.0056753 | 0.0061566 | 0.0066799 | 0.0072491 | 0.0075569 | 0.0075569 | 0.0075569 | 0.0075569 | 3.808 | 3.818 | 3.841 | 3.858 | 3.848 | 3.845 | 3.858 | 3.881 | 3.881 | 3.881 | 3.881 | 3.881 | 3.881 | 3.881 | 3.881 | 3.881 | 3.881 | 3.881 | 3.881 | 3.881 | 10375.7529 | 1757.7803 | 0.00024679 | 22395.2641 | 12689.6552 | 564.927 | 95.8983 | 12133.5332 | 660.8253 | 11472.708 | -1216.9472 | FALSE
| 60436167 | MRO004 | MRO | 22KV | 206.52 | 0 | 40985.6902 | 100% | Three phase | 97.13 | 0.0025698 | 0.0027717 | 0.00299 | 0.0032263 | 0.0034819 | 0.0037585 | 0.0040579 | 0.004382 | 0.0047327 | 0.0051125 | 0.0055237 | 0.0059689 | 0.0064511 | 0.0067686 | 0.0067686 | 0.0067686 | 0.0067686 | 0.0067686 | 0.0067686 | 0.0067686 | 3.808 | 3.818 | 3.841 | 3.858 | 3.848 | 3.845 | 3.858 | 3.881 | 3.881 | 3.881 | 3.881 | 3.881 | 3.881 | 3.881 | 3.881 | 3.881 | 3.881 | 3.881 | 3.881 | 3.881 | 11052.3635 | 1677.5669 | 0.00022105 | 20059.2876 | 11366.0389 | 506.0013 | 76.936 | 12729.9304 | 582.9373 | 12146.9931 | 780.9542 | TRUE
| 60436171 | MRO004 | MRO | 22KV | 38.84 | 0 | 40985.6902 | 100% | Three phase | 97.13 | 0.00027561 | 0.00030294 | 0.00033313 | 0.00036649 | 0.00040334 | 0.00044408 | 0.00048911 | 0.0005389 | 0.00059397 | 0.00065489 | 0.00072229 | 0.00079688 | 0.00087943 | 0.00097081 | 0.001072 | 0.001184 | 0.001273 | 0.001273 | 0.001273 | 0.001273 | 3.808 | 3.818 | 3.841 | 3.858 | 3.848 | 3.845 | 3.858 | 3.881 | 3.881 | 3.881 | 3.881 | 3.881 | 3.881 | 3.881 | 3.881 | 3.881 | 3.881 | 3.881 | 3.881 | 3.881 | 1576.7972 | 44.9824 | 4.1573e-05 | 3772.5292 | 2137.599 | 95.1631 | 2.7212 | 1621.7796 | 97.8844 | 1523.8953 | -613.7038 | FALSE
| 60436172 | MRO004 | MRO | 22KV | 507.42 | 0 | 40985.6902 | 100% | Three phase | 97.13 | 0.0036006 | 0.0039578 | 0.0043522 | 0.0047879 | 0.0052694 | 0.0058016 | 0.0063899 | 0.0070404 | 0.0077599 | 0.0085557 | 0.0094363 | 0.010411 | 0.011489 | 0.012683 | 0.014005 | 0.015469 | 0.016631 | 0.016631 | 0.016631 | 0.016631 | 3.808 | 3.818 | 3.841 | 3.858 | 3.848 | 3.845 | 3.858 | 3.881 | 3.881 | 3.881 | 3.881 | 3.881 | 3.881 | 3.881 | 3.881 | 3.881 | 3.881 | 3.881 | 3.881 | 3.881 | 20599.8573 | 7677.4884 | 0.00054313 | 49285.7046 | 27926.3773 | 1243.2462 | 464.4514 | 28277.3458 | 1707.6975 | 26569.6482 | -1356.7291 | FALSE
| 60436174 | MRO004 | MRO | 22KV | 310.31 | 0 | 40985.6902 | 100% | Three phase | 97.13 | 0.0029239 | 0.0031633 | 0.0034232 | 0.0037054 | 0.0040119 | 0.0043447 | 0.0047063 | 0.0050992 | 0.0055261 | 0.00599 | 0.0064942 | 0.0070422 | 0.007638 | 0.0082857 | 0.0089901 | 0.0097561 | 0.01017 | 0.01017 | 0.01017 | 0.01017 | 3.808 | 3.818 | 3.841 | 3.858 | 3.848 | 3.845 | 3.858 | 3.881 | 3.881 | 3.881 | 3.881 | 3.881 | 3.881 | 3.881 | 3.881 | 3.881 | 3.881 | 3.881 | 3.881 | 3.881 | 13964.0885 | 3183.8349 | 0.00033215 | 30140.4103 | 17078.2274 | 760.3006 | 173.6987 | 17147.9234 | 933.9993 | 16213.9241 | -864.3033 | FALSE
| 60436179 | MRO004 | MRO | 22KV | 53.45 | 0 | 40985.6902 | 100% | Three phase | 97.13 | 0.00049708 | 0.00053424 | 0.0005743 | 0.0006175 | 0.00066409 | 0.00071435 | 0.00076856 | 0.00082705 | 0.00089016 | 0.00095826 | 0.0010318 | 0.0011111 | 0.0011967 | 0.0012892 | 0.001389 | 0.0014967 | 0.0016131 | 0.0017388 | 0.0017518 | 0.0017518 | 3.808 | 3.818 | 3.841 | 3.858 | 3.848 | 3.845 | 3.858 | 3.881 | 3.881 | 3.881 | 3.881 | 3.881 | 3.881 | 3.881 | 3.881 | 3.881 | 3.881 | 3.881 | 3.881 | 3.881 | 2269.265 | 89.1271 | 5.7211e-05 | 5191.5985 | 2941.6753 | 130.9596 | 5.1535 | 2358.3921 | 136.1131 | 2222.279 | -719.3962 | FALSE
| 60436180 | MRO004 | MRO | 22KV | 28.29 | 0 | 40985.6902 | 100% | Three phase | 97.13 | 0.00035322 | 0.00038612 | 0.0004222 | 0.00046178 | 0.00050522 | 0.00055289 | 0.00060522 | 0.00066266 | 0.00072573 | 0.00079499 | 0.00087106 | 0.0009272 | 0.0009272 | 0.0009272 | 0.0009272 | 0.0009272 | 0.0009272 | 0.0009272 | 0.0009272 | 0.0009272 | 3.808 | 3.818 | 3.841 | 3.858 | 3.848 | 3.845 | 3.858 | 3.881 | 3.881 | 3.881 | 3.881 | 3.881 | 3.881 | 3.881 | 3.881 | 3.881 | 3.881 | 3.881 | 3.881 | 3.881 | 1591.3951 | 33.087 | 3.0281e-05 | 2747.8077 | 1556.969 | 69.3142 | 1.4437 | 1624.482 | 70.7579 | 1553.7241 | -3.2449 | FALSE
| 60436181 | MRO004 | MRO | 22KV | 345.39 | 0 | 40985.6902 | 100% | Three phase | 97.13 | 0.0043125 | 0.0047141 | 0.0051546 | 0.0056379 | 0.0061682 | 0.0067502 | 0.007389 | 0.0080904 | 0.0088604 | 0.009706 | 0.010635 | 0.01132 | 0.01132 | 0.01132 | 0.01132 | 0.01132 | 0.01132 | 0.01132 | 0.01132 | 0.01132 | 3.808 | 3.818 | 3.841 | 3.858 | 3.848 | 3.845 | 3.858 | 3.881 | 3.881 | 3.881 | 3.881 | 3.881 | 3.881 | 3.881 | 3.881 | 3.881 | 3.881 | 3.881 | 3.881 | 3.881 | 19429.1956 | 4931.8565 | 0.00036969 | 33547.7307 | 19008.891 | 846.2512 | 215.1913 | 24361.0521 | 1061.4425 | 23299.6097 | 4290.7187 | TRUE
| 60436184 | MRO004 | MRO | 22KV | 396.02 | 0 | 40985.6902 | 100% | Three phase | 97.13 | 0.0049077 | 0.0052824 | 0.0056868 | 0.0061233 | 0.0065947 | 0.0071037 | 0.0076534 | 0.0082471 | 0.0088884 | 0.0095811 | 0.01033 | 0.011138 | 0.012012 | 0.012956 | 0.012979 | 0.012979 | 0.012979 | 0.012979 | 0.012979 | 0.012979 | 3.808 | 3.818 | 3.841 | 3.858 | 3.848 | 3.845 | 3.858 | 3.881 | 3.881 | 3.881 | 3.881 | 3.881 | 3.881 | 3.881 | 3.881 | 3.881 | 3.881 | 3.881 | 3.881 | 3.881 | 20961.142 | 6100.9448 | 0.00042389 | 38465.4226 | 21795.3647 | 970.3014 | 282.9042 | 27062.0868 | 1253.2056 | 25808.8812 | 4013.5165 | TRUE
| 60436186 | MRO004 | MRO | 22KV | 299.83 | 0 | 40985.6902 | 100% | Three phase | 97.13 | 0.0027884 | 0.0029968 | 0.0032215 | 0.0034639 | 0.0037253 | 0.0040072 | 0.0043113 | 0.0046394 | 0.0049934 | 0.0053754 | 0.0057877 | 0.0062327 | 0.006713 | 0.0072316 | 0.0077914 | 0.008396 | 0.0090488 | 0.0097538 | 0.0098269 | 0.0098269 | 3.808 | 3.818 | 3.841 | 3.858 | 3.848 | 3.845 | 3.858 | 3.881 | 3.881 | 3.881 | 3.881 | 3.881 | 3.881 | 3.881 | 3.881 | 3.881 | 3.881 | 3.881 | 3.881 | 3.881 | 12729.5366 | 2804.5577 | 0.00032093 | 29122.4879 | 16501.4499 | 734.6232 | 162.1643 | 15534.0942 | 896.7875 | 14637.3067 | -1864.1432 | FALSE
| 60436187 | MRO004 | MRO | 22KV | 75.03 | 0 | 40985.6902 | 100% | Three phase | 97.13 | 0.00069777 | 0.00074993 | 0.00080617 | 0.00086681 | 0.00093221 | 0.0010028 | 0.0010789 | 0.001161 | 0.0012496 | 0.0013451 | 0.0014483 | 0.0015597 | 0.0016799 | 0.0018096 | 0.0019497 | 0.002101 | 0.0022644 | 0.0024408 | 0.0024591 | 0.0024591 | 3.808 | 3.818 | 3.841 | 3.858 | 3.848 | 3.845 | 3.858 | 3.881 | 3.881 | 3.881 | 3.881 | 3.881 | 3.881 | 3.881 | 3.881 | 3.881 | 3.881 | 3.881 | 3.881 | 3.881 | 3185.4622 | 175.6241 | 8.031e-05 | 7287.6639 | 4129.3526 | 183.8334 | 10.1549 | 3361.0863 | 193.9883 | 3167.098 | -962.2546 | FALSE
| 60436188 | MRO004 | MRO | 22KV | 724.48 | 0 | 40985.6902 | 100% | Three phase | 97.13 | 0.0067376 | 0.0072412 | 0.0077842 | 0.0083698 | 0.0090013 | 0.0096825 | 0.010417 | 0.01121 | 0.012065 | 0.012989 | 0.013985 | 0.01506 | 0.016221 | 0.017474 | 0.018826 | 0.020287 | 0.021865 | 0.023568 | 0.023745 | 0.023745 | 3.808 | 3.818 | 3.841 | 3.858 | 3.848 | 3.845 | 3.858 | 3.881 | 3.881 | 3.881 | 3.881 | 3.881 | 3.881 | 3.881 | 3.881 | 3.881 | 3.881 | 3.881 | 3.881 | 3.881 | 30758.4119 | 16374.4607 | 0.00077546 | 70368.7424 | 39872.4958 | 1775.0719 | 946.7992 | 47132.8726 | 2721.8711 | 44411.0015 | 4538.5056 | TRUE
| 60436192 | MRO004 | MRO | 22KV | 463.47 | 0 | 40985.6902 | 100% | Three phase | 97.13 | 0.0043568 | 0.0047079 | 0.0050887 | 0.0055016 | 0.0059494 | 0.0064353 | 0.0069624 | 0.0075343 | 0.008155 | 0.0088287 | 0.0095599 | 0.010354 | 0.011216 | 0.012152 | 0.013168 | 0.014272 | 0.01519 | 0.01519 | 0.01519 | 0.01519 | 3.808 | 3.818 | 3.841 | 3.858 | 3.848 | 3.845 | 3.858 | 3.881 | 3.881 | 3.881 | 3.881 | 3.881 | 3.881 | 3.881 | 3.881 | 3.881 | 3.881 | 3.881 | 3.881 | 3.881 | 20659.4914 | 7035.3935 | 0.00049608 | 45016.8411 | 25507.5442 | 1135.5628 | 387.4792 | 27694.885 | 1523.042 | 26171.843 | 664.2987 | TRUE
| 60436195 | MRO004 | MRO | 22KV | 132.05 | 0 | 40985.6902 | 100% | Three phase | 97.13 | 0.0013096 | 0.00144 | 0.0015839 | 0.0017429 | 0.0019185 | 0.0021125 | 0.0023269 | 0.0025638 | 0.0028257 | 0.0031152 | 0.0034354 | 0.0037895 | 0.0041812 | 0.0043279 | 0.0043279 | 0.0043279 | 0.0043279 | 0.0043279 | 0.0043279 | 0.0043279 | 3.808 | 3.818 | 3.841 | 3.858 | 3.848 | 3.845 | 3.858 | 3.881 | 3.881 | 3.881 | 3.881 | 3.881 | 3.881 | 3.881 | 3.881 | 3.881 | 3.881 | 3.881 | 3.881 | 3.881 | 6682.3379 | 648.3052 | 0.00014134 | 12826.0165 | 7267.5065 | 323.54 | 31.4544 | 7330.6431 | 354.9944 | 6975.6487 | -291.8578 | FALSE
| 60436204 | MRO004 | MRO | 22KV | 111.01 | 0 | 40985.6902 | 100% | Three phase | 97.13 | 0.0013904 | 0.0015046 | 0.0016286 | 0.0017632 | 0.0019093 | 0.002068 | 0.0022403 | 0.0024274 | 0.0026307 | 0.0028516 | 0.0030916 | 0.0033524 | 0.0036358 | 0.0036383 | 0.0036383 | 0.0036383 | 0.0036383 | 0.0036383 | 0.0036383 | 0.0036383 | 3.808 | 3.818 | 3.841 | 3.858 | 3.848 | 3.845 | 3.858 | 3.881 | 3.881 | 3.881 | 3.881 | 3.881 | 3.881 | 3.881 | 3.881 | 3.881 | 3.881 | 3.881 | 3.881 | 3.881 | 6047.8671 | 493.427 | 0.00011882 | 10782.4013 | 6109.5486 | 271.9892 | 22.2295 | 6541.2941 | 294.2187 | 6247.0754 | 137.5269 | TRUE
| 60436205 | MRO004 | MRO | 22KV | 774.24 | 0 | 40985.6902 | 100% | Three phase | 97.13 | 0.0096975 | 0.010494 | 0.011359 | 0.012297 | 0.013316 | 0.014423 | 0.015625 | 0.01693 | 0.018348 | 0.019889 | 0.021563 | 0.023381 | 0.025358 | 0.025376 | 0.025376 | 0.025376 | 0.025376 | 0.025376 | 0.025376 | 0.025376 | 3.808 | 3.818 | 3.841 | 3.858 | 3.848 | 3.845 | 3.858 | 3.881 | 3.881 | 3.881 | 3.881 | 3.881 | 3.881 | 3.881 | 3.881 | 3.881 | 3.881 | 3.881 | 3.881 | 3.881 | 42180.8903 | 24002.1375 | 0.00082872 | 75201.9312 | 42611.0882 | 1896.9905 | 1081.3252 | 66183.0278 | 2978.3156 | 63204.7122 | 20593.624 | TRUE
| 60436213 | MRO004 | MRO | 22KV | 63.56 | 0 | 40985.6902 | 100% | Three phase | 97.13 | 0.00045102 | 0.00049575 | 0.00054516 | 0.00059974 | 0.00066005 | 0.00072671 | 0.00080041 | 0.00088189 | 0.00097201 | 0.0010717 | 0.001182 | 0.0013041 | 0.0014391 | 0.0015887 | 0.0017543 | 0.0019376 | 0.0020832 | 0.0020832 | 0.0020832 | 0.0020832 | 3.808 | 3.818 | 3.841 | 3.858 | 3.848 | 3.845 | 3.858 | 3.881 | 3.881 | 3.881 | 3.881 | 3.881 | 3.881 | 3.881 | 3.881 | 3.881 | 3.881 | 3.881 | 3.881 | 3.881 | 2580.3613 | 120.4625 | 6.8033e-05 | 6173.5828 | 3498.0894 | 155.7304 | 7.2874 | 2700.8238 | 163.0178 | 2537.806 | -960.2835 | FALSE
| 60436215 | MRO004 | MRO | 22KV | 170.05 | 0 | 40985.6902 | 100% | Three phase | 97.13 | 0.0015427 | 0.0016374 | 0.0017382 | 0.0018455 | 0.0019596 | 0.0020812 | 0.0022106 | 0.0023484 | 0.0024951 | 0.0026513 | 0.0028177 | 0.0029949 | 0.0031836 | 0.0033846 | 0.0035987 | 0.0038269 | 0.0040699 | 0.0043289 | 0.0046049 | 0.0048989 | 3.808 | 3.818 | 3.841 | 3.858 | 3.848 | 3.845 | 3.858 | 3.881 | 3.881 | 3.881 | 3.881 | 3.881 | 3.881 | 3.881 | 3.881 | 3.881 | 3.881 | 3.881 | 3.881 | 3.881 | 6230.2238 | 778.7077 | 0.00018202 | 16516.9565 | 9358.8752 | 416.645 | 52.1625 | 7008.9315 | 468.8075 | 6540.124 | -2818.7512 | FALSE
| 60436273 | MRO005 | MRO | 22KV | 87.02 | 21 | 40985.6902 | 4.545% | Three phase | 97.13 | 0.00045151 | 0.000484 | 0.00051898 | 0.00055663 | 0.00059718 | 0.00064083 | 0.00068786 | 0.00073851 | 0.00079307 | 0.00085187 | 0.00091522 | 0.0009835 | 0.0010571 | 0.0011364 | 0.001222 | 0.0013142 | 0.0014137 | 0.0015209 | 0.0016366 | 0.0017614 | 0.24573 | 0.24677 | 0.24827 | 0.24932 | 0.24932 | 0.24945 | 0.2505 | 0.25218 | 0.25218 | 0.25218 | 0.25218 | 0.25218 | 0.25218 | 0.25218 | 0.25218 | 0.25218 | 0.25218 | 0.25218 | 0.25218 | 0.25218 | 132.3869 | 130.4143 | 9.3143e-05 | 8452.2526 | 4789.2345 | 13.8296 | 13.6598 | 262.8012 | 27.4893 | 235.3119 | -4553.9225 | FALSE
| 60436295 | MRO005 | MRO | 22KV | 185.9 | 21 | 40985.6902 | 4.545% | Three phase | 97.13 | 0.0017616 | 0.0019324 | 0.0021206 | 0.0023278 | 0.0025562 | 0.0028079 | 0.0030854 | 0.0033913 | 0.0037287 | 0.0041007 | 0.0045111 | 0.0049639 | 0.0054636 | 0.006015 | 0.0060928 | 0.0060928 | 0.0060928 | 0.0060928 | 0.0060928 | 0.0060928 | 0.24573 | 0.24677 | 0.24827 | 0.24932 | 0.24932 | 0.24945 | 0.2505 | 0.25218 | 0.25218 | 0.25218 | 0.25218 | 0.25218 | 0.25218 | 0.25218 | 0.25218 | 0.25218 | 0.25218 | 0.25218 | 0.25218 | 0.25218 | 588.5137 | 1238.1571 | 0.00019898 | 18056.467 | 10231.1961 | 29.5439 | 62.3396 | 1826.6709 | 91.8835 | 1734.7873 | -8496.4088 | FALSE
| 60436296 | MRO005 | MRO | 22KV | 229.28 | 21 | 40985.6902 | 4.545% | Three phase | 97.13 | 0.0021727 | 0.0023834 | 0.0026154 | 0.002871 | 0.0031527 | 0.0034632 | 0.0038054 | 0.0041827 | 0.0045987 | 0.0050576 | 0.0055638 | 0.0061223 | 0.0067385 | 0.0074186 | 0.0075146 | 0.0075146 | 0.0075146 | 0.0075146 | 0.0075146 | 0.0075146 | 0.24573 | 0.24677 | 0.24827 | 0.24932 | 0.24932 | 0.24945 | 0.2505 | 0.25218 | 0.25218 | 0.25218 | 0.25218 | 0.25218 | 0.25218 | 0.25218 | 0.25218 | 0.25218 | 0.25218 | 0.25218 | 0.25218 | 0.25218 | 725.8442 | 1883.4293 | 0.00024541 | 22269.9664 | 12618.6587 | 36.4381 | 94.8282 | 2609.2735 | 131.2662 | 2478.0072 | -10140.6514 | FALSE
| 60436310 | MRO005 | MRO | 22KV | 15.9 | 21 | 40985.6902 | 4.545% | Three phase | 97.13 | 0.000148 | 0.00016089 | 0.00017496 | 0.00019031 | 0.00020706 | 0.00022535 | 0.00024532 | 0.00026713 | 0.00029095 | 0.00031696 | 0.00034539 | 0.00037645 | 0.00041039 | 0.00044748 | 0.00048802 | 0.00052112 | 0.00052112 | 0.00052112 | 0.00052112 | 0.00052112 | 0.24573 | 0.24677 | 0.24827 | 0.24932 | 0.24932 | 0.24945 | 0.2505 | 0.25218 | 0.25218 | 0.25218 | 0.25218 | 0.25218 | 0.25218 | 0.25218 | 0.25218 | 0.25218 | 0.25218 | 0.25218 | 0.25218 | 0.25218 | 47.446 | 8.5382 | 1.7019e-05 | 1544.367 | 875.0727 | 2.5269 | 0.45604 | 55.9842 | 2.9829 | 53.0013 | -822.0715 | FALSE
| 60436321 | MRO005 | MRO | 22KV | 692.01 | 21 | 40985.6902 | 4.545% | Three phase | 97.13 | 0.0039798 | 0.0043512 | 0.0047594 | 0.005208 | 0.0057012 | 0.0062435 | 0.0068399 | 0.0074961 | 0.008218 | 0.0090125 | 0.009887 | 0.01085 | 0.01191 | 0.013077 | 0.014364 | 0.01578 | 0.017342 | 0.019062 | 0.020959 | 0.02268 | 0.24573 | 0.24677 | 0.24827 | 0.24932 | 0.24932 | 0.24945 | 0.2505 | 0.25218 | 0.25218 | 0.25218 | 0.25218 | 0.25218 | 0.25218 | 0.25218 | 0.25218 | 0.25218 | 0.25218 | 0.25218 | 0.25218 | 0.25218 | 1463.7365 | 11459.4078 | 0.0007407 | 67214.9313 | 38085.4763 | 109.9769 | 863.8331 | 12923.1443 | 973.81 | 11949.3343 | -26136.1419 | FALSE
| 60436352 | MRO005 | MRO | 22KV | 1004.88 | 21 | 40985.6902 | 4.545% | Single phase | 44.74 | 0.006671 | 0.0071753 | 0.0077198 | 0.0083077 | 0.0089427 | 0.0096286 | 0.01037 | 0.01117 | 0.012036 | 0.012971 | 0.013981 | 0.015074 | 0.016255 | 0.017533 | 0.018914 | 0.020408 | 0.022024 | 0.023772 | 0.025663 | 0.02771 | 0.24573 | 0.24677 | 0.24827 | 0.24932 | 0.24932 | 0.24945 | 0.2505 | 0.25218 | 0.25218 | 0.25218 | 0.25218 | 0.25218 | 0.25218 | 0.25218 | 0.25218 | 0.25218 | 0.25218 | 0.25218 | 0.25218 | 0.25218 | 2027.5907 | 10623.1135 | 0.0010756 | 44958.3312 | 25474.3912 | 159.6994 | 839.0273 | 12650.7042 | 998.7267 | 11651.9775 | -13822.4137 | FALSE
| 60436362 | MRO005 | MRO | 22KV | 1901.58 | 21 | 40985.6902 | 4.545% | Three phase | 97.13 | 0.017757 | 0.019124 | 0.020602 | 0.022198 | 0.023923 | 0.025788 | 0.027805 | 0.029985 | 0.032342 | 0.034892 | 0.03765 | 0.040633 | 0.043861 | 0.047353 | 0.051131 | 0.05522 | 0.059646 | 0.062324 | 0.062324 | 0.062324 | 0.24573 | 0.24677 | 0.24827 | 0.24932 | 0.24932 | 0.24945 | 0.2505 | 0.25218 | 0.25218 | 0.25218 | 0.25218 | 0.25218 | 0.25218 | 0.25218 | 0.25218 | 0.25218 | 0.25218 | 0.25218 | 0.25218 | 0.25218 | 5342.6153 | 115001.7978 | 0.0020354 | 184700.4654 | 104655.3951 | 302.2064 | 6522.8036 | 120344.4131 | 6825.01 | 113519.4031 | 8864.008 | TRUE
| 60436363 | MRO005 | MRO | 22KV | 128.57 | 21 | 40985.6902 | 4.545% | Three phase | 97.13 | 0.0012035 | 0.0013119 | 0.0014307 | 0.0015606 | 0.0017029 | 0.0018586 | 0.0020292 | 0.002216 | 0.0024207 | 0.0026449 | 0.0028907 | 0.0031599 | 0.0034551 | 0.0037787 | 0.0041334 | 0.0042139 | 0.0042139 | 0.0042139 | 0.0042139 | 0.0042139 | 0.24573 | 0.24677 | 0.24827 | 0.24932 | 0.24932 | 0.24945 | 0.2505 | 0.25218 | 0.25218 | 0.25218 | 0.25218 | 0.25218 | 0.25218 | 0.25218 | 0.25218 | 0.25218 | 0.25218 | 0.25218 | 0.25218 | 0.25218 | 391.3336 | 569.436 | 0.00013762 | 12488.0041 | 7075.9811 | 20.4328 | 29.8184 | 960.7696 | 50.2512 | 910.5184 | -6165.4628 | FALSE
| 60436364 | MRO005 | MRO | 22KV | 411.6 | 21 | 40985.6902 | 4.545% | Three phase | 97.13 | 0.0038278 | 0.004114 | 0.0044225 | 0.0047552 | 0.0051139 | 0.0055009 | 0.0059184 | 0.0063688 | 0.0068548 | 0.0073792 | 0.0079452 | 0.0085561 | 0.0092155 | 0.0099273 | 0.010696 | 0.011526 | 0.012422 | 0.01339 | 0.01349 | 0.01349 | 0.24573 | 0.24677 | 0.24827 | 0.24932 | 0.24932 | 0.24945 | 0.2505 | 0.25218 | 0.25218 | 0.25218 | 0.25218 | 0.25218 | 0.25218 | 0.25218 | 0.25218 | 0.25218 | 0.25218 | 0.25218 | 0.25218 | 0.25218 | 1134.3223 | 5285.2427 | 0.00044056 | 39978.708 | 22652.8259 | 65.413 | 305.6017 | 6419.565 | 371.0148 | 6048.5502 | -16604.2756 | FALSE
| 60436365 | MRO005 | MRO | 22KV | 1925.55 | 21 | 40985.6902 | 4.545% | Three phase | 97.13 | 0.017907 | 0.019246 | 0.020689 | 0.022246 | 0.023924 | 0.025735 | 0.027688 | 0.029795 | 0.032068 | 0.034521 | 0.037169 | 0.040027 | 0.043112 | 0.046442 | 0.050038 | 0.05392 | 0.058112 | 0.06264 | 0.063109 | 0.063109 | 0.24573 | 0.24677 | 0.24827 | 0.24932 | 0.24932 | 0.24945 | 0.2505 | 0.25218 | 0.25218 | 0.25218 | 0.25218 | 0.25218 | 0.25218 | 0.25218 | 0.25218 | 0.25218 | 0.25218 | 0.25218 | 0.25218 | 0.25218 | 5306.5947 | 115670.8171 | 0.002061 | 187028.6715 | 105974.6085 | 306.0158 | 6688.284 | 120977.4118 | 6994.2997 | 113983.1121 | 8008.5036 | TRUE
| 60436380 | MRO005 | MRO | 22KV | 354.26 | 21 | 40985.6902 | 4.545% | Three phase | 97.13 | 0.0023518 | 0.0025296 | 0.0027215 | 0.0029288 | 0.0031527 | 0.0033945 | 0.0036557 | 0.003938 | 0.004243 | 0.0045726 | 0.004929 | 0.0053142 | 0.0057306 | 0.006181 | 0.0066679 | 0.0071946 | 0.0077643 | 0.0083806 | 0.0090473 | 0.0097687 | 0.24573 | 0.24677 | 0.24827 | 0.24932 | 0.24932 | 0.24945 | 0.2505 | 0.25218 | 0.25218 | 0.25218 | 0.25218 | 0.25218 | 0.25218 | 0.25218 | 0.25218 | 0.25218 | 0.25218 | 0.25218 | 0.25218 | 0.25218 | 714.806 | 2866.3226 | 0.00037919 | 34409.2738 | 19497.0605 | 56.3004 | 226.3859 | 3581.1286 | 282.6862 | 3298.4424 | -16198.6181 | FALSE
| 60436382 | MRO005 | MRO | 22KV | 71.68 | 21 | 40985.6902 | 4.545% | Three phase | 97.13 | 0.00063879 | 0.00068756 | 0.00074023 | 0.00079712 | 0.00085857 | 0.00092496 | 0.0009967 | 0.0010742 | 0.001158 | 0.0012486 | 0.0013465 | 0.0014524 | 0.0015668 | 0.0016906 | 0.0018244 | 0.0019692 | 0.0021258 | 0.0022952 | 0.0023493 | 0.0023493 | 0.24573 | 0.24677 | 0.24827 | 0.24932 | 0.24932 | 0.24945 | 0.2505 | 0.25218 | 0.25218 | 0.25218 | 0.25218 | 0.25218 | 0.25218 | 0.25218 | 0.25218 | 0.25218 | 0.25218 | 0.25218 | 0.25218 | 0.25218 | 192.832 | 156.4608 | 7.6724e-05 | 6962.2784 | 3944.9819 | 11.3917 | 9.2683 | 349.2928 | 20.66 | 328.6328 | -3616.3491 | FALSE
| 60436394 | MRO005 | MRO | 22KV | 992.47 | 21 | 40985.6902 | 4.545% | Single phase | 44.74 | 0.0077805 | 0.0083694 | 0.0090052 | 0.0096916 | 0.010433 | 0.011233 | 0.012098 | 0.013032 | 0.01404 | 0.015131 | 0.016309 | 0.017582 | 0.018958 | 0.020445 | 0.022053 | 0.023792 | 0.025672 | 0.027705 | 0.029904 | 0.032283 | 0.24573 | 0.24677 | 0.24827 | 0.24932 | 0.24932 | 0.24945 | 0.2505 | 0.25218 | 0.25218 | 0.25218 | 0.25218 | 0.25218 | 0.25218 | 0.25218 | 0.25218 | 0.25218 | 0.25218 | 0.25218 | 0.25218 | 0.25218 | 2364.355 | 12234.5489 | 0.0010623 | 44403.1078 | 25159.7893 | 157.7271 | 818.4318 | 14598.9038 | 976.1589 | 13622.745 | -11537.0443 | FALSE
| 60436423 | MRO005 | MRO | 22KV | 3664.82 | 21 | 40985.6902 | 4.545% | Three phase | 97.13 | 0.032823 | 0.035616 | 0.038658 | 0.041971 | 0.045581 | 0.049515 | 0.053802 | 0.058475 | 0.063568 | 0.069122 | 0.075178 | 0.081783 | 0.088987 | 0.096845 | 0.10542 | 0.11477 | 0.12011 | 0.12011 | 0.12011 | 0.12011 | 0.24573 | 0.24677 | 0.24827 | 0.24932 | 0.24932 | 0.24945 | 0.2505 | 0.25218 | 0.25218 | 0.25218 | 0.25218 | 0.25218 | 0.25218 | 0.25218 | 0.25218 | 0.25218 | 0.25218 | 0.25218 | 0.25218 | 0.25218 | 10511.5716 | 435998.3536 | 0.0039227 | 355963.9666 | 201697.1072 | 582.4272 | 24227.6003 | 446509.9252 | 24810.0275 | 421699.8977 | 220002.7905 | TRUE
| 60436426 | MRO005 | MRO | 22KV | 2034.04 | 21 | 40985.6902 | 4.545% | Three phase | 97.13 | 0.018315 | 0.019927 | 0.021688 | 0.023612 | 0.025713 | 0.02801 | 0.03052 | 0.033263 | 0.036263 | 0.039543 | 0.04313 | 0.047053 | 0.051344 | 0.056039 | 0.061176 | 0.066665 | 0.066665 | 0.066665 | 0.066665 | 0.066665 | 0.24573 | 0.24677 | 0.24827 | 0.24932 | 0.24932 | 0.24945 | 0.2505 | 0.25218 | 0.25218 | 0.25218 | 0.25218 | 0.25218 | 0.25218 | 0.25218 | 0.25218 | 0.25218 | 0.25218 | 0.25218 | 0.25218 | 0.25218 | 5962.3789 | 137254.9862 | 0.0021772 | 197566.3052 | 111945.4663 | 323.2574 | 7463.1828 | 143217.3651 | 7786.4402 | 135430.9249 | 23485.4586 | TRUE
| 60436427 | MRO005 | MRO | 22KV | 933.26 | 21 | 40985.6902 | 4.545% | Three phase | 97.13 | 0.0084033 | 0.009143 | 0.0099509 | 0.010833 | 0.011798 | 0.012851 | 0.014003 | 0.015262 | 0.016638 | 0.018143 | 0.019789 | 0.021589 | 0.023558 | 0.025712 | 0.028069 | 0.030587 | 0.030587 | 0.030587 | 0.030587 | 0.030587 | 0.24573 | 0.24677 | 0.24827 | 0.24932 | 0.24932 | 0.24945 | 0.2505 | 0.25218 | 0.25218 | 0.25218 | 0.25218 | 0.25218 | 0.25218 | 0.25218 | 0.25218 | 0.25218 | 0.25218 | 0.25218 | 0.25218 | 0.25218 | 2735.6639 | 28894.4516 | 0.00099893 | 90647.5438 | 51362.9161 | 148.3172 | 1571.1238 | 31630.1155 | 1719.441 | 29910.6744 | -21452.2417 | FALSE
| 60436429 | MRO005 | MRO | 22KV | 1297.48 | 21 | 40985.6902 | 4.545% | Three phase | 97.13 | 0.011563 | 0.012446 | 0.013399 | 0.014429 | 0.015541 | 0.016743 | 0.018041 | 0.019445 | 0.020961 | 0.022601 | 0.024373 | 0.026289 | 0.028361 | 0.030601 | 0.033024 | 0.035645 | 0.03848 | 0.041546 | 0.042525 | 0.042525 | 0.24573 | 0.24677 | 0.24827 | 0.24932 | 0.24932 | 0.24945 | 0.2505 | 0.25218 | 0.25218 | 0.25218 | 0.25218 | 0.25218 | 0.25218 | 0.25218 | 0.25218 | 0.25218 | 0.25218 | 0.25218 | 0.25218 | 0.25218 | 3490.453 | 51263.8065 | 0.0013888 | 126024.2324 | 71408.1354 | 206.2005 | 3036.7319 | 54754.2594 | 3242.9324 | 51511.3271 | -19896.8083 | FALSE
| 60436435 | MRO005 | MRO | 22KV | 554.22 | 21 | 40985.6902 | 4.545% | Three phase | 97.13 | 0.0051542 | 0.0055395 | 0.0059549 | 0.0064028 | 0.0068859 | 0.007407 | 0.0079692 | 0.0085756 | 0.00923 | 0.0099361 | 0.010698 | 0.011521 | 0.012409 | 0.013367 | 0.014402 | 0.01552 | 0.016726 | 0.018029 | 0.018164 | 0.018164 | 0.24573 | 0.24677 | 0.24827 | 0.24932 | 0.24932 | 0.24945 | 0.2505 | 0.25218 | 0.25218 | 0.25218 | 0.25218 | 0.25218 | 0.25218 | 0.25218 | 0.25218 | 0.25218 | 0.25218 | 0.25218 | 0.25218 | 0.25218 | 1527.3667 | 9582.4948 | 0.00059322 | 53831.3886 | 30502.0631 | 88.0788 | 554.0762 | 11109.8615 | 642.155 | 10467.7065 | -20034.3566 | FALSE
| 60436436 | MRO005 | MRO | 22KV | 56.59 | 21 | 40985.6902 | 4.545% | Three phase | 97.13 | 0.00052628 | 0.00056562 | 0.00060804 | 0.00065378 | 0.0007031 | 0.00075631 | 0.00081371 | 0.00087563 | 0.00094245 | 0.0010146 | 0.0010924 | 0.0011764 | 0.001267 | 0.0013649 | 0.0014706 | 0.0015847 | 0.0017079 | 0.0018409 | 0.0018547 | 0.0018547 | 0.24573 | 0.24677 | 0.24827 | 0.24932 | 0.24932 | 0.24945 | 0.2505 | 0.25218 | 0.25218 | 0.25218 | 0.25218 | 0.25218 | 0.25218 | 0.25218 | 0.25218 | 0.25218 | 0.25218 | 0.25218 | 0.25218 | 0.25218 | 155.9555 | 99.9065 | 6.0572e-05 | 5496.5867 | 3114.4884 | 8.9935 | 5.7768 | 255.862 | 14.7703 | 241.0917 | -2873.3966 | FALSE
| 60436446 | MRO005 | MRO | 22KV | 117.47 | 21 | 40985.6902 | 4.545% | Three phase | 97.13 | 0.00097574 | 0.0010681 | 0.0011697 | 0.0012814 | 0.0014042 | 0.0015393 | 0.001688 | 0.0018515 | 0.0020316 | 0.0022298 | 0.002448 | 0.0026883 | 0.002953 | 0.0032445 | 0.0035657 | 0.0038501 | 0.0038501 | 0.0038501 | 0.0038501 | 0.0038501 | 0.24573 | 0.24677 | 0.24827 | 0.24932 | 0.24932 | 0.24945 | 0.2505 | 0.25218 | 0.25218 | 0.25218 | 0.25218 | 0.25218 | 0.25218 | 0.25218 | 0.25218 | 0.25218 | 0.25218 | 0.25218 | 0.25218 | 0.25218 | 337.4559 | 448.5631 | 0.00012574 | 11409.8611 | 6465.0813 | 18.6688 | 24.892 | 786.019 | 43.5607 | 742.4583 | -5722.623 | FALSE
| 60436448 | MRO005 | MRO | 22KV | 599.03 | 21 | 40985.6902 | 4.545% | Single phase | 44.74 | 0.0065758 | 0.0070745 | 0.0076128 | 0.0081937 | 0.0088206 | 0.0094975 | 0.010228 | 0.011017 | 0.011869 | 0.012789 | 0.013783 | 0.014857 | 0.016016 | 0.017269 | 0.018623 | 0.019633 | 0.019633 | 0.019633 | 0.019633 | 0.019633 | 0.24573 | 0.24677 | 0.24827 | 0.24932 | 0.24932 | 0.24945 | 0.2505 | 0.25218 | 0.25218 | 0.25218 | 0.25218 | 0.25218 | 0.25218 | 0.25218 | 0.25218 | 0.25218 | 0.25218 | 0.25218 | 0.25218 | 0.25218 | 1890.5628 | 5905.9591 | 0.00064118 | 26800.6022 | 15185.8178 | 95.2001 | 298.1569 | 7796.5219 | 393.357 | 7403.1649 | -7782.6529 | FALSE
| 60436450 | MRO005 | MRO | 22KV | 1254.96 | 21 | 40985.6902 | 4.545% | Covered | 390 | 0.0098383 | 0.010583 | 0.011387 | 0.012255 | 0.013192 | 0.014204 | 0.015297 | 0.016478 | 0.017754 | 0.019132 | 0.020622 | 0.022232 | 0.023972 | 0.025853 | 0.027886 | 0.030085 | 0.032462 | 0.035033 | 0.037813 | 0.040821 | 0.24573 | 0.24677 | 0.24827 | 0.24932 | 0.24932 | 0.24945 | 0.2505 | 0.25218 | 0.25218 | 0.25218 | 0.25218 | 0.25218 | 0.25218 | 0.25218 | 0.25218 | 0.25218 | 0.25218 | 0.25218 | 0.25218 | 0.25218 | 2989.6832 | 170522.4555 | 0.0013433 | 489434.4 | 277324.4258 | 199.443 | 11407.122 | 173512.1388 | 11606.5651 | 161905.5737 | -115418.8521 | FALSE
| 60436474 | MRO005 | MRO | 22KV | 57.08 | 21 | 40985.6902 | 4.545% | Three phase | 97.13 | 0.00044748 | 0.00048135 | 0.00051792 | 0.00055739 | 0.00060002 | 0.00064605 | 0.00069578 | 0.00074949 | 0.00080751 | 0.00087021 | 0.00093796 | 0.0010112 | 0.0010903 | 0.0011759 | 0.0012684 | 0.0013684 | 0.0014765 | 0.0015934 | 0.0017199 | 0.0018567 | 0.24573 | 0.24677 | 0.24827 | 0.24932 | 0.24932 | 0.24945 | 0.2505 | 0.25218 | 0.25218 | 0.25218 | 0.25218 | 0.25218 | 0.25218 | 0.25218 | 0.25218 | 0.25218 | 0.25218 | 0.25218 | 0.25218 | 0.25218 | 135.9813 | 87.8574 | 6.1097e-05 | 5544.1804 | 3141.456 | 9.0714 | 5.8772 | 223.8388 | 14.9486 | 208.8902 | -2932.5659 | FALSE
| 60436475 | MRO005 | MRO | 22KV | 52.41 | 21 | 40985.6902 | 4.545% | Three phase | 97.13 | 0.00041087 | 0.00044197 | 0.00047554 | 0.00051179 | 0.00055093 | 0.0005932 | 0.00063885 | 0.00068817 | 0.00074145 | 0.00079901 | 0.00086122 | 0.00092845 | 0.0010011 | 0.0010797 | 0.0011646 | 0.0012564 | 0.0013557 | 0.0014631 | 0.0015792 | 0.0017048 | 0.24573 | 0.24677 | 0.24827 | 0.24932 | 0.24932 | 0.24945 | 0.2505 | 0.25218 | 0.25218 | 0.25218 | 0.25218 | 0.25218 | 0.25218 | 0.25218 | 0.25218 | 0.25218 | 0.25218 | 0.25218 | 0.25218 | 0.25218 | 124.856 | 74.0694 | 5.6098e-05 | 5090.5833 | 2884.4378 | 8.3292 | 4.9549 | 198.9254 | 13.2841 | 185.6413 | -2698.7965 | FALSE
| 60436476 | MRO005 | MRO | 22KV | 570.77 | 21 | 40985.6902 | 4.545% | Three phase | 97.13 | 0.0044746 | 0.0048133 | 0.0051789 | 0.0055736 | 0.0059999 | 0.0064602 | 0.0069574 | 0.0074945 | 0.0080747 | 0.0087016 | 0.0093791 | 0.010111 | 0.010903 | 0.011758 | 0.012683 | 0.013683 | 0.014764 | 0.015933 | 0.017198 | 0.018566 | 0.24573 | 0.24677 | 0.24827 | 0.24932 | 0.24932 | 0.24945 | 0.2505 | 0.25218 | 0.25218 | 0.25218 | 0.25218 | 0.25218 | 0.25218 | 0.25218 | 0.25218 | 0.25218 | 0.25218 | 0.25218 | 0.25218 | 0.25218 | 1359.7417 | 8784.82 | 0.00061093 | 55438.8901 | 31412.9092 | 90.709 | 587.6617 | 10144.5618 | 678.3706 | 9466.1911 | -21946.7181 | FALSE
| 60436477 | MRO005 | MRO | 22KV | 2062.87 | 21 | 40985.6902 | 4.545% | Three phase | 97.13 | 0.016172 | 0.017396 | 0.018717 | 0.020144 | 0.021685 | 0.023348 | 0.025145 | 0.027086 | 0.029183 | 0.031449 | 0.033898 | 0.036544 | 0.039404 | 0.042496 | 0.045838 | 0.049452 | 0.05336 | 0.057586 | 0.062157 | 0.0671 | 0.24573 | 0.24677 | 0.24827 | 0.24932 | 0.24932 | 0.24945 | 0.2505 | 0.25218 | 0.25218 | 0.25218 | 0.25218 | 0.25218 | 0.25218 | 0.25218 | 0.25218 | 0.25218 | 0.25218 | 0.25218 | 0.25218 | 0.25218 | 4914.3621 | 114750.4276 | 0.002208 | 200366.5631 | 113532.1548 | 327.8392 | 7676.2449 | 119664.7897 | 8004.0841 | 111660.7056 | -1871.4492 | FALSE
| 60436496 | MRO005 | MRO | 22KV | 61.53 | 21 | 40985.6902 | 4.545% | Covered | 390 | 0.00055403 | 0.0006028 | 0.00065607 | 0.00071425 | 0.00077783 | 0.0008473 | 0.00092323 | 0.0010062 | 0.001097 | 0.0011962 | 0.0013047 | 0.0014234 | 0.0015532 | 0.0016952 | 0.0018506 | 0.0020166 | 0.0020166 | 0.0020166 | 0.0020166 | 0.0020166 | 0.24573 | 0.24677 | 0.24827 | 0.24932 | 0.24932 | 0.24945 | 0.2505 | 0.25218 | 0.25218 | 0.25218 | 0.25218 | 0.25218 | 0.25218 | 0.25218 | 0.25218 | 0.25218 | 0.25218 | 0.25218 | 0.25218 | 0.25218 | 180.3628 | 504.3061 | 6.586e-05 | 23996.7 | 13597.0644 | 9.7786 | 27.4214 | 684.6689 | 37.2 | 647.4689 | -12949.5955 | FALSE
| 60436516 | MRO005 | MRO | 22KV | 258.15 | 21 | 40985.6902 | 4.545% | Single phase | 44.74 | 0.0022004 | 0.002367 | 0.0025469 | 0.0027411 | 0.0029508 | 0.0031772 | 0.0034217 | 0.0036858 | 0.0039711 | 0.0042793 | 0.0046123 | 0.0049722 | 0.0053611 | 0.0057814 | 0.0062358 | 0.0067269 | 0.007258 | 0.0078322 | 0.0084531 | 0.0084608 | 0.24573 | 0.24677 | 0.24827 | 0.24932 | 0.24932 | 0.24945 | 0.2505 | 0.25218 | 0.25218 | 0.25218 | 0.25218 | 0.25218 | 0.25218 | 0.25218 | 0.25218 | 0.25218 | 0.25218 | 0.25218 | 0.25218 | 0.25218 | 665.0675 | 895.1681 | 0.00027632 | 11549.631 | 6544.278 | 41.0262 | 55.3722 | 1560.2355 | 96.3984 | 1463.8371 | -5080.4409 | FALSE
| 60436517 | MRO005 | MRO | 22KV | 233.33 | 21 | 40985.6902 | 4.545% | Three phase | 97.13 | 0.0021606 | 0.0023426 | 0.0025407 | 0.0027562 | 0.0029908 | 0.0032462 | 0.0035243 | 0.0038272 | 0.004157 | 0.0045163 | 0.0049077 | 0.0053342 | 0.005799 | 0.0063055 | 0.0068576 | 0.0074594 | 0.0076473 | 0.0076473 | 0.0076473 | 0.0076473 | 0.24573 | 0.24677 | 0.24827 | 0.24932 | 0.24932 | 0.24945 | 0.2505 | 0.25218 | 0.25218 | 0.25218 | 0.25218 | 0.25218 | 0.25218 | 0.25218 | 0.25218 | 0.25218 | 0.25218 | 0.25218 | 0.25218 | 0.25218 | 682.4947 | 1802.4082 | 0.00024975 | 22663.3429 | 12841.5546 | 37.0817 | 98.2079 | 2484.9029 | 135.2896 | 2349.6133 | -10491.9412 | FALSE
| 60436518 | MRO005 | MRO | 22KV | 1136.14 | 21 | 40985.6902 | 4.545% | Three phase | 97.13 | 0.013128 | 0.014258 | 0.015491 | 0.016834 | 0.018298 | 0.019894 | 0.021635 | 0.023533 | 0.025604 | 0.027862 | 0.030326 | 0.033015 | 0.035949 | 0.037237 | 0.037237 | 0.037237 | 0.037237 | 0.037237 | 0.037237 | 0.037237 | 0.24573 | 0.24677 | 0.24827 | 0.24932 | 0.24932 | 0.24945 | 0.2505 | 0.25218 | 0.25218 | 0.25218 | 0.25218 | 0.25218 | 0.25218 | 0.25218 | 0.25218 | 0.25218 | 0.25218 | 0.25218 | 0.25218 | 0.25218 | 3884.0315 | 49958.8612 | 0.0012161 | 110353.2782 | 62528.6239 | 180.5597 | 2328.4601 | 53842.8926 | 2509.0198 | 51333.8728 | -11194.7511 | FALSE
| 60436523 | MRO005 | MRO | 22KV | 2481.81 | 21 | 40985.6902 | 4.545% | Three phase | 97.13 | 0.022117 | 0.023806 | 0.025629 | 0.027599 | 0.029727 | 0.032025 | 0.034509 | 0.037194 | 0.040095 | 0.04323 | 0.04662 | 0.050285 | 0.054248 | 0.058534 | 0.063168 | 0.068181 | 0.073603 | 0.079469 | 0.081341 | 0.081341 | 0.24573 | 0.24677 | 0.24827 | 0.24932 | 0.24932 | 0.24945 | 0.2505 | 0.25218 | 0.25218 | 0.25218 | 0.25218 | 0.25218 | 0.25218 | 0.25218 | 0.25218 | 0.25218 | 0.25218 | 0.25218 | 0.25218 | 0.25218 | 6676.5122 | 187562.7391 | 0.0026564 | 241058.2053 | 136588.9451 | 394.4187 | 11110.719 | 194239.2514 | 11505.1377 | 182734.1137 | 46145.1686 | TRUE
| 60436524 | MRO005 | MRO | 22KV | 1359.83 | 21 | 40985.6902 | 4.545% | Three phase | 97.13 | 0.012118 | 0.013044 | 0.014043 | 0.015122 | 0.016288 | 0.017547 | 0.018908 | 0.020379 | 0.021969 | 0.023687 | 0.025544 | 0.027552 | 0.029724 | 0.032072 | 0.034611 | 0.037358 | 0.040329 | 0.043543 | 0.044568 | 0.044568 | 0.24573 | 0.24677 | 0.24827 | 0.24932 | 0.24932 | 0.24945 | 0.2505 | 0.25218 | 0.25218 | 0.25218 | 0.25218 | 0.25218 | 0.25218 | 0.25218 | 0.25218 | 0.25218 | 0.25218 | 0.25218 | 0.25218 | 0.25218 | 3658.1856 | 56309.1203 | 0.0014555 | 132080.2879 | 74839.6312 | 216.1094 | 3335.6029 | 59967.3059 | 3551.7123 | 56415.5937 | -18424.0376 | FALSE
| 60436525 | MRO005 | MRO | 22KV | 2749.76 | 21 | 40985.6902 | 4.545% | Three phase | 97.13 | 0.025909 | 0.028031 | 0.030334 | 0.032835 | 0.03555 | 0.0385 | 0.041704 | 0.045186 | 0.048968 | 0.053079 | 0.057547 | 0.062403 | 0.067683 | 0.073423 | 0.079664 | 0.086452 | 0.090123 | 0.090123 | 0.090123 | 0.090123 | 0.24573 | 0.24677 | 0.24827 | 0.24932 | 0.24932 | 0.24945 | 0.2505 | 0.25218 | 0.25218 | 0.25218 | 0.25218 | 0.25218 | 0.25218 | 0.25218 | 0.25218 | 0.25218 | 0.25218 | 0.25218 | 0.25218 | 0.25218 | 8032.4659 | 250004.9287 | 0.0029433 | 267084.1888 | 151335.8466 | 437.0024 | 13639.3817 | 258037.3945 | 14076.3841 | 243961.0105 | 92625.1638 | TRUE
| 60436551 | MRO005 | MRO | 22KV | 4860.82 | 21 | 40985.6902 | 4.545% | Three phase | 97.13 | 0.043649 | 0.047426 | 0.051546 | 0.05604 | 0.060942 | 0.066292 | 0.07213 | 0.078502 | 0.085459 | 0.093055 | 0.10135 | 0.11041 | 0.1203 | 0.13111 | 0.14292 | 0.15582 | 0.15931 | 0.15931 | 0.15931 | 0.15931 | 0.24573 | 0.24677 | 0.24827 | 0.24932 | 0.24932 | 0.24945 | 0.2505 | 0.25218 | 0.25218 | 0.25218 | 0.25218 | 0.25218 | 0.25218 | 0.25218 | 0.25218 | 0.25218 | 0.25218 | 0.25218 | 0.25218 | 0.25218 | 14092.3418 | 775263.9172 | 0.0052029 | 472131.4466 | 267520.1872 | 772.5001 | 42621.0535 | 789356.259 | 43393.5537 | 745962.7054 | 478442.5182 | TRUE
| 60436564 | MRO005 | MRO | 22KV | 167.38 | 21 | 40985.6902 | 4.545% | Three phase | 97.13 | 0.0015713 | 0.0017155 | 0.0018735 | 0.0020467 | 0.0022367 | 0.002445 | 0.0026734 | 0.0029241 | 0.003199 | 0.0035008 | 0.0038319 | 0.0041955 | 0.0045945 | 0.0050327 | 0.0054858 | 0.0054858 | 0.0054858 | 0.0054858 | 0.0054858 | 0.0054858 | 0.24573 | 0.24677 | 0.24827 | 0.24932 | 0.24932 | 0.24945 | 0.2505 | 0.25218 | 0.25218 | 0.25218 | 0.25218 | 0.25218 | 0.25218 | 0.25218 | 0.25218 | 0.25218 | 0.25218 | 0.25218 | 0.25218 | 0.25218 | 514.679 | 974.9726 | 0.00017916 | 16257.6194 | 9211.929 | 26.6007 | 50.5373 | 1489.6516 | 77.138 | 1412.5136 | -7799.4155 | FALSE
| 60436565 | MRO005 | MRO | 22KV | 26.21 | 21 | 40985.6902 | 4.545% | Three phase | 97.13 | 0.00024605 | 0.00026863 | 0.00029337 | 0.0003205 | 0.00035024 | 0.00038286 | 0.00041863 | 0.00045788 | 0.00050094 | 0.00054819 | 0.00060004 | 0.00065697 | 0.00071946 | 0.00078807 | 0.00085903 | 0.00085903 | 0.00085903 | 0.00085903 | 0.00085903 | 0.00085903 | 0.24573 | 0.24677 | 0.24827 | 0.24932 | 0.24932 | 0.24945 | 0.2505 | 0.25218 | 0.25218 | 0.25218 | 0.25218 | 0.25218 | 0.25218 | 0.25218 | 0.25218 | 0.25218 | 0.25218 | 0.25218 | 0.25218 | 0.25218 | 80.5935 | 23.9067 | 2.8054e-05 | 2545.7773 | 1442.4941 | 4.1654 | 1.2392 | 104.5002 | 5.4046 | 99.0956 | -1343.3985 | FALSE
| 60436566 | MRO005 | MRO | 22KV | 170.24 | 21 | 40985.6902 | 4.545% | Three phase | 97.13 | 0.0015982 | 0.0017448 | 0.0019055 | 0.0020817 | 0.0022749 | 0.0024868 | 0.0027191 | 0.002974 | 0.0032537 | 0.0035606 | 0.0038974 | 0.0042671 | 0.004673 | 0.0051187 | 0.0055796 | 0.0055796 | 0.0055796 | 0.0055796 | 0.0055796 | 0.0055796 | 0.24573 | 0.24677 | 0.24827 | 0.24932 | 0.24932 | 0.24945 | 0.2505 | 0.25218 | 0.25218 | 0.25218 | 0.25218 | 0.25218 | 0.25218 | 0.25218 | 0.25218 | 0.25218 | 0.25218 | 0.25218 | 0.25218 | 0.25218 | 523.4732 | 1008.5757 | 0.00018222 | 16535.4112 | 9369.3321 | 27.0552 | 52.2791 | 1532.0489 | 79.3343 | 1452.7146 | -7916.6174 | FALSE
| 60436573 | MRO005 | MRO | 22KV | 351.78 | 21 | 40985.6902 | 4.545% | Three phase | 97.13 | 0.003285 | 0.0035379 | 0.0038111 | 0.0041065 | 0.0044256 | 0.0047707 | 0.0051437 | 0.005547 | 0.0059831 | 0.0064548 | 0.006965 | 0.0075169 | 0.0081139 | 0.0087599 | 0.0094589 | 0.010215 | 0.011034 | 0.01153 | 0.01153 | 0.01153 | 0.24573 | 0.24677 | 0.24827 | 0.24932 | 0.24932 | 0.24945 | 0.2505 | 0.25218 | 0.25218 | 0.25218 | 0.25218 | 0.25218 | 0.25218 | 0.25218 | 0.25218 | 0.25218 | 0.25218 | 0.25218 | 0.25218 | 0.25218 | 988.3493 | 3935.6613 | 0.00037653 | 34168.3914 | 19360.5712 | 55.9062 | 223.2273 | 4924.0106 | 279.1336 | 4644.877 | -14715.6941 | FALSE
| 60436574 | MRO005 | MRO | 22KV | 859.61 | 21 | 40985.6902 | 4.545% | Three phase | 97.13 | 0.0080272 | 0.0086452 | 0.0093129 | 0.010035 | 0.010815 | 0.011658 | 0.012569 | 0.013555 | 0.01462 | 0.015773 | 0.01702 | 0.018368 | 0.019827 | 0.021406 | 0.023114 | 0.024962 | 0.026963 | 0.028174 | 0.028174 | 0.028174 | 0.24573 | 0.24677 | 0.24827 | 0.24932 | 0.24932 | 0.24945 | 0.2505 | 0.25218 | 0.25218 | 0.25218 | 0.25218 | 0.25218 | 0.25218 | 0.25218 | 0.25218 | 0.25218 | 0.25218 | 0.25218 | 0.25218 | 0.25218 | 2415.1314 | 23500.5673 | 0.0009201 | 83493.9193 | 47309.5132 | 136.6125 | 1332.9321 | 25915.6987 | 1469.5446 | 24446.1541 | -22863.3592 | FALSE
| 60436583 | MRO005 | MRO | 22KV | 530.2 | 21 | 40985.6902 | 4.545% | Three phase | 97.13 | 0.0030492 | 0.0033338 | 0.0036465 | 0.0039902 | 0.0043681 | 0.0047836 | 0.0052406 | 0.0057433 | 0.0062964 | 0.0069051 | 0.0075752 | 0.0083128 | 0.0091251 | 0.01002 | 0.011005 | 0.012091 | 0.013287 | 0.014605 | 0.016058 | 0.017377 | 0.24573 | 0.24677 | 0.24827 | 0.24932 | 0.24932 | 0.24945 | 0.2505 | 0.25218 | 0.25218 | 0.25218 | 0.25218 | 0.25218 | 0.25218 | 0.25218 | 0.25218 | 0.25218 | 0.25218 | 0.25218 | 0.25218 | 0.25218 | 1121.4767 | 6726.9296 | 0.00056751 | 51498.326 | 29180.0979 | 84.2614 | 507.0894 | 7848.4063 | 591.3508 | 7257.0554 | -21923.0424 | FALSE
| 60436608 | MRO005 | MRO | 22KV | 34.01 | 21 | 40985.6902 | 4.545% | Covered | 390 | 0.00042225 | 0.00046026 | 0.00050183 | 0.0005473 | 0.00059705 | 0.00065148 | 0.00071105 | 0.00077625 | 0.00084763 | 0.00092577 | 0.0010113 | 0.001105 | 0.0011147 | 0.0011147 | 0.0011147 | 0.0011147 | 0.0011147 | 0.0011147 | 0.0011147 | 0.0011147 | 0.24573 | 0.24677 | 0.24827 | 0.24932 | 0.24932 | 0.24945 | 0.2505 | 0.25218 | 0.25218 | 0.25218 | 0.25218 | 0.25218 | 0.25218 | 0.25218 | 0.25218 | 0.25218 | 0.25218 | 0.25218 | 0.25218 | 0.25218 | 122.7532 | 189.799 | 3.6403e-05 | 13263.9 | 7515.621 | 5.405 | 8.3778 | 312.5522 | 13.7828 | 298.7694 | -7216.8516 | FALSE
| 60436609 | MRO005 | MRO | 22KV | 623.12 | 21 | 40985.6902 | 4.545% | Single phase | 44.74 | 0.0053112 | 0.0057135 | 0.0061477 | 0.0066165 | 0.0071226 | 0.0076691 | 0.0082593 | 0.0088968 | 0.0095854 | 0.010329 | 0.011133 | 0.012002 | 0.012941 | 0.013955 | 0.015052 | 0.016237 | 0.017519 | 0.018905 | 0.020404 | 0.020423 | 0.24573 | 0.24677 | 0.24827 | 0.24932 | 0.24932 | 0.24945 | 0.2505 | 0.25218 | 0.25218 | 0.25218 | 0.25218 | 0.25218 | 0.25218 | 0.25218 | 0.25218 | 0.25218 | 0.25218 | 0.25218 | 0.25218 | 0.25218 | 1605.3335 | 5215.5932 | 0.00066697 | 27878.3888 | 15796.5157 | 99.0286 | 322.6198 | 6820.9267 | 421.6485 | 6399.2782 | -9397.2374 | FALSE
| 60436612 | MRO005 | MRO | 22KV | 232.79 | 21 | 40985.6902 | 4.545% | Three phase | 97.13 | 0.0019842 | 0.0021345 | 0.0022967 | 0.0024718 | 0.0026609 | 0.0028651 | 0.0030856 | 0.0033237 | 0.003581 | 0.0038589 | 0.0041592 | 0.0044837 | 0.0048344 | 0.0052135 | 0.0056232 | 0.0060661 | 0.006545 | 0.0070627 | 0.0076227 | 0.0076296 | 0.24573 | 0.24677 | 0.24827 | 0.24932 | 0.24932 | 0.24945 | 0.2505 | 0.25218 | 0.25218 | 0.25218 | 0.25218 | 0.25218 | 0.25218 | 0.25218 | 0.25218 | 0.25218 | 0.25218 | 0.25218 | 0.25218 | 0.25218 | 599.7329 | 1580.3249 | 0.00024917 | 22610.8927 | 12811.8351 | 36.9959 | 97.7538 | 2180.0578 | 134.7497 | 2045.3081 | -10766.527 | FALSE
| 60436613 | MRO005 | MRO | 22KV | 4765.32 | 21 | 40985.6902 | 4.545% | Three phase | 97.13 | 0.043144 | 0.046447 | 0.050016 | 0.05387 | 0.058035 | 0.062535 | 0.067399 | 0.072655 | 0.078338 | 0.084481 | 0.091124 | 0.098306 | 0.10607 | 0.11448 | 0.12356 | 0.1334 | 0.14403 | 0.15554 | 0.15618 | 0.15618 | 0.24573 | 0.24677 | 0.24827 | 0.24932 | 0.24932 | 0.24945 | 0.2505 | 0.25218 | 0.25218 | 0.25218 | 0.25218 | 0.25218 | 0.25218 | 0.25218 | 0.25218 | 0.25218 | 0.25218 | 0.25218 | 0.25218 | 0.25218 | 13018.7472 | 702248.9167 | 0.0051006 | 462855.5316 | 262264.2473 | 757.3229 | 40962.7629 | 715267.6638 | 41720.0858 | 673547.578 | 411283.3307 | TRUE
| 60436614 | MRO005 | MRO | 22KV | 1615.71 | 21 | 40985.6902 | 4.545% | Three phase | 97.13 | 0.012666 | 0.013625 | 0.01466 | 0.015778 | 0.016984 | 0.018287 | 0.019695 | 0.021215 | 0.022857 | 0.024632 | 0.02655 | 0.028623 | 0.030863 | 0.033284 | 0.035902 | 0.038733 | 0.041794 | 0.045103 | 0.048683 | 0.052555 | 0.24573 | 0.24677 | 0.24827 | 0.24932 | 0.24932 | 0.24945 | 0.2505 | 0.25218 | 0.25218 | 0.25218 | 0.25218 | 0.25218 | 0.25218 | 0.25218 | 0.25218 | 0.25218 | 0.25218 | 0.25218 | 0.25218 | 0.25218 | 3849.0957 | 70394.2876 | 0.0017294 | 156933.9123 | 88922.248 | 256.7748 | 4709.0351 | 74243.3833 | 4965.8099 | 69277.5734 | -19644.6747 | FALSE
| 60436627 | MRO005 | MRO | 22KV | 1847.77 | 21 | 40985.6902 | 4.545% | Covered | 390 | 0.012267 | 0.013194 | 0.014195 | 0.015276 | 0.016444 | 0.017705 | 0.019068 | 0.02054 | 0.022131 | 0.02385 | 0.025709 | 0.027718 | 0.02989 | 0.032239 | 0.034779 | 0.037526 | 0.040498 | 0.043712 | 0.04719 | 0.050952 | 0.24573 | 0.24677 | 0.24827 | 0.24932 | 0.24932 | 0.24945 | 0.2505 | 0.25218 | 0.25218 | 0.25218 | 0.25218 | 0.25218 | 0.25218 | 0.25218 | 0.25218 | 0.25218 | 0.25218 | 0.25218 | 0.25218 | 0.25218 | 3728.327 | 313103.4607 | 0.0019778 | 720630.3 | 408325.1691 | 293.6547 | 24729.3183 | 316831.7877 | 25022.973 | 291808.8148 | -116516.3544 | FALSE
| 60436628 | MRO005 | MRO | 22KV | 594.26 | 21 | 40985.6902 | 4.545% | Covered | 390 | 0.0039451 | 0.0042433 | 0.0045653 | 0.004913 | 0.0052885 | 0.0056941 | 0.0061323 | 0.0066058 | 0.0071175 | 0.0076705 | 0.0082682 | 0.0089144 | 0.009613 | 0.010368 | 0.011185 | 0.012069 | 0.013024 | 0.014058 | 0.015177 | 0.016387 | 0.24573 | 0.24677 | 0.24827 | 0.24932 | 0.24932 | 0.24945 | 0.2505 | 0.25218 | 0.25218 | 0.25218 | 0.25218 | 0.25218 | 0.25218 | 0.25218 | 0.25218 | 0.25218 | 0.25218 | 0.25218 | 0.25218 | 0.25218 | 1199.0646 | 32385.085 | 0.00063608 | 231761.4 | 131321.1682 | 94.4421 | 2557.8161 | 33584.1496 | 2652.2582 | 30931.8915 | -100389.2768 | FALSE
| 60436629 | MRO005 | MRO | 22KV | 229.16 | 21 | 40985.6902 | 4.545% | Covered | 390 | 0.0015213 | 0.0016363 | 0.0017605 | 0.0018946 | 0.0020394 | 0.0021958 | 0.0023648 | 0.0025474 | 0.0027447 | 0.0029579 | 0.0031884 | 0.0034376 | 0.003707 | 0.0039983 | 0.0043133 | 0.004654 | 0.0050225 | 0.0054212 | 0.0058524 | 0.0063191 | 0.24573 | 0.24677 | 0.24827 | 0.24932 | 0.24932 | 0.24945 | 0.2505 | 0.25218 | 0.25218 | 0.25218 | 0.25218 | 0.25218 | 0.25218 | 0.25218 | 0.25218 | 0.25218 | 0.25218 | 0.25218 | 0.25218 | 0.25218 | 462.3862 | 4815.8136 | 0.00024529 | 89372.4 | 50640.3913 | 36.419 | 380.3592 | 5278.1999 | 416.7782 | 4861.4217 | -45778.9696 | FALSE
| 60436670 | MRO005 | MRO | 22KV | 1717.07 | 21 | 40985.6902 | 4.545% | Single phase | 44.74 | 0.017319 | 0.018632 | 0.020049 | 0.021579 | 0.02323 | 0.025012 | 0.026937 | 0.029015 | 0.03126 | 0.033684 | 0.036303 | 0.039132 | 0.042188 | 0.045491 | 0.04906 | 0.052918 | 0.056277 | 0.056277 | 0.056277 | 0.056277 | 0.24573 | 0.24677 | 0.24827 | 0.24932 | 0.24932 | 0.24945 | 0.2505 | 0.25218 | 0.25218 | 0.25218 | 0.25218 | 0.25218 | 0.25218 | 0.25218 | 0.25218 | 0.25218 | 0.25218 | 0.25218 | 0.25218 | 0.25218 | 5088.4651 | 45560.5179 | 0.0018379 | 76821.7118 | 43528.8919 | 272.8833 | 2449.7609 | 50648.9831 | 2722.6442 | 47926.3388 | 4397.4469 | TRUE
| 60436675 | MRO005 | MRO | 22KV | 530.59 | 21 | 40985.6902 | 4.545% | Three phase | 97.13 | 0.0061308 | 0.0066589 | 0.0072344 | 0.0078616 | 0.0085454 | 0.0092909 | 0.010104 | 0.01099 | 0.011957 | 0.013012 | 0.014163 | 0.015418 | 0.016788 | 0.01739 | 0.01739 | 0.01739 | 0.01739 | 0.01739 | 0.01739 | 0.01739 | 0.24573 | 0.24677 | 0.24827 | 0.24932 | 0.24932 | 0.24945 | 0.2505 | 0.25218 | 0.25218 | 0.25218 | 0.25218 | 0.25218 | 0.25218 | 0.25218 | 0.25218 | 0.25218 | 0.25218 | 0.25218 | 0.25218 | 0.25218 | 1813.8858 | 10895.9964 | 0.00056793 | 51536.2067 | 29201.5619 | 84.3234 | 507.8357 | 12709.8822 | 592.1591 | 12117.7231 | -17083.8388 | FALSE
| 60436682 | MRO005 | MRO | 22KV | 139.69 | 21 | 40985.6902 | 4.545% | Three phase | 97.13 | 0.00081988 | 0.00090492 | 0.0009993 | 0.0011041 | 0.0012204 | 0.0013496 | 0.0014932 | 0.0016527 | 0.0018301 | 0.0020272 | 0.0022465 | 0.0024904 | 0.0027618 | 0.0030637 | 0.0033998 | 0.003774 | 0.0041905 | 0.0045783 | 0.0045783 | 0.0045783 | 0.24573 | 0.24677 | 0.24827 | 0.24932 | 0.24932 | 0.24945 | 0.2505 | 0.25218 | 0.25218 | 0.25218 | 0.25218 | 0.25218 | 0.25218 | 0.25218 | 0.25218 | 0.25218 | 0.25218 | 0.25218 | 0.25218 | 0.25218 | 328.8431 | 519.5833 | 0.00014952 | 13568.0897 | 7687.9816 | 22.2001 | 35.1994 | 848.4263 | 57.3995 | 791.0268 | -6896.9548 | FALSE
| 60436686 | MRO005 | MRO | 22KV | 210.17 | 21 | 40985.6902 | 4.545% | Covered | 390 | 0.0016476 | 0.0017723 | 0.001907 | 0.0020523 | 0.0022093 | 0.0023788 | 0.0025619 | 0.0027596 | 0.0029733 | 0.0032041 | 0.0034536 | 0.0037232 | 0.0040146 | 0.0043296 | 0.0046701 | 0.0050383 | 0.0054365 | 0.005867 | 0.0063327 | 0.0068363 | 0.24573 | 0.24677 | 0.24827 | 0.24932 | 0.24932 | 0.24945 | 0.2505 | 0.25218 | 0.25218 | 0.25218 | 0.25218 | 0.25218 | 0.25218 | 0.25218 | 0.25218 | 0.25218 | 0.25218 | 0.25218 | 0.25218 | 0.25218 | 500.6867 | 4782.5912 | 0.00022496 | 81966.3 | 46443.9301 | 33.401 | 319.9321 | 5283.2778 | 353.3331 | 4929.9448 | -41513.9854 | FALSE
| 60436713 | MRO005 | MRO | 22KV | 1890.57 | 21 | 40985.6902 | 4.545% | Three phase | 97.13 | 0.016848 | 0.018134 | 0.019524 | 0.021024 | 0.022645 | 0.024396 | 0.026288 | 0.028333 | 0.030543 | 0.032932 | 0.035514 | 0.038306 | 0.041325 | 0.044589 | 0.04812 | 0.051938 | 0.056069 | 0.060537 | 0.061963 | 0.061963 | 0.24573 | 0.24677 | 0.24827 | 0.24932 | 0.24932 | 0.24945 | 0.2505 | 0.25218 | 0.25218 | 0.25218 | 0.25218 | 0.25218 | 0.25218 | 0.25218 | 0.25218 | 0.25218 | 0.25218 | 0.25218 | 0.25218 | 0.25218 | 5085.971 | 108841.6283 | 0.0020236 | 183631.0641 | 104049.4485 | 300.4566 | 6447.4893 | 113927.5994 | 6747.9459 | 107179.6535 | 3130.205 | TRUE
| 60436718 | MRO005 | MRO | 22KV | 816.27 | 21 | 40985.6902 | 4.545% | Covered | 390 | 0.010201 | 0.011026 | 0.011921 | 0.012891 | 0.013944 | 0.015085 | 0.016323 | 0.017666 | 0.019123 | 0.020704 | 0.02242 | 0.024282 | 0.026304 | 0.026753 | 0.026753 | 0.026753 | 0.026753 | 0.026753 | 0.026753 | 0.026753 | 0.24573 | 0.24677 | 0.24827 | 0.24932 | 0.24932 | 0.24945 | 0.2505 | 0.25218 | 0.25218 | 0.25218 | 0.25218 | 0.25218 | 0.25218 | 0.25218 | 0.25218 | 0.25218 | 0.25218 | 0.25218 | 0.25218 | 0.25218 | 2868.7744 | 106465.1555 | 0.00087371 | 318345.3 | 180381.5333 | 129.7248 | 4825.963 | 109333.9299 | 4955.6878 | 104378.2421 | -76003.2912 | FALSE
| 60436719 | MRO005 | MRO | 22KV | 746.67 | 21 | 40985.6902 | 4.545% | Covered | 390 | 0.0093312 | 0.010086 | 0.010905 | 0.011792 | 0.012755 | 0.013799 | 0.014931 | 0.01616 | 0.017492 | 0.018939 | 0.020508 | 0.022212 | 0.024061 | 0.024472 | 0.024472 | 0.024472 | 0.024472 | 0.024472 | 0.024472 | 0.024472 | 0.24573 | 0.24677 | 0.24827 | 0.24932 | 0.24932 | 0.24945 | 0.2505 | 0.25218 | 0.25218 | 0.25218 | 0.25218 | 0.25218 | 0.25218 | 0.25218 | 0.25218 | 0.25218 | 0.25218 | 0.25218 | 0.25218 | 0.25218 | 2624.1657 | 89083.4908 | 0.00079921 | 291201.3 | 165001.1387 | 118.6637 | 4038.0689 | 91707.6565 | 4156.7326 | 87550.924 | -77450.2147 | FALSE
| 60436723 | MRO005 | MRO | 22KV | 374.08 | 21 | 40985.6902 | 4.545% | Single phase | 44.74 | 0.0033073 | 0.0035524 | 0.0038164 | 0.0041009 | 0.0044076 | 0.0047383 | 0.0050947 | 0.0054791 | 0.0058936 | 0.0063406 | 0.0068227 | 0.0073428 | 0.007904 | 0.0085094 | 0.0091627 | 0.0098676 | 0.010629 | 0.01145 | 0.01226 | 0.01226 | 0.24573 | 0.24677 | 0.24827 | 0.24932 | 0.24932 | 0.24945 | 0.2505 | 0.25218 | 0.25218 | 0.25218 | 0.25218 | 0.25218 | 0.25218 | 0.25218 | 0.25218 | 0.25218 | 0.25218 | 0.25218 | 0.25218 | 0.25218 | 981.5785 | 1914.6097 | 0.0004004 | 16736.3392 | 9483.1823 | 59.4502 | 116.2724 | 2896.1882 | 175.7226 | 2720.4656 | -6762.7167 | FALSE
| 60436744 | MRO005 | MRO | 22KV | 3011.95 | 21 | 40985.6902 | 4.545% | Three phase | 97.13 | 0.028011 | 0.030105 | 0.032362 | 0.034797 | 0.037422 | 0.040254 | 0.043309 | 0.046605 | 0.050161 | 0.053999 | 0.05814 | 0.06261 | 0.067436 | 0.072645 | 0.078269 | 0.084342 | 0.0909 | 0.097982 | 0.098716 | 0.098716 | 0.24573 | 0.24677 | 0.24827 | 0.24932 | 0.24932 | 0.24945 | 0.2505 | 0.25218 | 0.25218 | 0.25218 | 0.25218 | 0.25218 | 0.25218 | 0.25218 | 0.25218 | 0.25218 | 0.25218 | 0.25218 | 0.25218 | 0.25218 | 8300.5884 | 283015.1726 | 0.0032239 | 292550.7035 | 165765.7407 | 478.6706 | 16364.4201 | 291315.761 | 16843.0907 | 274472.6704 | 108706.9296 | TRUE
| 60436754 | MRO005 | MRO | 22KV | 118.8 | 21 | 40985.6902 | 4.545% | Three phase | 97.13 | 0.00085688 | 0.0009217 | 0.00099168 | 0.0010672 | 0.0011488 | 0.001237 | 0.0013322 | 0.001435 | 0.0015461 | 0.0016662 | 0.001796 | 0.0019363 | 0.0020879 | 0.0022519 | 0.0024292 | 0.0026209 | 0.0028282 | 0.0030524 | 0.003295 | 0.0035573 | 0.24573 | 0.24677 | 0.24827 | 0.24932 | 0.24932 | 0.24945 | 0.2505 | 0.25218 | 0.25218 | 0.25218 | 0.25218 | 0.25218 | 0.25218 | 0.25218 | 0.25218 | 0.25218 | 0.25218 | 0.25218 | 0.25218 | 0.25218 | 260.4191 | 350.1904 | 0.00012716 | 11539.044 | 6538.2792 | 18.8802 | 25.4588 | 610.6096 | 44.339 | 566.2706 | -5972.0086 | FALSE
| 60436755 | MRO005 | MRO | 22KV | 4556.32 | 21 | 40985.6902 | 4.545% | Three phase | 97.13 | 0.032864 | 0.03535 | 0.038034 | 0.040932 | 0.044061 | 0.047441 | 0.051093 | 0.055037 | 0.059299 | 0.063905 | 0.068882 | 0.074263 | 0.080079 | 0.086367 | 0.093165 | 0.10052 | 0.10847 | 0.11707 | 0.12637 | 0.13643 | 0.24573 | 0.24677 | 0.24827 | 0.24932 | 0.24932 | 0.24945 | 0.2505 | 0.25218 | 0.25218 | 0.25218 | 0.25218 | 0.25218 | 0.25218 | 0.25218 | 0.25218 | 0.25218 | 0.25218 | 0.25218 | 0.25218 | 0.25218 | 9987.818 | 515109.8439 | 0.0048769 | 442555.3616 | 250761.7191 | 724.1078 | 37448.4234 | 525097.6619 | 38172.5312 | 486925.1307 | 236163.4116 | TRUE
| 60436774 | MRO005 | MRO | 22KV | 517.51 | 21 | 40985.6902 | 4.545% | Three phase | 97.13 | 0.0047922 | 0.0051958 | 0.005635 | 0.0061131 | 0.0066334 | 0.0071999 | 0.0078167 | 0.0084884 | 0.00922 | 0.010017 | 0.010885 | 0.011831 | 0.012862 | 0.013985 | 0.01521 | 0.016544 | 0.016961 | 0.016961 | 0.016961 | 0.016961 | 0.24573 | 0.24677 | 0.24827 | 0.24932 | 0.24932 | 0.24945 | 0.2505 | 0.25218 | 0.25218 | 0.25218 | 0.25218 | 0.25218 | 0.25218 | 0.25218 | 0.25218 | 0.25218 | 0.25218 | 0.25218 | 0.25218 | 0.25218 | 1513.7267 | 8866.4441 | 0.00055393 | 50265.7463 | 28481.6908 | 82.2447 | 483.1062 | 10380.1708 | 565.3509 | 9814.8199 | -18666.8708 | FALSE
| 60436775 | MRO005 | MRO | 22KV | 433.23 | 21 | 40985.6902 | 4.545% | Three phase | 97.13 | 0.0040117 | 0.0043496 | 0.0047173 | 0.0051175 | 0.0055531 | 0.0060274 | 0.0065437 | 0.007106 | 0.0077185 | 0.0083856 | 0.0091123 | 0.0099042 | 0.010767 | 0.011708 | 0.012733 | 0.01385 | 0.014199 | 0.014199 | 0.014199 | 0.014199 | 0.24573 | 0.24677 | 0.24827 | 0.24932 | 0.24932 | 0.24945 | 0.2505 | 0.25218 | 0.25218 | 0.25218 | 0.25218 | 0.25218 | 0.25218 | 0.25218 | 0.25218 | 0.25218 | 0.25218 | 0.25218 | 0.25218 | 0.25218 | 1267.206 | 6213.6822 | 0.00046372 | 42079.6299 | 23843.255 | 68.8506 | 338.5651 | 7480.8882 | 407.4156 | 7073.4726 | -16769.7824 | FALSE
| 60436799 | MRO005 | MRO | 22KV | 1802.67 | 21 | 40985.6902 | 4.545% | Covered | 390 | 0.013002 | 0.013986 | 0.015048 | 0.016194 | 0.017432 | 0.01877 | 0.020214 | 0.021775 | 0.023461 | 0.025283 | 0.027253 | 0.029381 | 0.031682 | 0.03417 | 0.03686 | 0.039769 | 0.042915 | 0.046317 | 0.049998 | 0.053979 | 0.24573 | 0.24677 | 0.24827 | 0.24932 | 0.24932 | 0.24945 | 0.2505 | 0.25218 | 0.25218 | 0.25218 | 0.25218 | 0.25218 | 0.25218 | 0.25218 | 0.25218 | 0.25218 | 0.25218 | 0.25218 | 0.25218 | 0.25218 | 3951.5969 | 323753.9639 | 0.0019295 | 703041.3 | 398358.8502 | 286.4872 | 23536.8741 | 327705.5608 | 23823.3613 | 303882.1995 | -94476.6507 | FALSE
| 60436800 | MRO005 | MRO | 22KV | 868.49 | 21 | 40985.6902 | 4.545% | Covered | 390 | 0.0062643 | 0.0067381 | 0.0072497 | 0.0078021 | 0.0083986 | 0.0090429 | 0.0097389 | 0.010491 | 0.011303 | 0.012181 | 0.01313 | 0.014155 | 0.015264 | 0.016463 | 0.017758 | 0.01916 | 0.020675 | 0.022315 | 0.024088 | 0.026006 | 0.24573 | 0.24677 | 0.24827 | 0.24932 | 0.24932 | 0.24945 | 0.2505 | 0.25218 | 0.25218 | 0.25218 | 0.25218 | 0.25218 | 0.25218 | 0.25218 | 0.25218 | 0.25218 | 0.25218 | 0.25218 | 0.25218 | 0.25218 | 1903.7996 | 75147.1088 | 0.0009296 | 338711.1 | 191921.2489 | 138.0238 | 5463.1857 | 77050.9084 | 5601.2095 | 71449.6989 | -120471.55 | FALSE
| 60436808 | MRO005 | MRO | 22KV | 86.28 | 21 | 40985.6902 | 4.545% | Single phase | 44.74 | 0.00087025 | 0.00093623 | 0.0010074 | 0.0010843 | 0.0011673 | 0.0012568 | 0.0013535 | 0.001458 | 0.0015707 | 0.0016926 | 0.0018242 | 0.0019663 | 0.0021199 | 0.0022859 | 0.0024652 | 0.002659 | 0.0028278 | 0.0028278 | 0.0028278 | 0.0028278 | 0.24573 | 0.24677 | 0.24827 | 0.24932 | 0.24932 | 0.24945 | 0.2505 | 0.25218 | 0.25218 | 0.25218 | 0.25218 | 0.25218 | 0.25218 | 0.25218 | 0.25218 | 0.25218 | 0.25218 | 0.25218 | 0.25218 | 0.25218 | 255.6872 | 115.0358 | 9.2351e-05 | 3860.1672 | 2187.2567 | 13.7119 | 6.1854 | 370.7229 | 19.8974 | 350.8256 | -1836.4311 | FALSE
| 60436810 | MRO005 | MRO | 22KV | 1022.74 | 21 | 40985.6902 | 4.545% | Single phase | 44.74 | 0.0090423 | 0.0097122 | 0.010434 | 0.011212 | 0.012051 | 0.012954 | 0.013929 | 0.01498 | 0.016113 | 0.017335 | 0.018653 | 0.020075 | 0.02161 | 0.023265 | 0.025051 | 0.026978 | 0.029058 | 0.031304 | 0.03352 | 0.03352 | 0.24573 | 0.24677 | 0.24827 | 0.24932 | 0.24932 | 0.24945 | 0.2505 | 0.25218 | 0.25218 | 0.25218 | 0.25218 | 0.25218 | 0.25218 | 0.25218 | 0.25218 | 0.25218 | 0.25218 | 0.25218 | 0.25218 | 0.25218 | 2683.6495 | 14311.3884 | 0.0010947 | 45757.3876 | 25927.1544 | 162.5378 | 869.1169 | 16995.0379 | 1031.6546 | 15963.3833 | -9963.7711 | FALSE
| 60436813 | MRO005 | MRO | 22KV | 24.06 | 21 | 40985.6902 | 4.545% | Covered | 390 | 0.0002228 | 0.00024156 | 0.00026198 | 0.00028421 | 0.0003084 | 0.00033474 | 0.00036341 | 0.00039464 | 0.00042865 | 0.0004657 | 0.00050607 | 0.00055004 | 0.00059797 | 0.00065019 | 0.00070712 | 0.00076918 | 0.00078856 | 0.00078856 | 0.00078856 | 0.00078856 | 0.24573 | 0.24677 | 0.24827 | 0.24932 | 0.24932 | 0.24945 | 0.2505 | 0.25218 | 0.25218 | 0.25218 | 0.25218 | 0.25218 | 0.25218 | 0.25218 | 0.25218 | 0.25218 | 0.25218 | 0.25218 | 0.25218 | 0.25218 | 70.376 | 76.951 | 2.5753e-05 | 9383.4 | 5316.8433 | 3.8237 | 4.1928 | 147.327 | 8.0165 | 139.3105 | -5177.5329 | FALSE
| 60436822 | MRO005 | MRO | 22KV | 612.2 | 21 | 40985.6902 | 4.545% | Three phase | 97.13 | 0.0057549 | 0.0062187 | 0.0067217 | 0.0072671 | 0.0078587 | 0.0085004 | 0.0091967 | 0.0099521 | 0.010772 | 0.011662 | 0.012628 | 0.013676 | 0.014815 | 0.016051 | 0.017394 | 0.018852 | 0.020065 | 0.020065 | 0.020065 | 0.020065 | 0.24573 | 0.24677 | 0.24827 | 0.24932 | 0.24932 | 0.24945 | 0.2505 | 0.25218 | 0.25218 | 0.25218 | 0.25218 | 0.25218 | 0.25218 | 0.25218 | 0.25218 | 0.25218 | 0.25218 | 0.25218 | 0.25218 | 0.25218 | 1771.4406 | 12275.2908 | 0.00065528 | 59462.986 | 33693.0515 | 97.2932 | 676.0701 | 14046.7315 | 773.3633 | 13273.3682 | -20419.6833 | FALSE
| 60436823 | MRO005 | MRO | 22KV | 98.7 | 21 | 40985.6902 | 4.545% | Three phase | 97.13 | 0.00092781 | 0.0010026 | 0.0010837 | 0.0011716 | 0.001267 | 0.0013705 | 0.0014827 | 0.0016045 | 0.0017367 | 0.0018801 | 0.0020359 | 0.0022049 | 0.0023885 | 0.0025878 | 0.0028043 | 0.0030393 | 0.0032349 | 0.0032349 | 0.0032349 | 0.0032349 | 0.24573 | 0.24677 | 0.24827 | 0.24932 | 0.24932 | 0.24945 | 0.2505 | 0.25218 | 0.25218 | 0.25218 | 0.25218 | 0.25218 | 0.25218 | 0.25218 | 0.25218 | 0.25218 | 0.25218 | 0.25218 | 0.25218 | 0.25218 | 285.5949 | 319.0652 | 0.00010565 | 9586.731 | 5432.0552 | 15.6858 | 17.5727 | 604.6601 | 33.2585 | 571.4016 | -4860.6536 | FALSE
| 60436824 | MRO005 | MRO | 22KV | 410.52 | 21 | 40985.6902 | 4.545% | Three phase | 97.13 | 0.003859 | 0.0041701 | 0.0045073 | 0.004873 | 0.0052697 | 0.0057001 | 0.006167 | 0.0066736 | 0.0072233 | 0.00782 | 0.0084678 | 0.0091709 | 0.0099344 | 0.010763 | 0.011664 | 0.012641 | 0.013455 | 0.013455 | 0.013455 | 0.013455 | 0.24573 | 0.24677 | 0.24827 | 0.24932 | 0.24932 | 0.24945 | 0.2505 | 0.25218 | 0.25218 | 0.25218 | 0.25218 | 0.25218 | 0.25218 | 0.25218 | 0.25218 | 0.25218 | 0.25218 | 0.25218 | 0.25218 | 0.25218 | 1187.8664 | 5519.6785 | 0.00043941 | 39873.8076 | 22593.387 | 65.2414 | 304.0001 | 6707.5449 | 369.2415 | 6338.3033 | -16255.0836 | FALSE
| 60436825 | MRO005 | MRO | 22KV | 118.57 | 21 | 40985.6902 | 4.545% | Three phase | 97.13 | 0.0011008 | 0.001195 | 0.0012978 | 0.0014097 | 0.0015317 | 0.0016647 | 0.0018098 | 0.0019679 | 0.0021404 | 0.0023285 | 0.0025338 | 0.0027578 | 0.0030021 | 0.0032688 | 0.00356 | 0.0038777 | 0.0038861 | 0.0038861 | 0.0038861 | 0.0038861 | 0.24573 | 0.24677 | 0.24827 | 0.24932 | 0.24932 | 0.24945 | 0.2505 | 0.25218 | 0.25218 | 0.25218 | 0.25218 | 0.25218 | 0.25218 | 0.25218 | 0.25218 | 0.25218 | 0.25218 | 0.25218 | 0.25218 | 0.25218 | 350.4793 | 470.341 | 0.00012691 | 11516.7041 | 6525.6209 | 18.8436 | 25.3603 | 820.8203 | 44.2039 | 776.6164 | -5749.0045 | FALSE
| 60436834 | MRO005 | MRO | 22KV | 2633.3 | 21 | 40985.6902 | 4.545% | Three phase | 97.13 | 0.022445 | 0.024145 | 0.02598 | 0.027961 | 0.0301 | 0.03241 | 0.034904 | 0.037598 | 0.040508 | 0.043652 | 0.047049 | 0.050719 | 0.054687 | 0.058974 | 0.063609 | 0.068619 | 0.074036 | 0.079893 | 0.086227 | 0.086306 | 0.24573 | 0.24677 | 0.24827 | 0.24932 | 0.24932 | 0.24945 | 0.2505 | 0.25218 | 0.25218 | 0.25218 | 0.25218 | 0.25218 | 0.25218 | 0.25218 | 0.25218 | 0.25218 | 0.25218 | 0.25218 | 0.25218 | 0.25218 | 6784.1261 | 202217.3512 | 0.0028186 | 255772.429 | 144926.3517 | 418.4941 | 12508.5158 | 209001.4773 | 12927.0099 | 196074.4674 | 51148.1156 | TRUE
| 60436877 | MRO005 | MRO | 22KV | 1061.77 | 21 | 40985.6902 | 4.545% | Three phase | 97.13 | 0.012268 | 0.013325 | 0.014477 | 0.015732 | 0.0171 | 0.018592 | 0.020219 | 0.021993 | 0.023928 | 0.026039 | 0.028341 | 0.030854 | 0.033596 | 0.034799 | 0.034799 | 0.034799 | 0.034799 | 0.034799 | 0.034799 | 0.034799 | 0.24573 | 0.24677 | 0.24827 | 0.24932 | 0.24932 | 0.24945 | 0.2505 | 0.25218 | 0.25218 | 0.25218 | 0.25218 | 0.25218 | 0.25218 | 0.25218 | 0.25218 | 0.25218 | 0.25218 | 0.25218 | 0.25218 | 0.25218 | 3629.7887 | 43632.4631 | 0.0011365 | 103129.7201 | 58435.5951 | 168.7405 | 2033.6022 | 47262.2517 | 2202.3428 | 45059.909 | -13375.6861 | FALSE
| 60436884 | MRO005 | MRO | 22KV | 390.43 | 21 | 40985.6902 | 4.545% | Three phase | 97.13 | 0.003506 | 0.0038094 | 0.0041403 | 0.0045012 | 0.004895 | 0.0053247 | 0.0057936 | 0.0063055 | 0.0068642 | 0.0074743 | 0.0081405 | 0.0088681 | 0.0096629 | 0.010531 | 0.01148 | 0.012516 | 0.012796 | 0.012796 | 0.012796 | 0.012796 | 0.24573 | 0.24677 | 0.24827 | 0.24932 | 0.24932 | 0.24945 | 0.2505 | 0.25218 | 0.25218 | 0.25218 | 0.25218 | 0.25218 | 0.25218 | 0.25218 | 0.25218 | 0.25218 | 0.25218 | 0.25218 | 0.25218 | 0.25218 | 1131.9228 | 5001.691 | 0.0004179 | 37922.4659 | 21487.7133 | 62.0486 | 274.9739 | 6133.6138 | 337.0225 | 5796.5912 | -15691.1221 | FALSE
| 60436885 | MRO005 | MRO | 22KV | 31.66 | 21 | 40985.6902 | 4.545% | Three phase | 97.13 | 0.0002843 | 0.0003089 | 0.00033573 | 0.000365 | 0.00039693 | 0.00043178 | 0.0004698 | 0.00051131 | 0.00055662 | 0.00060609 | 0.00066012 | 0.00071912 | 0.00078356 | 0.00085397 | 0.00093088 | 0.0010149 | 0.0010376 | 0.0010376 | 0.0010376 | 0.0010376 | 0.24573 | 0.24677 | 0.24827 | 0.24932 | 0.24932 | 0.24945 | 0.2505 | 0.25218 | 0.25218 | 0.25218 | 0.25218 | 0.25218 | 0.25218 | 0.25218 | 0.25218 | 0.25218 | 0.25218 | 0.25218 | 0.25218 | 0.25218 | 91.7877 | 32.8891 | 3.3888e-05 | 3075.1358 | 1742.4404 | 5.0315 | 1.8081 | 124.6768 | 6.8396 | 117.8372 | -1624.6032 | FALSE
| 60436886 | MRO005 | MRO | 22KV | 168.33 | 21 | 40985.6902 | 4.545% | Three phase | 97.13 | 0.0015076 | 0.0016359 | 0.0017756 | 0.0019278 | 0.0020936 | 0.0022743 | 0.0024712 | 0.0026858 | 0.0029198 | 0.0031749 | 0.003453 | 0.0037564 | 0.0040873 | 0.0044482 | 0.004842 | 0.0052717 | 0.005517 | 0.005517 | 0.005517 | 0.005517 | 0.24573 | 0.24677 | 0.24827 | 0.24932 | 0.24932 | 0.24945 | 0.2505 | 0.25218 | 0.25218 | 0.25218 | 0.25218 | 0.25218 | 0.25218 | 0.25218 | 0.25218 | 0.25218 | 0.25218 | 0.25218 | 0.25218 | 0.25218 | 482.8103 | 919.8195 | 0.00018017 | 16349.8929 | 9264.2133 | 26.7516 | 51.1126 | 1402.6298 | 77.8643 | 1324.7655 | -7939.4478 | FALSE
| 60436887 | MRO005 | MRO | 22KV | 347.84 | 21 | 40985.6902 | 4.545% | Three phase | 97.13 | 0.0032753 | 0.0035813 | 0.0039172 | 0.0042861 | 0.0046911 | 0.005136 | 0.0056248 | 0.0061619 | 0.0067521 | 0.0074008 | 0.0081139 | 0.008898 | 0.0097602 | 0.010708 | 0.0114 | 0.0114 | 0.0114 | 0.0114 | 0.0114 | 0.0114 | 0.24573 | 0.24677 | 0.24827 | 0.24932 | 0.24932 | 0.24945 | 0.2505 | 0.25218 | 0.25218 | 0.25218 | 0.25218 | 0.25218 | 0.25218 | 0.25218 | 0.25218 | 0.25218 | 0.25218 | 0.25218 | 0.25218 | 0.25218 | 1079.5561 | 4249.8458 | 0.00037232 | 33785.6992 | 19143.7292 | 55.2801 | 218.255 | 5329.4018 | 273.535 | 5055.8668 | -14087.8624 | FALSE
| 60436893 | MRO005 | MRO | 22KV | 1961.74 | 21 | 40985.6902 | 4.545% | Three phase | 97.13 | 0.01757 | 0.019065 | 0.020693 | 0.022467 | 0.024399 | 0.026505 | 0.0288 | 0.031301 | 0.034028 | 0.037 | 0.040242 | 0.043778 | 0.047634 | 0.05184 | 0.056429 | 0.061437 | 0.064296 | 0.064296 | 0.064296 | 0.064296 | 0.24573 | 0.24677 | 0.24827 | 0.24932 | 0.24932 | 0.24945 | 0.2505 | 0.25218 | 0.25218 | 0.25218 | 0.25218 | 0.25218 | 0.25218 | 0.25218 | 0.25218 | 0.25218 | 0.25218 | 0.25218 | 0.25218 | 0.25218 | 5626.7348 | 124928.765 | 0.0020998 | 190543.8062 | 107966.3621 | 311.7672 | 6942.0542 | 130555.4998 | 7253.8214 | 123301.6784 | 15335.3163 | TRUE
| 60436905 | MRO005 | MRO | 22KV | 3114.59 | 21 | 40985.6902 | 4.545% | Covered | 390 | 0.020677 | 0.02224 | 0.023927 | 0.02575 | 0.027718 | 0.029844 | 0.03214 | 0.034622 | 0.037304 | 0.040202 | 0.043335 | 0.046721 | 0.050383 | 0.054342 | 0.058623 | 0.063254 | 0.068262 | 0.073681 | 0.079543 | 0.085885 | 0.24573 | 0.24677 | 0.24827 | 0.24932 | 0.24932 | 0.24945 | 0.2505 | 0.25218 | 0.25218 | 0.25218 | 0.25218 | 0.25218 | 0.25218 | 0.25218 | 0.25218 | 0.25218 | 0.25218 | 0.25218 | 0.25218 | 0.25218 | 6284.4456 | 889598.0334 | 0.0033338 | 1214690.1 | 688270.4495 | 494.9826 | 70261.6089 | 895882.479 | 70756.5915 | 825125.8875 | 136855.438 | TRUE
| 60436917 | MRO006 | MRO | 22KV | 267.68 | 0 | 40985.6902 | 100% | Three phase | 97.13 | 0.0024787 | 0.0026875 | 0.0029147 | 0.003162 | 0.0034311 | 0.0037241 | 0.0040432 | 0.0043906 | 0.004769 | 0.0051812 | 0.0056303 | 0.0061195 | 0.0066527 | 0.0072338 | 0.0078671 | 0.0085575 | 0.0087731 | 0.0087731 | 0.0087731 | 0.0087731 | 3.199 | 3.168 | 3.157 | 3.14 | 3.123 | 3.096 | 3.075 | 3.071 | 3.061 | 3.061 | 3.061 | 3.061 | 3.061 | 3.061 | 3.061 | 3.061 | 3.061 | 3.061 | 3.061 | 3.061 | 9598.4017 | 2372.1592 | 0.00028652 | 25999.7584 | 14732.0419 | 525.5641 | 129.2519 | 11970.5609 | 654.816 | 11315.7449 | -3416.297 | FALSE
| 60436919 | MRO006 | MRO | 22KV | 68.27 | 0 | 40985.6902 | 100% | Three phase | 97.13 | 0.00063903 | 0.00069663 | 0.00075967 | 0.00082868 | 0.00090422 | 0.00098693 | 0.0010775 | 0.0011767 | 0.0012854 | 0.0014045 | 0.0015349 | 0.0016779 | 0.0018346 | 0.0020065 | 0.0021948 | 0.0022375 | 0.0022375 | 0.0022375 | 0.0022375 | 0.0022375 | 3.199 | 3.168 | 3.157 | 3.14 | 3.123 | 3.096 | 3.075 | 3.071 | 3.061 | 3.061 | 3.061 | 3.061 | 3.061 | 3.061 | 3.061 | 3.061 | 3.061 | 3.061 | 3.061 | 3.061 | 2546.9575 | 160.5556 | 7.3074e-05 | 6631.0651 | 3757.3091 | 134.0416 | 8.4075 | 2707.5131 | 142.4491 | 2565.064 | -1192.2451 | FALSE
| 60436922 | MRO006 | MRO | 22KV | 210.67 | 0 | 40985.6902 | 100% | Three phase | 97.13 | 0.0015654 | 0.0017132 | 0.0018758 | 0.0020546 | 0.0022512 | 0.0024675 | 0.0027055 | 0.0029674 | 0.0032557 | 0.0035731 | 0.0039226 | 0.0043075 | 0.0047315 | 0.0051986 | 0.0057132 | 0.0062803 | 0.0069047 | 0.0069047 | 0.0069047 | 0.0069047 | 3.199 | 3.168 | 3.157 | 3.14 | 3.123 | 3.096 | 3.075 | 3.071 | 3.061 | 3.061 | 3.061 | 3.061 | 3.061 | 3.061 | 3.061 | 3.061 | 3.061 | 3.061 | 3.061 | 3.061 | 6832.6357 | 1329.7645 | 0.00022549 | 20462.3771 | 11594.4384 | 413.6304 | 80.0591 | 8162.4002 | 493.6895 | 7668.7107 | -3925.7276 | FALSE
| 60436923 | MRO006 | MRO | 22KV | 258.94 | 0 | 40985.6902 | 100% | Three phase | 97.13 | 0.001924 | 0.0021058 | 0.0023056 | 0.0025254 | 0.002767 | 0.0030329 | 0.0033254 | 0.0036474 | 0.0040017 | 0.0043919 | 0.0048214 | 0.0052945 | 0.0058156 | 0.0063897 | 0.0070222 | 0.0077193 | 0.0084867 | 0.0084867 | 0.0084867 | 0.0084867 | 3.199 | 3.168 | 3.157 | 3.14 | 3.123 | 3.096 | 3.075 | 3.071 | 3.061 | 3.061 | 3.061 | 3.061 | 3.061 | 3.061 | 3.061 | 3.061 | 3.061 | 3.061 | 3.061 | 3.061 | 8398.171 | 2008.9431 | 0.00027716 | 25150.8422 | 14251.027 | 508.404 | 120.9493 | 10407.1141 | 629.3533 | 9777.7608 | -4473.2662 | FALSE
| 60436925 | MRO006 | MRO | 22KV | 346.99 | 0 | 40985.6902 | 100% | Three phase | 97.13 | 0.0032618 | 0.0035247 | 0.0038098 | 0.0041189 | 0.0044542 | 0.004818 | 0.0052126 | 0.0056408 | 0.0061055 | 0.0066099 | 0.0071573 | 0.0077517 | 0.008397 | 0.0090977 | 0.0098586 | 0.010685 | 0.011373 | 0.011373 | 0.011373 | 0.011373 | 3.199 | 3.168 | 3.157 | 3.14 | 3.123 | 3.096 | 3.075 | 3.071 | 3.061 | 3.061 | 3.061 | 3.061 | 3.061 | 3.061 | 3.061 | 3.061 | 3.061 | 3.061 | 3.061 | 3.061 | 12310.7064 | 3943.4747 | 0.00037141 | 33703.1387 | 19096.9486 | 681.2817 | 217.1896 | 16254.181 | 898.4713 | 15355.7097 | -3741.2389 | FALSE
| 60436926 | MRO006 | MRO | 22KV | 2.86 | 0 | 40985.6902 | 100% | Three phase | 97.13 | 2.6885e-05 | 2.9052e-05 | 3.1401e-05 | 3.3949e-05 | 3.6713e-05 | 3.9711e-05 | 4.2964e-05 | 4.6493e-05 | 5.0323e-05 | 5.448e-05 | 5.8993e-05 | 6.3892e-05 | 6.9211e-05 | 7.4986e-05 | 8.1258e-05 | 8.807e-05 | 9.3736e-05 | 9.3736e-05 | 9.3736e-05 | 9.3736e-05 | 3.199 | 3.168 | 3.157 | 3.14 | 3.123 | 3.096 | 3.075 | 3.071 | 3.061 | 3.061 | 3.061 | 3.061 | 3.061 | 3.061 | 3.061 | 3.061 | 3.061 | 3.061 | 3.061 | 3.061 | 101.4687 | 0.2679 | 3.0613e-06 | 277.7918 | 157.403 | 5.6153 | 0.014755 | 101.7366 | 5.6301 | 96.1065 | -61.2965 | FALSE
| 60436927 | MRO006 | MRO | 22KV | 161.74 | 0 | 40985.6902 | 100% | Three phase | 97.13 | 0.0015027 | 0.0016453 | 0.001802 | 0.0019744 | 0.0021639 | 0.0023724 | 0.0026018 | 0.0028542 | 0.0031319 | 0.0034377 | 0.0037743 | 0.0041449 | 0.0045531 | 0.0050026 | 0.005301 | 0.005301 | 0.005301 | 0.005301 | 0.005301 | 0.005301 | 3.199 | 3.168 | 3.157 | 3.14 | 3.123 | 3.096 | 3.075 | 3.071 | 3.061 | 3.061 | 3.061 | 3.061 | 3.061 | 3.061 | 3.061 | 3.061 | 3.061 | 3.061 | 3.061 | 3.061 | 6139.6027 | 917.004 | 0.00017312 | 15709.8062 | 8901.5259 | 317.561 | 47.1889 | 7056.6068 | 364.75 | 6691.8568 | -2209.6691 | FALSE
| 60436931 | MRO006 | MRO | 22KV | 170.05 | 0 | 40985.6902 | 100% | Three phase | 97.13 | 0.0015753 | 0.0016897 | 0.0018129 | 0.0019454 | 0.002088 | 0.0022415 | 0.0024067 | 0.0025847 | 0.0027762 | 0.0029825 | 0.0032047 | 0.003444 | 0.0037018 | 0.0039795 | 0.0042786 | 0.004601 | 0.0049484 | 0.0053227 | 0.0055733 | 0.0055733 | 3.199 | 3.168 | 3.157 | 3.14 | 3.123 | 3.096 | 3.075 | 3.071 | 3.061 | 3.061 | 3.061 | 3.061 | 3.061 | 3.061 | 3.061 | 3.061 | 3.061 | 3.061 | 3.061 | 3.061 | 5633.4001 | 884.1384 | 0.00018202 | 16516.9565 | 9358.8752 | 333.8769 | 52.1625 | 6517.5385 | 386.0394 | 6131.4991 | -3227.3761 | FALSE
| 60436932 | MRO006 | MRO | 22KV | 7.81 | 0 | 40985.6902 | 100% | Three phase | 97.13 | 5.8032e-05 | 6.3514e-05 | 6.9541e-05 | 7.6168e-05 | 8.3458e-05 | 9.1476e-05 | 0.0001003 | 0.00011001 | 0.0001207 | 0.00013246 | 0.00014542 | 0.00015969 | 0.00017541 | 0.00019272 | 0.0002118 | 0.00023282 | 0.00025597 | 0.00025597 | 0.00025597 | 0.00025597 | 3.199 | 3.168 | 3.157 | 3.14 | 3.123 | 3.096 | 3.075 | 3.071 | 3.061 | 3.061 | 3.061 | 3.061 | 3.061 | 3.061 | 3.061 | 3.061 | 3.061 | 3.061 | 3.061 | 3.061 | 253.3008 | 1.8276 | 8.3596e-06 | 758.5853 | 429.8313 | 15.3342 | 0.11003 | 255.1284 | 15.4442 | 239.6842 | -190.1472 | FALSE
| 60436938 | MRO006 | MRO | 22KV | 22.89 | 0 | 40985.6902 | 100% | Three phase | 97.13 | 0.00021517 | 0.00023252 | 0.00025132 | 0.00027171 | 0.00029383 | 0.00031783 | 0.00034386 | 0.00037211 | 0.00040276 | 0.00043603 | 0.00047215 | 0.00051136 | 0.00055393 | 0.00060015 | 0.00065035 | 0.00070487 | 0.00075021 | 0.00075021 | 0.00075021 | 0.00075021 | 3.199 | 3.168 | 3.157 | 3.14 | 3.123 | 3.096 | 3.075 | 3.071 | 3.061 | 3.061 | 3.061 | 3.061 | 3.061 | 3.061 | 3.061 | 3.061 | 3.061 | 3.061 | 3.061 | 3.061 | 812.1043 | 17.1608 | 2.4501e-05 | 2223.3057 | 1259.7745 | 44.9423 | 0.94514 | 829.2651 | 45.8875 | 783.3776 | -476.3969 | FALSE
| 60436940 | MRO006 | MRO | 22KV | 193.99 | 0 | 40985.6902 | 100% | Three phase | 97.13 | 0.0018107 | 0.0019711 | 0.0021464 | 0.0023379 | 0.0025474 | 0.0027763 | 0.0030266 | 0.0033004 | 0.0035999 | 0.0039274 | 0.0042859 | 0.0046781 | 0.0051073 | 0.0055771 | 0.0060914 | 0.006358 | 0.006358 | 0.006358 | 0.006358 | 0.006358 | 3.199 | 3.168 | 3.157 | 3.14 | 3.123 | 3.096 | 3.075 | 3.071 | 3.061 | 3.061 | 3.061 | 3.061 | 3.061 | 3.061 | 3.061 | 3.061 | 3.061 | 3.061 | 3.061 | 3.061 | 7164.7076 | 1283.3375 | 0.00020764 | 18842.2487 | 10676.4375 | 380.8808 | 67.8834 | 8448.0451 | 448.7643 | 7999.2808 | -2677.1567 | FALSE
| 60436956 | MRO007 | MRO | 22KV | 905.54 | 11 | 40985.6902 | 8.333% | Single phase | 44.74 | 0.0091336 | 0.0098261 | 0.010573 | 0.01138 | 0.012251 | 0.013191 | 0.014206 | 0.015302 | 0.016486 | 0.017764 | 0.019145 | 0.020637 | 0.022249 | 0.023991 | 0.025873 | 0.027907 | 0.029679 | 0.029679 | 0.029679 | 0.029679 | 0.40442 | 0.408 | 0.41408 | 0.41842 | 0.42033 | 0.42258 | 0.42833 | 0.43667 | 0.438 | 0.438 | 0.438 | 0.438 | 0.438 | 0.438 | 0.438 | 0.438 | 0.438 | 0.438 | 0.438 | 0.438 | 4617.8783 | 12671.4971 | 0.00096926 | 40513.8596 | 22956.0547 | 246.1241 | 681.3386 | 17289.3754 | 927.4627 | 16361.9128 | -6594.1419 | FALSE
| 60436978 | MRO007 | MRO | 22KV | 1341.7 | 11 | 40985.6902 | 8.333% | Single phase | 44.74 | 0.0092332 | 0.0099152 | 0.01065 | 0.011443 | 0.012297 | 0.013218 | 0.014212 | 0.015283 | 0.016439 | 0.017686 | 0.019031 | 0.020483 | 0.022049 | 0.02374 | 0.025565 | 0.027535 | 0.029663 | 0.03196 | 0.03444 | 0.037119 | 0.40442 | 0.408 | 0.41408 | 0.41842 | 0.42033 | 0.42258 | 0.42833 | 0.43667 | 0.438 | 0.438 | 0.438 | 0.438 | 0.438 | 0.438 | 0.438 | 0.438 | 0.438 | 0.438 | 0.438 | 0.438 | 4742.357 | 19275.8929 | 0.0014361 | 60027.658 | 34013.0072 | 364.6716 | 1495.7484 | 24018.2499 | 1860.4199 | 22157.83 | -11855.1772 | FALSE
| 60436992 | MRO007 | MRO | 22KV | 352.38 | 11 | 40985.6902 | 8.333% | Three phase | 97.13 | 0.0042112 | 0.0045307 | 0.0048755 | 0.0052476 | 0.0056492 | 0.0060827 | 0.0065506 | 0.0070558 | 0.0076012 | 0.0081903 | 0.0088264 | 0.0095134 | 0.010255 | 0.011057 | 0.011549 | 0.011549 | 0.011549 | 0.011549 | 0.011549 | 0.011549 | 0.40442 | 0.408 | 0.41408 | 0.41842 | 0.42033 | 0.42258 | 0.42833 | 0.43667 | 0.438 | 0.438 | 0.438 | 0.438 | 0.438 | 0.438 | 0.438 | 0.438 | 0.438 | 0.438 | 0.438 | 0.438 | 2028.4916 | 4705.4531 | 0.00037718 | 34226.6694 | 19393.5928 | 95.7762 | 223.9895 | 6733.9447 | 319.7657 | 6414.179 | -12979.4138 | FALSE
| 60437019 | MRO007 | MRO | 22KV | 1947.18 | 11 | 40985.6902 | 8.333% | Three phase | 97.13 | 0.018109 | 0.019462 | 0.020922 | 0.022495 | 0.024193 | 0.026024 | 0.027999 | 0.030129 | 0.032428 | 0.034909 | 0.037587 | 0.040477 | 0.043596 | 0.046964 | 0.0506 | 0.054526 | 0.058765 | 0.063344 | 0.063818 | 0.063818 | 0.40442 | 0.408 | 0.41408 | 0.41842 | 0.42033 | 0.42258 | 0.42833 | 0.43667 | 0.438 | 0.438 | 0.438 | 0.438 | 0.438 | 0.438 | 0.438 | 0.438 | 0.438 | 0.438 | 0.438 | 0.438 | 9235.2305 | 118284.1091 | 0.0020842 | 189129.5934 | 107165.0376 | 529.2399 | 6839.389 | 127519.3396 | 7368.6289 | 120150.7108 | 12985.6732 | TRUE
| 60437055 | MRO007 | MRO | 22KV | 1592.29 | 11 | 40985.6902 | 8.333% | Three phase | 97.13 | 0.01606 | 0.017278 | 0.018592 | 0.020011 | 0.021542 | 0.023195 | 0.024979 | 0.026907 | 0.028988 | 0.031236 | 0.033665 | 0.036288 | 0.039123 | 0.042185 | 0.045495 | 0.049072 | 0.052187 | 0.052187 | 0.052187 | 0.052187 | 0.40442 | 0.408 | 0.41408 | 0.41842 | 0.42033 | 0.42258 | 0.42833 | 0.43667 | 0.438 | 0.438 | 0.438 | 0.438 | 0.438 | 0.438 | 0.438 | 0.438 | 0.438 | 0.438 | 0.438 | 0.438 | 8120.0184 | 85057.849 | 0.0017043 | 154659.1277 | 87633.3044 | 432.7815 | 4573.5079 | 93177.8674 | 5006.2894 | 88171.578 | 538.2736 | TRUE
| 60437069 | MRO007 | MRO | 22KV | 1284.19 | 11 | 40985.6902 | 8.333% | Three phase | 97.13 | 0.0085253 | 0.0091697 | 0.0098655 | 0.010617 | 0.011428 | 0.012305 | 0.013252 | 0.014275 | 0.015381 | 0.016576 | 0.017867 | 0.019264 | 0.020774 | 0.022406 | 0.024171 | 0.02608 | 0.028146 | 0.03038 | 0.032797 | 0.035412 | 0.40442 | 0.408 | 0.41408 | 0.41842 | 0.42033 | 0.42258 | 0.42833 | 0.43667 | 0.438 | 0.438 | 0.438 | 0.438 | 0.438 | 0.438 | 0.438 | 0.438 | 0.438 | 0.438 | 0.438 | 0.438 | 4460.3356 | 37665.1233 | 0.0013746 | 124733.3747 | 70676.7067 | 349.0405 | 2974.8404 | 42125.4589 | 3323.8808 | 38801.578 | -31875.1286 | FALSE
| 60437070 | MRO007 | MRO | 22KV | 144.67 | 11 | 40985.6902 | 8.333% | Three phase | 97.13 | 0.00096041 | 0.001033 | 0.0011114 | 0.001196 | 0.0012875 | 0.0013862 | 0.0014929 | 0.0016082 | 0.0017327 | 0.0018673 | 0.0020129 | 0.0021702 | 0.0023402 | 0.0025241 | 0.002723 | 0.0029381 | 0.0031707 | 0.0034224 | 0.0036947 | 0.0039893 | 0.40442 | 0.408 | 0.41408 | 0.41842 | 0.42033 | 0.42258 | 0.42833 | 0.43667 | 0.438 | 0.438 | 0.438 | 0.438 | 0.438 | 0.438 | 0.438 | 0.438 | 0.438 | 0.438 | 0.438 | 0.438 | 502.4776 | 478.0109 | 0.00015485 | 14051.7971 | 7962.061 | 39.321 | 37.7539 | 980.4885 | 77.075 | 903.4136 | -7058.6475 | FALSE
| 60437082 | MRO007 | MRO | 22KV | 1513.31 | 11 | 40985.6902 | 8.333% | Covered | 390 | 0.015264 | 0.016421 | 0.01767 | 0.019018 | 0.020473 | 0.022044 | 0.02374 | 0.025572 | 0.02755 | 0.029687 | 0.031995 | 0.034488 | 0.037182 | 0.040093 | 0.043239 | 0.046638 | 0.049598 | 0.049598 | 0.049598 | 0.049598 | 0.40442 | 0.408 | 0.41408 | 0.41842 | 0.42033 | 0.42258 | 0.42833 | 0.43667 | 0.438 | 0.438 | 0.438 | 0.438 | 0.438 | 0.438 | 0.438 | 0.438 | 0.438 | 0.438 | 0.438 | 0.438 | 7717.2532 | 308487.1532 | 0.0016198 | 590190.9 | 334415.3015 | 411.3148 | 16587.1635 | 316204.4064 | 16998.4783 | 299205.928 | -35209.3735 | FALSE
| 60437084 | MRO007 | MRO | 22KV | 499.43 | 11 | 40985.6902 | 8.333% | Covered | 390 | 0.003735 | 0.0040112 | 0.0043088 | 0.0046297 | 0.0049755 | 0.0053484 | 0.0057506 | 0.0061842 | 0.0066519 | 0.0071565 | 0.0077008 | 0.0082881 | 0.0089218 | 0.0096057 | 0.010344 | 0.011141 | 0.012001 | 0.012929 | 0.013932 | 0.015015 | 0.40442 | 0.408 | 0.41408 | 0.41842 | 0.42033 | 0.42258 | 0.42833 | 0.43667 | 0.438 | 0.438 | 0.438 | 0.438 | 0.438 | 0.438 | 0.438 | 0.438 | 0.438 | 0.438 | 0.438 | 0.438 | 1918.7379 | 25305.9989 | 0.00053457 | 194777.7 | 110365.3805 | 135.7441 | 1806.6148 | 27224.7368 | 1942.359 | 25282.3778 | -85083.0028 | FALSE
| 60437085 | MRO007 | MRO | 22KV | 453.5 | 11 | 40985.6902 | 8.333% | Single phase | 44.74 | 0.0045742 | 0.004921 | 0.0052952 | 0.0056992 | 0.0061353 | 0.006606 | 0.0071144 | 0.0076633 | 0.0082561 | 0.0088964 | 0.009588 | 0.010335 | 0.011143 | 0.012015 | 0.012957 | 0.013976 | 0.014863 | 0.014863 | 0.014863 | 0.014863 | 0.40442 | 0.408 | 0.41408 | 0.41842 | 0.42033 | 0.42258 | 0.42833 | 0.43667 | 0.438 | 0.438 | 0.438 | 0.438 | 0.438 | 0.438 | 0.438 | 0.438 | 0.438 | 0.438 | 0.438 | 0.438 | 2312.6619 | 3178.0976 | 0.00048541 | 20289.59 | 11496.5333 | 123.2605 | 170.8843 | 5490.7595 | 294.1448 | 5196.6147 | -6299.9187 | FALSE
| 60437088 | MRO007 | MRO | 22KV | 400.05 | 11 | 40985.6902 | 8.333% | Three phase | 97.13 | 0.003537 | 0.003799 | 0.0040813 | 0.0043856 | 0.0047136 | 0.0050672 | 0.0054484 | 0.0058595 | 0.0063027 | 0.0067808 | 0.0072964 | 0.0078526 | 0.0084527 | 0.0091001 | 0.0097988 | 0.010553 | 0.011366 | 0.012245 | 0.013112 | 0.013112 | 0.40442 | 0.408 | 0.41408 | 0.41842 | 0.42033 | 0.42258 | 0.42833 | 0.43667 | 0.438 | 0.438 | 0.438 | 0.438 | 0.438 | 0.438 | 0.438 | 0.438 | 0.438 | 0.438 | 0.438 | 0.438 | 1806.6236 | 4753.7599 | 0.0004282 | 38856.8565 | 22017.1598 | 108.7328 | 288.6913 | 6560.3835 | 397.4241 | 6162.9594 | -15854.2005 | FALSE
| 60437089 | MRO007 | MRO | 22KV | 828.9 | 11 | 40985.6902 | 8.333% | Three phase | 97.13 | 0.0073285 | 0.0078714 | 0.0084565 | 0.009087 | 0.0097666 | 0.010499 | 0.011289 | 0.012141 | 0.013059 | 0.01405 | 0.015118 | 0.016271 | 0.017514 | 0.018855 | 0.020303 | 0.021865 | 0.023551 | 0.025371 | 0.027167 | 0.027167 | 0.40442 | 0.408 | 0.41408 | 0.41842 | 0.42033 | 0.42258 | 0.42833 | 0.43667 | 0.438 | 0.438 | 0.438 | 0.438 | 0.438 | 0.438 | 0.438 | 0.438 | 0.438 | 0.438 | 0.438 | 0.438 | 3743.3078 | 20408.5887 | 0.00088723 | 80511.057 | 45619.3571 | 225.2935 | 1239.394 | 24151.8965 | 1464.6875 | 22687.2091 | -22932.148 | FALSE
| 60437094 | MRO007 | MRO | 22KV | 4694 | 11 | 40985.6902 | 8.333% | Three phase | 97.13 | 0.044125 | 0.047682 | 0.051538 | 0.05572 | 0.060256 | 0.065176 | 0.070515 | 0.076307 | 0.082594 | 0.089417 | 0.096823 | 0.10486 | 0.11359 | 0.12307 | 0.13337 | 0.14455 | 0.15384 | 0.15384 | 0.15384 | 0.15384 | 0.40442 | 0.408 | 0.41408 | 0.41842 | 0.42033 | 0.42258 | 0.42833 | 0.43667 | 0.438 | 0.438 | 0.438 | 0.438 | 0.438 | 0.438 | 0.438 | 0.438 | 0.438 | 0.438 | 0.438 | 0.438 | 23380.4126 | 721657.8012 | 0.0050243 | 455928.22 | 258339.0784 | 1275.8205 | 39745.8028 | 745038.2138 | 41021.6232 | 704016.5905 | 445677.5122 | TRUE
| 60437095 | MRO007 | MRO | 22KV | 274.31 | 11 | 40985.6902 | 8.333% | Three phase | 97.13 | 0.0031695 | 0.0034426 | 0.0037401 | 0.0040644 | 0.0044179 | 0.0048033 | 0.0052236 | 0.0056819 | 0.0061818 | 0.0067271 | 0.007322 | 0.0079711 | 0.0086795 | 0.0089904 | 0.0089904 | 0.0089904 | 0.0089904 | 0.0089904 | 0.0089904 | 0.0089904 | 0.40442 | 0.408 | 0.41408 | 0.41842 | 0.42033 | 0.42258 | 0.42833 | 0.43667 | 0.438 | 0.438 | 0.438 | 0.438 | 0.438 | 0.438 | 0.438 | 0.438 | 0.438 | 0.438 | 0.438 | 0.438 | 1613.4561 | 2912.2732 | 0.00029361 | 26643.7303 | 15096.9307 | 74.5569 | 135.7339 | 4525.7292 | 210.2909 | 4315.4384 | -10781.4923 | FALSE
| 60437105 | MRO007 | MRO | 22KV | 536.08 | 11 | 40985.6902 | 8.333% | Single phase | 44.74 | 0.0034774 | 0.0037431 | 0.0040302 | 0.0043406 | 0.0046761 | 0.0050387 | 0.0054309 | 0.005855 | 0.0063137 | 0.0068098 | 0.0073466 | 0.0079274 | 0.0085559 | 0.009236 | 0.0099723 | 0.010769 | 0.011632 | 0.012566 | 0.013578 | 0.014673 | 0.40442 | 0.408 | 0.41408 | 0.41842 | 0.42033 | 0.42258 | 0.42833 | 0.43667 | 0.438 | 0.438 | 0.438 | 0.438 | 0.438 | 0.438 | 0.438 | 0.438 | 0.438 | 0.438 | 0.438 | 0.438 | 1835.6114 | 2980.2821 | 0.0005738 | 23984.2192 | 13589.9925 | 145.7055 | 238.7849 | 4815.8934 | 384.4905 | 4431.403 | -9158.5895 | FALSE
| 60437129 | MRO007 | MRO | 22KV | 381.64 | 11 | 40985.6902 | 8.333% | Single phase | 44.74 | 0.0038493 | 0.0041412 | 0.0044562 | 0.0047961 | 0.0051631 | 0.0055593 | 0.005987 | 0.006449 | 0.0069479 | 0.0074867 | 0.0080687 | 0.0086975 | 0.0093769 | 0.010111 | 0.010904 | 0.011762 | 0.012508 | 0.012508 | 0.012508 | 0.012508 | 0.40442 | 0.408 | 0.41408 | 0.41842 | 0.42033 | 0.42258 | 0.42833 | 0.43667 | 0.438 | 0.438 | 0.438 | 0.438 | 0.438 | 0.438 | 0.438 | 0.438 | 0.438 | 0.438 | 0.438 | 0.438 | 1946.2057 | 2250.7146 | 0.00040849 | 17074.5736 | 9674.8335 | 103.729 | 121.0195 | 4196.9203 | 224.7486 | 3972.1717 | -5702.6618 | FALSE
| 60437147 | MRO007 | MRO | 22KV | 261.28 | 11 | 40985.6902 | 8.333% | Single phase | 44.74 | 0.0016948 | 0.0018243 | 0.0019643 | 0.0021156 | 0.0022791 | 0.0024558 | 0.002647 | 0.0028537 | 0.0030772 | 0.003319 | 0.0035807 | 0.0038637 | 0.00417 | 0.0045016 | 0.0048604 | 0.0052488 | 0.0056693 | 0.0061247 | 0.0066177 | 0.0071517 | 0.40442 | 0.408 | 0.41408 | 0.41842 | 0.42033 | 0.42258 | 0.42833 | 0.43667 | 0.438 | 0.438 | 0.438 | 0.438 | 0.438 | 0.438 | 0.438 | 0.438 | 0.438 | 0.438 | 0.438 | 0.438 | 894.6585 | 707.9629 | 0.00027967 | 11689.6672 | 6623.6256 | 71.0154 | 56.7231 | 1602.6214 | 127.7385 | 1474.8829 | -5148.7428 | FALSE
| 60437244 | MRO007 | MRO | 22KV | 174.78 | 11 | 40985.6902 | 8.333% | Three phase | 97.13 | 0.0013702 | 0.0014739 | 0.0015859 | 0.0017067 | 0.0018373 | 0.0019782 | 0.0021305 | 0.0022949 | 0.0024726 | 0.0026646 | 0.002872 | 0.0030962 | 0.0033386 | 0.0036005 | 0.0038837 | 0.0041899 | 0.004521 | 0.0048791 | 0.0052663 | 0.0056852 | 0.40442 | 0.408 | 0.41408 | 0.41842 | 0.42033 | 0.42258 | 0.42833 | 0.43667 | 0.438 | 0.438 | 0.438 | 0.438 | 0.438 | 0.438 | 0.438 | 0.438 | 0.438 | 0.438 | 0.438 | 0.438 | 716.7337 | 823.7474 | 0.00018708 | 16976.3814 | 9619.1956 | 47.5049 | 55.1047 | 1540.4811 | 102.6096 | 1437.8715 | -8181.3241 | FALSE
| 60437263 | MRO007 | MRO | 22KV | 151.14 | 11 | 40985.6902 | 8.333% | Three phase | 97.13 | 0.001123 | 0.0012291 | 0.0013458 | 0.001474 | 0.0016151 | 0.0017703 | 0.001941 | 0.0021289 | 0.0023358 | 0.0025635 | 0.0028142 | 0.0030903 | 0.0033945 | 0.0037296 | 0.0040988 | 0.0045056 | 0.0049536 | 0.0049536 | 0.0049536 | 0.0049536 | 0.40442 | 0.408 | 0.41408 | 0.41842 | 0.42033 | 0.42258 | 0.42833 | 0.43667 | 0.438 | 0.438 | 0.438 | 0.438 | 0.438 | 0.438 | 0.438 | 0.438 | 0.438 | 0.438 | 0.438 | 0.438 | 689.6156 | 684.4287 | 0.00016178 | 14680.2282 | 8318.1441 | 41.0796 | 41.2063 | 1374.0442 | 82.2859 | 1291.7583 | -7026.3858 | FALSE
| 60437268 | MRO007 | MRO | 22KV | 950.44 | 11 | 40985.6902 | 8.333% | Three phase | 97.13 | 0.011358 | 0.01222 | 0.01315 | 0.014154 | 0.015237 | 0.016406 | 0.017668 | 0.019031 | 0.020502 | 0.022091 | 0.023806 | 0.02566 | 0.027661 | 0.029823 | 0.03115 | 0.03115 | 0.03115 | 0.03115 | 0.03115 | 0.03115 | 0.40442 | 0.408 | 0.41408 | 0.41842 | 0.42033 | 0.42258 | 0.42833 | 0.43667 | 0.438 | 0.438 | 0.438 | 0.438 | 0.438 | 0.438 | 0.438 | 0.438 | 0.438 | 0.438 | 0.438 | 0.438 | 5471.2514 | 34231.6914 | 0.0010173 | 92316.2372 | 52308.4349 | 258.3278 | 1629.5006 | 39702.9428 | 1887.8284 | 37815.1144 | -14493.3205 | FALSE
| 60437275 | MRO007 | MRO | 22KV | 2624.37 | 11 | 40985.6902 | 8.333% | Single phase | 44.74 | 0.017422 | 0.018739 | 0.020161 | 0.021697 | 0.023355 | 0.025146 | 0.027082 | 0.029173 | 0.031432 | 0.033874 | 0.036514 | 0.039368 | 0.042453 | 0.045789 | 0.049396 | 0.053298 | 0.057518 | 0.062084 | 0.067023 | 0.072367 | 0.40442 | 0.408 | 0.41408 | 0.41842 | 0.42033 | 0.42258 | 0.42833 | 0.43667 | 0.438 | 0.438 | 0.438 | 0.438 | 0.438 | 0.438 | 0.438 | 0.438 | 0.438 | 0.438 | 0.438 | 0.438 | 9115.1394 | 72455.8651 | 0.002809 | 117414.3138 | 66529.5638 | 713.2989 | 5722.6584 | 81571.0045 | 6435.9573 | 75135.0472 | 8605.4834 | TRUE
| 60437290 | MRO007 | MRO | 22KV | 645.83 | 11 | 40985.6902 | 8.333% | Single phase | 44.74 | 0.0064457 | 0.007113 | 0.0078526 | 0.0086724 | 0.0095814 | 0.010589 | 0.011708 | 0.012948 | 0.014324 | 0.015852 | 0.017548 | 0.019431 | 0.021167 | 0.021167 | 0.021167 | 0.021167 | 0.021167 | 0.021167 | 0.021167 | 0.021167 | 0.40442 | 0.408 | 0.41408 | 0.41842 | 0.42033 | 0.42258 | 0.42833 | 0.43667 | 0.438 | 0.438 | 0.438 | 0.438 | 0.438 | 0.438 | 0.438 | 0.438 | 0.438 | 0.438 | 0.438 | 0.438 | 3718.7952 | 7271.6024 | 0.00069128 | 28894.4342 | 16372.2296 | 175.5354 | 346.5645 | 10990.3977 | 522.0999 | 10468.2978 | -5903.9318 | FALSE
| 60437292 | MRO007 | MRO | 22KV | 37.38 | 11 | 40985.6902 | 8.333% | Three phase | 97.13 | 0.00035197 | 0.00038486 | 0.00042096 | 0.00046059 | 0.00050412 | 0.00055193 | 0.00060446 | 0.00066217 | 0.0007256 | 0.00079531 | 0.00087195 | 0.00095621 | 0.0010489 | 0.0011508 | 0.0012251 | 0.0012251 | 0.0012251 | 0.0012251 | 0.0012251 | 0.0012251 | 0.40442 | 0.408 | 0.41408 | 0.41842 | 0.42033 | 0.42258 | 0.42833 | 0.43667 | 0.438 | 0.438 | 0.438 | 0.438 | 0.438 | 0.438 | 0.438 | 0.438 | 0.438 | 0.438 | 0.438 | 0.438 | 199.7677 | 49.0787 | 4.001e-05 | 3630.7194 | 2057.2464 | 10.1598 | 2.5205 | 248.8464 | 12.6803 | 236.1661 | -1821.0803 | FALSE
| 60437293 | MRO007 | MRO | 22KV | 94.21 | 11 | 40985.6902 | 8.333% | Three phase | 97.13 | 0.00088709 | 0.00096997 | 0.0010609 | 0.0011608 | 0.0012706 | 0.0013911 | 0.0015234 | 0.0016689 | 0.0018288 | 0.0020044 | 0.0021976 | 0.00241 | 0.0026435 | 0.0029003 | 0.0030877 | 0.0030877 | 0.0030877 | 0.0030877 | 0.0030877 | 0.0030877 | 0.40442 | 0.408 | 0.41408 | 0.41842 | 0.42033 | 0.42258 | 0.42833 | 0.43667 | 0.438 | 0.438 | 0.438 | 0.438 | 0.438 | 0.438 | 0.438 | 0.438 | 0.438 | 0.438 | 0.438 | 0.438 | 503.4809 | 311.7512 | 0.00010084 | 9150.6173 | 5184.9435 | 25.6061 | 16.0103 | 815.2321 | 41.6164 | 773.6158 | -4411.3277 | FALSE
| 60437294 | MRO007 | MRO | 22KV | 2323.15 | 11 | 40985.6902 | 8.333% | Covered | 390 | 0.023432 | 0.025209 | 0.027126 | 0.029195 | 0.031429 | 0.033841 | 0.036445 | 0.039257 | 0.042294 | 0.045574 | 0.049117 | 0.052944 | 0.05708 | 0.061548 | 0.066377 | 0.071596 | 0.076141 | 0.076141 | 0.076141 | 0.076141 | 0.40442 | 0.408 | 0.41408 | 0.41842 | 0.42033 | 0.42258 | 0.42833 | 0.43667 | 0.438 | 0.438 | 0.438 | 0.438 | 0.438 | 0.438 | 0.438 | 0.438 | 0.438 | 0.438 | 0.438 | 0.438 | 11847.1012 | 727002.2969 | 0.0024866 | 906028.5 | 513375.9162 | 631.4278 | 39090.4639 | 738849.398 | 39721.8918 | 699127.5062 | 185751.59 | TRUE
| 60437295 | MRO007 | MRO | 22KV | 810.23 | 11 | 40985.6902 | 8.333% | Three phase | 97.13 | 0.0077928 | 0.0083705 | 0.0089931 | 0.009664 | 0.010387 | 0.011167 | 0.012007 | 0.012913 | 0.01389 | 0.014943 | 0.016079 | 0.017305 | 0.018627 | 0.020053 | 0.021592 | 0.023252 | 0.025044 | 0.026555 | 0.026555 | 0.026555 | 0.40442 | 0.408 | 0.41408 | 0.41842 | 0.42033 | 0.42258 | 0.42833 | 0.43667 | 0.438 | 0.438 | 0.438 | 0.438 | 0.438 | 0.438 | 0.438 | 0.438 | 0.438 | 0.438 | 0.438 | 0.438 | 3933.2001 | 20964.1576 | 0.00086724 | 78697.6399 | 44591.8346 | 220.219 | 1184.191 | 24897.3577 | 1404.41 | 23492.9477 | -21098.8869 | FALSE
| 60437296 | MRO007 | MRO | 22KV | 736.68 | 11 | 40985.6902 | 8.333% | Three phase | 97.13 | 0.0070854 | 0.0076107 | 0.0081768 | 0.0087868 | 0.0094442 | 0.010153 | 0.010917 | 0.011741 | 0.012629 | 0.013587 | 0.01462 | 0.015734 | 0.016936 | 0.018233 | 0.019632 | 0.021141 | 0.02277 | 0.024145 | 0.024145 | 0.024145 | 0.40442 | 0.408 | 0.41408 | 0.41842 | 0.42033 | 0.42258 | 0.42833 | 0.43667 | 0.438 | 0.438 | 0.438 | 0.438 | 0.438 | 0.438 | 0.438 | 0.438 | 0.438 | 0.438 | 0.438 | 0.438 | 3576.1572 | 17330.797 | 0.00078852 | 71553.7284 | 40543.9353 | 200.2283 | 978.9553 | 20906.9542 | 1179.1836 | 19727.7706 | -20816.1647 | FALSE
| 60437297 | MRO007 | MRO | 22KV | 1186.07 | 11 | 40985.6902 | 8.333% | Three phase | 97.13 | 0.0092982 | 0.010002 | 0.010762 | 0.011582 | 0.012468 | 0.013424 | 0.014458 | 0.015574 | 0.016779 | 0.018082 | 0.01949 | 0.021011 | 0.022656 | 0.024434 | 0.026355 | 0.028433 | 0.03068 | 0.03311 | 0.035738 | 0.03858 | 0.40442 | 0.408 | 0.41408 | 0.41842 | 0.42033 | 0.42258 | 0.42833 | 0.43667 | 0.438 | 0.438 | 0.438 | 0.438 | 0.438 | 0.438 | 0.438 | 0.438 | 0.438 | 0.438 | 0.438 | 0.438 | 4863.8077 | 37934.2267 | 0.0012695 | 115202.9791 | 65276.5724 | 322.3716 | 2537.6151 | 42798.0344 | 2859.9867 | 39938.0477 | -25338.5247 | FALSE
| 60437298 | MRO007 | MRO | 22KV | 3840.62 | 11 | 40985.6902 | 8.333% | Three phase | 97.13 | 0.030109 | 0.032388 | 0.034848 | 0.037504 | 0.040372 | 0.04347 | 0.046815 | 0.050429 | 0.054333 | 0.058552 | 0.06311 | 0.068037 | 0.073362 | 0.079118 | 0.085341 | 0.09207 | 0.099345 | 0.10721 | 0.11572 | 0.12493 | 0.40442 | 0.408 | 0.41408 | 0.41842 | 0.42033 | 0.42258 | 0.42833 | 0.43667 | 0.438 | 0.438 | 0.438 | 0.438 | 0.438 | 0.438 | 0.438 | 0.438 | 0.438 | 0.438 | 0.438 | 0.438 | 15749.5234 | 397752.8231 | 0.0041109 | 373039.4206 | 211372.4395 | 1043.8734 | 26607.7273 | 413502.3465 | 27651.6007 | 385850.7458 | 174478.3063 | TRUE
| 60437302 | MRO007 | MRO | 22KV | 145.05 | 11 | 40985.6902 | 8.333% | Single phase | 44.74 | 0.0010848 | 0.001165 | 0.0012514 | 0.0013446 | 0.0014451 | 0.0015534 | 0.0016701 | 0.0017961 | 0.0019319 | 0.0020785 | 0.0022366 | 0.0024071 | 0.0025912 | 0.0027898 | 0.0030042 | 0.0032356 | 0.0034854 | 0.0037551 | 0.0040463 | 0.0043607 | 0.40442 | 0.408 | 0.41408 | 0.41842 | 0.42033 | 0.42258 | 0.42833 | 0.43667 | 0.438 | 0.438 | 0.438 | 0.438 | 0.438 | 0.438 | 0.438 | 0.438 | 0.438 | 0.438 | 0.438 | 0.438 | 557.2611 | 244.8731 | 0.00015526 | 6489.537 | 3677.1161 | 39.4243 | 17.4817 | 802.1342 | 56.906 | 745.2282 | -2931.8879 | FALSE
| 60437307 | MRO007 | MRO | 22KV | 1352.99 | 11 | 40985.6902 | 8.333% | Single phase | 44.74 | 0.0082701 | 0.0088947 | 0.0095693 | 0.010298 | 0.011085 | 0.011935 | 0.012853 | 0.013845 | 0.014918 | 0.016078 | 0.017331 | 0.018686 | 0.020151 | 0.021736 | 0.02345 | 0.025304 | 0.02731 | 0.02948 | 0.031828 | 0.034369 | 0.40442 | 0.408 | 0.41408 | 0.41842 | 0.42033 | 0.42258 | 0.42833 | 0.43667 | 0.438 | 0.438 | 0.438 | 0.438 | 0.438 | 0.438 | 0.438 | 0.438 | 0.438 | 0.438 | 0.438 | 0.438 | 4327.0973 | 17732.7275 | 0.0014482 | 60532.7726 | 34299.2164 | 367.7402 | 1521.0268 | 22059.8248 | 1888.767 | 20171.0578 | -14128.1586 | FALSE
| 60437308 | MRO007 | MRO | 22KV | 346.03 | 11 | 40985.6902 | 8.333% | Single phase | 44.74 | 0.0021151 | 0.0022748 | 0.0024474 | 0.0026337 | 0.0028349 | 0.0030523 | 0.0032872 | 0.003541 | 0.0038153 | 0.0041119 | 0.0044324 | 0.004779 | 0.0051538 | 0.005559 | 0.0059974 | 0.0064716 | 0.0069846 | 0.0075396 | 0.0081401 | 0.00879 | 0.40442 | 0.408 | 0.41408 | 0.41842 | 0.42033 | 0.42258 | 0.42833 | 0.43667 | 0.438 | 0.438 | 0.438 | 0.438 | 0.438 | 0.438 | 0.438 | 0.438 | 0.438 | 0.438 | 0.438 | 0.438 | 1106.6641 | 1159.8822 | 0.00037038 | 15481.3822 | 8772.0958 | 94.0503 | 99.489 | 2266.5463 | 193.5393 | 2073.007 | -6699.0888 | FALSE
| 60437309 | MRO007 | MRO | 22KV | 60.08 | 11 | 40985.6902 | 8.333% | Three phase | 97.13 | 0.00056401 | 0.00061576 | 0.00067249 | 0.00073467 | 0.00080285 | 0.00087761 | 0.00095962 | 0.0010496 | 0.0011483 | 0.0012566 | 0.0013755 | 0.0015059 | 0.0016492 | 0.0018065 | 0.0019691 | 0.0019691 | 0.0019691 | 0.0019691 | 0.0019691 | 0.0019691 | 0.40442 | 0.408 | 0.41408 | 0.41842 | 0.42033 | 0.42258 | 0.42833 | 0.43667 | 0.438 | 0.438 | 0.438 | 0.438 | 0.438 | 0.438 | 0.438 | 0.438 | 0.438 | 0.438 | 0.438 | 0.438 | 318.108 | 125.616 | 6.4308e-05 | 5835.5704 | 3306.5641 | 16.3296 | 6.5113 | 443.7241 | 22.8409 | 420.8832 | -2885.6809 | FALSE
| 60437342 | MRO007 | MRO | 22KV | 2054.39 | 11 | 40985.6902 | 8.333% | Three phase | 97.13 | 0.019106 | 0.020534 | 0.022074 | 0.023734 | 0.025525 | 0.027456 | 0.02954 | 0.031788 | 0.034214 | 0.036831 | 0.039656 | 0.042705 | 0.045997 | 0.04955 | 0.053386 | 0.057528 | 0.062001 | 0.066831 | 0.067332 | 0.067332 | 0.40442 | 0.408 | 0.41408 | 0.41842 | 0.42033 | 0.42258 | 0.42833 | 0.43667 | 0.438 | 0.438 | 0.438 | 0.438 | 0.438 | 0.438 | 0.438 | 0.438 | 0.438 | 0.438 | 0.438 | 0.438 | 9743.7141 | 131667.9239 | 0.002199 | 199542.9007 | 113065.4493 | 558.3794 | 7613.264 | 141411.638 | 8171.6433 | 133239.9947 | 20174.5453 | TRUE
| 60437345 | MRO007 | MRO | 22KV | 546.48 | 11 | 40985.6902 | 8.333% | Three phase | 97.13 | 0.0050822 | 0.0054621 | 0.0058717 | 0.0063134 | 0.0067898 | 0.0073036 | 0.0078579 | 0.0084559 | 0.0091011 | 0.0097974 | 0.010549 | 0.01136 | 0.012235 | 0.01318 | 0.014201 | 0.015303 | 0.016493 | 0.017778 | 0.017911 | 0.017911 | 0.40442 | 0.408 | 0.41408 | 0.41842 | 0.42033 | 0.42258 | 0.42833 | 0.43667 | 0.438 | 0.438 | 0.438 | 0.438 | 0.438 | 0.438 | 0.438 | 0.438 | 0.438 | 0.438 | 0.438 | 0.438 | 2591.8861 | 9316.7136 | 0.00058493 | 53079.6024 | 30076.0843 | 148.5322 | 538.7083 | 11908.5998 | 687.2405 | 11221.3592 | -18854.725 | FALSE
| 60437357 | MRO007 | MRO | 22KV | 133.6 | 11 | 40985.6902 | 8.333% | Three phase | 97.13 | 0.0016197 | 0.0017242 | 0.0018357 | 0.0019547 | 0.0020816 | 0.0022172 | 0.0023619 | 0.0025164 | 0.0026813 | 0.0028574 | 0.0030454 | 0.0032462 | 0.0034607 | 0.0036897 | 0.0039344 | 0.0041957 | 0.0043787 | 0.0043787 | 0.0043787 | 0.0043787 | 0.40442 | 0.408 | 0.41408 | 0.41842 | 0.42033 | 0.42258 | 0.42833 | 0.43667 | 0.438 | 0.438 | 0.438 | 0.438 | 0.438 | 0.438 | 0.438 | 0.438 | 0.438 | 0.438 | 0.438 | 0.438 | 731.3032 | 643.5078 | 0.000143 | 12976.568 | 7352.8123 | 36.3122 | 32.1972 | 1374.811 | 68.5094 | 1306.3015 | -6046.5107 | FALSE
| 60437367 | MRO007 | MRO | 22KV | 55.38 | 11 | 40985.6902 | 8.333% | Covered | 390 | 0.00067441 | 0.00071952 | 0.00076777 | 0.00081939 | 0.00087462 | 0.0009337 | 0.00099692 | 0.0010646 | 0.001137 | 0.0012145 | 0.0012974 | 0.0013862 | 0.0014812 | 0.001583 | 0.0016919 | 0.0018086 | 0.0018151 | 0.0018151 | 0.0018151 | 0.0018151 | 0.40442 | 0.408 | 0.41408 | 0.41842 | 0.42033 | 0.42258 | 0.42833 | 0.43667 | 0.438 | 0.438 | 0.438 | 0.438 | 0.438 | 0.438 | 0.438 | 0.438 | 0.438 | 0.438 | 0.438 | 0.438 | 308.6454 | 451.9855 | 5.9277e-05 | 21598.2 | 12238.0209 | 15.0522 | 22.2138 | 760.6308 | 37.2659 | 723.3649 | -11514.656 | FALSE
| 60437386 | MRO007 | MRO | 22KV | 163.98 | 11 | 40985.6902 | 8.333% | Three phase | 97.13 | 0.0020321 | 0.0021873 | 0.0023547 | 0.0025355 | 0.0027307 | 0.0029414 | 0.003169 | 0.0034149 | 0.0036804 | 0.0039672 | 0.0042771 | 0.004612 | 0.0049738 | 0.0053648 | 0.0053744 | 0.0053744 | 0.0053744 | 0.0053744 | 0.0053744 | 0.0053744 | 0.40442 | 0.408 | 0.41408 | 0.41842 | 0.42033 | 0.42258 | 0.42833 | 0.43667 | 0.438 | 0.438 | 0.438 | 0.438 | 0.438 | 0.438 | 0.438 | 0.438 | 0.438 | 0.438 | 0.438 | 0.438 | 968.8782 | 1046.0312 | 0.00017552 | 15927.3774 | 9024.8066 | 44.5695 | 48.505 | 2014.9094 | 93.0745 | 1921.8349 | -7102.9717 | FALSE
| 60437387 | MRO007 | MRO | 22KV | 4027.4 | 11 | 40985.6902 | 8.333% | Single phase | 44.74 | 0.040622 | 0.043702 | 0.047025 | 0.050613 | 0.054485 | 0.058666 | 0.063181 | 0.068055 | 0.07332 | 0.079006 | 0.085148 | 0.091784 | 0.098953 | 0.1067 | 0.11507 | 0.12412 | 0.132 | 0.132 | 0.132 | 0.132 | 0.40442 | 0.408 | 0.41408 | 0.41842 | 0.42033 | 0.42258 | 0.42833 | 0.43667 | 0.438 | 0.438 | 0.438 | 0.438 | 0.438 | 0.438 | 0.438 | 0.438 | 0.438 | 0.438 | 0.438 | 0.438 | 20538.0691 | 250646.8108 | 0.0043108 | 180185.876 | 102097.3283 | 1094.6398 | 13477.124 | 271184.8799 | 14571.7638 | 256613.1161 | 154515.7878 | TRUE
| 60437392 | MRO007 | MRO | 22KV | 925.36 | 11 | 40985.6902 | 8.333% | Three phase | 97.13 | 0.0086057 | 0.009249 | 0.0099426 | 0.010691 | 0.011497 | 0.012367 | 0.013306 | 0.014318 | 0.015411 | 0.01659 | 0.017862 | 0.019236 | 0.020718 | 0.022319 | 0.024047 | 0.025912 | 0.027927 | 0.030103 | 0.030328 | 0.030328 | 0.40442 | 0.408 | 0.41408 | 0.41842 | 0.42033 | 0.42258 | 0.42833 | 0.43667 | 0.438 | 0.438 | 0.438 | 0.438 | 0.438 | 0.438 | 0.438 | 0.438 | 0.438 | 0.438 | 0.438 | 0.438 | 4388.8664 | 26713.7986 | 0.00099047 | 89880.2168 | 50928.1316 | 251.5111 | 1544.6374 | 31102.6651 | 1796.1485 | 29306.5165 | -21621.615 | FALSE
| 60437395 | MRO007 | MRO | 22KV | 4948.49 | 11 | 40985.6902 | 8.333% | Single phase | 44.74 | 0.037007 | 0.039744 | 0.042693 | 0.045872 | 0.049299 | 0.052994 | 0.056978 | 0.061275 | 0.065909 | 0.070908 | 0.076302 | 0.082121 | 0.0884 | 0.095176 | 0.10249 | 0.11038 | 0.11891 | 0.12811 | 0.13804 | 0.14877 | 0.40442 | 0.408 | 0.41408 | 0.41842 | 0.42033 | 0.42258 | 0.42833 | 0.43667 | 0.438 | 0.438 | 0.438 | 0.438 | 0.438 | 0.438 | 0.438 | 0.438 | 0.438 | 0.438 | 0.438 | 0.438 | 19011.3837 | 285004.0283 | 0.0052967 | 221395.4426 | 125447.586 | 1344.9904 | 20346.6581 | 304015.4121 | 21691.6485 | 282323.7636 | 156876.1776 | TRUE
| 60437396 | MRO007 | MRO | 22KV | 33.41 | 11 | 40985.6902 | 8.333% | Single phase | 44.74 | 0.00042981 | 0.00047143 | 0.00051724 | 0.00056768 | 0.00062322 | 0.00068439 | 0.00075177 | 0.000826 | 0.00090779 | 0.00099792 | 0.001095 | 0.001095 | 0.001095 | 0.001095 | 0.001095 | 0.001095 | 0.001095 | 0.001095 | 0.001095 | 0.001095 | 0.40442 | 0.408 | 0.41408 | 0.41842 | 0.42033 | 0.42258 | 0.42833 | 0.43667 | 0.438 | 0.438 | 0.438 | 0.438 | 0.438 | 0.438 | 0.438 | 0.438 | 0.438 | 0.438 | 0.438 | 0.438 | 215.1474 | 21.7989 | 3.5761e-05 | 1494.7634 | 846.9662 | 9.0808 | 0.92747 | 236.9463 | 10.0082 | 226.938 | -620.0282 | FALSE
| 60437400 | MRO007 | MRO | 22KV | 21.36 | 11 | 40985.6902 | 8.333% | Single phase | 44.74 | 0.00021544 | 0.00023178 | 0.00024941 | 0.00026843 | 0.00028897 | 0.00031115 | 0.00033509 | 0.00036094 | 0.00038886 | 0.00041902 | 0.0004516 | 0.00048679 | 0.00052482 | 0.0005659 | 0.0006103 | 0.00065829 | 0.00070007 | 0.00070007 | 0.00070007 | 0.00070007 | 0.40442 | 0.408 | 0.41408 | 0.41842 | 0.42033 | 0.42258 | 0.42833 | 0.43667 | 0.438 | 0.438 | 0.438 | 0.438 | 0.438 | 0.438 | 0.438 | 0.438 | 0.438 | 0.438 | 0.438 | 0.438 | 108.9271 | 7.0504 | 2.2863e-05 | 955.6464 | 541.4905 | 5.8056 | 0.3791 | 115.9776 | 6.1847 | 109.7929 | -431.6977 | FALSE
| 60437401 | MRO007 | MRO | 22KV | 823.26 | 11 | 40985.6902 | 8.333% | Single phase | 44.74 | 0.0083037 | 0.0089332 | 0.0096127 | 0.010346 | 0.011138 | 0.011992 | 0.012915 | 0.013911 | 0.014988 | 0.01615 | 0.017406 | 0.018762 | 0.020228 | 0.021811 | 0.023522 | 0.025372 | 0.026982 | 0.026982 | 0.026982 | 0.026982 | 0.40442 | 0.408 | 0.41408 | 0.41842 | 0.42033 | 0.42258 | 0.42833 | 0.43667 | 0.438 | 0.438 | 0.438 | 0.438 | 0.438 | 0.438 | 0.438 | 0.438 | 0.438 | 0.438 | 0.438 | 0.438 | 4198.2844 | 10473.3757 | 0.00088119 | 36832.6524 | 20870.2007 | 223.7605 | 563.1469 | 14671.6601 | 786.9075 | 13884.7526 | -6985.4481 | FALSE
| 60437403 | MRO007 | MRO | 22KV | 676.28 | 11 | 40985.6902 | 8.333% | Three phase | 97.13 | 0.008082 | 0.0086953 | 0.009357 | 0.010071 | 0.010842 | 0.011674 | 0.012572 | 0.013541 | 0.014588 | 0.015719 | 0.016939 | 0.018258 | 0.019682 | 0.021221 | 0.022165 | 0.022165 | 0.022165 | 0.022165 | 0.022165 | 0.022165 | 0.40442 | 0.408 | 0.41408 | 0.41842 | 0.42033 | 0.42258 | 0.42833 | 0.43667 | 0.438 | 0.438 | 0.438 | 0.438 | 0.438 | 0.438 | 0.438 | 0.438 | 0.438 | 0.438 | 0.438 | 0.438 | 3893.0368 | 17331.3357 | 0.00072387 | 65687.0764 | 37219.7597 | 183.8116 | 825.0081 | 21224.3725 | 1008.8197 | 20215.5528 | -17004.2069 | FALSE
| 60437404 | MRO007 | MRO | 22KV | 1726.3 | 11 | 40985.6902 | 8.333% | Three phase | 97.13 | 0.020631 | 0.022196 | 0.023885 | 0.025708 | 0.027675 | 0.029799 | 0.032091 | 0.034566 | 0.037238 | 0.040124 | 0.04324 | 0.046606 | 0.050241 | 0.054169 | 0.056579 | 0.056579 | 0.056579 | 0.056579 | 0.056579 | 0.056579 | 0.40442 | 0.408 | 0.41408 | 0.41842 | 0.42033 | 0.42258 | 0.42833 | 0.43667 | 0.438 | 0.438 | 0.438 | 0.438 | 0.438 | 0.438 | 0.438 | 0.438 | 0.438 | 0.438 | 0.438 | 0.438 | 9937.525 | 112930.5618 | 0.0018478 | 167675.519 | 95008.6815 | 469.2051 | 5375.7324 | 122868.0867 | 5844.9375 | 117023.1492 | 22014.4677 | TRUE
| 60437406 | MRO007 | MRO | 22KV | 558.37 | 11 | 40985.6902 | 8.333% | Single phase | 44.74 | 0.0041758 | 0.0044846 | 0.0048173 | 0.005176 | 0.0055627 | 0.0059796 | 0.0064292 | 0.006914 | 0.007437 | 0.0080011 | 0.0086096 | 0.0092662 | 0.0099747 | 0.010739 | 0.011565 | 0.012455 | 0.013417 | 0.014455 | 0.015576 | 0.016787 | 0.40442 | 0.408 | 0.41408 | 0.41842 | 0.42033 | 0.42258 | 0.42833 | 0.43667 | 0.438 | 0.438 | 0.438 | 0.438 | 0.438 | 0.438 | 0.438 | 0.438 | 0.438 | 0.438 | 0.438 | 0.438 | 2145.1769 | 3628.6891 | 0.00059766 | 24981.4738 | 14155.0591 | 151.7639 | 259.0549 | 5773.866 | 410.8188 | 5363.0471 | -8792.012 | FALSE
| 60437410 | MRO007 | MRO | 22KV | 30.52 | 11 | 40985.6902 | 8.333% | Three phase | 97.13 | 0.00026984 | 0.00028983 | 0.00031137 | 0.00033458 | 0.0003596 | 0.00038658 | 0.00041566 | 0.00044702 | 0.00048084 | 0.00051731 | 0.00055664 | 0.00059908 | 0.00064486 | 0.00069425 | 0.00074755 | 0.00080507 | 0.00086715 | 0.00093415 | 0.0010003 | 0.0010003 | 0.40442 | 0.408 | 0.41408 | 0.41842 | 0.42033 | 0.42258 | 0.42833 | 0.43667 | 0.438 | 0.438 | 0.438 | 0.438 | 0.438 | 0.438 | 0.438 | 0.438 | 0.438 | 0.438 | 0.438 | 0.438 | 137.8282 | 27.668 | 3.2668e-05 | 2964.4076 | 1679.6993 | 8.2953 | 1.6803 | 165.4962 | 9.9755 | 155.5206 | -1524.1787 | FALSE
| 60437422 | MRO007 | MRO | 22KV | 433.3 | 11 | 40985.6902 | 8.333% | Single phase | 44.74 | 0.0051783 | 0.0055712 | 0.0059952 | 0.0064527 | 0.0069465 | 0.0074795 | 0.0080549 | 0.0086761 | 0.0093468 | 0.010071 | 0.010853 | 0.011698 | 0.012611 | 0.013596 | 0.014201 | 0.014201 | 0.014201 | 0.014201 | 0.014201 | 0.014201 | 0.40442 | 0.408 | 0.41408 | 0.41842 | 0.42033 | 0.42258 | 0.42833 | 0.43667 | 0.438 | 0.438 | 0.438 | 0.438 | 0.438 | 0.438 | 0.438 | 0.438 | 0.438 | 0.438 | 0.438 | 0.438 | 2494.3113 | 3277.1696 | 0.00046379 | 19385.842 | 10984.4496 | 117.7701 | 156.0002 | 5771.4809 | 273.7703 | 5497.7106 | -5486.739 | FALSE
| 60437423 | MRO007 | MRO | 22KV | 656.8 | 11 | 40985.6902 | 8.333% | Single phase | 44.74 | 0.0078492 | 0.0084448 | 0.0090875 | 0.009781 | 0.01053 | 0.011337 | 0.01221 | 0.013151 | 0.014168 | 0.015266 | 0.016451 | 0.017732 | 0.019115 | 0.020609 | 0.021526 | 0.021526 | 0.021526 | 0.021526 | 0.021526 | 0.021526 | 0.40442 | 0.408 | 0.41408 | 0.41842 | 0.42033 | 0.42258 | 0.42833 | 0.43667 | 0.438 | 0.438 | 0.438 | 0.438 | 0.438 | 0.438 | 0.438 | 0.438 | 0.438 | 0.438 | 0.438 | 0.438 | 3780.8993 | 7529.876 | 0.00070302 | 29385.232 | 16650.3266 | 178.517 | 358.4379 | 11310.7753 | 536.955 | 10773.8203 | -5876.5062 | FALSE
| 60437424 | MRO007 | MRO | 22KV | 1126.9 | 11 | 40985.6902 | 8.333% | Three phase | 97.13 | 0.0074811 | 0.0080466 | 0.0086572 | 0.0093165 | 0.010029 | 0.010798 | 0.011629 | 0.012527 | 0.013497 | 0.014546 | 0.015679 | 0.016904 | 0.018229 | 0.019662 | 0.021211 | 0.022886 | 0.024698 | 0.026659 | 0.02878 | 0.031074 | 0.40442 | 0.408 | 0.41408 | 0.41842 | 0.42033 | 0.42258 | 0.42833 | 0.43667 | 0.438 | 0.438 | 0.438 | 0.438 | 0.438 | 0.438 | 0.438 | 0.438 | 0.438 | 0.438 | 0.438 | 0.438 | 3914.0253 | 29003.5784 | 0.0012062 | 109455.797 | 62020.0911 | 306.2893 | 2290.7403 | 32917.6037 | 2597.0296 | 30320.5741 | -31699.517 | FALSE
| 60437428 | MRO007 | MRO | 22KV | 3187.31 | 11 | 40985.6902 | 8.333% | Covered | 390 | 0.038814 | 0.041411 | 0.044188 | 0.047159 | 0.050337 | 0.053738 | 0.057376 | 0.06127 | 0.065437 | 0.069896 | 0.07467 | 0.079779 | 0.085249 | 0.091106 | 0.097375 | 0.10409 | 0.10446 | 0.10446 | 0.10446 | 0.10446 | 0.40442 | 0.408 | 0.41408 | 0.41842 | 0.42033 | 0.42258 | 0.42833 | 0.43667 | 0.438 | 0.438 | 0.438 | 0.438 | 0.438 | 0.438 | 0.438 | 0.438 | 0.438 | 0.438 | 0.438 | 0.438 | 17763.6058 | 1497156.3709 | 0.0034116 | 1243050.9 | 704340.3101 | 866.3049 | 73580.8722 | 1514919.9767 | 74447.1771 | 1440472.7996 | 736132.4895 | TRUE
| 60437454 | MRO007 | MRO | 22KV | 2741.89 | 11 | 40985.6902 | 8.333% | Single phase | 44.74 | 0.018202 | 0.019578 | 0.021064 | 0.022668 | 0.024401 | 0.026272 | 0.028294 | 0.030479 | 0.03284 | 0.035391 | 0.038149 | 0.04113 | 0.044354 | 0.047839 | 0.051608 | 0.055685 | 0.060094 | 0.064864 | 0.070024 | 0.075608 | 0.40442 | 0.408 | 0.41408 | 0.41842 | 0.42033 | 0.42258 | 0.42833 | 0.43667 | 0.438 | 0.438 | 0.438 | 0.438 | 0.438 | 0.438 | 0.438 | 0.438 | 0.438 | 0.438 | 0.438 | 0.438 | 9523.3178 | 79090.3454 | 0.0029348 | 122672.1586 | 69508.7757 | 745.2406 | 6246.6583 | 88613.6632 | 6991.8989 | 81621.7644 | 12112.9886 | TRUE
| 60437459 | MRO007 | MRO | 22KV | 34.4 | 11 | 40985.6902 | 8.333% | Three phase | 97.13 | 0.00043987 | 0.000481 | 0.00052612 | 0.00057564 | 0.00063 | 0.00068967 | 0.00075519 | 0.00082715 | 0.00090617 | 0.00099298 | 0.0010883 | 0.0011275 | 0.0011275 | 0.0011275 | 0.0011275 | 0.0011275 | 0.0011275 | 0.0011275 | 0.0011275 | 0.0011275 | 0.40442 | 0.408 | 0.41408 | 0.41842 | 0.42033 | 0.42258 | 0.42833 | 0.43667 | 0.438 | 0.438 | 0.438 | 0.438 | 0.438 | 0.438 | 0.438 | 0.438 | 0.438 | 0.438 | 0.438 | 0.438 | 218.8812 | 49.5718 | 3.6821e-05 | 3341.272 | 1893.2391 | 9.3499 | 2.1346 | 268.453 | 11.4845 | 256.9686 | -1636.2705 | FALSE
| 60437460 | MRO007 | MRO | 22KV | 346.58 | 11 | 40985.6902 | 8.333% | Three phase | 97.13 | 0.0044317 | 0.004846 | 0.0053007 | 0.0057996 | 0.0063472 | 0.0069485 | 0.0076086 | 0.0083335 | 0.0091297 | 0.010004 | 0.010965 | 0.011359 | 0.011359 | 0.011359 | 0.011359 | 0.011359 | 0.011359 | 0.011359 | 0.011359 | 0.011359 | 0.40442 | 0.408 | 0.41408 | 0.41842 | 0.42033 | 0.42258 | 0.42833 | 0.43667 | 0.438 | 0.438 | 0.438 | 0.438 | 0.438 | 0.438 | 0.438 | 0.438 | 0.438 | 0.438 | 0.438 | 0.438 | 2205.2283 | 5031.8192 | 0.00037097 | 33663.3154 | 19074.3838 | 94.1998 | 216.6766 | 7237.0475 | 310.8764 | 6926.171 | -12148.2128 | FALSE
| 60437461 | MRO007 | MRO | 22KV | 126.08 | 11 | 40985.6902 | 8.333% | Three phase | 97.13 | 0.0016122 | 0.0017629 | 0.0019283 | 0.0021098 | 0.002309 | 0.0025277 | 0.0027679 | 0.0030316 | 0.0033212 | 0.0036394 | 0.0039889 | 0.0041322 | 0.0041322 | 0.0041322 | 0.0041322 | 0.0041322 | 0.0041322 | 0.0041322 | 0.0041322 | 0.0041322 | 0.40442 | 0.408 | 0.41408 | 0.41842 | 0.42033 | 0.42258 | 0.42833 | 0.43667 | 0.438 | 0.438 | 0.438 | 0.438 | 0.438 | 0.438 | 0.438 | 0.438 | 0.438 | 0.438 | 0.438 | 0.438 | 802.2251 | 665.9022 | 0.00013495 | 12246.1504 | 6938.9414 | 34.2683 | 28.6746 | 1468.1273 | 62.9429 | 1405.1844 | -5533.757 | FALSE
| 60437470 | MRO007 | MRO | 22KV | 3258.73 | 11 | 40985.6902 | 8.333% | Three phase | 97.13 | 0.030503 | 0.033252 | 0.036262 | 0.039555 | 0.043161 | 0.047109 | 0.051432 | 0.056168 | 0.061355 | 0.067039 | 0.073266 | 0.080092 | 0.087573 | 0.095774 | 0.10477 | 0.1068 | 0.1068 | 0.1068 | 0.1068 | 0.1068 | 0.40442 | 0.408 | 0.41408 | 0.41842 | 0.42033 | 0.42258 | 0.42833 | 0.43667 | 0.438 | 0.438 | 0.438 | 0.438 | 0.438 | 0.438 | 0.438 | 0.438 | 0.438 | 0.438 | 0.438 | 0.438 | 17078.7002 | 365815.7513 | 0.003488 | 316520.4449 | 179347.5298 | 885.7167 | 19155.8691 | 382894.4515 | 20041.5858 | 362852.8657 | 183505.3359 | TRUE
| 60437472 | MRO007 | MRO | 22KV | 851.09 | 11 | 40985.6902 | 8.333% | Single phase | 44.74 | 0.0079897 | 0.0087229 | 0.0095264 | 0.010407 | 0.011373 | 0.012432 | 0.013594 | 0.014868 | 0.016266 | 0.017801 | 0.019485 | 0.021333 | 0.023362 | 0.02559 | 0.027894 | 0.027894 | 0.027894 | 0.027894 | 0.027894 | 0.027894 | 0.40442 | 0.408 | 0.41408 | 0.41842 | 0.42033 | 0.42258 | 0.42833 | 0.43667 | 0.438 | 0.438 | 0.438 | 0.438 | 0.438 | 0.438 | 0.438 | 0.438 | 0.438 | 0.438 | 0.438 | 0.438 | 4506.301 | 11611.2466 | 0.00091098 | 38077.7666 | 21575.7102 | 231.3247 | 601.8644 | 16117.5476 | 833.1891 | 15284.3585 | -6291.3516 | FALSE
| 60437474 | MRO007 | MRO | 22KV | 909.52 | 11 | 40985.6902 | 8.333% | Three phase | 97.13 | 0.0055594 | 0.0059793 | 0.0064327 | 0.0069224 | 0.0074514 | 0.0080228 | 0.0086402 | 0.0093073 | 0.010028 | 0.010808 | 0.01165 | 0.012561 | 0.013546 | 0.014612 | 0.015764 | 0.01701 | 0.018358 | 0.019817 | 0.021396 | 0.023104 | 0.40442 | 0.408 | 0.41408 | 0.41842 | 0.42033 | 0.42258 | 0.42833 | 0.43667 | 0.438 | 0.438 | 0.438 | 0.438 | 0.438 | 0.438 | 0.438 | 0.438 | 0.438 | 0.438 | 0.438 | 0.438 | 2908.8032 | 17396.7564 | 0.00097352 | 88341.6776 | 50056.361 | 247.2058 | 1492.2088 | 20305.5595 | 1739.4147 | 18566.1448 | -31490.2162 | FALSE
| 60437484 | MRO007 | MRO | 22KV | 2593.73 | 11 | 40985.6902 | 8.333% | Three phase | 97.13 | 0.030997 | 0.033349 | 0.035887 | 0.038626 | 0.041582 | 0.044772 | 0.048216 | 0.051935 | 0.05595 | 0.060285 | 0.064967 | 0.070024 | 0.075487 | 0.081387 | 0.085009 | 0.085009 | 0.085009 | 0.085009 | 0.085009 | 0.085009 | 0.40442 | 0.408 | 0.41408 | 0.41842 | 0.42033 | 0.42258 | 0.42833 | 0.43667 | 0.438 | 0.438 | 0.438 | 0.438 | 0.438 | 0.438 | 0.438 | 0.438 | 0.438 | 0.438 | 0.438 | 0.438 | 14930.9255 | 254934.4213 | 0.0027762 | 251928.9949 | 142748.5764 | 704.971 | 12135.415 | 269865.3468 | 12840.386 | 257024.9608 | 114276.3844 | TRUE
| 60437485 | MRO007 | MRO | 22KV | 1258.17 | 11 | 40985.6902 | 8.333% | Single phase | 44.74 | 0.01269 | 0.013652 | 0.014691 | 0.015812 | 0.017021 | 0.018328 | 0.019738 | 0.021261 | 0.022905 | 0.024682 | 0.026601 | 0.028674 | 0.030913 | 0.033333 | 0.035949 | 0.038775 | 0.041236 | 0.041236 | 0.041236 | 0.041236 | 0.40442 | 0.408 | 0.41408 | 0.41842 | 0.42033 | 0.42258 | 0.42833 | 0.43667 | 0.438 | 0.438 | 0.438 | 0.438 | 0.438 | 0.438 | 0.438 | 0.438 | 0.438 | 0.438 | 0.438 | 0.438 | 6416.145 | 24461.9629 | 0.0013467 | 56290.5258 | 31895.4649 | 341.9683 | 1315.3046 | 30878.1079 | 1657.2729 | 29220.835 | -2674.6299 | FALSE
| 60437489 | MRO007 | MRO | 22KV | 66.23 | 11 | 40985.6902 | 8.333% | Single phase | 44.74 | 0.00066802 | 0.00071867 | 0.00077332 | 0.00083232 | 0.00089601 | 0.00096476 | 0.001039 | 0.0011192 | 0.0012057 | 0.0012992 | 0.0014003 | 0.0015094 | 0.0016273 | 0.0017547 | 0.0018923 | 0.0020411 | 0.0021707 | 0.0021707 | 0.0021707 | 0.0021707 | 0.40442 | 0.408 | 0.41408 | 0.41842 | 0.42033 | 0.42258 | 0.42833 | 0.43667 | 0.438 | 0.438 | 0.438 | 0.438 | 0.438 | 0.438 | 0.438 | 0.438 | 0.438 | 0.438 | 0.438 | 0.438 | 337.7455 | 67.7832 | 7.089e-05 | 2963.1302 | 1678.9755 | 18.0012 | 3.6447 | 405.5287 | 21.6459 | 383.8829 | -1295.0926 | FALSE
| 60437491 | MRO007 | MRO | 22KV | 895.25 | 11 | 40985.6902 | 8.333% | Three phase | 97.13 | 0.0086105 | 0.0092489 | 0.0099368 | 0.010678 | 0.011477 | 0.012338 | 0.013267 | 0.014268 | 0.015347 | 0.016511 | 0.017767 | 0.019121 | 0.020581 | 0.022157 | 0.023857 | 0.025692 | 0.027672 | 0.029342 | 0.029342 | 0.029342 | 0.40442 | 0.408 | 0.41408 | 0.41842 | 0.42033 | 0.42258 | 0.42833 | 0.43667 | 0.438 | 0.438 | 0.438 | 0.438 | 0.438 | 0.438 | 0.438 | 0.438 | 0.438 | 0.438 | 0.438 | 0.438 | 4345.9232 | 25594.6642 | 0.00095825 | 86955.6325 | 49270.997 | 243.3273 | 1445.7519 | 29940.5874 | 1689.0792 | 28251.5083 | -21019.4887 | FALSE
| 60437497 | MRO007 | MRO | 22KV | 164.47 | 11 | 40985.6902 | 8.333% | Three phase | 97.13 | 0.0011793 | 0.0012899 | 0.0014115 | 0.0015452 | 0.0016921 | 0.0018536 | 0.0020312 | 0.0022266 | 0.0024415 | 0.002678 | 0.0029383 | 0.0032248 | 0.0035402 | 0.0038875 | 0.0042699 | 0.0046911 | 0.0051552 | 0.0053905 | 0.0053905 | 0.0053905 | 0.40442 | 0.408 | 0.41408 | 0.41842 | 0.42033 | 0.42258 | 0.42833 | 0.43667 | 0.438 | 0.438 | 0.438 | 0.438 | 0.438 | 0.438 | 0.438 | 0.438 | 0.438 | 0.438 | 0.438 | 0.438 | 726.4345 | 784.517 | 0.00017604 | 15974.9711 | 9051.7742 | 44.7026 | 48.7954 | 1510.9516 | 93.498 | 1417.4536 | -7634.3207 | FALSE
| 60437498 | MRO007 | MRO | 22KV | 702.05 | 11 | 40985.6902 | 8.333% | Three phase | 97.13 | 0.0050338 | 0.0055062 | 0.0060252 | 0.0065956 | 0.0072226 | 0.0079121 | 0.0086703 | 0.0095042 | 0.010422 | 0.011431 | 0.012542 | 0.013765 | 0.015111 | 0.016594 | 0.018226 | 0.020024 | 0.022005 | 0.02301 | 0.02301 | 0.02301 | 0.40442 | 0.408 | 0.41408 | 0.41842 | 0.42033 | 0.42258 | 0.42833 | 0.43667 | 0.438 | 0.438 | 0.438 | 0.438 | 0.438 | 0.438 | 0.438 | 0.438 | 0.438 | 0.438 | 0.438 | 0.438 | 3100.829 | 14294.3722 | 0.00075145 | 68190.1165 | 38638.0379 | 190.8159 | 889.0807 | 17395.2012 | 1079.8966 | 16315.3046 | -22322.7333 | FALSE
| 60437500 | MRO007 | MRO | 22KV | 38.05 | 11 | 40985.6902 | 8.333% | Three phase | 97.13 | 0.00022668 | 0.00024799 | 0.00027142 | 0.00029718 | 0.00032552 | 0.0003567 | 0.000391 | 0.00042877 | 0.00047034 | 0.00051612 | 0.00056653 | 0.00062207 | 0.00068325 | 0.00075067 | 0.00082498 | 0.00090688 | 0.00099718 | 0.0010967 | 0.0012065 | 0.0012471 | 0.40442 | 0.408 | 0.41408 | 0.41842 | 0.42033 | 0.42258 | 0.42833 | 0.43667 | 0.438 | 0.438 | 0.438 | 0.438 | 0.438 | 0.438 | 0.438 | 0.438 | 0.438 | 0.438 | 0.438 | 0.438 | 144.1334 | 35.9989 | 4.0727e-05 | 3695.7965 | 2094.1206 | 10.3419 | 2.6116 | 180.1323 | 12.9536 | 167.1787 | -1926.9419 | FALSE
| 60437501 | MRO007 | MRO | 22KV | 355.9 | 11 | 40985.6902 | 8.333% | Three phase | 97.13 | 0.0021203 | 0.0023196 | 0.0025387 | 0.0027797 | 0.0030447 | 0.0033363 | 0.0036573 | 0.0040105 | 0.0043993 | 0.0048275 | 0.0052991 | 0.0058185 | 0.0063908 | 0.0070214 | 0.0077164 | 0.0084825 | 0.0093271 | 0.010258 | 0.011285 | 0.011665 | 0.40442 | 0.408 | 0.41408 | 0.41842 | 0.42033 | 0.42258 | 0.42833 | 0.43667 | 0.438 | 0.438 | 0.438 | 0.438 | 0.438 | 0.438 | 0.438 | 0.438 | 0.438 | 0.438 | 0.438 | 0.438 | 1348.1488 | 3149.4576 | 0.00038094 | 34568.567 | 19587.3196 | 96.733 | 228.4868 | 4497.6064 | 325.2197 | 4172.3867 | -15414.9329 | FALSE
| 60437516 | MRO007 | MRO | 22KV | 1309.27 | 11 | 40985.6902 | 8.333% | Three phase | 97.13 | 0.014033 | 0.015108 | 0.016269 | 0.017523 | 0.018878 | 0.020341 | 0.021922 | 0.023631 | 0.025478 | 0.027473 | 0.029631 | 0.031963 | 0.034484 | 0.037211 | 0.040159 | 0.042911 | 0.042911 | 0.042911 | 0.042911 | 0.042911 | 0.40442 | 0.408 | 0.41408 | 0.41842 | 0.42033 | 0.42258 | 0.42833 | 0.43667 | 0.438 | 0.438 | 0.438 | 0.438 | 0.438 | 0.438 | 0.438 | 0.438 | 0.438 | 0.438 | 0.438 | 0.438 | 7019.4268 | 60469.6649 | 0.0014014 | 127169.3951 | 72057.01 | 355.8571 | 3092.1712 | 67489.0917 | 3448.0284 | 64041.0633 | -8015.9467 | FALSE
| 60437518 | MRO007 | MRO | 22KV | 305.78 | 11 | 40985.6902 | 8.333% | Three phase | 97.13 | 0.0030842 | 0.003318 | 0.0035704 | 0.0038428 | 0.0041368 | 0.0044542 | 0.004797 | 0.0051671 | 0.0055668 | 0.0059985 | 0.0064649 | 0.0069687 | 0.007513 | 0.0081012 | 0.0087368 | 0.0094237 | 0.010022 | 0.010022 | 0.010022 | 0.010022 | 0.40442 | 0.408 | 0.41408 | 0.41842 | 0.42033 | 0.42258 | 0.42833 | 0.43667 | 0.438 | 0.438 | 0.438 | 0.438 | 0.438 | 0.438 | 0.438 | 0.438 | 0.438 | 0.438 | 0.438 | 0.438 | 1559.3511 | 3136.81 | 0.0003273 | 29700.4114 | 16828.9142 | 83.1104 | 168.6643 | 4696.1611 | 251.7748 | 4444.3864 | -12384.5279 | FALSE
| 60437534 | MRO007 | MRO | 22KV | 1674.46 | 11 | 40985.6902 | 8.333% | Three phase | 97.13 | 0.010235 | 0.011008 | 0.011843 | 0.012744 | 0.013718 | 0.01477 | 0.015907 | 0.017135 | 0.018463 | 0.019898 | 0.021449 | 0.023126 | 0.024939 | 0.026901 | 0.029022 | 0.031316 | 0.033799 | 0.036484 | 0.039391 | 0.042536 | 0.40442 | 0.408 | 0.41408 | 0.41842 | 0.42033 | 0.42258 | 0.42833 | 0.43667 | 0.438 | 0.438 | 0.438 | 0.438 | 0.438 | 0.438 | 0.438 | 0.438 | 0.438 | 0.438 | 0.438 | 0.438 | 5355.2143 | 58964.8679 | 0.0017923 | 162640.2998 | 92155.6142 | 455.1151 | 5057.7185 | 64320.0822 | 5512.8337 | 58807.2485 | -33348.3657 | FALSE
| 60437544 | MRO007 | MRO | 22KV | 1940.81 | 11 | 40985.6902 | 8.333% | Single phase | 44.74 | 0.023194 | 0.024954 | 0.026853 | 0.028902 | 0.031114 | 0.033502 | 0.036079 | 0.038861 | 0.041866 | 0.04511 | 0.048613 | 0.052397 | 0.056484 | 0.0609 | 0.06361 | 0.06361 | 0.06361 | 0.06361 | 0.06361 | 0.06361 | 0.40442 | 0.408 | 0.41408 | 0.41842 | 0.42033 | 0.42258 | 0.42833 | 0.43667 | 0.438 | 0.438 | 0.438 | 0.438 | 0.438 | 0.438 | 0.438 | 0.438 | 0.438 | 0.438 | 0.438 | 0.438 | 11172.3616 | 65748.7622 | 0.0020774 | 86831.8394 | 49200.8531 | 527.5085 | 3129.7795 | 76921.1238 | 3657.288 | 73263.8358 | 24062.9827 | TRUE
| 60437575 | MRO007 | MRO | 22KV | 65.95 | 11 | 40985.6902 | 8.333% | Three phase | 97.13 | 0.0003929 | 0.00042983 | 0.00047043 | 0.00051509 | 0.0005642 | 0.00061824 | 0.00067771 | 0.00074316 | 0.00081522 | 0.00089456 | 0.00098194 | 0.0010782 | 0.0011842 | 0.0013011 | 0.0014299 | 0.0015718 | 0.0017284 | 0.0019009 | 0.0020912 | 0.0021615 | 0.40442 | 0.408 | 0.41408 | 0.41842 | 0.42033 | 0.42258 | 0.42833 | 0.43667 | 0.438 | 0.438 | 0.438 | 0.438 | 0.438 | 0.438 | 0.438 | 0.438 | 0.438 | 0.438 | 0.438 | 0.438 | 249.8185 | 108.1457 | 7.0591e-05 | 6405.7235 | 3629.6255 | 17.9251 | 7.8458 | 357.9643 | 25.7708 | 332.1934 | -3297.4321 | FALSE
| 60437577 | MRO007 | MRO | 22KV | 600.92 | 11 | 40985.6902 | 8.333% | Single phase | 44.74 | 0.0060611 | 0.0065206 | 0.0070166 | 0.0075518 | 0.0081297 | 0.0087535 | 0.009427 | 0.010154 | 0.01094 | 0.011788 | 0.012705 | 0.013695 | 0.014765 | 0.01592 | 0.01717 | 0.01852 | 0.019695 | 0.019695 | 0.019695 | 0.019695 | 0.40442 | 0.408 | 0.41408 | 0.41842 | 0.42033 | 0.42258 | 0.42833 | 0.43667 | 0.438 | 0.438 | 0.438 | 0.438 | 0.438 | 0.438 | 0.438 | 0.438 | 0.438 | 0.438 | 0.438 | 0.438 | 3064.4427 | 5580.1512 | 0.00064321 | 26885.1608 | 15233.7306 | 163.3289 | 300.0413 | 8644.5939 | 463.3702 | 8181.2237 | -7052.5069 | FALSE
| 60437606 | MRO007 | MRO | 22KV | 1060.26 | 11 | 40985.6902 | 8.333% | Three phase | 97.13 | 0.0088068 | 0.0096406 | 0.010557 | 0.011565 | 0.012674 | 0.013893 | 0.015235 | 0.016712 | 0.018337 | 0.020126 | 0.022095 | 0.024264 | 0.026653 | 0.029284 | 0.032183 | 0.03475 | 0.03475 | 0.03475 | 0.03475 | 0.03475 | 0.40442 | 0.408 | 0.41408 | 0.41842 | 0.42033 | 0.42258 | 0.42833 | 0.43667 | 0.438 | 0.438 | 0.438 | 0.438 | 0.438 | 0.438 | 0.438 | 0.438 | 0.438 | 0.438 | 0.438 | 0.438 | 5246.722 | 36542.1738 | 0.0011349 | 102983.0538 | 58352.4907 | 288.1767 | 2027.8221 | 41788.8958 | 2315.9988 | 39472.8969 | -18879.5937 | FALSE
| 60437636 | MRO008 | MRO | 22KV | 63.41 | 9 | 40985.6902 | 10% | Three phase | 97.13 | 0.00037777 | 0.00041328 | 0.00045232 | 0.00049525 | 0.00054247 | 0.00059443 | 0.00065161 | 0.00071454 | 0.00078382 | 0.0008601 | 0.00094412 | 0.0010367 | 0.0011386 | 0.001251 | 0.0013748 | 0.0015113 | 0.0016618 | 0.0018277 | 0.0020107 | 0.0020782 | 0.6143 | 0.617 | 0.6224 | 0.6261 | 0.6254 | 0.6271 | 0.6321 | 0.6371 | 0.6385 | 0.6385 | 0.6385 | 0.6385 | 0.6385 | 0.6385 | 0.6385 | 0.6385 | 0.6385 | 0.6385 | 0.6385 | 0.6385 | 352.1353 | 99.9759 | 6.7872e-05 | 6159.0133 | 3489.834 | 25.4122 | 7.253 | 452.1112 | 32.6653 | 419.4459 | -3070.3881 | FALSE
| 60437645 | MRO008 | MRO | 22KV | 1850.59 | 9 | 40985.6902 | 10% | Single phase | 44.74 | 0.013348 | 0.014358 | 0.015448 | 0.016625 | 0.017896 | 0.019269 | 0.020752 | 0.022354 | 0.024085 | 0.025955 | 0.027977 | 0.030162 | 0.032525 | 0.035079 | 0.03784 | 0.040826 | 0.044055 | 0.047548 | 0.051327 | 0.055414 | 0.6143 | 0.617 | 0.6224 | 0.6261 | 0.6254 | 0.6271 | 0.6321 | 0.6371 | 0.6385 | 0.6385 | 0.6385 | 0.6385 | 0.6385 | 0.6385 | 0.6385 | 0.6385 | 0.6385 | 0.6385 | 0.6385 | 0.6385 | 10246.662 | 39141.2262 | 0.0019808 | 82795.3966 | 46913.7147 | 741.6428 | 2845.5624 | 49387.8881 | 3587.2052 | 45800.6829 | -1113.0318 | FALSE
| 60437646 | MRO008 | MRO | 22KV | 819.14 | 9 | 40985.6902 | 10% | Single phase | 44.74 | 0.0059083 | 0.0063553 | 0.0068378 | 0.0073588 | 0.0079214 | 0.0085291 | 0.0091855 | 0.0098946 | 0.010661 | 0.011489 | 0.012384 | 0.013351 | 0.014397 | 0.015527 | 0.016749 | 0.018071 | 0.019501 | 0.021047 | 0.022719 | 0.024528 | 0.6143 | 0.617 | 0.6224 | 0.6261 | 0.6254 | 0.6271 | 0.6321 | 0.6371 | 0.6385 | 0.6385 | 0.6385 | 0.6385 | 0.6385 | 0.6385 | 0.6385 | 0.6385 | 0.6385 | 0.6385 | 0.6385 | 0.6385 | 4535.5539 | 7668.8505 | 0.00087678 | 36648.3236 | 20765.7559 | 328.2787 | 557.5245 | 12204.4044 | 885.8032 | 11318.6012 | -9447.1548 | FALSE
| 60437648 | MRO008 | MRO | 22KV | 1151.35 | 9 | 40985.6902 | 10% | Three phase | 97.13 | 0.010666 | 0.011441 | 0.012274 | 0.013171 | 0.014137 | 0.015176 | 0.016295 | 0.0175 | 0.018797 | 0.020194 | 0.021698 | 0.023318 | 0.025063 | 0.026944 | 0.028969 | 0.031152 | 0.033504 | 0.036038 | 0.037735 | 0.037735 | 0.6143 | 0.617 | 0.6224 | 0.6261 | 0.6254 | 0.6271 | 0.6321 | 0.6371 | 0.6385 | 0.6385 | 0.6385 | 0.6385 | 0.6385 | 0.6385 | 0.6385 | 0.6385 | 0.6385 | 0.6385 | 0.6385 | 0.6385 | 7853.8407 | 40530.4781 | 0.0012324 | 111830.6255 | 63365.7217 | 461.4153 | 2391.2216 | 48384.3188 | 2852.6369 | 45531.6819 | -17834.0399 | FALSE
| 60437649 | MRO008 | MRO | 22KV | 1193.21 | 9 | 40985.6902 | 10% | Three phase | 97.13 | 0.011054 | 0.011857 | 0.012721 | 0.01365 | 0.014651 | 0.015728 | 0.016888 | 0.018136 | 0.01948 | 0.020928 | 0.022487 | 0.024166 | 0.025975 | 0.027923 | 0.030022 | 0.032284 | 0.034722 | 0.037349 | 0.039107 | 0.039107 | 0.6143 | 0.617 | 0.6224 | 0.6261 | 0.6254 | 0.6271 | 0.6321 | 0.6371 | 0.6385 | 0.6385 | 0.6385 | 0.6385 | 0.6385 | 0.6385 | 0.6385 | 0.6385 | 0.6385 | 0.6385 | 0.6385 | 0.6385 | 8139.3853 | 43531.2126 | 0.0012772 | 115896.4873 | 65669.5295 | 478.1911 | 2568.2593 | 51670.5979 | 3046.4504 | 48624.1475 | -17045.3821 | FALSE
| 60437650 | MRO008 | MRO | 22KV | 494.49 | 9 | 40985.6902 | 10% | Three phase | 97.13 | 0.0045808 | 0.0049136 | 0.0052717 | 0.005657 | 0.0060717 | 0.0065181 | 0.0069986 | 0.007516 | 0.008073 | 0.0086729 | 0.009319 | 0.010015 | 0.010764 | 0.011572 | 0.012442 | 0.013379 | 0.014389 | 0.015478 | 0.016207 | 0.016207 | 0.6143 | 0.617 | 0.6224 | 0.6261 | 0.6254 | 0.6271 | 0.6321 | 0.6371 | 0.6385 | 0.6385 | 0.6385 | 0.6385 | 0.6385 | 0.6385 | 0.6385 | 0.6385 | 0.6385 | 0.6385 | 0.6385 | 0.6385 | 3373.1234 | 7476.2191 | 0.00052929 | 48029.8137 | 27214.7616 | 198.1719 | 441.0828 | 10849.3426 | 639.2547 | 10210.0879 | -17004.6737 | FALSE
| 60437651 | MRO008 | MRO | 22KV | 281.6 | 9 | 40985.6902 | 10% | Three phase | 97.13 | 0.0026087 | 0.0027982 | 0.0030021 | 0.0032215 | 0.0034577 | 0.0037119 | 0.0039855 | 0.0042802 | 0.0045974 | 0.004939 | 0.0053069 | 0.0057032 | 0.0061301 | 0.0065899 | 0.0070854 | 0.0076192 | 0.0081944 | 0.0088144 | 0.0092294 | 0.0092294 | 0.6143 | 0.617 | 0.6224 | 0.6261 | 0.6254 | 0.6271 | 0.6321 | 0.6371 | 0.6385 | 0.6385 | 0.6385 | 0.6385 | 0.6385 | 0.6385 | 0.6385 | 0.6385 | 0.6385 | 0.6385 | 0.6385 | 0.6385 | 1920.9116 | 2424.5564 | 0.00030142 | 27351.808 | 15498.1433 | 112.8541 | 143.0442 | 4345.468 | 255.8983 | 4089.5697 | -11408.5736 | FALSE
| 60437652 | MRO008 | MRO | 22KV | 910.64 | 9 | 40985.6902 | 10% | Three phase | 97.13 | 0.008436 | 0.0090488 | 0.0097082 | 0.010418 | 0.011181 | 0.012003 | 0.012888 | 0.013841 | 0.014867 | 0.015972 | 0.017162 | 0.018443 | 0.019823 | 0.021311 | 0.022913 | 0.024639 | 0.026499 | 0.028504 | 0.029846 | 0.029846 | 0.6143 | 0.617 | 0.6224 | 0.6261 | 0.6254 | 0.6271 | 0.6321 | 0.6371 | 0.6385 | 0.6385 | 0.6385 | 0.6385 | 0.6385 | 0.6385 | 0.6385 | 0.6385 | 0.6385 | 0.6385 | 0.6385 | 0.6385 | 6211.8569 | 25354.8147 | 0.00097472 | 88450.4632 | 50118.0013 | 364.9483 | 1495.8862 | 31566.6717 | 1860.8345 | 29705.8372 | -20412.1641 | FALSE
| 60437653 | MRO008 | MRO | 22KV | 99.49 | 9 | 40985.6902 | 10% | Three phase | 97.13 | 0.00092165 | 0.0009886 | 0.0010606 | 0.0011382 | 0.0012216 | 0.0013114 | 0.0014081 | 0.0015122 | 0.0016243 | 0.001745 | 0.001875 | 0.002015 | 0.0021658 | 0.0023282 | 0.0025033 | 0.0026919 | 0.0028951 | 0.0031141 | 0.0032608 | 0.0032608 | 0.6143 | 0.617 | 0.6224 | 0.6261 | 0.6254 | 0.6271 | 0.6321 | 0.6371 | 0.6385 | 0.6385 | 0.6385 | 0.6385 | 0.6385 | 0.6385 | 0.6385 | 0.6385 | 0.6385 | 0.6385 | 0.6385 | 0.6385 | 678.663 | 302.6397 | 0.00010649 | 9663.4637 | 5475.5336 | 39.8716 | 17.8552 | 981.3026 | 57.7268 | 923.5758 | -4551.9578 | FALSE
| 60437654 | MRO008 | MRO | 22KV | 2406.16 | 9 | 40985.6902 | 10% | Three phase | 97.13 | 0.02229 | 0.023909 | 0.025652 | 0.027527 | 0.029544 | 0.031717 | 0.034055 | 0.036572 | 0.039283 | 0.042202 | 0.045346 | 0.048732 | 0.052379 | 0.056308 | 0.060542 | 0.065103 | 0.070018 | 0.075315 | 0.078861 | 0.078861 | 0.6143 | 0.617 | 0.6224 | 0.6261 | 0.6254 | 0.6271 | 0.6321 | 0.6371 | 0.6385 | 0.6385 | 0.6385 | 0.6385 | 0.6385 | 0.6385 | 0.6385 | 0.6385 | 0.6385 | 0.6385 | 0.6385 | 0.6385 | 16413.4253 | 177017.4179 | 0.0025755 | 233710.3208 | 132425.4701 | 964.2932 | 10443.6933 | 193430.8433 | 11407.9865 | 182022.8568 | 49597.3867 | TRUE
| 60437690 | MRO008 | MRO | 22KV | 1018.38 | 9 | 40985.6902 | 10% | Three phase | 97.13 | 0.0079836 | 0.0085879 | 0.0092403 | 0.0099446 | 0.010705 | 0.011526 | 0.012414 | 0.013372 | 0.014407 | 0.015526 | 0.016734 | 0.018041 | 0.019453 | 0.020979 | 0.022629 | 0.024413 | 0.026342 | 0.028429 | 0.030685 | 0.033125 | 0.6143 | 0.617 | 0.6224 | 0.6261 | 0.6254 | 0.6271 | 0.6321 | 0.6371 | 0.6385 | 0.6385 | 0.6385 | 0.6385 | 0.6385 | 0.6385 | 0.6385 | 0.6385 | 0.6385 | 0.6385 | 0.6385 | 0.6385 | 6128.0283 | 27965.9976 | 0.00109 | 98915.2494 | 56047.5822 | 408.1262 | 1870.7891 | 34094.0258 | 2278.9153 | 31815.1106 | -24232.4716 | FALSE
| 60437701 | MRO008 | MRO | 22KV | 530.96 | 9 | 40985.6902 | 10% | Three phase | 97.13 | 0.0039453 | 0.004318 | 0.0047277 | 0.0051783 | 0.0056738 | 0.006219 | 0.0068188 | 0.007479 | 0.0082056 | 0.0090056 | 0.0098864 | 0.010856 | 0.011925 | 0.013102 | 0.014399 | 0.015828 | 0.017402 | 0.017402 | 0.017402 | 0.017402 | 0.6143 | 0.617 | 0.6224 | 0.6261 | 0.6254 | 0.6271 | 0.6321 | 0.6371 | 0.6385 | 0.6385 | 0.6385 | 0.6385 | 0.6385 | 0.6385 | 0.6385 | 0.6385 | 0.6385 | 0.6385 | 0.6385 | 0.6385 | 3552.389 | 8446.8145 | 0.00056832 | 51572.1448 | 29221.9252 | 212.7876 | 508.5442 | 11999.2035 | 721.3318 | 11277.8717 | -17944.0536 | FALSE
| 60437720 | MRO008 | MRO | 22KV | 287.67 | 9 | 40985.6902 | 10% | Three phase | 97.13 | 0.0029015 | 0.0031215 | 0.0033589 | 0.0036152 | 0.0038918 | 0.0041904 | 0.0045129 | 0.0048611 | 0.0052371 | 0.0056433 | 0.006082 | 0.006556 | 0.0070681 | 0.0076214 | 0.0082194 | 0.0088656 | 0.0094283 | 0.0094283 | 0.0094283 | 0.0094283 | 0.6143 | 0.617 | 0.6224 | 0.6261 | 0.6254 | 0.6271 | 0.6321 | 0.6371 | 0.6385 | 0.6385 | 0.6385 | 0.6385 | 0.6385 | 0.6385 | 0.6385 | 0.6385 | 0.6385 | 0.6385 | 0.6385 | 0.6385 | 2153.1454 | 2776.2541 | 0.00030791 | 27941.3871 | 15832.2119 | 115.2867 | 149.2775 | 4929.3995 | 264.5642 | 4664.8353 | -11167.3766 | FALSE
| 60437721 | MRO008 | MRO | 22KV | 118.02 | 9 | 40985.6902 | 10% | Three phase | 97.13 | 0.0011904 | 0.0012806 | 0.001378 | 0.0014832 | 0.0015967 | 0.0017192 | 0.0018515 | 0.0019943 | 0.0021486 | 0.0023152 | 0.0024952 | 0.0026897 | 0.0028998 | 0.0031268 | 0.0033721 | 0.0036372 | 0.0038681 | 0.0038681 | 0.0038681 | 0.0038681 | 0.6143 | 0.617 | 0.6224 | 0.6261 | 0.6254 | 0.6271 | 0.6321 | 0.6371 | 0.6385 | 0.6385 | 0.6385 | 0.6385 | 0.6385 | 0.6385 | 0.6385 | 0.6385 | 0.6385 | 0.6385 | 0.6385 | 0.6385 | 883.3532 | 467.2844 | 0.00012632 | 11463.2826 | 6495.3511 | 47.2977 | 25.1256 | 1350.6376 | 72.4233 | 1278.2143 | -5217.1368 | FALSE
| 60437722 | MRO008 | MRO | 22KV | 677.34 | 9 | 40985.6902 | 10% | Three phase | 97.13 | 0.0068319 | 0.0073499 | 0.0079089 | 0.0085122 | 0.0091635 | 0.0098667 | 0.010626 | 0.011446 | 0.012331 | 0.013287 | 0.014321 | 0.015437 | 0.016642 | 0.017945 | 0.019353 | 0.020875 | 0.0222 | 0.0222 | 0.0222 | 0.0222 | 0.6143 | 0.617 | 0.6224 | 0.6261 | 0.6254 | 0.6271 | 0.6321 | 0.6371 | 0.6385 | 0.6385 | 0.6385 | 0.6385 | 0.6385 | 0.6385 | 0.6385 | 0.6385 | 0.6385 | 0.6385 | 0.6385 | 0.6385 | 5069.7379 | 15391.5908 | 0.000725 | 65790.0342 | 37278.0979 | 271.4509 | 827.5963 | 20461.3287 | 1099.0472 | 19362.2814 | -17915.8164 | FALSE
| 60437749 | MRO008 | MRO | 22KV | 1920.33 | 9 | 40985.6902 | 10% | Single phase | 44.74 | 0.019369 | 0.020838 | 0.022422 | 0.024133 | 0.02598 | 0.027973 | 0.030126 | 0.03245 | 0.03496 | 0.037671 | 0.0406 | 0.043764 | 0.047183 | 0.050876 | 0.054868 | 0.059182 | 0.062938 | 0.062938 | 0.062938 | 0.062938 | 0.6143 | 0.617 | 0.6224 | 0.6261 | 0.6254 | 0.6271 | 0.6321 | 0.6371 | 0.6385 | 0.6385 | 0.6385 | 0.6385 | 0.6385 | 0.6385 | 0.6385 | 0.6385 | 0.6385 | 0.6385 | 0.6385 | 0.6385 | 14373.2392 | 56985.5029 | 0.0020555 | 85915.5642 | 48681.6711 | 769.5919 | 3064.0753 | 71358.742 | 3833.6671 | 67525.0749 | 18843.4038 | TRUE
| 60437758 | MRO008 | MRO | 22KV | 492.56 | 9 | 40985.6902 | 10% | Three phase | 97.13 | 0.0028734 | 0.0030852 | 0.0033135 | 0.0035596 | 0.003825 | 0.0041112 | 0.0044199 | 0.0047529 | 0.0051122 | 0.0054998 | 0.0059182 | 0.0063698 | 0.0068572 | 0.0073834 | 0.0079516 | 0.0085651 | 0.0092276 | 0.0099432 | 0.010716 | 0.011551 | 0.6143 | 0.617 | 0.6224 | 0.6261 | 0.6254 | 0.6271 | 0.6321 | 0.6371 | 0.6385 | 0.6385 | 0.6385 | 0.6385 | 0.6385 | 0.6385 | 0.6385 | 0.6385 | 0.6385 | 0.6385 | 0.6385 | 0.6385 | 2164.8358 | 4778.8288 | 0.00052722 | 47842.3528 | 27108.5421 | 197.3984 | 437.6464 | 6943.6646 | 635.0449 | 6308.6197 | -20799.9223 | FALSE
| 60437759 | MRO008 | MRO | 22KV | 414.57 | 9 | 40985.6902 | 10% | Three phase | 97.13 | 0.0024184 | 0.0025967 | 0.0027888 | 0.002996 | 0.0032193 | 0.0034602 | 0.00372 | 0.0040003 | 0.0043027 | 0.004629 | 0.0049811 | 0.0053612 | 0.0057715 | 0.0062144 | 0.0066925 | 0.0072089 | 0.0077665 | 0.0083688 | 0.0090194 | 0.0097222 | 0.6143 | 0.617 | 0.6224 | 0.6261 | 0.6254 | 0.6271 | 0.6321 | 0.6371 | 0.6385 | 0.6385 | 0.6385 | 0.6385 | 0.6385 | 0.6385 | 0.6385 | 0.6385 | 0.6385 | 0.6385 | 0.6385 | 0.6385 | 1822.0643 | 3385.3138 | 0.00044374 | 40267.1841 | 22816.2829 | 166.1432 | 310.0279 | 5207.3781 | 476.1711 | 4731.207 | -18085.0759 | FALSE
| 60437777 | MRO008 | MRO | 22KV | 3337.45 | 9 | 40985.6902 | 10% | Three phase | 97.13 | 0.030917 | 0.033163 | 0.03558 | 0.038181 | 0.040979 | 0.043992 | 0.047236 | 0.050727 | 0.054487 | 0.058536 | 0.062896 | 0.067593 | 0.072652 | 0.078102 | 0.083974 | 0.090301 | 0.097118 | 0.10447 | 0.10938 | 0.10938 | 0.6143 | 0.617 | 0.6224 | 0.6261 | 0.6254 | 0.6271 | 0.6321 | 0.6371 | 0.6385 | 0.6385 | 0.6385 | 0.6385 | 0.6385 | 0.6385 | 0.6385 | 0.6385 | 0.6385 | 0.6385 | 0.6385 | 0.6385 | 22766.1446 | 340562.2701 | 0.0035723 | 324166.5185 | 183679.9653 | 1337.5172 | 20092.5306 | 363328.4147 | 21430.0478 | 341898.3669 | 158218.4016 | TRUE
| 60437779 | MRO008 | MRO | 22KV | 517.8 | 9 | 40985.6902 | 10% | Single phase | 44.74 | 0.0048003 | 0.0051641 | 0.0055567 | 0.0059805 | 0.0064381 | 0.0069321 | 0.0074655 | 0.0080416 | 0.0086639 | 0.0093361 | 0.010062 | 0.010847 | 0.011695 | 0.012611 | 0.013601 | 0.014672 | 0.015829 | 0.016971 | 0.016971 | 0.016971 | 0.6143 | 0.617 | 0.6224 | 0.6261 | 0.6254 | 0.6271 | 0.6321 | 0.6371 | 0.6385 | 0.6385 | 0.6385 | 0.6385 | 0.6385 | 0.6385 | 0.6385 | 0.6385 | 0.6385 | 0.6385 | 0.6385 | 0.6385 | 3622.7337 | 3872.4548 | 0.00055424 | 23166.372 | 13126.5821 | 207.5136 | 222.7777 | 7495.1886 | 430.2914 | 7064.8972 | -6061.6849 | FALSE
| 60437788 | MRO008 | MRO | 22KV | 2539.05 | 9 | 40985.6902 | 10% | Three phase | 97.13 | 0.02561 | 0.027551 | 0.029647 | 0.031909 | 0.03435 | 0.036986 | 0.039832 | 0.042905 | 0.046224 | 0.049809 | 0.053681 | 0.057865 | 0.062385 | 0.067268 | 0.072546 | 0.07825 | 0.083217 | 0.083217 | 0.083217 | 0.083217 | 0.6143 | 0.617 | 0.6224 | 0.6261 | 0.6254 | 0.6271 | 0.6321 | 0.6371 | 0.6385 | 0.6385 | 0.6385 | 0.6385 | 0.6385 | 0.6385 | 0.6385 | 0.6385 | 0.6385 | 0.6385 | 0.6385 | 0.6385 | 19004.2195 | 216278.1107 | 0.0027177 | 246617.9265 | 139739.2068 | 1017.5502 | 11629.1403 | 235282.3302 | 12646.6905 | 222635.6398 | 82896.4329 | TRUE
| 60437789 | MRO008 | MRO | 22KV | 357.58 | 9 | 40985.6902 | 10% | Three phase | 97.13 | 0.0025374 | 0.002789 | 0.003067 | 0.0033741 | 0.0037134 | 0.0040884 | 0.004503 | 0.0049614 | 0.0054684 | 0.0060293 | 0.0066498 | 0.0073364 | 0.0080965 | 0.0089378 | 0.0098693 | 0.010901 | 0.01172 | 0.01172 | 0.01172 | 0.01172 | 0.6143 | 0.617 | 0.6224 | 0.6261 | 0.6254 | 0.6271 | 0.6321 | 0.6371 | 0.6385 | 0.6385 | 0.6385 | 0.6385 | 0.6385 | 0.6385 | 0.6385 | 0.6385 | 0.6385 | 0.6385 | 0.6385 | 0.6385 | 2381.3153 | 3812.6808 | 0.00038274 | 34731.7454 | 19679.7801 | 143.3038 | 230.649 | 6193.9962 | 373.9528 | 5820.0433 | -13859.7367 | FALSE
| 60437792 | MRO008 | MRO | 22KV | 1663.97 | 9 | 40985.6902 | 10% | Three phase | 97.13 | 0.015415 | 0.016534 | 0.017739 | 0.019036 | 0.020431 | 0.021933 | 0.02355 | 0.025291 | 0.027166 | 0.029185 | 0.031359 | 0.0337 | 0.036223 | 0.03894 | 0.041867 | 0.045022 | 0.048421 | 0.052084 | 0.054536 | 0.054536 | 0.6143 | 0.617 | 0.6224 | 0.6261 | 0.6254 | 0.6271 | 0.6321 | 0.6371 | 0.6385 | 0.6385 | 0.6385 | 0.6385 | 0.6385 | 0.6385 | 0.6385 | 0.6385 | 0.6385 | 0.6385 | 0.6385 | 0.6385 | 11350.6364 | 84656.046 | 0.0017811 | 161621.4061 | 91578.2864 | 666.853 | 4994.5468 | 96006.6824 | 5661.3998 | 90345.2827 | -1233.0037 | FALSE
| 60437802 | MRO008 | MRO | 22KV | 2686.53 | 9 | 40985.6902 | 10% | Three phase | 97.13 | 0.023752 | 0.025512 | 0.027408 | 0.029452 | 0.031654 | 0.034029 | 0.036589 | 0.039349 | 0.042326 | 0.045536 | 0.048999 | 0.052734 | 0.056764 | 0.061112 | 0.065803 | 0.070866 | 0.076331 | 0.082229 | 0.08805 | 0.08805 | 0.6143 | 0.617 | 0.6224 | 0.6261 | 0.6254 | 0.6271 | 0.6321 | 0.6371 | 0.6385 | 0.6385 | 0.6385 | 0.6385 | 0.6385 | 0.6385 | 0.6385 | 0.6385 | 0.6385 | 0.6385 | 0.6385 | 0.6385 | 17805.2283 | 214383.8589 | 0.0028756 | 260942.6589 | 147855.9191 | 1076.6543 | 13019.3257 | 232189.0871 | 14095.98 | 218093.1071 | 70237.188 | TRUE
| 60437804 | MRO008 | MRO | 22KV | 178.9 | 9 | 40985.6902 | 10% | Single phase | 44.74 | 0.0018044 | 0.0019413 | 0.0020889 | 0.0022483 | 0.0024203 | 0.002606 | 0.0028065 | 0.0030231 | 0.0032569 | 0.0035095 | 0.0037824 | 0.0040771 | 0.0043956 | 0.0047397 | 0.0051116 | 0.0055134 | 0.0058634 | 0.0058634 | 0.0058634 | 0.0058634 | 0.6143 | 0.617 | 0.6224 | 0.6261 | 0.6254 | 0.6271 | 0.6321 | 0.6371 | 0.6385 | 0.6385 | 0.6385 | 0.6385 | 0.6385 | 0.6385 | 0.6385 | 0.6385 | 0.6385 | 0.6385 | 0.6385 | 0.6385 | 1339.0264 | 494.5763 | 0.00019149 | 8003.986 | 4535.2366 | 71.696 | 26.5931 | 1833.6027 | 98.2891 | 1735.3136 | -2799.923 | FALSE
| 60437810 | MRO008 | MRO | 22KV | 2087.45 | 9 | 40985.6902 | 10% | Three phase | 97.13 | 0.019338 | 0.020742 | 0.022254 | 0.02388 | 0.025631 | 0.027515 | 0.029544 | 0.031728 | 0.03408 | 0.036612 | 0.039339 | 0.042277 | 0.045441 | 0.04885 | 0.052523 | 0.05648 | 0.060744 | 0.065339 | 0.068416 | 0.068416 | 0.6143 | 0.617 | 0.6224 | 0.6261 | 0.6254 | 0.6271 | 0.6321 | 0.6371 | 0.6385 | 0.6385 | 0.6385 | 0.6385 | 0.6385 | 0.6385 | 0.6385 | 0.6385 | 0.6385 | 0.6385 | 0.6385 | 0.6385 | 14239.3709 | 133229.1201 | 0.0022343 | 202754.0185 | 114884.9402 | 836.5669 | 7860.2664 | 147468.491 | 8696.8333 | 138771.6577 | 23886.7175 | TRUE
| 60437811 | MRO008 | MRO | 22KV | 423.98 | 9 | 40985.6902 | 10% | Three phase | 97.13 | 0.0039466 | 0.0042903 | 0.0046653 | 0.0050746 | 0.0055213 | 0.006009 | 0.0065416 | 0.0071231 | 0.0077582 | 0.008452 | 0.0092099 | 0.010038 | 0.010943 | 0.011932 | 0.013013 | 0.013896 | 0.013896 | 0.013896 | 0.013896 | 0.013896 | 0.6143 | 0.617 | 0.6224 | 0.6261 | 0.6254 | 0.6271 | 0.6321 | 0.6371 | 0.6385 | 0.6385 | 0.6385 | 0.6385 | 0.6385 | 0.6385 | 0.6385 | 0.6385 | 0.6385 | 0.6385 | 0.6385 | 0.6385 | 3195.8638 | 6071.0381 | 0.00045381 | 41181.1774 | 23334.1718 | 169.9143 | 324.2618 | 9266.9018 | 494.1762 | 8772.7257 | -14561.4461 | FALSE
| 60437812 | MRO008 | MRO | 22KV | 43.99 | 9 | 40985.6902 | 10% | Three phase | 97.13 | 0.00040948 | 0.00044514 | 0.00048405 | 0.00052651 | 0.00057287 | 0.00062347 | 0.00067872 | 0.00073905 | 0.00080495 | 0.00087693 | 0.00095557 | 0.0010415 | 0.0011354 | 0.001238 | 0.0013502 | 0.0014418 | 0.0014418 | 0.0014418 | 0.0014418 | 0.0014418 | 0.6143 | 0.617 | 0.6224 | 0.6261 | 0.6254 | 0.6271 | 0.6321 | 0.6371 | 0.6385 | 0.6385 | 0.6385 | 0.6385 | 0.6385 | 0.6385 | 0.6385 | 0.6385 | 0.6385 | 0.6385 | 0.6385 | 0.6385 | 331.5865 | 65.3552 | 4.7085e-05 | 4272.7487 | 2421.0345 | 17.6294 | 3.4907 | 396.9417 | 21.1201 | 375.8216 | -2045.213 | FALSE
| 60437813 | MRO008 | MRO | 22KV | 707.32 | 9 | 40985.6902 | 10% | Three phase | 97.13 | 0.006565 | 0.0070488 | 0.0075698 | 0.008131 | 0.0087357 | 0.0093872 | 0.010089 | 0.010846 | 0.011662 | 0.012541 | 0.013488 | 0.01451 | 0.015612 | 0.016801 | 0.018082 | 0.019465 | 0.020956 | 0.022565 | 0.023182 | 0.023182 | 0.6143 | 0.617 | 0.6224 | 0.6261 | 0.6254 | 0.6271 | 0.6321 | 0.6371 | 0.6385 | 0.6385 | 0.6385 | 0.6385 | 0.6385 | 0.6385 | 0.6385 | 0.6385 | 0.6385 | 0.6385 | 0.6385 | 0.6385 | 4873.1564 | 15449.1013 | 0.00075709 | 68701.9916 | 38928.0777 | 283.4657 | 902.4787 | 20322.2577 | 1185.9444 | 19136.3132 | -19791.7645 | FALSE
| 60437814 | MRO008 | MRO | 22KV | 66.25 | 9 | 40985.6902 | 10% | Three phase | 97.13 | 0.0006149 | 0.00066021 | 0.00070901 | 0.00076158 | 0.00081821 | 0.00087924 | 0.000945 | 0.0010159 | 0.0010923 | 0.0011746 | 0.0012634 | 0.0013591 | 0.0014623 | 0.0015736 | 0.0016937 | 0.0018231 | 0.0019628 | 0.0021135 | 0.0021713 | 0.0021713 | 0.6143 | 0.617 | 0.6224 | 0.6261 | 0.6254 | 0.6271 | 0.6321 | 0.6371 | 0.6385 | 0.6385 | 0.6385 | 0.6385 | 0.6385 | 0.6385 | 0.6385 | 0.6385 | 0.6385 | 0.6385 | 0.6385 | 0.6385 | 456.4364 | 135.5324 | 7.0912e-05 | 6434.8625 | 3646.1363 | 26.5504 | 7.9173 | 591.9688 | 34.4677 | 557.5012 | -3088.6352 | FALSE
| 60437815 | MRO008 | MRO | 22KV | 293.15 | 9 | 40985.6902 | 10% | Three phase | 97.13 | 0.0027209 | 0.0029214 | 0.0031373 | 0.0033699 | 0.0036205 | 0.0038905 | 0.0041815 | 0.0044951 | 0.0048331 | 0.0051975 | 0.0055903 | 0.0060139 | 0.0064706 | 0.0069631 | 0.0074943 | 0.0080672 | 0.0086852 | 0.0093519 | 0.0096079 | 0.0096079 | 0.6143 | 0.617 | 0.6224 | 0.6261 | 0.6254 | 0.6271 | 0.6321 | 0.6371 | 0.6385 | 0.6385 | 0.6385 | 0.6385 | 0.6385 | 0.6385 | 0.6385 | 0.6385 | 0.6385 | 0.6385 | 0.6385 | 0.6385 | 2019.6881 | 2653.6958 | 0.00031378 | 28473.6595 | 16133.8093 | 117.4829 | 155.019 | 4673.3839 | 272.5018 | 4400.8821 | -11732.9272 | FALSE
| 60437819 | MRO008 | MRO | 22KV | 1048.86 | 9 | 40985.6902 | 10% | Three phase | 97.13 | 0.012535 | 0.013486 | 0.014512 | 0.01562 | 0.016815 | 0.018105 | 0.019498 | 0.021002 | 0.022625 | 0.024378 | 0.026272 | 0.028317 | 0.030525 | 0.032912 | 0.034376 | 0.034376 | 0.034376 | 0.034376 | 0.034376 | 0.034376 | 0.6143 | 0.617 | 0.6224 | 0.6261 | 0.6254 | 0.6271 | 0.6321 | 0.6371 | 0.6385 | 0.6385 | 0.6385 | 0.6385 | 0.6385 | 0.6385 | 0.6385 | 0.6385 | 0.6385 | 0.6385 | 0.6385 | 0.6385 | 8864.8199 | 41688.2816 | 0.0011227 | 101875.7718 | 57725.08 | 420.3414 | 1984.4499 | 50553.1015 | 2404.7913 | 48148.3102 | -9576.7698 | FALSE
| 60437821 | MRO008 | MRO | 22KV | 3973.36 | 9 | 40985.6902 | 10% | Single phase | 44.74 | 0.031149 | 0.033507 | 0.036052 | 0.0388 | 0.041768 | 0.044972 | 0.048433 | 0.052172 | 0.056211 | 0.060576 | 0.065292 | 0.070389 | 0.075898 | 0.081853 | 0.088291 | 0.095252 | 0.10278 | 0.11092 | 0.11972 | 0.12924 | 0.6143 | 0.617 | 0.6224 | 0.6261 | 0.6254 | 0.6271 | 0.6321 | 0.6371 | 0.6385 | 0.6385 | 0.6385 | 0.6385 | 0.6385 | 0.6385 | 0.6385 | 0.6385 | 0.6385 | 0.6385 | 0.6385 | 0.6385 | 23909.4074 | 196096.1261 | 0.004253 | 177768.1264 | 100727.3775 | 1592.3646 | 13117.8761 | 220005.5336 | 14710.2407 | 205295.2929 | 104567.9154 | TRUE
| 60437827 | MRO008 | MRO | 22KV | 285.13 | 9 | 40985.6902 | 10% | Three phase | 97.13 | 0.0022353 | 0.0024045 | 0.0025871 | 0.0027843 | 0.0029973 | 0.0032272 | 0.0034756 | 0.0037439 | 0.0040337 | 0.0043469 | 0.0046854 | 0.0050511 | 0.0054464 | 0.0058738 | 0.0063358 | 0.0068353 | 0.0073754 | 0.0079596 | 0.0085913 | 0.0092746 | 0.6143 | 0.617 | 0.6224 | 0.6261 | 0.6254 | 0.6271 | 0.6321 | 0.6371 | 0.6385 | 0.6385 | 0.6385 | 0.6385 | 0.6385 | 0.6385 | 0.6385 | 0.6385 | 0.6385 | 0.6385 | 0.6385 | 0.6385 | 1715.7492 | 2192.282 | 0.00030519 | 27694.6769 | 15692.4204 | 114.2688 | 146.653 | 3908.0312 | 260.9218 | 3647.1095 | -12045.3109 | FALSE
| 60437837 | MRO008 | MRO | 22KV | 47.42 | 9 | 40985.6902 | 10% | Three phase | 97.13 | 0.00025322 | 0.00027695 | 0.00030305 | 0.00033175 | 0.00036332 | 0.00039806 | 0.00043629 | 0.00047837 | 0.0005247 | 0.00057572 | 0.00063191 | 0.00069382 | 0.00076203 | 0.0008372 | 0.00092007 | 0.0010114 | 0.0011121 | 0.0012232 | 0.0013457 | 0.0014809 | 0.6143 | 0.617 | 0.6224 | 0.6261 | 0.6254 | 0.6271 | 0.6321 | 0.6371 | 0.6385 | 0.6385 | 0.6385 | 0.6385 | 0.6385 | 0.6385 | 0.6385 | 0.6385 | 0.6385 | 0.6385 | 0.6385 | 0.6385 | 236.9292 | 50.3035 | 5.0757e-05 | 4605.9046 | 2609.8081 | 19.004 | 4.0563 | 287.2328 | 23.0603 | 264.1724 | -2345.6356 | FALSE
| 60437845 | MRO008 | MRO | 22KV | 231.42 | 9 | 40985.6902 | 10% | Three phase | 97.13 | 0.0021541 | 0.0023418 | 0.0025465 | 0.0027699 | 0.0030137 | 0.0032799 | 0.0035706 | 0.003888 | 0.0042346 | 0.0046133 | 0.005027 | 0.0054791 | 0.005973 | 0.0065129 | 0.0071031 | 0.0075847 | 0.0075847 | 0.0075847 | 0.0075847 | 0.0075847 | 0.6143 | 0.617 | 0.6224 | 0.6261 | 0.6254 | 0.6271 | 0.6321 | 0.6371 | 0.6385 | 0.6385 | 0.6385 | 0.6385 | 0.6385 | 0.6385 | 0.6385 | 0.6385 | 0.6385 | 0.6385 | 0.6385 | 0.6385 | 1744.3908 | 1808.731 | 0.0002477 | 22477.8246 | 12736.4358 | 92.7439 | 96.6066 | 3553.1218 | 189.3505 | 3363.7713 | -9372.6645 | FALSE
| 60437848 | MRO008 | MRO | 22KV | 774.73 | 9 | 40985.6902 | 10% | Single phase | 44.74 | 0.0051432 | 0.0055319 | 0.0059517 | 0.006405 | 0.0068946 | 0.0074234 | 0.0079947 | 0.0086119 | 0.009279 | 0.0099999 | 0.010779 | 0.011622 | 0.012532 | 0.013517 | 0.014582 | 0.015734 | 0.01698 | 0.018328 | 0.019786 | 0.021363 | 0.6143 | 0.617 | 0.6224 | 0.6261 | 0.6254 | 0.6271 | 0.6321 | 0.6371 | 0.6385 | 0.6385 | 0.6385 | 0.6385 | 0.6385 | 0.6385 | 0.6385 | 0.6385 | 0.6385 | 0.6385 | 0.6385 | 0.6385 | 3948.5027 | 6314.2848 | 0.00082925 | 34661.4202 | 19639.9322 | 310.481 | 498.7104 | 10262.7874 | 809.1914 | 9453.5961 | -10186.3362 | FALSE
| 60437851 | MRO008 | MRO | 22KV | 1837.59 | 9 | 40985.6902 | 10% | Single phase | 44.74 | 0.014406 | 0.015496 | 0.016673 | 0.017944 | 0.019317 | 0.020799 | 0.022399 | 0.024128 | 0.025996 | 0.028015 | 0.030196 | 0.032553 | 0.035101 | 0.037855 | 0.040833 | 0.044052 | 0.047533 | 0.051297 | 0.055369 | 0.059772 | 0.6143 | 0.617 | 0.6224 | 0.6261 | 0.6254 | 0.6271 | 0.6321 | 0.6371 | 0.6385 | 0.6385 | 0.6385 | 0.6385 | 0.6385 | 0.6385 | 0.6385 | 0.6385 | 0.6385 | 0.6385 | 0.6385 | 0.6385 | 11057.5654 | 41942.1241 | 0.0019669 | 82213.7766 | 46584.1559 | 736.433 | 2805.7239 | 52999.6895 | 3542.1568 | 49457.5327 | 2873.3768 | TRUE
| 60437852 | MRO008 | MRO | 22KV | 369.74 | 9 | 40985.6902 | 10% | Single phase | 44.74 | 0.0028986 | 0.003118 | 0.0033548 | 0.0036106 | 0.0038867 | 0.0041849 | 0.0045069 | 0.0048549 | 0.0052307 | 0.0056368 | 0.0060757 | 0.00655 | 0.0070626 | 0.0076168 | 0.0082159 | 0.0088636 | 0.009564 | 0.010321 | 0.011141 | 0.012027 | 0.6143 | 0.617 | 0.6224 | 0.6261 | 0.6254 | 0.6271 | 0.6321 | 0.6371 | 0.6385 | 0.6385 | 0.6385 | 0.6385 | 0.6385 | 0.6385 | 0.6385 | 0.6385 | 0.6385 | 0.6385 | 0.6385 | 0.6385 | 2224.8838 | 1698.0327 | 0.00039576 | 16542.1676 | 9373.1604 | 148.1771 | 113.5901 | 3922.9165 | 261.7672 | 3661.1493 | -5712.0111 | FALSE
| 60437867 | MRO008 | MRO | 22KV | 452.57 | 9 | 40985.6902 | 10% | Single phase | 44.74 | 0.0035479 | 0.0038165 | 0.0041064 | 0.0044194 | 0.0047574 | 0.0051224 | 0.0055166 | 0.0059424 | 0.0064025 | 0.0068996 | 0.0074368 | 0.0080173 | 0.0086448 | 0.0093231 | 0.010056 | 0.010849 | 0.011707 | 0.012634 | 0.013636 | 0.014721 | 0.6143 | 0.617 | 0.6224 | 0.6261 | 0.6254 | 0.6271 | 0.6321 | 0.6371 | 0.6385 | 0.6385 | 0.6385 | 0.6385 | 0.6385 | 0.6385 | 0.6385 | 0.6385 | 0.6385 | 0.6385 | 0.6385 | 0.6385 | 2723.3074 | 2544.0445 | 0.00048442 | 20247.9818 | 11472.9572 | 181.372 | 170.1842 | 5267.3519 | 351.5562 | 4915.7956 | -6557.1616 | FALSE
| 60437868 | MRO008 | MRO | 22KV | 252 | 9 | 40985.6902 | 10% | Single phase | 44.74 | 0.0019756 | 0.0021251 | 0.0022865 | 0.0024608 | 0.002649 | 0.0028522 | 0.0030717 | 0.0033089 | 0.003565 | 0.0038418 | 0.004141 | 0.0044642 | 0.0048136 | 0.0051913 | 0.0055996 | 0.0060411 | 0.0065185 | 0.0070347 | 0.0075931 | 0.008197 | 0.6143 | 0.617 | 0.6224 | 0.6261 | 0.6254 | 0.6271 | 0.6321 | 0.6371 | 0.6385 | 0.6385 | 0.6385 | 0.6385 | 0.6385 | 0.6385 | 0.6385 | 0.6385 | 0.6385 | 0.6385 | 0.6385 | 0.6385 | 1516.3918 | 788.777 | 0.00026973 | 11274.48 | 6388.3713 | 100.9916 | 52.7653 | 2305.1689 | 153.7569 | 2151.412 | -4236.9594 | FALSE
| 60437890 | MRO008 | MRO | 22KV | 782.12 | 9 | 40985.6902 | 10% | Three phase | 97.13 | 0.0051922 | 0.0055847 | 0.0060085 | 0.0064661 | 0.0069603 | 0.0074942 | 0.0080709 | 0.0086941 | 0.0093675 | 0.010095 | 0.010882 | 0.011732 | 0.012652 | 0.013646 | 0.014721 | 0.015884 | 0.017142 | 0.018502 | 0.019974 | 0.021567 | 0.6143 | 0.617 | 0.6224 | 0.6261 | 0.6254 | 0.6271 | 0.6321 | 0.6371 | 0.6385 | 0.6385 | 0.6385 | 0.6385 | 0.6385 | 0.6385 | 0.6385 | 0.6385 | 0.6385 | 0.6385 | 0.6385 | 0.6385 | 3986.1667 | 13971.0038 | 0.00083716 | 75967.3156 | 43044.772 | 313.4426 | 1103.448 | 17957.1704 | 1416.8906 | 16540.2798 | -26504.4922 | FALSE
| 60437891 | MRO008 | MRO | 22KV | 571.88 | 9 | 40985.6902 | 10% | Three phase | 97.13 | 0.0037965 | 0.0040835 | 0.0043933 | 0.004728 | 0.0050893 | 0.0054797 | 0.0059014 | 0.0063571 | 0.0068494 | 0.0073816 | 0.0079568 | 0.0085786 | 0.0092509 | 0.0099779 | 0.010764 | 0.011614 | 0.012534 | 0.013529 | 0.014605 | 0.01577 | 0.6143 | 0.617 | 0.6224 | 0.6261 | 0.6254 | 0.6271 | 0.6321 | 0.6371 | 0.6385 | 0.6385 | 0.6385 | 0.6385 | 0.6385 | 0.6385 | 0.6385 | 0.6385 | 0.6385 | 0.6385 | 0.6385 | 0.6385 | 2914.6538 | 7469.4847 | 0.00061212 | 55546.7044 | 31473.9992 | 229.1867 | 589.9496 | 10384.1385 | 819.1364 | 9565.0021 | -21908.9971 | FALSE
| 60437903 | MRO008 | MRO | 22KV | 410.83 | 9 | 40985.6902 | 10% | Three phase | 97.13 | 0.0036795 | 0.0039926 | 0.0043336 | 0.004705 | 0.0051097 | 0.0055507 | 0.0060312 | 0.0065551 | 0.0071261 | 0.0077487 | 0.0084276 | 0.0091679 | 0.0099755 | 0.010856 | 0.011818 | 0.012866 | 0.013465 | 0.013465 | 0.013465 | 0.013465 | 0.6143 | 0.617 | 0.6224 | 0.6261 | 0.6254 | 0.6271 | 0.6321 | 0.6371 | 0.6385 | 0.6385 | 0.6385 | 0.6385 | 0.6385 | 0.6385 | 0.6385 | 0.6385 | 0.6385 | 0.6385 | 0.6385 | 0.6385 | 2976.6094 | 5479.0322 | 0.00043974 | 39903.9179 | 22610.4481 | 164.6443 | 304.4594 | 8455.6415 | 469.1037 | 7986.5378 | -14623.9103 | FALSE
| 60437914 | MRO008 | MRO | 22KV | 10.43 | 9 | 40985.6902 | 10% | Three phase | 97.13 | 9.7087e-05 | 0.00010554 | 0.00011477 | 0.00012484 | 0.00013583 | 0.00014782 | 0.00016092 | 0.00017523 | 0.00019085 | 0.00020792 | 0.00022657 | 0.00024694 | 0.0002692 | 0.00029353 | 0.00032013 | 0.00034184 | 0.00034184 | 0.00034184 | 0.00034184 | 0.00034184 | 0.6143 | 0.617 | 0.6224 | 0.6261 | 0.6254 | 0.6271 | 0.6321 | 0.6371 | 0.6385 | 0.6385 | 0.6385 | 0.6385 | 0.6385 | 0.6385 | 0.6385 | 0.6385 | 0.6385 | 0.6385 | 0.6385 | 0.6385 | 78.6189 | 3.674 | 1.1164e-05 | 1013.0659 | 574.0257 | 4.1799 | 0.19623 | 82.293 | 4.3762 | 77.9168 | -496.1089 | FALSE
| 60437915 | MRO008 | MRO | 22KV | 1000.84 | 9 | 40985.6902 | 10% | Three phase | 97.13 | 0.0093162 | 0.010128 | 0.011013 | 0.011979 | 0.013034 | 0.014185 | 0.015442 | 0.016815 | 0.018314 | 0.019952 | 0.021741 | 0.023696 | 0.025832 | 0.028167 | 0.030719 | 0.032802 | 0.032802 | 0.032802 | 0.032802 | 0.032802 | 0.6143 | 0.617 | 0.6224 | 0.6261 | 0.6254 | 0.6271 | 0.6321 | 0.6371 | 0.6385 | 0.6385 | 0.6385 | 0.6385 | 0.6385 | 0.6385 | 0.6385 | 0.6385 | 0.6385 | 0.6385 | 0.6385 | 0.6385 | 7544.1018 | 33829.9631 | 0.0010713 | 97211.5892 | 55082.2504 | 401.0968 | 1806.9012 | 41374.0649 | 2207.9981 | 39166.0668 | -15916.1835 | FALSE
| 60437935 | MRO008 | MRO | 22KV | 671.99 | 9 | 40985.6902 | 10% | Three phase | 97.13 | 0.0062723 | 0.0068279 | 0.0074351 | 0.0080988 | 0.0088241 | 0.0096172 | 0.010484 | 0.011433 | 0.01247 | 0.013605 | 0.014846 | 0.016205 | 0.017692 | 0.019319 | 0.021101 | 0.022024 | 0.022024 | 0.022024 | 0.022024 | 0.022024 | 0.6143 | 0.617 | 0.6224 | 0.6261 | 0.6254 | 0.6271 | 0.6321 | 0.6371 | 0.6385 | 0.6385 | 0.6385 | 0.6385 | 0.6385 | 0.6385 | 0.6385 | 0.6385 | 0.6385 | 0.6385 | 0.6385 | 0.6385 | 5114.7516 | 15399.5422 | 0.00071928 | 65270.3887 | 36983.6551 | 269.3069 | 814.5743 | 20514.2939 | 1083.8812 | 19430.4127 | -17553.2425 | FALSE
| 60437936 | MRO008 | MRO | 22KV | 1812.08 | 9 | 40985.6902 | 10% | Single phase | 44.74 | 0.014206 | 0.015281 | 0.016442 | 0.017695 | 0.019048 | 0.02051 | 0.022088 | 0.023793 | 0.025636 | 0.027626 | 0.029777 | 0.032101 | 0.034614 | 0.03733 | 0.040266 | 0.04344 | 0.046873 | 0.050585 | 0.0546 | 0.058943 | 0.6143 | 0.617 | 0.6224 | 0.6261 | 0.6254 | 0.6271 | 0.6321 | 0.6371 | 0.6385 | 0.6385 | 0.6385 | 0.6385 | 0.6385 | 0.6385 | 0.6385 | 0.6385 | 0.6385 | 0.6385 | 0.6385 | 0.6385 | 10904.0608 | 40785.6997 | 0.0019396 | 81072.4592 | 45937.46 | 726.2096 | 2728.3647 | 51689.7605 | 3454.5743 | 48235.1862 | 2297.7262 | TRUE
| 60437937 | MRO008 | MRO | 22KV | 621.14 | 9 | 40985.6902 | 10% | Single phase | 44.74 | 0.0048694 | 0.005238 | 0.0056359 | 0.0060655 | 0.0065294 | 0.0070303 | 0.0075714 | 0.0081558 | 0.0087873 | 0.0094695 | 0.010207 | 0.011004 | 0.011865 | 0.012796 | 0.013802 | 0.01489 | 0.016067 | 0.017339 | 0.018716 | 0.020204 | 0.6143 | 0.617 | 0.6224 | 0.6261 | 0.6254 | 0.6271 | 0.6321 | 0.6371 | 0.6385 | 0.6385 | 0.6385 | 0.6385 | 0.6385 | 0.6385 | 0.6385 | 0.6385 | 0.6385 | 0.6385 | 0.6385 | 0.6385 | 3737.6652 | 4792.1696 | 0.00066485 | 27789.8036 | 15746.3213 | 248.9282 | 320.5728 | 8529.8348 | 569.501 | 7960.3338 | -7785.9876 | FALSE
| 60437950 | MRO008 | MRO | 22KV | 752.23 | 9 | 40985.6902 | 10% | Single phase | 44.74 | 0.0058971 | 0.0063435 | 0.0068254 | 0.0073456 | 0.0079074 | 0.008514 | 0.0091693 | 0.0098771 | 0.010642 | 0.011468 | 0.012361 | 0.013326 | 0.014369 | 0.015496 | 0.016715 | 0.018033 | 0.019458 | 0.020999 | 0.022666 | 0.024468 | 0.6143 | 0.617 | 0.6224 | 0.6261 | 0.6254 | 0.6271 | 0.6321 | 0.6371 | 0.6385 | 0.6385 | 0.6385 | 0.6385 | 0.6385 | 0.6385 | 0.6385 | 0.6385 | 0.6385 | 0.6385 | 0.6385 | 0.6385 | 4526.4898 | 7028.3678 | 0.00080516 | 33654.7702 | 19069.5419 | 301.4639 | 470.1636 | 11554.8577 | 771.6274 | 10783.2302 | -8286.3117 | FALSE
| 60437951 | MRO008 | MRO | 22KV | 125.57 | 9 | 40985.6902 | 10% | Single phase | 44.74 | 0.00098441 | 0.0010589 | 0.0011394 | 0.0012262 | 0.00132 | 0.0014213 | 0.0015306 | 0.0016488 | 0.0017764 | 0.0019144 | 0.0020634 | 0.0022245 | 0.0023986 | 0.0025868 | 0.0027903 | 0.0030102 | 0.0032481 | 0.0035054 | 0.0037836 | 0.0040845 | 0.6143 | 0.617 | 0.6224 | 0.6261 | 0.6254 | 0.6271 | 0.6321 | 0.6371 | 0.6385 | 0.6385 | 0.6385 | 0.6385 | 0.6385 | 0.6385 | 0.6385 | 0.6385 | 0.6385 | 0.6385 | 0.6385 | 0.6385 | 755.6084 | 195.8506 | 0.00013441 | 5618.0018 | 3183.2849 | 50.3235 | 13.1015 | 951.4591 | 63.4249 | 888.0341 | -2295.2507 | FALSE
| 60437952 | MRO008 | MRO | 22KV | 954.64 | 9 | 40985.6902 | 10% | Single phase | 44.74 | 0.0074839 | 0.0080504 | 0.0086619 | 0.0093222 | 0.010035 | 0.010805 | 0.011637 | 0.012535 | 0.013505 | 0.014554 | 0.015687 | 0.016912 | 0.018235 | 0.019666 | 0.021213 | 0.022885 | 0.024694 | 0.026649 | 0.028764 | 0.031052 | 0.6143 | 0.617 | 0.6224 | 0.6261 | 0.6254 | 0.6271 | 0.6321 | 0.6371 | 0.6385 | 0.6385 | 0.6385 | 0.6385 | 0.6385 | 0.6385 | 0.6385 | 0.6385 | 0.6385 | 0.6385 | 0.6385 | 0.6385 | 5744.4774 | 11319.6354 | 0.0010218 | 42710.5936 | 24200.7731 | 382.5817 | 757.2285 | 17064.1128 | 1139.8102 | 15924.3026 | -8276.4705 | FALSE
| 60437957 | MRO008 | MRO | 22KV | 785.35 | 9 | 40985.6902 | 10% | Three phase | 97.13 | 0.0061568 | 0.0066228 | 0.0071259 | 0.007669 | 0.0082555 | 0.0088889 | 0.009573 | 0.010312 | 0.01111 | 0.011973 | 0.012905 | 0.013913 | 0.015001 | 0.016179 | 0.017451 | 0.018827 | 0.020315 | 0.021923 | 0.023664 | 0.025546 | 0.6143 | 0.617 | 0.6224 | 0.6261 | 0.6254 | 0.6271 | 0.6321 | 0.6371 | 0.6385 | 0.6385 | 0.6385 | 0.6385 | 0.6385 | 0.6385 | 0.6385 | 0.6385 | 0.6385 | 0.6385 | 0.6385 | 0.6385 | 4725.787 | 16631.7171 | 0.00084061 | 76281.0455 | 43222.5384 | 314.737 | 1112.5809 | 21357.5041 | 1427.3179 | 19930.1862 | -23292.3522 | FALSE
| 60437958 | MRO008 | MRO | 22KV | 1623 | 9 | 40985.6902 | 10% | Three phase | 97.13 | 0.012724 | 0.013687 | 0.014726 | 0.015849 | 0.017061 | 0.01837 | 0.019784 | 0.021311 | 0.022961 | 0.024743 | 0.02667 | 0.028752 | 0.031002 | 0.033434 | 0.036064 | 0.038908 | 0.041982 | 0.045307 | 0.048903 | 0.052792 | 0.6143 | 0.617 | 0.6224 | 0.6261 | 0.6254 | 0.6271 | 0.6321 | 0.6371 | 0.6385 | 0.6385 | 0.6385 | 0.6385 | 0.6385 | 0.6385 | 0.6385 | 0.6385 | 0.6385 | 0.6385 | 0.6385 | 0.6385 | 9766.2855 | 71030.9515 | 0.0017372 | 157641.99 | 89323.4606 | 650.4338 | 4751.6248 | 80797.237 | 5402.0586 | 75395.1784 | -13928.2823 | FALSE
| 60438027 | MRO008 | MRO | 22KV | 1288.98 | 9 | 40985.6902 | 10% | Three phase | 97.13 | 0.011998 | 0.013043 | 0.014183 | 0.015428 | 0.016786 | 0.018269 | 0.019888 | 0.021655 | 0.023586 | 0.025696 | 0.028 | 0.030518 | 0.033269 | 0.036276 | 0.039563 | 0.042246 | 0.042246 | 0.042246 | 0.042246 | 0.042246 | 0.6143 | 0.617 | 0.6224 | 0.6261 | 0.6254 | 0.6271 | 0.6321 | 0.6371 | 0.6385 | 0.6385 | 0.6385 | 0.6385 | 0.6385 | 0.6385 | 0.6385 | 0.6385 | 0.6385 | 0.6385 | 0.6385 | 0.6385 | 9716.0349 | 56113.1402 | 0.0013797 | 125198.6274 | 70940.3292 | 516.5719 | 2997.074 | 65829.1751 | 3513.6459 | 62315.5292 | -8624.8 | FALSE
| 60438029 | MRO008 | MRO | 22KV | 19.61 | 9 | 40985.6902 | 10% | Three phase | 97.13 | 0.00017371 | 0.0001864 | 0.00020006 | 0.00021478 | 0.00023062 | 0.00024768 | 0.00026605 | 0.00028585 | 0.00030717 | 0.00033015 | 0.0003549 | 0.00038158 | 0.00041033 | 0.00044132 | 0.00047472 | 0.00051073 | 0.00054956 | 0.00059143 | 0.00063657 | 0.00064271 | 0.6143 | 0.617 | 0.6224 | 0.6261 | 0.6254 | 0.6271 | 0.6321 | 0.6371 | 0.6385 | 0.6385 | 0.6385 | 0.6385 | 0.6385 | 0.6385 | 0.6385 | 0.6385 | 0.6385 | 0.6385 | 0.6385 | 0.6385 | 129.0549 | 11.3429 | 2.099e-05 | 1904.7193 | 1079.2564 | 7.8589 | 0.69368 | 140.3977 | 8.5526 | 131.8452 | -947.4112 | FALSE
| 60438030 | MRO008 | MRO | 22KV | 1290.38 | 9 | 40985.6902 | 10% | Three phase | 97.13 | 0.01143 | 0.012265 | 0.013165 | 0.014133 | 0.015175 | 0.016298 | 0.017507 | 0.018809 | 0.020213 | 0.021724 | 0.023353 | 0.025109 | 0.027 | 0.02904 | 0.031238 | 0.033607 | 0.036162 | 0.038917 | 0.041888 | 0.042292 | 0.6143 | 0.617 | 0.6224 | 0.6261 | 0.6254 | 0.6271 | 0.6321 | 0.6371 | 0.6385 | 0.6385 | 0.6385 | 0.6385 | 0.6385 | 0.6385 | 0.6385 | 0.6385 | 0.6385 | 0.6385 | 0.6385 | 0.6385 | 8492.0873 | 49113.714 | 0.0013812 | 125334.6094 | 71017.3796 | 517.133 | 3003.5879 | 57605.8013 | 3520.7209 | 54085.0804 | -16932.2992 | FALSE
| 60438031 | MRO008 | MRO | 22KV | 4646.47 | 9 | 40985.6902 | 10% | Three phase | 97.13 | 0.041159 | 0.044166 | 0.047404 | 0.05089 | 0.054644 | 0.058686 | 0.06304 | 0.06773 | 0.072782 | 0.078226 | 0.084091 | 0.090412 | 0.097225 | 0.10457 | 0.11248 | 0.12102 | 0.13022 | 0.14013 | 0.15083 | 0.15229 | 0.6143 | 0.617 | 0.6224 | 0.6261 | 0.6254 | 0.6271 | 0.6321 | 0.6371 | 0.6385 | 0.6385 | 0.6385 | 0.6385 | 0.6385 | 0.6385 | 0.6385 | 0.6385 | 0.6385 | 0.6385 | 0.6385 | 0.6385 | 30578.7666 | 636815.7638 | 0.0049734 | 451311.6311 | 255723.2163 | 1862.1203 | 38944.9703 | 667394.5304 | 40807.0906 | 626587.4397 | 370864.2234 | TRUE
| 60438032 | MRO008 | MRO | 22KV | 541.41 | 9 | 40985.6902 | 10% | Three phase | 97.13 | 0.0068839 | 0.007506 | 0.0081865 | 0.0089312 | 0.0097462 | 0.010638 | 0.011615 | 0.012684 | 0.013854 | 0.015136 | 0.016541 | 0.017745 | 0.017745 | 0.017745 | 0.017745 | 0.017745 | 0.017745 | 0.017745 | 0.017745 | 0.017745 | 0.6143 | 0.617 | 0.6224 | 0.6261 | 0.6254 | 0.6271 | 0.6321 | 0.6371 | 0.6385 | 0.6385 | 0.6385 | 0.6385 | 0.6385 | 0.6385 | 0.6385 | 0.6385 | 0.6385 | 0.6385 | 0.6385 | 0.6385 | 5001.8721 | 12142.4194 | 0.00057951 | 52587.1533 | 29797.0516 | 216.9756 | 528.7588 | 17144.2916 | 745.7344 | 16398.5571 | -13398.4945 | FALSE
| 60438038 | MRO008 | MRO | 22KV | 231.21 | 9 | 40985.6902 | 10% | Three phase | 97.13 | 0.002141 | 0.0023214 | 0.0025176 | 0.0027312 | 0.0029636 | 0.0032167 | 0.0034923 | 0.0037924 | 0.0041193 | 0.0044753 | 0.0048632 | 0.0052858 | 0.0057463 | 0.0062482 | 0.0067952 | 0.0073916 | 0.0075779 | 0.0075779 | 0.0075779 | 0.0075779 | 0.6143 | 0.617 | 0.6224 | 0.6261 | 0.6254 | 0.6271 | 0.6321 | 0.6371 | 0.6385 | 0.6385 | 0.6385 | 0.6385 | 0.6385 | 0.6385 | 0.6385 | 0.6385 | 0.6385 | 0.6385 | 0.6385 | 0.6385 | 1708.3166 | 1769.8042 | 0.00024748 | 22457.4273 | 12724.8782 | 92.6598 | 96.4314 | 3478.1208 | 189.0911 | 3289.0297 | -9435.8485 | FALSE
| 60462155 | WND011 | WND | 22KV | 97.9 | 3 | 34098.9574 | 25% | Covered | 390 | 0.00091637 | 0.00099898 | 0.0010894 | 0.0011883 | 0.0012967 | 0.0014153 | 0.0015451 | 0.0016874 | 0.0018433 | 0.002014 | 0.0022011 | 0.0024061 | 0.0026309 | 0.0028773 | 0.0031474 | 0.0032086 | 0.0032086 | 0.0032086 | 0.0032086 | 0.0032086 | 0.189 | 0.19325 | 0.1975 | 0.20075 | 0.205 | 0.21 | 0.21675 | 0.22175 | 0.226 | 0.226 | 0.226 | 0.226 | 0.226 | 0.226 | 0.226 | 0.226 | 0.226 | 0.226 | 0.226 | 0.226 | 216.8912 | 1325.6908 | 0.00010479 | 38181 | 21634.2045 | 11.112 | 69.4195 | 1542.582 | 80.5315 | 1462.0505 | -20172.154 | FALSE
| 60462846 | WND013 | WND | 22KV | 114.09 | 23 | 34098.9574 | 4.167% | Three phase | 97.13 | 0.00093041 | 0.0010182 | 0.0011147 | 0.0012208 | 0.0013374 | 0.0014657 | 0.0016067 | 0.001762 | 0.0019327 | 0.0021207 | 0.0023276 | 0.0025553 | 0.0028061 | 0.0030823 | 0.0033865 | 0.0037215 | 0.0037393 | 0.0037393 | 0.0037393 | 0.0037393 | 0.27508 | 0.28496 | 0.29579 | 0.30408 | 0.31158 | 0.32108 | 0.334 | 0.34713 | 0.35525 | 0.35525 | 0.35525 | 0.35525 | 0.35525 | 0.35525 | 0.35525 | 0.35525 | 0.35525 | 0.35525 | 0.35525 | 0.35525 | 366.7573 | 417.1091 | 0.00012212 | 11081.5617 | 6279.0595 | 19.9965 | 23.4801 | 783.8664 | 43.4767 | 740.3897 | -5538.6698 | FALSE
| 60462857 | WND013 | WND | 22KV | 25.61 | 23 | 34098.9574 | 4.167% | Three phase | 97.13 | 0.00023904 | 0.00026022 | 0.00028336 | 0.00030865 | 0.00033629 | 0.00036652 | 0.00039957 | 0.00043571 | 0.00047524 | 0.00051849 | 0.00056581 | 0.00061758 | 0.00067425 | 0.00073627 | 0.00080417 | 0.00083936 | 0.00083936 | 0.00083936 | 0.00083936 | 0.00083936 | 0.27508 | 0.28496 | 0.29579 | 0.30408 | 0.31158 | 0.32108 | 0.334 | 0.34713 | 0.35525 | 0.35525 | 0.35525 | 0.35525 | 0.35525 | 0.35525 | 0.35525 | 0.35525 | 0.35525 | 0.35525 | 0.35525 | 0.35525 | 87.4216 | 22.3667 | 2.7412e-05 | 2487.4993 | 1409.4725 | 4.4887 | 1.1831 | 109.7883 | 5.6718 | 104.1165 | -1305.356 | FALSE
| 60462860 | WND013 | WND | 22KV | 759.77 | 23 | 34098.9574 | 4.167% | Single phase | 44.74 | 0.0050438 | 0.0054251 | 0.0058368 | 0.0062813 | 0.0067614 | 0.00728 | 0.0078403 | 0.0084456 | 0.0090998 | 0.0098068 | 0.010571 | 0.011397 | 0.01229 | 0.013256 | 0.014301 | 0.01543 | 0.016652 | 0.017974 | 0.019404 | 0.020951 | 0.27508 | 0.28496 | 0.29579 | 0.30408 | 0.31158 | 0.32108 | 0.334 | 0.34713 | 0.35525 | 0.35525 | 0.35525 | 0.35525 | 0.35525 | 0.35525 | 0.35525 | 0.35525 | 0.35525 | 0.35525 | 0.35525 | 0.35525 | 1734.9771 | 6072.7821 | 0.00081323 | 33992.1098 | 19260.6861 | 133.1648 | 479.6362 | 7807.7592 | 612.8011 | 7194.9582 | -12065.7279 | FALSE
| 60462866 | WND013 | WND | 22KV | 843.44 | 23 | 34098.9574 | 4.167% | Covered | 390 | 0.0063077 | 0.0067741 | 0.0072768 | 0.0078186 | 0.0084027 | 0.0090325 | 0.0097116 | 0.010444 | 0.011234 | 0.012086 | 0.013005 | 0.013997 | 0.015067 | 0.016222 | 0.017469 | 0.018814 | 0.020267 | 0.021835 | 0.023528 | 0.025357 | 0.27508 | 0.28496 | 0.29579 | 0.30408 | 0.31158 | 0.32108 | 0.334 | 0.34713 | 0.35525 | 0.35525 | 0.35525 | 0.35525 | 0.35525 | 0.35525 | 0.35525 | 0.35525 | 0.35525 | 0.35525 | 0.35525 | 0.35525 | 2129.6294 | 72174.3064 | 0.00090279 | 328941.6 | 186385.6328 | 147.8297 | 5152.5796 | 74303.9358 | 5300.4093 | 69003.5265 | -117382.1063 | FALSE
| 60462867 | WND013 | WND | 22KV | 234.88 | 23 | 34098.9574 | 4.167% | Three phase | 97.13 | 0.0018413 | 0.0019807 | 0.0021312 | 0.0022936 | 0.002469 | 0.0026585 | 0.0028631 | 0.0030841 | 0.0033229 | 0.0035808 | 0.0038596 | 0.0041609 | 0.0044866 | 0.0048386 | 0.0052192 | 0.0056307 | 0.0060756 | 0.0065568 | 0.0070772 | 0.0076401 | 0.27508 | 0.28496 | 0.29579 | 0.30408 | 0.31158 | 0.32108 | 0.334 | 0.34713 | 0.35525 | 0.35525 | 0.35525 | 0.35525 | 0.35525 | 0.35525 | 0.35525 | 0.35525 | 0.35525 | 0.35525 | 0.35525 | 0.35525 | 633.259 | 1487.6565 | 0.00025141 | 22813.8944 | 12926.8604 | 41.1674 | 99.517 | 2120.9155 | 140.6844 | 1980.2312 | -10946.6292 | FALSE
| 60462868 | WND013 | WND | 22KV | 390.15 | 23 | 34098.9574 | 4.167% | Three phase | 97.13 | 0.0030586 | 0.0032901 | 0.00354 | 0.0038099 | 0.0041012 | 0.0044159 | 0.0047557 | 0.0051228 | 0.0055195 | 0.005948 | 0.0064111 | 0.0069116 | 0.0074525 | 0.0080372 | 0.0086694 | 0.0093529 | 0.010092 | 0.010891 | 0.011756 | 0.012691 | 0.27508 | 0.28496 | 0.29579 | 0.30408 | 0.31158 | 0.32108 | 0.334 | 0.34713 | 0.35525 | 0.35525 | 0.35525 | 0.35525 | 0.35525 | 0.35525 | 0.35525 | 0.35525 | 0.35525 | 0.35525 | 0.35525 | 0.35525 | 1051.8819 | 4104.6281 | 0.0004176 | 37895.2695 | 21472.3032 | 68.3816 | 274.5796 | 5156.51 | 342.9612 | 4813.5488 | -16658.7545 | FALSE
| 60462869 | WND013 | WND | 22KV | 195.16 | 23 | 34098.9574 | 4.167% | Three phase | 97.13 | 0.00153 | 0.0016458 | 0.0017708 | 0.0019058 | 0.0020515 | 0.0022089 | 0.0023789 | 0.0025625 | 0.0027609 | 0.0029753 | 0.0032069 | 0.0034573 | 0.0037279 | 0.0040204 | 0.0043366 | 0.0046785 | 0.0050482 | 0.005448 | 0.0058804 | 0.0063481 | 0.27508 | 0.28496 | 0.29579 | 0.30408 | 0.31158 | 0.32108 | 0.334 | 0.34713 | 0.35525 | 0.35525 | 0.35525 | 0.35525 | 0.35525 | 0.35525 | 0.35525 | 0.35525 | 0.35525 | 0.35525 | 0.35525 | 0.35525 | 526.1701 | 1027.0515 | 0.00020889 | 18955.8908 | 10740.8297 | 34.2057 | 68.7047 | 1553.2216 | 102.9104 | 1450.3111 | -9290.5185 | FALSE
| 60462870 | WND013 | WND | 22KV | 2026.14 | 23 | 34098.9574 | 4.167% | Three phase | 97.13 | 0.015884 | 0.017086 | 0.018384 | 0.019785 | 0.021299 | 0.022933 | 0.024698 | 0.026604 | 0.028664 | 0.030889 | 0.033294 | 0.035893 | 0.038703 | 0.041739 | 0.045022 | 0.048572 | 0.05241 | 0.056561 | 0.06105 | 0.065905 | 0.27508 | 0.28496 | 0.29579 | 0.30408 | 0.31158 | 0.32108 | 0.334 | 0.34713 | 0.35525 | 0.35525 | 0.35525 | 0.35525 | 0.35525 | 0.35525 | 0.35525 | 0.35525 | 0.35525 | 0.35525 | 0.35525 | 0.35525 | 5462.668 | 110700.4773 | 0.0021687 | 196798.9782 | 111510.6818 | 355.1214 | 7405.323 | 116163.1453 | 7760.4444 | 108402.7009 | -3107.9809 | FALSE
| 60462875 | WND013 | WND | 22KV | 474.74 | 23 | 34098.9574 | 4.167% | Single phase | 44.74 | 0.0031516 | 0.0033899 | 0.0036471 | 0.0039249 | 0.0042249 | 0.0045489 | 0.004899 | 0.0052772 | 0.005686 | 0.0061278 | 0.0066053 | 0.0071215 | 0.0076796 | 0.008283 | 0.0089356 | 0.0096414 | 0.010405 | 0.011231 | 0.012124 | 0.013091 | 0.27508 | 0.28496 | 0.29579 | 0.30408 | 0.31158 | 0.32108 | 0.334 | 0.34713 | 0.35525 | 0.35525 | 0.35525 | 0.35525 | 0.35525 | 0.35525 | 0.35525 | 0.35525 | 0.35525 | 0.35525 | 0.35525 | 0.35525 | 1084.0952 | 2371.0192 | 0.00050815 | 21239.8676 | 12034.9818 | 83.2076 | 187.2662 | 3455.1144 | 270.4738 | 3184.6406 | -8850.3412 | FALSE
| 60462890 | WND013 | WND | 22KV | 651.92 | 23 | 34098.9574 | 4.167% | Covered | 390 | 0.0048754 | 0.0052359 | 0.0056244 | 0.0060432 | 0.0064947 | 0.0069815 | 0.0075064 | 0.0080724 | 0.008683 | 0.0093416 | 0.010052 | 0.010819 | 0.011646 | 0.012539 | 0.013502 | 0.014542 | 0.015665 | 0.016877 | 0.018186 | 0.019599 | 0.27508 | 0.28496 | 0.29579 | 0.30408 | 0.31158 | 0.32108 | 0.334 | 0.34713 | 0.35525 | 0.35525 | 0.35525 | 0.35525 | 0.35525 | 0.35525 | 0.35525 | 0.35525 | 0.35525 | 0.35525 | 0.35525 | 0.35525 | 1646.0542 | 43118.4203 | 0.00069779 | 254248.8 | 144063.0296 | 114.262 | 3078.2574 | 44764.4745 | 3192.5194 | 41571.9552 | -102491.0745 | FALSE
| 60462966 | WND013 | WND | 22KV | 198.12 | 23 | 34098.9574 | 4.167% | Three phase | 97.13 | 0.0013152 | 0.0014147 | 0.001522 | 0.0016379 | 0.0017631 | 0.0018984 | 0.0020445 | 0.0022023 | 0.0023729 | 0.0025573 | 0.0027565 | 0.002972 | 0.0032049 | 0.0034567 | 0.003729 | 0.0040236 | 0.0043422 | 0.0046869 | 0.0050597 | 0.0054632 | 0.27508 | 0.28496 | 0.29579 | 0.30408 | 0.31158 | 0.32108 | 0.334 | 0.34713 | 0.35525 | 0.35525 | 0.35525 | 0.35525 | 0.35525 | 0.35525 | 0.35525 | 0.35525 | 0.35525 | 0.35525 | 0.35525 | 0.35525 | 452.4181 | 896.4735 | 0.00021206 | 19243.3956 | 10903.7363 | 34.7245 | 70.8046 | 1348.8916 | 105.5291 | 1243.3624 | -9660.3739 | FALSE
| 60463004 | WND013 | WND | 22KV | 298.15 | 23 | 34098.9574 | 4.167% | Three phase | 97.13 | 0.0019793 | 0.0021289 | 0.0022905 | 0.0024649 | 0.0026533 | 0.0028568 | 0.0030767 | 0.0033143 | 0.003571 | 0.0038484 | 0.0041483 | 0.0044725 | 0.004823 | 0.005202 | 0.0056118 | 0.0060551 | 0.0065346 | 0.0070532 | 0.0076144 | 0.0082215 | 0.27508 | 0.28496 | 0.29579 | 0.30408 | 0.31158 | 0.32108 | 0.334 | 0.34713 | 0.35525 | 0.35525 | 0.35525 | 0.35525 | 0.35525 | 0.35525 | 0.35525 | 0.35525 | 0.35525 | 0.35525 | 0.35525 | 0.35525 | 680.8421 | 2030.2544 | 0.00031913 | 28959.3095 | 16408.9894 | 52.2567 | 160.3521 | 2711.0965 | 212.6089 | 2498.4876 | -13910.5018 | FALSE
| 60463060 | WND013 | WND | 22KV | 189.64 | 23 | 34098.9574 | 4.167% | Single phase | 44.74 | 0.0013678 | 0.0014713 | 0.001583 | 0.0017036 | 0.0018339 | 0.0019746 | 0.0021265 | 0.0022907 | 0.0024681 | 0.0026598 | 0.002867 | 0.0030909 | 0.003333 | 0.0035947 | 0.0038777 | 0.0041837 | 0.0045146 | 0.0048725 | 0.0052597 | 0.0056786 | 0.27508 | 0.28496 | 0.29579 | 0.30408 | 0.31158 | 0.32108 | 0.334 | 0.34713 | 0.35525 | 0.35525 | 0.35525 | 0.35525 | 0.35525 | 0.35525 | 0.35525 | 0.35525 | 0.35525 | 0.35525 | 0.35525 | 0.35525 | 470.4671 | 411.0304 | 0.00020298 | 8484.4936 | 4807.5029 | 33.2382 | 29.8819 | 881.4974 | 63.12 | 818.3774 | -3989.1256 | FALSE
| 60463070 | WND013 | WND | 22KV | 1648.42 | 23 | 34098.9574 | 4.167% | Three phase | 97.13 | 0.014051 | 0.015115 | 0.016263 | 0.017503 | 0.018842 | 0.020288 | 0.021849 | 0.023536 | 0.025358 | 0.027326 | 0.029452 | 0.03175 | 0.034233 | 0.036917 | 0.039819 | 0.042955 | 0.046346 | 0.050012 | 0.053977 | 0.054027 | 0.27508 | 0.28496 | 0.29579 | 0.30408 | 0.31158 | 0.32108 | 0.334 | 0.34713 | 0.35525 | 0.35525 | 0.35525 | 0.35525 | 0.35525 | 0.35525 | 0.35525 | 0.35525 | 0.35525 | 0.35525 | 0.35525 | 0.35525 | 4805.261 | 79241.6462 | 0.0017644 | 160111.0346 | 90722.4763 | 288.9185 | 4901.6337 | 84046.9072 | 5190.5522 | 78856.3551 | -11866.1212 | FALSE
| 60463071 | WND013 | WND | 22KV | 1201.48 | 23 | 34098.9574 | 4.167% | Three phase | 97.13 | 0.010878 | 0.011711 | 0.01261 | 0.013582 | 0.014632 | 0.015767 | 0.016993 | 0.018319 | 0.019751 | 0.0213 | 0.022975 | 0.024786 | 0.026745 | 0.028863 | 0.031154 | 0.033633 | 0.036315 | 0.039216 | 0.039378 | 0.039378 | 0.27508 | 0.28496 | 0.29579 | 0.30408 | 0.31158 | 0.32108 | 0.334 | 0.34713 | 0.35525 | 0.35525 | 0.35525 | 0.35525 | 0.35525 | 0.35525 | 0.35525 | 0.35525 | 0.35525 | 0.35525 | 0.35525 | 0.35525 | 3713.5829 | 44641.6286 | 0.001286 | 116699.7524 | 66124.6774 | 210.5833 | 2603.9833 | 48355.2115 | 2814.5666 | 45540.6449 | -20584.0325 | FALSE
| 60463098 | WND013 | WND | 22KV | 241.39 | 23 | 34098.9574 | 4.167% | Three phase | 97.13 | 0.0016025 | 0.0017236 | 0.0018544 | 0.0019957 | 0.0021482 | 0.002313 | 0.002491 | 0.0026833 | 0.0028911 | 0.0031158 | 0.0033586 | 0.003621 | 0.0039048 | 0.0042117 | 0.0045435 | 0.0049024 | 0.0052905 | 0.0057105 | 0.0061648 | 0.0066563 | 0.27508 | 0.28496 | 0.29579 | 0.30408 | 0.31158 | 0.32108 | 0.334 | 0.34713 | 0.35525 | 0.35525 | 0.35525 | 0.35525 | 0.35525 | 0.35525 | 0.35525 | 0.35525 | 0.35525 | 0.35525 | 0.35525 | 0.35525 | 551.2275 | 1330.8202 | 0.00025838 | 23446.2107 | 13285.1449 | 42.3084 | 105.1099 | 1882.0477 | 147.4183 | 1734.6294 | -11550.5155 | FALSE
| 60463207 | WND013 | WND | 22KV | 854.2 | 23 | 34098.9574 | 4.167% | Three phase | 97.13 | 0.0093768 | 0.010088 | 0.010856 | 0.011684 | 0.012578 | 0.013543 | 0.014585 | 0.01571 | 0.016925 | 0.018237 | 0.019654 | 0.021185 | 0.022839 | 0.024625 | 0.026556 | 0.027996 | 0.027996 | 0.027996 | 0.027996 | 0.027996 | 0.27508 | 0.28496 | 0.29579 | 0.30408 | 0.31158 | 0.32108 | 0.334 | 0.34713 | 0.35525 | 0.35525 | 0.35525 | 0.35525 | 0.35525 | 0.35525 | 0.35525 | 0.35525 | 0.35525 | 0.35525 | 0.35525 | 0.35525 | 3044.7868 | 26071.7289 | 0.00091431 | 82968.446 | 47011.7684 | 149.7156 | 1316.2071 | 29116.5157 | 1465.9227 | 27650.593 | -19361.1754 | FALSE
| 60463224 | WND013 | WND | 22KV | 188.77 | 23 | 34098.9574 | 4.167% | Covered | 390 | 0.0012532 | 0.0013479 | 0.0014502 | 0.0015606 | 0.0016799 | 0.0018088 | 0.001948 | 0.0020984 | 0.0022609 | 0.0024366 | 0.0026264 | 0.0028317 | 0.0030536 | 0.0032936 | 0.0035531 | 0.0038337 | 0.0041373 | 0.0044657 | 0.0048209 | 0.0052053 | 0.27508 | 0.28496 | 0.29579 | 0.30408 | 0.31158 | 0.32108 | 0.334 | 0.34713 | 0.35525 | 0.35525 | 0.35525 | 0.35525 | 0.35525 | 0.35525 | 0.35525 | 0.35525 | 0.35525 | 0.35525 | 0.35525 | 0.35525 | 431.0668 | 3267.819 | 0.00020205 | 73620.3 | 41714.9008 | 33.0857 | 258.0966 | 3698.8858 | 291.1823 | 3407.7035 | -38307.1972 | FALSE
| 60463247 | WND013 | WND | 22KV | 435.03 | 23 | 34098.9574 | 4.167% | Three phase | 97.13 | 0.0053911 | 0.0058027 | 0.0062469 | 0.0067265 | 0.0072443 | 0.0078035 | 0.0084073 | 0.0090595 | 0.0097639 | 0.010525 | 0.011347 | 0.012235 | 0.013195 | 0.014233 | 0.014258 | 0.014258 | 0.014258 | 0.014258 | 0.014258 | 0.014258 | 0.27508 | 0.28496 | 0.29579 | 0.30408 | 0.31158 | 0.32108 | 0.334 | 0.34713 | 0.35525 | 0.35525 | 0.35525 | 0.35525 | 0.35525 | 0.35525 | 0.35525 | 0.35525 | 0.35525 | 0.35525 | 0.35525 | 0.35525 | 1685.5295 | 7362.0925 | 0.00046564 | 42254.4639 | 23942.3198 | 76.2477 | 341.3843 | 9047.622 | 417.632 | 8629.99 | -15312.3298 | FALSE
| 60463257 | WND013 | WND | 22KV | 236.72 | 23 | 34098.9574 | 4.167% | Single phase | 44.74 | 0.0015715 | 0.0016903 | 0.0018186 | 0.0019571 | 0.0021066 | 0.0022682 | 0.0024428 | 0.0026314 | 0.0028352 | 0.0030555 | 0.0032936 | 0.003551 | 0.0038293 | 0.0041302 | 0.0044556 | 0.0048075 | 0.0051882 | 0.0056 | 0.0060455 | 0.0065276 | 0.27508 | 0.28496 | 0.29579 | 0.30408 | 0.31158 | 0.32108 | 0.334 | 0.34713 | 0.35525 | 0.35525 | 0.35525 | 0.35525 | 0.35525 | 0.35525 | 0.35525 | 0.35525 | 0.35525 | 0.35525 | 0.35525 | 0.35525 | 540.5633 | 589.5129 | 0.00025338 | 10590.8528 | 6001.0129 | 41.4899 | 46.5605 | 1130.0762 | 88.0504 | 1042.0258 | -4958.9871 | FALSE
| 60463263 | WND013 | WND | 22KV | 1628.99 | 23 | 34098.9574 | 4.167% | Single phase | 44.74 | 0.0097047 | 0.010617 | 0.01162 | 0.012723 | 0.013936 | 0.015271 | 0.01674 | 0.018356 | 0.020136 | 0.022096 | 0.024254 | 0.026632 | 0.029251 | 0.032138 | 0.035319 | 0.038825 | 0.042691 | 0.046954 | 0.051655 | 0.05339 | 0.27508 | 0.28496 | 0.29579 | 0.30408 | 0.31158 | 0.32108 | 0.334 | 0.34713 | 0.35525 | 0.35525 | 0.35525 | 0.35525 | 0.35525 | 0.35525 | 0.35525 | 0.35525 | 0.35525 | 0.35525 | 0.35525 | 0.35525 | 4071.9114 | 30391.9957 | 0.0017436 | 72881.0126 | 41296.0041 | 285.513 | 2204.8778 | 34463.9071 | 2490.3908 | 31973.5163 | -9322.4878 | FALSE
| 60463271 | WND013 | WND | 22KV | 899.49 | 23 | 34098.9574 | 4.167% | Covered | 390 | 0.004834 | 0.0051898 | 0.0055734 | 0.005987 | 0.006433 | 0.0069141 | 0.007433 | 0.0079928 | 0.0085968 | 0.0092487 | 0.0099523 | 0.010712 | 0.011532 | 0.012417 | 0.013373 | 0.014405 | 0.01552 | 0.016724 | 0.018026 | 0.019431 | 0.27508 | 0.28496 | 0.29579 | 0.30408 | 0.31158 | 0.32108 | 0.334 | 0.34713 | 0.35525 | 0.35525 | 0.35525 | 0.35525 | 0.35525 | 0.35525 | 0.35525 | 0.35525 | 0.35525 | 0.35525 | 0.35525 | 0.35525 | 1630.5543 | 58933.3311 | 0.00096278 | 350801.1 | 198771.7121 | 157.6536 | 5860.1536 | 60563.8855 | 6017.8072 | 54546.0783 | -144225.6337 | FALSE
| 60463330 | WND013 | WND | 22KV | 1013.01 | 23 | 34098.9574 | 4.167% | Three phase | 97.13 | 0.006192 | 0.0066597 | 0.0071647 | 0.0077101 | 0.0082992 | 0.0089357 | 0.0096233 | 0.010366 | 0.011169 | 0.012038 | 0.012976 | 0.013991 | 0.015088 | 0.016274 | 0.017558 | 0.018946 | 0.020447 | 0.022072 | 0.02383 | 0.025733 | 0.27508 | 0.28496 | 0.29579 | 0.30408 | 0.31158 | 0.32108 | 0.334 | 0.34713 | 0.35525 | 0.35525 | 0.35525 | 0.35525 | 0.35525 | 0.35525 | 0.35525 | 0.35525 | 0.35525 | 0.35525 | 0.35525 | 0.35525 | 2130.056 | 21580.9839 | 0.0010843 | 98393.6613 | 55752.0387 | 177.5502 | 1851.1115 | 23711.0399 | 2028.6617 | 21682.3782 | -34069.6605 | FALSE
| 60463331 | WND013 | WND | 22KV | 47.79 | 23 | 34098.9574 | 4.167% | Three phase | 97.13 | 0.00029211 | 0.00031418 | 0.000338 | 0.00036373 | 0.00039153 | 0.00042155 | 0.00045399 | 0.00048905 | 0.00052693 | 0.00056789 | 0.00061216 | 0.00066002 | 0.00071178 | 0.00076776 | 0.0008283 | 0.00089379 | 0.00096463 | 0.0010413 | 0.0011242 | 0.001214 | 0.27508 | 0.28496 | 0.29579 | 0.30408 | 0.31158 | 0.32108 | 0.334 | 0.34713 | 0.35525 | 0.35525 | 0.35525 | 0.35525 | 0.35525 | 0.35525 | 0.35525 | 0.35525 | 0.35525 | 0.35525 | 0.35525 | 0.35525 | 100.488 | 48.0306 | 5.1153e-05 | 4641.8427 | 2630.1714 | 8.3762 | 4.1198 | 148.5186 | 12.496 | 136.0226 | -2494.1488 | FALSE
| 60463428 | WND013 | WND | 22KV | 1271.7 | 23 | 34098.9574 | 4.167% | Single phase | 44.74 | 0.0099695 | 0.010724 | 0.011539 | 0.012418 | 0.013368 | 0.014394 | 0.015501 | 0.016698 | 0.017991 | 0.019388 | 0.020897 | 0.022528 | 0.024292 | 0.026198 | 0.028258 | 0.030486 | 0.032895 | 0.0355 | 0.038318 | 0.041365 | 0.27508 | 0.28496 | 0.29579 | 0.30408 | 0.31158 | 0.32108 | 0.334 | 0.34713 | 0.35525 | 0.35525 | 0.35525 | 0.35525 | 0.35525 | 0.35525 | 0.35525 | 0.35525 | 0.35525 | 0.35525 | 0.35525 | 0.35525 | 3428.6253 | 20087.3444 | 0.0013612 | 56895.858 | 32238.4596 | 222.8908 | 1343.7455 | 23515.9697 | 1566.6363 | 21949.3334 | -10289.1262 | FALSE
| 60463431 | WND013 | WND | 22KV | 2439.45 | 23 | 34098.9574 | 4.167% | Three phase | 97.13 | 0.016195 | 0.017419 | 0.018741 | 0.020168 | 0.021709 | 0.023375 | 0.025173 | 0.027117 | 0.029217 | 0.031487 | 0.033941 | 0.036594 | 0.039461 | 0.042562 | 0.045916 | 0.049542 | 0.053465 | 0.057709 | 0.0623 | 0.067268 | 0.27508 | 0.28496 | 0.29579 | 0.30408 | 0.31158 | 0.32108 | 0.334 | 0.34713 | 0.35525 | 0.35525 | 0.35525 | 0.35525 | 0.35525 | 0.35525 | 0.35525 | 0.35525 | 0.35525 | 0.35525 | 0.35525 | 0.35525 | 5570.6199 | 135914.1484 | 0.0026111 | 236943.7785 | 134257.6192 | 427.5622 | 10734.6761 | 141484.7683 | 11162.2383 | 130322.5299 | -3935.0893 | FALSE
| 60463432 | WND013 | WND | 22KV | 484.6 | 23 | 34098.9574 | 4.167% | Three phase | 97.13 | 0.0032171 | 0.0034603 | 0.0037228 | 0.0040064 | 0.0043126 | 0.0046434 | 0.0050007 | 0.0053868 | 0.0058041 | 0.006255 | 0.0067424 | 0.0072694 | 0.0078391 | 0.0084551 | 0.0091212 | 0.0098417 | 0.010621 | 0.011464 | 0.012376 | 0.013363 | 0.27508 | 0.28496 | 0.29579 | 0.30408 | 0.31158 | 0.32108 | 0.334 | 0.34713 | 0.35525 | 0.35525 | 0.35525 | 0.35525 | 0.35525 | 0.35525 | 0.35525 | 0.35525 | 0.35525 | 0.35525 | 0.35525 | 0.35525 | 1106.6111 | 5363.4921 | 0.0005187 | 47069.198 | 26670.4553 | 84.9358 | 423.6156 | 6470.1032 | 508.5514 | 5961.5518 | -20708.9035 | FALSE
| 60463466 | WND013 | WND | 22KV | 761.46 | 23 | 34098.9574 | 4.167% | Single phase | 44.74 | 0.0050551 | 0.0054372 | 0.0058498 | 0.0062953 | 0.0067765 | 0.0072962 | 0.0078577 | 0.0084644 | 0.0091201 | 0.0098286 | 0.010595 | 0.011422 | 0.012318 | 0.013286 | 0.014332 | 0.015464 | 0.016689 | 0.018014 | 0.019447 | 0.020997 | 0.27508 | 0.28496 | 0.29579 | 0.30408 | 0.31158 | 0.32108 | 0.334 | 0.34713 | 0.35525 | 0.35525 | 0.35525 | 0.35525 | 0.35525 | 0.35525 | 0.35525 | 0.35525 | 0.35525 | 0.35525 | 0.35525 | 0.35525 | 1738.8363 | 6099.8282 | 0.00081504 | 34067.7204 | 19303.5287 | 133.461 | 481.7724 | 7838.6645 | 615.2334 | 7223.4311 | -12080.0976 | FALSE
| 60463502 | WND013 | WND | 22KV | 1496.31 | 23 | 34098.9574 | 4.167% | Single phase | 44.74 | 0.01173 | 0.012618 | 0.013577 | 0.014612 | 0.015729 | 0.016936 | 0.018239 | 0.019647 | 0.021168 | 0.022812 | 0.024588 | 0.026507 | 0.028582 | 0.030825 | 0.033249 | 0.03587 | 0.038705 | 0.04177 | 0.045086 | 0.048671 | 0.27508 | 0.28496 | 0.29579 | 0.30408 | 0.31158 | 0.32108 | 0.334 | 0.34713 | 0.35525 | 0.35525 | 0.35525 | 0.35525 | 0.35525 | 0.35525 | 0.35525 | 0.35525 | 0.35525 | 0.35525 | 0.35525 | 0.35525 | 4034.1954 | 27809.7023 | 0.0016016 | 66944.9094 | 37932.4759 | 262.2582 | 1860.3337 | 31843.8977 | 2122.5918 | 29721.3059 | -8211.1699 | FALSE
| 60463515 | WND013 | WND | 22KV | 476.89 | 23 | 34098.9574 | 4.167% | Single phase | 44.74 | 0.0037386 | 0.0040216 | 0.0043271 | 0.0046569 | 0.005013 | 0.0053976 | 0.005813 | 0.0062618 | 0.0067466 | 0.0072704 | 0.0078364 | 0.0084482 | 0.0091094 | 0.0098241 | 0.010597 | 0.011432 | 0.012336 | 0.013313 | 0.014369 | 0.015512 | 0.27508 | 0.28496 | 0.29579 | 0.30408 | 0.31158 | 0.32108 | 0.334 | 0.34713 | 0.35525 | 0.35525 | 0.35525 | 0.35525 | 0.35525 | 0.35525 | 0.35525 | 0.35525 | 0.35525 | 0.35525 | 0.35525 | 0.35525 | 1285.7412 | 2824.8124 | 0.00051045 | 21336.0586 | 12089.4857 | 83.5845 | 188.9662 | 4110.5537 | 272.5507 | 3838.003 | -8251.4828 | FALSE
| 60463555 | WND013 | WND | 22KV | 2728.7 | 23 | 34098.9574 | 4.167% | Single phase | 44.74 | 0.018115 | 0.019484 | 0.020963 | 0.022559 | 0.024284 | 0.026146 | 0.028158 | 0.030332 | 0.032682 | 0.035221 | 0.037966 | 0.040933 | 0.04414 | 0.047609 | 0.05136 | 0.055417 | 0.059805 | 0.064552 | 0.069687 | 0.075244 | 0.27508 | 0.28496 | 0.29579 | 0.30408 | 0.31158 | 0.32108 | 0.334 | 0.34713 | 0.35525 | 0.35525 | 0.35525 | 0.35525 | 0.35525 | 0.35525 | 0.35525 | 0.35525 | 0.35525 | 0.35525 | 0.35525 | 0.35525 | 6231.1384 | 78331.2395 | 0.0029207 | 122082.038 | 69174.4003 | 478.2591 | 6186.7031 | 84562.3779 | 6664.9622 | 77897.4157 | 8723.0155 | TRUE
| 60463556 | WND013 | WND | 22KV | 371.8 | 23 | 34098.9574 | 4.167% | Single phase | 44.74 | 0.0024682 | 0.0026548 | 0.0028563 | 0.0030738 | 0.0033088 | 0.0035625 | 0.0038367 | 0.004133 | 0.0044531 | 0.004799 | 0.005173 | 0.0055773 | 0.0060144 | 0.006487 | 0.0069981 | 0.0075508 | 0.0081487 | 0.0087955 | 0.0094953 | 0.010252 | 0.27508 | 0.28496 | 0.29579 | 0.30408 | 0.31158 | 0.32108 | 0.334 | 0.34713 | 0.35525 | 0.35525 | 0.35525 | 0.35525 | 0.35525 | 0.35525 | 0.35525 | 0.35525 | 0.35525 | 0.35525 | 0.35525 | 0.35525 | 849.026 | 1454.2604 | 0.00039796 | 16634.332 | 9425.3828 | 65.1654 | 114.8594 | 2303.2864 | 180.0247 | 2123.2617 | -7302.1211 | FALSE
| 60463597 | WND013 | WND | 22KV | 1365.16 | 23 | 34098.9574 | 4.167% | Three phase | 97.13 | 0.0090628 | 0.0097479 | 0.010488 | 0.011286 | 0.012149 | 0.013081 | 0.014087 | 0.015175 | 0.016351 | 0.017621 | 0.018994 | 0.020478 | 0.022083 | 0.023819 | 0.025695 | 0.027725 | 0.02992 | 0.032295 | 0.034864 | 0.037644 | 0.27508 | 0.28496 | 0.29579 | 0.30408 | 0.31158 | 0.32108 | 0.334 | 0.34713 | 0.35525 | 0.35525 | 0.35525 | 0.35525 | 0.35525 | 0.35525 | 0.35525 | 0.35525 | 0.35525 | 0.35525 | 0.35525 | 0.35525 | 3117.4189 | 42564.5391 | 0.0014612 | 132597.9908 | 75132.9732 | 239.2715 | 3361.8026 | 45681.958 | 3601.0741 | 42080.8839 | -33052.0893 | FALSE
| 60463659 | WND013 | WND | 22KV | 248.18 | 23 | 34098.9574 | 4.167% | Three phase | 97.13 | 0.0016476 | 0.0017721 | 0.0019066 | 0.0020518 | 0.0022086 | 0.002378 | 0.002561 | 0.0027588 | 0.0029725 | 0.0032034 | 0.003453 | 0.0037229 | 0.0040146 | 0.0043301 | 0.0046713 | 0.0050403 | 0.0054394 | 0.0058711 | 0.0063382 | 0.0068436 | 0.27508 | 0.28496 | 0.29579 | 0.30408 | 0.31158 | 0.32108 | 0.334 | 0.34713 | 0.35525 | 0.35525 | 0.35525 | 0.35525 | 0.35525 | 0.35525 | 0.35525 | 0.35525 | 0.35525 | 0.35525 | 0.35525 | 0.35525 | 566.7328 | 1406.7418 | 0.00026564 | 24105.7234 | 13658.8395 | 43.4985 | 111.1063 | 1973.4746 | 154.6048 | 1818.8698 | -11839.9696 | FALSE
| 60463660 | WND013 | WND | 22KV | 485.35 | 23 | 34098.9574 | 4.167% | Three phase | 97.13 | 0.0032221 | 0.0034656 | 0.0037286 | 0.0040126 | 0.0043193 | 0.0046506 | 0.0050085 | 0.0053952 | 0.0058131 | 0.0062647 | 0.0067529 | 0.0072806 | 0.0078512 | 0.0084681 | 0.0091353 | 0.0098569 | 0.010637 | 0.011482 | 0.012395 | 0.013384 | 0.27508 | 0.28496 | 0.29579 | 0.30408 | 0.31158 | 0.32108 | 0.334 | 0.34713 | 0.35525 | 0.35525 | 0.35525 | 0.35525 | 0.35525 | 0.35525 | 0.35525 | 0.35525 | 0.35525 | 0.35525 | 0.35525 | 0.35525 | 1108.3237 | 5380.1068 | 0.0005195 | 47142.0455 | 26711.7324 | 85.0673 | 424.9278 | 6488.4305 | 509.9951 | 5978.4354 | -20733.2969 | FALSE
| 60463661 | WND013 | WND | 22KV | 121.57 | 23 | 34098.9574 | 4.167% | Three phase | 97.13 | 0.00080706 | 0.00086807 | 0.00093394 | 0.0010051 | 0.0010819 | 0.0011649 | 0.0012545 | 0.0013514 | 0.0014561 | 0.0015692 | 0.0016915 | 0.0018236 | 0.0019666 | 0.0021211 | 0.0022882 | 0.002469 | 0.0026645 | 0.0028759 | 0.0031047 | 0.0033523 | 0.27508 | 0.28496 | 0.29579 | 0.30408 | 0.31158 | 0.32108 | 0.334 | 0.34713 | 0.35525 | 0.35525 | 0.35525 | 0.35525 | 0.35525 | 0.35525 | 0.35525 | 0.35525 | 0.35525 | 0.35525 | 0.35525 | 0.35525 | 277.6119 | 337.5465 | 0.00013012 | 11808.0941 | 6690.729 | 21.3076 | 26.6599 | 615.1584 | 47.9674 | 567.191 | -6123.538 | FALSE
| 60463672 | WND013 | WND | 22KV | 545.49 | 23 | 34098.9574 | 4.167% | Three phase | 97.13 | 0.0050776 | 0.0055198 | 0.0060024 | 0.0065289 | 0.0071037 | 0.0077312 | 0.0084163 | 0.0091645 | 0.0099816 | 0.010874 | 0.011849 | 0.012915 | 0.014079 | 0.015352 | 0.016743 | 0.017878 | 0.017878 | 0.017878 | 0.017878 | 0.017878 | 0.27508 | 0.28496 | 0.29579 | 0.30408 | 0.31158 | 0.32108 | 0.334 | 0.34713 | 0.35525 | 0.35525 | 0.35525 | 0.35525 | 0.35525 | 0.35525 | 0.35525 | 0.35525 | 0.35525 | 0.35525 | 0.35525 | 0.35525 | 1843.8675 | 10049.5312 | 0.00058387 | 52983.4437 | 30021.5986 | 95.608 | 536.7582 | 11893.3987 | 632.3662 | 11261.0325 | -18760.5661 | FALSE
| 60463700 | WND013 | WND | 22KV | 1610.99 | 23 | 34098.9574 | 4.167% | Covered | 390 | 0.010695 | 0.011503 | 0.012376 | 0.013319 | 0.014337 | 0.015436 | 0.016624 | 0.017908 | 0.019295 | 0.020794 | 0.022414 | 0.024166 | 0.02606 | 0.028108 | 0.030322 | 0.032717 | 0.035308 | 0.038111 | 0.041143 | 0.044423 | 0.27508 | 0.28496 | 0.29579 | 0.30408 | 0.31158 | 0.32108 | 0.334 | 0.34713 | 0.35525 | 0.35525 | 0.35525 | 0.35525 | 0.35525 | 0.35525 | 0.35525 | 0.35525 | 0.35525 | 0.35525 | 0.35525 | 0.35525 | 3678.7854 | 238000.4256 | 0.0017244 | 628286.1 | 356000.8898 | 282.3581 | 18797.583 | 241679.2109 | 19079.9411 | 222599.2699 | -133401.62 | FALSE
| 60463770 | WND014 | WND | 22KV | 2346.65 | 5 | 34098.9574 | 16.67% | Three phase | 97.13 | 0.020195 | 0.022019 | 0.024016 | 0.026203 | 0.028598 | 0.031221 | 0.034095 | 0.037243 | 0.040693 | 0.044475 | 0.048621 | 0.053166 | 0.05815 | 0.063616 | 0.069611 | 0.076187 | 0.076911 | 0.076911 | 0.076911 | 0.076911 | 1.0262 | 1.0347 | 1.0508 | 1.0613 | 1.0702 | 1.087 | 1.1133 | 1.1365 | 1.1475 | 1.1475 | 1.1475 | 1.1475 | 1.1475 | 1.1475 | 1.1475 | 1.1475 | 1.1475 | 1.1475 | 1.1475 | 1.1475 | 25167.418 | 179168.1271 | 0.0025118 | 227930.1145 | 129150.2766 | 1374.4977 | 9933.4873 | 204335.5451 | 11307.9851 | 193027.5601 | 63877.2835 | TRUE
| 60463771 | WND014 | WND | 22KV | 585.41 | 5 | 34098.9574 | 16.67% | Three phase | 97.13 | 0.003304 | 0.0035998 | 0.0039237 | 0.0042783 | 0.0046668 | 0.0050923 | 0.0055586 | 0.0060697 | 0.00663 | 0.0072443 | 0.0079179 | 0.0086567 | 0.0094672 | 0.010356 | 0.011332 | 0.012403 | 0.013579 | 0.014869 | 0.016286 | 0.017842 | 1.0262 | 1.0347 | 1.0508 | 1.0613 | 1.0702 | 1.087 | 1.1133 | 1.1365 | 1.1475 | 1.1475 | 1.1475 | 1.1475 | 1.1475 | 1.1475 | 1.1475 | 1.1475 | 1.1475 | 1.1475 | 1.1475 | 1.1475 | 4358.7865 | 7733.0656 | 0.0006266 | 56860.8733 | 32218.6365 | 342.8908 | 618.1948 | 12091.8521 | 961.0856 | 11130.7665 | -21087.8701 | FALSE
| 60463787 | WND014 | WND | 22KV | 38.33 | 5 | 34098.9574 | 16.67% | Three phase | 97.13 | 0.00036092 | 0.00039464 | 0.00043165 | 0.0004723 | 0.00051693 | 0.00056596 | 0.00061982 | 0.000679 | 0.00074404 | 0.00081552 | 0.00089411 | 0.00098051 | 0.0010755 | 0.00118 | 0.0012563 | 0.0012563 | 0.0012563 | 0.0012563 | 0.0012563 | 0.0012563 | 1.0262 | 1.0347 | 1.0508 | 1.0613 | 1.0702 | 1.087 | 1.1133 | 1.1365 | 1.1475 | 1.1475 | 1.1475 | 1.1475 | 1.1475 | 1.1475 | 1.1475 | 1.1475 | 1.1475 | 1.1475 | 1.1475 | 1.1475 | 443.6188 | 51.605 | 4.1027e-05 | 3722.9929 | 2109.5307 | 22.4509 | 2.6502 | 495.2238 | 25.1012 | 470.1226 | -1639.408 | FALSE
| 60463788 | WND014 | WND | 22KV | 281.04 | 5 | 34098.9574 | 16.67% | Three phase | 97.13 | 0.0026383 | 0.0028804 | 0.0031457 | 0.0034366 | 0.0037555 | 0.0041053 | 0.0044889 | 0.0049097 | 0.0053714 | 0.005878 | 0.006434 | 0.0070444 | 0.0077145 | 0.0084502 | 0.009211 | 0.009211 | 0.009211 | 0.009211 | 0.009211 | 0.009211 | 1.0262 | 1.0347 | 1.0508 | 1.0613 | 1.0702 | 1.087 | 1.1133 | 1.1365 | 1.1475 | 1.1475 | 1.1475 | 1.1475 | 1.1475 | 1.1475 | 1.1475 | 1.1475 | 1.1475 | 1.1475 | 1.1475 | 1.1475 | 3222.4977 | 2748.6634 | 0.00030082 | 27297.4152 | 15467.3231 | 164.6129 | 142.4759 | 5971.161 | 307.0888 | 5664.0723 | -9803.2508 | FALSE
| 60463810 | WND014 | WND | 22KV | 163.9 | 5 | 34098.9574 | 16.67% | Three phase | 97.13 | 0.0016773 | 0.0018012 | 0.0019348 | 0.0020786 | 0.0022336 | 0.0024007 | 0.0025807 | 0.0027747 | 0.0029838 | 0.0032093 | 0.0034523 | 0.0037144 | 0.0039971 | 0.0043018 | 0.0046306 | 0.0049852 | 0.0053677 | 0.0053718 | 0.0053718 | 0.0053718 | 1.0262 | 1.0347 | 1.0508 | 1.0613 | 1.0702 | 1.087 | 1.1133 | 1.1365 | 1.1475 | 1.1475 | 1.1475 | 1.1475 | 1.1475 | 1.1475 | 1.1475 | 1.1475 | 1.1475 | 1.1475 | 1.1475 | 1.1475 | 1807.8062 | 900.6906 | 0.00017543 | 15919.607 | 9020.4037 | 96.0008 | 48.4577 | 2708.4968 | 144.4585 | 2564.0383 | -6456.3653 | FALSE
| 60463812 | WND014 | WND | 22KV | 82.64 | 5 | 34098.9574 | 16.67% | Three phase | 97.13 | 0.00068643 | 0.00075142 | 0.00082287 | 0.00090144 | 0.00098784 | 0.0010829 | 0.0011875 | 0.0013026 | 0.0014292 | 0.0015686 | 0.0017222 | 0.0018912 | 0.0020774 | 0.0022825 | 0.0025084 | 0.0027085 | 0.0027085 | 0.0027085 | 0.0027085 | 0.0027085 | 1.0262 | 1.0347 | 1.0508 | 1.0613 | 1.0702 | 1.087 | 1.1133 | 1.1365 | 1.1475 | 1.1475 | 1.1475 | 1.1475 | 1.1475 | 1.1475 | 1.1475 | 1.1475 | 1.1475 | 1.1475 | 1.1475 | 1.1475 | 885.8802 | 221.9986 | 8.8455e-05 | 8026.8232 | 4548.1767 | 48.4045 | 12.3193 | 1107.8788 | 60.7238 | 1047.155 | -3501.0217 | FALSE
| 60463813 | WND014 | WND | 22KV | 417.52 | 5 | 34098.9574 | 16.67% | Three phase | 97.13 | 0.003468 | 0.0037964 | 0.0041574 | 0.0045543 | 0.0049909 | 0.0054711 | 0.0059994 | 0.0065809 | 0.0072208 | 0.0079252 | 0.0087009 | 0.009555 | 0.010496 | 0.011532 | 0.012673 | 0.013684 | 0.013684 | 0.013684 | 0.013684 | 0.013684 | 1.0262 | 1.0347 | 1.0508 | 1.0613 | 1.0702 | 1.087 | 1.1133 | 1.1365 | 1.1475 | 1.1475 | 1.1475 | 1.1475 | 1.1475 | 1.1475 | 1.1475 | 1.1475 | 1.1475 | 1.1475 | 1.1475 | 1.1475 | 4475.7104 | 5666.6213 | 0.0004469 | 40553.7176 | 22978.6391 | 244.553 | 314.4558 | 10142.3318 | 559.0088 | 9583.3229 | -13395.3162 | FALSE
| 60463814 | WND014 | WND | 22KV | 31.6 | 5 | 34098.9574 | 16.67% | Three phase | 97.13 | 0.00026248 | 0.00028733 | 0.00031465 | 0.00034469 | 0.00037773 | 0.00041408 | 0.00045407 | 0.00049807 | 0.00054651 | 0.00059982 | 0.00065852 | 0.00072317 | 0.00079436 | 0.00087279 | 0.00095918 | 0.0010357 | 0.0010357 | 0.0010357 | 0.0010357 | 0.0010357 | 1.0262 | 1.0347 | 1.0508 | 1.0613 | 1.0702 | 1.087 | 1.1133 | 1.1365 | 1.1475 | 1.1475 | 1.1475 | 1.1475 | 1.1475 | 1.1475 | 1.1475 | 1.1475 | 1.1475 | 1.1475 | 1.1475 | 1.1475 | 338.7441 | 32.4596 | 3.3824e-05 | 3069.308 | 1739.1382 | 18.509 | 1.8013 | 371.2038 | 20.3103 | 350.8935 | -1388.2447 | FALSE
| 60463817 | WND014 | WND | 22KV | 27.15 | 5 | 34098.9574 | 16.67% | Three phase | 97.13 | 0.00022551 | 0.00024687 | 0.00027034 | 0.00029615 | 0.00032454 | 0.00035577 | 0.00039012 | 0.00042793 | 0.00046954 | 0.00051535 | 0.00056579 | 0.00062133 | 0.0006825 | 0.00074988 | 0.00082411 | 0.00088983 | 0.00088983 | 0.00088983 | 0.00088983 | 0.00088983 | 1.0262 | 1.0347 | 1.0508 | 1.0613 | 1.0702 | 1.087 | 1.1133 | 1.1365 | 1.1475 | 1.1475 | 1.1475 | 1.1475 | 1.1475 | 1.1475 | 1.1475 | 1.1475 | 1.1475 | 1.1475 | 1.1475 | 1.1475 | 291.0412 | 23.9612 | 2.906e-05 | 2637.0795 | 1494.2279 | 15.9025 | 1.3297 | 315.0025 | 17.2322 | 297.7703 | -1196.4576 | FALSE
| 60463825 | WND014 | WND | 22KV | 22.69 | 5 | 34098.9574 | 16.67% | Three phase | 97.13 | 0.00021365 | 0.00023361 | 0.00025552 | 0.00027958 | 0.00030601 | 0.00033503 | 0.00036691 | 0.00040195 | 0.00044045 | 0.00048276 | 0.00052928 | 0.00058043 | 0.00063667 | 0.00069852 | 0.00074366 | 0.00074366 | 0.00074366 | 0.00074366 | 0.00074366 | 0.00074366 | 1.0262 | 1.0347 | 1.0508 | 1.0613 | 1.0702 | 1.087 | 1.1133 | 1.1365 | 1.1475 | 1.1475 | 1.1475 | 1.1475 | 1.1475 | 1.1475 | 1.1475 | 1.1475 | 1.1475 | 1.1475 | 1.1475 | 1.1475 | 262.6066 | 18.0835 | 2.4287e-05 | 2203.8797 | 1248.7673 | 13.2902 | 0.9287 | 280.6901 | 14.2189 | 266.4713 | -982.296 | FALSE
| 60463828 | WND014 | WND | 22KV | 582.78 | 5 | 34098.9574 | 16.67% | Three phase | 97.13 | 0.0054912 | 0.0059408 | 0.0064289 | 0.0069589 | 0.0075345 | 0.0081597 | 0.0088388 | 0.0095766 | 0.010378 | 0.01125 | 0.012196 | 0.013226 | 0.014345 | 0.015561 | 0.016884 | 0.018322 | 0.0191 | 0.0191 | 0.0191 | 0.0191 | 1.0262 | 1.0347 | 1.0508 | 1.0613 | 1.0702 | 1.087 | 1.1133 | 1.1365 | 1.1475 | 1.1475 | 1.1475 | 1.1475 | 1.1475 | 1.1475 | 1.1475 | 1.1475 | 1.1475 | 1.1475 | 1.1475 | 1.1475 | 6345.215 | 11229.703 | 0.00062379 | 56605.4214 | 32073.8918 | 341.3503 | 612.6527 | 17574.918 | 954.0031 | 16620.9149 | -15452.9769 | FALSE
| 60463829 | WND014 | WND | 22KV | 24.87 | 5 | 34098.9574 | 16.67% | Three phase | 97.13 | 0.00023434 | 0.00025352 | 0.00027435 | 0.00029697 | 0.00032153 | 0.00034821 | 0.00037719 | 0.00040868 | 0.00044289 | 0.00048007 | 0.00052048 | 0.0005644 | 0.00061215 | 0.00066407 | 0.00072052 | 0.00078191 | 0.00081511 | 0.00081511 | 0.00081511 | 0.00081511 | 1.0262 | 1.0347 | 1.0508 | 1.0613 | 1.0702 | 1.087 | 1.1133 | 1.1365 | 1.1475 | 1.1475 | 1.1475 | 1.1475 | 1.1475 | 1.1475 | 1.1475 | 1.1475 | 1.1475 | 1.1475 | 1.1475 | 1.1475 | 270.7806 | 20.4508 | 2.662e-05 | 2415.6231 | 1368.7458 | 14.567 | 1.1157 | 291.2314 | 15.6828 | 275.5486 | -1093.1972 | FALSE
| 60463830 | WND014 | WND | 22KV | 198.74 | 5 | 34098.9574 | 16.67% | Three phase | 97.13 | 0.0018726 | 0.0020259 | 0.0021924 | 0.0023731 | 0.0025694 | 0.0027826 | 0.0030142 | 0.0032658 | 0.0035392 | 0.0038363 | 0.0041592 | 0.0045102 | 0.0048918 | 0.0053067 | 0.0057578 | 0.0062483 | 0.0065137 | 0.0065137 | 0.0065137 | 0.0065137 | 1.0262 | 1.0347 | 1.0508 | 1.0613 | 1.0702 | 1.087 | 1.1133 | 1.1365 | 1.1475 | 1.1475 | 1.1475 | 1.1475 | 1.1475 | 1.1475 | 1.1475 | 1.1475 | 1.1475 | 1.1475 | 1.1475 | 1.1475 | 2163.8492 | 1305.9591 | 0.00021272 | 19303.6162 | 10937.8586 | 116.4075 | 71.2485 | 3469.8083 | 187.656 | 3282.1523 | -7655.7064 | FALSE
| 60463831 | WND014 | WND | 22KV | 26.14 | 5 | 34098.9574 | 16.67% | Three phase | 97.13 | 0.00015573 | 0.00017037 | 0.00018646 | 0.00020416 | 0.00022363 | 0.00024505 | 0.00026862 | 0.00029456 | 0.00032312 | 0.00035457 | 0.0003892 | 0.00042735 | 0.00046939 | 0.0005157 | 0.00056675 | 0.00062302 | 0.00068505 | 0.00075345 | 0.00082889 | 0.00085673 | 1.0262 | 1.0347 | 1.0508 | 1.0613 | 1.0702 | 1.087 | 1.1133 | 1.1365 | 1.1475 | 1.1475 | 1.1475 | 1.1475 | 1.1475 | 1.1475 | 1.1475 | 1.1475 | 1.1475 | 1.1475 | 1.1475 | 1.1475 | 214.5841 | 16.9899 | 2.7979e-05 | 2538.9782 | 1438.6416 | 15.3109 | 1.2326 | 231.574 | 16.5435 | 215.0305 | -1223.611 | FALSE
| 60463840 | WND014 | WND | 22KV | 12.78 | 5 | 34098.9574 | 16.67% | Three phase | 97.13 | 0.00011929 | 0.00012985 | 0.0001414 | 0.00015402 | 0.00016782 | 0.0001829 | 0.00019939 | 0.00021743 | 0.00023716 | 0.00025874 | 0.00028235 | 0.00030819 | 0.00033647 | 0.00036742 | 0.0004013 | 0.00041886 | 0.00041886 | 0.00041886 | 0.00041886 | 0.00041886 | 1.0262 | 1.0347 | 1.0508 | 1.0613 | 1.0702 | 1.087 | 1.1133 | 1.1365 | 1.1475 | 1.1475 | 1.1475 | 1.1475 | 1.1475 | 1.1475 | 1.1475 | 1.1475 | 1.1475 | 1.1475 | 1.1475 | 1.1475 | 143.5808 | 5.5699 | 1.3679e-05 | 1241.3214 | 703.3603 | 7.4856 | 0.29462 | 149.1506 | 7.7802 | 141.3704 | -561.9899 | FALSE
| 60463841 | WND014 | WND | 22KV | 121.5 | 5 | 34098.9574 | 16.67% | Three phase | 97.13 | 0.0011341 | 0.0012345 | 0.0013443 | 0.0014643 | 0.0015955 | 0.0017389 | 0.0018956 | 0.0020671 | 0.0022547 | 0.0024598 | 0.0026843 | 0.00293 | 0.0031988 | 0.0034931 | 0.0038152 | 0.0039821 | 0.0039821 | 0.0039821 | 0.0039821 | 0.0039821 | 1.0262 | 1.0347 | 1.0508 | 1.0613 | 1.0702 | 1.087 | 1.1133 | 1.1365 | 1.1475 | 1.1475 | 1.1475 | 1.1475 | 1.1475 | 1.1475 | 1.1475 | 1.1475 | 1.1475 | 1.1475 | 1.1475 | 1.1475 | 1365.0285 | 503.425 | 0.00013005 | 11801.295 | 6686.8764 | 71.1659 | 26.6292 | 1868.4535 | 97.7951 | 1770.6584 | -4916.218 | FALSE
| 60463843 | WND014 | WND | 22KV | 200.49 | 5 | 34098.9574 | 16.67% | Single phase | 44.74 | 0.0013797 | 0.0014816 | 0.0015915 | 0.0017099 | 0.0018375 | 0.0019752 | 0.0021236 | 0.0022838 | 0.0024565 | 0.0026428 | 0.0028438 | 0.0030607 | 0.0032948 | 0.0035475 | 0.0038202 | 0.0041146 | 0.0044325 | 0.0047757 | 0.0051464 | 0.0055466 | 1.0262 | 1.0347 | 1.0508 | 1.0613 | 1.0702 | 1.087 | 1.1133 | 1.1365 | 1.1475 | 1.1475 | 1.1475 | 1.1475 | 1.1475 | 1.1475 | 1.1475 | 1.1475 | 1.1475 | 1.1475 | 1.1475 | 1.1475 | 1534.179 | 430.4167 | 0.0002146 | 8969.9226 | 5082.5578 | 117.4325 | 33.399 | 1964.5956 | 150.8315 | 1813.7641 | -3268.7937 | FALSE
| 60463851 | WND014 | WND | 22KV | 327.61 | 5 | 34098.9574 | 16.67% | Three phase | 97.13 | 0.0030796 | 0.0033279 | 0.003597 | 0.0038889 | 0.0042054 | 0.0045489 | 0.0049215 | 0.0053257 | 0.0057645 | 0.0062407 | 0.0067576 | 0.0073187 | 0.007928 | 0.0085896 | 0.009308 | 0.010088 | 0.010737 | 0.010737 | 0.010737 | 0.010737 | 1.0262 | 1.0347 | 1.0508 | 1.0613 | 1.0702 | 1.087 | 1.1133 | 1.1365 | 1.1475 | 1.1475 | 1.1475 | 1.1475 | 1.1475 | 1.1475 | 1.1475 | 1.1475 | 1.1475 | 1.1475 | 1.1475 | 1.1475 | 3533.0594 | 3515.2761 | 0.00035066 | 31820.7593 | 18030.3505 | 191.8902 | 193.6063 | 7048.3355 | 385.4965 | 6662.839 | -11367.5115 | FALSE
| 60463867 | WND021 | WND | 22KV | 160.76 | 0 | 34098.9574 | 100% | Single phase | 44.74 | 0.00095773 | 0.0010478 | 0.0011467 | 0.0012556 | 0.0013753 | 0.001507 | 0.001652 | 0.0018115 | 0.0019872 | 0.0021806 | 0.0023936 | 0.0026282 | 0.0028867 | 0.0031716 | 0.0034855 | 0.0038315 | 0.0042131 | 0.0046337 | 0.0050976 | 0.0052689 | 1.809 | 1.863 | 1.92 | 1.973 | 2.003 | 2.05 | 2.124 | 2.187 | 2.226 | 2.226 | 2.226 | 2.226 | 2.226 | 2.226 | 2.226 | 2.226 | 2.226 | 2.226 | 2.226 | 2.226 | 2533.9073 | 295.9909 | 0.00017207 | 7192.4024 | 4075.3753 | 178.8269 | 21.4735 | 2829.8982 | 200.3004 | 2629.5978 | -1445.7775 | FALSE
| 60463868 | WND021 | WND | 22KV | 26.06 | 0 | 34098.9574 | 100% | Single phase | 44.74 | 0.00024393 | 0.00026592 | 0.00028998 | 0.00031632 | 0.00034516 | 0.00037673 | 0.0004113 | 0.00044917 | 0.00049066 | 0.00053611 | 0.00058591 | 0.00064049 | 0.00070032 | 0.0007659 | 0.00083781 | 0.00085411 | 0.00085411 | 0.00085411 | 0.00085411 | 0.00085411 | 1.809 | 1.863 | 1.92 | 1.973 | 2.003 | 2.05 | 2.124 | 2.187 | 2.226 | 2.226 | 2.226 | 2.226 | 2.226 | 2.226 | 2.226 | 2.226 | 2.226 | 2.226 | 2.226 | 2.226 | 567.1615 | 10.776 | 2.7894e-05 | 1165.9244 | 660.6387 | 28.9887 | 0.56428 | 577.9375 | 29.553 | 548.3845 | -112.2542 | FALSE
| 60463869 | WND021 | WND | 22KV | 117.48 | 0 | 34098.9574 | 100% | Single phase | 44.74 | 0.0010996 | 0.0011988 | 0.0013073 | 0.001426 | 0.001556 | 0.0016983 | 0.0018542 | 0.0020249 | 0.0022119 | 0.0024168 | 0.0026413 | 0.0028874 | 0.0031571 | 0.0034527 | 0.0037769 | 0.0038504 | 0.0038504 | 0.0038504 | 0.0038504 | 0.0038504 | 1.809 | 1.863 | 1.92 | 1.973 | 2.003 | 2.05 | 2.124 | 2.187 | 2.226 | 2.226 | 2.226 | 2.226 | 2.226 | 2.226 | 2.226 | 2.226 | 2.226 | 2.226 | 2.226 | 2.226 | 2556.7971 | 218.996 | 0.00012575 | 5256.0552 | 2978.1979 | 130.6829 | 11.4677 | 2775.7931 | 142.1506 | 2633.6426 | -344.5553 | FALSE
| 60463870 | WND021 | WND | 22KV | 28.06 | 0 | 34098.9574 | 100% | Single phase | 44.74 | 0.00026265 | 0.00028633 | 0.00031224 | 0.0003406 | 0.00037165 | 0.00040564 | 0.00044287 | 0.00048364 | 0.00052831 | 0.00057725 | 0.00063088 | 0.00068965 | 0.00075406 | 0.00082468 | 0.0009021 | 0.00091966 | 0.00091966 | 0.00091966 | 0.00091966 | 0.00091966 | 1.809 | 1.863 | 1.92 | 1.973 | 2.003 | 2.05 | 2.124 | 2.187 | 2.226 | 2.226 | 2.226 | 2.226 | 2.226 | 2.226 | 2.226 | 2.226 | 2.226 | 2.226 | 2.226 | 2.226 | 610.6889 | 12.4935 | 3.0035e-05 | 1255.4044 | 711.3401 | 31.2135 | 0.65422 | 623.1823 | 31.8677 | 591.3146 | -120.0254 | FALSE
| 60463871 | WND021 | WND | 22KV | 129.01 | 0 | 34098.9574 | 100% | Single phase | 44.74 | 0.0012076 | 0.0013164 | 0.0014356 | 0.001566 | 0.0017087 | 0.001865 | 0.0020362 | 0.0022236 | 0.002429 | 0.002654 | 0.0029005 | 0.0031708 | 0.0034669 | 0.0037916 | 0.0041476 | 0.0042283 | 0.0042283 | 0.0042283 | 0.0042283 | 0.0042283 | 1.809 | 1.863 | 1.92 | 1.973 | 2.003 | 2.05 | 2.124 | 2.187 | 2.226 | 2.226 | 2.226 | 2.226 | 2.226 | 2.226 | 2.226 | 2.226 | 2.226 | 2.226 | 2.226 | 2.226 | 2807.7324 | 264.0918 | 0.00013809 | 5771.9074 | 3270.4912 | 143.5087 | 13.8291 | 3071.8242 | 157.3378 | 2914.4864 | -356.0048 | FALSE
| 60463877 | WND021 | WND | 22KV | 538.49 | 0 | 34098.9574 | 100% | Single phase | 44.74 | 0.0032081 | 0.0035096 | 0.0038412 | 0.0042058 | 0.0046068 | 0.005048 | 0.0055336 | 0.006068 | 0.0066563 | 0.0073042 | 0.0080177 | 0.0088036 | 0.0096695 | 0.010624 | 0.011675 | 0.012834 | 0.014112 | 0.015521 | 0.017075 | 0.017649 | 1.809 | 1.863 | 1.92 | 1.973 | 2.003 | 2.05 | 2.124 | 2.187 | 2.226 | 2.226 | 2.226 | 2.226 | 2.226 | 2.226 | 2.226 | 2.226 | 2.226 | 2.226 | 2.226 | 2.226 | 8487.7066 | 3321.0672 | 0.00057638 | 24092.0426 | 13651.0876 | 599.0077 | 240.9367 | 11808.7739 | 839.9444 | 10968.8295 | -2682.2581 | FALSE
| 60463898 | WND021 | WND | 22KV | 1613.41 | 0 | 34098.9574 | 100% | Three phase | 97.13 | 0.0096119 | 0.010515 | 0.011509 | 0.012601 | 0.013803 | 0.015125 | 0.01658 | 0.018181 | 0.019944 | 0.021885 | 0.024022 | 0.026377 | 0.028971 | 0.03183 | 0.034981 | 0.038454 | 0.042283 | 0.046505 | 0.05116 | 0.052879 | 1.809 | 1.863 | 1.92 | 1.973 | 2.003 | 2.05 | 2.124 | 2.187 | 2.226 | 2.226 | 2.226 | 2.226 | 2.226 | 2.226 | 2.226 | 2.226 | 2.226 | 2.226 | 2.226 | 2.226 | 25430.6501 | 64724.5859 | 0.0017269 | 156710.5133 | 88795.6652 | 1794.7315 | 4695.6378 | 90155.236 | 6490.3693 | 83664.8667 | -5130.7985 | FALSE
| 60463934 | WND021 | WND | 22KV | 313.56 | 0 | 34098.9574 | 100% | Three phase | 97.13 | 0.0023299 | 0.00255 | 0.002792 | 0.003058 | 0.0033507 | 0.0036726 | 0.0040269 | 0.0044167 | 0.0048458 | 0.0053183 | 0.0058384 | 0.0064113 | 0.0070423 | 0.0077375 | 0.0085035 | 0.0093476 | 0.010277 | 0.010277 | 0.010277 | 0.010277 | 1.809 | 1.863 | 1.92 | 1.973 | 2.003 | 2.05 | 2.124 | 2.187 | 2.226 | 2.226 | 2.226 | 2.226 | 2.226 | 2.226 | 2.226 | 2.226 | 2.226 | 2.226 | 2.226 | 2.226 | 5949.7066 | 2945.8502 | 0.00033562 | 30456.0828 | 17257.0945 | 348.7991 | 177.3562 | 8895.5568 | 526.1553 | 8369.4015 | -8887.693 | FALSE
| 60463936 | WND021 | WND | 22KV | 160.81 | 0 | 34098.9574 | 100% | Single phase | 44.74 | 0.00095803 | 0.0010481 | 0.0011471 | 0.001256 | 0.0013757 | 0.0015075 | 0.0016525 | 0.0018121 | 0.0019878 | 0.0021813 | 0.0023943 | 0.002629 | 0.0028876 | 0.0031725 | 0.0034866 | 0.0038327 | 0.0042144 | 0.0046352 | 0.0050992 | 0.0052705 | 1.809 | 1.863 | 1.92 | 1.973 | 2.003 | 2.05 | 2.124 | 2.187 | 2.226 | 2.226 | 2.226 | 2.226 | 2.226 | 2.226 | 2.226 | 2.226 | 2.226 | 2.226 | 2.226 | 2.226 | 2534.6954 | 296.1751 | 0.00017213 | 7194.6394 | 4076.6428 | 178.8825 | 21.4869 | 2830.8704 | 200.3694 | 2630.501 | -1446.1418 | FALSE
| 60463971 | WND023 | WND | 22KV | 601.07 | 6 | 34098.9574 | 14.29% | Single phase | 44.74 | 0.003674 | 0.0039515 | 0.0042512 | 0.0045748 | 0.0049244 | 0.005302 | 0.00571 | 0.0061509 | 0.0066274 | 0.0071425 | 0.0076993 | 0.0083013 | 0.0089523 | 0.0096563 | 0.010418 | 0.011241 | 0.012132 | 0.013097 | 0.01414 | 0.015269 | 0.97986 | 0.99929 | 1.0244 | 1.0434 | 1.0523 | 1.0696 | 1.0993 | 1.1297 | 1.1347 | 1.1347 | 1.1347 | 1.1347 | 1.1347 | 1.1347 | 1.1347 | 1.1347 | 1.1347 | 1.1347 | 1.1347 | 1.1347 | 4104.6311 | 3499.7456 | 0.00064337 | 26891.8718 | 15237.5332 | 346.3398 | 300.1911 | 7604.3766 | 646.5309 | 6957.8458 | -8279.6874 | FALSE
| 60464038 | WND023 | WND | 22KV | 508.99 | 6 | 34098.9574 | 14.29% | Single phase | 44.74 | 0.0031112 | 0.0033462 | 0.0035999 | 0.003874 | 0.00417 | 0.0044898 | 0.0048353 | 0.0052086 | 0.0056121 | 0.0060483 | 0.0065198 | 0.0070296 | 0.0075809 | 0.008177 | 0.0088218 | 0.0095193 | 0.010274 | 0.01109 | 0.011974 | 0.01293 | 0.97986 | 0.99929 | 1.0244 | 1.0434 | 1.0523 | 1.0696 | 1.0993 | 1.1297 | 1.1347 | 1.1347 | 1.1347 | 1.1347 | 1.1347 | 1.1347 | 1.1347 | 1.1347 | 1.1347 | 1.1347 | 1.1347 | 1.1347 | 3475.8284 | 2509.6021 | 0.00054481 | 22772.2126 | 12903.2426 | 293.2828 | 215.2614 | 5985.4305 | 508.5442 | 5476.8863 | -7426.3563 | FALSE
| 60464039 | WND023 | WND | 22KV | 137.88 | 6 | 34098.9574 | 14.29% | Single phase | 44.74 | 0.00084278 | 0.00090644 | 0.00097518 | 0.0010494 | 0.0011296 | 0.0012162 | 0.0013098 | 0.001411 | 0.0015203 | 0.0016384 | 0.0017661 | 0.0019042 | 0.0020536 | 0.0022151 | 0.0023897 | 0.0025787 | 0.0027831 | 0.0030042 | 0.0032435 | 0.0035025 | 0.97986 | 0.99929 | 1.0244 | 1.0434 | 1.0523 | 1.0696 | 1.0993 | 1.1297 | 1.1347 | 1.1347 | 1.1347 | 1.1347 | 1.1347 | 1.1347 | 1.1347 | 1.1347 | 1.1347 | 1.1347 | 1.1347 | 1.1347 | 941.5651 | 184.1573 | 0.00014758 | 6168.7512 | 3495.3517 | 79.4472 | 15.7961 | 1125.7224 | 95.2433 | 1030.4791 | -2464.8727 | FALSE
| 60464044 | WND023 | WND | 22KV | 854.74 | 6 | 34098.9574 | 14.29% | Single phase | 44.74 | 0.0056743 | 0.0061032 | 0.0065664 | 0.0070665 | 0.0076066 | 0.00819 | 0.0088203 | 0.0095013 | 0.010237 | 0.011033 | 0.011892 | 0.012822 | 0.013827 | 0.014913 | 0.016088 | 0.017359 | 0.018733 | 0.02022 | 0.021829 | 0.02357 | 0.97986 | 0.99929 | 1.0244 | 1.0434 | 1.0523 | 1.0696 | 1.0993 | 1.1297 | 1.1347 | 1.1347 | 1.1347 | 1.1347 | 1.1347 | 1.1347 | 1.1347 | 1.1347 | 1.1347 | 1.1347 | 1.1347 | 1.1347 | 6338.9691 | 7685.8424 | 0.00091489 | 38241.0676 | 21668.2401 | 492.5058 | 607.0378 | 14024.8114 | 1099.5436 | 12925.2678 | -8742.9723 | FALSE
| 60464176 | WND023 | WND | 22KV | 24.94 | 6 | 34098.9574 | 14.29% | Three phase | 97.13 | 0.00014858 | 0.00016255 | 0.0001779 | 0.00019479 | 0.00021336 | 0.0002338 | 0.00025629 | 0.00028104 | 0.00030829 | 0.00033829 | 0.00037134 | 0.00040774 | 0.00044784 | 0.00049203 | 0.00054073 | 0.00059442 | 0.00065361 | 0.00071887 | 0.00079084 | 0.0008174 | 0.97986 | 0.99929 | 1.0244 | 1.0434 | 1.0523 | 1.0696 | 1.0993 | 1.1297 | 1.1347 | 1.1347 | 1.1347 | 1.1347 | 1.1347 | 1.1347 | 1.1347 | 1.1347 | 1.1347 | 1.1347 | 1.1347 | 1.1347 | 201.9951 | 15.4658 | 2.6695e-05 | 2422.4222 | 1372.5983 | 14.3706 | 1.122 | 217.4609 | 15.4926 | 201.9683 | -1170.63 | FALSE
| 60464187 | WND023 | WND | 22KV | 583.44 | 6 | 34098.9574 | 14.29% | Three phase | 97.13 | 0.005574 | 0.0059811 | 0.0064193 | 0.006891 | 0.0073989 | 0.0079458 | 0.0085347 | 0.0091689 | 0.0098521 | 0.010588 | 0.011381 | 0.012235 | 0.013155 | 0.014147 | 0.015216 | 0.016369 | 0.017611 | 0.01895 | 0.019122 | 0.019122 | 0.97986 | 0.99929 | 1.0244 | 1.0434 | 1.0523 | 1.0696 | 1.0993 | 1.1297 | 1.1347 | 1.1347 | 1.1347 | 1.1347 | 1.1347 | 1.1347 | 1.1347 | 1.1347 | 1.1347 | 1.1347 | 1.1347 | 1.1347 | 5963.2322 | 10723.4696 | 0.0006245 | 56669.5272 | 32110.2156 | 336.1813 | 614.0412 | 16686.7017 | 950.2225 | 15736.4793 | -16373.7363 | FALSE
| 60464188 | WND023 | WND | 22KV | 2082.11 | 6 | 34098.9574 | 14.29% | Three phase | 97.13 | 0.019892 | 0.021345 | 0.022908 | 0.024592 | 0.026404 | 0.028356 | 0.030458 | 0.032721 | 0.035159 | 0.037785 | 0.040614 | 0.043663 | 0.046948 | 0.050487 | 0.054303 | 0.058415 | 0.062847 | 0.067626 | 0.068241 | 0.068241 | 0.97986 | 0.99929 | 1.0244 | 1.0434 | 1.0523 | 1.0696 | 1.0993 | 1.1297 | 1.1347 | 1.1347 | 1.1347 | 1.1347 | 1.1347 | 1.1347 | 1.1347 | 1.1347 | 1.1347 | 1.1347 | 1.1347 | 1.1347 | 21280.8606 | 136568.4128 | 0.0022286 | 202235.3443 | 114591.0478 | 1199.723 | 7820.1024 | 157849.2734 | 9019.8254 | 148829.448 | 34238.4002 | TRUE
| 60464206 | WND023 | WND | 22KV | 8.28 | 6 | 34098.9574 | 14.29% | Three phase | 97.13 | 4.9328e-05 | 5.3965e-05 | 5.9063e-05 | 6.4669e-05 | 7.0836e-05 | 7.762e-05 | 8.5086e-05 | 9.3303e-05 | 0.00010235 | 0.00011231 | 0.00012328 | 0.00013537 | 0.00014868 | 0.00016335 | 0.00017952 | 0.00019735 | 0.00021699 | 0.00023866 | 0.00026255 | 0.00027138 | 0.97986 | 0.99929 | 1.0244 | 1.0434 | 1.0523 | 1.0696 | 1.0993 | 1.1297 | 1.1347 | 1.1347 | 1.1347 | 1.1347 | 1.1347 | 1.1347 | 1.1347 | 1.1347 | 1.1347 | 1.1347 | 1.1347 | 1.1347 | 67.0617 | 1.7047 | 8.8626e-06 | 804.2364 | 455.6982 | 4.771 | 0.12367 | 68.7664 | 4.8947 | 63.8717 | -391.8265 | FALSE
| 60464231 | WND023 | WND | 22KV | 539.95 | 6 | 34098.9574 | 14.29% | Single phase | 44.74 | 0.0033004 | 0.0035497 | 0.0038189 | 0.0041096 | 0.0044236 | 0.0047628 | 0.0051294 | 0.0055254 | 0.0059535 | 0.0064162 | 0.0069164 | 0.0074572 | 0.008042 | 0.0086744 | 0.0093584 | 0.010098 | 0.010899 | 0.011765 | 0.012702 | 0.013716 | 0.97986 | 0.99929 | 1.0244 | 1.0434 | 1.0523 | 1.0696 | 1.0993 | 1.1297 | 1.1347 | 1.1347 | 1.1347 | 1.1347 | 1.1347 | 1.1347 | 1.1347 | 1.1347 | 1.1347 | 1.1347 | 1.1347 | 1.1347 | 3687.2503 | 2824.187 | 0.00057794 | 24157.363 | 13688.0996 | 311.1221 | 242.245 | 6511.4373 | 553.3671 | 5958.0703 | -7730.0293 | FALSE
| 60464293 | WND023 | WND | 22KV | 1075.48 | 6 | 34098.9574 | 14.29% | Single phase | 44.74 | 0.0071397 | 0.0076794 | 0.0082621 | 0.0088914 | 0.009571 | 0.010305 | 0.011098 | 0.011955 | 0.012881 | 0.013882 | 0.014964 | 0.016133 | 0.017397 | 0.018764 | 0.020243 | 0.021842 | 0.023571 | 0.025442 | 0.027466 | 0.029656 | 0.97986 | 0.99929 | 1.0244 | 1.0434 | 1.0523 | 1.0696 | 1.0993 | 1.1297 | 1.1347 | 1.1347 | 1.1347 | 1.1347 | 1.1347 | 1.1347 | 1.1347 | 1.1347 | 1.1347 | 1.1347 | 1.1347 | 1.1347 | 7976.033 | 12168.2492 | 0.0011512 | 48116.9752 | 27264.1492 | 619.6974 | 961.0641 | 20144.2822 | 1580.7615 | 18563.5207 | -8700.6286 | FALSE
| 60464336 | WND023 | WND | 22KV | 1552.94 | 6 | 34098.9574 | 14.29% | Single phase | 44.74 | 0.010309 | 0.011089 | 0.01193 | 0.012839 | 0.01382 | 0.01488 | 0.016025 | 0.017263 | 0.0186 | 0.020045 | 0.021607 | 0.023295 | 0.025121 | 0.027095 | 0.02923 | 0.031538 | 0.034036 | 0.036737 | 0.03966 | 0.042822 | 0.97986 | 0.99929 | 1.0244 | 1.0434 | 1.0523 | 1.0696 | 1.0993 | 1.1297 | 1.1347 | 1.1347 | 1.1347 | 1.1347 | 1.1347 | 1.1347 | 1.1347 | 1.1347 | 1.1347 | 1.1347 | 1.1347 | 1.1347 | 11516.9977 | 25370.7187 | 0.0016622 | 69478.5356 | 39368.0849 | 894.8124 | 2003.8123 | 36887.7164 | 2898.6247 | 33989.0917 | -5378.9932 | FALSE
| 60464376 | WND024 | WND | 22KV | 262.71 | 13 | 34098.9574 | 7.143% | Three phase | 97.13 | 0.0023791 | 0.002596 | 0.0028336 | 0.0030939 | 0.0033792 | 0.003692 | 0.0040348 | 0.0044107 | 0.004823 | 0.0052751 | 0.0057711 | 0.0063153 | 0.0069124 | 0.0075677 | 0.008287 | 0.0086103 | 0.0086103 | 0.0086103 | 0.0086103 | 0.0086103 | 0.31457 | 0.32093 | 0.32914 | 0.33579 | 0.34057 | 0.34786 | 0.35743 | 0.36629 | 0.371 | 0.371 | 0.371 | 0.371 | 0.371 | 0.371 | 0.371 | 0.371 | 0.371 | 0.371 | 0.371 | 0.371 | 942.0979 | 2336.3813 | 0.0002812 | 25517.0223 | 14458.5128 | 49.2074 | 124.4968 | 3278.4792 | 173.7043 | 3104.775 | -11353.7379 | FALSE
| 60464377 | WND024 | WND | 22KV | 50.52 | 13 | 34098.9574 | 7.143% | Three phase | 97.13 | 0.00045424 | 0.00049113 | 0.00053115 | 0.00057458 | 0.00062172 | 0.00067289 | 0.00072844 | 0.00078876 | 0.00085426 | 0.00092541 | 0.0010027 | 0.0010866 | 0.0011779 | 0.001277 | 0.0013847 | 0.0015018 | 0.001629 | 0.0016558 | 0.0016558 | 0.0016558 | 0.31457 | 0.32093 | 0.32914 | 0.33579 | 0.34057 | 0.34786 | 0.35743 | 0.36629 | 0.371 | 0.371 | 0.371 | 0.371 | 0.371 | 0.371 | 0.371 | 0.371 | 0.371 | 0.371 | 0.371 | 0.371 | 169.8808 | 81.0847 | 5.4075e-05 | 4907.0076 | 2780.4197 | 9.4627 | 4.604 | 250.9656 | 14.0667 | 236.8989 | -2543.5209 | FALSE
| 60464378 | WND024 | WND | 22KV | 239.5 | 13 | 34098.9574 | 7.143% | Three phase | 97.13 | 0.0021534 | 0.0023283 | 0.002518 | 0.0027239 | 0.0029474 | 0.00319 | 0.0034533 | 0.0037393 | 0.0040498 | 0.0043871 | 0.0047534 | 0.0051514 | 0.0055839 | 0.0060537 | 0.0065644 | 0.0071194 | 0.0077227 | 0.0078496 | 0.0078496 | 0.0078496 | 0.31457 | 0.32093 | 0.32914 | 0.33579 | 0.34057 | 0.34786 | 0.35743 | 0.36629 | 0.371 | 0.371 | 0.371 | 0.371 | 0.371 | 0.371 | 0.371 | 0.371 | 0.371 | 0.371 | 0.371 | 0.371 | 805.3536 | 1822.315 | 0.00025635 | 23262.635 | 13181.1268 | 44.86 | 103.4704 | 2627.6685 | 148.3304 | 2479.3381 | -10701.7887 | FALSE
| 60464388 | WND024 | WND | 22KV | 239.76 | 13 | 34098.9574 | 7.143% | Single phase | 44.74 | 0.0021778 | 0.0023799 | 0.0026017 | 0.0028452 | 0.0031124 | 0.0034057 | 0.0037278 | 0.0040816 | 0.0044701 | 0.004897 | 0.005366 | 0.0058814 | 0.0064479 | 0.0070706 | 0.0077552 | 0.0078581 | 0.0078581 | 0.0078581 | 0.0078581 | 0.0078581 | 0.31457 | 0.32093 | 0.32914 | 0.33579 | 0.34057 | 0.34786 | 0.35743 | 0.36629 | 0.371 | 0.371 | 0.371 | 0.371 | 0.371 | 0.371 | 0.371 | 0.371 | 0.371 | 0.371 | 0.371 | 0.371 | 869.1827 | 906.0665 | 0.00025663 | 10726.8624 | 6078.079 | 44.9087 | 47.7641 | 1775.2491 | 92.6728 | 1682.5764 | -4395.5027 | FALSE
| 60464494 | WND024 | WND | 22KV | 47.96 | 13 | 34098.9574 | 7.143% | Three phase | 97.13 | 0.00058316 | 0.00062169 | 0.00066288 | 0.0007069 | 0.00075395 | 0.00080426 | 0.00085804 | 0.00091555 | 0.00097704 | 0.0010428 | 0.0011131 | 0.0011884 | 0.0012688 | 0.0013549 | 0.001447 | 0.0015455 | 0.0015719 | 0.0015719 | 0.0015719 | 0.0015719 | 0.31457 | 0.32093 | 0.32914 | 0.33579 | 0.34057 | 0.34786 | 0.35743 | 0.36629 | 0.371 | 0.371 | 0.371 | 0.371 | 0.371 | 0.371 | 0.371 | 0.371 | 0.371 | 0.371 | 0.371 | 0.371 | 184.5341 | 83.9086 | 5.1335e-05 | 4658.3548 | 2639.5275 | 8.9832 | 4.1492 | 268.4427 | 13.1324 | 255.3103 | -2384.2172 | FALSE
| 60464495 | WND024 | WND | 22KV | 424.57 | 13 | 34098.9574 | 7.143% | Three phase | 97.13 | 0.0051625 | 0.0055036 | 0.0058682 | 0.0062579 | 0.0066744 | 0.0071197 | 0.0075959 | 0.008105 | 0.0086493 | 0.0092315 | 0.0098541 | 0.01052 | 0.011232 | 0.011994 | 0.012809 | 0.013682 | 0.013915 | 0.013915 | 0.013915 | 0.013915 | 0.31457 | 0.32093 | 0.32914 | 0.33579 | 0.34057 | 0.34786 | 0.35743 | 0.36629 | 0.371 | 0.371 | 0.371 | 0.371 | 0.371 | 0.371 | 0.371 | 0.371 | 0.371 | 0.371 | 0.371 | 0.371 | 1633.6043 | 6575.7714 | 0.00045445 | 41238.4841 | 23366.6431 | 79.5249 | 325.1649 | 8209.3756 | 404.6899 | 7804.6858 | -15561.9573 | FALSE
| 60464518 | WND024 | WND | 22KV | 63.89 | 13 | 34098.9574 | 7.143% | Three phase | 97.13 | 0.00073822 | 0.00080181 | 0.00087111 | 0.00094664 | 0.001029 | 0.0011187 | 0.0012166 | 0.0013234 | 0.0014398 | 0.0015668 | 0.0017054 | 0.0018566 | 0.0020215 | 0.002094 | 0.002094 | 0.002094 | 0.002094 | 0.002094 | 0.002094 | 0.002094 | 0.31457 | 0.32093 | 0.32914 | 0.33579 | 0.34057 | 0.34786 | 0.35743 | 0.36629 | 0.371 | 0.371 | 0.371 | 0.371 | 0.371 | 0.371 | 0.371 | 0.371 | 0.371 | 0.371 | 0.371 | 0.371 | 261.2826 | 157.9845 | 6.8386e-05 | 6205.6357 | 3516.2513 | 11.967 | 7.3633 | 419.2672 | 19.3303 | 399.9368 | -3116.3145 | FALSE
| 60464541 | WND024 | WND | 22KV | 948.74 | 13 | 34098.9574 | 7.143% | Covered | 390 | 0.0062983 | 0.0067744 | 0.0072885 | 0.0078436 | 0.0084431 | 0.0090907 | 0.0097903 | 0.010546 | 0.011363 | 0.012246 | 0.0132 | 0.014232 | 0.015347 | 0.016553 | 0.017857 | 0.019268 | 0.020794 | 0.022444 | 0.02423 | 0.026162 | 0.31457 | 0.32093 | 0.32914 | 0.33579 | 0.34057 | 0.34786 | 0.35743 | 0.36629 | 0.371 | 0.371 | 0.371 | 0.371 | 0.371 | 0.371 | 0.371 | 0.371 | 0.371 | 0.371 | 0.371 | 0.371 | 2292.6769 | 82544.1818 | 0.0010155 | 370008.6 | 209655.1091 | 177.7056 | 6519.4468 | 84836.8588 | 6697.1524 | 78139.7063 | -131515.4028 | FALSE
| 60464546 | WND024 | WND | 22KV | 279.02 | 13 | 34098.9574 | 7.143% | Single phase | 44.74 | 0.0025344 | 0.0027696 | 0.0030278 | 0.0033111 | 0.003622 | 0.0039634 | 0.0043382 | 0.0047499 | 0.0052021 | 0.0056988 | 0.0062446 | 0.0068445 | 0.0075037 | 0.0082284 | 0.009025 | 0.0091448 | 0.0091448 | 0.0091448 | 0.0091448 | 0.0091448 | 0.31457 | 0.32093 | 0.32914 | 0.33579 | 0.34057 | 0.34786 | 0.35743 | 0.36629 | 0.371 | 0.371 | 0.371 | 0.371 | 0.371 | 0.371 | 0.371 | 0.371 | 0.371 | 0.371 | 0.371 | 0.371 | 1011.5088 | 1227.0924 | 0.00029865 | 12483.3548 | 7073.3467 | 52.2624 | 64.6872 | 2238.6012 | 116.9496 | 2121.6516 | -4951.6951 | FALSE
| 60464552 | WND024 | WND | 22KV | 1602.59 | 13 | 34098.9574 | 7.143% | Covered | 390 | 0.019152 | 0.020605 | 0.022174 | 0.023866 | 0.025692 | 0.027663 | 0.029791 | 0.032089 | 0.03457 | 0.037248 | 0.040141 | 0.043266 | 0.046641 | 0.050287 | 0.052525 | 0.052525 | 0.052525 | 0.052525 | 0.052525 | 0.052525 | 0.31457 | 0.32093 | 0.32914 | 0.33579 | 0.34057 | 0.34786 | 0.35743 | 0.36629 | 0.371 | 0.371 | 0.371 | 0.371 | 0.371 | 0.371 | 0.371 | 0.371 | 0.371 | 0.371 | 0.371 | 0.371 | 6411.4694 | 390782.4242 | 0.0017154 | 625010.1 | 354144.6353 | 300.1763 | 18602.0659 | 397193.8935 | 18902.2422 | 378291.6514 | 24147.016 | TRUE
| 60464614 | WND024 | WND | 22KV | 3171.77 | 13 | 34098.9574 | 7.143% | Covered | 390 | 0.021056 | 0.022648 | 0.024366 | 0.026222 | 0.028227 | 0.030392 | 0.03273 | 0.035258 | 0.037988 | 0.04094 | 0.04413 | 0.047579 | 0.051308 | 0.055339 | 0.0597 | 0.064415 | 0.069516 | 0.075033 | 0.081003 | 0.087462 | 0.31457 | 0.32093 | 0.32914 | 0.33579 | 0.34057 | 0.34786 | 0.35743 | 0.36629 | 0.371 | 0.371 | 0.371 | 0.371 | 0.371 | 0.371 | 0.371 | 0.371 | 0.371 | 0.371 | 0.371 | 0.371 | 7664.7385 | 922561.6948 | 0.003395 | 1236990.3 | 700906.2392 | 594.0947 | 72865.1218 | 930226.4332 | 73459.2165 | 856767.2168 | 155860.9775 | TRUE
| 60464620 | WND024 | WND | 22KV | 312.89 | 13 | 34098.9574 | 7.143% | Covered | 390 | 0.0022568 | 0.0024275 | 0.0026118 | 0.0028109 | 0.0030258 | 0.0032579 | 0.0035086 | 0.0037795 | 0.0040722 | 0.0043884 | 0.0047303 | 0.0050997 | 0.0054991 | 0.0059309 | 0.0063978 | 0.0069027 | 0.0074487 | 0.0080393 | 0.0086781 | 0.0093692 | 0.31457 | 0.32093 | 0.32914 | 0.33579 | 0.34057 | 0.34786 | 0.35743 | 0.36629 | 0.371 | 0.371 | 0.371 | 0.371 | 0.371 | 0.371 | 0.371 | 0.371 | 0.371 | 0.371 | 0.371 | 0.371 | 821.4403 | 9753.6237 | 0.00033491 | 122027.1 | 69143.2712 | 58.6065 | 709.0873 | 10575.0641 | 767.6938 | 9807.3703 | -59335.9008 | FALSE
| 60464625 | WND024 | WND | 22KV | 376.84 | 13 | 34098.9574 | 7.143% | Covered | 390 | 0.0023872 | 0.0025634 | 0.0027532 | 0.0029579 | 0.0031786 | 0.0034166 | 0.0036732 | 0.0039501 | 0.0042488 | 0.004571 | 0.0049187 | 0.0052939 | 0.0056989 | 0.0061361 | 0.0066081 | 0.0071176 | 0.0076679 | 0.0082621 | 0.0089038 | 0.009597 | 0.31457 | 0.32093 | 0.32914 | 0.33579 | 0.34057 | 0.34786 | 0.35743 | 0.36629 | 0.371 | 0.371 | 0.371 | 0.371 | 0.371 | 0.371 | 0.371 | 0.371 | 0.371 | 0.371 | 0.371 | 0.371 | 852.739 | 12199.2012 | 0.00040336 | 146967.6 | 83275.1136 | 70.5848 | 1028.5616 | 13051.9402 | 1099.1464 | 11952.7939 | -71322.3198 | FALSE
| 60464626 | WND024 | WND | 22KV | 234.78 | 13 | 34098.9574 | 7.143% | Covered | 390 | 0.0019501 | 0.0021348 | 0.0023378 | 0.002561 | 0.0028065 | 0.0030765 | 0.0033736 | 0.0037005 | 0.0040604 | 0.0044565 | 0.0048927 | 0.0053729 | 0.0059019 | 0.0064846 | 0.0071265 | 0.0076949 | 0.0076949 | 0.0076949 | 0.0076949 | 0.0076949 | 0.31457 | 0.32093 | 0.32914 | 0.33579 | 0.34057 | 0.34786 | 0.35743 | 0.36629 | 0.371 | 0.371 | 0.371 | 0.371 | 0.371 | 0.371 | 0.371 | 0.371 | 0.371 | 0.371 | 0.371 | 0.371 | 809.1952 | 7194.5401 | 0.0002513 | 91564.2 | 51882.3139 | 43.9759 | 399.2441 | 8003.7353 | 443.22 | 7560.5152 | -44321.7987 | FALSE
| 60464638 | WND024 | WND | 22KV | 1192.76 | 13 | 34098.9574 | 7.143% | Single phase | 44.74 | 0.0082082 | 0.0088145 | 0.0094681 | 0.010173 | 0.010932 | 0.011751 | 0.012634 | 0.013587 | 0.014614 | 0.015722 | 0.016918 | 0.018209 | 0.019601 | 0.021105 | 0.022727 | 0.024479 | 0.02637 | 0.028412 | 0.030617 | 0.032998 | 0.31457 | 0.32093 | 0.32914 | 0.33579 | 0.34057 | 0.34786 | 0.35743 | 0.36629 | 0.371 | 0.371 | 0.371 | 0.371 | 0.371 | 0.371 | 0.371 | 0.371 | 0.371 | 0.371 | 0.371 | 0.371 | 2932.7013 | 15233.8543 | 0.0012767 | 53364.0824 | 30237.277 | 223.4123 | 1182.0989 | 18166.5556 | 1405.5112 | 16761.0444 | -13476.2326 | FALSE
| 60464655 | WND024 | WND | 22KV | 449.75 | 13 | 34098.9574 | 7.143% | Three phase | 97.13 | 0.0025794 | 0.0028457 | 0.0031411 | 0.0034689 | 0.0038327 | 0.0042367 | 0.0046854 | 0.0051837 | 0.0057375 | 0.006353 | 0.0070371 | 0.0077978 | 0.0086438 | 0.0095849 | 0.010632 | 0.011797 | 0.013094 | 0.014537 | 0.01474 | 0.01474 | 0.31457 | 0.32093 | 0.32914 | 0.33579 | 0.34057 | 0.34786 | 0.35743 | 0.36629 | 0.371 | 0.371 | 0.371 | 0.371 | 0.371 | 0.371 | 0.371 | 0.371 | 0.371 | 0.371 | 0.371 | 0.371 | 1245.5521 | 5268.3405 | 0.0004814 | 43684.2175 | 24752.45 | 84.2413 | 364.8778 | 6513.8926 | 449.1191 | 6064.7734 | -18687.6766 | FALSE
| 60464661 | WND024 | WND | 22KV | 2552.59 | 13 | 34098.9574 | 7.143% | Covered | 390 | 0.018411 | 0.019804 | 0.021308 | 0.022931 | 0.024684 | 0.026578 | 0.028624 | 0.030833 | 0.033221 | 0.035801 | 0.03859 | 0.041604 | 0.044862 | 0.048385 | 0.052194 | 0.056313 | 0.060767 | 0.065585 | 0.070797 | 0.076435 | 0.31457 | 0.32093 | 0.32914 | 0.33579 | 0.34057 | 0.34786 | 0.35743 | 0.36629 | 0.371 | 0.371 | 0.371 | 0.371 | 0.371 | 0.371 | 0.371 | 0.371 | 0.371 | 0.371 | 0.371 | 0.371 | 6701.398 | 649149.5479 | 0.0027322 | 995510.1 | 564078.1826 | 478.118 | 47193.0937 | 655850.9458 | 47671.2117 | 608179.7342 | 44101.5516 | TRUE
| 60464664 | WND024 | WND | 22KV | 187.39 | 13 | 34098.9574 | 7.143% | Covered | 390 | 0.001244 | 0.0013381 | 0.0014396 | 0.0015492 | 0.0016676 | 0.0017955 | 0.0019337 | 0.002083 | 0.0022444 | 0.0024188 | 0.0026072 | 0.002811 | 0.0030313 | 0.0032695 | 0.0035271 | 0.0038057 | 0.004107 | 0.004433 | 0.0047857 | 0.0051673 | 0.31457 | 0.32093 | 0.32914 | 0.33579 | 0.34057 | 0.34786 | 0.35743 | 0.36629 | 0.371 | 0.371 | 0.371 | 0.371 | 0.371 | 0.371 | 0.371 | 0.371 | 0.371 | 0.371 | 0.371 | 0.371 | 452.8372 | 3220.215 | 0.00020058 | 73082.1 | 41409.9447 | 35.0995 | 254.3368 | 3673.0522 | 289.4362 | 3383.6159 | -38026.3287 | FALSE
| 60464667 | WND024 | WND | 22KV | 1511.13 | 13 | 34098.9574 | 7.143% | Single phase | 44.74 | 0.016877 | 0.018144 | 0.019509 | 0.020981 | 0.022569 | 0.024281 | 0.026129 | 0.028122 | 0.030272 | 0.032592 | 0.035096 | 0.037799 | 0.040716 | 0.043865 | 0.047264 | 0.049527 | 0.049527 | 0.049527 | 0.049527 | 0.049527 | 0.31457 | 0.32093 | 0.32914 | 0.33579 | 0.34057 | 0.34786 | 0.35743 | 0.36629 | 0.371 | 0.371 | 0.371 | 0.371 | 0.371 | 0.371 | 0.371 | 0.371 | 0.371 | 0.371 | 0.371 | 0.371 | 5748.6136 | 37881.3112 | 0.0016175 | 67607.9562 | 38308.1729 | 283.0452 | 1897.367 | 43629.9248 | 2180.4123 | 41449.5125 | 3141.3396 | TRUE
| 60464716 | WND024 | WND | 22KV | 1705.31 | 13 | 34098.9574 | 7.143% | Covered | 390 | 0.011321 | 0.012177 | 0.013101 | 0.014098 | 0.015176 | 0.01634 | 0.017598 | 0.018956 | 0.020425 | 0.022011 | 0.023727 | 0.025581 | 0.027586 | 0.029753 | 0.032098 | 0.034633 | 0.037375 | 0.040342 | 0.043551 | 0.047024 | 0.31457 | 0.32093 | 0.32914 | 0.33579 | 0.34057 | 0.34786 | 0.35743 | 0.36629 | 0.371 | 0.371 | 0.371 | 0.371 | 0.371 | 0.371 | 0.371 | 0.371 | 0.371 | 0.371 | 0.371 | 0.371 | 4120.9656 | 266685.0817 | 0.0018253 | 665070.9 | 376843.9763 | 319.4165 | 21063.1344 | 270806.0473 | 21382.5509 | 249423.4964 | -127420.4799 | FALSE
| 60464742 | WND024 | WND | 22KV | 167.64 | 13 | 34098.9574 | 7.143% | Single phase | 44.74 | 0.0015227 | 0.001664 | 0.0018191 | 0.0019893 | 0.0021762 | 0.0023813 | 0.0026065 | 0.0028538 | 0.0031255 | 0.003424 | 0.0037519 | 0.0041123 | 0.0045083 | 0.0049437 | 0.0054224 | 0.0054944 | 0.0054944 | 0.0054944 | 0.0054944 | 0.0054944 | 0.31457 | 0.32093 | 0.32914 | 0.33579 | 0.34057 | 0.34786 | 0.35743 | 0.36629 | 0.371 | 0.371 | 0.371 | 0.371 | 0.371 | 0.371 | 0.371 | 0.371 | 0.371 | 0.371 | 0.371 | 0.371 | 607.7318 | 442.9573 | 0.00017944 | 7500.2136 | 4249.788 | 31.4001 | 23.3509 | 1050.6892 | 54.751 | 995.9382 | -3253.8498 | FALSE
| 60464780 | WND024 | WND | 22KV | 132.02 | 13 | 34098.9574 | 7.143% | Covered | 390 | 0.0013818 | 0.0014843 | 0.0015948 | 0.0017138 | 0.0018421 | 0.0019804 | 0.0021294 | 0.0022901 | 0.0024634 | 0.0026502 | 0.0028516 | 0.0030689 | 0.0033033 | 0.0035561 | 0.0038288 | 0.0041231 | 0.0043269 | 0.0043269 | 0.0043269 | 0.0043269 | 0.31457 | 0.32093 | 0.32914 | 0.33579 | 0.34057 | 0.34786 | 0.35743 | 0.36629 | 0.371 | 0.371 | 0.371 | 0.371 | 0.371 | 0.371 | 0.371 | 0.371 | 0.371 | 0.371 | 0.371 | 0.371 | 476.589 | 2390.8127 | 0.00014131 | 51487.8 | 29174.1336 | 24.7283 | 126.2396 | 2867.4016 | 150.9679 | 2716.4337 | -26457.6999 | FALSE
| 60464842 | WND024 | WND | 22KV | 469.5 | 13 | 34098.9574 | 7.143% | Single phase | 44.74 | 0.0056109 | 0.0060366 | 0.006496 | 0.0069918 | 0.0075268 | 0.0081044 | 0.0087278 | 0.0094009 | 0.010128 | 0.010912 | 0.01176 | 0.012675 | 0.013664 | 0.014732 | 0.015388 | 0.015388 | 0.015388 | 0.015388 | 0.015388 | 0.015388 | 0.31457 | 0.32093 | 0.32914 | 0.33579 | 0.34057 | 0.34786 | 0.35743 | 0.36629 | 0.371 | 0.371 | 0.371 | 0.371 | 0.371 | 0.371 | 0.371 | 0.371 | 0.371 | 0.371 | 0.371 | 0.371 | 1878.325 | 3847.6249 | 0.00050254 | 21005.43 | 11902.1442 | 87.9406 | 183.155 | 5725.9499 | 271.0957 | 5454.8543 | -6447.2899 | FALSE
| 60464848 | WND024 | WND | 22KV | 1311.01 | 13 | 34098.9574 | 7.143% | Single phase | 44.74 | 0.0087033 | 0.0093612 | 0.010072 | 0.010839 | 0.011667 | 0.012562 | 0.013529 | 0.014573 | 0.015702 | 0.016922 | 0.018241 | 0.019666 | 0.021207 | 0.022874 | 0.024676 | 0.026625 | 0.028733 | 0.031014 | 0.033481 | 0.036151 | 0.31457 | 0.32093 | 0.32914 | 0.33579 | 0.34057 | 0.34786 | 0.35743 | 0.36629 | 0.371 | 0.371 | 0.371 | 0.371 | 0.371 | 0.371 | 0.371 | 0.371 | 0.371 | 0.371 | 0.371 | 0.371 | 3168.1203 | 18081.5404 | 0.0014033 | 58654.5874 | 33234.9949 | 245.5614 | 1428.1036 | 21249.6606 | 1673.6649 | 19575.9957 | -13658.9991 | FALSE
| 60464874 | WND024 | WND | 22KV | 780.96 | 13 | 34098.9574 | 7.143% | Three phase | 97.13 | 0.0045558 | 0.0048916 | 0.0052535 | 0.0056438 | 0.0060645 | 0.0065183 | 0.0070078 | 0.0075357 | 0.0081054 | 0.0087201 | 0.0093834 | 0.010099 | 0.010872 | 0.011706 | 0.012607 | 0.01358 | 0.01463 | 0.015765 | 0.016991 | 0.018315 | 0.31457 | 0.32093 | 0.32914 | 0.33579 | 0.34057 | 0.34786 | 0.35743 | 0.36629 | 0.371 | 0.371 | 0.371 | 0.371 | 0.371 | 0.371 | 0.371 | 0.371 | 0.371 | 0.371 | 0.371 | 0.371 | 1626.9866 | 12013.2571 | 0.00083591 | 75854.6448 | 42980.9303 | 146.2793 | 1100.1773 | 13640.2437 | 1246.4566 | 12393.7872 | -30587.1431 | FALSE
| 60464877 | WND024 | WND | 22KV | 596.73 | 13 | 34098.9574 | 7.143% | Three phase | 97.13 | 0.0055844 | 0.0060208 | 0.0064929 | 0.0070037 | 0.0075564 | 0.0081545 | 0.0088019 | 0.0095027 | 0.010261 | 0.011083 | 0.011972 | 0.012936 | 0.013979 | 0.015109 | 0.016334 | 0.017661 | 0.019098 | 0.019558 | 0.019558 | 0.019558 | 0.31457 | 0.32093 | 0.32914 | 0.33579 | 0.34057 | 0.34786 | 0.35743 | 0.36629 | 0.371 | 0.371 | 0.371 | 0.371 | 0.371 | 0.371 | 0.371 | 0.371 | 0.371 | 0.371 | 0.371 | 0.371 | 2027.4865 | 11437.0214 | 0.00063872 | 57960.3849 | 32841.6443 | 111.7717 | 642.3339 | 13464.5079 | 754.1056 | 12710.4023 | -20131.242 | FALSE
| 60494640 | CHA006 | CHA | 22KV | 1388.13 | 30 | 48008.7507 | 3.226% | Single phase | 44.74 | 0.0099532 | 0.010887 | 0.011913 | 0.013041 | 0.014281 | 0.015644 | 0.017143 | 0.018792 | 0.020606 | 0.022602 | 0.024799 | 0.027217 | 0.029879 | 0.03281 | 0.036038 | 0.039593 | 0.04351 | 0.045496 | 0.045496 | 0.045496 | 0.22558 | 0.22813 | 0.23242 | 0.2351 | 0.2351 | 0.23606 | 0.24058 | 0.24584 | 0.24519 | 0.24519 | 0.24519 | 0.24519 | 0.24519 | 0.24519 | 0.24519 | 0.24519 | 0.24519 | 0.24519 | 0.24519 | 0.24519 | 4021.693 | 25741.3827 | 0.0014858 | 62104.9362 | 35190.0393 | 247.4998 | 1601.0614 | 29763.0757 | 1848.5612 | 27914.5145 | -7275.5248 | FALSE
| 60494819 | CHA006 | CHA | 22KV | 536.42 | 30 | 48008.7507 | 3.226% | Three phase | 97.13 | 0.0056143 | 0.0060309 | 0.0064798 | 0.0069634 | 0.0074847 | 0.0080465 | 0.0086522 | 0.0093051 | 0.010009 | 0.010768 | 0.011587 | 0.01247 | 0.013422 | 0.014449 | 0.015557 | 0.016753 | 0.017581 | 0.017581 | 0.017581 | 0.017581 | 0.22558 | 0.22813 | 0.23242 | 0.2351 | 0.2351 | 0.23606 | 0.24058 | 0.24584 | 0.24519 | 0.24519 | 0.24519 | 0.24519 | 0.24519 | 0.24519 | 0.24519 | 0.24519 | 0.24519 | 0.24519 | 0.24519 | 0.24519 | 1826.916 | 9830.2554 | 0.00057417 | 52102.4746 | 29522.4219 | 95.6422 | 519.057 | 11657.1714 | 614.6992 | 11042.4722 | -18479.9497 | FALSE
| 60494825 | CHA006 | CHA | 22KV | 5922.53 | 30 | 48008.7507 | 3.226% | Three phase | 97.13 | 0.054984 | 0.059692 | 0.064823 | 0.070414 | 0.076509 | 0.083153 | 0.090397 | 0.098297 | 0.10691 | 0.11631 | 0.12656 | 0.13775 | 0.14996 | 0.16328 | 0.17782 | 0.19369 | 0.19411 | 0.19411 | 0.19411 | 0.19411 | 0.22558 | 0.22813 | 0.23242 | 0.2351 | 0.2351 | 0.23606 | 0.24058 | 0.24584 | 0.24519 | 0.24519 | 0.24519 | 0.24519 | 0.24519 | 0.24519 | 0.24519 | 0.24519 | 0.24519 | 0.24519 | 0.24519 | 0.24519 | 19771.1822 | 1173485.4854 | 0.0063393 | 575255.3389 | 325952.4801 | 1055.9711 | 63273.177 | 1193256.6676 | 64329.148 | 1128927.5196 | 802975.0395 | TRUE
| 60494897 | CME014 | CME | 22KV | 283.49 | 1 | 46875.2879 | 50% | Three phase | 97.13 | 0.0016889 | 0.0018477 | 0.0020222 | 0.0022141 | 0.0024253 | 0.0026575 | 0.0029132 | 0.0031945 | 0.0035043 | 0.0038453 | 0.0042209 | 0.0046347 | 0.0050905 | 0.0055928 | 0.0061465 | 0.0067567 | 0.0074295 | 0.0081713 | 0.0089893 | 0.0092913 | 5.814 | 5.8905 | 6.0005 | 6.068 | 6.115 | 6.18 | 6.289 | 6.3995 | 6.446 | 6.446 | 6.446 | 6.446 | 6.446 | 6.446 | 6.446 | 6.446 | 6.446 | 6.446 | 6.446 | 6.446 | 18022.7239 | 1998.2751 | 0.00030344 | 27535.3837 | 15602.1613 | 1289.3095 | 144.9708 | 20020.999 | 1434.2803 | 18586.7187 | 2984.5574 | TRUE
| 60494965 | CHA006 | CHA | 22KV | 8974.23 | 30 | 48008.7507 | 3.226% | Three phase | 97.13 | 0.093927 | 0.1009 | 0.10841 | 0.1165 | 0.12522 | 0.13462 | 0.14475 | 0.15567 | 0.16745 | 0.18015 | 0.19384 | 0.20861 | 0.22454 | 0.24173 | 0.26027 | 0.28027 | 0.29413 | 0.29413 | 0.29413 | 0.29413 | 0.22558 | 0.22813 | 0.23242 | 0.2351 | 0.2351 | 0.23606 | 0.24058 | 0.24584 | 0.24519 | 0.24519 | 0.24519 | 0.24519 | 0.24519 | 0.24519 | 0.24519 | 0.24519 | 0.24519 | 0.24519 | 0.24519 | 0.24519 | 30564.0443 | 2751371.7102 | 0.0096057 | 871666.9599 | 493905.9027 | 1600.0809 | 145277.8802 | 2781935.7545 | 146877.9611 | 2635057.7934 | 2141151.8907 | TRUE
| 60495098 | CHA006 | CHA | 22KV | 4409.69 | 30 | 48008.7507 | 3.226% | Three phase | 97.13 | 0.041453 | 0.044794 | 0.048416 | 0.052345 | 0.056606 | 0.061229 | 0.066244 | 0.071686 | 0.077591 | 0.084001 | 0.090958 | 0.098511 | 0.10671 | 0.11562 | 0.12529 | 0.13579 | 0.14453 | 0.14453 | 0.14453 | 0.14453 | 0.22558 | 0.22813 | 0.23242 | 0.2351 | 0.2351 | 0.23606 | 0.24058 | 0.24584 | 0.24519 | 0.24519 | 0.24519 | 0.24519 | 0.24519 | 0.24519 | 0.24519 | 0.24519 | 0.24519 | 0.24519 | 0.24519 | 0.24519 | 14407.7108 | 636885.3509 | 0.00472 | 428313.1897 | 242691.7875 | 786.2358 | 35076.9014 | 651293.0617 | 35863.1372 | 615429.9245 | 372738.137 | TRUE
| 60495110 | CHA006 | CHA | 22KV | 533.22 | 30 | 48008.7507 | 3.226% | Single phase | 44.74 | 0.0038233 | 0.004182 | 0.0045762 | 0.0050095 | 0.0054857 | 0.0060094 | 0.0065852 | 0.0072186 | 0.0079154 | 0.0086822 | 0.009526 | 0.010455 | 0.011477 | 0.012603 | 0.013843 | 0.015209 | 0.016713 | 0.017476 | 0.017476 | 0.017476 | 0.22558 | 0.22813 | 0.23242 | 0.2351 | 0.2351 | 0.23606 | 0.24058 | 0.24584 | 0.24519 | 0.24519 | 0.24519 | 0.24519 | 0.24519 | 0.24519 | 0.24519 | 0.24519 | 0.24519 | 0.24519 | 0.24519 | 0.24519 | 1544.846 | 3798.2579 | 0.00057074 | 23856.2628 | 13517.4895 | 95.0717 | 236.2439 | 5343.104 | 331.3156 | 5011.7884 | -8505.7011 | FALSE
| 60495123 | CHA006 | CHA | 22KV | 84.99 | 30 | 48008.7507 | 3.226% | Three phase | 97.13 | 0.00045384 | 0.00049638 | 0.00054315 | 0.00059459 | 0.00065118 | 0.00071344 | 0.00078195 | 0.00085737 | 0.0009404 | 0.0010318 | 0.0011326 | 0.0012435 | 0.0013658 | 0.0015005 | 0.001649 | 0.0018127 | 0.0019933 | 0.0021924 | 0.002412 | 0.0026542 | 0.22558 | 0.22813 | 0.23242 | 0.2351 | 0.2351 | 0.23606 | 0.24058 | 0.24584 | 0.24519 | 0.24519 | 0.24519 | 0.24519 | 0.24519 | 0.24519 | 0.24519 | 0.24519 | 0.24519 | 0.24519 | 0.24519 | 0.24519 | 190.0017 | 161.5887 | 9.0971e-05 | 8255.0787 | 4677.5113 | 15.1535 | 13.0299 | 351.5904 | 28.1834 | 323.4071 | -4354.1043 | FALSE
| 60495143 | CHA006 | CHA | 22KV | 142.07 | 30 | 48008.7507 | 3.226% | Three phase | 97.13 | 0.0013189 | 0.0014319 | 0.001555 | 0.0016891 | 0.0018353 | 0.0019947 | 0.0021684 | 0.0023579 | 0.0025646 | 0.0027901 | 0.003036 | 0.0033043 | 0.0035971 | 0.0039167 | 0.0042655 | 0.0046463 | 0.0046563 | 0.0046563 | 0.0046563 | 0.0046563 | 0.22558 | 0.22813 | 0.23242 | 0.2351 | 0.2351 | 0.23606 | 0.24058 | 0.24584 | 0.24519 | 0.24519 | 0.24519 | 0.24519 | 0.24519 | 0.24519 | 0.24519 | 0.24519 | 0.24519 | 0.24519 | 0.24519 | 0.24519 | 474.2723 | 675.2552 | 0.00015207 | 13799.2591 | 7818.9674 | 25.3307 | 36.4091 | 1149.5275 | 61.7398 | 1087.7877 | -6731.1797 | FALSE
| 60495359 | CHA006 | CHA | 22KV | 601.55 | 30 | 48008.7507 | 3.226% | Three phase | 97.13 | 0.0055704 | 0.0060396 | 0.0065501 | 0.0071058 | 0.0077107 | 0.0083691 | 0.0090861 | 0.0098669 | 0.010717 | 0.011644 | 0.012653 | 0.013752 | 0.01495 | 0.016256 | 0.01768 | 0.019231 | 0.019716 | 0.019716 | 0.019716 | 0.019716 | 0.22558 | 0.22813 | 0.23242 | 0.2351 | 0.2351 | 0.23606 | 0.24058 | 0.24584 | 0.24519 | 0.24519 | 0.24519 | 0.24519 | 0.24519 | 0.24519 | 0.24519 | 0.24519 | 0.24519 | 0.24519 | 0.24519 | 0.24519 | 1987.1033 | 11979.9623 | 0.00064388 | 58428.5515 | 33106.9179 | 107.2547 | 652.7525 | 13967.0656 | 760.0073 | 13207.0584 | -19899.8595 | FALSE
| 60496272 | GSB014 | GSB | 22KV | 164.43 | 5 | 30762.9223 | 16.67% | Three phase | 97.13 | 0.00097959 | 0.0010717 | 0.0011729 | 0.0012842 | 0.0014067 | 0.0015414 | 0.0016897 | 0.0018529 | 0.0020325 | 0.0022304 | 0.0024482 | 0.0026882 | 0.0029526 | 0.003244 | 0.0035651 | 0.003919 | 0.0043092 | 0.0047395 | 0.005214 | 0.0053892 | 0.81967 | 0.83167 | 0.8465 | 0.8565 | 0.86383 | 0.8735 | 0.8905 | 0.90717 | 0.91383 | 0.91383 | 0.91383 | 0.91383 | 0.91383 | 0.91383 | 0.91383 | 0.91383 | 0.91383 | 0.91383 | 0.91383 | 0.91383 | 971.8005 | 672.2672 | 0.000176 | 15971.0859 | 9049.5728 | 69.4646 | 48.7716 | 1644.0677 | 118.2363 | 1525.8315 | -7523.7413 | FALSE
| 60496561 | GSB012 | GSB | 22KV | 878.13 | 8 | 30762.9223 | 11.11% | Three phase | 97.13 | 0.0083894 | 0.0090021 | 0.0096617 | 0.010372 | 0.011136 | 0.011959 | 0.012845 | 0.0138 | 0.014828 | 0.015936 | 0.017129 | 0.018415 | 0.0198 | 0.021293 | 0.022902 | 0.024636 | 0.026506 | 0.028521 | 0.028781 | 0.028781 | 1.4049 | 1.4353 | 1.4739 | 1.5014 | 1.5249 | 1.5552 | 1.602 | 1.6488 | 1.6771 | 1.6771 | 1.6771 | 1.6771 | 1.6771 | 1.6771 | 1.6771 | 1.6771 | 1.6771 | 1.6771 | 1.6771 | 1.6771 | 11892.3672 | 24291.8478 | 0.00093992 | 85292.7669 | 48328.7803 | 667.8345 | 1390.9859 | 36184.215 | 2058.8205 | 34125.3945 | -14203.3858 | FALSE
| 60496610 | GSB014 | GSB | 22KV | 132.27 | 5 | 30762.9223 | 16.67% | Three phase | 97.13 | 0.0011846 | 0.0012854 | 0.0013952 | 0.0015148 | 0.0016451 | 0.0017871 | 0.0019418 | 0.0021105 | 0.0022943 | 0.0024947 | 0.0027133 | 0.0029517 | 0.0032117 | 0.0034953 | 0.0038047 | 0.0041424 | 0.0043351 | 0.0043351 | 0.0043351 | 0.0043351 | 0.81967 | 0.83167 | 0.8465 | 0.8565 | 0.86383 | 0.8735 | 0.8905 | 0.90717 | 0.91383 | 0.91383 | 0.91383 | 0.91383 | 0.91383 | 0.91383 | 0.91383 | 0.91383 | 0.91383 | 0.91383 | 0.91383 | 0.91383 | 1018.6899 | 567.9397 | 0.00014158 | 12847.3851 | 7279.6144 | 55.8784 | 31.5593 | 1586.6296 | 87.4377 | 1499.1919 | -5780.4225 | FALSE
| 60498157 | CMN001 | CMN | 22KV | 212.35 | 13 | 38419.8192 | 7.143% | Single phase | 44.74 | 0.0015316 | 0.0016475 | 0.0017726 | 0.0019077 | 0.0020535 | 0.002211 | 0.0023812 | 0.002565 | 0.0027637 | 0.0029783 | 0.0032103 | 0.003461 | 0.0037321 | 0.0040252 | 0.004342 | 0.0046847 | 0.0050552 | 0.005456 | 0.0058896 | 0.0063586 | 0.30364 | 0.30821 | 0.31421 | 0.31914 | 0.322 | 0.32564 | 0.33257 | 0.33886 | 0.34257 | 0.34257 | 0.34257 | 0.34257 | 0.34257 | 0.34257 | 0.34257 | 0.34257 | 0.34257 | 0.34257 | 0.34257 | 0.34257 | 583.7645 | 515.3693 | 0.00022729 | 9500.539 | 5383.2169 | 41.8555 | 37.4673 | 1099.1338 | 79.3228 | 1019.811 | -4363.4059 | FALSE
| 60498286 | CMN003 | CMN | 22KV | 1254.43 | 11 | 38419.8192 | 8.333% | Three phase | 97.13 | 0.0076676 | 0.0082468 | 0.0088722 | 0.0095476 | 0.010277 | 0.011065 | 0.011917 | 0.012837 | 0.013831 | 0.014906 | 0.016068 | 0.017325 | 0.018683 | 0.020153 | 0.021742 | 0.023461 | 0.02532 | 0.027332 | 0.02951 | 0.031866 | 0.55008 | 0.55642 | 0.56642 | 0.575 | 0.57992 | 0.58575 | 0.59633 | 0.60733 | 0.613 | 0.613 | 0.613 | 0.613 | 0.613 | 0.613 | 0.613 | 0.613 | 0.613 | 0.613 | 0.613 | 0.613 | 5239.3315 | 33093.038 | 0.0013427 | 121842.7859 | 69038.8347 | 443.7839 | 2838.5593 | 38332.3695 | 3282.3432 | 35050.0263 | -33988.8084 | FALSE
| 60498387 | CMN003 | CMN | 22KV | 265.92 | 11 | 38419.8192 | 8.333% | Three phase | 97.13 | 0.0033403 | 0.0036625 | 0.004017 | 0.0044072 | 0.0048368 | 0.0053097 | 0.0058304 | 0.0064039 | 0.0070356 | 0.0077316 | 0.0084984 | 0.0087155 | 0.0087155 | 0.0087155 | 0.0087155 | 0.0087155 | 0.0087155 | 0.0087155 | 0.0087155 | 0.0087155 | 0.55008 | 0.55642 | 0.56642 | 0.575 | 0.57992 | 0.58575 | 0.59633 | 0.60733 | 0.613 | 0.613 | 0.613 | 0.613 | 0.613 | 0.613 | 0.613 | 0.613 | 0.613 | 0.613 | 0.613 | 0.613 | 2206.3624 | 2958.5829 | 0.00028463 | 25828.8096 | 14635.1785 | 94.0754 | 127.5578 | 5164.9453 | 221.6332 | 4943.3121 | -9691.8664 | FALSE
| 60498388 | CMN003 | CMN | 22KV | 1538.69 | 11 | 38419.8192 | 8.333% | Covered | 390 | 0.013115 | 0.014109 | 0.015181 | 0.016338 | 0.017588 | 0.018938 | 0.020395 | 0.021969 | 0.02367 | 0.025507 | 0.027492 | 0.029636 | 0.031954 | 0.03446 | 0.037168 | 0.040096 | 0.043261 | 0.046683 | 0.050384 | 0.05043 | 0.55008 | 0.55642 | 0.56642 | 0.575 | 0.57992 | 0.58575 | 0.59633 | 0.60733 | 0.613 | 0.613 | 0.613 | 0.613 | 0.613 | 0.613 | 0.613 | 0.613 | 0.613 | 0.613 | 0.613 | 0.613 | 8910.6523 | 277224.2518 | 0.001647 | 600089.1 | 340023.842 | 544.3475 | 17148.2017 | 286134.904 | 17692.5492 | 268442.3548 | -71581.4872 | FALSE
| 60498751 | GSB014 | GSB | 22KV | 340.91 | 5 | 30762.9223 | 16.67% | Three phase | 97.13 | 0.0022948 | 0.0024636 | 0.0026455 | 0.0028415 | 0.0030527 | 0.0032805 | 0.003526 | 0.0037907 | 0.0040762 | 0.0043842 | 0.0047163 | 0.0050746 | 0.0054612 | 0.0058783 | 0.0063285 | 0.0068143 | 0.0073387 | 0.0079048 | 0.0085159 | 0.0091757 | 0.81967 | 0.83167 | 0.8465 | 0.8565 | 0.86383 | 0.8735 | 0.8905 | 0.90717 | 0.91383 | 0.91383 | 0.91383 | 0.91383 | 0.91383 | 0.91383 | 0.91383 | 0.91383 | 0.91383 | 0.91383 | 0.91383 | 0.91383 | 1831.9889 | 2634.5588 | 0.0003649 | 33112.5883 | 18762.3296 | 144.0199 | 209.645 | 4466.5477 | 353.6649 | 4112.8828 | -14649.4469 | FALSE
| 60499205 | CTN006 | CTN | 22KV | 349.61 | 35 | 45198.6405 | 2.778% | Three phase | 97.13 | 0.0040396 | 0.0043876 | 0.0047668 | 0.0051801 | 0.0056307 | 0.0061219 | 0.0066575 | 0.0072416 | 0.0078787 | 0.0085737 | 0.009332 | 0.010159 | 0.011062 | 0.011458 | 0.011458 | 0.011458 | 0.011458 | 0.011458 | 0.011458 | 0.011458 | 0.16789 | 0.16722 | 0.16758 | 0.16758 | 0.16628 | 0.16544 | 0.16553 | 0.16617 | 0.16478 | 0.16478 | 0.16478 | 0.16478 | 0.16478 | 0.16478 | 0.16478 | 0.16478 | 0.16478 | 0.16478 | 0.16478 | 0.16478 | 867.7807 | 4730.6032 | 0.00037421 | 33957.6193 | 19241.143 | 40.5335 | 220.4818 | 5598.3839 | 261.0153 | 5337.3686 | -13903.7744 | FALSE
| 60499818 | CTN001 | CTN | 22KV | 930.74 | 30 | 45198.6405 | 3.226% | Three phase | 97.13 | 0.0083492 | 0.0090165 | 0.0097398 | 0.010524 | 0.011373 | 0.012295 | 0.013294 | 0.014377 | 0.015552 | 0.016826 | 0.018209 | 0.019709 | 0.021337 | 0.023104 | 0.025021 | 0.027103 | 0.029362 | 0.030505 | 0.030505 | 0.030505 | 0.22626 | 0.22768 | 0.23055 | 0.2329 | 0.23248 | 0.23248 | 0.23581 | 0.23987 | 0.23903 | 0.23903 | 0.23903 | 0.23903 | 0.23903 | 0.23903 | 0.23903 | 0.23903 | 0.23903 | 0.23903 | 0.23903 | 0.23903 | 2689.4161 | 27227.284 | 0.00099623 | 90402.7762 | 51224.2254 | 153.3957 | 1562.6505 | 29916.7001 | 1716.0463 | 28200.6538 | -23023.5715 | FALSE
| 60499844 | CTN002 | CTN | 22KV | 220.48 | 14 | 45198.6405 | 6.667% | Single phase | 44.74 | 0.0013477 | 0.0014495 | 0.0015594 | 0.0016781 | 0.0018063 | 0.0019448 | 0.0020945 | 0.0022562 | 0.002431 | 0.00262 | 0.0028242 | 0.003045 | 0.0032838 | 0.0035421 | 0.0038214 | 0.0041235 | 0.0044503 | 0.004804 | 0.0051866 | 0.0056008 | 0.17313 | 0.17293 | 0.17427 | 0.17493 | 0.17427 | 0.1738 | 0.17513 | 0.17713 | 0.17693 | 0.17693 | 0.17693 | 0.17693 | 0.17693 | 0.17693 | 0.17693 | 0.17693 | 0.17693 | 0.17693 | 0.17693 | 0.17693 | 316.8181 | 470.8957 | 0.00023599 | 9864.2752 | 5589.3179 | 27.0971 | 40.3911 | 787.7139 | 67.4882 | 720.2256 | -4869.0923 | FALSE
| 60499887 | CTN006 | CTN | 22KV | 98.76 | 35 | 45198.6405 | 2.778% | Three phase | 97.13 | 0.00055739 | 0.0006073 | 0.00066193 | 0.00072176 | 0.00078729 | 0.00085909 | 0.00093776 | 0.001024 | 0.0011185 | 0.0012221 | 0.0013358 | 0.0014604 | 0.0015971 | 0.0017471 | 0.0019118 | 0.0020924 | 0.0022907 | 0.0025085 | 0.0027475 | 0.00301 | 0.16789 | 0.16722 | 0.16758 | 0.16758 | 0.16628 | 0.16544 | 0.16553 | 0.16617 | 0.16478 | 0.16478 | 0.16478 | 0.16478 | 0.16478 | 0.16478 | 0.16478 | 0.16478 | 0.16478 | 0.16478 | 0.16478 | 0.16478 | 142.8385 | 220.0866 | 0.00010571 | 9592.5588 | 5435.3573 | 11.4501 | 17.5941 | 362.9251 | 29.0443 | 333.8808 | -5101.4765 | FALSE
| 60499893 | CTN006 | CTN | 22KV | 2723.16 | 35 | 45198.6405 | 2.778% | Three phase | 97.13 | 0.024589 | 0.026791 | 0.029201 | 0.031836 | 0.03472 | 0.037876 | 0.041331 | 0.045113 | 0.049254 | 0.053788 | 0.058755 | 0.064195 | 0.070156 | 0.076687 | 0.083843 | 0.089251 | 0.089251 | 0.089251 | 0.089251 | 0.089251 | 0.16789 | 0.16722 | 0.16758 | 0.16758 | 0.16628 | 0.16544 | 0.16553 | 0.16617 | 0.16478 | 0.16478 | 0.16478 | 0.16478 | 0.16478 | 0.16478 | 0.16478 | 0.16478 | 0.16478 | 0.16478 | 0.16478 | 0.16478 | 5849.5004 | 248459.5266 | 0.0029148 | 264500.5308 | 149871.8885 | 315.7208 | 13376.775 | 254309.027 | 13692.4958 | 240616.5313 | 90744.6428 | TRUE
| 60499904 | CTN006 | CTN | 22KV | 243.06 | 35 | 45198.6405 | 2.778% | Three phase | 97.13 | 0.0024105 | 0.0026505 | 0.0029155 | 0.0032081 | 0.0035313 | 0.0038884 | 0.004283 | 0.0047191 | 0.0052011 | 0.0057341 | 0.0063234 | 0.0069752 | 0.0076961 | 0.0079662 | 0.0079662 | 0.0079662 | 0.0079662 | 0.0079662 | 0.0079662 | 0.0079662 | 0.16789 | 0.16722 | 0.16758 | 0.16758 | 0.16628 | 0.16544 | 0.16553 | 0.16617 | 0.16478 | 0.16478 | 0.16478 | 0.16478 | 0.16478 | 0.16478 | 0.16478 | 0.16478 | 0.16478 | 0.16478 | 0.16478 | 0.16478 | 579.3965 | 2196.4921 | 0.00026016 | 23608.4178 | 13377.055 | 28.1802 | 106.5693 | 2775.8886 | 134.7495 | 2641.1391 | -10735.9159 | FALSE
| 60500100 | CME014 | CME | 22KV | 244.62 | 1 | 46875.2879 | 50% | Three phase | 97.13 | 0.0022897 | 0.0024961 | 0.002722 | 0.0029693 | 0.0032399 | 0.0035363 | 0.0038608 | 0.0042163 | 0.0046057 | 0.0050323 | 0.0054998 | 0.0060122 | 0.0065737 | 0.0071894 | 0.0078643 | 0.0080174 | 0.0080174 | 0.0080174 | 0.0080174 | 0.0080174 | 5.814 | 5.8905 | 6.0005 | 6.068 | 6.115 | 6.18 | 6.289 | 6.3995 | 6.446 | 6.446 | 6.446 | 6.446 | 6.446 | 6.446 | 6.446 | 6.446 | 6.446 | 6.446 | 6.446 | 6.446 | 21508.6803 | 2061.3397 | 0.00026183 | 23759.9406 | 13462.9112 | 1112.5291 | 107.9416 | 23570.02 | 1220.4708 | 22349.5493 | 8886.638 | TRUE
| 60500927 | CME021 | CME | 22KV | 307.81 | 2 | 46875.2879 | 33.33% | Three phase | 97.13 | 0.0038665 | 0.0042394 | 0.0046498 | 0.0051015 | 0.0055987 | 0.0061461 | 0.0067489 | 0.0074127 | 0.0081439 | 0.0089495 | 0.0098371 | 0.010088 | 0.010088 | 0.010088 | 0.010088 | 0.010088 | 0.010088 | 0.010088 | 0.010088 | 0.010088 | 2.2987 | 2.301 | 2.312 | 2.3177 | 2.3087 | 2.302 | 2.312 | 2.3287 | 2.3253 | 2.3253 | 2.3253 | 2.3253 | 2.3253 | 2.3253 | 2.3253 | 2.3253 | 2.3253 | 2.3253 | 2.3253 | 2.3253 | 12018.2508 | 3964.1236 | 0.00032947 | 29897.5853 | 16940.6373 | 517.5577 | 170.9112 | 15982.3744 | 688.469 | 15293.9054 | -1646.7319 | FALSE
| 60501468 | GSB011 | GSB | 22KV | 365.07 | 2 | 30762.9223 | 33.33% | Three phase | 97.13 | 0.0033806 | 0.0036653 | 0.0039752 | 0.0043124 | 0.0046795 | 0.0050791 | 0.0055142 | 0.005988 | 0.0065041 | 0.0070663 | 0.0076787 | 0.008346 | 0.0090731 | 0.0098656 | 0.010729 | 0.011671 | 0.011965 | 0.011965 | 0.011965 | 0.011965 | 2.1883 | 2.2417 | 2.3007 | 2.3437 | 2.378 | 2.4293 | 2.4963 | 2.5647 | 2.6067 | 2.6067 | 2.6067 | 2.6067 | 2.6067 | 2.6067 | 2.6067 | 2.6067 | 2.6067 | 2.6067 | 2.6067 | 2.6067 | 8095.8943 | 4412.2924 | 0.00039076 | 35459.2491 | 20091.9999 | 432.2067 | 240.4127 | 12508.1867 | 672.6194 | 11835.5673 | -8256.4326 | FALSE
| 60507904 | GSB012 | GSB | 22KV | 530.42 | 8 | 30762.9223 | 11.11% | Three phase | 97.13 | 0.0041042 | 0.0044742 | 0.0048793 | 0.0053229 | 0.0058086 | 0.0063407 | 0.0069236 | 0.0075624 | 0.0082625 | 0.0090298 | 0.0098711 | 0.010793 | 0.011805 | 0.012915 | 0.014132 | 0.015467 | 0.016932 | 0.017384 | 0.017384 | 0.017384 | 1.4049 | 1.4353 | 1.4739 | 1.5014 | 1.5249 | 1.5552 | 1.602 | 1.6488 | 1.6771 | 1.6771 | 1.6771 | 1.6771 | 1.6771 | 1.6771 | 1.6771 | 1.6771 | 1.6771 | 1.6771 | 1.6771 | 1.6771 | 6866.1105 | 8443.0363 | 0.00056774 | 51519.6946 | 29192.2058 | 403.3945 | 507.5103 | 15309.1468 | 910.9048 | 14398.242 | -14793.9638 | FALSE
| 60507995 | GSB014 | GSB | 22KV | 495.01 | 5 | 30762.9223 | 16.67% | Covered | 390 | 0.0037019 | 0.0039757 | 0.0042707 | 0.0045887 | 0.0049315 | 0.0053011 | 0.0056997 | 0.0061295 | 0.0065931 | 0.0070931 | 0.0076326 | 0.0082147 | 0.0088429 | 0.0095207 | 0.010252 | 0.011042 | 0.011895 | 0.012815 | 0.013809 | 0.014882 | 0.81967 | 0.83167 | 0.8465 | 0.8565 | 0.86383 | 0.8735 | 0.8905 | 0.90717 | 0.91383 | 0.91383 | 0.91383 | 0.91383 | 0.91383 | 0.91383 | 0.91383 | 0.91383 | 0.91383 | 0.91383 | 0.91383 | 0.91383 | 2965.1723 | 24860.0602 | 0.00052984 | 193053.9 | 109388.6371 | 209.1205 | 1774.7789 | 27825.2326 | 1983.8995 | 25841.3331 | -83547.304 | FALSE
| 60508041 | GSB012 | GSB | 22KV | 471.77 | 8 | 30762.9223 | 11.11% | Three phase | 97.13 | 0.0052373 | 0.0056925 | 0.0061891 | 0.0067307 | 0.0073216 | 0.0079664 | 0.0086701 | 0.0094381 | 0.010276 | 0.011192 | 0.012191 | 0.013283 | 0.014475 | 0.015462 | 0.015462 | 0.015462 | 0.015462 | 0.015462 | 0.015462 | 0.015462 | 1.4049 | 1.4353 | 1.4739 | 1.5014 | 1.5249 | 1.5552 | 1.602 | 1.6488 | 1.6771 | 1.6771 | 1.6771 | 1.6771 | 1.6771 | 1.6771 | 1.6771 | 1.6771 | 1.6771 | 1.6771 | 1.6771 | 1.6771 | 7686.1268 | 8434.3787 | 0.00050497 | 45823.0201 | 25964.3432 | 358.79 | 401.4817 | 16120.5055 | 760.2717 | 15360.2338 | -10604.1094 | FALSE
| 60508716 | GSB014 | GSB | 22KV | 195.67 | 5 | 30762.9223 | 16.67% | Three phase | 97.13 | 0.0012395 | 0.001331 | 0.0014296 | 0.0015359 | 0.0016505 | 0.001774 | 0.0019073 | 0.002051 | 0.0022061 | 0.0023734 | 0.002554 | 0.0027488 | 0.0029591 | 0.0031861 | 0.0034312 | 0.0036958 | 0.0039815 | 0.00429 | 0.0046232 | 0.0049831 | 0.81967 | 0.83167 | 0.8465 | 0.8565 | 0.86383 | 0.8735 | 0.8905 | 0.90717 | 0.91383 | 0.91383 | 0.91383 | 0.91383 | 0.91383 | 0.91383 | 0.91383 | 0.91383 | 0.91383 | 0.91383 | 0.91383 | 0.91383 | 992.4361 | 819.1335 | 0.00020944 | 19005.4271 | 10768.8981 | 82.6622 | 69.0643 | 1811.5695 | 151.7265 | 1659.843 | -9109.055 | FALSE
| 60531237 | MRO007 | MRO | 22KV | 1642.37 | 11 | 40985.6902 | 8.333% | Three phase | 97.13 | 0.015274 | 0.016416 | 0.017647 | 0.018974 | 0.020406 | 0.02195 | 0.023616 | 0.025413 | 0.027352 | 0.029445 | 0.031703 | 0.03414 | 0.036772 | 0.039612 | 0.042679 | 0.04599 | 0.049566 | 0.053428 | 0.053828 | 0.053828 | 0.40442 | 0.408 | 0.41408 | 0.41842 | 0.42033 | 0.42258 | 0.42833 | 0.43667 | 0.438 | 0.438 | 0.438 | 0.438 | 0.438 | 0.438 | 0.438 | 0.438 | 0.438 | 0.438 | 0.438 | 0.438 | 7789.5549 | 84150.4049 | 0.0017579 | 159523.3981 | 90389.5083 | 446.3931 | 4865.72 | 91939.9598 | 5312.1131 | 86627.8468 | -3761.6616 | FALSE
| 60531244 | MRO006 | MRO | 22KV | 568.49 | 0 | 40985.6902 | 100% | Three phase | 97.13 | 0.0053087 | 0.0057174 | 0.006159 | 0.0066362 | 0.007152 | 0.0077096 | 0.0083124 | 0.0089642 | 0.009669 | 0.010431 | 0.011256 | 0.012148 | 0.013112 | 0.014156 | 0.015286 | 0.016508 | 0.017831 | 0.018632 | 0.018632 | 0.018632 | 3.199 | 3.168 | 3.157 | 3.14 | 3.123 | 3.096 | 3.075 | 3.071 | 3.061 | 3.061 | 3.061 | 3.061 | 3.061 | 3.061 | 3.061 | 3.061 | 3.061 | 3.061 | 3.061 | 3.061 | 19586.7186 | 10278.2952 | 0.00060849 | 55217.4337 | 31287.4271 | 1116.1758 | 582.9761 | 29865.0138 | 1699.1519 | 28165.8618 | -3121.5652 | FALSE
| 60531566 | MRO004 | MRO | 22KV | 447.25 | 0 | 40985.6902 | 100% | Three phase | 97.13 | 0.0040575 | 0.0043065 | 0.0045716 | 0.0048538 | 0.0051541 | 0.0054738 | 0.0058141 | 0.0061765 | 0.0065623 | 0.0069732 | 0.0074108 | 0.0078768 | 0.0083732 | 0.0089019 | 0.0094651 | 0.010065 | 0.010704 | 0.011386 | 0.012111 | 0.012885 | 3.808 | 3.818 | 3.841 | 3.858 | 3.848 | 3.845 | 3.858 | 3.881 | 3.881 | 3.881 | 3.881 | 3.881 | 3.881 | 3.881 | 3.881 | 3.881 | 3.881 | 3.881 | 3.881 | 3.881 | 16386.1664 | 5386.6891 | 0.00047872 | 43441.3925 | 24614.86 | 1095.8217 | 360.8326 | 21772.8555 | 1456.6543 | 20316.2012 | -4298.6588 | FALSE
| 60531630 | MRO006 | MRO | 22KV | 214.58 | 0 | 40985.6902 | 100% | Three phase | 97.13 | 0.0019974 | 0.0021713 | 0.0023612 | 0.0025683 | 0.0027944 | 0.0030412 | 0.0033107 | 0.003605 | 0.0039265 | 0.0042776 | 0.0046612 | 0.0050804 | 0.0055384 | 0.006039 | 0.0065862 | 0.0070328 | 0.0070328 | 0.0070328 | 0.0070328 | 0.0070328 | 3.199 | 3.168 | 3.157 | 3.14 | 3.123 | 3.096 | 3.075 | 3.071 | 3.061 | 3.061 | 3.061 | 3.061 | 3.061 | 3.061 | 3.061 | 3.061 | 3.061 | 3.061 | 3.061 | 3.061 | 7848.8983 | 1555.0727 | 0.00022968 | 20842.1554 | 11809.6292 | 421.3073 | 83.0584 | 9403.971 | 504.3657 | 8899.6052 | -2910.024 | FALSE
| 60532134 | MRO008 | MRO | 22KV | 314.83 | 9 | 40985.6902 | 10% | Three phase | 97.13 | 0.0029153 | 0.0031609 | 0.0034281 | 0.0037189 | 0.0040355 | 0.0043801 | 0.0047553 | 0.005164 | 0.005609 | 0.0060938 | 0.006622 | 0.0071974 | 0.0078245 | 0.0085079 | 0.0092528 | 0.010065 | 0.010318 | 0.010318 | 0.010318 | 0.010318 | 0.6143 | 0.617 | 0.6224 | 0.6261 | 0.6254 | 0.6271 | 0.6321 | 0.6371 | 0.6385 | 0.6385 | 0.6385 | 0.6385 | 0.6385 | 0.6385 | 0.6385 | 0.6385 | 0.6385 | 0.6385 | 0.6385 | 0.6385 | 2326.1508 | 3281.438 | 0.00033698 | 30579.4379 | 17326.9902 | 126.1713 | 178.7958 | 5607.5888 | 304.9671 | 5302.6217 | -12024.3685 | FALSE
| 60532137 | MRO008 | MRO | 22KV | 4260.61 | 9 | 40985.6902 | 10% | Three phase | 97.13 | 0.02932 | 0.031486 | 0.03382 | 0.036337 | 0.03905 | 0.041975 | 0.04513 | 0.048532 | 0.052202 | 0.056161 | 0.060433 | 0.065043 | 0.070018 | 0.075387 | 0.081183 | 0.08744 | 0.094195 | 0.10149 | 0.10937 | 0.11787 | 0.6143 | 0.617 | 0.6224 | 0.6261 | 0.6254 | 0.6271 | 0.6321 | 0.6371 | 0.6385 | 0.6385 | 0.6385 | 0.6385 | 0.6385 | 0.6385 | 0.6385 | 0.6385 | 0.6385 | 0.6385 | 0.6385 | 0.6385 | 22100.1836 | 421992.4098 | 0.0045604 | 413833.0493 | 234487.0176 | 1707.483 | 32745.2769 | 444092.5934 | 34452.7599 | 409639.8336 | 175152.816 | TRUE
| 60532450 | MRO006 | MRO | 22KV | 148.55 | 0 | 40985.6902 | 100% | Three phase | 97.13 | 0.0018548 | 0.0020275 | 0.0022169 | 0.0024248 | 0.0026529 | 0.0029032 | 0.003178 | 0.0034796 | 0.0038108 | 0.0041745 | 0.0045739 | 0.0048687 | 0.0048687 | 0.0048687 | 0.0048687 | 0.0048687 | 0.0048687 | 0.0048687 | 0.0048687 | 0.0048687 | 3.199 | 3.168 | 3.157 | 3.14 | 3.123 | 3.096 | 3.075 | 3.071 | 3.061 | 3.061 | 3.061 | 3.061 | 3.061 | 3.061 | 3.061 | 3.061 | 3.061 | 3.061 | 3.061 | 3.061 | 6655.8527 | 912.297 | 0.000159 | 14428.6615 | 8175.6008 | 291.6637 | 39.8062 | 7568.1497 | 331.4699 | 7236.6798 | -938.921 | FALSE
| 60532464 | MRO006 | MRO | 22KV | 212.71 | 0 | 40985.6902 | 100% | Three phase | 97.13 | 0.0019854 | 0.0021613 | 0.0023535 | 0.0025636 | 0.0027932 | 0.0030442 | 0.0033187 | 0.0036189 | 0.0039472 | 0.0043064 | 0.0046994 | 0.0051295 | 0.0056001 | 0.0061153 | 0.0066792 | 0.0069715 | 0.0069715 | 0.0069715 | 0.0069715 | 0.0069715 | 3.199 | 3.168 | 3.157 | 3.14 | 3.123 | 3.096 | 3.075 | 3.071 | 3.061 | 3.061 | 3.061 | 3.061 | 3.061 | 3.061 | 3.061 | 3.061 | 3.061 | 3.061 | 3.061 | 3.061 | 7856.1006 | 1542.9719 | 0.00022768 | 20660.5223 | 11706.7118 | 417.6358 | 81.6171 | 9399.0725 | 499.2528 | 8899.8197 | -2806.8922 | FALSE
| 60532715 | MRO007 | MRO | 22KV | 69.4 | 11 | 40985.6902 | 8.333% | Three phase | 97.13 | 0.0006515 | 0.00071128 | 0.00077681 | 0.00084863 | 0.00092739 | 0.0010138 | 0.0011085 | 0.0012124 | 0.0013264 | 0.0014515 | 0.0015888 | 0.0017395 | 0.001905 | 0.0020867 | 0.0022746 | 0.0022746 | 0.0022746 | 0.0022746 | 0.0022746 | 0.0022746 | 0.40442 | 0.408 | 0.41408 | 0.41842 | 0.42033 | 0.42258 | 0.42833 | 0.43667 | 0.438 | 0.438 | 0.438 | 0.438 | 0.438 | 0.438 | 0.438 | 0.438 | 0.438 | 0.438 | 0.438 | 0.438 | 367.455 | 167.6117 | 7.4283e-05 | 6740.822 | 3819.4998 | 18.8628 | 8.6881 | 535.0667 | 27.5509 | 507.5158 | -3311.984 | FALSE
| 60532900 | MRO007 | MRO | 22KV | 2555.53 | 11 | 40985.6902 | 8.333% | Single phase | 44.74 | 0.025776 | 0.02773 | 0.029839 | 0.032116 | 0.034573 | 0.037226 | 0.04009 | 0.043184 | 0.046524 | 0.050132 | 0.05403 | 0.05824 | 0.062789 | 0.067705 | 0.073017 | 0.078758 | 0.083757 | 0.083757 | 0.083757 | 0.083757 | 0.40442 | 0.408 | 0.41408 | 0.41842 | 0.42033 | 0.42258 | 0.42833 | 0.43667 | 0.438 | 0.438 | 0.438 | 0.438 | 0.438 | 0.438 | 0.438 | 0.438 | 0.438 | 0.438 | 0.438 | 0.438 | 13032.1428 | 100919.3905 | 0.0027354 | 114334.4122 | 64784.423 | 694.5883 | 5426.3732 | 113951.5332 | 6120.9615 | 107830.5717 | 43046.1487 | TRUE
| 60532983 | MRO004 | MRO | 22KV | 72.3 | 0 | 40985.6902 | 100% | Three phase | 97.13 | 0.00068078 | 0.00074439 | 0.00081421 | 0.00089087 | 0.00097507 | 0.0010675 | 0.0011691 | 0.0012808 | 0.0014034 | 0.0015383 | 0.0016865 | 0.0018495 | 0.0020287 | 0.0022258 | 0.0023696 | 0.0023696 | 0.0023696 | 0.0023696 | 0.0023696 | 0.0023696 | 3.808 | 3.818 | 3.841 | 3.858 | 3.848 | 3.845 | 3.858 | 3.881 | 3.881 | 3.881 | 3.881 | 3.881 | 3.881 | 3.881 | 3.881 | 3.881 | 3.881 | 3.881 | 3.881 | 3.881 | 3456.6102 | 183.6076 | 7.7388e-05 | 7022.499 | 3979.1043 | 177.1446 | 9.4293 | 3640.2178 | 186.5739 | 3453.6439 | -525.4603 | FALSE
| 60532988 | MRO004 | MRO | 22KV | 203.29 | 0 | 40985.6902 | 100% | Three phase | 97.13 | 0.0025193 | 0.0027116 | 0.0029192 | 0.0031433 | 0.0033853 | 0.0036466 | 0.0039287 | 0.0042335 | 0.0045627 | 0.0049183 | 0.0053025 | 0.0057176 | 0.0061661 | 0.0066509 | 0.0066628 | 0.0066628 | 0.0066628 | 0.0066628 | 0.0066628 | 0.0066628 | 3.808 | 3.818 | 3.841 | 3.858 | 3.848 | 3.845 | 3.858 | 3.881 | 3.881 | 3.881 | 3.881 | 3.881 | 3.881 | 3.881 | 3.881 | 3.881 | 3.881 | 3.881 | 3.881 | 3.881 | 10760.0388 | 1607.6625 | 0.00021759 | 19745.5577 | 11188.2725 | 498.0874 | 74.5482 | 12367.7013 | 572.6356 | 11795.0657 | 606.7932 | TRUE
| 60533121 | MRO005 | MRO | 22KV | 634.83 | 21 | 40985.6902 | 4.545% | Single phase | 44.74 | 0.0049768 | 0.0053535 | 0.0057601 | 0.0061992 | 0.0066733 | 0.0071853 | 0.0077382 | 0.0083356 | 0.008981 | 0.0096782 | 0.010432 | 0.011246 | 0.012126 | 0.013078 | 0.014106 | 0.015219 | 0.016421 | 0.017722 | 0.019128 | 0.02065 | 0.24573 | 0.24677 | 0.24827 | 0.24932 | 0.24932 | 0.24945 | 0.2505 | 0.25218 | 0.25218 | 0.25218 | 0.25218 | 0.25218 | 0.25218 | 0.25218 | 0.25218 | 0.25218 | 0.25218 | 0.25218 | 0.25218 | 0.25218 | 1512.3515 | 5005.7375 | 0.0006795 | 28402.2942 | 16093.3721 | 100.8896 | 334.8595 | 6518.0889 | 435.7491 | 6082.3399 | -10011.0323 | FALSE
| 60533122 | MRO005 | MRO | 22KV | 633.58 | 21 | 40985.6902 | 4.545% | Covered | 390 | 0.0059658 | 0.0065232 | 0.0071351 | 0.0078069 | 0.0085447 | 0.0093551 | 0.010245 | 0.011224 | 0.012299 | 0.01348 | 0.014779 | 0.016207 | 0.017778 | 0.019505 | 0.020765 | 0.020765 | 0.020765 | 0.020765 | 0.020765 | 0.020765 | 0.24573 | 0.24677 | 0.24827 | 0.24932 | 0.24932 | 0.24945 | 0.2505 | 0.25218 | 0.25218 | 0.25218 | 0.25218 | 0.25218 | 0.25218 | 0.25218 | 0.25218 | 0.25218 | 0.25218 | 0.25218 | 0.25218 | 0.25218 | 1966.3786 | 56614.5764 | 0.00067816 | 247096.2 | 140010.2073 | 100.691 | 2907.4968 | 58580.955 | 3008.1877 | 55572.7673 | -84437.44 | FALSE
| 60533266 | MRO007 | MRO | 22KV | 681.76 | 11 | 40985.6902 | 8.333% | Single phase | 44.74 | 0.0087706 | 0.0096199 | 0.010555 | 0.011584 | 0.012717 | 0.013966 | 0.015341 | 0.016855 | 0.018524 | 0.020364 | 0.022345 | 0.022345 | 0.022345 | 0.022345 | 0.022345 | 0.022345 | 0.022345 | 0.022345 | 0.022345 | 0.022345 | 0.40442 | 0.408 | 0.41408 | 0.41842 | 0.42033 | 0.42258 | 0.42833 | 0.43667 | 0.438 | 0.438 | 0.438 | 0.438 | 0.438 | 0.438 | 0.438 | 0.438 | 0.438 | 0.438 | 0.438 | 0.438 | 4390.2683 | 9077.0467 | 0.00072973 | 30501.9424 | 17283.0795 | 185.3011 | 386.1986 | 13467.315 | 571.4997 | 12895.8152 | -4387.2643 | FALSE
| 60533272 | MRO005 | MRO | 22KV | 58.11 | 21 | 40985.6902 | 4.545% | Three phase | 97.13 | 0.00070553 | 0.00075158 | 0.00080077 | 0.0008533 | 0.00090941 | 0.00096935 | 0.0010334 | 0.0011018 | 0.0011749 | 0.001253 | 0.0013365 | 0.0014257 | 0.001521 | 0.0016229 | 0.0017319 | 0.0018483 | 0.0019045 | 0.0019045 | 0.0019045 | 0.0019045 | 0.24573 | 0.24677 | 0.24827 | 0.24932 | 0.24932 | 0.24945 | 0.2505 | 0.25218 | 0.25218 | 0.25218 | 0.25218 | 0.25218 | 0.25218 | 0.25218 | 0.25218 | 0.25218 | 0.25218 | 0.25218 | 0.25218 | 0.25218 | 186.0764 | 122.4509 | 6.2199e-05 | 5644.2243 | 3198.1431 | 9.2351 | 6.0913 | 308.5273 | 15.3263 | 293.2009 | -2904.9422 | FALSE
| 60533273 | MRO007 | MRO | 22KV | 4790.85 | 11 | 40985.6902 | 8.333% | Three phase | 97.13 | 0.044554 | 0.047885 | 0.051476 | 0.055348 | 0.059524 | 0.064029 | 0.068888 | 0.07413 | 0.079787 | 0.085891 | 0.092479 | 0.099589 | 0.10726 | 0.11555 | 0.1245 | 0.13416 | 0.14459 | 0.15585 | 0.15702 | 0.15702 | 0.40442 | 0.408 | 0.41408 | 0.41842 | 0.42033 | 0.42258 | 0.42833 | 0.43667 | 0.438 | 0.438 | 0.438 | 0.438 | 0.438 | 0.438 | 0.438 | 0.438 | 0.438 | 0.438 | 0.438 | 0.438 | 22722.4007 | 716043.4061 | 0.005128 | 465335.2605 | 263669.3169 | 1302.1441 | 41402.8512 | 738765.8068 | 42704.9953 | 696060.8115 | 432391.4946 | TRUE
| 60533297 | MRO005 | MRO | 22KV | 94.47 | 21 | 40985.6902 | 4.545% | Three phase | 97.13 | 0.001147 | 0.0012219 | 0.0013018 | 0.0013872 | 0.0014784 | 0.0015759 | 0.00168 | 0.0017912 | 0.00191 | 0.002037 | 0.0021727 | 0.0023177 | 0.0024727 | 0.0026384 | 0.0028155 | 0.0030048 | 0.0030962 | 0.0030962 | 0.0030962 | 0.0030962 | 0.24573 | 0.24677 | 0.24827 | 0.24932 | 0.24932 | 0.24945 | 0.2505 | 0.25218 | 0.25218 | 0.25218 | 0.25218 | 0.25218 | 0.25218 | 0.25218 | 0.25218 | 0.25218 | 0.25218 | 0.25218 | 0.25218 | 0.25218 | 302.5062 | 323.6295 | 0.00010112 | 9175.8711 | 5199.2528 | 15.0135 | 16.0988 | 626.1356 | 31.1123 | 595.0233 | -4604.2295 | FALSE
| 60533412 | MRO008 | MRO | 22KV | 228.77 | 9 | 40985.6902 | 10% | Three phase | 97.13 | 0.0016999 | 0.0018604 | 0.002037 | 0.0022311 | 0.0024446 | 0.0026795 | 0.002938 | 0.0032224 | 0.0035355 | 0.0038801 | 0.0042597 | 0.0046776 | 0.005138 | 0.0056452 | 0.006204 | 0.0068199 | 0.0074979 | 0.0074979 | 0.0074979 | 0.0074979 | 0.6143 | 0.617 | 0.6224 | 0.6261 | 0.6254 | 0.6271 | 0.6321 | 0.6371 | 0.6385 | 0.6385 | 0.6385 | 0.6385 | 0.6385 | 0.6385 | 0.6385 | 0.6385 | 0.6385 | 0.6385 | 0.6385 | 0.6385 | 1530.5862 | 1568.0774 | 0.00024487 | 22220.4301 | 12590.5903 | 91.6819 | 94.4068 | 3098.6636 | 186.0887 | 2912.5749 | -9678.0155 | FALSE
| 60533422 | MRO007 | MRO | 22KV | 44.47 | 11 | 40985.6902 | 8.333% | Three phase | 97.13 | 0.00041747 | 0.00045578 | 0.00049776 | 0.00054379 | 0.00059425 | 0.00064959 | 0.00071029 | 0.00077687 | 0.00084993 | 0.0009301 | 0.0010181 | 0.0011147 | 0.0012207 | 0.0013371 | 0.0014575 | 0.0014575 | 0.0014575 | 0.0014575 | 0.0014575 | 0.0014575 | 0.40442 | 0.408 | 0.41408 | 0.41842 | 0.42033 | 0.42258 | 0.42833 | 0.43667 | 0.438 | 0.438 | 0.438 | 0.438 | 0.438 | 0.438 | 0.438 | 0.438 | 0.438 | 0.438 | 0.438 | 0.438 | 235.4571 | 68.8208 | 4.7599e-05 | 4319.3711 | 2447.4518 | 12.0869 | 3.5673 | 304.2779 | 15.6542 | 288.6237 | -2158.8281 | FALSE
| 60533541 | MRO005 | MRO | 22KV | 123.87 | 21 | 40985.6902 | 4.545% | Single phase | 44.74 | 0.00097108 | 0.0010446 | 0.0011239 | 0.0012096 | 0.0013021 | 0.001402 | 0.0015099 | 0.0016265 | 0.0017524 | 0.0018884 | 0.0020355 | 0.0021944 | 0.0023661 | 0.0025518 | 0.0027525 | 0.0029695 | 0.0032041 | 0.0034579 | 0.0037323 | 0.0040292 | 0.24573 | 0.24677 | 0.24827 | 0.24932 | 0.24932 | 0.24945 | 0.2505 | 0.25218 | 0.25218 | 0.25218 | 0.25218 | 0.25218 | 0.25218 | 0.25218 | 0.25218 | 0.25218 | 0.25218 | 0.25218 | 0.25218 | 0.25218 | 295.0947 | 190.5836 | 0.00013259 | 5541.9438 | 3140.1887 | 19.6859 | 12.7491 | 485.6783 | 32.435 | 453.2433 | -2686.9454 | FALSE
| 60533590 | MRO008 | MRO | 22KV | 5800.77 | 9 | 40985.6902 | 10% | Three phase | 97.13 | 0.07064 | 0.075366 | 0.08042 | 0.085827 | 0.091612 | 0.097801 | 0.10442 | 0.11151 | 0.11909 | 0.12721 | 0.1359 | 0.1452 | 0.15515 | 0.16581 | 0.17722 | 0.18944 | 0.19012 | 0.19012 | 0.19012 | 0.19012 | 0.6143 | 0.617 | 0.6224 | 0.6261 | 0.6254 | 0.6271 | 0.6321 | 0.6371 | 0.6385 | 0.6385 | 0.6385 | 0.6385 | 0.6385 | 0.6385 | 0.6385 | 0.6385 | 0.6385 | 0.6385 | 0.6385 | 0.6385 | 47476.4933 | 1235033.1816 | 0.006209 | 563428.7901 | 319251.2943 | 2324.7178 | 60698.2814 | 1282509.6749 | 63022.9992 | 1219486.6757 | 900235.3814 | TRUE
| 60533606 | MRO006 | MRO | 22KV | 431.63 | 0 | 40985.6902 | 100% | Three phase | 97.13 | 0.0039985 | 0.004289 | 0.0046015 | 0.0049379 | 0.0052998 | 0.0056895 | 0.0061089 | 0.0065605 | 0.0070468 | 0.0075704 | 0.0081344 | 0.0087418 | 0.009396 | 0.010101 | 0.01086 | 0.011679 | 0.01256 | 0.01351 | 0.014147 | 0.014147 | 3.199 | 3.168 | 3.157 | 3.14 | 3.123 | 3.096 | 3.075 | 3.071 | 3.061 | 3.061 | 3.061 | 3.061 | 3.061 | 3.061 | 3.061 | 3.061 | 3.061 | 3.061 | 3.061 | 3.061 | 14298.9973 | 5696.2657 | 0.000462 | 41924.2219 | 23755.1974 | 847.4643 | 336.0689 | 19995.263 | 1183.5332 | 18811.7298 | -4943.4676 | FALSE
| 60533664 | MRO007 | MRO | 22KV | 728 | 11 | 40985.6902 | 8.333% | Covered | 390 | 0.0062052 | 0.0066752 | 0.0071825 | 0.0077301 | 0.0083214 | 0.0089599 | 0.0096495 | 0.010394 | 0.011199 | 0.012068 | 0.013007 | 0.014022 | 0.015119 | 0.016304 | 0.017585 | 0.01897 | 0.020468 | 0.022087 | 0.023838 | 0.02386 | 0.40442 | 0.408 | 0.41408 | 0.41842 | 0.42033 | 0.42258 | 0.42833 | 0.43667 | 0.438 | 0.438 | 0.438 | 0.438 | 0.438 | 0.438 | 0.438 | 0.438 | 0.438 | 0.438 | 0.438 | 0.438 | 3228.3036 | 62057.1342 | 0.00077923 | 283920 | 160875.392 | 197.869 | 3838.655 | 65285.4378 | 4036.524 | 61248.9138 | -99626.4783 | FALSE
| 60533835 | MRO005 | MRO | 22KV | 25.74 | 21 | 40985.6902 | 4.545% | Three phase | 97.13 | 0.00023053 | 0.00025015 | 0.00027151 | 0.00029479 | 0.00032014 | 0.00034777 | 0.00037788 | 0.0004107 | 0.00044648 | 0.00048548 | 0.00052802 | 0.00057441 | 0.000625 | 0.00068019 | 0.00074041 | 0.00080611 | 0.00084362 | 0.00084362 | 0.00084362 | 0.00084362 | 0.24573 | 0.24677 | 0.24827 | 0.24932 | 0.24932 | 0.24945 | 0.2505 | 0.25218 | 0.25218 | 0.25218 | 0.25218 | 0.25218 | 0.25218 | 0.25218 | 0.25218 | 0.25218 | 0.25218 | 0.25218 | 0.25218 | 0.25218 | 73.8284 | 21.5078 | 2.7551e-05 | 2500.1262 | 1416.6272 | 4.0907 | 1.1951 | 95.3362 | 5.2858 | 90.0504 | -1326.5768 | FALSE
| 60533844 | MRO005 | MRO | 22KV | 458.38 | 21 | 40985.6902 | 4.545% | Three phase | 97.13 | 0.0041054 | 0.0044547 | 0.0048352 | 0.0052496 | 0.0057011 | 0.0061931 | 0.0067293 | 0.0073137 | 0.0079509 | 0.0086455 | 0.009403 | 0.010229 | 0.01113 | 0.012113 | 0.013185 | 0.014355 | 0.015023 | 0.015023 | 0.015023 | 0.015023 | 0.24573 | 0.24677 | 0.24827 | 0.24932 | 0.24932 | 0.24945 | 0.2505 | 0.25218 | 0.25218 | 0.25218 | 0.25218 | 0.25218 | 0.25218 | 0.25218 | 0.25218 | 0.25218 | 0.25218 | 0.25218 | 0.25218 | 0.25218 | 1314.7424 | 6820.7302 | 0.00049063 | 44522.4494 | 25227.4109 | 72.8475 | 379.015 | 8135.4726 | 451.8625 | 7683.6101 | -17543.8008 | FALSE
| 60533850 | MRO005 | MRO | 22KV | 2968.55 | 21 | 40985.6902 | 4.545% | Three phase | 97.13 | 0.0343 | 0.037255 | 0.040475 | 0.043984 | 0.04781 | 0.051981 | 0.056529 | 0.061489 | 0.066899 | 0.0728 | 0.079238 | 0.086263 | 0.093928 | 0.097294 | 0.097294 | 0.097294 | 0.097294 | 0.097294 | 0.097294 | 0.097294 | 0.24573 | 0.24677 | 0.24827 | 0.24932 | 0.24932 | 0.24945 | 0.2505 | 0.25218 | 0.25218 | 0.25218 | 0.25218 | 0.25218 | 0.25218 | 0.25218 | 0.25218 | 0.25218 | 0.25218 | 0.25218 | 0.25218 | 0.25218 | 10148.3458 | 341065.323 | 0.0031774 | 288335.2615 | 163377.1775 | 471.7733 | 15896.2191 | 351213.6688 | 16367.9924 | 334845.6764 | 171468.4989 | TRUE
| 60533904 | MRO007 | MRO | 22KV | 429.16 | 11 | 40985.6902 | 8.333% | Three phase | 97.13 | 0.0052979 | 0.0056912 | 0.0061149 | 0.0065714 | 0.0070633 | 0.0075934 | 0.0081646 | 0.0087803 | 0.0094441 | 0.01016 | 0.010931 | 0.011763 | 0.01266 | 0.013627 | 0.014066 | 0.014066 | 0.014066 | 0.014066 | 0.014066 | 0.014066 | 0.40442 | 0.408 | 0.41408 | 0.41842 | 0.42033 | 0.42258 | 0.42833 | 0.43667 | 0.438 | 0.438 | 0.438 | 0.438 | 0.438 | 0.438 | 0.438 | 0.438 | 0.438 | 0.438 | 0.438 | 0.438 | 2505.1439 | 7078.756 | 0.00045936 | 41684.3108 | 23619.2584 | 116.6449 | 332.2336 | 9583.8999 | 448.8785 | 9135.0214 | -14484.237 | FALSE
| 60533919 | MRO007 | MRO | 22KV | 3832.69 | 11 | 40985.6902 | 8.333% | Single phase | 44.74 | 0.038658 | 0.041589 | 0.044752 | 0.048166 | 0.051851 | 0.05583 | 0.060126 | 0.064765 | 0.069775 | 0.075186 | 0.081032 | 0.087347 | 0.094169 | 0.10154 | 0.10951 | 0.11812 | 0.12562 | 0.12562 | 0.12562 | 0.12562 | 0.40442 | 0.408 | 0.41408 | 0.41842 | 0.42033 | 0.42258 | 0.42833 | 0.43667 | 0.438 | 0.438 | 0.438 | 0.438 | 0.438 | 0.438 | 0.438 | 0.438 | 0.438 | 0.438 | 0.438 | 0.438 | 19545.1289 | 226996.9588 | 0.0041024 | 171474.5506 | 97161.2974 | 1041.718 | 12205.4861 | 246542.0877 | 13247.2041 | 233294.8836 | 136133.5862 | TRUE
| 60533973 | MRO007 | MRO | 22KV | 1480.35 | 11 | 40985.6902 | 8.333% | Three phase | 97.13 | 0.018345 | 0.019746 | 0.021258 | 0.022889 | 0.024652 | 0.026554 | 0.028609 | 0.030828 | 0.033225 | 0.035815 | 0.038612 | 0.041635 | 0.044902 | 0.048432 | 0.048518 | 0.048518 | 0.048518 | 0.048518 | 0.048518 | 0.048518 | 0.40442 | 0.408 | 0.41408 | 0.41842 | 0.42033 | 0.42258 | 0.42833 | 0.43667 | 0.438 | 0.438 | 0.438 | 0.438 | 0.438 | 0.438 | 0.438 | 0.438 | 0.438 | 0.438 | 0.438 | 0.438 | 8746.6694 | 85249.4665 | 0.0015845 | 143786.3955 | 81472.5724 | 402.3564 | 3953.0647 | 93996.1359 | 4355.421 | 89640.7149 | 8168.1425 | TRUE
| 60534000 | MRO004 | MRO | 22KV | 892.94 | 0 | 40985.6902 | 100% | Three phase | 97.13 | 0.011066 | 0.011911 | 0.012822 | 0.013807 | 0.01487 | 0.016017 | 0.017257 | 0.018595 | 0.020041 | 0.021603 | 0.023291 | 0.025114 | 0.027084 | 0.029214 | 0.029266 | 0.029266 | 0.029266 | 0.029266 | 0.029266 | 0.029266 | 3.808 | 3.818 | 3.841 | 3.858 | 3.848 | 3.845 | 3.858 | 3.881 | 3.881 | 3.881 | 3.881 | 3.881 | 3.881 | 3.881 | 3.881 | 3.881 | 3.881 | 3.881 | 3.881 | 3.881 | 47262.8709 | 31017.5442 | 0.00095577 | 86731.2622 | 49143.8638 | 2187.8212 | 1438.3006 | 78280.4151 | 3626.1218 | 74654.2933 | 25510.4296 | TRUE
| 60534085 | MRO008 | MRO | 22KV | 535.68 | 9 | 40985.6902 | 10% | Three phase | 97.13 | 0.005 | 0.0054429 | 0.005927 | 0.006456 | 0.0070342 | 0.0076664 | 0.0083577 | 0.0091137 | 0.0099406 | 0.010845 | 0.011835 | 0.012918 | 0.014103 | 0.015401 | 0.016821 | 0.017557 | 0.017557 | 0.017557 | 0.017557 | 0.017557 | 0.6143 | 0.617 | 0.6224 | 0.6261 | 0.6254 | 0.6271 | 0.6321 | 0.6371 | 0.6385 | 0.6385 | 0.6385 | 0.6385 | 0.6385 | 0.6385 | 0.6385 | 0.6385 | 0.6385 | 0.6385 | 0.6385 | 0.6385 | 4077.2484 | 9785.7261 | 0.00057337 | 52030.5984 | 29481.6952 | 214.6792 | 517.6259 | 13862.9745 | 732.3051 | 13130.6694 | -16351.0259 | FALSE
| 60534139 | MRO005 | MRO | 22KV | 2734.18 | 21 | 40985.6902 | 4.545% | Single phase | 44.74 | 0.021435 | 0.023057 | 0.024809 | 0.0267 | 0.028741 | 0.030947 | 0.033328 | 0.035901 | 0.03868 | 0.041684 | 0.044929 | 0.048436 | 0.052227 | 0.056325 | 0.060755 | 0.065545 | 0.070725 | 0.076326 | 0.082384 | 0.088936 | 0.24573 | 0.24677 | 0.24827 | 0.24932 | 0.24932 | 0.24945 | 0.2505 | 0.25218 | 0.25218 | 0.25218 | 0.25218 | 0.25218 | 0.25218 | 0.25218 | 0.25218 | 0.25218 | 0.25218 | 0.25218 | 0.25218 | 0.25218 | 6513.6197 | 92855.4476 | 0.0029266 | 122327.2132 | 69313.322 | 434.5263 | 6211.5774 | 99369.0673 | 6646.1037 | 92722.9636 | 23409.6416 | TRUE
| 60534400 | MRO008 | MRO | 22KV | 1461.21 | 9 | 40985.6902 | 10% | Three phase | 97.13 | 0.010056 | 0.010798 | 0.011599 | 0.012462 | 0.013392 | 0.014396 | 0.015478 | 0.016644 | 0.017903 | 0.019261 | 0.020726 | 0.022307 | 0.024013 | 0.025855 | 0.027842 | 0.029988 | 0.032305 | 0.034806 | 0.037508 | 0.040425 | 0.6143 | 0.617 | 0.6224 | 0.6261 | 0.6254 | 0.6271 | 0.6321 | 0.6371 | 0.6385 | 0.6385 | 0.6385 | 0.6385 | 0.6385 | 0.6385 | 0.6385 | 0.6385 | 0.6385 | 0.6385 | 0.6385 | 0.6385 | 7579.4333 | 49634.808 | 0.001564 | 141927.3273 | 80419.1829 | 585.5948 | 3851.5042 | 57214.2413 | 4437.099 | 52777.1423 | -27642.0406 | FALSE
| 60534647 | MRO005 | MRO | 22KV | 2771.28 | 21 | 40985.6902 | 4.545% | Single phase | 44.74 | 0.027952 | 0.030071 | 0.032358 | 0.034827 | 0.037492 | 0.040369 | 0.043475 | 0.046829 | 0.050452 | 0.054365 | 0.058591 | 0.063157 | 0.06809 | 0.073421 | 0.079181 | 0.085407 | 0.090828 | 0.090828 | 0.090828 | 0.090828 | 0.24573 | 0.24677 | 0.24827 | 0.24932 | 0.24932 | 0.24945 | 0.2505 | 0.25218 | 0.25218 | 0.25218 | 0.25218 | 0.25218 | 0.25218 | 0.25218 | 0.25218 | 0.25218 | 0.25218 | 0.25218 | 0.25218 | 0.25218 | 8212.5723 | 118678.8875 | 0.0029663 | 123987.0672 | 70253.8322 | 440.4224 | 6381.2904 | 126891.4599 | 6821.7128 | 120069.7471 | 49815.9149 | TRUE
| 60534708 | MRO005 | MRO | 22KV | 40.06 | 21 | 40985.6902 | 4.545% | Covered | 390 | 0.00026594 | 0.00028605 | 0.00030775 | 0.00033119 | 0.00035651 | 0.00038385 | 0.00041339 | 0.00044531 | 0.0004798 | 0.00051708 | 0.00055737 | 0.00060093 | 0.00064802 | 0.00069895 | 0.00075402 | 0.00081357 | 0.000878 | 0.00094768 | 0.0010231 | 0.0011047 | 0.24573 | 0.24677 | 0.24827 | 0.24932 | 0.24932 | 0.24945 | 0.2505 | 0.25218 | 0.25218 | 0.25218 | 0.25218 | 0.25218 | 0.25218 | 0.25218 | 0.25218 | 0.25218 | 0.25218 | 0.25218 | 0.25218 | 0.25218 | 80.8308 | 147.1682 | 4.2879e-05 | 15623.4 | 8852.5662 | 6.3665 | 11.6235 | 227.999 | 17.99 | 210.009 | -8642.5572 | FALSE
| 60534711 | MRO005 | MRO | 22KV | 2043.83 | 21 | 40985.6902 | 4.545% | Single phase | 44.74 | 0.016023 | 0.017235 | 0.018545 | 0.019958 | 0.021485 | 0.023133 | 0.024913 | 0.026836 | 0.028914 | 0.031159 | 0.033585 | 0.036207 | 0.03904 | 0.042104 | 0.045415 | 0.048996 | 0.052868 | 0.057055 | 0.061583 | 0.066481 | 0.24573 | 0.24677 | 0.24827 | 0.24932 | 0.24932 | 0.24945 | 0.2505 | 0.25218 | 0.25218 | 0.25218 | 0.25218 | 0.25218 | 0.25218 | 0.25218 | 0.25218 | 0.25218 | 0.25218 | 0.25218 | 0.25218 | 0.25218 | 4869.0032 | 51885.1077 | 0.0021876 | 91440.9542 | 51812.4801 | 324.8133 | 3470.8611 | 56754.111 | 3795.6744 | 52958.4366 | 1145.9565 | TRUE
| 60534740 | MRO008 | MRO | 22KV | 38.25 | 9 | 40985.6902 | 10% | Three phase | 97.13 | 0.00035502 | 0.00038118 | 0.00040935 | 0.0004397 | 0.0004724 | 0.00050763 | 0.0005456 | 0.00058652 | 0.00063062 | 0.00067817 | 0.00072942 | 0.00078469 | 0.00084428 | 0.00090854 | 0.00097785 | 0.0010526 | 0.0011332 | 0.0012202 | 0.0012536 | 0.0012536 | 0.6143 | 0.617 | 0.6224 | 0.6261 | 0.6254 | 0.6271 | 0.6321 | 0.6371 | 0.6385 | 0.6385 | 0.6385 | 0.6385 | 0.6385 | 0.6385 | 0.6385 | 0.6385 | 0.6385 | 0.6385 | 0.6385 | 0.6385 | 263.5274 | 45.1788 | 4.0942e-05 | 3715.2225 | 2105.1278 | 15.3291 | 2.6392 | 308.7062 | 17.9683 | 290.7379 | -1814.3898 | FALSE
| 60534794 | MRO005 | MRO | 22KV | 11221.26 | 21 | 40985.6902 | 4.545% | Three phase | 97.13 | 0.10479 | 0.11285 | 0.12157 | 0.13099 | 0.14117 | 0.15218 | 0.16408 | 0.17694 | 0.19085 | 0.2059 | 0.22217 | 0.23978 | 0.25882 | 0.27943 | 0.30173 | 0.32585 | 0.35197 | 0.36777 | 0.36777 | 0.36777 | 0.24573 | 0.24677 | 0.24827 | 0.24932 | 0.24932 | 0.24945 | 0.2505 | 0.25218 | 0.25218 | 0.25218 | 0.25218 | 0.25218 | 0.25218 | 0.25218 | 0.25218 | 0.25218 | 0.25218 | 0.25218 | 0.25218 | 0.25218 | 31526.8755 | 4004595.7108 | 0.012011 | 1089920.9838 | 617573.4909 | 1783.3256 | 227137.2446 | 4036122.5862 | 228920.5701 | 3807202.0161 | 3189628.5252 | TRUE
| 60534885 | MRO008 | MRO | 22KV | 2868.97 | 9 | 40985.6902 | 10% | Three phase | 97.13 | 0.035417 | 0.038046 | 0.040879 | 0.04393 | 0.047219 | 0.050762 | 0.054581 | 0.058697 | 0.063134 | 0.067918 | 0.073075 | 0.078635 | 0.084631 | 0.091098 | 0.09403 | 0.09403 | 0.09403 | 0.09403 | 0.09403 | 0.09403 | 0.6143 | 0.617 | 0.6224 | 0.6261 | 0.6254 | 0.6271 | 0.6321 | 0.6371 | 0.6385 | 0.6385 | 0.6385 | 0.6385 | 0.6385 | 0.6385 | 0.6385 | 0.6385 | 0.6385 | 0.6385 | 0.6385 | 0.6385 | 24590.9733 | 316351.9265 | 0.0030709 | 278663.0561 | 157896.6906 | 1149.769 | 14847.6293 | 340942.8998 | 15997.3983 | 324945.5015 | 167048.8109 | TRUE
| 60535118 | MRO007 | MRO | 22KV | 5070.64 | 11 | 40985.6902 | 8.333% | Three phase | 97.13 | 0.062596 | 0.067243 | 0.072249 | 0.077643 | 0.083455 | 0.089718 | 0.096467 | 0.10374 | 0.11158 | 0.12004 | 0.12915 | 0.13898 | 0.14958 | 0.16101 | 0.16619 | 0.16619 | 0.16619 | 0.16619 | 0.16619 | 0.16619 | 0.40442 | 0.408 | 0.41408 | 0.41842 | 0.42033 | 0.42258 | 0.42833 | 0.43667 | 0.438 | 0.438 | 0.438 | 0.438 | 0.438 | 0.438 | 0.438 | 0.438 | 0.438 | 0.438 | 0.438 | 0.438 | 29598.9443 | 988198.1255 | 0.0054274 | 492511.2632 | 279067.845 | 1378.1905 | 46379.9909 | 1017797.0698 | 47758.1814 | 970038.8884 | 690971.0434 | TRUE
| 60535173 | MRO007 | MRO | 22KV | 51.12 | 11 | 40985.6902 | 8.333% | Three phase | 97.13 | 0.00030455 | 0.00033318 | 0.00036465 | 0.00039926 | 0.00043733 | 0.00047922 | 0.00052531 | 0.00057605 | 0.0006319 | 0.0006934 | 0.00076113 | 0.00083574 | 0.00091794 | 0.0010085 | 0.0011084 | 0.0012184 | 0.0013397 | 0.0014735 | 0.001621 | 0.0016754 | 0.40442 | 0.408 | 0.41408 | 0.41842 | 0.42033 | 0.42258 | 0.42833 | 0.43667 | 0.438 | 0.438 | 0.438 | 0.438 | 0.438 | 0.438 | 0.438 | 0.438 | 0.438 | 0.438 | 0.438 | 0.438 | 193.6425 | 64.9773 | 5.4717e-05 | 4965.2856 | 2813.4413 | 13.8943 | 4.714 | 258.6198 | 18.6083 | 240.0115 | -2573.4299 | FALSE
| 60535183 | MRO007 | MRO | 22KV | 643.36 | 11 | 40985.6902 | 8.333% | Three phase | 97.13 | 0.0079421 | 0.0085318 | 0.009167 | 0.0098513 | 0.010589 | 0.011383 | 0.01224 | 0.013163 | 0.014158 | 0.01523 | 0.016387 | 0.017634 | 0.018978 | 0.020429 | 0.021086 | 0.021086 | 0.021086 | 0.021086 | 0.021086 | 0.021086 | 0.40442 | 0.408 | 0.41408 | 0.41842 | 0.42033 | 0.42258 | 0.42833 | 0.43667 | 0.438 | 0.438 | 0.438 | 0.438 | 0.438 | 0.438 | 0.438 | 0.438 | 0.438 | 0.438 | 0.438 | 0.438 | 3755.4977 | 15908.4029 | 0.00068863 | 62489.5568 | 35407.9739 | 174.864 | 746.6434 | 19663.9006 | 921.5074 | 18742.3932 | -16665.5807 | FALSE
| 60535204 | MRO005 | MRO | 22KV | 2042.99 | 21 | 40985.6902 | 4.545% | Three phase | 97.13 | 0.020606 | 0.022169 | 0.023855 | 0.025675 | 0.027639 | 0.02976 | 0.03205 | 0.034523 | 0.037193 | 0.040078 | 0.043193 | 0.04656 | 0.050196 | 0.054126 | 0.058373 | 0.062962 | 0.066959 | 0.066959 | 0.066959 | 0.066959 | 0.24573 | 0.24677 | 0.24827 | 0.24932 | 0.24932 | 0.24945 | 0.2505 | 0.25218 | 0.25218 | 0.25218 | 0.25218 | 0.25218 | 0.25218 | 0.25218 | 0.25218 | 0.25218 | 0.25218 | 0.25218 | 0.25218 | 0.25218 | 6054.3154 | 140024.0202 | 0.0021867 | 198435.6187 | 112438.0387 | 324.6798 | 7529.005 | 146078.3356 | 7853.6848 | 138224.6508 | 25786.6121 | TRUE
| 60535216 | MRO005 | MRO | 22KV | 111.95 | 21 | 40985.6902 | 4.545% | Three phase | 97.13 | 0.0010027 | 0.001088 | 0.0011809 | 0.0012821 | 0.0013924 | 0.0015125 | 0.0016435 | 0.0017862 | 0.0019418 | 0.0021115 | 0.0022965 | 0.0024982 | 0.0027183 | 0.0029583 | 0.0032202 | 0.003506 | 0.0036691 | 0.0036691 | 0.0036691 | 0.0036691 | 0.24573 | 0.24677 | 0.24827 | 0.24932 | 0.24932 | 0.24945 | 0.2505 | 0.25218 | 0.25218 | 0.25218 | 0.25218 | 0.25218 | 0.25218 | 0.25218 | 0.25218 | 0.25218 | 0.25218 | 0.25218 | 0.25218 | 0.25218 | 321.0991 | 406.8438 | 0.00011983 | 10873.7035 | 6161.2825 | 17.7915 | 22.6075 | 727.943 | 40.3991 | 687.5439 | -5473.7386 | FALSE
| 60535249 | MRO007 | MRO | 22KV | 921.32 | 11 | 40985.6902 | 8.333% | Three phase | 97.13 | 0.011852 | 0.013 | 0.014264 | 0.015654 | 0.017186 | 0.018873 | 0.020731 | 0.022778 | 0.025033 | 0.027519 | 0.030196 | 0.030196 | 0.030196 | 0.030196 | 0.030196 | 0.030196 | 0.030196 | 0.030196 | 0.030196 | 0.030196 | 0.40442 | 0.408 | 0.41408 | 0.41842 | 0.42033 | 0.42258 | 0.42833 | 0.43667 | 0.438 | 0.438 | 0.438 | 0.438 | 0.438 | 0.438 | 0.438 | 0.438 | 0.438 | 0.438 | 0.438 | 0.438 | 5932.9412 | 35988.1848 | 0.00098615 | 89487.8116 | 50705.786 | 250.4131 | 1531.1795 | 41921.126 | 1781.5925 | 40139.5334 | -10566.2526 | FALSE
| 60535252 | MRO007 | MRO | 22KV | 35.27 | 11 | 40985.6902 | 8.333% | Single phase | 44.74 | 0.00035574 | 0.00038272 | 0.00041182 | 0.00044324 | 0.00047716 | 0.00051377 | 0.0005533 | 0.00059599 | 0.0006421 | 0.0006919 | 0.00074569 | 0.0008038 | 0.00086659 | 0.00093443 | 0.0010077 | 0.001087 | 0.001156 | 0.001156 | 0.001156 | 0.001156 | 0.40442 | 0.408 | 0.41408 | 0.41842 | 0.42033 | 0.42258 | 0.42833 | 0.43667 | 0.438 | 0.438 | 0.438 | 0.438 | 0.438 | 0.438 | 0.438 | 0.438 | 0.438 | 0.438 | 0.438 | 0.438 | 179.8624 | 19.2231 | 3.7752e-05 | 1577.9798 | 894.1185 | 9.5863 | 1.0336 | 199.0855 | 10.6199 | 188.4655 | -705.6529 | FALSE
| 60535284 | MRO005 | MRO | 22KV | 822.82 | 21 | 40985.6902 | 4.545% | Single phase | 44.74 | 0.0064505 | 0.0069388 | 0.0074659 | 0.0080349 | 0.0086494 | 0.009313 | 0.01003 | 0.010804 | 0.01164 | 0.012544 | 0.013521 | 0.014576 | 0.015717 | 0.01695 | 0.018284 | 0.019725 | 0.021284 | 0.022969 | 0.024793 | 0.026764 | 0.24573 | 0.24677 | 0.24827 | 0.24932 | 0.24932 | 0.24945 | 0.2505 | 0.25218 | 0.25218 | 0.25218 | 0.25218 | 0.25218 | 0.25218 | 0.25218 | 0.25218 | 0.25218 | 0.25218 | 0.25218 | 0.25218 | 0.25218 | 1960.1989 | 8409.3584 | 0.00088072 | 36812.9668 | 20859.0464 | 130.7657 | 562.5451 | 10369.5573 | 693.3108 | 9676.2464 | -11182.8 | FALSE
| 60535321 | MRO007 | MRO | 22KV | 234.8 | 11 | 40985.6902 | 8.333% | Three phase | 97.13 | 0.002806 | 0.003019 | 0.0032487 | 0.0034966 | 0.0037642 | 0.004053 | 0.0043648 | 0.0047015 | 0.0050649 | 0.0054574 | 0.0058812 | 0.006339 | 0.0068335 | 0.0073677 | 0.0076955 | 0.0076955 | 0.0076955 | 0.0076955 | 0.0076955 | 0.0076955 | 0.40442 | 0.408 | 0.41408 | 0.41842 | 0.42033 | 0.42258 | 0.42833 | 0.43667 | 0.438 | 0.438 | 0.438 | 0.438 | 0.438 | 0.438 | 0.438 | 0.438 | 0.438 | 0.438 | 0.438 | 0.438 | 1351.6369 | 2089.1765 | 0.00025132 | 22806.124 | 12922.4575 | 63.8182 | 99.4492 | 3440.8135 | 163.2674 | 3277.546 | -9644.9115 | FALSE
| 60535333 | MRO007 | MRO | 22KV | 1640.08 | 11 | 40985.6902 | 8.333% | Single phase | 44.74 | 0.016542 | 0.017797 | 0.01915 | 0.020611 | 0.022188 | 0.023891 | 0.025729 | 0.027714 | 0.029858 | 0.032174 | 0.034675 | 0.037377 | 0.040297 | 0.043452 | 0.046861 | 0.050545 | 0.053753 | 0.053753 | 0.053753 | 0.053753 | 0.40442 | 0.408 | 0.41408 | 0.41842 | 0.42033 | 0.42258 | 0.42833 | 0.43667 | 0.438 | 0.438 | 0.438 | 0.438 | 0.438 | 0.438 | 0.438 | 0.438 | 0.438 | 0.438 | 0.438 | 0.438 | 8363.7276 | 41566.4291 | 0.0017555 | 73377.1792 | 41577.1431 | 445.7707 | 2235.0012 | 49930.1567 | 2680.7719 | 47249.3848 | 5672.2417 | TRUE
| 60535343 | MRO007 | MRO | 22KV | 759.45 | 11 | 40985.6902 | 8.333% | Single phase | 44.74 | 0.0075797 | 0.0083644 | 0.0092341 | 0.010198 | 0.011267 | 0.012452 | 0.013767 | 0.015226 | 0.016845 | 0.018641 | 0.020635 | 0.022849 | 0.024891 | 0.024891 | 0.024891 | 0.024891 | 0.024891 | 0.024891 | 0.024891 | 0.024891 | 0.40442 | 0.408 | 0.41408 | 0.41842 | 0.42033 | 0.42258 | 0.42833 | 0.43667 | 0.438 | 0.438 | 0.438 | 0.438 | 0.438 | 0.438 | 0.438 | 0.438 | 0.438 | 0.438 | 0.438 | 0.438 | 4373.0379 | 10055.2314 | 0.00081289 | 33977.793 | 19252.5739 | 206.4171 | 479.2323 | 14428.2693 | 685.6494 | 13742.6199 | -5509.9539 | FALSE
| 60535449 | MRO007 | MRO | 22KV | 2912.05 | 11 | 40985.6902 | 8.333% | Single phase | 44.74 | 0.034801 | 0.037442 | 0.040291 | 0.043366 | 0.046685 | 0.050267 | 0.054134 | 0.058309 | 0.062816 | 0.067684 | 0.072941 | 0.078618 | 0.084751 | 0.091376 | 0.095442 | 0.095442 | 0.095442 | 0.095442 | 0.095442 | 0.095442 | 0.40442 | 0.408 | 0.41408 | 0.41842 | 0.42033 | 0.42258 | 0.42833 | 0.43667 | 0.438 | 0.438 | 0.438 | 0.438 | 0.438 | 0.438 | 0.438 | 0.438 | 0.438 | 0.438 | 0.438 | 0.438 | 16763.3491 | 148019.5889 | 0.003117 | 130285.117 | 73822.4474 | 791.4898 | 7046.044 | 164782.938 | 7837.5337 | 156945.4043 | 83122.9568 | TRUE
| 60536403 | MRO006 | MRO | 22KV | 106.85 | 0 | 40985.6902 | 100% | Three phase | 97.13 | 0.00099732 | 0.0010857 | 0.0011822 | 0.0012877 | 0.0014031 | 0.0015292 | 0.0016671 | 0.0018179 | 0.0019828 | 0.0021632 | 0.0023607 | 0.0025767 | 0.0028131 | 0.0030719 | 0.0033552 | 0.003502 | 0.003502 | 0.003502 | 0.003502 | 0.003502 | 3.199 | 3.168 | 3.157 | 3.14 | 3.123 | 3.096 | 3.075 | 3.071 | 3.061 | 3.061 | 3.061 | 3.061 | 3.061 | 3.061 | 3.061 | 3.061 | 3.061 | 3.061 | 3.061 | 3.061 | 3946.3323 | 389.342 | 0.00011437 | 10378.3405 | 5880.5987 | 209.7898 | 20.5946 | 4335.6743 | 230.3844 | 4105.2899 | -1775.3088 | FALSE
| 60547210 | BET002 | BETS | 22KV | 323.86 | 2 | 39529.3474 | 33.33% | Three phase | 97.13 | 0.0017454 | 0.0018664 | 0.0019964 | 0.002136 | 0.0022859 | 0.0024468 | 0.0026197 | 0.0028054 | 0.003005 | 0.0032194 | 0.0034498 | 0.0036974 | 0.0039636 | 0.0042498 | 0.0045575 | 0.0048883 | 0.0052441 | 0.0056267 | 0.0060382 | 0.0064809 | 2.135 | 2.1527 | 2.1837 | 2.2057 | 2.22 | 2.238 | 2.2723 | 2.3157 | 2.3427 | 2.3427 | 2.3427 | 2.3427 | 2.3427 | 2.3427 | 2.3427 | 2.3427 | 2.3427 | 2.3427 | 2.3427 | 2.3427 | 4403.6612 | 1825.6898 | 0.00034665 | 31456.5218 | 17823.9655 | 451.533 | 189.1994 | 6229.351 | 640.7324 | 5588.6186 | -12235.3469 | FALSE
| 60547737 | BET004 | BETS | 22KV | 66.48 | 12 | 39529.3474 | 7.692% | Three phase | 97.13 | 0.0006298 | 0.00068306 | 0.00074104 | 0.00080415 | 0.00087287 | 0.00094771 | 0.0010292 | 0.001118 | 0.0012147 | 0.0013201 | 0.001435 | 0.0015602 | 0.0016966 | 0.0018454 | 0.0020075 | 0.0021789 | 0.0021789 | 0.0021789 | 0.0021789 | 0.0021789 | 0.72669 | 0.73615 | 0.74846 | 0.75877 | 0.76562 | 0.77285 | 0.78615 | 0.80077 | 0.81 | 0.81 | 0.81 | 0.81 | 0.81 | 0.81 | 0.81 | 0.81 | 0.81 | 0.81 | 0.81 | 0.81 | 605.6183 | 149.1231 | 7.1158e-05 | 6457.2024 | 3658.7946 | 31.9619 | 7.9724 | 754.7414 | 39.9343 | 714.8072 | -2943.9875 | FALSE
| 60548019 | BET008 | BETS | 22KV | 84.7 | 0 | 39529.3474 | 100% | Three phase | 97.13 | 0.00078433 | 0.00085039 | 0.00092228 | 0.0010005 | 0.0010857 | 0.0011784 | 0.0012794 | 0.0013893 | 0.001509 | 0.0016394 | 0.0017815 | 0.0019364 | 0.0021051 | 0.0022889 | 0.0024893 | 0.0027078 | 0.002776 | 0.002776 | 0.002776 | 0.002776 | 9.07 | 9.08 | 9.126 | 9.182 | 9.216 | 9.245 | 9.349 | 9.439 | 9.476 | 9.476 | 9.476 | 9.476 | 9.476 | 9.476 | 9.476 | 9.476 | 9.476 | 9.476 | 9.476 | 9.476 | 8939.4727 | 237.5083 | 9.066e-05 | 8226.911 | 4661.5509 | 484.2067 | 12.9411 | 9176.981 | 497.1478 | 8679.8333 | 4018.2824 | TRUE
| 60548603 | BET007 | BETS | 22KV | 1241.19 | 14 | 39529.3474 | 6.667% | Three phase | 97.13 | 0.011496 | 0.012449 | 0.013485 | 0.014611 | 0.015834 | 0.017165 | 0.018612 | 0.020186 | 0.021898 | 0.023761 | 0.025787 | 0.027992 | 0.030391 | 0.033003 | 0.035846 | 0.038941 | 0.04068 | 0.04068 | 0.04068 | 0.04068 | 0.8494 | 0.86833 | 0.88887 | 0.9084 | 0.9214 | 0.93667 | 0.96153 | 0.9894 | 1.006 | 1.006 | 1.006 | 1.006 | 1.006 | 1.006 | 1.006 | 1.006 | 1.006 | 1.006 | 1.006 | 1.006 | 13547.5674 | 50603.0122 | 0.0013285 | 120556.7847 | 68310.1578 | 729.3839 | 2778.9558 | 64150.5795 | 3508.3397 | 60642.2399 | -7667.9179 | FALSE
| 60548841 | BET001 | BETS | 22KV | 487.75 | 4 | 39529.3474 | 20% | Three phase | 97.13 | 0.0045184 | 0.0048466 | 0.0051998 | 0.0055799 | 0.0059889 | 0.0064292 | 0.0069032 | 0.0074135 | 0.007963 | 0.0085547 | 0.009192 | 0.0098783 | 0.010618 | 0.011414 | 0.012272 | 0.013197 | 0.014193 | 0.015267 | 0.015986 | 0.015986 | 2.7412 | 2.7682 | 2.8068 | 2.838 | 2.8592 | 2.8798 | 2.9204 | 2.9668 | 2.995 | 2.995 | 2.995 | 2.995 | 2.995 | 2.995 | 2.995 | 2.995 | 2.995 | 2.995 | 2.995 | 2.995 | 14921.2278 | 7273.8033 | 0.00052207 | 47375.1575 | 26843.8188 | 871.6058 | 429.1407 | 22195.0311 | 1300.7465 | 20894.2846 | -5949.5342 | FALSE
| 60550743 | BET003 | BETS | 22KV | 90.09 | 0 | 39529.3474 | 100% | Three phase | 97.13 | 0.00085637 | 0.00093795 | 0.0010277 | 0.0011263 | 0.0012349 | 0.0013544 | 0.0014858 | 0.0016305 | 0.0017898 | 0.0019652 | 0.0021584 | 0.0023711 | 0.0026055 | 0.0028637 | 0.0029527 | 0.0029527 | 0.0029527 | 0.0029527 | 0.0029527 | 0.0029527 | 2.667 | 2.671 | 2.679 | 2.683 | 2.68 | 2.681 | 2.702 | 2.716 | 2.717 | 2.717 | 2.717 | 2.717 | 2.717 | 2.717 | 2.717 | 2.717 | 2.717 | 2.717 | 2.717 | 2.717 | 2947.637 | 289.1597 | 9.6429e-05 | 8750.4417 | 4958.1951 | 148.8617 | 14.6406 | 3236.7967 | 163.5022 | 3073.2945 | -1884.9006 | FALSE
| 60551086 | BET006 | BETS | 22KV | 514.42 | 15 | 39529.3474 | 6.25% | Three phase | 97.13 | 0.0034458 | 0.0036785 | 0.0039276 | 0.0041946 | 0.0044806 | 0.0047871 | 0.0051155 | 0.0054675 | 0.0058448 | 0.0062492 | 0.0066829 | 0.0071478 | 0.0076464 | 0.0081811 | 0.0087546 | 0.0093698 | 0.01003 | 0.010738 | 0.011497 | 0.012312 | 0.95906 | 0.97194 | 0.98906 | 1.0051 | 1.014 | 1.0252 | 1.0453 | 1.0649 | 1.0786 | 1.0786 | 1.0786 | 1.0786 | 1.0786 | 1.0786 | 1.0786 | 1.0786 | 1.0786 | 1.0786 | 1.0786 | 1.0786 | 3907.7931 | 5608.0558 | 0.00055062 | 49965.6146 | 28311.6295 | 328.5031 | 477.3542 | 9515.8488 | 805.8574 | 8709.9914 | -19601.638 | FALSE
| 60551259 | BET002 | BETS | 22KV | 845.55 | 2 | 39529.3474 | 33.33% | Three phase | 97.13 | 0.007848 | 0.0084263 | 0.0090491 | 0.00972 | 0.010443 | 0.011222 | 0.012061 | 0.012966 | 0.013941 | 0.014991 | 0.016125 | 0.017346 | 0.018663 | 0.020084 | 0.021616 | 0.023269 | 0.025051 | 0.026974 | 0.027713 | 0.027713 | 2.135 | 2.1527 | 2.1837 | 2.2057 | 2.22 | 2.238 | 2.2723 | 2.3157 | 2.3427 | 2.3427 | 2.3427 | 2.3427 | 2.3427 | 2.3427 | 2.3427 | 2.3427 | 2.3427 | 2.3427 | 2.3427 | 2.3427 | 20403.0632 | 22077.502 | 0.00090505 | 82128.2715 | 46535.7068 | 1178.8852 | 1289.6851 | 42480.5652 | 2468.5703 | 40011.9948 | -6523.712 | FALSE
| 60551304 | BET008 | BETS | 22KV | 40.04 | 0 | 39529.3474 | 100% | Three phase | 97.13 | 0.00037077 | 0.000402 | 0.00043599 | 0.00047297 | 0.00051323 | 0.00055706 | 0.00060478 | 0.00065675 | 0.00071336 | 0.00077501 | 0.00084218 | 0.00091537 | 0.00099512 | 0.001082 | 0.0011768 | 0.00128 | 0.0013123 | 0.0013123 | 0.0013123 | 0.0013123 | 9.07 | 9.08 | 9.126 | 9.182 | 9.216 | 9.245 | 9.349 | 9.439 | 9.476 | 9.476 | 9.476 | 9.476 | 9.476 | 9.476 | 9.476 | 9.476 | 9.476 | 9.476 | 9.476 | 9.476 | 4225.9326 | 53.0762 | 4.2858e-05 | 3889.0852 | 2203.6422 | 228.8977 | 2.892 | 4279.0088 | 231.7897 | 4047.2191 | 1843.5769 | TRUE
| 60551851 | BET002 | BETS | 22KV | 246.58 | 2 | 39529.3474 | 33.33% | Three phase | 97.13 | 0.0023439 | 0.0025672 | 0.0028128 | 0.0030829 | 0.00338 | 0.0037069 | 0.0040667 | 0.0044628 | 0.0048988 | 0.0053789 | 0.0059076 | 0.0064899 | 0.0071314 | 0.0078381 | 0.0080816 | 0.0080816 | 0.0080816 | 0.0080816 | 0.0080816 | 0.0080816 | 2.135 | 2.1527 | 2.1837 | 2.2057 | 2.22 | 2.238 | 2.2723 | 2.3157 | 2.3427 | 2.3427 | 2.3427 | 2.3427 | 2.3427 | 2.3427 | 2.3427 | 2.3427 | 2.3427 | 2.3427 | 2.3427 | 2.3427 | 6872.0188 | 2166.2087 | 0.00026393 | 23950.3154 | 13570.7818 | 343.7875 | 109.6783 | 9038.2275 | 453.4658 | 8584.7617 | -4986.0201 | FALSE
| 60552007 | BET007 | BETS | 22KV | 738.1 | 14 | 39529.3474 | 6.667% | Three phase | 97.13 | 0.0054494 | 0.0058293 | 0.006237 | 0.0066747 | 0.0071445 | 0.007649 | 0.0081907 | 0.0087725 | 0.0093973 | 0.010069 | 0.01079 | 0.011564 | 0.012397 | 0.013291 | 0.014253 | 0.015286 | 0.016397 | 0.017591 | 0.018874 | 0.020254 | 0.8494 | 0.86833 | 0.88887 | 0.9084 | 0.9214 | 0.93667 | 0.96153 | 0.9894 | 1.006 | 1.006 | 1.006 | 1.006 | 1.006 | 1.006 | 1.006 | 1.006 | 1.006 | 1.006 | 1.006 | 1.006 | 5846.4996 | 13008.1448 | 0.00079004 | 71691.653 | 40622.0864 | 433.7436 | 982.7329 | 18854.6444 | 1416.4766 | 17438.1678 | -23183.9186 | FALSE
| 60552806 | BET001 | BETS | 22KV | 516.44 | 4 | 39529.3474 | 20% | Three phase | 97.13 | 0.0061326 | 0.0065411 | 0.006978 | 0.0074452 | 0.0079449 | 0.0084794 | 0.0090512 | 0.0096629 | 0.010317 | 0.011018 | 0.011767 | 0.012569 | 0.013428 | 0.014346 | 0.01533 | 0.016383 | 0.016926 | 0.016926 | 0.016926 | 0.016926 | 2.7412 | 2.7682 | 2.8068 | 2.838 | 2.8592 | 2.8798 | 2.9204 | 2.9668 | 2.995 | 2.995 | 2.995 | 2.995 | 2.995 | 2.995 | 2.995 | 2.995 | 2.995 | 2.995 | 2.995 | 2.995 | 18548.1823 | 9584.6181 | 0.00055278 | 50161.8172 | 28422.8022 | 922.8747 | 481.1105 | 28132.8003 | 1403.9852 | 26728.8152 | -1693.9871 | FALSE
| 60552893 | BET001 | BETS | 22KV | 1829.55 | 4 | 39529.3474 | 20% | Three phase | 97.13 | 0.016942 | 0.018369 | 0.019922 | 0.021612 | 0.023451 | 0.025454 | 0.027634 | 0.030009 | 0.032595 | 0.035413 | 0.038482 | 0.041826 | 0.04547 | 0.049442 | 0.05377 | 0.058489 | 0.059963 | 0.059963 | 0.059963 | 0.059963 | 2.7412 | 2.7682 | 2.8068 | 2.838 | 2.8592 | 2.8798 | 2.9204 | 2.9668 | 2.995 | 2.995 | 2.995 | 2.995 | 2.995 | 2.995 | 2.995 | 2.995 | 2.995 | 2.995 | 2.995 | 2.995 | 60649.9479 | 110815.5115 | 0.0019583 | 177704.1915 | 100691.1506 | 3269.393 | 6038.0078 | 171465.4594 | 9307.4008 | 162158.0586 | 61466.9081 | TRUE
| 60553609 | BET008 | BETS | 22KV | 454.13 | 0 | 39529.3474 | 100% | Three phase | 97.13 | 0.0042053 | 0.0045595 | 0.0049449 | 0.0053644 | 0.005821 | 0.0063181 | 0.0068594 | 0.0074488 | 0.0080908 | 0.0087901 | 0.0095519 | 0.010382 | 0.011287 | 0.012272 | 0.013347 | 0.014518 | 0.014884 | 0.014884 | 0.014884 | 0.014884 | 9.07 | 9.08 | 9.126 | 9.182 | 9.216 | 9.245 | 9.349 | 9.439 | 9.476 | 9.476 | 9.476 | 9.476 | 9.476 | 9.476 | 9.476 | 9.476 | 9.476 | 9.476 | 9.476 | 9.476 | 47930.1387 | 6827.6677 | 0.00048609 | 44109.6469 | 24993.5078 | 2596.1366 | 372.0193 | 54757.8064 | 2968.1559 | 51789.6505 | 26796.1427 | TRUE
| 60556657 | CHA003 | CHA | 22KV | 806.1 | 3 | 48008.7507 | 25% | Three phase | 97.13 | 0.0040505 | 0.0043589 | 0.0046921 | 0.0050523 | 0.0054419 | 0.0058631 | 0.0063187 | 0.0068115 | 0.0073447 | 0.0079217 | 0.0085461 | 0.009222 | 0.0099536 | 0.010746 | 0.011604 | 0.012533 | 0.013539 | 0.014629 | 0.015809 | 0.017089 | 0.87 | 0.8675 | 0.87 | 0.8675 | 0.86175 | 0.85675 | 0.8585 | 0.86175 | 0.856 | 0.856 | 0.856 | 0.856 | 0.856 | 0.856 | 0.856 | 0.856 | 0.856 | 0.856 | 0.856 | 0.856 | 4966.3454 | 11322.7929 | 0.00086282 | 78296.493 | 44364.5358 | 515.1619 | 1172.1493 | 16289.1382 | 1687.3113 | 14601.827 | -29762.7088 | FALSE
| 60556679 | CHA003 | CHA | 22KV | 658.92 | 3 | 48008.7507 | 25% | Three phase | 97.13 | 0.0059484 | 0.0065533 | 0.0072227 | 0.0079636 | 0.0087839 | 0.0096921 | 0.010698 | 0.011812 | 0.013047 | 0.014415 | 0.015931 | 0.017612 | 0.019476 | 0.021543 | 0.021596 | 0.021596 | 0.021596 | 0.021596 | 0.021596 | 0.021596 | 0.87 | 0.8675 | 0.87 | 0.8675 | 0.86175 | 0.85675 | 0.8585 | 0.86175 | 0.856 | 0.856 | 0.856 | 0.856 | 0.856 | 0.856 | 0.856 | 0.856 | 0.856 | 0.856 | 0.856 | 0.856 | 8265.8897 | 15407.2385 | 0.00070529 | 64000.8996 | 36264.3344 | 421.1022 | 783.196 | 23673.1282 | 1204.2983 | 22468.83 | -13795.5044 | FALSE
| 60556875 | CHA005 | CHA | 22KV | 213.08 | 6 | 48008.7507 | 14.29% | Single phase | 44.74 | 0.0026815 | 0.0029086 | 0.0031558 | 0.0034248 | 0.0037175 | 0.0040362 | 0.0043832 | 0.0047611 | 0.0051725 | 0.0056207 | 0.0061088 | 0.0066406 | 0.0069836 | 0.0069836 | 0.0069836 | 0.0069836 | 0.0069836 | 0.0069836 | 0.0069836 | 0.0069836 | 0.69471 | 0.69514 | 0.70314 | 0.70886 | 0.70657 | 0.70714 | 0.72 | 0.73614 | 0.73286 | 0.73286 | 0.73286 | 0.73286 | 0.73286 | 0.73286 | 0.73286 | 0.73286 | 0.73286 | 0.73286 | 0.73286 | 0.73286 | 2576.4304 | 846.5579 | 0.00022807 | 9533.1992 | 5401.7229 | 114.1268 | 37.7253 | 3422.9883 | 151.8521 | 3271.1362 | -2130.5867 | FALSE
| 60556938 | CHA005 | CHA | 22KV | 408.38 | 6 | 48008.7507 | 14.29% | Single phase | 44.74 | 0.0051392 | 0.0055745 | 0.0060482 | 0.0065637 | 0.0071249 | 0.0077357 | 0.0084007 | 0.0091248 | 0.0099134 | 0.010772 | 0.011708 | 0.012727 | 0.013385 | 0.013385 | 0.013385 | 0.013385 | 0.013385 | 0.013385 | 0.013385 | 0.013385 | 0.69471 | 0.69514 | 0.70314 | 0.70886 | 0.70657 | 0.70714 | 0.72 | 0.73614 | 0.73286 | 0.73286 | 0.73286 | 0.73286 | 0.73286 | 0.73286 | 0.73286 | 0.73286 | 0.73286 | 0.73286 | 0.73286 | 0.73286 | 4937.8762 | 3109.5691 | 0.00043712 | 18270.9212 | 10352.7107 | 218.7305 | 138.5724 | 8047.4453 | 357.3029 | 7690.1424 | -2662.5682 | FALSE
| 60556976 | CHA003 | CHA | 22KV | 1151.39 | 3 | 48008.7507 | 25% | Three phase | 97.13 | 0.0057856 | 0.006226 | 0.0067019 | 0.0072165 | 0.0077729 | 0.0083745 | 0.0090253 | 0.0097292 | 0.010491 | 0.011315 | 0.012207 | 0.013172 | 0.014217 | 0.015349 | 0.016574 | 0.017901 | 0.019338 | 0.020895 | 0.022581 | 0.024408 | 0.87 | 0.8675 | 0.87 | 0.8675 | 0.86175 | 0.85675 | 0.8585 | 0.86175 | 0.856 | 0.856 | 0.856 | 0.856 | 0.856 | 0.856 | 0.856 | 0.856 | 0.856 | 0.856 | 0.856 | 0.856 | 7093.6614 | 23100.4599 | 0.0012324 | 111834.5107 | 63367.9232 | 735.8297 | 2391.3878 | 30194.1213 | 3127.2175 | 27066.9038 | -36301.0194 | FALSE
| 60557097 | EHK024 | EHK | 22KV | 59.35 | 20 | 45714.8889 | 4.762% | Three phase | 97.13 | 0.00054072 | 0.00057514 | 0.00061186 | 0.00065103 | 0.00069281 | 0.0007374 | 0.00078497 | 0.00083573 | 0.0008899 | 0.00094772 | 0.0010094 | 0.0010753 | 0.0011456 | 0.0012207 | 0.0013009 | 0.0013865 | 0.0014779 | 0.0015755 | 0.0016798 | 0.0017912 | 0.41195 | 0.41748 | 0.42552 | 0.432 | 0.43438 | 0.438 | 0.4459 | 0.45538 | 0.45805 | 0.45805 | 0.45805 | 0.45805 | 0.45805 | 0.45805 | 0.45805 | 0.45805 | 0.45805 | 0.45805 | 0.45805 | 0.45805 | 289.7535 | 97.4684 | 6.3526e-05 | 5764.6655 | 3266.3878 | 18.6951 | 6.354 | 387.2218 | 25.0491 | 362.1727 | -2904.215 | FALSE
| 60558902 | EHK024 | EHK | 22KV | 1014.51 | 20 | 45714.8889 | 4.762% | Three phase | 97.13 | 0.0079533 | 0.0085553 | 0.0092052 | 0.0099068 | 0.010664 | 0.011483 | 0.012366 | 0.013321 | 0.014352 | 0.015467 | 0.016671 | 0.017972 | 0.019379 | 0.020899 | 0.022543 | 0.02432 | 0.026242 | 0.028321 | 0.030568 | 0.033 | 0.41195 | 0.41748 | 0.42552 | 0.432 | 0.43438 | 0.438 | 0.4459 | 0.45538 | 0.45805 | 0.45805 | 0.45805 | 0.45805 | 0.45805 | 0.45805 | 0.45805 | 0.45805 | 0.45805 | 0.45805 | 0.45805 | 0.45805 | 4834.8437 | 27753.8513 | 0.0010859 | 98539.3563 | 55834.5928 | 319.5681 | 1856.5975 | 32588.695 | 2176.1656 | 30412.5293 | -25422.0634 | FALSE
| 60560163 | CHA003 | CHA | 22KV | 723.7 | 3 | 48008.7507 | 25% | Three phase | 97.13 | 0.0036365 | 0.0039133 | 0.0042125 | 0.0045359 | 0.0048856 | 0.0052638 | 0.0056728 | 0.0061152 | 0.0065939 | 0.0071119 | 0.0076725 | 0.0082793 | 0.0089362 | 0.0096474 | 0.010417 | 0.011251 | 0.012155 | 0.013133 | 0.014193 | 0.015342 | 0.87 | 0.8675 | 0.87 | 0.8675 | 0.86175 | 0.85675 | 0.8585 | 0.86175 | 0.856 | 0.856 | 0.856 | 0.856 | 0.856 | 0.856 | 0.856 | 0.856 | 0.856 | 0.856 | 0.856 | 0.856 | 4458.6827 | 9126.2606 | 0.00077462 | 70292.981 | 39829.5677 | 462.5018 | 944.7616 | 13584.9433 | 1407.2634 | 12177.6799 | -27651.8878 | FALSE
| 60562305 | BGO022 | BGO | 22KV | 254.83 | 3 | 42734.8155 | 25% | Three phase | 97.13 | 0.0023923 | 0.0026118 | 0.0028524 | 0.0031161 | 0.0034053 | 0.0037224 | 0.0040702 | 0.0044518 | 0.0048704 | 0.0053298 | 0.005834 | 0.0063874 | 0.006995 | 0.0076621 | 0.008352 | 0.008352 | 0.008352 | 0.008352 | 0.008352 | 0.008352 | 2.2407 | 2.2515 | 2.273 | 2.2872 | 2.2905 | 2.3005 | 2.3333 | 2.3672 | 2.38 | 2.38 | 2.38 | 2.38 | 2.38 | 2.38 | 2.38 | 2.38 | 2.38 | 2.38 | 2.38 | 2.38 | 7658.0258 | 2259.8853 | 0.00027276 | 24751.6379 | 14024.829 | 393.793 | 117.1403 | 9917.9111 | 510.9333 | 9406.9778 | -4617.8512 | FALSE
| 60562327 | BGO022 | BGO | 22KV | 29.74 | 3 | 42734.8155 | 25% | Three phase | 97.13 | 0.00027539 | 0.00029859 | 0.00032383 | 0.0003513 | 0.00038121 | 0.00041376 | 0.00044921 | 0.00048781 | 0.00052985 | 0.00057565 | 0.00062554 | 0.0006799 | 0.00073913 | 0.00080369 | 0.00087406 | 0.00095076 | 0.00097472 | 0.00097472 | 0.00097472 | 0.00097472 | 2.2407 | 2.2515 | 2.273 | 2.2872 | 2.2905 | 2.3005 | 2.3333 | 2.3672 | 2.38 | 2.38 | 2.38 | 2.38 | 2.38 | 2.38 | 2.38 | 2.38 | 2.38 | 2.38 | 2.38 | 2.38 | 850.0695 | 29.2815 | 3.1833e-05 | 2888.6462 | 1636.7712 | 45.9577 | 1.5955 | 879.351 | 47.5532 | 831.7978 | -804.9734 | FALSE
| 60563121 | BGO012 | BGO | 22KV | 752.67 | 0 | 42734.8155 | 100% | Three phase | 97.13 | 0.0070437 | 0.0075942 | 0.0081897 | 0.0088339 | 0.0095311 | 0.010286 | 0.011102 | 0.011986 | 0.012943 | 0.013979 | 0.015101 | 0.016316 | 0.017632 | 0.019058 | 0.020602 | 0.022276 | 0.024089 | 0.024669 | 0.024669 | 0.024669 | 6.369 | 6.372 | 6.398 | 6.408 | 6.401 | 6.401 | 6.447 | 6.496 | 6.507 | 6.507 | 6.507 | 6.507 | 6.507 | 6.507 | 6.507 | 6.507 | 6.507 | 6.507 | 6.507 | 6.507 | 57422.0544 | 18195.6009 | 0.00080563 | 73106.8371 | 41423.9613 | 3215.5594 | 1021.9139 | 75617.6554 | 4237.4733 | 71380.182 | 29956.2208 | TRUE
| 60563415 | BGO022 | BGO | 22KV | 161.48 | 3 | 42734.8155 | 25% | Three phase | 97.13 | 0.0015159 | 0.001655 | 0.0018075 | 0.0019746 | 0.0021578 | 0.0023588 | 0.0025792 | 0.002821 | 0.0030863 | 0.0033774 | 0.0036969 | 0.0040476 | 0.0044326 | 0.0048553 | 0.0052925 | 0.0052925 | 0.0052925 | 0.0052925 | 0.0052925 | 0.0052925 | 2.2407 | 2.2515 | 2.273 | 2.2872 | 2.2905 | 2.3005 | 2.3333 | 2.3672 | 2.38 | 2.38 | 2.38 | 2.38 | 2.38 | 2.38 | 2.38 | 2.38 | 2.38 | 2.38 | 2.38 | 2.38 | 4852.7175 | 907.4501 | 0.00017284 | 15684.5524 | 8887.2165 | 249.5377 | 47.0373 | 5760.1676 | 296.575 | 5463.5926 | -3423.6239 | FALSE
| 60563463 | BGO013 | BGO | 22KV | 365.61 | 2 | 42734.8155 | 33.33% | Three phase | 97.13 | 0.0034636 | 0.0037565 | 0.0040754 | 0.0044225 | 0.0048004 | 0.005212 | 0.0056602 | 0.0061485 | 0.0066805 | 0.0072601 | 0.0078918 | 0.0085802 | 0.0093306 | 0.010149 | 0.011041 | 0.011983 | 0.011983 | 0.011983 | 0.011983 | 0.011983 | 2.355 | 2.415 | 2.486 | 2.5483 | 2.598 | 2.658 | 2.7333 | 2.8223 | 2.881 | 2.881 | 2.881 | 2.881 | 2.881 | 2.881 | 2.881 | 2.881 | 2.881 | 2.881 | 2.881 | 2.881 | 12633.0612 | 4510.2332 | 0.00039134 | 35511.6993 | 20121.7193 | 659.7334 | 241.1244 | 17143.2944 | 900.8578 | 16242.4365 | -3879.2828 | FALSE
| 60564293 | CHA005 | CHA | 22KV | 680.52 | 6 | 48008.7507 | 14.29% | Three phase | 97.13 | 0.0049085 | 0.0052798 | 0.0056806 | 0.0061135 | 0.0065809 | 0.0070857 | 0.007631 | 0.0082202 | 0.0088568 | 0.0095446 | 0.010288 | 0.011092 | 0.01196 | 0.012899 | 0.013915 | 0.015013 | 0.016201 | 0.017485 | 0.018874 | 0.020377 | 0.69471 | 0.69514 | 0.70314 | 0.70886 | 0.70657 | 0.70714 | 0.72 | 0.73614 | 0.73286 | 0.73286 | 0.73286 | 0.73286 | 0.73286 | 0.73286 | 0.73286 | 0.73286 | 0.73286 | 0.73286 | 0.73286 | 0.73286 | 5048.3199 | 11490.8776 | 0.00072841 | 66098.9076 | 37453.1124 | 364.4901 | 835.3854 | 16539.1976 | 1199.8755 | 15339.322 | -22113.7904 | FALSE
| 60571049 | CME015 | CME | 22KV | 474.55 | 2 | 46875.2879 | 33.33% | Single phase | 44.74 | 0.0040449 | 0.0043513 | 0.0046819 | 0.0050389 | 0.0054244 | 0.0058406 | 0.00629 | 0.0067755 | 0.0073 | 0.0078665 | 0.0084787 | 0.0091402 | 0.0098551 | 0.010628 | 0.011463 | 0.012366 | 0.013342 | 0.014398 | 0.015539 | 0.015553 | 2.4987 | 2.501 | 2.5173 | 2.5337 | 2.5303 | 2.5237 | 2.5467 | 2.5833 | 2.5873 | 2.5873 | 2.5873 | 2.5873 | 2.5873 | 2.5873 | 2.5873 | 2.5873 | 2.5873 | 2.5873 | 2.5873 | 2.5873 | 14303.9712 | 3024.9924 | 0.00050794 | 21231.367 | 12030.1652 | 880.781 | 187.1163 | 17328.9635 | 1067.8973 | 16261.0662 | 4230.901 | TRUE
| 60576537 | BET001 | BETS | 22KV | 2778.79 | 4 | 39529.3474 | 20% | Single phase | 44.74 | 0.01621 | 0.017405 | 0.018693 | 0.020081 | 0.021579 | 0.023193 | 0.024935 | 0.026813 | 0.02884 | 0.031027 | 0.033388 | 0.035935 | 0.038685 | 0.041654 | 0.044859 | 0.04832 | 0.052058 | 0.056095 | 0.060455 | 0.065166 | 2.7412 | 2.7682 | 2.8068 | 2.838 | 2.8592 | 2.8798 | 2.9204 | 2.9668 | 2.995 | 2.995 | 2.995 | 2.995 | 2.995 | 2.995 | 2.995 | 2.995 | 2.995 | 2.995 | 2.995 | 2.995 | 54780.9745 | 70057.9198 | 0.0029743 | 124323.0646 | 70444.2158 | 4965.6782 | 6415.9231 | 124838.8943 | 11381.6013 | 113457.293 | 43013.0772 | TRUE
| 60576547 | BET001 | BETS | 22KV | 3909.11 | 4 | 39529.3474 | 20% | Covered | 390 | 0.037598 | 0.040385 | 0.043389 | 0.046626 | 0.050115 | 0.053875 | 0.05793 | 0.0623 | 0.067014 | 0.072096 | 0.077578 | 0.08349 | 0.089869 | 0.096749 | 0.10417 | 0.11218 | 0.12083 | 0.12812 | 0.12812 | 0.12812 | 2.7412 | 2.7682 | 2.8068 | 2.838 | 2.8592 | 2.8798 | 2.9204 | 2.9668 | 2.995 | 2.995 | 2.995 | 2.995 | 2.995 | 2.995 | 2.995 | 2.995 | 2.995 | 2.995 | 2.995 | 2.995 | 124909.2771 | 1959421.0862 | 0.0041842 | 1524552.9 | 863845.6095 | 6985.5522 | 110680.7526 | 2084330.3633 | 117666.3048 | 1966664.0585 | 1102818.449 | TRUE
| 60576549 | BET001 | BETS | 22KV | 280.8 | 4 | 39529.3474 | 20% | Covered | 390 | 0.0019324 | 0.0020751 | 0.002229 | 0.0023948 | 0.0025736 | 0.0027664 | 0.0029743 | 0.0031985 | 0.0034404 | 0.0037014 | 0.0039829 | 0.0042867 | 0.0046146 | 0.0049685 | 0.0053504 | 0.0057628 | 0.006208 | 0.0066887 | 0.0072078 | 0.0077685 | 2.7412 | 2.7682 | 2.8068 | 2.838 | 2.8592 | 2.8798 | 2.9204 | 2.9668 | 2.995 | 2.995 | 2.995 | 2.995 | 2.995 | 2.995 | 2.995 | 2.995 | 2.995 | 2.995 | 2.995 | 2.995 | 6533.2596 | 7359.8083 | 0.00030056 | 109512 | 62051.9369 | 501.7876 | 571.0979 | 13893.0678 | 1072.8855 | 12820.1823 | -49231.7546 | FALSE
| 60576598 | BET001 | BETS | 22KV | 82.6 | 4 | 39529.3474 | 20% | Covered | 390 | 0.00056843 | 0.00061042 | 0.00065567 | 0.00070446 | 0.00075705 | 0.00081376 | 0.00087492 | 0.00094088 | 0.001012 | 0.0010888 | 0.0011716 | 0.001261 | 0.0013574 | 0.0014615 | 0.0015739 | 0.0016952 | 0.0018261 | 0.0019675 | 0.0021203 | 0.0022852 | 2.7412 | 2.7682 | 2.8068 | 2.838 | 2.8592 | 2.8798 | 2.9204 | 2.9668 | 2.995 | 2.995 | 2.995 | 2.995 | 2.995 | 2.995 | 2.995 | 2.995 | 2.995 | 2.995 | 2.995 | 2.995 | 1921.8207 | 636.843 | 8.8412e-05 | 32214 | 18253.1695 | 147.6056 | 49.417 | 2558.6637 | 197.0226 | 2361.641 | -15891.5284 | FALSE
| 60576812 | BET001 | BETS | 22KV | 2327.27 | 4 | 39529.3474 | 20% | Three phase | 97.13 | 0.021405 | 0.022877 | 0.024455 | 0.026146 | 0.02796 | 0.029905 | 0.03199 | 0.034227 | 0.036626 | 0.0392 | 0.041961 | 0.044924 | 0.048103 | 0.051514 | 0.055175 | 0.059104 | 0.063322 | 0.067849 | 0.07271 | 0.076276 | 2.7412 | 2.7682 | 2.8068 | 2.838 | 2.8592 | 2.8798 | 2.9204 | 2.9668 | 2.995 | 2.995 | 2.995 | 2.995 | 2.995 | 2.995 | 2.995 | 2.995 | 2.995 | 2.995 | 2.995 | 2.995 | 68383.3513 | 159115.8288 | 0.002491 | 226047.7351 | 128083.6785 | 4158.8152 | 9770.0918 | 227499.1801 | 13928.907 | 213570.2731 | 85486.5946 | TRUE
| 60576821 | BET001 | BETS | 22KV | 224.4 | 4 | 39529.3474 | 20% | Three phase | 97.13 | 0.0016674 | 0.0018249 | 0.0019981 | 0.0021885 | 0.0023979 | 0.0026283 | 0.0028818 | 0.0031608 | 0.0034679 | 0.003806 | 0.0041783 | 0.0045883 | 0.0050399 | 0.0055374 | 0.0060855 | 0.0066896 | 0.0073547 | 0.0073547 | 0.0073547 | 0.0073547 | 2.7412 | 2.7682 | 2.8068 | 2.838 | 2.8592 | 2.8798 | 2.9204 | 2.9668 | 2.995 | 2.995 | 2.995 | 2.995 | 2.995 | 2.995 | 2.995 | 2.995 | 2.995 | 2.995 | 2.995 | 2.995 | 6741.155 | 1508.7422 | 0.00024019 | 21795.972 | 12350.0829 | 401.0012 | 90.8345 | 8249.8972 | 491.8357 | 7758.0615 | -4592.0214 | FALSE
| 60577095 | BET001 | BETS | 22KV | 109.84 | 4 | 39529.3474 | 20% | Three phase | 97.13 | 0.0010103 | 0.0010797 | 0.0011542 | 0.001234 | 0.0013196 | 0.0014114 | 0.0015098 | 0.0016154 | 0.0017286 | 0.0018501 | 0.0019804 | 0.0021203 | 0.0022703 | 0.0024313 | 0.0026041 | 0.0027895 | 0.0029886 | 0.0032023 | 0.0034317 | 0.0036 | 2.7412 | 2.7682 | 2.8068 | 2.838 | 2.8592 | 2.8798 | 2.9204 | 2.9668 | 2.995 | 2.995 | 2.995 | 2.995 | 2.995 | 2.995 | 2.995 | 2.995 | 2.995 | 2.995 | 2.995 | 2.995 | 3227.4843 | 354.4385 | 0.00011757 | 10668.7592 | 6045.1564 | 196.2833 | 21.7634 | 3581.9228 | 218.0467 | 3363.8761 | -2681.2804 | FALSE
| 60579425 | BET004 | BETS | 22KV | 989.81 | 12 | 39529.3474 | 7.692% | Three phase | 97.13 | 0.00952 | 0.010226 | 0.010986 | 0.011806 | 0.012689 | 0.013642 | 0.014668 | 0.015775 | 0.016968 | 0.018255 | 0.019643 | 0.02114 | 0.022755 | 0.024498 | 0.026377 | 0.028406 | 0.030594 | 0.032441 | 0.032441 | 0.032441 | 0.72669 | 0.73615 | 0.74846 | 0.75877 | 0.76562 | 0.77285 | 0.78615 | 0.80077 | 0.81 | 0.81 | 0.81 | 0.81 | 0.81 | 0.81 | 0.81 | 0.81 | 0.81 | 0.81 | 0.81 | 0.81 | 8527.2186 | 31287.0381 | 0.0010595 | 96140.2453 | 54475.2031 | 475.8757 | 1767.2939 | 39814.2566 | 2243.1696 | 37571.0871 | -16904.116 | FALSE
| 60579614 | BET001 | BETS | 22KV | 168.42 | 4 | 39529.3474 | 20% | Three phase | 97.13 | 0.0020715 | 0.0022212 | 0.0023821 | 0.0025552 | 0.0027413 | 0.0029415 | 0.0031568 | 0.0033884 | 0.0036376 | 0.0039057 | 0.0041942 | 0.0045046 | 0.0048388 | 0.0051984 | 0.0055199 | 0.0055199 | 0.0055199 | 0.0055199 | 0.0055199 | 0.0055199 | 2.7412 | 2.7682 | 2.8068 | 2.838 | 2.8592 | 2.8798 | 2.9204 | 2.9668 | 2.995 | 2.995 | 2.995 | 2.995 | 2.995 | 2.995 | 2.995 | 2.995 | 2.995 | 2.995 | 2.995 | 2.995 | 6397.1003 | 1077.9025 | 0.00018027 | 16358.6346 | 9269.1665 | 300.9654 | 51.1673 | 7475.0028 | 352.1327 | 7122.8701 | -2146.2964 | FALSE
| 60579652 | BET001 | BETS | 22KV | 59.87 | 4 | 39529.3474 | 20% | Three phase | 97.13 | 0.00055065 | 0.00058852 | 0.00062911 | 0.00067262 | 0.00071928 | 0.00076931 | 0.00082296 | 0.0008805 | 0.00094223 | 0.0010084 | 0.0010795 | 0.0011557 | 0.0012375 | 0.0013252 | 0.0014194 | 0.0015205 | 0.001629 | 0.0017454 | 0.0018705 | 0.0019622 | 2.7412 | 2.7682 | 2.8068 | 2.838 | 2.8592 | 2.8798 | 2.9204 | 2.9668 | 2.995 | 2.995 | 2.995 | 2.995 | 2.995 | 2.995 | 2.995 | 2.995 | 2.995 | 2.995 | 2.995 | 2.995 | 1759.1905 | 105.3024 | 6.4083e-05 | 5815.1731 | 3295.0065 | 106.9873 | 6.4658 | 1864.4929 | 113.4531 | 1751.0398 | -1543.9667 | FALSE
| 60580059 | BET001 | BETS | 22KV | 2120.29 | 4 | 39529.3474 | 20% | Covered | 390 | 0.014591 | 0.015669 | 0.016831 | 0.018083 | 0.019433 | 0.020889 | 0.022459 | 0.024152 | 0.025978 | 0.027949 | 0.030075 | 0.032369 | 0.034844 | 0.037516 | 0.040401 | 0.043514 | 0.046876 | 0.050506 | 0.054426 | 0.058659 | 2.7412 | 2.7682 | 2.8068 | 2.838 | 2.8592 | 2.8798 | 2.9204 | 2.9668 | 2.995 | 2.995 | 2.995 | 2.995 | 2.995 | 2.995 | 2.995 | 2.995 | 2.995 | 2.995 | 2.995 | 2.995 | 49331.9263 | 419626.4194 | 0.0022695 | 826913.1 | 468547.3695 | 3788.9434 | 32561.6835 | 468958.3457 | 36350.6269 | 432607.7188 | -35939.6506 | FALSE
| 60580240 | BET001 | BETS | 22KV | 136.18 | 4 | 39529.3474 | 20% | Covered | 390 | 0.0012784 | 0.0013957 | 0.0015243 | 0.0016652 | 0.0018198 | 0.0019892 | 0.0021751 | 0.002379 | 0.0026027 | 0.0028482 | 0.0031177 | 0.0034134 | 0.0037381 | 0.0040946 | 0.0044633 | 0.0044633 | 0.0044633 | 0.0044633 | 0.0044633 | 0.0044633 | 2.7412 | 2.7682 | 2.8068 | 2.838 | 2.8592 | 2.8798 | 2.9204 | 2.9668 | 2.995 | 2.995 | 2.995 | 2.995 | 2.995 | 2.995 | 2.995 | 2.995 | 2.995 | 2.995 | 2.995 | 2.995 | 4746.6152 | 2591.3326 | 0.00014576 | 53110.2 | 30093.4215 | 243.3527 | 134.3207 | 7337.9479 | 377.6734 | 6960.2744 | -23133.1471 | FALSE
| 60580379 | BET001 | BETS | 22KV | 818.12 | 4 | 39529.3474 | 20% | Three phase | 97.13 | 0.0094531 | 0.010267 | 0.011155 | 0.012122 | 0.013176 | 0.014326 | 0.015579 | 0.016946 | 0.018437 | 0.020063 | 0.021838 | 0.023774 | 0.025886 | 0.026814 | 0.026814 | 0.026814 | 0.026814 | 0.026814 | 0.026814 | 0.026814 | 2.7412 | 2.7682 | 2.8068 | 2.838 | 2.8592 | 2.8798 | 2.9204 | 2.9668 | 2.995 | 2.995 | 2.995 | 2.995 | 2.995 | 2.995 | 2.995 | 2.995 | 2.995 | 2.995 | 2.995 | 2.995 | 31672.9524 | 25904.9554 | 0.00087569 | 79463.9956 | 45026.0688 | 1461.9747 | 1207.3665 | 57577.9077 | 2669.3412 | 54908.5665 | 9882.4978 | TRUE
| 60585721 | CTN001 | CTN | 22KV | 769.2 | 30 | 45198.6405 | 3.226% | Three phase | 97.13 | 0.0066196 | 0.0072176 | 0.0078722 | 0.008589 | 0.009374 | 0.010234 | 0.011176 | 0.012208 | 0.013339 | 0.014578 | 0.015937 | 0.017427 | 0.019061 | 0.020852 | 0.022817 | 0.024973 | 0.02521 | 0.02521 | 0.02521 | 0.02521 | 0.22626 | 0.22768 | 0.23055 | 0.2329 | 0.23248 | 0.23248 | 0.23581 | 0.23987 | 0.23903 | 0.23903 | 0.23903 | 0.23903 | 0.23903 | 0.23903 | 0.23903 | 0.23903 | 0.23903 | 0.23903 | 0.23903 | 0.23903 | 2301.8176 | 19250.5289 | 0.00082333 | 74712.396 | 42333.7067 | 126.7722 | 1067.293 | 21552.3465 | 1194.0652 | 20358.2812 | -21975.4254 | FALSE
| 60585862 | CTN001 | CTN | 22KV | 468.33 | 30 | 45198.6405 | 3.226% | Three phase | 97.13 | 0.0045302 | 0.0048917 | 0.0052833 | 0.0057076 | 0.0061675 | 0.0066659 | 0.0072063 | 0.007792 | 0.0084272 | 0.009116 | 0.009863 | 0.010673 | 0.011552 | 0.012506 | 0.013541 | 0.014664 | 0.015349 | 0.015349 | 0.015349 | 0.015349 | 0.22626 | 0.22768 | 0.23055 | 0.2329 | 0.23248 | 0.23248 | 0.23581 | 0.23987 | 0.23903 | 0.23903 | 0.23903 | 0.23903 | 0.23903 | 0.23903 | 0.23903 | 0.23903 | 0.23903 | 0.23903 | 0.23903 | 0.23903 | 1433.4553 | 7303.26 | 0.00050129 | 45488.8929 | 25775.0193 | 77.1857 | 395.6481 | 8736.7153 | 472.8338 | 8263.8815 | -17511.1378 | FALSE
| 60586104 | CMN004 | CMN | 22KV | 891.93 | 4 | 38419.8192 | 20% | Three phase | 97.13 | 0.0080011 | 0.0086406 | 0.0093336 | 0.010085 | 0.010899 | 0.011782 | 0.012739 | 0.013777 | 0.014903 | 0.016125 | 0.01745 | 0.018887 | 0.020447 | 0.02214 | 0.023978 | 0.025973 | 0.028138 | 0.029233 | 0.029233 | 0.029233 | 0.6684 | 0.675 | 0.6856 | 0.6956 | 0.6982 | 0.7042 | 0.7156 | 0.7294 | 0.7356 | 0.7356 | 0.7356 | 0.7356 | 0.7356 | 0.7356 | 0.7356 | 0.7356 | 0.7356 | 0.7356 | 0.7356 | 0.7356 | 6692.2234 | 25003.9779 | 0.00095469 | 86633.1609 | 49088.2774 | 379.7122 | 1435.0487 | 31696.2013 | 1814.7609 | 29881.4404 | -19206.837 | FALSE
| 60586610 | CMN004 | CMN | 22KV | 1222.53 | 4 | 38419.8192 | 20% | Single phase | 44.74 | 0.01042 | 0.01121 | 0.012062 | 0.012981 | 0.013974 | 0.015046 | 0.016204 | 0.017455 | 0.018806 | 0.020266 | 0.021843 | 0.023547 | 0.025389 | 0.027379 | 0.029531 | 0.031857 | 0.034372 | 0.037091 | 0.040031 | 0.040068 | 0.6684 | 0.675 | 0.6856 | 0.6956 | 0.6982 | 0.7042 | 0.7156 | 0.7294 | 0.7356 | 0.7356 | 0.7356 | 0.7356 | 0.7356 | 0.7356 | 0.7356 | 0.7356 | 0.7356 | 0.7356 | 0.7356 | 0.7356 | 8508.9268 | 20076.1014 | 0.0013086 | 54695.9922 | 30991.9667 | 520.4552 | 1241.8431 | 28585.0282 | 1762.2983 | 26822.7299 | -4169.2368 | FALSE
| 60586641 | CTN003 | CTN | 22KV | 649.78 | 29 | 45198.6405 | 3.333% | Three phase | 97.13 | 0.0063147 | 0.0068345 | 0.0073991 | 0.0080124 | 0.0086787 | 0.0094026 | 0.010189 | 0.011044 | 0.011974 | 0.012984 | 0.014083 | 0.015277 | 0.016576 | 0.017989 | 0.019526 | 0.021198 | 0.021296 | 0.021296 | 0.021296 | 0.021296 | 0.0698 | 0.0699 | 0.0708 | 0.071133 | 0.0708 | 0.0708 | 0.071233 | 0.072233 | 0.0719 | 0.0719 | 0.0719 | 0.0719 | 0.0719 | 0.0719 | 0.0719 | 0.0719 | 0.0719 | 0.0719 | 0.0719 | 0.0719 | 612.1157 | 14326.6399 | 0.0006955 | 63113.1314 | 35761.3051 | 32.4361 | 761.619 | 14938.7555 | 794.0551 | 14144.7004 | -21616.6047 | FALSE
| 60586657 | CMN004 | CMN | 22KV | 333.85 | 4 | 38419.8192 | 20% | Three phase | 97.13 | 0.0041449 | 0.004518 | 0.0049261 | 0.0053724 | 0.0058608 | 0.0063951 | 0.0069798 | 0.0076199 | 0.0083205 | 0.0090876 | 0.0099274 | 0.010847 | 0.010942 | 0.010942 | 0.010942 | 0.010942 | 0.010942 | 0.010942 | 0.010942 | 0.010942 | 0.6684 | 0.675 | 0.6856 | 0.6956 | 0.6982 | 0.7042 | 0.7156 | 0.7294 | 0.7356 | 0.7356 | 0.7356 | 0.7356 | 0.7356 | 0.7356 | 0.7356 | 0.7356 | 0.7356 | 0.7356 | 0.7356 | 0.7356 | 3252.3334 | 4554.8297 | 0.00035734 | 32426.8505 | 18373.7753 | 142.1265 | 201.0518 | 7807.1631 | 343.1783 | 7463.9848 | -10909.7905 | FALSE
| 60586726 | CTN003 | CTN | 22KV | 146.47 | 29 | 45198.6405 | 3.333% | Three phase | 97.13 | 0.00074301 | 0.00079624 | 0.00085351 | 0.00091515 | 0.00098151 | 0.0010529 | 0.0011298 | 0.0012127 | 0.0013019 | 0.001398 | 0.0015015 | 0.001613 | 0.0017332 | 0.0018627 | 0.0020023 | 0.0021527 | 0.002315 | 0.0024899 | 0.0026785 | 0.0028818 | 0.0698 | 0.0699 | 0.0708 | 0.071133 | 0.0708 | 0.0708 | 0.071233 | 0.072233 | 0.0719 | 0.0719 | 0.0719 | 0.0719 | 0.0719 | 0.0719 | 0.0719 | 0.0719 | 0.0719 | 0.0719 | 0.0719 | 0.0719 | 68.2338 | 360.0413 | 0.00015678 | 14226.6311 | 8061.1259 | 7.3116 | 38.6992 | 428.2751 | 46.0108 | 382.2643 | -7678.8616 | FALSE
| 60586735 | CMN004 | CMN | 22KV | 1598.56 | 4 | 38419.8192 | 20% | Single phase | 44.74 | 0.018651 | 0.02008 | 0.021624 | 0.02329 | 0.025091 | 0.027035 | 0.029136 | 0.031406 | 0.033859 | 0.03651 | 0.039375 | 0.042472 | 0.04582 | 0.049439 | 0.052392 | 0.052392 | 0.052392 | 0.052392 | 0.052392 | 0.052392 | 0.6684 | 0.675 | 0.6856 | 0.6956 | 0.6982 | 0.7042 | 0.7156 | 0.7294 | 0.7356 | 0.7356 | 0.7356 | 0.7356 | 0.7356 | 0.7356 | 0.7356 | 0.7356 | 0.7356 | 0.7356 | 0.7356 | 0.7356 | 14263.6178 | 44053.3956 | 0.001711 | 71519.5744 | 40524.5829 | 680.5385 | 2123.2717 | 58317.0134 | 2803.8103 | 55513.2031 | 14988.6202 | TRUE
| 60587525 | CMN005 | CMN | 22KV | 37.34 | 0 | 38419.8192 | 100% | Three phase | 97.13 | 0.00034951 | 0.00038102 | 0.0004155 | 0.00045324 | 0.00049456 | 0.00053979 | 0.00058933 | 0.0006436 | 0.00070304 | 0.00076816 | 0.00083952 | 0.00091773 | 0.0010034 | 0.0010974 | 0.0012004 | 0.0012238 | 0.0012238 | 0.0012238 | 0.0012238 | 0.0012238 | 9.401 | 9.434 | 9.488 | 9.527 | 9.544 | 9.577 | 9.624 | 9.684 | 9.72 | 9.72 | 9.72 | 9.72 | 9.72 | 9.72 | 9.72 | 9.72 | 9.72 | 9.72 | 9.72 | 9.72 | 4098.9212 | 48.0302 | 3.9968e-05 | 3626.8342 | 2055.045 | 213.7454 | 2.5151 | 4146.9514 | 216.2605 | 3930.6909 | 1875.6459 | TRUE
| 60587957 | CMN002 | CMN | 22KV | 808.47 | 8 | 38419.8192 | 11.11% | Covered | 390 | 0.0058314 | 0.0062725 | 0.0067487 | 0.0072629 | 0.0078182 | 0.008418 | 0.0090658 | 0.0097657 | 0.010522 | 0.011339 | 0.012222 | 0.013177 | 0.014209 | 0.015325 | 0.016531 | 0.017836 | 0.019247 | 0.020773 | 0.022423 | 0.024209 | 0.40256 | 0.40522 | 0.40822 | 0.41078 | 0.41189 | 0.41489 | 0.41933 | 0.42378 | 0.42522 | 0.42522 | 0.42522 | 0.42522 | 0.42522 | 0.42522 | 0.42522 | 0.42522 | 0.42522 | 0.42522 | 0.42522 | 0.42522 | 2786.277 | 65119.409 | 0.00086536 | 315303.3 | 178657.8684 | 201.2373 | 4734.1732 | 67905.686 | 4935.4105 | 62970.2755 | -115687.5929 | FALSE
| 60588121 | CMN001 | CMN | 22KV | 868.6 | 13 | 38419.8192 | 7.143% | Single phase | 44.74 | 0.0059775 | 0.006419 | 0.0068949 | 0.0074079 | 0.007961 | 0.0085573 | 0.0092005 | 0.0098941 | 0.010642 | 0.011449 | 0.01232 | 0.01326 | 0.014274 | 0.015369 | 0.016551 | 0.017826 | 0.019203 | 0.02069 | 0.022296 | 0.02403 | 0.30364 | 0.30821 | 0.31421 | 0.31914 | 0.322 | 0.32564 | 0.33257 | 0.33886 | 0.34257 | 0.34257 | 0.34257 | 0.34257 | 0.34257 | 0.34257 | 0.34257 | 0.34257 | 0.34257 | 0.34257 | 0.34257 | 0.34257 | 2236.5419 | 8078.7341 | 0.00092972 | 38861.164 | 22019.6006 | 171.2064 | 626.8842 | 10315.276 | 798.0906 | 9517.1854 | -12502.4152 | FALSE
| 60588139 | CMN003 | CMN | 22KV | 908.87 | 11 | 38419.8192 | 8.333% | Three phase | 97.13 | 0.0095125 | 0.010218 | 0.010979 | 0.011798 | 0.012682 | 0.013633 | 0.01466 | 0.015766 | 0.016959 | 0.018245 | 0.019632 | 0.021127 | 0.022741 | 0.024481 | 0.026359 | 0.028385 | 0.029788 | 0.029788 | 0.029788 | 0.029788 | 0.55008 | 0.55642 | 0.56642 | 0.575 | 0.57992 | 0.58575 | 0.59633 | 0.60733 | 0.613 | 0.613 | 0.613 | 0.613 | 0.613 | 0.613 | 0.613 | 0.613 | 0.613 | 0.613 | 0.613 | 0.613 | 6161.1258 | 28220.0912 | 0.00097282 | 88278.5431 | 50020.5876 | 321.534 | 1490.0768 | 34381.217 | 1811.6107 | 32569.6063 | -17450.9813 | FALSE
| 60588244 | CTN003 | CTN | 22KV | 3177.89 | 29 | 45198.6405 | 3.333% | Three phase | 97.13 | 0.039896 | 0.043224 | 0.04684 | 0.05077 | 0.055043 | 0.059689 | 0.06474 | 0.070233 | 0.076208 | 0.082707 | 0.089777 | 0.097469 | 0.10415 | 0.10415 | 0.10415 | 0.10415 | 0.10415 | 0.10415 | 0.10415 | 0.10415 | 0.0698 | 0.0699 | 0.0708 | 0.071133 | 0.0708 | 0.0708 | 0.071233 | 0.072233 | 0.0719 | 0.0719 | 0.0719 | 0.0719 | 0.0719 | 0.0719 | 0.0719 | 0.0719 | 0.0719 | 0.0719 | 0.0719 | 0.0719 | 3550.2144 | 406544.9242 | 0.0034015 | 308668.4557 | 174898.4179 | 158.6357 | 18217.2502 | 410095.1386 | 18375.8859 | 391719.2527 | 216820.8348 | TRUE
| 60588259 | CMN005 | CMN | 22KV | 282.42 | 0 | 38419.8192 | 100% | Three phase | 97.13 | 0.0035812 | 0.0038995 | 0.0042473 | 0.0046272 | 0.0050425 | 0.0054963 | 0.0059924 | 0.0065348 | 0.0071279 | 0.0077764 | 0.0084857 | 0.0092562 | 0.0092562 | 0.0092562 | 0.0092562 | 0.0092562 | 0.0092562 | 0.0092562 | 0.0092562 | 0.0092562 | 9.401 | 9.434 | 9.488 | 9.527 | 9.544 | 9.577 | 9.624 | 9.684 | 9.72 | 9.72 | 9.72 | 9.72 | 9.72 | 9.72 | 9.72 | 9.72 | 9.72 | 9.72 | 9.72 | 9.72 | 37057.8614 | 3286.6307 | 0.00030229 | 27431.4546 | 15543.2728 | 1616.6572 | 143.8785 | 40344.4921 | 1760.5357 | 38583.9564 | 23040.6836 | TRUE
| 60588413 | CMN004 | CMN | 22KV | 454.59 | 4 | 38419.8192 | 20% | Covered | 390 | 0.0027787 | 0.0029885 | 0.0032152 | 0.0034599 | 0.0037243 | 0.0040099 | 0.0043185 | 0.0046519 | 0.0050123 | 0.0054019 | 0.005823 | 0.0062783 | 0.0067706 | 0.0073031 | 0.007879 | 0.0085019 | 0.0091758 | 0.009905 | 0.010694 | 0.011548 | 0.6684 | 0.675 | 0.6856 | 0.6956 | 0.6982 | 0.7042 | 0.7156 | 0.7294 | 0.7356 | 0.7356 | 0.7356 | 0.7356 | 0.7356 | 0.7356 | 0.7356 | 0.7356 | 0.7356 | 0.7356 | 0.7356 | 0.7356 | 2281.9293 | 17449.9726 | 0.00048658 | 177290.1 | 100456.5171 | 193.5279 | 1496.7735 | 19731.9019 | 1690.3014 | 18041.6005 | -82414.9166 | FALSE
| 60588625 | CMN002 | CMN | 22KV | 3042.79 | 8 | 38419.8192 | 11.11% | Covered | 390 | 0.03689 | 0.039269 | 0.041808 | 0.044518 | 0.04741 | 0.050497 | 0.053793 | 0.057311 | 0.061067 | 0.065078 | 0.069361 | 0.073934 | 0.078819 | 0.084035 | 0.089607 | 0.095559 | 0.099727 | 0.099727 | 0.099727 | 0.099727 | 0.40256 | 0.40522 | 0.40822 | 0.41078 | 0.41189 | 0.41489 | 0.41933 | 0.42378 | 0.42522 | 0.42522 | 0.42522 | 0.42522 | 0.42522 | 0.42522 | 0.42522 | 0.42522 | 0.42522 | 0.42522 | 0.42522 | 0.42522 | 15219.4397 | 1340281.618 | 0.0032569 | 1186688.1 | 672403.893 | 757.3848 | 67059.4954 | 1355501.0577 | 67816.8803 | 1287684.1774 | 615280.2844 | TRUE
| 60588722 | CMN001 | CMN | 22KV | 612.94 | 13 | 38419.8192 | 7.143% | Single phase | 44.74 | 0.004421 | 0.0047555 | 0.0051165 | 0.0055064 | 0.0059274 | 0.0063821 | 0.0068732 | 0.0074039 | 0.0079772 | 0.0085968 | 0.0092664 | 0.0099902 | 0.010773 | 0.011618 | 0.012533 | 0.013522 | 0.014592 | 0.015749 | 0.017 | 0.018354 | 0.30364 | 0.30821 | 0.31421 | 0.31914 | 0.322 | 0.32564 | 0.33257 | 0.33886 | 0.34257 | 0.34257 | 0.34257 | 0.34257 | 0.34257 | 0.34257 | 0.34257 | 0.34257 | 0.34257 | 0.34257 | 0.34257 | 0.34257 | 1685.0134 | 4293.8803 | 0.00065607 | 27422.9356 | 15538.4457 | 120.8142 | 312.1646 | 5978.8937 | 432.9788 | 5545.9149 | -9992.5308 | FALSE
| 60588795 | CMN001 | CMN | 22KV | 1846.88 | 13 | 38419.8192 | 7.143% | Single phase | 44.74 | 0.013321 | 0.014329 | 0.015417 | 0.016591 | 0.01786 | 0.01923 | 0.02071 | 0.022309 | 0.024037 | 0.025903 | 0.027921 | 0.030102 | 0.032459 | 0.035008 | 0.037764 | 0.040744 | 0.043967 | 0.047453 | 0.051224 | 0.055303 | 0.30364 | 0.30821 | 0.31421 | 0.31914 | 0.322 | 0.32564 | 0.33257 | 0.33886 | 0.34257 | 0.34257 | 0.34257 | 0.34257 | 0.34257 | 0.34257 | 0.34257 | 0.34257 | 0.34257 | 0.34257 | 0.34257 | 0.34257 | 5077.1978 | 38984.4455 | 0.0019768 | 82629.4112 | 46819.6637 | 364.0314 | 2834.1645 | 44061.6433 | 3198.1959 | 40863.4474 | -5956.2163 | FALSE
| 60588884 | CMN002 | CMN | 22KV | 3175.31 | 8 | 38419.8192 | 11.11% | Covered | 390 | 0.03814 | 0.04041 | 0.042822 | 0.045382 | 0.048102 | 0.050991 | 0.05406 | 0.05732 | 0.060784 | 0.064464 | 0.068374 | 0.072529 | 0.076945 | 0.081637 | 0.086625 | 0.091926 | 0.09756 | 0.10355 | 0.10407 | 0.10407 | 0.40256 | 0.40522 | 0.40822 | 0.41078 | 0.41189 | 0.41489 | 0.41933 | 0.42378 | 0.42522 | 0.42522 | 0.42522 | 0.42522 | 0.42522 | 0.42522 | 0.42522 | 0.42522 | 0.42522 | 0.42522 | 0.42522 | 0.42522 | 15243.0869 | 1401118.6044 | 0.0033987 | 1238370.9 | 701688.5179 | 790.3706 | 73027.8615 | 1416361.6913 | 73818.232 | 1342543.4593 | 640854.9414 | TRUE
| 60588889 | CMN001 | CMN | 22KV | 876.91 | 13 | 38419.8192 | 7.143% | Single phase | 44.74 | 0.010867 | 0.011697 | 0.012592 | 0.013559 | 0.014603 | 0.01573 | 0.016947 | 0.018262 | 0.019682 | 0.021216 | 0.022873 | 0.024663 | 0.026598 | 0.028689 | 0.028741 | 0.028741 | 0.028741 | 0.028741 | 0.028741 | 0.028741 | 0.30364 | 0.30821 | 0.31421 | 0.31914 | 0.322 | 0.32564 | 0.33257 | 0.33886 | 0.34257 | 0.34257 | 0.34257 | 0.34257 | 0.34257 | 0.34257 | 0.34257 | 0.34257 | 0.34257 | 0.34257 | 0.34257 | 0.34257 | 3772.4098 | 13778.9299 | 0.00093862 | 39232.9534 | 22230.2647 | 172.8444 | 638.9366 | 17551.3396 | 811.7809 | 16739.5587 | -5490.706 | FALSE
| 60589003 | CTN003 | CTN | 22KV | 142.84 | 29 | 45198.6405 | 3.333% | Three phase | 97.13 | 0.0017975 | 0.0019498 | 0.0021155 | 0.0022958 | 0.0024921 | 0.0027057 | 0.0029383 | 0.0031916 | 0.0034674 | 0.0037679 | 0.0040951 | 0.0044516 | 0.0046815 | 0.0046815 | 0.0046815 | 0.0046815 | 0.0046815 | 0.0046815 | 0.0046815 | 0.0046815 | 0.0698 | 0.0699 | 0.0708 | 0.071133 | 0.0708 | 0.0708 | 0.071233 | 0.072233 | 0.0719 | 0.0719 | 0.0719 | 0.0719 | 0.0719 | 0.0719 | 0.0719 | 0.0719 | 0.0719 | 0.0719 | 0.0719 | 0.0719 | 160.459 | 825.9017 | 0.00015289 | 13874.0492 | 7861.3451 | 7.1304 | 36.8048 | 986.3608 | 43.9352 | 942.4256 | -6918.9195 | FALSE
| 60589297 | CTN001 | CTN | 22KV | 390.28 | 30 | 45198.6405 | 3.226% | Single phase | 44.74 | 0.0019798 | 0.0021216 | 0.0022742 | 0.0024385 | 0.0026153 | 0.0028056 | 0.0030106 | 0.0032312 | 0.0034689 | 0.0037249 | 0.0040008 | 0.0042979 | 0.0046181 | 0.0049632 | 0.0053352 | 0.0057361 | 0.0061684 | 0.0066344 | 0.0071369 | 0.0076789 | 0.22626 | 0.22768 | 0.23055 | 0.2329 | 0.23248 | 0.23248 | 0.23581 | 0.23987 | 0.23903 | 0.23903 | 0.23903 | 0.23903 | 0.23903 | 0.23903 | 0.23903 | 0.23903 | 0.23903 | 0.23903 | 0.23903 | 0.23903 | 601.9621 | 1177.4709 | 0.00041774 | 17461.1272 | 9893.8634 | 64.3222 | 126.5611 | 1779.4331 | 190.8834 | 1588.5497 | -8305.3137 | FALSE
| 60589335 | CMN001 | CMN | 22KV | 88.17 | 13 | 38419.8192 | 7.143% | Three phase | 97.13 | 0.0008253 | 0.00089969 | 0.00098111 | 0.0010702 | 0.0011678 | 0.0012746 | 0.0013916 | 0.0015197 | 0.0016601 | 0.0018138 | 0.0019823 | 0.002167 | 0.0023694 | 0.0025913 | 0.0028346 | 0.0028898 | 0.0028898 | 0.0028898 | 0.0028898 | 0.0028898 | 0.30364 | 0.30821 | 0.31421 | 0.31914 | 0.322 | 0.32564 | 0.33257 | 0.33886 | 0.34257 | 0.34257 | 0.34257 | 0.34257 | 0.34257 | 0.34257 | 0.34257 | 0.34257 | 0.34257 | 0.34257 | 0.34257 | 0.34257 | 336.724 | 267.798 | 9.4374e-05 | 8563.9521 | 4852.5259 | 17.3788 | 14.0232 | 604.522 | 31.402 | 573.1199 | -4279.406 | FALSE
| 60589349 | CTN001 | CTN | 22KV | 8.51 | 30 | 45198.6405 | 3.226% | Three phase | 97.13 | 8.2318e-05 | 8.8886e-05 | 9.6002e-05 | 0.00010371 | 0.00011207 | 0.00012113 | 0.00013094 | 0.00014159 | 0.00015313 | 0.00016565 | 0.00017922 | 0.00019394 | 0.00020992 | 0.00022725 | 0.00024605 | 0.00026645 | 0.00027891 | 0.00027891 | 0.00027891 | 0.00027891 | 0.22626 | 0.22768 | 0.23055 | 0.2329 | 0.23248 | 0.23248 | 0.23581 | 0.23987 | 0.23903 | 0.23903 | 0.23903 | 0.23903 | 0.23903 | 0.23903 | 0.23903 | 0.23903 | 0.23903 | 0.23903 | 0.23903 | 0.23903 | 26.0472 | 2.4114 | 9.1088e-06 | 826.5763 | 468.3565 | 1.4025 | 0.13064 | 28.4587 | 1.5332 | 26.9255 | -441.431 | FALSE
| 60589377 | CTN003 | CTN | 22KV | 1685.98 | 29 | 45198.6405 | 3.333% | Three phase | 97.13 | 0.0093059 | 0.010135 | 0.011043 | 0.012037 | 0.013125 | 0.014316 | 0.015622 | 0.017052 | 0.018619 | 0.020336 | 0.022219 | 0.024284 | 0.026548 | 0.029031 | 0.031755 | 0.034744 | 0.038023 | 0.041622 | 0.045573 | 0.049909 | 0.0698 | 0.0699 | 0.0708 | 0.071133 | 0.0708 | 0.0708 | 0.071233 | 0.072233 | 0.0719 | 0.0719 | 0.0719 | 0.0719 | 0.0719 | 0.0719 | 0.0719 | 0.0719 | 0.0719 | 0.0719 | 0.0719 | 0.0719 | 1029.162 | 62470.5157 | 0.0018046 | 163759.2374 | 92789.6292 | 84.1617 | 5127.5504 | 63499.6777 | 5211.7121 | 58287.9656 | -34501.6636 | FALSE
| 60589431 | CTN003 | CTN | 22KV | 1433.92 | 29 | 45198.6405 | 3.333% | Three phase | 97.13 | 0.013449 | 0.014516 | 0.015672 | 0.016924 | 0.01828 | 0.01975 | 0.021342 | 0.023068 | 0.024938 | 0.026966 | 0.029164 | 0.031548 | 0.034133 | 0.036936 | 0.039977 | 0.043275 | 0.046853 | 0.046996 | 0.046996 | 0.046996 | 0.0698 | 0.0699 | 0.0708 | 0.071133 | 0.0708 | 0.0708 | 0.071233 | 0.072233 | 0.0719 | 0.0719 | 0.0719 | 0.0719 | 0.0719 | 0.0719 | 0.0719 | 0.0719 | 0.0719 | 0.0719 | 0.0719 | 0.0719 | 1291.704 | 66717.2172 | 0.0015348 | 139276.6496 | 78917.2499 | 71.5792 | 3708.9839 | 68008.9212 | 3780.5631 | 64228.3581 | -14688.8918 | FALSE
| 60589470 | CMN004 | CMN | 22KV | 132.14 | 4 | 38419.8192 | 20% | Covered | 390 | 0.0015792 | 0.001699 | 0.0018283 | 0.0019678 | 0.0021184 | 0.002281 | 0.0024564 | 0.0026459 | 0.0028504 | 0.0030713 | 0.0033098 | 0.0035675 | 0.0038457 | 0.0041464 | 0.0043309 | 0.0043309 | 0.0043309 | 0.0043309 | 0.0043309 | 0.0043309 | 0.6684 | 0.675 | 0.6856 | 0.6956 | 0.6982 | 0.7042 | 0.7156 | 0.7294 | 0.7356 | 0.7356 | 0.7356 | 0.7356 | 0.7356 | 0.7356 | 0.7356 | 0.7356 | 0.7356 | 0.7356 | 0.7356 | 0.7356 | 1193.6102 | 2656.7994 | 0.00014144 | 51534.6 | 29200.6515 | 56.2546 | 126.4692 | 3850.4096 | 182.7239 | 3667.6857 | -25532.9658 | FALSE
| 60590249 | CTN004 | CTN | 22KV | 158.94 | 8 | 45198.6405 | 11.11% | Three phase | 97.13 | 0.0019733 | 0.0021509 | 0.0023452 | 0.0025577 | 0.0027902 | 0.0030446 | 0.003323 | 0.0036277 | 0.0039612 | 0.0043264 | 0.0047263 | 0.0051642 | 0.0052092 | 0.0052092 | 0.0052092 | 0.0052092 | 0.0052092 | 0.0052092 | 0.0052092 | 0.0052092 | 0.966 | 0.96056 | 0.95878 | 0.96167 | 0.95067 | 0.94256 | 0.94067 | 0.94156 | 0.93567 | 0.93567 | 0.93567 | 0.93567 | 0.93567 | 0.93567 | 0.93567 | 0.93567 | 0.93567 | 0.93567 | 0.93567 | 0.93567 | 2370.3768 | 1032.371 | 0.00017012 | 15437.8422 | 8747.425 | 104.9877 | 45.5692 | 3402.7478 | 150.5569 | 3252.1909 | -5495.2342 | FALSE
| 60590427 | CTN006 | CTN | 22KV | 885.92 | 35 | 45198.6405 | 2.778% | Single phase | 44.74 | 0.0080227 | 0.0087542 | 0.0095555 | 0.010433 | 0.011396 | 0.01245 | 0.013606 | 0.014874 | 0.016264 | 0.017789 | 0.019462 | 0.021297 | 0.02331 | 0.02552 | 0.027946 | 0.029036 | 0.029036 | 0.029036 | 0.029036 | 0.029036 | 0.16789 | 0.16722 | 0.16758 | 0.16758 | 0.16628 | 0.16544 | 0.16553 | 0.16617 | 0.16478 | 0.16478 | 0.16478 | 0.16478 | 0.16478 | 0.16478 | 0.16478 | 0.16478 | 0.16478 | 0.16478 | 0.16478 | 0.16478 | 1922.7229 | 12238.3289 | 0.00094826 | 39636.0608 | 22458.6743 | 102.7128 | 652.1338 | 14161.0518 | 754.8466 | 13406.2052 | -9052.4691 | FALSE
| 60590511 | CTN003 | CTN | 22KV | 5594.74 | 29 | 45198.6405 | 3.333% | Three phase | 97.13 | 0.070238 | 0.076096 | 0.082462 | 0.089382 | 0.096904 | 0.10508 | 0.11398 | 0.12365 | 0.13417 | 0.14561 | 0.15805 | 0.1716 | 0.18337 | 0.18337 | 0.18337 | 0.18337 | 0.18337 | 0.18337 | 0.18337 | 0.18337 | 0.0698 | 0.0699 | 0.0708 | 0.071133 | 0.0708 | 0.0708 | 0.071233 | 0.072233 | 0.0719 | 0.0719 | 0.0719 | 0.0719 | 0.0719 | 0.0719 | 0.0719 | 0.0719 | 0.0719 | 0.0719 | 0.0719 | 0.0719 | 6250.2247 | 1260058.3013 | 0.0059884 | 543417.0962 | 307912.2231 | 279.2814 | 56463.1262 | 1266308.526 | 56742.4076 | 1209566.1185 | 901653.8954 | TRUE
| 60591058 | CTN006 | CTN | 22KV | 6734.87 | 35 | 45198.6405 | 2.778% | Three phase | 97.13 | 0.062525 | 0.06788 | 0.073714 | 0.080072 | 0.087003 | 0.094558 | 0.1028 | 0.11178 | 0.12158 | 0.13226 | 0.14392 | 0.15664 | 0.17052 | 0.18567 | 0.20221 | 0.22026 | 0.22073 | 0.22073 | 0.22073 | 0.22073 | 0.16789 | 0.16722 | 0.16758 | 0.16758 | 0.16628 | 0.16544 | 0.16553 | 0.16617 | 0.16478 | 0.16478 | 0.16478 | 0.16478 | 0.16478 | 0.16478 | 0.16478 | 0.16478 | 0.16478 | 0.16478 | 0.16478 | 0.16478 | 14446.2863 | 1517475.2555 | 0.0072088 | 654157.9231 | 370660.4407 | 780.835 | 81820.7652 | 1531921.5419 | 82601.6002 | 1449319.9417 | 1078659.501 | TRUE
| 60591105 | CTN006 | CTN | 22KV | 241.38 | 35 | 45198.6405 | 2.778% | Three phase | 97.13 | 0.0022352 | 0.0024235 | 0.0026283 | 0.0028513 | 0.003094 | 0.0033582 | 0.0036459 | 0.0039592 | 0.0043004 | 0.0046721 | 0.0050771 | 0.0055183 | 0.0059991 | 0.006523 | 0.0070941 | 0.0077167 | 0.0079112 | 0.0079112 | 0.0079112 | 0.0079112 | 0.16789 | 0.16722 | 0.16758 | 0.16758 | 0.16628 | 0.16544 | 0.16553 | 0.16617 | 0.16478 | 0.16478 | 0.16478 | 0.16478 | 0.16478 | 0.16478 | 0.16478 | 0.16478 | 0.16478 | 0.16478 | 0.16478 | 0.16478 | 512.3696 | 1928.9215 | 0.00025837 | 23445.2394 | 13284.5945 | 27.9854 | 105.1012 | 2441.2911 | 133.0866 | 2308.2045 | -10976.39 | FALSE
| 60591486 | EHK034 | EHK | 22KV | 305.73 | 0 | 45714.8889 | 100% | Three phase | 97.13 | 0.0035417 | 0.0037308 | 0.0039304 | 0.0041412 | 0.0043637 | 0.0045987 | 0.0048467 | 0.0051087 | 0.0053853 | 0.0056774 | 0.0059859 | 0.0063117 | 0.0066558 | 0.0070193 | 0.0074032 | 0.0078088 | 0.0082373 | 0.00869 | 0.0091683 | 0.0096736 | 5.605 | 5.566 | 5.546 | 5.529 | 5.516 | 5.496 | 5.506 | 5.509 | 5.519 | 5.519 | 5.519 | 5.519 | 5.519 | 5.519 | 5.519 | 5.519 | 5.519 | 5.519 | 5.519 | 5.519 | 21022.5019 | 2966.5408 | 0.00032724 | 29695.5549 | 16826.1624 | 1195.6276 | 168.6092 | 23989.0427 | 1364.2368 | 22624.8059 | 5798.6434 | TRUE
| 60591814 | CTN005 | CTN | 22KV | 689.09 | 0 | 45198.6405 | 100% | Three phase | 97.13 | 0.0064487 | 0.0069527 | 0.0074979 | 0.0080877 | 0.0087259 | 0.0094167 | 0.010164 | 0.010974 | 0.01185 | 0.012798 | 0.013825 | 0.014938 | 0.016143 | 0.017448 | 0.018862 | 0.020394 | 0.022054 | 0.022585 | 0.022585 | 0.022585 | 1.371 | 1.371 | 1.368 | 1.361 | 1.348 | 1.338 | 1.335 | 1.325 | 1.305 | 1.305 | 1.305 | 1.305 | 1.305 | 1.305 | 1.305 | 1.305 | 1.305 | 1.305 | 1.305 | 1.305 | 11321.604 | 15251.378 | 0.00073758 | 66931.3117 | 37924.7711 | 640.3338 | 856.5584 | 26572.982 | 1496.8922 | 25076.0898 | -12848.6813 | FALSE
| 60593429 | CTN006 | CTN | 22KV | 441.4 | 35 | 45198.6405 | 2.778% | Three phase | 97.13 | 0.0040874 | 0.0044317 | 0.0048063 | 0.005214 | 0.0056579 | 0.006141 | 0.0066671 | 0.00724 | 0.007864 | 0.0085437 | 0.0092842 | 0.010091 | 0.01097 | 0.011928 | 0.012973 | 0.014111 | 0.014467 | 0.014467 | 0.014467 | 0.014467 | 0.16789 | 0.16722 | 0.16758 | 0.16758 | 0.16628 | 0.16544 | 0.16553 | 0.16617 | 0.16478 | 0.16478 | 0.16478 | 0.16478 | 0.16478 | 0.16478 | 0.16478 | 0.16478 | 0.16478 | 0.16478 | 0.16478 | 0.16478 | 936.9456 | 6450.2515 | 0.00047246 | 42873.182 | 24292.8993 | 51.1755 | 351.455 | 7387.1971 | 402.6306 | 6984.5665 | -17308.3327 | FALSE
| 60593453 | CTN006 | CTN | 22KV | 3886.04 | 35 | 45198.6405 | 2.778% | Three phase | 97.13 | 0.031541 | 0.03436 | 0.037444 | 0.040817 | 0.044509 | 0.048549 | 0.052971 | 0.057813 | 0.063115 | 0.068921 | 0.075281 | 0.082248 | 0.089881 | 0.098246 | 0.10741 | 0.11746 | 0.12736 | 0.12736 | 0.12736 | 0.12736 | 0.16789 | 0.16722 | 0.16758 | 0.16758 | 0.16628 | 0.16544 | 0.16553 | 0.16617 | 0.16478 | 0.16478 | 0.16478 | 0.16478 | 0.16478 | 0.16478 | 0.16478 | 0.16478 | 0.16478 | 0.16478 | 0.16478 | 0.16478 | 7718.3947 | 467884.8217 | 0.0041595 | 377451.0652 | 213872.1756 | 450.5441 | 27240.7861 | 475603.2164 | 27691.3302 | 447911.8862 | 234039.7107 | TRUE
| 60593463 | CTN006 | CTN | 22KV | 3782.79 | 35 | 45198.6405 | 2.778% | Three phase | 97.13 | 0.034157 | 0.037216 | 0.040563 | 0.044224 | 0.04823 | 0.052614 | 0.057413 | 0.062667 | 0.068419 | 0.074718 | 0.081617 | 0.089175 | 0.097455 | 0.10653 | 0.11647 | 0.12398 | 0.12398 | 0.12398 | 0.12398 | 0.12398 | 0.16789 | 0.16722 | 0.16758 | 0.16758 | 0.16628 | 0.16544 | 0.16553 | 0.16617 | 0.16478 | 0.16478 | 0.16478 | 0.16478 | 0.16478 | 0.16478 | 0.16478 | 0.16478 | 0.16478 | 0.16478 | 0.16478 | 0.16478 | 8125.6451 | 479439.4866 | 0.004049 | 367422.3927 | 208189.7065 | 438.5734 | 25812.4702 | 487565.1317 | 26251.0435 | 461314.0881 | 253124.3817 | TRUE
| 60593526 | CTN006 | CTN | 22KV | 43.53 | 35 | 45198.6405 | 2.778% | Three phase | 97.13 | 0.0004317 | 0.00047468 | 0.00052214 | 0.00057455 | 0.00063243 | 0.00069638 | 0.00076705 | 0.00084515 | 0.00093148 | 0.0010269 | 0.0011325 | 0.0012492 | 0.0013783 | 0.0014267 | 0.0014267 | 0.0014267 | 0.0014267 | 0.0014267 | 0.0014267 | 0.0014267 | 0.16789 | 0.16722 | 0.16758 | 0.16758 | 0.16628 | 0.16544 | 0.16553 | 0.16617 | 0.16478 | 0.16478 | 0.16478 | 0.16478 | 0.16478 | 0.16478 | 0.16478 | 0.16478 | 0.16478 | 0.16478 | 0.16478 | 0.16478 | 103.765 | 70.4498 | 4.6593e-05 | 4228.0689 | 2395.718 | 5.0468 | 3.4181 | 174.2149 | 8.4649 | 165.75 | -2229.968 | FALSE
| 60594065 | CTN004 | CTN | 22KV | 325.73 | 8 | 45198.6405 | 11.11% | Three phase | 97.13 | 0.0040798 | 0.0044149 | 0.0047787 | 0.0051736 | 0.0056023 | 0.0060679 | 0.0065735 | 0.0071227 | 0.0077192 | 0.0083673 | 0.0090715 | 0.0098368 | 0.010668 | 0.010676 | 0.010676 | 0.010676 | 0.010676 | 0.010676 | 0.010676 | 0.010676 | 0.966 | 0.96056 | 0.95878 | 0.96167 | 0.95067 | 0.94256 | 0.94067 | 0.94156 | 0.93567 | 0.93567 | 0.93567 | 0.93567 | 0.93567 | 0.93567 | 0.93567 | 0.93567 | 0.93567 | 0.93567 | 0.93567 | 0.93567 | 4759.9127 | 4248.2907 | 0.00034865 | 31638.1549 | 17926.8828 | 215.1607 | 191.3906 | 9008.2034 | 406.5513 | 8601.6521 | -9325.2307 | FALSE
| 60594084 | CTN005 | CTN | 22KV | 401.74 | 0 | 45198.6405 | 100% | Three phase | 97.13 | 0.0037596 | 0.0040534 | 0.0043713 | 0.0047151 | 0.0050872 | 0.0054899 | 0.0059258 | 0.0063976 | 0.0069083 | 0.0074614 | 0.0080603 | 0.0087088 | 0.0094113 | 0.010172 | 0.010997 | 0.01189 | 0.012857 | 0.013167 | 0.013167 | 0.013167 | 1.371 | 1.371 | 1.368 | 1.361 | 1.348 | 1.338 | 1.335 | 1.325 | 1.305 | 1.305 | 1.305 | 1.305 | 1.305 | 1.305 | 1.305 | 1.305 | 1.305 | 1.305 | 1.305 | 1.305 | 6600.5038 | 5183.7893 | 0.00043001 | 39021.0062 | 22110.1707 | 373.3151 | 291.1356 | 11784.2931 | 664.4507 | 11119.8425 | -10990.3283 | FALSE
| 60594102 | CTN005 | CTN | 22KV | 489.98 | 0 | 45198.6405 | 100% | Three phase | 97.13 | 0.0046137 | 0.0050447 | 0.0055179 | 0.0060375 | 0.0066081 | 0.0072348 | 0.0079233 | 0.0086798 | 0.0095112 | 0.010425 | 0.01143 | 0.012534 | 0.013749 | 0.015084 | 0.016059 | 0.016059 | 0.016059 | 0.016059 | 0.016059 | 0.016059 | 1.371 | 1.371 | 1.368 | 1.361 | 1.348 | 1.338 | 1.335 | 1.325 | 1.305 | 1.305 | 1.305 | 1.305 | 1.305 | 1.305 | 1.305 | 1.305 | 1.305 | 1.305 | 1.305 | 1.305 | 8799.8812 | 8432.7812 | 0.00052446 | 47591.7574 | 26966.5491 | 455.3117 | 433.0737 | 17232.6624 | 888.3854 | 16344.2769 | -10622.2722 | FALSE
| 60594122 | CTN006 | CTN | 22KV | 390.55 | 35 | 45198.6405 | 2.778% | Three phase | 97.13 | 0.0034979 | 0.0037955 | 0.0041197 | 0.0044728 | 0.0048575 | 0.0052767 | 0.0057335 | 0.0062315 | 0.0067743 | 0.0073662 | 0.0080115 | 0.0087154 | 0.0094831 | 0.010321 | 0.011234 | 0.012231 | 0.0128 | 0.0128 | 0.0128 | 0.0128 | 0.16789 | 0.16722 | 0.16758 | 0.16758 | 0.16628 | 0.16544 | 0.16553 | 0.16617 | 0.16478 | 0.16478 | 0.16478 | 0.16478 | 0.16478 | 0.16478 | 0.16478 | 0.16478 | 0.16478 | 0.16478 | 0.16478 | 0.16478 | 812.8482 | 4951.455 | 0.00041803 | 37934.1215 | 21494.3177 | 45.28 | 275.1429 | 5764.3032 | 320.423 | 5443.8802 | -16050.4374 | FALSE
| 60595101 | CME021 | CME | 22KV | 229.08 | 2 | 46875.2879 | 33.33% | Three phase | 97.13 | 0.0028775 | 0.0031551 | 0.0034605 | 0.0037967 | 0.0041667 | 0.0045741 | 0.0050227 | 0.0055167 | 0.0060609 | 0.0066605 | 0.007321 | 0.007508 | 0.007508 | 0.007508 | 0.007508 | 0.007508 | 0.007508 | 0.007508 | 0.007508 | 0.007508 | 2.2987 | 2.301 | 2.312 | 2.3177 | 2.3087 | 2.302 | 2.312 | 2.3287 | 2.3253 | 2.3253 | 2.3253 | 2.3253 | 2.3253 | 2.3253 | 2.3253 | 2.3253 | 2.3253 | 2.3253 | 2.3253 | 2.3253 | 8944.2867 | 2195.6145 | 0.0002452 | 22250.5404 | 12607.6515 | 385.1796 | 94.6628 | 11139.9012 | 479.8424 | 10660.0588 | -1947.5927 | FALSE
| 60595379 | CME014 | CME | 22KV | 131.64 | 1 | 46875.2879 | 50% | Three phase | 97.13 | 0.00070294 | 0.00076884 | 0.00084129 | 0.00092096 | 0.0010086 | 0.001105 | 0.0012112 | 0.001328 | 0.0014566 | 0.0015982 | 0.0017542 | 0.0019261 | 0.0021154 | 0.0023241 | 0.0025541 | 0.0028077 | 0.0030874 | 0.0033957 | 0.0037359 | 0.0041111 | 5.814 | 5.8905 | 6.0005 | 6.068 | 6.115 | 6.18 | 6.289 | 6.3995 | 6.446 | 6.446 | 6.446 | 6.446 | 6.446 | 6.446 | 6.446 | 6.446 | 6.446 | 6.446 | 6.446 | 6.446 | 7529.9459 | 387.6601 | 0.0001409 | 12786.1932 | 7244.9417 | 598.6973 | 31.2594 | 7917.606 | 629.9567 | 7287.6493 | 42.7076 | TRUE
| 60596845 | CTN006 | CTN | 22KV | 8073.08 | 35 | 45198.6405 | 2.778% | Three phase | 97.13 | 0.065525 | 0.071381 | 0.077788 | 0.084796 | 0.092465 | 0.10086 | 0.11005 | 0.1201 | 0.13112 | 0.14318 | 0.15639 | 0.17087 | 0.18672 | 0.2041 | 0.22315 | 0.24402 | 0.26459 | 0.26459 | 0.26459 | 0.26459 | 0.16789 | 0.16722 | 0.16758 | 0.16758 | 0.16628 | 0.16544 | 0.16553 | 0.16617 | 0.16478 | 0.16478 | 0.16478 | 0.16478 | 0.16478 | 0.16478 | 0.16478 | 0.16478 | 0.16478 | 0.16478 | 0.16478 | 0.16478 | 16034.6312 | 2019309.7204 | 0.0086412 | 784138.2604 | 444310.1932 | 935.9859 | 117566.5069 | 2035344.3515 | 118502.4928 | 1916841.8588 | 1472531.6656 | TRUE
| 60596965 | CTN002 | CTN | 22KV | 2373.33 | 14 | 45198.6405 | 6.667% | Three phase | 97.13 | 0.02221 | 0.023946 | 0.025824 | 0.027855 | 0.030053 | 0.032432 | 0.035007 | 0.037794 | 0.040812 | 0.044079 | 0.047617 | 0.051448 | 0.055598 | 0.060094 | 0.064964 | 0.07024 | 0.075957 | 0.077785 | 0.077785 | 0.077785 | 0.17313 | 0.17293 | 0.17427 | 0.17493 | 0.17427 | 0.1738 | 0.17513 | 0.17713 | 0.17693 | 0.17693 | 0.17693 | 0.17693 | 0.17693 | 0.17693 | 0.17693 | 0.17693 | 0.17693 | 0.17693 | 0.17693 | 0.17693 | 5208.3016 | 180914.5301 | 0.0025403 | 230521.5429 | 130618.6376 | 291.6832 | 10160.6469 | 186122.8317 | 10452.3302 | 175670.5016 | 45051.864 | TRUE
| 60597398 | CTN002 | CTN | 22KV | 259.49 | 14 | 45198.6405 | 6.667% | Three phase | 97.13 | 0.0032222 | 0.0034717 | 0.0037413 | 0.0040327 | 0.0043476 | 0.004688 | 0.005056 | 0.0054539 | 0.0058842 | 0.0063495 | 0.0068527 | 0.007397 | 0.0079858 | 0.0085047 | 0.0085047 | 0.0085047 | 0.0085047 | 0.0085047 | 0.0085047 | 0.0085047 | 0.17313 | 0.17293 | 0.17427 | 0.17493 | 0.17427 | 0.1738 | 0.17513 | 0.17713 | 0.17693 | 0.17693 | 0.17693 | 0.17693 | 0.17693 | 0.17693 | 0.17693 | 0.17693 | 0.17693 | 0.17693 | 0.17693 | 0.17693 | 693.244 | 2633.8157 | 0.00027775 | 25204.2637 | 14281.2969 | 31.8914 | 121.4637 | 3327.0597 | 153.3551 | 3173.7046 | -11107.5923 | FALSE
| 60597626 | CME016 | CME | 22KV | 616.82 | 10 | 46875.2879 | 9.091% | Three phase | 97.13 | 0.0049431 | 0.0054081 | 0.005919 | 0.0064804 | 0.0070976 | 0.0077762 | 0.0085224 | 0.0093431 | 0.010246 | 0.011239 | 0.012332 | 0.013536 | 0.01486 | 0.016318 | 0.017924 | 0.019692 | 0.020216 | 0.020216 | 0.020216 | 0.020216 | 0.765 | 0.77527 | 0.79018 | 0.80255 | 0.80891 | 0.81618 | 0.83255 | 0.85182 | 0.859 | 0.859 | 0.859 | 0.859 | 0.859 | 0.859 | 0.859 | 0.859 | 0.859 | 0.859 | 0.859 | 0.859 | 6616.3464 | 12014.0066 | 0.00066022 | 59911.7266 | 33947.3179 | 372.31 | 686.3126 | 18630.353 | 1058.6226 | 17571.7304 | -16375.5875 | FALSE
| 60597631 | CME016 | CME | 22KV | 3041.55 | 10 | 46875.2879 | 9.091% | Three phase | 97.13 | 0.01902 | 0.020463 | 0.022022 | 0.023706 | 0.025525 | 0.027491 | 0.029616 | 0.031913 | 0.034396 | 0.03708 | 0.039983 | 0.043123 | 0.046519 | 0.050193 | 0.054167 | 0.058468 | 0.063121 | 0.068158 | 0.073609 | 0.07951 | 0.765 | 0.77527 | 0.79018 | 0.80255 | 0.80891 | 0.81618 | 0.83255 | 0.85182 | 0.859 | 0.859 | 0.859 | 0.859 | 0.859 | 0.859 | 0.859 | 0.859 | 0.859 | 0.859 | 0.859 | 0.859 | 22269.2464 | 199710.1451 | 0.0032556 | 295425.7515 | 167394.8069 | 1835.867 | 16687.6439 | 221979.3915 | 18523.5108 | 203455.8807 | 36061.0737 | TRUE
| 60598337 | CTN002 | CTN | 22KV | 121.45 | 14 | 45198.6405 | 6.667% | Three phase | 97.13 | 0.0015081 | 0.0016249 | 0.0017511 | 0.0018874 | 0.0020348 | 0.0021942 | 0.0023664 | 0.0025526 | 0.002754 | 0.0029718 | 0.0032073 | 0.003462 | 0.0037376 | 0.0039805 | 0.0039805 | 0.0039805 | 0.0039805 | 0.0039805 | 0.0039805 | 0.0039805 | 0.17313 | 0.17293 | 0.17427 | 0.17493 | 0.17427 | 0.1738 | 0.17513 | 0.17713 | 0.17693 | 0.17693 | 0.17693 | 0.17693 | 0.17693 | 0.17693 | 0.17693 | 0.17693 | 0.17693 | 0.17693 | 0.17693 | 0.17693 | 324.4614 | 576.9513 | 0.00013 | 11796.4385 | 6684.1246 | 14.9263 | 26.6073 | 901.4127 | 41.5335 | 859.8792 | -5824.2455 | FALSE
| 60598385 | CME016 | CME | 22KV | 886.69 | 10 | 46875.2879 | 9.091% | Three phase | 97.13 | 0.010597 | 0.011401 | 0.012268 | 0.013205 | 0.014215 | 0.015306 | 0.016483 | 0.017754 | 0.019127 | 0.020609 | 0.02221 | 0.023938 | 0.025806 | 0.027823 | 0.029061 | 0.029061 | 0.029061 | 0.029061 | 0.029061 | 0.029061 | 0.765 | 0.77527 | 0.79018 | 0.80255 | 0.80891 | 0.81618 | 0.83255 | 0.85182 | 0.859 | 0.859 | 0.859 | 0.859 | 0.859 | 0.859 | 0.859 | 0.859 | 0.859 | 0.859 | 0.859 | 0.859 | 11377.2276 | 29793.5716 | 0.00094908 | 86124.1997 | 48799.8887 | 535.2024 | 1418.2367 | 41170.7992 | 1953.4391 | 39217.36 | -9582.5286 | FALSE
| 60599918 | CMN005 | CMN | 22KV | 268.28 | 0 | 38419.8192 | 100% | Three phase | 97.13 | 0.0030999 | 0.0033669 | 0.0036579 | 0.003975 | 0.0043208 | 0.0046977 | 0.0051088 | 0.005557 | 0.0060459 | 0.0065792 | 0.0071611 | 0.0077959 | 0.0084887 | 0.0087928 | 0.0087928 | 0.0087928 | 0.0087928 | 0.0087928 | 0.0087928 | 0.0087928 | 9.401 | 9.434 | 9.488 | 9.527 | 9.544 | 9.577 | 9.624 | 9.684 | 9.72 | 9.72 | 9.72 | 9.72 | 9.72 | 9.72 | 9.72 | 9.72 | 9.72 | 9.72 | 9.72 | 9.72 | 33071.8798 | 2785.6428 | 0.00028716 | 26058.0364 | 14765.0635 | 1535.7156 | 129.832 | 35857.5225 | 1665.5476 | 34191.975 | 19426.9115 | TRUE
| 60599928 | CMN002 | CMN | 22KV | 1775.18 | 8 | 38419.8192 | 11.11% | Covered | 390 | 0.012804 | 0.013773 | 0.014818 | 0.015947 | 0.017167 | 0.018484 | 0.019906 | 0.021443 | 0.023103 | 0.024898 | 0.026837 | 0.028933 | 0.031199 | 0.033649 | 0.036298 | 0.039162 | 0.04226 | 0.045611 | 0.049235 | 0.053156 | 0.40256 | 0.40522 | 0.40822 | 0.41078 | 0.41189 | 0.41489 | 0.41933 | 0.42378 | 0.42522 | 0.42522 | 0.42522 | 0.42522 | 0.42522 | 0.42522 | 0.42522 | 0.42522 | 0.42522 | 0.42522 | 0.42522 | 0.42522 | 6117.9058 | 313955.0148 | 0.0019001 | 692320.2 | 392284.0363 | 441.8624 | 22824.4916 | 320072.9206 | 23266.354 | 296806.5666 | -95477.4697 | FALSE
| 60599967 | CMN003 | CMN | 22KV | 1971.91 | 11 | 38419.8192 | 8.333% | Three phase | 97.13 | 0.01357 | 0.014573 | 0.015653 | 0.016818 | 0.018073 | 0.019427 | 0.020887 | 0.022462 | 0.02416 | 0.025993 | 0.02797 | 0.030103 | 0.032406 | 0.034891 | 0.037573 | 0.040469 | 0.043595 | 0.046971 | 0.050617 | 0.054554 | 0.55008 | 0.55642 | 0.56642 | 0.575 | 0.57992 | 0.58575 | 0.59633 | 0.60733 | 0.613 | 0.613 | 0.613 | 0.613 | 0.613 | 0.613 | 0.613 | 0.613 | 0.613 | 0.613 | 0.613 | 0.613 | 9101.7382 | 90393.0944 | 0.0021107 | 191531.6183 | 108526.0784 | 697.6092 | 7014.2184 | 99494.8325 | 7711.8275 | 91783.005 | -16743.0734 | FALSE
| 60599971 | CMN002 | CMN | 22KV | 1176.33 | 8 | 38419.8192 | 11.11% | Covered | 390 | 0.0092219 | 0.0099199 | 0.010673 | 0.011487 | 0.012365 | 0.013314 | 0.014339 | 0.015446 | 0.016642 | 0.017934 | 0.01933 | 0.020839 | 0.02247 | 0.024233 | 0.026139 | 0.0282 | 0.030428 | 0.032838 | 0.035444 | 0.038263 | 0.40256 | 0.40522 | 0.40822 | 0.41078 | 0.41189 | 0.41489 | 0.41933 | 0.42378 | 0.42522 | 0.42522 | 0.42522 | 0.42522 | 0.42522 | 0.42522 | 0.42522 | 0.42522 | 0.42522 | 0.42522 | 0.42522 | 0.42522 | 4405.8329 | 149823.5753 | 0.0012591 | 458768.7 | 259948.5576 | 292.8018 | 10022.4677 | 154229.4082 | 10315.2696 | 143914.1387 | -116034.4189 | FALSE
| 60599981 | CMN002 | CMN | 22KV | 401.13 | 8 | 38419.8192 | 11.11% | Three phase | 97.13 | 0.0023544 | 0.0025985 | 0.0028696 | 0.0031704 | 0.0035045 | 0.0038755 | 0.0042878 | 0.0047459 | 0.0052552 | 0.0058214 | 0.006451 | 0.0071514 | 0.0079307 | 0.0087978 | 0.0097629 | 0.010837 | 0.012033 | 0.013147 | 0.013147 | 0.013147 | 0.40256 | 0.40522 | 0.40822 | 0.41078 | 0.41189 | 0.41489 | 0.41933 | 0.42378 | 0.42522 | 0.42522 | 0.42522 | 0.42522 | 0.42522 | 0.42522 | 0.42522 | 0.42522 | 0.42522 | 0.42522 | 0.42522 | 0.42522 | 1486.1029 | 4284.4474 | 0.00042936 | 38961.7569 | 22076.5987 | 99.8458 | 290.2521 | 5770.5504 | 390.0979 | 5380.4525 | -16696.1463 | FALSE
| 60600215 | CMN005 | CMN | 22KV | 290.12 | 0 | 38419.8192 | 100% | Three phase | 97.13 | 0.0027949 | 0.0030571 | 0.003345 | 0.0036613 | 0.0040087 | 0.0043904 | 0.0048098 | 0.0052708 | 0.0057777 | 0.0063349 | 0.0069476 | 0.0076216 | 0.0083629 | 0.0091784 | 0.0095086 | 0.0095086 | 0.0095086 | 0.0095086 | 0.0095086 | 0.0095086 | 9.401 | 9.434 | 9.488 | 9.527 | 9.544 | 9.577 | 9.624 | 9.684 | 9.72 | 9.72 | 9.72 | 9.72 | 9.72 | 9.72 | 9.72 | 9.72 | 9.72 | 9.72 | 9.72 | 9.72 | 33003.4603 | 3004.778 | 0.00031053 | 28179.3556 | 15967.0502 | 1660.7343 | 151.831 | 36008.2383 | 1812.5653 | 34195.673 | 18228.6228 | TRUE
| 60600259 | CMN005 | CMN | 22KV | 244.04 | 0 | 38419.8192 | 100% | Three phase | 97.13 | 0.0022695 | 0.0024392 | 0.0026221 | 0.0028194 | 0.0030321 | 0.0032615 | 0.0035091 | 0.0037761 | 0.0040642 | 0.0043752 | 0.0047107 | 0.0050729 | 0.0054639 | 0.005886 | 0.0063417 | 0.0068337 | 0.007365 | 0.0079389 | 0.0079984 | 0.0079984 | 9.401 | 9.434 | 9.488 | 9.527 | 9.544 | 9.577 | 9.624 | 9.684 | 9.72 | 9.72 | 9.72 | 9.72 | 9.72 | 9.72 | 9.72 | 9.72 | 9.72 | 9.72 | 9.72 | 9.72 | 24253.2773 | 1857.9595 | 0.00026121 | 23703.6052 | 13430.9903 | 1396.9585 | 107.4304 | 26111.2368 | 1504.3889 | 24606.8479 | 11175.8575 | TRUE
| 60600388 | CMN004 | CMN | 22KV | 734.43 | 4 | 38419.8192 | 20% | Three phase | 97.13 | 0.0089301 | 0.0095202 | 0.010151 | 0.010825 | 0.011546 | 0.012316 | 0.013139 | 0.01402 | 0.014962 | 0.015969 | 0.017046 | 0.018198 | 0.01943 | 0.020748 | 0.022158 | 0.023667 | 0.024071 | 0.024071 | 0.024071 | 0.024071 | 0.6684 | 0.675 | 0.6856 | 0.6956 | 0.6982 | 0.7042 | 0.7156 | 0.7294 | 0.7356 | 0.7356 | 0.7356 | 0.7356 | 0.7356 | 0.7356 | 0.7356 | 0.7356 | 0.7356 | 0.7356 | 0.7356 | 0.7356 | 6382.7077 | 19676.5482 | 0.00078611 | 71335.1859 | 40420.1042 | 312.6613 | 972.9845 | 26059.2559 | 1285.6458 | 24773.6101 | -15646.4941 | FALSE
| 60600403 | CMN005 | CMN | 22KV | 37.93 | 0 | 38419.8192 | 100% | Three phase | 97.13 | 0.00043827 | 0.00047602 | 0.00051716 | 0.000562 | 0.00061088 | 0.00066418 | 0.00072229 | 0.00078566 | 0.00085478 | 0.00093018 | 0.0010124 | 0.0011022 | 0.0012001 | 0.0012431 | 0.0012431 | 0.0012431 | 0.0012431 | 0.0012431 | 0.0012431 | 0.0012431 | 9.401 | 9.434 | 9.488 | 9.527 | 9.544 | 9.577 | 9.624 | 9.684 | 9.72 | 9.72 | 9.72 | 9.72 | 9.72 | 9.72 | 9.72 | 9.72 | 9.72 | 9.72 | 9.72 | 9.72 | 4675.7731 | 55.682 | 4.0599e-05 | 3684.1409 | 2087.5162 | 217.1228 | 2.5952 | 4731.455 | 219.7179 | 4511.7371 | 2424.2208 | TRUE
| 60600437 | CMN001 | CMN | 22KV | 1093.81 | 13 | 38419.8192 | 7.143% | Single phase | 44.74 | 0.012007 | 0.012918 | 0.013901 | 0.014961 | 0.016106 | 0.017342 | 0.018676 | 0.020117 | 0.021673 | 0.023353 | 0.025168 | 0.027128 | 0.029245 | 0.031533 | 0.034005 | 0.035849 | 0.035849 | 0.035849 | 0.035849 | 0.035849 | 0.30364 | 0.30821 | 0.31421 | 0.31914 | 0.322 | 0.32564 | 0.33257 | 0.33886 | 0.34257 | 0.34257 | 0.34257 | 0.34257 | 0.34257 | 0.34257 | 0.34257 | 0.34257 | 0.34257 | 0.34257 | 0.34257 | 0.34257 | 4325.4338 | 19691.4214 | 0.0011708 | 48937.0594 | 27728.8272 | 215.5967 | 994.1032 | 24016.8552 | 1209.6999 | 22807.1553 | -4921.6719 | FALSE
| 60600599 | CMN004 | CMN | 22KV | 352.95 | 4 | 38419.8192 | 20% | Three phase | 97.13 | 0.0042916 | 0.0045752 | 0.0048783 | 0.0052022 | 0.0055485 | 0.0059187 | 0.0063145 | 0.0067377 | 0.0071903 | 0.0076742 | 0.0081918 | 0.0087454 | 0.0093376 | 0.009971 | 0.010649 | 0.011374 | 0.011568 | 0.011568 | 0.011568 | 0.011568 | 0.6684 | 0.675 | 0.6856 | 0.6956 | 0.6982 | 0.7042 | 0.7156 | 0.7294 | 0.7356 | 0.7356 | 0.7356 | 0.7356 | 0.7356 | 0.7356 | 0.7356 | 0.7356 | 0.7356 | 0.7356 | 0.7356 | 0.7356 | 3067.3811 | 4544.3782 | 0.00037779 | 34282.0335 | 19424.9633 | 150.2578 | 224.7147 | 7611.7593 | 374.9725 | 7236.7868 | -12188.1765 | FALSE
| 60600609 | CMN001 | CMN | 22KV | 35.25 | 13 | 38419.8192 | 7.143% | Three phase | 97.13 | 0.00032995 | 0.00035969 | 0.00039224 | 0.00042787 | 0.00046688 | 0.00050958 | 0.00055635 | 0.00060757 | 0.00066368 | 0.00072516 | 0.00079253 | 0.00086636 | 0.00094728 | 0.001036 | 0.0011333 | 0.0011553 | 0.0011553 | 0.0011553 | 0.0011553 | 0.0011553 | 0.30364 | 0.30821 | 0.31421 | 0.31914 | 0.322 | 0.32564 | 0.33257 | 0.33886 | 0.34257 | 0.34257 | 0.34257 | 0.34257 | 0.34257 | 0.34257 | 0.34257 | 0.34257 | 0.34257 | 0.34257 | 0.34257 | 0.34257 | 134.6208 | 42.804 | 3.773e-05 | 3423.8325 | 1940.0197 | 6.948 | 2.2414 | 177.4248 | 9.1894 | 168.2354 | -1771.7843 | FALSE
| 60600739 | CMN003 | CMN | 22KV | 49.04 | 11 | 38419.8192 | 8.333% | Three phase | 97.13 | 0.00060886 | 0.00066366 | 0.0007236 | 0.00078917 | 0.0008609 | 0.00093939 | 0.0010253 | 0.0011193 | 0.0012222 | 0.0013349 | 0.0014583 | 0.0015934 | 0.0016073 | 0.0016073 | 0.0016073 | 0.0016073 | 0.0016073 | 0.0016073 | 0.0016073 | 0.0016073 | 0.55008 | 0.55642 | 0.56642 | 0.575 | 0.57992 | 0.58575 | 0.59633 | 0.60733 | 0.613 | 0.613 | 0.613 | 0.613 | 0.613 | 0.613 | 0.613 | 0.613 | 0.613 | 0.613 | 0.613 | 0.613 | 397.4585 | 98.2812 | 5.2491e-05 | 4763.2552 | 2698.9664 | 17.349 | 4.3382 | 495.7397 | 21.6872 | 474.0525 | -2224.914 | FALSE
| 60602139 | CHA005 | CHA | 22KV | 2389.89 | 6 | 48008.7507 | 14.29% | Three phase | 97.13 | 0.015866 | 0.017065 | 0.01836 | 0.019758 | 0.021268 | 0.0229 | 0.024662 | 0.026566 | 0.028624 | 0.030848 | 0.033252 | 0.03585 | 0.03866 | 0.041698 | 0.044983 | 0.048536 | 0.052379 | 0.056537 | 0.061035 | 0.065901 | 0.69471 | 0.69514 | 0.70314 | 0.70886 | 0.70657 | 0.70714 | 0.72 | 0.73614 | 0.73286 | 0.73286 | 0.73286 | 0.73286 | 0.73286 | 0.73286 | 0.73286 | 0.73286 | 0.73286 | 0.73286 | 0.73286 | 0.73286 | 16319.0182 | 130447.7673 | 0.0025581 | 232130.0157 | 131530.0341 | 1280.0378 | 10302.9342 | 146766.7855 | 11582.972 | 135183.8135 | 3653.7794 | TRUE
| 60604642 | EHK024 | EHK | 22KV | 189.69 | 20 | 45714.8889 | 4.762% | Three phase | 97.13 | 0.0017282 | 0.0018382 | 0.0019556 | 0.0020808 | 0.0022143 | 0.0023568 | 0.0025089 | 0.0026711 | 0.0028442 | 0.003029 | 0.0032263 | 0.0034368 | 0.0036616 | 0.0039016 | 0.0041578 | 0.0044314 | 0.0047236 | 0.0050356 | 0.0053689 | 0.0057248 | 0.41195 | 0.41748 | 0.42552 | 0.432 | 0.43438 | 0.438 | 0.4459 | 0.45538 | 0.45805 | 0.45805 | 0.45805 | 0.45805 | 0.45805 | 0.45805 | 0.45805 | 0.45805 | 0.45805 | 0.45805 | 0.45805 | 0.45805 | 926.0882 | 995.6601 | 0.00020304 | 18424.5897 | 10439.7827 | 59.7519 | 64.9074 | 1921.7484 | 124.6592 | 1797.0891 | -8642.6935 | FALSE
| 60605090 | EHK024 | EHK | 22KV | 1755.5 | 20 | 45714.8889 | 4.762% | Three phase | 97.13 | 0.016275 | 0.017508 | 0.018839 | 0.020276 | 0.021827 | 0.023502 | 0.02531 | 0.027264 | 0.029373 | 0.031652 | 0.034114 | 0.036774 | 0.039649 | 0.042755 | 0.046112 | 0.049741 | 0.053664 | 0.057536 | 0.057536 | 0.057536 | 0.41195 | 0.41748 | 0.42552 | 0.432 | 0.43438 | 0.438 | 0.4459 | 0.45538 | 0.45805 | 0.45805 | 0.45805 | 0.45805 | 0.45805 | 0.45805 | 0.45805 | 0.45805 | 0.45805 | 0.45805 | 0.45805 | 0.45805 | 9725.5293 | 96632.0837 | 0.001879 | 170511.715 | 96615.7333 | 552.9781 | 5559.1292 | 106357.613 | 6112.1073 | 100245.5056 | 3629.7723 | TRUE
| 60610541 | EHK034 | EHK | 22KV | 53.34 | 0 | 45714.8889 | 100% | Three phase | 97.13 | 0.00045325 | 0.00049634 | 0.00054373 | 0.00059586 | 0.00065321 | 0.00071631 | 0.00078577 | 0.00086222 | 0.0009464 | 0.0010391 | 0.0011412 | 0.0012536 | 0.0013775 | 0.0015141 | 0.0016645 | 0.0017482 | 0.0017482 | 0.0017482 | 0.0017482 | 0.0017482 | 5.605 | 5.566 | 5.546 | 5.529 | 5.516 | 5.496 | 5.506 | 5.509 | 5.519 | 5.519 | 5.519 | 5.519 | 5.519 | 5.519 | 5.519 | 5.519 | 5.519 | 5.519 | 5.519 | 5.519 | 3821.477 | 94.1122 | 5.7093e-05 | 5180.9142 | 2935.6213 | 208.5984 | 5.1323 | 3915.5892 | 213.7307 | 3701.8585 | 766.2372 | TRUE
| 60611697 | WND014 | WND | 22KV | 1804.02 | 5 | 34098.9574 | 16.67% | Three phase | 97.13 | 0.021341 | 0.023378 | 0.025619 | 0.028083 | 0.030793 | 0.033775 | 0.037055 | 0.040665 | 0.044638 | 0.049012 | 0.053827 | 0.059126 | 0.059126 | 0.059126 | 0.059126 | 0.059126 | 0.059126 | 0.059126 | 0.059126 | 0.059126 | 1.0262 | 1.0347 | 1.0508 | 1.0613 | 1.0702 | 1.087 | 1.1133 | 1.1365 | 1.1475 | 1.1475 | 1.1475 | 1.1475 | 1.1475 | 1.1475 | 1.1475 | 1.1475 | 1.1475 | 1.1475 | 1.1475 | 1.1475 | 24020.9437 | 131751.4083 | 0.001931 | 175224.4626 | 99286.081 | 1056.6643 | 5870.6718 | 155772.3519 | 6927.3361 | 148845.0158 | 49558.9349 | TRUE
| 60611866 | WND013 | WND | 22KV | 593.31 | 23 | 34098.9574 | 4.167% | Covered | 390 | 0.0031885 | 0.0034232 | 0.0036763 | 0.0039491 | 0.0042433 | 0.0045606 | 0.0049028 | 0.0052721 | 0.0056705 | 0.0061005 | 0.0065646 | 0.0070655 | 0.0076063 | 0.0081902 | 0.0088207 | 0.0095016 | 0.010237 | 0.011032 | 0.01189 | 0.012817 | 0.27508 | 0.28496 | 0.29579 | 0.30408 | 0.31158 | 0.32108 | 0.334 | 0.34713 | 0.35525 | 0.35525 | 0.35525 | 0.35525 | 0.35525 | 0.35525 | 0.35525 | 0.35525 | 0.35525 | 0.35525 | 0.35525 | 0.35525 | 1075.5252 | 25640.8045 | 0.00063506 | 231390.9 | 131111.2347 | 103.9894 | 2549.6447 | 26716.3297 | 2653.6341 | 24062.6957 | -107048.539 | FALSE
| 60612049 | WND013 | WND | 22KV | 1451.01 | 23 | 34098.9574 | 4.167% | Covered | 390 | 0.0096327 | 0.010361 | 0.011147 | 0.011996 | 0.012913 | 0.013903 | 0.014973 | 0.01613 | 0.017379 | 0.018729 | 0.020189 | 0.021766 | 0.023472 | 0.025316 | 0.027311 | 0.029468 | 0.031802 | 0.034326 | 0.037057 | 0.040012 | 0.27508 | 0.28496 | 0.29579 | 0.30408 | 0.31158 | 0.32108 | 0.334 | 0.34713 | 0.35525 | 0.35525 | 0.35525 | 0.35525 | 0.35525 | 0.35525 | 0.35525 | 0.35525 | 0.35525 | 0.35525 | 0.35525 | 0.35525 | 3313.4621 | 193078.0284 | 0.0015531 | 565893.9 | 320648.0805 | 254.3184 | 15249.5536 | 196391.4905 | 15503.8721 | 180887.6185 | -139760.462 | FALSE
| 60612435 | WND013 | WND | 22KV | 852.07 | 23 | 34098.9574 | 4.167% | Three phase | 97.13 | 0.0066798 | 0.0071854 | 0.0077313 | 0.0083206 | 0.0089569 | 0.0096441 | 0.010386 | 0.011188 | 0.012054 | 0.01299 | 0.014002 | 0.015095 | 0.016276 | 0.017553 | 0.018934 | 0.020426 | 0.02204 | 0.023786 | 0.025674 | 0.027716 | 0.27508 | 0.28496 | 0.29579 | 0.30408 | 0.31158 | 0.32108 | 0.334 | 0.34713 | 0.35525 | 0.35525 | 0.35525 | 0.35525 | 0.35525 | 0.35525 | 0.35525 | 0.35525 | 0.35525 | 0.35525 | 0.35525 | 0.35525 | 2297.2625 | 19577.6762 | 0.00091203 | 82761.5591 | 46894.5416 | 149.3423 | 1309.6512 | 21874.9388 | 1458.9935 | 20415.9453 | -26478.5964 | FALSE
| 60612701 | WND024 | WND | 22KV | 888.23 | 13 | 34098.9574 | 7.143% | Three phase | 97.13 | 0.0083123 | 0.0089619 | 0.0096647 | 0.010425 | 0.011248 | 0.012138 | 0.013102 | 0.014145 | 0.015274 | 0.016497 | 0.017821 | 0.019255 | 0.020808 | 0.02249 | 0.024313 | 0.026288 | 0.028427 | 0.029112 | 0.029112 | 0.029112 | 0.31457 | 0.32093 | 0.32914 | 0.33579 | 0.34057 | 0.34786 | 0.35743 | 0.36629 | 0.371 | 0.371 | 0.371 | 0.371 | 0.371 | 0.371 | 0.371 | 0.371 | 0.371 | 0.371 | 0.371 | 0.371 | 3017.9047 | 25340.0849 | 0.00095073 | 86273.7799 | 48884.6441 | 166.3717 | 1423.1674 | 28357.9896 | 1589.5391 | 26768.4506 | -22116.1936 | FALSE
| 60612731 | WND013 | WND | 22KV | 1212.05 | 23 | 34098.9574 | 4.167% | Single phase | 44.74 | 0.0090644 | 0.0097346 | 0.010457 | 0.011236 | 0.012075 | 0.01298 | 0.013956 | 0.015008 | 0.016143 | 0.017368 | 0.018689 | 0.020114 | 0.021652 | 0.023312 | 0.025103 | 0.027037 | 0.029124 | 0.031378 | 0.033811 | 0.036439 | 0.27508 | 0.28496 | 0.29579 | 0.30408 | 0.31158 | 0.32108 | 0.334 | 0.34713 | 0.35525 | 0.35525 | 0.35525 | 0.35525 | 0.35525 | 0.35525 | 0.35525 | 0.35525 | 0.35525 | 0.35525 | 0.35525 | 0.35525 | 3060.3449 | 17098.0537 | 0.0012973 | 54227.117 | 30726.2916 | 212.4359 | 1220.6433 | 20158.3986 | 1433.0792 | 18725.3194 | -12000.9722 | FALSE
| 60612912 | WND024 | WND | 22KV | 547.1 | 13 | 34098.9574 | 7.143% | Three phase | 97.13 | 0.0051199 | 0.00552 | 0.0059529 | 0.0064212 | 0.0069279 | 0.0074763 | 0.0080699 | 0.0087124 | 0.009408 | 0.010161 | 0.010977 | 0.01186 | 0.012817 | 0.013853 | 0.014975 | 0.016192 | 0.01751 | 0.017931 | 0.017931 | 0.017931 | 0.31457 | 0.32093 | 0.32914 | 0.33579 | 0.34057 | 0.34786 | 0.35743 | 0.36629 | 0.371 | 0.371 | 0.371 | 0.371 | 0.371 | 0.371 | 0.371 | 0.371 | 0.371 | 0.371 | 0.371 | 0.371 | 1858.8605 | 9613.7012 | 0.0005856 | 53139.823 | 30110.2066 | 102.4757 | 539.9313 | 11472.5617 | 642.407 | 10830.1547 | -19280.0519 | FALSE
| 60613321 | WND021 | WND | 22KV | 147.66 | 0 | 34098.9574 | 100% | Single phase | 44.74 | 0.00098211 | 0.0010747 | 0.0011764 | 0.0012883 | 0.0014114 | 0.0015468 | 0.0016958 | 0.0018598 | 0.0020403 | 0.002239 | 0.0024579 | 0.002699 | 0.0029645 | 0.0032571 | 0.0035795 | 0.0039349 | 0.0043266 | 0.0047584 | 0.0048395 | 0.0048395 | 1.809 | 1.863 | 1.92 | 1.973 | 2.003 | 2.05 | 2.124 | 2.187 | 2.226 | 2.226 | 2.226 | 2.226 | 2.226 | 2.226 | 2.226 | 2.226 | 2.226 | 2.226 | 2.226 | 2.226 | 2563.6009 | 275.16 | 0.00015805 | 6606.3084 | 3743.2814 | 164.2546 | 18.1165 | 2838.761 | 182.3711 | 2656.3899 | -1086.8915 | FALSE
| 60613611 | WND013 | WND | 22KV | 968.64 | 23 | 34098.9574 | 4.167% | Covered | 390 | 0.0064305 | 0.0069165 | 0.0074414 | 0.0080081 | 0.0086202 | 0.0092814 | 0.0099957 | 0.010767 | 0.011601 | 0.012503 | 0.013477 | 0.01453 | 0.015669 | 0.0169 | 0.018232 | 0.019672 | 0.02123 | 0.022915 | 0.024738 | 0.02671 | 0.27508 | 0.28496 | 0.29579 | 0.30408 | 0.31158 | 0.32108 | 0.334 | 0.34713 | 0.35525 | 0.35525 | 0.35525 | 0.35525 | 0.35525 | 0.35525 | 0.35525 | 0.35525 | 0.35525 | 0.35525 | 0.35525 | 0.35525 | 2211.9434 | 86043.2573 | 0.0010368 | 377769.6 | 214052.6645 | 169.7735 | 6795.8083 | 88255.2007 | 6965.5818 | 81289.6189 | -132763.0456 | FALSE
| 60613612 | WND013 | WND | 22KV | 1163.88 | 23 | 34098.9574 | 4.167% | Single phase | 44.74 | 0.0099205 | 0.010672 | 0.011483 | 0.012358 | 0.013304 | 0.014325 | 0.015427 | 0.016618 | 0.017904 | 0.019293 | 0.020795 | 0.022417 | 0.024171 | 0.026066 | 0.028114 | 0.030329 | 0.032723 | 0.035312 | 0.038111 | 0.038146 | 0.27508 | 0.28496 | 0.29579 | 0.30408 | 0.31158 | 0.32108 | 0.334 | 0.34713 | 0.35525 | 0.35525 | 0.35525 | 0.35525 | 0.35525 | 0.35525 | 0.35525 | 0.35525 | 0.35525 | 0.35525 | 0.35525 | 0.35525 | 3392.7926 | 18196.0341 | 0.0012458 | 52071.9912 | 29505.1493 | 203.9932 | 1125.5482 | 21588.8267 | 1329.5414 | 20259.2853 | -9245.8641 | FALSE
| 60613615 | WND013 | WND | 22KV | 388.43 | 23 | 34098.9574 | 4.167% | Single phase | 44.74 | 0.0025786 | 0.0027736 | 0.002984 | 0.0032113 | 0.0034568 | 0.0037219 | 0.0040083 | 0.0043178 | 0.0046523 | 0.0050137 | 0.0054044 | 0.0058267 | 0.0062834 | 0.0067771 | 0.0073111 | 0.0078886 | 0.0085132 | 0.0091889 | 0.00992 | 0.010711 | 0.27508 | 0.28496 | 0.29579 | 0.30408 | 0.31158 | 0.32108 | 0.334 | 0.34713 | 0.35525 | 0.35525 | 0.35525 | 0.35525 | 0.35525 | 0.35525 | 0.35525 | 0.35525 | 0.35525 | 0.35525 | 0.35525 | 0.35525 | 887.0015 | 1587.2632 | 0.00041576 | 17378.3582 | 9846.9646 | 68.0801 | 125.3641 | 2474.2647 | 193.4442 | 2280.8205 | -7566.1441 | FALSE
| 60613682 | WND014 | WND | 22KV | 333.98 | 5 | 34098.9574 | 16.67% | Three phase | 97.13 | 0.0031173 | 0.0033935 | 0.0036953 | 0.0040251 | 0.0043856 | 0.0047798 | 0.0052108 | 0.0056821 | 0.0061976 | 0.0067616 | 0.0073787 | 0.0080539 | 0.0087929 | 0.0096017 | 0.010487 | 0.010946 | 0.010946 | 0.010946 | 0.010946 | 0.010946 | 1.0262 | 1.0347 | 1.0508 | 1.0613 | 1.0702 | 1.087 | 1.1133 | 1.1365 | 1.1475 | 1.1475 | 1.1475 | 1.1475 | 1.1475 | 1.1475 | 1.1475 | 1.1475 | 1.1475 | 1.1475 | 1.1475 | 1.1475 | 3752.1994 | 3803.8476 | 0.00035748 | 32439.4774 | 18380.93 | 195.6213 | 201.2084 | 7556.0471 | 396.8297 | 7159.2174 | -11221.7126 | FALSE
| 60614594 | WND013 | WND | 22KV | 629.18 | 23 | 34098.9574 | 4.167% | Single phase | 44.74 | 0.0041769 | 0.0044926 | 0.0048335 | 0.0052017 | 0.0055993 | 0.0060287 | 0.0064927 | 0.006994 | 0.0075357 | 0.0081212 | 0.0087541 | 0.0094382 | 0.010178 | 0.010978 | 0.011843 | 0.012778 | 0.01379 | 0.014884 | 0.016068 | 0.01735 | 0.27508 | 0.28496 | 0.29579 | 0.30408 | 0.31158 | 0.32108 | 0.334 | 0.34713 | 0.35525 | 0.35525 | 0.35525 | 0.35525 | 0.35525 | 0.35525 | 0.35525 | 0.35525 | 0.35525 | 0.35525 | 0.35525 | 0.35525 | 1436.7676 | 4164.5994 | 0.00067345 | 28149.5132 | 15950.1408 | 110.2763 | 328.9255 | 5601.367 | 439.2018 | 5162.1652 | -10787.9756 | FALSE
| 60614795 | WND024 | WND | 22KV | 219 | 13 | 34098.9574 | 7.143% | Three phase | 97.13 | 0.0026014 | 0.002741 | 0.0028882 | 0.0030438 | 0.003208 | 0.0033814 | 0.0035646 | 0.003758 | 0.0039623 | 0.0041781 | 0.004406 | 0.0046468 | 0.0049011 | 0.0051699 | 0.0054538 | 0.0057538 | 0.0060707 | 0.0064057 | 0.0067596 | 0.0071336 | 0.31457 | 0.32093 | 0.32914 | 0.33579 | 0.34057 | 0.34786 | 0.35743 | 0.36629 | 0.371 | 0.371 | 0.371 | 0.371 | 0.371 | 0.371 | 0.371 | 0.371 | 0.371 | 0.371 | 0.371 | 0.371 | 751.9743 | 1564.1614 | 0.00023441 | 21271.47 | 12052.8884 | 41.0202 | 86.5154 | 2316.1357 | 127.5356 | 2188.6001 | -9864.2883 | FALSE
| 60619140 | WND024 | WND | 22KV | 959.11 | 13 | 34098.9574 | 7.143% | Three phase | 97.13 | 0.011462 | 0.012332 | 0.01327 | 0.014283 | 0.015376 | 0.016556 | 0.017829 | 0.019204 | 0.020689 | 0.022292 | 0.024024 | 0.025894 | 0.027913 | 0.030095 | 0.031435 | 0.031435 | 0.031435 | 0.031435 | 0.031435 | 0.031435 | 0.31457 | 0.32093 | 0.32914 | 0.33579 | 0.34057 | 0.34786 | 0.35743 | 0.36629 | 0.371 | 0.371 | 0.371 | 0.371 | 0.371 | 0.371 | 0.371 | 0.371 | 0.371 | 0.371 | 0.371 | 0.371 | 3837.1039 | 34859.0691 | 0.0010266 | 93158.3543 | 52785.5972 | 179.648 | 1659.3651 | 38696.1731 | 1839.0131 | 36857.16 | -15928.4373 | FALSE
| 60619325 | WND023 | WND | 22KV | 2732.91 | 6 | 34098.9574 | 14.29% | Single phase | 44.74 | 0.018143 | 0.019514 | 0.020995 | 0.022594 | 0.024321 | 0.026186 | 0.028202 | 0.030379 | 0.032732 | 0.035275 | 0.038024 | 0.040996 | 0.044209 | 0.047682 | 0.051439 | 0.055502 | 0.059897 | 0.064651 | 0.069795 | 0.07536 | 0.97986 | 0.99929 | 1.0244 | 1.0434 | 1.0523 | 1.0696 | 1.0993 | 1.1297 | 1.1347 | 1.1347 | 1.1347 | 1.1347 | 1.1347 | 1.1347 | 1.1347 | 1.1347 | 1.1347 | 1.1347 | 1.1347 | 1.1347 | 20267.9551 | 78573.1341 | 0.0029252 | 122270.3934 | 69281.1266 | 1574.7174 | 6205.8083 | 98841.0892 | 7780.5257 | 91060.5635 | 21779.4369 | TRUE
| 60621952 | WND013 | WND | 22KV | 2351.64 | 23 | 34098.9574 | 4.167% | Single phase | 44.74 | 0.024613 | 0.026439 | 0.028407 | 0.030527 | 0.032813 | 0.035276 | 0.037931 | 0.040793 | 0.043879 | 0.047207 | 0.050795 | 0.054666 | 0.058841 | 0.063344 | 0.068202 | 0.073444 | 0.077074 | 0.077074 | 0.077074 | 0.077074 | 0.27508 | 0.28496 | 0.29579 | 0.30408 | 0.31158 | 0.32108 | 0.334 | 0.34713 | 0.35525 | 0.35525 | 0.35525 | 0.35525 | 0.35525 | 0.35525 | 0.35525 | 0.35525 | 0.35525 | 0.35525 | 0.35525 | 0.35525 | 8016.6523 | 87024.0206 | 0.0025171 | 105212.3736 | 59615.6729 | 412.1718 | 4595.0408 | 95040.6729 | 5007.2126 | 90033.4603 | 30417.7874 | TRUE
| 60621953 | WND013 | WND | 22KV | 271.87 | 23 | 34098.9574 | 4.167% | Three phase | 97.13 | 0.0025175 | 0.0027296 | 0.0029603 | 0.0032115 | 0.0034848 | 0.0037824 | 0.0041065 | 0.0044593 | 0.0048437 | 0.0052623 | 0.0057184 | 0.0062153 | 0.0067568 | 0.007347 | 0.0079902 | 0.0086914 | 0.0089105 | 0.0089105 | 0.0089105 | 0.0089105 | 0.27508 | 0.28496 | 0.29579 | 0.30408 | 0.31158 | 0.32108 | 0.334 | 0.34713 | 0.35525 | 0.35525 | 0.35525 | 0.35525 | 0.35525 | 0.35525 | 0.35525 | 0.35525 | 0.35525 | 0.35525 | 0.35525 | 0.35525 | 900.557 | 2447.0034 | 0.000291 | 26406.7331 | 14962.6428 | 47.6506 | 133.3299 | 3347.5604 | 180.9806 | 3166.5798 | -11796.063 | FALSE
| 60622336 | WND013 | WND | 22KV | 115.76 | 23 | 34098.9574 | 4.167% | Covered | 390 | 0.00076849 | 0.00082658 | 0.0008893 | 0.00095703 | 0.0010302 | 0.0011092 | 0.0011946 | 0.0012868 | 0.0013865 | 0.0014942 | 0.0016106 | 0.0017365 | 0.0018726 | 0.0020197 | 0.0021789 | 0.002351 | 0.0025371 | 0.0027385 | 0.0029564 | 0.0031921 | 0.27508 | 0.28496 | 0.29579 | 0.30408 | 0.31158 | 0.32108 | 0.334 | 0.34713 | 0.35525 | 0.35525 | 0.35525 | 0.35525 | 0.35525 | 0.35525 | 0.35525 | 0.35525 | 0.35525 | 0.35525 | 0.35525 | 0.35525 | 264.3444 | 1228.8789 | 0.00012391 | 45146.4 | 25580.9552 | 20.2892 | 97.0585 | 1493.2233 | 117.3477 | 1375.8756 | -24205.0796 | FALSE
| 60622919 | WND013 | WND | 22KV | 575.24 | 23 | 34098.9574 | 4.167% | Single phase | 44.74 | 0.0041618 | 0.0044548 | 0.0047696 | 0.0051077 | 0.0054709 | 0.0058612 | 0.0062807 | 0.0067314 | 0.0072159 | 0.0077368 | 0.0082967 | 0.0088988 | 0.0095462 | 0.010242 | 0.010991 | 0.011797 | 0.012663 | 0.013595 | 0.014598 | 0.015677 | 0.27508 | 0.28496 | 0.29579 | 0.30408 | 0.31158 | 0.32108 | 0.334 | 0.34713 | 0.35525 | 0.35525 | 0.35525 | 0.35525 | 0.35525 | 0.35525 | 0.35525 | 0.35525 | 0.35525 | 0.35525 | 0.35525 | 0.35525 | 1353.4119 | 3592.7697 | 0.00061572 | 25736.2376 | 14582.7251 | 100.8223 | 274.945 | 4946.1817 | 375.7673 | 4570.4144 | -10012.3107 | FALSE
| 60641191 | BET006 | BETS | 22KV | 7370.64 | 15 | 39529.3474 | 6.25% | Covered | 390 | 0.068977 | 0.074367 | 0.080198 | 0.086508 | 0.093334 | 0.10072 | 0.10872 | 0.11737 | 0.12675 | 0.13689 | 0.14788 | 0.15978 | 0.17267 | 0.18663 | 0.20175 | 0.21814 | 0.23589 | 0.24157 | 0.24157 | 0.24157 | 0.95906 | 0.97194 | 0.98906 | 1.0051 | 1.014 | 1.0252 | 1.0453 | 1.0649 | 1.0786 | 1.0786 | 1.0786 | 1.0786 | 1.0786 | 1.0786 | 1.0786 | 1.0786 | 1.0786 | 1.0786 | 1.0786 | 1.0786 | 84954.2854 | 7006139.9528 | 0.0078893 | 2874549.6 | 1628783.7905 | 4706.8124 | 393483.6763 | 7091094.2381 | 398190.4887 | 6692903.7494 | 5064119.9589 | TRUE
| 60641195 | BET006 | BETS | 22KV | 1584.87 | 15 | 39529.3474 | 6.25% | Covered | 390 | 0.014832 | 0.015991 | 0.017245 | 0.018601 | 0.020069 | 0.021658 | 0.023377 | 0.025239 | 0.027254 | 0.029435 | 0.031798 | 0.034356 | 0.037128 | 0.04013 | 0.043382 | 0.046905 | 0.050723 | 0.051944 | 0.051944 | 0.051944 | 0.95906 | 0.97194 | 0.98906 | 1.0051 | 1.014 | 1.0252 | 1.0453 | 1.0649 | 1.0786 | 1.0786 | 1.0786 | 1.0786 | 1.0786 | 1.0786 | 1.0786 | 1.0786 | 1.0786 | 1.0786 | 1.0786 | 1.0786 | 18267.2737 | 323933.3769 | 0.0016964 | 618099.3 | 350228.8222 | 1012.0811 | 18192.9703 | 342200.6506 | 19205.0514 | 322995.5992 | -27233.223 | FALSE
| 60642734 | MRO008 | MRO | 22KV | 73.33 | 9 | 40985.6902 | 10% | Three phase | 97.13 | 0.00068062 | 0.00073077 | 0.00078478 | 0.00084297 | 0.00090565 | 0.0009732 | 0.001046 | 0.0011244 | 0.001209 | 0.0013001 | 0.0013984 | 0.0015043 | 0.0016186 | 0.0017418 | 0.0018747 | 0.002018 | 0.0021726 | 0.0023393 | 0.0024034 | 0.0024034 | 0.6143 | 0.617 | 0.6224 | 0.6261 | 0.6254 | 0.6271 | 0.6321 | 0.6371 | 0.6385 | 0.6385 | 0.6385 | 0.6385 | 0.6385 | 0.6385 | 0.6385 | 0.6385 | 0.6385 | 0.6385 | 0.6385 | 0.6385 | 505.2148 | 166.0484 | 7.849e-05 | 7122.5429 | 4035.7914 | 29.3877 | 9.6999 | 671.2632 | 39.0877 | 632.1756 | -3403.6158 | FALSE
| 60642743 | MRO007 | MRO | 22KV | 572.5 | 11 | 40985.6902 | 8.333% | Single phase | 44.74 | 0.0053291 | 0.0057932 | 0.0062996 | 0.0068522 | 0.0074555 | 0.008114 | 0.0088331 | 0.0096183 | 0.010476 | 0.011413 | 0.012436 | 0.013554 | 0.014776 | 0.016112 | 0.017572 | 0.018764 | 0.018764 | 0.018764 | 0.018764 | 0.018764 | 0.40442 | 0.408 | 0.41408 | 0.41842 | 0.42033 | 0.42258 | 0.42833 | 0.43667 | 0.438 | 0.438 | 0.438 | 0.438 | 0.438 | 0.438 | 0.438 | 0.438 | 0.438 | 0.438 | 0.438 | 0.438 | 2941.3752 | 5098.7743 | 0.00061279 | 25613.65 | 14513.2642 | 155.6044 | 272.332 | 8040.1495 | 427.9364 | 7612.213 | -6901.0512 | FALSE
| 60642749 | MRO007 | MRO | 22KV | 2642.59 | 11 | 40985.6902 | 8.333% | Three phase | 97.13 | 0.018948 | 0.020726 | 0.022679 | 0.024827 | 0.027187 | 0.029782 | 0.032636 | 0.035775 | 0.039228 | 0.043028 | 0.04721 | 0.051813 | 0.056881 | 0.062461 | 0.068606 | 0.075374 | 0.08283 | 0.08661 | 0.08661 | 0.08661 | 0.40442 | 0.408 | 0.41408 | 0.41842 | 0.42033 | 0.42258 | 0.42833 | 0.43667 | 0.438 | 0.438 | 0.438 | 0.438 | 0.438 | 0.438 | 0.438 | 0.438 | 0.438 | 0.438 | 0.438 | 0.438 | 11671.8463 | 202529.6324 | 0.0028285 | 256674.7667 | 145437.6364 | 718.251 | 12596.9289 | 214201.4787 | 13315.1799 | 200886.2988 | 55448.6624 | TRUE
| 60642888 | CME016 | CME | 22KV | 165.6 | 10 | 46875.2879 | 9.091% | Three phase | 97.13 | 0.0017332 | 0.0018618 | 0.0020004 | 0.0021497 | 0.0023106 | 0.0024841 | 0.002671 | 0.0028726 | 0.0030899 | 0.0033243 | 0.003577 | 0.0038495 | 0.0041435 | 0.0044606 | 0.0048027 | 0.0051718 | 0.0054275 | 0.0054275 | 0.0054275 | 0.0054275 | 0.765 | 0.77527 | 0.79018 | 0.80255 | 0.80891 | 0.81618 | 0.83255 | 0.85182 | 0.859 | 0.859 | 0.859 | 0.859 | 0.859 | 0.859 | 0.859 | 0.859 | 0.859 | 0.859 | 0.859 | 0.859 | 1916.8386 | 936.8618 | 0.00017725 | 16084.728 | 9113.9649 | 99.9555 | 49.4682 | 2853.7004 | 149.4236 | 2704.2768 | -6409.6882 | FALSE
| 60642889 | CME016 | CME | 22KV | 558.56 | 10 | 46875.2879 | 9.091% | Three phase | 97.13 | 0.005846 | 0.0062798 | 0.0067472 | 0.0072508 | 0.0077936 | 0.0083786 | 0.0090093 | 0.0096891 | 0.010422 | 0.011213 | 0.012065 | 0.012984 | 0.013976 | 0.015045 | 0.016199 | 0.017444 | 0.018307 | 0.018307 | 0.018307 | 0.018307 | 0.765 | 0.77527 | 0.79018 | 0.80255 | 0.80891 | 0.81618 | 0.83255 | 0.85182 | 0.859 | 0.859 | 0.859 | 0.859 | 0.859 | 0.859 | 0.859 | 0.859 | 0.859 | 0.859 | 0.859 | 0.859 | 6465.3946 | 10658.4619 | 0.00059786 | 54252.9328 | 30740.9194 | 337.1445 | 562.7879 | 17123.8566 | 899.9324 | 16223.9242 | -14516.9952 | FALSE
| 60642897 | CME016 | CME | 22KV | 3562.52 | 10 | 46875.2879 | 9.091% | Three phase | 97.13 | 0.037286 | 0.040053 | 0.043034 | 0.046246 | 0.049708 | 0.053439 | 0.057461 | 0.061798 | 0.066473 | 0.071514 | 0.076951 | 0.082814 | 0.089138 | 0.09596 | 0.10332 | 0.11126 | 0.11676 | 0.11676 | 0.11676 | 0.11676 | 0.765 | 0.77527 | 0.79018 | 0.80255 | 0.80891 | 0.81618 | 0.83255 | 0.85182 | 0.859 | 0.859 | 0.859 | 0.859 | 0.859 | 0.859 | 0.859 | 0.859 | 0.859 | 0.859 | 0.859 | 0.859 | 41236.5685 | 433580.2567 | 0.0038132 | 346027.5676 | 196066.9223 | 2150.3223 | 22893.897 | 474816.8252 | 25044.2193 | 449772.6059 | 253705.6835 | TRUE
| 60643074 | EHK022 | EHK | 22KV | 513.73 | 0 | 45714.8889 | 100% | Three phase | 97.13 | 0.0060482 | 0.0064233 | 0.0068226 | 0.0072477 | 0.0077003 | 0.0081823 | 0.0086956 | 0.0092422 | 0.0098244 | 0.010444 | 0.011105 | 0.011809 | 0.012558 | 0.013357 | 0.014208 | 0.015115 | 0.016081 | 0.016837 | 0.016837 | 0.016837 | 5.468 | 5.464 | 5.477 | 5.49 | 5.497 | 5.503 | 5.556 | 5.602 | 5.615 | 5.615 | 5.615 | 5.615 | 5.615 | 5.615 | 5.615 | 5.615 | 5.615 | 5.615 | 5.615 | 5.615 | 38935.7491 | 9141.2835 | 0.00054988 | 49898.5949 | 28273.6546 | 2021.3428 | 476.0745 | 48077.0325 | 2497.4174 | 45579.6152 | 17305.9606 | TRUE
| 60643448 | BET005 | BETS | 22KV | 213.57 | 14 | 39529.3474 | 6.667% | Three phase | 97.13 | 0.0015869 | 0.0017368 | 0.0019016 | 0.0020829 | 0.0022822 | 0.0025015 | 0.0027428 | 0.0030083 | 0.0033006 | 0.0036223 | 0.0039766 | 0.0043668 | 0.0047966 | 0.0052701 | 0.0057918 | 0.0063668 | 0.0069997 | 0.0069997 | 0.0069997 | 0.0069997 | 0.74607 | 0.75867 | 0.77573 | 0.79007 | 0.79873 | 0.80933 | 0.82793 | 0.85053 | 0.8616 | 0.8616 | 0.8616 | 0.8616 | 0.8616 | 0.8616 | 0.8616 | 0.8616 | 0.8616 | 0.8616 | 0.8616 | 0.8616 | 1831.7716 | 1366.6265 | 0.0002286 | 20744.0541 | 11754.0428 | 108.1808 | 82.2784 | 3198.3981 | 190.4592 | 3007.9389 | -8746.1039 | FALSE
| 60643449 | BET005 | BETS | 22KV | 370.97 | 14 | 39529.3474 | 6.667% | Three phase | 97.13 | 0.0035263 | 0.0038623 | 0.0042317 | 0.004638 | 0.0050851 | 0.0055769 | 0.0061182 | 0.0067141 | 0.00737 | 0.0080923 | 0.0088877 | 0.0097638 | 0.010729 | 0.011792 | 0.012158 | 0.012158 | 0.012158 | 0.012158 | 0.012158 | 0.012158 | 0.74607 | 0.75867 | 0.77573 | 0.79007 | 0.79873 | 0.80933 | 0.82793 | 0.85053 | 0.8616 | 0.8616 | 0.8616 | 0.8616 | 0.8616 | 0.8616 | 0.8616 | 0.8616 | 0.8616 | 0.8616 | 0.8616 | 0.8616 | 3777.3141 | 4903.0033 | 0.00039707 | 36032.3161 | 20416.7124 | 187.9096 | 248.2462 | 8680.3174 | 436.1558 | 8244.1616 | -12172.5508 | FALSE
| 60644145 | MRO007 | MRO | 22KV | 480.69 | 11 | 40985.6902 | 8.333% | Three phase | 97.13 | 0.0060018 | 0.0065607 | 0.0071738 | 0.0078464 | 0.0085845 | 0.0093945 | 0.010284 | 0.01126 | 0.012331 | 0.013508 | 0.014801 | 0.015755 | 0.015755 | 0.015755 | 0.015755 | 0.015755 | 0.015755 | 0.015755 | 0.015755 | 0.015755 | 0.40442 | 0.408 | 0.41408 | 0.41842 | 0.42033 | 0.42258 | 0.42833 | 0.43667 | 0.438 | 0.438 | 0.438 | 0.438 | 0.438 | 0.438 | 0.438 | 0.438 | 0.438 | 0.438 | 0.438 | 0.438 | 3018.9614 | 9552.5889 | 0.00051451 | 46689.4197 | 26455.2645 | 130.6506 | 416.8073 | 12571.5503 | 547.4579 | 12024.0924 | -14431.1721 | FALSE
| 60644211 | MRO007 | MRO | 22KV | 413.61 | 11 | 40985.6902 | 8.333% | Single phase | 44.74 | 0.0025282 | 0.0027191 | 0.0029253 | 0.003148 | 0.0033886 | 0.0036484 | 0.0039292 | 0.0042326 | 0.0045605 | 0.0049149 | 0.0052981 | 0.0057123 | 0.0061603 | 0.0066447 | 0.0071687 | 0.0077355 | 0.0083486 | 0.0090121 | 0.0097299 | 0.010507 | 0.40442 | 0.408 | 0.41408 | 0.41842 | 0.42033 | 0.42258 | 0.42833 | 0.43667 | 0.438 | 0.438 | 0.438 | 0.438 | 0.438 | 0.438 | 0.438 | 0.438 | 0.438 | 0.438 | 0.438 | 0.438 | 1322.7967 | 1657.1752 | 0.00044271 | 18504.9114 | 10485.2947 | 112.4184 | 142.1444 | 2979.9719 | 254.5628 | 2725.4091 | -7759.8856 | FALSE
| 60644212 | MRO007 | MRO | 22KV | 25 | 11 | 40985.6902 | 8.333% | Three phase | 97.13 | 0.00017925 | 0.00019608 | 0.00021456 | 0.00023487 | 0.0002572 | 0.00028175 | 0.00030875 | 0.00033844 | 0.00037112 | 0.00040706 | 0.00044663 | 0.00049018 | 0.00053812 | 0.00059091 | 0.00064904 | 0.00071307 | 0.0007836 | 0.00081937 | 0.00081937 | 0.00081937 | 0.40442 | 0.408 | 0.41408 | 0.41842 | 0.42033 | 0.42258 | 0.42833 | 0.43667 | 0.438 | 0.438 | 0.438 | 0.438 | 0.438 | 0.438 | 0.438 | 0.438 | 0.438 | 0.438 | 0.438 | 0.438 | 110.4205 | 18.1263 | 2.6759e-05 | 2428.25 | 1375.9005 | 6.795 | 1.1274 | 128.5468 | 7.9224 | 120.6244 | -1255.2761 | FALSE
| 60644249 | MRO007 | MRO | 22KV | 1546.41 | 11 | 40985.6902 | 8.333% | Three phase | 97.13 | 0.018748 | 0.019957 | 0.021248 | 0.022625 | 0.024095 | 0.025664 | 0.027339 | 0.029127 | 0.031036 | 0.033074 | 0.035251 | 0.037575 | 0.040057 | 0.042709 | 0.04554 | 0.048565 | 0.050683 | 0.050683 | 0.050683 | 0.050683 | 0.40442 | 0.408 | 0.41408 | 0.41842 | 0.42033 | 0.42258 | 0.42833 | 0.43667 | 0.438 | 0.438 | 0.438 | 0.438 | 0.438 | 0.438 | 0.438 | 0.438 | 0.438 | 0.438 | 0.438 | 0.438 | 8464.7797 | 86216.4589 | 0.0016552 | 150202.8033 | 85108.2518 | 420.3114 | 4313.7443 | 94681.2386 | 4734.0557 | 89947.1829 | 4838.931 | TRUE
| 60644253 | MRO007 | MRO | 22KV | 328.53 | 11 | 40985.6902 | 8.333% | Single phase | 44.74 | 0.0034385 | 0.0036936 | 0.0039685 | 0.0042647 | 0.004584 | 0.0049281 | 0.005299 | 0.0056989 | 0.00613 | 0.0065949 | 0.0070963 | 0.007637 | 0.0082202 | 0.0088493 | 0.009528 | 0.01026 | 0.010767 | 0.010767 | 0.010767 | 0.010767 | 0.40442 | 0.408 | 0.41408 | 0.41842 | 0.42033 | 0.42258 | 0.42833 | 0.43667 | 0.438 | 0.438 | 0.438 | 0.438 | 0.438 | 0.438 | 0.438 | 0.438 | 0.438 | 0.438 | 0.438 | 0.438 | 1705.7192 | 1698.4295 | 0.00035165 | 14698.4322 | 8328.4589 | 89.2938 | 89.6804 | 3404.1487 | 178.9743 | 3225.1745 | -5103.2844 | FALSE
| 60644699 | MRO005 | MRO | 22KV | 59.99 | 21 | 40985.6902 | 4.545% | Covered | 390 | 0.00035739 | 0.00039099 | 0.00042792 | 0.00046854 | 0.00051322 | 0.00056237 | 0.00061646 | 0.000676 | 0.00074154 | 0.00081372 | 0.0008932 | 0.00098076 | 0.0010772 | 0.0011835 | 0.0013007 | 0.0014298 | 0.0015722 | 0.0017291 | 0.0019023 | 0.0019662 | 0.24573 | 0.24677 | 0.24827 | 0.24932 | 0.24932 | 0.24945 | 0.2505 | 0.25218 | 0.25218 | 0.25218 | 0.25218 | 0.25218 | 0.25218 | 0.25218 | 0.25218 | 0.25218 | 0.25218 | 0.25218 | 0.25218 | 0.25218 | 131.8481 | 359.293 | 6.4211e-05 | 23396.1 | 13256.7511 | 9.5338 | 26.066 | 491.1411 | 35.5998 | 455.5413 | -12801.2098 | FALSE
| 60644705 | MRO005 | MRO | 22KV | 318.52 | 21 | 40985.6902 | 4.545% | Single phase | 44.74 | 0.0017009 | 0.0018603 | 0.0020356 | 0.0022284 | 0.0024404 | 0.0026738 | 0.0029305 | 0.0032132 | 0.0035244 | 0.0038671 | 0.0042445 | 0.0046604 | 0.0051185 | 0.0056235 | 0.0061801 | 0.0067937 | 0.0074703 | 0.0082164 | 0.0090394 | 0.0099472 | 0.24573 | 0.24677 | 0.24827 | 0.24932 | 0.24932 | 0.24945 | 0.2505 | 0.25218 | 0.25218 | 0.25218 | 0.25218 | 0.25218 | 0.25218 | 0.25218 | 0.25218 | 0.25218 | 0.25218 | 0.25218 | 0.25218 | 0.25218 | 629.8445 | 1045.4214 | 0.00034093 | 14250.5848 | 8074.6986 | 50.6204 | 84.2987 | 1675.2659 | 134.9192 | 1540.3467 | -6534.3519 | FALSE
| 60644707 | MRO005 | MRO | 22KV | 3694.58 | 21 | 40985.6902 | 4.545% | Three phase | 97.13 | 0.042011 | 0.045357 | 0.048981 | 0.052906 | 0.057158 | 0.061765 | 0.066756 | 0.072166 | 0.078029 | 0.084384 | 0.091273 | 0.098742 | 0.10684 | 0.11562 | 0.12109 | 0.12109 | 0.12109 | 0.12109 | 0.12109 | 0.12109 | 0.24573 | 0.24677 | 0.24827 | 0.24932 | 0.24932 | 0.24945 | 0.2505 | 0.25218 | 0.25218 | 0.25218 | 0.25218 | 0.25218 | 0.25218 | 0.25218 | 0.25218 | 0.25218 | 0.25218 | 0.25218 | 0.25218 | 0.25218 | 12171.8784 | 509133.8039 | 0.0039546 | 358854.5554 | 203334.9792 | 587.1568 | 24622.6761 | 521305.6823 | 25209.8329 | 496095.8494 | 292760.8702 | TRUE
| 60644734 | MRO005 | MRO | 22KV | 43.62 | 21 | 40985.6902 | 4.545% | Three phase | 97.13 | 0.00043142 | 0.00046312 | 0.00049726 | 0.00053402 | 0.00057361 | 0.00061626 | 0.0006622 | 0.0007117 | 0.00076504 | 0.00082252 | 0.00088447 | 0.00095124 | 0.0010232 | 0.0011008 | 0.0011845 | 0.0012747 | 0.0013719 | 0.0014296 | 0.0014296 | 0.0014296 | 0.24573 | 0.24677 | 0.24827 | 0.24932 | 0.24932 | 0.24945 | 0.2505 | 0.25218 | 0.25218 | 0.25218 | 0.25218 | 0.25218 | 0.25218 | 0.25218 | 0.25218 | 0.25218 | 0.25218 | 0.25218 | 0.25218 | 0.25218 | 125.2788 | 61.8651 | 4.6689e-05 | 4236.8106 | 2400.6712 | 6.9323 | 3.4322 | 187.144 | 10.3645 | 176.7795 | -2223.8917 | FALSE
| 60644744 | MRO005 | MRO | 22KV | 27.94 | 21 | 40985.6902 | 4.545% | Single phase | 44.74 | 0.00014269 | 0.00015677 | 0.00017233 | 0.00018953 | 0.00020854 | 0.00022956 | 0.00025281 | 0.00027853 | 0.00030699 | 0.0003385 | 0.00037338 | 0.000412 | 0.00045478 | 0.00050216 | 0.00055467 | 0.00061285 | 0.00067735 | 0.00074884 | 0.00082812 | 0.00091573 | 0.24573 | 0.24677 | 0.24827 | 0.24932 | 0.24932 | 0.24945 | 0.2505 | 0.25218 | 0.25218 | 0.25218 | 0.25218 | 0.25218 | 0.25218 | 0.25218 | 0.25218 | 0.25218 | 0.25218 | 0.25218 | 0.25218 | 0.25218 | 55.8538 | 8.1309 | 2.9906e-05 | 1250.0356 | 708.298 | 4.4403 | 0.64864 | 63.9848 | 5.089 | 58.8958 | -649.4022 | FALSE
| 60644749 | MRO005 | MRO | 22KV | 73.25 | 21 | 40985.6902 | 4.545% | Single phase | 44.74 | 0.00039115 | 0.00042781 | 0.00046813 | 0.00051246 | 0.00056123 | 0.00061489 | 0.00067394 | 0.00073894 | 0.0008105 | 0.00088931 | 0.00097612 | 0.0010717 | 0.0011771 | 0.0012932 | 0.0014212 | 0.0015623 | 0.0017179 | 0.0018895 | 0.0020788 | 0.0022876 | 0.24573 | 0.24677 | 0.24827 | 0.24932 | 0.24932 | 0.24945 | 0.2505 | 0.25218 | 0.25218 | 0.25218 | 0.25218 | 0.25218 | 0.25218 | 0.25218 | 0.25218 | 0.25218 | 0.25218 | 0.25218 | 0.25218 | 0.25218 | 144.8452 | 55.2883 | 7.8404e-05 | 3277.205 | 1856.9373 | 11.6412 | 4.4582 | 200.1335 | 16.0994 | 184.0341 | -1672.9032 | FALSE
| 60644751 | MRO005 | MRO | 22KV | 106.52 | 21 | 40985.6902 | 4.545% | Three phase | 97.13 | 0.00067092 | 0.00073725 | 0.0008105 | 0.00089143 | 0.00098085 | 0.0010797 | 0.0011889 | 0.0013098 | 0.0014434 | 0.0015912 | 0.0017548 | 0.0019358 | 0.0021362 | 0.002358 | 0.0026036 | 0.0028756 | 0.0031769 | 0.0034912 | 0.0034912 | 0.0034912 | 0.24573 | 0.24677 | 0.24827 | 0.24932 | 0.24932 | 0.24945 | 0.2505 | 0.25218 | 0.25218 | 0.25218 | 0.25218 | 0.25218 | 0.25218 | 0.25218 | 0.25218 | 0.25218 | 0.25218 | 0.25218 | 0.25218 | 0.25218 | 255.7959 | 308.2329 | 0.00011402 | 10346.2876 | 5862.4369 | 16.9286 | 20.4676 | 564.0288 | 37.3962 | 526.6326 | -5335.8043 | FALSE
| 60644769 | MRO005 | MRO | 22KV | 41.58 | 21 | 40985.6902 | 4.545% | Single phase | 44.74 | 0.00022203 | 0.00024285 | 0.00026573 | 0.0002909 | 0.00031858 | 0.00034904 | 0.00038256 | 0.00041945 | 0.00046008 | 0.00050481 | 0.00055409 | 0.00060837 | 0.00066818 | 0.0007341 | 0.00080676 | 0.00088686 | 0.00097518 | 0.0010726 | 0.00118 | 0.0012985 | 0.24573 | 0.24677 | 0.24827 | 0.24932 | 0.24932 | 0.24945 | 0.2505 | 0.25218 | 0.25218 | 0.25218 | 0.25218 | 0.25218 | 0.25218 | 0.25218 | 0.25218 | 0.25218 | 0.25218 | 0.25218 | 0.25218 | 0.25218 | 82.2207 | 17.815 | 4.4506e-05 | 1860.2892 | 1054.0813 | 6.6081 | 1.4365 | 100.0357 | 8.0446 | 91.9911 | -962.0901 | FALSE
| 60646747 | BET005 | BETS | 22KV | 946.19 | 14 | 39529.3474 | 6.667% | Three phase | 97.13 | 0.0080401 | 0.0088045 | 0.0096452 | 0.01057 | 0.011587 | 0.012707 | 0.013939 | 0.015295 | 0.016788 | 0.018432 | 0.020243 | 0.022238 | 0.024436 | 0.026858 | 0.029527 | 0.031011 | 0.031011 | 0.031011 | 0.031011 | 0.031011 | 0.74607 | 0.75867 | 0.77573 | 0.79007 | 0.79873 | 0.80933 | 0.82793 | 0.85053 | 0.8616 | 0.8616 | 0.8616 | 0.8616 | 0.8616 | 0.8616 | 0.8616 | 0.8616 | 0.8616 | 0.8616 | 0.8616 | 0.8616 | 8952.4806 | 29613.9583 | 0.0010128 | 91903.4347 | 52074.5319 | 479.2791 | 1614.9601 | 38566.4389 | 2094.2392 | 36472.1997 | -15602.3322 | FALSE
| 60647047 | CHA003 | CHA | 22KV | 294.33 | 3 | 48008.7507 | 25% | Three phase | 97.13 | 0.001479 | 0.0015915 | 0.0017132 | 0.0018448 | 0.001987 | 0.0021408 | 0.0023071 | 0.0024871 | 0.0026818 | 0.0028924 | 0.0031204 | 0.0033672 | 0.0036344 | 0.0039236 | 0.0042368 | 0.004576 | 0.0049433 | 0.0053413 | 0.0057724 | 0.0062395 | 0.87 | 0.8675 | 0.87 | 0.8675 | 0.86175 | 0.85675 | 0.8585 | 0.86175 | 0.856 | 0.856 | 0.856 | 0.856 | 0.856 | 0.856 | 0.856 | 0.856 | 0.856 | 0.856 | 0.856 | 0.856 | 1813.3537 | 1509.5405 | 0.00031504 | 28588.2729 | 16198.7518 | 188.1003 | 156.2695 | 3322.8943 | 344.3697 | 2978.5245 | -13220.2273 | FALSE
| 60647200 | BET005 | BETS | 22KV | 2049.04 | 14 | 39529.3474 | 6.667% | Three phase | 97.13 | 0.014692 | 0.016071 | 0.017585 | 0.01925 | 0.02108 | 0.023093 | 0.025305 | 0.027739 | 0.030417 | 0.033364 | 0.036606 | 0.040176 | 0.044105 | 0.048432 | 0.053196 | 0.058444 | 0.064225 | 0.067157 | 0.067157 | 0.067157 | 0.74607 | 0.75867 | 0.77573 | 0.79007 | 0.79873 | 0.80933 | 0.82793 | 0.85053 | 0.8616 | 0.8616 | 0.8616 | 0.8616 | 0.8616 | 0.8616 | 0.8616 | 0.8616 | 0.8616 | 0.8616 | 0.8616 | 0.8616 | 17013.0669 | 121767.0747 | 0.0021932 | 199023.2552 | 112771.0066 | 1037.9121 | 7573.663 | 138780.1417 | 8611.575 | 130168.5666 | 17397.56 | TRUE
| 60647436 | BET001 | BETS | 22KV | 946.48 | 4 | 39529.3474 | 20% | Covered | 390 | 0.0075254 | 0.0080802 | 0.0086778 | 0.0093218 | 0.010016 | 0.010764 | 0.01157 | 0.012439 | 0.013377 | 0.014387 | 0.015477 | 0.016653 | 0.017921 | 0.019289 | 0.020765 | 0.022357 | 0.024076 | 0.025931 | 0.027932 | 0.030093 | 2.7412 | 2.7682 | 2.8068 | 2.838 | 2.8592 | 2.8798 | 2.9204 | 2.9668 | 2.995 | 2.995 | 2.995 | 2.995 | 2.995 | 2.995 | 2.995 | 2.995 | 2.995 | 2.995 | 2.995 | 2.995 | 25375.473 | 96356.104 | 0.0010131 | 369127.2 | 209155.6882 | 1691.3531 | 6488.4237 | 121731.5769 | 8179.7768 | 113551.8001 | -95603.8882 | FALSE
| 60648122 | BET005 | BETS | 22KV | 595.8 | 14 | 39529.3474 | 6.667% | Three phase | 97.13 | 0.0030719 | 0.0033577 | 0.0036719 | 0.0040171 | 0.0043967 | 0.0048141 | 0.0052732 | 0.0057783 | 0.0063341 | 0.0069458 | 0.0076191 | 0.0083605 | 0.009177 | 0.010076 | 0.011067 | 0.012158 | 0.013361 | 0.014687 | 0.016149 | 0.01776 | 0.74607 | 0.75867 | 0.77573 | 0.79007 | 0.79873 | 0.80933 | 0.82793 | 0.85053 | 0.8616 | 0.8616 | 0.8616 | 0.8616 | 0.8616 | 0.8616 | 0.8616 | 0.8616 | 0.8616 | 0.8616 | 0.8616 | 0.8616 | 3660.9849 | 7614.336 | 0.00063772 | 57870.054 | 32790.4608 | 301.794 | 640.3333 | 11275.3209 | 942.1273 | 10333.1936 | -22457.2672 | FALSE
| 60648472 | BET001 | BETS | 22KV | 3118.26 | 4 | 39529.3474 | 20% | Three phase | 97.13 | 0.029182 | 0.031462 | 0.033929 | 0.036598 | 0.039487 | 0.042612 | 0.045995 | 0.049657 | 0.053622 | 0.057914 | 0.062563 | 0.067597 | 0.073049 | 0.078956 | 0.085354 | 0.092286 | 0.099798 | 0.1022 | 0.1022 | 0.1022 | 2.7412 | 2.7682 | 2.8068 | 2.838 | 2.8592 | 2.8798 | 2.9204 | 2.9668 | 2.995 | 2.995 | 2.995 | 2.995 | 2.995 | 2.995 | 2.995 | 2.995 | 2.995 | 2.995 | 2.995 | 2.995 | 100248.5223 | 312307.0861 | 0.0033377 | 302876.5938 | 171616.62 | 5572.3087 | 17540.0065 | 412555.6083 | 23112.3153 | 389443.2931 | 217826.673 | TRUE
| 60648563 | BET001 | BETS | 22KV | 6241.36 | 4 | 39529.3474 | 20% | Covered | 390 | 0.077586 | 0.083768 | 0.090462 | 0.097712 | 0.10557 | 0.11407 | 0.12329 | 0.13328 | 0.1441 | 0.15583 | 0.16855 | 0.18233 | 0.19727 | 0.20456 | 0.20456 | 0.20456 | 0.20456 | 0.20456 | 0.20456 | 0.20456 | 2.7412 | 2.7682 | 2.8068 | 2.838 | 2.8592 | 2.8798 | 2.9204 | 2.9668 | 2.995 | 2.995 | 2.995 | 2.995 | 2.995 | 2.995 | 2.995 | 2.995 | 2.995 | 2.995 | 2.995 | 2.995 | 246317.7199 | 6174772.2578 | 0.0066805 | 2434130.4 | 1379232.4681 | 11153.2665 | 282146.5781 | 6421089.9778 | 293299.8446 | 6127790.1332 | 4748557.6651 | TRUE
| 60648566 | BET001 | BETS | 22KV | 272.17 | 4 | 39529.3474 | 20% | Covered | 390 | 0.0028319 | 0.0030574 | 0.0033016 | 0.0035661 | 0.0038527 | 0.0041632 | 0.0044997 | 0.0048644 | 0.0052598 | 0.0056884 | 0.006153 | 0.0066569 | 0.0072033 | 0.0077959 | 0.0084387 | 0.0089203 | 0.0089203 | 0.0089203 | 0.0089203 | 0.0089203 | 2.7412 | 2.7682 | 2.8068 | 2.838 | 2.8592 | 2.8798 | 2.9204 | 2.9668 | 2.995 | 2.995 | 2.995 | 2.995 | 2.995 | 2.995 | 2.995 | 2.995 | 2.995 | 2.995 | 2.995 | 2.995 | 9557.2367 | 10437.8527 | 0.00029132 | 106146.3 | 60144.8564 | 486.3659 | 536.5335 | 19995.0894 | 1022.8994 | 18972.19 | -41172.6663 | FALSE
| 60648567 | BET001 | BETS | 22KV | 1022.89 | 4 | 39529.3474 | 20% | Three phase | 97.13 | 0.0095725 | 0.010321 | 0.01113 | 0.012005 | 0.012953 | 0.013978 | 0.015088 | 0.016289 | 0.01759 | 0.018998 | 0.020523 | 0.022174 | 0.023963 | 0.0259 | 0.027999 | 0.030273 | 0.032737 | 0.033525 | 0.033525 | 0.033525 | 2.7412 | 2.7682 | 2.8068 | 2.838 | 2.8592 | 2.8798 | 2.9204 | 2.9668 | 2.995 | 2.995 | 2.995 | 2.995 | 2.995 | 2.995 | 2.995 | 2.995 | 2.995 | 2.995 | 2.995 | 2.995 | 32884.7533 | 33605.8633 | 0.0010949 | 99353.3057 | 56295.7946 | 1827.8973 | 1887.3957 | 66490.6166 | 3715.293 | 62775.3237 | 6479.5291 | TRUE
| 60649165 | BET008 | BETS | 22KV | 98.19 | 0 | 39529.3474 | 100% | Three phase | 97.13 | 0.0009477 | 0.0010222 | 0.0011028 | 0.00119 | 0.0012844 | 0.0013866 | 0.0014973 | 0.0016171 | 0.0017469 | 0.0018874 | 0.0020397 | 0.0022047 | 0.0023834 | 0.0025771 | 0.002787 | 0.0030146 | 0.0032182 | 0.0032182 | 0.0032182 | 0.0032182 | 9.07 | 9.08 | 9.126 | 9.182 | 9.216 | 9.245 | 9.349 | 9.439 | 9.476 | 9.476 | 9.476 | 9.476 | 9.476 | 9.476 | 9.476 | 9.476 | 9.476 | 9.476 | 9.476 | 9.476 | 10327.6314 | 318.171 | 0.0001051 | 9537.1947 | 5403.9868 | 561.3253 | 17.3916 | 10645.8024 | 578.7169 | 10067.0855 | 4663.0987 | TRUE
| 60649344 | BET001 | BETS | 22KV | 1476.74 | 4 | 39529.3474 | 20% | Three phase | 97.13 | 0.01382 | 0.0149 | 0.016068 | 0.017332 | 0.0187 | 0.02018 | 0.021782 | 0.023517 | 0.025394 | 0.027427 | 0.029628 | 0.032012 | 0.034595 | 0.037392 | 0.040422 | 0.043705 | 0.047262 | 0.0484 | 0.0484 | 0.0484 | 2.7412 | 2.7682 | 2.8068 | 2.838 | 2.8592 | 2.8798 | 2.9204 | 2.9668 | 2.995 | 2.995 | 2.995 | 2.995 | 2.995 | 2.995 | 2.995 | 2.995 | 2.995 | 2.995 | 2.995 | 2.995 | 47475.5161 | 70043.0853 | 0.0015807 | 143435.7562 | 81273.8923 | 2638.924 | 3933.8082 | 117518.6014 | 6572.7322 | 110945.8692 | 29671.9769 | TRUE
| 60649513 | BGO013 | BGO | 22KV | 246.9 | 2 | 42734.8155 | 33.33% | Three phase | 97.13 | 0.002098 | 0.0022975 | 0.0025168 | 0.0027581 | 0.0030236 | 0.0033157 | 0.0036372 | 0.0039911 | 0.0043807 | 0.0048098 | 0.0052823 | 0.0058029 | 0.0063764 | 0.0070083 | 0.0077048 | 0.0080921 | 0.0080921 | 0.0080921 | 0.0080921 | 0.0080921 | 2.355 | 2.415 | 2.486 | 2.5483 | 2.598 | 2.658 | 2.7333 | 2.8223 | 2.881 | 2.881 | 2.881 | 2.881 | 2.881 | 2.881 | 2.881 | 2.881 | 2.881 | 2.881 | 2.881 | 2.881 | 8379.7207 | 2016.4243 | 0.00026427 | 23981.397 | 13588.3934 | 445.5244 | 109.9632 | 10396.1451 | 555.4876 | 9840.6575 | -3747.7359 | FALSE
| 60649816 | EHK033 | EHK | 22KV | 947.63 | 0 | 45714.8889 | 100% | Three phase | 97.13 | 0.0088128 | 0.0094716 | 0.010182 | 0.010948 | 0.011774 | 0.012665 | 0.013626 | 0.014663 | 0.015782 | 0.016989 | 0.018292 | 0.019699 | 0.021217 | 0.022856 | 0.024625 | 0.026536 | 0.028599 | 0.030827 | 0.031058 | 0.031058 | 13.275 | 13.65 | 14.054 | 14.449 | 14.788 | 15.134 | 15.607 | 16.132 | 16.537 | 16.537 | 16.537 | 16.537 | 16.537 | 16.537 | 16.537 | 16.537 | 16.537 | 16.537 | 16.537 | 16.537 | 185131.3162 | 28015.076 | 0.0010143 | 92043.3019 | 52153.7837 | 10447.6503 | 1619.8795 | 213146.3922 | 12067.5298 | 201078.8625 | 148925.0787 | TRUE
| 60650033 | EHK031 | EHK | 22KV | 2327.71 | 6 | 45714.8889 | 14.29% | Three phase | 97.13 | 0.022425 | 0.024528 | 0.026838 | 0.029375 | 0.032163 | 0.035225 | 0.03859 | 0.042289 | 0.046356 | 0.050826 | 0.055743 | 0.06115 | 0.067098 | 0.073641 | 0.07629 | 0.07629 | 0.07629 | 0.07629 | 0.07629 | 0.07629 | 1.3326 | 1.3637 | 1.4034 | 1.4376 | 1.4679 | 1.5011 | 1.5467 | 1.5967 | 1.6294 | 1.6294 | 1.6294 | 1.6294 | 1.6294 | 1.6294 | 1.6294 | 1.6294 | 1.6294 | 1.6294 | 1.6294 | 1.6294 | 51501.1452 | 193425.9738 | 0.0024915 | 226090.4723 | 128107.8944 | 2540.2037 | 9773.7865 | 244927.119 | 12313.9901 | 232613.1289 | 104505.2345 | TRUE
| 60650101 | EHK031 | EHK | 22KV | 692.53 | 6 | 45714.8889 | 14.29% | Single phase | 44.74 | 0.0082762 | 0.0089043 | 0.0095819 | 0.010313 | 0.011102 | 0.011954 | 0.012874 | 0.013867 | 0.014939 | 0.016096 | 0.017346 | 0.018697 | 0.020155 | 0.021731 | 0.022698 | 0.022698 | 0.022698 | 0.022698 | 0.022698 | 0.022698 | 1.3326 | 1.3637 | 1.4034 | 1.4376 | 1.4679 | 1.5011 | 1.5467 | 1.5967 | 1.6294 | 1.6294 | 1.6294 | 1.6294 | 1.6294 | 1.6294 | 1.6294 | 1.6294 | 1.6294 | 1.6294 | 1.6294 | 1.6294 | 16204.2909 | 8371.4121 | 0.00074126 | 30983.7922 | 17556.1064 | 755.7502 | 398.4968 | 24575.703 | 1154.247 | 23421.456 | 5865.3496 | TRUE
| 60650103 | EHK031 | EHK | 22KV | 2647.12 | 6 | 45714.8889 | 14.29% | Three phase | 97.13 | 0.029058 | 0.031262 | 0.033641 | 0.036208 | 0.038979 | 0.041969 | 0.045199 | 0.048685 | 0.05245 | 0.056516 | 0.060908 | 0.065651 | 0.070776 | 0.076313 | 0.082295 | 0.086759 | 0.086759 | 0.086759 | 0.086759 | 0.086759 | 1.3326 | 1.3637 | 1.4034 | 1.4376 | 1.4679 | 1.5011 | 1.5467 | 1.5967 | 1.6294 | 1.6294 | 1.6294 | 1.6294 | 1.6294 | 1.6294 | 1.6294 | 1.6294 | 1.6294 | 1.6294 | 1.6294 | 1.6294 | 58456.1393 | 250379.0318 | 0.0028334 | 257114.7656 | 145686.9495 | 2888.7722 | 12640.1539 | 308835.1711 | 15528.9261 | 293306.245 | 147619.2955 | TRUE
| 60650290 | EHK031 | EHK | 22KV | 943.01 | 6 | 45714.8889 | 14.29% | Three phase | 97.13 | 0.0090698 | 0.0097423 | 0.010467 | 0.011248 | 0.012089 | 0.012997 | 0.013975 | 0.015029 | 0.016166 | 0.017392 | 0.018714 | 0.020141 | 0.021679 | 0.023339 | 0.02513 | 0.027063 | 0.029148 | 0.030907 | 0.030907 | 0.030907 | 1.3326 | 1.3637 | 1.4034 | 1.4376 | 1.4679 | 1.5011 | 1.5467 | 1.5967 | 1.6294 | 1.6294 | 1.6294 | 1.6294 | 1.6294 | 1.6294 | 1.6294 | 1.6294 | 1.6294 | 1.6294 | 1.6294 | 1.6294 | 18626.5262 | 28398.3673 | 0.0010094 | 91594.5613 | 51899.5173 | 1029.0962 | 1604.1231 | 47024.8935 | 2633.2193 | 44391.6742 | -7507.8431 | FALSE
| 60650394 | EHK023 | EHK | 22KV | 88.66 | 1 | 45714.8889 | 50% | Single phase | 44.74 | 0.00097325 | 0.0010471 | 0.0011267 | 0.0012127 | 0.0013055 | 0.0014057 | 0.0015138 | 0.0016306 | 0.0017567 | 0.0018929 | 0.00204 | 0.0021989 | 0.0023705 | 0.0025559 | 0.0027563 | 0.0029058 | 0.0029058 | 0.0029058 | 0.0029058 | 0.0029058 | 4.1305 | 4.1755 | 4.232 | 4.2855 | 4.3085 | 4.3405 | 4.405 | 4.4785 | 4.5225 | 4.5225 | 4.5225 | 4.5225 | 4.5225 | 4.5225 | 4.5225 | 4.5225 | 4.5225 | 4.5225 | 4.5225 | 4.5225 | 5531.3196 | 129.3745 | 9.4899e-05 | 3966.6484 | 2247.5913 | 276.5107 | 6.5314 | 5660.6941 | 283.0421 | 5377.652 | 3130.0607 | TRUE
| 60650753 | EHK023 | EHK | 22KV | 115.08 | 1 | 45714.8889 | 50% | Three phase | 97.13 | 0.00087467 | 0.00095765 | 0.0010489 | 0.0011493 | 0.0012597 | 0.0013813 | 0.0015151 | 0.0016623 | 0.0018245 | 0.0020031 | 0.0021998 | 0.0024165 | 0.0026553 | 0.0029184 | 0.0032085 | 0.0035282 | 0.0037717 | 0.0037717 | 0.0037717 | 0.0037717 | 4.1305 | 4.1755 | 4.232 | 4.2855 | 4.3085 | 4.3405 | 4.405 | 4.4785 | 4.5225 | 4.5225 | 4.5225 | 4.5225 | 4.5225 | 4.5225 | 4.5225 | 4.5225 | 4.5225 | 4.5225 | 4.5225 | 4.5225 | 6149.136 | 404.3172 | 0.00012318 | 11177.7204 | 6333.5452 | 358.9088 | 23.8894 | 6553.4532 | 382.7982 | 6170.655 | -162.8902 | FALSE
| 60650882 | EHK031 | EHK | 22KV | 147.85 | 6 | 45714.8889 | 14.29% | Three phase | 97.13 | 0.00142 | 0.0015509 | 0.0016943 | 0.0018516 | 0.0020241 | 0.0022133 | 0.002421 | 0.0026488 | 0.0028989 | 0.0031734 | 0.0034747 | 0.0038056 | 0.0041689 | 0.004568 | 0.0048457 | 0.0048457 | 0.0048457 | 0.0048457 | 0.0048457 | 0.0048457 | 1.3326 | 1.3637 | 1.4034 | 1.4376 | 1.4679 | 1.5011 | 1.5467 | 1.5967 | 1.6294 | 1.6294 | 1.6294 | 1.6294 | 1.6294 | 1.6294 | 1.6294 | 1.6294 | 1.6294 | 1.6294 | 1.6294 | 1.6294 | 3240.3685 | 773.0655 | 0.00015825 | 14360.6705 | 8137.0756 | 161.347 | 39.4319 | 4013.4341 | 200.7789 | 3812.6552 | -4324.4204 | FALSE
| 60650940 | EHK031 | EHK | 22KV | 1218.66 | 6 | 45714.8889 | 14.29% | Three phase | 97.13 | 0.0092625 | 0.010141 | 0.011108 | 0.012171 | 0.01334 | 0.014627 | 0.016044 | 0.017604 | 0.019321 | 0.021212 | 0.023295 | 0.02559 | 0.028119 | 0.030905 | 0.033977 | 0.037362 | 0.039941 | 0.039941 | 0.039941 | 0.039941 | 1.3326 | 1.3637 | 1.4034 | 1.4376 | 1.4679 | 1.5011 | 1.5467 | 1.5967 | 1.6294 | 1.6294 | 1.6294 | 1.6294 | 1.6294 | 1.6294 | 1.6294 | 1.6294 | 1.6294 | 1.6294 | 1.6294 | 1.6294 | 23112.6161 | 45340.6357 | 0.0013044 | 118368.4458 | 67070.1963 | 1329.9099 | 2678.9846 | 68453.2518 | 4008.8945 | 64444.3573 | -2625.839 | FALSE
| 60650946 | EHK031 | EHK | 22KV | 360.82 | 6 | 45714.8889 | 14.29% | Single phase | 44.74 | 0.0037764 | 0.0040567 | 0.0043586 | 0.0046839 | 0.0050345 | 0.0054125 | 0.0058198 | 0.006259 | 0.0067325 | 0.0072431 | 0.0077937 | 0.0083876 | 0.0090281 | 0.0097191 | 0.010464 | 0.011269 | 0.011826 | 0.011826 | 0.011826 | 0.011826 | 1.3326 | 1.3637 | 1.4034 | 1.4376 | 1.4679 | 1.5011 | 1.5467 | 1.5967 | 1.6294 | 1.6294 | 1.6294 | 1.6294 | 1.6294 | 1.6294 | 1.6294 | 1.6294 | 1.6294 | 1.6294 | 1.6294 | 1.6294 | 7619.9136 | 2048.7014 | 0.00038621 | 16143.0868 | 9147.0323 | 393.7588 | 108.1755 | 9668.615 | 501.9343 | 9166.6807 | 19.6484 | TRUE
| 60651019 | EHK031 | EHK | 22KV | 664.36 | 6 | 45714.8889 | 14.29% | Three phase | 97.13 | 0.0059658 | 0.0064821 | 0.0070451 | 0.0076593 | 0.0083294 | 0.0090605 | 0.0098585 | 0.010729 | 0.01168 | 0.012718 | 0.013852 | 0.01509 | 0.016442 | 0.01792 | 0.019534 | 0.021298 | 0.021774 | 0.021774 | 0.021774 | 0.021774 | 1.3326 | 1.3637 | 1.4034 | 1.4376 | 1.4679 | 1.5011 | 1.5467 | 1.5967 | 1.6294 | 1.6294 | 1.6294 | 1.6294 | 1.6294 | 1.6294 | 1.6294 | 1.6294 | 1.6294 | 1.6294 | 1.6294 | 1.6294 | 13511.7368 | 14482.2969 | 0.00071111 | 64529.2868 | 36563.7303 | 725.0086 | 796.1815 | 27994.0337 | 1521.19 | 26472.8437 | -10090.8866 | FALSE
| 60651026 | EHK031 | EHK | 22KV | 1976.27 | 6 | 45714.8889 | 14.29% | Three phase | 97.13 | 0.019039 | 0.020825 | 0.022786 | 0.02494 | 0.027307 | 0.029907 | 0.032764 | 0.035904 | 0.039357 | 0.043153 | 0.047327 | 0.051917 | 0.056967 | 0.062522 | 0.064772 | 0.064772 | 0.064772 | 0.064772 | 0.064772 | 0.064772 | 1.3326 | 1.3637 | 1.4034 | 1.4376 | 1.4679 | 1.5011 | 1.5467 | 1.5967 | 1.6294 | 1.6294 | 1.6294 | 1.6294 | 1.6294 | 1.6294 | 1.6294 | 1.6294 | 1.6294 | 1.6294 | 1.6294 | 1.6294 | 43725.4504 | 139427.8734 | 0.0021153 | 191955.1051 | 108766.0354 | 2156.6811 | 7045.2703 | 183153.3238 | 9201.9514 | 173951.3724 | 65185.3369 | TRUE
| 60651046 | EHK031 | EHK | 22KV | 2933.82 | 6 | 45714.8889 | 14.29% | Three phase | 97.13 | 0.026491 | 0.028864 | 0.031459 | 0.034299 | 0.037406 | 0.040806 | 0.044528 | 0.048602 | 0.053064 | 0.057949 | 0.0633 | 0.069161 | 0.075583 | 0.082619 | 0.090329 | 0.096155 | 0.096155 | 0.096155 | 0.096155 | 0.096155 | 1.3326 | 1.3637 | 1.4034 | 1.4376 | 1.4679 | 1.5011 | 1.5467 | 1.5967 | 1.6294 | 1.6294 | 1.6294 | 1.6294 | 1.6294 | 1.6294 | 1.6294 | 1.6294 | 1.6294 | 1.6294 | 1.6294 | 1.6294 | 60943.6583 | 288387.3888 | 0.0031403 | 284961.9366 | 161465.7765 | 3201.6447 | 15526.4451 | 349331.0472 | 18728.0898 | 330602.9574 | 169137.1809 | TRUE
| 60651052 | EHK031 | EHK | 22KV | 591.45 | 6 | 45714.8889 | 14.29% | Three phase | 97.13 | 0.0061716 | 0.0067915 | 0.0074765 | 0.0082335 | 0.0090703 | 0.0099954 | 0.011018 | 0.01215 | 0.013402 | 0.014786 | 0.016319 | 0.018015 | 0.019385 | 0.019385 | 0.019385 | 0.019385 | 0.019385 | 0.019385 | 0.019385 | 0.019385 | 1.3326 | 1.3637 | 1.4034 | 1.4376 | 1.4679 | 1.5011 | 1.5467 | 1.5967 | 1.6294 | 1.6294 | 1.6294 | 1.6294 | 1.6294 | 1.6294 | 1.6294 | 1.6294 | 1.6294 | 1.6294 | 1.6294 | 1.6294 | 14061.3341 | 13428.6368 | 0.00063307 | 57447.5385 | 32551.0541 | 645.4427 | 631.0172 | 27489.9709 | 1276.4599 | 26213.511 | -6337.5431 | FALSE
| 60651056 | EHK031 | EHK | 22KV | 3825.15 | 6 | 45714.8889 | 14.29% | Single phase | 44.74 | 0.033819 | 0.036325 | 0.039024 | 0.041934 | 0.04507 | 0.048451 | 0.052096 | 0.056026 | 0.060264 | 0.064835 | 0.069766 | 0.075084 | 0.080822 | 0.087013 | 0.093693 | 0.1009 | 0.10868 | 0.11708 | 0.12537 | 0.12537 | 1.3326 | 1.3637 | 1.4034 | 1.4376 | 1.4679 | 1.5011 | 1.5467 | 1.5967 | 1.6294 | 1.6294 | 1.6294 | 1.6294 | 1.6294 | 1.6294 | 1.6294 | 1.6294 | 1.6294 | 1.6294 | 1.6294 | 1.6294 | 70304.4229 | 200192.6951 | 0.0040943 | 171137.211 | 96970.1532 | 4174.343 | 12157.51 | 270497.118 | 16331.853 | 254165.265 | 157195.1118 | TRUE
| 60651083 | EHK031 | EHK | 22KV | 3591.45 | 6 | 45714.8889 | 14.29% | Three phase | 97.13 | 0.034065 | 0.03642 | 0.038945 | 0.041654 | 0.044558 | 0.047674 | 0.051017 | 0.054603 | 0.05845 | 0.062579 | 0.06701 | 0.071765 | 0.07687 | 0.082349 | 0.088231 | 0.094547 | 0.10133 | 0.10861 | 0.11643 | 0.11771 | 1.3326 | 1.3637 | 1.4034 | 1.4376 | 1.4679 | 1.5011 | 1.5467 | 1.5967 | 1.6294 | 1.6294 | 1.6294 | 1.6294 | 1.6294 | 1.6294 | 1.6294 | 1.6294 | 1.6294 | 1.6294 | 1.6294 | 1.6294 | 67322.6616 | 391247.4343 | 0.0038442 | 348837.5385 | 197659.1144 | 3919.3089 | 23267.2337 | 458570.0959 | 27186.5425 | 431383.5534 | 233724.439 | TRUE
| 60651119 | EHK031 | EHK | 22KV | 993.16 | 6 | 45714.8889 | 14.29% | Three phase | 97.13 | 0.0089427 | 0.0097299 | 0.01059 | 0.011529 | 0.012555 | 0.013676 | 0.014902 | 0.016242 | 0.017706 | 0.019308 | 0.021059 | 0.022974 | 0.02507 | 0.027362 | 0.02987 | 0.032551 | 0.032551 | 0.032551 | 0.032551 | 0.032551 | 1.3326 | 1.3637 | 1.4034 | 1.4376 | 1.4679 | 1.5011 | 1.5467 | 1.5967 | 1.6294 | 1.6294 | 1.6294 | 1.6294 | 1.6294 | 1.6294 | 1.6294 | 1.6294 | 1.6294 | 1.6294 | 1.6294 | 1.6294 | 20425.3179 | 32722.584 | 0.001063 | 96465.6308 | 54659.5737 | 1083.8243 | 1779.2769 | 53147.9019 | 2863.1012 | 50284.8007 | -4374.773 | FALSE
| 60651121 | EHK031 | EHK | 22KV | 2212.52 | 6 | 45714.8889 | 14.29% | Three phase | 97.13 | 0.019816 | 0.021502 | 0.023338 | 0.025339 | 0.027518 | 0.029893 | 0.032481 | 0.035302 | 0.038377 | 0.04173 | 0.045387 | 0.049374 | 0.053723 | 0.058467 | 0.063643 | 0.069291 | 0.072515 | 0.072515 | 0.072515 | 0.072515 | 1.3326 | 1.3637 | 1.4034 | 1.4376 | 1.4679 | 1.5011 | 1.5467 | 1.5967 | 1.6294 | 1.6294 | 1.6294 | 1.6294 | 1.6294 | 1.6294 | 1.6294 | 1.6294 | 1.6294 | 1.6294 | 1.6294 | 1.6294 | 44512.4564 | 158911.0005 | 0.0023682 | 214902.0676 | 121768.2952 | 2414.4981 | 8830.3824 | 203423.4569 | 11244.8805 | 192178.5764 | 70410.2812 | TRUE
| 60651134 | EHK031 | EHK | 22KV | 2334.38 | 6 | 45714.8889 | 14.29% | Three phase | 97.13 | 0.018979 | 0.020383 | 0.021897 | 0.023529 | 0.025287 | 0.027183 | 0.029228 | 0.031432 | 0.03381 | 0.036375 | 0.039141 | 0.042125 | 0.045345 | 0.04882 | 0.05257 | 0.056617 | 0.060985 | 0.065701 | 0.070792 | 0.076288 | 1.3326 | 1.3637 | 1.4034 | 1.4376 | 1.4679 | 1.5011 | 1.5467 | 1.5967 | 1.6294 | 1.6294 | 1.6294 | 1.6294 | 1.6294 | 1.6294 | 1.6294 | 1.6294 | 1.6294 | 1.6294 | 1.6294 | 1.6294 | 39690.694 | 149709.8679 | 0.0024986 | 226738.3294 | 128474.9846 | 2547.4825 | 9829.8799 | 189400.5619 | 12377.3624 | 177023.1995 | 48548.2149 | TRUE
| 60651152 | EHK031 | EHK | 22KV | 256.05 | 6 | 45714.8889 | 14.29% | Three phase | 97.13 | 0.0024593 | 0.0026858 | 0.0029342 | 0.0032066 | 0.0035054 | 0.0038331 | 0.0041927 | 0.0045873 | 0.0050203 | 0.0054957 | 0.0060176 | 0.0065906 | 0.0072198 | 0.007911 | 0.008392 | 0.008392 | 0.008392 | 0.008392 | 0.008392 | 0.008392 | 1.3326 | 1.3637 | 1.4034 | 1.4376 | 1.4679 | 1.5011 | 1.5467 | 1.5967 | 1.6294 | 1.6294 | 1.6294 | 1.6294 | 1.6294 | 1.6294 | 1.6294 | 1.6294 | 1.6294 | 1.6294 | 1.6294 | 1.6294 | 5611.7441 | 2318.5861 | 0.00027407 | 24870.1365 | 14091.9729 | 279.4245 | 118.2646 | 7930.3302 | 397.689 | 7532.6411 | -6559.3318 | FALSE
| 60651242 | EHK033 | EHK | 22KV | 530.36 | 0 | 45714.8889 | 100% | Three phase | 97.13 | 0.0038701 | 0.0041039 | 0.0043526 | 0.0046171 | 0.0048984 | 0.0051978 | 0.0055162 | 0.0058551 | 0.0062157 | 0.0065994 | 0.0070078 | 0.0074424 | 0.0079051 | 0.0083977 | 0.0089221 | 0.0094804 | 0.010075 | 0.010708 | 0.011382 | 0.0121 | 13.275 | 13.65 | 14.054 | 14.449 | 14.788 | 15.134 | 15.607 | 16.132 | 16.537 | 16.537 | 16.537 | 16.537 | 16.537 | 16.537 | 16.537 | 16.537 | 16.537 | 16.537 | 16.537 | 16.537 | 71051.7364 | 6039.5012 | 0.00056768 | 51513.8668 | 29188.9036 | 5847.2355 | 507.3955 | 77091.2376 | 6354.6311 | 70736.6066 | 41547.7029 | TRUE
| 60651307 | EHK033 | EHK | 22KV | 703.83 | 0 | 45714.8889 | 100% | Single phase | 44.74 | 0.0037825 | 0.0040609 | 0.0043611 | 0.0046847 | 0.0050337 | 0.0054101 | 0.0058161 | 0.0062542 | 0.0067268 | 0.0072369 | 0.0077874 | 0.0083817 | 0.0090232 | 0.0097158 | 0.010464 | 0.011272 | 0.012144 | 0.013086 | 0.014105 | 0.015205 | 13.275 | 13.65 | 14.054 | 14.449 | 14.788 | 15.134 | 15.607 | 16.132 | 16.537 | 16.537 | 16.537 | 16.537 | 16.537 | 16.537 | 16.537 | 16.537 | 16.537 | 16.537 | 16.537 | 16.537 | 79980.9481 | 4139.3794 | 0.00075336 | 31489.3542 | 17842.569 | 7759.7477 | 411.6075 | 84120.3275 | 8171.3552 | 75948.9723 | 58106.4033 | TRUE
| 60651308 | EHK033 | EHK | 22KV | 214.68 | 0 | 45714.8889 | 100% | Three phase | 97.13 | 0.0019983 | 0.0021724 | 0.0023623 | 0.0025695 | 0.0027957 | 0.0030426 | 0.0033123 | 0.0036067 | 0.0039283 | 0.0042796 | 0.0046634 | 0.0050827 | 0.005541 | 0.0060418 | 0.0065892 | 0.0070361 | 0.0070361 | 0.0070361 | 0.0070361 | 0.0070361 | 13.275 | 13.65 | 14.054 | 14.449 | 14.788 | 15.134 | 15.607 | 16.132 | 16.537 | 16.537 | 16.537 | 16.537 | 16.537 | 16.537 | 16.537 | 16.537 | 16.537 | 16.537 | 16.537 | 16.537 | 45480.7374 | 1556.5224 | 0.00022979 | 20851.8684 | 11815.1328 | 2366.8537 | 83.1358 | 47037.2599 | 2449.9895 | 44587.2704 | 32772.1376 | TRUE
| 60651337 | EHK033 | EHK | 22KV | 309.72 | 0 | 45714.8889 | 100% | Three phase | 97.13 | 0.0025726 | 0.0028162 | 0.003084 | 0.0033784 | 0.0037023 | 0.0040585 | 0.0044504 | 0.0048817 | 0.0053564 | 0.005879 | 0.0064544 | 0.007088 | 0.0077858 | 0.0085544 | 0.0094012 | 0.010151 | 0.010151 | 0.010151 | 0.010151 | 0.010151 | 13.275 | 13.65 | 14.054 | 14.449 | 14.788 | 15.134 | 15.607 | 16.132 | 16.537 | 16.537 | 16.537 | 16.537 | 16.537 | 16.537 | 16.537 | 16.537 | 16.537 | 16.537 | 16.537 | 16.537 | 63273.514 | 3118.2299 | 0.00033151 | 30083.1036 | 17045.7561 | 3414.6727 | 173.0388 | 66391.7439 | 3587.7115 | 62804.0324 | 45758.2762 | TRUE
| 60651406 | EHK023 | EHK | 22KV | 430.41 | 1 | 45714.8889 | 50% | Three phase | 97.13 | 0.0035751 | 0.0039136 | 0.0042857 | 0.0046949 | 0.0051449 | 0.00564 | 0.0061847 | 0.006784 | 0.0074437 | 0.0081699 | 0.0089695 | 0.0098499 | 0.01082 | 0.011888 | 0.013065 | 0.014107 | 0.014107 | 0.014107 | 0.014107 | 0.014107 | 4.1305 | 4.1755 | 4.232 | 4.2855 | 4.3085 | 4.3405 | 4.405 | 4.4785 | 4.5225 | 4.5225 | 4.5225 | 4.5225 | 4.5225 | 4.5225 | 4.5225 | 4.5225 | 4.5225 | 4.5225 | 4.5225 | 4.5225 | 24478.9345 | 6021.911 | 0.0004607 | 41805.7233 | 23688.0534 | 1342.3526 | 334.1718 | 30500.8454 | 1676.5244 | 28824.3211 | 5136.2677 | TRUE
| 60651408 | EHK023 | EHK | 22KV | 476.89 | 1 | 45714.8889 | 50% | Three phase | 97.13 | 0.0039612 | 0.0043362 | 0.0047485 | 0.0052019 | 0.0057005 | 0.006249 | 0.0068525 | 0.0075166 | 0.0082476 | 0.0090522 | 0.0099381 | 0.010914 | 0.011988 | 0.013172 | 0.014475 | 0.01563 | 0.01563 | 0.01563 | 0.01563 | 0.01563 | 4.1305 | 4.1755 | 4.232 | 4.2855 | 4.3085 | 4.3405 | 4.405 | 4.4785 | 4.5225 | 4.5225 | 4.5225 | 4.5225 | 4.5225 | 4.5225 | 4.5225 | 4.5225 | 4.5225 | 4.5225 | 4.5225 | 4.5225 | 27122.416 | 7392.7506 | 0.00051045 | 46320.3257 | 26246.1276 | 1487.3133 | 410.2433 | 34515.1666 | 1897.5566 | 32617.61 | 6371.4823 | TRUE
| 60651526 | EHK031 | EHK | 22KV | 121.29 | 6 | 45714.8889 | 14.29% | Three phase | 97.13 | 0.0011649 | 0.0012723 | 0.0013899 | 0.001519 | 0.0016605 | 0.0018157 | 0.0019861 | 0.002173 | 0.0023781 | 0.0026033 | 0.0028505 | 0.0031219 | 0.00342 | 0.0037474 | 0.0039753 | 0.0039753 | 0.0039753 | 0.0039753 | 0.0039753 | 0.0039753 | 1.3326 | 1.3637 | 1.4034 | 1.4376 | 1.4679 | 1.5011 | 1.5467 | 1.5967 | 1.6294 | 1.6294 | 1.6294 | 1.6294 | 1.6294 | 1.6294 | 1.6294 | 1.6294 | 1.6294 | 1.6294 | 1.6294 | 1.6294 | 2658.2638 | 520.2639 | 0.00012982 | 11780.8977 | 6675.3189 | 132.3624 | 26.5372 | 3178.5276 | 158.8996 | 3019.628 | -3655.6908 | FALSE
| 60651607 | EHK034 | EHK | 22KV | 740.8 | 0 | 45714.8889 | 100% | Three phase | 97.13 | 0.0087333 | 0.0092812 | 0.0098649 | 0.010487 | 0.011149 | 0.011855 | 0.012608 | 0.01341 | 0.014264 | 0.015175 | 0.016147 | 0.017182 | 0.018286 | 0.019462 | 0.020717 | 0.022055 | 0.023482 | 0.02428 | 0.02428 | 0.02428 | 5.605 | 5.566 | 5.546 | 5.529 | 5.516 | 5.496 | 5.506 | 5.509 | 5.519 | 5.519 | 5.519 | 5.519 | 5.519 | 5.519 | 5.519 | 5.519 | 5.519 | 5.519 | 5.519 | 5.519 | 55925.9457 | 19123.8535 | 0.00079293 | 71953.904 | 40770.6837 | 2897.0691 | 989.9358 | 75049.7992 | 3887.005 | 71162.7942 | 30392.1105 | TRUE
| 60651608 | EHK034 | EHK | 22KV | 15.23 | 0 | 45714.8889 | 100% | Three phase | 97.13 | 0.00012941 | 0.00014172 | 0.00015525 | 0.00017013 | 0.00018651 | 0.00020453 | 0.00022436 | 0.00024619 | 0.00027022 | 0.00029669 | 0.00032584 | 0.00035795 | 0.00039333 | 0.00043231 | 0.00047527 | 0.00049916 | 0.00049916 | 0.00049916 | 0.00049916 | 0.00049916 | 5.605 | 5.566 | 5.546 | 5.529 | 5.516 | 5.496 | 5.506 | 5.509 | 5.519 | 5.519 | 5.519 | 5.519 | 5.519 | 5.519 | 5.519 | 5.519 | 5.519 | 5.519 | 5.519 | 5.519 | 1091.1341 | 7.6725 | 1.6302e-05 | 1479.2899 | 838.1986 | 59.5604 | 0.41841 | 1098.8067 | 59.9788 | 1038.8278 | 200.6293 | TRUE
| 60651611 | EHK034 | EHK | 22KV | 44.73 | 0 | 45714.8889 | 100% | Three phase | 97.13 | 0.00042375 | 0.00045959 | 0.0004986 | 0.00054106 | 0.0005873 | 0.00063765 | 0.00069249 | 0.00075223 | 0.00081731 | 0.00088823 | 0.00096551 | 0.0010497 | 0.0011415 | 0.0012416 | 0.0013507 | 0.001466 | 0.001466 | 0.001466 | 0.001466 | 0.001466 | 5.605 | 5.566 | 5.546 | 5.529 | 5.516 | 5.496 | 5.506 | 5.509 | 5.519 | 5.519 | 5.519 | 5.519 | 5.519 | 5.519 | 5.519 | 5.519 | 5.519 | 5.519 | 5.519 | 5.519 | 3269.1111 | 67.5088 | 4.7878e-05 | 4344.6249 | 2461.7612 | 174.927 | 3.6091 | 3336.6199 | 178.5361 | 3158.0838 | 696.3226 | TRUE
| 60651625 | EHK033 | EHK | 22KV | 248.83 | 0 | 45714.8889 | 100% | Three phase | 97.13 | 0.0023818 | 0.0025583 | 0.0027484 | 0.0029533 | 0.0031741 | 0.0034121 | 0.0036686 | 0.0039452 | 0.0042434 | 0.004565 | 0.0049118 | 0.0052859 | 0.0056893 | 0.0061246 | 0.0065942 | 0.0071009 | 0.0076476 | 0.0081553 | 0.0081553 | 0.0081553 | 13.275 | 13.65 | 14.054 | 14.449 | 14.788 | 15.134 | 15.607 | 16.132 | 16.537 | 16.537 | 16.537 | 16.537 | 16.537 | 16.537 | 16.537 | 16.537 | 16.537 | 16.537 | 16.537 | 16.537 | 49534.2366 | 1968.831 | 0.00026634 | 24168.8579 | 13694.6129 | 2743.3585 | 111.689 | 51503.0676 | 2855.0476 | 48648.0201 | 34953.4072 | TRUE
| 60651634 | EHK031 | EHK | 22KV | 70.35 | 6 | 45714.8889 | 14.29% | Three phase | 97.13 | 0.00067568 | 0.00073793 | 0.00080618 | 0.00088103 | 0.00096311 | 0.0010532 | 0.0011519 | 0.0012604 | 0.0013793 | 0.0015099 | 0.0016533 | 0.0018108 | 0.0019837 | 0.0021736 | 0.0023057 | 0.0023057 | 0.0023057 | 0.0023057 | 0.0023057 | 0.0023057 | 1.3326 | 1.3637 | 1.4034 | 1.4376 | 1.4679 | 1.5011 | 1.5467 | 1.5967 | 1.6294 | 1.6294 | 1.6294 | 1.6294 | 1.6294 | 1.6294 | 1.6294 | 1.6294 | 1.6294 | 1.6294 | 1.6294 | 1.6294 | 1541.8324 | 175.0257 | 7.53e-05 | 6833.0955 | 3871.784 | 76.7722 | 8.9276 | 1716.8582 | 85.6997 | 1631.1584 | -2240.6256 | FALSE
| 60651668 | EHK023 | EHK | 22KV | 268.98 | 1 | 45714.8889 | 50% | Three phase | 97.13 | 0.0025344 | 0.002742 | 0.0029672 | 0.0032119 | 0.0034775 | 0.0037661 | 0.0040795 | 0.00442 | 0.0047901 | 0.0051922 | 0.0056292 | 0.0061042 | 0.0066207 | 0.0071822 | 0.0077927 | 0.0084567 | 0.0088158 | 0.0088158 | 0.0088158 | 0.0088158 | 4.1305 | 4.1755 | 4.232 | 4.2855 | 4.3085 | 4.3405 | 4.405 | 4.4785 | 4.5225 | 4.5225 | 4.5225 | 4.5225 | 4.5225 | 4.5225 | 4.5225 | 4.5225 | 4.5225 | 4.5225 | 4.5225 | 4.5225 | 15542.9817 | 2392.2082 | 0.00028791 | 26126.0274 | 14803.5887 | 838.8885 | 130.5104 | 17935.1898 | 969.3989 | 16965.791 | 2162.2023 | TRUE
| 60651713 | EHK023 | EHK | 22KV | 541.62 | 1 | 45714.8889 | 50% | Three phase | 97.13 | 0.0050845 | 0.0055511 | 0.0060624 | 0.006623 | 0.0072376 | 0.0079117 | 0.0086509 | 0.0094619 | 0.010352 | 0.011328 | 0.0124 | 0.013576 | 0.014867 | 0.016285 | 0.017751 | 0.017751 | 0.017751 | 0.017751 | 0.017751 | 0.017751 | 4.1305 | 4.1755 | 4.232 | 4.2855 | 4.3085 | 4.3405 | 4.405 | 4.4785 | 4.5225 | 4.5225 | 4.5225 | 4.5225 | 4.5225 | 4.5225 | 4.5225 | 4.5225 | 4.5225 | 4.5225 | 4.5225 | 4.5225 | 32955.8064 | 10208.7994 | 0.00057973 | 52607.5506 | 29808.6092 | 1689.1917 | 529.1691 | 43164.6058 | 2218.3608 | 40946.245 | 11137.6358 | TRUE
| 60651746 | EHK023 | EHK | 22KV | 1721.4 | 1 | 45714.8889 | 50% | Single phase | 44.74 | 0.018896 | 0.02033 | 0.021876 | 0.023546 | 0.025347 | 0.027292 | 0.029392 | 0.03166 | 0.034108 | 0.036752 | 0.039608 | 0.042693 | 0.046025 | 0.049626 | 0.053516 | 0.056418 | 0.056418 | 0.056418 | 0.056418 | 0.056418 | 4.1305 | 4.1755 | 4.232 | 4.2855 | 4.3085 | 4.3405 | 4.405 | 4.4785 | 4.5225 | 4.5225 | 4.5225 | 4.5225 | 4.5225 | 4.5225 | 4.5225 | 4.5225 | 4.5225 | 4.5225 | 4.5225 | 4.5225 | 107394.6932 | 48770.4638 | 0.0018425 | 77015.436 | 43638.6604 | 5368.6617 | 2462.1318 | 156165.157 | 7830.7935 | 148334.3635 | 104695.7031 | TRUE
| 60651753 | EHK023 | EHK | 22KV | 1570.05 | 1 | 45714.8889 | 50% | Single phase | 44.74 | 0.017235 | 0.018542 | 0.019953 | 0.021475 | 0.023119 | 0.024893 | 0.026808 | 0.028876 | 0.031109 | 0.033521 | 0.036125 | 0.038939 | 0.041978 | 0.045262 | 0.048811 | 0.051458 | 0.051458 | 0.051458 | 0.051458 | 0.051458 | 4.1305 | 4.1755 | 4.232 | 4.2855 | 4.3085 | 4.3405 | 4.405 | 4.4785 | 4.5225 | 4.5225 | 4.5225 | 4.5225 | 4.5225 | 4.5225 | 4.5225 | 4.5225 | 4.5225 | 4.5225 | 4.5225 | 4.5225 | 97952.2703 | 40571.4243 | 0.0016805 | 70244.037 | 39801.835 | 4896.6349 | 2048.2108 | 138523.6946 | 6944.8457 | 131578.8489 | 91777.0139 | TRUE
| 60651772 | EHK023 | EHK | 22KV | 57.87 | 1 | 45714.8889 | 50% | Three phase | 97.13 | 0.00048068 | 0.00052619 | 0.00057623 | 0.00063125 | 0.00069175 | 0.00075831 | 0.00083155 | 0.00091213 | 0.0010008 | 0.0010985 | 0.001206 | 0.0013244 | 0.0014547 | 0.0015984 | 0.0017566 | 0.0018967 | 0.0018967 | 0.0018967 | 0.0018967 | 0.0018967 | 4.1305 | 4.1755 | 4.232 | 4.2855 | 4.3085 | 4.3405 | 4.405 | 4.4785 | 4.5225 | 4.5225 | 4.5225 | 4.5225 | 4.5225 | 4.5225 | 4.5225 | 4.5225 | 4.5225 | 4.5225 | 4.5225 | 4.5225 | 3291.271 | 108.8621 | 6.1942e-05 | 5620.9131 | 3184.9345 | 180.4836 | 6.041 | 3400.133 | 186.5246 | 3213.6084 | 28.6739 | TRUE
| 60651824 | EHK033 | EHK | 22KV | 377.97 | 0 | 45714.8889 | 100% | Three phase | 97.13 | 0.003618 | 0.003886 | 0.0041748 | 0.004486 | 0.0048214 | 0.0051829 | 0.0055726 | 0.0059927 | 0.0064457 | 0.0069342 | 0.007461 | 0.0080292 | 0.008642 | 0.0093032 | 0.010017 | 0.010786 | 0.011617 | 0.012388 | 0.012388 | 0.012388 | 13.275 | 13.65 | 14.054 | 14.449 | 14.788 | 15.134 | 15.607 | 16.132 | 16.537 | 16.537 | 16.537 | 16.537 | 16.537 | 16.537 | 16.537 | 16.537 | 16.537 | 16.537 | 16.537 | 16.537 | 75241.954 | 4542.7373 | 0.00040457 | 36712.2261 | 20801.9645 | 4167.131 | 257.7032 | 79784.6913 | 4424.8342 | 75359.8571 | 54557.8926 | TRUE
| 60651832 | EHK033 | EHK | 22KV | 683.17 | 0 | 45714.8889 | 100% | Three phase | 97.13 | 0.008125 | 0.0086731 | 0.0092596 | 0.0098874 | 0.010559 | 0.011279 | 0.012049 | 0.012874 | 0.013757 | 0.014702 | 0.015715 | 0.0168 | 0.017962 | 0.019207 | 0.02054 | 0.021969 | 0.022391 | 0.022391 | 0.022391 | 0.022391 | 13.275 | 13.65 | 14.054 | 14.449 | 14.788 | 15.134 | 15.607 | 16.132 | 16.537 | 16.537 | 16.537 | 16.537 | 16.537 | 16.537 | 16.537 | 16.537 | 16.537 | 16.537 | 16.537 | 16.537 | 154236.812 | 16877.0831 | 0.00073124 | 66356.3021 | 37598.9579 | 7531.9705 | 841.9042 | 171113.8951 | 8373.8748 | 162740.0203 | 125141.0625 | TRUE
| 60651925 | EHK031 | EHK | 22KV | 613.84 | 6 | 45714.8889 | 14.29% | Single phase | 44.74 | 0.0044275 | 0.0047624 | 0.005124 | 0.0055144 | 0.0059361 | 0.0063914 | 0.0068833 | 0.0074147 | 0.0079889 | 0.0086094 | 0.00928 | 0.010005 | 0.010788 | 0.011636 | 0.012551 | 0.013542 | 0.014613 | 0.015772 | 0.017025 | 0.018381 | 1.3326 | 1.3637 | 1.4034 | 1.4376 | 1.4679 | 1.5011 | 1.5467 | 1.5967 | 1.6294 | 1.6294 | 1.6294 | 1.6294 | 1.6294 | 1.6294 | 1.6294 | 1.6294 | 1.6294 | 1.6294 | 1.6294 | 1.6294 | 9430.4425 | 4306.4992 | 0.00065703 | 27463.2016 | 15561.2614 | 669.8767 | 313.082 | 13736.9417 | 982.9586 | 12753.9831 | -2807.2783 | FALSE
| 60651931 | EHK031 | EHK | 22KV | 1111.59 | 6 | 45714.8889 | 14.29% | Covered | 390 | 0.0070417 | 0.0075613 | 0.0081214 | 0.0087251 | 0.0093761 | 0.010078 | 0.010835 | 0.011652 | 0.012533 | 0.013483 | 0.014509 | 0.015616 | 0.016811 | 0.0181 | 0.019492 | 0.020995 | 0.022618 | 0.024371 | 0.026264 | 0.028309 | 1.3326 | 1.3637 | 1.4034 | 1.4376 | 1.4679 | 1.5011 | 1.5467 | 1.5967 | 1.6294 | 1.6294 | 1.6294 | 1.6294 | 1.6294 | 1.6294 | 1.6294 | 1.6294 | 1.6294 | 1.6294 | 1.6294 | 1.6294 | 14718.3368 | 106146.7418 | 0.0011898 | 433520.1 | 245642.1388 | 1213.0656 | 8949.6404 | 120865.0786 | 10162.706 | 110702.3726 | -134939.7661 | FALSE
| 60651967 | EHK033 | EHK | 22KV | 770.07 | 0 | 45714.8889 | 100% | Three phase | 97.13 | 0.0071681 | 0.0077924 | 0.0084736 | 0.0092169 | 0.010028 | 0.010914 | 0.011881 | 0.012938 | 0.014091 | 0.015351 | 0.016728 | 0.018232 | 0.019876 | 0.021672 | 0.023636 | 0.025239 | 0.025239 | 0.025239 | 0.025239 | 0.025239 | 13.275 | 13.65 | 14.054 | 14.449 | 14.788 | 15.134 | 15.607 | 16.132 | 16.537 | 16.537 | 16.537 | 16.537 | 16.537 | 16.537 | 16.537 | 16.537 | 16.537 | 16.537 | 16.537 | 16.537 | 163142.1254 | 20027.7714 | 0.00082426 | 74796.8991 | 42381.588 | 8490.0458 | 1069.7087 | 183169.8967 | 9559.7544 | 173610.1423 | 131228.5543 | TRUE
| 60651968 | EHK033 | EHK | 22KV | 350.31 | 0 | 45714.8889 | 100% | Three phase | 97.13 | 0.0032985 | 0.0036067 | 0.003945 | 0.0043165 | 0.0047244 | 0.0051725 | 0.0056648 | 0.0062056 | 0.0068 | 0.0074533 | 0.0081715 | 0.0089612 | 0.0098295 | 0.010784 | 0.011481 | 0.011481 | 0.011481 | 0.011481 | 0.011481 | 0.011481 | 13.275 | 13.65 | 14.054 | 14.449 | 14.788 | 15.134 | 15.607 | 16.132 | 16.537 | 16.537 | 16.537 | 16.537 | 16.537 | 16.537 | 16.537 | 16.537 | 16.537 | 16.537 | 16.537 | 16.537 | 77216.7759 | 4310.4161 | 0.00037496 | 34025.6103 | 19279.6682 | 3862.1787 | 221.3656 | 81527.192 | 4083.5443 | 77443.6477 | 58163.9795 | TRUE
| 60651977 | EHK023 | EHK | 22KV | 233.07 | 1 | 45714.8889 | 50% | Three phase | 97.13 | 0.00142 | 0.001554 | 0.0017015 | 0.0018637 | 0.0020422 | 0.0022386 | 0.0024549 | 0.002693 | 0.0029552 | 0.0032441 | 0.0035623 | 0.003913 | 0.0042994 | 0.0047254 | 0.0051951 | 0.005713 | 0.0062841 | 0.0069141 | 0.0076091 | 0.0076388 | 4.1305 | 4.1755 | 4.232 | 4.2855 | 4.3085 | 4.3405 | 4.405 | 4.4785 | 4.5225 | 4.5225 | 4.5225 | 4.5225 | 4.5225 | 4.5225 | 4.5225 | 4.5225 | 4.5225 | 4.5225 | 4.5225 | 4.5225 | 10398.9103 | 1384.0324 | 0.00024947 | 22638.0891 | 12827.2452 | 726.8932 | 97.9891 | 11782.9427 | 824.8823 | 10958.0603 | -1869.1849 | FALSE
| 60651994 | EHK023 | EHK | 22KV | 127.27 | 1 | 45714.8889 | 50% | Three phase | 97.13 | 0.00096732 | 0.0010591 | 0.00116 | 0.001271 | 0.0013932 | 0.0015276 | 0.0016755 | 0.0018384 | 0.0020178 | 0.0022153 | 0.0024328 | 0.0026725 | 0.0029365 | 0.0032276 | 0.0035483 | 0.0039019 | 0.0041712 | 0.0041712 | 0.0041712 | 0.0041712 | 4.1305 | 4.1755 | 4.232 | 4.2855 | 4.3085 | 4.3405 | 4.405 | 4.4785 | 4.5225 | 4.5225 | 4.5225 | 4.5225 | 4.5225 | 4.5225 | 4.5225 | 4.5225 | 4.5225 | 4.5225 | 4.5225 | 4.5225 | 6800.4913 | 494.5094 | 0.00013623 | 12361.7351 | 7004.4343 | 396.9267 | 29.2185 | 7295.0007 | 426.1451 | 6868.8556 | -135.5787 | FALSE
| 60652014 | EHK033 | EHK | 22KV | 36.58 | 0 | 45714.8889 | 100% | Three phase | 97.13 | 0.00027181 | 0.00029748 | 0.00032571 | 0.00035675 | 0.00039089 | 0.00042845 | 0.00046978 | 0.00051526 | 0.00056532 | 0.00062043 | 0.00068111 | 0.00074795 | 0.00082156 | 0.00090266 | 0.00099202 | 0.0010905 | 0.0011989 | 0.0011989 | 0.0011989 | 0.0011989 | 13.275 | 13.65 | 14.054 | 14.449 | 14.788 | 15.134 | 15.607 | 16.132 | 16.537 | 16.537 | 16.537 | 16.537 | 16.537 | 16.537 | 16.537 | 16.537 | 16.537 | 16.537 | 16.537 | 16.537 | 6894.6451 | 40.0919 | 3.9154e-05 | 3553.0154 | 2013.2176 | 403.2956 | 2.4138 | 6934.737 | 405.7094 | 6529.0276 | 4515.81 | TRUE
| 60652025 | EHK033 | EHK | 22KV | 584.87 | 0 | 45714.8889 | 100% | Three phase | 97.13 | 0.0075481 | 0.0082923 | 0.009113 | 0.010018 | 0.011016 | 0.012117 | 0.013332 | 0.014673 | 0.016153 | 0.017786 | 0.019169 | 0.019169 | 0.019169 | 0.019169 | 0.019169 | 0.019169 | 0.019169 | 0.019169 | 0.019169 | 0.019169 | 13.275 | 13.65 | 14.054 | 14.449 | 14.788 | 15.134 | 15.607 | 16.132 | 16.537 | 16.537 | 16.537 | 16.537 | 16.537 | 16.537 | 16.537 | 16.537 | 16.537 | 16.537 | 16.537 | 16.537 | 155673.5616 | 14579.0075 | 0.00062603 | 56808.4231 | 32188.9171 | 6448.21 | 617.0549 | 170252.5692 | 7065.2649 | 163187.3043 | 130998.3872 | TRUE
| 60652593 | WND013 | WND | 22KV | 361.23 | 23 | 34098.9574 | 4.167% | Three phase | 97.13 | 0.0033625 | 0.0036553 | 0.0039748 | 0.0043235 | 0.0047042 | 0.0051197 | 0.0055734 | 0.0060688 | 0.00661 | 0.0072011 | 0.0078468 | 0.0085524 | 0.0093235 | 0.010166 | 0.011087 | 0.011839 | 0.011839 | 0.011839 | 0.011839 | 0.011839 | 0.27508 | 0.28496 | 0.29579 | 0.30408 | 0.31158 | 0.32108 | 0.334 | 0.34713 | 0.35525 | 0.35525 | 0.35525 | 0.35525 | 0.35525 | 0.35525 | 0.35525 | 0.35525 | 0.35525 | 0.35525 | 0.35525 | 0.35525 | 1221.0311 | 4406.9674 | 0.00038665 | 35086.2699 | 19880.6615 | 63.3128 | 235.3817 | 5627.9985 | 298.6945 | 5329.3041 | -14551.3575 | FALSE
| 60652934 | WND024 | WND | 22KV | 31.2 | 13 | 34098.9574 | 7.143% | Three phase | 97.13 | 0.00038991 | 0.00042145 | 0.00045566 | 0.00049274 | 0.00053296 | 0.00057658 | 0.0006239 | 0.00067523 | 0.00073093 | 0.00079137 | 0.00085695 | 0.00092814 | 0.0010054 | 0.0010226 | 0.0010226 | 0.0010226 | 0.0010226 | 0.0010226 | 0.0010226 | 0.0010226 | 0.31457 | 0.32093 | 0.32914 | 0.33579 | 0.34057 | 0.34786 | 0.35743 | 0.36629 | 0.371 | 0.371 | 0.371 | 0.371 | 0.371 | 0.371 | 0.371 | 0.371 | 0.371 | 0.371 | 0.371 | 0.371 | 131.0537 | 38.7381 | 3.3395e-05 | 3030.456 | 1717.1238 | 5.844 | 1.756 | 169.7917 | 7.5999 | 162.1918 | -1554.9321 | FALSE
| 60653828 | WND024 | WND | 22KV | 138.48 | 13 | 34098.9574 | 7.143% | Three phase | 97.13 | 0.0017306 | 0.0018706 | 0.0020224 | 0.002187 | 0.0023655 | 0.0025591 | 0.0027692 | 0.002997 | 0.0032442 | 0.0035124 | 0.0038036 | 0.0041195 | 0.0044624 | 0.0045386 | 0.0045386 | 0.0045386 | 0.0045386 | 0.0045386 | 0.0045386 | 0.0045386 | 0.31457 | 0.32093 | 0.32914 | 0.33579 | 0.34057 | 0.34786 | 0.35743 | 0.36629 | 0.371 | 0.371 | 0.371 | 0.371 | 0.371 | 0.371 | 0.371 | 0.371 | 0.371 | 0.371 | 0.371 | 0.371 | 581.6766 | 763.1374 | 0.00014822 | 13450.5624 | 7621.3881 | 25.9383 | 34.5923 | 1344.814 | 60.5306 | 1284.2834 | -6337.1046 | FALSE
| 60653831 | WND024 | WND | 22KV | 2263.08 | 13 | 34098.9574 | 7.143% | Covered | 390 | 0.020956 | 0.022721 | 0.024642 | 0.026733 | 0.029008 | 0.031485 | 0.034183 | 0.03712 | 0.040319 | 0.043804 | 0.047601 | 0.051737 | 0.056245 | 0.061157 | 0.066512 | 0.072349 | 0.074172 | 0.074172 | 0.074172 | 0.074172 | 0.31457 | 0.32093 | 0.32914 | 0.33579 | 0.34057 | 0.34786 | 0.35743 | 0.36629 | 0.371 | 0.371 | 0.371 | 0.371 | 0.371 | 0.371 | 0.371 | 0.371 | 0.371 | 0.371 | 0.371 | 0.371 | 7931.0905 | 680805.446 | 0.0024223 | 882601.2 | 500101.4865 | 423.8907 | 37095.0648 | 688736.5365 | 37518.9555 | 651217.581 | 151116.0944 | TRUE
| 60654571 | EHK022 | EHK | 22KV | 569.03 | 0 | 45714.8889 | 100% | Three phase | 97.13 | 0.0067368 | 0.0071748 | 0.0076424 | 0.0081417 | 0.0086749 | 0.0092443 | 0.0098524 | 0.010502 | 0.011196 | 0.011937 | 0.012729 | 0.013576 | 0.01448 | 0.015446 | 0.016479 | 0.017583 | 0.01865 | 0.01865 | 0.01865 | 0.01865 | 5.468 | 5.464 | 5.477 | 5.49 | 5.497 | 5.503 | 5.556 | 5.602 | 5.615 | 5.615 | 5.615 | 5.615 | 5.615 | 5.615 | 5.615 | 5.615 | 5.615 | 5.615 | 5.615 | 5.615 | 44216.7631 | 11497.7729 | 0.00060907 | 55269.8839 | 31317.1465 | 2238.9285 | 584.0842 | 55714.536 | 2823.0126 | 52891.5234 | 21574.3769 | TRUE
| 60654584 | EHK022 | EHK | 22KV | 47.03 | 0 | 45714.8889 | 100% | Three phase | 97.13 | 0.00057017 | 0.00060695 | 0.00064619 | 0.00068808 | 0.00073278 | 0.0007805 | 0.00083143 | 0.00088581 | 0.00094387 | 0.0010059 | 0.0010721 | 0.0011427 | 0.0012182 | 0.0012989 | 0.001385 | 0.001477 | 0.0015414 | 0.0015414 | 0.0015414 | 0.0015414 | 5.468 | 5.464 | 5.477 | 5.49 | 5.497 | 5.503 | 5.556 | 5.602 | 5.615 | 5.615 | 5.615 | 5.615 | 5.615 | 5.615 | 5.615 | 5.615 | 5.615 | 5.615 | 5.615 | 5.615 | 3710.2583 | 79.7427 | 5.0339e-05 | 4568.0239 | 2588.344 | 185.0461 | 3.9898 | 3790.001 | 189.036 | 3600.965 | 1012.621 | TRUE
| 60654595 | MRO005 | MRO | 22KV | 427.97 | 21 | 40985.6902 | 4.545% | Single phase | 44.74 | 0.0022853 | 0.0024995 | 0.0027351 | 0.0029941 | 0.003279 | 0.0035925 | 0.0039375 | 0.0043173 | 0.0047354 | 0.0051959 | 0.005703 | 0.0062618 | 0.0068774 | 0.0075558 | 0.0083037 | 0.0091281 | 0.010037 | 0.01104 | 0.012145 | 0.013365 | 0.24573 | 0.24677 | 0.24827 | 0.24932 | 0.24932 | 0.24945 | 0.2505 | 0.25218 | 0.25218 | 0.25218 | 0.25218 | 0.25218 | 0.25218 | 0.25218 | 0.25218 | 0.25218 | 0.25218 | 0.25218 | 0.25218 | 0.25218 | 846.272 | 1887.316 | 0.00045809 | 19147.3778 | 10849.3305 | 68.0146 | 152.1859 | 2733.588 | 220.2005 | 2513.3875 | -8335.943 | FALSE
| 60654684 | EHK022 | EHK | 22KV | 158.24 | 0 | 45714.8889 | 100% | Three phase | 97.13 | 0.001882 | 0.0020089 | 0.0021448 | 0.0022902 | 0.0024458 | 0.0026125 | 0.0027909 | 0.0029819 | 0.0031864 | 0.0034055 | 0.00364 | 0.0038913 | 0.0041604 | 0.0044487 | 0.0047576 | 0.0050885 | 0.0051863 | 0.0051863 | 0.0051863 | 0.0051863 | 5.468 | 5.464 | 5.477 | 5.49 | 5.497 | 5.503 | 5.556 | 5.602 | 5.615 | 5.615 | 5.615 | 5.615 | 5.615 | 5.615 | 5.615 | 5.615 | 5.615 | 5.615 | 5.615 | 5.615 | 12522.3137 | 905.4664 | 0.00016937 | 15369.8512 | 8708.8998 | 622.6175 | 45.1687 | 13427.7801 | 667.7862 | 12759.9939 | 4051.0941 | TRUE
| 60654702 | EHK021 | EHK | 22KV | 46 | 0 | 45714.8889 | 100% | Three phase | 97.13 | 0.00024563 | 0.00026866 | 0.00029398 | 0.00032182 | 0.00035244 | 0.00038614 | 0.00042322 | 0.00046404 | 0.00050898 | 0.00055848 | 0.00061299 | 0.00067304 | 0.00073921 | 0.00081213 | 0.00089251 | 0.00098113 | 0.0010788 | 0.0011866 | 0.0013054 | 0.0014366 | 10.843 | 10.945 | 11.099 | 11.264 | 11.316 | 11.368 | 11.537 | 11.768 | 11.826 | 11.826 | 11.826 | 11.826 | 11.826 | 11.826 | 11.826 | 11.826 | 11.826 | 11.826 | 11.826 | 11.826 | 4716.4568 | 47.3359 | 4.9237e-05 | 4467.98 | 2531.6569 | 375.74 | 3.817 | 4763.7928 | 379.557 | 4384.2357 | 1852.5788 | TRUE
| 60654706 | EHK021 | EHK | 22KV | 1083.91 | 0 | 45714.8889 | 100% | Three phase | 97.13 | 0.0057879 | 0.0063305 | 0.0069271 | 0.0075831 | 0.0083047 | 0.0090987 | 0.0099725 | 0.010934 | 0.011993 | 0.01316 | 0.014444 | 0.015859 | 0.017418 | 0.019137 | 0.021031 | 0.023119 | 0.025421 | 0.02796 | 0.030761 | 0.03385 | 10.843 | 10.945 | 11.099 | 11.264 | 11.316 | 11.368 | 11.537 | 11.768 | 11.826 | 11.826 | 11.826 | 11.826 | 11.826 | 11.826 | 11.826 | 11.826 | 11.826 | 11.826 | 11.826 | 11.826 | 111135.1023 | 26282.2065 | 0.0011602 | 105280.1783 | 59654.0925 | 8853.6602 | 2119.2957 | 137417.3088 | 10972.9559 | 126444.3529 | 66790.2604 | TRUE
| 60654726 | EHK031 | EHK | 22KV | 3816.37 | 6 | 45714.8889 | 14.29% | Three phase | 97.13 | 0.04866 | 0.053132 | 0.058031 | 0.0634 | 0.069284 | 0.075734 | 0.082805 | 0.090559 | 0.099061 | 0.10839 | 0.11862 | 0.12508 | 0.12508 | 0.12508 | 0.12508 | 0.12508 | 0.12508 | 0.12508 | 0.12508 | 0.12508 | 1.3326 | 1.3637 | 1.4034 | 1.4376 | 1.4679 | 1.5011 | 1.5467 | 1.5967 | 1.6294 | 1.6294 | 1.6294 | 1.6294 | 1.6294 | 1.6294 | 1.6294 | 1.6294 | 1.6294 | 1.6294 | 1.6294 | 1.6294 | 98122.6741 | 606649.465 | 0.0040849 | 370684.0181 | 210037.816 | 4164.7615 | 26272.7812 | 704772.1392 | 30437.5427 | 674334.5964 | 464296.7804 | TRUE
| 60654728 | EHK031 | EHK | 22KV | 1906.09 | 6 | 45714.8889 | 14.29% | Three phase | 97.13 | 0.0095778 | 0.010307 | 0.011095 | 0.011947 | 0.012868 | 0.013864 | 0.014941 | 0.016106 | 0.017367 | 0.018731 | 0.020208 | 0.021806 | 0.023536 | 0.025409 | 0.027438 | 0.029634 | 0.032013 | 0.03459 | 0.037382 | 0.040407 | 1.3326 | 1.3637 | 1.4034 | 1.4376 | 1.4679 | 1.5011 | 1.5467 | 1.5967 | 1.6294 | 1.6294 | 1.6294 | 1.6294 | 1.6294 | 1.6294 | 1.6294 | 1.6294 | 1.6294 | 1.6294 | 1.6294 | 1.6294 | 20569.2282 | 63308.5732 | 0.0020402 | 185138.5217 | 104903.6076 | 2080.0945 | 6553.7807 | 83877.8014 | 8633.8753 | 75243.9261 | -29659.6814 | FALSE
| 60654731 | EHK031 | EHK | 22KV | 76.79 | 6 | 45714.8889 | 14.29% | Three phase | 97.13 | 0.00073856 | 0.00079332 | 0.00085233 | 0.00091591 | 0.00098445 | 0.0010583 | 0.001138 | 0.0012238 | 0.0013164 | 0.0014162 | 0.0015239 | 0.0016401 | 0.0017654 | 0.0019005 | 0.0020464 | 0.0022037 | 0.0023735 | 0.0025168 | 0.0025168 | 0.0025168 | 1.3326 | 1.3637 | 1.4034 | 1.4376 | 1.4679 | 1.5011 | 1.5467 | 1.5967 | 1.6294 | 1.6294 | 1.6294 | 1.6294 | 1.6294 | 1.6294 | 1.6294 | 1.6294 | 1.6294 | 1.6294 | 1.6294 | 1.6294 | 1516.7718 | 188.3086 | 8.2193e-05 | 7458.6127 | 4226.216 | 83.8001 | 10.6369 | 1705.0804 | 94.4369 | 1610.6434 | -2615.5726 | FALSE
| 60654732 | EHK031 | EHK | 22KV | 1893.74 | 6 | 45714.8889 | 14.29% | Three phase | 97.13 | 0.016961 | 0.018404 | 0.019976 | 0.021688 | 0.023553 | 0.025586 | 0.027801 | 0.030216 | 0.032848 | 0.035718 | 0.038847 | 0.04226 | 0.045983 | 0.050043 | 0.054473 | 0.059307 | 0.062067 | 0.062067 | 0.062067 | 0.062067 | 1.3326 | 1.3637 | 1.4034 | 1.4376 | 1.4679 | 1.5011 | 1.5467 | 1.5967 | 1.6294 | 1.6294 | 1.6294 | 1.6294 | 1.6294 | 1.6294 | 1.6294 | 1.6294 | 1.6294 | 1.6294 | 1.6294 | 1.6294 | 38099.0993 | 116418.0329 | 0.002027 | 183938.9662 | 104223.9127 | 2066.6171 | 6469.1289 | 154517.1322 | 8535.746 | 145981.3862 | 41757.4734 | TRUE
| 60654741 | EHK031 | EHK | 22KV | 1789.02 | 6 | 45714.8889 | 14.29% | Three phase | 97.13 | 0.010935 | 0.011761 | 0.012653 | 0.013616 | 0.014657 | 0.015781 | 0.016995 | 0.018307 | 0.019726 | 0.021259 | 0.022916 | 0.024708 | 0.026646 | 0.028741 | 0.031007 | 0.033459 | 0.036111 | 0.038981 | 0.042086 | 0.045446 | 1.3326 | 1.3637 | 1.4034 | 1.4376 | 1.4679 | 1.5011 | 1.5467 | 1.5967 | 1.6294 | 1.6294 | 1.6294 | 1.6294 | 1.6294 | 1.6294 | 1.6294 | 1.6294 | 1.6294 | 1.6294 | 1.6294 | 1.6294 | 23295.3406 | 67309.1593 | 0.0019149 | 173767.5126 | 98460.5407 | 1952.3373 | 5773.4511 | 90604.4998 | 7725.7885 | 82878.7114 | -15581.8293 | FALSE
| 60654742 | EHK031 | EHK | 22KV | 280.95 | 6 | 45714.8889 | 14.29% | Three phase | 97.13 | 0.0029316 | 0.0032261 | 0.0035515 | 0.0039111 | 0.0043085 | 0.004748 | 0.005234 | 0.0057714 | 0.006366 | 0.0070238 | 0.0077518 | 0.0085575 | 0.0092081 | 0.0092081 | 0.0092081 | 0.0092081 | 0.0092081 | 0.0092081 | 0.0092081 | 0.0092081 | 1.3326 | 1.3637 | 1.4034 | 1.4376 | 1.4679 | 1.5011 | 1.5467 | 1.5967 | 1.6294 | 1.6294 | 1.6294 | 1.6294 | 1.6294 | 1.6294 | 1.6294 | 1.6294 | 1.6294 | 1.6294 | 1.6294 | 1.6294 | 6679.4012 | 3030.0788 | 0.00030072 | 27288.6735 | 15462.3698 | 306.5976 | 142.3847 | 9709.48 | 448.9822 | 9260.4978 | -6201.8721 | FALSE
| 60654786 | EHK023 | EHK | 22KV | 216.43 | 1 | 45714.8889 | 50% | Three phase | 97.13 | 0.0020169 | 0.0021698 | 0.002335 | 0.0025132 | 0.0027057 | 0.0029134 | 0.0031379 | 0.0033802 | 0.003642 | 0.0039248 | 0.0042304 | 0.0045605 | 0.0049173 | 0.0053029 | 0.0057196 | 0.0061701 | 0.0066571 | 0.0070934 | 0.0070934 | 0.0070934 | 4.1305 | 4.1755 | 4.232 | 4.2855 | 4.3085 | 4.3405 | 4.405 | 4.4785 | 4.5225 | 4.5225 | 4.5225 | 4.5225 | 4.5225 | 4.5225 | 4.5225 | 4.5225 | 4.5225 | 4.5225 | 4.5225 | 4.5225 | 11911.2982 | 1475.6062 | 0.00023166 | 21021.8459 | 11911.4458 | 674.9968 | 84.4968 | 13386.9044 | 759.4935 | 12627.4108 | 715.965 | TRUE
| 60655016 | EHK023 | EHK | 22KV | 711.27 | 1 | 45714.8889 | 50% | Three phase | 97.13 | 0.0066017 | 0.0070881 | 0.007612 | 0.0081764 | 0.0087845 | 0.0094396 | 0.010146 | 0.010907 | 0.011727 | 0.012611 | 0.013564 | 0.014591 | 0.0157 | 0.016895 | 0.018183 | 0.019573 | 0.021073 | 0.022691 | 0.023312 | 0.023312 | 4.1305 | 4.1755 | 4.232 | 4.2855 | 4.3085 | 4.3405 | 4.405 | 4.4785 | 4.5225 | 4.5225 | 4.5225 | 4.5225 | 4.5225 | 4.5225 | 4.5225 | 4.5225 | 4.5225 | 4.5225 | 4.5225 | 4.5225 | 38365.4619 | 15622.1329 | 0.00076132 | 69085.6551 | 39145.47 | 2218.2921 | 912.5866 | 53987.5948 | 3130.8787 | 50856.7161 | 11711.2461 | TRUE
| 60655172 | CTN001 | CTN | 22KV | 4810.51 | 30 | 45198.6405 | 3.226% | Three phase | 97.13 | 0.041398 | 0.045138 | 0.049232 | 0.053715 | 0.058624 | 0.064001 | 0.069892 | 0.076346 | 0.08342 | 0.091172 | 0.09967 | 0.10899 | 0.1192 | 0.13041 | 0.1427 | 0.15618 | 0.15766 | 0.15766 | 0.15766 | 0.15766 | 0.22626 | 0.22768 | 0.23055 | 0.2329 | 0.23248 | 0.23248 | 0.23581 | 0.23987 | 0.23903 | 0.23903 | 0.23903 | 0.23903 | 0.23903 | 0.23903 | 0.23903 | 0.23903 | 0.23903 | 0.23903 | 0.23903 | 0.23903 | 14395.3673 | 752915.7076 | 0.005149 | 467244.8363 | 264751.3251 | 792.8226 | 41743.3545 | 767311.0749 | 42536.1771 | 724774.8978 | 460023.5727 | TRUE
| 60655189 | CMN002 | CMN | 22KV | 2171.07 | 8 | 38419.8192 | 11.11% | Covered | 390 | 0.01702 | 0.018308 | 0.019699 | 0.021201 | 0.022822 | 0.024573 | 0.026464 | 0.028507 | 0.030714 | 0.033099 | 0.035676 | 0.038461 | 0.041471 | 0.044725 | 0.048243 | 0.052046 | 0.056159 | 0.060607 | 0.065417 | 0.07062 | 0.40256 | 0.40522 | 0.40822 | 0.41078 | 0.41189 | 0.41489 | 0.41933 | 0.42378 | 0.42522 | 0.42522 | 0.42522 | 0.42522 | 0.42522 | 0.42522 | 0.42522 | 0.42522 | 0.42522 | 0.42522 | 0.42522 | 0.42522 | 8131.5376 | 510351.5796 | 0.0023238 | 846717.3 | 479768.87 | 540.4039 | 34140.0359 | 518483.1172 | 34680.4398 | 483802.6774 | 4033.8074 | TRUE
| 60655192 | CMN002 | CMN | 22KV | 5730.85 | 8 | 38419.8192 | 11.11% | Covered | 390 | 0.06938 | 0.073802 | 0.078518 | 0.083547 | 0.08891 | 0.094631 | 0.10073 | 0.10724 | 0.11419 | 0.1216 | 0.1295 | 0.13794 | 0.14694 | 0.15655 | 0.16681 | 0.17775 | 0.18783 | 0.18783 | 0.18783 | 0.18783 | 0.40256 | 0.40522 | 0.40822 | 0.41078 | 0.41189 | 0.41489 | 0.41933 | 0.42378 | 0.42522 | 0.42522 | 0.42522 | 0.42522 | 0.42522 | 0.42522 | 0.42522 | 0.42522 | 0.42522 | 0.42522 | 0.42522 | 0.42522 | 28502.3909 | 4727556.9111 | 0.0061341 | 2235031.5 | 1266418.5994 | 1426.4734 | 237878.0685 | 4756059.3019 | 239304.5419 | 4516754.76 | 3250336.1606 | TRUE
| 60655193 | CMN002 | CMN | 22KV | 5736.54 | 8 | 38419.8192 | 11.11% | Three phase | 97.13 | 0.069547 | 0.074033 | 0.07882 | 0.083929 | 0.089382 | 0.095202 | 0.10142 | 0.10805 | 0.11513 | 0.12269 | 0.13077 | 0.13939 | 0.1486 | 0.15843 | 0.16894 | 0.18016 | 0.18801 | 0.18801 | 0.18801 | 0.18801 | 0.40256 | 0.40522 | 0.40822 | 0.41078 | 0.41189 | 0.41489 | 0.41933 | 0.42378 | 0.42522 | 0.42522 | 0.42522 | 0.42522 | 0.42522 | 0.42522 | 0.42522 | 0.42522 | 0.42522 | 0.42522 | 0.42522 | 0.42522 | 28693.0496 | 1186426.763 | 0.0061402 | 557190.1302 | 315716.3308 | 1427.8897 | 59361.5394 | 1215119.8126 | 60789.4291 | 1154330.3835 | 838614.0527 | TRUE
| 60655197 | CMN001 | CMN | 22KV | 559.31 | 13 | 38419.8192 | 7.143% | Three phase | 97.13 | 0.0047674 | 0.0051284 | 0.0055182 | 0.0059389 | 0.0063932 | 0.0068837 | 0.0074135 | 0.0079857 | 0.0086038 | 0.0092716 | 0.0099931 | 0.010773 | 0.011615 | 0.012526 | 0.01351 | 0.014575 | 0.015725 | 0.016969 | 0.018314 | 0.018331 | 0.30364 | 0.30821 | 0.31421 | 0.31914 | 0.322 | 0.32564 | 0.33257 | 0.33886 | 0.34257 | 0.34257 | 0.34257 | 0.34257 | 0.34257 | 0.34257 | 0.34257 | 0.34257 | 0.34257 | 0.34257 | 0.34257 | 0.34257 | 1806.9136 | 9122.6898 | 0.00059867 | 54325.7803 | 30782.1964 | 110.2434 | 564.3003 | 10929.6034 | 674.5437 | 10255.0597 | -20527.1367 | FALSE
| 60655242 | CMN001 | CMN | 22KV | 332.35 | 13 | 38419.8192 | 7.143% | Three phase | 97.13 | 0.0028328 | 0.0030474 | 0.003279 | 0.003529 | 0.0037989 | 0.0040904 | 0.0044052 | 0.0047452 | 0.0051125 | 0.0055093 | 0.005938 | 0.0064013 | 0.006902 | 0.0074432 | 0.0080281 | 0.0086605 | 0.0093441 | 0.010083 | 0.010883 | 0.010893 | 0.30364 | 0.30821 | 0.31421 | 0.31914 | 0.322 | 0.32564 | 0.33257 | 0.33886 | 0.34257 | 0.34257 | 0.34257 | 0.34257 | 0.34257 | 0.34257 | 0.34257 | 0.34257 | 0.34257 | 0.34257 | 0.34257 | 0.34257 | 1073.6939 | 3221.1363 | 0.00035574 | 32281.1555 | 18291.2213 | 65.5082 | 199.2491 | 4294.8302 | 264.7574 | 4030.0729 | -14261.1484 | FALSE
| 60655251 | CMN001 | CMN | 22KV | 964.23 | 13 | 38419.8192 | 7.143% | Three phase | 97.13 | 0.011523 | 0.012398 | 0.013341 | 0.014359 | 0.015458 | 0.016644 | 0.017925 | 0.019307 | 0.0208 | 0.022411 | 0.024152 | 0.026032 | 0.028062 | 0.030256 | 0.031602 | 0.031602 | 0.031602 | 0.031602 | 0.031602 | 0.031602 | 0.30364 | 0.30821 | 0.31421 | 0.31914 | 0.322 | 0.32564 | 0.33257 | 0.33886 | 0.34257 | 0.34257 | 0.34257 | 0.34257 | 0.34257 | 0.34257 | 0.34257 | 0.34257 | 0.34257 | 0.34257 | 0.34257 | 0.34257 | 4041.6828 | 35232.2376 | 0.0010321 | 93655.6599 | 53067.3817 | 190.0557 | 1677.1287 | 39273.9204 | 1867.1843 | 37406.7361 | -15660.6456 | FALSE
| 60655252 | CMN001 | CMN | 22KV | 348.67 | 13 | 38419.8192 | 7.143% | Single phase | 44.74 | 0.0029719 | 0.003197 | 0.00344 | 0.0037023 | 0.0039855 | 0.0042913 | 0.0046215 | 0.0049782 | 0.0053636 | 0.0057798 | 0.0062296 | 0.0067157 | 0.0072409 | 0.0078087 | 0.0084223 | 0.0090857 | 0.009803 | 0.010578 | 0.011417 | 0.011428 | 0.30364 | 0.30821 | 0.31421 | 0.31914 | 0.322 | 0.32564 | 0.33257 | 0.33886 | 0.34257 | 0.34257 | 0.34257 | 0.34257 | 0.34257 | 0.34257 | 0.34257 | 0.34257 | 0.34257 | 0.34257 | 0.34257 | 0.34257 | 1126.4175 | 1633.0124 | 0.0003732 | 15599.4958 | 8839.0216 | 68.725 | 101.0129 | 2759.43 | 169.7379 | 2589.692 | -6249.3295 | FALSE
| 60655327 | CTN001 | CTN | 22KV | 253.49 | 30 | 45198.6405 | 3.226% | Three phase | 97.13 | 0.0021815 | 0.0023786 | 0.0025943 | 0.0028305 | 0.0030892 | 0.0033726 | 0.003683 | 0.0040231 | 0.0043958 | 0.0048043 | 0.0052521 | 0.0057431 | 0.0062815 | 0.0068719 | 0.0075195 | 0.0082299 | 0.0083081 | 0.0083081 | 0.0083081 | 0.0083081 | 0.22626 | 0.22768 | 0.23055 | 0.2329 | 0.23248 | 0.23248 | 0.23581 | 0.23987 | 0.23903 | 0.23903 | 0.23903 | 0.23903 | 0.23903 | 0.23903 | 0.23903 | 0.23903 | 0.23903 | 0.23903 | 0.23903 | 0.23903 | 758.5644 | 2090.6714 | 0.00027133 | 24621.4837 | 13951.0807 | 41.7778 | 115.9116 | 2849.2358 | 157.6894 | 2691.5464 | -11259.5343 | FALSE
| 60655364 | EHK022 | EHK | 22KV | 566.31 | 0 | 45714.8889 | 100% | Three phase | 97.13 | 0.0052773 | 0.0056776 | 0.0061096 | 0.006576 | 0.0070796 | 0.0076233 | 0.0082105 | 0.0088447 | 0.0095297 | 0.01027 | 0.011069 | 0.011933 | 0.012867 | 0.013875 | 0.014966 | 0.016145 | 0.017419 | 0.018561 | 0.018561 | 0.018561 | 5.468 | 5.464 | 5.477 | 5.49 | 5.497 | 5.503 | 5.556 | 5.602 | 5.615 | 5.615 | 5.615 | 5.615 | 5.615 | 5.615 | 5.615 | 5.615 | 5.615 | 5.615 | 5.615 | 5.615 | 39060.692 | 10102.8523 | 0.00060616 | 55005.6903 | 31167.4485 | 2228.2262 | 578.5136 | 49163.5443 | 2806.7398 | 46356.8045 | 15189.356 | TRUE
| 60655403 | EHK022 | EHK | 22KV | 335.27 | 0 | 45714.8889 | 100% | Three phase | 97.13 | 0.0018306 | 0.002003 | 0.0021926 | 0.0024012 | 0.0026307 | 0.0028834 | 0.0031615 | 0.0034678 | 0.0038051 | 0.0041767 | 0.0045861 | 0.0050373 | 0.0055347 | 0.006083 | 0.0066876 | 0.0073543 | 0.0080898 | 0.0089011 | 0.0097963 | 0.010784 | 5.468 | 5.464 | 5.477 | 5.49 | 5.497 | 5.503 | 5.556 | 5.602 | 5.615 | 5.615 | 5.615 | 5.615 | 5.615 | 5.615 | 5.615 | 5.615 | 5.615 | 5.615 | 5.615 | 5.615 | 16881.0406 | 2582.5442 | 0.00035886 | 32564.7751 | 18451.9265 | 1319.1669 | 202.7657 | 19463.5848 | 1521.9326 | 17941.6522 | -510.2743 | FALSE
| 60655430 | CTN001 | CTN | 22KV | 7865.88 | 30 | 45198.6405 | 3.226% | Three phase | 97.13 | 0.070561 | 0.076201 | 0.082313 | 0.088937 | 0.096118 | 0.1039 | 0.11235 | 0.1215 | 0.13143 | 0.1422 | 0.15389 | 0.16657 | 0.18032 | 0.19526 | 0.21146 | 0.22905 | 0.24815 | 0.2578 | 0.2578 | 0.2578 | 0.22626 | 0.22768 | 0.23055 | 0.2329 | 0.23248 | 0.23248 | 0.23581 | 0.23987 | 0.23903 | 0.23903 | 0.23903 | 0.23903 | 0.23903 | 0.23903 | 0.23903 | 0.23903 | 0.23903 | 0.23903 | 0.23903 | 0.23903 | 22728.8228 | 1944653.3518 | 0.0084194 | 764012.9244 | 432906.7298 | 1296.3797 | 111609.1333 | 1967382.1746 | 112905.5131 | 1854476.6616 | 1421569.9317 | TRUE
| 60655437 | CTN001 | CTN | 22KV | 15126.59 | 30 | 45198.6405 | 3.226% | Three phase | 97.13 | 0.13018 | 0.14194 | 0.15481 | 0.16891 | 0.18434 | 0.20125 | 0.21977 | 0.24007 | 0.26231 | 0.28669 | 0.31341 | 0.34271 | 0.37484 | 0.41007 | 0.44871 | 0.49111 | 0.49577 | 0.49577 | 0.49577 | 0.49577 | 0.22626 | 0.22768 | 0.23055 | 0.2329 | 0.23248 | 0.23248 | 0.23581 | 0.23987 | 0.23903 | 0.23903 | 0.23903 | 0.23903 | 0.23903 | 0.23903 | 0.23903 | 0.23903 | 0.23903 | 0.23903 | 0.23903 | 0.23903 | 45266.0569 | 7444682.5806 | 0.016191 | 1469245.6867 | 832507.3113 | 2493.0211 | 412750.0874 | 7489948.6375 | 415243.1085 | 7074705.529 | 6242198.2177 | TRUE
| 60655494 | EHK033 | EHK | 22KV | 112.19 | 0 | 45714.8889 | 100% | Three phase | 97.13 | 0.0010564 | 0.0011551 | 0.0012634 | 0.0013824 | 0.001513 | 0.0016565 | 0.0018142 | 0.0019874 | 0.0021778 | 0.002387 | 0.002617 | 0.0028699 | 0.003148 | 0.0034538 | 0.003677 | 0.003677 | 0.003677 | 0.003677 | 0.003677 | 0.003677 | 13.275 | 13.65 | 14.054 | 14.449 | 14.788 | 15.134 | 15.607 | 16.132 | 16.537 | 16.537 | 16.537 | 16.537 | 16.537 | 16.537 | 16.537 | 16.537 | 16.537 | 16.537 | 16.537 | 16.537 | 24729.3828 | 442.1019 | 0.00012008 | 10897.0147 | 6174.4911 | 1236.8982 | 22.7046 | 25171.4847 | 1259.6028 | 23911.8819 | 17737.3908 | TRUE
| 60655516 | EHK031 | EHK | 22KV | 2011.83 | 6 | 45714.8889 | 14.29% | Single phase | 44.74 | 0.021056 | 0.022619 | 0.024302 | 0.026116 | 0.028071 | 0.030178 | 0.03245 | 0.034898 | 0.037539 | 0.040385 | 0.043456 | 0.046767 | 0.050338 | 0.054191 | 0.058347 | 0.062831 | 0.065937 | 0.065937 | 0.065937 | 0.065937 | 1.3326 | 1.3637 | 1.4034 | 1.4376 | 1.4679 | 1.5011 | 1.5467 | 1.5967 | 1.6294 | 1.6294 | 1.6294 | 1.6294 | 1.6294 | 1.6294 | 1.6294 | 1.6294 | 1.6294 | 1.6294 | 1.6294 | 1.6294 | 42486.4774 | 63691.2873 | 0.0021534 | 90009.2742 | 51001.2584 | 2195.4874 | 3363.0262 | 106177.7648 | 5558.5136 | 100619.2512 | 49617.9928 | TRUE
| 60655537 | EHK031 | EHK | 22KV | 365.33 | 6 | 45714.8889 | 14.29% | Three phase | 97.13 | 0.0027767 | 0.0030401 | 0.0033298 | 0.0036485 | 0.0039991 | 0.004385 | 0.0048097 | 0.0052772 | 0.005792 | 0.0063589 | 0.0069834 | 0.0076714 | 0.0084294 | 0.0092648 | 0.010186 | 0.011201 | 0.011974 | 0.011974 | 0.011974 | 0.011974 | 1.3326 | 1.3637 | 1.4034 | 1.4376 | 1.4679 | 1.5011 | 1.5467 | 1.5967 | 1.6294 | 1.6294 | 1.6294 | 1.6294 | 1.6294 | 1.6294 | 1.6294 | 1.6294 | 1.6294 | 1.6294 | 1.6294 | 1.6294 | 6928.702 | 4074.6768 | 0.00039104 | 35484.5029 | 20106.3092 | 398.6805 | 240.7553 | 11003.3788 | 639.4358 | 10363.9431 | -9742.3662 | FALSE
| 60655545 | EHK031 | EHK | 22KV | 847.2 | 6 | 45714.8889 | 14.29% | Three phase | 97.13 | 0.0046258 | 0.0050614 | 0.0055406 | 0.0060677 | 0.0066477 | 0.0072861 | 0.0079889 | 0.0087628 | 0.0096152 | 0.010554 | 0.011589 | 0.012729 | 0.013986 | 0.015371 | 0.016899 | 0.018584 | 0.020442 | 0.022492 | 0.024755 | 0.027251 | 1.3326 | 1.3637 | 1.4034 | 1.4376 | 1.4679 | 1.5011 | 1.5467 | 1.5967 | 1.6294 | 1.6294 | 1.6294 | 1.6294 | 1.6294 | 1.6294 | 1.6294 | 1.6294 | 1.6294 | 1.6294 | 1.6294 | 1.6294 | 12107.989 | 16490.3649 | 0.00090682 | 82288.536 | 46626.5162 | 924.5398 | 1294.7234 | 28598.3539 | 2219.2632 | 26379.0907 | -20247.4256 | FALSE
| 60655556 | EHK031 | EHK | 22KV | 345.13 | 6 | 45714.8889 | 14.29% | Single phase | 44.74 | 0.0030514 | 0.0032774 | 0.003521 | 0.0037836 | 0.0040665 | 0.0043716 | 0.0047004 | 0.0050551 | 0.0054375 | 0.0058499 | 0.0062947 | 0.0067746 | 0.0072923 | 0.0078508 | 0.0084536 | 0.009104 | 0.009806 | 0.010564 | 0.011312 | 0.011312 | 1.3326 | 1.3637 | 1.4034 | 1.4376 | 1.4679 | 1.5011 | 1.5467 | 1.5967 | 1.6294 | 1.6294 | 1.6294 | 1.6294 | 1.6294 | 1.6294 | 1.6294 | 1.6294 | 1.6294 | 1.6294 | 1.6294 | 1.6294 | 6343.3239 | 1629.7339 | 0.00036942 | 15441.1162 | 8749.2802 | 376.6365 | 98.9722 | 7973.0579 | 475.6086 | 7497.4492 | -1251.831 | FALSE
| 60655896 | CTN006 | CTN | 22KV | 2202.57 | 35 | 45198.6405 | 2.778% | Three phase | 97.13 | 0.019727 | 0.021405 | 0.023233 | 0.025225 | 0.027395 | 0.029759 | 0.032335 | 0.035143 | 0.038205 | 0.041543 | 0.045182 | 0.049152 | 0.053481 | 0.058204 | 0.063357 | 0.068979 | 0.072189 | 0.072189 | 0.072189 | 0.072189 | 0.16789 | 0.16722 | 0.16758 | 0.16758 | 0.16628 | 0.16544 | 0.16553 | 0.16617 | 0.16478 | 0.16478 | 0.16478 | 0.16478 | 0.16478 | 0.16478 | 0.16478 | 0.16478 | 0.16478 | 0.16478 | 0.16478 | 0.16478 | 4584.1891 | 157484.9261 | 0.0023576 | 213935.6241 | 121220.6868 | 255.364 | 8751.1382 | 162069.1152 | 9006.5022 | 153062.6129 | 31841.9261 | TRUE
| 60656328 | CTN004 | CTN | 22KV | 57.35 | 8 | 45198.6405 | 11.11% | Three phase | 97.13 | 0.00053243 | 0.00057802 | 0.0006277 | 0.00068185 | 0.00074086 | 0.0008052 | 0.00087535 | 0.00095184 | 0.0010353 | 0.0011263 | 0.0012256 | 0.0013339 | 0.0014521 | 0.0015811 | 0.0017219 | 0.0018756 | 0.0018796 | 0.0018796 | 0.0018796 | 0.0018796 | 0.966 | 0.96056 | 0.95878 | 0.96167 | 0.95067 | 0.94256 | 0.94067 | 0.94156 | 0.93567 | 0.93567 | 0.93567 | 0.93567 | 0.93567 | 0.93567 | 0.93567 | 0.93567 | 0.93567 | 0.93567 | 0.93567 | 0.93567 | 699.7979 | 110.0348 | 6.1386e-05 | 5570.4055 | 3156.3158 | 37.8825 | 5.933 | 809.8327 | 43.8155 | 766.0172 | -2390.2986 | FALSE
| 60656332 | CTN004 | CTN | 22KV | 2916.34 | 8 | 45198.6405 | 11.11% | Single phase | 44.74 | 0.017826 | 0.019172 | 0.020626 | 0.022197 | 0.023893 | 0.025725 | 0.027704 | 0.029844 | 0.032156 | 0.034655 | 0.037356 | 0.040277 | 0.043436 | 0.046852 | 0.050546 | 0.054542 | 0.058866 | 0.063543 | 0.068605 | 0.074082 | 0.966 | 0.96056 | 0.95878 | 0.96167 | 0.95067 | 0.94256 | 0.94067 | 0.94156 | 0.93567 | 0.93567 | 0.93567 | 0.93567 | 0.93567 | 0.93567 | 0.93567 | 0.93567 | 0.93567 | 0.93567 | 0.93567 | 0.93567 | 22372.3196 | 82387.7561 | 0.0031216 | 130477.0516 | 73931.2018 | 1926.386 | 7066.8196 | 104760.0758 | 8993.2056 | 95766.8702 | 21835.6684 | TRUE
| 60656681 | EHK022 | EHK | 22KV | 140.48 | 0 | 45714.8889 | 100% | Three phase | 97.13 | 0.0016539 | 0.0017565 | 0.0018656 | 0.0019819 | 0.0021057 | 0.0022375 | 0.0023778 | 0.0025273 | 0.0026865 | 0.0028561 | 0.0030367 | 0.0032291 | 0.0034341 | 0.0036525 | 0.0038852 | 0.0041332 | 0.0043975 | 0.0046042 | 0.0046042 | 0.0046042 | 5.468 | 5.464 | 5.477 | 5.49 | 5.497 | 5.503 | 5.556 | 5.602 | 5.615 | 5.615 | 5.615 | 5.615 | 5.615 | 5.615 | 5.615 | 5.615 | 5.615 | 5.615 | 5.615 | 5.615 | 10647.0209 | 683.5438 | 0.00015037 | 13644.8224 | 7731.4601 | 552.7383 | 35.5987 | 11330.5646 | 588.337 | 10742.2276 | 3010.7675 | TRUE
| 60656988 | EHK031 | EHK | 22KV | 59.55 | 6 | 45714.8889 | 14.29% | Three phase | 97.13 | 0.00048414 | 0.00051998 | 0.00055859 | 0.00060021 | 0.00064508 | 0.00069345 | 0.0007456 | 0.00080184 | 0.00086249 | 0.00092791 | 0.00099848 | 0.0010746 | 0.0011568 | 0.0012454 | 0.0013411 | 0.0014443 | 0.0015557 | 0.001676 | 0.0018059 | 0.0019461 | 1.3326 | 1.3637 | 1.4034 | 1.4376 | 1.4679 | 1.5011 | 1.5467 | 1.5967 | 1.6294 | 1.6294 | 1.6294 | 1.6294 | 1.6294 | 1.6294 | 1.6294 | 1.6294 | 1.6294 | 1.6294 | 1.6294 | 1.6294 | 1012.509 | 97.4251 | 6.374e-05 | 5784.0915 | 3277.395 | 64.9862 | 6.3969 | 1109.9341 | 71.3831 | 1038.551 | -2238.844 | FALSE
| 60657096 | EHK031 | EHK | 22KV | 70.31 | 6 | 45714.8889 | 14.29% | Three phase | 97.13 | 0.00053439 | 0.00058509 | 0.00064085 | 0.00070218 | 0.00076966 | 0.00084392 | 0.00092565 | 0.0010156 | 0.0011147 | 0.0012238 | 0.001344 | 0.0014764 | 0.0016223 | 0.0017831 | 0.0019603 | 0.0021556 | 0.0023044 | 0.0023044 | 0.0023044 | 0.0023044 | 1.3326 | 1.3637 | 1.4034 | 1.4376 | 1.4679 | 1.5011 | 1.5467 | 1.5967 | 1.6294 | 1.6294 | 1.6294 | 1.6294 | 1.6294 | 1.6294 | 1.6294 | 1.6294 | 1.6294 | 1.6294 | 1.6294 | 1.6294 | 1333.4712 | 150.9234 | 7.5258e-05 | 6829.2103 | 3869.5826 | 76.7285 | 8.9174 | 1484.3947 | 85.6459 | 1398.7487 | -2470.8338 | FALSE
| 60657097 | EHK031 | EHK | 22KV | 2982.36 | 6 | 45714.8889 | 14.29% | Single phase | 44.74 | 0.021511 | 0.023138 | 0.024895 | 0.026792 | 0.028841 | 0.031053 | 0.033443 | 0.036025 | 0.038814 | 0.041829 | 0.045087 | 0.048609 | 0.052416 | 0.056532 | 0.060982 | 0.065794 | 0.070999 | 0.076628 | 0.082717 | 0.089304 | 1.3326 | 1.3637 | 1.4034 | 1.4376 | 1.4679 | 1.5011 | 1.5467 | 1.5967 | 1.6294 | 1.6294 | 1.6294 | 1.6294 | 1.6294 | 1.6294 | 1.6294 | 1.6294 | 1.6294 | 1.6294 | 1.6294 | 1.6294 | 45818.0869 | 101656.262 | 0.0031922 | 133430.7864 | 75604.8537 | 3254.6158 | 7390.398 | 147474.3489 | 10645.0138 | 136829.3351 | 61224.4814 | TRUE
| 60657099 | EHK031 | EHK | 22KV | 36.59 | 6 | 45714.8889 | 14.29% | Single phase | 44.74 | 0.00046108 | 0.00050636 | 0.00055627 | 0.0006113 | 0.00067197 | 0.00073888 | 0.00081269 | 0.00089411 | 0.00098394 | 0.0010831 | 0.0011925 | 0.0011992 | 0.0011992 | 0.0011992 | 0.0011992 | 0.0011992 | 0.0011992 | 0.0011992 | 0.0011992 | 0.0011992 | 1.3326 | 1.3637 | 1.4034 | 1.4376 | 1.4679 | 1.5011 | 1.5467 | 1.5967 | 1.6294 | 1.6294 | 1.6294 | 1.6294 | 1.6294 | 1.6294 | 1.6294 | 1.6294 | 1.6294 | 1.6294 | 1.6294 | 1.6294 | 951.2673 | 25.9665 | 3.9165e-05 | 1637.0366 | 927.5814 | 39.9303 | 1.1124 | 977.2338 | 41.0427 | 936.1911 | 8.6097 | TRUE
| 60657108 | EHK031 | EHK | 22KV | 3127.66 | 6 | 45714.8889 | 14.29% | Three phase | 97.13 | 0.039767 | 0.043361 | 0.047293 | 0.051595 | 0.056303 | 0.061456 | 0.067096 | 0.073272 | 0.080035 | 0.087441 | 0.095553 | 0.10251 | 0.10251 | 0.10251 | 0.10251 | 0.10251 | 0.10251 | 0.10251 | 0.10251 | 0.10251 | 1.3326 | 1.3637 | 1.4034 | 1.4376 | 1.4679 | 1.5011 | 1.5467 | 1.5967 | 1.6294 | 1.6294 | 1.6294 | 1.6294 | 1.6294 | 1.6294 | 1.6294 | 1.6294 | 1.6294 | 1.6294 | 1.6294 | 1.6294 | 79977.7864 | 405220.8247 | 0.0033477 | 303789.6158 | 172133.9586 | 3413.1801 | 17645.9147 | 485198.6111 | 21059.0947 | 464139.5164 | 292005.5577 | TRUE
| 60657112 | EHK031 | EHK | 22KV | 313.97 | 6 | 45714.8889 | 14.29% | Single phase | 44.74 | 0.0032861 | 0.0035299 | 0.0037926 | 0.0040757 | 0.0043808 | 0.0047097 | 0.0050642 | 0.0054463 | 0.0058583 | 0.0063026 | 0.0067818 | 0.0072985 | 0.0078559 | 0.0084571 | 0.0091057 | 0.0098055 | 0.01029 | 0.01029 | 0.01029 | 0.01029 | 1.3326 | 1.3637 | 1.4034 | 1.4376 | 1.4679 | 1.5011 | 1.5467 | 1.5967 | 1.6294 | 1.6294 | 1.6294 | 1.6294 | 1.6294 | 1.6294 | 1.6294 | 1.6294 | 1.6294 | 1.6294 | 1.6294 | 1.6294 | 6630.5201 | 1551.2213 | 0.00033606 | 14047.0178 | 7959.353 | 342.6319 | 81.9076 | 8181.7415 | 424.5395 | 7757.202 | -202.151 | FALSE
| 60657165 | EHK033 | EHK | 22KV | 33.55 | 0 | 45714.8889 | 100% | Three phase | 97.13 | 0.00019987 | 0.00021866 | 0.00023932 | 0.00026203 | 0.00028702 | 0.00031451 | 0.00034476 | 0.00037806 | 0.00041472 | 0.00045508 | 0.00049953 | 0.0005485 | 0.00060245 | 0.00066189 | 0.00072741 | 0.00079963 | 0.00087925 | 0.00096704 | 0.0010639 | 0.0010996 | 13.275 | 13.65 | 14.054 | 14.449 | 14.788 | 15.134 | 15.607 | 16.132 | 16.537 | 16.537 | 16.537 | 16.537 | 16.537 | 16.537 | 16.537 | 16.537 | 16.537 | 16.537 | 16.537 | 16.537 | 5253.3963 | 27.9875 | 3.5911e-05 | 3258.7115 | 1846.4585 | 369.8898 | 2.0304 | 5281.3839 | 371.9202 | 4909.4637 | 3063.0052 | TRUE
| 60657184 | EHK031 | EHK | 22KV | 1110.98 | 6 | 45714.8889 | 14.29% | Single phase | 44.74 | 0.011628 | 0.012491 | 0.01342 | 0.014422 | 0.015502 | 0.016665 | 0.017919 | 0.019272 | 0.02073 | 0.022302 | 0.023997 | 0.025826 | 0.027798 | 0.029925 | 0.032221 | 0.034697 | 0.036412 | 0.036412 | 0.036412 | 0.036412 | 1.3326 | 1.3637 | 1.4034 | 1.4376 | 1.4679 | 1.5011 | 1.5467 | 1.5967 | 1.6294 | 1.6294 | 1.6294 | 1.6294 | 1.6294 | 1.6294 | 1.6294 | 1.6294 | 1.6294 | 1.6294 | 1.6294 | 1.6294 | 23462.0354 | 19422.7155 | 0.0011892 | 49705.2452 | 28164.0984 | 1212.3999 | 1025.5579 | 42884.7509 | 2237.9578 | 40646.7931 | 12482.6947 | TRUE
| 60657192 | EHK031 | EHK | 22KV | 2214.25 | 6 | 45714.8889 | 14.29% | Single phase | 44.74 | 0.023175 | 0.024895 | 0.026747 | 0.028744 | 0.030896 | 0.033215 | 0.035715 | 0.03841 | 0.041316 | 0.044449 | 0.047828 | 0.051472 | 0.055403 | 0.059643 | 0.064217 | 0.069153 | 0.072572 | 0.072572 | 0.072572 | 0.072572 | 1.3326 | 1.3637 | 1.4034 | 1.4376 | 1.4679 | 1.5011 | 1.5467 | 1.5967 | 1.6294 | 1.6294 | 1.6294 | 1.6294 | 1.6294 | 1.6294 | 1.6294 | 1.6294 | 1.6294 | 1.6294 | 1.6294 | 1.6294 | 46761.2486 | 77152.6368 | 0.0023701 | 99065.545 | 56132.743 | 2416.386 | 4073.8122 | 123913.8854 | 6490.1982 | 117423.6872 | 61290.9442 | TRUE
| 60657195 | EHK031 | EHK | 22KV | 422.54 | 6 | 45714.8889 | 14.29% | Single phase | 44.74 | 0.0044224 | 0.0047506 | 0.0051041 | 0.0054851 | 0.0058957 | 0.0063383 | 0.0068153 | 0.0073296 | 0.0078841 | 0.0084821 | 0.0091269 | 0.0098223 | 0.010572 | 0.011382 | 0.012254 | 0.013196 | 0.013849 | 0.013849 | 0.013849 | 0.013849 | 1.3326 | 1.3637 | 1.4034 | 1.4376 | 1.4679 | 1.5011 | 1.5467 | 1.5967 | 1.6294 | 1.6294 | 1.6294 | 1.6294 | 1.6294 | 1.6294 | 1.6294 | 1.6294 | 1.6294 | 1.6294 | 1.6294 | 1.6294 | 8923.3366 | 2809.5264 | 0.00045227 | 18904.4396 | 10711.6763 | 461.1131 | 148.3486 | 11732.863 | 609.4617 | 11123.4013 | 411.725 | TRUE
| 60657203 | EHK032 | EHK | 22KV | 929.38 | 1 | 45714.8889 | 50% | Three phase | 97.13 | 0.010957 | 0.011644 | 0.012376 | 0.013156 | 0.013988 | 0.014873 | 0.015817 | 0.016823 | 0.017896 | 0.019039 | 0.020257 | 0.021556 | 0.02294 | 0.024417 | 0.025991 | 0.02767 | 0.02946 | 0.03046 | 0.03046 | 0.03046 | 0.3235 | 0.325 | 0.325 | 0.3265 | 0.3265 | 0.3265 | 0.328 | 0.328 | 0.328 | 0.328 | 0.328 | 0.328 | 0.328 | 0.328 | 0.328 | 0.328 | 0.328 | 0.328 | 0.328 | 0.328 | 4158.6708 | 30099.5571 | 0.00099478 | 90270.6794 | 51149.3764 | 215.0415 | 1558.0872 | 34258.2279 | 1773.1287 | 32485.0992 | -18664.2771 | FALSE
| 60657215 | EHK031 | EHK | 22KV | 44.37 | 6 | 45714.8889 | 14.29% | Three phase | 97.13 | 0.00033724 | 0.00036923 | 0.00040441 | 0.00044312 | 0.0004857 | 0.00053256 | 0.00058414 | 0.00064092 | 0.00070345 | 0.0007723 | 0.00084815 | 0.0009317 | 0.0010238 | 0.0011252 | 0.0012371 | 0.0013603 | 0.0014542 | 0.0014542 | 0.0014542 | 0.0014542 | 1.3326 | 1.3637 | 1.4034 | 1.4376 | 1.4679 | 1.5011 | 1.5467 | 1.5967 | 1.6294 | 1.6294 | 1.6294 | 1.6294 | 1.6294 | 1.6294 | 1.6294 | 1.6294 | 1.6294 | 1.6294 | 1.6294 | 1.6294 | 841.5036 | 60.1037 | 4.7492e-05 | 4309.6581 | 2441.9482 | 48.4205 | 3.5513 | 901.6073 | 51.9718 | 849.6356 | -1592.3126 | FALSE
| 60657217 | EHK031 | EHK | 22KV | 589.84 | 6 | 45714.8889 | 14.29% | Three phase | 97.13 | 0.0056652 | 0.0061871 | 0.0067593 | 0.0073868 | 0.0080751 | 0.00883 | 0.0096584 | 0.010567 | 0.011565 | 0.01266 | 0.013862 | 0.015182 | 0.016632 | 0.018224 | 0.019332 | 0.019332 | 0.019332 | 0.019332 | 0.019332 | 0.019332 | 1.3326 | 1.3637 | 1.4034 | 1.4376 | 1.4679 | 1.5011 | 1.5467 | 1.5967 | 1.6294 | 1.6294 | 1.6294 | 1.6294 | 1.6294 | 1.6294 | 1.6294 | 1.6294 | 1.6294 | 1.6294 | 1.6294 | 1.6294 | 12927.2843 | 12303.8805 | 0.00063135 | 57291.1592 | 32462.4461 | 643.6857 | 627.5864 | 25231.1648 | 1271.2722 | 23959.8926 | -8502.5535 | FALSE
| 60657218 | EHK024 | EHK | 22KV | 319.43 | 20 | 45714.8889 | 4.762% | Covered | 390 | 0.0029613 | 0.0031857 | 0.0034279 | 0.0036894 | 0.0039716 | 0.0042764 | 0.0046055 | 0.0049609 | 0.0053447 | 0.0057594 | 0.0062074 | 0.0066914 | 0.0072144 | 0.0077797 | 0.0083905 | 0.0090508 | 0.0097646 | 0.010469 | 0.010469 | 0.010469 | 0.41195 | 0.41748 | 0.42552 | 0.432 | 0.43438 | 0.438 | 0.4459 | 0.45538 | 0.45805 | 0.45805 | 0.45805 | 0.45805 | 0.45805 | 0.45805 | 0.45805 | 0.45805 | 0.45805 | 0.45805 | 0.45805 | 0.45805 | 1769.653 | 12846.4254 | 0.00034191 | 124577.7 | 70588.4979 | 100.6197 | 739.0396 | 14616.0783 | 839.6593 | 13776.4191 | -56812.0788 | FALSE
| 60657219 | EHK024 | EHK | 22KV | 1339.38 | 20 | 45714.8889 | 4.762% | Three phase | 97.13 | 0.012882 | 0.013837 | 0.014866 | 0.015975 | 0.017171 | 0.018459 | 0.019848 | 0.021346 | 0.022961 | 0.024702 | 0.026581 | 0.028606 | 0.030792 | 0.033149 | 0.035693 | 0.038438 | 0.0414 | 0.043898 | 0.043898 | 0.043898 | 0.41195 | 0.41748 | 0.42552 | 0.432 | 0.43438 | 0.438 | 0.4459 | 0.45538 | 0.45805 | 0.45805 | 0.45805 | 0.45805 | 0.45805 | 0.45805 | 0.45805 | 0.45805 | 0.45805 | 0.45805 | 0.45805 | 0.45805 | 7555.2542 | 57288.6246 | 0.0014336 | 130093.9794 | 73714.1446 | 421.9013 | 3236.0314 | 64843.8788 | 3657.9327 | 61185.9461 | -12528.1985 | FALSE
| 60657222 | EHK024 | EHK | 22KV | 263.3 | 20 | 45714.8889 | 4.762% | Single phase | 44.74 | 0.0018991 | 0.0020428 | 0.0021979 | 0.0023654 | 0.0025462 | 0.0027415 | 0.0029525 | 0.0031805 | 0.0034268 | 0.0036929 | 0.0039806 | 0.0042915 | 0.0046276 | 0.0049909 | 0.0053838 | 0.0058087 | 0.0062682 | 0.0067651 | 0.0073027 | 0.0078843 | 0.41195 | 0.41748 | 0.42552 | 0.432 | 0.43438 | 0.438 | 0.4459 | 0.45538 | 0.45805 | 0.45805 | 0.45805 | 0.45805 | 0.45805 | 0.45805 | 0.45805 | 0.45805 | 0.45805 | 0.45805 | 0.45805 | 0.45805 | 1154.62 | 792.3476 | 0.00028183 | 11780.042 | 6674.834 | 82.9388 | 57.6036 | 1946.9675 | 140.5424 | 1806.4251 | -4868.4089 | FALSE
| 60657228 | EHK024 | EHK | 22KV | 5086.38 | 20 | 45714.8889 | 4.762% | Covered | 390 | 0.04871 | 0.053118 | 0.057945 | 0.063229 | 0.069015 | 0.075353 | 0.082296 | 0.089903 | 0.098238 | 0.10737 | 0.11739 | 0.12836 | 0.1404 | 0.1536 | 0.1667 | 0.1667 | 0.1667 | 0.1667 | 0.1667 | 0.1667 | 0.41195 | 0.41748 | 0.42552 | 0.432 | 0.43438 | 0.438 | 0.4459 | 0.45538 | 0.45805 | 0.45805 | 0.45805 | 0.45805 | 0.45805 | 0.45805 | 0.45805 | 0.45805 | 0.45805 | 0.45805 | 0.45805 | 0.45805 | 31519.5678 | 3640728.0102 | 0.0054443 | 1983688.2 | 1124001.8908 | 1602.197 | 187384.6132 | 3672247.5779 | 188986.8102 | 3483260.7678 | 2359258.877 | TRUE
| 60657229 | EHK024 | EHK | 22KV | 1400.42 | 20 | 45714.8889 | 4.762% | Three phase | 97.13 | 0.0088714 | 0.009526 | 0.010232 | 0.010992 | 0.011812 | 0.012697 | 0.013651 | 0.014679 | 0.015789 | 0.016987 | 0.018279 | 0.019673 | 0.021179 | 0.022803 | 0.024557 | 0.026451 | 0.028496 | 0.030704 | 0.033089 | 0.035664 | 0.41195 | 0.41748 | 0.42552 | 0.432 | 0.43438 | 0.438 | 0.4459 | 0.45538 | 0.45805 | 0.45805 | 0.45805 | 0.45805 | 0.45805 | 0.45805 | 0.45805 | 0.45805 | 0.45805 | 0.45805 | 0.45805 | 0.45805 | 5293.9376 | 41958.7746 | 0.001499 | 136022.7946 | 77073.5433 | 441.1288 | 3537.7058 | 47252.7122 | 3978.8346 | 43273.8776 | -33799.6657 | FALSE
| 60657239 | EHK031 | EHK | 22KV | 220.57 | 6 | 45714.8889 | 14.29% | Three phase | 97.13 | 0.0020896 | 0.0022663 | 0.0024586 | 0.0026681 | 0.0028961 | 0.0031444 | 0.0034148 | 0.0037094 | 0.0040303 | 0.00438 | 0.0047611 | 0.0051764 | 0.0056291 | 0.0061226 | 0.0066607 | 0.0072291 | 0.0072291 | 0.0072291 | 0.0072291 | 0.0072291 | 1.3326 | 1.3637 | 1.4034 | 1.4376 | 1.4679 | 1.5011 | 1.5467 | 1.5967 | 1.6294 | 1.6294 | 1.6294 | 1.6294 | 1.6294 | 1.6294 | 1.6294 | 1.6294 | 1.6294 | 1.6294 | 1.6294 | 1.6294 | 4610.015 | 1641.5562 | 0.00023609 | 21423.9641 | 12139.295 | 240.7056 | 87.7603 | 6251.5712 | 328.4658 | 5923.1053 | -6216.1896 | FALSE
| 60657245 | EHK033 | EHK | 22KV | 815.44 | 0 | 45714.8889 | 100% | Three phase | 97.13 | 0.0075541 | 0.0081028 | 0.0086932 | 0.0093287 | 0.010013 | 0.010749 | 0.011541 | 0.012394 | 0.013313 | 0.014302 | 0.015368 | 0.016515 | 0.017751 | 0.019083 | 0.020517 | 0.022063 | 0.023729 | 0.025524 | 0.026726 | 0.026726 | 13.275 | 13.65 | 14.054 | 14.449 | 14.788 | 15.134 | 15.607 | 16.132 | 16.537 | 16.537 | 16.537 | 16.537 | 16.537 | 16.537 | 16.537 | 16.537 | 16.537 | 16.537 | 16.537 | 16.537 | 156067.0068 | 20330.6385 | 0.00087282 | 79203.6872 | 44878.5722 | 8990.2514 | 1199.4693 | 176397.6453 | 10189.7207 | 166207.9246 | 121329.3524 | TRUE
| 60657330 | CTN003 | CTN | 22KV | 1652.38 | 29 | 45198.6405 | 3.333% | Three phase | 97.13 | 0.015533 | 0.016785 | 0.018142 | 0.019614 | 0.021211 | 0.022943 | 0.024823 | 0.026862 | 0.029075 | 0.031476 | 0.034083 | 0.036914 | 0.039987 | 0.043324 | 0.046947 | 0.050883 | 0.054156 | 0.054156 | 0.054156 | 0.054156 | 0.0698 | 0.0699 | 0.0708 | 0.071133 | 0.0708 | 0.0708 | 0.071233 | 0.072233 | 0.0719 | 0.0719 | 0.0719 | 0.0719 | 0.0719 | 0.0719 | 0.0719 | 0.0719 | 0.0719 | 0.0719 | 0.0719 | 0.0719 | 1502.4962 | 89426.2459 | 0.0017687 | 160495.6694 | 90940.4189 | 82.4844 | 4925.2124 | 90928.7421 | 5007.6968 | 85921.0453 | -5019.3736 | FALSE
| 60657332 | CTN003 | CTN | 22KV | 2357.06 | 29 | 45198.6405 | 3.333% | Three phase | 97.13 | 0.022157 | 0.023943 | 0.025879 | 0.027979 | 0.030257 | 0.032728 | 0.035408 | 0.038317 | 0.041474 | 0.0449 | 0.048619 | 0.052656 | 0.05704 | 0.061799 | 0.066969 | 0.072583 | 0.077252 | 0.077252 | 0.077252 | 0.077252 | 0.0698 | 0.0699 | 0.0708 | 0.071133 | 0.0708 | 0.0708 | 0.071233 | 0.072233 | 0.0719 | 0.0719 | 0.0719 | 0.0719 | 0.0719 | 0.0719 | 0.0719 | 0.0719 | 0.0719 | 0.0719 | 0.0719 | 0.0719 | 2143.2562 | 181964.3942 | 0.0025229 | 228941.2378 | 129723.2015 | 117.661 | 10021.8149 | 184107.6504 | 10139.476 | 173968.1744 | 44244.9729 | TRUE
| 60657337 | CTN003 | CTN | 22KV | 49.99 | 29 | 45198.6405 | 3.333% | Covered | 390 | 0.00025359 | 0.00027175 | 0.0002913 | 0.00031234 | 0.00033499 | 0.00035937 | 0.00038562 | 0.00041388 | 0.00044433 | 0.00047712 | 0.00051245 | 0.00055051 | 0.00059153 | 0.00063573 | 0.00068337 | 0.00073473 | 0.00079009 | 0.00084978 | 0.00091415 | 0.00098357 | 0.0698 | 0.0699 | 0.0708 | 0.071133 | 0.0708 | 0.0708 | 0.071233 | 0.072233 | 0.0719 | 0.0719 | 0.0719 | 0.0719 | 0.0719 | 0.0719 | 0.0719 | 0.0719 | 0.0719 | 0.0719 | 0.0719 | 0.0719 | 23.2881 | 168.3963 | 5.3508e-05 | 19496.1 | 11046.9242 | 2.4954 | 18.1002 | 191.6844 | 20.5956 | 171.0888 | -10875.8355 | FALSE
| 60657493 | CTN004 | CTN | 22KV | 246.23 | 8 | 45198.6405 | 11.11% | Three phase | 97.13 | 0.002286 | 0.0024817 | 0.002695 | 0.0029275 | 0.0031809 | 0.0034571 | 0.0037583 | 0.0040867 | 0.0044449 | 0.0048356 | 0.0052619 | 0.0057269 | 0.0062344 | 0.0067883 | 0.0073928 | 0.0080527 | 0.0080701 | 0.0080701 | 0.0080701 | 0.0080701 | 0.966 | 0.96056 | 0.95878 | 0.96167 | 0.95067 | 0.94256 | 0.94067 | 0.94156 | 0.93567 | 0.93567 | 0.93567 | 0.93567 | 0.93567 | 0.93567 | 0.93567 | 0.93567 | 0.93567 | 0.93567 | 0.93567 | 0.93567 | 3004.555 | 2028.3604 | 0.00026356 | 23916.3199 | 13551.5192 | 162.647 | 109.3672 | 5032.9153 | 272.0142 | 4760.9011 | -8790.6181 | FALSE
| 60657515 | EHK023 | EHK | 22KV | 539.73 | 1 | 45714.8889 | 50% | Three phase | 97.13 | 0.0050737 | 0.0054826 | 0.005926 | 0.0064068 | 0.0069284 | 0.0074942 | 0.008108 | 0.008774 | 0.0094969 | 0.010281 | 0.011133 | 0.012057 | 0.013061 | 0.014151 | 0.015335 | 0.01662 | 0.01769 | 0.01769 | 0.01769 | 0.01769 | 4.1305 | 4.1755 | 4.232 | 4.2855 | 4.3085 | 4.3405 | 4.405 | 4.4785 | 4.5225 | 4.5225 | 4.5225 | 4.5225 | 4.5225 | 4.5225 | 4.5225 | 4.5225 | 4.5225 | 4.5225 | 4.5225 | 4.5225 | 30892.3488 | 9541.0958 | 0.00057771 | 52423.9749 | 29704.5911 | 1683.2972 | 525.4825 | 40433.4446 | 2208.7796 | 38224.665 | 8520.0739 | TRUE
| 60657536 | EHK033 | EHK | 22KV | 458.99 | 0 | 45714.8889 | 100% | Three phase | 97.13 | 0.0059047 | 0.0064765 | 0.0071059 | 0.0077989 | 0.0085619 | 0.0094022 | 0.010328 | 0.011348 | 0.012471 | 0.01371 | 0.015043 | 0.015043 | 0.015043 | 0.015043 | 0.015043 | 0.015043 | 0.015043 | 0.015043 | 0.015043 | 0.015043 | 13.275 | 13.65 | 14.054 | 14.449 | 14.788 | 15.134 | 15.607 | 16.132 | 16.537 | 16.537 | 16.537 | 16.537 | 16.537 | 16.537 | 16.537 | 16.537 | 16.537 | 16.537 | 16.537 | 16.537 | 121541.9065 | 8931.9317 | 0.00049129 | 44581.6987 | 25260.9829 | 5060.3791 | 380.0245 | 130473.8382 | 5440.4035 | 125033.4347 | 99772.4518 | TRUE
| 60657671 | EHK031 | EHK | 22KV | 1183.49 | 6 | 45714.8889 | 14.29% | Single phase | 44.74 | 0.0085363 | 0.009182 | 0.0098792 | 0.010632 | 0.011445 | 0.012323 | 0.013271 | 0.014296 | 0.015403 | 0.016599 | 0.017892 | 0.019289 | 0.0208 | 0.022433 | 0.024199 | 0.026109 | 0.028174 | 0.030408 | 0.032824 | 0.035438 | 1.3326 | 1.3637 | 1.4034 | 1.4376 | 1.4679 | 1.5011 | 1.5467 | 1.5967 | 1.6294 | 1.6294 | 1.6294 | 1.6294 | 1.6294 | 1.6294 | 1.6294 | 1.6294 | 1.6294 | 1.6294 | 1.6294 | 1.6294 | 18181.9927 | 16008.2254 | 0.0012668 | 52949.3426 | 30002.2762 | 1291.5293 | 1163.7961 | 34190.218 | 2455.3253 | 31734.8927 | 1732.6165 | TRUE
| 60657676 | EHK031 | EHK | 22KV | 1374.37 | 6 | 45714.8889 | 14.29% | Three phase | 97.13 | 0.012309 | 0.013357 | 0.014497 | 0.01574 | 0.017094 | 0.018569 | 0.020177 | 0.021929 | 0.023839 | 0.025922 | 0.028193 | 0.03067 | 0.033372 | 0.036319 | 0.039534 | 0.043042 | 0.045045 | 0.045045 | 0.045045 | 0.045045 | 1.3326 | 1.3637 | 1.4034 | 1.4376 | 1.4679 | 1.5011 | 1.5467 | 1.5967 | 1.6294 | 1.6294 | 1.6294 | 1.6294 | 1.6294 | 1.6294 | 1.6294 | 1.6294 | 1.6294 | 1.6294 | 1.6294 | 1.6294 | 27650.1838 | 61317.8453 | 0.0014711 | 133492.5581 | 75639.8549 | 1499.8345 | 3407.3162 | 88968.0291 | 4907.1507 | 84060.8784 | 8421.0235 | TRUE
| 60657693 | EHK024 | EHK | 22KV | 4443.02 | 20 | 45714.8889 | 4.762% | Three phase | 97.13 | 0.033769 | 0.036973 | 0.040496 | 0.044372 | 0.048636 | 0.053329 | 0.058494 | 0.064179 | 0.07044 | 0.077335 | 0.08493 | 0.093297 | 0.10252 | 0.11268 | 0.12387 | 0.13622 | 0.14562 | 0.14562 | 0.14562 | 0.14562 | 0.41195 | 0.41748 | 0.42552 | 0.432 | 0.43438 | 0.438 | 0.4459 | 0.45538 | 0.45805 | 0.45805 | 0.45805 | 0.45805 | 0.45805 | 0.45805 | 0.45805 | 0.45805 | 0.45805 | 0.45805 | 0.45805 | 0.45805 | 24014.1203 | 602669.2436 | 0.0047557 | 431550.5326 | 244526.138 | 1399.5402 | 35609.1526 | 626683.364 | 37008.6928 | 589674.6712 | 345148.5331 | TRUE
| 60657967 | EHK031 | EHK | 22KV | 1718.55 | 6 | 45714.8889 | 14.29% | Three phase | 97.13 | 0.016551 | 0.017832 | 0.019217 | 0.020714 | 0.022333 | 0.024083 | 0.025976 | 0.028024 | 0.030239 | 0.032635 | 0.035228 | 0.038033 | 0.04107 | 0.044356 | 0.047914 | 0.051765 | 0.055934 | 0.056325 | 0.056325 | 0.056325 | 1.3326 | 1.3637 | 1.4034 | 1.4376 | 1.4679 | 1.5011 | 1.5467 | 1.5967 | 1.6294 | 1.6294 | 1.6294 | 1.6294 | 1.6294 | 1.6294 | 1.6294 | 1.6294 | 1.6294 | 1.6294 | 1.6294 | 1.6294 | 34777.5612 | 96582.1347 | 0.0018395 | 166922.7615 | 94582.1523 | 1875.4342 | 5327.5735 | 131359.6959 | 7203.0077 | 124156.6882 | 29574.5359 | TRUE
| 60658035 | EHK031 | EHK | 22KV | 4730.27 | 6 | 45714.8889 | 14.29% | Three phase | 97.13 | 0.045432 | 0.049618 | 0.054207 | 0.059239 | 0.064759 | 0.070813 | 0.077456 | 0.084745 | 0.092746 | 0.10153 | 0.11117 | 0.12175 | 0.13338 | 0.14615 | 0.15503 | 0.15503 | 0.15503 | 0.15503 | 0.15503 | 0.15503 | 1.3326 | 1.3637 | 1.4034 | 1.4376 | 1.4679 | 1.5011 | 1.5467 | 1.5967 | 1.6294 | 1.6294 | 1.6294 | 1.6294 | 1.6294 | 1.6294 | 1.6294 | 1.6294 | 1.6294 | 1.6294 | 1.6294 | 1.6294 | 103671.411 | 791307.9382 | 0.0050631 | 459451.1251 | 260335.2348 | 5162.0903 | 40362.3983 | 894979.3492 | 45524.4886 | 849454.8607 | 589119.6259 | TRUE
| 60658057 | EHK024 | EHK | 22KV | 1156 | 20 | 45714.8889 | 4.762% | Covered | 390 | 0.01166 | 0.012544 | 0.013498 | 0.014528 | 0.015639 | 0.016839 | 0.018135 | 0.019534 | 0.021045 | 0.022677 | 0.02444 | 0.026345 | 0.028403 | 0.030627 | 0.033029 | 0.035626 | 0.037888 | 0.037888 | 0.037888 | 0.037888 | 0.41195 | 0.41748 | 0.42552 | 0.432 | 0.43438 | 0.438 | 0.4459 | 0.45538 | 0.45805 | 0.45805 | 0.45805 | 0.45805 | 0.45805 | 0.45805 | 0.45805 | 0.45805 | 0.45805 | 0.45805 | 0.45805 | 0.45805 | 6850.0994 | 180010.1306 | 0.0012373 | 450840 | 255455.9796 | 364.1371 | 9679.0334 | 186860.23 | 10043.1705 | 176817.0595 | -78638.9202 | FALSE
| 60658064 | EHK024 | EHK | 22KV | 2077.95 | 20 | 45714.8889 | 4.762% | Single phase | 44.74 | 0.019986 | 0.021467 | 0.023064 | 0.024785 | 0.026639 | 0.028638 | 0.030793 | 0.033117 | 0.035622 | 0.038324 | 0.041238 | 0.044381 | 0.047771 | 0.051429 | 0.055375 | 0.059633 | 0.064228 | 0.068104 | 0.068104 | 0.068104 | 0.41195 | 0.41748 | 0.42552 | 0.432 | 0.43438 | 0.438 | 0.4459 | 0.45538 | 0.45805 | 0.45805 | 0.45805 | 0.45805 | 0.45805 | 0.45805 | 0.45805 | 0.45805 | 0.45805 | 0.45805 | 0.45805 | 0.45805 | 11721.4237 | 63514.598 | 0.0022242 | 92967.483 | 52677.4453 | 654.549 | 3587.7145 | 75236.0218 | 4242.2636 | 70993.7582 | 18316.3129 | TRUE
| 60658065 | EHK024 | EHK | 22KV | 325.25 | 20 | 45714.8889 | 4.762% | Covered | 390 | 0.0031147 | 0.0033967 | 0.0037053 | 0.0040432 | 0.0044132 | 0.0048185 | 0.0052624 | 0.0057488 | 0.0062818 | 0.006866 | 0.0075063 | 0.0082082 | 0.0089778 | 0.0098217 | 0.01066 | 0.01066 | 0.01066 | 0.01066 | 0.01066 | 0.01066 | 0.41195 | 0.41748 | 0.42552 | 0.432 | 0.43438 | 0.438 | 0.4459 | 0.45538 | 0.45805 | 0.45805 | 0.45805 | 0.45805 | 0.45805 | 0.45805 | 0.45805 | 0.45805 | 0.45805 | 0.45805 | 0.45805 | 0.45805 | 2015.5276 | 14886.9332 | 0.00034814 | 126847.5 | 71874.6171 | 102.4529 | 766.2155 | 16902.4608 | 868.6684 | 16033.7924 | -55840.8247 | FALSE
| 60658172 | EHK033 | EHK | 22KV | 153.04 | 0 | 45714.8889 | 100% | Three phase | 97.13 | 0.0014246 | 0.0015486 | 0.001684 | 0.0018317 | 0.001993 | 0.002169 | 0.0023612 | 0.0025711 | 0.0028004 | 0.0030508 | 0.0033244 | 0.0036233 | 0.00395 | 0.0043071 | 0.0046973 | 0.0050159 | 0.0050159 | 0.0050159 | 0.0050159 | 0.0050159 | 13.275 | 13.65 | 14.054 | 14.449 | 14.788 | 15.134 | 15.607 | 16.132 | 16.537 | 16.537 | 16.537 | 16.537 | 16.537 | 16.537 | 16.537 | 16.537 | 16.537 | 16.537 | 16.537 | 16.537 | 32422.0796 | 791.0103 | 0.00016381 | 14864.7752 | 8422.7125 | 1687.2708 | 42.2489 | 33213.0899 | 1729.5196 | 31483.5703 | 23060.8578 | TRUE
| 60658334 | EHK033 | EHK | 22KV | 206.71 | 0 | 45714.8889 | 100% | Three phase | 97.13 | 0.0018833 | 0.0020032 | 0.0021311 | 0.0022675 | 0.002413 | 0.0025683 | 0.002734 | 0.0029108 | 0.0030994 | 0.0033008 | 0.0035158 | 0.0037452 | 0.0039902 | 0.0042517 | 0.0045309 | 0.004829 | 0.0051474 | 0.0054874 | 0.0058506 | 0.0062384 | 13.275 | 13.65 | 14.054 | 14.449 | 14.788 | 15.134 | 15.607 | 16.132 | 16.537 | 16.537 | 16.537 | 16.537 | 16.537 | 16.537 | 16.537 | 16.537 | 16.537 | 16.537 | 16.537 | 16.537 | 35721.9686 | 1182.3477 | 0.00022126 | 20077.7423 | 11376.4957 | 2278.9842 | 77.0776 | 36904.3163 | 2356.0618 | 34548.2546 | 23171.7588 | TRUE
| 60658406 | CTN002 | CTN | 22KV | 3735.57 | 14 | 45198.6405 | 6.667% | Three phase | 97.13 | 0.034811 | 0.037451 | 0.040301 | 0.043378 | 0.046699 | 0.050286 | 0.054159 | 0.058342 | 0.062861 | 0.067742 | 0.073016 | 0.078714 | 0.084872 | 0.091527 | 0.09872 | 0.1065 | 0.1149 | 0.12243 | 0.12243 | 0.12243 | 0.17313 | 0.17293 | 0.17427 | 0.17493 | 0.17427 | 0.1738 | 0.17513 | 0.17713 | 0.17693 | 0.17693 | 0.17693 | 0.17693 | 0.17693 | 0.17693 | 0.17693 | 0.17693 | 0.17693 | 0.17693 | 0.17693 | 0.17693 | 8040.0034 | 439591.5159 | 0.0039984 | 362835.9141 | 205590.9056 | 459.1031 | 25172.0659 | 447631.5193 | 25631.169 | 422000.3503 | 216409.4447 | TRUE
| 60658419 | CTN002 | CTN | 22KV | 2438.6 | 14 | 45198.6405 | 6.667% | Covered | 390 | 0.020786 | 0.02236 | 0.024059 | 0.025894 | 0.027874 | 0.030013 | 0.032323 | 0.034818 | 0.037513 | 0.040424 | 0.04357 | 0.046969 | 0.050643 | 0.054614 | 0.058906 | 0.063546 | 0.068562 | 0.073986 | 0.079851 | 0.079925 | 0.17313 | 0.17293 | 0.17427 | 0.17493 | 0.17427 | 0.1738 | 0.17513 | 0.17713 | 0.17693 | 0.17693 | 0.17693 | 0.17693 | 0.17693 | 0.17693 | 0.17693 | 0.17693 | 0.17693 | 0.17693 | 0.17693 | 0.17693 | 4858.9735 | 696321.9672 | 0.0026102 | 951054 | 538888.3668 | 299.7049 | 43072.2402 | 701180.9407 | 43371.9451 | 657808.9956 | 118920.6288 | TRUE
| 60658427 | CTN002 | CTN | 22KV | 6625.67 | 14 | 45198.6405 | 6.667% | Single phase | 44.74 | 0.043985 | 0.04731 | 0.0509 | 0.054777 | 0.058964 | 0.063486 | 0.068372 | 0.073651 | 0.079356 | 0.085522 | 0.092186 | 0.09939 | 0.10718 | 0.1156 | 0.12471 | 0.13456 | 0.14521 | 0.15674 | 0.16921 | 0.1827 | 0.17313 | 0.17293 | 0.17427 | 0.17493 | 0.17427 | 0.1738 | 0.17513 | 0.17713 | 0.17693 | 0.17693 | 0.17693 | 0.17693 | 0.17693 | 0.17693 | 0.17693 | 0.17693 | 0.17693 | 0.17693 | 0.17693 | 0.17693 | 10339.6862 | 461830.9351 | 0.0070919 | 296432.4758 | 167965.2393 | 814.2975 | 36476.0075 | 472170.6213 | 37290.3051 | 434880.3162 | 266915.0769 | TRUE
| 60658429 | CTN002 | CTN | 22KV | 2370.29 | 14 | 45198.6405 | 6.667% | Covered | 390 | 0.015736 | 0.016925 | 0.018209 | 0.019596 | 0.021094 | 0.022712 | 0.02446 | 0.026348 | 0.028389 | 0.030595 | 0.032979 | 0.035556 | 0.038343 | 0.041356 | 0.044614 | 0.048138 | 0.05195 | 0.056073 | 0.060534 | 0.065361 | 0.17313 | 0.17293 | 0.17427 | 0.17493 | 0.17427 | 0.1738 | 0.17513 | 0.17713 | 0.17693 | 0.17693 | 0.17693 | 0.17693 | 0.17693 | 0.17693 | 0.17693 | 0.17693 | 0.17693 | 0.17693 | 0.17693 | 0.17693 | 3698.9549 | 515222.7282 | 0.0025371 | 924413.1 | 523793.0398 | 291.3096 | 40692.9607 | 518921.6832 | 40984.2703 | 477937.4128 | -45855.627 | FALSE
| 60658490 | CMN005 | CMN | 22KV | 44.84 | 0 | 38419.8192 | 100% | Three phase | 97.13 | 0.00042922 | 0.00046101 | 0.00049527 | 0.00053219 | 0.00057198 | 0.00061486 | 0.0006611 | 0.00071094 | 0.00076468 | 0.00082263 | 0.00088512 | 0.00095253 | 0.0010252 | 0.0011037 | 0.0011883 | 0.0012796 | 0.0013781 | 0.0014696 | 0.0014696 | 0.0014696 | 9.401 | 9.434 | 9.488 | 9.527 | 9.544 | 9.577 | 9.624 | 9.684 | 9.72 | 9.72 | 9.72 | 9.72 | 9.72 | 9.72 | 9.72 | 9.72 | 9.72 | 9.72 | 9.72 | 9.72 | 4541.9604 | 63.9343 | 4.7995e-05 | 4355.3092 | 2467.8151 | 256.6777 | 3.6269 | 4605.8947 | 260.3046 | 4345.5901 | 1877.775 | TRUE
| 60658498 | CMN005 | CMN | 22KV | 37.16 | 0 | 38419.8192 | 100% | Three phase | 97.13 | 0.00035586 | 0.00038807 | 0.00042333 | 0.00046194 | 0.00050421 | 0.00055051 | 0.00060124 | 0.00065681 | 0.0007177 | 0.00078444 | 0.0008576 | 0.00093779 | 0.0010257 | 0.0011221 | 0.0012179 | 0.0012179 | 0.0012179 | 0.0012179 | 0.0012179 | 0.0012179 | 9.401 | 9.434 | 9.488 | 9.527 | 9.544 | 9.577 | 9.624 | 9.684 | 9.72 | 9.72 | 9.72 | 9.72 | 9.72 | 9.72 | 9.72 | 9.72 | 9.72 | 9.72 | 9.72 | 9.72 | 4150.0126 | 48.3962 | 3.9775e-05 | 3609.3508 | 2045.1385 | 212.715 | 2.4909 | 4198.4088 | 215.2059 | 3983.2028 | 1938.0643 | TRUE
| 60658501 | CMN004 | CMN | 22KV | 147.26 | 4 | 38419.8192 | 20% | Three phase | 97.13 | 0.0017828 | 0.0018964 | 0.0020176 | 0.0021468 | 0.0022846 | 0.0024316 | 0.0025884 | 0.0027557 | 0.0029342 | 0.0031246 | 0.0033277 | 0.0035445 | 0.0037759 | 0.0040228 | 0.0042863 | 0.0045676 | 0.0048264 | 0.0048264 | 0.0048264 | 0.0048264 | 0.6684 | 0.675 | 0.6856 | 0.6956 | 0.6982 | 0.7042 | 0.7156 | 0.7294 | 0.7356 | 0.7356 | 0.7356 | 0.7356 | 0.7356 | 0.7356 | 0.7356 | 0.7356 | 0.7356 | 0.7356 | 0.7356 | 0.7356 | 1257.5365 | 777.4224 | 0.00015762 | 14303.3638 | 8104.6043 | 62.6915 | 39.1178 | 2034.9589 | 101.8093 | 1933.1496 | -6171.4548 | FALSE
| 60658555 | EHK031 | EHK | 22KV | 55.56 | 6 | 45714.8889 | 14.29% | Single phase | 44.74 | 0.00039288 | 0.00043182 | 0.00047483 | 0.00052233 | 0.00057483 | 0.00063284 | 0.00069697 | 0.00076788 | 0.0008463 | 0.00093305 | 0.001029 | 0.0011352 | 0.0012527 | 0.0013828 | 0.0015269 | 0.0016864 | 0.001821 | 0.001821 | 0.001821 | 0.001821 | 1.3326 | 1.3637 | 1.4034 | 1.4376 | 1.4679 | 1.5011 | 1.5467 | 1.5967 | 1.6294 | 1.6294 | 1.6294 | 1.6294 | 1.6294 | 1.6294 | 1.6294 | 1.6294 | 1.6294 | 1.6294 | 1.6294 | 1.6294 | 1027.218 | 42.2756 | 5.947e-05 | 2485.7544 | 1408.4838 | 60.632 | 2.5649 | 1069.4936 | 63.1969 | 1006.2967 | -402.1871 | FALSE
| 60658582 | EHK022 | EHK | 22KV | 44.75 | 0 | 45714.8889 | 100% | Three phase | 97.13 | 0.00052904 | 0.00056302 | 0.00059927 | 0.00063796 | 0.00067923 | 0.00072328 | 0.00077029 | 0.00082047 | 0.00087402 | 0.0009312 | 0.00099223 | 0.0010574 | 0.001127 | 0.0012013 | 0.0012806 | 0.0013653 | 0.0014558 | 0.0014667 | 0.0014667 | 0.0014667 | 5.468 | 5.464 | 5.477 | 5.49 | 5.497 | 5.503 | 5.556 | 5.602 | 5.615 | 5.615 | 5.615 | 5.615 | 5.615 | 5.615 | 5.615 | 5.615 | 5.615 | 5.615 | 5.615 | 5.615 | 3455.7918 | 70.6708 | 4.7899e-05 | 4346.5675 | 2462.8619 | 176.0752 | 3.6124 | 3526.4625 | 179.6875 | 3346.775 | 883.9131 | TRUE
| 60658656 | EHK023 | EHK | 22KV | 53.86 | 1 | 45714.8889 | 50% | Three phase | 97.13 | 0.00050191 | 0.00053998 | 0.00058107 | 0.00062543 | 0.00067332 | 0.00072503 | 0.00078087 | 0.00084119 | 0.00090634 | 0.00097672 | 0.0010528 | 0.0011349 | 0.0012237 | 0.0013197 | 0.0014234 | 0.0015355 | 0.0016567 | 0.0017652 | 0.0017652 | 0.0017652 | 4.1305 | 4.1755 | 4.232 | 4.2855 | 4.3085 | 4.3405 | 4.405 | 4.4785 | 4.5225 | 4.5225 | 4.5225 | 4.5225 | 4.5225 | 4.5225 | 4.5225 | 4.5225 | 4.5225 | 4.5225 | 4.5225 | 4.5225 | 2964.2033 | 91.3836 | 5.765e-05 | 5231.4218 | 2964.24 | 167.9773 | 5.2328 | 3055.5869 | 173.2101 | 2882.3768 | -81.8633 | FALSE
| 60658667 | EHK023 | EHK | 22KV | 770.87 | 1 | 45714.8889 | 50% | Three phase | 97.13 | 0.005859 | 0.0064149 | 0.0070262 | 0.0076986 | 0.0084384 | 0.0092526 | 0.010149 | 0.011135 | 0.012221 | 0.013418 | 0.014735 | 0.016187 | 0.017787 | 0.019549 | 0.021492 | 0.023634 | 0.025265 | 0.025265 | 0.025265 | 0.025265 | 4.1305 | 4.1755 | 4.232 | 4.2855 | 4.3085 | 4.3405 | 4.405 | 4.4785 | 4.5225 | 4.5225 | 4.5225 | 4.5225 | 4.5225 | 4.5225 | 4.5225 | 4.5225 | 4.5225 | 4.5225 | 4.5225 | 4.5225 | 41190.3412 | 18141.9841 | 0.00082511 | 74874.6031 | 42425.6168 | 2404.1712 | 1071.9324 | 59332.3253 | 3476.1036 | 55856.2217 | 13430.6049 | TRUE
| 60658670 | EHK023 | EHK | 22KV | 64.19 | 1 | 45714.8889 | 50% | Three phase | 97.13 | 0.00039107 | 0.000428 | 0.00046861 | 0.00051329 | 0.00056244 | 0.00061655 | 0.00067611 | 0.00074168 | 0.0008139 | 0.00089345 | 0.0009811 | 0.0010777 | 0.0011841 | 0.0013014 | 0.0014308 | 0.0015734 | 0.0017307 | 0.0019042 | 0.0020956 | 0.0021038 | 4.1305 | 4.1755 | 4.232 | 4.2855 | 4.3085 | 4.3405 | 4.405 | 4.4785 | 4.5225 | 4.5225 | 4.5225 | 4.5225 | 4.5225 | 4.5225 | 4.5225 | 4.5225 | 4.5225 | 4.5225 | 4.5225 | 4.5225 | 2863.9724 | 104.9804 | 6.8707e-05 | 6234.7747 | 3532.7621 | 200.1943 | 7.4326 | 2968.9528 | 207.6268 | 2761.326 | -771.4361 | FALSE
| 60658834 | EHK031 | EHK | 22KV | 139.22 | 6 | 45714.8889 | 14.29% | Three phase | 97.13 | 0.001339 | 0.0014383 | 0.0015453 | 0.0016606 | 0.0017848 | 0.0019187 | 0.0020631 | 0.0022188 | 0.0023866 | 0.0025677 | 0.0027629 | 0.0029735 | 0.0032006 | 0.0034457 | 0.0037101 | 0.0039953 | 0.0043032 | 0.0045629 | 0.0045629 | 0.0045629 | 1.3326 | 1.3637 | 1.4034 | 1.4376 | 1.4679 | 1.5011 | 1.5467 | 1.5967 | 1.6294 | 1.6294 | 1.6294 | 1.6294 | 1.6294 | 1.6294 | 1.6294 | 1.6294 | 1.6294 | 1.6294 | 1.6294 | 1.6294 | 2749.9019 | 618.9621 | 0.00014902 | 13522.4386 | 7662.1147 | 151.9292 | 34.963 | 3368.864 | 186.8922 | 3181.9718 | -4480.143 | FALSE
| 60658969 | EHK031 | EHK | 22KV | 1478.97 | 6 | 45714.8889 | 14.29% | Three phase | 97.13 | 0.0086277 | 0.0092636 | 0.0099491 | 0.010688 | 0.011485 | 0.012344 | 0.013271 | 0.014271 | 0.01535 | 0.016514 | 0.01777 | 0.019126 | 0.02059 | 0.02217 | 0.023876 | 0.025718 | 0.027707 | 0.029856 | 0.032177 | 0.034684 | 1.3326 | 1.3637 | 1.4034 | 1.4376 | 1.4679 | 1.5011 | 1.5467 | 1.5967 | 1.6294 | 1.6294 | 1.6294 | 1.6294 | 1.6294 | 1.6294 | 1.6294 | 1.6294 | 1.6294 | 1.6294 | 1.6294 | 1.6294 | 18028.905 | 43084.5857 | 0.001583 | 143652.3561 | 81396.6227 | 1613.9833 | 3945.6979 | 61113.4907 | 5559.6812 | 55553.8095 | -25842.8131 | FALSE
| 60659124 | EHK031 | EHK | 22KV | 529.15 | 6 | 45714.8889 | 14.29% | Three phase | 97.13 | 0.0040218 | 0.0044034 | 0.004823 | 0.0052846 | 0.0057924 | 0.0063513 | 0.0069664 | 0.0076436 | 0.0083892 | 0.0092104 | 0.010115 | 0.011111 | 0.012209 | 0.013419 | 0.014753 | 0.016223 | 0.017343 | 0.017343 | 0.017343 | 0.017343 | 1.3326 | 1.3637 | 1.4034 | 1.4376 | 1.4679 | 1.5011 | 1.5467 | 1.5967 | 1.6294 | 1.6294 | 1.6294 | 1.6294 | 1.6294 | 1.6294 | 1.6294 | 1.6294 | 1.6294 | 1.6294 | 1.6294 | 1.6294 | 10035.6464 | 8548.3066 | 0.00056638 | 51396.3395 | 29122.31 | 577.4554 | 505.0829 | 18583.953 | 1082.5384 | 17501.4146 | -11620.8954 | FALSE
| 60659210 | EHK023 | EHK | 22KV | 34.53 | 1 | 45714.8889 | 50% | Three phase | 97.13 | 0.00032049 | 0.00034411 | 0.00036954 | 0.00039694 | 0.00042646 | 0.00045826 | 0.00049254 | 0.00052948 | 0.00056929 | 0.00061221 | 0.00065848 | 0.00070837 | 0.00076217 | 0.00082018 | 0.00088274 | 0.00095023 | 0.001023 | 0.0011016 | 0.0011317 | 0.0011317 | 4.1305 | 4.1755 | 4.232 | 4.2855 | 4.3085 | 4.3405 | 4.405 | 4.4785 | 4.5225 | 4.5225 | 4.5225 | 4.5225 | 4.5225 | 4.5225 | 4.5225 | 4.5225 | 4.5225 | 4.5225 | 4.5225 | 4.5225 | 1862.5267 | 36.8184 | 3.696e-05 | 3353.8989 | 1900.3938 | 107.6913 | 2.1508 | 1899.3451 | 109.8421 | 1789.503 | -110.8908 | FALSE
| 60659212 | EHK023 | EHK | 22KV | 68.89 | 1 | 45714.8889 | 50% | Three phase | 97.13 | 0.00065282 | 0.00071611 | 0.00078583 | 0.00086264 | 0.00094727 | 0.0010405 | 0.0011434 | 0.0012567 | 0.0013817 | 0.0015196 | 0.0016717 | 0.0018395 | 0.0020247 | 0.002229 | 0.0022579 | 0.0022579 | 0.0022579 | 0.0022579 | 0.0022579 | 0.0022579 | 4.1305 | 4.1755 | 4.232 | 4.2855 | 4.3085 | 4.3405 | 4.405 | 4.4785 | 4.5225 | 4.5225 | 4.5225 | 4.5225 | 4.5225 | 4.5225 | 4.5225 | 4.5225 | 4.5225 | 4.5225 | 4.5225 | 4.5225 | 4315.8736 | 170.0315 | 7.3738e-05 | 6691.2857 | 3791.4314 | 214.8525 | 8.5609 | 4485.905 | 223.4134 | 4262.4917 | 471.0602 | TRUE
| 60659303 | CTN003 | CTN | 22KV | 151.73 | 29 | 45198.6405 | 3.333% | Covered | 390 | 0.00076969 | 0.00082483 | 0.00088416 | 0.00094802 | 0.0010168 | 0.0010908 | 0.0011704 | 0.0012562 | 0.0013486 | 0.0014482 | 0.0015554 | 0.0016709 | 0.0017954 | 0.0019296 | 0.0020742 | 0.00223 | 0.0023981 | 0.0025793 | 0.0027746 | 0.0029853 | 0.0698 | 0.0699 | 0.0708 | 0.071133 | 0.0708 | 0.0708 | 0.071233 | 0.072233 | 0.0719 | 0.0719 | 0.0719 | 0.0719 | 0.0719 | 0.0719 | 0.0719 | 0.0719 | 0.0719 | 0.0719 | 0.0719 | 0.0719 | 70.6841 | 1551.3477 | 0.00016241 | 59174.7 | 33529.7022 | 7.5741 | 166.7475 | 1622.0318 | 174.3216 | 1447.7102 | -32081.992 | FALSE
| 60659317 | EHK023 | EHK | 22KV | 30.32 | 1 | 45714.8889 | 50% | Three phase | 97.13 | 0.00018472 | 0.00020216 | 0.00022135 | 0.00024245 | 0.00026567 | 0.00029122 | 0.00031936 | 0.00035033 | 0.00038445 | 0.00042202 | 0.00046342 | 0.00050903 | 0.00055931 | 0.00061473 | 0.00067583 | 0.0007432 | 0.0008175 | 0.00089945 | 0.00098986 | 0.00099373 | 4.1305 | 4.1755 | 4.232 | 4.2855 | 4.3085 | 4.3405 | 4.405 | 4.4785 | 4.5225 | 4.5225 | 4.5225 | 4.5225 | 4.5225 | 4.5225 | 4.5225 | 4.5225 | 4.5225 | 4.5225 | 4.5225 | 4.5225 | 1352.7908 | 23.4224 | 3.2454e-05 | 2944.9816 | 1668.6921 | 94.5613 | 1.6583 | 1376.2133 | 96.2196 | 1279.9937 | -388.6985 | FALSE
| 60659321 | EHK023 | EHK | 22KV | 20.87 | 1 | 45714.8889 | 50% | Three phase | 97.13 | 0.00017335 | 0.00018976 | 0.00020781 | 0.00022765 | 0.00024947 | 0.00027348 | 0.00029989 | 0.00032895 | 0.00036094 | 0.00039615 | 0.00043492 | 0.00047761 | 0.00052463 | 0.00057643 | 0.00063349 | 0.00068401 | 0.00068401 | 0.00068401 | 0.00068401 | 0.00068401 | 4.1305 | 4.1755 | 4.232 | 4.2855 | 4.3085 | 4.3405 | 4.405 | 4.4785 | 4.5225 | 4.5225 | 4.5225 | 4.5225 | 4.5225 | 4.5225 | 4.5225 | 4.5225 | 4.5225 | 4.5225 | 4.5225 | 4.5225 | 1186.9505 | 14.1584 | 2.2339e-05 | 2027.1031 | 1148.6017 | 65.0889 | 0.78569 | 1201.1089 | 65.8746 | 1135.2344 | -13.3674 | FALSE
| 60659397 | EHK022 | EHK | 22KV | 258.1 | 0 | 45714.8889 | 100% | Three phase | 97.13 | 0.0019617 | 0.0021478 | 0.0023525 | 0.0025776 | 0.0028253 | 0.0030979 | 0.003398 | 0.0037283 | 0.004092 | 0.0044925 | 0.0049337 | 0.0054197 | 0.0059552 | 0.0065454 | 0.0071959 | 0.007913 | 0.0084592 | 0.0084592 | 0.0084592 | 0.0084592 | 5.468 | 5.464 | 5.477 | 5.49 | 5.497 | 5.503 | 5.556 | 5.602 | 5.615 | 5.615 | 5.615 | 5.615 | 5.615 | 5.615 | 5.615 | 5.615 | 5.615 | 5.615 | 5.615 | 5.615 | 17264.4111 | 2033.7544 | 0.00027626 | 25069.253 | 14204.7968 | 1015.5307 | 120.1659 | 19298.1654 | 1135.6966 | 18162.4689 | 3957.6721 | TRUE
| 60660173 | CMN004 | CMN | 22KV | 4250.93 | 4 | 38419.8192 | 20% | Covered | 390 | 0.050802 | 0.054657 | 0.058816 | 0.063305 | 0.068149 | 0.073378 | 0.079023 | 0.085117 | 0.091697 | 0.098803 | 0.10648 | 0.11476 | 0.12372 | 0.13339 | 0.13932 | 0.13932 | 0.13932 | 0.13932 | 0.13932 | 0.13932 | 0.6684 | 0.675 | 0.6856 | 0.6956 | 0.6982 | 0.7042 | 0.7156 | 0.7294 | 0.7356 | 0.7356 | 0.7356 | 0.7356 | 0.7356 | 0.7356 | 0.7356 | 0.7356 | 0.7356 | 0.7356 | 0.7356 | 0.7356 | 38398.3139 | 2749527.5318 | 0.0045501 | 1657862.7 | 939381.9097 | 1809.7048 | 130883.2974 | 2787925.8457 | 132693.0022 | 2655232.8435 | 1715850.9338 | TRUE
| 60660183 | CMN004 | CMN | 22KV | 399.09 | 4 | 38419.8192 | 20% | Three phase | 97.13 | 0.0037465 | 0.0040903 | 0.0044671 | 0.0048801 | 0.005333 | 0.0058297 | 0.0063744 | 0.006972 | 0.0076276 | 0.008347 | 0.0091366 | 0.010003 | 0.010955 | 0.012 | 0.01308 | 0.01308 | 0.01308 | 0.01308 | 0.01308 | 0.01308 | 0.6684 | 0.675 | 0.6856 | 0.6956 | 0.6982 | 0.7042 | 0.7156 | 0.7294 | 0.7356 | 0.7356 | 0.7356 | 0.7356 | 0.7356 | 0.7356 | 0.7356 | 0.7356 | 0.7356 | 0.7356 | 0.7356 | 0.7356 | 3316.9255 | 5542.7715 | 0.00042717 | 38763.6117 | 21964.3253 | 169.9005 | 287.3074 | 8859.697 | 457.2079 | 8402.4891 | -13561.8362 | FALSE
| 60660208 | CTN003 | CTN | 22KV | 1621.09 | 29 | 45198.6405 | 3.333% | Three phase | 97.13 | 0.0082234 | 0.0088125 | 0.0094464 | 0.010129 | 0.010863 | 0.011654 | 0.012505 | 0.013422 | 0.014409 | 0.015472 | 0.016618 | 0.017852 | 0.019182 | 0.020616 | 0.022161 | 0.023826 | 0.025621 | 0.027557 | 0.029644 | 0.031895 | 0.0698 | 0.0699 | 0.0708 | 0.071133 | 0.0708 | 0.0708 | 0.071233 | 0.072233 | 0.0719 | 0.0719 | 0.0719 | 0.0719 | 0.0719 | 0.0719 | 0.0719 | 0.0719 | 0.0719 | 0.0719 | 0.0719 | 0.0719 | 755.1926 | 44103.1148 | 0.0017352 | 157456.4717 | 89218.3418 | 80.9225 | 4740.4477 | 44858.3074 | 4821.3701 | 40036.9372 | -49181.4046 | FALSE
| 60660267 | CTN003 | CTN | 22KV | 303.46 | 29 | 45198.6405 | 3.333% | Three phase | 97.13 | 0.0015394 | 0.0016497 | 0.0017683 | 0.001896 | 0.0020335 | 0.0021815 | 0.0023408 | 0.0025124 | 0.0026972 | 0.0028963 | 0.0031108 | 0.0033418 | 0.0035908 | 0.0038591 | 0.0041483 | 0.0044601 | 0.0047962 | 0.0051585 | 0.0055493 | 0.0059707 | 0.0698 | 0.0699 | 0.0708 | 0.071133 | 0.0708 | 0.0708 | 0.071233 | 0.072233 | 0.0719 | 0.0719 | 0.0719 | 0.0719 | 0.0719 | 0.0719 | 0.0719 | 0.0719 | 0.0719 | 0.0719 | 0.0719 | 0.0719 | 141.3683 | 1545.4605 | 0.00032481 | 29475.0698 | 16701.2307 | 15.1483 | 166.1147 | 1686.8288 | 181.263 | 1505.5659 | -15195.6648 | FALSE
| 60660294 | EHK024 | EHK | 22KV | 3005 | 20 | 45714.8889 | 4.762% | Covered | 390 | 0.028941 | 0.031181 | 0.033602 | 0.03622 | 0.03905 | 0.042111 | 0.045421 | 0.049001 | 0.052874 | 0.057064 | 0.061598 | 0.066504 | 0.071813 | 0.07756 | 0.08378 | 0.090514 | 0.097805 | 0.098488 | 0.098488 | 0.098488 | 0.41195 | 0.41748 | 0.42552 | 0.432 | 0.43438 | 0.438 | 0.4459 | 0.45538 | 0.45805 | 0.45805 | 0.45805 | 0.45805 | 0.45805 | 0.45805 | 0.45805 | 0.45805 | 0.45805 | 0.45805 | 0.45805 | 0.45805 | 17362.448 | 1185694.0128 | 0.0032165 | 1171950 | 664052.9575 | 946.5675 | 65404.1451 | 1203056.4607 | 66350.7126 | 1136705.7481 | 472652.7907 | TRUE
| 60660351 | EHK024 | EHK | 22KV | 2264.36 | 20 | 45714.8889 | 4.762% | Three phase | 97.13 | 0.014344 | 0.015403 | 0.016544 | 0.017774 | 0.0191 | 0.02053 | 0.022072 | 0.023735 | 0.02553 | 0.027466 | 0.029555 | 0.03181 | 0.034244 | 0.036871 | 0.039707 | 0.042769 | 0.046075 | 0.049645 | 0.053501 | 0.057666 | 0.41195 | 0.41748 | 0.42552 | 0.432 | 0.43438 | 0.438 | 0.4459 | 0.45538 | 0.45805 | 0.45805 | 0.45805 | 0.45805 | 0.45805 | 0.45805 | 0.45805 | 0.45805 | 0.45805 | 0.45805 | 0.45805 | 0.45805 | 8559.8467 | 109697.6026 | 0.0024237 | 219937.2868 | 124621.3625 | 713.2677 | 9249.0271 | 118257.4492 | 9962.2948 | 108295.1544 | -16326.2081 | FALSE
| 60660352 | EHK024 | EHK | 22KV | 717.68 | 20 | 45714.8889 | 4.762% | Three phase | 97.13 | 0.0045464 | 0.0048818 | 0.0052434 | 0.0056332 | 0.0060535 | 0.0065068 | 0.0069956 | 0.0075228 | 0.0080916 | 0.0087053 | 0.0093675 | 0.010082 | 0.010853 | 0.011686 | 0.012585 | 0.013555 | 0.014603 | 0.015735 | 0.016957 | 0.018277 | 0.41195 | 0.41748 | 0.42552 | 0.432 | 0.43438 | 0.438 | 0.4459 | 0.45538 | 0.45805 | 0.45805 | 0.45805 | 0.45805 | 0.45805 | 0.45805 | 0.45805 | 0.45805 | 0.45805 | 0.45805 | 0.45805 | 0.45805 | 2713.0097 | 11019.6519 | 0.00076818 | 69708.2584 | 39498.2509 | 226.0674 | 929.1093 | 13732.6616 | 1155.1767 | 12577.485 | -26920.766 | FALSE
| 60660353 | EHK024 | EHK | 22KV | 304.33 | 20 | 45714.8889 | 4.762% | Single phase | 44.74 | 0.002927 | 0.0031441 | 0.0033779 | 0.0036299 | 0.0039015 | 0.0041943 | 0.0045099 | 0.0048502 | 0.0052171 | 0.0056128 | 0.0060396 | 0.0064999 | 0.0069964 | 0.0075321 | 0.00811 | 0.0087337 | 0.0094067 | 0.0099743 | 0.0099743 | 0.0099743 | 0.41195 | 0.41748 | 0.42552 | 0.432 | 0.43438 | 0.438 | 0.4459 | 0.45538 | 0.45805 | 0.45805 | 0.45805 | 0.45805 | 0.45805 | 0.45805 | 0.45805 | 0.45805 | 0.45805 | 0.45805 | 0.45805 | 0.45805 | 1716.6827 | 1362.3632 | 0.00032574 | 13615.7242 | 7714.9724 | 95.8632 | 76.9551 | 3079.0459 | 172.8183 | 2906.2277 | -4808.7448 | FALSE
| 60660358 | EHK024 | EHK | 22KV | 653.98 | 20 | 45714.8889 | 4.762% | Covered | 390 | 0.0035146 | 0.0037733 | 0.0040522 | 0.0043529 | 0.0046772 | 0.0050269 | 0.0054042 | 0.0058112 | 0.0062504 | 0.0067243 | 0.0072359 | 0.007788 | 0.0083841 | 0.0090277 | 0.0097227 | 0.010473 | 0.011284 | 0.01216 | 0.013106 | 0.014128 | 0.41195 | 0.41748 | 0.42552 | 0.432 | 0.43438 | 0.438 | 0.4459 | 0.45538 | 0.45805 | 0.45805 | 0.45805 | 0.45805 | 0.45805 | 0.45805 | 0.45805 | 0.45805 | 0.45805 | 0.45805 | 0.45805 | 0.45805 | 2096.2088 | 31152.8113 | 0.0007 | 255052.2 | 144518.254 | 206.0021 | 3097.7421 | 33249.0201 | 3303.7441 | 29945.2759 | -114572.978 | FALSE
| 60660359 | EHK024 | EHK | 22KV | 3761.63 | 20 | 45714.8889 | 4.762% | Covered | 390 | 0.036228 | 0.039032 | 0.042063 | 0.04534 | 0.048883 | 0.052714 | 0.056858 | 0.061339 | 0.066187 | 0.071433 | 0.077108 | 0.083249 | 0.089895 | 0.097089 | 0.10488 | 0.11331 | 0.12243 | 0.12329 | 0.12329 | 0.12329 | 0.41195 | 0.41748 | 0.42552 | 0.432 | 0.43438 | 0.438 | 0.4459 | 0.45538 | 0.45805 | 0.45805 | 0.45805 | 0.45805 | 0.45805 | 0.45805 | 0.45805 | 0.45805 | 0.45805 | 0.45805 | 0.45805 | 0.45805 | 21734.1448 | 1857957.712 | 0.0040263 | 1467035.7 | 831255.0837 | 1184.904 | 102486.9271 | 1879691.8568 | 103671.8311 | 1776020.0257 | 944764.942 | TRUE
| 60660360 | EHK024 | EHK | 22KV | 4494.32 | 20 | 45714.8889 | 4.762% | Single phase | 44.74 | 0.043226 | 0.046431 | 0.049885 | 0.053606 | 0.057617 | 0.061941 | 0.066602 | 0.071627 | 0.077046 | 0.082889 | 0.089192 | 0.095989 | 0.10332 | 0.11123 | 0.11977 | 0.12898 | 0.13892 | 0.1473 | 0.1473 | 0.1473 | 0.41195 | 0.41748 | 0.42552 | 0.432 | 0.43438 | 0.438 | 0.4459 | 0.45538 | 0.45805 | 0.45805 | 0.45805 | 0.45805 | 0.45805 | 0.45805 | 0.45805 | 0.45805 | 0.45805 | 0.45805 | 0.45805 | 0.45805 | 25351.8271 | 297119.6331 | 0.0048106 | 201075.8768 | 113934.0677 | 1415.6995 | 16783.235 | 322471.4602 | 18198.9346 | 304272.5256 | 190338.4579 | TRUE
| 60663632 | CTN006 | CTN | 22KV | 853.32 | 35 | 45198.6405 | 2.778% | Three phase | 97.13 | 0.0069259 | 0.007545 | 0.0082221 | 0.0089629 | 0.0097735 | 0.010661 | 0.011632 | 0.012695 | 0.013859 | 0.015134 | 0.016531 | 0.01806 | 0.019737 | 0.021573 | 0.023586 | 0.025793 | 0.027967 | 0.027967 | 0.027967 | 0.027967 | 0.16789 | 0.16722 | 0.16758 | 0.16758 | 0.16628 | 0.16544 | 0.16553 | 0.16617 | 0.16478 | 0.16478 | 0.16478 | 0.16478 | 0.16478 | 0.16478 | 0.16478 | 0.16478 | 0.16478 | 0.16478 | 0.16478 | 0.16478 | 1694.8515 | 22560.4767 | 0.00091337 | 82882.9716 | 46963.3367 | 98.9332 | 1313.4966 | 24255.3282 | 1412.4298 | 22842.8984 | -24120.4382 | FALSE
| 60663635 | CTN006 | CTN | 22KV | 102.04 | 35 | 45198.6405 | 2.778% | Three phase | 97.13 | 0.00094732 | 0.0010284 | 0.0011168 | 0.0012132 | 0.0013182 | 0.0014327 | 0.0015575 | 0.0016936 | 0.001842 | 0.0020039 | 0.0021806 | 0.0023733 | 0.0025836 | 0.0028131 | 0.0030637 | 0.0033371 | 0.0033443 | 0.0033443 | 0.0033443 | 0.0033443 | 0.16789 | 0.16722 | 0.16758 | 0.16758 | 0.16628 | 0.16544 | 0.16553 | 0.16617 | 0.16478 | 0.16478 | 0.16478 | 0.16478 | 0.16478 | 0.16478 | 0.16478 | 0.16478 | 0.16478 | 0.16478 | 0.16478 | 0.16478 | 218.8757 | 348.3406 | 0.00010922 | 9911.1452 | 5615.8755 | 11.8304 | 18.7822 | 567.2162 | 30.6126 | 536.6036 | -5079.2719 | FALSE
| 60663650 | CTN004 | CTN | 22KV | 70.97 | 8 | 45198.6405 | 11.11% | Three phase | 97.13 | 0.00088892 | 0.00096193 | 0.0010412 | 0.0011272 | 0.0012206 | 0.0013221 | 0.0014322 | 0.0015519 | 0.0016819 | 0.0018231 | 0.0019765 | 0.0021432 | 0.0023244 | 0.002326 | 0.002326 | 0.002326 | 0.002326 | 0.002326 | 0.002326 | 0.002326 | 0.966 | 0.96056 | 0.95878 | 0.96167 | 0.95067 | 0.94256 | 0.94067 | 0.94156 | 0.93567 | 0.93567 | 0.93567 | 0.93567 | 0.93567 | 0.93567 | 0.93567 | 0.93567 | 0.93567 | 0.93567 | 0.93567 | 0.93567 | 1037.089 | 201.6733 | 7.5964e-05 | 6893.3161 | 3905.9063 | 46.8792 | 9.0856 | 1238.7623 | 55.9648 | 1182.7975 | -2723.1089 | FALSE
| 60663657 | CTN001 | CTN | 22KV | 2751.87 | 30 | 45198.6405 | 3.226% | Three phase | 97.13 | 0.014695 | 0.016072 | 0.017587 | 0.019252 | 0.021084 | 0.0231 | 0.025319 | 0.027761 | 0.030449 | 0.03341 | 0.036671 | 0.040263 | 0.044222 | 0.048585 | 0.053393 | 0.058694 | 0.06454 | 0.070986 | 0.078096 | 0.08594 | 0.22626 | 0.22768 | 0.23055 | 0.2329 | 0.23248 | 0.23248 | 0.23581 | 0.23987 | 0.23903 | 0.23903 | 0.23903 | 0.23903 | 0.23903 | 0.23903 | 0.23903 | 0.23903 | 0.23903 | 0.23903 | 0.23903 | 0.23903 | 5666.0141 | 169406.9429 | 0.0029455 | 267289.1331 | 151451.9726 | 453.5371 | 13660.3218 | 175072.9571 | 14113.8589 | 160959.0982 | 9507.1255 | TRUE
| 60663663 | CTN004 | CTN | 22KV | 59.04 | 8 | 45198.6405 | 11.11% | Three phase | 97.13 | 0.00073949 | 0.00080023 | 0.00086616 | 0.00093773 | 0.0010154 | 0.0010998 | 0.0011915 | 0.001291 | 0.0013991 | 0.0015166 | 0.0016443 | 0.001783 | 0.0019337 | 0.001935 | 0.001935 | 0.001935 | 0.001935 | 0.001935 | 0.001935 | 0.001935 | 0.966 | 0.96056 | 0.95878 | 0.96167 | 0.95067 | 0.94256 | 0.94067 | 0.94156 | 0.93567 | 0.93567 | 0.93567 | 0.93567 | 0.93567 | 0.93567 | 0.93567 | 0.93567 | 0.93567 | 0.93567 | 0.93567 | 0.93567 | 862.7552 | 139.5698 | 6.3194e-05 | 5734.5552 | 3249.3266 | 38.9988 | 6.2878 | 1002.325 | 45.2866 | 957.0384 | -2292.2883 | FALSE
| 60664125 | MRO007 | MRO | 22KV | 1654.68 | 11 | 40985.6902 | 8.333% | Single phase | 44.74 | 0.012375 | 0.01329 | 0.014276 | 0.015339 | 0.016485 | 0.01772 | 0.019052 | 0.020489 | 0.022039 | 0.02371 | 0.025514 | 0.02746 | 0.029559 | 0.031825 | 0.034271 | 0.036911 | 0.03976 | 0.042837 | 0.046159 | 0.049746 | 0.40442 | 0.408 | 0.41408 | 0.41842 | 0.42033 | 0.42258 | 0.42833 | 0.43667 | 0.438 | 0.438 | 0.438 | 0.438 | 0.438 | 0.438 | 0.438 | 0.438 | 0.438 | 0.438 | 0.438 | 0.438 | 6357.0415 | 31866.4467 | 0.0017711 | 74030.3832 | 41947.263 | 449.7389 | 2274.9703 | 38223.4882 | 2724.7092 | 35498.779 | -6448.484 | FALSE
| 60664126 | MRO007 | MRO | 22KV | 1334.24 | 11 | 40985.6902 | 8.333% | Single phase | 44.74 | 0.013965 | 0.015001 | 0.016117 | 0.01732 | 0.018617 | 0.020014 | 0.021521 | 0.023145 | 0.024895 | 0.026784 | 0.02882 | 0.031016 | 0.033384 | 0.035939 | 0.038695 | 0.041669 | 0.043729 | 0.043729 | 0.043729 | 0.043729 | 0.40442 | 0.408 | 0.41408 | 0.41842 | 0.42033 | 0.42258 | 0.42833 | 0.43667 | 0.438 | 0.438 | 0.438 | 0.438 | 0.438 | 0.438 | 0.438 | 0.438 | 0.438 | 0.438 | 0.438 | 0.438 | 6927.3393 | 28013.3714 | 0.0014281 | 59693.8976 | 33823.8912 | 362.6439 | 1479.1615 | 34940.7108 | 1841.8055 | 33098.9053 | -724.9859 | FALSE
| 60664133 | MRO007 | MRO | 22KV | 1102.05 | 11 | 40985.6902 | 8.333% | Covered | 390 | 0.0082417 | 0.0088511 | 0.0095079 | 0.010216 | 0.010979 | 0.011802 | 0.012689 | 0.013646 | 0.014678 | 0.015792 | 0.016993 | 0.018289 | 0.019687 | 0.021196 | 0.022825 | 0.024583 | 0.026481 | 0.02853 | 0.030743 | 0.033132 | 0.40442 | 0.408 | 0.41408 | 0.41842 | 0.42033 | 0.42258 | 0.42833 | 0.43667 | 0.438 | 0.438 | 0.438 | 0.438 | 0.438 | 0.438 | 0.438 | 0.438 | 0.438 | 0.438 | 0.438 | 0.438 | 4233.9169 | 123218.7588 | 0.0011796 | 429799.5 | 243533.964 | 299.5351 | 8796.6825 | 127452.6757 | 9096.2177 | 118356.458 | -125177.506 | FALSE
| 60664134 | MRO007 | MRO | 22KV | 986.91 | 11 | 40985.6902 | 8.333% | Three phase | 97.13 | 0.0087255 | 0.0093719 | 0.010069 | 0.010819 | 0.011628 | 0.012501 | 0.013441 | 0.014455 | 0.015549 | 0.016728 | 0.018 | 0.019372 | 0.020852 | 0.02245 | 0.024173 | 0.026033 | 0.02804 | 0.030207 | 0.032346 | 0.032346 | 0.40442 | 0.408 | 0.41408 | 0.41842 | 0.42033 | 0.42258 | 0.42833 | 0.43667 | 0.438 | 0.438 | 0.438 | 0.438 | 0.438 | 0.438 | 0.438 | 0.438 | 0.438 | 0.438 | 0.438 | 0.438 | 4456.8801 | 28931.0232 | 0.0010564 | 95858.5683 | 54315.5986 | 268.2403 | 1756.9532 | 33387.9033 | 2025.1935 | 31362.7098 | -22952.8888 | FALSE
| 60664135 | MRO007 | MRO | 22KV | 687.08 | 11 | 40985.6902 | 8.333% | Covered | 390 | 0.0069301 | 0.0074555 | 0.0080226 | 0.0086346 | 0.0092953 | 0.010009 | 0.010779 | 0.01161 | 0.012508 | 0.013479 | 0.014526 | 0.015658 | 0.016882 | 0.018203 | 0.019631 | 0.021175 | 0.022519 | 0.022519 | 0.022519 | 0.022519 | 0.40442 | 0.408 | 0.41408 | 0.41842 | 0.42033 | 0.42258 | 0.42833 | 0.43667 | 0.438 | 0.438 | 0.438 | 0.438 | 0.438 | 0.438 | 0.438 | 0.438 | 0.438 | 0.438 | 0.438 | 0.438 | 3503.8229 | 63591.0349 | 0.00073543 | 267961.2 | 151832.7807 | 186.7471 | 3419.2506 | 67094.8578 | 3605.9977 | 63488.8602 | -88343.9206 | FALSE
| 60668785 | CMN002 | CMN | 22KV | 2709.57 | 8 | 38419.8192 | 11.11% | Single phase | 44.74 | 0.032381 | 0.034838 | 0.03749 | 0.040351 | 0.043439 | 0.046772 | 0.05037 | 0.054254 | 0.058449 | 0.062978 | 0.067869 | 0.073152 | 0.078858 | 0.085022 | 0.088806 | 0.088806 | 0.088806 | 0.088806 | 0.088806 | 0.088806 | 0.40256 | 0.40522 | 0.40822 | 0.41078 | 0.41189 | 0.41489 | 0.41933 | 0.42378 | 0.42522 | 0.42522 | 0.42522 | 0.42522 | 0.42522 | 0.42522 | 0.42522 | 0.42522 | 0.42522 | 0.42522 | 0.42522 | 0.42522 | 14250.4982 | 128151.0854 | 0.0029002 | 121226.1618 | 68689.4418 | 674.4426 | 6100.2614 | 142401.5836 | 6774.704 | 135626.8796 | 66937.4378 | TRUE
| 60668786 | CMN002 | CMN | 22KV | 1767.51 | 8 | 38419.8192 | 11.11% | Single phase | 44.74 | 0.021904 | 0.023576 | 0.025381 | 0.02733 | 0.029433 | 0.031705 | 0.034159 | 0.036808 | 0.03967 | 0.042762 | 0.046103 | 0.049712 | 0.053612 | 0.057826 | 0.05793 | 0.05793 | 0.05793 | 0.05793 | 0.05793 | 0.05793 | 0.40256 | 0.40522 | 0.40822 | 0.41078 | 0.41189 | 0.41489 | 0.41933 | 0.42378 | 0.42522 | 0.42522 | 0.42522 | 0.42522 | 0.42522 | 0.42522 | 0.42522 | 0.42522 | 0.42522 | 0.42522 | 0.42522 | 0.42522 | 9541.7305 | 55979.5243 | 0.0018919 | 79078.3974 | 44807.5802 | 439.9532 | 2595.8013 | 65521.2549 | 3035.7546 | 62485.5003 | 17677.9201 | TRUE
| 60668789 | CMN002 | CMN | 22KV | 2114.88 | 8 | 38419.8192 | 11.11% | Single phase | 44.74 | 0.021331 | 0.022949 | 0.024694 | 0.026578 | 0.028612 | 0.030807 | 0.033178 | 0.035737 | 0.038502 | 0.041488 | 0.044713 | 0.048198 | 0.051963 | 0.056031 | 0.060427 | 0.065178 | 0.069315 | 0.069315 | 0.069315 | 0.069315 | 0.40256 | 0.40522 | 0.40822 | 0.41078 | 0.41189 | 0.41489 | 0.41933 | 0.42378 | 0.42522 | 0.42522 | 0.42522 | 0.42522 | 0.42522 | 0.42522 | 0.42522 | 0.42522 | 0.42522 | 0.42522 | 0.42522 | 0.42522 | 9851.6233 | 69116.8779 | 0.0022637 | 94619.7312 | 53613.6459 | 526.4175 | 3716.3718 | 78968.5011 | 4242.7893 | 74725.7118 | 21112.0659 | TRUE
| 60668791 | CMN001 | CMN | 22KV | 285 | 13 | 38419.8192 | 7.143% | Three phase | 97.13 | 0.0026452 | 0.0028401 | 0.0030501 | 0.0032762 | 0.0035199 | 0.0037824 | 0.0040653 | 0.0043702 | 0.0046988 | 0.005053 | 0.0054349 | 0.0058467 | 0.0062907 | 0.0067695 | 0.0072859 | 0.0078429 | 0.0084437 | 0.0090919 | 0.0093408 | 0.0093408 | 0.30364 | 0.30821 | 0.31421 | 0.31914 | 0.322 | 0.32564 | 0.33257 | 0.33886 | 0.34257 | 0.34257 | 0.34257 | 0.34257 | 0.34257 | 0.34257 | 0.34257 | 0.34257 | 0.34257 | 0.34257 | 0.34257 | 0.34257 | 974.5124 | 2508.1937 | 0.00030505 | 27682.05 | 15685.2657 | 56.1753 | 146.5193 | 3482.7061 | 202.6946 | 3280.0115 | -12405.2542 | FALSE
| 60668792 | CMN001 | CMN | 22KV | 22.7 | 13 | 38419.8192 | 7.143% | Three phase | 97.13 | 0.00021069 | 0.00022622 | 0.00024294 | 0.00026095 | 0.00028035 | 0.00030126 | 0.0003238 | 0.00034808 | 0.00037425 | 0.00040247 | 0.00043289 | 0.00046568 | 0.00050105 | 0.00053918 | 0.00058032 | 0.00062468 | 0.00067254 | 0.00072416 | 0.00074399 | 0.00074399 | 0.30364 | 0.30821 | 0.31421 | 0.31914 | 0.322 | 0.32564 | 0.33257 | 0.33886 | 0.34257 | 0.34257 | 0.34257 | 0.34257 | 0.34257 | 0.34257 | 0.34257 | 0.34257 | 0.34257 | 0.34257 | 0.34257 | 0.34257 | 77.6191 | 15.9119 | 2.4297e-05 | 2204.851 | 1249.3177 | 4.4743 | 0.92952 | 93.531 | 5.4038 | 88.1272 | -1161.1905 | FALSE
| 60668793 | CMN001 | CMN | 22KV | 110.37 | 13 | 38419.8192 | 7.143% | Three phase | 97.13 | 0.0010244 | 0.0010999 | 0.0011812 | 0.0012688 | 0.0013631 | 0.0014648 | 0.0015743 | 0.0016924 | 0.0018197 | 0.0019568 | 0.0021047 | 0.0022642 | 0.0024361 | 0.0026216 | 0.0028216 | 0.0030373 | 0.00327 | 0.003521 | 0.0036174 | 0.0036174 | 0.30364 | 0.30821 | 0.31421 | 0.31914 | 0.322 | 0.32564 | 0.33257 | 0.33886 | 0.34257 | 0.34257 | 0.34257 | 0.34257 | 0.34257 | 0.34257 | 0.34257 | 0.34257 | 0.34257 | 0.34257 | 0.34257 | 0.34257 | 377.3927 | 376.1607 | 0.00011814 | 10720.2381 | 6074.3255 | 21.7546 | 21.9739 | 753.5535 | 43.7285 | 709.8249 | -5364.5006 | FALSE
| 60668796 | CMN001 | CMN | 22KV | 150.81 | 13 | 38419.8192 | 7.143% | Three phase | 97.13 | 0.0012527 | 0.0013713 | 0.0015017 | 0.001645 | 0.0018027 | 0.0019762 | 0.002167 | 0.002377 | 0.0026082 | 0.0028626 | 0.0031428 | 0.0034513 | 0.0037911 | 0.0041653 | 0.0045777 | 0.0049428 | 0.0049428 | 0.0049428 | 0.0049428 | 0.0049428 | 0.30364 | 0.30821 | 0.31421 | 0.31914 | 0.322 | 0.32564 | 0.33257 | 0.33886 | 0.34257 | 0.34257 | 0.34257 | 0.34257 | 0.34257 | 0.34257 | 0.34257 | 0.34257 | 0.34257 | 0.34257 | 0.34257 | 0.34257 | 543.9822 | 739.3157 | 0.00016142 | 14648.1753 | 8299.9822 | 29.7256 | 41.0266 | 1283.2979 | 70.7522 | 1212.5457 | -7087.4365 | FALSE
| 60668847 | CTN003 | CTN | 22KV | 307.96 | 29 | 45198.6405 | 3.333% | Three phase | 97.13 | 0.0029858 | 0.0032277 | 0.0034902 | 0.0037749 | 0.0040838 | 0.0044191 | 0.004783 | 0.005178 | 0.0056068 | 0.0060724 | 0.0065779 | 0.007127 | 0.0077233 | 0.0083711 | 0.0090748 | 0.0098395 | 0.010093 | 0.010093 | 0.010093 | 0.010093 | 0.0698 | 0.0699 | 0.0708 | 0.071133 | 0.0708 | 0.0708 | 0.071233 | 0.072233 | 0.0719 | 0.0719 | 0.0719 | 0.0719 | 0.0719 | 0.0719 | 0.0719 | 0.0719 | 0.0719 | 0.0719 | 0.0719 | 0.0719 | 287.3295 | 3187.3332 | 0.00032963 | 29912.1548 | 16948.8928 | 15.3729 | 171.0778 | 3474.6626 | 186.4507 | 3288.2119 | -13660.6809 | FALSE
| 60668850 | CTN003 | CTN | 22KV | 299.63 | 29 | 45198.6405 | 3.333% | Three phase | 97.13 | 0.0023184 | 0.0025275 | 0.0027563 | 0.0030068 | 0.0032812 | 0.0035818 | 0.0039111 | 0.0042719 | 0.0046674 | 0.0051009 | 0.0055761 | 0.0060971 | 0.0066686 | 0.0072953 | 0.0079828 | 0.0087371 | 0.0095647 | 0.0098203 | 0.0098203 | 0.0098203 | 0.0698 | 0.0699 | 0.0708 | 0.071133 | 0.0708 | 0.0708 | 0.071233 | 0.072233 | 0.0719 | 0.0719 | 0.0719 | 0.0719 | 0.0719 | 0.0719 | 0.0719 | 0.0719 | 0.0719 | 0.0719 | 0.0719 | 0.0719 | 249.7224 | 2694.1977 | 0.00032071 | 29103.0619 | 16490.4427 | 14.9571 | 161.948 | 2943.9201 | 176.9051 | 2767.015 | -13723.4277 | FALSE
| 60668864 | CTN002 | CTN | 22KV | 347.89 | 14 | 45198.6405 | 6.667% | Three phase | 97.13 | 0.0021265 | 0.0022871 | 0.0024605 | 0.0026478 | 0.0028501 | 0.0030687 | 0.0033049 | 0.00356 | 0.0038358 | 0.004134 | 0.0044562 | 0.0048047 | 0.0051815 | 0.0055889 | 0.0060296 | 0.0065064 | 0.0070221 | 0.0075801 | 0.0081839 | 0.0088373 | 0.17313 | 0.17293 | 0.17427 | 0.17493 | 0.17427 | 0.1738 | 0.17513 | 0.17713 | 0.17693 | 0.17693 | 0.17693 | 0.17693 | 0.17693 | 0.17693 | 0.17693 | 0.17693 | 0.17693 | 0.17693 | 0.17693 | 0.17693 | 499.8996 | 2545.2337 | 0.00037237 | 33790.5557 | 19146.481 | 42.7558 | 218.3177 | 3045.1333 | 261.0735 | 2784.0597 | -16362.4213 | FALSE
| 60668865 | CTN002 | CTN | 22KV | 64.19 | 14 | 45198.6405 | 6.667% | Three phase | 97.13 | 0.00039236 | 0.00042199 | 0.00045399 | 0.00048856 | 0.00052589 | 0.00056621 | 0.00060979 | 0.00065687 | 0.00070776 | 0.00076277 | 0.00082223 | 0.00088652 | 0.00095604 | 0.0010312 | 0.0011125 | 0.0012005 | 0.0012957 | 0.0013986 | 0.00151 | 0.0016306 | 0.17313 | 0.17293 | 0.17427 | 0.17493 | 0.17427 | 0.1738 | 0.17513 | 0.17713 | 0.17693 | 0.17693 | 0.17693 | 0.17693 | 0.17693 | 0.17693 | 0.17693 | 0.17693 | 0.17693 | 0.17693 | 0.17693 | 0.17693 | 92.2376 | 86.652 | 6.8707e-05 | 6234.7747 | 3532.7621 | 7.889 | 7.4326 | 178.8896 | 15.3216 | 163.5681 | -3369.1941 | FALSE
| 60668866 | CTN001 | CTN | 22KV | 300.94 | 30 | 45198.6405 | 3.226% | Three phase | 97.13 | 0.0023286 | 0.0025385 | 0.0027683 | 0.00302 | 0.0032956 | 0.0035975 | 0.0039282 | 0.0042906 | 0.0046878 | 0.0051232 | 0.0056005 | 0.0061238 | 0.0066977 | 0.0073272 | 0.0080177 | 0.0087753 | 0.0096065 | 0.0098632 | 0.0098632 | 0.0098632 | 0.22626 | 0.22768 | 0.23055 | 0.2329 | 0.23248 | 0.23248 | 0.23581 | 0.23987 | 0.23903 | 0.23903 | 0.23903 | 0.23903 | 0.23903 | 0.23903 | 0.23903 | 0.23903 | 0.23903 | 0.23903 | 0.23903 | 0.23903 | 830.7931 | 2717.8076 | 0.00032212 | 29230.3022 | 16562.5399 | 49.5981 | 163.3672 | 3548.6007 | 212.9653 | 3335.6354 | -13226.9045 | FALSE
| 60669086 | EHK031 | EHK | 22KV | 2786.33 | 6 | 45714.8889 | 14.29% | Three phase | 97.13 | 0.026762 | 0.029227 | 0.03193 | 0.034894 | 0.038146 | 0.041712 | 0.045625 | 0.049919 | 0.054631 | 0.059804 | 0.065483 | 0.071719 | 0.078566 | 0.086087 | 0.091321 | 0.091321 | 0.091321 | 0.091321 | 0.091321 | 0.091321 | 1.3326 | 1.3637 | 1.4034 | 1.4376 | 1.4679 | 1.5011 | 1.5467 | 1.5967 | 1.6294 | 1.6294 | 1.6294 | 1.6294 | 1.6294 | 1.6294 | 1.6294 | 1.6294 | 1.6294 | 1.6294 | 1.6294 | 1.6294 | 61066.8657 | 274560.9464 | 0.0029824 | 270636.2329 | 153348.5139 | 3040.6905 | 14004.5837 | 335627.8121 | 17045.2742 | 318582.5378 | 165234.024 | TRUE
| 60669224 | BET001 | BETS | 22KV | 252.58 | 4 | 39529.3474 | 20% | Three phase | 97.13 | 0.0023398 | 0.0025098 | 0.0026927 | 0.0028895 | 0.0031013 | 0.0033294 | 0.0035748 | 0.0038391 | 0.0041236 | 0.00443 | 0.00476 | 0.0051155 | 0.0054983 | 0.0059108 | 0.0063552 | 0.006834 | 0.00735 | 0.007906 | 0.0082783 | 0.0082783 | 2.7412 | 2.7682 | 2.8068 | 2.838 | 2.8592 | 2.8798 | 2.9204 | 2.9668 | 2.995 | 2.995 | 2.995 | 2.995 | 2.995 | 2.995 | 2.995 | 2.995 | 2.995 | 2.995 | 2.995 | 2.995 | 7726.9169 | 1950.5852 | 0.00027035 | 24533.0954 | 13900.998 | 451.3587 | 115.0808 | 9677.502 | 566.4395 | 9111.0625 | -4789.9354 | FALSE
| 60669451 | CHA005 | CHA | 22KV | 1965.2 | 6 | 48008.7507 | 14.29% | Three phase | 97.13 | 0.013046 | 0.014032 | 0.015097 | 0.016247 | 0.017489 | 0.01883 | 0.020279 | 0.021845 | 0.023537 | 0.025366 | 0.027343 | 0.029479 | 0.03179 | 0.034288 | 0.036989 | 0.039911 | 0.043071 | 0.04649 | 0.050189 | 0.054191 | 0.69471 | 0.69514 | 0.70314 | 0.70886 | 0.70657 | 0.70714 | 0.72 | 0.73614 | 0.73286 | 0.73286 | 0.73286 | 0.73286 | 0.73286 | 0.73286 | 0.73286 | 0.73286 | 0.73286 | 0.73286 | 0.73286 | 0.73286 | 13419.0839 | 88205.2301 | 0.0021035 | 190879.876 | 108156.7867 | 1052.5716 | 6966.5637 | 101624.314 | 8019.1353 | 93605.1787 | -14551.608 | FALSE
| 60669455 | CHA005 | CHA | 22KV | 402.74 | 6 | 48008.7507 | 14.29% | Three phase | 97.13 | 0.0026736 | 0.0028758 | 0.003094 | 0.0033296 | 0.0035841 | 0.003859 | 0.004156 | 0.0044769 | 0.0048236 | 0.0051984 | 0.0056035 | 0.0060414 | 0.0065149 | 0.0070268 | 0.0075804 | 0.0081792 | 0.0088269 | 0.0095275 | 0.010285 | 0.011106 | 0.69471 | 0.69514 | 0.70314 | 0.70886 | 0.70657 | 0.70714 | 0.72 | 0.73614 | 0.73286 | 0.73286 | 0.73286 | 0.73286 | 0.73286 | 0.73286 | 0.73286 | 0.73286 | 0.73286 | 0.73286 | 0.73286 | 0.73286 | 2750.0518 | 3704.5065 | 0.00043108 | 39118.1362 | 22165.2067 | 215.7097 | 292.5867 | 6454.5583 | 508.2964 | 5946.2619 | -16218.9449 | FALSE
| 60673578 | BET001 | BETS | 22KV | 13.34 | 4 | 39529.3474 | 20% | Three phase | 97.13 | 9.8489e-05 | 0.00010535 | 0.00011272 | 0.00012063 | 0.00012913 | 0.00013824 | 0.00014803 | 0.00015855 | 0.00016984 | 0.00018197 | 0.00019501 | 0.00020901 | 0.00022405 | 0.00024022 | 0.00025759 | 0.00027627 | 0.00029634 | 0.00031792 | 0.00034112 | 0.00036607 | 2.7412 | 2.7682 | 2.8068 | 2.838 | 2.8592 | 2.8798 | 2.9204 | 2.9668 | 2.995 | 2.995 | 2.995 | 2.995 | 2.995 | 2.995 | 2.995 | 2.995 | 2.995 | 2.995 | 2.995 | 2.995 | 318.6341 | 4.2491 | 1.4279e-05 | 1295.7142 | 734.1805 | 23.8385 | 0.32101 | 322.8832 | 24.1595 | 298.7237 | -435.4568 | FALSE
| 60673580 | BET001 | BETS | 22KV | 2245.59 | 4 | 39529.3474 | 20% | Three phase | 97.13 | 0.016579 | 0.017735 | 0.018975 | 0.020307 | 0.021736 | 0.023271 | 0.024919 | 0.026689 | 0.02859 | 0.030632 | 0.032826 | 0.035183 | 0.037716 | 0.040437 | 0.043362 | 0.046506 | 0.049885 | 0.053517 | 0.057423 | 0.061622 | 2.7412 | 2.7682 | 2.8068 | 2.838 | 2.8592 | 2.8798 | 2.9204 | 2.9668 | 2.995 | 2.995 | 2.995 | 2.995 | 2.995 | 2.995 | 2.995 | 2.995 | 2.995 | 2.995 | 2.995 | 2.995 | 53637.3022 | 120405.3774 | 0.0024036 | 218114.1567 | 123588.3364 | 4012.8536 | 9096.3264 | 174042.6797 | 13109.1799 | 160933.4997 | 37345.1634 | TRUE
| 60673840 | CHA006 | CHA | 22KV | 1592.47 | 30 | 48008.7507 | 3.226% | Single phase | 44.74 | 0.011486 | 0.012355 | 0.013293 | 0.014306 | 0.0154 | 0.016581 | 0.017857 | 0.019236 | 0.020726 | 0.022335 | 0.024075 | 0.025955 | 0.027988 | 0.030186 | 0.032562 | 0.035132 | 0.037911 | 0.040916 | 0.044168 | 0.047685 | 0.22558 | 0.22813 | 0.23242 | 0.2351 | 0.2351 | 0.23606 | 0.24058 | 0.24584 | 0.24519 | 0.24519 | 0.24519 | 0.24519 | 0.24519 | 0.24519 | 0.24519 | 0.24519 | 0.24519 | 0.24519 | 0.24519 | 0.24519 | 3941.6108 | 28983.8801 | 0.0017045 | 71247.1078 | 40370.1972 | 283.9331 | 2107.1246 | 32925.4909 | 2391.0577 | 30534.4332 | -9835.764 | FALSE
| 60673931 | CTN001 | CTN | 22KV | 501.59 | 30 | 45198.6405 | 3.226% | Three phase | 97.13 | 0.0038811 | 0.004231 | 0.0046141 | 0.0050335 | 0.0054929 | 0.0059961 | 0.0065473 | 0.0071514 | 0.0078134 | 0.008539 | 0.0093345 | 0.010207 | 0.011163 | 0.012213 | 0.013363 | 0.014626 | 0.016012 | 0.016439 | 0.016439 | 0.016439 | 0.22626 | 0.22768 | 0.23055 | 0.2329 | 0.23248 | 0.23248 | 0.23581 | 0.23987 | 0.23903 | 0.23903 | 0.23903 | 0.23903 | 0.23903 | 0.23903 | 0.23903 | 0.23903 | 0.23903 | 0.23903 | 0.23903 | 0.23903 | 1384.7196 | 7550.168 | 0.00053689 | 48719.4367 | 27605.5173 | 82.6673 | 453.8401 | 8934.8876 | 536.5074 | 8398.3802 | -19207.1371 | FALSE
| 60673932 | CTN001 | CTN | 22KV | 247 | 30 | 45198.6405 | 3.226% | Three phase | 97.13 | 0.0021256 | 0.0023177 | 0.0025279 | 0.002758 | 0.0030101 | 0.0032862 | 0.0035887 | 0.0039201 | 0.0042833 | 0.0046813 | 0.0051177 | 0.0055961 | 0.0061207 | 0.006696 | 0.007327 | 0.0080192 | 0.0080954 | 0.0080954 | 0.0080954 | 0.0080954 | 0.22626 | 0.22768 | 0.23055 | 0.2329 | 0.23248 | 0.23248 | 0.23581 | 0.23987 | 0.23903 | 0.23903 | 0.23903 | 0.23903 | 0.23903 | 0.23903 | 0.23903 | 0.23903 | 0.23903 | 0.23903 | 0.23903 | 0.23903 | 739.1432 | 1984.9886 | 0.00026438 | 23991.11 | 13593.897 | 40.7082 | 110.0523 | 2724.1318 | 150.7605 | 2573.3713 | -11020.5256 | FALSE
| 60673938 | CTN001 | CTN | 22KV | 636.5 | 30 | 45198.6405 | 3.226% | Three phase | 97.13 | 0.0035923 | 0.003914 | 0.0042661 | 0.0046517 | 0.005074 | 0.0055367 | 0.0060438 | 0.0065995 | 0.0072086 | 0.0078765 | 0.0086089 | 0.0094122 | 0.010293 | 0.01126 | 0.012321 | 0.013486 | 0.014764 | 0.016167 | 0.017708 | 0.0194 | 0.22626 | 0.22768 | 0.23055 | 0.2329 | 0.23248 | 0.23248 | 0.23581 | 0.23987 | 0.23903 | 0.23903 | 0.23903 | 0.23903 | 0.23903 | 0.23903 | 0.23903 | 0.23903 | 0.23903 | 0.23903 | 0.23903 | 0.23903 | 1321.5595 | 9141.7268 | 0.00068129 | 61823.245 | 35030.4268 | 104.9019 | 730.8057 | 10463.2863 | 835.7076 | 9627.5787 | -25402.8481 | FALSE
| 60674001 | CTN001 | CTN | 22KV | 3403.26 | 30 | 45198.6405 | 3.226% | Three phase | 97.13 | 0.030529 | 0.032969 | 0.035614 | 0.03848 | 0.041587 | 0.044955 | 0.048608 | 0.052569 | 0.056865 | 0.061525 | 0.066581 | 0.072067 | 0.078019 | 0.084479 | 0.091491 | 0.099102 | 0.10736 | 0.11154 | 0.11154 | 0.11154 | 0.22626 | 0.22768 | 0.23055 | 0.2329 | 0.23248 | 0.23248 | 0.23581 | 0.23987 | 0.23903 | 0.23903 | 0.23903 | 0.23903 | 0.23903 | 0.23903 | 0.23903 | 0.23903 | 0.23903 | 0.23903 | 0.23903 | 0.23903 | 9833.8766 | 364030.5416 | 0.0036427 | 330558.6438 | 187301.8858 | 560.893 | 20892.7381 | 373864.4183 | 21453.6312 | 352410.7871 | 165108.9013 | TRUE
| 60674007 | CTN001 | CTN | 22KV | 46.92 | 30 | 45198.6405 | 3.226% | Three phase | 97.13 | 0.00026481 | 0.00028852 | 0.00031448 | 0.0003429 | 0.00037404 | 0.00040814 | 0.00044552 | 0.00048648 | 0.00053139 | 0.00058062 | 0.00063461 | 0.00069382 | 0.00075878 | 0.00083005 | 0.00090826 | 0.00099409 | 0.0010883 | 0.0011918 | 0.0013053 | 0.00143 | 0.22626 | 0.22768 | 0.23055 | 0.2329 | 0.23248 | 0.23248 | 0.23581 | 0.23987 | 0.23903 | 0.23903 | 0.23903 | 0.23903 | 0.23903 | 0.23903 | 0.23903 | 0.23903 | 0.23903 | 0.23903 | 0.23903 | 0.23903 | 97.4196 | 49.6761 | 5.0222e-05 | 4557.3396 | 2582.2901 | 7.7329 | 3.9712 | 147.0957 | 11.7041 | 135.3916 | -2446.8985 | FALSE
| 60674011 | CTN001 | CTN | 22KV | 53.7 | 30 | 45198.6405 | 3.226% | Three phase | 97.13 | 0.0005048 | 0.00054548 | 0.0005896 | 0.00063744 | 0.00068933 | 0.00074563 | 0.0008067 | 0.00087297 | 0.00094488 | 0.0010229 | 0.0011077 | 0.0011996 | 0.0012995 | 0.001408 | 0.0015257 | 0.0016536 | 0.00176 | 0.00176 | 0.00176 | 0.00176 | 0.22626 | 0.22768 | 0.23055 | 0.2329 | 0.23248 | 0.23248 | 0.23581 | 0.23987 | 0.23903 | 0.23903 | 0.23903 | 0.23903 | 0.23903 | 0.23903 | 0.23903 | 0.23903 | 0.23903 | 0.23903 | 0.23903 | 0.23903 | 161.6874 | 94.4482 | 5.7479e-05 | 5215.881 | 2955.4343 | 8.8503 | 5.2018 | 256.1356 | 14.0521 | 242.0835 | -2713.3508 | FALSE
| 60674013 | CTN001 | CTN | 22KV | 254.58 | 30 | 45198.6405 | 3.226% | Three phase | 97.13 | 0.0021146 | 0.0023148 | 0.0025349 | 0.002777 | 0.0030431 | 0.003336 | 0.0036581 | 0.0040126 | 0.0044028 | 0.0048324 | 0.0053053 | 0.0058261 | 0.0063996 | 0.0070314 | 0.0077275 | 0.0083438 | 0.0083438 | 0.0083438 | 0.0083438 | 0.0083438 | 0.22626 | 0.22768 | 0.23055 | 0.2329 | 0.23248 | 0.23248 | 0.23581 | 0.23987 | 0.23903 | 0.23903 | 0.23903 | 0.23903 | 0.23903 | 0.23903 | 0.23903 | 0.23903 | 0.23903 | 0.23903 | 0.23903 | 0.23903 | 761.2809 | 2106.7752 | 0.00027249 | 24727.3554 | 14011.07 | 41.9575 | 116.9105 | 2868.0561 | 158.868 | 2709.1881 | -11301.8819 | FALSE
| 60674087 | WND012 | WND | 22KV | 738.17 | 14 | 34098.9574 | 6.667% | Single phase | 44.74 | 0.004512 | 0.0048528 | 0.0052208 | 0.0056183 | 0.0060476 | 0.0065113 | 0.0070124 | 0.0075539 | 0.0081391 | 0.0087716 | 0.0094555 | 0.010195 | 0.010994 | 0.011859 | 0.012794 | 0.013806 | 0.0149 | 0.016084 | 0.017365 | 0.018751 | 0 | 0 | 0 | 0 | 0 | 0 | 0 | 0 | 0 | 0 | 0 | 0 | 0 | 0 | 0 | 0 | 0 | 0 | 0 | 0 | 0 | 5278.3617 | 0.00079011 | 33025.7258 | 18713.1114 | 0 | 452.7521 | 5278.3617 | 452.7521 | 4825.6096 | -13887.5018 | FALSE
| 60674103 | WND022 | WND | 22KV | 333.98 | 1 | 34098.9574 | 50% | Three phase | 97.13 | 0.0028742 | 0.0031338 | 0.0034181 | 0.0037293 | 0.0040701 | 0.0044434 | 0.0048524 | 0.0053005 | 0.0057916 | 0.0063298 | 0.0069198 | 0.0075667 | 0.008276 | 0.0090539 | 0.0099071 | 0.010843 | 0.010946 | 0.010946 | 0.010946 | 0.010946 | 0.6375 | 0.661 | 0.6795 | 0.6995 | 0.7145 | 0.733 | 0.755 | 0.78 | 0.7985 | 0.7985 | 0.7985 | 0.7985 | 0.7985 | 0.7985 | 0.7985 | 0.7985 | 0.7985 | 0.7985 | 0.7985 | 0.7985 | 2458.5442 | 3629.151 | 0.00035748 | 32439.4774 | 18380.93 | 132.6787 | 201.2084 | 6087.6952 | 333.887 | 5753.8082 | -12627.1218 | FALSE
| 60674115 | WND022 | WND | 22KV | 15.6 | 1 | 34098.9574 | 50% | Three phase | 97.13 | 9.7751e-05 | 0.00010652 | 0.00011613 | 0.00012665 | 0.00013817 | 0.00015079 | 0.00016461 | 0.00017977 | 0.00019638 | 0.00021459 | 0.00023456 | 0.00025645 | 0.00028047 | 0.00030682 | 0.00033574 | 0.00036746 | 0.00040228 | 0.00044051 | 0.00048247 | 0.00051129 | 0.6375 | 0.661 | 0.6795 | 0.6995 | 0.7145 | 0.733 | 0.755 | 0.78 | 0.7985 | 0.7985 | 0.7985 | 0.7985 | 0.7985 | 0.7985 | 0.7985 | 0.7985 | 0.7985 | 0.7985 | 0.7985 | 0.7985 | 88.4456 | 6.0876 | 1.6698e-05 | 1515.228 | 858.5619 | 6.1973 | 0.43899 | 94.5332 | 6.6363 | 87.8969 | -770.665 | FALSE
| 60674133 | WND022 | WND | 22KV | 69.95 | 1 | 34098.9574 | 50% | Three phase | 97.13 | 0.00066438 | 0.0007215 | 0.00078377 | 0.00085164 | 0.00092565 | 0.0010063 | 0.0010944 | 0.0011904 | 0.0012951 | 0.0014094 | 0.0015341 | 0.0016702 | 0.0018188 | 0.001981 | 0.0021581 | 0.0022926 | 0.0022926 | 0.0022926 | 0.0022926 | 0.0022926 | 0.6375 | 0.661 | 0.6795 | 0.6995 | 0.7145 | 0.733 | 0.755 | 0.78 | 0.7985 | 0.7985 | 0.7985 | 0.7985 | 0.7985 | 0.7985 | 0.7985 | 0.7985 | 0.7985 | 0.7985 | 0.7985 | 0.7985 | 538.1052 | 166.601 | 7.4872e-05 | 6794.2435 | 3849.7696 | 27.7887 | 8.8263 | 704.7062 | 36.615 | 668.0911 | -3181.6785 | FALSE
| 60674177 | WND022 | WND | 22KV | 16.34 | 1 | 34098.9574 | 50% | Three phase | 97.13 | 0.00015561 | 0.00016922 | 0.00018407 | 0.00020028 | 0.00021798 | 0.00023731 | 0.00025842 | 0.00028149 | 0.00030668 | 0.00033421 | 0.0003643 | 0.00039718 | 0.00043313 | 0.00047242 | 0.00051539 | 0.00053554 | 0.00053554 | 0.00053554 | 0.00053554 | 0.00053554 | 0.6375 | 0.661 | 0.6795 | 0.6995 | 0.7145 | 0.733 | 0.755 | 0.78 | 0.7985 | 0.7985 | 0.7985 | 0.7985 | 0.7985 | 0.7985 | 0.7985 | 0.7985 | 0.7985 | 0.7985 | 0.7985 | 0.7985 | 126.904 | 9.177 | 1.749e-05 | 1587.1042 | 899.2886 | 6.4913 | 0.48163 | 136.0811 | 6.9729 | 129.1081 | -770.1805 | FALSE
| 60674178 | WND022 | WND | 22KV | 420.08 | 1 | 34098.9574 | 50% | Three phase | 97.13 | 0.0039899 | 0.0043329 | 0.0047069 | 0.0051145 | 0.0055589 | 0.0060436 | 0.0065721 | 0.0071487 | 0.0077777 | 0.008464 | 0.009213 | 0.01003 | 0.010923 | 0.011897 | 0.01296 | 0.013768 | 0.013768 | 0.013768 | 0.013768 | 0.013768 | 0.6375 | 0.661 | 0.6795 | 0.6995 | 0.7145 | 0.733 | 0.755 | 0.78 | 0.7985 | 0.7985 | 0.7985 | 0.7985 | 0.7985 | 0.7985 | 0.7985 | 0.7985 | 0.7985 | 0.7985 | 0.7985 | 0.7985 | 3231.5544 | 6008.5013 | 0.00044964 | 40802.3704 | 23119.5313 | 166.8832 | 318.3238 | 9240.0556 | 485.207 | 8754.8486 | -14364.6827 | FALSE
| 60674181 | WND022 | WND | 22KV | 148.51 | 1 | 34098.9574 | 50% | Three phase | 97.13 | 0.001278 | 0.0013935 | 0.0015199 | 0.0016583 | 0.0018098 | 0.0019758 | 0.0021577 | 0.002357 | 0.0025753 | 0.0028147 | 0.003077 | 0.0033647 | 0.0036801 | 0.004026 | 0.0044054 | 0.0048216 | 0.0048674 | 0.0048674 | 0.0048674 | 0.0048674 | 0.6375 | 0.661 | 0.6795 | 0.6995 | 0.7145 | 0.733 | 0.755 | 0.78 | 0.7985 | 0.7985 | 0.7985 | 0.7985 | 0.7985 | 0.7985 | 0.7985 | 0.7985 | 0.7985 | 0.7985 | 0.7985 | 0.7985 | 1093.2343 | 717.5886 | 0.00015896 | 14424.7763 | 8173.3993 | 58.9979 | 39.7847 | 1810.8229 | 98.7826 | 1712.0403 | -6461.3591 | FALSE
| 60674182 | WND022 | WND | 22KV | 940.87 | 1 | 34098.9574 | 50% | Three phase | 97.13 | 0.0084052 | 0.0091087 | 0.0098738 | 0.010706 | 0.011612 | 0.012597 | 0.01367 | 0.014837 | 0.016108 | 0.017492 | 0.018999 | 0.02064 | 0.022427 | 0.024374 | 0.026496 | 0.028807 | 0.030837 | 0.030837 | 0.030837 | 0.030837 | 0.6375 | 0.661 | 0.6795 | 0.6995 | 0.7145 | 0.733 | 0.755 | 0.78 | 0.7985 | 0.7985 | 0.7985 | 0.7985 | 0.7985 | 0.7985 | 0.7985 | 0.7985 | 0.7985 | 0.7985 | 0.7985 | 0.7985 | 6831.8579 | 28442.2318 | 0.0010071 | 91386.7031 | 51781.7402 | 373.775 | 1596.8508 | 35274.0896 | 1970.6258 | 33303.4638 | -18478.2764 | FALSE
| 60674211 | WND012 | WND | 22KV | 1317.84 | 14 | 34098.9574 | 6.667% | Single phase | 44.74 | 0.015749 | 0.016944 | 0.018234 | 0.019625 | 0.021127 | 0.022748 | 0.024498 | 0.026387 | 0.028427 | 0.03063 | 0.033009 | 0.035578 | 0.038354 | 0.041352 | 0.043192 | 0.043192 | 0.043192 | 0.043192 | 0.043192 | 0.043192 | 0 | 0 | 0 | 0 | 0 | 0 | 0 | 0 | 0 | 0 | 0 | 0 | 0 | 0 | 0 | 0 | 0 | 0 | 0 | 0 | 0 | 30314.2557 | 0.0014106 | 58960.1616 | 33408.14 | 0 | 1443.0224 | 30314.2557 | 1443.0224 | 28871.2333 | -4536.9067 | FALSE
| 60674321 | WND012 | WND | 22KV | 443.4 | 14 | 34098.9574 | 6.667% | Single phase | 44.74 | 0.0027103 | 0.002915 | 0.003136 | 0.0033748 | 0.0036326 | 0.0039112 | 0.0042122 | 0.0045374 | 0.0048889 | 0.0052689 | 0.0056797 | 0.0061238 | 0.006604 | 0.0071233 | 0.007685 | 0.0082926 | 0.0089499 | 0.0096611 | 0.010431 | 0.011263 | 0 | 0 | 0 | 0 | 0 | 0 | 0 | 0 | 0 | 0 | 0 | 0 | 0 | 0 | 0 | 0 | 0 | 0 | 0 | 0 | 0 | 1904.4858 | 0.0004746 | 19837.716 | 11240.4915 | 0 | 163.3575 | 1904.4858 | 163.3575 | 1741.1283 | -9499.3631 | FALSE
| 60674343 | WND012 | WND | 22KV | 1708.17 | 14 | 34098.9574 | 6.667% | Three phase | 97.13 | 0.010441 | 0.01123 | 0.012081 | 0.013001 | 0.013994 | 0.015068 | 0.016227 | 0.01748 | 0.018834 | 0.020298 | 0.021881 | 0.023591 | 0.025441 | 0.027442 | 0.029606 | 0.031947 | 0.034479 | 0.037219 | 0.040184 | 0.043392 | 0 | 0 | 0 | 0 | 0 | 0 | 0 | 0 | 0 | 0 | 0 | 0 | 0 | 0 | 0 | 0 | 0 | 0 | 0 | 0 | 0 | 61362.9112 | 0.0018284 | 165914.5521 | 94010.8785 | 0 | 5263.411 | 61362.9112 | 5263.411 | 56099.5002 | -37911.3783 | FALSE
| 60674576 | WND022 | WND | 22KV | 60.91 | 1 | 34098.9574 | 50% | Three phase | 97.13 | 0.00054414 | 0.00058968 | 0.00063921 | 0.0006931 | 0.00075172 | 0.00081552 | 0.00088495 | 0.00096053 | 0.0010428 | 0.0011324 | 0.0012299 | 0.0013362 | 0.0014519 | 0.0015779 | 0.0017153 | 0.0018649 | 0.0019963 | 0.0019963 | 0.0019963 | 0.0019963 | 0.6375 | 0.661 | 0.6795 | 0.6995 | 0.7145 | 0.733 | 0.755 | 0.78 | 0.7985 | 0.7985 | 0.7985 | 0.7985 | 0.7985 | 0.7985 | 0.7985 | 0.7985 | 0.7985 | 0.7985 | 0.7985 | 0.7985 | 442.2805 | 119.2015 | 6.5196e-05 | 5916.1883 | 3352.244 | 24.1974 | 6.6924 | 561.482 | 30.8898 | 530.5921 | -2821.6518 | FALSE
| 60674586 | WND022 | WND | 22KV | 202.34 | 1 | 34098.9574 | 50% | Three phase | 97.13 | 0.0017413 | 0.0018986 | 0.0020708 | 0.0022594 | 0.0024659 | 0.002692 | 0.0029398 | 0.0032113 | 0.0035088 | 0.0038349 | 0.0041923 | 0.0045842 | 0.005014 | 0.0054853 | 0.0060022 | 0.0065692 | 0.0066316 | 0.0066316 | 0.0066316 | 0.0066316 | 0.6375 | 0.661 | 0.6795 | 0.6995 | 0.7145 | 0.733 | 0.755 | 0.78 | 0.7985 | 0.7985 | 0.7985 | 0.7985 | 0.7985 | 0.7985 | 0.7985 | 0.7985 | 0.7985 | 0.7985 | 0.7985 | 0.7985 | 1489.4959 | 1332.0717 | 0.00021658 | 19653.2842 | 11135.9883 | 80.3827 | 73.8531 | 2821.5676 | 154.2357 | 2667.3319 | -8468.6564 | FALSE
| 60674629 | WND022 | WND | 22KV | 2178.07 | 1 | 34098.9574 | 50% | Three phase | 97.13 | 0.020687 | 0.022466 | 0.024405 | 0.026518 | 0.028822 | 0.031335 | 0.034076 | 0.037065 | 0.040327 | 0.043885 | 0.047768 | 0.052006 | 0.056633 | 0.061683 | 0.067197 | 0.071386 | 0.071386 | 0.071386 | 0.071386 | 0.071386 | 0.6375 | 0.661 | 0.6795 | 0.6995 | 0.7145 | 0.733 | 0.755 | 0.78 | 0.7985 | 0.7985 | 0.7985 | 0.7985 | 0.7985 | 0.7985 | 0.7985 | 0.7985 | 0.7985 | 0.7985 | 0.7985 | 0.7985 | 16755.2647 | 161527.2548 | 0.0023313 | 211555.9391 | 119872.3043 | 865.2716 | 8557.5367 | 178282.5195 | 9422.8083 | 168859.7112 | 48987.4069 | TRUE
| 60674741 | WND012 | WND | 22KV | 1006.61 | 14 | 34098.9574 | 6.667% | Covered | 390 | 0.0066825 | 0.0071877 | 0.0077331 | 0.008322 | 0.0089581 | 0.0096452 | 0.010388 | 0.01119 | 0.012056 | 0.012993 | 0.014005 | 0.0151 | 0.016283 | 0.017563 | 0.018947 | 0.020443 | 0.022062 | 0.023813 | 0.025708 | 0.027757 | 0 | 0 | 0 | 0 | 0 | 0 | 0 | 0 | 0 | 0 | 0 | 0 | 0 | 0 | 0 | 0 | 0 | 0 | 0 | 0 | 0 | 92921.1392 | 0.0010774 | 392577.9 | 222443.3769 | 0 | 7339.0323 | 92921.1392 | 7339.0323 | 85582.1068 | -136861.27 | FALSE
| 60674748 | WND012 | WND | 22KV | 181.1 | 14 | 34098.9574 | 6.667% | Single phase | 44.74 | 0.001107 | 0.0011906 | 0.0012809 | 0.0013784 | 0.0014837 | 0.0015975 | 0.0017204 | 0.0018532 | 0.0019968 | 0.002152 | 0.0023198 | 0.0025012 | 0.0026973 | 0.0029094 | 0.0031388 | 0.003387 | 0.0036555 | 0.0039459 | 0.0042603 | 0.0046004 | 0 | 0 | 0 | 0 | 0 | 0 | 0 | 0 | 0 | 0 | 0 | 0 | 0 | 0 | 0 | 0 | 0 | 0 | 0 | 0 | 0 | 317.7044 | 0.00019384 | 8102.414 | 4591.0081 | 0 | 27.2511 | 317.7044 | 27.2511 | 290.4533 | -4300.5548 | FALSE
| 60674756 | WND012 | WND | 22KV | 268.64 | 14 | 34098.9574 | 6.667% | Single phase | 44.74 | 0.0016004 | 0.0017509 | 0.0019163 | 0.0020982 | 0.0022982 | 0.0025183 | 0.0027606 | 0.0030272 | 0.0033207 | 0.0036439 | 0.0039998 | 0.0043919 | 0.0048239 | 0.0052999 | 0.0058245 | 0.0064028 | 0.0070403 | 0.0077432 | 0.0085185 | 0.0088046 | 0 | 0 | 0 | 0 | 0 | 0 | 0 | 0 | 0 | 0 | 0 | 0 | 0 | 0 | 0 | 0 | 0 | 0 | 0 | 0 | 0 | 826.5397 | 0.00028754 | 12018.9536 | 6810.2067 | 0 | 59.9638 | 826.5397 | 59.9638 | 766.576 | -6043.6307 | FALSE
| 60674809 | WND012 | WND | 22KV | 1134.32 | 14 | 34098.9574 | 6.667% | Three phase | 97.13 | 0.0069335 | 0.0074572 | 0.0080227 | 0.0086334 | 0.0092931 | 0.010006 | 0.010776 | 0.011608 | 0.012507 | 0.013479 | 0.01453 | 0.015666 | 0.016895 | 0.018223 | 0.01966 | 0.021214 | 0.022896 | 0.024715 | 0.026684 | 0.028815 | 0 | 0 | 0 | 0 | 0 | 0 | 0 | 0 | 0 | 0 | 0 | 0 | 0 | 0 | 0 | 0 | 0 | 0 | 0 | 0 | 0 | 27059.2001 | 0.0012141 | 110176.5016 | 62428.4583 | 0 | 2321.0061 | 27059.2001 | 2321.0061 | 24738.194 | -37690.2644 | FALSE
| 60674810 | WND012 | WND | 22KV | 468.15 | 14 | 34098.9574 | 6.667% | Three phase | 97.13 | 0.0040288 | 0.0043928 | 0.0047912 | 0.0052274 | 0.0057052 | 0.0062285 | 0.0068018 | 0.0074299 | 0.0081182 | 0.0088727 | 0.0096997 | 0.010606 | 0.011601 | 0.012691 | 0.013887 | 0.015199 | 0.015344 | 0.015344 | 0.015344 | 0.015344 | 0 | 0 | 0 | 0 | 0 | 0 | 0 | 0 | 0 | 0 | 0 | 0 | 0 | 0 | 0 | 0 | 0 | 0 | 0 | 0 | 0 | 7130.7329 | 0.00050109 | 45471.4095 | 25765.1128 | 0 | 395.344 | 7130.7329 | 395.344 | 6735.3889 | -19029.7239 | FALSE
| 60674838 | WND012 | WND | 22KV | 2228.15 | 14 | 34098.9574 | 6.667% | Three phase | 97.13 | 0.013619 | 0.014648 | 0.015759 | 0.016959 | 0.018254 | 0.019654 | 0.021167 | 0.022801 | 0.024568 | 0.026477 | 0.028541 | 0.030773 | 0.033186 | 0.035796 | 0.038618 | 0.041672 | 0.044975 | 0.048549 | 0.052416 | 0.056601 | 0 | 0 | 0 | 0 | 0 | 0 | 0 | 0 | 0 | 0 | 0 | 0 | 0 | 0 | 0 | 0 | 0 | 0 | 0 | 0 | 0 | 104407.7228 | 0.0023849 | 216420.2095 | 122628.5082 | 0 | 8955.5848 | 104407.7228 | 8955.5848 | 95452.1379 | -27176.3703 | FALSE
| 60674844 | WND012 | WND | 22KV | 643.67 | 14 | 34098.9574 | 6.667% | Single phase | 44.74 | 0.0035094 | 0.0037767 | 0.0040656 | 0.0043779 | 0.0047155 | 0.0050806 | 0.0054753 | 0.0059023 | 0.0063642 | 0.0068639 | 0.0074047 | 0.0079899 | 0.0086233 | 0.0093089 | 0.010051 | 0.010855 | 0.011725 | 0.012668 | 0.013689 | 0.014795 | 0 | 0 | 0 | 0 | 0 | 0 | 0 | 0 | 0 | 0 | 0 | 0 | 0 | 0 | 0 | 0 | 0 | 0 | 0 | 0 | 0 | 3607.6553 | 0.00068896 | 28797.7958 | 16317.4721 | 0 | 344.2502 | 3607.6553 | 344.2502 | 3263.4051 | -13054.067 | FALSE
| 60674866 | WND012 | WND | 22KV | 260.59 | 14 | 34098.9574 | 6.667% | Single phase | 44.74 | 0.0015525 | 0.0016984 | 0.0018588 | 0.0020353 | 0.0022294 | 0.0024429 | 0.0026778 | 0.0029365 | 0.0032212 | 0.0035347 | 0.00388 | 0.0042603 | 0.0046793 | 0.0051411 | 0.00565 | 0.0062109 | 0.0068293 | 0.0075112 | 0.0082632 | 0.0085408 | 0 | 0 | 0 | 0 | 0 | 0 | 0 | 0 | 0 | 0 | 0 | 0 | 0 | 0 | 0 | 0 | 0 | 0 | 0 | 0 | 0 | 777.7462 | 0.00027893 | 11658.7966 | 6606.1337 | 0 | 56.4239 | 777.7462 | 56.4239 | 721.3222 | -5884.8114 | FALSE
| 60674870 | WND012 | WND | 22KV | 130.56 | 14 | 34098.9574 | 6.667% | Three phase | 97.13 | 0.0016963 | 0.0018699 | 0.0020619 | 0.0022745 | 0.0025098 | 0.0027702 | 0.0030587 | 0.0033781 | 0.0037319 | 0.0041239 | 0.0042791 | 0.0042791 | 0.0042791 | 0.0042791 | 0.0042791 | 0.0042791 | 0.0042791 | 0.0042791 | 0.0042791 | 0.0042791 | 0 | 0 | 0 | 0 | 0 | 0 | 0 | 0 | 0 | 0 | 0 | 0 | 0 | 0 | 0 | 0 | 0 | 0 | 0 | 0 | 0 | 734.6432 | 0.00013975 | 12681.2928 | 7185.5028 | 0 | 30.7486 | 734.6432 | 30.7486 | 703.8946 | -6481.6082 | FALSE
| 60674967 | WND012 | WND | 22KV | 594.74 | 14 | 34098.9574 | 6.667% | Three phase | 97.13 | 0.0053131 | 0.0057578 | 0.0062414 | 0.0067676 | 0.00734 | 0.0079629 | 0.0086409 | 0.0093788 | 0.010182 | 0.011057 | 0.012009 | 0.013047 | 0.014177 | 0.015407 | 0.016748 | 0.01821 | 0.019492 | 0.019492 | 0.019492 | 0.019492 | 0 | 0 | 0 | 0 | 0 | 0 | 0 | 0 | 0 | 0 | 0 | 0 | 0 | 0 | 0 | 0 | 0 | 0 | 0 | 0 | 0 | 11364.7196 | 0.00063659 | 57767.0962 | 32732.1226 | 0 | 638.0569 | 11364.7196 | 638.0569 | 10726.6627 | -22005.4599 | FALSE
| 60675070 | WND012 | WND | 22KV | 54.76 | 14 | 34098.9574 | 6.667% | Single phase | 44.74 | 0.00032623 | 0.0003569 | 0.00039061 | 0.00042769 | 0.00046847 | 0.00051334 | 0.00056272 | 0.00061706 | 0.00067689 | 0.00074277 | 0.00081533 | 0.00089525 | 0.00098331 | 0.0010803 | 0.0011873 | 0.0013051 | 0.0014351 | 0.0015784 | 0.0017364 | 0.0017947 | 0 | 0 | 0 | 0 | 0 | 0 | 0 | 0 | 0 | 0 | 0 | 0 | 0 | 0 | 0 | 0 | 0 | 0 | 0 | 0 | 0 | 34.3439 | 5.8613e-05 | 2449.9624 | 1388.2032 | 0 | 2.4916 | 34.3439 | 2.4916 | 31.8523 | -1356.3509 | FALSE
| 60675146 | WND012 | WND | 22KV | 216.09 | 14 | 34098.9574 | 6.667% | Single phase | 44.74 | 0.0012874 | 0.0014084 | 0.0015414 | 0.0016877 | 0.0018487 | 0.0020257 | 0.0022206 | 0.002435 | 0.0026711 | 0.0029311 | 0.0032174 | 0.0035328 | 0.0038803 | 0.0042631 | 0.0046851 | 0.0051503 | 0.0056631 | 0.0062285 | 0.0068521 | 0.0070823 | 0 | 0 | 0 | 0 | 0 | 0 | 0 | 0 | 0 | 0 | 0 | 0 | 0 | 0 | 0 | 0 | 0 | 0 | 0 | 0 | 0 | 534.8004 | 0.0002313 | 9667.8666 | 5478.0284 | 0 | 38.7987 | 534.8004 | 38.7987 | 496.0017 | -4982.0267 | FALSE
| 60675151 | WND012 | WND | 22KV | 2726.5 | 14 | 34098.9574 | 6.667% | Single phase | 44.74 | 0.02324 | 0.025 | 0.0269 | 0.028951 | 0.031165 | 0.033557 | 0.036139 | 0.038928 | 0.041942 | 0.045197 | 0.048714 | 0.052515 | 0.056622 | 0.061061 | 0.06586 | 0.071048 | 0.076656 | 0.082721 | 0.089279 | 0.08936 | 0 | 0 | 0 | 0 | 0 | 0 | 0 | 0 | 0 | 0 | 0 | 0 | 0 | 0 | 0 | 0 | 0 | 0 | 0 | 0 | 0 | 99855.3491 | 0.0029184 | 121983.61 | 69118.6288 | 0 | 6176.7311 | 99855.3491 | 6176.7311 | 93678.6179 | 24559.9892 | TRUE
| 60675210 | WND012 | WND | 22KV | 745.95 | 14 | 34098.9574 | 6.667% | Covered | 390 | 0.0075239 | 0.0080943 | 0.00871 | 0.0093744 | 0.010092 | 0.010866 | 0.011702 | 0.012605 | 0.01358 | 0.014633 | 0.015771 | 0.017 | 0.018328 | 0.019763 | 0.021313 | 0.022989 | 0.024448 | 0.024448 | 0.024448 | 0.024448 | 0 | 0 | 0 | 0 | 0 | 0 | 0 | 0 | 0 | 0 | 0 | 0 | 0 | 0 | 0 | 0 | 0 | 0 | 0 | 0 | 0 | 74955.0185 | 0.00079844 | 290920.5 | 164842.0312 | 0 | 4030.285 | 74955.0185 | 4030.285 | 70924.7335 | -93917.2977 | FALSE
| 60675243 | WND012 | WND | 22KV | 91.12 | 14 | 34098.9574 | 6.667% | Three phase | 97.13 | 0.00078416 | 0.000855 | 0.00093255 | 0.0010175 | 0.0011105 | 0.0012123 | 0.0013239 | 0.0014461 | 0.0015801 | 0.001727 | 0.0018879 | 0.0020644 | 0.002258 | 0.0024702 | 0.002703 | 0.0029583 | 0.0029864 | 0.0029864 | 0.0029864 | 0.0029864 | 0 | 0 | 0 | 0 | 0 | 0 | 0 | 0 | 0 | 0 | 0 | 0 | 0 | 0 | 0 | 0 | 0 | 0 | 0 | 0 | 0 | 270.1416 | 9.7532e-05 | 8850.4856 | 5014.8822 | 0 | 14.9773 | 270.1416 | 14.9773 | 255.1644 | -4759.7178 | FALSE
| 60675351 | WND012 | WND | 22KV | 2589.17 | 14 | 34098.9574 | 6.667% | Single phase | 44.74 | 0.022892 | 0.024587 | 0.026415 | 0.028384 | 0.030507 | 0.032796 | 0.035263 | 0.037923 | 0.040792 | 0.043886 | 0.047223 | 0.050823 | 0.054707 | 0.058897 | 0.063419 | 0.068298 | 0.073564 | 0.079249 | 0.084859 | 0.084859 | 0 | 0 | 0 | 0 | 0 | 0 | 0 | 0 | 0 | 0 | 0 | 0 | 0 | 0 | 0 | 0 | 0 | 0 | 0 | 0 | 0 | 91721.7682 | 0.0027714 | 115839.4658 | 65637.2199 | 0 | 5570.1748 | 91721.7682 | 5570.1748 | 86151.5934 | 20514.3735 | TRUE
| 60675357 | WND012 | WND | 22KV | 1740.46 | 14 | 34098.9574 | 6.667% | Single phase | 44.74 | 0.019106 | 0.020555 | 0.022119 | 0.023806 | 0.025628 | 0.027595 | 0.029718 | 0.03201 | 0.034485 | 0.037159 | 0.040046 | 0.043165 | 0.046535 | 0.050175 | 0.054108 | 0.057043 | 0.057043 | 0.057043 | 0.057043 | 0.057043 | 0 | 0 | 0 | 0 | 0 | 0 | 0 | 0 | 0 | 0 | 0 | 0 | 0 | 0 | 0 | 0 | 0 | 0 | 0 | 0 | 0 | 49856.4534 | 0.0018629 | 77868.1804 | 44121.8444 | 0 | 2516.9569 | 49856.4534 | 2516.9569 | 47339.4965 | 3217.6521 | TRUE
| 60675378 | WND012 | WND | 22KV | 132.44 | 14 | 34098.9574 | 6.667% | Three phase | 97.13 | 0.00076167 | 0.00083276 | 0.00091088 | 0.00099673 | 0.0010911 | 0.0011949 | 0.0013091 | 0.0014346 | 0.0015728 | 0.0017248 | 0.0018922 | 0.0020765 | 0.0022794 | 0.0025028 | 0.002749 | 0.0030201 | 0.0033189 | 0.0036482 | 0.0040111 | 0.0043407 | 0 | 0 | 0 | 0 | 0 | 0 | 0 | 0 | 0 | 0 | 0 | 0 | 0 | 0 | 0 | 0 | 0 | 0 | 0 | 0 | 0 | 419.7356 | 0.00014176 | 12863.8972 | 7288.9705 | 0 | 31.6405 | 419.7356 | 31.6405 | 388.0951 | -6900.8754 | FALSE
| 60675410 | WND012 | WND | 22KV | 348.75 | 14 | 34098.9574 | 6.667% | Three phase | 97.13 | 0.0021317 | 0.0022927 | 0.0024666 | 0.0026544 | 0.0028572 | 0.0030763 | 0.003313 | 0.0035688 | 0.0038453 | 0.0041442 | 0.0044673 | 0.0048166 | 0.0051943 | 0.0056027 | 0.0060445 | 0.0065224 | 0.0070395 | 0.0075988 | 0.0082041 | 0.0088591 | 0 | 0 | 0 | 0 | 0 | 0 | 0 | 0 | 0 | 0 | 0 | 0 | 0 | 0 | 0 | 0 | 0 | 0 | 0 | 0 | 0 | 2557.8331 | 0.00037329 | 33874.0875 | 19193.812 | 0 | 219.3984 | 2557.8331 | 219.3984 | 2338.4347 | -16855.3773 | FALSE
| 60675422 | WND012 | WND | 22KV | 2973.45 | 14 | 34098.9574 | 6.667% | Three phase | 97.13 | 0.018175 | 0.019548 | 0.02103 | 0.022631 | 0.02436 | 0.026229 | 0.028247 | 0.030428 | 0.032785 | 0.035333 | 0.038088 | 0.041066 | 0.044286 | 0.047769 | 0.051536 | 0.055611 | 0.060019 | 0.064788 | 0.069948 | 0.075533 | 0 | 0 | 0 | 0 | 0 | 0 | 0 | 0 | 0 | 0 | 0 | 0 | 0 | 0 | 0 | 0 | 0 | 0 | 0 | 0 | 0 | 185936.6726 | 0.0031827 | 288811.1985 | 163646.854 | 0 | 15948.7402 | 185936.6726 | 15948.7402 | 169987.9324 | 6341.0784 | TRUE
| 60677024 | CTN001 | CTN | 22KV | 401.66 | 30 | 45198.6405 | 3.226% | Three phase | 97.13 | 0.0020375 | 0.0021835 | 0.0023406 | 0.0025096 | 0.0026916 | 0.0028874 | 0.0030983 | 0.0033255 | 0.0035701 | 0.0038336 | 0.0041174 | 0.0044232 | 0.0047528 | 0.0051079 | 0.0054907 | 0.0059034 | 0.0063482 | 0.0068279 | 0.007345 | 0.0079028 | 0.22626 | 0.22768 | 0.23055 | 0.2329 | 0.23248 | 0.23248 | 0.23581 | 0.23987 | 0.23903 | 0.23903 | 0.23903 | 0.23903 | 0.23903 | 0.23903 | 0.23903 | 0.23903 | 0.23903 | 0.23903 | 0.23903 | 0.23903 | 619.5145 | 2707.5231 | 0.00042992 | 39013.2358 | 22105.7678 | 66.1978 | 291.0196 | 3327.0376 | 357.2174 | 2969.8202 | -19135.9476 | FALSE
| 60677034 | CTN002 | CTN | 22KV | 495.03 | 14 | 45198.6405 | 6.667% | Covered | 390 | 0.0032863 | 0.0035347 | 0.003803 | 0.0040926 | 0.0044054 | 0.0047433 | 0.0051084 | 0.0055028 | 0.005929 | 0.0063897 | 0.0068876 | 0.0074258 | 0.0080078 | 0.008637 | 0.0093175 | 0.010054 | 0.01085 | 0.011711 | 0.012642 | 0.01365 | 0.17313 | 0.17293 | 0.17427 | 0.17493 | 0.17427 | 0.1738 | 0.17513 | 0.17713 | 0.17693 | 0.17693 | 0.17693 | 0.17693 | 0.17693 | 0.17693 | 0.17693 | 0.17693 | 0.17693 | 0.17693 | 0.17693 | 0.17693 | 772.5188 | 22472.6911 | 0.00052986 | 193061.7 | 109393.0568 | 60.8394 | 1774.9224 | 23245.2099 | 1835.7617 | 21409.4482 | -87983.6085 | FALSE
| 60677097 | CTN006 | CTN | 22KV | 8218.67 | 35 | 45198.6405 | 2.778% | Three phase | 97.13 | 0.072801 | 0.078121 | 0.083848 | 0.090014 | 0.096653 | 0.1038 | 0.1115 | 0.1198 | 0.12874 | 0.13837 | 0.14874 | 0.15992 | 0.17197 | 0.18496 | 0.19896 | 0.21405 | 0.23032 | 0.24787 | 0.26679 | 0.26936 | 0.16789 | 0.16722 | 0.16758 | 0.16758 | 0.16628 | 0.16544 | 0.16553 | 0.16617 | 0.16478 | 0.16478 | 0.16478 | 0.16478 | 0.16478 | 0.16478 | 0.16478 | 0.16478 | 0.16478 | 0.16478 | 0.16478 | 0.16478 | 15545.4211 | 1992372.8551 | 0.008797 | 798279.4171 | 452322.8873 | 952.8654 | 121845.1335 | 2007918.2763 | 122797.9989 | 1885120.2773 | 1432797.39 | TRUE
| 60677099 | CTN006 | CTN | 22KV | 253.14 | 35 | 45198.6405 | 2.778% | Three phase | 97.13 | 0.0022672 | 0.0024601 | 0.0026702 | 0.0028991 | 0.0031484 | 0.0034201 | 0.0037163 | 0.004039 | 0.0043909 | 0.0047745 | 0.0051928 | 0.005649 | 0.0061466 | 0.0066894 | 0.0072816 | 0.0079277 | 0.0082966 | 0.0082966 | 0.0082966 | 0.0082966 | 0.16789 | 0.16722 | 0.16758 | 0.16758 | 0.16628 | 0.16544 | 0.16553 | 0.16617 | 0.16478 | 0.16478 | 0.16478 | 0.16478 | 0.16478 | 0.16478 | 0.16478 | 0.16478 | 0.16478 | 0.16478 | 0.16478 | 0.16478 | 526.858 | 2080.1809 | 0.00027095 | 24587.4882 | 13931.8181 | 29.3488 | 115.5917 | 2607.0389 | 144.9405 | 2462.0984 | -11469.7198 | FALSE
| 60677107 | CTN006 | CTN | 22KV | 877.82 | 35 | 45198.6405 | 2.778% | Three phase | 97.13 | 0.007862 | 0.008531 | 0.0092596 | 0.010053 | 0.010918 | 0.01186 | 0.012887 | 0.014006 | 0.015226 | 0.016557 | 0.018007 | 0.019589 | 0.021315 | 0.023197 | 0.02525 | 0.027491 | 0.02877 | 0.02877 | 0.02877 | 0.02877 | 0.16789 | 0.16722 | 0.16758 | 0.16758 | 0.16628 | 0.16544 | 0.16553 | 0.16617 | 0.16478 | 0.16478 | 0.16478 | 0.16478 | 0.16478 | 0.16478 | 0.16478 | 0.16478 | 0.16478 | 0.16478 | 0.16478 | 0.16478 | 1826.9989 | 25014.4233 | 0.00093959 | 85262.6566 | 48311.7192 | 101.7737 | 1390.004 | 26841.4221 | 1491.7777 | 25349.6445 | -22962.0747 | FALSE
| 60677108 | CTN006 | CTN | 22KV | 690.59 | 35 | 45198.6405 | 2.778% | Three phase | 97.13 | 0.0061851 | 0.0067114 | 0.0072846 | 0.007909 | 0.0085892 | 0.0093305 | 0.010138 | 0.011019 | 0.011979 | 0.013025 | 0.014166 | 0.015411 | 0.016768 | 0.018249 | 0.019865 | 0.021628 | 0.022634 | 0.022634 | 0.022634 | 0.022634 | 0.16789 | 0.16722 | 0.16758 | 0.16758 | 0.16628 | 0.16544 | 0.16553 | 0.16617 | 0.16478 | 0.16478 | 0.16478 | 0.16478 | 0.16478 | 0.16478 | 0.16478 | 0.16478 | 0.16478 | 0.16478 | 0.16478 | 0.16478 | 1437.3187 | 15481.7526 | 0.00073918 | 67077.0067 | 38007.3251 | 80.0664 | 860.2916 | 16919.0713 | 940.358 | 15978.7133 | -22028.6118 | FALSE
| 60677109 | CTN006 | CTN | 22KV | 2652.86 | 35 | 45198.6405 | 2.778% | Three phase | 97.13 | 0.02376 | 0.025781 | 0.027983 | 0.030382 | 0.032995 | 0.035842 | 0.038946 | 0.042328 | 0.046015 | 0.050036 | 0.054419 | 0.0592 | 0.064415 | 0.070103 | 0.076309 | 0.083081 | 0.086947 | 0.086947 | 0.086947 | 0.086947 | 0.16789 | 0.16722 | 0.16758 | 0.16758 | 0.16628 | 0.16544 | 0.16553 | 0.16617 | 0.16478 | 0.16478 | 0.16478 | 0.16478 | 0.16478 | 0.16478 | 0.16478 | 0.16478 | 0.16478 | 0.16478 | 0.16478 | 0.16478 | 5521.3736 | 228458.9701 | 0.0028395 | 257672.2918 | 146002.8563 | 307.5703 | 12695.031 | 233980.3437 | 13002.6013 | 220977.7424 | 74974.8861 | TRUE
| 60677164 | GSB011 | GSB | 22KV | 270.96 | 2 | 30762.9223 | 33.33% | Covered | 390 | 0.0032382 | 0.0034839 | 0.003749 | 0.0040351 | 0.0043439 | 0.0046772 | 0.005037 | 0.0054255 | 0.0058449 | 0.0062978 | 0.006787 | 0.0073153 | 0.0078859 | 0.0085023 | 0.0088807 | 0.0088807 | 0.0088807 | 0.0088807 | 0.0088807 | 0.0088807 | 2.1883 | 2.2417 | 2.3007 | 2.3437 | 2.378 | 2.4293 | 2.4963 | 2.5647 | 2.6067 | 2.6067 | 2.6067 | 2.6067 | 2.6067 | 2.6067 | 2.6067 | 2.6067 | 2.6067 | 2.6067 | 2.6067 | 2.6067 | 6858.3755 | 11171.2182 | 0.00029003 | 105674.4 | 59877.4673 | 320.7898 | 531.7735 | 18029.5937 | 852.5633 | 17177.0304 | -42700.4369 | FALSE
| 60677401 | BET004 | BETS | 22KV | 85.91 | 12 | 39529.3474 | 7.692% | Three phase | 97.13 | 0.00081814 | 0.00088968 | 0.00096776 | 0.001053 | 0.0011461 | 0.0012477 | 0.0013587 | 0.00148 | 0.0016124 | 0.0017572 | 0.0019154 | 0.0020882 | 0.0022772 | 0.0024838 | 0.0027097 | 0.0028157 | 0.0028157 | 0.0028157 | 0.0028157 | 0.0028157 | 0.72669 | 0.73615 | 0.74846 | 0.75877 | 0.76562 | 0.77285 | 0.78615 | 0.80077 | 0.81 | 0.81 | 0.81 | 0.81 | 0.81 | 0.81 | 0.81 | 0.81 | 0.81 | 0.81 | 0.81 | 0.81 | 797.3234 | 253.6793 | 9.1955e-05 | 8344.4383 | 4728.1445 | 41.3034 | 13.3135 | 1051.0027 | 54.6169 | 996.3859 | -3731.7586 | FALSE
| 60677549 | CHA005 | CHA | 22KV | 852.23 | 6 | 48008.7507 | 14.29% | Three phase | 97.13 | 0.0080113 | 0.0086569 | 0.0093571 | 0.010116 | 0.01094 | 0.011833 | 0.012802 | 0.013854 | 0.014995 | 0.016234 | 0.017579 | 0.019039 | 0.020624 | 0.022345 | 0.024213 | 0.026243 | 0.027932 | 0.027932 | 0.027932 | 0.027932 | 0.69471 | 0.69514 | 0.70314 | 0.70886 | 0.70657 | 0.70714 | 0.72 | 0.73614 | 0.73286 | 0.73286 | 0.73286 | 0.73286 | 0.73286 | 0.73286 | 0.73286 | 0.73286 | 0.73286 | 0.73286 | 0.73286 | 0.73286 | 8345.2863 | 23788.0464 | 0.0009122 | 82777.0999 | 46903.3474 | 456.4589 | 1310.1431 | 32133.3327 | 1766.602 | 30366.7307 | -16536.6167 | FALSE
| 60677694 | CHA005 | CHA | 22KV | 2975.69 | 6 | 48008.7507 | 14.29% | Three phase | 97.13 | 0.027973 | 0.030227 | 0.032672 | 0.035323 | 0.038198 | 0.041317 | 0.044702 | 0.048374 | 0.052359 | 0.056684 | 0.061379 | 0.066476 | 0.07201 | 0.078019 | 0.084545 | 0.091633 | 0.097528 | 0.097528 | 0.097528 | 0.097528 | 0.69471 | 0.69514 | 0.70314 | 0.70886 | 0.70657 | 0.70714 | 0.72 | 0.73614 | 0.73286 | 0.73286 | 0.73286 | 0.73286 | 0.73286 | 0.73286 | 0.73286 | 0.73286 | 0.73286 | 0.73286 | 0.73286 | 0.73286 | 29138.83 | 290015.0337 | 0.0031851 | 289028.7697 | 163770.1347 | 1593.7954 | 15972.7787 | 319153.8637 | 17566.574 | 301587.2897 | 137817.155 | TRUE
| 60678010 | WND024 | WND | 22KV | 389.78 | 13 | 34098.9574 | 7.143% | Three phase | 97.13 | 0.0036591 | 0.0039949 | 0.0043629 | 0.0047663 | 0.0052086 | 0.0056937 | 0.0062257 | 0.0068093 | 0.0074496 | 0.0081523 | 0.0089235 | 0.00977 | 0.010699 | 0.01172 | 0.012775 | 0.012775 | 0.012775 | 0.012775 | 0.012775 | 0.012775 | 0.31457 | 0.32093 | 0.32914 | 0.33579 | 0.34057 | 0.34786 | 0.35743 | 0.36629 | 0.371 | 0.371 | 0.371 | 0.371 | 0.371 | 0.371 | 0.371 | 0.371 | 0.371 | 0.371 | 0.371 | 0.371 | 1436.5788 | 5287.1835 | 0.00041721 | 37859.3314 | 21451.9399 | 73.0085 | 274.0591 | 6723.7623 | 347.0676 | 6376.6947 | -15075.2452 | FALSE
| 60678344 | MRO005 | MRO | 22KV | 66.96 | 21 | 40985.6902 | 4.545% | Single phase | 44.74 | 0.00062663 | 0.0006756 | 0.00072858 | 0.00078589 | 0.00084791 | 0.00091503 | 0.00098768 | 0.0010663 | 0.0011514 | 0.0012436 | 0.0013434 | 0.0014515 | 0.0015686 | 0.0016955 | 0.0018329 | 0.0019817 | 0.002143 | 0.0021946 | 0.0021946 | 0.0021946 | 0.24573 | 0.24677 | 0.24827 | 0.24932 | 0.24932 | 0.24945 | 0.2505 | 0.25218 | 0.25218 | 0.25218 | 0.25218 | 0.25218 | 0.25218 | 0.25218 | 0.25218 | 0.25218 | 0.25218 | 0.25218 | 0.25218 | 0.25218 | 189.9962 | 66.3332 | 7.1672e-05 | 2995.7904 | 1697.4815 | 10.6415 | 3.7254 | 256.3294 | 14.367 | 241.9624 | -1455.5191 | FALSE
| 60678404 | MRO007 | MRO | 22KV | 912.43 | 11 | 40985.6902 | 8.333% | Three phase | 97.13 | 0.011062 | 0.011775 | 0.012537 | 0.013349 | 0.014217 | 0.015142 | 0.016131 | 0.017186 | 0.018312 | 0.019515 | 0.020799 | 0.02217 | 0.023635 | 0.025199 | 0.02687 | 0.028655 | 0.029905 | 0.029905 | 0.029905 | 0.029905 | 0.40442 | 0.408 | 0.41408 | 0.41842 | 0.42033 | 0.42258 | 0.42833 | 0.43667 | 0.438 | 0.438 | 0.438 | 0.438 | 0.438 | 0.438 | 0.438 | 0.438 | 0.438 | 0.438 | 0.438 | 0.438 | 4994.4833 | 30015.1138 | 0.00097664 | 88624.3259 | 50216.5158 | 247.9968 | 1501.7727 | 35009.5971 | 1749.7695 | 33259.8276 | -16956.6882 | FALSE
| 60678409 | MRO007 | MRO | 22KV | 503.21 | 11 | 40985.6902 | 8.333% | Three phase | 97.13 | 0.0061007 | 0.0064942 | 0.0069141 | 0.0073623 | 0.0078406 | 0.0083511 | 0.0088962 | 0.009478 | 0.010099 | 0.010762 | 0.011471 | 0.012227 | 0.013035 | 0.013898 | 0.014819 | 0.015803 | 0.016493 | 0.016493 | 0.016493 | 0.016493 | 0.40442 | 0.408 | 0.41408 | 0.41842 | 0.42033 | 0.42258 | 0.42833 | 0.43667 | 0.438 | 0.438 | 0.438 | 0.438 | 0.438 | 0.438 | 0.438 | 0.438 | 0.438 | 0.438 | 0.438 | 0.438 | 2754.4841 | 9129.3406 | 0.00053862 | 48876.7873 | 27694.6757 | 136.7715 | 456.7764 | 11883.8247 | 593.5479 | 11290.2768 | -16404.3989 | FALSE
| 60678412 | MRO008 | MRO | 22KV | 986.67 | 9 | 40985.6902 | 10% | Covered | 390 | 0.011791 | 0.012686 | 0.013652 | 0.014693 | 0.015818 | 0.017032 | 0.018342 | 0.019756 | 0.021284 | 0.022933 | 0.024714 | 0.026638 | 0.028716 | 0.03096 | 0.032338 | 0.032338 | 0.032338 | 0.032338 | 0.032338 | 0.032338 | 0.6143 | 0.617 | 0.6224 | 0.6261 | 0.6254 | 0.6271 | 0.6321 | 0.6371 | 0.6385 | 0.6385 | 0.6385 | 0.6385 | 0.6385 | 0.6385 | 0.6385 | 0.6385 | 0.6385 | 0.6385 | 0.6385 | 0.6385 | 8339.1986 | 148126.9269 | 0.0010561 | 384801.3 | 218036.9822 | 395.4181 | 7051.1535 | 156466.1255 | 7446.5716 | 149019.5539 | -69017.4283 | FALSE
| 60680073 | CTN004 | CTN | 22KV | 2227.11 | 8 | 45198.6405 | 11.11% | Single phase | 44.74 | 0.020168 | 0.022007 | 0.024021 | 0.026229 | 0.028647 | 0.031299 | 0.034205 | 0.037392 | 0.040887 | 0.04472 | 0.048924 | 0.053538 | 0.0586 | 0.064155 | 0.070252 | 0.072993 | 0.072993 | 0.072993 | 0.072993 | 0.072993 | 0.966 | 0.96056 | 0.95878 | 0.96167 | 0.95067 | 0.94256 | 0.94067 | 0.94156 | 0.93567 | 0.93567 | 0.93567 | 0.93567 | 0.93567 | 0.93567 | 0.93567 | 0.93567 | 0.93567 | 0.93567 | 0.93567 | 0.93567 | 27495.0789 | 77342.1863 | 0.0023838 | 99640.9014 | 56458.7527 | 1471.1157 | 4121.2696 | 104837.2652 | 5592.3853 | 99244.8799 | 42786.1272 | TRUE
| 60680074 | CTN004 | CTN | 22KV | 2605.56 | 8 | 45198.6405 | 11.11% | Single phase | 44.74 | 0.023595 | 0.025747 | 0.028103 | 0.030686 | 0.033515 | 0.036617 | 0.040017 | 0.043746 | 0.047834 | 0.052319 | 0.057238 | 0.062635 | 0.068557 | 0.075057 | 0.08219 | 0.085397 | 0.085397 | 0.085397 | 0.085397 | 0.085397 | 0.966 | 0.96056 | 0.95878 | 0.96167 | 0.95067 | 0.94256 | 0.94067 | 0.94156 | 0.93567 | 0.93567 | 0.93567 | 0.93567 | 0.93567 | 0.93567 | 0.93567 | 0.93567 | 0.93567 | 0.93567 | 0.93567 | 0.93567 | 32167.2831 | 105860.8229 | 0.0027889 | 116572.7544 | 66052.7175 | 1721.1005 | 5640.9188 | 138028.1059 | 7362.0194 | 130666.0866 | 64613.369 | TRUE
| 60680104 | CTN002 | CTN | 22KV | 304.5 | 14 | 45198.6405 | 6.667% | Covered | 390 | 0.0025954 | 0.002792 | 0.0030042 | 0.0032333 | 0.0034806 | 0.0037477 | 0.0040361 | 0.0043476 | 0.0046841 | 0.0050476 | 0.0054405 | 0.0058649 | 0.0063236 | 0.0068194 | 0.0073554 | 0.0079347 | 0.0085611 | 0.0092384 | 0.0099708 | 0.0099799 | 0.17313 | 0.17293 | 0.17427 | 0.17493 | 0.17427 | 0.1738 | 0.17513 | 0.17713 | 0.17693 | 0.17693 | 0.17693 | 0.17693 | 0.17693 | 0.17693 | 0.17693 | 0.17693 | 0.17693 | 0.17693 | 0.17693 | 0.17693 | 606.7241 | 10856.8428 | 0.00032593 | 118755 | 67289.2265 | 37.4232 | 671.5694 | 11463.567 | 708.9926 | 10754.5744 | -56534.6521 | FALSE
| 60680115 | CTN003 | CTN | 22KV | 163.93 | 29 | 45198.6405 | 3.333% | Three phase | 97.13 | 0.0015341 | 0.001654 | 0.0017837 | 0.001924 | 0.0020758 | 0.0022402 | 0.002418 | 0.0026105 | 0.002819 | 0.0030446 | 0.003289 | 0.0035536 | 0.0038403 | 0.0041508 | 0.0044871 | 0.0048516 | 0.0052465 | 0.0053728 | 0.0053728 | 0.0053728 | 0.0698 | 0.0699 | 0.0708 | 0.071133 | 0.0708 | 0.0708 | 0.071233 | 0.072233 | 0.0719 | 0.0719 | 0.0719 | 0.0719 | 0.0719 | 0.0719 | 0.0719 | 0.0719 | 0.0719 | 0.0719 | 0.0719 | 0.0719 | 146.169 | 863.1257 | 0.00017547 | 15922.5209 | 9022.0548 | 8.1831 | 48.4755 | 1009.2948 | 56.6586 | 952.6362 | -8069.4186 | FALSE
| 60680116 | CTN004 | CTN | 22KV | 2598.8 | 8 | 45198.6405 | 11.11% | Single phase | 44.74 | 0.023534 | 0.02568 | 0.028031 | 0.030606 | 0.033428 | 0.036522 | 0.039914 | 0.043632 | 0.04771 | 0.052183 | 0.05709 | 0.062473 | 0.06838 | 0.074862 | 0.081977 | 0.085175 | 0.085175 | 0.085175 | 0.085175 | 0.085175 | 0.966 | 0.96056 | 0.95878 | 0.96167 | 0.95067 | 0.94256 | 0.94067 | 0.94156 | 0.93567 | 0.93567 | 0.93567 | 0.93567 | 0.93567 | 0.93567 | 0.93567 | 0.93567 | 0.93567 | 0.93567 | 0.93567 | 0.93567 | 32083.8266 | 105312.2338 | 0.0027817 | 116270.312 | 65881.3469 | 1716.6352 | 5611.6866 | 137396.0604 | 7328.3218 | 130067.7386 | 64186.3916 | TRUE
| 60680147 | CHA006 | CHA | 22KV | 458.16 | 30 | 48008.7507 | 3.226% | Three phase | 97.13 | 0.0026727 | 0.0028697 | 0.0030821 | 0.003311 | 0.0035578 | 0.003824 | 0.0041112 | 0.0044209 | 0.0047551 | 0.0051157 | 0.0055049 | 0.0059249 | 0.0063783 | 0.0068678 | 0.0073962 | 0.0079669 | 0.0085832 | 0.0092488 | 0.0099677 | 0.010744 | 0.22558 | 0.22813 | 0.23242 | 0.2351 | 0.2351 | 0.23606 | 0.24058 | 0.24584 | 0.24519 | 0.24519 | 0.24519 | 0.24519 | 0.24519 | 0.24519 | 0.24519 | 0.24519 | 0.24519 | 0.24519 | 0.24519 | 0.24519 | 900.0626 | 4134.6384 | 0.0004904 | 44501.0808 | 25215.303 | 81.6887 | 378.6513 | 5034.701 | 460.34 | 4574.361 | -20640.9419 | FALSE
| 60680582 | BGO023 | BGO | 22KV | 690.76 | 17 | 42734.8155 | 5.556% | Covered | 390 | 0.0049823 | 0.0053592 | 0.0057661 | 0.0062055 | 0.0066799 | 0.0071923 | 0.0077459 | 0.0083439 | 0.00899 | 0.0096883 | 0.010443 | 0.011259 | 0.01214 | 0.013094 | 0.014124 | 0.015239 | 0.016444 | 0.017748 | 0.019158 | 0.020684 | 0.59906 | 0.60861 | 0.61994 | 0.63067 | 0.63894 | 0.64706 | 0.65994 | 0.67439 | 0.68489 | 0.68489 | 0.68489 | 0.68489 | 0.68489 | 0.68489 | 0.68489 | 0.68489 | 0.68489 | 0.68489 | 0.68489 | 0.68489 | 4211.5962 | 47537.5717 | 0.00073937 | 269396.4 | 152645.997 | 301.4198 | 3455.9757 | 51749.1679 | 3757.3955 | 47991.7724 | -104654.2246 | FALSE
| 60680706 | BET001 | BETS | 22KV | 705.26 | 4 | 39529.3474 | 20% | Covered | 390 | 0.0077419 | 0.0083291 | 0.0089628 | 0.0096467 | 0.010385 | 0.011182 | 0.012042 | 0.012971 | 0.013974 | 0.015057 | 0.016227 | 0.017491 | 0.018857 | 0.020332 | 0.021926 | 0.023115 | 0.023115 | 0.023115 | 0.023115 | 0.023115 | 2.7412 | 2.7682 | 2.8068 | 2.838 | 2.8592 | 2.8798 | 2.9204 | 2.9668 | 2.995 | 2.995 | 2.995 | 2.995 | 2.995 | 2.995 | 2.995 | 2.995 | 2.995 | 2.995 | 2.995 | 2.995 | 25205.5881 | 71360.9168 | 0.00075489 | 275051.4 | 155850.2459 | 1260.2947 | 3602.5899 | 96566.5049 | 4862.8846 | 91703.6203 | -64146.6255 | FALSE
| 60680921 | WND013 | WND | 22KV | 486.22 | 23 | 34098.9574 | 4.167% | Single phase | 44.74 | 0.0041444 | 0.0044583 | 0.0047971 | 0.0051628 | 0.0055577 | 0.0059842 | 0.0064447 | 0.0069421 | 0.0074795 | 0.00806 | 0.0086872 | 0.009365 | 0.010097 | 0.010889 | 0.011745 | 0.01267 | 0.01367 | 0.014752 | 0.015921 | 0.015936 | 0.27508 | 0.28496 | 0.29579 | 0.30408 | 0.31158 | 0.32108 | 0.334 | 0.34713 | 0.35525 | 0.35525 | 0.35525 | 0.35525 | 0.35525 | 0.35525 | 0.35525 | 0.35525 | 0.35525 | 0.35525 | 0.35525 | 0.35525 | 1417.3657 | 3175.6013 | 0.00052043 | 21753.4828 | 12326.0076 | 85.2197 | 196.4325 | 4592.967 | 281.6522 | 4311.3148 | -8014.6928 | FALSE
| 60680927 | WND013 | WND | 22KV | 196.41 | 23 | 34098.9574 | 4.167% | Single phase | 44.74 | 0.0015398 | 0.0016563 | 0.0017821 | 0.001918 | 0.0020646 | 0.002223 | 0.0023941 | 0.002579 | 0.0027786 | 0.0029944 | 0.0032275 | 0.0034794 | 0.0037517 | 0.0040461 | 0.0043644 | 0.0047085 | 0.0050805 | 0.0054829 | 0.0059181 | 0.0063887 | 0.27508 | 0.28496 | 0.29579 | 0.30408 | 0.31158 | 0.32108 | 0.334 | 0.34713 | 0.35525 | 0.35525 | 0.35525 | 0.35525 | 0.35525 | 0.35525 | 0.35525 | 0.35525 | 0.35525 | 0.35525 | 0.35525 | 0.35525 | 529.5402 | 479.1598 | 0.00021023 | 8787.3834 | 4979.127 | 34.4248 | 32.0535 | 1008.7 | 66.4782 | 942.2218 | -4036.9052 | FALSE
| 60684394 | CTN001 | CTN | 22KV | 5493.33 | 30 | 45198.6405 | 3.226% | Three phase | 97.13 | 0.034422 | 0.037511 | 0.040893 | 0.044597 | 0.048653 | 0.053097 | 0.057967 | 0.063303 | 0.069152 | 0.075564 | 0.082596 | 0.090307 | 0.098765 | 0.10804 | 0.11822 | 0.1294 | 0.14166 | 0.15512 | 0.1699 | 0.18004 | 0.22626 | 0.22768 | 0.23055 | 0.2329 | 0.23248 | 0.23248 | 0.23581 | 0.23987 | 0.23903 | 0.23903 | 0.23903 | 0.23903 | 0.23903 | 0.23903 | 0.23903 | 0.23903 | 0.23903 | 0.23903 | 0.23903 | 0.23903 | 12643.9347 | 754861.3689 | 0.0058799 | 533567.1429 | 302331.0203 | 905.3585 | 54434.7811 | 767505.3036 | 55340.1396 | 712165.164 | 409834.1437 | TRUE
| 60684396 | CTN001 | CTN | 22KV | 414.89 | 30 | 45198.6405 | 3.226% | Three phase | 97.13 | 0.0025997 | 0.0028331 | 0.0030885 | 0.0033682 | 0.0036746 | 0.0040102 | 0.004378 | 0.004781 | 0.0052228 | 0.0057071 | 0.0062381 | 0.0068205 | 0.0074593 | 0.0081601 | 0.0089291 | 0.0097729 | 0.010699 | 0.011716 | 0.012832 | 0.013598 | 0.22626 | 0.22768 | 0.23055 | 0.2329 | 0.23248 | 0.23248 | 0.23581 | 0.23987 | 0.23903 | 0.23903 | 0.23903 | 0.23903 | 0.23903 | 0.23903 | 0.23903 | 0.23903 | 0.23903 | 0.23903 | 0.23903 | 0.23903 | 954.9476 | 4305.8784 | 0.00044408 | 40298.2657 | 22833.8944 | 68.3782 | 310.5067 | 5260.8259 | 378.885 | 4881.9409 | -17951.9534 | FALSE
| 60684554 | EHK033 | EHK | 22KV | 91.52 | 0 | 45714.8889 | 100% | Three phase | 97.13 | 0.00086032 | 0.00092966 | 0.0010048 | 0.0010864 | 0.0011748 | 0.0012708 | 0.0013748 | 0.0014878 | 0.0016103 | 0.0017434 | 0.0018878 | 0.0020445 | 0.0022147 | 0.0023996 | 0.0026003 | 0.0028182 | 0.0029995 | 0.0029995 | 0.0029995 | 0.0029995 | 13.275 | 13.65 | 14.054 | 14.449 | 14.788 | 15.134 | 15.607 | 16.132 | 16.537 | 16.537 | 16.537 | 16.537 | 16.537 | 16.537 | 16.537 | 16.537 | 16.537 | 16.537 | 16.537 | 16.537 | 18786.839 | 274.3324 | 9.796e-05 | 8889.3376 | 5036.8966 | 1009.0109 | 15.109 | 19061.1714 | 1024.1199 | 18037.0515 | 13000.155 | TRUE
| 60684575 | EHK023 | EHK | 22KV | 589.39 | 1 | 45714.8889 | 50% | Three phase | 97.13 | 0.0055405 | 0.005987 | 0.0064712 | 0.0069963 | 0.0075659 | 0.0081837 | 0.008854 | 0.0095813 | 0.010371 | 0.011227 | 0.012157 | 0.013167 | 0.014263 | 0.015453 | 0.016746 | 0.01815 | 0.019317 | 0.019317 | 0.019317 | 0.019317 | 4.1305 | 4.1755 | 4.232 | 4.2855 | 4.3085 | 4.3405 | 4.405 | 4.4785 | 4.5225 | 4.5225 | 4.5225 | 4.5225 | 4.5225 | 4.5225 | 4.5225 | 4.5225 | 4.5225 | 4.5225 | 4.5225 | 4.5225 | 33734.722 | 11377.6001 | 0.00063086 | 57247.4507 | 32437.6799 | 1838.1756 | 626.6292 | 45112.3221 | 2464.8048 | 42647.5173 | 10209.8374 | TRUE
| 60684593 | CTN006 | CTN | 22KV | 257.1 | 35 | 45198.6405 | 2.778% | Three phase | 97.13 | 0.0029707 | 0.0032266 | 0.0035054 | 0.0038094 | 0.0041407 | 0.004502 | 0.0048959 | 0.0053254 | 0.005794 | 0.006305 | 0.0068626 | 0.007471 | 0.0081349 | 0.0084264 | 0.0084264 | 0.0084264 | 0.0084264 | 0.0084264 | 0.0084264 | 0.0084264 | 0.16789 | 0.16722 | 0.16758 | 0.16758 | 0.16628 | 0.16544 | 0.16553 | 0.16617 | 0.16478 | 0.16478 | 0.16478 | 0.16478 | 0.16478 | 0.16478 | 0.16478 | 0.16478 | 0.16478 | 0.16478 | 0.16478 | 0.16478 | 638.158 | 2558.3089 | 0.00027519 | 24972.123 | 14149.7608 | 29.8079 | 119.2365 | 3196.4669 | 149.0445 | 3047.4224 | -11102.3383 | FALSE
| 60684610 | CTN003 | CTN | 22KV | 4977.5 | 29 | 45198.6405 | 3.333% | Single phase | 44.74 | 0.02525 | 0.027059 | 0.029005 | 0.0311 | 0.033355 | 0.035782 | 0.038396 | 0.04121 | 0.044242 | 0.047507 | 0.051024 | 0.054814 | 0.058898 | 0.063299 | 0.068043 | 0.073157 | 0.078669 | 0.084613 | 0.091022 | 0.097934 | 0.0698 | 0.0699 | 0.0708 | 0.071133 | 0.0708 | 0.0708 | 0.071233 | 0.072233 | 0.0719 | 0.0719 | 0.0719 | 0.0719 | 0.0719 | 0.0719 | 0.0719 | 0.0719 | 0.0719 | 0.0719 | 0.0719 | 0.0719 | 2318.7923 | 191522.6479 | 0.0053278 | 222693.35 | 126183.0092 | 248.4696 | 20585.9176 | 193841.4402 | 20834.3873 | 173007.0529 | 46824.0437 | TRUE
| 60684612 | CTN001 | CTN | 22KV | 1411.17 | 30 | 45198.6405 | 3.226% | Three phase | 97.13 | 0.0088425 | 0.0096361 | 0.010505 | 0.011456 | 0.012498 | 0.01364 | 0.014891 | 0.016262 | 0.017764 | 0.019412 | 0.021218 | 0.023199 | 0.025372 | 0.027755 | 0.030371 | 0.033241 | 0.036391 | 0.039848 | 0.043644 | 0.046251 | 0.22626 | 0.22768 | 0.23055 | 0.2329 | 0.23248 | 0.23248 | 0.23581 | 0.23987 | 0.23903 | 0.23903 | 0.23903 | 0.23903 | 0.23903 | 0.23903 | 0.23903 | 0.23903 | 0.23903 | 0.23903 | 0.23903 | 0.23903 | 3248.0738 | 49814.3528 | 0.0015105 | 137066.9421 | 77665.1805 | 232.5757 | 3592.227 | 53062.4267 | 3824.8027 | 49237.624 | -28427.5565 | FALSE
| 60684613 | CTN001 | CTN | 22KV | 529.27 | 30 | 45198.6405 | 3.226% | Three phase | 97.13 | 0.0033164 | 0.0036141 | 0.00394 | 0.0042968 | 0.0046876 | 0.0051158 | 0.0055849 | 0.0060991 | 0.0066626 | 0.0072805 | 0.0079579 | 0.0087009 | 0.0095158 | 0.01041 | 0.011391 | 0.012467 | 0.013649 | 0.014945 | 0.016369 | 0.017347 | 0.22626 | 0.22768 | 0.23055 | 0.2329 | 0.23248 | 0.23248 | 0.23581 | 0.23987 | 0.23903 | 0.23903 | 0.23903 | 0.23903 | 0.23903 | 0.23903 | 0.23903 | 0.23903 | 0.23903 | 0.23903 | 0.23903 | 0.23903 | 1218.2147 | 7007.2946 | 0.00056651 | 51407.9951 | 29128.9144 | 87.2293 | 505.3121 | 8225.5093 | 592.5413 | 7632.968 | -21495.9463 | FALSE
| 60684614 | CTN001 | CTN | 22KV | 2036.53 | 30 | 45198.6405 | 3.226% | Three phase | 97.13 | 0.015758 | 0.017179 | 0.018734 | 0.020437 | 0.022302 | 0.024345 | 0.026583 | 0.029036 | 0.031723 | 0.03467 | 0.0379 | 0.041441 | 0.045325 | 0.049585 | 0.054258 | 0.059384 | 0.065009 | 0.066747 | 0.066747 | 0.066747 | 0.22626 | 0.22768 | 0.23055 | 0.2329 | 0.23248 | 0.23248 | 0.23581 | 0.23987 | 0.23903 | 0.23903 | 0.23903 | 0.23903 | 0.23903 | 0.23903 | 0.23903 | 0.23903 | 0.23903 | 0.23903 | 0.23903 | 0.23903 | 5622.1675 | 124463.0676 | 0.0021798 | 197808.1589 | 112082.506 | 335.6416 | 7481.4663 | 130085.2351 | 7817.1079 | 122268.1272 | 10185.6211 | TRUE
| 60684622 | CTN001 | CTN | 22KV | 9474.22 | 30 | 45198.6405 | 3.226% | Three phase | 97.13 | 0.081533 | 0.088899 | 0.096962 | 0.10579 | 0.11546 | 0.12605 | 0.13765 | 0.15036 | 0.16429 | 0.17956 | 0.1963 | 0.21465 | 0.23477 | 0.25684 | 0.28104 | 0.30759 | 0.31052 | 0.31052 | 0.31052 | 0.31052 | 0.22626 | 0.22768 | 0.23055 | 0.2329 | 0.23248 | 0.23248 | 0.23581 | 0.23987 | 0.23903 | 0.23903 | 0.23903 | 0.23903 | 0.23903 | 0.23903 | 0.23903 | 0.23903 | 0.23903 | 0.23903 | 0.23903 | 0.23903 | 28351.4382 | 2920458.5354 | 0.010141 | 920230.9886 | 521423.3624 | 1561.4511 | 161916.845 | 2948809.9736 | 163478.2961 | 2785331.6775 | 2263908.3151 | TRUE
| 60684623 | CTN001 | CTN | 22KV | 599.53 | 30 | 45198.6405 | 3.226% | Three phase | 97.13 | 0.004639 | 0.0050572 | 0.0055151 | 0.0060164 | 0.0065654 | 0.0071668 | 0.0078257 | 0.0085477 | 0.009339 | 0.010206 | 0.011157 | 0.0122 | 0.013343 | 0.014597 | 0.015973 | 0.017482 | 0.019138 | 0.019649 | 0.019649 | 0.019649 | 0.22626 | 0.22768 | 0.23055 | 0.2329 | 0.23248 | 0.23248 | 0.23581 | 0.23987 | 0.23903 | 0.23903 | 0.23903 | 0.23903 | 0.23903 | 0.23903 | 0.23903 | 0.23903 | 0.23903 | 0.23903 | 0.23903 | 0.23903 | 1655.0987 | 10786.5042 | 0.00064172 | 58232.3489 | 32995.7451 | 98.8088 | 648.376 | 12441.6028 | 747.1849 | 11694.418 | -21301.3272 | FALSE
| 60684624 | CTN001 | CTN | 22KV | 4125.78 | 30 | 45198.6405 | 3.226% | Three phase | 97.13 | 0.025852 | 0.028173 | 0.030713 | 0.033495 | 0.036541 | 0.039879 | 0.043536 | 0.047544 | 0.051937 | 0.056753 | 0.062034 | 0.067825 | 0.074178 | 0.081147 | 0.088793 | 0.097184 | 0.10639 | 0.1165 | 0.1276 | 0.13522 | 0.22626 | 0.22768 | 0.23055 | 0.2329 | 0.23248 | 0.23248 | 0.23581 | 0.23987 | 0.23903 | 0.23903 | 0.23903 | 0.23903 | 0.23903 | 0.23903 | 0.23903 | 0.23903 | 0.23903 | 0.23903 | 0.23903 | 0.23903 | 9496.2606 | 425802.2526 | 0.0044161 | 400737.0114 | 227066.511 | 679.9719 | 30705.575 | 435298.5131 | 31385.547 | 403912.9662 | 176846.4552 | TRUE
| 60684666 | CTN006 | CTN | 22KV | 68.9 | 35 | 45198.6405 | 2.778% | Three phase | 97.13 | 0.00079611 | 0.00086469 | 0.00093942 | 0.0010209 | 0.0011097 | 0.0012065 | 0.001312 | 0.0014272 | 0.0015527 | 0.0016897 | 0.0018391 | 0.0020022 | 0.0021801 | 0.0022582 | 0.0022582 | 0.0022582 | 0.0022582 | 0.0022582 | 0.0022582 | 0.0022582 | 0.16789 | 0.16722 | 0.16758 | 0.16758 | 0.16628 | 0.16544 | 0.16553 | 0.16617 | 0.16478 | 0.16478 | 0.16478 | 0.16478 | 0.16478 | 0.16478 | 0.16478 | 0.16478 | 0.16478 | 0.16478 | 0.16478 | 0.16478 | 171.0194 | 183.733 | 7.3748e-05 | 6692.257 | 3791.9818 | 7.9882 | 8.5633 | 354.7524 | 16.5516 | 338.2009 | -3453.7809 | FALSE
| 60684672 | BET002 | BETS | 22KV | 857.65 | 2 | 39529.3474 | 33.33% | Three phase | 97.13 | 0.0079623 | 0.0086441 | 0.0093871 | 0.010197 | 0.011079 | 0.012041 | 0.013091 | 0.014234 | 0.015482 | 0.016843 | 0.018328 | 0.019948 | 0.021715 | 0.023644 | 0.02575 | 0.028049 | 0.028109 | 0.028109 | 0.028109 | 0.028109 | 2.135 | 2.1527 | 2.1837 | 2.2057 | 2.22 | 2.238 | 2.2723 | 2.3157 | 2.3427 | 2.3427 | 2.3427 | 2.3427 | 2.3427 | 2.3427 | 2.3427 | 2.3427 | 2.3427 | 2.3427 | 2.3427 | 2.3427 | 22439.4441 | 24608.3994 | 0.000918 | 83303.5445 | 47201.6426 | 1195.7553 | 1326.8606 | 47047.8435 | 2522.6159 | 44525.2277 | -2676.415 | FALSE
| 60689989 | CHA006 | CHA | 22KV | 2854.99 | 30 | 48008.7507 | 3.226% | Three phase | 97.13 | 0.032988 | 0.03583 | 0.038927 | 0.042302 | 0.045981 | 0.049992 | 0.054367 | 0.059137 | 0.064339 | 0.070015 | 0.076207 | 0.082963 | 0.090335 | 0.093572 | 0.093572 | 0.093572 | 0.093572 | 0.093572 | 0.093572 | 0.093572 | 0.22558 | 0.22813 | 0.23242 | 0.2351 | 0.2351 | 0.23606 | 0.24058 | 0.24584 | 0.24519 | 0.24519 | 0.24519 | 0.24519 | 0.24519 | 0.24519 | 0.24519 | 0.24519 | 0.24519 | 0.24519 | 0.24519 | 0.24519 | 11015.6587 | 315469.961 | 0.0030559 | 277305.1787 | 157127.287 | 509.037 | 14703.282 | 326485.6198 | 15212.3189 | 311273.3008 | 154146.0138 | TRUE
| 60690079 | CTN002 | CTN | 22KV | 2555.94 | 14 | 45198.6405 | 6.667% | Covered | 390 | 0.016968 | 0.018251 | 0.019635 | 0.021131 | 0.022746 | 0.024491 | 0.026376 | 0.028412 | 0.030613 | 0.032991 | 0.035562 | 0.038341 | 0.041346 | 0.044595 | 0.048108 | 0.051908 | 0.056019 | 0.060465 | 0.065275 | 0.07048 | 0.17313 | 0.17293 | 0.17427 | 0.17493 | 0.17427 | 0.1738 | 0.17513 | 0.17713 | 0.17693 | 0.17693 | 0.17693 | 0.17693 | 0.17693 | 0.17693 | 0.17693 | 0.17693 | 0.17693 | 0.17693 | 0.17693 | 0.17693 | 3988.671 | 599091.7703 | 0.0027358 | 996816.6 | 564818.4746 | 314.1261 | 47317.0467 | 603080.4413 | 47631.1728 | 555449.2685 | -9369.2061 | FALSE
| 60690164 | CMN002 | CMN | 22KV | 358.01 | 8 | 38419.8192 | 11.11% | Covered | 390 | 0.0028066 | 0.0030191 | 0.0032484 | 0.003496 | 0.0037634 | 0.0040521 | 0.004364 | 0.0047008 | 0.0050648 | 0.005458 | 0.0058829 | 0.0063422 | 0.0068386 | 0.0073751 | 0.0079552 | 0.0085824 | 0.0092606 | 0.009994 | 0.010787 | 0.011645 | 0.40256 | 0.40522 | 0.40822 | 0.41078 | 0.41189 | 0.41489 | 0.41933 | 0.42378 | 0.42522 | 0.42522 | 0.42522 | 0.42522 | 0.42522 | 0.42522 | 0.42522 | 0.42522 | 0.42522 | 0.42522 | 0.42522 | 0.42522 | 1340.8926 | 13877.5284 | 0.0003832 | 139623.9 | 79114.0098 | 89.1127 | 928.3391 | 15218.4211 | 1017.4518 | 14200.9693 | -64913.0405 | FALSE
| 60690166 | CMN002 | CMN | 22KV | 580.15 | 8 | 38419.8192 | 11.11% | Covered | 390 | 0.0041845 | 0.0045011 | 0.0048428 | 0.0052118 | 0.0056103 | 0.0060406 | 0.0065055 | 0.0070078 | 0.0075505 | 0.0081369 | 0.0087707 | 0.0094557 | 0.010196 | 0.010997 | 0.011863 | 0.012799 | 0.013811 | 0.014906 | 0.016091 | 0.017372 | 0.40256 | 0.40522 | 0.40822 | 0.41078 | 0.41189 | 0.41489 | 0.41933 | 0.42378 | 0.42522 | 0.42522 | 0.42522 | 0.42522 | 0.42522 | 0.42522 | 0.42522 | 0.42522 | 0.42522 | 0.42522 | 0.42522 | 0.42522 | 1999.4046 | 33532.2909 | 0.00062097 | 226258.5 | 128203.1026 | 144.4059 | 2437.7935 | 35531.6955 | 2582.1994 | 32949.4961 | -95253.6065 | FALSE
| 60693800 | CMN003 | CMN | 22KV | 210.4 | 11 | 38419.8192 | 8.333% | Three phase | 97.13 | 0.0019638 | 0.0021378 | 0.0023279 | 0.0025357 | 0.0027628 | 0.0030111 | 0.0032827 | 0.0035796 | 0.0039044 | 0.0042597 | 0.0046484 | 0.0050738 | 0.0055393 | 0.0060489 | 0.0066067 | 0.0068958 | 0.0068958 | 0.0068958 | 0.0068958 | 0.0068958 | 0.55008 | 0.55642 | 0.56642 | 0.575 | 0.57992 | 0.58575 | 0.59633 | 0.60733 | 0.613 | 0.613 | 0.613 | 0.613 | 0.613 | 0.613 | 0.613 | 0.613 | 0.613 | 0.613 | 0.613 | 0.613 | 1425.7183 | 1509.6409 | 0.00022521 | 20436.152 | 11579.5786 | 74.4339 | 79.854 | 2935.3592 | 154.2879 | 2781.0713 | -8798.5073 | FALSE
| 60693829 | CMN003 | CMN | 22KV | 266.07 | 11 | 38419.8192 | 8.333% | Three phase | 97.13 | 0.0014208 | 0.001554 | 0.0017004 | 0.0018614 | 0.0020386 | 0.0022335 | 0.002448 | 0.0026841 | 0.002944 | 0.0032303 | 0.0035456 | 0.003893 | 0.0042757 | 0.0046975 | 0.0051624 | 0.005675 | 0.0062402 | 0.0068634 | 0.0075509 | 0.0083092 | 0.55008 | 0.55642 | 0.56642 | 0.575 | 0.57992 | 0.58575 | 0.59633 | 0.60733 | 0.613 | 0.613 | 0.613 | 0.613 | 0.613 | 0.613 | 0.613 | 0.613 | 0.613 | 0.613 | 0.613 | 0.613 | 1185.041 | 1583.6791 | 0.00028479 | 25843.3791 | 14643.4339 | 94.1285 | 127.7018 | 2768.7201 | 221.8302 | 2546.8899 | -12096.544 | FALSE
| 60693838 | CMN003 | CMN | 22KV | 1228.84 | 11 | 38419.8192 | 8.333% | Three phase | 97.13 | 0.0084565 | 0.0090812 | 0.0097545 | 0.01048 | 0.011263 | 0.012106 | 0.013016 | 0.013998 | 0.015056 | 0.016198 | 0.01743 | 0.01876 | 0.020194 | 0.021743 | 0.023415 | 0.025219 | 0.027168 | 0.029271 | 0.031543 | 0.033996 | 0.55008 | 0.55642 | 0.56642 | 0.575 | 0.57992 | 0.58575 | 0.59633 | 0.60733 | 0.613 | 0.613 | 0.613 | 0.613 | 0.613 | 0.613 | 0.613 | 0.613 | 0.613 | 0.613 | 0.613 | 0.613 | 5671.9525 | 35103.6078 | 0.0013153 | 119357.2292 | 67630.4629 | 434.7308 | 2723.929 | 40775.5604 | 3158.6598 | 37616.9005 | -30013.5624 | FALSE
| 60694013 | CTN006 | CTN | 22KV | 103.82 | 35 | 45198.6405 | 2.778% | Three phase | 97.13 | 0.00092984 | 0.001009 | 0.0010951 | 0.001189 | 0.0012913 | 0.0014027 | 0.0015241 | 0.0016565 | 0.0018008 | 0.0019581 | 0.0021297 | 0.0023168 | 0.0025209 | 0.0027435 | 0.0029864 | 0.0032514 | 0.0034027 | 0.0034027 | 0.0034027 | 0.0034027 | 0.16789 | 0.16722 | 0.16758 | 0.16758 | 0.16628 | 0.16544 | 0.16553 | 0.16617 | 0.16478 | 0.16478 | 0.16478 | 0.16478 | 0.16478 | 0.16478 | 0.16478 | 0.16478 | 0.16478 | 0.16478 | 0.16478 | 0.16478 | 216.0796 | 349.8981 | 0.00011113 | 10084.0366 | 5713.8396 | 12.0368 | 19.4432 | 565.9777 | 31.48 | 534.4978 | -5179.3418 | FALSE
| 60694016 | CTN006 | CTN | 22KV | 22.36 | 35 | 45198.6405 | 2.778% | Three phase | 97.13 | 0.00020026 | 0.0002173 | 0.00023586 | 0.00025608 | 0.0002781 | 0.0003021 | 0.00032826 | 0.00035677 | 0.00038785 | 0.00042173 | 0.00045868 | 0.00049898 | 0.00054293 | 0.00059088 | 0.00064318 | 0.00070026 | 0.00073284 | 0.00073284 | 0.00073284 | 0.00073284 | 0.16789 | 0.16722 | 0.16758 | 0.16758 | 0.16628 | 0.16544 | 0.16553 | 0.16617 | 0.16478 | 0.16478 | 0.16478 | 0.16478 | 0.16478 | 0.16478 | 0.16478 | 0.16478 | 0.16478 | 0.16478 | 0.16478 | 0.16478 | 46.5377 | 16.2302 | 2.3933e-05 | 2171.8268 | 1230.6054 | 2.5924 | 0.90188 | 62.7678 | 3.4943 | 59.2736 | -1171.3318 | FALSE
| 60694021 | CTN006 | CTN | 22KV | 254.41 | 35 | 45198.6405 | 2.778% | Three phase | 97.13 | 0.0031586 | 0.003443 | 0.0037539 | 0.0040941 | 0.0044662 | 0.0048734 | 0.005319 | 0.0058067 | 0.0063406 | 0.0069252 | 0.0075652 | 0.0082661 | 0.0083382 | 0.0083382 | 0.0083382 | 0.0083382 | 0.0083382 | 0.0083382 | 0.0083382 | 0.0083382 | 0.16789 | 0.16722 | 0.16758 | 0.16758 | 0.16628 | 0.16544 | 0.16553 | 0.16617 | 0.16478 | 0.16478 | 0.16478 | 0.16478 | 0.16478 | 0.16478 | 0.16478 | 0.16478 | 0.16478 | 0.16478 | 0.16478 | 0.16478 | 666.8455 | 2645.0735 | 0.00027231 | 24710.8433 | 14001.7139 | 29.4961 | 116.7545 | 3311.919 | 146.2505 | 3165.6685 | -10836.0454 | FALSE
| 60694027 | CTN001 | CTN | 22KV | 90.2 | 30 | 45198.6405 | 3.226% | Three phase | 97.13 | 0.00085451 | 0.00092678 | 0.0010054 | 0.0010911 | 0.0011843 | 0.0012859 | 0.0013964 | 0.0015169 | 0.0016482 | 0.0017912 | 0.001947 | 0.0021168 | 0.002302 | 0.0025038 | 0.0027238 | 0.0029563 | 0.0029563 | 0.0029563 | 0.0029563 | 0.0029563 | 0.22626 | 0.22768 | 0.23055 | 0.2329 | 0.23248 | 0.23248 | 0.23581 | 0.23987 | 0.23903 | 0.23903 | 0.23903 | 0.23903 | 0.23903 | 0.23903 | 0.23903 | 0.23903 | 0.23903 | 0.23903 | 0.23903 | 0.23903 | 279.8168 | 274.5212 | 9.6547e-05 | 8761.126 | 4964.249 | 14.8659 | 14.6764 | 554.338 | 29.5423 | 524.7957 | -4439.4533 | FALSE
| 60694029 | CTN001 | CTN | 22KV | 515.04 | 30 | 45198.6405 | 3.226% | Three phase | 97.13 | 0.0048792 | 0.0052919 | 0.005741 | 0.00623 | 0.0067624 | 0.0073422 | 0.0079737 | 0.0086615 | 0.0094109 | 0.010227 | 0.011117 | 0.012087 | 0.013144 | 0.014297 | 0.015553 | 0.01688 | 0.01688 | 0.01688 | 0.01688 | 0.01688 | 0.22626 | 0.22768 | 0.23055 | 0.2329 | 0.23248 | 0.23248 | 0.23581 | 0.23987 | 0.23903 | 0.23903 | 0.23903 | 0.23903 | 0.23903 | 0.23903 | 0.23903 | 0.23903 | 0.23903 | 0.23903 | 0.23903 | 0.23903 | 1597.7476 | 8950.4482 | 0.00055128 | 50025.8352 | 28345.7518 | 84.884 | 478.5056 | 10548.1958 | 563.3896 | 9984.8062 | -18360.9456 | FALSE
| 60694304 | CHA005 | CHA | 22KV | 509.36 | 6 | 48008.7507 | 14.29% | Three phase | 97.13 | 0.0045504 | 0.0049312 | 0.0053454 | 0.005796 | 0.0062863 | 0.0068198 | 0.0074004 | 0.0080324 | 0.0087204 | 0.0094696 | 0.010285 | 0.011174 | 0.012141 | 0.013196 | 0.014344 | 0.015595 | 0.016694 | 0.016694 | 0.016694 | 0.016694 | 0.69471 | 0.69514 | 0.70314 | 0.70886 | 0.70657 | 0.70714 | 0.72 | 0.73614 | 0.73286 | 0.73286 | 0.73286 | 0.73286 | 0.73286 | 0.73286 | 0.73286 | 0.73286 | 0.73286 | 0.73286 | 0.73286 | 0.73286 | 4894.06 | 8335.9308 | 0.0005452 | 49474.1368 | 28033.1472 | 272.8159 | 468.0096 | 13229.9908 | 740.8255 | 12489.1653 | -15543.9819 | FALSE
| 60694309 | CHA003 | CHA | 22KV | 830.22 | 3 | 48008.7507 | 25% | Three phase | 97.13 | 0.0074167 | 0.0080375 | 0.0087126 | 0.0094471 | 0.010246 | 0.011116 | 0.012062 | 0.013092 | 0.014214 | 0.015435 | 0.016764 | 0.018212 | 0.01979 | 0.021508 | 0.02338 | 0.025419 | 0.02721 | 0.02721 | 0.02721 | 0.02721 | 0.87 | 0.8675 | 0.87 | 0.8675 | 0.86175 | 0.85675 | 0.8585 | 0.86175 | 0.856 | 0.856 | 0.856 | 0.856 | 0.856 | 0.856 | 0.856 | 0.856 | 0.856 | 0.856 | 0.856 | 0.856 | 9430.78 | 22145.7714 | 0.00088864 | 80639.2686 | 45692.0046 | 530.5765 | 1243.3445 | 31576.5514 | 1773.9211 | 29802.6303 | -15889.3743 | FALSE
| 60694835 | EHK031 | EHK | 22KV | 7464.11 | 6 | 45714.8889 | 14.29% | Single phase | 44.74 | 0.065992 | 0.070881 | 0.076149 | 0.081827 | 0.087947 | 0.094544 | 0.10166 | 0.10933 | 0.1176 | 0.12651 | 0.13614 | 0.14651 | 0.15771 | 0.16979 | 0.18282 | 0.19689 | 0.21207 | 0.22846 | 0.24463 | 0.24463 | 1.3326 | 1.3637 | 1.4034 | 1.4376 | 1.4679 | 1.5011 | 1.5467 | 1.5967 | 1.6294 | 1.6294 | 1.6294 | 1.6294 | 1.6294 | 1.6294 | 1.6294 | 1.6294 | 1.6294 | 1.6294 | 1.6294 | 1.6294 | 137186.763 | 762267.4021 | 0.0079893 | 333944.2814 | 189220.2634 | 8145.499 | 46291.7667 | 899454.165 | 54437.2657 | 845016.8993 | 655796.6359 | TRUE
| 60697616 | CTN001 | CTN | 22KV | 1448.09 | 30 | 45198.6405 | 3.226% | Three phase | 97.13 | 0.0096134 | 0.01034 | 0.011125 | 0.011972 | 0.012887 | 0.013875 | 0.014943 | 0.016097 | 0.017344 | 0.018691 | 0.020148 | 0.021722 | 0.023425 | 0.025266 | 0.027256 | 0.029409 | 0.031738 | 0.034257 | 0.036982 | 0.039931 | 0.22626 | 0.22768 | 0.23055 | 0.2329 | 0.23248 | 0.23248 | 0.23581 | 0.23987 | 0.23903 | 0.23903 | 0.23903 | 0.23903 | 0.23903 | 0.23903 | 0.23903 | 0.23903 | 0.23903 | 0.23903 | 0.23903 | 0.23903 | 3040.3703 | 47892.9882 | 0.00155 | 140652.9817 | 79697.1104 | 238.6605 | 3782.6505 | 50933.3585 | 4021.3109 | 46912.0476 | -32785.0627 | FALSE
| 60697672 | BET001 | BETS | 22KV | 25.05 | 4 | 39529.3474 | 20% | Covered | 390 | 0.00020366 | 0.00021873 | 0.00023497 | 0.00025248 | 0.00027136 | 0.0002917 | 0.00031364 | 0.0003373 | 0.00036281 | 0.00039033 | 0.00042002 | 0.00045204 | 0.0004866 | 0.00052388 | 0.00056412 | 0.00060755 | 0.00065443 | 0.00070503 | 0.00075966 | 0.00081864 | 2.7412 | 2.7682 | 2.8068 | 2.838 | 2.8592 | 2.8798 | 2.9204 | 2.9668 | 2.995 | 2.995 | 2.995 | 2.995 | 2.995 | 2.995 | 2.995 | 2.995 | 2.995 | 2.995 | 2.995 | 2.995 | 688.7906 | 69.2204 | 2.6813e-05 | 9769.5 | 5535.6162 | 44.7642 | 4.545 | 758.011 | 49.3092 | 708.7019 | -4826.9143 | FALSE
| 60697673 | BET001 | BETS | 22KV | 737.8 | 4 | 39529.3474 | 20% | Covered | 390 | 0.0058662 | 0.0062987 | 0.0067645 | 0.0072666 | 0.0078076 | 0.0083907 | 0.0090192 | 0.0096968 | 0.010427 | 0.011215 | 0.012065 | 0.012981 | 0.01397 | 0.015036 | 0.016187 | 0.017428 | 0.018768 | 0.020213 | 0.021774 | 0.023458 | 2.7412 | 2.7682 | 2.8068 | 2.838 | 2.8592 | 2.8798 | 2.9204 | 2.9668 | 2.995 | 2.995 | 2.995 | 2.995 | 2.995 | 2.995 | 2.995 | 2.995 | 2.995 | 2.995 | 2.995 | 2.995 | 19780.6863 | 58550.9102 | 0.00078972 | 287742 | 163041.0223 | 1318.4434 | 3942.699 | 78331.5965 | 5261.1424 | 73070.454 | -89970.5683 | FALSE
| 60697924 | BGO022 | BGO | 22KV | 88.98 | 3 | 42734.8155 | 25% | Three phase | 97.13 | 0.00082587 | 0.00088672 | 0.00095227 | 0.0010229 | 0.0010989 | 0.0011809 | 0.0012692 | 0.0013644 | 0.001467 | 0.0015776 | 0.0016968 | 0.0018254 | 0.001964 | 0.0021135 | 0.0022747 | 0.0024486 | 0.0026362 | 0.0028386 | 0.0029163 | 0.0029163 | 2.2407 | 2.2515 | 2.273 | 2.2872 | 2.2905 | 2.3005 | 2.3333 | 2.3672 | 2.38 | 2.38 | 2.38 | 2.38 | 2.38 | 2.38 | 2.38 | 2.38 | 2.38 | 2.38 | 2.38 | 2.38 | 2371.0937 | 244.4872 | 9.5241e-05 | 8642.6274 | 4897.1051 | 137.5023 | 14.282 | 2615.5809 | 151.7843 | 2463.7966 | -2433.3084 | FALSE
| 60697925 | BGO022 | BGO | 22KV | 1182.86 | 3 | 42734.8155 | 25% | Three phase | 97.13 | 0.010953 | 0.011876 | 0.01288 | 0.013973 | 0.015162 | 0.016457 | 0.017867 | 0.019402 | 0.021074 | 0.022895 | 0.02488 | 0.027042 | 0.029398 | 0.031965 | 0.034764 | 0.037815 | 0.038768 | 0.038768 | 0.038768 | 0.038768 | 2.2407 | 2.2515 | 2.273 | 2.2872 | 2.2905 | 2.3005 | 2.3333 | 2.3672 | 2.38 | 2.38 | 2.38 | 2.38 | 2.38 | 2.38 | 2.38 | 2.38 | 2.38 | 2.38 | 2.38 | 2.38 | 33810.1263 | 46321.0805 | 0.0012661 | 114891.1918 | 65099.9067 | 1827.8931 | 2523.898 | 80131.2068 | 4351.791 | 75779.4157 | 10679.509 | TRUE
| 60697946 | BGO014 | BGO | 22KV | 12.56 | 0 | 42734.8155 | 100% | Three phase | 97.13 | 0.00011899 | 0.00012905 | 0.00014 | 0.00015193 | 0.00016491 | 0.00017905 | 0.00019445 | 0.00021122 | 0.0002295 | 0.00024941 | 0.00027111 | 0.00029476 | 0.00032054 | 0.00034864 | 0.00037928 | 0.00041165 | 0.00041165 | 0.00041165 | 0.00041165 | 0.00041165 | 2.971 | 2.941 | 2.928 | 2.908 | 2.871 | 2.834 | 2.804 | 2.787 | 2.756 | 2.756 | 2.756 | 2.756 | 2.756 | 2.756 | 2.756 | 2.756 | 2.756 | 2.756 | 2.756 | 2.756 | 433.8179 | 5.3228 | 1.3444e-05 | 1219.9528 | 691.2524 | 23.4139 | 0.28457 | 439.1407 | 23.6985 | 415.4422 | -275.8102 | FALSE
| 60700482 | BET007 | BETS | 22KV | 346.93 | 14 | 39529.3474 | 6.667% | Single phase | 44.74 | 0.0032162 | 0.00346 | 0.003723 | 0.004007 | 0.0043135 | 0.0046445 | 0.0050019 | 0.005388 | 0.0058049 | 0.0062552 | 0.0067418 | 0.0072675 | 0.0078355 | 0.0084494 | 0.0091129 | 0.00983 | 0.010605 | 0.011371 | 0.011371 | 0.011371 | 0.8494 | 0.86833 | 0.88887 | 0.9084 | 0.9214 | 0.93667 | 0.96153 | 0.9894 | 1.006 | 1.006 | 1.006 | 1.006 | 1.006 | 1.006 | 1.006 | 1.006 | 1.006 | 1.006 | 1.006 | 1.006 | 3611.8293 | 1738.3851 | 0.00037134 | 15521.6482 | 8794.9114 | 203.873 | 100.0072 | 5350.2144 | 303.8803 | 5046.3342 | -3748.5772 | FALSE
| 60700496 | BET007 | BETS | 22KV | 1252.23 | 14 | 39529.3474 | 6.667% | Three phase | 97.13 | 0.011609 | 0.012489 | 0.013438 | 0.014463 | 0.01557 | 0.016764 | 0.018054 | 0.019448 | 0.020952 | 0.022578 | 0.024334 | 0.026232 | 0.028282 | 0.030498 | 0.032893 | 0.035481 | 0.038279 | 0.041042 | 0.041042 | 0.041042 | 0.8494 | 0.86833 | 0.88887 | 0.9084 | 0.9214 | 0.93667 | 0.96153 | 0.9894 | 1.006 | 1.006 | 1.006 | 1.006 | 1.006 | 1.006 | 1.006 | 1.006 | 1.006 | 1.006 | 1.006 | 1.006 | 13036.754 | 49168.6048 | 0.0013403 | 121629.0999 | 68917.7555 | 735.8715 | 2828.6116 | 62205.3588 | 3564.4831 | 58640.8757 | -10276.8797 | FALSE
| 60700500 | BET006 | BETS | 22KV | 795.61 | 15 | 39529.3474 | 6.25% | Covered | 390 | 0.0050112 | 0.0055066 | 0.0060537 | 0.0066582 | 0.0073261 | 0.0080643 | 0.0088804 | 0.0097828 | 0.010781 | 0.011885 | 0.013107 | 0.014459 | 0.015955 | 0.017612 | 0.019447 | 0.021478 | 0.023729 | 0.026076 | 0.026076 | 0.026076 | 0.95906 | 0.97194 | 0.98906 | 1.0051 | 1.014 | 1.0252 | 1.0453 | 1.0649 | 1.0786 | 1.0786 | 1.0786 | 1.0786 | 1.0786 | 1.0786 | 1.0786 | 1.0786 | 1.0786 | 1.0786 | 1.0786 | 1.0786 | 7780.5477 | 69044.3835 | 0.00085159 | 310287.9 | 175816.0311 | 508.0681 | 4584.7619 | 76824.9312 | 5092.83 | 71732.1012 | -104083.9299 | FALSE
| 60700507 | BET007 | BETS | 22KV | 85.7 | 14 | 39529.3474 | 6.667% | Three phase | 97.13 | 0.00082426 | 0.00088537 | 0.00095122 | 0.0010222 | 0.0010987 | 0.0011811 | 0.00127 | 0.0013658 | 0.0014691 | 0.0015806 | 0.0017008 | 0.0018304 | 0.0019702 | 0.0021211 | 0.0022838 | 0.0024594 | 0.0026489 | 0.0028088 | 0.0028088 | 0.0028088 | 0.8494 | 0.86833 | 0.88887 | 0.9084 | 0.9214 | 0.93667 | 0.96153 | 0.9894 | 1.006 | 1.006 | 1.006 | 1.006 | 1.006 | 1.006 | 1.006 | 1.006 | 1.006 | 1.006 | 1.006 | 1.006 | 908.3044 | 234.543 | 9.173e-05 | 8324.041 | 4716.5869 | 50.3615 | 13.2485 | 1142.8474 | 63.61 | 1079.2374 | -3637.3495 | FALSE
| 60700516 | BET007 | BETS | 22KV | 653.34 | 14 | 39529.3474 | 6.667% | Three phase | 97.13 | 0.0062838 | 0.0067497 | 0.0072517 | 0.0077927 | 0.0083758 | 0.0090043 | 0.0096819 | 0.010412 | 0.0112 | 0.01205 | 0.012966 | 0.013954 | 0.01502 | 0.01617 | 0.017411 | 0.01875 | 0.020194 | 0.021413 | 0.021413 | 0.021413 | 0.8494 | 0.86833 | 0.88887 | 0.9084 | 0.9214 | 0.93667 | 0.96153 | 0.9894 | 1.006 | 1.006 | 1.006 | 1.006 | 1.006 | 1.006 | 1.006 | 1.006 | 1.006 | 1.006 | 1.006 | 1.006 | 6924.5229 | 13631.3627 | 0.00069931 | 63458.9142 | 35957.2334 | 383.9345 | 769.9874 | 20555.8856 | 1153.9219 | 19401.9637 | -16555.2696 | FALSE
| 60700559 | BET007 | BETS | 22KV | 207.71 | 14 | 39529.3474 | 6.667% | Single phase | 44.74 | 0.0019256 | 0.0020715 | 0.002229 | 0.002399 | 0.0025826 | 0.0027807 | 0.0029947 | 0.0032258 | 0.0034754 | 0.0037451 | 0.0040364 | 0.0043511 | 0.0046912 | 0.0050587 | 0.005456 | 0.0058853 | 0.0063495 | 0.0068076 | 0.0068076 | 0.0068076 | 0.8494 | 0.86833 | 0.88887 | 0.9084 | 0.9214 | 0.93667 | 0.96153 | 0.9894 | 1.006 | 1.006 | 1.006 | 1.006 | 1.006 | 1.006 | 1.006 | 1.006 | 1.006 | 1.006 | 1.006 | 1.006 | 2162.4336 | 623.1277 | 0.00022233 | 9292.9454 | 5265.5897 | 122.0605 | 35.8478 | 2785.5613 | 157.9083 | 2627.6529 | -2637.9368 | FALSE
| 60700563 | BET007 | BETS | 22KV | 335.98 | 14 | 39529.3474 | 6.667% | Covered | 390 | 0.0031147 | 0.0033508 | 0.0036055 | 0.0038805 | 0.0041774 | 0.0044979 | 0.0048441 | 0.0052179 | 0.0056217 | 0.0060578 | 0.006529 | 0.0070381 | 0.0075882 | 0.0081827 | 0.0088253 | 0.0095198 | 0.010271 | 0.011012 | 0.011012 | 0.011012 | 0.8494 | 0.86833 | 0.88887 | 0.9084 | 0.9214 | 0.93667 | 0.96153 | 0.9894 | 1.006 | 1.006 | 1.006 | 1.006 | 1.006 | 1.006 | 1.006 | 1.006 | 1.006 | 1.006 | 1.006 | 1.006 | 3497.8308 | 14212.0834 | 0.00035962 | 131032.2 | 74245.7613 | 197.4383 | 817.6043 | 17709.9141 | 1015.0426 | 16694.8716 | -57550.8897 | FALSE
| 60700577 | BET001 | BETS | 22KV | 156.35 | 4 | 39529.3474 | 20% | Covered | 390 | 0.00098478 | 0.0010821 | 0.0011897 | 0.0013084 | 0.0014397 | 0.0015848 | 0.0017451 | 0.0019225 | 0.0021186 | 0.0023356 | 0.0025757 | 0.0028414 | 0.0031355 | 0.003461 | 0.0038216 | 0.0042208 | 0.0046631 | 0.0051243 | 0.0051243 | 0.0051243 | 2.7412 | 2.7682 | 2.8068 | 2.838 | 2.8592 | 2.8798 | 2.9204 | 2.9668 | 2.995 | 2.995 | 2.995 | 2.995 | 2.995 | 2.995 | 2.995 | 2.995 | 2.995 | 2.995 | 2.995 | 2.995 | 4261.553 | 2666.3899 | 0.00016735 | 60976.5 | 34550.6422 | 279.3964 | 177.0566 | 6927.943 | 456.4529 | 6471.49 | -28079.1522 | FALSE
| 60700602 | BET007 | BETS | 22KV | 683.24 | 14 | 39529.3474 | 6.667% | Covered | 390 | 0.006334 | 0.006814 | 0.0073321 | 0.0078913 | 0.008495 | 0.0091469 | 0.0098508 | 0.010611 | 0.011432 | 0.012319 | 0.013277 | 0.014312 | 0.015431 | 0.01664 | 0.017947 | 0.019359 | 0.020886 | 0.022393 | 0.022393 | 0.022393 | 0.8494 | 0.86833 | 0.88887 | 0.9084 | 0.9214 | 0.93667 | 0.96153 | 0.9894 | 1.006 | 1.006 | 1.006 | 1.006 | 1.006 | 1.006 | 1.006 | 1.006 | 1.006 | 1.006 | 1.006 | 1.006 | 7113.0957 | 58772.9464 | 0.00073132 | 266463.6 | 150984.2072 | 401.5052 | 3381.1379 | 65886.0421 | 3782.6431 | 62103.3989 | -88880.8083 | FALSE
| 60700607 | BET001 | BETS | 22KV | 2259.84 | 4 | 39529.3474 | 20% | Covered | 390 | 0.017968 | 0.019292 | 0.020719 | 0.022257 | 0.023914 | 0.0257 | 0.027625 | 0.029701 | 0.031939 | 0.034352 | 0.036954 | 0.039761 | 0.042789 | 0.046055 | 0.049579 | 0.053381 | 0.057484 | 0.061912 | 0.066692 | 0.071851 | 2.7412 | 2.7682 | 2.8068 | 2.838 | 2.8592 | 2.8798 | 2.9204 | 2.9668 | 2.995 | 2.995 | 2.995 | 2.995 | 2.995 | 2.995 | 2.995 | 2.995 | 2.995 | 2.995 | 2.995 | 2.995 | 60587.1321 | 549302.6978 | 0.0024189 | 881337.6 | 499385.5026 | 4038.3182 | 36988.9245 | 609889.8299 | 41027.2427 | 568862.5872 | 69477.0845 | TRUE
| 60700608 | BET001 | BETS | 22KV | 4525.74 | 4 | 39529.3474 | 20% | Covered | 390 | 0.035984 | 0.038637 | 0.041494 | 0.044574 | 0.047892 | 0.051469 | 0.055325 | 0.059481 | 0.063963 | 0.068796 | 0.074007 | 0.079628 | 0.085692 | 0.092233 | 0.09929 | 0.10691 | 0.11512 | 0.12399 | 0.13356 | 0.14389 | 2.7412 | 2.7682 | 2.8068 | 2.838 | 2.8592 | 2.8798 | 2.9204 | 2.9668 | 2.995 | 2.995 | 2.995 | 2.995 | 2.995 | 2.995 | 2.995 | 2.995 | 2.995 | 2.995 | 2.995 | 2.995 | 121336.735 | 2203106.7943 | 0.0048442 | 1765038.6 | 1000110.1603 | 8087.4656 | 148352.7229 | 2324443.5294 | 156440.1885 | 2168003.3409 | 1167893.1805 | TRUE
| 60700610 | BET007 | BETS | 22KV | 1488.35 | 14 | 39529.3474 | 6.667% | Single phase | 44.74 | 0.014315 | 0.015376 | 0.01652 | 0.017752 | 0.019081 | 0.020512 | 0.022056 | 0.02372 | 0.025515 | 0.02745 | 0.029537 | 0.031788 | 0.034216 | 0.036836 | 0.039663 | 0.042713 | 0.046004 | 0.04878 | 0.04878 | 0.04878 | 0.8494 | 0.86833 | 0.88887 | 0.9084 | 0.9214 | 0.93667 | 0.96153 | 0.9894 | 1.006 | 1.006 | 1.006 | 1.006 | 1.006 | 1.006 | 1.006 | 1.006 | 1.006 | 1.006 | 1.006 | 1.006 | 15774.5029 | 32584.6838 | 0.0015931 | 66588.779 | 37730.6844 | 874.6272 | 1840.5933 | 48359.1867 | 2715.2205 | 45643.9662 | 7913.2818 | TRUE
| 60700638 | BET007 | BETS | 22KV | 968.64 | 14 | 39529.3474 | 6.667% | Three phase | 97.13 | 0.0089799 | 0.0096604 | 0.010395 | 0.011188 | 0.012044 | 0.012968 | 0.013966 | 0.015043 | 0.016207 | 0.017465 | 0.018823 | 0.020291 | 0.021877 | 0.023591 | 0.025443 | 0.027446 | 0.02961 | 0.031747 | 0.031747 | 0.031747 | 0.8494 | 0.86833 | 0.88887 | 0.9084 | 0.9214 | 0.93667 | 0.96153 | 0.9894 | 1.006 | 1.006 | 1.006 | 1.006 | 1.006 | 1.006 | 1.006 | 1.006 | 1.006 | 1.006 | 1.006 | 1.006 | 10084.3466 | 29420.1224 | 0.0010368 | 94084.0032 | 53310.0905 | 569.2202 | 1692.5048 | 39504.469 | 2261.725 | 37242.7441 | -16067.3464 | FALSE
| 60700643 | BET007 | BETS | 22KV | 1712.39 | 14 | 39529.3474 | 6.667% | Single phase | 44.74 | 0.015875 | 0.017078 | 0.018376 | 0.019778 | 0.021291 | 0.022925 | 0.024689 | 0.026594 | 0.028652 | 0.030875 | 0.033276 | 0.035871 | 0.038675 | 0.041705 | 0.04498 | 0.048519 | 0.052346 | 0.056123 | 0.056123 | 0.056123 | 0.8494 | 0.86833 | 0.88887 | 0.9084 | 0.9214 | 0.93667 | 0.96153 | 0.9894 | 1.006 | 1.006 | 1.006 | 1.006 | 1.006 | 1.006 | 1.006 | 1.006 | 1.006 | 1.006 | 1.006 | 1.006 | 17827.4017 | 42351.3866 | 0.0018329 | 76612.3286 | 43410.2508 | 1006.284 | 2436.4251 | 60178.7883 | 3442.7091 | 56736.0791 | 13325.8284 | TRUE
| 60700649 | BET007 | BETS | 22KV | 706.71 | 14 | 39529.3474 | 6.667% | Single phase | 44.74 | 0.0067971 | 0.0073011 | 0.0078441 | 0.0084293 | 0.00906 | 0.0097399 | 0.010473 | 0.011263 | 0.012115 | 0.013034 | 0.014025 | 0.015094 | 0.016247 | 0.017491 | 0.018833 | 0.020281 | 0.021844 | 0.023162 | 0.023162 | 0.023162 | 0.8494 | 0.86833 | 0.88887 | 0.9084 | 0.9214 | 0.93667 | 0.96153 | 0.9894 | 1.006 | 1.006 | 1.006 | 1.006 | 1.006 | 1.006 | 1.006 | 1.006 | 1.006 | 1.006 | 1.006 | 1.006 | 7490.173 | 7346.5906 | 0.00075644 | 31618.2054 | 17915.579 | 415.2973 | 414.9829 | 14836.7636 | 830.2802 | 14006.4834 | -3909.0956 | FALSE
| 60700681 | CHA006 | CHA | 22KV | 1219.16 | 30 | 48008.7507 | 3.226% | Single phase | 44.74 | 0.0087936 | 0.0094588 | 0.010177 | 0.010952 | 0.01179 | 0.012694 | 0.013671 | 0.014727 | 0.015867 | 0.017099 | 0.018431 | 0.019871 | 0.021427 | 0.02311 | 0.024929 | 0.026896 | 0.029024 | 0.031325 | 0.033814 | 0.036507 | 0.22558 | 0.22813 | 0.23242 | 0.2351 | 0.2351 | 0.23606 | 0.24058 | 0.24584 | 0.24519 | 0.24519 | 0.24519 | 0.24519 | 0.24519 | 0.24519 | 0.24519 | 0.24519 | 0.24519 | 0.24519 | 0.24519 | 0.24519 | 3017.6105 | 16987.7326 | 0.0013049 | 54545.2184 | 30906.5349 | 217.3729 | 1235.0061 | 20005.3431 | 1452.379 | 18552.9641 | -12353.5709 | FALSE
| 60700687 | CHA006 | CHA | 22KV | 3711.75 | 30 | 48008.7507 | 3.226% | Three phase | 97.13 | 0.024641 | 0.026504 | 0.028515 | 0.030686 | 0.033032 | 0.035566 | 0.038303 | 0.04126 | 0.044456 | 0.04791 | 0.051643 | 0.055679 | 0.060043 | 0.064761 | 0.069863 | 0.075381 | 0.08135 | 0.087807 | 0.094793 | 0.10235 | 0.22558 | 0.22813 | 0.23242 | 0.2351 | 0.2351 | 0.23606 | 0.24058 | 0.24584 | 0.24519 | 0.24519 | 0.24519 | 0.24519 | 0.24519 | 0.24519 | 0.24519 | 0.24519 | 0.24519 | 0.24519 | 0.24519 | 0.24519 | 8456.5167 | 314657.6252 | 0.0039729 | 360522.2775 | 204279.9476 | 661.795 | 24852.0682 | 323114.1419 | 25513.8632 | 297600.2787 | 93320.3311 | TRUE
| 60700729 | CHA006 | CHA | 22KV | 2325.43 | 30 | 48008.7507 | 3.226% | Three phase | 97.13 | 0.020998 | 0.022878 | 0.024936 | 0.027186 | 0.029649 | 0.032344 | 0.035294 | 0.038524 | 0.04206 | 0.045932 | 0.050173 | 0.054819 | 0.059909 | 0.065486 | 0.071598 | 0.076215 | 0.076215 | 0.076215 | 0.076215 | 0.076215 | 0.22558 | 0.22813 | 0.23242 | 0.2351 | 0.2351 | 0.23606 | 0.24058 | 0.24584 | 0.24519 | 0.24519 | 0.24519 | 0.24519 | 0.24519 | 0.24519 | 0.24519 | 0.24519 | 0.24519 | 0.24519 | 0.24519 | 0.24519 | 7776.4596 | 181182.3452 | 0.0024891 | 225869.0159 | 127982.4122 | 414.6179 | 9754.6489 | 188958.8049 | 10169.2668 | 178789.5381 | 50807.1258 | TRUE
| 60700730 | CHA006 | CHA | 22KV | 2216 | 30 | 48008.7507 | 3.226% | Three phase | 97.13 | 0.026483 | 0.028492 | 0.030661 | 0.033001 | 0.035526 | 0.038252 | 0.041195 | 0.044371 | 0.047802 | 0.051506 | 0.055506 | 0.059827 | 0.064493 | 0.069535 | 0.072629 | 0.072629 | 0.072629 | 0.072629 | 0.072629 | 0.072629 | 0.22558 | 0.22813 | 0.23242 | 0.2351 | 0.2351 | 0.23606 | 0.24058 | 0.24584 | 0.24519 | 0.24519 | 0.24519 | 0.24519 | 0.24519 | 0.24519 | 0.24519 | 0.24519 | 0.24519 | 0.24519 | 0.24519 | 0.24519 | 8367.9571 | 186088.0391 | 0.0023719 | 215240.08 | 121959.8205 | 395.1068 | 8858.1823 | 194455.9962 | 9253.2891 | 185202.7071 | 63242.8865 | TRUE
| 60700792 | BET007 | BETS | 22KV | 777.24 | 14 | 39529.3474 | 6.667% | Single phase | 44.74 | 0.0074755 | 0.0080297 | 0.0086269 | 0.0092706 | 0.0099642 | 0.010712 | 0.011518 | 0.012387 | 0.013324 | 0.014335 | 0.015425 | 0.0166 | 0.017868 | 0.019236 | 0.020713 | 0.022305 | 0.024024 | 0.025474 | 0.025474 | 0.025474 | 0.8494 | 0.86833 | 0.88887 | 0.9084 | 0.9214 | 0.93667 | 0.96153 | 0.9894 | 1.006 | 1.006 | 1.006 | 1.006 | 1.006 | 1.006 | 1.006 | 1.006 | 1.006 | 1.006 | 1.006 | 1.006 | 8237.6959 | 8886.1503 | 0.00083193 | 34773.7176 | 19703.5625 | 456.7442 | 501.9471 | 17123.8461 | 958.6913 | 16165.1548 | -3538.4077 | FALSE
| 60700794 | BET007 | BETS | 22KV | 241.64 | 14 | 39529.3474 | 6.667% | Single phase | 44.74 | 0.0022401 | 0.0024099 | 0.0025931 | 0.0027909 | 0.0030044 | 0.003235 | 0.0034839 | 0.0037528 | 0.0040431 | 0.0043568 | 0.0046957 | 0.0050619 | 0.0054575 | 0.0058851 | 0.0063472 | 0.0068467 | 0.0073867 | 0.0079197 | 0.0079197 | 0.0079197 | 0.8494 | 0.86833 | 0.88887 | 0.9084 | 0.9214 | 0.93667 | 0.96153 | 0.9894 | 1.006 | 1.006 | 1.006 | 1.006 | 1.006 | 1.006 | 1.006 | 1.006 | 1.006 | 1.006 | 1.006 | 1.006 | 2515.673 | 843.3346 | 0.00025864 | 10810.9736 | 6125.7383 | 141.9995 | 48.516 | 3359.0076 | 190.5155 | 3168.4921 | -2957.2462 | FALSE
| 60700814 | BET007 | BETS | 22KV | 975.09 | 14 | 39529.3474 | 6.667% | Three phase | 97.13 | 0.010704 | 0.011516 | 0.012392 | 0.013337 | 0.014358 | 0.01546 | 0.016649 | 0.017934 | 0.01932 | 0.020818 | 0.022436 | 0.024183 | 0.026071 | 0.02811 | 0.030314 | 0.031958 | 0.031958 | 0.031958 | 0.031958 | 0.031958 | 0.8494 | 0.86833 | 0.88887 | 0.9084 | 0.9214 | 0.93667 | 0.96153 | 0.9894 | 1.006 | 1.006 | 1.006 | 1.006 | 1.006 | 1.006 | 1.006 | 1.006 | 1.006 | 1.006 | 1.006 | 1.006 | 11555.5642 | 33973.4852 | 0.0010437 | 94710.4917 | 53665.0728 | 573.0105 | 1715.12 | 45529.0494 | 2288.1305 | 43240.9189 | -10424.1539 | FALSE
| 60700815 | BET007 | BETS | 22KV | 405.28 | 14 | 39529.3474 | 6.667% | Three phase | 97.13 | 0.0044489 | 0.0047863 | 0.0051505 | 0.0055435 | 0.0059677 | 0.0064256 | 0.00692 | 0.0074538 | 0.0080302 | 0.0086527 | 0.0093251 | 0.010051 | 0.010836 | 0.011684 | 0.0126 | 0.013283 | 0.013283 | 0.013283 | 0.013283 | 0.013283 | 0.8494 | 0.86833 | 0.88887 | 0.9084 | 0.9214 | 0.93667 | 0.96153 | 0.9894 | 1.006 | 1.006 | 1.006 | 1.006 | 1.006 | 1.006 | 1.006 | 1.006 | 1.006 | 1.006 | 1.006 | 1.006 | 4802.8788 | 5868.9585 | 0.0004338 | 39364.8464 | 22304.9982 | 238.1623 | 296.2889 | 10671.8373 | 534.4513 | 10137.386 | -12167.6122 | FALSE
| 60700829 | BET007 | BETS | 22KV | 1044.44 | 14 | 39529.3474 | 6.667% | Single phase | 44.74 | 0.010045 | 0.01079 | 0.011593 | 0.012458 | 0.01339 | 0.014394 | 0.015478 | 0.016646 | 0.017905 | 0.019263 | 0.020727 | 0.022307 | 0.024011 | 0.02585 | 0.027833 | 0.029973 | 0.032283 | 0.034231 | 0.034231 | 0.034231 | 0.8494 | 0.86833 | 0.88887 | 0.9084 | 0.9214 | 0.93667 | 0.96153 | 0.9894 | 1.006 | 1.006 | 1.006 | 1.006 | 1.006 | 1.006 | 1.006 | 1.006 | 1.006 | 1.006 | 1.006 | 1.006 | 11069.6555 | 16046.132 | 0.0011179 | 46728.2456 | 26477.2641 | 613.764 | 906.3891 | 27115.7875 | 1520.1531 | 25595.6344 | -881.6297 | FALSE
| 60700832 | BET007 | BETS | 22KV | 578.92 | 14 | 39529.3474 | 6.667% | Covered | 390 | 0.0053669 | 0.0057736 | 0.0062126 | 0.0066864 | 0.007198 | 0.0077503 | 0.0083467 | 0.0089908 | 0.0096866 | 0.010438 | 0.01125 | 0.012127 | 0.013075 | 0.014099 | 0.015207 | 0.016403 | 0.017697 | 0.018974 | 0.018974 | 0.018974 | 0.8494 | 0.86833 | 0.88887 | 0.9084 | 0.9214 | 0.93667 | 0.96153 | 0.9894 | 1.006 | 1.006 | 1.006 | 1.006 | 1.006 | 1.006 | 1.006 | 1.006 | 1.006 | 1.006 | 1.006 | 1.006 | 6027.0379 | 42195.6812 | 0.00061966 | 225778.8 | 127931.2939 | 340.2017 | 2427.4675 | 48222.719 | 2767.6692 | 45455.0498 | -82476.2441 | FALSE
| 60700834 | BET007 | BETS | 22KV | 1508.13 | 14 | 39529.3474 | 6.667% | Three phase | 97.13 | 0.013981 | 0.015041 | 0.016184 | 0.017419 | 0.018751 | 0.02019 | 0.021744 | 0.023422 | 0.025234 | 0.027192 | 0.029307 | 0.031592 | 0.034062 | 0.03673 | 0.039614 | 0.042732 | 0.046102 | 0.049429 | 0.049429 | 0.049429 | 0.8494 | 0.86833 | 0.88887 | 0.9084 | 0.9214 | 0.93667 | 0.96153 | 0.9894 | 1.006 | 1.006 | 1.006 | 1.006 | 1.006 | 1.006 | 1.006 | 1.006 | 1.006 | 1.006 | 1.006 | 1.006 | 15700.8855 | 71317.6846 | 0.0016143 | 146484.6669 | 83001.473 | 886.2509 | 4102.8219 | 87018.5701 | 4989.0727 | 82029.4973 | -971.9757 | FALSE
| 60701800 | GSB014 | GSB | 22KV | 36.1 | 5 | 30762.9223 | 16.67% | Three phase | 97.13 | 0.00023174 | 0.00025343 | 0.00027726 | 0.00030346 | 0.00033225 | 0.00036391 | 0.00039873 | 0.00043703 | 0.00047917 | 0.00052555 | 0.00057658 | 0.00063277 | 0.00069463 | 0.00076275 | 0.00083778 | 0.00092043 | 0.0010115 | 0.0011118 | 0.0011832 | 0.0011832 | 0.81967 | 0.83167 | 0.8465 | 0.8565 | 0.86383 | 0.8735 | 0.8905 | 0.90717 | 0.91383 | 0.91383 | 0.91383 | 0.91383 | 0.91383 | 0.91383 | 0.91383 | 0.91383 | 0.91383 | 0.91383 | 0.91383 | 0.91383 | 226.9176 | 34.4695 | 3.864e-05 | 3506.393 | 1986.8003 | 15.2507 | 2.3508 | 261.3871 | 17.6015 | 243.7856 | -1743.0148 | FALSE
| 60704120 | CME016 | CME | 22KV | 2826.38 | 10 | 46875.2879 | 9.091% | Three phase | 97.13 | 0.024091 | 0.025916 | 0.027885 | 0.030011 | 0.032307 | 0.034786 | 0.037463 | 0.040354 | 0.043478 | 0.046852 | 0.050498 | 0.054438 | 0.058696 | 0.063298 | 0.068273 | 0.073651 | 0.079465 | 0.085751 | 0.092549 | 0.092634 | 0.765 | 0.77527 | 0.79018 | 0.80255 | 0.80891 | 0.81618 | 0.83255 | 0.85182 | 0.859 | 0.859 | 0.859 | 0.859 | 0.859 | 0.859 | 0.859 | 0.859 | 0.859 | 0.859 | 0.859 | 0.859 | 27949.8546 | 232958.6504 | 0.0030253 | 274526.2894 | 155552.7065 | 1705.9912 | 14410.0738 | 260908.505 | 16116.0651 | 244792.4399 | 89239.7334 | TRUE
| 60704383 | EHK022 | EHK | 22KV | 85.47 | 0 | 45714.8889 | 100% | Three phase | 97.13 | 0.00064962 | 0.00071125 | 0.00077903 | 0.00085358 | 0.00093561 | 0.0010259 | 0.0011252 | 0.0012346 | 0.0013551 | 0.0014877 | 0.0016338 | 0.0017947 | 0.0019721 | 0.0021675 | 0.0023829 | 0.0026204 | 0.0028013 | 0.0028013 | 0.0028013 | 0.0028013 | 5.468 | 5.464 | 5.477 | 5.49 | 5.497 | 5.503 | 5.556 | 5.602 | 5.615 | 5.615 | 5.615 | 5.615 | 5.615 | 5.615 | 5.615 | 5.615 | 5.615 | 5.615 | 5.615 | 5.615 | 5717.1221 | 223.0231 | 9.1484e-05 | 8301.7011 | 4703.9286 | 336.2937 | 13.1775 | 5940.1452 | 349.4712 | 5590.674 | 886.7454 | TRUE
| 60704434 | CTN005 | CTN | 22KV | 232.68 | 0 | 45198.6405 | 100% | Three phase | 97.13 | 0.0021602 | 0.0023451 | 0.0025467 | 0.0027664 | 0.0030058 | 0.0032668 | 0.0035515 | 0.0038618 | 0.0042003 | 0.0045695 | 0.0049723 | 0.0054118 | 0.0058913 | 0.0064147 | 0.006986 | 0.0076096 | 0.007626 | 0.007626 | 0.007626 | 0.007626 | 1.371 | 1.371 | 1.368 | 1.361 | 1.348 | 1.338 | 1.335 | 1.325 | 1.305 | 1.305 | 1.305 | 1.305 | 1.305 | 1.305 | 1.305 | 1.305 | 1.305 | 1.305 | 1.305 | 1.305 | 3980.7648 | 1811.2621 | 0.00024905 | 22600.2084 | 12805.7812 | 216.2169 | 97.6615 | 5792.0269 | 313.8783 | 5478.1485 | -7327.6326 | FALSE
| 60704436 | CTN005 | CTN | 22KV | 28.11 | 0 | 45198.6405 | 100% | Three phase | 97.13 | 0.00026097 | 0.00028332 | 0.00030767 | 0.00033421 | 0.00036313 | 0.00039467 | 0.00042905 | 0.00046654 | 0.00050744 | 0.00055204 | 0.0006007 | 0.0006538 | 0.00071173 | 0.00077496 | 0.00084398 | 0.00091931 | 0.0009213 | 0.0009213 | 0.0009213 | 0.0009213 | 1.371 | 1.371 | 1.368 | 1.361 | 1.348 | 1.338 | 1.335 | 1.325 | 1.305 | 1.305 | 1.305 | 1.305 | 1.305 | 1.305 | 1.305 | 1.305 | 1.305 | 1.305 | 1.305 | 1.305 | 480.915 | 26.4353 | 3.0088e-05 | 2730.3243 | 1547.0625 | 26.1211 | 1.4254 | 507.3503 | 27.5465 | 479.8039 | -1067.2587 | FALSE
| 60704536 | CME016 | CME | 22KV | 1386.94 | 10 | 46875.2879 | 9.091% | Three phase | 97.13 | 0.016916 | 0.018062 | 0.019289 | 0.020602 | 0.022008 | 0.023513 | 0.025125 | 0.026852 | 0.028701 | 0.030682 | 0.032804 | 0.035078 | 0.037514 | 0.040123 | 0.04292 | 0.045457 | 0.045457 | 0.045457 | 0.045457 | 0.045457 | 0.765 | 0.77527 | 0.79018 | 0.80255 | 0.80891 | 0.81618 | 0.83255 | 0.85182 | 0.859 | 0.859 | 0.859 | 0.859 | 0.859 | 0.859 | 0.859 | 0.859 | 0.859 | 0.859 | 0.859 | 0.859 | 17324.9382 | 71005.034 | 0.0014845 | 134713.4822 | 76331.6577 | 837.1512 | 3469.9279 | 88329.9722 | 4307.0791 | 84022.8931 | 7691.2354 | TRUE
| 60704539 | CME016 | CME | 22KV | 18.96 | 10 | 46875.2879 | 9.091% | Single phase | 44.74 | 0.00016161 | 0.00017385 | 0.00018706 | 0.00020132 | 0.00021672 | 0.00023335 | 0.00025131 | 0.00027071 | 0.00029166 | 0.0003143 | 0.00033876 | 0.00036518 | 0.00039375 | 0.00042462 | 0.00045799 | 0.00049406 | 0.00053307 | 0.00057524 | 0.00062084 | 0.00062141 | 0.765 | 0.77527 | 0.79018 | 0.80255 | 0.80891 | 0.81618 | 0.83255 | 0.85182 | 0.859 | 0.859 | 0.859 | 0.859 | 0.859 | 0.859 | 0.859 | 0.859 | 0.859 | 0.859 | 0.859 | 0.859 | 187.494 | 4.8288 | 2.0294e-05 | 848.2704 | 480.6489 | 11.4442 | 0.29869 | 192.3228 | 11.7429 | 180.5799 | -300.069 | FALSE
| 60704605 | CME016 | CME | 22KV | 777.08 | 10 | 46875.2879 | 9.091% | Single phase | 44.74 | 0.0066235 | 0.0071252 | 0.0076667 | 0.0082513 | 0.0088824 | 0.009564 | 0.0103 | 0.011095 | 0.011954 | 0.012882 | 0.013884 | 0.014967 | 0.016138 | 0.017403 | 0.018771 | 0.020249 | 0.021848 | 0.023576 | 0.025445 | 0.025469 | 0.765 | 0.77527 | 0.79018 | 0.80255 | 0.80891 | 0.81618 | 0.83255 | 0.85182 | 0.859 | 0.859 | 0.859 | 0.859 | 0.859 | 0.859 | 0.859 | 0.859 | 0.859 | 0.859 | 0.859 | 0.859 | 7684.4844 | 8111.3248 | 0.00083176 | 34766.5592 | 19699.5063 | 469.0423 | 501.7405 | 15795.8092 | 970.7828 | 14825.0264 | -4874.4799 | FALSE
| 60704626 | CMN001 | CMN | 22KV | 205.01 | 13 | 38419.8192 | 7.143% | Three phase | 97.13 | 0.0010947 | 0.0011974 | 0.0013102 | 0.0014343 | 0.0015708 | 0.0017209 | 0.0018862 | 0.0020681 | 0.0022684 | 0.002489 | 0.0027319 | 0.0029996 | 0.0032945 | 0.0036195 | 0.0039777 | 0.0043726 | 0.0048081 | 0.0052884 | 0.005818 | 0.0064024 | 0.30364 | 0.30821 | 0.31421 | 0.31914 | 0.322 | 0.32564 | 0.33257 | 0.33886 | 0.34257 | 0.34257 | 0.34257 | 0.34257 | 0.34257 | 0.34257 | 0.34257 | 0.34257 | 0.34257 | 0.34257 | 0.34257 | 0.34257 | 509.5098 | 940.2113 | 0.00021944 | 19912.6213 | 11282.9345 | 40.4087 | 75.815 | 1449.7211 | 116.2237 | 1333.4974 | -9949.4371 | FALSE
| 60705945 | MRO004 | MRO | 22KV | 922.52 | 0 | 40985.6902 | 100% | Three phase | 97.13 | 0.01141 | 0.012269 | 0.013195 | 0.014194 | 0.015271 | 0.016433 | 0.017687 | 0.01904 | 0.020499 | 0.022074 | 0.023774 | 0.025609 | 0.02759 | 0.029728 | 0.030235 | 0.030235 | 0.030235 | 0.030235 | 0.030235 | 0.030235 | 3.808 | 3.818 | 3.841 | 3.858 | 3.848 | 3.845 | 3.858 | 3.881 | 3.881 | 3.881 | 3.881 | 3.881 | 3.881 | 3.881 | 3.881 | 3.881 | 3.881 | 3.881 | 3.881 | 3.881 | 48529.6895 | 32904.1463 | 0.00098744 | 89604.3676 | 50771.8293 | 2260.2961 | 1535.1707 | 81433.8358 | 3795.4668 | 77638.369 | 26866.5397 | TRUE
| 60714531 | CHA005 | CHA | 22KV | 390.41 | 6 | 48008.7507 | 14.29% | Three phase | 97.13 | 0.0025918 | 0.0027877 | 0.0029992 | 0.0032277 | 0.0034744 | 0.0037409 | 0.0040288 | 0.0043398 | 0.004676 | 0.0050393 | 0.0054319 | 0.0058564 | 0.0063154 | 0.0068117 | 0.0073484 | 0.0079288 | 0.0085566 | 0.0092358 | 0.0099706 | 0.010766 | 0.69471 | 0.69514 | 0.70314 | 0.70886 | 0.70657 | 0.70714 | 0.72 | 0.73614 | 0.73286 | 0.73286 | 0.73286 | 0.73286 | 0.73286 | 0.73286 | 0.73286 | 0.73286 | 0.73286 | 0.73286 | 0.73286 | 0.73286 | 2665.8582 | 3481.1496 | 0.00041788 | 37920.5233 | 21486.6126 | 209.1057 | 274.9457 | 6147.0079 | 484.0514 | 5662.9565 | -15823.6561 | FALSE
| 60714538 | CHA003 | CHA | 22KV | 91.49 | 3 | 48008.7507 | 25% | Single phase | 44.74 | 0.00049168 | 0.00052787 | 0.00056689 | 0.00060896 | 0.00065432 | 0.00070325 | 0.00075603 | 0.00081297 | 0.00087441 | 0.00094072 | 0.0010123 | 0.0010895 | 0.0011729 | 0.001263 | 0.0013602 | 0.0014652 | 0.0015786 | 0.0017011 | 0.0018334 | 0.0019764 | 0.87 | 0.8675 | 0.87 | 0.8675 | 0.86175 | 0.85675 | 0.8585 | 0.86175 | 0.856 | 0.856 | 0.856 | 0.856 | 0.856 | 0.856 | 0.856 | 0.856 | 0.856 | 0.856 | 0.856 | 0.856 | 586.852 | 69.9434 | 9.7928e-05 | 4093.2626 | 2319.3337 | 58.4694 | 6.955 | 656.7954 | 65.4243 | 591.3711 | -1727.9626 | FALSE
| 60714548 | CHA003 | CHA | 22KV | 200.36 | 3 | 48008.7507 | 25% | Single phase | 44.74 | 0.0010768 | 0.001156 | 0.0012415 | 0.0013336 | 0.0014329 | 0.0015401 | 0.0016557 | 0.0017804 | 0.0019149 | 0.0020601 | 0.0022168 | 0.002386 | 0.0025686 | 0.0027658 | 0.0029787 | 0.0032087 | 0.0034571 | 0.0037253 | 0.0040152 | 0.0043283 | 0.87 | 0.8675 | 0.87 | 0.8675 | 0.86175 | 0.85675 | 0.8585 | 0.86175 | 0.856 | 0.856 | 0.856 | 0.856 | 0.856 | 0.856 | 0.856 | 0.856 | 0.856 | 0.856 | 0.856 | 0.856 | 1285.1859 | 335.4453 | 0.00021446 | 8964.1064 | 5079.2622 | 128.046 | 33.3557 | 1620.6313 | 161.4016 | 1459.2296 | -3620.0326 | FALSE
| 60714957 | BET001 | BETS | 22KV | 150.84 | 4 | 39529.3474 | 20% | Covered | 390 | 0.0015787 | 0.0016959 | 0.0018221 | 0.0019581 | 0.0021047 | 0.0022627 | 0.002433 | 0.0026166 | 0.0028145 | 0.003028 | 0.0032581 | 0.0035064 | 0.0037742 | 0.004063 | 0.0043746 | 0.0047109 | 0.0049437 | 0.0049437 | 0.0049437 | 0.0049437 | 2.7412 | 2.7682 | 2.8068 | 2.838 | 2.8592 | 2.8798 | 2.9204 | 2.9668 | 2.995 | 2.995 | 2.995 | 2.995 | 2.995 | 2.995 | 2.995 | 2.995 | 2.995 | 2.995 | 2.995 | 2.995 | 5154.8198 | 3121.0386 | 0.00016145 | 58827.6 | 33333.0277 | 269.55 | 164.797 | 8275.8585 | 434.347 | 7841.5114 | -25491.5162 | FALSE
| 60714972 | BET001 | BETS | 22KV | 716.73 | 4 | 39529.3474 | 20% | Three phase | 97.13 | 0.0053256 | 0.0058287 | 0.0063818 | 0.00699 | 0.007659 | 0.0083949 | 0.0092046 | 0.010096 | 0.011077 | 0.012156 | 0.013345 | 0.014655 | 0.016097 | 0.017686 | 0.019437 | 0.021366 | 0.023491 | 0.023491 | 0.023491 | 0.023491 | 2.7412 | 2.7682 | 2.8068 | 2.838 | 2.8592 | 2.8798 | 2.9204 | 2.9668 | 2.995 | 2.995 | 2.995 | 2.995 | 2.995 | 2.995 | 2.995 | 2.995 | 2.995 | 2.995 | 2.995 | 2.995 | 21531.1409 | 15391.4846 | 0.00076716 | 69615.9849 | 39445.9667 | 1280.7915 | 926.6511 | 36922.6255 | 2207.4426 | 34715.1828 | -4730.7838 | FALSE
| 60714979 | BET001 | BETS | 22KV | 101.07 | 4 | 39529.3474 | 20% | Three phase | 97.13 | 0.00093831 | 0.0010187 | 0.0011062 | 0.0012016 | 0.0013056 | 0.001419 | 0.0015427 | 0.0016775 | 0.0018245 | 0.0019849 | 0.0021598 | 0.0023507 | 0.002559 | 0.0027864 | 0.0030345 | 0.0033054 | 0.0033125 | 0.0033125 | 0.0033125 | 0.0033125 | 2.7412 | 2.7682 | 2.8068 | 2.838 | 2.8592 | 2.8798 | 2.9204 | 2.9668 | 2.995 | 2.995 | 2.995 | 2.995 | 2.995 | 2.995 | 2.995 | 2.995 | 2.995 | 2.995 | 2.995 | 2.995 | 3386.0064 | 341.7494 | 0.00010818 | 9816.9291 | 5562.4906 | 180.6114 | 18.4268 | 3727.7557 | 199.0382 | 3528.7176 | -2033.773 | FALSE
| 60715067 | BET001 | BETS | 22KV | 1870.83 | 4 | 39529.3474 | 20% | Covered | 390 | 0.012875 | 0.013826 | 0.014851 | 0.015955 | 0.017147 | 0.018431 | 0.019816 | 0.02131 | 0.022922 | 0.02466 | 0.026536 | 0.02856 | 0.030745 | 0.033102 | 0.035647 | 0.038395 | 0.041361 | 0.044564 | 0.048022 | 0.051757 | 2.7412 | 2.7682 | 2.8068 | 2.838 | 2.8592 | 2.8798 | 2.9204 | 2.9668 | 2.995 | 2.995 | 2.995 | 2.995 | 2.995 | 2.995 | 2.995 | 2.995 | 2.995 | 2.995 | 2.995 | 2.995 | 43527.8418 | 326693.8388 | 0.0020025 | 729623.7 | 413421.0298 | 3343.1601 | 25350.4091 | 370221.6806 | 28693.5692 | 341528.1114 | -71892.9183 | FALSE
| 60715070 | BET001 | BETS | 22KV | 904.59 | 4 | 39529.3474 | 20% | Three phase | 97.13 | 0.0067215 | 0.0073565 | 0.0080545 | 0.0088222 | 0.0096664 | 0.010595 | 0.011617 | 0.012742 | 0.01398 | 0.015343 | 0.016843 | 0.018496 | 0.020316 | 0.022322 | 0.024532 | 0.026967 | 0.029648 | 0.029648 | 0.029648 | 0.029648 | 2.7412 | 2.7682 | 2.8068 | 2.838 | 2.8592 | 2.8798 | 2.9204 | 2.9668 | 2.995 | 2.995 | 2.995 | 2.995 | 2.995 | 2.995 | 2.995 | 2.995 | 2.995 | 2.995 | 2.995 | 2.995 | 27174.6052 | 24517.3152 | 0.00096824 | 87862.8267 | 49785.0334 | 1616.496 | 1476.0758 | 51691.9203 | 3092.5718 | 48599.3485 | -1185.6849 | FALSE
| 60715145 | BET001 | BETS | 22KV | 24.55 | 4 | 39529.3474 | 20% | Three phase | 97.13 | 0.00022792 | 0.00024744 | 0.0002687 | 0.00029188 | 0.00031714 | 0.00034468 | 0.00037471 | 0.00040746 | 0.00044317 | 0.00048213 | 0.00052463 | 0.000571 | 0.00062159 | 0.00067682 | 0.00073709 | 0.00080289 | 0.00080462 | 0.00080462 | 0.00080462 | 0.00080462 | 2.7412 | 2.7682 | 2.8068 | 2.838 | 2.8592 | 2.8798 | 2.9204 | 2.9668 | 2.995 | 2.995 | 2.995 | 2.995 | 2.995 | 2.995 | 2.995 | 2.995 | 2.995 | 2.995 | 2.995 | 2.995 | 822.4642 | 20.1635 | 2.6278e-05 | 2384.5415 | 1351.1343 | 43.8707 | 1.0872 | 842.6277 | 44.9579 | 797.6698 | -553.4645 | FALSE
| 60715148 | BET001 | BETS | 22KV | 139.34 | 4 | 39529.3474 | 20% | Three phase | 97.13 | 0.0010354 | 0.0011332 | 0.0012407 | 0.0013589 | 0.001489 | 0.0016321 | 0.0017895 | 0.0019627 | 0.0021534 | 0.0023633 | 0.0025945 | 0.0028491 | 0.0031295 | 0.0034384 | 0.0037788 | 0.0041539 | 0.0045668 | 0.0045668 | 0.0045668 | 0.0045668 | 2.7412 | 2.7682 | 2.8068 | 2.838 | 2.8592 | 2.8798 | 2.9204 | 2.9668 | 2.995 | 2.995 | 2.995 | 2.995 | 2.995 | 2.995 | 2.995 | 2.995 | 2.995 | 2.995 | 2.995 | 2.995 | 4185.8847 | 581.7293 | 0.00014914 | 13534.0942 | 7668.719 | 248.9996 | 35.0233 | 4767.6141 | 284.0229 | 4483.5912 | -3185.1278 | FALSE
| 60715448 | BGO023 | BGO | 22KV | 413.35 | 17 | 42734.8155 | 5.556% | Covered | 390 | 0.0032405 | 0.0034858 | 0.0037505 | 0.0040364 | 0.0043451 | 0.0046785 | 0.0050385 | 0.0054275 | 0.0058477 | 0.0063017 | 0.0067923 | 0.0073225 | 0.0078957 | 0.0085152 | 0.0091849 | 0.0099091 | 0.010692 | 0.011539 | 0.012455 | 0.013445 | 0.59906 | 0.60861 | 0.61994 | 0.63067 | 0.63894 | 0.64706 | 0.65994 | 0.67439 | 0.68489 | 0.68489 | 0.68489 | 0.68489 | 0.68489 | 0.68489 | 0.68489 | 0.68489 | 0.68489 | 0.68489 | 0.68489 | 0.68489 | 2738.8922 | 18499.4022 | 0.00044244 | 161206.5 | 91343.1913 | 180.3693 | 1237.5199 | 21238.2944 | 1417.8892 | 19820.4052 | -71522.7862 | FALSE
| 60715771 | BET005 | BETS | 22KV | 54.43 | 14 | 39529.3474 | 6.667% | Three phase | 97.13 | 0.00046251 | 0.00050648 | 0.00055484 | 0.00060804 | 0.00066656 | 0.00073095 | 0.00080183 | 0.00087984 | 0.00096574 | 0.0010603 | 0.0011645 | 0.0012793 | 0.0014057 | 0.001545 | 0.0016985 | 0.0017839 | 0.0017839 | 0.0017839 | 0.0017839 | 0.0017839 | 0.74607 | 0.75867 | 0.77573 | 0.79007 | 0.79873 | 0.80933 | 0.82793 | 0.85053 | 0.8616 | 0.8616 | 0.8616 | 0.8616 | 0.8616 | 0.8616 | 0.8616 | 0.8616 | 0.8616 | 0.8616 | 0.8616 | 0.8616 | 514.9954 | 97.9978 | 5.826e-05 | 5286.7859 | 2995.6106 | 27.5707 | 5.3442 | 612.9932 | 32.9149 | 580.0783 | -2415.5323 | FALSE
| 60715972 | CTN006 | CTN | 22KV | 171.88 | 35 | 45198.6405 | 2.778% | Three phase | 97.13 | 0.0015916 | 0.0017257 | 0.0018716 | 0.0020303 | 0.0022032 | 0.0023913 | 0.0025962 | 0.0028193 | 0.0030622 | 0.0033269 | 0.0036152 | 0.0039294 | 0.0042718 | 0.0046449 | 0.0050515 | 0.0054949 | 0.0056333 | 0.0056333 | 0.0056333 | 0.0056333 | 0.16789 | 0.16722 | 0.16758 | 0.16758 | 0.16628 | 0.16544 | 0.16553 | 0.16617 | 0.16478 | 0.16478 | 0.16478 | 0.16478 | 0.16478 | 0.16478 | 0.16478 | 0.16478 | 0.16478 | 0.16478 | 0.16478 | 0.16478 | 364.8442 | 978.0537 | 0.00018397 | 16694.7044 | 9459.5911 | 19.9276 | 53.2912 | 1342.8978 | 73.2189 | 1269.679 | -8189.9122 | FALSE
| 60715989 | CTN006 | CTN | 22KV | 1503.95 | 35 | 45198.6405 | 2.778% | Single phase | 44.74 | 0.0091928 | 0.0098872 | 0.010637 | 0.011447 | 0.012321 | 0.013266 | 0.014287 | 0.01539 | 0.016583 | 0.017871 | 0.019265 | 0.020771 | 0.0224 | 0.024161 | 0.026067 | 0.028127 | 0.030357 | 0.032769 | 0.035379 | 0.038204 | 0.16789 | 0.16722 | 0.16758 | 0.16758 | 0.16628 | 0.16544 | 0.16553 | 0.16617 | 0.16478 | 0.16478 | 0.16478 | 0.16478 | 0.16478 | 0.16478 | 0.16478 | 0.16478 | 0.16478 | 0.16478 | 0.16478 | 0.16478 | 2028.0138 | 21910.5441 | 0.0016098 | 67286.723 | 38126.155 | 174.3667 | 1879.3795 | 23938.5579 | 2053.7462 | 21884.8117 | -16241.3433 | FALSE
| 60716151 | CTN003 | CTN | 22KV | 332.89 | 29 | 45198.6405 | 3.333% | Three phase | 97.13 | 0.0031366 | 0.0033934 | 0.0036723 | 0.003975 | 0.0043038 | 0.0046609 | 0.0050488 | 0.0054702 | 0.0059282 | 0.0064258 | 0.0069667 | 0.0075546 | 0.0081938 | 0.0088887 | 0.0096443 | 0.010466 | 0.01091 | 0.01091 | 0.01091 | 0.01091 | 0.0698 | 0.0699 | 0.0708 | 0.071133 | 0.0708 | 0.0708 | 0.071233 | 0.072233 | 0.0719 | 0.0719 | 0.0719 | 0.0719 | 0.0719 | 0.0719 | 0.0719 | 0.0719 | 0.0719 | 0.0719 | 0.0719 | 0.0719 | 305.5809 | 3664.0424 | 0.00035631 | 32333.6057 | 18320.9407 | 16.6174 | 199.8971 | 3969.6233 | 216.5145 | 3753.1088 | -14567.8319 | FALSE
| 60716289 | CTN003 | CTN | 22KV | 80.02 | 29 | 45198.6405 | 3.333% | Single phase | 44.74 | 0.00040592 | 0.000435 | 0.00046629 | 0.00049997 | 0.00053622 | 0.00057524 | 0.00061726 | 0.00066251 | 0.00071124 | 0.00076373 | 0.00082028 | 0.00088121 | 0.00094687 | 0.0010176 | 0.0010939 | 0.0011761 | 0.0012647 | 0.0013603 | 0.0014633 | 0.0015744 | 0.0698 | 0.0699 | 0.0708 | 0.071133 | 0.0708 | 0.0708 | 0.071233 | 0.072233 | 0.0719 | 0.0719 | 0.0719 | 0.0719 | 0.0719 | 0.0719 | 0.0719 | 0.0719 | 0.0719 | 0.0719 | 0.0719 | 0.0719 | 37.2777 | 49.4988 | 8.5651e-05 | 3580.0948 | 2028.5614 | 3.9945 | 5.3204 | 86.7765 | 9.3149 | 77.4616 | -1951.0998 | FALSE
| 60716302 | CTN003 | CTN | 22KV | 6286.67 | 29 | 45198.6405 | 3.333% | Single phase | 44.74 | 0.031891 | 0.034175 | 0.036634 | 0.03928 | 0.042127 | 0.045193 | 0.048494 | 0.052049 | 0.055878 | 0.060002 | 0.064445 | 0.069231 | 0.074389 | 0.079948 | 0.08594 | 0.092398 | 0.099361 | 0.10687 | 0.11496 | 0.12369 | 0.0698 | 0.0699 | 0.0708 | 0.071133 | 0.0708 | 0.0708 | 0.071233 | 0.072233 | 0.0719 | 0.0719 | 0.0719 | 0.0719 | 0.0719 | 0.0719 | 0.0719 | 0.0719 | 0.0719 | 0.0719 | 0.0719 | 0.0719 | 2928.6754 | 305519.4953 | 0.006729 | 281265.6158 | 159371.3589 | 313.8215 | 32838.9318 | 308448.1708 | 33152.7533 | 275295.4175 | 115924.0586 | TRUE
| 60716338 | EHK022 | EHK | 22KV | 330.61 | 0 | 45714.8889 | 100% | Three phase | 97.13 | 0.0040971 | 0.0044099 | 0.0047475 | 0.005112 | 0.0055055 | 0.0059304 | 0.0063893 | 0.0068849 | 0.0074203 | 0.0079986 | 0.0086234 | 0.0092985 | 0.010028 | 0.010816 | 0.010836 | 0.010836 | 0.010836 | 0.010836 | 0.010836 | 0.010836 | 5.468 | 5.464 | 5.477 | 5.49 | 5.497 | 5.503 | 5.556 | 5.602 | 5.615 | 5.615 | 5.615 | 5.615 | 5.615 | 5.615 | 5.615 | 5.615 | 5.615 | 5.615 | 5.615 | 5.615 | 28146.9437 | 4252.0154 | 0.00035387 | 32112.1493 | 18195.4586 | 1300.8315 | 197.1683 | 32398.9591 | 1497.9998 | 30900.9593 | 12705.5007 | TRUE
| 60716373 | EHK022 | EHK | 22KV | 47.12 | 0 | 45714.8889 | 100% | Three phase | 97.13 | 0.0005604 | 0.0005982 | 0.00063866 | 0.00068196 | 0.00072831 | 0.00077793 | 0.00083105 | 0.00088793 | 0.00094884 | 0.0010141 | 0.0010839 | 0.0011587 | 0.0012389 | 0.0013247 | 0.0014167 | 0.0015152 | 0.0015443 | 0.0015443 | 0.0015443 | 0.0015443 | 5.468 | 5.464 | 5.477 | 5.49 | 5.497 | 5.503 | 5.556 | 5.602 | 5.615 | 5.615 | 5.615 | 5.615 | 5.615 | 5.615 | 5.615 | 5.615 | 5.615 | 5.615 | 5.615 | 5.615 | 3728.8386 | 80.288 | 5.0436e-05 | 4576.7656 | 2593.2973 | 185.4003 | 4.0051 | 3809.1266 | 189.4054 | 3619.7212 | 1026.4239 | TRUE
| 60716375 | EHK022 | EHK | 22KV | 322.03 | 0 | 45714.8889 | 100% | Three phase | 97.13 | 0.0038299 | 0.0040883 | 0.0043648 | 0.0046607 | 0.0049774 | 0.0053165 | 0.0056796 | 0.0060683 | 0.0064846 | 0.0069303 | 0.0074077 | 0.0079191 | 0.0084668 | 0.0090535 | 0.0096821 | 0.010356 | 0.010554 | 0.010554 | 0.010554 | 0.010554 | 5.468 | 5.464 | 5.477 | 5.49 | 5.497 | 5.503 | 5.556 | 5.602 | 5.615 | 5.615 | 5.615 | 5.615 | 5.615 | 5.615 | 5.615 | 5.615 | 5.615 | 5.615 | 5.615 | 5.615 | 25483.8263 | 3750.0105 | 0.00034469 | 31278.7739 | 17723.2496 | 1267.0723 | 187.0673 | 29233.8367 | 1454.1395 | 27779.6972 | 10056.4477 | TRUE
| 60716956 | CHA006 | CHA | 22KV | 56.85 | 30 | 48008.7507 | 3.226% | Three phase | 97.13 | 0.00052977 | 0.00056995 | 0.00061333 | 0.00066015 | 0.0007107 | 0.00076528 | 0.00082422 | 0.00088789 | 0.00095665 | 0.0010309 | 0.0011112 | 0.0011979 | 0.0012916 | 0.0013929 | 0.0015024 | 0.0016207 | 0.0017486 | 0.0018632 | 0.0018632 | 0.0018632 | 0.22558 | 0.22813 | 0.23242 | 0.2351 | 0.2351 | 0.23606 | 0.24058 | 0.24584 | 0.24519 | 0.24519 | 0.24519 | 0.24519 | 0.24519 | 0.24519 | 0.24519 | 0.24519 | 0.24519 | 0.24519 | 0.24519 | 0.24519 | 178.6076 | 101.8114 | 6.085e-05 | 5521.8405 | 3128.7977 | 10.1362 | 5.83 | 280.419 | 15.9662 | 264.4529 | -2864.3449 | FALSE
| 60716957 | CHA006 | CHA | 22KV | 1591.77 | 30 | 48008.7507 | 3.226% | Single phase | 44.74 | 0.014757 | 0.015875 | 0.017082 | 0.018385 | 0.019791 | 0.02131 | 0.02295 | 0.024721 | 0.026634 | 0.0287 | 0.030932 | 0.033344 | 0.035951 | 0.038767 | 0.041811 | 0.045102 | 0.048659 | 0.05217 | 0.05217 | 0.05217 | 0.22558 | 0.22813 | 0.23242 | 0.2351 | 0.2351 | 0.23606 | 0.24058 | 0.24584 | 0.24519 | 0.24519 | 0.24519 | 0.24519 | 0.24519 | 0.24519 | 0.24519 | 0.24519 | 0.24519 | 0.24519 | 0.24519 | 0.24519 | 4977.8037 | 36595.0966 | 0.0017038 | 71215.7898 | 40352.4518 | 283.8083 | 2105.2725 | 41572.9004 | 2389.0808 | 39183.8196 | -1168.6322 | FALSE
| 60716965 | CHA006 | CHA | 22KV | 3434.59 | 30 | 48008.7507 | 3.226% | Three phase | 97.13 | 0.022801 | 0.024525 | 0.026386 | 0.028395 | 0.030565 | 0.03291 | 0.035443 | 0.038179 | 0.041136 | 0.044332 | 0.047787 | 0.051521 | 0.055559 | 0.059925 | 0.064646 | 0.069753 | 0.075276 | 0.081251 | 0.087715 | 0.094709 | 0.22558 | 0.22813 | 0.23242 | 0.2351 | 0.2351 | 0.23606 | 0.24058 | 0.24584 | 0.24519 | 0.24519 | 0.24519 | 0.24519 | 0.24519 | 0.24519 | 0.24519 | 0.24519 | 0.24519 | 0.24519 | 0.24519 | 0.24519 | 7825.0603 | 269420.4942 | 0.0036763 | 333601.7267 | 189026.1643 | 612.3781 | 21279.1808 | 277245.5545 | 21891.5589 | 255353.9956 | 66327.8313 | TRUE
| 60716967 | CHA006 | CHA | 22KV | 142.34 | 30 | 48008.7507 | 3.226% | Three phase | 97.13 | 0.0017749 | 0.0019164 | 0.0020697 | 0.0022356 | 0.0024154 | 0.0026101 | 0.0028211 | 0.0030498 | 0.0032976 | 0.0035661 | 0.0038573 | 0.0041729 | 0.004515 | 0.0046652 | 0.0046652 | 0.0046652 | 0.0046652 | 0.0046652 | 0.0046652 | 0.0046652 | 0.22558 | 0.22813 | 0.23242 | 0.2351 | 0.2351 | 0.23606 | 0.24058 | 0.24584 | 0.24519 | 0.24519 | 0.24519 | 0.24519 | 0.24519 | 0.24519 | 0.24519 | 0.24519 | 0.24519 | 0.24519 | 0.24519 | 0.24519 | 561.0483 | 801.499 | 0.00015236 | 13825.4842 | 7833.8271 | 25.3788 | 36.5476 | 1362.5472 | 61.9265 | 1300.6208 | -6533.2063 | FALSE
| 60716969 | CHA006 | CHA | 22KV | 39.88 | 30 | 48008.7507 | 3.226% | Three phase | 97.13 | 0.00037163 | 0.00039982 | 0.00043025 | 0.00046309 | 0.00049855 | 0.00053684 | 0.00057819 | 0.00062285 | 0.00067109 | 0.0007232 | 0.0007795 | 0.00084033 | 0.00090607 | 0.00097712 | 0.0010539 | 0.0011369 | 0.0012267 | 0.0013071 | 0.0013071 | 0.0013071 | 0.22558 | 0.22813 | 0.23242 | 0.2351 | 0.2351 | 0.23606 | 0.24058 | 0.24584 | 0.24519 | 0.24519 | 0.24519 | 0.24519 | 0.24519 | 0.24519 | 0.24519 | 0.24519 | 0.24519 | 0.24519 | 0.24519 | 0.24519 | 125.2924 | 50.1009 | 4.2686e-05 | 3873.5444 | 2194.8365 | 7.1105 | 2.8689 | 175.3933 | 9.9794 | 165.4139 | -2029.4226 | FALSE
| 60716977 | CHA006 | CHA | 22KV | 61.8 | 30 | 48008.7507 | 3.226% | Three phase | 97.13 | 0.0005759 | 0.00061958 | 0.00066673 | 0.00071763 | 0.00077258 | 0.00083191 | 0.00089599 | 0.0009652 | 0.0010399 | 0.0011207 | 0.0012079 | 0.0013022 | 0.0014041 | 0.0015142 | 0.0016332 | 0.0017618 | 0.0019009 | 0.0020255 | 0.0020255 | 0.0020255 | 0.22558 | 0.22813 | 0.23242 | 0.2351 | 0.2351 | 0.23606 | 0.24058 | 0.24584 | 0.24519 | 0.24519 | 0.24519 | 0.24519 | 0.24519 | 0.24519 | 0.24519 | 0.24519 | 0.24519 | 0.24519 | 0.24519 | 0.24519 | 194.1592 | 120.313 | 6.6149e-05 | 6002.634 | 3401.226 | 11.0188 | 6.8894 | 314.4722 | 17.9082 | 296.564 | -3104.662 | FALSE
| 60716998 | CHA006 | CHA | 22KV | 71.03 | 30 | 48008.7507 | 3.226% | Single phase | 44.74 | 0.00065849 | 0.00070839 | 0.00076225 | 0.00082039 | 0.00088315 | 0.00095092 | 0.0010241 | 0.0011031 | 0.0011885 | 0.0012807 | 0.0013803 | 0.0014879 | 0.0016042 | 0.0017299 | 0.0018658 | 0.0020126 | 0.0021713 | 0.002328 | 0.002328 | 0.002328 | 0.22558 | 0.22813 | 0.23242 | 0.2351 | 0.2351 | 0.23606 | 0.24058 | 0.24584 | 0.24519 | 0.24519 | 0.24519 | 0.24519 | 0.24519 | 0.24519 | 0.24519 | 0.24519 | 0.24519 | 0.24519 | 0.24519 | 0.24519 | 222.1259 | 72.8695 | 7.6028e-05 | 3177.8822 | 1800.6588 | 12.6645 | 4.1921 | 294.9955 | 16.8566 | 278.1389 | -1522.5199 | FALSE
| 60716999 | CHA006 | CHA | 22KV | 46.19 | 30 | 48008.7507 | 3.226% | Three phase | 97.13 | 0.00043043 | 0.00046308 | 0.00049832 | 0.00053636 | 0.00057743 | 0.00062178 | 0.00066967 | 0.0007214 | 0.00077727 | 0.00083763 | 0.00090284 | 0.0009733 | 0.0010494 | 0.0011317 | 0.0012207 | 0.0013168 | 0.0014207 | 0.0015139 | 0.0015139 | 0.0015139 | 0.22558 | 0.22813 | 0.23242 | 0.2351 | 0.2351 | 0.23606 | 0.24058 | 0.24584 | 0.24519 | 0.24519 | 0.24519 | 0.24519 | 0.24519 | 0.24519 | 0.24519 | 0.24519 | 0.24519 | 0.24519 | 0.24519 | 0.24519 | 145.1167 | 67.2096 | 4.944e-05 | 4486.4347 | 2542.1138 | 8.2356 | 3.8486 | 212.3264 | 12.0841 | 200.2422 | -2341.8715 | FALSE
| 60717012 | CHA005 | CHA | 22KV | 424.59 | 6 | 48008.7507 | 14.29% | Three phase | 97.13 | 0.0038027 | 0.0041263 | 0.0044787 | 0.0048626 | 0.0052808 | 0.0057366 | 0.0062332 | 0.0067746 | 0.0073648 | 0.0080082 | 0.0087098 | 0.009475 | 0.01031 | 0.01122 | 0.012213 | 0.013297 | 0.013916 | 0.013916 | 0.013916 | 0.013916 | 0.69471 | 0.69514 | 0.70314 | 0.70886 | 0.70657 | 0.70714 | 0.72 | 0.73614 | 0.73286 | 0.73286 | 0.73286 | 0.73286 | 0.73286 | 0.73286 | 0.73286 | 0.73286 | 0.73286 | 0.73286 | 0.73286 | 0.73286 | 4121.9948 | 5852.1988 | 0.00045447 | 41240.4267 | 23367.7438 | 227.4127 | 325.1956 | 9974.1936 | 552.6082 | 9421.5854 | -13946.1584 | FALSE
| 60717019 | CHA005 | CHA | 22KV | 1381.85 | 6 | 48008.7507 | 14.29% | Three phase | 97.13 | 0.0084465 | 0.0090845 | 0.0097734 | 0.010517 | 0.011321 | 0.012189 | 0.013127 | 0.014141 | 0.015236 | 0.01642 | 0.017701 | 0.019085 | 0.020581 | 0.0222 | 0.02395 | 0.025844 | 0.027892 | 0.030109 | 0.032507 | 0.035103 | 0.69471 | 0.69514 | 0.70314 | 0.70886 | 0.70657 | 0.70714 | 0.72 | 0.73614 | 0.73286 | 0.73286 | 0.73286 | 0.73286 | 0.73286 | 0.73286 | 0.73286 | 0.73286 | 0.73286 | 0.73286 | 0.73286 | 0.73286 | 8688.4168 | 40157.3994 | 0.0014791 | 134219.0905 | 76051.5244 | 740.1262 | 3444.5057 | 48845.8162 | 4184.6319 | 44661.1843 | -31390.34 | FALSE
| 60717022 | CHA005 | CHA | 22KV | 1848.4 | 6 | 48008.7507 | 14.29% | Three phase | 97.13 | 0.012271 | 0.013198 | 0.0142 | 0.015281 | 0.016449 | 0.017711 | 0.019074 | 0.020547 | 0.022138 | 0.023858 | 0.025718 | 0.027727 | 0.0299 | 0.03225 | 0.034791 | 0.037539 | 0.040511 | 0.043727 | 0.047206 | 0.05097 | 0.69471 | 0.69514 | 0.70314 | 0.70886 | 0.70657 | 0.70714 | 0.72 | 0.73614 | 0.73286 | 0.73286 | 0.73286 | 0.73286 | 0.73286 | 0.73286 | 0.73286 | 0.73286 | 0.73286 | 0.73286 | 0.73286 | 0.73286 | 12621.532 | 78032.0014 | 0.0019785 | 179535.092 | 101728.5796 | 990.0129 | 6163.0689 | 90653.5334 | 7153.0817 | 83500.4516 | -18228.1279 | FALSE
| 60717024 | CHA005 | CHA | 22KV | 1017.6 | 6 | 48008.7507 | 14.29% | Three phase | 97.13 | 0.0091139 | 0.0098894 | 0.010734 | 0.011654 | 0.012656 | 0.013749 | 0.014939 | 0.016236 | 0.017651 | 0.019193 | 0.020875 | 0.022708 | 0.024709 | 0.026891 | 0.029271 | 0.031869 | 0.033352 | 0.033352 | 0.033352 | 0.033352 | 0.69471 | 0.69514 | 0.70314 | 0.70886 | 0.70657 | 0.70714 | 0.72 | 0.73614 | 0.73286 | 0.73286 | 0.73286 | 0.73286 | 0.73286 | 0.73286 | 0.73286 | 0.73286 | 0.73286 | 0.73286 | 0.73286 | 0.73286 | 9879.0406 | 33615.049 | 0.0010892 | 98839.488 | 56004.6541 | 545.032 | 1867.9244 | 43494.0896 | 2412.9564 | 41081.1332 | -14923.5208 | FALSE
| 60717052 | CHA005 | CHA | 22KV | 768.96 | 6 | 48008.7507 | 14.29% | Three phase | 97.13 | 0.006887 | 0.007473 | 0.0081113 | 0.0088065 | 0.009564 | 0.010389 | 0.011289 | 0.012269 | 0.013338 | 0.014503 | 0.015774 | 0.01716 | 0.018671 | 0.02032 | 0.022119 | 0.024082 | 0.025202 | 0.025202 | 0.025202 | 0.025202 | 0.69471 | 0.69514 | 0.70314 | 0.70886 | 0.70657 | 0.70714 | 0.72 | 0.73614 | 0.73286 | 0.73286 | 0.73286 | 0.73286 | 0.73286 | 0.73286 | 0.73286 | 0.73286 | 0.73286 | 0.73286 | 0.73286 | 0.73286 | 7465.1996 | 19194.9529 | 0.00082307 | 74689.0848 | 42320.498 | 411.8591 | 1066.6271 | 26660.1524 | 1478.4861 | 25181.6663 | -17138.8317 | FALSE
| 60717382 | CMN002 | CMN | 22KV | 2434.37 | 8 | 38419.8192 | 11.11% | Three phase | 97.13 | 0.022639 | 0.024332 | 0.026156 | 0.028124 | 0.030246 | 0.032535 | 0.035004 | 0.037668 | 0.040542 | 0.043644 | 0.046991 | 0.050604 | 0.054504 | 0.058714 | 0.06326 | 0.068168 | 0.073469 | 0.079193 | 0.079786 | 0.079786 | 0.40256 | 0.40522 | 0.40822 | 0.41078 | 0.41189 | 0.41489 | 0.41933 | 0.42378 | 0.42522 | 0.42522 | 0.42522 | 0.42522 | 0.42522 | 0.42522 | 0.42522 | 0.42522 | 0.42522 | 0.42522 | 0.42522 | 0.42522 | 10546.2405 | 184878.9124 | 0.0026057 | 236450.3581 | 133978.0363 | 605.9422 | 10690.0141 | 195425.1529 | 11295.9563 | 184129.1966 | 50151.1603 | TRUE
| 60717401 | CMN003 | CMN | 22KV | 404.78 | 11 | 38419.8192 | 8.333% | Three phase | 97.13 | 0.0037134 | 0.003904 | 0.0041048 | 0.0043164 | 0.0045394 | 0.0047744 | 0.005022 | 0.0052831 | 0.0055582 | 0.0058483 | 0.0061541 | 0.0064764 | 0.0068163 | 0.0071746 | 0.0075525 | 0.0079509 | 0.008371 | 0.008814 | 0.0092813 | 0.0097741 | 0.55008 | 0.55642 | 0.56642 | 0.575 | 0.57992 | 0.58575 | 0.59633 | 0.60733 | 0.613 | 0.613 | 0.613 | 0.613 | 0.613 | 0.613 | 0.613 | 0.613 | 0.613 | 0.613 | 0.613 | 0.613 | 1973.7613 | 4037.5989 | 0.00043326 | 39316.2814 | 22277.4802 | 143.2004 | 295.5583 | 6011.3602 | 438.7587 | 5572.6015 | -16704.8788 | FALSE
| 60717536 | CMN003 | CMN | 22KV | 728.98 | 11 | 38419.8192 | 8.333% | Three phase | 97.13 | 0.0073527 | 0.0079102 | 0.0085118 | 0.0091612 | 0.0098621 | 0.010619 | 0.011436 | 0.012318 | 0.013271 | 0.0143 | 0.015412 | 0.016613 | 0.017911 | 0.019313 | 0.020829 | 0.022466 | 0.023892 | 0.023892 | 0.023892 | 0.023892 | 0.55008 | 0.55642 | 0.56642 | 0.575 | 0.57992 | 0.58575 | 0.59633 | 0.60733 | 0.613 | 0.613 | 0.613 | 0.613 | 0.613 | 0.613 | 0.613 | 0.613 | 0.613 | 0.613 | 0.613 | 0.613 | 4854.0878 | 17827.9451 | 0.00078028 | 70805.8274 | 40120.1579 | 257.8937 | 958.5976 | 22682.0329 | 1216.4913 | 21465.5416 | -18654.6163 | FALSE
| 60723037 | WND013 | WND | 22KV | 417.84 | 23 | 34098.9574 | 4.167% | Single phase | 44.74 | 0.0027739 | 0.0029836 | 0.00321 | 0.0034544 | 0.0037185 | 0.0040037 | 0.0043118 | 0.0046447 | 0.0050045 | 0.0053933 | 0.0058136 | 0.0062679 | 0.0067591 | 0.0072903 | 0.0078646 | 0.0084859 | 0.0091578 | 0.0098847 | 0.010671 | 0.011522 | 0.27508 | 0.28496 | 0.29579 | 0.30408 | 0.31158 | 0.32108 | 0.334 | 0.34713 | 0.35525 | 0.35525 | 0.35525 | 0.35525 | 0.35525 | 0.35525 | 0.35525 | 0.35525 | 0.35525 | 0.35525 | 0.35525 | 0.35525 | 954.1609 | 1836.7221 | 0.00044724 | 18694.1616 | 10592.5281 | 73.2348 | 145.0667 | 2790.883 | 218.3015 | 2572.5815 | -8019.9466 | FALSE
| 60723102 | WND013 | WND | 22KV | 157.95 | 23 | 34098.9574 | 4.167% | Three phase | 97.13 | 0.0010486 | 0.0011278 | 0.0012134 | 0.0013058 | 0.0014056 | 0.0015135 | 0.0016299 | 0.0017558 | 0.0018918 | 0.0020388 | 0.0021976 | 0.0023694 | 0.0025551 | 0.0027558 | 0.002973 | 0.0032078 | 0.0034618 | 0.0037366 | 0.0040338 | 0.0043555 | 0.27508 | 0.28496 | 0.29579 | 0.30408 | 0.31158 | 0.32108 | 0.334 | 0.34713 | 0.35525 | 0.35525 | 0.35525 | 0.35525 | 0.35525 | 0.35525 | 0.35525 | 0.35525 | 0.35525 | 0.35525 | 0.35525 | 0.35525 | 360.6876 | 569.7969 | 0.00016906 | 15341.6835 | 8692.9394 | 27.6839 | 45.0033 | 930.4845 | 72.6872 | 857.7973 | -7835.142 | FALSE
| 60723117 | WND024 | WND | 22KV | 585.74 | 13 | 34098.9574 | 7.143% | Three phase | 97.13 | 0.0064299 | 0.0069176 | 0.0074439 | 0.0080119 | 0.008625 | 0.0092868 | 0.010001 | 0.010773 | 0.011606 | 0.012506 | 0.013477 | 0.014527 | 0.015661 | 0.016886 | 0.01821 | 0.019197 | 0.019197 | 0.019197 | 0.019197 | 0.019197 | 0.31457 | 0.32093 | 0.32914 | 0.33579 | 0.34057 | 0.34786 | 0.35743 | 0.36629 | 0.371 | 0.371 | 0.371 | 0.371 | 0.371 | 0.371 | 0.371 | 0.371 | 0.371 | 0.371 | 0.371 | 0.371 | 2211.1956 | 12259.1529 | 0.00062696 | 56892.9262 | 32236.7984 | 109.7132 | 618.892 | 14470.3485 | 728.6052 | 13741.7433 | -18495.0551 | FALSE
| 60723192 | WND024 | WND | 22KV | 790.5 | 13 | 34098.9574 | 7.143% | Covered | 390 | 0.0047094 | 0.0051521 | 0.0056388 | 0.006174 | 0.0067627 | 0.0074105 | 0.0081232 | 0.0089078 | 0.0097715 | 0.010722 | 0.01177 | 0.012924 | 0.014195 | 0.015595 | 0.017139 | 0.018841 | 0.020717 | 0.022785 | 0.025066 | 0.025908 | 0.31457 | 0.32093 | 0.32914 | 0.33579 | 0.34057 | 0.34786 | 0.35743 | 0.36629 | 0.371 | 0.371 | 0.371 | 0.371 | 0.371 | 0.371 | 0.371 | 0.371 | 0.371 | 0.371 | 0.371 | 0.371 | 2087.1682 | 62387.0943 | 0.00084613 | 308295 | 174686.8096 | 148.0662 | 4526.0575 | 64474.2625 | 4674.1237 | 59800.1388 | -114886.6708 | FALSE
| 60723213 | WND023 | WND | 22KV | 979.29 | 6 | 34098.9574 | 14.29% | Three phase | 97.13 | 0.011703 | 0.012591 | 0.01355 | 0.014584 | 0.0157 | 0.016904 | 0.018205 | 0.019609 | 0.021124 | 0.022761 | 0.024529 | 0.026438 | 0.028501 | 0.030729 | 0.032096 | 0.032096 | 0.032096 | 0.032096 | 0.032096 | 0.032096 | 0.97986 | 0.99929 | 1.0244 | 1.0434 | 1.0523 | 1.0696 | 1.0993 | 1.1297 | 1.1347 | 1.1347 | 1.1347 | 1.1347 | 1.1347 | 1.1347 | 1.1347 | 1.1347 | 1.1347 | 1.1347 | 1.1347 | 1.1347 | 12027.2101 | 36341.3944 | 0.0010482 | 95118.4377 | 53896.2241 | 564.2722 | 1729.9269 | 48368.6045 | 2294.199 | 46074.4055 | -7821.8186 | FALSE
| 60725090 | EHK031 | EHK | 22KV | 352.01 | 6 | 45714.8889 | 14.29% | Single phase | 44.74 | 0.0042068 | 0.004526 | 0.0048704 | 0.0052421 | 0.0056433 | 0.0060763 | 0.0065437 | 0.0070484 | 0.0075933 | 0.0081817 | 0.0088171 | 0.0095034 | 0.010245 | 0.011046 | 0.011537 | 0.011537 | 0.011537 | 0.011537 | 0.011537 | 0.011537 | 1.3326 | 1.3637 | 1.4034 | 1.4376 | 1.4679 | 1.5011 | 1.5467 | 1.5967 | 1.6294 | 1.6294 | 1.6294 | 1.6294 | 1.6294 | 1.6294 | 1.6294 | 1.6294 | 1.6294 | 1.6294 | 1.6294 | 1.6294 | 8236.5709 | 2162.8756 | 0.00037678 | 15748.9274 | 8923.6928 | 384.1445 | 102.9574 | 10399.4465 | 487.102 | 9912.3445 | 988.6517 | TRUE
| 60725092 | EHK031 | EHK | 22KV | 885.29 | 6 | 45714.8889 | 14.29% | Single phase | 44.74 | 0.0078271 | 0.0084069 | 0.0090318 | 0.0097052 | 0.010431 | 0.011213 | 0.012057 | 0.012967 | 0.013948 | 0.015005 | 0.016147 | 0.017377 | 0.018705 | 0.020138 | 0.021684 | 0.023353 | 0.025153 | 0.027097 | 0.029015 | 0.029015 | 1.3326 | 1.3637 | 1.4034 | 1.4376 | 1.4679 | 1.5011 | 1.5467 | 1.5967 | 1.6294 | 1.6294 | 1.6294 | 1.6294 | 1.6294 | 1.6294 | 1.6294 | 1.6294 | 1.6294 | 1.6294 | 1.6294 | 1.6294 | 16271.2057 | 10723.1505 | 0.00094759 | 39607.8746 | 22442.7034 | 966.107 | 651.2066 | 26994.3563 | 1617.3136 | 25377.0427 | 2934.3392 | TRUE
| 60725219 | EHK034 | EHK | 22KV | 57.8 | 0 | 45714.8889 | 100% | Three phase | 97.13 | 0.00054757 | 0.00059388 | 0.00064428 | 0.00069916 | 0.00075891 | 0.00082397 | 0.00089484 | 0.00097203 | 0.0010561 | 0.0011478 | 0.0012476 | 0.0013565 | 0.0014751 | 0.0016044 | 0.0017454 | 0.0018944 | 0.0018944 | 0.0018944 | 0.0018944 | 0.0018944 | 5.605 | 5.566 | 5.546 | 5.529 | 5.516 | 5.496 | 5.506 | 5.509 | 5.519 | 5.519 | 5.519 | 5.519 | 5.519 | 5.519 | 5.519 | 5.519 | 5.519 | 5.519 | 5.519 | 5.519 | 4224.3376 | 112.7246 | 6.1867e-05 | 5614.114 | 3181.082 | 226.0402 | 6.0264 | 4337.0621 | 232.0667 | 4104.9955 | 923.9135 | TRUE
| 60725220 | EHK034 | EHK | 22KV | 47.29 | 0 | 45714.8889 | 100% | Three phase | 97.13 | 0.000448 | 0.00048589 | 0.00052713 | 0.00057203 | 0.00062091 | 0.00067415 | 0.00073213 | 0.00079528 | 0.00086409 | 0.00093906 | 0.0010208 | 0.0011098 | 0.0012069 | 0.0013127 | 0.001428 | 0.0015499 | 0.0015499 | 0.0015499 | 0.0015499 | 0.0015499 | 5.605 | 5.566 | 5.546 | 5.529 | 5.516 | 5.496 | 5.506 | 5.509 | 5.519 | 5.519 | 5.519 | 5.519 | 5.519 | 5.519 | 5.519 | 5.519 | 5.519 | 5.519 | 5.519 | 5.519 | 3456.2097 | 75.4573 | 5.0618e-05 | 4593.2777 | 2602.6534 | 184.9384 | 4.0341 | 3531.6671 | 188.9725 | 3342.6946 | 740.0412 | TRUE
| 60725230 | EHK034 | EHK | 22KV | 782.39 | 0 | 45714.8889 | 100% | Three phase | 97.13 | 0.007412 | 0.0080388 | 0.0087211 | 0.0094639 | 0.010273 | 0.011153 | 0.012113 | 0.013158 | 0.014296 | 0.015536 | 0.016888 | 0.018361 | 0.019967 | 0.021718 | 0.023626 | 0.025643 | 0.025643 | 0.025643 | 0.025643 | 0.025643 | 5.605 | 5.566 | 5.546 | 5.529 | 5.516 | 5.496 | 5.506 | 5.509 | 5.519 | 5.519 | 5.519 | 5.519 | 5.519 | 5.519 | 5.519 | 5.519 | 5.519 | 5.519 | 5.519 | 5.519 | 57181.3055 | 20654.2508 | 0.00083744 | 75993.5407 | 43059.6318 | 3059.7164 | 1104.21 | 77835.5564 | 4163.9264 | 73671.6299 | 30611.9982 | TRUE
| 60725235 | EHK033 | EHK | 22KV | 183.83 | 0 | 45714.8889 | 100% | Three phase | 97.13 | 0.0017112 | 0.0018602 | 0.0020228 | 0.0022003 | 0.002394 | 0.0026054 | 0.0028363 | 0.0030884 | 0.0033638 | 0.0036646 | 0.0039932 | 0.0043523 | 0.0047447 | 0.0051736 | 0.0056424 | 0.006025 | 0.006025 | 0.006025 | 0.006025 | 0.006025 | 13.275 | 13.65 | 14.054 | 14.449 | 14.788 | 15.134 | 15.607 | 16.132 | 16.537 | 16.537 | 16.537 | 16.537 | 16.537 | 16.537 | 16.537 | 16.537 | 16.537 | 16.537 | 16.537 | 16.537 | 38945.0529 | 1141.3136 | 0.00019677 | 17855.4079 | 10117.2716 | 2026.7315 | 60.959 | 40086.3665 | 2087.6905 | 37998.676 | 27881.4045 | TRUE
| 60725967 | MRO005 | MRO | 22KV | 20904.78 | 21 | 40985.6902 | 4.545% | Three phase | 97.13 | 0.19563 | 0.21092 | 0.22746 | 0.24535 | 0.26472 | 0.28567 | 0.30835 | 0.3329 | 0.35948 | 0.38826 | 0.41942 | 0.45317 | 0.48972 | 0.52932 | 0.57221 | 0.61869 | 0.66904 | 0.68515 | 0.68515 | 0.68515 | 0.24573 | 0.24677 | 0.24827 | 0.24932 | 0.24932 | 0.24945 | 0.2505 | 0.25218 | 0.25218 | 0.25218 | 0.25218 | 0.25218 | 0.25218 | 0.25218 | 0.25218 | 0.25218 | 0.25218 | 0.25218 | 0.25218 | 0.25218 | 59316.4475 | 14036162.6958 | 0.022376 | 2030481.2814 | 1150515.8923 | 3322.2676 | 788308.6743 | 14095479.1432 | 791630.9419 | 13303848.2013 | 12153332.309 | TRUE
| 60725976 | MRO007 | MRO | 22KV | 60.44 | 11 | 40985.6902 | 8.333% | Three phase | 97.13 | 0.00036007 | 0.00039392 | 0.00043113 | 0.00047205 | 0.00051707 | 0.00056659 | 0.00062109 | 0.00068107 | 0.00074711 | 0.00081982 | 0.0008999 | 0.00098811 | 0.0010853 | 0.0011924 | 0.0013104 | 0.0014405 | 0.001584 | 0.0017421 | 0.0019165 | 0.0019809 | 0.40442 | 0.408 | 0.41408 | 0.41842 | 0.42033 | 0.42258 | 0.42833 | 0.43667 | 0.438 | 0.438 | 0.438 | 0.438 | 0.438 | 0.438 | 0.438 | 0.438 | 0.438 | 0.438 | 0.438 | 0.438 | 228.9467 | 90.8299 | 6.4693e-05 | 5870.5372 | 3326.3771 | 16.4275 | 6.5895 | 319.7765 | 23.017 | 296.7595 | -3029.6175 | FALSE
| 60734578 | WND013 | WND | 22KV | 1849.83 | 23 | 34098.9574 | 4.167% | Single phase | 44.74 | 0.01228 | 0.013209 | 0.014211 | 0.015293 | 0.016462 | 0.017725 | 0.019089 | 0.020563 | 0.022156 | 0.023877 | 0.025737 | 0.027749 | 0.029923 | 0.032275 | 0.034818 | 0.037568 | 0.040543 | 0.043761 | 0.047242 | 0.051009 | 0.27508 | 0.28496 | 0.29579 | 0.30408 | 0.31158 | 0.32108 | 0.334 | 0.34713 | 0.35525 | 0.35525 | 0.35525 | 0.35525 | 0.35525 | 0.35525 | 0.35525 | 0.35525 | 0.35525 | 0.35525 | 0.35525 | 0.35525 | 4224.1898 | 35998.7196 | 0.00198 | 82761.3942 | 46894.4482 | 324.2196 | 2843.2257 | 40222.9094 | 3167.4453 | 37055.4641 | -9838.9841 | FALSE
| 60734579 | WND013 | WND | 22KV | 410.43 | 23 | 34098.9574 | 4.167% | Single phase | 44.74 | 0.0027247 | 0.0029307 | 0.003153 | 0.0033932 | 0.0036525 | 0.0039327 | 0.0042353 | 0.0045624 | 0.0049157 | 0.0052977 | 0.0057105 | 0.0061568 | 0.0066393 | 0.007161 | 0.0077252 | 0.0083354 | 0.0089954 | 0.0097094 | 0.010482 | 0.011318 | 0.27508 | 0.28496 | 0.29579 | 0.30408 | 0.31158 | 0.32108 | 0.334 | 0.34713 | 0.35525 | 0.35525 | 0.35525 | 0.35525 | 0.35525 | 0.35525 | 0.35525 | 0.35525 | 0.35525 | 0.35525 | 0.35525 | 0.35525 | 937.2398 | 1772.1546 | 0.00043931 | 18362.6382 | 10404.6796 | 71.936 | 139.9671 | 2709.3944 | 211.9031 | 2497.4913 | -7907.1883 | FALSE
| 60735770 | CMN003 | CMN | 22KV | 1690.09 | 11 | 38419.8192 | 8.333% | Covered | 390 | 0.020198 | 0.02173 | 0.023384 | 0.025169 | 0.027095 | 0.029174 | 0.031418 | 0.033841 | 0.036457 | 0.039282 | 0.042333 | 0.045628 | 0.049188 | 0.053032 | 0.055392 | 0.055392 | 0.055392 | 0.055392 | 0.055392 | 0.055392 | 0.55008 | 0.55642 | 0.56642 | 0.575 | 0.57992 | 0.58575 | 0.59633 | 0.60733 | 0.613 | 0.613 | 0.613 | 0.613 | 0.613 | 0.613 | 0.613 | 0.613 | 0.613 | 0.613 | 0.613 | 0.613 | 12700.6716 | 434620.1226 | 0.001809 | 659135.1 | 373480.6199 | 597.9088 | 20688.8326 | 447320.7942 | 21286.7414 | 426034.0528 | 52553.4329 | TRUE
| 60735779 | CMN003 | CMN | 22KV | 528.59 | 11 | 38419.8192 | 8.333% | Three phase | 97.13 | 0.0061077 | 0.0066338 | 0.0072071 | 0.007832 | 0.0085132 | 0.0092559 | 0.010066 | 0.010949 | 0.011912 | 0.012963 | 0.014109 | 0.01536 | 0.016725 | 0.017324 | 0.017324 | 0.017324 | 0.017324 | 0.017324 | 0.017324 | 0.017324 | 0.55008 | 0.55642 | 0.56642 | 0.575 | 0.57992 | 0.58575 | 0.59633 | 0.60733 | 0.613 | 0.613 | 0.613 | 0.613 | 0.613 | 0.613 | 0.613 | 0.613 | 0.613 | 0.613 | 0.613 | 0.613 | 4059.3297 | 10814.0087 | 0.00056579 | 51341.9467 | 29091.4899 | 187.0011 | 504.0145 | 14873.3384 | 691.0155 | 14182.3229 | -14909.167 | FALSE
| 60735802 | CME021 | CME | 22KV | 60.02 | 2 | 46875.2879 | 33.33% | Three phase | 97.13 | 0.00075393 | 0.00082665 | 0.00090667 | 0.00099474 | 0.0010917 | 0.0011984 | 0.001316 | 0.0014454 | 0.001588 | 0.0017451 | 0.0019181 | 0.0019671 | 0.0019671 | 0.0019671 | 0.0019671 | 0.0019671 | 0.0019671 | 0.0019671 | 0.0019671 | 0.0019671 | 2.2987 | 2.301 | 2.312 | 2.3177 | 2.3087 | 2.302 | 2.312 | 2.3287 | 2.3253 | 2.3253 | 2.3253 | 2.3253 | 2.3253 | 2.3253 | 2.3253 | 2.3253 | 2.3253 | 2.3253 | 2.3253 | 2.3253 | 2343.4437 | 150.721 | 6.4243e-05 | 5829.7426 | 3303.2619 | 100.9188 | 6.4983 | 2494.1647 | 107.4171 | 2386.7476 | -916.5143 | FALSE
| 60735804 | CME021 | CME | 22KV | 267.58 | 2 | 46875.2879 | 33.33% | Three phase | 97.13 | 0.0033611 | 0.0036853 | 0.0040421 | 0.0044347 | 0.004867 | 0.0053428 | 0.0058668 | 0.0064439 | 0.0070796 | 0.0077798 | 0.0085514 | 0.0087699 | 0.0087699 | 0.0087699 | 0.0087699 | 0.0087699 | 0.0087699 | 0.0087699 | 0.0087699 | 0.0087699 | 2.2987 | 2.301 | 2.312 | 2.3177 | 2.3087 | 2.302 | 2.312 | 2.3287 | 2.3253 | 2.3253 | 2.3253 | 2.3253 | 2.3253 | 2.3253 | 2.3253 | 2.3253 | 2.3253 | 2.3253 | 2.3253 | 2.3253 | 10447.4953 | 2995.636 | 0.00028641 | 25990.0454 | 14726.5383 | 449.9142 | 129.1554 | 13443.1313 | 579.0696 | 12864.0617 | -1862.4765 | FALSE
| 60735847 | CMN003 | CMN | 22KV | 603.16 | 11 | 38419.8192 | 8.333% | Three phase | 97.13 | 0.0054106 | 0.0058431 | 0.0063118 | 0.0068198 | 0.0073704 | 0.0079674 | 0.0086148 | 0.0093168 | 0.010078 | 0.010904 | 0.0118 | 0.012772 | 0.013827 | 0.014972 | 0.016215 | 0.017564 | 0.019028 | 0.019768 | 0.019768 | 0.019768 | 0.55008 | 0.55642 | 0.56642 | 0.575 | 0.57992 | 0.58575 | 0.59633 | 0.60733 | 0.613 | 0.613 | 0.613 | 0.613 | 0.613 | 0.613 | 0.613 | 0.613 | 0.613 | 0.613 | 0.613 | 0.613 | 3765.5329 | 11434.3802 | 0.0006456 | 58584.9308 | 33195.5259 | 213.3819 | 656.2513 | 15199.9131 | 869.6332 | 14330.2799 | -18865.246 | FALSE
| 60735868 | CMN005 | CMN | 22KV | 904.82 | 0 | 38419.8192 | 100% | Three phase | 97.13 | 0.0048316 | 0.0052846 | 0.0057825 | 0.0063302 | 0.0069326 | 0.0075954 | 0.0083248 | 0.0091277 | 0.010012 | 0.010985 | 0.012057 | 0.013239 | 0.01454 | 0.015975 | 0.017556 | 0.019299 | 0.021221 | 0.02334 | 0.025678 | 0.028257 | 9.401 | 9.434 | 9.488 | 9.527 | 9.544 | 9.577 | 9.624 | 9.684 | 9.72 | 9.72 | 9.72 | 9.72 | 9.72 | 9.72 | 9.72 | 9.72 | 9.72 | 9.72 | 9.72 | 9.72 | 64540.9138 | 18314.698 | 0.00096849 | 87885.1666 | 49797.6917 | 5179.4623 | 1476.8265 | 82855.6118 | 6656.2889 | 76199.3229 | 26401.6312 | TRUE
| 60735903 | CHA005 | CHA | 22KV | 596.2 | 6 | 48008.7507 | 14.29% | Three phase | 97.13 | 0.0053397 | 0.0057941 | 0.0062889 | 0.006828 | 0.0074153 | 0.0080552 | 0.0087526 | 0.0095128 | 0.010341 | 0.011245 | 0.01223 | 0.013305 | 0.014477 | 0.015755 | 0.01715 | 0.018671 | 0.01954 | 0.01954 | 0.01954 | 0.01954 | 0.69471 | 0.69514 | 0.70314 | 0.70886 | 0.70657 | 0.70714 | 0.72 | 0.73614 | 0.73286 | 0.73286 | 0.73286 | 0.73286 | 0.73286 | 0.73286 | 0.73286 | 0.73286 | 0.73286 | 0.73286 | 0.73286 | 0.73286 | 5788.015 | 11538.8757 | 0.00063815 | 57908.906 | 32812.4752 | 319.3279 | 641.1934 | 17326.8907 | 960.5213 | 16366.3694 | -16446.1058 | FALSE
| 60735966 | CHA005 | CHA | 22KV | 1314.38 | 6 | 48008.7507 | 14.29% | Three phase | 97.13 | 0.011772 | 0.012774 | 0.013865 | 0.015053 | 0.016348 | 0.017758 | 0.019296 | 0.020972 | 0.022799 | 0.024791 | 0.026963 | 0.029331 | 0.031915 | 0.034733 | 0.037808 | 0.041163 | 0.043078 | 0.043078 | 0.043078 | 0.043078 | 0.69471 | 0.69514 | 0.70314 | 0.70886 | 0.70657 | 0.70714 | 0.72 | 0.73614 | 0.73286 | 0.73286 | 0.73286 | 0.73286 | 0.73286 | 0.73286 | 0.73286 | 0.73286 | 0.73286 | 0.73286 | 0.73286 | 0.73286 | 12760.2333 | 56081.7343 | 0.0014069 | 127665.7294 | 72338.2441 | 703.9889 | 3116.3554 | 68841.9677 | 3820.3444 | 65021.6233 | -7316.6208 | FALSE
| 60735967 | CHA005 | CHA | 22KV | 2268.14 | 6 | 48008.7507 | 14.29% | Three phase | 97.13 | 0.020314 | 0.022043 | 0.023925 | 0.025976 | 0.02821 | 0.030645 | 0.033298 | 0.03619 | 0.039342 | 0.042779 | 0.046527 | 0.050615 | 0.055073 | 0.059937 | 0.065243 | 0.071032 | 0.074338 | 0.074338 | 0.074338 | 0.074338 | 0.69471 | 0.69514 | 0.70314 | 0.70886 | 0.70657 | 0.70714 | 0.72 | 0.73614 | 0.73286 | 0.73286 | 0.73286 | 0.73286 | 0.73286 | 0.73286 | 0.73286 | 0.73286 | 0.73286 | 0.73286 | 0.73286 | 0.73286 | 22019.5039 | 167001.0751 | 0.0024277 | 220304.4382 | 124829.3986 | 1214.8278 | 9279.9325 | 189020.5791 | 10494.7603 | 178525.8187 | 53696.4201 | TRUE
| 60735970 | CHA006 | CHA | 22KV | 256.45 | 30 | 48008.7507 | 3.226% | Single phase | 44.74 | 0.0017025 | 0.0018312 | 0.0019701 | 0.0021202 | 0.0022822 | 0.0024573 | 0.0026464 | 0.0028507 | 0.0030715 | 0.0033102 | 0.0035681 | 0.0038469 | 0.0041484 | 0.0044744 | 0.0048269 | 0.0052082 | 0.0056206 | 0.0060667 | 0.0065494 | 0.0070716 | 0.22558 | 0.22813 | 0.23242 | 0.2351 | 0.2351 | 0.23606 | 0.24058 | 0.24584 | 0.24519 | 0.24519 | 0.24519 | 0.24519 | 0.24519 | 0.24519 | 0.24519 | 0.24519 | 0.24519 | 0.24519 | 0.24519 | 0.24519 | 584.2726 | 691.8769 | 0.0002745 | 11473.573 | 6501.1819 | 45.7243 | 54.6453 | 1276.1495 | 100.3697 | 1175.7798 | -5325.4021 | FALSE
| 60736194 | EHK033 | EHK | 22KV | 41.51 | 0 | 45714.8889 | 100% | Three phase | 97.13 | 0.00049368 | 0.00052698 | 0.00056262 | 0.00060077 | 0.0006416 | 0.00068531 | 0.00073211 | 0.00078221 | 0.00083587 | 0.00089333 | 0.00095487 | 0.0010208 | 0.0010914 | 0.001167 | 0.001248 | 0.0013348 | 0.0013605 | 0.0013605 | 0.0013605 | 0.0013605 | 13.275 | 13.65 | 14.054 | 14.449 | 14.788 | 15.134 | 15.607 | 16.132 | 16.537 | 16.537 | 16.537 | 16.537 | 16.537 | 16.537 | 16.537 | 16.537 | 16.537 | 16.537 | 16.537 | 16.537 | 9371.5621 | 62.3082 | 4.4431e-05 | 4031.8663 | 2284.5452 | 457.649 | 3.1082 | 9433.8703 | 460.7573 | 8973.113 | 6688.5678 | TRUE
| 60736195 | EHK033 | EHK | 22KV | 425.98 | 0 | 45714.8889 | 100% | Three phase | 97.13 | 0.0050662 | 0.005408 | 0.0057737 | 0.0061651 | 0.0065841 | 0.0070327 | 0.007513 | 0.0080272 | 0.0085778 | 0.0091674 | 0.0097989 | 0.010475 | 0.0112 | 0.011976 | 0.012807 | 0.013698 | 0.013961 | 0.013961 | 0.013961 | 0.013961 | 13.275 | 13.65 | 14.054 | 14.449 | 14.788 | 15.134 | 15.607 | 16.132 | 16.537 | 16.537 | 16.537 | 16.537 | 16.537 | 16.537 | 16.537 | 16.537 | 16.537 | 16.537 | 16.537 | 16.537 | 96171.9589 | 6561.7281 | 0.00045595 | 41375.4374 | 23444.2438 | 4696.4428 | 327.3283 | 102733.6871 | 5023.7711 | 97709.916 | 74265.6722 | TRUE
| 60736197 | EHK033 | EHK | 22KV | 77.09 | 0 | 45714.8889 | 100% | Three phase | 97.13 | 0.00091684 | 0.00097868 | 0.0010449 | 0.0011157 | 0.0011915 | 0.0012727 | 0.0013596 | 0.0014527 | 0.0015523 | 0.001659 | 0.0017733 | 0.0018957 | 0.0020268 | 0.0021673 | 0.0023178 | 0.002479 | 0.0025266 | 0.0025266 | 0.0025266 | 0.0025266 | 13.275 | 13.65 | 14.054 | 14.449 | 14.788 | 15.134 | 15.607 | 16.132 | 16.537 | 16.537 | 16.537 | 16.537 | 16.537 | 16.537 | 16.537 | 16.537 | 16.537 | 16.537 | 16.537 | 16.537 | 17404.3296 | 214.8997 | 8.2515e-05 | 7487.7517 | 4242.7268 | 849.9197 | 10.7202 | 17619.2293 | 860.6398 | 16758.5895 | 12515.8627 | TRUE
| 60736225 | EHK022 | EHK | 22KV | 554.48 | 0 | 45714.8889 | 100% | Three phase | 97.13 | 0.0030275 | 0.0033126 | 0.0036262 | 0.0039712 | 0.0043508 | 0.0047686 | 0.0052286 | 0.0057351 | 0.006293 | 0.0069075 | 0.0075847 | 0.0083309 | 0.0091534 | 0.01006 | 0.01106 | 0.012163 | 0.013379 | 0.014721 | 0.016201 | 0.017835 | 5.468 | 5.464 | 5.477 | 5.49 | 5.497 | 5.503 | 5.556 | 5.602 | 5.615 | 5.615 | 5.615 | 5.615 | 5.615 | 5.615 | 5.615 | 5.615 | 5.615 | 5.615 | 5.615 | 5.615 | 27918.3923 | 7063.6658 | 0.0005935 | 53856.6424 | 30516.3724 | 2181.6794 | 554.5962 | 34982.0581 | 2736.2756 | 32245.7825 | 1729.4101 | TRUE
| 60736231 | EHK024 | EHK | 22KV | 60.39 | 20 | 45714.8889 | 4.762% | Three phase | 97.13 | 0.00032974 | 0.00036079 | 0.00039494 | 0.00043251 | 0.00047386 | 0.00051936 | 0.00056946 | 0.00062463 | 0.00068539 | 0.00075232 | 0.00082607 | 0.00090734 | 0.00099692 | 0.0010957 | 0.0012046 | 0.0013247 | 0.0014572 | 0.0016033 | 0.0017645 | 0.0019425 | 0.41195 | 0.41748 | 0.42552 | 0.432 | 0.43438 | 0.438 | 0.4459 | 0.45538 | 0.45805 | 0.45805 | 0.45805 | 0.45805 | 0.45805 | 0.45805 | 0.45805 | 0.45805 | 0.45805 | 0.45805 | 0.45805 | 0.45805 | 245.804 | 83.7893 | 6.4639e-05 | 5865.6807 | 3323.6253 | 19.0227 | 6.5786 | 329.5933 | 25.6013 | 303.9919 | -3019.6333 | FALSE
| 60736237 | EHK024 | EHK | 22KV | 1372.68 | 20 | 45714.8889 | 4.762% | Covered | 390 | 0.013202 | 0.014181 | 0.015236 | 0.016373 | 0.017598 | 0.018918 | 0.020342 | 0.021877 | 0.023532 | 0.025317 | 0.027241 | 0.029318 | 0.031557 | 0.033973 | 0.03658 | 0.039393 | 0.042429 | 0.044989 | 0.044989 | 0.044989 | 0.41195 | 0.41748 | 0.42552 | 0.432 | 0.43438 | 0.438 | 0.4459 | 0.45538 | 0.45805 | 0.45805 | 0.45805 | 0.45805 | 0.45805 | 0.45805 | 0.45805 | 0.45805 | 0.45805 | 0.45805 | 0.45805 | 0.45805 | 7743.0948 | 241607.6085 | 0.0014693 | 535345.2 | 303338.507 | 432.3908 | 13647.5575 | 249350.7034 | 14079.9483 | 235270.7551 | -68067.7519 | FALSE
| 60736602 | BET001 | BETS | 22KV | 310.77 | 4 | 39529.3474 | 20% | Covered | 390 | 0.0024363 | 0.0026207 | 0.0028198 | 0.0030347 | 0.0032668 | 0.0035174 | 0.0037881 | 0.0040805 | 0.0043965 | 0.0047378 | 0.0051067 | 0.0055053 | 0.0059362 | 0.006402 | 0.0069055 | 0.00745 | 0.0080387 | 0.0086753 | 0.0093639 | 0.010109 | 2.7412 | 2.7682 | 2.8068 | 2.838 | 2.8592 | 2.8798 | 2.9204 | 2.9668 | 2.995 | 2.995 | 2.995 | 2.995 | 2.995 | 2.995 | 2.995 | 2.995 | 2.995 | 2.995 | 2.995 | 2.995 | 8388.9887 | 10456.8285 | 0.00033264 | 121200.3 | 68674.7879 | 555.3438 | 699.5109 | 18845.8173 | 1254.8547 | 17590.9625 | -51083.8253 | FALSE
| 60737375 | MRO005 | MRO | 22KV | 179.12 | 21 | 40985.6902 | 4.545% | Covered | 390 | 0.0015268 | 0.0016424 | 0.0017672 | 0.001902 | 0.0020474 | 0.0022045 | 0.0023742 | 0.0025574 | 0.0027554 | 0.0029692 | 0.0032003 | 0.00345 | 0.0037198 | 0.0040115 | 0.0043267 | 0.0046676 | 0.005036 | 0.0054344 | 0.0058652 | 0.0058706 | 0.24573 | 0.24677 | 0.24827 | 0.24932 | 0.24932 | 0.24945 | 0.2505 | 0.25218 | 0.25218 | 0.25218 | 0.25218 | 0.25218 | 0.25218 | 0.25218 | 0.25218 | 0.25218 | 0.25218 | 0.25218 | 0.25218 | 0.25218 | 461.4638 | 3756.7917 | 0.00019172 | 69856.8 | 39582.4179 | 28.4664 | 232.3831 | 4218.2555 | 260.8495 | 3957.406 | -35625.0119 | FALSE
| 60739399 | CME016 | CME | 22KV | 154.86 | 10 | 46875.2879 | 9.091% | Three phase | 97.13 | 0.0018507 | 0.0019911 | 0.0021427 | 0.0023062 | 0.0024827 | 0.0026731 | 0.0028788 | 0.0031008 | 0.0033405 | 0.0035994 | 0.0038789 | 0.0041808 | 0.004507 | 0.0048593 | 0.0050755 | 0.0050755 | 0.0050755 | 0.0050755 | 0.0050755 | 0.0050755 | 0.765 | 0.77527 | 0.79018 | 0.80255 | 0.80891 | 0.81618 | 0.83255 | 0.85182 | 0.859 | 0.859 | 0.859 | 0.859 | 0.859 | 0.859 | 0.859 | 0.859 | 0.859 | 0.859 | 0.859 | 0.859 | 1987.0276 | 908.7773 | 0.00016576 | 15041.5518 | 8522.8781 | 93.4729 | 43.2597 | 2895.8048 | 136.7326 | 2759.0723 | -5763.8058 | FALSE
| 60739603 | CTN003 | CTN | 22KV | 14401.09 | 29 | 45198.6405 | 3.333% | Three phase | 97.13 | 0.13538 | 0.14629 | 0.15812 | 0.17095 | 0.18486 | 0.19996 | 0.21634 | 0.23411 | 0.2534 | 0.27433 | 0.29705 | 0.32172 | 0.3485 | 0.37758 | 0.40916 | 0.44346 | 0.47199 | 0.47199 | 0.47199 | 0.47199 | 0.0698 | 0.0699 | 0.0708 | 0.071133 | 0.0708 | 0.0708 | 0.071233 | 0.072233 | 0.0719 | 0.0719 | 0.0719 | 0.0719 | 0.0719 | 0.0719 | 0.0719 | 0.0719 | 0.0719 | 0.0719 | 0.0719 | 0.0719 | 13094.7983 | 6792597.3176 | 0.015414 | 1398777.8717 | 792578.6787 | 718.8817 | 374106.9976 | 6805692.1159 | 374825.8792 | 6430866.2366 | 5638287.5579 | TRUE
| 60739607 | CTN003 | CTN | 22KV | 23 | 29 | 45198.6405 | 3.333% | Three phase | 97.13 | 0.00021524 | 0.00023206 | 0.00025026 | 0.00026995 | 0.00029125 | 0.0003143 | 0.00033926 | 0.00036627 | 0.00039551 | 0.00042717 | 0.00046146 | 0.00049859 | 0.00053881 | 0.00058237 | 0.00062956 | 0.0006807 | 0.0007361 | 0.00075382 | 0.00075382 | 0.00075382 | 0.0698 | 0.0699 | 0.0708 | 0.071133 | 0.0708 | 0.0708 | 0.071233 | 0.072233 | 0.0719 | 0.0719 | 0.0719 | 0.0719 | 0.0719 | 0.0719 | 0.0719 | 0.0719 | 0.0719 | 0.0719 | 0.0719 | 0.0719 | 20.5081 | 16.9908 | 2.4618e-05 | 2233.99 | 1265.8285 | 1.1481 | 0.95425 | 37.4988 | 2.1024 | 35.3965 | -1230.432 | FALSE
| 60739675 | CTN003 | CTN | 22KV | 9269.79 | 29 | 45198.6405 | 3.333% | Three phase | 97.13 | 0.08852 | 0.096394 | 0.105 | 0.11441 | 0.1247 | 0.13595 | 0.14826 | 0.16172 | 0.17645 | 0.19257 | 0.21021 | 0.22952 | 0.25066 | 0.2738 | 0.29915 | 0.30382 | 0.30382 | 0.30382 | 0.30382 | 0.30382 | 0.0698 | 0.0699 | 0.0708 | 0.071133 | 0.0708 | 0.0708 | 0.071233 | 0.072233 | 0.0719 | 0.0719 | 0.0719 | 0.0719 | 0.0719 | 0.0719 | 0.0719 | 0.0719 | 0.0719 | 0.0719 | 0.0719 | 0.0719 | 8933.7148 | 2982622.7415 | 0.0099221 | 900374.7027 | 510172.3488 | 462.7346 | 155004.7096 | 2991556.4563 | 155467.4442 | 2836089.0121 | 2325916.6633 | TRUE
| 60739714 | BET001 | BETS | 22KV | 699.78 | 4 | 39529.3474 | 20% | Three phase | 97.13 | 0.0065782 | 0.0071084 | 0.0076832 | 0.0083067 | 0.0089829 | 0.0097165 | 0.010512 | 0.011376 | 0.012313 | 0.01333 | 0.014434 | 0.015633 | 0.016934 | 0.018347 | 0.019882 | 0.021549 | 0.022935 | 0.022935 | 0.022935 | 0.022935 | 2.7412 | 2.7682 | 2.8068 | 2.838 | 2.8592 | 2.8798 | 2.9204 | 2.9668 | 2.995 | 2.995 | 2.995 | 2.995 | 2.995 | 2.995 | 2.995 | 2.995 | 2.995 | 2.995 | 2.995 | 2.995 | 22944.2405 | 16038.6641 | 0.00074902 | 67969.6314 | 38513.1061 | 1250.502 | 883.3405 | 38982.9046 | 2133.8425 | 36849.0621 | -1664.044 | FALSE
| 60739726 | BET001 | BETS | 22KV | 75.67 | 4 | 39529.3474 | 20% | Covered | 390 | 0.00059322 | 0.00063812 | 0.00068659 | 0.00073893 | 0.00079544 | 0.00085646 | 0.00092238 | 0.00099358 | 0.0010705 | 0.0011536 | 0.0012434 | 0.0013405 | 0.0014454 | 0.0015588 | 0.0016814 | 0.001814 | 0.0019574 | 0.0021124 | 0.00228 | 0.0024614 | 2.7412 | 2.7682 | 2.8068 | 2.838 | 2.8592 | 2.8798 | 2.9204 | 2.9668 | 2.995 | 2.995 | 2.995 | 2.995 | 2.995 | 2.995 | 2.995 | 2.995 | 2.995 | 2.995 | 2.995 | 2.995 | 2042.6514 | 619.968 | 8.0995e-05 | 29511.3 | 16721.7595 | 135.2218 | 41.4728 | 2662.6194 | 176.6946 | 2485.9248 | -14235.8347 | FALSE
| 60739727 | BET001 | BETS | 22KV | 208.75 | 4 | 39529.3474 | 20% | Covered | 390 | 0.001938 | 0.002104 | 0.0022848 | 0.0024819 | 0.0026967 | 0.0029309 | 0.0031862 | 0.0034646 | 0.0037683 | 0.0040996 | 0.0044609 | 0.0048552 | 0.0052855 | 0.005755 | 0.0062675 | 0.006827 | 0.0068417 | 0.0068417 | 0.0068417 | 0.0068417 | 2.7412 | 2.7682 | 2.8068 | 2.838 | 2.8592 | 2.8798 | 2.9204 | 2.9668 | 2.995 | 2.995 | 2.995 | 2.995 | 2.995 | 2.995 | 2.995 | 2.995 | 2.995 | 2.995 | 2.995 | 2.995 | 6993.4583 | 5853.6583 | 0.00022344 | 81412.5 | 46130.1347 | 373.0348 | 315.6235 | 12847.1167 | 688.6583 | 12158.4584 | -33971.6763 | FALSE
| 60739739 | BET001 | BETS | 22KV | 898.91 | 4 | 39529.3474 | 20% | Three phase | 97.13 | 0.0083674 | 0.0090961 | 0.0098913 | 0.010759 | 0.011706 | 0.01274 | 0.013869 | 0.015102 | 0.016449 | 0.01792 | 0.019527 | 0.021282 | 0.023201 | 0.025298 | 0.027591 | 0.029462 | 0.029462 | 0.029462 | 0.029462 | 0.029462 | 2.7412 | 2.7682 | 2.8068 | 2.838 | 2.8592 | 2.8798 | 2.9204 | 2.9668 | 2.995 | 2.995 | 2.995 | 2.995 | 2.995 | 2.995 | 2.995 | 2.995 | 2.995 | 2.995 | 2.995 | 2.995 | 30402.6349 | 27290.0693 | 0.00096216 | 87311.1283 | 49472.4288 | 1606.3459 | 1457.5972 | 57692.7042 | 3063.9431 | 54628.7611 | 5156.3323 | TRUE
| 60739770 | BET002 | BETS | 22KV | 361.03 | 2 | 39529.3474 | 33.33% | Three phase | 97.13 | 0.0019457 | 0.0020807 | 0.0022256 | 0.0023811 | 0.0025482 | 0.0027276 | 0.0029204 | 0.0031274 | 0.0033498 | 0.0035889 | 0.0038457 | 0.0041218 | 0.0044185 | 0.0047376 | 0.0050806 | 0.0054494 | 0.0058459 | 0.0062725 | 0.0067312 | 0.0072247 | 2.135 | 2.1527 | 2.1837 | 2.2057 | 2.22 | 2.238 | 2.2723 | 2.3157 | 2.3427 | 2.3427 | 2.3427 | 2.3427 | 2.3427 | 2.3427 | 2.3427 | 2.3427 | 2.3427 | 2.3427 | 2.3427 | 2.3427 | 4909.0774 | 2268.8143 | 0.00038643 | 35066.8439 | 19869.6543 | 503.3563 | 235.1211 | 7177.8917 | 738.4775 | 6439.4143 | -13430.2401 | FALSE
| 60739773 | BET002 | BETS | 22KV | 27.6 | 2 | 39529.3474 | 33.33% | Three phase | 97.13 | 0.00025623 | 0.00027818 | 0.00030209 | 0.00032814 | 0.00035654 | 0.00038751 | 0.00042127 | 0.00045808 | 0.00049823 | 0.00054202 | 0.0005898 | 0.00064193 | 0.00069882 | 0.0007609 | 0.00082866 | 0.00090263 | 0.00090458 | 0.00090458 | 0.00090458 | 0.00090458 | 2.135 | 2.1527 | 2.1837 | 2.2057 | 2.22 | 2.238 | 2.2723 | 2.3157 | 2.3427 | 2.3427 | 2.3427 | 2.3427 | 2.3427 | 2.3427 | 2.3427 | 2.3427 | 2.3427 | 2.3427 | 2.3427 | 2.3427 | 722.1228 | 25.4848 | 2.9542e-05 | 2680.788 | 1518.9942 | 38.4806 | 1.3741 | 747.6077 | 39.8547 | 707.753 | -811.2412 | FALSE
| 60739782 | BET002 | BETS | 22KV | 112.35 | 2 | 39529.3474 | 33.33% | Three phase | 97.13 | 0.001043 | 0.0011324 | 0.0012297 | 0.0013358 | 0.0014514 | 0.0015774 | 0.0017148 | 0.0018647 | 0.0020281 | 0.0022064 | 0.0024009 | 0.0026131 | 0.0028446 | 0.0030974 | 0.0033732 | 0.0036743 | 0.0036822 | 0.0036822 | 0.0036822 | 0.0036822 | 2.135 | 2.1527 | 2.1837 | 2.2057 | 2.22 | 2.238 | 2.2723 | 2.3157 | 2.3427 | 2.3427 | 2.3427 | 2.3427 | 2.3427 | 2.3427 | 2.3427 | 2.3427 | 2.3427 | 2.3427 | 2.3427 | 2.3427 | 2939.5109 | 422.2886 | 0.00012026 | 10912.5555 | 6183.2969 | 156.6409 | 22.7694 | 3361.7995 | 179.4103 | 3182.3892 | -3000.9077 | FALSE
| 60739802 | BET002 | BETS | 22KV | 437.43 | 2 | 39529.3474 | 33.33% | Three phase | 97.13 | 0.0051943 | 0.0055404 | 0.0059104 | 0.0063061 | 0.0067294 | 0.0071821 | 0.0076665 | 0.0081846 | 0.008739 | 0.0093322 | 0.0099669 | 0.010646 | 0.011373 | 0.012151 | 0.012984 | 0.013876 | 0.014337 | 0.014337 | 0.014337 | 0.014337 | 2.135 | 2.1527 | 2.1837 | 2.2057 | 2.22 | 2.238 | 2.2723 | 2.3157 | 2.3427 | 2.3427 | 2.3427 | 2.3427 | 2.3427 | 2.3427 | 2.3427 | 2.3427 | 2.3427 | 2.3427 | 2.3427 | 2.3427 | 12267.199 | 6876.2585 | 0.00046821 | 42487.5759 | 24074.4063 | 609.8749 | 345.1614 | 19143.4575 | 955.0363 | 18188.4212 | -5885.9851 | FALSE
| 60739804 | BET002 | BETS | 22KV | 194.19 | 2 | 39529.3474 | 33.33% | Three phase | 97.13 | 0.0023059 | 0.0024596 | 0.0026238 | 0.0027995 | 0.0029874 | 0.0031884 | 0.0034034 | 0.0036334 | 0.0038795 | 0.0041429 | 0.0044247 | 0.0047262 | 0.005049 | 0.0053945 | 0.0057642 | 0.0061601 | 0.0063645 | 0.0063645 | 0.0063645 | 0.0063645 | 2.135 | 2.1527 | 2.1837 | 2.2057 | 2.22 | 2.238 | 2.2723 | 2.3157 | 2.3427 | 2.3427 | 2.3427 | 2.3427 | 2.3427 | 2.3427 | 2.3427 | 2.3427 | 2.3427 | 2.3427 | 2.3427 | 2.3427 | 5445.8253 | 1355.1544 | 0.00020785 | 18861.6747 | 10687.4447 | 270.7442 | 68.0235 | 6800.9798 | 338.7676 | 6462.2121 | -4225.2326 | FALSE
| 60739900 | BET001 | BETS | 22KV | 73.15 | 4 | 39529.3474 | 20% | Covered | 390 | 0.00057346 | 0.00061687 | 0.00066373 | 0.00071432 | 0.00076895 | 0.00082794 | 0.00089166 | 0.00096049 | 0.0010349 | 0.0011152 | 0.001202 | 0.0012959 | 0.0013973 | 0.0015069 | 0.0016254 | 0.0017536 | 0.0018922 | 0.002042 | 0.0022041 | 0.0023794 | 2.7412 | 2.7682 | 2.8068 | 2.838 | 2.8592 | 2.8798 | 2.9204 | 2.9668 | 2.995 | 2.995 | 2.995 | 2.995 | 2.995 | 2.995 | 2.995 | 2.995 | 2.995 | 2.995 | 2.995 | 2.995 | 1974.626 | 579.3626 | 7.8297e-05 | 28528.5 | 16164.8831 | 130.7185 | 38.7565 | 2553.9886 | 169.4751 | 2384.5136 | -13780.3696 | FALSE
| 60739972 | CHA003 | CHA | 22KV | 498.49 | 3 | 48008.7507 | 25% | Three phase | 97.13 | 0.0037404 | 0.0040389 | 0.0043624 | 0.0047131 | 0.0050933 | 0.0055057 | 0.0059529 | 0.006438 | 0.0069642 | 0.0075352 | 0.0081548 | 0.0088273 | 0.0095572 | 0.01035 | 0.01121 | 0.012144 | 0.013158 | 0.01426 | 0.015456 | 0.016338 | 0.87 | 0.8675 | 0.87 | 0.8675 | 0.86175 | 0.85675 | 0.8585 | 0.86175 | 0.856 | 0.856 | 0.856 | 0.856 | 0.856 | 0.856 | 0.856 | 0.856 | 0.856 | 0.856 | 0.856 | 0.856 | 4741.3904 | 6685.2787 | 0.00053357 | 48418.3337 | 27434.9057 | 318.5747 | 448.2476 | 11426.6691 | 766.8223 | 10659.8467 | -16775.0589 | FALSE
| 60739973 | CHA006 | CHA | 22KV | 57 | 30 | 48008.7507 | 3.226% | Three phase | 97.13 | 0.00032002 | 0.00035157 | 0.00038642 | 0.00042491 | 0.00046745 | 0.00051447 | 0.00056646 | 0.00062395 | 0.00068754 | 0.00075789 | 0.00083574 | 0.00092191 | 0.0010173 | 0.0011229 | 0.0012399 | 0.0013695 | 0.001513 | 0.0016721 | 0.0018483 | 0.0018682 | 0.22558 | 0.22813 | 0.23242 | 0.2351 | 0.2351 | 0.23606 | 0.24058 | 0.24584 | 0.24519 | 0.24519 | 0.24519 | 0.24519 | 0.24519 | 0.24519 | 0.24519 | 0.24519 | 0.24519 | 0.24519 | 0.24519 | 0.24519 | 140.2274 | 79.9534 | 6.1011e-05 | 5536.41 | 3137.0531 | 10.1629 | 5.8608 | 220.1808 | 16.0237 | 204.1571 | -2932.896 | FALSE
| 60739975 | CHA006 | CHA | 22KV | 9209.09 | 30 | 48008.7507 | 3.226% | Three phase | 97.13 | 0.085817 | 0.092327 | 0.099352 | 0.10694 | 0.11513 | 0.12397 | 0.13352 | 0.14383 | 0.15497 | 0.167 | 0.18 | 0.19405 | 0.20923 | 0.22564 | 0.24337 | 0.26254 | 0.28326 | 0.30183 | 0.30183 | 0.30183 | 0.22558 | 0.22813 | 0.23242 | 0.2351 | 0.2351 | 0.23606 | 0.24058 | 0.24584 | 0.24519 | 0.24519 | 0.24519 | 0.24519 | 0.24519 | 0.24519 | 0.24519 | 0.24519 | 0.24519 | 0.24519 | 0.24519 | 0.24519 | 28932.5191 | 2671584.8911 | 0.0098571 | 894478.9117 | 506831.6624 | 1641.9558 | 152981.367 | 2700517.4102 | 154623.3228 | 2545894.0874 | 2039062.4251 | TRUE
| 60740008 | CHA006 | CHA | 22KV | 109.46 | 30 | 48008.7507 | 3.226% | Three phase | 97.13 | 0.00061455 | 0.00067514 | 0.00074206 | 0.00081598 | 0.00089767 | 0.00098797 | 0.0010878 | 0.0011982 | 0.0013203 | 0.0014554 | 0.0016049 | 0.0017704 | 0.0019536 | 0.0021564 | 0.002381 | 0.0026299 | 0.0029055 | 0.0032109 | 0.0035494 | 0.0035875 | 0.22558 | 0.22813 | 0.23242 | 0.2351 | 0.2351 | 0.23606 | 0.24058 | 0.24584 | 0.24519 | 0.24519 | 0.24519 | 0.24519 | 0.24519 | 0.24519 | 0.24519 | 0.24519 | 0.24519 | 0.24519 | 0.24519 | 0.24519 | 269.2857 | 294.8481 | 0.00011716 | 10631.8498 | 6024.2428 | 19.5164 | 21.613 | 564.1339 | 41.1295 | 523.0044 | -5501.2384 | FALSE
| 60740039 | CHA006 | CHA | 22KV | 275.71 | 30 | 48008.7507 | 3.226% | Three phase | 97.13 | 0.0025531 | 0.0027681 | 0.0030021 | 0.0032568 | 0.003534 | 0.0038358 | 0.0041645 | 0.0045223 | 0.0049121 | 0.0053366 | 0.0057991 | 0.0063031 | 0.0068523 | 0.0074508 | 0.0081031 | 0.0088142 | 0.0090363 | 0.0090363 | 0.0090363 | 0.0090363 | 0.22558 | 0.22813 | 0.23242 | 0.2351 | 0.2351 | 0.23606 | 0.24058 | 0.24584 | 0.24519 | 0.24519 | 0.24519 | 0.24519 | 0.24519 | 0.24519 | 0.24519 | 0.24519 | 0.24519 | 0.24519 | 0.24519 | 0.24519 | 910.7543 | 2516.6164 | 0.00029511 | 26779.7123 | 15173.9811 | 49.1583 | 137.1229 | 3427.3707 | 186.2813 | 3241.0894 | -11932.8917 | FALSE
| 60740106 | BET002 | BETS | 22KV | 574.54 | 2 | 39529.3474 | 33.33% | Three phase | 97.13 | 0.0068225 | 0.007277 | 0.007763 | 0.0082828 | 0.0088387 | 0.0094333 | 0.010069 | 0.01075 | 0.011478 | 0.012257 | 0.013091 | 0.013983 | 0.014938 | 0.01596 | 0.017054 | 0.018226 | 0.01883 | 0.01883 | 0.01883 | 0.01883 | 2.135 | 2.1527 | 2.1837 | 2.2057 | 2.22 | 2.238 | 2.2723 | 2.3157 | 2.3427 | 2.3427 | 2.3427 | 2.3427 | 2.3427 | 2.3427 | 2.3427 | 2.3427 | 2.3427 | 2.3427 | 2.3427 | 2.3427 | 16112.2843 | 11862.4831 | 0.00061497 | 55805.0702 | 31620.395 | 801.0368 | 595.4505 | 27974.7674 | 1396.4873 | 26578.2801 | -5042.1149 | FALSE
| 60744159 | BET001 | BETS | 22KV | 2515.14 | 4 | 39529.3474 | 20% | Three phase | 97.13 | 0.023133 | 0.024724 | 0.026429 | 0.028257 | 0.030217 | 0.032319 | 0.034573 | 0.03699 | 0.039583 | 0.042364 | 0.045348 | 0.04855 | 0.051986 | 0.055672 | 0.059629 | 0.063875 | 0.068433 | 0.073326 | 0.078579 | 0.082433 | 2.7412 | 2.7682 | 2.8068 | 2.838 | 2.8592 | 2.8798 | 2.9204 | 2.9668 | 2.995 | 2.995 | 2.995 | 2.995 | 2.995 | 2.995 | 2.995 | 2.995 | 2.995 | 2.995 | 2.995 | 2.995 | 73903.6306 | 185842.1286 | 0.0026921 | 244295.5482 | 138423.2956 | 4494.5375 | 11411.1504 | 259745.7591 | 15905.688 | 243840.0712 | 105416.7756 | TRUE
| 60744162 | BET001 | BETS | 22KV | 658.79 | 4 | 39529.3474 | 20% | Three phase | 97.13 | 0.0060592 | 0.0064759 | 0.0069225 | 0.0074013 | 0.0079147 | 0.0084652 | 0.0090556 | 0.0096888 | 0.010368 | 0.011097 | 0.011878 | 0.012717 | 0.013617 | 0.014582 | 0.015619 | 0.016731 | 0.017925 | 0.019206 | 0.020582 | 0.021592 | 2.7412 | 2.7682 | 2.8068 | 2.838 | 2.8592 | 2.8798 | 2.9204 | 2.9668 | 2.995 | 2.995 | 2.995 | 2.995 | 2.995 | 2.995 | 2.995 | 2.995 | 2.995 | 2.995 | 2.995 | 2.995 | 19357.5597 | 12750.1073 | 0.00070515 | 63988.2727 | 36257.1797 | 1177.2531 | 782.887 | 32107.667 | 1960.1401 | 30147.5269 | -6109.6528 | FALSE
| 60744885 | CTN002 | CTN | 22KV | 23.84 | 14 | 45198.6405 | 6.667% | Single phase | 44.74 | 0.0002231 | 0.00024054 | 0.0002594 | 0.0002798 | 0.00030189 | 0.00032578 | 0.00035165 | 0.00037964 | 0.00040995 | 0.00044277 | 0.00047831 | 0.0005168 | 0.00055848 | 0.00060364 | 0.00065256 | 0.00070556 | 0.00076298 | 0.00078135 | 0.00078135 | 0.00078135 | 0.17313 | 0.17293 | 0.17427 | 0.17493 | 0.17427 | 0.1738 | 0.17513 | 0.17713 | 0.17693 | 0.17693 | 0.17693 | 0.17693 | 0.17693 | 0.17693 | 0.17693 | 0.17693 | 0.17693 | 0.17693 | 0.17693 | 0.17693 | 52.3172 | 8.4084 | 2.5518e-05 | 1066.6016 | 604.3602 | 2.9299 | 0.47224 | 60.7255 | 3.4022 | 57.3234 | -547.0368 | FALSE
| 60744892 | CTN002 | CTN | 22KV | 281.64 | 14 | 45198.6405 | 6.667% | Three phase | 97.13 | 0.0026245 | 0.0028236 | 0.0030385 | 0.0032704 | 0.0035209 | 0.0037913 | 0.0040833 | 0.0043987 | 0.0047393 | 0.0051074 | 0.005505 | 0.0059346 | 0.0063989 | 0.0069006 | 0.0074429 | 0.0080292 | 0.0086629 | 0.0092307 | 0.0092307 | 0.0092307 | 0.17313 | 0.17293 | 0.17427 | 0.17493 | 0.17427 | 0.1738 | 0.17513 | 0.17713 | 0.17693 | 0.17693 | 0.17693 | 0.17693 | 0.17693 | 0.17693 | 0.17693 | 0.17693 | 0.17693 | 0.17693 | 0.17693 | 0.17693 | 606.169 | 2498.7581 | 0.00030146 | 27355.6932 | 15500.3447 | 34.6137 | 143.0849 | 3104.9271 | 177.6986 | 2927.2285 | -12573.1162 | FALSE
| 60744893 | CTN002 | CTN | 22KV | 526.38 | 14 | 45198.6405 | 6.667% | Covered | 390 | 0.0034944 | 0.0037586 | 0.0040438 | 0.0043518 | 0.0046844 | 0.0050437 | 0.0054319 | 0.0058513 | 0.0063045 | 0.0067943 | 0.0073238 | 0.0078961 | 0.0085149 | 0.009184 | 0.0099076 | 0.01069 | 0.011537 | 0.012452 | 0.013443 | 0.014515 | 0.17313 | 0.17293 | 0.17427 | 0.17493 | 0.17427 | 0.1738 | 0.17513 | 0.17713 | 0.17693 | 0.17693 | 0.17693 | 0.17693 | 0.17693 | 0.17693 | 0.17693 | 0.17693 | 0.17693 | 0.17693 | 0.17693 | 0.17693 | 821.4421 | 25409.189 | 0.00056342 | 205288.2 | 116320.8638 | 64.6923 | 2006.8508 | 26230.6311 | 2071.5431 | 24159.088 | -92161.7758 | FALSE
| 60744895 | CTN002 | CTN | 22KV | 21.39 | 14 | 45198.6405 | 6.667% | Single phase | 44.74 | 0.00026786 | 0.00029325 | 0.00032113 | 0.00035178 | 0.00038545 | 0.00042247 | 0.00046316 | 0.00050791 | 0.00055712 | 0.00061124 | 0.00067077 | 0.00070105 | 0.00070105 | 0.00070105 | 0.00070105 | 0.00070105 | 0.00070105 | 0.00070105 | 0.00070105 | 0.00070105 | 0.17313 | 0.17293 | 0.17427 | 0.17493 | 0.17427 | 0.1738 | 0.17513 | 0.17713 | 0.17693 | 0.17693 | 0.17693 | 0.17693 | 0.17693 | 0.17693 | 0.17693 | 0.17693 | 0.17693 | 0.17693 | 0.17693 | 0.17693 | 60.7549 | 8.7639 | 2.2895e-05 | 956.9886 | 542.251 | 2.6288 | 0.38016 | 69.5188 | 3.009 | 66.5098 | -475.7413 | FALSE
| 60744902 | CTN002 | CTN | 22KV | 5312.52 | 14 | 45198.6405 | 6.667% | Three phase | 97.13 | 0.049506 | 0.053261 | 0.057314 | 0.06169 | 0.066413 | 0.071514 | 0.077022 | 0.082971 | 0.089397 | 0.096339 | 0.10384 | 0.11194 | 0.1207 | 0.13016 | 0.14039 | 0.15145 | 0.16341 | 0.17412 | 0.17412 | 0.17412 | 0.17313 | 0.17293 | 0.17427 | 0.17493 | 0.17427 | 0.1738 | 0.17513 | 0.17713 | 0.17693 | 0.17693 | 0.17693 | 0.17693 | 0.17693 | 0.17693 | 0.17693 | 0.17693 | 0.17693 | 0.17693 | 0.17693 | 0.17693 | 11434.046 | 889071.5233 | 0.0056863 | 516005.0676 | 292379.9575 | 652.9109 | 50910.3706 | 900505.5692 | 51563.2815 | 848942.2877 | 556562.3302 | TRUE
| 60744964 | CTN002 | CTN | 22KV | 12.81 | 14 | 45198.6405 | 6.667% | Single phase | 44.74 | 0.00016045 | 0.00017363 | 0.00018793 | 0.00020346 | 0.00022032 | 0.00023863 | 0.00025852 | 0.00028011 | 0.00030357 | 0.00032906 | 0.00035676 | 0.00038685 | 0.00041956 | 0.00041984 | 0.00041984 | 0.00041984 | 0.00041984 | 0.00041984 | 0.00041984 | 0.00041984 | 0.17313 | 0.17293 | 0.17427 | 0.17493 | 0.17427 | 0.1738 | 0.17513 | 0.17713 | 0.17693 | 0.17693 | 0.17693 | 0.17693 | 0.17693 | 0.17693 | 0.17693 | 0.17693 | 0.17693 | 0.17693 | 0.17693 | 0.17693 | 35.0328 | 3.0265 | 1.3711e-05 | 573.1194 | 324.7422 | 1.5744 | 0.13635 | 38.0593 | 1.7107 | 36.3486 | -288.3936 | FALSE
| 60744966 | CTN002 | CTN | 22KV | 239.25 | 14 | 45198.6405 | 6.667% | Three phase | 97.13 | 0.0022342 | 0.0024062 | 0.002592 | 0.0027929 | 0.0030099 | 0.0032446 | 0.0034983 | 0.0037726 | 0.0040692 | 0.00439 | 0.004737 | 0.0051123 | 0.0055184 | 0.0059577 | 0.0064331 | 0.0069476 | 0.0075044 | 0.0078414 | 0.0078414 | 0.0078414 | 0.17313 | 0.17293 | 0.17427 | 0.17493 | 0.17427 | 0.1738 | 0.17513 | 0.17713 | 0.17693 | 0.17693 | 0.17693 | 0.17693 | 0.17693 | 0.17693 | 0.17693 | 0.17693 | 0.17693 | 0.17693 | 0.17693 | 0.17693 | 519.8757 | 1820.4524 | 0.00025609 | 23238.3525 | 13167.3678 | 29.4039 | 103.2545 | 2340.3281 | 132.6584 | 2207.6697 | -10959.6981 | FALSE
| 60744968 | CTN002 | CTN | 22KV | 1553.6 | 14 | 45198.6405 | 6.667% | Covered | 390 | 0.0094963 | 0.010214 | 0.010988 | 0.011825 | 0.012728 | 0.013704 | 0.014759 | 0.015898 | 0.01713 | 0.018461 | 0.019901 | 0.021457 | 0.023139 | 0.024959 | 0.026927 | 0.029056 | 0.031359 | 0.033851 | 0.036547 | 0.039465 | 0.17313 | 0.17293 | 0.17427 | 0.17493 | 0.17427 | 0.1738 | 0.17513 | 0.17713 | 0.17693 | 0.17693 | 0.17693 | 0.17693 | 0.17693 | 0.17693 | 0.17693 | 0.17693 | 0.17693 | 0.17693 | 0.17693 | 0.17693 | 2232.4412 | 203813.7211 | 0.0016629 | 605904 | 343318.6938 | 190.9381 | 17482.1461 | 206046.1622 | 17673.0842 | 188373.078 | -154945.6157 | FALSE
| 60744973 | CTN002 | CTN | 22KV | 734.22 | 14 | 45198.6405 | 6.667% | Three phase | 97.13 | 0.0068563 | 0.0073841 | 0.0079545 | 0.0085708 | 0.009237 | 0.0099571 | 0.010736 | 0.011577 | 0.012488 | 0.013472 | 0.014537 | 0.015689 | 0.016935 | 0.018283 | 0.019742 | 0.021321 | 0.02303 | 0.024064 | 0.024064 | 0.024064 | 0.17313 | 0.17293 | 0.17427 | 0.17493 | 0.17427 | 0.1738 | 0.17513 | 0.17713 | 0.17693 | 0.17693 | 0.17693 | 0.17693 | 0.17693 | 0.17693 | 0.17693 | 0.17693 | 0.17693 | 0.17693 | 0.17693 | 0.17693 | 1595.4155 | 17144.6194 | 0.00078588 | 71314.7886 | 40408.5467 | 90.2359 | 972.4282 | 18740.0349 | 1062.6641 | 17677.3708 | -22731.1759 | FALSE
| 60744975 | CTN002 | CTN | 22KV | 6788.76 | 14 | 45198.6405 | 6.667% | Three phase | 97.13 | 0.063531 | 0.068496 | 0.073867 | 0.079678 | 0.085966 | 0.092771 | 0.10014 | 0.10811 | 0.11674 | 0.12609 | 0.13621 | 0.14717 | 0.15904 | 0.17189 | 0.18582 | 0.20092 | 0.21727 | 0.2225 | 0.2225 | 0.2225 | 0.17313 | 0.17293 | 0.17427 | 0.17493 | 0.17427 | 0.1738 | 0.17513 | 0.17713 | 0.17693 | 0.17693 | 0.17693 | 0.17693 | 0.17693 | 0.17693 | 0.17693 | 0.17693 | 0.17693 | 0.17693 | 0.17693 | 0.17693 | 14898.0165 | 1480260.3343 | 0.0072665 | 659392.2588 | 373626.3318 | 834.3414 | 83135.4044 | 1495158.3508 | 83969.7458 | 1411188.6051 | 1037562.2732 | TRUE
| 60744977 | CTN002 | CTN | 22KV | 121.35 | 14 | 45198.6405 | 6.667% | Three phase | 97.13 | 0.0011308 | 0.0012166 | 0.0013092 | 0.0014091 | 0.001517 | 0.0016335 | 0.0017594 | 0.0018953 | 0.002042 | 0.0022006 | 0.0023719 | 0.002557 | 0.0027571 | 0.0029733 | 0.0032069 | 0.0034595 | 0.0037326 | 0.0039772 | 0.0039772 | 0.0039772 | 0.17313 | 0.17293 | 0.17427 | 0.17493 | 0.17427 | 0.1738 | 0.17513 | 0.17713 | 0.17693 | 0.17693 | 0.17693 | 0.17693 | 0.17693 | 0.17693 | 0.17693 | 0.17693 | 0.17693 | 0.17693 | 0.17693 | 0.17693 | 261.1795 | 463.8901 | 0.00012989 | 11786.7255 | 6678.621 | 14.914 | 26.5635 | 725.0696 | 41.4774 | 683.5922 | -5995.0288 | FALSE
| 60744980 | CTN001 | CTN | 22KV | 3178.9 | 30 | 45198.6405 | 3.226% | Three phase | 97.13 | 0.029755 | 0.032438 | 0.035373 | 0.038586 | 0.042104 | 0.045955 | 0.050172 | 0.054792 | 0.059852 | 0.065396 | 0.071472 | 0.07813 | 0.085428 | 0.093428 | 0.1022 | 0.10419 | 0.10419 | 0.10419 | 0.10419 | 0.10419 | 0.22626 | 0.22768 | 0.23055 | 0.2329 | 0.23248 | 0.23248 | 0.23581 | 0.23987 | 0.23903 | 0.23903 | 0.23903 | 0.23903 | 0.23903 | 0.23903 | 0.23903 | 0.23903 | 0.23903 | 0.23903 | 0.23903 | 0.23903 | 10069.7575 | 348112.3064 | 0.0034026 | 308766.557 | 174954.0043 | 523.9161 | 18228.8317 | 358182.0639 | 18752.7478 | 339429.316 | 164475.3117 | TRUE
| 60744986 | CTN001 | CTN | 22KV | 460.34 | 30 | 45198.6405 | 3.226% | Three phase | 97.13 | 0.0043089 | 0.0046973 | 0.0051224 | 0.0055877 | 0.0060971 | 0.0066548 | 0.0072655 | 0.0079345 | 0.0086673 | 0.0094701 | 0.01035 | 0.011314 | 0.012371 | 0.013529 | 0.0148 | 0.015088 | 0.015088 | 0.015088 | 0.015088 | 0.015088 | 0.22626 | 0.22768 | 0.23055 | 0.2329 | 0.23248 | 0.23248 | 0.23581 | 0.23987 | 0.23903 | 0.23903 | 0.23903 | 0.23903 | 0.23903 | 0.23903 | 0.23903 | 0.23903 | 0.23903 | 0.23903 | 0.23903 | 0.23903 | 1458.2126 | 7300.0035 | 0.00049273 | 44712.8242 | 25335.2815 | 75.8689 | 382.2632 | 8758.2162 | 458.1321 | 8300.0841 | -17035.1974 | FALSE
| 60745426 | MRO007 | MRO | 22KV | 123.55 | 11 | 40985.6902 | 8.333% | Three phase | 97.13 | 0.0014765 | 0.0015886 | 0.0017094 | 0.0018399 | 0.0019807 | 0.0021327 | 0.0022967 | 0.0024739 | 0.0026651 | 0.0028716 | 0.0030947 | 0.0033355 | 0.0035957 | 0.0038768 | 0.0040493 | 0.0040493 | 0.0040493 | 0.0040493 | 0.0040493 | 0.0040493 | 0.40442 | 0.408 | 0.41408 | 0.41842 | 0.42033 | 0.42258 | 0.42833 | 0.43667 | 0.438 | 0.438 | 0.438 | 0.438 | 0.438 | 0.438 | 0.438 | 0.438 | 0.438 | 0.438 | 0.438 | 0.438 | 711.2212 | 578.4482 | 0.00013224 | 12000.4115 | 6799.7003 | 33.5807 | 27.5354 | 1289.6694 | 61.116 | 1228.5534 | -5571.1469 | FALSE
| 60745437 | MRO006 | MRO | 22KV | 4.51 | 0 | 40985.6902 | 100% | Three phase | 97.13 | 4.1763e-05 | 4.5281e-05 | 4.9108e-05 | 5.3274e-05 | 5.7809e-05 | 6.2746e-05 | 6.8121e-05 | 7.3975e-05 | 8.0351e-05 | 8.7295e-05 | 9.4861e-05 | 0.0001031 | 0.00011209 | 0.00012188 | 0.00013255 | 0.00014418 | 0.00014781 | 0.00014781 | 0.00014781 | 0.00014781 | 3.199 | 3.168 | 3.157 | 3.14 | 3.123 | 3.096 | 3.075 | 3.071 | 3.061 | 3.061 | 3.061 | 3.061 | 3.061 | 3.061 | 3.061 | 3.061 | 3.061 | 3.061 | 3.061 | 3.061 | 161.7184 | 0.67339 | 4.8274e-06 | 438.0563 | 248.2125 | 8.855 | 0.036691 | 162.3918 | 8.8916 | 153.5002 | -94.7123 | FALSE
| 60745439 | MRO004 | MRO | 22KV | 12.63 | 0 | 40985.6902 | 100% | Three phase | 97.13 | 0.00011695 | 0.00012681 | 0.00013753 | 0.00014919 | 0.00016189 | 0.00017572 | 0.00019077 | 0.00020716 | 0.00022502 | 0.00024447 | 0.00026565 | 0.00028874 | 0.0003139 | 0.00034131 | 0.00037119 | 0.00040377 | 0.00041395 | 0.00041395 | 0.00041395 | 0.00041395 | 3.808 | 3.818 | 3.841 | 3.858 | 3.848 | 3.845 | 3.858 | 3.881 | 3.881 | 3.881 | 3.881 | 3.881 | 3.881 | 3.881 | 3.881 | 3.881 | 3.881 | 3.881 | 3.881 | 3.881 | 569.1002 | 5.281 | 1.3519e-05 | 1226.7519 | 695.1049 | 30.9452 | 0.28775 | 574.3813 | 31.2329 | 543.1483 | -151.9566 | FALSE
| 60746146 | CMN001 | CMN | 22KV | 288.88 | 13 | 38419.8192 | 7.143% | Three phase | 97.13 | 0.0034523 | 0.0037143 | 0.003997 | 0.004302 | 0.0046312 | 0.0049866 | 0.0053702 | 0.0057843 | 0.0062315 | 0.0067143 | 0.0072358 | 0.007799 | 0.0084074 | 0.0090646 | 0.009468 | 0.009468 | 0.009468 | 0.009468 | 0.009468 | 0.009468 | 0.30364 | 0.30821 | 0.31421 | 0.31914 | 0.322 | 0.32564 | 0.33257 | 0.33886 | 0.34257 | 0.34257 | 0.34257 | 0.34257 | 0.34257 | 0.34257 | 0.34257 | 0.34257 | 0.34257 | 0.34257 | 0.34257 | 0.34257 | 1210.8743 | 3162.3789 | 0.00030921 | 28058.9144 | 15898.8055 | 56.94 | 150.5359 | 4373.2531 | 207.4759 | 4165.7772 | -11733.0283 | FALSE
| 60746158 | CMN004 | CMN | 22KV | 344.14 | 4 | 38419.8192 | 20% | Three phase | 97.13 | 0.0042648 | 0.0045903 | 0.0049418 | 0.0053212 | 0.0057308 | 0.0061731 | 0.0066508 | 0.0071667 | 0.007724 | 0.0083259 | 0.0089763 | 0.009679 | 0.010438 | 0.011259 | 0.011279 | 0.011279 | 0.011279 | 0.011279 | 0.011279 | 0.011279 | 0.6684 | 0.675 | 0.6856 | 0.6956 | 0.6982 | 0.7042 | 0.7156 | 0.7294 | 0.7356 | 0.7356 | 0.7356 | 0.7356 | 0.7356 | 0.7356 | 0.7356 | 0.7356 | 0.7356 | 0.7356 | 0.7356 | 0.7356 | 3190.5329 | 4607.1586 | 0.00036836 | 33426.3182 | 18940.096 | 146.5072 | 213.6365 | 7797.6915 | 360.1437 | 7437.5479 | -11502.5481 | FALSE
| 60746160 | CMN004 | CMN | 22KV | 36.27 | 4 | 38419.8192 | 20% | Three phase | 97.13 | 0.00044948 | 0.00048379 | 0.00052083 | 0.00056081 | 0.00060399 | 0.0006506 | 0.00070095 | 0.00075532 | 0.00081405 | 0.0008775 | 0.00094604 | 0.0010201 | 0.0011001 | 0.0011866 | 0.0011887 | 0.0011887 | 0.0011887 | 0.0011887 | 0.0011887 | 0.0011887 | 0.6684 | 0.675 | 0.6856 | 0.6956 | 0.6982 | 0.7042 | 0.7156 | 0.7294 | 0.7356 | 0.7356 | 0.7356 | 0.7356 | 0.7356 | 0.7356 | 0.7356 | 0.7356 | 0.7356 | 0.7356 | 0.7356 | 0.7356 | 336.2603 | 51.175 | 3.8822e-05 | 3522.9051 | 1996.1564 | 15.4409 | 2.373 | 387.4353 | 17.8139 | 369.6215 | -1626.535 | FALSE
| 60746175 | CMN003 | CMN | 22KV | 3486.3 | 11 | 38419.8192 | 8.333% | Three phase | 97.13 | 0.041664 | 0.044825 | 0.048237 | 0.051918 | 0.055891 | 0.060179 | 0.064809 | 0.069807 | 0.075204 | 0.081031 | 0.087324 | 0.094122 | 0.10146 | 0.10939 | 0.11426 | 0.11426 | 0.11426 | 0.11426 | 0.11426 | 0.11426 | 0.55008 | 0.55642 | 0.56642 | 0.575 | 0.57992 | 0.58575 | 0.59633 | 0.60733 | 0.613 | 0.613 | 0.613 | 0.613 | 0.613 | 0.613 | 0.613 | 0.613 | 0.613 | 0.613 | 0.613 | 0.613 | 26198.8127 | 460583.5886 | 0.0037316 | 338624.319 | 191872.0769 | 1233.36 | 21924.7482 | 486782.4013 | 23158.1082 | 463624.2931 | 271752.2163 | TRUE
| 60746178 | CMN003 | CMN | 22KV | 1072.25 | 11 | 38419.8192 | 8.333% | Covered | 390 | 0.0084059 | 0.0090422 | 0.0097291 | 0.010471 | 0.011271 | 0.012136 | 0.01307 | 0.014079 | 0.015169 | 0.016347 | 0.01762 | 0.018995 | 0.020482 | 0.022089 | 0.023826 | 0.025705 | 0.027736 | 0.029932 | 0.032308 | 0.034878 | 0.55008 | 0.55642 | 0.56642 | 0.575 | 0.57992 | 0.58575 | 0.59633 | 0.60733 | 0.613 | 0.613 | 0.613 | 0.613 | 0.613 | 0.613 | 0.613 | 0.613 | 0.613 | 0.613 | 0.613 | 0.613 | 5742.3343 | 124484.1105 | 0.0011477 | 418177.5 | 236948.6801 | 379.3335 | 8327.3809 | 130226.4448 | 8706.7144 | 121519.7304 | -115428.9496 | FALSE
| 60746179 | CMN003 | CMN | 22KV | 321.73 | 11 | 38419.8192 | 8.333% | Covered | 390 | 0.0025222 | 0.0027131 | 0.0029192 | 0.0031417 | 0.003382 | 0.0036415 | 0.0039217 | 0.0042245 | 0.0045515 | 0.0049049 | 0.0052868 | 0.0056995 | 0.0061456 | 0.0066278 | 0.0071491 | 0.0077127 | 0.0083222 | 0.0089813 | 0.0096941 | 0.010465 | 0.55008 | 0.55642 | 0.56642 | 0.575 | 0.57992 | 0.58575 | 0.59633 | 0.60733 | 0.613 | 0.613 | 0.613 | 0.613 | 0.613 | 0.613 | 0.613 | 0.613 | 0.613 | 0.613 | 0.613 | 0.613 | 1722.9948 | 11207.4014 | 0.00034437 | 125474.7 | 71096.7581 | 113.8195 | 749.7206 | 12930.3963 | 863.5401 | 12066.8562 | -59029.9019 | FALSE
| 60748511 | BET001 | BETS | 22KV | 122.93 | 4 | 39529.3474 | 20% | Three phase | 97.13 | 0.001512 | 0.0016212 | 0.0017387 | 0.001865 | 0.0020009 | 0.002147 | 0.0023041 | 0.0024732 | 0.0026551 | 0.0028508 | 0.0030613 | 0.0032879 | 0.0035318 | 0.0037943 | 0.004029 | 0.004029 | 0.004029 | 0.004029 | 0.004029 | 0.004029 | 2.7412 | 2.7682 | 2.8068 | 2.838 | 2.8592 | 2.8798 | 2.9204 | 2.9668 | 2.995 | 2.995 | 2.995 | 2.995 | 2.995 | 2.995 | 2.995 | 2.995 | 2.995 | 2.995 | 2.995 | 2.995 | 4669.2527 | 574.2591 | 0.00013158 | 11940.1909 | 6765.578 | 219.675 | 27.2597 | 5243.5118 | 246.9347 | 4996.5771 | -1769.0009 | FALSE
| 60748548 | BGO023 | BGO | 22KV | 1632.3 | 17 | 42734.8155 | 5.556% | Covered | 390 | 0.012796 | 0.013765 | 0.014811 | 0.01594 | 0.017159 | 0.018475 | 0.019897 | 0.021433 | 0.023092 | 0.024885 | 0.026823 | 0.028916 | 0.03118 | 0.033626 | 0.036271 | 0.03913 | 0.042223 | 0.045567 | 0.049183 | 0.053095 | 0.59906 | 0.60861 | 0.61994 | 0.63067 | 0.63894 | 0.64706 | 0.65994 | 0.67439 | 0.68489 | 0.68489 | 0.68489 | 0.68489 | 0.68489 | 0.68489 | 0.68489 | 0.68489 | 0.68489 | 0.68489 | 0.68489 | 0.68489 | 10815.7583 | 288484.0271 | 0.0017472 | 636597 | 360710.0308 | 712.2698 | 19298.1769 | 299299.7855 | 20010.4467 | 279289.3387 | -81420.692 | FALSE
| 60748564 | BET001 | BETS | 22KV | 1691 | 4 | 39529.3474 | 20% | Three phase | 97.13 | 0.020799 | 0.022301 | 0.023917 | 0.025655 | 0.027524 | 0.029533 | 0.031695 | 0.034021 | 0.036523 | 0.039215 | 0.042111 | 0.045228 | 0.048583 | 0.052194 | 0.055422 | 0.055422 | 0.055422 | 0.055422 | 0.055422 | 0.055422 | 2.7412 | 2.7682 | 2.8068 | 2.838 | 2.8592 | 2.8798 | 2.9204 | 2.9668 | 2.995 | 2.995 | 2.995 | 2.995 | 2.995 | 2.995 | 2.995 | 2.995 | 2.995 | 2.995 | 2.995 | 2.995 | 64229.2875 | 108662.4173 | 0.00181 | 164246.83 | 93065.91 | 3021.8051 | 5158.1304 | 172891.7048 | 8179.9355 | 164711.7692 | 71645.8592 | TRUE
| 60748579 | BGO022 | BGO | 22KV | 315.12 | 3 | 42734.8155 | 25% | Three phase | 97.13 | 0.002918 | 0.0031638 | 0.0034313 | 0.0037224 | 0.0040392 | 0.0043841 | 0.0047597 | 0.0051687 | 0.0056142 | 0.0060994 | 0.0066281 | 0.0072041 | 0.0078317 | 0.0085158 | 0.0092614 | 0.010074 | 0.010328 | 0.010328 | 0.010328 | 0.010328 | 2.2407 | 2.2515 | 2.273 | 2.2872 | 2.2905 | 2.3005 | 2.3333 | 2.3672 | 2.38 | 2.38 | 2.38 | 2.38 | 2.38 | 2.38 | 2.38 | 2.38 | 2.38 | 2.38 | 2.38 | 2.38 | 9007.1919 | 3287.4861 | 0.00033729 | 30607.6056 | 17342.9507 | 486.9601 | 179.1253 | 12294.678 | 666.0855 | 11628.5925 | -5714.3582 | FALSE
| 60748725 | CMN001 | CMN | 22KV | 1282.79 | 13 | 38419.8192 | 7.143% | Three phase | 97.13 | 0.015671 | 0.016746 | 0.017897 | 0.019131 | 0.020454 | 0.021871 | 0.02339 | 0.025018 | 0.026763 | 0.028634 | 0.03064 | 0.032791 | 0.035097 | 0.03757 | 0.040223 | 0.042043 | 0.042043 | 0.042043 | 0.042043 | 0.042043 | 0.30364 | 0.30821 | 0.31421 | 0.31914 | 0.322 | 0.32564 | 0.33257 | 0.33886 | 0.34257 | 0.34257 | 0.34257 | 0.34257 | 0.34257 | 0.34257 | 0.34257 | 0.34257 | 0.34257 | 0.34257 | 0.34257 | 0.34257 | 5264.2503 | 61083.5227 | 0.0013731 | 124597.3927 | 70599.6562 | 252.8458 | 2968.3577 | 66347.773 | 3221.2035 | 63126.5695 | -7473.0867 | FALSE
| 60748727 | CMN001 | CMN | 22KV | 560.79 | 13 | 38419.8192 | 7.143% | Three phase | 97.13 | 0.006862 | 0.0073387 | 0.0078499 | 0.0083981 | 0.0089861 | 0.0096167 | 0.010293 | 0.011019 | 0.011798 | 0.012633 | 0.01353 | 0.014492 | 0.015525 | 0.016633 | 0.017823 | 0.01838 | 0.01838 | 0.01838 | 0.01838 | 0.01838 | 0.30364 | 0.30821 | 0.31421 | 0.31914 | 0.322 | 0.32564 | 0.33257 | 0.33886 | 0.34257 | 0.34257 | 0.34257 | 0.34257 | 0.34257 | 0.34257 | 0.34257 | 0.34257 | 0.34257 | 0.34257 | 0.34257 | 0.34257 | 2314.7834 | 11741.4902 | 0.00060025 | 54469.5327 | 30863.6497 | 110.5352 | 567.2906 | 14056.2737 | 677.8258 | 13378.4478 | -17485.2019 | FALSE
| 60751848 | CHA003 | CHA | 22KV | 536.95 | 3 | 48008.7507 | 25% | Three phase | 97.13 | 0.0046568 | 0.0050384 | 0.0054528 | 0.0059028 | 0.0063917 | 0.0069227 | 0.0074997 | 0.0081267 | 0.0088082 | 0.0095489 | 0.010354 | 0.01123 | 0.012182 | 0.013217 | 0.014343 | 0.015568 | 0.016901 | 0.017598 | 0.017598 | 0.017598 | 0.87 | 0.8675 | 0.87 | 0.8675 | 0.86175 | 0.85675 | 0.8585 | 0.86175 | 0.856 | 0.856 | 0.856 | 0.856 | 0.856 | 0.856 | 0.856 | 0.856 | 0.856 | 0.856 | 0.856 | 0.856 | 5889.5748 | 8944.7122 | 0.00057473 | 52153.9535 | 29551.591 | 343.1537 | 520.0832 | 14834.287 | 863.2369 | 13971.0501 | -15580.5409 | FALSE
| 60752022 | EHK021 | EHK | 22KV | 84.27 | 0 | 45714.8889 | 100% | Three phase | 97.13 | 0.00078879 | 0.0008599 | 0.00093771 | 0.0010229 | 0.0011161 | 0.0012182 | 0.00133 | 0.0014525 | 0.0015866 | 0.0017336 | 0.0018947 | 0.0020712 | 0.0022646 | 0.0024767 | 0.0027092 | 0.0027619 | 0.0027619 | 0.0027619 | 0.0027619 | 0.0027619 | 10.843 | 10.945 | 11.099 | 11.264 | 11.316 | 11.368 | 11.537 | 11.768 | 11.826 | 11.826 | 11.826 | 11.826 | 11.826 | 11.826 | 11.826 | 11.826 | 11.826 | 11.826 | 11.826 | 11.826 | 13284.7354 | 244.6311 | 9.02e-05 | 8185.1451 | 4637.8854 | 688.3394 | 12.8101 | 13529.3665 | 701.1494 | 12828.2171 | 8190.3317 | TRUE
| 60752030 | CTN001 | CTN | 22KV | 43.23 | 30 | 45198.6405 | 3.226% | Three phase | 97.13 | 0.00024399 | 0.00026583 | 0.00028975 | 0.00031593 | 0.00034462 | 0.00037605 | 0.00041048 | 0.00044822 | 0.0004896 | 0.00053496 | 0.0005847 | 0.00063926 | 0.00069911 | 0.00076477 | 0.00083683 | 0.00091591 | 0.0010027 | 0.001098 | 0.0012027 | 0.0013176 | 0.22626 | 0.22768 | 0.23055 | 0.2329 | 0.23248 | 0.23248 | 0.23581 | 0.23987 | 0.23903 | 0.23903 | 0.23903 | 0.23903 | 0.23903 | 0.23903 | 0.23903 | 0.23903 | 0.23903 | 0.23903 | 0.23903 | 0.23903 | 89.7581 | 42.1698 | 4.6272e-05 | 4198.9299 | 2379.2071 | 7.1248 | 3.3711 | 131.9279 | 10.4959 | 121.432 | -2257.7751 | FALSE
| 60752048 | CTN003 | CTN | 22KV | 66.91 | 29 | 45198.6405 | 3.333% | Three phase | 97.13 | 0.00062898 | 0.00067967 | 0.00073464 | 0.00079425 | 0.00085891 | 0.00092905 | 0.0010051 | 0.0010877 | 0.0011773 | 0.0012746 | 0.0013801 | 0.0014948 | 0.0016192 | 0.0017543 | 0.001901 | 0.0020604 | 0.002193 | 0.002193 | 0.002193 | 0.002193 | 0.0698 | 0.0699 | 0.0708 | 0.071133 | 0.0708 | 0.0708 | 0.071233 | 0.072233 | 0.0719 | 0.0719 | 0.0719 | 0.0719 | 0.0719 | 0.0719 | 0.0719 | 0.0719 | 0.0719 | 0.0719 | 0.0719 | 0.0719 | 60.8407 | 146.6315 | 7.1618e-05 | 6498.9683 | 3682.4601 | 3.3401 | 8.0758 | 207.4722 | 11.4159 | 196.0563 | -3486.4038 | FALSE
| 60752050 | CTN003 | CTN | 22KV | 82.6 | 29 | 45198.6405 | 3.333% | Three phase | 97.13 | 0.00077647 | 0.00083905 | 0.00090691 | 0.0009805 | 0.0010603 | 0.0011469 | 0.0012408 | 0.0013428 | 0.0014534 | 0.0015735 | 0.0017038 | 0.0018453 | 0.0019989 | 0.0021657 | 0.0023468 | 0.0025436 | 0.0027072 | 0.0027072 | 0.0027072 | 0.0027072 | 0.0698 | 0.0699 | 0.0708 | 0.071133 | 0.0708 | 0.0708 | 0.071233 | 0.072233 | 0.0719 | 0.0719 | 0.0719 | 0.0719 | 0.0719 | 0.0719 | 0.0719 | 0.0719 | 0.0719 | 0.0719 | 0.0719 | 0.0719 | 75.1075 | 223.4628 | 8.8412e-05 | 8022.938 | 4545.9753 | 4.1233 | 12.3074 | 298.5703 | 16.4306 | 282.1397 | -4263.8356 | FALSE
| 60752204 | CTN001 | CTN | 22KV | 590.81 | 30 | 45198.6405 | 3.226% | Three phase | 97.13 | 0.0050844 | 0.0055437 | 0.0060465 | 0.0065971 | 0.0072 | 0.0078604 | 0.0085839 | 0.0093766 | 0.010245 | 0.011197 | 0.012241 | 0.013385 | 0.01464 | 0.016016 | 0.017526 | 0.019181 | 0.019364 | 0.019364 | 0.019364 | 0.019364 | 0.22626 | 0.22768 | 0.23055 | 0.2329 | 0.23248 | 0.23248 | 0.23581 | 0.23987 | 0.23903 | 0.23903 | 0.23903 | 0.23903 | 0.23903 | 0.23903 | 0.23903 | 0.23903 | 0.23903 | 0.23903 | 0.23903 | 0.23903 | 1767.9886 | 11356.8997 | 0.00063238 | 57385.3753 | 32515.831 | 97.3717 | 629.6523 | 13124.8883 | 727.024 | 12397.8643 | -20117.9667 | FALSE
| 60752239 | CMN002 | CMN | 22KV | 519.45 | 8 | 38419.8192 | 11.11% | Three phase | 97.13 | 0.0062976 | 0.0067038 | 0.0071373 | 0.0075999 | 0.0080936 | 0.0086207 | 0.0091833 | 0.0097839 | 0.010425 | 0.01111 | 0.011841 | 0.012622 | 0.013456 | 0.014346 | 0.015297 | 0.016313 | 0.017025 | 0.017025 | 0.017025 | 0.017025 | 0.40256 | 0.40522 | 0.40822 | 0.41078 | 0.41189 | 0.41489 | 0.41933 | 0.42378 | 0.42522 | 0.42522 | 0.42522 | 0.42522 | 0.42522 | 0.42522 | 0.42522 | 0.42522 | 0.42522 | 0.42522 | 0.42522 | 0.42522 | 2598.1872 | 9728.108 | 0.000556 | 50454.1785 | 28588.4606 | 129.297 | 486.735 | 12326.2952 | 616.032 | 11710.2632 | -16878.1975 | FALSE
| 60752673 | BGO023 | BGO | 22KV | 196.4 | 17 | 42734.8155 | 5.556% | Single phase | 44.74 | 0.0014166 | 0.0015238 | 0.0016394 | 0.0017644 | 0.0018993 | 0.002045 | 0.0022023 | 0.0023724 | 0.0025561 | 0.0027546 | 0.0029692 | 0.0032011 | 0.0034518 | 0.0037228 | 0.0040159 | 0.0043328 | 0.0046755 | 0.0050462 | 0.0054472 | 0.005881 | 0.59906 | 0.60861 | 0.61994 | 0.63067 | 0.63894 | 0.64706 | 0.65994 | 0.67439 | 0.68489 | 0.68489 | 0.68489 | 0.68489 | 0.68489 | 0.68489 | 0.68489 | 0.68489 | 0.68489 | 0.68489 | 0.68489 | 0.68489 | 1197.46 | 440.8562 | 0.00021022 | 8786.936 | 4978.8735 | 85.701 | 32.0502 | 1638.3162 | 117.7512 | 1520.565 | -3458.3085 | FALSE
| 60755833 | CMN002 | CMN | 22KV | 26.45 | 8 | 38419.8192 | 11.11% | Three phase | 97.13 | 0.00024688 | 0.00026875 | 0.00029265 | 0.00031877 | 0.00034732 | 0.00037854 | 0.00041267 | 0.00045 | 0.00049083 | 0.0005355 | 0.00058437 | 0.00063784 | 0.00069637 | 0.00076042 | 0.00083055 | 0.00086689 | 0.00086689 | 0.00086689 | 0.00086689 | 0.00086689 | 0.40256 | 0.40522 | 0.40822 | 0.41078 | 0.41189 | 0.41489 | 0.41933 | 0.42378 | 0.42522 | 0.42522 | 0.42522 | 0.42522 | 0.42522 | 0.42522 | 0.42522 | 0.42522 | 0.42522 | 0.42522 | 0.42522 | 0.42522 | 125.3179 | 23.858 | 2.8311e-05 | 2569.0885 | 1455.7027 | 6.5837 | 1.262 | 149.1759 | 7.8457 | 141.3302 | -1314.3725 | FALSE
| 60755860 | CMN002 | CMN | 22KV | 1441.23 | 8 | 38419.8192 | 11.11% | Three phase | 97.13 | 0.017473 | 0.0186 | 0.019803 | 0.021086 | 0.022456 | 0.023918 | 0.025479 | 0.027146 | 0.028925 | 0.030825 | 0.032853 | 0.035019 | 0.037333 | 0.039804 | 0.042443 | 0.045262 | 0.047236 | 0.047236 | 0.047236 | 0.047236 | 0.40256 | 0.40522 | 0.40822 | 0.41078 | 0.41189 | 0.41489 | 0.41933 | 0.42378 | 0.42522 | 0.42522 | 0.42522 | 0.42522 | 0.42522 | 0.42522 | 0.42522 | 0.42522 | 0.42522 | 0.42522 | 0.42522 | 0.42522 | 7208.7502 | 74887.1788 | 0.0015426 | 139986.6699 | 79319.5633 | 358.7384 | 3746.8964 | 82095.929 | 4105.6349 | 77990.2941 | -1329.2692 | FALSE
| 60755872 | CMN002 | CMN | 22KV | 815.94 | 8 | 38419.8192 | 11.11% | Covered | 390 | 0.0097511 | 0.010491 | 0.011289 | 0.012151 | 0.013081 | 0.014085 | 0.015168 | 0.016338 | 0.017601 | 0.018965 | 0.020438 | 0.022028 | 0.023747 | 0.025603 | 0.026742 | 0.026742 | 0.026742 | 0.026742 | 0.026742 | 0.026742 | 0.40256 | 0.40522 | 0.40822 | 0.41078 | 0.41189 | 0.41489 | 0.41933 | 0.42378 | 0.42522 | 0.42522 | 0.42522 | 0.42522 | 0.42522 | 0.42522 | 0.42522 | 0.42522 | 0.42522 | 0.42522 | 0.42522 | 0.42522 | 4291.2903 | 101299.3396 | 0.00087336 | 318216.6 | 180308.609 | 203.0967 | 4822.0618 | 105590.6299 | 5025.1585 | 100565.4714 | -79743.1376 | FALSE
| 60755874 | CMN002 | CMN | 22KV | 606.09 | 8 | 38419.8192 | 11.11% | Three phase | 97.13 | 0.0056572 | 0.0061583 | 0.006706 | 0.0073045 | 0.0079588 | 0.0086741 | 0.0094562 | 0.010312 | 0.011247 | 0.012271 | 0.01339 | 0.014616 | 0.015957 | 0.017425 | 0.019032 | 0.019864 | 0.019864 | 0.019864 | 0.019864 | 0.019864 | 0.40256 | 0.40522 | 0.40822 | 0.41078 | 0.41189 | 0.41489 | 0.41933 | 0.42378 | 0.42522 | 0.42522 | 0.42522 | 0.42522 | 0.42522 | 0.42522 | 0.42522 | 0.42522 | 0.42522 | 0.42522 | 0.42522 | 0.42522 | 2871.6051 | 12527.2697 | 0.00064874 | 58869.5217 | 33356.7814 | 150.8627 | 662.6426 | 15398.8748 | 813.5052 | 14585.3696 | -18771.4119 | FALSE
| 60755875 | CMN002 | CMN | 22KV | 23.35 | 8 | 38419.8192 | 11.11% | Three phase | 97.13 | 0.00021795 | 0.00023725 | 0.00025835 | 0.00028141 | 0.00030662 | 0.00033417 | 0.00036431 | 0.00039726 | 0.0004333 | 0.00047273 | 0.00051588 | 0.00056308 | 0.00061475 | 0.0006713 | 0.00073321 | 0.00076529 | 0.00076529 | 0.00076529 | 0.00076529 | 0.00076529 | 0.40256 | 0.40522 | 0.40822 | 0.41078 | 0.41189 | 0.41489 | 0.41933 | 0.42378 | 0.42522 | 0.42522 | 0.42522 | 0.42522 | 0.42522 | 0.42522 | 0.42522 | 0.42522 | 0.42522 | 0.42522 | 0.42522 | 0.42522 | 110.6304 | 18.5933 | 2.4993e-05 | 2267.9855 | 1285.0911 | 5.8121 | 0.98351 | 129.2237 | 6.7956 | 122.4281 | -1162.663 | FALSE
| 60755878 | CMN002 | CMN | 22KV | 42.86 | 8 | 38419.8192 | 11.11% | Three phase | 97.13 | 0.00040005 | 0.00043549 | 0.00047422 | 0.00051654 | 0.00056281 | 0.00061339 | 0.0006687 | 0.00072919 | 0.00079535 | 0.00086773 | 0.00094692 | 0.0010336 | 0.0011284 | 0.0012322 | 0.0013458 | 0.0014047 | 0.0014047 | 0.0014047 | 0.0014047 | 0.0014047 | 0.40256 | 0.40522 | 0.40822 | 0.41078 | 0.41189 | 0.41489 | 0.41933 | 0.42378 | 0.42522 | 0.42522 | 0.42522 | 0.42522 | 0.42522 | 0.42522 | 0.42522 | 0.42522 | 0.42522 | 0.42522 | 0.42522 | 0.42522 | 203.0672 | 62.645 | 4.5876e-05 | 4162.9918 | 2358.8438 | 10.6683 | 3.3137 | 265.7122 | 13.982 | 251.7302 | -2107.1136 | FALSE
| 60755882 | CMN002 | CMN | 22KV | 1441.62 | 8 | 38419.8192 | 11.11% | Three phase | 97.13 | 0.017478 | 0.018605 | 0.019808 | 0.021092 | 0.022462 | 0.023925 | 0.025486 | 0.027153 | 0.028933 | 0.030833 | 0.032862 | 0.035029 | 0.037343 | 0.039814 | 0.042454 | 0.045274 | 0.047249 | 0.047249 | 0.047249 | 0.047249 | 0.40256 | 0.40522 | 0.40822 | 0.41078 | 0.41189 | 0.41489 | 0.41933 | 0.42378 | 0.42522 | 0.42522 | 0.42522 | 0.42522 | 0.42522 | 0.42522 | 0.42522 | 0.42522 | 0.42522 | 0.42522 | 0.42522 | 0.42522 | 7210.7009 | 74927.7135 | 0.0015431 | 140024.5506 | 79341.0273 | 358.8355 | 3748.9246 | 82138.4144 | 4107.7601 | 78030.6544 | -1310.3729 | FALSE
| 60755889 | BET005 | BETS | 22KV | 99.14 | 14 | 39529.3474 | 6.667% | Three phase | 97.13 | 0.0005294 | 0.00057902 | 0.00063358 | 0.00069359 | 0.00075959 | 0.00083222 | 0.00091214 | 0.0010001 | 0.001097 | 0.0012036 | 0.0013211 | 0.0014505 | 0.0015932 | 0.0017503 | 0.0019236 | 0.0021145 | 0.0023251 | 0.0025574 | 0.0028135 | 0.0030961 | 0.74607 | 0.75867 | 0.77573 | 0.79007 | 0.79873 | 0.80933 | 0.82793 | 0.85053 | 0.8616 | 0.8616 | 0.8616 | 0.8616 | 0.8616 | 0.8616 | 0.8616 | 0.8616 | 0.8616 | 0.8616 | 0.8616 | 0.8616 | 635.385 | 219.8737 | 0.00010612 | 9629.4682 | 5456.271 | 50.218 | 17.7298 | 855.2587 | 67.9477 | 787.3109 | -4668.9601 | FALSE
| 60755909 | BGO023 | BGO | 22KV | 339.05 | 17 | 42734.8155 | 5.556% | Three phase | 97.13 | 0.0039917 | 0.0042392 | 0.0045028 | 0.0047833 | 0.005082 | 0.0054001 | 0.0057389 | 0.0060996 | 0.0064839 | 0.0068931 | 0.0073291 | 0.0077935 | 0.0082883 | 0.0088154 | 0.0093771 | 0.0099756 | 0.010613 | 0.011112 | 0.011112 | 0.011112 | 0.59906 | 0.60861 | 0.61994 | 0.63067 | 0.63894 | 0.64706 | 0.65994 | 0.67439 | 0.68489 | 0.68489 | 0.68489 | 0.68489 | 0.68489 | 0.68489 | 0.68489 | 0.68489 | 0.68489 | 0.68489 | 0.68489 | 0.68489 | 2877.368 | 3981.6659 | 0.00036291 | 32931.9265 | 18659.9626 | 147.9477 | 207.3636 | 6859.0339 | 355.3114 | 6503.7225 | -12156.2401 | FALSE
| 60755967 | BGO023 | BGO | 22KV | 922.65 | 17 | 42734.8155 | 5.556% | Three phase | 97.13 | 0.010862 | 0.011536 | 0.012253 | 0.013017 | 0.01383 | 0.014695 | 0.015617 | 0.016599 | 0.017644 | 0.018758 | 0.019944 | 0.021208 | 0.022555 | 0.023989 | 0.025518 | 0.027146 | 0.028882 | 0.03024 | 0.03024 | 0.03024 | 0.59906 | 0.60861 | 0.61994 | 0.63067 | 0.63894 | 0.64706 | 0.65994 | 0.67439 | 0.68489 | 0.68489 | 0.68489 | 0.68489 | 0.68489 | 0.68489 | 0.68489 | 0.68489 | 0.68489 | 0.68489 | 0.68489 | 0.68489 | 7830.124 | 29485.6898 | 0.00098757 | 89616.9945 | 50778.9839 | 402.6072 | 1535.6034 | 37315.8138 | 1938.2107 | 35377.6032 | -15401.3808 | FALSE
| 60756432 | MRO008 | MRO | 22KV | 203.62 | 9 | 40985.6902 | 10% | Covered | 390 | 0.0024334 | 0.0026181 | 0.0028173 | 0.0030323 | 0.0032644 | 0.0035148 | 0.0037852 | 0.0040771 | 0.0043923 | 0.0047327 | 0.0051002 | 0.0054972 | 0.0059261 | 0.0063893 | 0.0066736 | 0.0066736 | 0.0066736 | 0.0066736 | 0.0066736 | 0.0066736 | 0.6143 | 0.617 | 0.6224 | 0.6261 | 0.6254 | 0.6271 | 0.6321 | 0.6371 | 0.6385 | 0.6385 | 0.6385 | 0.6385 | 0.6385 | 0.6385 | 0.6385 | 0.6385 | 0.6385 | 0.6385 | 0.6385 | 0.6385 | 1720.9681 | 6308.5715 | 0.00021795 | 79411.8 | 44996.4936 | 81.6028 | 300.3013 | 8029.5397 | 381.9041 | 7647.6356 | -37348.858 | FALSE
| 60756445 | MRO008 | MRO | 22KV | 71.09 | 9 | 40985.6902 | 10% | Covered | 390 | 0.00084958 | 0.00091404 | 0.0009836 | 0.0010587 | 0.0011397 | 0.0012271 | 0.0013215 | 0.0014235 | 0.0015335 | 0.0016523 | 0.0017807 | 0.0019193 | 0.002069 | 0.0022307 | 0.00233 | 0.00233 | 0.00233 | 0.00233 | 0.00233 | 0.00233 | 0.6143 | 0.617 | 0.6224 | 0.6261 | 0.6254 | 0.6271 | 0.6321 | 0.6371 | 0.6385 | 0.6385 | 0.6385 | 0.6385 | 0.6385 | 0.6385 | 0.6385 | 0.6385 | 0.6385 | 0.6385 | 0.6385 | 0.6385 | 600.8429 | 768.9661 | 7.6092e-05 | 27725.1 | 15709.6588 | 28.49 | 36.6044 | 1369.809 | 65.0944 | 1304.7145 | -14404.9443 | FALSE
| 60758903 | CME015 | CME | 22KV | 1254.56 | 2 | 46875.2879 | 33.33% | Single phase | 44.74 | 0.014993 | 0.016131 | 0.017358 | 0.018683 | 0.020113 | 0.021656 | 0.023322 | 0.02512 | 0.027062 | 0.029159 | 0.031424 | 0.03387 | 0.036512 | 0.039366 | 0.041118 | 0.041118 | 0.041118 | 0.041118 | 0.041118 | 0.041118 | 2.4987 | 2.501 | 2.5173 | 2.5337 | 2.5303 | 2.5237 | 2.5467 | 2.5833 | 2.5873 | 2.5873 | 2.5873 | 2.5873 | 2.5873 | 2.5873 | 2.5873 | 2.5873 | 2.5873 | 2.5873 | 2.5873 | 2.5873 | 49112.9935 | 27472.8941 | 0.0013428 | 56129.0144 | 31803.949 | 2328.5063 | 1307.7676 | 76585.8876 | 3636.2739 | 72949.6137 | 41145.6647 | TRUE
| 60758917 | CME015 | CME | 22KV | 1845.7 | 2 | 46875.2879 | 33.33% | Three phase | 97.13 | 0.022057 | 0.023731 | 0.025537 | 0.027486 | 0.02959 | 0.03186 | 0.034311 | 0.036957 | 0.039814 | 0.042899 | 0.046231 | 0.049829 | 0.053716 | 0.057915 | 0.060492 | 0.060492 | 0.060492 | 0.060492 | 0.060492 | 0.060492 | 2.4987 | 2.501 | 2.5173 | 2.5337 | 2.5303 | 2.5237 | 2.5467 | 2.5833 | 2.5873 | 2.5873 | 2.5873 | 2.5873 | 2.5873 | 2.5873 | 2.5873 | 2.5873 | 2.5873 | 2.5873 | 2.5873 | 2.5873 | 72254.6966 | 129092.5477 | 0.0019756 | 179272.841 | 101579.9823 | 3425.6823 | 6145.077 | 201347.2443 | 9570.7593 | 191776.485 | 90196.5027 | TRUE
| 60758933 | CTN006 | CTN | 22KV | 1487.77 | 35 | 45198.6405 | 2.778% | Three phase | 97.13 | 0.017191 | 0.018671 | 0.020285 | 0.022044 | 0.023961 | 0.026052 | 0.028331 | 0.030817 | 0.033528 | 0.036486 | 0.039712 | 0.043233 | 0.047075 | 0.048761 | 0.048761 | 0.048761 | 0.048761 | 0.048761 | 0.048761 | 0.048761 | 0.16789 | 0.16722 | 0.16758 | 0.16758 | 0.16628 | 0.16544 | 0.16553 | 0.16617 | 0.16478 | 0.16478 | 0.16478 | 0.16478 | 0.16478 | 0.16478 | 0.16478 | 0.16478 | 0.16478 | 0.16478 | 0.16478 | 0.16478 | 3692.8522 | 85668.3542 | 0.0015925 | 144507.1001 | 81880.9396 | 172.4908 | 3992.7921 | 89361.2064 | 4165.2829 | 85195.9235 | 3314.9839 | TRUE
| 60758937 | CTN006 | CTN | 22KV | 3101.01 | 35 | 45198.6405 | 2.778% | Three phase | 97.13 | 0.035831 | 0.038917 | 0.042281 | 0.045947 | 0.049943 | 0.0543 | 0.059051 | 0.064233 | 0.069884 | 0.076048 | 0.082774 | 0.090112 | 0.098119 | 0.10163 | 0.10163 | 0.10163 | 0.10163 | 0.10163 | 0.10163 | 0.10163 | 0.16789 | 0.16722 | 0.16758 | 0.16758 | 0.16628 | 0.16544 | 0.16553 | 0.16617 | 0.16478 | 0.16478 | 0.16478 | 0.16478 | 0.16478 | 0.16478 | 0.16478 | 0.16478 | 0.16478 | 0.16478 | 0.16478 | 0.16478 | 7697.1384 | 372181.8264 | 0.0033192 | 301201.1013 | 170667.2487 | 359.5284 | 17346.483 | 379878.9648 | 17706.0114 | 362172.9533 | 191505.7046 | TRUE
| 60758938 | CTN006 | CTN | 22KV | 35.01 | 35 | 45198.6405 | 2.778% | Three phase | 97.13 | 0.00028416 | 0.00030956 | 0.00033734 | 0.00036773 | 0.00040099 | 0.00043739 | 0.00047723 | 0.00052085 | 0.00056861 | 0.00062092 | 0.00067822 | 0.00074098 | 0.00080975 | 0.00088511 | 0.0009677 | 0.0010582 | 0.0011474 | 0.0011474 | 0.0011474 | 0.0011474 | 0.16789 | 0.16722 | 0.16758 | 0.16758 | 0.16628 | 0.16544 | 0.16553 | 0.16617 | 0.16478 | 0.16478 | 0.16478 | 0.16478 | 0.16478 | 0.16478 | 0.16478 | 0.16478 | 0.16478 | 0.16478 | 0.16478 | 0.16478 | 69.5363 | 37.9759 | 3.7474e-05 | 3400.5213 | 1926.8111 | 4.059 | 2.211 | 107.5123 | 6.27 | 101.2423 | -1825.5688 | FALSE
| 60758939 | CTN006 | CTN | 22KV | 775.41 | 35 | 45198.6405 | 2.778% | Three phase | 97.13 | 0.0072259 | 0.0077739 | 0.0083655 | 0.0090041 | 0.0096936 | 0.010438 | 0.011242 | 0.01211 | 0.013048 | 0.014062 | 0.015156 | 0.016339 | 0.017617 | 0.018999 | 0.020492 | 0.022106 | 0.023851 | 0.025414 | 0.025414 | 0.025414 | 0.16789 | 0.16722 | 0.16758 | 0.16758 | 0.16628 | 0.16544 | 0.16553 | 0.16617 | 0.16478 | 0.16478 | 0.16478 | 0.16478 | 0.16478 | 0.16478 | 0.16478 | 0.16478 | 0.16478 | 0.16478 | 0.16478 | 0.16478 | 1566.348 | 18940.8009 | 0.00082997 | 75315.5733 | 42675.4803 | 89.9004 | 1084.5957 | 20507.149 | 1174.4961 | 19332.6528 | -23342.8275 | FALSE
| 60759218 | BGO013 | BGO | 22KV | 773.2 | 2 | 42734.8155 | 33.33% | Single phase | 44.74 | 0.0084877 | 0.0091315 | 0.0098262 | 0.010576 | 0.011385 | 0.012259 | 0.013202 | 0.01422 | 0.01532 | 0.016508 | 0.017791 | 0.019176 | 0.020673 | 0.02229 | 0.024038 | 0.025341 | 0.025341 | 0.025341 | 0.025341 | 0.025341 | 2.355 | 2.415 | 2.486 | 2.5483 | 2.598 | 2.658 | 2.7333 | 2.8223 | 2.881 | 2.881 | 2.881 | 2.881 | 2.881 | 2.881 | 2.881 | 2.881 | 2.881 | 2.881 | 2.881 | 2.881 | 28228.675 | 9839.5895 | 0.00082761 | 34592.968 | 19601.1457 | 1395.2185 | 496.7426 | 38068.2645 | 1891.9611 | 36176.3034 | 16575.1577 | TRUE
| 60759715 | WND024 | WND | 22KV | 194.23 | 13 | 34098.9574 | 7.143% | Covered | 390 | 0.0018289 | 0.0019998 | 0.0021873 | 0.0023933 | 0.0026195 | 0.0028679 | 0.0031408 | 0.0034407 | 0.0037703 | 0.0041325 | 0.0045307 | 0.0049685 | 0.00545 | 0.0059794 | 0.0063658 | 0.0063658 | 0.0063658 | 0.0063658 | 0.0063658 | 0.0063658 | 0.31457 | 0.32093 | 0.32914 | 0.33579 | 0.34057 | 0.34786 | 0.35743 | 0.36629 | 0.371 | 0.371 | 0.371 | 0.371 | 0.371 | 0.371 | 0.371 | 0.371 | 0.371 | 0.371 | 0.371 | 0.371 | 722.5708 | 5320.5676 | 0.0002079 | 75749.7 | 42921.4662 | 36.3806 | 273.2429 | 6043.1384 | 309.6236 | 5733.5148 | -37187.9514 | FALSE
| 60759716 | WND024 | WND | 22KV | 507.95 | 13 | 34098.9574 | 7.143% | Three phase | 97.13 | 0.0029632 | 0.0031816 | 0.003417 | 0.0036708 | 0.0039445 | 0.0042396 | 0.004558 | 0.0049014 | 0.0052719 | 0.0056717 | 0.0061031 | 0.0065688 | 0.0070714 | 0.0076141 | 0.0082 | 0.0088327 | 0.0095159 | 0.010254 | 0.011051 | 0.011912 | 0.31457 | 0.32093 | 0.32914 | 0.33579 | 0.34057 | 0.34786 | 0.35743 | 0.36629 | 0.371 | 0.371 | 0.371 | 0.371 | 0.371 | 0.371 | 0.371 | 0.371 | 0.371 | 0.371 | 0.371 | 0.371 | 1058.2205 | 5082.1224 | 0.00054369 | 49337.1835 | 27955.5464 | 95.1426 | 465.4221 | 6140.3429 | 560.5647 | 5579.7781 | -22375.7683 | FALSE
| 60759719 | WND024 | WND | 22KV | 496.21 | 13 | 34098.9574 | 7.143% | Covered | 390 | 0.0059301 | 0.0063801 | 0.0068656 | 0.0073895 | 0.007955 | 0.0085654 | 0.0092243 | 0.0099357 | 0.010704 | 0.011533 | 0.012429 | 0.013396 | 0.014441 | 0.01557 | 0.016263 | 0.016263 | 0.016263 | 0.016263 | 0.016263 | 0.016263 | 0.31457 | 0.32093 | 0.32914 | 0.33579 | 0.34057 | 0.34786 | 0.35743 | 0.36629 | 0.371 | 0.371 | 0.371 | 0.371 | 0.371 | 0.371 | 0.371 | 0.371 | 0.371 | 0.371 | 0.371 | 0.371 | 1985.1835 | 37464.6078 | 0.00053113 | 193521.9 | 109653.8163 | 92.9436 | 1783.3942 | 39449.7913 | 1876.3378 | 37573.4535 | -72080.3628 | FALSE
| 60759746 | WND012 | WND | 22KV | 664.04 | 14 | 34098.9574 | 6.667% | Three phase | 97.13 | 0.0062156 | 0.0067759 | 0.0073891 | 0.0080603 | 0.008795 | 0.0095995 | 0.010481 | 0.011445 | 0.012503 | 0.013661 | 0.01493 | 0.01632 | 0.017845 | 0.019516 | 0.021348 | 0.021764 | 0.021764 | 0.021764 | 0.021764 | 0.021764 | 0 | 0 | 0 | 0 | 0 | 0 | 0 | 0 | 0 | 0 | 0 | 0 | 0 | 0 | 0 | 0 | 0 | 0 | 0 | 0 | 0 | 15189.8724 | 0.00071077 | 64498.2052 | 36546.1188 | 0 | 795.4146 | 15189.8724 | 795.4146 | 14394.4578 | -22151.661 | FALSE
| 60759862 | WND012 | WND | 22KV | 101.87 | 14 | 34098.9574 | 6.667% | Three phase | 97.13 | 0.00095353 | 0.0010395 | 0.0011336 | 0.0012365 | 0.0013492 | 0.0014727 | 0.0016078 | 0.0017558 | 0.001918 | 0.0020957 | 0.0022904 | 0.0025037 | 0.0027376 | 0.002994 | 0.003275 | 0.0033388 | 0.0033388 | 0.0033388 | 0.0033388 | 0.0033388 | 0 | 0 | 0 | 0 | 0 | 0 | 0 | 0 | 0 | 0 | 0 | 0 | 0 | 0 | 0 | 0 | 0 | 0 | 0 | 0 | 0 | 357.4854 | 0.00010904 | 9894.6331 | 5606.5194 | 0 | 18.7196 | 357.4854 | 18.7196 | 338.7657 | -5267.7537 | FALSE
| 60760234 | MRO007 | MRO | 22KV | 245.18 | 11 | 40985.6902 | 8.333% | Single phase | 44.74 | 0.002473 | 0.0026605 | 0.0028628 | 0.0030812 | 0.003317 | 0.0035715 | 0.0038463 | 0.0041431 | 0.0044636 | 0.0048097 | 0.0051837 | 0.0055876 | 0.0060241 | 0.0064957 | 0.0070053 | 0.0075561 | 0.0080357 | 0.0080357 | 0.0080357 | 0.0080357 | 0.40442 | 0.408 | 0.41408 | 0.41842 | 0.42033 | 0.42258 | 0.42833 | 0.43667 | 0.438 | 0.438 | 0.438 | 0.438 | 0.438 | 0.438 | 0.438 | 0.438 | 0.438 | 0.438 | 0.438 | 0.438 | 1250.3163 | 928.9295 | 0.00026243 | 10969.3532 | 6215.4797 | 66.6395 | 49.948 | 2179.2457 | 116.5874 | 2062.6583 | -4152.8214 | FALSE
| 60760236 | MRO007 | MRO | 22KV | 61.62 | 11 | 40985.6902 | 8.333% | Single phase | 44.74 | 0.00062152 | 0.00066864 | 0.0007195 | 0.00077439 | 0.00083364 | 0.00089761 | 0.00096667 | 0.0010413 | 0.0011218 | 0.0012088 | 0.0013028 | 0.0014043 | 0.001514 | 0.0016325 | 0.0017606 | 0.001899 | 0.0020196 | 0.0020196 | 0.0020196 | 0.0020196 | 0.40442 | 0.408 | 0.41408 | 0.41842 | 0.42033 | 0.42258 | 0.42833 | 0.43667 | 0.438 | 0.438 | 0.438 | 0.438 | 0.438 | 0.438 | 0.438 | 0.438 | 0.438 | 0.438 | 0.438 | 0.438 | 314.2364 | 58.6754 | 6.5956e-05 | 2756.8788 | 1562.1089 | 16.7482 | 3.1549 | 372.9118 | 19.9031 | 353.0087 | -1209.1002 | FALSE
| 60760237 | MRO007 | MRO | 22KV | 1433.75 | 11 | 40985.6902 | 8.333% | Single phase | 44.74 | 0.014461 | 0.015558 | 0.016741 | 0.018018 | 0.019397 | 0.020885 | 0.022492 | 0.024228 | 0.026102 | 0.028126 | 0.030313 | 0.032675 | 0.035227 | 0.037985 | 0.040965 | 0.044186 | 0.046991 | 0.046991 | 0.046991 | 0.046991 | 0.40442 | 0.408 | 0.41408 | 0.41842 | 0.42033 | 0.42258 | 0.42833 | 0.43667 | 0.438 | 0.438 | 0.438 | 0.438 | 0.438 | 0.438 | 0.438 | 0.438 | 0.438 | 0.438 | 0.438 | 0.438 | 7311.5302 | 31765.7792 | 0.0015346 | 64145.975 | 36346.5373 | 389.6906 | 1708.0263 | 39077.3094 | 2097.7169 | 36979.5925 | 633.0552 | TRUE
| 60760238 | MRO007 | MRO | 22KV | 872.91 | 11 | 40985.6902 | 8.333% | Three phase | 97.13 | 0.0077176 | 0.0082894 | 0.0089055 | 0.0095695 | 0.010285 | 0.011057 | 0.011888 | 0.012785 | 0.013753 | 0.014796 | 0.015921 | 0.017134 | 0.018444 | 0.019857 | 0.021381 | 0.023026 | 0.024801 | 0.026718 | 0.028609 | 0.028609 | 0.40442 | 0.408 | 0.41408 | 0.41842 | 0.42033 | 0.42258 | 0.42833 | 0.43667 | 0.438 | 0.438 | 0.438 | 0.438 | 0.438 | 0.438 | 0.438 | 0.438 | 0.438 | 0.438 | 0.438 | 0.438 | 3942.0567 | 22633.2871 | 0.00093433 | 84785.7483 | 48041.4923 | 237.2553 | 1374.4978 | 26575.3438 | 1611.7531 | 24963.5907 | -23077.9016 | FALSE
| 60760239 | MRO007 | MRO | 22KV | 3892.55 | 11 | 40985.6902 | 8.333% | Three phase | 97.13 | 0.0362 | 0.038906 | 0.041824 | 0.04497 | 0.048363 | 0.052023 | 0.055971 | 0.060231 | 0.064827 | 0.069786 | 0.075139 | 0.080916 | 0.087152 | 0.093884 | 0.10115 | 0.109 | 0.11748 | 0.12663 | 0.12758 | 0.12758 | 0.40442 | 0.408 | 0.41408 | 0.41842 | 0.42033 | 0.42258 | 0.42833 | 0.43667 | 0.438 | 0.438 | 0.438 | 0.438 | 0.438 | 0.438 | 0.438 | 0.438 | 0.438 | 0.438 | 0.438 | 0.438 | 18461.8765 | 472696.7349 | 0.0041665 | 378083.3815 | 214230.4601 | 1057.9878 | 27332.1315 | 491158.6114 | 28390.1194 | 462768.492 | 248538.032 | TRUE
| 60760274 | MRO005 | MRO | 22KV | 650.45 | 21 | 40985.6902 | 4.545% | Single phase | 44.74 | 0.0050992 | 0.0054852 | 0.0059019 | 0.0063517 | 0.0068375 | 0.0073621 | 0.0079286 | 0.0085407 | 0.0092019 | 0.0099164 | 0.010688 | 0.011523 | 0.012425 | 0.0134 | 0.014453 | 0.015593 | 0.016825 | 0.018158 | 0.019599 | 0.021158 | 0.24573 | 0.24677 | 0.24827 | 0.24932 | 0.24932 | 0.24945 | 0.2505 | 0.25218 | 0.25218 | 0.25218 | 0.25218 | 0.25218 | 0.25218 | 0.25218 | 0.25218 | 0.25218 | 0.25218 | 0.25218 | 0.25218 | 0.25218 | 1549.5629 | 5255.1004 | 0.00069622 | 29101.133 | 16489.3497 | 103.372 | 351.5406 | 6804.6633 | 454.9126 | 6349.7507 | -10139.5991 | FALSE
| 60762386 | EHK024 | EHK | 22KV | 990.42 | 20 | 45714.8889 | 4.762% | Three phase | 97.13 | 0.0054078 | 0.0059171 | 0.0064772 | 0.0070934 | 0.0077715 | 0.0085178 | 0.0093394 | 0.010244 | 0.011241 | 0.012338 | 0.013548 | 0.014881 | 0.01635 | 0.01797 | 0.019756 | 0.021725 | 0.023898 | 0.026295 | 0.028939 | 0.031858 | 0.41195 | 0.41748 | 0.42552 | 0.432 | 0.43438 | 0.438 | 0.4459 | 0.45538 | 0.45805 | 0.45805 | 0.45805 | 0.45805 | 0.45805 | 0.45805 | 0.45805 | 0.45805 | 0.45805 | 0.45805 | 0.45805 | 0.45805 | 4031.2829 | 22537.0555 | 0.0010601 | 96199.4946 | 54508.775 | 311.9798 | 1769.4729 | 26568.3384 | 2081.4527 | 24486.8858 | -30021.8893 | FALSE
| 60762388 | EHK024 | EHK | 22KV | 1424.63 | 20 | 45714.8889 | 4.762% | Three phase | 97.13 | 0.013683 | 0.014944 | 0.016326 | 0.017841 | 0.019504 | 0.021327 | 0.023328 | 0.025523 | 0.027932 | 0.030577 | 0.033481 | 0.036669 | 0.04017 | 0.044016 | 0.046692 | 0.046692 | 0.046692 | 0.046692 | 0.046692 | 0.046692 | 0.41195 | 0.41748 | 0.42552 | 0.432 | 0.43438 | 0.438 | 0.4459 | 0.45538 | 0.45805 | 0.45805 | 0.45805 | 0.45805 | 0.45805 | 0.45805 | 0.45805 | 0.45805 | 0.45805 | 0.45805 | 0.45805 | 0.45805 | 8908.4863 | 71775.7654 | 0.0015249 | 138374.3119 | 78405.9653 | 448.7549 | 3661.0805 | 80684.2517 | 4109.8353 | 76574.4163 | -1831.549 | FALSE
| 60762887 | CTN004 | CTN | 22KV | 57.8 | 8 | 45198.6405 | 11.11% | Single phase | 44.74 | 0.00052343 | 0.00057115 | 0.00062343 | 0.00068071 | 0.00074348 | 0.00081229 | 0.00088772 | 0.00097043 | 0.0010611 | 0.0011606 | 0.0012697 | 0.0013895 | 0.0015208 | 0.001665 | 0.0018233 | 0.0018944 | 0.0018944 | 0.0018944 | 0.0018944 | 0.0018944 | 0.966 | 0.96056 | 0.95878 | 0.96167 | 0.95067 | 0.94256 | 0.94067 | 0.94156 | 0.93567 | 0.93567 | 0.93567 | 0.93567 | 0.93567 | 0.93567 | 0.93567 | 0.93567 | 0.93567 | 0.93567 | 0.93567 | 0.93567 | 713.5775 | 52.0941 | 6.1867e-05 | 2585.972 | 1465.2693 | 38.1797 | 2.7759 | 765.6716 | 40.9556 | 724.716 | -740.5533 | FALSE
| 60762915 | CTN001 | CTN | 22KV | 237.83 | 30 | 45198.6405 | 3.226% | Three phase | 97.13 | 0.0020467 | 0.0022316 | 0.002434 | 0.0026557 | 0.0028984 | 0.0031642 | 0.0034554 | 0.0037745 | 0.0041242 | 0.0045075 | 0.0049277 | 0.0053883 | 0.0058934 | 0.0064474 | 0.007055 | 0.0077215 | 0.0077948 | 0.0077948 | 0.0077948 | 0.0077948 | 0.22626 | 0.22768 | 0.23055 | 0.2329 | 0.23248 | 0.23248 | 0.23581 | 0.23987 | 0.23903 | 0.23903 | 0.23903 | 0.23903 | 0.23903 | 0.23903 | 0.23903 | 0.23903 | 0.23903 | 0.23903 | 0.23903 | 0.23903 | 711.7021 | 1840.3371 | 0.00025457 | 23100.4279 | 13089.2167 | 39.1969 | 102.0325 | 2552.0392 | 141.2293 | 2410.8099 | -10678.4068 | FALSE
| 60762916 | CTN001 | CTN | 22KV | 2668.36 | 30 | 45198.6405 | 3.226% | Three phase | 97.13 | 0.022963 | 0.025038 | 0.027309 | 0.029795 | 0.032518 | 0.035501 | 0.038769 | 0.042349 | 0.046272 | 0.050573 | 0.055287 | 0.060455 | 0.066122 | 0.072337 | 0.079154 | 0.086632 | 0.087455 | 0.087455 | 0.087455 | 0.087455 | 0.22626 | 0.22768 | 0.23055 | 0.2329 | 0.23248 | 0.23248 | 0.23581 | 0.23987 | 0.23903 | 0.23903 | 0.23903 | 0.23903 | 0.23903 | 0.23903 | 0.23903 | 0.23903 | 0.23903 | 0.23903 | 0.23903 | 0.23903 | 7985.0208 | 231661.0165 | 0.0028561 | 259177.8068 | 146855.9146 | 439.7738 | 12843.8122 | 239646.0372 | 13283.586 | 226362.4513 | 79506.5367 | TRUE
| 60762931 | CTN004 | CTN | 22KV | 405.91 | 8 | 45198.6405 | 11.11% | Single phase | 44.74 | 0.0036758 | 0.004011 | 0.0043781 | 0.0047804 | 0.0052212 | 0.0057044 | 0.0062342 | 0.006815 | 0.0074519 | 0.0081505 | 0.0089169 | 0.0097577 | 0.01068 | 0.011693 | 0.012804 | 0.013304 | 0.013304 | 0.013304 | 0.013304 | 0.013304 | 0.966 | 0.96056 | 0.95878 | 0.96167 | 0.95067 | 0.94256 | 0.94067 | 0.94156 | 0.93567 | 0.93567 | 0.93567 | 0.93567 | 0.93567 | 0.93567 | 0.93567 | 0.93567 | 0.93567 | 0.93567 | 0.93567 | 0.93567 | 5011.2152 | 2569.1686 | 0.00043447 | 18160.4134 | 10290.0945 | 268.1235 | 136.9012 | 7580.3838 | 405.0247 | 7175.3591 | -3114.7354 | FALSE
| 60762937 | CTN004 | CTN | 22KV | 2885.35 | 8 | 45198.6405 | 11.11% | Single phase | 44.74 | 0.026053 | 0.028387 | 0.03094 | 0.033732 | 0.036788 | 0.040132 | 0.043792 | 0.0478 | 0.052187 | 0.056992 | 0.062254 | 0.068019 | 0.074334 | 0.081254 | 0.088837 | 0.094567 | 0.094567 | 0.094567 | 0.094567 | 0.094567 | 0.966 | 0.96056 | 0.95878 | 0.96167 | 0.95067 | 0.94256 | 0.94067 | 0.94156 | 0.93567 | 0.93567 | 0.93567 | 0.93567 | 0.93567 | 0.93567 | 0.93567 | 0.93567 | 0.93567 | 0.93567 | 0.93567 | 0.93567 | 35256.4691 | 128483.9647 | 0.0030884 | 129090.559 | 73145.5843 | 1905.9156 | 6917.4288 | 163740.4338 | 8823.3444 | 154917.0895 | 81771.5052 | TRUE
| 60763575 | MRO005 | MRO | 22KV | 430.05 | 21 | 40985.6902 | 4.545% | Three phase | 97.13 | 0.0038723 | 0.0042131 | 0.0045854 | 0.0049921 | 0.0054365 | 0.005922 | 0.0064527 | 0.0070328 | 0.007667 | 0.0083604 | 0.0091188 | 0.0099482 | 0.010856 | 0.011848 | 0.012934 | 0.014095 | 0.014095 | 0.014095 | 0.014095 | 0.014095 | 0.24573 | 0.24677 | 0.24827 | 0.24932 | 0.24932 | 0.24945 | 0.2505 | 0.25218 | 0.25218 | 0.25218 | 0.25218 | 0.25218 | 0.25218 | 0.25218 | 0.25218 | 0.25218 | 0.25218 | 0.25218 | 0.25218 | 0.25218 | 1260.605 | 6135.459 | 0.00046031 | 41770.7565 | 23668.2404 | 68.3452 | 333.613 | 7396.064 | 401.9582 | 6994.1058 | -16674.1347 | FALSE
| 60763594 | MRO007 | MRO | 22KV | 194.1 | 11 | 40985.6902 | 8.333% | Three phase | 97.13 | 0.0019578 | 0.0021062 | 0.0022664 | 0.0024393 | 0.0026259 | 0.0028274 | 0.003045 | 0.0032799 | 0.0035336 | 0.0038077 | 0.0041037 | 0.0044235 | 0.004769 | 0.0051424 | 0.0055459 | 0.0059819 | 0.0063616 | 0.0063616 | 0.0063616 | 0.0063616 | 0.40442 | 0.408 | 0.41408 | 0.41842 | 0.42033 | 0.42258 | 0.42833 | 0.43667 | 0.438 | 0.438 | 0.438 | 0.438 | 0.438 | 0.438 | 0.438 | 0.438 | 0.438 | 0.438 | 0.438 | 0.438 | 989.8295 | 1263.9245 | 0.00020776 | 18852.933 | 10682.4915 | 52.756 | 67.9604 | 2253.754 | 120.7165 | 2133.0375 | -8549.454 | FALSE
| 60763596 | MRO007 | MRO | 22KV | 1338.16 | 11 | 40985.6902 | 8.333% | Single phase | 44.74 | 0.013497 | 0.01452 | 0.015625 | 0.016817 | 0.018104 | 0.019493 | 0.020993 | 0.022612 | 0.024362 | 0.026251 | 0.028292 | 0.030497 | 0.032879 | 0.035453 | 0.038234 | 0.04124 | 0.043858 | 0.043858 | 0.043858 | 0.043858 | 0.40442 | 0.408 | 0.41408 | 0.41842 | 0.42033 | 0.42258 | 0.42833 | 0.43667 | 0.438 | 0.438 | 0.438 | 0.438 | 0.438 | 0.438 | 0.438 | 0.438 | 0.438 | 0.438 | 0.438 | 0.438 | 6824.0608 | 27671.2475 | 0.0014323 | 59869.2784 | 33923.2658 | 363.7094 | 1487.8659 | 34495.3084 | 1851.5753 | 32643.7331 | -1279.5327 | FALSE
| 60763597 | MRO007 | MRO | 22KV | 2578.46 | 11 | 40985.6902 | 8.333% | Three phase | 97.13 | 0.0248 | 0.026638 | 0.02862 | 0.030755 | 0.033056 | 0.035536 | 0.03821 | 0.041094 | 0.044202 | 0.047555 | 0.051171 | 0.055071 | 0.059278 | 0.063816 | 0.068713 | 0.073997 | 0.079699 | 0.084508 | 0.084508 | 0.084508 | 0.40442 | 0.408 | 0.41408 | 0.41842 | 0.42033 | 0.42258 | 0.42833 | 0.43667 | 0.438 | 0.438 | 0.438 | 0.438 | 0.438 | 0.438 | 0.438 | 0.438 | 0.438 | 0.438 | 0.438 | 0.438 | 12516.9385 | 212315.4377 | 0.0027599 | 250445.8198 | 141908.1764 | 700.8206 | 11992.9466 | 224832.3762 | 12693.7672 | 212138.609 | 70230.4326 | TRUE
| 60763598 | MRO007 | MRO | 22KV | 603.56 | 11 | 40985.6902 | 8.333% | Single phase | 44.74 | 0.007213 | 0.0077603 | 0.0083509 | 0.0089882 | 0.009676 | 0.010418 | 0.01122 | 0.012085 | 0.013019 | 0.014028 | 0.015118 | 0.016295 | 0.017566 | 0.018939 | 0.019782 | 0.019782 | 0.019782 | 0.019782 | 0.019782 | 0.019782 | 0.40442 | 0.408 | 0.41408 | 0.41842 | 0.42033 | 0.42258 | 0.42833 | 0.43667 | 0.438 | 0.438 | 0.438 | 0.438 | 0.438 | 0.438 | 0.438 | 0.438 | 0.438 | 0.438 | 0.438 | 0.438 | 3474.4208 | 6358.6137 | 0.00064603 | 27003.2744 | 15300.6564 | 164.0465 | 302.6834 | 9833.0344 | 466.7299 | 9366.3045 | -5934.3518 | FALSE
| 60763619 | MRO005 | MRO | 22KV | 284.45 | 21 | 40985.6902 | 4.545% | Three phase | 97.13 | 0.0024245 | 0.0026082 | 0.0028064 | 0.0030204 | 0.0032514 | 0.0035009 | 0.0037703 | 0.0040613 | 0.0043757 | 0.0047153 | 0.0050822 | 0.0054787 | 0.0059073 | 0.0063704 | 0.0068711 | 0.0074123 | 0.0079974 | 0.0086301 | 0.0093142 | 0.0093228 | 0.24573 | 0.24677 | 0.24827 | 0.24932 | 0.24932 | 0.24945 | 0.2505 | 0.25218 | 0.25218 | 0.25218 | 0.25218 | 0.25218 | 0.25218 | 0.25218 | 0.25218 | 0.25218 | 0.25218 | 0.25218 | 0.25218 | 0.25218 | 732.8237 | 2359.5523 | 0.00030447 | 27628.6285 | 15654.9959 | 45.2059 | 145.9543 | 3092.376 | 191.1602 | 2901.2158 | -12753.7801 | FALSE
| 60763622 | MRO005 | MRO | 22KV | 3298.03 | 21 | 40985.6902 | 4.545% | Three phase | 97.13 | 0.029616 | 0.032179 | 0.034974 | 0.038022 | 0.041349 | 0.044978 | 0.04894 | 0.053263 | 0.057983 | 0.063137 | 0.068765 | 0.074911 | 0.081624 | 0.088958 | 0.09697 | 0.10573 | 0.10809 | 0.10809 | 0.10809 | 0.10809 | 0.24573 | 0.24677 | 0.24827 | 0.24932 | 0.24932 | 0.24945 | 0.2505 | 0.25218 | 0.25218 | 0.25218 | 0.25218 | 0.25218 | 0.25218 | 0.25218 | 0.25218 | 0.25218 | 0.25218 | 0.25218 | 0.25218 | 0.25218 | 9561.5485 | 356894.3697 | 0.0035301 | 320337.6539 | 181510.4454 | 524.1355 | 19620.6914 | 366455.9182 | 20144.8269 | 346311.0913 | 164800.6459 | TRUE
| 60763624 | MRO005 | MRO | 22KV | 665 | 21 | 40985.6902 | 4.545% | Three phase | 97.13 | 0.0062099 | 0.006688 | 0.0072045 | 0.0077628 | 0.0083662 | 0.0090184 | 0.0097236 | 0.010486 | 0.01131 | 0.012202 | 0.013167 | 0.01421 | 0.015338 | 0.01656 | 0.017881 | 0.019311 | 0.020859 | 0.021795 | 0.021795 | 0.021795 | 0.24573 | 0.24677 | 0.24827 | 0.24932 | 0.24932 | 0.24945 | 0.2505 | 0.25218 | 0.25218 | 0.25218 | 0.25218 | 0.25218 | 0.25218 | 0.25218 | 0.25218 | 0.25218 | 0.25218 | 0.25218 | 0.25218 | 0.25218 | 1868.3617 | 14064.3193 | 0.00071179 | 64591.45 | 36598.9534 | 105.6843 | 797.7162 | 15932.681 | 903.4005 | 15029.2805 | -21569.6729 | FALSE
| 60766132 | CMN003 | CMN | 22KV | 77.67 | 11 | 38419.8192 | 8.333% | Single phase | 44.74 | 0.00092821 | 0.00099865 | 0.0010746 | 0.0011567 | 0.0012452 | 0.0013407 | 0.0014439 | 0.0015552 | 0.0016754 | 0.0018053 | 0.0019455 | 0.0020969 | 0.0022605 | 0.0024372 | 0.0025456 | 0.0025456 | 0.0025456 | 0.0025456 | 0.0025456 | 0.0025456 | 0.55008 | 0.55642 | 0.56642 | 0.575 | 0.57992 | 0.58575 | 0.59633 | 0.60733 | 0.613 | 0.613 | 0.613 | 0.613 | 0.613 | 0.613 | 0.613 | 0.613 | 0.613 | 0.613 | 0.613 | 0.613 | 583.6737 | 105.2999 | 8.3135e-05 | 3474.9558 | 1968.9873 | 27.4776 | 5.0125 | 688.9737 | 32.4901 | 656.4836 | -1312.5037 | FALSE
| 60766139 | CMN004 | CMN | 22KV | 218.46 | 4 | 38419.8192 | 20% | Three phase | 97.13 | 0.0026448 | 0.0028133 | 0.0029931 | 0.0031848 | 0.0033893 | 0.0036073 | 0.00384 | 0.0040881 | 0.0043529 | 0.0046353 | 0.0049367 | 0.0052583 | 0.0056015 | 0.0059678 | 0.0063587 | 0.006776 | 0.00716 | 0.00716 | 0.00716 | 0.00716 | 0.6684 | 0.675 | 0.6856 | 0.6956 | 0.6982 | 0.7042 | 0.7156 | 0.7294 | 0.7356 | 0.7356 | 0.7356 | 0.7356 | 0.7356 | 0.7356 | 0.7356 | 0.7356 | 0.7356 | 0.7356 | 0.7356 | 0.7356 | 1865.5536 | 1710.9264 | 0.00023383 | 21219.0198 | 12023.169 | 93.0027 | 86.0893 | 3576.4799 | 179.092 | 3397.3879 | -8625.781 | FALSE
| 60766161 | CMN003 | CMN | 22KV | 2485.04 | 11 | 38419.8192 | 8.333% | Three phase | 97.13 | 0.017101 | 0.018365 | 0.019726 | 0.021194 | 0.022776 | 0.024482 | 0.026322 | 0.028307 | 0.030447 | 0.032757 | 0.035248 | 0.037937 | 0.040838 | 0.04397 | 0.047351 | 0.051 | 0.05494 | 0.059194 | 0.063788 | 0.06875 | 0.55008 | 0.55642 | 0.56642 | 0.575 | 0.57992 | 0.58575 | 0.59633 | 0.60733 | 0.613 | 0.613 | 0.613 | 0.613 | 0.613 | 0.613 | 0.613 | 0.613 | 0.613 | 0.613 | 0.613 | 0.613 | 11470.1905 | 143558.1464 | 0.0026599 | 241371.9352 | 136766.7114 | 879.1409 | 11139.6583 | 155028.3369 | 12018.7992 | 143009.5377 | 6242.8263 | TRUE
| 60766172 | CMN004 | CMN | 22KV | 1875.79 | 4 | 38419.8192 | 20% | Three phase | 97.13 | 0.022709 | 0.024157 | 0.0257 | 0.027346 | 0.029102 | 0.030974 | 0.032972 | 0.035102 | 0.037375 | 0.039801 | 0.042389 | 0.04515 | 0.048097 | 0.051242 | 0.054599 | 0.058182 | 0.061479 | 0.061479 | 0.061479 | 0.061479 | 0.6684 | 0.675 | 0.6856 | 0.6956 | 0.6982 | 0.7042 | 0.7156 | 0.7294 | 0.7356 | 0.7356 | 0.7356 | 0.7356 | 0.7356 | 0.7356 | 0.7356 | 0.7356 | 0.7356 | 0.7356 | 0.7356 | 0.7356 | 16018.4322 | 126140.8918 | 0.0020078 | 182195.4827 | 103236.0161 | 798.5608 | 6347.0736 | 142159.3241 | 7145.6344 | 135013.6896 | 31777.6735 | TRUE
| 60766236 | CMN001 | CMN | 22KV | 602.86 | 13 | 38419.8192 | 7.143% | Three phase | 97.13 | 0.0072046 | 0.0077513 | 0.0083412 | 0.0089778 | 0.0096648 | 0.010406 | 0.011207 | 0.012071 | 0.013004 | 0.014012 | 0.0151 | 0.016276 | 0.017545 | 0.018917 | 0.019759 | 0.019759 | 0.019759 | 0.019759 | 0.019759 | 0.019759 | 0.30364 | 0.30821 | 0.31421 | 0.31914 | 0.322 | 0.32564 | 0.33257 | 0.33886 | 0.34257 | 0.34257 | 0.34257 | 0.34257 | 0.34257 | 0.34257 | 0.34257 | 0.34257 | 0.34257 | 0.34257 | 0.34257 | 0.34257 | 2526.9582 | 13772.4716 | 0.00064528 | 58555.7918 | 33179.0151 | 118.8274 | 655.5986 | 16299.4298 | 774.4261 | 15525.0037 | -17654.0114 | FALSE
| 60766238 | CMN001 | CMN | 22KV | 606.17 | 13 | 38419.8192 | 7.143% | Three phase | 97.13 | 0.0072442 | 0.0077939 | 0.008387 | 0.0090271 | 0.0097179 | 0.010464 | 0.011268 | 0.012137 | 0.013076 | 0.014089 | 0.015183 | 0.016365 | 0.017642 | 0.019021 | 0.019867 | 0.019867 | 0.019867 | 0.019867 | 0.019867 | 0.019867 | 0.30364 | 0.30821 | 0.31421 | 0.31914 | 0.322 | 0.32564 | 0.33257 | 0.33886 | 0.34257 | 0.34257 | 0.34257 | 0.34257 | 0.34257 | 0.34257 | 0.34257 | 0.34257 | 0.34257 | 0.34257 | 0.34257 | 0.34257 | 2540.8324 | 13924.1222 | 0.00064882 | 58877.2921 | 33361.1843 | 119.4798 | 662.8175 | 16464.9546 | 782.2974 | 15682.6572 | -17678.5271 | FALSE
| 60766247 | CMN001 | CMN | 22KV | 275.88 | 13 | 38419.8192 | 7.143% | Three phase | 97.13 | 0.0021628 | 0.0023265 | 0.0025032 | 0.002694 | 0.0029 | 0.0031225 | 0.0033628 | 0.0036224 | 0.0039029 | 0.0042059 | 0.0045334 | 0.0048872 | 0.0052698 | 0.0056832 | 0.0061303 | 0.0066136 | 0.0071362 | 0.0077013 | 0.0083126 | 0.0089737 | 0.30364 | 0.30821 | 0.31421 | 0.31914 | 0.322 | 0.32564 | 0.33257 | 0.33886 | 0.34257 | 0.34257 | 0.34257 | 0.34257 | 0.34257 | 0.34257 | 0.34257 | 0.34257 | 0.34257 | 0.34257 | 0.34257 | 0.34257 | 824.2203 | 2052.3481 | 0.00029529 | 26796.2244 | 15183.3372 | 54.3776 | 137.2921 | 2876.5684 | 191.6697 | 2684.8987 | -12498.4386 | FALSE
| 60766253 | CMN001 | CMN | 22KV | 425.09 | 13 | 38419.8192 | 7.143% | Three phase | 97.13 | 0.0050801 | 0.0054656 | 0.0058816 | 0.0063304 | 0.0068149 | 0.0073378 | 0.0079022 | 0.0085117 | 0.0091697 | 0.0098802 | 0.010648 | 0.011476 | 0.012372 | 0.013339 | 0.013932 | 0.013932 | 0.013932 | 0.013932 | 0.013932 | 0.013932 | 0.30364 | 0.30821 | 0.31421 | 0.31914 | 0.322 | 0.32564 | 0.33257 | 0.33886 | 0.34257 | 0.34257 | 0.34257 | 0.34257 | 0.34257 | 0.34257 | 0.34257 | 0.34257 | 0.34257 | 0.34257 | 0.34257 | 0.34257 | 1781.8144 | 6847.6369 | 0.000455 | 41288.9917 | 23395.2618 | 83.7879 | 325.9619 | 8629.4513 | 409.7498 | 8219.7016 | -15175.5602 | FALSE
| 60766264 | CMN002 | CMN | 22KV | 1875.79 | 8 | 38419.8192 | 11.11% | Three phase | 97.13 | 0.022709 | 0.024157 | 0.0257 | 0.027346 | 0.029102 | 0.030974 | 0.032972 | 0.035102 | 0.037375 | 0.039801 | 0.042389 | 0.04515 | 0.048097 | 0.051242 | 0.054599 | 0.058182 | 0.061479 | 0.061479 | 0.061479 | 0.061479 | 0.40256 | 0.40522 | 0.40822 | 0.41078 | 0.41189 | 0.41489 | 0.41933 | 0.42378 | 0.42522 | 0.42522 | 0.42522 | 0.42522 | 0.42522 | 0.42522 | 0.42522 | 0.42522 | 0.42522 | 0.42522 | 0.42522 | 0.42522 | 9329.2443 | 126140.8918 | 0.0020078 | 182195.4827 | 103236.0161 | 466.9053 | 6347.0736 | 135470.1362 | 6813.979 | 128656.1572 | 25420.1411 | TRUE
| 60766295 | CMN001 | CMN | 22KV | 800.63 | 13 | 38419.8192 | 7.143% | Three phase | 97.13 | 0.0095681 | 0.010294 | 0.011078 | 0.011923 | 0.012835 | 0.01382 | 0.014883 | 0.016031 | 0.017271 | 0.018609 | 0.020054 | 0.021615 | 0.023301 | 0.025123 | 0.02624 | 0.02624 | 0.02624 | 0.02624 | 0.02624 | 0.02624 | 0.30364 | 0.30821 | 0.31421 | 0.31914 | 0.322 | 0.32564 | 0.33257 | 0.33886 | 0.34257 | 0.34257 | 0.34257 | 0.34257 | 0.34257 | 0.34257 | 0.34257 | 0.34257 | 0.34257 | 0.34257 | 0.34257 | 0.34257 | 3355.9342 | 24290.8474 | 0.00085697 | 77765.1919 | 44063.4888 | 157.8091 | 1156.2955 | 27646.7817 | 1314.1046 | 26332.6771 | -17730.8117 | FALSE
| 60766296 | CMN002 | CMN | 22KV | 31.34 | 8 | 38419.8192 | 11.11% | Single phase | 44.74 | 0.00037454 | 0.00040296 | 0.00043362 | 0.00046671 | 0.00050243 | 0.00054098 | 0.0005826 | 0.00062753 | 0.00067604 | 0.00072843 | 0.000785 | 0.0008461 | 0.0009121 | 0.0009834 | 0.0010272 | 0.0010272 | 0.0010272 | 0.0010272 | 0.0010272 | 0.0010272 | 0.40256 | 0.40522 | 0.40822 | 0.41078 | 0.41189 | 0.41489 | 0.41933 | 0.42378 | 0.42522 | 0.42522 | 0.42522 | 0.42522 | 0.42522 | 0.42522 | 0.42522 | 0.42522 | 0.42522 | 0.42522 | 0.42522 | 0.42522 | 164.8271 | 17.1443 | 3.3545e-05 | 1402.1516 | 794.4903 | 7.8009 | 0.8161 | 181.9714 | 8.617 | 173.3544 | -621.1359 | FALSE
| 60766321 | CMN003 | CMN | 22KV | 2029.12 | 11 | 38419.8192 | 8.333% | Covered | 390 | 0.013964 | 0.014995 | 0.016107 | 0.017305 | 0.018597 | 0.019991 | 0.021493 | 0.023113 | 0.024861 | 0.026747 | 0.028781 | 0.030977 | 0.033346 | 0.035903 | 0.038663 | 0.041643 | 0.04486 | 0.048334 | 0.052085 | 0.056136 | 0.55008 | 0.55642 | 0.56642 | 0.575 | 0.57992 | 0.58575 | 0.59633 | 0.60733 | 0.613 | 0.613 | 0.613 | 0.613 | 0.613 | 0.613 | 0.613 | 0.613 | 0.613 | 0.613 | 0.613 | 0.613 | 9365.8022 | 384315.3722 | 0.0021719 | 791356.8 | 448400.3784 | 717.8486 | 29821.6579 | 393681.1744 | 30539.5065 | 363141.6679 | -85258.7105 | FALSE
| 60766329 | CMN002 | CMN | 22KV | 40.51 | 8 | 38419.8192 | 11.11% | Three phase | 97.13 | 0.00049043 | 0.00052169 | 0.00055502 | 0.00059057 | 0.00062849 | 0.00066893 | 0.00071206 | 0.00075808 | 0.00080717 | 0.00085955 | 0.00091543 | 0.00097507 | 0.0010387 | 0.0011066 | 0.0011791 | 0.0012565 | 0.0013277 | 0.0013277 | 0.0013277 | 0.0013277 | 0.40256 | 0.40522 | 0.40822 | 0.41078 | 0.41189 | 0.41489 | 0.41933 | 0.42378 | 0.42522 | 0.42522 | 0.42522 | 0.42522 | 0.42522 | 0.42522 | 0.42522 | 0.42522 | 0.42522 | 0.42522 | 0.42522 | 0.42522 | 201.4765 | 58.8318 | 4.3361e-05 | 3934.7363 | 2229.5092 | 10.0834 | 2.9603 | 260.3083 | 13.0437 | 247.2647 | -1982.2445 | FALSE
| 60766330 | CMN002 | CMN | 22KV | 218.46 | 8 | 38419.8192 | 11.11% | Three phase | 97.13 | 0.0026448 | 0.0028133 | 0.0029931 | 0.0031848 | 0.0033893 | 0.0036073 | 0.00384 | 0.0040881 | 0.0043529 | 0.0046353 | 0.0049367 | 0.0052583 | 0.0056015 | 0.0059678 | 0.0063587 | 0.006776 | 0.00716 | 0.00716 | 0.00716 | 0.00716 | 0.40256 | 0.40522 | 0.40822 | 0.41078 | 0.41189 | 0.41489 | 0.41933 | 0.42378 | 0.42522 | 0.42522 | 0.42522 | 0.42522 | 0.42522 | 0.42522 | 0.42522 | 0.42522 | 0.42522 | 0.42522 | 0.42522 | 0.42522 | 1086.5111 | 1710.9264 | 0.00023383 | 21219.0198 | 12023.169 | 54.3772 | 86.0893 | 2797.4375 | 140.4664 | 2656.9711 | -9366.1979 | FALSE
| 60766344 | CMN003 | CMN | 22KV | 80.54 | 11 | 38419.8192 | 8.333% | Three phase | 97.13 | 0.0010394 | 0.0011419 | 0.0012549 | 0.0013795 | 0.001517 | 0.0016686 | 0.0018359 | 0.0020206 | 0.0022243 | 0.0024493 | 0.0026397 | 0.0026397 | 0.0026397 | 0.0026397 | 0.0026397 | 0.0026397 | 0.0026397 | 0.0026397 | 0.0026397 | 0.0026397 | 0.55008 | 0.55642 | 0.56642 | 0.575 | 0.57992 | 0.58575 | 0.59633 | 0.60733 | 0.613 | 0.613 | 0.613 | 0.613 | 0.613 | 0.613 | 0.613 | 0.613 | 0.613 | 0.613 | 0.613 | 0.613 | 680.5378 | 276.4601 | 8.6207e-05 | 7822.8502 | 4432.6011 | 28.4929 | 11.7011 | 956.9979 | 40.194 | 916.8039 | -3515.7972 | FALSE
| 60766355 | CMN003 | CMN | 22KV | 3688.43 | 11 | 38419.8192 | 8.333% | Single phase | 44.74 | 0.044079 | 0.047424 | 0.051033 | 0.054928 | 0.059131 | 0.063669 | 0.068566 | 0.073854 | 0.079564 | 0.085729 | 0.092387 | 0.099579 | 0.10735 | 0.11574 | 0.12089 | 0.12089 | 0.12089 | 0.12089 | 0.12089 | 0.12089 | 0.55008 | 0.55642 | 0.56642 | 0.575 | 0.57992 | 0.58575 | 0.59633 | 0.60733 | 0.613 | 0.613 | 0.613 | 0.613 | 0.613 | 0.613 | 0.613 | 0.613 | 0.613 | 0.613 | 0.613 | 0.613 | 27717.7772 | 237467.7459 | 0.003948 | 165020.3582 | 93504.2083 | 1304.8682 | 11303.9645 | 265185.5232 | 12608.8327 | 252576.6905 | 159072.4822 | TRUE
| 60766527 | EHK024 | EHK | 22KV | 1332.26 | 20 | 45714.8889 | 4.762% | Single phase | 44.74 | 0.012814 | 0.013764 | 0.014787 | 0.015891 | 0.01708 | 0.018361 | 0.019743 | 0.021233 | 0.022839 | 0.024571 | 0.026439 | 0.028454 | 0.030628 | 0.032973 | 0.035503 | 0.038233 | 0.041179 | 0.043665 | 0.043665 | 0.043665 | 0.41195 | 0.41748 | 0.42552 | 0.432 | 0.43438 | 0.438 | 0.4459 | 0.45538 | 0.45805 | 0.45805 | 0.45805 | 0.45805 | 0.45805 | 0.45805 | 0.45805 | 0.45805 | 0.45805 | 0.45805 | 0.45805 | 0.45805 | 7515.0913 | 26108.4654 | 0.001426 | 59605.3124 | 33773.6968 | 419.6586 | 1474.7747 | 33623.5566 | 1894.4332 | 31729.1234 | -2044.5734 | FALSE
| 60766534 | EHK024 | EHK | 22KV | 2571.61 | 20 | 45714.8889 | 4.762% | Single phase | 44.74 | 0.019232 | 0.020654 | 0.022187 | 0.023839 | 0.02562 | 0.02754 | 0.02961 | 0.031843 | 0.034251 | 0.036849 | 0.039652 | 0.042676 | 0.045939 | 0.049461 | 0.053262 | 0.057364 | 0.061793 | 0.066575 | 0.071737 | 0.077312 | 0.41195 | 0.41748 | 0.42552 | 0.432 | 0.43438 | 0.438 | 0.4459 | 0.45538 | 0.45805 | 0.45805 | 0.45805 | 0.45805 | 0.45805 | 0.45805 | 0.45805 | 0.45805 | 0.45805 | 0.45805 | 0.45805 | 0.45805 | 11481.0941 | 76968.9951 | 0.0027526 | 115053.8314 | 65192.062 | 810.0507 | 5494.8761 | 88450.0891 | 6304.9268 | 82145.1623 | 16953.1004 | TRUE
| 60766858 | CMN001 | CMN | 22KV | 425.02 | 13 | 38419.8192 | 7.143% | Three phase | 97.13 | 0.0049109 | 0.005334 | 0.005795 | 0.0062974 | 0.0068452 | 0.0074423 | 0.0080935 | 0.0088036 | 0.0095782 | 0.010423 | 0.011345 | 0.012351 | 0.013448 | 0.01393 | 0.01393 | 0.01393 | 0.01393 | 0.01393 | 0.01393 | 0.01393 | 0.30364 | 0.30821 | 0.31421 | 0.31914 | 0.322 | 0.32564 | 0.33257 | 0.33886 | 0.34257 | 0.34257 | 0.34257 | 0.34257 | 0.34257 | 0.34257 | 0.34257 | 0.34257 | 0.34257 | 0.34257 | 0.34257 | 0.34257 | 1820.6829 | 6991.4549 | 0.00045493 | 41282.1926 | 23391.4093 | 83.7741 | 325.8546 | 8812.1378 | 409.6286 | 8402.5092 | -14988.9001 | FALSE
| 60766907 | CMN001 | CMN | 22KV | 423.23 | 13 | 38419.8192 | 7.143% | Three phase | 97.13 | 0.0050579 | 0.0054417 | 0.0058558 | 0.0063027 | 0.0067851 | 0.0073057 | 0.0078677 | 0.0084744 | 0.0091296 | 0.009837 | 0.010601 | 0.011426 | 0.012317 | 0.01328 | 0.013871 | 0.013871 | 0.013871 | 0.013871 | 0.013871 | 0.013871 | 0.30364 | 0.30821 | 0.31421 | 0.31914 | 0.322 | 0.32564 | 0.33257 | 0.33886 | 0.34257 | 0.34257 | 0.34257 | 0.34257 | 0.34257 | 0.34257 | 0.34257 | 0.34257 | 0.34257 | 0.34257 | 0.34257 | 0.34257 | 1774.018 | 6787.8437 | 0.00045301 | 41108.3299 | 23292.8948 | 83.4212 | 323.1156 | 8561.8618 | 406.5369 | 8155.3249 | -15137.5699 | FALSE
| 60766918 | CMN001 | CMN | 22KV | 2084.45 | 13 | 38419.8192 | 7.143% | Single phase | 44.74 | 0.016341 | 0.017578 | 0.018913 | 0.020355 | 0.021912 | 0.023593 | 0.025408 | 0.02737 | 0.029489 | 0.031778 | 0.034252 | 0.036926 | 0.039816 | 0.04294 | 0.046318 | 0.04997 | 0.053918 | 0.058189 | 0.062807 | 0.067802 | 0.30364 | 0.30821 | 0.31421 | 0.31914 | 0.322 | 0.32564 | 0.33257 | 0.33886 | 0.34257 | 0.34257 | 0.34257 | 0.34257 | 0.34257 | 0.34257 | 0.34257 | 0.34257 | 0.34257 | 0.34257 | 0.34257 | 0.34257 | 6227.5118 | 53967.9781 | 0.0022311 | 93258.293 | 52842.2247 | 410.8579 | 3610.195 | 60195.4899 | 4021.0529 | 56174.437 | 3332.2123 | TRUE
| 60766924 | CMN001 | CMN | 22KV | 95.28 | 13 | 38419.8192 | 7.143% | Three phase | 97.13 | 0.00088265 | 0.00094677 | 0.0010158 | 0.00109 | 0.0011699 | 0.0012559 | 0.0013485 | 0.0014482 | 0.0015555 | 0.0016711 | 0.0017956 | 0.0019297 | 0.0020741 | 0.0022297 | 0.0023974 | 0.002578 | 0.0027726 | 0.0029824 | 0.0031228 | 0.0031228 | 0.30364 | 0.30821 | 0.31421 | 0.31914 | 0.322 | 0.32564 | 0.33257 | 0.33886 | 0.34257 | 0.34257 | 0.34257 | 0.34257 | 0.34257 | 0.34257 | 0.34257 | 0.34257 | 0.34257 | 0.34257 | 0.34257 | 0.34257 | 322.5463 | 277.5687 | 0.00010198 | 9254.5464 | 5243.832 | 18.7803 | 16.376 | 600.115 | 35.1563 | 564.9587 | -4678.8733 | FALSE
| 60766928 | CMN001 | CMN | 22KV | 260 | 13 | 38419.8192 | 7.143% | Three phase | 97.13 | 0.0031072 | 0.003343 | 0.0035974 | 0.0038719 | 0.0041682 | 0.004488 | 0.0048333 | 0.005206 | 0.0056085 | 0.0060431 | 0.0065124 | 0.0070194 | 0.0075669 | 0.0081584 | 0.0085214 | 0.0085214 | 0.0085214 | 0.0085214 | 0.0085214 | 0.0085214 | 0.30364 | 0.30821 | 0.31421 | 0.31914 | 0.322 | 0.32564 | 0.33257 | 0.33886 | 0.34257 | 0.34257 | 0.34257 | 0.34257 | 0.34257 | 0.34257 | 0.34257 | 0.34257 | 0.34257 | 0.34257 | 0.34257 | 0.34257 | 1089.8204 | 2561.6845 | 0.0002783 | 25253.8 | 14309.3652 | 51.2476 | 121.9416 | 3651.5049 | 173.1892 | 3478.3157 | -10831.0495 | FALSE
| 60766937 | CMN001 | CMN | 22KV | 254.01 | 13 | 38419.8192 | 7.143% | Three phase | 97.13 | 0.0030356 | 0.003266 | 0.0035145 | 0.0037827 | 0.0040722 | 0.0043846 | 0.0047219 | 0.0050861 | 0.0054793 | 0.0059039 | 0.0063624 | 0.0068576 | 0.0073926 | 0.0079704 | 0.0083251 | 0.0083251 | 0.0083251 | 0.0083251 | 0.0083251 | 0.0083251 | 0.30364 | 0.30821 | 0.31421 | 0.31914 | 0.322 | 0.32564 | 0.33257 | 0.33886 | 0.34257 | 0.34257 | 0.34257 | 0.34257 | 0.34257 | 0.34257 | 0.34257 | 0.34257 | 0.34257 | 0.34257 | 0.34257 | 0.34257 | 1064.7126 | 2445.0096 | 0.00027188 | 24671.9913 | 13979.6995 | 50.0669 | 116.3876 | 3509.7223 | 166.4545 | 3343.2677 | -10636.4318 | FALSE
| 60766991 | BET002 | BETS | 22KV | 33.73 | 2 | 39529.3474 | 33.33% | Three phase | 97.13 | 0.00032122 | 0.0003493 | 0.00037996 | 0.00041343 | 0.00044997 | 0.00048987 | 0.00053345 | 0.00058106 | 0.00063307 | 0.0006899 | 0.00075201 | 0.00081989 | 0.00089409 | 0.00097521 | 0.0010639 | 0.0011055 | 0.0011055 | 0.0011055 | 0.0011055 | 0.0011055 | 2.135 | 2.1527 | 2.1837 | 2.2057 | 2.22 | 2.238 | 2.2723 | 2.3157 | 2.3427 | 2.3427 | 2.3427 | 2.3427 | 2.3427 | 2.3427 | 2.3427 | 2.3427 | 2.3427 | 2.3427 | 2.3427 | 2.3427 | 906.6346 | 39.1048 | 3.6103e-05 | 3276.1949 | 1856.365 | 47.0271 | 2.0523 | 945.7394 | 49.0794 | 896.66 | -959.7049 | FALSE
| 60766992 | BET002 | BETS | 22KV | 154.66 | 2 | 39529.3474 | 33.33% | Three phase | 97.13 | 0.0014689 | 0.0015953 | 0.0017329 | 0.001883 | 0.0020466 | 0.002225 | 0.0024196 | 0.0026319 | 0.0028635 | 0.0031162 | 0.0033919 | 0.0036929 | 0.0040214 | 0.00438 | 0.0047715 | 0.0050689 | 0.0050689 | 0.0050689 | 0.0050689 | 0.0050689 | 2.135 | 2.1527 | 2.1837 | 2.2057 | 2.22 | 2.238 | 2.2723 | 2.3157 | 2.3427 | 2.3427 | 2.3427 | 2.3427 | 2.3427 | 2.3427 | 2.3427 | 2.3427 | 2.3427 | 2.3427 | 2.3427 | 2.3427 | 4117.9104 | 814.4382 | 0.00016554 | 15022.1258 | 8511.8709 | 215.6305 | 43.148 | 4932.3487 | 258.7786 | 4673.5701 | -3838.3008 | FALSE
| 60767003 | BET005 | BETS | 22KV | 313.23 | 14 | 39529.3474 | 6.667% | Three phase | 97.13 | 0.0029674 | 0.0032183 | 0.0034915 | 0.0037889 | 0.0041127 | 0.0044653 | 0.0048493 | 0.0052676 | 0.0057234 | 0.00622 | 0.0067611 | 0.0073509 | 0.0079938 | 0.0086947 | 0.0094588 | 0.010266 | 0.010266 | 0.010266 | 0.010266 | 0.010266 | 0.74607 | 0.75867 | 0.77573 | 0.79007 | 0.79873 | 0.80933 | 0.82793 | 0.85053 | 0.8616 | 0.8616 | 0.8616 | 0.8616 | 0.8616 | 0.8616 | 0.8616 | 0.8616 | 0.8616 | 0.8616 | 0.8616 | 0.8616 | 3018.8212 | 3310.4693 | 0.00033527 | 30424.0299 | 17238.9326 | 158.6622 | 176.9831 | 6329.2905 | 335.6453 | 5993.6452 | -11245.2874 | FALSE
| 60767101 | WND024 | WND | 22KV | 964.8 | 13 | 34098.9574 | 7.143% | Single phase | 44.74 | 0.0072153 | 0.0077488 | 0.0083238 | 0.0089436 | 0.0096118 | 0.010332 | 0.011109 | 0.011947 | 0.01285 | 0.013825 | 0.014876 | 0.016011 | 0.017235 | 0.018556 | 0.019982 | 0.021522 | 0.023183 | 0.024977 | 0.026914 | 0.029005 | 0.31457 | 0.32093 | 0.32914 | 0.33579 | 0.34057 | 0.34786 | 0.35743 | 0.36629 | 0.371 | 0.371 | 0.371 | 0.371 | 0.371 | 0.371 | 0.371 | 0.371 | 0.371 | 0.371 | 0.371 | 0.371 | 2578.4252 | 10833.7845 | 0.0010327 | 43165.152 | 24458.336 | 180.7138 | 773.4323 | 13412.2098 | 954.1461 | 12458.0637 | -12000.2723 | FALSE
| 60767108 | WND024 | WND | 22KV | 2182.46 | 13 | 34098.9574 | 7.143% | Single phase | 44.74 | 0.016322 | 0.017528 | 0.018829 | 0.020231 | 0.021743 | 0.023372 | 0.025129 | 0.027024 | 0.029068 | 0.031273 | 0.033652 | 0.036218 | 0.038987 | 0.041976 | 0.045202 | 0.048684 | 0.052442 | 0.0565 | 0.060882 | 0.065613 | 0.31457 | 0.32093 | 0.32914 | 0.33579 | 0.34057 | 0.34786 | 0.35743 | 0.36629 | 0.371 | 0.371 | 0.371 | 0.371 | 0.371 | 0.371 | 0.371 | 0.371 | 0.371 | 0.371 | 0.371 | 0.371 | 5832.6181 | 55436.8047 | 0.002336 | 97643.2604 | 55326.8449 | 408.79 | 3957.6764 | 61269.4227 | 4366.4664 | 56902.9563 | 1576.1114 | TRUE
| 60767110 | WND024 | WND | 22KV | 39 | 13 | 34098.9574 | 7.143% | Single phase | 44.74 | 0.00029166 | 0.00031323 | 0.00033647 | 0.00036153 | 0.00038854 | 0.00041765 | 0.00044906 | 0.00048292 | 0.00051944 | 0.00055884 | 0.00060135 | 0.00064721 | 0.0006967 | 0.0007501 | 0.00080774 | 0.00086996 | 0.00093713 | 0.0010096 | 0.0010879 | 0.0011725 | 0.31457 | 0.32093 | 0.32914 | 0.33579 | 0.34057 | 0.34786 | 0.35743 | 0.36629 | 0.371 | 0.371 | 0.371 | 0.371 | 0.371 | 0.371 | 0.371 | 0.371 | 0.371 | 0.371 | 0.371 | 0.371 | 104.2274 | 17.7025 | 4.1744e-05 | 1744.86 | 988.6765 | 7.305 | 1.2638 | 121.9299 | 8.5688 | 113.3611 | -875.3154 | FALSE
| 60767119 | WND024 | WND | 22KV | 26.55 | 13 | 34098.9574 | 7.143% | Single phase | 44.74 | 0.00024116 | 0.00026354 | 0.00028811 | 0.00031506 | 0.00034465 | 0.00037713 | 0.0004128 | 0.00045197 | 0.000495 | 0.00054227 | 0.00059421 | 0.00065128 | 0.00071401 | 0.00078296 | 0.00085877 | 0.00087017 | 0.00087017 | 0.00087017 | 0.00087017 | 0.00087017 | 0.31457 | 0.32093 | 0.32914 | 0.33579 | 0.34057 | 0.34786 | 0.35743 | 0.36629 | 0.371 | 0.371 | 0.371 | 0.371 | 0.371 | 0.371 | 0.371 | 0.371 | 0.371 | 0.371 | 0.371 | 0.371 | 96.2496 | 11.1106 | 2.8418e-05 | 1187.847 | 673.0606 | 4.973 | 0.5857 | 107.3601 | 5.5587 | 101.8014 | -571.2591 | FALSE
| 60767274 | WND024 | WND | 22KV | 480.79 | 13 | 34098.9574 | 7.143% | Single phase | 44.74 | 0.0028047 | 0.0030115 | 0.0032343 | 0.0034745 | 0.0037336 | 0.0040129 | 0.0043143 | 0.0046393 | 0.00499 | 0.0053684 | 0.0057768 | 0.0062176 | 0.0066933 | 0.007207 | 0.0077616 | 0.0083604 | 0.0090071 | 0.0097056 | 0.01046 | 0.011275 | 0.31457 | 0.32093 | 0.32914 | 0.33579 | 0.34057 | 0.34786 | 0.35743 | 0.36629 | 0.371 | 0.371 | 0.371 | 0.371 | 0.371 | 0.371 | 0.371 | 0.371 | 0.371 | 0.371 | 0.371 | 0.371 | 1001.6376 | 2097.2811 | 0.00051462 | 21510.5446 | 12188.3534 | 90.0553 | 192.0696 | 3098.9186 | 282.1249 | 2816.7938 | -9371.5596 | FALSE
| 60767605 | MRO007 | MRO | 22KV | 1548.9 | 11 | 40985.6902 | 8.333% | Single phase | 44.74 | 0.011584 | 0.01244 | 0.013363 | 0.014358 | 0.015431 | 0.016587 | 0.017834 | 0.019179 | 0.02063 | 0.022195 | 0.023883 | 0.025704 | 0.02767 | 0.029791 | 0.03208 | 0.034551 | 0.037218 | 0.040098 | 0.043208 | 0.046566 | 0.40442 | 0.408 | 0.41408 | 0.41842 | 0.42033 | 0.42258 | 0.42833 | 0.43667 | 0.438 | 0.438 | 0.438 | 0.438 | 0.438 | 0.438 | 0.438 | 0.438 | 0.438 | 0.438 | 0.438 | 0.438 | 5950.6501 | 27922.3756 | 0.0016579 | 69297.786 | 39265.6681 | 420.9881 | 1993.4 | 33873.0256 | 2414.3881 | 31458.6375 | -7807.0306 | FALSE
| 60767609 | MRO008 | MRO | 22KV | 5979.92 | 9 | 40985.6902 | 10% | Three phase | 97.13 | 0.04688 | 0.050428 | 0.054259 | 0.058395 | 0.06286 | 0.067683 | 0.072892 | 0.078519 | 0.084598 | 0.091166 | 0.098264 | 0.10594 | 0.11423 | 0.12319 | 0.13288 | 0.14335 | 0.15468 | 0.16693 | 0.18018 | 0.19451 | 0.6143 | 0.617 | 0.6224 | 0.6261 | 0.6254 | 0.6271 | 0.6321 | 0.6371 | 0.6385 | 0.6385 | 0.6385 | 0.6385 | 0.6385 | 0.6385 | 0.6385 | 0.6385 | 0.6385 | 0.6385 | 0.6385 | 0.6385 | 35983.7376 | 964275.9617 | 0.0064007 | 580829.6296 | 329110.9973 | 2396.514 | 64505.367 | 1000259.6993 | 66901.881 | 933357.8183 | 604246.821 | TRUE
| 60767636 | MRO005 | MRO | 22KV | 80.58 | 21 | 40985.6902 | 4.545% | Three phase | 97.13 | 0.0010027 | 0.0010814 | 0.0011666 | 0.0012588 | 0.0013586 | 0.0014665 | 0.0015833 | 0.0017098 | 0.0018466 | 0.0019948 | 0.0021552 | 0.002329 | 0.0025171 | 0.002641 | 0.002641 | 0.002641 | 0.002641 | 0.002641 | 0.002641 | 0.002641 | 0.24573 | 0.24677 | 0.24827 | 0.24932 | 0.24932 | 0.24945 | 0.2505 | 0.25218 | 0.25218 | 0.25218 | 0.25218 | 0.25218 | 0.25218 | 0.25218 | 0.25218 | 0.25218 | 0.25218 | 0.25218 | 0.25218 | 0.25218 | 279.9065 | 255.3937 | 8.625e-05 | 7826.7354 | 4434.8025 | 12.8061 | 11.7128 | 535.3001 | 24.5189 | 510.7813 | -3924.0212 | FALSE
| 60767641 | MRO005 | MRO | 22KV | 1554.45 | 21 | 40985.6902 | 4.545% | Three phase | 97.13 | 0.01325 | 0.014253 | 0.015336 | 0.016506 | 0.017768 | 0.019132 | 0.020604 | 0.022194 | 0.023912 | 0.025768 | 0.027773 | 0.02994 | 0.032282 | 0.034813 | 0.037549 | 0.040506 | 0.043704 | 0.047161 | 0.0509 | 0.050947 | 0.24573 | 0.24677 | 0.24827 | 0.24932 | 0.24932 | 0.24945 | 0.2505 | 0.25218 | 0.25218 | 0.25218 | 0.25218 | 0.25218 | 0.25218 | 0.25218 | 0.25218 | 0.25218 | 0.25218 | 0.25218 | 0.25218 | 0.25218 | 4004.7031 | 70464.6426 | 0.0016638 | 150983.7285 | 85550.7414 | 247.0391 | 4358.7164 | 74469.3457 | 4605.7556 | 69863.5901 | -15687.1513 | FALSE
| 60767645 | MRO005 | MRO | 22KV | 479.85 | 21 | 40985.6902 | 4.545% | Three phase | 97.13 | 0.0044625 | 0.0047961 | 0.0051558 | 0.0055436 | 0.0059619 | 0.0064131 | 0.0068998 | 0.0074249 | 0.0079914 | 0.0086028 | 0.0092626 | 0.0099748 | 0.010744 | 0.011573 | 0.012469 | 0.013437 | 0.014482 | 0.01561 | 0.015727 | 0.015727 | 0.24573 | 0.24677 | 0.24827 | 0.24932 | 0.24932 | 0.24945 | 0.2505 | 0.25218 | 0.25218 | 0.25218 | 0.25218 | 0.25218 | 0.25218 | 0.25218 | 0.25218 | 0.25218 | 0.25218 | 0.25218 | 0.25218 | 0.25218 | 1322.4115 | 7183.3198 | 0.00051362 | 46607.8305 | 26409.0342 | 76.2596 | 415.3518 | 8505.7313 | 491.6114 | 8014.1199 | -18394.9143 | FALSE
| 60767646 | MRO005 | MRO | 22KV | 6615.79 | 21 | 40985.6902 | 4.545% | Three phase | 97.13 | 0.06178 | 0.066536 | 0.071675 | 0.077229 | 0.083231 | 0.08972 | 0.096735 | 0.10432 | 0.11252 | 0.12139 | 0.13099 | 0.14137 | 0.1526 | 0.16474 | 0.17789 | 0.19212 | 0.20751 | 0.21683 | 0.21683 | 0.21683 | 0.24573 | 0.24677 | 0.24827 | 0.24932 | 0.24932 | 0.24945 | 0.2505 | 0.25218 | 0.25218 | 0.25218 | 0.25218 | 0.25218 | 0.25218 | 0.25218 | 0.25218 | 0.25218 | 0.25218 | 0.25218 | 0.25218 | 0.25218 | 18587.5015 | 1391998.7651 | 0.0070813 | 642591.6827 | 364106.7514 | 1051.4067 | 78952.9797 | 1410586.2666 | 80004.3864 | 1330581.8802 | 966475.1288 | TRUE
| 60770173 | WND024 | WND | 22KV | 624.29 | 13 | 34098.9574 | 7.143% | Single phase | 44.74 | 0.0041444 | 0.0044577 | 0.004796 | 0.0051612 | 0.0055557 | 0.0059819 | 0.0064422 | 0.0069396 | 0.0074772 | 0.0080581 | 0.008686 | 0.0093648 | 0.010099 | 0.010892 | 0.01175 | 0.012679 | 0.013683 | 0.014769 | 0.015944 | 0.017215 | 0.31457 | 0.32093 | 0.32914 | 0.33579 | 0.34057 | 0.34786 | 0.35743 | 0.36629 | 0.371 | 0.371 | 0.371 | 0.371 | 0.371 | 0.371 | 0.371 | 0.371 | 0.371 | 0.371 | 0.371 | 0.371 | 1508.6275 | 4100.1163 | 0.00066822 | 27930.7346 | 15826.176 | 116.9339 | 323.8325 | 5608.7438 | 440.7664 | 5167.9774 | -10658.1985 | FALSE
| 60770183 | MRO005 | MRO | 22KV | 125.15 | 21 | 40985.6902 | 4.545% | Three phase | 97.13 | 0.0010667 | 0.0011475 | 0.0012347 | 0.0013289 | 0.0014305 | 0.0015403 | 0.0016588 | 0.0017869 | 0.0019252 | 0.0020746 | 0.002236 | 0.0024105 | 0.002599 | 0.0028028 | 0.0030231 | 0.0032612 | 0.0035186 | 0.003797 | 0.004098 | 0.0041018 | 0.24573 | 0.24677 | 0.24827 | 0.24932 | 0.24932 | 0.24945 | 0.2505 | 0.25218 | 0.25218 | 0.25218 | 0.25218 | 0.25218 | 0.25218 | 0.25218 | 0.25218 | 0.25218 | 0.25218 | 0.25218 | 0.25218 | 0.25218 | 322.4218 | 456.7509 | 0.00013396 | 12155.8195 | 6887.7579 | 19.8893 | 28.2531 | 779.1728 | 48.1425 | 731.0303 | -6156.7276 | FALSE
| 60770184 | MRO005 | MRO | 22KV | 3206.8 | 21 | 40985.6902 | 4.545% | Three phase | 97.13 | 0.027334 | 0.029404 | 0.031638 | 0.034051 | 0.036655 | 0.039468 | 0.042505 | 0.045786 | 0.04933 | 0.053159 | 0.057295 | 0.061766 | 0.066597 | 0.071818 | 0.077462 | 0.083564 | 0.09016 | 0.097293 | 0.10501 | 0.1051 | 0.24573 | 0.24677 | 0.24827 | 0.24932 | 0.24932 | 0.24945 | 0.2505 | 0.25218 | 0.25218 | 0.25218 | 0.25218 | 0.25218 | 0.25218 | 0.25218 | 0.25218 | 0.25218 | 0.25218 | 0.25218 | 0.25218 | 0.25218 | 8261.6244 | 299889.658 | 0.0034325 | 311476.484 | 176489.5093 | 509.6369 | 18550.2109 | 308151.2824 | 19059.8479 | 289091.4345 | 112601.9252 | TRUE
| 60770186 | MRO007 | MRO | 22KV | 55.11 | 11 | 40985.6902 | 8.333% | Three phase | 97.13 | 0.00032832 | 0.00035918 | 0.00039311 | 0.00043042 | 0.00047147 | 0.00051662 | 0.00056631 | 0.00062101 | 0.00068122 | 0.00074752 | 0.00082054 | 0.00090098 | 0.00098959 | 0.0010872 | 0.0011949 | 0.0013135 | 0.0014443 | 0.0015885 | 0.0017475 | 0.0018062 | 0.40442 | 0.408 | 0.41408 | 0.41842 | 0.42033 | 0.42258 | 0.42833 | 0.43667 | 0.438 | 0.438 | 0.438 | 0.438 | 0.438 | 0.438 | 0.438 | 0.438 | 0.438 | 0.438 | 0.438 | 0.438 | 208.7566 | 75.5163 | 5.8988e-05 | 5352.8343 | 3033.0351 | 14.9788 | 5.4786 | 284.2729 | 20.4573 | 263.8156 | -2769.2195 | FALSE
| 60770188 | MRO007 | MRO | 22KV | 85.56 | 11 | 40985.6902 | 8.333% | Three phase | 97.13 | 0.00050972 | 0.00055764 | 0.00061032 | 0.00066825 | 0.00073197 | 0.00080207 | 0.00087922 | 0.00096413 | 0.0010576 | 0.0011606 | 0.0012739 | 0.0013988 | 0.0015364 | 0.001688 | 0.0018551 | 0.0020392 | 0.0022423 | 0.0024662 | 0.0027131 | 0.0028042 | 0.40442 | 0.408 | 0.41408 | 0.41842 | 0.42033 | 0.42258 | 0.42833 | 0.43667 | 0.438 | 0.438 | 0.438 | 0.438 | 0.438 | 0.438 | 0.438 | 0.438 | 0.438 | 0.438 | 0.438 | 0.438 | 324.1012 | 182.0209 | 9.1581e-05 | 8310.4428 | 4708.8819 | 23.255 | 13.2053 | 506.1221 | 36.4603 | 469.6618 | -4239.2201 | FALSE
| 60770189 | MRO007 | MRO | 22KV | 378.3 | 11 | 40985.6902 | 8.333% | Three phase | 97.13 | 0.0022537 | 0.0024656 | 0.0026985 | 0.0029546 | 0.0032364 | 0.0035463 | 0.0038874 | 0.0042629 | 0.0046762 | 0.0051313 | 0.0056326 | 0.0061847 | 0.006793 | 0.0074633 | 0.0082021 | 0.0090164 | 0.0099141 | 0.010904 | 0.011996 | 0.012399 | 0.40442 | 0.408 | 0.41408 | 0.41842 | 0.42033 | 0.42258 | 0.42833 | 0.43667 | 0.438 | 0.438 | 0.438 | 0.438 | 0.438 | 0.438 | 0.438 | 0.438 | 0.438 | 0.438 | 0.438 | 0.438 | 1433 | 3558.3812 | 0.00040492 | 36744.279 | 20820.1264 | 102.8212 | 258.1534 | 4991.3812 | 360.9746 | 4630.4066 | -16189.7198 | FALSE
| 60770192 | MRO007 | MRO | 22KV | 1678.63 | 11 | 40985.6902 | 8.333% | Three phase | 97.13 | 0.016145 | 0.017342 | 0.018632 | 0.020022 | 0.02152 | 0.023135 | 0.024876 | 0.026753 | 0.028777 | 0.030959 | 0.033313 | 0.035852 | 0.038591 | 0.041546 | 0.044734 | 0.048173 | 0.051886 | 0.055017 | 0.055017 | 0.055017 | 0.40442 | 0.408 | 0.41408 | 0.41842 | 0.42033 | 0.42258 | 0.42833 | 0.43667 | 0.438 | 0.438 | 0.438 | 0.438 | 0.438 | 0.438 | 0.438 | 0.438 | 0.438 | 0.438 | 0.438 | 0.438 | 8148.782 | 89985.1277 | 0.0017968 | 163045.3319 | 92385.1144 | 456.2485 | 5082.9409 | 98133.9097 | 5539.1894 | 92594.7202 | 209.6058 | TRUE
| 60770488 | CMN002 | CMN | 22KV | 200.63 | 8 | 38419.8192 | 11.11% | Three phase | 97.13 | 0.0024324 | 0.0025892 | 0.0027567 | 0.0029353 | 0.003126 | 0.0033296 | 0.0035469 | 0.0037789 | 0.0040266 | 0.004291 | 0.0045734 | 0.0048749 | 0.005197 | 0.005541 | 0.0059084 | 0.0063008 | 0.0065756 | 0.0065756 | 0.0065756 | 0.0065756 | 0.40256 | 0.40522 | 0.40822 | 0.41078 | 0.41189 | 0.41489 | 0.41933 | 0.42378 | 0.42522 | 0.42522 | 0.42522 | 0.42522 | 0.42522 | 0.42522 | 0.42522 | 0.42522 | 0.42522 | 0.42522 | 0.42522 | 0.42522 | 1003.512 | 1451.2179 | 0.00021475 | 19487.1919 | 11041.8767 | 49.9391 | 72.6101 | 2454.7299 | 122.5491 | 2332.1807 | -8709.696 | FALSE
| 60770489 | CMN002 | CMN | 22KV | 79.15 | 8 | 38419.8192 | 11.11% | Three phase | 97.13 | 0.00095958 | 0.0010215 | 0.0010875 | 0.001158 | 0.0012332 | 0.0013136 | 0.0013993 | 0.0014908 | 0.0015885 | 0.0016928 | 0.0018042 | 0.0019232 | 0.0020503 | 0.002186 | 0.0023309 | 0.0024857 | 0.0025941 | 0.0025941 | 0.0025941 | 0.0025941 | 0.40256 | 0.40522 | 0.40822 | 0.41078 | 0.41189 | 0.41489 | 0.41933 | 0.42378 | 0.42522 | 0.42522 | 0.42522 | 0.42522 | 0.42522 | 0.42522 | 0.42522 | 0.42522 | 0.42522 | 0.42522 | 0.42522 | 0.42522 | 395.8928 | 225.8618 | 8.472e-05 | 7687.8395 | 4356.101 | 19.7013 | 11.3007 | 621.7546 | 31.0021 | 590.7525 | -3765.3485 | FALSE
| 60770490 | CMN002 | CMN | 22KV | 202.21 | 8 | 38419.8192 | 11.11% | Three phase | 97.13 | 0.002402 | 0.0025308 | 0.0026668 | 0.0028104 | 0.002962 | 0.0031222 | 0.0032913 | 0.0034699 | 0.0036585 | 0.0038577 | 0.0040682 | 0.0042905 | 0.0045254 | 0.0047735 | 0.0050357 | 0.0053126 | 0.0056053 | 0.0059146 | 0.0062414 | 0.0065867 | 0.40256 | 0.40522 | 0.40822 | 0.41078 | 0.41189 | 0.41489 | 0.41933 | 0.42378 | 0.42522 | 0.42522 | 0.42522 | 0.42522 | 0.42522 | 0.42522 | 0.42522 | 0.42522 | 0.42522 | 0.42522 | 0.42522 | 0.42522 | 914.3881 | 1333.5171 | 0.00021644 | 19640.6573 | 11128.8336 | 50.3324 | 73.7582 | 2247.9052 | 124.0906 | 2123.8147 | -9005.0189 | FALSE
| 60770492 | CMN002 | CMN | 22KV | 289.95 | 8 | 38419.8192 | 11.11% | Three phase | 97.13 | 0.0035152 | 0.003742 | 0.0039839 | 0.0042422 | 0.0045178 | 0.0048119 | 0.005126 | 0.0054612 | 0.0058192 | 0.0062014 | 0.0066095 | 0.0070453 | 0.0075107 | 0.0080078 | 0.0085388 | 0.0091059 | 0.009503 | 0.009503 | 0.009503 | 0.009503 | 0.40256 | 0.40522 | 0.40822 | 0.41078 | 0.41189 | 0.41489 | 0.41933 | 0.42378 | 0.42522 | 0.42522 | 0.42522 | 0.42522 | 0.42522 | 0.42522 | 0.42522 | 0.42522 | 0.42522 | 0.42522 | 0.42522 | 0.42522 | 1450.2731 | 3031.0082 | 0.00031035 | 28162.8435 | 15957.694 | 72.1718 | 151.6531 | 4481.2813 | 223.8249 | 4257.4564 | -11700.2377 | FALSE
| 60770496 | CMN002 | CMN | 22KV | 1540.39 | 8 | 38419.8192 | 11.11% | Covered | 390 | 0.015537 | 0.016715 | 0.017986 | 0.019358 | 0.020839 | 0.022439 | 0.024165 | 0.02603 | 0.028043 | 0.030218 | 0.032567 | 0.035105 | 0.037847 | 0.04081 | 0.044012 | 0.047473 | 0.050486 | 0.050486 | 0.050486 | 0.050486 | 0.40256 | 0.40522 | 0.40822 | 0.41078 | 0.41189 | 0.41489 | 0.41933 | 0.42378 | 0.42522 | 0.42522 | 0.42522 | 0.42522 | 0.42522 | 0.42522 | 0.42522 | 0.42522 | 0.42522 | 0.42522 | 0.42522 | 0.42522 | 7175.5097 | 319626.4123 | 0.0016488 | 600752.1 | 340399.5125 | 383.4205 | 17186.1145 | 326801.9221 | 17569.535 | 309232.387 | -31167.1255 | FALSE
| 60771108 | EHK033 | EHK | 22KV | 905.79 | 0 | 45714.8889 | 100% | Three phase | 97.13 | 0.0048679 | 0.0052262 | 0.0056125 | 0.0060289 | 0.0064781 | 0.0069625 | 0.007485 | 0.0080488 | 0.0086571 | 0.0093135 | 0.010022 | 0.010787 | 0.011612 | 0.012504 | 0.013466 | 0.014506 | 0.015629 | 0.016842 | 0.018152 | 0.019568 | 13.275 | 13.65 | 14.054 | 14.449 | 14.788 | 15.134 | 15.607 | 16.132 | 16.537 | 16.537 | 16.537 | 16.537 | 16.537 | 16.537 | 16.537 | 16.537 | 16.537 | 16.537 | 16.537 | 16.537 | 102931.0245 | 14883.7421 | 0.00096953 | 87979.3827 | 49851.0766 | 9986.363 | 1479.9947 | 117814.7666 | 11466.3576 | 106348.409 | 56497.3323 | TRUE
| 60771380 | CTN001 | CTN | 22KV | 35.83 | 30 | 45198.6405 | 3.226% | Three phase | 97.13 | 0.00018176 | 0.00019478 | 0.00020879 | 0.00022387 | 0.0002401 | 0.00025757 | 0.00027639 | 0.00029665 | 0.00031847 | 0.00034197 | 0.00036729 | 0.00039457 | 0.00042397 | 0.00045565 | 0.0004898 | 0.00052661 | 0.00056629 | 0.00060908 | 0.00065521 | 0.00070497 | 0.22626 | 0.22768 | 0.23055 | 0.2329 | 0.23248 | 0.23248 | 0.23581 | 0.23987 | 0.23903 | 0.23903 | 0.23903 | 0.23903 | 0.23903 | 0.23903 | 0.23903 | 0.23903 | 0.23903 | 0.23903 | 0.23903 | 0.23903 | 55.2637 | 21.5451 | 3.8351e-05 | 3480.1679 | 1971.9406 | 5.9052 | 2.3158 | 76.8088 | 8.2209 | 68.5878 | -1903.3528 | FALSE
| 60771382 | CTN002 | CTN | 22KV | 482.92 | 14 | 45198.6405 | 6.667% | Three phase | 97.13 | 0.0060772 | 0.006592 | 0.0071522 | 0.0077618 | 0.0084253 | 0.0091476 | 0.0099341 | 0.01079 | 0.011723 | 0.012739 | 0.013845 | 0.01505 | 0.015828 | 0.015828 | 0.015828 | 0.015828 | 0.015828 | 0.015828 | 0.015828 | 0.015828 | 0.17313 | 0.17293 | 0.17427 | 0.17493 | 0.17427 | 0.1738 | 0.17513 | 0.17713 | 0.17693 | 0.17693 | 0.17693 | 0.17693 | 0.17693 | 0.17693 | 0.17693 | 0.17693 | 0.17693 | 0.17693 | 0.17693 | 0.17693 | 1335.1493 | 9440.1539 | 0.0005169 | 46906.0196 | 26577.9948 | 59.3511 | 420.6835 | 10775.3032 | 480.0346 | 10295.2687 | -16282.7262 | FALSE
| 60771384 | CTN002 | CTN | 22KV | 937.24 | 14 | 45198.6405 | 6.667% | Three phase | 97.13 | 0.011737 | 0.012849 | 0.014071 | 0.015414 | 0.016889 | 0.018511 | 0.020294 | 0.022255 | 0.024411 | 0.026782 | 0.029391 | 0.030718 | 0.030718 | 0.030718 | 0.030718 | 0.030718 | 0.030718 | 0.030718 | 0.030718 | 0.030718 | 0.17313 | 0.17293 | 0.17427 | 0.17493 | 0.17427 | 0.1738 | 0.17513 | 0.17713 | 0.17693 | 0.17693 | 0.17693 | 0.17693 | 0.17693 | 0.17693 | 0.17693 | 0.17693 | 0.17693 | 0.17693 | 0.17693 | 0.17693 | 2662.0802 | 36528.6959 | 0.0010032 | 91034.1212 | 51581.9595 | 115.1872 | 1584.5529 | 39190.7761 | 1699.74 | 37491.036 | -14090.9234 | FALSE
| 60771672 | BET001 | BETS | 22KV | 159.25 | 4 | 39529.3474 | 20% | Three phase | 97.13 | 0.0019587 | 0.0021002 | 0.0022524 | 0.0024161 | 0.002592 | 0.0027813 | 0.0029849 | 0.0032039 | 0.0034395 | 0.003693 | 0.0039658 | 0.0042594 | 0.0045753 | 0.0049154 | 0.0052194 | 0.0052194 | 0.0052194 | 0.0052194 | 0.0052194 | 0.0052194 | 2.7412 | 2.7682 | 2.8068 | 2.838 | 2.8592 | 2.8798 | 2.9204 | 2.9668 | 2.995 | 2.995 | 2.995 | 2.995 | 2.995 | 2.995 | 2.995 | 2.995 | 2.995 | 2.995 | 2.995 | 2.995 | 6048.796 | 963.7203 | 0.00017046 | 15467.9525 | 8764.4862 | 284.5786 | 45.7471 | 7012.5163 | 330.3258 | 6682.1906 | -2082.2956 | FALSE
| 60771700 | BET001 | BETS | 22KV | 18.08 | 4 | 39529.3474 | 20% | Three phase | 97.13 | 0.00022783 | 0.0002502 | 0.00027487 | 0.00030206 | 0.00033204 | 0.0003651 | 0.00040157 | 0.0004418 | 0.00048619 | 0.00053518 | 0.00058924 | 0.00059257 | 0.00059257 | 0.00059257 | 0.00059257 | 0.00059257 | 0.00059257 | 0.00059257 | 0.00059257 | 0.00059257 | 2.7412 | 2.7682 | 2.8068 | 2.838 | 2.8592 | 2.8798 | 2.9204 | 2.9668 | 2.995 | 2.995 | 2.995 | 2.995 | 2.995 | 2.995 | 2.995 | 2.995 | 2.995 | 2.995 | 2.995 | 2.995 | 761.1146 | 13.7639 | 1.9352e-05 | 1756.1104 | 995.0512 | 32.3088 | 0.58966 | 774.8785 | 32.8985 | 741.98 | -253.0712 | FALSE
| 60771729 | BET001 | BETS | 22KV | 458.58 | 4 | 39529.3474 | 20% | Three phase | 97.13 | 0.0056403 | 0.0060479 | 0.0064861 | 0.0069573 | 0.0074641 | 0.0080091 | 0.0085954 | 0.009226 | 0.0099045 | 0.010635 | 0.01142 | 0.012265 | 0.013175 | 0.014154 | 0.01503 | 0.01503 | 0.01503 | 0.01503 | 0.01503 | 0.01503 | 2.7412 | 2.7682 | 2.8068 | 2.838 | 2.8592 | 2.8798 | 2.9204 | 2.9668 | 2.995 | 2.995 | 2.995 | 2.995 | 2.995 | 2.995 | 2.995 | 2.995 | 2.995 | 2.995 | 2.995 | 2.995 | 17418.2535 | 7991.3908 | 0.00049085 | 44541.8754 | 25238.4181 | 819.4792 | 379.3458 | 25409.6442 | 1198.8251 | 24210.8192 | -1027.5989 | FALSE
| 60771757 | BGO013 | BGO | 22KV | 2179.16 | 2 | 42734.8155 | 33.33% | Three phase | 97.13 | 0.020869 | 0.022758 | 0.024825 | 0.027089 | 0.029568 | 0.032284 | 0.035258 | 0.038517 | 0.042088 | 0.046002 | 0.050292 | 0.054995 | 0.060151 | 0.065805 | 0.071421 | 0.071421 | 0.071421 | 0.071421 | 0.071421 | 0.071421 | 2.355 | 2.415 | 2.486 | 2.5483 | 2.598 | 2.658 | 2.7333 | 2.8223 | 2.881 | 2.881 | 2.881 | 2.881 | 2.881 | 2.881 | 2.881 | 2.881 | 2.881 | 2.881 | 2.881 | 2.881 | 78244.0949 | 166432.3127 | 0.0023325 | 211661.8108 | 119932.2936 | 3932.2354 | 8566.1039 | 244676.4076 | 12498.3393 | 232178.0683 | 112245.7747 | TRUE
| 60771765 | EHK024 | EHK | 22KV | 617.79 | 20 | 45714.8889 | 4.762% | Covered | 390 | 0.0046202 | 0.0049618 | 0.00533 | 0.0057269 | 0.0061547 | 0.006616 | 0.0071134 | 0.0076498 | 0.0082284 | 0.0088525 | 0.0095258 | 0.010252 | 0.011036 | 0.011882 | 0.012795 | 0.013781 | 0.014845 | 0.015994 | 0.017234 | 0.018573 | 0.41195 | 0.41748 | 0.42552 | 0.432 | 0.43438 | 0.438 | 0.4459 | 0.45538 | 0.45805 | 0.45805 | 0.45805 | 0.45805 | 0.45805 | 0.45805 | 0.45805 | 0.45805 | 0.45805 | 0.45805 | 0.45805 | 0.45805 | 2758.1574 | 38721.8395 | 0.00066126 | 240938.1 | 136520.8907 | 194.6023 | 2764.3821 | 41479.9969 | 2958.9844 | 38521.0125 | -97999.8782 | FALSE
| 60771770 | EHK024 | EHK | 22KV | 1197.59 | 20 | 45714.8889 | 4.762% | Covered | 390 | 0.0089562 | 0.0096185 | 0.010332 | 0.011102 | 0.011931 | 0.012825 | 0.013789 | 0.014829 | 0.015951 | 0.017161 | 0.018466 | 0.019874 | 0.021394 | 0.023034 | 0.024804 | 0.026714 | 0.028777 | 0.031004 | 0.033408 | 0.036004 | 0.41195 | 0.41748 | 0.42552 | 0.432 | 0.43438 | 0.438 | 0.4459 | 0.45538 | 0.45805 | 0.45805 | 0.45805 | 0.45805 | 0.45805 | 0.45805 | 0.45805 | 0.45805 | 0.45805 | 0.45805 | 0.45805 | 0.45805 | 5346.7063 | 145509.2337 | 0.0012819 | 467060.1 | 264646.6494 | 377.2379 | 10388.0168 | 150855.9401 | 10765.2546 | 140090.6854 | -124555.9639 | FALSE
| 60771771 | EHK024 | EHK | 22KV | 151.28 | 20 | 45714.8889 | 4.762% | Three phase | 97.13 | 0.001112 | 0.0011836 | 0.00126 | 0.0013415 | 0.0014286 | 0.0015217 | 0.001621 | 0.0017272 | 0.0018406 | 0.0019617 | 0.0020912 | 0.0022295 | 0.0023773 | 0.0025353 | 0.0027042 | 0.0028847 | 0.0030777 | 0.003284 | 0.0035047 | 0.0037406 | 0.41195 | 0.41748 | 0.42552 | 0.432 | 0.43438 | 0.438 | 0.4459 | 0.45538 | 0.45805 | 0.45805 | 0.45805 | 0.45805 | 0.45805 | 0.45805 | 0.45805 | 0.45805 | 0.45805 | 0.45805 | 0.45805 | 0.45805 | 600.7226 | 515.0149 | 0.00016193 | 14693.8264 | 8325.8491 | 47.6528 | 41.2827 | 1115.7375 | 88.9355 | 1026.802 | -7299.0471 | FALSE
| 60771775 | EHK024 | EHK | 22KV | 122.86 | 20 | 45714.8889 | 4.762% | Three phase | 97.13 | 0.00090311 | 0.00096122 | 0.0010233 | 0.0010895 | 0.0011602 | 0.0012358 | 0.0013165 | 0.0014027 | 0.0014948 | 0.0015932 | 0.0016983 | 0.0018106 | 0.0019307 | 0.002059 | 0.0021962 | 0.0023428 | 0.0024995 | 0.0026671 | 0.0028463 | 0.0030378 | 0.41195 | 0.41748 | 0.42552 | 0.432 | 0.43438 | 0.438 | 0.4459 | 0.45538 | 0.45805 | 0.45805 | 0.45805 | 0.45805 | 0.45805 | 0.45805 | 0.45805 | 0.45805 | 0.45805 | 0.45805 | 0.45805 | 0.45805 | 487.8687 | 339.6861 | 0.00013151 | 11933.3918 | 6761.7254 | 38.7006 | 27.2287 | 827.5548 | 65.9292 | 761.6256 | -6000.0998 | FALSE
| 60774676 | BET007 | BETS | 22KV | 113.27 | 14 | 39529.3474 | 6.667% | Three phase | 97.13 | 0.0010544 | 0.0011462 | 0.0012464 | 0.0013557 | 0.0014751 | 0.0016054 | 0.0017476 | 0.001903 | 0.0020727 | 0.002258 | 0.0024605 | 0.0026818 | 0.0029235 | 0.0031878 | 0.0034766 | 0.0037124 | 0.0037124 | 0.0037124 | 0.0037124 | 0.0037124 | 0.8494 | 0.86833 | 0.88887 | 0.9084 | 0.9214 | 0.93667 | 0.96153 | 0.9894 | 1.006 | 1.006 | 1.006 | 1.006 | 1.006 | 1.006 | 1.006 | 1.006 | 1.006 | 1.006 | 1.006 | 1.006 | 1271.6194 | 433.3133 | 0.00012124 | 11001.9151 | 6233.93 | 66.563 | 23.1438 | 1704.9327 | 89.7068 | 1615.2259 | -4618.7041 | FALSE
| 60774834 | WND023 | WND | 22KV | 2102.73 | 6 | 34098.9574 | 14.29% | Single phase | 44.74 | 0.013959 | 0.015014 | 0.016154 | 0.017384 | 0.018713 | 0.020148 | 0.021699 | 0.023374 | 0.025185 | 0.027141 | 0.029256 | 0.031543 | 0.034014 | 0.036687 | 0.039578 | 0.042704 | 0.046086 | 0.049744 | 0.053701 | 0.057983 | 0.97986 | 0.99929 | 1.0244 | 1.0434 | 1.0523 | 1.0696 | 1.0993 | 1.1297 | 1.1347 | 1.1347 | 1.1347 | 1.1347 | 1.1347 | 1.1347 | 1.1347 | 1.1347 | 1.1347 | 1.1347 | 1.1347 | 1.1347 | 15594.38 | 46514.723 | 0.0022507 | 94076.1402 | 53305.6352 | 1211.6043 | 3673.7933 | 62109.103 | 4885.3976 | 57223.7054 | 3918.0703 | TRUE
| 60774837 | WND024 | WND | 22KV | 671.12 | 13 | 34098.9574 | 7.143% | Single phase | 44.74 | 0.0041022 | 0.004412 | 0.0047466 | 0.005108 | 0.0054982 | 0.0059199 | 0.0063754 | 0.0068677 | 0.0073998 | 0.0079749 | 0.0085966 | 0.0092688 | 0.0099956 | 0.010782 | 0.011632 | 0.012552 | 0.013546 | 0.014623 | 0.015788 | 0.017048 | 0.31457 | 0.32093 | 0.32914 | 0.33579 | 0.34057 | 0.34786 | 0.35743 | 0.36629 | 0.371 | 0.371 | 0.371 | 0.371 | 0.371 | 0.371 | 0.371 | 0.371 | 0.371 | 0.371 | 0.371 | 0.371 | 1493.3464 | 4363.0152 | 0.00071834 | 30025.9088 | 17013.3483 | 125.7055 | 374.2381 | 5856.3616 | 499.9436 | 5356.418 | -11656.9303 | FALSE
| 60774838 | WND024 | WND | 22KV | 814.48 | 13 | 34098.9574 | 7.143% | Three phase | 97.13 | 0.0085246 | 0.0091571 | 0.0098386 | 0.010573 | 0.011364 | 0.012218 | 0.013137 | 0.014128 | 0.015197 | 0.01635 | 0.017593 | 0.018933 | 0.020379 | 0.021939 | 0.023621 | 0.025437 | 0.026694 | 0.026694 | 0.026694 | 0.026694 | 0.31457 | 0.32093 | 0.32914 | 0.33579 | 0.34057 | 0.34786 | 0.35743 | 0.36629 | 0.371 | 0.371 | 0.371 | 0.371 | 0.371 | 0.371 | 0.371 | 0.371 | 0.371 | 0.371 | 0.371 | 0.371 | 2940.2528 | 22662.9126 | 0.00087179 | 79110.4424 | 44825.7377 | 152.5578 | 1196.6467 | 25603.1654 | 1349.2045 | 24253.9609 | -20571.7767 | FALSE
| 60774945 | WND014 | WND | 22KV | 793.64 | 5 | 34098.9574 | 16.67% | Single phase | 44.74 | 0.0054616 | 0.005865 | 0.0062999 | 0.0067686 | 0.0072739 | 0.0078188 | 0.0084065 | 0.0090402 | 0.0097239 | 0.010461 | 0.011257 | 0.012116 | 0.013042 | 0.014043 | 0.015122 | 0.016288 | 0.017546 | 0.018905 | 0.020372 | 0.021956 | 1.0262 | 1.0347 | 1.0508 | 1.0613 | 1.0702 | 1.087 | 1.1133 | 1.1365 | 1.1475 | 1.1475 | 1.1475 | 1.1475 | 1.1475 | 1.1475 | 1.1475 | 1.1475 | 1.1475 | 1.1475 | 1.1475 | 1.1475 | 6073.0499 | 6744.5156 | 0.00084949 | 35507.4536 | 20119.3136 | 464.8569 | 523.3531 | 12817.5655 | 988.21 | 11829.3556 | -8289.958 | FALSE
| 60775061 | GSB014 | GSB | 22KV | 160.16 | 5 | 30762.9223 | 16.67% | Three phase | 97.13 | 0.0015081 | 0.001649 | 0.0018036 | 0.0019735 | 0.00216 | 0.0023648 | 0.0025899 | 0.0028372 | 0.0031089 | 0.0034076 | 0.003736 | 0.004097 | 0.004494 | 0.0049306 | 0.0052492 | 0.0052492 | 0.0052492 | 0.0052492 | 0.0052492 | 0.0052492 | 0.81967 | 0.83167 | 0.8465 | 0.8565 | 0.86383 | 0.8735 | 0.8905 | 0.90717 | 0.91383 | 0.91383 | 0.91383 | 0.91383 | 0.91383 | 0.91383 | 0.91383 | 0.91383 | 0.91383 | 0.91383 | 0.91383 | 0.91383 | 1334.8614 | 900.9947 | 0.00017143 | 15556.3408 | 8814.569 | 67.6607 | 46.2715 | 2235.8562 | 113.9322 | 2121.924 | -6692.645 | FALSE
| 60775064 | GSB014 | GSB | 22KV | 166.65 | 5 | 30762.9223 | 16.67% | Covered | 390 | 0.0008956 | 0.00096153 | 0.0010326 | 0.0011092 | 0.0011919 | 0.001281 | 0.0013771 | 0.0014808 | 0.0015928 | 0.0017135 | 0.0018439 | 0.0019846 | 0.0021365 | 0.0023005 | 0.0024776 | 0.0026688 | 0.0028754 | 0.0030986 | 0.0033396 | 0.0036001 | 0.81967 | 0.83167 | 0.8465 | 0.8565 | 0.86383 | 0.8735 | 0.8905 | 0.90717 | 0.91383 | 0.91383 | 0.91383 | 0.91383 | 0.91383 | 0.91383 | 0.91383 | 0.91383 | 0.91383 | 0.91383 | 0.91383 | 0.91383 | 716.6929 | 2022.9211 | 0.00017838 | 64993.5 | 36826.7638 | 70.4025 | 201.1532 | 2739.614 | 271.5557 | 2468.0583 | -34358.7055 | FALSE
| 60775725 | BET001 | BETS | 22KV | 812.27 | 4 | 39529.3474 | 20% | Covered | 390 | 0.007084 | 0.0076474 | 0.0082577 | 0.008919 | 0.0096356 | 0.010412 | 0.011254 | 0.012167 | 0.013156 | 0.014229 | 0.015393 | 0.016655 | 0.018024 | 0.01951 | 0.021121 | 0.02287 | 0.024768 | 0.026622 | 0.026622 | 0.026622 | 2.7412 | 2.7682 | 2.8068 | 2.838 | 2.8592 | 2.8798 | 2.9204 | 2.9668 | 2.995 | 2.995 | 2.995 | 2.995 | 2.995 | 2.995 | 2.995 | 2.995 | 2.995 | 2.995 | 2.995 | 2.995 | 24921.6419 | 81180.5239 | 0.00086943 | 316785.3 | 179497.6026 | 1451.5208 | 4778.7812 | 106102.1658 | 6230.302 | 99871.8638 | -79625.7388 | FALSE
| 60776075 | BGO012 | BGO | 22KV | 682.74 | 0 | 42734.8155 | 100% | Three phase | 97.13 | 0.0063369 | 0.0068038 | 0.0073067 | 0.0078484 | 0.0084321 | 0.009061 | 0.0097387 | 0.010469 | 0.011256 | 0.012105 | 0.01302 | 0.014006 | 0.01507 | 0.016217 | 0.017454 | 0.018788 | 0.020228 | 0.02178 | 0.022377 | 0.022377 | 6.369 | 6.372 | 6.398 | 6.408 | 6.401 | 6.401 | 6.447 | 6.496 | 6.507 | 6.507 | 6.507 | 6.507 | 6.507 | 6.507 | 6.507 | 6.507 | 6.507 | 6.507 | 6.507 | 6.507 | 50073.3227 | 14394.018 | 0.00073078 | 66314.5362 | 37575.2924 | 2916.8042 | 840.8447 | 64467.3407 | 3757.6489 | 60709.6917 | 23134.3994 | TRUE
| 60776202 | BET007 | BETS | 22KV | 608.95 | 14 | 39529.3474 | 6.667% | Three phase | 97.13 | 0.0056839 | 0.0061874 | 0.0067376 | 0.007339 | 0.0079963 | 0.008715 | 0.0095008 | 0.01036 | 0.0113 | 0.012329 | 0.013454 | 0.014685 | 0.016032 | 0.017507 | 0.019121 | 0.019958 | 0.019958 | 0.019958 | 0.019958 | 0.019958 | 0.8494 | 0.86833 | 0.88887 | 0.9084 | 0.9214 | 0.93667 | 0.96153 | 0.9894 | 1.006 | 1.006 | 1.006 | 1.006 | 1.006 | 1.006 | 1.006 | 1.006 | 1.006 | 1.006 | 1.006 | 1.006 | 6903.5432 | 12645.7753 | 0.0006518 | 59147.3135 | 33514.1844 | 357.8488 | 668.9111 | 19549.3185 | 1026.7598 | 18522.5586 | -14991.6258 | FALSE
| 60776332 | BET007 | BETS | 22KV | 259.83 | 14 | 39529.3474 | 6.667% | Three phase | 97.13 | 0.0024122 | 0.0026188 | 0.0028439 | 0.0030892 | 0.0033566 | 0.003648 | 0.0039658 | 0.0043124 | 0.0046904 | 0.0051027 | 0.0055525 | 0.0060432 | 0.0065788 | 0.0071632 | 0.0078011 | 0.0084975 | 0.0085159 | 0.0085159 | 0.0085159 | 0.0085159 | 0.8494 | 0.86833 | 0.88887 | 0.9084 | 0.9214 | 0.93667 | 0.96153 | 0.9894 | 1.006 | 1.006 | 1.006 | 1.006 | 1.006 | 1.006 | 1.006 | 1.006 | 1.006 | 1.006 | 1.006 | 1.006 | 2889.2455 | 2258.6127 | 0.00027811 | 25237.2879 | 14300.0091 | 152.6888 | 121.7822 | 5147.8582 | 274.471 | 4873.3872 | -9426.6219 | FALSE
| 60776337 | BET007 | BETS | 22KV | 324.38 | 14 | 39529.3474 | 6.667% | Three phase | 97.13 | 0.0030544 | 0.0033397 | 0.003653 | 0.003997 | 0.0043747 | 0.0047896 | 0.0052454 | 0.0057463 | 0.0062967 | 0.0069016 | 0.0075667 | 0.0082979 | 0.0091019 | 0.0099862 | 0.010631 | 0.010631 | 0.010631 | 0.010631 | 0.010631 | 0.010631 | 0.8494 | 0.86833 | 0.88887 | 0.9084 | 0.9214 | 0.93667 | 0.96153 | 0.9894 | 1.006 | 1.006 | 1.006 | 1.006 | 1.006 | 1.006 | 1.006 | 1.006 | 1.006 | 1.006 | 1.006 | 1.006 | 3788.6093 | 3695.9175 | 0.00034721 | 31507.0294 | 17852.5842 | 190.6215 | 189.8074 | 7484.5267 | 380.429 | 7104.0978 | -10748.4864 | FALSE
| 60776384 | CMN001 | CMN | 22KV | 249.44 | 13 | 38419.8192 | 7.143% | Single phase | 44.74 | 0.0019555 | 0.0021035 | 0.0022633 | 0.0024358 | 0.0026221 | 0.0028233 | 0.0030405 | 0.0032753 | 0.0035288 | 0.0038028 | 0.0040989 | 0.0044189 | 0.0047647 | 0.0051386 | 0.0055427 | 0.0059797 | 0.0064523 | 0.0069633 | 0.0075159 | 0.0081137 | 0.30364 | 0.30821 | 0.31421 | 0.31914 | 0.322 | 0.32564 | 0.33257 | 0.33886 | 0.34257 | 0.34257 | 0.34257 | 0.34257 | 0.34257 | 0.34257 | 0.34257 | 0.34257 | 0.34257 | 0.34257 | 0.34257 | 0.34257 | 745.228 | 772.8325 | 0.00026699 | 11159.9456 | 6323.4736 | 49.1662 | 51.6987 | 1518.0605 | 100.8649 | 1417.1956 | -4906.278 | FALSE
| 60776386 | CMN001 | CMN | 22KV | 204.67 | 13 | 38419.8192 | 7.143% | Single phase | 44.74 | 0.0016045 | 0.001726 | 0.0018571 | 0.0019986 | 0.0021515 | 0.0023165 | 0.0024948 | 0.0026874 | 0.0028955 | 0.0031203 | 0.0033632 | 0.0036258 | 0.0039095 | 0.0042163 | 0.0045479 | 0.0049065 | 0.0052942 | 0.0057135 | 0.0061669 | 0.0066574 | 0.30364 | 0.30821 | 0.31421 | 0.31914 | 0.322 | 0.32564 | 0.33257 | 0.33886 | 0.34257 | 0.34257 | 0.34257 | 0.34257 | 0.34257 | 0.34257 | 0.34257 | 0.34257 | 0.34257 | 0.34257 | 0.34257 | 0.34257 | 611.473 | 520.3093 | 0.00021907 | 9156.9358 | 5188.5237 | 40.3417 | 34.8062 | 1131.7822 | 75.1479 | 1056.6344 | -4131.8893 | FALSE
| 60776387 | CMN002 | CMN | 22KV | 1634.33 | 8 | 38419.8192 | 11.11% | Covered | 390 | 0.019531 | 0.021014 | 0.022613 | 0.024338 | 0.026201 | 0.028211 | 0.030382 | 0.032725 | 0.035254 | 0.037986 | 0.040936 | 0.044123 | 0.047565 | 0.051283 | 0.053565 | 0.053565 | 0.053565 | 0.053565 | 0.053565 | 0.053565 | 0.40256 | 0.40522 | 0.40822 | 0.41078 | 0.41189 | 0.41489 | 0.41933 | 0.42378 | 0.42522 | 0.42522 | 0.42522 | 0.42522 | 0.42522 | 0.42522 | 0.42522 | 0.42522 | 0.42522 | 0.42522 | 0.42522 | 0.42522 | 8595.466 | 406414.9464 | 0.0017493 | 637388.7 | 361158.6256 | 406.8032 | 19346.2068 | 415010.4123 | 19753.01 | 395257.4023 | 34098.7767 | TRUE
| 60776401 | CMN002 | CMN | 22KV | 2351.7 | 8 | 38419.8192 | 11.11% | Three phase | 97.13 | 0.019575 | 0.020989 | 0.022511 | 0.024148 | 0.02591 | 0.027806 | 0.029846 | 0.032043 | 0.034408 | 0.036954 | 0.039695 | 0.042647 | 0.045827 | 0.049251 | 0.05294 | 0.056915 | 0.061197 | 0.06581 | 0.070782 | 0.07614 | 0.40256 | 0.40522 | 0.40822 | 0.41078 | 0.41189 | 0.41489 | 0.41933 | 0.42378 | 0.42522 | 0.42522 | 0.42522 | 0.42522 | 0.42522 | 0.42522 | 0.42522 | 0.42522 | 0.42522 | 0.42522 | 0.42522 | 0.42522 | 9018.2805 | 152732.0047 | 0.0025172 | 228420.621 | 129428.2085 | 585.3647 | 9976.2871 | 161750.2852 | 10561.6519 | 151188.6333 | 21760.4249 | TRUE
| 60776407 | BET007 | BETS | 22KV | 33.61 | 14 | 39529.3474 | 6.667% | Three phase | 97.13 | 0.00031203 | 0.00033875 | 0.00036787 | 0.0003996 | 0.00043418 | 0.00047189 | 0.000513 | 0.00055783 | 0.00060672 | 0.00066005 | 0.00071824 | 0.00078172 | 0.00085099 | 0.00092659 | 0.0010091 | 0.0010992 | 0.0011016 | 0.0011016 | 0.0011016 | 0.0011016 | 0.8494 | 0.86833 | 0.88887 | 0.9084 | 0.9214 | 0.93667 | 0.96153 | 0.9894 | 1.006 | 1.006 | 1.006 | 1.006 | 1.006 | 1.006 | 1.006 | 1.006 | 1.006 | 1.006 | 1.006 | 1.006 | 373.7349 | 37.792 | 3.5975e-05 | 3264.5393 | 1849.7606 | 19.7509 | 2.0377 | 411.5269 | 21.7886 | 389.7383 | -1460.0223 | FALSE
| 60776638 | BET007 | BETS | 22KV | 17.54 | 14 | 39529.3474 | 6.667% | Three phase | 97.13 | 0.00016284 | 0.00017678 | 0.00019198 | 0.00020854 | 0.00022659 | 0.00024626 | 0.00026772 | 0.00029111 | 0.00031663 | 0.00034446 | 0.00037482 | 0.00040795 | 0.0004441 | 0.00048356 | 0.00052662 | 0.00057363 | 0.00057487 | 0.00057487 | 0.00057487 | 0.00057487 | 0.8494 | 0.86833 | 0.88887 | 0.9084 | 0.9214 | 0.93667 | 0.96153 | 0.9894 | 1.006 | 1.006 | 1.006 | 1.006 | 1.006 | 1.006 | 1.006 | 1.006 | 1.006 | 1.006 | 1.006 | 1.006 | 195.0405 | 10.2925 | 1.8774e-05 | 1703.6602 | 965.3318 | 10.3074 | 0.55496 | 205.333 | 10.8623 | 194.4707 | -770.8611 | FALSE
| 60776657 | BET007 | BETS | 22KV | 124.59 | 14 | 39529.3474 | 6.667% | Three phase | 97.13 | 0.0011731 | 0.0012828 | 0.0014031 | 0.0015352 | 0.0016803 | 0.0018396 | 0.0020147 | 0.0022071 | 0.0024185 | 0.0026508 | 0.0029063 | 0.0031871 | 0.0034959 | 0.0038356 | 0.0040834 | 0.0040834 | 0.0040834 | 0.0040834 | 0.0040834 | 0.0040834 | 0.8494 | 0.86833 | 0.88887 | 0.9084 | 0.9214 | 0.93667 | 0.96153 | 0.9894 | 1.006 | 1.006 | 1.006 | 1.006 | 1.006 | 1.006 | 1.006 | 1.006 | 1.006 | 1.006 | 1.006 | 1.006 | 1455.1539 | 545.2309 | 0.00013336 | 12101.4267 | 6856.9377 | 73.2152 | 28.0009 | 2000.3849 | 101.216 | 1899.1688 | -4957.7689 | FALSE
| 60776864 | BET007 | BETS | 22KV | 342.41 | 14 | 39529.3474 | 6.667% | Three phase | 97.13 | 0.003196 | 0.0034792 | 0.0037885 | 0.0041267 | 0.0044963 | 0.0049004 | 0.0053423 | 0.0058255 | 0.0063541 | 0.0069323 | 0.0075649 | 0.0082572 | 0.0090148 | 0.0098441 | 0.010752 | 0.011222 | 0.011222 | 0.011222 | 0.011222 | 0.011222 | 0.8494 | 0.86833 | 0.88887 | 0.9084 | 0.9214 | 0.93667 | 0.96153 | 0.9894 | 1.006 | 1.006 | 1.006 | 1.006 | 1.006 | 1.006 | 1.006 | 1.006 | 1.006 | 1.006 | 1.006 | 1.006 | 3881.833 | 3998.2972 | 0.0003665 | 33258.2833 | 18844.8836 | 201.2168 | 211.494 | 7880.1302 | 412.7108 | 7467.4194 | -11377.4643 | FALSE
| 60776911 | BGO012 | BGO | 22KV | 36.29 | 0 | 42734.8155 | 100% | Three phase | 97.13 | 0.00033691 | 0.00036576 | 0.0003972 | 0.00043146 | 0.0004688 | 0.00050951 | 0.0005539 | 0.00060231 | 0.0006551 | 0.00071268 | 0.00077551 | 0.00084405 | 0.00091885 | 0.0010005 | 0.0010896 | 0.0011868 | 0.0011894 | 0.0011894 | 0.0011894 | 0.0011894 | 6.369 | 6.372 | 6.398 | 6.408 | 6.401 | 6.401 | 6.447 | 6.496 | 6.507 | 6.507 | 6.507 | 6.507 | 6.507 | 6.507 | 6.507 | 6.507 | 6.507 | 6.507 | 6.507 | 6.507 | 2884.1741 | 44.0593 | 3.8844e-05 | 3524.8477 | 1997.2572 | 155.0383 | 2.3756 | 2928.2334 | 157.4139 | 2770.8195 | 773.5623 | TRUE
| 60778713 | BET001 | BETS | 22KV | 933.24 | 4 | 39529.3474 | 20% | Covered | 390 | 0.0064223 | 0.0068967 | 0.007408 | 0.0079592 | 0.0085534 | 0.0091942 | 0.0098851 | 0.01063 | 0.011434 | 0.012302 | 0.013237 | 0.014247 | 0.015337 | 0.016513 | 0.017782 | 0.019153 | 0.020632 | 0.02223 | 0.023955 | 0.025818 | 2.7412 | 2.7682 | 2.8068 | 2.838 | 2.8592 | 2.8798 | 2.9204 | 2.9668 | 2.995 | 2.995 | 2.995 | 2.995 | 2.995 | 2.995 | 2.995 | 2.995 | 2.995 | 2.995 | 2.995 | 2.995 | 21713.3161 | 81294.0917 | 0.00099891 | 363963.6 | 206229.8775 | 1667.6933 | 6308.1645 | 103007.4078 | 7975.8578 | 95031.5499 | -111198.3276 | FALSE
| 60778714 | BET001 | BETS | 22KV | 1059.74 | 4 | 39529.3474 | 20% | Covered | 390 | 0.0072928 | 0.0078315 | 0.0084121 | 0.009038 | 0.0097128 | 0.01044 | 0.011225 | 0.012071 | 0.012984 | 0.013969 | 0.015032 | 0.016178 | 0.017415 | 0.018751 | 0.020193 | 0.021749 | 0.023429 | 0.025243 | 0.027202 | 0.029318 | 2.7412 | 2.7682 | 2.8068 | 2.838 | 2.8592 | 2.8798 | 2.9204 | 2.9668 | 2.995 | 2.995 | 2.995 | 2.995 | 2.995 | 2.995 | 2.995 | 2.995 | 2.995 | 2.995 | 2.995 | 2.995 | 24656.5402 | 104826.4666 | 0.0011343 | 413298.6 | 234184.1867 | 1893.7479 | 8134.2024 | 129483.0068 | 10027.9504 | 119455.0565 | -114729.1303 | FALSE
| 60778941 | MRO008 | MRO | 22KV | 122.73 | 9 | 40985.6902 | 10% | Three phase | 97.13 | 0.0010194 | 0.0011159 | 0.0012221 | 0.0013387 | 0.0014671 | 0.0016082 | 0.0017635 | 0.0019344 | 0.0021226 | 0.0023296 | 0.0025576 | 0.0028087 | 0.0030852 | 0.0033898 | 0.0037253 | 0.0040224 | 0.0040224 | 0.0040224 | 0.0040224 | 0.0040224 | 0.6143 | 0.617 | 0.6224 | 0.6261 | 0.6254 | 0.6271 | 0.6321 | 0.6371 | 0.6385 | 0.6385 | 0.6385 | 0.6385 | 0.6385 | 0.6385 | 0.6385 | 0.6385 | 0.6385 | 0.6385 | 0.6385 | 0.6385 | 890.7104 | 489.6335 | 0.00013137 | 11920.7649 | 6754.5707 | 49.1853 | 27.1711 | 1380.3439 | 76.3564 | 1303.9875 | -5450.5832 | FALSE
| 60779008 | CMN001 | CMN | 22KV | 266.53 | 13 | 38419.8192 | 7.143% | Three phase | 97.13 | 0.0029258 | 0.0031477 | 0.0033872 | 0.0036457 | 0.0039246 | 0.0042258 | 0.0045509 | 0.0049019 | 0.005281 | 0.0056904 | 0.0061326 | 0.0066102 | 0.0071262 | 0.0076837 | 0.008286 | 0.0087355 | 0.0087355 | 0.0087355 | 0.0087355 | 0.0087355 | 0.30364 | 0.30821 | 0.31421 | 0.31914 | 0.322 | 0.32564 | 0.33257 | 0.33886 | 0.34257 | 0.34257 | 0.34257 | 0.34257 | 0.34257 | 0.34257 | 0.34257 | 0.34257 | 0.34257 | 0.34257 | 0.34257 | 0.34257 | 1053.9837 | 2538.2997 | 0.00028528 | 25888.0589 | 14668.7504 | 52.5347 | 128.1437 | 3592.2833 | 180.6784 | 3411.6049 | -11257.1455 | FALSE
| 60779009 | CMN001 | CMN | 22KV | 2970.36 | 13 | 38419.8192 | 7.143% | Three phase | 97.13 | 0.032607 | 0.03508 | 0.037749 | 0.040629 | 0.043738 | 0.047094 | 0.050718 | 0.05463 | 0.058855 | 0.063417 | 0.068345 | 0.073668 | 0.079419 | 0.085631 | 0.092344 | 0.097353 | 0.097353 | 0.097353 | 0.097353 | 0.097353 | 0.30364 | 0.30821 | 0.31421 | 0.31914 | 0.322 | 0.32564 | 0.33257 | 0.33886 | 0.34257 | 0.34257 | 0.34257 | 0.34257 | 0.34257 | 0.34257 | 0.34257 | 0.34257 | 0.34257 | 0.34257 | 0.34257 | 0.34257 | 11746.1857 | 315260.0012 | 0.0031794 | 288511.0668 | 163476.7927 | 585.4762 | 15915.6096 | 327006.1869 | 16501.0859 | 310505.1011 | 147028.3084 | TRUE
| 60779073 | WND023 | WND | 22KV | 2863.26 | 6 | 34098.9574 | 14.29% | Single phase | 44.74 | 0.017502 | 0.018823 | 0.020251 | 0.021793 | 0.023458 | 0.025257 | 0.0272 | 0.0293 | 0.03157 | 0.034024 | 0.036676 | 0.039544 | 0.042645 | 0.045999 | 0.049626 | 0.05355 | 0.057794 | 0.062387 | 0.067356 | 0.072734 | 0.97986 | 0.99929 | 1.0244 | 1.0434 | 1.0523 | 1.0696 | 1.0993 | 1.1297 | 1.1347 | 1.1347 | 1.1347 | 1.1347 | 1.1347 | 1.1347 | 1.1347 | 1.1347 | 1.1347 | 1.1347 | 1.1347 | 1.1347 | 19552.8406 | 79415.9871 | 0.0030647 | 128102.2524 | 72585.5878 | 1649.8258 | 6811.9157 | 98968.8277 | 8461.7415 | 90507.0862 | 17921.4984 | TRUE
| 60779074 | WND023 | WND | 22KV | 1447.36 | 6 | 34098.9574 | 14.29% | Single phase | 44.74 | 0.0088469 | 0.0095151 | 0.010237 | 0.011016 | 0.011858 | 0.012767 | 0.01375 | 0.014811 | 0.015959 | 0.017199 | 0.01854 | 0.019989 | 0.021557 | 0.023252 | 0.025086 | 0.027069 | 0.029215 | 0.031536 | 0.034048 | 0.036767 | 0.97986 | 0.99929 | 1.0244 | 1.0434 | 1.0523 | 1.0696 | 1.0993 | 1.1297 | 1.1347 | 1.1347 | 1.1347 | 1.1347 | 1.1347 | 1.1347 | 1.1347 | 1.1347 | 1.1347 | 1.1347 | 1.1347 | 1.1347 | 9883.8385 | 20292.6842 | 0.0015492 | 64754.8864 | 36691.5601 | 833.9766 | 1740.6074 | 30176.5227 | 2574.584 | 27601.9387 | -9089.6213 | FALSE
| 60779075 | WND023 | WND | 22KV | 932.16 | 6 | 34098.9574 | 14.29% | Single phase | 44.74 | 0.0056978 | 0.0061281 | 0.0065929 | 0.0070947 | 0.0076369 | 0.0082225 | 0.0088553 | 0.009539 | 0.010278 | 0.011077 | 0.01194 | 0.012874 | 0.013884 | 0.014975 | 0.016156 | 0.017434 | 0.018815 | 0.020311 | 0.021928 | 0.023679 | 0.97986 | 0.99929 | 1.0244 | 1.0434 | 1.0523 | 1.0696 | 1.0993 | 1.1297 | 1.1347 | 1.1347 | 1.1347 | 1.1347 | 1.1347 | 1.1347 | 1.1347 | 1.1347 | 1.1347 | 1.1347 | 1.1347 | 1.1347 | 6365.6028 | 8417.1931 | 0.00099775 | 41704.8384 | 23630.8898 | 537.1156 | 721.9857 | 14782.7959 | 1259.1013 | 13523.6946 | -10107.1952 | FALSE
| 60779078 | WND024 | WND | 22KV | 1092.65 | 13 | 34098.9574 | 7.143% | Single phase | 44.74 | 0.0081714 | 0.0087756 | 0.0094268 | 0.010129 | 0.010885 | 0.011701 | 0.012581 | 0.01353 | 0.014553 | 0.015657 | 0.016848 | 0.018133 | 0.019519 | 0.021015 | 0.02263 | 0.024373 | 0.026255 | 0.028287 | 0.03048 | 0.032849 | 0.31457 | 0.32093 | 0.32914 | 0.33579 | 0.34057 | 0.34786 | 0.35743 | 0.36629 | 0.371 | 0.371 | 0.371 | 0.371 | 0.371 | 0.371 | 0.371 | 0.371 | 0.371 | 0.371 | 0.371 | 0.371 | 2920.104 | 13895.2941 | 0.0011695 | 48885.161 | 27699.4204 | 204.661 | 991.9958 | 16815.3981 | 1196.6568 | 15618.7413 | -12080.6791 | FALSE
| 60779244 | EHK024 | EHK | 22KV | 2045.73 | 20 | 45714.8889 | 4.762% | Three phase | 97.13 | 0.021411 | 0.023 | 0.024712 | 0.026556 | 0.028544 | 0.030687 | 0.032996 | 0.035486 | 0.038171 | 0.041066 | 0.044188 | 0.047555 | 0.051186 | 0.055104 | 0.05933 | 0.06389 | 0.067048 | 0.067048 | 0.067048 | 0.067048 | 0.41195 | 0.41748 | 0.42552 | 0.432 | 0.43438 | 0.438 | 0.4459 | 0.45538 | 0.45805 | 0.45805 | 0.45805 | 0.45805 | 0.45805 | 0.45805 | 0.45805 | 0.45805 | 0.45805 | 0.45805 | 0.45805 | 0.45805 | 12341.2536 | 142972.1683 | 0.0021897 | 198701.7549 | 112588.8374 | 644.3998 | 7549.2139 | 155313.4219 | 8193.6137 | 147119.8082 | 34530.9708 | TRUE
| 60779361 | CTN002 | CTN | 22KV | 453.67 | 14 | 45198.6405 | 6.667% | Three phase | 97.13 | 0.0043135 | 0.0047398 | 0.0052102 | 0.0057293 | 0.0063023 | 0.006935 | 0.0076337 | 0.0084054 | 0.0092579 | 0.0102 | 0.011241 | 0.012391 | 0.013663 | 0.014869 | 0.014869 | 0.014869 | 0.014869 | 0.014869 | 0.014869 | 0.014869 | 0.17313 | 0.17293 | 0.17427 | 0.17493 | 0.17427 | 0.1738 | 0.17513 | 0.17713 | 0.17693 | 0.17693 | 0.17693 | 0.17693 | 0.17693 | 0.17693 | 0.17693 | 0.17693 | 0.17693 | 0.17693 | 0.17693 | 0.17693 | 1121.5949 | 7445.717 | 0.00048559 | 44064.9671 | 24968.1912 | 55.7562 | 371.266 | 8567.3119 | 427.0223 | 8140.2897 | -16827.9016 | FALSE
| 60779362 | CTN002 | CTN | 22KV | 17.79 | 14 | 45198.6405 | 6.667% | Three phase | 97.13 | 0.00016915 | 0.00018586 | 0.00020431 | 0.00022467 | 0.00024714 | 0.00027195 | 0.00029934 | 0.00032961 | 0.00036304 | 0.00039997 | 0.00044079 | 0.00048591 | 0.00053579 | 0.00058306 | 0.00058306 | 0.00058306 | 0.00058306 | 0.00058306 | 0.00058306 | 0.00058306 | 0.17313 | 0.17293 | 0.17427 | 0.17493 | 0.17427 | 0.1738 | 0.17513 | 0.17713 | 0.17693 | 0.17693 | 0.17693 | 0.17693 | 0.17693 | 0.17693 | 0.17693 | 0.17693 | 0.17693 | 0.17693 | 0.17693 | 0.17693 | 43.9817 | 11.4493 | 1.9042e-05 | 1727.9427 | 979.0908 | 2.1864 | 0.5709 | 55.431 | 2.7573 | 52.6737 | -926.4171 | FALSE
| 60779363 | CTN002 | CTN | 22KV | 121.32 | 14 | 45198.6405 | 6.667% | Three phase | 97.13 | 0.0011535 | 0.0012675 | 0.0013933 | 0.0015321 | 0.0016854 | 0.0018546 | 0.0020414 | 0.0022478 | 0.0024758 | 0.0027277 | 0.003006 | 0.0033137 | 0.0036538 | 0.0039762 | 0.0039762 | 0.0039762 | 0.0039762 | 0.0039762 | 0.0039762 | 0.0039762 | 0.17313 | 0.17293 | 0.17427 | 0.17493 | 0.17427 | 0.1738 | 0.17513 | 0.17713 | 0.17693 | 0.17693 | 0.17693 | 0.17693 | 0.17693 | 0.17693 | 0.17693 | 0.17693 | 0.17693 | 0.17693 | 0.17693 | 0.17693 | 299.9358 | 532.4652 | 0.00012986 | 11783.8116 | 6676.97 | 14.9103 | 26.5503 | 832.401 | 41.4606 | 790.9404 | -5886.0295 | FALSE
| 60779420 | CTN006 | CTN | 22KV | 427.46 | 35 | 45198.6405 | 2.778% | Three phase | 97.13 | 0.0035959 | 0.0039195 | 0.0042735 | 0.0046611 | 0.0050853 | 0.0055499 | 0.0060587 | 0.0066159 | 0.0072265 | 0.0078954 | 0.0086285 | 0.009432 | 0.010313 | 0.011278 | 0.012337 | 0.013498 | 0.01401 | 0.01401 | 0.01401 | 0.01401 | 0.16789 | 0.16722 | 0.16758 | 0.16758 | 0.16628 | 0.16544 | 0.16553 | 0.16617 | 0.16478 | 0.16478 | 0.16478 | 0.16478 | 0.16478 | 0.16478 | 0.16478 | 0.16478 | 0.16478 | 0.16478 | 0.16478 | 0.16478 | 874.7328 | 5832.6377 | 0.00045754 | 41519.1898 | 23525.6972 | 49.5593 | 329.6067 | 6707.3704 | 379.1661 | 6328.2044 | -17197.4928 | FALSE
| 60781554 | EHK024 | EHK | 22KV | 1909.59 | 20 | 45714.8889 | 4.762% | Covered | 390 | 0.019986 | 0.021469 | 0.023067 | 0.024789 | 0.026645 | 0.028645 | 0.030801 | 0.033125 | 0.035631 | 0.038333 | 0.041247 | 0.04439 | 0.04778 | 0.051437 | 0.055382 | 0.059638 | 0.062586 | 0.062586 | 0.062586 | 0.062586 | 0.41195 | 0.41748 | 0.42552 | 0.432 | 0.43438 | 0.438 | 0.4459 | 0.45538 | 0.45805 | 0.45805 | 0.45805 | 0.45805 | 0.45805 | 0.45805 | 0.45805 | 0.45805 | 0.45805 | 0.45805 | 0.45805 | 0.45805 | 11519.9633 | 500203.0754 | 0.002044 | 744740.1 | 421986.3185 | 601.5161 | 26411.7139 | 511723.0386 | 27013.23 | 484709.8087 | 62723.4902 | TRUE
| 60781557 | EHK024 | EHK | 22KV | 65.72 | 20 | 45714.8889 | 4.762% | Three phase | 97.13 | 0.00063313 | 0.00069252 | 0.00075774 | 0.00082938 | 0.00090807 | 0.00099453 | 0.0010896 | 0.001194 | 0.0013088 | 0.001435 | 0.0015738 | 0.0017265 | 0.0018944 | 0.0020792 | 0.002154 | 0.002154 | 0.002154 | 0.002154 | 0.002154 | 0.002154 | 0.41195 | 0.41748 | 0.42552 | 0.432 | 0.43438 | 0.438 | 0.4459 | 0.45538 | 0.45805 | 0.45805 | 0.45805 | 0.45805 | 0.45805 | 0.45805 | 0.45805 | 0.45805 | 0.45805 | 0.45805 | 0.45805 | 0.45805 | 414.8584 | 154.1886 | 7.0345e-05 | 6383.3836 | 3616.9672 | 20.7016 | 7.7911 | 569.047 | 28.4928 | 540.5542 | -3076.413 | FALSE
| 60781559 | EHK024 | EHK | 22KV | 50.66 | 20 | 45714.8889 | 4.762% | Three phase | 97.13 | 0.00048805 | 0.00053383 | 0.0005841 | 0.00063932 | 0.00069998 | 0.00076663 | 0.00083988 | 0.00092038 | 0.0010089 | 0.0011062 | 0.0012132 | 0.0013309 | 0.0014603 | 0.0016027 | 0.0016604 | 0.0016604 | 0.0016604 | 0.0016604 | 0.0016604 | 0.0016604 | 0.41195 | 0.41748 | 0.42552 | 0.432 | 0.43438 | 0.438 | 0.4459 | 0.45538 | 0.45805 | 0.45805 | 0.45805 | 0.45805 | 0.45805 | 0.45805 | 0.45805 | 0.45805 | 0.45805 | 0.45805 | 0.45805 | 0.45805 | 319.7919 | 91.6194 | 5.4225e-05 | 4920.6058 | 2788.1248 | 15.9578 | 4.6295 | 411.4113 | 20.5873 | 390.824 | -2397.3007 | FALSE
| 60781604 | CMN003 | CMN | 22KV | 174.48 | 11 | 38419.8192 | 8.333% | Three phase | 97.13 | 0.0016332 | 0.0017804 | 0.0019415 | 0.0021179 | 0.0023109 | 0.0025223 | 0.0027538 | 0.0030074 | 0.0032851 | 0.0035894 | 0.0039229 | 0.0042883 | 0.0046889 | 0.005128 | 0.0056094 | 0.0057185 | 0.0057185 | 0.0057185 | 0.0057185 | 0.0057185 | 0.55008 | 0.55642 | 0.56642 | 0.575 | 0.57992 | 0.58575 | 0.59633 | 0.60733 | 0.613 | 0.613 | 0.613 | 0.613 | 0.613 | 0.613 | 0.613 | 0.613 | 0.613 | 0.613 | 0.613 | 0.613 | 1194.3824 | 1048.7137 | 0.00018676 | 16947.2424 | 9602.6848 | 61.7264 | 54.9157 | 2243.0962 | 116.6421 | 2126.4541 | -7476.2307 | FALSE
| 60781641 | CTN002 | CTN | 22KV | 974.19 | 14 | 45198.6405 | 6.667% | Three phase | 97.13 | 0.0093567 | 0.010219 | 0.011164 | 0.0122 | 0.013337 | 0.014584 | 0.015952 | 0.017453 | 0.019101 | 0.020909 | 0.022895 | 0.025075 | 0.027469 | 0.030099 | 0.031929 | 0.031929 | 0.031929 | 0.031929 | 0.031929 | 0.031929 | 0.17313 | 0.17293 | 0.17427 | 0.17493 | 0.17427 | 0.1738 | 0.17513 | 0.17713 | 0.17693 | 0.17693 | 0.17693 | 0.17693 | 0.17693 | 0.17693 | 0.17693 | 0.17693 | 0.17693 | 0.17693 | 0.17693 | 0.17693 | 2354.2892 | 33563.0172 | 0.0010427 | 94623.0747 | 53615.5404 | 119.7283 | 1711.9554 | 35917.3065 | 1831.6837 | 34085.6227 | -19529.9177 | FALSE
| 60781720 | EHK024 | EHK | 22KV | 132.64 | 20 | 45714.8889 | 4.762% | Three phase | 97.13 | 0.0012778 | 0.0013977 | 0.0015293 | 0.0016739 | 0.0018327 | 0.0020072 | 0.002199 | 0.0024098 | 0.0026415 | 0.0028962 | 0.0031764 | 0.0034845 | 0.0038234 | 0.0041963 | 0.0043472 | 0.0043472 | 0.0043472 | 0.0043472 | 0.0043472 | 0.0043472 | 0.41195 | 0.41748 | 0.42552 | 0.432 | 0.43438 | 0.438 | 0.4459 | 0.45538 | 0.45805 | 0.45805 | 0.45805 | 0.45805 | 0.45805 | 0.45805 | 0.45805 | 0.45805 | 0.45805 | 0.45805 | 0.45805 | 0.45805 | 837.2918 | 628.0671 | 0.00014197 | 12883.3232 | 7299.9777 | 41.7813 | 31.7361 | 1465.359 | 73.5174 | 1391.8415 | -5908.1362 | FALSE
| 60781874 | CHA003 | CHA | 22KV | 6282.84 | 3 | 48008.7507 | 25% | Three phase | 97.13 | 0.058179 | 0.06308 | 0.068412 | 0.074216 | 0.080533 | 0.087411 | 0.094899 | 0.10305 | 0.11194 | 0.12161 | 0.13215 | 0.14363 | 0.15615 | 0.16979 | 0.18465 | 0.20086 | 0.20592 | 0.20592 | 0.20592 | 0.20592 | 0.87 | 0.8675 | 0.87 | 0.8675 | 0.86175 | 0.85675 | 0.8585 | 0.86175 | 0.856 | 0.856 | 0.856 | 0.856 | 0.856 | 0.856 | 0.856 | 0.856 | 0.856 | 0.856 | 0.856 | 0.856 | 73540.5049 | 1306844.7268 | 0.0067249 | 610252.2492 | 345782.5085 | 4015.2339 | 71206.0841 | 1380385.2316 | 75221.3179 | 1305163.9137 | 959381.4052 | TRUE
| 60781897 | CMN001 | CMN | 22KV | 598.93 | 13 | 38419.8192 | 7.143% | Three phase | 97.13 | 0.0056886 | 0.0061777 | 0.0067108 | 0.007292 | 0.0079256 | 0.0086166 | 0.0093702 | 0.010192 | 0.011089 | 0.012068 | 0.013135 | 0.014301 | 0.015573 | 0.016962 | 0.018478 | 0.01963 | 0.01963 | 0.01963 | 0.01963 | 0.01963 | 0.30364 | 0.30821 | 0.31421 | 0.31914 | 0.322 | 0.32564 | 0.33257 | 0.33886 | 0.34257 | 0.34257 | 0.34257 | 0.34257 | 0.34257 | 0.34257 | 0.34257 | 0.34257 | 0.34257 | 0.34257 | 0.34257 | 0.34257 | 2260.1258 | 12213.8978 | 0.00064107 | 58174.0709 | 32962.7235 | 118.0528 | 647.0789 | 14474.0236 | 765.1317 | 13708.8919 | -19253.8316 | FALSE
| 60782111 | WND024 | WND | 22KV | 937.71 | 13 | 34098.9574 | 7.143% | Covered | 390 | 0.0062251 | 0.0066957 | 0.0072038 | 0.0077524 | 0.008345 | 0.008985 | 0.0096765 | 0.010424 | 0.011231 | 0.012104 | 0.013047 | 0.014066 | 0.015169 | 0.016361 | 0.01765 | 0.019044 | 0.020552 | 0.022183 | 0.023948 | 0.025857 | 0.31457 | 0.32093 | 0.32914 | 0.33579 | 0.34057 | 0.34786 | 0.35743 | 0.36629 | 0.371 | 0.371 | 0.371 | 0.371 | 0.371 | 0.371 | 0.371 | 0.371 | 0.371 | 0.371 | 0.371 | 0.371 | 2266.0224 | 80636.0303 | 0.0010037 | 365706.9 | 207217.6701 | 175.6396 | 6368.7385 | 82902.0527 | 6544.3781 | 76357.6746 | -130859.9956 | FALSE
| 60782337 | MRO008 | MRO | 22KV | 1156.56 | 9 | 40985.6902 | 10% | Covered | 390 | 0.0098581 | 0.010605 | 0.011411 | 0.012281 | 0.01322 | 0.014234 | 0.01533 | 0.016513 | 0.017791 | 0.019172 | 0.020664 | 0.022276 | 0.024019 | 0.025902 | 0.027937 | 0.030138 | 0.032517 | 0.03509 | 0.037871 | 0.037906 | 0.6143 | 0.617 | 0.6224 | 0.6261 | 0.6254 | 0.6271 | 0.6321 | 0.6371 | 0.6385 | 0.6385 | 0.6385 | 0.6385 | 0.6385 | 0.6385 | 0.6385 | 0.6385 | 0.6385 | 0.6385 | 0.6385 | 0.6385 | 7526.1296 | 156626.5181 | 0.0012379 | 451058.4 | 255579.7299 | 463.5032 | 9688.4133 | 164152.6477 | 10151.9165 | 154000.7312 | -101578.9988 | FALSE
| 60784553 | CMN002 | CMN | 22KV | 3154.18 | 8 | 38419.8192 | 11.11% | Three phase | 97.13 | 0.028439 | 0.030495 | 0.032707 | 0.035086 | 0.037646 | 0.040401 | 0.043365 | 0.046556 | 0.049991 | 0.053688 | 0.057669 | 0.061956 | 0.066572 | 0.071544 | 0.076898 | 0.082666 | 0.088879 | 0.095574 | 0.10279 | 0.10338 | 0.40256 | 0.40522 | 0.40822 | 0.41078 | 0.41189 | 0.41489 | 0.41933 | 0.42378 | 0.42522 | 0.42522 | 0.42522 | 0.42522 | 0.42522 | 0.42522 | 0.42522 | 0.42522 | 0.42522 | 0.42522 | 0.42522 | 0.42522 | 13040.2508 | 296221.2183 | 0.0033761 | 306365.5034 | 173593.5139 | 785.1111 | 17946.4292 | 309261.4691 | 18731.5403 | 290529.9289 | 116936.415 | TRUE
| 60784555 | CMN003 | CMN | 22KV | 65.61 | 11 | 38419.8192 | 8.333% | Three phase | 97.13 | 0.00039973 | 0.00043747 | 0.00047898 | 0.00052464 | 0.00057489 | 0.00063019 | 0.00069106 | 0.00075809 | 0.00083191 | 0.00091322 | 0.0010028 | 0.0011015 | 0.0012103 | 0.0013302 | 0.0014624 | 0.0016082 | 0.001769 | 0.0019463 | 0.002142 | 0.0021504 | 0.55008 | 0.55642 | 0.56642 | 0.575 | 0.57992 | 0.58575 | 0.59633 | 0.60733 | 0.613 | 0.613 | 0.613 | 0.613 | 0.613 | 0.613 | 0.613 | 0.613 | 0.613 | 0.613 | 0.613 | 0.613 | 332.8009 | 109.6765 | 7.0227e-05 | 6372.6993 | 3610.9133 | 23.2111 | 7.7651 | 442.4774 | 30.9761 | 411.5013 | -3199.412 | FALSE
| 60784557 | CMN003 | CMN | 22KV | 22.07 | 11 | 38419.8192 | 8.333% | Three phase | 97.13 | 0.00013446 | 0.00014716 | 0.00016112 | 0.00017648 | 0.00019338 | 0.00021198 | 0.00023246 | 0.00025501 | 0.00027984 | 0.00030719 | 0.00033732 | 0.00037053 | 0.00040712 | 0.00044746 | 0.00049193 | 0.00054097 | 0.00059506 | 0.00065471 | 0.00072052 | 0.00072334 | 0.55008 | 0.55642 | 0.56642 | 0.575 | 0.57992 | 0.58575 | 0.59633 | 0.60733 | 0.613 | 0.613 | 0.613 | 0.613 | 0.613 | 0.613 | 0.613 | 0.613 | 0.613 | 0.613 | 0.613 | 0.613 | 111.9481 | 12.4102 | 2.3623e-05 | 2143.6591 | 1214.645 | 7.8078 | 0.87864 | 124.3583 | 8.6864 | 115.6719 | -1098.9731 | FALSE
| 60785088 | CTN004 | CTN | 22KV | 3160.4 | 8 | 45198.6405 | 11.11% | Single phase | 44.74 | 0.02862 | 0.031229 | 0.034088 | 0.03722 | 0.040652 | 0.044415 | 0.048539 | 0.053061 | 0.058021 | 0.06346 | 0.069427 | 0.075973 | 0.083156 | 0.09104 | 0.099692 | 0.10358 | 0.10358 | 0.10358 | 0.10358 | 0.10358 | 0.966 | 0.96056 | 0.95878 | 0.96167 | 0.95067 | 0.94256 | 0.94067 | 0.94156 | 0.93567 | 0.93567 | 0.93567 | 0.93567 | 0.93567 | 0.93567 | 0.93567 | 0.93567 | 0.93567 | 0.93567 | 0.93567 | 0.93567 | 39017.1332 | 155746.1124 | 0.0033828 | 141396.296 | 80118.2888 | 2087.5996 | 8299.1153 | 194763.2455 | 10386.715 | 184376.5305 | 104258.2418 | TRUE
| 60785116 | CTN004 | CTN | 22KV | 5147.06 | 8 | 45198.6405 | 11.11% | Single phase | 44.74 | 0.046476 | 0.050639 | 0.055192 | 0.060174 | 0.065625 | 0.07159 | 0.078119 | 0.085268 | 0.093094 | 0.10167 | 0.11105 | 0.12134 | 0.1326 | 0.14495 | 0.15847 | 0.16869 | 0.16869 | 0.16869 | 0.16869 | 0.16869 | 0.966 | 0.96056 | 0.95878 | 0.96167 | 0.95067 | 0.94256 | 0.94067 | 0.94156 | 0.93567 | 0.93567 | 0.93567 | 0.93567 | 0.93567 | 0.93567 | 0.93567 | 0.93567 | 0.93567 | 0.93567 | 0.93567 | 0.93567 | 62892.5995 | 408856.0117 | 0.0055092 | 230279.4644 | 130481.4705 | 3399.8863 | 22012.3371 | 471748.6112 | 25412.2234 | 446336.3878 | 315854.9173 | TRUE
| 60786299 | CTN002 | CTN | 22KV | 238.47 | 14 | 45198.6405 | 6.667% | Three phase | 97.13 | 0.0022269 | 0.0023983 | 0.0025836 | 0.0027837 | 0.0030001 | 0.003234 | 0.0034869 | 0.0037603 | 0.0040559 | 0.0043757 | 0.0047215 | 0.0050957 | 0.0055004 | 0.0059383 | 0.0064122 | 0.0069249 | 0.0074799 | 0.0078158 | 0.0078158 | 0.0078158 | 0.17313 | 0.17293 | 0.17427 | 0.17493 | 0.17427 | 0.1738 | 0.17513 | 0.17713 | 0.17693 | 0.17693 | 0.17693 | 0.17693 | 0.17693 | 0.17693 | 0.17693 | 0.17693 | 0.17693 | 0.17693 | 0.17693 | 0.17693 | 518.1808 | 1808.6017 | 0.00025525 | 23162.5911 | 13124.4397 | 29.3081 | 102.5823 | 2326.7825 | 131.8904 | 2194.8921 | -10929.5476 | FALSE
| 60786303 | CTN002 | CTN | 22KV | 6250.93 | 14 | 45198.6405 | 6.667% | Three phase | 97.13 | 0.058373 | 0.062866 | 0.067722 | 0.072969 | 0.078641 | 0.084772 | 0.0914 | 0.098567 | 0.10632 | 0.1147 | 0.12376 | 0.13357 | 0.14418 | 0.15566 | 0.16808 | 0.18152 | 0.19607 | 0.20487 | 0.20487 | 0.20487 | 0.17313 | 0.17293 | 0.17427 | 0.17493 | 0.17427 | 0.1738 | 0.17513 | 0.17713 | 0.17693 | 0.17693 | 0.17693 | 0.17693 | 0.17693 | 0.17693 | 0.17693 | 0.17693 | 0.17693 | 0.17693 | 0.17693 | 0.17693 | 13582.8914 | 1242695.4223 | 0.0066908 | 607152.8309 | 344026.3091 | 768.2418 | 70484.6218 | 1256278.3137 | 71252.8636 | 1185025.4501 | 840999.141 | TRUE
| 60786311 | CTN002 | CTN | 22KV | 885.7 | 14 | 45198.6405 | 6.667% | Single phase | 44.74 | 0.0058798 | 0.0063243 | 0.0068042 | 0.0073224 | 0.0078821 | 0.0084867 | 0.0091398 | 0.0098455 | 0.010608 | 0.011432 | 0.012323 | 0.013286 | 0.014327 | 0.015453 | 0.016671 | 0.017988 | 0.019412 | 0.020953 | 0.02262 | 0.024423 | 0.17313 | 0.17293 | 0.17427 | 0.17493 | 0.17427 | 0.1738 | 0.17513 | 0.17713 | 0.17693 | 0.17693 | 0.17693 | 0.17693 | 0.17693 | 0.17693 | 0.17693 | 0.17693 | 0.17693 | 0.17693 | 0.17693 | 0.17693 | 1382.1787 | 8252.7123 | 0.00094802 | 39626.218 | 22453.0972 | 108.8529 | 651.8099 | 9634.891 | 760.6628 | 8874.2282 | -13578.869 | FALSE
| 60786484 | WND023 | WND | 22KV | 260.94 | 6 | 34098.9574 | 14.29% | Three phase | 97.13 | 0.0013934 | 0.001524 | 0.0016676 | 0.0018255 | 0.0019993 | 0.0021904 | 0.0024008 | 0.0026323 | 0.0028873 | 0.003168 | 0.0034772 | 0.0038179 | 0.0041933 | 0.0046069 | 0.0050629 | 0.0055656 | 0.0061198 | 0.0067311 | 0.0074053 | 0.008149 | 0.97986 | 0.99929 | 1.0244 | 1.0434 | 1.0523 | 1.0696 | 1.0993 | 1.1297 | 1.1347 | 1.1347 | 1.1347 | 1.1347 | 1.1347 | 1.1347 | 1.1347 | 1.1347 | 1.1347 | 1.1347 | 1.1347 | 1.1347 | 1901.5856 | 1523.1992 | 0.0002793 | 25345.1022 | 14361.0991 | 150.355 | 122.8249 | 3424.7848 | 273.1799 | 3151.6049 | -11209.4942 | FALSE
| 60786539 | WND012 | WND | 22KV | 122.63 | 14 | 34098.9574 | 6.667% | Three phase | 97.13 | 0.0010553 | 0.0011507 | 0.001255 | 0.0013693 | 0.0014945 | 0.0016315 | 0.0017817 | 0.0019462 | 0.0021265 | 0.0023242 | 0.0025408 | 0.0027783 | 0.0030388 | 0.0033244 | 0.0036377 | 0.0039813 | 0.0040192 | 0.0040192 | 0.0040192 | 0.0040192 | 0 | 0 | 0 | 0 | 0 | 0 | 0 | 0 | 0 | 0 | 0 | 0 | 0 | 0 | 0 | 0 | 0 | 0 | 0 | 0 | 0 | 489.2801 | 0.00013126 | 11911.0519 | 6749.0671 | 0 | 27.1268 | 489.2801 | 27.1268 | 462.1533 | -6286.9138 | FALSE
| 60786542 | WND012 | WND | 22KV | 379.74 | 14 | 34098.9574 | 6.667% | Three phase | 97.13 | 0.003268 | 0.0035632 | 0.0038864 | 0.0042402 | 0.0046278 | 0.0050522 | 0.0055173 | 0.0060268 | 0.0065851 | 0.0071971 | 0.0078679 | 0.0086034 | 0.00941 | 0.010294 | 0.011265 | 0.012329 | 0.012446 | 0.012446 | 0.012446 | 0.012446 | 0 | 0 | 0 | 0 | 0 | 0 | 0 | 0 | 0 | 0 | 0 | 0 | 0 | 0 | 0 | 0 | 0 | 0 | 0 | 0 | 0 | 4691.771 | 0.00040646 | 36884.1462 | 20899.3783 | 0 | 260.1224 | 4691.771 | 260.1224 | 4431.6486 | -16467.7297 | FALSE
| 60786549 | WND021 | WND | 22KV | 623.62 | 0 | 34098.9574 | 100% | Three phase | 97.13 | 0.0046338 | 0.0050715 | 0.0055528 | 0.006082 | 0.006664 | 0.0073043 | 0.0080088 | 0.0087842 | 0.0096376 | 0.010577 | 0.011612 | 0.012751 | 0.014006 | 0.015389 | 0.016912 | 0.018591 | 0.020439 | 0.020439 | 0.020439 | 0.020439 | 1.809 | 1.863 | 1.92 | 1.973 | 2.003 | 2.05 | 2.124 | 2.187 | 2.226 | 2.226 | 2.226 | 2.226 | 2.226 | 2.226 | 2.226 | 2.226 | 2.226 | 2.226 | 2.226 | 2.226 | 11833.0018 | 11652.2398 | 0.0006675 | 60572.2106 | 34321.5629 | 693.7049 | 701.5283 | 23485.2417 | 1395.2332 | 22090.0085 | -12231.5544 | FALSE
| 60786601 | CMN001 | CMN | 22KV | 35.91 | 13 | 38419.8192 | 7.143% | Three phase | 97.13 | 0.0003333 | 0.00035786 | 0.00038431 | 0.0004128 | 0.0004435 | 0.00047658 | 0.00051222 | 0.00055064 | 0.00059204 | 0.00063668 | 0.0006848 | 0.00073668 | 0.00079263 | 0.00085296 | 0.00091802 | 0.00098821 | 0.0010639 | 0.0011456 | 0.0011769 | 0.0011769 | 0.30364 | 0.30821 | 0.31421 | 0.31914 | 0.322 | 0.32564 | 0.33257 | 0.33886 | 0.34257 | 0.34257 | 0.34257 | 0.34257 | 0.34257 | 0.34257 | 0.34257 | 0.34257 | 0.34257 | 0.34257 | 0.34257 | 0.34257 | 122.7886 | 39.8201 | 3.8437e-05 | 3487.9383 | 1976.3435 | 7.0781 | 2.3261 | 162.6086 | 9.4042 | 153.2044 | -1823.1391 | FALSE
| 60408974 | CRO013 | CRO | 22KV | 34.1 | 0 | 53295.2727 | 100% | Three phase | 97.13 | 0.00032752 | 0.00035769 | 0.00039077 | 0.00042705 | 0.00046684 | 0.00051048 | 0.00055837 | 0.00061092 | 0.00066859 | 0.0007319 | 0.0008014 | 0.00087771 | 0.00096152 | 0.0010536 | 0.0011176 | 0.0011176 | 0.0011176 | 0.0011176 | 0.0011176 | 0.0011176 | 4.011 | 4.027 | 4.066 | 4.096 | 4.11 | 4.113 | 4.156 | 4.208 | 4.225 | 4.225 | 4.225 | 4.225 | 4.225 | 4.225 | 4.225 | 4.225 | 4.225 | 4.225 | 4.225 | 4.225 | 2309.8072 | 41.1228 | 3.65e-05 | 3312.133 | 1876.7283 | 117.0478 | 2.0976 | 2350.93 | 119.1454 | 2231.7846 | 355.0563 | TRUE
| 60408975 | CRO013 | CRO | 22KV | 234.72 | 0 | 53295.2727 | 100% | Three phase | 97.13 | 0.0022544 | 0.0024621 | 0.0026898 | 0.0029395 | 0.0032134 | 0.0035138 | 0.0038434 | 0.0042051 | 0.0046021 | 0.0050379 | 0.0055163 | 0.0060416 | 0.0066184 | 0.007252 | 0.0076929 | 0.0076929 | 0.0076929 | 0.0076929 | 0.0076929 | 0.0076929 | 4.011 | 4.027 | 4.066 | 4.096 | 4.11 | 4.113 | 4.156 | 4.208 | 4.225 | 4.225 | 4.225 | 4.225 | 4.225 | 4.225 | 4.225 | 4.225 | 4.225 | 4.225 | 4.225 | 4.225 | 15899.0599 | 1948.3809 | 0.00025124 | 22798.3536 | 12918.0546 | 805.6734 | 99.3814 | 17847.4407 | 905.0548 | 16942.3859 | 4024.3313 | TRUE
| 60408976 | CRO013 | CRO | 22KV | 20.18 | 0 | 53295.2727 | 100% | Three phase | 97.13 | 0.00019382 | 0.00021168 | 0.00023125 | 0.00025272 | 0.00027627 | 0.0003021 | 0.00033044 | 0.00036154 | 0.00039567 | 0.00043313 | 0.00047426 | 0.00051942 | 0.00056902 | 0.00062349 | 0.00066139 | 0.00066139 | 0.00066139 | 0.00066139 | 0.00066139 | 0.00066139 | 4.011 | 4.027 | 4.066 | 4.096 | 4.11 | 4.113 | 4.156 | 4.208 | 4.225 | 4.225 | 4.225 | 4.225 | 4.225 | 4.225 | 4.225 | 4.225 | 4.225 | 4.225 | 4.225 | 4.225 | 1366.9182 | 14.4018 | 2.16e-05 | 1960.0834 | 1110.6269 | 69.2676 | 0.73459 | 1381.3199 | 70.0022 | 1311.3177 | 200.6909 | TRUE
| 60408995 | CRO013 | CRO | 22KV | 326.75 | 0 | 53295.2727 | 100% | Three phase | 97.13 | 0.0031469 | 0.0033905 | 0.0036538 | 0.0039384 | 0.0042462 | 0.004579 | 0.0049389 | 0.0053282 | 0.0057493 | 0.0062049 | 0.0066979 | 0.0072313 | 0.0078087 | 0.0084335 | 0.0091099 | 0.0098421 | 0.010635 | 0.010709 | 0.010709 | 0.010709 | 4.011 | 4.027 | 4.066 | 4.096 | 4.11 | 4.113 | 4.156 | 4.208 | 4.225 | 4.225 | 4.225 | 4.225 | 4.225 | 4.225 | 4.225 | 4.225 | 4.225 | 4.225 | 4.225 | 4.225 | 20457.9725 | 3491.4325 | 0.00034974 | 31737.2275 | 17983.0196 | 1121.5652 | 192.5911 | 23949.405 | 1314.1563 | 22635.2486 | 4652.2291 | TRUE
| 60408996 | CRO013 | CRO | 22KV | 312.22 | 0 | 53295.2727 | 100% | Three phase | 97.13 | 0.003007 | 0.0032397 | 0.0034913 | 0.0037633 | 0.0040573 | 0.0043753 | 0.0047193 | 0.0050912 | 0.0054936 | 0.005929 | 0.0064 | 0.0069098 | 0.0074614 | 0.0080585 | 0.0087048 | 0.0094045 | 0.010162 | 0.010233 | 0.010233 | 0.010233 | 4.011 | 4.027 | 4.066 | 4.096 | 4.11 | 4.113 | 4.156 | 4.208 | 4.225 | 4.225 | 4.225 | 4.225 | 4.225 | 4.225 | 4.225 | 4.225 | 4.225 | 4.225 | 4.225 | 4.225 | 19548.2423 | 3187.8208 | 0.00033419 | 30325.9286 | 17183.3462 | 1071.6911 | 175.8436 | 22736.063 | 1247.5347 | 21488.5283 | 4305.1821 | TRUE
| 60409055 | CRO013 | CRO | 22KV | 2913.63 | 0 | 53295.2727 | 100% | Three phase | 97.13 | 0.028121 | 0.030331 | 0.032722 | 0.03531 | 0.038112 | 0.041145 | 0.044429 | 0.047985 | 0.051836 | 0.056007 | 0.060526 | 0.065421 | 0.070725 | 0.076472 | 0.082701 | 0.089452 | 0.095494 | 0.095494 | 0.095494 | 0.095494 | 4.011 | 4.027 | 4.066 | 4.096 | 4.11 | 4.113 | 4.156 | 4.208 | 4.225 | 4.225 | 4.225 | 4.225 | 4.225 | 4.225 | 4.225 | 4.225 | 4.225 | 4.225 | 4.225 | 4.225 | 184098.8642 | 280152.7701 | 0.0031187 | 283000.8819 | 160354.5993 | 10000.9976 | 15313.4803 | 464251.6343 | 25314.4779 | 438937.1564 | 278582.5572 | TRUE
| 60409061 | CRO013 | CRO | 22KV | 1490.75 | 0 | 53295.2727 | 100% | Three phase | 97.13 | 0.015511 | 0.016746 | 0.018084 | 0.019532 | 0.021102 | 0.022803 | 0.024646 | 0.026644 | 0.028809 | 0.031157 | 0.033702 | 0.036462 | 0.039454 | 0.0427 | 0.046221 | 0.048859 | 0.048859 | 0.048859 | 0.048859 | 0.048859 | 4.011 | 4.027 | 4.066 | 4.096 | 4.11 | 4.113 | 4.156 | 4.208 | 4.225 | 4.225 | 4.225 | 4.225 | 4.225 | 4.225 | 4.225 | 4.225 | 4.225 | 4.225 | 4.225 | 4.225 | 100150.0497 | 77988.2316 | 0.0015956 | 144796.5475 | 82044.947 | 5116.9803 | 4008.8032 | 178138.2814 | 9125.7835 | 169012.4979 | 86967.5509 | TRUE
| 60409070 | CRO013 | CRO | 22KV | 121.86 | 0 | 53295.2727 | 100% | Single phase | 44.74 | 0.0011111 | 0.0011976 | 0.001291 | 0.0013921 | 0.0015015 | 0.0016198 | 0.0017478 | 0.0018864 | 0.0020363 | 0.0021986 | 0.0023743 | 0.0025645 | 0.0027705 | 0.0029935 | 0.0032351 | 0.0034967 | 0.0037801 | 0.0039939 | 0.0039939 | 0.0039939 | 4.011 | 4.027 | 4.066 | 4.096 | 4.11 | 4.113 | 4.156 | 4.208 | 4.225 | 4.225 | 4.225 | 4.225 | 4.225 | 4.225 | 4.225 | 4.225 | 4.225 | 4.225 | 4.225 | 4.225 | 7320.9025 | 214.6079 | 0.00013043 | 5452.0164 | 3089.2339 | 418.2829 | 12.3387 | 7535.5105 | 430.6216 | 7104.8889 | 4015.655 | TRUE
| 60409071 | CRO013 | CRO | 22KV | 260.82 | 0 | 53295.2727 | 100% | Three phase | 97.13 | 0.0025051 | 0.0027359 | 0.0029889 | 0.0032664 | 0.0035707 | 0.0039045 | 0.0042708 | 0.0046727 | 0.0051139 | 0.0055981 | 0.0061297 | 0.0067134 | 0.0073543 | 0.0080584 | 0.0085483 | 0.0085483 | 0.0085483 | 0.0085483 | 0.0085483 | 0.0085483 | 4.011 | 4.027 | 4.066 | 4.096 | 4.11 | 4.113 | 4.156 | 4.208 | 4.225 | 4.225 | 4.225 | 4.225 | 4.225 | 4.225 | 4.225 | 4.225 | 4.225 | 4.225 | 4.225 | 4.225 | 17666.9768 | 2405.7774 | 0.00027917 | 25333.4466 | 14354.4948 | 895.2613 | 122.712 | 20072.7542 | 1017.9733 | 19054.781 | 4700.2862 | TRUE
| 60409072 | CRO013 | CRO | 22KV | 96.37 | 0 | 53295.2727 | 100% | Three phase | 97.13 | 0.00092288 | 0.0010064 | 0.0010979 | 0.001198 | 0.0013076 | 0.0014277 | 0.0015592 | 0.0017034 | 0.0018613 | 0.0020344 | 0.0022241 | 0.0024321 | 0.0026601 | 0.0029101 | 0.0031585 | 0.0031585 | 0.0031585 | 0.0031585 | 0.0031585 | 0.0031585 | 4.011 | 4.027 | 4.066 | 4.096 | 4.11 | 4.113 | 4.156 | 4.208 | 4.225 | 4.225 | 4.225 | 4.225 | 4.225 | 4.225 | 4.225 | 4.225 | 4.225 | 4.225 | 4.225 | 4.225 | 6469.0571 | 325.4941 | 0.00010315 | 9360.4181 | 5303.8213 | 330.7888 | 16.7529 | 6794.5512 | 347.5416 | 6447.0096 | 1143.1883 | TRUE
| 60409078 | CRO013 | CRO | 22KV | 1788.86 | 0 | 53295.2727 | 100% | Three phase | 97.13 | 0.017266 | 0.018622 | 0.02009 | 0.021679 | 0.023399 | 0.025261 | 0.027277 | 0.029461 | 0.031825 | 0.034386 | 0.03716 | 0.040166 | 0.043422 | 0.046951 | 0.050775 | 0.05492 | 0.058629 | 0.058629 | 0.058629 | 0.058629 | 4.011 | 4.027 | 4.066 | 4.096 | 4.11 | 4.113 | 4.156 | 4.208 | 4.225 | 4.225 | 4.225 | 4.225 | 4.225 | 4.225 | 4.225 | 4.225 | 4.225 | 4.225 | 4.225 | 4.225 | 113029.8268 | 105603.6252 | 0.0019147 | 173751.9718 | 98451.7349 | 6140.239 | 5772.4185 | 218633.4519 | 11912.6575 | 206720.7944 | 108269.0595 | TRUE
| 60409079 | CRO013 | CRO | 22KV | 1736.78 | 0 | 53295.2727 | 100% | Three phase | 97.13 | 0.016681 | 0.018218 | 0.019903 | 0.02175 | 0.023777 | 0.026 | 0.028439 | 0.031115 | 0.034053 | 0.037277 | 0.040817 | 0.044704 | 0.048972 | 0.05366 | 0.056923 | 0.056923 | 0.056923 | 0.056923 | 0.056923 | 0.056923 | 4.011 | 4.027 | 4.066 | 4.096 | 4.11 | 4.113 | 4.156 | 4.208 | 4.225 | 4.225 | 4.225 | 4.225 | 4.225 | 4.225 | 4.225 | 4.225 | 4.225 | 4.225 | 4.225 | 4.225 | 117643.0182 | 106675.1543 | 0.001859 | 168693.4414 | 95585.459 | 5961.4751 | 5441.2004 | 224318.1725 | 11402.6755 | 212915.497 | 117330.038 | TRUE
| 60409080 | CRO013 | CRO | 22KV | 2121.49 | 0 | 53295.2727 | 100% | Three phase | 97.13 | 0.020376 | 0.022253 | 0.024311 | 0.026568 | 0.029044 | 0.031759 | 0.034738 | 0.038008 | 0.041596 | 0.045534 | 0.049858 | 0.054606 | 0.05982 | 0.065546 | 0.069531 | 0.069531 | 0.069531 | 0.069531 | 0.069531 | 0.069531 | 4.011 | 4.027 | 4.066 | 4.096 | 4.11 | 4.113 | 4.156 | 4.208 | 4.225 | 4.225 | 4.225 | 4.225 | 4.225 | 4.225 | 4.225 | 4.225 | 4.225 | 4.225 | 4.225 | 4.225 | 143701.8428 | 159167.956 | 0.0022708 | 206060.3237 | 116758.3663 | 7281.9872 | 8118.711 | 302869.7988 | 15400.6982 | 287469.1007 | 170710.7344 | TRUE
| 60409091 | CRO013 | CRO | 22KV | 43.34 | 0 | 53295.2727 | 100% | Single phase | 44.74 | 0.00045095 | 0.00048685 | 0.00052574 | 0.00056786 | 0.00061349 | 0.00066294 | 0.00071653 | 0.00077461 | 0.00083756 | 0.00090581 | 0.0009798 | 0.00106 | 0.001147 | 0.0012414 | 0.0013438 | 0.0014205 | 0.0014205 | 0.0014205 | 0.0014205 | 0.0014205 | 4.011 | 4.027 | 4.066 | 4.096 | 4.11 | 4.113 | 4.156 | 4.208 | 4.225 | 4.225 | 4.225 | 4.225 | 4.225 | 4.225 | 4.225 | 4.225 | 4.225 | 4.225 | 4.225 | 4.225 | 2911.6238 | 30.3627 | 4.639e-05 | 1939.0316 | 1098.6985 | 148.764 | 1.5607 | 2941.9864 | 150.3247 | 2791.6617 | 1692.9633 | TRUE
| 60409092 | CRO013 | CRO | 22KV | 604.73 | 0 | 53295.2727 | 100% | Single phase | 44.74 | 0.005274 | 0.0056934 | 0.0061478 | 0.0066401 | 0.0071736 | 0.0077518 | 0.0083786 | 0.009058 | 0.0097947 | 0.010594 | 0.01146 | 0.0124 | 0.013419 | 0.014525 | 0.015725 | 0.017027 | 0.018439 | 0.01982 | 0.01982 | 0.01982 | 4.011 | 4.027 | 4.066 | 4.096 | 4.11 | 4.113 | 4.156 | 4.208 | 4.225 | 4.225 | 4.225 | 4.225 | 4.225 | 4.225 | 4.225 | 4.225 | 4.225 | 4.225 | 4.225 | 4.225 | 35488.53 | 5161.8505 | 0.00064728 | 27055.6202 | 15330.3167 | 2075.728 | 303.858 | 40650.3805 | 2379.586 | 38270.7945 | 22940.4779 | TRUE
| 60409093 | CRO013 | CRO | 22KV | 139.57 | 0 | 53295.2727 | 100% | Single phase | 44.74 | 0.0012172 | 0.001314 | 0.0014189 | 0.0015325 | 0.0016556 | 0.0017891 | 0.0019337 | 0.0020906 | 0.0022606 | 0.002445 | 0.0026449 | 0.0028618 | 0.003097 | 0.0033523 | 0.0036292 | 0.0039297 | 0.0042558 | 0.0045744 | 0.0045744 | 0.0045744 | 4.011 | 4.027 | 4.066 | 4.096 | 4.11 | 4.113 | 4.156 | 4.208 | 4.225 | 4.225 | 4.225 | 4.225 | 4.225 | 4.225 | 4.225 | 4.225 | 4.225 | 4.225 | 4.225 | 4.225 | 8190.6539 | 274.9581 | 0.00014939 | 6244.3618 | 3538.1944 | 479.0722 | 16.1857 | 8465.612 | 495.2579 | 7970.3541 | 4432.1597 | TRUE
| 60409173 | CRO013 | CRO | 22KV | 387.88 | 0 | 53295.2727 | 100% | Single phase | 44.74 | 0.0033828 | 0.0036518 | 0.0039433 | 0.004259 | 0.0046012 | 0.0049721 | 0.0053741 | 0.0058099 | 0.0062824 | 0.0067948 | 0.0073505 | 0.0079532 | 0.008607 | 0.0093163 | 0.010086 | 0.010921 | 0.011827 | 0.012713 | 0.012713 | 0.012713 | 4.011 | 4.027 | 4.066 | 4.096 | 4.11 | 4.113 | 4.156 | 4.208 | 4.225 | 4.225 | 4.225 | 4.225 | 4.225 | 4.225 | 4.225 | 4.225 | 4.225 | 4.225 | 4.225 | 4.225 | 22762.7057 | 2123.6218 | 0.00041517 | 17353.7512 | 9833.0217 | 1331.3931 | 125.0093 | 24886.3275 | 1456.4025 | 23429.925 | 13596.9033 | TRUE
| 60409174 | CRO013 | CRO | 22KV | 2609.82 | 0 | 53295.2727 | 100% | Single phase | 44.74 | 0.022761 | 0.024571 | 0.026532 | 0.028657 | 0.030959 | 0.033454 | 0.036159 | 0.039091 | 0.042271 | 0.045718 | 0.049457 | 0.053513 | 0.057912 | 0.062684 | 0.067862 | 0.073481 | 0.079579 | 0.085536 | 0.085536 | 0.085536 | 4.011 | 4.027 | 4.066 | 4.096 | 4.11 | 4.113 | 4.156 | 4.208 | 4.225 | 4.225 | 4.225 | 4.225 | 4.225 | 4.225 | 4.225 | 4.225 | 4.225 | 4.225 | 4.225 | 4.225 | 153157.0707 | 96139.8644 | 0.0027935 | 116763.3468 | 66160.7114 | 8958.1737 | 5659.3793 | 249296.9351 | 14617.553 | 234679.3821 | 168518.6707 | TRUE
| 60409175 | CRO013 | CRO | 22KV | 93.73 | 0 | 53295.2727 | 100% | Three phase | 97.13 | 0.001174 | 0.0012704 | 0.0013751 | 0.0014887 | 0.0016121 | 0.0017461 | 0.0018915 | 0.0020496 | 0.0022212 | 0.0024077 | 0.0026104 | 0.0028306 | 0.0030699 | 0.003072 | 0.003072 | 0.003072 | 0.003072 | 0.003072 | 0.003072 | 0.003072 | 4.011 | 4.027 | 4.066 | 4.096 | 4.11 | 4.113 | 4.156 | 4.208 | 4.225 | 4.225 | 4.225 | 4.225 | 4.225 | 4.225 | 4.225 | 4.225 | 4.225 | 4.225 | 4.225 | 4.225 | 7180.5904 | 351.7677 | 0.00010033 | 9103.9949 | 5158.5262 | 321.727 | 15.8476 | 7532.3581 | 337.5746 | 7194.7835 | 2036.2574 | TRUE
| 60409176 | CRO013 | CRO | 22KV | 55.39 | 0 | 53295.2727 | 100% | Three phase | 97.13 | 0.00069377 | 0.00075076 | 0.00081261 | 0.00087976 | 0.00095266 | 0.0010318 | 0.0011178 | 0.0012112 | 0.0013126 | 0.0014229 | 0.0015426 | 0.0016727 | 0.0018141 | 0.0018154 | 0.0018154 | 0.0018154 | 0.0018154 | 0.0018154 | 0.0018154 | 0.0018154 | 4.011 | 4.027 | 4.066 | 4.096 | 4.11 | 4.113 | 4.156 | 4.208 | 4.225 | 4.225 | 4.225 | 4.225 | 4.225 | 4.225 | 4.225 | 4.225 | 4.225 | 4.225 | 4.225 | 4.225 | 4243.3896 | 122.8461 | 5.9288e-05 | 5380.0307 | 3048.4452 | 190.1255 | 5.5344 | 4366.2357 | 195.6598 | 4170.5759 | 1122.1307 | TRUE
| 60409179 | CRO013 | CRO | 22KV | 25.68 | 0 | 53295.2727 | 100% | Three phase | 97.13 | 0.00024786 | 0.00026733 | 0.00028841 | 0.00031122 | 0.00033591 | 0.00036264 | 0.00039158 | 0.00042292 | 0.00045687 | 0.00049363 | 0.00053346 | 0.0005766 | 0.00062335 | 0.00067401 | 0.00072891 | 0.00078841 | 0.00084166 | 0.00084166 | 0.00084166 | 0.00084166 | 4.011 | 4.027 | 4.066 | 4.096 | 4.11 | 4.113 | 4.156 | 4.208 | 4.225 | 4.225 | 4.225 | 4.225 | 4.225 | 4.225 | 4.225 | 4.225 | 4.225 | 4.225 | 4.225 | 4.225 | 1622.601 | 21.7629 | 2.7487e-05 | 2494.2984 | 1413.325 | 88.1463 | 1.1896 | 1644.3638 | 89.3359 | 1555.028 | 141.703 | TRUE
| 60409180 | CRO013 | CRO | 22KV | 569.33 | 0 | 53295.2727 | 100% | Three phase | 97.13 | 0.005495 | 0.0059268 | 0.006394 | 0.0068997 | 0.0074472 | 0.0080398 | 0.0086814 | 0.0093763 | 0.010129 | 0.010944 | 0.011827 | 0.012783 | 0.01382 | 0.014943 | 0.01616 | 0.017479 | 0.01866 | 0.01866 | 0.01866 | 0.01866 | 4.011 | 4.027 | 4.066 | 4.096 | 4.11 | 4.113 | 4.156 | 4.208 | 4.225 | 4.225 | 4.225 | 4.225 | 4.225 | 4.225 | 4.225 | 4.225 | 4.225 | 4.225 | 4.225 | 4.225 | 35973.3413 | 10696.8094 | 0.00060939 | 55299.0229 | 31333.6573 | 1954.2179 | 584.7002 | 46670.1507 | 2538.9181 | 44131.2326 | 12797.5753 | TRUE
| 60409181 | CRO013 | CRO | 22KV | 22.33 | 0 | 53295.2727 | 100% | Three phase | 97.13 | 0.00021552 | 0.00023246 | 0.00025078 | 0.00027062 | 0.00029209 | 0.00031533 | 0.0003405 | 0.00036775 | 0.00039727 | 0.00042924 | 0.00046387 | 0.00050138 | 0.00054203 | 0.00058608 | 0.00063382 | 0.00068556 | 0.00073186 | 0.00073186 | 0.00073186 | 0.00073186 | 4.011 | 4.027 | 4.066 | 4.096 | 4.11 | 4.113 | 4.156 | 4.208 | 4.225 | 4.225 | 4.225 | 4.225 | 4.225 | 4.225 | 4.225 | 4.225 | 4.225 | 4.225 | 4.225 | 4.225 | 1410.9299 | 16.4552 | 2.3901e-05 | 2168.9129 | 1228.9543 | 76.6474 | 0.89946 | 1427.3851 | 77.5469 | 1349.8382 | 120.8839 | TRUE
| 60409196 | CRO013 | CRO | 22KV | 1262.86 | 0 | 53295.2727 | 100% | Three phase | 97.13 | 0.012189 | 0.013146 | 0.014183 | 0.015305 | 0.016519 | 0.017833 | 0.019257 | 0.020798 | 0.022467 | 0.024275 | 0.026234 | 0.028355 | 0.030654 | 0.033146 | 0.035845 | 0.038771 | 0.04139 | 0.04139 | 0.04139 | 0.04139 | 4.011 | 4.027 | 4.066 | 4.096 | 4.11 | 4.113 | 4.156 | 4.208 | 4.225 | 4.225 | 4.225 | 4.225 | 4.225 | 4.225 | 4.225 | 4.225 | 4.225 | 4.225 | 4.225 | 4.225 | 79794.3087 | 52630.3837 | 0.0013517 | 122661.5918 | 69502.7883 | 4334.7508 | 2876.8387 | 132424.6923 | 7211.5895 | 125213.1029 | 55710.3145 | TRUE
| 60409198 | CRO013 | CRO | 22KV | 2206.62 | 0 | 53295.2727 | 100% | Three phase | 97.13 | 0.019707 | 0.021234 | 0.022885 | 0.024671 | 0.026602 | 0.028691 | 0.03095 | 0.033395 | 0.03604 | 0.038902 | 0.042 | 0.045353 | 0.048982 | 0.052912 | 0.057167 | 0.061774 | 0.066763 | 0.072167 | 0.072321 | 0.072321 | 4.011 | 4.027 | 4.066 | 4.096 | 4.11 | 4.113 | 4.156 | 4.208 | 4.225 | 4.225 | 4.225 | 4.225 | 4.225 | 4.225 | 4.225 | 4.225 | 4.225 | 4.225 | 4.225 | 4.225 | 130105.1955 | 149930.221 | 0.0023619 | 214329.0006 | 121443.5827 | 7574.1948 | 8783.3503 | 280035.4165 | 16357.5451 | 263677.8714 | 142234.2887 | TRUE
| 60409202 | CRO013 | CRO | 22KV | 409.06 | 0 | 53295.2727 | 100% | Three phase | 97.13 | 0.003966 | 0.0042873 | 0.004636 | 0.0050142 | 0.0054245 | 0.0058699 | 0.0063532 | 0.0068779 | 0.0074474 | 0.0080658 | 0.0087374 | 0.0094667 | 0.010259 | 0.011119 | 0.012054 | 0.01307 | 0.013407 | 0.013407 | 0.013407 | 0.013407 | 4.011 | 4.027 | 4.066 | 4.096 | 4.11 | 4.113 | 4.156 | 4.208 | 4.225 | 4.225 | 4.225 | 4.225 | 4.225 | 4.225 | 4.225 | 4.225 | 4.225 | 4.225 | 4.225 | 4.225 | 26323.6785 | 5623.5799 | 0.00043784 | 39731.9978 | 22513.0344 | 1404.0932 | 301.8416 | 31947.2584 | 1705.9348 | 30241.3236 | 7728.2892 | TRUE
| 60409203 | CRO013 | CRO | 22KV | 24.64 | 0 | 53295.2727 | 100% | Three phase | 97.13 | 0.00023889 | 0.00025825 | 0.00027925 | 0.00030203 | 0.00032675 | 0.00035358 | 0.00038269 | 0.00041429 | 0.0004486 | 0.00048585 | 0.0005263 | 0.00057023 | 0.00061795 | 0.00066978 | 0.00072608 | 0.00078726 | 0.00080757 | 0.00080757 | 0.00080757 | 0.00080757 | 4.011 | 4.027 | 4.066 | 4.096 | 4.11 | 4.113 | 4.156 | 4.208 | 4.225 | 4.225 | 4.225 | 4.225 | 4.225 | 4.225 | 4.225 | 4.225 | 4.225 | 4.225 | 4.225 | 4.225 | 1585.6242 | 20.4042 | 2.6374e-05 | 2393.2832 | 1356.0875 | 84.5765 | 1.0952 | 1606.0284 | 85.6717 | 1520.3568 | 164.2692 | TRUE
| 60409212 | CRO013 | CRO | 22KV | 1305.22 | 0 | 53295.2727 | 100% | Three phase | 97.13 | 0.012598 | 0.013587 | 0.014659 | 0.015818 | 0.017073 | 0.018432 | 0.019903 | 0.021496 | 0.023221 | 0.025089 | 0.027114 | 0.029307 | 0.031683 | 0.034257 | 0.037048 | 0.040072 | 0.042778 | 0.042778 | 0.042778 | 0.042778 | 4.011 | 4.027 | 4.066 | 4.096 | 4.11 | 4.113 | 4.156 | 4.208 | 4.225 | 4.225 | 4.225 | 4.225 | 4.225 | 4.225 | 4.225 | 4.225 | 4.225 | 4.225 | 4.225 | 4.225 | 82470.842 | 56220.352 | 0.0013971 | 126776.0186 | 71834.1142 | 4480.1509 | 3073.0706 | 138691.1941 | 7553.2215 | 131137.9725 | 59303.8584 | TRUE
| 60409239 | CRO013 | CRO | 22KV | 3251.15 | 0 | 53295.2727 | 100% | Single phase | 44.74 | 0.033828 | 0.036521 | 0.039438 | 0.042598 | 0.046021 | 0.04973 | 0.05375 | 0.058107 | 0.06283 | 0.067949 | 0.0735 | 0.079519 | 0.086046 | 0.093124 | 0.1008 | 0.10656 | 0.10656 | 0.10656 | 0.10656 | 0.10656 | 4.011 | 4.027 | 4.066 | 4.096 | 4.11 | 4.113 | 4.156 | 4.208 | 4.225 | 4.225 | 4.225 | 4.225 | 4.225 | 4.225 | 4.225 | 4.225 | 4.225 | 4.225 | 4.225 | 4.225 | 218415.4514 | 170858.2849 | 0.0034799 | 145456.451 | 82418.863 | 11159.5307 | 8782.5718 | 389273.7363 | 19942.1025 | 369331.6338 | 286912.7708 | TRUE
| 60409258 | CRO013 | CRO | 22KV | 688.63 | 0 | 53295.2727 | 100% | Single phase | 44.74 | 0.0060057 | 0.0064833 | 0.0070007 | 0.0075614 | 0.0081689 | 0.0088273 | 0.009541 | 0.010315 | 0.011154 | 0.012063 | 0.01305 | 0.01412 | 0.015281 | 0.01654 | 0.017906 | 0.019389 | 0.020998 | 0.02257 | 0.02257 | 0.02257 | 4.011 | 4.027 | 4.066 | 4.096 | 4.11 | 4.113 | 4.156 | 4.208 | 4.225 | 4.225 | 4.225 | 4.225 | 4.225 | 4.225 | 4.225 | 4.225 | 4.225 | 4.225 | 4.225 | 4.225 | 40412.1946 | 6693.5155 | 0.00073709 | 30809.3062 | 17457.2387 | 2363.7136 | 394.0212 | 47105.71 | 2757.7348 | 44347.9752 | 26890.7365 | TRUE
| 60409272 | CRO013 | CRO | 22KV | 190.09 | 0 | 53295.2727 | 100% | Three phase | 97.13 | 0.001843 | 0.0020224 | 0.0022201 | 0.002438 | 0.0026781 | 0.0029429 | 0.0032349 | 0.0035568 | 0.003912 | 0.0043039 | 0.0047363 | 0.0052135 | 0.0057402 | 0.0062302 | 0.0062302 | 0.0062302 | 0.0062302 | 0.0062302 | 0.0062302 | 0.0062302 | 4.011 | 4.027 | 4.066 | 4.096 | 4.11 | 4.113 | 4.156 | 4.208 | 4.225 | 4.225 | 4.225 | 4.225 | 4.225 | 4.225 | 4.225 | 4.225 | 4.225 | 4.225 | 4.225 | 4.225 | 13249.0536 | 1314.8401 | 0.00020347 | 18463.4417 | 10461.7971 | 652.4815 | 65.1814 | 14563.8937 | 717.6629 | 13846.2308 | 3384.4337 | TRUE
| 60409278 | CRO013 | CRO | 22KV | 128.5 | 0 | 53295.2727 | 100% | Three phase | 97.13 | 0.0012342 | 0.0013479 | 0.0014726 | 0.0016093 | 0.0017592 | 0.0019237 | 0.0021041 | 0.0023021 | 0.0025195 | 0.002758 | 0.0030199 | 0.0033075 | 0.0036233 | 0.0039702 | 0.0042116 | 0.0042116 | 0.0042116 | 0.0042116 | 0.0042116 | 0.0042116 | 4.011 | 4.027 | 4.066 | 4.096 | 4.11 | 4.113 | 4.156 | 4.208 | 4.225 | 4.225 | 4.225 | 4.225 | 4.225 | 4.225 | 4.225 | 4.225 | 4.225 | 4.225 | 4.225 | 4.225 | 8704.1121 | 583.9557 | 0.00013754 | 12481.205 | 7072.1286 | 441.0746 | 29.7859 | 9288.0678 | 470.8605 | 8817.2073 | 1745.0787 | TRUE
| 60409289 | CRO014 | CRO | 22KV | 104.72 | 0 | 53295.2727 | 100% | Three phase | 97.13 | 0.00097495 | 0.0010675 | 0.0011692 | 0.0012811 | 0.0014041 | 0.0015394 | 0.0016883 | 0.0018522 | 0.0020325 | 0.002231 | 0.0024495 | 0.0026901 | 0.0029551 | 0.003247 | 0.0034322 | 0.0034322 | 0.0034322 | 0.0034322 | 0.0034322 | 0.0034322 | 1.378 | 1.375 | 1.375 | 1.368 | 1.365 | 1.358 | 1.355 | 1.355 | 1.355 | 1.355 | 1.355 | 1.355 | 1.355 | 1.355 | 1.355 | 1.355 | 1.355 | 1.355 | 1.355 | 1.355 | 2282.7067 | 384.9712 | 0.00011209 | 10171.4536 | 5763.372 | 117.5313 | 19.7817 | 2667.6779 | 137.3131 | 2530.3648 | -3233.0072 | FALSE
| 60409290 | CRO014 | CRO | 22KV | 26.14 | 0 | 53295.2727 | 100% | Three phase | 97.13 | 0.00016839 | 0.00018511 | 0.00020358 | 0.000224 | 0.00024656 | 0.00027152 | 0.00029911 | 0.00032964 | 0.00036341 | 0.00040078 | 0.00044215 | 0.00048795 | 0.00053866 | 0.00059482 | 0.00065703 | 0.00072596 | 0.00080233 | 0.00085673 | 0.00085673 | 0.00085673 | 1.378 | 1.375 | 1.375 | 1.368 | 1.365 | 1.358 | 1.355 | 1.355 | 1.355 | 1.355 | 1.355 | 1.355 | 1.355 | 1.355 | 1.355 | 1.355 | 1.355 | 1.355 | 1.355 | 1.355 | 449.9102 | 18.9449 | 2.7979e-05 | 2538.9782 | 1438.6416 | 29.3379 | 1.2326 | 468.8551 | 30.5705 | 438.2846 | -1000.357 | FALSE
| 60409298 | CRO021 | CRO | 22KV | 354.01 | 1 | 53295.2727 | 50% | Three phase | 97.13 | 0.0033355 | 0.0036045 | 0.0038961 | 0.0042124 | 0.0045554 | 0.0049276 | 0.0053313 | 0.0057695 | 0.006245 | 0.006761 | 0.0073213 | 0.0079294 | 0.0085898 | 0.0093069 | 0.010086 | 0.010931 | 0.011603 | 0.011603 | 0.011603 | 0.011603 | 2.563 | 2.5515 | 2.559 | 2.5525 | 2.5395 | 2.537 | 2.5475 | 2.556 | 2.538 | 2.538 | 2.538 | 2.538 | 2.538 | 2.538 | 2.538 | 2.538 | 2.538 | 2.538 | 2.538 | 2.538 | 13501.8577 | 4112.5541 | 0.00037892 | 34384.9913 | 19483.3015 | 742.9295 | 226.0665 | 17614.4118 | 968.9959 | 16645.4158 | -2837.8856 | FALSE
| 60409299 | CRO021 | CRO | 22KV | 93.66 | 1 | 53295.2727 | 50% | Three phase | 97.13 | 0.00088248 | 0.00095363 | 0.0010308 | 0.0011145 | 0.0012052 | 0.0013037 | 0.0014105 | 0.0015264 | 0.0016522 | 0.0017888 | 0.001937 | 0.0020979 | 0.0022726 | 0.0024623 | 0.0026683 | 0.0028921 | 0.0030697 | 0.0030697 | 0.0030697 | 0.0030697 | 2.563 | 2.5515 | 2.559 | 2.5525 | 2.5395 | 2.537 | 2.5475 | 2.556 | 2.538 | 2.538 | 2.538 | 2.538 | 2.538 | 2.538 | 2.538 | 2.538 | 2.538 | 2.538 | 2.538 | 2.538 | 3572.1703 | 287.865 | 0.00010025 | 9097.1958 | 5154.6736 | 196.556 | 15.8239 | 3860.0353 | 212.3799 | 3647.6554 | -1507.0182 | FALSE
| 60409300 | CRO021 | CRO | 22KV | 255.47 | 1 | 53295.2727 | 50% | Three phase | 97.13 | 0.0013669 | 0.0014951 | 0.0016361 | 0.0017911 | 0.0019616 | 0.0021492 | 0.0023557 | 0.002583 | 0.0028332 | 0.0031088 | 0.0034124 | 0.0037468 | 0.0041153 | 0.0045215 | 0.0049691 | 0.0054627 | 0.0060069 | 0.0066071 | 0.0072692 | 0.0079995 | 2.563 | 2.5515 | 2.559 | 2.5525 | 2.5395 | 2.537 | 2.5475 | 2.556 | 2.538 | 2.538 | 2.538 | 2.538 | 2.538 | 2.538 | 2.538 | 2.538 | 2.538 | 2.538 | 2.538 | 2.538 | 6656.839 | 1463.5215 | 0.00027345 | 24813.8011 | 14060.0521 | 536.1323 | 117.7294 | 8120.3605 | 653.8617 | 7466.4989 | -6593.5532 | FALSE
| 60409305 | CRO021 | CRO | 22KV | 36.03 | 1 | 53295.2727 | 50% | Three phase | 97.13 | 0.00033948 | 0.00036685 | 0.00039653 | 0.00042872 | 0.00046364 | 0.00050151 | 0.00054261 | 0.0005872 | 0.00063559 | 0.00068812 | 0.00074513 | 0.00080703 | 0.00087424 | 0.00094722 | 0.0010265 | 0.0011126 | 0.0011809 | 0.0011809 | 0.0011809 | 0.0011809 | 2.563 | 2.5515 | 2.559 | 2.5525 | 2.5395 | 2.537 | 2.5475 | 2.556 | 2.538 | 2.538 | 2.538 | 2.538 | 2.538 | 2.538 | 2.538 | 2.538 | 2.538 | 2.538 | 2.538 | 2.538 | 1374.1757 | 42.5999 | 3.8565e-05 | 3499.5939 | 1982.9478 | 75.613 | 2.3417 | 1416.7756 | 77.9547 | 1338.8209 | -644.1269 | FALSE
| 60409306 | CRO021 | CRO | 22KV | 89.71 | 1 | 53295.2727 | 50% | Three phase | 97.13 | 0.00085206 | 0.00092532 | 0.0010052 | 0.0010922 | 0.0011871 | 0.0012906 | 0.0014035 | 0.0015266 | 0.001661 | 0.0018075 | 0.0019675 | 0.002142 | 0.0023326 | 0.0025406 | 0.0027677 | 0.0029402 | 0.0029402 | 0.0029402 | 0.0029402 | 0.0029402 | 2.563 | 2.5515 | 2.559 | 2.5525 | 2.5395 | 2.537 | 2.5475 | 2.556 | 2.538 | 2.538 | 2.538 | 2.538 | 2.538 | 2.538 | 2.538 | 2.538 | 2.538 | 2.538 | 2.538 | 2.538 | 3550.0278 | 274.021 | 9.6023e-05 | 8713.5323 | 4937.2814 | 188.2664 | 14.5173 | 3824.0488 | 202.7838 | 3621.2651 | -1316.0163 | FALSE
| 60409307 | CRO021 | CRO | 22KV | 22.13 | 1 | 53295.2727 | 50% | Three phase | 97.13 | 0.00021019 | 0.00022826 | 0.00024796 | 0.00026943 | 0.00029285 | 0.00031838 | 0.00034622 | 0.0003766 | 0.00040973 | 0.00044589 | 0.00048534 | 0.0005284 | 0.00057541 | 0.00062672 | 0.00068274 | 0.00072531 | 0.00072531 | 0.00072531 | 0.00072531 | 0.00072531 | 2.563 | 2.5515 | 2.559 | 2.5525 | 2.5395 | 2.537 | 2.5475 | 2.556 | 2.538 | 2.538 | 2.538 | 2.538 | 2.538 | 2.538 | 2.538 | 2.538 | 2.538 | 2.538 | 2.538 | 2.538 | 875.7342 | 16.675 | 2.3687e-05 | 2149.4869 | 1217.9471 | 46.4423 | 0.88342 | 892.4092 | 47.3257 | 845.0835 | -372.8636 | FALSE
| 60409308 | CRO021 | CRO | 22KV | 166.1 | 1 | 53295.2727 | 50% | Three phase | 97.13 | 0.0015776 | 0.0017133 | 0.0018611 | 0.0020223 | 0.002198 | 0.0023896 | 0.0025986 | 0.0028266 | 0.0030753 | 0.0033467 | 0.0036428 | 0.003966 | 0.0043188 | 0.0047039 | 0.0051244 | 0.0054439 | 0.0054439 | 0.0054439 | 0.0054439 | 0.0054439 | 2.563 | 2.5515 | 2.559 | 2.5525 | 2.5395 | 2.537 | 2.5475 | 2.556 | 2.538 | 2.538 | 2.538 | 2.538 | 2.538 | 2.538 | 2.538 | 2.538 | 2.538 | 2.538 | 2.538 | 2.538 | 6572.9531 | 939.3802 | 0.00017779 | 16133.293 | 9141.4829 | 348.5794 | 49.7673 | 7512.3333 | 398.3467 | 7113.9866 | -2027.4963 | FALSE
| 60409309 | CRO021 | CRO | 22KV | 19.78 | 1 | 53295.2727 | 50% | Three phase | 97.13 | 0.00018787 | 0.00020402 | 0.00022163 | 0.00024082 | 0.00026175 | 0.00028457 | 0.00030946 | 0.00033661 | 0.00036622 | 0.00039854 | 0.0004338 | 0.00047229 | 0.0005143 | 0.00056017 | 0.00061024 | 0.00064828 | 0.00064828 | 0.00064828 | 0.00064828 | 0.00064828 | 2.563 | 2.5515 | 2.559 | 2.5525 | 2.5395 | 2.537 | 2.5475 | 2.556 | 2.538 | 2.538 | 2.538 | 2.538 | 2.538 | 2.538 | 2.538 | 2.538 | 2.538 | 2.538 | 2.538 | 2.538 | 782.7394 | 13.3215 | 2.1172e-05 | 1921.2314 | 1088.6125 | 41.5105 | 0.70576 | 796.0609 | 42.2163 | 753.8446 | -334.7678 | FALSE
| 60409314 | CRO021 | CRO | 22KV | 24.69 | 1 | 53295.2727 | 50% | Three phase | 97.13 | 0.0002345 | 0.00025467 | 0.00027664 | 0.0003006 | 0.00032672 | 0.00035521 | 0.00038627 | 0.00042016 | 0.00045713 | 0.00049747 | 0.00054149 | 0.00058953 | 0.00064197 | 0.00069922 | 0.00076172 | 0.00080921 | 0.00080921 | 0.00080921 | 0.00080921 | 0.00080921 | 2.563 | 2.5515 | 2.559 | 2.5525 | 2.5395 | 2.537 | 2.5475 | 2.556 | 2.538 | 2.538 | 2.538 | 2.538 | 2.538 | 2.538 | 2.538 | 2.538 | 2.538 | 2.538 | 2.538 | 2.538 | 977.0392 | 20.756 | 2.6427e-05 | 2398.1397 | 1358.8393 | 51.8147 | 1.0996 | 997.7952 | 52.9144 | 944.8809 | -413.9585 | FALSE
| 60409315 | CRO021 | CRO | 22KV | 38.89 | 1 | 53295.2727 | 50% | Three phase | 97.13 | 0.00036937 | 0.00040113 | 0.00043575 | 0.00047349 | 0.00051463 | 0.0005595 | 0.00060843 | 0.00066181 | 0.00072004 | 0.00078358 | 0.00085292 | 0.00092859 | 0.0010112 | 0.0011014 | 0.0011998 | 0.0012746 | 0.0012746 | 0.0012746 | 0.0012746 | 0.0012746 | 2.563 | 2.5515 | 2.559 | 2.5525 | 2.5395 | 2.537 | 2.5475 | 2.556 | 2.538 | 2.538 | 2.538 | 2.538 | 2.538 | 2.538 | 2.538 | 2.538 | 2.538 | 2.538 | 2.538 | 2.538 | 1538.9654 | 51.4965 | 4.1627e-05 | 3777.3857 | 2140.3508 | 81.615 | 2.7282 | 1590.4619 | 84.3432 | 1506.1187 | -634.2322 | FALSE
| 60409318 | CRO021 | CRO | 22KV | 12.54 | 1 | 53295.2727 | 50% | Three phase | 97.13 | 7.8418e-05 | 8.4368e-05 | 9.0794e-05 | 9.7737e-05 | 0.00010524 | 0.00011334 | 0.0001221 | 0.00013157 | 0.00014181 | 0.00015288 | 0.00016485 | 0.00017779 | 0.00019179 | 0.00020694 | 0.00022333 | 0.00024106 | 0.00026024 | 0.00028101 | 0.00030348 | 0.00032781 | 2.563 | 2.5515 | 2.559 | 2.5525 | 2.5395 | 2.537 | 2.5475 | 2.556 | 2.538 | 2.538 | 2.538 | 2.538 | 2.538 | 2.538 | 2.538 | 2.538 | 2.538 | 2.538 | 2.538 | 2.538 | 314.6315 | 3.3947 | 1.3422e-05 | 1218.0102 | 690.1517 | 26.3166 | 0.28366 | 318.0263 | 26.6002 | 291.426 | -398.7257 | FALSE
| 60409319 | CRO021 | CRO | 22KV | 23.94 | 1 | 53295.2727 | 50% | Three phase | 97.13 | 0.00014971 | 0.00016107 | 0.00017333 | 0.00018659 | 0.00020091 | 0.00021638 | 0.00023311 | 0.00025119 | 0.00027073 | 0.00029186 | 0.00031471 | 0.00033942 | 0.00036615 | 0.00039507 | 0.00042635 | 0.0004602 | 0.00049683 | 0.00053647 | 0.00057938 | 0.00062582 | 2.563 | 2.5515 | 2.559 | 2.5525 | 2.5395 | 2.537 | 2.5475 | 2.556 | 2.538 | 2.538 | 2.538 | 2.538 | 2.538 | 2.538 | 2.538 | 2.538 | 2.538 | 2.538 | 2.538 | 2.538 | 600.6602 | 12.3725 | 2.5625e-05 | 2325.2922 | 1317.5623 | 50.2408 | 1.0338 | 613.0327 | 51.2746 | 561.7581 | -755.8042 | FALSE
| 60409320 | CRO021 | CRO | 22KV | 301.55 | 1 | 53295.2727 | 50% | Three phase | 97.13 | 0.0029276 | 0.0031074 | 0.0032987 | 0.0035023 | 0.003719 | 0.0039497 | 0.0041952 | 0.0044566 | 0.004735 | 0.0050313 | 0.0053469 | 0.005683 | 0.0060409 | 0.0064221 | 0.0068282 | 0.0072608 | 0.0077216 | 0.0082125 | 0.0087355 | 0.0092928 | 2.563 | 2.5515 | 2.559 | 2.5525 | 2.5395 | 2.537 | 2.5475 | 2.556 | 2.538 | 2.538 | 2.538 | 2.538 | 2.538 | 2.538 | 2.538 | 2.538 | 2.538 | 2.538 | 2.538 | 2.538 | 10100.6492 | 2620.2266 | 0.00032277 | 29289.5515 | 16596.1119 | 632.8363 | 164.0302 | 12720.8758 | 796.8665 | 11924.0093 | -4672.1025 | FALSE
| 60409323 | CRO021 | CRO | 22KV | 223 | 1 | 53295.2727 | 50% | Three phase | 97.13 | 0.0021011 | 0.0022705 | 0.0024543 | 0.0026535 | 0.0028696 | 0.003104 | 0.0033583 | 0.0036343 | 0.0039339 | 0.004259 | 0.0046118 | 0.004995 | 0.0054109 | 0.0058626 | 0.0063532 | 0.006886 | 0.0073088 | 0.0073088 | 0.0073088 | 0.0073088 | 2.563 | 2.5515 | 2.559 | 2.5525 | 2.5395 | 2.537 | 2.5475 | 2.556 | 2.538 | 2.538 | 2.538 | 2.538 | 2.538 | 2.538 | 2.538 | 2.538 | 2.538 | 2.538 | 2.538 | 2.538 | 8505.1673 | 1631.8878 | 0.00023869 | 21659.99 | 12273.0325 | 467.9904 | 89.7046 | 10137.055 | 557.695 | 9579.3601 | -2693.6724 | FALSE
| 60409324 | CRO021 | CRO | 22KV | 29.8 | 1 | 53295.2727 | 50% | Three phase | 97.13 | 0.00028078 | 0.00030342 | 0.00032797 | 0.00035459 | 0.00038347 | 0.0004148 | 0.00044878 | 0.00048567 | 0.00052569 | 0.00056913 | 0.00061629 | 0.00066749 | 0.00072308 | 0.00078344 | 0.00084899 | 0.00092019 | 0.00097669 | 0.00097669 | 0.00097669 | 0.00097669 | 2.563 | 2.5515 | 2.559 | 2.5525 | 2.5395 | 2.537 | 2.5475 | 2.556 | 2.538 | 2.538 | 2.538 | 2.538 | 2.538 | 2.538 | 2.538 | 2.538 | 2.538 | 2.538 | 2.538 | 2.538 | 1136.565 | 29.1416 | 3.1897e-05 | 2894.474 | 1640.0734 | 62.5386 | 1.6019 | 1165.7065 | 64.1405 | 1101.566 | -538.5074 | FALSE
| 60409326 | CRO021 | CRO | 22KV | 263.03 | 1 | 53295.2727 | 50% | Three phase | 97.13 | 0.0025537 | 0.0027105 | 0.0028773 | 0.0030549 | 0.0032439 | 0.0034451 | 0.0036593 | 0.0038874 | 0.0041301 | 0.0043886 | 0.0046639 | 0.0049571 | 0.0052693 | 0.0056018 | 0.005956 | 0.0063333 | 0.0067352 | 0.0071634 | 0.0076197 | 0.0081058 | 2.563 | 2.5515 | 2.559 | 2.5525 | 2.5395 | 2.537 | 2.5475 | 2.556 | 2.538 | 2.538 | 2.538 | 2.538 | 2.538 | 2.538 | 2.538 | 2.538 | 2.538 | 2.538 | 2.538 | 2.538 | 8810.3922 | 1993.5667 | 0.00028154 | 25548.1039 | 14476.1244 | 551.9978 | 124.8003 | 10803.9588 | 676.7981 | 10127.1607 | -4348.9636 | FALSE
| 60409329 | CRO021 | CRO | 22KV | 18.62 | 1 | 53295.2727 | 50% | Three phase | 97.13 | 0.00017994 | 0.00019714 | 0.00021605 | 0.00023685 | 0.00025975 | 0.00028494 | 0.00031268 | 0.00034322 | 0.00037684 | 0.00041388 | 0.00045467 | 0.00049961 | 0.00054913 | 0.0006037 | 0.00061027 | 0.00061027 | 0.00061027 | 0.00061027 | 0.00061027 | 0.00061027 | 2.563 | 2.5515 | 2.559 | 2.5525 | 2.5395 | 2.537 | 2.5475 | 2.556 | 2.538 | 2.538 | 2.538 | 2.538 | 2.538 | 2.538 | 2.538 | 2.538 | 2.538 | 2.538 | 2.538 | 2.538 | 780.1556 | 12.4991 | 1.993e-05 | 1808.5606 | 1024.7707 | 39.0761 | 0.62541 | 792.6547 | 39.7016 | 752.9532 | -271.8175 | FALSE
| 60409330 | CRO021 | CRO | 22KV | 318.36 | 1 | 53295.2727 | 50% | Three phase | 97.13 | 0.0041086 | 0.0045137 | 0.0049604 | 0.005453 | 0.0059963 | 0.0065957 | 0.0072571 | 0.0079869 | 0.0087924 | 0.0096816 | 0.010434 | 0.010434 | 0.010434 | 0.010434 | 0.010434 | 0.010434 | 0.010434 | 0.010434 | 0.010434 | 0.010434 | 2.563 | 2.5515 | 2.559 | 2.5525 | 2.5395 | 2.537 | 2.5475 | 2.556 | 2.538 | 2.538 | 2.538 | 2.538 | 2.538 | 2.538 | 2.538 | 2.538 | 2.538 | 2.538 | 2.538 | 2.538 | 15772.3882 | 4319.6271 | 0.00034076 | 30922.3068 | 17521.2674 | 668.114 | 182.8277 | 20092.0154 | 850.9417 | 19241.0737 | 1719.8063 | TRUE
| 60409331 | CRO021 | CRO | 22KV | 29.95 | 1 | 53295.2727 | 50% | Three phase | 97.13 | 0.00028853 | 0.0003156 | 0.00034532 | 0.00037796 | 0.00041383 | 0.00045323 | 0.00049653 | 0.00054412 | 0.00059645 | 0.00065397 | 0.00071723 | 0.0007868 | 0.00086333 | 0.00094752 | 0.0009816 | 0.0009816 | 0.0009816 | 0.0009816 | 0.0009816 | 0.0009816 | 2.563 | 2.5515 | 2.559 | 2.5525 | 2.5395 | 2.537 | 2.5475 | 2.556 | 2.538 | 2.538 | 2.538 | 2.538 | 2.538 | 2.538 | 2.538 | 2.538 | 2.538 | 2.538 | 2.538 | 2.538 | 1242.6134 | 32.0222 | 3.2057e-05 | 2909.0435 | 1648.3288 | 62.8534 | 1.6181 | 1274.6355 | 64.4715 | 1210.164 | -438.1648 | FALSE
| 60409332 | CRO021 | CRO | 22KV | 47.53 | 1 | 53295.2727 | 50% | Three phase | 97.13 | 0.00056111 | 0.00059673 | 0.0006347 | 0.00067518 | 0.00071835 | 0.00076438 | 0.00081347 | 0.00086583 | 0.00092167 | 0.00098124 | 0.0010448 | 0.0011126 | 0.0011849 | 0.0012621 | 0.0013444 | 0.0014323 | 0.0015261 | 0.0015578 | 0.0015578 | 0.0015578 | 2.563 | 2.5515 | 2.559 | 2.5525 | 2.5395 | 2.537 | 2.5475 | 2.556 | 2.538 | 2.538 | 2.538 | 2.538 | 2.538 | 2.538 | 2.538 | 2.538 | 2.538 | 2.538 | 2.538 | 2.538 | 1937.3996 | 79.2161 | 5.0875e-05 | 4616.5889 | 2615.862 | 99.747 | 4.0751 | 2016.6158 | 103.8221 | 1912.7937 | -703.0684 | FALSE
| 60409334 | CRO021 | CRO | 22KV | 36.66 | 1 | 53295.2727 | 50% | Three phase | 97.13 | 0.00034542 | 0.00037327 | 0.00040347 | 0.00043622 | 0.00047174 | 0.00051028 | 0.00055209 | 0.00059747 | 0.00064671 | 0.00070015 | 0.00075816 | 0.00082114 | 0.00088953 | 0.00096379 | 0.0010444 | 0.001132 | 0.0012015 | 0.0012015 | 0.0012015 | 0.0012015 | 2.563 | 2.5515 | 2.559 | 2.5525 | 2.5395 | 2.537 | 2.5475 | 2.556 | 2.538 | 2.538 | 2.538 | 2.538 | 2.538 | 2.538 | 2.538 | 2.538 | 2.538 | 2.538 | 2.538 | 2.538 | 1398.2037 | 44.1027 | 3.924e-05 | 3560.7858 | 2017.6205 | 76.9351 | 2.4243 | 1442.3065 | 79.3594 | 1362.947 | -654.6735 | FALSE
| 60409344 | CRO021 | CRO | 22KV | 161.24 | 1 | 53295.2727 | 50% | Three phase | 97.13 | 0.0015582 | 0.0017071 | 0.0018709 | 0.002051 | 0.0022493 | 0.0024675 | 0.0027077 | 0.0029721 | 0.0032633 | 0.003584 | 0.0039372 | 0.0043264 | 0.0047552 | 0.0052277 | 0.0052846 | 0.0052846 | 0.0052846 | 0.0052846 | 0.0052846 | 0.0052846 | 2.563 | 2.5515 | 2.559 | 2.5525 | 2.5395 | 2.537 | 2.5475 | 2.556 | 2.538 | 2.538 | 2.538 | 2.538 | 2.538 | 2.538 | 2.538 | 2.538 | 2.538 | 2.538 | 2.538 | 2.538 | 6755.7621 | 937.2728 | 0.00017259 | 15661.2412 | 8874.0079 | 338.3801 | 46.8976 | 7693.0349 | 385.2777 | 7307.7572 | -1566.2507 | FALSE
| 60409354 | CRO022 | CRO | 22KV | 798.44 | 1 | 53295.2727 | 50% | Three phase | 97.13 | 0.0077594 | 0.0083982 | 0.0090919 | 0.0098455 | 0.010664 | 0.011554 | 0.01252 | 0.013571 | 0.014713 | 0.015955 | 0.017305 | 0.018772 | 0.020369 | 0.022105 | 0.023994 | 0.026048 | 0.026169 | 0.026169 | 0.026169 | 0.026169 | 1.3575 | 1.3565 | 1.3715 | 1.385 | 1.3935 | 1.402 | 1.4185 | 1.4435 | 1.4535 | 1.4535 | 1.4535 | 1.4535 | 1.4535 | 1.4535 | 1.4535 | 1.4535 | 1.4535 | 1.4535 | 1.4535 | 1.4535 | 17777.942 | 21631.9782 | 0.00085462 | 77552.4772 | 43942.9599 | 936.6345 | 1149.9784 | 39409.9202 | 2086.6129 | 37323.3074 | -6619.6525 | FALSE
| 60409357 | CRO022 | CRO | 22KV | 23.01 | 1 | 53295.2727 | 50% | Three phase | 97.13 | 0.00021878 | 0.0002404 | 0.00026426 | 0.00029059 | 0.00031965 | 0.00035174 | 0.00038718 | 0.00042632 | 0.00046956 | 0.00051734 | 0.00057013 | 0.00062849 | 0.000693 | 0.00075415 | 0.00075415 | 0.00075415 | 0.00075415 | 0.00075415 | 0.00075415 | 0.00075415 | 1.3575 | 1.3565 | 1.3715 | 1.385 | 1.3935 | 1.402 | 1.4185 | 1.4435 | 1.4535 | 1.4535 | 1.4535 | 1.4535 | 1.4535 | 1.4535 | 1.4535 | 1.4535 | 1.4535 | 1.4535 | 1.4535 | 1.4535 | 546.5298 | 19.154 | 2.4629e-05 | 2234.9613 | 1266.3788 | 26.9926 | 0.95508 | 565.6838 | 27.9477 | 537.7361 | -728.6427 | FALSE
| 60409358 | CRO022 | CRO | 22KV | 258.07 | 1 | 53295.2727 | 50% | Three phase | 97.13 | 0.0024538 | 0.0026962 | 0.0029638 | 0.0032591 | 0.0035851 | 0.003945 | 0.0043424 | 0.0047814 | 0.0052664 | 0.0058022 | 0.0063944 | 0.0070489 | 0.0077724 | 0.0084582 | 0.0084582 | 0.0084582 | 0.0084582 | 0.0084582 | 0.0084582 | 0.0084582 | 1.3575 | 1.3565 | 1.3715 | 1.385 | 1.3935 | 1.402 | 1.4185 | 1.4435 | 1.4535 | 1.4535 | 1.4535 | 1.4535 | 1.4535 | 1.4535 | 1.4535 | 1.4535 | 1.4535 | 1.4535 | 1.4535 | 1.4535 | 6129.6365 | 2409.3586 | 0.00027623 | 25066.3391 | 14203.1457 | 302.7369 | 120.1379 | 8538.9951 | 422.8748 | 8116.1203 | -6087.0254 | FALSE
| 60409362 | CRO022 | CRO | 22KV | 24.71 | 1 | 53295.2727 | 50% | Three phase | 97.13 | 0.00013479 | 0.00014474 | 0.00015547 | 0.00016704 | 0.00017952 | 0.00019298 | 0.00020751 | 0.00022318 | 0.0002401 | 0.00025836 | 0.00027807 | 0.00029935 | 0.00032233 | 0.00034714 | 0.00037394 | 0.00040289 | 0.00043416 | 0.00046795 | 0.00050445 | 0.0005439 | 1.3575 | 1.3565 | 1.3715 | 1.385 | 1.3935 | 1.402 | 1.4185 | 1.4435 | 1.4535 | 1.4535 | 1.4535 | 1.4535 | 1.4535 | 1.4535 | 1.4535 | 1.4535 | 1.4535 | 1.4535 | 1.4535 | 1.4535 | 299.1691 | 11.2674 | 2.6449e-05 | 2400.0823 | 1359.9401 | 28.9868 | 1.1014 | 310.4365 | 30.0882 | 280.3483 | -1079.5918 | FALSE
| 60409363 | CRO022 | CRO | 22KV | 84.99 | 1 | 53295.2727 | 50% | Three phase | 97.13 | 0.00043664 | 0.00046849 | 0.0005028 | 0.00053977 | 0.00057962 | 0.00062257 | 0.00066888 | 0.00071881 | 0.00077265 | 0.00083073 | 0.00089337 | 0.00096095 | 0.0010339 | 0.0011125 | 0.0011975 | 0.0012891 | 0.001388 | 0.0014949 | 0.0016102 | 0.0017347 | 1.3575 | 1.3565 | 1.3715 | 1.385 | 1.3935 | 1.402 | 1.4185 | 1.4435 | 1.4535 | 1.4535 | 1.4535 | 1.4535 | 1.4535 | 1.4535 | 1.4535 | 1.4535 | 1.4535 | 1.4535 | 1.4535 | 1.4535 | 960.4936 | 124.4323 | 9.0971e-05 | 8255.0787 | 4677.5113 | 99.7001 | 13.0299 | 1084.9259 | 112.73 | 972.1959 | -3705.3155 | FALSE
| 60409396 | CRO022 | CRO | 22KV | 52.71 | 1 | 53295.2727 | 50% | Three phase | 97.13 | 0.00049788 | 0.00054525 | 0.00059735 | 0.00065465 | 0.00071767 | 0.00078701 | 0.00086332 | 0.00094731 | 0.0010398 | 0.0011415 | 0.0012536 | 0.0013771 | 0.001513 | 0.0016628 | 0.0017276 | 0.0017276 | 0.0017276 | 0.0017276 | 0.0017276 | 0.0017276 | 1.3575 | 1.3565 | 1.3715 | 1.385 | 1.3935 | 1.402 | 1.4185 | 1.4435 | 1.4535 | 1.4535 | 1.4535 | 1.4535 | 1.4535 | 1.4535 | 1.4535 | 1.4535 | 1.4535 | 1.4535 | 1.4535 | 1.4535 | 1227.335 | 98.5387 | 5.6419e-05 | 5119.7223 | 2900.9486 | 61.8331 | 5.0118 | 1325.8737 | 66.8448 | 1259.0289 | -1641.9197 | FALSE
| 60409414 | CRO022 | CRO | 22KV | 585.82 | 1 | 53295.2727 | 50% | Three phase | 97.13 | 0.0055498 | 0.0060191 | 0.00653 | 0.0070862 | 0.0076917 | 0.0083512 | 0.0090694 | 0.0098518 | 0.010704 | 0.011633 | 0.012645 | 0.013748 | 0.01495 | 0.016261 | 0.01769 | 0.0192 | 0.0192 | 0.0192 | 0.0192 | 0.0192 | 1.3575 | 1.3565 | 1.3715 | 1.385 | 1.3935 | 1.402 | 1.4185 | 1.4435 | 1.4535 | 1.4535 | 1.4535 | 1.4535 | 1.4535 | 1.4535 | 1.4535 | 1.4535 | 1.4535 | 1.4535 | 1.4535 | 1.4535 | 12972.7925 | 11579.5386 | 0.00062704 | 56900.6966 | 32241.2013 | 687.2141 | 619.0611 | 24552.3311 | 1306.2751 | 23246.056 | -8995.1453 | FALSE
| 60409419 | CRO022 | CRO | 22KV | 419.99 | 1 | 53295.2727 | 50% | Three phase | 97.13 | 0.0040815 | 0.0044175 | 0.0047825 | 0.0051789 | 0.0056095 | 0.0060774 | 0.0065859 | 0.0071386 | 0.0077393 | 0.0083924 | 0.0091024 | 0.0098745 | 0.010714 | 0.011628 | 0.012621 | 0.013702 | 0.013765 | 0.013765 | 0.013765 | 0.013765 | 1.3575 | 1.3565 | 1.3715 | 1.385 | 1.3935 | 1.402 | 1.4185 | 1.4435 | 1.4535 | 1.4535 | 1.4535 | 1.4535 | 1.4535 | 1.4535 | 1.4535 | 1.4535 | 1.4535 | 1.4535 | 1.4535 | 1.4535 | 9351.4326 | 5985.3502 | 0.00044954 | 40793.6287 | 23114.5781 | 492.6821 | 318.1874 | 15336.7828 | 810.8695 | 14525.9133 | -8588.6648 | FALSE
| 60409424 | CRO022 | CRO | 22KV | 30.31 | 1 | 53295.2727 | 50% | Three phase | 97.13 | 0.00028944 | 0.00031519 | 0.00034333 | 0.00037409 | 0.00040773 | 0.00044452 | 0.00048476 | 0.00052878 | 0.00057695 | 0.00062965 | 0.00068733 | 0.00075047 | 0.00081959 | 0.00089527 | 0.00097814 | 0.0009934 | 0.0009934 | 0.0009934 | 0.0009934 | 0.0009934 | 1.3575 | 1.3565 | 1.3715 | 1.385 | 1.3935 | 1.402 | 1.4185 | 1.4435 | 1.4535 | 1.4535 | 1.4535 | 1.4535 | 1.4535 | 1.4535 | 1.4535 | 1.4535 | 1.4535 | 1.4535 | 1.4535 | 1.4535 | 690.5615 | 31.8882 | 3.2443e-05 | 2944.0103 | 1668.1418 | 35.5561 | 1.6572 | 722.4498 | 37.2133 | 685.2365 | -982.9053 | FALSE
| 60409425 | CRO022 | CRO | 22KV | 124.61 | 1 | 53295.2727 | 50% | Three phase | 97.13 | 0.0011899 | 0.0012958 | 0.0014115 | 0.001538 | 0.0016763 | 0.0018275 | 0.0019929 | 0.0021739 | 0.0023719 | 0.0025886 | 0.0028258 | 0.0030853 | 0.0033695 | 0.0036806 | 0.0040213 | 0.0040841 | 0.0040841 | 0.0040841 | 0.0040841 | 0.0040841 | 1.3575 | 1.3565 | 1.3715 | 1.385 | 1.3935 | 1.402 | 1.4185 | 1.4435 | 1.4535 | 1.4535 | 1.4535 | 1.4535 | 1.4535 | 1.4535 | 1.4535 | 1.4535 | 1.4535 | 1.4535 | 1.4535 | 1.4535 | 2839.0258 | 538.9697 | 0.00013338 | 12103.3693 | 6858.0385 | 146.1776 | 28.0099 | 3377.9955 | 174.1874 | 3203.8081 | -3654.2304 | FALSE
| 60409432 | CRO022 | CRO | 22KV | 798.36 | 1 | 53295.2727 | 50% | Three phase | 97.13 | 0.0076572 | 0.0082327 | 0.0088534 | 0.009523 | 0.010245 | 0.011025 | 0.011866 | 0.012774 | 0.013753 | 0.014811 | 0.015953 | 0.017186 | 0.018517 | 0.019955 | 0.021508 | 0.023185 | 0.024997 | 0.026166 | 0.026166 | 0.026166 | 1.3575 | 1.3565 | 1.3715 | 1.385 | 1.3935 | 1.402 | 1.4185 | 1.4435 | 1.4535 | 1.4535 | 1.4535 | 1.4535 | 1.4535 | 1.4535 | 1.4535 | 1.4535 | 1.4535 | 1.4535 | 1.4535 | 1.4535 | 16803.9927 | 20451.4788 | 0.00085454 | 77544.7068 | 43938.557 | 936.5406 | 1149.7479 | 37255.4714 | 2086.2886 | 35169.1829 | -8769.3741 | FALSE
| 60409433 | CRO022 | CRO | 22KV | 83.33 | 1 | 53295.2727 | 50% | Three phase | 97.13 | 0.00080606 | 0.00087038 | 0.00094006 | 0.0010156 | 0.0010974 | 0.0011861 | 0.0012822 | 0.0013864 | 0.0014995 | 0.001622 | 0.0017549 | 0.0018991 | 0.0020555 | 0.0022252 | 0.0024093 | 0.0026091 | 0.0027311 | 0.0027311 | 0.0027311 | 0.0027311 | 1.3575 | 1.3565 | 1.3715 | 1.385 | 1.3935 | 1.402 | 1.4185 | 1.4435 | 1.4535 | 1.4535 | 1.4535 | 1.4535 | 1.4535 | 1.4535 | 1.4535 | 1.4535 | 1.4535 | 1.4535 | 1.4535 | 1.4535 | 1820.5279 | 231.2148 | 8.9194e-05 | 8093.8429 | 4586.1516 | 97.7528 | 12.5259 | 2051.7426 | 110.2787 | 1941.4639 | -2644.6876 | FALSE
| 60409437 | CRO022 | CRO | 22KV | 403.89 | 1 | 53295.2727 | 50% | Three phase | 97.13 | 0.0024613 | 0.0026267 | 0.0028038 | 0.0029936 | 0.0031968 | 0.0034146 | 0.0036479 | 0.0038979 | 0.0041659 | 0.0044531 | 0.004761 | 0.0050911 | 0.0054451 | 0.0058246 | 0.0062317 | 0.0066682 | 0.0071365 | 0.0076388 | 0.0081777 | 0.0087558 | 1.3575 | 1.3565 | 1.3715 | 1.385 | 1.3935 | 1.402 | 1.4185 | 1.4435 | 1.4535 | 1.4535 | 1.4535 | 1.4535 | 1.4535 | 1.4535 | 1.4535 | 1.4535 | 1.4535 | 1.4535 | 1.4535 | 1.4535 | 5091.9187 | 3136.7901 | 0.00043231 | 39229.8357 | 22228.4982 | 473.7955 | 294.26 | 8228.7088 | 768.0556 | 7460.6532 | -14767.8449 | FALSE
| 60409441 | CRO022 | CRO | 22KV | 43.56 | 1 | 53295.2727 | 50% | Three phase | 97.13 | 0.00042332 | 0.00045817 | 0.00049602 | 0.00053714 | 0.0005818 | 0.00063033 | 0.00068307 | 0.00074039 | 0.00080269 | 0.00087043 | 0.00094407 | 0.0010242 | 0.0011112 | 0.001206 | 0.001309 | 0.0014211 | 0.0014277 | 0.0014277 | 0.0014277 | 0.0014277 | 1.3575 | 1.3565 | 1.3715 | 1.385 | 1.3935 | 1.402 | 1.4185 | 1.4435 | 1.4535 | 1.4535 | 1.4535 | 1.4535 | 1.4535 | 1.4535 | 1.4535 | 1.4535 | 1.4535 | 1.4535 | 1.4535 | 1.4535 | 969.9002 | 64.3854 | 4.6625e-05 | 4230.9828 | 2397.369 | 51.0994 | 3.4228 | 1034.2857 | 54.5222 | 979.7635 | -1417.6056 | FALSE
| 60409452 | CRO022 | CRO | 22KV | 16.84 | 1 | 53295.2727 | 50% | Three phase | 97.13 | 0.00016088 | 0.00017263 | 0.00018528 | 0.0001989 | 0.00021356 | 0.00022934 | 0.00024634 | 0.00026465 | 0.00028436 | 0.0003056 | 0.00032849 | 0.00035314 | 0.00037971 | 0.00040834 | 0.0004392 | 0.00047245 | 0.0005083 | 0.00054695 | 0.00055193 | 0.00055193 | 1.3575 | 1.3565 | 1.3715 | 1.385 | 1.3935 | 1.402 | 1.4185 | 1.4435 | 1.4535 | 1.4535 | 1.4535 | 1.4535 | 1.4535 | 1.4535 | 1.4535 | 1.4535 | 1.4535 | 1.4535 | 1.4535 | 1.4535 | 347.9514 | 8.9336 | 1.8025e-05 | 1635.6692 | 926.8066 | 19.7547 | 0.51155 | 356.885 | 20.2662 | 336.6187 | -590.1878 | FALSE
| 60409453 | CRO022 | CRO | 22KV | 30.23 | 1 | 53295.2727 | 50% | Three phase | 97.13 | 0.00028881 | 0.0003099 | 0.00033261 | 0.00035705 | 0.00038336 | 0.0004117 | 0.00044221 | 0.00047507 | 0.00051047 | 0.0005486 | 0.00058968 | 0.00063394 | 0.00068163 | 0.00073302 | 0.00078841 | 0.00084812 | 0.00091247 | 0.00098185 | 0.00099078 | 0.00099078 | 1.3575 | 1.3565 | 1.3715 | 1.385 | 1.3935 | 1.402 | 1.4185 | 1.4435 | 1.4535 | 1.4535 | 1.4535 | 1.4535 | 1.4535 | 1.4535 | 1.4535 | 1.4535 | 1.4535 | 1.4535 | 1.4535 | 1.4535 | 624.6181 | 28.7885 | 3.2357e-05 | 2936.2399 | 1663.7389 | 35.4622 | 1.6485 | 653.4066 | 37.1107 | 616.2959 | -1047.4429 | FALSE
| 60409462 | CRO022 | CRO | 22KV | 385.42 | 1 | 53295.2727 | 50% | Three phase | 97.13 | 0.003713 | 0.0040614 | 0.0044438 | 0.0048639 | 0.0053254 | 0.0058325 | 0.0063898 | 0.0070022 | 0.0076755 | 0.0084158 | 0.0092298 | 0.010125 | 0.01111 | 0.012193 | 0.012632 | 0.012632 | 0.012632 | 0.012632 | 0.012632 | 0.012632 | 1.3575 | 1.3565 | 1.3715 | 1.385 | 1.3935 | 1.402 | 1.4185 | 1.4435 | 1.4535 | 1.4535 | 1.4535 | 1.4535 | 1.4535 | 1.4535 | 1.4535 | 1.4535 | 1.4535 | 1.4535 | 1.4535 | 1.4535 | 9032.0833 | 5303.0478 | 0.00041254 | 37435.8446 | 21211.9829 | 452.1287 | 267.9622 | 14335.1311 | 720.091 | 13615.0401 | -7596.9427 | FALSE
| 60409463 | CRO022 | CRO | 22KV | 50.29 | 1 | 53295.2727 | 50% | Three phase | 97.13 | 0.00048448 | 0.00052993 | 0.00057984 | 0.00063465 | 0.00069487 | 0.00076103 | 0.00083374 | 0.00091366 | 0.0010015 | 0.0010981 | 0.0012043 | 0.0013211 | 0.0014496 | 0.001591 | 0.0016482 | 0.0016482 | 0.0016482 | 0.0016482 | 0.0016482 | 0.0016482 | 1.3575 | 1.3565 | 1.3715 | 1.385 | 1.3935 | 1.402 | 1.4185 | 1.4435 | 1.4535 | 1.4535 | 1.4535 | 1.4535 | 1.4535 | 1.4535 | 1.4535 | 1.4535 | 1.4535 | 1.4535 | 1.4535 | 1.4535 | 1178.5156 | 90.286 | 5.3829e-05 | 4884.6677 | 2767.7615 | 58.9942 | 4.5621 | 1268.8015 | 63.5564 | 1205.2452 | -1562.5163 | FALSE
| 60409470 | CRO022 | CRO | 22KV | 51.9 | 1 | 53295.2727 | 50% | Three phase | 97.13 | 0.00026664 | 0.00028609 | 0.00030704 | 0.00032962 | 0.00035395 | 0.00038018 | 0.00040846 | 0.00043895 | 0.00047183 | 0.00050729 | 0.00054554 | 0.00058681 | 0.00063134 | 0.00067938 | 0.00073124 | 0.00078721 | 0.00084762 | 0.00091285 | 0.00098327 | 0.0010593 | 1.3575 | 1.3565 | 1.3715 | 1.385 | 1.3935 | 1.402 | 1.4185 | 1.4435 | 1.4535 | 1.4535 | 1.4535 | 1.4535 | 1.4535 | 1.4535 | 1.4535 | 1.4535 | 1.4535 | 1.4535 | 1.4535 | 1.4535 | 586.5351 | 46.4015 | 5.5552e-05 | 5041.047 | 2856.3694 | 60.8829 | 4.8589 | 632.9366 | 65.7418 | 567.1948 | -2289.1746 | FALSE
| 60409471 | CRO022 | CRO | 22KV | 103.17 | 1 | 53295.2727 | 50% | Three phase | 97.13 | 0.00099576 | 0.001074 | 0.0011587 | 0.0012503 | 0.0013495 | 0.0014569 | 0.0015732 | 0.0016991 | 0.0018355 | 0.0019832 | 0.0021432 | 0.0023165 | 0.0025043 | 0.0027078 | 0.0029284 | 0.0031674 | 0.0033814 | 0.0033814 | 0.0033814 | 0.0033814 | 1.3575 | 1.3565 | 1.3715 | 1.385 | 1.3935 | 1.402 | 1.4185 | 1.4435 | 1.4535 | 1.4535 | 1.4535 | 1.4535 | 1.4535 | 1.4535 | 1.4535 | 1.4535 | 1.4535 | 1.4535 | 1.4535 | 1.4535 | 2233.7868 | 351.2635 | 0.00011043 | 10020.9021 | 5678.0662 | 121.0267 | 19.2005 | 2585.0503 | 140.2272 | 2444.8231 | -3233.2431 | FALSE
| 60409474 | CRO022 | CRO | 22KV | 18.13 | 1 | 53295.2727 | 50% | Three phase | 97.13 | 0.00022708 | 0.00024573 | 0.00026598 | 0.00028796 | 0.00031182 | 0.00033773 | 0.00036588 | 0.00039644 | 0.00042965 | 0.00046572 | 0.00050492 | 0.00054751 | 0.0005938 | 0.00059421 | 0.00059421 | 0.00059421 | 0.00059421 | 0.00059421 | 0.00059421 | 0.00059421 | 1.3575 | 1.3565 | 1.3715 | 1.385 | 1.3935 | 1.402 | 1.4185 | 1.4435 | 1.4535 | 1.4535 | 1.4535 | 1.4535 | 1.4535 | 1.4535 | 1.4535 | 1.4535 | 1.4535 | 1.4535 | 1.4535 | 1.4535 | 475.7874 | 13.1612 | 1.9406e-05 | 1760.9669 | 997.803 | 21.268 | 0.59293 | 488.9486 | 21.8609 | 467.0877 | -530.7153 | FALSE
| 60409475 | CRO022 | CRO | 22KV | 337.89 | 1 | 53295.2727 | 50% | Three phase | 97.13 | 0.0032612 | 0.0035175 | 0.0037948 | 0.0040949 | 0.0044198 | 0.0047715 | 0.0051523 | 0.0055647 | 0.0060113 | 0.0064951 | 0.0070191 | 0.0075868 | 0.0082019 | 0.0088684 | 0.0095908 | 0.010374 | 0.011074 | 0.011074 | 0.011074 | 0.011074 | 1.3575 | 1.3565 | 1.3715 | 1.385 | 1.3935 | 1.402 | 1.4185 | 1.4435 | 1.4535 | 1.4535 | 1.4535 | 1.4535 | 1.4535 | 1.4535 | 1.4535 | 1.4535 | 1.4535 | 1.4535 | 1.4535 | 1.4535 | 7315.8305 | 3767.7042 | 0.00036167 | 32819.2557 | 18596.1208 | 396.3722 | 205.9471 | 11083.5347 | 602.3194 | 10481.2154 | -8114.9055 | FALSE
| 60409476 | CRO022 | CRO | 22KV | 54.37 | 1 | 53295.2727 | 50% | Three phase | 97.13 | 0.00052476 | 0.000566 | 0.00061062 | 0.00065891 | 0.00071119 | 0.00076779 | 0.00082906 | 0.00089542 | 0.00096728 | 0.0010451 | 0.0011294 | 0.0012208 | 0.0013198 | 0.001427 | 0.0015433 | 0.0016692 | 0.001782 | 0.001782 | 0.001782 | 0.001782 | 1.3575 | 1.3565 | 1.3715 | 1.385 | 1.3935 | 1.402 | 1.4185 | 1.4435 | 1.4535 | 1.4535 | 1.4535 | 1.4535 | 1.4535 | 1.4535 | 1.4535 | 1.4535 | 1.4535 | 1.4535 | 1.4535 | 1.4535 | 1177.1929 | 97.5539 | 5.8196e-05 | 5280.9581 | 2992.3084 | 63.7804 | 5.3324 | 1274.7468 | 69.1128 | 1205.634 | -1786.6744 | FALSE
| 60409477 | CRO022 | CRO | 22KV | 162.67 | 1 | 53295.2727 | 50% | Three phase | 97.13 | 0.00157 | 0.0016934 | 0.0018269 | 0.0019714 | 0.0021278 | 0.0022971 | 0.0024805 | 0.002679 | 0.002894 | 0.0031269 | 0.0033792 | 0.0036525 | 0.0039486 | 0.0042695 | 0.0046173 | 0.0049942 | 0.0053315 | 0.0053315 | 0.0053315 | 0.0053315 | 1.3575 | 1.3565 | 1.3715 | 1.385 | 1.3935 | 1.402 | 1.4185 | 1.4435 | 1.4535 | 1.4535 | 1.4535 | 1.4535 | 1.4535 | 1.4535 | 1.4535 | 1.4535 | 1.4535 | 1.4535 | 1.4535 | 1.4535 | 3522.052 | 873.2549 | 0.00017412 | 15800.1371 | 8952.7094 | 190.825 | 47.7331 | 4395.307 | 238.5582 | 4156.7488 | -4795.9606 | FALSE
| 60409497 | CRO022 | CRO | 22KV | 321.85 | 1 | 53295.2727 | 50% | Three phase | 97.13 | 0.0029809 | 0.0032281 | 0.0034967 | 0.0037886 | 0.004106 | 0.0044511 | 0.0048263 | 0.0052345 | 0.0056784 | 0.0061613 | 0.0066867 | 0.0072585 | 0.0078807 | 0.0085579 | 0.0092951 | 0.010098 | 0.010549 | 0.010549 | 0.010549 | 0.010549 | 1.3575 | 1.3565 | 1.3715 | 1.385 | 1.3935 | 1.402 | 1.4185 | 1.4435 | 1.4535 | 1.4535 | 1.4535 | 1.4535 | 1.4535 | 1.4535 | 1.4535 | 1.4535 | 1.4535 | 1.4535 | 1.4535 | 1.4535 | 6938.3953 | 3402.5684 | 0.0003445 | 31261.2905 | 17713.3431 | 377.556 | 186.8582 | 10340.9637 | 564.4142 | 9776.5495 | -7936.7936 | FALSE
| 60409507 | CRO022 | CRO | 22KV | 136.7 | 1 | 53295.2727 | 50% | Three phase | 97.13 | 0.0013253 | 0.0014327 | 0.0015492 | 0.0016756 | 0.0018128 | 0.0019616 | 0.0021231 | 0.0022984 | 0.0024888 | 0.0026955 | 0.0029199 | 0.0031636 | 0.0034283 | 0.0037158 | 0.0040282 | 0.0043676 | 0.0044803 | 0.0044803 | 0.0044803 | 0.0044803 | 1.3575 | 1.3565 | 1.3715 | 1.385 | 1.3935 | 1.402 | 1.4185 | 1.4435 | 1.4535 | 1.4535 | 1.4535 | 1.4535 | 1.4535 | 1.4535 | 1.4535 | 1.4535 | 1.4535 | 1.4535 | 1.4535 | 1.4535 | 3014.479 | 628.0235 | 0.00014632 | 13277.671 | 7523.4239 | 160.3601 | 33.7087 | 3642.5025 | 194.0688 | 3448.4337 | -4074.9903 | FALSE
| 60409513 | CRO022 | CRO | 22KV | 19.43 | 1 | 53295.2727 | 50% | Three phase | 97.13 | 0.00018882 | 0.00020437 | 0.00022125 | 0.00023959 | 0.00025951 | 0.00028116 | 0.00030468 | 0.00033025 | 0.00035804 | 0.00038826 | 0.00042111 | 0.00045683 | 0.00049567 | 0.00053793 | 0.00058389 | 0.00063389 | 0.00063681 | 0.00063681 | 0.00063681 | 0.00063681 | 1.3575 | 1.3565 | 1.3715 | 1.385 | 1.3935 | 1.402 | 1.4185 | 1.4435 | 1.4535 | 1.4535 | 1.4535 | 1.4535 | 1.4535 | 1.4535 | 1.4535 | 1.4535 | 1.4535 | 1.4535 | 1.4535 | 1.4535 | 432.6254 | 12.8102 | 2.0797e-05 | 1887.2359 | 1069.3499 | 22.793 | 0.68101 | 445.4356 | 23.474 | 421.9617 | -647.3882 | FALSE
| 60409516 | CRO022 | CRO | 22KV | 45.24 | 1 | 53295.2727 | 50% | Three phase | 97.13 | 0.00043965 | 0.00047584 | 0.00051515 | 0.00055785 | 0.00060424 | 0.00065464 | 0.00070941 | 0.00076894 | 0.00083365 | 0.000904 | 0.00098048 | 0.0010637 | 0.0011541 | 0.0012525 | 0.0013595 | 0.0014759 | 0.0014827 | 0.0014827 | 0.0014827 | 0.0014827 | 1.3575 | 1.3565 | 1.3715 | 1.385 | 1.3935 | 1.402 | 1.4185 | 1.4435 | 1.4535 | 1.4535 | 1.4535 | 1.4535 | 1.4535 | 1.4535 | 1.4535 | 1.4535 | 1.4535 | 1.4535 | 1.4535 | 1.4535 | 1007.3069 | 69.4475 | 4.8423e-05 | 4394.1612 | 2489.8295 | 53.0702 | 3.6919 | 1076.7544 | 56.7621 | 1019.9923 | -1469.8372 | FALSE
| 60409517 | CRO022 | CRO | 22KV | 101.88 | 1 | 53295.2727 | 50% | Three phase | 97.13 | 0.00097289 | 0.0010594 | 0.001154 | 0.0012574 | 0.0013705 | 0.0014942 | 0.0016294 | 0.0017774 | 0.0019393 | 0.0021164 | 0.0023103 | 0.0025225 | 0.0027549 | 0.0030092 | 0.0032878 | 0.0033391 | 0.0033391 | 0.0033391 | 0.0033391 | 0.0033391 | 1.3575 | 1.3565 | 1.3715 | 1.385 | 1.3935 | 1.402 | 1.4185 | 1.4435 | 1.4535 | 1.4535 | 1.4535 | 1.4535 | 1.4535 | 1.4535 | 1.4535 | 1.4535 | 1.4535 | 1.4535 | 1.4535 | 1.4535 | 2321.1616 | 360.2769 | 0.00010905 | 9895.6044 | 5607.0697 | 119.5135 | 18.7233 | 2681.4385 | 138.2368 | 2543.2018 | -3063.868 | FALSE
| 60409528 | CRO023 | CRO | 22KV | 250.52 | 0 | 53295.2727 | 100% | Three phase | 97.13 | 0.0029308 | 0.0031027 | 0.003285 | 0.0034785 | 0.0036839 | 0.0039018 | 0.0041331 | 0.0043786 | 0.0046392 | 0.0049159 | 0.0052096 | 0.0055214 | 0.0058525 | 0.006204 | 0.0065774 | 0.0069738 | 0.0073949 | 0.0078421 | 0.0082107 | 0.0082107 | 0.974 | 0.974 | 0.977 | 0.977 | 0.974 | 0.974 | 0.977 | 0.987 | 0.98 | 0.98 | 0.98 | 0.98 | 0.98 | 0.98 | 0.98 | 0.98 | 0.98 | 0.98 | 0.98 | 0.98 | 3765.5641 | 2107.5131 | 0.00026815 | 24333.0076 | 13787.6238 | 202.1567 | 113.2113 | 5873.0773 | 315.3681 | 5557.7092 | -8229.9146 | FALSE
| 60409535 | CRO023 | CRO | 22KV | 292.29 | 0 | 53295.2727 | 100% | Three phase | 97.13 | 0.0028034 | 0.0030141 | 0.0032413 | 0.0034865 | 0.003751 | 0.0040363 | 0.0043443 | 0.0046766 | 0.0050353 | 0.0054226 | 0.0058406 | 0.006292 | 0.0067794 | 0.0073058 | 0.0078743 | 0.0084884 | 0.0091517 | 0.0095797 | 0.0095797 | 0.0095797 | 0.974 | 0.974 | 0.977 | 0.977 | 0.974 | 0.974 | 0.977 | 0.987 | 0.98 | 0.98 | 0.98 | 0.98 | 0.98 | 0.98 | 0.98 | 0.98 | 0.98 | 0.98 | 0.98 | 0.98 | 4198.5617 | 2741.2907 | 0.00031286 | 28390.1277 | 16086.4783 | 235.863 | 154.1108 | 6939.8524 | 389.9738 | 6549.8786 | -9536.5997 | FALSE
| 60409539 | CRO023 | CRO | 22KV | 328.44 | 0 | 53295.2727 | 100% | Three phase | 97.13 | 0.0017574 | 0.0019222 | 0.0021034 | 0.0023026 | 0.0025219 | 0.0027631 | 0.0030285 | 0.0033207 | 0.0036425 | 0.0039968 | 0.0043871 | 0.004817 | 0.0052908 | 0.0058129 | 0.0063885 | 0.007023 | 0.0077227 | 0.0084943 | 0.0093454 | 0.010284 | 0.974 | 0.974 | 0.977 | 0.977 | 0.974 | 0.974 | 0.977 | 0.987 | 0.98 | 0.98 | 0.98 | 0.98 | 0.98 | 0.98 | 0.98 | 0.98 | 0.98 | 0.98 | 0.98 | 0.98 | 3297.6925 | 2418.975 | 0.00035155 | 31901.3772 | 18076.0304 | 265.0342 | 194.5885 | 5716.6675 | 459.6227 | 5257.0448 | -12818.9856 | FALSE
| 60409544 | CRO023 | CRO | 22KV | 26.16 | 0 | 53295.2727 | 100% | Three phase | 97.13 | 0.00030971 | 0.00032985 | 0.00035134 | 0.0003743 | 0.00039881 | 0.00042499 | 0.00045295 | 0.00048281 | 0.00051471 | 0.00054879 | 0.00058521 | 0.00062411 | 0.00066569 | 0.00071011 | 0.00075759 | 0.00080833 | 0.00085739 | 0.00085739 | 0.00085739 | 0.00085739 | 0.974 | 0.974 | 0.977 | 0.977 | 0.974 | 0.974 | 0.977 | 0.987 | 0.98 | 0.98 | 0.98 | 0.98 | 0.98 | 0.98 | 0.98 | 0.98 | 0.98 | 0.98 | 0.98 | 0.98 | 415.8142 | 24.3007 | 2.8001e-05 | 2540.9208 | 1439.7423 | 21.1098 | 1.2345 | 440.1149 | 22.3442 | 417.7706 | -1021.9717 | FALSE
| 60409545 | CRO023 | CRO | 22KV | 207.84 | 0 | 53295.2727 | 100% | Three phase | 97.13 | 0.0024607 | 0.0026206 | 0.0027914 | 0.0029738 | 0.0031685 | 0.0033765 | 0.0035986 | 0.0038359 | 0.0040894 | 0.0043601 | 0.0046494 | 0.0049585 | 0.0052888 | 0.0056418 | 0.006019 | 0.0064221 | 0.0068119 | 0.0068119 | 0.0068119 | 0.0068119 | 0.974 | 0.974 | 0.977 | 0.977 | 0.974 | 0.974 | 0.977 | 0.987 | 0.98 | 0.98 | 0.98 | 0.98 | 0.98 | 0.98 | 0.98 | 0.98 | 0.98 | 0.98 | 0.98 | 0.98 | 3303.6244 | 1533.9163 | 0.00022247 | 20187.4992 | 11438.6864 | 167.7162 | 77.9226 | 4837.5407 | 245.6388 | 4591.9019 | -6846.7845 | FALSE
| 60409547 | CRO023 | CRO | 22KV | 75 | 0 | 53295.2727 | 100% | Three phase | 97.13 | 0.00060952 | 0.00067034 | 0.00073752 | 0.00081177 | 0.00089382 | 0.00098454 | 0.0010848 | 0.0011958 | 0.0013185 | 0.0014543 | 0.0016045 | 0.0017708 | 0.0019549 | 0.0021587 | 0.0023844 | 0.0024581 | 0.0024581 | 0.0024581 | 0.0024581 | 0.0024581 | 0.974 | 0.974 | 0.977 | 0.977 | 0.974 | 0.974 | 0.977 | 0.987 | 0.98 | 0.98 | 0.98 | 0.98 | 0.98 | 0.98 | 0.98 | 0.98 | 0.98 | 0.98 | 0.98 | 0.98 | 1104.4245 | 185.0026 | 8.0278e-05 | 7284.75 | 4127.7015 | 60.5211 | 10.1468 | 1289.4271 | 70.6679 | 1218.7592 | -2908.9423 | FALSE
| 60409551 | CRO023 | CRO | 22KV | 182.68 | 0 | 53295.2727 | 100% | Three phase | 97.13 | 0.0017135 | 0.001868 | 0.0020371 | 0.0022222 | 0.0024248 | 0.0026467 | 0.0028897 | 0.0031558 | 0.0034474 | 0.0037668 | 0.0041169 | 0.0045006 | 0.0049211 | 0.0053821 | 0.0058875 | 0.0059873 | 0.0059873 | 0.0059873 | 0.0059873 | 0.0059873 | 0.974 | 0.974 | 0.977 | 0.977 | 0.974 | 0.974 | 0.977 | 0.987 | 0.98 | 0.98 | 0.98 | 0.98 | 0.98 | 0.98 | 0.98 | 0.98 | 0.98 | 0.98 | 0.98 | 0.98 | 2821.887 | 1151.4415 | 0.00019553 | 17743.7084 | 10053.9802 | 147.4134 | 60.1987 | 3973.3285 | 207.6121 | 3765.7165 | -6288.2637 | FALSE
| 60409598 | CRO034 | CRO | 22KV | 47.82 | 0 | 53295.2727 | 100% | Three phase | 97.13 | 0.0004429 | 0.00047962 | 0.00051953 | 0.00056291 | 0.00061006 | 0.00066134 | 0.00071709 | 0.00077773 | 0.00084368 | 0.00091544 | 0.0009935 | 0.0010785 | 0.0011709 | 0.0012715 | 0.001381 | 0.0015003 | 0.0015673 | 0.0015673 | 0.0015673 | 0.0015673 | 4.463 | 4.406 | 4.366 | 4.326 | 4.279 | 4.232 | 4.212 | 4.192 | 4.148 | 4.148 | 4.148 | 4.148 | 4.148 | 4.148 | 4.148 | 4.148 | 4.148 | 4.148 | 4.148 | 4.148 | 3012.5258 | 75.1137 | 5.1185e-05 | 4644.7566 | 2631.8225 | 166.8264 | 4.125 | 3087.6395 | 170.9514 | 2916.6881 | 284.8656 | TRUE
| 60409602 | CRO034 | CRO | 22KV | 25.44 | 0 | 53295.2727 | 100% | Three phase | 97.13 | 0.00024363 | 0.00026568 | 0.00028982 | 0.00031624 | 0.00034519 | 0.00037689 | 0.00041161 | 0.00044966 | 0.00049135 | 0.00053704 | 0.00058712 | 0.00064202 | 0.00070222 | 0.00076823 | 0.00083379 | 0.00083379 | 0.00083379 | 0.00083379 | 0.00083379 | 0.00083379 | 4.463 | 4.406 | 4.366 | 4.326 | 4.279 | 4.232 | 4.212 | 4.192 | 4.148 | 4.148 | 4.148 | 4.148 | 4.148 | 4.148 | 4.148 | 4.148 | 4.148 | 4.148 | 4.148 | 4.148 | 1709.7372 | 22.6826 | 2.723e-05 | 2470.9872 | 1400.1164 | 88.7508 | 1.1675 | 1732.4198 | 89.9183 | 1642.5016 | 242.3852 | TRUE
| 60409603 | CRO034 | CRO | 22KV | 367.51 | 0 | 53295.2727 | 100% | Three phase | 97.13 | 0.0035095 | 0.0038216 | 0.0041629 | 0.0045359 | 0.0049438 | 0.0053899 | 0.0058778 | 0.0064115 | 0.0069955 | 0.0076346 | 0.0083339 | 0.0090995 | 0.0099376 | 0.010855 | 0.01186 | 0.012045 | 0.012045 | 0.012045 | 0.012045 | 0.012045 | 4.463 | 4.406 | 4.366 | 4.326 | 4.279 | 4.232 | 4.212 | 4.192 | 4.148 | 4.148 | 4.148 | 4.148 | 4.148 | 4.148 | 4.148 | 4.148 | 4.148 | 4.148 | 4.148 | 4.148 | 24462.2436 | 4688.0999 | 0.00039337 | 35696.2463 | 20226.2877 | 1282.1073 | 243.6371 | 29150.3435 | 1525.7444 | 27624.5991 | 7398.3113 | TRUE
| 60409605 | CRO034 | CRO | 22KV | 486.65 | 0 | 53295.2727 | 100% | Three phase | 97.13 | 0.0061876 | 0.0067468 | 0.0073585 | 0.0080279 | 0.0087604 | 0.0095622 | 0.01044 | 0.011401 | 0.012453 | 0.013605 | 0.014868 | 0.01595 | 0.01595 | 0.01595 | 0.01595 | 0.01595 | 0.01595 | 0.01595 | 0.01595 | 0.01595 | 4.463 | 4.406 | 4.366 | 4.326 | 4.279 | 4.232 | 4.212 | 4.192 | 4.148 | 4.148 | 4.148 | 4.148 | 4.148 | 4.148 | 4.148 | 4.148 | 4.148 | 4.148 | 4.148 | 4.148 | 38708.2244 | 9810.387 | 0.00052089 | 47268.3145 | 26783.2792 | 1697.743 | 427.2072 | 48518.6114 | 2124.9502 | 46393.6612 | 19610.382 | TRUE
| 60409606 | CRO034 | CRO | 22KV | 25.52 | 0 | 53295.2727 | 100% | Three phase | 97.13 | 0.00032448 | 0.0003538 | 0.00038588 | 0.00042098 | 0.0004594 | 0.00050144 | 0.00054747 | 0.00059786 | 0.00065304 | 0.00071347 | 0.00077966 | 0.00083641 | 0.00083641 | 0.00083641 | 0.00083641 | 0.00083641 | 0.00083641 | 0.00083641 | 0.00083641 | 0.00083641 | 4.463 | 4.406 | 4.366 | 4.326 | 4.279 | 4.232 | 4.212 | 4.192 | 4.148 | 4.148 | 4.148 | 4.148 | 4.148 | 4.148 | 4.148 | 4.148 | 4.148 | 4.148 | 4.148 | 4.148 | 2029.8652 | 26.9783 | 2.7316e-05 | 2478.7576 | 1404.5192 | 89.0299 | 1.1748 | 2056.8434 | 90.2047 | 1966.6387 | 562.1195 | TRUE
| 60409619 | CRO034 | CRO | 22KV | 29.96 | 0 | 53295.2727 | 100% | Three phase | 97.13 | 0.0002861 | 0.00031155 | 0.00033936 | 0.00036977 | 0.00040303 | 0.00043939 | 0.00047917 | 0.00052268 | 0.00057028 | 0.00062238 | 0.0006794 | 0.00074181 | 0.00081013 | 0.00088493 | 0.00096684 | 0.00098193 | 0.00098193 | 0.00098193 | 0.00098193 | 0.00098193 | 4.463 | 4.406 | 4.366 | 4.326 | 4.279 | 4.232 | 4.212 | 4.192 | 4.148 | 4.148 | 4.148 | 4.148 | 4.148 | 4.148 | 4.148 | 4.148 | 4.148 | 4.148 | 4.148 | 4.148 | 1994.201 | 31.156 | 3.2068e-05 | 2910.0148 | 1648.8792 | 104.5194 | 1.6192 | 2025.3571 | 106.1386 | 1919.2185 | 270.3393 | TRUE
| 60409620 | CRO034 | CRO | 22KV | 183.01 | 0 | 53295.2727 | 100% | Three phase | 97.13 | 0.0017476 | 0.0019031 | 0.002073 | 0.0022588 | 0.0024619 | 0.002684 | 0.002927 | 0.0031928 | 0.0034836 | 0.0038018 | 0.0041501 | 0.0045313 | 0.0049486 | 0.0054056 | 0.0059059 | 0.0059981 | 0.0059981 | 0.0059981 | 0.0059981 | 0.0059981 | 4.463 | 4.406 | 4.366 | 4.326 | 4.279 | 4.232 | 4.212 | 4.192 | 4.148 | 4.148 | 4.148 | 4.148 | 4.148 | 4.148 | 4.148 | 4.148 | 4.148 | 4.148 | 4.148 | 4.148 | 12181.533 | 1162.5407 | 0.00019589 | 17775.7613 | 10072.142 | 638.4546 | 60.4164 | 13344.0738 | 698.871 | 12645.2027 | 2573.0607 | TRUE
| 60409625 | CRO034 | CRO | 22KV | 520.23 | 0 | 53295.2727 | 100% | Three phase | 97.13 | 0.0049679 | 0.0054097 | 0.0058928 | 0.0064208 | 0.0069982 | 0.0076296 | 0.0083203 | 0.0090758 | 0.0099025 | 0.010807 | 0.011797 | 0.012881 | 0.014067 | 0.015366 | 0.016788 | 0.01705 | 0.01705 | 0.01705 | 0.01705 | 0.01705 | 4.463 | 4.406 | 4.366 | 4.326 | 4.279 | 4.232 | 4.212 | 4.192 | 4.148 | 4.148 | 4.148 | 4.148 | 4.148 | 4.148 | 4.148 | 4.148 | 4.148 | 4.148 | 4.148 | 4.148 | 34627.6101 | 9393.9733 | 0.00055684 | 50529.9399 | 28631.3887 | 1814.8913 | 488.1979 | 44021.5834 | 2303.0891 | 41718.4942 | 13087.1055 | TRUE
| 60409626 | CRO034 | CRO | 22KV | 635.41 | 0 | 53295.2727 | 100% | Three phase | 97.13 | 0.0061067 | 0.0065725 | 0.0070753 | 0.0076183 | 0.0082048 | 0.0088383 | 0.0095227 | 0.010262 | 0.011061 | 0.011924 | 0.012858 | 0.013866 | 0.014957 | 0.016135 | 0.01741 | 0.018788 | 0.020278 | 0.020825 | 0.020825 | 0.020825 | 4.463 | 4.406 | 4.366 | 4.326 | 4.279 | 4.232 | 4.212 | 4.192 | 4.148 | 4.148 | 4.148 | 4.148 | 4.148 | 4.148 | 4.148 | 4.148 | 4.148 | 4.148 | 4.148 | 4.148 | 39485.1613 | 13076.4429 | 0.00068012 | 61717.3733 | 34970.4375 | 2216.7119 | 728.3048 | 52561.6042 | 2945.0168 | 49616.5875 | 14646.1499 | TRUE
| 60409631 | CRO034 | CRO | 22KV | 363.21 | 0 | 53295.2727 | 100% | Three phase | 97.13 | 0.0034409 | 0.0037319 | 0.0040486 | 0.0043934 | 0.0047689 | 0.0051778 | 0.0056231 | 0.0061082 | 0.0066366 | 0.0072125 | 0.00784 | 0.0085239 | 0.0092693 | 0.010082 | 0.010968 | 0.011904 | 0.011904 | 0.011904 | 0.011904 | 0.011904 | 4.463 | 4.406 | 4.366 | 4.326 | 4.279 | 4.232 | 4.212 | 4.192 | 4.148 | 4.148 | 4.148 | 4.148 | 4.148 | 4.148 | 4.148 | 4.148 | 4.148 | 4.148 | 4.148 | 4.148 | 23503.872 | 4451.2138 | 0.00038877 | 35278.5873 | 19989.6329 | 1267.1062 | 237.9692 | 27955.0858 | 1505.0754 | 26450.0105 | 6460.3776 | TRUE
| 60412107 | DDL011 | DDL | 22KV | 76.03 | 1 | 36243.9558 | 50% | Three phase | 97.13 | 0.00097809 | 0.0010728 | 0.0011771 | 0.0012919 | 0.0014182 | 0.0015574 | 0.0017108 | 0.0018797 | 0.0020658 | 0.0022709 | 0.0024919 | 0.0024919 | 0.0024919 | 0.0024919 | 0.0024919 | 0.0024919 | 0.0024919 | 0.0024919 | 0.0024919 | 0.0024919 | 5.219 | 5.35 | 5.516 | 5.6855 | 5.806 | 5.937 | 6.098 | 6.328 | 6.4715 | 6.4715 | 6.4715 | 6.4715 | 6.4715 | 6.4715 | 6.4715 | 6.4715 | 6.4715 | 6.4715 | 6.4715 | 6.4715 | 6251.3567 | 245.0806 | 8.138e-05 | 7384.7939 | 4184.3886 | 260.3834 | 10.4274 | 6496.4373 | 270.8108 | 6225.6265 | 2041.2379 | TRUE
| 60412109 | DDL011 | DDL | 22KV | 57.62 | 1 | 36243.9558 | 50% | Three phase | 97.13 | 0.00052898 | 0.00058747 | 0.00065273 | 0.00072557 | 0.00080689 | 0.0008977 | 0.00099913 | 0.0011125 | 0.0012391 | 0.0013806 | 0.0015388 | 0.0017158 | 0.0018885 | 0.0018885 | 0.0018885 | 0.0018885 | 0.0018885 | 0.0018885 | 0.0018885 | 0.0018885 | 5.219 | 5.35 | 5.516 | 5.6855 | 5.806 | 5.937 | 6.098 | 6.328 | 6.4715 | 6.4715 | 6.4715 | 6.4715 | 6.4715 | 6.4715 | 6.4715 | 6.4715 | 6.4715 | 6.4715 | 6.4715 | 6.4715 | 4160.7563 | 122.906 | 6.1675e-05 | 5596.6306 | 3171.1755 | 197.3339 | 5.989 | 4283.6622 | 203.3228 | 4080.3394 | 909.164 | TRUE
| 60412111 | DDL011 | DDL | 22KV | 54.34 | 1 | 36243.9558 | 50% | Three phase | 97.13 | 0.00039308 | 0.00043648 | 0.00048493 | 0.00053903 | 0.00059946 | 0.00066697 | 0.00074242 | 0.00082676 | 0.00092106 | 0.0010265 | 0.0011445 | 0.0012765 | 0.0014242 | 0.0015895 | 0.0017746 | 0.001781 | 0.001781 | 0.001781 | 0.001781 | 0.001781 | 5.219 | 5.35 | 5.516 | 5.6855 | 5.806 | 5.937 | 6.098 | 6.328 | 6.4715 | 6.4715 | 6.4715 | 6.4715 | 6.4715 | 6.4715 | 6.4715 | 6.4715 | 6.4715 | 6.4715 | 6.4715 | 6.4715 | 3418.692 | 94.9576 | 5.8164e-05 | 5278.0442 | 2990.6573 | 186.1007 | 5.3265 | 3513.6496 | 191.4272 | 3322.2224 | 331.565 | TRUE
| 60412115 | DDL011 | DDL | 22KV | 337.78 | 1 | 36243.9558 | 50% | Three phase | 97.13 | 0.0043321 | 0.0047442 | 0.0051971 | 0.0056949 | 0.0062422 | 0.006844 | 0.0075058 | 0.0082337 | 0.0090344 | 0.0099154 | 0.010885 | 0.011071 | 0.011071 | 0.011071 | 0.011071 | 0.011071 | 0.011071 | 0.011071 | 0.011071 | 0.011071 | 5.219 | 5.35 | 5.516 | 5.6855 | 5.806 | 5.937 | 6.098 | 6.328 | 6.4715 | 6.4715 | 6.4715 | 6.4715 | 6.4715 | 6.4715 | 6.4715 | 6.4715 | 6.4715 | 6.4715 | 6.4715 | 6.4715 | 27606.0846 | 4808.0604 | 0.00036155 | 32808.5714 | 18590.0669 | 1156.8107 | 205.8131 | 32414.1451 | 1362.6237 | 31051.5213 | 12461.4545 | TRUE
| 60412116 | DDL011 | DDL | 22KV | 23.76 | 1 | 36243.9558 | 50% | Three phase | 97.13 | 0.00030765 | 0.00033855 | 0.00037267 | 0.00041037 | 0.00045203 | 0.00049806 | 0.00054894 | 0.00060518 | 0.00066737 | 0.00073614 | 0.00077873 | 0.00077873 | 0.00077873 | 0.00077873 | 0.00077873 | 0.00077873 | 0.00077873 | 0.00077873 | 0.00077873 | 0.00077873 | 5.219 | 5.35 | 5.516 | 5.6855 | 5.806 | 5.937 | 6.098 | 6.328 | 6.4715 | 6.4715 | 6.4715 | 6.4715 | 6.4715 | 6.4715 | 6.4715 | 6.4715 | 6.4715 | 6.4715 | 6.4715 | 6.4715 | 1974.2502 | 24.192 | 2.5432e-05 | 2307.8088 | 1307.6558 | 81.372 | 1.0184 | 1998.4422 | 82.3903 | 1916.0519 | 608.3961 | TRUE
| 60412117 | DDL011 | DDL | 22KV | 64.13 | 1 | 36243.9558 | 50% | Three phase | 97.13 | 0.00083037 | 0.00091376 | 0.0010059 | 0.0011076 | 0.0012201 | 0.0013443 | 0.0014816 | 0.0016334 | 0.0018013 | 0.0019869 | 0.0021018 | 0.0021018 | 0.0021018 | 0.0021018 | 0.0021018 | 0.0021018 | 0.0021018 | 0.0021018 | 0.0021018 | 0.0021018 | 5.219 | 5.35 | 5.516 | 5.6855 | 5.806 | 5.937 | 6.098 | 6.328 | 6.4715 | 6.4715 | 6.4715 | 6.4715 | 6.4715 | 6.4715 | 6.4715 | 6.4715 | 6.4715 | 6.4715 | 6.4715 | 6.4715 | 5328.6475 | 176.239 | 6.8643e-05 | 6228.9469 | 3529.46 | 219.629 | 7.4187 | 5504.8865 | 227.0476 | 5277.8389 | 1748.3789 | TRUE
| 60412118 | DDL011 | DDL | 22KV | 845.48 | 1 | 36243.9558 | 50% | Three phase | 97.13 | 0.010947 | 0.012047 | 0.013261 | 0.014603 | 0.016085 | 0.017723 | 0.019533 | 0.021535 | 0.023748 | 0.026195 | 0.02771 | 0.02771 | 0.02771 | 0.02771 | 0.02771 | 0.02771 | 0.02771 | 0.02771 | 0.02771 | 0.02771 | 5.219 | 5.35 | 5.516 | 5.6855 | 5.806 | 5.937 | 6.098 | 6.328 | 6.4715 | 6.4715 | 6.4715 | 6.4715 | 6.4715 | 6.4715 | 6.4715 | 6.4715 | 6.4715 | 6.4715 | 6.4715 | 6.4715 | 70252.0647 | 30632.762 | 0.00090497 | 82121.4724 | 46531.8543 | 2895.5541 | 1289.4716 | 100884.8267 | 4185.0257 | 96699.801 | 50167.9468 | TRUE
| 60412119 | DDL011 | DDL | 22KV | 408.01 | 1 | 36243.9558 | 50% | Three phase | 97.13 | 0.0051738 | 0.0056336 | 0.006136 | 0.0066849 | 0.0072848 | 0.0079405 | 0.0086572 | 0.0094408 | 0.010298 | 0.011235 | 0.012259 | 0.013372 | 0.013372 | 0.013372 | 0.013372 | 0.013372 | 0.013372 | 0.013372 | 0.013372 | 0.013372 | 5.219 | 5.35 | 5.516 | 5.6855 | 5.806 | 5.937 | 6.098 | 6.328 | 6.4715 | 6.4715 | 6.4715 | 6.4715 | 6.4715 | 6.4715 | 6.4715 | 6.4715 | 6.4715 | 6.4715 | 6.4715 | 6.4715 | 32611.0797 | 6859.6447 | 0.00043672 | 39630.0113 | 22455.2466 | 1397.3306 | 300.294 | 39470.7244 | 1697.6246 | 37773.0998 | 15317.8532 | TRUE
| 60412121 | DDL011 | DDL | 22KV | 49.82 | 1 | 36243.9558 | 50% | Three phase | 97.13 | 0.00058206 | 0.00064648 | 0.00071833 | 0.00079849 | 0.00088794 | 0.00098778 | 0.0010992 | 0.0012237 | 0.0013627 | 0.001518 | 0.0016328 | 0.0016328 | 0.0016328 | 0.0016328 | 0.0016328 | 0.0016328 | 0.0016328 | 0.0016328 | 0.0016328 | 0.0016328 | 5.219 | 5.35 | 5.516 | 5.6855 | 5.806 | 5.937 | 6.098 | 6.328 | 6.4715 | 6.4715 | 6.4715 | 6.4715 | 6.4715 | 6.4715 | 6.4715 | 6.4715 | 6.4715 | 6.4715 | 6.4715 | 6.4715 | 4044.5602 | 103.7189 | 5.3326e-05 | 4839.0166 | 2741.8945 | 170.6208 | 4.4773 | 4148.2792 | 175.0981 | 3973.1811 | 1231.2865 | TRUE
| 60412135 | DDL011 | DDL | 22KV | 33 | 1 | 36243.9558 | 50% | Three phase | 97.13 | 0.0003306 | 0.00037022 | 0.00041481 | 0.000465 | 0.00052152 | 0.00058517 | 0.00065688 | 0.00073769 | 0.00082878 | 0.00093148 | 0.0010473 | 0.0010816 | 0.0010816 | 0.0010816 | 0.0010816 | 0.0010816 | 0.0010816 | 0.0010816 | 0.0010816 | 0.0010816 | 5.219 | 5.35 | 5.516 | 5.6855 | 5.806 | 5.937 | 6.098 | 6.328 | 6.4715 | 6.4715 | 6.4715 | 6.4715 | 6.4715 | 6.4715 | 6.4715 | 6.4715 | 6.4715 | 6.4715 | 6.4715 | 6.4715 | 2554.4123 | 43.2697 | 3.5322e-05 | 3205.29 | 1816.1887 | 113.0166 | 1.9644 | 2597.6819 | 114.981 | 2482.7009 | 666.5123 | TRUE
| 60412139 | DDL011 | DDL | 22KV | 152.16 | 1 | 36243.9558 | 50% | Three phase | 97.13 | 0.0013969 | 0.0015514 | 0.0017237 | 0.0019161 | 0.0021308 | 0.0023706 | 0.0026385 | 0.0029377 | 0.0032721 | 0.0036458 | 0.0040637 | 0.0045309 | 0.004987 | 0.004987 | 0.004987 | 0.004987 | 0.004987 | 0.004987 | 0.004987 | 0.004987 | 5.219 | 5.35 | 5.516 | 5.6855 | 5.806 | 5.937 | 6.098 | 6.328 | 6.4715 | 6.4715 | 6.4715 | 6.4715 | 6.4715 | 6.4715 | 6.4715 | 6.4715 | 6.4715 | 6.4715 | 6.4715 | 6.4715 | 10987.516 | 857.0922 | 0.00016287 | 14779.3008 | 8374.2808 | 521.1093 | 41.7644 | 11844.6082 | 562.8737 | 11281.7345 | 2907.4537 | TRUE
| 60412140 | DDL011 | DDL | 22KV | 36.3 | 1 | 36243.9558 | 50% | Three phase | 97.13 | 0.00029571 | 0.00032838 | 0.00036485 | 0.00040556 | 0.00045102 | 0.0005018 | 0.00055853 | 0.00062193 | 0.0006928 | 0.00077203 | 0.00086063 | 0.00095972 | 0.0010706 | 0.0011897 | 0.0011897 | 0.0011897 | 0.0011897 | 0.0011897 | 0.0011897 | 0.0011897 | 5.219 | 5.35 | 5.516 | 5.6855 | 5.806 | 5.937 | 6.098 | 6.328 | 6.4715 | 6.4715 | 6.4715 | 6.4715 | 6.4715 | 6.4715 | 6.4715 | 6.4715 | 6.4715 | 6.4715 | 6.4715 | 6.4715 | 2453.4473 | 45.5845 | 3.8854e-05 | 3525.819 | 1997.8075 | 124.3183 | 2.3769 | 2499.0317 | 126.6952 | 2372.3365 | 374.529 | TRUE
| 60412162 | DDL011 | DDL | 22KV | 139.41 | 1 | 36243.9558 | 50% | Three phase | 97.13 | 0.0011357 | 0.0012612 | 0.0014012 | 0.0015576 | 0.0017322 | 0.0019272 | 0.002145 | 0.0023885 | 0.0026607 | 0.002965 | 0.0033052 | 0.0036858 | 0.0041116 | 0.0045691 | 0.0045691 | 0.0045691 | 0.0045691 | 0.0045691 | 0.0045691 | 0.0045691 | 5.219 | 5.35 | 5.516 | 5.6855 | 5.806 | 5.937 | 6.098 | 6.328 | 6.4715 | 6.4715 | 6.4715 | 6.4715 | 6.4715 | 6.4715 | 6.4715 | 6.4715 | 6.4715 | 6.4715 | 6.4715 | 6.4715 | 9422.4541 | 672.3442 | 0.00014922 | 13540.8933 | 7672.5716 | 477.4438 | 35.0585 | 10094.7983 | 512.5023 | 9582.296 | 1909.7245 | TRUE
| 60412168 | DDL011 | DDL | 22KV | 45.96 | 1 | 36243.9558 | 50% | Single phase | 44.74 | 0.00056956 | 0.00061304 | 0.00065998 | 0.00071064 | 0.00076535 | 0.00082442 | 0.00088821 | 0.00095711 | 0.0010315 | 0.0011119 | 0.0011988 | 0.0012926 | 0.001394 | 0.0015036 | 0.0015063 | 0.0015063 | 0.0015063 | 0.0015063 | 0.0015063 | 0.0015063 | 5.219 | 5.35 | 5.516 | 5.6855 | 5.806 | 5.937 | 6.098 | 6.328 | 6.4715 | 6.4715 | 6.4715 | 6.4715 | 6.4715 | 6.4715 | 6.4715 | 6.4715 | 6.4715 | 6.4715 | 6.4715 | 6.4715 | 3467.4058 | 37.85 | 4.9194e-05 | 2056.2504 | 1165.1172 | 157.4013 | 1.7551 | 3505.2558 | 159.1564 | 3346.0994 | 2180.9821 | TRUE
| 60412169 | DDL011 | DDL | 22KV | 509.81 | 1 | 36243.9558 | 50% | Single phase | 44.74 | 0.0063179 | 0.0068002 | 0.0073208 | 0.0078828 | 0.0084896 | 0.0091449 | 0.0098525 | 0.010617 | 0.011442 | 0.012334 | 0.013298 | 0.014339 | 0.015463 | 0.016679 | 0.016709 | 0.016709 | 0.016709 | 0.016709 | 0.016709 | 0.016709 | 5.219 | 5.35 | 5.516 | 5.6855 | 5.806 | 5.937 | 6.098 | 6.328 | 6.4715 | 6.4715 | 6.4715 | 6.4715 | 6.4715 | 6.4715 | 6.4715 | 6.4715 | 6.4715 | 6.4715 | 6.4715 | 6.4715 | 38462.1012 | 4657.1706 | 0.00054568 | 22808.8994 | 12924.0301 | 1745.9697 | 215.9556 | 43119.2718 | 1961.9252 | 41157.3466 | 28233.3164 | TRUE
| 60412175 | DDL011 | DDL | 22KV | 28.49 | 1 | 36243.9558 | 50% | Three phase | 97.13 | 0.00035424 | 0.00039307 | 0.00043634 | 0.00048456 | 0.00053831 | 0.00059823 | 0.00066505 | 0.00073958 | 0.00082273 | 0.00091549 | 0.00093375 | 0.00093375 | 0.00093375 | 0.00093375 | 0.00093375 | 0.00093375 | 0.00093375 | 0.00093375 | 0.00093375 | 0.00093375 | 5.219 | 5.35 | 5.516 | 5.6855 | 5.806 | 5.937 | 6.098 | 6.328 | 6.4715 | 6.4715 | 6.4715 | 6.4715 | 6.4715 | 6.4715 | 6.4715 | 6.4715 | 6.4715 | 6.4715 | 6.4715 | 6.4715 | 2371.5543 | 34.8207 | 3.0495e-05 | 2767.2337 | 1567.9762 | 97.571 | 1.4642 | 2406.375 | 99.0352 | 2307.3398 | 739.3636 | TRUE
| 60412176 | DDL011 | DDL | 22KV | 33.4 | 1 | 36243.9558 | 50% | Three phase | 97.13 | 0.00041529 | 0.00046082 | 0.00051154 | 0.00056807 | 0.00063108 | 0.00070133 | 0.00077967 | 0.00086704 | 0.00096451 | 0.0010733 | 0.0010947 | 0.0010947 | 0.0010947 | 0.0010947 | 0.0010947 | 0.0010947 | 0.0010947 | 0.0010947 | 0.0010947 | 0.0010947 | 5.219 | 5.35 | 5.516 | 5.6855 | 5.806 | 5.937 | 6.098 | 6.328 | 6.4715 | 6.4715 | 6.4715 | 6.4715 | 6.4715 | 6.4715 | 6.4715 | 6.4715 | 6.4715 | 6.4715 | 6.4715 | 6.4715 | 2780.2708 | 47.857 | 3.575e-05 | 3244.142 | 1838.2031 | 114.3865 | 2.0123 | 2828.1278 | 116.3988 | 2711.7289 | 873.5259 | TRUE
| 60412179 | DDL011 | DDL | 22KV | 100.45 | 1 | 36243.9558 | 50% | Three phase | 97.13 | 0.0011736 | 0.0013035 | 0.0014483 | 0.00161 | 0.0017903 | 0.0019916 | 0.0022164 | 0.0024673 | 0.0027476 | 0.0030607 | 0.0032922 | 0.0032922 | 0.0032922 | 0.0032922 | 0.0032922 | 0.0032922 | 0.0032922 | 0.0032922 | 0.0032922 | 0.0032922 | 5.219 | 5.35 | 5.516 | 5.6855 | 5.806 | 5.937 | 6.098 | 6.328 | 6.4715 | 6.4715 | 6.4715 | 6.4715 | 6.4715 | 6.4715 | 6.4715 | 6.4715 | 6.4715 | 6.4715 | 6.4715 | 6.4715 | 8154.8791 | 421.6484 | 0.00010752 | 9756.7085 | 5528.3682 | 344.0157 | 18.2014 | 8576.5275 | 362.2171 | 8214.3103 | 2685.9421 | TRUE
| 60412185 | DDL011 | DDL | 22KV | 442.27 | 1 | 36243.9558 | 50% | Three phase | 97.13 | 0.0057077 | 0.0062705 | 0.0068911 | 0.0075754 | 0.0083302 | 0.0091629 | 0.010082 | 0.011095 | 0.012215 | 0.01345 | 0.014495 | 0.014495 | 0.014495 | 0.014495 | 0.014495 | 0.014495 | 0.014495 | 0.014495 | 0.014495 | 0.014495 | 5.219 | 5.35 | 5.516 | 5.6855 | 5.806 | 5.937 | 6.098 | 6.328 | 6.4715 | 6.4715 | 6.4715 | 6.4715 | 6.4715 | 6.4715 | 6.4715 | 6.4715 | 6.4715 | 6.4715 | 6.4715 | 6.4715 | 36551.944 | 8336.5092 | 0.00047339 | 42957.6851 | 24340.7806 | 1514.6623 | 352.8418 | 44888.4532 | 1867.5042 | 43020.949 | 18680.1684 | TRUE
| 60412186 | DDL011 | DDL | 22KV | 246.64 | 1 | 36243.9558 | 50% | Three phase | 97.13 | 0.003183 | 0.0034969 | 0.0038429 | 0.0042246 | 0.0046455 | 0.0051098 | 0.0056222 | 0.0061876 | 0.0068117 | 0.0075006 | 0.0080836 | 0.0080836 | 0.0080836 | 0.0080836 | 0.0080836 | 0.0080836 | 0.0080836 | 0.0080836 | 0.0080836 | 0.0080836 | 5.219 | 5.35 | 5.516 | 5.6855 | 5.806 | 5.937 | 6.098 | 6.328 | 6.4715 | 6.4715 | 6.4715 | 6.4715 | 6.4715 | 6.4715 | 6.4715 | 6.4715 | 6.4715 | 6.4715 | 6.4715 | 6.4715 | 20383.8639 | 2592.6046 | 0.000264 | 23956.1432 | 13574.084 | 844.6793 | 109.7317 | 22976.4685 | 954.411 | 22022.0575 | 8447.9735 | TRUE
| 60412190 | DDL011 | DDL | 22KV | 153.81 | 1 | 36243.9558 | 50% | Three phase | 97.13 | 0.00083823 | 0.00094708 | 0.0010709 | 0.0012119 | 0.0013725 | 0.0015554 | 0.001764 | 0.0020017 | 0.0022729 | 0.0025823 | 0.0029355 | 0.0033388 | 0.0037994 | 0.0043256 | 0.0049269 | 0.0050411 | 0.0050411 | 0.0050411 | 0.0050411 | 0.0050411 | 5.219 | 5.35 | 5.516 | 5.6855 | 5.806 | 5.937 | 6.098 | 6.328 | 6.4715 | 6.4715 | 6.4715 | 6.4715 | 6.4715 | 6.4715 | 6.4715 | 6.4715 | 6.4715 | 6.4715 | 6.4715 | 6.4715 | 8941.7446 | 700.1823 | 0.00016463 | 14939.5653 | 8465.0903 | 526.7602 | 42.6751 | 9641.9269 | 569.4352 | 9072.4917 | 607.4015 | TRUE
| 60412191 | DDL011 | DDL | 22KV | 205.94 | 1 | 36243.9558 | 50% | Three phase | 97.13 | 0.0025794 | 0.0027913 | 0.0030213 | 0.0032709 | 0.003542 | 0.0038364 | 0.004156 | 0.0045032 | 0.0048804 | 0.0052902 | 0.0057354 | 0.0062192 | 0.006745 | 0.0067496 | 0.0067496 | 0.0067496 | 0.0067496 | 0.0067496 | 0.0067496 | 0.0067496 | 5.219 | 5.35 | 5.516 | 5.6855 | 5.806 | 5.937 | 6.098 | 6.328 | 6.4715 | 6.4715 | 6.4715 | 6.4715 | 6.4715 | 6.4715 | 6.4715 | 6.4715 | 6.4715 | 6.4715 | 6.4715 | 6.4715 | 15994.5368 | 1698.1659 | 0.00022043 | 20002.9522 | 11334.118 | 705.2922 | 76.5044 | 17692.7027 | 781.7966 | 16910.9061 | 5576.7881 | TRUE
| 60412196 | DDL011 | DDL | 22KV | 295.11 | 1 | 36243.9558 | 50% | Three phase | 97.13 | 0.0038086 | 0.0041841 | 0.0045982 | 0.0050548 | 0.0055584 | 0.006114 | 0.0067271 | 0.0074036 | 0.0081503 | 0.0089746 | 0.0096722 | 0.0096722 | 0.0096722 | 0.0096722 | 0.0096722 | 0.0096722 | 0.0096722 | 0.0096722 | 0.0096722 | 0.0096722 | 5.219 | 5.35 | 5.516 | 5.6855 | 5.806 | 5.937 | 6.098 | 6.328 | 6.4715 | 6.4715 | 6.4715 | 6.4715 | 6.4715 | 6.4715 | 6.4715 | 6.4715 | 6.4715 | 6.4715 | 6.4715 | 6.4715 | 24389.7262 | 3711.7364 | 0.00031588 | 28664.0343 | 16241.6799 | 1010.6767 | 157.0988 | 28101.4626 | 1167.7756 | 26933.687 | 10692.0071 | TRUE
| 60412207 | DDL011 | DDL | 22KV | 35.76 | 1 | 36243.9558 | 50% | Three phase | 97.13 | 0.00032829 | 0.00036459 | 0.0004051 | 0.0004503 | 0.00050077 | 0.00055713 | 0.00062008 | 0.00069041 | 0.00076899 | 0.00085683 | 0.00095503 | 0.0010648 | 0.001172 | 0.001172 | 0.001172 | 0.001172 | 0.001172 | 0.001172 | 0.001172 | 0.001172 | 5.219 | 5.35 | 5.516 | 5.6855 | 5.806 | 5.937 | 6.098 | 6.328 | 6.4715 | 6.4715 | 6.4715 | 6.4715 | 6.4715 | 6.4715 | 6.4715 | 6.4715 | 6.4715 | 6.4715 | 6.4715 | 6.4715 | 2582.2396 | 47.3393 | 3.8276e-05 | 3473.3688 | 1968.0881 | 122.4689 | 2.3067 | 2629.5788 | 124.7757 | 2504.8032 | 536.7151 | TRUE
| 60412208 | DDL011 | DDL | 22KV | 436.47 | 1 | 36243.9558 | 50% | Three phase | 97.13 | 0.004007 | 0.0044501 | 0.0049444 | 0.0054962 | 0.0061122 | 0.0068001 | 0.0075684 | 0.0084268 | 0.009386 | 0.010458 | 0.011657 | 0.012997 | 0.014305 | 0.014305 | 0.014305 | 0.014305 | 0.014305 | 0.014305 | 0.014305 | 0.014305 | 5.219 | 5.35 | 5.516 | 5.6855 | 5.806 | 5.937 | 6.098 | 6.328 | 6.4715 | 6.4715 | 6.4715 | 6.4715 | 6.4715 | 6.4715 | 6.4715 | 6.4715 | 6.4715 | 6.4715 | 6.4715 | 6.4715 | 31517.6203 | 7052.3745 | 0.00046718 | 42394.3311 | 24021.5717 | 1494.7988 | 343.6481 | 38569.9947 | 1838.4469 | 36731.5479 | 12709.9762 | TRUE
| 60412209 | DDL011 | DDL | 22KV | 190.92 | 1 | 36243.9558 | 50% | Three phase | 97.13 | 0.0017527 | 0.0019465 | 0.0021628 | 0.0024041 | 0.0026736 | 0.0029745 | 0.0033106 | 0.003686 | 0.0041056 | 0.0045746 | 0.0050988 | 0.005685 | 0.0062574 | 0.0062574 | 0.0062574 | 0.0062574 | 0.0062574 | 0.0062574 | 0.0062574 | 0.0062574 | 5.219 | 5.35 | 5.516 | 5.6855 | 5.806 | 5.937 | 6.098 | 6.328 | 6.4715 | 6.4715 | 6.4715 | 6.4715 | 6.4715 | 6.4715 | 6.4715 | 6.4715 | 6.4715 | 6.4715 | 6.4715 | 6.4715 | 13786.3864 | 1349.3649 | 0.00020435 | 18544.0596 | 10507.477 | 653.8525 | 65.7518 | 15135.7513 | 719.6043 | 14416.147 | 3908.67 | TRUE
| 60412210 | DDL011 | DDL | 22KV | 1604.19 | 1 | 36243.9558 | 50% | Three phase | 97.13 | 0.020048 | 0.02167 | 0.023428 | 0.025335 | 0.027403 | 0.029646 | 0.032079 | 0.034718 | 0.037582 | 0.040689 | 0.044061 | 0.047721 | 0.051694 | 0.052577 | 0.052577 | 0.052577 | 0.052577 | 0.052577 | 0.052577 | 0.052577 | 5.219 | 5.35 | 5.516 | 5.6855 | 5.806 | 5.937 | 6.098 | 6.328 | 6.4715 | 6.4715 | 6.4715 | 6.4715 | 6.4715 | 6.4715 | 6.4715 | 6.4715 | 6.4715 | 6.4715 | 6.4715 | 6.4715 | 123822.9793 | 102409.4923 | 0.0017171 | 155814.9747 | 88288.2331 | 5493.943 | 4642.1237 | 226232.4716 | 10136.0668 | 216096.4048 | 127808.1718 | TRUE
| 60412212 | DDL011 | DDL | 22KV | 67.58 | 1 | 36243.9558 | 50% | Three phase | 97.13 | 0.00055052 | 0.00061135 | 0.00067925 | 0.00075504 | 0.00083968 | 0.00093421 | 0.0010398 | 0.0011579 | 0.0012898 | 0.0014373 | 0.0016022 | 0.0017867 | 0.0019931 | 0.0022149 | 0.0022149 | 0.0022149 | 0.0022149 | 0.0022149 | 0.0022149 | 0.0022149 | 5.219 | 5.35 | 5.516 | 5.6855 | 5.806 | 5.937 | 6.098 | 6.328 | 6.4715 | 6.4715 | 6.4715 | 6.4715 | 6.4715 | 6.4715 | 6.4715 | 6.4715 | 6.4715 | 6.4715 | 6.4715 | 6.4715 | 4567.6024 | 157.9939 | 7.2335e-05 | 6564.0454 | 3719.3342 | 231.4443 | 8.2384 | 4725.5962 | 239.6827 | 4485.9135 | 766.5793 | TRUE
| 60412213 | DDL011 | DDL | 22KV | 432.71 | 1 | 36243.9558 | 50% | Three phase | 97.13 | 0.003525 | 0.0039145 | 0.0043492 | 0.0048345 | 0.0053764 | 0.0059817 | 0.0066579 | 0.0074137 | 0.0082584 | 0.0092029 | 0.010259 | 0.01144 | 0.012762 | 0.014182 | 0.014182 | 0.014182 | 0.014182 | 0.014182 | 0.014182 | 0.014182 | 5.219 | 5.35 | 5.516 | 5.6855 | 5.806 | 5.937 | 6.098 | 6.328 | 6.4715 | 6.4715 | 6.4715 | 6.4715 | 6.4715 | 6.4715 | 6.4715 | 6.4715 | 6.4715 | 6.4715 | 6.4715 | 6.4715 | 29246.0376 | 6477.3549 | 0.00046316 | 42029.1223 | 23814.6363 | 1481.9218 | 337.7528 | 35723.3925 | 1819.6746 | 33903.7179 | 10089.0817 | TRUE
| 60412215 | DDL011 | DDL | 22KV | 36.48 | 1 | 36243.9558 | 50% | Three phase | 97.13 | 0.00044848 | 0.0004948 | 0.00054611 | 0.00060295 | 0.00066592 | 0.00073572 | 0.00081308 | 0.00089885 | 0.00099395 | 0.0010994 | 0.0011956 | 0.0011956 | 0.0011956 | 0.0011956 | 0.0011956 | 0.0011956 | 0.0011956 | 0.0011956 | 0.0011956 | 0.0011956 | 5.219 | 5.35 | 5.516 | 5.6855 | 5.806 | 5.937 | 6.098 | 6.328 | 6.4715 | 6.4715 | 6.4715 | 6.4715 | 6.4715 | 6.4715 | 6.4715 | 6.4715 | 6.4715 | 6.4715 | 6.4715 | 6.4715 | 2980.9519 | 56.0265 | 3.9047e-05 | 3543.3024 | 2007.714 | 124.9347 | 2.4006 | 3036.9784 | 127.3353 | 2909.6431 | 901.9291 | TRUE
| 60412216 | DDL011 | DDL | 22KV | 610.79 | 1 | 36243.9558 | 50% | Three phase | 97.13 | 0.007509 | 0.0082846 | 0.0091436 | 0.010095 | 0.01115 | 0.012318 | 0.013614 | 0.01505 | 0.016642 | 0.018408 | 0.020018 | 0.020018 | 0.020018 | 0.020018 | 0.020018 | 0.020018 | 0.020018 | 0.020018 | 0.020018 | 0.020018 | 5.219 | 5.35 | 5.516 | 5.6855 | 5.806 | 5.937 | 6.098 | 6.328 | 6.4715 | 6.4715 | 6.4715 | 6.4715 | 6.4715 | 6.4715 | 6.4715 | 6.4715 | 6.4715 | 6.4715 | 6.4715 | 6.4715 | 49910.5151 | 15706.0825 | 0.00065377 | 59326.0327 | 33615.4507 | 2091.8005 | 672.9595 | 65616.5976 | 2764.76 | 62851.8376 | 29236.3868 | TRUE
| 60412219 | DDL011 | DDL | 22KV | 77.2 | 1 | 36243.9558 | 50% | Single phase | 44.74 | 0.0004163 | 0.0004519 | 0.00049073 | 0.0005331 | 0.00057932 | 0.00062977 | 0.00068484 | 0.00074497 | 0.00081062 | 0.00088232 | 0.00096065 | 0.0010462 | 0.0011397 | 0.0012419 | 0.0013536 | 0.0014758 | 0.0016093 | 0.0017553 | 0.001915 | 0.0020897 | 5.219 | 5.35 | 5.516 | 5.6855 | 5.806 | 5.937 | 6.098 | 6.328 | 6.4715 | 6.4715 | 6.4715 | 6.4715 | 6.4715 | 6.4715 | 6.4715 | 6.4715 | 6.4715 | 6.4715 | 6.4715 | 6.4715 | 3111.6873 | 56.7095 | 8.2632e-05 | 3453.928 | 1957.0725 | 264.3904 | 4.952 | 3168.3969 | 269.3424 | 2899.0545 | 941.982 | TRUE
| 60412223 | DDL011 | DDL | 22KV | 411.62 | 1 | 36243.9558 | 50% | Three phase | 97.13 | 0.0053669 | 0.0059267 | 0.0065472 | 0.0072352 | 0.0079982 | 0.0088445 | 0.0097833 | 0.010825 | 0.011981 | 0.013264 | 0.013491 | 0.013491 | 0.013491 | 0.013491 | 0.013491 | 0.013491 | 0.013491 | 0.013491 | 0.013491 | 0.013491 | 5.219 | 5.35 | 5.516 | 5.6855 | 5.806 | 5.937 | 6.098 | 6.328 | 6.4715 | 6.4715 | 6.4715 | 6.4715 | 6.4715 | 6.4715 | 6.4715 | 6.4715 | 6.4715 | 6.4715 | 6.4715 | 6.4715 | 34597.2608 | 7345.8048 | 0.00044058 | 39980.6506 | 22653.9266 | 1409.6939 | 305.6314 | 41943.0656 | 1715.3253 | 40227.7402 | 17573.8136 | TRUE
| 60412228 | DDL011 | DDL | 22KV | 856.91 | 1 | 36243.9558 | 50% | Single phase | 44.74 | 0.0063305 | 0.0068865 | 0.0074939 | 0.0081575 | 0.0088828 | 0.0096754 | 0.010542 | 0.011489 | 0.012526 | 0.013659 | 0.014898 | 0.016255 | 0.017739 | 0.019363 | 0.021141 | 0.023087 | 0.025218 | 0.027551 | 0.028085 | 0.028085 | 5.219 | 5.35 | 5.516 | 5.6855 | 5.806 | 5.937 | 6.098 | 6.328 | 6.4715 | 6.4715 | 6.4715 | 6.4715 | 6.4715 | 6.4715 | 6.4715 | 6.4715 | 6.4715 | 6.4715 | 6.4715 | 6.4715 | 47534.4108 | 9616.052 | 0.00091721 | 38338.1534 | 21723.2511 | 2934.699 | 610.124 | 57150.4628 | 3544.823 | 53605.6398 | 31882.3887 | TRUE
| 60412231 | DDL011 | DDL | 22KV | 167.88 | 1 | 36243.9558 | 50% | Three phase | 97.13 | 0.0019614 | 0.0021785 | 0.0024206 | 0.0026907 | 0.0029921 | 0.0033286 | 0.0037042 | 0.0041236 | 0.004592 | 0.0051153 | 0.0055022 | 0.0055022 | 0.0055022 | 0.0055022 | 0.0055022 | 0.0055022 | 0.0055022 | 0.0055022 | 0.0055022 | 0.0055022 | 5.219 | 5.35 | 5.516 | 5.6855 | 5.806 | 5.937 | 6.098 | 6.328 | 6.4715 | 6.4715 | 6.4715 | 6.4715 | 6.4715 | 6.4715 | 6.4715 | 6.4715 | 6.4715 | 6.4715 | 6.4715 | 6.4715 | 13629.0802 | 1177.7374 | 0.00017969 | 16306.1844 | 9239.4471 | 574.9463 | 50.8397 | 14806.8176 | 625.786 | 14181.0315 | 4941.5845 | TRUE
| 60412232 | DDL011 | DDL | 22KV | 37.28 | 1 | 36243.9558 | 50% | Three phase | 97.13 | 0.00043555 | 0.00048375 | 0.00053752 | 0.0005975 | 0.00066444 | 0.00073915 | 0.00082256 | 0.00091569 | 0.0010197 | 0.0011359 | 0.0012218 | 0.0012218 | 0.0012218 | 0.0012218 | 0.0012218 | 0.0012218 | 0.0012218 | 0.0012218 | 0.0012218 | 0.0012218 | 5.219 | 5.35 | 5.516 | 5.6855 | 5.806 | 5.937 | 6.098 | 6.328 | 6.4715 | 6.4715 | 6.4715 | 6.4715 | 6.4715 | 6.4715 | 6.4715 | 6.4715 | 6.4715 | 6.4715 | 6.4715 | 6.4715 | 3026.5196 | 58.0768 | 3.9903e-05 | 3621.0064 | 2051.7428 | 127.6745 | 2.507 | 3084.5963 | 130.1815 | 2954.4148 | 902.672 | TRUE
| 60412233 | DDL011 | DDL | 22KV | 641.13 | 1 | 36243.9558 | 50% | Three phase | 97.13 | 0.0074905 | 0.0083195 | 0.0092441 | 0.010276 | 0.011427 | 0.012712 | 0.014146 | 0.015748 | 0.017537 | 0.019535 | 0.021013 | 0.021013 | 0.021013 | 0.021013 | 0.021013 | 0.021013 | 0.021013 | 0.021013 | 0.021013 | 0.021013 | 5.219 | 5.35 | 5.516 | 5.6855 | 5.806 | 5.937 | 6.098 | 6.328 | 6.4715 | 6.4715 | 6.4715 | 6.4715 | 6.4715 | 6.4715 | 6.4715 | 6.4715 | 6.4715 | 6.4715 | 6.4715 | 6.4715 | 52049.1552 | 17176.8191 | 0.00068624 | 62272.9569 | 35285.2436 | 2195.7073 | 741.4763 | 69225.9743 | 2937.1836 | 66288.7906 | 31003.547 | TRUE
| 60412239 | DDL011 | DDL | 22KV | 85.8 | 1 | 36243.9558 | 50% | Three phase | 97.13 | 0.0010824 | 0.0011755 | 0.001277 | 0.0013876 | 0.0015081 | 0.0016395 | 0.0017827 | 0.0019389 | 0.0021092 | 0.0022949 | 0.0024974 | 0.0027183 | 0.0028121 | 0.0028121 | 0.0028121 | 0.0028121 | 0.0028121 | 0.0028121 | 0.0028121 | 0.0028121 | 5.219 | 5.35 | 5.516 | 5.6855 | 5.806 | 5.937 | 6.098 | 6.328 | 6.4715 | 6.4715 | 6.4715 | 6.4715 | 6.4715 | 6.4715 | 6.4715 | 6.4715 | 6.4715 | 6.4715 | 6.4715 | 6.4715 | 6775.4066 | 299.7023 | 9.1838e-05 | 8333.754 | 4722.0905 | 293.8432 | 13.2794 | 7075.1089 | 307.1226 | 6767.9863 | 2045.8957 | TRUE
| 60412245 | DDL011 | DDL | 22KV | 96.96 | 1 | 36243.9558 | 50% | Three phase | 97.13 | 0.0012787 | 0.0014203 | 0.0015782 | 0.0017543 | 0.0019507 | 0.0021699 | 0.0024146 | 0.0026878 | 0.0029927 | 0.0031778 | 0.0031778 | 0.0031778 | 0.0031778 | 0.0031778 | 0.0031778 | 0.0031778 | 0.0031778 | 0.0031778 | 0.0031778 | 0.0031778 | 5.219 | 5.35 | 5.516 | 5.6855 | 5.806 | 5.937 | 6.098 | 6.328 | 6.4715 | 6.4715 | 6.4715 | 6.4715 | 6.4715 | 6.4715 | 6.4715 | 6.4715 | 6.4715 | 6.4715 | 6.4715 | 6.4715 | 8282.7061 | 414.419 | 0.00010378 | 9417.7248 | 5336.2925 | 332.0634 | 16.9586 | 8697.1251 | 349.022 | 8348.1032 | 3011.8106 | TRUE
| 60412248 | DDL012 | DDL | 22KV | 133.42 | 2 | 36243.9558 | 33.33% | Three phase | 97.13 | 0.0017275 | 0.001901 | 0.0020927 | 0.0023044 | 0.0025383 | 0.0027968 | 0.0030825 | 0.0033983 | 0.0037475 | 0.0041337 | 0.0043728 | 0.0043728 | 0.0043728 | 0.0043728 | 0.0043728 | 0.0043728 | 0.0043728 | 0.0043728 | 0.0043728 | 0.0043728 | 2.8993 | 2.9253 | 2.9667 | 3.0067 | 3.044 | 3.075 | 3.0957 | 3.1397 | 3.171 | 3.171 | 3.171 | 3.171 | 3.171 | 3.171 | 3.171 | 3.171 | 3.171 | 3.171 | 3.171 | 3.171 | 5550.6864 | 762.8187 | 0.00014281 | 12959.0846 | 7342.9058 | 231.5882 | 32.1105 | 6313.5051 | 263.6987 | 6049.8064 | -1293.0994 | FALSE
| 60412251 | DDL012 | DDL | 22KV | 40.55 | 2 | 36243.9558 | 33.33% | Three phase | 97.13 | 0.00029332 | 0.00032571 | 0.00036187 | 0.00040224 | 0.00044733 | 0.00049771 | 0.00055401 | 0.00061695 | 0.00068732 | 0.00076601 | 0.00085405 | 0.00095254 | 0.0010628 | 0.0011862 | 0.0013243 | 0.001329 | 0.001329 | 0.001329 | 0.001329 | 0.001329 | 2.8993 | 2.9253 | 2.9667 | 3.0067 | 3.044 | 3.075 | 3.0957 | 3.1397 | 3.171 | 3.171 | 3.171 | 3.171 | 3.171 | 3.171 | 3.171 | 3.171 | 3.171 | 3.171 | 3.171 | 3.171 | 1270.6905 | 52.8776 | 4.3403e-05 | 3938.6215 | 2231.7106 | 70.386 | 2.9661 | 1323.5681 | 73.3521 | 1250.216 | -981.4946 | FALSE
| 60412254 | DDL012 | DDL | 22KV | 487.28 | 2 | 36243.9558 | 33.33% | Three phase | 97.13 | 0.0062494 | 0.0068439 | 0.0074973 | 0.0082155 | 0.009005 | 0.0098732 | 0.010828 | 0.011878 | 0.013033 | 0.014304 | 0.015702 | 0.01597 | 0.01597 | 0.01597 | 0.01597 | 0.01597 | 0.01597 | 0.01597 | 0.01597 | 0.01597 | 2.8993 | 2.9253 | 2.9667 | 3.0067 | 3.044 | 3.075 | 3.0957 | 3.1397 | 3.171 | 3.171 | 3.171 | 3.171 | 3.171 | 3.171 | 3.171 | 3.171 | 3.171 | 3.171 | 3.171 | 3.171 | 19937.115 | 10005.9708 | 0.00052157 | 47329.5064 | 26817.9519 | 845.8126 | 428.314 | 29943.0857 | 1274.1266 | 28668.9591 | 1851.0073 | TRUE
| 60412255 | DDL012 | DDL | 22KV | 28.53 | 2 | 36243.9558 | 33.33% | Three phase | 97.13 | 0.0003659 | 0.00040071 | 0.00043896 | 0.00048101 | 0.00052724 | 0.00057807 | 0.00063397 | 0.00069545 | 0.00076308 | 0.00083749 | 0.00091936 | 0.00093506 | 0.00093506 | 0.00093506 | 0.00093506 | 0.00093506 | 0.00093506 | 0.00093506 | 0.00093506 | 0.00093506 | 2.8993 | 2.9253 | 2.9667 | 3.0067 | 3.044 | 3.075 | 3.0957 | 3.1397 | 3.171 | 3.171 | 3.171 | 3.171 | 3.171 | 3.171 | 3.171 | 3.171 | 3.171 | 3.171 | 3.171 | 3.171 | 1167.3081 | 34.3009 | 3.0538e-05 | 2771.1189 | 1570.1777 | 49.5219 | 1.4683 | 1201.609 | 50.9902 | 1150.6188 | -419.5588 | FALSE
| 60412256 | DDL012 | DDL | 22KV | 535.84 | 2 | 36243.9558 | 33.33% | Three phase | 97.13 | 0.0068722 | 0.007526 | 0.0082445 | 0.0090342 | 0.0099024 | 0.010857 | 0.011907 | 0.013062 | 0.014332 | 0.015729 | 0.017267 | 0.017562 | 0.017562 | 0.017562 | 0.017562 | 0.017562 | 0.017562 | 0.017562 | 0.017562 | 0.017562 | 2.8993 | 2.9253 | 2.9667 | 3.0067 | 3.044 | 3.075 | 3.0957 | 3.1397 | 3.171 | 3.171 | 3.171 | 3.171 | 3.171 | 3.171 | 3.171 | 3.171 | 3.171 | 3.171 | 3.171 | 3.171 | 21923.9527 | 12099.6363 | 0.00057355 | 52046.1392 | 29490.501 | 930.1022 | 517.9351 | 34023.589 | 1448.0374 | 32575.5517 | 3085.0507 | TRUE
| 60412266 | DDL012 | DDL | 22KV | 63.85 | 2 | 36243.9558 | 33.33% | Three phase | 97.13 | 0.00046187 | 0.00051287 | 0.0005698 | 0.00063337 | 0.00070437 | 0.0007837 | 0.00087235 | 0.00097145 | 0.0010822 | 0.0012062 | 0.0013448 | 0.0014999 | 0.0016734 | 0.0018677 | 0.0020852 | 0.0020927 | 0.0020927 | 0.0020927 | 0.0020927 | 0.0020927 | 2.8993 | 2.9253 | 2.9667 | 3.0067 | 3.044 | 3.075 | 3.0957 | 3.1397 | 3.171 | 3.171 | 3.171 | 3.171 | 3.171 | 3.171 | 3.171 | 3.171 | 3.171 | 3.171 | 3.171 | 3.171 | 2000.8283 | 131.1028 | 6.8343e-05 | 6201.7505 | 3514.0499 | 110.8298 | 7.3541 | 2131.9311 | 118.1838 | 2013.7473 | -1500.3026 | FALSE
| 60412270 | DDL012 | DDL | 22KV | 241.9 | 2 | 36243.9558 | 33.33% | Three phase | 97.13 | 0.0030077 | 0.0033375 | 0.0037049 | 0.0041143 | 0.0045706 | 0.0050794 | 0.0056468 | 0.0062796 | 0.0069855 | 0.0077732 | 0.0079282 | 0.0079282 | 0.0079282 | 0.0079282 | 0.0079282 | 0.0079282 | 0.0079282 | 0.0079282 | 0.0079282 | 0.0079282 | 2.8993 | 2.9253 | 2.9667 | 3.0067 | 3.044 | 3.075 | 3.0957 | 3.1397 | 3.171 | 3.171 | 3.171 | 3.171 | 3.171 | 3.171 | 3.171 | 3.171 | 3.171 | 3.171 | 3.171 | 3.171 | 10077.8708 | 2510.2921 | 0.00025892 | 23495.747 | 13313.2133 | 419.886 | 105.5545 | 12588.1629 | 525.4406 | 12062.7223 | -1250.4909 | FALSE
| 60412287 | DDL012 | DDL | 22KV | 219.4 | 2 | 36243.9558 | 33.33% | Three phase | 97.13 | 0.0022715 | 0.0025228 | 0.0028031 | 0.0031159 | 0.0034651 | 0.0038549 | 0.0042902 | 0.0047763 | 0.0053195 | 0.0059263 | 0.0066046 | 0.0071908 | 0.0071908 | 0.0071908 | 0.0071908 | 0.0071908 | 0.0071908 | 0.0071908 | 0.0071908 | 0.0071908 | 2.8993 | 2.9253 | 2.9667 | 3.0067 | 3.044 | 3.075 | 3.0957 | 3.1397 | 3.171 | 3.171 | 3.171 | 3.171 | 3.171 | 3.171 | 3.171 | 3.171 | 3.171 | 3.171 | 3.171 | 3.171 | 8411.7541 | 1897.7199 | 0.00023484 | 21310.322 | 12074.9028 | 380.8309 | 86.8317 | 10309.4739 | 467.6626 | 9841.8113 | -2233.0915 | FALSE
| 60412288 | DDL012 | DDL | 22KV | 43.15 | 2 | 36243.9558 | 33.33% | Three phase | 97.13 | 0.00044674 | 0.00049616 | 0.00055129 | 0.00061282 | 0.00068149 | 0.00075815 | 0.00084376 | 0.00093937 | 0.0010462 | 0.0011655 | 0.0012989 | 0.0014142 | 0.0014142 | 0.0014142 | 0.0014142 | 0.0014142 | 0.0014142 | 0.0014142 | 0.0014142 | 0.0014142 | 2.8993 | 2.9253 | 2.9667 | 3.0067 | 3.044 | 3.075 | 3.0957 | 3.1397 | 3.171 | 3.171 | 3.171 | 3.171 | 3.171 | 3.171 | 3.171 | 3.171 | 3.171 | 3.171 | 3.171 | 3.171 | 1654.3628 | 73.4041 | 4.6186e-05 | 4191.1595 | 2374.8043 | 74.8991 | 3.3587 | 1727.7669 | 78.2577 | 1649.5092 | -725.2951 | FALSE
| 60412295 | DDL012 | DDL | 22KV | 30.13 | 2 | 36243.9558 | 33.33% | Single phase | 44.74 | 0.00024545 | 0.00027257 | 0.00030284 | 0.00033663 | 0.00037436 | 0.00041651 | 0.0004636 | 0.00051622 | 0.00057504 | 0.0006408 | 0.00071434 | 0.0007966 | 0.00088862 | 0.0009875 | 0.0009875 | 0.0009875 | 0.0009875 | 0.0009875 | 0.0009875 | 0.0009875 | 2.8993 | 2.9253 | 2.9667 | 3.0067 | 3.044 | 3.075 | 3.0957 | 3.1397 | 3.171 | 3.171 | 3.171 | 3.171 | 3.171 | 3.171 | 3.171 | 3.171 | 3.171 | 3.171 | 3.171 | 3.171 | 1015.1236 | 14.4659 | 3.225e-05 | 1348.0162 | 763.816 | 52.2992 | 0.7543 | 1029.5895 | 53.0535 | 976.536 | 212.72 | TRUE
| 60412299 | DDL012 | DDL | 22KV | 18.97 | 2 | 36243.9558 | 33.33% | Three phase | 97.13 | 0.00024257 | 0.00026525 | 0.00029013 | 0.00031744 | 0.00034742 | 0.00038032 | 0.00041645 | 0.00045613 | 0.00049971 | 0.00054758 | 0.00060017 | 0.00062174 | 0.00062174 | 0.00062174 | 0.00062174 | 0.00062174 | 0.00062174 | 0.00062174 | 0.00062174 | 0.00062174 | 2.8993 | 2.9253 | 2.9667 | 3.0067 | 3.044 | 3.075 | 3.0957 | 3.1397 | 3.171 | 3.171 | 3.171 | 3.171 | 3.171 | 3.171 | 3.171 | 3.171 | 3.171 | 3.171 | 3.171 | 3.171 | 771.5657 | 15.0748 | 2.0305e-05 | 1842.5561 | 1044.0333 | 32.9278 | 0.64914 | 786.6405 | 33.577 | 753.0636 | -290.9697 | FALSE
| 60412300 | DDL012 | DDL | 22KV | 178.09 | 2 | 36243.9558 | 33.33% | Three phase | 97.13 | 0.0022772 | 0.0024901 | 0.0027237 | 0.0029801 | 0.0032615 | 0.0035705 | 0.0039097 | 0.0042822 | 0.0046913 | 0.0051407 | 0.0056344 | 0.0058369 | 0.0058369 | 0.0058369 | 0.0058369 | 0.0058369 | 0.0058369 | 0.0058369 | 0.0058369 | 0.0058369 | 2.8993 | 2.9253 | 2.9667 | 3.0067 | 3.044 | 3.075 | 3.0957 | 3.1397 | 3.171 | 3.171 | 3.171 | 3.171 | 3.171 | 3.171 | 3.171 | 3.171 | 3.171 | 3.171 | 3.171 | 3.171 | 7243.4442 | 1328.6087 | 0.00019062 | 17297.8817 | 9801.3648 | 309.1257 | 57.2116 | 8572.053 | 366.3373 | 8205.7157 | -1595.6492 | FALSE
| 60412301 | DDL012 | DDL | 22KV | 109.04 | 2 | 36243.9558 | 33.33% | Three phase | 97.13 | 0.0013943 | 0.0015246 | 0.0016677 | 0.0018247 | 0.001997 | 0.0021861 | 0.0023938 | 0.0026219 | 0.0028724 | 0.0031475 | 0.0034498 | 0.0035738 | 0.0035738 | 0.0035738 | 0.0035738 | 0.0035738 | 0.0035738 | 0.0035738 | 0.0035738 | 0.0035738 | 2.8993 | 2.9253 | 2.9667 | 3.0067 | 3.044 | 3.075 | 3.0957 | 3.1397 | 3.171 | 3.171 | 3.171 | 3.171 | 3.171 | 3.171 | 3.171 | 3.171 | 3.171 | 3.171 | 3.171 | 3.171 | 4434.9776 | 498.0692 | 0.00011671 | 10591.0552 | 6001.1276 | 189.2698 | 21.4475 | 4933.0468 | 210.7173 | 4722.3295 | -1278.7981 | FALSE
| 60412303 | DDL012 | DDL | 22KV | 14.8 | 2 | 36243.9558 | 33.33% | Three phase | 97.13 | 0.00017101 | 0.00018574 | 0.00020179 | 0.00021929 | 0.00023836 | 0.00025916 | 0.00028183 | 0.00030656 | 0.00033353 | 0.00036295 | 0.00039505 | 0.00043007 | 0.00046829 | 0.00048507 | 0.00048507 | 0.00048507 | 0.00048507 | 0.00048507 | 0.00048507 | 0.00048507 | 2.8993 | 2.9253 | 2.9667 | 3.0067 | 3.044 | 3.075 | 3.0957 | 3.1397 | 3.171 | 3.171 | 3.171 | 3.171 | 3.171 | 3.171 | 3.171 | 3.171 | 3.171 | 3.171 | 3.171 | 3.171 | 556.4917 | 8.4776 | 1.5841e-05 | 1437.524 | 814.5331 | 25.6896 | 0.39512 | 564.9693 | 26.0847 | 538.8845 | -275.6486 | FALSE
| 60412307 | DDL012 | DDL | 22KV | 30.18 | 2 | 36243.9558 | 33.33% | Three phase | 97.13 | 0.0003526 | 0.00039162 | 0.00043515 | 0.00048371 | 0.0005379 | 0.00059838 | 0.0006659 | 0.0007413 | 0.00082551 | 0.00091958 | 0.00098914 | 0.00098914 | 0.00098914 | 0.00098914 | 0.00098914 | 0.00098914 | 0.00098914 | 0.00098914 | 0.00098914 | 0.00098914 | 2.8993 | 2.9253 | 2.9667 | 3.0067 | 3.044 | 3.075 | 3.0957 | 3.1397 | 3.171 | 3.171 | 3.171 | 3.171 | 3.171 | 3.171 | 3.171 | 3.171 | 3.171 | 3.171 | 3.171 | 3.171 | 1225.377 | 38.0618 | 3.2304e-05 | 2931.3834 | 1660.9871 | 52.3859 | 1.643 | 1263.4388 | 54.029 | 1209.4098 | -451.5773 | FALSE
| 60412308 | DDL012 | DDL | 22KV | 192.9 | 2 | 36243.9558 | 33.33% | Three phase | 97.13 | 0.0022537 | 0.0025031 | 0.0027813 | 0.0030917 | 0.003438 | 0.0038246 | 0.0042562 | 0.0047381 | 0.0052764 | 0.0058776 | 0.0063223 | 0.0063223 | 0.0063223 | 0.0063223 | 0.0063223 | 0.0063223 | 0.0063223 | 0.0063223 | 0.0063223 | 0.0063223 | 2.8993 | 2.9253 | 2.9667 | 3.0067 | 3.044 | 3.075 | 3.0957 | 3.1397 | 3.171 | 3.171 | 3.171 | 3.171 | 3.171 | 3.171 | 3.171 | 3.171 | 3.171 | 3.171 | 3.171 | 3.171 | 7832.1811 | 1554.9449 | 0.00020647 | 18736.377 | 10616.4483 | 334.8326 | 67.1227 | 9387.126 | 401.9554 | 8985.1706 | -1631.2776 | FALSE
| 60412311 | DDL012 | DDL | 22KV | 316.57 | 2 | 36243.9558 | 33.33% | Three phase | 97.13 | 0.0040251 | 0.0043888 | 0.0047868 | 0.0052222 | 0.0056987 | 0.0062203 | 0.0067913 | 0.0074164 | 0.0081009 | 0.0088505 | 0.0096715 | 0.010376 | 0.010376 | 0.010376 | 0.010376 | 0.010376 | 0.010376 | 0.010376 | 0.010376 | 0.010376 | 2.8993 | 2.9253 | 2.9667 | 3.0067 | 3.044 | 3.075 | 3.0957 | 3.1397 | 3.171 | 3.171 | 3.171 | 3.171 | 3.171 | 3.171 | 3.171 | 3.171 | 3.171 | 3.171 | 3.171 | 3.171 | 12732.7397 | 4151.3772 | 0.00033885 | 30748.4441 | 17422.7529 | 549.497 | 180.7776 | 16884.1169 | 730.2746 | 16153.8423 | -1268.9106 | FALSE
| 60412312 | DDL012 | DDL | 22KV | 27.36 | 2 | 36243.9558 | 33.33% | Three phase | 97.13 | 0.00034788 | 0.00037931 | 0.0004137 | 0.00045134 | 0.00049252 | 0.0005376 | 0.00058694 | 0.00064097 | 0.00070013 | 0.00076491 | 0.00083587 | 0.00089672 | 0.00089672 | 0.00089672 | 0.00089672 | 0.00089672 | 0.00089672 | 0.00089672 | 0.00089672 | 0.00089672 | 2.8993 | 2.9253 | 2.9667 | 3.0067 | 3.044 | 3.075 | 3.0957 | 3.1397 | 3.171 | 3.171 | 3.171 | 3.171 | 3.171 | 3.171 | 3.171 | 3.171 | 3.171 | 3.171 | 3.171 | 3.171 | 1100.4446 | 31.0088 | 2.9285e-05 | 2657.4768 | 1505.7855 | 47.491 | 1.3503 | 1131.4534 | 48.8414 | 1082.6121 | -423.1734 | FALSE
| 60412313 | DDL012 | DDL | 22KV | 194.75 | 2 | 36243.9558 | 33.33% | Three phase | 97.13 | 0.0024762 | 0.0027 | 0.0029448 | 0.0032126 | 0.0035058 | 0.0038267 | 0.0041779 | 0.0045625 | 0.0049835 | 0.0054447 | 0.0059498 | 0.0063829 | 0.0063829 | 0.0063829 | 0.0063829 | 0.0063829 | 0.0063829 | 0.0063829 | 0.0063829 | 0.0063829 | 2.8993 | 2.9253 | 2.9667 | 3.0067 | 3.044 | 3.075 | 3.0957 | 3.1397 | 3.171 | 3.171 | 3.171 | 3.171 | 3.171 | 3.171 | 3.171 | 3.171 | 3.171 | 3.171 | 3.171 | 3.171 | 7833.026 | 1571.1137 | 0.00020845 | 18916.0675 | 10718.2649 | 338.0438 | 68.4164 | 9404.1398 | 406.4602 | 8997.6795 | -1720.5854 | FALSE
| 60412317 | DDL012 | DDL | 22KV | 64.18 | 2 | 36243.9558 | 33.33% | Three phase | 97.13 | 0.0005892 | 0.00065435 | 0.00072705 | 0.00080818 | 0.00089876 | 0.00099991 | 0.0011129 | 0.0012391 | 0.0013801 | 0.0015378 | 0.001714 | 0.0019111 | 0.0021035 | 0.0021035 | 0.0021035 | 0.0021035 | 0.0021035 | 0.0021035 | 0.0021035 | 0.0021035 | 2.8993 | 2.9253 | 2.9667 | 3.0067 | 3.044 | 3.075 | 3.0957 | 3.1397 | 3.171 | 3.171 | 3.171 | 3.171 | 3.171 | 3.171 | 3.171 | 3.171 | 3.171 | 3.171 | 3.171 | 3.171 | 2312.3528 | 152.4846 | 6.8696e-05 | 6233.8034 | 3532.2118 | 111.4026 | 7.4303 | 2464.8374 | 118.8329 | 2346.0045 | -1186.2072 | FALSE
| 60412318 | DDL012 | DDL | 22KV | 698.79 | 2 | 36243.9558 | 33.33% | Three phase | 97.13 | 0.0067116 | 0.0073299 | 0.0080079 | 0.0087513 | 0.0095666 | 0.010461 | 0.011442 | 0.012519 | 0.013701 | 0.014998 | 0.016423 | 0.017986 | 0.019704 | 0.02159 | 0.022903 | 0.022903 | 0.022903 | 0.022903 | 0.022903 | 0.022903 | 2.8993 | 2.9253 | 2.9667 | 3.0067 | 3.044 | 3.075 | 3.0957 | 3.1397 | 3.171 | 3.171 | 3.171 | 3.171 | 3.171 | 3.171 | 3.171 | 3.171 | 3.171 | 3.171 | 3.171 | 3.171 | 24036.4909 | 17268.9934 | 0.00074796 | 67873.4727 | 38458.6205 | 1212.9482 | 880.8429 | 41305.4843 | 2093.7911 | 39211.6933 | 753.0728 | TRUE
| 60412319 | DDL012 | DDL | 22KV | 18.14 | 2 | 36243.9558 | 33.33% | Three phase | 97.13 | 0.00017773 | 0.00019607 | 0.0002164 | 0.00023892 | 0.00026388 | 0.00029155 | 0.00032224 | 0.00035627 | 0.00039403 | 0.00043593 | 0.00048242 | 0.00053402 | 0.0005913 | 0.00059453 | 0.00059453 | 0.00059453 | 0.00059453 | 0.00059453 | 0.00059453 | 0.00059453 | 2.8993 | 2.9253 | 2.9667 | 3.0067 | 3.044 | 3.075 | 3.0957 | 3.1397 | 3.171 | 3.171 | 3.171 | 3.171 | 3.171 | 3.171 | 3.171 | 3.171 | 3.171 | 3.171 | 3.171 | 3.171 | 660.4772 | 12.3163 | 1.9416e-05 | 1761.9382 | 998.3534 | 31.4871 | 0.59358 | 672.7934 | 32.0807 | 640.7128 | -357.6407 | FALSE
| 60412320 | DDL012 | DDL | 22KV | 100.21 | 2 | 36243.9558 | 33.33% | Three phase | 97.13 | 0.0011708 | 0.0013003 | 0.0014449 | 0.0016061 | 0.001786 | 0.0019869 | 0.0022111 | 0.0024614 | 0.002741 | 0.0030534 | 0.0032844 | 0.0032844 | 0.0032844 | 0.0032844 | 0.0032844 | 0.0032844 | 0.0032844 | 0.0032844 | 0.0032844 | 0.0032844 | 2.8993 | 2.9253 | 2.9667 | 3.0067 | 3.044 | 3.075 | 3.0957 | 3.1397 | 3.171 | 3.171 | 3.171 | 3.171 | 3.171 | 3.171 | 3.171 | 3.171 | 3.171 | 3.171 | 3.171 | 3.171 | 4068.7552 | 419.6359 | 0.00010726 | 9733.3973 | 5515.1596 | 173.9429 | 18.1145 | 4488.3911 | 192.0574 | 4296.3337 | -1218.8259 | FALSE
| 60412323 | DDL012 | DDL | 22KV | 325.32 | 2 | 36243.9558 | 33.33% | Three phase | 97.13 | 0.0023532 | 0.0026131 | 0.0029032 | 0.003227 | 0.0035888 | 0.003993 | 0.0044447 | 0.0049496 | 0.0055141 | 0.0061455 | 0.0068518 | 0.007642 | 0.0085263 | 0.0095162 | 0.010624 | 0.010662 | 0.010662 | 0.010662 | 0.010662 | 0.010662 | 2.8993 | 2.9253 | 2.9667 | 3.0067 | 3.044 | 3.075 | 3.0957 | 3.1397 | 3.171 | 3.171 | 3.171 | 3.171 | 3.171 | 3.171 | 3.171 | 3.171 | 3.171 | 3.171 | 3.171 | 3.171 | 10194.3533 | 3403.3908 | 0.00034821 | 31598.3316 | 17904.3181 | 564.6851 | 190.9091 | 13597.7441 | 755.5942 | 12842.1499 | -5062.1682 | FALSE
| 60412324 | DDL012 | DDL | 22KV | 300.1 | 2 | 36243.9558 | 33.33% | Three phase | 97.13 | 0.003107 | 0.0034507 | 0.0038341 | 0.004262 | 0.0047396 | 0.0052728 | 0.0058682 | 0.0065332 | 0.0072761 | 0.0081062 | 0.0090339 | 0.0098357 | 0.0098357 | 0.0098357 | 0.0098357 | 0.0098357 | 0.0098357 | 0.0098357 | 0.0098357 | 0.0098357 | 2.8993 | 2.9253 | 2.9667 | 3.0067 | 3.044 | 3.075 | 3.0957 | 3.1397 | 3.171 | 3.171 | 3.171 | 3.171 | 3.171 | 3.171 | 3.171 | 3.171 | 3.171 | 3.171 | 3.171 | 3.171 | 11505.7766 | 3550.5109 | 0.00032122 | 29148.713 | 16516.3096 | 520.9086 | 162.4565 | 15056.2875 | 683.3651 | 14372.9224 | -2143.3873 | FALSE
| 60412325 | DDL012 | DDL | 22KV | 82.82 | 2 | 36243.9558 | 33.33% | Three phase | 97.13 | 0.00085745 | 0.0009523 | 0.0010581 | 0.0011762 | 0.001308 | 0.0014552 | 0.0016195 | 0.001803 | 0.002008 | 0.0022371 | 0.0024931 | 0.0027144 | 0.0027144 | 0.0027144 | 0.0027144 | 0.0027144 | 0.0027144 | 0.0027144 | 0.0027144 | 0.0027144 | 2.8993 | 2.9253 | 2.9667 | 3.0067 | 3.044 | 3.075 | 3.0957 | 3.1397 | 3.171 | 3.171 | 3.171 | 3.171 | 3.171 | 3.171 | 3.171 | 3.171 | 3.171 | 3.171 | 3.171 | 3.171 | 3175.303 | 270.4141 | 8.8648e-05 | 8044.3066 | 4558.0832 | 143.7576 | 12.373 | 3445.7171 | 156.1306 | 3289.5864 | -1268.4967 | FALSE
| 60412328 | DDL012 | DDL | 22KV | 175.86 | 2 | 36243.9558 | 33.33% | Three phase | 97.13 | 0.0012721 | 0.0014126 | 0.0015694 | 0.0017445 | 0.00194 | 0.0021585 | 0.0024027 | 0.0026756 | 0.0029808 | 0.0033221 | 0.0037039 | 0.0041311 | 0.0046091 | 0.0051442 | 0.0057433 | 0.0057638 | 0.0057638 | 0.0057638 | 0.0057638 | 0.0057638 | 2.8993 | 2.9253 | 2.9667 | 3.0067 | 3.044 | 3.075 | 3.0957 | 3.1397 | 3.171 | 3.171 | 3.171 | 3.171 | 3.171 | 3.171 | 3.171 | 3.171 | 3.171 | 3.171 | 3.171 | 3.171 | 5510.8169 | 994.545 | 0.00018823 | 17081.2818 | 9678.6345 | 305.2549 | 55.7878 | 6505.3619 | 361.0427 | 6144.3192 | -3534.3153 | FALSE
| 60412329 | DDL012 | DDL | 22KV | 508.45 | 2 | 36243.9558 | 33.33% | Three phase | 97.13 | 0.0036779 | 0.0040841 | 0.0045374 | 0.0050436 | 0.005609 | 0.0062407 | 0.0069467 | 0.0077358 | 0.0086182 | 0.0096049 | 0.010709 | 0.011944 | 0.013326 | 0.014873 | 0.016605 | 0.016664 | 0.016664 | 0.016664 | 0.016664 | 0.016664 | 2.8993 | 2.9253 | 2.9667 | 3.0067 | 3.044 | 3.075 | 3.0957 | 3.1397 | 3.171 | 3.171 | 3.171 | 3.171 | 3.171 | 3.171 | 3.171 | 3.171 | 3.171 | 3.171 | 3.171 | 3.171 | 15932.9858 | 8313.5554 | 0.00054423 | 49385.7485 | 27983.0644 | 882.5591 | 466.3389 | 24246.5412 | 1348.898 | 22897.6432 | -5085.4212 | FALSE
| 60412330 | DDL012 | DDL | 22KV | 33.36 | 2 | 36243.9558 | 33.33% | Three phase | 97.13 | 0.00032686 | 0.00036059 | 0.00039796 | 0.00043937 | 0.00048528 | 0.00053617 | 0.00059261 | 0.0006552 | 0.00072464 | 0.00080168 | 0.00088718 | 0.00098208 | 0.0010874 | 0.0010934 | 0.0010934 | 0.0010934 | 0.0010934 | 0.0010934 | 0.0010934 | 0.0010934 | 2.8993 | 2.9253 | 2.9667 | 3.0067 | 3.044 | 3.075 | 3.0957 | 3.1397 | 3.171 | 3.171 | 3.171 | 3.171 | 3.171 | 3.171 | 3.171 | 3.171 | 3.171 | 3.171 | 3.171 | 3.171 | 1214.6371 | 41.6541 | 3.5707e-05 | 3240.2568 | 1836.0016 | 57.9057 | 2.0075 | 1256.2912 | 59.9132 | 1196.378 | -639.6237 | FALSE
| 60412331 | DDL012 | DDL | 22KV | 82.55 | 2 | 36243.9558 | 33.33% | Three phase | 97.13 | 0.00080881 | 0.00089228 | 0.00098476 | 0.0010872 | 0.0012008 | 0.0013268 | 0.0014664 | 0.0016213 | 0.0017931 | 0.0019838 | 0.0021953 | 0.0024302 | 0.0026909 | 0.0027056 | 0.0027056 | 0.0027056 | 0.0027056 | 0.0027056 | 0.0027056 | 0.0027056 | 2.8993 | 2.9253 | 2.9667 | 3.0067 | 3.044 | 3.075 | 3.0957 | 3.1397 | 3.171 | 3.171 | 3.171 | 3.171 | 3.171 | 3.171 | 3.171 | 3.171 | 3.171 | 3.171 | 3.171 | 3.171 | 3005.6444 | 255.0584 | 8.8359e-05 | 8018.0815 | 4543.2235 | 143.2889 | 12.2925 | 3260.7028 | 155.5814 | 3105.1214 | -1438.1021 | FALSE
| 60412336 | DDL012 | DDL | 22KV | 22.66 | 2 | 36243.9558 | 33.33% | Single phase | 44.74 | 0.00029545 | 0.00032627 | 0.00036043 | 0.0003983 | 0.00044031 | 0.00048689 | 0.00053858 | 0.00059592 | 0.00065957 | 0.00073021 | 0.00074268 | 0.00074268 | 0.00074268 | 0.00074268 | 0.00074268 | 0.00074268 | 0.00074268 | 0.00074268 | 0.00074268 | 0.00074268 | 2.8993 | 2.9253 | 2.9667 | 3.0067 | 3.044 | 3.075 | 3.0957 | 3.1397 | 3.171 | 3.171 | 3.171 | 3.171 | 3.171 | 3.171 | 3.171 | 3.171 | 3.171 | 3.171 | 3.171 | 3.171 | 953.724 | 10.2544 | 2.4255e-05 | 1013.8084 | 574.4464 | 39.3329 | 0.42665 | 963.9783 | 39.7595 | 924.2188 | 349.7724 | TRUE
| 60412337 | DDL012 | DDL | 22KV | 415.93 | 2 | 36243.9558 | 33.33% | Single phase | 44.74 | 0.0054231 | 0.0059887 | 0.0066158 | 0.007311 | 0.0080819 | 0.0089371 | 0.0098857 | 0.010938 | 0.012107 | 0.013403 | 0.013632 | 0.013632 | 0.013632 | 0.013632 | 0.013632 | 0.013632 | 0.013632 | 0.013632 | 0.013632 | 0.013632 | 2.8993 | 2.9253 | 2.9667 | 3.0067 | 3.044 | 3.075 | 3.0957 | 3.1397 | 3.171 | 3.171 | 3.171 | 3.171 | 3.171 | 3.171 | 3.171 | 3.171 | 3.171 | 3.171 | 3.171 | 3.171 | 17505.8434 | 3454.8526 | 0.0004452 | 18608.7082 | 10544.1083 | 721.9644 | 143.7435 | 20960.6961 | 865.7079 | 20094.9882 | 9550.8799 | TRUE
| 60412338 | DDL012 | DDL | 22KV | 129.54 | 2 | 36243.9558 | 33.33% | Single phase | 44.74 | 0.001689 | 0.0018652 | 0.0020605 | 0.002277 | 0.0025171 | 0.0027834 | 0.0030789 | 0.0034067 | 0.0037705 | 0.0041744 | 0.0042456 | 0.0042456 | 0.0042456 | 0.0042456 | 0.0042456 | 0.0042456 | 0.0042456 | 0.0042456 | 0.0042456 | 0.0042456 | 2.8993 | 2.9253 | 2.9667 | 3.0067 | 3.044 | 3.075 | 3.0957 | 3.1397 | 3.171 | 3.171 | 3.171 | 3.171 | 3.171 | 3.171 | 3.171 | 3.171 | 3.171 | 3.171 | 3.171 | 3.171 | 5452.1361 | 335.1173 | 0.00013866 | 5795.6196 | 3283.9271 | 224.8534 | 13.943 | 5787.2534 | 238.7964 | 5548.457 | 2264.5299 | TRUE
| 60412339 | DDL012 | DDL | 22KV | 188.09 | 2 | 36243.9558 | 33.33% | Single phase | 44.74 | 0.0024524 | 0.0027082 | 0.0029917 | 0.0033061 | 0.0036548 | 0.0040415 | 0.0044705 | 0.0049465 | 0.0054747 | 0.0060611 | 0.0061646 | 0.0061646 | 0.0061646 | 0.0061646 | 0.0061646 | 0.0061646 | 0.0061646 | 0.0061646 | 0.0061646 | 0.0061646 | 2.8993 | 2.9253 | 2.9667 | 3.0067 | 3.044 | 3.075 | 3.0957 | 3.1397 | 3.171 | 3.171 | 3.171 | 3.171 | 3.171 | 3.171 | 3.171 | 3.171 | 3.171 | 3.171 | 3.171 | 3.171 | 7916.414 | 706.5135 | 0.00020133 | 8415.1466 | 4768.2094 | 326.4835 | 29.3954 | 8622.9275 | 355.8789 | 8267.0486 | 3498.8392 | TRUE
| 60412344 | DDL012 | DDL | 22KV | 37.38 | 2 | 36243.9558 | 33.33% | Three phase | 97.13 | 0.00049713 | 0.00055451 | 0.00061878 | 0.00069079 | 0.00077148 | 0.00086193 | 0.00096332 | 0.001077 | 0.0012045 | 0.0012251 | 0.0012251 | 0.0012251 | 0.0012251 | 0.0012251 | 0.0012251 | 0.0012251 | 0.0012251 | 0.0012251 | 0.0012251 | 0.0012251 | 2.8993 | 2.9253 | 2.9667 | 3.0067 | 3.044 | 3.075 | 3.0957 | 3.1397 | 3.171 | 3.171 | 3.171 | 3.171 | 3.171 | 3.171 | 3.171 | 3.171 | 3.171 | 3.171 | 3.171 | 3.171 | 1617.9331 | 62.317 | 4.001e-05 | 3630.7194 | 2057.2464 | 64.8836 | 2.5205 | 1680.2501 | 67.4041 | 1612.846 | -444.4004 | FALSE
| 60412350 | DDL012 | DDL | 22KV | 42.26 | 2 | 36243.9558 | 33.33% | Three phase | 97.13 | 0.00054199 | 0.00059355 | 0.00065022 | 0.0007125 | 0.00078097 | 0.00085626 | 0.00093906 | 0.0010301 | 0.0011303 | 0.0012405 | 0.0013618 | 0.0013851 | 0.0013851 | 0.0013851 | 0.0013851 | 0.0013851 | 0.0013851 | 0.0013851 | 0.0013851 | 0.0013851 | 2.8993 | 2.9253 | 2.9667 | 3.0067 | 3.044 | 3.075 | 3.0957 | 3.1397 | 3.171 | 3.171 | 3.171 | 3.171 | 3.171 | 3.171 | 3.171 | 3.171 | 3.171 | 3.171 | 3.171 | 3.171 | 1729.0726 | 75.2595 | 4.5234e-05 | 4104.7138 | 2325.8222 | 73.3542 | 3.2215 | 1804.332 | 76.5758 | 1727.7563 | -598.066 | FALSE
| 60412351 | DDL012 | DDL | 22KV | 152.82 | 2 | 36243.9558 | 33.33% | Three phase | 97.13 | 0.0019599 | 0.0021464 | 0.0023513 | 0.0025765 | 0.0028241 | 0.0030964 | 0.0033958 | 0.0037251 | 0.0040874 | 0.004486 | 0.0049245 | 0.0050086 | 0.0050086 | 0.0050086 | 0.0050086 | 0.0050086 | 0.0050086 | 0.0050086 | 0.0050086 | 0.0050086 | 2.8993 | 2.9253 | 2.9667 | 3.0067 | 3.044 | 3.075 | 3.0957 | 3.1397 | 3.171 | 3.171 | 3.171 | 3.171 | 3.171 | 3.171 | 3.171 | 3.171 | 3.171 | 3.171 | 3.171 | 3.171 | 6252.6472 | 984.1526 | 0.00016357 | 14843.4066 | 8410.6046 | 265.2624 | 42.1275 | 7236.7998 | 307.3899 | 6929.4099 | -1481.1947 | FALSE
| 60412352 | DDL012 | DDL | 22KV | 249.21 | 2 | 36243.9558 | 33.33% | Three phase | 97.13 | 0.0030213 | 0.0032162 | 0.0034242 | 0.0036461 | 0.003883 | 0.0041358 | 0.0044057 | 0.0046939 | 0.0050015 | 0.00533 | 0.0056808 | 0.0060554 | 0.0064554 | 0.0068826 | 0.007339 | 0.0078265 | 0.0081678 | 0.0081678 | 0.0081678 | 0.0081678 | 2.8993 | 2.9253 | 2.9667 | 3.0067 | 3.044 | 3.075 | 3.0957 | 3.1397 | 3.171 | 3.171 | 3.171 | 3.171 | 3.171 | 3.171 | 3.171 | 3.171 | 3.171 | 3.171 | 3.171 | 3.171 | 8719.4676 | 2239.0914 | 0.00026675 | 24205.7673 | 13715.5266 | 432.5746 | 112.0304 | 10958.5589 | 544.605 | 10413.9539 | -3301.5727 | FALSE
| 60412353 | DDL012 | DDL | 22KV | 241.29 | 2 | 36243.9558 | 33.33% | Three phase | 97.13 | 0.0029253 | 0.003114 | 0.0033153 | 0.0035302 | 0.0037596 | 0.0040044 | 0.0042657 | 0.0045447 | 0.0048426 | 0.0051606 | 0.0055002 | 0.0058629 | 0.0062502 | 0.0066639 | 0.0071058 | 0.0075777 | 0.0079082 | 0.0079082 | 0.0079082 | 0.0079082 | 2.8993 | 2.9253 | 2.9667 | 3.0067 | 3.044 | 3.075 | 3.0957 | 3.1397 | 3.171 | 3.171 | 3.171 | 3.171 | 3.171 | 3.171 | 3.171 | 3.171 | 3.171 | 3.171 | 3.171 | 3.171 | 8442.3592 | 2099.0343 | 0.00025827 | 23436.4977 | 13279.6413 | 418.8272 | 105.0228 | 10541.3935 | 523.85 | 10017.5434 | -3262.0979 | FALSE
| 60412357 | DDL012 | DDL | 22KV | 107.57 | 2 | 36243.9558 | 33.33% | Three phase | 97.13 | 0.00058121 | 0.00063924 | 0.00070343 | 0.00077443 | 0.000853 | 0.00093997 | 0.0010362 | 0.0011429 | 0.001261 | 0.0013918 | 0.0015368 | 0.0016975 | 0.0018756 | 0.0020732 | 0.0022923 | 0.0025353 | 0.0028049 | 0.0031041 | 0.0034361 | 0.0035256 | 2.8993 | 2.9253 | 2.9667 | 3.0067 | 3.044 | 3.075 | 3.0957 | 3.1397 | 3.171 | 3.171 | 3.171 | 3.171 | 3.171 | 3.171 | 3.171 | 3.171 | 3.171 | 3.171 | 3.171 | 3.171 | 2522.5409 | 278.3791 | 0.00011514 | 10448.2741 | 5920.2247 | 186.7182 | 20.8731 | 2800.92 | 207.5914 | 2593.3286 | -3326.8961 | FALSE
| 60412375 | DDL012 | DDL | 22KV | 27.92 | 2 | 36243.9558 | 33.33% | Single phase | 44.74 | 0.00026736 | 0.00029484 | 0.00032527 | 0.00035898 | 0.00039634 | 0.00043774 | 0.00048364 | 0.00053453 | 0.00059096 | 0.00065355 | 0.00072298 | 0.00080002 | 0.00088552 | 0.00091507 | 0.00091507 | 0.00091507 | 0.00091507 | 0.00091507 | 0.00091507 | 0.00091507 | 2.8993 | 2.9253 | 2.9667 | 3.0067 | 3.044 | 3.075 | 3.0957 | 3.1397 | 3.171 | 3.171 | 3.171 | 3.171 | 3.171 | 3.171 | 3.171 | 3.171 | 3.171 | 3.171 | 3.171 | 3.171 | 1001.4806 | 13.2383 | 2.9885e-05 | 1249.1408 | 707.791 | 48.4631 | 0.64771 | 1014.7189 | 49.1108 | 965.6082 | 257.8172 | TRUE
| 60412376 | DDL012 | DDL | 22KV | 43.86 | 2 | 36243.9558 | 33.33% | Single phase | 44.74 | 0.00042 | 0.00046316 | 0.00051097 | 0.00056394 | 0.00062262 | 0.00068766 | 0.00075976 | 0.0008397 | 0.00092834 | 0.0010267 | 0.0011357 | 0.0012568 | 0.0013911 | 0.0014375 | 0.0014375 | 0.0014375 | 0.0014375 | 0.0014375 | 0.0014375 | 0.0014375 | 2.8993 | 2.9253 | 2.9667 | 3.0067 | 3.044 | 3.075 | 3.0957 | 3.1397 | 3.171 | 3.171 | 3.171 | 3.171 | 3.171 | 3.171 | 3.171 | 3.171 | 3.171 | 3.171 | 3.171 | 3.171 | 1573.2428 | 32.6693 | 4.6946e-05 | 1962.2964 | 1111.8808 | 76.1315 | 1.5984 | 1605.9121 | 77.7299 | 1528.1822 | 416.3014 | TRUE
| 60412380 | DDL012 | DDL | 22KV | 1178.51 | 2 | 36243.9558 | 33.33% | Single phase | 44.74 | 0.0089506 | 0.0096896 | 0.010493 | 0.011366 | 0.012315 | 0.013347 | 0.014469 | 0.01569 | 0.017018 | 0.018462 | 0.020034 | 0.021745 | 0.023607 | 0.025634 | 0.02784 | 0.030243 | 0.032859 | 0.035709 | 0.038625 | 0.038625 | 2.8993 | 2.9253 | 2.9667 | 3.0067 | 3.044 | 3.075 | 3.0957 | 3.1397 | 3.171 | 3.171 | 3.171 | 3.171 | 3.171 | 3.171 | 3.171 | 3.171 | 3.171 | 3.171 | 3.171 | 3.171 | 31989.439 | 17849.0053 | 0.0012614 | 52726.5374 | 29876.0298 | 2045.6382 | 1154.0224 | 49838.4442 | 3199.6606 | 46638.7836 | 16762.7539 | TRUE
| 60412384 | DDL012 | DDL | 22KV | 50.69 | 2 | 36243.9558 | 33.33% | Single phase | 44.74 | 0.0006349 | 0.00068705 | 0.00074366 | 0.00080511 | 0.00087183 | 0.00094428 | 0.001023 | 0.0011084 | 0.0012013 | 0.0013021 | 0.0014117 | 0.0015308 | 0.0016602 | 0.0016614 | 0.0016614 | 0.0016614 | 0.0016614 | 0.0016614 | 0.0016614 | 0.0016614 | 2.8993 | 2.9253 | 2.9667 | 3.0067 | 3.044 | 3.075 | 3.0957 | 3.1397 | 3.171 | 3.171 | 3.171 | 3.171 | 3.171 | 3.171 | 3.171 | 3.171 | 3.171 | 3.171 | 3.171 | 3.171 | 1970.7056 | 47.3899 | 5.4257e-05 | 2267.8706 | 1285.026 | 87.9869 | 2.135 | 2018.0955 | 90.1218 | 1927.9737 | 642.9477 | TRUE
| 60412394 | DDL012 | DDL | 22KV | 156.54 | 2 | 36243.9558 | 33.33% | Three phase | 97.13 | 0.0012752 | 0.0014161 | 0.0015734 | 0.0017489 | 0.001945 | 0.002164 | 0.0024086 | 0.002682 | 0.0029876 | 0.0033293 | 0.0037114 | 0.0041387 | 0.0046168 | 0.0051306 | 0.0051306 | 0.0051306 | 0.0051306 | 0.0051306 | 0.0051306 | 0.0051306 | 2.8993 | 2.9253 | 2.9667 | 3.0067 | 3.044 | 3.075 | 3.0957 | 3.1397 | 3.171 | 3.171 | 3.171 | 3.171 | 3.171 | 3.171 | 3.171 | 3.171 | 3.171 | 3.171 | 3.171 | 3.171 | 5274.0607 | 847.724 | 0.00016756 | 15204.7302 | 8615.3386 | 271.7195 | 44.2034 | 6121.7847 | 315.923 | 5805.8618 | -2809.4768 | FALSE
| 60412405 | DDL013 | DDL | 22KV | 1010.12 | 2 | 36243.9558 | 33.33% | Three phase | 97.13 | 0.013494 | 0.015085 | 0.016872 | 0.018879 | 0.021132 | 0.023664 | 0.02651 | 0.029708 | 0.033106 | 0.033106 | 0.033106 | 0.033106 | 0.033106 | 0.033106 | 0.033106 | 0.033106 | 0.033106 | 0.033106 | 0.033106 | 0.033106 | 3.7003 | 3.804 | 3.9357 | 4.0647 | 4.139 | 4.2287 | 4.35 | 4.5247 | 4.6567 | 4.6567 | 4.6567 | 4.6567 | 4.6567 | 4.6567 | 4.6567 | 4.6567 | 4.6567 | 4.6567 | 4.6567 | 4.6567 | 62966.8618 | 45776.8147 | 0.0010812 | 98112.9556 | 55592.9846 | 2478.5573 | 1840.5645 | 108743.6766 | 4319.1218 | 104424.5547 | 48831.5701 | TRUE
| 60412408 | DDL013 | DDL | 22KV | 25.65 | 2 | 36243.9558 | 33.33% | Three phase | 97.13 | 0.00015462 | 0.00017041 | 0.0001879 | 0.00020729 | 0.00022878 | 0.00025261 | 0.00027904 | 0.00030837 | 0.00034091 | 0.00037703 | 0.00041713 | 0.00046166 | 0.00051112 | 0.00056606 | 0.0006271 | 0.00069494 | 0.00077033 | 0.00084067 | 0.00084067 | 0.00084067 | 3.7003 | 3.804 | 3.9357 | 4.0647 | 4.139 | 4.2287 | 4.35 | 4.5247 | 4.6567 | 4.6567 | 4.6567 | 4.6567 | 4.6567 | 4.6567 | 4.6567 | 4.6567 | 4.6567 | 4.6567 | 4.6567 | 4.6567 | 968.6956 | 17.6775 | 2.7455e-05 | 2491.3845 | 1411.6739 | 62.9381 | 1.1868 | 986.3731 | 64.1249 | 922.2482 | -489.4257 | FALSE
| 60412409 | DDL013 | DDL | 22KV | 212.54 | 2 | 36243.9558 | 33.33% | Three phase | 97.13 | 0.0012812 | 0.001412 | 0.001557 | 0.0017176 | 0.0018957 | 0.0020932 | 0.0023122 | 0.0025552 | 0.0028248 | 0.0031241 | 0.0034564 | 0.0038254 | 0.0042352 | 0.0046904 | 0.0051963 | 0.0057583 | 0.0063831 | 0.0069659 | 0.0069659 | 0.0069659 | 3.7003 | 3.804 | 3.9357 | 4.0647 | 4.139 | 4.2287 | 4.35 | 4.5247 | 4.6567 | 4.6567 | 4.6567 | 4.6567 | 4.6567 | 4.6567 | 4.6567 | 4.6567 | 4.6567 | 4.6567 | 4.6567 | 4.6567 | 8026.7664 | 1213.7468 | 0.0002275 | 20644.0102 | 11697.3557 | 521.5148 | 81.4866 | 9240.5132 | 603.0015 | 8637.5117 | -3059.844 | FALSE
| 60412410 | DDL013 | DDL | 22KV | 23.35 | 2 | 36243.9558 | 33.33% | Three phase | 97.13 | 0.00031192 | 0.00034871 | 0.00039002 | 0.0004364 | 0.00048849 | 0.00054703 | 0.0006128 | 0.00068673 | 0.00076529 | 0.00076529 | 0.00076529 | 0.00076529 | 0.00076529 | 0.00076529 | 0.00076529 | 0.00076529 | 0.00076529 | 0.00076529 | 0.00076529 | 0.00076529 | 3.7003 | 3.804 | 3.9357 | 4.0647 | 4.139 | 4.2287 | 4.35 | 4.5247 | 4.6567 | 4.6567 | 4.6567 | 4.6567 | 4.6567 | 4.6567 | 4.6567 | 4.6567 | 4.6567 | 4.6567 | 4.6567 | 4.6567 | 1455.5461 | 24.461 | 2.4993e-05 | 2267.9855 | 1285.0911 | 57.2945 | 0.98351 | 1480.0071 | 58.278 | 1421.729 | 136.638 | TRUE
| 60412416 | DDL013 | DDL | 22KV | 142.97 | 2 | 36243.9558 | 33.33% | Three phase | 97.13 | 0.00083684 | 0.00091837 | 0.0010083 | 0.0011075 | 0.0012171 | 0.001338 | 0.0014715 | 0.0016189 | 0.0017818 | 0.0019618 | 0.0021607 | 0.0023806 | 0.0026237 | 0.0028925 | 0.0031898 | 0.0035187 | 0.0038826 | 0.0042852 | 0.0046858 | 0.0046858 | 3.7003 | 3.804 | 3.9357 | 4.0647 | 4.139 | 4.2287 | 4.35 | 4.5247 | 4.6567 | 4.6567 | 4.6567 | 4.6567 | 4.6567 | 4.6567 | 4.6567 | 4.6567 | 4.6567 | 4.6567 | 4.6567 | 4.6567 | 5072.5254 | 516.2861 | 0.00015303 | 13886.6761 | 7868.4998 | 350.8092 | 36.8719 | 5588.8115 | 387.681 | 5201.1305 | -2667.3693 | FALSE
| 60412418 | DDL013 | DDL | 22KV | 873.96 | 2 | 36243.9558 | 33.33% | Single phase | 44.74 | 0.0095312 | 0.010371 | 0.011287 | 0.012288 | 0.013381 | 0.014576 | 0.015881 | 0.017306 | 0.018865 | 0.020568 | 0.02243 | 0.024465 | 0.026691 | 0.028644 | 0.028644 | 0.028644 | 0.028644 | 0.028644 | 0.028644 | 0.028644 | 3.7003 | 3.804 | 3.9357 | 4.0647 | 4.139 | 4.2287 | 4.35 | 4.5247 | 4.6567 | 4.6567 | 4.6567 | 4.6567 | 4.6567 | 4.6567 | 4.6567 | 4.6567 | 4.6567 | 4.6567 | 4.6567 | 4.6567 | 45917.1015 | 13249.3005 | 0.00093546 | 39100.9704 | 22155.4802 | 2144.458 | 634.6449 | 59166.402 | 2779.103 | 56387.299 | 34231.8188 | TRUE
| 60412419 | DDL013 | DDL | 22KV | 60.38 | 2 | 36243.9558 | 33.33% | Three phase | 97.13 | 0.00073309 | 0.00078094 | 0.00083205 | 0.00088663 | 0.00094494 | 0.0010072 | 0.0010738 | 0.0011448 | 0.0012208 | 0.0013019 | 0.0013887 | 0.0014814 | 0.0015804 | 0.0016863 | 0.0017995 | 0.0019205 | 0.0019789 | 0.0019789 | 0.0019789 | 0.0019789 | 3.7003 | 3.804 | 3.9357 | 4.0647 | 4.139 | 4.2287 | 4.35 | 4.5247 | 4.6567 | 4.6567 | 4.6567 | 4.6567 | 4.6567 | 4.6567 | 4.6567 | 4.6567 | 4.6567 | 4.6567 | 4.6567 | 4.6567 | 3043.9061 | 132.2046 | 6.4629e-05 | 5864.7094 | 3323.0749 | 148.156 | 6.5764 | 3176.1107 | 154.7324 | 3021.3783 | -301.6966 | FALSE
| 60412425 | DDL013 | DDL | 22KV | 138.66 | 2 | 36243.9558 | 33.33% | Three phase | 97.13 | 0.0013017 | 0.0014211 | 0.001552 | 0.0016956 | 0.0018529 | 0.0020255 | 0.0022147 | 0.0024223 | 0.0026501 | 0.0029001 | 0.0031744 | 0.0034756 | 0.0038062 | 0.0041692 | 0.0045445 | 0.0045445 | 0.0045445 | 0.0045445 | 0.0045445 | 0.0045445 | 3.7003 | 3.804 | 3.9357 | 4.0647 | 4.139 | 4.2287 | 4.35 | 4.5247 | 4.6567 | 4.6567 | 4.6567 | 4.6567 | 4.6567 | 4.6567 | 4.6567 | 4.6567 | 4.6567 | 4.6567 | 4.6567 | 4.6567 | 6747.404 | 669.0948 | 0.00014842 | 13468.0458 | 7631.2945 | 340.2336 | 34.6823 | 7416.4988 | 374.9159 | 7041.5829 | -589.7116 | FALSE
| 60412436 | DDL013 | DDL | 22KV | 230.12 | 2 | 36243.9558 | 33.33% | Single phase | 44.74 | 0.0024851 | 0.002746 | 0.0030354 | 0.0033566 | 0.0037132 | 0.0041091 | 0.0045488 | 0.0050371 | 0.0055797 | 0.0061825 | 0.0068525 | 0.0075421 | 0.0075421 | 0.0075421 | 0.0075421 | 0.0075421 | 0.0075421 | 0.0075421 | 0.0075421 | 0.0075421 | 3.7003 | 3.804 | 3.9357 | 4.0647 | 4.139 | 4.2287 | 4.35 | 4.5247 | 4.6567 | 4.6567 | 4.6567 | 4.6567 | 4.6567 | 4.6567 | 4.6567 | 4.6567 | 4.6567 | 4.6567 | 4.6567 | 4.6567 | 12742.444 | 967.4199 | 0.00024631 | 10295.5688 | 5833.6985 | 564.6513 | 44.0004 | 13709.8638 | 608.6517 | 13101.2121 | 7267.5137 | TRUE
| 60412439 | DDL013 | DDL | 22KV | 49.41 | 2 | 36243.9558 | 33.33% | Three phase | 97.13 | 0.00045871 | 0.000498 | 0.0005408 | 0.00058745 | 0.00063829 | 0.00069372 | 0.00075416 | 0.00082006 | 0.00089194 | 0.00097034 | 0.0010559 | 0.0011492 | 0.001251 | 0.0013622 | 0.0014835 | 0.0016159 | 0.0016194 | 0.0016194 | 0.0016194 | 0.0016194 | 3.7003 | 3.804 | 3.9357 | 4.0647 | 4.139 | 4.2287 | 4.35 | 4.5247 | 4.6567 | 4.6567 | 4.6567 | 4.6567 | 4.6567 | 4.6567 | 4.6567 | 4.6567 | 4.6567 | 4.6567 | 4.6567 | 4.6567 | 2310.3293 | 81.6757 | 5.2887e-05 | 4799.1933 | 2719.3298 | 121.2386 | 4.4039 | 2392.005 | 125.6425 | 2266.3625 | -452.9672 | FALSE
| 60412450 | DDL013 | DDL | 22KV | 53.14 | 2 | 36243.9558 | 33.33% | Single phase | 44.74 | 0.00064713 | 0.00069042 | 0.00073672 | 0.00078625 | 0.00083924 | 0.00089594 | 0.0009566 | 0.0010215 | 0.001091 | 0.0011653 | 0.0012449 | 0.0013301 | 0.0014213 | 0.0015189 | 0.0016235 | 0.0017354 | 0.0017417 | 0.0017417 | 0.0017417 | 0.0017417 | 3.7003 | 3.804 | 3.9357 | 4.0647 | 4.139 | 4.2287 | 4.35 | 4.5247 | 4.6567 | 4.6567 | 4.6567 | 4.6567 | 4.6567 | 4.6567 | 4.6567 | 4.6567 | 4.6567 | 4.6567 | 4.6567 | 4.6567 | 2712.0612 | 47.7412 | 5.6879e-05 | 2377.4836 | 1347.1351 | 130.391 | 2.3463 | 2759.8023 | 132.7373 | 2627.065 | 1279.9299 | TRUE
| 60412451 | DDL013 | DDL | 22KV | 135.07 | 2 | 36243.9558 | 33.33% | Single phase | 44.74 | 0.0016449 | 0.0017549 | 0.0018726 | 0.0019985 | 0.0021332 | 0.0022773 | 0.0024315 | 0.0025965 | 0.002773 | 0.002962 | 0.0031643 | 0.0033808 | 0.0036127 | 0.0038608 | 0.0041265 | 0.004411 | 0.0044269 | 0.0044269 | 0.0044269 | 0.0044269 | 3.7003 | 3.804 | 3.9357 | 4.0647 | 4.139 | 4.2287 | 4.35 | 4.5247 | 4.6567 | 4.6567 | 4.6567 | 4.6567 | 4.6567 | 4.6567 | 4.6567 | 4.6567 | 4.6567 | 4.6567 | 4.6567 | 4.6567 | 6893.4532 | 308.4379 | 0.00014457 | 6043.0318 | 3424.1163 | 331.4247 | 15.1588 | 7201.8911 | 346.5835 | 6855.3075 | 3431.1912 | TRUE
| 60412462 | DDL013 | DDL | 22KV | 865.53 | 2 | 36243.9558 | 33.33% | Three phase | 97.13 | 0.008285 | 0.0088987 | 0.0095601 | 0.010273 | 0.011041 | 0.011869 | 0.012761 | 0.013723 | 0.01476 | 0.015879 | 0.017085 | 0.018386 | 0.01979 | 0.021304 | 0.022937 | 0.0247 | 0.026601 | 0.028368 | 0.028368 | 0.028368 | 3.7003 | 3.804 | 3.9357 | 4.0647 | 4.139 | 4.2287 | 4.35 | 4.5247 | 4.6567 | 4.6567 | 4.6567 | 4.6567 | 4.6567 | 4.6567 | 4.6567 | 4.6567 | 4.6567 | 4.6567 | 4.6567 | 4.6567 | 38390.9743 | 23821.3961 | 0.00092643 | 84068.9289 | 47635.3265 | 2123.7731 | 1351.3547 | 62212.3704 | 3475.1278 | 58737.2426 | 11101.9161 | TRUE
| 60412463 | DDL013 | DDL | 22KV | 29.41 | 2 | 36243.9558 | 33.33% | Three phase | 97.13 | 0.00028152 | 0.00030237 | 0.00032484 | 0.00034906 | 0.00037515 | 0.00040328 | 0.0004336 | 0.00046629 | 0.00050154 | 0.00053955 | 0.00058054 | 0.00062475 | 0.00067244 | 0.00072389 | 0.00077939 | 0.00083928 | 0.0009039 | 0.00096391 | 0.00096391 | 0.00096391 | 3.7003 | 3.804 | 3.9357 | 4.0647 | 4.139 | 4.2287 | 4.35 | 4.5247 | 4.6567 | 4.6567 | 4.6567 | 4.6567 | 4.6567 | 4.6567 | 4.6567 | 4.6567 | 4.6567 | 4.6567 | 4.6567 | 4.6567 | 1304.4938 | 27.5038 | 3.1479e-05 | 2856.5933 | 1618.6094 | 72.1641 | 1.5603 | 1331.9977 | 73.7243 | 1258.2733 | -360.336 | FALSE
| 60412464 | DDL013 | DDL | 22KV | 28.89 | 2 | 36243.9558 | 33.33% | Three phase | 97.13 | 0.00015489 | 0.00017066 | 0.00018813 | 0.0002075 | 0.00022898 | 0.00025279 | 0.00027921 | 0.00030852 | 0.00034105 | 0.00037716 | 0.00041726 | 0.00046179 | 0.00051126 | 0.00056622 | 0.0006273 | 0.00069519 | 0.00077066 | 0.00085458 | 0.00094686 | 0.00094686 | 3.7003 | 3.804 | 3.9357 | 4.0647 | 4.139 | 4.2287 | 4.35 | 4.5247 | 4.6567 | 4.6567 | 4.6567 | 4.6567 | 4.6567 | 4.6567 | 4.6567 | 4.6567 | 4.6567 | 4.6567 | 4.6567 | 4.6567 | 989.0206 | 20.3167 | 3.0923e-05 | 2806.0857 | 1589.9906 | 70.8881 | 1.5056 | 1009.3372 | 72.3937 | 936.9435 | -653.0471 | FALSE
| 60412469 | DDL013 | DDL | 22KV | 32.49 | 2 | 36243.9558 | 33.33% | Three phase | 97.13 | 0.0004023 | 0.00043791 | 0.00047681 | 0.0005193 | 0.00056572 | 0.00061645 | 0.00067188 | 0.00073246 | 0.00079868 | 0.00087108 | 0.00095023 | 0.0010368 | 0.0010649 | 0.0010649 | 0.0010649 | 0.0010649 | 0.0010649 | 0.0010649 | 0.0010649 | 0.0010649 | 3.7003 | 3.804 | 3.9357 | 4.0647 | 4.139 | 4.2287 | 4.35 | 4.5247 | 4.6567 | 4.6567 | 4.6567 | 4.6567 | 4.6567 | 4.6567 | 4.6567 | 4.6567 | 4.6567 | 4.6567 | 4.6567 | 4.6567 | 1836.9693 | 42.8673 | 3.4776e-05 | 3155.7537 | 1788.1203 | 79.7215 | 1.9042 | 1879.8366 | 81.6257 | 1798.2109 | 10.0906 | TRUE
| 60412470 | DDL013 | DDL | 22KV | 64.84 | 2 | 36243.9558 | 33.33% | Three phase | 97.13 | 0.00080286 | 0.00087394 | 0.00095157 | 0.0010364 | 0.001129 | 0.0012302 | 0.0013409 | 0.0014618 | 0.0015939 | 0.0017384 | 0.0018964 | 0.0020691 | 0.0021251 | 0.0021251 | 0.0021251 | 0.0021251 | 0.0021251 | 0.0021251 | 0.0021251 | 0.0021251 | 3.7003 | 3.804 | 3.9357 | 4.0647 | 4.139 | 4.2287 | 4.35 | 4.5247 | 4.6567 | 4.6567 | 4.6567 | 4.6567 | 4.6567 | 4.6567 | 4.6567 | 4.6567 | 4.6567 | 4.6567 | 4.6567 | 4.6567 | 3666.023 | 170.7312 | 6.9403e-05 | 6297.9092 | 3568.5355 | 159.0996 | 7.5839 | 3836.7542 | 166.6834 | 3670.0708 | 101.5352 | TRUE
| 60412472 | DDL013 | DDL | 22KV | 11.01 | 2 | 36243.9558 | 33.33% | Three phase | 97.13 | 0.00013408 | 0.00014305 | 0.00015264 | 0.0001629 | 0.00017388 | 0.00018563 | 0.0001982 | 0.00021165 | 0.00022604 | 0.00024144 | 0.00025793 | 0.00027558 | 0.00029448 | 0.00031471 | 0.00033637 | 0.00035956 | 0.00036085 | 0.00036085 | 0.00036085 | 0.00036085 | 3.7003 | 3.804 | 3.9357 | 4.0647 | 4.139 | 4.2287 | 4.35 | 4.5247 | 4.6567 | 4.6567 | 4.6567 | 4.6567 | 4.6567 | 4.6567 | 4.6567 | 4.6567 | 4.6567 | 4.6567 | 4.6567 | 4.6567 | 561.908 | 4.4492 | 1.1785e-05 | 1069.4013 | 605.9466 | 27.0155 | 0.21867 | 566.3572 | 27.2342 | 539.1231 | -66.8235 | FALSE
| 60412473 | DDL013 | DDL | 22KV | 242.18 | 2 | 36243.9558 | 33.33% | Three phase | 97.13 | 0.0029492 | 0.0031465 | 0.0033575 | 0.0035833 | 0.0038248 | 0.0040831 | 0.0043596 | 0.0046554 | 0.0049721 | 0.0053109 | 0.0056736 | 0.0060618 | 0.0064775 | 0.0069224 | 0.0073988 | 0.0079089 | 0.0079374 | 0.0079374 | 0.0079374 | 0.0079374 | 3.7003 | 3.804 | 3.9357 | 4.0647 | 4.139 | 4.2287 | 4.35 | 4.5247 | 4.6567 | 4.6567 | 4.6567 | 4.6567 | 4.6567 | 4.6567 | 4.6567 | 4.6567 | 4.6567 | 4.6567 | 4.6567 | 4.6567 | 12359.9355 | 2152.7018 | 0.00025922 | 23522.9434 | 13328.6233 | 594.2433 | 105.799 | 14512.6374 | 700.0423 | 13812.5951 | 483.9717 | TRUE
| 60412474 | DDL013 | DDL | 22KV | 44.78 | 2 | 36243.9558 | 33.33% | Three phase | 97.13 | 0.00054532 | 0.0005818 | 0.00062082 | 0.00066256 | 0.00070721 | 0.00075499 | 0.00080611 | 0.00086081 | 0.00091935 | 0.00098201 | 0.0010491 | 0.0011209 | 0.0011977 | 0.00128 | 0.0013681 | 0.0014624 | 0.0014677 | 0.0014677 | 0.0014677 | 0.0014677 | 3.7003 | 3.804 | 3.9357 | 4.0647 | 4.139 | 4.2287 | 4.35 | 4.5247 | 4.6567 | 4.6567 | 4.6567 | 4.6567 | 4.6567 | 4.6567 | 4.6567 | 4.6567 | 4.6567 | 4.6567 | 4.6567 | 4.6567 | 2285.3989 | 73.5996 | 4.7931e-05 | 4349.4814 | 2464.513 | 109.8778 | 3.6172 | 2358.9985 | 113.495 | 2245.5035 | -219.0095 | FALSE
| 60412476 | DDL013 | DDL | 22KV | 39.24 | 2 | 36243.9558 | 33.33% | Single phase | 44.74 | 0.00049503 | 0.00053762 | 0.00058404 | 0.00063462 | 0.00068974 | 0.00074982 | 0.00081532 | 0.00088673 | 0.00096461 | 0.0010495 | 0.0011422 | 0.0012432 | 0.0012861 | 0.0012861 | 0.0012861 | 0.0012861 | 0.0012861 | 0.0012861 | 0.0012861 | 0.0012861 | 3.7003 | 3.804 | 3.9357 | 4.0647 | 4.139 | 4.2287 | 4.35 | 4.5247 | 4.6567 | 4.6567 | 4.6567 | 4.6567 | 4.6567 | 4.6567 | 4.6567 | 4.6567 | 4.6567 | 4.6567 | 4.6567 | 4.6567 | 2223.283 | 28.8746 | 4.2001e-05 | 1755.5976 | 994.7607 | 96.2842 | 1.2794 | 2252.1576 | 97.5636 | 2154.594 | 1159.8333 | TRUE
| 60412477 | DDL013 | DDL | 22KV | 493.67 | 2 | 36243.9558 | 33.33% | Single phase | 44.74 | 0.0062278 | 0.0067637 | 0.0073477 | 0.007984 | 0.0086774 | 0.0094333 | 0.010257 | 0.011156 | 0.012136 | 0.013204 | 0.014369 | 0.01564 | 0.01618 | 0.01618 | 0.01618 | 0.01618 | 0.01618 | 0.01618 | 0.01618 | 0.01618 | 3.7003 | 3.804 | 3.9357 | 4.0647 | 4.139 | 4.2287 | 4.35 | 4.5247 | 4.6567 | 4.6567 | 4.6567 | 4.6567 | 4.6567 | 4.6567 | 4.6567 | 4.6567 | 4.6567 | 4.6567 | 4.6567 | 4.6567 | 27970.6448 | 4570.1613 | 0.00052841 | 22086.7958 | 12514.8701 | 1211.3307 | 202.4982 | 32540.8061 | 1413.8289 | 31126.9771 | 18612.107 | TRUE
| 60412486 | DDL013 | DDL | 22KV | 236.04 | 2 | 36243.9558 | 33.33% | Three phase | 97.13 | 0.0016011 | 0.001765 | 0.0019466 | 0.0021478 | 0.0023709 | 0.0026182 | 0.0028925 | 0.0031968 | 0.0035344 | 0.0039091 | 0.0043251 | 0.0047869 | 0.0052997 | 0.0058692 | 0.0065019 | 0.0072049 | 0.0077362 | 0.0077362 | 0.0077362 | 0.0077362 | 3.7003 | 3.804 | 3.9357 | 4.0647 | 4.139 | 4.2287 | 4.35 | 4.5247 | 4.6567 | 4.6567 | 4.6567 | 4.6567 | 4.6567 | 4.6567 | 4.6567 | 4.6567 | 4.6567 | 4.6567 | 4.6567 | 4.6567 | 9755.6724 | 1639.6666 | 0.00025265 | 22926.5652 | 12990.7022 | 579.1774 | 100.5024 | 11395.339 | 679.6798 | 10715.6592 | -2275.043 | FALSE
| 60412488 | DDL013 | DDL | 22KV | 313.95 | 2 | 36243.9558 | 33.33% | Three phase | 97.13 | 0.0038232 | 0.004079 | 0.0043525 | 0.0046452 | 0.0049582 | 0.0052932 | 0.0056516 | 0.0060351 | 0.0064455 | 0.0068848 | 0.007355 | 0.0078583 | 0.0083971 | 0.0089739 | 0.0095915 | 0.010253 | 0.01029 | 0.01029 | 0.01029 | 0.01029 | 3.7003 | 3.804 | 3.9357 | 4.0647 | 4.139 | 4.2287 | 4.35 | 4.5247 | 4.6567 | 4.6567 | 4.6567 | 4.6567 | 4.6567 | 4.6567 | 4.6567 | 4.6567 | 4.6567 | 4.6567 | 4.6567 | 4.6567 | 16022.8002 | 3617.6647 | 0.00033604 | 30493.9635 | 17278.5585 | 770.3472 | 177.7977 | 19640.4649 | 948.1448 | 18692.32 | 1413.7615 | TRUE
| 60412490 | DDL013 | DDL | 22KV | 105.65 | 2 | 36243.9558 | 33.33% | Three phase | 97.13 | 0.0013402 | 0.0014768 | 0.0016279 | 0.0017951 | 0.0019801 | 0.0021848 | 0.0024114 | 0.0026623 | 0.00294 | 0.0032477 | 0.0034627 | 0.0034627 | 0.0034627 | 0.0034627 | 0.0034627 | 0.0034627 | 0.0034627 | 0.0034627 | 0.0034627 | 0.0034627 | 3.7003 | 3.804 | 3.9357 | 4.0647 | 4.139 | 4.2287 | 4.35 | 4.5247 | 4.6567 | 4.6567 | 4.6567 | 4.6567 | 4.6567 | 4.6567 | 4.6567 | 4.6567 | 4.6567 | 4.6567 | 4.6567 | 4.6567 | 6261.5421 | 475.3347 | 0.00011308 | 10261.7845 | 5814.5555 | 259.2361 | 20.1347 | 6736.8768 | 279.3708 | 6457.506 | 642.9505 | TRUE
| 60412491 | DDL013 | DDL | 22KV | 2393.83 | 2 | 36243.9558 | 33.33% | Single phase | 44.74 | 0.016019 | 0.017688 | 0.019541 | 0.021598 | 0.023883 | 0.026421 | 0.029241 | 0.032376 | 0.03586 | 0.039734 | 0.044042 | 0.048834 | 0.054166 | 0.0601 | 0.066703 | 0.074055 | 0.078457 | 0.078457 | 0.078457 | 0.078457 | 3.7003 | 3.804 | 3.9357 | 4.0647 | 4.139 | 4.2287 | 4.35 | 4.5247 | 4.6567 | 4.6567 | 4.6567 | 4.6567 | 4.6567 | 4.6567 | 4.6567 | 4.6567 | 4.6567 | 4.6567 | 4.6567 | 4.6567 | 99125.8921 | 77802.7742 | 0.0025623 | 107099.9542 | 60685.2181 | 5873.802 | 4761.396 | 176928.6663 | 10635.198 | 166293.4683 | 105608.2502 | TRUE
| 60412496 | DDL013 | DDL | 22KV | 27.59 | 2 | 36243.9558 | 33.33% | Three phase | 97.13 | 0.0002571 | 0.00027661 | 0.00029766 | 0.00032038 | 0.00034491 | 0.0003714 | 0.00040001 | 0.0004309 | 0.00046427 | 0.00050033 | 0.00053928 | 0.00058136 | 0.00062684 | 0.000676 | 0.00072912 | 0.00078655 | 0.00084863 | 0.00090426 | 0.00090426 | 0.00090426 | 3.7003 | 3.804 | 3.9357 | 4.0647 | 4.139 | 4.2287 | 4.35 | 4.5247 | 4.6567 | 4.6567 | 4.6567 | 4.6567 | 4.6567 | 4.6567 | 4.6567 | 4.6567 | 4.6567 | 4.6567 | 4.6567 | 4.6567 | 1212.9606 | 23.9794 | 2.9531e-05 | 2679.8167 | 1518.4438 | 67.6983 | 1.3731 | 1236.94 | 69.0714 | 1167.8686 | -350.5752 | FALSE
| 60412497 | DDL013 | DDL | 22KV | 111.92 | 2 | 36243.9558 | 33.33% | Three phase | 97.13 | 0.0013956 | 0.0015069 | 0.0016273 | 0.0017578 | 0.0018992 | 0.0020523 | 0.0022182 | 0.002398 | 0.0025928 | 0.002804 | 0.0030329 | 0.0032811 | 0.0035501 | 0.0036682 | 0.0036682 | 0.0036682 | 0.0036682 | 0.0036682 | 0.0036682 | 0.0036682 | 3.7003 | 3.804 | 3.9357 | 4.0647 | 4.139 | 4.2287 | 4.35 | 4.5247 | 4.6567 | 4.6567 | 4.6567 | 4.6567 | 4.6567 | 4.6567 | 4.6567 | 4.6567 | 4.6567 | 4.6567 | 4.6567 | 4.6567 | 6161.4213 | 495.5237 | 0.0001198 | 10870.7896 | 6159.6314 | 274.621 | 22.5954 | 6656.945 | 297.2164 | 6359.7286 | 200.0973 | TRUE
| 60412498 | DDL013 | DDL | 22KV | 332.71 | 2 | 36243.9558 | 33.33% | Three phase | 97.13 | 0.0041488 | 0.0044795 | 0.0048377 | 0.0052256 | 0.0056458 | 0.006101 | 0.0065942 | 0.0071287 | 0.0077079 | 0.0083356 | 0.0090161 | 0.0097538 | 0.010554 | 0.010904 | 0.010904 | 0.010904 | 0.010904 | 0.010904 | 0.010904 | 0.010904 | 3.7003 | 3.804 | 3.9357 | 4.0647 | 4.139 | 4.2287 | 4.35 | 4.5247 | 4.6567 | 4.6567 | 4.6567 | 4.6567 | 4.6567 | 4.6567 | 4.6567 | 4.6567 | 4.6567 | 4.6567 | 4.6567 | 4.6567 | 18316.3553 | 4379.0586 | 0.00035612 | 32316.1223 | 18311.0342 | 816.3791 | 199.681 | 22695.4139 | 1016.0601 | 21679.3538 | 3368.3196 | TRUE
| 60412499 | DDL013 | DDL | 22KV | 19.55 | 2 | 36243.9558 | 33.33% | Three phase | 97.13 | 0.00024378 | 0.00026322 | 0.00028426 | 0.00030705 | 0.00033175 | 0.00035849 | 0.00038747 | 0.00041888 | 0.00045291 | 0.0004898 | 0.00052978 | 0.00057313 | 0.00062012 | 0.00064075 | 0.00064075 | 0.00064075 | 0.00064075 | 0.00064075 | 0.00064075 | 0.00064075 | 3.7003 | 3.804 | 3.9357 | 4.0647 | 4.139 | 4.2287 | 4.35 | 4.5247 | 4.6567 | 4.6567 | 4.6567 | 4.6567 | 4.6567 | 4.6567 | 4.6567 | 4.6567 | 4.6567 | 4.6567 | 4.6567 | 4.6567 | 1076.2669 | 15.1197 | 2.0926e-05 | 1898.8915 | 1075.9542 | 47.9703 | 0.68944 | 1091.3865 | 48.6598 | 1042.7268 | -33.2274 | FALSE
| 60412533 | DDL013 | DDL | 22KV | 67.15 | 2 | 36243.9558 | 33.33% | Three phase | 97.13 | 0.00064273 | 0.00071009 | 0.00078484 | 0.0008678 | 0.0009599 | 0.0010622 | 0.0011758 | 0.001302 | 0.0014422 | 0.001598 | 0.0017712 | 0.0019638 | 0.0021779 | 0.0022008 | 0.0022008 | 0.0022008 | 0.0022008 | 0.0022008 | 0.0022008 | 0.0022008 | 3.7003 | 3.804 | 3.9357 | 4.0647 | 4.139 | 4.2287 | 4.35 | 4.5247 | 4.6567 | 4.6567 | 4.6567 | 4.6567 | 4.6567 | 4.6567 | 4.6567 | 4.6567 | 4.6567 | 4.6567 | 4.6567 | 4.6567 | 3489.2343 | 167.4838 | 7.1875e-05 | 6522.2795 | 3695.6687 | 164.7677 | 8.1339 | 3656.7181 | 172.9015 | 3483.8166 | -211.8522 | FALSE
| 60412540 | DDL013 | DDL | 22KV | 391.79 | 2 | 36243.9558 | 33.33% | Three phase | 97.13 | 0.0022933 | 0.0025167 | 0.0027631 | 0.0030351 | 0.0033352 | 0.0036666 | 0.0040324 | 0.0044365 | 0.0048829 | 0.0053761 | 0.0059212 | 0.0065238 | 0.0071899 | 0.0079266 | 0.0087413 | 0.0096425 | 0.01064 | 0.011743 | 0.012841 | 0.012841 | 3.7003 | 3.804 | 3.9357 | 4.0647 | 4.139 | 4.2287 | 4.35 | 4.5247 | 4.6567 | 4.6567 | 4.6567 | 4.6567 | 4.6567 | 4.6567 | 4.6567 | 4.6567 | 4.6567 | 4.6567 | 4.6567 | 4.6567 | 13900.5717 | 3877.1028 | 0.00041936 | 38054.5627 | 21562.5623 | 961.3452 | 276.8929 | 17777.6745 | 1238.238 | 16539.4364 | -5023.1259 | FALSE
| 60412542 | DDL013 | DDL | 22KV | 22.08 | 2 | 36243.9558 | 33.33% | Three phase | 97.13 | 0.00027533 | 0.00029728 | 0.00032105 | 0.00034679 | 0.00037468 | 0.00040489 | 0.00043762 | 0.00047309 | 0.00051153 | 0.00055319 | 0.00059834 | 0.0006473 | 0.00070038 | 0.00072367 | 0.00072367 | 0.00072367 | 0.00072367 | 0.00072367 | 0.00072367 | 0.00072367 | 3.7003 | 3.804 | 3.9357 | 4.0647 | 4.139 | 4.2287 | 4.35 | 4.5247 | 4.6567 | 4.6567 | 4.6567 | 4.6567 | 4.6567 | 4.6567 | 4.6567 | 4.6567 | 4.6567 | 4.6567 | 4.6567 | 4.6567 | 1215.5484 | 19.2862 | 2.3634e-05 | 2144.6304 | 1215.1953 | 54.1783 | 0.87943 | 1234.8347 | 55.0577 | 1179.777 | -35.4183 | FALSE
| 60412543 | DDL013 | DDL | 22KV | 73.42 | 2 | 36243.9558 | 33.33% | Three phase | 97.13 | 0.00091553 | 0.00098851 | 0.0010675 | 0.0011531 | 0.0012459 | 0.0013463 | 0.0014552 | 0.0015731 | 0.0017009 | 0.0018394 | 0.0019896 | 0.0021524 | 0.0023289 | 0.0024063 | 0.0024063 | 0.0024063 | 0.0024063 | 0.0024063 | 0.0024063 | 0.0024063 | 3.7003 | 3.804 | 3.9357 | 4.0647 | 4.139 | 4.2287 | 4.35 | 4.5247 | 4.6567 | 4.6567 | 4.6567 | 4.6567 | 4.6567 | 4.6567 | 4.6567 | 4.6567 | 4.6567 | 4.6567 | 4.6567 | 4.6567 | 4041.9188 | 213.2445 | 7.8586e-05 | 7131.2846 | 4040.7446 | 180.1525 | 9.7238 | 4255.1633 | 189.8763 | 4065.287 | 24.5424 | TRUE
| 60412548 | DDL013 | DDL | 22KV | 412.75 | 2 | 36243.9558 | 33.33% | Single phase | 44.74 | 0.0045673 | 0.0050061 | 0.005489 | 0.0060204 | 0.0066052 | 0.0072491 | 0.0079579 | 0.0087386 | 0.0095984 | 0.010546 | 0.011589 | 0.012739 | 0.013528 | 0.013528 | 0.013528 | 0.013528 | 0.013528 | 0.013528 | 0.013528 | 0.013528 | 3.7003 | 3.804 | 3.9357 | 4.0647 | 4.139 | 4.2287 | 4.35 | 4.5247 | 4.6567 | 4.6567 | 4.6567 | 4.6567 | 4.6567 | 4.6567 | 4.6567 | 4.6567 | 4.6567 | 4.6567 | 4.6567 | 4.6567 | 22510.9151 | 3067.3305 | 0.00044179 | 18466.435 | 10463.4931 | 1012.7753 | 141.5539 | 25578.2456 | 1154.3292 | 24423.9165 | 13960.4233 | TRUE
| 60412554 | DDL013 | DDL | 22KV | 247.97 | 2 | 36243.9558 | 33.33% | Three phase | 97.13 | 0.0021506 | 0.0023268 | 0.0025182 | 0.002726 | 0.0029517 | 0.003197 | 0.0034635 | 0.003753 | 0.0040677 | 0.0044098 | 0.0047817 | 0.005186 | 0.0056257 | 0.0061039 | 0.0066239 | 0.0071896 | 0.007805 | 0.0081272 | 0.0081272 | 0.0081272 | 3.7003 | 3.804 | 3.9357 | 4.0647 | 4.139 | 4.2287 | 4.35 | 4.5247 | 4.6567 | 4.6567 | 4.6567 | 4.6567 | 4.6567 | 4.6567 | 4.6567 | 4.6567 | 4.6567 | 4.6567 | 4.6567 | 4.6567 | 10752.7754 | 1907.6424 | 0.00026542 | 24085.3261 | 13647.2819 | 608.4503 | 110.9183 | 12660.4178 | 719.3687 | 11941.0491 | -1706.2328 | FALSE
| 60412555 | DDL013 | DDL | 22KV | 399.8 | 2 | 36243.9558 | 33.33% | Single phase | 44.74 | 0.0043601 | 0.0047441 | 0.0051634 | 0.0056213 | 0.0061214 | 0.0066678 | 0.0072647 | 0.0079169 | 0.0086298 | 0.0094089 | 0.010261 | 0.011192 | 0.01221 | 0.013103 | 0.013103 | 0.013103 | 0.013103 | 0.013103 | 0.013103 | 0.013103 | 3.7003 | 3.804 | 3.9357 | 4.0647 | 4.139 | 4.2287 | 4.35 | 4.5247 | 4.6567 | 4.6567 | 4.6567 | 4.6567 | 4.6567 | 4.6567 | 4.6567 | 4.6567 | 4.6567 | 4.6567 | 4.6567 | 4.6567 | 21005.1458 | 2772.6523 | 0.00042793 | 17887.052 | 10135.2018 | 980.9995 | 132.8108 | 23777.7981 | 1113.8103 | 22663.9878 | 12528.786 | TRUE
| 60412559 | DDL013 | DDL | 22KV | 512.65 | 2 | 36243.9558 | 33.33% | Three phase | 97.13 | 0.0049072 | 0.0052707 | 0.0056624 | 0.0060845 | 0.0065394 | 0.0070297 | 0.0075582 | 0.0081281 | 0.0087425 | 0.009405 | 0.01012 | 0.01089 | 0.011721 | 0.012618 | 0.013586 | 0.01463 | 0.015756 | 0.016802 | 0.016802 | 0.016802 | 3.7003 | 3.804 | 3.9357 | 4.0647 | 4.139 | 4.2287 | 4.35 | 4.5247 | 4.6567 | 4.6567 | 4.6567 | 4.6567 | 4.6567 | 4.6567 | 4.6567 | 4.6567 | 4.6567 | 4.6567 | 4.6567 | 4.6567 | 22738.8224 | 8356.8938 | 0.00054872 | 49793.6945 | 28214.2157 | 1257.9024 | 474.075 | 31095.7162 | 1731.9774 | 29363.7388 | 1149.5231 | TRUE
| 60412560 | DDL013 | DDL | 22KV | 635.22 | 2 | 36243.9558 | 33.33% | Three phase | 97.13 | 0.0060804 | 0.0065309 | 0.0070162 | 0.0075392 | 0.0081029 | 0.0087104 | 0.0093653 | 0.010071 | 0.010833 | 0.011654 | 0.012539 | 0.013494 | 0.014524 | 0.015635 | 0.016834 | 0.018127 | 0.019523 | 0.020819 | 0.020819 | 0.020819 | 3.7003 | 3.804 | 3.9357 | 4.0647 | 4.139 | 4.2287 | 4.35 | 4.5247 | 4.6567 | 4.6567 | 4.6567 | 4.6567 | 4.6567 | 4.6567 | 4.6567 | 4.6567 | 4.6567 | 4.6567 | 4.6567 | 4.6567 | 28175.4702 | 12830.7277 | 0.00067992 | 61698.9186 | 34959.9807 | 1558.6556 | 727.8693 | 41006.1978 | 2286.5249 | 38719.6729 | 3759.6922 | TRUE
| 60412562 | DDL013 | DDL | 22KV | 282.82 | 2 | 36243.9558 | 33.33% | Three phase | 97.13 | 0.0014723 | 0.0016152 | 0.0017729 | 0.0019468 | 0.0021387 | 0.0023507 | 0.0025847 | 0.0028431 | 0.0031286 | 0.0034441 | 0.0037928 | 0.0041782 | 0.0046044 | 0.0050756 | 0.0055969 | 0.0061736 | 0.0068117 | 0.0075178 | 0.0082994 | 0.0091647 | 3.7003 | 3.804 | 3.9357 | 4.0647 | 4.139 | 4.2287 | 4.35 | 4.5247 | 4.6567 | 4.6567 | 4.6567 | 4.6567 | 4.6567 | 4.6567 | 4.6567 | 4.6567 | 4.6567 | 4.6567 | 4.6567 | 4.6567 | 8992.7553 | 1810.1528 | 0.00030272 | 27470.3066 | 15565.2872 | 693.9627 | 144.2864 | 10802.9081 | 838.2491 | 9964.6591 | -5600.6282 | FALSE
| 60412563 | DDL013 | DDL | 22KV | 1250.27 | 2 | 36243.9558 | 33.33% | Three phase | 97.13 | 0.0065087 | 0.0071404 | 0.0078373 | 0.0086062 | 0.0094548 | 0.010392 | 0.011426 | 0.012569 | 0.013831 | 0.015225 | 0.016767 | 0.018471 | 0.020355 | 0.022438 | 0.024742 | 0.027292 | 0.030113 | 0.033234 | 0.03669 | 0.040515 | 3.7003 | 3.804 | 3.9357 | 4.0647 | 4.139 | 4.2287 | 4.35 | 4.5247 | 4.6567 | 4.6567 | 4.6567 | 4.6567 | 4.6567 | 4.6567 | 4.6567 | 4.6567 | 4.6567 | 4.6567 | 4.6567 | 4.6567 | 39754.516 | 35375.5025 | 0.0013382 | 121438.7251 | 68809.8849 | 3067.8195 | 2819.7638 | 75130.0184 | 5887.5833 | 69242.4352 | 432.5503 | TRUE
| 60412568 | DDL013 | DDL | 22KV | 22.59 | 2 | 36243.9558 | 33.33% | Three phase | 97.13 | 0.0001176 | 0.00012901 | 0.0001416 | 0.0001555 | 0.00017083 | 0.00018776 | 0.00020645 | 0.00022709 | 0.0002499 | 0.00027509 | 0.00030294 | 0.00033373 | 0.00036777 | 0.00040541 | 0.00044705 | 0.00049311 | 0.00054408 | 0.00060048 | 0.00066291 | 0.00073202 | 3.7003 | 3.804 | 3.9357 | 4.0647 | 4.139 | 4.2287 | 4.35 | 4.5247 | 4.6567 | 4.6567 | 4.6567 | 4.6567 | 4.6567 | 4.6567 | 4.6567 | 4.6567 | 4.6567 | 4.6567 | 4.6567 | 4.6567 | 718.2885 | 11.5485 | 2.418e-05 | 2194.1667 | 1243.2637 | 55.4297 | 0.92053 | 729.837 | 56.3502 | 673.4868 | -569.7769 | FALSE
| 60412569 | DDL013 | DDL | 22KV | 152.35 | 2 | 36243.9558 | 33.33% | Three phase | 97.13 | 0.0007931 | 0.00087009 | 0.000955 | 0.0010487 | 0.0011521 | 0.0012663 | 0.0013923 | 0.0015315 | 0.0016853 | 0.0018553 | 0.0020431 | 0.0022507 | 0.0024803 | 0.0027342 | 0.003015 | 0.0033256 | 0.0036693 | 0.0040497 | 0.0044708 | 0.0049368 | 3.7003 | 3.804 | 3.9357 | 4.0647 | 4.139 | 4.2287 | 4.35 | 4.5247 | 4.6567 | 4.6567 | 4.6567 | 4.6567 | 4.6567 | 4.6567 | 4.6567 | 4.6567 | 4.6567 | 4.6567 | 4.6567 | 4.6567 | 4844.2341 | 525.2668 | 0.00016307 | 14797.7555 | 8384.7377 | 373.8251 | 41.8688 | 5369.5008 | 415.6939 | 4953.807 | -3430.9307 | FALSE
| 60412585 | DDL013 | DDL | 22KV | 57.45 | 2 | 36243.9558 | 33.33% | Three phase | 97.13 | 0.00053335 | 0.00057903 | 0.0006288 | 0.00068304 | 0.00074215 | 0.0008066 | 0.00087687 | 0.0009535 | 0.0010371 | 0.0011282 | 0.0012277 | 0.0013362 | 0.0014546 | 0.0015838 | 0.0017249 | 0.0018789 | 0.0018829 | 0.0018829 | 0.0018829 | 0.0018829 | 3.7003 | 3.804 | 3.9357 | 4.0647 | 4.139 | 4.2287 | 4.35 | 4.5247 | 4.6567 | 4.6567 | 4.6567 | 4.6567 | 4.6567 | 4.6567 | 4.6567 | 4.6567 | 4.6567 | 4.6567 | 4.6567 | 4.6567 | 2686.2663 | 110.4189 | 6.1493e-05 | 5580.1185 | 3161.8194 | 140.9665 | 5.9537 | 2796.6851 | 146.9202 | 2649.7649 | -512.0544 | FALSE
| 60412590 | DDL013 | DDL | 22KV | 170.65 | 2 | 36243.9558 | 33.33% | Three phase | 97.13 | 0.0019465 | 0.00217 | 0.0024204 | 0.0027008 | 0.003015 | 0.003367 | 0.0037617 | 0.0042041 | 0.0047003 | 0.0052568 | 0.005593 | 0.005593 | 0.005593 | 0.005593 | 0.005593 | 0.005593 | 0.005593 | 0.005593 | 0.005593 | 0.005593 | 3.7003 | 3.804 | 3.9357 | 4.0647 | 4.139 | 4.2287 | 4.35 | 4.5247 | 4.6567 | 4.6567 | 4.6567 | 4.6567 | 4.6567 | 4.6567 | 4.6567 | 4.6567 | 4.6567 | 4.6567 | 4.6567 | 4.6567 | 9925.7149 | 1214.5388 | 0.00018266 | 16575.2345 | 9391.8968 | 418.7283 | 52.5312 | 11140.2536 | 471.2595 | 10668.9941 | 1277.0973 | TRUE
| 60412594 | DDL014 | DDL | 22KV | 413.67 | 1 | 36243.9558 | 50% | Three phase | 97.13 | 0.0055015 | 0.0061366 | 0.0068478 | 0.0076447 | 0.0085377 | 0.0095386 | 0.010661 | 0.011919 | 0.01333 | 0.013558 | 0.013558 | 0.013558 | 0.013558 | 0.013558 | 0.013558 | 0.013558 | 0.013558 | 0.013558 | 0.013558 | 0.013558 | 1.4125 | 1.434 | 1.459 | 1.4855 | 1.4955 | 1.5085 | 1.535 | 1.57 | 1.588 | 1.588 | 1.588 | 1.588 | 1.588 | 1.588 | 1.588 | 1.588 | 1.588 | 1.588 | 1.588 | 1.588 | 8919.1828 | 7631.9567 | 0.00044278 | 40179.7671 | 22766.7504 | 356.773 | 308.6833 | 16551.1395 | 665.4563 | 15885.6831 | -6881.0673 | FALSE
| 60412596 | DDL014 | DDL | 22KV | 67.38 | 1 | 36243.9558 | 50% | Three phase | 97.13 | 0.00065854 | 0.00071366 | 0.0007736 | 0.0008388 | 0.00090973 | 0.00098689 | 0.0010709 | 0.0011622 | 0.0012617 | 0.00137 | 0.0014879 | 0.0016163 | 0.001756 | 0.0019083 | 0.0020741 | 0.0022084 | 0.0022084 | 0.0022084 | 0.0022084 | 0.0022084 | 1.4125 | 1.434 | 1.459 | 1.4855 | 1.4955 | 1.5085 | 1.535 | 1.57 | 1.588 | 1.588 | 1.588 | 1.588 | 1.588 | 1.588 | 1.588 | 1.588 | 1.588 | 1.588 | 1.588 | 1.588 | 1120.6989 | 155.8113 | 7.2121e-05 | 6544.6194 | 3708.327 | 58.1124 | 8.1897 | 1276.5102 | 66.3021 | 1210.2081 | -2498.1189 | FALSE
| 60412606 | DDL014 | DDL | 22KV | 41.63 | 1 | 36243.9558 | 50% | Three phase | 97.13 | 0.00022319 | 0.00024592 | 0.0002711 | 0.00029901 | 0.00032995 | 0.00036427 | 0.00040234 | 0.00044457 | 0.00049145 | 0.00054349 | 0.00060127 | 0.00066544 | 0.00073672 | 0.00081592 | 0.00090393 | 0.0010018 | 0.0011105 | 0.0012314 | 0.0013644 | 0.0013644 | 1.4125 | 1.434 | 1.459 | 1.4855 | 1.4955 | 1.5085 | 1.535 | 1.57 | 1.588 | 1.588 | 1.588 | 1.588 | 1.588 | 1.588 | 1.588 | 1.588 | 1.588 | 1.588 | 1.588 | 1.588 | 492.8923 | 42.1862 | 4.4559e-05 | 4043.5219 | 2291.1495 | 35.9041 | 3.1262 | 535.0785 | 39.0303 | 496.0482 | -1795.1014 | FALSE
| 60412607 | DDL014 | DDL | 22KV | 444.02 | 1 | 36243.9558 | 50% | Three phase | 97.13 | 0.0051876 | 0.0057617 | 0.0064021 | 0.0071165 | 0.0079137 | 0.0088036 | 0.009797 | 0.010906 | 0.012145 | 0.013529 | 0.014553 | 0.014553 | 0.014553 | 0.014553 | 0.014553 | 0.014553 | 0.014553 | 0.014553 | 0.014553 | 0.014553 | 1.4125 | 1.434 | 1.459 | 1.4855 | 1.4955 | 1.5085 | 1.535 | 1.57 | 1.588 | 1.588 | 1.588 | 1.588 | 1.588 | 1.588 | 1.588 | 1.588 | 1.588 | 1.588 | 1.588 | 1.588 | 8984.1536 | 8238.6416 | 0.00047526 | 43127.6626 | 24437.0936 | 382.9486 | 355.6396 | 17222.7951 | 738.5883 | 16484.2069 | -7952.8868 | FALSE
| 60412608 | DDL014 | DDL | 22KV | 88.8 | 1 | 36243.9558 | 50% | Three phase | 97.13 | 0.00064235 | 0.00071328 | 0.00079245 | 0.00088086 | 0.00097961 | 0.0010899 | 0.0012132 | 0.0013511 | 0.0015051 | 0.0016775 | 0.0018703 | 0.002086 | 0.0023274 | 0.0025976 | 0.0029 | 0.0029104 | 0.0029104 | 0.0029104 | 0.0029104 | 0.0029104 | 1.4125 | 1.434 | 1.459 | 1.4855 | 1.4955 | 1.5085 | 1.535 | 1.57 | 1.588 | 1.588 | 1.588 | 1.588 | 1.588 | 1.588 | 1.588 | 1.588 | 1.588 | 1.588 | 1.588 | 1.588 | 1388.0606 | 253.5807 | 9.5049e-05 | 8625.144 | 4887.1986 | 76.5863 | 14.2243 | 1641.6414 | 90.8106 | 1550.8308 | -3336.3678 | FALSE
| 60412609 | DDL014 | DDL | 22KV | 151.37 | 1 | 36243.9558 | 50% | Three phase | 97.13 | 0.0014166 | 0.0015273 | 0.001647 | 0.0017766 | 0.0019168 | 0.0020685 | 0.0022327 | 0.0024105 | 0.002603 | 0.0028113 | 0.003037 | 0.0032814 | 0.003546 | 0.0038327 | 0.0041433 | 0.0044799 | 0.0048445 | 0.0049611 | 0.0049611 | 0.0049611 | 1.4125 | 1.434 | 1.459 | 1.4855 | 1.4955 | 1.5085 | 1.535 | 1.57 | 1.588 | 1.588 | 1.588 | 1.588 | 1.588 | 1.588 | 1.588 | 1.588 | 1.588 | 1.588 | 1.588 | 1.588 | 2355.8065 | 735.9305 | 0.00016202 | 14702.5681 | 8330.8024 | 130.5503 | 41.3318 | 3091.737 | 171.8821 | 2919.8549 | -5410.9475 | FALSE
| 60412615 | DDL014 | DDL | 22KV | 1176.67 | 1 | 36243.9558 | 50% | Single phase | 44.74 | 0.0061266 | 0.0066288 | 0.0071748 | 0.0077684 | 0.0084138 | 0.0091159 | 0.0098795 | 0.01071 | 0.011615 | 0.012599 | 0.01367 | 0.014837 | 0.016107 | 0.01749 | 0.018996 | 0.020638 | 0.022426 | 0.024375 | 0.026498 | 0.028813 | 1.4125 | 1.434 | 1.459 | 1.4855 | 1.4955 | 1.5085 | 1.535 | 1.57 | 1.588 | 1.588 | 1.588 | 1.588 | 1.588 | 1.588 | 1.588 | 1.588 | 1.588 | 1.588 | 1.588 | 1.588 | 10964.6329 | 12250.2724 | 0.0012595 | 52644.2158 | 29829.3845 | 1014.8285 | 1150.4217 | 23214.9053 | 2165.2502 | 21049.6552 | -8779.7294 | FALSE
| 60412618 | DDL014 | DDL | 22KV | 307.46 | 1 | 36243.9558 | 50% | Single phase | 44.74 | 0.0016593 | 0.0018322 | 0.0020241 | 0.0022374 | 0.0024744 | 0.0027378 | 0.0030307 | 0.0033564 | 0.0037187 | 0.0041218 | 0.0045705 | 0.0050699 | 0.005626 | 0.0062453 | 0.0069352 | 0.0077037 | 0.0085602 | 0.0095148 | 0.010077 | 0.010077 | 1.4125 | 1.434 | 1.459 | 1.4855 | 1.4955 | 1.5085 | 1.535 | 1.57 | 1.588 | 1.588 | 1.588 | 1.588 | 1.588 | 1.588 | 1.588 | 1.588 | 1.588 | 1.588 | 1.588 | 1.588 | 3732.4674 | 1086.5686 | 0.0003291 | 13755.7604 | 7794.32 | 265.1713 | 78.5462 | 4819.036 | 343.7175 | 4475.3185 | -3319.0015 | FALSE
| 60412619 | DDL014 | DDL | 22KV | 19.5 | 1 | 36243.9558 | 50% | Three phase | 97.13 | 0.00013227 | 0.00014581 | 0.00016081 | 0.00017744 | 0.00019586 | 0.0002163 | 0.00023896 | 0.0002641 | 0.00029199 | 0.00032295 | 0.00035731 | 0.00039546 | 0.00043782 | 0.00048487 | 0.00053715 | 0.00059522 | 0.00063911 | 0.00063911 | 0.00063911 | 0.00063911 | 1.4125 | 1.434 | 1.459 | 1.4855 | 1.4955 | 1.5085 | 1.535 | 1.57 | 1.588 | 1.588 | 1.588 | 1.588 | 1.588 | 1.588 | 1.588 | 1.588 | 1.588 | 1.588 | 1.588 | 1.588 | 278.9281 | 11.1906 | 2.0872e-05 | 1894.035 | 1073.2024 | 16.8179 | 0.68592 | 290.1187 | 17.5039 | 272.6148 | -800.5875 | FALSE
| 60412620 | DDL014 | DDL | 22KV | 281.07 | 1 | 36243.9558 | 50% | Three phase | 97.13 | 0.00291 | 0.0032319 | 0.003591 | 0.0039918 | 0.0044391 | 0.0049384 | 0.0054961 | 0.0061189 | 0.0068147 | 0.0075921 | 0.008461 | 0.009212 | 0.009212 | 0.009212 | 0.009212 | 0.009212 | 0.009212 | 0.009212 | 0.009212 | 0.009212 | 1.4125 | 1.434 | 1.459 | 1.4855 | 1.4955 | 1.5085 | 1.535 | 1.57 | 1.588 | 1.588 | 1.588 | 1.588 | 1.588 | 1.588 | 1.588 | 1.588 | 1.588 | 1.588 | 1.588 | 1.588 | 5371.8022 | 3114.4965 | 0.00030085 | 27300.3291 | 15468.9742 | 242.4111 | 142.5063 | 8486.2987 | 384.9174 | 8101.3813 | -7367.5929 | FALSE
| 60412625 | DDL014 | DDL | 22KV | 31.1 | 1 | 36243.9558 | 50% | Single phase | 44.74 | 0.00029284 | 0.0003202 | 0.00035023 | 0.00038321 | 0.00041943 | 0.00045921 | 0.00050291 | 0.00055093 | 0.0006037 | 0.0006617 | 0.00072546 | 0.00079556 | 0.00087265 | 0.00095743 | 0.0010193 | 0.0010193 | 0.0010193 | 0.0010193 | 0.0010193 | 0.0010193 | 1.4125 | 1.434 | 1.459 | 1.4855 | 1.4955 | 1.5085 | 1.535 | 1.57 | 1.588 | 1.588 | 1.588 | 1.588 | 1.588 | 1.588 | 1.588 | 1.588 | 1.588 | 1.588 | 1.588 | 1.588 | 529.776 | 15.6487 | 3.3288e-05 | 1391.414 | 788.4061 | 26.8224 | 0.80365 | 545.4247 | 27.6261 | 517.7986 | -270.6076 | FALSE
| 60412626 | DDL014 | DDL | 22KV | 445 | 1 | 36243.9558 | 50% | Single phase | 44.74 | 0.0041901 | 0.0045816 | 0.0050114 | 0.0054833 | 0.0060015 | 0.0065706 | 0.007196 | 0.007883 | 0.0086381 | 0.009468 | 0.01038 | 0.011383 | 0.012486 | 0.013699 | 0.014585 | 0.014585 | 0.014585 | 0.014585 | 0.014585 | 0.014585 | 1.4125 | 1.434 | 1.459 | 1.4855 | 1.4955 | 1.5085 | 1.535 | 1.57 | 1.588 | 1.588 | 1.588 | 1.588 | 1.588 | 1.588 | 1.588 | 1.588 | 1.588 | 1.588 | 1.588 | 1.588 | 7580.396 | 3203.8837 | 0.00047631 | 19909.3 | 11281.0526 | 383.7938 | 164.5386 | 10784.2796 | 548.3324 | 10235.9472 | -1045.1053 | FALSE
| 60412627 | DDL014 | DDL | 22KV | 27.84 | 1 | 36243.9558 | 50% | Single phase | 44.74 | 0.00026214 | 0.00028663 | 0.00031352 | 0.00034304 | 0.00037546 | 0.00041107 | 0.00045019 | 0.00049318 | 0.00054041 | 0.00059233 | 0.00064941 | 0.00071217 | 0.00078117 | 0.00085706 | 0.00091245 | 0.00091245 | 0.00091245 | 0.00091245 | 0.00091245 | 0.00091245 | 1.4125 | 1.434 | 1.459 | 1.4855 | 1.4955 | 1.5085 | 1.535 | 1.57 | 1.588 | 1.588 | 1.588 | 1.588 | 1.588 | 1.588 | 1.588 | 1.588 | 1.588 | 1.588 | 1.588 | 1.588 | 474.2432 | 12.5399 | 2.9799e-05 | 1245.5616 | 705.7629 | 24.0108 | 0.644 | 486.7831 | 24.6548 | 462.1283 | -243.6346 | FALSE
| 60412628 | DDL014 | DDL | 22KV | 38.35 | 1 | 36243.9558 | 50% | Three phase | 97.13 | 0.00036723 | 0.00040498 | 0.00044678 | 0.00049309 | 0.0005444 | 0.00060127 | 0.00066431 | 0.00073421 | 0.00081172 | 0.00089769 | 0.00099306 | 0.0010989 | 0.0012163 | 0.0012569 | 0.0012569 | 0.0012569 | 0.0012569 | 0.0012569 | 0.0012569 | 0.0012569 | 1.4125 | 1.434 | 1.459 | 1.4855 | 1.4955 | 1.5085 | 1.535 | 1.57 | 1.588 | 1.588 | 1.588 | 1.588 | 1.588 | 1.588 | 1.588 | 1.588 | 1.588 | 1.588 | 1.588 | 1.588 | 685.824 | 54.2239 | 4.1049e-05 | 3724.9355 | 2110.6314 | 33.0753 | 2.653 | 740.0479 | 35.7283 | 704.3196 | -1406.3118 | FALSE
| 60412629 | DDL014 | DDL | 22KV | 1153.84 | 1 | 36243.9558 | 50% | Three phase | 97.13 | 0.014358 | 0.015485 | 0.016705 | 0.018025 | 0.019454 | 0.020999 | 0.022672 | 0.024482 | 0.026442 | 0.028564 | 0.030861 | 0.033349 | 0.036043 | 0.037817 | 0.037817 | 0.037817 | 0.037817 | 0.037817 | 0.037817 | 0.037817 | 1.4125 | 1.434 | 1.459 | 1.4855 | 1.4955 | 1.5085 | 1.535 | 1.57 | 1.588 | 1.588 | 1.588 | 1.588 | 1.588 | 1.588 | 1.588 | 1.588 | 1.588 | 1.588 | 1.588 | 1.588 | 21954.5592 | 52365.6855 | 0.001235 | 112072.4792 | 63502.7614 | 995.1386 | 2401.5757 | 74320.2447 | 3396.7143 | 70923.5304 | 7420.769 | TRUE
| 60412630 | DDL014 | DDL | 22KV | 188.37 | 1 | 36243.9558 | 50% | Three phase | 97.13 | 0.0010099 | 0.0011127 | 0.0012267 | 0.001353 | 0.001493 | 0.0016483 | 0.0018205 | 0.0020116 | 0.0022237 | 0.0024592 | 0.0027206 | 0.003011 | 0.0033335 | 0.0036919 | 0.0040902 | 0.0045328 | 0.0050249 | 0.0055721 | 0.0061738 | 0.0061738 | 1.4125 | 1.434 | 1.459 | 1.4855 | 1.4955 | 1.5085 | 1.535 | 1.57 | 1.588 | 1.588 | 1.588 | 1.588 | 1.588 | 1.588 | 1.588 | 1.588 | 1.588 | 1.588 | 1.588 | 1.588 | 2230.2697 | 863.7355 | 0.00020163 | 18296.3781 | 10367.1351 | 162.4612 | 64.0072 | 3094.0051 | 226.4684 | 2867.5367 | -7499.5984 | FALSE
| 60412631 | DDL014 | DDL | 22KV | 120.91 | 1 | 36243.9558 | 50% | Single phase | 44.74 | 0.00082016 | 0.00090411 | 0.00099712 | 0.0011002 | 0.0012145 | 0.0013412 | 0.0014817 | 0.0016375 | 0.0018105 | 0.0020024 | 0.0022155 | 0.002452 | 0.0027147 | 0.0030065 | 0.0033306 | 0.0036907 | 0.0039628 | 0.0039628 | 0.0039628 | 0.0039628 | 1.4125 | 1.434 | 1.459 | 1.4855 | 1.4955 | 1.5085 | 1.535 | 1.57 | 1.588 | 1.588 | 1.588 | 1.588 | 1.588 | 1.588 | 1.588 | 1.588 | 1.588 | 1.588 | 1.588 | 1.588 | 1729.4972 | 198.1761 | 0.00012942 | 5409.5134 | 3065.1507 | 104.2798 | 12.1471 | 1927.6733 | 116.4269 | 1811.2465 | -1253.9042 | FALSE
| 60412647 | DDL014 | DDL | 22KV | 56.14 | 1 | 36243.9558 | 50% | Single phase | 44.74 | 0.00038422 | 0.00042811 | 0.00047729 | 0.00053241 | 0.00059422 | 0.00066354 | 0.0007413 | 0.00082856 | 0.00092651 | 0.0010365 | 0.00116 | 0.0012987 | 0.0014546 | 0.0016298 | 0.0018267 | 0.00184 | 0.00184 | 0.00184 | 0.00184 | 0.00184 | 1.4125 | 1.434 | 1.459 | 1.4855 | 1.4955 | 1.5085 | 1.535 | 1.57 | 1.588 | 1.588 | 1.588 | 1.588 | 1.588 | 1.588 | 1.588 | 1.588 | 1.588 | 1.588 | 1.588 | 1.588 | 863.3428 | 45.9087 | 6.009e-05 | 2511.7036 | 1423.1872 | 48.4184 | 2.6187 | 909.2515 | 51.0371 | 858.2144 | -564.9728 | FALSE
| 60412653 | DDL014 | DDL | 22KV | 593.26 | 1 | 36243.9558 | 50% | Three phase | 97.13 | 0.0055519 | 0.0059858 | 0.0064551 | 0.006963 | 0.0075125 | 0.0081071 | 0.0087507 | 0.0094475 | 0.010202 | 0.011018 | 0.011903 | 0.012861 | 0.013898 | 0.015022 | 0.016239 | 0.017558 | 0.018987 | 0.019444 | 0.019444 | 0.019444 | 1.4125 | 1.434 | 1.459 | 1.4855 | 1.4955 | 1.5085 | 1.535 | 1.57 | 1.588 | 1.588 | 1.588 | 1.588 | 1.588 | 1.588 | 1.588 | 1.588 | 1.588 | 1.588 | 1.588 | 1.588 | 9233.0432 | 11304.395 | 0.00063501 | 57623.3438 | 32650.6693 | 511.6618 | 634.8852 | 20537.4383 | 1146.5471 | 19390.8912 | -13259.7781 | FALSE
| 60412656 | DDL014 | DDL | 22KV | 54.61 | 1 | 36243.9558 | 50% | Three phase | 97.13 | 0.00072628 | 0.00081011 | 0.00090401 | 0.0010092 | 0.0011271 | 0.0012592 | 0.0014074 | 0.0015735 | 0.0017598 | 0.0017898 | 0.0017898 | 0.0017898 | 0.0017898 | 0.0017898 | 0.0017898 | 0.0017898 | 0.0017898 | 0.0017898 | 0.0017898 | 0.0017898 | 1.4125 | 1.434 | 1.459 | 1.4855 | 1.4955 | 1.5085 | 1.535 | 1.57 | 1.588 | 1.588 | 1.588 | 1.588 | 1.588 | 1.588 | 1.588 | 1.588 | 1.588 | 1.588 | 1.588 | 1.588 | 1177.452 | 133.0063 | 5.8453e-05 | 5304.2693 | 3005.5171 | 47.0988 | 5.3796 | 1310.4583 | 52.4784 | 1257.9799 | -1747.5372 | FALSE
| 60412658 | DDL014 | DDL | 22KV | 211.02 | 1 | 36243.9558 | 50% | Single phase | 44.74 | 0.0027147 | 0.0029776 | 0.0032669 | 0.0035855 | 0.0039363 | 0.0043227 | 0.0047482 | 0.0052171 | 0.0057337 | 0.006303 | 0.0069161 | 0.0069161 | 0.0069161 | 0.0069161 | 0.0069161 | 0.0069161 | 0.0069161 | 0.0069161 | 0.0069161 | 0.0069161 | 1.4125 | 1.434 | 1.459 | 1.4855 | 1.4955 | 1.5085 | 1.535 | 1.57 | 1.588 | 1.588 | 1.588 | 1.588 | 1.588 | 1.588 | 1.588 | 1.588 | 1.588 | 1.588 | 1.588 | 1.588 | 4327.7641 | 869.6185 | 0.00022587 | 9441.0348 | 5349.5005 | 181.9959 | 36.9994 | 5197.3826 | 218.9953 | 4978.3873 | -371.1131 | FALSE
| 60412659 | DDL014 | DDL | 22KV | 1418.86 | 1 | 36243.9558 | 50% | Single phase | 44.74 | 0.018253 | 0.020021 | 0.021966 | 0.024108 | 0.026467 | 0.029065 | 0.031926 | 0.035079 | 0.038552 | 0.04238 | 0.046503 | 0.046503 | 0.046503 | 0.046503 | 0.046503 | 0.046503 | 0.046503 | 0.046503 | 0.046503 | 0.046503 | 1.4125 | 1.434 | 1.459 | 1.4855 | 1.4955 | 1.5085 | 1.535 | 1.57 | 1.588 | 1.588 | 1.588 | 1.588 | 1.588 | 1.588 | 1.588 | 1.588 | 1.588 | 1.588 | 1.588 | 1.588 | 29099.0969 | 39315.2124 | 0.0015187 | 63479.7964 | 35969.0657 | 1223.7072 | 1672.7336 | 68414.3093 | 2896.4408 | 65517.8685 | 29548.8028 | TRUE
| 60412669 | DDL014 | DDL | 22KV | 1078.47 | 1 | 36243.9558 | 50% | Single phase | 44.74 | 0.013427 | 0.014656 | 0.016002 | 0.017477 | 0.019093 | 0.020864 | 0.022804 | 0.024931 | 0.027263 | 0.02982 | 0.032624 | 0.035347 | 0.035347 | 0.035347 | 0.035347 | 0.035347 | 0.035347 | 0.035347 | 0.035347 | 0.035347 | 1.4125 | 1.434 | 1.459 | 1.4855 | 1.4955 | 1.5085 | 1.535 | 1.57 | 1.588 | 1.588 | 1.588 | 1.588 | 1.588 | 1.588 | 1.588 | 1.588 | 1.588 | 1.588 | 1.588 | 1.588 | 21453.2112 | 22024.6649 | 0.0011544 | 48250.7478 | 27339.9478 | 930.1351 | 966.4154 | 43477.8761 | 1896.5505 | 41581.3256 | 14241.3779 | TRUE
| 60412674 | DDL014 | DDL | 22KV | 57.12 | 1 | 36243.9558 | 50% | Three phase | 97.13 | 0.00073717 | 0.00080985 | 0.00089 | 0.00097838 | 0.0010759 | 0.0011834 | 0.0013021 | 0.001433 | 0.0015775 | 0.0017371 | 0.0018721 | 0.0018721 | 0.0018721 | 0.0018721 | 0.0018721 | 0.0018721 | 0.0018721 | 0.0018721 | 0.0018721 | 0.0018721 | 1.4125 | 1.434 | 1.459 | 1.4855 | 1.4955 | 1.5085 | 1.535 | 1.57 | 1.588 | 1.588 | 1.588 | 1.588 | 1.588 | 1.588 | 1.588 | 1.588 | 1.588 | 1.588 | 1.588 | 1.588 | 1177.5466 | 139.0547 | 6.1139e-05 | 5548.0656 | 3143.6575 | 49.2636 | 5.8855 | 1316.6013 | 55.1491 | 1261.4522 | -1882.2052 | FALSE
| 60412676 | DDL014 | DDL | 22KV | 592.74 | 1 | 36243.9558 | 50% | Three phase | 97.13 | 0.0075347 | 0.0084548 | 0.0094918 | 0.010661 | 0.01198 | 0.013467 | 0.015145 | 0.017039 | 0.019178 | 0.019427 | 0.019427 | 0.019427 | 0.019427 | 0.019427 | 0.019427 | 0.019427 | 0.019427 | 0.019427 | 0.019427 | 0.019427 | 1.4125 | 1.434 | 1.459 | 1.4855 | 1.4955 | 1.5085 | 1.535 | 1.57 | 1.588 | 1.588 | 1.588 | 1.588 | 1.588 | 1.588 | 1.588 | 1.588 | 1.588 | 1.588 | 1.588 | 1.588 | 12691.308 | 15553.6365 | 0.00063445 | 57572.8362 | 32622.0506 | 511.2134 | 633.7728 | 28244.9445 | 1144.9861 | 27099.9583 | -5522.0922 | FALSE
| 60412679 | DDL014 | DDL | 22KV | 27.65 | 1 | 36243.9558 | 50% | Single phase | 44.74 | 0.00023106 | 0.00025016 | 0.00027093 | 0.0002935 | 0.00031803 | 0.0003447 | 0.00037371 | 0.00040526 | 0.00043957 | 0.0004769 | 0.00051752 | 0.00056171 | 0.00060981 | 0.00066216 | 0.00071915 | 0.00078119 | 0.00084874 | 0.00090622 | 0.00090622 | 0.00090622 | 1.4125 | 1.434 | 1.459 | 1.4855 | 1.4955 | 1.5085 | 1.535 | 1.57 | 1.588 | 1.588 | 1.588 | 1.588 | 1.588 | 1.588 | 1.588 | 1.588 | 1.588 | 1.588 | 1.588 | 1.588 | 405.9637 | 10.6619 | 2.9596e-05 | 1237.061 | 700.9463 | 23.847 | 0.63524 | 416.6256 | 24.4822 | 392.1434 | -308.8029 | FALSE
| 60412680 | DDL014 | DDL | 22KV | 179.84 | 1 | 36243.9558 | 50% | Single phase | 44.74 | 0.0015028 | 0.0016271 | 0.0017622 | 0.0019089 | 0.0020685 | 0.002242 | 0.0024307 | 0.0026359 | 0.002859 | 0.0031018 | 0.003366 | 0.0036535 | 0.0039663 | 0.0043068 | 0.0046775 | 0.005081 | 0.0055204 | 0.0058942 | 0.0058942 | 0.0058942 | 1.4125 | 1.434 | 1.459 | 1.4855 | 1.4955 | 1.5085 | 1.535 | 1.57 | 1.588 | 1.588 | 1.588 | 1.588 | 1.588 | 1.588 | 1.588 | 1.588 | 1.588 | 1.588 | 1.588 | 1.588 | 2640.4527 | 451.0399 | 0.00019249 | 8046.0416 | 4559.0663 | 155.1045 | 26.8733 | 3091.4926 | 181.9777 | 2909.5149 | -1649.5513 | FALSE
| 60412684 | DDL014 | DDL | 22KV | 404.01 | 1 | 36243.9558 | 50% | Single phase | 44.74 | 0.0038161 | 0.0041792 | 0.0045785 | 0.0050177 | 0.0055008 | 0.0060323 | 0.0066172 | 0.0072609 | 0.0079695 | 0.0087497 | 0.0096088 | 0.010555 | 0.011597 | 0.012745 | 0.013241 | 0.013241 | 0.013241 | 0.013241 | 0.013241 | 0.013241 | 1.4125 | 1.434 | 1.459 | 1.4855 | 1.4955 | 1.5085 | 1.535 | 1.57 | 1.588 | 1.588 | 1.588 | 1.588 | 1.588 | 1.588 | 1.588 | 1.588 | 1.588 | 1.588 | 1.588 | 1.588 | 6949.4302 | 2666.5371 | 0.00043244 | 18075.4074 | 10241.9282 | 348.4417 | 135.6226 | 9615.9672 | 484.0642 | 9131.903 | -1110.0252 | FALSE
| 60412685 | DDL014 | DDL | 22KV | 302.39 | 1 | 36243.9558 | 50% | Single phase | 44.74 | 0.0028562 | 0.003128 | 0.0034269 | 0.0037556 | 0.0041172 | 0.004515 | 0.0049528 | 0.0054346 | 0.0059649 | 0.0065489 | 0.0071919 | 0.0079001 | 0.0086801 | 0.0095395 | 0.0099108 | 0.0099108 | 0.0099108 | 0.0099108 | 0.0099108 | 0.0099108 | 1.4125 | 1.434 | 1.459 | 1.4855 | 1.4955 | 1.5085 | 1.535 | 1.57 | 1.588 | 1.588 | 1.588 | 1.588 | 1.588 | 1.588 | 1.588 | 1.588 | 1.588 | 1.588 | 1.588 | 1.588 | 5201.4509 | 1493.8199 | 0.00032367 | 13528.9286 | 7665.7921 | 260.7987 | 75.9771 | 6695.2708 | 336.7758 | 6358.4951 | -1307.297 | FALSE
| 60412690 | DDL014 | DDL | 22KV | 28.89 | 1 | 36243.9558 | 50% | Three phase | 97.13 | 0.00026752 | 0.00029006 | 0.00031458 | 0.00034126 | 0.00037031 | 0.00040194 | 0.00043637 | 0.00047387 | 0.00051471 | 0.00055919 | 0.00060766 | 0.00066046 | 0.00071801 | 0.00078072 | 0.00084908 | 0.00092359 | 0.00094686 | 0.00094686 | 0.00094686 | 0.00094686 | 1.4125 | 1.434 | 1.459 | 1.4855 | 1.4955 | 1.5085 | 1.535 | 1.57 | 1.588 | 1.588 | 1.588 | 1.588 | 1.588 | 1.588 | 1.588 | 1.588 | 1.588 | 1.588 | 1.588 | 1.588 | 463.6776 | 27.6317 | 3.0923e-05 | 2806.0857 | 1589.9906 | 24.9164 | 1.5056 | 491.3093 | 26.422 | 464.8873 | -1125.1033 | FALSE
| 60412691 | DDL014 | DDL | 22KV | 135.57 | 1 | 36243.9558 | 50% | Three phase | 97.13 | 0.0012554 | 0.0013611 | 0.0014762 | 0.0016014 | 0.0017377 | 0.0018861 | 0.0020477 | 0.0022237 | 0.0024153 | 0.0026241 | 0.0028515 | 0.0030993 | 0.0033693 | 0.0036636 | 0.0039844 | 0.0043341 | 0.0044433 | 0.0044433 | 0.0044433 | 0.0044433 | 1.4125 | 1.434 | 1.459 | 1.4855 | 1.4955 | 1.5085 | 1.535 | 1.57 | 1.588 | 1.588 | 1.588 | 1.588 | 1.588 | 1.588 | 1.588 | 1.588 | 1.588 | 1.588 | 1.588 | 1.588 | 2175.8663 | 608.47 | 0.00014511 | 13167.9141 | 7461.2332 | 116.9234 | 33.1537 | 2784.3363 | 150.0772 | 2634.2591 | -4826.9741 | FALSE
| 60412697 | DDL014 | DDL | 22KV | 533.94 | 1 | 36243.9558 | 50% | Single phase | 44.74 | 0.0047745 | 0.0051942 | 0.0056526 | 0.0061534 | 0.0067004 | 0.0072981 | 0.0079513 | 0.0086652 | 0.0094457 | 0.010299 | 0.011232 | 0.012253 | 0.013369 | 0.01459 | 0.015926 | 0.017388 | 0.0175 | 0.0175 | 0.0175 | 0.0175 | 1.4125 | 1.434 | 1.459 | 1.4855 | 1.4955 | 1.5085 | 1.535 | 1.57 | 1.588 | 1.588 | 1.588 | 1.588 | 1.588 | 1.588 | 1.588 | 1.588 | 1.588 | 1.588 | 1.588 | 1.588 | 8541.8491 | 4331.6362 | 0.00057151 | 23888.4756 | 13535.742 | 460.5008 | 236.8823 | 12873.4853 | 697.3831 | 12176.1022 | -1359.6399 | FALSE
| 60412698 | DDL014 | DDL | 22KV | 93.83 | 1 | 36243.9558 | 50% | Three phase | 97.13 | 0.00093021 | 0.0010323 | 0.0011462 | 0.0012731 | 0.0014148 | 0.0015727 | 0.001749 | 0.0019458 | 0.0021655 | 0.0024107 | 0.0026847 | 0.0029907 | 0.0030753 | 0.0030753 | 0.0030753 | 0.0030753 | 0.0030753 | 0.0030753 | 0.0030753 | 0.0030753 | 1.4125 | 1.434 | 1.459 | 1.4855 | 1.4955 | 1.5085 | 1.535 | 1.57 | 1.588 | 1.588 | 1.588 | 1.588 | 1.588 | 1.588 | 1.588 | 1.588 | 1.588 | 1.588 | 1.588 | 1.588 | 1750.1614 | 338.6163 | 0.00010043 | 9113.7079 | 5164.0298 | 80.9244 | 15.8814 | 2088.7777 | 96.8058 | 1991.9719 | -3172.0579 | FALSE
| 60412700 | DDL014 | DDL | 22KV | 58.16 | 1 | 36243.9558 | 50% | Three phase | 97.13 | 0.00055693 | 0.00061417 | 0.00067757 | 0.0007478 | 0.00082562 | 0.00091186 | 0.0010075 | 0.0011135 | 0.001231 | 0.0013614 | 0.001506 | 0.0016665 | 0.0018446 | 0.0019062 | 0.0019062 | 0.0019062 | 0.0019062 | 0.0019062 | 0.0019062 | 0.0019062 | 1.4125 | 1.434 | 1.459 | 1.4855 | 1.4955 | 1.5085 | 1.535 | 1.57 | 1.588 | 1.588 | 1.588 | 1.588 | 1.588 | 1.588 | 1.588 | 1.588 | 1.588 | 1.588 | 1.588 | 1.588 | 1040.0918 | 124.7122 | 6.2253e-05 | 5649.0808 | 3200.8949 | 50.1606 | 6.1017 | 1164.804 | 56.2623 | 1108.5417 | -2092.3532 | FALSE
| 60412701 | DDL014 | DDL | 22KV | 27.52 | 1 | 36243.9558 | 50% | Single phase | 44.74 | 0.00025994 | 0.00028468 | 0.00031188 | 0.00034179 | 0.0003747 | 0.0004109 | 0.00045074 | 0.00049459 | 0.00054286 | 0.000596 | 0.00065452 | 0.00071897 | 0.00078996 | 0.00086817 | 0.00090196 | 0.00090196 | 0.00090196 | 0.00090196 | 0.00090196 | 0.00090196 | 1.4125 | 1.434 | 1.459 | 1.4855 | 1.4955 | 1.5085 | 1.535 | 1.57 | 1.588 | 1.588 | 1.588 | 1.588 | 1.588 | 1.588 | 1.588 | 1.588 | 1.588 | 1.588 | 1.588 | 1.588 | 473.3752 | 12.3726 | 2.9457e-05 | 1231.2448 | 697.6507 | 23.7348 | 0.62928 | 485.7478 | 24.3641 | 461.3837 | -236.267 | FALSE
| 60412702 | DDL014 | DDL | 22KV | 226.04 | 1 | 36243.9558 | 50% | Single phase | 44.74 | 0.0021351 | 0.0023382 | 0.0025617 | 0.0028074 | 0.0030776 | 0.003375 | 0.0037022 | 0.0040624 | 0.0044589 | 0.0048954 | 0.005376 | 0.0059054 | 0.0064885 | 0.0071309 | 0.0074084 | 0.0074084 | 0.0074084 | 0.0074084 | 0.0074084 | 0.0074084 | 1.4125 | 1.434 | 1.459 | 1.4855 | 1.4955 | 1.5085 | 1.535 | 1.57 | 1.588 | 1.588 | 1.588 | 1.588 | 1.588 | 1.588 | 1.588 | 1.588 | 1.588 | 1.588 | 1.588 | 1.588 | 3888.1443 | 834.7069 | 0.00024195 | 10113.0296 | 5730.2677 | 194.95 | 42.454 | 4722.8512 | 237.404 | 4485.4472 | -1244.8204 | FALSE
| 60412709 | DDL014 | DDL | 22KV | 46.93 | 1 | 36243.9558 | 50% | Three phase | 97.13 | 0.00045607 | 0.00049362 | 0.0005344 | 0.00057869 | 0.00062681 | 0.0006791 | 0.00073592 | 0.00079767 | 0.00086479 | 0.00093777 | 0.0010171 | 0.0011034 | 0.0011972 | 0.0012993 | 0.0014103 | 0.001531 | 0.0015381 | 0.0015381 | 0.0015381 | 0.0015381 | 1.4125 | 1.434 | 1.459 | 1.4855 | 1.4955 | 1.5085 | 1.535 | 1.57 | 1.588 | 1.588 | 1.588 | 1.588 | 1.588 | 1.588 | 1.588 | 1.588 | 1.588 | 1.588 | 1.588 | 1.588 | 771.7273 | 74.7331 | 5.0232e-05 | 4558.3109 | 2582.8404 | 40.4752 | 3.9729 | 846.4604 | 44.448 | 802.0123 | -1780.8281 | FALSE
| 60412716 | DDL014 | DDL | 22KV | 27.57 | 1 | 36243.9558 | 50% | Three phase | 97.13 | 0.00032211 | 0.00035776 | 0.00039752 | 0.00044188 | 0.00049138 | 0.00054663 | 0.00060831 | 0.00067719 | 0.00075412 | 0.00084005 | 0.0009036 | 0.0009036 | 0.0009036 | 0.0009036 | 0.0009036 | 0.0009036 | 0.0009036 | 0.0009036 | 0.0009036 | 0.0009036 | 1.4125 | 1.434 | 1.459 | 1.4855 | 1.4955 | 1.5085 | 1.535 | 1.57 | 1.588 | 1.588 | 1.588 | 1.588 | 1.588 | 1.588 | 1.588 | 1.588 | 1.588 | 1.588 | 1.588 | 1.588 | 557.8422 | 31.7632 | 2.951e-05 | 2677.8741 | 1517.3431 | 23.778 | 1.3711 | 589.6054 | 25.1491 | 564.4563 | -952.8867 | FALSE
| 60412720 | DDL014 | DDL | 22KV | 93.29 | 1 | 36243.9558 | 50% | Three phase | 97.13 | 0.0010899 | 0.0012106 | 0.0013451 | 0.0014952 | 0.0016627 | 0.0018497 | 0.0020584 | 0.0022914 | 0.0025517 | 0.0028425 | 0.0030576 | 0.0030576 | 0.0030576 | 0.0030576 | 0.0030576 | 0.0030576 | 0.0030576 | 0.0030576 | 0.0030576 | 0.0030576 | 1.4125 | 1.434 | 1.459 | 1.4855 | 1.4955 | 1.5085 | 1.535 | 1.57 | 1.588 | 1.588 | 1.588 | 1.588 | 1.588 | 1.588 | 1.588 | 1.588 | 1.588 | 1.588 | 1.588 | 1.588 | 1887.599 | 363.6811 | 9.9855e-05 | 9061.2577 | 5134.3103 | 80.4587 | 15.6991 | 2251.2801 | 96.1578 | 2155.1222 | -2979.1881 | FALSE
| 60412725 | DDL014 | DDL | 22KV | 204.9 | 1 | 36243.9558 | 50% | Single phase | 44.74 | 0.0026444 | 0.0029051 | 0.0031926 | 0.0035096 | 0.0038593 | 0.0042451 | 0.0046707 | 0.0051404 | 0.0056589 | 0.0062312 | 0.0067155 | 0.0067155 | 0.0067155 | 0.0067155 | 0.0067155 | 0.0067155 | 0.0067155 | 0.0067155 | 0.0067155 | 0.0067155 | 1.4125 | 1.434 | 1.459 | 1.4855 | 1.4955 | 1.5085 | 1.535 | 1.57 | 1.588 | 1.588 | 1.588 | 1.588 | 1.588 | 1.588 | 1.588 | 1.588 | 1.588 | 1.588 | 1.588 | 1.588 | 4224.0774 | 824.206 | 0.00021932 | 9167.226 | 5194.3543 | 176.7176 | 34.8844 | 5048.2835 | 211.6021 | 4836.6814 | -357.6729 | FALSE
| 60412727 | DDL014 | DDL | 22KV | 1725.71 | 1 | 36243.9558 | 50% | Three phase | 97.13 | 0.021386 | 0.023019 | 0.024781 | 0.026683 | 0.028737 | 0.030955 | 0.033351 | 0.035938 | 0.038732 | 0.041751 | 0.045012 | 0.048536 | 0.052344 | 0.056459 | 0.05656 | 0.05656 | 0.05656 | 0.05656 | 0.05656 | 0.05656 | 1.4125 | 1.434 | 1.459 | 1.4855 | 1.4955 | 1.5085 | 1.535 | 1.57 | 1.588 | 1.588 | 1.588 | 1.588 | 1.588 | 1.588 | 1.588 | 1.588 | 1.588 | 1.588 | 1.588 | 1.588 | 32474.2779 | 115850.6528 | 0.0018471 | 167618.2123 | 94976.2103 | 1488.3524 | 5372.0585 | 148324.9306 | 6860.4109 | 141464.5197 | 46488.3094 | TRUE
| 60412729 | DDL014 | DDL | 22KV | 140.28 | 1 | 36243.9558 | 50% | Three phase | 97.13 | 0.0013473 | 0.0014715 | 0.0016076 | 0.0017568 | 0.0019205 | 0.0021 | 0.002297 | 0.0025132 | 0.0027504 | 0.0030109 | 0.0032968 | 0.0036107 | 0.0039555 | 0.0043341 | 0.0045976 | 0.0045976 | 0.0045976 | 0.0045976 | 0.0045976 | 0.0045976 | 1.4125 | 1.434 | 1.459 | 1.4855 | 1.4955 | 1.5085 | 1.535 | 1.57 | 1.588 | 1.588 | 1.588 | 1.588 | 1.588 | 1.588 | 1.588 | 1.588 | 1.588 | 1.588 | 1.588 | 1.588 | 2405.5202 | 695.9294 | 0.00015015 | 13625.3964 | 7720.4529 | 120.9856 | 35.4974 | 3101.4496 | 156.483 | 2944.9666 | -4775.4863 | FALSE
| 60412730 | DDL014 | DDL | 22KV | 194.17 | 1 | 36243.9558 | 50% | Three phase | 97.13 | 0.0018649 | 0.0020367 | 0.0022251 | 0.0024317 | 0.0026582 | 0.0029068 | 0.0031794 | 0.0034787 | 0.0038071 | 0.0041675 | 0.0045633 | 0.0049978 | 0.005475 | 0.0059991 | 0.0063639 | 0.0063639 | 0.0063639 | 0.0063639 | 0.0063639 | 0.0063639 | 1.4125 | 1.434 | 1.459 | 1.4855 | 1.4955 | 1.5085 | 1.535 | 1.57 | 1.588 | 1.588 | 1.588 | 1.588 | 1.588 | 1.588 | 1.588 | 1.588 | 1.588 | 1.588 | 1.588 | 1.588 | 3329.6254 | 1333.3308 | 0.00020783 | 18859.7321 | 10686.344 | 167.4635 | 68.0095 | 4662.9563 | 235.4729 | 4427.4833 | -6258.8607 | FALSE
| 60412737 | DDL014 | DDL | 22KV | 279.05 | 1 | 36243.9558 | 50% | Three phase | 97.13 | 0.0021316 | 0.0023503 | 0.0025925 | 0.002861 | 0.0031586 | 0.0034886 | 0.0038545 | 0.0042604 | 0.0047107 | 0.0052103 | 0.0057649 | 0.0063805 | 0.007064 | 0.007823 | 0.0086661 | 0.0091458 | 0.0091458 | 0.0091458 | 0.0091458 | 0.0091458 | 1.4125 | 1.434 | 1.459 | 1.4855 | 1.4955 | 1.5085 | 1.535 | 1.57 | 1.588 | 1.588 | 1.588 | 1.588 | 1.588 | 1.588 | 1.588 | 1.588 | 1.588 | 1.588 | 1.588 | 1.588 | 4339.5983 | 2492.9053 | 0.00029869 | 27104.1265 | 15357.8014 | 240.6689 | 140.4653 | 6832.5035 | 381.1342 | 6451.3693 | -8906.4321 | FALSE
| 60412757 | DDL021 | DDL | 22KV | 1506.02 | 1 | 36243.9558 | 50% | Single phase | 44.74 | 0.018821 | 0.020344 | 0.021994 | 0.023785 | 0.025726 | 0.027832 | 0.030116 | 0.032593 | 0.035282 | 0.038199 | 0.041365 | 0.044801 | 0.048531 | 0.049359 | 0.049359 | 0.049359 | 0.049359 | 0.049359 | 0.049359 | 0.049359 | 4.456 | 4.577 | 4.7225 | 4.874 | 5 | 5.1225 | 5.2285 | 5.3895 | 5.5195 | 5.5195 | 5.5195 | 5.5195 | 5.5195 | 5.5195 | 5.5195 | 5.5195 | 5.5195 | 5.5195 | 5.5195 | 5.5195 | 99294.8393 | 41575.0398 | 0.001612 | 67379.3348 | 38178.631 | 4408.4976 | 1884.5565 | 140869.8791 | 6293.0542 | 134576.825 | 96398.194 | TRUE
| 60412758 | DDL021 | DDL | 22KV | 1544 | 1 | 36243.9558 | 50% | Single phase | 44.74 | 0.019295 | 0.020857 | 0.022549 | 0.024384 | 0.026375 | 0.028533 | 0.030875 | 0.033415 | 0.036172 | 0.039162 | 0.042408 | 0.045931 | 0.049755 | 0.050604 | 0.050604 | 0.050604 | 0.050604 | 0.050604 | 0.050604 | 0.050604 | 4.456 | 4.577 | 4.7225 | 4.874 | 5 | 5.1225 | 5.2285 | 5.3895 | 5.5195 | 5.5195 | 5.5195 | 5.5195 | 5.5195 | 5.5195 | 5.5195 | 5.5195 | 5.5195 | 5.5195 | 5.5195 | 5.5195 | 101798.9349 | 43698.4253 | 0.0016526 | 69078.56 | 39141.4498 | 4519.6746 | 1980.8076 | 145497.3602 | 6500.4822 | 138996.878 | 99855.4282 | TRUE
| 60412759 | DDL021 | DDL | 22KV | 183.75 | 1 | 36243.9558 | 50% | Three phase | 97.13 | 0.0011077 | 0.0012208 | 0.0013461 | 0.0014849 | 0.0016389 | 0.0018096 | 0.001999 | 0.0022091 | 0.0024422 | 0.002701 | 0.0029882 | 0.0033072 | 0.0036615 | 0.0040551 | 0.0044924 | 0.0049783 | 0.0055185 | 0.0060224 | 0.0060224 | 0.0060224 | 4.456 | 4.577 | 4.7225 | 4.874 | 5 | 5.1225 | 5.2285 | 5.3895 | 5.5195 | 5.5195 | 5.5195 | 5.5195 | 5.5195 | 5.5195 | 5.5195 | 5.5195 | 5.5195 | 5.5195 | 5.5195 | 5.5195 | 8252.8004 | 907.1967 | 0.00019668 | 17847.6375 | 10112.8687 | 537.8823 | 60.906 | 9159.9971 | 598.7882 | 8561.2089 | -1551.6598 | FALSE
| 60412767 | DDL021 | DDL | 22KV | 206.92 | 1 | 36243.9558 | 50% | Single phase | 44.74 | 0.0019484 | 0.0021304 | 0.0023302 | 0.0025497 | 0.0027906 | 0.0030553 | 0.003346 | 0.0036655 | 0.0040166 | 0.0044025 | 0.0048267 | 0.0052932 | 0.005806 | 0.0063701 | 0.0067818 | 0.0067818 | 0.0067818 | 0.0067818 | 0.0067818 | 0.0067818 | 4.456 | 4.577 | 4.7225 | 4.874 | 5 | 5.1225 | 5.2285 | 5.3895 | 5.5195 | 5.5195 | 5.5195 | 5.5195 | 5.5195 | 5.5195 | 5.5195 | 5.5195 | 5.5195 | 5.5195 | 5.5195 | 5.5195 | 12093.7945 | 692.7263 | 0.00022148 | 9257.6008 | 5245.5627 | 605.7066 | 35.5756 | 12786.5208 | 641.2823 | 12145.2385 | 6899.6758 | TRUE
| 60412768 | DDL021 | DDL | 22KV | 47.81 | 1 | 36243.9558 | 50% | Single phase | 44.74 | 0.00045018 | 0.00049224 | 0.00053841 | 0.00058911 | 0.00064479 | 0.00070594 | 0.00077312 | 0.00084694 | 0.00092806 | 0.0010172 | 0.0011152 | 0.001223 | 0.0013415 | 0.0014718 | 0.001567 | 0.001567 | 0.001567 | 0.001567 | 0.001567 | 0.001567 | 4.456 | 4.577 | 4.7225 | 4.874 | 5 | 5.1225 | 5.2285 | 5.3895 | 5.5195 | 5.5195 | 5.5195 | 5.5195 | 5.5195 | 5.5195 | 5.5195 | 5.5195 | 5.5195 | 5.5195 | 5.5195 | 5.5195 | 2794.3375 | 36.9823 | 5.1174e-05 | 2139.0194 | 1212.016 | 139.9518 | 1.8993 | 2831.3198 | 141.8511 | 2689.4687 | 1477.4527 | TRUE
| 60412769 | DDL021 | DDL | 22KV | 800.58 | 1 | 36243.9558 | 50% | Single phase | 44.74 | 0.0075383 | 0.0082426 | 0.0090158 | 0.0098647 | 0.010797 | 0.011821 | 0.012946 | 0.014182 | 0.01554 | 0.017033 | 0.018675 | 0.020479 | 0.022464 | 0.024646 | 0.026239 | 0.026239 | 0.026239 | 0.026239 | 0.026239 | 0.026239 | 4.456 | 4.577 | 4.7225 | 4.874 | 5 | 5.1225 | 5.2285 | 5.3895 | 5.5195 | 5.5195 | 5.5195 | 5.5195 | 5.5195 | 5.5195 | 5.5195 | 5.5195 | 5.5195 | 5.5195 | 5.5195 | 5.5195 | 46791.272 | 10369.6999 | 0.00085691 | 35817.9492 | 20295.2473 | 2343.4981 | 532.546 | 57160.9719 | 2876.0442 | 54284.9277 | 33989.6804 | TRUE
| 60412785 | DDL021 | DDL | 22KV | 2213.83 | 1 | 36243.9558 | 50% | Single phase | 44.74 | 0.027486 | 0.02996 | 0.032666 | 0.035626 | 0.038864 | 0.042407 | 0.046285 | 0.050529 | 0.055175 | 0.060261 | 0.065831 | 0.07193 | 0.072558 | 0.072558 | 0.072558 | 0.072558 | 0.072558 | 0.072558 | 0.072558 | 0.072558 | 4.456 | 4.577 | 4.7225 | 4.874 | 5 | 5.1225 | 5.2285 | 5.3895 | 5.5195 | 5.5195 | 5.5195 | 5.5195 | 5.5195 | 5.5195 | 5.5195 | 5.5195 | 5.5195 | 5.5195 | 5.5195 | 5.5195 | 149955.3653 | 92257.2518 | 0.0023696 | 99046.7542 | 56122.0957 | 6480.4347 | 4072.2669 | 242212.6171 | 10552.7016 | 231659.9155 | 175537.8198 | TRUE
| 60412786 | DDL021 | DDL | 22KV | 679.56 | 1 | 36243.9558 | 50% | Single phase | 44.74 | 0.0059947 | 0.0066816 | 0.007451 | 0.0083131 | 0.0092793 | 0.010362 | 0.011577 | 0.012939 | 0.014468 | 0.016183 | 0.018108 | 0.02027 | 0.022272 | 0.022272 | 0.022272 | 0.022272 | 0.022272 | 0.022272 | 0.022272 | 0.022272 | 4.456 | 4.577 | 4.7225 | 4.874 | 5 | 5.1225 | 5.2285 | 5.3895 | 5.5195 | 5.5195 | 5.5195 | 5.5195 | 5.5195 | 5.5195 | 5.5195 | 5.5195 | 5.5195 | 5.5195 | 5.5195 | 5.5195 | 41586.2219 | 7808.9816 | 0.00072738 | 30403.5144 | 17227.308 | 1989.2423 | 383.7102 | 49395.2035 | 2372.9524 | 47022.251 | 29794.943 | TRUE
| 60412811 | DDL021 | DDL | 22KV | 125.11 | 1 | 36243.9558 | 50% | Single phase | 44.74 | 0.001091 | 0.0012105 | 0.0013438 | 0.0014924 | 0.0016581 | 0.001843 | 0.0020494 | 0.0022798 | 0.002537 | 0.0028243 | 0.0031451 | 0.0035036 | 0.0039042 | 0.0041005 | 0.0041005 | 0.0041005 | 0.0041005 | 0.0041005 | 0.0041005 | 0.0041005 | 4.456 | 4.577 | 4.7225 | 4.874 | 5 | 5.1225 | 5.2285 | 5.3895 | 5.5195 | 5.5195 | 5.5195 | 5.5195 | 5.5195 | 5.5195 | 5.5195 | 5.5195 | 5.5195 | 5.5195 | 5.5195 | 5.5195 | 7471.2664 | 258.2937 | 0.00013391 | 5597.4214 | 3171.6236 | 366.2283 | 13.0056 | 7729.56 | 379.2339 | 7350.3261 | 4178.7025 | TRUE
| 60412816 | DDL021 | DDL | 22KV | 365.11 | 1 | 36243.9558 | 50% | Single phase | 44.74 | 0.004606 | 0.0050023 | 0.0054342 | 0.0059048 | 0.0064177 | 0.0069767 | 0.0075862 | 0.0082507 | 0.0089752 | 0.0097654 | 0.010627 | 0.011567 | 0.011966 | 0.011966 | 0.011966 | 0.011966 | 0.011966 | 0.011966 | 0.011966 | 0.011966 | 4.456 | 4.577 | 4.7225 | 4.874 | 5 | 5.1225 | 5.2285 | 5.3895 | 5.5195 | 5.5195 | 5.5195 | 5.5195 | 5.5195 | 5.5195 | 5.5195 | 5.5195 | 5.5195 | 5.5195 | 5.5195 | 5.5195 | 24627.8156 | 2499.8014 | 0.0003908 | 16335.0214 | 9255.7867 | 1068.7684 | 110.7631 | 27127.617 | 1179.5315 | 25948.0855 | 16692.2988 | TRUE
| 60412820 | DDL021 | DDL | 22KV | 27.76 | 1 | 36243.9558 | 50% | Three phase | 97.13 | 0.0003477 | 0.00037626 | 0.00040726 | 0.00044091 | 0.00047745 | 0.00051713 | 0.00056022 | 0.00060702 | 0.00065786 | 0.0007131 | 0.00077311 | 0.00083833 | 0.0009092 | 0.00090983 | 0.00090983 | 0.00090983 | 0.00090983 | 0.00090983 | 0.00090983 | 0.00090983 | 4.456 | 4.577 | 4.7225 | 4.874 | 5 | 5.1225 | 5.2285 | 5.3895 | 5.5195 | 5.5195 | 5.5195 | 5.5195 | 5.5195 | 5.5195 | 5.5195 | 5.5195 | 5.5195 | 5.5195 | 5.5195 | 5.5195 | 1841.6254 | 30.8559 | 2.9713e-05 | 2696.3288 | 1527.7999 | 81.2605 | 1.3901 | 1872.4812 | 82.6506 | 1789.8307 | 262.0307 | TRUE
| 60412821 | DDL021 | DDL | 22KV | 242.54 | 1 | 36243.9558 | 50% | Three phase | 97.13 | 0.0030379 | 0.0032874 | 0.0035582 | 0.0038523 | 0.0041715 | 0.0045182 | 0.0048946 | 0.0053036 | 0.0057478 | 0.0062304 | 0.0067547 | 0.0073245 | 0.0079437 | 0.0079492 | 0.0079492 | 0.0079492 | 0.0079492 | 0.0079492 | 0.0079492 | 0.0079492 | 4.456 | 4.577 | 4.7225 | 4.874 | 5 | 5.1225 | 5.2285 | 5.3895 | 5.5195 | 5.5195 | 5.5195 | 5.5195 | 5.5195 | 5.5195 | 5.5195 | 5.5195 | 5.5195 | 5.5195 | 5.5195 | 5.5195 | 16090.3392 | 2355.4043 | 0.00025961 | 23557.9102 | 13348.4363 | 709.9753 | 106.1138 | 18445.7434 | 816.0891 | 17629.6543 | 4281.218 | TRUE
| 60412842 | DDL021 | DDL | 22KV | 606.72 | 1 | 36243.9558 | 50% | Single phase | 44.74 | 0.0067136 | 0.0073587 | 0.0080685 | 0.0088496 | 0.0097093 | 0.010656 | 0.011698 | 0.012845 | 0.014109 | 0.015501 | 0.017035 | 0.018726 | 0.019885 | 0.019885 | 0.019885 | 0.019885 | 0.019885 | 0.019885 | 0.019885 | 0.019885 | 4.456 | 4.577 | 4.7225 | 4.874 | 5 | 5.1225 | 5.2285 | 5.3895 | 5.5195 | 5.5195 | 5.5195 | 5.5195 | 5.5195 | 5.5195 | 5.5195 | 5.5195 | 5.5195 | 5.5195 | 5.5195 | 5.5195 | 39384.1834 | 6627.703 | 0.00064941 | 27144.6528 | 15380.7645 | 1776.0214 | 305.8611 | 46011.8864 | 2081.8825 | 43930.0039 | 28549.2394 | TRUE
| 60412877 | DDL021 | DDL | 22KV | 161.15 | 1 | 36243.9558 | 50% | Single phase | 44.74 | 0.0020052 | 0.0021628 | 0.0023332 | 0.0025175 | 0.002717 | 0.0029328 | 0.0031664 | 0.0034193 | 0.003693 | 0.0039894 | 0.0043102 | 0.0046576 | 0.0050339 | 0.0052817 | 0.0052817 | 0.0052817 | 0.0052817 | 0.0052817 | 0.0052817 | 0.0052817 | 4.456 | 4.577 | 4.7225 | 4.874 | 5 | 5.1225 | 5.2285 | 5.3895 | 5.5195 | 5.5195 | 5.5195 | 5.5195 | 5.5195 | 5.5195 | 5.5195 | 5.5195 | 5.5195 | 5.5195 | 5.5195 | 5.5195 | 10500.846 | 470.4991 | 0.00017249 | 7209.851 | 4085.2621 | 471.7264 | 21.5779 | 10971.3451 | 493.3043 | 10478.0408 | 6392.7788 | TRUE
| 60412878 | DDL021 | DDL | 22KV | 68.83 | 1 | 36243.9558 | 50% | Single phase | 44.74 | 0.00085647 | 0.00092375 | 0.00099653 | 0.0010753 | 0.0011605 | 0.0012527 | 0.0013524 | 0.0014604 | 0.0015774 | 0.0017039 | 0.001841 | 0.0019894 | 0.0021501 | 0.0022559 | 0.0022559 | 0.0022559 | 0.0022559 | 0.0022559 | 0.0022559 | 0.0022559 | 4.456 | 4.577 | 4.7225 | 4.874 | 5 | 5.1225 | 5.2285 | 5.3895 | 5.5195 | 5.5195 | 5.5195 | 5.5195 | 5.5195 | 5.5195 | 5.5195 | 5.5195 | 5.5195 | 5.5195 | 5.5195 | 5.5195 | 4485.096 | 85.8329 | 7.3673e-05 | 3079.4542 | 1744.8873 | 201.4826 | 3.9364 | 4570.9289 | 205.4191 | 4365.5099 | 2620.6226 | TRUE
| 60412887 | DDL021 | DDL | 22KV | 1591.38 | 1 | 36243.9558 | 50% | Single phase | 44.74 | 0.009593 | 0.010572 | 0.011658 | 0.01286 | 0.014194 | 0.015672 | 0.017312 | 0.019132 | 0.021151 | 0.023392 | 0.02588 | 0.028642 | 0.031711 | 0.035119 | 0.038907 | 0.043115 | 0.047793 | 0.052157 | 0.052157 | 0.052157 | 4.456 | 4.577 | 4.7225 | 4.874 | 5 | 5.1225 | 5.2285 | 5.3895 | 5.5195 | 5.5195 | 5.5195 | 5.5195 | 5.5195 | 5.5195 | 5.5195 | 5.5195 | 5.5195 | 5.5195 | 5.5195 | 5.5195 | 71473.9677 | 31342.752 | 0.0017034 | 71198.3412 | 40342.565 | 4658.3677 | 2104.241 | 102816.7197 | 6762.6087 | 96054.1109 | 55711.546 | TRUE
| 60412892 | DDL021 | DDL | 22KV | 2303.51 | 1 | 36243.9558 | 50% | Single phase | 44.74 | 0.02906 | 0.03156 | 0.034285 | 0.037254 | 0.04049 | 0.044017 | 0.047862 | 0.052054 | 0.056625 | 0.061611 | 0.067048 | 0.07298 | 0.075497 | 0.075497 | 0.075497 | 0.075497 | 0.075497 | 0.075497 | 0.075497 | 0.075497 | 4.456 | 4.577 | 4.7225 | 4.874 | 5 | 5.1225 | 5.2285 | 5.3895 | 5.5195 | 5.5195 | 5.5195 | 5.5195 | 5.5195 | 5.5195 | 5.5195 | 5.5195 | 5.5195 | 5.5195 | 5.5195 | 5.5195 | 155378.9805 | 99503.4768 | 0.0024656 | 103059.0374 | 58395.5447 | 6742.9505 | 4408.8761 | 254882.4572 | 11151.8267 | 243730.6306 | 185335.0859 | TRUE
| 60412895 | DDL021 | DDL | 22KV | 212.55 | 1 | 36243.9558 | 50% | Single phase | 44.74 | 0.0020209 | 0.0022207 | 0.002441 | 0.0026842 | 0.0029527 | 0.0032491 | 0.0035765 | 0.003938 | 0.0043375 | 0.0047788 | 0.0052665 | 0.0058056 | 0.0064015 | 0.0069663 | 0.0069663 | 0.0069663 | 0.0069663 | 0.0069663 | 0.0069663 | 0.0069663 | 4.456 | 4.577 | 4.7225 | 4.874 | 5 | 5.1225 | 5.2285 | 5.3895 | 5.5195 | 5.5195 | 5.5195 | 5.5195 | 5.5195 | 5.5195 | 5.5195 | 5.5195 | 5.5195 | 5.5195 | 5.5195 | 5.5195 | 12797.5926 | 752.8201 | 0.00022751 | 9509.487 | 5388.287 | 622.1871 | 37.5379 | 13550.4127 | 659.725 | 12890.6877 | 7502.4007 | TRUE
| 60412898 | DDL021 | DDL | 22KV | 234.02 | 1 | 36243.9558 | 50% | Single phase | 44.74 | 0.0029246 | 0.0031612 | 0.0034177 | 0.0036959 | 0.0039976 | 0.0043247 | 0.0046797 | 0.0050647 | 0.0054824 | 0.0059357 | 0.0064277 | 0.0069616 | 0.0075412 | 0.00767 | 0.00767 | 0.00767 | 0.00767 | 0.00767 | 0.00767 | 0.00767 | 4.456 | 4.577 | 4.7225 | 4.874 | 5 | 5.1225 | 5.2285 | 5.3895 | 5.5195 | 5.5195 | 5.5195 | 5.5195 | 5.5195 | 5.5195 | 5.5195 | 5.5195 | 5.5195 | 5.5195 | 5.5195 | 5.5195 | 15429.3956 | 1003.8692 | 0.00025049 | 10470.0548 | 5932.5661 | 685.0351 | 45.5044 | 16433.2648 | 730.5396 | 15702.7252 | 9770.1591 | TRUE
| 60412899 | DDL021 | DDL | 22KV | 2558.55 | 1 | 36243.9558 | 50% | Single phase | 44.74 | 0.031974 | 0.034561 | 0.037366 | 0.040407 | 0.043705 | 0.047283 | 0.051163 | 0.055372 | 0.05994 | 0.064896 | 0.070274 | 0.076112 | 0.082448 | 0.083856 | 0.083856 | 0.083856 | 0.083856 | 0.083856 | 0.083856 | 0.083856 | 4.456 | 4.577 | 4.7225 | 4.874 | 5 | 5.1225 | 5.2285 | 5.3895 | 5.5195 | 5.5195 | 5.5195 | 5.5195 | 5.5195 | 5.5195 | 5.5195 | 5.5195 | 5.5195 | 5.5195 | 5.5195 | 5.5195 | 168690.1975 | 119993.8566 | 0.0027386 | 114469.527 | 64860.9821 | 7489.5165 | 5439.206 | 288684.0541 | 12928.7225 | 275755.3316 | 210894.3495 | TRUE
| 60412922 | DDL022 | DDL | 22KV | 267.72 | 2 | 36243.9558 | 33.33% | Three phase | 97.13 | 0.002045 | 0.0022548 | 0.0024873 | 0.0027449 | 0.0030304 | 0.003347 | 0.003698 | 0.0040874 | 0.0045194 | 0.0049988 | 0.0055308 | 0.0061214 | 0.0067772 | 0.0075054 | 0.0083142 | 0.0087745 | 0.0087745 | 0.0087745 | 0.0087745 | 0.0087745 | 3.247 | 3.3777 | 3.527 | 3.673 | 3.8033 | 3.9347 | 4.094 | 4.2793 | 4.43 | 4.43 | 4.43 | 4.43 | 4.43 | 4.43 | 4.43 | 4.43 | 4.43 | 4.43 | 4.43 | 4.43 | 11335.3957 | 2294.5808 | 0.00028656 | 26003.6436 | 14734.2433 | 613.3935 | 129.2905 | 13629.9765 | 742.684 | 12887.2925 | -1846.9508 | FALSE
| 60412923 | DDL022 | DDL | 22KV | 97.37 | 2 | 36243.9558 | 33.33% | Three phase | 97.13 | 0.0012196 | 0.0013198 | 0.0014285 | 0.0015465 | 0.0016747 | 0.0018139 | 0.001965 | 0.0021292 | 0.0023075 | 0.0025012 | 0.0027117 | 0.0029405 | 0.0031891 | 0.0031913 | 0.0031913 | 0.0031913 | 0.0031913 | 0.0031913 | 0.0031913 | 0.0031913 | 3.247 | 3.3777 | 3.527 | 3.673 | 3.8033 | 3.9347 | 4.094 | 4.2793 | 4.43 | 4.43 | 4.43 | 4.43 | 4.43 | 4.43 | 4.43 | 4.43 | 4.43 | 4.43 | 4.43 | 4.43 | 5103.2997 | 379.62 | 0.00010422 | 9457.5481 | 5358.8573 | 223.0917 | 17.1023 | 5482.9197 | 240.1941 | 5242.7256 | -116.1317 | FALSE
| 60412924 | DDL022 | DDL | 22KV | 54.43 | 2 | 36243.9558 | 33.33% | Three phase | 97.13 | 0.00068175 | 0.00073774 | 0.00079853 | 0.00086451 | 0.00093615 | 0.0010139 | 0.0010984 | 0.0011902 | 0.0012899 | 0.0013982 | 0.0015159 | 0.0016437 | 0.0017827 | 0.0017839 | 0.0017839 | 0.0017839 | 0.0017839 | 0.0017839 | 0.0017839 | 0.0017839 | 3.247 | 3.3777 | 3.527 | 3.673 | 3.8033 | 3.9347 | 4.094 | 4.2793 | 4.43 | 4.43 | 4.43 | 4.43 | 4.43 | 4.43 | 4.43 | 4.43 | 4.43 | 4.43 | 4.43 | 4.43 | 2852.7534 | 118.6248 | 5.826e-05 | 5286.7859 | 2995.6106 | 124.7087 | 5.3442 | 2971.3782 | 130.0529 | 2841.3253 | -154.2852 | FALSE
| 60412925 | DDL022 | DDL | 22KV | 27.26 | 2 | 36243.9558 | 33.33% | Three phase | 97.13 | 0.00034144 | 0.00036948 | 0.00039992 | 0.00043297 | 0.00046885 | 0.00050781 | 0.00055013 | 0.00059609 | 0.00064601 | 0.00070025 | 0.00075919 | 0.00082323 | 0.00089283 | 0.00089344 | 0.00089344 | 0.00089344 | 0.00089344 | 0.00089344 | 0.00089344 | 0.00089344 | 3.247 | 3.3777 | 3.527 | 3.673 | 3.8033 | 3.9347 | 4.094 | 4.2793 | 4.43 | 4.43 | 4.43 | 4.43 | 4.43 | 4.43 | 4.43 | 4.43 | 4.43 | 4.43 | 4.43 | 4.43 | 1428.7352 | 29.7543 | 2.9178e-05 | 2647.7638 | 1500.2819 | 62.4574 | 1.3405 | 1458.4896 | 63.7979 | 1394.6917 | -105.5902 | FALSE
| 60412926 | DDL022 | DDL | 22KV | 176.46 | 2 | 36243.9558 | 33.33% | Three phase | 97.13 | 0.0022102 | 0.0023917 | 0.0025888 | 0.0028027 | 0.003035 | 0.0032872 | 0.0035611 | 0.0038586 | 0.0041818 | 0.0045329 | 0.0049144 | 0.0053289 | 0.0057795 | 0.0057834 | 0.0057834 | 0.0057834 | 0.0057834 | 0.0057834 | 0.0057834 | 0.0057834 | 3.247 | 3.3777 | 3.527 | 3.673 | 3.8033 | 3.9347 | 4.094 | 4.2793 | 4.43 | 4.43 | 4.43 | 4.43 | 4.43 | 4.43 | 4.43 | 4.43 | 4.43 | 4.43 | 4.43 | 4.43 | 9248.5187 | 1246.7841 | 0.00018888 | 17139.5598 | 9711.6561 | 404.3008 | 56.1691 | 10495.3028 | 460.4699 | 10034.8328 | 323.1767 | TRUE
| 60412935 | DDL022 | DDL | 22KV | 57.27 | 2 | 36243.9558 | 33.33% | Three phase | 97.13 | 0.00055714 | 0.00061242 | 0.00067344 | 0.00074081 | 0.0008152 | 0.00089736 | 0.00098812 | 0.0010884 | 0.0011992 | 0.0013217 | 0.0014571 | 0.0016068 | 0.0017724 | 0.001877 | 0.001877 | 0.001877 | 0.001877 | 0.001877 | 0.001877 | 0.001877 | 3.247 | 3.3777 | 3.527 | 3.673 | 3.8033 | 3.9347 | 4.094 | 4.2793 | 4.43 | 4.43 | 4.43 | 4.43 | 4.43 | 4.43 | 4.43 | 4.43 | 4.43 | 4.43 | 4.43 | 4.43 | 2769.2379 | 120.4215 | 6.13e-05 | 5562.6351 | 3151.9129 | 131.2156 | 5.9164 | 2889.6593 | 137.132 | 2752.5273 | -399.3856 | FALSE
| 60412936 | DDL022 | DDL | 22KV | 203.66 | 2 | 36243.9558 | 33.33% | Three phase | 97.13 | 0.0019813 | 0.0021779 | 0.0023948 | 0.0026344 | 0.0028989 | 0.0031911 | 0.0035139 | 0.0038705 | 0.0042646 | 0.0047002 | 0.0051817 | 0.0057141 | 0.0063028 | 0.0066749 | 0.0066749 | 0.0066749 | 0.0066749 | 0.0066749 | 0.0066749 | 0.0066749 | 3.247 | 3.3777 | 3.527 | 3.673 | 3.8033 | 3.9347 | 4.094 | 4.2793 | 4.43 | 4.43 | 4.43 | 4.43 | 4.43 | 4.43 | 4.43 | 4.43 | 4.43 | 4.43 | 4.43 | 4.43 | 9847.7908 | 1522.8638 | 0.00021799 | 19781.4958 | 11208.6359 | 466.6208 | 74.8198 | 11370.6546 | 541.4406 | 10829.214 | -379.4218 | FALSE
| 60412937 | DDL022 | DDL | 22KV | 20.85 | 2 | 36243.9558 | 33.33% | Three phase | 97.13 | 0.00015927 | 0.00017561 | 0.00019371 | 0.00021377 | 0.00023601 | 0.00026066 | 0.000288 | 0.00031833 | 0.00035197 | 0.0003893 | 0.00043074 | 0.00047673 | 0.00052781 | 0.00058452 | 0.00064751 | 0.00068335 | 0.00068335 | 0.00068335 | 0.00068335 | 0.00068335 | 3.247 | 3.3777 | 3.527 | 3.673 | 3.8033 | 3.9347 | 4.094 | 4.2793 | 4.43 | 4.43 | 4.43 | 4.43 | 4.43 | 4.43 | 4.43 | 4.43 | 4.43 | 4.43 | 4.43 | 4.43 | 882.7992 | 13.9173 | 2.2317e-05 | 2025.1605 | 1147.501 | 47.771 | 0.78418 | 896.7165 | 48.5552 | 848.1613 | -299.3397 | FALSE
| 60412938 | DDL022 | DDL | 22KV | 296.59 | 2 | 36243.9558 | 33.33% | Three phase | 97.13 | 0.0022655 | 0.002498 | 0.0027555 | 0.0030409 | 0.0033572 | 0.0037079 | 0.0040968 | 0.0045282 | 0.0050067 | 0.0055378 | 0.0061272 | 0.0067815 | 0.007508 | 0.0083147 | 0.0092108 | 0.0097207 | 0.0097207 | 0.0097207 | 0.0097207 | 0.0097207 | 3.247 | 3.3777 | 3.527 | 3.673 | 3.8033 | 3.9347 | 4.094 | 4.2793 | 4.43 | 4.43 | 4.43 | 4.43 | 4.43 | 4.43 | 4.43 | 4.43 | 4.43 | 4.43 | 4.43 | 4.43 | 12557.7657 | 2816.1432 | 0.00031746 | 28807.7867 | 16323.1332 | 679.5397 | 158.6785 | 15373.9088 | 838.2182 | 14535.6906 | -1787.4426 | FALSE
| 60412940 | DDL022 | DDL | 22KV | 44.09 | 2 | 36243.9558 | 33.33% | Single phase | 44.74 | 0.0004139 | 0.00045188 | 0.00049351 | 0.00053914 | 0.00058917 | 0.00064404 | 0.00070422 | 0.00077024 | 0.00084267 | 0.00092215 | 0.0010094 | 0.0011051 | 0.0012103 | 0.0013257 | 0.001445 | 0.001445 | 0.001445 | 0.001445 | 0.001445 | 0.001445 | 3.247 | 3.3777 | 3.527 | 3.673 | 3.8033 | 3.9347 | 4.094 | 4.2793 | 4.43 | 4.43 | 4.43 | 4.43 | 4.43 | 4.43 | 4.43 | 4.43 | 4.43 | 4.43 | 4.43 | 4.43 | 2020.7494 | 31.1608 | 4.7192e-05 | 1972.5866 | 1117.7115 | 101.0179 | 1.6152 | 2051.9102 | 102.6331 | 1949.277 | 831.5656 | TRUE
| 60412942 | DDL022 | DDL | 22KV | 38.39 | 2 | 36243.9558 | 33.33% | Three phase | 97.13 | 0.00023142 | 0.00025505 | 0.00028123 | 0.00031024 | 0.00034241 | 0.00037808 | 0.00041764 | 0.00046153 | 0.00051024 | 0.0005643 | 0.00062432 | 0.00069096 | 0.00076498 | 0.00084721 | 0.00093857 | 0.0010401 | 0.0011529 | 0.0012582 | 0.0012582 | 0.0012582 | 3.247 | 3.3777 | 3.527 | 3.673 | 3.8033 | 3.9347 | 4.094 | 4.2793 | 4.43 | 4.43 | 4.43 | 4.43 | 4.43 | 4.43 | 4.43 | 4.43 | 4.43 | 4.43 | 4.43 | 4.43 | 1367.6428 | 39.5989 | 4.1091e-05 | 3728.8207 | 2112.8328 | 87.9582 | 2.6585 | 1407.2416 | 90.6168 | 1316.6249 | -796.2079 | FALSE
| 60412943 | DDL022 | DDL | 22KV | 392.48 | 2 | 36243.9558 | 33.33% | Three phase | 97.13 | 0.0023659 | 0.0026075 | 0.0028751 | 0.0031718 | 0.0035006 | 0.0038653 | 0.0042697 | 0.0047184 | 0.0052164 | 0.0057691 | 0.0063827 | 0.0070641 | 0.0078208 | 0.0086615 | 0.0095955 | 0.010633 | 0.011787 | 0.012863 | 0.012863 | 0.012863 | 3.247 | 3.3777 | 3.527 | 3.673 | 3.8033 | 3.9347 | 4.094 | 4.2793 | 4.43 | 4.43 | 4.43 | 4.43 | 4.43 | 4.43 | 4.43 | 4.43 | 4.43 | 4.43 | 4.43 | 4.43 | 13982.0899 | 4138.8702 | 0.0004201 | 38121.5824 | 21600.5372 | 899.2405 | 277.869 | 18120.9601 | 1177.1096 | 16943.8505 | -4656.6866 | FALSE
| 60412944 | DDL022 | DDL | 22KV | 198 | 2 | 36243.9558 | 33.33% | Three phase | 97.13 | 0.0011936 | 0.0013154 | 0.0014505 | 0.0016001 | 0.001766 | 0.00195 | 0.002154 | 0.0023804 | 0.0026316 | 0.0029104 | 0.00322 | 0.0035637 | 0.0039455 | 0.0043696 | 0.0048408 | 0.0053644 | 0.0059464 | 0.0064894 | 0.0064894 | 0.0064894 | 3.247 | 3.3777 | 3.527 | 3.673 | 3.8033 | 3.9347 | 4.094 | 4.2793 | 4.43 | 4.43 | 4.43 | 4.43 | 4.43 | 4.43 | 4.43 | 4.43 | 4.43 | 4.43 | 4.43 | 4.43 | 7053.7449 | 1053.3607 | 0.00021193 | 19231.74 | 10897.132 | 453.6527 | 70.7189 | 8107.1056 | 524.3716 | 7582.734 | -3314.398 | FALSE
| 60412945 | DDL022 | DDL | 22KV | 35.15 | 2 | 36243.9558 | 33.33% | Three phase | 97.13 | 0.00021189 | 0.00023352 | 0.00025749 | 0.00028406 | 0.00031351 | 0.00034617 | 0.00038239 | 0.00042258 | 0.00046717 | 0.00051667 | 0.00057163 | 0.00063265 | 0.00070042 | 0.00077571 | 0.00085936 | 0.00095232 | 0.0010556 | 0.001152 | 0.001152 | 0.001152 | 3.247 | 3.3777 | 3.527 | 3.673 | 3.8033 | 3.9347 | 4.094 | 4.2793 | 4.43 | 4.43 | 4.43 | 4.43 | 4.43 | 4.43 | 4.43 | 4.43 | 4.43 | 4.43 | 4.43 | 4.43 | 1252.2178 | 33.1969 | 3.7623e-05 | 3414.1195 | 1934.5161 | 80.5348 | 2.2287 | 1285.4147 | 82.7635 | 1202.6512 | -731.8649 | FALSE
| 60412954 | DDL022 | DDL | 22KV | 205.08 | 2 | 36243.9558 | 33.33% | Three phase | 97.13 | 0.0025687 | 0.0027797 | 0.0030087 | 0.0032573 | 0.0035272 | 0.0038203 | 0.0041387 | 0.0044844 | 0.00486 | 0.0052681 | 0.0057115 | 0.0061932 | 0.0067168 | 0.0067214 | 0.0067214 | 0.0067214 | 0.0067214 | 0.0067214 | 0.0067214 | 0.0067214 | 3.247 | 3.3777 | 3.527 | 3.673 | 3.8033 | 3.9347 | 4.094 | 4.2793 | 4.43 | 4.43 | 4.43 | 4.43 | 4.43 | 4.43 | 4.43 | 4.43 | 4.43 | 4.43 | 4.43 | 4.43 | 10748.5334 | 1684.0126 | 0.00021951 | 19919.4204 | 11286.787 | 469.8743 | 75.8668 | 12432.546 | 545.741 | 11886.805 | 600.0179 | TRUE
| 60412962 | DDL022 | DDL | 22KV | 45.43 | 2 | 36243.9558 | 33.33% | Three phase | 97.13 | 0.00030816 | 0.0003397 | 0.00037465 | 0.00041338 | 0.00045631 | 0.00050392 | 0.00055671 | 0.00061528 | 0.00068026 | 0.00075238 | 0.00083243 | 0.00092131 | 0.00102 | 0.0011296 | 0.0012514 | 0.0013867 | 0.001489 | 0.001489 | 0.001489 | 0.001489 | 3.247 | 3.3777 | 3.527 | 3.673 | 3.8033 | 3.9347 | 4.094 | 4.2793 | 4.43 | 4.43 | 4.43 | 4.43 | 4.43 | 4.43 | 4.43 | 4.43 | 4.43 | 4.43 | 4.43 | 4.43 | 1770.7736 | 60.7393 | 4.8627e-05 | 4412.6159 | 2500.2864 | 104.0881 | 3.723 | 1831.5129 | 107.8111 | 1723.7018 | -776.5846 | FALSE
| 60412967 | DDL022 | DDL | 22KV | 17.81 | 2 | 36243.9558 | 33.33% | Three phase | 97.13 | 0.00022303 | 0.00024417 | 0.00026739 | 0.0002929 | 0.00032094 | 0.00035176 | 0.00038564 | 0.0004229 | 0.00046387 | 0.00050894 | 0.00055851 | 0.00058372 | 0.00058372 | 0.00058372 | 0.00058372 | 0.00058372 | 0.00058372 | 0.00058372 | 0.00058372 | 0.00058372 | 3.247 | 3.3777 | 3.527 | 3.673 | 3.8033 | 3.9347 | 4.094 | 4.2793 | 4.43 | 4.43 | 4.43 | 4.43 | 4.43 | 4.43 | 4.43 | 4.43 | 4.43 | 4.43 | 4.43 | 4.43 | 969.8286 | 13.1905 | 1.9063e-05 | 1729.8853 | 980.1915 | 40.8058 | 0.57218 | 983.0191 | 41.378 | 941.6411 | -38.5505 | FALSE
| 60412968 | DDL022 | DDL | 22KV | 31.33 | 2 | 36243.9558 | 33.33% | Three phase | 97.13 | 0.00039234 | 0.00042952 | 0.00047036 | 0.00051525 | 0.00056457 | 0.00061879 | 0.0006784 | 0.00074394 | 0.00081601 | 0.00089528 | 0.00098248 | 0.0010268 | 0.0010268 | 0.0010268 | 0.0010268 | 0.0010268 | 0.0010268 | 0.0010268 | 0.0010268 | 0.0010268 | 3.247 | 3.3777 | 3.527 | 3.673 | 3.8033 | 3.9347 | 4.094 | 4.2793 | 4.43 | 4.43 | 4.43 | 4.43 | 4.43 | 4.43 | 4.43 | 4.43 | 4.43 | 4.43 | 4.43 | 4.43 | 1706.0489 | 40.8182 | 3.3535e-05 | 3043.0829 | 1724.2785 | 71.7825 | 1.7706 | 1746.867 | 73.5531 | 1673.3139 | -50.9646 | FALSE
| 60412969 | DDL022 | DDL | 22KV | 287.07 | 2 | 36243.9558 | 33.33% | Three phase | 97.13 | 0.0026871 | 0.0029293 | 0.0031944 | 0.0034845 | 0.0038022 | 0.0041499 | 0.0045308 | 0.004948 | 0.0054049 | 0.0059056 | 0.0064542 | 0.0070555 | 0.0077145 | 0.008437 | 0.0092291 | 0.0094087 | 0.0094087 | 0.0094087 | 0.0094087 | 0.0094087 | 3.247 | 3.3777 | 3.527 | 3.673 | 3.8033 | 3.9347 | 4.094 | 4.2793 | 4.43 | 4.43 | 4.43 | 4.43 | 4.43 | 4.43 | 4.43 | 4.43 | 4.43 | 4.43 | 4.43 | 4.43 | 13021.8714 | 2838.8423 | 0.00030727 | 27883.1091 | 15799.1903 | 657.7277 | 148.6554 | 15860.7136 | 806.3831 | 15054.3305 | -744.8598 | FALSE
| 60412978 | DDL022 | DDL | 22KV | 23.73 | 2 | 36243.9558 | 33.33% | Three phase | 97.13 | 0.00014305 | 0.00015765 | 0.00017383 | 0.00019177 | 0.00021165 | 0.0002337 | 0.00025815 | 0.00028529 | 0.00031539 | 0.00034881 | 0.00038591 | 0.0004271 | 0.00047286 | 0.00052369 | 0.00058016 | 0.00064292 | 0.00071267 | 0.00077775 | 0.00077775 | 0.00077775 | 3.247 | 3.3777 | 3.527 | 3.673 | 3.8033 | 3.9347 | 4.094 | 4.2793 | 4.43 | 4.43 | 4.43 | 4.43 | 4.43 | 4.43 | 4.43 | 4.43 | 4.43 | 4.43 | 4.43 | 4.43 | 845.3806 | 15.1301 | 2.54e-05 | 2304.8949 | 1306.0048 | 54.3696 | 1.0158 | 860.5108 | 55.3854 | 805.1254 | -500.8794 | FALSE
| 60412983 | DDL022 | DDL | 22KV | 44.29 | 2 | 36243.9558 | 33.33% | Three phase | 97.13 | 0.00026699 | 0.00029424 | 0.00032445 | 0.00035792 | 0.00039503 | 0.00043618 | 0.00048182 | 0.00053246 | 0.00058865 | 0.00065102 | 0.00072027 | 0.00079715 | 0.00088255 | 0.00097741 | 0.0010828 | 0.0011999 | 0.0013301 | 0.0014516 | 0.0014516 | 0.0014516 | 3.247 | 3.3777 | 3.527 | 3.673 | 3.8033 | 3.9347 | 4.094 | 4.2793 | 4.43 | 4.43 | 4.43 | 4.43 | 4.43 | 4.43 | 4.43 | 4.43 | 4.43 | 4.43 | 4.43 | 4.43 | 1577.8301 | 52.7058 | 4.7407e-05 | 4301.8877 | 2437.5453 | 101.4762 | 3.5385 | 1630.5359 | 105.0146 | 1525.5212 | -912.0241 | FALSE
| 60412992 | DDL022 | DDL | 22KV | 315.5 | 2 | 36243.9558 | 33.33% | Three phase | 97.13 | 0.0016915 | 0.0018637 | 0.0020546 | 0.0022661 | 0.0025006 | 0.0027607 | 0.0030492 | 0.0033693 | 0.0037245 | 0.0041189 | 0.0045568 | 0.0050431 | 0.0055833 | 0.0061836 | 0.0068506 | 0.007592 | 0.0084162 | 0.0093327 | 0.01034 | 0.01034 | 3.247 | 3.3777 | 3.527 | 3.673 | 3.8033 | 3.9347 | 4.094 | 4.2793 | 4.43 | 4.43 | 4.43 | 4.43 | 4.43 | 4.43 | 4.43 | 4.43 | 4.43 | 4.43 | 4.43 | 4.43 | 10190.2116 | 2423.0145 | 0.0003377 | 30644.515 | 17363.8643 | 722.8658 | 179.5576 | 12613.226 | 902.4235 | 11710.8026 | -5653.0618 | FALSE
| 60413001 | DDL022 | DDL | 22KV | 34.1 | 2 | 36243.9558 | 33.33% | Three phase | 97.13 | 0.00032012 | 0.00034949 | 0.00038169 | 0.00041698 | 0.00045568 | 0.00049811 | 0.00054466 | 0.00059571 | 0.00065173 | 0.00071321 | 0.00078068 | 0.00085473 | 0.00093603 | 0.0010253 | 0.0011176 | 0.0011176 | 0.0011176 | 0.0011176 | 0.0011176 | 0.0011176 | 3.247 | 3.3777 | 3.527 | 3.673 | 3.8033 | 3.9347 | 4.094 | 4.2793 | 4.43 | 4.43 | 4.43 | 4.43 | 4.43 | 4.43 | 4.43 | 4.43 | 4.43 | 4.43 | 4.43 | 4.43 | 1562.884 | 40.4664 | 3.65e-05 | 3312.133 | 1876.7283 | 78.1291 | 2.0976 | 1603.3503 | 80.2266 | 1523.1237 | -353.6046 | FALSE
| 60413002 | DDL022 | DDL | 22KV | 315.98 | 2 | 36243.9558 | 33.33% | Three phase | 97.13 | 0.0040649 | 0.0044586 | 0.0048919 | 0.0053689 | 0.0058942 | 0.0064727 | 0.00711 | 0.007812 | 0.0085856 | 0.009438 | 0.010356 | 0.010356 | 0.010356 | 0.010356 | 0.010356 | 0.010356 | 0.010356 | 0.010356 | 0.010356 | 0.010356 | 3.247 | 3.3777 | 3.527 | 3.673 | 3.8033 | 3.9347 | 4.094 | 4.2793 | 4.43 | 4.43 | 4.43 | 4.43 | 4.43 | 4.43 | 4.43 | 4.43 | 4.43 | 4.43 | 4.43 | 4.43 | 17531.1748 | 4233.0962 | 0.00033821 | 30691.1374 | 17390.2816 | 723.9656 | 180.1044 | 21764.2709 | 904.07 | 20860.2009 | 3469.9193 | TRUE
| 60413004 | DDL022 | DDL | 22KV | 38.78 | 2 | 36243.9558 | 33.33% | Three phase | 97.13 | 0.00036515 | 0.00039927 | 0.00043672 | 0.00047784 | 0.000523 | 0.00057261 | 0.0006271 | 0.00068697 | 0.00075278 | 0.0008251 | 0.0009046 | 0.00099202 | 0.0010881 | 0.0011939 | 0.001271 | 0.001271 | 0.001271 | 0.001271 | 0.001271 | 0.001271 | 3.247 | 3.3777 | 3.527 | 3.673 | 3.8033 | 3.9347 | 4.094 | 4.2793 | 4.43 | 4.43 | 4.43 | 4.43 | 4.43 | 4.43 | 4.43 | 4.43 | 4.43 | 4.43 | 4.43 | 4.43 | 1794.1265 | 52.8238 | 4.1509e-05 | 3766.7014 | 2134.2969 | 88.8518 | 2.7128 | 1846.9503 | 91.5646 | 1755.3857 | -378.9111 | FALSE
| 60413010 | DDL022 | DDL | 22KV | 306.26 | 2 | 36243.9558 | 33.33% | Three phase | 97.13 | 0.0028667 | 0.0031251 | 0.0034079 | 0.0037175 | 0.0040563 | 0.0044274 | 0.0048337 | 0.0052787 | 0.0057662 | 0.0063004 | 0.0068857 | 0.0075271 | 0.0082302 | 0.009001 | 0.009846 | 0.010038 | 0.010038 | 0.010038 | 0.010038 | 0.010038 | 3.247 | 3.3777 | 3.527 | 3.673 | 3.8033 | 3.9347 | 4.094 | 4.2793 | 4.43 | 4.43 | 4.43 | 4.43 | 4.43 | 4.43 | 4.43 | 4.43 | 4.43 | 4.43 | 4.43 | 4.43 | 13892.3549 | 3231.0688 | 0.00032781 | 29747.0338 | 16855.3315 | 701.6954 | 169.1943 | 17123.4237 | 870.8897 | 16252.534 | -602.7975 | FALSE
| 60413011 | DDL022 | DDL | 22KV | 82.19 | 2 | 36243.9558 | 33.33% | Three phase | 97.13 | 0.00078147 | 0.0008587 | 0.00094391 | 0.001038 | 0.0011418 | 0.0012564 | 0.001383 | 0.0015228 | 0.0016772 | 0.0018479 | 0.0020365 | 0.0022449 | 0.0024754 | 0.0026938 | 0.0026938 | 0.0026938 | 0.0026938 | 0.0026938 | 0.0026938 | 0.0026938 | 3.247 | 3.3777 | 3.527 | 3.673 | 3.8033 | 3.9347 | 4.094 | 4.2793 | 4.43 | 4.43 | 4.43 | 4.43 | 4.43 | 4.43 | 4.43 | 4.43 | 4.43 | 4.43 | 4.43 | 4.43 | 3917.5 | 244.3793 | 8.7973e-05 | 7983.1147 | 4523.4105 | 188.3117 | 12.1855 | 4161.8792 | 200.4972 | 3961.382 | -562.0285 | FALSE
| 60413038 | DDL023 | DDL | 22KV | 167.2 | 4 | 36243.9558 | 20% | Three phase | 97.13 | 0.0020284 | 0.0022229 | 0.0024368 | 0.0026722 | 0.0029312 | 0.0032161 | 0.0035298 | 0.003875 | 0.0042552 | 0.0046738 | 0.0051348 | 0.0054799 | 0.0054799 | 0.0054799 | 0.0054799 | 0.0054799 | 0.0054799 | 0.0054799 | 0.0054799 | 0.0054799 | 2.3486 | 2.4326 | 2.5414 | 2.6462 | 2.7334 | 2.8148 | 2.9078 | 3.0274 | 3.119 | 3.119 | 3.119 | 3.119 | 3.119 | 3.119 | 3.119 | 3.119 | 3.119 | 3.119 | 3.119 | 3.119 | 6363.891 | 1147.3571 | 0.00017897 | 16240.136 | 9202.0226 | 271.8945 | 50.4287 | 7511.2481 | 322.3232 | 7188.9249 | -2013.0977 | FALSE
| 60413039 | DDL023 | DDL | 22KV | 1153 | 4 | 36243.9558 | 20% | Three phase | 97.13 | 0.0071501 | 0.0077573 | 0.0084189 | 0.0091401 | 0.0099263 | 0.010783 | 0.011718 | 0.012738 | 0.01385 | 0.015064 | 0.016388 | 0.017833 | 0.019411 | 0.021133 | 0.023014 | 0.025068 | 0.027311 | 0.029762 | 0.032439 | 0.035364 | 2.3486 | 2.4326 | 2.5414 | 2.6462 | 2.7334 | 2.8148 | 2.9078 | 3.0274 | 3.119 | 3.119 | 3.119 | 3.119 | 3.119 | 3.119 | 3.119 | 3.119 | 3.119 | 3.119 | 3.119 | 3.119 | 25350.498 | 31327.8263 | 0.0012341 | 111990.89 | 63456.5312 | 1874.9666 | 2398.0803 | 56678.3243 | 4273.0469 | 52405.2775 | -11051.2537 | FALSE
| 60413048 | DDL023 | DDL | 22KV | 1119.27 | 4 | 36243.9558 | 20% | Three phase | 97.13 | 0.014542 | 0.01603 | 0.017677 | 0.019499 | 0.021516 | 0.023749 | 0.026221 | 0.02896 | 0.031993 | 0.035353 | 0.036684 | 0.036684 | 0.036684 | 0.036684 | 0.036684 | 0.036684 | 0.036684 | 0.036684 | 0.036684 | 0.036684 | 2.3486 | 2.4326 | 2.5414 | 2.6462 | 2.7334 | 2.8148 | 2.9078 | 3.0274 | 3.119 | 3.119 | 3.119 | 3.119 | 3.119 | 3.119 | 3.119 | 3.119 | 3.119 | 3.119 | 3.119 | 3.119 | 44662.3733 | 53991.5604 | 0.001198 | 108714.6951 | 61600.1662 | 1820.1161 | 2259.8251 | 98653.9337 | 4079.9412 | 94573.9925 | 32973.8263 | TRUE
| 60413049 | DDL023 | DDL | 22KV | 767.07 | 4 | 36243.9558 | 20% | Three phase | 97.13 | 0.0074372 | 0.0081612 | 0.0089589 | 0.0098381 | 0.010807 | 0.011875 | 0.013054 | 0.014353 | 0.015786 | 0.017367 | 0.019112 | 0.021038 | 0.023164 | 0.025141 | 0.025141 | 0.025141 | 0.025141 | 0.025141 | 0.025141 | 0.025141 | 2.3486 | 2.4326 | 2.5414 | 2.6462 | 2.7334 | 2.8148 | 2.9078 | 3.0274 | 3.119 | 3.119 | 3.119 | 3.119 | 3.119 | 3.119 | 3.119 | 3.119 | 3.119 | 3.119 | 3.119 | 3.119 | 25998.1388 | 21410.381 | 0.00082105 | 74505.5091 | 42216.4799 | 1247.3813 | 1061.3903 | 47408.5199 | 2308.7715 | 45099.7483 | 2883.2684 | TRUE
| 60413061 | DDL023 | DDL | 22KV | 833.14 | 4 | 36243.9558 | 20% | Single phase | 44.74 | 0.010346 | 0.011147 | 0.012012 | 0.012948 | 0.013959 | 0.015052 | 0.016233 | 0.017511 | 0.018892 | 0.020386 | 0.022002 | 0.023749 | 0.02564 | 0.027306 | 0.027306 | 0.027306 | 0.027306 | 0.027306 | 0.027306 | 0.027306 | 2.3486 | 2.4326 | 2.5414 | 2.6462 | 2.7334 | 2.8148 | 2.9078 | 3.0274 | 3.119 | 3.119 | 3.119 | 3.119 | 3.119 | 3.119 | 3.119 | 3.119 | 3.119 | 3.119 | 3.119 | 3.119 | 30183.1669 | 12506.1228 | 0.00089177 | 37274.6836 | 21120.6655 | 1354.8219 | 576.7448 | 42689.2896 | 1931.5667 | 40757.723 | 19637.0575 | TRUE
| 60413068 | DDL023 | DDL | 22KV | 494.74 | 4 | 36243.9558 | 20% | Single phase | 44.74 | 0.0061435 | 0.0066191 | 0.0071332 | 0.0076887 | 0.0082891 | 0.0089381 | 0.0096398 | 0.010398 | 0.011219 | 0.012106 | 0.013065 | 0.014103 | 0.015226 | 0.016215 | 0.016215 | 0.016215 | 0.016215 | 0.016215 | 0.016215 | 0.016215 | 2.3486 | 2.4326 | 2.5414 | 2.6462 | 2.7334 | 2.8148 | 2.9078 | 3.0274 | 3.119 | 3.119 | 3.119 | 3.119 | 3.119 | 3.119 | 3.119 | 3.119 | 3.119 | 3.119 | 3.119 | 3.119 | 17923.5422 | 4410.0221 | 0.00052955 | 22134.6676 | 12541.9954 | 804.5282 | 203.377 | 22333.5643 | 1007.9051 | 21325.6592 | 8783.6638 | TRUE
| 60413069 | DDL023 | DDL | 22KV | 26.86 | 4 | 36243.9558 | 20% | Single phase | 44.74 | 0.00033354 | 0.00035936 | 0.00038727 | 0.00041743 | 0.00045002 | 0.00048526 | 0.00052335 | 0.00056454 | 0.00060908 | 0.00065724 | 0.00070933 | 0.00076567 | 0.00082661 | 0.00088033 | 0.00088033 | 0.00088033 | 0.00088033 | 0.00088033 | 0.00088033 | 0.00088033 | 2.3486 | 2.4326 | 2.5414 | 2.6462 | 2.7334 | 2.8148 | 2.9078 | 3.0274 | 3.119 | 3.119 | 3.119 | 3.119 | 3.119 | 3.119 | 3.119 | 3.119 | 3.119 | 3.119 | 3.119 | 3.119 | 973.0896 | 12.9987 | 2.875e-05 | 1201.7164 | 680.9193 | 43.6788 | 0.59946 | 986.0883 | 44.2782 | 941.81 | 260.8908 | TRUE
| 60413075 | DDL023 | DDL | 22KV | 549.06 | 4 | 36243.9558 | 20% | Single phase | 44.74 | 0.0066406 | 0.0072662 | 0.0079533 | 0.0087078 | 0.0095367 | 0.010447 | 0.011448 | 0.012548 | 0.013757 | 0.015086 | 0.016547 | 0.017995 | 0.017995 | 0.017995 | 0.017995 | 0.017995 | 0.017995 | 0.017995 | 0.017995 | 0.017995 | 2.3486 | 2.4326 | 2.5414 | 2.6462 | 2.7334 | 2.8148 | 2.9078 | 3.0274 | 3.119 | 3.119 | 3.119 | 3.119 | 3.119 | 3.119 | 3.119 | 3.119 | 3.119 | 3.119 | 3.119 | 3.119 | 20775.095 | 5665.3005 | 0.0005877 | 24564.9444 | 13919.0443 | 892.8614 | 250.4882 | 26440.3955 | 1143.3496 | 25297.046 | 11378.0016 | TRUE
| 60413078 | DDL023 | DDL | 22KV | 348.52 | 4 | 36243.9558 | 20% | Single phase | 44.74 | 0.0044698 | 0.004895 | 0.0053624 | 0.005876 | 0.0064407 | 0.0070616 | 0.0077445 | 0.0084955 | 0.0093217 | 0.010231 | 0.011231 | 0.011423 | 0.011423 | 0.011423 | 0.011423 | 0.011423 | 0.011423 | 0.011423 | 0.011423 | 0.011423 | 2.3486 | 2.4326 | 2.5414 | 2.6462 | 2.7334 | 2.8148 | 2.9078 | 3.0274 | 3.119 | 3.119 | 3.119 | 3.119 | 3.119 | 3.119 | 3.119 | 3.119 | 3.119 | 3.119 | 3.119 | 3.119 | 13603.1208 | 2357.7625 | 0.00037304 | 15592.7848 | 8835.219 | 566.7505 | 100.926 | 15960.8833 | 667.6765 | 15293.2068 | 6457.9878 | TRUE
| 60413079 | DDL023 | DDL | 22KV | 311.85 | 4 | 36243.9558 | 20% | Three phase | 97.13 | 0.0028629 | 0.0031795 | 0.0035327 | 0.0039269 | 0.0043671 | 0.0048585 | 0.0054075 | 0.0060208 | 0.0067061 | 0.0074721 | 0.0083284 | 0.009286 | 0.010221 | 0.010221 | 0.010221 | 0.010221 | 0.010221 | 0.010221 | 0.010221 | 0.010221 | 2.3486 | 2.4326 | 2.5414 | 2.6462 | 2.7334 | 2.8148 | 2.9078 | 3.0274 | 3.119 | 3.119 | 3.119 | 3.119 | 3.119 | 3.119 | 3.119 | 3.119 | 3.119 | 3.119 | 3.119 | 3.119 | 10770.2927 | 3600.129 | 0.00033379 | 30289.9905 | 17162.9829 | 507.1191 | 175.4271 | 14370.4217 | 682.5462 | 13687.8755 | -3475.1074 | FALSE
| 60413083 | DDL023 | DDL | 22KV | 244.94 | 4 | 36243.9558 | 20% | Single phase | 44.74 | 0.0021204 | 0.0023027 | 0.0025014 | 0.0027181 | 0.0029543 | 0.003212 | 0.0034931 | 0.0037998 | 0.0041344 | 0.0044995 | 0.0048981 | 0.0053332 | 0.0058082 | 0.0063268 | 0.0068932 | 0.0075118 | 0.0080279 | 0.0080279 | 0.0080279 | 0.0080279 | 2.3486 | 2.4326 | 2.5414 | 2.6462 | 2.7334 | 2.8148 | 2.9078 | 3.0274 | 3.119 | 3.119 | 3.119 | 3.119 | 3.119 | 3.119 | 3.119 | 3.119 | 3.119 | 3.119 | 3.119 | 3.119 | 7262.3715 | 879.4575 | 0.00026218 | 10958.6156 | 6209.3955 | 398.3125 | 49.8502 | 8141.829 | 448.1627 | 7693.6663 | 1484.2708 | TRUE
| 60413085 | DDL023 | DDL | 22KV | 616.22 | 4 | 36243.9558 | 20% | Three phase | 97.13 | 0.0038214 | 0.0041459 | 0.0044995 | 0.0048849 | 0.0053051 | 0.0057632 | 0.0062628 | 0.0068077 | 0.0074021 | 0.0080507 | 0.0087585 | 0.009531 | 0.010374 | 0.011295 | 0.0123 | 0.013398 | 0.014597 | 0.015906 | 0.017337 | 0.0189 | 2.3486 | 2.4326 | 2.5414 | 2.6462 | 2.7334 | 2.8148 | 2.9078 | 3.0274 | 3.119 | 3.119 | 3.119 | 3.119 | 3.119 | 3.119 | 3.119 | 3.119 | 3.119 | 3.119 | 3.119 | 3.119 | 13548.555 | 8948.3554 | 0.00065958 | 59853.4486 | 33914.2963 | 1002.0745 | 684.9781 | 22496.9104 | 1687.0526 | 20809.8578 | -13104.4385 | FALSE
| 60413087 | DDL023 | DDL | 22KV | 230.13 | 4 | 36243.9558 | 20% | Single phase | 44.74 | 0.0016462 | 0.0017875 | 0.0019415 | 0.0021094 | 0.0022927 | 0.0024925 | 0.0027106 | 0.0029486 | 0.0032084 | 0.0034919 | 0.0038015 | 0.0041396 | 0.0045088 | 0.0049121 | 0.0053527 | 0.005834 | 0.00636 | 0.0069348 | 0.0075425 | 0.0075425 | 2.3486 | 2.4326 | 2.5414 | 2.6462 | 2.7334 | 2.8148 | 2.9078 | 3.0274 | 3.119 | 3.119 | 3.119 | 3.119 | 3.119 | 3.119 | 3.119 | 3.119 | 3.119 | 3.119 | 3.119 | 3.119 | 5843.2027 | 663.8896 | 0.00024632 | 10296.0162 | 5833.952 | 374.229 | 44.0042 | 6507.0924 | 418.2332 | 6088.8591 | 254.9072 | TRUE
| 60413088 | DDL023 | DDL | 22KV | 91.71 | 4 | 36243.9558 | 20% | Single phase | 44.74 | 0.00065603 | 0.00071233 | 0.00077371 | 0.00084064 | 0.00091366 | 0.00099331 | 0.0010802 | 0.0011751 | 0.0012786 | 0.0013916 | 0.001515 | 0.0016497 | 0.0017968 | 0.0019575 | 0.0021331 | 0.0023249 | 0.0025345 | 0.0027636 | 0.0030058 | 0.0030058 | 2.3486 | 2.4326 | 2.5414 | 2.6462 | 2.7334 | 2.8148 | 2.9078 | 3.0274 | 3.119 | 3.119 | 3.119 | 3.119 | 3.119 | 3.119 | 3.119 | 3.119 | 3.119 | 3.119 | 3.119 | 3.119 | 2328.5974 | 105.4345 | 9.8163e-05 | 4103.1054 | 2324.9109 | 149.1355 | 6.9885 | 2434.0319 | 156.1239 | 2277.908 | -47.0028 | FALSE
| 60413092 | DDL023 | DDL | 22KV | 245.99 | 4 | 36243.9558 | 20% | Single phase | 44.74 | 0.0012476 | 0.0013569 | 0.0014763 | 0.0016069 | 0.0017497 | 0.0019059 | 0.0020767 | 0.0022637 | 0.0024683 | 0.0026923 | 0.0029375 | 0.003206 | 0.0035001 | 0.0038223 | 0.0041752 | 0.0045619 | 0.0049858 | 0.0054503 | 0.0059596 | 0.006518 | 2.3486 | 2.4326 | 2.5414 | 2.6462 | 2.7334 | 2.8148 | 2.9078 | 3.0274 | 3.119 | 3.119 | 3.119 | 3.119 | 3.119 | 3.119 | 3.119 | 3.119 | 3.119 | 3.119 | 3.119 | 3.119 | 4567.2441 | 554.1311 | 0.0002633 | 11005.5926 | 6236.0138 | 400.02 | 50.2785 | 5121.3752 | 450.2985 | 4671.0767 | -1564.9371 | FALSE
| 60413095 | DDL023 | DDL | 22KV | 35.23 | 4 | 36243.9558 | 20% | Single phase | 44.74 | 0.00043747 | 0.00047134 | 0.00050795 | 0.0005475 | 0.00059026 | 0.00063648 | 0.00068644 | 0.00074046 | 0.00079887 | 0.00086204 | 0.00093036 | 0.0010043 | 0.0010842 | 0.0011547 | 0.0011547 | 0.0011547 | 0.0011547 | 0.0011547 | 0.0011547 | 0.0011547 | 2.3486 | 2.4326 | 2.5414 | 2.6462 | 2.7334 | 2.8148 | 2.9078 | 3.0274 | 3.119 | 3.119 | 3.119 | 3.119 | 3.119 | 3.119 | 3.119 | 3.119 | 3.119 | 3.119 | 3.119 | 3.119 | 1276.3197 | 22.3621 | 3.7709e-05 | 1576.1902 | 893.1045 | 57.2897 | 1.0313 | 1298.6817 | 58.321 | 1240.3607 | 347.2563 | TRUE
| 60413097 | DDL023 | DDL | 22KV | 266.07 | 4 | 36243.9558 | 20% | Single phase | 44.74 | 0.0015664 | 0.0017362 | 0.0019255 | 0.0021367 | 0.0023721 | 0.0026349 | 0.0029281 | 0.0032555 | 0.003621 | 0.0040294 | 0.0044856 | 0.0049954 | 0.0055653 | 0.0062024 | 0.0069148 | 0.0077116 | 0.008603 | 0.0087204 | 0.0087204 | 0.0087204 | 2.3486 | 2.4326 | 2.5414 | 2.6462 | 2.7334 | 2.8148 | 2.9078 | 3.0274 | 3.119 | 3.119 | 3.119 | 3.119 | 3.119 | 3.119 | 3.119 | 3.119 | 3.119 | 3.119 | 3.119 | 3.119 | 6887.9384 | 899.7236 | 0.00028479 | 11903.9718 | 6745.0554 | 432.6733 | 58.822 | 7787.6621 | 491.4953 | 7296.1668 | 551.1113 | TRUE
| 60413100 | DDL023 | DDL | 22KV | 90.26 | 4 | 36243.9558 | 20% | Three phase | 97.13 | 0.0011058 | 0.0012178 | 0.0013417 | 0.0014787 | 0.0016302 | 0.0017978 | 0.0019832 | 0.0021884 | 0.0024154 | 0.0026668 | 0.0029451 | 0.0029583 | 0.0029583 | 0.0029583 | 0.0029583 | 0.0029583 | 0.0029583 | 0.0029583 | 0.0029583 | 0.0029583 | 2.3486 | 2.4326 | 2.5414 | 2.6462 | 2.7334 | 2.8148 | 2.9078 | 3.0274 | 3.119 | 3.119 | 3.119 | 3.119 | 3.119 | 3.119 | 3.119 | 3.119 | 3.119 | 3.119 | 3.119 | 3.119 | 3502.4519 | 340.9362 | 9.6611e-05 | 8766.9538 | 4967.5512 | 146.7775 | 14.6959 | 3843.3881 | 161.4734 | 3681.9147 | -1285.6365 | FALSE
| 60413102 | DDL023 | DDL | 22KV | 26.88 | 4 | 36243.9558 | 20% | Three phase | 97.13 | 0.0003458 | 0.00037929 | 0.00041615 | 0.00045673 | 0.00050141 | 0.00055063 | 0.00060484 | 0.00066456 | 0.00073036 | 0.00080288 | 0.00088099 | 0.00088099 | 0.00088099 | 0.00088099 | 0.00088099 | 0.00088099 | 0.00088099 | 0.00088099 | 0.00088099 | 0.00088099 | 2.3486 | 2.4326 | 2.5414 | 2.6462 | 2.7334 | 2.8148 | 2.9078 | 3.0274 | 3.119 | 3.119 | 3.119 | 3.119 | 3.119 | 3.119 | 3.119 | 3.119 | 3.119 | 3.119 | 3.119 | 3.119 | 1055.4927 | 30.6336 | 2.8771e-05 | 2610.8544 | 1479.3682 | 43.7113 | 1.3034 | 1086.1263 | 45.0146 | 1041.1117 | -438.2566 | FALSE
| 60413109 | DDL023 | DDL | 22KV | 230.58 | 4 | 36243.9558 | 20% | Three phase | 97.13 | 0.002765 | 0.0030124 | 0.0032829 | 0.0035787 | 0.0039022 | 0.0042559 | 0.0046429 | 0.0050663 | 0.0055295 | 0.0060365 | 0.0065913 | 0.0071987 | 0.0075572 | 0.0075572 | 0.0075572 | 0.0075572 | 0.0075572 | 0.0075572 | 0.0075572 | 0.0075572 | 2.3486 | 2.4326 | 2.5414 | 2.6462 | 2.7334 | 2.8148 | 2.9078 | 3.0274 | 3.119 | 3.119 | 3.119 | 3.119 | 3.119 | 3.119 | 3.119 | 3.119 | 3.119 | 3.119 | 3.119 | 3.119 | 8556.1539 | 2127.2197 | 0.00024681 | 22396.2354 | 12690.2055 | 374.9608 | 95.9066 | 10683.3736 | 470.8674 | 10212.5062 | -2477.6993 | FALSE
| 60413110 | DDL023 | DDL | 22KV | 21.16 | 4 | 36243.9558 | 20% | Three phase | 97.13 | 0.00025374 | 0.00027645 | 0.00030127 | 0.00032841 | 0.0003581 | 0.00039056 | 0.00042607 | 0.00046492 | 0.00050744 | 0.00055396 | 0.00060488 | 0.00066061 | 0.00069351 | 0.00069351 | 0.00069351 | 0.00069351 | 0.00069351 | 0.00069351 | 0.00069351 | 0.00069351 | 2.3486 | 2.4326 | 2.5414 | 2.6462 | 2.7334 | 2.8148 | 2.9078 | 3.0274 | 3.119 | 3.119 | 3.119 | 3.119 | 3.119 | 3.119 | 3.119 | 3.119 | 3.119 | 3.119 | 3.119 | 3.119 | 785.1861 | 17.9143 | 2.2649e-05 | 2055.2708 | 1164.5622 | 34.4096 | 0.80767 | 803.1004 | 35.2173 | 767.8831 | -396.679 | FALSE
| 60413111 | DDL023 | DDL | 22KV | 192.69 | 4 | 36243.9558 | 20% | Three phase | 97.13 | 0.0023106 | 0.0025174 | 0.0027435 | 0.0029907 | 0.0032609 | 0.0035566 | 0.00388 | 0.0042338 | 0.0046209 | 0.0050445 | 0.0055082 | 0.0060157 | 0.0063154 | 0.0063154 | 0.0063154 | 0.0063154 | 0.0063154 | 0.0063154 | 0.0063154 | 0.0063154 | 2.3486 | 2.4326 | 2.5414 | 2.6462 | 2.7334 | 2.8148 | 2.9078 | 3.0274 | 3.119 | 3.119 | 3.119 | 3.119 | 3.119 | 3.119 | 3.119 | 3.119 | 3.119 | 3.119 | 3.119 | 3.119 | 7150.166 | 1485.5505 | 0.00020625 | 18715.9797 | 10604.8907 | 313.3455 | 66.9767 | 8635.7166 | 380.3221 | 8255.3945 | -2349.4962 | FALSE
| 60413112 | DDL023 | DDL | 22KV | 132.6 | 4 | 36243.9558 | 20% | Three phase | 97.13 | 0.0015901 | 0.0017324 | 0.0018879 | 0.002058 | 0.002244 | 0.0024475 | 0.00267 | 0.0029135 | 0.0031799 | 0.0034714 | 0.0037905 | 0.0041397 | 0.0043459 | 0.0043459 | 0.0043459 | 0.0043459 | 0.0043459 | 0.0043459 | 0.0043459 | 0.0043459 | 2.3486 | 2.4326 | 2.5414 | 2.6462 | 2.7334 | 2.8148 | 2.9078 | 3.0274 | 3.119 | 3.119 | 3.119 | 3.119 | 3.119 | 3.119 | 3.119 | 3.119 | 3.119 | 3.119 | 3.119 | 3.119 | 4920.4007 | 703.4871 | 0.00014193 | 12879.438 | 7297.7763 | 215.6293 | 31.717 | 5623.8878 | 247.3463 | 5376.5415 | -1921.2347 | FALSE
| 60413117 | DDL023 | DDL | 22KV | 164.82 | 4 | 36243.9558 | 20% | Three phase | 97.13 | 0.001583 | 0.0017289 | 0.0018888 | 0.0020641 | 0.0022564 | 0.0024674 | 0.0026989 | 0.0029528 | 0.0032316 | 0.0035376 | 0.0038735 | 0.0042424 | 0.0046474 | 0.0050923 | 0.0054019 | 0.0054019 | 0.0054019 | 0.0054019 | 0.0054019 | 0.0054019 | 2.3486 | 2.4326 | 2.5414 | 2.6462 | 2.7334 | 2.8148 | 2.9078 | 3.0274 | 3.119 | 3.119 | 3.119 | 3.119 | 3.119 | 3.119 | 3.119 | 3.119 | 3.119 | 3.119 | 3.119 | 3.119 | 5427.716 | 960.7126 | 0.00017642 | 16008.9666 | 9071.0368 | 268.0243 | 49.0033 | 6388.4286 | 317.0275 | 6071.4011 | -2999.6357 | FALSE
| 60413118 | DDL023 | DDL | 22KV | 31.93 | 4 | 36243.9558 | 20% | Three phase | 97.13 | 0.00030667 | 0.00033493 | 0.00036591 | 0.00039987 | 0.00043713 | 0.000478 | 0.00052284 | 0.00057204 | 0.00062605 | 0.00068532 | 0.0007504 | 0.00082186 | 0.00090033 | 0.00098652 | 0.0010465 | 0.0010465 | 0.0010465 | 0.0010465 | 0.0010465 | 0.0010465 | 2.3486 | 2.4326 | 2.5414 | 2.6462 | 2.7334 | 2.8148 | 2.9078 | 3.0274 | 3.119 | 3.119 | 3.119 | 3.119 | 3.119 | 3.119 | 3.119 | 3.119 | 3.119 | 3.119 | 3.119 | 3.119 | 1051.4924 | 36.0555 | 3.4177e-05 | 3101.3609 | 1757.3001 | 51.9234 | 1.8391 | 1087.5479 | 53.7625 | 1033.7854 | -723.5147 | FALSE
| 60413119 | DDL023 | DDL | 22KV | 47.89 | 4 | 36243.9558 | 20% | Three phase | 97.13 | 0.00061608 | 0.00067574 | 0.00074142 | 0.00081372 | 0.00089333 | 0.00098101 | 0.0010776 | 0.001184 | 0.0013012 | 0.0014304 | 0.0015696 | 0.0015696 | 0.0015696 | 0.0015696 | 0.0015696 | 0.0015696 | 0.0015696 | 0.0015696 | 0.0015696 | 0.0015696 | 2.3486 | 2.4326 | 2.5414 | 2.6462 | 2.7334 | 2.8148 | 2.9078 | 3.0274 | 3.119 | 3.119 | 3.119 | 3.119 | 3.119 | 3.119 | 3.119 | 3.119 | 3.119 | 3.119 | 3.119 | 3.119 | 1880.4891 | 97.2363 | 5.126e-05 | 4651.5557 | 2635.675 | 77.877 | 4.1371 | 1977.7255 | 82.0141 | 1895.7114 | -739.9636 | FALSE
| 60413144 | DDL023 | DDL | 22KV | 12.53 | 4 | 36243.9558 | 20% | Single phase | 44.74 | 0.00016337 | 0.00018041 | 0.0001993 | 0.00022024 | 0.00024347 | 0.00026923 | 0.00029781 | 0.00032952 | 0.00036471 | 0.00040377 | 0.00041067 | 0.00041067 | 0.00041067 | 0.00041067 | 0.00041067 | 0.00041067 | 0.00041067 | 0.00041067 | 0.00041067 | 0.00041067 | 2.3486 | 2.4326 | 2.5414 | 2.6462 | 2.7334 | 2.8148 | 2.9078 | 3.0274 | 3.119 | 3.119 | 3.119 | 3.119 | 3.119 | 3.119 | 3.119 | 3.119 | 3.119 | 3.119 | 3.119 | 3.119 | 502.9223 | 3.1354 | 1.3412e-05 | 560.5922 | 317.644 | 20.3758 | 0.13045 | 506.0577 | 20.5063 | 485.5514 | 167.9074 | TRUE
| 60413145 | DDL023 | DDL | 22KV | 42.27 | 4 | 36243.9558 | 20% | Single phase | 44.74 | 0.00043763 | 0.00048604 | 0.00054005 | 0.00060032 | 0.00066759 | 0.00074269 | 0.00082655 | 0.00092022 | 0.0010249 | 0.0011418 | 0.0012725 | 0.0013854 | 0.0013854 | 0.0013854 | 0.0013854 | 0.0013854 | 0.0013854 | 0.0013854 | 0.0013854 | 0.0013854 | 2.3486 | 2.4326 | 2.5414 | 2.6462 | 2.7334 | 2.8148 | 2.9078 | 3.0274 | 3.119 | 3.119 | 3.119 | 3.119 | 3.119 | 3.119 | 3.119 | 3.119 | 3.119 | 3.119 | 3.119 | 3.119 | 1551.0687 | 32.4464 | 4.5244e-05 | 1891.1598 | 1071.5732 | 68.7379 | 1.4846 | 1583.515 | 70.2225 | 1513.2925 | 441.7192 | TRUE
| 60413146 | DDL023 | DDL | 22KV | 245.84 | 4 | 36243.9558 | 20% | Single phase | 44.74 | 0.0025452 | 0.0028268 | 0.0031409 | 0.0034914 | 0.0038827 | 0.0043194 | 0.0048072 | 0.0053519 | 0.0059605 | 0.0066405 | 0.0074005 | 0.0080573 | 0.0080573 | 0.0080573 | 0.0080573 | 0.0080573 | 0.0080573 | 0.0080573 | 0.0080573 | 0.0080573 | 2.3486 | 2.4326 | 2.5414 | 2.6462 | 2.7334 | 2.8148 | 2.9078 | 3.0274 | 3.119 | 3.119 | 3.119 | 3.119 | 3.119 | 3.119 | 3.119 | 3.119 | 3.119 | 3.119 | 3.119 | 3.119 | 9020.9302 | 1097.5051 | 0.00026314 | 10998.8816 | 6232.2111 | 399.7761 | 50.2172 | 10118.4353 | 449.9933 | 9668.442 | 3436.2308 | TRUE
| 60413147 | DDL023 | DDL | 22KV | 119.19 | 4 | 36243.9558 | 20% | Single phase | 44.74 | 0.001234 | 0.0013705 | 0.0015228 | 0.0016927 | 0.0018824 | 0.0020942 | 0.0023306 | 0.0025948 | 0.0028898 | 0.0032195 | 0.003588 | 0.0039064 | 0.0039064 | 0.0039064 | 0.0039064 | 0.0039064 | 0.0039064 | 0.0039064 | 0.0039064 | 0.0039064 | 2.3486 | 2.4326 | 2.5414 | 2.6462 | 2.7334 | 2.8148 | 2.9078 | 3.0274 | 3.119 | 3.119 | 3.119 | 3.119 | 3.119 | 3.119 | 3.119 | 3.119 | 3.119 | 3.119 | 3.119 | 3.119 | 4373.5953 | 257.9771 | 0.00012758 | 5332.5606 | 3021.5475 | 193.8224 | 11.8039 | 4631.5724 | 205.6264 | 4425.946 | 1404.3984 | TRUE
| 60413148 | DDL023 | DDL | 22KV | 66.22 | 4 | 36243.9558 | 20% | Single phase | 44.74 | 0.00068559 | 0.00076143 | 0.00084604 | 0.00094046 | 0.0010458 | 0.0011635 | 0.0012949 | 0.0014416 | 0.0016055 | 0.0017887 | 0.0019934 | 0.0021703 | 0.0021703 | 0.0021703 | 0.0021703 | 0.0021703 | 0.0021703 | 0.0021703 | 0.0021703 | 0.0021703 | 2.3486 | 2.4326 | 2.5414 | 2.6462 | 2.7334 | 2.8148 | 2.9078 | 3.0274 | 3.119 | 3.119 | 3.119 | 3.119 | 3.119 | 3.119 | 3.119 | 3.119 | 3.119 | 3.119 | 3.119 | 3.119 | 2429.8975 | 79.6306 | 7.088e-05 | 2962.6828 | 1678.722 | 107.6846 | 3.6436 | 2509.5281 | 111.3281 | 2398.1999 | 719.4779 | TRUE
| 60413154 | DDL023 | DDL | 22KV | 34.12 | 4 | 36243.9558 | 20% | Three phase | 97.13 | 0.0003343 | 0.0003688 | 0.00040702 | 0.00044938 | 0.00049633 | 0.00054839 | 0.00060611 | 0.00067013 | 0.00074115 | 0.00081994 | 0.00090739 | 0.0010044 | 0.0011122 | 0.0011183 | 0.0011183 | 0.0011183 | 0.0011183 | 0.0011183 | 0.0011183 | 0.0011183 | 2.3486 | 2.4326 | 2.5414 | 2.6462 | 2.7334 | 2.8148 | 2.9078 | 3.0274 | 3.119 | 3.119 | 3.119 | 3.119 | 3.119 | 3.119 | 3.119 | 3.119 | 3.119 | 3.119 | 3.119 | 3.119 | 1189.6901 | 43.5736 | 3.6521e-05 | 3314.0756 | 1877.829 | 55.4847 | 2.1 | 1233.2637 | 57.5847 | 1175.679 | -702.1501 | FALSE
| 60413159 | DDL023 | DDL | 22KV | 877.15 | 4 | 36243.9558 | 20% | Single phase | 44.74 | 0.0053637 | 0.0058342 | 0.0063484 | 0.0069103 | 0.0075245 | 0.0081961 | 0.0089306 | 0.0097339 | 0.010613 | 0.011574 | 0.012627 | 0.013779 | 0.01504 | 0.01642 | 0.017932 | 0.019588 | 0.021401 | 0.023388 | 0.025565 | 0.02795 | 2.3486 | 2.4326 | 2.5414 | 2.6462 | 2.7334 | 2.8148 | 2.9078 | 3.0274 | 3.119 | 3.119 | 3.119 | 3.119 | 3.119 | 3.119 | 3.119 | 3.119 | 3.119 | 3.119 | 3.119 | 3.119 | 19619.2564 | 8488.1599 | 0.00093887 | 39243.691 | 22236.3489 | 1426.3894 | 639.2863 | 28107.4162 | 2065.6757 | 26041.7405 | 3805.3916 | TRUE
| 60413161 | DDL023 | DDL | 22KV | 148.58 | 4 | 36243.9558 | 20% | Single phase | 44.74 | 0.001845 | 0.0019879 | 0.0021422 | 0.0023091 | 0.0024894 | 0.0026843 | 0.002895 | 0.0031228 | 0.0033692 | 0.0036356 | 0.0039237 | 0.0042354 | 0.0045725 | 0.0048697 | 0.0048697 | 0.0048697 | 0.0048697 | 0.0048697 | 0.0048697 | 0.0048697 | 2.3486 | 2.4326 | 2.5414 | 2.6462 | 2.7334 | 2.8148 | 2.9078 | 3.0274 | 3.119 | 3.119 | 3.119 | 3.119 | 3.119 | 3.119 | 3.119 | 3.119 | 3.119 | 3.119 | 3.119 | 3.119 | 5382.7867 | 397.7475 | 0.00015904 | 6647.4692 | 3766.604 | 241.6154 | 18.3429 | 5780.5342 | 259.9583 | 5520.5759 | 1753.9719 | TRUE
| 60413168 | DDL024 | DDL | 22KV | 30.85 | 1 | 36243.9558 | 50% | Single phase | 44.74 | 0.00036994 | 0.00040304 | 0.00043924 | 0.00047881 | 0.00052208 | 0.00056941 | 0.00062119 | 0.00067783 | 0.00073981 | 0.00080764 | 0.00088187 | 0.00096313 | 0.0010111 | 0.0010111 | 0.0010111 | 0.0010111 | 0.0010111 | 0.0010111 | 0.0010111 | 0.0010111 | 4.303 | 4.4325 | 4.5905 | 4.732 | 4.853 | 4.9725 | 5.117 | 5.312 | 5.45 | 5.45 | 5.45 | 5.45 | 5.45 | 5.45 | 5.45 | 5.45 | 5.45 | 5.45 | 5.45 | 5.45 | 2012.5263 | 17.5397 | 3.3021e-05 | 1380.229 | 782.0685 | 88.5672 | 0.79078 | 2030.066 | 89.358 | 1940.708 | 1158.6395 | TRUE
| 60413169 | DDL024 | DDL | 22KV | 321.03 | 1 | 36243.9558 | 50% | Single phase | 44.74 | 0.0038496 | 0.0041941 | 0.0045708 | 0.0049826 | 0.0054329 | 0.0059254 | 0.0064642 | 0.0070536 | 0.0076986 | 0.0084044 | 0.0091769 | 0.010022 | 0.010522 | 0.010522 | 0.010522 | 0.010522 | 0.010522 | 0.010522 | 0.010522 | 0.010522 | 4.303 | 4.4325 | 4.5905 | 4.732 | 4.853 | 4.9725 | 5.117 | 5.312 | 5.45 | 5.45 | 5.45 | 5.45 | 5.45 | 5.45 | 5.45 | 5.45 | 5.45 | 5.45 | 5.45 | 5.45 | 20942.6682 | 1899.3408 | 0.00034362 | 14362.8822 | 8138.3288 | 921.6443 | 85.6326 | 22842.0091 | 1007.2768 | 21834.7322 | 13696.4035 | TRUE
| 60413172 | DDL024 | DDL | 22KV | 111.09 | 1 | 36243.9558 | 50% | Three phase | 97.13 | 0.0014291 | 0.0015675 | 0.0017199 | 0.0018876 | 0.0020722 | 0.0022756 | 0.0024997 | 0.0027465 | 0.0030184 | 0.0033182 | 0.0036409 | 0.0036409 | 0.0036409 | 0.0036409 | 0.0036409 | 0.0036409 | 0.0036409 | 0.0036409 | 0.0036409 | 0.0036409 | 4.303 | 4.4325 | 4.5905 | 4.732 | 4.853 | 4.9725 | 5.117 | 5.312 | 5.45 | 5.45 | 5.45 | 5.45 | 5.45 | 5.45 | 5.45 | 5.45 | 5.45 | 5.45 | 5.45 | 5.45 | 7670.2466 | 523.2255 | 0.00011891 | 10790.1717 | 6113.9515 | 318.928 | 22.2615 | 8193.4721 | 341.1896 | 7852.2826 | 1738.3311 | TRUE
| 60413173 | DDL024 | DDL | 22KV | 323.72 | 1 | 36243.9558 | 50% | Three phase | 97.13 | 0.0037821 | 0.0042007 | 0.0046675 | 0.0051884 | 0.0057696 | 0.0064184 | 0.0071427 | 0.0079514 | 0.0088547 | 0.0098636 | 0.01061 | 0.01061 | 0.01061 | 0.01061 | 0.01061 | 0.01061 | 0.01061 | 0.01061 | 0.01061 | 0.01061 | 4.303 | 4.4325 | 4.5905 | 4.732 | 4.853 | 4.9725 | 5.117 | 5.312 | 5.45 | 5.45 | 5.45 | 5.45 | 5.45 | 5.45 | 5.45 | 5.45 | 5.45 | 5.45 | 5.45 | 5.45 | 22072.114 | 4379.1478 | 0.0003465 | 31442.9236 | 17816.2604 | 929.367 | 189.0358 | 26451.2618 | 1118.4028 | 25332.859 | 7516.5985 | TRUE
| 60413175 | DDL024 | DDL | 22KV | 76.61 | 1 | 36243.9558 | 50% | Three phase | 97.13 | 0.00038855 | 0.00042258 | 0.00045978 | 0.00050045 | 0.00054492 | 0.00059356 | 0.00064677 | 0.000705 | 0.00076872 | 0.00083848 | 0.00091485 | 0.00099847 | 0.0010901 | 0.0011904 | 0.0013003 | 0.0014208 | 0.0015527 | 0.0016974 | 0.001856 | 0.0020299 | 4.303 | 4.4325 | 4.5905 | 4.732 | 4.853 | 4.9725 | 5.117 | 5.312 | 5.45 | 5.45 | 5.45 | 5.45 | 5.45 | 5.45 | 5.45 | 5.45 | 5.45 | 5.45 | 5.45 | 5.45 | 2498.2444 | 116.6826 | 8.2001e-05 | 7441.1293 | 4216.3095 | 219.9395 | 10.5871 | 2614.927 | 230.5265 | 2384.4004 | -1831.9091 | FALSE
| 60413176 | DDL024 | DDL | 22KV | 321.47 | 1 | 36243.9558 | 50% | Three phase | 97.13 | 0.0031497 | 0.0034748 | 0.0038349 | 0.004234 | 0.0046763 | 0.0051668 | 0.0057106 | 0.0063138 | 0.0069829 | 0.0077253 | 0.0085492 | 0.0094637 | 0.010479 | 0.010536 | 0.010536 | 0.010536 | 0.010536 | 0.010536 | 0.010536 | 0.010536 | 4.303 | 4.4325 | 4.5905 | 4.732 | 4.853 | 4.9725 | 5.117 | 5.312 | 5.45 | 5.45 | 5.45 | 5.45 | 5.45 | 5.45 | 5.45 | 5.45 | 5.45 | 5.45 | 5.45 | 5.45 | 19693.3342 | 3867.9988 | 0.00034409 | 31224.3811 | 17692.4294 | 922.9075 | 186.4172 | 23561.3331 | 1109.3247 | 22452.0084 | 4759.579 | TRUE
| 60413177 | DDL024 | DDL | 22KV | 85.33 | 1 | 36243.9558 | 50% | Three phase | 97.13 | 0.0011209 | 0.0012425 | 0.0013779 | 0.0015285 | 0.0016962 | 0.0018829 | 0.0020909 | 0.0023227 | 0.0025808 | 0.0027967 | 0.0027967 | 0.0027967 | 0.0027967 | 0.0027967 | 0.0027967 | 0.0027967 | 0.0027967 | 0.0027967 | 0.0027967 | 0.0027967 | 4.303 | 4.4325 | 4.5905 | 4.732 | 4.853 | 4.9725 | 5.117 | 5.312 | 5.45 | 5.45 | 5.45 | 5.45 | 5.45 | 5.45 | 5.45 | 5.45 | 5.45 | 5.45 | 5.45 | 5.45 | 6088.5963 | 319.229 | 9.1334e-05 | 8288.1029 | 4696.2236 | 244.9737 | 13.1344 | 6407.8253 | 258.108 | 6149.7173 | 1453.4937 | TRUE
| 60413178 | DDL024 | DDL | 22KV | 1118.82 | 1 | 36243.9558 | 50% | Three phase | 97.13 | 0.013982 | 0.015113 | 0.01634 | 0.01767 | 0.019112 | 0.020676 | 0.022373 | 0.024214 | 0.026211 | 0.028378 | 0.03073 | 0.033283 | 0.036053 | 0.036669 | 0.036669 | 0.036669 | 0.036669 | 0.036669 | 0.036669 | 0.036669 | 4.303 | 4.4325 | 4.5905 | 4.732 | 4.853 | 4.9725 | 5.117 | 5.312 | 5.45 | 5.45 | 5.45 | 5.45 | 5.45 | 5.45 | 5.45 | 5.45 | 5.45 | 5.45 | 5.45 | 5.45 | 72519.4645 | 49813.7281 | 0.0011975 | 108670.9866 | 61575.4 | 3212.0177 | 2258.0084 | 122333.1926 | 5470.0261 | 116863.1665 | 55287.7665 | TRUE
| 60413179 | DDL024 | DDL | 22KV | 41.37 | 1 | 36243.9558 | 50% | Single phase | 44.74 | 0.00033617 | 0.00036571 | 0.00039797 | 0.00043322 | 0.00047174 | 0.00051383 | 0.00055983 | 0.00061012 | 0.00066511 | 0.00072524 | 0.00079101 | 0.00086295 | 0.00094165 | 0.0010278 | 0.001122 | 0.0012251 | 0.001338 | 0.0013559 | 0.0013559 | 0.0013559 | 4.303 | 4.4325 | 4.5905 | 4.732 | 4.853 | 4.9725 | 5.117 | 5.312 | 5.45 | 5.45 | 5.45 | 5.45 | 5.45 | 5.45 | 5.45 | 5.45 | 5.45 | 5.45 | 5.45 | 5.45 | 2080.8109 | 24.2043 | 4.4281e-05 | 1850.8938 | 1048.7576 | 118.769 | 1.4221 | 2105.0151 | 120.1911 | 1984.824 | 936.0664 | TRUE
| 60413180 | DDL024 | DDL | 22KV | 106.2 | 1 | 36243.9558 | 50% | Single phase | 44.74 | 0.00086297 | 0.0009388 | 0.0010216 | 0.0011121 | 0.001211 | 0.001319 | 0.0014371 | 0.0015662 | 0.0017074 | 0.0018618 | 0.0020306 | 0.0022152 | 0.0024173 | 0.0026383 | 0.0028802 | 0.003145 | 0.0034348 | 0.0034807 | 0.0034807 | 0.0034807 | 4.303 | 4.4325 | 4.5905 | 4.732 | 4.853 | 4.9725 | 5.117 | 5.312 | 5.45 | 5.45 | 5.45 | 5.45 | 5.45 | 5.45 | 5.45 | 5.45 | 5.45 | 5.45 | 5.45 | 5.45 | 5341.6029 | 159.5034 | 0.00011367 | 4751.388 | 2692.2422 | 304.8893 | 9.3712 | 5501.1064 | 314.2606 | 5186.8458 | 2494.6036 | TRUE
| 60413181 | DDL024 | DDL | 22KV | 312.93 | 1 | 36243.9558 | 50% | Single phase | 44.74 | 0.0027982 | 0.0030442 | 0.0033129 | 0.0036063 | 0.0039269 | 0.0042772 | 0.0046601 | 0.0050785 | 0.0055359 | 0.006036 | 0.0065829 | 0.007181 | 0.0078351 | 0.0085508 | 0.0093337 | 0.01019 | 0.010256 | 0.010256 | 0.010256 | 0.010256 | 4.303 | 4.4325 | 4.5905 | 4.732 | 4.853 | 4.9725 | 5.117 | 5.312 | 5.45 | 5.45 | 5.45 | 5.45 | 5.45 | 5.45 | 5.45 | 5.45 | 5.45 | 5.45 | 5.45 | 5.45 | 16895.6883 | 1487.8579 | 0.00033495 | 14000.4882 | 7932.9883 | 898.39 | 81.3658 | 18383.5462 | 979.7558 | 17403.7904 | 9470.8021 | TRUE
| 60413182 | DDL024 | DDL | 22KV | 641.53 | 1 | 36243.9558 | 50% | Single phase | 44.74 | 0.0057365 | 0.0062409 | 0.0067917 | 0.0073933 | 0.0080505 | 0.0087687 | 0.0095535 | 0.010411 | 0.011349 | 0.012374 | 0.013495 | 0.014722 | 0.016063 | 0.01753 | 0.019135 | 0.020891 | 0.021026 | 0.021026 | 0.021026 | 0.021026 | 4.303 | 4.4325 | 4.5905 | 4.732 | 4.853 | 4.9725 | 5.117 | 5.312 | 5.45 | 5.45 | 5.45 | 5.45 | 5.45 | 5.45 | 5.45 | 5.45 | 5.45 | 5.45 | 5.45 | 5.45 | 34637.4298 | 6253.181 | 0.00068667 | 28702.0522 | 16263.2217 | 1841.767 | 341.965 | 40890.6108 | 2183.732 | 38706.8788 | 22443.6572 | TRUE
| 60413202 | DDL024 | DDL | 22KV | 37.17 | 1 | 36243.9558 | 50% | Three phase | 97.13 | 0.00047393 | 0.00051748 | 0.0005652 | 0.00061749 | 0.0006748 | 0.00073762 | 0.00080649 | 0.00088201 | 0.00096482 | 0.0010556 | 0.0011553 | 0.0012182 | 0.0012182 | 0.0012182 | 0.0012182 | 0.0012182 | 0.0012182 | 0.0012182 | 0.0012182 | 0.0012182 | 4.303 | 4.4325 | 4.5905 | 4.732 | 4.853 | 4.9725 | 5.117 | 5.312 | 5.45 | 5.45 | 5.45 | 5.45 | 5.45 | 5.45 | 5.45 | 5.45 | 5.45 | 5.45 | 5.45 | 5.45 | 2521.6208 | 57.5469 | 3.9786e-05 | 3610.3221 | 2045.6889 | 106.7113 | 2.4922 | 2579.1677 | 109.2035 | 2469.9642 | 424.2753 | TRUE
| 60413203 | DDL024 | DDL | 22KV | 42.47 | 1 | 36243.9558 | 50% | Three phase | 97.13 | 0.0005415 | 0.00059127 | 0.00064579 | 0.00070554 | 0.00077102 | 0.0008428 | 0.00092149 | 0.0010078 | 0.0011024 | 0.0012062 | 0.00132 | 0.0013919 | 0.0013919 | 0.0013919 | 0.0013919 | 0.0013919 | 0.0013919 | 0.0013919 | 0.0013919 | 0.0013919 | 4.303 | 4.4325 | 4.5905 | 4.732 | 4.853 | 4.9725 | 5.117 | 5.312 | 5.45 | 5.45 | 5.45 | 5.45 | 5.45 | 5.45 | 5.45 | 5.45 | 5.45 | 5.45 | 5.45 | 5.45 | 2881.174 | 75.1279 | 4.5458e-05 | 4125.1111 | 2337.3798 | 121.927 | 3.2536 | 2956.3019 | 125.1807 | 2831.1212 | 493.7414 | TRUE
| 60413206 | DDL024 | DDL | 22KV | 645.02 | 1 | 36243.9558 | 50% | Three phase | 97.13 | 0.0052413 | 0.0057019 | 0.006205 | 0.0067546 | 0.0073551 | 0.0080113 | 0.0087286 | 0.0095127 | 0.01037 | 0.011308 | 0.012333 | 0.013455 | 0.014682 | 0.016024 | 0.017493 | 0.019101 | 0.020862 | 0.02114 | 0.02114 | 0.02114 | 4.303 | 4.4325 | 4.5905 | 4.732 | 4.853 | 4.9725 | 5.117 | 5.312 | 5.45 | 5.45 | 5.45 | 5.45 | 5.45 | 5.45 | 5.45 | 5.45 | 5.45 | 5.45 | 5.45 | 5.45 | 32442.9447 | 12773.937 | 0.00069041 | 62650.7926 | 35499.3337 | 1851.7864 | 750.5013 | 45216.8817 | 2602.2877 | 42614.594 | 7115.2603 | TRUE
| 60413210 | DDL024 | DDL | 22KV | 22.07 | 1 | 36243.9558 | 50% | Three phase | 97.13 | 0.00017934 | 0.0001951 | 0.00021231 | 0.00023112 | 0.00025166 | 0.00027412 | 0.00029866 | 0.00032549 | 0.00035482 | 0.0003869 | 0.00042199 | 0.00046036 | 0.00050235 | 0.00054829 | 0.00059856 | 0.00065358 | 0.0007138 | 0.00072334 | 0.00072334 | 0.00072334 | 4.303 | 4.4325 | 4.5905 | 4.732 | 4.853 | 4.9725 | 5.117 | 5.312 | 5.45 | 5.45 | 5.45 | 5.45 | 5.45 | 5.45 | 5.45 | 5.45 | 5.45 | 5.45 | 5.45 | 5.45 | 1110.0676 | 14.9549 | 2.3623e-05 | 2143.6591 | 1214.645 | 63.3607 | 0.87864 | 1125.0225 | 64.2393 | 1060.7831 | -153.8618 | FALSE
| 60413211 | DDL024 | DDL | 22KV | 977.36 | 1 | 36243.9558 | 50% | Three phase | 97.13 | 0.0079419 | 0.0086398 | 0.0094021 | 0.010235 | 0.011145 | 0.012139 | 0.013226 | 0.014414 | 0.015713 | 0.017134 | 0.018687 | 0.020387 | 0.022246 | 0.024281 | 0.026507 | 0.028943 | 0.03161 | 0.032033 | 0.032033 | 0.032033 | 4.303 | 4.4325 | 4.5905 | 4.732 | 4.853 | 4.9725 | 5.117 | 5.312 | 5.45 | 5.45 | 5.45 | 5.45 | 5.45 | 5.45 | 5.45 | 5.45 | 5.45 | 5.45 | 5.45 | 5.45 | 49158.8423 | 29328.3432 | 0.0010461 | 94930.9768 | 53790.0046 | 2805.9005 | 1723.1148 | 78487.1855 | 4529.0154 | 73958.1701 | 20168.1655 | TRUE
| 60413212 | DDL024 | DDL | 22KV | 44.1 | 1 | 36243.9558 | 50% | Three phase | 97.13 | 0.00035835 | 0.00038984 | 0.00042424 | 0.00046181 | 0.00050287 | 0.00054773 | 0.00059678 | 0.00065039 | 0.000709 | 0.0007731 | 0.00084321 | 0.00091989 | 0.0010038 | 0.0010956 | 0.001196 | 0.001306 | 0.0014263 | 0.0014454 | 0.0014454 | 0.0014454 | 4.303 | 4.4325 | 4.5905 | 4.732 | 4.853 | 4.9725 | 5.117 | 5.312 | 5.45 | 5.45 | 5.45 | 5.45 | 5.45 | 5.45 | 5.45 | 5.45 | 5.45 | 5.45 | 5.45 | 5.45 | 2218.1233 | 59.7112 | 4.7203e-05 | 4283.433 | 2427.0885 | 126.6066 | 3.5082 | 2277.8344 | 130.1148 | 2147.7197 | -279.3688 | FALSE
| 60413213 | DDL024 | DDL | 22KV | 510.39 | 1 | 36243.9558 | 50% | Three phase | 97.13 | 0.0041474 | 0.0045118 | 0.0049099 | 0.0053448 | 0.0058199 | 0.0063392 | 0.0069068 | 0.0075272 | 0.0082056 | 0.0089475 | 0.0097588 | 0.010646 | 0.011617 | 0.01268 | 0.013842 | 0.015115 | 0.016507 | 0.016728 | 0.016728 | 0.016728 | 4.303 | 4.4325 | 4.5905 | 4.732 | 4.853 | 4.9725 | 5.117 | 5.312 | 5.45 | 5.45 | 5.45 | 5.45 | 5.45 | 5.45 | 5.45 | 5.45 | 5.45 | 5.45 | 5.45 | 5.45 | 25671.3816 | 7998.0243 | 0.0005463 | 49574.1807 | 28089.8343 | 1465.2775 | 469.9043 | 33669.4059 | 1935.1818 | 31734.2242 | 3644.3899 | TRUE
| 60413220 | DDL024 | DDL | 22KV | 41.54 | 1 | 36243.9558 | 50% | Three phase | 97.13 | 0.00037145 | 0.00040411 | 0.00043977 | 0.00047873 | 0.00052128 | 0.00056778 | 0.0006186 | 0.00067415 | 0.00073487 | 0.00080125 | 0.00087385 | 0.00095324 | 0.0010401 | 0.0011351 | 0.001239 | 0.0013527 | 0.0013615 | 0.0013615 | 0.0013615 | 0.0013615 | 4.303 | 4.4325 | 4.5905 | 4.732 | 4.853 | 4.9725 | 5.117 | 5.312 | 5.45 | 5.45 | 5.45 | 5.45 | 5.45 | 5.45 | 5.45 | 5.45 | 5.45 | 5.45 | 5.45 | 5.45 | 2242.8239 | 56.919 | 4.4463e-05 | 4034.7802 | 2286.1963 | 119.2571 | 3.1127 | 2299.743 | 122.3698 | 2177.3732 | -108.8231 | FALSE
| 60413227 | DDL024 | DDL | 22KV | 23.09 | 1 | 36243.9558 | 50% | Three phase | 97.13 | 0.00028011 | 0.00030698 | 0.00033652 | 0.00036903 | 0.00040479 | 0.00044414 | 0.00048746 | 0.00053514 | 0.00058763 | 0.00064544 | 0.0007091 | 0.00075677 | 0.00075677 | 0.00075677 | 0.00075677 | 0.00075677 | 0.00075677 | 0.00075677 | 0.00075677 | 0.00075677 | 4.303 | 4.4325 | 4.5905 | 4.732 | 4.853 | 4.9725 | 5.117 | 5.312 | 5.45 | 5.45 | 5.45 | 5.45 | 5.45 | 5.45 | 5.45 | 5.45 | 5.45 | 5.45 | 5.45 | 5.45 | 1545.04 | 21.8813 | 2.4715e-05 | 2242.7317 | 1270.7817 | 66.289 | 0.96173 | 1566.9214 | 67.2508 | 1499.6706 | 228.8889 | TRUE
| 60413228 | DDL024 | DDL | 22KV | 188.38 | 1 | 36243.9558 | 50% | Three phase | 97.13 | 0.0022853 | 0.0025045 | 0.0027455 | 0.0030107 | 0.0033025 | 0.0036235 | 0.0039769 | 0.0043659 | 0.0047942 | 0.0052658 | 0.0057852 | 0.0061741 | 0.0061741 | 0.0061741 | 0.0061741 | 0.0061741 | 0.0061741 | 0.0061741 | 0.0061741 | 0.0061741 | 4.303 | 4.4325 | 4.5905 | 4.732 | 4.853 | 4.9725 | 5.117 | 5.312 | 5.45 | 5.45 | 5.45 | 5.45 | 5.45 | 5.45 | 5.45 | 5.45 | 5.45 | 5.45 | 5.45 | 5.45 | 12605.2249 | 1456.4503 | 0.00020164 | 18297.3494 | 10367.6855 | 540.8197 | 64.014 | 14061.6752 | 604.8337 | 13456.8415 | 3089.156 | TRUE
| 60413229 | DDL024 | DDL | 22KV | 19.79 | 1 | 36243.9558 | 50% | Three phase | 97.13 | 0.00025459 | 0.00027924 | 0.00030638 | 0.00033626 | 0.00036916 | 0.00040539 | 0.0004453 | 0.00048927 | 0.00053772 | 0.00059111 | 0.00064861 | 0.00064861 | 0.00064861 | 0.00064861 | 0.00064861 | 0.00064861 | 0.00064861 | 0.00064861 | 0.00064861 | 0.00064861 | 4.303 | 4.4325 | 4.5905 | 4.732 | 4.853 | 4.9725 | 5.117 | 5.312 | 5.45 | 5.45 | 5.45 | 5.45 | 5.45 | 5.45 | 5.45 | 5.45 | 5.45 | 5.45 | 5.45 | 5.45 | 1366.4072 | 16.6047 | 2.1183e-05 | 1922.2027 | 1089.1628 | 56.8151 | 0.70647 | 1383.0119 | 57.5215 | 1325.4904 | 236.3275 | TRUE
| 60413234 | DDL024 | DDL | 22KV | 2634.16 | 1 | 36243.9558 | 50% | Single phase | 44.74 | 0.025745 | 0.0279 | 0.030243 | 0.032792 | 0.035565 | 0.038582 | 0.041864 | 0.045437 | 0.049326 | 0.053559 | 0.058168 | 0.063186 | 0.068651 | 0.074603 | 0.081086 | 0.086334 | 0.086334 | 0.086334 | 0.086334 | 0.086334 | 4.303 | 4.4325 | 4.5905 | 4.732 | 4.853 | 4.9725 | 5.117 | 5.312 | 5.45 | 5.45 | 5.45 | 5.45 | 5.45 | 5.45 | 5.45 | 5.45 | 5.45 | 5.45 | 5.45 | 5.45 | 147764.7098 | 109689.2143 | 0.0028195 | 117852.3184 | 66777.747 | 7562.4038 | 5765.4339 | 257453.9241 | 13327.8377 | 244126.0864 | 177348.3395 | TRUE
| 60413235 | DDL024 | DDL | 22KV | 755.1 | 1 | 36243.9558 | 50% | Single phase | 44.74 | 0.00738 | 0.0079977 | 0.0086694 | 0.0094001 | 0.010195 | 0.01106 | 0.012001 | 0.013025 | 0.01414 | 0.015353 | 0.016674 | 0.018113 | 0.019679 | 0.021385 | 0.023244 | 0.024748 | 0.024748 | 0.024748 | 0.024748 | 0.024748 | 4.303 | 4.4325 | 4.5905 | 4.732 | 4.853 | 4.9725 | 5.117 | 5.312 | 5.45 | 5.45 | 5.45 | 5.45 | 5.45 | 5.45 | 5.45 | 5.45 | 5.45 | 5.45 | 5.45 | 5.45 | 42357.7658 | 9013.3983 | 0.00080823 | 33783.174 | 19142.2984 | 2167.8148 | 473.7581 | 51371.1641 | 2641.5729 | 48729.5912 | 29587.2928 | TRUE
| 60413236 | DDL024 | DDL | 22KV | 1918.48 | 1 | 36243.9558 | 50% | Three phase | 97.13 | 0.023975 | 0.025915 | 0.028018 | 0.030299 | 0.032772 | 0.035454 | 0.038363 | 0.04152 | 0.044945 | 0.048661 | 0.052694 | 0.057071 | 0.061822 | 0.062878 | 0.062878 | 0.062878 | 0.062878 | 0.062878 | 0.062878 | 0.062878 | 4.303 | 4.4325 | 4.5905 | 4.732 | 4.853 | 4.9725 | 5.117 | 5.312 | 5.45 | 5.45 | 5.45 | 5.45 | 5.45 | 5.45 | 5.45 | 5.45 | 5.45 | 5.45 | 5.45 | 5.45 | 124351.676 | 146468.1364 | 0.0020535 | 186341.9624 | 105585.5038 | 5507.7598 | 6639.2597 | 270819.8125 | 12147.0194 | 258672.793 | 153087.2892 | TRUE
| 60413247 | DDL024 | DDL | 22KV | 24.61 | 1 | 36243.9558 | 50% | Three phase | 97.13 | 0.00022593 | 0.00025091 | 0.00027879 | 0.0003099 | 0.00034463 | 0.00038342 | 0.00042674 | 0.00047514 | 0.00052922 | 0.00058967 | 0.00065725 | 0.00073281 | 0.00080659 | 0.00080659 | 0.00080659 | 0.00080659 | 0.00080659 | 0.00080659 | 0.00080659 | 0.00080659 | 4.303 | 4.4325 | 4.5905 | 4.732 | 4.853 | 4.9725 | 5.117 | 5.312 | 5.45 | 5.45 | 5.45 | 5.45 | 5.45 | 5.45 | 5.45 | 5.45 | 5.45 | 5.45 | 5.45 | 5.45 | 1492.9861 | 22.4207 | 2.6342e-05 | 2390.3693 | 1354.4365 | 70.6528 | 1.0925 | 1515.4068 | 71.7453 | 1443.6615 | 89.2251 | TRUE
| 60413251 | DDL024 | DDL | 22KV | 753.28 | 1 | 36243.9558 | 50% | Three phase | 97.13 | 0.0096609 | 0.01058 | 0.01159 | 0.0127 | 0.013921 | 0.015263 | 0.016739 | 0.018362 | 0.020148 | 0.022112 | 0.024274 | 0.024689 | 0.024689 | 0.024689 | 0.024689 | 0.024689 | 0.024689 | 0.024689 | 0.024689 | 0.024689 | 4.303 | 4.4325 | 4.5905 | 4.732 | 4.853 | 4.9725 | 5.117 | 5.312 | 5.45 | 5.45 | 5.45 | 5.45 | 5.45 | 5.45 | 5.45 | 5.45 | 5.45 | 5.45 | 5.45 | 5.45 | 51697.9962 | 23911.9465 | 0.00080629 | 73166.0864 | 41457.5332 | 2162.5898 | 1023.571 | 75609.9427 | 3186.1608 | 72423.7819 | 30966.2486 | TRUE
| 60413252 | DDL024 | DDL | 22KV | 146.98 | 1 | 36243.9558 | 50% | Three phase | 97.13 | 0.0019308 | 0.0021402 | 0.0023733 | 0.0026328 | 0.0029217 | 0.0032433 | 0.0036016 | 0.0040008 | 0.0044455 | 0.0048172 | 0.0048172 | 0.0048172 | 0.0048172 | 0.0048172 | 0.0048172 | 0.0048172 | 0.0048172 | 0.0048172 | 0.0048172 | 0.0048172 | 4.303 | 4.4325 | 4.5905 | 4.732 | 4.853 | 4.9725 | 5.117 | 5.312 | 5.45 | 5.45 | 5.45 | 5.45 | 5.45 | 5.45 | 5.45 | 5.45 | 5.45 | 5.45 | 5.45 | 5.45 | 10487.5411 | 947.1426 | 0.00015732 | 14276.1674 | 8089.1942 | 421.9645 | 38.9692 | 11434.6837 | 460.9337 | 10973.75 | 2884.5557 | TRUE
| 60413271 | DDL024 | DDL | 22KV | 1787.76 | 1 | 36243.9558 | 50% | Single phase | 44.74 | 0.012788 | 0.013886 | 0.015082 | 0.016387 | 0.01781 | 0.019363 | 0.021057 | 0.022906 | 0.024924 | 0.027127 | 0.029532 | 0.032158 | 0.035027 | 0.038159 | 0.041582 | 0.045321 | 0.049407 | 0.053873 | 0.058593 | 0.058593 | 4.303 | 4.4325 | 4.5905 | 4.732 | 4.853 | 4.9725 | 5.117 | 5.312 | 5.45 | 5.45 | 5.45 | 5.45 | 5.45 | 5.45 | 5.45 | 5.45 | 5.45 | 5.45 | 5.45 | 5.45 | 79737.0587 | 40065.2494 | 0.0019136 | 79984.3824 | 45320.9315 | 5132.476 | 2655.6212 | 119802.3081 | 7788.0972 | 112014.2109 | 66693.2794 | TRUE
| 60413273 | DDL024 | DDL | 22KV | 32.99 | 1 | 36243.9558 | 50% | Single phase | 44.74 | 0.00026807 | 0.00029163 | 0.00031736 | 0.00034547 | 0.00037618 | 0.00040975 | 0.00044643 | 0.00048654 | 0.00053039 | 0.00057834 | 0.00063078 | 0.00068815 | 0.0007509 | 0.00081957 | 0.00089472 | 0.00097696 | 0.001067 | 0.0010812 | 0.0010812 | 0.0010812 | 4.303 | 4.4325 | 4.5905 | 4.732 | 4.853 | 4.9725 | 5.117 | 5.312 | 5.45 | 5.45 | 5.45 | 5.45 | 5.45 | 5.45 | 5.45 | 5.45 | 5.45 | 5.45 | 5.45 | 5.45 | 1659.3171 | 15.3917 | 3.5311e-05 | 1475.9726 | 836.3189 | 94.7109 | 0.9043 | 1674.7088 | 95.6152 | 1579.0936 | 742.7747 | TRUE
| 60413276 | DDL024 | DDL | 22KV | 150.8 | 1 | 36243.9558 | 50% | Three phase | 97.13 | 0.0017618 | 0.0019568 | 0.0021743 | 0.0024169 | 0.0026877 | 0.0029899 | 0.0033273 | 0.003704 | 0.0041248 | 0.0045948 | 0.0049424 | 0.0049424 | 0.0049424 | 0.0049424 | 0.0049424 | 0.0049424 | 0.0049424 | 0.0049424 | 0.0049424 | 0.0049424 | 4.303 | 4.4325 | 4.5905 | 4.732 | 4.853 | 4.9725 | 5.117 | 5.312 | 5.45 | 5.45 | 5.45 | 5.45 | 5.45 | 5.45 | 5.45 | 5.45 | 5.45 | 5.45 | 5.45 | 5.45 | 10281.956 | 950.2836 | 0.00016141 | 14647.204 | 8299.4318 | 432.9314 | 41.0211 | 11232.2396 | 473.9525 | 10758.287 | 2458.8552 | TRUE
| 60413277 | DDL024 | DDL | 22KV | 58.25 | 1 | 36243.9558 | 50% | Three phase | 97.13 | 0.00074706 | 0.00081813 | 0.00089624 | 0.00098209 | 0.0010765 | 0.0011802 | 0.0012944 | 0.0014199 | 0.001558 | 0.0017099 | 0.0018771 | 0.0019091 | 0.0019091 | 0.0019091 | 0.0019091 | 0.0019091 | 0.0019091 | 0.0019091 | 0.0019091 | 0.0019091 | 4.303 | 4.4325 | 4.5905 | 4.732 | 4.853 | 4.9725 | 5.117 | 5.312 | 5.45 | 5.45 | 5.45 | 5.45 | 5.45 | 5.45 | 5.45 | 5.45 | 5.45 | 5.45 | 5.45 | 5.45 | 3997.7276 | 142.9861 | 6.2349e-05 | 5657.8225 | 3205.8482 | 167.2298 | 6.1206 | 4140.7138 | 173.3504 | 3967.3633 | 761.5152 | TRUE
| 60413279 | DDL024 | DDL | 22KV | 159.62 | 1 | 36243.9558 | 50% | Single phase | 44.74 | 0.0012971 | 0.001411 | 0.0015355 | 0.0016715 | 0.0018201 | 0.0019825 | 0.00216 | 0.0023541 | 0.0025662 | 0.0027982 | 0.003052 | 0.0033295 | 0.0036332 | 0.0039655 | 0.004329 | 0.004727 | 0.0051625 | 0.0052315 | 0.0052315 | 0.0052315 | 4.303 | 4.4325 | 4.5905 | 4.732 | 4.853 | 4.9725 | 5.117 | 5.312 | 5.45 | 5.45 | 5.45 | 5.45 | 5.45 | 5.45 | 5.45 | 5.45 | 5.45 | 5.45 | 5.45 | 5.45 | 8028.4996 | 360.326 | 0.00017085 | 7141.3988 | 4046.4755 | 458.2527 | 21.1701 | 8388.8257 | 479.4228 | 7909.4029 | 3862.9274 | TRUE
| 60413281 | DDL024 | DDL | 22KV | 121.49 | 1 | 36243.9558 | 50% | Three phase | 97.13 | 0.0014884 | 0.0016392 | 0.0018059 | 0.0019903 | 0.0021942 | 0.0024198 | 0.0026694 | 0.0029455 | 0.0032512 | 0.0035895 | 0.0039641 | 0.0039818 | 0.0039818 | 0.0039818 | 0.0039818 | 0.0039818 | 0.0039818 | 0.0039818 | 0.0039818 | 0.0039818 | 4.303 | 4.4325 | 4.5905 | 4.732 | 4.853 | 4.9725 | 5.117 | 5.312 | 5.45 | 5.45 | 5.45 | 5.45 | 5.45 | 5.45 | 5.45 | 5.45 | 5.45 | 5.45 | 5.45 | 5.45 | 8288.0537 | 617.68 | 0.00013004 | 11800.3237 | 6686.3261 | 348.7854 | 26.6248 | 8905.7338 | 375.4101 | 8530.3236 | 1843.9976 | TRUE
| 60413282 | DDL024 | DDL | 22KV | 299.68 | 1 | 36243.9558 | 50% | Three phase | 97.13 | 0.0036713 | 0.0040434 | 0.0044547 | 0.0049095 | 0.0054125 | 0.0059689 | 0.0065845 | 0.0072657 | 0.0080197 | 0.0088543 | 0.0097782 | 0.0098219 | 0.0098219 | 0.0098219 | 0.0098219 | 0.0098219 | 0.0098219 | 0.0098219 | 0.0098219 | 0.0098219 | 4.303 | 4.4325 | 4.5905 | 4.732 | 4.853 | 4.9725 | 5.117 | 5.312 | 5.45 | 5.45 | 5.45 | 5.45 | 5.45 | 5.45 | 5.45 | 5.45 | 5.45 | 5.45 | 5.45 | 5.45 | 20444.1843 | 3758.357 | 0.00032077 | 29107.9184 | 16493.1945 | 860.3506 | 162.0021 | 24202.5412 | 1022.3527 | 23180.1885 | 6686.994 | TRUE
| 60413285 | DDL024 | DDL | 22KV | 167.01 | 1 | 36243.9558 | 50% | Three phase | 97.13 | 0.0021294 | 0.0023251 | 0.0025395 | 0.0027745 | 0.003032 | 0.0033142 | 0.0036237 | 0.003963 | 0.0043351 | 0.0047432 | 0.0051908 | 0.0054737 | 0.0054737 | 0.0054737 | 0.0054737 | 0.0054737 | 0.0054737 | 0.0054737 | 0.0054737 | 0.0054737 | 4.303 | 4.4325 | 4.5905 | 4.732 | 4.853 | 4.9725 | 5.117 | 5.312 | 5.45 | 5.45 | 5.45 | 5.45 | 5.45 | 5.45 | 5.45 | 5.45 | 5.45 | 5.45 | 5.45 | 5.45 | 11329.9944 | 1161.7745 | 0.00017876 | 16221.6813 | 9191.5657 | 479.4686 | 50.3141 | 12491.7689 | 529.7828 | 11961.9861 | 2770.4204 | TRUE
| 60413293 | DDL024 | DDL | 22KV | 71.61 | 1 | 36243.9558 | 50% | Three phase | 97.13 | 0.00086873 | 0.00095204 | 0.0010437 | 0.0011445 | 0.0012554 | 0.0013774 | 0.0015118 | 0.0016596 | 0.0018225 | 0.0020017 | 0.0021992 | 0.002347 | 0.002347 | 0.002347 | 0.002347 | 0.002347 | 0.002347 | 0.002347 | 0.002347 | 0.002347 | 4.303 | 4.4325 | 4.5905 | 4.732 | 4.853 | 4.9725 | 5.117 | 5.312 | 5.45 | 5.45 | 5.45 | 5.45 | 5.45 | 5.45 | 5.45 | 5.45 | 5.45 | 5.45 | 5.45 | 5.45 | 4791.6985 | 210.4619 | 7.6649e-05 | 6955.4793 | 3941.1294 | 205.585 | 9.2502 | 5002.1603 | 214.8352 | 4787.3251 | 846.1957 | TRUE
| 60413294 | DDL024 | DDL | 22KV | 290.98 | 1 | 36243.9558 | 50% | Three phase | 97.13 | 0.00353 | 0.0038685 | 0.0042409 | 0.0046505 | 0.0051011 | 0.0055971 | 0.0061429 | 0.0067438 | 0.0074054 | 0.0081338 | 0.0089361 | 0.0095368 | 0.0095368 | 0.0095368 | 0.0095368 | 0.0095368 | 0.0095368 | 0.0095368 | 0.0095368 | 0.0095368 | 4.303 | 4.4325 | 4.5905 | 4.732 | 4.853 | 4.9725 | 5.117 | 5.312 | 5.45 | 5.45 | 5.45 | 5.45 | 5.45 | 5.45 | 5.45 | 5.45 | 5.45 | 5.45 | 5.45 | 5.45 | 19470.5826 | 3474.9803 | 0.00031146 | 28262.8874 | 16014.3811 | 835.3738 | 152.7325 | 22945.5629 | 988.1063 | 21957.4566 | 5943.0755 | TRUE
| 60413296 | DDL024 | DDL | 22KV | 116.61 | 1 | 36243.9558 | 50% | Three phase | 97.13 | 0.0015318 | 0.001698 | 0.0018829 | 0.0020888 | 0.002318 | 0.0025732 | 0.0028574 | 0.0031741 | 0.0035269 | 0.0038219 | 0.0038219 | 0.0038219 | 0.0038219 | 0.0038219 | 0.0038219 | 0.0038219 | 0.0038219 | 0.0038219 | 0.0038219 | 0.0038219 | 4.303 | 4.4325 | 4.5905 | 4.732 | 4.853 | 4.9725 | 5.117 | 5.312 | 5.45 | 5.45 | 5.45 | 5.45 | 5.45 | 5.45 | 5.45 | 5.45 | 5.45 | 5.45 | 5.45 | 5.45 | 8320.5346 | 596.1705 | 0.00012482 | 11326.3293 | 6417.7503 | 334.7754 | 24.5288 | 8916.7051 | 359.3042 | 8557.4009 | 2139.6506 | TRUE
| 60413297 | DDL024 | DDL | 22KV | 55.57 | 1 | 36243.9558 | 50% | Single phase | 44.74 | 0.00054311 | 0.00058857 | 0.00063801 | 0.00069178 | 0.00075027 | 0.00081392 | 0.00088317 | 0.00095854 | 0.0010406 | 0.0011299 | 0.0012271 | 0.001333 | 0.0014483 | 0.0015738 | 0.0017106 | 0.0018213 | 0.0018213 | 0.0018213 | 0.0018213 | 0.0018213 | 4.303 | 4.4325 | 4.5905 | 4.732 | 4.853 | 4.9725 | 5.117 | 5.312 | 5.45 | 5.45 | 5.45 | 5.45 | 5.45 | 5.45 | 5.45 | 5.45 | 5.45 | 5.45 | 5.45 | 5.45 | 3117.2309 | 48.8158 | 5.948e-05 | 2486.2018 | 1408.7373 | 159.5358 | 2.5658 | 3166.0467 | 162.1016 | 3003.9451 | 1595.2078 | TRUE
| 60413298 | DDL024 | DDL | 22KV | 236.96 | 1 | 36243.9558 | 50% | Single phase | 44.74 | 0.0023159 | 0.0025098 | 0.0027206 | 0.0029499 | 0.0031993 | 0.0034707 | 0.003766 | 0.0040874 | 0.0044372 | 0.004818 | 0.0052326 | 0.005684 | 0.0061756 | 0.006711 | 0.0072942 | 0.0077663 | 0.0077663 | 0.0077663 | 0.0077663 | 0.0077663 | 4.303 | 4.4325 | 4.5905 | 4.732 | 4.853 | 4.9725 | 5.117 | 5.312 | 5.45 | 5.45 | 5.45 | 5.45 | 5.45 | 5.45 | 5.45 | 5.45 | 5.45 | 5.45 | 5.45 | 5.45 | 13292.4065 | 887.6254 | 0.00025363 | 10601.5904 | 6007.0971 | 680.2879 | 46.655 | 14180.0319 | 726.9429 | 13453.0891 | 7445.9919 | TRUE
| 60413299 | DDL024 | DDL | 22KV | 50.26 | 1 | 36243.9558 | 50% | Single phase | 44.74 | 0.0003713 | 0.00040391 | 0.00043954 | 0.00047846 | 0.000521 | 0.00056749 | 0.00061831 | 0.00067389 | 0.00073466 | 0.00080112 | 0.00087384 | 0.00095339 | 0.0010404 | 0.0011357 | 0.00124 | 0.0013541 | 0.0014791 | 0.0016159 | 0.0016473 | 0.0016473 | 4.303 | 4.4325 | 4.5905 | 4.732 | 4.853 | 4.9725 | 5.117 | 5.312 | 5.45 | 5.45 | 5.45 | 5.45 | 5.45 | 5.45 | 5.45 | 5.45 | 5.45 | 5.45 | 5.45 | 5.45 | 2342.3301 | 33.0804 | 5.3797e-05 | 2248.6324 | 1274.1252 | 144.2913 | 2.0989 | 2375.4105 | 146.3902 | 2229.0203 | 954.8951 | TRUE
| 60413300 | DDL024 | DDL | 22KV | 264.66 | 1 | 36243.9558 | 50% | Single phase | 44.74 | 0.0019552 | 0.0021269 | 0.0023145 | 0.0025195 | 0.0027435 | 0.0029883 | 0.0032559 | 0.0035486 | 0.0038686 | 0.0042186 | 0.0046015 | 0.0050204 | 0.0054787 | 0.0059804 | 0.0065294 | 0.0071305 | 0.0077886 | 0.0085091 | 0.0086742 | 0.0086742 | 4.303 | 4.4325 | 4.5905 | 4.732 | 4.853 | 4.9725 | 5.117 | 5.312 | 5.45 | 5.45 | 5.45 | 5.45 | 5.45 | 5.45 | 5.45 | 5.45 | 5.45 | 5.45 | 5.45 | 5.45 | 12334.2832 | 917.2823 | 0.00028328 | 11840.8884 | 6709.3109 | 759.8118 | 58.2002 | 13251.5654 | 818.012 | 12433.5535 | 5724.2425 | TRUE
| 60413315 | DDL024 | DDL | 22KV | 85.92 | 1 | 36243.9558 | 50% | Three phase | 97.13 | 0.0010526 | 0.0011593 | 0.0012772 | 0.0014076 | 0.0015518 | 0.0017113 | 0.0018878 | 0.0020831 | 0.0022993 | 0.0025386 | 0.0028035 | 0.002816 | 0.002816 | 0.002816 | 0.002816 | 0.002816 | 0.002816 | 0.002816 | 0.002816 | 0.002816 | 4.303 | 4.4325 | 4.5905 | 4.732 | 4.853 | 4.9725 | 5.117 | 5.312 | 5.45 | 5.45 | 5.45 | 5.45 | 5.45 | 5.45 | 5.45 | 5.45 | 5.45 | 5.45 | 5.45 | 5.45 | 5861.4666 | 308.9378 | 9.1966e-05 | 8345.4096 | 4728.6948 | 246.6675 | 13.3166 | 6170.4044 | 259.9841 | 5910.4203 | 1181.7254 | TRUE
| 60413319 | DDL024 | DDL | 22KV | 989.34 | 1 | 36243.9558 | 50% | Single phase | 44.74 | 0.010727 | 0.01167 | 0.012701 | 0.013826 | 0.015055 | 0.016397 | 0.017864 | 0.019466 | 0.021217 | 0.023131 | 0.025223 | 0.02751 | 0.030011 | 0.032425 | 0.032425 | 0.032425 | 0.032425 | 0.032425 | 0.032425 | 0.032425 | 4.303 | 4.4325 | 4.5905 | 4.732 | 4.853 | 4.9725 | 5.117 | 5.312 | 5.45 | 5.45 | 5.45 | 5.45 | 5.45 | 5.45 | 5.45 | 5.45 | 5.45 | 5.45 | 5.45 | 5.45 | 60610.8488 | 16914.1996 | 0.001059 | 44263.0716 | 25080.4417 | 2840.2939 | 813.2776 | 77525.0484 | 3653.5715 | 73871.4768 | 48791.0352 | TRUE
| 60413320 | DDL024 | DDL | 22KV | 382.23 | 1 | 36243.9558 | 50% | Single phase | 44.74 | 0.0045662 | 0.0049681 | 0.0054068 | 0.0058858 | 0.0064089 | 0.0069801 | 0.0076041 | 0.0082858 | 0.0090307 | 0.0098446 | 0.010734 | 0.011706 | 0.012527 | 0.012527 | 0.012527 | 0.012527 | 0.012527 | 0.012527 | 0.012527 | 0.012527 | 4.303 | 4.4325 | 4.5905 | 4.732 | 4.853 | 4.9725 | 5.117 | 5.312 | 5.45 | 5.45 | 5.45 | 5.45 | 5.45 | 5.45 | 5.45 | 5.45 | 5.45 | 5.45 | 5.45 | 5.45 | 24765.8238 | 2674.2008 | 0.00040913 | 17100.9702 | 9689.7904 | 1097.3432 | 121.394 | 27440.0246 | 1218.7372 | 26221.2874 | 16531.497 | TRUE
| 60415961 | FNS011 | FNS | 22KV | 35.17 | 1 | 47157.5465 | 50% | Three phase | 97.13 | 0.00033404 | 0.00036276 | 0.00039407 | 0.0004282 | 0.0004654 | 0.00050598 | 0.00055023 | 0.0005985 | 0.00065117 | 0.00070863 | 0.00077133 | 0.00083976 | 0.00091446 | 0.00099601 | 0.001085 | 0.0011527 | 0.0011527 | 0.0011527 | 0.0011527 | 0.0011527 | 3.7485 | 3.7835 | 3.8415 | 3.8865 | 3.9015 | 3.9245 | 3.988 | 4.0645 | 4.0795 | 4.0795 | 4.0795 | 4.0795 | 4.0795 | 4.0795 | 4.0795 | 4.0795 | 4.0795 | 4.0795 | 4.0795 | 4.0795 | 1950.425 | 42.116 | 3.7645e-05 | 3416.0621 | 1935.6168 | 102.2962 | 2.2313 | 1992.541 | 104.5274 | 1888.0136 | -47.6032 | FALSE
| 60415962 | FNS011 | FNS | 22KV | 74.02 | 1 | 47157.5465 | 50% | Three phase | 97.13 | 0.00070304 | 0.00076348 | 0.00082937 | 0.0009012 | 0.00097951 | 0.0010649 | 0.001158 | 0.0012596 | 0.0013705 | 0.0014914 | 0.0016234 | 0.0017674 | 0.0019246 | 0.0020962 | 0.0022836 | 0.002426 | 0.002426 | 0.002426 | 0.002426 | 0.002426 | 3.7485 | 3.7835 | 3.8415 | 3.8865 | 3.9015 | 3.9245 | 3.988 | 4.0645 | 4.0795 | 4.0795 | 4.0795 | 4.0795 | 4.0795 | 4.0795 | 4.0795 | 4.0795 | 4.0795 | 4.0795 | 4.0795 | 4.0795 | 4104.9321 | 186.5522 | 7.9229e-05 | 7189.5626 | 4073.7662 | 215.296 | 9.8833 | 4291.4843 | 225.1794 | 4066.3049 | -7.4613 | FALSE
| 60416003 | FNS011 | FNS | 22KV | 280.86 | 1 | 47157.5465 | 50% | Three phase | 97.13 | 0.0026896 | 0.0029331 | 0.0031996 | 0.0034914 | 0.0038109 | 0.0041609 | 0.0045442 | 0.0049642 | 0.0054245 | 0.0059289 | 0.0064818 | 0.007088 | 0.0077525 | 0.0084813 | 0.0092051 | 0.0092051 | 0.0092051 | 0.0092051 | 0.0092051 | 0.0092051 | 3.7485 | 3.7835 | 3.8415 | 3.8865 | 3.9015 | 3.9245 | 3.988 | 4.0645 | 4.0795 | 4.0795 | 4.0795 | 4.0795 | 4.0795 | 4.0795 | 4.0795 | 4.0795 | 4.0795 | 4.0795 | 4.0795 | 4.0795 | 16034.7495 | 2764.6439 | 0.00030062 | 27279.9318 | 15457.4166 | 816.915 | 142.2934 | 18799.3933 | 959.2084 | 17840.1849 | 2382.7683 | TRUE
| 60416009 | FNS011 | FNS | 22KV | 398.17 | 1 | 47157.5465 | 50% | Three phase | 97.13 | 0.0050107 | 0.0054351 | 0.005897 | 0.0063996 | 0.0069467 | 0.0075423 | 0.0081907 | 0.0088967 | 0.0096656 | 0.010503 | 0.011415 | 0.012409 | 0.01305 | 0.01305 | 0.01305 | 0.01305 | 0.01305 | 0.01305 | 0.01305 | 0.01305 | 3.7485 | 3.7835 | 3.8415 | 3.8865 | 3.9015 | 3.9245 | 3.988 | 4.0645 | 4.0795 | 4.0795 | 4.0795 | 4.0795 | 4.0795 | 4.0795 | 4.0795 | 4.0795 | 4.0795 | 4.0795 | 4.0795 | 4.0795 | 26212.3982 | 6417.4983 | 0.00042619 | 38674.2521 | 21913.6921 | 1158.1252 | 285.9843 | 32629.8965 | 1444.1095 | 31185.7871 | 9272.0949 | TRUE
| 60416010 | FNS011 | FNS | 22KV | 15.78 | 1 | 47157.5465 | 50% | Three phase | 97.13 | 0.00015299 | 0.00016539 | 0.00017884 | 0.00019343 | 0.00020926 | 0.00022644 | 0.00024508 | 0.00026532 | 0.00028729 | 0.00031115 | 0.00033706 | 0.00036519 | 0.00039575 | 0.00042894 | 0.000465 | 0.00050418 | 0.00051719 | 0.00051719 | 0.00051719 | 0.00051719 | 3.7485 | 3.7835 | 3.8415 | 3.8865 | 3.9015 | 3.9245 | 3.988 | 4.0645 | 4.0795 | 4.0795 | 4.0795 | 4.0795 | 4.0795 | 4.0795 | 4.0795 | 4.0795 | 4.0795 | 4.0795 | 4.0795 | 4.0795 | 863.5176 | 8.3686 | 1.689e-05 | 1532.7114 | 868.4684 | 45.898 | 0.44918 | 871.8862 | 46.3472 | 825.539 | -42.9294 | FALSE
| 60416016 | FNS011 | FNS | 22KV | 17.02 | 1 | 47157.5465 | 50% | Three phase | 97.13 | 0.00011644 | 0.00012587 | 0.0001361 | 0.0001472 | 0.00015926 | 0.00017235 | 0.00018657 | 0.00020201 | 0.00021878 | 0.00023701 | 0.00025681 | 0.00027834 | 0.00030174 | 0.00032717 | 0.00035482 | 0.00038489 | 0.00041759 | 0.00045315 | 0.00049183 | 0.00053391 | 3.7485 | 3.7835 | 3.8415 | 3.8865 | 3.9015 | 3.9245 | 3.988 | 4.0645 | 4.0795 | 4.0795 | 4.0795 | 4.0795 | 4.0795 | 4.0795 | 4.0795 | 4.0795 | 4.0795 | 4.0795 | 4.0795 | 4.0795 | 690.4332 | 7.2123 | 1.8218e-05 | 1653.1526 | 936.7131 | 49.5047 | 0.52255 | 697.6455 | 50.0273 | 647.6182 | -289.0949 | FALSE
| 60416017 | FNS011 | FNS | 22KV | 107.71 | 1 | 47157.5465 | 50% | Three phase | 97.13 | 0.00075517 | 0.00081375 | 0.00087711 | 0.00094565 | 0.0010198 | 0.0011001 | 0.0011869 | 0.001281 | 0.0013828 | 0.001493 | 0.0016124 | 0.0017416 | 0.0018817 | 0.0020334 | 0.0021977 | 0.0023758 | 0.0025688 | 0.0027779 | 0.0030046 | 0.0032504 | 3.7485 | 3.7835 | 3.8415 | 3.8865 | 3.9015 | 3.9245 | 3.988 | 4.0645 | 4.0795 | 4.0795 | 4.0795 | 4.0795 | 4.0795 | 4.0795 | 4.0795 | 4.0795 | 4.0795 | 4.0795 | 4.0795 | 4.0795 | 4318.0638 | 285.5606 | 0.00011529 | 10461.8723 | 5927.9297 | 313.2874 | 20.9275 | 4603.6244 | 334.2149 | 4269.4094 | -1658.5203 | FALSE
| 60416018 | FNS011 | FNS | 22KV | 310.96 | 1 | 47157.5465 | 50% | Three phase | 97.13 | 0.0021802 | 0.0023493 | 0.0025322 | 0.0027301 | 0.0029442 | 0.0031759 | 0.0034267 | 0.0036982 | 0.0039921 | 0.0043103 | 0.0046549 | 0.0050281 | 0.0054324 | 0.0058703 | 0.0063448 | 0.006859 | 0.0074161 | 0.0080199 | 0.0086744 | 0.0093839 | 3.7485 | 3.7835 | 3.8415 | 3.8865 | 3.9015 | 3.9245 | 3.988 | 4.0645 | 4.0795 | 4.0795 | 4.0795 | 4.0795 | 4.0795 | 4.0795 | 4.0795 | 4.0795 | 4.0795 | 4.0795 | 4.0795 | 4.0795 | 12466.2994 | 2380.1007 | 0.00033284 | 30203.5448 | 17114.0008 | 904.4644 | 174.4272 | 14846.4001 | 1078.8916 | 13767.5084 | -3346.4924 | FALSE
| 60416021 | FNS011 | FNS | 22KV | 16.04 | 1 | 47157.5465 | 50% | Three phase | 97.13 | 0.00012814 | 0.00013833 | 0.00014936 | 0.00016132 | 0.00017428 | 0.00018832 | 0.00020355 | 0.00022006 | 0.00023796 | 0.00025738 | 0.00027844 | 0.00030129 | 0.00032607 | 0.00035297 | 0.00038215 | 0.00041382 | 0.0004482 | 0.00048552 | 0.00052571 | 0.00052571 | 3.7485 | 3.7835 | 3.8415 | 3.8865 | 3.9015 | 3.9245 | 3.988 | 4.0645 | 4.0795 | 4.0795 | 4.0795 | 4.0795 | 4.0795 | 4.0795 | 4.0795 | 4.0795 | 4.0795 | 4.0795 | 4.0795 | 4.0795 | 742.5824 | 7.3122 | 1.7169e-05 | 1557.9652 | 882.7778 | 46.6543 | 0.4641 | 749.8946 | 47.1184 | 702.7763 | -180.0015 | FALSE
| 60416022 | FNS011 | FNS | 22KV | 1384.61 | 1 | 47157.5465 | 50% | Three phase | 97.13 | 0.011061 | 0.011941 | 0.012893 | 0.013925 | 0.015044 | 0.016256 | 0.017571 | 0.018996 | 0.020542 | 0.022218 | 0.024036 | 0.026008 | 0.028147 | 0.030469 | 0.032988 | 0.035722 | 0.03869 | 0.041912 | 0.04538 | 0.04538 | 3.7485 | 3.7835 | 3.8415 | 3.8865 | 3.9015 | 3.9245 | 3.988 | 4.0645 | 4.0795 | 4.0795 | 4.0795 | 4.0795 | 4.0795 | 4.0795 | 4.0795 | 4.0795 | 4.0795 | 4.0795 | 4.0795 | 4.0795 | 64101.4336 | 54487.5346 | 0.001482 | 134487.1693 | 76203.4238 | 4027.3042 | 3458.279 | 118588.9682 | 7485.5832 | 111103.385 | 34899.9612 | TRUE
| 60416023 | FNS011 | FNS | 22KV | 689.02 | 1 | 47157.5465 | 50% | Three phase | 97.13 | 0.0055045 | 0.005942 | 0.006416 | 0.0069296 | 0.0074863 | 0.0080896 | 0.0087438 | 0.009453 | 0.010222 | 0.011056 | 0.011961 | 0.012942 | 0.014007 | 0.015162 | 0.016416 | 0.017776 | 0.019253 | 0.020856 | 0.022582 | 0.022582 | 3.7485 | 3.7835 | 3.8415 | 3.8865 | 3.9015 | 3.9245 | 3.988 | 4.0645 | 4.0795 | 4.0795 | 4.0795 | 4.0795 | 4.0795 | 4.0795 | 4.0795 | 4.0795 | 4.0795 | 4.0795 | 4.0795 | 4.0795 | 31898.6356 | 13492.9182 | 0.0007375 | 66924.5126 | 37920.9186 | 2004.0973 | 856.3844 | 45391.5537 | 2860.4817 | 42531.072 | 4610.1535 | TRUE
| 60416032 | FNS011 | FNS | 22KV | 30.14 | 1 | 47157.5465 | 50% | Three phase | 97.13 | 0.00028863 | 0.00031476 | 0.00034336 | 0.00037467 | 0.00040896 | 0.00044652 | 0.00048766 | 0.00053273 | 0.00058212 | 0.00063625 | 0.00069559 | 0.00076063 | 0.00083195 | 0.00091015 | 0.00098783 | 0.00098783 | 0.00098783 | 0.00098783 | 0.00098783 | 0.00098783 | 3.7485 | 3.7835 | 3.8415 | 3.8865 | 3.9015 | 3.9245 | 3.988 | 4.0645 | 4.0795 | 4.0795 | 4.0795 | 4.0795 | 4.0795 | 4.0795 | 4.0795 | 4.0795 | 4.0795 | 4.0795 | 4.0795 | 4.0795 | 1720.7411 | 31.838 | 3.2261e-05 | 2927.4982 | 1658.7856 | 87.6658 | 1.6387 | 1752.5791 | 89.3045 | 1663.2746 | 4.489 | TRUE
| 60416033 | FNS011 | FNS | 22KV | 31.72 | 1 | 47157.5465 | 50% | Single phase | 44.74 | 0.00025341 | 0.00027355 | 0.00029537 | 0.00031901 | 0.00034464 | 0.00037242 | 0.00040253 | 0.00043518 | 0.00047058 | 0.00050898 | 0.00055063 | 0.00059581 | 0.00064482 | 0.00069801 | 0.00075572 | 0.00081836 | 0.00088635 | 0.00096015 | 0.0010396 | 0.0010396 | 3.7485 | 3.7835 | 3.8415 | 3.8865 | 3.9015 | 3.9245 | 3.988 | 4.0645 | 4.0795 | 4.0795 | 4.0795 | 4.0795 | 4.0795 | 4.0795 | 4.0795 | 4.0795 | 4.0795 | 4.0795 | 4.0795 | 4.0795 | 1468.4983 | 13.172 | 3.3952e-05 | 1419.1528 | 804.1236 | 92.2614 | 0.83601 | 1481.6703 | 93.0974 | 1388.5729 | 584.4493 | TRUE
| 60416034 | FNS011 | FNS | 22KV | 205.58 | 1 | 47157.5465 | 50% | Single phase | 44.74 | 0.0016423 | 0.0017729 | 0.0019143 | 0.0020676 | 0.0022336 | 0.0024137 | 0.0026088 | 0.0028204 | 0.0030499 | 0.0032988 | 0.0035687 | 0.0038615 | 0.0041792 | 0.0045239 | 0.0048979 | 0.0053039 | 0.0057445 | 0.0062228 | 0.0067378 | 0.0067378 | 3.7485 | 3.7835 | 3.8415 | 3.8865 | 3.9015 | 3.9245 | 3.988 | 4.0645 | 4.0795 | 4.0795 | 4.0795 | 4.0795 | 4.0795 | 4.0795 | 4.0795 | 4.0795 | 4.0795 | 4.0795 | 4.0795 | 4.0795 | 9517.4618 | 553.282 | 0.00022005 | 9197.6492 | 5211.5928 | 597.9541 | 35.1164 | 10070.7438 | 633.0704 | 9437.6733 | 4226.0805 | TRUE
| 60416036 | FNS011 | FNS | 22KV | 177.17 | 1 | 47157.5465 | 50% | Three phase | 97.13 | 0.0022255 | 0.0024401 | 0.0026764 | 0.0029363 | 0.0032225 | 0.0035376 | 0.0038845 | 0.0042666 | 0.0046875 | 0.0051512 | 0.0056621 | 0.0058067 | 0.0058067 | 0.0058067 | 0.0058067 | 0.0058067 | 0.0058067 | 0.0058067 | 0.0058067 | 0.0058067 | 3.7485 | 3.7835 | 3.8415 | 3.8865 | 3.9015 | 3.9245 | 3.988 | 4.0645 | 4.0795 | 4.0795 | 4.0795 | 4.0795 | 4.0795 | 4.0795 | 4.0795 | 4.0795 | 4.0795 | 4.0795 | 4.0795 | 4.0795 | 12056.705 | 1313.2945 | 0.00018964 | 17208.5221 | 9750.7317 | 515.3202 | 56.622 | 13369.9995 | 571.9422 | 12798.0573 | 3047.3256 | TRUE
| 60416037 | FNS011 | FNS | 22KV | 21.27 | 1 | 47157.5465 | 50% | Three phase | 97.13 | 0.00025304 | 0.00027277 | 0.00029411 | 0.00031717 | 0.00034212 | 0.0003691 | 0.00039829 | 0.00042987 | 0.00046404 | 0.000501 | 0.00054101 | 0.00058431 | 0.00063118 | 0.00068192 | 0.00069712 | 0.00069712 | 0.00069712 | 0.00069712 | 0.00069712 | 0.00069712 | 3.7485 | 3.7835 | 3.8415 | 3.8865 | 3.9015 | 3.9245 | 3.988 | 4.0645 | 4.0795 | 4.0795 | 4.0795 | 4.0795 | 4.0795 | 4.0795 | 4.0795 | 4.0795 | 4.0795 | 4.0795 | 4.0795 | 4.0795 | 1319.5524 | 17.2546 | 2.2767e-05 | 2065.9551 | 1170.6161 | 61.8663 | 0.81609 | 1336.807 | 62.6824 | 1274.1246 | 103.5084 | TRUE
| 60416038 | FNS011 | FNS | 22KV | 1014.08 | 1 | 47157.5465 | 50% | Three phase | 97.13 | 0.012064 | 0.013005 | 0.014022 | 0.015122 | 0.016311 | 0.017598 | 0.018989 | 0.020495 | 0.022124 | 0.023886 | 0.025794 | 0.027858 | 0.030093 | 0.032512 | 0.033236 | 0.033236 | 0.033236 | 0.033236 | 0.033236 | 0.033236 | 3.7485 | 3.7835 | 3.8415 | 3.8865 | 3.9015 | 3.9245 | 3.988 | 4.0645 | 4.0795 | 4.0795 | 4.0795 | 4.0795 | 4.0795 | 4.0795 | 4.0795 | 4.0795 | 4.0795 | 4.0795 | 4.0795 | 4.0795 | 62911.6917 | 39220.6572 | 0.0010854 | 98497.5904 | 55810.9273 | 2949.5733 | 1855.024 | 102132.3489 | 4804.5973 | 97327.7516 | 41516.8244 | TRUE
| 60416082 | FNS011 | FNS | 22KV | 48.46 | 1 | 47157.5465 | 50% | Three phase | 97.13 | 0.00024897 | 0.00026713 | 0.00028669 | 0.00030777 | 0.00033049 | 0.00035498 | 0.00038139 | 0.00040985 | 0.00044056 | 0.00047367 | 0.00050938 | 0.00054792 | 0.00058949 | 0.00063435 | 0.00068277 | 0.00073503 | 0.00079144 | 0.00085234 | 0.0009181 | 0.00098911 | 3.7485 | 3.7835 | 3.8415 | 3.8865 | 3.9015 | 3.9245 | 3.988 | 4.0645 | 4.0795 | 4.0795 | 4.0795 | 4.0795 | 4.0795 | 4.0795 | 4.0795 | 4.0795 | 4.0795 | 4.0795 | 4.0795 | 4.0795 | 1358.9974 | 40.4543 | 5.187e-05 | 4706.9198 | 2667.0455 | 140.9517 | 4.2362 | 1399.4517 | 145.1879 | 1254.2638 | -1412.7818 | FALSE
| 60416091 | FNS011 | FNS | 22KV | 568.96 | 1 | 47157.5465 | 50% | Three phase | 97.13 | 0.0054039 | 0.0058686 | 0.006375 | 0.0069271 | 0.007529 | 0.0081855 | 0.0089014 | 0.0096823 | 0.010534 | 0.011464 | 0.012478 | 0.013585 | 0.014794 | 0.016113 | 0.017553 | 0.018648 | 0.018648 | 0.018648 | 0.018648 | 0.018648 | 3.7485 | 3.7835 | 3.8415 | 3.8865 | 3.9015 | 3.9245 | 3.988 | 4.0645 | 4.0795 | 4.0795 | 4.0795 | 4.0795 | 4.0795 | 4.0795 | 4.0795 | 4.0795 | 4.0795 | 4.0795 | 4.0795 | 4.0795 | 31552.8527 | 11022.1322 | 0.000609 | 55263.0848 | 31313.294 | 1654.8884 | 583.9405 | 42574.9849 | 2238.8288 | 40336.1561 | 9022.8621 | TRUE
| 60416096 | FNS011 | FNS | 22KV | 295.91 | 1 | 47157.5465 | 50% | Three phase | 97.13 | 0.002364 | 0.0025519 | 0.0027554 | 0.002976 | 0.0032151 | 0.0034742 | 0.0037551 | 0.0040597 | 0.00439 | 0.0047482 | 0.0051367 | 0.0055582 | 0.0060154 | 0.0065116 | 0.00705 | 0.0076343 | 0.0082686 | 0.0089571 | 0.0096984 | 0.0096984 | 3.7485 | 3.7835 | 3.8415 | 3.8865 | 3.9015 | 3.9245 | 3.988 | 4.0645 | 4.0795 | 4.0795 | 4.0795 | 4.0795 | 4.0795 | 4.0795 | 4.0795 | 4.0795 | 4.0795 | 4.0795 | 4.0795 | 4.0795 | 13699.3487 | 2488.6368 | 0.00031673 | 28741.7383 | 16285.7087 | 860.6897 | 157.9517 | 16187.9855 | 1018.6414 | 15169.344 | -1116.3647 | FALSE
| 60416100 | FNS011 | FNS | 22KV | 1714.08 | 1 | 47157.5465 | 50% | Three phase | 97.13 | 0.019491 | 0.021043 | 0.022724 | 0.024545 | 0.026518 | 0.028655 | 0.030971 | 0.033481 | 0.036201 | 0.039149 | 0.042346 | 0.045811 | 0.049568 | 0.053643 | 0.056179 | 0.056179 | 0.056179 | 0.056179 | 0.056179 | 0.056179 | 3.7485 | 3.7835 | 3.8415 | 3.8865 | 3.9015 | 3.9245 | 3.988 | 4.0645 | 4.0795 | 4.0795 | 4.0795 | 4.0795 | 4.0795 | 4.0795 | 4.0795 | 4.0795 | 4.0795 | 4.0795 | 4.0795 | 4.0795 | 104025.9749 | 109588.2415 | 0.0018347 | 166488.5904 | 94336.1413 | 4985.6072 | 5299.8951 | 213614.2164 | 10285.5024 | 203328.7141 | 108992.5727 | TRUE
| 60416108 | FNS011 | FNS | 22KV | 990.17 | 1 | 47157.5465 | 50% | Single phase | 44.74 | 0.0079103 | 0.008539 | 0.0092202 | 0.0099583 | 0.010758 | 0.011625 | 0.012565 | 0.013585 | 0.01469 | 0.015888 | 0.017188 | 0.018599 | 0.020129 | 0.021789 | 0.023591 | 0.025546 | 0.027668 | 0.029972 | 0.032453 | 0.032453 | 3.7485 | 3.7835 | 3.8415 | 3.8865 | 3.9015 | 3.9245 | 3.988 | 4.0645 | 4.0795 | 4.0795 | 4.0795 | 4.0795 | 4.0795 | 4.0795 | 4.0795 | 4.0795 | 4.0795 | 4.0795 | 4.0795 | 4.0795 | 45840.5735 | 12835.2505 | 0.0010598 | 44300.2058 | 25101.4827 | 2880.0282 | 814.6428 | 58675.824 | 3694.671 | 54981.1531 | 29879.6703 | TRUE
| 60416110 | FNS011 | FNS | 22KV | 95.53 | 1 | 47157.5465 | 50% | Three phase | 97.13 | 0.00092619 | 0.0010012 | 0.0010827 | 0.001171 | 0.0012668 | 0.0013708 | 0.0014837 | 0.0016062 | 0.0017392 | 0.0018837 | 0.0020405 | 0.0022108 | 0.0023958 | 0.0025967 | 0.002815 | 0.0030522 | 0.003131 | 0.003131 | 0.003131 | 0.003131 | 3.7485 | 3.7835 | 3.8415 | 3.8865 | 3.9015 | 3.9245 | 3.988 | 4.0645 | 4.0795 | 4.0795 | 4.0795 | 4.0795 | 4.0795 | 4.0795 | 4.0795 | 4.0795 | 4.0795 | 4.0795 | 4.0795 | 4.0795 | 5227.6196 | 306.7033 | 0.00010225 | 9278.8289 | 5257.591 | 277.8605 | 16.4621 | 5534.3229 | 294.3225 | 5240.0004 | -17.5906 | FALSE
| 60416125 | FNS012 | FNS | 22KV | 56.63 | 4 | 47157.5465 | 20% | Three phase | 97.13 | 0.00035669 | 0.00039195 | 0.00043089 | 0.00047392 | 0.00052146 | 0.000574 | 0.00063209 | 0.00069632 | 0.00076736 | 0.00084595 | 0.00093291 | 0.0010291 | 0.0011357 | 0.0012536 | 0.0013842 | 0.0015288 | 0.001689 | 0.001856 | 0.001856 | 0.001856 | 1.2218 | 1.2438 | 1.2718 | 1.2972 | 1.3138 | 1.331 | 1.3624 | 1.4008 | 1.4248 | 1.4248 | 1.4248 | 1.4248 | 1.4248 | 1.4248 | 1.4248 | 1.4248 | 1.4248 | 1.4248 | 1.4248 | 1.4248 | 868.3663 | 87.1184 | 6.0615e-05 | 5500.4719 | 3116.6898 | 56.4117 | 5.7849 | 955.4847 | 62.1966 | 893.2881 | -2223.4017 | FALSE
| 60416156 | FNS012 | FNS | 22KV | 21.27 | 4 | 47157.5465 | 20% | Three phase | 97.13 | 0.00020429 | 0.00022311 | 0.00024375 | 0.00026637 | 0.00029119 | 0.00031842 | 0.00034829 | 0.00038106 | 0.00041704 | 0.00045653 | 0.00049988 | 0.00054748 | 0.00059975 | 0.00065716 | 0.00069712 | 0.00069712 | 0.00069712 | 0.00069712 | 0.00069712 | 0.00069712 | 1.2218 | 1.2438 | 1.2718 | 1.2972 | 1.3138 | 1.331 | 1.3624 | 1.4008 | 1.4248 | 1.4248 | 1.4248 | 1.4248 | 1.4248 | 1.4248 | 1.4248 | 1.4248 | 1.4248 | 1.4248 | 1.4248 | 1.4248 | 423.2326 | 15.9996 | 2.2767e-05 | 2065.9551 | 1170.6161 | 21.188 | 0.81609 | 439.2322 | 22.0041 | 417.2281 | -753.388 | FALSE
| 60416157 | FNS012 | FNS | 22KV | 44.73 | 4 | 47157.5465 | 20% | Three phase | 97.13 | 0.00042961 | 0.00046919 | 0.00051259 | 0.00056017 | 0.00061237 | 0.00066962 | 0.00073243 | 0.00080136 | 0.00087701 | 0.00096005 | 0.0010512 | 0.0011513 | 0.0012613 | 0.001382 | 0.001466 | 0.001466 | 0.001466 | 0.001466 | 0.001466 | 0.001466 | 1.2218 | 1.2438 | 1.2718 | 1.2972 | 1.3138 | 1.331 | 1.3624 | 1.4008 | 1.4248 | 1.4248 | 1.4248 | 1.4248 | 1.4248 | 1.4248 | 1.4248 | 1.4248 | 1.4248 | 1.4248 | 1.4248 | 1.4248 | 890.0421 | 70.7573 | 4.7878e-05 | 4344.6249 | 2461.7612 | 44.5575 | 3.6091 | 960.7994 | 48.1667 | 912.6328 | -1549.1284 | FALSE
| 60416189 | FNS012 | FNS | 22KV | 410.64 | 4 | 47157.5465 | 20% | Three phase | 97.13 | 0.0029037 | 0.0031915 | 0.0035094 | 0.0038605 | 0.0042485 | 0.0046773 | 0.0051513 | 0.0056754 | 0.006255 | 0.0068961 | 0.0076054 | 0.0083902 | 0.0092589 | 0.01022 | 0.011285 | 0.012464 | 0.013459 | 0.013459 | 0.013459 | 0.013459 | 1.2218 | 1.2438 | 1.2718 | 1.2972 | 1.3138 | 1.331 | 1.3624 | 1.4008 | 1.4248 | 1.4248 | 1.4248 | 1.4248 | 1.4248 | 1.4248 | 1.4248 | 1.4248 | 1.4248 | 1.4248 | 1.4248 | 1.4248 | 6887.8014 | 5013.5462 | 0.00043954 | 39885.4632 | 22599.9913 | 409.0568 | 304.1779 | 11901.3477 | 713.2346 | 11188.113 | -11411.8783 | FALSE
| 60416192 | FNS012 | FNS | 22KV | 989.2 | 4 | 47157.5465 | 20% | Three phase | 97.13 | 0.009473 | 0.01033 | 0.011269 | 0.012297 | 0.013422 | 0.014655 | 0.016005 | 0.017484 | 0.019105 | 0.020882 | 0.022829 | 0.024964 | 0.027305 | 0.029871 | 0.032421 | 0.032421 | 0.032421 | 0.032421 | 0.032421 | 0.032421 | 1.2218 | 1.2438 | 1.2718 | 1.2972 | 1.3138 | 1.331 | 1.3624 | 1.4008 | 1.4248 | 1.4248 | 1.4248 | 1.4248 | 1.4248 | 1.4248 | 1.4248 | 1.4248 | 1.4248 | 1.4248 | 1.4248 | 1.4248 | 19505.5879 | 34294.7488 | 0.0010588 | 96080.996 | 54441.6311 | 985.3861 | 1765.1163 | 53800.3367 | 2750.5024 | 51049.8344 | -3391.7967 | FALSE
| 60416217 | FNS012 | FNS | 22KV | 589.84 | 4 | 47157.5465 | 20% | Three phase | 97.13 | 0.0047121 | 0.0050867 | 0.0054924 | 0.0059321 | 0.0064087 | 0.0069252 | 0.0074851 | 0.0080923 | 0.0087506 | 0.0094646 | 0.010239 | 0.011079 | 0.011991 | 0.01298 | 0.014053 | 0.015218 | 0.016482 | 0.017854 | 0.019332 | 0.019332 | 1.2218 | 1.2438 | 1.2718 | 1.2972 | 1.3138 | 1.331 | 1.3624 | 1.4008 | 1.4248 | 1.4248 | 1.4248 | 1.4248 | 1.4248 | 1.4248 | 1.4248 | 1.4248 | 1.4248 | 1.4248 | 1.4248 | 1.4248 | 9431.4194 | 9888.0504 | 0.00063135 | 57291.1592 | 32462.4461 | 587.5658 | 627.5864 | 19319.4699 | 1215.1523 | 18104.3176 | -14358.1285 | FALSE
| 60416225 | FNS012 | FNS | 22KV | 141.33 | 4 | 47157.5465 | 20% | Three phase | 97.13 | 0.00079349 | 0.00087171 | 0.00095811 | 0.0010536 | 0.001159 | 0.0012756 | 0.0014045 | 0.0015471 | 0.0017047 | 0.0018792 | 0.0020722 | 0.0022859 | 0.0025224 | 0.0027843 | 0.0030743 | 0.0033956 | 0.0037515 | 0.0041458 | 0.0045829 | 0.0046321 | 1.2218 | 1.2438 | 1.2718 | 1.2972 | 1.3138 | 1.331 | 1.3624 | 1.4008 | 1.4248 | 1.4248 | 1.4248 | 1.4248 | 1.4248 | 1.4248 | 1.4248 | 1.4248 | 1.4248 | 1.4248 | 1.4248 | 1.4248 | 1963.8775 | 491.537 | 0.00015127 | 13727.3829 | 7778.2407 | 140.7851 | 36.0308 | 2455.4145 | 176.8159 | 2278.5986 | -5499.6422 | FALSE
| 60416226 | FNS012 | FNS | 22KV | 443 | 4 | 47157.5465 | 20% | Three phase | 97.13 | 0.0024872 | 0.0027324 | 0.0030032 | 0.0033024 | 0.003633 | 0.0039984 | 0.0044025 | 0.0048493 | 0.0053435 | 0.0058903 | 0.0064953 | 0.007165 | 0.0079064 | 0.0087273 | 0.0096364 | 0.010643 | 0.011759 | 0.012995 | 0.014365 | 0.014519 | 1.2218 | 1.2438 | 1.2718 | 1.2972 | 1.3138 | 1.331 | 1.3624 | 1.4008 | 1.4248 | 1.4248 | 1.4248 | 1.4248 | 1.4248 | 1.4248 | 1.4248 | 1.4248 | 1.4248 | 1.4248 | 1.4248 | 1.4248 | 6155.7894 | 4829.4196 | 0.00047417 | 43028.59 | 24380.9569 | 441.292 | 354.0076 | 10985.209 | 795.2996 | 10189.9094 | -14191.0475 | FALSE
| 60416230 | FNS012 | FNS | 22KV | 1596.82 | 4 | 47157.5465 | 20% | Three phase | 97.13 | 0.018851 | 0.020048 | 0.021323 | 0.022683 | 0.024134 | 0.02568 | 0.027329 | 0.029088 | 0.030964 | 0.032966 | 0.035101 | 0.037378 | 0.039808 | 0.042401 | 0.045167 | 0.04812 | 0.05127 | 0.052335 | 0.052335 | 0.052335 | 1.2218 | 1.2438 | 1.2718 | 1.2972 | 1.3138 | 1.331 | 1.3624 | 1.4008 | 1.4248 | 1.4248 | 1.4248 | 1.4248 | 1.4248 | 1.4248 | 1.4248 | 1.4248 | 1.4248 | 1.4248 | 1.4248 | 1.4248 | 31383.8052 | 89410.7974 | 0.0017092 | 155099.1266 | 87882.6176 | 1590.6634 | 4599.5678 | 120794.6026 | 6190.2312 | 114604.3714 | 26721.7537 | TRUE
| 60416231 | FNS012 | FNS | 22KV | 695.2 | 4 | 47157.5465 | 20% | Three phase | 97.13 | 0.0082071 | 0.008728 | 0.0092834 | 0.0098756 | 0.010507 | 0.01118 | 0.011898 | 0.012664 | 0.013481 | 0.014352 | 0.015282 | 0.016273 | 0.017331 | 0.01846 | 0.019664 | 0.02095 | 0.022321 | 0.022785 | 0.022785 | 0.022785 | 1.2218 | 1.2438 | 1.2718 | 1.2972 | 1.3138 | 1.331 | 1.3624 | 1.4008 | 1.4248 | 1.4248 | 1.4248 | 1.4248 | 1.4248 | 1.4248 | 1.4248 | 1.4248 | 1.4248 | 1.4248 | 1.4248 | 1.4248 | 13663.4194 | 16947.1849 | 0.00074412 | 67524.776 | 38261.0412 | 692.5196 | 871.8156 | 30610.6043 | 1564.3352 | 29046.2691 | -9214.7721 | FALSE
| 60416235 | FNS012 | FNS | 22KV | 30.15 | 4 | 47157.5465 | 20% | Three phase | 97.13 | 0.00028958 | 0.00031626 | 0.00034551 | 0.00037758 | 0.00041276 | 0.00045135 | 0.00049369 | 0.00054015 | 0.00059115 | 0.00064712 | 0.00070857 | 0.00077604 | 0.00085014 | 0.00093152 | 0.00098816 | 0.00098816 | 0.00098816 | 0.00098816 | 0.00098816 | 0.00098816 | 1.2218 | 1.2438 | 1.2718 | 1.2972 | 1.3138 | 1.331 | 1.3624 | 1.4008 | 1.4248 | 1.4248 | 1.4248 | 1.4248 | 1.4248 | 1.4248 | 1.4248 | 1.4248 | 1.4248 | 1.4248 | 1.4248 | 1.4248 | 599.9278 | 32.1476 | 3.2272e-05 | 2928.4695 | 1659.336 | 30.0338 | 1.6398 | 632.0754 | 31.6735 | 600.4019 | -1058.9342 | FALSE
| 60416243 | FNS021 | FNS | 22KV | 838.99 | 1 | 47157.5465 | 50% | Three phase | 97.13 | 0.0080309 | 0.0086259 | 0.0092669 | 0.0099577 | 0.010702 | 0.011505 | 0.01237 | 0.013302 | 0.014308 | 0.015392 | 0.016561 | 0.017823 | 0.019183 | 0.020651 | 0.022234 | 0.023942 | 0.025786 | 0.027498 | 0.027498 | 0.027498 | 5.3165 | 6.2835 | 7.0065 | 7.0765 | 7.108 | 7.158 | 7.253 | 7.3625 | 7.4095 | 7.4095 | 7.4095 | 7.4095 | 7.4095 | 7.4095 | 7.4095 | 7.4095 | 7.4095 | 7.4095 | 7.4095 | 7.4095 | 78123.6128 | 22382.909 | 0.00089803 | 81491.0987 | 46174.6705 | 4349.8227 | 1269.7513 | 100506.5218 | 5619.574 | 94886.9478 | 48712.2773 | TRUE
| 60416263 | FNS021 | FNS | 22KV | 39.71 | 1 | 47157.5465 | 50% | Three phase | 97.13 | 0.00038376 | 0.00042043 | 0.00046076 | 0.00050513 | 0.00055395 | 0.00060769 | 0.00066684 | 0.00073196 | 0.00080368 | 0.00088265 | 0.00096965 | 0.0010655 | 0.0011711 | 0.0012875 | 0.0013015 | 0.0013015 | 0.0013015 | 0.0013015 | 0.0013015 | 0.0013015 | 5.3165 | 6.2835 | 7.0065 | 7.0765 | 7.108 | 7.158 | 7.253 | 7.3625 | 7.4095 | 7.4095 | 7.4095 | 7.4095 | 7.4095 | 7.4095 | 7.4095 | 7.4095 | 7.4095 | 7.4095 | 7.4095 | 7.4095 | 4200.2643 | 56.8487 | 4.2504e-05 | 3857.0323 | 2185.4804 | 205.8802 | 2.8445 | 4257.1129 | 208.7247 | 4048.3882 | 1862.9078 | TRUE
| 60416264 | FNS021 | FNS | 22KV | 333.45 | 1 | 47157.5465 | 50% | Three phase | 97.13 | 0.0031755 | 0.0034532 | 0.0037562 | 0.0040871 | 0.0044483 | 0.0048428 | 0.0052737 | 0.0057443 | 0.0062585 | 0.0068203 | 0.0074342 | 0.0081053 | 0.0088388 | 0.0096407 | 0.010518 | 0.010929 | 0.010929 | 0.010929 | 0.010929 | 0.010929 | 5.3165 | 6.2835 | 7.0065 | 7.0765 | 7.108 | 7.158 | 7.253 | 7.3625 | 7.4095 | 7.4095 | 7.4095 | 7.4095 | 7.4095 | 7.4095 | 7.4095 | 7.4095 | 7.4095 | 7.4095 | 7.4095 | 7.4095 | 33611.1789 | 3821.7219 | 0.00035691 | 32387.9985 | 18351.7609 | 1728.803 | 200.5703 | 37432.9008 | 1929.3732 | 35503.5275 | 17151.7666 | TRUE
| 60416279 | FNS021 | FNS | 22KV | 74.15 | 1 | 47157.5465 | 50% | Three phase | 97.13 | 0.00071892 | 0.00078891 | 0.00086603 | 0.00095101 | 0.0010447 | 0.001148 | 0.0012618 | 0.0013874 | 0.001526 | 0.0016789 | 0.0018475 | 0.0020337 | 0.0022391 | 0.0024302 | 0.0024302 | 0.0024302 | 0.0024302 | 0.0024302 | 0.0024302 | 0.0024302 | 5.3165 | 6.2835 | 7.0065 | 7.0765 | 7.108 | 7.158 | 7.253 | 7.3625 | 7.4095 | 7.4095 | 7.4095 | 7.4095 | 7.4095 | 7.4095 | 7.4095 | 7.4095 | 7.4095 | 7.4095 | 7.4095 | 7.4095 | 7916.8687 | 200.0676 | 7.9368e-05 | 7202.1895 | 4080.9209 | 384.4377 | 9.9181 | 8116.9363 | 394.3557 | 7722.5805 | 3641.6596 | TRUE
| 60416281 | FNS021 | FNS | 22KV | 1898.24 | 1 | 47157.5465 | 50% | Three phase | 97.13 | 0.018404 | 0.019895 | 0.021513 | 0.023268 | 0.025172 | 0.027239 | 0.029482 | 0.031917 | 0.03456 | 0.03743 | 0.040546 | 0.04393 | 0.047606 | 0.051599 | 0.055937 | 0.06065 | 0.062214 | 0.062214 | 0.062214 | 0.062214 | 5.3165 | 6.2835 | 7.0065 | 7.0765 | 7.108 | 7.158 | 7.253 | 7.3625 | 7.4095 | 7.4095 | 7.4095 | 7.4095 | 7.4095 | 7.4095 | 7.4095 | 7.4095 | 7.4095 | 7.4095 | 7.4095 | 7.4095 | 186956.8669 | 121099.146 | 0.0020318 | 184376.0512 | 104471.5748 | 9841.6042 | 6499.91 | 308056.0129 | 16341.5142 | 291714.4987 | 187242.9239 | TRUE
| 60416284 | FNS021 | FNS | 22KV | 38.74 | 1 | 47157.5465 | 50% | Three phase | 97.13 | 0.00036994 | 0.00040285 | 0.00043882 | 0.00047814 | 0.00052114 | 0.00056816 | 0.00061959 | 0.00067585 | 0.00073741 | 0.00080477 | 0.0008785 | 0.0009592 | 0.0010475 | 0.0011443 | 0.0012502 | 0.0012697 | 0.0012697 | 0.0012697 | 0.0012697 | 0.0012697 | 5.3165 | 6.2835 | 7.0065 | 7.0765 | 7.108 | 7.158 | 7.253 | 7.3625 | 7.4095 | 7.4095 | 7.4095 | 7.4095 | 7.4095 | 7.4095 | 7.4095 | 7.4095 | 7.4095 | 7.4095 | 7.4095 | 7.4095 | 3943.8481 | 52.0928 | 4.1466e-05 | 3762.8162 | 2132.0954 | 200.8512 | 2.7072 | 3995.941 | 203.5584 | 3792.3825 | 1660.2871 | TRUE
| 60416338 | FNS021 | FNS | 22KV | 58.89 | 1 | 47157.5465 | 50% | Three phase | 97.13 | 0.00054767 | 0.00058861 | 0.00063275 | 0.00068035 | 0.00073168 | 0.00078705 | 0.00084678 | 0.00091122 | 0.00098075 | 0.0010558 | 0.0011368 | 0.0012242 | 0.0013185 | 0.0014204 | 0.0015303 | 0.0016491 | 0.0017773 | 0.0019158 | 0.0019301 | 0.0019301 | 5.3165 | 6.2835 | 7.0065 | 7.0765 | 7.108 | 7.158 | 7.253 | 7.3625 | 7.4095 | 7.4095 | 7.4095 | 7.4095 | 7.4095 | 7.4095 | 7.4095 | 7.4095 | 7.4095 | 7.4095 | 7.4095 | 7.4095 | 5381.0689 | 108.1925 | 6.3034e-05 | 5719.9857 | 3241.0712 | 305.3208 | 6.2559 | 5489.2614 | 311.5766 | 5177.6848 | 1936.6135 | TRUE
| 60416352 | FNS021 | FNS | 22KV | 13.28 | 1 | 47157.5465 | 50% | Three phase | 97.13 | 0.00010654 | 0.00011464 | 0.00012338 | 0.00013283 | 0.00014303 | 0.00015405 | 0.00016595 | 0.00017881 | 0.00019272 | 0.00020774 | 0.00022398 | 0.00024153 | 0.00026051 | 0.00028103 | 0.00030323 | 0.00032723 | 0.00035319 | 0.00038127 | 0.00041165 | 0.00043525 | 5.3165 | 6.2835 | 7.0065 | 7.0765 | 7.108 | 7.158 | 7.253 | 7.3625 | 7.4095 | 7.4095 | 7.4095 | 7.4095 | 7.4095 | 7.4095 | 7.4095 | 7.4095 | 7.4095 | 7.4095 | 7.4095 | 7.4095 | 1075.7916 | 4.8749 | 1.4214e-05 | 1289.8864 | 730.8783 | 68.8514 | 0.31813 | 1080.6665 | 69.1695 | 1011.4969 | 280.6186 | TRUE
| 60416363 | FNS021 | FNS | 22KV | 173.08 | 1 | 47157.5465 | 50% | Three phase | 97.13 | 0.0021835 | 0.0023714 | 0.0025761 | 0.0027992 | 0.0030423 | 0.0033073 | 0.0035962 | 0.0039112 | 0.0042547 | 0.0046293 | 0.0050379 | 0.0054835 | 0.0056727 | 0.0056727 | 0.0056727 | 0.0056727 | 0.0056727 | 0.0056727 | 0.0056727 | 0.0056727 | 5.3165 | 6.2835 | 7.0065 | 7.0765 | 7.108 | 7.158 | 7.253 | 7.3625 | 7.4095 | 7.4095 | 7.4095 | 7.4095 | 7.4095 | 7.4095 | 7.4095 | 7.4095 | 7.4095 | 7.4095 | 7.4095 | 7.4095 | 20610.8476 | 1219.577 | 0.00018526 | 16811.2604 | 9525.6344 | 897.3496 | 54.038 | 21830.4246 | 951.3875 | 20879.0371 | 11353.4027 | TRUE
| 60416364 | FNS021 | FNS | 22KV | 111.8 | 1 | 47157.5465 | 50% | Three phase | 97.13 | 0.0014104 | 0.0015318 | 0.001664 | 0.0018081 | 0.0019652 | 0.0021363 | 0.002323 | 0.0025264 | 0.0027483 | 0.0029903 | 0.0032542 | 0.003542 | 0.0036642 | 0.0036642 | 0.0036642 | 0.0036642 | 0.0036642 | 0.0036642 | 0.0036642 | 0.0036642 | 5.3165 | 6.2835 | 7.0065 | 7.0765 | 7.108 | 7.158 | 7.253 | 7.3625 | 7.4095 | 7.4095 | 7.4095 | 7.4095 | 7.4095 | 7.4095 | 7.4095 | 7.4095 | 7.4095 | 7.4095 | 7.4095 | 7.4095 | 13313.4548 | 508.8609 | 0.00011967 | 10859.134 | 6153.027 | 579.6376 | 22.547 | 13822.3157 | 602.1846 | 13220.1311 | 7067.104 | TRUE
| 60416368 | FNS021 | FNS | 22KV | 28.96 | 1 | 47157.5465 | 50% | Three phase | 97.13 | 0.00027815 | 0.00030377 | 0.00033187 | 0.00036268 | 0.00039647 | 0.00043354 | 0.00047421 | 0.00051883 | 0.00056781 | 0.00062158 | 0.0006806 | 0.00074541 | 0.00081659 | 0.00089476 | 0.00094916 | 0.00094916 | 0.00094916 | 0.00094916 | 0.00094916 | 0.00094916 | 5.3165 | 6.2835 | 7.0065 | 7.0765 | 7.108 | 7.158 | 7.253 | 7.3625 | 7.4095 | 7.4095 | 7.4095 | 7.4095 | 7.4095 | 7.4095 | 7.4095 | 7.4095 | 7.4095 | 7.4095 | 7.4095 | 7.4095 | 3004.3662 | 29.66 | 3.0998e-05 | 2812.8848 | 1593.8431 | 150.1458 | 1.5129 | 3034.0262 | 151.6587 | 2882.3675 | 1288.5243 | TRUE
| 60416369 | FNS021 | FNS | 22KV | 141.52 | 1 | 47157.5465 | 50% | Three phase | 97.13 | 0.0013592 | 0.0014845 | 0.0016218 | 0.0017723 | 0.0019374 | 0.0021186 | 0.0023173 | 0.0025354 | 0.0027748 | 0.0030375 | 0.0033259 | 0.0036426 | 0.0039904 | 0.0043724 | 0.0046383 | 0.0046383 | 0.0046383 | 0.0046383 | 0.0046383 | 0.0046383 | 5.3165 | 6.2835 | 7.0065 | 7.0765 | 7.108 | 7.158 | 7.253 | 7.3625 | 7.4095 | 7.4095 | 7.4095 | 7.4095 | 7.4095 | 7.4095 | 7.4095 | 7.4095 | 7.4095 | 7.4095 | 7.4095 | 7.4095 | 14681.5575 | 708.287 | 0.00015148 | 13745.8376 | 7788.6976 | 733.7238 | 36.1277 | 15389.8445 | 769.8515 | 14619.993 | 6831.2954 | TRUE
| 60416370 | FNS021 | FNS | 22KV | 23.58 | 1 | 47157.5465 | 50% | Three phase | 97.13 | 0.00022648 | 0.00024734 | 0.00027022 | 0.0002953 | 0.00032282 | 0.000353 | 0.00038611 | 0.00042245 | 0.00046233 | 0.00050611 | 0.00055417 | 0.00060694 | 0.00066489 | 0.00072853 | 0.00077283 | 0.00077283 | 0.00077283 | 0.00077283 | 0.00077283 | 0.00077283 | 5.3165 | 6.2835 | 7.0065 | 7.0765 | 7.108 | 7.158 | 7.253 | 7.3625 | 7.4095 | 7.4095 | 7.4095 | 7.4095 | 7.4095 | 7.4095 | 7.4095 | 7.4095 | 7.4095 | 7.4095 | 7.4095 | 7.4095 | 2446.2346 | 19.6635 | 2.5239e-05 | 2290.3254 | 1297.7494 | 122.2527 | 1.003 | 2465.8982 | 123.2557 | 2342.6424 | 1044.8931 | TRUE
| 60416371 | FNS021 | FNS | 22KV | 149.88 | 1 | 47157.5465 | 50% | Three phase | 97.13 | 0.0014353 | 0.0015652 | 0.0017074 | 0.0018632 | 0.0020337 | 0.0022204 | 0.002425 | 0.0026492 | 0.0028948 | 0.0031639 | 0.003459 | 0.0037825 | 0.0041371 | 0.004526 | 0.0049123 | 0.0049123 | 0.0049123 | 0.0049123 | 0.0049123 | 0.0049123 | 5.3165 | 6.2835 | 7.0065 | 7.0765 | 7.108 | 7.158 | 7.253 | 7.3625 | 7.4095 | 7.4095 | 7.4095 | 7.4095 | 7.4095 | 7.4095 | 7.4095 | 7.4095 | 7.4095 | 7.4095 | 7.4095 | 7.4095 | 15408.0811 | 787.3118 | 0.00016043 | 14557.8444 | 8248.7987 | 777.067 | 40.5221 | 16195.3929 | 817.5891 | 15377.8038 | 7129.0051 | TRUE
| 60416378 | FNS021 | FNS | 22KV | 190.55 | 1 | 47157.5465 | 50% | Three phase | 97.13 | 0.0018474 | 0.0019971 | 0.0021595 | 0.0023357 | 0.0025269 | 0.0027343 | 0.0029595 | 0.0032039 | 0.0034692 | 0.0037573 | 0.0040701 | 0.0044098 | 0.0047788 | 0.0051796 | 0.0056151 | 0.0060882 | 0.0062452 | 0.0062452 | 0.0062452 | 0.0062452 | 5.3165 | 6.2835 | 7.0065 | 7.0765 | 7.108 | 7.158 | 7.253 | 7.3625 | 7.4095 | 7.4095 | 7.4095 | 7.4095 | 7.4095 | 7.4095 | 7.4095 | 7.4095 | 7.4095 | 7.4095 | 7.4095 | 7.4095 | 18767.1901 | 1220.2723 | 0.00020396 | 18508.1215 | 10487.1136 | 987.9244 | 65.4972 | 19987.4624 | 1053.4217 | 18934.0407 | 8446.9271 | TRUE
| 60416410 | FNS021 | FNS | 22KV | 520.46 | 1 | 47157.5465 | 50% | Three phase | 97.13 | 0.0049842 | 0.0054353 | 0.0059291 | 0.0064698 | 0.007062 | 0.0077105 | 0.0084209 | 0.0091992 | 0.010052 | 0.010987 | 0.012011 | 0.013135 | 0.014366 | 0.015717 | 0.017058 | 0.017058 | 0.017058 | 0.017058 | 0.017058 | 0.017058 | 5.3165 | 6.2835 | 7.0065 | 7.0765 | 7.108 | 7.158 | 7.253 | 7.3625 | 7.4095 | 7.4095 | 7.4095 | 7.4095 | 7.4095 | 7.4095 | 7.4095 | 7.4095 | 7.4095 | 7.4095 | 7.4095 | 7.4095 | 53504.7363 | 9493.6699 | 0.00055708 | 50552.2798 | 28644.047 | 2698.3739 | 488.6297 | 62998.4062 | 3187.0036 | 59811.4026 | 31167.3556 | TRUE
| 60416416 | FNS021 | FNS | 22KV | 30.75 | 1 | 47157.5465 | 50% | Three phase | 97.13 | 0.00029813 | 0.00032229 | 0.0003485 | 0.00037693 | 0.00040777 | 0.00044125 | 0.00047758 | 0.00051702 | 0.00055984 | 0.00060633 | 0.00065681 | 0.00071163 | 0.00077118 | 0.00083586 | 0.00090613 | 0.00098248 | 0.0010078 | 0.0010078 | 0.0010078 | 0.0010078 | 5.3165 | 6.2835 | 7.0065 | 7.0765 | 7.108 | 7.158 | 7.253 | 7.3625 | 7.4095 | 7.4095 | 7.4095 | 7.4095 | 7.4095 | 7.4095 | 7.4095 | 7.4095 | 7.4095 | 7.4095 | 7.4095 | 7.4095 | 3028.5547 | 31.7782 | 3.2914e-05 | 2986.7475 | 1692.3576 | 159.4263 | 1.7057 | 3060.3329 | 161.1319 | 2899.2009 | 1206.8433 | TRUE
| 60416417 | FNS021 | FNS | 22KV | 35.73 | 1 | 47157.5465 | 50% | Three phase | 97.13 | 0.00034641 | 0.00037448 | 0.00040493 | 0.00043797 | 0.00047381 | 0.00051271 | 0.00055493 | 0.00060076 | 0.00065051 | 0.00070452 | 0.00076318 | 0.00082688 | 0.00089607 | 0.00097123 | 0.0010529 | 0.0011416 | 0.001171 | 0.001171 | 0.001171 | 0.001171 | 5.3165 | 6.2835 | 7.0065 | 7.0765 | 7.108 | 7.158 | 7.253 | 7.3625 | 7.4095 | 7.4095 | 7.4095 | 7.4095 | 7.4095 | 7.4095 | 7.4095 | 7.4095 | 7.4095 | 7.4095 | 7.4095 | 7.4095 | 3519.0328 | 42.9047 | 3.8244e-05 | 3470.4549 | 1966.437 | 185.2456 | 2.3029 | 3561.9375 | 187.5484 | 3374.3891 | 1407.9521 | TRUE
| 60416425 | FNS022 | FNS | 22KV | 1373.36 | 1 | 47157.5465 | 50% | Single phase | 44.74 | 0.010972 | 0.011844 | 0.012788 | 0.013812 | 0.014922 | 0.016124 | 0.017428 | 0.018842 | 0.020375 | 0.022037 | 0.02384 | 0.025796 | 0.027919 | 0.030221 | 0.03272 | 0.035432 | 0.038376 | 0.041571 | 0.045012 | 0.045012 | 2.898 | 2.954 | 3.032 | 3.1065 | 3.1595 | 3.221 | 3.3025 | 3.3975 | 3.4625 | 3.4625 | 3.4625 | 3.4625 | 3.4625 | 3.4625 | 3.4625 | 3.4625 | 3.4625 | 3.4625 | 3.4625 | 3.4625 | 53195.5727 | 24691.8488 | 0.00147 | 61444.1264 | 34815.6098 | 3305.1284 | 1567.1713 | 77887.4216 | 4872.2998 | 73015.1218 | 38199.5121 | TRUE
| 60416428 | FNS022 | FNS | 22KV | 52.32 | 1 | 47157.5465 | 50% | Single phase | 44.74 | 0.00064969 | 0.00069999 | 0.00075435 | 0.0008131 | 0.00087659 | 0.00094523 | 0.0010194 | 0.0010997 | 0.0011864 | 0.0012802 | 0.0013817 | 0.0014914 | 0.0016101 | 0.0017148 | 0.0017148 | 0.0017148 | 0.0017148 | 0.0017148 | 0.0017148 | 0.0017148 | 2.898 | 2.954 | 3.032 | 3.1065 | 3.1595 | 3.221 | 3.3025 | 3.3975 | 3.4625 | 3.4625 | 3.4625 | 3.4625 | 3.4625 | 3.4625 | 3.4625 | 3.4625 | 3.4625 | 3.4625 | 3.4625 | 3.4625 | 2779.449 | 49.3199 | 5.6002e-05 | 2340.7968 | 1326.3476 | 125.9133 | 2.2745 | 2828.7689 | 128.1878 | 2700.5811 | 1374.2336 | TRUE
| 60416429 | FNS022 | FNS | 22KV | 114.68 | 1 | 47157.5465 | 50% | Single phase | 44.74 | 0.001424 | 0.0015343 | 0.0016535 | 0.0017822 | 0.0019214 | 0.0020718 | 0.0022345 | 0.0024103 | 0.0026005 | 0.0028061 | 0.0030285 | 0.003269 | 0.0035293 | 0.0037586 | 0.0037586 | 0.0037586 | 0.0037586 | 0.0037586 | 0.0037586 | 0.0037586 | 2.898 | 2.954 | 3.032 | 3.1065 | 3.1595 | 3.221 | 3.3025 | 3.3975 | 3.4625 | 3.4625 | 3.4625 | 3.4625 | 3.4625 | 3.4625 | 3.4625 | 3.4625 | 3.4625 | 3.4625 | 3.4625 | 3.4625 | 6092.2633 | 236.9529 | 0.00012275 | 5130.7832 | 2907.216 | 275.9889 | 10.9276 | 6329.2162 | 286.9165 | 6042.2998 | 3135.0838 | TRUE
| 60416430 | FNS022 | FNS | 22KV | 374.35 | 1 | 47157.5465 | 50% | Single phase | 44.74 | 0.0046485 | 0.0050084 | 0.0053974 | 0.0058177 | 0.006272 | 0.0067631 | 0.007294 | 0.007868 | 0.0084887 | 0.00916 | 0.0098859 | 0.010671 | 0.011521 | 0.012269 | 0.012269 | 0.012269 | 0.012269 | 0.012269 | 0.012269 | 0.012269 | 2.898 | 2.954 | 3.032 | 3.1065 | 3.1595 | 3.221 | 3.3025 | 3.3975 | 3.4625 | 3.4625 | 3.4625 | 3.4625 | 3.4625 | 3.4625 | 3.4625 | 3.4625 | 3.4625 | 3.4625 | 3.4625 | 3.4625 | 19886.9792 | 2524.8896 | 0.00040069 | 16748.419 | 9490.027 | 900.9108 | 116.4403 | 22411.8687 | 1017.3511 | 21394.5176 | 11904.4906 | TRUE
| 60416434 | FNS022 | FNS | 22KV | 1295.42 | 1 | 47157.5465 | 50% | Three phase | 97.13 | 0.011621 | 0.012549 | 0.013556 | 0.014647 | 0.01583 | 0.017112 | 0.018502 | 0.02001 | 0.021645 | 0.023419 | 0.025344 | 0.027432 | 0.029697 | 0.032156 | 0.034825 | 0.037722 | 0.040867 | 0.042457 | 0.042457 | 0.042457 | 2.898 | 2.954 | 3.032 | 3.1065 | 3.1595 | 3.221 | 3.3025 | 3.3975 | 3.4625 | 3.4625 | 3.4625 | 3.4625 | 3.4625 | 3.4625 | 3.4625 | 3.4625 | 3.4625 | 3.4625 | 3.4625 | 3.4625 | 55463.5938 | 52743.4773 | 0.0013866 | 125824.1446 | 71294.7612 | 3117.558 | 3027.0967 | 108207.0711 | 6144.6547 | 102062.4164 | 30767.6552 | TRUE
| 60416443 | FNS022 | FNS | 22KV | 2506.62 | 1 | 47157.5465 | 50% | Three phase | 97.13 | 0.02436 | 0.026365 | 0.028543 | 0.030909 | 0.033479 | 0.036272 | 0.039307 | 0.042605 | 0.04619 | 0.050088 | 0.054326 | 0.058934 | 0.063946 | 0.069397 | 0.075326 | 0.081776 | 0.082154 | 0.082154 | 0.082154 | 0.082154 | 2.898 | 2.954 | 3.032 | 3.1065 | 3.1595 | 3.221 | 3.3025 | 3.3975 | 3.4625 | 3.4625 | 3.4625 | 3.4625 | 3.4625 | 3.4625 | 3.4625 | 3.4625 | 3.4625 | 3.4625 | 3.4625 | 3.4625 | 115834.1451 | 213200.7191 | 0.002683 | 243468.0006 | 137954.3887 | 6032.4322 | 11333.9712 | 329034.8642 | 17366.4033 | 311668.4608 | 173714.0721 | TRUE
| 60416451 | FNS022 | FNS | 22KV | 703.43 | 1 | 47157.5465 | 50% | Three phase | 97.13 | 0.0087349 | 0.0094112 | 0.010142 | 0.010932 | 0.011786 | 0.012708 | 0.013706 | 0.014785 | 0.015951 | 0.017212 | 0.018576 | 0.020052 | 0.021648 | 0.023055 | 0.023055 | 0.023055 | 0.023055 | 0.023055 | 0.023055 | 0.023055 | 2.898 | 2.954 | 3.032 | 3.1065 | 3.1595 | 3.221 | 3.3025 | 3.3975 | 3.4625 | 3.4625 | 3.4625 | 3.4625 | 3.4625 | 3.4625 | 3.4625 | 3.4625 | 3.4625 | 3.4625 | 3.4625 | 3.4625 | 37369.0337 | 19354.6756 | 0.00075293 | 68324.1559 | 38713.9876 | 1692.8748 | 892.5794 | 56723.7093 | 2585.4542 | 54138.2551 | 15424.2675 | TRUE
| 60416452 | FNS022 | FNS | 22KV | 810.63 | 1 | 47157.5465 | 50% | Three phase | 97.13 | 0.010066 | 0.010845 | 0.011688 | 0.012598 | 0.013582 | 0.014645 | 0.015795 | 0.017038 | 0.018382 | 0.019835 | 0.021407 | 0.023108 | 0.024947 | 0.026568 | 0.026568 | 0.026568 | 0.026568 | 0.026568 | 0.026568 | 0.026568 | 2.898 | 2.954 | 3.032 | 3.1065 | 3.1595 | 3.221 | 3.3025 | 3.3975 | 3.4625 | 3.4625 | 3.4625 | 3.4625 | 3.4625 | 3.4625 | 3.4625 | 3.4625 | 3.4625 | 3.4625 | 3.4625 | 3.4625 | 43063.9292 | 25703.3346 | 0.00086767 | 78736.4919 | 44613.849 | 1950.8623 | 1185.3605 | 68767.2638 | 3136.2228 | 65631.041 | 21017.192 | TRUE
| 60416453 | FNS022 | FNS | 22KV | 37.73 | 1 | 47157.5465 | 50% | Three phase | 97.13 | 0.00046851 | 0.00050479 | 0.00054399 | 0.00058636 | 0.00063215 | 0.00068164 | 0.00073515 | 0.00079301 | 0.00085556 | 0.00092322 | 0.00099638 | 0.0010755 | 0.0011611 | 0.0012366 | 0.0012366 | 0.0012366 | 0.0012366 | 0.0012366 | 0.0012366 | 0.0012366 | 2.898 | 2.954 | 3.032 | 3.1065 | 3.1595 | 3.221 | 3.3025 | 3.3975 | 3.4625 | 3.4625 | 3.4625 | 3.4625 | 3.4625 | 3.4625 | 3.4625 | 3.4625 | 3.4625 | 3.4625 | 3.4625 | 3.4625 | 2004.3695 | 55.6824 | 4.0385e-05 | 3664.7149 | 2076.509 | 90.801 | 2.5679 | 2060.0519 | 93.3689 | 1966.6829 | -109.8261 | FALSE
| 60416454 | FNS022 | FNS | 22KV | 173.47 | 1 | 47157.5465 | 50% | Three phase | 97.13 | 0.0021541 | 0.0023209 | 0.0025011 | 0.0026959 | 0.0029064 | 0.003134 | 0.00338 | 0.003646 | 0.0039336 | 0.0042446 | 0.004581 | 0.0049449 | 0.0053385 | 0.0056854 | 0.0056854 | 0.0056854 | 0.0056854 | 0.0056854 | 0.0056854 | 0.0056854 | 2.898 | 2.954 | 3.032 | 3.1065 | 3.1595 | 3.221 | 3.3025 | 3.3975 | 3.4625 | 3.4625 | 3.4625 | 3.4625 | 3.4625 | 3.4625 | 3.4625 | 3.4625 | 3.4625 | 3.4625 | 3.4625 | 3.4625 | 9215.4248 | 1177.0445 | 0.00018568 | 16849.1411 | 9547.0984 | 417.4729 | 54.2818 | 10392.4693 | 471.7547 | 9920.7146 | 373.6162 | TRUE
| 60416499 | FNS022 | FNS | 22KV | 861.58 | 1 | 47157.5465 | 50% | Three phase | 97.13 | 0.0072741 | 0.0078086 | 0.0083842 | 0.0090042 | 0.0096721 | 0.010392 | 0.011167 | 0.012003 | 0.012904 | 0.013875 | 0.014922 | 0.01605 | 0.017267 | 0.018579 | 0.019995 | 0.021521 | 0.023168 | 0.024944 | 0.026861 | 0.028238 | 2.898 | 2.954 | 3.032 | 3.1065 | 3.1595 | 3.221 | 3.3025 | 3.3975 | 3.4625 | 3.4625 | 3.4625 | 3.4625 | 3.4625 | 3.4625 | 3.4625 | 3.4625 | 3.4625 | 3.4625 | 3.4625 | 3.4625 | 33204.3497 | 21018.214 | 0.00092221 | 83685.2654 | 47417.9342 | 2073.4786 | 1339.0485 | 54222.5637 | 3412.5271 | 50810.0366 | 3392.1024 | TRUE
| 60416500 | FNS022 | FNS | 22KV | 147.87 | 1 | 47157.5465 | 50% | Three phase | 97.13 | 0.0012484 | 0.0013402 | 0.0014389 | 0.0015454 | 0.00166 | 0.0017835 | 0.0019166 | 0.00206 | 0.0022146 | 0.0023813 | 0.0025609 | 0.0027546 | 0.0029635 | 0.0031887 | 0.0034316 | 0.0036936 | 0.0039762 | 0.0042811 | 0.0046101 | 0.0048464 | 2.898 | 2.954 | 3.032 | 3.1065 | 3.1595 | 3.221 | 3.3025 | 3.3975 | 3.4625 | 3.4625 | 3.4625 | 3.4625 | 3.4625 | 3.4625 | 3.4625 | 3.4625 | 3.4625 | 3.4625 | 3.4625 | 3.4625 | 5698.7479 | 619.1056 | 0.00015828 | 14362.6131 | 8138.1763 | 355.864 | 39.4426 | 6317.8535 | 395.3065 | 5922.5469 | -2215.6294 | FALSE
| 60416503 | FNS022 | FNS | 22KV | 148.18 | 1 | 47157.5465 | 50% | Single phase | 44.74 | 0.00184 | 0.0019825 | 0.0021365 | 0.0023028 | 0.0024827 | 0.0026771 | 0.0028872 | 0.0031144 | 0.0033601 | 0.0036258 | 0.0039132 | 0.004224 | 0.0045602 | 0.0048566 | 0.0048566 | 0.0048566 | 0.0048566 | 0.0048566 | 0.0048566 | 0.0048566 | 2.898 | 2.954 | 3.032 | 3.1065 | 3.1595 | 3.221 | 3.3025 | 3.3975 | 3.4625 | 3.4625 | 3.4625 | 3.4625 | 3.4625 | 3.4625 | 3.4625 | 3.4625 | 3.4625 | 3.4625 | 3.4625 | 3.4625 | 7871.9182 | 395.6088 | 0.00015861 | 6629.5732 | 3756.4637 | 356.61 | 18.2443 | 8267.5269 | 374.8543 | 7892.6726 | 4136.2089 | TRUE
| 60416514 | FNS022 | FNS | 22KV | 1998.68 | 1 | 47157.5465 | 50% | Three phase | 97.13 | 0.018551 | 0.019918 | 0.02139 | 0.022976 | 0.024684 | 0.026525 | 0.028509 | 0.030647 | 0.032952 | 0.035436 | 0.038115 | 0.041002 | 0.044116 | 0.047474 | 0.051095 | 0.055002 | 0.059215 | 0.063761 | 0.065506 | 0.065506 | 2.898 | 2.954 | 3.032 | 3.1065 | 3.1595 | 3.221 | 3.3025 | 3.3975 | 3.4625 | 3.4625 | 3.4625 | 3.4625 | 3.4625 | 3.4625 | 3.4625 | 3.4625 | 3.4625 | 3.4625 | 3.4625 | 3.4625 | 83984.9868 | 123355.3183 | 0.0021393 | 194131.7884 | 109999.3927 | 4810.0237 | 7205.9565 | 207340.305 | 12015.9802 | 195324.3248 | 85324.9322 | TRUE
| 60416515 | FNS022 | FNS | 22KV | 405.2 | 1 | 47157.5465 | 50% | Three phase | 97.13 | 0.0037609 | 0.004038 | 0.0043365 | 0.004658 | 0.0050044 | 0.0053776 | 0.0057798 | 0.0062133 | 0.0066805 | 0.0071841 | 0.0077271 | 0.0083125 | 0.0089438 | 0.0096246 | 0.010359 | 0.011151 | 0.012005 | 0.012926 | 0.01328 | 0.01328 | 2.898 | 2.954 | 3.032 | 3.1065 | 3.1595 | 3.221 | 3.3025 | 3.3975 | 3.4625 | 3.4625 | 3.4625 | 3.4625 | 3.4625 | 3.4625 | 3.4625 | 3.4625 | 3.4625 | 3.4625 | 3.4625 | 3.4625 | 17026.5959 | 5070.0264 | 0.00043371 | 39357.076 | 22300.5953 | 975.1544 | 296.172 | 22096.6222 | 1271.3264 | 20825.2959 | -1475.2995 | FALSE
| 60416532 | FNS022 | FNS | 22KV | 845.76 | 1 | 47157.5465 | 50% | Three phase | 97.13 | 0.0059298 | 0.0063897 | 0.0068872 | 0.0074254 | 0.0080078 | 0.008638 | 0.0093201 | 0.010058 | 0.010858 | 0.011723 | 0.012661 | 0.013676 | 0.014775 | 0.015966 | 0.017257 | 0.018655 | 0.020171 | 0.021813 | 0.023593 | 0.025523 | 2.898 | 2.954 | 3.032 | 3.1065 | 3.1595 | 3.221 | 3.3025 | 3.3975 | 3.4625 | 3.4625 | 3.4625 | 3.4625 | 3.4625 | 3.4625 | 3.4625 | 3.4625 | 3.4625 | 3.4625 | 3.4625 | 3.4625 | 28364.5377 | 17606.805 | 0.00090527 | 82148.6688 | 46547.2644 | 2035.4062 | 1290.3258 | 45971.3427 | 3325.732 | 42645.6107 | -3901.6537 | FALSE
| 60416546 | FNS022 | FNS | 22KV | 1519.5 | 1 | 47157.5465 | 50% | Single phase | 44.74 | 0.018889 | 0.020394 | 0.022024 | 0.023789 | 0.025701 | 0.027772 | 0.030016 | 0.032447 | 0.035082 | 0.037938 | 0.041034 | 0.044389 | 0.048027 | 0.049801 | 0.049801 | 0.049801 | 0.049801 | 0.049801 | 0.049801 | 0.049801 | 2.898 | 2.954 | 3.032 | 3.1065 | 3.1595 | 3.221 | 3.3025 | 3.3975 | 3.4625 | 3.4625 | 3.4625 | 3.4625 | 3.4625 | 3.4625 | 3.4625 | 3.4625 | 3.4625 | 3.4625 | 3.4625 | 3.4625 | 81477.3571 | 41985.1065 | 0.0016264 | 67982.43 | 38520.3581 | 3656.829 | 1918.4439 | 123462.4636 | 5575.2729 | 117887.1907 | 79366.8326 | TRUE
| 60416551 | FNS022 | FNS | 22KV | 124.15 | 1 | 47157.5465 | 50% | Three phase | 97.13 | 0.0012111 | 0.001291 | 0.0013765 | 0.0014679 | 0.0015656 | 0.0016701 | 0.0017819 | 0.0019014 | 0.0020292 | 0.0021659 | 0.0023122 | 0.0024687 | 0.0026362 | 0.0028154 | 0.0030071 | 0.0032124 | 0.003432 | 0.0036671 | 0.0039188 | 0.004069 | 2.898 | 2.954 | 3.032 | 3.1065 | 3.1595 | 3.221 | 3.3025 | 3.3975 | 3.4625 | 3.4625 | 3.4625 | 3.4625 | 3.4625 | 3.4625 | 3.4625 | 3.4625 | 3.4625 | 3.4625 | 3.4625 | 3.4625 | 5107.3857 | 466.6931 | 0.00013289 | 12058.6895 | 6832.7219 | 298.7794 | 27.8034 | 5574.0788 | 326.5829 | 5247.496 | -1585.2259 | FALSE
| 60416562 | FNS022 | FNS | 22KV | 352.92 | 1 | 47157.5465 | 50% | Three phase | 97.13 | 0.0034106 | 0.0037365 | 0.004095 | 0.0044893 | 0.0049232 | 0.0054008 | 0.0059265 | 0.0065053 | 0.0071426 | 0.0078445 | 0.0086177 | 0.0094695 | 0.010408 | 0.011442 | 0.011567 | 0.011567 | 0.011567 | 0.011567 | 0.011567 | 0.011567 | 2.898 | 2.954 | 3.032 | 3.1065 | 3.1595 | 3.221 | 3.3025 | 3.3975 | 3.4625 | 3.4625 | 3.4625 | 3.4625 | 3.4625 | 3.4625 | 3.4625 | 3.4625 | 3.4625 | 3.4625 | 3.4625 | 3.4625 | 17344.1509 | 4490.2752 | 0.00037775 | 34279.1196 | 19423.3122 | 849.3373 | 224.6765 | 21834.4261 | 1074.0138 | 20760.4122 | 1337.1 | TRUE
| 60416567 | FNS022 | FNS | 22KV | 166.01 | 1 | 47157.5465 | 50% | Three phase | 97.13 | 0.0012891 | 0.0013837 | 0.0014856 | 0.0015953 | 0.0017136 | 0.001841 | 0.0019784 | 0.0021264 | 0.0022859 | 0.0024579 | 0.0026433 | 0.0028433 | 0.0030589 | 0.0032914 | 0.0035422 | 0.0038128 | 0.0041047 | 0.0044196 | 0.0047594 | 0.0051261 | 2.898 | 2.954 | 3.032 | 3.1065 | 3.1595 | 3.221 | 3.3025 | 3.3975 | 3.4625 | 3.4625 | 3.4625 | 3.4625 | 3.4625 | 3.4625 | 3.4625 | 3.4625 | 3.4625 | 3.4625 | 3.4625 | 3.4625 | 5892.9564 | 718.7079 | 0.00017769 | 16124.5513 | 9136.5297 | 399.5197 | 49.7134 | 6611.6643 | 449.2331 | 6162.4312 | -2974.0985 | FALSE
| 60416580 | FNS022 | FNS | 22KV | 42.44 | 1 | 47157.5465 | 50% | Single phase | 44.74 | 0.00037013 | 0.00039956 | 0.00043145 | 0.000466 | 0.00050344 | 0.00054402 | 0.00058801 | 0.00063569 | 0.00068739 | 0.00074346 | 0.00080426 | 0.0008702 | 0.00094174 | 0.0010193 | 0.0011036 | 0.0011949 | 0.0012941 | 0.001391 | 0.001391 | 0.001391 | 2.898 | 2.954 | 3.032 | 3.1065 | 3.1595 | 3.221 | 3.3025 | 3.3975 | 3.4625 | 3.4625 | 3.4625 | 3.4625 | 3.4625 | 3.4625 | 3.4625 | 3.4625 | 3.4625 | 3.4625 | 3.4625 | 3.4625 | 1771.7872 | 25.4234 | 4.5426e-05 | 1898.7656 | 1075.8829 | 102.1361 | 1.4966 | 1797.2106 | 103.6327 | 1693.5779 | 617.695 | TRUE
| 60416581 | FNS022 | FNS | 22KV | 459.42 | 1 | 47157.5465 | 50% | Single phase | 44.74 | 0.0040067 | 0.0043254 | 0.0046706 | 0.0050446 | 0.0054499 | 0.0058891 | 0.0063653 | 0.0068815 | 0.0074411 | 0.008048 | 0.0087062 | 0.0094201 | 0.010194 | 0.011035 | 0.011946 | 0.012935 | 0.014009 | 0.015057 | 0.015057 | 0.015057 | 2.898 | 2.954 | 3.032 | 3.1065 | 3.1595 | 3.221 | 3.3025 | 3.3975 | 3.4625 | 3.4625 | 3.4625 | 3.4625 | 3.4625 | 3.4625 | 3.4625 | 3.4625 | 3.4625 | 3.4625 | 3.4625 | 3.4625 | 19179.8888 | 2979.2174 | 0.00049175 | 20554.4508 | 11646.6094 | 1105.6403 | 175.3749 | 22159.1062 | 1281.0152 | 20878.091 | 9231.4816 | TRUE
| 60416582 | FNS022 | FNS | 22KV | 75.31 | 1 | 47157.5465 | 50% | Single phase | 44.74 | 0.00094599 | 0.0010372 | 0.0011376 | 0.0012482 | 0.0013698 | 0.0015037 | 0.0016512 | 0.0018136 | 0.0019925 | 0.0021896 | 0.0024068 | 0.0024683 | 0.0024683 | 0.0024683 | 0.0024683 | 0.0024683 | 0.0024683 | 0.0024683 | 0.0024683 | 0.0024683 | 2.898 | 2.954 | 3.032 | 3.1065 | 3.1595 | 3.221 | 3.3025 | 3.3975 | 3.4625 | 3.4625 | 3.4625 | 3.4625 | 3.4625 | 3.4625 | 3.4625 | 3.4625 | 3.4625 | 3.4625 | 3.4625 | 3.4625 | 4280.7453 | 109.3024 | 8.0609e-05 | 3369.3694 | 1909.1597 | 181.2411 | 4.7125 | 4390.0477 | 185.9536 | 4204.0941 | 2294.9344 | TRUE
| 60416583 | FNS022 | FNS | 22KV | 658.3 | 1 | 47157.5465 | 50% | Single phase | 44.74 | 0.0068496 | 0.0073949 | 0.0079855 | 0.0086253 | 0.0093185 | 0.01007 | 0.010883 | 0.011766 | 0.012722 | 0.013758 | 0.014882 | 0.016101 | 0.017423 | 0.018856 | 0.020411 | 0.021576 | 0.021576 | 0.021576 | 0.021576 | 0.021576 | 2.898 | 2.954 | 3.032 | 3.1065 | 3.1595 | 3.221 | 3.3025 | 3.3975 | 3.4625 | 3.4625 | 3.4625 | 3.4625 | 3.4625 | 3.4625 | 3.4625 | 3.4625 | 3.4625 | 3.4625 | 3.4625 | 3.4625 | 31435.8046 | 7005.0258 | 0.00070462 | 29452.342 | 16688.3526 | 1584.2649 | 360.077 | 38440.8304 | 1944.3419 | 36496.4885 | 19808.1359 | TRUE
| 60416600 | FNS022 | FNS | 22KV | 37.36 | 1 | 47157.5465 | 50% | Three phase | 97.13 | 0.00034676 | 0.00037231 | 0.00039983 | 0.00042947 | 0.00046141 | 0.00049582 | 0.00053291 | 0.00057287 | 0.00061595 | 0.00066239 | 0.00071245 | 0.00076643 | 0.00082463 | 0.0008874 | 0.00095509 | 0.0010281 | 0.0011069 | 0.0011918 | 0.0012245 | 0.0012245 | 2.898 | 2.954 | 3.032 | 3.1065 | 3.1595 | 3.221 | 3.3025 | 3.3975 | 3.4625 | 3.4625 | 3.4625 | 3.4625 | 3.4625 | 3.4625 | 3.4625 | 3.4625 | 3.4625 | 3.4625 | 3.4625 | 3.4625 | 1569.8757 | 43.1008 | 3.9989e-05 | 3628.7768 | 2056.1457 | 89.9106 | 2.5178 | 1612.9764 | 92.4284 | 1520.5481 | -535.5976 | FALSE
| 60416601 | FNS022 | FNS | 22KV | 124.24 | 1 | 47157.5465 | 50% | Three phase | 97.13 | 0.0011531 | 0.0012381 | 0.0013296 | 0.0014282 | 0.0015344 | 0.0016489 | 0.0017722 | 0.0019051 | 0.0020483 | 0.0022028 | 0.0023692 | 0.0025487 | 0.0027423 | 0.002951 | 0.0031761 | 0.003419 | 0.0036809 | 0.0039634 | 0.0040719 | 0.0040719 | 2.898 | 2.954 | 3.032 | 3.1065 | 3.1595 | 3.221 | 3.3025 | 3.3975 | 3.4625 | 3.4625 | 3.4625 | 3.4625 | 3.4625 | 3.4625 | 3.4625 | 3.4625 | 3.4625 | 3.4625 | 3.4625 | 3.4625 | 5220.593 | 476.6441 | 0.00013298 | 12067.4312 | 6837.6751 | 298.996 | 27.8438 | 5697.2371 | 326.8398 | 5370.3973 | -1467.2778 | FALSE
| 60416602 | FNS022 | FNS | 22KV | 3014.8 | 1 | 47157.5465 | 50% | Three phase | 97.13 | 0.030122 | 0.032339 | 0.034727 | 0.037299 | 0.040069 | 0.043053 | 0.046268 | 0.049733 | 0.053466 | 0.05749 | 0.061827 | 0.066502 | 0.071542 | 0.076976 | 0.082836 | 0.089155 | 0.095969 | 0.098809 | 0.098809 | 0.098809 | 2.898 | 2.954 | 3.032 | 3.1065 | 3.1595 | 3.221 | 3.3025 | 3.3975 | 3.4625 | 3.4625 | 3.4625 | 3.4625 | 3.4625 | 3.4625 | 3.4625 | 3.4625 | 3.4625 | 3.4625 | 3.4625 | 3.4625 | 134560.2159 | 298231.0593 | 0.0032269 | 292827.524 | 165922.5934 | 7255.4183 | 16395.4037 | 432791.2752 | 23650.822 | 409140.4532 | 243217.8598 | TRUE
| 60416607 | FNS022 | FNS | 22KV | 389.04 | 1 | 47157.5465 | 50% | Three phase | 97.13 | 0.0048212 | 0.0051892 | 0.0055865 | 0.0060154 | 0.0064785 | 0.0069785 | 0.0075185 | 0.0081017 | 0.0087317 | 0.0094122 | 0.010147 | 0.010942 | 0.0118 | 0.012728 | 0.012751 | 0.012751 | 0.012751 | 0.012751 | 0.012751 | 0.012751 | 2.898 | 2.954 | 3.032 | 3.1065 | 3.1595 | 3.221 | 3.3025 | 3.3975 | 3.4625 | 3.4625 | 3.4625 | 3.4625 | 3.4625 | 3.4625 | 3.4625 | 3.4625 | 3.4625 | 3.4625 | 3.4625 | 3.4625 | 20553.8002 | 5887.7772 | 0.00041642 | 37787.4552 | 21411.2133 | 936.2637 | 273.0195 | 26441.5774 | 1209.2832 | 25232.2942 | 3821.0809 | TRUE
| 60416632 | FNS022 | FNS | 22KV | 83.61 | 1 | 47157.5465 | 50% | Three phase | 97.13 | 0.00041652 | 0.00044766 | 0.00048128 | 0.00051758 | 0.00055677 | 0.0005991 | 0.00064481 | 0.00069421 | 0.00074757 | 0.00080524 | 0.00086757 | 0.00093494 | 0.0010078 | 0.0010865 | 0.0011717 | 0.0012638 | 0.0013634 | 0.0014712 | 0.0015877 | 0.0017139 | 2.898 | 2.954 | 3.032 | 3.1065 | 3.1595 | 3.221 | 3.3025 | 3.3975 | 3.4625 | 3.4625 | 3.4625 | 3.4625 | 3.4625 | 3.4625 | 3.4625 | 3.4625 | 3.4625 | 3.4625 | 3.4625 | 3.4625 | 1939.4035 | 119.0776 | 8.9493e-05 | 8121.0393 | 4601.5616 | 201.2158 | 12.6102 | 2058.4811 | 213.826 | 1844.655 | -2756.9066 | FALSE
| 60416633 | FNS022 | FNS | 22KV | 971.67 | 1 | 47157.5465 | 50% | Three phase | 97.13 | 0.0048406 | 0.0052025 | 0.0055932 | 0.006015 | 0.0064705 | 0.0069624 | 0.0074937 | 0.0080677 | 0.0086879 | 0.0093581 | 0.010082 | 0.010865 | 0.011712 | 0.012627 | 0.013617 | 0.014687 | 0.015845 | 0.017097 | 0.018452 | 0.019918 | 2.898 | 2.954 | 3.032 | 3.1065 | 3.1595 | 3.221 | 3.3025 | 3.3975 | 3.4625 | 3.4625 | 3.4625 | 3.4625 | 3.4625 | 3.4625 | 3.4625 | 3.4625 | 3.4625 | 3.4625 | 3.4625 | 3.4625 | 22538.6937 | 16082.4104 | 0.00104 | 94378.3071 | 53476.8497 | 2338.4212 | 1703.11 | 38621.104 | 4041.5312 | 34579.5729 | -18897.2768 | FALSE
| 60416647 | FNS022 | FNS | 22KV | 1308.01 | 1 | 47157.5465 | 50% | Three phase | 97.13 | 0.01621 | 0.017447 | 0.018783 | 0.020225 | 0.021782 | 0.023463 | 0.025278 | 0.027239 | 0.029357 | 0.031645 | 0.034117 | 0.036788 | 0.039674 | 0.042793 | 0.04287 | 0.04287 | 0.04287 | 0.04287 | 0.04287 | 0.04287 | 2.898 | 2.954 | 3.032 | 3.1065 | 3.1595 | 3.221 | 3.3025 | 3.3975 | 3.4625 | 3.4625 | 3.4625 | 3.4625 | 3.4625 | 3.4625 | 3.4625 | 3.4625 | 3.4625 | 3.4625 | 3.4625 | 3.4625 | 69104.9151 | 66555.6581 | 0.0014001 | 127047.0113 | 71987.6647 | 3147.8571 | 3086.2225 | 135660.5732 | 6234.0796 | 129426.4936 | 57438.829 | TRUE
| 60416648 | FNS022 | FNS | 22KV | 656.86 | 1 | 47157.5465 | 50% | Three phase | 97.13 | 0.0062754 | 0.0067338 | 0.0072271 | 0.0077582 | 0.00833 | 0.0089457 | 0.0096087 | 0.010323 | 0.011092 | 0.01192 | 0.012813 | 0.013775 | 0.014811 | 0.015928 | 0.017131 | 0.018429 | 0.019827 | 0.021334 | 0.021528 | 0.021528 | 2.898 | 2.954 | 3.032 | 3.1065 | 3.1595 | 3.221 | 3.3025 | 3.3975 | 3.4625 | 3.4625 | 3.4625 | 3.4625 | 3.4625 | 3.4625 | 3.4625 | 3.4625 | 3.4625 | 3.4625 | 3.4625 | 3.4625 | 28151.9083 | 13592.1624 | 0.00070308 | 63800.8118 | 36150.9602 | 1580.7994 | 778.3066 | 41744.0706 | 2359.106 | 39384.9646 | 3234.0044 | TRUE
| 60416652 | FNS022 | FNS | 22KV | 1711.4 | 1 | 47157.5465 | 50% | Single phase | 44.74 | 0.021274 | 0.022969 | 0.024805 | 0.026793 | 0.028946 | 0.031279 | 0.033806 | 0.036545 | 0.039513 | 0.042729 | 0.046216 | 0.049995 | 0.054093 | 0.056091 | 0.056091 | 0.056091 | 0.056091 | 0.056091 | 0.056091 | 0.056091 | 2.898 | 2.954 | 3.032 | 3.1065 | 3.1595 | 3.221 | 3.3025 | 3.3975 | 3.4625 | 3.4625 | 3.4625 | 3.4625 | 3.4625 | 3.4625 | 3.4625 | 3.4625 | 3.4625 | 3.4625 | 3.4625 | 3.4625 | 91767.2583 | 53259.478 | 0.0018318 | 76568.036 | 43385.1536 | 4118.6556 | 2433.6087 | 145026.7363 | 6552.2643 | 138474.472 | 95089.3184 | TRUE
| 60416654 | FNS022 | FNS | 22KV | 251.66 | 1 | 47157.5465 | 50% | Single phase | 44.74 | 0.003125 | 0.003367 | 0.0036284 | 0.003911 | 0.0042164 | 0.0045466 | 0.0049035 | 0.0052894 | 0.0057066 | 0.0061579 | 0.0066459 | 0.0071738 | 0.0077448 | 0.0082481 | 0.0082481 | 0.0082481 | 0.0082481 | 0.0082481 | 0.0082481 | 0.0082481 | 2.898 | 2.954 | 3.032 | 3.1065 | 3.1595 | 3.221 | 3.3025 | 3.3975 | 3.4625 | 3.4625 | 3.4625 | 3.4625 | 3.4625 | 3.4625 | 3.4625 | 3.4625 | 3.4625 | 3.4625 | 3.4625 | 3.4625 | 13369.1924 | 1141.0774 | 0.00026937 | 11259.2684 | 6379.7521 | 605.645 | 52.6231 | 14510.2698 | 658.2681 | 13852.0017 | 7472.2496 | TRUE
| 60416656 | FNS022 | FNS | 22KV | 1915.19 | 1 | 47157.5465 | 50% | Single phase | 44.74 | 0.023782 | 0.025623 | 0.027613 | 0.029764 | 0.032088 | 0.0346 | 0.037317 | 0.040253 | 0.043429 | 0.046863 | 0.050577 | 0.054594 | 0.05894 | 0.06277 | 0.06277 | 0.06277 | 0.06277 | 0.06277 | 0.06277 | 0.06277 | 2.898 | 2.954 | 3.032 | 3.1065 | 3.1595 | 3.221 | 3.3025 | 3.3975 | 3.4625 | 3.4625 | 3.4625 | 3.4625 | 3.4625 | 3.4625 | 3.4625 | 3.4625 | 3.4625 | 3.4625 | 3.4625 | 3.4625 | 101742.6035 | 66086.1492 | 0.00205 | 85685.6006 | 48551.3687 | 4609.0966 | 3047.6945 | 167828.7527 | 7656.7911 | 160171.9616 | 111620.593 | TRUE
| 60416661 | FNS022 | FNS | 22KV | 336.21 | 1 | 47157.5465 | 50% | Three phase | 97.13 | 0.0028386 | 0.0030471 | 0.0032717 | 0.0035137 | 0.0037743 | 0.0040551 | 0.0043578 | 0.0046839 | 0.0050354 | 0.0054143 | 0.0058228 | 0.0062632 | 0.006738 | 0.0072501 | 0.0078024 | 0.0083981 | 0.0090407 | 0.0097339 | 0.010482 | 0.011019 | 2.898 | 2.954 | 3.032 | 3.1065 | 3.1595 | 3.221 | 3.3025 | 3.3975 | 3.4625 | 3.4625 | 3.4625 | 3.4625 | 3.4625 | 3.4625 | 3.4625 | 3.4625 | 3.4625 | 3.4625 | 3.4625 | 3.4625 | 12957.1652 | 3200.559 | 0.00035987 | 32656.0773 | 18503.6603 | 809.1231 | 203.9043 | 16157.7243 | 1013.0273 | 15144.6969 | -3358.9634 | FALSE
| 60416662 | FNS022 | FNS | 22KV | 1387.55 | 1 | 47157.5465 | 50% | Three phase | 97.13 | 0.012652 | 0.013636 | 0.0147 | 0.015851 | 0.017097 | 0.018444 | 0.019902 | 0.021479 | 0.023187 | 0.025035 | 0.027035 | 0.029201 | 0.031546 | 0.034086 | 0.036836 | 0.039815 | 0.043042 | 0.045477 | 0.045477 | 0.045477 | 2.898 | 2.954 | 3.032 | 3.1065 | 3.1595 | 3.221 | 3.3025 | 3.3975 | 3.4625 | 3.4625 | 3.4625 | 3.4625 | 3.4625 | 3.4625 | 3.4625 | 3.4625 | 3.4625 | 3.4625 | 3.4625 | 3.4625 | 59281.4044 | 60405.7299 | 0.0014852 | 134772.7315 | 76365.2297 | 3339.2781 | 3472.9808 | 119687.1343 | 6812.2589 | 112874.8754 | 36509.6457 | TRUE
| 60416671 | FNS022 | FNS | 22KV | 1044.65 | 1 | 47157.5465 | 50% | Three phase | 97.13 | 0.012921 | 0.013893 | 0.014942 | 0.016073 | 0.017293 | 0.018609 | 0.020029 | 0.02156 | 0.023213 | 0.024997 | 0.026922 | 0.028999 | 0.031242 | 0.033663 | 0.034238 | 0.034238 | 0.034238 | 0.034238 | 0.034238 | 0.034238 | 2.898 | 2.954 | 3.032 | 3.1065 | 3.1595 | 3.221 | 3.3025 | 3.3975 | 3.4625 | 3.4625 | 3.4625 | 3.4625 | 3.4625 | 3.4625 | 3.4625 | 3.4625 | 3.4625 | 3.4625 | 3.4625 | 3.4625 | 54850.7234 | 42193.025 | 0.0011182 | 101466.8545 | 57493.3784 | 2514.0549 | 1968.5512 | 97043.7484 | 4482.6061 | 92561.1423 | 35067.7639 | TRUE
| 60416672 | FNS022 | FNS | 22KV | 1184.97 | 1 | 47157.5465 | 50% | Three phase | 97.13 | 0.014685 | 0.015806 | 0.017016 | 0.018322 | 0.019733 | 0.021256 | 0.022901 | 0.024677 | 0.026596 | 0.028669 | 0.030908 | 0.033328 | 0.035942 | 0.038768 | 0.038837 | 0.038837 | 0.038837 | 0.038837 | 0.038837 | 0.038837 | 2.898 | 2.954 | 3.032 | 3.1065 | 3.1595 | 3.221 | 3.3025 | 3.3975 | 3.4625 | 3.4625 | 3.4625 | 3.4625 | 3.4625 | 3.4625 | 3.4625 | 3.4625 | 3.4625 | 3.4625 | 3.4625 | 3.4625 | 62604.4535 | 54623.2535 | 0.0012684 | 115096.1361 | 65216.0327 | 2851.749 | 2532.9103 | 117227.707 | 5384.6594 | 111843.0477 | 46627.0149 | TRUE
| 60416684 | FNS022 | FNS | 22KV | 113.33 | 1 | 47157.5465 | 50% | Three phase | 97.13 | 0.0014045 | 0.0015117 | 0.0016274 | 0.0017523 | 0.0018872 | 0.0020329 | 0.0021902 | 0.0023601 | 0.0025436 | 0.0027418 | 0.002956 | 0.0031874 | 0.0034375 | 0.0037077 | 0.0037144 | 0.0037144 | 0.0037144 | 0.0037144 | 0.0037144 | 0.0037144 | 2.898 | 2.954 | 3.032 | 3.1065 | 3.1595 | 3.221 | 3.3025 | 3.3975 | 3.4625 | 3.4625 | 3.4625 | 3.4625 | 3.4625 | 3.4625 | 3.4625 | 3.4625 | 3.4625 | 3.4625 | 3.4625 | 3.4625 | 5987.4619 | 499.6347 | 0.0001213 | 11007.7429 | 6237.2322 | 272.74 | 23.1683 | 6487.0966 | 295.9083 | 6191.1883 | -46.0439 | FALSE
| 60416685 | FNS022 | FNS | 22KV | 30.7 | 1 | 47157.5465 | 50% | Single phase | 44.74 | 0.00038122 | 0.00041074 | 0.00044263 | 0.0004771 | 0.00051436 | 0.00055464 | 0.00059817 | 0.00064525 | 0.00069615 | 0.0007512 | 0.00081073 | 0.00087513 | 0.00094479 | 0.0010062 | 0.0010062 | 0.0010062 | 0.0010062 | 0.0010062 | 0.0010062 | 0.0010062 | 2.898 | 2.954 | 3.032 | 3.1065 | 3.1595 | 3.221 | 3.3025 | 3.3975 | 3.4625 | 3.4625 | 3.4625 | 3.4625 | 3.4625 | 3.4625 | 3.4625 | 3.4625 | 3.4625 | 3.4625 | 3.4625 | 3.4625 | 1630.9076 | 16.981 | 3.286e-05 | 1373.518 | 778.2659 | 73.8826 | 0.78311 | 1647.8886 | 74.6657 | 1573.2229 | 794.957 | TRUE
| 60416688 | FNS022 | FNS | 22KV | 5211.27 | 1 | 47157.5465 | 50% | Three phase | 97.13 | 0.061788 | 0.065854 | 0.070199 | 0.074841 | 0.079803 | 0.085106 | 0.090774 | 0.096833 | 0.10331 | 0.11024 | 0.11764 | 0.12556 | 0.13403 | 0.14308 | 0.15277 | 0.16313 | 0.1708 | 0.1708 | 0.1708 | 0.1708 | 2.898 | 2.954 | 3.032 | 3.1065 | 3.1595 | 3.221 | 3.3025 | 3.3975 | 3.4625 | 3.4625 | 3.4625 | 3.4625 | 3.4625 | 3.4625 | 3.4625 | 3.4625 | 3.4625 | 3.4625 | 3.4625 | 3.4625 | 252673.721 | 970043.143 | 0.005578 | 506170.6551 | 286807.5605 | 12541.4434 | 48988.2869 | 1222716.864 | 61529.7303 | 1161187.1337 | 874379.5732 | TRUE
| 60416689 | FNS022 | FNS | 22KV | 378.77 | 1 | 47157.5465 | 50% | Three phase | 97.13 | 0.0036605 | 0.0040102 | 0.0043949 | 0.0048181 | 0.0052838 | 0.0057964 | 0.0063606 | 0.0069818 | 0.0076658 | 0.0084191 | 0.0092489 | 0.010163 | 0.01117 | 0.012281 | 0.012414 | 0.012414 | 0.012414 | 0.012414 | 0.012414 | 0.012414 | 2.898 | 2.954 | 3.032 | 3.1065 | 3.1595 | 3.221 | 3.3025 | 3.3975 | 3.4625 | 3.4625 | 3.4625 | 3.4625 | 3.4625 | 3.4625 | 3.4625 | 3.4625 | 3.4625 | 3.4625 | 3.4625 | 3.4625 | 18614.5416 | 5172.1554 | 0.00040542 | 36789.9301 | 20845.9933 | 911.548 | 258.7952 | 23786.697 | 1170.3432 | 22616.3539 | 1770.3605 | TRUE
| 60416699 | FNS022 | FNS | 22KV | 1663.6 | 1 | 47157.5465 | 50% | Three phase | 97.13 | 0.019755 | 0.021071 | 0.022478 | 0.023983 | 0.025593 | 0.027315 | 0.029156 | 0.031127 | 0.033235 | 0.035491 | 0.037905 | 0.040489 | 0.043254 | 0.046214 | 0.049382 | 0.052773 | 0.054524 | 0.054524 | 0.054524 | 0.054524 | 2.898 | 2.954 | 3.032 | 3.1065 | 3.1595 | 3.221 | 3.3025 | 3.3975 | 3.4625 | 3.4625 | 3.4625 | 3.4625 | 3.4625 | 3.4625 | 3.4625 | 3.4625 | 3.4625 | 3.4625 | 3.4625 | 3.4625 | 81158.2983 | 99456.4354 | 0.0017807 | 161585.468 | 91557.923 | 4003.6201 | 4992.3259 | 180614.7337 | 8995.946 | 171618.7877 | 80060.8647 | TRUE
| 60416711 | FNS022 | FNS | 22KV | 578.01 | 1 | 47157.5465 | 50% | Three phase | 97.13 | 0.0044882 | 0.0048176 | 0.0051724 | 0.0055546 | 0.0059664 | 0.0064101 | 0.0068882 | 0.0074035 | 0.007959 | 0.0085578 | 0.0092035 | 0.0098996 | 0.01065 | 0.01146 | 0.012333 | 0.013275 | 0.014292 | 0.015388 | 0.016571 | 0.017848 | 2.898 | 2.954 | 3.032 | 3.1065 | 3.1595 | 3.221 | 3.3025 | 3.3975 | 3.4625 | 3.4625 | 3.4625 | 3.4625 | 3.4625 | 3.4625 | 3.4625 | 3.4625 | 3.4625 | 3.4625 | 3.4625 | 3.4625 | 20517.967 | 8712.7378 | 0.00061868 | 56142.1113 | 31811.37 | 1391.039 | 602.6648 | 29230.7048 | 1993.7038 | 27237.0011 | -4574.3689 | FALSE
| 60416722 | FNS022 | FNS | 22KV | 539.42 | 1 | 47157.5465 | 50% | Single phase | 44.74 | 0.0066983 | 0.0072169 | 0.0077774 | 0.0083831 | 0.0090377 | 0.0097453 | 0.01051 | 0.011337 | 0.012232 | 0.013199 | 0.014245 | 0.015377 | 0.016601 | 0.017679 | 0.017679 | 0.017679 | 0.017679 | 0.017679 | 0.017679 | 0.017679 | 2.898 | 2.954 | 3.032 | 3.1065 | 3.1595 | 3.221 | 3.3025 | 3.3975 | 3.4625 | 3.4625 | 3.4625 | 3.4625 | 3.4625 | 3.4625 | 3.4625 | 3.4625 | 3.4625 | 3.4625 | 3.4625 | 3.4625 | 28656.1621 | 5242.5286 | 0.00057738 | 24133.6508 | 13674.6638 | 1298.1683 | 241.7697 | 33898.6907 | 1539.9379 | 32358.7528 | 18684.089 | TRUE
| 60416735 | FNS032 | FNS | 22KV | 534.69 | 2 | 47157.5465 | 33.33% | Three phase | 97.13 | 0.006676 | 0.0072977 | 0.0079797 | 0.0087279 | 0.0095488 | 0.01045 | 0.011439 | 0.012525 | 0.013717 | 0.015026 | 0.016463 | 0.017524 | 0.017524 | 0.017524 | 0.017524 | 0.017524 | 0.017524 | 0.017524 | 0.017524 | 0.017524 | 1.6157 | 1.6313 | 1.658 | 1.6723 | 1.68 | 1.6937 | 1.7217 | 1.747 | 1.7477 | 1.7477 | 1.7477 | 1.7477 | 1.7477 | 1.7477 | 1.7477 | 1.7477 | 1.7477 | 1.7477 | 1.7477 | 1.7477 | 15433.3675 | 11819.3892 | 0.00057231 | 51934.4397 | 29427.2096 | 668.1446 | 515.7144 | 27252.7567 | 1183.8589 | 26068.8978 | -3358.3118 | FALSE
| 60416746 | FNS032 | FNS | 22KV | 1008.7 | 2 | 47157.5465 | 33.33% | Single phase | 44.74 | 0.012229 | 0.013018 | 0.01386 | 0.014758 | 0.015717 | 0.01674 | 0.017833 | 0.018999 | 0.020244 | 0.021574 | 0.022993 | 0.02451 | 0.026129 | 0.027858 | 0.029705 | 0.031678 | 0.03306 | 0.03306 | 0.03306 | 0.03306 | 1.6157 | 1.6313 | 1.658 | 1.6723 | 1.68 | 1.6937 | 1.7217 | 1.747 | 1.7477 | 1.7477 | 1.7477 | 1.7477 | 1.7477 | 1.7477 | 1.7477 | 1.7477 | 1.7477 | 1.7477 | 1.7477 | 1.7477 | 25375.4097 | 16896.9187 | 0.0010797 | 45129.238 | 25571.2308 | 1260.4639 | 845.4185 | 42272.3285 | 2105.8824 | 40166.4461 | 14595.2153 | TRUE
| 60416751 | FNS032 | FNS | 22KV | 25.91 | 2 | 47157.5465 | 33.33% | Three phase | 97.13 | 0.0003224 | 0.00034773 | 0.00037513 | 0.00040477 | 0.00043684 | 0.00047155 | 0.00050911 | 0.00054976 | 0.00059377 | 0.00064142 | 0.000693 | 0.00074886 | 0.00080935 | 0.00084919 | 0.00084919 | 0.00084919 | 0.00084919 | 0.00084919 | 0.00084919 | 0.00084919 | 1.6157 | 1.6313 | 1.658 | 1.6723 | 1.68 | 1.6937 | 1.7217 | 1.747 | 1.7477 | 1.7477 | 1.7477 | 1.7477 | 1.7477 | 1.7477 | 1.7477 | 1.7477 | 1.7477 | 1.7477 | 1.7477 | 1.7477 | 711.3915 | 26.4053 | 2.7733e-05 | 2516.6383 | 1425.9833 | 32.3769 | 1.211 | 737.7967 | 33.5879 | 704.2088 | -721.7745 | FALSE
| 60416752 | FNS032 | FNS | 22KV | 169.11 | 2 | 47157.5465 | 33.33% | Three phase | 97.13 | 0.0021043 | 0.0022696 | 0.0024484 | 0.0026419 | 0.0028512 | 0.0030777 | 0.0033228 | 0.0035882 | 0.0038754 | 0.0041864 | 0.0045231 | 0.0048877 | 0.0052825 | 0.0055425 | 0.0055425 | 0.0055425 | 0.0055425 | 0.0055425 | 0.0055425 | 0.0055425 | 1.6157 | 1.6313 | 1.658 | 1.6723 | 1.68 | 1.6937 | 1.7217 | 1.747 | 1.7477 | 1.7477 | 1.7477 | 1.7477 | 1.7477 | 1.7477 | 1.7477 | 1.7477 | 1.7477 | 1.7477 | 1.7477 | 1.7477 | 4643.1267 | 1124.8489 | 0.00018101 | 16425.6543 | 9307.1414 | 211.3186 | 51.5874 | 5767.9756 | 262.906 | 5505.0697 | -3802.0717 | FALSE
| 60416753 | FNS032 | FNS | 22KV | 1789.24 | 2 | 47157.5465 | 33.33% | Three phase | 97.13 | 0.022218 | 0.023938 | 0.025797 | 0.027806 | 0.029978 | 0.032325 | 0.034862 | 0.037606 | 0.040573 | 0.043781 | 0.047251 | 0.051004 | 0.055064 | 0.058642 | 0.058642 | 0.058642 | 0.058642 | 0.058642 | 0.058642 | 0.058642 | 1.6157 | 1.6313 | 1.658 | 1.6723 | 1.68 | 1.6937 | 1.7217 | 1.747 | 1.7477 | 1.7477 | 1.7477 | 1.7477 | 1.7477 | 1.7477 | 1.7477 | 1.7477 | 1.7477 | 1.7477 | 1.7477 | 1.7477 | 48853.1379 | 125222.1979 | 0.0019151 | 173788.8812 | 98472.6486 | 2235.8208 | 5774.8712 | 174075.3358 | 8010.6919 | 166064.6438 | 67591.9952 | TRUE
| 60416754 | FNS032 | FNS | 22KV | 20.4 | 2 | 47157.5465 | 33.33% | Single phase | 44.74 | 0.00012816 | 0.0001387 | 0.00015017 | 0.00016263 | 0.00017617 | 0.00019091 | 0.00020693 | 0.00022437 | 0.00024333 | 0.00026397 | 0.00028644 | 0.00031089 | 0.00033751 | 0.00036649 | 0.00039805 | 0.00043242 | 0.00046986 | 0.00051065 | 0.00055509 | 0.00060351 | 1.6157 | 1.6313 | 1.658 | 1.6723 | 1.68 | 1.6937 | 1.7217 | 1.747 | 1.7477 | 1.7477 | 1.7477 | 1.7477 | 1.7477 | 1.7477 | 1.7477 | 1.7477 | 1.7477 | 1.7477 | 1.7477 | 1.7477 | 331.0756 | 4.4488 | 2.1835e-05 | 912.696 | 517.1539 | 25.4917 | 0.34579 | 335.5244 | 25.8375 | 309.6869 | -207.467 | FALSE
| 60416755 | FNS032 | FNS | 22KV | 131.15 | 2 | 47157.5465 | 33.33% | Single phase | 44.74 | 0.00082391 | 0.00089171 | 0.0009654 | 0.0010455 | 0.0011326 | 0.0012273 | 0.0013304 | 0.0014424 | 0.0015644 | 0.0016971 | 0.0018415 | 0.0019987 | 0.0021698 | 0.0023561 | 0.002559 | 0.00278 | 0.0030207 | 0.0032829 | 0.0035686 | 0.0038799 | 1.6157 | 1.6313 | 1.658 | 1.6723 | 1.68 | 1.6937 | 1.7217 | 1.747 | 1.7477 | 1.7477 | 1.7477 | 1.7477 | 1.7477 | 1.7477 | 1.7477 | 1.7477 | 1.7477 | 1.7477 | 1.7477 | 1.7477 | 2128.4588 | 183.8737 | 0.00014038 | 5867.651 | 3324.7417 | 163.884 | 14.2917 | 2312.3325 | 178.1758 | 2134.1567 | -1190.5849 | FALSE
| 60416758 | FNS032 | FNS | 22KV | 514.19 | 2 | 47157.5465 | 33.33% | Single phase | 44.74 | 0.0063839 | 0.0069586 | 0.0075871 | 0.0082745 | 0.0090266 | 0.0098496 | 0.01075 | 0.011736 | 0.012815 | 0.013996 | 0.01529 | 0.016707 | 0.016852 | 0.016852 | 0.016852 | 0.016852 | 0.016852 | 0.016852 | 0.016852 | 0.016852 | 1.6157 | 1.6313 | 1.658 | 1.6723 | 1.68 | 1.6937 | 1.7217 | 1.747 | 1.7477 | 1.7477 | 1.7477 | 1.7477 | 1.7477 | 1.7477 | 1.7477 | 1.7477 | 1.7477 | 1.7477 | 1.7477 | 1.7477 | 14671.1973 | 4976.9036 | 0.00055037 | 23004.8606 | 13035.0661 | 642.5279 | 219.6822 | 19648.1009 | 862.2102 | 18785.8907 | 5750.8246 | TRUE
| 60416766 | FNS032 | FNS | 22KV | 484.24 | 2 | 47157.5465 | 33.33% | Three phase | 97.13 | 0.0060131 | 0.0064787 | 0.0069818 | 0.0075255 | 0.0081132 | 0.0087484 | 0.0094352 | 0.010178 | 0.010981 | 0.011849 | 0.012788 | 0.013804 | 0.014902 | 0.015871 | 0.015871 | 0.015871 | 0.015871 | 0.015871 | 0.015871 | 0.015871 | 1.6157 | 1.6313 | 1.658 | 1.6723 | 1.68 | 1.6937 | 1.7217 | 1.747 | 1.7477 | 1.7477 | 1.7477 | 1.7477 | 1.7477 | 1.7477 | 1.7477 | 1.7477 | 1.7477 | 1.7477 | 1.7477 | 1.7477 | 13221.6156 | 9172.0296 | 0.00051831 | 47034.2312 | 26650.6424 | 605.1026 | 422.9864 | 22393.6452 | 1028.0891 | 21365.5561 | -5285.0863 | FALSE
| 60416805 | FNS032 | FNS | 22KV | 607.49 | 2 | 47157.5465 | 33.33% | Three phase | 97.13 | 0.0075592 | 0.008153 | 0.0087953 | 0.0094903 | 0.010242 | 0.011056 | 0.011937 | 0.01289 | 0.013922 | 0.015039 | 0.016248 | 0.017558 | 0.018976 | 0.01991 | 0.01991 | 0.01991 | 0.01991 | 0.01991 | 0.01991 | 0.01991 | 1.6157 | 1.6313 | 1.658 | 1.6723 | 1.68 | 1.6937 | 1.7217 | 1.747 | 1.7477 | 1.7477 | 1.7477 | 1.7477 | 1.7477 | 1.7477 | 1.7477 | 1.7477 | 1.7477 | 1.7477 | 1.7477 | 1.7477 | 16679.3984 | 14515.5628 | 0.00065024 | 59005.5037 | 33433.8319 | 759.1149 | 665.7074 | 31194.9612 | 1424.8223 | 29770.1389 | -3663.693 | FALSE
| 60416806 | FNS032 | FNS | 22KV | 30.91 | 2 | 47157.5465 | 33.33% | Three phase | 97.13 | 0.00038462 | 0.00041484 | 0.00044752 | 0.00048288 | 0.00052114 | 0.00056254 | 0.00060735 | 0.00065585 | 0.00070835 | 0.00076519 | 0.00082673 | 0.00089337 | 0.00096554 | 0.0010131 | 0.0010131 | 0.0010131 | 0.0010131 | 0.0010131 | 0.0010131 | 0.0010131 | 1.6157 | 1.6313 | 1.658 | 1.6723 | 1.68 | 1.6937 | 1.7217 | 1.747 | 1.7477 | 1.7477 | 1.7477 | 1.7477 | 1.7477 | 1.7477 | 1.7477 | 1.7477 | 1.7477 | 1.7477 | 1.7477 | 1.7477 | 848.6727 | 37.5797 | 3.3085e-05 | 3002.2883 | 1701.1634 | 38.6249 | 1.7235 | 886.2525 | 40.3484 | 845.9041 | -855.2593 | FALSE
| 60416814 | FNS032 | FNS | 22KV | 513.37 | 2 | 47157.5465 | 33.33% | Three phase | 97.13 | 0.006388 | 0.0068898 | 0.0074326 | 0.0080199 | 0.0086554 | 0.009343 | 0.010087 | 0.010893 | 0.011765 | 0.012709 | 0.013731 | 0.014838 | 0.016036 | 0.016826 | 0.016826 | 0.016826 | 0.016826 | 0.016826 | 0.016826 | 0.016826 | 1.6157 | 1.6313 | 1.658 | 1.6723 | 1.68 | 1.6937 | 1.7217 | 1.747 | 1.7477 | 1.7477 | 1.7477 | 1.7477 | 1.7477 | 1.7477 | 1.7477 | 1.7477 | 1.7477 | 1.7477 | 1.7477 | 1.7477 | 14095.216 | 10366.1284 | 0.00054949 | 49863.6281 | 28253.8416 | 641.5033 | 475.4076 | 24461.3444 | 1116.9108 | 23344.4336 | -4909.4081 | FALSE
| 60416835 | FNS032 | FNS | 22KV | 68.65 | 2 | 47157.5465 | 33.33% | Three phase | 97.13 | 0.00085233 | 0.00092905 | 0.001013 | 0.0011047 | 0.0012052 | 0.001315 | 0.0014353 | 0.0015669 | 0.001711 | 0.0018687 | 0.0020414 | 0.0022305 | 0.00225 | 0.00225 | 0.00225 | 0.00225 | 0.00225 | 0.00225 | 0.00225 | 0.00225 | 1.6157 | 1.6313 | 1.658 | 1.6723 | 1.68 | 1.6937 | 1.7217 | 1.747 | 1.7477 | 1.7477 | 1.7477 | 1.7477 | 1.7477 | 1.7477 | 1.7477 | 1.7477 | 1.7477 | 1.7477 | 1.7477 | 1.7477 | 1958.7656 | 192.5974 | 7.3481e-05 | 6667.9745 | 3778.2228 | 85.7845 | 8.5013 | 2151.363 | 94.2858 | 2057.0772 | -1721.1456 | FALSE
| 60416839 | GB012 | GB | 22KV | 110.19 | 0 | 52231.1123 | 100% | Three phase | 97.13 | 0.0007245 | 0.00077755 | 0.0008347 | 0.00089627 | 0.00096261 | 0.0010341 | 0.0011112 | 0.0011942 | 0.0012838 | 0.0013803 | 0.0014845 | 0.0015968 | 0.0017179 | 0.0018485 | 0.0019895 | 0.0021416 | 0.0023057 | 0.0024828 | 0.002674 | 0.0028803 | 6.737 | 6.8 | 6.88 | 6.943 | 6.986 | 7.036 | 7.109 | 7.192 | 7.252 | 7.252 | 7.252 | 7.252 | 7.252 | 7.252 | 7.252 | 7.252 | 7.252 | 7.252 | 7.252 | 7.252 | 7808.1034 | 267.9686 | 0.00011794 | 10702.7547 | 6064.4191 | 632.9031 | 21.9023 | 8076.072 | 654.8053 | 7421.2666 | 1356.8476 | TRUE
| 60416847 | GB012 | GB | 22KV | 241.79 | 0 | 52231.1123 | 100% | Three phase | 97.13 | 0.0012103 | 0.0012955 | 0.001387 | 0.0014854 | 0.0015912 | 0.0017049 | 0.0018272 | 0.0019588 | 0.0021003 | 0.0022525 | 0.0024163 | 0.0025925 | 0.0027822 | 0.0029864 | 0.0032061 | 0.0034427 | 0.0036975 | 0.0039718 | 0.0042672 | 0.0045854 | 6.737 | 6.8 | 6.88 | 6.943 | 6.986 | 7.036 | 7.109 | 7.192 | 7.252 | 7.252 | 7.252 | 7.252 | 7.252 | 7.252 | 7.252 | 7.252 | 7.252 | 7.252 | 7.252 | 7.252 | 12685.6742 | 955.5636 | 0.0002588 | 23485.0627 | 13307.1593 | 1388.7797 | 105.4585 | 13641.2378 | 1494.2382 | 12146.9996 | -1160.1597 | FALSE
| 60416858 | GB012 | GB | 22KV | 97.05 | 0 | 52231.1123 | 100% | Three phase | 97.13 | 0.00048579 | 0.00051997 | 0.00055671 | 0.00059621 | 0.00063867 | 0.00068432 | 0.00073341 | 0.00078621 | 0.00084301 | 0.00090411 | 0.00096985 | 0.0010406 | 0.0011167 | 0.0011987 | 0.0012869 | 0.0013818 | 0.0014841 | 0.0015942 | 0.0017128 | 0.0018405 | 6.737 | 6.8 | 6.88 | 6.943 | 6.986 | 7.036 | 7.109 | 7.192 | 7.252 | 7.252 | 7.252 | 7.252 | 7.252 | 7.252 | 7.252 | 7.252 | 7.252 | 7.252 | 7.252 | 7.252 | 5091.7932 | 153.948 | 0.00010388 | 9426.4665 | 5341.2458 | 557.4303 | 16.9901 | 5245.7412 | 574.4204 | 4671.3208 | -669.9249 | FALSE
| 60416859 | GB012 | GB | 22KV | 355.25 | 0 | 52231.1123 | 100% | Three phase | 97.13 | 0.0017782 | 0.0019034 | 0.0020378 | 0.0021824 | 0.0023378 | 0.0025049 | 0.0026846 | 0.0028779 | 0.0030858 | 0.0033095 | 0.0035501 | 0.0038091 | 0.0040877 | 0.0043877 | 0.0047106 | 0.0050582 | 0.0054325 | 0.0058355 | 0.0062696 | 0.006737 | 6.737 | 6.8 | 6.88 | 6.943 | 6.986 | 7.036 | 7.109 | 7.192 | 7.252 | 7.252 | 7.252 | 7.252 | 7.252 | 7.252 | 7.252 | 7.252 | 7.252 | 7.252 | 7.252 | 7.252 | 18638.429 | 2062.7714 | 0.00038025 | 34505.4325 | 19551.5461 | 2040.4647 | 227.6529 | 20701.2004 | 2268.1177 | 18433.0827 | -1118.4634 | FALSE
| 60416871 | GB014 | GB | 22KV | 32.94 | 0 | 52231.1123 | 100% | Three phase | 97.13 | 0.00031206 | 0.00033845 | 0.00036717 | 0.00039845 | 0.0004325 | 0.00046958 | 0.00050996 | 0.00055396 | 0.00060189 | 0.00065411 | 0.00071102 | 0.00077304 | 0.00084065 | 0.00091435 | 0.00099471 | 0.0010796 | 0.0010796 | 0.0010796 | 0.0010796 | 0.0010796 | 1.408 | 1.441 | 1.461 | 1.471 | 1.481 | 1.491 | 1.507 | 1.527 | 1.547 | 1.547 | 1.547 | 1.547 | 1.547 | 1.547 | 1.547 | 1.547 | 1.547 | 1.547 | 1.547 | 1.547 | 759.8628 | 36.6109 | 3.5258e-05 | 3199.4622 | 1812.8865 | 40.2089 | 1.9573 | 796.4737 | 42.1661 | 754.3076 | -1058.579 | FALSE
| 60416872 | GB014 | GB | 22KV | 146.18 | 0 | 52231.1123 | 100% | Three phase | 97.13 | 0.0014109 | 0.0015217 | 0.0016417 | 0.0017716 | 0.0019121 | 0.0020643 | 0.002229 | 0.0024074 | 0.0026007 | 0.0028099 | 0.0030366 | 0.0032822 | 0.0035483 | 0.0038367 | 0.0041492 | 0.0044879 | 0.004791 | 0.004791 | 0.004791 | 0.004791 | 1.408 | 1.441 | 1.461 | 1.471 | 1.481 | 1.491 | 1.507 | 1.527 | 1.547 | 1.547 | 1.547 | 1.547 | 1.547 | 1.547 | 1.547 | 1.547 | 1.547 | 1.547 | 1.547 | 1.547 | 3296.871 | 705.1833 | 0.00015647 | 14198.4634 | 8045.1654 | 178.4375 | 38.5462 | 4002.0544 | 216.9836 | 3785.0708 | -4260.0946 | FALSE
| 60416873 | GB014 | GB | 22KV | 303.25 | 0 | 52231.1123 | 100% | Three phase | 97.13 | 0.0028728 | 0.0031158 | 0.0033803 | 0.0036682 | 0.0039816 | 0.004323 | 0.0046948 | 0.0050998 | 0.005541 | 0.0060218 | 0.0065457 | 0.0071167 | 0.0077391 | 0.0084176 | 0.0091574 | 0.0099389 | 0.0099389 | 0.0099389 | 0.0099389 | 0.0099389 | 1.408 | 1.441 | 1.461 | 1.471 | 1.481 | 1.491 | 1.507 | 1.527 | 1.547 | 1.547 | 1.547 | 1.547 | 1.547 | 1.547 | 1.547 | 1.547 | 1.547 | 1.547 | 1.547 | 1.547 | 6995.3976 | 3102.8765 | 0.00032459 | 29454.6725 | 16689.6731 | 370.168 | 165.8848 | 10098.2741 | 536.0529 | 9562.2212 | -7127.4519 | FALSE
| 60416875 | GB014 | GB | 22KV | 21.15 | 0 | 52231.1123 | 100% | Three phase | 97.13 | 0.00020575 | 0.00022617 | 0.0002487 | 0.00027358 | 0.00030105 | 0.0003314 | 0.00036491 | 0.00040195 | 0.00044288 | 0.00048811 | 0.00053812 | 0.0005934 | 0.00065454 | 0.00069319 | 0.00069319 | 0.00069319 | 0.00069319 | 0.00069319 | 0.00069319 | 0.00069319 | 1.408 | 1.441 | 1.461 | 1.471 | 1.481 | 1.491 | 1.507 | 1.527 | 1.547 | 1.547 | 1.547 | 1.547 | 1.547 | 1.547 | 1.547 | 1.547 | 1.547 | 1.547 | 1.547 | 1.547 | 531.0548 | 16.4237 | 2.2638e-05 | 2054.2995 | 1164.0118 | 25.8172 | 0.80691 | 547.4785 | 26.6241 | 520.8544 | -643.1574 | FALSE
| 60416884 | GB014 | GB | 22KV | 353.96 | 0 | 52231.1123 | 100% | Three phase | 97.13 | 0.00341 | 0.0037298 | 0.0040811 | 0.0044669 | 0.0048908 | 0.0053564 | 0.0058682 | 0.0064307 | 0.007049 | 0.0077289 | 0.0084765 | 0.0092987 | 0.010203 | 0.011198 | 0.011601 | 0.011601 | 0.011601 | 0.011601 | 0.011601 | 0.011601 | 1.408 | 1.441 | 1.461 | 1.471 | 1.481 | 1.491 | 1.507 | 1.527 | 1.547 | 1.547 | 1.547 | 1.547 | 1.547 | 1.547 | 1.547 | 1.547 | 1.547 | 1.547 | 1.547 | 1.547 | 8640.951 | 4472.6552 | 0.00037887 | 34380.1348 | 19480.5497 | 432.0682 | 226.0026 | 13113.6062 | 658.0708 | 12455.5355 | -7025.0142 | FALSE
| 60416895 | GB031 | GB | 22KV | 31.24 | 0 | 52231.1123 | 100% | Three phase | 97.13 | 0.0001697 | 0.00018167 | 0.00019453 | 0.00020835 | 0.00022321 | 0.00023919 | 0.00025637 | 0.00027484 | 0.00029472 | 0.0003161 | 0.0003391 | 0.00036385 | 0.00039048 | 0.00041915 | 0.00045 | 0.00048322 | 0.00051898 | 0.00055748 | 0.00059894 | 0.00064359 | 4.78 | 4.82 | 4.877 | 4.904 | 4.92 | 4.964 | 5.028 | 5.091 | 5.107 | 5.107 | 5.107 | 5.107 | 5.107 | 5.107 | 5.107 | 5.107 | 5.107 | 5.107 | 5.107 | 5.107 | 1255.2631 | 17.3249 | 3.3438e-05 | 3034.3412 | 1719.3253 | 126.6277 | 1.7605 | 1272.588 | 128.3882 | 1144.1998 | -575.1255 | FALSE
| 60416896 | GB031 | GB | 22KV | 58.42 | 0 | 52231.1123 | 100% | Three phase | 97.13 | 0.00031735 | 0.00033972 | 0.00036377 | 0.00038962 | 0.00041741 | 0.00044729 | 0.00047941 | 0.00051397 | 0.00055113 | 0.00059111 | 0.00063413 | 0.00068041 | 0.00073022 | 0.00078382 | 0.00084152 | 0.00090363 | 0.0009705 | 0.0010425 | 0.00112 | 0.0012035 | 4.78 | 4.82 | 4.877 | 4.904 | 4.92 | 4.964 | 5.028 | 5.091 | 5.107 | 5.107 | 5.107 | 5.107 | 5.107 | 5.107 | 5.107 | 5.107 | 5.107 | 5.107 | 5.107 | 5.107 | 2347.3902 | 60.5859 | 6.2531e-05 | 5674.3346 | 3215.2043 | 236.7987 | 6.1564 | 2407.976 | 242.9551 | 2165.021 | -1050.1833 | FALSE
| 60416904 | GB031 | GB | 22KV | 23.51 | 0 | 52231.1123 | 100% | Three phase | 97.13 | 0.00022888 | 0.00024328 | 0.00025862 | 0.00027496 | 0.00029239 | 0.00031097 | 0.00033077 | 0.00035189 | 0.0003744 | 0.00039841 | 0.00042401 | 0.00045132 | 0.00048045 | 0.00051151 | 0.00054465 | 0.00058001 | 0.00061773 | 0.00065798 | 0.00070092 | 0.00074675 | 4.78 | 4.82 | 4.877 | 4.904 | 4.92 | 4.964 | 5.028 | 5.091 | 5.107 | 5.107 | 5.107 | 5.107 | 5.107 | 5.107 | 5.107 | 5.107 | 5.107 | 5.107 | 5.107 | 5.107 | 1559.5578 | 16.2105 | 2.5164e-05 | 2283.5263 | 1293.8968 | 95.2951 | 0.99703 | 1575.7683 | 96.2921 | 1479.4762 | 185.5793 | TRUE
| 60416905 | GB031 | GB | 22KV | 88.63 | 0 | 52231.1123 | 100% | Three phase | 97.13 | 0.00086286 | 0.00091712 | 0.00097495 | 0.0010366 | 0.0011023 | 0.0011723 | 0.001247 | 0.0013266 | 0.0014115 | 0.001502 | 0.0015985 | 0.0017014 | 0.0018112 | 0.0019283 | 0.0020533 | 0.0021866 | 0.0023288 | 0.0024805 | 0.0026424 | 0.0028152 | 4.78 | 4.82 | 4.877 | 4.904 | 4.92 | 4.964 | 5.028 | 5.091 | 5.107 | 5.107 | 5.107 | 5.107 | 5.107 | 5.107 | 5.107 | 5.107 | 5.107 | 5.107 | 5.107 | 5.107 | 5879.3538 | 230.3836 | 9.4867e-05 | 8608.6319 | 4877.8425 | 359.2514 | 14.1699 | 6109.7374 | 373.4213 | 5736.3161 | 858.4737 | TRUE
| 60416906 | GB031 | GB | 22KV | 98.41 | 0 | 52231.1123 | 100% | Three phase | 97.13 | 0.00095807 | 0.0010183 | 0.0010825 | 0.001151 | 0.0012239 | 0.0013017 | 0.0013846 | 0.001473 | 0.0015672 | 0.0016677 | 0.0017749 | 0.0018892 | 0.0020111 | 0.0021411 | 0.0022799 | 0.0024278 | 0.0025857 | 0.0027542 | 0.002934 | 0.0031258 | 4.78 | 4.82 | 4.877 | 4.904 | 4.92 | 4.964 | 5.028 | 5.091 | 5.107 | 5.107 | 5.107 | 5.107 | 5.107 | 5.107 | 5.107 | 5.107 | 5.107 | 5.107 | 5.107 | 5.107 | 6528.1192 | 284.0328 | 0.00010533 | 9558.5633 | 5416.0947 | 398.8935 | 17.4696 | 6812.1521 | 416.3631 | 6395.789 | 979.6942 | TRUE
| 60416907 | GB031 | GB | 22KV | 49.04 | 0 | 52231.1123 | 100% | Three phase | 97.13 | 0.00047743 | 0.00050745 | 0.00053945 | 0.00057355 | 0.0006099 | 0.00064865 | 0.00068996 | 0.00073401 | 0.00078097 | 0.00083105 | 0.00088446 | 0.00094142 | 0.0010022 | 0.001067 | 0.0011361 | 0.0012099 | 0.0012885 | 0.0013725 | 0.0014621 | 0.0015577 | 4.78 | 4.82 | 4.877 | 4.904 | 4.92 | 4.964 | 5.028 | 5.091 | 5.107 | 5.107 | 5.107 | 5.107 | 5.107 | 5.107 | 5.107 | 5.107 | 5.107 | 5.107 | 5.107 | 5.107 | 3253.1142 | 70.5328 | 5.2491e-05 | 4763.2552 | 2698.9664 | 198.7779 | 4.3382 | 3323.647 | 203.1161 | 3120.5309 | 421.5644 | TRUE
| 60416929 | GB031 | GB | 22KV | 483.3 | 0 | 52231.1123 | 100% | Three phase | 97.13 | 0.0046922 | 0.0049803 | 0.0052869 | 0.0056132 | 0.0059605 | 0.0063302 | 0.0067238 | 0.0071428 | 0.0075888 | 0.0080638 | 0.0085696 | 0.0091083 | 0.0096819 | 0.010293 | 0.010944 | 0.011637 | 0.012375 | 0.013162 | 0.014001 | 0.014894 | 4.78 | 4.82 | 4.877 | 4.904 | 4.92 | 4.964 | 5.028 | 5.091 | 5.107 | 5.107 | 5.107 | 5.107 | 5.107 | 5.107 | 5.107 | 5.107 | 5.107 | 5.107 | 5.107 | 5.107 | 31494.618 | 6730.6 | 0.00051731 | 46942.929 | 26598.9085 | 1959.0003 | 421.3458 | 38225.218 | 2380.3462 | 35844.8719 | 9245.9634 | TRUE
| 60416941 | GB031 | GB | 22KV | 19.01 | 0 | 52231.1123 | 100% | Three phase | 97.13 | 0.00018507 | 0.00019671 | 0.00020911 | 0.00022233 | 0.00023642 | 0.00025145 | 0.00026746 | 0.00028453 | 0.00030274 | 0.00032215 | 0.00034285 | 0.00036493 | 0.00038848 | 0.00041361 | 0.0004404 | 0.00046899 | 0.00049949 | 0.00053204 | 0.00056676 | 0.00060382 | 4.78 | 4.82 | 4.877 | 4.904 | 4.92 | 4.964 | 5.028 | 5.091 | 5.107 | 5.107 | 5.107 | 5.107 | 5.107 | 5.107 | 5.107 | 5.107 | 5.107 | 5.107 | 5.107 | 5.107 | 1261.0461 | 10.5987 | 2.0348e-05 | 1846.4413 | 1046.2347 | 77.0548 | 0.65188 | 1271.6448 | 77.7067 | 1193.9381 | 147.7034 | TRUE
| 60416942 | GB031 | GB | 22KV | 17.65 | 0 | 52231.1123 | 100% | Three phase | 97.13 | 0.00017183 | 0.00018264 | 0.00019415 | 0.00020643 | 0.00021951 | 0.00023346 | 0.00024833 | 0.00026418 | 0.00028108 | 0.0002991 | 0.00031833 | 0.00033883 | 0.00036069 | 0.00038402 | 0.0004089 | 0.00043544 | 0.00046376 | 0.00049397 | 0.00052621 | 0.00056062 | 4.78 | 4.82 | 4.877 | 4.904 | 4.92 | 4.964 | 5.028 | 5.091 | 5.107 | 5.107 | 5.107 | 5.107 | 5.107 | 5.107 | 5.107 | 5.107 | 5.107 | 5.107 | 5.107 | 5.107 | 1170.8292 | 9.1365 | 1.8892e-05 | 1714.3445 | 971.3858 | 71.5422 | 0.56195 | 1179.9657 | 72.1042 | 1107.8616 | 136.4758 | TRUE
| 60416951 | GB031 | GB | 22KV | 32.22 | 0 | 52231.1123 | 100% | Three phase | 97.13 | 0.00026497 | 0.00028381 | 0.00030406 | 0.00032582 | 0.00034921 | 0.00037435 | 0.00040138 | 0.00043045 | 0.0004617 | 0.00049531 | 0.00053147 | 0.00057035 | 0.00061219 | 0.0006572 | 0.00070563 | 0.00075774 | 0.00081383 | 0.00087419 | 0.00093916 | 0.0010091 | 4.78 | 4.82 | 4.877 | 4.904 | 4.92 | 4.964 | 5.028 | 5.091 | 5.107 | 5.107 | 5.107 | 5.107 | 5.107 | 5.107 | 5.107 | 5.107 | 5.107 | 5.107 | 5.107 | 5.107 | 1966.5506 | 27.9927 | 3.4487e-05 | 3129.5286 | 1773.2606 | 130.6 | 1.8726 | 1994.5433 | 132.4727 | 1862.0706 | 88.81 | TRUE
| 60416962 | GB031 | GB | 22KV | 400.52 | 0 | 52231.1123 | 100% | Three phase | 97.13 | 0.0024642 | 0.0026348 | 0.0028179 | 0.0030143 | 0.0032252 | 0.0034516 | 0.0036946 | 0.0039556 | 0.0042359 | 0.004537 | 0.0048603 | 0.0052077 | 0.005581 | 0.005982 | 0.006413 | 0.0068762 | 0.0073741 | 0.0079092 | 0.0084845 | 0.0091031 | 4.78 | 4.82 | 4.877 | 4.904 | 4.92 | 4.964 | 5.028 | 5.091 | 5.107 | 5.107 | 5.107 | 5.107 | 5.107 | 5.107 | 5.107 | 5.107 | 5.107 | 5.107 | 5.107 | 5.107 | 17967.7165 | 3179.7728 | 0.0004287 | 38902.5076 | 22043.0268 | 1623.4612 | 289.37 | 21147.4894 | 1912.8312 | 19234.6581 | -2808.3687 | FALSE
| 60416972 | GB031 | GB | 22KV | 527.55 | 0 | 52231.1123 | 100% | Three phase | 97.13 | 0.0047187 | 0.0050547 | 0.0054158 | 0.0058038 | 0.0062209 | 0.0066692 | 0.0071512 | 0.0076694 | 0.0082267 | 0.0088259 | 0.0094704 | 0.010164 | 0.010909 | 0.011712 | 0.012575 | 0.013504 | 0.014503 | 0.015579 | 0.016736 | 0.01729 | 4.78 | 4.82 | 4.877 | 4.904 | 4.92 | 4.964 | 5.028 | 5.091 | 5.107 | 5.107 | 5.107 | 5.107 | 5.107 | 5.107 | 5.107 | 5.107 | 5.107 | 5.107 | 5.107 | 5.107 | 34945.7663 | 8144.865 | 0.00056467 | 51240.9315 | 29034.2524 | 2138.3626 | 502.0331 | 43090.6313 | 2640.3957 | 40450.2356 | 11415.9832 | TRUE
| 60416973 | GB031 | GB | 22KV | 71.43 | 0 | 52231.1123 | 100% | Three phase | 97.13 | 0.0006389 | 0.0006844 | 0.00073329 | 0.00078583 | 0.00084231 | 0.00090301 | 0.00096827 | 0.0010384 | 0.0011139 | 0.001195 | 0.0012823 | 0.0013762 | 0.0014771 | 0.0015857 | 0.0017026 | 0.0018284 | 0.0019637 | 0.0021093 | 0.0022661 | 0.0023411 | 4.78 | 4.82 | 4.877 | 4.904 | 4.92 | 4.964 | 5.028 | 5.091 | 5.107 | 5.107 | 5.107 | 5.107 | 5.107 | 5.107 | 5.107 | 5.107 | 5.107 | 5.107 | 5.107 | 5.107 | 4731.6389 | 149.32 | 7.6456e-05 | 6937.9959 | 3931.2229 | 289.5332 | 9.2038 | 4880.9589 | 298.737 | 4582.2219 | 650.999 | TRUE
| 60416988 | GB032 | GB | 22KV | 258.07 | 0 | 52231.1123 | 100% | Three phase | 97.13 | 0.0018436 | 0.0019788 | 0.0021244 | 0.0022812 | 0.0024502 | 0.0026323 | 0.0028286 | 0.0030401 | 0.0032682 | 0.003514 | 0.0037791 | 0.004065 | 0.0043733 | 0.0047058 | 0.0050646 | 0.0054516 | 0.0058691 | 0.0063197 | 0.0068059 | 0.0073307 | 3.051 | 3.078 | 3.101 | 3.124 | 3.144 | 3.164 | 3.184 | 3.214 | 3.24 | 3.24 | 3.24 | 3.24 | 3.24 | 3.24 | 3.24 | 3.24 | 3.24 | 3.24 | 3.24 | 3.24 | 8898.4956 | 1597.515 | 0.00027623 | 25066.3391 | 14203.1457 | 664.6459 | 120.1379 | 10496.0106 | 784.7838 | 9711.2268 | -4491.9189 | FALSE
| 60417009 | GCY014 | GCY | 22KV | 183.93 | 2 | 45326.5658 | 33.33% | Three phase | 97.13 | 0.0017833 | 0.0019278 | 0.0020845 | 0.0022546 | 0.0024391 | 0.0026393 | 0.0028567 | 0.0030926 | 0.0033487 | 0.0036267 | 0.0039287 | 0.0042566 | 0.0046128 | 0.0049997 | 0.00542 | 0.0058766 | 0.0060283 | 0.0060283 | 0.0060283 | 0.0060283 | 4 | 4.033 | 4.0817 | 4.134 | 4.1563 | 4.1903 | 4.2353 | 4.3043 | 4.347 | 4.347 | 4.347 | 4.347 | 4.347 | 4.347 | 4.347 | 4.347 | 4.347 | 4.347 | 4.347 | 4.347 | 10303.9118 | 1136.9568 | 0.00019687 | 17865.1209 | 10122.7752 | 547.6064 | 61.0253 | 11440.8687 | 608.6318 | 10832.2369 | 709.4617 | TRUE
| 60417011 | GCY014 | GCY | 22KV | 137.57 | 2 | 45326.5658 | 33.33% | Three phase | 97.13 | 0.0013338 | 0.0014637 | 0.0016067 | 0.0017644 | 0.0019382 | 0.0021298 | 0.0023411 | 0.0025741 | 0.0028312 | 0.0031148 | 0.0034277 | 0.0037731 | 0.0041543 | 0.0045088 | 0.0045088 | 0.0045088 | 0.0045088 | 0.0045088 | 0.0045088 | 0.0045088 | 4 | 4.033 | 4.0817 | 4.134 | 4.1563 | 4.1903 | 4.2353 | 4.3043 | 4.347 | 4.347 | 4.347 | 4.347 | 4.347 | 4.347 | 4.347 | 4.347 | 4.347 | 4.347 | 4.347 | 4.347 | 8348.8277 | 688.6553 | 0.00014725 | 13362.1741 | 7571.3053 | 409.5809 | 34.1391 | 9037.483 | 443.72 | 8593.7629 | 1022.4576 | TRUE
| 60417012 | GCY014 | GCY | 22KV | 24.08 | 2 | 45326.5658 | 33.33% | Three phase | 97.13 | 0.00023347 | 0.0002562 | 0.00028124 | 0.00030884 | 0.00033926 | 0.0003728 | 0.00040978 | 0.00045057 | 0.00049556 | 0.0005452 | 0.00059998 | 0.00066043 | 0.00072716 | 0.00078922 | 0.00078922 | 0.00078922 | 0.00078922 | 0.00078922 | 0.00078922 | 0.00078922 | 4 | 4.033 | 4.0817 | 4.134 | 4.1563 | 4.1903 | 4.2353 | 4.3043 | 4.347 | 4.347 | 4.347 | 4.347 | 4.347 | 4.347 | 4.347 | 4.347 | 4.347 | 4.347 | 4.347 | 4.347 | 1461.3635 | 21.0993 | 2.5774e-05 | 2338.8904 | 1325.2674 | 71.6923 | 1.046 | 1482.4627 | 72.7383 | 1409.7245 | 84.4571 | TRUE
| 60417014 | GCY014 | GCY | 22KV | 224.78 | 2 | 45326.5658 | 33.33% | Three phase | 97.13 | 0.0028357 | 0.0030797 | 0.0033456 | 0.0036353 | 0.003951 | 0.0042952 | 0.0046704 | 0.0050795 | 0.0055256 | 0.0060121 | 0.0065427 | 0.0071215 | 0.0073671 | 0.0073671 | 0.0073671 | 0.0073671 | 0.0073671 | 0.0073671 | 0.0073671 | 0.0073671 | 4 | 4.033 | 4.0817 | 4.134 | 4.1563 | 4.1903 | 4.2353 | 4.3043 | 4.347 | 4.347 | 4.347 | 4.347 | 4.347 | 4.347 | 4.347 | 4.347 | 4.347 | 4.347 | 4.347 | 4.347 | 15235.1792 | 2056.9834 | 0.0002406 | 21832.8814 | 12370.9966 | 669.2273 | 91.1424 | 17292.1626 | 760.3696 | 16531.793 | 4160.7964 | TRUE
| 60417015 | GCY014 | GCY | 22KV | 15.53 | 2 | 45326.5658 | 33.33% | Three phase | 97.13 | 0.00019592 | 0.00021278 | 0.00023114 | 0.00025116 | 0.00027298 | 0.00029676 | 0.00032268 | 0.00035094 | 0.00038176 | 0.00041537 | 0.00045203 | 0.00049202 | 0.00050899 | 0.00050899 | 0.00050899 | 0.00050899 | 0.00050899 | 0.00050899 | 0.00050899 | 0.00050899 | 4 | 4.033 | 4.0817 | 4.134 | 4.1563 | 4.1903 | 4.2353 | 4.3043 | 4.347 | 4.347 | 4.347 | 4.347 | 4.347 | 4.347 | 4.347 | 4.347 | 4.347 | 4.347 | 4.347 | 4.347 | 1052.5951 | 9.8188 | 1.6623e-05 | 1508.4289 | 854.7094 | 46.2368 | 0.43506 | 1062.4139 | 46.6718 | 1015.7421 | 161.0327 | TRUE
| 60417016 | GCY014 | GCY | 22KV | 376.05 | 2 | 45326.5658 | 33.33% | Three phase | 97.13 | 0.004744 | 0.0051522 | 0.005597 | 0.0060817 | 0.00661 | 0.0071858 | 0.0078135 | 0.0084979 | 0.0092442 | 0.010058 | 0.010946 | 0.011914 | 0.012325 | 0.012325 | 0.012325 | 0.012325 | 0.012325 | 0.012325 | 0.012325 | 0.012325 | 4 | 4.033 | 4.0817 | 4.134 | 4.1563 | 4.1903 | 4.2353 | 4.3043 | 4.347 | 4.347 | 4.347 | 4.347 | 4.347 | 4.347 | 4.347 | 4.347 | 4.347 | 4.347 | 4.347 | 4.347 | 25487.9844 | 5757.1381 | 0.00040251 | 36525.7365 | 20696.2954 | 1119.5965 | 255.0917 | 31245.1225 | 1374.6882 | 29870.4343 | 9174.139 | TRUE
| 60417020 | GCY014 | GCY | 22KV | 331.52 | 2 | 45326.5658 | 33.33% | Three phase | 97.13 | 0.0031748 | 0.0034621 | 0.0037767 | 0.0041211 | 0.0044983 | 0.0049114 | 0.0053639 | 0.0058597 | 0.0064029 | 0.0069983 | 0.007651 | 0.0083664 | 0.0091509 | 0.010011 | 0.010865 | 0.010865 | 0.010865 | 0.010865 | 0.010865 | 0.010865 | 4 | 4.033 | 4.0817 | 4.134 | 4.1563 | 4.1903 | 4.2353 | 4.3043 | 4.347 | 4.347 | 4.347 | 4.347 | 4.347 | 4.347 | 4.347 | 4.347 | 4.347 | 4.347 | 4.347 | 4.347 | 19376.1444 | 3851.9344 | 0.00035485 | 32200.5376 | 18245.5414 | 987.0194 | 198.2552 | 23228.0788 | 1185.2746 | 22042.8042 | 3797.2628 | TRUE
| 60417023 | GCY014 | GCY | 22KV | 49.93 | 2 | 45326.5658 | 33.33% | Three phase | 97.13 | 0.00047301 | 0.00051302 | 0.00055656 | 0.00060396 | 0.00065558 | 0.00071178 | 0.000773 | 0.00083968 | 0.00091233 | 0.00099149 | 0.0010777 | 0.0011718 | 0.0012742 | 0.001386 | 0.0015078 | 0.0016364 | 0.0016364 | 0.0016364 | 0.0016364 | 0.0016364 | 4 | 4.033 | 4.0817 | 4.134 | 4.1563 | 4.1903 | 4.2353 | 4.3043 | 4.347 | 4.347 | 4.347 | 4.347 | 4.347 | 4.347 | 4.347 | 4.347 | 4.347 | 4.347 | 4.347 | 4.347 | 2808.9713 | 84.1174 | 5.3443e-05 | 4849.7009 | 2747.9485 | 148.6543 | 4.4971 | 2893.0888 | 153.1514 | 2739.9374 | -8.0111 | FALSE
| 60417024 | GCY014 | GCY | 22KV | 25.13 | 2 | 45326.5658 | 33.33% | Three phase | 97.13 | 0.00023807 | 0.0002582 | 0.00028012 | 0.00030398 | 0.00032995 | 0.00035824 | 0.00038905 | 0.00042262 | 0.00045918 | 0.00049902 | 0.00054244 | 0.00058975 | 0.00064133 | 0.00069756 | 0.00075886 | 0.00082363 | 0.00082363 | 0.00082363 | 0.00082363 | 0.00082363 | 4 | 4.033 | 4.0817 | 4.134 | 4.1563 | 4.1903 | 4.2353 | 4.3043 | 4.347 | 4.347 | 4.347 | 4.347 | 4.347 | 4.347 | 4.347 | 4.347 | 4.347 | 4.347 | 4.347 | 4.347 | 1413.7683 | 21.3083 | 2.6898e-05 | 2440.8769 | 1383.0552 | 74.8184 | 1.1392 | 1435.0765 | 75.9576 | 1359.1189 | -23.9362 | FALSE
| 60417027 | GCY014 | GCY | 22KV | 19.36 | 2 | 45326.5658 | 33.33% | Three phase | 97.13 | 0.00018174 | 0.00019842 | 0.0002167 | 0.00023674 | 0.00025871 | 0.0002828 | 0.00030922 | 0.00033821 | 0.00037002 | 0.00040492 | 0.00044322 | 0.00048527 | 0.00053143 | 0.00058211 | 0.00063452 | 0.00063452 | 0.00063452 | 0.00063452 | 0.00063452 | 0.00063452 | 4 | 4.033 | 4.0817 | 4.134 | 4.1563 | 4.1903 | 4.2353 | 4.3043 | 4.347 | 4.347 | 4.347 | 4.347 | 4.347 | 4.347 | 4.347 | 4.347 | 4.347 | 4.347 | 4.347 | 4.347 | 1123.6902 | 13.0436 | 2.0722e-05 | 1880.4368 | 1065.4973 | 57.6396 | 0.67611 | 1136.7337 | 58.3158 | 1078.418 | 12.9206 | TRUE
| 60417028 | GCY014 | GCY | 22KV | 219.14 | 2 | 45326.5658 | 33.33% | Three phase | 97.13 | 0.0020572 | 0.002246 | 0.0024529 | 0.0026797 | 0.0029284 | 0.0032011 | 0.0035002 | 0.0038283 | 0.0041883 | 0.0045834 | 0.0050169 | 0.0054928 | 0.0060153 | 0.006589 | 0.0071823 | 0.0071823 | 0.0071823 | 0.0071823 | 0.0071823 | 0.0071823 | 4 | 4.033 | 4.0817 | 4.134 | 4.1563 | 4.1903 | 4.2353 | 4.3043 | 4.347 | 4.347 | 4.347 | 4.347 | 4.347 | 4.347 | 4.347 | 4.347 | 4.347 | 4.347 | 4.347 | 4.347 | 12719.2907 | 1671.2007 | 0.00023456 | 21285.0682 | 12060.5934 | 652.4355 | 86.626 | 14390.4914 | 739.0616 | 13651.4298 | 1590.8363 | TRUE
| 60417029 | GCY014 | GCY | 22KV | 49.91 | 2 | 45326.5658 | 33.33% | Three phase | 97.13 | 0.00046854 | 0.00051153 | 0.00055865 | 0.00061031 | 0.00066694 | 0.00072905 | 0.00079718 | 0.00087191 | 0.0009539 | 0.0010439 | 0.0011426 | 0.001251 | 0.00137 | 0.0015007 | 0.0016358 | 0.0016358 | 0.0016358 | 0.0016358 | 0.0016358 | 0.0016358 | 4 | 4.033 | 4.0817 | 4.134 | 4.1563 | 4.1903 | 4.2353 | 4.3043 | 4.347 | 4.347 | 4.347 | 4.347 | 4.347 | 4.347 | 4.347 | 4.347 | 4.347 | 4.347 | 4.347 | 4.347 | 2896.8687 | 86.6883 | 5.3422e-05 | 4847.7583 | 2746.8478 | 148.5948 | 4.4935 | 2983.557 | 153.0882 | 2830.4687 | 83.621 | TRUE
| 60417030 | GCY014 | GCY | 22KV | 56.66 | 2 | 45326.5658 | 33.33% | Three phase | 97.13 | 0.00054236 | 0.00058254 | 0.00062583 | 0.00067248 | 0.00072275 | 0.00077695 | 0.00083536 | 0.00089834 | 0.00096625 | 0.0010395 | 0.0011184 | 0.0012036 | 0.0012955 | 0.0013946 | 0.0015015 | 0.0016169 | 0.0017414 | 0.001857 | 0.001857 | 0.001857 | 4 | 4.033 | 4.0817 | 4.134 | 4.1563 | 4.1903 | 4.2353 | 4.3043 | 4.347 | 4.347 | 4.347 | 4.347 | 4.347 | 4.347 | 4.347 | 4.347 | 4.347 | 4.347 | 4.347 | 4.347 | 3002.1406 | 102.0836 | 6.0647e-05 | 5503.3858 | 3118.3409 | 168.6912 | 5.7911 | 3104.2243 | 174.4823 | 2929.742 | -188.5989 | FALSE
| 60417031 | GCY014 | GCY | 22KV | 134.38 | 2 | 45326.5658 | 33.33% | Three phase | 97.13 | 0.0012979 | 0.001374 | 0.0014548 | 0.0015405 | 0.0016315 | 0.0017281 | 0.0018307 | 0.0019396 | 0.0020552 | 0.0021779 | 0.0023083 | 0.0024467 | 0.0025937 | 0.0027499 | 0.0029158 | 0.003092 | 0.0032792 | 0.003478 | 0.0036893 | 0.0039138 | 4 | 4.033 | 4.0817 | 4.134 | 4.1563 | 4.1903 | 4.2353 | 4.3043 | 4.347 | 4.347 | 4.347 | 4.347 | 4.347 | 4.347 | 4.347 | 4.347 | 4.347 | 4.347 | 4.347 | 4.347 | 6234.141 | 503.5508 | 0.00014384 | 13052.3294 | 7395.7404 | 400.0835 | 32.5742 | 6737.6919 | 432.6577 | 6305.0342 | -1090.7062 | FALSE
| 60417032 | GCY014 | GCY | 22KV | 310.51 | 2 | 45326.5658 | 33.33% | Three phase | 97.13 | 0.0029991 | 0.0031749 | 0.0033616 | 0.0035597 | 0.00377 | 0.0039932 | 0.0042301 | 0.0044817 | 0.0047488 | 0.0050325 | 0.0053337 | 0.0056536 | 0.0059933 | 0.0063542 | 0.0067374 | 0.0071446 | 0.0075771 | 0.0080366 | 0.0085248 | 0.0090436 | 4 | 4.033 | 4.0817 | 4.134 | 4.1563 | 4.1903 | 4.2353 | 4.3043 | 4.347 | 4.347 | 4.347 | 4.347 | 4.347 | 4.347 | 4.347 | 4.347 | 4.347 | 4.347 | 4.347 | 4.347 | 14405.1431 | 2688.5941 | 0.00033236 | 30159.8363 | 17089.2346 | 924.4673 | 173.9227 | 17093.7372 | 1098.39 | 15995.3472 | -1093.8874 | FALSE
| 60417033 | GCY014 | GCY | 22KV | 24.42 | 2 | 45326.5658 | 33.33% | Three phase | 97.13 | 0.00023586 | 0.00024969 | 0.00026437 | 0.00027995 | 0.00029649 | 0.00031404 | 0.00033268 | 0.00035246 | 0.00037347 | 0.00039578 | 0.00041947 | 0.00044463 | 0.00047134 | 0.00049972 | 0.00052986 | 0.00056189 | 0.0005959 | 0.00063204 | 0.00067043 | 0.00071123 | 4 | 4.033 | 4.0817 | 4.134 | 4.1563 | 4.1903 | 4.2353 | 4.3043 | 4.347 | 4.347 | 4.347 | 4.347 | 4.347 | 4.347 | 4.347 | 4.347 | 4.347 | 4.347 | 4.347 | 4.347 | 1132.8897 | 16.629 | 2.6138e-05 | 2371.9146 | 1343.9796 | 72.7046 | 1.0757 | 1149.5187 | 73.7803 | 1075.7385 | -268.2412 | FALSE
| 60417035 | GCY014 | GCY | 22KV | 242.71 | 2 | 45326.5658 | 33.33% | Three phase | 97.13 | 0.0023629 | 0.0025115 | 0.0026699 | 0.0028386 | 0.0030186 | 0.0032103 | 0.0034148 | 0.0036328 | 0.0038652 | 0.0041131 | 0.0043774 | 0.0046593 | 0.00496 | 0.0052807 | 0.0056228 | 0.0059878 | 0.0063773 | 0.0067928 | 0.0072361 | 0.0077092 | 4 | 4.033 | 4.0817 | 4.134 | 4.1563 | 4.1903 | 4.2353 | 4.3043 | 4.347 | 4.347 | 4.347 | 4.347 | 4.347 | 4.347 | 4.347 | 4.347 | 4.347 | 4.347 | 4.347 | 4.347 | 11848.6232 | 1727.6884 | 0.00025979 | 23574.4223 | 13357.7924 | 722.6094 | 106.2626 | 13576.3117 | 828.872 | 12747.4396 | -610.3528 | FALSE
| 60417037 | GCY014 | GCY | 22KV | 78.67 | 2 | 45326.5658 | 33.33% | Three phase | 97.13 | 0.00099245 | 0.0010779 | 0.0011709 | 0.0012723 | 0.0013828 | 0.0015033 | 0.0016346 | 0.0017778 | 0.0019339 | 0.0021041 | 0.0022899 | 0.0024924 | 0.0025784 | 0.0025784 | 0.0025784 | 0.0025784 | 0.0025784 | 0.0025784 | 0.0025784 | 0.0025784 | 4 | 4.033 | 4.0817 | 4.134 | 4.1563 | 4.1903 | 4.2353 | 4.3043 | 4.347 | 4.347 | 4.347 | 4.347 | 4.347 | 4.347 | 4.347 | 4.347 | 4.347 | 4.347 | 4.347 | 4.347 | 5332.1094 | 251.9613 | 8.4206e-05 | 7641.2171 | 4329.6837 | 234.2206 | 11.1641 | 5584.0706 | 245.3847 | 5338.6859 | 1009.0022 | TRUE
| 60417038 | GCY014 | GCY | 22KV | 7.24 | 2 | 45326.5658 | 33.33% | Three phase | 97.13 | 9.1335e-05 | 9.9195e-05 | 0.00010776 | 0.00011709 | 0.00012726 | 0.00013835 | 0.00015043 | 0.00016361 | 0.00017798 | 0.00019364 | 0.00021074 | 0.00022938 | 0.00023729 | 0.00023729 | 0.00023729 | 0.00023729 | 0.00023729 | 0.00023729 | 0.00023729 | 0.00023729 | 4 | 4.033 | 4.0817 | 4.134 | 4.1563 | 4.1903 | 4.2353 | 4.3043 | 4.347 | 4.347 | 4.347 | 4.347 | 4.347 | 4.347 | 4.347 | 4.347 | 4.347 | 4.347 | 4.347 | 4.347 | 490.714 | 2.134 | 7.7495e-06 | 703.2212 | 398.4608 | 21.5553 | 0.094555 | 492.848 | 21.6499 | 471.1981 | 72.7373 | TRUE
| 60417039 | GCY014 | GCY | 22KV | 20.54 | 2 | 45326.5658 | 33.33% | Three phase | 97.13 | 0.00011468 | 0.0001239 | 0.0001339 | 0.00014476 | 0.00015655 | 0.00016934 | 0.00018324 | 0.00019833 | 0.00021472 | 0.00023253 | 0.00025188 | 0.00027292 | 0.00029578 | 0.00032063 | 0.00034764 | 0.00037702 | 0.00040897 | 0.00044372 | 0.00048151 | 0.00052264 | 4 | 4.033 | 4.0817 | 4.134 | 4.1563 | 4.1903 | 4.2353 | 4.3043 | 4.347 | 4.347 | 4.347 | 4.347 | 4.347 | 4.347 | 4.347 | 4.347 | 4.347 | 4.347 | 4.347 | 4.347 | 693.2601 | 8.5371 | 2.1985e-05 | 1995.0502 | 1130.4399 | 61.1528 | 0.76104 | 701.7973 | 61.9138 | 639.8834 | -490.5564 | FALSE
| 60417042 | GCY014 | GCY | 22KV | 172.41 | 2 | 45326.5658 | 33.33% | Three phase | 97.13 | 0.001661 | 0.0018168 | 0.0019879 | 0.0021758 | 0.0023822 | 0.0026091 | 0.0028583 | 0.0031323 | 0.0034335 | 0.0037646 | 0.0041288 | 0.0045293 | 0.0049698 | 0.0054545 | 0.0056507 | 0.0056507 | 0.0056507 | 0.0056507 | 0.0056507 | 0.0056507 | 4 | 4.033 | 4.0817 | 4.134 | 4.1563 | 4.1903 | 4.2353 | 4.3043 | 4.347 | 4.347 | 4.347 | 4.347 | 4.347 | 4.347 | 4.347 | 4.347 | 4.347 | 4.347 | 4.347 | 4.347 | 10264.6332 | 1061.1626 | 0.00018454 | 16746.1833 | 9488.7602 | 513.3084 | 53.6204 | 11325.7959 | 566.9288 | 10758.867 | 1270.1068 | TRUE
| 60417050 | GCY014 | GCY | 22KV | 661.75 | 2 | 45326.5658 | 33.33% | Three phase | 97.13 | 0.0063222 | 0.0067839 | 0.0072809 | 0.007816 | 0.008392 | 0.0090123 | 0.0096802 | 0.0104 | 0.011174 | 0.012009 | 0.012908 | 0.013877 | 0.014921 | 0.016046 | 0.017259 | 0.018566 | 0.019974 | 0.021493 | 0.021689 | 0.021689 | 4 | 4.033 | 4.0817 | 4.134 | 4.1563 | 4.1903 | 4.2353 | 4.3043 | 4.347 | 4.347 | 4.347 | 4.347 | 4.347 | 4.347 | 4.347 | 4.347 | 4.347 | 4.347 | 4.347 | 4.347 | 34734.2205 | 13795.2896 | 0.00070832 | 64275.7775 | 36420.0863 | 1970.1981 | 789.938 | 48529.5101 | 2760.1361 | 45769.374 | 9349.2877 | TRUE
| 60417053 | GCY014 | GCY | 22KV | 284.11 | 2 | 45326.5658 | 33.33% | Three phase | 97.13 | 0.0014716 | 0.0015844 | 0.0017063 | 0.0018381 | 0.0019807 | 0.0021349 | 0.0023018 | 0.0024825 | 0.002678 | 0.0028896 | 0.0031187 | 0.0033669 | 0.0036356 | 0.0039266 | 0.0042419 | 0.0045834 | 0.0049535 | 0.0053546 | 0.0057893 | 0.0062604 | 4 | 4.033 | 4.0817 | 4.134 | 4.1563 | 4.1903 | 4.2353 | 4.3043 | 4.347 | 4.347 | 4.347 | 4.347 | 4.347 | 4.347 | 4.347 | 4.347 | 4.347 | 4.347 | 4.347 | 4.347 | 8549.4678 | 1456.8648 | 0.0003041 | 27595.6043 | 15636.2837 | 845.8678 | 145.6056 | 10006.3327 | 991.4734 | 9014.8593 | -6621.4244 | FALSE
| 60417061 | GCY014 | GCY | 22KV | 1041.99 | 2 | 45326.5658 | 33.33% | Three phase | 97.13 | 0.0097954 | 0.010573 | 0.011415 | 0.012328 | 0.013316 | 0.014387 | 0.015547 | 0.016805 | 0.018168 | 0.019646 | 0.021248 | 0.022986 | 0.02487 | 0.026913 | 0.029129 | 0.031534 | 0.034142 | 0.034151 | 0.034151 | 0.034151 | 4 | 4.033 | 4.0817 | 4.134 | 4.1563 | 4.1903 | 4.2353 | 4.3043 | 4.347 | 4.347 | 4.347 | 4.347 | 4.347 | 4.347 | 4.347 | 4.347 | 4.347 | 4.347 | 4.347 | 4.347 | 56478.7985 | 35304.2431 | 0.0011153 | 101208.4887 | 57346.9826 | 3102.2693 | 1958.5389 | 91783.0416 | 5060.8083 | 86722.2333 | 29375.2507 | TRUE
| 60417063 | GCY014 | GCY | 22KV | 218.71 | 2 | 45326.5658 | 33.33% | Three phase | 97.13 | 0.0021255 | 0.0023004 | 0.0024905 | 0.0026969 | 0.0029212 | 0.0031648 | 0.0034296 | 0.0037174 | 0.0040302 | 0.0043703 | 0.0047401 | 0.0051422 | 0.0055794 | 0.0060551 | 0.0065724 | 0.0071352 | 0.0071682 | 0.0071682 | 0.0071682 | 0.0071682 | 4 | 4.033 | 4.0817 | 4.134 | 4.1563 | 4.1903 | 4.2353 | 4.3043 | 4.347 | 4.347 | 4.347 | 4.347 | 4.347 | 4.347 | 4.347 | 4.347 | 4.347 | 4.347 | 4.347 | 4.347 | 12371.3232 | 1623.1137 | 0.0002341 | 21243.3023 | 12036.928 | 651.1553 | 86.2864 | 13994.4369 | 737.4417 | 13256.9952 | 1220.0672 | TRUE
| 60417064 | GCY014 | GCY | 22KV | 86.68 | 2 | 45326.5658 | 33.33% | Three phase | 97.13 | 0.0005112 | 0.00054731 | 0.00058612 | 0.00062783 | 0.00067267 | 0.00072089 | 0.00077273 | 0.00082848 | 0.00088844 | 0.00095294 | 0.0010223 | 0.001097 | 0.0011773 | 0.0012638 | 0.0013569 | 0.001457 | 0.0015649 | 0.0016809 | 0.0018059 | 0.0019406 | 4 | 4.033 | 4.0817 | 4.134 | 4.1563 | 4.1903 | 4.2353 | 4.3043 | 4.347 | 4.347 | 4.347 | 4.347 | 4.347 | 4.347 | 4.347 | 4.347 | 4.347 | 4.347 | 4.347 | 4.347 | 2785.4231 | 144.9125 | 9.2779e-05 | 8419.2284 | 4770.5222 | 258.0684 | 13.5532 | 2930.3356 | 271.6216 | 2658.714 | -2111.8082 | FALSE
| 60417072 | GCY014 | GCY | 22KV | 115.91 | 2 | 45326.5658 | 33.33% | Three phase | 97.13 | 0.0011166 | 0.0012214 | 0.0013364 | 0.0014628 | 0.0016016 | 0.0017541 | 0.0019216 | 0.0021058 | 0.0023083 | 0.0025309 | 0.0027758 | 0.003045 | 0.0033412 | 0.003667 | 0.0037989 | 0.0037989 | 0.0037989 | 0.0037989 | 0.0037989 | 0.0037989 | 4 | 4.033 | 4.0817 | 4.134 | 4.1563 | 4.1903 | 4.2353 | 4.3043 | 4.347 | 4.347 | 4.347 | 4.347 | 4.347 | 4.347 | 4.347 | 4.347 | 4.347 | 4.347 | 4.347 | 4.347 | 6900.8389 | 479.6217 | 0.00012407 | 11258.3383 | 6379.2251 | 345.0936 | 24.2352 | 7380.4606 | 369.3288 | 7011.1319 | 631.9068 | TRUE
| 60417073 | GCY014 | GCY | 22KV | 225.39 | 2 | 45326.5658 | 33.33% | Three phase | 97.13 | 0.0021714 | 0.002375 | 0.0025987 | 0.0028444 | 0.0031143 | 0.0034108 | 0.0037367 | 0.0040948 | 0.0044886 | 0.0049215 | 0.0053975 | 0.0059211 | 0.006497 | 0.0071306 | 0.0073871 | 0.0073871 | 0.0073871 | 0.0073871 | 0.0073871 | 0.0073871 | 4 | 4.033 | 4.0817 | 4.134 | 4.1563 | 4.1903 | 4.2353 | 4.3043 | 4.347 | 4.347 | 4.347 | 4.347 | 4.347 | 4.347 | 4.347 | 4.347 | 4.347 | 4.347 | 4.347 | 4.347 | 13418.8602 | 1813.5366 | 0.00024125 | 21892.1307 | 12404.5686 | 671.0434 | 91.6377 | 15232.3968 | 762.6811 | 14469.7157 | 2065.1471 | TRUE
| 60417074 | GCY014 | GCY | 22KV | 167.53 | 2 | 45326.5658 | 33.33% | Three phase | 97.13 | 0.0016139 | 0.0017653 | 0.0019316 | 0.0021142 | 0.0023148 | 0.0025352 | 0.0027774 | 0.0030436 | 0.0033363 | 0.0036581 | 0.0040119 | 0.0044011 | 0.0048291 | 0.0053001 | 0.0054908 | 0.0054908 | 0.0054908 | 0.0054908 | 0.0054908 | 0.0054908 | 4 | 4.033 | 4.0817 | 4.134 | 4.1563 | 4.1903 | 4.2353 | 4.3043 | 4.347 | 4.347 | 4.347 | 4.347 | 4.347 | 4.347 | 4.347 | 4.347 | 4.347 | 4.347 | 4.347 | 4.347 | 9974.0966 | 1001.9412 | 0.00017932 | 16272.1889 | 9220.1844 | 498.7794 | 50.6279 | 10976.0378 | 549.4074 | 10426.6304 | 1206.446 | TRUE
| 60417076 | GCY014 | GCY | 22KV | 31.8 | 2 | 45326.5658 | 33.33% | Three phase | 97.13 | 0.00030626 | 0.00032997 | 0.00035559 | 0.00038329 | 0.00041324 | 0.00044563 | 0.00048066 | 0.00051855 | 0.00055953 | 0.00060387 | 0.00065185 | 0.00070377 | 0.00075995 | 0.00082077 | 0.00088659 | 0.00095786 | 0.001035 | 0.0010422 | 0.0010422 | 0.0010422 | 4 | 4.033 | 4.0817 | 4.134 | 4.1563 | 4.1903 | 4.2353 | 4.3043 | 4.347 | 4.347 | 4.347 | 4.347 | 4.347 | 4.347 | 4.347 | 4.347 | 4.347 | 4.347 | 4.347 | 4.347 | 1733.1554 | 33.0694 | 3.4038e-05 | 3088.734 | 1750.1454 | 94.6767 | 1.8241 | 1766.2248 | 96.5008 | 1669.724 | -80.4214 | FALSE
| 60417077 | GCY014 | GCY | 22KV | 93.7 | 2 | 45326.5658 | 33.33% | Three phase | 97.13 | 0.00090241 | 0.00097226 | 0.0010478 | 0.0011294 | 0.0012176 | 0.0013131 | 0.0014163 | 0.0015279 | 0.0016487 | 0.0017793 | 0.0019207 | 0.0020737 | 0.0022392 | 0.0024184 | 0.0026124 | 0.0028224 | 0.0030497 | 0.003071 | 0.003071 | 0.003071 | 4 | 4.033 | 4.0817 | 4.134 | 4.1563 | 4.1903 | 4.2353 | 4.3043 | 4.347 | 4.347 | 4.347 | 4.347 | 4.347 | 4.347 | 4.347 | 4.347 | 4.347 | 4.347 | 4.347 | 4.347 | 5106.8133 | 287.1122 | 0.00010029 | 9101.081 | 5156.8751 | 278.9687 | 15.8374 | 5393.9255 | 294.8062 | 5099.1193 | -57.7557 | FALSE
| 60417079 | GCY014 | GCY | 22KV | 13.03 | 2 | 45326.5658 | 33.33% | Three phase | 97.13 | 0.00012592 | 0.00013795 | 0.00015119 | 0.00016575 | 0.00018177 | 0.0001994 | 0.00021881 | 0.00024018 | 0.00026371 | 0.00028962 | 0.00031817 | 0.00034962 | 0.00038427 | 0.00042246 | 0.00042706 | 0.00042706 | 0.00042706 | 0.00042706 | 0.00042706 | 0.00042706 | 4 | 4.033 | 4.0817 | 4.134 | 4.1563 | 4.1903 | 4.2353 | 4.3043 | 4.347 | 4.347 | 4.347 | 4.347 | 4.347 | 4.347 | 4.347 | 4.347 | 4.347 | 4.347 | 4.347 | 4.347 | 783.4348 | 6.1208 | 1.3947e-05 | 1265.6039 | 717.1193 | 38.7936 | 0.30626 | 789.5557 | 39.0999 | 750.4558 | 33.3364 | TRUE
| 60417080 | GCY014 | GCY | 22KV | 335.2 | 2 | 45326.5658 | 33.33% | Three phase | 97.13 | 0.0032394 | 0.0035489 | 0.0038893 | 0.0042639 | 0.004676 | 0.0051296 | 0.0056289 | 0.0061786 | 0.006784 | 0.0074507 | 0.008185 | 0.0089941 | 0.0098855 | 0.010868 | 0.010986 | 0.010986 | 0.010986 | 0.010986 | 0.010986 | 0.010986 | 4 | 4.033 | 4.0817 | 4.134 | 4.1563 | 4.1903 | 4.2353 | 4.3043 | 4.347 | 4.347 | 4.347 | 4.347 | 4.347 | 4.347 | 4.347 | 4.347 | 4.347 | 4.347 | 4.347 | 4.347 | 20154.0567 | 4050.6847 | 0.00035879 | 32557.976 | 18448.0739 | 997.9757 | 202.681 | 24204.7414 | 1200.6567 | 23004.0847 | 4556.0107 | TRUE
| 60417081 | GCY014 | GCY | 22KV | 115.9 | 2 | 45326.5658 | 33.33% | Three phase | 97.13 | 0.0011237 | 0.0012331 | 0.0013536 | 0.0014865 | 0.0016329 | 0.0017943 | 0.0019723 | 0.0021686 | 0.0023852 | 0.0026241 | 0.0028878 | 0.0031787 | 0.0034999 | 0.0037986 | 0.0037986 | 0.0037986 | 0.0037986 | 0.0037986 | 0.0037986 | 0.0037986 | 4 | 4.033 | 4.0817 | 4.134 | 4.1563 | 4.1903 | 4.2353 | 4.3043 | 4.347 | 4.347 | 4.347 | 4.347 | 4.347 | 4.347 | 4.347 | 4.347 | 4.347 | 4.347 | 4.347 | 4.347 | 7033.7219 | 488.7888 | 0.00012406 | 11257.367 | 6378.6747 | 345.0638 | 24.231 | 7522.5108 | 369.2948 | 7153.216 | 774.5412 | TRUE
| 60417084 | GCY014 | GCY | 22KV | 49.87 | 2 | 45326.5658 | 33.33% | Three phase | 97.13 | 0.00048044 | 0.0005255 | 0.00057499 | 0.00062935 | 0.00068907 | 0.00075468 | 0.00082678 | 0.00090603 | 0.00099315 | 0.0010889 | 0.0011943 | 0.0013101 | 0.0014375 | 0.0015777 | 0.0016345 | 0.0016345 | 0.0016345 | 0.0016345 | 0.0016345 | 0.0016345 | 4 | 4.033 | 4.0817 | 4.134 | 4.1563 | 4.1903 | 4.2353 | 4.3043 | 4.347 | 4.347 | 4.347 | 4.347 | 4.347 | 4.347 | 4.347 | 4.347 | 4.347 | 4.347 | 4.347 | 4.347 | 2969.0694 | 88.7842 | 5.3379e-05 | 4843.8731 | 2744.6463 | 148.4757 | 4.4863 | 3057.8536 | 152.9619 | 2904.8917 | 160.2454 | TRUE
| 60417085 | GCY014 | GCY | 22KV | 51.98 | 2 | 45326.5658 | 33.33% | Three phase | 97.13 | 0.00048797 | 0.00053275 | 0.00058182 | 0.00063562 | 0.00069461 | 0.00075929 | 0.00083024 | 0.00090807 | 0.00099346 | 0.0010872 | 0.00119 | 0.0013029 | 0.0014268 | 0.0015629 | 0.0017036 | 0.0017036 | 0.0017036 | 0.0017036 | 0.0017036 | 0.0017036 | 4 | 4.033 | 4.0817 | 4.134 | 4.1563 | 4.1903 | 4.2353 | 4.3043 | 4.347 | 4.347 | 4.347 | 4.347 | 4.347 | 4.347 | 4.347 | 4.347 | 4.347 | 4.347 | 4.347 | 4.347 | 3017.0153 | 94.0281 | 5.5638e-05 | 5048.8174 | 2860.7723 | 154.7577 | 4.8739 | 3111.0434 | 159.6316 | 2951.4118 | 90.6395 | TRUE
| 60417087 | GCY014 | GCY | 22KV | 588.52 | 2 | 45326.5658 | 33.33% | Three phase | 97.13 | 0.0070959 | 0.0075328 | 0.0079976 | 0.0084923 | 0.0090187 | 0.009579 | 0.010175 | 0.01081 | 0.011486 | 0.012206 | 0.012972 | 0.013787 | 0.014656 | 0.015581 | 0.016566 | 0.017615 | 0.018733 | 0.019289 | 0.019289 | 0.019289 | 4 | 4.033 | 4.0817 | 4.134 | 4.1563 | 4.1903 | 4.2353 | 4.3043 | 4.347 | 4.347 | 4.347 | 4.347 | 4.347 | 4.347 | 4.347 | 4.347 | 4.347 | 4.347 | 4.347 | 4.347 | 34481.8119 | 12196.9574 | 0.00062993 | 57162.9476 | 32389.7986 | 1752.1738 | 624.7806 | 46678.7693 | 2376.9544 | 44301.8149 | 11912.0163 | TRUE
| 60417240 | GCY024 | GCY | 22KV | 23.93 | 2 | 45326.5658 | 33.33% | Three phase | 97.13 | 0.00022255 | 0.00023918 | 0.00025712 | 0.00027646 | 0.00029732 | 0.00031982 | 0.00034409 | 0.00037028 | 0.00039853 | 0.00042902 | 0.00046192 | 0.00049744 | 0.00053578 | 0.00057717 | 0.00062185 | 0.0006701 | 0.0007222 | 0.00077847 | 0.0007843 | 0.0007843 | 2.416 | 2.427 | 2.4467 | 2.462 | 2.4753 | 2.4907 | 2.5117 | 2.5427 | 2.557 | 2.557 | 2.557 | 2.557 | 2.557 | 2.557 | 2.557 | 2.557 | 2.557 | 2.557 | 2.557 | 2.557 | 734.8834 | 17.8649 | 2.5614e-05 | 2324.3209 | 1317.012 | 42.2042 | 1.033 | 752.7483 | 43.2372 | 709.5111 | -607.5008 | FALSE
| 60417241 | GCY024 | GCY | 22KV | 132.7 | 2 | 45326.5658 | 33.33% | Three phase | 97.13 | 0.0012341 | 0.0013263 | 0.0014258 | 0.0015331 | 0.0016487 | 0.0017735 | 0.0019081 | 0.0020533 | 0.00221 | 0.0023791 | 0.0025615 | 0.0027585 | 0.0029711 | 0.0032006 | 0.0034484 | 0.0037159 | 0.0040048 | 0.0043169 | 0.0043492 | 0.0043492 | 2.416 | 2.427 | 2.4467 | 2.462 | 2.4753 | 2.4907 | 2.5117 | 2.5427 | 2.557 | 2.557 | 2.557 | 2.557 | 2.557 | 2.557 | 2.557 | 2.557 | 2.557 | 2.557 | 2.557 | 2.557 | 4075.1789 | 549.3588 | 0.00014204 | 12889.151 | 7303.2799 | 234.0366 | 31.7649 | 4624.5377 | 265.8015 | 4358.7362 | -2944.5437 | FALSE
| 60417242 | GCY024 | GCY | 22KV | 23.36 | 2 | 45326.5658 | 33.33% | Three phase | 97.13 | 0.00021725 | 0.00023348 | 0.00025099 | 0.00026987 | 0.00029024 | 0.0003122 | 0.00033589 | 0.00036146 | 0.00038904 | 0.0004188 | 0.00045092 | 0.00048559 | 0.00052302 | 0.00056342 | 0.00060704 | 0.00065414 | 0.000705 | 0.00075993 | 0.00076562 | 0.00076562 | 2.416 | 2.427 | 2.4467 | 2.462 | 2.4753 | 2.4907 | 2.5117 | 2.5427 | 2.557 | 2.557 | 2.557 | 2.557 | 2.557 | 2.557 | 2.557 | 2.557 | 2.557 | 2.557 | 2.557 | 2.557 | 717.3789 | 17.0239 | 2.5004e-05 | 2268.9568 | 1285.6414 | 41.1989 | 0.98435 | 734.4028 | 42.1833 | 692.2196 | -593.4219 | FALSE
| 60417243 | GCY024 | GCY | 22KV | 171.04 | 2 | 45326.5658 | 33.33% | Three phase | 97.13 | 0.0015907 | 0.0017096 | 0.0018378 | 0.001976 | 0.0021251 | 0.0022859 | 0.0024594 | 0.0026466 | 0.0028485 | 0.0030664 | 0.0033016 | 0.0035555 | 0.0038295 | 0.0041253 | 0.0044447 | 0.0047895 | 0.0051619 | 0.0055641 | 0.0056058 | 0.0056058 | 2.416 | 2.427 | 2.4467 | 2.462 | 2.4753 | 2.4907 | 2.5117 | 2.5427 | 2.557 | 2.557 | 2.557 | 2.557 | 2.557 | 2.557 | 2.557 | 2.557 | 2.557 | 2.557 | 2.557 | 2.557 | 5252.5894 | 912.6612 | 0.00018308 | 16613.1152 | 9413.3609 | 301.6551 | 52.7716 | 6165.2505 | 354.4267 | 5810.8239 | -3602.537 | FALSE
| 60417244 | GCY024 | GCY | 22KV | 14.3 | 2 | 45326.5658 | 33.33% | Three phase | 97.13 | 0.00013735 | 0.00015 | 0.00016387 | 0.00017909 | 0.00019577 | 0.00021407 | 0.00023416 | 0.00025619 | 0.00028038 | 0.00030693 | 0.00033607 | 0.00036807 | 0.00040322 | 0.00044182 | 0.00046868 | 0.00046868 | 0.00046868 | 0.00046868 | 0.00046868 | 0.00046868 | 2.416 | 2.427 | 2.4467 | 2.462 | 2.4753 | 2.4907 | 2.5117 | 2.5427 | 2.557 | 2.557 | 2.557 | 2.557 | 2.557 | 2.557 | 2.557 | 2.557 | 2.557 | 2.557 | 2.557 | 2.557 | 498.0687 | 7.2318 | 1.5306e-05 | 1388.959 | 787.0151 | 25.2202 | 0.36887 | 505.3005 | 25.5891 | 479.7114 | -307.3037 | FALSE
| 60417247 | GCY024 | GCY | 22KV | 82.8 | 2 | 45326.5658 | 33.33% | Three phase | 97.13 | 0.00078852 | 0.00085747 | 0.00093273 | 0.0010149 | 0.0011046 | 0.0012025 | 0.0013095 | 0.0014264 | 0.0015541 | 0.0016936 | 0.001846 | 0.0020126 | 0.0021948 | 0.0023939 | 0.0026116 | 0.0027138 | 0.0027138 | 0.0027138 | 0.0027138 | 0.0027138 | 2.416 | 2.427 | 2.4467 | 2.462 | 2.4753 | 2.4907 | 2.5117 | 2.5427 | 2.557 | 2.557 | 2.557 | 2.557 | 2.557 | 2.557 | 2.557 | 2.557 | 2.557 | 2.557 | 2.557 | 2.557 | 2802.6689 | 235.645 | 8.8626e-05 | 8042.364 | 4556.9825 | 146.0304 | 12.367 | 3038.3139 | 158.3974 | 2879.9165 | -1677.066 | FALSE
| 60417249 | GCY024 | GCY | 22KV | 498.9 | 2 | 45326.5658 | 33.33% | Three phase | 97.13 | 0.0063512 | 0.007011 | 0.0077422 | 0.0085526 | 0.0094511 | 0.010447 | 0.011552 | 0.012777 | 0.014137 | 0.015645 | 0.016351 | 0.016351 | 0.016351 | 0.016351 | 0.016351 | 0.016351 | 0.016351 | 0.016351 | 0.016351 | 0.016351 | 2.416 | 2.427 | 2.4467 | 2.462 | 2.4753 | 2.4907 | 2.5117 | 2.5427 | 2.557 | 2.557 | 2.557 | 2.557 | 2.557 | 2.557 | 2.557 | 2.557 | 2.557 | 2.557 | 2.557 | 2.557 | 21021.7525 | 10661.8397 | 0.00053401 | 48458.157 | 27457.4704 | 879.886 | 448.9853 | 31683.5922 | 1328.8713 | 30354.7209 | 2897.2504 | TRUE
| 60417251 | GCY024 | GCY | 22KV | 271.01 | 2 | 45326.5658 | 33.33% | Three phase | 97.13 | 0.0025101 | 0.0027182 | 0.0029443 | 0.0031902 | 0.0034574 | 0.003748 | 0.004064 | 0.0044076 | 0.0047814 | 0.005188 | 0.0056305 | 0.0061119 | 0.0066358 | 0.0072061 | 0.0078268 | 0.0085026 | 0.0088823 | 0.0088823 | 0.0088823 | 0.0088823 | 2.416 | 2.427 | 2.4467 | 2.462 | 2.4753 | 2.4907 | 2.5117 | 2.5427 | 2.557 | 2.557 | 2.557 | 2.557 | 2.557 | 2.557 | 2.557 | 2.557 | 2.557 | 2.557 | 2.557 | 2.557 | 8766.0023 | 2412.5175 | 0.00029008 | 26323.2013 | 14915.3118 | 477.9673 | 132.4878 | 11178.5197 | 610.4551 | 10568.0646 | -4347.2472 | FALSE
| 60417252 | GCY024 | GCY | 22KV | 462.34 | 2 | 45326.5658 | 33.33% | Three phase | 97.13 | 0.0044931 | 0.004863 | 0.0052647 | 0.0057011 | 0.0061752 | 0.0066903 | 0.00725 | 0.0078584 | 0.0085197 | 0.0092386 | 0.01002 | 0.01087 | 0.011795 | 0.0128 | 0.013894 | 0.015083 | 0.015153 | 0.015153 | 0.015153 | 0.015153 | 2.416 | 2.427 | 2.4467 | 2.462 | 2.4753 | 2.4907 | 2.5117 | 2.5427 | 2.557 | 2.557 | 2.557 | 2.557 | 2.557 | 2.557 | 2.557 | 2.557 | 2.557 | 2.557 | 2.557 | 2.557 | 15446.4605 | 7253.2826 | 0.00049487 | 44907.0842 | 25445.3535 | 815.4069 | 385.592 | 22699.7431 | 1200.9989 | 21498.7442 | -3946.6093 | FALSE
| 60417253 | GCY024 | GCY | 22KV | 653.14 | 2 | 45326.5658 | 33.33% | Three phase | 97.13 | 0.0061362 | 0.006529 | 0.0069481 | 0.0073953 | 0.0078725 | 0.0083817 | 0.0089253 | 0.0095055 | 0.010125 | 0.010786 | 0.011492 | 0.012246 | 0.013051 | 0.013911 | 0.014829 | 0.01581 | 0.016858 | 0.017977 | 0.019173 | 0.02045 | 2.416 | 2.427 | 2.4467 | 2.462 | 2.4753 | 2.4907 | 2.5117 | 2.5427 | 2.557 | 2.557 | 2.557 | 2.557 | 2.557 | 2.557 | 2.557 | 2.557 | 2.557 | 2.557 | 2.557 | 2.557 | 18393.7081 | 12213.3283 | 0.0006991 | 63439.4882 | 35946.2262 | 1151.9117 | 769.516 | 30607.0365 | 1921.4277 | 28685.6088 | -7260.6174 | FALSE
| 60417254 | GCY024 | GCY | 22KV | 37.23 | 2 | 45326.5658 | 33.33% | Three phase | 97.13 | 0.0003527 | 0.00038253 | 0.00041499 | 0.00045034 | 0.00048883 | 0.00053074 | 0.00057638 | 0.0006261 | 0.00068027 | 0.0007393 | 0.00080362 | 0.00087372 | 0.00095013 | 0.0010334 | 0.0011243 | 0.0012202 | 0.0012202 | 0.0012202 | 0.0012202 | 0.0012202 | 2.416 | 2.427 | 2.4467 | 2.462 | 2.4753 | 2.4907 | 2.5117 | 2.5427 | 2.557 | 2.557 | 2.557 | 2.557 | 2.557 | 2.557 | 2.557 | 2.557 | 2.557 | 2.557 | 2.557 | 2.557 | 1237.01 | 46.768 | 3.985e-05 | 3616.1499 | 2048.991 | 65.6608 | 2.5003 | 1283.7781 | 68.1611 | 1215.617 | -833.374 | FALSE
| 60417256 | GCY024 | GCY | 22KV | 9.52 | 2 | 45326.5658 | 33.33% | Three phase | 97.13 | 9.2517e-05 | 0.00010013 | 0.00010841 | 0.00011739 | 0.00012715 | 0.00013776 | 0.00014928 | 0.00016181 | 0.00017543 | 0.00019023 | 0.00020633 | 0.00022383 | 0.00024286 | 0.00026356 | 0.00028608 | 0.00031058 | 0.00031202 | 0.00031202 | 0.00031202 | 0.00031202 | 2.416 | 2.427 | 2.4467 | 2.462 | 2.4753 | 2.4907 | 2.5117 | 2.5427 | 2.557 | 2.557 | 2.557 | 2.557 | 2.557 | 2.557 | 2.557 | 2.557 | 2.557 | 2.557 | 2.557 | 2.557 | 318.0566 | 3.0753 | 1.019e-05 | 924.6776 | 523.9429 | 16.79 | 0.16349 | 321.1319 | 16.9535 | 304.1785 | -219.7644 | FALSE
| 60417257 | GCY024 | GCY | 22KV | 326.35 | 2 | 45326.5658 | 33.33% | Three phase | 97.13 | 0.0031715 | 0.0034326 | 0.0037162 | 0.0040242 | 0.0043588 | 0.0047224 | 0.0051175 | 0.005547 | 0.0060138 | 0.0065212 | 0.007073 | 0.0076729 | 0.0083254 | 0.0090351 | 0.0098071 | 0.010647 | 0.010696 | 0.010696 | 0.010696 | 0.010696 | 2.416 | 2.427 | 2.4467 | 2.462 | 2.4753 | 2.4907 | 2.5117 | 2.5427 | 2.557 | 2.557 | 2.557 | 2.557 | 2.557 | 2.557 | 2.557 | 2.557 | 2.557 | 2.557 | 2.557 | 2.557 | 10903.1284 | 3613.923 | 0.00034931 | 31698.3755 | 17961.0052 | 575.5679 | 192.1199 | 14517.0514 | 767.6877 | 13749.3637 | -4211.6415 | FALSE
| 60417258 | GCY024 | GCY | 22KV | 41.1 | 2 | 45326.5658 | 33.33% | Three phase | 97.13 | 0.00039942 | 0.0004323 | 0.00046801 | 0.0005068 | 0.00054894 | 0.00059473 | 0.00064449 | 0.00069858 | 0.00075736 | 0.00082127 | 0.00089076 | 0.00096632 | 0.0010485 | 0.0011379 | 0.0012351 | 0.0013408 | 0.001347 | 0.001347 | 0.001347 | 0.001347 | 2.416 | 2.427 | 2.4467 | 2.462 | 2.4753 | 2.4907 | 2.5117 | 2.5427 | 2.557 | 2.557 | 2.557 | 2.557 | 2.557 | 2.557 | 2.557 | 2.557 | 2.557 | 2.557 | 2.557 | 2.557 | 1373.1226 | 57.3186 | 4.3992e-05 | 3992.043 | 2261.9804 | 72.4861 | 3.0471 | 1430.4412 | 75.5332 | 1354.908 | -907.0724 | FALSE
| 60417260 | GCY024 | GCY | 22KV | 77.59 | 2 | 45326.5658 | 33.33% | Three phase | 97.13 | 0.00074983 | 0.00082148 | 0.00090028 | 0.00098698 | 0.0010824 | 0.0011874 | 0.0013029 | 0.0014302 | 0.0015703 | 0.0017246 | 0.0018946 | 0.0020819 | 0.0022882 | 0.0025156 | 0.002543 | 0.002543 | 0.002543 | 0.002543 | 0.002543 | 0.002543 | 2.416 | 2.427 | 2.4467 | 2.462 | 2.4753 | 2.4907 | 2.5117 | 2.5427 | 2.557 | 2.557 | 2.557 | 2.557 | 2.557 | 2.557 | 2.557 | 2.557 | 2.557 | 2.557 | 2.557 | 2.557 | 2755.0225 | 217.0361 | 8.305e-05 | 7536.3167 | 4270.2448 | 136.8418 | 10.8597 | 2972.0585 | 147.7014 | 2824.3571 | -1445.8877 | FALSE
| 60417262 | GCY024 | GCY | 22KV | 37.51 | 2 | 45326.5658 | 33.33% | Three phase | 97.13 | 0.00035721 | 0.00038845 | 0.00042254 | 0.00045976 | 0.0005004 | 0.00054477 | 0.00059324 | 0.00064618 | 0.00070402 | 0.00076722 | 0.00083628 | 0.00091177 | 0.00099428 | 0.0010845 | 0.0011831 | 0.0012294 | 0.0012294 | 0.0012294 | 0.0012294 | 0.0012294 | 2.416 | 2.427 | 2.4467 | 2.462 | 2.4753 | 2.4907 | 2.5117 | 2.5427 | 2.557 | 2.557 | 2.557 | 2.557 | 2.557 | 2.557 | 2.557 | 2.557 | 2.557 | 2.557 | 2.557 | 2.557 | 1269.6632 | 48.3606 | 4.0149e-05 | 3643.3463 | 2064.4011 | 66.1546 | 2.538 | 1318.0238 | 68.6926 | 1249.3311 | -815.07 | FALSE
| 60417267 | GCY024 | GCY | 22KV | 37.71 | 2 | 45326.5658 | 33.33% | Three phase | 97.13 | 0.00035532 | 0.00038441 | 0.000416 | 0.00045029 | 0.00048754 | 0.00052799 | 0.00057193 | 0.00061967 | 0.00067155 | 0.00072792 | 0.00078919 | 0.00085579 | 0.0009282 | 0.0010069 | 0.0010925 | 0.0011856 | 0.0012359 | 0.0012359 | 0.0012359 | 0.0012359 | 2.416 | 2.427 | 2.4467 | 2.462 | 2.4753 | 2.4907 | 2.5117 | 2.5427 | 2.557 | 2.557 | 2.557 | 2.557 | 2.557 | 2.557 | 2.557 | 2.557 | 2.557 | 2.557 | 2.557 | 2.557 | 1227.7148 | 47.0189 | 4.0364e-05 | 3662.7723 | 2075.4083 | 66.5073 | 2.5652 | 1274.7336 | 69.0725 | 1205.6611 | -869.7472 | FALSE
| 60417268 | GCY024 | GCY | 22KV | 104.45 | 2 | 45326.5658 | 33.33% | Three phase | 97.13 | 0.00098417 | 0.0010648 | 0.0011522 | 0.0012472 | 0.0013504 | 0.0014624 | 0.0015841 | 0.0017164 | 0.0018601 | 0.0020162 | 0.0021859 | 0.0023704 | 0.0025709 | 0.002789 | 0.0030261 | 0.0032839 | 0.0034233 | 0.0034233 | 0.0034233 | 0.0034233 | 2.416 | 2.427 | 2.4467 | 2.462 | 2.4753 | 2.4907 | 2.5117 | 2.5427 | 2.557 | 2.557 | 2.557 | 2.557 | 2.557 | 2.557 | 2.557 | 2.557 | 2.557 | 2.557 | 2.557 | 2.557 | 3400.5517 | 360.7247 | 0.0001118 | 10145.2285 | 5748.5123 | 184.2135 | 19.6799 | 3761.2764 | 203.8933 | 3557.3831 | -2191.1292 | FALSE
| 60417272 | GCY024 | GCY | 22KV | 131.73 | 2 | 45326.5658 | 33.33% | Three phase | 97.13 | 0.0012634 | 0.0013584 | 0.0014608 | 0.0015713 | 0.0016905 | 0.0018191 | 0.0019579 | 0.0021077 | 0.0022693 | 0.0024439 | 0.0026323 | 0.0028357 | 0.0030554 | 0.0032926 | 0.0035488 | 0.0038256 | 0.0041245 | 0.0043174 | 0.0043174 | 0.0043174 | 2.416 | 2.427 | 2.4467 | 2.462 | 2.4753 | 2.4907 | 2.5117 | 2.5427 | 2.557 | 2.557 | 2.557 | 2.557 | 2.557 | 2.557 | 2.557 | 2.557 | 2.557 | 2.557 | 2.557 | 2.557 | 4160.6111 | 556.7966 | 0.000141 | 12794.9349 | 7249.8949 | 232.3259 | 31.3022 | 4717.4076 | 263.6281 | 4453.7796 | -2796.1153 | FALSE
| 60417273 | GCY024 | GCY | 22KV | 19.43 | 2 | 45326.5658 | 33.33% | Three phase | 97.13 | 0.00018636 | 0.00020036 | 0.00021547 | 0.00023176 | 0.00024934 | 0.00026831 | 0.00028879 | 0.00031088 | 0.00033472 | 0.00036047 | 0.00038826 | 0.00041826 | 0.00045066 | 0.00048565 | 0.00052344 | 0.00056426 | 0.00060836 | 0.00063681 | 0.00063681 | 0.00063681 | 2.416 | 2.427 | 2.4467 | 2.462 | 2.4753 | 2.4907 | 2.5117 | 2.5427 | 2.557 | 2.557 | 2.557 | 2.557 | 2.557 | 2.557 | 2.557 | 2.557 | 2.557 | 2.557 | 2.557 | 2.557 | 613.6846 | 12.1136 | 2.0797e-05 | 1887.2359 | 1069.3499 | 34.2678 | 0.68101 | 625.7982 | 34.9488 | 590.8494 | -478.5004 | FALSE
| 60417277 | GCY024 | GCY | 22KV | 192.92 | 2 | 45326.5658 | 33.33% | Three phase | 97.13 | 0.0018748 | 0.0020292 | 0.0021968 | 0.0023789 | 0.0025767 | 0.0027916 | 0.0030252 | 0.0032791 | 0.003555 | 0.003855 | 0.0041811 | 0.0045358 | 0.0049215 | 0.005341 | 0.0057974 | 0.0062938 | 0.0063229 | 0.0063229 | 0.0063229 | 0.0063229 | 2.416 | 2.427 | 2.4467 | 2.462 | 2.4753 | 2.4907 | 2.5117 | 2.5427 | 2.557 | 2.557 | 2.557 | 2.557 | 2.557 | 2.557 | 2.557 | 2.557 | 2.557 | 2.557 | 2.557 | 2.557 | 6445.3241 | 1262.8919 | 0.0002065 | 18738.3196 | 10617.549 | 340.2438 | 67.1366 | 7708.216 | 407.3804 | 7300.8356 | -3316.7134 | FALSE
| 60417278 | GCY024 | GCY | 22KV | 24.09 | 2 | 45326.5658 | 33.33% | Three phase | 97.13 | 0.00023411 | 0.00025338 | 0.00027432 | 0.00029705 | 0.00032175 | 0.00034859 | 0.00037776 | 0.00040946 | 0.00044391 | 0.00048137 | 0.0005221 | 0.00056639 | 0.00061455 | 0.00066694 | 0.00072392 | 0.00078591 | 0.00078954 | 0.00078954 | 0.00078954 | 0.00078954 | 2.416 | 2.427 | 2.4467 | 2.462 | 2.4753 | 2.4907 | 2.5117 | 2.5427 | 2.557 | 2.557 | 2.557 | 2.557 | 2.557 | 2.557 | 2.557 | 2.557 | 2.557 | 2.557 | 2.557 | 2.557 | 804.8303 | 19.6918 | 2.5785e-05 | 2339.8617 | 1325.8177 | 42.4864 | 1.0468 | 824.5221 | 43.5332 | 780.9889 | -544.8289 | FALSE
| 60417279 | GCY024 | GCY | 22KV | 144.29 | 2 | 45326.5658 | 33.33% | Three phase | 97.13 | 0.0014022 | 0.0015177 | 0.001643 | 0.0017792 | 0.0019272 | 0.0020879 | 0.0022626 | 0.0024525 | 0.0026589 | 0.0028832 | 0.0031272 | 0.0033925 | 0.0036809 | 0.0039947 | 0.004336 | 0.0047073 | 0.0047291 | 0.0047291 | 0.0047291 | 0.0047291 | 2.416 | 2.427 | 2.4467 | 2.462 | 2.4753 | 2.4907 | 2.5117 | 2.5427 | 2.557 | 2.557 | 2.557 | 2.557 | 2.557 | 2.557 | 2.557 | 2.557 | 2.557 | 2.557 | 2.557 | 2.557 | 4820.6294 | 706.4544 | 0.00015444 | 14014.8877 | 7941.1473 | 254.4774 | 37.5558 | 5527.0838 | 292.0332 | 5235.0506 | -2706.0968 | FALSE
| 60417281 | GCY024 | GCY | 22KV | 73.16 | 2 | 45326.5658 | 33.33% | Three phase | 97.13 | 0.00069672 | 0.00075764 | 0.00082413 | 0.00089672 | 0.00097598 | 0.0010625 | 0.0011571 | 0.0012603 | 0.0013731 | 0.0014964 | 0.0016311 | 0.0017783 | 0.0019393 | 0.0021152 | 0.0023076 | 0.0023978 | 0.0023978 | 0.0023978 | 0.0023978 | 0.0023978 | 2.416 | 2.427 | 2.4467 | 2.462 | 2.4753 | 2.4907 | 2.5117 | 2.5427 | 2.557 | 2.557 | 2.557 | 2.557 | 2.557 | 2.557 | 2.557 | 2.557 | 2.557 | 2.557 | 2.557 | 2.557 | 2476.3678 | 183.9692 | 7.8308e-05 | 7106.0308 | 4026.4352 | 129.0288 | 9.655 | 2660.337 | 138.6838 | 2521.6532 | -1504.782 | FALSE
| 60417282 | GCY024 | GCY | 22KV | 241.12 | 2 | 45326.5658 | 33.33% | Three phase | 97.13 | 0.0022962 | 0.002497 | 0.0027162 | 0.0029554 | 0.0032166 | 0.0035019 | 0.0038134 | 0.0041537 | 0.0045255 | 0.0049318 | 0.0053758 | 0.005861 | 0.0063914 | 0.0069713 | 0.0076053 | 0.0079027 | 0.0079027 | 0.0079027 | 0.0079027 | 0.0079027 | 2.416 | 2.427 | 2.4467 | 2.462 | 2.4753 | 2.4907 | 2.5117 | 2.5427 | 2.557 | 2.557 | 2.557 | 2.557 | 2.557 | 2.557 | 2.557 | 2.557 | 2.557 | 2.557 | 2.557 | 2.557 | 8161.5884 | 1998.3157 | 0.00025809 | 23419.9856 | 13270.2852 | 425.2518 | 104.8749 | 10159.9042 | 530.1267 | 9629.7775 | -3640.5077 | FALSE
| 60417284 | GCY024 | GCY | 22KV | 142.93 | 2 | 45326.5658 | 33.33% | Three phase | 97.13 | 0.001389 | 0.0015034 | 0.0016276 | 0.0017625 | 0.001909 | 0.0020683 | 0.0022413 | 0.0024294 | 0.0026338 | 0.0028561 | 0.0030977 | 0.0033605 | 0.0036462 | 0.0039571 | 0.0042952 | 0.004663 | 0.0046845 | 0.0046845 | 0.0046845 | 0.0046845 | 2.416 | 2.427 | 2.4467 | 2.462 | 2.4753 | 2.4907 | 2.5117 | 2.5427 | 2.557 | 2.557 | 2.557 | 2.557 | 2.557 | 2.557 | 2.557 | 2.557 | 2.557 | 2.557 | 2.557 | 2.557 | 4775.1927 | 693.1998 | 0.00015299 | 13882.7909 | 7866.2984 | 252.0788 | 36.8512 | 5468.3925 | 288.93 | 5179.4625 | -2686.8358 | FALSE
| 60417285 | GCY024 | GCY | 22KV | 100.68 | 2 | 45326.5658 | 33.33% | Three phase | 97.13 | 0.00052151 | 0.00056145 | 0.00060465 | 0.00065136 | 0.00070189 | 0.00075655 | 0.0008157 | 0.00087971 | 0.00094899 | 0.001024 | 0.0011052 | 0.0011931 | 0.0012883 | 0.0013915 | 0.0015032 | 0.0016242 | 0.0017554 | 0.0018975 | 0.0020515 | 0.0022185 | 2.416 | 2.427 | 2.4467 | 2.462 | 2.4753 | 2.4907 | 2.5117 | 2.5427 | 2.557 | 2.557 | 2.557 | 2.557 | 2.557 | 2.557 | 2.557 | 2.557 | 2.557 | 2.557 | 2.557 | 2.557 | 1789.3483 | 182.9501 | 0.00010776 | 9779.0484 | 5541.0265 | 177.5645 | 18.2849 | 1972.2984 | 195.8493 | 1776.449 | -3764.5775 | FALSE
| 60417288 | GCY024 | GCY | 22KV | 113.21 | 2 | 45326.5658 | 33.33% | Three phase | 97.13 | 0.0010753 | 0.0011677 | 0.0012685 | 0.0013783 | 0.0014981 | 0.0016287 | 0.0017712 | 0.0019265 | 0.0020961 | 0.002281 | 0.0024829 | 0.0027031 | 0.0029436 | 0.0032061 | 0.0034927 | 0.0037104 | 0.0037104 | 0.0037104 | 0.0037104 | 0.0037104 | 2.416 | 2.427 | 2.4467 | 2.462 | 2.4753 | 2.4907 | 2.5117 | 2.5427 | 2.557 | 2.557 | 2.557 | 2.557 | 2.557 | 2.557 | 2.557 | 2.557 | 2.557 | 2.557 | 2.557 | 2.557 | 3795.9213 | 436.3869 | 0.00012118 | 10996.0873 | 6230.6278 | 199.6631 | 23.1193 | 4232.3082 | 222.7824 | 4009.5259 | -2221.102 | FALSE
| 60417302 | GL011 | GL | 22KV | 18.62 | 0 | 37042.7803 | 100% | Three phase | 97.13 | 0.0001764 | 0.00019131 | 0.00020755 | 0.00022523 | 0.00024448 | 0.00026544 | 0.00028827 | 0.00031314 | 0.00034023 | 0.00036975 | 0.00040192 | 0.00043698 | 0.00047519 | 0.00051686 | 0.00056228 | 0.00061027 | 0.00061027 | 0.00061027 | 0.00061027 | 0.00061027 | 5.933 | 6.04 | 6.052 | 6.067 | 6.071 | 6.098 | 6.141 | 6.182 | 6.198 | 6.198 | 6.198 | 6.198 | 6.198 | 6.198 | 6.198 | 6.198 | 6.198 | 6.198 | 6.198 | 6.198 | 1230.3574 | 11.6983 | 1.993e-05 | 1808.5606 | 1024.7707 | 65.4896 | 0.62541 | 1242.0557 | 66.115 | 1175.9407 | 151.17 | TRUE
| 60417303 | GL011 | GL | 22KV | 26.55 | 0 | 37042.7803 | 100% | Three phase | 97.13 | 0.00025152 | 0.00027279 | 0.00029595 | 0.00032115 | 0.0003486 | 0.00037849 | 0.00041104 | 0.0004465 | 0.00048513 | 0.00052722 | 0.00057309 | 0.00062308 | 0.00067757 | 0.00073698 | 0.00080174 | 0.00087017 | 0.00087017 | 0.00087017 | 0.00087017 | 0.00087017 | 5.933 | 6.04 | 6.052 | 6.067 | 6.071 | 6.098 | 6.141 | 6.182 | 6.198 | 6.198 | 6.198 | 6.198 | 6.198 | 6.198 | 6.198 | 6.198 | 6.198 | 6.198 | 6.198 | 6.198 | 1754.3496 | 23.7844 | 2.8418e-05 | 2578.8015 | 1461.2063 | 93.3807 | 1.2716 | 1778.134 | 94.6522 | 1683.4818 | 222.2754 | TRUE
| 60417312 | GL011 | GL | 22KV | 255.15 | 0 | 37042.7803 | 100% | Three phase | 97.13 | 0.0024522 | 0.0026392 | 0.0028411 | 0.0030592 | 0.0032947 | 0.003549 | 0.0038238 | 0.0041208 | 0.0044416 | 0.0047883 | 0.005163 | 0.005568 | 0.0060058 | 0.0064792 | 0.006991 | 0.0075444 | 0.0081429 | 0.0083625 | 0.0083625 | 0.0083625 | 5.933 | 6.04 | 6.052 | 6.067 | 6.071 | 6.098 | 6.141 | 6.182 | 6.198 | 6.198 | 6.198 | 6.198 | 6.198 | 6.198 | 6.198 | 6.198 | 6.198 | 6.198 | 6.198 | 6.198 | 16179.7811 | 2108.4955 | 0.0002731 | 24782.7195 | 14042.4405 | 897.4041 | 117.4346 | 18288.2766 | 1014.8387 | 17273.4379 | 3230.9973 | TRUE
| 60417348 | GL012 | GL | 22KV | 27.53 | 0 | 37042.7803 | 100% | Three phase | 97.13 | 0.00025655 | 0.000276 | 0.00029701 | 0.00031968 | 0.00034416 | 0.00037059 | 0.00039914 | 0.00042996 | 0.00046326 | 0.00049924 | 0.0005381 | 0.0005801 | 0.00062548 | 0.00067453 | 0.00072754 | 0.00078484 | 0.00084679 | 0.00090229 | 0.00090229 | 0.00090229 | 2.28 | 2.3 | 2.33 | 2.353 | 2.366 | 2.386 | 2.413 | 2.456 | 2.48 | 2.48 | 2.48 | 2.48 | 2.48 | 2.48 | 2.48 | 2.48 | 2.48 | 2.48 | 2.48 | 2.48 | 673.6737 | 23.8753 | 2.9467e-05 | 2673.9889 | 1515.1416 | 38.1965 | 1.3672 | 697.5489 | 39.5636 | 657.9853 | -857.1563 | FALSE
| 60417360 | GL012 | GL | 22KV | 183.37 | 0 | 37042.7803 | 100% | Three phase | 97.13 | 0.0017416 | 0.0018914 | 0.0020546 | 0.0022325 | 0.0024265 | 0.0026381 | 0.0028688 | 0.0031205 | 0.0033951 | 0.0036947 | 0.0040216 | 0.0043784 | 0.0047678 | 0.005193 | 0.0056572 | 0.0060099 | 0.0060099 | 0.0060099 | 0.0060099 | 0.0060099 | 2.28 | 2.3 | 2.33 | 2.353 | 2.366 | 2.386 | 2.413 | 2.456 | 2.48 | 2.48 | 2.48 | 2.48 | 2.48 | 2.48 | 2.48 | 2.48 | 2.48 | 2.48 | 2.48 | 2.48 | 4852.3107 | 1144.8767 | 0.00019627 | 17810.7281 | 10091.955 | 254.4164 | 60.6543 | 5997.1874 | 315.0707 | 5682.1167 | -4409.8383 | FALSE
| 60417361 | GL012 | GL | 22KV | 118.86 | 0 | 37042.7803 | 100% | Three phase | 97.13 | 0.0011289 | 0.001226 | 0.0013318 | 0.0014471 | 0.0015729 | 0.00171 | 0.0018596 | 0.0020227 | 0.0022007 | 0.0023949 | 0.0026068 | 0.0028381 | 0.0030905 | 0.0033661 | 0.003667 | 0.0038956 | 0.0038956 | 0.0038956 | 0.0038956 | 0.0038956 | 2.28 | 2.3 | 2.33 | 2.353 | 2.366 | 2.386 | 2.413 | 2.456 | 2.48 | 2.48 | 2.48 | 2.48 | 2.48 | 2.48 | 2.48 | 2.48 | 2.48 | 2.48 | 2.48 | 2.48 | 3145.2563 | 481.0316 | 0.00012722 | 11544.8718 | 6541.5813 | 164.9121 | 25.4845 | 3626.2879 | 190.3966 | 3435.8913 | -3105.6901 | FALSE
| 60417367 | GL012 | GL | 22KV | 1812.03 | 0 | 37042.7803 | 100% | Three phase | 97.13 | 0.012029 | 0.012939 | 0.013921 | 0.014981 | 0.016126 | 0.017363 | 0.018699 | 0.020143 | 0.021703 | 0.023389 | 0.025212 | 0.027182 | 0.029312 | 0.031615 | 0.034106 | 0.0368 | 0.039714 | 0.042867 | 0.046277 | 0.049967 | 2.28 | 2.3 | 2.33 | 2.353 | 2.366 | 2.386 | 2.413 | 2.456 | 2.48 | 2.48 | 2.48 | 2.48 | 2.48 | 2.48 | 2.48 | 2.48 | 2.48 | 2.48 | 2.48 | 2.48 | 32156.4147 | 74991.4228 | 0.0019395 | 176002.4739 | 99726.9195 | 2514.0979 | 5922.92 | 107147.8374 | 8437.018 | 98710.8195 | -1016.1 | FALSE
| 60417368 | GL012 | GL | 22KV | 47.9 | 0 | 37042.7803 | 100% | Three phase | 97.13 | 0.00031799 | 0.00034203 | 0.00036798 | 0.00039601 | 0.00042628 | 0.00045897 | 0.00049429 | 0.00053246 | 0.0005737 | 0.00061827 | 0.00066645 | 0.00071854 | 0.00077485 | 0.00083574 | 0.00090158 | 0.0009728 | 0.0010498 | 0.0011332 | 0.0012233 | 0.0013208 | 2.28 | 2.3 | 2.33 | 2.353 | 2.366 | 2.386 | 2.413 | 2.456 | 2.48 | 2.48 | 2.48 | 2.48 | 2.48 | 2.48 | 2.48 | 2.48 | 2.48 | 2.48 | 2.48 | 2.48 | 850.0368 | 52.4025 | 5.1271e-05 | 4652.527 | 2636.2254 | 66.4588 | 4.1388 | 902.4393 | 70.5976 | 831.8417 | -1804.3836 | FALSE
| 60417376 | GL012 | GL | 22KV | 184.07 | 0 | 37042.7803 | 100% | Covered | 390 | 0.0014705 | 0.0015874 | 0.001714 | 0.0018512 | 0.0019999 | 0.0021611 | 0.0023359 | 0.0025253 | 0.0027308 | 0.0029536 | 0.0031953 | 0.0034575 | 0.0037419 | 0.0040505 | 0.0043854 | 0.0047489 | 0.0051435 | 0.0055717 | 0.0060329 | 0.0060329 | 2.28 | 2.3 | 2.33 | 2.353 | 2.366 | 2.386 | 2.413 | 2.456 | 2.48 | 2.48 | 2.48 | 2.48 | 2.48 | 2.48 | 2.48 | 2.48 | 2.48 | 2.48 | 2.48 | 2.48 | 4066.2561 | 3866.513 | 0.00019702 | 71787.3 | 40676.2822 | 255.3876 | 245.4044 | 7932.7691 | 500.792 | 7431.9771 | -33244.3051 | FALSE
| 60417400 | GL012 | GL | 22KV | 537.77 | 0 | 37042.7803 | 100% | Single phase | 44.74 | 0.0042962 | 0.0046376 | 0.0050076 | 0.0054085 | 0.0058429 | 0.0063138 | 0.0068244 | 0.0073779 | 0.0079781 | 0.0086291 | 0.0093352 | 0.010101 | 0.010932 | 0.011834 | 0.012812 | 0.013874 | 0.015027 | 0.016278 | 0.017625 | 0.017625 | 2.28 | 2.3 | 2.33 | 2.353 | 2.366 | 2.386 | 2.413 | 2.456 | 2.48 | 2.48 | 2.48 | 2.48 | 2.48 | 2.48 | 2.48 | 2.48 | 2.48 | 2.48 | 2.48 | 2.48 | 11879.777 | 3785.9769 | 0.00057561 | 24059.8298 | 13632.8351 | 746.1281 | 240.2928 | 15665.7539 | 986.4209 | 14679.333 | 1046.4978 | TRUE
| 60417406 | GL012 | GL | 22KV | 159.23 | 0 | 37042.7803 | 100% | Three phase | 97.13 | 0.0015303 | 0.001647 | 0.001773 | 0.0019091 | 0.0020561 | 0.0022148 | 0.0023863 | 0.0025716 | 0.0027718 | 0.0029882 | 0.003222 | 0.0034748 | 0.003748 | 0.0040434 | 0.0043628 | 0.0047082 | 0.0050817 | 0.0052187 | 0.0052187 | 0.0052187 | 2.28 | 2.3 | 2.33 | 2.353 | 2.366 | 2.386 | 2.413 | 2.456 | 2.48 | 2.48 | 2.48 | 2.48 | 2.48 | 2.48 | 2.48 | 2.48 | 2.48 | 2.48 | 2.48 | 2.48 | 4005.7884 | 821.1667 | 0.00017043 | 15466.0099 | 8763.3855 | 220.9234 | 45.7357 | 4826.9551 | 266.659 | 4560.2961 | -4203.0894 | FALSE
| 60417407 | GL012 | GL | 22KV | 21.4 | 0 | 37042.7803 | 100% | Three phase | 97.13 | 0.00020567 | 0.00022135 | 0.00023829 | 0.00025658 | 0.00027633 | 0.00029767 | 0.00032071 | 0.00034562 | 0.00037252 | 0.0004016 | 0.00043303 | 0.000467 | 0.00050372 | 0.00054342 | 0.00058635 | 0.00063276 | 0.00068296 | 0.00070138 | 0.00070138 | 0.00070138 | 2.28 | 2.3 | 2.33 | 2.353 | 2.366 | 2.386 | 2.413 | 2.456 | 2.48 | 2.48 | 2.48 | 2.48 | 2.48 | 2.48 | 2.48 | 2.48 | 2.48 | 2.48 | 2.48 | 2.48 | 538.3651 | 14.8323 | 2.2906e-05 | 2078.582 | 1177.7708 | 29.6914 | 0.8261 | 553.1974 | 30.5175 | 522.6799 | -655.0909 | FALSE
| 60417408 | GL012 | GL | 22KV | 31.64 | 0 | 37042.7803 | 100% | Three phase | 97.13 | 0.00030408 | 0.00032727 | 0.00035231 | 0.00037935 | 0.00040856 | 0.0004401 | 0.00047418 | 0.000511 | 0.00055078 | 0.00059377 | 0.00064024 | 0.00069046 | 0.00074475 | 0.00080345 | 0.00086692 | 0.00093554 | 0.0010098 | 0.001037 | 0.001037 | 0.001037 | 2.28 | 2.3 | 2.33 | 2.353 | 2.366 | 2.386 | 2.413 | 2.456 | 2.48 | 2.48 | 2.48 | 2.48 | 2.48 | 2.48 | 2.48 | 2.48 | 2.48 | 2.48 | 2.48 | 2.48 | 795.9753 | 32.4231 | 3.3866e-05 | 3073.1932 | 1741.3397 | 43.8989 | 1.8058 | 828.3984 | 45.7047 | 782.6937 | -958.646 | FALSE
| 60417434 | GL012 | GL | 22KV | 1723.58 | 0 | 37042.7803 | 100% | Three phase | 97.13 | 0.013769 | 0.014864 | 0.01605 | 0.017334 | 0.018727 | 0.020236 | 0.021872 | 0.023647 | 0.02557 | 0.027657 | 0.02992 | 0.032375 | 0.035038 | 0.037928 | 0.041064 | 0.044468 | 0.048162 | 0.052172 | 0.05649 | 0.05649 | 2.28 | 2.3 | 2.33 | 2.353 | 2.366 | 2.386 | 2.413 | 2.456 | 2.48 | 2.48 | 2.48 | 2.48 | 2.48 | 2.48 | 2.48 | 2.48 | 2.48 | 2.48 | 2.48 | 2.48 | 38075.2849 | 84431.62 | 0.0018449 | 167411.3254 | 94858.9835 | 2391.3781 | 5358.8055 | 122506.905 | 7750.1836 | 114756.7213 | 19897.7378 | TRUE
| 60417435 | GL012 | GL | 22KV | 546.56 | 0 | 37042.7803 | 100% | Three phase | 97.13 | 0.0043664 | 0.0047134 | 0.0050894 | 0.0054969 | 0.0059384 | 0.006417 | 0.0069359 | 0.0074985 | 0.0081085 | 0.0087701 | 0.0094878 | 0.010266 | 0.011111 | 0.012027 | 0.013022 | 0.014101 | 0.015272 | 0.016544 | 0.017913 | 0.017913 | 2.28 | 2.3 | 2.33 | 2.353 | 2.366 | 2.386 | 2.413 | 2.456 | 2.48 | 2.48 | 2.48 | 2.48 | 2.48 | 2.48 | 2.48 | 2.48 | 2.48 | 2.48 | 2.48 | 2.48 | 12073.9552 | 8490.2 | 0.00058502 | 53087.3728 | 30080.4871 | 758.3237 | 538.866 | 20564.1552 | 1297.1897 | 19266.9654 | -10813.5217 | FALSE
| 60417436 | GL012 | GL | 22KV | 659.09 | 0 | 37042.7803 | 100% | Single phase | 44.74 | 0.0040286 | 0.0043329 | 0.0046615 | 0.0050164 | 0.0053997 | 0.0058138 | 0.0062612 | 0.0067446 | 0.0072671 | 0.0078319 | 0.0084425 | 0.0091026 | 0.0098165 | 0.010588 | 0.011423 | 0.012327 | 0.013304 | 0.014361 | 0.015505 | 0.016743 | 2.28 | 2.3 | 2.33 | 2.353 | 2.366 | 2.386 | 2.413 | 2.456 | 2.48 | 2.48 | 2.48 | 2.48 | 2.48 | 2.48 | 2.48 | 2.48 | 2.48 | 2.48 | 2.48 | 2.48 | 10769.8814 | 4208.0008 | 0.00070547 | 29487.6866 | 16708.3796 | 914.4533 | 360.9418 | 14977.8822 | 1275.3951 | 13702.4871 | -3005.8925 | FALSE
| 60417437 | GL012 | GL | 22KV | 69.76 | 0 | 37042.7803 | 100% | Single phase | 44.74 | 0.00045251 | 0.00048709 | 0.00052445 | 0.00056484 | 0.00060849 | 0.00065569 | 0.00070672 | 0.00076191 | 0.00082159 | 0.00088616 | 0.00095601 | 0.0010316 | 0.0011134 | 0.0012019 | 0.0012977 | 0.0014014 | 0.0015137 | 0.0016352 | 0.0017669 | 0.0019095 | 2.28 | 2.3 | 2.33 | 2.353 | 2.366 | 2.386 | 2.413 | 2.456 | 2.48 | 2.48 | 2.48 | 2.48 | 2.48 | 2.48 | 2.48 | 2.48 | 2.48 | 2.48 | 2.48 | 2.48 | 1220.4658 | 50.4674 | 7.4669e-05 | 3121.0624 | 1768.4634 | 96.7884 | 4.0435 | 1270.9332 | 100.8319 | 1170.1013 | -598.3621 | FALSE
| 60417438 | GL012 | GL | 22KV | 674.64 | 0 | 37042.7803 | 100% | Single phase | 44.74 | 0.0041237 | 0.0044352 | 0.0047715 | 0.0051347 | 0.0055271 | 0.0059509 | 0.0064089 | 0.0069038 | 0.0074386 | 0.0080167 | 0.0086417 | 0.0093174 | 0.010048 | 0.010838 | 0.011693 | 0.012617 | 0.013617 | 0.0147 | 0.01587 | 0.017138 | 2.28 | 2.3 | 2.33 | 2.353 | 2.366 | 2.386 | 2.413 | 2.456 | 2.48 | 2.48 | 2.48 | 2.48 | 2.48 | 2.48 | 2.48 | 2.48 | 2.48 | 2.48 | 2.48 | 2.48 | 11023.9767 | 4408.903 | 0.00072211 | 30183.3936 | 17102.5827 | 936.0281 | 378.1742 | 15432.8796 | 1314.2023 | 14118.6773 | -2983.9054 | FALSE
| 60417453 | GL012 | GL | 22KV | 18.66 | 0 | 37042.7803 | 100% | Three phase | 97.13 | 0.0001801 | 0.00019425 | 0.00020957 | 0.00022614 | 0.00024408 | 0.00026351 | 0.00028454 | 0.00030731 | 0.00033198 | 0.00035869 | 0.00038763 | 0.00041898 | 0.00045295 | 0.00048976 | 0.00052965 | 0.00057289 | 0.00061158 | 0.00061158 | 0.00061158 | 0.00061158 | 2.28 | 2.3 | 2.33 | 2.353 | 2.366 | 2.386 | 2.413 | 2.456 | 2.48 | 2.48 | 2.48 | 2.48 | 2.48 | 2.48 | 2.48 | 2.48 | 2.48 | 2.48 | 2.48 | 2.48 | 478.3824 | 11.4908 | 1.9973e-05 | 1812.4458 | 1026.9721 | 25.8898 | 0.6281 | 489.8732 | 26.5179 | 463.3553 | -563.6168 | FALSE
| 60417471 | GL012 | GL | 22KV | 1437.11 | 0 | 37042.7803 | 100% | Three phase | 97.13 | 0.0071593 | 0.0076946 | 0.0082724 | 0.0088963 | 0.0095699 | 0.010297 | 0.011083 | 0.011932 | 0.012849 | 0.013841 | 0.014912 | 0.01607 | 0.017322 | 0.018675 | 0.020139 | 0.021722 | 0.023434 | 0.025287 | 0.02729 | 0.029459 | 2.28 | 2.3 | 2.33 | 2.353 | 2.366 | 2.386 | 2.413 | 2.456 | 2.48 | 2.48 | 2.48 | 2.48 | 2.48 | 2.48 | 2.48 | 2.48 | 2.48 | 2.48 | 2.48 | 2.48 | 19019.4612 | 35179.8168 | 0.0015382 | 139586.4943 | 79092.8149 | 1993.9158 | 3725.5048 | 54199.2781 | 5719.4206 | 48479.8575 | -30612.9574 | FALSE
| 60417484 | GL012 | GL | 22KV | 630.51 | 0 | 37042.7803 | 100% | Single phase | 44.74 | 0.0048234 | 0.0051979 | 0.005603 | 0.0060412 | 0.0065153 | 0.0070283 | 0.0075834 | 0.0081843 | 0.0088348 | 0.0095391 | 0.010302 | 0.011127 | 0.012022 | 0.01299 | 0.01404 | 0.015177 | 0.016409 | 0.017743 | 0.01919 | 0.020665 | 2.28 | 2.3 | 2.33 | 2.353 | 2.366 | 2.386 | 2.413 | 2.456 | 2.48 | 2.48 | 2.48 | 2.48 | 2.48 | 2.48 | 2.48 | 2.48 | 2.48 | 2.48 | 2.48 | 2.48 | 13158.0645 | 4917.1301 | 0.00067488 | 28209.0174 | 15983.8572 | 874.8 | 330.3176 | 18075.1946 | 1205.1176 | 16870.077 | 886.2199 | TRUE
| 60417490 | GL012 | GL | 22KV | 32.28 | 0 | 37042.7803 | 100% | Three phase | 97.13 | 0.00031196 | 0.00034176 | 0.00037455 | 0.00041062 | 0.00045031 | 0.00049399 | 0.00054207 | 0.00059501 | 0.0006533 | 0.0007175 | 0.00078822 | 0.00086613 | 0.00095198 | 0.0010466 | 0.001058 | 0.001058 | 0.001058 | 0.001058 | 0.001058 | 0.001058 | 2.28 | 2.3 | 2.33 | 2.353 | 2.366 | 2.386 | 2.413 | 2.456 | 2.48 | 2.48 | 2.48 | 2.48 | 2.48 | 2.48 | 2.48 | 2.48 | 2.48 | 2.48 | 2.48 | 2.48 | 904.6272 | 37.5654 | 3.4551e-05 | 3135.3564 | 1776.5627 | 44.7868 | 1.8796 | 942.1926 | 46.6665 | 895.5261 | -881.0366 | FALSE
| 60417496 | GL012 | GL | 22KV | 2180.8 | 0 | 37042.7803 | 100% | Covered | 390 | 0.017422 | 0.018807 | 0.020307 | 0.021933 | 0.023695 | 0.025604 | 0.027675 | 0.029919 | 0.032353 | 0.034993 | 0.037857 | 0.040963 | 0.044333 | 0.047989 | 0.051957 | 0.056264 | 0.060938 | 0.066012 | 0.071475 | 0.071475 | 2.28 | 2.3 | 2.33 | 2.353 | 2.366 | 2.386 | 2.413 | 2.456 | 2.48 | 2.48 | 2.48 | 2.48 | 2.48 | 2.48 | 2.48 | 2.48 | 2.48 | 2.48 | 2.48 | 2.48 | 48175.6468 | 542731.6213 | 0.0023343 | 850512 | 481919.0315 | 3025.7472 | 34446.7298 | 590907.2681 | 37472.477 | 553434.7911 | 71515.7596 | TRUE
| 60417497 | GL012 | GL | 22KV | 34.12 | 0 | 37042.7803 | 100% | Covered | 390 | 0.00027258 | 0.00029424 | 0.00031772 | 0.00034315 | 0.00037072 | 0.0004006 | 0.00043299 | 0.00046811 | 0.00050619 | 0.00054749 | 0.00059229 | 0.00064089 | 0.00069361 | 0.00075082 | 0.0008129 | 0.00088028 | 0.00095341 | 0.0010328 | 0.0011183 | 0.0011183 | 2.28 | 2.3 | 2.33 | 2.353 | 2.366 | 2.386 | 2.413 | 2.456 | 2.48 | 2.48 | 2.48 | 2.48 | 2.48 | 2.48 | 2.48 | 2.48 | 2.48 | 2.48 | 2.48 | 2.48 | 753.7386 | 132.853 | 3.6521e-05 | 13306.8 | 7539.9291 | 47.3397 | 8.4321 | 886.5916 | 55.7718 | 830.8198 | -6709.1093 | FALSE
| 60417502 | GL012 | GL | 22KV | 2641.43 | 0 | 37042.7803 | 100% | Three phase | 97.13 | 0.023444 | 0.025182 | 0.027055 | 0.029073 | 0.031249 | 0.033595 | 0.036124 | 0.038851 | 0.041792 | 0.044963 | 0.048385 | 0.052076 | 0.056058 | 0.060354 | 0.064991 | 0.069995 | 0.075395 | 0.081224 | 0.086572 | 0.086572 | 2.28 | 2.3 | 2.33 | 2.353 | 2.366 | 2.386 | 2.413 | 2.456 | 2.48 | 2.48 | 2.48 | 2.48 | 2.48 | 2.48 | 2.48 | 2.48 | 2.48 | 2.48 | 2.48 | 2.48 | 61172.9226 | 208019.4123 | 0.0028273 | 256562.0959 | 145373.7946 | 3664.8475 | 12585.8721 | 269192.3348 | 16250.7196 | 252941.6152 | 107567.8206 | TRUE
| 60417503 | GL012 | GL | 22KV | 467.83 | 0 | 37042.7803 | 100% | Three phase | 97.13 | 0.0041522 | 0.00446 | 0.0047917 | 0.0051492 | 0.0055346 | 0.00595 | 0.0063979 | 0.0068809 | 0.0074018 | 0.0079636 | 0.0085695 | 0.0092233 | 0.0099285 | 0.01069 | 0.011511 | 0.012397 | 0.013353 | 0.014386 | 0.015333 | 0.015333 | 2.28 | 2.3 | 2.33 | 2.353 | 2.366 | 2.386 | 2.413 | 2.456 | 2.48 | 2.48 | 2.48 | 2.48 | 2.48 | 2.48 | 2.48 | 2.48 | 2.48 | 2.48 | 2.48 | 2.48 | 10834.483 | 6525.3196 | 0.00050075 | 45440.3279 | 25747.5013 | 649.0899 | 394.8037 | 17359.8026 | 1043.8937 | 16315.9089 | -9431.5923 | FALSE
| 60417508 | GL012 | GL | 22KV | 590.91 | 0 | 37042.7803 | 100% | Single phase | 44.74 | 0.0047207 | 0.0050959 | 0.0055024 | 0.0059429 | 0.0064203 | 0.0069377 | 0.0074987 | 0.0081069 | 0.0087665 | 0.0094818 | 0.010258 | 0.011099 | 0.012012 | 0.013003 | 0.014078 | 0.015245 | 0.016512 | 0.017887 | 0.019367 | 0.019367 | 2.28 | 2.3 | 2.33 | 2.353 | 2.366 | 2.386 | 2.413 | 2.456 | 2.48 | 2.48 | 2.48 | 2.48 | 2.48 | 2.48 | 2.48 | 2.48 | 2.48 | 2.48 | 2.48 | 2.48 | 13053.6828 | 4571.1713 | 0.00063249 | 26437.3134 | 14979.9703 | 819.8571 | 290.1285 | 17624.8541 | 1109.9856 | 16514.8686 | 1534.8983 | TRUE
| 60417511 | GL012 | GL | 22KV | 557.67 | 0 | 37042.7803 | 100% | Covered | 390 | 0.0046567 | 0.0050186 | 0.00541 | 0.0058334 | 0.0062915 | 0.0067871 | 0.0073233 | 0.0079037 | 0.008532 | 0.009212 | 0.0099483 | 0.010746 | 0.011609 | 0.012544 | 0.013557 | 0.014654 | 0.015842 | 0.01713 | 0.018278 | 0.018278 | 2.28 | 2.3 | 2.33 | 2.353 | 2.366 | 2.386 | 2.413 | 2.456 | 2.48 | 2.48 | 2.48 | 2.48 | 2.48 | 2.48 | 2.48 | 2.48 | 2.48 | 2.48 | 2.48 | 2.48 | 12614.4934 | 36348.5415 | 0.00059691 | 217491.3 | 123235.4119 | 773.7383 | 2252.5316 | 48963.0349 | 3026.2698 | 45936.7651 | -77298.6469 | FALSE
| 60417513 | GL012 | GL | 22KV | 27.15 | 0 | 37042.7803 | 100% | Single phase | 44.74 | 0.00027384 | 0.00029461 | 0.00031701 | 0.0003412 | 0.0003673 | 0.00039549 | 0.00042592 | 0.00045878 | 0.00049427 | 0.00053261 | 0.00057401 | 0.00061875 | 0.00066708 | 0.0007193 | 0.00077573 | 0.00083672 | 0.00088983 | 0.00088983 | 0.00088983 | 0.00088983 | 2.28 | 2.3 | 2.33 | 2.353 | 2.366 | 2.386 | 2.413 | 2.456 | 2.48 | 2.48 | 2.48 | 2.48 | 2.48 | 2.48 | 2.48 | 2.48 | 2.48 | 2.48 | 2.48 | 2.48 | 707.3665 | 11.3907 | 2.906e-05 | 1214.691 | 688.271 | 37.6692 | 0.61247 | 718.7573 | 38.2817 | 680.4756 | -7.7954 | FALSE
| 60417514 | GL012 | GL | 22KV | 1743.17 | 0 | 37042.7803 | 100% | Single phase | 44.74 | 0.017582 | 0.018915 | 0.020354 | 0.021907 | 0.023583 | 0.025392 | 0.027346 | 0.029456 | 0.031735 | 0.034196 | 0.036855 | 0.039727 | 0.04283 | 0.046183 | 0.049806 | 0.053722 | 0.057132 | 0.057132 | 0.057132 | 0.057132 | 2.28 | 2.3 | 2.33 | 2.353 | 2.366 | 2.386 | 2.413 | 2.456 | 2.48 | 2.48 | 2.48 | 2.48 | 2.48 | 2.48 | 2.48 | 2.48 | 2.48 | 2.48 | 2.48 | 2.48 | 45416.5775 | 46956.1129 | 0.0018658 | 77989.4258 | 44190.5447 | 2418.5582 | 2524.8012 | 92372.6903 | 4943.3594 | 87429.3309 | 43238.7862 | TRUE
| 60417515 | GL012 | GL | 22KV | 720.18 | 0 | 37042.7803 | 100% | Covered | 390 | 0.0057534 | 0.0062107 | 0.0067061 | 0.007243 | 0.0078248 | 0.0084555 | 0.0091392 | 0.0098805 | 0.010684 | 0.011556 | 0.012502 | 0.013527 | 0.01464 | 0.015848 | 0.017158 | 0.01858 | 0.020124 | 0.0218 | 0.023604 | 0.023604 | 2.28 | 2.3 | 2.33 | 2.353 | 2.366 | 2.386 | 2.413 | 2.456 | 2.48 | 2.48 | 2.48 | 2.48 | 2.48 | 2.48 | 2.48 | 2.48 | 2.48 | 2.48 | 2.48 | 2.48 | 15909.3623 | 59188.2585 | 0.00077086 | 280870.2 | 159147.3075 | 999.2125 | 3756.6301 | 75097.6208 | 4755.8426 | 70341.7782 | -88805.5293 | FALSE
| 60417516 | GL012 | GL | 22KV | 1145.61 | 0 | 37042.7803 | 100% | Covered | 390 | 0.0091521 | 0.0098795 | 0.010668 | 0.011522 | 0.012447 | 0.01345 | 0.014538 | 0.015717 | 0.016996 | 0.018383 | 0.019887 | 0.021518 | 0.023289 | 0.02521 | 0.027294 | 0.029556 | 0.032012 | 0.034677 | 0.037547 | 0.037547 | 2.28 | 2.3 | 2.33 | 2.353 | 2.366 | 2.386 | 2.413 | 2.456 | 2.48 | 2.48 | 2.48 | 2.48 | 2.48 | 2.48 | 2.48 | 2.48 | 2.48 | 2.48 | 2.48 | 2.48 | 25307.4572 | 149770.7624 | 0.0012262 | 446787.9 | 253159.9696 | 1589.4746 | 9505.8271 | 175078.2196 | 11095.3018 | 163982.9179 | -89177.0517 | FALSE
| 60417542 | GL012 | GL | 22KV | 1409.56 | 0 | 37042.7803 | 100% | Covered | 390 | 0.017468 | 0.018802 | 0.020241 | 0.021795 | 0.023473 | 0.025284 | 0.027241 | 0.029354 | 0.031636 | 0.034102 | 0.036766 | 0.039644 | 0.042754 | 0.046116 | 0.046198 | 0.046198 | 0.046198 | 0.046198 | 0.046198 | 0.046198 | 2.28 | 2.3 | 2.33 | 2.353 | 2.366 | 2.386 | 2.413 | 2.456 | 2.48 | 2.48 | 2.48 | 2.48 | 2.48 | 2.48 | 2.48 | 2.48 | 2.48 | 2.48 | 2.48 | 2.48 | 42545.8782 | 310342.4655 | 0.0015087 | 549728.4 | 311488.3483 | 1955.6916 | 14390.7509 | 352888.3436 | 16346.4425 | 336541.9011 | 25053.5528 | TRUE
| 60417574 | GL012 | GL | 22KV | 992.65 | 0 | 37042.7803 | 100% | Single phase | 44.74 | 0.012352 | 0.013322 | 0.014372 | 0.015507 | 0.016736 | 0.018066 | 0.019505 | 0.021062 | 0.022748 | 0.024574 | 0.02655 | 0.02869 | 0.031008 | 0.032534 | 0.032534 | 0.032534 | 0.032534 | 0.032534 | 0.032534 | 0.032534 | 2.28 | 2.3 | 2.33 | 2.353 | 2.366 | 2.386 | 2.413 | 2.456 | 2.48 | 2.48 | 2.48 | 2.48 | 2.48 | 2.48 | 2.48 | 2.48 | 2.48 | 2.48 | 2.48 | 2.48 | 30295.1457 | 17852.1487 | 0.0010625 | 44411.161 | 25164.3524 | 1377.2505 | 818.7286 | 48147.2944 | 2195.9792 | 45951.3152 | 20786.9628 | TRUE
| 60417599 | GL012 | GL | 22KV | 263.48 | 0 | 37042.7803 | 100% | Single phase | 44.74 | 0.0025095 | 0.0027091 | 0.0029254 | 0.0031598 | 0.0034137 | 0.0036888 | 0.003987 | 0.0043103 | 0.0046607 | 0.0050407 | 0.0054527 | 0.0058995 | 0.0063841 | 0.0069097 | 0.00748 | 0.0080987 | 0.0086355 | 0.0086355 | 0.0086355 | 0.0086355 | 2.28 | 2.3 | 2.33 | 2.353 | 2.366 | 2.386 | 2.413 | 2.456 | 2.48 | 2.48 | 2.48 | 2.48 | 2.48 | 2.48 | 2.48 | 2.48 | 2.48 | 2.48 | 2.48 | 2.48 | 6728.7928 | 1051.1062 | 0.00028202 | 11788.0952 | 6679.3971 | 365.5649 | 57.6824 | 7779.899 | 423.2472 | 7356.6518 | 677.2547 | TRUE
| 60417607 | GL012 | GL | 22KV | 3056.59 | 0 | 37042.7803 | 100% | Three phase | 97.13 | 0.015227 | 0.016366 | 0.017595 | 0.018921 | 0.020354 | 0.021902 | 0.023573 | 0.025379 | 0.027329 | 0.029438 | 0.031716 | 0.034179 | 0.036842 | 0.039721 | 0.042834 | 0.046201 | 0.049843 | 0.053782 | 0.058044 | 0.062656 | 2.28 | 2.3 | 2.33 | 2.353 | 2.366 | 2.386 | 2.413 | 2.456 | 2.48 | 2.48 | 2.48 | 2.48 | 2.48 | 2.48 | 2.48 | 2.48 | 2.48 | 2.48 | 2.48 | 2.48 | 40452.5019 | 159143.1416 | 0.0032717 | 296886.5867 | 168222.5487 | 4240.8606 | 16853.0876 | 199595.6435 | 21093.9482 | 178501.6953 | 10279.1466 | TRUE
| 60417611 | GL012 | GL | 22KV | 197.54 | 0 | 37042.7803 | 100% | Three phase | 97.13 | 0.0017228 | 0.0018598 | 0.0020082 | 0.002169 | 0.0023433 | 0.0025322 | 0.0027369 | 0.0029589 | 0.0031995 | 0.0034605 | 0.0037435 | 0.0040504 | 0.0043834 | 0.0047446 | 0.0051366 | 0.0055619 | 0.0060234 | 0.0064743 | 0.0064743 | 0.0064743 | 2.28 | 2.3 | 2.33 | 2.353 | 2.366 | 2.386 | 2.413 | 2.456 | 2.48 | 2.48 | 2.48 | 2.48 | 2.48 | 2.48 | 2.48 | 2.48 | 2.48 | 2.48 | 2.48 | 2.48 | 4704.2208 | 1195.7762 | 0.00021144 | 19187.0602 | 10871.8154 | 274.0765 | 70.3907 | 5899.997 | 344.4672 | 5555.5298 | -5316.2856 | FALSE
| 60417618 | GL012 | GL | 22KV | 16.7 | 0 | 37042.7803 | 100% | Three phase | 97.13 | 0.00016139 | 0.00017681 | 0.00019377 | 0.00021243 | 0.00023296 | 0.00025556 | 0.00028044 | 0.00030783 | 0.00033798 | 0.0003712 | 0.00040779 | 0.00044809 | 0.00049251 | 0.00054145 | 0.00054734 | 0.00054734 | 0.00054734 | 0.00054734 | 0.00054734 | 0.00054734 | 2.28 | 2.3 | 2.33 | 2.353 | 2.366 | 2.386 | 2.413 | 2.456 | 2.48 | 2.48 | 2.48 | 2.48 | 2.48 | 2.48 | 2.48 | 2.48 | 2.48 | 2.48 | 2.48 | 2.48 | 468.0073 | 10.0543 | 1.7875e-05 | 1622.071 | 919.1015 | 23.1704 | 0.50308 | 478.0616 | 23.6735 | 454.3881 | -464.7134 | FALSE
| 60417619 | GL012 | GL | 22KV | 138.86 | 0 | 37042.7803 | 100% | Three phase | 97.13 | 0.001342 | 0.0014702 | 0.0016112 | 0.0017664 | 0.0019371 | 0.002125 | 0.0023318 | 0.0025596 | 0.0028103 | 0.0030865 | 0.0033907 | 0.0037259 | 0.0040952 | 0.0045021 | 0.0045511 | 0.0045511 | 0.0045511 | 0.0045511 | 0.0045511 | 0.0045511 | 2.28 | 2.3 | 2.33 | 2.353 | 2.366 | 2.386 | 2.413 | 2.456 | 2.48 | 2.48 | 2.48 | 2.48 | 2.48 | 2.48 | 2.48 | 2.48 | 2.48 | 2.48 | 2.48 | 2.48 | 3891.4665 | 695.1439 | 0.00014863 | 13487.4718 | 7642.3018 | 192.6611 | 34.7824 | 4586.6104 | 227.4435 | 4359.167 | -3283.1348 | FALSE
| 60417658 | GL012 | GL | 22KV | 433.83 | 0 | 37042.7803 | 100% | Single phase | 44.74 | 0.0037835 | 0.0040844 | 0.0044104 | 0.0047636 | 0.0051463 | 0.0055611 | 0.0060107 | 0.0064982 | 0.0070267 | 0.0075998 | 0.0082213 | 0.0088954 | 0.0096266 | 0.01042 | 0.011281 | 0.012215 | 0.013228 | 0.014219 | 0.014219 | 0.014219 | 2.28 | 2.3 | 2.33 | 2.353 | 2.366 | 2.386 | 2.413 | 2.456 | 2.48 | 2.48 | 2.48 | 2.48 | 2.48 | 2.48 | 2.48 | 2.48 | 2.48 | 2.48 | 2.48 | 2.48 | 10331.2348 | 2656.5718 | 0.00046436 | 19409.5542 | 10997.8855 | 601.9167 | 156.382 | 12987.8065 | 758.2987 | 12229.5078 | 1231.6224 | TRUE
| 60417659 | GL012 | GL | 22KV | 309.43 | 0 | 37042.7803 | 100% | Single phase | 44.74 | 0.0026986 | 0.0029132 | 0.0031457 | 0.0033976 | 0.0036706 | 0.0039665 | 0.0042872 | 0.0046348 | 0.0050118 | 0.0054205 | 0.0058638 | 0.0063446 | 0.0068662 | 0.0074321 | 0.008046 | 0.0087122 | 0.0094352 | 0.010141 | 0.010141 | 0.010141 | 2.28 | 2.3 | 2.33 | 2.353 | 2.366 | 2.386 | 2.413 | 2.456 | 2.48 | 2.48 | 2.48 | 2.48 | 2.48 | 2.48 | 2.48 | 2.48 | 2.48 | 2.48 | 2.48 | 2.48 | 7368.7711 | 1351.4726 | 0.0003312 | 13843.8982 | 7844.2609 | 429.3181 | 79.5559 | 8720.2437 | 508.874 | 8211.3696 | 367.1087 | TRUE
| 60417684 | GL012 | GL | 22KV | 275.53 | 0 | 37042.7803 | 100% | Single phase | 44.74 | 0.002403 | 0.0025941 | 0.0028011 | 0.0030254 | 0.0032685 | 0.0035319 | 0.0038175 | 0.0041271 | 0.0044627 | 0.0048267 | 0.0052214 | 0.0056495 | 0.006114 | 0.0066178 | 0.0071645 | 0.0077577 | 0.0084015 | 0.0090304 | 0.0090304 | 0.0090304 | 2.28 | 2.3 | 2.33 | 2.353 | 2.366 | 2.386 | 2.413 | 2.456 | 2.48 | 2.48 | 2.48 | 2.48 | 2.48 | 2.48 | 2.48 | 2.48 | 2.48 | 2.48 | 2.48 | 2.48 | 6561.476 | 1071.5691 | 0.00029492 | 12327.2122 | 6984.8728 | 382.2836 | 63.0791 | 7633.045 | 445.3627 | 7187.6823 | 202.8095 | TRUE
| 60417707 | GL012 | GL | 22KV | 359.22 | 0 | 37042.7803 | 100% | Covered | 390 | 0.0028698 | 0.0030978 | 0.003345 | 0.0036127 | 0.003903 | 0.0042175 | 0.0045585 | 0.0049283 | 0.0053292 | 0.0057641 | 0.0062357 | 0.0067474 | 0.0073025 | 0.0079048 | 0.0085584 | 0.0092677 | 0.010038 | 0.010873 | 0.011773 | 0.011773 | 2.28 | 2.3 | 2.33 | 2.353 | 2.366 | 2.386 | 2.413 | 2.456 | 2.48 | 2.48 | 2.48 | 2.48 | 2.48 | 2.48 | 2.48 | 2.48 | 2.48 | 2.48 | 2.48 | 2.48 | 7935.4621 | 14725.6497 | 0.0003845 | 140095.8 | 79381.3988 | 498.3992 | 934.6249 | 22661.1119 | 1433.0241 | 21228.0878 | -58153.311 | FALSE
| 60417724 | GL012 | GL | 22KV | 3880.13 | 0 | 37042.7803 | 100% | Covered | 390 | 0.030998 | 0.033461 | 0.036131 | 0.039023 | 0.042158 | 0.045556 | 0.049239 | 0.053233 | 0.057564 | 0.062261 | 0.067355 | 0.072882 | 0.078878 | 0.085384 | 0.092443 | 0.10011 | 0.10842 | 0.11745 | 0.12717 | 0.12717 | 2.28 | 2.3 | 2.33 | 2.353 | 2.366 | 2.386 | 2.413 | 2.456 | 2.48 | 2.48 | 2.48 | 2.48 | 2.48 | 2.48 | 2.48 | 2.48 | 2.48 | 2.48 | 2.48 | 2.48 | 85715.2295 | 1718090.3623 | 0.0041532 | 1513250.7 | 857441.5314 | 5383.4797 | 109045.7826 | 1803805.5918 | 114429.2623 | 1689376.3294 | 831934.798 | TRUE
| 60417725 | GL012 | GL | 22KV | 680.41 | 0 | 37042.7803 | 100% | Single phase | 44.74 | 0.0054357 | 0.0058677 | 0.0063358 | 0.006843 | 0.0073927 | 0.0079886 | 0.0086345 | 0.0093348 | 0.010094 | 0.010918 | 0.011811 | 0.01278 | 0.013832 | 0.014973 | 0.016211 | 0.017554 | 0.019013 | 0.020596 | 0.0223 | 0.0223 | 2.28 | 2.3 | 2.33 | 2.353 | 2.366 | 2.386 | 2.413 | 2.456 | 2.48 | 2.48 | 2.48 | 2.48 | 2.48 | 2.48 | 2.48 | 2.48 | 2.48 | 2.48 | 2.48 | 2.48 | 15030.8106 | 6060.7476 | 0.00072829 | 30441.5434 | 17248.8561 | 944.0337 | 384.6707 | 21091.5582 | 1328.7044 | 19762.8539 | 2513.9978 | TRUE
| 60417727 | GL012 | GL | 22KV | 1059.7 | 0 | 37042.7803 | 100% | Covered | 390 | 0.0084658 | 0.0091386 | 0.0098676 | 0.010658 | 0.011514 | 0.012442 | 0.013448 | 0.014538 | 0.015721 | 0.017004 | 0.018395 | 0.019905 | 0.021542 | 0.023319 | 0.025247 | 0.02734 | 0.029611 | 0.032077 | 0.034731 | 0.034731 | 2.28 | 2.3 | 2.33 | 2.353 | 2.366 | 2.386 | 2.413 | 2.456 | 2.48 | 2.48 | 2.48 | 2.48 | 2.48 | 2.48 | 2.48 | 2.48 | 2.48 | 2.48 | 2.48 | 2.48 | 23409.6354 | 128150.2086 | 0.0011343 | 413283 | 234175.3474 | 1470.279 | 8133.5884 | 151559.844 | 9603.8673 | 141955.9767 | -92219.3707 | FALSE
| 60417741 | GL013 | GL | 22KV | 261.54 | 0 | 37042.7803 | 100% | Three phase | 97.13 | 0.0024223 | 0.0026232 | 0.0028414 | 0.0030787 | 0.0033366 | 0.003617 | 0.003922 | 0.0042536 | 0.0046143 | 0.0050068 | 0.0054337 | 0.0058983 | 0.0064039 | 0.0069543 | 0.0075533 | 0.0082054 | 0.0085719 | 0.0085719 | 0.0085719 | 0.0085719 | 4.326 | 4.396 | 4.482 | 4.555 | 4.605 | 4.661 | 4.73 | 4.843 | 4.906 | 4.906 | 4.906 | 4.906 | 4.906 | 4.906 | 4.906 | 4.906 | 4.906 | 4.906 | 4.906 | 4.906 | 13132.9361 | 2246.8603 | 0.00027994 | 25403.3802 | 14394.1207 | 710.66 | 123.3904 | 15379.7964 | 834.0504 | 14545.746 | 151.6253 | TRUE
| 60417742 | GL013 | GL | 22KV | 177.34 | 0 | 37042.7803 | 100% | Three phase | 97.13 | 0.0017234 | 0.0018653 | 0.0020194 | 0.0021868 | 0.0023686 | 0.0025662 | 0.0027809 | 0.0030142 | 0.0032679 | 0.0035437 | 0.0038435 | 0.0041695 | 0.0045241 | 0.0049097 | 0.0053292 | 0.0057856 | 0.0058123 | 0.0058123 | 0.0058123 | 0.0058123 | 4.326 | 4.396 | 4.482 | 4.555 | 4.605 | 4.661 | 4.73 | 4.843 | 4.906 | 4.906 | 4.906 | 4.906 | 4.906 | 4.906 | 4.906 | 4.906 | 4.906 | 4.906 | 4.906 | 4.906 | 9196.4184 | 1067.149 | 0.00018982 | 17225.0342 | 9760.0878 | 481.8707 | 56.7307 | 10263.5674 | 538.6014 | 9724.966 | -35.1218 | FALSE
| 60417751 | GL013 | GL | 22KV | 24.74 | 0 | 37042.7803 | 100% | Three phase | 97.13 | 0.00023827 | 0.00025671 | 0.00027665 | 0.0002982 | 0.0003215 | 0.0003467 | 0.00037395 | 0.00040342 | 0.00043531 | 0.00046981 | 0.00050713 | 0.00054752 | 0.00059123 | 0.00063855 | 0.00068976 | 0.0007452 | 0.00080522 | 0.00081085 | 0.00081085 | 0.00081085 | 4.326 | 4.396 | 4.482 | 4.555 | 4.605 | 4.661 | 4.73 | 4.843 | 4.906 | 4.906 | 4.906 | 4.906 | 4.906 | 4.906 | 4.906 | 4.906 | 4.906 | 4.906 | 4.906 | 4.906 | 1236.0325 | 20.0157 | 2.6481e-05 | 2402.9962 | 1361.5911 | 67.2239 | 1.1041 | 1256.0483 | 68.328 | 1187.7203 | -173.8708 | FALSE
| 60417752 | GL013 | GL | 22KV | 401.09 | 0 | 37042.7803 | 100% | Three phase | 97.13 | 0.0038628 | 0.0041618 | 0.004485 | 0.0048344 | 0.0052122 | 0.0056207 | 0.0060625 | 0.0065404 | 0.0070573 | 0.0076166 | 0.0082217 | 0.0088766 | 0.0095852 | 0.010352 | 0.011183 | 0.012081 | 0.013054 | 0.013146 | 0.013146 | 0.013146 | 4.326 | 4.396 | 4.482 | 4.555 | 4.605 | 4.661 | 4.73 | 4.843 | 4.906 | 4.906 | 4.906 | 4.906 | 4.906 | 4.906 | 4.906 | 4.906 | 4.906 | 4.906 | 4.906 | 4.906 | 20038.8147 | 5260.8525 | 0.00042931 | 38957.8717 | 22074.3973 | 1089.8472 | 290.1942 | 25299.6672 | 1380.0414 | 23919.6258 | 1845.2285 | TRUE
| 60417756 | GL013 | GL | 22KV | 119.78 | 0 | 37042.7803 | 100% | Three phase | 97.13 | 0.0015189 | 0.0016539 | 0.0018014 | 0.0019625 | 0.0021386 | 0.0023311 | 0.0025415 | 0.0027715 | 0.0030231 | 0.0032981 | 0.003599 | 0.0039258 | 0.0039258 | 0.0039258 | 0.0039258 | 0.0039258 | 0.0039258 | 0.0039258 | 0.0039258 | 0.0039258 | 4.326 | 4.396 | 4.482 | 4.555 | 4.605 | 4.661 | 4.73 | 4.843 | 4.906 | 4.906 | 4.906 | 4.906 | 4.906 | 4.906 | 4.906 | 4.906 | 4.906 | 4.906 | 4.906 | 4.906 | 7529.0572 | 591.1921 | 0.00012821 | 11634.2314 | 6592.2145 | 325.4678 | 25.8806 | 8120.2493 | 351.3484 | 7768.9009 | 1176.6864 | TRUE
| 60417759 | GL013 | GL | 22KV | 17.09 | 0 | 37042.7803 | 100% | Three phase | 97.13 | 0.00016608 | 0.00017976 | 0.00019461 | 0.00021074 | 0.00022826 | 0.0002473 | 0.00026799 | 0.00029048 | 0.00031492 | 0.0003415 | 0.00037039 | 0.00040181 | 0.00043598 | 0.00047314 | 0.00051357 | 0.00055755 | 0.00056012 | 0.00056012 | 0.00056012 | 0.00056012 | 4.326 | 4.396 | 4.482 | 4.555 | 4.605 | 4.661 | 4.73 | 4.843 | 4.906 | 4.906 | 4.906 | 4.906 | 4.906 | 4.906 | 4.906 | 4.906 | 4.906 | 4.906 | 4.906 | 4.906 | 886.2456 | 9.9105 | 1.8293e-05 | 1659.9517 | 940.5656 | 46.4372 | 0.52685 | 896.1561 | 46.964 | 849.192 | -91.3735 | FALSE
| 60417760 | GL013 | GL | 22KV | 145.29 | 0 | 37042.7803 | 100% | Three phase | 97.13 | 0.001412 | 0.0015282 | 0.0016544 | 0.0017916 | 0.0019405 | 0.0021024 | 0.0022783 | 0.0024695 | 0.0026773 | 0.0029032 | 0.0031489 | 0.003416 | 0.0037065 | 0.0040224 | 0.0043661 | 0.0047399 | 0.0047618 | 0.0047618 | 0.0047618 | 0.0047618 | 4.326 | 4.396 | 4.482 | 4.555 | 4.605 | 4.661 | 4.73 | 4.843 | 4.906 | 4.906 | 4.906 | 4.906 | 4.906 | 4.906 | 4.906 | 4.906 | 4.906 | 4.906 | 4.906 | 4.906 | 7534.3838 | 716.2805 | 0.00015551 | 14112.0177 | 7996.1834 | 394.784 | 38.0782 | 8250.6643 | 432.8622 | 7817.8021 | -178.3812 | FALSE
| 60417763 | GL013 | GL | 22KV | 17.39 | 0 | 37042.7803 | 100% | Three phase | 97.13 | 0.00013217 | 0.00014471 | 0.0001585 | 0.00017367 | 0.00019036 | 0.00020873 | 0.00022894 | 0.0002512 | 0.0002757 | 0.00030269 | 0.00033242 | 0.00036516 | 0.00040125 | 0.00044101 | 0.00048484 | 0.00053315 | 0.00056995 | 0.00056995 | 0.00056995 | 0.00056995 | 4.326 | 4.396 | 4.482 | 4.555 | 4.605 | 4.661 | 4.73 | 4.843 | 4.906 | 4.906 | 4.906 | 4.906 | 4.906 | 4.906 | 4.906 | 4.906 | 4.906 | 4.906 | 4.906 | 4.906 | 813.0807 | 9.2325 | 1.8614e-05 | 1689.0907 | 957.0764 | 47.2523 | 0.54551 | 822.3132 | 47.7979 | 774.5154 | -182.561 | FALSE
| 60417766 | GL013 | GL | 22KV | 207.94 | 0 | 37042.7803 | 100% | Three phase | 97.13 | 0.002007 | 0.0021647 | 0.0023353 | 0.00252 | 0.00272 | 0.0029364 | 0.0031708 | 0.0034246 | 0.0036994 | 0.0039971 | 0.0043196 | 0.004669 | 0.0050475 | 0.0054577 | 0.0059022 | 0.006384 | 0.0068152 | 0.0068152 | 0.0068152 | 0.0068152 | 4.326 | 4.396 | 4.482 | 4.555 | 4.605 | 4.661 | 4.73 | 4.843 | 4.906 | 4.906 | 4.906 | 4.906 | 4.906 | 4.906 | 4.906 | 4.906 | 4.906 | 4.906 | 4.906 | 4.906 | 10484.7656 | 1426.9285 | 0.00022257 | 20197.2122 | 11444.19 | 565.0174 | 77.9976 | 11911.694 | 643.015 | 11268.6791 | -175.511 | FALSE
| 60417777 | GL013 | GL | 22KV | 109.41 | 0 | 37042.7803 | 100% | Three phase | 97.13 | 0.0010633 | 0.0011508 | 0.0012459 | 0.0013491 | 0.0014613 | 0.0015832 | 0.0017157 | 0.0018596 | 0.0020161 | 0.0021863 | 0.0023712 | 0.0025724 | 0.0027911 | 0.003029 | 0.0032879 | 0.0035694 | 0.0035859 | 0.0035859 | 0.0035859 | 0.0035859 | 4.326 | 4.396 | 4.482 | 4.555 | 4.605 | 4.661 | 4.73 | 4.843 | 4.906 | 4.906 | 4.906 | 4.906 | 4.906 | 4.906 | 4.906 | 4.906 | 4.906 | 4.906 | 4.906 | 4.906 | 5673.7348 | 406.1867 | 0.00011711 | 10626.9933 | 6021.491 | 297.2903 | 21.5933 | 6079.9215 | 318.8836 | 5761.0379 | -260.4531 | FALSE
| 60417779 | GL013 | GL | 22KV | 98.07 | 0 | 37042.7803 | 100% | Three phase | 97.13 | 0.00093394 | 0.0010156 | 0.0011047 | 0.001202 | 0.0013083 | 0.0014243 | 0.001551 | 0.0016894 | 0.0018407 | 0.0020059 | 0.0021865 | 0.0023838 | 0.0025996 | 0.0028354 | 0.0030933 | 0.0032142 | 0.0032142 | 0.0032142 | 0.0032142 | 0.0032142 | 4.326 | 4.396 | 4.482 | 4.555 | 4.605 | 4.661 | 4.73 | 4.843 | 4.906 | 4.906 | 4.906 | 4.906 | 4.906 | 4.906 | 4.906 | 4.906 | 4.906 | 4.906 | 4.906 | 4.906 | 5153.6495 | 330.575 | 0.00010497 | 9525.5391 | 5397.3825 | 266.4771 | 17.3491 | 5484.2245 | 283.8263 | 5200.3983 | -196.9842 | FALSE
| 60417781 | GL013 | GL | 22KV | 302.55 | 0 | 37042.7803 | 100% | Three phase | 97.13 | 0.0028905 | 0.0031016 | 0.0033288 | 0.0035734 | 0.0038368 | 0.0041204 | 0.0044258 | 0.0047547 | 0.0051089 | 0.0054905 | 0.0059016 | 0.0063446 | 0.0068219 | 0.0073363 | 0.0078907 | 0.0084882 | 0.0091323 | 0.0098266 | 0.009916 | 0.009916 | 4.326 | 4.396 | 4.482 | 4.555 | 4.605 | 4.661 | 4.73 | 4.843 | 4.906 | 4.906 | 4.906 | 4.906 | 4.906 | 4.906 | 4.906 | 4.906 | 4.906 | 4.906 | 4.906 | 4.906 | 14555.5145 | 2883.6147 | 0.00032384 | 29386.6815 | 16651.1479 | 822.093 | 165.1199 | 17439.1293 | 987.2129 | 16451.9164 | -199.2315 | FALSE
| 60417783 | GL013 | GL | 22KV | 192.07 | 0 | 37042.7803 | 100% | Three phase | 97.13 | 0.0018504 | 0.0020239 | 0.0022145 | 0.0024239 | 0.0026539 | 0.0029066 | 0.0031843 | 0.0034895 | 0.003825 | 0.0041939 | 0.0045996 | 0.0050458 | 0.0055365 | 0.0060764 | 0.006295 | 0.006295 | 0.006295 | 0.006295 | 0.006295 | 0.006295 | 4.326 | 4.396 | 4.482 | 4.555 | 4.605 | 4.661 | 4.73 | 4.843 | 4.906 | 4.906 | 4.906 | 4.906 | 4.906 | 4.906 | 4.906 | 4.906 | 4.906 | 4.906 | 4.906 | 4.906 | 10485.5556 | 1316.9707 | 0.00020559 | 18655.7591 | 10570.7684 | 521.8952 | 66.5463 | 11802.5263 | 588.4416 | 11214.0848 | 643.3164 | TRUE
| 60417784 | GL013 | GL | 22KV | 23.7 | 0 | 37042.7803 | 100% | Three phase | 97.13 | 0.00022832 | 0.00024974 | 0.00027326 | 0.00029909 | 0.00032747 | 0.00035865 | 0.00039291 | 0.00043058 | 0.00047198 | 0.0005175 | 0.00056756 | 0.00062261 | 0.00068317 | 0.00074979 | 0.00077676 | 0.00077676 | 0.00077676 | 0.00077676 | 0.00077676 | 0.00077676 | 4.326 | 4.396 | 4.482 | 4.555 | 4.605 | 4.661 | 4.73 | 4.843 | 4.906 | 4.906 | 4.906 | 4.906 | 4.906 | 4.906 | 4.906 | 4.906 | 4.906 | 4.906 | 4.906 | 4.906 | 1293.8391 | 20.0518 | 2.5368e-05 | 2301.981 | 1304.3537 | 64.398 | 1.0132 | 1313.8909 | 65.4112 | 1248.4797 | -55.874 | FALSE
| 60417792 | GL013 | GL | 22KV | 28.14 | 0 | 37042.7803 | 100% | Three phase | 97.13 | 0.00027109 | 0.00029652 | 0.00032445 | 0.00035512 | 0.00038882 | 0.00042584 | 0.00046652 | 0.00051124 | 0.0005604 | 0.00061445 | 0.00067388 | 0.00073925 | 0.00081115 | 0.00089025 | 0.00092228 | 0.00092228 | 0.00092228 | 0.00092228 | 0.00092228 | 0.00092228 | 4.326 | 4.396 | 4.482 | 4.555 | 4.605 | 4.661 | 4.73 | 4.843 | 4.906 | 4.906 | 4.906 | 4.906 | 4.906 | 4.906 | 4.906 | 4.906 | 4.906 | 4.906 | 4.906 | 4.906 | 1536.2292 | 28.2687 | 3.012e-05 | 2733.2382 | 1548.7136 | 76.4624 | 1.4284 | 1564.4978 | 77.8908 | 1486.607 | -62.1066 | FALSE
| 60417793 | GL013 | GL | 22KV | 345.64 | 0 | 37042.7803 | 100% | Three phase | 97.13 | 0.0033218 | 0.0035752 | 0.0038487 | 0.0041441 | 0.0044631 | 0.0048077 | 0.00518 | 0.0055822 | 0.0060168 | 0.0064865 | 0.006994 | 0.0075427 | 0.0081358 | 0.008777 | 0.0094703 | 0.01022 | 0.011031 | 0.011328 | 0.011328 | 0.011328 | 4.326 | 4.396 | 4.482 | 4.555 | 4.605 | 4.661 | 4.73 | 4.843 | 4.906 | 4.906 | 4.906 | 4.906 | 4.906 | 4.906 | 4.906 | 4.906 | 4.906 | 4.906 | 4.906 | 4.906 | 17100.9437 | 3869.2743 | 0.00036996 | 33572.0132 | 19022.65 | 939.1777 | 215.5029 | 20970.218 | 1154.6806 | 19815.5374 | 792.8875 | TRUE
| 60417794 | GL013 | GL | 22KV | 24.4 | 0 | 37042.7803 | 100% | Three phase | 97.13 | 0.0002345 | 0.00025239 | 0.00027169 | 0.00029255 | 0.00031507 | 0.0003394 | 0.00036567 | 0.00039407 | 0.00042475 | 0.0004579 | 0.00049374 | 0.00053247 | 0.00057434 | 0.0006196 | 0.00066855 | 0.00072147 | 0.0007787 | 0.0007997 | 0.0007997 | 0.0007997 | 4.326 | 4.396 | 4.482 | 4.555 | 4.605 | 4.661 | 4.73 | 4.843 | 4.906 | 4.906 | 4.906 | 4.906 | 4.906 | 4.906 | 4.906 | 4.906 | 4.906 | 4.906 | 4.906 | 4.906 | 1207.2186 | 19.2824 | 2.6117e-05 | 2369.972 | 1342.8789 | 66.3 | 1.074 | 1226.501 | 67.374 | 1159.127 | -183.7519 | FALSE
| 60417796 | GL013 | GL | 22KV | 254.04 | 0 | 37042.7803 | 100% | Three phase | 97.13 | 0.0021587 | 0.0023639 | 0.0025896 | 0.0028379 | 0.003111 | 0.0034116 | 0.0037423 | 0.0041065 | 0.0045074 | 0.0049489 | 0.0054351 | 0.0059707 | 0.0065608 | 0.007211 | 0.0079276 | 0.0083261 | 0.0083261 | 0.0083261 | 0.0083261 | 0.0083261 | 4.326 | 4.396 | 4.482 | 4.555 | 4.605 | 4.661 | 4.73 | 4.843 | 4.906 | 4.906 | 4.906 | 4.906 | 4.906 | 4.906 | 4.906 | 4.906 | 4.906 | 4.906 | 4.906 | 4.906 | 12861.739 | 2134.735 | 0.00027192 | 24674.9052 | 13981.3505 | 690.2809 | 116.4151 | 14996.4739 | 806.696 | 14189.7779 | 208.4273 | TRUE
| 60417805 | GL014 | GL | 22KV | 49.28 | 0 | 37042.7803 | 100% | Three phase | 97.13 | 0.00047563 | 0.00051301 | 0.00055345 | 0.00059723 | 0.00064461 | 0.00069591 | 0.00075145 | 0.00081159 | 0.00087673 | 0.00094728 | 0.0010237 | 0.0011065 | 0.0011962 | 0.0012934 | 0.0013988 | 0.001513 | 0.0016151 | 0.0016151 | 0.0016151 | 0.0016151 | 4.49 | 4.573 | 4.679 | 4.775 | 4.855 | 4.935 | 5.031 | 5.17 | 5.253 | 5.253 | 5.253 | 5.253 | 5.253 | 5.253 | 5.253 | 5.253 | 5.253 | 5.253 | 5.253 | 5.253 | 2647.5673 | 80.1434 | 5.2748e-05 | 4786.5664 | 2712.1751 | 142.1693 | 4.3807 | 2727.7107 | 146.55 | 2581.1606 | -131.0145 | FALSE
| 60417807 | GL014 | GL | 22KV | 80.43 | 0 | 37042.7803 | 100% | Three phase | 97.13 | 0.00077979 | 0.00084298 | 0.00091153 | 0.00098589 | 0.0010666 | 0.0011541 | 0.0012492 | 0.0013523 | 0.0014643 | 0.0015859 | 0.001718 | 0.0018614 | 0.0020171 | 0.0021863 | 0.0023701 | 0.0025698 | 0.0026361 | 0.0026361 | 0.0026361 | 0.0026361 | 4.49 | 4.573 | 4.679 | 4.775 | 4.855 | 4.935 | 5.031 | 5.17 | 5.253 | 5.253 | 5.253 | 5.253 | 5.253 | 5.253 | 5.253 | 5.253 | 5.253 | 5.253 | 5.253 | 5.253 | 4401.4284 | 217.4077 | 8.609e-05 | 7812.1659 | 4426.5471 | 232.0349 | 11.6692 | 4618.8361 | 243.7041 | 4375.1321 | -51.415 | FALSE
| 60417808 | GL014 | GL | 22KV | 28.64 | 0 | 37042.7803 | 100% | Three phase | 97.13 | 0.00027767 | 0.00030017 | 0.00032458 | 0.00035106 | 0.00037979 | 0.00041097 | 0.00044481 | 0.00048155 | 0.00052143 | 0.00056472 | 0.00061174 | 0.0006628 | 0.00071826 | 0.00077851 | 0.00084395 | 0.00091506 | 0.00093867 | 0.00093867 | 0.00093867 | 0.00093867 | 4.49 | 4.573 | 4.679 | 4.775 | 4.855 | 4.935 | 5.031 | 5.17 | 5.253 | 5.253 | 5.253 | 5.253 | 5.253 | 5.253 | 5.253 | 5.253 | 5.253 | 5.253 | 5.253 | 5.253 | 1567.2872 | 27.5667 | 3.0655e-05 | 2781.8032 | 1576.2316 | 82.6244 | 1.4796 | 1594.8539 | 84.104 | 1510.7499 | -65.4817 | FALSE
| 60417809 | GL014 | GL | 22KV | 44.7 | 0 | 37042.7803 | 100% | Three phase | 97.13 | 0.00043338 | 0.0004685 | 0.00050659 | 0.00054792 | 0.00059277 | 0.00064143 | 0.00069425 | 0.00075158 | 0.00081382 | 0.00088139 | 0.00095478 | 0.0010345 | 0.001121 | 0.0012151 | 0.0013172 | 0.0014282 | 0.001465 | 0.001465 | 0.001465 | 0.001465 | 4.49 | 4.573 | 4.679 | 4.775 | 4.855 | 4.935 | 5.031 | 5.17 | 5.253 | 5.253 | 5.253 | 5.253 | 5.253 | 5.253 | 5.253 | 5.253 | 5.253 | 5.253 | 5.253 | 5.253 | 2446.1501 | 67.1512 | 4.7845e-05 | 4341.711 | 2460.1101 | 128.9563 | 3.6043 | 2513.3013 | 132.5606 | 2380.7407 | -79.3694 | FALSE
| 60417810 | GL014 | GL | 22KV | 231.6 | 0 | 37042.7803 | 100% | Three phase | 97.13 | 0.0022454 | 0.0024274 | 0.0026248 | 0.0028389 | 0.0030712 | 0.0033234 | 0.003597 | 0.0038941 | 0.0042166 | 0.0045667 | 0.0049469 | 0.0053598 | 0.0058083 | 0.0062955 | 0.0068247 | 0.0073997 | 0.0075906 | 0.0075906 | 0.0075906 | 0.0075906 | 4.49 | 4.573 | 4.679 | 4.775 | 4.855 | 4.935 | 5.031 | 5.17 | 5.253 | 5.253 | 5.253 | 5.253 | 5.253 | 5.253 | 5.253 | 5.253 | 5.253 | 5.253 | 5.253 | 5.253 | 12674.0124 | 1802.6688 | 0.0002479 | 22495.308 | 12746.3423 | 668.1496 | 96.757 | 14476.6812 | 764.9065 | 13711.7747 | 965.4324 | TRUE
| 60417819 | GL014 | GL | 22KV | 403.88 | 0 | 37042.7803 | 100% | Three phase | 97.13 | 0.0038586 | 0.0041404 | 0.0044437 | 0.0047703 | 0.0051218 | 0.0055004 | 0.005908 | 0.0063471 | 0.00682 | 0.0073294 | 0.0078782 | 0.0084695 | 0.0091067 | 0.0097934 | 0.010533 | 0.011331 | 0.012191 | 0.013118 | 0.013237 | 0.013237 | 4.49 | 4.573 | 4.679 | 4.775 | 4.855 | 4.935 | 5.031 | 5.17 | 5.253 | 5.253 | 5.253 | 5.253 | 5.253 | 5.253 | 5.253 | 5.253 | 5.253 | 5.253 | 5.253 | 5.253 | 20700.7809 | 5138.6332 | 0.0004323 | 39228.8644 | 22227.9478 | 1165.1652 | 294.2455 | 25839.4141 | 1459.4107 | 24380.0035 | 2152.0557 | TRUE
| 60417826 | GL014 | GL | 22KV | 29.63 | 0 | 37042.7803 | 100% | Three phase | 97.13 | 0.0002807 | 0.00030444 | 0.00033028 | 0.00035841 | 0.00038904 | 0.00042239 | 0.00045872 | 0.00049829 | 0.0005414 | 0.00058838 | 0.00063957 | 0.00069536 | 0.00075618 | 0.00082247 | 0.00089475 | 0.00097112 | 0.00097112 | 0.00097112 | 0.00097112 | 0.00097112 | 4.49 | 4.573 | 4.679 | 4.775 | 4.855 | 4.935 | 5.031 | 5.17 | 5.253 | 5.253 | 5.253 | 5.253 | 5.253 | 5.253 | 5.253 | 5.253 | 5.253 | 5.253 | 5.253 | 5.253 | 1628.6735 | 29.6228 | 3.1715e-05 | 2877.9619 | 1630.7173 | 85.4805 | 1.5837 | 1658.2964 | 87.0641 | 1571.2322 | -59.4851 | FALSE
| 60417827 | GL014 | GL | 22KV | 85.16 | 0 | 37042.7803 | 100% | Three phase | 97.13 | 0.00080676 | 0.00087499 | 0.00094926 | 0.0010301 | 0.0011181 | 0.001214 | 0.0013184 | 0.0014322 | 0.0015561 | 0.0016911 | 0.0018382 | 0.0019985 | 0.0021733 | 0.0023639 | 0.0025716 | 0.0027911 | 0.0027911 | 0.0027911 | 0.0027911 | 0.0027911 | 4.49 | 4.573 | 4.679 | 4.775 | 4.855 | 4.935 | 5.031 | 5.17 | 5.253 | 5.253 | 5.253 | 5.253 | 5.253 | 5.253 | 5.253 | 5.253 | 5.253 | 5.253 | 5.253 | 5.253 | 4680.9936 | 244.7001 | 9.1152e-05 | 8271.5908 | 4686.8675 | 245.6806 | 13.0821 | 4925.6937 | 258.7626 | 4666.9311 | -19.9364 | FALSE
| 60417828 | GL014 | GL | 22KV | 28.4 | 0 | 37042.7803 | 100% | Three phase | 97.13 | 0.00026905 | 0.0002918 | 0.00031657 | 0.00034353 | 0.00037289 | 0.00040486 | 0.00043968 | 0.00047761 | 0.00051893 | 0.00056395 | 0.00061302 | 0.0006665 | 0.00072479 | 0.00078833 | 0.00085761 | 0.0009308 | 0.0009308 | 0.0009308 | 0.0009308 | 0.0009308 | 4.49 | 4.573 | 4.679 | 4.775 | 4.855 | 4.935 | 5.031 | 5.17 | 5.253 | 5.253 | 5.253 | 5.253 | 5.253 | 5.253 | 5.253 | 5.253 | 5.253 | 5.253 | 5.253 | 5.253 | 1561.0641 | 27.2144 | 3.0398e-05 | 2758.492 | 1563.023 | 81.932 | 1.4549 | 1588.2785 | 83.3869 | 1504.8916 | -58.1314 | FALSE
| 60417829 | GL014 | GL | 22KV | 140.2 | 0 | 37042.7803 | 100% | Three phase | 97.13 | 0.0013282 | 0.0014405 | 0.0015628 | 0.0016959 | 0.0018408 | 0.0019986 | 0.0021705 | 0.0023578 | 0.0025618 | 0.002784 | 0.0030262 | 0.0032902 | 0.003578 | 0.0038917 | 0.0042337 | 0.004595 | 0.004595 | 0.004595 | 0.004595 | 0.004595 | 4.49 | 4.573 | 4.679 | 4.775 | 4.855 | 4.935 | 5.031 | 5.17 | 5.253 | 5.253 | 5.253 | 5.253 | 5.253 | 5.253 | 5.253 | 5.253 | 5.253 | 5.253 | 5.253 | 5.253 | 7706.3797 | 663.222 | 0.00015007 | 13617.626 | 7716.05 | 404.4671 | 35.4569 | 8369.6017 | 439.924 | 7929.6777 | 213.6277 | TRUE
| 60417831 | GL014 | GL | 22KV | 56.69 | 0 | 37042.7803 | 100% | Three phase | 97.13 | 0.00053705 | 0.00058247 | 0.00063191 | 0.00068573 | 0.00074433 | 0.00080815 | 0.00087765 | 0.00095337 | 0.0010358 | 0.0011257 | 0.0012237 | 0.0013304 | 0.0014468 | 0.0015736 | 0.0017119 | 0.001858 | 0.001858 | 0.001858 | 0.001858 | 0.001858 | 4.49 | 4.573 | 4.679 | 4.775 | 4.855 | 4.935 | 5.031 | 5.17 | 5.253 | 5.253 | 5.253 | 5.253 | 5.253 | 5.253 | 5.253 | 5.253 | 5.253 | 5.253 | 5.253 | 5.253 | 3116.0818 | 108.4366 | 6.0679e-05 | 5506.2997 | 3119.992 | 163.5466 | 5.7972 | 3224.5184 | 169.3438 | 3055.1745 | -64.8174 | FALSE
| 60417849 | GL014 | GL | 22KV | 201.11 | 0 | 37042.7803 | 100% | Three phase | 97.13 | 0.0019052 | 0.0020663 | 0.0022417 | 0.0024327 | 0.0026406 | 0.0028669 | 0.0031135 | 0.0033821 | 0.0036747 | 0.0039936 | 0.004341 | 0.0047197 | 0.0051324 | 0.0055824 | 0.006073 | 0.0065913 | 0.0065913 | 0.0065913 | 0.0065913 | 0.0065913 | 4.49 | 4.573 | 4.679 | 4.775 | 4.855 | 4.935 | 5.031 | 5.17 | 5.253 | 5.253 | 5.253 | 5.253 | 5.253 | 5.253 | 5.253 | 5.253 | 5.253 | 5.253 | 5.253 | 5.253 | 11054.4225 | 1364.678 | 0.00021526 | 19533.8143 | 11068.294 | 580.1881 | 72.9579 | 12419.1005 | 653.146 | 11765.9545 | 697.6605 | TRUE
| 60417853 | GL014 | GL | 22KV | 30.77 | 0 | 37042.7803 | 100% | Three phase | 97.13 | 0.00029225 | 0.00031738 | 0.00034477 | 0.00037463 | 0.00040718 | 0.00044268 | 0.0004814 | 0.00052363 | 0.0005697 | 0.00061997 | 0.00067483 | 0.0007347 | 0.00080006 | 0.0008714 | 0.0009493 | 0.0010085 | 0.0010085 | 0.0010085 | 0.0010085 | 0.0010085 | 4.49 | 4.573 | 4.679 | 4.775 | 4.855 | 4.935 | 5.031 | 5.17 | 5.253 | 5.253 | 5.253 | 5.253 | 5.253 | 5.253 | 5.253 | 5.253 | 5.253 | 5.253 | 5.253 | 5.253 | 1706.879 | 32.2372 | 3.2935e-05 | 2988.6901 | 1693.4583 | 88.7693 | 1.7079 | 1739.1162 | 90.4772 | 1648.6391 | -44.8193 | FALSE
| 60417854 | GL014 | GL | 22KV | 32.47 | 0 | 37042.7803 | 100% | Three phase | 97.13 | 0.0003084 | 0.00033491 | 0.00036382 | 0.00039532 | 0.00042968 | 0.00046714 | 0.00050799 | 0.00055256 | 0.00060118 | 0.00065423 | 0.00071212 | 0.0007753 | 0.00084426 | 0.00091955 | 0.0010017 | 0.0010642 | 0.0010642 | 0.0010642 | 0.0010642 | 0.0010642 | 4.49 | 4.573 | 4.679 | 4.775 | 4.855 | 4.935 | 5.031 | 5.17 | 5.253 | 5.253 | 5.253 | 5.253 | 5.253 | 5.253 | 5.253 | 5.253 | 5.253 | 5.253 | 5.253 | 5.253 | 1801.1817 | 35.8977 | 3.4755e-05 | 3153.8111 | 1787.0196 | 93.6736 | 1.9018 | 1837.0795 | 95.5755 | 1741.504 | -45.5156 | FALSE
| 60417862 | GL014 | GL | 22KV | 66.88 | 0 | 37042.7803 | 100% | Three phase | 97.13 | 0.00064019 | 0.00068761 | 0.00073871 | 0.00079378 | 0.00085312 | 0.00091709 | 0.00098604 | 0.0010604 | 0.0011405 | 0.001227 | 0.0013202 | 0.0014207 | 0.0015292 | 0.0016462 | 0.0017724 | 0.0019086 | 0.0020555 | 0.002192 | 0.002192 | 0.002192 | 4.49 | 4.573 | 4.679 | 4.775 | 4.855 | 4.935 | 5.031 | 5.17 | 5.253 | 5.253 | 5.253 | 5.253 | 5.253 | 5.253 | 5.253 | 5.253 | 5.253 | 5.253 | 5.253 | 5.253 | 3460.5612 | 142.2314 | 7.1586e-05 | 6496.0544 | 3680.809 | 192.9441 | 8.0686 | 3602.7926 | 201.0127 | 3401.7799 | -279.0291 | FALSE
| 60417863 | GL014 | GL | 22KV | 147.44 | 0 | 37042.7803 | 100% | Three phase | 97.13 | 0.0014004 | 0.0015208 | 0.001652 | 0.0017951 | 0.0019511 | 0.0021212 | 0.0023067 | 0.0025091 | 0.0027298 | 0.0029707 | 0.0032336 | 0.0035205 | 0.0038336 | 0.0041755 | 0.0045487 | 0.0048323 | 0.0048323 | 0.0048323 | 0.0048323 | 0.0048323 | 4.49 | 4.573 | 4.679 | 4.775 | 4.855 | 4.935 | 5.031 | 5.17 | 5.253 | 5.253 | 5.253 | 5.253 | 5.253 | 5.253 | 5.253 | 5.253 | 5.253 | 5.253 | 5.253 | 5.253 | 8178.8185 | 740.1722 | 0.00015781 | 14320.8472 | 8114.5108 | 425.354 | 39.2135 | 8918.9907 | 464.5675 | 8454.4233 | 339.9125 | TRUE
| 60417864 | GL014 | GL | 22KV | 239.61 | 0 | 37042.7803 | 100% | Three phase | 97.13 | 0.0022758 | 0.0024715 | 0.0026848 | 0.0029173 | 0.0031708 | 0.0034472 | 0.0037487 | 0.0040776 | 0.0044363 | 0.0048278 | 0.005255 | 0.0057212 | 0.0062302 | 0.0067857 | 0.0073923 | 0.0078532 | 0.0078532 | 0.0078532 | 0.0078532 | 0.0078532 | 4.49 | 4.573 | 4.679 | 4.775 | 4.855 | 4.935 | 5.031 | 5.17 | 5.253 | 5.253 | 5.253 | 5.253 | 5.253 | 5.253 | 5.253 | 5.253 | 5.253 | 5.253 | 5.253 | 5.253 | 13291.6895 | 1954.8436 | 0.00025647 | 23273.3193 | 13187.1808 | 691.2579 | 103.5655 | 15246.5331 | 794.8233 | 14451.7098 | 1264.529 | TRUE
| 60417865 | GL014 | GL | 22KV | 46.12 | 0 | 37042.7803 | 100% | Three phase | 97.13 | 0.00043804 | 0.00047571 | 0.00051676 | 0.00056151 | 0.00061031 | 0.00066351 | 0.00072155 | 0.00078485 | 0.0008539 | 0.00092925 | 0.0010115 | 0.0011012 | 0.0011992 | 0.0013061 | 0.0014229 | 0.0015116 | 0.0015116 | 0.0015116 | 0.0015116 | 0.0015116 | 4.49 | 4.573 | 4.679 | 4.775 | 4.855 | 4.935 | 5.031 | 5.17 | 5.253 | 5.253 | 5.253 | 5.253 | 5.253 | 5.253 | 5.253 | 5.253 | 5.253 | 5.253 | 5.253 | 5.253 | 2558.377 | 72.4237 | 4.9365e-05 | 4479.6356 | 2538.2612 | 133.0529 | 3.8369 | 2630.8007 | 136.8899 | 2493.9109 | -44.3504 | FALSE
| 60417866 | GL014 | GL | 22KV | 151.15 | 0 | 37042.7803 | 100% | Three phase | 97.13 | 0.0014356 | 0.001559 | 0.0016936 | 0.0018403 | 0.0020002 | 0.0021745 | 0.0023647 | 0.0025722 | 0.0027985 | 0.0030455 | 0.0033149 | 0.0036091 | 0.0039301 | 0.0042806 | 0.0046632 | 0.0049539 | 0.0049539 | 0.0049539 | 0.0049539 | 0.0049539 | 4.49 | 4.573 | 4.679 | 4.775 | 4.855 | 4.935 | 5.031 | 5.17 | 5.253 | 5.253 | 5.253 | 5.253 | 5.253 | 5.253 | 5.253 | 5.253 | 5.253 | 5.253 | 5.253 | 5.253 | 8384.6203 | 777.8905 | 0.00016179 | 14681.1995 | 8318.6944 | 436.057 | 41.2118 | 9162.5108 | 477.2688 | 8685.2419 | 366.5475 | TRUE
| 60417872 | GL015 | GL | 22KV | 1318.97 | 1 | 37042.7803 | 50% | Covered | 390 | 0.013724 | 0.014816 | 0.016 | 0.017282 | 0.01867 | 0.020175 | 0.021806 | 0.023574 | 0.02549 | 0.027566 | 0.029818 | 0.03226 | 0.034908 | 0.03778 | 0.040895 | 0.043229 | 0.043229 | 0.043229 | 0.043229 | 0.043229 | 2.3765 | 2.426 | 2.492 | 2.5485 | 2.5885 | 2.636 | 2.697 | 2.777 | 2.8155 | 2.8155 | 2.8155 | 2.8155 | 2.8155 | 2.8155 | 2.8155 | 2.8155 | 2.8155 | 2.8155 | 2.8155 | 2.8155 | 40319.1461 | 245132.272 | 0.0014118 | 514398.3 | 291469.5272 | 2034.6823 | 12600.4529 | 285451.4181 | 14635.1352 | 270816.2829 | -20653.2444 | FALSE
| 60417898 | GL015 | GL | 22KV | 801.18 | 1 | 37042.7803 | 50% | Single phase | 44.74 | 0.0091103 | 0.0098359 | 0.010622 | 0.011473 | 0.012395 | 0.013394 | 0.014476 | 0.015649 | 0.016921 | 0.018299 | 0.019793 | 0.021412 | 0.023169 | 0.025073 | 0.026258 | 0.026258 | 0.026258 | 0.026258 | 0.026258 | 0.026258 | 2.3765 | 2.426 | 2.492 | 2.5485 | 2.5885 | 2.636 | 2.697 | 2.777 | 2.8155 | 2.8155 | 2.8155 | 2.8155 | 2.8155 | 2.8155 | 2.8155 | 2.8155 | 2.8155 | 2.8155 | 2.8155 | 2.8155 | 26010.8602 | 11028.1985 | 0.00085756 | 35844.7932 | 20310.4577 | 1235.924 | 533.3446 | 37039.0586 | 1769.2686 | 35269.79 | 14959.3323 | TRUE
| 60417904 | GL015 | GL | 22KV | 54.98 | 1 | 37042.7803 | 50% | Three phase | 97.13 | 0.00039277 | 0.00042157 | 0.00045258 | 0.000486 | 0.000522 | 0.0005608 | 0.00060261 | 0.00064768 | 0.00069626 | 0.00074864 | 0.00080511 | 0.00086601 | 0.0009317 | 0.0010025 | 0.001079 | 0.0011614 | 0.0012504 | 0.0013464 | 0.00145 | 0.0015618 | 2.3765 | 2.426 | 2.492 | 2.5485 | 2.5885 | 2.636 | 2.697 | 2.777 | 2.8155 | 2.8155 | 2.8155 | 2.8155 | 2.8155 | 2.8155 | 2.8155 | 2.8155 | 2.8155 | 2.8155 | 2.8155 | 2.8155 | 1149.079 | 72.5069 | 5.8849e-05 | 5340.2074 | 3025.8804 | 84.8138 | 5.4527 | 1221.5859 | 90.2665 | 1131.3194 | -1894.561 | FALSE
| 60417908 | GL015 | GL | 22KV | 911.04 | 1 | 37042.7803 | 50% | Three phase | 97.13 | 0.0063874 | 0.0068829 | 0.0074188 | 0.0079986 | 0.0086259 | 0.0093047 | 0.010039 | 0.010835 | 0.011696 | 0.012628 | 0.013638 | 0.014731 | 0.015916 | 0.017199 | 0.018589 | 0.020095 | 0.021727 | 0.023497 | 0.025414 | 0.027493 | 2.3765 | 2.426 | 2.492 | 2.5485 | 2.5885 | 2.636 | 2.697 | 2.777 | 2.8155 | 2.8155 | 2.8155 | 2.8155 | 2.8155 | 2.8155 | 2.8155 | 2.8155 | 2.8155 | 2.8155 | 2.8155 | 2.8155 | 19556.7834 | 20429.661 | 0.00097515 | 88489.3152 | 50140.0158 | 1405.3973 | 1497.2006 | 39986.4444 | 2902.5979 | 37083.8465 | -13056.1693 | FALSE
| 60417910 | GL015 | GL | 22KV | 479.96 | 1 | 37042.7803 | 50% | Covered | 390 | 0.0059723 | 0.0064414 | 0.0069489 | 0.007498 | 0.0080921 | 0.008735 | 0.0094308 | 0.010184 | 0.010999 | 0.011882 | 0.012837 | 0.013872 | 0.014993 | 0.015731 | 0.015731 | 0.015731 | 0.015731 | 0.015731 | 0.015731 | 0.015731 | 2.3765 | 2.426 | 2.492 | 2.5485 | 2.5885 | 2.636 | 2.697 | 2.777 | 2.8155 | 2.8155 | 2.8155 | 2.8155 | 2.8155 | 2.8155 | 2.8155 | 2.8155 | 2.8155 | 2.8155 | 2.8155 | 2.8155 | 16415.5993 | 36381.1916 | 0.00051373 | 187184.4 | 106062.8477 | 740.4005 | 1668.5008 | 52796.7909 | 2408.9013 | 50387.8896 | -55674.9582 | FALSE
| 60417921 | GL015 | GL | 22KV | 51.62 | 1 | 37042.7803 | 50% | Single phase | 44.74 | 0.00031552 | 0.00033936 | 0.00036509 | 0.00039288 | 0.0004229 | 0.00045534 | 0.00049038 | 0.00052824 | 0.00056916 | 0.0006134 | 0.00066122 | 0.00071292 | 0.00076883 | 0.00082929 | 0.00089468 | 0.00096542 | 0.0010419 | 0.0011247 | 0.0012143 | 0.0013113 | 2.3765 | 2.426 | 2.492 | 2.5485 | 2.5885 | 2.636 | 2.697 | 2.777 | 2.8155 | 2.8155 | 2.8155 | 2.8155 | 2.8155 | 2.8155 | 2.8155 | 2.8155 | 2.8155 | 2.8155 | 2.8155 | 2.8155 | 946.3655 | 25.812 | 5.5252e-05 | 2309.4788 | 1308.6021 | 79.6305 | 2.214 | 972.1775 | 81.8446 | 890.333 | -418.2691 | FALSE
| 60417945 | GL015 | GL | 22KV | 64.32 | 1 | 37042.7803 | 50% | Three phase | 97.13 | 0.00062159 | 0.00068098 | 0.00074631 | 0.00081818 | 0.00089726 | 0.0009843 | 0.0010801 | 0.0011856 | 0.0013017 | 0.0014297 | 0.0015706 | 0.0017258 | 0.0018969 | 0.0020854 | 0.0021081 | 0.0021081 | 0.0021081 | 0.0021081 | 0.0021081 | 0.0021081 | 2.3765 | 2.426 | 2.492 | 2.5485 | 2.5885 | 2.636 | 2.697 | 2.777 | 2.8155 | 2.8155 | 2.8155 | 2.8155 | 2.8155 | 2.8155 | 2.8155 | 2.8155 | 2.8155 | 2.8155 | 2.8155 | 2.8155 | 2023.2459 | 149.1463 | 6.8846e-05 | 6247.4016 | 3539.9168 | 99.2219 | 7.4627 | 2172.3922 | 106.6847 | 2065.7076 | -1474.2093 | FALSE
| 60417946 | GL015 | GL | 22KV | 19.35 | 1 | 37042.7803 | 50% | Three phase | 97.13 | 0.000187 | 0.00020487 | 0.00022452 | 0.00024614 | 0.00026993 | 0.00029612 | 0.00032494 | 0.00035667 | 0.00039162 | 0.0004301 | 0.00047249 | 0.0005192 | 0.00057066 | 0.00062737 | 0.00063419 | 0.00063419 | 0.00063419 | 0.00063419 | 0.00063419 | 0.00063419 | 2.3765 | 2.426 | 2.492 | 2.5485 | 2.5885 | 2.636 | 2.697 | 2.777 | 2.8155 | 2.8155 | 2.8155 | 2.8155 | 2.8155 | 2.8155 | 2.8155 | 2.8155 | 2.8155 | 2.8155 | 2.8155 | 2.8155 | 608.6724 | 13.4984 | 2.0712e-05 | 1879.4655 | 1064.947 | 29.8499 | 0.67541 | 622.1708 | 30.5253 | 591.6455 | -473.3015 | FALSE
| 60417947 | GL015 | GL | 22KV | 1023.62 | 1 | 37042.7803 | 50% | Three phase | 97.13 | 0.0096973 | 0.010517 | 0.01141 | 0.012382 | 0.01344 | 0.014592 | 0.015847 | 0.017214 | 0.018704 | 0.020327 | 0.022095 | 0.024022 | 0.026123 | 0.028414 | 0.030911 | 0.033549 | 0.033549 | 0.033549 | 0.033549 | 0.033549 | 2.3765 | 2.426 | 2.492 | 2.5485 | 2.5885 | 2.636 | 2.697 | 2.777 | 2.8155 | 2.8155 | 2.8155 | 2.8155 | 2.8155 | 2.8155 | 2.8155 | 2.8155 | 2.8155 | 2.8155 | 2.8155 | 2.8155 | 30119.9608 | 35354.1492 | 0.0010956 | 99424.2106 | 56335.9709 | 1579.0666 | 1890.0906 | 65474.11 | 3469.1572 | 62004.9528 | 5668.9819 | TRUE
| 60417967 | GL015 | GL | 22KV | 154.13 | 1 | 37042.7803 | 50% | Covered | 390 | 0.00094211 | 0.0010133 | 0.0010901 | 0.0011731 | 0.0012627 | 0.0013596 | 0.0014642 | 0.0015773 | 0.0016994 | 0.0018315 | 0.0019743 | 0.0021287 | 0.0022956 | 0.0024761 | 0.0026714 | 0.0028826 | 0.0031111 | 0.0033583 | 0.0036258 | 0.0039153 | 2.3765 | 2.426 | 2.492 | 2.5485 | 2.5885 | 2.636 | 2.697 | 2.777 | 2.8155 | 2.8155 | 2.8155 | 2.8155 | 2.8155 | 2.8155 | 2.8155 | 2.8155 | 2.8155 | 2.8155 | 2.8155 | 2.8155 | 2825.7131 | 2005.9927 | 0.00016498 | 60110.7 | 34060.0607 | 237.7655 | 172.0643 | 4831.7058 | 409.8298 | 4421.8761 | -29638.1846 | FALSE
| 60417968 | GL015 | GL | 22KV | 2484.89 | 1 | 37042.7803 | 50% | Covered | 390 | 0.016496 | 0.017743 | 0.01909 | 0.020544 | 0.022114 | 0.02381 | 0.025642 | 0.027622 | 0.029762 | 0.032074 | 0.034573 | 0.037275 | 0.040196 | 0.043355 | 0.046771 | 0.050465 | 0.054461 | 0.058784 | 0.063461 | 0.068521 | 2.3765 | 2.426 | 2.492 | 2.5485 | 2.5885 | 2.636 | 2.697 | 2.777 | 2.8155 | 2.8155 | 2.8155 | 2.8155 | 2.8155 | 2.8155 | 2.8155 | 2.8155 | 2.8155 | 2.8155 | 2.8155 | 2.8155 | 49474.7139 | 566247.6089 | 0.0026597 | 969107.1 | 549117.6551 | 3833.265 | 44722.9721 | 615722.3227 | 48556.2372 | 567166.0856 | 18048.4305 | TRUE
| 60417985 | GL015 | GL | 22KV | 366.05 | 1 | 37042.7803 | 50% | Covered | 390 | 0.0022375 | 0.0024065 | 0.002589 | 0.002786 | 0.0029989 | 0.0032289 | 0.0034774 | 0.0037459 | 0.0040361 | 0.0043498 | 0.0046889 | 0.0050555 | 0.0054519 | 0.0058807 | 0.0063444 | 0.006846 | 0.0073887 | 0.0079758 | 0.0086111 | 0.0092986 | 2.3765 | 2.426 | 2.492 | 2.5485 | 2.5885 | 2.636 | 2.697 | 2.777 | 2.8155 | 2.8155 | 2.8155 | 2.8155 | 2.8155 | 2.8155 | 2.8155 | 2.8155 | 2.8155 | 2.8155 | 2.8155 | 2.8155 | 6710.9083 | 11314.5117 | 0.00039181 | 142759.5 | 80890.7105 | 564.6796 | 970.5036 | 18025.42 | 1535.1832 | 16490.2368 | -64400.4737 | FALSE
| 60417995 | GL015 | GL | 22KV | 45.19 | 1 | 37042.7803 | 50% | Single phase | 44.74 | 0.00041953 | 0.00045546 | 0.00049461 | 0.00053727 | 0.00058378 | 0.00063447 | 0.00068975 | 0.00075002 | 0.00081576 | 0.00088747 | 0.0009657 | 0.001051 | 0.0011442 | 0.0012458 | 0.0013568 | 0.0014779 | 0.0014811 | 0.0014811 | 0.0014811 | 0.0014811 | 2.3765 | 2.426 | 2.492 | 2.5485 | 2.5885 | 2.636 | 2.697 | 2.777 | 2.8155 | 2.8155 | 2.8155 | 2.8155 | 2.8155 | 2.8155 | 2.8155 | 2.8155 | 2.8155 | 2.8155 | 2.8155 | 2.8155 | 1318.7484 | 31.4695 | 4.837e-05 | 2021.8006 | 1145.5972 | 69.7114 | 1.6968 | 1350.2179 | 71.4082 | 1278.8097 | 133.2125 | TRUE
| 60417996 | GL015 | GL | 22KV | 257.29 | 1 | 37042.7803 | 50% | Single phase | 44.74 | 0.0023886 | 0.0025932 | 0.0028161 | 0.003059 | 0.0033237 | 0.0036124 | 0.0039271 | 0.0042703 | 0.0046445 | 0.0050528 | 0.0054982 | 0.0059842 | 0.0065145 | 0.0070932 | 0.0077249 | 0.0084144 | 0.0084326 | 0.0084326 | 0.0084326 | 0.0084326 | 2.3765 | 2.426 | 2.492 | 2.5485 | 2.5885 | 2.636 | 2.697 | 2.777 | 2.8155 | 2.8155 | 2.8155 | 2.8155 | 2.8155 | 2.8155 | 2.8155 | 2.8155 | 2.8155 | 2.8155 | 2.8155 | 2.8155 | 7508.3154 | 1020.1208 | 0.00027539 | 11511.1546 | 6522.4764 | 396.9032 | 55.0039 | 8528.4362 | 451.9071 | 8076.5291 | 1554.0527 | TRUE
| 60418015 | GL015 | GL | 22KV | 2323.91 | 1 | 37042.7803 | 50% | Three phase | 97.13 | 0.02418 | 0.026105 | 0.02819 | 0.030449 | 0.032896 | 0.035547 | 0.03842 | 0.041535 | 0.04491 | 0.04857 | 0.052537 | 0.05684 | 0.061505 | 0.066565 | 0.072053 | 0.076166 | 0.076166 | 0.076166 | 0.076166 | 0.076166 | 2.3765 | 2.426 | 2.492 | 2.5485 | 2.5885 | 2.636 | 2.697 | 2.777 | 2.8155 | 2.8155 | 2.8155 | 2.8155 | 2.8155 | 2.8155 | 2.8155 | 2.8155 | 2.8155 | 2.8155 | 2.8155 | 2.8155 | 71038.8157 | 189521.3086 | 0.0024874 | 225721.3783 | 127898.7575 | 3584.9325 | 9741.901 | 260560.1243 | 13326.8335 | 247233.2908 | 119334.5333 | TRUE
| 60418021 | GL015 | GL | 22KV | 174.31 | 1 | 37042.7803 | 50% | Covered | 390 | 0.0018137 | 0.0019581 | 0.0021145 | 0.0022839 | 0.0024674 | 0.0026663 | 0.0028818 | 0.0031154 | 0.0033686 | 0.0036431 | 0.0039407 | 0.0042634 | 0.0046133 | 0.0049929 | 0.0054045 | 0.005713 | 0.005713 | 0.005713 | 0.005713 | 0.005713 | 2.3765 | 2.426 | 2.492 | 2.5485 | 2.5885 | 2.636 | 2.697 | 2.777 | 2.8155 | 2.8155 | 2.8155 | 2.8155 | 2.8155 | 2.8155 | 2.8155 | 2.8155 | 2.8155 | 2.8155 | 2.8155 | 2.8155 | 5328.4232 | 4281.2961 | 0.00018658 | 67980.9 | 38519.4912 | 268.8958 | 220.07 | 9609.7193 | 488.9658 | 9120.7534 | -29398.7377 | FALSE
| 60418025 | GL015 | GL | 22KV | 511.75 | 1 | 37042.7803 | 50% | Three phase | 97.13 | 0.0048891 | 0.0052462 | 0.0056305 | 0.0060443 | 0.0064898 | 0.0069694 | 0.007486 | 0.0080423 | 0.0086415 | 0.009287 | 0.0099824 | 0.010732 | 0.011539 | 0.012409 | 0.013347 | 0.014357 | 0.015447 | 0.016621 | 0.016772 | 0.016772 | 2.3765 | 2.426 | 2.492 | 2.5485 | 2.5885 | 2.636 | 2.697 | 2.777 | 2.8155 | 2.8155 | 2.8155 | 2.8155 | 2.8155 | 2.8155 | 2.8155 | 2.8155 | 2.8155 | 2.8155 | 2.8155 | 2.8155 | 14040.1316 | 8250.0888 | 0.00054776 | 49706.2775 | 28164.6833 | 789.4407 | 472.4119 | 22290.2204 | 1261.8526 | 21028.3678 | -7136.3155 | FALSE
| 60418029 | GL015 | GL | 22KV | 486.13 | 1 | 37042.7803 | 50% | Single phase | 44.74 | 0.0060365 | 0.006504 | 0.007009 | 0.0075549 | 0.0081448 | 0.0087826 | 0.009472 | 0.010217 | 0.011023 | 0.011895 | 0.012838 | 0.013858 | 0.014961 | 0.015933 | 0.015933 | 0.015933 | 0.015933 | 0.015933 | 0.015933 | 0.015933 | 2.3765 | 2.426 | 2.492 | 2.5485 | 2.5885 | 2.636 | 2.697 | 2.777 | 2.8155 | 2.8155 | 2.8155 | 2.8155 | 2.8155 | 2.8155 | 2.8155 | 2.8155 | 2.8155 | 2.8155 | 2.8155 | 2.8155 | 16534.1455 | 4257.8618 | 0.00052034 | 21749.4562 | 12323.726 | 749.9186 | 196.3598 | 20792.0073 | 946.2783 | 19845.7289 | 7522.0029 | TRUE
| 60418037 | GL015 | GL | 22KV | 108.74 | 1 | 37042.7803 | 50% | Single phase | 44.74 | 0.0012365 | 0.001335 | 0.0014416 | 0.0015571 | 0.0016823 | 0.0018179 | 0.0019648 | 0.002124 | 0.0022966 | 0.0024836 | 0.0026864 | 0.0029062 | 0.0031446 | 0.003403 | 0.0035639 | 0.0035639 | 0.0035639 | 0.0035639 | 0.0035639 | 0.0035639 | 2.3765 | 2.426 | 2.492 | 2.5485 | 2.5885 | 2.636 | 2.697 | 2.777 | 2.8155 | 2.8155 | 2.8155 | 2.8155 | 2.8155 | 2.8155 | 2.8155 | 2.8155 | 2.8155 | 2.8155 | 2.8155 | 2.8155 | 3530.3189 | 203.1529 | 0.00011639 | 4865.0276 | 2756.6329 | 167.7456 | 9.8249 | 3733.4718 | 177.5704 | 3555.9014 | 799.2685 | TRUE
| 60418039 | GL015 | GL | 22KV | 47.57 | 1 | 37042.7803 | 50% | Three phase | 97.13 | 0.00045689 | 0.00049898 | 0.00054513 | 0.00059574 | 0.00065125 | 0.00071213 | 0.00077894 | 0.00085224 | 0.0009327 | 0.001021 | 0.001118 | 0.0012244 | 0.0013413 | 0.0014697 | 0.0015591 | 0.0015591 | 0.0015591 | 0.0015591 | 0.0015591 | 0.0015591 | 2.3765 | 2.426 | 2.492 | 2.5485 | 2.5885 | 2.636 | 2.697 | 2.777 | 2.8155 | 2.8155 | 2.8155 | 2.8155 | 2.8155 | 2.8155 | 2.8155 | 2.8155 | 2.8155 | 2.8155 | 2.8155 | 2.8155 | 1467.6874 | 80.0276 | 5.0917e-05 | 4620.4741 | 2618.0635 | 73.3829 | 4.082 | 1547.7151 | 77.4649 | 1470.2502 | -1147.8133 | FALSE
| 60418043 | GL015 | GL | 22KV | 592.87 | 1 | 37042.7803 | 50% | Three phase | 97.13 | 0.0061688 | 0.0066599 | 0.0071918 | 0.007768 | 0.0083923 | 0.0090687 | 0.0098017 | 0.010596 | 0.011457 | 0.012391 | 0.013403 | 0.014501 | 0.015691 | 0.016982 | 0.018382 | 0.019431 | 0.019431 | 0.019431 | 0.019431 | 0.019431 | 2.3765 | 2.426 | 2.492 | 2.5485 | 2.5885 | 2.636 | 2.697 | 2.777 | 2.8155 | 2.8155 | 2.8155 | 2.8155 | 2.8155 | 2.8155 | 2.8155 | 2.8155 | 2.8155 | 2.8155 | 2.8155 | 2.8155 | 18123.2417 | 12334.9782 | 0.00063459 | 57585.4631 | 32629.2052 | 914.5789 | 634.0508 | 30458.2199 | 1548.6297 | 28909.5903 | -3719.615 | FALSE
| 60418046 | GL015 | GL | 22KV | 338.9 | 1 | 37042.7803 | 50% | Three phase | 97.13 | 0.00243 | 0.002658 | 0.0029085 | 0.0031839 | 0.0034866 | 0.0038194 | 0.0041854 | 0.004588 | 0.0050308 | 0.0055182 | 0.0060545 | 0.0066448 | 0.0072947 | 0.0080103 | 0.0087984 | 0.0096664 | 0.010623 | 0.011107 | 0.011107 | 0.011107 | 2.3765 | 2.426 | 2.492 | 2.5485 | 2.5885 | 2.636 | 2.697 | 2.777 | 2.8155 | 2.8155 | 2.8155 | 2.8155 | 2.8155 | 2.8155 | 2.8155 | 2.8155 | 2.8155 | 2.8155 | 2.8155 | 2.8155 | 8593.7419 | 3330.9809 | 0.00036275 | 32917.357 | 18651.7072 | 522.7972 | 207.1802 | 11924.7227 | 729.9774 | 11194.7453 | -7456.9619 | FALSE
| 60418049 | GL015 | GL | 22KV | 211.18 | 1 | 37042.7803 | 50% | Single phase | 44.74 | 0.0026278 | 0.0028342 | 0.0030575 | 0.0032991 | 0.0035605 | 0.0038433 | 0.0041495 | 0.0044808 | 0.0048395 | 0.0052279 | 0.0056483 | 0.0061036 | 0.0065967 | 0.0069214 | 0.0069214 | 0.0069214 | 0.0069214 | 0.0069214 | 0.0069214 | 0.0069214 | 2.3765 | 2.426 | 2.492 | 2.5485 | 2.5885 | 2.636 | 2.697 | 2.777 | 2.8155 | 2.8155 | 2.8155 | 2.8155 | 2.8155 | 2.8155 | 2.8155 | 2.8155 | 2.8155 | 2.8155 | 2.8155 | 2.8155 | 7222.7816 | 807.9859 | 0.00022604 | 9448.1932 | 5353.5566 | 325.7725 | 37.0556 | 8030.7675 | 362.8281 | 7667.9394 | 2314.3828 | TRUE
| 60418050 | GL015 | GL | 22KV | 361.87 | 1 | 37042.7803 | 50% | Single phase | 44.74 | 0.0045028 | 0.0048566 | 0.0052392 | 0.0056532 | 0.0061011 | 0.0065858 | 0.0071104 | 0.0076782 | 0.0082929 | 0.0089583 | 0.0096788 | 0.010459 | 0.011304 | 0.01186 | 0.01186 | 0.01186 | 0.01186 | 0.01186 | 0.01186 | 0.01186 | 2.3765 | 2.426 | 2.492 | 2.5485 | 2.5885 | 2.636 | 2.697 | 2.777 | 2.8155 | 2.8155 | 2.8155 | 2.8155 | 2.8155 | 2.8155 | 2.8155 | 2.8155 | 2.8155 | 2.8155 | 2.8155 | 2.8155 | 12376.6833 | 2372.4844 | 0.00038733 | 16190.0638 | 9173.6505 | 558.2314 | 108.806 | 14749.1677 | 667.0374 | 14082.1303 | 4908.4797 | TRUE
| 60418054 | GL015 | GL | 22KV | 30.35 | 1 | 37042.7803 | 50% | Three phase | 97.13 | 0.00029293 | 0.00031595 | 0.00034085 | 0.00036781 | 0.00039699 | 0.00042859 | 0.00046279 | 0.00049983 | 0.00053995 | 0.0005834 | 0.00063047 | 0.00068146 | 0.00073671 | 0.00079658 | 0.00086146 | 0.00093178 | 0.00099471 | 0.00099471 | 0.00099471 | 0.00099471 | 2.3765 | 2.426 | 2.492 | 2.5485 | 2.5885 | 2.636 | 2.697 | 2.777 | 2.8155 | 2.8155 | 2.8155 | 2.8155 | 2.8155 | 2.8155 | 2.8155 | 2.8155 | 2.8155 | 2.8155 | 2.8155 | 2.8155 | 872.8312 | 30.3979 | 3.2486e-05 | 2947.8955 | 1670.3432 | 46.8188 | 1.6616 | 903.2291 | 48.4804 | 854.7487 | -815.5945 | FALSE
| 60418055 | GL015 | GL | 22KV | 873.32 | 1 | 37042.7803 | 50% | Three phase | 97.13 | 0.008429 | 0.0090913 | 0.0098081 | 0.010584 | 0.011424 | 0.012333 | 0.013317 | 0.014383 | 0.015537 | 0.016787 | 0.018142 | 0.019609 | 0.021199 | 0.022922 | 0.024789 | 0.026812 | 0.028623 | 0.028623 | 0.028623 | 0.028623 | 2.3765 | 2.426 | 2.492 | 2.5485 | 2.5885 | 2.636 | 2.697 | 2.777 | 2.8155 | 2.8155 | 2.8155 | 2.8155 | 2.8155 | 2.8155 | 2.8155 | 2.8155 | 2.8155 | 2.8155 | 2.8155 | 2.8155 | 25115.6819 | 25169.4041 | 0.00093477 | 84825.5716 | 48064.0571 | 1347.2093 | 1375.7893 | 50285.0859 | 2722.9986 | 47562.0873 | -501.9697 | FALSE
| 60418071 | GL015 | GL | 22KV | 21.12 | 1 | 37042.7803 | 50% | Three phase | 97.13 | 0.00020168 | 0.00021962 | 0.00023923 | 0.00026067 | 0.00028411 | 0.00030974 | 0.00033778 | 0.00036846 | 0.00040202 | 0.00043874 | 0.00047893 | 0.00052293 | 0.00057109 | 0.00062382 | 0.00068157 | 0.0006922 | 0.0006922 | 0.0006922 | 0.0006922 | 0.0006922 | 2.3765 | 2.426 | 2.492 | 2.5485 | 2.5885 | 2.636 | 2.697 | 2.777 | 2.8155 | 2.8155 | 2.8155 | 2.8155 | 2.8155 | 2.8155 | 2.8155 | 2.8155 | 2.8155 | 2.8155 | 2.8155 | 2.8155 | 639.4675 | 15.4827 | 2.2606e-05 | 2051.3856 | 1162.3607 | 32.5803 | 0.80462 | 654.9502 | 33.385 | 621.5652 | -540.7955 | FALSE
| 60418072 | GL015 | GL | 22KV | 59.65 | 1 | 37042.7803 | 50% | Single phase | 44.74 | 0.00067829 | 0.00073231 | 0.00079081 | 0.00085418 | 0.00092283 | 0.00099721 | 0.0010778 | 0.0011651 | 0.0012598 | 0.0013624 | 0.0014736 | 0.0015942 | 0.001725 | 0.0018668 | 0.001955 | 0.001955 | 0.001955 | 0.001955 | 0.001955 | 0.001955 | 2.3765 | 2.426 | 2.492 | 2.5485 | 2.5885 | 2.636 | 2.697 | 2.777 | 2.8155 | 2.8155 | 2.8155 | 2.8155 | 2.8155 | 2.8155 | 2.8155 | 2.8155 | 2.8155 | 2.8155 | 2.8155 | 2.8155 | 1936.5783 | 61.1315 | 6.3847e-05 | 2668.741 | 1512.1681 | 92.0179 | 2.9564 | 1997.7098 | 94.9743 | 1902.7355 | 390.5675 | TRUE
| 60418085 | GL015 | GL | 22KV | 829.58 | 1 | 37042.7803 | 50% | Single phase | 44.74 | 0.0086318 | 0.0093189 | 0.010063 | 0.010869 | 0.011743 | 0.012689 | 0.013715 | 0.014827 | 0.016032 | 0.017338 | 0.018755 | 0.02029 | 0.021956 | 0.023762 | 0.025721 | 0.027189 | 0.027189 | 0.027189 | 0.027189 | 0.027189 | 2.3765 | 2.426 | 2.492 | 2.5485 | 2.5885 | 2.636 | 2.697 | 2.777 | 2.8155 | 2.8155 | 2.8155 | 2.8155 | 2.8155 | 2.8155 | 2.8155 | 2.8155 | 2.8155 | 2.8155 | 2.8155 | 2.8155 | 25359.1493 | 11124.4507 | 0.00088796 | 37115.4092 | 21030.417 | 1279.7347 | 571.8265 | 36483.6 | 1851.5612 | 34632.0388 | 13601.6218 | TRUE
| 60418096 | GL015 | GL | 22KV | 277.44 | 1 | 37042.7803 | 50% | Single phase | 44.74 | 0.0034523 | 0.0037235 | 0.0040168 | 0.0043342 | 0.0046776 | 0.0050492 | 0.0054514 | 0.0058868 | 0.006358 | 0.0068682 | 0.0074206 | 0.0080187 | 0.0086664 | 0.009093 | 0.009093 | 0.009093 | 0.009093 | 0.009093 | 0.009093 | 0.009093 | 2.3765 | 2.426 | 2.492 | 2.5485 | 2.5885 | 2.636 | 2.697 | 2.777 | 2.8155 | 2.8155 | 2.8155 | 2.8155 | 2.8155 | 2.8155 | 2.8155 | 2.8155 | 2.8155 | 2.8155 | 2.8155 | 2.8155 | 9489.0071 | 1394.5573 | 0.00029696 | 12412.6656 | 7033.2926 | 427.9872 | 63.9567 | 10883.5644 | 491.9438 | 10391.6205 | 3358.3279 | TRUE
| 60418099 | GL015 | GL | 22KV | 21.3 | 1 | 37042.7803 | 50% | Covered | 390 | 0.00026504 | 0.00028586 | 0.00030838 | 0.00033275 | 0.00035912 | 0.00038765 | 0.00041852 | 0.00045195 | 0.00048812 | 0.00052729 | 0.0005697 | 0.00061562 | 0.00066535 | 0.0006981 | 0.0006981 | 0.0006981 | 0.0006981 | 0.0006981 | 0.0006981 | 0.0006981 | 2.3765 | 2.426 | 2.492 | 2.5485 | 2.5885 | 2.636 | 2.697 | 2.777 | 2.8155 | 2.8155 | 2.8155 | 2.8155 | 2.8155 | 2.8155 | 2.8155 | 2.8155 | 2.8155 | 2.8155 | 2.8155 | 2.8155 | 728.5029 | 71.6516 | 2.2799e-05 | 8307 | 4706.9311 | 32.858 | 3.2861 | 800.1545 | 36.1441 | 764.0105 | -3942.9206 | FALSE
| 60418101 | GL015 | GL | 22KV | 1199.25 | 1 | 37042.7803 | 50% | Single phase | 44.74 | 0.0079614 | 0.0085632 | 0.009213 | 0.0099147 | 0.010672 | 0.011491 | 0.012375 | 0.013331 | 0.014363 | 0.015479 | 0.016686 | 0.01799 | 0.019399 | 0.020924 | 0.022572 | 0.024355 | 0.026284 | 0.02837 | 0.030627 | 0.033069 | 2.3765 | 2.426 | 2.492 | 2.5485 | 2.5885 | 2.636 | 2.697 | 2.777 | 2.8155 | 2.8155 | 2.8155 | 2.8155 | 2.8155 | 2.8155 | 2.8155 | 2.8155 | 2.8155 | 2.8155 | 2.8155 | 2.8155 | 23877.3349 | 15130.1374 | 0.0012836 | 53654.445 | 30401.8029 | 1849.9986 | 1194.9979 | 39007.4722 | 3044.9966 | 35962.4757 | 5560.6728 | TRUE
| 60418102 | GL015 | GL | 22KV | 1418.89 | 1 | 37042.7803 | 50% | Single phase | 44.74 | 0.0094195 | 0.010132 | 0.0109 | 0.011731 | 0.012627 | 0.013596 | 0.014642 | 0.015772 | 0.016994 | 0.018314 | 0.019742 | 0.021284 | 0.022952 | 0.024756 | 0.026707 | 0.028816 | 0.031098 | 0.033566 | 0.036237 | 0.039126 | 2.3765 | 2.426 | 2.492 | 2.5485 | 2.5885 | 2.636 | 2.697 | 2.777 | 2.8155 | 2.8155 | 2.8155 | 2.8155 | 2.8155 | 2.8155 | 2.8155 | 2.8155 | 2.8155 | 2.8155 | 2.8155 | 2.8155 | 28250.4162 | 21179.7521 | 0.0015187 | 63481.1386 | 35969.8262 | 2188.8218 | 1672.8044 | 49430.1683 | 3861.6262 | 45568.5422 | 9598.716 | TRUE
| 60418106 | GL015 | GL | 22KV | 47.02 | 1 | 37042.7803 | 50% | Three phase | 97.13 | 0.00045098 | 0.00048487 | 0.00052143 | 0.00056086 | 0.00060341 | 0.00064931 | 0.00069885 | 0.00075231 | 0.00081002 | 0.00087232 | 0.00093957 | 0.0010122 | 0.0010906 | 0.0011753 | 0.0012667 | 0.0013655 | 0.0014722 | 0.0015411 | 0.0015411 | 0.0015411 | 2.3765 | 2.426 | 2.492 | 2.5485 | 2.5885 | 2.636 | 2.697 | 2.777 | 2.8155 | 2.8155 | 2.8155 | 2.8155 | 2.8155 | 2.8155 | 2.8155 | 2.8155 | 2.8155 | 2.8155 | 2.8155 | 2.8155 | 1314.2964 | 70.9402 | 5.0329e-05 | 4567.0526 | 2587.7937 | 72.5344 | 3.9881 | 1385.2366 | 76.5226 | 1308.714 | -1279.0796 | FALSE
| 60418120 | GL015 | GL | 22KV | 14.91 | 1 | 37042.7803 | 50% | Three phase | 97.13 | 0.00014245 | 0.00015285 | 0.00016405 | 0.0001761 | 0.00018908 | 0.00020306 | 0.00021811 | 0.00023431 | 0.00025177 | 0.00027058 | 0.00029084 | 0.00031267 | 0.00033619 | 0.00036154 | 0.00038886 | 0.00041831 | 0.00045005 | 0.00048427 | 0.00048867 | 0.00048867 | 2.3765 | 2.426 | 2.492 | 2.5485 | 2.5885 | 2.636 | 2.697 | 2.777 | 2.8155 | 2.8155 | 2.8155 | 2.8155 | 2.8155 | 2.8155 | 2.8155 | 2.8155 | 2.8155 | 2.8155 | 2.8155 | 2.8155 | 409.0637 | 7.0032 | 1.5959e-05 | 1448.2083 | 820.5871 | 23.0006 | 0.40101 | 416.067 | 23.4016 | 392.6653 | -427.9217 | FALSE
| 60418121 | GL015 | GL | 22KV | 462.07 | 1 | 37042.7803 | 50% | Three phase | 97.13 | 0.0044145 | 0.0047369 | 0.0050839 | 0.0054575 | 0.0058598 | 0.0062929 | 0.0067593 | 0.0072616 | 0.0078026 | 0.0083854 | 0.0090133 | 0.0096898 | 0.010419 | 0.011204 | 0.012051 | 0.012964 | 0.013947 | 0.015008 | 0.015144 | 0.015144 | 2.3765 | 2.426 | 2.492 | 2.5485 | 2.5885 | 2.636 | 2.697 | 2.777 | 2.8155 | 2.8155 | 2.8155 | 2.8155 | 2.8155 | 2.8155 | 2.8155 | 2.8155 | 2.8155 | 2.8155 | 2.8155 | 2.8155 | 12677.1345 | 6726.0249 | 0.00049458 | 44880.8591 | 25430.4938 | 712.8029 | 385.1418 | 19403.1594 | 1097.9447 | 18305.2147 | -7125.2791 | FALSE
| 60418122 | GL015 | GL | 22KV | 60.01 | 1 | 37042.7803 | 50% | Three phase | 97.13 | 0.00057332 | 0.00061519 | 0.00066026 | 0.00070878 | 0.00076102 | 0.00081727 | 0.00087784 | 0.00094307 | 0.0010133 | 0.001089 | 0.0011706 | 0.0012584 | 0.0013531 | 0.0014551 | 0.0015651 | 0.0016836 | 0.0018114 | 0.0019491 | 0.0019668 | 0.0019668 | 2.3765 | 2.426 | 2.492 | 2.5485 | 2.5885 | 2.636 | 2.697 | 2.777 | 2.8155 | 2.8155 | 2.8155 | 2.8155 | 2.8155 | 2.8155 | 2.8155 | 2.8155 | 2.8155 | 2.8155 | 2.8155 | 2.8155 | 1646.406 | 113.4463 | 6.4233e-05 | 5828.7713 | 3302.7116 | 92.5732 | 6.4961 | 1759.8523 | 99.0693 | 1660.783 | -1641.9286 | FALSE
| 60418135 | GL015 | GL | 22KV | 152.73 | 1 | 37042.7803 | 50% | Single phase | 44.74 | 0.0019005 | 0.0020498 | 0.0022112 | 0.002386 | 0.002575 | 0.0027796 | 0.003001 | 0.0032406 | 0.0035001 | 0.0037809 | 0.004085 | 0.0044143 | 0.0047709 | 0.0050057 | 0.0050057 | 0.0050057 | 0.0050057 | 0.0050057 | 0.0050057 | 0.0050057 | 2.3765 | 2.426 | 2.492 | 2.5485 | 2.5885 | 2.636 | 2.697 | 2.777 | 2.8155 | 2.8155 | 2.8155 | 2.8155 | 2.8155 | 2.8155 | 2.8155 | 2.8155 | 2.8155 | 2.8155 | 2.8155 | 2.8155 | 5223.6738 | 422.6169 | 0.00016348 | 6833.1402 | 3871.8093 | 235.6058 | 19.3819 | 5646.2907 | 254.9877 | 5391.303 | 1519.4937 | TRUE
| 60418143 | GL015 | GL | 22KV | 29.98 | 1 | 37042.7803 | 50% | Covered | 390 | 0.00037305 | 0.00040235 | 0.00043405 | 0.00046835 | 0.00050546 | 0.00054562 | 0.00058908 | 0.00063612 | 0.00068704 | 0.00074217 | 0.00080186 | 0.00086649 | 0.00093649 | 0.00098259 | 0.00098259 | 0.00098259 | 0.00098259 | 0.00098259 | 0.00098259 | 0.00098259 | 2.3765 | 2.426 | 2.492 | 2.5485 | 2.5885 | 2.636 | 2.697 | 2.777 | 2.8155 | 2.8155 | 2.8155 | 2.8155 | 2.8155 | 2.8155 | 2.8155 | 2.8155 | 2.8155 | 2.8155 | 2.8155 | 2.8155 | 1025.3764 | 141.9483 | 3.209e-05 | 11692.2 | 6625.0608 | 46.248 | 6.51 | 1167.3247 | 52.758 | 1114.5667 | -5510.4941 | FALSE
| 60418149 | GL015 | GL | 22KV | 211.75 | 1 | 37042.7803 | 50% | Covered | 390 | 0.0016199 | 0.0017457 | 0.0018817 | 0.0020289 | 0.0021881 | 0.0023604 | 0.0025468 | 0.0027486 | 0.0029671 | 0.0032036 | 0.0034597 | 0.003737 | 0.0040374 | 0.0043627 | 0.0047151 | 0.0050969 | 0.0055106 | 0.0059589 | 0.0064448 | 0.0069401 | 2.3765 | 2.426 | 2.492 | 2.5485 | 2.5885 | 2.636 | 2.697 | 2.777 | 2.8155 | 2.8155 | 2.8155 | 2.8155 | 2.8155 | 2.8155 | 2.8155 | 2.8155 | 2.8155 | 2.8155 | 2.8155 | 2.8155 | 4958.8244 | 4834.407 | 0.00022665 | 82582.5 | 46793.0828 | 326.6518 | 324.7605 | 9793.2314 | 651.4123 | 9141.8191 | -37651.2636 | FALSE
| 60418153 | GL015 | GL | 22KV | 920.79 | 1 | 37042.7803 | 50% | Three phase | 97.13 | 0.0069985 | 0.0076624 | 0.0083926 | 0.0091958 | 0.01008 | 0.011052 | 0.012122 | 0.013301 | 0.014598 | 0.016027 | 0.017601 | 0.019335 | 0.021246 | 0.023351 | 0.025672 | 0.02823 | 0.030179 | 0.030179 | 0.030179 | 0.030179 | 2.3765 | 2.426 | 2.492 | 2.5485 | 2.5885 | 2.636 | 2.697 | 2.777 | 2.8155 | 2.8155 | 2.8155 | 2.8155 | 2.8155 | 2.8155 | 2.8155 | 2.8155 | 2.8155 | 2.8155 | 2.8155 | 2.8155 | 24573.6256 | 25884.7324 | 0.00098558 | 89436.3327 | 50676.617 | 1420.438 | 1529.4183 | 50458.358 | 2949.8563 | 47508.5017 | -3168.1153 | FALSE
| 60418157 | GL015 | GL | 22KV | 361.31 | 1 | 37042.7803 | 50% | Three phase | 97.13 | 0.0023986 | 0.0025799 | 0.0027757 | 0.0029871 | 0.0032154 | 0.003462 | 0.0037285 | 0.0040163 | 0.0043274 | 0.0046636 | 0.0050271 | 0.0054199 | 0.0058447 | 0.006304 | 0.0068006 | 0.0073378 | 0.0079188 | 0.0085474 | 0.0092274 | 0.0099631 | 2.3765 | 2.426 | 2.492 | 2.5485 | 2.5885 | 2.636 | 2.697 | 2.777 | 2.8155 | 2.8155 | 2.8155 | 2.8155 | 2.8155 | 2.8155 | 2.8155 | 2.8155 | 2.8155 | 2.8155 | 2.8155 | 2.8155 | 7193.7626 | 2981.541 | 0.00038673 | 35094.0403 | 19885.0644 | 557.3675 | 235.486 | 10175.3037 | 792.8535 | 9382.4502 | -10502.6143 | FALSE
| 60418158 | GL015 | GL | 22KV | 2272.05 | 1 | 37042.7803 | 50% | Three phase | 97.13 | 0.015083 | 0.016224 | 0.017455 | 0.018784 | 0.02022 | 0.021771 | 0.023446 | 0.025256 | 0.027212 | 0.029327 | 0.031612 | 0.034082 | 0.036753 | 0.039642 | 0.042765 | 0.046143 | 0.049797 | 0.053749 | 0.058025 | 0.062652 | 2.3765 | 2.426 | 2.492 | 2.5485 | 2.5885 | 2.636 | 2.697 | 2.777 | 2.8155 | 2.8155 | 2.8155 | 2.8155 | 2.8155 | 2.8155 | 2.8155 | 2.8155 | 2.8155 | 2.8155 | 2.8155 | 2.8155 | 45237.022 | 117900.7574 | 0.0024319 | 220684.2165 | 125044.5895 | 3504.9317 | 9311.9551 | 163137.7794 | 12816.8868 | 150320.8926 | 25276.3031 | TRUE
| 60418169 | GL015 | GL | 22KV | 15.16 | 1 | 37042.7803 | 50% | Three phase | 97.13 | 0.00014733 | 0.00015946 | 0.00017263 | 0.00018694 | 0.00020248 | 0.00021937 | 0.00023773 | 0.00025767 | 0.00027936 | 0.00030293 | 0.00032856 | 0.00035643 | 0.00038674 | 0.00041971 | 0.00045557 | 0.00049458 | 0.00049687 | 0.00049687 | 0.00049687 | 0.00049687 | 2.3765 | 2.426 | 2.492 | 2.5485 | 2.5885 | 2.636 | 2.697 | 2.777 | 2.8155 | 2.8155 | 2.8155 | 2.8155 | 2.8155 | 2.8155 | 2.8155 | 2.8155 | 2.8155 | 2.8155 | 2.8155 | 2.8155 | 448.4328 | 7.7985 | 1.6227e-05 | 1472.4908 | 834.3461 | 23.3863 | 0.41458 | 456.2313 | 23.8008 | 432.4305 | -401.9156 | FALSE
| 60418170 | GL015 | GL | 22KV | 263.53 | 1 | 37042.7803 | 50% | Three phase | 97.13 | 0.002561 | 0.0027719 | 0.0030008 | 0.0032496 | 0.0035198 | 0.0038134 | 0.0041324 | 0.0044792 | 0.0048562 | 0.0052659 | 0.0057115 | 0.006196 | 0.0067228 | 0.0072959 | 0.0079193 | 0.0085974 | 0.0086371 | 0.0086371 | 0.0086371 | 0.0086371 | 2.3765 | 2.426 | 2.492 | 2.5485 | 2.5885 | 2.636 | 2.697 | 2.777 | 2.8155 | 2.8155 | 2.8155 | 2.8155 | 2.8155 | 2.8155 | 2.8155 | 2.8155 | 2.8155 | 2.8155 | 2.8155 | 2.8155 | 7795.218 | 2356.5236 | 0.00028207 | 25596.6689 | 14503.6424 | 406.5292 | 125.2752 | 10151.7416 | 531.8044 | 9619.9372 | -4883.7052 | FALSE
| 60418194 | GL015 | GL | 22KV | 1129.49 | 1 | 37042.7803 | 50% | Three phase | 97.13 | 0.014041 | 0.015159 | 0.016371 | 0.017683 | 0.019104 | 0.020644 | 0.022312 | 0.024119 | 0.026078 | 0.028201 | 0.030501 | 0.032996 | 0.0357 | 0.037019 | 0.037019 | 0.037019 | 0.037019 | 0.037019 | 0.037019 | 0.037019 | 2.3765 | 2.426 | 2.492 | 2.5485 | 2.5885 | 2.636 | 2.697 | 2.777 | 2.8155 | 2.8155 | 2.8155 | 2.8155 | 2.8155 | 2.8155 | 2.8155 | 2.8155 | 2.8155 | 2.8155 | 2.8155 | 2.8155 | 38775.3361 | 50363.5158 | 0.001209 | 109707.3637 | 62162.6343 | 1742.3848 | 2301.2822 | 89138.8519 | 4043.667 | 85095.1849 | 22932.5505 | TRUE
| 60418195 | GL015 | GL | 22KV | 121.86 | 1 | 37042.7803 | 50% | Three phase | 97.13 | 0.0015148 | 0.0016355 | 0.0017662 | 0.0019078 | 0.0020611 | 0.0022272 | 0.0024072 | 0.0026022 | 0.0028135 | 0.0030425 | 0.0032908 | 0.0035599 | 0.0038517 | 0.0039939 | 0.0039939 | 0.0039939 | 0.0039939 | 0.0039939 | 0.0039939 | 0.0039939 | 2.3765 | 2.426 | 2.492 | 2.5485 | 2.5885 | 2.636 | 2.697 | 2.777 | 2.8155 | 2.8155 | 2.8155 | 2.8155 | 2.8155 | 2.8155 | 2.8155 | 2.8155 | 2.8155 | 2.8155 | 2.8155 | 2.8155 | 4183.4478 | 586.2375 | 0.00013043 | 11836.2618 | 6706.6894 | 187.9849 | 26.7872 | 4769.6853 | 214.7721 | 4554.9133 | -2151.7762 | FALSE
| 60418198 | GL015 | GL | 22KV | 666.3 | 1 | 37042.7803 | 50% | Three phase | 97.13 | 0.0060753 | 0.006548 | 0.0070591 | 0.0076119 | 0.0082098 | 0.0088568 | 0.0095568 | 0.010314 | 0.011134 | 0.012022 | 0.012982 | 0.014022 | 0.015148 | 0.016368 | 0.017689 | 0.019119 | 0.020669 | 0.021838 | 0.021838 | 0.021838 | 2.3765 | 2.426 | 2.492 | 2.5485 | 2.5885 | 2.636 | 2.697 | 2.777 | 2.8155 | 2.8155 | 2.8155 | 2.8155 | 2.8155 | 2.8155 | 2.8155 | 2.8155 | 2.8155 | 2.8155 | 2.8155 | 2.8155 | 18221.7708 | 13929.0174 | 0.00071319 | 64717.719 | 36670.5002 | 1027.8542 | 800.8381 | 32150.7881 | 1828.6923 | 30322.0959 | -6348.4043 | FALSE
| 60418200 | GL015 | GL | 22KV | 361.47 | 1 | 37042.7803 | 50% | Single phase | 44.74 | 0.0044979 | 0.0048512 | 0.0052334 | 0.0056469 | 0.0060944 | 0.0065785 | 0.0071025 | 0.0076697 | 0.0082837 | 0.0089484 | 0.0096681 | 0.010447 | 0.011291 | 0.011847 | 0.011847 | 0.011847 | 0.011847 | 0.011847 | 0.011847 | 0.011847 | 2.3765 | 2.426 | 2.492 | 2.5485 | 2.5885 | 2.636 | 2.697 | 2.777 | 2.8155 | 2.8155 | 2.8155 | 2.8155 | 2.8155 | 2.8155 | 2.8155 | 2.8155 | 2.8155 | 2.8155 | 2.8155 | 2.8155 | 12363.0025 | 2367.2423 | 0.00038691 | 16172.1678 | 9163.5103 | 557.6143 | 108.5656 | 14730.2448 | 666.1799 | 14064.0649 | 4900.5546 | TRUE
| 60418215 | GL015 | GL | 22KV | 793.12 | 1 | 37042.7803 | 50% | Single phase | 44.74 | 0.006917 | 0.0074671 | 0.008063 | 0.0087087 | 0.0094084 | 0.010167 | 0.010989 | 0.01188 | 0.012846 | 0.013894 | 0.01503 | 0.016262 | 0.017599 | 0.01905 | 0.020623 | 0.022331 | 0.024184 | 0.025994 | 0.025994 | 0.025994 | 2.3765 | 2.426 | 2.492 | 2.5485 | 2.5885 | 2.636 | 2.697 | 2.777 | 2.8155 | 2.8155 | 2.8155 | 2.8155 | 2.8155 | 2.8155 | 2.8155 | 2.8155 | 2.8155 | 2.8155 | 2.8155 | 2.8155 | 21193.9148 | 8878.9211 | 0.00084893 | 35484.1888 | 20106.1312 | 1223.4904 | 522.6675 | 30072.836 | 1746.1579 | 28326.678 | 8220.5468 | TRUE
| 60418237 | GL015 | GL | 22KV | 384.72 | 1 | 37042.7803 | 50% | Three phase | 97.13 | 0.0047872 | 0.0051632 | 0.00557 | 0.0060101 | 0.0064863 | 0.0070017 | 0.0075594 | 0.008163 | 0.0088165 | 0.0095239 | 0.01029 | 0.011119 | 0.012018 | 0.012609 | 0.012609 | 0.012609 | 0.012609 | 0.012609 | 0.012609 | 0.012609 | 2.3765 | 2.426 | 2.492 | 2.5485 | 2.5885 | 2.636 | 2.697 | 2.777 | 2.8155 | 2.8155 | 2.8155 | 2.8155 | 2.8155 | 2.8155 | 2.8155 | 2.8155 | 2.8155 | 2.8155 | 2.8155 | 2.8155 | 13158.1993 | 5821.6372 | 0.00041179 | 37367.8536 | 21173.4577 | 593.4805 | 266.9898 | 18979.8366 | 860.4703 | 18119.3663 | -3054.0914 | FALSE
| 60418251 | GL015 | GL | 22KV | 216.24 | 1 | 37042.7803 | 50% | Three phase | 97.13 | 0.0020699 | 0.0022232 | 0.0023884 | 0.0025665 | 0.0027584 | 0.0029652 | 0.0031881 | 0.0034285 | 0.0036876 | 0.0039671 | 0.0042685 | 0.0045936 | 0.0049442 | 0.0053224 | 0.0057305 | 0.0061709 | 0.006646 | 0.0070872 | 0.0070872 | 0.0070872 | 2.3765 | 2.426 | 2.492 | 2.5485 | 2.5885 | 2.636 | 2.697 | 2.777 | 2.8155 | 2.8155 | 2.8155 | 2.8155 | 2.8155 | 2.8155 | 2.8155 | 2.8155 | 2.8155 | 2.8155 | 2.8155 | 2.8155 | 5989.1984 | 1486.8769 | 0.00023146 | 21003.3912 | 11900.989 | 333.5782 | 84.3485 | 7476.0753 | 417.9267 | 7058.1486 | -4842.8404 | FALSE
| 60418252 | GL015 | GL | 22KV | 28.28 | 1 | 37042.7803 | 50% | Three phase | 97.13 | 0.00027483 | 0.00029746 | 0.00032203 | 0.00034872 | 0.00037772 | 0.00040922 | 0.00044346 | 0.00048068 | 0.00052113 | 0.0005651 | 0.00061291 | 0.0006649 | 0.00072144 | 0.00078294 | 0.00084983 | 0.00092261 | 0.00092687 | 0.00092687 | 0.00092687 | 0.00092687 | 2.3765 | 2.426 | 2.492 | 2.5485 | 2.5885 | 2.636 | 2.697 | 2.777 | 2.8155 | 2.8155 | 2.8155 | 2.8155 | 2.8155 | 2.8155 | 2.8155 | 2.8155 | 2.8155 | 2.8155 | 2.8155 | 2.8155 | 836.5225 | 27.1375 | 3.027e-05 | 2746.8364 | 1556.4186 | 43.6256 | 1.4427 | 863.66 | 45.0682 | 818.5918 | -737.8269 | FALSE
| 60418264 | GL015 | GL | 22KV | 37 | 1 | 37042.7803 | 50% | Three phase | 97.13 | 0.00020773 | 0.00022821 | 0.00025083 | 0.00027582 | 0.00030343 | 0.00033396 | 0.0003677 | 0.00040502 | 0.0004463 | 0.00049196 | 0.0005425 | 0.00059843 | 0.00066036 | 0.00072892 | 0.00080485 | 0.00088895 | 0.00098213 | 0.0010854 | 0.0011998 | 0.0012127 | 2.3765 | 2.426 | 2.492 | 2.5485 | 2.5885 | 2.636 | 2.697 | 2.777 | 2.8155 | 2.8155 | 2.8155 | 2.8155 | 2.8155 | 2.8155 | 2.8155 | 2.8155 | 2.8155 | 2.8155 | 2.8155 | 2.8155 | 797.3455 | 33.6892 | 3.9604e-05 | 3593.81 | 2036.3327 | 57.0773 | 2.4695 | 831.0348 | 59.5468 | 771.488 | -1264.8448 | FALSE
| 60418266 | GL015 | GL | 22KV | 170.61 | 1 | 37042.7803 | 50% | Three phase | 97.13 | 0.0016386 | 0.0017896 | 0.0019551 | 0.0021366 | 0.0023357 | 0.0025541 | 0.0027937 | 0.0030566 | 0.0033451 | 0.0036619 | 0.0040096 | 0.0043914 | 0.0048107 | 0.0052712 | 0.0055917 | 0.0055917 | 0.0055917 | 0.0055917 | 0.0055917 | 0.0055917 | 2.3765 | 2.426 | 2.492 | 2.5485 | 2.5885 | 2.636 | 2.697 | 2.777 | 2.8155 | 2.8155 | 2.8155 | 2.8155 | 2.8155 | 2.8155 | 2.8155 | 2.8155 | 2.8155 | 2.8155 | 2.8155 | 2.8155 | 5263.867 | 1029.3964 | 0.00018262 | 16571.3493 | 9389.6954 | 263.188 | 52.5066 | 6293.2633 | 315.6947 | 5977.5686 | -3412.1267 | FALSE
| 60418286 | GL015 | GL | 22KV | 870.45 | 1 | 37042.7803 | 50% | Single phase | 44.74 | 0.010831 | 0.011682 | 0.012603 | 0.013598 | 0.014676 | 0.015842 | 0.017104 | 0.018469 | 0.019948 | 0.021548 | 0.023281 | 0.025158 | 0.02719 | 0.028529 | 0.028529 | 0.028529 | 0.028529 | 0.028529 | 0.028529 | 0.028529 | 2.3765 | 2.426 | 2.492 | 2.5485 | 2.5885 | 2.636 | 2.697 | 2.777 | 2.8155 | 2.8155 | 2.8155 | 2.8155 | 2.8155 | 2.8155 | 2.8155 | 2.8155 | 2.8155 | 2.8155 | 2.8155 | 2.8155 | 29771.1442 | 13727.3233 | 0.0009317 | 38943.933 | 22066.4993 | 1342.782 | 629.5574 | 43498.4675 | 1972.3394 | 41526.1281 | 19459.6288 | TRUE
| 60418288 | GL015 | GL | 22KV | 14.05 | 1 | 37042.7803 | 50% | Three phase | 97.13 | 0.00013449 | 0.00014445 | 0.00015519 | 0.00016675 | 0.00017922 | 0.00019266 | 0.00020715 | 0.00022276 | 0.0002396 | 0.00025776 | 0.00027734 | 0.00029846 | 0.00032124 | 0.00034582 | 0.00037234 | 0.00040095 | 0.00043182 | 0.00046049 | 0.00046049 | 0.00046049 | 2.3765 | 2.426 | 2.492 | 2.5485 | 2.5885 | 2.636 | 2.697 | 2.777 | 2.8155 | 2.8155 | 2.8155 | 2.8155 | 2.8155 | 2.8155 | 2.8155 | 2.8155 | 2.8155 | 2.8155 | 2.8155 | 2.8155 | 389.1428 | 6.2771 | 1.5039e-05 | 1364.6765 | 773.2561 | 21.6739 | 0.35609 | 395.4198 | 22.03 | 373.3898 | -399.8663 | FALSE
| 60418289 | GL015 | GL | 22KV | 464.39 | 1 | 37042.7803 | 50% | Three phase | 97.13 | 0.0044452 | 0.0047745 | 0.0051293 | 0.0055117 | 0.0059238 | 0.0063679 | 0.0068467 | 0.0073629 | 0.0079195 | 0.0085196 | 0.0091669 | 0.009865 | 0.010618 | 0.01143 | 0.012307 | 0.013252 | 0.014273 | 0.01522 | 0.01522 | 0.01522 | 2.3765 | 2.426 | 2.492 | 2.5485 | 2.5885 | 2.636 | 2.697 | 2.777 | 2.8155 | 2.8155 | 2.8155 | 2.8155 | 2.8155 | 2.8155 | 2.8155 | 2.8155 | 2.8155 | 2.8155 | 2.8155 | 2.8155 | 12862.2078 | 6857.5452 | 0.00049707 | 45106.2007 | 25558.1774 | 716.3818 | 389.019 | 19719.753 | 1105.4008 | 18614.3522 | -6943.8251 | FALSE
| 60418290 | GL015 | GL | 22KV | 46.22 | 1 | 37042.7803 | 50% | Three phase | 97.13 | 0.00044242 | 0.0004752 | 0.00051051 | 0.00054857 | 0.00058958 | 0.00063379 | 0.00068144 | 0.00073282 | 0.00078821 | 0.00084794 | 0.00091236 | 0.00098184 | 0.0010568 | 0.0011376 | 0.0012249 | 0.001319 | 0.0014205 | 0.0015148 | 0.0015148 | 0.0015148 | 2.3765 | 2.426 | 2.492 | 2.5485 | 2.5885 | 2.636 | 2.697 | 2.777 | 2.8155 | 2.8155 | 2.8155 | 2.8155 | 2.8155 | 2.8155 | 2.8155 | 2.8155 | 2.8155 | 2.8155 | 2.8155 | 2.8155 | 1280.1551 | 67.9302 | 4.9472e-05 | 4489.3486 | 2543.7648 | 71.3003 | 3.8536 | 1348.0853 | 75.1539 | 1272.9314 | -1270.8334 | FALSE
| 60418292 | GL015 | GL | 22KV | 1650.32 | 1 | 37042.7803 | 50% | Three phase | 97.13 | 0.015048 | 0.016218 | 0.017484 | 0.018853 | 0.020334 | 0.021937 | 0.023671 | 0.025547 | 0.027578 | 0.029775 | 0.032155 | 0.034731 | 0.03752 | 0.040541 | 0.043812 | 0.047355 | 0.051193 | 0.054089 | 0.054089 | 0.054089 | 2.3765 | 2.426 | 2.492 | 2.5485 | 2.5885 | 2.636 | 2.697 | 2.777 | 2.8155 | 2.8155 | 2.8155 | 2.8155 | 2.8155 | 2.8155 | 2.8155 | 2.8155 | 2.8155 | 2.8155 | 2.8155 | 2.8155 | 45132.4519 | 85451.0058 | 0.0017664 | 160295.5816 | 90827.0447 | 2545.8326 | 4912.9396 | 130583.4577 | 7458.7722 | 123124.6855 | 32297.6408 | TRUE
| 60418300 | GL015 | GL | 22KV | 724.87 | 1 | 37042.7803 | 50% | Single phase | 44.74 | 0.0057909 | 0.0062511 | 0.0067498 | 0.0072902 | 0.0078758 | 0.0085105 | 0.0091987 | 0.0099448 | 0.010754 | 0.011631 | 0.012583 | 0.013615 | 0.014736 | 0.015951 | 0.01727 | 0.018701 | 0.020255 | 0.021942 | 0.023757 | 0.023757 | 2.3765 | 2.426 | 2.492 | 2.5485 | 2.5885 | 2.636 | 2.697 | 2.777 | 2.8155 | 2.8155 | 2.8155 | 2.8155 | 2.8155 | 2.8155 | 2.8155 | 2.8155 | 2.8155 | 2.8155 | 2.8155 | 2.8155 | 17971.1389 | 6878.6795 | 0.00077588 | 32430.6838 | 18375.9473 | 1118.206 | 436.5841 | 24849.8184 | 1554.7901 | 23295.0283 | 4919.0809 | TRUE
| 60418301 | GL015 | GL | 22KV | 339.31 | 1 | 37042.7803 | 50% | Single phase | 44.74 | 0.0027107 | 0.0029261 | 0.0031596 | 0.0034125 | 0.0036866 | 0.0039838 | 0.0043059 | 0.0046551 | 0.0050339 | 0.0054446 | 0.0058901 | 0.0063734 | 0.0068977 | 0.0074666 | 0.008084 | 0.008754 | 0.0094813 | 0.010271 | 0.011121 | 0.011121 | 2.3765 | 2.426 | 2.492 | 2.5485 | 2.5885 | 2.636 | 2.697 | 2.777 | 2.8155 | 2.8155 | 2.8155 | 2.8155 | 2.8155 | 2.8155 | 2.8155 | 2.8155 | 2.8155 | 2.8155 | 2.8155 | 2.8155 | 8412.2493 | 1507.2252 | 0.00036319 | 15180.7294 | 8601.7392 | 523.4297 | 95.6623 | 9919.4745 | 619.092 | 9300.3824 | 698.6432 | TRUE
| 60418305 | GL015 | GL | 22KV | 1310.08 | 1 | 37042.7803 | 50% | Single phase | 44.74 | 0.014897 | 0.016083 | 0.017368 | 0.01876 | 0.020268 | 0.021901 | 0.023671 | 0.02559 | 0.027669 | 0.029922 | 0.032365 | 0.035013 | 0.037885 | 0.040999 | 0.042938 | 0.042938 | 0.042938 | 0.042938 | 0.042938 | 0.042938 | 2.3765 | 2.426 | 2.492 | 2.5485 | 2.5885 | 2.636 | 2.697 | 2.777 | 2.8155 | 2.8155 | 2.8155 | 2.8155 | 2.8155 | 2.8155 | 2.8155 | 2.8155 | 2.8155 | 2.8155 | 2.8155 | 2.8155 | 42532.6489 | 29487.6394 | 0.0014023 | 58612.9792 | 33211.4187 | 2020.9683 | 1426.0782 | 72020.2884 | 3447.0464 | 68573.2419 | 35361.8232 | TRUE
| 60418307 | GL015 | GL | 22KV | 309.54 | 1 | 37042.7803 | 50% | Three phase | 97.13 | 0.0027767 | 0.0029987 | 0.0032392 | 0.0034999 | 0.0037825 | 0.0040889 | 0.0044211 | 0.0047814 | 0.0051721 | 0.005596 | 0.0060558 | 0.0065548 | 0.0070962 | 0.0076837 | 0.0083215 | 0.0090137 | 0.0097652 | 0.010145 | 0.010145 | 0.010145 | 2.3765 | 2.426 | 2.492 | 2.5485 | 2.5885 | 2.636 | 2.697 | 2.777 | 2.8155 | 2.8155 | 2.8155 | 2.8155 | 2.8155 | 2.8155 | 2.8155 | 2.8155 | 2.8155 | 2.8155 | 2.8155 | 2.8155 | 8483.0905 | 3011.4879 | 0.00033132 | 30065.6202 | 17035.8497 | 477.5056 | 172.8378 | 11494.5784 | 650.3434 | 10844.235 | -6191.6147 | FALSE
| 60418308 | GL015 | GL | 22KV | 31.65 | 1 | 37042.7803 | 50% | Three phase | 97.13 | 0.00019935 | 0.00021906 | 0.00024082 | 0.00026487 | 0.00029144 | 0.0003208 | 0.00035327 | 0.00038917 | 0.00042887 | 0.00047279 | 0.00052139 | 0.00057518 | 0.00063471 | 0.00070062 | 0.0007736 | 0.00085443 | 0.00094395 | 0.0010373 | 0.0010373 | 0.0010373 | 2.3765 | 2.426 | 2.492 | 2.5485 | 2.5885 | 2.636 | 2.697 | 2.777 | 2.8155 | 2.8155 | 2.8155 | 2.8155 | 2.8155 | 2.8155 | 2.8155 | 2.8155 | 2.8155 | 2.8155 | 2.8155 | 2.8155 | 752.642 | 27.2122 | 3.3877e-05 | 3074.1645 | 1741.89 | 48.8242 | 1.807 | 779.8542 | 50.6312 | 729.223 | -1012.667 | FALSE
| 60418309 | GL015 | GL | 22KV | 405.66 | 1 | 37042.7803 | 50% | Three phase | 97.13 | 0.0025551 | 0.0028077 | 0.0030866 | 0.0033948 | 0.0037354 | 0.0041118 | 0.0045279 | 0.004988 | 0.0054969 | 0.0060598 | 0.0066827 | 0.0073721 | 0.0081351 | 0.0089799 | 0.0099153 | 0.010951 | 0.012099 | 0.013295 | 0.013295 | 0.013295 | 2.3765 | 2.426 | 2.492 | 2.5485 | 2.5885 | 2.636 | 2.697 | 2.777 | 2.8155 | 2.8155 | 2.8155 | 2.8155 | 2.8155 | 2.8155 | 2.8155 | 2.8155 | 2.8155 | 2.8155 | 2.8155 | 2.8155 | 9646.6586 | 4470.345 | 0.00043421 | 39401.7558 | 22325.9119 | 625.7832 | 296.8448 | 14117.0036 | 922.628 | 13194.3757 | -9131.5363 | FALSE
| 60418323 | GL015 | GL | 22KV | 461.52 | 1 | 37042.7803 | 50% | Covered | 390 | 0.0035306 | 0.0038048 | 0.0041013 | 0.004422 | 0.004769 | 0.0051445 | 0.0055509 | 0.0059908 | 0.0064669 | 0.0069824 | 0.0075405 | 0.008145 | 0.0087996 | 0.0095087 | 0.010277 | 0.011109 | 0.012011 | 0.012988 | 0.014047 | 0.015126 | 2.3765 | 2.426 | 2.492 | 2.5485 | 2.5885 | 2.636 | 2.697 | 2.777 | 2.8155 | 2.8155 | 2.8155 | 2.8155 | 2.8155 | 2.8155 | 2.8155 | 2.8155 | 2.8155 | 2.8155 | 2.8155 | 2.8155 | 10808.0125 | 22965.5803 | 0.000494 | 179992.8 | 101987.9271 | 711.9544 | 1542.7565 | 33773.5929 | 2254.7109 | 31518.8819 | -70469.0452 | FALSE
| 60418331 | GL015 | GL | 22KV | 51.19 | 1 | 37042.7803 | 50% | Three phase | 97.13 | 0.0002874 | 0.00031574 | 0.00034703 | 0.0003816 | 0.0004198 | 0.00046203 | 0.00050872 | 0.00056035 | 0.00061746 | 0.00068064 | 0.00075056 | 0.00082794 | 0.00091361 | 0.0010085 | 0.0011135 | 0.0012299 | 0.0013588 | 0.0015016 | 0.0016599 | 0.0016777 | 2.3765 | 2.426 | 2.492 | 2.5485 | 2.5885 | 2.636 | 2.697 | 2.777 | 2.8155 | 2.8155 | 2.8155 | 2.8155 | 2.8155 | 2.8155 | 2.8155 | 2.8155 | 2.8155 | 2.8155 | 2.8155 | 2.8155 | 1103.1383 | 64.4849 | 5.4792e-05 | 4972.0847 | 2817.2939 | 78.9672 | 4.7269 | 1167.6232 | 83.6941 | 1083.9291 | -1733.3648 | FALSE
| 60418332 | GL015 | GL | 22KV | 211.59 | 1 | 37042.7803 | 50% | Three phase | 97.13 | 0.001188 | 0.0013051 | 0.0014344 | 0.0015773 | 0.0017352 | 0.0019098 | 0.0021028 | 0.0023162 | 0.0025522 | 0.0028134 | 0.0031024 | 0.0034222 | 0.0037763 | 0.0041684 | 0.0046026 | 0.0050836 | 0.0056165 | 0.0062069 | 0.0068612 | 0.0069348 | 2.3765 | 2.426 | 2.492 | 2.5485 | 2.5885 | 2.636 | 2.697 | 2.777 | 2.8155 | 2.8155 | 2.8155 | 2.8155 | 2.8155 | 2.8155 | 2.8155 | 2.8155 | 2.8155 | 2.8155 | 2.8155 | 2.8155 | 4559.7389 | 1101.7366 | 0.00022648 | 20551.7367 | 11645.0715 | 326.405 | 80.7598 | 5661.4755 | 407.1648 | 5254.3107 | -6390.7608 | FALSE
| 60418333 | GL015 | GL | 22KV | 37.21 | 1 | 37042.7803 | 50% | Three phase | 97.13 | 0.00020891 | 0.00022951 | 0.00025226 | 0.00027739 | 0.00030516 | 0.00033585 | 0.00036979 | 0.00040732 | 0.00044883 | 0.00049476 | 0.00054558 | 0.00060183 | 0.0006641 | 0.00073306 | 0.00080942 | 0.000894 | 0.0009877 | 0.0010915 | 0.0012066 | 0.0012195 | 2.3765 | 2.426 | 2.492 | 2.5485 | 2.5885 | 2.636 | 2.697 | 2.777 | 2.8155 | 2.8155 | 2.8155 | 2.8155 | 2.8155 | 2.8155 | 2.8155 | 2.8155 | 2.8155 | 2.8155 | 2.8155 | 2.8155 | 801.871 | 34.0727 | 3.9828e-05 | 3614.2073 | 2047.8903 | 57.4013 | 2.4976 | 835.9437 | 59.8989 | 776.0449 | -1271.8454 | FALSE
| 60418337 | GL015 | GL | 22KV | 376.89 | 1 | 37042.7803 | 50% | Three phase | 97.13 | 0.0035797 | 0.0038875 | 0.0042229 | 0.0045886 | 0.0049874 | 0.0054222 | 0.0058964 | 0.0064137 | 0.0069781 | 0.0075938 | 0.0082658 | 0.0089991 | 0.0097996 | 0.010673 | 0.011628 | 0.012352 | 0.012352 | 0.012352 | 0.012352 | 0.012352 | 2.3765 | 2.426 | 2.492 | 2.5485 | 2.5885 | 2.636 | 2.697 | 2.777 | 2.8155 | 2.8155 | 2.8155 | 2.8155 | 2.8155 | 2.8155 | 2.8155 | 2.8155 | 2.8155 | 2.8155 | 2.8155 | 2.8155 | 11191.9449 | 4836.502 | 0.00040341 | 36607.3257 | 20742.5256 | 581.4017 | 256.2326 | 16028.4469 | 837.6343 | 15190.8127 | -5551.7129 | FALSE
| 60418339 | GL015 | GL | 22KV | 37.29 | 1 | 37042.7803 | 50% | Single phase | 44.74 | 0.00029625 | 0.00032568 | 0.00035818 | 0.00039409 | 0.00043376 | 0.00047761 | 0.00052607 | 0.00057965 | 0.0006389 | 0.00070443 | 0.00077692 | 0.00085713 | 0.00094589 | 0.0010441 | 0.0011529 | 0.0012222 | 0.0012222 | 0.0012222 | 0.0012222 | 0.0012222 | 2.3765 | 2.426 | 2.492 | 2.5485 | 2.5885 | 2.636 | 2.697 | 2.777 | 2.8155 | 2.8155 | 2.8155 | 2.8155 | 2.8155 | 2.8155 | 2.8155 | 2.8155 | 2.8155 | 2.8155 | 2.8155 | 2.8155 | 1053.5469 | 20.7005 | 3.9914e-05 | 1668.3546 | 945.3269 | 57.5247 | 1.1554 | 1074.2474 | 58.6801 | 1015.5674 | 70.2405 | TRUE
| 60418360 | GL015 | GL | 22KV | 334.49 | 1 | 37042.7803 | 50% | Single phase | 44.74 | 0.0020446 | 0.002199 | 0.0023657 | 0.0025458 | 0.0027404 | 0.0029505 | 0.0031776 | 0.0034229 | 0.0036881 | 0.0039747 | 0.0042846 | 0.0046196 | 0.0049819 | 0.0053737 | 0.0057974 | 0.0062558 | 0.0067516 | 0.0072881 | 0.0078687 | 0.0084969 | 2.3765 | 2.426 | 2.492 | 2.5485 | 2.5885 | 2.636 | 2.697 | 2.777 | 2.8155 | 2.8155 | 2.8155 | 2.8155 | 2.8155 | 2.8155 | 2.8155 | 2.8155 | 2.8155 | 2.8155 | 2.8155 | 2.8155 | 6132.309 | 1083.8087 | 0.00035803 | 14965.0826 | 8479.5489 | 515.9942 | 92.9638 | 7216.1177 | 608.958 | 6607.1597 | -1872.3892 | FALSE
| 60418374 | GL015 | GL | 22KV | 657.46 | 1 | 37042.7803 | 50% | Single phase | 44.74 | 0.007476 | 0.0080714 | 0.0087163 | 0.0094148 | 0.010171 | 0.010991 | 0.011879 | 0.012842 | 0.013885 | 0.015016 | 0.016242 | 0.017571 | 0.019013 | 0.020575 | 0.021548 | 0.021548 | 0.021548 | 0.021548 | 0.021548 | 0.021548 | 2.3765 | 2.426 | 2.492 | 2.5485 | 2.5885 | 2.636 | 2.697 | 2.777 | 2.8155 | 2.8155 | 2.8155 | 2.8155 | 2.8155 | 2.8155 | 2.8155 | 2.8155 | 2.8155 | 2.8155 | 2.8155 | 2.8155 | 21344.8914 | 7426.4805 | 0.00070372 | 29414.7604 | 16667.058 | 1014.2173 | 359.1587 | 28771.3719 | 1373.376 | 27397.9959 | 10730.9379 | TRUE
| 60418375 | GL015 | GL | 22KV | 483.49 | 1 | 37042.7803 | 50% | Single phase | 44.74 | 0.0054978 | 0.0059357 | 0.0064099 | 0.0069235 | 0.00748 | 0.0080828 | 0.008736 | 0.0094439 | 0.010211 | 0.011043 | 0.011944 | 0.012922 | 0.013982 | 0.015131 | 0.015846 | 0.015846 | 0.015846 | 0.015846 | 0.015846 | 0.015846 | 2.3765 | 2.426 | 2.492 | 2.5485 | 2.5885 | 2.636 | 2.697 | 2.777 | 2.8155 | 2.8155 | 2.8155 | 2.8155 | 2.8155 | 2.8155 | 2.8155 | 2.8155 | 2.8155 | 2.8155 | 2.8155 | 2.8155 | 15696.8356 | 4016.2373 | 0.00051751 | 21631.3426 | 12256.8002 | 745.846 | 194.2329 | 19713.0729 | 940.0789 | 18772.9941 | 6516.1938 | TRUE
| 60418378 | GL015 | GL | 22KV | 48.81 | 1 | 37042.7803 | 50% | Single phase | 44.74 | 0.00038994 | 0.00042093 | 0.00045451 | 0.00049089 | 0.00053032 | 0.00057307 | 0.00061941 | 0.00066965 | 0.00072413 | 0.00078321 | 0.0008473 | 0.00091682 | 0.00099224 | 0.0010741 | 0.0011629 | 0.0012593 | 0.0013639 | 0.0014775 | 0.0015997 | 0.0015997 | 2.3765 | 2.426 | 2.492 | 2.5485 | 2.5885 | 2.636 | 2.697 | 2.777 | 2.8155 | 2.8155 | 2.8155 | 2.8155 | 2.8155 | 2.8155 | 2.8155 | 2.8155 | 2.8155 | 2.8155 | 2.8155 | 2.8155 | 1210.1084 | 31.1891 | 5.2245e-05 | 2183.7594 | 1237.3667 | 75.2958 | 1.9795 | 1241.2975 | 77.2753 | 1164.0222 | -73.3445 | FALSE
| 60418379 | GL015 | GL | 22KV | 96.35 | 1 | 37042.7803 | 50% | Single phase | 44.74 | 0.00076973 | 0.0008309 | 0.00089719 | 0.00096901 | 0.0010469 | 0.0011312 | 0.0012227 | 0.0013219 | 0.0014294 | 0.001546 | 0.0016725 | 0.0018098 | 0.0019587 | 0.0021202 | 0.0022955 | 0.0024858 | 0.0026923 | 0.0029165 | 0.0031578 | 0.0031578 | 2.3765 | 2.426 | 2.492 | 2.5485 | 2.5885 | 2.636 | 2.697 | 2.777 | 2.8155 | 2.8155 | 2.8155 | 2.8155 | 2.8155 | 2.8155 | 2.8155 | 2.8155 | 2.8155 | 2.8155 | 2.8155 | 2.8155 | 2388.7307 | 121.5313 | 0.00010313 | 4310.699 | 2442.538 | 148.6324 | 7.7135 | 2510.262 | 156.3459 | 2353.9162 | -88.6218 | FALSE
| 60418386 | GL015 | GL | 22KV | 49.84 | 1 | 37042.7803 | 50% | Three phase | 97.13 | 0.00047338 | 0.00051408 | 0.00055844 | 0.0006068 | 0.00065953 | 0.00071703 | 0.00077974 | 0.00084815 | 0.00092278 | 0.0010042 | 0.0010931 | 0.00119 | 0.0012959 | 0.0014115 | 0.0015376 | 0.0016335 | 0.0016335 | 0.0016335 | 0.0016335 | 0.0016335 | 2.3765 | 2.426 | 2.492 | 2.5485 | 2.5885 | 2.636 | 2.697 | 2.777 | 2.8155 | 2.8155 | 2.8155 | 2.8155 | 2.8155 | 2.8155 | 2.8155 | 2.8155 | 2.8155 | 2.8155 | 2.8155 | 2.8155 | 1480.0248 | 84.5782 | 5.3347e-05 | 4840.9592 | 2742.9952 | 76.8847 | 4.4809 | 1564.6029 | 81.3655 | 1483.2374 | -1259.7578 | FALSE
| 60418387 | GL015 | GL | 22KV | 151.68 | 1 | 37042.7803 | 50% | Three phase | 97.13 | 0.0014406 | 0.0015645 | 0.0016995 | 0.0018467 | 0.0020072 | 0.0021822 | 0.002373 | 0.0025812 | 0.0028083 | 0.0030561 | 0.0033266 | 0.0036217 | 0.0039439 | 0.0042956 | 0.0046795 | 0.0049713 | 0.0049713 | 0.0049713 | 0.0049713 | 0.0049713 | 2.3765 | 2.426 | 2.492 | 2.5485 | 2.5885 | 2.636 | 2.697 | 2.777 | 2.8155 | 2.8155 | 2.8155 | 2.8155 | 2.8155 | 2.8155 | 2.8155 | 2.8155 | 2.8155 | 2.8155 | 2.8155 | 2.8155 | 4504.2166 | 783.3553 | 0.00016235 | 14732.6784 | 8347.8635 | 233.9861 | 41.5013 | 5287.5719 | 275.4874 | 5012.0846 | -3335.779 | FALSE
| 60418395 | GL015 | GL | 22KV | 227.7 | 1 | 37042.7803 | 50% | Three phase | 97.13 | 0.0016327 | 0.0017859 | 0.0019542 | 0.0021392 | 0.0023426 | 0.0025662 | 0.0028121 | 0.0030826 | 0.0033801 | 0.0037075 | 0.0040679 | 0.0044645 | 0.0049012 | 0.005382 | 0.0059115 | 0.0064946 | 0.007137 | 0.0074628 | 0.0074628 | 0.0074628 | 2.3765 | 2.426 | 2.492 | 2.5485 | 2.5885 | 2.636 | 2.697 | 2.777 | 2.8155 | 2.8155 | 2.8155 | 2.8155 | 2.8155 | 2.8155 | 2.8155 | 2.8155 | 2.8155 | 2.8155 | 2.8155 | 2.8155 | 5773.9599 | 1503.6787 | 0.00024372 | 22116.501 | 12531.7018 | 351.2568 | 93.5257 | 7277.6387 | 444.7825 | 6832.8562 | -5698.8456 | FALSE
| 60418396 | GL015 | GL | 22KV | 1095.32 | 1 | 37042.7803 | 50% | Three phase | 97.13 | 0.013629 | 0.0147 | 0.015858 | 0.017111 | 0.018467 | 0.019934 | 0.021522 | 0.023241 | 0.025101 | 0.027115 | 0.029296 | 0.031657 | 0.034215 | 0.035899 | 0.035899 | 0.035899 | 0.035899 | 0.035899 | 0.035899 | 0.035899 | 2.3765 | 2.426 | 2.492 | 2.5485 | 2.5885 | 2.636 | 2.697 | 2.777 | 2.8155 | 2.8155 | 2.8155 | 2.8155 | 2.8155 | 2.8155 | 2.8155 | 2.8155 | 2.8155 | 2.8155 | 2.8155 | 2.8155 | 37462.1514 | 47188.6603 | 0.0011724 | 106388.4316 | 60282.0535 | 1689.6731 | 2164.1489 | 84650.8116 | 3853.822 | 80796.9896 | 20514.9361 | TRUE
| 60418415 | GL015 | GL | 22KV | 585.56 | 1 | 37042.7803 | 50% | Covered | 390 | 0.0072863 | 0.0078587 | 0.0084778 | 0.0091477 | 0.0098725 | 0.010657 | 0.011506 | 0.012424 | 0.013419 | 0.014496 | 0.015662 | 0.016924 | 0.018291 | 0.019192 | 0.019192 | 0.019192 | 0.019192 | 0.019192 | 0.019192 | 0.019192 | 2.3765 | 2.426 | 2.492 | 2.5485 | 2.5885 | 2.636 | 2.697 | 2.777 | 2.8155 | 2.8155 | 2.8155 | 2.8155 | 2.8155 | 2.8155 | 2.8155 | 2.8155 | 2.8155 | 2.8155 | 2.8155 | 2.8155 | 20027.3321 | 54151.3932 | 0.00062676 | 228368.4 | 129398.6189 | 903.3022 | 2483.4712 | 74178.7253 | 3386.7734 | 70791.9518 | -58606.6671 | FALSE
| 60418420 | GL015 | GL | 22KV | 323.92 | 1 | 37042.7803 | 50% | Single phase | 44.74 | 0.0040223 | 0.0043337 | 0.0046703 | 0.005034 | 0.0054271 | 0.005852 | 0.0063114 | 0.0068081 | 0.0073452 | 0.007926 | 0.0085542 | 0.0092336 | 0.0099686 | 0.010616 | 0.010616 | 0.010616 | 0.010616 | 0.010616 | 0.010616 | 0.010616 | 2.3765 | 2.426 | 2.492 | 2.5485 | 2.5885 | 2.636 | 2.697 | 2.777 | 2.8155 | 2.8155 | 2.8155 | 2.8155 | 2.8155 | 2.8155 | 2.8155 | 2.8155 | 2.8155 | 2.8155 | 2.8155 | 2.8155 | 11017.095 | 1890.4372 | 0.00034671 | 14492.1808 | 8211.5922 | 499.6886 | 87.1813 | 12907.5322 | 586.8699 | 12320.6623 | 4109.0701 | TRUE
| 60418441 | GL015 | GL | 22KV | 140.62 | 1 | 37042.7803 | 50% | Three phase | 97.13 | 0.0013434 | 0.0014416 | 0.0015472 | 0.0016609 | 0.0017833 | 0.0019151 | 0.002057 | 0.0022099 | 0.0023745 | 0.0025519 | 0.002743 | 0.0029489 | 0.0031707 | 0.0034098 | 0.0036674 | 0.0039452 | 0.0042445 | 0.0045672 | 0.0046088 | 0.0046088 | 2.3765 | 2.426 | 2.492 | 2.5485 | 2.5885 | 2.636 | 2.697 | 2.777 | 2.8155 | 2.8155 | 2.8155 | 2.8155 | 2.8155 | 2.8155 | 2.8155 | 2.8155 | 2.8155 | 2.8155 | 2.8155 | 2.8155 | 3857.984 | 622.9269 | 0.00015052 | 13658.4206 | 7739.1651 | 216.9246 | 35.6697 | 4480.9109 | 252.5943 | 4228.3166 | -3510.8485 | FALSE
| 60418442 | GL015 | GL | 22KV | 300.19 | 1 | 37042.7803 | 50% | Three phase | 97.13 | 0.0028666 | 0.0031216 | 0.0034003 | 0.003705 | 0.0040382 | 0.0044026 | 0.0048011 | 0.0052371 | 0.0057141 | 0.0062361 | 0.0068073 | 0.0074327 | 0.0081172 | 0.0088667 | 0.0096875 | 0.0098387 | 0.0098387 | 0.0098387 | 0.0098387 | 0.0098387 | 2.3765 | 2.426 | 2.492 | 2.5485 | 2.5885 | 2.636 | 2.697 | 2.777 | 2.8155 | 2.8155 | 2.8155 | 2.8155 | 2.8155 | 2.8155 | 2.8155 | 2.8155 | 2.8155 | 2.8155 | 2.8155 | 2.8155 | 9089.0982 | 3127.8864 | 0.00032131 | 29157.4547 | 16521.2629 | 463.082 | 162.554 | 12216.9847 | 625.636 | 11591.3487 | -4929.9142 | FALSE
| 60418452 | GL015 | GL | 22KV | 1817.7 | 1 | 37042.7803 | 50% | Three phase | 97.13 | 0.013033 | 0.014256 | 0.0156 | 0.017077 | 0.0187 | 0.020485 | 0.022448 | 0.024608 | 0.026983 | 0.029597 | 0.032473 | 0.03564 | 0.039125 | 0.042964 | 0.04719 | 0.051846 | 0.056974 | 0.059575 | 0.059575 | 0.059575 | 2.3765 | 2.426 | 2.492 | 2.5485 | 2.5885 | 2.636 | 2.697 | 2.777 | 2.8155 | 2.8155 | 2.8155 | 2.8155 | 2.8155 | 2.8155 | 2.8155 | 2.8155 | 2.8155 | 2.8155 | 2.8155 | 2.8155 | 46092.7842 | 95823.8055 | 0.0019456 | 176553.201 | 100038.9737 | 2804.038 | 5960.0447 | 141916.5898 | 8764.0827 | 133152.5071 | 33113.5334 | TRUE
| 60418462 | GL015 | GL | 22KV | 638.98 | 1 | 37042.7803 | 50% | Three phase | 97.13 | 0.0062097 | 0.0067209 | 0.0072761 | 0.0078792 | 0.0085344 | 0.0092463 | 0.01002 | 0.010861 | 0.011775 | 0.012768 | 0.013849 | 0.015023 | 0.016301 | 0.01769 | 0.019202 | 0.020846 | 0.020942 | 0.020942 | 0.020942 | 0.020942 | 2.3765 | 2.426 | 2.492 | 2.5485 | 2.5885 | 2.636 | 2.697 | 2.777 | 2.8155 | 2.8155 | 2.8155 | 2.8155 | 2.8155 | 2.8155 | 2.8155 | 2.8155 | 2.8155 | 2.8155 | 2.8155 | 2.8155 | 18901.0299 | 13854.3512 | 0.00068394 | 62064.1274 | 35166.9161 | 985.7095 | 736.5117 | 32755.3812 | 1722.2212 | 31033.16 | -4133.7561 | FALSE
| 60418464 | GL015 | GL | 22KV | 1415.9 | 1 | 37042.7803 | 50% | Covered | 390 | 0.017582 | 0.018943 | 0.020414 | 0.022004 | 0.023723 | 0.02558 | 0.027588 | 0.029759 | 0.032107 | 0.034646 | 0.037391 | 0.040361 | 0.043574 | 0.046406 | 0.046406 | 0.046406 | 0.046406 | 0.046406 | 0.046406 | 0.046406 | 2.3765 | 2.426 | 2.492 | 2.5485 | 2.5885 | 2.636 | 2.697 | 2.777 | 2.8155 | 2.8155 | 2.8155 | 2.8155 | 2.8155 | 2.8155 | 2.8155 | 2.8155 | 2.8155 | 2.8155 | 2.8155 | 2.8155 | 48157.276 | 314862.1862 | 0.0015155 | 552201 | 312889.3785 | 2184.2094 | 14520.4971 | 363019.4622 | 16704.7065 | 346314.7558 | 33425.3772 | TRUE
| 60418466 | GL015 | GL | 22KV | 274.49 | 1 | 37042.7803 | 50% | Covered | 390 | 0.0034085 | 0.0036724 | 0.0039576 | 0.0042658 | 0.0045989 | 0.004959 | 0.0053483 | 0.0057692 | 0.0062243 | 0.0067165 | 0.0072488 | 0.0078246 | 0.0084474 | 0.0089963 | 0.0089963 | 0.0089963 | 0.0089963 | 0.0089963 | 0.0089963 | 0.0089963 | 2.3765 | 2.426 | 2.492 | 2.5485 | 2.5885 | 2.636 | 2.697 | 2.777 | 2.8155 | 2.8155 | 2.8155 | 2.8155 | 2.8155 | 2.8155 | 2.8155 | 2.8155 | 2.8155 | 2.8155 | 2.8155 | 2.8155 | 9335.8928 | 11833.3687 | 0.00029381 | 107051.1 | 60657.5362 | 423.4364 | 545.7194 | 21169.2616 | 969.1558 | 20200.1058 | -40457.4304 | FALSE
| 60418467 | GL015 | GL | 22KV | 1065.42 | 1 | 37042.7803 | 50% | Single phase | 44.74 | 0.012115 | 0.01308 | 0.014125 | 0.015257 | 0.016483 | 0.017811 | 0.019251 | 0.020811 | 0.022501 | 0.024334 | 0.026321 | 0.028475 | 0.03081 | 0.033343 | 0.034919 | 0.034919 | 0.034919 | 0.034919 | 0.034919 | 0.034919 | 2.3765 | 2.426 | 2.492 | 2.5485 | 2.5885 | 2.636 | 2.697 | 2.777 | 2.8155 | 2.8155 | 2.8155 | 2.8155 | 2.8155 | 2.8155 | 2.8155 | 2.8155 | 2.8155 | 2.8155 | 2.8155 | 2.8155 | 34589.5936 | 19502.3104 | 0.0011404 | 47666.8908 | 27009.1214 | 1643.5485 | 943.1687 | 54091.904 | 2586.7172 | 51505.1868 | 24496.0654 | TRUE
| 60418474 | GL015 | GL | 22KV | 68.7 | 1 | 37042.7803 | 50% | Three phase | 97.13 | 0.00063629 | 0.00068904 | 0.00074638 | 0.00080869 | 0.00087644 | 0.0009501 | 0.0010302 | 0.0011173 | 0.0012121 | 0.0013151 | 0.0014273 | 0.0015493 | 0.0016822 | 0.0018267 | 0.0019841 | 0.0021554 | 0.0022516 | 0.0022516 | 0.0022516 | 0.0022516 | 2.3765 | 2.426 | 2.492 | 2.5485 | 2.5885 | 2.636 | 2.697 | 2.777 | 2.8155 | 2.8155 | 2.8155 | 2.8155 | 2.8155 | 2.8155 | 2.8155 | 2.8155 | 2.8155 | 2.8155 | 2.8155 | 2.8155 | 1967.9093 | 155.0291 | 7.3534e-05 | 6672.831 | 3780.9746 | 105.9787 | 8.5137 | 2122.9385 | 114.4924 | 2008.4461 | -1772.5285 | FALSE
| 60418475 | GL015 | GL | 22KV | 52.35 | 1 | 37042.7803 | 50% | Three phase | 97.13 | 0.0003442 | 0.0003694 | 0.00039656 | 0.00042581 | 0.00045732 | 0.00049129 | 0.0005279 | 0.00056737 | 0.00060991 | 0.00065579 | 0.00070525 | 0.00075861 | 0.00081615 | 0.00087822 | 0.00094519 | 0.0010175 | 0.0010954 | 0.0011796 | 0.0012704 | 0.0013684 | 2.3765 | 2.426 | 2.492 | 2.5485 | 2.5885 | 2.636 | 2.697 | 2.777 | 2.8155 | 2.8155 | 2.8155 | 2.8155 | 2.8155 | 2.8155 | 2.8155 | 2.8155 | 2.8155 | 2.8155 | 2.8155 | 2.8155 | 1006.6764 | 60.4829 | 5.6034e-05 | 5084.7555 | 2881.1357 | 80.7567 | 4.9435 | 1067.1593 | 85.7002 | 981.4591 | -1899.6766 | FALSE
| 60418481 | GL015 | GL | 22KV | 3813.45 | 1 | 37042.7803 | 50% | Three phase | 97.13 | 0.034209 | 0.036943 | 0.039906 | 0.043118 | 0.046599 | 0.050374 | 0.054466 | 0.058905 | 0.063719 | 0.068941 | 0.074606 | 0.080753 | 0.087423 | 0.094662 | 0.10252 | 0.11105 | 0.1203 | 0.12498 | 0.12498 | 0.12498 | 2.3765 | 2.426 | 2.492 | 2.5485 | 2.5885 | 2.636 | 2.697 | 2.777 | 2.8155 | 2.8155 | 2.8155 | 2.8155 | 2.8155 | 2.8155 | 2.8155 | 2.8155 | 2.8155 | 2.8155 | 2.8155 | 2.8155 | 104509.4056 | 457071.0095 | 0.0040818 | 370400.3985 | 209877.1109 | 5882.7411 | 26232.5927 | 561580.415 | 32115.3338 | 529465.0813 | 319587.9704 | TRUE
| 60418482 | GL015 | GL | 22KV | 661.39 | 1 | 37042.7803 | 50% | Three phase | 97.13 | 0.005933 | 0.0064072 | 0.0069211 | 0.0074781 | 0.008082 | 0.0087366 | 0.0094465 | 0.010216 | 0.011051 | 0.011957 | 0.012939 | 0.014005 | 0.015162 | 0.016418 | 0.01778 | 0.019259 | 0.020865 | 0.021677 | 0.021677 | 0.021677 | 2.3765 | 2.426 | 2.492 | 2.5485 | 2.5885 | 2.636 | 2.697 | 2.777 | 2.8155 | 2.8155 | 2.8155 | 2.8155 | 2.8155 | 2.8155 | 2.8155 | 2.8155 | 2.8155 | 2.8155 | 2.8155 | 2.8155 | 18125.7066 | 13748.7372 | 0.00070793 | 64240.8107 | 36400.2733 | 1020.2798 | 789.0788 | 31874.4438 | 1809.3586 | 30065.0852 | -6335.1881 | FALSE
| 60418498 | GL015 | GL | 22KV | 29.95 | 1 | 37042.7803 | 50% | Three phase | 97.13 | 0.00029106 | 0.00031502 | 0.00034104 | 0.00036931 | 0.00040002 | 0.00043339 | 0.00046965 | 0.00050906 | 0.0005519 | 0.00059847 | 0.00064911 | 0.00070417 | 0.00076405 | 0.00082917 | 0.00090002 | 0.00097709 | 0.0009816 | 0.0009816 | 0.0009816 | 0.0009816 | 2.3765 | 2.426 | 2.492 | 2.5485 | 2.5885 | 2.636 | 2.697 | 2.777 | 2.8155 | 2.8155 | 2.8155 | 2.8155 | 2.8155 | 2.8155 | 2.8155 | 2.8155 | 2.8155 | 2.8155 | 2.8155 | 2.8155 | 885.9211 | 30.4372 | 3.2057e-05 | 2909.0435 | 1648.3288 | 46.2018 | 1.6181 | 916.3583 | 47.8198 | 868.5385 | -779.7903 | FALSE
| 60418499 | GL015 | GL | 22KV | 50.52 | 1 | 37042.7803 | 50% | Three phase | 97.13 | 0.00049096 | 0.00053138 | 0.00057528 | 0.00062296 | 0.00067476 | 0.00073105 | 0.00079221 | 0.00085869 | 0.00093095 | 0.0010095 | 0.0010949 | 0.0011878 | 0.0012888 | 0.0013987 | 0.0015182 | 0.0016482 | 0.0016558 | 0.0016558 | 0.0016558 | 0.0016558 | 2.3765 | 2.426 | 2.492 | 2.5485 | 2.5885 | 2.636 | 2.697 | 2.777 | 2.8155 | 2.8155 | 2.8155 | 2.8155 | 2.8155 | 2.8155 | 2.8155 | 2.8155 | 2.8155 | 2.8155 | 2.8155 | 2.8155 | 1494.3817 | 86.6041 | 5.4075e-05 | 4907.0076 | 2780.4197 | 77.9337 | 4.604 | 1580.9858 | 82.5376 | 1498.4482 | -1281.9715 | FALSE
| 60418500 | GL015 | GL | 22KV | 650.4 | 1 | 37042.7803 | 50% | Three phase | 97.13 | 0.0063207 | 0.006841 | 0.0074062 | 0.00802 | 0.0086869 | 0.0094116 | 0.010199 | 0.011055 | 0.011985 | 0.012996 | 0.014096 | 0.015292 | 0.016592 | 0.018007 | 0.019545 | 0.021219 | 0.021317 | 0.021317 | 0.021317 | 0.021317 | 2.3765 | 2.426 | 2.492 | 2.5485 | 2.5885 | 2.636 | 2.697 | 2.777 | 2.8155 | 2.8155 | 2.8155 | 2.8155 | 2.8155 | 2.8155 | 2.8155 | 2.8155 | 2.8155 | 2.8155 | 2.8155 | 2.8155 | 19238.8335 | 14353.993 | 0.00069617 | 63173.352 | 35795.4275 | 1003.3263 | 763.0731 | 33592.8265 | 1766.3995 | 31826.427 | -3969.0004 | FALSE
| 60418502 | GL015 | GL | 22KV | 156.04 | 1 | 37042.7803 | 50% | Three phase | 97.13 | 0.0015164 | 0.0016413 | 0.0017768 | 0.0019241 | 0.0020841 | 0.002258 | 0.0024469 | 0.0026522 | 0.0028754 | 0.003118 | 0.0033818 | 0.0036687 | 0.0039807 | 0.00432 | 0.0046891 | 0.0050907 | 0.0051142 | 0.0051142 | 0.0051142 | 0.0051142 | 2.3765 | 2.426 | 2.492 | 2.5485 | 2.5885 | 2.636 | 2.697 | 2.777 | 2.8155 | 2.8155 | 2.8155 | 2.8155 | 2.8155 | 2.8155 | 2.8155 | 2.8155 | 2.8155 | 2.8155 | 2.8155 | 2.8155 | 4615.6636 | 826.1969 | 0.00016702 | 15156.1652 | 8587.8206 | 240.7119 | 43.9215 | 5441.8604 | 284.6334 | 5157.227 | -3430.5935 | FALSE
| 60418515 | GL015 | GL | 22KV | 108.71 | 1 | 37042.7803 | 50% | Single phase | 44.74 | 0.00066448 | 0.00071467 | 0.00076887 | 0.0008274 | 0.00089062 | 0.00095892 | 0.0010327 | 0.0011125 | 0.0011986 | 0.0012918 | 0.0013925 | 0.0015014 | 0.0016191 | 0.0017464 | 0.0018842 | 0.0020331 | 0.0021943 | 0.0023687 | 0.0025573 | 0.0027615 | 2.3765 | 2.426 | 2.492 | 2.5485 | 2.5885 | 2.636 | 2.697 | 2.777 | 2.8155 | 2.8155 | 2.8155 | 2.8155 | 2.8155 | 2.8155 | 2.8155 | 2.8155 | 2.8155 | 2.8155 | 2.8155 | 2.8155 | 1993.0142 | 114.4789 | 0.00011636 | 4863.6854 | 2755.8724 | 167.6993 | 9.8194 | 2107.493 | 177.5187 | 1929.9743 | -825.8981 | FALSE
| 60418519 | GL015 | GL | 22KV | 35.01 | 1 | 37042.7803 | 50% | Three phase | 97.13 | 0.00033944 | 0.00037249 | 0.0004089 | 0.00044902 | 0.00049325 | 0.00054201 | 0.00059578 | 0.00065508 | 0.0007205 | 0.00079267 | 0.00087231 | 0.0009602 | 0.0010572 | 0.0011474 | 0.0011474 | 0.0011474 | 0.0011474 | 0.0011474 | 0.0011474 | 0.0011474 | 2.3765 | 2.426 | 2.492 | 2.5485 | 2.5885 | 2.636 | 2.697 | 2.777 | 2.8155 | 2.8155 | 2.8155 | 2.8155 | 2.8155 | 2.8155 | 2.8155 | 2.8155 | 2.8155 | 2.8155 | 2.8155 | 2.8155 | 1111.5996 | 44.6004 | 3.7474e-05 | 3400.5213 | 1926.8111 | 54.0075 | 2.211 | 1156.1999 | 56.2185 | 1099.9815 | -826.8296 | FALSE
| 60418534 | GL015 | GL | 22KV | 264.76 | 1 | 37042.7803 | 50% | Covered | 390 | 0.0032877 | 0.0035422 | 0.0038173 | 0.0041146 | 0.0044359 | 0.0047832 | 0.0051587 | 0.0055647 | 0.0060037 | 0.0064784 | 0.0069918 | 0.0075472 | 0.0081479 | 0.0086774 | 0.0086774 | 0.0086774 | 0.0086774 | 0.0086774 | 0.0086774 | 0.0086774 | 2.3765 | 2.426 | 2.492 | 2.5485 | 2.5885 | 2.636 | 2.697 | 2.777 | 2.8155 | 2.8155 | 2.8155 | 2.8155 | 2.8155 | 2.8155 | 2.8155 | 2.8155 | 2.8155 | 2.8155 | 2.8155 | 2.8155 | 9004.9583 | 11009.3097 | 0.00028339 | 103256.4 | 58507.3747 | 408.4266 | 507.7163 | 20014.2679 | 916.1429 | 19098.125 | -39409.2497 | FALSE
| 60418535 | GL015 | GL | 22KV | 27.48 | 1 | 37042.7803 | 50% | Covered | 390 | 0.00034123 | 0.00036766 | 0.00039621 | 0.00042706 | 0.00046041 | 0.00049646 | 0.00053543 | 0.00057757 | 0.00062313 | 0.00067241 | 0.0007257 | 0.00078334 | 0.00084569 | 0.00090065 | 0.00090065 | 0.00090065 | 0.00090065 | 0.00090065 | 0.00090065 | 0.00090065 | 2.3765 | 2.426 | 2.492 | 2.5485 | 2.5885 | 2.636 | 2.697 | 2.777 | 2.8155 | 2.8155 | 2.8155 | 2.8155 | 2.8155 | 2.8155 | 2.8155 | 2.8155 | 2.8155 | 2.8155 | 2.8155 | 2.8155 | 934.6437 | 118.6011 | 2.9414e-05 | 10717.2 | 6072.6041 | 42.3915 | 5.4695 | 1053.2448 | 47.861 | 1005.3838 | -5067.2203 | FALSE
| 60418536 | GL015 | GL | 22KV | 51.43 | 1 | 37042.7803 | 50% | Three phase | 97.13 | 0.00049639 | 0.00053539 | 0.0005776 | 0.00062328 | 0.00067273 | 0.00072627 | 0.00078423 | 0.000847 | 0.00091498 | 0.00098861 | 0.0010684 | 0.0011548 | 0.0012484 | 0.0013499 | 0.0014598 | 0.001579 | 0.0016856 | 0.0016856 | 0.0016856 | 0.0016856 | 2.3765 | 2.426 | 2.492 | 2.5485 | 2.5885 | 2.636 | 2.697 | 2.777 | 2.8155 | 2.8155 | 2.8155 | 2.8155 | 2.8155 | 2.8155 | 2.8155 | 2.8155 | 2.8155 | 2.8155 | 2.8155 | 2.8155 | 1479.0678 | 87.2889 | 5.5049e-05 | 4995.3959 | 2830.5025 | 79.3374 | 4.7713 | 1566.3568 | 84.1088 | 1482.248 | -1348.2545 | FALSE
| 60418537 | GL015 | GL | 22KV | 127.67 | 1 | 37042.7803 | 50% | Three phase | 97.13 | 0.0012322 | 0.0013291 | 0.0014338 | 0.0015472 | 0.00167 | 0.0018029 | 0.0019468 | 0.0021026 | 0.0022713 | 0.0024541 | 0.0026521 | 0.0028666 | 0.003099 | 0.0033509 | 0.0036238 | 0.0039196 | 0.0041844 | 0.0041844 | 0.0041844 | 0.0041844 | 2.3765 | 2.426 | 2.492 | 2.5485 | 2.5885 | 2.636 | 2.697 | 2.777 | 2.8155 | 2.8155 | 2.8155 | 2.8155 | 2.8155 | 2.8155 | 2.8155 | 2.8155 | 2.8155 | 2.8155 | 2.8155 | 2.8155 | 3671.6428 | 537.9028 | 0.00013665 | 12400.5871 | 7026.4487 | 196.9475 | 29.4024 | 4209.5457 | 226.3499 | 3983.1957 | -3043.253 | FALSE
| 60418538 | GL015 | GL | 22KV | 43.1 | 1 | 37042.7803 | 50% | Three phase | 97.13 | 0.00041599 | 0.00044867 | 0.00048405 | 0.00052233 | 0.00056377 | 0.00060864 | 0.00065721 | 0.00070981 | 0.00076678 | 0.00082849 | 0.00089533 | 0.00096774 | 0.0010462 | 0.0011312 | 0.0012234 | 0.0013232 | 0.0014126 | 0.0014126 | 0.0014126 | 0.0014126 | 2.3765 | 2.426 | 2.492 | 2.5485 | 2.5885 | 2.636 | 2.697 | 2.777 | 2.8155 | 2.8155 | 2.8155 | 2.8155 | 2.8155 | 2.8155 | 2.8155 | 2.8155 | 2.8155 | 2.8155 | 2.8155 | 2.8155 | 1239.5066 | 61.3028 | 4.6133e-05 | 4186.303 | 2372.0525 | 66.4873 | 3.3509 | 1300.8094 | 69.8382 | 1230.9712 | -1141.0813 | FALSE
| 60418539 | GL015 | GL | 22KV | 124.64 | 1 | 37042.7803 | 50% | Three phase | 97.13 | 0.001203 | 0.0012975 | 0.0013998 | 0.0015105 | 0.0016304 | 0.0017601 | 0.0019006 | 0.0020527 | 0.0022174 | 0.0023959 | 0.0025892 | 0.0027986 | 0.0030255 | 0.0032714 | 0.0035378 | 0.0038266 | 0.004085 | 0.004085 | 0.004085 | 0.004085 | 2.3765 | 2.426 | 2.492 | 2.5485 | 2.5885 | 2.636 | 2.697 | 2.777 | 2.8155 | 2.8155 | 2.8155 | 2.8155 | 2.8155 | 2.8155 | 2.8155 | 2.8155 | 2.8155 | 2.8155 | 2.8155 | 2.8155 | 3584.5035 | 512.6737 | 0.00013341 | 12106.2832 | 6859.6895 | 192.2734 | 28.0233 | 4097.1771 | 220.2967 | 3876.8804 | -2982.8091 | FALSE
| 60418563 | GL015 | GL | 22KV | 55.69 | 1 | 37042.7803 | 50% | Three phase | 97.13 | 0.00054121 | 0.00058576 | 0.00063415 | 0.00068671 | 0.00074381 | 0.00080586 | 0.00087328 | 0.00094656 | 0.0010262 | 0.0011128 | 0.001207 | 0.0013093 | 0.0014207 | 0.0015418 | 0.0016735 | 0.0018168 | 0.0018252 | 0.0018252 | 0.0018252 | 0.0018252 | 2.3765 | 2.426 | 2.492 | 2.5485 | 2.5885 | 2.636 | 2.697 | 2.777 | 2.8155 | 2.8155 | 2.8155 | 2.8155 | 2.8155 | 2.8155 | 2.8155 | 2.8155 | 2.8155 | 2.8155 | 2.8155 | 2.8155 | 1647.3103 | 105.2364 | 5.9609e-05 | 5409.1697 | 3064.956 | 85.909 | 5.5945 | 1752.5468 | 91.5035 | 1661.0432 | -1403.9127 | FALSE
| 60418585 | GL021 | GL | 22KV | 34.79 | 1 | 37042.7803 | 50% | Three phase | 97.13 | 0.00025163 | 0.00027668 | 0.00030436 | 0.00033494 | 0.00036874 | 0.00040611 | 0.00044744 | 0.00049315 | 0.00054372 | 0.00059968 | 0.00066161 | 0.00073016 | 0.00080606 | 0.0008901 | 0.00098318 | 0.0010863 | 0.0011402 | 0.0011402 | 0.0011402 | 0.0011402 | 2.711 | 2.7525 | 2.8025 | 2.8495 | 2.868 | 2.8915 | 2.9415 | 3.0015 | 3.0285 | 3.0285 | 3.0285 | 3.0285 | 3.0285 | 3.0285 | 3.0285 | 3.0285 | 3.0285 | 3.0285 | 3.0285 | 3.0285 | 999.5095 | 36.671 | 3.7238e-05 | 3379.1527 | 1914.7031 | 58.6349 | 2.1833 | 1036.1805 | 60.8182 | 975.3623 | -939.3408 | FALSE
| 60418586 | GL021 | GL | 22KV | 614.27 | 1 | 37042.7803 | 50% | Three phase | 97.13 | 0.0031559 | 0.003386 | 0.003634 | 0.0039012 | 0.0041892 | 0.0044997 | 0.0048344 | 0.0051952 | 0.0055844 | 0.0060041 | 0.0064569 | 0.0069453 | 0.0074723 | 0.008041 | 0.0086547 | 0.0093171 | 0.010032 | 0.010804 | 0.011638 | 0.012538 | 2.711 | 2.7525 | 2.8025 | 2.8495 | 2.868 | 2.8915 | 2.9415 | 3.0015 | 3.0285 | 3.0285 | 3.0285 | 3.0285 | 3.0285 | 3.0285 | 3.0285 | 3.0285 | 3.0285 | 3.0285 | 3.0285 | 3.0285 | 10007.9045 | 6500.0417 | 0.00065749 | 59664.0451 | 33806.9761 | 1035.2871 | 680.6498 | 16507.9462 | 1715.9369 | 14792.0093 | -19014.9667 | FALSE
| 60418587 | GL021 | GL | 22KV | 123.61 | 1 | 37042.7803 | 50% | Three phase | 97.13 | 0.0011984 | 0.0012956 | 0.0014009 | 0.0015152 | 0.0016392 | 0.0017738 | 0.0019198 | 0.0020784 | 0.0022505 | 0.0024373 | 0.0026403 | 0.0028606 | 0.0031 | 0.00336 | 0.0036425 | 0.0039494 | 0.0040513 | 0.0040513 | 0.0040513 | 0.0040513 | 2.711 | 2.7525 | 2.8025 | 2.8495 | 2.868 | 2.8915 | 2.9415 | 3.0015 | 3.0285 | 3.0285 | 3.0285 | 3.0285 | 3.0285 | 3.0285 | 3.0285 | 3.0285 | 3.0285 | 3.0285 | 3.0285 | 3.0285 | 3929.9719 | 513.5066 | 0.00013231 | 12006.2393 | 6803.0024 | 208.3316 | 27.5621 | 4443.4786 | 235.8937 | 4207.5849 | -2595.4176 | FALSE
| 60418588 | GL021 | GL | 22KV | 14.37 | 1 | 37042.7803 | 50% | Three phase | 97.13 | 0.00013932 | 0.00015061 | 0.00016286 | 0.00017614 | 0.00019056 | 0.0002062 | 0.00022318 | 0.00024161 | 0.00026162 | 0.00028335 | 0.00030694 | 0.00033256 | 0.00036038 | 0.00039061 | 0.00042345 | 0.00045913 | 0.00047097 | 0.00047097 | 0.00047097 | 0.00047097 | 2.711 | 2.7525 | 2.8025 | 2.8495 | 2.868 | 2.8915 | 2.9415 | 3.0015 | 3.0285 | 3.0285 | 3.0285 | 3.0285 | 3.0285 | 3.0285 | 3.0285 | 3.0285 | 3.0285 | 3.0285 | 3.0285 | 3.0285 | 456.87 | 6.9399 | 1.5381e-05 | 1395.7581 | 790.8676 | 24.2191 | 0.37249 | 463.8099 | 24.5916 | 439.2182 | -351.6494 | FALSE
| 60418591 | GL021 | GL | 22KV | 572.16 | 1 | 37042.7803 | 50% | Three phase | 97.13 | 0.0055104 | 0.0059369 | 0.006398 | 0.0068964 | 0.0074353 | 0.008018 | 0.0086483 | 0.00933 | 0.010067 | 0.010865 | 0.011728 | 0.012663 | 0.013673 | 0.014768 | 0.015952 | 0.017234 | 0.018622 | 0.018752 | 0.018752 | 0.018752 | 2.711 | 2.7525 | 2.8025 | 2.8495 | 2.868 | 2.8915 | 2.9415 | 3.0015 | 3.0285 | 3.0285 | 3.0285 | 3.0285 | 3.0285 | 3.0285 | 3.0285 | 3.0285 | 3.0285 | 3.0285 | 3.0285 | 3.0285 | 17696.7966 | 10705.512 | 0.00061242 | 55573.9008 | 31489.4093 | 964.3151 | 590.5274 | 28402.3085 | 1554.8426 | 26847.4659 | -4641.9433 | FALSE
| 60418592 | GL021 | GL | 22KV | 11.23 | 1 | 37042.7803 | 50% | Three phase | 97.13 | 0.00010888 | 0.0001177 | 0.00012727 | 0.00013765 | 0.00014892 | 0.00016115 | 0.00017442 | 0.00018882 | 0.00020446 | 0.00022143 | 0.00023987 | 0.00025989 | 0.00028164 | 0.00030526 | 0.00033092 | 0.0003588 | 0.00036806 | 0.00036806 | 0.00036806 | 0.00036806 | 2.711 | 2.7525 | 2.8025 | 2.8495 | 2.868 | 2.8915 | 2.9415 | 3.0015 | 3.0285 | 3.0285 | 3.0285 | 3.0285 | 3.0285 | 3.0285 | 3.0285 | 3.0285 | 3.0285 | 3.0285 | 3.0285 | 3.0285 | 357.039 | 4.2384 | 1.202e-05 | 1090.7699 | 618.0545 | 18.927 | 0.22749 | 361.2773 | 19.1545 | 342.1228 | -275.9317 | FALSE
| 60418593 | GL021 | GL | 22KV | 10.11 | 1 | 37042.7803 | 50% | Three phase | 97.13 | 9.8019e-05 | 0.00010596 | 0.00011458 | 0.00012393 | 0.00013407 | 0.00014507 | 0.00015702 | 0.00016999 | 0.00018406 | 0.00019935 | 0.00021595 | 0.00023397 | 0.00025355 | 0.00027481 | 0.00029792 | 0.00032302 | 0.00033135 | 0.00033135 | 0.00033135 | 0.00033135 | 2.711 | 2.7525 | 2.8025 | 2.8495 | 2.868 | 2.8915 | 2.9415 | 3.0015 | 3.0285 | 3.0285 | 3.0285 | 3.0285 | 3.0285 | 3.0285 | 3.0285 | 3.0285 | 3.0285 | 3.0285 | 3.0285 | 3.0285 | 321.4304 | 3.4351 | 1.0821e-05 | 981.9843 | 556.4142 | 17.0393 | 0.18438 | 324.8656 | 17.2237 | 307.6418 | -248.7723 | FALSE
| 60418594 | GL021 | GL | 22KV | 468.25 | 1 | 37042.7803 | 50% | Three phase | 97.13 | 0.0045398 | 0.0049077 | 0.0053068 | 0.0057397 | 0.0062094 | 0.0067192 | 0.0072725 | 0.0078731 | 0.0085251 | 0.009233 | 0.010002 | 0.010836 | 0.011743 | 0.012728 | 0.013798 | 0.014961 | 0.015347 | 0.015347 | 0.015347 | 0.015347 | 2.711 | 2.7525 | 2.8025 | 2.8495 | 2.868 | 2.8915 | 2.9415 | 3.0015 | 3.0285 | 3.0285 | 3.0285 | 3.0285 | 3.0285 | 3.0285 | 3.0285 | 3.0285 | 3.0285 | 3.0285 | 3.0285 | 3.0285 | 14887.2208 | 7368.76 | 0.0005012 | 45481.1225 | 25770.6164 | 789.1858 | 395.5129 | 22255.9808 | 1184.6987 | 21071.282 | -4699.3344 | FALSE
| 60418595 | GL021 | GL | 22KV | 28.87 | 1 | 37042.7803 | 50% | Three phase | 97.13 | 0.00026739 | 0.00028956 | 0.00031365 | 0.00033984 | 0.00036831 | 0.00039926 | 0.00043292 | 0.00046953 | 0.00050935 | 0.00055267 | 0.0005998 | 0.00065108 | 0.0007069 | 0.00076764 | 0.00083377 | 0.00090576 | 0.00094621 | 0.00094621 | 0.00094621 | 0.00094621 | 2.711 | 2.7525 | 2.8025 | 2.8495 | 2.868 | 2.8915 | 2.9415 | 3.0015 | 3.0285 | 3.0285 | 3.0285 | 3.0285 | 3.0285 | 3.0285 | 3.0285 | 3.0285 | 3.0285 | 3.0285 | 3.0285 | 3.0285 | 897.3909 | 27.3775 | 3.0901e-05 | 2804.1431 | 1588.8899 | 48.6573 | 1.5035 | 924.7683 | 50.1608 | 874.6075 | -714.2824 | FALSE
| 60418596 | GL021 | GL | 22KV | 50.95 | 1 | 37042.7803 | 50% | Three phase | 97.13 | 0.00047189 | 0.00051102 | 0.00055354 | 0.00059975 | 0.00065 | 0.00070462 | 0.00076403 | 0.00082863 | 0.00089891 | 0.00097535 | 0.0010585 | 0.001149 | 0.0012475 | 0.0013547 | 0.0014714 | 0.0015985 | 0.0016699 | 0.0016699 | 0.0016699 | 0.0016699 | 2.711 | 2.7525 | 2.8025 | 2.8495 | 2.868 | 2.8915 | 2.9415 | 3.0015 | 3.0285 | 3.0285 | 3.0285 | 3.0285 | 3.0285 | 3.0285 | 3.0285 | 3.0285 | 3.0285 | 3.0285 | 3.0285 | 3.0285 | 1583.7223 | 85.2684 | 5.4535e-05 | 4948.7735 | 2804.0852 | 85.8708 | 4.6827 | 1668.9908 | 90.5535 | 1578.4373 | -1225.648 | FALSE
| 60418599 | GL021 | GL | 22KV | 54.17 | 1 | 37042.7803 | 50% | Three phase | 97.13 | 0.00052028 | 0.00056821 | 0.00062077 | 0.0006784 | 0.0007416 | 0.00081094 | 0.00088701 | 0.00097049 | 0.0010621 | 0.0011627 | 0.0012731 | 0.0013943 | 0.0015274 | 0.0016737 | 0.0017754 | 0.0017754 | 0.0017754 | 0.0017754 | 0.0017754 | 0.0017754 | 2.711 | 2.7525 | 2.8025 | 2.8495 | 2.868 | 2.8915 | 2.9415 | 3.0015 | 3.0285 | 3.0285 | 3.0285 | 3.0285 | 3.0285 | 3.0285 | 3.0285 | 3.0285 | 3.0285 | 3.0285 | 3.0285 | 3.0285 | 1813.3578 | 103.7747 | 5.7982e-05 | 5261.5321 | 2981.3012 | 91.2978 | 5.2933 | 1917.1324 | 96.5911 | 1820.5414 | -1160.7598 | FALSE
| 60418600 | GL021 | GL | 22KV | 182.88 | 1 | 37042.7803 | 50% | Three phase | 97.13 | 0.0017325 | 0.001879 | 0.0020385 | 0.0022121 | 0.0024012 | 0.0026071 | 0.0028313 | 0.0030755 | 0.0033416 | 0.0036316 | 0.0039475 | 0.0042919 | 0.0046672 | 0.0050764 | 0.0055225 | 0.0059938 | 0.0059938 | 0.0059938 | 0.0059938 | 0.0059938 | 2.711 | 2.7525 | 2.8025 | 2.8495 | 2.868 | 2.8915 | 2.9415 | 3.0015 | 3.0285 | 3.0285 | 3.0285 | 3.0285 | 3.0285 | 3.0285 | 3.0285 | 3.0285 | 3.0285 | 3.0285 | 3.0285 | 3.0285 | 5839.3799 | 1128.4837 | 0.00019575 | 17763.1344 | 10064.9874 | 308.2249 | 60.3306 | 6967.8636 | 368.5555 | 6599.3081 | -3465.6792 | FALSE
| 60418601 | GL021 | GL | 22KV | 25.16 | 1 | 37042.7803 | 50% | Three phase | 97.13 | 0.00020447 | 0.00022488 | 0.00024741 | 0.00027232 | 0.00029985 | 0.00033028 | 0.00036393 | 0.00040115 | 0.00044231 | 0.00048786 | 0.00053827 | 0.00059405 | 0.00065581 | 0.00072418 | 0.0007999 | 0.00082461 | 0.00082461 | 0.00082461 | 0.00082461 | 0.00082461 | 2.711 | 2.7525 | 2.8025 | 2.8495 | 2.868 | 2.8915 | 2.9415 | 3.0015 | 3.0285 | 3.0285 | 3.0285 | 3.0285 | 3.0285 | 3.0285 | 3.0285 | 3.0285 | 3.0285 | 3.0285 | 3.0285 | 3.0285 | 784.2467 | 20.8198 | 2.693e-05 | 2443.7908 | 1384.7063 | 42.4045 | 1.1419 | 805.0665 | 43.5464 | 761.5201 | -623.1862 | FALSE
| 60418602 | GL021 | GL | 22KV | 153.73 | 1 | 37042.7803 | 50% | Three phase | 97.13 | 0.0012494 | 0.001374 | 0.0015117 | 0.0016639 | 0.0018321 | 0.002018 | 0.0022236 | 0.002451 | 0.0027026 | 0.0029809 | 0.0032889 | 0.0036297 | 0.0040071 | 0.0044248 | 0.0048875 | 0.0050385 | 0.0050385 | 0.0050385 | 0.0050385 | 0.0050385 | 2.711 | 2.7525 | 2.8025 | 2.8495 | 2.868 | 2.8915 | 2.9415 | 3.0015 | 3.0285 | 3.0285 | 3.0285 | 3.0285 | 3.0285 | 3.0285 | 3.0285 | 3.0285 | 3.0285 | 3.0285 | 3.0285 | 3.0285 | 4791.822 | 777.2713 | 0.00016455 | 14931.7949 | 8460.6874 | 259.0956 | 42.6307 | 5569.0933 | 301.7263 | 5267.367 | -3193.3204 | FALSE
| 60418608 | GL021 | GL | 22KV | 23.9 | 1 | 37042.7803 | 50% | Three phase | 97.13 | 0.00023226 | 0.00025139 | 0.00027215 | 0.00029471 | 0.00031922 | 0.00034584 | 0.00037478 | 0.00040623 | 0.00044041 | 0.00047758 | 0.00051798 | 0.00056192 | 0.00060971 | 0.00066168 | 0.00071821 | 0.00077972 | 0.00078332 | 0.00078332 | 0.00078332 | 0.00078332 | 2.711 | 2.7525 | 2.8025 | 2.8495 | 2.868 | 2.8915 | 2.9415 | 3.0015 | 3.0285 | 3.0285 | 3.0285 | 3.0285 | 3.0285 | 3.0285 | 3.0285 | 3.0285 | 3.0285 | 3.0285 | 3.0285 | 3.0285 | 767.2527 | 19.3824 | 2.5582e-05 | 2321.407 | 1315.3609 | 40.2809 | 1.0304 | 786.6351 | 41.3113 | 745.3238 | -570.0371 | FALSE
| 60418609 | GL021 | GL | 22KV | 206.08 | 1 | 37042.7803 | 50% | Three phase | 97.13 | 0.0020027 | 0.0021676 | 0.0023467 | 0.0025412 | 0.0027525 | 0.0029821 | 0.0032316 | 0.0035027 | 0.0037975 | 0.004118 | 0.0044664 | 0.0048452 | 0.0052572 | 0.0057054 | 0.0061929 | 0.0067232 | 0.0067542 | 0.0067542 | 0.0067542 | 0.0067542 | 2.711 | 2.7525 | 2.8025 | 2.8495 | 2.868 | 2.8915 | 2.9415 | 3.0015 | 3.0285 | 3.0285 | 3.0285 | 3.0285 | 3.0285 | 3.0285 | 3.0285 | 3.0285 | 3.0285 | 3.0285 | 3.0285 | 3.0285 | 6615.7088 | 1441.0643 | 0.00022058 | 20016.5504 | 11341.823 | 347.326 | 76.6085 | 8056.7731 | 423.9345 | 7632.8386 | -3708.9845 | FALSE
| 60418618 | GL021 | GL | 22KV | 30.23 | 1 | 37042.7803 | 50% | Three phase | 97.13 | 0.00028712 | 0.00031181 | 0.00033872 | 0.00036805 | 0.00040003 | 0.00043491 | 0.00047295 | 0.00051444 | 0.0005597 | 0.00060909 | 0.00066299 | 0.00072181 | 0.00078602 | 0.00085611 | 0.00093264 | 0.00099078 | 0.00099078 | 0.00099078 | 0.00099078 | 0.00099078 | 2.711 | 2.7525 | 2.8025 | 2.8495 | 2.868 | 2.8915 | 2.9415 | 3.0015 | 3.0285 | 3.0285 | 3.0285 | 3.0285 | 3.0285 | 3.0285 | 3.0285 | 3.0285 | 3.0285 | 3.0285 | 3.0285 | 3.0285 | 974.0953 | 31.1156 | 3.2357e-05 | 2936.2399 | 1663.7389 | 50.9495 | 1.6485 | 1005.2109 | 52.5979 | 952.6129 | -711.1259 | FALSE
| 60418619 | GL021 | GL | 22KV | 310.44 | 1 | 37042.7803 | 50% | Three phase | 97.13 | 0.0029485 | 0.0032021 | 0.0034784 | 0.0037796 | 0.0041081 | 0.0044662 | 0.0048568 | 0.0052829 | 0.0057477 | 0.0062549 | 0.0068084 | 0.0074125 | 0.0080718 | 0.0087916 | 0.0095775 | 0.010175 | 0.010175 | 0.010175 | 0.010175 | 0.010175 | 2.711 | 2.7525 | 2.8025 | 2.8495 | 2.868 | 2.8915 | 2.9415 | 3.0015 | 3.0285 | 3.0285 | 3.0285 | 3.0285 | 3.0285 | 3.0285 | 3.0285 | 3.0285 | 3.0285 | 3.0285 | 3.0285 | 3.0285 | 10003.2462 | 3281.3873 | 0.00033228 | 30153.0372 | 17085.3821 | 523.2138 | 173.8443 | 13284.6336 | 697.0581 | 12587.5755 | -4497.8066 | FALSE
| 60418624 | GL021 | GL | 22KV | 534.26 | 1 | 37042.7803 | 50% | Three phase | 97.13 | 0.0050613 | 0.0054894 | 0.0059553 | 0.0064625 | 0.0070148 | 0.0076162 | 0.0082712 | 0.0089847 | 0.0097621 | 0.010609 | 0.011532 | 0.012538 | 0.013635 | 0.01483 | 0.016133 | 0.01751 | 0.01751 | 0.01751 | 0.01751 | 0.01751 | 2.711 | 2.7525 | 2.8025 | 2.8495 | 2.868 | 2.8915 | 2.9415 | 3.0015 | 3.0285 | 3.0285 | 3.0285 | 3.0285 | 3.0285 | 3.0285 | 3.0285 | 3.0285 | 3.0285 | 3.0285 | 3.0285 | 3.0285 | 17058.9846 | 9630.9291 | 0.00057185 | 51892.6738 | 29403.5441 | 900.4387 | 514.8852 | 26689.9136 | 1415.3239 | 25274.5897 | -4128.9544 | FALSE
| 60418625 | GL021 | GL | 22KV | 32.19 | 1 | 37042.7803 | 50% | Three phase | 97.13 | 0.00030495 | 0.00033074 | 0.00035881 | 0.00038938 | 0.00042265 | 0.00045889 | 0.00049835 | 0.00054134 | 0.00058818 | 0.00063921 | 0.00069483 | 0.00075544 | 0.00082151 | 0.00089353 | 0.00097206 | 0.001055 | 0.001055 | 0.001055 | 0.001055 | 0.001055 | 2.711 | 2.7525 | 2.8025 | 2.8495 | 2.868 | 2.8915 | 2.9415 | 3.0015 | 3.0285 | 3.0285 | 3.0285 | 3.0285 | 3.0285 | 3.0285 | 3.0285 | 3.0285 | 3.0285 | 3.0285 | 3.0285 | 3.0285 | 1027.8305 | 34.9627 | 3.4455e-05 | 3126.6147 | 1771.6095 | 54.2528 | 1.8692 | 1062.7932 | 56.122 | 1006.6712 | -764.9383 | FALSE
| 60418627 | GL021 | GL | 22KV | 292.7 | 1 | 37042.7803 | 50% | Three phase | 97.13 | 0.002827 | 0.0029928 | 0.0031688 | 0.0033555 | 0.0035537 | 0.0037641 | 0.0039875 | 0.0042247 | 0.0044765 | 0.0047438 | 0.0050278 | 0.0053293 | 0.0056496 | 0.0059897 | 0.006351 | 0.0067348 | 0.0071425 | 0.0075757 | 0.0080359 | 0.0085248 | 2.711 | 2.7525 | 2.8025 | 2.8495 | 2.868 | 2.8915 | 2.9415 | 3.0015 | 3.0285 | 3.0285 | 3.0285 | 3.0285 | 3.0285 | 3.0285 | 3.0285 | 3.0285 | 3.0285 | 3.0285 | 3.0285 | 3.0285 | 7702.5963 | 2389.0185 | 0.0003133 | 28429.951 | 16109.0431 | 493.3149 | 154.5434 | 10091.6148 | 647.8583 | 9443.7565 | -6665.2866 | FALSE
| 60418628 | GL021 | GL | 22KV | 17.07 | 1 | 37042.7803 | 50% | Three phase | 97.13 | 0.00016171 | 0.00017539 | 0.00019028 | 0.00020648 | 0.00022413 | 0.00024334 | 0.00026427 | 0.00028707 | 0.00031191 | 0.00033897 | 0.00036846 | 0.0004006 | 0.00043564 | 0.00047383 | 0.00051547 | 0.00055947 | 0.00055947 | 0.00055947 | 0.00055947 | 0.00055947 | 2.711 | 2.7525 | 2.8025 | 2.8495 | 2.868 | 2.8915 | 2.9415 | 3.0015 | 3.0285 | 3.0285 | 3.0285 | 3.0285 | 3.0285 | 3.0285 | 3.0285 | 3.0285 | 3.0285 | 3.0285 | 3.0285 | 3.0285 | 545.0471 | 9.8317 | 1.8271e-05 | 1658.0091 | 939.4649 | 28.7697 | 0.52562 | 554.8788 | 29.2953 | 525.5835 | -413.8813 | FALSE
| 60418629 | GL021 | GL | 22KV | 158.48 | 1 | 37042.7803 | 50% | Three phase | 97.13 | 0.0015014 | 0.0016283 | 0.0017665 | 0.001917 | 0.0020808 | 0.0022592 | 0.0024535 | 0.0026652 | 0.0028958 | 0.003147 | 0.0034208 | 0.0037192 | 0.0040445 | 0.0043991 | 0.0047857 | 0.0051941 | 0.0051941 | 0.0051941 | 0.0051941 | 0.0051941 | 2.711 | 2.7525 | 2.8025 | 2.8495 | 2.868 | 2.8915 | 2.9415 | 3.0015 | 3.0285 | 3.0285 | 3.0285 | 3.0285 | 3.0285 | 3.0285 | 3.0285 | 3.0285 | 3.0285 | 3.0285 | 3.0285 | 3.0285 | 5060.285 | 847.4455 | 0.00016963 | 15393.1624 | 8722.1085 | 267.1013 | 45.3058 | 5907.7305 | 312.4071 | 5595.3235 | -3126.785 | FALSE
| 60418630 | GL021 | GL | 22KV | 52.71 | 1 | 37042.7803 | 50% | Three phase | 97.13 | 0.00049935 | 0.00054158 | 0.00058755 | 0.00063759 | 0.00069208 | 0.00075141 | 0.00081604 | 0.00088643 | 0.00096313 | 0.0010467 | 0.0011378 | 0.001237 | 0.0013452 | 0.0014631 | 0.0015917 | 0.0017276 | 0.0017276 | 0.0017276 | 0.0017276 | 0.0017276 | 2.711 | 2.7525 | 2.8025 | 2.8495 | 2.868 | 2.8915 | 2.9415 | 3.0015 | 3.0285 | 3.0285 | 3.0285 | 3.0285 | 3.0285 | 3.0285 | 3.0285 | 3.0285 | 3.0285 | 3.0285 | 3.0285 | 3.0285 | 1683.0365 | 93.7452 | 5.6419e-05 | 5119.7223 | 2900.9486 | 88.8371 | 5.0118 | 1776.7817 | 93.8489 | 1682.9328 | -1218.0159 | FALSE
| 60418631 | GL021 | GL | 22KV | 82.12 | 1 | 37042.7803 | 50% | Three phase | 97.13 | 0.00077796 | 0.00084376 | 0.00091537 | 0.00099334 | 0.0010782 | 0.0011707 | 0.0012714 | 0.001381 | 0.0015005 | 0.0016307 | 0.0017726 | 0.0019272 | 0.0020958 | 0.0022795 | 0.0024798 | 0.0026915 | 0.0026915 | 0.0026915 | 0.0026915 | 0.0026915 | 2.711 | 2.7525 | 2.8025 | 2.8495 | 2.868 | 2.8915 | 2.9415 | 3.0015 | 3.0285 | 3.0285 | 3.0285 | 3.0285 | 3.0285 | 3.0285 | 3.0285 | 3.0285 | 3.0285 | 3.0285 | 3.0285 | 3.0285 | 2622.1012 | 227.5416 | 8.7899e-05 | 7976.3156 | 4519.558 | 138.4046 | 12.1647 | 2849.6428 | 150.5693 | 2699.0735 | -1820.4845 | FALSE
| 60418639 | GL021 | GL | 22KV | 129.86 | 1 | 37042.7803 | 50% | Three phase | 97.13 | 0.0015374 | 0.0016374 | 0.0017441 | 0.001858 | 0.0019797 | 0.0021097 | 0.0022485 | 0.0023967 | 0.0025551 | 0.0027243 | 0.002905 | 0.0030981 | 0.0033045 | 0.003525 | 0.0037607 | 0.0040126 | 0.0042561 | 0.0042561 | 0.0042561 | 0.0042561 | 2.711 | 2.7525 | 2.8025 | 2.8495 | 2.868 | 2.8915 | 2.9415 | 3.0015 | 3.0285 | 3.0285 | 3.0285 | 3.0285 | 3.0285 | 3.0285 | 3.0285 | 3.0285 | 3.0285 | 3.0285 | 3.0285 | 3.0285 | 4353.7055 | 598.8171 | 0.000139 | 12613.3018 | 7146.9776 | 218.8653 | 30.4198 | 4952.5226 | 249.2851 | 4703.2375 | -2443.74 | FALSE
| 60418646 | GL021 | GL | 22KV | 157.59 | 1 | 37042.7803 | 50% | Three phase | 97.13 | 0.0011398 | 0.0012533 | 0.0013787 | 0.0015172 | 0.0016703 | 0.0018396 | 0.0020268 | 0.0022339 | 0.0024629 | 0.0027164 | 0.0029969 | 0.0033074 | 0.0036512 | 0.0040319 | 0.0044535 | 0.0049206 | 0.005165 | 0.005165 | 0.005165 | 0.005165 | 2.711 | 2.7525 | 2.8025 | 2.8495 | 2.868 | 2.8915 | 2.9415 | 3.0015 | 3.0285 | 3.0285 | 3.0285 | 3.0285 | 3.0285 | 3.0285 | 3.0285 | 3.0285 | 3.0285 | 3.0285 | 3.0285 | 3.0285 | 4527.528 | 752.4386 | 0.00016868 | 15306.7167 | 8673.1264 | 265.6013 | 44.7984 | 5279.9666 | 310.3997 | 4969.567 | -3703.5595 | FALSE
| 60418650 | GL021 | GL | 22KV | 332.68 | 1 | 37042.7803 | 50% | Three phase | 97.13 | 0.0032132 | 0.0034016 | 0.0036016 | 0.0038138 | 0.0040391 | 0.0042783 | 0.0045322 | 0.0048017 | 0.0050879 | 0.0053918 | 0.0057145 | 0.0060572 | 0.0064212 | 0.0068078 | 0.0072185 | 0.0076547 | 0.0081181 | 0.0086104 | 0.0091335 | 0.0096893 | 2.711 | 2.7525 | 2.8025 | 2.8495 | 2.868 | 2.8915 | 2.9415 | 3.0015 | 3.0285 | 3.0285 | 3.0285 | 3.0285 | 3.0285 | 3.0285 | 3.0285 | 3.0285 | 3.0285 | 3.0285 | 3.0285 | 3.0285 | 8754.6968 | 3086.224 | 0.00035609 | 32313.2084 | 18309.3832 | 560.6969 | 199.645 | 11840.9208 | 760.342 | 11080.5788 | -7228.8043 | FALSE
| 60418653 | GL021 | GL | 22KV | 635 | 1 | 37042.7803 | 50% | Three phase | 97.13 | 0.0060157 | 0.0065244 | 0.0070782 | 0.0076811 | 0.0083375 | 0.0090523 | 0.0098308 | 0.010679 | 0.011603 | 0.01261 | 0.013707 | 0.014902 | 0.016206 | 0.017626 | 0.019175 | 0.020812 | 0.020812 | 0.020812 | 0.020812 | 0.020812 | 2.711 | 2.7525 | 2.8025 | 2.8495 | 2.868 | 2.8915 | 2.9415 | 3.0015 | 3.0285 | 3.0285 | 3.0285 | 3.0285 | 3.0285 | 3.0285 | 3.0285 | 3.0285 | 3.0285 | 3.0285 | 3.0285 | 3.0285 | 20275.6246 | 13605.3687 | 0.00067968 | 61677.55 | 34947.8728 | 1070.2253 | 727.3653 | 33880.9933 | 1797.5906 | 32083.4027 | -2864.47 | FALSE
| 60418664 | GL021 | GL | 22KV | 46 | 1 | 37042.7803 | 50% | Three phase | 97.13 | 0.00044052 | 0.00048039 | 0.00052404 | 0.00057183 | 0.00062416 | 0.00068148 | 0.00074427 | 0.00081306 | 0.00088844 | 0.00097105 | 0.0010616 | 0.0011609 | 0.0012697 | 0.0013891 | 0.0015076 | 0.0015076 | 0.0015076 | 0.0015076 | 0.0015076 | 0.0015076 | 2.711 | 2.7525 | 2.8025 | 2.8495 | 2.868 | 2.8915 | 2.9415 | 3.0015 | 3.0285 | 3.0285 | 3.0285 | 3.0285 | 3.0285 | 3.0285 | 3.0285 | 3.0285 | 3.0285 | 3.0285 | 3.0285 | 3.0285 | 1525.9904 | 74.1609 | 4.9237e-05 | 4467.98 | 2531.6569 | 77.5281 | 3.817 | 1600.1513 | 81.3451 | 1518.8062 | -1012.8508 | FALSE
| 60418672 | GL022 | GL | 22KV | 479.19 | 1 | 37042.7803 | 50% | Three phase | 97.13 | 0.0046652 | 0.0049585 | 0.0052712 | 0.0056044 | 0.0059596 | 0.0063383 | 0.0067419 | 0.0071723 | 0.0076312 | 0.0081206 | 0.0086424 | 0.009199 | 0.0097926 | 0.010426 | 0.011101 | 0.011822 | 0.012591 | 0.013411 | 0.014286 | 0.015221 | 3.8395 | 3.884 | 3.9535 | 4.0085 | 4.035 | 4.081 | 4.134 | 4.213 | 4.261 | 4.261 | 4.261 | 4.261 | 4.261 | 4.261 | 4.261 | 4.261 | 4.261 | 4.261 | 4.261 | 4.261 | 18679.8753 | 6734.5035 | 0.00051291 | 46543.7247 | 26372.7105 | 1137.1281 | 414.21 | 25414.3788 | 1551.3381 | 23863.0407 | -2509.6698 | FALSE
| 60418679 | GL022 | GL | 22KV | 30.08 | 1 | 37042.7803 | 50% | Three phase | 97.13 | 0.00017111 | 0.00018294 | 0.00019563 | 0.00020926 | 0.00022388 | 0.00023958 | 0.00025644 | 0.00027455 | 0.000294 | 0.00031488 | 0.00033732 | 0.00036143 | 0.00038733 | 0.00041517 | 0.00044508 | 0.00047724 | 0.0005118 | 0.00054896 | 0.00058891 | 0.00063187 | 3.8395 | 3.884 | 3.9535 | 4.0085 | 4.035 | 4.081 | 4.134 | 4.213 | 4.261 | 4.261 | 4.261 | 4.261 | 4.261 | 4.261 | 4.261 | 4.261 | 4.261 | 4.261 | 4.261 | 4.261 | 733.1294 | 16.5757 | 3.2197e-05 | 2921.6704 | 1655.4835 | 71.3805 | 1.6322 | 749.7051 | 73.0126 | 676.6924 | -978.791 | FALSE
| 60418680 | GL022 | GL | 22KV | 971.16 | 1 | 37042.7803 | 50% | Three phase | 97.13 | 0.009416 | 0.0099875 | 0.010595 | 0.011241 | 0.011929 | 0.01266 | 0.013438 | 0.014265 | 0.015146 | 0.016082 | 0.017079 | 0.01814 | 0.019269 | 0.020471 | 0.021749 | 0.023111 | 0.02456 | 0.026103 | 0.027745 | 0.029494 | 3.8395 | 3.884 | 3.9535 | 4.0085 | 4.035 | 4.081 | 4.134 | 4.213 | 4.261 | 4.261 | 4.261 | 4.261 | 4.261 | 4.261 | 4.261 | 4.261 | 4.261 | 4.261 | 4.261 | 4.261 | 36868.4543 | 26946.883 | 0.0010395 | 94328.7708 | 53448.7813 | 2304.5834 | 1701.3226 | 63815.3373 | 4005.906 | 59809.4313 | 6360.65 | TRUE
| 60418681 | GL022 | GL | 22KV | 32.2 | 1 | 37042.7803 | 50% | Three phase | 97.13 | 0.00030505 | 0.00033085 | 0.00035893 | 0.0003895 | 0.00042278 | 0.00045903 | 0.00049851 | 0.00054151 | 0.00058836 | 0.00063941 | 0.00069504 | 0.00075567 | 0.00082176 | 0.00089381 | 0.00097236 | 0.0010553 | 0.0010553 | 0.0010553 | 0.0010553 | 0.0010553 | 3.8395 | 3.884 | 3.9535 | 4.0085 | 4.035 | 4.081 | 4.134 | 4.213 | 4.261 | 4.261 | 4.261 | 4.261 | 4.261 | 4.261 | 4.261 | 4.261 | 4.261 | 4.261 | 4.261 | 4.261 | 1447.0583 | 34.9844 | 3.4466e-05 | 3127.586 | 1772.1598 | 76.4113 | 1.8703 | 1482.0427 | 78.2816 | 1403.7611 | -368.3988 | FALSE
| 60418688 | GL022 | GL | 22KV | 484.95 | 1 | 37042.7803 | 50% | Three phase | 97.13 | 0.0046958 | 0.0049775 | 0.0052768 | 0.005595 | 0.0059331 | 0.0062926 | 0.0066747 | 0.0070809 | 0.0075128 | 0.0079721 | 0.0084604 | 0.0089797 | 0.009532 | 0.010119 | 0.010744 | 0.011409 | 0.012116 | 0.012868 | 0.013668 | 0.014519 | 3.8395 | 3.884 | 3.9535 | 4.0085 | 4.035 | 4.081 | 4.134 | 4.213 | 4.261 | 4.261 | 4.261 | 4.261 | 4.261 | 4.261 | 4.261 | 4.261 | 4.261 | 4.261 | 4.261 | 4.261 | 18256.3227 | 6663.7329 | 0.00051907 | 47103.1935 | 26689.7179 | 1150.7967 | 424.2277 | 24920.0557 | 1575.0244 | 23345.0313 | -3344.6867 | FALSE
| 60418689 | GL022 | GL | 22KV | 167.25 | 1 | 37042.7803 | 50% | Three phase | 97.13 | 0.0021099 | 0.0022915 | 0.0024893 | 0.0027049 | 0.0029398 | 0.0031959 | 0.0034751 | 0.0037795 | 0.0041114 | 0.0044734 | 0.0048682 | 0.0052988 | 0.0054816 | 0.0054816 | 0.0054816 | 0.0054816 | 0.0054816 | 0.0054816 | 0.0054816 | 0.0054816 | 3.8395 | 3.884 | 3.9535 | 4.0085 | 4.035 | 4.081 | 4.134 | 4.213 | 4.261 | 4.261 | 4.261 | 4.261 | 4.261 | 4.261 | 4.261 | 4.261 | 4.261 | 4.261 | 4.261 | 4.261 | 9052.4587 | 1138.8007 | 0.00017902 | 16244.9925 | 9204.7744 | 396.8878 | 50.4589 | 10191.2594 | 447.3467 | 9743.9127 | 539.1384 | TRUE
| 60418690 | GL022 | GL | 22KV | 46.28 | 1 | 37042.7803 | 50% | Three phase | 97.13 | 0.00043708 | 0.00047288 | 0.00051175 | 0.00055396 | 0.00059979 | 0.00064958 | 0.00070367 | 0.00076243 | 0.00082628 | 0.00089567 | 0.00097109 | 0.0010531 | 0.0011422 | 0.0012391 | 0.0013445 | 0.0014591 | 0.0015168 | 0.0015168 | 0.0015168 | 0.0015168 | 3.8395 | 3.884 | 3.9535 | 4.0085 | 4.035 | 4.081 | 4.134 | 4.213 | 4.261 | 4.261 | 4.261 | 4.261 | 4.261 | 4.261 | 4.261 | 4.261 | 4.261 | 4.261 | 4.261 | 4.261 | 2041.7144 | 70.9554 | 4.9537e-05 | 4495.1764 | 2547.067 | 109.8234 | 3.8636 | 2112.6698 | 113.687 | 1998.9828 | -548.0842 | FALSE
| 60418691 | GL022 | GL | 22KV | 407.43 | 1 | 37042.7803 | 50% | Three phase | 97.13 | 0.0038479 | 0.0041631 | 0.0045052 | 0.0048768 | 0.0052803 | 0.0057186 | 0.0061948 | 0.0067121 | 0.0072742 | 0.0078851 | 0.0085491 | 0.0092708 | 0.010055 | 0.010909 | 0.011836 | 0.012845 | 0.013353 | 0.013353 | 0.013353 | 0.013353 | 3.8395 | 3.884 | 3.9535 | 4.0085 | 4.035 | 4.081 | 4.134 | 4.213 | 4.261 | 4.261 | 4.261 | 4.261 | 4.261 | 4.261 | 4.261 | 4.261 | 4.261 | 4.261 | 4.261 | 4.261 | 17974.4103 | 5499.2675 | 0.0004361 | 39573.6759 | 22423.3257 | 966.8401 | 299.4409 | 23473.6778 | 1266.281 | 22207.3968 | -215.9289 | FALSE
| 60418693 | GL022 | GL | 22KV | 22.5 | 1 | 37042.7803 | 50% | Three phase | 97.13 | 0.00020878 | 0.00022637 | 0.00024552 | 0.00026635 | 0.00028903 | 0.00031372 | 0.00034061 | 0.00036989 | 0.00040178 | 0.00043651 | 0.00047436 | 0.0005156 | 0.00056053 | 0.00060951 | 0.00066289 | 0.00072109 | 0.00073743 | 0.00073743 | 0.00073743 | 0.00073743 | 3.8395 | 3.884 | 3.9535 | 4.0085 | 4.035 | 4.081 | 4.134 | 4.213 | 4.261 | 4.261 | 4.261 | 4.261 | 4.261 | 4.261 | 4.261 | 4.261 | 4.261 | 4.261 | 4.261 | 4.261 | 993.8947 | 16.789 | 2.4083e-05 | 2185.425 | 1238.3105 | 53.393 | 0.91321 | 1010.6837 | 54.3062 | 956.3775 | -281.9329 | FALSE
| 60418694 | GL022 | GL | 22KV | 140.34 | 1 | 37042.7803 | 50% | Three phase | 97.13 | 0.0013022 | 0.001412 | 0.0015314 | 0.0016613 | 0.0018028 | 0.0019568 | 0.0021245 | 0.0023071 | 0.002506 | 0.0027227 | 0.0029587 | 0.0032159 | 0.0034962 | 0.0038017 | 0.0041347 | 0.0044976 | 0.0045996 | 0.0045996 | 0.0045996 | 0.0045996 | 3.8395 | 3.884 | 3.9535 | 4.0085 | 4.035 | 4.081 | 4.134 | 4.213 | 4.261 | 4.261 | 4.261 | 4.261 | 4.261 | 4.261 | 4.261 | 4.261 | 4.261 | 4.261 | 4.261 | 4.261 | 6199.2526 | 653.1652 | 0.00015022 | 13631.2242 | 7723.7551 | 333.0298 | 35.5278 | 6852.4178 | 368.5576 | 6483.8602 | -1239.8949 | FALSE
| 60418699 | GL022 | GL | 22KV | 25.46 | 1 | 37042.7803 | 50% | Three phase | 97.13 | 0.00013623 | 0.000149 | 0.00016305 | 0.0001785 | 0.00019549 | 0.00021419 | 0.00023477 | 0.00025742 | 0.00028236 | 0.00030982 | 0.00034008 | 0.0003734 | 0.00041013 | 0.00045061 | 0.00049522 | 0.00054441 | 0.00059865 | 0.00065846 | 0.00072444 | 0.00079722 | 3.8395 | 3.884 | 3.9535 | 4.0085 | 4.035 | 4.081 | 4.134 | 4.213 | 4.261 | 4.261 | 4.261 | 4.261 | 4.261 | 4.261 | 4.261 | 4.261 | 4.261 | 4.261 | 4.261 | 4.261 | 762.0683 | 14.5357 | 2.7252e-05 | 2472.9298 | 1401.2171 | 60.4171 | 1.1693 | 776.604 | 61.5864 | 715.0176 | -686.1995 | FALSE
| 60418716 | GL022 | GL | 22KV | 56.44 | 1 | 37042.7803 | 50% | Three phase | 97.13 | 0.00031469 | 0.00033768 | 0.00036244 | 0.00038912 | 0.00041787 | 0.00044887 | 0.00048227 | 0.00051829 | 0.00055713 | 0.00059902 | 0.00064419 | 0.00069293 | 0.0007455 | 0.00080222 | 0.00086344 | 0.0009295 | 0.0010008 | 0.0010778 | 0.0011609 | 0.0012506 | 3.8395 | 3.884 | 3.9535 | 4.0085 | 4.035 | 4.081 | 4.134 | 4.213 | 4.261 | 4.261 | 4.261 | 4.261 | 4.261 | 4.261 | 4.261 | 4.261 | 4.261 | 4.261 | 4.261 | 4.261 | 1405.1496 | 59.5775 | 6.0412e-05 | 5482.0172 | 3106.233 | 133.9333 | 5.7462 | 1464.7271 | 139.6795 | 1325.0476 | -1781.1853 | FALSE
| 60418719 | GL022 | GL | 22KV | 73.56 | 1 | 37042.7803 | 50% | Three phase | 97.13 | 0.00071417 | 0.00075802 | 0.00080469 | 0.00085435 | 0.00090721 | 0.00096348 | 0.0010234 | 0.0010872 | 0.001155 | 0.0012273 | 0.0013043 | 0.0013863 | 0.0014736 | 0.0015666 | 0.0016657 | 0.0017712 | 0.0018836 | 0.0020034 | 0.0021309 | 0.0022669 | 3.8395 | 3.884 | 3.9535 | 4.0085 | 4.035 | 4.081 | 4.134 | 4.213 | 4.261 | 4.261 | 4.261 | 4.261 | 4.261 | 4.261 | 4.261 | 4.261 | 4.261 | 4.261 | 4.261 | 4.261 | 2816.7252 | 155.9206 | 7.8736e-05 | 7144.8828 | 4048.4496 | 174.5594 | 9.7609 | 2972.6459 | 184.3203 | 2788.3255 | -1260.1241 | FALSE
| 60418721 | GL022 | GL | 22KV | 263.53 | 1 | 37042.7803 | 50% | Three phase | 97.13 | 0.0024615 | 0.0026482 | 0.0028498 | 0.0030675 | 0.0033025 | 0.0035562 | 0.0038302 | 0.0041262 | 0.0044459 | 0.0047912 | 0.0051644 | 0.0055676 | 0.0060033 | 0.0064742 | 0.0069832 | 0.0075334 | 0.0081283 | 0.0086371 | 0.0086371 | 0.0086371 | 3.8395 | 3.884 | 3.9535 | 4.0085 | 4.035 | 4.081 | 4.134 | 4.213 | 4.261 | 4.261 | 4.261 | 4.261 | 4.261 | 4.261 | 4.261 | 4.261 | 4.261 | 4.261 | 4.261 | 4.261 | 11073.8775 | 2192.2775 | 0.00028207 | 25596.6689 | 14503.6424 | 625.3623 | 125.2752 | 13266.1551 | 750.6375 | 12515.5175 | -1988.1249 | FALSE
| 60418725 | GL022 | GL | 22KV | 125.03 | 1 | 37042.7803 | 50% | Three phase | 97.13 | 0.0011578 | 0.0012553 | 0.0013614 | 0.0014769 | 0.0016026 | 0.0017395 | 0.0018885 | 0.0020508 | 0.0022275 | 0.0024201 | 0.0026298 | 0.0028584 | 0.0031074 | 0.0033788 | 0.0036746 | 0.0039971 | 0.0040978 | 0.0040978 | 0.0040978 | 0.0040978 | 3.8395 | 3.884 | 3.9535 | 4.0085 | 4.035 | 4.081 | 4.134 | 4.213 | 4.261 | 4.261 | 4.261 | 4.261 | 4.261 | 4.261 | 4.261 | 4.261 | 4.261 | 4.261 | 4.261 | 4.261 | 5513.4941 | 517.5359 | 0.00013383 | 12144.1639 | 6881.1536 | 296.6989 | 28.199 | 6031.0299 | 324.8978 | 5706.1321 | -1175.0215 | FALSE
| 60418733 | GL022 | GL | 22KV | 334.88 | 1 | 37042.7803 | 50% | Three phase | 97.13 | 0.0038694 | 0.0042027 | 0.0045659 | 0.0049618 | 0.0053934 | 0.0058639 | 0.006377 | 0.0069365 | 0.0075468 | 0.0082125 | 0.0089388 | 0.0097312 | 0.010596 | 0.010976 | 0.010976 | 0.010976 | 0.010976 | 0.010976 | 0.010976 | 0.010976 | 3.8395 | 3.884 | 3.9535 | 4.0085 | 4.035 | 4.081 | 4.134 | 4.213 | 4.261 | 4.261 | 4.261 | 4.261 | 4.261 | 4.261 | 4.261 | 4.261 | 4.261 | 4.261 | 4.261 | 4.261 | 17243.1275 | 4340.375 | 0.00035844 | 32526.8944 | 18430.4624 | 794.6774 | 202.2942 | 21583.5024 | 996.9716 | 20586.5308 | 2156.0684 | TRUE
| 60418734 | GL022 | GL | 22KV | 23.88 | 1 | 37042.7803 | 50% | Three phase | 97.13 | 0.00027592 | 0.00029969 | 0.00032559 | 0.00035382 | 0.0003846 | 0.00041815 | 0.00045474 | 0.00049464 | 0.00053816 | 0.00058563 | 0.00063742 | 0.00069392 | 0.00075559 | 0.00078266 | 0.00078266 | 0.00078266 | 0.00078266 | 0.00078266 | 0.00078266 | 0.00078266 | 3.8395 | 3.884 | 3.9535 | 4.0085 | 4.035 | 4.081 | 4.134 | 4.213 | 4.261 | 4.261 | 4.261 | 4.261 | 4.261 | 4.261 | 4.261 | 4.261 | 4.261 | 4.261 | 4.261 | 4.261 | 1229.5923 | 22.0708 | 2.556e-05 | 2319.4644 | 1314.2602 | 56.6677 | 1.0287 | 1251.6631 | 57.6964 | 1193.9667 | -120.2935 | FALSE
| 60418735 | GL022 | GL | 22KV | 45.32 | 1 | 37042.7803 | 50% | Three phase | 97.13 | 0.00052365 | 0.00056876 | 0.00061792 | 0.0006715 | 0.0007299 | 0.00079358 | 0.00086301 | 0.00093873 | 0.0010213 | 0.0011114 | 0.0012097 | 0.0013169 | 0.001434 | 0.0014854 | 0.0014854 | 0.0014854 | 0.0014854 | 0.0014854 | 0.0014854 | 0.0014854 | 3.8395 | 3.884 | 3.9535 | 4.0085 | 4.035 | 4.081 | 4.134 | 4.213 | 4.261 | 4.261 | 4.261 | 4.261 | 4.261 | 4.261 | 4.261 | 4.261 | 4.261 | 4.261 | 4.261 | 4.261 | 2333.5479 | 79.493 | 4.8509e-05 | 4401.9316 | 2494.2324 | 107.5453 | 3.705 | 2413.0409 | 111.2503 | 2301.7906 | -192.4418 | FALSE
| 60418737 | GL022 | GL | 22KV | 37.8 | 1 | 37042.7803 | 50% | Three phase | 97.13 | 0.00036602 | 0.00038797 | 0.00041131 | 0.00043611 | 0.00046247 | 0.00049048 | 0.00052027 | 0.00055193 | 0.0005856 | 0.00062139 | 0.00065946 | 0.00069993 | 0.00074298 | 0.00078877 | 0.00083746 | 0.00088927 | 0.00094437 | 0.001003 | 0.0010654 | 0.0011317 | 3.8395 | 3.884 | 3.9535 | 4.0085 | 4.035 | 4.081 | 4.134 | 4.213 | 4.261 | 4.261 | 4.261 | 4.261 | 4.261 | 4.261 | 4.261 | 4.261 | 4.261 | 4.261 | 4.261 | 4.261 | 1423.0106 | 40.4862 | 4.046e-05 | 3671.514 | 2080.3616 | 89.7002 | 2.5774 | 1463.4968 | 92.2776 | 1371.2192 | -709.1424 | FALSE
| 60418739 | GL022 | GL | 22KV | 94.85 | 1 | 37042.7803 | 50% | Three phase | 97.13 | 0.00089591 | 0.00098117 | 0.0010749 | 0.001178 | 0.0012914 | 0.0014162 | 0.0015535 | 0.0017046 | 0.001871 | 0.0020542 | 0.0022559 | 0.002478 | 0.0027227 | 0.0029922 | 0.0031087 | 0.0031087 | 0.0031087 | 0.0031087 | 0.0031087 | 0.0031087 | 3.8395 | 3.884 | 3.9535 | 4.0085 | 4.035 | 4.081 | 4.134 | 4.213 | 4.261 | 4.261 | 4.261 | 4.261 | 4.261 | 4.261 | 4.261 | 4.261 | 4.261 | 4.261 | 4.261 | 4.261 | 4482.4992 | 319.077 | 0.00010152 | 9212.7805 | 5220.1665 | 225.0811 | 16.2286 | 4801.5762 | 241.3096 | 4560.2666 | -659.8999 | FALSE
| 60418740 | GL022 | GL | 22KV | 22.29 | 1 | 37042.7803 | 50% | Three phase | 97.13 | 0.0001268 | 0.00013556 | 0.00014497 | 0.00015506 | 0.0001659 | 0.00017754 | 0.00019003 | 0.00020345 | 0.00021786 | 0.00023334 | 0.00024996 | 0.00026783 | 0.00028702 | 0.00030765 | 0.00032982 | 0.00035364 | 0.00037926 | 0.00040679 | 0.0004364 | 0.00046823 | 3.8395 | 3.884 | 3.9535 | 4.0085 | 4.035 | 4.081 | 4.134 | 4.213 | 4.261 | 4.261 | 4.261 | 4.261 | 4.261 | 4.261 | 4.261 | 4.261 | 4.261 | 4.261 | 4.261 | 4.261 | 543.2665 | 9.102 | 2.3858e-05 | 2165.0277 | 1226.7529 | 52.8946 | 0.89624 | 552.3684 | 53.7909 | 498.5775 | -728.1754 | FALSE
| 60418742 | GL022 | GL | 22KV | 318.39 | 1 | 37042.7803 | 50% | Three phase | 97.13 | 0.0029544 | 0.0032033 | 0.0034742 | 0.003769 | 0.00409 | 0.0044394 | 0.0048198 | 0.0052341 | 0.0056854 | 0.006177 | 0.0067125 | 0.007296 | 0.0079319 | 0.008625 | 0.0093804 | 0.010204 | 0.010435 | 0.010435 | 0.010435 | 0.010435 | 3.8395 | 3.884 | 3.9535 | 4.0085 | 4.035 | 4.081 | 4.134 | 4.213 | 4.261 | 4.261 | 4.261 | 4.261 | 4.261 | 4.261 | 4.261 | 4.261 | 4.261 | 4.261 | 4.261 | 4.261 | 14064.2727 | 3361.8547 | 0.00034079 | 30925.2207 | 17522.9184 | 755.5463 | 182.8622 | 17426.1274 | 938.4085 | 16487.7189 | -1035.1995 | FALSE
| 60418743 | GL022 | GL | 22KV | 659.45 | 1 | 37042.7803 | 50% | Three phase | 97.13 | 0.0063511 | 0.0068427 | 0.007374 | 0.0079485 | 0.0085696 | 0.0092413 | 0.0099677 | 0.010753 | 0.011603 | 0.012523 | 0.013518 | 0.014594 | 0.015759 | 0.017021 | 0.018386 | 0.019863 | 0.021463 | 0.021613 | 0.021613 | 0.021613 | 3.8395 | 3.884 | 3.9535 | 4.0085 | 4.035 | 4.081 | 4.134 | 4.213 | 4.261 | 4.261 | 4.261 | 4.261 | 4.261 | 4.261 | 4.261 | 4.261 | 4.261 | 4.261 | 4.261 | 4.261 | 28707.5668 | 14221.1986 | 0.00070585 | 64052.3785 | 36293.5035 | 1564.8889 | 784.4565 | 42928.7654 | 2349.3454 | 40579.42 | 4285.9166 | TRUE
| 60418744 | GL022 | GL | 22KV | 29.6 | 1 | 37042.7803 | 50% | Three phase | 97.13 | 0.0002761 | 0.00030015 | 0.0003264 | 0.00035504 | 0.00038631 | 0.00042044 | 0.00045772 | 0.00049842 | 0.00054288 | 0.00059144 | 0.0006445 | 0.00070247 | 0.00076582 | 0.00083507 | 0.00091076 | 0.00097013 | 0.00097013 | 0.00097013 | 0.00097013 | 0.00097013 | 3.8395 | 3.884 | 3.9535 | 4.0085 | 4.035 | 4.081 | 4.134 | 4.213 | 4.261 | 4.261 | 4.261 | 4.261 | 4.261 | 4.261 | 4.261 | 4.261 | 4.261 | 4.261 | 4.261 | 4.261 | 1333.8345 | 29.6374 | 3.1683e-05 | 2875.048 | 1629.0662 | 70.2414 | 1.5805 | 1363.4719 | 71.8219 | 1291.65 | -337.4162 | FALSE
| 60418748 | GL023 | GL | 22KV | 118.83 | 0 | 37042.7803 | 100% | Three phase | 97.13 | 0.0014427 | 0.0015369 | 0.0016375 | 0.0017449 | 0.0018597 | 0.0019822 | 0.0021132 | 0.0022531 | 0.0024026 | 0.0025623 | 0.002733 | 0.0029154 | 0.0031104 | 0.0033188 | 0.0035415 | 0.0037797 | 0.0038946 | 0.0038946 | 0.0038946 | 0.0038946 | 5.381 | 5.35 | 5.38 | 5.427 | 5.448 | 5.479 | 5.532 | 5.624 | 5.661 | 5.661 | 5.661 | 5.661 | 5.661 | 5.661 | 5.661 | 5.661 | 5.661 | 5.661 | 5.661 | 5.661 | 7657.9557 | 512.05 | 0.00012719 | 11541.9579 | 6539.9303 | 378.5794 | 25.4717 | 8170.0058 | 404.051 | 7765.9547 | 1226.0245 | TRUE
| 60418776 | GL023 | GL | 22KV | 12.11 | 0 | 37042.7803 | 100% | Three phase | 97.13 | 0.0001179 | 0.00012531 | 0.00013321 | 0.00014163 | 0.00015061 | 0.00016018 | 0.00017038 | 0.00018126 | 0.00019285 | 0.00020522 | 0.00021841 | 0.00023248 | 0.00024748 | 0.00026348 | 0.00028055 | 0.00029876 | 0.00031819 | 0.00033892 | 0.00036105 | 0.00038465 | 5.381 | 5.35 | 5.38 | 5.427 | 5.448 | 5.479 | 5.532 | 5.624 | 5.661 | 5.661 | 5.661 | 5.661 | 5.661 | 5.661 | 5.661 | 5.661 | 5.661 | 5.661 | 5.661 | 5.661 | 631.305 | 4.3011 | 1.2962e-05 | 1176.2443 | 666.4862 | 38.5811 | 0.26454 | 635.6061 | 38.8457 | 596.7604 | -69.7258 | FALSE
| 60418779 | GL023 | GL | 22KV | 96.77 | 0 | 37042.7803 | 100% | Three phase | 97.13 | 0.00091178 | 0.0009853 | 0.001065 | 0.0011515 | 0.0012452 | 0.001347 | 0.0014573 | 0.0015771 | 0.0017071 | 0.0018482 | 0.0020013 | 0.0021675 | 0.0023481 | 0.0025441 | 0.0027569 | 0.0029882 | 0.0031716 | 0.0031716 | 0.0031716 | 0.0031716 | 5.381 | 5.35 | 5.38 | 5.427 | 5.448 | 5.479 | 5.532 | 5.624 | 5.661 | 5.661 | 5.661 | 5.661 | 5.661 | 5.661 | 5.661 | 5.661 | 5.661 | 5.661 | 5.661 | 5.661 | 5650.9855 | 307.2996 | 0.00010358 | 9399.2701 | 5325.8357 | 308.2986 | 16.8922 | 5958.2852 | 325.1908 | 5633.0943 | 307.2587 | TRUE
| 60418780 | GL023 | GL | 22KV | 294.82 | 0 | 37042.7803 | 100% | Three phase | 97.13 | 0.0028511 | 0.0030202 | 0.0031998 | 0.0033905 | 0.003593 | 0.0038082 | 0.0040368 | 0.0042797 | 0.0045377 | 0.0048119 | 0.0051032 | 0.0054128 | 0.0057419 | 0.0060916 | 0.0064633 | 0.0068584 | 0.0072785 | 0.007725 | 0.0081998 | 0.0087046 | 5.381 | 5.35 | 5.38 | 5.427 | 5.448 | 5.479 | 5.532 | 5.624 | 5.661 | 5.661 | 5.661 | 5.661 | 5.661 | 5.661 | 5.661 | 5.661 | 5.661 | 5.661 | 5.661 | 5.661 | 14724.0144 | 2442.9857 | 0.00031557 | 28635.8666 | 16225.7194 | 939.2643 | 156.7902 | 17167.0001 | 1096.0545 | 16070.9456 | -154.7738 | FALSE
| 60418788 | GL023 | GL | 22KV | 630.5 | 0 | 37042.7803 | 100% | Three phase | 97.13 | 0.0060973 | 0.0064589 | 0.006843 | 0.0072508 | 0.0076841 | 0.0081442 | 0.0086331 | 0.0091525 | 0.0097043 | 0.010291 | 0.010914 | 0.011576 | 0.012279 | 0.013027 | 0.013822 | 0.014667 | 0.015566 | 0.016521 | 0.017536 | 0.018616 | 5.381 | 5.35 | 5.38 | 5.427 | 5.448 | 5.479 | 5.532 | 5.624 | 5.661 | 5.661 | 5.661 | 5.661 | 5.661 | 5.661 | 5.661 | 5.661 | 5.661 | 5.661 | 5.661 | 5.661 | 31488.6747 | 11173.1911 | 0.00067487 | 61240.465 | 34700.2107 | 2008.704 | 717.0927 | 42661.8657 | 2725.7967 | 39936.0691 | 5235.8584 | TRUE
| 60418792 | GL023 | GL | 22KV | 81.04 | 0 | 37042.7803 | 100% | Three phase | 97.13 | 0.00077176 | 0.00083924 | 0.0009129 | 0.00099331 | 0.0010811 | 0.001177 | 0.0012817 | 0.0013961 | 0.001521 | 0.0016576 | 0.0018068 | 0.0019699 | 0.0021481 | 0.002343 | 0.0025561 | 0.0026561 | 0.0026561 | 0.0026561 | 0.0026561 | 0.0026561 | 5.381 | 5.35 | 5.38 | 5.427 | 5.448 | 5.479 | 5.532 | 5.624 | 5.661 | 5.661 | 5.661 | 5.661 | 5.661 | 5.661 | 5.661 | 5.661 | 5.661 | 5.661 | 5.661 | 5.661 | 4957.749 | 225.7338 | 8.6743e-05 | 7871.4152 | 4460.1191 | 258.1846 | 11.8469 | 5183.4827 | 270.0315 | 4913.4513 | 453.3322 | TRUE
| 60418798 | GL023 | GL | 22KV | 80.24 | 0 | 37042.7803 | 100% | Three phase | 97.13 | 0.00077696 | 0.00082357 | 0.0008731 | 0.00092575 | 0.0009817 | 0.0010412 | 0.0011044 | 0.0011716 | 0.0012431 | 0.0013191 | 0.0013999 | 0.0014858 | 0.0015772 | 0.0016744 | 0.0017777 | 0.0018877 | 0.0020047 | 0.0021291 | 0.0022615 | 0.0024024 | 5.381 | 5.35 | 5.38 | 5.427 | 5.448 | 5.479 | 5.532 | 5.624 | 5.661 | 5.661 | 5.661 | 5.661 | 5.661 | 5.661 | 5.661 | 5.661 | 5.661 | 5.661 | 5.661 | 5.661 | 4040.2127 | 182.4339 | 8.5886e-05 | 7793.7112 | 4416.0903 | 255.6359 | 11.6141 | 4222.6466 | 267.25 | 3955.3966 | -460.6937 | FALSE
| 60418804 | GL024 | GL | 22KV | 765.36 | 0 | 37042.7803 | 100% | Three phase | 97.13 | 0.0088385 | 0.0094107 | 0.010022 | 0.010674 | 0.01137 | 0.012113 | 0.012907 | 0.013754 | 0.014659 | 0.015626 | 0.016659 | 0.017762 | 0.01894 | 0.0202 | 0.021545 | 0.022982 | 0.024518 | 0.025084 | 0.025084 | 0.025084 | 6.302 | 6.381 | 6.483 | 6.562 | 6.621 | 6.693 | 6.785 | 6.891 | 6.967 | 6.967 | 6.967 | 6.967 | 6.967 | 6.967 | 6.967 | 6.967 | 6.967 | 6.967 | 6.967 | 6.967 | 57824.9031 | 20347.6463 | 0.00081922 | 74339.4168 | 42122.3683 | 2973.7599 | 1056.6633 | 78172.5494 | 4030.4232 | 74142.1262 | 32019.7579 | TRUE
| 60418805 | GL024 | GL | 22KV | 633.88 | 0 | 37042.7803 | 100% | Three phase | 97.13 | 0.0058709 | 0.0063577 | 0.0068867 | 0.0074616 | 0.0080867 | 0.0087664 | 0.0095054 | 0.010309 | 0.011183 | 0.012135 | 0.013169 | 0.014295 | 0.015521 | 0.016855 | 0.018307 | 0.019887 | 0.020775 | 0.020775 | 0.020775 | 0.020775 | 6.302 | 6.381 | 6.483 | 6.562 | 6.621 | 6.693 | 6.785 | 6.891 | 6.967 | 6.967 | 6.967 | 6.967 | 6.967 | 6.967 | 6.967 | 6.967 | 6.967 | 6.967 | 6.967 | 6.967 | 45380.3569 | 13198.1765 | 0.00067848 | 61568.7644 | 34886.2324 | 2462.9023 | 724.8017 | 58578.5334 | 3187.704 | 55390.8293 | 20504.5969 | TRUE
| 60418808 | GL024 | GL | 22KV | 366.66 | 0 | 37042.7803 | 100% | Three phase | 97.13 | 0.0035097 | 0.0037697 | 0.0040499 | 0.0043518 | 0.0046771 | 0.0050278 | 0.0054058 | 0.0058134 | 0.0062528 | 0.0067267 | 0.0072377 | 0.0077889 | 0.0083834 | 0.0090248 | 0.0097168 | 0.010463 | 0.011269 | 0.012017 | 0.012017 | 0.012017 | 6.302 | 6.381 | 6.483 | 6.562 | 6.621 | 6.693 | 6.785 | 6.891 | 6.967 | 6.967 | 6.967 | 6.967 | 6.967 | 6.967 | 6.967 | 6.967 | 6.967 | 6.967 | 6.967 | 6.967 | 25392.9708 | 4274.94 | 0.00039246 | 35613.6858 | 20179.5071 | 1424.6352 | 242.5114 | 29667.9109 | 1667.1466 | 28000.7643 | 7821.2571 | TRUE
| 60418811 | GL024 | GL | 22KV | 40.62 | 0 | 37042.7803 | 100% | Three phase | 97.13 | 0.00038882 | 0.00041762 | 0.00044866 | 0.0004821 | 0.00051815 | 0.000557 | 0.00059888 | 0.00064403 | 0.00069271 | 0.00074521 | 0.00080182 | 0.00086288 | 0.00092875 | 0.0009998 | 0.0010765 | 0.0011592 | 0.0012484 | 0.0013313 | 0.0013313 | 0.0013313 | 6.302 | 6.381 | 6.483 | 6.562 | 6.621 | 6.693 | 6.785 | 6.891 | 6.967 | 6.967 | 6.967 | 6.967 | 6.967 | 6.967 | 6.967 | 6.967 | 6.967 | 6.967 | 6.967 | 6.967 | 2813.1306 | 52.4666 | 4.3478e-05 | 3945.4206 | 2235.5631 | 157.8265 | 2.9764 | 2865.5972 | 160.8029 | 2704.7943 | 469.2312 | TRUE
| 60418812 | GL024 | GL | 22KV | 336.3 | 0 | 37042.7803 | 100% | Three phase | 97.13 | 0.0032191 | 0.0034576 | 0.0037145 | 0.0039914 | 0.0042898 | 0.0046115 | 0.0049582 | 0.005332 | 0.0057351 | 0.0061697 | 0.0066384 | 0.007144 | 0.0076893 | 0.0082776 | 0.0089122 | 0.009597 | 0.010336 | 0.011022 | 0.011022 | 0.011022 | 6.302 | 6.381 | 6.483 | 6.562 | 6.621 | 6.693 | 6.785 | 6.891 | 6.967 | 6.967 | 6.967 | 6.967 | 6.967 | 6.967 | 6.967 | 6.967 | 6.967 | 6.967 | 6.967 | 6.967 | 23290.3946 | 3596.3065 | 0.00035996 | 32664.819 | 18508.6136 | 1306.6733 | 204.0135 | 26886.7011 | 1510.6867 | 25376.0144 | 6867.4008 | TRUE
| 60418816 | GL024 | GL | 22KV | 140.76 | 0 | 37042.7803 | 100% | Three phase | 97.13 | 0.00074057 | 0.00079169 | 0.00084656 | 0.00090546 | 0.00096868 | 0.0010366 | 0.0011095 | 0.0011877 | 0.0012718 | 0.0013621 | 0.0014592 | 0.0015634 | 0.0016755 | 0.0017959 | 0.0019253 | 0.0020644 | 0.002214 | 0.0023748 | 0.0025477 | 0.0027337 | 6.302 | 6.381 | 6.483 | 6.562 | 6.621 | 6.693 | 6.785 | 6.891 | 6.967 | 6.967 | 6.967 | 6.967 | 6.967 | 6.967 | 6.967 | 6.967 | 6.967 | 6.967 | 6.967 | 6.967 | 5190.4626 | 335.5696 | 0.00015066 | 13672.0188 | 7746.8702 | 546.9144 | 35.7407 | 5526.0322 | 582.6552 | 4943.377 | -2803.4932 | FALSE
| 60418818 | GL024 | GL | 22KV | 306.3 | 0 | 37042.7803 | 100% | Three phase | 97.13 | 0.0035321 | 0.0037581 | 0.0039991 | 0.0042561 | 0.0045304 | 0.004823 | 0.0051352 | 0.0054684 | 0.0058239 | 0.0062033 | 0.0066083 | 0.0070406 | 0.007502 | 0.0079947 | 0.0085206 | 0.0090821 | 0.0096817 | 0.010039 | 0.010039 | 0.010039 | 6.302 | 6.381 | 6.483 | 6.562 | 6.621 | 6.693 | 6.785 | 6.891 | 6.967 | 6.967 | 6.967 | 6.967 | 6.967 | 6.967 | 6.967 | 6.967 | 6.967 | 6.967 | 6.967 | 6.967 | 22990.4186 | 3237.8209 | 0.00032785 | 29750.919 | 16857.533 | 1190.1101 | 169.2385 | 26228.2396 | 1359.3486 | 24868.891 | 8011.358 | TRUE
| 60418819 | GL024 | GL | 22KV | 588.5 | 0 | 37042.7803 | 100% | Three phase | 97.13 | 0.0067863 | 0.0072204 | 0.0076835 | 0.0081774 | 0.0087043 | 0.0092665 | 0.0098664 | 0.010506 | 0.01119 | 0.011919 | 0.012697 | 0.013527 | 0.014414 | 0.01536 | 0.016371 | 0.01745 | 0.018602 | 0.019288 | 0.019288 | 0.019288 | 6.302 | 6.381 | 6.483 | 6.562 | 6.621 | 6.693 | 6.785 | 6.891 | 6.967 | 6.967 | 6.967 | 6.967 | 6.967 | 6.967 | 6.967 | 6.967 | 6.967 | 6.967 | 6.967 | 6.967 | 44171.9274 | 11952.3077 | 0.00062991 | 57161.005 | 32388.6978 | 2286.5811 | 624.7382 | 56124.2351 | 2911.3192 | 53212.9159 | 20824.218 | TRUE
| 60418825 | GL024 | GL | 22KV | 277.28 | 0 | 37042.7803 | 100% | Three phase | 97.13 | 0.0026796 | 0.0029357 | 0.0032173 | 0.0035271 | 0.003868 | 0.0042433 | 0.0046563 | 0.005111 | 0.0056118 | 0.0061632 | 0.0067707 | 0.00744 | 0.0081774 | 0.00899 | 0.0090878 | 0.0090878 | 0.0090878 | 0.0090878 | 0.0090878 | 0.0090878 | 6.302 | 6.381 | 6.483 | 6.562 | 6.621 | 6.693 | 6.785 | 6.891 | 6.967 | 6.967 | 6.967 | 6.967 | 6.967 | 6.967 | 6.967 | 6.967 | 6.967 | 6.967 | 6.967 | 6.967 | 21794.1124 | 2771.772 | 0.00029679 | 26932.2064 | 15260.3877 | 1077.3546 | 138.6891 | 24565.8845 | 1216.0437 | 23349.8408 | 8089.4531 | TRUE
| 60418829 | GL024 | GL | 22KV | 144.75 | 0 | 37042.7803 | 100% | Three phase | 97.13 | 0.0016716 | 0.0017798 | 0.0018953 | 0.0020187 | 0.0021503 | 0.0022909 | 0.002441 | 0.0026013 | 0.0027725 | 0.0029553 | 0.0031506 | 0.0033593 | 0.0035821 | 0.0038203 | 0.0040747 | 0.0043465 | 0.004637 | 0.0047441 | 0.0047441 | 0.0047441 | 6.302 | 6.381 | 6.483 | 6.562 | 6.621 | 6.693 | 6.785 | 6.891 | 6.967 | 6.967 | 6.967 | 6.967 | 6.967 | 6.967 | 6.967 | 6.967 | 6.967 | 6.967 | 6.967 | 6.967 | 10936.2323 | 727.813 | 0.00015494 | 14059.5675 | 7966.4639 | 562.4174 | 37.7957 | 11664.0452 | 600.213 | 11063.8322 | 3097.3683 | TRUE
| 60418851 | GLE011 | GLE | 22KV | 257.6 | 0 | 43192.2035 | 100% | Three phase | 97.13 | 0.0032192 | 0.0034797 | 0.0037621 | 0.0040683 | 0.0044003 | 0.0047605 | 0.0051512 | 0.005575 | 0.0060349 | 0.0065338 | 0.0070754 | 0.0076631 | 0.008301 | 0.0084428 | 0.0084428 | 0.0084428 | 0.0084428 | 0.0084428 | 0.0084428 | 0.0084428 | 3.123 | 3.14 | 3.177 | 3.193 | 3.193 | 3.21 | 3.247 | 3.287 | 3.286 | 3.286 | 3.286 | 3.286 | 3.286 | 3.286 | 3.286 | 3.286 | 3.286 | 3.286 | 3.286 | 3.286 | 12374.1373 | 2640.7076 | 0.00027573 | 25020.688 | 14177.2788 | 558.0418 | 119.7007 | 15014.8449 | 677.7426 | 14337.1023 | 159.8236 | TRUE
| 60418857 | GLE011 | GLE | 22KV | 46.13 | 0 | 43192.2035 | 100% | Three phase | 97.13 | 0.0004317 | 0.00046544 | 0.00050193 | 0.00054142 | 0.00058414 | 0.00063038 | 0.00068043 | 0.0007346 | 0.00079325 | 0.00085676 | 0.00092552 | 0.00099999 | 0.0010807 | 0.001168 | 0.0012627 | 0.0013652 | 0.0014764 | 0.0015119 | 0.0015119 | 0.0015119 | 3.123 | 3.14 | 3.177 | 3.193 | 3.193 | 3.21 | 3.247 | 3.287 | 3.286 | 3.286 | 3.286 | 3.286 | 3.286 | 3.286 | 3.286 | 3.286 | 3.286 | 3.286 | 3.286 | 3.286 | 1789.6903 | 68.3477 | 4.9376e-05 | 4480.6069 | 2538.8116 | 99.9319 | 3.8386 | 1858.038 | 103.7705 | 1754.2675 | -784.5441 | FALSE
| 60418859 | GLE011 | GLE | 22KV | 252.88 | 0 | 43192.2035 | 100% | Three phase | 97.13 | 0.0024082 | 0.0026188 | 0.0028486 | 0.0030996 | 0.0033735 | 0.0036727 | 0.0039994 | 0.0043563 | 0.0047463 | 0.0051723 | 0.0056379 | 0.0061468 | 0.0067031 | 0.0073113 | 0.0079763 | 0.0082881 | 0.0082881 | 0.0082881 | 0.0082881 | 0.0082881 | 3.123 | 3.14 | 3.177 | 3.193 | 3.193 | 3.21 | 3.247 | 3.287 | 3.286 | 3.286 | 3.286 | 3.286 | 3.286 | 3.286 | 3.286 | 3.286 | 3.286 | 3.286 | 3.286 | 3.286 | 10501.4936 | 2197.9945 | 0.00027067 | 24562.2344 | 13917.5088 | 547.8168 | 115.3544 | 12699.4881 | 663.1712 | 12036.3169 | -1881.1919 | FALSE
| 60418865 | GLE011 | GLE | 22KV | 53.95 | 0 | 43192.2035 | 100% | Three phase | 97.13 | 0.00040485 | 0.0004489 | 0.000498 | 0.00055274 | 0.00061377 | 0.00068185 | 0.00075781 | 0.00084257 | 0.00093719 | 0.0010428 | 0.0011608 | 0.0012926 | 0.0014398 | 0.0016043 | 0.0017682 | 0.0017682 | 0.0017682 | 0.0017682 | 0.0017682 | 0.0017682 | 3.123 | 3.14 | 3.177 | 3.193 | 3.193 | 3.21 | 3.247 | 3.287 | 3.286 | 3.286 | 3.286 | 3.286 | 3.286 | 3.286 | 3.286 | 3.286 | 3.286 | 3.286 | 3.286 | 3.286 | 2130.7825 | 95.0498 | 5.7746e-05 | 5240.1635 | 2969.1933 | 116.8725 | 5.2503 | 2225.8323 | 122.1229 | 2103.7095 | -865.4838 | FALSE
| 60418866 | GLE011 | GLE | 22KV | 105.2 | 0 | 43192.2035 | 100% | Three phase | 97.13 | 0.00078944 | 0.00087534 | 0.00097108 | 0.0010778 | 0.0011968 | 0.0013296 | 0.0014777 | 0.001643 | 0.0018275 | 0.0020335 | 0.0022635 | 0.0025204 | 0.0028075 | 0.0031282 | 0.0034479 | 0.0034479 | 0.0034479 | 0.0034479 | 0.0034479 | 0.0034479 | 3.123 | 3.14 | 3.177 | 3.193 | 3.193 | 3.21 | 3.247 | 3.287 | 3.286 | 3.286 | 3.286 | 3.286 | 3.286 | 3.286 | 3.286 | 3.286 | 3.286 | 3.286 | 3.286 | 3.286 | 4154.9272 | 361.4097 | 0.0001126 | 10218.076 | 5789.7893 | 227.896 | 19.9635 | 4516.3368 | 247.8595 | 4268.4774 | -1521.3119 | FALSE
| 60418870 | GLE011 | GLE | 22KV | 27.72 | 0 | 43192.2035 | 100% | Three phase | 97.13 | 0.00026697 | 0.00028763 | 0.00030997 | 0.00033412 | 0.00036022 | 0.00038846 | 0.00041899 | 0.00045202 | 0.00048774 | 0.0005264 | 0.00056822 | 0.00061347 | 0.00066245 | 0.00071546 | 0.00077284 | 0.00083496 | 0.00090222 | 0.00090852 | 0.00090852 | 0.00090852 | 3.123 | 3.14 | 3.177 | 3.193 | 3.193 | 3.21 | 3.247 | 3.287 | 3.286 | 3.286 | 3.286 | 3.286 | 3.286 | 3.286 | 3.286 | 3.286 | 3.286 | 3.286 | 3.286 | 3.286 | 1094.8914 | 25.1281 | 2.9671e-05 | 2692.4436 | 1525.5985 | 60.0502 | 1.3861 | 1120.0195 | 61.4362 | 1058.5832 | -467.0152 | FALSE
| 60418871 | GLE011 | GLE | 22KV | 18.81 | 0 | 43192.2035 | 100% | Three phase | 97.13 | 0.00018116 | 0.00019518 | 0.00021034 | 0.00022672 | 0.00024444 | 0.0002636 | 0.00028432 | 0.00030673 | 0.00033097 | 0.0003572 | 0.00038558 | 0.00041629 | 0.00044952 | 0.00048549 | 0.00052443 | 0.00056658 | 0.00061222 | 0.00061649 | 0.00061649 | 0.00061649 | 3.123 | 3.14 | 3.177 | 3.193 | 3.193 | 3.21 | 3.247 | 3.287 | 3.286 | 3.286 | 3.286 | 3.286 | 3.286 | 3.286 | 3.286 | 3.286 | 3.286 | 3.286 | 3.286 | 3.286 | 742.962 | 11.5704 | 2.0134e-05 | 1827.0153 | 1035.2275 | 40.7483 | 0.63824 | 754.5325 | 41.3866 | 713.1459 | -322.0816 | FALSE
| 60418875 | GLE011 | GLE | 22KV | 146.25 | 0 | 43192.2035 | 100% | Three phase | 97.13 | 0.0014147 | 0.0015276 | 0.0016499 | 0.0017824 | 0.001926 | 0.0020816 | 0.0022504 | 0.0024333 | 0.0026316 | 0.0028467 | 0.00308 | 0.0033331 | 0.0036076 | 0.0039054 | 0.0042285 | 0.0045791 | 0.0047933 | 0.0047933 | 0.0047933 | 0.0047933 | 3.123 | 3.14 | 3.177 | 3.193 | 3.193 | 3.21 | 3.247 | 3.287 | 3.286 | 3.286 | 3.286 | 3.286 | 3.286 | 3.286 | 3.286 | 3.286 | 3.286 | 3.286 | 3.286 | 3.286 | 5882.249 | 712.2042 | 0.00015654 | 14205.2625 | 8049.0179 | 316.8231 | 38.5831 | 6594.4532 | 355.4061 | 6239.0471 | -1809.9708 | FALSE
| 60418880 | GLE011 | GLE | 22KV | 29.99 | 0 | 43192.2035 | 100% | Three phase | 97.13 | 0.00022908 | 0.00025259 | 0.00027863 | 0.00030748 | 0.00033947 | 0.00037493 | 0.00041425 | 0.00045787 | 0.00050626 | 0.00055996 | 0.00061956 | 0.00068572 | 0.00075918 | 0.00084075 | 0.00093136 | 0.00098292 | 0.00098292 | 0.00098292 | 0.00098292 | 0.00098292 | 3.123 | 3.14 | 3.177 | 3.193 | 3.193 | 3.21 | 3.247 | 3.287 | 3.286 | 3.286 | 3.286 | 3.286 | 3.286 | 3.286 | 3.286 | 3.286 | 3.286 | 3.286 | 3.286 | 3.286 | 1160.987 | 28.7935 | 3.21e-05 | 2912.9287 | 1650.5302 | 64.9677 | 1.6224 | 1189.7805 | 66.5901 | 1123.1904 | -527.3399 | FALSE
| 60418881 | GLE011 | GLE | 22KV | 360.41 | 0 | 43192.2035 | 100% | Three phase | 97.13 | 0.002753 | 0.0030355 | 0.0033484 | 0.0036952 | 0.0040796 | 0.0045057 | 0.0049783 | 0.0055025 | 0.0060841 | 0.0067294 | 0.0074457 | 0.0082408 | 0.0091236 | 0.010104 | 0.011193 | 0.011812 | 0.011812 | 0.011812 | 0.011812 | 0.011812 | 3.123 | 3.14 | 3.177 | 3.193 | 3.193 | 3.21 | 3.247 | 3.287 | 3.286 | 3.286 | 3.286 | 3.286 | 3.286 | 3.286 | 3.286 | 3.286 | 3.286 | 3.286 | 3.286 | 3.286 | 13952.3611 | 4158.4873 | 0.00038577 | 35006.6233 | 19835.532 | 780.7603 | 234.3143 | 18110.8484 | 1015.0746 | 17095.7738 | -2739.7582 | FALSE
| 60418884 | GLE011 | GLE | 22KV | 595.13 | 0 | 43192.2035 | 100% | Three phase | 97.13 | 0.005716 | 0.0062426 | 0.00682 | 0.0074531 | 0.0081475 | 0.0089092 | 0.009745 | 0.010662 | 0.011669 | 0.012773 | 0.013986 | 0.015318 | 0.016781 | 0.018387 | 0.019505 | 0.019505 | 0.019505 | 0.019505 | 0.019505 | 0.019505 | 3.123 | 3.14 | 3.177 | 3.193 | 3.193 | 3.21 | 3.247 | 3.287 | 3.286 | 3.286 | 3.286 | 3.286 | 3.286 | 3.286 | 3.286 | 3.286 | 3.286 | 3.286 | 3.286 | 3.286 | 25430.581 | 12525.5657 | 0.00063701 | 57804.9769 | 32753.5866 | 1289.2369 | 638.894 | 37956.1467 | 1928.1309 | 36028.0158 | 3274.4291 | TRUE
| 60418886 | GLE012 | GLE | 22KV | 36.01 | 2 | 43192.2035 | 33.33% | Three phase | 97.13 | 0.00034013 | 0.0003725 | 0.00040809 | 0.00044724 | 0.00049029 | 0.00053767 | 0.0005898 | 0.00064717 | 0.00071033 | 0.00077987 | 0.00085644 | 0.00094078 | 0.0010337 | 0.001136 | 0.0011802 | 0.0011802 | 0.0011802 | 0.0011802 | 0.0011802 | 0.0011802 | 3.2313 | 3.2913 | 3.3633 | 3.43 | 3.4757 | 3.53 | 3.594 | 3.689 | 3.7423 | 3.7423 | 3.7423 | 3.7423 | 3.7423 | 3.7423 | 3.7423 | 3.7423 | 3.7423 | 3.7423 | 3.7423 | 3.7423 | 1732.3164 | 45.9904 | 3.8544e-05 | 3497.6513 | 1981.8471 | 86.5546 | 2.3391 | 1778.3068 | 88.8937 | 1689.4131 | -292.434 | FALSE
| 60418892 | GLE012 | GLE | 22KV | 25.08 | 2 | 43192.2035 | 33.33% | Three phase | 97.13 | 0.00023224 | 0.0002518 | 0.00027309 | 0.00029626 | 0.00032147 | 0.00034893 | 0.00037882 | 0.00041137 | 0.00044683 | 0.00048545 | 0.00052752 | 0.00057336 | 0.00062332 | 0.00067776 | 0.0007371 | 0.00080179 | 0.00082199 | 0.00082199 | 0.00082199 | 0.00082199 | 3.2313 | 3.2913 | 3.3633 | 3.43 | 3.4757 | 3.53 | 3.594 | 3.689 | 3.7423 | 3.7423 | 3.7423 | 3.7423 | 3.7423 | 3.7423 | 3.7423 | 3.7423 | 3.7423 | 3.7423 | 3.7423 | 3.7423 | 1125.6352 | 20.8241 | 2.6845e-05 | 2436.0204 | 1380.3034 | 60.283 | 1.1346 | 1146.4593 | 61.4176 | 1085.0417 | -295.2617 | FALSE
| 60418893 | GLE012 | GLE | 22KV | 150.56 | 2 | 43192.2035 | 33.33% | Three phase | 97.13 | 0.0013942 | 0.0015116 | 0.0016394 | 0.0017785 | 0.0019299 | 0.0020947 | 0.0022741 | 0.0024696 | 0.0026824 | 0.0029142 | 0.0031668 | 0.003442 | 0.0037419 | 0.0040687 | 0.0044249 | 0.0048133 | 0.0049346 | 0.0049346 | 0.0049346 | 0.0049346 | 3.2313 | 3.2913 | 3.3633 | 3.43 | 3.4757 | 3.53 | 3.594 | 3.689 | 3.7423 | 3.7423 | 3.7423 | 3.7423 | 3.7423 | 3.7423 | 3.7423 | 3.7423 | 3.7423 | 3.7423 | 3.7423 | 3.7423 | 6757.4015 | 750.4663 | 0.00016115 | 14623.8928 | 8286.2232 | 361.89 | 40.8907 | 7507.8678 | 402.7807 | 7105.0871 | -1181.1361 | FALSE
| 60418894 | GLE012 | GLE | 22KV | 308.61 | 2 | 43192.2035 | 33.33% | Three phase | 97.13 | 0.0028759 | 0.003094 | 0.0033294 | 0.0035836 | 0.003858 | 0.0041543 | 0.0044743 | 0.0048199 | 0.0051932 | 0.0055964 | 0.0060321 | 0.0065029 | 0.0070116 | 0.0075614 | 0.0081557 | 0.008798 | 0.0094925 | 0.010115 | 0.010115 | 0.010115 | 3.2313 | 3.2913 | 3.3633 | 3.43 | 3.4757 | 3.53 | 3.594 | 3.689 | 3.7423 | 3.7423 | 3.7423 | 3.7423 | 3.7423 | 3.7423 | 3.7423 | 3.7423 | 3.7423 | 3.7423 | 3.7423 | 3.7423 | 13168.54 | 3000.2368 | 0.00033033 | 29975.2893 | 16984.6662 | 741.7833 | 171.8008 | 16168.7768 | 913.584 | 15255.1927 | -1729.4734 | FALSE
| 60418895 | GLE012 | GLE | 22KV | 445.49 | 2 | 43192.2035 | 33.33% | Three phase | 97.13 | 0.0041514 | 0.0044663 | 0.0048062 | 0.0051731 | 0.0055692 | 0.0059969 | 0.0064588 | 0.0069577 | 0.0074965 | 0.0080787 | 0.0087076 | 0.0093872 | 0.010122 | 0.010915 | 0.011773 | 0.0127 | 0.013703 | 0.014601 | 0.014601 | 0.014601 | 3.2313 | 3.2913 | 3.3633 | 3.43 | 3.4757 | 3.53 | 3.594 | 3.689 | 3.7423 | 3.7423 | 3.7423 | 3.7423 | 3.7423 | 3.7423 | 3.7423 | 3.7423 | 3.7423 | 3.7423 | 3.7423 | 3.7423 | 19009.2767 | 6251.892 | 0.00047684 | 43270.4437 | 24517.9966 | 1070.7917 | 357.9983 | 25261.1686 | 1428.79 | 23832.3786 | -685.618 | FALSE
| 60418896 | GLE012 | GLE | 22KV | 316.06 | 2 | 43192.2035 | 33.33% | Three phase | 97.13 | 0.0030505 | 0.0032902 | 0.0035496 | 0.0038303 | 0.0041342 | 0.0044632 | 0.0048195 | 0.0052052 | 0.0056229 | 0.0060754 | 0.0065656 | 0.0070966 | 0.007672 | 0.0082955 | 0.0089711 | 0.0097034 | 0.010359 | 0.010359 | 0.010359 | 0.010359 | 3.2313 | 3.2913 | 3.3633 | 3.43 | 3.4757 | 3.53 | 3.594 | 3.689 | 3.7423 | 3.7423 | 3.7423 | 3.7423 | 3.7423 | 3.7423 | 3.7423 | 3.7423 | 3.7423 | 3.7423 | 3.7423 | 3.7423 | 14129.883 | 3296.5919 | 0.0003383 | 30698.9078 | 17394.6845 | 759.6903 | 180.1956 | 17426.4749 | 939.8859 | 16486.5891 | -908.0955 | FALSE
| 60418897 | GLE012 | GLE | 22KV | 38.69 | 2 | 43192.2035 | 33.33% | Three phase | 97.13 | 0.00036215 | 0.0003948 | 0.00043052 | 0.00046963 | 0.00051244 | 0.00055931 | 0.00061064 | 0.00066686 | 0.00072845 | 0.00079593 | 0.00086987 | 0.00095091 | 0.0010397 | 0.0011371 | 0.0012438 | 0.0012681 | 0.0012681 | 0.0012681 | 0.0012681 | 0.0012681 | 3.2313 | 3.2913 | 3.3633 | 3.43 | 3.4757 | 3.53 | 3.594 | 3.689 | 3.7423 | 3.7423 | 3.7423 | 3.7423 | 3.7423 | 3.7423 | 3.7423 | 3.7423 | 3.7423 | 3.7423 | 3.7423 | 3.7423 | 1807.4615 | 51.566 | 4.1413e-05 | 3757.9597 | 2129.3436 | 92.9963 | 2.7002 | 1859.0274 | 95.6966 | 1763.3309 | -366.0127 | FALSE
| 60418898 | GLE012 | GLE | 22KV | 76.39 | 2 | 43192.2035 | 33.33% | Three phase | 97.13 | 0.00071503 | 0.00077949 | 0.00085003 | 0.00092724 | 0.0010118 | 0.0011043 | 0.0012057 | 0.0013167 | 0.0014383 | 0.0015715 | 0.0017175 | 0.0018775 | 0.0020529 | 0.0022451 | 0.0024559 | 0.0025037 | 0.0025037 | 0.0025037 | 0.0025037 | 0.0025037 | 3.2313 | 3.2913 | 3.3633 | 3.43 | 3.4757 | 3.53 | 3.594 | 3.689 | 3.7423 | 3.7423 | 3.7423 | 3.7423 | 3.7423 | 3.7423 | 3.7423 | 3.7423 | 3.7423 | 3.7423 | 3.7423 | 3.7423 | 3568.6736 | 201.0197 | 8.1765e-05 | 7419.7607 | 4204.2016 | 183.613 | 10.5264 | 3769.6933 | 194.1394 | 3575.5539 | -628.6476 | FALSE
| 60418899 | GLE012 | GLE | 22KV | 52.96 | 2 | 43192.2035 | 33.33% | Three phase | 97.13 | 0.00049572 | 0.00054041 | 0.00058931 | 0.00064284 | 0.00070144 | 0.0007656 | 0.00083586 | 0.00091282 | 0.00099713 | 0.0010895 | 0.0011907 | 0.0013016 | 0.0014232 | 0.0015565 | 0.0017026 | 0.0017358 | 0.0017358 | 0.0017358 | 0.0017358 | 0.0017358 | 3.2313 | 3.2913 | 3.3633 | 3.43 | 3.4757 | 3.53 | 3.594 | 3.689 | 3.7423 | 3.7423 | 3.7423 | 3.7423 | 3.7423 | 3.7423 | 3.7423 | 3.7423 | 3.7423 | 3.7423 | 3.7423 | 3.7423 | 2474.106 | 96.6188 | 5.6687e-05 | 5144.0048 | 2914.7076 | 127.2961 | 5.0594 | 2570.7248 | 132.3555 | 2438.3693 | -476.3384 | FALSE
| 60418918 | GLE012 | GLE | 22KV | 27.28 | 2 | 43192.2035 | 33.33% | Three phase | 97.13 | 0.0001397 | 0.0001535 | 0.00016874 | 0.00018559 | 0.00020421 | 0.00022481 | 0.00024759 | 0.00027279 | 0.00030069 | 0.00033156 | 0.00036574 | 0.00040359 | 0.00044552 | 0.00049197 | 0.00054343 | 0.00060047 | 0.00066369 | 0.00073378 | 0.0008115 | 0.0008941 | 3.2313 | 3.2913 | 3.3633 | 3.43 | 3.4757 | 3.53 | 3.594 | 3.689 | 3.7423 | 3.7423 | 3.7423 | 3.7423 | 3.7423 | 3.7423 | 3.7423 | 3.7423 | 3.7423 | 3.7423 | 3.7423 | 3.7423 | 841.9374 | 16.8786 | 2.92e-05 | 2649.7064 | 1501.3826 | 65.5709 | 1.3424 | 858.816 | 66.9134 | 791.9027 | -709.48 | FALSE
| 60418919 | GLE012 | GLE | 22KV | 44.65 | 2 | 43192.2035 | 33.33% | Three phase | 97.13 | 0.00022865 | 0.00025123 | 0.00027618 | 0.00030376 | 0.00033424 | 0.00036795 | 0.00040524 | 0.00044649 | 0.00049214 | 0.00054267 | 0.00059862 | 0.00066057 | 0.00072919 | 0.00080522 | 0.00088945 | 0.0009828 | 0.0010863 | 0.001201 | 0.0013282 | 0.0014634 | 3.2313 | 3.2913 | 3.3633 | 3.43 | 3.4757 | 3.53 | 3.594 | 3.689 | 3.7423 | 3.7423 | 3.7423 | 3.7423 | 3.7423 | 3.7423 | 3.7423 | 3.7423 | 3.7423 | 3.7423 | 3.7423 | 3.7423 | 1378.0244 | 45.2159 | 4.7792e-05 | 4336.8545 | 2457.3583 | 107.3219 | 3.5962 | 1423.2403 | 110.9182 | 1312.3221 | -1145.0361 | FALSE
| 60418925 | GLE012 | GLE | 22KV | 328.7 | 2 | 43192.2035 | 33.33% | Three phase | 97.13 | 0.0030695 | 0.0033058 | 0.0035611 | 0.003837 | 0.0041353 | 0.0044577 | 0.0048062 | 0.0051831 | 0.0055906 | 0.0060313 | 0.006508 | 0.0070237 | 0.0075816 | 0.0081852 | 0.0088383 | 0.0095451 | 0.01031 | 0.010773 | 0.010773 | 0.010773 | 3.2313 | 3.2913 | 3.3633 | 3.43 | 3.4757 | 3.53 | 3.594 | 3.689 | 3.7423 | 3.7423 | 3.7423 | 3.7423 | 3.7423 | 3.7423 | 3.7423 | 3.7423 | 3.7423 | 3.7423 | 3.7423 | 3.7423 | 14161.7295 | 3436.1715 | 0.00035183 | 31926.631 | 18090.3398 | 790.0721 | 194.8967 | 17597.901 | 984.9688 | 16612.9322 | -1477.4076 | FALSE
| 60418928 | GLE012 | GLE | 22KV | 66.14 | 2 | 43192.2035 | 33.33% | Three phase | 97.13 | 0.00062473 | 0.00068418 | 0.00074955 | 0.00082144 | 0.00090053 | 0.00098754 | 0.0010833 | 0.0011887 | 0.0013047 | 0.0014324 | 0.001573 | 0.0017279 | 0.0018986 | 0.0020865 | 0.0021677 | 0.0021677 | 0.0021677 | 0.0021677 | 0.0021677 | 0.0021677 | 3.2313 | 3.2913 | 3.3633 | 3.43 | 3.4757 | 3.53 | 3.594 | 3.689 | 3.7423 | 3.7423 | 3.7423 | 3.7423 | 3.7423 | 3.7423 | 3.7423 | 3.7423 | 3.7423 | 3.7423 | 3.7423 | 3.7423 | 3181.7663 | 155.1491 | 7.0794e-05 | 6424.1782 | 3640.0824 | 158.9759 | 7.891 | 3336.9154 | 166.8669 | 3170.0485 | -470.0339 | FALSE
| 60418929 | GLE012 | GLE | 22KV | 55.67 | 2 | 43192.2035 | 33.33% | Three phase | 97.13 | 0.00051986 | 0.00055988 | 0.00060312 | 0.00064986 | 0.00070037 | 0.00075497 | 0.000814 | 0.00087783 | 0.00094685 | 0.0010215 | 0.0011022 | 0.0011896 | 0.001284 | 0.0013863 | 0.0014969 | 0.0016166 | 0.0017462 | 0.0018246 | 0.0018246 | 0.0018246 | 3.2313 | 3.2913 | 3.3633 | 3.43 | 3.4757 | 3.53 | 3.594 | 3.689 | 3.7423 | 3.7423 | 3.7423 | 3.7423 | 3.7423 | 3.7423 | 3.7423 | 3.7423 | 3.7423 | 3.7423 | 3.7423 | 3.7423 | 2398.4894 | 98.5639 | 5.9587e-05 | 5407.2271 | 3063.8552 | 133.8099 | 5.5905 | 2497.0533 | 139.4004 | 2357.653 | -706.2023 | FALSE
| 60418930 | GLE012 | GLE | 22KV | 44.97 | 2 | 43192.2035 | 33.33% | Three phase | 97.13 | 0.00041994 | 0.00045227 | 0.0004872 | 0.00052495 | 0.00056575 | 0.00060986 | 0.00065755 | 0.0007091 | 0.00076486 | 0.00082516 | 0.00089037 | 0.00096092 | 0.0010372 | 0.0011198 | 0.0012092 | 0.0013059 | 0.0014105 | 0.0014739 | 0.0014739 | 0.0014739 | 3.2313 | 3.2913 | 3.3633 | 3.43 | 3.4757 | 3.53 | 3.594 | 3.689 | 3.7423 | 3.7423 | 3.7423 | 3.7423 | 3.7423 | 3.7423 | 3.7423 | 3.7423 | 3.7423 | 3.7423 | 3.7423 | 3.7423 | 1937.49 | 64.3163 | 4.8134e-05 | 4367.9361 | 2474.9698 | 108.0911 | 3.648 | 2001.8064 | 111.7391 | 1890.0673 | -584.9025 | FALSE
| 60418931 | GLE012 | GLE | 22KV | 116.72 | 2 | 43192.2035 | 33.33% | Three phase | 97.13 | 0.00067013 | 0.00073649 | 0.00080982 | 0.00089086 | 0.00098044 | 0.0010795 | 0.0011891 | 0.0013103 | 0.0014444 | 0.0015928 | 0.0017571 | 0.001939 | 0.0021405 | 0.0023637 | 0.0026109 | 0.0028849 | 0.0031885 | 0.0035251 | 0.0038255 | 0.0038255 | 3.2313 | 3.2913 | 3.3633 | 3.43 | 3.4757 | 3.53 | 3.594 | 3.689 | 3.7423 | 3.7423 | 3.7423 | 3.7423 | 3.7423 | 3.7423 | 3.7423 | 3.7423 | 3.7423 | 3.7423 | 3.7423 | 3.7423 | 3999.0761 | 343.0863 | 0.00012493 | 11337.0136 | 6423.8043 | 280.5513 | 24.5751 | 4342.1624 | 305.1264 | 4037.036 | -2386.7683 | FALSE
| 60418936 | GLE012 | GLE | 22KV | 32.94 | 2 | 43192.2035 | 33.33% | Three phase | 97.13 | 0.00019906 | 0.00021858 | 0.00024012 | 0.0002639 | 0.00029016 | 0.00031917 | 0.00035121 | 0.00038662 | 0.00042576 | 0.00046903 | 0.00051687 | 0.00056978 | 0.00062831 | 0.00069307 | 0.00076472 | 0.00084402 | 0.0009318 | 0.001029 | 0.0010796 | 0.0010796 | 3.2313 | 3.2913 | 3.3633 | 3.43 | 3.4757 | 3.53 | 3.594 | 3.689 | 3.7423 | 3.7423 | 3.7423 | 3.7423 | 3.7423 | 3.7423 | 3.7423 | 3.7423 | 3.7423 | 3.7423 | 3.7423 | 3.7423 | 1168.1627 | 28.2907 | 3.5258e-05 | 3199.4622 | 1812.8865 | 79.1755 | 1.9573 | 1196.4534 | 81.1327 | 1115.3207 | -697.5658 | FALSE
| 60418941 | GLE012 | GLE | 22KV | 235.36 | 2 | 43192.2035 | 33.33% | Three phase | 97.13 | 0.0021933 | 0.0023596 | 0.0025392 | 0.002733 | 0.0029423 | 0.0031683 | 0.0034123 | 0.0036759 | 0.0039606 | 0.0042681 | 0.0046004 | 0.0049594 | 0.0053474 | 0.0057667 | 0.0062199 | 0.0067098 | 0.0072394 | 0.0077139 | 0.0077139 | 0.0077139 | 3.2313 | 3.2913 | 3.3633 | 3.43 | 3.4757 | 3.53 | 3.594 | 3.689 | 3.7423 | 3.7423 | 3.7423 | 3.7423 | 3.7423 | 3.7423 | 3.7423 | 3.7423 | 3.7423 | 3.7423 | 3.7423 | 3.7423 | 10042.9266 | 1745.0218 | 0.00025192 | 22860.5168 | 12953.2777 | 565.7176 | 99.9241 | 11787.9484 | 665.6417 | 11122.3066 | -1830.9711 | FALSE
| 60418944 | GLE012 | GLE | 22KV | 21.42 | 2 | 43192.2035 | 33.33% | Three phase | 97.13 | 0.00020464 | 0.00021959 | 0.00023567 | 0.00025299 | 0.00027164 | 0.00029172 | 0.00031334 | 0.00033662 | 0.0003617 | 0.00038872 | 0.00041783 | 0.00044919 | 0.00048298 | 0.0005194 | 0.00055864 | 0.00060095 | 0.00064655 | 0.00069571 | 0.00070204 | 0.00070204 | 3.2313 | 3.2913 | 3.3633 | 3.43 | 3.4757 | 3.53 | 3.594 | 3.689 | 3.7423 | 3.7423 | 3.7423 | 3.7423 | 3.7423 | 3.7423 | 3.7423 | 3.7423 | 3.7423 | 3.7423 | 3.7423 | 3.7423 | 913.6176 | 14.4538 | 2.2927e-05 | 2080.5246 | 1178.8716 | 51.4857 | 0.82764 | 928.0714 | 52.3133 | 875.7581 | -303.1135 | FALSE
| 60418946 | GLE012 | GLE | 22KV | 85.54 | 2 | 43192.2035 | 33.33% | Three phase | 97.13 | 0.0010084 | 0.0010717 | 0.0011391 | 0.0012109 | 0.0012874 | 0.0013689 | 0.0014558 | 0.0015484 | 0.0016471 | 0.0017523 | 0.0018644 | 0.001984 | 0.0021114 | 0.0022473 | 0.0023922 | 0.0025467 | 0.0027115 | 0.0028036 | 0.0028036 | 0.0028036 | 3.2313 | 3.2913 | 3.3633 | 3.43 | 3.4757 | 3.53 | 3.594 | 3.689 | 3.7423 | 3.7423 | 3.7423 | 3.7423 | 3.7423 | 3.7423 | 3.7423 | 3.7423 | 3.7423 | 3.7423 | 3.7423 | 3.7423 | 4027.2579 | 254.9834 | 9.1559e-05 | 8308.5002 | 4707.7812 | 205.6062 | 13.1991 | 4282.2413 | 218.8053 | 4063.436 | -644.3452 | FALSE
| 60418947 | GLE012 | GLE | 22KV | 33.66 | 2 | 43192.2035 | 33.33% | Three phase | 97.13 | 0.00039682 | 0.00042171 | 0.00044824 | 0.00047649 | 0.0005066 | 0.00053868 | 0.00057287 | 0.00060931 | 0.00064814 | 0.00068953 | 0.00073366 | 0.0007807 | 0.00083085 | 0.00088432 | 0.00094134 | 0.0010021 | 0.001067 | 0.0011032 | 0.0011032 | 0.0011032 | 3.2313 | 3.2913 | 3.3633 | 3.43 | 3.4757 | 3.53 | 3.594 | 3.689 | 3.7423 | 3.7423 | 3.7423 | 3.7423 | 3.7423 | 3.7423 | 3.7423 | 3.7423 | 3.7423 | 3.7423 | 3.7423 | 3.7423 | 1584.7264 | 39.4822 | 3.6029e-05 | 3269.3958 | 1852.5124 | 80.9061 | 2.0438 | 1624.2087 | 82.9499 | 1541.2588 | -311.2536 | FALSE
| 60418949 | GLE012 | GLE | 22KV | 22.25 | 2 | 43192.2035 | 33.33% | Three phase | 97.13 | 0.00020888 | 0.00022804 | 0.00024905 | 0.00027208 | 0.00029733 | 0.00032501 | 0.00035538 | 0.0003887 | 0.00042525 | 0.00046536 | 0.00050938 | 0.00055771 | 0.00061076 | 0.000669 | 0.00072924 | 0.00072924 | 0.00072924 | 0.00072924 | 0.00072924 | 0.00072924 | 3.2313 | 3.2913 | 3.3633 | 3.43 | 3.4757 | 3.53 | 3.594 | 3.689 | 3.7423 | 3.7423 | 3.7423 | 3.7423 | 3.7423 | 3.7423 | 3.7423 | 3.7423 | 3.7423 | 3.7423 | 3.7423 | 3.7423 | 1050.1546 | 17.2284 | 2.3816e-05 | 2161.1425 | 1224.5514 | 53.4807 | 0.89303 | 1067.383 | 54.3737 | 1013.0093 | -211.5422 | FALSE
| 60418950 | GLE012 | GLE | 22KV | 168.79 | 2 | 43192.2035 | 33.33% | Three phase | 97.13 | 0.0015845 | 0.0017299 | 0.0018893 | 0.002064 | 0.0022555 | 0.0024656 | 0.002696 | 0.0029487 | 0.003226 | 0.0035303 | 0.0038642 | 0.0042308 | 0.0046332 | 0.0050751 | 0.0055321 | 0.0055321 | 0.0055321 | 0.0055321 | 0.0055321 | 0.0055321 | 3.2313 | 3.2913 | 3.3633 | 3.43 | 3.4757 | 3.53 | 3.594 | 3.689 | 3.7423 | 3.7423 | 3.7423 | 3.7423 | 3.7423 | 3.7423 | 3.7423 | 3.7423 | 3.7423 | 3.7423 | 3.7423 | 3.7423 | 7966.5435 | 991.468 | 0.00018067 | 16394.5727 | 9289.5298 | 405.7082 | 51.3924 | 8958.0115 | 457.1005 | 8500.911 | -788.6188 | FALSE
| 60418951 | GLE012 | GLE | 22KV | 623.63 | 2 | 43192.2035 | 33.33% | Three phase | 97.13 | 0.0058209 | 0.0063366 | 0.0069001 | 0.0075159 | 0.0081891 | 0.0089251 | 0.0097299 | 0.01061 | 0.011573 | 0.012626 | 0.013778 | 0.015039 | 0.016419 | 0.017929 | 0.019582 | 0.020439 | 0.020439 | 0.020439 | 0.020439 | 0.020439 | 3.2313 | 3.2913 | 3.3633 | 3.43 | 3.4757 | 3.53 | 3.594 | 3.689 | 3.7423 | 3.7423 | 3.7423 | 3.7423 | 3.7423 | 3.7423 | 3.7423 | 3.7423 | 3.7423 | 3.7423 | 3.7423 | 3.7423 | 28838.9214 | 13262.8295 | 0.00066751 | 60573.1819 | 34322.1132 | 1498.9738 | 701.5508 | 42101.7509 | 2200.5245 | 39901.2264 | 5579.1132 | TRUE
| 60418952 | GLE012 | GLE | 22KV | 261.09 | 2 | 43192.2035 | 33.33% | Three phase | 97.13 | 0.0024601 | 0.0026615 | 0.0028802 | 0.0031177 | 0.0033755 | 0.0036556 | 0.0039598 | 0.0042904 | 0.0046496 | 0.0050399 | 0.0054641 | 0.0059252 | 0.0064265 | 0.0069715 | 0.0075641 | 0.0082086 | 0.0085572 | 0.0085572 | 0.0085572 | 0.0085572 | 3.2313 | 3.2913 | 3.3633 | 3.43 | 3.4757 | 3.53 | 3.594 | 3.689 | 3.7423 | 3.7423 | 3.7423 | 3.7423 | 3.7423 | 3.7423 | 3.7423 | 3.7423 | 3.7423 | 3.7423 | 3.7423 | 3.7423 | 11699.7501 | 2253.925 | 0.00027946 | 25359.6717 | 14369.3545 | 627.5629 | 122.9662 | 13953.6751 | 750.5291 | 13203.1461 | -1166.2084 | FALSE
| 60418953 | GLE012 | GLE | 22KV | 212.96 | 2 | 43192.2035 | 33.33% | Three phase | 97.13 | 0.0019771 | 0.0021464 | 0.0023309 | 0.0025319 | 0.0027511 | 0.00299 | 0.0032505 | 0.0035345 | 0.0038443 | 0.0041822 | 0.0045509 | 0.0049531 | 0.005392 | 0.0058711 | 0.0063939 | 0.0069647 | 0.0069797 | 0.0069797 | 0.0069797 | 0.0069797 | 3.2313 | 3.2913 | 3.3633 | 3.43 | 3.4757 | 3.53 | 3.594 | 3.689 | 3.7423 | 3.7423 | 3.7423 | 3.7423 | 3.7423 | 3.7423 | 3.7423 | 3.7423 | 3.7423 | 3.7423 | 3.7423 | 3.7423 | 9659.7239 | 1517.2574 | 0.00022795 | 20684.8048 | 11720.4708 | 511.8764 | 81.809 | 11176.9813 | 593.6854 | 10583.2959 | -1137.1749 | FALSE
| 60418954 | GLE012 | GLE | 22KV | 39.23 | 2 | 43192.2035 | 33.33% | Three phase | 97.13 | 0.00036327 | 0.00039387 | 0.00042717 | 0.0004634 | 0.00050285 | 0.00054579 | 0.00059255 | 0.00064347 | 0.00069892 | 0.00075933 | 0.00082514 | 0.00089685 | 0.00097499 | 0.0010601 | 0.001153 | 0.0012541 | 0.0012858 | 0.0012858 | 0.0012858 | 0.0012858 | 3.2313 | 3.2913 | 3.3633 | 3.43 | 3.4757 | 3.53 | 3.594 | 3.689 | 3.7423 | 3.7423 | 3.7423 | 3.7423 | 3.7423 | 3.7423 | 3.7423 | 3.7423 | 3.7423 | 3.7423 | 3.7423 | 3.7423 | 1760.7124 | 50.9505 | 4.1991e-05 | 3810.4099 | 2159.0631 | 94.2943 | 2.7761 | 1811.6629 | 97.0704 | 1714.5925 | -444.4706 | FALSE
| 60418955 | GLE012 | GLE | 22KV | 423.47 | 2 | 43192.2035 | 33.33% | Three phase | 97.13 | 0.0039213 | 0.0042516 | 0.0046111 | 0.0050022 | 0.005428 | 0.0058916 | 0.0063963 | 0.0069459 | 0.0075446 | 0.0081967 | 0.0089071 | 0.0096811 | 0.010525 | 0.011444 | 0.012446 | 0.013538 | 0.013879 | 0.013879 | 0.013879 | 0.013879 | 3.2313 | 3.2913 | 3.3633 | 3.43 | 3.4757 | 3.53 | 3.594 | 3.689 | 3.7423 | 3.7423 | 3.7423 | 3.7423 | 3.7423 | 3.7423 | 3.7423 | 3.7423 | 3.7423 | 3.7423 | 3.7423 | 3.7423 | 19006.0894 | 5936.8666 | 0.00045327 | 41131.6411 | 23306.1034 | 1017.8638 | 323.4822 | 24942.9559 | 1341.346 | 23601.6099 | 295.5065 | TRUE
| 60418961 | GLE012 | GLE | 22KV | 699.1 | 2 | 43192.2035 | 33.33% | Three phase | 97.13 | 0.0045034 | 0.0049506 | 0.0054447 | 0.0059907 | 0.0065942 | 0.0072616 | 0.0079996 | 0.0088159 | 0.0097192 | 0.010719 | 0.011825 | 0.01305 | 0.014406 | 0.015908 | 0.017572 | 0.019415 | 0.021458 | 0.022913 | 0.022913 | 0.022913 | 3.2313 | 3.2913 | 3.3633 | 3.43 | 3.4757 | 3.53 | 3.594 | 3.689 | 3.7423 | 3.7423 | 3.7423 | 3.7423 | 3.7423 | 3.7423 | 3.7423 | 3.7423 | 3.7423 | 3.7423 | 3.7423 | 3.7423 | 26360.6948 | 13550.6341 | 0.00074829 | 67903.583 | 38475.6817 | 1680.3755 | 881.6246 | 39911.3289 | 2562.0001 | 37349.3288 | -1126.3529 | FALSE
| 60418969 | GLE012 | GLE | 22KV | 39.54 | 2 | 43192.2035 | 33.33% | Three phase | 97.13 | 0.00037348 | 0.00040902 | 0.0004481 | 0.00049108 | 0.00053836 | 0.00059037 | 0.00064761 | 0.00071061 | 0.00077997 | 0.00085632 | 0.0009404 | 0.001033 | 0.001135 | 0.0012474 | 0.0012959 | 0.0012959 | 0.0012959 | 0.0012959 | 0.0012959 | 0.0012959 | 3.2313 | 3.2913 | 3.3633 | 3.43 | 3.4757 | 3.53 | 3.594 | 3.689 | 3.7423 | 3.7423 | 3.7423 | 3.7423 | 3.7423 | 3.7423 | 3.7423 | 3.7423 | 3.7423 | 3.7423 | 3.7423 | 3.7423 | 1902.1325 | 55.4491 | 4.2322e-05 | 3840.5202 | 2176.1242 | 95.0394 | 2.8202 | 1957.5815 | 97.8596 | 1859.7219 | -316.4023 | FALSE
| 60418976 | GLE012 | GLE | 22KV | 506.33 | 2 | 43192.2035 | 33.33% | Three phase | 97.13 | 0.0047088 | 0.0050608 | 0.0054403 | 0.0058496 | 0.0062909 | 0.006767 | 0.0072805 | 0.0078346 | 0.0084324 | 0.0090775 | 0.0097738 | 0.010525 | 0.011336 | 0.012212 | 0.013158 | 0.014178 | 0.015281 | 0.016471 | 0.016595 | 0.016595 | 3.2313 | 3.2913 | 3.3633 | 3.43 | 3.4757 | 3.53 | 3.594 | 3.689 | 3.7423 | 3.7423 | 3.7423 | 3.7423 | 3.7423 | 3.7423 | 3.7423 | 3.7423 | 3.7423 | 3.7423 | 3.7423 | 3.7423 | 21393.7664 | 7998.0023 | 0.00054196 | 49179.8329 | 27866.3881 | 1217.0283 | 462.4581 | 29391.7687 | 1679.4865 | 27712.2822 | -154.1059 | FALSE
| 60418983 | GLE012 | GLE | 22KV | 22.11 | 2 | 43192.2035 | 33.33% | Three phase | 97.13 | 0.00020952 | 0.00022983 | 0.00025221 | 0.00027686 | 0.00030402 | 0.00033396 | 0.00036696 | 0.00040335 | 0.00044347 | 0.00048772 | 0.00053653 | 0.00059039 | 0.00064981 | 0.00071539 | 0.00072465 | 0.00072465 | 0.00072465 | 0.00072465 | 0.00072465 | 0.00072465 | 3.2313 | 3.2913 | 3.3633 | 3.43 | 3.4757 | 3.53 | 3.594 | 3.689 | 3.7423 | 3.7423 | 3.7423 | 3.7423 | 3.7423 | 3.7423 | 3.7423 | 3.7423 | 3.7423 | 3.7423 | 3.7423 | 3.7423 | 1074.5185 | 17.5144 | 2.3666e-05 | 2147.5443 | 1216.8464 | 53.1442 | 0.88183 | 1092.0329 | 54.026 | 1038.0069 | -178.8395 | FALSE
| 60418986 | GLE012 | GLE | 22KV | 104.16 | 2 | 43192.2035 | 33.33% | Three phase | 97.13 | 0.000967 | 0.0010498 | 0.00114 | 0.0012384 | 0.0013456 | 0.0014624 | 0.0015898 | 0.0017288 | 0.0018803 | 0.0020456 | 0.0022259 | 0.0024226 | 0.0026373 | 0.0028716 | 0.0031273 | 0.0034065 | 0.0034138 | 0.0034138 | 0.0034138 | 0.0034138 | 3.2313 | 3.2913 | 3.3633 | 3.43 | 3.4757 | 3.53 | 3.594 | 3.689 | 3.7423 | 3.7423 | 3.7423 | 3.7423 | 3.7423 | 3.7423 | 3.7423 | 3.7423 | 3.7423 | 3.7423 | 3.7423 | 3.7423 | 4724.6283 | 362.9653 | 0.00011149 | 10117.0608 | 5732.5519 | 250.3618 | 19.5707 | 5087.5936 | 269.9325 | 4817.6611 | -914.8907 | FALSE
| 60418987 | GLE012 | GLE | 22KV | 92.32 | 2 | 43192.2035 | 33.33% | Three phase | 97.13 | 0.00085708 | 0.00093048 | 0.0010105 | 0.0010976 | 0.0011926 | 0.0012962 | 0.0014091 | 0.0015322 | 0.0016665 | 0.001813 | 0.0019728 | 0.0021472 | 0.0023375 | 0.0025452 | 0.0027718 | 0.0030192 | 0.0030258 | 0.0030258 | 0.0030258 | 0.0030258 | 3.2313 | 3.2913 | 3.3633 | 3.43 | 3.4757 | 3.53 | 3.594 | 3.689 | 3.7423 | 3.7423 | 3.7423 | 3.7423 | 3.7423 | 3.7423 | 3.7423 | 3.7423 | 3.7423 | 3.7423 | 3.7423 | 3.7423 | 4187.5738 | 285.1378 | 9.8816e-05 | 8967.0416 | 5080.9254 | 221.9028 | 15.3743 | 4472.7116 | 237.2772 | 4235.4344 | -845.491 | FALSE
| 60418988 | GLE012 | GLE | 22KV | 32.79 | 2 | 43192.2035 | 33.33% | Three phase | 97.13 | 0.00030442 | 0.00033048 | 0.00035889 | 0.00038985 | 0.00042359 | 0.00046037 | 0.00050048 | 0.00054422 | 0.00059192 | 0.00064395 | 0.00070071 | 0.00076264 | 0.00083023 | 0.00090398 | 0.00098449 | 0.0010724 | 0.0010747 | 0.0010747 | 0.0010747 | 0.0010747 | 3.2313 | 3.2913 | 3.3633 | 3.43 | 3.4757 | 3.53 | 3.594 | 3.689 | 3.7423 | 3.7423 | 3.7423 | 3.7423 | 3.7423 | 3.7423 | 3.7423 | 3.7423 | 3.7423 | 3.7423 | 3.7423 | 3.7423 | 1487.3326 | 35.9705 | 3.5097e-05 | 3184.8927 | 1804.6311 | 78.8149 | 1.9395 | 1523.303 | 80.7544 | 1442.5486 | -362.0825 | FALSE
| 60418989 | GLE012 | GLE | 22KV | 141.73 | 2 | 43192.2035 | 33.33% | Three phase | 97.13 | 0.0013158 | 0.0014285 | 0.0015513 | 0.0016851 | 0.0018309 | 0.0019899 | 0.0021633 | 0.0023523 | 0.0025585 | 0.0027834 | 0.0030287 | 0.0032964 | 0.0035885 | 0.0039073 | 0.0042553 | 0.0046352 | 0.0046452 | 0.0046452 | 0.0046452 | 0.0046452 | 3.2313 | 3.2913 | 3.3633 | 3.43 | 3.4757 | 3.53 | 3.594 | 3.689 | 3.7423 | 3.7423 | 3.7423 | 3.7423 | 3.7423 | 3.7423 | 3.7423 | 3.7423 | 3.7423 | 3.7423 | 3.7423 | 3.7423 | 6428.7785 | 672.0271 | 0.0001517 | 13766.2349 | 7800.2551 | 340.666 | 36.235 | 7100.8055 | 376.9011 | 6723.9045 | -1076.3506 | FALSE
| 60418990 | GLE012 | GLE | 22KV | 466.45 | 2 | 43192.2035 | 33.33% | Three phase | 97.13 | 0.0044189 | 0.0047926 | 0.0051994 | 0.0056423 | 0.0061244 | 0.0066495 | 0.0072214 | 0.0078444 | 0.0085231 | 0.0092626 | 0.010068 | 0.010947 | 0.011904 | 0.012948 | 0.014086 | 0.015288 | 0.015288 | 0.015288 | 0.015288 | 0.015288 | 3.2313 | 3.2913 | 3.3633 | 3.43 | 3.4757 | 3.53 | 3.594 | 3.689 | 3.7423 | 3.7423 | 3.7423 | 3.7423 | 3.7423 | 3.7423 | 3.7423 | 3.7423 | 3.7423 | 3.7423 | 3.7423 | 3.7423 | 21334.3881 | 7341.3015 | 0.00049927 | 45306.2885 | 25671.5516 | 1121.1717 | 392.478 | 28675.6895 | 1513.6497 | 27162.0399 | 1490.4883 | TRUE
| 60419040 | GLE013 | GLE | 22KV | 579.57 | 0 | 43192.2035 | 100% | Three phase | 97.13 | 0.0056192 | 0.0061663 | 0.006769 | 0.0074333 | 0.0081655 | 0.0089727 | 0.0098628 | 0.010845 | 0.011927 | 0.013122 | 0.014441 | 0.015896 | 0.017502 | 0.018995 | 0.018995 | 0.018995 | 0.018995 | 0.018995 | 0.018995 | 0.018995 | 12.272 | 12.66 | 13.105 | 13.521 | 13.836 | 14.184 | 14.648 | 15.159 | 15.513 | 15.513 | 15.513 | 15.513 | 15.513 | 15.513 | 15.513 | 15.513 | 15.513 | 15.513 | 15.513 | 15.513 | 117171.1676 | 12222.6731 | 0.00062035 | 56293.6341 | 31897.2262 | 5651.737 | 605.9222 | 129393.8407 | 6257.6592 | 123136.1815 | 91238.9553 | TRUE
| 60419044 | GLE013 | GLE | 22KV | 201.72 | 0 | 43192.2035 | 100% | Three phase | 97.13 | 0.0019558 | 0.0021462 | 0.002356 | 0.0025872 | 0.002842 | 0.003123 | 0.0034328 | 0.0037745 | 0.0041514 | 0.0045672 | 0.0050261 | 0.0055325 | 0.0060914 | 0.0066113 | 0.0066113 | 0.0066113 | 0.0066113 | 0.0066113 | 0.0066113 | 0.0066113 | 12.272 | 12.66 | 13.105 | 13.521 | 13.836 | 14.184 | 14.648 | 15.159 | 15.513 | 15.513 | 15.513 | 15.513 | 15.513 | 15.513 | 15.513 | 15.513 | 15.513 | 15.513 | 15.513 | 15.513 | 40781.5586 | 1480.6497 | 0.00021591 | 19593.0636 | 11101.866 | 1967.0935 | 73.4012 | 42262.2083 | 2040.4947 | 40221.7136 | 29119.8477 | TRUE
| 60419057 | GLE013 | GLE | 22KV | 434.01 | 0 | 43192.2035 | 100% | Single phase | 44.74 | 0.0055834 | 0.006124 | 0.0067192 | 0.0073744 | 0.0080959 | 0.0088905 | 0.0097658 | 0.01073 | 0.011793 | 0.012963 | 0.014225 | 0.014225 | 0.014225 | 0.014225 | 0.014225 | 0.014225 | 0.014225 | 0.014225 | 0.014225 | 0.014225 | 12.272 | 12.66 | 13.105 | 13.521 | 13.836 | 14.184 | 14.648 | 15.159 | 15.513 | 15.513 | 15.513 | 15.513 | 15.513 | 15.513 | 15.513 | 15.513 | 15.513 | 15.513 | 15.513 | 15.513 | 101748.4976 | 3678.5868 | 0.00046455 | 19417.6074 | 11002.4486 | 4232.2935 | 156.5118 | 105427.0844 | 4388.8054 | 101038.2791 | 90035.8305 | TRUE
| 60419058 | GLE013 | GLE | 22KV | 23.73 | 0 | 43192.2035 | 100% | Three phase | 97.13 | 0.00025729 | 0.00027992 | 0.00030464 | 0.00033163 | 0.0003611 | 0.0003933 | 0.00042848 | 0.00046691 | 0.00050891 | 0.00055481 | 0.00060499 | 0.00065985 | 0.00071982 | 0.00077775 | 0.00077775 | 0.00077775 | 0.00077775 | 0.00077775 | 0.00077775 | 0.00077775 | 12.272 | 12.66 | 13.105 | 13.521 | 13.836 | 14.184 | 14.648 | 15.159 | 15.513 | 15.513 | 15.513 | 15.513 | 15.513 | 15.513 | 15.513 | 15.513 | 15.513 | 15.513 | 15.513 | 15.513 | 4935.8472 | 21.1258 | 2.54e-05 | 2304.8949 | 1306.0048 | 231.4056 | 1.0158 | 4956.973 | 232.4213 | 4724.5517 | 3418.5469 | TRUE
| 60419074 | GLE013 | GLE | 22KV | 465.69 | 0 | 43192.2035 | 100% | Three phase | 97.13 | 0.0043131 | 0.0046708 | 0.0050594 | 0.0054818 | 0.005941 | 0.0064403 | 0.0069833 | 0.0075738 | 0.0082161 | 0.0089149 | 0.0096751 | 0.010502 | 0.011403 | 0.012383 | 0.013449 | 0.01461 | 0.015263 | 0.015263 | 0.015263 | 0.015263 | 12.272 | 12.66 | 13.105 | 13.521 | 13.836 | 14.184 | 14.648 | 15.159 | 15.513 | 15.513 | 15.513 | 15.513 | 15.513 | 15.513 | 15.513 | 15.513 | 15.513 | 15.513 | 15.513 | 15.513 | 84921.5406 | 7123.5038 | 0.00049846 | 45232.4697 | 25629.7242 | 4541.2243 | 391.2001 | 92045.0443 | 4932.4244 | 87112.6199 | 61482.8957 | TRUE
| 60419077 | GLE013 | GLE | 22KV | 142.99 | 0 | 43192.2035 | 100% | Three phase | 97.13 | 0.0013744 | 0.0015185 | 0.0016785 | 0.0018561 | 0.0020532 | 0.0022721 | 0.0025153 | 0.0027854 | 0.0030856 | 0.0034193 | 0.0037901 | 0.0042025 | 0.004661 | 0.0046865 | 0.0046865 | 0.0046865 | 0.0046865 | 0.0046865 | 0.0046865 | 0.0046865 | 12.272 | 12.66 | 13.105 | 13.521 | 13.836 | 14.184 | 14.648 | 15.159 | 15.513 | 15.513 | 15.513 | 15.513 | 15.513 | 15.513 | 15.513 | 15.513 | 15.513 | 15.513 | 15.513 | 15.513 | 29604.4686 | 761.5422 | 0.00015305 | 13888.6187 | 7869.6005 | 1394.3818 | 36.8822 | 30366.0108 | 1431.264 | 28934.7468 | 21065.1463 | TRUE
| 60419078 | GLE013 | GLE | 22KV | 355.04 | 0 | 43192.2035 | 100% | Three phase | 97.13 | 0.0024518 | 0.0026539 | 0.0028736 | 0.0031124 | 0.003372 | 0.0036543 | 0.0039613 | 0.0042953 | 0.0046586 | 0.0050539 | 0.0054841 | 0.0059523 | 0.006462 | 0.0070169 | 0.007621 | 0.0082789 | 0.0089954 | 0.0097759 | 0.010626 | 0.011552 | 12.272 | 12.66 | 13.105 | 13.521 | 13.836 | 14.184 | 14.648 | 15.159 | 15.513 | 15.513 | 15.513 | 15.513 | 15.513 | 15.513 | 15.513 | 15.513 | 15.513 | 15.513 | 15.513 | 15.513 | 50389.8685 | 3217.8068 | 0.00038002 | 34485.0352 | 19539.9886 | 3462.2094 | 227.3839 | 53607.6753 | 3689.5933 | 49918.0821 | 30378.0935 | TRUE
| 60419084 | GLE013 | GLE | 22KV | 49.24 | 0 | 43192.2035 | 100% | Three phase | 97.13 | 0.00031719 | 0.00034869 | 0.00038349 | 0.00042194 | 0.00046445 | 0.00051146 | 0.00056344 | 0.00062094 | 0.00068455 | 0.00075495 | 0.00083288 | 0.00091915 | 0.0010147 | 0.0011205 | 0.0012377 | 0.0013675 | 0.0015113 | 0.0016138 | 0.0016138 | 0.0016138 | 12.272 | 12.66 | 13.105 | 13.521 | 13.836 | 14.184 | 14.648 | 15.159 | 15.513 | 15.513 | 15.513 | 15.513 | 15.513 | 15.513 | 15.513 | 15.513 | 15.513 | 15.513 | 15.513 | 15.513 | 7617.6002 | 67.2229 | 5.2705e-05 | 4782.6812 | 2709.9736 | 480.169 | 4.3736 | 7684.823 | 484.5426 | 7200.2805 | 4490.3068 | TRUE
| 60419099 | GLE013 | GLE | 22KV | 1072.31 | 0 | 43192.2035 | 100% | Three phase | 97.13 | 0.01281 | 0.013938 | 0.015168 | 0.016512 | 0.017979 | 0.019582 | 0.021333 | 0.023245 | 0.025335 | 0.027618 | 0.030114 | 0.032841 | 0.035145 | 0.035145 | 0.035145 | 0.035145 | 0.035145 | 0.035145 | 0.035145 | 0.035145 | 12.272 | 12.66 | 13.105 | 13.521 | 13.836 | 14.184 | 14.648 | 15.159 | 15.513 | 15.513 | 15.513 | 15.513 | 15.513 | 15.513 | 15.513 | 15.513 | 15.513 | 15.513 | 15.513 | 15.513 | 235897.7694 | 45692.2555 | 0.0011478 | 104153.4703 | 59015.6747 | 10456.7422 | 2074.177 | 281590.0248 | 12530.9192 | 269059.1057 | 210043.4309 | TRUE
| 60419100 | GLE013 | GLE | 22KV | 248.72 | 0 | 43192.2035 | 100% | Three phase | 97.13 | 0.0029713 | 0.0032328 | 0.0035183 | 0.0038299 | 0.0041703 | 0.004542 | 0.0049481 | 0.0053917 | 0.0058763 | 0.006406 | 0.0069848 | 0.0076175 | 0.0081517 | 0.0081517 | 0.0081517 | 0.0081517 | 0.0081517 | 0.0081517 | 0.0081517 | 0.0081517 | 12.272 | 12.66 | 13.105 | 13.521 | 13.836 | 14.184 | 14.648 | 15.159 | 15.513 | 15.513 | 15.513 | 15.513 | 15.513 | 15.513 | 15.513 | 15.513 | 15.513 | 15.513 | 15.513 | 15.513 | 54715.9806 | 2458.2345 | 0.00026622 | 24158.1736 | 13688.5589 | 2425.4189 | 111.5903 | 57174.2151 | 2537.0092 | 54637.2059 | 40948.647 | TRUE
| 60419111 | GLE013 | GLE | 22KV | 32.17 | 0 | 43192.2035 | 100% | Three phase | 97.13 | 0.00017247 | 0.00019004 | 0.00020949 | 0.00023106 | 0.00025497 | 0.00028149 | 0.00031091 | 0.00034355 | 0.00037977 | 0.00041998 | 0.00046463 | 0.00051422 | 0.00056931 | 0.00063051 | 0.00069852 | 0.00077412 | 0.00085816 | 0.00095161 | 0.0010544 | 0.0010544 | 12.272 | 12.66 | 13.105 | 13.521 | 13.836 | 14.184 | 14.648 | 15.159 | 15.513 | 15.513 | 15.513 | 15.513 | 15.513 | 15.513 | 15.513 | 15.513 | 15.513 | 15.513 | 15.513 | 15.513 | 4375.5526 | 25.1918 | 3.4434e-05 | 3124.6721 | 1770.5088 | 313.7091 | 1.8668 | 4400.7444 | 315.5759 | 4085.1685 | 2314.6597 | TRUE
| 60419116 | GLE013 | GLE | 22KV | 29.77 | 0 | 43192.2035 | 100% | Three phase | 97.13 | 0.00020558 | 0.00022253 | 0.00024095 | 0.00026097 | 0.00028274 | 0.00030641 | 0.00033215 | 0.00036016 | 0.00039062 | 0.00042377 | 0.00045984 | 0.0004991 | 0.00054184 | 0.00058836 | 0.00063902 | 0.00069419 | 0.00075427 | 0.0008197 | 0.00089099 | 0.00096866 | 12.272 | 12.66 | 13.105 | 13.521 | 13.836 | 14.184 | 14.648 | 15.159 | 15.513 | 15.513 | 15.513 | 15.513 | 15.513 | 15.513 | 15.513 | 15.513 | 15.513 | 15.513 | 15.513 | 15.513 | 4225.1757 | 22.6237 | 3.1865e-05 | 2891.5601 | 1638.4223 | 290.3052 | 1.5987 | 4247.7994 | 291.9039 | 3955.8955 | 2317.4731 | TRUE
| 60419117 | GLE013 | GLE | 22KV | 208.93 | 0 | 43192.2035 | 100% | Three phase | 97.13 | 0.0014428 | 0.0015618 | 0.001691 | 0.0018315 | 0.0019843 | 0.0021504 | 0.0023311 | 0.0025276 | 0.0027414 | 0.0029741 | 0.0032272 | 0.0035028 | 0.0038027 | 0.0041292 | 0.0044847 | 0.0048719 | 0.0052935 | 0.0057528 | 0.0062531 | 0.0067982 | 12.272 | 12.66 | 13.105 | 13.521 | 13.836 | 14.184 | 14.648 | 15.159 | 15.513 | 15.513 | 15.513 | 15.513 | 15.513 | 15.513 | 15.513 | 15.513 | 15.513 | 15.513 | 15.513 | 15.513 | 29652.8707 | 1114.3125 | 0.00022363 | 20293.3709 | 11498.6757 | 2037.4026 | 78.742 | 30767.1832 | 2116.1446 | 28651.0386 | 17152.3629 | TRUE
| 60419181 | GLE024 | GLE | 22KV | 25.68 | 1 | 43192.2035 | 50% | Single phase | 44.74 | 0.00020867 | 0.00022701 | 0.00024704 | 0.00026892 | 0.00029283 | 0.00031895 | 0.00034751 | 0.00037873 | 0.00041286 | 0.00045019 | 0.00049101 | 0.00053566 | 0.00058452 | 0.00063797 | 0.00069646 | 0.00076048 | 0.00083056 | 0.00084166 | 0.00084166 | 0.00084166 | 5.3295 | 5.3725 | 5.434 | 5.478 | 5.495 | 5.5215 | 5.5845 | 5.6555 | 5.681 | 5.681 | 5.681 | 5.681 | 5.681 | 5.681 | 5.681 | 5.681 | 5.681 | 5.681 | 5.681 | 5.681 | 1644.0407 | 9.3263 | 2.7487e-05 | 1148.9232 | 651.0055 | 95.8188 | 0.54795 | 1653.3671 | 96.3667 | 1557.0004 | 905.9949 | TRUE
| 60419200 | GLE024 | GLE | 22KV | 27.06 | 1 | 43192.2035 | 50% | Three phase | 97.13 | 0.00020773 | 0.00023043 | 0.00025574 | 0.00028397 | 0.00031546 | 0.00035059 | 0.00038981 | 0.00043359 | 0.00048248 | 0.00053708 | 0.00059808 | 0.00066625 | 0.00074242 | 0.00082758 | 0.00088689 | 0.00088689 | 0.00088689 | 0.00088689 | 0.00088689 | 0.00088689 | 5.3295 | 5.3725 | 5.434 | 5.478 | 5.495 | 5.5215 | 5.5845 | 5.6555 | 5.681 | 5.681 | 5.681 | 5.681 | 5.681 | 5.681 | 5.681 | 5.681 | 5.681 | 5.681 | 5.681 | 5.681 | 1873.4577 | 24.294 | 2.8964e-05 | 2628.3378 | 1489.2747 | 100.9679 | 1.3209 | 1897.7517 | 102.2888 | 1795.4629 | 306.1882 | TRUE
| 60419201 | GLE024 | GLE | 22KV | 256.24 | 1 | 43192.2035 | 50% | Three phase | 97.13 | 0.0019671 | 0.002182 | 0.0024217 | 0.002689 | 0.0029872 | 0.0033199 | 0.0036912 | 0.0041058 | 0.0045687 | 0.0050858 | 0.0056634 | 0.0063089 | 0.0070303 | 0.0078366 | 0.0083982 | 0.0083982 | 0.0083982 | 0.0083982 | 0.0083982 | 0.0083982 | 5.3295 | 5.3725 | 5.434 | 5.478 | 5.495 | 5.5215 | 5.5845 | 5.6555 | 5.681 | 5.681 | 5.681 | 5.681 | 5.681 | 5.681 | 5.681 | 5.681 | 5.681 | 5.681 | 5.681 | 5.681 | 17740.3839 | 2178.3994 | 0.00027427 | 24888.5912 | 14102.4298 | 956.0984 | 118.4402 | 19918.7834 | 1074.5385 | 18844.2448 | 4741.8151 | TRUE
| 60419210 | GLE024 | GLE | 22KV | 76.28 | 1 | 43192.2035 | 50% | Three phase | 97.13 | 0.00058557 | 0.00064957 | 0.00072092 | 0.00080048 | 0.00088925 | 0.00098829 | 0.0010988 | 0.0012223 | 0.0013601 | 0.001514 | 0.0016859 | 0.0018781 | 0.0020928 | 0.0023329 | 0.0025001 | 0.0025001 | 0.0025001 | 0.0025001 | 0.0025001 | 0.0025001 | 5.3295 | 5.3725 | 5.434 | 5.478 | 5.495 | 5.5215 | 5.5845 | 5.6555 | 5.681 | 5.681 | 5.681 | 5.681 | 5.681 | 5.681 | 5.681 | 5.681 | 5.681 | 5.681 | 5.681 | 5.681 | 5281.129 | 193.0479 | 8.1648e-05 | 7409.0764 | 4198.1476 | 284.6206 | 10.4961 | 5474.1768 | 295.1167 | 5179.0602 | 980.9126 | TRUE
| 60419222 | GLE024 | GLE | 22KV | 572.78 | 1 | 43192.2035 | 50% | Three phase | 97.13 | 0.005612 | 0.0061912 | 0.0068328 | 0.0075439 | 0.0083321 | 0.0092059 | 0.010175 | 0.01125 | 0.012442 | 0.013765 | 0.015233 | 0.016862 | 0.018671 | 0.018773 | 0.018773 | 0.018773 | 0.018773 | 0.018773 | 0.018773 | 0.018773 | 5.3295 | 5.3725 | 5.434 | 5.478 | 5.495 | 5.5215 | 5.5845 | 5.6555 | 5.681 | 5.681 | 5.681 | 5.681 | 5.681 | 5.681 | 5.681 | 5.681 | 5.681 | 5.681 | 5.681 | 5.681 | 44691.5027 | 12279.5125 | 0.00061308 | 55634.1214 | 31523.5316 | 2137.1917 | 591.8079 | 56971.0151 | 2728.9997 | 54242.0155 | 22718.4839 | TRUE
| 60419233 | GLE024 | GLE | 22KV | 487.42 | 1 | 43192.2035 | 50% | Single phase | 44.74 | 0.0029806 | 0.003242 | 0.0035277 | 0.0038399 | 0.0041813 | 0.0045545 | 0.0049626 | 0.005409 | 0.0058974 | 0.0064317 | 0.0070165 | 0.0076566 | 0.0083572 | 0.0091244 | 0.0099645 | 0.010885 | 0.011892 | 0.012996 | 0.014206 | 0.015532 | 5.3295 | 5.3725 | 5.434 | 5.478 | 5.495 | 5.5215 | 5.5845 | 5.6555 | 5.681 | 5.681 | 5.681 | 5.681 | 5.681 | 5.681 | 5.681 | 5.681 | 5.681 | 5.681 | 5.681 | 5.681 | 24350.8434 | 2621.0331 | 0.00052172 | 21807.1708 | 12356.4284 | 1818.6913 | 197.4033 | 26971.8765 | 2016.0946 | 24955.7819 | 12599.3535 | TRUE
| 60419235 | GLE024 | GLE | 22KV | 108.8 | 1 | 43192.2035 | 50% | Three phase | 97.13 | 0.0010414 | 0.0011186 | 0.0012017 | 0.0012913 | 0.0013879 | 0.0014919 | 0.0016041 | 0.001725 | 0.0018554 | 0.001996 | 0.0021477 | 0.0023112 | 0.0024876 | 0.002678 | 0.0028833 | 0.0031048 | 0.0033439 | 0.0035659 | 0.0035659 | 0.0035659 | 5.3295 | 5.3725 | 5.434 | 5.478 | 5.495 | 5.5215 | 5.5845 | 5.6555 | 5.681 | 5.681 | 5.681 | 5.681 | 5.681 | 5.681 | 5.681 | 5.681 | 5.681 | 5.681 | 5.681 | 5.681 | 7206.916 | 376.4097 | 0.00011646 | 10567.744 | 5987.919 | 405.9612 | 21.3532 | 7583.3257 | 427.3144 | 7156.0113 | 1168.0923 | TRUE
| 60419240 | GLE024 | GLE | 22KV | 640.58 | 1 | 43192.2035 | 50% | Three phase | 97.13 | 0.0061525 | 0.0067193 | 0.0073408 | 0.0080223 | 0.0087697 | 0.0095896 | 0.010489 | 0.011476 | 0.01256 | 0.013749 | 0.015055 | 0.016488 | 0.018062 | 0.019792 | 0.020995 | 0.020995 | 0.020995 | 0.020995 | 0.020995 | 0.020995 | 5.3295 | 5.3725 | 5.434 | 5.478 | 5.495 | 5.5215 | 5.5845 | 5.6555 | 5.681 | 5.681 | 5.681 | 5.681 | 5.681 | 5.681 | 5.681 | 5.681 | 5.681 | 5.681 | 5.681 | 5.681 | 47220.8553 | 14511.7708 | 0.00068566 | 62219.5354 | 35254.9738 | 2390.1713 | 740.2047 | 61732.6262 | 3130.376 | 58602.2502 | 23347.2764 | TRUE
| 60419241 | GLE024 | GLE | 22KV | 56.41 | 1 | 43192.2035 | 50% | Three phase | 97.13 | 0.00054179 | 0.00059171 | 0.00064644 | 0.00070645 | 0.00077227 | 0.00084447 | 0.00092369 | 0.0010106 | 0.001106 | 0.0012107 | 0.0013257 | 0.001452 | 0.0015906 | 0.0017429 | 0.0018488 | 0.0018488 | 0.0018488 | 0.0018488 | 0.0018488 | 0.0018488 | 5.3295 | 5.3725 | 5.434 | 5.478 | 5.495 | 5.5215 | 5.5845 | 5.6555 | 5.681 | 5.681 | 5.681 | 5.681 | 5.681 | 5.681 | 5.681 | 5.681 | 5.681 | 5.681 | 5.681 | 5.681 | 4158.3072 | 112.5345 | 6.0379e-05 | 5479.1033 | 3104.5819 | 210.4804 | 5.7401 | 4270.8418 | 216.2205 | 4054.6213 | 950.0394 | TRUE
| 60419242 | GLE024 | GLE | 22KV | 19.8 | 1 | 43192.2035 | 50% | Three phase | 97.13 | 0.00019262 | 0.00021173 | 0.00023283 | 0.00025612 | 0.00028184 | 0.00031024 | 0.00034162 | 0.00037629 | 0.00041461 | 0.00045695 | 0.00050377 | 0.00055553 | 0.00061277 | 0.00064894 | 0.00064894 | 0.00064894 | 0.00064894 | 0.00064894 | 0.00064894 | 0.00064894 | 5.3295 | 5.3725 | 5.434 | 5.478 | 5.495 | 5.5215 | 5.5845 | 5.6555 | 5.681 | 5.681 | 5.681 | 5.681 | 5.681 | 5.681 | 5.681 | 5.681 | 5.681 | 5.681 | 5.681 | 5.681 | 1515.4276 | 14.3939 | 2.1193e-05 | 1923.174 | 1089.7132 | 73.879 | 0.70719 | 1529.8215 | 74.5862 | 1455.2354 | 365.5222 | TRUE
| 60419249 | GLE024 | GLE | 22KV | 14.76 | 1 | 43192.2035 | 50% | Three phase | 97.13 | 0.00014359 | 0.00015784 | 0.00017356 | 0.00019093 | 0.0002101 | 0.00023127 | 0.00025466 | 0.00028051 | 0.00030907 | 0.00034064 | 0.00037554 | 0.00041412 | 0.00045679 | 0.00048376 | 0.00048376 | 0.00048376 | 0.00048376 | 0.00048376 | 0.00048376 | 0.00048376 | 5.3295 | 5.3725 | 5.434 | 5.478 | 5.495 | 5.5215 | 5.5845 | 5.6555 | 5.681 | 5.681 | 5.681 | 5.681 | 5.681 | 5.681 | 5.681 | 5.681 | 5.681 | 5.681 | 5.681 | 5.681 | 1129.6824 | 7.9988 | 1.5799e-05 | 1433.6388 | 812.3317 | 55.0734 | 0.39299 | 1137.6811 | 55.4664 | 1082.2147 | 269.8831 | TRUE
| 60419252 | GLE024 | GLE | 22KV | 156.1 | 1 | 43192.2035 | 50% | Three phase | 97.13 | 0.0015066 | 0.001625 | 0.0017531 | 0.0018918 | 0.0020419 | 0.0022044 | 0.0023803 | 0.0025708 | 0.0027771 | 0.0030006 | 0.0032427 | 0.003505 | 0.0037891 | 0.0040971 | 0.0044308 | 0.0047925 | 0.0051161 | 0.0051161 | 0.0051161 | 0.0051161 | 5.3295 | 5.3725 | 5.434 | 5.478 | 5.495 | 5.5215 | 5.5845 | 5.6555 | 5.681 | 5.681 | 5.681 | 5.681 | 5.681 | 5.681 | 5.681 | 5.681 | 5.681 | 5.681 | 5.681 | 5.681 | 10733.2192 | 804.1405 | 0.00016708 | 15161.993 | 8591.1227 | 582.4499 | 43.9553 | 11537.3597 | 626.4051 | 10910.9546 | 2319.8319 | TRUE
| 60419256 | GLE024 | GLE | 22KV | 41.01 | 1 | 43192.2035 | 50% | Three phase | 97.13 | 0.00039761 | 0.00043632 | 0.00047897 | 0.00052597 | 0.00057778 | 0.0006349 | 0.00069789 | 0.00076735 | 0.00084398 | 0.00092852 | 0.0010218 | 0.0011248 | 0.0012384 | 0.0013441 | 0.0013441 | 0.0013441 | 0.0013441 | 0.0013441 | 0.0013441 | 0.0013441 | 5.3295 | 5.3725 | 5.434 | 5.478 | 5.495 | 5.5215 | 5.5845 | 5.6555 | 5.681 | 5.681 | 5.681 | 5.681 | 5.681 | 5.681 | 5.681 | 5.681 | 5.681 | 5.681 | 5.681 | 5.681 | 3110.7115 | 61.1975 | 4.3896e-05 | 3983.3013 | 2257.0272 | 153.019 | 3.0338 | 3171.909 | 156.0528 | 3015.8562 | 758.829 | TRUE
| 60419263 | GLE024 | GLE | 22KV | 56.09 | 1 | 43192.2035 | 50% | Single phase | 44.74 | 0.00055164 | 0.00060973 | 0.00067422 | 0.00074582 | 0.00082535 | 0.0009137 | 0.0010119 | 0.001121 | 0.0012422 | 0.0013771 | 0.001527 | 0.0016938 | 0.0018383 | 0.0018383 | 0.0018383 | 0.0018383 | 0.0018383 | 0.0018383 | 0.0018383 | 0.0018383 | 5.3295 | 5.3725 | 5.434 | 5.478 | 5.495 | 5.5215 | 5.5845 | 5.6555 | 5.681 | 5.681 | 5.681 | 5.681 | 5.681 | 5.681 | 5.681 | 5.681 | 5.681 | 5.681 | 5.681 | 5.681 | 4415.4444 | 54.7231 | 6.0037e-05 | 2509.4666 | 1421.9196 | 209.2864 | 2.6141 | 4470.1675 | 211.9005 | 4258.2669 | 2836.3473 | TRUE
| 60419271 | GLE024 | GLE | 22KV | 231.33 | 1 | 43192.2035 | 50% | Three phase | 97.13 | 0.0030055 | 0.0033131 | 0.0036534 | 0.00403 | 0.0044469 | 0.0049084 | 0.0054194 | 0.0059854 | 0.0066123 | 0.0073068 | 0.0075818 | 0.0075818 | 0.0075818 | 0.0075818 | 0.0075818 | 0.0075818 | 0.0075818 | 0.0075818 | 0.0075818 | 0.0075818 | 5.3295 | 5.3725 | 5.434 | 5.478 | 5.495 | 5.5215 | 5.5845 | 5.6555 | 5.681 | 5.681 | 5.681 | 5.681 | 5.681 | 5.681 | 5.681 | 5.681 | 5.681 | 5.681 | 5.681 | 5.681 | 20752.9959 | 2306.3227 | 0.00024761 | 22469.0829 | 12731.4825 | 863.1526 | 96.5315 | 23059.3186 | 959.6841 | 22099.6344 | 9368.1519 | TRUE
| 60419272 | GLE024 | GLE | 22KV | 22 | 1 | 43192.2035 | 50% | Three phase | 97.13 | 0.00020588 | 0.00022197 | 0.00023938 | 0.00025821 | 0.00027859 | 0.00030064 | 0.00032451 | 0.00035034 | 0.00037831 | 0.0004086 | 0.00044139 | 0.00047691 | 0.00051538 | 0.00055705 | 0.00060219 | 0.0006511 | 0.0007041 | 0.00072104 | 0.00072104 | 0.00072104 | 5.3295 | 5.3725 | 5.434 | 5.478 | 5.495 | 5.5215 | 5.5845 | 5.6555 | 5.681 | 5.681 | 5.681 | 5.681 | 5.681 | 5.681 | 5.681 | 5.681 | 5.681 | 5.681 | 5.681 | 5.681 | 1472.3203 | 15.5454 | 2.3548e-05 | 2136.86 | 1210.7924 | 82.0877 | 0.87307 | 1487.8657 | 82.9608 | 1404.9049 | 194.1125 | TRUE
| 60419273 | GLE024 | GLE | 22KV | 229.8 | 1 | 43192.2035 | 50% | Three phase | 97.13 | 0.0021505 | 0.0023186 | 0.0025004 | 0.0026971 | 0.00291 | 0.0031403 | 0.0033896 | 0.0036595 | 0.0039517 | 0.004268 | 0.0046106 | 0.0049815 | 0.0053834 | 0.0058186 | 0.0062902 | 0.006801 | 0.0073546 | 0.0075316 | 0.0075316 | 0.0075316 | 5.3295 | 5.3725 | 5.434 | 5.478 | 5.495 | 5.5215 | 5.5845 | 5.6555 | 5.681 | 5.681 | 5.681 | 5.681 | 5.681 | 5.681 | 5.681 | 5.681 | 5.681 | 5.681 | 5.681 | 5.681 | 15379.0548 | 1696.1226 | 0.00024597 | 22320.474 | 12647.2774 | 857.4438 | 95.2588 | 17075.1774 | 952.7026 | 16122.4748 | 3475.1974 | TRUE
| 60419274 | GLE024 | GLE | 22KV | 38.82 | 1 | 43192.2035 | 50% | Three phase | 97.13 | 0.00037638 | 0.00041302 | 0.00045339 | 0.00049789 | 0.00054693 | 0.000601 | 0.00066062 | 0.00072637 | 0.00079891 | 0.00087893 | 0.00096724 | 0.0010647 | 0.0011723 | 0.0012723 | 0.0012723 | 0.0012723 | 0.0012723 | 0.0012723 | 0.0012723 | 0.0012723 | 5.3295 | 5.3725 | 5.434 | 5.478 | 5.495 | 5.5215 | 5.5845 | 5.6555 | 5.681 | 5.681 | 5.681 | 5.681 | 5.681 | 5.681 | 5.681 | 5.681 | 5.681 | 5.681 | 5.681 | 5.681 | 2944.5945 | 54.836 | 4.1552e-05 | 3770.5866 | 2136.4983 | 144.8476 | 2.7184 | 2999.4305 | 147.566 | 2851.8645 | 715.3662 | TRUE
| 60419275 | GLE024 | GLE | 22KV | 1175.36 | 1 | 43192.2035 | 50% | Three phase | 97.13 | 0.011344 | 0.012236 | 0.0132 | 0.014244 | 0.015374 | 0.016598 | 0.017923 | 0.019357 | 0.020911 | 0.022593 | 0.024416 | 0.026391 | 0.02853 | 0.030849 | 0.033362 | 0.036085 | 0.038522 | 0.038522 | 0.038522 | 0.038522 | 5.3295 | 5.3725 | 5.434 | 5.478 | 5.495 | 5.5215 | 5.5845 | 5.6555 | 5.681 | 5.681 | 5.681 | 5.681 | 5.681 | 5.681 | 5.681 | 5.681 | 5.681 | 5.681 | 5.681 | 5.681 | 80816.1215 | 45589.8259 | 0.0012581 | 114162.7168 | 64687.1366 | 4385.5751 | 2491.9936 | 126405.9475 | 6877.5686 | 119528.3788 | 54841.2422 | TRUE
| 60419278 | GLE024 | GLE | 22KV | 27.01 | 1 | 43192.2035 | 50% | Three phase | 97.13 | 0.00017229 | 0.00019263 | 0.0002155 | 0.00024125 | 0.00027022 | 0.00030284 | 0.00033958 | 0.00038097 | 0.00042761 | 0.00048019 | 0.00053947 | 0.00060633 | 0.00068176 | 0.00076687 | 0.00086293 | 0.00088525 | 0.00088525 | 0.00088525 | 0.00088525 | 0.00088525 | 5.3295 | 5.3725 | 5.434 | 5.478 | 5.495 | 5.5215 | 5.5845 | 5.6555 | 5.681 | 5.681 | 5.681 | 5.681 | 5.681 | 5.681 | 5.681 | 5.681 | 5.681 | 5.681 | 5.681 | 5.681 | 1737.4823 | 22.4721 | 2.8911e-05 | 2623.4813 | 1486.5229 | 100.7814 | 1.316 | 1759.9544 | 102.0974 | 1657.857 | 171.3341 | TRUE
| 60419282 | GLE024 | GLE | 22KV | 50.07 | 1 | 43192.2035 | 50% | Three phase | 97.13 | 0.0004809 | 0.00052521 | 0.00057378 | 0.00062705 | 0.00068547 | 0.00074956 | 0.00081987 | 0.00089703 | 0.00098171 | 0.0010747 | 0.0011767 | 0.0012888 | 0.0014118 | 0.001547 | 0.001641 | 0.001641 | 0.001641 | 0.001641 | 0.001641 | 0.001641 | 5.3295 | 5.3725 | 5.434 | 5.478 | 5.495 | 5.5215 | 5.5845 | 5.6555 | 5.681 | 5.681 | 5.681 | 5.681 | 5.681 | 5.681 | 5.681 | 5.681 | 5.681 | 5.681 | 5.681 | 5.681 | 3690.9492 | 88.6602 | 5.3593e-05 | 4863.2991 | 2755.6535 | 186.8242 | 4.5223 | 3779.6094 | 191.3466 | 3588.2629 | 832.6093 | TRUE
| 60419283 | GLE024 | GLE | 22KV | 129.42 | 1 | 43192.2035 | 50% | Three phase | 97.13 | 0.001243 | 0.0013575 | 0.0014831 | 0.0016208 | 0.0017718 | 0.0019374 | 0.0021192 | 0.0023186 | 0.0025375 | 0.0027778 | 0.0030416 | 0.0033312 | 0.0036493 | 0.0039986 | 0.0042417 | 0.0042417 | 0.0042417 | 0.0042417 | 0.0042417 | 0.0042417 | 5.3295 | 5.3725 | 5.434 | 5.478 | 5.495 | 5.5215 | 5.5845 | 5.6555 | 5.681 | 5.681 | 5.681 | 5.681 | 5.681 | 5.681 | 5.681 | 5.681 | 5.681 | 5.681 | 5.681 | 5.681 | 9540.2964 | 592.3474 | 0.00013853 | 12570.5646 | 7122.7617 | 482.8998 | 30.214 | 10132.6438 | 513.1138 | 9619.53 | 2496.7683 | TRUE
| 60419290 | GLE024 | GLE | 22KV | 28.39 | 1 | 43192.2035 | 50% | Three phase | 97.13 | 0.00026294 | 0.00028474 | 0.00030844 | 0.00033419 | 0.00036219 | 0.00039262 | 0.00042573 | 0.00046172 | 0.00050088 | 0.00054348 | 0.00058983 | 0.00064026 | 0.00069514 | 0.00075488 | 0.00081991 | 0.0008907 | 0.00093048 | 0.00093048 | 0.00093048 | 0.00093048 | 5.3295 | 5.3725 | 5.434 | 5.478 | 5.495 | 5.5215 | 5.5845 | 5.6555 | 5.681 | 5.681 | 5.681 | 5.681 | 5.681 | 5.681 | 5.681 | 5.681 | 5.681 | 5.681 | 5.681 | 5.681 | 1943.4956 | 26.4747 | 3.0388e-05 | 2757.5207 | 1562.4726 | 105.9305 | 1.4539 | 1969.9703 | 107.3844 | 1862.5858 | 300.1132 | TRUE
| 60419291 | GLE024 | GLE | 22KV | 411.2 | 1 | 43192.2035 | 50% | Three phase | 97.13 | 0.0038085 | 0.0041242 | 0.0044674 | 0.0048404 | 0.0052459 | 0.0056868 | 0.0061662 | 0.0066876 | 0.0072548 | 0.0078718 | 0.008543 | 0.0092735 | 0.010068 | 0.010934 | 0.011875 | 0.012901 | 0.013477 | 0.013477 | 0.013477 | 0.013477 | 5.3295 | 5.3725 | 5.434 | 5.478 | 5.495 | 5.5215 | 5.5845 | 5.6555 | 5.681 | 5.681 | 5.681 | 5.681 | 5.681 | 5.681 | 5.681 | 5.681 | 5.681 | 5.681 | 5.681 | 5.681 | 28149.538 | 5554.0022 | 0.00044013 | 39939.856 | 22630.8115 | 1534.2946 | 305.0081 | 33703.5402 | 1839.3026 | 31864.2376 | 9233.4261 | TRUE
| 60419292 | GLE024 | GLE | 22KV | 78.86 | 1 | 43192.2035 | 50% | Three phase | 97.13 | 0.00073039 | 0.00079095 | 0.00085676 | 0.00092829 | 0.0010061 | 0.0010906 | 0.0011826 | 0.0012826 | 0.0013913 | 0.0015096 | 0.0016384 | 0.0017785 | 0.0019309 | 0.0020969 | 0.0022775 | 0.0024741 | 0.0025846 | 0.0025846 | 0.0025846 | 0.0025846 | 5.3295 | 5.3725 | 5.434 | 5.478 | 5.495 | 5.5215 | 5.5845 | 5.6555 | 5.681 | 5.681 | 5.681 | 5.681 | 5.681 | 5.681 | 5.681 | 5.681 | 5.681 | 5.681 | 5.681 | 5.681 | 5398.5228 | 204.2741 | 8.4409e-05 | 7659.6718 | 4340.1405 | 294.2473 | 11.2181 | 5602.7969 | 305.4653 | 5297.3316 | 957.191 | TRUE
| 60419299 | GLE024 | GLE | 22KV | 537.9 | 1 | 43192.2035 | 50% | Three phase | 97.13 | 0.0048099 | 0.0052327 | 0.0056946 | 0.006199 | 0.0067501 | 0.0073522 | 0.0080103 | 0.0087295 | 0.0095158 | 0.010375 | 0.011315 | 0.012343 | 0.013468 | 0.014698 | 0.016044 | 0.017516 | 0.01763 | 0.01763 | 0.01763 | 0.01763 | 5.3295 | 5.3725 | 5.434 | 5.478 | 5.495 | 5.5215 | 5.5845 | 5.6555 | 5.681 | 5.681 | 5.681 | 5.681 | 5.681 | 5.681 | 5.681 | 5.681 | 5.681 | 5.681 | 5.681 | 5.681 | 36988.2338 | 9543.9369 | 0.00057575 | 52246.227 | 29603.8752 | 2007.0454 | 521.9251 | 46532.1707 | 2528.9705 | 44003.2003 | 14399.325 | TRUE
| 60419301 | GLE024 | GLE | 22KV | 117 | 1 | 43192.2035 | 50% | Three phase | 97.13 | 0.00062727 | 0.00069114 | 0.00076192 | 0.00084036 | 0.00092733 | 0.0010238 | 0.0011308 | 0.0012495 | 0.0013812 | 0.0015275 | 0.0016898 | 0.0018702 | 0.0020705 | 0.0022931 | 0.0025405 | 0.0028154 | 0.0031211 | 0.0034609 | 0.0038346 | 0.0038346 | 5.3295 | 5.3725 | 5.434 | 5.478 | 5.495 | 5.5215 | 5.5845 | 5.6555 | 5.681 | 5.681 | 5.681 | 5.681 | 5.681 | 5.681 | 5.681 | 5.681 | 5.681 | 5.681 | 5.681 | 5.681 | 5946.5343 | 333.2184 | 0.00012523 | 11364.21 | 6439.2144 | 436.5576 | 24.6932 | 6279.7528 | 461.2507 | 5818.5021 | -620.7123 | FALSE
| 60419302 | GLE024 | GLE | 22KV | 84.35 | 1 | 43192.2035 | 50% | Three phase | 97.13 | 0.00045223 | 0.00049827 | 0.0005493 | 0.00060585 | 0.00066855 | 0.00073808 | 0.00081521 | 0.00090079 | 0.00099577 | 0.0011012 | 0.0012183 | 0.0013483 | 0.0014927 | 0.0016532 | 0.0018315 | 0.0020297 | 0.0022501 | 0.0024951 | 0.0027646 | 0.0027646 | 5.3295 | 5.3725 | 5.434 | 5.478 | 5.495 | 5.5215 | 5.5845 | 5.6555 | 5.681 | 5.681 | 5.681 | 5.681 | 5.681 | 5.681 | 5.681 | 5.681 | 5.681 | 5.681 | 5.681 | 5.681 | 4287.0955 | 173.1919 | 9.0285e-05 | 8192.9155 | 4642.2883 | 314.7319 | 12.8344 | 4460.2873 | 327.5663 | 4132.7211 | -509.5672 | FALSE
| 60419305 | GLE024 | GLE | 22KV | 68.22 | 1 | 43192.2035 | 50% | Three phase | 97.13 | 0.00065844 | 0.00071018 | 0.00076616 | 0.00082676 | 0.00089236 | 0.00096337 | 0.0010403 | 0.0011235 | 0.0012137 | 0.0013114 | 0.0014171 | 0.0015318 | 0.001656 | 0.0017905 | 0.0019364 | 0.0020944 | 0.0022359 | 0.0022359 | 0.0022359 | 0.0022359 | 5.3295 | 5.3725 | 5.434 | 5.478 | 5.495 | 5.5215 | 5.5845 | 5.6555 | 5.681 | 5.681 | 5.681 | 5.681 | 5.681 | 5.681 | 5.681 | 5.681 | 5.681 | 5.681 | 5.681 | 5.681 | 4690.7125 | 153.5853 | 7.302e-05 | 6626.2086 | 3754.5573 | 254.5466 | 8.3952 | 4844.2977 | 262.9418 | 4581.356 | 826.7987 | TRUE
| 60419310 | GLE024 | GLE | 22KV | 765.03 | 1 | 43192.2035 | 50% | Three phase | 97.13 | 0.0095822 | 0.010369 | 0.011224 | 0.012151 | 0.013158 | 0.014251 | 0.015439 | 0.016729 | 0.01813 | 0.019652 | 0.021306 | 0.023103 | 0.025056 | 0.025074 | 0.025074 | 0.025074 | 0.025074 | 0.025074 | 0.025074 | 0.025074 | 5.3295 | 5.3725 | 5.434 | 5.478 | 5.495 | 5.5215 | 5.5845 | 5.6555 | 5.681 | 5.681 | 5.681 | 5.681 | 5.681 | 5.681 | 5.681 | 5.681 | 5.681 | 5.681 | 5.681 | 5.681 | 63771.0443 | 23434.4973 | 0.00081886 | 74307.3639 | 42104.2065 | 2854.5267 | 1055.7523 | 87205.5416 | 3910.279 | 83295.2626 | 41191.0562 | TRUE
| 60419311 | GLE024 | GLE | 22KV | 101.8 | 1 | 43192.2035 | 50% | Three phase | 97.13 | 0.00098254 | 0.0010597 | 0.0011433 | 0.0012337 | 0.0013316 | 0.0014376 | 0.0015523 | 0.0016765 | 0.0018111 | 0.0019568 | 0.0021147 | 0.0022858 | 0.0024711 | 0.0026719 | 0.0028895 | 0.0031254 | 0.0033365 | 0.0033365 | 0.0033365 | 0.0033365 | 5.3295 | 5.3725 | 5.434 | 5.478 | 5.495 | 5.5215 | 5.5845 | 5.6555 | 5.681 | 5.681 | 5.681 | 5.681 | 5.681 | 5.681 | 5.681 | 5.681 | 5.681 | 5.681 | 5.681 | 5.681 | 6999.6266 | 341.9965 | 0.00010896 | 9887.834 | 5602.6668 | 379.8424 | 18.6939 | 7341.6232 | 398.5363 | 6943.0868 | 1340.42 | TRUE
| 60419312 | GLE024 | GLE | 22KV | 991.36 | 1 | 43192.2035 | 50% | Three phase | 97.13 | 0.0095683 | 0.01032 | 0.011134 | 0.012014 | 0.012968 | 0.013999 | 0.015117 | 0.016327 | 0.017637 | 0.019056 | 0.020594 | 0.022259 | 0.024064 | 0.02602 | 0.028139 | 0.030436 | 0.032492 | 0.032492 | 0.032492 | 0.032492 | 5.3295 | 5.3725 | 5.434 | 5.478 | 5.495 | 5.5215 | 5.5845 | 5.6555 | 5.681 | 5.681 | 5.681 | 5.681 | 5.681 | 5.681 | 5.681 | 5.681 | 5.681 | 5.681 | 5.681 | 5.681 | 68164.537 | 32433.1331 | 0.0010611 | 96290.7968 | 54560.5089 | 3699.023 | 1772.8332 | 100597.6701 | 5471.8563 | 95125.8138 | 40565.3049 | TRUE
| 60419319 | GLE024 | GLE | 22KV | 32.77 | 1 | 43192.2035 | 50% | Three phase | 97.13 | 0.00031125 | 0.00033801 | 0.00036718 | 0.00039898 | 0.00043365 | 0.00047145 | 0.00051269 | 0.00055766 | 0.00060673 | 0.00066027 | 0.00071869 | 0.00078246 | 0.00085206 | 0.00092804 | 0.001011 | 0.001074 | 0.001074 | 0.001074 | 0.001074 | 0.001074 | 5.3295 | 5.3725 | 5.434 | 5.478 | 5.495 | 5.5215 | 5.5845 | 5.6555 | 5.681 | 5.681 | 5.681 | 5.681 | 5.681 | 5.681 | 5.681 | 5.681 | 5.681 | 5.681 | 5.681 | 5.681 | 2325.4784 | 36.5641 | 3.5076e-05 | 3182.9501 | 1803.5304 | 122.2734 | 1.9371 | 2362.0425 | 124.2106 | 2237.832 | 434.3016 | TRUE
| 60419320 | GLE024 | GLE | 22KV | 406.35 | 1 | 43192.2035 | 50% | Three phase | 97.13 | 0.0038595 | 0.0041913 | 0.004553 | 0.0049473 | 0.0053772 | 0.005846 | 0.0063573 | 0.006915 | 0.0075235 | 0.0081874 | 0.0089119 | 0.0097025 | 0.010566 | 0.011508 | 0.012536 | 0.013318 | 0.013318 | 0.013318 | 0.013318 | 0.013318 | 5.3295 | 5.3725 | 5.434 | 5.478 | 5.495 | 5.5215 | 5.5845 | 5.6555 | 5.681 | 5.681 | 5.681 | 5.681 | 5.681 | 5.681 | 5.681 | 5.681 | 5.681 | 5.681 | 5.681 | 5.681 | 28836.074 | 5622.1532 | 0.00043494 | 39468.7755 | 22363.8868 | 1516.198 | 297.8555 | 34458.2272 | 1814.0535 | 32644.1737 | 10280.287 | TRUE
| 60419321 | GLE024 | GLE | 22KV | 232.67 | 1 | 43192.2035 | 50% | Three phase | 97.13 | 0.0022099 | 0.0023999 | 0.002607 | 0.0028328 | 0.0030789 | 0.0033474 | 0.0036401 | 0.0039595 | 0.0043078 | 0.004688 | 0.0051028 | 0.0055555 | 0.0060497 | 0.0065892 | 0.0071782 | 0.0076257 | 0.0076257 | 0.0076257 | 0.0076257 | 0.0076257 | 5.3295 | 5.3725 | 5.434 | 5.478 | 5.495 | 5.5215 | 5.5845 | 5.6555 | 5.681 | 5.681 | 5.681 | 5.681 | 5.681 | 5.681 | 5.681 | 5.681 | 5.681 | 5.681 | 5.681 | 5.681 | 16511.1095 | 1843.2444 | 0.00024904 | 22599.2371 | 12805.2308 | 868.1525 | 97.6531 | 18354.3539 | 965.8056 | 17388.5483 | 4583.3175 | TRUE
| 60419322 | GLE024 | GLE | 22KV | 30.9 | 1 | 43192.2035 | 50% | Three phase | 97.13 | 0.00029349 | 0.00031872 | 0.00034622 | 0.00037621 | 0.0004089 | 0.00044455 | 0.00048343 | 0.00052584 | 0.00057211 | 0.00062259 | 0.00067768 | 0.00073781 | 0.00080344 | 0.00087509 | 0.00095331 | 0.0010127 | 0.0010127 | 0.0010127 | 0.0010127 | 0.0010127 | 5.3295 | 5.3725 | 5.434 | 5.478 | 5.495 | 5.5215 | 5.5845 | 5.6555 | 5.681 | 5.681 | 5.681 | 5.681 | 5.681 | 5.681 | 5.681 | 5.681 | 5.681 | 5.681 | 5.681 | 5.681 | 2192.7764 | 32.5102 | 3.3074e-05 | 3001.317 | 1700.613 | 115.296 | 1.7224 | 2225.2866 | 117.0183 | 2108.2682 | 407.6552 | TRUE
| 60419333 | GLE031 | GLE | 22KV | 22.04 | 1 | 43192.2035 | 50% | Three phase | 97.13 | 0.0001495 | 0.0001648 | 0.00018176 | 0.00020055 | 0.00022138 | 0.00024447 | 0.00027008 | 0.0002985 | 0.00033002 | 0.00036501 | 0.00040385 | 0.00044697 | 0.00049485 | 0.00054803 | 0.00060711 | 0.00067275 | 0.00072236 | 0.00072236 | 0.00072236 | 0.00072236 | 4.433 | 4.441 | 4.472 | 4.5085 | 4.522 | 4.5455 | 4.5885 | 4.6495 | 4.674 | 4.674 | 4.674 | 4.674 | 4.674 | 4.674 | 4.674 | 4.674 | 4.674 | 4.674 | 4.674 | 4.674 | 1114.2137 | 14.2958 | 2.3591e-05 | 2140.7452 | 1212.9939 | 67.7262 | 0.87625 | 1128.5095 | 68.6025 | 1059.907 | -153.0869 | FALSE
| 60419335 | GLE031 | GLE | 22KV | 594.97 | 1 | 43192.2035 | 50% | Three phase | 97.13 | 0.0056365 | 0.0061131 | 0.006632 | 0.0071969 | 0.0078119 | 0.0084816 | 0.0092111 | 0.010006 | 0.010871 | 0.011815 | 0.012843 | 0.013963 | 0.015184 | 0.016515 | 0.017967 | 0.0195 | 0.0195 | 0.0195 | 0.0195 | 0.0195 | 4.433 | 4.441 | 4.472 | 4.5085 | 4.522 | 4.5455 | 4.5885 | 4.6495 | 4.674 | 4.674 | 4.674 | 4.674 | 4.674 | 4.674 | 4.674 | 4.674 | 4.674 | 4.674 | 4.674 | 4.674 | 34437.941 | 11944.0882 | 0.00063684 | 57789.4361 | 32744.7809 | 1828.2706 | 638.5505 | 46382.0292 | 2466.8211 | 43915.2082 | 11170.4273 | TRUE
| 60419337 | GLE031 | GLE | 22KV | 526.45 | 1 | 43192.2035 | 50% | Three phase | 97.13 | 0.0050295 | 0.0053969 | 0.0057923 | 0.0062179 | 0.0066762 | 0.0071696 | 0.007701 | 0.0082733 | 0.0088897 | 0.0095537 | 0.010269 | 0.01104 | 0.01187 | 0.012765 | 0.01373 | 0.01477 | 0.015891 | 0.017099 | 0.017254 | 0.017254 | 4.433 | 4.441 | 4.472 | 4.5085 | 4.522 | 4.5455 | 4.5885 | 4.6495 | 4.674 | 4.674 | 4.674 | 4.674 | 4.674 | 4.674 | 4.674 | 4.674 | 4.674 | 4.674 | 4.674 | 4.674 | 28436.1605 | 8730.8632 | 0.00056349 | 51134.0885 | 28973.7128 | 1617.7169 | 499.9417 | 37167.0236 | 2117.6586 | 35049.365 | 6075.6522 | TRUE
| 60419342 | GLE031 | GLE | 22KV | 19.37 | 1 | 43192.2035 | 50% | Three phase | 97.13 | 0.00019203 | 0.00021311 | 0.00023662 | 0.00026283 | 0.00029206 | 0.00032467 | 0.00036106 | 0.00040168 | 0.00044703 | 0.00049767 | 0.00055422 | 0.00061739 | 0.00063485 | 0.00063485 | 0.00063485 | 0.00063485 | 0.00063485 | 0.00063485 | 0.00063485 | 0.00063485 | 4.433 | 4.441 | 4.472 | 4.5085 | 4.522 | 4.5455 | 4.5885 | 4.6495 | 4.674 | 4.674 | 4.674 | 4.674 | 4.674 | 4.674 | 4.674 | 4.674 | 4.674 | 4.674 | 4.674 | 4.674 | 1278.2778 | 14.4306 | 2.0733e-05 | 1881.4081 | 1066.0477 | 59.5217 | 0.67681 | 1292.7084 | 60.1985 | 1232.5099 | 166.4622 | TRUE
| 60419343 | GLE031 | GLE | 22KV | 127.37 | 1 | 43192.2035 | 50% | Three phase | 97.13 | 0.0015814 | 0.0017237 | 0.0018794 | 0.0020497 | 0.002236 | 0.0024398 | 0.0026629 | 0.0029071 | 0.0031744 | 0.0034671 | 0.0037875 | 0.0041384 | 0.0041745 | 0.0041745 | 0.0041745 | 0.0041745 | 0.0041745 | 0.0041745 | 0.0041745 | 0.0041745 | 4.433 | 4.441 | 4.472 | 4.5085 | 4.522 | 4.5455 | 4.5885 | 4.6495 | 4.674 | 4.674 | 4.674 | 4.674 | 4.674 | 4.674 | 4.674 | 4.674 | 4.674 | 4.674 | 4.674 | 4.674 | 8920.9152 | 662.985 | 0.00013633 | 12371.4481 | 7009.9379 | 391.3925 | 29.2644 | 9583.9001 | 420.6569 | 9163.2432 | 2153.3053 | TRUE
| 60419344 | GLE031 | GLE | 22KV | 14.97 | 1 | 43192.2035 | 50% | Three phase | 97.13 | 0.00018586 | 0.00020259 | 0.00022089 | 0.0002409 | 0.0002628 | 0.00028676 | 0.00031298 | 0.00034168 | 0.0003731 | 0.00040749 | 0.00044515 | 0.00048639 | 0.00049064 | 0.00049064 | 0.00049064 | 0.00049064 | 0.00049064 | 0.00049064 | 0.00049064 | 0.00049064 | 4.433 | 4.441 | 4.472 | 4.5085 | 4.522 | 4.5455 | 4.5885 | 4.6495 | 4.674 | 4.674 | 4.674 | 4.674 | 4.674 | 4.674 | 4.674 | 4.674 | 4.674 | 4.674 | 4.674 | 4.674 | 1048.4894 | 9.1583 | 1.6023e-05 | 1454.0361 | 823.8892 | 46.001 | 0.40425 | 1057.6477 | 46.4052 | 1011.2425 | 187.3532 | TRUE
| 60419345 | GLE031 | GLE | 22KV | 333.17 | 1 | 43192.2035 | 50% | Three phase | 97.13 | 0.0031644 | 0.0034365 | 0.0037331 | 0.0040564 | 0.0044088 | 0.0047932 | 0.0052124 | 0.0056697 | 0.0061686 | 0.0067129 | 0.0073069 | 0.0079552 | 0.0086628 | 0.0094353 | 0.010279 | 0.01092 | 0.01092 | 0.01092 | 0.01092 | 0.01092 | 4.433 | 4.441 | 4.472 | 4.5085 | 4.522 | 4.5455 | 4.5885 | 4.6495 | 4.674 | 4.674 | 4.674 | 4.674 | 4.674 | 4.674 | 4.674 | 4.674 | 4.674 | 4.674 | 4.674 | 4.674 | 19460.7584 | 3779.4963 | 0.00035661 | 32360.8021 | 18336.3508 | 1023.791 | 200.2336 | 23240.2547 | 1224.0245 | 22016.2301 | 3679.8793 | TRUE
| 60419354 | GLE031 | GLE | 22KV | 91.42 | 1 | 43192.2035 | 50% | Three phase | 97.13 | 0.00086351 | 0.00094569 | 0.001036 | 0.0011354 | 0.0012447 | 0.001365 | 0.0014973 | 0.001643 | 0.0018033 | 0.0019799 | 0.0021743 | 0.0023884 | 0.0026242 | 0.002884 | 0.0029963 | 0.0029963 | 0.0029963 | 0.0029963 | 0.0029963 | 0.0029963 | 4.433 | 4.441 | 4.472 | 4.5085 | 4.522 | 4.5455 | 4.5885 | 4.6495 | 4.674 | 4.674 | 4.674 | 4.674 | 4.674 | 4.674 | 4.674 | 4.674 | 4.674 | 4.674 | 4.674 | 4.674 | 5563.5285 | 296.4171 | 9.7853e-05 | 8879.6246 | 5031.393 | 280.9226 | 15.076 | 5859.9456 | 295.9986 | 5563.947 | 532.5541 | TRUE
| 60419363 | GLE031 | GLE | 22KV | 191.7 | 1 | 43192.2035 | 50% | Three phase | 97.13 | 0.0023801 | 0.0025943 | 0.0028286 | 0.0030849 | 0.0033653 | 0.0036721 | 0.0040079 | 0.0043754 | 0.0047777 | 0.0052182 | 0.0057004 | 0.0062286 | 0.0062829 | 0.0062829 | 0.0062829 | 0.0062829 | 0.0062829 | 0.0062829 | 0.0062829 | 0.0062829 | 4.433 | 4.441 | 4.472 | 4.5085 | 4.522 | 4.5455 | 4.5885 | 4.6495 | 4.674 | 4.674 | 4.674 | 4.674 | 4.674 | 4.674 | 4.674 | 4.674 | 4.674 | 4.674 | 4.674 | 4.674 | 13426.5481 | 1501.8052 | 0.00020519 | 18619.821 | 10550.4051 | 589.0708 | 66.2902 | 14928.3534 | 655.361 | 14272.9923 | 3722.5873 | TRUE
| 60419367 | GLE031 | GLE | 22KV | 630.74 | 1 | 43192.2035 | 50% | Three phase | 97.13 | 0.0060619 | 0.0065242 | 0.0070233 | 0.0075623 | 0.0081445 | 0.0087734 | 0.0094527 | 0.010187 | 0.01098 | 0.011837 | 0.012763 | 0.013764 | 0.014847 | 0.016017 | 0.017282 | 0.01865 | 0.020129 | 0.020672 | 0.020672 | 0.020672 | 4.433 | 4.441 | 4.472 | 4.5085 | 4.522 | 4.5455 | 4.5885 | 4.6495 | 4.674 | 4.674 | 4.674 | 4.674 | 4.674 | 4.674 | 4.674 | 4.674 | 4.674 | 4.674 | 4.674 | 4.674 | 35031.8542 | 12884.9364 | 0.00067512 | 61263.7762 | 34713.4193 | 1938.1874 | 717.6387 | 47916.7906 | 2655.8261 | 45260.9645 | 10547.5452 | TRUE
| 60419372 | GLE031 | GLE | 22KV | 223.92 | 1 | 43192.2035 | 50% | Three phase | 97.13 | 0.0023262 | 0.002506 | 0.0027003 | 0.0029104 | 0.0031374 | 0.0033829 | 0.0036483 | 0.0039353 | 0.0042457 | 0.0045814 | 0.0049446 | 0.0053375 | 0.0057626 | 0.0062226 | 0.0067204 | 0.0072591 | 0.0073389 | 0.0073389 | 0.0073389 | 0.0073389 | 4.433 | 4.441 | 4.472 | 4.5085 | 4.522 | 4.5455 | 4.5885 | 4.6495 | 4.674 | 4.674 | 4.674 | 4.674 | 4.674 | 4.674 | 4.674 | 4.674 | 4.674 | 4.674 | 4.674 | 4.674 | 13289.4235 | 1735.5164 | 0.00023968 | 21749.3496 | 12323.6656 | 688.079 | 90.4463 | 15024.9399 | 778.5253 | 14246.4146 | 1922.749 | TRUE
| 60419374 | GLE031 | GLE | 22KV | 73.79 | 1 | 43192.2035 | 50% | Three phase | 97.13 | 0.00070497 | 0.00075646 | 0.00081188 | 0.00087154 | 0.00093577 | 0.0010049 | 0.0010794 | 0.0011596 | 0.001246 | 0.0013391 | 0.0014394 | 0.0015474 | 0.0016638 | 0.0017893 | 0.0019245 | 0.0020702 | 0.0022273 | 0.0023967 | 0.0024184 | 0.0024184 | 4.433 | 4.441 | 4.472 | 4.5085 | 4.522 | 4.5455 | 4.5885 | 4.6495 | 4.674 | 4.674 | 4.674 | 4.674 | 4.674 | 4.674 | 4.674 | 4.674 | 4.674 | 4.674 | 4.674 | 4.674 | 3985.7618 | 171.5292 | 7.8982e-05 | 7167.2227 | 4061.1079 | 226.7477 | 9.822 | 4157.2909 | 236.5697 | 3920.7212 | -140.3867 | FALSE
| 60419380 | GLE031 | GLE | 22KV | 30.21 | 1 | 43192.2035 | 50% | Three phase | 97.13 | 0.00020235 | 0.00021791 | 0.00023473 | 0.00025291 | 0.00027258 | 0.00029385 | 0.00031686 | 0.00034175 | 0.00036868 | 0.00039783 | 0.00042937 | 0.00046351 | 0.00050048 | 0.00054049 | 0.00058383 | 0.00063075 | 0.00068158 | 0.00073663 | 0.00079627 | 0.00086088 | 4.433 | 4.441 | 4.472 | 4.5085 | 4.522 | 4.5455 | 4.5885 | 4.6495 | 4.674 | 4.674 | 4.674 | 4.674 | 4.674 | 4.674 | 4.674 | 4.674 | 4.674 | 4.674 | 4.674 | 4.674 | 1210.4791 | 21.3176 | 3.2336e-05 | 2934.2973 | 1662.6382 | 92.8317 | 1.6463 | 1231.7967 | 94.478 | 1137.3187 | -525.3194 | FALSE
| 60419381 | GLE031 | GLE | 22KV | 71.81 | 1 | 43192.2035 | 50% | Three phase | 97.13 | 0.00048099 | 0.00051798 | 0.00055796 | 0.00060119 | 0.00064793 | 0.00069849 | 0.00075318 | 0.00081235 | 0.00087637 | 0.00094565 | 0.0010206 | 0.0011018 | 0.0011896 | 0.0012848 | 0.0013878 | 0.0014993 | 0.0016201 | 0.001751 | 0.0018928 | 0.0020463 | 4.433 | 4.441 | 4.472 | 4.5085 | 4.522 | 4.5455 | 4.5885 | 4.6495 | 4.674 | 4.674 | 4.674 | 4.674 | 4.674 | 4.674 | 4.674 | 4.674 | 4.674 | 4.674 | 4.674 | 4.674 | 2877.3421 | 120.4498 | 7.6863e-05 | 6974.9053 | 3952.1366 | 220.6634 | 9.302 | 2997.792 | 229.9654 | 2767.8266 | -1184.31 | FALSE
| 60419382 | GLE031 | GLE | 22KV | 28.72 | 1 | 43192.2035 | 50% | Three phase | 97.13 | 0.00018501 | 0.00020338 | 0.00022368 | 0.00024611 | 0.0002709 | 0.00029831 | 0.00032863 | 0.00036217 | 0.00039928 | 0.00044034 | 0.00048579 | 0.00053611 | 0.00059183 | 0.00065353 | 0.00072188 | 0.00079761 | 0.00088152 | 0.00094129 | 0.00094129 | 0.00094129 | 4.433 | 4.441 | 4.472 | 4.5085 | 4.522 | 4.5455 | 4.5885 | 4.6495 | 4.674 | 4.674 | 4.674 | 4.674 | 4.674 | 4.674 | 4.674 | 4.674 | 4.674 | 4.674 | 4.674 | 4.674 | 1367.8451 | 22.8691 | 3.0741e-05 | 2789.5736 | 1580.6345 | 88.2531 | 1.4879 | 1390.7142 | 89.741 | 1300.9732 | -279.6613 | FALSE
| 60419383 | GLE031 | GLE | 22KV | 144.69 | 1 | 43192.2035 | 50% | Three phase | 97.13 | 0.00093206 | 0.0010246 | 0.0011269 | 0.0012399 | 0.0013648 | 0.0015029 | 0.0016556 | 0.0018246 | 0.0020115 | 0.0022184 | 0.0024474 | 0.0027009 | 0.0029816 | 0.0032925 | 0.0036368 | 0.0040183 | 0.004441 | 0.0047422 | 0.0047422 | 0.0047422 | 4.433 | 4.441 | 4.472 | 4.5085 | 4.522 | 4.5455 | 4.5885 | 4.6495 | 4.674 | 4.674 | 4.674 | 4.674 | 4.674 | 4.674 | 4.674 | 4.674 | 4.674 | 4.674 | 4.674 | 4.674 | 6891.1386 | 580.441 | 0.00015487 | 14053.7397 | 7963.1617 | 444.6148 | 37.7644 | 7471.5796 | 482.3792 | 6989.2004 | -973.9613 | FALSE
| 60419384 | GLE031 | GLE | 22KV | 34.22 | 1 | 43192.2035 | 50% | Three phase | 97.13 | 0.00022044 | 0.00024233 | 0.00026651 | 0.00029324 | 0.00032278 | 0.00035544 | 0.00039157 | 0.00043153 | 0.00047574 | 0.00052467 | 0.00057882 | 0.00063878 | 0.00070516 | 0.00077869 | 0.00086013 | 0.00095036 | 0.0010503 | 0.0011216 | 0.0011216 | 0.0011216 | 4.433 | 4.441 | 4.472 | 4.5085 | 4.522 | 4.5455 | 4.5885 | 4.6495 | 4.674 | 4.674 | 4.674 | 4.674 | 4.674 | 4.674 | 4.674 | 4.674 | 4.674 | 4.674 | 4.674 | 4.674 | 1629.7931 | 32.4669 | 3.6628e-05 | 3323.7886 | 1883.3326 | 105.1539 | 2.1123 | 1662.26 | 107.2663 | 1554.9938 | -328.3388 | FALSE
| 60419385 | GLE031 | GLE | 22KV | 268.29 | 1 | 43192.2035 | 50% | Three phase | 97.13 | 0.0017283 | 0.0018999 | 0.0020895 | 0.002299 | 0.0025306 | 0.0027867 | 0.00307 | 0.0033832 | 0.0037299 | 0.0041135 | 0.004538 | 0.0050081 | 0.0055286 | 0.006105 | 0.0067435 | 0.0074509 | 0.0082348 | 0.0087931 | 0.0087931 | 0.0087931 | 4.433 | 4.441 | 4.472 | 4.5085 | 4.522 | 4.5455 | 4.5885 | 4.6495 | 4.674 | 4.674 | 4.674 | 4.674 | 4.674 | 4.674 | 4.674 | 4.674 | 4.674 | 4.674 | 4.674 | 4.674 | 12777.8256 | 1995.6758 | 0.00028717 | 26059.0077 | 14765.6138 | 824.4226 | 129.8417 | 14773.5013 | 954.2643 | 13819.2371 | -946.3767 | FALSE
| 60419391 | GLE031 | GLE | 22KV | 503.72 | 1 | 43192.2035 | 50% | Three phase | 97.13 | 0.0048124 | 0.0051639 | 0.0055422 | 0.0059495 | 0.0063879 | 0.0068601 | 0.0073685 | 0.0079161 | 0.0085059 | 0.0091413 | 0.0098257 | 0.010563 | 0.011358 | 0.012214 | 0.013137 | 0.014132 | 0.015204 | 0.01636 | 0.016509 | 0.016509 | 4.433 | 4.441 | 4.472 | 4.5085 | 4.522 | 4.5455 | 4.5885 | 4.6495 | 4.674 | 4.674 | 4.674 | 4.674 | 4.674 | 4.674 | 4.674 | 4.674 | 4.674 | 4.674 | 4.674 | 4.674 | 27208.4011 | 7993.2116 | 0.00053917 | 48926.3236 | 27722.744 | 1547.8704 | 457.7027 | 35201.6127 | 2005.5731 | 33196.0396 | 5473.2956 | TRUE
| 60419392 | GLE031 | GLE | 22KV | 112.34 | 1 | 43192.2035 | 50% | Three phase | 97.13 | 0.0010733 | 0.0011517 | 0.001236 | 0.0013269 | 0.0014246 | 0.0015299 | 0.0016433 | 0.0017655 | 0.001897 | 0.0020387 | 0.0021913 | 0.0023558 | 0.0025331 | 0.002724 | 0.0029299 | 0.0031518 | 0.0033909 | 0.0036487 | 0.0036819 | 0.0036819 | 4.433 | 4.441 | 4.472 | 4.5085 | 4.522 | 4.5455 | 4.5885 | 4.6495 | 4.674 | 4.674 | 4.674 | 4.674 | 4.674 | 4.674 | 4.674 | 4.674 | 4.674 | 4.674 | 4.674 | 4.674 | 6068.0374 | 397.5683 | 0.00012025 | 10911.5842 | 6182.7465 | 345.2072 | 22.7653 | 6465.6057 | 367.9725 | 6097.6332 | -85.1133 | FALSE
| 60419393 | GLE031 | GLE | 22KV | 149.16 | 1 | 43192.2035 | 50% | Three phase | 97.13 | 0.00099909 | 0.0010759 | 0.001159 | 0.0012488 | 0.0013459 | 0.0014509 | 0.0015645 | 0.0016874 | 0.0018203 | 0.0019642 | 0.00212 | 0.0022886 | 0.0024711 | 0.0026687 | 0.0028826 | 0.0031143 | 0.0033653 | 0.0036371 | 0.0039315 | 0.0042505 | 4.433 | 4.441 | 4.472 | 4.5085 | 4.522 | 4.5455 | 4.5885 | 4.6495 | 4.674 | 4.674 | 4.674 | 4.674 | 4.674 | 4.674 | 4.674 | 4.674 | 4.674 | 4.674 | 4.674 | 4.674 | 5976.6655 | 519.6861 | 0.00015966 | 14487.9108 | 8209.1728 | 458.3506 | 40.1338 | 6496.3517 | 498.4843 | 5997.8673 | -2211.3054 | FALSE
| 60419400 | GLE031 | GLE | 22KV | 979.68 | 1 | 43192.2035 | 50% | Three phase | 97.13 | 0.0093049 | 0.010105 | 0.010977 | 0.011928 | 0.012964 | 0.014094 | 0.015327 | 0.016672 | 0.018139 | 0.019739 | 0.021486 | 0.023392 | 0.025473 | 0.027744 | 0.030225 | 0.032109 | 0.032109 | 0.032109 | 0.032109 | 0.032109 | 4.433 | 4.441 | 4.472 | 4.5085 | 4.522 | 4.5455 | 4.5885 | 4.6495 | 4.674 | 4.674 | 4.674 | 4.674 | 4.674 | 4.674 | 4.674 | 4.674 | 4.674 | 4.674 | 4.674 | 4.674 | 57223.987 | 32679.1408 | 0.0010486 | 95156.3184 | 53917.6882 | 3010.4377 | 1731.305 | 89903.1278 | 4741.7427 | 85161.3851 | 31243.697 | TRUE
| 60419406 | GLE031 | GLE | 22KV | 25.07 | 1 | 43192.2035 | 50% | Three phase | 97.13 | 0.00024197 | 0.00026098 | 0.00028156 | 0.00030382 | 0.00032793 | 0.00035403 | 0.00038228 | 0.00041288 | 0.00044601 | 0.00048191 | 0.00052078 | 0.00056291 | 0.00060854 | 0.000658 | 0.00071159 | 0.00076968 | 0.00082166 | 0.00082166 | 0.00082166 | 0.00082166 | 4.433 | 4.441 | 4.472 | 4.5085 | 4.522 | 4.5455 | 4.5885 | 4.6495 | 4.674 | 4.674 | 4.674 | 4.674 | 4.674 | 4.674 | 4.674 | 4.674 | 4.674 | 4.674 | 4.674 | 4.674 | 1418.8928 | 20.7412 | 2.6834e-05 | 2435.0491 | 1379.753 | 77.0371 | 1.1337 | 1439.634 | 78.1708 | 1361.4632 | -18.2898 | FALSE
| 60419407 | GLE031 | GLE | 22KV | 317.7 | 1 | 43192.2035 | 50% | Three phase | 97.13 | 0.0030663 | 0.0033073 | 0.003568 | 0.0038502 | 0.0041557 | 0.0044864 | 0.0048445 | 0.0052322 | 0.0056521 | 0.006107 | 0.0065997 | 0.0071334 | 0.0077118 | 0.0083385 | 0.0090177 | 0.0097538 | 0.010413 | 0.010413 | 0.010413 | 0.010413 | 4.433 | 4.441 | 4.472 | 4.5085 | 4.522 | 4.5455 | 4.5885 | 4.6495 | 4.674 | 4.674 | 4.674 | 4.674 | 4.674 | 4.674 | 4.674 | 4.674 | 4.674 | 4.674 | 4.674 | 4.674 | 17980.9427 | 3330.892 | 0.00034006 | 30858.201 | 17484.9436 | 976.2535 | 182.0705 | 21311.8347 | 1158.324 | 20153.5107 | 2668.5671 | TRUE
| 60419415 | GLE031 | GLE | 22KV | 19.52 | 1 | 43192.2035 | 50% | Three phase | 97.13 | 0.00011207 | 0.00012317 | 0.00013543 | 0.00014899 | 0.00016397 | 0.00018053 | 0.00019886 | 0.00021912 | 0.00024155 | 0.00026638 | 0.00029386 | 0.00032428 | 0.00035798 | 0.0003953 | 0.00043665 | 0.00048247 | 0.00053324 | 0.00058953 | 0.00063976 | 0.00063976 | 4.433 | 4.441 | 4.472 | 4.5085 | 4.522 | 4.5455 | 4.5885 | 4.6495 | 4.674 | 4.674 | 4.674 | 4.674 | 4.674 | 4.674 | 4.674 | 4.674 | 4.674 | 4.674 | 4.674 | 4.674 | 844.5661 | 9.5956 | 2.0894e-05 | 1895.9776 | 1074.3031 | 59.9826 | 0.68733 | 854.1617 | 60.6699 | 793.4918 | -280.8113 | FALSE
| 60419416 | GLE031 | GLE | 22KV | 158.91 | 1 | 43192.2035 | 50% | Three phase | 97.13 | 0.0012481 | 0.0013795 | 0.0015253 | 0.0016874 | 0.0018675 | 0.0020677 | 0.0022902 | 0.0025376 | 0.0028128 | 0.003119 | 0.0034596 | 0.0038387 | 0.0042607 | 0.0047305 | 0.0052082 | 0.0052082 | 0.0052082 | 0.0052082 | 0.0052082 | 0.0052082 | 4.433 | 4.441 | 4.472 | 4.5085 | 4.522 | 4.5455 | 4.5885 | 4.6495 | 4.674 | 4.674 | 4.674 | 4.674 | 4.674 | 4.674 | 4.674 | 4.674 | 4.674 | 4.674 | 4.674 | 4.674 | 9020.359 | 834.7192 | 0.00017009 | 15434.9283 | 8745.774 | 488.3111 | 45.552 | 9855.0782 | 533.8631 | 9321.2151 | 575.4411 | TRUE
| 60419423 | GLE031 | GLE | 22KV | 24.09 | 1 | 43192.2035 | 50% | Three phase | 97.13 | 0.00022594 | 0.00024387 | 0.00026329 | 0.00028432 | 0.00030711 | 0.00033179 | 0.00035855 | 0.00038754 | 0.00041897 | 0.00045303 | 0.00048997 | 0.00053001 | 0.00057344 | 0.00062053 | 0.00067162 | 0.00072703 | 0.00078714 | 0.00078954 | 0.00078954 | 0.00078954 | 4.433 | 4.441 | 4.472 | 4.5085 | 4.522 | 4.5455 | 4.5885 | 4.6495 | 4.674 | 4.674 | 4.674 | 4.674 | 4.674 | 4.674 | 4.674 | 4.674 | 4.674 | 4.674 | 4.674 | 4.674 | 1340.7139 | 18.8305 | 2.5785e-05 | 2339.8617 | 1325.8177 | 74.0256 | 1.0468 | 1359.5444 | 75.0725 | 1284.4719 | -41.3458 | FALSE
| 60419425 | GLE031 | GLE | 22KV | 634.17 | 1 | 43192.2035 | 50% | Three phase | 97.13 | 0.0062615 | 0.0069346 | 0.0076834 | 0.0085165 | 0.0094438 | 0.010476 | 0.011625 | 0.012906 | 0.014332 | 0.01592 | 0.017691 | 0.019664 | 0.020785 | 0.020785 | 0.020785 | 0.020785 | 0.020785 | 0.020785 | 0.020785 | 0.020785 | 4.433 | 4.441 | 4.472 | 4.5085 | 4.522 | 4.5455 | 4.5885 | 4.6495 | 4.674 | 4.674 | 4.674 | 4.674 | 4.674 | 4.674 | 4.674 | 4.674 | 4.674 | 4.674 | 4.674 | 4.674 | 41458.972 | 15323.2602 | 0.00067879 | 61596.9321 | 34902.1929 | 1948.7274 | 725.465 | 56782.2322 | 2674.1925 | 54108.0397 | 19205.8468 | TRUE
| 60419427 | GLE031 | GLE | 22KV | 1004.26 | 1 | 43192.2035 | 50% | Three phase | 97.13 | 0.01247 | 0.013436 | 0.014479 | 0.015607 | 0.016826 | 0.018143 | 0.019568 | 0.021107 | 0.022773 | 0.024573 | 0.026521 | 0.028627 | 0.030906 | 0.032914 | 0.032914 | 0.032914 | 0.032914 | 0.032914 | 0.032914 | 0.032914 | 4.433 | 4.441 | 4.472 | 4.5085 | 4.522 | 4.5455 | 4.5885 | 4.6495 | 4.674 | 4.674 | 4.674 | 4.674 | 4.674 | 4.674 | 4.674 | 4.674 | 4.674 | 4.674 | 4.674 | 4.674 | 67313.8742 | 39449.0414 | 0.0010749 | 97543.7738 | 55270.4735 | 3085.969 | 1819.2711 | 106762.9156 | 4905.2402 | 101857.6755 | 46587.2019 | TRUE
| 60419428 | GLE031 | GLE | 22KV | 238.07 | 1 | 43192.2035 | 50% | Three phase | 97.13 | 0.0029562 | 0.0031851 | 0.0034325 | 0.0036998 | 0.0039887 | 0.004301 | 0.0046387 | 0.0050037 | 0.0053985 | 0.0058253 | 0.006287 | 0.0067864 | 0.0073266 | 0.0078027 | 0.0078027 | 0.0078027 | 0.0078027 | 0.0078027 | 0.0078027 | 0.0078027 | 4.433 | 4.441 | 4.472 | 4.5085 | 4.522 | 4.5455 | 4.5885 | 4.6495 | 4.674 | 4.674 | 4.674 | 4.674 | 4.674 | 4.674 | 4.674 | 4.674 | 4.674 | 4.674 | 4.674 | 4.674 | 15957.4354 | 2216.9376 | 0.00025482 | 23123.7391 | 13102.4253 | 731.5602 | 102.2385 | 18174.373 | 833.7987 | 17340.5743 | 4238.149 | TRUE
| 60419429 | GLE031 | GLE | 22KV | 46.23 | 1 | 43192.2035 | 50% | Three phase | 97.13 | 0.00057406 | 0.00061851 | 0.00066655 | 0.00071845 | 0.00077456 | 0.00083521 | 0.00090077 | 0.00097166 | 0.0010483 | 0.0011312 | 0.0012209 | 0.0013178 | 0.0014227 | 0.0015152 | 0.0015152 | 0.0015152 | 0.0015152 | 0.0015152 | 0.0015152 | 0.0015152 | 4.433 | 4.441 | 4.472 | 4.5085 | 4.522 | 4.5455 | 4.5885 | 4.6495 | 4.674 | 4.674 | 4.674 | 4.674 | 4.674 | 4.674 | 4.674 | 4.674 | 4.674 | 4.674 | 4.674 | 4.674 | 3098.7199 | 83.5972 | 4.9483e-05 | 4490.3199 | 2544.3152 | 142.0592 | 3.8553 | 3182.3171 | 145.9144 | 3036.4027 | 492.0875 | TRUE
| 60419431 | GLE031 | GLE | 22KV | 195.89 | 1 | 43192.2035 | 50% | Three phase | 97.13 | 0.0018788 | 0.00202 | 0.0021723 | 0.0023366 | 0.0025139 | 0.0027051 | 0.0029115 | 0.0031342 | 0.0033746 | 0.0036342 | 0.0039143 | 0.0042168 | 0.0045435 | 0.0048963 | 0.0052773 | 0.0056888 | 0.0061334 | 0.0064202 | 0.0064202 | 0.0064202 | 4.433 | 4.441 | 4.472 | 4.5085 | 4.522 | 4.5455 | 4.5885 | 4.6495 | 4.674 | 4.674 | 4.674 | 4.674 | 4.674 | 4.674 | 4.674 | 4.674 | 4.674 | 4.674 | 4.674 | 4.674 | 10778.3137 | 1231.2655 | 0.00020967 | 19026.7957 | 10781.006 | 601.9462 | 69.2197 | 12009.5792 | 671.1659 | 11338.4134 | 557.4074 | TRUE
| 60419434 | GLE031 | GLE | 22KV | 54.14 | 1 | 43192.2035 | 50% | Three phase | 97.13 | 0.00067229 | 0.00072434 | 0.00078059 | 0.00084138 | 0.00090709 | 0.00097811 | 0.0010549 | 0.0011379 | 0.0012277 | 0.0013248 | 0.0014297 | 0.0015433 | 0.0016662 | 0.0017744 | 0.0017744 | 0.0017744 | 0.0017744 | 0.0017744 | 0.0017744 | 0.0017744 | 4.433 | 4.441 | 4.472 | 4.5085 | 4.522 | 4.5455 | 4.5885 | 4.6495 | 4.674 | 4.674 | 4.674 | 4.674 | 4.674 | 4.674 | 4.674 | 4.674 | 4.674 | 4.674 | 4.674 | 4.674 | 3628.914 | 114.6517 | 5.795e-05 | 5258.6182 | 2979.6501 | 166.3656 | 5.2874 | 3743.5657 | 171.653 | 3571.9127 | 592.2625 | TRUE
| 60419435 | GLE031 | GLE | 22KV | 58.44 | 1 | 43192.2035 | 50% | Three phase | 97.13 | 0.00072568 | 0.00078187 | 0.00084259 | 0.00090821 | 0.00097913 | 0.0010558 | 0.0011387 | 0.0012283 | 0.0013252 | 0.00143 | 0.0015433 | 0.0016659 | 0.0017985 | 0.0019154 | 0.0019154 | 0.0019154 | 0.0019154 | 0.0019154 | 0.0019154 | 0.0019154 | 4.433 | 4.441 | 4.472 | 4.5085 | 4.522 | 4.5455 | 4.5885 | 4.6495 | 4.674 | 4.674 | 4.674 | 4.674 | 4.674 | 4.674 | 4.674 | 4.674 | 4.674 | 4.674 | 4.674 | 4.674 | 3917.1358 | 133.5871 | 6.2552e-05 | 5676.2772 | 3216.305 | 179.579 | 6.1606 | 4050.7229 | 185.7397 | 3864.9833 | 648.6782 | TRUE
| 60419436 | GLE031 | GLE | 22KV | 363.3 | 1 | 43192.2035 | 50% | Three phase | 97.13 | 0.0045113 | 0.0048606 | 0.0052381 | 0.005646 | 0.0060869 | 0.0065635 | 0.0070787 | 0.0076358 | 0.0082382 | 0.0088896 | 0.0095941 | 0.010356 | 0.011181 | 0.011907 | 0.011907 | 0.011907 | 0.011907 | 0.011907 | 0.011907 | 0.011907 | 4.433 | 4.441 | 4.472 | 4.5085 | 4.522 | 4.5455 | 4.5885 | 4.6495 | 4.674 | 4.674 | 4.674 | 4.674 | 4.674 | 4.674 | 4.674 | 4.674 | 4.674 | 4.674 | 4.674 | 4.674 | 24351.3936 | 5162.6766 | 0.00038886 | 35287.329 | 19994.5861 | 1116.3768 | 238.0871 | 29514.0702 | 1354.4639 | 28159.6063 | 8165.0202 | TRUE
| 60419442 | GLE031 | GLE | 22KV | 660.08 | 1 | 43192.2035 | 50% | Three phase | 97.13 | 0.0063309 | 0.0068067 | 0.0073199 | 0.0078735 | 0.0084708 | 0.0091152 | 0.0098107 | 0.010561 | 0.011371 | 0.012246 | 0.01319 | 0.014209 | 0.01531 | 0.016499 | 0.017783 | 0.019169 | 0.020667 | 0.021634 | 0.021634 | 0.021634 | 4.433 | 4.441 | 4.472 | 4.5085 | 4.522 | 4.5455 | 4.5885 | 4.6495 | 4.674 | 4.674 | 4.674 | 4.674 | 4.674 | 4.674 | 4.674 | 4.674 | 4.674 | 4.674 | 4.674 | 4.674 | 36319.1043 | 13980.4234 | 0.00070653 | 64113.5704 | 36328.1761 | 2028.3457 | 785.956 | 50299.5277 | 2814.3017 | 47485.226 | 11157.0498 | TRUE
| 60419443 | GLE031 | GLE | 22KV | 79.74 | 1 | 43192.2035 | 50% | Three phase | 97.13 | 0.0007648 | 0.00082228 | 0.00088427 | 0.00095115 | 0.0010233 | 0.0011012 | 0.0011852 | 0.0012758 | 0.0013737 | 0.0014793 | 0.0015934 | 0.0017165 | 0.0018495 | 0.0019931 | 0.0021482 | 0.0023157 | 0.0024967 | 0.0026135 | 0.0026135 | 0.0026135 | 4.433 | 4.441 | 4.472 | 4.5085 | 4.522 | 4.5455 | 4.5885 | 4.6495 | 4.674 | 4.674 | 4.674 | 4.674 | 4.674 | 4.674 | 4.674 | 4.674 | 4.674 | 4.674 | 4.674 | 4.674 | 4387.4763 | 204.0232 | 8.5351e-05 | 7745.1462 | 4388.5722 | 245.0313 | 11.4698 | 4591.4996 | 256.5012 | 4334.9984 | -53.5739 | FALSE
| 60419444 | GLE031 | GLE | 22KV | 25.35 | 1 | 43192.2035 | 50% | Three phase | 97.13 | 0.00024141 | 0.00026252 | 0.00028556 | 0.00031071 | 0.00033818 | 0.00036817 | 0.00040092 | 0.0004367 | 0.00047579 | 0.0005185 | 0.00056518 | 0.00061619 | 0.00067196 | 0.00073292 | 0.00079958 | 0.00083084 | 0.00083084 | 0.00083084 | 0.00083084 | 0.00083084 | 4.433 | 4.441 | 4.472 | 4.5085 | 4.522 | 4.5455 | 4.5885 | 4.6495 | 4.674 | 4.674 | 4.674 | 4.674 | 4.674 | 4.674 | 4.674 | 4.674 | 4.674 | 4.674 | 4.674 | 4.674 | 1494.7908 | 22.0879 | 2.7134e-05 | 2462.2455 | 1395.1631 | 77.8975 | 1.1592 | 1516.8786 | 79.0567 | 1437.822 | 42.6588 | TRUE
| 60419445 | GLE031 | GLE | 22KV | 63.38 | 1 | 43192.2035 | 50% | Three phase | 97.13 | 0.00060358 | 0.00065636 | 0.00071396 | 0.00077685 | 0.00084551 | 0.00092049 | 0.0010024 | 0.0010918 | 0.0011896 | 0.0012964 | 0.0014131 | 0.0015406 | 0.00168 | 0.0018325 | 0.0019991 | 0.0020773 | 0.0020773 | 0.0020773 | 0.0020773 | 0.0020773 | 4.433 | 4.441 | 4.472 | 4.5085 | 4.522 | 4.5455 | 4.5885 | 4.6495 | 4.674 | 4.674 | 4.674 | 4.674 | 4.674 | 4.674 | 4.674 | 4.674 | 4.674 | 4.674 | 4.674 | 4.674 | 3737.2718 | 138.0709 | 6.784e-05 | 6156.0994 | 3488.183 | 194.759 | 7.2462 | 3875.3427 | 202.0052 | 3673.3374 | 185.1545 | TRUE
| 60419451 | GLE031 | GLE | 22KV | 127.41 | 1 | 43192.2035 | 50% | Three phase | 97.13 | 0.0012035 | 0.001318 | 0.0014439 | 0.0015824 | 0.0017347 | 0.0019024 | 0.0020868 | 0.0022898 | 0.0025133 | 0.0027593 | 0.0030303 | 0.0033286 | 0.0036573 | 0.0040194 | 0.0041758 | 0.0041758 | 0.0041758 | 0.0041758 | 0.0041758 | 0.0041758 | 4.433 | 4.441 | 4.472 | 4.5085 | 4.522 | 4.5455 | 4.5885 | 4.6495 | 4.674 | 4.674 | 4.674 | 4.674 | 4.674 | 4.674 | 4.674 | 4.674 | 4.674 | 4.674 | 4.674 | 4.674 | 7753.7647 | 575.7419 | 0.00013638 | 12375.3333 | 7012.1393 | 391.5155 | 29.2828 | 8329.5066 | 420.7982 | 7908.7084 | 896.5691 | TRUE
| 60419455 | GLE031 | GLE | 22KV | 189.4 | 1 | 43192.2035 | 50% | Single phase | 44.74 | 0.0012524 | 0.0013883 | 0.0015397 | 0.0017086 | 0.0018969 | 0.002107 | 0.0023414 | 0.002603 | 0.0028951 | 0.0032212 | 0.0035854 | 0.0039923 | 0.004447 | 0.0049551 | 0.0055232 | 0.0061582 | 0.0062075 | 0.0062075 | 0.0062075 | 0.0062075 | 4.433 | 4.441 | 4.472 | 4.5085 | 4.522 | 4.5455 | 4.5885 | 4.6495 | 4.674 | 4.674 | 4.674 | 4.674 | 4.674 | 4.674 | 4.674 | 4.674 | 4.674 | 4.674 | 4.674 | 4.674 | 9763.3057 | 495.728 | 0.00020273 | 8473.756 | 4801.4188 | 582.0032 | 29.8063 | 10259.0337 | 611.8095 | 9647.2242 | 4845.8054 | TRUE
| 60419456 | GLE031 | GLE | 22KV | 115.48 | 1 | 43192.2035 | 50% | Single phase | 44.74 | 0.00076358 | 0.00084645 | 0.0009388 | 0.0010418 | 0.0011566 | 0.0012847 | 0.0014276 | 0.0015871 | 0.0017652 | 0.001964 | 0.0021861 | 0.0024342 | 0.0027114 | 0.0030212 | 0.0033676 | 0.0037548 | 0.0037848 | 0.0037848 | 0.0037848 | 0.0037848 | 4.433 | 4.441 | 4.472 | 4.5085 | 4.522 | 4.5455 | 4.5885 | 4.6495 | 4.674 | 4.674 | 4.674 | 4.674 | 4.674 | 4.674 | 4.674 | 4.674 | 4.674 | 4.674 | 4.674 | 4.674 | 5952.8328 | 184.288 | 0.00012361 | 5166.5752 | 2927.4965 | 354.856 | 11.0805 | 6137.1208 | 365.9366 | 5771.1843 | 2843.6878 | TRUE
| 60419467 | GLE031 | GLE | 22KV | 986.2 | 1 | 43192.2035 | 50% | Three phase | 97.13 | 0.0094588 | 0.01017 | 0.010936 | 0.011764 | 0.012656 | 0.013619 | 0.014658 | 0.015779 | 0.016989 | 0.018296 | 0.019707 | 0.02123 | 0.022874 | 0.02465 | 0.026568 | 0.02864 | 0.030878 | 0.032322 | 0.032322 | 0.032322 | 4.433 | 4.441 | 4.472 | 4.5085 | 4.522 | 4.5455 | 4.5885 | 4.6495 | 4.674 | 4.674 | 4.674 | 4.674 | 4.674 | 4.674 | 4.674 | 4.674 | 4.674 | 4.674 | 4.674 | 4.674 | 54262.9691 | 31207.3702 | 0.0010556 | 95789.606 | 54276.523 | 3030.4729 | 1754.4262 | 85470.3393 | 4784.899 | 80685.4403 | 26408.9173 | TRUE
| 60419468 | GLE031 | GLE | 22KV | 336.98 | 1 | 43192.2035 | 50% | Three phase | 97.13 | 0.0032271 | 0.0035192 | 0.0038389 | 0.004189 | 0.0045724 | 0.0049923 | 0.0054522 | 0.0059562 | 0.0065084 | 0.0071136 | 0.007777 | 0.0085042 | 0.0093016 | 0.010176 | 0.011044 | 0.011044 | 0.011044 | 0.011044 | 0.011044 | 0.011044 | 4.433 | 4.441 | 4.472 | 4.5085 | 4.522 | 4.5455 | 4.5885 | 4.6495 | 4.674 | 4.674 | 4.674 | 4.674 | 4.674 | 4.674 | 4.674 | 4.674 | 4.674 | 4.674 | 4.674 | 4.674 | 20262.5567 | 3979.8588 | 0.00036069 | 32730.8674 | 18546.0381 | 1035.4986 | 204.8393 | 24242.4155 | 1240.338 | 23002.0775 | 4456.0394 | TRUE
| 60419470 | GLE031 | GLE | 22KV | 1563.15 | 1 | 43192.2035 | 50% | Three phase | 97.13 | 0.019297 | 0.020729 | 0.022273 | 0.023935 | 0.025727 | 0.027658 | 0.029738 | 0.031981 | 0.034399 | 0.037005 | 0.039815 | 0.042844 | 0.046111 | 0.049634 | 0.051232 | 0.051232 | 0.051232 | 0.051232 | 0.051232 | 0.051232 | 4.433 | 4.441 | 4.472 | 4.5085 | 4.522 | 4.5455 | 4.5885 | 4.6495 | 4.674 | 4.674 | 4.674 | 4.674 | 4.674 | 4.674 | 4.674 | 4.674 | 4.674 | 4.674 | 4.674 | 4.674 | 102947.4899 | 93911.7167 | 0.0016731 | 151828.7595 | 86029.5548 | 4803.3702 | 4407.643 | 196859.2066 | 9211.0132 | 187648.1934 | 101618.6386 | TRUE
| 60419471 | GLE031 | GLE | 22KV | 138.51 | 1 | 43192.2035 | 50% | Three phase | 97.13 | 0.0017099 | 0.0018368 | 0.0019736 | 0.0021209 | 0.0022797 | 0.0024507 | 0.0026351 | 0.0028338 | 0.003048 | 0.003279 | 0.0035279 | 0.0037964 | 0.0040859 | 0.0043981 | 0.0045396 | 0.0045396 | 0.0045396 | 0.0045396 | 0.0045396 | 0.0045396 | 4.433 | 4.441 | 4.472 | 4.5085 | 4.522 | 4.5455 | 4.5885 | 4.6495 | 4.674 | 4.674 | 4.674 | 4.674 | 4.674 | 4.674 | 4.674 | 4.674 | 4.674 | 4.674 | 4.674 | 4.674 | 9122.1296 | 737.362 | 0.00014826 | 13453.4763 | 7623.0391 | 425.6244 | 34.6073 | 9859.4915 | 460.2317 | 9399.2598 | 1776.2207 | TRUE
| 60419477 | GLE032 | GLE | 22KV | 48.72 | 1 | 43192.2035 | 50% | Three phase | 97.13 | 0.0005595 | 0.00059406 | 0.00063083 | 0.00066998 | 0.00071165 | 0.00075601 | 0.00080325 | 0.00085354 | 0.00090709 | 0.00096411 | 0.0010248 | 0.0010895 | 0.0011584 | 0.0012318 | 0.00131 | 0.0013933 | 0.001482 | 0.0015765 | 0.0015968 | 0.0015968 | 3.405 | 3.439 | 3.489 | 3.5205 | 3.5355 | 3.566 | 3.6235 | 3.671 | 3.6845 | 3.6845 | 3.6845 | 3.6845 | 3.6845 | 3.6845 | 3.6845 | 3.6845 | 3.6845 | 3.6845 | 3.6845 | 3.6845 | 2220.8945 | 80.3508 | 5.2148e-05 | 4732.1736 | 2681.3549 | 117.4774 | 4.2817 | 2301.2453 | 121.7591 | 2179.4862 | -501.8687 | FALSE
| 60419478 | GLE032 | GLE | 22KV | 52.71 | 1 | 43192.2035 | 50% | Three phase | 97.13 | 0.00060532 | 0.00064271 | 0.0006825 | 0.00072485 | 0.00076993 | 0.00081793 | 0.00086903 | 0.00092344 | 0.00098137 | 0.0010431 | 0.0011088 | 0.0011788 | 0.0012533 | 0.0013327 | 0.0014173 | 0.0015074 | 0.0016034 | 0.0017057 | 0.0017276 | 0.0017276 | 3.405 | 3.439 | 3.489 | 3.5205 | 3.5355 | 3.566 | 3.6235 | 3.671 | 3.6845 | 3.6845 | 3.6845 | 3.6845 | 3.6845 | 3.6845 | 3.6845 | 3.6845 | 3.6845 | 3.6845 | 3.6845 | 3.6845 | 2402.7781 | 94.0507 | 5.6419e-05 | 5119.7223 | 2900.9486 | 127.0983 | 5.0118 | 2496.8287 | 132.1101 | 2364.7186 | -536.23 | FALSE
| 60419482 | GLE032 | GLE | 22KV | 33.79 | 1 | 43192.2035 | 50% | Single phase | 44.74 | 0.00017594 | 0.00019036 | 0.00020604 | 0.00022308 | 0.00024162 | 0.00026178 | 0.00028371 | 0.00030757 | 0.00033353 | 0.0003618 | 0.00039256 | 0.00042605 | 0.00046253 | 0.00050225 | 0.00054551 | 0.00059265 | 0.000644 | 0.00069996 | 0.00076094 | 0.00082742 | 3.405 | 3.439 | 3.489 | 3.5205 | 3.5355 | 3.566 | 3.6235 | 3.671 | 3.6845 | 3.6845 | 3.6845 | 3.6845 | 3.6845 | 3.6845 | 3.6845 | 3.6845 | 3.6845 | 3.6845 | 3.6845 | 3.6845 | 876.0199 | 10.1021 | 3.6168e-05 | 1511.7646 | 856.5995 | 81.477 | 0.94869 | 886.122 | 82.4257 | 803.6963 | -52.9032 | FALSE
| 60419483 | GLE032 | GLE | 22KV | 193.62 | 1 | 43192.2035 | 50% | Single phase | 44.74 | 0.0010081 | 0.0010908 | 0.0011806 | 0.0012783 | 0.0013845 | 0.0015 | 0.0016257 | 0.0017624 | 0.0019112 | 0.0020731 | 0.0022494 | 0.0024413 | 0.0026503 | 0.0028779 | 0.0031259 | 0.0033959 | 0.0036902 | 0.0040108 | 0.0043603 | 0.0047412 | 3.405 | 3.439 | 3.489 | 3.5205 | 3.5355 | 3.566 | 3.6235 | 3.671 | 3.6845 | 3.6845 | 3.6845 | 3.6845 | 3.6845 | 3.6845 | 3.6845 | 3.6845 | 3.6845 | 3.6845 | 3.6845 | 3.6845 | 5019.6795 | 331.6934 | 0.00020724 | 8662.5588 | 4908.3986 | 466.8712 | 31.1493 | 5351.3729 | 498.0205 | 4853.3524 | -55.0462 | FALSE
| 60419484 | GLE032 | GLE | 22KV | 30.53 | 1 | 43192.2035 | 50% | Single phase | 44.74 | 0.00015896 | 0.00017199 | 0.00018616 | 0.00020156 | 0.00021831 | 0.00023652 | 0.00025634 | 0.00027789 | 0.00030136 | 0.00032689 | 0.00035469 | 0.00038495 | 0.0004179 | 0.00045379 | 0.00049288 | 0.00053547 | 0.00058187 | 0.00063243 | 0.00068753 | 0.00074759 | 3.405 | 3.439 | 3.489 | 3.5205 | 3.5355 | 3.566 | 3.6235 | 3.671 | 3.6845 | 3.6845 | 3.6845 | 3.6845 | 3.6845 | 3.6845 | 3.6845 | 3.6845 | 3.6845 | 3.6845 | 3.6845 | 3.6845 | 791.503 | 8.2469 | 3.2678e-05 | 1365.9122 | 773.9563 | 73.6162 | 0.77446 | 799.7499 | 74.3907 | 725.3592 | -48.5971 | FALSE
| 60419486 | GLE032 | GLE | 22KV | 14.25 | 1 | 43192.2035 | 50% | Three phase | 97.13 | 0.00013848 | 0.00014988 | 0.00016227 | 0.00017572 | 0.00019033 | 0.0002062 | 0.00022346 | 0.00024221 | 0.00026259 | 0.00028475 | 0.00030884 | 0.00033504 | 0.00036353 | 0.00039452 | 0.00042822 | 0.00046489 | 0.00046704 | 0.00046704 | 0.00046704 | 0.00046704 | 3.405 | 3.439 | 3.489 | 3.5205 | 3.5355 | 3.566 | 3.6235 | 3.671 | 3.6845 | 3.6845 | 3.6845 | 3.6845 | 3.6845 | 3.6845 | 3.6845 | 3.6845 | 3.6845 | 3.6845 | 3.6845 | 3.6845 | 652.1844 | 6.8904 | 1.5253e-05 | 1384.1025 | 784.2633 | 34.3607 | 0.3663 | 659.0748 | 34.727 | 624.3478 | -159.9155 | FALSE
| 60419487 | GLE032 | GLE | 22KV | 23.65 | 1 | 43192.2035 | 50% | Three phase | 97.13 | 0.00022983 | 0.00024876 | 0.0002693 | 0.00029163 | 0.00031588 | 0.00034223 | 0.00037086 | 0.00040198 | 0.00043581 | 0.00047258 | 0.00051257 | 0.00055604 | 0.00060333 | 0.00065476 | 0.0007107 | 0.00077156 | 0.00077512 | 0.00077512 | 0.00077512 | 0.00077512 | 3.405 | 3.439 | 3.489 | 3.5205 | 3.5355 | 3.566 | 3.6235 | 3.671 | 3.6845 | 3.6845 | 3.6845 | 3.6845 | 3.6845 | 3.6845 | 3.6845 | 3.6845 | 3.6845 | 3.6845 | 3.6845 | 3.6845 | 1082.3973 | 18.979 | 2.5314e-05 | 2297.1245 | 1301.6019 | 57.0267 | 1.0089 | 1101.3763 | 58.0356 | 1043.3407 | -258.2612 | FALSE
| 60419489 | GLE032 | GLE | 22KV | 25.2 | 1 | 43192.2035 | 50% | Three phase | 97.13 | 0.00020603 | 0.00022247 | 0.00024029 | 0.00025961 | 0.00028055 | 0.00030326 | 0.00032788 | 0.00035458 | 0.00038355 | 0.00041497 | 0.00044906 | 0.00048606 | 0.0005262 | 0.00056978 | 0.00061708 | 0.00066842 | 0.00072417 | 0.00078471 | 0.00082592 | 0.00082592 | 3.405 | 3.439 | 3.489 | 3.5205 | 3.5355 | 3.566 | 3.6235 | 3.671 | 3.6845 | 3.6845 | 3.6845 | 3.6845 | 3.6845 | 3.6845 | 3.6845 | 3.6845 | 3.6845 | 3.6845 | 3.6845 | 3.6845 | 988.2771 | 18.4591 | 2.6973e-05 | 2447.676 | 1386.9077 | 60.7641 | 1.1455 | 1006.7362 | 61.9097 | 944.8265 | -442.0812 | FALSE
| 60419494 | GLE032 | GLE | 22KV | 45.94 | 1 | 43192.2035 | 50% | Three phase | 97.13 | 0.00043994 | 0.00047976 | 0.00052335 | 0.00057108 | 0.00062334 | 0.00068059 | 0.00074329 | 0.000812 | 0.00088728 | 0.00096979 | 0.0010602 | 0.0011594 | 0.0012681 | 0.0013873 | 0.0015057 | 0.0015057 | 0.0015057 | 0.0015057 | 0.0015057 | 0.0015057 | 3.405 | 3.439 | 3.489 | 3.5205 | 3.5355 | 3.566 | 3.6235 | 3.671 | 3.6845 | 3.6845 | 3.6845 | 3.6845 | 3.6845 | 3.6845 | 3.6845 | 3.6845 | 3.6845 | 3.6845 | 3.6845 | 3.6845 | 2172.4201 | 73.9676 | 4.9173e-05 | 4462.1522 | 2528.3548 | 110.774 | 3.807 | 2246.3877 | 114.581 | 2131.8066 | -396.5481 | FALSE
| 60419496 | GLE032 | GLE | 22KV | 111.75 | 1 | 43192.2035 | 50% | Three phase | 97.13 | 0.00081656 | 0.00087943 | 0.00094738 | 0.0010208 | 0.0011003 | 0.0011862 | 0.0012791 | 0.0013796 | 0.0014884 | 0.0016061 | 0.0017334 | 0.0018712 | 0.0020204 | 0.0021819 | 0.0023568 | 0.0025461 | 0.0027512 | 0.0029732 | 0.0032137 | 0.0034743 | 3.405 | 3.439 | 3.489 | 3.5205 | 3.5355 | 3.566 | 3.6235 | 3.671 | 3.6845 | 3.6845 | 3.6845 | 3.6845 | 3.6845 | 3.6845 | 3.6845 | 3.6845 | 3.6845 | 3.6845 | 3.6845 | 3.6845 | 3842.3615 | 318.305 | 0.00011961 | 10854.2775 | 6150.2752 | 269.4601 | 22.5268 | 4160.6665 | 291.9869 | 3868.6796 | -2281.5957 | FALSE
| 60419497 | GLE032 | GLE | 22KV | 95.61 | 1 | 43192.2035 | 50% | Three phase | 97.13 | 0.00092108 | 0.0010075 | 0.0011024 | 0.0012066 | 0.0013211 | 0.0014469 | 0.0015851 | 0.001737 | 0.001904 | 0.0020877 | 0.0022896 | 0.0025117 | 0.002756 | 0.0030248 | 0.0031336 | 0.0031336 | 0.0031336 | 0.0031336 | 0.0031336 | 0.0031336 | 3.405 | 3.439 | 3.489 | 3.5205 | 3.5355 | 3.566 | 3.6235 | 3.671 | 3.6845 | 3.6845 | 3.6845 | 3.6845 | 3.6845 | 3.6845 | 3.6845 | 3.6845 | 3.6845 | 3.6845 | 3.6845 | 3.6845 | 4605.5269 | 326.335 | 0.00010234 | 9286.5993 | 5261.9939 | 230.5421 | 16.4897 | 4931.8619 | 247.0317 | 4684.8302 | -577.1637 | FALSE
| 60419498 | GLE032 | GLE | 22KV | 167.69 | 1 | 43192.2035 | 50% | Three phase | 97.13 | 0.0016258 | 0.0017576 | 0.0019005 | 0.0020555 | 0.0022237 | 0.0024063 | 0.0026044 | 0.0028195 | 0.003053 | 0.0033065 | 0.0035818 | 0.0038808 | 0.0042055 | 0.0045582 | 0.0049414 | 0.0053578 | 0.005496 | 0.005496 | 0.005496 | 0.005496 | 3.405 | 3.439 | 3.489 | 3.5205 | 3.5355 | 3.566 | 3.6235 | 3.671 | 3.6845 | 3.6845 | 3.6845 | 3.6845 | 3.6845 | 3.6845 | 3.6845 | 3.6845 | 3.6845 | 3.6845 | 3.6845 | 3.6845 | 7600.9297 | 945.0465 | 0.00017949 | 16287.7297 | 9228.9902 | 404.3468 | 50.7247 | 8545.9762 | 455.0715 | 8090.9047 | -1138.0855 | FALSE
| 60419500 | GLE032 | GLE | 22KV | 20.05 | 1 | 43192.2035 | 50% | Three phase | 97.13 | 0.00016295 | 0.0001792 | 0.00019716 | 0.00021701 | 0.00023895 | 0.0002632 | 0.00029002 | 0.00031967 | 0.00035248 | 0.00038878 | 0.00042894 | 0.0004734 | 0.00052261 | 0.0005771 | 0.00063744 | 0.00065713 | 0.00065713 | 0.00065713 | 0.00065713 | 0.00065713 | 3.405 | 3.439 | 3.489 | 3.5205 | 3.5355 | 3.566 | 3.6235 | 3.671 | 3.6845 | 3.6845 | 3.6845 | 3.6845 | 3.6845 | 3.6845 | 3.6845 | 3.6845 | 3.6845 | 3.6845 | 3.6845 | 3.6845 | 890.5501 | 13.2216 | 2.1461e-05 | 1947.4565 | 1103.4722 | 48.3461 | 0.72516 | 903.7717 | 49.0712 | 854.7004 | -248.7718 | FALSE
| 60419502 | GLE032 | GLE | 22KV | 587.55 | 1 | 43192.2035 | 50% | Three phase | 97.13 | 0.0056965 | 0.0061581 | 0.0066588 | 0.007202 | 0.0077915 | 0.0084311 | 0.0091254 | 0.0098789 | 0.010697 | 0.011585 | 0.01255 | 0.013597 | 0.014735 | 0.015971 | 0.017314 | 0.018772 | 0.019257 | 0.019257 | 0.019257 | 0.019257 | 3.405 | 3.439 | 3.489 | 3.5205 | 3.5355 | 3.566 | 3.6235 | 3.671 | 3.6845 | 3.6845 | 3.6845 | 3.6845 | 3.6845 | 3.6845 | 3.6845 | 3.6845 | 3.6845 | 3.6845 | 3.6845 | 3.6845 | 26632.0367 | 11601.8835 | 0.00062889 | 57068.7315 | 32336.4136 | 1416.745 | 622.7228 | 38233.9202 | 2039.4678 | 36194.4524 | 3858.0388 | TRUE
| 60419507 | GLE032 | GLE | 22KV | 160.24 | 1 | 43192.2035 | 50% | Three phase | 97.13 | 0.0015572 | 0.0016854 | 0.0018247 | 0.0019759 | 0.0021402 | 0.0023187 | 0.0025127 | 0.0027236 | 0.0029528 | 0.003202 | 0.0034729 | 0.0037675 | 0.0040878 | 0.0044363 | 0.0048153 | 0.0052277 | 0.0052518 | 0.0052518 | 0.0052518 | 0.0052518 | 3.405 | 3.439 | 3.489 | 3.5205 | 3.5355 | 3.566 | 3.6235 | 3.671 | 3.6845 | 3.6845 | 3.6845 | 3.6845 | 3.6845 | 3.6845 | 3.6845 | 3.6845 | 3.6845 | 3.6845 | 3.6845 | 3.6845 | 7333.7566 | 871.2716 | 0.00017152 | 15564.1112 | 8818.9719 | 386.3828 | 46.3177 | 8205.0282 | 432.7005 | 7772.3277 | -1046.6442 | FALSE
| 60419508 | GLE032 | GLE | 22KV | 174.46 | 1 | 43192.2035 | 50% | Three phase | 97.13 | 0.0016733 | 0.001799 | 0.0019347 | 0.002081 | 0.0022388 | 0.0024092 | 0.002593 | 0.0027913 | 0.0030055 | 0.0032366 | 0.0034861 | 0.0037555 | 0.0040465 | 0.0043606 | 0.0047 | 0.0050665 | 0.0054624 | 0.0057179 | 0.0057179 | 0.0057179 | 3.405 | 3.439 | 3.489 | 3.5205 | 3.5355 | 3.566 | 3.6235 | 3.671 | 3.6845 | 3.6845 | 3.6845 | 3.6845 | 3.6845 | 3.6845 | 3.6845 | 3.6845 | 3.6845 | 3.6845 | 3.6845 | 3.6845 | 7547.8504 | 976.6049 | 0.00018674 | 16945.2998 | 9601.5841 | 420.6712 | 54.9031 | 8524.4554 | 475.5742 | 8048.8811 | -1552.703 | FALSE
| 60419514 | GLE032 | GLE | 22KV | 422.55 | 1 | 43192.2035 | 50% | Three phase | 97.13 | 0.0040967 | 0.0044287 | 0.0047888 | 0.0051795 | 0.0056034 | 0.0060634 | 0.0065627 | 0.0071047 | 0.007693 | 0.0083318 | 0.0090255 | 0.0097789 | 0.010597 | 0.011486 | 0.012452 | 0.013501 | 0.013849 | 0.013849 | 0.013849 | 0.013849 | 3.405 | 3.439 | 3.489 | 3.5205 | 3.5355 | 3.566 | 3.6235 | 3.671 | 3.6845 | 3.6845 | 3.6845 | 3.6845 | 3.6845 | 3.6845 | 3.6845 | 3.6845 | 3.6845 | 3.6845 | 3.6845 | 3.6845 | 19153.0374 | 6000.6052 | 0.00045228 | 41042.2815 | 23255.4703 | 1018.8845 | 322.0782 | 25153.6426 | 1340.9627 | 23812.6798 | 557.2095 | TRUE
| 60419515 | GLE032 | GLE | 22KV | 771.31 | 1 | 43192.2035 | 50% | Three phase | 97.13 | 0.0074781 | 0.0080841 | 0.0087414 | 0.0094545 | 0.010228 | 0.011068 | 0.011979 | 0.012969 | 0.014043 | 0.015209 | 0.016475 | 0.01785 | 0.019344 | 0.020966 | 0.022729 | 0.024644 | 0.02528 | 0.02528 | 0.02528 | 0.02528 | 3.405 | 3.439 | 3.489 | 3.5205 | 3.5355 | 3.566 | 3.6235 | 3.671 | 3.6845 | 3.6845 | 3.6845 | 3.6845 | 3.6845 | 3.6845 | 3.6845 | 3.6845 | 3.6845 | 3.6845 | 3.6845 | 3.6845 | 34961.3756 | 19993.8654 | 0.00082558 | 74917.3403 | 42449.8327 | 1859.841 | 1073.1564 | 54955.241 | 2932.9974 | 52022.2436 | 9572.4109 | TRUE
| 60419516 | GLE032 | GLE | 22KV | 38.4 | 1 | 43192.2035 | 50% | Three phase | 97.13 | 0.0003723 | 0.00040247 | 0.00043519 | 0.0004707 | 0.00050922 | 0.00055103 | 0.0005964 | 0.00064565 | 0.00069912 | 0.00075717 | 0.00082021 | 0.00088867 | 0.00096303 | 0.0010438 | 0.0011316 | 0.0012269 | 0.0012586 | 0.0012586 | 0.0012586 | 0.0012586 | 3.405 | 3.439 | 3.489 | 3.5205 | 3.5355 | 3.566 | 3.6235 | 3.671 | 3.6845 | 3.6845 | 3.6845 | 3.6845 | 3.6845 | 3.6845 | 3.6845 | 3.6845 | 3.6845 | 3.6845 | 3.6845 | 3.6845 | 1740.5671 | 49.5566 | 4.1102e-05 | 3729.792 | 2113.3832 | 92.593 | 2.6599 | 1790.1237 | 95.2529 | 1694.8708 | -418.5124 | FALSE
| 60419517 | GLE032 | GLE | 22KV | 488.49 | 1 | 43192.2035 | 50% | Three phase | 97.13 | 0.0047361 | 0.0051198 | 0.0055361 | 0.0059878 | 0.0064778 | 0.0070097 | 0.0075868 | 0.0082134 | 0.0088935 | 0.009632 | 0.010434 | 0.011305 | 0.012251 | 0.013278 | 0.014395 | 0.015607 | 0.01601 | 0.01601 | 0.01601 | 0.01601 | 3.405 | 3.439 | 3.489 | 3.5205 | 3.5355 | 3.566 | 3.6235 | 3.671 | 3.6845 | 3.6845 | 3.6845 | 3.6845 | 3.6845 | 3.6845 | 3.6845 | 3.6845 | 3.6845 | 3.6845 | 3.6845 | 3.6845 | 22141.9175 | 8019.5536 | 0.00052286 | 47447.0337 | 26884.5455 | 1177.884 | 430.4438 | 30161.4711 | 1608.3278 | 28553.1433 | 1668.5978 | TRUE
| 60419518 | GLE032 | GLE | 22KV | 27.77 | 1 | 43192.2035 | 50% | Three phase | 97.13 | 0.00026924 | 0.00029106 | 0.00031472 | 0.0003404 | 0.00036826 | 0.00039849 | 0.0004313 | 0.00046692 | 0.00050559 | 0.00054757 | 0.00059316 | 0.00064267 | 0.00069644 | 0.00075486 | 0.00081832 | 0.00088726 | 0.00091016 | 0.00091016 | 0.00091016 | 0.00091016 | 3.405 | 3.439 | 3.489 | 3.5205 | 3.5355 | 3.566 | 3.6235 | 3.671 | 3.6845 | 3.6845 | 3.6845 | 3.6845 | 3.6845 | 3.6845 | 3.6845 | 3.6845 | 3.6845 | 3.6845 | 3.6845 | 3.6845 | 1258.7383 | 25.9174 | 2.9724e-05 | 2697.3001 | 1528.3503 | 66.9611 | 1.3911 | 1284.6556 | 68.3522 | 1216.3034 | -312.0469 | FALSE
| 60419521 | GLE032 | GLE | 22KV | 132.89 | 1 | 43192.2035 | 50% | Three phase | 97.13 | 0.0015261 | 0.0016204 | 0.0017207 | 0.0018275 | 0.0019411 | 0.0020621 | 0.002191 | 0.0023281 | 0.0024742 | 0.0026297 | 0.0027954 | 0.0029718 | 0.0031597 | 0.0033599 | 0.0035732 | 0.0038003 | 0.0040423 | 0.0043002 | 0.0043554 | 0.0043554 | 3.405 | 3.439 | 3.489 | 3.5205 | 3.5355 | 3.566 | 3.6235 | 3.671 | 3.6845 | 3.6845 | 3.6845 | 3.6845 | 3.6845 | 3.6845 | 3.6845 | 3.6845 | 3.6845 | 3.6845 | 3.6845 | 3.6845 | 6057.7723 | 597.8063 | 0.00014224 | 12907.6057 | 7313.7367 | 320.4344 | 31.8559 | 6655.5786 | 352.2903 | 6303.2883 | -1010.4484 | FALSE
| 60419524 | GLE032 | GLE | 22KV | 121.05 | 1 | 43192.2035 | 50% | Three phase | 97.13 | 0.0014043 | 0.0014986 | 0.0015995 | 0.0017075 | 0.0018231 | 0.0019468 | 0.0020792 | 0.0022209 | 0.0023727 | 0.0025351 | 0.002709 | 0.0028953 | 0.0030948 | 0.0033084 | 0.0035372 | 0.0037822 | 0.0039674 | 0.0039674 | 0.0039674 | 0.0039674 | 3.405 | 3.439 | 3.489 | 3.5205 | 3.5355 | 3.566 | 3.6235 | 3.671 | 3.6845 | 3.6845 | 3.6845 | 3.6845 | 3.6845 | 3.6845 | 3.6845 | 3.6845 | 3.6845 | 3.6845 | 3.6845 | 3.6845 | 5775.0161 | 518.9624 | 0.00012957 | 11757.5865 | 6662.1102 | 291.8849 | 26.4323 | 6293.9785 | 318.3172 | 5975.6613 | -686.4489 | FALSE
| 60419525 | GLE032 | GLE | 22KV | 201.79 | 1 | 43192.2035 | 50% | Three phase | 97.13 | 0.0023205 | 0.0024655 | 0.0026199 | 0.0027844 | 0.0029596 | 0.0031462 | 0.0033451 | 0.003557 | 0.0037828 | 0.0040234 | 0.0042799 | 0.0045532 | 0.0048445 | 0.0051551 | 0.0054862 | 0.0058391 | 0.0062154 | 0.0066136 | 0.0066136 | 0.0066136 | 3.405 | 3.439 | 3.489 | 3.5205 | 3.5355 | 3.566 | 3.6235 | 3.671 | 3.6845 | 3.6845 | 3.6845 | 3.6845 | 3.6845 | 3.6845 | 3.6845 | 3.6845 | 3.6845 | 3.6845 | 3.6845 | 3.6845 | 9261.8098 | 1387.8021 | 0.00021599 | 19599.8627 | 11105.7185 | 486.5713 | 73.4521 | 10649.612 | 560.0234 | 10089.5885 | -1016.13 | FALSE
| 60419528 | GLE032 | GLE | 22KV | 11.82 | 1 | 43192.2035 | 50% | Three phase | 97.13 | 0.0001146 | 0.00012388 | 0.00013396 | 0.00014489 | 0.00015674 | 0.00016961 | 0.00018358 | 0.00019874 | 0.0002152 | 0.00023307 | 0.00025247 | 0.00027354 | 0.00029643 | 0.0003213 | 0.00034831 | 0.00037765 | 0.0003874 | 0.0003874 | 0.0003874 | 0.0003874 | 3.405 | 3.439 | 3.489 | 3.5205 | 3.5355 | 3.566 | 3.6235 | 3.671 | 3.6845 | 3.6845 | 3.6845 | 3.6845 | 3.6845 | 3.6845 | 3.6845 | 3.6845 | 3.6845 | 3.6845 | 3.6845 | 3.6845 | 535.7683 | 4.6954 | 1.2652e-05 | 1148.0766 | 650.5258 | 28.5013 | 0.25202 | 540.4637 | 28.7533 | 511.7104 | -138.8153 | FALSE
| 60419529 | GLE032 | GLE | 22KV | 352.06 | 1 | 43192.2035 | 50% | Three phase | 97.13 | 0.0034133 | 0.0036899 | 0.00399 | 0.0043155 | 0.0046687 | 0.0050519 | 0.0054679 | 0.0059195 | 0.0064097 | 0.0069419 | 0.0075199 | 0.0081476 | 0.0088293 | 0.0095698 | 0.010374 | 0.011248 | 0.011539 | 0.011539 | 0.011539 | 0.011539 | 3.405 | 3.439 | 3.489 | 3.5205 | 3.5355 | 3.566 | 3.6235 | 3.671 | 3.6845 | 3.6845 | 3.6845 | 3.6845 | 3.6845 | 3.6845 | 3.6845 | 3.6845 | 3.6845 | 3.6845 | 3.6845 | 3.6845 | 15957.9182 | 4165.5486 | 0.00037683 | 34195.5878 | 19375.9812 | 848.9137 | 223.5828 | 20123.4669 | 1072.4966 | 19050.9703 | -325.0109 | FALSE
| 60419530 | GLE032 | GLE | 22KV | 63.23 | 1 | 43192.2035 | 50% | Three phase | 97.13 | 0.00061303 | 0.00066271 | 0.0007166 | 0.00077506 | 0.00083849 | 0.00090733 | 0.00098204 | 0.0010631 | 0.0011512 | 0.0012468 | 0.0013506 | 0.0014633 | 0.0015857 | 0.0017187 | 0.0018632 | 0.0020202 | 0.0020723 | 0.0020723 | 0.0020723 | 0.0020723 | 3.405 | 3.439 | 3.489 | 3.5205 | 3.5355 | 3.566 | 3.6235 | 3.671 | 3.6845 | 3.6845 | 3.6845 | 3.6845 | 3.6845 | 3.6845 | 3.6845 | 3.6845 | 3.6845 | 3.6845 | 3.6845 | 3.6845 | 2866.0432 | 134.3647 | 6.7679e-05 | 6141.5299 | 3479.9276 | 152.465 | 7.2119 | 3000.4079 | 159.6769 | 2840.731 | -639.1965 | FALSE
| 60419534 | GLE032 | GLE | 22KV | 175.59 | 1 | 43192.2035 | 50% | Three phase | 97.13 | 0.0016841 | 0.0018107 | 0.0019472 | 0.0020945 | 0.0022533 | 0.0024248 | 0.0026098 | 0.0028094 | 0.0030249 | 0.0032575 | 0.0035087 | 0.0037799 | 0.0040727 | 0.0043889 | 0.0047304 | 0.0050993 | 0.0054978 | 0.0057549 | 0.0057549 | 0.0057549 | 3.405 | 3.439 | 3.489 | 3.5205 | 3.5355 | 3.566 | 3.6235 | 3.671 | 3.6845 | 3.6845 | 3.6845 | 3.6845 | 3.6845 | 3.6845 | 3.6845 | 3.6845 | 3.6845 | 3.6845 | 3.6845 | 3.6845 | 7596.7388 | 989.2971 | 0.00018795 | 17055.0567 | 9663.7748 | 423.3959 | 55.6166 | 8586.0359 | 479.0125 | 8107.0234 | -1556.7514 | FALSE
| 60419538 | GLE032 | GLE | 22KV | 230.7 | 1 | 43192.2035 | 50% | Three phase | 97.13 | 0.0021855 | 0.0023704 | 0.0025716 | 0.0027906 | 0.0030291 | 0.0032888 | 0.0035716 | 0.0038797 | 0.0042154 | 0.0045811 | 0.0049797 | 0.0054141 | 0.0058876 | 0.0064038 | 0.0069666 | 0.0075611 | 0.0075611 | 0.0075611 | 0.0075611 | 0.0075611 | 3.405 | 3.439 | 3.489 | 3.5205 | 3.5355 | 3.566 | 3.6235 | 3.671 | 3.6845 | 3.6845 | 3.6845 | 3.6845 | 3.6845 | 3.6845 | 3.6845 | 3.6845 | 3.6845 | 3.6845 | 3.6845 | 3.6845 | 10501.0442 | 1795.8004 | 0.00024693 | 22407.891 | 12696.8098 | 556.2813 | 96.0064 | 12296.8446 | 652.2877 | 11644.5569 | -1052.253 | FALSE
| 60419547 | GLE033 | GLE | 22KV | 69.25 | 0 | 43192.2035 | 100% | Three phase | 97.13 | 0.00067298 | 0.00072839 | 0.00078856 | 0.00085392 | 0.00092492 | 0.0010021 | 0.0010859 | 0.001177 | 0.0012761 | 0.0013838 | 0.0015009 | 0.0016282 | 0.0017666 | 0.0019172 | 0.002081 | 0.0022592 | 0.0022697 | 0.0022697 | 0.0022697 | 0.0022697 | 3.271 | 3.288 | 3.312 | 3.329 | 3.325 | 3.339 | 3.369 | 3.393 | 3.39 | 3.39 | 3.39 | 3.39 | 3.39 | 3.39 | 3.39 | 3.39 | 3.39 | 3.39 | 3.39 | 3.39 | 2936.3006 | 162.7239 | 7.4123e-05 | 6726.2525 | 3811.2444 | 155.4795 | 8.6506 | 3099.0245 | 164.1301 | 2934.8944 | -876.35 | FALSE
| 60419550 | GLE033 | GLE | 22KV | 42.89 | 0 | 43192.2035 | 100% | Three phase | 97.13 | 0.00041681 | 0.00045113 | 0.00048839 | 0.00052887 | 0.00057285 | 0.00062064 | 0.00067256 | 0.000729 | 0.00079035 | 0.00085704 | 0.00092955 | 0.0010084 | 0.0010942 | 0.0011874 | 0.0012889 | 0.0013992 | 0.0014057 | 0.0014057 | 0.0014057 | 0.0014057 | 3.271 | 3.288 | 3.312 | 3.329 | 3.325 | 3.339 | 3.369 | 3.393 | 3.39 | 3.39 | 3.39 | 3.39 | 3.39 | 3.39 | 3.39 | 3.39 | 3.39 | 3.39 | 3.39 | 3.39 | 1818.5983 | 62.42 | 4.5908e-05 | 4165.9057 | 2360.4949 | 96.2963 | 3.3183 | 1881.0183 | 99.6146 | 1781.4037 | -579.0912 | FALSE
| 60419551 | GLE033 | GLE | 22KV | 215.13 | 0 | 43192.2035 | 100% | Three phase | 97.13 | 0.0020907 | 0.0022628 | 0.0024497 | 0.0026528 | 0.0028733 | 0.003113 | 0.0033735 | 0.0036566 | 0.0039643 | 0.0042988 | 0.0046625 | 0.005058 | 0.0054881 | 0.0059559 | 0.0064648 | 0.0070184 | 0.0070508 | 0.0070508 | 0.0070508 | 0.0070508 | 3.271 | 3.288 | 3.312 | 3.329 | 3.325 | 3.339 | 3.369 | 3.393 | 3.39 | 3.39 | 3.39 | 3.39 | 3.39 | 3.39 | 3.39 | 3.39 | 3.39 | 3.39 | 3.39 | 3.39 | 9121.8246 | 1570.412 | 0.00023027 | 20895.5769 | 11839.899 | 483.0081 | 83.4847 | 10692.2366 | 566.4928 | 10125.7438 | -1714.1552 | FALSE
| 60419564 | GLE033 | GLE | 22KV | 227.2 | 0 | 43192.2035 | 100% | Three phase | 97.13 | 0.002208 | 0.0023897 | 0.0025871 | 0.0028016 | 0.0030346 | 0.0032877 | 0.0035628 | 0.0038617 | 0.0041867 | 0.00454 | 0.0049241 | 0.0053418 | 0.005796 | 0.0062901 | 0.0068275 | 0.0074122 | 0.0074464 | 0.0074464 | 0.0074464 | 0.0074464 | 3.271 | 3.288 | 3.312 | 3.329 | 3.325 | 3.339 | 3.369 | 3.393 | 3.39 | 3.39 | 3.39 | 3.39 | 3.39 | 3.39 | 3.39 | 3.39 | 3.39 | 3.39 | 3.39 | 3.39 | 9633.6101 | 1751.5733 | 0.00024319 | 22067.936 | 12504.1838 | 510.1075 | 93.1155 | 11385.1834 | 603.223 | 10781.9604 | -1722.2233 | FALSE
| 60419567 | GLE033 | GLE | 22KV | 732.35 | 0 | 43192.2035 | 100% | Three phase | 97.13 | 0.0068131 | 0.0073153 | 0.0078562 | 0.0084389 | 0.0090667 | 0.0097432 | 0.010472 | 0.011258 | 0.012105 | 0.013018 | 0.014002 | 0.015063 | 0.016208 | 0.017442 | 0.018773 | 0.020208 | 0.021757 | 0.023428 | 0.024003 | 0.024003 | 3.271 | 3.288 | 3.312 | 3.329 | 3.325 | 3.339 | 3.369 | 3.393 | 3.39 | 3.39 | 3.39 | 3.39 | 3.39 | 3.39 | 3.39 | 3.39 | 3.39 | 3.39 | 3.39 | 3.39 | 28317.9918 | 16599.0146 | 0.00078388 | 71133.1555 | 40305.6293 | 1644.2661 | 967.4811 | 44917.0065 | 2611.7472 | 42305.2593 | 1999.63 | TRUE
| 60418380 | GL015 | GL | 22KV | 550.78 | 1 | 37042.7803 | 50% | Covered | 390 | 0.0068535 | 0.0073919 | 0.0079743 | 0.0086044 | 0.0092861 | 0.010024 | 0.010822 | 0.011687 | 0.012622 | 0.013635 | 0.014731 | 0.015919 | 0.017205 | 0.018052 | 0.018052 | 0.018052 | 0.018052 | 0.018052 | 0.018052 | 0.018052 | 2.3765 | 2.426 | 2.492 | 2.5485 | 2.5885 | 2.636 | 2.697 | 2.777 | 2.8155 | 2.8155 | 2.8155 | 2.8155 | 2.8155 | 2.8155 | 2.8155 | 2.8155 | 2.8155 | 2.8155 | 2.8155 | 2.8155 | 18837.786 | 47909.6672 | 0.00058954 | 214804.2 | 121712.8412 | 849.6496 | 2197.2155 | 66747.4531 | 3046.865 | 63700.5881 | -58012.2531 | FALSE
| 60612471 | WPD014 | WPD | 22KV | 1021.07 | 1 | 40240.0236 | 50% | Three phase | 97.13 | 0.012361 | 0.013149 | 0.01399 | 0.014886 | 0.015841 | 0.016861 | 0.017948 | 0.019108 | 0.020345 | 0.021665 | 0.023074 | 0.024577 | 0.026181 | 0.027893 | 0.02972 | 0.031671 | 0.033465 | 0.033465 | 0.033465 | 0.033465 | 0.0465 | 0.0465 | 0.0465 | 0.0465 | 0.0515 | 0.0515 | 0.0515 | 0.053 | 0.0565 | 0.0565 | 0.0565 | 0.0565 | 0.0565 | 0.0565 | 0.0565 | 0.0565 | 0.0565 | 0.0565 | 0.0565 | 0.0565 | 683.1327 | 37376.4885 | 0.0010929 | 99176.5291 | 56195.629 | 33.6195 | 1880.6853 | 38059.6212 | 1914.3048 | 36145.3164 | -20050.3126 | FALSE
| 60668934 | GL015 | GL | 22KV | 535.95 | 1 | 37042.7803 | 50% | Three phase | 97.13 | 0.0027633 | 0.0030204 | 0.003303 | 0.0036136 | 0.0039551 | 0.0043305 | 0.0047435 | 0.0051979 | 0.0056978 | 0.006248 | 0.0068537 | 0.0075207 | 0.0082551 | 0.009064 | 0.0099552 | 0.010937 | 0.012019 | 0.013212 | 0.014527 | 0.015976 | 2.3765 | 2.426 | 2.492 | 2.5485 | 2.5885 | 2.636 | 2.697 | 2.777 | 2.8155 | 2.8155 | 2.8155 | 2.8155 | 2.8155 | 2.8155 | 2.8155 | 2.8155 | 2.8155 | 2.8155 | 2.8155 | 2.8155 | 10058.5303 | 6161.4027 | 0.00057366 | 52056.8235 | 29496.555 | 826.7724 | 518.1478 | 16219.9329 | 1344.9202 | 14875.0128 | -14621.5422 | FALSE
| 60705676 | WPD014 | WPD | 22KV | 3041.11 | 1 | 40240.0236 | 50% | Single phase | 44.74 | 0.016361 | 0.017547 | 0.018825 | 0.020201 | 0.021683 | 0.023279 | 0.025 | 0.026854 | 0.028852 | 0.031007 | 0.033329 | 0.035833 | 0.038533 | 0.041445 | 0.044586 | 0.047975 | 0.051631 | 0.055575 | 0.059831 | 0.064425 | 0.0465 | 0.0465 | 0.0465 | 0.0465 | 0.0515 | 0.0515 | 0.0515 | 0.053 | 0.0565 | 0.0565 | 0.0565 | 0.0565 | 0.0565 | 0.0565 | 0.0565 | 0.0565 | 0.0565 | 0.0565 | 0.0565 | 0.0565 | 1023.0427 | 76476.0996 | 0.0032551 | 136059.2614 | 77094.2062 | 100.1307 | 7684.4352 | 77499.1423 | 7784.5659 | 69714.5764 | -7379.6297 | FALSE
| 60465189 | WPD012 | WPD | 22KV | 217.92 | 2 | 40240.0236 | 33.33% | Three phase | 97.13 | 0.0021033 | 0.0022686 | 0.0024474 | 0.002641 | 0.0028505 | 0.0030774 | 0.003323 | 0.0035889 | 0.003877 | 0.0041889 | 0.0045269 | 0.004893 | 0.0052897 | 0.0057196 | 0.0061855 | 0.0066904 | 0.0071423 | 0.0071423 | 0.0071423 | 0.0071423 | 4.649 | 4.872 | 5.11 | 5.3537 | 5.5693 | 5.7997 | 6.0567 | 6.3387 | 6.597 | 6.597 | 6.597 | 6.597 | 6.597 | 6.597 | 6.597 | 6.597 | 6.597 | 6.597 | 6.597 | 6.597 | 15546.805 | 1567.1851 | 0.00023325 | 21166.5696 | 11993.4495 | 818.42 | 85.6642 | 17113.9902 | 904.0842 | 16209.906 | 4216.4565 | TRUE
| 60465198 | WPD012 | WPD | 22KV | 50.92 | 2 | 40240.0236 | 33.33% | Three phase | 97.13 | 0.0004755 | 0.00051211 | 0.00055166 | 0.00059441 | 0.00064061 | 0.00069055 | 0.00074455 | 0.00080293 | 0.00086606 | 0.00093433 | 0.0010082 | 0.0010881 | 0.0011745 | 0.001268 | 0.0013692 | 0.0014787 | 0.0015972 | 0.0016689 | 0.0016689 | 0.0016689 | 4.649 | 4.872 | 5.11 | 5.3537 | 5.5693 | 5.7997 | 6.0567 | 6.3387 | 6.597 | 6.597 | 6.597 | 6.597 | 6.597 | 6.597 | 6.597 | 6.597 | 6.597 | 6.597 | 6.597 | 6.597 | 3500.8902 | 82.4617 | 5.4503e-05 | 4945.8596 | 2802.4341 | 191.2351 | 4.6772 | 3583.3519 | 195.9122 | 3387.4397 | 585.0055 | TRUE
| 60465199 | WPD012 | WPD | 22KV | 543.19 | 2 | 40240.0236 | 33.33% | Three phase | 97.13 | 0.0052427 | 0.0056547 | 0.0061005 | 0.0065829 | 0.0071052 | 0.0076706 | 0.0082829 | 0.0089458 | 0.0096638 | 0.010441 | 0.011284 | 0.012196 | 0.013185 | 0.014257 | 0.015418 | 0.016677 | 0.017803 | 0.017803 | 0.017803 | 0.017803 | 4.649 | 4.872 | 5.11 | 5.3537 | 5.5693 | 5.7997 | 6.0567 | 6.3387 | 6.597 | 6.597 | 6.597 | 6.597 | 6.597 | 6.597 | 6.597 | 6.597 | 6.597 | 6.597 | 6.597 | 6.597 | 38752.1523 | 9737.1005 | 0.00058141 | 52760.0447 | 29895.0158 | 2040.0035 | 532.2414 | 48489.2528 | 2572.2449 | 45917.0079 | 16021.9921 | TRUE
| 60465205 | WPD012 | WPD | 22KV | 280.19 | 2 | 40240.0236 | 33.33% | Three phase | 97.13 | 0.0026153 | 0.0028469 | 0.0031001 | 0.0033768 | 0.0036793 | 0.0040099 | 0.0043715 | 0.0047669 | 0.0051995 | 0.0056726 | 0.0061903 | 0.0067568 | 0.0073767 | 0.0080553 | 0.0087981 | 0.0091832 | 0.0091832 | 0.0091832 | 0.0091832 | 0.0091832 | 4.649 | 4.872 | 5.11 | 5.3537 | 5.5693 | 5.7997 | 6.0567 | 6.3387 | 6.597 | 6.597 | 6.597 | 6.597 | 6.597 | 6.597 | 6.597 | 6.597 | 6.597 | 6.597 | 6.597 | 6.597 | 20702.0226 | 2677.2409 | 0.00029991 | 27214.8547 | 15420.5425 | 1052.2811 | 141.6154 | 23379.2636 | 1193.8965 | 22185.367 | 6764.8246 | TRUE
| 60465206 | WPD012 | WPD | 22KV | 436.03 | 2 | 40240.0236 | 33.33% | Three phase | 97.13 | 0.0040698 | 0.0044304 | 0.0048244 | 0.005255 | 0.0057257 | 0.0062403 | 0.0068029 | 0.0074183 | 0.0080914 | 0.0088277 | 0.0096333 | 0.010515 | 0.01148 | 0.012536 | 0.013692 | 0.014291 | 0.014291 | 0.014291 | 0.014291 | 0.014291 | 4.649 | 4.872 | 5.11 | 5.3537 | 5.5693 | 5.7997 | 6.0567 | 6.3387 | 6.597 | 6.597 | 6.597 | 6.597 | 6.597 | 6.597 | 6.597 | 6.597 | 6.597 | 6.597 | 6.597 | 6.597 | 32216.3637 | 6483.5809 | 0.00046671 | 42351.5939 | 23997.3558 | 1637.5536 | 342.9556 | 38699.9445 | 1980.5092 | 36719.4354 | 12722.0795 | TRUE
| 60465209 | WPD012 | WPD | 22KV | 565.23 | 2 | 40240.0236 | 33.33% | Three phase | 97.13 | 0.0052475 | 0.0056969 | 0.0061865 | 0.0067201 | 0.0073018 | 0.0079359 | 0.0086272 | 0.0093812 | 0.010203 | 0.0111 | 0.012079 | 0.013146 | 0.014311 | 0.015583 | 0.01697 | 0.018485 | 0.018525 | 0.018525 | 0.018525 | 0.018525 | 4.649 | 4.872 | 5.11 | 5.3537 | 5.5693 | 5.7997 | 6.0567 | 6.3387 | 6.597 | 6.597 | 6.597 | 6.597 | 6.597 | 6.597 | 6.597 | 6.597 | 6.597 | 6.597 | 6.597 | 6.597 | 40956.0265 | 10688.422 | 0.000605 | 54900.7899 | 31108.0096 | 2122.7769 | 576.3091 | 51644.4485 | 2699.0861 | 48945.3624 | 17837.3528 | TRUE
| 60465222 | WPD012 | WPD | 22KV | 548.74 | 2 | 40240.0236 | 33.33% | Single phase | 44.74 | 0.0069055 | 0.0074905 | 0.008127 | 0.0088197 | 0.0095737 | 0.010394 | 0.011288 | 0.012261 | 0.013321 | 0.014475 | 0.015732 | 0.017101 | 0.017985 | 0.017985 | 0.017985 | 0.017985 | 0.017985 | 0.017985 | 0.017985 | 0.017985 | 4.649 | 4.872 | 5.11 | 5.3537 | 5.5693 | 5.7997 | 6.0567 | 6.3387 | 6.597 | 6.597 | 6.597 | 6.597 | 6.597 | 6.597 | 6.597 | 6.597 | 6.597 | 6.597 | 6.597 | 6.597 | 47816.9229 | 5614.4151 | 0.00058735 | 24550.6276 | 13910.9321 | 2060.8471 | 250.1963 | 53431.338 | 2311.0434 | 51120.2946 | 37209.3625 | TRUE
| 60465227 | WPD012 | WPD | 22KV | 281.37 | 2 | 40240.0236 | 33.33% | Three phase | 97.13 | 0.0027024 | 0.0029514 | 0.0032244 | 0.0035237 | 0.003852 | 0.0042122 | 0.0046073 | 0.0050409 | 0.0055168 | 0.0060391 | 0.0066126 | 0.0072423 | 0.0079338 | 0.0086933 | 0.0092218 | 0.0092218 | 0.0092218 | 0.0092218 | 0.0092218 | 0.0092218 | 4.649 | 4.872 | 5.11 | 5.3537 | 5.5693 | 5.7997 | 6.0567 | 6.3387 | 6.597 | 6.597 | 6.597 | 6.597 | 6.597 | 6.597 | 6.597 | 6.597 | 6.597 | 6.597 | 6.597 | 6.597 | 21558.2007 | 2799.8144 | 0.00030117 | 27329.4681 | 15485.485 | 1056.7127 | 142.8107 | 24358.0151 | 1199.5234 | 23158.4917 | 7673.0067 | TRUE
| 60465230 | WPD012 | WPD | 22KV | 29.1 | 2 | 40240.0236 | 33.33% | Three phase | 97.13 | 0.00027401 | 0.00029961 | 0.00032771 | 0.00035857 | 0.00039245 | 0.00042968 | 0.00047057 | 0.0005155 | 0.00056487 | 0.00061914 | 0.0006788 | 0.0007444 | 0.00081653 | 0.00089585 | 0.00095375 | 0.00095375 | 0.00095375 | 0.00095375 | 0.00095375 | 0.00095375 | 4.649 | 4.872 | 5.11 | 5.3537 | 5.5693 | 5.7997 | 6.0567 | 6.3387 | 6.597 | 6.597 | 6.597 | 6.597 | 6.597 | 6.597 | 6.597 | 6.597 | 6.597 | 6.597 | 6.597 | 6.597 | 2215.5748 | 29.7441 | 3.1148e-05 | 2826.483 | 1601.5482 | 109.2879 | 1.5275 | 2245.3188 | 110.8155 | 2134.5034 | 532.9552 | TRUE
| 60465231 | WPD012 | WPD | 22KV | 25.49 | 2 | 40240.0236 | 33.33% | Three phase | 97.13 | 0.00019471 | 0.00021469 | 0.00023682 | 0.00026134 | 0.00028853 | 0.00031867 | 0.00035209 | 0.00038917 | 0.0004303 | 0.00047594 | 0.0005266 | 0.00058283 | 0.00064526 | 0.0007146 | 0.00079161 | 0.00083543 | 0.00083543 | 0.00083543 | 0.00083543 | 0.00083543 | 4.649 | 4.872 | 5.11 | 5.3537 | 5.5693 | 5.7997 | 6.0567 | 6.3387 | 6.597 | 6.597 | 6.597 | 6.597 | 6.597 | 6.597 | 6.597 | 6.597 | 6.597 | 6.597 | 6.597 | 6.597 | 1776.9022 | 20.8009 | 2.7284e-05 | 2475.8437 | 1402.8682 | 95.7302 | 1.172 | 1797.703 | 96.9023 | 1700.8008 | 297.9326 | TRUE
| 60465235 | WPD012 | WPD | 22KV | 463.02 | 2 | 40240.0236 | 33.33% | Three phase | 97.13 | 0.0043238 | 0.0046566 | 0.0050163 | 0.005405 | 0.0058251 | 0.0062793 | 0.0067702 | 0.0073011 | 0.0078751 | 0.008496 | 0.0091675 | 0.0098939 | 0.01068 | 0.01153 | 0.01245 | 0.013446 | 0.014523 | 0.015175 | 0.015175 | 0.015175 | 4.649 | 4.872 | 5.11 | 5.3537 | 5.5693 | 5.7997 | 6.0567 | 6.3387 | 6.597 | 6.597 | 6.597 | 6.597 | 6.597 | 6.597 | 6.597 | 6.597 | 6.597 | 6.597 | 6.597 | 6.597 | 31833.8998 | 6818.2815 | 0.0004956 | 44973.1326 | 25482.778 | 1738.9172 | 386.7271 | 38652.1813 | 2125.6443 | 36526.537 | 11043.759 | TRUE
| 60465236 | WPD012 | WPD | 22KV | 630.21 | 2 | 40240.0236 | 33.33% | Three phase | 97.13 | 0.005885 | 0.0063381 | 0.0068276 | 0.0073567 | 0.0079285 | 0.0085466 | 0.0092149 | 0.0099374 | 0.010719 | 0.011564 | 0.012478 | 0.013466 | 0.014536 | 0.015693 | 0.016946 | 0.018301 | 0.019767 | 0.020655 | 0.020655 | 0.020655 | 4.649 | 4.872 | 5.11 | 5.3537 | 5.5693 | 5.7997 | 6.0567 | 6.3387 | 6.597 | 6.597 | 6.597 | 6.597 | 6.597 | 6.597 | 6.597 | 6.597 | 6.597 | 6.597 | 6.597 | 6.597 | 43328.6726 | 12631.2406 | 0.00067456 | 61212.2973 | 34684.2502 | 2366.8157 | 716.4332 | 55959.9132 | 3083.2489 | 52876.6643 | 18192.4141 | TRUE
| 60465296 | WPD014 | WPD | 22KV | 744.97 | 1 | 40240.0236 | 50% | Single phase | 44.74 | 0.0093749 | 0.010169 | 0.011033 | 0.011974 | 0.012997 | 0.014111 | 0.015325 | 0.016646 | 0.018084 | 0.019651 | 0.021358 | 0.023217 | 0.024416 | 0.024416 | 0.024416 | 0.024416 | 0.024416 | 0.024416 | 0.024416 | 0.024416 | 0.0465 | 0.0465 | 0.0465 | 0.0465 | 0.0515 | 0.0515 | 0.0515 | 0.053 | 0.0565 | 0.0565 | 0.0565 | 0.0565 | 0.0565 | 0.0565 | 0.0565 | 0.0565 | 0.0565 | 0.0565 | 0.0565 | 0.0565 | 563.4132 | 10347.8197 | 0.00079739 | 33329.9578 | 18885.496 | 24.5287 | 461.132 | 10911.2329 | 485.6607 | 10425.5722 | -8459.9238 | FALSE
| 60465300 | WPD014 | WPD | 22KV | 24.5 | 1 | 40240.0236 | 50% | Single phase | 44.74 | 0.00016878 | 0.00018367 | 0.00019994 | 0.00021773 | 0.00023717 | 0.00025844 | 0.0002817 | 0.00030714 | 0.00033499 | 0.00036546 | 0.0003988 | 0.00043531 | 0.00047528 | 0.00051905 | 0.00056698 | 0.00061948 | 0.000677 | 0.00074001 | 0.00080298 | 0.00080298 | 0.0465 | 0.0465 | 0.0465 | 0.0465 | 0.0515 | 0.0515 | 0.0515 | 0.053 | 0.0565 | 0.0565 | 0.0565 | 0.0565 | 0.0565 | 0.0565 | 0.0565 | 0.0565 | 0.0565 | 0.0565 | 0.0565 | 0.0565 | 12.3916 | 7.4301 | 2.6224e-05 | 1096.13 | 621.0917 | 0.80668 | 0.49875 | 19.8217 | 1.3054 | 18.5162 | -602.5754 | FALSE
| 60465308 | WPD014 | WPD | 22KV | 615.43 | 1 | 40240.0236 | 50% | Covered | 390 | 0.0066727 | 0.0072598 | 0.0079007 | 0.0086007 | 0.0093651 | 0.0102 | 0.011112 | 0.012109 | 0.013198 | 0.014389 | 0.01569 | 0.017113 | 0.018668 | 0.020171 | 0.020171 | 0.020171 | 0.020171 | 0.020171 | 0.020171 | 0.020171 | 0.0465 | 0.0465 | 0.0465 | 0.0465 | 0.0515 | 0.0515 | 0.0515 | 0.053 | 0.0565 | 0.0565 | 0.0565 | 0.0565 | 0.0565 | 0.0565 | 0.0565 | 0.0565 | 0.0565 | 0.0565 | 0.0565 | 0.0565 | 432.5517 | 57054.0224 | 0.00065874 | 240017.7 | 135999.3716 | 20.2635 | 2743.3022 | 57486.5741 | 2763.5656 | 54723.0085 | -81276.3631 | FALSE
| 60465354 | WPD014 | WPD | 22KV | 23.3 | 1 | 40240.0236 | 50% | Single phase | 44.74 | 0.00029321 | 0.00031805 | 0.00034508 | 0.00037449 | 0.00040651 | 0.00044136 | 0.0004793 | 0.00052062 | 0.00056561 | 0.00061461 | 0.00066799 | 0.00072614 | 0.00076365 | 0.00076365 | 0.00076365 | 0.00076365 | 0.00076365 | 0.00076365 | 0.00076365 | 0.00076365 | 0.0465 | 0.0465 | 0.0465 | 0.0465 | 0.0515 | 0.0515 | 0.0515 | 0.053 | 0.0565 | 0.0565 | 0.0565 | 0.0565 | 0.0565 | 0.0565 | 0.0565 | 0.0565 | 0.0565 | 0.0565 | 0.0565 | 0.0565 | 17.6216 | 10.1224 | 2.494e-05 | 1042.442 | 590.6708 | 0.76717 | 0.45109 | 27.7439 | 1.2183 | 26.5257 | -564.1452 | FALSE
| 60465355 | WPD014 | WPD | 22KV | 182.1 | 1 | 40240.0236 | 50% | Single phase | 44.74 | 0.00094815 | 0.0010259 | 0.0011104 | 0.0012022 | 0.0013021 | 0.0014108 | 0.0015289 | 0.0016575 | 0.0017975 | 0.0019498 | 0.0021156 | 0.0022961 | 0.0024926 | 0.0027067 | 0.0029399 | 0.0031939 | 0.0034706 | 0.0037722 | 0.0041009 | 0.0044591 | 0.0465 | 0.0465 | 0.0465 | 0.0465 | 0.0515 | 0.0515 | 0.0515 | 0.053 | 0.0565 | 0.0565 | 0.0565 | 0.0565 | 0.0565 | 0.0565 | 0.0565 | 0.0565 | 0.0565 | 0.0565 | 0.0565 | 0.0565 | 65.7384 | 293.3974 | 0.00019491 | 8147.154 | 4616.3588 | 5.9958 | 27.5529 | 359.1358 | 33.5487 | 325.5872 | -4290.7717 | FALSE
| 60465378 | WPD014 | WPD | 22KV | 687.1 | 1 | 40240.0236 | 50% | Three phase | 97.13 | 0.0059842 | 0.0066261 | 0.0073402 | 0.0081349 | 0.0090194 | 0.010004 | 0.011101 | 0.012322 | 0.013683 | 0.015199 | 0.016889 | 0.018773 | 0.020873 | 0.02252 | 0.02252 | 0.02252 | 0.02252 | 0.02252 | 0.02252 | 0.02252 | 0.0465 | 0.0465 | 0.0465 | 0.0465 | 0.0515 | 0.0515 | 0.0515 | 0.053 | 0.0565 | 0.0565 | 0.0565 | 0.0565 | 0.0565 | 0.0565 | 0.0565 | 0.0565 | 0.0565 | 0.0565 | 0.0565 | 0.0565 | 458.8991 | 16758.4486 | 0.00073545 | 66738.023 | 37815.2494 | 22.6233 | 851.6183 | 17217.3477 | 874.2416 | 16343.1062 | -21472.1433 | FALSE
| 60465425 | WPD014 | WPD | 22KV | 191.7 | 1 | 40240.0236 | 50% | Single phase | 44.74 | 0.0016019 | 0.0017344 | 0.0018784 | 0.0020348 | 0.0022049 | 0.0023899 | 0.002591 | 0.0028097 | 0.0030476 | 0.0033064 | 0.003588 | 0.0038944 | 0.0042279 | 0.0045908 | 0.0049859 | 0.0054161 | 0.0058844 | 0.0062829 | 0.0062829 | 0.0062829 | 0.0465 | 0.0465 | 0.0465 | 0.0465 | 0.0515 | 0.0515 | 0.0515 | 0.053 | 0.0565 | 0.0565 | 0.0565 | 0.0565 | 0.0565 | 0.0565 | 0.0565 | 0.0565 | 0.0565 | 0.0565 | 0.0565 | 0.0565 | 108.9959 | 512.4914 | 0.00020519 | 8576.658 | 4859.7253 | 6.3119 | 30.5346 | 621.4873 | 36.8464 | 584.6409 | -4275.0845 | FALSE
| 60465442 | WPD014 | WPD | 22KV | 572.68 | 1 | 40240.0236 | 50% | Three phase | 97.13 | 0.0069331 | 0.007375 | 0.0078463 | 0.0083488 | 0.0088848 | 0.0094564 | 0.010066 | 0.010717 | 0.011411 | 0.012151 | 0.012941 | 0.013784 | 0.014684 | 0.015644 | 0.016669 | 0.017763 | 0.018769 | 0.018769 | 0.018769 | 0.018769 | 0.0465 | 0.0465 | 0.0465 | 0.0465 | 0.0515 | 0.0515 | 0.0515 | 0.053 | 0.0565 | 0.0565 | 0.0565 | 0.0565 | 0.0565 | 0.0565 | 0.0565 | 0.0565 | 0.0565 | 0.0565 | 0.0565 | 0.0565 | 383.1436 | 11757.4055 | 0.00061298 | 55624.4084 | 31518.028 | 18.8559 | 591.6013 | 12140.5491 | 610.4572 | 11530.0919 | -19987.9361 | FALSE
| 60465443 | WPD014 | WPD | 22KV | 211 | 1 | 40240.0236 | 50% | Three phase | 97.13 | 0.0025545 | 0.0027173 | 0.0028909 | 0.0030761 | 0.0032735 | 0.0034842 | 0.0037088 | 0.0039485 | 0.0042042 | 0.004477 | 0.0047681 | 0.0050787 | 0.0054102 | 0.005764 | 0.0061416 | 0.0065446 | 0.0069155 | 0.0069155 | 0.0069155 | 0.0069155 | 0.0465 | 0.0465 | 0.0465 | 0.0465 | 0.0515 | 0.0515 | 0.0515 | 0.053 | 0.0565 | 0.0565 | 0.0565 | 0.0565 | 0.0565 | 0.0565 | 0.0565 | 0.0565 | 0.0565 | 0.0565 | 0.0565 | 0.0565 | 141.1666 | 1596.0716 | 0.00022585 | 20494.43 | 11612.6002 | 6.9473 | 80.3101 | 1737.2382 | 87.2574 | 1649.9808 | -9962.6194 | FALSE
| 60465449 | WPD014 | WPD | 22KV | 32.86 | 1 | 40240.0236 | 50% | Three phase | 97.13 | 0.00030167 | 0.00033503 | 0.00037225 | 0.00041379 | 0.00046016 | 0.00051195 | 0.00056979 | 0.00063442 | 0.00070663 | 0.00078735 | 0.00087758 | 0.00097847 | 0.001077 | 0.001077 | 0.001077 | 0.001077 | 0.001077 | 0.001077 | 0.001077 | 0.001077 | 0.0465 | 0.0465 | 0.0465 | 0.0465 | 0.0515 | 0.0515 | 0.0515 | 0.053 | 0.0565 | 0.0565 | 0.0565 | 0.0565 | 0.0565 | 0.0565 | 0.0565 | 0.0565 | 0.0565 | 0.0565 | 0.0565 | 0.0565 | 22.8706 | 39.9725 | 3.5172e-05 | 3191.6918 | 1808.4836 | 1.0819 | 1.9478 | 62.8431 | 3.0297 | 59.8134 | -1748.6702 | FALSE
| 60465450 | WPD014 | WPD | 22KV | 112.52 | 1 | 40240.0236 | 50% | Three phase | 97.13 | 0.001033 | 0.0011472 | 0.0012747 | 0.0014169 | 0.0015757 | 0.001753 | 0.0019511 | 0.0021724 | 0.0024197 | 0.002696 | 0.003005 | 0.0033505 | 0.0036878 | 0.0036878 | 0.0036878 | 0.0036878 | 0.0036878 | 0.0036878 | 0.0036878 | 0.0036878 | 0.0465 | 0.0465 | 0.0465 | 0.0465 | 0.0515 | 0.0515 | 0.0515 | 0.053 | 0.0565 | 0.0565 | 0.0565 | 0.0565 | 0.0565 | 0.0565 | 0.0565 | 0.0565 | 0.0565 | 0.0565 | 0.0565 | 0.0565 | 78.314 | 468.6904 | 0.00012044 | 10929.0676 | 6192.653 | 3.7048 | 22.8383 | 547.0044 | 26.5431 | 520.4612 | -5672.1917 | FALSE
| 60465456 | WPD014 | WPD | 22KV | 287 | 1 | 40240.0236 | 50% | Single phase | 44.74 | 0.0037039 | 0.0040691 | 0.0044718 | 0.0049159 | 0.0054057 | 0.005946 | 0.0065422 | 0.0072001 | 0.0079263 | 0.0087279 | 0.0094064 | 0.0094064 | 0.0094064 | 0.0094064 | 0.0094064 | 0.0094064 | 0.0094064 | 0.0094064 | 0.0094064 | 0.0094064 | 0.0465 | 0.0465 | 0.0465 | 0.0465 | 0.0515 | 0.0515 | 0.0515 | 0.053 | 0.0565 | 0.0565 | 0.0565 | 0.0565 | 0.0565 | 0.0565 | 0.0565 | 0.0565 | 0.0565 | 0.0565 | 0.0565 | 0.0565 | 228.4133 | 1617.021 | 0.0003072 | 12840.38 | 7275.6451 | 9.4497 | 68.4402 | 1845.4343 | 77.8899 | 1767.5444 | -5508.1008 | FALSE
| 60465460 | WPD014 | WPD | 22KV | 157.61 | 1 | 40240.0236 | 50% | Single phase | 44.74 | 0.0012839 | 0.0014258 | 0.0015841 | 0.0017609 | 0.0019583 | 0.0021788 | 0.0024251 | 0.0027004 | 0.003008 | 0.003352 | 0.0037367 | 0.004167 | 0.0046484 | 0.0051656 | 0.0051656 | 0.0051656 | 0.0051656 | 0.0051656 | 0.0051656 | 0.0051656 | 0.0465 | 0.0465 | 0.0465 | 0.0465 | 0.0515 | 0.0515 | 0.0515 | 0.053 | 0.0565 | 0.0565 | 0.0565 | 0.0565 | 0.0565 | 0.0565 | 0.0565 | 0.0565 | 0.0565 | 0.0565 | 0.0565 | 0.0565 | 102.7053 | 395.8348 | 0.0001687 | 7051.4714 | 3995.5207 | 5.1894 | 20.6403 | 498.5401 | 25.8297 | 472.7104 | -3522.8103 | FALSE
| 60465467 | WPD014 | WPD | 22KV | 979.01 | 1 | 40240.0236 | 50% | Three phase | 97.13 | 0.0079564 | 0.0087502 | 0.0096273 | 0.010596 | 0.011668 | 0.012852 | 0.014161 | 0.015609 | 0.017211 | 0.018983 | 0.020945 | 0.023115 | 0.025518 | 0.028179 | 0.031125 | 0.032087 | 0.032087 | 0.032087 | 0.032087 | 0.032087 | 0.0465 | 0.0465 | 0.0465 | 0.0465 | 0.0515 | 0.0515 | 0.0515 | 0.053 | 0.0565 | 0.0565 | 0.0565 | 0.0565 | 0.0565 | 0.0565 | 0.0565 | 0.0565 | 0.0565 | 0.0565 | 0.0565 | 0.0565 | 606.1257 | 31523.1535 | 0.0010479 | 95091.2413 | 53880.814 | 32.2346 | 1728.9378 | 32129.2792 | 1761.1724 | 30368.1069 | -23512.7072 | FALSE
| 60465468 | WPD014 | WPD | 22KV | 362.25 | 1 | 40240.0236 | 50% | Covered | 390 | 0.0030701 | 0.0034118 | 0.0037935 | 0.0042198 | 0.0046962 | 0.0052287 | 0.0058239 | 0.0064896 | 0.0072342 | 0.0080672 | 0.0089994 | 0.010043 | 0.011211 | 0.011873 | 0.011873 | 0.011873 | 0.011873 | 0.011873 | 0.011873 | 0.011873 | 0.0465 | 0.0465 | 0.0465 | 0.0465 | 0.0515 | 0.0515 | 0.0515 | 0.053 | 0.0565 | 0.0565 | 0.0565 | 0.0565 | 0.0565 | 0.0565 | 0.0565 | 0.0565 | 0.0565 | 0.0565 | 0.0565 | 0.0565 | 241.9522 | 18693.9593 | 0.00038774 | 141277.5 | 80050.9763 | 11.9273 | 950.4584 | 18935.9115 | 962.3857 | 17973.5258 | -62077.4505 | FALSE
| 60465473 | WPD014 | WPD | 22KV | 550.3 | 1 | 40240.0236 | 50% | Three phase | 97.13 | 0.005052 | 0.0056106 | 0.0062339 | 0.0069296 | 0.0077062 | 0.0085735 | 0.0095422 | 0.010624 | 0.011834 | 0.013186 | 0.014697 | 0.016386 | 0.018036 | 0.018036 | 0.018036 | 0.018036 | 0.018036 | 0.018036 | 0.018036 | 0.018036 | 0.0465 | 0.0465 | 0.0465 | 0.0465 | 0.0515 | 0.0515 | 0.0515 | 0.053 | 0.0565 | 0.0565 | 0.0565 | 0.0565 | 0.0565 | 0.0565 | 0.0565 | 0.0565 | 0.0565 | 0.0565 | 0.0565 | 0.0565 | 383.0094 | 11210.5157 | 0.00058902 | 53450.639 | 30286.3219 | 18.119 | 546.2659 | 11593.5251 | 564.385 | 11029.1402 | -19257.1817 | FALSE
| 60465474 | WPD014 | WPD | 22KV | 193.27 | 1 | 40240.0236 | 50% | Three phase | 97.13 | 0.0017743 | 0.0019705 | 0.0021894 | 0.0024337 | 0.0027065 | 0.0030111 | 0.0033513 | 0.0037314 | 0.0041561 | 0.0046309 | 0.0051616 | 0.005755 | 0.0063344 | 0.0063344 | 0.0063344 | 0.0063344 | 0.0063344 | 0.0063344 | 0.0063344 | 0.0063344 | 0.0465 | 0.0465 | 0.0465 | 0.0465 | 0.0515 | 0.0515 | 0.0515 | 0.053 | 0.0565 | 0.0565 | 0.0565 | 0.0565 | 0.0565 | 0.0565 | 0.0565 | 0.0565 | 0.0565 | 0.0565 | 0.0565 | 0.0565 | 134.5161 | 1382.7875 | 0.00020687 | 18772.3151 | 10636.8116 | 6.3636 | 67.3805 | 1517.3037 | 73.744 | 1443.5597 | -9193.2519 | FALSE
| 60465483 | WPD014 | WPD | 22KV | 2208.39 | 1 | 40240.0236 | 50% | Single phase | 44.74 | 0.016315 | 0.017748 | 0.019313 | 0.021023 | 0.022892 | 0.024935 | 0.027168 | 0.02961 | 0.03228 | 0.035201 | 0.038396 | 0.041891 | 0.045716 | 0.049902 | 0.054483 | 0.059499 | 0.06499 | 0.071002 | 0.072379 | 0.072379 | 0.0465 | 0.0465 | 0.0465 | 0.0465 | 0.0515 | 0.0515 | 0.0515 | 0.053 | 0.0565 | 0.0565 | 0.0565 | 0.0565 | 0.0565 | 0.0565 | 0.0565 | 0.0565 | 0.0565 | 0.0565 | 0.0565 | 0.0565 | 1181.1482 | 63867.2074 | 0.0023638 | 98803.3686 | 55984.188 | 72.7128 | 4052.2781 | 65048.3556 | 4124.9909 | 60923.3647 | 4939.1767 | TRUE
| 60465493 | WPD014 | WPD | 22KV | 847.81 | 1 | 40240.0236 | 50% | Three phase | 97.13 | 0.006571 | 0.0072753 | 0.008059 | 0.0089312 | 0.0099023 | 0.010984 | 0.012188 | 0.01353 | 0.015025 | 0.016692 | 0.01855 | 0.020622 | 0.022932 | 0.02551 | 0.027787 | 0.027787 | 0.027787 | 0.027787 | 0.027787 | 0.027787 | 0.0465 | 0.0465 | 0.0465 | 0.0465 | 0.0515 | 0.0515 | 0.0515 | 0.053 | 0.0565 | 0.0565 | 0.0565 | 0.0565 | 0.0565 | 0.0565 | 0.0565 | 0.0565 | 0.0565 | 0.0565 | 0.0565 | 0.0565 | 528.3385 | 23768.0499 | 0.00090747 | 82347.7853 | 46660.0882 | 27.9147 | 1296.5885 | 24296.3885 | 1324.5033 | 22971.8852 | -23688.203 | FALSE
| 60465497 | WPD014 | WPD | 22KV | 252.55 | 1 | 40240.0236 | 50% | Covered | 390 | 0.0018657 | 0.0020296 | 0.0022086 | 0.0024042 | 0.0026179 | 0.0028516 | 0.0031069 | 0.0033862 | 0.0036916 | 0.0040255 | 0.0043909 | 0.0047906 | 0.005228 | 0.0057067 | 0.0062307 | 0.0068042 | 0.0074322 | 0.0081198 | 0.0082773 | 0.0082773 | 0.0465 | 0.0465 | 0.0465 | 0.0465 | 0.0515 | 0.0515 | 0.0515 | 0.053 | 0.0565 | 0.0565 | 0.0565 | 0.0565 | 0.0565 | 0.0565 | 0.0565 | 0.0565 | 0.0565 | 0.0565 | 0.0565 | 0.0565 | 135.0753 | 7280.9786 | 0.00027032 | 98494.5 | 55809.1762 | 8.3154 | 461.9671 | 7416.0539 | 470.2825 | 6945.7714 | -48863.4047 | FALSE
| 60465498 | WPD014 | WPD | 22KV | 2277.8 | 1 | 40240.0236 | 50% | Single phase | 44.74 | 0.019034 | 0.020608 | 0.022319 | 0.024178 | 0.026199 | 0.028397 | 0.030786 | 0.033385 | 0.036212 | 0.039287 | 0.042633 | 0.046274 | 0.050236 | 0.054549 | 0.059243 | 0.064354 | 0.069919 | 0.074654 | 0.074654 | 0.074654 | 0.0465 | 0.0465 | 0.0465 | 0.0465 | 0.0515 | 0.0515 | 0.0515 | 0.053 | 0.0565 | 0.0565 | 0.0565 | 0.0565 | 0.0565 | 0.0565 | 0.0565 | 0.0565 | 0.0565 | 0.0565 | 0.0565 | 0.0565 | 1295.1009 | 72355.8326 | 0.0024381 | 101908.772 | 57743.7787 | 74.9982 | 4311.0084 | 73650.9335 | 4386.0066 | 69264.9269 | 11521.1482 | TRUE
| 60465506 | WPD014 | WPD | 22KV | 960.64 | 1 | 40240.0236 | 50% | Single phase | 44.74 | 0.0080276 | 0.0086914 | 0.0094128 | 0.010197 | 0.011049 | 0.011976 | 0.012984 | 0.01408 | 0.015272 | 0.016569 | 0.01798 | 0.019515 | 0.021187 | 0.023005 | 0.024985 | 0.027141 | 0.029488 | 0.031485 | 0.031485 | 0.031485 | 0.0465 | 0.0465 | 0.0465 | 0.0465 | 0.0515 | 0.0515 | 0.0515 | 0.053 | 0.0565 | 0.0565 | 0.0565 | 0.0565 | 0.0565 | 0.0565 | 0.0565 | 0.0565 | 0.0565 | 0.0565 | 0.0565 | 0.0565 | 546.1962 | 12869.56 | 0.0010282 | 42979.0336 | 24352.8771 | 31.6298 | 766.7769 | 13415.7563 | 798.4067 | 12617.3496 | -11735.5276 | FALSE
| 60465507 | WPD014 | WPD | 22KV | 1281 | 1 | 40240.0236 | 50% | Single phase | 44.74 | 0.010705 | 0.01159 | 0.012552 | 0.013597 | 0.014734 | 0.01597 | 0.017314 | 0.018775 | 0.020365 | 0.022094 | 0.023976 | 0.026024 | 0.028252 | 0.030677 | 0.033318 | 0.036192 | 0.039322 | 0.041984 | 0.041984 | 0.041984 | 0.0465 | 0.0465 | 0.0465 | 0.0465 | 0.0515 | 0.0515 | 0.0515 | 0.053 | 0.0565 | 0.0565 | 0.0565 | 0.0565 | 0.0565 | 0.0565 | 0.0565 | 0.0565 | 0.0565 | 0.0565 | 0.0565 | 0.0565 | 728.345 | 22884.4578 | 0.0013711 | 57311.94 | 32474.221 | 42.1778 | 1363.4712 | 23612.8028 | 1405.649 | 22207.1538 | -10267.0671 | FALSE
| 60465509 | WPD014 | WPD | 22KV | 509.02 | 1 | 40240.0236 | 50% | Three phase | 97.13 | 0.0039452 | 0.004368 | 0.0048386 | 0.0053623 | 0.0059453 | 0.0065945 | 0.0073176 | 0.0081233 | 0.009021 | 0.010022 | 0.011137 | 0.012381 | 0.013768 | 0.015316 | 0.016683 | 0.016683 | 0.016683 | 0.016683 | 0.016683 | 0.016683 | 0.0465 | 0.0465 | 0.0465 | 0.0465 | 0.0515 | 0.0515 | 0.0515 | 0.053 | 0.0565 | 0.0565 | 0.0565 | 0.0565 | 0.0565 | 0.0565 | 0.0565 | 0.0565 | 0.0565 | 0.0565 | 0.0565 | 0.0565 | 317.2113 | 8567.7379 | 0.00054484 | 49441.1126 | 28014.435 | 16.7598 | 467.385 | 8884.9492 | 484.1449 | 8400.8043 | -19613.6306 | FALSE
| 60465510 | WPD014 | WPD | 22KV | 548.87 | 1 | 40240.0236 | 50% | Covered | 390 | 0.0046517 | 0.0051695 | 0.0057477 | 0.0063937 | 0.0071155 | 0.0079223 | 0.0088243 | 0.0098329 | 0.010961 | 0.012223 | 0.013636 | 0.015216 | 0.016986 | 0.017989 | 0.017989 | 0.017989 | 0.017989 | 0.017989 | 0.017989 | 0.017989 | 0.0465 | 0.0465 | 0.0465 | 0.0465 | 0.0515 | 0.0515 | 0.0515 | 0.053 | 0.0565 | 0.0565 | 0.0565 | 0.0565 | 0.0565 | 0.0565 | 0.0565 | 0.0565 | 0.0565 | 0.0565 | 0.0565 | 0.0565 | 366.5985 | 42916.4206 | 0.00058749 | 214059.3 | 121290.7643 | 18.0719 | 2182.0028 | 43283.0191 | 2200.0748 | 41082.9443 | -80207.82 | FALSE
| 60465524 | WPD014 | WPD | 22KV | 28.05 | 1 | 40240.0236 | 50% | Three phase | 97.13 | 0.00035974 | 0.00039397 | 0.00043158 | 0.00047292 | 0.00051837 | 0.00056834 | 0.0006233 | 0.00068375 | 0.00075024 | 0.0008234 | 0.0009039 | 0.00091933 | 0.00091933 | 0.00091933 | 0.00091933 | 0.00091933 | 0.00091933 | 0.00091933 | 0.00091933 | 0.00091933 | 0.0465 | 0.0465 | 0.0465 | 0.0465 | 0.0515 | 0.0515 | 0.0515 | 0.053 | 0.0565 | 0.0565 | 0.0565 | 0.0565 | 0.0565 | 0.0565 | 0.0565 | 0.0565 | 0.0565 | 0.0565 | 0.0565 | 0.0565 | 22.0776 | 33.1564 | 3.0024e-05 | 2724.4965 | 1543.7604 | 0.92357 | 1.4193 | 55.2341 | 2.3429 | 52.8912 | -1490.8691 | FALSE
| 60465533 | WPD014 | WPD | 22KV | 2513.54 | 1 | 40240.0236 | 50% | Single phase | 44.74 | 0.031556 | 0.034188 | 0.037048 | 0.040157 | 0.043536 | 0.04721 | 0.051206 | 0.055551 | 0.060276 | 0.065417 | 0.071009 | 0.077093 | 0.082381 | 0.082381 | 0.082381 | 0.082381 | 0.082381 | 0.082381 | 0.082381 | 0.082381 | 0.0465 | 0.0465 | 0.0465 | 0.0465 | 0.0515 | 0.0515 | 0.0515 | 0.053 | 0.0565 | 0.0565 | 0.0565 | 0.0565 | 0.0565 | 0.0565 | 0.0565 | 0.0565 | 0.0565 | 0.0565 | 0.0565 | 0.0565 | 1890.5348 | 117150.7343 | 0.0026904 | 112455.7796 | 63719.948 | 82.7601 | 5249.5164 | 119041.2691 | 5332.2765 | 113708.9927 | 49989.0447 | TRUE
| 60465534 | WPD014 | WPD | 22KV | 1332.16 | 1 | 40240.0236 | 50% | Single phase | 44.74 | 0.016764 | 0.018184 | 0.01973 | 0.021411 | 0.023242 | 0.025234 | 0.027404 | 0.029766 | 0.032338 | 0.03514 | 0.038192 | 0.041516 | 0.043661 | 0.043661 | 0.043661 | 0.043661 | 0.043661 | 0.043661 | 0.043661 | 0.043661 | 0.0465 | 0.0465 | 0.0465 | 0.0465 | 0.0515 | 0.0515 | 0.0515 | 0.053 | 0.0565 | 0.0565 | 0.0565 | 0.0565 | 0.0565 | 0.0565 | 0.0565 | 0.0565 | 0.0565 | 0.0565 | 0.0565 | 0.0565 | 1007.4991 | 33089.0319 | 0.0014259 | 59600.8384 | 33771.1617 | 43.8623 | 1474.5533 | 34096.531 | 1518.4156 | 32578.1154 | -1193.0463 | FALSE
| 60465563 | WPD014 | WPD | 22KV | 703.39 | 1 | 40240.0236 | 50% | Single phase | 44.74 | 0.0087168 | 0.0093822 | 0.010101 | 0.010876 | 0.011713 | 0.012617 | 0.013594 | 0.014648 | 0.015787 | 0.017017 | 0.018347 | 0.019783 | 0.021335 | 0.023012 | 0.023053 | 0.023053 | 0.023053 | 0.023053 | 0.023053 | 0.023053 | 0.0465 | 0.0465 | 0.0465 | 0.0465 | 0.0515 | 0.0515 | 0.0515 | 0.053 | 0.0565 | 0.0565 | 0.0565 | 0.0565 | 0.0565 | 0.0565 | 0.0565 | 0.0565 | 0.0565 | 0.0565 | 0.0565 | 0.0565 | 511.1982 | 8865.3896 | 0.00075289 | 31469.6686 | 17831.4147 | 23.1596 | 411.093 | 9376.5877 | 434.2526 | 8942.3351 | -8889.0796 | FALSE
| 60465567 | WPD014 | WPD | 22KV | 480.87 | 1 | 40240.0236 | 50% | Three phase | 97.13 | 0.003908 | 0.0042979 | 0.0047287 | 0.0052047 | 0.0057308 | 0.0063125 | 0.0069556 | 0.0076669 | 0.0084537 | 0.0093243 | 0.010288 | 0.011354 | 0.012534 | 0.013841 | 0.015288 | 0.01576 | 0.01576 | 0.01576 | 0.01576 | 0.01576 | 0.0465 | 0.0465 | 0.0465 | 0.0465 | 0.0515 | 0.0515 | 0.0515 | 0.053 | 0.0565 | 0.0565 | 0.0565 | 0.0565 | 0.0565 | 0.0565 | 0.0565 | 0.0565 | 0.0565 | 0.0565 | 0.0565 | 0.0565 | 297.7168 | 7605.2023 | 0.00051471 | 46706.9031 | 26465.171 | 15.833 | 417.1195 | 7902.919 | 432.9525 | 7469.9666 | -18995.2044 | FALSE
| 60465578 | WPD014 | WPD | 22KV | 283.04 | 1 | 40240.0236 | 50% | Single phase | 44.74 | 0.0014737 | 0.0015945 | 0.0017258 | 0.0018686 | 0.0020239 | 0.0021928 | 0.0023765 | 0.0025763 | 0.0027938 | 0.0030306 | 0.0032883 | 0.0035688 | 0.0038743 | 0.0042071 | 0.0045695 | 0.0049643 | 0.0053944 | 0.0058632 | 0.006374 | 0.0069308 | 0.0465 | 0.0465 | 0.0465 | 0.0465 | 0.0515 | 0.0515 | 0.0515 | 0.053 | 0.0565 | 0.0565 | 0.0565 | 0.0565 | 0.0565 | 0.0565 | 0.0565 | 0.0565 | 0.0565 | 0.0565 | 0.0565 | 0.0565 | 102.178 | 708.8136 | 0.00030296 | 12663.2096 | 7175.2564 | 9.3193 | 66.5646 | 810.9915 | 75.8839 | 735.1076 | -6440.1488 | FALSE
| 60465585 | WPD014 | WPD | 22KV | 261.73 | 1 | 40240.0236 | 50% | Three phase | 97.13 | 0.0032416 | 0.0035898 | 0.003977 | 0.0044077 | 0.0048867 | 0.0054196 | 0.0060127 | 0.0066727 | 0.0074076 | 0.0082258 | 0.0085781 | 0.0085781 | 0.0085781 | 0.0085781 | 0.0085781 | 0.0085781 | 0.0085781 | 0.0085781 | 0.0085781 | 0.0085781 | 0.0465 | 0.0465 | 0.0465 | 0.0465 | 0.0515 | 0.0515 | 0.0515 | 0.053 | 0.0565 | 0.0565 | 0.0565 | 0.0565 | 0.0565 | 0.0565 | 0.0565 | 0.0565 | 0.0565 | 0.0565 | 0.0565 | 0.0565 | 208.4498 | 2919.4835 | 0.00028015 | 25421.8349 | 14404.5775 | 8.6176 | 123.5697 | 3127.9332 | 132.1874 | 2995.7459 | -11408.8317 | FALSE
| 60465593 | WPD014 | WPD | 22KV | 280.92 | 1 | 40240.0236 | 50% | Three phase | 97.13 | 0.0037201 | 0.0041406 | 0.0046104 | 0.0051356 | 0.0057229 | 0.0063796 | 0.0071142 | 0.0079361 | 0.0088558 | 0.0092071 | 0.0092071 | 0.0092071 | 0.0092071 | 0.0092071 | 0.0092071 | 0.0092071 | 0.0092071 | 0.0092071 | 0.0092071 | 0.0092071 | 0.0465 | 0.0465 | 0.0465 | 0.0465 | 0.0515 | 0.0515 | 0.0515 | 0.053 | 0.0565 | 0.0565 | 0.0565 | 0.0565 | 0.0565 | 0.0565 | 0.0565 | 0.0565 | 0.0565 | 0.0565 | 0.0565 | 0.0565 | 232.2857 | 3498.5909 | 0.00030069 | 27285.7596 | 15460.7188 | 9.2495 | 142.3542 | 3730.8767 | 151.6037 | 3579.273 | -11881.4458 | FALSE
| 60465621 | TQY031 | TQY | 22KV | 253.99 | 2 | 36500.4227 | 33.33% | Three phase | 97.13 | 0.003091 | 0.0033928 | 0.0037253 | 0.0040917 | 0.0044955 | 0.0049407 | 0.0054314 | 0.0059725 | 0.0065693 | 0.0072275 | 0.0079537 | 0.0083245 | 0.0083245 | 0.0083245 | 0.0083245 | 0.0083245 | 0.0083245 | 0.0083245 | 0.0083245 | 0.0083245 | 4.135 | 4.2037 | 4.3107 | 4.3993 | 4.4733 | 4.5463 | 4.6307 | 4.7593 | 4.8397 | 4.8397 | 4.8397 | 4.8397 | 4.8397 | 4.8397 | 4.8397 | 4.8397 | 4.8397 | 4.8397 | 4.8397 | 4.8397 | 15477.9381 | 2664.1364 | 0.00027186 | 24670.0487 | 13978.5987 | 665.0307 | 116.3693 | 18142.0745 | 781.3999 | 17360.6746 | 3382.0758 | TRUE
| 60465622 | TQY031 | TQY | 22KV | 321.28 | 2 | 36500.4227 | 33.33% | Three phase | 97.13 | 0.0040531 | 0.0044018 | 0.0047819 | 0.005196 | 0.0056473 | 0.0061392 | 0.0066755 | 0.0072602 | 0.0078978 | 0.0085931 | 0.0093515 | 0.010179 | 0.01053 | 0.01053 | 0.01053 | 0.01053 | 0.01053 | 0.01053 | 0.01053 | 0.01053 | 4.135 | 4.2037 | 4.3107 | 4.3993 | 4.4733 | 4.5463 | 4.6307 | 4.7593 | 4.8397 | 4.8397 | 4.8397 | 4.8397 | 4.8397 | 4.8397 | 4.8397 | 4.8397 | 4.8397 | 4.8397 | 4.8397 | 4.8397 | 19288.8618 | 4202.2593 | 0.00034389 | 31205.9264 | 17681.9725 | 841.2184 | 186.1969 | 23491.1211 | 1027.4153 | 22463.7058 | 4781.7333 | TRUE
| 60465630 | TQY031 | TQY | 22KV | 171.13 | 2 | 36500.4227 | 33.33% | Single phase | 44.74 | 0.0013906 | 0.0015128 | 0.0016462 | 0.0017921 | 0.0019514 | 0.0021255 | 0.0023158 | 0.0025238 | 0.0027513 | 0.003 | 0.0032721 | 0.0035696 | 0.0038952 | 0.0042514 | 0.0046412 | 0.0050678 | 0.0055348 | 0.0056087 | 0.0056087 | 0.0056087 | 4.135 | 4.2037 | 4.3107 | 4.3993 | 4.4733 | 4.5463 | 4.6307 | 4.7593 | 4.8397 | 4.8397 | 4.8397 | 4.8397 | 4.8397 | 4.8397 | 4.8397 | 4.8397 | 4.8397 | 4.8397 | 4.8397 | 4.8397 | 7778.8807 | 414.1649 | 0.00018317 | 7656.3562 | 4338.2619 | 448.0755 | 24.3332 | 8193.0456 | 472.4087 | 7720.6369 | 3382.375 | TRUE
| 60465632 | TQY031 | TQY | 22KV | 52.75 | 2 | 36500.4227 | 33.33% | Three phase | 97.13 | 0.00063993 | 0.0007013 | 0.0007688 | 0.00084305 | 0.00092475 | 0.0010147 | 0.0011136 | 0.0012225 | 0.0013425 | 0.0014745 | 0.00162 | 0.0017289 | 0.0017289 | 0.0017289 | 0.0017289 | 0.0017289 | 0.0017289 | 0.0017289 | 0.0017289 | 0.0017289 | 4.135 | 4.2037 | 4.3107 | 4.3993 | 4.4733 | 4.5463 | 4.6307 | 4.7593 | 4.8397 | 4.8397 | 4.8397 | 4.8397 | 4.8397 | 4.8397 | 4.8397 | 4.8397 | 4.8397 | 4.8397 | 4.8397 | 4.8397 | 3194.7393 | 114.2013 | 5.6462e-05 | 5123.6075 | 2903.1501 | 138.1171 | 5.0194 | 3308.9406 | 143.1365 | 3165.8041 | 262.6541 | TRUE
| 60465633 | TQY031 | TQY | 22KV | 81.91 | 2 | 36500.4227 | 33.33% | Three phase | 97.13 | 0.00099368 | 0.001089 | 0.0011938 | 0.0013091 | 0.0014359 | 0.0015756 | 0.0017292 | 0.0018984 | 0.0020846 | 0.0022897 | 0.0025155 | 0.0026846 | 0.0026846 | 0.0026846 | 0.0026846 | 0.0026846 | 0.0026846 | 0.0026846 | 0.0026846 | 0.0026846 | 4.135 | 4.2037 | 4.3107 | 4.3993 | 4.4733 | 4.5463 | 4.6307 | 4.7593 | 4.8397 | 4.8397 | 4.8397 | 4.8397 | 4.8397 | 4.8397 | 4.8397 | 4.8397 | 4.8397 | 4.8397 | 4.8397 | 4.8397 | 4960.7791 | 275.3594 | 8.7674e-05 | 7955.9183 | 4508.0004 | 214.4677 | 12.1026 | 5236.1385 | 226.5703 | 5009.5682 | 501.5678 | TRUE
| 60465635 | TQY031 | TQY | 22KV | 452.52 | 2 | 36500.4227 | 33.33% | Single phase | 44.74 | 0.0049064 | 0.005338 | 0.0058093 | 0.006324 | 0.0068861 | 0.0075001 | 0.0081708 | 0.0089037 | 0.0097047 | 0.01058 | 0.011537 | 0.012583 | 0.013727 | 0.014831 | 0.014831 | 0.014831 | 0.014831 | 0.014831 | 0.014831 | 0.014831 | 4.135 | 4.2037 | 4.3107 | 4.3993 | 4.4733 | 4.5463 | 4.6307 | 4.7593 | 4.8397 | 4.8397 | 4.8397 | 4.8397 | 4.8397 | 4.8397 | 4.8397 | 4.8397 | 4.8397 | 4.8397 | 4.8397 | 4.8397 | 25079.561 | 3538.6358 | 0.00048436 | 20245.7448 | 11471.6897 | 1184.8485 | 170.1466 | 28618.1968 | 1354.9951 | 27263.2017 | 15791.5121 | TRUE
| 60465638 | TQY021 | TQY | 22KV | 956.88 | 5 | 36500.4227 | 16.67% | Three phase | 97.13 | 0.011179 | 0.012417 | 0.013797 | 0.015336 | 0.017054 | 0.018972 | 0.021113 | 0.023503 | 0.026173 | 0.029156 | 0.031362 | 0.031362 | 0.031362 | 0.031362 | 0.031362 | 0.031362 | 0.031362 | 0.031362 | 0.031362 | 0.031362 | 1.8112 | 1.8338 | 1.8643 | 1.8938 | 1.908 | 1.9295 | 1.9397 | 1.956 | 1.9587 | 1.9587 | 1.9587 | 1.9587 | 1.9587 | 1.9587 | 1.9587 | 1.9587 | 1.9587 | 1.9587 | 1.9587 | 1.9587 | 24280.4214 | 38261.8089 | 0.0010242 | 92941.7544 | 52662.8669 | 1040.326 | 1651.6577 | 62542.2303 | 2691.9837 | 59850.2466 | 7187.3797 | TRUE
| 60465639 | TQY021 | TQY | 22KV | 28.61 | 5 | 36500.4227 | 16.67% | Three phase | 97.13 | 0.00033426 | 0.00037125 | 0.00041251 | 0.00045855 | 0.00050991 | 0.00056725 | 0.00063126 | 0.00070274 | 0.00078256 | 0.00087174 | 0.00093769 | 0.00093769 | 0.00093769 | 0.00093769 | 0.00093769 | 0.00093769 | 0.00093769 | 0.00093769 | 0.00093769 | 0.00093769 | 1.8112 | 1.8338 | 1.8643 | 1.8938 | 1.908 | 1.9295 | 1.9397 | 1.956 | 1.9587 | 1.9587 | 1.9587 | 1.9587 | 1.9587 | 1.9587 | 1.9587 | 1.9587 | 1.9587 | 1.9587 | 1.9587 | 1.9587 | 725.9665 | 34.2047 | 3.0623e-05 | 2778.8893 | 1574.5805 | 31.105 | 1.4765 | 760.1713 | 32.5815 | 727.5898 | -846.9908 | FALSE
| 60465640 | TQY021 | TQY | 22KV | 135.24 | 5 | 36500.4227 | 16.67% | Three phase | 97.13 | 0.00158 | 0.0017549 | 0.00195 | 0.0021676 | 0.0024104 | 0.0026814 | 0.002984 | 0.0033218 | 0.0036992 | 0.0041207 | 0.0044325 | 0.0044325 | 0.0044325 | 0.0044325 | 0.0044325 | 0.0044325 | 0.0044325 | 0.0044325 | 0.0044325 | 0.0044325 | 1.8112 | 1.8338 | 1.8643 | 1.8938 | 1.908 | 1.9295 | 1.9397 | 1.956 | 1.9587 | 1.9587 | 1.9587 | 1.9587 | 1.9587 | 1.9587 | 1.9587 | 1.9587 | 1.9587 | 1.9587 | 1.9587 | 1.9587 | 3431.6572 | 764.2947 | 0.00014476 | 13135.8612 | 7443.0714 | 147.0338 | 32.9925 | 4195.952 | 180.0263 | 4015.9257 | -3427.1457 | FALSE
| 60465641 | TQY031 | TQY | 22KV | 68.34 | 2 | 36500.4227 | 33.33% | Three phase | 97.13 | 0.00079843 | 0.0008868 | 0.00098536 | 0.0010953 | 0.001218 | 0.001355 | 0.0015079 | 0.0016786 | 0.0018693 | 0.0020823 | 0.0022398 | 0.0022398 | 0.0022398 | 0.0022398 | 0.0022398 | 0.0022398 | 0.0022398 | 0.0022398 | 0.0022398 | 0.0022398 | 4.135 | 4.2037 | 4.3107 | 4.3993 | 4.4733 | 4.5463 | 4.6307 | 4.7593 | 4.8397 | 4.8397 | 4.8397 | 4.8397 | 4.8397 | 4.8397 | 4.8397 | 4.8397 | 4.8397 | 4.8397 | 4.8397 | 4.8397 | 4216.4088 | 195.1644 | 7.3149e-05 | 6637.8642 | 3761.1616 | 178.9369 | 8.4247 | 4411.5731 | 187.3617 | 4224.2115 | 463.0499 | TRUE
| 60465642 | TQY031 | TQY | 22KV | 184.41 | 2 | 36500.4227 | 33.33% | Three phase | 97.13 | 0.0011277 | 0.0012266 | 0.0013347 | 0.0014528 | 0.0015819 | 0.0017231 | 0.0018775 | 0.0020464 | 0.0022312 | 0.0024334 | 0.0026546 | 0.0028968 | 0.0031619 | 0.0034521 | 0.00377 | 0.004118 | 0.0044993 | 0.004917 | 0.0053747 | 0.0058762 | 4.135 | 4.2037 | 4.3107 | 4.3993 | 4.4733 | 4.5463 | 4.6307 | 4.7593 | 4.8397 | 4.8397 | 4.8397 | 4.8397 | 4.8397 | 4.8397 | 4.8397 | 4.8397 | 4.8397 | 4.8397 | 4.8397 | 4.8397 | 6544.6341 | 814.502 | 0.00019739 | 17911.7433 | 10149.1925 | 482.847 | 61.3443 | 7359.1361 | 544.1913 | 6814.9449 | -3334.2476 | FALSE
| 60465644 | TQY031 | TQY | 22KV | 16.35 | 2 | 36500.4227 | 33.33% | Three phase | 97.13 | 0.00012135 | 0.00013684 | 0.00015442 | 0.00017437 | 0.00019703 | 0.00022275 | 0.00025198 | 0.00028519 | 0.00032295 | 0.00036589 | 0.00041473 | 0.0004703 | 0.00053354 | 0.00053587 | 0.00053587 | 0.00053587 | 0.00053587 | 0.00053587 | 0.00053587 | 0.00053587 | 4.135 | 4.2037 | 4.3107 | 4.3993 | 4.4733 | 4.5463 | 4.6307 | 4.7593 | 4.8397 | 4.8397 | 4.8397 | 4.8397 | 4.8397 | 4.8397 | 4.8397 | 4.8397 | 4.8397 | 4.8397 | 4.8397 | 4.8397 | 849.5501 | 9.3561 | 1.7501e-05 | 1588.0755 | 899.8389 | 42.8098 | 0.48221 | 858.9062 | 43.292 | 815.6142 | -84.2247 | FALSE
| 60465657 | TQY031 | TQY | 22KV | 289.85 | 2 | 36500.4227 | 33.33% | Three phase | 97.13 | 0.0036039 | 0.003999 | 0.0044392 | 0.0049298 | 0.0054766 | 0.0060862 | 0.0067661 | 0.0075243 | 0.0083702 | 0.009314 | 0.0094998 | 0.0094998 | 0.0094998 | 0.0094998 | 0.0094998 | 0.0094998 | 0.0094998 | 0.0094998 | 0.0094998 | 0.0094998 | 4.135 | 4.2037 | 4.3107 | 4.3993 | 4.4733 | 4.5463 | 4.6307 | 4.7593 | 4.8397 | 4.8397 | 4.8397 | 4.8397 | 4.8397 | 4.8397 | 4.8397 | 4.8397 | 4.8397 | 4.8397 | 4.8397 | 4.8397 | 18342.2094 | 3604.1191 | 0.00031025 | 28153.1305 | 15952.1904 | 758.9241 | 151.5485 | 21946.3285 | 910.4726 | 21035.8559 | 5083.6655 | TRUE
| 60465660 | TQY031 | TQY | 22KV | 26.1 | 2 | 36500.4227 | 33.33% | Three phase | 97.13 | 0.00021262 | 0.00023611 | 0.00026233 | 0.0002916 | 0.00032429 | 0.0003608 | 0.00040159 | 0.00044717 | 0.00049813 | 0.00055509 | 0.0006188 | 0.00069005 | 0.00076976 | 0.00085542 | 0.00085542 | 0.00085542 | 0.00085542 | 0.00085542 | 0.00085542 | 0.00085542 | 4.135 | 4.2037 | 4.3107 | 4.3993 | 4.4733 | 4.5463 | 4.6307 | 4.7593 | 4.8397 | 4.8397 | 4.8397 | 4.8397 | 4.8397 | 4.8397 | 4.8397 | 4.8397 | 4.8397 | 4.8397 | 4.8397 | 4.8397 | 1338.6735 | 23.5659 | 2.7937e-05 | 2535.093 | 1436.4401 | 68.3385 | 1.2288 | 1362.2395 | 69.5673 | 1292.6722 | -143.768 | FALSE
| 60465661 | TQY031 | TQY | 22KV | 200.99 | 2 | 36500.4227 | 33.33% | Three phase | 97.13 | 0.0016373 | 0.0018182 | 0.0020202 | 0.0022456 | 0.0024973 | 0.0027784 | 0.0030926 | 0.0034436 | 0.003836 | 0.0042746 | 0.0047652 | 0.0053139 | 0.0059278 | 0.0065874 | 0.0065874 | 0.0065874 | 0.0065874 | 0.0065874 | 0.0065874 | 0.0065874 | 4.135 | 4.2037 | 4.3107 | 4.3993 | 4.4733 | 4.5463 | 4.6307 | 4.7593 | 4.8397 | 4.8397 | 4.8397 | 4.8397 | 4.8397 | 4.8397 | 4.8397 | 4.8397 | 4.8397 | 4.8397 | 4.8397 | 4.8397 | 10308.8121 | 1397.5029 | 0.00021513 | 19522.1587 | 11061.6897 | 526.259 | 72.8709 | 11706.3151 | 599.1298 | 11107.1852 | 45.4955 | TRUE
| 60465663 | TQY021 | TQY | 22KV | 505.48 | 5 | 36500.4227 | 16.67% | Three phase | 97.13 | 0.0059056 | 0.0065592 | 0.0072882 | 0.0081016 | 0.0090091 | 0.010022 | 0.011153 | 0.012416 | 0.013826 | 0.015402 | 0.016567 | 0.016567 | 0.016567 | 0.016567 | 0.016567 | 0.016567 | 0.016567 | 0.016567 | 0.016567 | 0.016567 | 1.8112 | 1.8338 | 1.8643 | 1.8938 | 1.908 | 1.9295 | 1.9397 | 1.956 | 1.9587 | 1.9587 | 1.9587 | 1.9587 | 1.9587 | 1.9587 | 1.9587 | 1.9587 | 1.9587 | 1.9587 | 1.9587 | 1.9587 | 12826.3391 | 10677.2275 | 0.00054105 | 49097.2724 | 27819.6074 | 549.561 | 460.9067 | 23503.5667 | 1010.4678 | 22493.0989 | -5326.5085 | FALSE
| 60465664 | TQY021 | TQY | 22KV | 192.86 | 5 | 36500.4227 | 16.67% | Three phase | 97.13 | 0.0022532 | 0.0025026 | 0.0027807 | 0.0030911 | 0.0034373 | 0.0038238 | 0.0042553 | 0.0047371 | 0.0052753 | 0.0058764 | 0.0063209 | 0.0063209 | 0.0063209 | 0.0063209 | 0.0063209 | 0.0063209 | 0.0063209 | 0.0063209 | 0.0063209 | 0.0063209 | 1.8112 | 1.8338 | 1.8643 | 1.8938 | 1.908 | 1.9295 | 1.9397 | 1.956 | 1.9587 | 1.9587 | 1.9587 | 1.9587 | 1.9587 | 1.9587 | 1.9587 | 1.9587 | 1.9587 | 1.9587 | 1.9587 | 1.9587 | 4893.7401 | 1554.3001 | 0.00020643 | 18732.4918 | 10614.2468 | 209.6786 | 67.0949 | 6448.0402 | 276.7735 | 6171.2667 | -4442.9801 | FALSE
| 60465666 | TQY031 | TQY | 22KV | 34.09 | 2 | 36500.4227 | 33.33% | Three phase | 97.13 | 0.00025301 | 0.00028532 | 0.00032197 | 0.00036357 | 0.0004108 | 0.00046444 | 0.00052538 | 0.00059463 | 0.00067336 | 0.00076288 | 0.00086472 | 0.00098058 | 0.0011124 | 0.0011173 | 0.0011173 | 0.0011173 | 0.0011173 | 0.0011173 | 0.0011173 | 0.0011173 | 4.135 | 4.2037 | 4.3107 | 4.3993 | 4.4733 | 4.5463 | 4.6307 | 4.7593 | 4.8397 | 4.8397 | 4.8397 | 4.8397 | 4.8397 | 4.8397 | 4.8397 | 4.8397 | 4.8397 | 4.8397 | 4.8397 | 4.8397 | 1771.325 | 40.6735 | 3.6489e-05 | 3311.1617 | 1876.1779 | 89.259 | 2.0963 | 1811.9985 | 91.3553 | 1720.6431 | -155.5348 | FALSE
| 60465668 | TQY031 | TQY | 22KV | 620.39 | 2 | 36500.4227 | 33.33% | Single phase | 44.74 | 0.0080065 | 0.0087959 | 0.0096664 | 0.010626 | 0.011685 | 0.012853 | 0.014142 | 0.015564 | 0.017134 | 0.018867 | 0.020333 | 0.020333 | 0.020333 | 0.020333 | 0.020333 | 0.020333 | 0.020333 | 0.020333 | 0.020333 | 0.020333 | 4.135 | 4.2037 | 4.3107 | 4.3993 | 4.4733 | 4.5463 | 4.6307 | 4.7593 | 4.8397 | 4.8397 | 4.8397 | 4.8397 | 4.8397 | 4.8397 | 4.8397 | 4.8397 | 4.8397 | 4.8397 | 4.8397 | 4.8397 | 38984.8082 | 7555.8171 | 0.00066405 | 27756.2486 | 15727.3083 | 1624.3883 | 319.7991 | 46540.6253 | 1944.1874 | 44596.438 | 28869.1296 | TRUE
| 60465675 | TQY031 | TQY | 22KV | 1769.25 | 2 | 36500.4227 | 33.33% | Three phase | 97.13 | 0.021926 | 0.023599 | 0.025406 | 0.027357 | 0.029462 | 0.031736 | 0.034192 | 0.036845 | 0.039709 | 0.042804 | 0.046148 | 0.049761 | 0.053665 | 0.057883 | 0.057987 | 0.057987 | 0.057987 | 0.057987 | 0.057987 | 0.057987 | 4.135 | 4.2037 | 4.3107 | 4.3993 | 4.4733 | 4.5463 | 4.6307 | 4.7593 | 4.8397 | 4.8397 | 4.8397 | 4.8397 | 4.8397 | 4.8397 | 4.8397 | 4.8397 | 4.8397 | 4.8397 | 4.8397 | 4.8397 | 101485.8981 | 121770.2681 | 0.0018937 | 171847.2525 | 97372.4786 | 4632.4875 | 5646.5543 | 223256.1662 | 10279.0418 | 212977.1244 | 115604.6458 | TRUE
| 60465676 | TQY031 | TQY | 22KV | 2423.17 | 2 | 36500.4227 | 33.33% | Three phase | 97.13 | 0.030029 | 0.032322 | 0.034796 | 0.037468 | 0.040352 | 0.043466 | 0.04683 | 0.050462 | 0.054386 | 0.058625 | 0.063204 | 0.068152 | 0.073499 | 0.079277 | 0.079419 | 0.079419 | 0.079419 | 0.079419 | 0.079419 | 0.079419 | 4.135 | 4.2037 | 4.3107 | 4.3993 | 4.4733 | 4.5463 | 4.6307 | 4.7593 | 4.8397 | 4.8397 | 4.8397 | 4.8397 | 4.8397 | 4.8397 | 4.8397 | 4.8397 | 4.8397 | 4.8397 | 4.8397 | 4.8397 | 138995.3843 | 228418.1558 | 0.0025937 | 235362.5021 | 133361.6328 | 6344.6685 | 10591.8756 | 367413.5401 | 16936.5441 | 350476.9961 | 217115.3632 | TRUE
| 60465685 | TQY021 | TQY | 22KV | 35.55 | 5 | 36500.4227 | 16.67% | Three phase | 97.13 | 0.00025716 | 0.00028555 | 0.00031725 | 0.00035264 | 0.00039218 | 0.00043634 | 0.0004857 | 0.00054088 | 0.00060257 | 0.00067156 | 0.00074874 | 0.00083509 | 0.00093173 | 0.0010399 | 0.001161 | 0.0011651 | 0.0011651 | 0.0011651 | 0.0011651 | 0.0011651 | 1.8112 | 1.8338 | 1.8643 | 1.8938 | 1.908 | 1.9295 | 1.9397 | 1.956 | 1.9587 | 1.9587 | 1.9587 | 1.9587 | 1.9587 | 1.9587 | 1.9587 | 1.9587 | 1.9587 | 1.9587 | 1.9587 | 1.9587 | 695.5646 | 40.6415 | 3.8052e-05 | 3452.9715 | 1956.5305 | 38.6502 | 2.2797 | 736.2061 | 40.9299 | 695.2761 | -1261.2544 | FALSE
| 60465686 | TQY021 | TQY | 22KV | 78.19 | 5 | 36500.4227 | 16.67% | Three phase | 97.13 | 0.0005656 | 0.00062805 | 0.00069777 | 0.00077561 | 0.00086256 | 0.00095971 | 0.0010683 | 0.0011896 | 0.0013253 | 0.0014771 | 0.0016468 | 0.0018367 | 0.0020493 | 0.0022872 | 0.0025535 | 0.0025627 | 0.0025627 | 0.0025627 | 0.0025627 | 0.0025627 | 1.8112 | 1.8338 | 1.8643 | 1.8938 | 1.908 | 1.9295 | 1.9397 | 1.956 | 1.9587 | 1.9587 | 1.9587 | 1.9587 | 1.9587 | 1.9587 | 1.9587 | 1.9587 | 1.9587 | 1.9587 | 1.9587 | 1.9587 | 1529.8508 | 196.6042 | 8.3692e-05 | 7594.5947 | 4303.2664 | 85.0087 | 11.0283 | 1726.4549 | 96.0369 | 1630.418 | -2672.8484 | FALSE
| 60465687 | TQY021 | TQY | 22KV | 25.1 | 5 | 36500.4227 | 16.67% | Three phase | 97.13 | 0.00018156 | 0.00020161 | 0.00022399 | 0.00024898 | 0.00027689 | 0.00030808 | 0.00034293 | 0.00038188 | 0.00042544 | 0.00047415 | 0.00052865 | 0.00058961 | 0.00065784 | 0.00073422 | 0.00081972 | 0.00082265 | 0.00082265 | 0.00082265 | 0.00082265 | 0.00082265 | 1.8112 | 1.8338 | 1.8643 | 1.8938 | 1.908 | 1.9295 | 1.9397 | 1.956 | 1.9587 | 1.9587 | 1.9587 | 1.9587 | 1.9587 | 1.9587 | 1.9587 | 1.9587 | 1.9587 | 1.9587 | 1.9587 | 1.9587 | 491.1019 | 20.2599 | 2.6866e-05 | 2437.963 | 1381.4041 | 27.2889 | 1.1365 | 511.3618 | 28.4253 | 482.9364 | -898.4677 | FALSE
| 60465688 | TQY021 | TQY | 22KV | 338.18 | 5 | 36500.4227 | 16.67% | Three phase | 97.13 | 0.0024463 | 0.0027164 | 0.0030179 | 0.0033546 | 0.0037307 | 0.0041508 | 0.0046204 | 0.0051453 | 0.0057321 | 0.0063884 | 0.0071226 | 0.0079441 | 0.0088633 | 0.0098923 | 0.011044 | 0.011084 | 0.011084 | 0.011084 | 0.011084 | 0.011084 | 1.8112 | 1.8338 | 1.8643 | 1.8938 | 1.908 | 1.9295 | 1.9397 | 1.956 | 1.9587 | 1.9587 | 1.9587 | 1.9587 | 1.9587 | 1.9587 | 1.9587 | 1.9587 | 1.9587 | 1.9587 | 1.9587 | 1.9587 | 6616.766 | 3677.7833 | 0.00036198 | 32847.4234 | 18612.0813 | 367.6714 | 206.3008 | 10294.5493 | 573.9722 | 9720.5771 | -8891.5042 | FALSE
| 60465698 | TQY031 | TQY | 22KV | 49.94 | 2 | 36500.4227 | 33.33% | Three phase | 97.13 | 0.00058346 | 0.00064803 | 0.00072006 | 0.00080041 | 0.00089008 | 0.00099016 | 0.0011019 | 0.0012267 | 0.001366 | 0.0015217 | 0.0016368 | 0.0016368 | 0.0016368 | 0.0016368 | 0.0016368 | 0.0016368 | 0.0016368 | 0.0016368 | 0.0016368 | 0.0016368 | 4.135 | 4.2037 | 4.3107 | 4.3993 | 4.4733 | 4.5463 | 4.6307 | 4.7593 | 4.8397 | 4.8397 | 4.8397 | 4.8397 | 4.8397 | 4.8397 | 4.8397 | 4.8397 | 4.8397 | 4.8397 | 4.8397 | 4.8397 | 3081.1743 | 104.2192 | 5.3454e-05 | 4850.6722 | 2748.4988 | 130.7596 | 4.4989 | 3185.3935 | 135.2585 | 3050.1351 | 301.6362 | TRUE
| 60465699 | TQY031 | TQY | 22KV | 479.63 | 2 | 36500.4227 | 33.33% | Three phase | 97.13 | 0.0061513 | 0.0067365 | 0.0073796 | 0.0080865 | 0.0088637 | 0.0097182 | 0.010658 | 0.011691 | 0.012828 | 0.014079 | 0.015456 | 0.01572 | 0.01572 | 0.01572 | 0.01572 | 0.01572 | 0.01572 | 0.01572 | 0.01572 | 0.01572 | 4.135 | 4.2037 | 4.3107 | 4.3993 | 4.4733 | 4.5463 | 4.6307 | 4.7593 | 4.8397 | 4.8397 | 4.8397 | 4.8397 | 4.8397 | 4.8397 | 4.8397 | 4.8397 | 4.8397 | 4.8397 | 4.8397 | 4.8397 | 29803.6864 | 9694.2616 | 0.00051338 | 46586.4619 | 26396.9263 | 1255.8316 | 414.971 | 39497.948 | 1670.8026 | 37827.1454 | 11430.2191 | TRUE
| 60465704 | TQY031 | TQY | 22KV | 34.62 | 2 | 36500.4227 | 33.33% | Three phase | 97.13 | 0.00028202 | 0.00031319 | 0.00034797 | 0.00038679 | 0.00043015 | 0.00047858 | 0.00053268 | 0.00059315 | 0.00066073 | 0.0007363 | 0.0008208 | 0.00091531 | 0.001021 | 0.0011347 | 0.0011347 | 0.0011347 | 0.0011347 | 0.0011347 | 0.0011347 | 0.0011347 | 4.135 | 4.2037 | 4.3107 | 4.3993 | 4.4733 | 4.5463 | 4.6307 | 4.7593 | 4.8397 | 4.8397 | 4.8397 | 4.8397 | 4.8397 | 4.8397 | 4.8397 | 4.8397 | 4.8397 | 4.8397 | 4.8397 | 4.8397 | 1775.6658 | 41.4627 | 3.7056e-05 | 3362.6406 | 1905.347 | 90.6467 | 2.162 | 1817.1286 | 92.8087 | 1724.3198 | -181.0272 | FALSE
| 60465705 | TQY031 | TQY | 22KV | 208.01 | 2 | 36500.4227 | 33.33% | Three phase | 97.13 | 0.0016945 | 0.0018817 | 0.0020907 | 0.002324 | 0.0025845 | 0.0028755 | 0.0032006 | 0.0035639 | 0.0039699 | 0.0044239 | 0.0049316 | 0.0054995 | 0.0061348 | 0.0068175 | 0.0068175 | 0.0068175 | 0.0068175 | 0.0068175 | 0.0068175 | 0.0068175 | 4.135 | 4.2037 | 4.3107 | 4.3993 | 4.4733 | 4.5463 | 4.6307 | 4.7593 | 4.8397 | 4.8397 | 4.8397 | 4.8397 | 4.8397 | 4.8397 | 4.8397 | 4.8397 | 4.8397 | 4.8397 | 4.8397 | 4.8397 | 10668.8691 | 1496.8292 | 0.00022265 | 20204.0113 | 11448.0425 | 544.6397 | 78.0501 | 12165.6984 | 622.6898 | 11543.0086 | 94.9661 | TRUE
| 60465706 | TQY031 | TQY | 22KV | 105.98 | 2 | 36500.4227 | 33.33% | Three phase | 97.13 | 0.00086334 | 0.00095874 | 0.0010652 | 0.0011841 | 0.0013168 | 0.001465 | 0.0016307 | 0.0018158 | 0.0020227 | 0.002254 | 0.0025126 | 0.002802 | 0.0031257 | 0.0034735 | 0.0034735 | 0.0034735 | 0.0034735 | 0.0034735 | 0.0034735 | 0.0034735 | 4.135 | 4.2037 | 4.3107 | 4.3993 | 4.4733 | 4.5463 | 4.6307 | 4.7593 | 4.8397 | 4.8397 | 4.8397 | 4.8397 | 4.8397 | 4.8397 | 4.8397 | 4.8397 | 4.8397 | 4.8397 | 4.8397 | 4.8397 | 5435.7327 | 388.5542 | 0.00011344 | 10293.8374 | 5832.7174 | 277.491 | 20.2606 | 5824.2869 | 297.7517 | 5526.5352 | -306.1822 | FALSE
| 60465707 | TQY031 | TQY | 22KV | 63.31 | 2 | 36500.4227 | 33.33% | Three phase | 97.13 | 0.00051574 | 0.00057273 | 0.00063633 | 0.00070733 | 0.00078662 | 0.00087518 | 0.00097413 | 0.0010847 | 0.0012083 | 0.0013465 | 0.001501 | 0.0016738 | 0.0018672 | 0.002075 | 0.002075 | 0.002075 | 0.002075 | 0.002075 | 0.002075 | 0.002075 | 4.135 | 4.2037 | 4.3107 | 4.3993 | 4.4733 | 4.5463 | 4.6307 | 4.7593 | 4.8397 | 4.8397 | 4.8397 | 4.8397 | 4.8397 | 4.8397 | 4.8397 | 4.8397 | 4.8397 | 4.8397 | 4.8397 | 4.8397 | 3247.1809 | 138.6591 | 6.7765e-05 | 6149.3003 | 3484.3304 | 165.7667 | 7.2302 | 3385.8401 | 172.9969 | 3212.8431 | -271.4873 | FALSE
| 60465708 | TQY031 | TQY | 22KV | 53.25 | 2 | 36500.4227 | 33.33% | Three phase | 97.13 | 0.00062213 | 0.00069099 | 0.00076778 | 0.00085346 | 0.00094907 | 0.0010558 | 0.0011749 | 0.001308 | 0.0014565 | 0.0016225 | 0.0017453 | 0.0017453 | 0.0017453 | 0.0017453 | 0.0017453 | 0.0017453 | 0.0017453 | 0.0017453 | 0.0017453 | 0.0017453 | 4.135 | 4.2037 | 4.3107 | 4.3993 | 4.4733 | 4.5463 | 4.6307 | 4.7593 | 4.8397 | 4.8397 | 4.8397 | 4.8397 | 4.8397 | 4.8397 | 4.8397 | 4.8397 | 4.8397 | 4.8397 | 4.8397 | 4.8397 | 3285.3931 | 118.4922 | 5.6997e-05 | 5172.1725 | 2930.6681 | 139.4263 | 5.115 | 3403.8853 | 144.5413 | 3259.3441 | 328.676 | TRUE
| 60465714 | TQY031 | TQY | 22KV | 841.99 | 2 | 36500.4227 | 33.33% | Three phase | 97.13 | 0.010247 | 0.011247 | 0.01235 | 0.013564 | 0.014903 | 0.016379 | 0.018005 | 0.019799 | 0.021777 | 0.02396 | 0.026367 | 0.027596 | 0.027596 | 0.027596 | 0.027596 | 0.027596 | 0.027596 | 0.027596 | 0.027596 | 0.027596 | 4.135 | 4.2037 | 4.3107 | 4.3993 | 4.4733 | 4.5463 | 4.6307 | 4.7593 | 4.8397 | 4.8397 | 4.8397 | 4.8397 | 4.8397 | 4.8397 | 4.8397 | 4.8397 | 4.8397 | 4.8397 | 4.8397 | 4.8397 | 51310.1662 | 29277.7087 | 0.00090124 | 81782.4887 | 46339.7786 | 2204.6111 | 1278.8481 | 80587.8749 | 3483.4592 | 77104.4157 | 30764.6372 | TRUE
| 60465715 | TQY031 | TQY | 22KV | 195.56 | 2 | 36500.4227 | 33.33% | Three phase | 97.13 | 0.0024042 | 0.0026525 | 0.0029276 | 0.0032322 | 0.0035699 | 0.003944 | 0.0043587 | 0.0048185 | 0.0053283 | 0.0058937 | 0.0064094 | 0.0064094 | 0.0064094 | 0.0064094 | 0.0064094 | 0.0064094 | 0.0064094 | 0.0064094 | 0.0064094 | 0.0064094 | 4.135 | 4.2037 | 4.3107 | 4.3993 | 4.4733 | 4.5463 | 4.6307 | 4.7593 | 4.8397 | 4.8397 | 4.8397 | 4.8397 | 4.8397 | 4.8397 | 4.8397 | 4.8397 | 4.8397 | 4.8397 | 4.8397 | 4.8397 | 12147.4091 | 1610.0675 | 0.00020932 | 18994.7428 | 10762.8441 | 512.0414 | 68.9867 | 13757.4767 | 581.0281 | 13176.4486 | 2413.6045 | TRUE
| 60465716 | TQY031 | TQY | 22KV | 283.92 | 2 | 36500.4227 | 33.33% | Single phase | 44.74 | 0.0037444 | 0.004159 | 0.0046212 | 0.0051368 | 0.0057121 | 0.006354 | 0.0070705 | 0.0078703 | 0.0087634 | 0.0093054 | 0.0093054 | 0.0093054 | 0.0093054 | 0.0093054 | 0.0093054 | 0.0093054 | 0.0093054 | 0.0093054 | 0.0093054 | 0.0093054 | 4.135 | 4.2037 | 4.3107 | 4.3993 | 4.4733 | 4.5463 | 4.6307 | 4.7593 | 4.8397 | 4.8397 | 4.8397 | 4.8397 | 4.8397 | 4.8397 | 4.8397 | 4.8397 | 4.8397 | 4.8397 | 4.8397 | 4.8397 | 18444.2158 | 1636.7752 | 0.0003039 | 12702.5808 | 7197.565 | 743.3974 | 66.9792 | 20080.991 | 810.3766 | 19270.6145 | 12073.0494 | TRUE
| 60465717 | TQY031 | TQY | 22KV | 260.39 | 2 | 36500.4227 | 33.33% | Single phase | 44.74 | 0.0034341 | 0.0038143 | 0.0042382 | 0.0047111 | 0.0052387 | 0.0058274 | 0.0064845 | 0.0072181 | 0.0080371 | 0.0085342 | 0.0085342 | 0.0085342 | 0.0085342 | 0.0085342 | 0.0085342 | 0.0085342 | 0.0085342 | 0.0085342 | 0.0085342 | 0.0085342 | 4.135 | 4.2037 | 4.3107 | 4.3993 | 4.4733 | 4.5463 | 4.6307 | 4.7593 | 4.8397 | 4.8397 | 4.8397 | 4.8397 | 4.8397 | 4.8397 | 4.8397 | 4.8397 | 4.8397 | 4.8397 | 4.8397 | 4.8397 | 16915.643 | 1376.7201 | 0.00027871 | 11649.8486 | 6601.0635 | 681.788 | 56.3373 | 18292.3631 | 738.1253 | 17554.2378 | 10953.1743 | TRUE
| 60465727 | TQY031 | TQY | 22KV | 283.73 | 2 | 36500.4227 | 33.33% | Covered | 390 | 0.0024046 | 0.0026723 | 0.0029712 | 0.0033051 | 0.0036783 | 0.0040953 | 0.0045616 | 0.005083 | 0.0056662 | 0.0063186 | 0.0070487 | 0.0078659 | 0.0087807 | 0.0092992 | 0.0092992 | 0.0092992 | 0.0092992 | 0.0092992 | 0.0092992 | 0.0092992 | 4.135 | 4.2037 | 4.3107 | 4.3993 | 4.4733 | 4.5463 | 4.6307 | 4.7593 | 4.8397 | 4.8397 | 4.8397 | 4.8397 | 4.8397 | 4.8397 | 4.8397 | 4.8397 | 4.8397 | 4.8397 | 4.8397 | 4.8397 | 14919.3773 | 11468.1937 | 0.0003037 | 110654.7 | 62699.4162 | 742.8999 | 583.0782 | 26387.5711 | 1325.9782 | 25061.5929 | -37637.8232 | FALSE
| 60465728 | TQY031 | TQY | 22KV | 56.63 | 2 | 36500.4227 | 33.33% | Covered | 390 | 0.00047994 | 0.00053336 | 0.00059302 | 0.00065967 | 0.00073415 | 0.00081739 | 0.00091045 | 0.0010145 | 0.0011309 | 0.0012611 | 0.0014069 | 0.00157 | 0.0017525 | 0.001856 | 0.001856 | 0.001856 | 0.001856 | 0.001856 | 0.001856 | 0.001856 | 4.135 | 4.2037 | 4.3107 | 4.3993 | 4.4733 | 4.5463 | 4.6307 | 4.7593 | 4.8397 | 4.8397 | 4.8397 | 4.8397 | 4.8397 | 4.8397 | 4.8397 | 4.8397 | 4.8397 | 4.8397 | 4.8397 | 4.8397 | 2977.7758 | 456.8542 | 6.0615e-05 | 22085.7 | 12514.2492 | 148.2763 | 23.2279 | 3434.63 | 171.5041 | 3263.1259 | -9251.1233 | FALSE
| 60465732 | TQY031 | TQY | 22KV | 88.95 | 2 | 36500.4227 | 33.33% | Single phase | 44.74 | 0.0011731 | 0.001303 | 0.0014478 | 0.0016093 | 0.0017896 | 0.0019907 | 0.0022151 | 0.0024657 | 0.0027455 | 0.0029153 | 0.0029153 | 0.0029153 | 0.0029153 | 0.0029153 | 0.0029153 | 0.0029153 | 0.0029153 | 0.0029153 | 0.0029153 | 0.0029153 | 4.135 | 4.2037 | 4.3107 | 4.3993 | 4.4733 | 4.5463 | 4.6307 | 4.7593 | 4.8397 | 4.8397 | 4.8397 | 4.8397 | 4.8397 | 4.8397 | 4.8397 | 4.8397 | 4.8397 | 4.8397 | 4.8397 | 4.8397 | 5778.4341 | 160.653 | 9.5209e-05 | 3979.623 | 2254.943 | 232.9008 | 6.5741 | 5939.0871 | 239.475 | 5699.6121 | 3444.6692 | TRUE
| 60465740 | TQY031 | TQY | 22KV | 184.63 | 2 | 36500.4227 | 33.33% | Three phase | 97.13 | 0.0023752 | 0.0026052 | 0.0028584 | 0.0031371 | 0.003444 | 0.0037821 | 0.0041544 | 0.0045646 | 0.0050166 | 0.0055147 | 0.0060512 | 0.0060512 | 0.0060512 | 0.0060512 | 0.0060512 | 0.0060512 | 0.0060512 | 0.0060512 | 0.0060512 | 0.0060512 | 4.135 | 4.2037 | 4.3107 | 4.3993 | 4.4733 | 4.5463 | 4.6307 | 4.7593 | 4.8397 | 4.8397 | 4.8397 | 4.8397 | 4.8397 | 4.8397 | 4.8397 | 4.8397 | 4.8397 | 4.8397 | 4.8397 | 4.8397 | 11542.2209 | 1445.2517 | 0.00019762 | 17933.1119 | 10161.3004 | 483.423 | 61.4907 | 12987.4726 | 544.9137 | 12442.5588 | 2281.2584 | TRUE
| 60465743 | TQY031 | TQY | 22KV | 210 | 2 | 36500.4227 | 33.33% | Single phase | 44.74 | 0.0017064 | 0.0018564 | 0.0020202 | 0.0021991 | 0.0023946 | 0.0026083 | 0.0028418 | 0.0030971 | 0.0033762 | 0.0036814 | 0.0040153 | 0.0043804 | 0.0047799 | 0.005217 | 0.0056954 | 0.0062189 | 0.0067919 | 0.0068827 | 0.0068827 | 0.0068827 | 4.135 | 4.2037 | 4.3107 | 4.3993 | 4.4733 | 4.5463 | 4.6307 | 4.7593 | 4.8397 | 4.8397 | 4.8397 | 4.8397 | 4.8397 | 4.8397 | 4.8397 | 4.8397 | 4.8397 | 4.8397 | 4.8397 | 4.8397 | 9545.7544 | 623.6768 | 0.00022478 | 9395.4 | 5323.6428 | 549.8501 | 36.6426 | 10169.4312 | 586.4927 | 9582.9384 | 4259.2957 | TRUE
| 60465751 | TQY031 | TQY | 22KV | 355.58 | 2 | 36500.4227 | 33.33% | Single phase | 44.74 | 0.0038553 | 0.0041945 | 0.0045648 | 0.0049692 | 0.0054109 | 0.0058934 | 0.0064204 | 0.0069963 | 0.0076257 | 0.0083135 | 0.0090654 | 0.0098874 | 0.010786 | 0.011654 | 0.011654 | 0.011654 | 0.011654 | 0.011654 | 0.011654 | 0.011654 | 4.135 | 4.2037 | 4.3107 | 4.3993 | 4.4733 | 4.5463 | 4.6307 | 4.7593 | 4.8397 | 4.8397 | 4.8397 | 4.8397 | 4.8397 | 4.8397 | 4.8397 | 4.8397 | 4.8397 | 4.8397 | 4.8397 | 4.8397 | 19706.9528 | 2184.9171 | 0.0003806 | 15908.6492 | 9014.1948 | 931.0272 | 105.0564 | 21891.87 | 1036.0836 | 20855.7864 | 11841.5916 | TRUE
| 60465754 | TQY021 | TQY | 22KV | 313.35 | 5 | 36500.4227 | 16.67% | Three phase | 97.13 | 0.0036206 | 0.0039325 | 0.0042724 | 0.0046428 | 0.0050467 | 0.0054869 | 0.005967 | 0.0064906 | 0.0070616 | 0.0076845 | 0.0083641 | 0.0091056 | 0.0099147 | 0.01027 | 0.01027 | 0.01027 | 0.01027 | 0.01027 | 0.01027 | 0.01027 | 1.8112 | 1.8338 | 1.8643 | 1.8938 | 1.908 | 1.9295 | 1.9397 | 1.956 | 1.9587 | 1.9587 | 1.9587 | 1.9587 | 1.9587 | 1.9587 | 1.9587 | 1.9587 | 1.9587 | 1.9587 | 1.9587 | 1.9587 | 7362.7476 | 3800.2155 | 0.0003354 | 30435.6855 | 17245.5369 | 340.6761 | 177.1187 | 11162.9631 | 517.7948 | 10645.1683 | -6600.3686 | FALSE
| 60465760 | TQY021 | TQY | 22KV | 235.1 | 5 | 36500.4227 | 16.67% | Three phase | 97.13 | 0.0029659 | 0.0032211 | 0.0034992 | 0.0038022 | 0.0041324 | 0.0044924 | 0.0048849 | 0.0053127 | 0.0057793 | 0.0062881 | 0.0068431 | 0.0074484 | 0.0077053 | 0.0077053 | 0.0077053 | 0.0077053 | 0.0077053 | 0.0077053 | 0.0077053 | 0.0077053 | 1.8112 | 1.8338 | 1.8643 | 1.8938 | 1.908 | 1.9295 | 1.9397 | 1.956 | 1.9587 | 1.9587 | 1.9587 | 1.9587 | 1.9587 | 1.9587 | 1.9587 | 1.9587 | 1.9587 | 1.9587 | 1.9587 | 1.9587 | 5808.4476 | 2250.1979 | 0.00025164 | 22835.263 | 12938.9683 | 255.6022 | 99.7035 | 8058.6455 | 355.3057 | 7703.3398 | -5235.6285 | FALSE
| 60465763 | TQY031 | TQY | 22KV | 369.81 | 2 | 36500.4227 | 33.33% | Single phase | 44.74 | 0.0047726 | 0.0052432 | 0.0057621 | 0.0063343 | 0.0069654 | 0.0076616 | 0.0084299 | 0.0092776 | 0.010213 | 0.011246 | 0.01212 | 0.01212 | 0.01212 | 0.01212 | 0.01212 | 0.01212 | 0.01212 | 0.01212 | 0.01212 | 0.01212 | 4.135 | 4.2037 | 4.3107 | 4.3993 | 4.4733 | 4.5463 | 4.6307 | 4.7593 | 4.8397 | 4.8397 | 4.8397 | 4.8397 | 4.8397 | 4.8397 | 4.8397 | 4.8397 | 4.8397 | 4.8397 | 4.8397 | 4.8397 | 23238.5627 | 2684.7828 | 0.00039583 | 16545.2994 | 9374.9349 | 968.2861 | 113.6331 | 25923.3455 | 1081.9192 | 24841.4263 | 15466.4914 | TRUE
| 60465772 | TQY031 | TQY | 22KV | 28.96 | 2 | 36500.4227 | 33.33% | Single phase | 44.74 | 0.00016124 | 0.00017537 | 0.00019082 | 0.0002077 | 0.00022616 | 0.00024635 | 0.00026843 | 0.00029258 | 0.00031901 | 0.00034794 | 0.0003796 | 0.00041427 | 0.00045222 | 0.00049379 | 0.00053932 | 0.00058919 | 0.00064384 | 0.00070372 | 0.00076934 | 0.00084127 | 4.135 | 4.2037 | 4.3107 | 4.3993 | 4.4733 | 4.5463 | 4.6307 | 4.7593 | 4.8397 | 4.8397 | 4.8397 | 4.8397 | 4.8397 | 4.8397 | 4.8397 | 4.8397 | 4.8397 | 4.8397 | 4.8397 | 4.8397 | 936.1589 | 8.4277 | 3.0998e-05 | 1295.6704 | 734.1557 | 75.827 | 0.69686 | 944.5866 | 76.5238 | 868.0628 | 133.9071 | TRUE
| 60465781 | TQY031 | TQY | 22KV | 409.27 | 2 | 36500.4227 | 33.33% | Single phase | 44.74 | 0.004 | 0.0043348 | 0.0046989 | 0.0050949 | 0.0055257 | 0.0059944 | 0.0065045 | 0.0070596 | 0.0076637 | 0.0083214 | 0.0090375 | 0.0098172 | 0.010666 | 0.011591 | 0.012598 | 0.013414 | 0.013414 | 0.013414 | 0.013414 | 0.013414 | 4.135 | 4.2037 | 4.3107 | 4.3993 | 4.4733 | 4.5463 | 4.6307 | 4.7593 | 4.8397 | 4.8397 | 4.8397 | 4.8397 | 4.8397 | 4.8397 | 4.8397 | 4.8397 | 4.8397 | 4.8397 | 4.8397 | 4.8397 | 20762.924 | 2647.887 | 0.00043807 | 18310.7398 | 10375.2728 | 1071.6056 | 139.177 | 23410.811 | 1210.7826 | 22200.0284 | 11824.7557 | TRUE
| 60465782 | TQY031 | TQY | 22KV | 278.13 | 2 | 36500.4227 | 33.33% | Three phase | 97.13 | 0.0022657 | 0.0025161 | 0.0027955 | 0.0031074 | 0.0034557 | 0.0038448 | 0.0042795 | 0.0047652 | 0.0053082 | 0.0059153 | 0.0065941 | 0.0073534 | 0.0082028 | 0.0091156 | 0.0091156 | 0.0091156 | 0.0091156 | 0.0091156 | 0.0091156 | 0.0091156 | 4.135 | 4.2037 | 4.3107 | 4.3993 | 4.4733 | 4.5463 | 4.6307 | 4.7593 | 4.8397 | 4.8397 | 4.8397 | 4.8397 | 4.8397 | 4.8397 | 4.8397 | 4.8397 | 4.8397 | 4.8397 | 4.8397 | 4.8397 | 14265.3361 | 2676.0825 | 0.0002977 | 27014.7669 | 15307.1683 | 728.2372 | 139.5407 | 16941.4187 | 867.7779 | 16073.6408 | 766.4725 | TRUE
| 60465790 | TQY031 | TQY | 22KV | 1449.12 | 2 | 36500.4227 | 33.33% | Single phase | 44.74 | 0.017635 | 0.019357 | 0.021255 | 0.023345 | 0.025649 | 0.028189 | 0.030988 | 0.034076 | 0.03748 | 0.041236 | 0.045379 | 0.047495 | 0.047495 | 0.047495 | 0.047495 | 0.047495 | 0.047495 | 0.047495 | 0.047495 | 0.047495 | 4.135 | 4.2037 | 4.3107 | 4.3993 | 4.4733 | 4.5463 | 4.6307 | 4.7593 | 4.8397 | 4.8397 | 4.8397 | 4.8397 | 4.8397 | 4.8397 | 4.8397 | 4.8397 | 4.8397 | 4.8397 | 4.8397 | 4.8397 | 88308.1605 | 39946.1115 | 0.0015511 | 64833.6288 | 36736.1773 | 3794.2802 | 1744.8432 | 128254.272 | 5539.1234 | 122715.1487 | 85978.9714 | TRUE
| 60465794 | TQY021 | TQY | 22KV | 25.21 | 5 | 36500.4227 | 16.67% | Three phase | 97.13 | 0.00032046 | 0.00035959 | 0.0004037 | 0.00045343 | 0.00050951 | 0.00057277 | 0.00064415 | 0.00072471 | 0.00081565 | 0.00082625 | 0.00082625 | 0.00082625 | 0.00082625 | 0.00082625 | 0.00082625 | 0.00082625 | 0.00082625 | 0.00082625 | 0.00082625 | 0.00082625 | 1.8112 | 1.8338 | 1.8643 | 1.8938 | 1.908 | 1.9295 | 1.9397 | 1.956 | 1.9587 | 1.9587 | 1.9587 | 1.9587 | 1.9587 | 1.9587 | 1.9587 | 1.9587 | 1.9587 | 1.9587 | 1.9587 | 1.9587 | 677.3398 | 28.1351 | 2.6984e-05 | 2448.6473 | 1387.4581 | 27.4085 | 1.1464 | 705.475 | 28.5549 | 676.9201 | -710.538 | FALSE
| 60465795 | TQY021 | TQY | 22KV | 49.52 | 5 | 36500.4227 | 16.67% | Three phase | 97.13 | 0.00062948 | 0.00070635 | 0.00079299 | 0.00089067 | 0.0010008 | 0.0011251 | 0.0012653 | 0.0014235 | 0.0016022 | 0.001623 | 0.001623 | 0.001623 | 0.001623 | 0.001623 | 0.001623 | 0.001623 | 0.001623 | 0.001623 | 0.001623 | 0.001623 | 1.8112 | 1.8338 | 1.8643 | 1.8938 | 1.908 | 1.9295 | 1.9397 | 1.956 | 1.9587 | 1.9587 | 1.9587 | 1.9587 | 1.9587 | 1.9587 | 1.9587 | 1.9587 | 1.9587 | 1.9587 | 1.9587 | 1.9587 | 1330.4985 | 108.5587 | 5.3005e-05 | 4809.8776 | 2725.3837 | 53.8385 | 4.4235 | 1439.0573 | 58.262 | 1380.7953 | -1344.5884 | FALSE
| 60465810 | TQY031 | TQY | 22KV | 1075.37 | 2 | 36500.4227 | 33.33% | Single phase | 44.74 | 0.013834 | 0.015174 | 0.016648 | 0.018272 | 0.02006 | 0.022029 | 0.024197 | 0.026587 | 0.029219 | 0.03212 | 0.035245 | 0.035245 | 0.035245 | 0.035245 | 0.035245 | 0.035245 | 0.035245 | 0.035245 | 0.035245 | 0.035245 | 4.135 | 4.2037 | 4.3107 | 4.3993 | 4.4733 | 4.5463 | 4.6307 | 4.7593 | 4.8397 | 4.8397 | 4.8397 | 4.8397 | 4.8397 | 4.8397 | 4.8397 | 4.8397 | 4.8397 | 4.8397 | 4.8397 | 4.8397 | 67227.2006 | 22583.8182 | 0.001151 | 48112.0538 | 27261.3607 | 2815.6779 | 960.8676 | 89811.0188 | 3776.5454 | 86034.4734 | 58773.1128 | TRUE
| 60465812 | TQY031 | TQY | 22KV | 190.15 | 2 | 36500.4227 | 33.33% | Three phase | 97.13 | 0.0022216 | 0.0024674 | 0.0027417 | 0.0030476 | 0.003389 | 0.0037701 | 0.0041955 | 0.0046706 | 0.0052011 | 0.0057938 | 0.0062321 | 0.0062321 | 0.0062321 | 0.0062321 | 0.0062321 | 0.0062321 | 0.0062321 | 0.0062321 | 0.0062321 | 0.0062321 | 4.135 | 4.2037 | 4.3107 | 4.3993 | 4.4733 | 4.5463 | 4.6307 | 4.7593 | 4.8397 | 4.8397 | 4.8397 | 4.8397 | 4.8397 | 4.8397 | 4.8397 | 4.8397 | 4.8397 | 4.8397 | 4.8397 | 4.8397 | 11731.7841 | 1510.926 | 0.00020353 | 18469.2695 | 10465.0992 | 497.8762 | 65.2225 | 13242.7102 | 563.0988 | 12679.6114 | 2214.5122 | TRUE
| 60465813 | TQY031 | TQY | 22KV | 159.84 | 2 | 36500.4227 | 33.33% | Three phase | 97.13 | 0.0018674 | 0.0020741 | 0.0023046 | 0.0025618 | 0.0028488 | 0.0031691 | 0.0035268 | 0.0039261 | 0.0043721 | 0.0048703 | 0.0052387 | 0.0052387 | 0.0052387 | 0.0052387 | 0.0052387 | 0.0052387 | 0.0052387 | 0.0052387 | 0.0052387 | 0.0052387 | 4.135 | 4.2037 | 4.3107 | 4.3993 | 4.4733 | 4.5463 | 4.6307 | 4.7593 | 4.8397 | 4.8397 | 4.8397 | 4.8397 | 4.8397 | 4.8397 | 4.8397 | 4.8397 | 4.8397 | 4.8397 | 4.8397 | 4.8397 | 9861.7322 | 1067.6318 | 0.00017109 | 15525.2592 | 8796.9575 | 418.5145 | 46.0867 | 10929.364 | 464.6013 | 10464.7627 | 1667.8053 | TRUE
| 60465814 | TQY031 | TQY | 22KV | 268.39 | 2 | 36500.4227 | 33.33% | Three phase | 97.13 | 0.0031357 | 0.0034827 | 0.0038698 | 0.0043016 | 0.0047835 | 0.0053214 | 0.0059218 | 0.0065924 | 0.0073412 | 0.0081778 | 0.0087964 | 0.0087964 | 0.0087964 | 0.0087964 | 0.0087964 | 0.0087964 | 0.0087964 | 0.0087964 | 0.0087964 | 0.0087964 | 4.135 | 4.2037 | 4.3107 | 4.3993 | 4.4733 | 4.5463 | 4.6307 | 4.7593 | 4.8397 | 4.8397 | 4.8397 | 4.8397 | 4.8397 | 4.8397 | 4.8397 | 4.8397 | 4.8397 | 4.8397 | 4.8397 | 4.8397 | 16558.9984 | 3010.1158 | 0.00028728 | 26068.7207 | 14771.1174 | 702.7347 | 129.9385 | 19569.1142 | 832.6731 | 18736.4411 | 3965.3236 | TRUE
| 60465823 | TQY031 | TQY | 22KV | 27.5 | 2 | 36500.4227 | 33.33% | Three phase | 97.13 | 0.00019893 | 0.00022089 | 0.00024541 | 0.00027279 | 0.00030337 | 0.00033754 | 0.00037572 | 0.0004184 | 0.00046612 | 0.00051949 | 0.00057919 | 0.00064599 | 0.00072075 | 0.00080442 | 0.0008981 | 0.00090131 | 0.00090131 | 0.00090131 | 0.00090131 | 0.00090131 | 4.135 | 4.2037 | 4.3107 | 4.3993 | 4.4733 | 4.5463 | 4.6307 | 4.7593 | 4.8397 | 4.8397 | 4.8397 | 4.8397 | 4.8397 | 4.8397 | 4.8397 | 4.8397 | 4.8397 | 4.8397 | 4.8397 | 4.8397 | 1312.4594 | 24.3196 | 2.9435e-05 | 2671.075 | 1513.4906 | 72.0042 | 1.3642 | 1336.779 | 73.3684 | 1263.4106 | -250.0799 | FALSE
| 60465824 | TQY031 | TQY | 22KV | 686.65 | 2 | 36500.4227 | 33.33% | Three phase | 97.13 | 0.004967 | 0.0055154 | 0.0061277 | 0.0068113 | 0.0075749 | 0.008428 | 0.0093814 | 0.010447 | 0.011639 | 0.012971 | 0.014462 | 0.01613 | 0.017996 | 0.020086 | 0.022425 | 0.022505 | 0.022505 | 0.022505 | 0.022505 | 0.022505 | 4.135 | 4.2037 | 4.3107 | 4.3993 | 4.4733 | 4.5463 | 4.6307 | 4.7593 | 4.8397 | 4.8397 | 4.8397 | 4.8397 | 4.8397 | 4.8397 | 4.8397 | 4.8397 | 4.8397 | 4.8397 | 4.8397 | 4.8397 | 32770.919 | 15162.1623 | 0.00073497 | 66694.3145 | 37790.4832 | 1797.8791 | 850.5032 | 47933.0813 | 2648.3823 | 45284.699 | 7494.2158 | TRUE
| 60465825 | TQY031 | TQY | 22KV | 384.61 | 2 | 36500.4227 | 33.33% | Three phase | 97.13 | 0.0027821 | 0.0030893 | 0.0034323 | 0.0038152 | 0.0042429 | 0.0047207 | 0.0052547 | 0.0058517 | 0.0065191 | 0.0072655 | 0.0081005 | 0.0090347 | 0.01008 | 0.01125 | 0.012561 | 0.012606 | 0.012606 | 0.012606 | 0.012606 | 0.012606 | 4.135 | 4.2037 | 4.3107 | 4.3993 | 4.4733 | 4.5463 | 4.6307 | 4.7593 | 4.8397 | 4.8397 | 4.8397 | 4.8397 | 4.8397 | 4.8397 | 4.8397 | 4.8397 | 4.8397 | 4.8397 | 4.8397 | 4.8397 | 18355.8191 | 4756.9812 | 0.00041167 | 37357.1693 | 21167.4037 | 1007.0375 | 266.8371 | 23112.8003 | 1273.8746 | 21838.9257 | 671.522 | TRUE
| 60465828 | TQY031 | TQY | 22KV | 249.51 | 2 | 36500.4227 | 33.33% | Covered | 390 | 0.0032906 | 0.0036549 | 0.0040611 | 0.0045143 | 0.0050198 | 0.0055839 | 0.0062136 | 0.0069165 | 0.0077013 | 0.0081776 | 0.0081776 | 0.0081776 | 0.0081776 | 0.0081776 | 0.0081776 | 0.0081776 | 0.0081776 | 0.0081776 | 0.0081776 | 0.0081776 | 4.135 | 4.2037 | 4.3107 | 4.3993 | 4.4733 | 4.5463 | 4.6307 | 4.7593 | 4.8397 | 4.8397 | 4.8397 | 4.8397 | 4.8397 | 4.8397 | 4.8397 | 4.8397 | 4.8397 | 4.8397 | 4.8397 | 4.8397 | 16208.8486 | 11018.9852 | 0.00026707 | 97308.9 | 55137.3888 | 653.3005 | 450.9125 | 27227.8338 | 1104.213 | 26123.6208 | -29013.768 | FALSE
| 60465834 | TQY021 | TQY | 22KV | 224.65 | 5 | 36500.4227 | 16.67% | Three phase | 97.13 | 0.0026867 | 0.0029232 | 0.0031813 | 0.0034632 | 0.0037711 | 0.0041073 | 0.0044745 | 0.0048757 | 0.0053141 | 0.0057931 | 0.0063167 | 0.006889 | 0.0073629 | 0.0073629 | 0.0073629 | 0.0073629 | 0.0073629 | 0.0073629 | 0.0073629 | 0.0073629 | 1.8112 | 1.8338 | 1.8643 | 1.8938 | 1.908 | 1.9295 | 1.9397 | 1.956 | 1.9587 | 1.9587 | 1.9587 | 1.9587 | 1.9587 | 1.9587 | 1.9587 | 1.9587 | 1.9587 | 1.9587 | 1.9587 | 1.9587 | 5422.5829 | 2006.7831 | 0.00024046 | 21820.2545 | 12363.8419 | 244.2409 | 91.037 | 7429.366 | 335.2779 | 7094.0881 | -5269.7538 | FALSE
| 60465835 | TQY021 | TQY | 22KV | 90.52 | 5 | 36500.4227 | 16.67% | Three phase | 97.13 | 0.0010826 | 0.0011779 | 0.0012819 | 0.0013955 | 0.0015195 | 0.001655 | 0.0018029 | 0.0019646 | 0.0021412 | 0.0023343 | 0.0025452 | 0.0027758 | 0.0029668 | 0.0029668 | 0.0029668 | 0.0029668 | 0.0029668 | 0.0029668 | 0.0029668 | 0.0029668 | 1.8112 | 1.8338 | 1.8643 | 1.8938 | 1.908 | 1.9295 | 1.9397 | 1.956 | 1.9587 | 1.9587 | 1.9587 | 1.9587 | 1.9587 | 1.9587 | 1.9587 | 1.9587 | 1.9587 | 1.9587 | 1.9587 | 1.9587 | 2184.9642 | 325.8192 | 9.689e-05 | 8792.2076 | 4981.8605 | 98.4139 | 14.7807 | 2510.7834 | 113.1946 | 2397.5888 | -2584.2717 | FALSE
| 60465836 | TQY031 | TQY | 22KV | 1912.1 | 2 | 36500.4227 | 33.33% | Single phase | 44.74 | 0.023843 | 0.025744 | 0.027802 | 0.030032 | 0.032447 | 0.035063 | 0.037897 | 0.040969 | 0.044297 | 0.047905 | 0.051816 | 0.056055 | 0.060652 | 0.062669 | 0.062669 | 0.062669 | 0.062669 | 0.062669 | 0.062669 | 0.062669 | 4.135 | 4.2037 | 4.3107 | 4.3993 | 4.4733 | 4.5463 | 4.6307 | 4.7593 | 4.8397 | 4.8397 | 4.8397 | 4.8397 | 4.8397 | 4.8397 | 4.8397 | 4.8397 | 4.8397 | 4.8397 | 4.8397 | 4.8397 | 111543.372 | 66621.2605 | 0.0020466 | 85547.354 | 48473.0351 | 5006.5165 | 3037.868 | 178164.6325 | 8044.3845 | 170120.248 | 121647.2129 | TRUE
| 60465842 | TQY031 | TQY | 22KV | 1713 | 2 | 36500.4227 | 33.33% | Covered | 390 | 0.020486 | 0.02229 | 0.024258 | 0.026408 | 0.028755 | 0.031319 | 0.034119 | 0.037178 | 0.040521 | 0.044174 | 0.048166 | 0.05253 | 0.056143 | 0.056143 | 0.056143 | 0.056143 | 0.056143 | 0.056143 | 0.056143 | 0.056143 | 4.135 | 4.2037 | 4.3107 | 4.3993 | 4.4733 | 4.5463 | 4.6307 | 4.7593 | 4.8397 | 4.8397 | 4.8397 | 4.8397 | 4.8397 | 4.8397 | 4.8397 | 4.8397 | 4.8397 | 4.8397 | 4.8397 | 4.8397 | 100519.5544 | 468504.2413 | 0.0018335 | 668070 | 378543.3332 | 4485.2062 | 21253.5287 | 569023.7957 | 25738.735 | 543285.0607 | 164741.7276 | TRUE
| 60465848 | TQY031 | TQY | 22KV | 367.03 | 2 | 36500.4227 | 33.33% | Single phase | 44.74 | 0.0020435 | 0.0022226 | 0.0024183 | 0.0026323 | 0.0028663 | 0.0031221 | 0.003402 | 0.0037081 | 0.0040431 | 0.0044097 | 0.004811 | 0.0052503 | 0.0057313 | 0.0062581 | 0.0068351 | 0.0074673 | 0.0081598 | 0.0089187 | 0.0097504 | 0.010662 | 4.135 | 4.2037 | 4.3107 | 4.3993 | 4.4733 | 4.5463 | 4.6307 | 4.7593 | 4.8397 | 4.8397 | 4.8397 | 4.8397 | 4.8397 | 4.8397 | 4.8397 | 4.8397 | 4.8397 | 4.8397 | 4.8397 | 4.8397 | 11864.5859 | 1353.6744 | 0.00039286 | 16420.9222 | 9304.46 | 961.0071 | 111.9311 | 13218.2603 | 1072.9383 | 12145.3221 | 2840.862 | TRUE
| 60465858 | TQY031 | TQY | 22KV | 40.79 | 2 | 36500.4227 | 33.33% | Three phase | 97.13 | 0.00049188 | 0.00053742 | 0.00058736 | 0.00064211 | 0.00070217 | 0.00076805 | 0.00084034 | 0.00091965 | 0.0010067 | 0.0011022 | 0.0012071 | 0.0013223 | 0.0013369 | 0.0013369 | 0.0013369 | 0.0013369 | 0.0013369 | 0.0013369 | 0.0013369 | 0.0013369 | 4.135 | 4.2037 | 4.3107 | 4.3993 | 4.4733 | 4.5463 | 4.6307 | 4.7593 | 4.8397 | 4.8397 | 4.8397 | 4.8397 | 4.8397 | 4.8397 | 4.8397 | 4.8397 | 4.8397 | 4.8397 | 4.8397 | 4.8397 | 2440.1669 | 67.4477 | 4.366e-05 | 3961.9327 | 2244.9193 | 106.8018 | 3.0013 | 2507.6146 | 109.8032 | 2397.8115 | 152.8922 | TRUE
| 60465859 | TQY031 | TQY | 22KV | 351.71 | 2 | 36500.4227 | 33.33% | Three phase | 97.13 | 0.0042412 | 0.0046339 | 0.0050645 | 0.0055366 | 0.0060545 | 0.0066225 | 0.0072458 | 0.0079297 | 0.0086802 | 0.009504 | 0.010408 | 0.011401 | 0.011527 | 0.011527 | 0.011527 | 0.011527 | 0.011527 | 0.011527 | 0.011527 | 0.011527 | 4.135 | 4.2037 | 4.3107 | 4.3993 | 4.4733 | 4.5463 | 4.6307 | 4.7593 | 4.8397 | 4.8397 | 4.8397 | 4.8397 | 4.8397 | 4.8397 | 4.8397 | 4.8397 | 4.8397 | 4.8397 | 4.8397 | 4.8397 | 21040.2329 | 5014.5196 | 0.00037646 | 34161.5923 | 19356.7186 | 920.8943 | 223.1385 | 26054.7525 | 1144.0328 | 24910.7198 | 5554.0011 | TRUE
| 60465860 | TQY031 | TQY | 22KV | 268.66 | 2 | 36500.4227 | 33.33% | Three phase | 97.13 | 0.0032398 | 0.0035397 | 0.0038686 | 0.0042292 | 0.0046248 | 0.0050587 | 0.0055348 | 0.0060572 | 0.0066305 | 0.0072598 | 0.0079507 | 0.0087091 | 0.0088053 | 0.0088053 | 0.0088053 | 0.0088053 | 0.0088053 | 0.0088053 | 0.0088053 | 0.0088053 | 4.135 | 4.2037 | 4.3107 | 4.3993 | 4.4733 | 4.5463 | 4.6307 | 4.7593 | 4.8397 | 4.8397 | 4.8397 | 4.8397 | 4.8397 | 4.8397 | 4.8397 | 4.8397 | 4.8397 | 4.8397 | 4.8397 | 4.8397 | 16071.9598 | 2925.9434 | 0.00028756 | 26094.9458 | 14785.9772 | 703.4416 | 130.2 | 18997.9032 | 833.6417 | 18164.2615 | 3378.2844 | TRUE
| 60465861 | TQY031 | TQY | 22KV | 161.72 | 2 | 36500.4227 | 33.33% | Three phase | 97.13 | 0.0011698 | 0.001299 | 0.0014432 | 0.0016042 | 0.001784 | 0.001985 | 0.0022095 | 0.0024605 | 0.0027411 | 0.003055 | 0.0034061 | 0.0037989 | 0.0042385 | 0.0047306 | 0.0052815 | 0.0053003 | 0.0053003 | 0.0053003 | 0.0053003 | 0.0053003 | 4.135 | 4.2037 | 4.3107 | 4.3993 | 4.4733 | 4.5463 | 4.6307 | 4.7593 | 4.8397 | 4.8397 | 4.8397 | 4.8397 | 4.8397 | 4.8397 | 4.8397 | 4.8397 | 4.8397 | 4.8397 | 4.8397 | 4.8397 | 7718.216 | 841.0421 | 0.0001731 | 15707.8636 | 8900.4252 | 423.437 | 47.1772 | 8559.2581 | 470.6142 | 8088.6439 | -811.7812 | FALSE
| 60465862 | TQY021 | TQY | 22KV | 110.83 | 5 | 36500.4227 | 16.67% | Three phase | 97.13 | 0.0013365 | 0.0014602 | 0.0015959 | 0.0017447 | 0.0019079 | 0.0020869 | 0.0022833 | 0.0024988 | 0.0027353 | 0.0029949 | 0.0032799 | 0.0035928 | 0.0036324 | 0.0036324 | 0.0036324 | 0.0036324 | 0.0036324 | 0.0036324 | 0.0036324 | 0.0036324 | 1.8112 | 1.8338 | 1.8643 | 1.8938 | 1.908 | 1.9295 | 1.9397 | 1.956 | 1.9587 | 1.9587 | 1.9587 | 1.9587 | 1.9587 | 1.9587 | 1.9587 | 1.9587 | 1.9587 | 1.9587 | 1.9587 | 1.9587 | 2727.3485 | 497.9372 | 0.00011863 | 10764.9179 | 6099.6421 | 120.4951 | 22.1574 | 3225.2857 | 142.6525 | 3082.6332 | -3017.0089 | FALSE
| 60465863 | TQY021 | TQY | 22KV | 40.32 | 5 | 36500.4227 | 16.67% | Three phase | 97.13 | 0.00048622 | 0.00053123 | 0.00058059 | 0.00063472 | 0.00069408 | 0.0007592 | 0.00083065 | 0.00090905 | 0.0009951 | 0.0010895 | 0.0011932 | 0.0013071 | 0.0013215 | 0.0013215 | 0.0013215 | 0.0013215 | 0.0013215 | 0.0013215 | 0.0013215 | 0.0013215 | 1.8112 | 1.8338 | 1.8643 | 1.8938 | 1.908 | 1.9295 | 1.9397 | 1.956 | 1.9587 | 1.9587 | 1.9587 | 1.9587 | 1.9587 | 1.9587 | 1.9587 | 1.9587 | 1.9587 | 1.9587 | 1.9587 | 1.9587 | 992.2105 | 65.9024 | 4.3157e-05 | 3916.2816 | 2219.0523 | 43.8362 | 2.9326 | 1058.1129 | 46.7687 | 1011.3442 | -1207.7082 | FALSE
| 60465864 | TQY021 | TQY | 22KV | 180.92 | 5 | 36500.4227 | 16.67% | Three phase | 97.13 | 0.0021817 | 0.0023837 | 0.0026052 | 0.002848 | 0.0031144 | 0.0034066 | 0.0037272 | 0.004079 | 0.0044651 | 0.0048889 | 0.0053541 | 0.0058649 | 0.0059296 | 0.0059296 | 0.0059296 | 0.0059296 | 0.0059296 | 0.0059296 | 0.0059296 | 0.0059296 | 1.8112 | 1.8338 | 1.8643 | 1.8938 | 1.908 | 1.9295 | 1.9397 | 1.956 | 1.9587 | 1.9587 | 1.9587 | 1.9587 | 1.9587 | 1.9587 | 1.9587 | 1.9587 | 1.9587 | 1.9587 | 1.9587 | 1.9587 | 4452.151 | 1326.8843 | 0.00019365 | 17572.7596 | 9957.1168 | 196.6974 | 59.0443 | 5779.0353 | 255.7417 | 5523.2936 | -4433.8232 | FALSE
| 60465889 | TQY031 | TQY | 22KV | 594.22 | 2 | 36500.4227 | 33.33% | Three phase | 97.13 | 0.0073639 | 0.0079261 | 0.0085329 | 0.009188 | 0.0098953 | 0.010659 | 0.011484 | 0.012375 | 0.013337 | 0.014376 | 0.015499 | 0.016713 | 0.018024 | 0.019441 | 0.019475 | 0.019475 | 0.019475 | 0.019475 | 0.019475 | 0.019475 | 4.135 | 4.2037 | 4.3107 | 4.3993 | 4.4733 | 4.5463 | 4.6307 | 4.7593 | 4.8397 | 4.8397 | 4.8397 | 4.8397 | 4.8397 | 4.8397 | 4.8397 | 4.8397 | 4.8397 | 4.8397 | 4.8397 | 4.8397 | 34085.0362 | 13735.9083 | 0.00063603 | 57716.5886 | 32703.5039 | 1555.8665 | 636.9416 | 47820.9446 | 2192.8081 | 45628.1365 | 12924.6326 | TRUE
| 60465907 | TQY021 | TQY | 22KV | 403.81 | 5 | 36500.4227 | 16.67% | Three phase | 97.13 | 0.0047178 | 0.0052399 | 0.0058223 | 0.006472 | 0.0071971 | 0.0080063 | 0.0089098 | 0.0099186 | 0.011045 | 0.012304 | 0.013235 | 0.013235 | 0.013235 | 0.013235 | 0.013235 | 0.013235 | 0.013235 | 0.013235 | 0.013235 | 0.013235 | 1.8112 | 1.8338 | 1.8643 | 1.8938 | 1.908 | 1.9295 | 1.9397 | 1.956 | 1.9587 | 1.9587 | 1.9587 | 1.9587 | 1.9587 | 1.9587 | 1.9587 | 1.9587 | 1.9587 | 1.9587 | 1.9587 | 1.9587 | 10246.5063 | 6814.0401 | 0.00043222 | 39222.0653 | 22224.0953 | 439.0248 | 294.1435 | 17060.5464 | 733.1683 | 16327.3781 | -5896.7172 | FALSE
| 60465909 | TQY031 | TQY | 22KV | 794.48 | 2 | 36500.4227 | 33.33% | Single phase | 44.74 | 0.0099287 | 0.010732 | 0.011603 | 0.012547 | 0.013571 | 0.014682 | 0.015887 | 0.017194 | 0.018612 | 0.020151 | 0.021822 | 0.023634 | 0.025602 | 0.026039 | 0.026039 | 0.026039 | 0.026039 | 0.026039 | 0.026039 | 0.026039 | 4.135 | 4.2037 | 4.3107 | 4.3993 | 4.4733 | 4.5463 | 4.6307 | 4.7593 | 4.8397 | 4.8397 | 4.8397 | 4.8397 | 4.8397 | 4.8397 | 4.8397 | 4.8397 | 4.8397 | 4.8397 | 4.8397 | 4.8397 | 46623.6855 | 11570.1005 | 0.00085039 | 35545.0352 | 20140.6082 | 2080.214 | 524.4615 | 58193.786 | 2604.6755 | 55589.1105 | 35448.5023 | TRUE
| 60465912 | WPD022 | WPD | 22KV | 318.66 | 1 | 40240.0236 | 50% | Three phase | 97.13 | 0.0039652 | 0.0042767 | 0.0046136 | 0.0049781 | 0.0053726 | 0.0057994 | 0.0062614 | 0.0067614 | 0.0073026 | 0.0078886 | 0.008523 | 0.00921 | 0.009954 | 0.010444 | 0.010444 | 0.010444 | 0.010444 | 0.010444 | 0.010444 | 0.010444 | 5.3945 | 5.64 | 5.9075 | 6.165 | 6.3925 | 6.635 | 6.901 | 7.1915 | 7.4385 | 7.4385 | 7.4385 | 7.4385 | 7.4385 | 7.4385 | 7.4385 | 7.4385 | 7.4385 | 7.4385 | 7.4385 | 7.4385 | 30577.2605 | 3994.0244 | 0.00034108 | 30951.4458 | 17537.7782 | 1360.4479 | 183.1725 | 34571.2849 | 1543.6204 | 33027.6645 | 15489.8864 | TRUE
| 60465913 | WPD022 | WPD | 22KV | 1183.07 | 1 | 40240.0236 | 50% | Three phase | 97.13 | 0.014721 | 0.015878 | 0.017129 | 0.018482 | 0.019946 | 0.021531 | 0.023246 | 0.025103 | 0.027112 | 0.029288 | 0.031643 | 0.034194 | 0.036956 | 0.038775 | 0.038775 | 0.038775 | 0.038775 | 0.038775 | 0.038775 | 0.038775 | 5.3945 | 5.64 | 5.9075 | 6.165 | 6.3925 | 6.635 | 6.901 | 7.1915 | 7.4385 | 7.4385 | 7.4385 | 7.4385 | 7.4385 | 7.4385 | 7.4385 | 7.4385 | 7.4385 | 7.4385 | 7.4385 | 7.4385 | 113522.3737 | 55052.4303 | 0.0012663 | 114911.5891 | 65111.4643 | 5050.854 | 2524.7942 | 168574.8039 | 7575.6482 | 160999.1557 | 95887.6914 | TRUE
| 60465914 | WPD022 | WPD | 22KV | 339.92 | 1 | 40240.0236 | 50% | Three phase | 97.13 | 0.0023948 | 0.002593 | 0.0028084 | 0.0030427 | 0.0032974 | 0.0035745 | 0.0038759 | 0.0042039 | 0.0045608 | 0.0049492 | 0.005372 | 0.0058323 | 0.0063335 | 0.0068793 | 0.0074737 | 0.0081211 | 0.0088265 | 0.0095949 | 0.010432 | 0.011141 | 5.3945 | 5.64 | 5.9075 | 6.165 | 6.3925 | 6.635 | 6.901 | 7.1915 | 7.4385 | 7.4385 | 7.4385 | 7.4385 | 7.4385 | 7.4385 | 7.4385 | 7.4385 | 7.4385 | 7.4385 | 7.4385 | 7.4385 | 21792.0283 | 3014.5372 | 0.00036384 | 33016.4296 | 18707.844 | 1451.2128 | 208.4292 | 24806.5655 | 1659.642 | 23146.9235 | 4439.0796 | TRUE
| 60465915 | WPD022 | WPD | 22KV | 203.77 | 1 | 40240.0236 | 50% | Single phase | 44.74 | 0.0010335 | 0.001124 | 0.0012229 | 0.0013311 | 0.0014494 | 0.0015788 | 0.0017203 | 0.0018752 | 0.0020447 | 0.0022302 | 0.0024333 | 0.0026558 | 0.0028994 | 0.0031662 | 0.0034586 | 0.003779 | 0.0041301 | 0.0045149 | 0.0049367 | 0.0053993 | 5.3945 | 5.64 | 5.9075 | 6.165 | 6.3925 | 6.635 | 6.901 | 7.1915 | 7.4385 | 7.4385 | 7.4385 | 7.4385 | 7.4385 | 7.4385 | 7.4385 | 7.4385 | 7.4385 | 7.4385 | 7.4385 | 7.4385 | 9974.5403 | 380.2403 | 0.00021811 | 9116.6698 | 5165.708 | 869.9506 | 34.5007 | 10354.7806 | 904.4514 | 9450.3292 | 4284.6212 | TRUE
| 60465916 | WPD022 | WPD | 22KV | 84.55 | 1 | 40240.0236 | 50% | Single phase | 44.74 | 0.00042882 | 0.00046638 | 0.00050743 | 0.00055231 | 0.00060139 | 0.00065508 | 0.0007138 | 0.00077806 | 0.00084839 | 0.00092538 | 0.0010097 | 0.001102 | 0.001203 | 0.0013138 | 0.0014351 | 0.001568 | 0.0017137 | 0.0018734 | 0.0020484 | 0.0022403 | 5.3945 | 5.64 | 5.9075 | 6.165 | 6.3925 | 6.635 | 6.901 | 7.1915 | 7.4385 | 7.4385 | 7.4385 | 7.4385 | 7.4385 | 7.4385 | 7.4385 | 7.4385 | 7.4385 | 7.4385 | 7.4385 | 7.4385 | 4138.722 | 65.4643 | 9.05e-05 | 3782.767 | 2143.4 | 360.9674 | 5.9398 | 4204.1864 | 366.9072 | 3837.2791 | 1693.8791 | TRUE
| 60465921 | WPD022 | WPD | 22KV | 299.21 | 1 | 40240.0236 | 50% | Single phase | 44.74 | 0.0015175 | 0.0016504 | 0.0017957 | 0.0019546 | 0.0021282 | 0.0023182 | 0.002526 | 0.0027535 | 0.0030023 | 0.0032748 | 0.003573 | 0.0038997 | 0.0042574 | 0.0046492 | 0.0050785 | 0.0055489 | 0.0060645 | 0.0066295 | 0.007249 | 0.0079281 | 5.3945 | 5.64 | 5.9075 | 6.165 | 6.3925 | 6.635 | 6.901 | 7.1915 | 7.4385 | 7.4385 | 7.4385 | 7.4385 | 7.4385 | 7.4385 | 7.4385 | 7.4385 | 7.4385 | 7.4385 | 7.4385 | 7.4385 | 14646.3278 | 819.8414 | 0.00032026 | 13386.6554 | 7585.1769 | 1277.4105 | 74.3875 | 15466.1691 | 1351.798 | 14114.3712 | 6529.1942 | TRUE
| 60465925 | WPD022 | WPD | 22KV | 661.59 | 1 | 40240.0236 | 50% | Covered | 390 | 0.0040456 | 0.0044005 | 0.0047883 | 0.0052121 | 0.0056754 | 0.0061819 | 0.0067359 | 0.0073418 | 0.0080047 | 0.00873 | 0.0095237 | 0.010392 | 0.011344 | 0.012385 | 0.013525 | 0.014774 | 0.016142 | 0.01764 | 0.019282 | 0.021082 | 5.3945 | 5.64 | 5.9075 | 6.165 | 6.3925 | 6.635 | 6.901 | 7.1915 | 7.4385 | 7.4385 | 7.4385 | 7.4385 | 7.4385 | 7.4385 | 7.4385 | 7.4385 | 7.4385 | 7.4385 | 7.4385 | 7.4385 | 39013.1998 | 42093.2353 | 0.00070814 | 258020.1 | 146199.9322 | 2824.5112 | 3170.2549 | 81106.4351 | 5994.7661 | 75111.669 | -71088.2632 | FALSE
| 60465942 | WPD022 | WPD | 22KV | 60.19 | 1 | 40240.0236 | 50% | Covered | 390 | 0.00040445 | 0.00043995 | 0.00047874 | 0.00052113 | 0.00056745 | 0.0006181 | 0.00067347 | 0.00073403 | 0.00080026 | 0.00087272 | 0.000952 | 0.0010388 | 0.0011337 | 0.0012376 | 0.0013514 | 0.001476 | 0.0016125 | 0.0017619 | 0.0019256 | 0.0019727 | 5.3945 | 5.64 | 5.9075 | 6.165 | 6.3925 | 6.635 | 6.901 | 7.1915 | 7.4385 | 7.4385 | 7.4385 | 7.4385 | 7.4385 | 7.4385 | 7.4385 | 7.4385 | 7.4385 | 7.4385 | 7.4385 | 7.4385 | 3878.3409 | 380.7894 | 6.4425e-05 | 23474.1 | 13300.9476 | 256.9678 | 26.2401 | 4259.1303 | 283.2079 | 3975.9224 | -9325.0252 | FALSE
| 60465943 | WPD022 | WPD | 22KV | 592.1 | 1 | 40240.0236 | 50% | Covered | 390 | 0.0039787 | 0.0043279 | 0.0047095 | 0.0051264 | 0.0055822 | 0.0060804 | 0.0066251 | 0.0072208 | 0.0078723 | 0.0085851 | 0.009365 | 0.010218 | 0.011152 | 0.012175 | 0.013294 | 0.01452 | 0.015862 | 0.017332 | 0.018942 | 0.019406 | 5.3945 | 5.64 | 5.9075 | 6.165 | 6.3925 | 6.635 | 6.901 | 7.1915 | 7.4385 | 7.4385 | 7.4385 | 7.4385 | 7.4385 | 7.4385 | 7.4385 | 7.4385 | 7.4385 | 7.4385 | 7.4385 | 7.4385 | 38151.9461 | 36849.0524 | 0.00063376 | 230919 | 130843.8456 | 2527.8391 | 2539.2557 | 75000.9985 | 5067.0949 | 69933.9036 | -60909.942 | FALSE
| 60465945 | WPD022 | WPD | 22KV | 388.18 | 1 | 40240.0236 | 50% | Three phase | 97.13 | 0.004897 | 0.0053184 | 0.0057776 | 0.0062779 | 0.0068232 | 0.0074176 | 0.0080655 | 0.008772 | 0.0095423 | 0.010382 | 0.011299 | 0.012298 | 0.012723 | 0.012723 | 0.012723 | 0.012723 | 0.012723 | 0.012723 | 0.012723 | 0.012723 | 5.3945 | 5.64 | 5.9075 | 6.165 | 6.3925 | 6.635 | 6.901 | 7.1915 | 7.4385 | 7.4385 | 7.4385 | 7.4385 | 7.4385 | 7.4385 | 7.4385 | 7.4385 | 7.4385 | 7.4385 | 7.4385 | 7.4385 | 38559.6177 | 6134.5367 | 0.0004155 | 37703.9234 | 21363.8823 | 1657.2481 | 271.8137 | 44694.1545 | 1929.0618 | 42765.0927 | 21401.2104 | TRUE
| 60465949 | WPD022 | WPD | 22KV | 30.62 | 1 | 40240.0236 | 50% | Three phase | 97.13 | 0.0002738 | 0.00029787 | 0.00032416 | 0.00035288 | 0.00038425 | 0.00041853 | 0.00045599 | 0.00049693 | 0.00054169 | 0.00059062 | 0.00064413 | 0.00070265 | 0.00076666 | 0.00083669 | 0.0009133 | 0.00099713 | 0.0010036 | 0.0010036 | 0.0010036 | 0.0010036 | 5.3945 | 5.64 | 5.9075 | 6.165 | 6.3925 | 6.635 | 6.901 | 7.1915 | 7.4385 | 7.4385 | 7.4385 | 7.4385 | 7.4385 | 7.4385 | 7.4385 | 7.4385 | 7.4385 | 7.4385 | 7.4385 | 7.4385 | 2480.0902 | 30.9268 | 3.2775e-05 | 2974.1206 | 1685.2029 | 130.7253 | 1.6913 | 2511.017 | 132.4166 | 2378.6004 | 693.3975 | TRUE
| 60465950 | WPD022 | WPD | 22KV | 1375.36 | 1 | 40240.0236 | 50% | Three phase | 97.13 | 0.0092419 | 0.010053 | 0.010939 | 0.011908 | 0.012967 | 0.014124 | 0.015389 | 0.016773 | 0.018286 | 0.019942 | 0.021753 | 0.023736 | 0.025905 | 0.02828 | 0.030881 | 0.033727 | 0.036845 | 0.04026 | 0.044 | 0.045077 | 5.3945 | 5.64 | 5.9075 | 6.165 | 6.3925 | 6.635 | 6.901 | 7.1915 | 7.4385 | 7.4385 | 7.4385 | 7.4385 | 7.4385 | 7.4385 | 7.4385 | 7.4385 | 7.4385 | 7.4385 | 7.4385 | 7.4385 | 88621.2811 | 49517.392 | 0.0014721 | 133588.7168 | 75694.3406 | 5871.7933 | 3412.2267 | 138138.6731 | 9284.0201 | 128854.653 | 53160.3124 | TRUE
| 60465969 | WPD022 | WPD | 22KV | 220.21 | 1 | 40240.0236 | 50% | Three phase | 97.13 | 0.0027999 | 0.0030529 | 0.0033298 | 0.0036326 | 0.0039641 | 0.0043269 | 0.0047241 | 0.0051589 | 0.0056351 | 0.0061565 | 0.0067276 | 0.0072173 | 0.0072173 | 0.0072173 | 0.0072173 | 0.0072173 | 0.0072173 | 0.0072173 | 0.0072173 | 0.0072173 | 5.3945 | 5.64 | 5.9075 | 6.165 | 6.3925 | 6.635 | 6.901 | 7.1915 | 7.4385 | 7.4385 | 7.4385 | 7.4385 | 7.4385 | 7.4385 | 7.4385 | 7.4385 | 7.4385 | 7.4385 | 7.4385 | 7.4385 | 22256.5289 | 2008.754 | 0.00023571 | 21388.9973 | 12119.482 | 940.1376 | 87.474 | 24265.2829 | 1027.6116 | 23237.6713 | 11118.1893 | TRUE
| 60465970 | WPD022 | WPD | 22KV | 294.57 | 1 | 40240.0236 | 50% | Three phase | 97.13 | 0.0037454 | 0.0040838 | 0.0044541 | 0.0048593 | 0.0053027 | 0.005788 | 0.0063193 | 0.006901 | 0.0075379 | 0.0082354 | 0.0089994 | 0.0096545 | 0.0096545 | 0.0096545 | 0.0096545 | 0.0096545 | 0.0096545 | 0.0096545 | 0.0096545 | 0.0096545 | 5.3945 | 5.64 | 5.9075 | 6.165 | 6.3925 | 6.635 | 6.901 | 7.1915 | 7.4385 | 7.4385 | 7.4385 | 7.4385 | 7.4385 | 7.4385 | 7.4385 | 7.4385 | 7.4385 | 7.4385 | 7.4385 | 7.4385 | 29772.0617 | 3594.4274 | 0.0003153 | 28611.5841 | 16211.9604 | 1257.601 | 156.5244 | 33366.4891 | 1414.1255 | 31952.3636 | 15740.4032 | TRUE
| 60465980 | WPD022 | WPD | 22KV | 471.85 | 1 | 40240.0236 | 50% | Three phase | 97.13 | 0.0043702 | 0.0047325 | 0.0051263 | 0.0055543 | 0.0060196 | 0.0065255 | 0.0070757 | 0.007674 | 0.0083248 | 0.0090328 | 0.0098031 | 0.010641 | 0.011554 | 0.012546 | 0.013627 | 0.014804 | 0.015465 | 0.015465 | 0.015465 | 0.015465 | 5.3945 | 5.64 | 5.9075 | 6.165 | 6.3925 | 6.635 | 6.901 | 7.1915 | 7.4385 | 7.4385 | 7.4385 | 7.4385 | 7.4385 | 7.4385 | 7.4385 | 7.4385 | 7.4385 | 7.4385 | 7.4385 | 7.4385 | 38009.0281 | 7313.2051 | 0.00050505 | 45830.7905 | 25968.7461 | 2014.4585 | 401.6179 | 45322.2331 | 2416.0764 | 42906.1567 | 16937.4107 | TRUE
| 60465992 | WPD022 | WPD | 22KV | 29.77 | 1 | 40240.0236 | 50% | Single phase | 44.74 | 0.00021993 | 0.00023925 | 0.00026035 | 0.0002834 | 0.0003086 | 0.00033614 | 0.00036624 | 0.00039916 | 0.00043515 | 0.00047452 | 0.00051759 | 0.00056471 | 0.00061627 | 0.0006727 | 0.00073446 | 0.00080207 | 0.00087609 | 0.00095714 | 0.0009757 | 0.0009757 | 5.3945 | 5.64 | 5.9075 | 6.165 | 6.3925 | 6.635 | 6.901 | 7.1915 | 7.4385 | 7.4385 | 7.4385 | 7.4385 | 7.4385 | 7.4385 | 7.4385 | 7.4385 | 7.4385 | 7.4385 | 7.4385 | 7.4385 | 2082.2218 | 11.606 | 3.1865e-05 | 1331.9098 | 754.6897 | 127.0964 | 0.73639 | 2093.8278 | 127.8328 | 1965.995 | 1211.3053 | TRUE
| 60465993 | WPD022 | WPD | 22KV | 277.79 | 1 | 40240.0236 | 50% | Single phase | 44.74 | 0.0020522 | 0.0022324 | 0.0024293 | 0.0026445 | 0.0028796 | 0.0031365 | 0.0034175 | 0.0037246 | 0.0040605 | 0.0044279 | 0.0048297 | 0.0052694 | 0.0057505 | 0.0062771 | 0.0068534 | 0.0074843 | 0.008175 | 0.0089313 | 0.0091045 | 0.0091045 | 5.3945 | 5.64 | 5.9075 | 6.165 | 6.3925 | 6.635 | 6.901 | 7.1915 | 7.4385 | 7.4385 | 7.4385 | 7.4385 | 7.4385 | 7.4385 | 7.4385 | 7.4385 | 7.4385 | 7.4385 | 7.4385 | 7.4385 | 19429.6399 | 1010.5542 | 0.00029734 | 12428.3246 | 7042.1654 | 1185.9626 | 64.1181 | 20440.1941 | 1250.0807 | 19190.1134 | 12147.948 | TRUE
| 60465996 | WPD022 | WPD | 22KV | 42.48 | 1 | 40240.0236 | 50% | Three phase | 97.13 | 0.00053331 | 0.00057779 | 0.00062612 | 0.00067866 | 0.00073578 | 0.00079788 | 0.0008654 | 0.00093883 | 0.0010187 | 0.0011056 | 0.0012001 | 0.0013029 | 0.0013923 | 0.0013923 | 0.0013923 | 0.0013923 | 0.0013923 | 0.0013923 | 0.0013923 | 0.0013923 | 5.3945 | 5.64 | 5.9075 | 6.165 | 6.3925 | 6.635 | 6.901 | 7.1915 | 7.4385 | 7.4385 | 7.4385 | 7.4385 | 7.4385 | 7.4385 | 7.4385 | 7.4385 | 7.4385 | 7.4385 | 7.4385 | 7.4385 | 4172.5026 | 72.644 | 4.5469e-05 | 4126.0824 | 2337.9301 | 181.3589 | 3.2552 | 4245.1466 | 184.6141 | 4060.5325 | 1722.6024 | TRUE
| 60465997 | WPD022 | WPD | 22KV | 265.74 | 1 | 40240.0236 | 50% | Three phase | 97.13 | 0.0033362 | 0.0036144 | 0.0039168 | 0.0042455 | 0.0046028 | 0.0049912 | 0.0054136 | 0.005873 | 0.0063726 | 0.0069161 | 0.0075073 | 0.0081505 | 0.0087096 | 0.0087096 | 0.0087096 | 0.0087096 | 0.0087096 | 0.0087096 | 0.0087096 | 0.0087096 | 5.3945 | 5.64 | 5.9075 | 6.165 | 6.3925 | 6.635 | 6.901 | 7.1915 | 7.4385 | 7.4385 | 7.4385 | 7.4385 | 7.4385 | 7.4385 | 7.4385 | 7.4385 | 7.4385 | 7.4385 | 7.4385 | 7.4385 | 26101.7145 | 2842.7894 | 0.00028444 | 25811.3262 | 14625.272 | 1134.5178 | 127.3852 | 28944.5039 | 1261.903 | 27682.6009 | 13057.3289 | TRUE
| 60465998 | WPD022 | WPD | 22KV | 377.18 | 1 | 40240.0236 | 50% | Three phase | 97.13 | 0.0037131 | 0.0040396 | 0.0043963 | 0.0047857 | 0.0052111 | 0.0056759 | 0.0061837 | 0.0067387 | 0.0073452 | 0.0080083 | 0.0087332 | 0.0095258 | 0.010393 | 0.011341 | 0.012362 | 0.012362 | 0.012362 | 0.012362 | 0.012362 | 0.012362 | 5.3945 | 5.64 | 5.9075 | 6.165 | 6.3925 | 6.635 | 6.901 | 7.1915 | 7.4385 | 7.4385 | 7.4385 | 7.4385 | 7.4385 | 7.4385 | 7.4385 | 7.4385 | 7.4385 | 7.4385 | 7.4385 | 7.4385 | 32617.0218 | 5017.0493 | 0.00040372 | 36635.4934 | 20758.4861 | 1610.286 | 256.627 | 37634.071 | 1866.9131 | 35767.158 | 15008.6719 | TRUE
| 60465999 | WPD022 | WPD | 22KV | 32.21 | 1 | 40240.0236 | 50% | Three phase | 97.13 | 0.00031709 | 0.00034497 | 0.00037543 | 0.00040868 | 0.00044501 | 0.0004847 | 0.00052807 | 0.00057546 | 0.00062726 | 0.00068388 | 0.00074579 | 0.00081348 | 0.0008875 | 0.00096846 | 0.0010557 | 0.0010557 | 0.0010557 | 0.0010557 | 0.0010557 | 0.0010557 | 5.3945 | 5.64 | 5.9075 | 6.165 | 6.3925 | 6.635 | 6.901 | 7.1915 | 7.4385 | 7.4385 | 7.4385 | 7.4385 | 7.4385 | 7.4385 | 7.4385 | 7.4385 | 7.4385 | 7.4385 | 7.4385 | 7.4385 | 2785.3923 | 36.5875 | 3.4477e-05 | 3128.5573 | 1772.7102 | 137.5134 | 1.8715 | 2821.9798 | 139.3849 | 2682.5949 | 909.8847 | TRUE
| 60466000 | WPD022 | WPD | 22KV | 243.03 | 1 | 40240.0236 | 50% | Three phase | 97.13 | 0.0023925 | 0.0026029 | 0.0028327 | 0.0030836 | 0.0033577 | 0.0036572 | 0.0039844 | 0.0043419 | 0.0047328 | 0.00516 | 0.0056271 | 0.0061378 | 0.0066963 | 0.0073072 | 0.0079653 | 0.0079653 | 0.0079653 | 0.0079653 | 0.0079653 | 0.0079653 | 5.3945 | 5.64 | 5.9075 | 6.165 | 6.3925 | 6.635 | 6.901 | 7.1915 | 7.4385 | 7.4385 | 7.4385 | 7.4385 | 7.4385 | 7.4385 | 7.4385 | 7.4385 | 7.4385 | 7.4385 | 7.4385 | 7.4385 | 21016.2649 | 2082.9115 | 0.00026013 | 23605.5039 | 13375.404 | 1037.5625 | 106.543 | 23099.1765 | 1144.1055 | 21955.071 | 8579.667 | TRUE
| 60466004 | WPD022 | WPD | 22KV | 1111.28 | 1 | 40240.0236 | 50% | Covered | 390 | 0.011663 | 0.012667 | 0.013762 | 0.014955 | 0.016255 | 0.017673 | 0.01922 | 0.020907 | 0.022747 | 0.024755 | 0.026945 | 0.029336 | 0.031945 | 0.034793 | 0.036422 | 0.036422 | 0.036422 | 0.036422 | 0.036422 | 0.036422 | 5.3945 | 5.64 | 5.9075 | 6.165 | 6.3925 | 6.635 | 6.901 | 7.1915 | 7.4385 | 7.4385 | 7.4385 | 7.4385 | 7.4385 | 7.4385 | 7.4385 | 7.4385 | 7.4385 | 7.4385 | 7.4385 | 7.4385 | 99173.447 | 180694.0622 | 0.0011895 | 433399.2 | 245573.6341 | 4744.3625 | 8944.6493 | 279867.5092 | 13689.0118 | 266178.4973 | 20604.8632 | TRUE
| 60466005 | WPD022 | WPD | 22KV | 648.27 | 1 | 40240.0236 | 50% | Single phase | 44.74 | 0.0032879 | 0.0035759 | 0.0038906 | 0.0042348 | 0.0046111 | 0.0050227 | 0.0054729 | 0.0059657 | 0.0065049 | 0.0070951 | 0.0077414 | 0.008449 | 0.0092241 | 0.010073 | 0.011003 | 0.012022 | 0.013139 | 0.014364 | 0.015706 | 0.017177 | 5.3945 | 5.64 | 5.9075 | 6.165 | 6.3925 | 6.635 | 6.901 | 7.1915 | 7.4385 | 7.4385 | 7.4385 | 7.4385 | 7.4385 | 7.4385 | 7.4385 | 7.4385 | 7.4385 | 7.4385 | 7.4385 | 7.4385 | 31732.8128 | 3848.482 | 0.00069389 | 29003.5998 | 16434.0853 | 2767.6444 | 349.1882 | 35581.2948 | 3116.8326 | 32464.4622 | 16030.3769 | TRUE
| 60466009 | WPD022 | WPD | 22KV | 41.88 | 1 | 40240.0236 | 50% | Single phase | 44.74 | 0.00028921 | 0.00031305 | 0.00033896 | 0.00036713 | 0.00039775 | 0.00043105 | 0.00046727 | 0.00050666 | 0.00054952 | 0.00059615 | 0.0006469 | 0.00070213 | 0.00076225 | 0.0008277 | 0.00089896 | 0.00097657 | 0.0010611 | 0.0011531 | 0.0012534 | 0.0013627 | 5.3945 | 5.64 | 5.9075 | 6.165 | 6.3925 | 6.635 | 6.901 | 7.1915 | 7.4385 | 7.4385 | 7.4385 | 7.4385 | 7.4385 | 7.4385 | 7.4385 | 7.4385 | 7.4385 | 7.4385 | 7.4385 | 7.4385 | 2626.9094 | 20.6235 | 4.4827e-05 | 1873.7112 | 1061.6865 | 178.7973 | 1.4573 | 2647.5328 | 180.2547 | 2467.2781 | 1405.5917 | TRUE
| 60466010 | WPD022 | WPD | 22KV | 1102.72 | 1 | 40240.0236 | 50% | Single phase | 44.74 | 0.010856 | 0.01181 | 0.012853 | 0.013991 | 0.015235 | 0.016594 | 0.018079 | 0.019701 | 0.021474 | 0.023413 | 0.025532 | 0.02785 | 0.030384 | 0.033156 | 0.036141 | 0.036141 | 0.036141 | 0.036141 | 0.036141 | 0.036141 | 5.3945 | 5.64 | 5.9075 | 6.165 | 6.3925 | 6.635 | 6.901 | 7.1915 | 7.4385 | 7.4385 | 7.4385 | 7.4385 | 7.4385 | 7.4385 | 7.4385 | 7.4385 | 7.4385 | 7.4385 | 7.4385 | 7.4385 | 95358.8267 | 19752.5944 | 0.0011803 | 49335.6928 | 27954.7017 | 4707.8175 | 1010.3648 | 115111.4211 | 5718.1823 | 109393.2388 | 81438.5371 | TRUE
| 60466022 | WPD022 | WPD | 22KV | 223.91 | 1 | 40240.0236 | 50% | Single phase | 44.74 | 0.0015046 | 0.0016367 | 0.0017809 | 0.0019386 | 0.002111 | 0.0022994 | 0.0025054 | 0.0027306 | 0.002977 | 0.0032466 | 0.0035415 | 0.0038642 | 0.0042174 | 0.0046041 | 0.0050274 | 0.0054909 | 0.0059984 | 0.0065543 | 0.0071633 | 0.0073386 | 5.3945 | 5.64 | 5.9075 | 6.165 | 6.3925 | 6.635 | 6.901 | 7.1915 | 7.4385 | 7.4385 | 7.4385 | 7.4385 | 7.4385 | 7.4385 | 7.4385 | 7.4385 | 7.4385 | 7.4385 | 7.4385 | 7.4385 | 14427.6343 | 604.5254 | 0.00023967 | 10017.7334 | 5676.2707 | 955.9339 | 41.6576 | 15032.1597 | 997.5915 | 14034.5681 | 8358.2974 | TRUE
| 60466027 | WPD022 | WPD | 22KV | 333.91 | 1 | 40240.0236 | 50% | Three phase | 97.13 | 0.0030926 | 0.003349 | 0.0036277 | 0.0039306 | 0.0042599 | 0.0046179 | 0.0050072 | 0.0054306 | 0.0058911 | 0.0063922 | 0.0069373 | 0.0075304 | 0.008176 | 0.0088786 | 0.0096434 | 0.010476 | 0.010944 | 0.010944 | 0.010944 | 0.010944 | 5.3945 | 5.64 | 5.9075 | 6.165 | 6.3925 | 6.635 | 6.901 | 7.1915 | 7.4385 | 7.4385 | 7.4385 | 7.4385 | 7.4385 | 7.4385 | 7.4385 | 7.4385 | 7.4385 | 7.4385 | 7.4385 | 7.4385 | 26897.5195 | 3662.3402 | 0.00035741 | 32432.6783 | 18377.0775 | 1425.5544 | 201.124 | 30559.8597 | 1626.6784 | 28933.1812 | 10556.1038 | TRUE
| 60466062 | WPD024 | WPD | 22KV | 25.5 | 0 | 40240.0236 | 100% | Three phase | 97.13 | 0.00032909 | 0.00036154 | 0.00039732 | 0.00043678 | 0.00048029 | 0.0005283 | 0.00058128 | 0.00063973 | 0.00070425 | 0.00077548 | 0.00083576 | 0.00083576 | 0.00083576 | 0.00083576 | 0.00083576 | 0.00083576 | 0.00083576 | 0.00083576 | 0.00083576 | 0.00083576 | 8.503 | 8.802 | 9.144 | 9.46 | 9.739 | 10.031 | 10.386 | 10.789 | 11.078 | 11.078 | 11.078 | 11.078 | 11.078 | 11.078 | 11.078 | 11.078 | 11.078 | 11.078 | 11.078 | 11.078 | 3978.734 | 27.7134 | 2.7294e-05 | 2476.815 | 1403.4185 | 164.183 | 1.173 | 4006.4474 | 165.356 | 3841.0914 | 2437.6729 | TRUE
| 60466082 | WPD024 | WPD | 22KV | 208.61 | 0 | 40240.0236 | 100% | Single phase | 44.74 | 0.0026317 | 0.0028582 | 0.0031049 | 0.0033738 | 0.0036668 | 0.0039862 | 0.0043345 | 0.0047141 | 0.0051281 | 0.0055796 | 0.006072 | 0.0066092 | 0.0068371 | 0.0068371 | 0.0068371 | 0.0068371 | 0.0068371 | 0.0068371 | 0.0068371 | 0.0068371 | 8.503 | 8.802 | 9.144 | 9.46 | 9.739 | 10.031 | 10.386 | 10.789 | 11.078 | 11.078 | 11.078 | 11.078 | 11.078 | 11.078 | 11.078 | 11.078 | 11.078 | 11.078 | 11.078 | 11.078 | 31101.2513 | 816.0717 | 0.00022329 | 9333.2114 | 5288.4053 | 1343.1458 | 36.1591 | 31917.323 | 1379.305 | 30538.018 | 25249.6127 | TRUE
| 60466099 | WPD024 | WPD | 22KV | 16.1 | 0 | 40240.0236 | 100% | Three phase | 97.13 | 0.00017456 | 0.00018992 | 0.00020669 | 0.000225 | 0.000245 | 0.00026684 | 0.00029071 | 0.00031678 | 0.00034528 | 0.00037642 | 0.00041047 | 0.00044768 | 0.00048838 | 0.00052767 | 0.00052767 | 0.00052767 | 0.00052767 | 0.00052767 | 0.00052767 | 0.00052767 | 8.503 | 8.802 | 9.144 | 9.46 | 9.739 | 10.031 | 10.386 | 10.789 | 11.078 | 11.078 | 11.078 | 11.078 | 11.078 | 11.078 | 11.078 | 11.078 | 11.078 | 11.078 | 11.078 | 11.078 | 2218.1115 | 9.7245 | 1.7233e-05 | 1563.793 | 886.0799 | 103.6606 | 0.46758 | 2227.836 | 104.1282 | 2123.7078 | 1237.6279 | TRUE
| 60466109 | WPD024 | WPD | 22KV | 40.8 | 0 | 40240.0236 | 100% | Three phase | 97.13 | 0.00039072 | 0.00042608 | 0.0004648 | 0.00050719 | 0.0005536 | 0.00060444 | 0.00066013 | 0.00072115 | 0.00078801 | 0.00086128 | 0.0009416 | 0.0010297 | 0.0011262 | 0.0012321 | 0.0013372 | 0.0013372 | 0.0013372 | 0.0013372 | 0.0013372 | 0.0013372 | 8.503 | 8.802 | 9.144 | 9.46 | 9.739 | 10.031 | 10.386 | 10.789 | 11.078 | 11.078 | 11.078 | 11.078 | 11.078 | 11.078 | 11.078 | 11.078 | 11.078 | 11.078 | 11.078 | 11.078 | 5261.8287 | 58.3418 | 4.3671e-05 | 3962.904 | 2245.4696 | 262.6928 | 3.0028 | 5320.1705 | 265.6956 | 5054.4749 | 2809.0053 | TRUE
| 60466110 | WPD024 | WPD | 22KV | 113.28 | 0 | 40240.0236 | 100% | Three phase | 97.13 | 0.0010848 | 0.001183 | 0.0012905 | 0.0014082 | 0.0015371 | 0.0016782 | 0.0018328 | 0.0020022 | 0.0021879 | 0.0023913 | 0.0026143 | 0.0028588 | 0.0031268 | 0.0034208 | 0.0037127 | 0.0037127 | 0.0037127 | 0.0037127 | 0.0037127 | 0.0037127 | 8.503 | 8.802 | 9.144 | 9.46 | 9.739 | 10.031 | 10.386 | 10.789 | 11.078 | 11.078 | 11.078 | 11.078 | 11.078 | 11.078 | 11.078 | 11.078 | 11.078 | 11.078 | 11.078 | 11.078 | 14609.3127 | 449.7445 | 0.00012125 | 11002.8864 | 6234.4804 | 729.3589 | 23.1479 | 15059.0572 | 752.5068 | 14306.5504 | 8072.0701 | TRUE
| 60466116 | WPD024 | WPD | 22KV | 2469.38 | 0 | 40240.0236 | 100% | Single phase | 44.74 | 0.0295 | 0.032096 | 0.03493 | 0.038025 | 0.041404 | 0.045095 | 0.049126 | 0.05353 | 0.058342 | 0.063601 | 0.069348 | 0.075629 | 0.080933 | 0.080933 | 0.080933 | 0.080933 | 0.080933 | 0.080933 | 0.080933 | 0.080933 | 8.503 | 8.802 | 9.144 | 9.46 | 9.739 | 10.031 | 10.386 | 10.789 | 11.078 | 11.078 | 11.078 | 11.078 | 11.078 | 11.078 | 11.078 | 11.078 | 11.078 | 11.078 | 11.078 | 11.078 | 359752.9083 | 111614.4255 | 0.0026431 | 110480.0612 | 62600.4619 | 15899.2256 | 5066.6808 | 471367.3338 | 20965.9065 | 450401.4273 | 387800.9654 | TRUE
| 60466131 | WPD024 | WPD | 22KV | 838.52 | 0 | 40240.0236 | 100% | Three phase | 97.13 | 0.010822 | 0.011889 | 0.013065 | 0.014363 | 0.015794 | 0.017372 | 0.019114 | 0.021036 | 0.023158 | 0.0255 | 0.027482 | 0.027482 | 0.027482 | 0.027482 | 0.027482 | 0.027482 | 0.027482 | 0.027482 | 0.027482 | 0.027482 | 8.503 | 8.802 | 9.144 | 9.46 | 9.739 | 10.031 | 10.386 | 10.789 | 11.078 | 11.078 | 11.078 | 11.078 | 11.078 | 11.078 | 11.078 | 11.078 | 11.078 | 11.078 | 11.078 | 11.078 | 130833.2575 | 29966.5069 | 0.00089752 | 81445.4476 | 46148.8036 | 5398.8526 | 1268.3291 | 160799.7644 | 6667.1817 | 154132.5827 | 107983.7791 | TRUE
| 60466163 | WPD024 | WPD | 22KV | 490.03 | 0 | 40240.0236 | 100% | Three phase | 97.13 | 0.0036202 | 0.0039381 | 0.0042854 | 0.0046649 | 0.0050797 | 0.005533 | 0.0060285 | 0.0065703 | 0.0071628 | 0.0078109 | 0.0085198 | 0.0092954 | 0.010144 | 0.011073 | 0.01209 | 0.013202 | 0.014421 | 0.015755 | 0.016061 | 0.016061 | 8.503 | 8.802 | 9.144 | 9.46 | 9.739 | 10.031 | 10.386 | 10.789 | 11.078 | 11.078 | 11.078 | 11.078 | 11.078 | 11.078 | 11.078 | 11.078 | 11.078 | 11.078 | 11.078 | 11.078 | 51376.1462 | 6826.9878 | 0.00052451 | 47596.6139 | 26969.3009 | 3155.0825 | 433.1621 | 58203.1341 | 3588.2446 | 54614.8895 | 27645.5886 | TRUE
| 60466164 | WPD024 | WPD | 22KV | 1221.23 | 0 | 40240.0236 | 100% | Three phase | 97.13 | 0.009022 | 0.0098144 | 0.01068 | 0.011626 | 0.012659 | 0.013789 | 0.015024 | 0.016374 | 0.017851 | 0.019466 | 0.021233 | 0.023166 | 0.025281 | 0.027595 | 0.030129 | 0.032903 | 0.035939 | 0.039264 | 0.040026 | 0.040026 | 8.503 | 8.802 | 9.144 | 9.46 | 9.739 | 10.031 | 10.386 | 10.789 | 11.078 | 11.078 | 11.078 | 11.078 | 11.078 | 11.078 | 11.078 | 11.078 | 11.078 | 11.078 | 11.078 | 11.078 | 128037.2447 | 42401.2559 | 0.0013072 | 118618.0699 | 67211.6388 | 7862.9499 | 2690.2958 | 170438.5007 | 10553.2457 | 159885.2549 | 92673.6161 | TRUE
| 60466178 | WPD024 | WPD | 22KV | 265.81 | 0 | 40240.0236 | 100% | Three phase | 97.13 | 0.002882 | 0.0031356 | 0.0034124 | 0.0037147 | 0.0040449 | 0.0044055 | 0.0047995 | 0.00523 | 0.0057005 | 0.0062147 | 0.0067768 | 0.0073912 | 0.008063 | 0.0087119 | 0.0087119 | 0.0087119 | 0.0087119 | 0.0087119 | 0.0087119 | 0.0087119 | 8.503 | 8.802 | 9.144 | 9.46 | 9.739 | 10.031 | 10.386 | 10.789 | 11.078 | 11.078 | 11.078 | 11.078 | 11.078 | 11.078 | 11.078 | 11.078 | 11.078 | 11.078 | 11.078 | 11.078 | 36620.883 | 2650.6986 | 0.00028451 | 25818.1253 | 14629.1245 | 1711.4309 | 127.4523 | 39271.5816 | 1838.8832 | 37432.6984 | 22803.5739 | TRUE
| 60466205 | WPD024 | WPD | 22KV | 561.12 | 0 | 40240.0236 | 100% | Single phase | 44.74 | 0.0067033 | 0.0072933 | 0.0079373 | 0.0086404 | 0.0094083 | 0.010247 | 0.011163 | 0.012164 | 0.013257 | 0.014452 | 0.015758 | 0.017185 | 0.018391 | 0.018391 | 0.018391 | 0.018391 | 0.018391 | 0.018391 | 0.018391 | 0.018391 | 8.503 | 8.802 | 9.144 | 9.46 | 9.739 | 10.031 | 10.386 | 10.789 | 11.078 | 11.078 | 11.078 | 11.078 | 11.078 | 11.078 | 11.078 | 11.078 | 11.078 | 11.078 | 11.078 | 11.078 | 81747.0587 | 5763.0976 | 0.0006006 | 25104.5088 | 14224.7735 | 3612.799 | 261.6129 | 87510.1563 | 3874.4119 | 83635.7444 | 69410.9709 | TRUE
| 60466233 | WPD031 | WPD | 22KV | 54.35 | 1 | 40240.0236 | 50% | Three phase | 97.13 | 0.00052359 | 0.00057271 | 0.00062665 | 0.00068589 | 0.00075097 | 0.00082247 | 0.00090105 | 0.00098742 | 0.0010824 | 0.0011868 | 0.0013015 | 0.0014278 | 0.0015667 | 0.0017194 | 0.0017813 | 0.0017813 | 0.0017813 | 0.0017813 | 0.0017813 | 0.0017813 | 2.8345 | 2.946 | 3.059 | 3.1705 | 3.2615 | 3.3615 | 3.4955 | 3.6615 | 3.79 | 3.79 | 3.79 | 3.79 | 3.79 | 3.79 | 3.79 | 3.79 | 3.79 | 3.79 | 3.79 | 3.79 | 2430.5126 | 105.4523 | 5.8174e-05 | 5279.0155 | 2991.2077 | 118.678 | 5.3285 | 2535.9649 | 124.0065 | 2411.9584 | -579.2492 | FALSE
| 60466234 | WPD031 | WPD | 22KV | 55.37 | 1 | 40240.0236 | 50% | Three phase | 97.13 | 0.00053342 | 0.00058346 | 0.00063841 | 0.00069876 | 0.00076506 | 0.00083791 | 0.00091796 | 0.0010059 | 0.0011027 | 0.001209 | 0.001326 | 0.0014546 | 0.0015961 | 0.0017517 | 0.0018147 | 0.0018147 | 0.0018147 | 0.0018147 | 0.0018147 | 0.0018147 | 2.8345 | 2.946 | 3.059 | 3.1705 | 3.2615 | 3.3615 | 3.4955 | 3.6615 | 3.79 | 3.79 | 3.79 | 3.79 | 3.79 | 3.79 | 3.79 | 3.79 | 3.79 | 3.79 | 3.79 | 3.79 | 2476.1266 | 109.4476 | 5.9266e-05 | 5378.0881 | 3047.3444 | 120.9053 | 5.5304 | 2585.5742 | 126.4356 | 2459.1386 | -588.2059 | FALSE
| 60466235 | WPD031 | WPD | 22KV | 370.82 | 1 | 40240.0236 | 50% | Three phase | 97.13 | 0.0035724 | 0.0039075 | 0.0042755 | 0.0046797 | 0.0051237 | 0.0056116 | 0.0061477 | 0.006737 | 0.0073848 | 0.008097 | 0.0088802 | 0.0097416 | 0.010689 | 0.011731 | 0.012154 | 0.012154 | 0.012154 | 0.012154 | 0.012154 | 0.012154 | 2.8345 | 2.946 | 3.059 | 3.1705 | 3.2615 | 3.3615 | 3.4955 | 3.6615 | 3.79 | 3.79 | 3.79 | 3.79 | 3.79 | 3.79 | 3.79 | 3.79 | 3.79 | 3.79 | 3.79 | 3.79 | 16582.9381 | 4908.8905 | 0.00039691 | 36017.7466 | 20408.457 | 809.718 | 248.0455 | 21491.8286 | 1057.7635 | 20434.0651 | 25.6081 | TRUE
| 60466236 | WPD031 | WPD | 22KV | 471.82 | 1 | 40240.0236 | 50% | Three phase | 97.13 | 0.0045852 | 0.0049627 | 0.0053727 | 0.005818 | 0.0063018 | 0.0068274 | 0.0073987 | 0.0080195 | 0.0086944 | 0.009428 | 0.010226 | 0.011093 | 0.012036 | 0.013062 | 0.014179 | 0.015393 | 0.015464 | 0.015464 | 0.015464 | 0.015464 | 2.8345 | 2.946 | 3.059 | 3.1705 | 3.2615 | 3.3615 | 3.4955 | 3.6615 | 3.79 | 3.79 | 3.79 | 3.79 | 3.79 | 3.79 | 3.79 | 3.79 | 3.79 | 3.79 | 3.79 | 3.79 | 20027.0617 | 7553.7804 | 0.00050502 | 45827.8766 | 25967.095 | 1030.2603 | 401.5668 | 27580.8421 | 1431.8271 | 26149.015 | 181.92 | TRUE
| 60466237 | WPD031 | WPD | 22KV | 322.07 | 1 | 40240.0236 | 50% | Three phase | 97.13 | 0.003052 | 0.0033479 | 0.0036739 | 0.0040329 | 0.0044286 | 0.0048647 | 0.0053454 | 0.0058754 | 0.0064599 | 0.0071045 | 0.0078155 | 0.0086 | 0.0094656 | 0.010421 | 0.010556 | 0.010556 | 0.010556 | 0.010556 | 0.010556 | 0.010556 | 2.8345 | 2.946 | 3.059 | 3.1705 | 3.2615 | 3.3615 | 3.4955 | 3.6615 | 3.79 | 3.79 | 3.79 | 3.79 | 3.79 | 3.79 | 3.79 | 3.79 | 3.79 | 3.79 | 3.79 | 3.79 | 14462.5219 | 3716.3579 | 0.00034473 | 31282.6591 | 17725.451 | 703.2681 | 187.1137 | 18178.8798 | 890.3818 | 17288.498 | -436.953 | FALSE
| 60466238 | WPD031 | WPD | 22KV | 40.7 | 1 | 40240.0236 | 50% | Three phase | 97.13 | 0.00050817 | 0.00055549 | 0.0006074 | 0.00066435 | 0.00072685 | 0.00079543 | 0.00087071 | 0.00095335 | 0.0010441 | 0.0011437 | 0.0012532 | 0.0013339 | 0.0013339 | 0.0013339 | 0.0013339 | 0.0013339 | 0.0013339 | 0.0013339 | 0.0013339 | 0.0013339 | 2.8345 | 2.946 | 3.059 | 3.1705 | 3.2615 | 3.3615 | 3.4955 | 3.6615 | 3.79 | 3.79 | 3.79 | 3.79 | 3.79 | 3.79 | 3.79 | 3.79 | 3.79 | 3.79 | 3.79 | 3.79 | 2096.7975 | 68.4825 | 4.3564e-05 | 3953.191 | 2239.966 | 88.872 | 2.9881 | 2165.28 | 91.8601 | 2073.4199 | -166.5461 | FALSE
| 60466239 | WPD031 | WPD | 22KV | 55.67 | 1 | 40240.0236 | 50% | Three phase | 97.13 | 0.00071185 | 0.0007784 | 0.00085143 | 0.00093157 | 0.0010195 | 0.0011161 | 0.0012221 | 0.0013386 | 0.0014665 | 0.001607 | 0.0017613 | 0.0018246 | 0.0018246 | 0.0018246 | 0.0018246 | 0.0018246 | 0.0018246 | 0.0018246 | 0.0018246 | 0.0018246 | 2.8345 | 2.946 | 3.059 | 3.1705 | 3.2615 | 3.3615 | 3.4955 | 3.6615 | 3.79 | 3.79 | 3.79 | 3.79 | 3.79 | 3.79 | 3.79 | 3.79 | 3.79 | 3.79 | 3.79 | 3.79 | 2904.4116 | 129.8256 | 5.9587e-05 | 5407.2271 | 3063.8552 | 121.5603 | 5.5905 | 3034.2372 | 127.1508 | 2907.0864 | -156.7688 | FALSE
| 60466240 | WPD031 | WPD | 22KV | 39.66 | 1 | 40240.0236 | 50% | Three phase | 97.13 | 0.00037018 | 0.00040298 | 0.00043881 | 0.00047798 | 0.00052079 | 0.0005676 | 0.00061877 | 0.00067475 | 0.00073597 | 0.00080294 | 0.00087622 | 0.0009564 | 0.0010442 | 0.0011402 | 0.0012453 | 0.0012998 | 0.0012998 | 0.0012998 | 0.0012998 | 0.0012998 | 2.8345 | 2.946 | 3.059 | 3.1705 | 3.2615 | 3.3615 | 3.4955 | 3.6615 | 3.79 | 3.79 | 3.79 | 3.79 | 3.79 | 3.79 | 3.79 | 3.79 | 3.79 | 3.79 | 3.79 | 3.79 | 1694.1498 | 53.6399 | 4.2451e-05 | 3852.1758 | 2182.7286 | 86.6011 | 2.8373 | 1747.7897 | 89.4384 | 1658.3512 | -524.3773 | FALSE
| 60466241 | WPD031 | WPD | 22KV | 22.26 | 1 | 40240.0236 | 50% | Three phase | 97.13 | 0.00014339 | 0.00015763 | 0.00017336 | 0.00019075 | 0.00020997 | 0.00023121 | 0.00025471 | 0.00028071 | 0.00030947 | 0.00034129 | 0.00037652 | 0.00041552 | 0.00045871 | 0.00050653 | 0.00055951 | 0.0006182 | 0.00068324 | 0.00072957 | 0.00072957 | 0.00072957 | 2.8345 | 2.946 | 3.059 | 3.1705 | 3.2615 | 3.3615 | 3.4955 | 3.6615 | 3.79 | 3.79 | 3.79 | 3.79 | 3.79 | 3.79 | 3.79 | 3.79 | 3.79 | 3.79 | 3.79 | 3.79 | 777.4909 | 13.7382 | 2.3826e-05 | 2162.1138 | 1225.1018 | 48.6067 | 0.89383 | 791.2291 | 49.5005 | 741.7286 | -483.3732 | FALSE
| 60466242 | WPD031 | WPD | 22KV | 215.6 | 1 | 40240.0236 | 50% | Three phase | 97.13 | 0.0013888 | 0.0015268 | 0.0016791 | 0.0018475 | 0.0020336 | 0.0022394 | 0.002467 | 0.0027188 | 0.0029974 | 0.0033056 | 0.0036468 | 0.0040245 | 0.0044428 | 0.004906 | 0.0054192 | 0.0059876 | 0.0066175 | 0.0070662 | 0.0070662 | 0.0070662 | 2.8345 | 2.946 | 3.059 | 3.1705 | 3.2615 | 3.3615 | 3.4955 | 3.6615 | 3.79 | 3.79 | 3.79 | 3.79 | 3.79 | 3.79 | 3.79 | 3.79 | 3.79 | 3.79 | 3.79 | 3.79 | 7530.4146 | 1288.7792 | 0.00023077 | 20941.228 | 11865.7659 | 470.7815 | 83.8499 | 8819.1938 | 554.6314 | 8264.5624 | -3601.2036 | FALSE
| 60466246 | WPD031 | WPD | 22KV | 219.42 | 1 | 40240.0236 | 50% | Three phase | 97.13 | 0.0020953 | 0.0022817 | 0.0024854 | 0.0027081 | 0.0029517 | 0.003218 | 0.0035093 | 0.003828 | 0.0041766 | 0.0045582 | 0.0049757 | 0.0054328 | 0.0059332 | 0.006481 | 0.0070809 | 0.0071914 | 0.0071914 | 0.0071914 | 0.0071914 | 0.0071914 | 2.8345 | 2.946 | 3.059 | 3.1705 | 3.2615 | 3.3615 | 3.4955 | 3.6615 | 3.79 | 3.79 | 3.79 | 3.79 | 3.79 | 3.79 | 3.79 | 3.79 | 3.79 | 3.79 | 3.79 | 3.79 | 9537.504 | 1671.1328 | 0.00023486 | 21312.2646 | 12076.0035 | 479.1228 | 86.8475 | 11208.6368 | 565.9704 | 10642.6665 | -1433.3371 | FALSE
| 60466248 | WPD031 | WPD | 22KV | 271.82 | 1 | 40240.0236 | 50% | Three phase | 97.13 | 0.0034758 | 0.0038007 | 0.0041573 | 0.0045486 | 0.0049781 | 0.0054496 | 0.0059674 | 0.0065359 | 0.0071603 | 0.0078463 | 0.0085998 | 0.0089088 | 0.0089088 | 0.0089088 | 0.0089088 | 0.0089088 | 0.0089088 | 0.0089088 | 0.0089088 | 0.0089088 | 2.8345 | 2.946 | 3.059 | 3.1705 | 3.2615 | 3.3615 | 3.4955 | 3.6615 | 3.79 | 3.79 | 3.79 | 3.79 | 3.79 | 3.79 | 3.79 | 3.79 | 3.79 | 3.79 | 3.79 | 3.79 | 14181.3752 | 3095.1439 | 0.00029095 | 26401.8766 | 14959.891 | 593.5428 | 133.2809 | 17276.5191 | 726.8237 | 16549.6954 | 1589.8044 | TRUE
| 60466251 | WPD031 | WPD | 22KV | 20.1 | 1 | 40240.0236 | 50% | Three phase | 97.13 | 0.00019042 | 0.00020652 | 0.00022405 | 0.00024313 | 0.00026391 | 0.00028654 | 0.00031118 | 0.00033803 | 0.00036727 | 0.00039914 | 0.00043386 | 0.00047171 | 0.00051296 | 0.00055794 | 0.00060697 | 0.00065877 | 0.00065877 | 0.00065877 | 0.00065877 | 0.00065877 | 2.8345 | 2.946 | 3.059 | 3.1705 | 3.2615 | 3.3615 | 3.4955 | 3.6615 | 3.79 | 3.79 | 3.79 | 3.79 | 3.79 | 3.79 | 3.79 | 3.79 | 3.79 | 3.79 | 3.79 | 3.79 | 848.9302 | 13.6319 | 2.1514e-05 | 1952.313 | 1106.224 | 43.8901 | 0.72878 | 862.5621 | 44.6189 | 817.9432 | -288.2808 | FALSE
| 60466254 | WPD031 | WPD | 22KV | 33.22 | 1 | 40240.0236 | 50% | Three phase | 97.13 | 0.00031586 | 0.00034707 | 0.00038152 | 0.00041953 | 0.00046149 | 0.00050782 | 0.00055898 | 0.00061549 | 0.00067791 | 0.00074689 | 0.00082311 | 0.00090737 | 0.0010005 | 0.0010888 | 0.0010888 | 0.0010888 | 0.0010888 | 0.0010888 | 0.0010888 | 0.0010888 | 2.8345 | 2.946 | 3.059 | 3.1705 | 3.2615 | 3.3615 | 3.4955 | 3.6615 | 3.79 | 3.79 | 3.79 | 3.79 | 3.79 | 3.79 | 3.79 | 3.79 | 3.79 | 3.79 | 3.79 | 3.79 | 1506.3824 | 39.9232 | 3.5558e-05 | 3226.6586 | 1828.2966 | 72.5388 | 1.9907 | 1546.3056 | 74.5295 | 1471.7762 | -356.5204 | FALSE
| 60466259 | WPD031 | WPD | 22KV | 143.88 | 1 | 40240.0236 | 50% | Three phase | 97.13 | 0.001363 | 0.0014783 | 0.0016038 | 0.0017404 | 0.0018891 | 0.0020511 | 0.0022275 | 0.0024197 | 0.002629 | 0.0028571 | 0.0031057 | 0.0033766 | 0.0036719 | 0.0039938 | 0.0043448 | 0.0047156 | 0.0047156 | 0.0047156 | 0.0047156 | 0.0047156 | 2.8345 | 2.946 | 3.059 | 3.1705 | 3.2615 | 3.3615 | 3.4955 | 3.6615 | 3.79 | 3.79 | 3.79 | 3.79 | 3.79 | 3.79 | 3.79 | 3.79 | 3.79 | 3.79 | 3.79 | 3.79 | 6076.82 | 698.4957 | 0.000154 | 13975.0644 | 7918.5826 | 314.1746 | 37.3427 | 6775.3157 | 351.5173 | 6423.7983 | -1494.7842 | FALSE
| 60466260 | WPD031 | WPD | 22KV | 15.07 | 1 | 40240.0236 | 50% | Three phase | 97.13 | 9.7078e-05 | 0.00010672 | 0.00011737 | 0.00012914 | 0.00014215 | 0.00015653 | 0.00017244 | 0.00019004 | 0.00020951 | 0.00023106 | 0.0002549 | 0.00028131 | 0.00031054 | 0.00034292 | 0.00037879 | 0.00041852 | 0.00046255 | 0.00049392 | 0.00049392 | 0.00049392 | 2.8345 | 2.946 | 3.059 | 3.1705 | 3.2615 | 3.3615 | 3.4955 | 3.6615 | 3.79 | 3.79 | 3.79 | 3.79 | 3.79 | 3.79 | 3.79 | 3.79 | 3.79 | 3.79 | 3.79 | 3.79 | 526.3606 | 6.2966 | 1.613e-05 | 1463.7491 | 829.3928 | 32.9067 | 0.40967 | 532.6572 | 33.3163 | 499.3409 | -330.0519 | FALSE
| 60466267 | WPD031 | WPD | 22KV | 174.46 | 1 | 40240.0236 | 50% | Three phase | 97.13 | 0.0011238 | 0.0012354 | 0.0013587 | 0.001495 | 0.0016456 | 0.0018121 | 0.0019963 | 0.0022 | 0.0024254 | 0.0026748 | 0.0029509 | 0.0032566 | 0.0035951 | 0.0039699 | 0.0043851 | 0.0048451 | 0.0053548 | 0.0057179 | 0.0057179 | 0.0057179 | 2.8345 | 2.946 | 3.059 | 3.1705 | 3.2615 | 3.3615 | 3.4955 | 3.6615 | 3.79 | 3.79 | 3.79 | 3.79 | 3.79 | 3.79 | 3.79 | 3.79 | 3.79 | 3.79 | 3.79 | 3.79 | 6093.4885 | 843.8646 | 0.00018674 | 16945.2998 | 9601.5841 | 380.9487 | 54.9031 | 6937.3531 | 435.8518 | 6501.5013 | -3100.0828 | FALSE
| 60466271 | WPD031 | WPD | 22KV | 75.95 | 1 | 40240.0236 | 50% | Three phase | 97.13 | 0.00072214 | 0.0007935 | 0.00087225 | 0.00095915 | 0.0010551 | 0.001161 | 0.001278 | 0.0014072 | 0.0015499 | 0.0017076 | 0.0018819 | 0.0020745 | 0.0022874 | 0.0024892 | 0.0024892 | 0.0024892 | 0.0024892 | 0.0024892 | 0.0024892 | 0.0024892 | 2.8345 | 2.946 | 3.059 | 3.1705 | 3.2615 | 3.3615 | 3.4955 | 3.6615 | 3.79 | 3.79 | 3.79 | 3.79 | 3.79 | 3.79 | 3.79 | 3.79 | 3.79 | 3.79 | 3.79 | 3.79 | 3444.0019 | 208.6805 | 8.1294e-05 | 7377.0235 | 4179.9857 | 165.8435 | 10.4054 | 3652.6824 | 176.2489 | 3476.4335 | -703.5522 | FALSE
| 60466272 | WPD031 | WPD | 22KV | 206.73 | 1 | 40240.0236 | 50% | Three phase | 97.13 | 0.0020111 | 0.0022107 | 0.0024309 | 0.0026741 | 0.0029426 | 0.0032392 | 0.0035668 | 0.0039288 | 0.0043289 | 0.004771 | 0.0052598 | 0.0058002 | 0.0063978 | 0.0067755 | 0.0067755 | 0.0067755 | 0.0067755 | 0.0067755 | 0.0067755 | 0.0067755 | 2.8345 | 2.946 | 3.059 | 3.1705 | 3.2615 | 3.3615 | 3.4955 | 3.6615 | 3.79 | 3.79 | 3.79 | 3.79 | 3.79 | 3.79 | 3.79 | 3.79 | 3.79 | 3.79 | 3.79 | 3.79 | 9510.1707 | 1569.1216 | 0.00022128 | 20079.6849 | 11377.5964 | 451.4131 | 77.0925 | 11079.2923 | 528.5056 | 10550.7867 | -826.8097 | FALSE
| 60466273 | WPD031 | WPD | 22KV | 790.09 | 1 | 40240.0236 | 50% | Three phase | 97.13 | 0.010103 | 0.011047 | 0.012084 | 0.013221 | 0.01447 | 0.01584 | 0.017345 | 0.018998 | 0.020813 | 0.022806 | 0.024997 | 0.025895 | 0.025895 | 0.025895 | 0.025895 | 0.025895 | 0.025895 | 0.025895 | 0.025895 | 0.025895 | 2.8345 | 2.946 | 3.059 | 3.1705 | 3.2615 | 3.3615 | 3.4955 | 3.6615 | 3.79 | 3.79 | 3.79 | 3.79 | 3.79 | 3.79 | 3.79 | 3.79 | 3.79 | 3.79 | 3.79 | 3.79 | 41220.5236 | 26149.968 | 0.00084569 | 76741.4417 | 43483.4091 | 1725.2308 | 1126.0514 | 67370.4916 | 2851.2823 | 64519.2093 | 21035.8002 | TRUE
| 60466275 | WPD031 | WPD | 22KV | 606.67 | 1 | 40240.0236 | 50% | Three phase | 97.13 | 0.004388 | 0.0048248 | 0.0053074 | 0.0058407 | 0.0064301 | 0.0070818 | 0.0078025 | 0.0085996 | 0.0094814 | 0.010457 | 0.011537 | 0.012733 | 0.014056 | 0.015522 | 0.017145 | 0.018943 | 0.019883 | 0.019883 | 0.019883 | 0.019883 | 2.8345 | 2.946 | 3.059 | 3.1705 | 3.2615 | 3.3615 | 3.4955 | 3.6615 | 3.79 | 3.79 | 3.79 | 3.79 | 3.79 | 3.79 | 3.79 | 3.79 | 3.79 | 3.79 | 3.79 | 3.79 | 23130.4887 | 11151.1282 | 0.00064936 | 58925.8571 | 33388.7023 | 1324.7172 | 663.9114 | 34281.6169 | 1988.6286 | 32292.9883 | -1095.714 | FALSE
| 60466278 | WPD031 | WPD | 22KV | 356.27 | 1 | 40240.0236 | 50% | Three phase | 97.13 | 0.0033751 | 0.0036606 | 0.0039713 | 0.0043095 | 0.0046778 | 0.0050788 | 0.0055156 | 0.0059915 | 0.0065098 | 0.0070747 | 0.0076902 | 0.008361 | 0.0090922 | 0.0098894 | 0.010758 | 0.011677 | 0.011677 | 0.011677 | 0.011677 | 0.011677 | 2.8345 | 2.946 | 3.059 | 3.1705 | 3.2615 | 3.3615 | 3.4955 | 3.6615 | 3.79 | 3.79 | 3.79 | 3.79 | 3.79 | 3.79 | 3.79 | 3.79 | 3.79 | 3.79 | 3.79 | 3.79 | 15047.1828 | 4282.7367 | 0.00038134 | 34604.5051 | 19607.6829 | 777.9468 | 228.9621 | 19329.9194 | 1006.9089 | 18323.0105 | -1284.6723 | FALSE
| 60466279 | TQY022 | TQY | 22KV | 152.2 | 4 | 36500.4227 | 20% | Three phase | 97.13 | 0.0018979 | 0.0020492 | 0.002213 | 0.0023905 | 0.0025827 | 0.0027909 | 0.0030166 | 0.003261 | 0.003526 | 0.0038132 | 0.0041245 | 0.0044619 | 0.0048278 | 0.0049883 | 0.0049883 | 0.0049883 | 0.0049883 | 0.0049883 | 0.0049883 | 0.0049883 | 2.129 | 2.1866 | 2.2516 | 2.311 | 2.3658 | 2.4202 | 2.4662 | 2.5358 | 2.5616 | 2.5616 | 2.5616 | 2.5616 | 2.5616 | 2.5616 | 2.5616 | 2.5616 | 2.5616 | 2.5616 | 2.5616 | 2.5616 | 4692.9405 | 916.3858 | 0.00016291 | 14783.186 | 8376.4823 | 210.315 | 41.7863 | 5609.3263 | 252.1014 | 5357.2249 | -3019.2574 | FALSE
| 60466282 | TQY032 | TQY | 22KV | 305.25 | 2 | 36500.4227 | 33.33% | Three phase | 97.13 | 0.0035663 | 0.003961 | 0.0044012 | 0.0048924 | 0.0054405 | 0.0060522 | 0.0067351 | 0.0074977 | 0.0083494 | 0.0093009 | 0.010004 | 0.010004 | 0.010004 | 0.010004 | 0.010004 | 0.010004 | 0.010004 | 0.010004 | 0.010004 | 0.010004 | 4.536 | 4.6307 | 4.7483 | 4.8753 | 4.9633 | 5.0107 | 5.117 | 5.2437 | 5.3263 | 5.3263 | 5.3263 | 5.3263 | 5.3263 | 5.3263 | 5.3263 | 5.3263 | 5.3263 | 5.3263 | 5.3263 | 5.3263 | 20745.0502 | 3893.6946 | 0.00032673 | 29648.9325 | 16799.7451 | 880.6245 | 168.0802 | 24638.7448 | 1048.7047 | 23590.0401 | 6790.295 | TRUE
| 60466283 | TQY032 | TQY | 22KV | 21.44 | 2 | 36500.4227 | 33.33% | Three phase | 97.13 | 0.00025049 | 0.00027821 | 0.00030913 | 0.00034363 | 0.00038212 | 0.00042509 | 0.00047306 | 0.00052662 | 0.00058644 | 0.00065327 | 0.00070269 | 0.00070269 | 0.00070269 | 0.00070269 | 0.00070269 | 0.00070269 | 0.00070269 | 0.00070269 | 0.00070269 | 0.00070269 | 4.536 | 4.6307 | 4.7483 | 4.8753 | 4.9633 | 5.0107 | 5.117 | 5.2437 | 5.3263 | 5.3263 | 5.3263 | 5.3263 | 5.3263 | 5.3263 | 5.3263 | 5.3263 | 5.3263 | 5.3263 | 5.3263 | 5.3263 | 1457.0807 | 19.2088 | 2.2949e-05 | 2082.4672 | 1179.9723 | 61.8529 | 0.82919 | 1476.2895 | 62.6821 | 1413.6074 | 233.6351 | TRUE
| 60466298 | TQY032 | TQY | 22KV | 348.85 | 2 | 36500.4227 | 33.33% | Three phase | 97.13 | 0.004232 | 0.0046379 | 0.0050843 | 0.0055753 | 0.0061156 | 0.0067102 | 0.0073646 | 0.008085 | 0.0088781 | 0.0097515 | 0.010713 | 0.011433 | 0.011433 | 0.011433 | 0.011433 | 0.011433 | 0.011433 | 0.011433 | 0.011433 | 0.011433 | 4.536 | 4.6307 | 4.7483 | 4.8753 | 4.9633 | 5.0107 | 5.117 | 5.2437 | 5.3263 | 5.3263 | 5.3263 | 5.3263 | 5.3263 | 5.3263 | 5.3263 | 5.3263 | 5.3263 | 5.3263 | 5.3263 | 5.3263 | 23272.3371 | 4994.6324 | 0.0003734 | 33883.8005 | 19199.3156 | 1006.4074 | 219.5243 | 28266.9695 | 1225.9317 | 27041.0378 | 7841.7221 | TRUE
| 60466299 | TQY032 | TQY | 22KV | 171.15 | 2 | 36500.4227 | 33.33% | Single phase | 44.74 | 0.0020446 | 0.0022246 | 0.002421 | 0.0026355 | 0.0028697 | 0.0031255 | 0.0034049 | 0.0037101 | 0.0040436 | 0.0044081 | 0.0048064 | 0.0052418 | 0.0056094 | 0.0056094 | 0.0056094 | 0.0056094 | 0.0056094 | 0.0056094 | 0.0056094 | 0.0056094 | 4.536 | 4.6307 | 4.7483 | 4.8753 | 4.9633 | 5.0107 | 5.117 | 5.2437 | 5.3263 | 5.3263 | 5.3263 | 5.3263 | 5.3263 | 5.3263 | 5.3263 | 5.3263 | 5.3263 | 5.3263 | 5.3263 | 5.3263 | 11055.333 | 536.1648 | 0.00018319 | 7657.251 | 4338.7689 | 493.7556 | 24.3389 | 11591.4978 | 518.0945 | 11073.4033 | 6734.6344 | TRUE
| 60466304 | TQY032 | TQY | 22KV | 175.21 | 2 | 36500.4227 | 33.33% | Three phase | 97.13 | 0.002234 | 0.0024393 | 0.0026642 | 0.0029107 | 0.0031809 | 0.003477 | 0.0038016 | 0.0041576 | 0.0045479 | 0.004976 | 0.0054457 | 0.0057425 | 0.0057425 | 0.0057425 | 0.0057425 | 0.0057425 | 0.0057425 | 0.0057425 | 0.0057425 | 0.0057425 | 4.536 | 4.6307 | 4.7483 | 4.8753 | 4.9633 | 5.0107 | 5.117 | 5.2437 | 5.3263 | 5.3263 | 5.3263 | 5.3263 | 5.3263 | 5.3263 | 5.3263 | 5.3263 | 5.3263 | 5.3263 | 5.3263 | 5.3263 | 11854.3132 | 1278.6587 | 0.00018754 | 17018.1473 | 9642.8611 | 505.4684 | 55.3762 | 13132.972 | 560.8445 | 12572.1274 | 2929.2663 | TRUE
| 60466341 | TQY032 | TQY | 22KV | 413.22 | 2 | 36500.4227 | 33.33% | Covered | 390 | 0.0040679 | 0.0044256 | 0.0048163 | 0.005243 | 0.005709 | 0.0062182 | 0.0067746 | 0.0073825 | 0.0080471 | 0.0087735 | 0.0095676 | 0.010436 | 0.011386 | 0.012424 | 0.013543 | 0.013543 | 0.013543 | 0.013543 | 0.013543 | 0.013543 | 4.536 | 4.6307 | 4.7483 | 4.8753 | 4.9633 | 5.0107 | 5.117 | 5.2437 | 5.3263 | 5.3263 | 5.3263 | 5.3263 | 5.3263 | 5.3263 | 5.3263 | 5.3263 | 5.3263 | 5.3263 | 5.3263 | 5.3263 | 23732.0704 | 24178.2541 | 0.0004423 | 161155.8 | 91314.4636 | 1192.1103 | 1236.7417 | 47910.3245 | 2428.8519 | 45481.4726 | -45832.991 | FALSE
| 60466342 | TQY032 | TQY | 22KV | 113.06 | 2 | 36500.4227 | 33.33% | Covered | 390 | 0.001113 | 0.0012109 | 0.0013178 | 0.0014345 | 0.001562 | 0.0017013 | 0.0018536 | 0.0020199 | 0.0022017 | 0.0024005 | 0.0026178 | 0.0028554 | 0.0031152 | 0.0033994 | 0.0037055 | 0.0037055 | 0.0037055 | 0.0037055 | 0.0037055 | 0.0037055 | 4.536 | 4.6307 | 4.7483 | 4.8753 | 4.9633 | 5.0107 | 5.117 | 5.2437 | 5.3263 | 5.3263 | 5.3263 | 5.3263 | 5.3263 | 5.3263 | 5.3263 | 5.3263 | 5.3263 | 5.3263 | 5.3263 | 5.3263 | 6493.2672 | 1810.0069 | 0.00012102 | 44093.4 | 24984.302 | 326.1701 | 92.5836 | 8303.2741 | 418.7537 | 7884.5204 | -17099.7815 | FALSE
| 60466371 | TQY032 | TQY | 22KV | 28.03 | 2 | 36500.4227 | 33.33% | Single phase | 44.74 | 0.00033486 | 0.00036433 | 0.0003965 | 0.00043162 | 0.00046998 | 0.00051187 | 0.00055763 | 0.00060762 | 0.00066224 | 0.00072193 | 0.00078717 | 0.00085847 | 0.00091868 | 0.00091868 | 0.00091868 | 0.00091868 | 0.00091868 | 0.00091868 | 0.00091868 | 0.00091868 | 4.536 | 4.6307 | 4.7483 | 4.8753 | 4.9633 | 5.0107 | 5.117 | 5.2437 | 5.3263 | 5.3263 | 5.3263 | 5.3263 | 5.3263 | 5.3263 | 5.3263 | 5.3263 | 5.3263 | 5.3263 | 5.3263 | 5.3263 | 1810.5813 | 14.3811 | 3.0002e-05 | 1254.0622 | 710.5796 | 80.8646 | 0.65282 | 1824.9623 | 81.5174 | 1743.4449 | 1032.8654 | TRUE
| 60466372 | TQY032 | TQY | 22KV | 870.59 | 2 | 36500.4227 | 33.33% | Single phase | 44.74 | 0.0104 | 0.011316 | 0.012315 | 0.013406 | 0.014597 | 0.015898 | 0.01732 | 0.018872 | 0.020569 | 0.022423 | 0.024449 | 0.026663 | 0.028533 | 0.028533 | 0.028533 | 0.028533 | 0.028533 | 0.028533 | 0.028533 | 0.028533 | 4.536 | 4.6307 | 4.7483 | 4.8753 | 4.9633 | 5.0107 | 5.117 | 5.2437 | 5.3263 | 5.3263 | 5.3263 | 5.3263 | 5.3263 | 5.3263 | 5.3263 | 5.3263 | 5.3263 | 5.3263 | 5.3263 | 5.3263 | 56235.246 | 13873.0459 | 0.00093185 | 38950.1966 | 22070.0484 | 2511.5902 | 629.76 | 70108.2919 | 3141.3501 | 66966.9418 | 44896.8934 | TRUE
| 60466375 | TQY032 | TQY | 22KV | 88.26 | 2 | 36500.4227 | 33.33% | Three phase | 97.13 | 0.00063844 | 0.00070894 | 0.00078763 | 0.00087551 | 0.00097365 | 0.0010833 | 0.0012059 | 0.0013428 | 0.001496 | 0.0016673 | 0.0018589 | 0.0020733 | 0.0023132 | 0.0025818 | 0.0028824 | 0.0028927 | 0.0028927 | 0.0028927 | 0.0028927 | 0.0028927 | 4.536 | 4.6307 | 4.7483 | 4.8753 | 4.9633 | 5.0107 | 5.117 | 5.2437 | 5.3263 | 5.3263 | 5.3263 | 5.3263 | 5.3263 | 5.3263 | 5.3263 | 5.3263 | 5.3263 | 5.3263 | 5.3263 | 5.3263 | 4639.0887 | 250.506 | 9.4471e-05 | 8572.6938 | 4857.4791 | 254.6238 | 14.0518 | 4889.5947 | 268.6757 | 4620.9191 | -236.56 | FALSE
| 60466395 | WPD033 | WPD | 22KV | 15.18 | 3 | 40240.0236 | 25% | Three phase | 97.13 | 0.00014418 | 0.00015658 | 0.00017009 | 0.00018482 | 0.00020088 | 0.00021839 | 0.00023749 | 0.00025833 | 0.00028106 | 0.00030586 | 0.00033292 | 0.00036246 | 0.0003947 | 0.0004299 | 0.00046832 | 0.00049752 | 0.00049752 | 0.00049752 | 0.00049752 | 0.00049752 | 2.1335 | 2.179 | 2.2405 | 2.2938 | 2.3293 | 2.3767 | 2.4322 | 2.5085 | 2.5497 | 2.5497 | 2.5497 | 2.5497 | 2.5497 | 2.5497 | 2.5497 | 2.5497 | 2.5497 | 2.5497 | 2.5497 | 2.5497 | 442.7464 | 7.846 | 1.6248e-05 | 1474.4334 | 835.4468 | 22.9735 | 0.41567 | 450.5924 | 23.3891 | 427.2032 | -408.2435 | FALSE
| 60493445 | GL011 | GL | 22KV | 31.41 | 0 | 37042.7803 | 100% | Three phase | 97.13 | 0.00037187 | 0.00039604 | 0.00042185 | 0.00044941 | 0.00047885 | 0.00051028 | 0.00054385 | 0.00057971 | 0.00061801 | 0.00065893 | 0.00070265 | 0.00074936 | 0.00079928 | 0.00085262 | 0.00090963 | 0.00097055 | 0.0010295 | 0.0010295 | 0.0010295 | 0.0010295 | 5.933 | 6.04 | 6.052 | 6.067 | 6.071 | 6.098 | 6.141 | 6.182 | 6.198 | 6.198 | 6.198 | 6.198 | 6.198 | 6.198 | 6.198 | 6.198 | 6.198 | 6.198 | 6.198 | 6.198 | 2182.515 | 35.0332 | 3.362e-05 | 3050.8533 | 1728.6814 | 110.4741 | 1.7797 | 2217.5482 | 112.2538 | 2105.2944 | 376.613 | TRUE
| 60493465 | FNS022 | FNS | 22KV | 140.3 | 1 | 47157.5465 | 50% | Three phase | 97.13 | 0.0017699 | 0.0019222 | 0.0020882 | 0.002269 | 0.0024661 | 0.0026809 | 0.0029151 | 0.0031705 | 0.0034489 | 0.0037525 | 0.0040837 | 0.004445 | 0.0045983 | 0.0045983 | 0.0045983 | 0.0045983 | 0.0045983 | 0.0045983 | 0.0045983 | 0.0045983 | 2.898 | 2.954 | 3.032 | 3.1065 | 3.1595 | 3.221 | 3.3025 | 3.3975 | 3.4625 | 3.4625 | 3.4625 | 3.4625 | 3.4625 | 3.4625 | 3.4625 | 3.4625 | 3.4625 | 3.4625 | 3.4625 | 3.4625 | 7758.34 | 801.3658 | 0.00015017 | 13627.339 | 7721.5536 | 337.646 | 35.5075 | 8559.7058 | 373.1535 | 8186.5522 | 464.9986 | TRUE
| 60493555 | FNS022 | FNS | 22KV | 80.01 | 1 | 47157.5465 | 50% | Three phase | 97.13 | 0.00075798 | 0.00082208 | 0.00089185 | 0.00096781 | 0.0010505 | 0.0011406 | 0.0012387 | 0.0013455 | 0.001462 | 0.0015888 | 0.001727 | 0.0018777 | 0.0020419 | 0.0022209 | 0.0024161 | 0.0026223 | 0.0026223 | 0.0026223 | 0.0026223 | 0.0026223 | 2.898 | 2.954 | 3.032 | 3.1065 | 3.1595 | 3.221 | 3.3025 | 3.3975 | 3.4625 | 3.4625 | 3.4625 | 3.4625 | 3.4625 | 3.4625 | 3.4625 | 3.4625 | 3.4625 | 3.4625 | 3.4625 | 3.4625 | 3678.0882 | 215.9988 | 8.564e-05 | 7771.3713 | 4403.432 | 192.5521 | 11.5477 | 3894.0871 | 204.0997 | 3689.9873 | -713.4446 | FALSE
| 60493563 | FNS022 | FNS | 22KV | 848.52 | 1 | 47157.5465 | 50% | Single phase | 44.74 | 0.010515 | 0.011318 | 0.012185 | 0.01312 | 0.01413 | 0.015221 | 0.016398 | 0.01767 | 0.019044 | 0.020529 | 0.022132 | 0.023865 | 0.025737 | 0.02776 | 0.02781 | 0.02781 | 0.02781 | 0.02781 | 0.02781 | 0.02781 | 2.898 | 2.954 | 3.032 | 3.1065 | 3.1595 | 3.221 | 3.3025 | 3.3975 | 3.4625 | 3.4625 | 3.4625 | 3.4625 | 3.4625 | 3.4625 | 3.4625 | 3.4625 | 3.4625 | 3.4625 | 3.4625 | 3.4625 | 44829.0935 | 12901.1852 | 0.00090823 | 37962.7848 | 21510.5589 | 2042.0484 | 598.2351 | 57730.2787 | 2640.2835 | 55089.9953 | 33579.4363 | TRUE
| 60493670 | GB031 | GB | 22KV | 40.24 | 0 | 52231.1123 | 100% | Three phase | 97.13 | 0.00022437 | 0.00024075 | 0.00025841 | 0.00027743 | 0.00029793 | 0.00032003 | 0.00034385 | 0.00036953 | 0.00039722 | 0.00042708 | 0.00045929 | 0.00049403 | 0.00053152 | 0.00057196 | 0.0006156 | 0.0006627 | 0.00071354 | 0.00076841 | 0.00082765 | 0.00089162 | 4.78 | 4.82 | 4.877 | 4.904 | 4.92 | 4.964 | 5.028 | 5.091 | 5.107 | 5.107 | 5.107 | 5.107 | 5.107 | 5.107 | 5.107 | 5.107 | 5.107 | 5.107 | 5.107 | 5.107 | 1703.8768 | 30.2848 | 4.3072e-05 | 3908.5112 | 2214.6494 | 163.1082 | 2.9209 | 1734.1616 | 166.0291 | 1568.1325 | -646.5169 | FALSE
| 60493675 | GB031 | GB | 22KV | 47.38 | 0 | 52231.1123 | 100% | Three phase | 97.13 | 0.00042379 | 0.00045397 | 0.0004864 | 0.00052125 | 0.00055871 | 0.00059897 | 0.00064226 | 0.0006888 | 0.00073885 | 0.00079267 | 0.00085055 | 0.00091281 | 0.00097979 | 0.0010518 | 0.0011294 | 0.0012128 | 0.0013025 | 0.0013991 | 0.0015031 | 0.0015529 | 4.78 | 4.82 | 4.877 | 4.904 | 4.92 | 4.964 | 5.028 | 5.091 | 5.107 | 5.107 | 5.107 | 5.107 | 5.107 | 5.107 | 5.107 | 5.107 | 5.107 | 5.107 | 5.107 | 5.107 | 3138.5279 | 65.6972 | 5.0714e-05 | 4602.0194 | 2607.6066 | 192.0493 | 4.0494 | 3204.2251 | 196.0988 | 3008.1263 | 400.5197 | TRUE
| 60493677 | GB031 | GB | 22KV | 95.22 | 0 | 52231.1123 | 100% | Three phase | 97.13 | 0.00078307 | 0.00083875 | 0.00089859 | 0.0009629 | 0.001032 | 0.0011063 | 0.0011862 | 0.0012721 | 0.0013645 | 0.0014638 | 0.0015706 | 0.0016856 | 0.0018092 | 0.0019422 | 0.0020853 | 0.0022394 | 0.0024051 | 0.0025835 | 0.0027755 | 0.0029822 | 4.78 | 4.82 | 4.877 | 4.904 | 4.92 | 4.964 | 5.028 | 5.091 | 5.107 | 5.107 | 5.107 | 5.107 | 5.107 | 5.107 | 5.107 | 5.107 | 5.107 | 5.107 | 5.107 | 5.107 | 5811.7611 | 244.484 | 0.00010192 | 9248.7186 | 5240.5298 | 385.9632 | 16.3554 | 6056.2451 | 402.3186 | 5653.9265 | 413.3967 | TRUE
| 60493905 | FNS022 | FNS | 22KV | 290.97 | 1 | 47157.5465 | 50% | Single phase | 44.74 | 0.0025376 | 0.0027394 | 0.0029581 | 0.0031949 | 0.0034516 | 0.0037298 | 0.0040314 | 0.0043583 | 0.0047128 | 0.0050972 | 0.005514 | 0.0059661 | 0.0064566 | 0.0069887 | 0.007566 | 0.0081924 | 0.0088723 | 0.0095365 | 0.0095365 | 0.0095365 | 2.898 | 2.954 | 3.032 | 3.1065 | 3.1595 | 3.221 | 3.3025 | 3.3975 | 3.4625 | 3.4625 | 3.4625 | 3.4625 | 3.4625 | 3.4625 | 3.4625 | 3.4625 | 3.4625 | 3.4625 | 3.4625 | 3.4625 | 12147.4299 | 1195.03 | 0.00031144 | 13017.9978 | 7376.2873 | 700.2485 | 70.3468 | 13342.46 | 770.5952 | 12571.8647 | 5195.5774 | TRUE
| 60493974 | GB031 | GB | 22KV | 541.09 | 0 | 52231.1123 | 100% | Three phase | 97.13 | 0.0052678 | 0.0055991 | 0.0059521 | 0.0063284 | 0.0067295 | 0.007157 | 0.0076128 | 0.0080988 | 0.008617 | 0.0091695 | 0.0097588 | 0.010387 | 0.011058 | 0.011773 | 0.012535 | 0.013349 | 0.014217 | 0.015144 | 0.016132 | 0.017187 | 4.78 | 4.82 | 4.877 | 4.904 | 4.92 | 4.964 | 5.028 | 5.091 | 5.107 | 5.107 | 5.107 | 5.107 | 5.107 | 5.107 | 5.107 | 5.107 | 5.107 | 5.107 | 5.107 | 5.107 | 35893.7104 | 8586.7556 | 0.00057916 | 52556.0717 | 29779.4401 | 2193.2454 | 528.134 | 44480.466 | 2721.3794 | 41759.0866 | 11979.6465 | TRUE
| 60493975 | GB031 | GB | 22KV | 65.54 | 0 | 52231.1123 | 100% | Three phase | 97.13 | 0.0004776 | 0.00050611 | 0.0005364 | 0.00056861 | 0.00060284 | 0.00063923 | 0.00067791 | 0.00071905 | 0.00076278 | 0.0008093 | 0.00085876 | 0.00091137 | 0.00096734 | 0.0010269 | 0.0010902 | 0.0011576 | 0.0012293 | 0.0013055 | 0.0013867 | 0.0014731 | 4.78 | 4.82 | 4.877 | 4.904 | 4.92 | 4.964 | 5.028 | 5.091 | 5.107 | 5.107 | 5.107 | 5.107 | 5.107 | 5.107 | 5.107 | 5.107 | 5.107 | 5.107 | 5.107 | 5.107 | 3154.5319 | 91.4335 | 7.0152e-05 | 6365.9002 | 3607.0608 | 265.6588 | 7.7485 | 3245.9654 | 273.4073 | 2972.5581 | -634.5026 | FALSE
| 60493976 | GB031 | GB | 22KV | 29.2 | 0 | 52231.1123 | 100% | Three phase | 97.13 | 0.0002831 | 0.00030604 | 0.00033093 | 0.00035793 | 0.00038722 | 0.00041901 | 0.00045351 | 0.00049096 | 0.00053162 | 0.00057577 | 0.0006237 | 0.00067576 | 0.00073231 | 0.00079373 | 0.00086045 | 0.00093295 | 0.00095702 | 0.00095702 | 0.00095702 | 0.00095702 | 4.78 | 4.82 | 4.877 | 4.904 | 4.92 | 4.964 | 5.028 | 5.091 | 5.107 | 5.107 | 5.107 | 5.107 | 5.107 | 5.107 | 5.107 | 5.107 | 5.107 | 5.107 | 5.107 | 5.107 | 2222.0921 | 28.6553 | 3.1255e-05 | 2836.196 | 1607.0518 | 118.3588 | 1.5381 | 2250.7474 | 119.8969 | 2130.8506 | 523.7988 | TRUE
| 60493978 | GB031 | GB | 22KV | 17.03 | 0 | 52231.1123 | 100% | Three phase | 97.13 | 0.00020162 | 0.00021473 | 0.00022872 | 0.00024367 | 0.00025962 | 0.00027666 | 0.00029487 | 0.00031431 | 0.00033508 | 0.00035726 | 0.00038097 | 0.00040629 | 0.00043336 | 0.00046228 | 0.00049318 | 0.00052622 | 0.00055815 | 0.00055815 | 0.00055815 | 0.00055815 | 4.78 | 4.82 | 4.877 | 4.904 | 4.92 | 4.964 | 5.028 | 5.091 | 5.107 | 5.107 | 5.107 | 5.107 | 5.107 | 5.107 | 5.107 | 5.107 | 5.107 | 5.107 | 5.107 | 5.107 | 1367.6324 | 10.2985 | 1.8228e-05 | 1654.1239 | 937.2634 | 69.0291 | 0.52316 | 1377.9309 | 69.5523 | 1308.3786 | 371.1152 | TRUE
| 60494161 | GB031 | GB | 22KV | 27.59 | 0 | 52231.1123 | 100% | Three phase | 97.13 | 0.00026749 | 0.00028917 | 0.00031268 | 0.00033819 | 0.00036587 | 0.00039591 | 0.00042851 | 0.00046389 | 0.00050231 | 0.00054402 | 0.00058931 | 0.0006385 | 0.00069193 | 0.00074996 | 0.00081301 | 0.00088151 | 0.00090426 | 0.00090426 | 0.00090426 | 0.00090426 | 4.78 | 4.82 | 4.877 | 4.904 | 4.92 | 4.964 | 5.028 | 5.091 | 5.107 | 5.107 | 5.107 | 5.107 | 5.107 | 5.107 | 5.107 | 5.107 | 5.107 | 5.107 | 5.107 | 5.107 | 2099.5727 | 25.5825 | 2.9531e-05 | 2679.8167 | 1518.4438 | 111.8329 | 1.3731 | 2125.1551 | 113.206 | 2011.9492 | 493.5054 | TRUE
| 60494176 | GB031 | GB | 22KV | 48.32 | 0 | 52231.1123 | 100% | Three phase | 97.13 | 0.00035119 | 0.00037166 | 0.00039338 | 0.00041644 | 0.00044091 | 0.0004669 | 0.00049448 | 0.00052377 | 0.00055487 | 0.00058789 | 0.00062296 | 0.00066021 | 0.00069977 | 0.0007418 | 0.00078644 | 0.00083387 | 0.00088426 | 0.00093781 | 0.0009947 | 0.0010552 | 4.78 | 4.82 | 4.877 | 4.904 | 4.92 | 4.964 | 5.028 | 5.091 | 5.107 | 5.107 | 5.107 | 5.107 | 5.107 | 5.107 | 5.107 | 5.107 | 5.107 | 5.107 | 5.107 | 5.107 | 2286.8891 | 48.8757 | 5.172e-05 | 4693.3216 | 2659.3405 | 195.8595 | 4.2117 | 2335.7649 | 200.0712 | 2135.6937 | -523.6468 | FALSE
| 60495937 | GB031 | GB | 22KV | 199.07 | 0 | 52231.1123 | 100% | Three phase | 97.13 | 0.00193 | 0.0020864 | 0.0022561 | 0.0024402 | 0.0026399 | 0.0028566 | 0.0030918 | 0.0033471 | 0.0036243 | 0.0039253 | 0.0042521 | 0.004607 | 0.0049925 | 0.0054112 | 0.0058661 | 0.0063604 | 0.0065245 | 0.0065245 | 0.0065245 | 0.0065245 | 4.78 | 4.82 | 4.877 | 4.904 | 4.92 | 4.964 | 5.028 | 5.091 | 5.107 | 5.107 | 5.107 | 5.107 | 5.107 | 5.107 | 5.107 | 5.107 | 5.107 | 5.107 | 5.107 | 5.107 | 15149.0371 | 1331.8351 | 0.00021308 | 19335.6691 | 10956.0205 | 806.9071 | 71.4853 | 16480.8722 | 878.3924 | 15602.4798 | 4646.4593 | TRUE
| 60495972 | GL015 | GL | 22KV | 1499.14 | 1 | 37042.7803 | 50% | Three phase | 97.13 | 0.011468 | 0.012359 | 0.013322 | 0.014364 | 0.015491 | 0.016711 | 0.018031 | 0.01946 | 0.021006 | 0.022681 | 0.024494 | 0.026457 | 0.028584 | 0.030887 | 0.033382 | 0.036085 | 0.039014 | 0.042188 | 0.045628 | 0.049134 | 2.3765 | 2.426 | 2.492 | 2.5485 | 2.5885 | 2.636 | 2.697 | 2.777 | 2.8155 | 2.8155 | 2.8155 | 2.8155 | 2.8155 | 2.8155 | 2.8155 | 2.8155 | 2.8155 | 2.8155 | 2.8155 | 2.8155 | 35107.3061 | 60348.925 | 0.0016046 | 145611.4682 | 82506.6992 | 2312.6178 | 4054.0536 | 95456.2311 | 6366.6715 | 89089.5596 | 6582.8604 | TRUE
| 60496928 | FNS022 | FNS | 22KV | 589.19 | 1 | 47157.5465 | 50% | Single phase | 44.74 | 0.004707 | 0.0050811 | 0.0054864 | 0.0059256 | 0.0064016 | 0.0069176 | 0.0074769 | 0.0080834 | 0.008741 | 0.0094542 | 0.010228 | 0.011067 | 0.011977 | 0.012965 | 0.014037 | 0.015201 | 0.016464 | 0.017835 | 0.019311 | 0.019311 | 2.898 | 2.954 | 3.032 | 3.1065 | 3.1595 | 3.221 | 3.3025 | 3.3975 | 3.4625 | 3.4625 | 3.4625 | 3.4625 | 3.4625 | 3.4625 | 3.4625 | 3.4625 | 3.4625 | 3.4625 | 3.4625 | 3.4625 | 22821.6196 | 4544.5989 | 0.00063065 | 26360.3606 | 14936.3671 | 1417.9448 | 288.442 | 27366.2185 | 1706.3867 | 25659.8318 | 10723.4647 | TRUE
| 60497007 | GB031 | GB | 22KV | 128.98 | 0 | 52231.1123 | 100% | Three phase | 97.13 | 0.0010607 | 0.0011361 | 0.0012172 | 0.0013043 | 0.0013979 | 0.0014986 | 0.0016068 | 0.0017231 | 0.0018482 | 0.0019828 | 0.0021275 | 0.0022832 | 0.0024507 | 0.0026308 | 0.0028247 | 0.0030333 | 0.0032578 | 0.0034995 | 0.0037596 | 0.0040395 | 4.78 | 4.82 | 4.877 | 4.904 | 4.92 | 4.964 | 5.028 | 5.091 | 5.107 | 5.107 | 5.107 | 5.107 | 5.107 | 5.107 | 5.107 | 5.107 | 5.107 | 5.107 | 5.107 | 5.107 | 7872.3057 | 448.5789 | 0.00013806 | 12527.8274 | 7098.5459 | 522.8054 | 30.0089 | 8320.8846 | 552.8143 | 7768.0703 | 669.5244 | TRUE
| 60497094 | GB031 | GB | 22KV | 123.16 | 0 | 52231.1123 | 100% | Three phase | 97.13 | 0.0011016 | 0.00118 | 0.0012643 | 0.0013549 | 0.0014523 | 0.001557 | 0.0016695 | 0.0017905 | 0.0019206 | 0.0020605 | 0.0022109 | 0.0023728 | 0.0025469 | 0.0027342 | 0.0029357 | 0.0031525 | 0.0033858 | 0.0036369 | 0.0039072 | 0.0040365 | 4.78 | 4.82 | 4.877 | 4.904 | 4.92 | 4.964 | 5.028 | 5.091 | 5.107 | 5.107 | 5.107 | 5.107 | 5.107 | 5.107 | 5.107 | 5.107 | 5.107 | 5.107 | 5.107 | 5.107 | 8158.3178 | 443.9111 | 0.00013183 | 11962.5308 | 6778.2362 | 499.2147 | 27.3618 | 8602.2289 | 526.5765 | 8075.6524 | 1297.4162 | TRUE
| 60497154 | GB031 | GB | 22KV | 85.28 | 0 | 52231.1123 | 100% | Three phase | 97.13 | 0.00082682 | 0.00089382 | 0.00096649 | 0.0010453 | 0.0011309 | 0.0012237 | 0.0013245 | 0.0014339 | 0.0015526 | 0.0016816 | 0.0018216 | 0.0019736 | 0.0021387 | 0.0023181 | 0.002513 | 0.0027247 | 0.002795 | 0.002795 | 0.002795 | 0.002795 | 4.78 | 4.82 | 4.877 | 4.904 | 4.92 | 4.964 | 5.028 | 5.091 | 5.107 | 5.107 | 5.107 | 5.107 | 5.107 | 5.107 | 5.107 | 5.107 | 5.107 | 5.107 | 5.107 | 5.107 | 6489.7266 | 244.418 | 9.1281e-05 | 8283.2464 | 4693.4718 | 345.6726 | 13.119 | 6734.1447 | 358.7915 | 6375.3531 | 1681.8813 | TRUE
| 60497155 | GB031 | GB | 22KV | 49.81 | 0 | 52231.1123 | 100% | Three phase | 97.13 | 0.00048292 | 0.00052206 | 0.00056451 | 0.00061056 | 0.00066053 | 0.00071476 | 0.00077361 | 0.0008375 | 0.00090685 | 0.00098215 | 0.0010639 | 0.0011527 | 0.0012492 | 0.001354 | 0.0014678 | 0.0015915 | 0.0016325 | 0.0016325 | 0.0016325 | 0.0016325 | 4.78 | 4.82 | 4.877 | 4.904 | 4.92 | 4.964 | 5.028 | 5.091 | 5.107 | 5.107 | 5.107 | 5.107 | 5.107 | 5.107 | 5.107 | 5.107 | 5.107 | 5.107 | 5.107 | 5.107 | 3790.4935 | 83.3819 | 5.3315e-05 | 4838.0453 | 2741.3442 | 201.899 | 4.4755 | 3873.8754 | 206.3745 | 3667.5009 | 926.1567 | TRUE
| 60497255 | FNS012 | FNS | 22KV | 543.07 | 4 | 47157.5465 | 20% | Three phase | 97.13 | 0.0059105 | 0.0063711 | 0.006869 | 0.0074075 | 0.00799 | 0.00862 | 0.0093015 | 0.010039 | 0.010837 | 0.0117 | 0.012635 | 0.013647 | 0.014742 | 0.015927 | 0.017211 | 0.017799 | 0.017799 | 0.017799 | 0.017799 | 0.017799 | 1.2218 | 1.2438 | 1.2718 | 1.2972 | 1.3138 | 1.331 | 1.3624 | 1.4008 | 1.4248 | 1.4248 | 1.4248 | 1.4248 | 1.4248 | 1.4248 | 1.4248 | 1.4248 | 1.4248 | 1.4248 | 1.4248 | 1.4248 | 10948.8178 | 10588.0897 | 0.00058128 | 52748.3891 | 29888.4114 | 540.9762 | 532.0062 | 21536.9075 | 1072.9824 | 20463.9251 | -9424.4863 | FALSE
| 60497301 | FNS022 | FNS | 22KV | 843.89 | 1 | 47157.5465 | 50% | Three phase | 97.13 | 0.0080778 | 0.0086763 | 0.009321 | 0.010016 | 0.010765 | 0.011572 | 0.012442 | 0.01338 | 0.014391 | 0.015482 | 0.016658 | 0.017927 | 0.019295 | 0.020771 | 0.022364 | 0.024082 | 0.025936 | 0.027658 | 0.027658 | 0.027658 | 2.898 | 2.954 | 3.032 | 3.1065 | 3.1595 | 3.221 | 3.3025 | 3.3975 | 3.4625 | 3.4625 | 3.4625 | 3.4625 | 3.4625 | 3.4625 | 3.4625 | 3.4625 | 3.4625 | 3.4625 | 3.4625 | 3.4625 | 36512.737 | 22645.1208 | 0.00090327 | 81967.0357 | 46444.347 | 2030.9058 | 1284.6262 | 59157.8578 | 3315.5321 | 55842.3257 | 9397.9787 | TRUE
| 60497700 | FNS012 | FNS | 22KV | 398.9 | 4 | 47157.5465 | 20% | Three phase | 97.13 | 0.0038313 | 0.0041842 | 0.0045712 | 0.0049956 | 0.005461 | 0.0059716 | 0.0065318 | 0.0071465 | 0.0078212 | 0.0085617 | 0.0093747 | 0.010267 | 0.011248 | 0.012325 | 0.013074 | 0.013074 | 0.013074 | 0.013074 | 0.013074 | 0.013074 | 1.2218 | 1.2438 | 1.2718 | 1.2972 | 1.3138 | 1.331 | 1.3624 | 1.4008 | 1.4248 | 1.4248 | 1.4248 | 1.4248 | 1.4248 | 1.4248 | 1.4248 | 1.4248 | 1.4248 | 1.4248 | 1.4248 | 1.4248 | 7937.353 | 5627.3216 | 0.00042697 | 38745.157 | 21953.8684 | 397.362 | 287.0339 | 13564.6746 | 684.3959 | 12880.2787 | -9073.5898 | FALSE
| 60497759 | GB031 | GB | 22KV | 115.43 | 0 | 52231.1123 | 100% | Three phase | 97.13 | 0.0010325 | 0.001106 | 0.001185 | 0.0012699 | 0.0013612 | 0.0014593 | 0.0015647 | 0.0016781 | 0.0018 | 0.0019311 | 0.0020722 | 0.0022238 | 0.002387 | 0.0025625 | 0.0027514 | 0.0029546 | 0.0031733 | 0.0034087 | 0.0036619 | 0.0037832 | 4.78 | 4.82 | 4.877 | 4.904 | 4.92 | 4.964 | 5.028 | 5.091 | 5.107 | 5.107 | 5.107 | 5.107 | 5.107 | 5.107 | 5.107 | 5.107 | 5.107 | 5.107 | 5.107 | 5.107 | 7646.2701 | 389.9366 | 0.00012355 | 11211.7159 | 6352.8078 | 467.8821 | 24.0349 | 8036.2067 | 491.917 | 7544.2897 | 1191.4819 | TRUE
| 60497761 | GB031 | GB | 22KV | 140.12 | 0 | 52231.1123 | 100% | Three phase | 97.13 | 0.00078127 | 0.00083833 | 0.0008998 | 0.00096604 | 0.0010374 | 0.0011144 | 0.0011973 | 0.0012867 | 0.0013832 | 0.0014871 | 0.0015993 | 0.0017203 | 0.0018508 | 0.0019916 | 0.0021436 | 0.0023076 | 0.0024846 | 0.0026757 | 0.002882 | 0.0031047 | 4.78 | 4.82 | 4.877 | 4.904 | 4.92 | 4.964 | 5.028 | 5.091 | 5.107 | 5.107 | 5.107 | 5.107 | 5.107 | 5.107 | 5.107 | 5.107 | 5.107 | 5.107 | 5.107 | 5.107 | 5933.082 | 367.205 | 0.00014998 | 13609.8556 | 7711.6471 | 567.9601 | 35.4165 | 6300.287 | 603.3766 | 5696.9104 | -2014.7367 | FALSE
| 60497769 | GB031 | GB | 22KV | 58.5 | 0 | 52231.1123 | 100% | Three phase | 97.13 | 0.00056978 | 0.00060693 | 0.00064662 | 0.00068901 | 0.0007343 | 0.00078268 | 0.00083439 | 0.00088964 | 0.00094869 | 0.0010118 | 0.0010793 | 0.0011514 | 0.0012285 | 0.0013109 | 0.0013991 | 0.0014933 | 0.0015941 | 0.0017019 | 0.0018172 | 0.0019173 | 4.78 | 4.82 | 4.877 | 4.904 | 4.92 | 4.964 | 5.028 | 5.091 | 5.107 | 5.107 | 5.107 | 5.107 | 5.107 | 5.107 | 5.107 | 5.107 | 5.107 | 5.107 | 5.107 | 5.107 | 3972.0209 | 102.7118 | 6.2616e-05 | 5682.105 | 3219.6072 | 237.1229 | 6.1733 | 4074.7328 | 243.2962 | 3831.4365 | 611.8293 | TRUE
| 60497773 | FNS022 | FNS | 22KV | 3103.65 | 1 | 47157.5465 | 50% | Three phase | 97.13 | 0.038462 | 0.041398 | 0.044568 | 0.047989 | 0.051684 | 0.055673 | 0.059981 | 0.064633 | 0.069659 | 0.075088 | 0.080954 | 0.087291 | 0.094139 | 0.10154 | 0.10172 | 0.10172 | 0.10172 | 0.10172 | 0.10172 | 0.10172 | 2.898 | 2.954 | 3.032 | 3.1065 | 3.1595 | 3.221 | 3.3025 | 3.3975 | 3.4625 | 3.4625 | 3.4625 | 3.4625 | 3.4625 | 3.4625 | 3.4625 | 3.4625 | 3.4625 | 3.4625 | 3.4625 | 3.4625 | 163972.3471 | 374721.2596 | 0.003322 | 301457.5245 | 170812.5438 | 7469.2447 | 17376.031 | 538693.6067 | 24845.2757 | 513848.331 | 343035.7872 | TRUE
| 60497786 | FNS022 | FNS | 22KV | 33.95 | 1 | 47157.5465 | 50% | Three phase | 97.13 | 0.00042073 | 0.00045285 | 0.00048751 | 0.00052494 | 0.00056535 | 0.00060899 | 0.00065611 | 0.00070701 | 0.00076198 | 0.00082137 | 0.00088553 | 0.00095485 | 0.0010298 | 0.0011107 | 0.0011127 | 0.0011127 | 0.0011127 | 0.0011127 | 0.0011127 | 0.0011127 | 2.898 | 2.954 | 3.032 | 3.1065 | 3.1595 | 3.221 | 3.3025 | 3.3975 | 3.4625 | 3.4625 | 3.4625 | 3.4625 | 3.4625 | 3.4625 | 3.4625 | 3.4625 | 3.4625 | 3.4625 | 3.4625 | 3.4625 | 1793.6498 | 44.8376 | 3.6339e-05 | 3297.5635 | 1868.4729 | 81.7041 | 2.0791 | 1838.4874 | 83.7832 | 1754.7042 | -113.7687 | FALSE
| 60497870 | GLE024 | GLE | 22KV | 464.67 | 1 | 43192.2035 | 50% | Three phase | 97.13 | 0.0044181 | 0.0048547 | 0.0053365 | 0.0058682 | 0.0064551 | 0.0071032 | 0.0078188 | 0.0086092 | 0.0094824 | 0.010447 | 0.011513 | 0.012692 | 0.013995 | 0.015229 | 0.015229 | 0.015229 | 0.015229 | 0.015229 | 0.015229 | 0.015229 | 5.3295 | 5.3725 | 5.434 | 5.478 | 5.495 | 5.5215 | 5.5845 | 5.6555 | 5.681 | 5.681 | 5.681 | 5.681 | 5.681 | 5.681 | 5.681 | 5.681 | 5.681 | 5.681 | 5.681 | 5.681 | 35045.3289 | 7811.1625 | 0.00049737 | 45133.3971 | 25573.5875 | 1733.8051 | 389.4883 | 42856.4914 | 2123.2934 | 40733.198 | 15159.6105 | TRUE
| 60498014 | GLE033 | GLE | 22KV | 171.07 | 0 | 43192.2035 | 100% | Three phase | 97.13 | 0.0016532 | 0.0018112 | 0.0019849 | 0.0021761 | 0.0023864 | 0.0026179 | 0.0028727 | 0.0031533 | 0.0034622 | 0.0038025 | 0.0041772 | 0.0045901 | 0.0050451 | 0.0055464 | 0.0056068 | 0.0056068 | 0.0056068 | 0.0056068 | 0.0056068 | 0.0056068 | 3.271 | 3.288 | 3.312 | 3.329 | 3.325 | 3.339 | 3.369 | 3.393 | 3.39 | 3.39 | 3.39 | 3.39 | 3.39 | 3.39 | 3.39 | 3.39 | 3.39 | 3.39 | 3.39 | 3.39 | 7708.1263 | 1055.0381 | 0.00018311 | 16616.0291 | 9415.012 | 384.0849 | 52.7901 | 8763.1644 | 436.8751 | 8326.2893 | -1088.7226 | FALSE
| 60498105 | GLE033 | GLE | 22KV | 14.72 | 0 | 43192.2035 | 100% | Three phase | 97.13 | 0.00014225 | 0.00015585 | 0.0001708 | 0.00018724 | 0.00020534 | 0.00022526 | 0.00024719 | 0.00027133 | 0.00029791 | 0.00032719 | 0.00035944 | 0.00039497 | 0.00043411 | 0.00047725 | 0.00048244 | 0.00048244 | 0.00048244 | 0.00048244 | 0.00048244 | 0.00048244 | 3.271 | 3.288 | 3.312 | 3.329 | 3.325 | 3.339 | 3.369 | 3.393 | 3.39 | 3.39 | 3.39 | 3.39 | 3.39 | 3.39 | 3.39 | 3.39 | 3.39 | 3.39 | 3.39 | 3.39 | 663.2584 | 7.8115 | 1.5756e-05 | 1429.7536 | 810.1302 | 33.0492 | 0.39086 | 671.07 | 33.4401 | 637.6299 | -172.5003 | FALSE
| 60498619 | GLE031 | GLE | 22KV | 48.19 | 1 | 43192.2035 | 50% | Three phase | 97.13 | 0.00046039 | 0.00049402 | 0.00053021 | 0.00056918 | 0.00061112 | 0.00065629 | 0.00070493 | 0.00075732 | 0.00081374 | 0.00087453 | 0.00094001 | 0.0010106 | 0.0010866 | 0.0011685 | 0.0012568 | 0.001352 | 0.0014546 | 0.0015652 | 0.0015794 | 0.0015794 | 4.433 | 4.441 | 4.472 | 4.5085 | 4.522 | 4.5455 | 4.5885 | 4.6495 | 4.674 | 4.674 | 4.674 | 4.674 | 4.674 | 4.674 | 4.674 | 4.674 | 4.674 | 4.674 | 4.674 | 4.674 | 2602.9795 | 73.1571 | 5.1581e-05 | 4680.6947 | 2652.1858 | 148.082 | 4.1891 | 2676.1367 | 152.2711 | 2523.8656 | -128.3202 | FALSE
| 60498811 | GLE033 | GLE | 22KV | 151.88 | 0 | 43192.2035 | 100% | Three phase | 97.13 | 0.0014567 | 0.0015662 | 0.0016843 | 0.0018116 | 0.0019491 | 0.0020974 | 0.0022574 | 0.0024301 | 0.0026165 | 0.0028177 | 0.0030349 | 0.0032695 | 0.0035227 | 0.0037962 | 0.0040917 | 0.0044107 | 0.0047554 | 0.0049778 | 0.0049778 | 0.0049778 | 3.271 | 3.288 | 3.312 | 3.329 | 3.325 | 3.339 | 3.369 | 3.393 | 3.39 | 3.39 | 3.39 | 3.39 | 3.39 | 3.39 | 3.39 | 3.39 | 3.39 | 3.39 | 3.39 | 3.39 | 6088.8128 | 740.1647 | 0.00016257 | 14752.1044 | 8358.8707 | 340.9997 | 41.6108 | 6828.9775 | 382.6105 | 6446.367 | -1912.5038 | FALSE
| 60499295 | CRO013 | CRO | 22KV | 1742.13 | 0 | 53295.2727 | 100% | Three phase | 97.13 | 0.015558 | 0.016764 | 0.018068 | 0.019478 | 0.021002 | 0.022651 | 0.024435 | 0.026365 | 0.028453 | 0.030713 | 0.033159 | 0.035806 | 0.038672 | 0.041774 | 0.045133 | 0.048771 | 0.05271 | 0.056976 | 0.057098 | 0.057098 | 4.011 | 4.027 | 4.066 | 4.096 | 4.11 | 4.113 | 4.156 | 4.208 | 4.225 | 4.225 | 4.225 | 4.225 | 4.225 | 4.225 | 4.225 | 4.225 | 4.225 | 4.225 | 4.225 | 4.225 | 102718.2588 | 93453.4201 | 0.0018647 | 169213.0869 | 95879.9017 | 5979.8389 | 5474.7743 | 196171.6789 | 11454.6132 | 184717.0657 | 88837.164 | TRUE
| 60499594 | CRO021 | CRO | 22KV | 431.26 | 1 | 53295.2727 | 50% | Three phase | 97.13 | 0.0040961 | 0.0044483 | 0.0048321 | 0.0052506 | 0.0057069 | 0.0062044 | 0.006747 | 0.007339 | 0.0079847 | 0.0086893 | 0.0094582 | 0.010297 | 0.011213 | 0.012213 | 0.013305 | 0.014134 | 0.014134 | 0.014134 | 0.014134 | 0.014134 | 2.563 | 2.5515 | 2.559 | 2.5525 | 2.5395 | 2.537 | 2.5475 | 2.556 | 2.538 | 2.538 | 2.538 | 2.538 | 2.538 | 2.538 | 2.538 | 2.538 | 2.538 | 2.538 | 2.538 | 2.538 | 17065.9346 | 6332.5773 | 0.00046161 | 41888.2838 | 23734.834 | 905.0472 | 335.493 | 23398.512 | 1240.5402 | 22157.9718 | -1576.8622 | FALSE
| 60499687 | CRO022 | CRO | 22KV | 263.44 | 1 | 53295.2727 | 50% | Three phase | 97.13 | 0.0025021 | 0.0027173 | 0.0029518 | 0.0032074 | 0.0034861 | 0.00379 | 0.0041215 | 0.0044831 | 0.0048775 | 0.0053079 | 0.0057776 | 0.0062902 | 0.0068498 | 0.0074606 | 0.0081275 | 0.0086342 | 0.0086342 | 0.0086342 | 0.0086342 | 0.0086342 | 1.3575 | 1.3565 | 1.3715 | 1.385 | 1.3935 | 1.402 | 1.4185 | 1.4435 | 1.4535 | 1.4535 | 1.4535 | 1.4535 | 1.4535 | 1.4535 | 1.4535 | 1.4535 | 1.4535 | 1.4535 | 1.4535 | 1.4535 | 5887.1708 | 2363.0101 | 0.00028198 | 25587.9272 | 14498.6891 | 309.0364 | 125.1897 | 8250.1809 | 434.226 | 7815.9549 | -6682.7343 | FALSE
| 60499701 | CRO022 | CRO | 22KV | 82.7 | 1 | 53295.2727 | 50% | Three phase | 97.13 | 0.0007943 | 0.00086748 | 0.00094771 | 0.0010357 | 0.0011322 | 0.001238 | 0.0013542 | 0.0014816 | 0.0016215 | 0.001775 | 0.0019436 | 0.0021286 | 0.0023319 | 0.0025551 | 0.0027105 | 0.0027105 | 0.0027105 | 0.0027105 | 0.0027105 | 0.0027105 | 1.3575 | 1.3565 | 1.3715 | 1.385 | 1.3935 | 1.402 | 1.4185 | 1.4435 | 1.4535 | 1.4535 | 1.4535 | 1.4535 | 1.4535 | 1.4535 | 1.4535 | 1.4535 | 1.4535 | 1.4535 | 1.4535 | 1.4535 | 1919.8357 | 241.8715 | 8.8519e-05 | 8032.651 | 4551.4789 | 97.0138 | 12.3372 | 2161.7072 | 109.351 | 2052.3562 | -2499.1226 | FALSE
| 60501996 | GLE031 | GLE | 22KV | 43.86 | 1 | 43192.2035 | 50% | Three phase | 97.13 | 0.00041903 | 0.00044963 | 0.00048257 | 0.00051803 | 0.00055621 | 0.00059732 | 0.00064159 | 0.00068927 | 0.00074063 | 0.00079595 | 0.00085555 | 0.00091976 | 0.00098896 | 0.0010635 | 0.0011439 | 0.0012305 | 0.0013239 | 0.0014245 | 0.0014375 | 0.0014375 | 4.433 | 4.441 | 4.472 | 4.5085 | 4.522 | 4.5455 | 4.5885 | 4.6495 | 4.674 | 4.674 | 4.674 | 4.674 | 4.674 | 4.674 | 4.674 | 4.674 | 4.674 | 4.674 | 4.674 | 4.674 | 2369.0949 | 60.6011 | 4.6946e-05 | 4260.1218 | 2413.8798 | 134.7765 | 3.4701 | 2429.6959 | 138.2466 | 2291.4494 | -122.4305 | FALSE
| 60502129 | GLE032 | GLE | 22KV | 88.32 | 1 | 43192.2035 | 50% | Three phase | 97.13 | 0.00064536 | 0.00069504 | 0.00074875 | 0.00080681 | 0.00086959 | 0.00093749 | 0.0010109 | 0.0010904 | 0.0011763 | 0.0012693 | 0.00137 | 0.0014789 | 0.0015968 | 0.0017245 | 0.0018627 | 0.0020123 | 0.0021743 | 0.0023498 | 0.0025399 | 0.0027459 | 3.405 | 3.439 | 3.489 | 3.5205 | 3.5355 | 3.566 | 3.6235 | 3.671 | 3.6845 | 3.6845 | 3.6845 | 3.6845 | 3.6845 | 3.6845 | 3.6845 | 3.6845 | 3.6845 | 3.6845 | 3.6845 | 3.6845 | 3036.7549 | 198.823 | 9.4535e-05 | 8578.5216 | 4860.7813 | 212.9639 | 14.0709 | 3235.5779 | 227.0348 | 3008.5431 | -1852.2382 | FALSE
| 60502178 | GLE033 | GLE | 22KV | 545.32 | 0 | 43192.2035 | 100% | Three phase | 97.13 | 0.0051264 | 0.0055334 | 0.0059741 | 0.0064516 | 0.0069688 | 0.0075293 | 0.0081366 | 0.0087948 | 0.0095083 | 0.010282 | 0.01112 | 0.012029 | 0.013015 | 0.014085 | 0.015245 | 0.016503 | 0.017868 | 0.017873 | 0.017873 | 0.017873 | 3.271 | 3.288 | 3.312 | 3.329 | 3.325 | 3.339 | 3.369 | 3.393 | 3.39 | 3.39 | 3.39 | 3.39 | 3.39 | 3.39 | 3.39 | 3.39 | 3.39 | 3.39 | 3.39 | 3.39 | 22157.1062 | 9669.4697 | 0.00058369 | 52966.9316 | 30012.2425 | 1224.3479 | 536.4237 | 31826.5759 | 1760.7716 | 30065.8043 | 53.5618 | TRUE
| 60506759 | GL015 | GL | 22KV | 94.77 | 1 | 37042.7803 | 50% | Three phase | 97.13 | 0.00092099 | 0.00099681 | 0.0010792 | 0.0011686 | 0.0012658 | 0.0013714 | 0.0014861 | 0.0016108 | 0.0017464 | 0.0018937 | 0.0020539 | 0.0022282 | 0.0024177 | 0.0026237 | 0.0028479 | 0.0030918 | 0.0031061 | 0.0031061 | 0.0031061 | 0.0031061 | 2.3765 | 2.426 | 2.492 | 2.5485 | 2.5885 | 2.636 | 2.697 | 2.777 | 2.8155 | 2.8155 | 2.8155 | 2.8155 | 2.8155 | 2.8155 | 2.8155 | 2.8155 | 2.8155 | 2.8155 | 2.8155 | 2.8155 | 2803.2968 | 304.7568 | 0.00010144 | 9205.0101 | 5215.7636 | 146.195 | 16.2012 | 3108.0536 | 162.3962 | 2945.6574 | -2270.1062 | FALSE
| 60506792 | GL012 | GL | 22KV | 258.72 | 0 | 37042.7803 | 100% | Three phase | 97.13 | 0.0018483 | 0.0019838 | 0.0021297 | 0.002287 | 0.0024564 | 0.0026389 | 0.0028357 | 0.0030478 | 0.0032764 | 0.0035229 | 0.0037886 | 0.0040752 | 0.0043843 | 0.0047177 | 0.0050773 | 0.0054653 | 0.0058839 | 0.0063356 | 0.0068231 | 0.0073491 | 2.28 | 2.3 | 2.33 | 2.353 | 2.366 | 2.386 | 2.413 | 2.456 | 2.48 | 2.48 | 2.48 | 2.48 | 2.48 | 2.48 | 2.48 | 2.48 | 2.48 | 2.48 | 2.48 | 2.48 | 4820.6279 | 1605.5725 | 0.00027693 | 25129.4736 | 14238.9191 | 358.9606 | 120.7439 | 6426.2004 | 479.7045 | 5946.4959 | -8292.4232 | FALSE
| 60506905 | GL011 | GL | 22KV | 122.58 | 0 | 37042.7803 | 100% | Three phase | 97.13 | 0.0014512 | 0.0015456 | 0.0016463 | 0.0017539 | 0.0018687 | 0.0019914 | 0.0021224 | 0.0022623 | 0.0024118 | 0.0025715 | 0.0027422 | 0.0029245 | 0.0031193 | 0.0033274 | 0.0035499 | 0.0037877 | 0.0040175 | 0.0040175 | 0.0040175 | 0.0040175 | 5.933 | 6.04 | 6.052 | 6.067 | 6.071 | 6.098 | 6.141 | 6.182 | 6.198 | 6.198 | 6.198 | 6.198 | 6.198 | 6.198 | 6.198 | 6.198 | 6.198 | 6.198 | 6.198 | 6.198 | 8517.4369 | 533.5592 | 0.00013121 | 11906.1954 | 6746.3153 | 431.1338 | 27.1047 | 9050.9961 | 458.2385 | 8592.7576 | 1846.4423 | TRUE
| 60507303 | GL015 | GL | 22KV | 1126.21 | 1 | 37042.7803 | 50% | Single phase | 44.74 | 0.0068839 | 0.0074039 | 0.0079653 | 0.0085717 | 0.0092266 | 0.0099342 | 0.010699 | 0.011525 | 0.012418 | 0.013383 | 0.014426 | 0.015554 | 0.016774 | 0.018093 | 0.01952 | 0.021063 | 0.022732 | 0.024539 | 0.026493 | 0.028609 | 2.3765 | 2.426 | 2.492 | 2.5485 | 2.5885 | 2.636 | 2.697 | 2.777 | 2.8155 | 2.8155 | 2.8155 | 2.8155 | 2.8155 | 2.8155 | 2.8155 | 2.8155 | 2.8155 | 2.8155 | 2.8155 | 2.8155 | 20647.1575 | 12286.4134 | 0.0012055 | 50386.6354 | 28550.1892 | 1737.325 | 1053.8686 | 32933.5709 | 2791.1935 | 30142.3774 | 1592.1882 | TRUE
| 60507334 | GL011 | GL | 22KV | 95.75 | 0 | 37042.7803 | 100% | Three phase | 97.13 | 0.00053388 | 0.00057287 | 0.00061488 | 0.00066014 | 0.00070892 | 0.0007615 | 0.00081817 | 0.00087928 | 0.00094517 | 0.0010162 | 0.0010929 | 0.0011755 | 0.0012647 | 0.001361 | 0.0014648 | 0.0015769 | 0.0016978 | 0.0018284 | 0.0019694 | 0.0021216 | 5.933 | 6.04 | 6.052 | 6.067 | 6.071 | 6.098 | 6.141 | 6.182 | 6.198 | 6.198 | 6.198 | 6.198 | 6.198 | 6.198 | 6.198 | 6.198 | 6.198 | 6.198 | 6.198 | 6.198 | 3506.3027 | 171.4691 | 0.00010249 | 9300.1975 | 5269.6989 | 336.7683 | 16.538 | 3677.7718 | 353.3063 | 3324.4655 | -1945.2335 | FALSE
| 60507753 | GL012 | GL | 22KV | 107.51 | 0 | 37042.7803 | 100% | Three phase | 97.13 | 0.00053157 | 0.00056888 | 0.00060897 | 0.00065206 | 0.00069838 | 0.00074817 | 0.00080171 | 0.00085929 | 0.00092121 | 0.00098781 | 0.0010595 | 0.0011366 | 0.0012195 | 0.0013088 | 0.0014049 | 0.0015083 | 0.0016196 | 0.0017395 | 0.0018686 | 0.0020076 | 2.28 | 2.3 | 2.33 | 2.353 | 2.366 | 2.386 | 2.413 | 2.456 | 2.48 | 2.48 | 2.48 | 2.48 | 2.48 | 2.48 | 2.48 | 2.48 | 2.48 | 2.48 | 2.48 | 2.48 | 1345.4833 | 186.2799 | 0.00011508 | 10442.4463 | 5916.9225 | 149.1646 | 20.8498 | 1531.7632 | 170.0144 | 1361.7487 | -4555.1738 | FALSE
| 60507773 | GB012 | GB | 22KV | 38.35 | 0 | 52231.1123 | 100% | Three phase | 97.13 | 0.00025215 | 0.00027061 | 0.0002905 | 0.00031193 | 0.00033502 | 0.00035991 | 0.00038672 | 0.00041563 | 0.0004468 | 0.00048041 | 0.00051665 | 0.00055573 | 0.00059789 | 0.00064336 | 0.00069242 | 0.00074535 | 0.00080247 | 0.00086411 | 0.00093064 | 0.0010025 | 6.737 | 6.8 | 6.88 | 6.943 | 6.986 | 7.036 | 7.109 | 7.192 | 7.252 | 7.252 | 7.252 | 7.252 | 7.252 | 7.252 | 7.252 | 7.252 | 7.252 | 7.252 | 7.252 | 7.252 | 2717.4949 | 32.4586 | 4.1049e-05 | 3724.9355 | 2110.6314 | 220.2725 | 2.653 | 2749.9536 | 222.9255 | 2527.028 | 416.3967 | TRUE
| 60507845 | GLE032 | GLE | 22KV | 661.22 | 1 | 43192.2035 | 50% | Three phase | 97.13 | 0.0062969 | 0.0068475 | 0.0074485 | 0.0081046 | 0.0088209 | 0.0096031 | 0.010457 | 0.011391 | 0.01241 | 0.013524 | 0.014742 | 0.016073 | 0.017527 | 0.019117 | 0.020856 | 0.021671 | 0.021671 | 0.021671 | 0.021671 | 0.021671 | 3.405 | 3.439 | 3.489 | 3.5205 | 3.5355 | 3.566 | 3.6235 | 3.671 | 3.6845 | 3.6845 | 3.6845 | 3.6845 | 3.6845 | 3.6845 | 3.6845 | 3.6845 | 3.6845 | 3.6845 | 3.6845 | 3.6845 | 30662.039 | 15027.599 | 0.00070775 | 64224.2986 | 36390.9172 | 1594.3837 | 788.6732 | 45689.638 | 2383.0569 | 43306.5812 | 6915.6639 | TRUE
| 60508014 | GCY014 | GCY | 22KV | 641.67 | 2 | 45326.5658 | 33.33% | Three phase | 97.13 | 0.006247 | 0.0066398 | 0.0070585 | 0.0075047 | 0.0079804 | 0.0084874 | 0.0090279 | 0.0096042 | 0.010219 | 0.010874 | 0.011573 | 0.012318 | 0.013113 | 0.013961 | 0.014865 | 0.01583 | 0.01686 | 0.017958 | 0.019131 | 0.020381 | 4 | 4.033 | 4.0817 | 4.134 | 4.1563 | 4.1903 | 4.2353 | 4.3043 | 4.347 | 4.347 | 4.347 | 4.347 | 4.347 | 4.347 | 4.347 | 4.347 | 4.347 | 4.347 | 4.347 | 4.347 | 31325.0631 | 12075.7346 | 0.00068682 | 62325.4071 | 35314.963 | 1910.4148 | 742.7259 | 43400.7976 | 2653.1408 | 40747.6569 | 5432.6938 | TRUE
| 60508019 | GCY014 | GCY | 22KV | 841.03 | 2 | 45326.5658 | 33.33% | Three phase | 97.13 | 0.0077895 | 0.0084353 | 0.0091372 | 0.0099001 | 0.010729 | 0.011631 | 0.012612 | 0.013678 | 0.014838 | 0.0161 | 0.017473 | 0.018967 | 0.020593 | 0.022363 | 0.024289 | 0.026386 | 0.027565 | 0.027565 | 0.027565 | 0.027565 | 4 | 4.033 | 4.0817 | 4.134 | 4.1563 | 4.1903 | 4.2353 | 4.3043 | 4.347 | 4.347 | 4.347 | 4.347 | 4.347 | 4.347 | 4.347 | 4.347 | 4.347 | 4.347 | 4.347 | 4.347 | 46060.9617 | 23233.9371 | 0.00090021 | 81689.2439 | 46286.944 | 2503.9603 | 1275.9336 | 69294.8988 | 3779.8939 | 65515.0049 | 19228.0609 | TRUE
| 60508457 | FNS032 | FNS | 22KV | 921.19 | 2 | 47157.5465 | 33.33% | Three phase | 97.13 | 0.0066629 | 0.0073262 | 0.0080589 | 0.0088687 | 0.0097637 | 0.010753 | 0.011848 | 0.013058 | 0.014397 | 0.015879 | 0.017518 | 0.019334 | 0.021343 | 0.023569 | 0.026033 | 0.028763 | 0.030192 | 0.030192 | 0.030192 | 0.030192 | 1.6157 | 1.6313 | 1.658 | 1.6723 | 1.68 | 1.6937 | 1.7217 | 1.747 | 1.7477 | 1.7477 | 1.7477 | 1.7477 | 1.7477 | 1.7477 | 1.7477 | 1.7477 | 1.7477 | 1.7477 | 1.7477 | 1.7477 | 19535.6242 | 25710.5992 | 0.00098601 | 89475.1847 | 50698.6314 | 1151.1121 | 1530.7474 | 45246.2234 | 2681.8595 | 42564.3639 | -8134.2674 | FALSE
| 60508482 | FNS032 | FNS | 22KV | 1249.95 | 2 | 47157.5465 | 33.33% | Single phase | 44.74 | 0.0094932 | 0.010277 | 0.011129 | 0.012055 | 0.013061 | 0.014156 | 0.015346 | 0.016641 | 0.018049 | 0.019581 | 0.021249 | 0.023063 | 0.025038 | 0.027188 | 0.029528 | 0.032076 | 0.034851 | 0.037873 | 0.040967 | 0.040967 | 1.6157 | 1.6313 | 1.658 | 1.6723 | 1.68 | 1.6937 | 1.7217 | 1.747 | 1.7477 | 1.7477 | 1.7477 | 1.7477 | 1.7477 | 1.7477 | 1.7477 | 1.7477 | 1.7477 | 1.7477 | 1.7477 | 1.7477 | 24385.0819 | 20078.5689 | 0.0013379 | 55922.763 | 31687.0824 | 1561.9281 | 1298.1742 | 44463.6508 | 2860.1023 | 41603.5485 | 9916.4662 | TRUE
| 60508522 | FNS032 | FNS | 22KV | 558.83 | 2 | 47157.5465 | 33.33% | Three phase | 97.13 | 0.0069382 | 0.0075627 | 0.0082457 | 0.0089929 | 0.0098103 | 0.010705 | 0.011684 | 0.012755 | 0.013928 | 0.015212 | 0.016618 | 0.018157 | 0.018316 | 0.018316 | 0.018316 | 0.018316 | 0.018316 | 0.018316 | 0.018316 | 0.018316 | 1.6157 | 1.6313 | 1.658 | 1.6723 | 1.68 | 1.6937 | 1.7217 | 1.747 | 1.7477 | 1.7477 | 1.7477 | 1.7477 | 1.7477 | 1.7477 | 1.7477 | 1.7477 | 1.7477 | 1.7477 | 1.7477 | 1.7477 | 15944.8943 | 12762.2959 | 0.00059815 | 54279.1579 | 30755.7791 | 698.3097 | 563.3321 | 28707.1902 | 1261.6419 | 27445.5483 | -3310.2308 | FALSE
| 60508879 | GL012 | GL | 22KV | 1156.57 | 0 | 37042.7803 | 100% | Three phase | 97.13 | 0.0089806 | 0.0096398 | 0.01035 | 0.011114 | 0.011938 | 0.012826 | 0.013783 | 0.014814 | 0.015926 | 0.017124 | 0.018416 | 0.019809 | 0.021311 | 0.022931 | 0.024678 | 0.026563 | 0.028597 | 0.030791 | 0.033158 | 0.035713 | 2.28 | 2.3 | 2.33 | 2.353 | 2.366 | 2.386 | 2.413 | 2.456 | 2.48 | 2.48 | 2.48 | 2.48 | 2.48 | 2.48 | 2.48 | 2.48 | 2.48 | 2.48 | 2.48 | 2.48 | 23429.3492 | 34884.121 | 0.001238 | 112337.6441 | 63653.0098 | 1604.6811 | 2412.9535 | 58313.4702 | 4017.6345 | 54295.8357 | -9357.1741 | FALSE
| 60508886 | GL012 | GL | 22KV | 653.62 | 0 | 37042.7803 | 100% | Three phase | 97.13 | 0.0081332 | 0.0087721 | 0.0094632 | 0.010211 | 0.01102 | 0.011895 | 0.012843 | 0.013869 | 0.014979 | 0.016181 | 0.017482 | 0.018891 | 0.020417 | 0.021422 | 0.021422 | 0.021422 | 0.021422 | 0.021422 | 0.021422 | 0.021422 | 2.28 | 2.3 | 2.33 | 2.353 | 2.366 | 2.386 | 2.413 | 2.456 | 2.48 | 2.48 | 2.48 | 2.48 | 2.48 | 2.48 | 2.48 | 2.48 | 2.48 | 2.48 | 2.48 | 2.48 | 19948.1319 | 16803.7525 | 0.00069961 | 63486.1106 | 35972.6435 | 906.864 | 770.6475 | 36751.8844 | 1677.5114 | 35074.373 | -898.2705 | FALSE
| 60509078 | GL013 | GL | 22KV | 53.45 | 0 | 37042.7803 | 100% | Three phase | 97.13 | 0.00050363 | 0.00054486 | 0.00058963 | 0.00063824 | 0.00069103 | 0.00074837 | 0.00081065 | 0.00087832 | 0.00095185 | 0.0010318 | 0.0011186 | 0.001213 | 0.0013156 | 0.0014272 | 0.0015485 | 0.0016805 | 0.0017518 | 0.0017518 | 0.0017518 | 0.0017518 | 4.326 | 4.396 | 4.482 | 4.555 | 4.605 | 4.661 | 4.73 | 4.843 | 4.906 | 4.906 | 4.906 | 4.906 | 4.906 | 4.906 | 4.906 | 4.906 | 4.906 | 4.906 | 4.906 | 4.906 | 2701.2207 | 94.4614 | 5.7211e-05 | 5191.5985 | 2941.6753 | 145.2351 | 5.1535 | 2795.6821 | 150.3885 | 2645.2935 | -296.3818 | FALSE
| 60509227 | GL021 | GL | 22KV | 29.09 | 1 | 37042.7803 | 50% | Three phase | 97.13 | 0.00024719 | 0.00027069 | 0.00029653 | 0.00032496 | 0.00035624 | 0.00039066 | 0.00042853 | 0.00047023 | 0.00051614 | 0.00056669 | 0.00062237 | 0.0006837 | 0.00075127 | 0.00082573 | 0.00090778 | 0.00095342 | 0.00095342 | 0.00095342 | 0.00095342 | 0.00095342 | 2.711 | 2.7525 | 2.8025 | 2.8495 | 2.868 | 2.8915 | 2.9415 | 3.0015 | 3.0285 | 3.0285 | 3.0285 | 3.0285 | 3.0285 | 3.0285 | 3.0285 | 3.0285 | 3.0285 | 3.0285 | 3.0285 | 3.0285 | 911.5504 | 27.9916 | 3.1137e-05 | 2825.5117 | 1600.9978 | 49.0281 | 1.5265 | 939.5419 | 50.5546 | 888.9873 | -712.0105 | FALSE
| 60509301 | GCY024 | GCY | 22KV | 357.22 | 2 | 45326.5658 | 33.33% | Three phase | 97.13 | 0.0034634 | 0.003744 | 0.0040484 | 0.0043787 | 0.0047371 | 0.005126 | 0.0055481 | 0.0060062 | 0.0065036 | 0.0070437 | 0.0076301 | 0.008267 | 0.0089587 | 0.0097101 | 0.010526 | 0.011413 | 0.011708 | 0.011708 | 0.011708 | 0.011708 | 2.416 | 2.427 | 2.4467 | 2.462 | 2.4753 | 2.4907 | 2.5117 | 2.5427 | 2.557 | 2.557 | 2.557 | 2.557 | 2.557 | 2.557 | 2.557 | 2.557 | 2.557 | 2.557 | 2.557 | 2.557 | 11819.8696 | 4288.5489 | 0.00038236 | 34696.7786 | 19659.9671 | 630.0118 | 230.1848 | 16108.4185 | 860.1966 | 15248.2219 | -4411.7452 | FALSE
| 60509399 | GL011 | GL | 22KV | 184.89 | 0 | 37042.7803 | 100% | Three phase | 97.13 | 0.0015026 | 0.0016525 | 0.0018181 | 0.0020012 | 0.0022035 | 0.0024271 | 0.0026744 | 0.0029479 | 0.0032504 | 0.0035851 | 0.0039555 | 0.0043654 | 0.0048193 | 0.0053217 | 0.0058781 | 0.0060597 | 0.0060597 | 0.0060597 | 0.0060597 | 0.0060597 | 5.933 | 6.04 | 6.052 | 6.067 | 6.071 | 6.098 | 6.141 | 6.182 | 6.198 | 6.198 | 6.198 | 6.198 | 6.198 | 6.198 | 6.198 | 6.198 | 6.198 | 6.198 | 6.198 | 6.198 | 11914.6377 | 1124.3001 | 0.0001979 | 17958.3657 | 10175.6098 | 650.2882 | 61.664 | 13038.9378 | 711.9522 | 12326.9855 | 2151.3758 | TRUE
| 60509719 | GL013 | GL | 22KV | 29.41 | 0 | 37042.7803 | 100% | Three phase | 97.13 | 0.00027862 | 0.00030218 | 0.00032783 | 0.00035575 | 0.00038615 | 0.00041926 | 0.00045531 | 0.00049459 | 0.00053738 | 0.00058401 | 0.00063482 | 0.0006902 | 0.00075056 | 0.00081636 | 0.00088811 | 0.00096391 | 0.00096391 | 0.00096391 | 0.00096391 | 0.00096391 | 4.326 | 4.396 | 4.482 | 4.555 | 4.605 | 4.661 | 4.73 | 4.843 | 4.906 | 4.906 | 4.906 | 4.906 | 4.906 | 4.906 | 4.906 | 4.906 | 4.906 | 4.906 | 4.906 | 4.906 | 1516.9949 | 29.1845 | 3.1479e-05 | 2856.5933 | 1618.6094 | 79.9133 | 1.5603 | 1546.1794 | 81.4735 | 1464.7059 | -153.9034 | FALSE
| 60509766 | GL013 | GL | 22KV | 177 | 0 | 37042.7803 | 100% | Three phase | 97.13 | 0.0016768 | 0.0018186 | 0.001973 | 0.002141 | 0.002324 | 0.0025232 | 0.0027402 | 0.0029766 | 0.0032342 | 0.0035148 | 0.0038206 | 0.0041539 | 0.0045171 | 0.0049132 | 0.005345 | 0.0058011 | 0.0058011 | 0.0058011 | 0.0058011 | 0.0058011 | 4.326 | 4.396 | 4.482 | 4.555 | 4.605 | 4.661 | 4.73 | 4.843 | 4.906 | 4.906 | 4.906 | 4.906 | 4.906 | 4.906 | 4.906 | 4.906 | 4.906 | 4.906 | 4.906 | 4.906 | 9129.8231 | 1057.0838 | 0.00018945 | 17192.01 | 9741.3756 | 480.9468 | 56.5134 | 10186.9069 | 537.4602 | 9649.4466 | -91.9289 | FALSE
| 60509769 | GL013 | GL | 22KV | 80 | 0 | 37042.7803 | 100% | Three phase | 97.13 | 0.00075379 | 0.00081551 | 0.00088252 | 0.00095527 | 0.0010343 | 0.0011201 | 0.0012133 | 0.0013146 | 0.0014247 | 0.0015443 | 0.0016742 | 0.0018155 | 0.0019691 | 0.0021361 | 0.0023177 | 0.0025152 | 0.002622 | 0.002622 | 0.002622 | 0.002622 | 4.326 | 4.396 | 4.482 | 4.555 | 4.605 | 4.661 | 4.73 | 4.843 | 4.906 | 4.906 | 4.906 | 4.906 | 4.906 | 4.906 | 4.906 | 4.906 | 4.906 | 4.906 | 4.906 | 4.906 | 4042.9869 | 211.6114 | 8.5629e-05 | 7770.4 | 4402.8816 | 217.3771 | 11.5448 | 4254.5983 | 228.9219 | 4025.6764 | -377.2052 | FALSE
| 60509844 | GL015 | GL | 22KV | 314.21 | 1 | 37042.7803 | 50% | Three phase | 97.13 | 0.002778 | 0.0029781 | 0.0031934 | 0.0034249 | 0.0036739 | 0.0039418 | 0.0042301 | 0.0045403 | 0.0048741 | 0.0052334 | 0.0056202 | 0.0060366 | 0.0064848 | 0.0069675 | 0.0074873 | 0.0080471 | 0.0086499 | 0.0092993 | 0.0099988 | 0.010298 | 2.3765 | 2.426 | 2.492 | 2.5485 | 2.5885 | 2.636 | 2.697 | 2.777 | 2.8155 | 2.8155 | 2.8155 | 2.8155 | 2.8155 | 2.8155 | 2.8155 | 2.8155 | 2.8155 | 2.8155 | 2.8155 | 2.8155 | 7982.9878 | 2879.9226 | 0.00033632 | 30519.2173 | 17292.8679 | 484.7097 | 178.0923 | 10862.9104 | 662.802 | 10200.1084 | -7092.7595 | FALSE
| 60509886 | GL015 | GL | 22KV | 934.94 | 1 | 37042.7803 | 50% | Covered | 390 | 0.011634 | 0.012548 | 0.013536 | 0.014606 | 0.015763 | 0.017015 | 0.018371 | 0.019838 | 0.021426 | 0.023145 | 0.025006 | 0.027022 | 0.029205 | 0.030642 | 0.030642 | 0.030642 | 0.030642 | 0.030642 | 0.030642 | 0.030642 | 2.3765 | 2.426 | 2.492 | 2.5485 | 2.5885 | 2.636 | 2.697 | 2.777 | 2.8155 | 2.8155 | 2.8155 | 2.8155 | 2.8155 | 2.8155 | 2.8155 | 2.8155 | 2.8155 | 2.8155 | 2.8155 | 2.8155 | 31976.8322 | 138049.3328 | 0.0010007 | 364626.6 | 206605.5481 | 1442.2662 | 6331.1675 | 170026.1649 | 7773.4337 | 162252.7313 | -44352.8169 | FALSE
| 60509930 | GL015 | GL | 22KV | 161.36 | 1 | 37042.7803 | 50% | Three phase | 97.13 | 0.0011313 | 0.0012191 | 0.001314 | 0.0014167 | 0.0015278 | 0.001648 | 0.0017782 | 0.001919 | 0.0020715 | 0.0022367 | 0.0024155 | 0.0026091 | 0.0028189 | 0.0030462 | 0.0032924 | 0.0035592 | 0.0038483 | 0.0041616 | 0.0045012 | 0.0048694 | 2.3765 | 2.426 | 2.492 | 2.5485 | 2.5885 | 2.636 | 2.697 | 2.777 | 2.8155 | 2.8155 | 2.8155 | 2.8155 | 2.8155 | 2.8155 | 2.8155 | 2.8155 | 2.8155 | 2.8155 | 2.8155 | 2.8155 | 3463.8244 | 640.882 | 0.00017271 | 15672.8968 | 8880.6122 | 248.9187 | 46.9674 | 4104.7063 | 295.8862 | 3808.8202 | -5071.792 | FALSE
| 60509957 | GL015 | GL | 22KV | 514.51 | 1 | 37042.7803 | 50% | Three phase | 97.13 | 0.0058505 | 0.0063165 | 0.0068211 | 0.0073677 | 0.0079599 | 0.0086014 | 0.0092965 | 0.01005 | 0.010866 | 0.011751 | 0.012711 | 0.013751 | 0.014879 | 0.016102 | 0.016863 | 0.016863 | 0.016863 | 0.016863 | 0.016863 | 0.016863 | 2.3765 | 2.426 | 2.492 | 2.5485 | 2.5885 | 2.636 | 2.697 | 2.777 | 2.8155 | 2.8155 | 2.8155 | 2.8155 | 2.8155 | 2.8155 | 2.8155 | 2.8155 | 2.8155 | 2.8155 | 2.8155 | 2.8155 | 16703.9213 | 9873.9159 | 0.00055071 | 49974.3563 | 28316.5827 | 793.6984 | 477.5213 | 26577.8372 | 1271.2197 | 25306.6175 | -3009.9652 | FALSE
| 60510042 | GL021 | GL | 22KV | 574.07 | 1 | 37042.7803 | 50% | Three phase | 97.13 | 0.0054976 | 0.0059952 | 0.0065399 | 0.0071363 | 0.0077894 | 0.0085047 | 0.0092883 | 0.010147 | 0.011088 | 0.012119 | 0.013249 | 0.014488 | 0.015846 | 0.017335 | 0.018815 | 0.018815 | 0.018815 | 0.018815 | 0.018815 | 0.018815 | 2.711 | 2.7525 | 2.8025 | 2.8495 | 2.868 | 2.8915 | 2.9415 | 3.0015 | 3.0285 | 3.0285 | 3.0285 | 3.0285 | 3.0285 | 3.0285 | 3.0285 | 3.0285 | 3.0285 | 3.0285 | 3.0285 | 3.0285 | 19044.0279 | 11550.1896 | 0.00061447 | 55759.4191 | 31594.5281 | 967.5342 | 594.4767 | 30594.2176 | 1562.0109 | 29032.2067 | -2562.3214 | FALSE
| 60510071 | GL013 | GL | 22KV | 132.53 | 0 | 37042.7803 | 100% | Three phase | 97.13 | 0.0016872 | 0.0018624 | 0.0020567 | 0.002272 | 0.0025106 | 0.0027752 | 0.0030687 | 0.0033942 | 0.0037553 | 0.004156 | 0.0043436 | 0.0043436 | 0.0043436 | 0.0043436 | 0.0043436 | 0.0043436 | 0.0043436 | 0.0043436 | 0.0043436 | 0.0043436 | 4.326 | 4.396 | 4.482 | 4.555 | 4.605 | 4.661 | 4.73 | 4.843 | 4.906 | 4.906 | 4.906 | 4.906 | 4.906 | 4.906 | 4.906 | 4.906 | 4.906 | 4.906 | 4.906 | 4.906 | 8659.6629 | 752.3736 | 0.00014186 | 12872.6389 | 7293.9237 | 360.1123 | 31.6835 | 9412.0364 | 391.7958 | 9020.2406 | 1726.3169 | TRUE
| 60510209 | GL015 | GL | 22KV | 1811.02 | 1 | 37042.7803 | 50% | Single phase | 44.74 | 0.018844 | 0.020344 | 0.021969 | 0.023729 | 0.025636 | 0.027702 | 0.029941 | 0.032368 | 0.034999 | 0.03785 | 0.040942 | 0.044295 | 0.047931 | 0.051874 | 0.056151 | 0.059356 | 0.059356 | 0.059356 | 0.059356 | 0.059356 | 2.3765 | 2.426 | 2.492 | 2.5485 | 2.5885 | 2.636 | 2.697 | 2.777 | 2.8155 | 2.8155 | 2.8155 | 2.8155 | 2.8155 | 2.8155 | 2.8155 | 2.8155 | 2.8155 | 2.8155 | 2.8155 | 2.8155 | 55360.4554 | 53016.1908 | 0.0019385 | 81025.0348 | 45910.5883 | 2793.7332 | 2725.1737 | 108376.6463 | 5518.9069 | 102857.7394 | 56947.1511 | TRUE
| 60510364 | GL012 | GL | 22KV | 748.69 | 0 | 37042.7803 | 100% | Single phase | 44.74 | 0.0059812 | 0.0064566 | 0.0069716 | 0.0075297 | 0.0081346 | 0.0087902 | 0.009501 | 0.010272 | 0.011107 | 0.012014 | 0.012997 | 0.014063 | 0.01522 | 0.016475 | 0.017837 | 0.019316 | 0.020921 | 0.022663 | 0.024538 | 0.024538 | 2.28 | 2.3 | 2.33 | 2.353 | 2.366 | 2.386 | 2.413 | 2.456 | 2.48 | 2.48 | 2.48 | 2.48 | 2.48 | 2.48 | 2.48 | 2.48 | 2.48 | 2.48 | 2.48 | 2.48 | 16539.1714 | 7338.1889 | 0.00080137 | 33496.3906 | 18979.8005 | 1038.7687 | 465.7488 | 23877.3603 | 1504.5175 | 22372.8428 | 3393.0423 | TRUE
| 60510423 | GL013 | GL | 22KV | 306.06 | 0 | 37042.7803 | 100% | Three phase | 97.13 | 0.002924 | 0.0031376 | 0.0033674 | 0.0036149 | 0.0038813 | 0.0041682 | 0.0044771 | 0.0048098 | 0.0051682 | 0.0055542 | 0.0059701 | 0.0064182 | 0.0069011 | 0.0074214 | 0.0079822 | 0.0085867 | 0.0092382 | 0.0099406 | 0.010031 | 0.010031 | 4.326 | 4.396 | 4.482 | 4.555 | 4.605 | 4.661 | 4.73 | 4.843 | 4.906 | 4.906 | 4.906 | 4.906 | 4.906 | 4.906 | 4.906 | 4.906 | 4.906 | 4.906 | 4.906 | 4.906 | 14724.3787 | 2950.9107 | 0.0003276 | 29727.6078 | 16844.3243 | 831.6304 | 168.9734 | 17675.2894 | 1000.6038 | 16674.6857 | -169.6387 | FALSE
| 60510456 | GL014 | GL | 22KV | 117.45 | 0 | 37042.7803 | 100% | Three phase | 97.13 | 0.0011155 | 0.0012114 | 0.001316 | 0.00143 | 0.0015542 | 0.0016897 | 0.0018375 | 0.0019987 | 0.0021746 | 0.0023665 | 0.0025759 | 0.0028044 | 0.0030538 | 0.0033262 | 0.0036235 | 0.0038494 | 0.0038494 | 0.0038494 | 0.0038494 | 0.0038494 | 4.49 | 4.573 | 4.679 | 4.775 | 4.855 | 4.935 | 5.031 | 5.17 | 5.253 | 5.253 | 5.253 | 5.253 | 5.253 | 5.253 | 5.253 | 5.253 | 5.253 | 5.253 | 5.253 | 5.253 | 6515.2078 | 469.6866 | 0.00012571 | 11407.9185 | 6463.9806 | 338.8349 | 24.8835 | 6984.8944 | 363.7184 | 6621.176 | 157.1954 | TRUE
| 60510460 | GL013 | GL | 22KV | 133.67 | 0 | 37042.7803 | 100% | Three phase | 97.13 | 0.0012877 | 0.0014085 | 0.0015412 | 0.0016869 | 0.001847 | 0.0020228 | 0.0022161 | 0.0024285 | 0.002662 | 0.0029187 | 0.0032011 | 0.0035116 | 0.0038531 | 0.0042289 | 0.004381 | 0.004381 | 0.004381 | 0.004381 | 0.004381 | 0.004381 | 4.326 | 4.396 | 4.482 | 4.555 | 4.605 | 4.661 | 4.73 | 4.843 | 4.906 | 4.906 | 4.906 | 4.906 | 4.906 | 4.906 | 4.906 | 4.906 | 4.906 | 4.906 | 4.906 | 4.906 | 7297.3615 | 637.8594 | 0.00014308 | 12983.3671 | 7356.6648 | 363.2099 | 32.2309 | 7935.2209 | 395.4409 | 7539.78 | 183.1152 | TRUE
| 60510483 | GL012 | GL | 22KV | 47.01 | 0 | 37042.7803 | 100% | Three phase | 97.13 | 0.00058496 | 0.00063091 | 0.00068062 | 0.0007344 | 0.00079258 | 0.00085555 | 0.0009237 | 0.00099746 | 0.0010773 | 0.0011638 | 0.0012574 | 0.0013587 | 0.0014685 | 0.0015407 | 0.0015407 | 0.0015407 | 0.0015407 | 0.0015407 | 0.0015407 | 0.0015407 | 2.28 | 2.3 | 2.33 | 2.353 | 2.366 | 2.386 | 2.413 | 2.456 | 2.48 | 2.48 | 2.48 | 2.48 | 2.48 | 2.48 | 2.48 | 2.48 | 2.48 | 2.48 | 2.48 | 2.48 | 1434.72 | 86.9233 | 5.0318e-05 | 4566.0813 | 2587.2433 | 65.2239 | 3.9864 | 1521.6433 | 69.2104 | 1452.4329 | -1134.8104 | FALSE
| 60510484 | GL013 | GL | 22KV | 80.66 | 0 | 37042.7803 | 100% | Three phase | 97.13 | 0.00047361 | 0.00050704 | 0.00054296 | 0.00058157 | 0.00062307 | 0.00066769 | 0.00071567 | 0.00076726 | 0.00082274 | 0.00088242 | 0.00094663 | 0.0010157 | 0.00109 | 0.00117 | 0.0012561 | 0.0013487 | 0.0014485 | 0.0015559 | 0.0016715 | 0.0017959 | 4.326 | 4.396 | 4.482 | 4.555 | 4.605 | 4.661 | 4.73 | 4.843 | 4.906 | 4.906 | 4.906 | 4.906 | 4.906 | 4.906 | 4.906 | 4.906 | 4.906 | 4.906 | 4.906 | 4.906 | 2363.8275 | 124.8577 | 8.6336e-05 | 7834.5058 | 4439.2054 | 219.1704 | 11.736 | 2488.6853 | 230.9065 | 2257.7788 | -2181.4266 | FALSE
| 60510529 | GL013 | GL | 22KV | 261.06 | 0 | 37042.7803 | 100% | Three phase | 97.13 | 0.0025142 | 0.0027088 | 0.0029192 | 0.0031466 | 0.0033925 | 0.0036584 | 0.003946 | 0.004257 | 0.0045935 | 0.0049575 | 0.0053513 | 0.0057775 | 0.0062388 | 0.006738 | 0.0072784 | 0.0078635 | 0.0084968 | 0.0085562 | 0.0085562 | 0.0085562 | 4.326 | 4.396 | 4.482 | 4.555 | 4.605 | 4.661 | 4.73 | 4.843 | 4.906 | 4.906 | 4.906 | 4.906 | 4.906 | 4.906 | 4.906 | 4.906 | 4.906 | 4.906 | 4.906 | 4.906 | 13042.7908 | 2228.7077 | 0.00027943 | 25356.7578 | 14367.7034 | 709.3558 | 122.9379 | 15271.4986 | 832.2937 | 14439.2049 | 71.5015 | TRUE
| 60510645 | GL014 | GL | 22KV | 48.92 | 0 | 37042.7803 | 100% | Three phase | 97.13 | 0.00046737 | 0.0005015 | 0.00053824 | 0.0005778 | 0.00062038 | 0.00066623 | 0.00071561 | 0.00076879 | 0.00082607 | 0.00088778 | 0.00095425 | 0.0010259 | 0.0011031 | 0.0011862 | 0.0012759 | 0.0013725 | 0.0014766 | 0.0015889 | 0.0016033 | 0.0016033 | 4.49 | 4.573 | 4.679 | 4.775 | 4.855 | 4.935 | 5.031 | 5.17 | 5.253 | 5.253 | 5.253 | 5.253 | 5.253 | 5.253 | 5.253 | 5.253 | 5.253 | 5.253 | 5.253 | 5.253 | 2507.3839 | 75.3904 | 5.2362e-05 | 4751.5996 | 2692.3621 | 141.1307 | 4.317 | 2582.7742 | 145.4477 | 2437.3266 | -255.0356 | FALSE
| 60510676 | GL013 | GL | 22KV | 44.62 | 0 | 37042.7803 | 100% | Three phase | 97.13 | 0.00042271 | 0.00045846 | 0.00049737 | 0.00053973 | 0.00058586 | 0.00063608 | 0.00069079 | 0.00075038 | 0.0008153 | 0.00088604 | 0.00096313 | 0.0010471 | 0.0011387 | 0.0012386 | 0.0013474 | 0.0014624 | 0.0014624 | 0.0014624 | 0.0014624 | 0.0014624 | 4.326 | 4.396 | 4.482 | 4.555 | 4.605 | 4.661 | 4.73 | 4.843 | 4.906 | 4.906 | 4.906 | 4.906 | 4.906 | 4.906 | 4.906 | 4.906 | 4.906 | 4.906 | 4.906 | 4.906 | 2301.5407 | 67.1772 | 4.776e-05 | 4333.9406 | 2455.7072 | 121.2421 | 3.5914 | 2368.7179 | 124.8335 | 2243.8845 | -211.8228 | FALSE
| 60510748 | GL014 | GL | 22KV | 183.48 | 0 | 37042.7803 | 100% | Three phase | 97.13 | 0.0017288 | 0.0018704 | 0.0020241 | 0.0021909 | 0.0023721 | 0.002569 | 0.0027828 | 0.0030151 | 0.0032675 | 0.0035417 | 0.0038399 | 0.0041639 | 0.0045162 | 0.0048992 | 0.0053157 | 0.0057686 | 0.0060135 | 0.0060135 | 0.0060135 | 0.0060135 | 4.49 | 4.573 | 4.679 | 4.775 | 4.855 | 4.935 | 5.031 | 5.17 | 5.253 | 5.253 | 5.253 | 5.253 | 5.253 | 5.253 | 5.253 | 5.253 | 5.253 | 5.253 | 5.253 | 5.253 | 9880.8908 | 1113.1058 | 0.00019639 | 17821.4124 | 10098.009 | 529.3268 | 60.7271 | 10993.9967 | 590.0539 | 10403.9428 | 305.9338 | TRUE
| 60510984 | GL012 | GL | 22KV | 488.69 | 0 | 37042.7803 | 100% | Three phase | 97.13 | 0.0034912 | 0.0037471 | 0.0040228 | 0.0043198 | 0.0046398 | 0.0049846 | 0.0053563 | 0.0057569 | 0.0061887 | 0.0066542 | 0.0071562 | 0.0076976 | 0.0082814 | 0.0089111 | 0.0095904 | 0.010323 | 0.011114 | 0.011967 | 0.012888 | 0.013882 | 2.28 | 2.3 | 2.33 | 2.353 | 2.366 | 2.386 | 2.413 | 2.456 | 2.48 | 2.48 | 2.48 | 2.48 | 2.48 | 2.48 | 2.48 | 2.48 | 2.48 | 2.48 | 2.48 | 2.48 | 9105.5684 | 5728.4458 | 0.00052308 | 47466.4597 | 26895.5527 | 678.0321 | 430.7963 | 14834.0142 | 1108.8284 | 13725.1858 | -13170.3669 | FALSE
| 60511002 | GL012 | GL | 22KV | 174.82 | 0 | 37042.7803 | 100% | Three phase | 97.13 | 0.0016273 | 0.001769 | 0.0019237 | 0.0020924 | 0.0022766 | 0.0024777 | 0.0026973 | 0.0029371 | 0.0031989 | 0.003485 | 0.0037975 | 0.004139 | 0.0045122 | 0.00492 | 0.0053658 | 0.0057297 | 0.0057297 | 0.0057297 | 0.0057297 | 0.0057297 | 2.28 | 2.3 | 2.33 | 2.353 | 2.366 | 2.386 | 2.413 | 2.456 | 2.48 | 2.48 | 2.48 | 2.48 | 2.48 | 2.48 | 2.48 | 2.48 | 2.48 | 2.48 | 2.48 | 2.48 | 4589.2128 | 1032.1776 | 0.00018712 | 16980.2666 | 9621.397 | 242.5537 | 55.1299 | 5621.3904 | 297.6836 | 5323.7068 | -4297.6903 | FALSE
| 60511057 | GL012 | GL | 22KV | 31.03 | 0 | 37042.7803 | 100% | Three phase | 97.13 | 0.00020402 | 0.00021896 | 0.00023505 | 0.00025239 | 0.00027108 | 0.00029121 | 0.00031291 | 0.0003363 | 0.00036152 | 0.00038871 | 0.00041803 | 0.00044966 | 0.00048377 | 0.00052056 | 0.00056026 | 0.00060308 | 0.0006493 | 0.00069918 | 0.00075301 | 0.00081111 | 2.28 | 2.3 | 2.33 | 2.353 | 2.366 | 2.386 | 2.413 | 2.456 | 2.48 | 2.48 | 2.48 | 2.48 | 2.48 | 2.48 | 2.48 | 2.48 | 2.48 | 2.48 | 2.48 | 2.48 | 531.9663 | 21.2502 | 3.3213e-05 | 3013.9439 | 1707.7677 | 43.0525 | 1.7369 | 553.2165 | 44.7894 | 508.4272 | -1199.3406 | FALSE
| 60568730 | GL021 | GL | 22KV | 80.88 | 1 | 37042.7803 | 50% | Three phase | 97.13 | 0.00077454 | 0.00084465 | 0.00092139 | 0.0010054 | 0.0010974 | 0.0011982 | 0.0013086 | 0.0014296 | 0.0015621 | 0.0017074 | 0.0018666 | 0.0020411 | 0.0022325 | 0.0024424 | 0.0026508 | 0.0026508 | 0.0026508 | 0.0026508 | 0.0026508 | 0.0026508 | 2.711 | 2.7525 | 2.8025 | 2.8495 | 2.868 | 2.8915 | 2.9415 | 3.0015 | 3.0285 | 3.0285 | 3.0285 | 3.0285 | 3.0285 | 3.0285 | 3.0285 | 3.0285 | 3.0285 | 3.0285 | 3.0285 | 3.0285 | 2683.0891 | 229.2671 | 8.6571e-05 | 7855.8744 | 4451.3133 | 136.3147 | 11.8001 | 2912.3562 | 148.1148 | 2764.2414 | -1687.0719 | FALSE
| 60568979 | GL022 | GL | 22KV | 87.09 | 1 | 37042.7803 | 50% | Three phase | 97.13 | 0.0004306 | 0.00046083 | 0.0004933 | 0.00052821 | 0.00056573 | 0.00060607 | 0.00064944 | 0.00069608 | 0.00074624 | 0.00080019 | 0.00085824 | 0.00092069 | 0.00098788 | 0.0010602 | 0.001138 | 0.0012218 | 0.001312 | 0.0014091 | 0.0015137 | 0.0016263 | 3.8395 | 3.884 | 3.9535 | 4.0085 | 4.035 | 4.081 | 4.134 | 4.213 | 4.261 | 4.261 | 4.261 | 4.261 | 4.261 | 4.261 | 4.261 | 4.261 | 4.261 | 4.261 | 4.261 | 4.261 | 1867.6578 | 122.2376 | 9.3218e-05 | 8459.0517 | 4793.087 | 206.6664 | 13.6818 | 1989.8953 | 220.3482 | 1769.5472 | -3023.5398 | FALSE
| 60569049 | GL024 | GL | 22KV | 169.84 | 0 | 37042.7803 | 100% | Three phase | 97.13 | 0.00099725 | 0.0010676 | 0.0011433 | 0.0012246 | 0.001312 | 0.0014059 | 0.0015069 | 0.0016156 | 0.0017324 | 0.0018581 | 0.0019932 | 0.0021387 | 0.0022952 | 0.0024636 | 0.0026449 | 0.00284 | 0.00305 | 0.0032761 | 0.0035195 | 0.0037816 | 6.302 | 6.381 | 6.483 | 6.562 | 6.621 | 6.693 | 6.785 | 6.891 | 6.967 | 6.967 | 6.967 | 6.967 | 6.967 | 6.967 | 6.967 | 6.967 | 6.967 | 6.967 | 6.967 | 6.967 | 7097.8477 | 553.5782 | 0.00018179 | 16496.5592 | 9347.3177 | 659.903 | 52.0337 | 7651.4258 | 711.9368 | 6939.4891 | -2407.8286 | FALSE
| 60569158 | GL024 | GL | 22KV | 20.36 | 0 | 37042.7803 | 100% | Three phase | 97.13 | 0.00019073 | 0.00020265 | 0.00021534 | 0.00022886 | 0.00024327 | 0.00025862 | 0.00027499 | 0.00029243 | 0.00031102 | 0.00033083 | 0.00035195 | 0.00037448 | 0.00039849 | 0.00042409 | 0.00045139 | 0.00048051 | 0.00051156 | 0.00054469 | 0.00058001 | 0.0006177 | 6.302 | 6.381 | 6.483 | 6.562 | 6.621 | 6.693 | 6.785 | 6.891 | 6.967 | 6.967 | 6.967 | 6.967 | 6.967 | 6.967 | 6.967 | 6.967 | 6.967 | 6.967 | 6.967 | 6.967 | 1244.7232 | 11.651 | 2.1793e-05 | 1977.5668 | 1120.5334 | 79.1075 | 0.74776 | 1256.3742 | 79.8553 | 1176.5189 | 55.9855 | TRUE
| 60569282 | GL023 | GL | 22KV | 183.64 | 0 | 37042.7803 | 100% | Three phase | 97.13 | 0.00134 | 0.001421 | 0.0015071 | 0.0015987 | 0.0016961 | 0.0017998 | 0.00191 | 0.0020274 | 0.0021522 | 0.0022851 | 0.0024265 | 0.002577 | 0.0027372 | 0.0029077 | 0.0030893 | 0.0032826 | 0.0034885 | 0.0037077 | 0.0039411 | 0.0041897 | 5.381 | 5.35 | 5.38 | 5.427 | 5.448 | 5.479 | 5.532 | 5.624 | 5.661 | 5.661 | 5.661 | 5.661 | 5.661 | 5.661 | 5.661 | 5.661 | 5.661 | 5.661 | 5.661 | 5.661 | 7007.1241 | 724.0926 | 0.00019656 | 17836.9532 | 10106.8147 | 585.0569 | 60.8331 | 7731.2167 | 645.89 | 7085.3267 | -3021.488 | FALSE
| 60569338 | GL023 | GL | 22KV | 51.49 | 0 | 37042.7803 | 100% | Three phase | 97.13 | 0.00037573 | 0.00039843 | 0.00042257 | 0.00044825 | 0.00047557 | 0.00050463 | 0.00053554 | 0.00056844 | 0.00060345 | 0.0006407 | 0.00068035 | 0.00072255 | 0.00076747 | 0.00081529 | 0.0008662 | 0.00092041 | 0.00097812 | 0.0010396 | 0.001105 | 0.0011747 | 5.381 | 5.35 | 5.38 | 5.427 | 5.448 | 5.479 | 5.532 | 5.624 | 5.661 | 5.661 | 5.661 | 5.661 | 5.661 | 5.661 | 5.661 | 5.661 | 5.661 | 5.661 | 5.661 | 5.661 | 1964.6963 | 56.9253 | 5.5113e-05 | 5001.2237 | 2833.8047 | 164.0415 | 4.7825 | 2021.6216 | 168.824 | 1852.7976 | -981.0071 | FALSE
| 60569408 | GL023 | GL | 22KV | 132.52 | 0 | 37042.7803 | 100% | Three phase | 97.13 | 0.00096569 | 0.0010233 | 0.0010846 | 0.0011497 | 0.0012189 | 0.0012925 | 0.0013707 | 0.0014539 | 0.0015423 | 0.0016364 | 0.0017364 | 0.0018428 | 0.0019559 | 0.0020763 | 0.0022043 | 0.0023406 | 0.0024855 | 0.0026398 | 0.0028039 | 0.0029786 | 5.381 | 5.35 | 5.38 | 5.427 | 5.448 | 5.479 | 5.532 | 5.624 | 5.661 | 5.661 | 5.661 | 5.661 | 5.661 | 5.661 | 5.661 | 5.661 | 5.661 | 5.661 | 5.661 | 5.661 | 5012.5358 | 373.8137 | 0.00014185 | 12871.6676 | 7293.3734 | 422.1942 | 31.6787 | 5386.3495 | 453.873 | 4932.4766 | -2360.8968 | FALSE
| 60569462 | GLE012 | GLE | 22KV | 263.11 | 2 | 43192.2035 | 33.33% | Three phase | 97.13 | 0.0025125 | 0.002736 | 0.0029803 | 0.0032474 | 0.0035394 | 0.0038587 | 0.004208 | 0.0045902 | 0.0050083 | 0.0054658 | 0.0059665 | 0.0065146 | 0.0071146 | 0.0077715 | 0.0084909 | 0.0086234 | 0.0086234 | 0.0086234 | 0.0086234 | 0.0086234 | 3.2313 | 3.2913 | 3.3633 | 3.43 | 3.4757 | 3.53 | 3.594 | 3.689 | 3.7423 | 3.7423 | 3.7423 | 3.7423 | 3.7423 | 3.7423 | 3.7423 | 3.7423 | 3.7423 | 3.7423 | 3.7423 | 3.7423 | 12382.4472 | 2402.8864 | 0.00028162 | 25555.8743 | 14480.5272 | 632.4182 | 124.8762 | 14785.3336 | 757.2945 | 14028.0392 | -452.4881 | FALSE
| 60569671 | GL022 | GL | 22KV | 280.32 | 1 | 37042.7803 | 50% | Three phase | 97.13 | 0.0023667 | 0.0025406 | 0.0027278 | 0.0029296 | 0.0031469 | 0.003381 | 0.0036333 | 0.0039053 | 0.0041983 | 0.0045142 | 0.0048548 | 0.005222 | 0.0056179 | 0.0060449 | 0.0065054 | 0.0070021 | 0.0075378 | 0.0081158 | 0.0087394 | 0.0091874 | 3.8395 | 3.884 | 3.9535 | 4.0085 | 4.035 | 4.081 | 4.134 | 4.213 | 4.261 | 4.261 | 4.261 | 4.261 | 4.261 | 4.261 | 4.261 | 4.261 | 4.261 | 4.261 | 4.261 | 4.261 | 10565.2071 | 2224.9116 | 0.00030005 | 27227.4816 | 15427.6972 | 665.2053 | 141.7468 | 12790.1187 | 806.9521 | 11983.1665 | -3444.5306 | FALSE
| 60569688 | GL023 | GL | 22KV | 287.36 | 0 | 37042.7803 | 100% | Three phase | 97.13 | 0.0027825 | 0.0029494 | 0.0031268 | 0.0033153 | 0.0035157 | 0.0037287 | 0.0039551 | 0.0041959 | 0.0044518 | 0.0047239 | 0.0050133 | 0.005321 | 0.0056482 | 0.0059963 | 0.0063665 | 0.0067603 | 0.0071792 | 0.0076249 | 0.008099 | 0.0086035 | 5.381 | 5.35 | 5.38 | 5.427 | 5.448 | 5.479 | 5.532 | 5.624 | 5.661 | 5.661 | 5.661 | 5.661 | 5.661 | 5.661 | 5.661 | 5.661 | 5.661 | 5.661 | 5.661 | 5.661 | 14469.0368 | 2339.7868 | 0.00030758 | 27911.2768 | 15815.1507 | 915.4975 | 148.9559 | 16808.8236 | 1064.4534 | 15744.3702 | -70.7805 | FALSE
| 60569720 | GL022 | GL | 22KV | 153.74 | 1 | 37042.7803 | 50% | Three phase | 97.13 | 0.0011203 | 0.0011872 | 0.0012583 | 0.0013338 | 0.0014141 | 0.0014995 | 0.0015902 | 0.0016867 | 0.0017893 | 0.0018984 | 0.0020144 | 0.0021379 | 0.0022691 | 0.0024088 | 0.0025573 | 0.0027154 | 0.0028835 | 0.0030625 | 0.0032529 | 0.0034555 | 3.8395 | 3.884 | 3.9535 | 4.0085 | 4.035 | 4.081 | 4.134 | 4.213 | 4.261 | 4.261 | 4.261 | 4.261 | 4.261 | 4.261 | 4.261 | 4.261 | 4.261 | 4.261 | 4.261 | 4.261 | 4347.7267 | 503.1137 | 0.00016456 | 14932.7662 | 8461.2377 | 364.8283 | 42.6362 | 4850.8404 | 407.4645 | 4443.3759 | -4017.8619 | FALSE
| 60570417 | GLE012 | GLE | 22KV | 523.98 | 2 | 43192.2035 | 33.33% | Three phase | 97.13 | 0.0049144 | 0.0053044 | 0.0057267 | 0.0061842 | 0.0066798 | 0.0072168 | 0.0077987 | 0.0084294 | 0.0091129 | 0.0098539 | 0.010657 | 0.011528 | 0.012473 | 0.013497 | 0.014608 | 0.015814 | 0.017121 | 0.017173 | 0.017173 | 0.017173 | 3.2313 | 3.2913 | 3.3633 | 3.43 | 3.4757 | 3.53 | 3.594 | 3.689 | 3.7423 | 3.7423 | 3.7423 | 3.7423 | 3.7423 | 3.7423 | 3.7423 | 3.7423 | 3.7423 | 3.7423 | 3.7423 | 3.7423 | 23038.1216 | 8908.7649 | 0.00056085 | 50894.1774 | 28837.7738 | 1259.4523 | 495.2614 | 31946.8865 | 1754.7138 | 30192.1727 | 1354.3989 | TRUE
| 60570935 | GLE012 | GLE | 22KV | 365.85 | 2 | 43192.2035 | 33.33% | Three phase | 97.13 | 0.0034669 | 0.003803 | 0.0041733 | 0.0045812 | 0.0050306 | 0.005526 | 0.006072 | 0.0066741 | 0.007338 | 0.0080702 | 0.0088779 | 0.009769 | 0.010752 | 0.011837 | 0.011991 | 0.011991 | 0.011991 | 0.011991 | 0.011991 | 0.011991 | 3.2313 | 3.2913 | 3.3633 | 3.43 | 3.4757 | 3.53 | 3.594 | 3.689 | 3.7423 | 3.7423 | 3.7423 | 3.7423 | 3.7423 | 3.7423 | 3.7423 | 3.7423 | 3.7423 | 3.7423 | 3.7423 | 3.7423 | 17779.8552 | 4795.3808 | 0.00039159 | 35535.0105 | 20134.928 | 879.3668 | 241.4411 | 22575.236 | 1120.808 | 21454.4281 | 1319.5001 | TRUE
| 60571692 | GLE012 | GLE | 22KV | 381.14 | 2 | 43192.2035 | 33.33% | Three phase | 97.13 | 0.0035308 | 0.0037873 | 0.0040633 | 0.0043603 | 0.0046799 | 0.005024 | 0.0053943 | 0.0057931 | 0.0062225 | 0.0066849 | 0.0071828 | 0.0077192 | 0.0082969 | 0.0089193 | 0.0095899 | 0.010312 | 0.011091 | 0.01193 | 0.012492 | 0.012492 | 3.2313 | 3.2913 | 3.3633 | 3.43 | 3.4757 | 3.53 | 3.594 | 3.689 | 3.7423 | 3.7423 | 3.7423 | 3.7423 | 3.7423 | 3.7423 | 3.7423 | 3.7423 | 3.7423 | 3.7423 | 3.7423 | 3.7423 | 15778.7721 | 4441.5653 | 0.00040796 | 37020.1282 | 20976.4287 | 916.1183 | 262.044 | 20220.3374 | 1178.1623 | 19042.1751 | -1934.2536 | FALSE
| 60572283 | DDL021 | DDL | 22KV | 332.53 | 1 | 36243.9558 | 50% | Single phase | 44.74 | 0.0031617 | 0.0034742 | 0.0038189 | 0.0041994 | 0.0046195 | 0.0050832 | 0.0055953 | 0.006161 | 0.0067859 | 0.0074763 | 0.0082393 | 0.0090827 | 0.010015 | 0.010899 | 0.010899 | 0.010899 | 0.010899 | 0.010899 | 0.010899 | 0.010899 | 4.456 | 4.577 | 4.7225 | 4.874 | 5 | 5.1225 | 5.2285 | 5.3895 | 5.5195 | 5.5195 | 5.5195 | 5.5195 | 5.5195 | 5.5195 | 5.5195 | 5.5195 | 5.5195 | 5.5195 | 5.5195 | 5.5195 | 20021.5642 | 1842.5983 | 0.00035593 | 14877.3922 | 8429.8616 | 973.3986 | 91.8775 | 21864.1624 | 1065.2761 | 20798.8863 | 12369.0247 | TRUE
| 60572557 | DDL021 | DDL | 22KV | 1081.7 | 1 | 36243.9558 | 50% | Three phase | 97.13 | 0.013432 | 0.014472 | 0.015596 | 0.016811 | 0.018123 | 0.019542 | 0.021076 | 0.022735 | 0.024529 | 0.026468 | 0.028566 | 0.030835 | 0.033289 | 0.035452 | 0.035452 | 0.035452 | 0.035452 | 0.035452 | 0.035452 | 0.035452 | 4.456 | 4.577 | 4.7225 | 4.874 | 5 | 5.1225 | 5.2285 | 5.3895 | 5.5195 | 5.5195 | 5.5195 | 5.5195 | 5.5195 | 5.5195 | 5.5195 | 5.5195 | 5.5195 | 5.5195 | 5.5195 | 5.5195 | 70093.2225 | 45767.5626 | 0.0011578 | 105065.521 | 59532.4629 | 3166.4067 | 2110.6623 | 115860.7851 | 5277.0691 | 110583.716 | 51051.2531 | TRUE
| 60572610 | DDL013 | DDL | 22KV | 130.1 | 2 | 36243.9558 | 33.33% | Three phase | 97.13 | 0.0012605 | 0.0013983 | 0.0015519 | 0.0017231 | 0.001914 | 0.0021269 | 0.0023644 | 0.0026294 | 0.0029251 | 0.0032551 | 0.0036236 | 0.004035 | 0.004264 | 0.004264 | 0.004264 | 0.004264 | 0.004264 | 0.004264 | 0.004264 | 0.004264 | 3.7003 | 3.804 | 3.9357 | 4.0647 | 4.139 | 4.2287 | 4.35 | 4.5247 | 4.6567 | 4.6567 | 4.6567 | 4.6567 | 4.6567 | 4.6567 | 4.6567 | 4.6567 | 4.6567 | 4.6567 | 4.6567 | 4.6567 | 6904.3879 | 642.1478 | 0.00013925 | 12636.613 | 7160.1862 | 319.2297 | 30.5323 | 7546.5357 | 349.762 | 7196.7737 | 36.5875 | TRUE
| 60575143 | GL024 | GL | 22KV | 162.09 | 0 | 37042.7803 | 100% | Three phase | 97.13 | 0.0015664 | 0.0017161 | 0.0018807 | 0.0020619 | 0.0022612 | 0.0024805 | 0.0027219 | 0.0029878 | 0.0032805 | 0.0036029 | 0.003958 | 0.0043492 | 0.0047803 | 0.0052553 | 0.0053125 | 0.0053125 | 0.0053125 | 0.0053125 | 0.0053125 | 0.0053125 | 6.302 | 6.381 | 6.483 | 6.562 | 6.621 | 6.693 | 6.785 | 6.891 | 6.967 | 6.967 | 6.967 | 6.967 | 6.967 | 6.967 | 6.967 | 6.967 | 6.967 | 6.967 | 6.967 | 6.967 | 12740.2181 | 947.1808 | 0.0001735 | 15743.8017 | 8920.7885 | 629.7909 | 47.3934 | 13687.3989 | 677.1842 | 13010.2147 | 4089.4262 | TRUE
| 60581102 | GL024 | GL | 22KV | 44.78 | 0 | 37042.7803 | 100% | Three phase | 97.13 | 0.00026293 | 0.00028149 | 0.00030143 | 0.00032287 | 0.00034591 | 0.00037068 | 0.00039732 | 0.00042596 | 0.00045676 | 0.0004899 | 0.00052554 | 0.00056389 | 0.00060515 | 0.00064955 | 0.00069734 | 0.00074878 | 0.00080415 | 0.00086377 | 0.00092795 | 0.00099706 | 6.302 | 6.381 | 6.483 | 6.562 | 6.621 | 6.693 | 6.785 | 6.891 | 6.967 | 6.967 | 6.967 | 6.967 | 6.967 | 6.967 | 6.967 | 6.967 | 6.967 | 6.967 | 6.967 | 6.967 | 1871.4179 | 38.4828 | 4.7931e-05 | 4349.4814 | 2464.513 | 173.99 | 3.6172 | 1909.9008 | 177.6072 | 1732.2936 | -732.2194 | FALSE
| 60581113 | GL024 | GL | 22KV | 165.19 | 0 | 37042.7803 | 100% | Three phase | 97.13 | 0.0015475 | 0.0016442 | 0.0017471 | 0.0018569 | 0.0019738 | 0.0020983 | 0.0022311 | 0.0023726 | 0.0025234 | 0.0026842 | 0.0028556 | 0.0030383 | 0.0032331 | 0.0034408 | 0.0036624 | 0.0038986 | 0.0041506 | 0.0044193 | 0.0047059 | 0.0050117 | 6.302 | 6.381 | 6.483 | 6.562 | 6.621 | 6.693 | 6.785 | 6.891 | 6.967 | 6.967 | 6.967 | 6.967 | 6.967 | 6.967 | 6.967 | 6.967 | 6.967 | 6.967 | 6.967 | 6.967 | 10099.0089 | 766.9634 | 0.00017681 | 16044.9047 | 9091.4002 | 641.8357 | 49.2235 | 10865.9724 | 691.0592 | 10174.9131 | 1083.513 | TRUE
| 60581120 | GL024 | GL | 22KV | 21.95 | 0 | 37042.7803 | 100% | Three phase | 97.13 | 0.00021213 | 0.00023239 | 0.00025469 | 0.00027921 | 0.0003062 | 0.0003359 | 0.0003686 | 0.0004046 | 0.00044424 | 0.00048789 | 0.00053598 | 0.00058896 | 0.00064733 | 0.00071166 | 0.00071941 | 0.00071941 | 0.00071941 | 0.00071941 | 0.00071941 | 0.00071941 | 6.302 | 6.381 | 6.483 | 6.562 | 6.621 | 6.693 | 6.785 | 6.891 | 6.967 | 6.967 | 6.967 | 6.967 | 6.967 | 6.967 | 6.967 | 6.967 | 6.967 | 6.967 | 6.967 | 6.967 | 1725.2624 | 17.3696 | 2.3495e-05 | 2132.0035 | 1208.0406 | 85.2854 | 0.86911 | 1742.632 | 86.1545 | 1656.4775 | 448.4369 | TRUE
| 60581830 | GL024 | GL | 22KV | 77.5 | 0 | 37042.7803 | 100% | Three phase | 97.13 | 0.00056327 | 0.0005961 | 0.00063094 | 0.00066792 | 0.00070718 | 0.00074885 | 0.00079309 | 0.00084007 | 0.00088994 | 0.00094291 | 0.00099916 | 0.0010589 | 0.0011224 | 0.0011898 | 0.0012614 | 0.0013374 | 0.0014183 | 0.0015041 | 0.0015954 | 0.0016924 | 6.302 | 6.381 | 6.483 | 6.562 | 6.621 | 6.693 | 6.785 | 6.891 | 6.967 | 6.967 | 6.967 | 6.967 | 6.967 | 6.967 | 6.967 | 6.967 | 6.967 | 6.967 | 6.967 | 6.967 | 3526.8145 | 125.7312 | 8.2953e-05 | 7527.575 | 4265.2916 | 301.1216 | 10.8345 | 3652.5457 | 311.956 | 3340.5896 | -924.7019 | FALSE
| 60582154 | GL022 | GL | 22KV | 18.19 | 1 | 37042.7803 | 50% | Three phase | 97.13 | 0.00017696 | 0.00019452 | 0.0002139 | 0.00023529 | 0.00025892 | 0.00028502 | 0.00031384 | 0.0003457 | 0.00038089 | 0.0004198 | 0.0004628 | 0.00051036 | 0.00056294 | 0.00059617 | 0.00059617 | 0.00059617 | 0.00059617 | 0.00059617 | 0.00059617 | 0.00059617 | 3.8395 | 3.884 | 3.9535 | 4.0085 | 4.035 | 4.081 | 4.134 | 4.213 | 4.261 | 4.261 | 4.261 | 4.261 | 4.261 | 4.261 | 4.261 | 4.261 | 4.261 | 4.261 | 4.261 | 4.261 | 889.8372 | 12.1483 | 1.947e-05 | 1766.7947 | 1001.1052 | 43.1653 | 0.59686 | 901.9854 | 43.7621 | 858.2233 | -142.8819 | FALSE
| 60582199 | GL022 | GL | 22KV | 168.98 | 1 | 37042.7803 | 50% | Three phase | 97.13 | 0.0016439 | 0.001807 | 0.001987 | 0.0021858 | 0.0024053 | 0.0026477 | 0.0029155 | 0.0032114 | 0.0035384 | 0.0038998 | 0.0042993 | 0.0047411 | 0.0052295 | 0.0055383 | 0.0055383 | 0.0055383 | 0.0055383 | 0.0055383 | 0.0055383 | 0.0055383 | 3.8395 | 3.884 | 3.9535 | 4.0085 | 4.035 | 4.081 | 4.134 | 4.213 | 4.261 | 4.261 | 4.261 | 4.261 | 4.261 | 4.261 | 4.261 | 4.261 | 4.261 | 4.261 | 4.261 | 4.261 | 8266.3377 | 1048.3835 | 0.00018087 | 16413.0274 | 9299.9867 | 400.9931 | 51.5081 | 9314.7212 | 452.5013 | 8862.22 | -437.7667 | FALSE
| 60582596 | GL022 | GL | 22KV | 551.52 | 1 | 37042.7803 | 50% | Three phase | 97.13 | 0.0052248 | 0.0056667 | 0.0061477 | 0.0066713 | 0.0072414 | 0.0078622 | 0.0085384 | 0.009275 | 0.010077 | 0.010952 | 0.011905 | 0.012943 | 0.014075 | 0.015309 | 0.016655 | 0.018076 | 0.018076 | 0.018076 | 0.018076 | 0.018076 | 3.8395 | 3.884 | 3.9535 | 4.0085 | 4.035 | 4.081 | 4.134 | 4.213 | 4.261 | 4.261 | 4.261 | 4.261 | 4.261 | 4.261 | 4.261 | 4.261 | 4.261 | 4.261 | 4.261 | 4.261 | 24785.1424 | 10263.2616 | 0.00059033 | 53569.1376 | 30353.4658 | 1308.7687 | 548.6907 | 35048.4039 | 1857.4595 | 33190.9444 | 2837.4786 | TRUE
| 60582658 | GL021 | GL | 22KV | 48.82 | 1 | 37042.7803 | 50% | Three phase | 97.13 | 0.0002663 | 0.00028596 | 0.00030716 | 0.00033002 | 0.00035468 | 0.00038128 | 0.00040998 | 0.00044095 | 0.00047437 | 0.00051044 | 0.00054939 | 0.00059143 | 0.00063682 | 0.00068585 | 0.0007388 | 0.00079599 | 0.00085778 | 0.00092453 | 0.00099666 | 0.0010746 | 2.711 | 2.7525 | 2.8025 | 2.8495 | 2.868 | 2.8915 | 2.9415 | 3.0015 | 3.0285 | 3.0285 | 3.0285 | 3.0285 | 3.0285 | 3.0285 | 3.0285 | 3.0285 | 3.0285 | 3.0285 | 3.0285 | 3.0285 | 852.1446 | 43.9818 | 5.2255e-05 | 4741.8866 | 2686.8585 | 82.2809 | 4.2993 | 896.1264 | 86.5803 | 809.5461 | -1877.3124 | FALSE
| 60582807 | GL021 | GL | 22KV | 148.29 | 1 | 37042.7803 | 50% | Three phase | 97.13 | 0.00095525 | 0.0010501 | 0.0011549 | 0.0012707 | 0.0013987 | 0.0015403 | 0.0016968 | 0.00187 | 0.0020616 | 0.0022736 | 0.0025083 | 0.0027681 | 0.0030558 | 0.0033744 | 0.0037273 | 0.0041183 | 0.0045515 | 0.0048602 | 0.0048602 | 0.0048602 | 2.711 | 2.7525 | 2.8025 | 2.8495 | 2.868 | 2.8915 | 2.9415 | 3.0015 | 3.0285 | 3.0285 | 3.0285 | 3.0285 | 3.0285 | 3.0285 | 3.0285 | 3.0285 | 3.0285 | 3.0285 | 3.0285 | 3.0285 | 3900.2216 | 609.6839 | 0.00015872 | 14403.4077 | 8161.2914 | 249.9271 | 39.667 | 4509.9055 | 289.5941 | 4220.3115 | -3940.9799 | FALSE
| 60583067 | GL022 | GL | 22KV | 18.59 | 1 | 37042.7803 | 50% | Three phase | 97.13 | 0.00018085 | 0.00019879 | 0.0002186 | 0.00024047 | 0.00026461 | 0.00029128 | 0.00032075 | 0.0003533 | 0.00038927 | 0.00042903 | 0.00047298 | 0.00052158 | 0.00057532 | 0.00060928 | 0.00060928 | 0.00060928 | 0.00060928 | 0.00060928 | 0.00060928 | 0.00060928 | 3.8395 | 3.884 | 3.9535 | 4.0085 | 4.035 | 4.081 | 4.134 | 4.213 | 4.261 | 4.261 | 4.261 | 4.261 | 4.261 | 4.261 | 4.261 | 4.261 | 4.261 | 4.261 | 4.261 | 4.261 | 909.4048 | 12.6884 | 1.9898e-05 | 1805.6467 | 1023.1196 | 44.1145 | 0.6234 | 922.0932 | 44.7379 | 877.3553 | -145.7643 | FALSE
| 60583113 | GL021 | GL | 22KV | 349.03 | 1 | 37042.7803 | 50% | Three phase | 97.13 | 0.0019039 | 0.0020444 | 0.002196 | 0.0023594 | 0.0025357 | 0.0027259 | 0.0029311 | 0.0031525 | 0.0033914 | 0.0036493 | 0.0039277 | 0.0042283 | 0.0045529 | 0.0049034 | 0.0052819 | 0.0056908 | 0.0061325 | 0.0066098 | 0.0071254 | 0.0076827 | 2.711 | 2.7525 | 2.8025 | 2.8495 | 2.868 | 2.8915 | 2.9415 | 3.0015 | 3.0285 | 3.0285 | 3.0285 | 3.0285 | 3.0285 | 3.0285 | 3.0285 | 3.0285 | 3.0285 | 3.0285 | 3.0285 | 3.0285 | 6092.258 | 2248.032 | 0.00037359 | 33901.2839 | 19209.2221 | 588.2531 | 219.7509 | 8340.29 | 808.004 | 7532.286 | -11676.9361 | FALSE
| 60583561 | GLE012 | GLE | 22KV | 224.38 | 2 | 43192.2035 | 33.33% | Three phase | 97.13 | 0.0021616 | 0.0023644 | 0.0025871 | 0.0028316 | 0.0031003 | 0.0033955 | 0.0037199 | 0.0040765 | 0.0044685 | 0.0048994 | 0.0053733 | 0.0058946 | 0.0064679 | 0.0070986 | 0.007354 | 0.007354 | 0.007354 | 0.007354 | 0.007354 | 0.007354 | 3.2313 | 3.2913 | 3.3633 | 3.43 | 3.4757 | 3.53 | 3.594 | 3.689 | 3.7423 | 3.7423 | 3.7423 | 3.7423 | 3.7423 | 3.7423 | 3.7423 | 3.7423 | 3.7423 | 3.7423 | 3.7423 | 3.7423 | 10862.4369 | 1797.3197 | 0.00024017 | 21794.0294 | 12348.9822 | 539.3258 | 90.8183 | 12659.7566 | 630.1441 | 12029.6125 | -319.3697 | FALSE
| 60583704 | GLE024 | GLE | 22KV | 1026.82 | 1 | 43192.2035 | 50% | Single phase | 44.74 | 0.0083438 | 0.009077 | 0.0098779 | 0.010753 | 0.011709 | 0.012753 | 0.013895 | 0.015144 | 0.016508 | 0.018001 | 0.019633 | 0.021419 | 0.023372 | 0.025509 | 0.027848 | 0.030408 | 0.03321 | 0.033654 | 0.033654 | 0.033654 | 5.3295 | 5.3725 | 5.434 | 5.478 | 5.495 | 5.5215 | 5.5845 | 5.6555 | 5.681 | 5.681 | 5.681 | 5.681 | 5.681 | 5.681 | 5.681 | 5.681 | 5.681 | 5.681 | 5.681 | 5.681 | 65737.3023 | 14911.0984 | 0.0010991 | 45939.9268 | 26030.5851 | 3831.3335 | 876.065 | 80648.4007 | 4707.3986 | 75941.0022 | 49910.417 | TRUE
| 60584250 | GLE013 | GLE | 22KV | 978.19 | 0 | 43192.2035 | 100% | Single phase | 44.74 | 0.010606 | 0.011539 | 0.012558 | 0.01367 | 0.014885 | 0.016212 | 0.017662 | 0.019247 | 0.020978 | 0.02287 | 0.024939 | 0.0272 | 0.029672 | 0.03206 | 0.03206 | 0.03206 | 0.03206 | 0.03206 | 0.03206 | 0.03206 | 12.272 | 12.66 | 13.105 | 13.521 | 13.836 | 14.184 | 14.648 | 15.159 | 15.513 | 15.513 | 15.513 | 15.513 | 15.513 | 15.513 | 15.513 | 15.513 | 15.513 | 15.513 | 15.513 | 15.513 | 203463.8164 | 16535.0972 | 0.001047 | 43764.2206 | 24797.7816 | 9538.9212 | 795.0494 | 219998.9136 | 10333.9707 | 209664.943 | 184867.1614 | TRUE
| 60584312 | GLE013 | GLE | 22KV | 73.11 | 0 | 43192.2035 | 100% | Three phase | 97.13 | 0.00070563 | 0.00076108 | 0.00082108 | 0.00088602 | 0.00095632 | 0.0010324 | 0.0011148 | 0.001204 | 0.0013007 | 0.0014053 | 0.0015187 | 0.0016416 | 0.0017747 | 0.0019189 | 0.0020752 | 0.0022446 | 0.0023962 | 0.0023962 | 0.0023962 | 0.0023962 | 12.272 | 12.66 | 13.105 | 13.521 | 13.836 | 14.184 | 14.648 | 15.159 | 15.513 | 15.513 | 15.513 | 15.513 | 15.513 | 15.513 | 15.513 | 15.513 | 15.513 | 15.513 | 15.513 | 15.513 | 13381.7555 | 176.3923 | 7.8255e-05 | 7101.1743 | 4023.6834 | 712.9397 | 9.6418 | 13558.1478 | 722.5816 | 12835.5662 | 8811.8828 | TRUE
| 60584558 | GLE013 | GLE | 22KV | 278.53 | 0 | 43192.2035 | 100% | Three phase | 97.13 | 0.0026883 | 0.0028995 | 0.0031281 | 0.0033755 | 0.0036433 | 0.0039333 | 0.0042472 | 0.0045871 | 0.0049553 | 0.005354 | 0.005786 | 0.0062539 | 0.006761 | 0.0073104 | 0.0079059 | 0.0085512 | 0.0091288 | 0.0091288 | 0.0091288 | 0.0091288 | 12.272 | 12.66 | 13.105 | 13.521 | 13.836 | 14.184 | 14.648 | 15.159 | 15.513 | 15.513 | 15.513 | 15.513 | 15.513 | 15.513 | 15.513 | 15.513 | 15.513 | 15.513 | 15.513 | 15.513 | 50980.9923 | 2560.1775 | 0.00029813 | 27053.6189 | 15329.1827 | 2716.1142 | 139.9423 | 53541.1699 | 2856.0565 | 50685.1134 | 35355.9307 | TRUE
| 60584943 | GLE013 | GLE | 22KV | 161.27 | 0 | 43192.2035 | 100% | Single phase | 44.74 | 0.0017485 | 0.0019024 | 0.0020703 | 0.0022538 | 0.0024541 | 0.0026729 | 0.0029119 | 0.0031731 | 0.0034586 | 0.0037705 | 0.0041115 | 0.0044843 | 0.0048919 | 0.0052856 | 0.0052856 | 0.0052856 | 0.0052856 | 0.0052856 | 0.0052856 | 0.0052856 | 12.272 | 12.66 | 13.105 | 13.521 | 13.836 | 14.184 | 14.648 | 15.159 | 15.513 | 15.513 | 15.513 | 15.513 | 15.513 | 15.513 | 15.513 | 15.513 | 15.513 | 15.513 | 15.513 | 15.513 | 33544.2089 | 449.4356 | 0.00017262 | 7215.2198 | 4088.3041 | 1572.6411 | 21.61 | 33993.6445 | 1594.2511 | 32399.3934 | 28311.0892 | TRUE
| 60586158 | CRO022 | CRO | 22KV | 5.52 | 1 | 53295.2727 | 50% | Three phase | 97.13 | 6.9338e-05 | 7.6026e-05 | 8.3386e-05 | 9.1486e-05 | 0.0001004 | 0.00011022 | 0.00012103 | 0.00013293 | 0.00014605 | 0.00016049 | 0.00017641 | 0.00018092 | 0.00018092 | 0.00018092 | 0.00018092 | 0.00018092 | 0.00018092 | 0.00018092 | 0.00018092 | 0.00018092 | 1.3575 | 1.3565 | 1.3715 | 1.385 | 1.3935 | 1.402 | 1.4185 | 1.4435 | 1.4535 | 1.4535 | 1.4535 | 1.4535 | 1.4535 | 1.4535 | 1.4535 | 1.4535 | 1.4535 | 1.4535 | 1.4535 | 1.4535 | 151.3804 | 1.2749 | 5.9084e-06 | 536.1576 | 303.7988 | 6.4754 | 0.054965 | 152.6552 | 6.5304 | 146.1249 | -157.674 | FALSE
| 60586695 | CRO013 | CRO | 22KV | 240.31 | 0 | 53295.2727 | 100% | Three phase | 97.13 | 0.0023246 | 0.00251 | 0.002711 | 0.0029287 | 0.0031647 | 0.0034204 | 0.0036977 | 0.0039983 | 0.0043242 | 0.0046776 | 0.0050609 | 0.0054767 | 0.0059277 | 0.0064171 | 0.006948 | 0.0075242 | 0.0078761 | 0.0078761 | 0.0078761 | 0.0078761 | 4.011 | 4.027 | 4.066 | 4.096 | 4.11 | 4.113 | 4.156 | 4.208 | 4.225 | 4.225 | 4.225 | 4.225 | 4.225 | 4.225 | 4.225 | 4.225 | 4.225 | 4.225 | 4.225 | 4.225 | 15321.1026 | 1922.8991 | 0.00025722 | 23341.3103 | 13225.706 | 824.861 | 104.1715 | 17244.0017 | 929.0325 | 16314.9692 | 3089.2632 | TRUE
| 60590022 | CRO022 | CRO | 22KV | 656.19 | 1 | 53295.2727 | 50% | Three phase | 97.13 | 0.0062324 | 0.0067683 | 0.0073524 | 0.0079891 | 0.0086834 | 0.0094404 | 0.010266 | 0.011167 | 0.012149 | 0.013221 | 0.014391 | 0.015668 | 0.017062 | 0.018583 | 0.020244 | 0.021506 | 0.021506 | 0.021506 | 0.021506 | 0.021506 | 1.3575 | 1.3565 | 1.3715 | 1.385 | 1.3935 | 1.402 | 1.4185 | 1.4435 | 1.4535 | 1.4535 | 1.4535 | 1.4535 | 1.4535 | 1.4535 | 1.4535 | 1.4535 | 1.4535 | 1.4535 | 1.4535 | 1.4535 | 14664.07 | 14660.9246 | 0.00070236 | 63735.7347 | 36114.086 | 769.7638 | 776.7197 | 29324.9946 | 1546.4835 | 27778.5112 | -8335.5749 | FALSE
| 60590193 | DDL011 | DDL | 22KV | 90.61 | 1 | 36243.9558 | 50% | Three phase | 97.13 | 0.0011657 | 0.0012785 | 0.0014028 | 0.0015396 | 0.0016902 | 0.0018561 | 0.0020388 | 0.0022402 | 0.002462 | 0.0027064 | 0.0029697 | 0.0029697 | 0.0029697 | 0.0029697 | 0.0029697 | 0.0029697 | 0.0029697 | 0.0029697 | 0.0029697 | 0.0029697 | 5.219 | 5.35 | 5.516 | 5.6855 | 5.806 | 5.937 | 6.098 | 6.328 | 6.4715 | 6.4715 | 6.4715 | 6.4715 | 6.4715 | 6.4715 | 6.4715 | 6.4715 | 6.4715 | 6.4715 | 6.4715 | 6.4715 | 7450.1569 | 348.0897 | 9.6986e-05 | 8800.9493 | 4986.8138 | 310.3162 | 14.8101 | 7798.2466 | 325.1263 | 7473.1203 | 2486.3066 | TRUE
| 60593992 | DDL011 | DDL | 22KV | 184.87 | 1 | 36243.9558 | 50% | Three phase | 97.13 | 0.0016972 | 0.0018849 | 0.0020942 | 0.002328 | 0.0025889 | 0.0028802 | 0.0032057 | 0.0035692 | 0.0039755 | 0.0044296 | 0.0049372 | 0.0055049 | 0.0060591 | 0.0060591 | 0.0060591 | 0.0060591 | 0.0060591 | 0.0060591 | 0.0060591 | 0.0060591 | 5.219 | 5.35 | 5.516 | 5.6855 | 5.806 | 5.937 | 6.098 | 6.328 | 6.4715 | 6.4715 | 6.4715 | 6.4715 | 6.4715 | 6.4715 | 6.4715 | 6.4715 | 6.4715 | 6.4715 | 6.4715 | 6.4715 | 13349.5142 | 1265.2008 | 0.00019788 | 17956.4231 | 10174.509 | 633.1328 | 61.6507 | 14614.715 | 694.7835 | 13919.9315 | 3745.4225 | TRUE
| 60594662 | DDL013 | DDL | 22KV | 623.1 | 2 | 36243.9558 | 33.33% | Three phase | 97.13 | 0.006037 | 0.0066971 | 0.0074328 | 0.0082528 | 0.009167 | 0.010187 | 0.011324 | 0.012593 | 0.014009 | 0.01559 | 0.017355 | 0.019325 | 0.020422 | 0.020422 | 0.020422 | 0.020422 | 0.020422 | 0.020422 | 0.020422 | 0.020422 | 3.7003 | 3.804 | 3.9357 | 4.0647 | 4.139 | 4.2287 | 4.35 | 4.5247 | 4.6567 | 4.6567 | 4.6567 | 4.6567 | 4.6567 | 4.6567 | 4.6567 | 4.6567 | 4.6567 | 4.6567 | 4.6567 | 4.6567 | 33067.8256 | 14729.7677 | 0.00066695 | 60521.703 | 34292.9441 | 1528.9164 | 700.3588 | 47797.5933 | 2229.2753 | 45568.318 | 11275.3739 | TRUE
| 60594680 | DDL012 | DDL | 22KV | 169.32 | 2 | 36243.9558 | 33.33% | Three phase | 97.13 | 0.0022518 | 0.0025118 | 0.0028029 | 0.0031291 | 0.0034946 | 0.0039043 | 0.0043636 | 0.0048786 | 0.0054562 | 0.0055494 | 0.0055494 | 0.0055494 | 0.0055494 | 0.0055494 | 0.0055494 | 0.0055494 | 0.0055494 | 0.0055494 | 0.0055494 | 0.0055494 | 2.8993 | 2.9253 | 2.9667 | 3.0067 | 3.044 | 3.075 | 3.0957 | 3.1397 | 3.171 | 3.171 | 3.171 | 3.171 | 3.171 | 3.171 | 3.171 | 3.171 | 3.171 | 3.171 | 3.171 | 3.171 | 7328.7434 | 1278.6284 | 0.00018123 | 16446.0516 | 9318.6989 | 293.9029 | 51.7156 | 8607.3718 | 345.6185 | 8261.7534 | -1056.9456 | FALSE
| 60594712 | DDL021 | DDL | 22KV | 1355.58 | 1 | 36243.9558 | 50% | Single phase | 44.74 | 0.0083317 | 0.0089716 | 0.0096633 | 0.010411 | 0.01122 | 0.012095 | 0.013042 | 0.014066 | 0.015175 | 0.016374 | 0.017673 | 0.019078 | 0.0206 | 0.022248 | 0.024032 | 0.025965 | 0.028059 | 0.030327 | 0.032785 | 0.035448 | 4.456 | 4.577 | 4.7225 | 4.874 | 5 | 5.1225 | 5.2285 | 5.3895 | 5.5195 | 5.5195 | 5.5195 | 5.5195 | 5.5195 | 5.5195 | 5.5195 | 5.5195 | 5.5195 | 5.5195 | 5.5195 | 5.5195 | 48291.2602 | 18137.893 | 0.001451 | 60648.6492 | 34364.8747 | 3968.1221 | 1526.8557 | 66429.1532 | 5494.9778 | 60934.1754 | 26569.3008 | TRUE
| 60594903 | DDL014 | DDL | 22KV | 226.23 | 1 | 36243.9558 | 50% | Three phase | 97.13 | 0.0021728 | 0.002373 | 0.0025925 | 0.0028332 | 0.0030971 | 0.0033867 | 0.0037044 | 0.004053 | 0.0044357 | 0.0048556 | 0.0053167 | 0.005823 | 0.006379 | 0.0069897 | 0.0074146 | 0.0074146 | 0.0074146 | 0.0074146 | 0.0074146 | 0.0074146 | 1.4125 | 1.434 | 1.459 | 1.4855 | 1.4955 | 1.5085 | 1.535 | 1.57 | 1.588 | 1.588 | 1.588 | 1.588 | 1.588 | 1.588 | 1.588 | 1.588 | 1.588 | 1.588 | 1.588 | 1.588 | 3879.39 | 1809.9812 | 0.00024215 | 21973.7199 | 12450.7988 | 195.1139 | 92.3221 | 5689.3712 | 287.4359 | 5401.9352 | -7048.8636 | FALSE
| 60595612 | DDL023 | DDL | 22KV | 2612.61 | 4 | 36243.9558 | 20% | Three phase | 97.13 | 0.033407 | 0.036531 | 0.039958 | 0.043719 | 0.047847 | 0.052379 | 0.057356 | 0.06282 | 0.068822 | 0.075415 | 0.082658 | 0.085628 | 0.085628 | 0.085628 | 0.085628 | 0.085628 | 0.085628 | 0.085628 | 0.085628 | 0.085628 | 2.3486 | 2.4326 | 2.5414 | 2.6462 | 2.7334 | 2.8148 | 2.9078 | 3.0274 | 3.119 | 3.119 | 3.119 | 3.119 | 3.119 | 3.119 | 3.119 | 3.119 | 3.119 | 3.119 | 3.119 | 3.119 | 101372.6042 | 285934.9222 | 0.0027965 | 253762.8093 | 143787.6565 | 4248.5312 | 12312.7276 | 387307.5264 | 16561.2588 | 370746.2676 | 226958.6111 | TRUE
| 60595762 | DDL023 | DDL | 22KV | 259.44 | 4 | 36243.9558 | 20% | Three phase | 97.13 | 0.0033079 | 0.0036119 | 0.003945 | 0.00431 | 0.00471 | 0.0051485 | 0.0056292 | 0.0061563 | 0.0067343 | 0.0073682 | 0.0080636 | 0.0085031 | 0.0085031 | 0.0085031 | 0.0085031 | 0.0085031 | 0.0085031 | 0.0085031 | 0.0085031 | 0.0085031 | 2.3486 | 2.4326 | 2.5414 | 2.6462 | 2.7334 | 2.8148 | 2.9078 | 3.0274 | 3.119 | 3.119 | 3.119 | 3.119 | 3.119 | 3.119 | 3.119 | 3.119 | 3.119 | 3.119 | 3.119 | 3.119 | 10009.6996 | 2803.5657 | 0.0002777 | 25199.4072 | 14278.5451 | 421.8919 | 121.4169 | 12813.2654 | 543.3087 | 12269.9567 | -2008.5884 | FALSE
| 60595767 | DDL012 | DDL | 22KV | 122.04 | 2 | 36243.9558 | 33.33% | Three phase | 97.13 | 0.0012635 | 0.0014033 | 0.0015592 | 0.0017332 | 0.0019274 | 0.0021443 | 0.0023864 | 0.0026568 | 0.0029589 | 0.0032965 | 0.0036738 | 0.0039998 | 0.0039998 | 0.0039998 | 0.0039998 | 0.0039998 | 0.0039998 | 0.0039998 | 0.0039998 | 0.0039998 | 2.8993 | 2.9253 | 2.9667 | 3.0067 | 3.044 | 3.075 | 3.0957 | 3.1397 | 3.171 | 3.171 | 3.171 | 3.171 | 3.171 | 3.171 | 3.171 | 3.171 | 3.171 | 3.171 | 3.171 | 3.171 | 4678.9903 | 587.1692 | 0.00013063 | 11853.7452 | 6716.5959 | 211.835 | 26.8664 | 5266.1595 | 238.7014 | 5027.458 | -1689.1379 | FALSE
| 60596327 | DDL013 | DDL | 22KV | 454.87 | 2 | 36243.9558 | 33.33% | Three phase | 97.13 | 0.0055393 | 0.0059099 | 0.0063062 | 0.0067302 | 0.0071838 | 0.0076691 | 0.0081883 | 0.008744 | 0.0093387 | 0.0099751 | 0.010656 | 0.011386 | 0.012166 | 0.013002 | 0.013897 | 0.014855 | 0.014908 | 0.014908 | 0.014908 | 0.014908 | 3.7003 | 3.804 | 3.9357 | 4.0647 | 4.139 | 4.2287 | 4.35 | 4.5247 | 4.6567 | 4.6567 | 4.6567 | 4.6567 | 4.6567 | 4.6567 | 4.6567 | 4.6567 | 4.6567 | 4.6567 | 4.6567 | 4.6567 | 23214.8149 | 7594.1981 | 0.00048688 | 44181.5231 | 25034.2345 | 1116.1262 | 373.2327 | 30809.013 | 1489.3589 | 29319.6541 | 4285.4197 | TRUE
| 60596702 | CRO013 | CRO | 22KV | 201.99 | 0 | 53295.2727 | 100% | Three phase | 97.13 | 0.0019453 | 0.0020959 | 0.0022587 | 0.0024346 | 0.0026249 | 0.0028306 | 0.0030531 | 0.0032938 | 0.0035541 | 0.0038357 | 0.0041405 | 0.0044703 | 0.0048271 | 0.0052134 | 0.0056315 | 0.0060842 | 0.0065743 | 0.0066202 | 0.0066202 | 0.0066202 | 4.011 | 4.027 | 4.066 | 4.096 | 4.11 | 4.113 | 4.156 | 4.208 | 4.225 | 4.225 | 4.225 | 4.225 | 4.225 | 4.225 | 4.225 | 4.225 | 4.225 | 4.225 | 4.225 | 4.225 | 12646.6897 | 1334.2346 | 0.0002162 | 19619.2887 | 11116.7257 | 693.3281 | 73.5978 | 13980.9243 | 766.9259 | 13213.9984 | 2097.2727 | TRUE
| 60596781 | CRO013 | CRO | 22KV | 2513.02 | 0 | 53295.2727 | 100% | Three phase | 97.13 | 0.022443 | 0.024182 | 0.026063 | 0.028097 | 0.030296 | 0.032675 | 0.035248 | 0.038032 | 0.041044 | 0.044304 | 0.047831 | 0.05165 | 0.055784 | 0.060259 | 0.065104 | 0.070351 | 0.076034 | 0.082188 | 0.082364 | 0.082364 | 4.011 | 4.027 | 4.066 | 4.096 | 4.11 | 4.113 | 4.156 | 4.208 | 4.225 | 4.225 | 4.225 | 4.225 | 4.225 | 4.225 | 4.225 | 4.225 | 4.225 | 4.225 | 4.225 | 4.225 | 148170.9395 | 194458.0698 | 0.0026899 | 244089.6326 | 138306.6192 | 8625.9089 | 11391.9217 | 342629.0093 | 20017.8306 | 322611.1787 | 184304.5594 | TRUE
| 60601074 | DDL022 | DDL | 22KV | 871.94 | 2 | 36243.9558 | 33.33% | Three phase | 97.13 | 0.0083629 | 0.0089914 | 0.0096693 | 0.010401 | 0.01119 | 0.012041 | 0.01296 | 0.013951 | 0.015021 | 0.016176 | 0.017423 | 0.01877 | 0.020224 | 0.021794 | 0.02349 | 0.025322 | 0.027301 | 0.028578 | 0.028578 | 0.028578 | 3.247 | 3.3777 | 3.527 | 3.673 | 3.8033 | 3.9347 | 4.094 | 4.2793 | 4.43 | 4.43 | 4.43 | 4.43 | 4.43 | 4.43 | 4.43 | 4.43 | 4.43 | 4.43 | 4.43 | 4.43 | 36737.4226 | 24394.9751 | 0.0009333 | 84691.5322 | 47988.1074 | 1997.7675 | 1371.4447 | 61132.3978 | 3369.2122 | 57763.1856 | 9775.0782 | TRUE
| 60601379 | DDL014 | DDL | 22KV | 381.99 | 1 | 36243.9558 | 50% | Single phase | 44.74 | 0.0048135 | 0.0052863 | 0.0058073 | 0.0063818 | 0.0070152 | 0.0077137 | 0.0084842 | 0.0093342 | 0.010272 | 0.011307 | 0.012449 | 0.01252 | 0.01252 | 0.01252 | 0.01252 | 0.01252 | 0.01252 | 0.01252 | 0.01252 | 0.01252 | 1.4125 | 1.434 | 1.459 | 1.4855 | 1.4955 | 1.5085 | 1.535 | 1.57 | 1.588 | 1.588 | 1.588 | 1.588 | 1.588 | 1.588 | 1.588 | 1.588 | 1.588 | 1.588 | 1.588 | 1.588 | 7782.0171 | 2830.0357 | 0.00040887 | 17090.2326 | 9683.7062 | 329.4503 | 121.2416 | 10612.0528 | 450.6919 | 10161.3608 | 477.6546 | TRUE
| 60601674 | DDL021 | DDL | 22KV | 820.01 | 1 | 36243.9558 | 50% | Three phase | 97.13 | 0.010162 | 0.010938 | 0.011775 | 0.012679 | 0.013655 | 0.014709 | 0.015847 | 0.017077 | 0.018404 | 0.019839 | 0.021389 | 0.023063 | 0.024872 | 0.026828 | 0.026876 | 0.026876 | 0.026876 | 0.026876 | 0.026876 | 0.026876 | 4.456 | 4.577 | 4.7225 | 4.874 | 5 | 5.1225 | 5.2285 | 5.3895 | 5.5195 | 5.5195 | 5.5195 | 5.5195 | 5.5195 | 5.5195 | 5.5195 | 5.5195 | 5.5195 | 5.5195 | 5.5195 | 5.5195 | 52843.6474 | 26157.7962 | 0.00087771 | 79647.5713 | 45130.0868 | 2400.3746 | 1212.9514 | 79001.4436 | 3613.326 | 75388.1176 | 30258.0307 | TRUE
| 60601875 | DDL014 | DDL | 22KV | 66.7 | 1 | 36243.9558 | 50% | Three phase | 97.13 | 0.00064063 | 0.00069965 | 0.00076436 | 0.00083531 | 0.00091314 | 0.00099851 | 0.0010922 | 0.001195 | 0.0013078 | 0.0014316 | 0.0015675 | 0.0017168 | 0.0018807 | 0.0020608 | 0.0021861 | 0.0021861 | 0.0021861 | 0.0021861 | 0.0021861 | 0.0021861 | 1.4125 | 1.434 | 1.459 | 1.4855 | 1.4955 | 1.5085 | 1.535 | 1.57 | 1.588 | 1.588 | 1.588 | 1.588 | 1.588 | 1.588 | 1.588 | 1.588 | 1.588 | 1.588 | 1.588 | 1.588 | 1143.771 | 157.335 | 7.1393e-05 | 6478.571 | 3670.9025 | 57.5259 | 8.0252 | 1301.106 | 65.5512 | 1235.5548 | -2435.3477 | FALSE
| 60601935 | DDL014 | DDL | 22KV | 544.03 | 1 | 36243.9558 | 50% | Single phase | 44.74 | 0.0051387 | 0.0056277 | 0.0061654 | 0.0067567 | 0.0074072 | 0.0081229 | 0.0089105 | 0.0097773 | 0.010732 | 0.011782 | 0.012939 | 0.014213 | 0.015616 | 0.017162 | 0.01783 | 0.01783 | 0.01783 | 0.01783 | 0.01783 | 0.01783 | 1.4125 | 1.434 | 1.459 | 1.4855 | 1.4955 | 1.5085 | 1.535 | 1.57 | 1.588 | 1.588 | 1.588 | 1.588 | 1.588 | 1.588 | 1.588 | 1.588 | 1.588 | 1.588 | 1.588 | 1.588 | 9357.933 | 4835.1405 | 0.00058231 | 24339.9022 | 13791.5304 | 469.203 | 245.9197 | 14193.0734 | 715.1228 | 13477.9507 | -313.5797 | FALSE
| 60604720 | DDL024 | DDL | 22KV | 658.29 | 1 | 36243.9558 | 50% | Single phase | 44.74 | 0.0058864 | 0.0064039 | 0.0069691 | 0.0075864 | 0.0082608 | 0.0089978 | 0.0098031 | 0.010683 | 0.011646 | 0.012698 | 0.013848 | 0.015106 | 0.016482 | 0.017988 | 0.019635 | 0.021437 | 0.021575 | 0.021575 | 0.021575 | 0.021575 | 4.303 | 4.4325 | 4.5905 | 4.732 | 4.853 | 4.9725 | 5.117 | 5.312 | 5.45 | 5.45 | 5.45 | 5.45 | 5.45 | 5.45 | 5.45 | 5.45 | 5.45 | 5.45 | 5.45 | 5.45 | 35542.3342 | 6584.1782 | 0.00070461 | 29451.8946 | 16688.0991 | 1889.8832 | 360.0661 | 42126.5124 | 2249.9493 | 39876.5631 | 23188.464 | TRUE
| 60609928 | FNS011 | FNS | 22KV | 881.14 | 1 | 47157.5465 | 50% | Three phase | 97.13 | 0.011372 | 0.012493 | 0.013729 | 0.015093 | 0.016596 | 0.018255 | 0.020086 | 0.022106 | 0.024335 | 0.026796 | 0.028879 | 0.028879 | 0.028879 | 0.028879 | 0.028879 | 0.028879 | 0.028879 | 0.028879 | 0.028879 | 0.028879 | 3.7485 | 3.7835 | 3.8415 | 3.8865 | 3.9015 | 3.9245 | 3.988 | 4.0645 | 4.0795 | 4.0795 | 4.0795 | 4.0795 | 4.0795 | 4.0795 | 4.0795 | 4.0795 | 4.0795 | 4.0795 | 4.0795 | 4.0795 | 61069.3212 | 33090.178 | 0.00094314 | 85585.1282 | 48494.4388 | 2562.9013 | 1400.5381 | 94159.4992 | 3963.4395 | 90196.0598 | 41701.621 | TRUE
| 60611001 | FNS011 | FNS | 22KV | 677.2 | 1 | 47157.5465 | 50% | Three phase | 97.13 | 0.0065657 | 0.0070977 | 0.0076748 | 0.008301 | 0.0089803 | 0.0097176 | 0.010518 | 0.011386 | 0.012329 | 0.013353 | 0.014465 | 0.015672 | 0.016983 | 0.018408 | 0.019955 | 0.021637 | 0.022195 | 0.022195 | 0.022195 | 0.022195 | 3.7485 | 3.7835 | 3.8415 | 3.8865 | 3.9015 | 3.9245 | 3.988 | 4.0645 | 4.0795 | 4.0795 | 4.0795 | 4.0795 | 4.0795 | 4.0795 | 4.0795 | 4.0795 | 4.0795 | 4.0795 | 4.0795 | 4.0795 | 37057.9297 | 15412.4875 | 0.00072485 | 65776.436 | 37270.3928 | 1969.7174 | 827.2542 | 52470.4172 | 2796.9716 | 49673.4455 | 12403.0527 | TRUE
| 60611057 | FNS011 | FNS | 22KV | 80.27 | 1 | 47157.5465 | 50% | Three phase | 97.13 | 0.0010179 | 0.0011083 | 0.0012072 | 0.0013152 | 0.0014332 | 0.0015622 | 0.0017032 | 0.0018573 | 0.0020259 | 0.0022102 | 0.0024118 | 0.0026308 | 0.0026308 | 0.0026308 | 0.0026308 | 0.0026308 | 0.0026308 | 0.0026308 | 0.0026308 | 0.0026308 | 3.7485 | 3.7835 | 3.8415 | 3.8865 | 3.9015 | 3.9245 | 3.988 | 4.0645 | 4.0795 | 4.0795 | 4.0795 | 4.0795 | 4.0795 | 4.0795 | 4.0795 | 4.0795 | 4.0795 | 4.0795 | 4.0795 | 4.0795 | 5379.2971 | 265.5012 | 8.5918e-05 | 7796.6251 | 4417.7413 | 233.4749 | 11.6228 | 5644.7984 | 245.0977 | 5399.7006 | 981.9593 | TRUE
| 60612898 | WPD014 | WPD | 22KV | 2335.49 | 1 | 40240.0236 | 50% | Three phase | 97.13 | 0.028274 | 0.030077 | 0.031998 | 0.034048 | 0.036234 | 0.038565 | 0.041052 | 0.043705 | 0.046535 | 0.049555 | 0.052777 | 0.056215 | 0.059884 | 0.0638 | 0.067979 | 0.07244 | 0.076545 | 0.076545 | 0.076545 | 0.076545 | 0.0465 | 0.0465 | 0.0465 | 0.0465 | 0.0515 | 0.0515 | 0.0515 | 0.053 | 0.0565 | 0.0565 | 0.0565 | 0.0565 | 0.0565 | 0.0565 | 0.0565 | 0.0565 | 0.0565 | 0.0565 | 0.0565 | 0.0565 | 1562.527 | 195543.5471 | 0.0024998 | 226846.1437 | 128536.0746 | 76.8977 | 9839.2303 | 197106.0741 | 9916.128 | 187189.9462 | 58653.8716 | TRUE
| 60614404 | WPD014 | WPD | 22KV | 301.68 | 1 | 40240.0236 | 50% | Three phase | 97.13 | 0.0024576 | 0.0027291 | 0.0030322 | 0.0033705 | 0.0037483 | 0.0041704 | 0.0046418 | 0.0051687 | 0.0057577 | 0.0064161 | 0.0071524 | 0.007976 | 0.0088974 | 0.0098875 | 0.0098875 | 0.0098875 | 0.0098875 | 0.0098875 | 0.0098875 | 0.0098875 | 0.0465 | 0.0465 | 0.0465 | 0.0465 | 0.0515 | 0.0515 | 0.0515 | 0.053 | 0.0565 | 0.0565 | 0.0565 | 0.0565 | 0.0565 | 0.0565 | 0.0565 | 0.0565 | 0.0565 | 0.0565 | 0.0565 | 0.0565 | 196.5873 | 3148.4505 | 0.00032291 | 29302.1784 | 16603.2665 | 9.933 | 164.1716 | 3345.0378 | 174.1047 | 3170.9331 | -13432.3334 | FALSE
| 60614408 | WPD014 | WPD | 22KV | 754.08 | 1 | 40240.0236 | 50% | Three phase | 97.13 | 0.0040743 | 0.0044812 | 0.0049311 | 0.0054289 | 0.0059797 | 0.0065893 | 0.0072642 | 0.0080116 | 0.0088395 | 0.0097566 | 0.010773 | 0.0119 | 0.013148 | 0.014533 | 0.016069 | 0.017773 | 0.019663 | 0.02176 | 0.024088 | 0.024715 | 0.0465 | 0.0465 | 0.0465 | 0.0465 | 0.0515 | 0.0515 | 0.0515 | 0.053 | 0.0565 | 0.0565 | 0.0565 | 0.0565 | 0.0565 | 0.0565 | 0.0565 | 0.0565 | 0.0565 | 0.0565 | 0.0565 | 0.0565 | 342.6201 | 13680.0934 | 0.00080714 | 73243.7904 | 41501.562 | 24.8286 | 1025.7463 | 14022.7135 | 1050.5749 | 12972.1386 | -28529.4234 | FALSE
| 60614450 | WPD014 | WPD | 22KV | 46.65 | 1 | 40240.0236 | 50% | Three phase | 97.13 | 0.00034426 | 0.0003871 | 0.00043555 | 0.00049037 | 0.00055241 | 0.00062266 | 0.00070223 | 0.00079237 | 0.00089453 | 0.0010103 | 0.0011416 | 0.0012906 | 0.0014595 | 0.0015289 | 0.0015289 | 0.0015289 | 0.0015289 | 0.0015289 | 0.0015289 | 0.0015289 | 0.0465 | 0.0465 | 0.0465 | 0.0465 | 0.0515 | 0.0515 | 0.0515 | 0.053 | 0.0565 | 0.0565 | 0.0565 | 0.0565 | 0.0565 | 0.0565 | 0.0565 | 0.0565 | 0.0565 | 0.0565 | 0.0565 | 0.0565 | 30.3441 | 75.004 | 4.9933e-05 | 4531.1145 | 2567.4303 | 1.536 | 3.9256 | 105.3481 | 5.4616 | 99.8865 | -2467.5439 | FALSE
| 60614947 | WPD014 | WPD | 22KV | 130.8 | 1 | 40240.0236 | 50% | Three phase | 97.13 | 0.0017729 | 0.0019966 | 0.0022497 | 0.002536 | 0.0028602 | 0.0032272 | 0.0036428 | 0.0041135 | 0.0042869 | 0.0042869 | 0.0042869 | 0.0042869 | 0.0042869 | 0.0042869 | 0.0042869 | 0.0042869 | 0.0042869 | 0.0042869 | 0.0042869 | 0.0042869 | 0.0465 | 0.0465 | 0.0465 | 0.0465 | 0.0515 | 0.0515 | 0.0515 | 0.053 | 0.0565 | 0.0565 | 0.0565 | 0.0565 | 0.0565 | 0.0565 | 0.0565 | 0.0565 | 0.0565 | 0.0565 | 0.0565 | 0.0565 | 111.071 | 780.0897 | 0.00014 | 12704.604 | 7198.7114 | 4.3067 | 30.8618 | 891.1606 | 35.1684 | 855.9922 | -6342.7192 | FALSE
| 60615171 | TQY021 | TQY | 22KV | 792.6 | 5 | 36500.4227 | 16.67% | Three phase | 97.13 | 0.0095955 | 0.010207 | 0.010859 | 0.011555 | 0.012297 | 0.013088 | 0.013932 | 0.014832 | 0.015793 | 0.016817 | 0.017911 | 0.019078 | 0.020323 | 0.021652 | 0.02307 | 0.024584 | 0.025977 | 0.025977 | 0.025977 | 0.025977 | 1.8112 | 1.8338 | 1.8643 | 1.8938 | 1.908 | 1.9295 | 1.9397 | 1.956 | 1.9587 | 1.9587 | 1.9587 | 1.9587 | 1.9587 | 1.9587 | 1.9587 | 1.9587 | 1.9587 | 1.9587 | 1.9587 | 1.9587 | 17235.3603 | 22521.4112 | 0.00084837 | 76985.238 | 43621.5495 | 861.7197 | 1133.2174 | 39756.7715 | 1994.9371 | 37761.8344 | -5859.7152 | FALSE
| 60615366 | WPD014 | WPD | 22KV | 733.7 | 1 | 40240.0236 | 50% | Three phase | 97.13 | 0.0088825 | 0.0094486 | 0.010052 | 0.010696 | 0.011383 | 0.012115 | 0.012897 | 0.01373 | 0.014619 | 0.015568 | 0.01658 | 0.01766 | 0.018813 | 0.020043 | 0.021356 | 0.022757 | 0.024047 | 0.024047 | 0.024047 | 0.024047 | 0.0465 | 0.0465 | 0.0465 | 0.0465 | 0.0515 | 0.0515 | 0.0515 | 0.053 | 0.0565 | 0.0565 | 0.0565 | 0.0565 | 0.0565 | 0.0565 | 0.0565 | 0.0565 | 0.0565 | 0.0565 | 0.0565 | 0.0565 | 490.8718 | 19298.5422 | 0.00078533 | 71264.281 | 40379.9279 | 24.1576 | 971.0512 | 19789.4139 | 995.2088 | 18794.2051 | -21585.7229 | FALSE
| 60615438 | TQY031 | TQY | 22KV | 171.13 | 2 | 36500.4227 | 33.33% | Three phase | 97.13 | 0.0021278 | 0.0023611 | 0.002621 | 0.0029106 | 0.0032334 | 0.0035934 | 0.0039947 | 0.0044424 | 0.0049418 | 0.0054991 | 0.0056087 | 0.0056087 | 0.0056087 | 0.0056087 | 0.0056087 | 0.0056087 | 0.0056087 | 0.0056087 | 0.0056087 | 0.0056087 | 4.135 | 4.2037 | 4.3107 | 4.3993 | 4.4733 | 4.5463 | 4.6307 | 4.7593 | 4.8397 | 4.8397 | 4.8397 | 4.8397 | 4.8397 | 4.8397 | 4.8397 | 4.8397 | 4.8397 | 4.8397 | 4.8397 | 4.8397 | 10829.4025 | 1256.3332 | 0.00018317 | 16621.8569 | 9418.3141 | 448.0755 | 52.8272 | 12085.7356 | 500.9027 | 11584.8329 | 2166.5188 | TRUE
| 60615550 | WPD014 | WPD | 22KV | 984.92 | 1 | 40240.0236 | 50% | Three phase | 97.13 | 0.011924 | 0.012684 | 0.013494 | 0.014359 | 0.01528 | 0.016264 | 0.017312 | 0.018431 | 0.019625 | 0.020898 | 0.022257 | 0.023707 | 0.025254 | 0.026906 | 0.028668 | 0.030549 | 0.032281 | 0.032281 | 0.032281 | 0.032281 | 0.0465 | 0.0465 | 0.0465 | 0.0465 | 0.0515 | 0.0515 | 0.0515 | 0.053 | 0.0565 | 0.0565 | 0.0565 | 0.0565 | 0.0565 | 0.0565 | 0.0565 | 0.0565 | 0.0565 | 0.0565 | 0.0565 | 0.0565 | 658.947 | 34776.7808 | 0.0010542 | 95665.2796 | 54206.0769 | 32.4292 | 1749.875 | 35435.7278 | 1782.3041 | 33653.4236 | -20552.6533 | FALSE
| 60615572 | WPD014 | WPD | 22KV | 165.18 | 1 | 40240.0236 | 50% | Three phase | 97.13 | 0.0019298 | 0.0021434 | 0.0023816 | 0.0026474 | 0.002944 | 0.003275 | 0.0036446 | 0.0040573 | 0.0045181 | 0.005033 | 0.0054137 | 0.0054137 | 0.0054137 | 0.0054137 | 0.0054137 | 0.0054137 | 0.0054137 | 0.0054137 | 0.0054137 | 0.0054137 | 0.0465 | 0.0465 | 0.0465 | 0.0465 | 0.0515 | 0.0515 | 0.0515 | 0.053 | 0.0565 | 0.0565 | 0.0565 | 0.0565 | 0.0565 | 0.0565 | 0.0565 | 0.0565 | 0.0565 | 0.0565 | 0.0565 | 0.0565 | 129.155 | 1140.1591 | 0.0001768 | 16043.9334 | 9090.8498 | 5.4387 | 49.2176 | 1269.3141 | 54.6562 | 1214.6579 | -7876.1919 | FALSE
| 60615592 | WPD014 | WPD | 22KV | 358.13 | 1 | 40240.0236 | 50% | Three phase | 97.13 | 0.0041841 | 0.0046472 | 0.0051637 | 0.0057399 | 0.0063829 | 0.0071006 | 0.0079019 | 0.0087966 | 0.0097959 | 0.010912 | 0.011738 | 0.011738 | 0.011738 | 0.011738 | 0.011738 | 0.011738 | 0.011738 | 0.011738 | 0.011738 | 0.011738 | 0.0465 | 0.0465 | 0.0465 | 0.0465 | 0.0515 | 0.0515 | 0.0515 | 0.053 | 0.0565 | 0.0565 | 0.0565 | 0.0565 | 0.0565 | 0.0565 | 0.0565 | 0.0565 | 0.0565 | 0.0565 | 0.0565 | 0.0565 | 280.0234 | 5359.5947 | 0.00038333 | 34785.1669 | 19710.0499 | 11.7917 | 231.3591 | 5639.6181 | 243.1507 | 5396.4674 | -14313.5825 | FALSE
| 60615605 | WPD014 | WPD | 22KV | 181.84 | 1 | 40240.0236 | 50% | Three phase | 97.13 | 0.0011276 | 0.0012234 | 0.0013278 | 0.0014415 | 0.0015655 | 0.0017007 | 0.0018481 | 0.0020089 | 0.0021843 | 0.0023757 | 0.0025845 | 0.0028125 | 0.0030613 | 0.003333 | 0.0036296 | 0.0039535 | 0.0043073 | 0.0046938 | 0.005116 | 0.0055773 | 0.0465 | 0.0465 | 0.0465 | 0.0465 | 0.0515 | 0.0515 | 0.0515 | 0.053 | 0.0565 | 0.0565 | 0.0565 | 0.0565 | 0.0565 | 0.0565 | 0.0565 | 0.0565 | 0.0565 | 0.0565 | 0.0565 | 0.0565 | 80.5989 | 779.2028 | 0.00019464 | 17662.1192 | 10007.7499 | 5.9872 | 59.6464 | 859.8017 | 65.6336 | 794.1681 | -9213.5818 | FALSE
| 60615650 | WPD014 | WPD | 22KV | 87.95 | 1 | 40240.0236 | 50% | Three phase | 97.13 | 0.0005454 | 0.00059172 | 0.00064219 | 0.0006972 | 0.00075717 | 0.00082255 | 0.00089386 | 0.00097163 | 0.0010565 | 0.001149 | 0.0012501 | 0.0013603 | 0.0014807 | 0.001612 | 0.0017555 | 0.0019122 | 0.0020833 | 0.0022702 | 0.0024744 | 0.0026975 | 0.0465 | 0.0465 | 0.0465 | 0.0465 | 0.0515 | 0.0515 | 0.0515 | 0.053 | 0.0565 | 0.0565 | 0.0565 | 0.0565 | 0.0565 | 0.0565 | 0.0565 | 0.0565 | 0.0565 | 0.0565 | 0.0565 | 0.0565 | 38.983 | 182.2818 | 9.4139e-05 | 8542.5835 | 4840.418 | 2.8958 | 13.9533 | 221.2649 | 16.8491 | 204.4157 | -4636.0022 | FALSE
| 60615730 | TQY031 | TQY | 22KV | 316.9 | 2 | 36500.4227 | 33.33% | Three phase | 97.13 | 0.0038444 | 0.0042131 | 0.0046186 | 0.0050647 | 0.0055555 | 0.0060956 | 0.0066901 | 0.0073445 | 0.008065 | 0.0088584 | 0.0097321 | 0.010386 | 0.010386 | 0.010386 | 0.010386 | 0.010386 | 0.010386 | 0.010386 | 0.010386 | 0.010386 | 4.135 | 4.2037 | 4.3107 | 4.3993 | 4.4733 | 4.5463 | 4.6307 | 4.7593 | 4.8397 | 4.8397 | 4.8397 | 4.8397 | 4.8397 | 4.8397 | 4.8397 | 4.8397 | 4.8397 | 4.8397 | 4.8397 | 4.8397 | 19192.6615 | 4121.6447 | 0.0003392 | 30780.497 | 17440.9148 | 829.7501 | 181.1547 | 23314.3062 | 1010.9047 | 22303.4014 | 4862.4867 | TRUE
| 60615785 | WPD012 | WPD | 22KV | 231.62 | 2 | 40240.0236 | 33.33% | Three phase | 97.13 | 0.0027931 | 0.0030517 | 0.0033352 | 0.0036462 | 0.0039872 | 0.0043613 | 0.0047717 | 0.0052221 | 0.0057164 | 0.0062589 | 0.0068545 | 0.0075084 | 0.0075913 | 0.0075913 | 0.0075913 | 0.0075913 | 0.0075913 | 0.0075913 | 0.0075913 | 0.0075913 | 4.649 | 4.872 | 5.11 | 5.3537 | 5.5693 | 5.7997 | 6.0567 | 6.3387 | 6.597 | 6.597 | 6.597 | 6.597 | 6.597 | 6.597 | 6.597 | 6.597 | 6.597 | 6.597 | 6.597 | 6.597 | 20241.6553 | 2174.7634 | 0.00024792 | 22497.2506 | 12747.443 | 869.8717 | 96.7737 | 22416.4187 | 966.6454 | 21449.7733 | 8702.3303 | TRUE
| 60615892 | WPD014 | WPD | 22KV | 1331.72 | 1 | 40240.0236 | 50% | Single phase | 44.74 | 0.016643 | 0.017989 | 0.019449 | 0.021032 | 0.022749 | 0.02461 | 0.02663 | 0.028821 | 0.031199 | 0.033778 | 0.036578 | 0.039616 | 0.042914 | 0.043647 | 0.043647 | 0.043647 | 0.043647 | 0.043647 | 0.043647 | 0.043647 | 0.0465 | 0.0465 | 0.0465 | 0.0465 | 0.0515 | 0.0515 | 0.0515 | 0.053 | 0.0565 | 0.0565 | 0.0565 | 0.0565 | 0.0565 | 0.0565 | 0.0565 | 0.0565 | 0.0565 | 0.0565 | 0.0565 | 0.0565 | 990.1642 | 32508.5081 | 0.0014254 | 59581.1528 | 33760.0074 | 43.8478 | 1473.5794 | 33498.6723 | 1517.4272 | 31981.2451 | -1778.7623 | FALSE
| 60616049 | TQY031 | TQY | 22KV | 29.24 | 2 | 36500.4227 | 33.33% | Three phase | 97.13 | 0.00036357 | 0.00040342 | 0.00044783 | 0.00049732 | 0.00055248 | 0.00061398 | 0.00068256 | 0.00075905 | 0.00084438 | 0.0009396 | 0.00095833 | 0.00095833 | 0.00095833 | 0.00095833 | 0.00095833 | 0.00095833 | 0.00095833 | 0.00095833 | 0.00095833 | 0.00095833 | 4.135 | 4.2037 | 4.3107 | 4.3993 | 4.4733 | 4.5463 | 4.6307 | 4.7593 | 4.8397 | 4.8397 | 4.8397 | 4.8397 | 4.8397 | 4.8397 | 4.8397 | 4.8397 | 4.8397 | 4.8397 | 4.8397 | 4.8397 | 1850.3578 | 36.6781 | 3.1298e-05 | 2840.0812 | 1609.2532 | 76.5601 | 1.5423 | 1887.0359 | 78.1024 | 1808.9336 | 199.6803 | TRUE
| 60616207 | TQY031 | TQY | 22KV | 65.16 | 2 | 36500.4227 | 33.33% | Single phase | 44.74 | 0.00063684 | 0.00069015 | 0.00074811 | 0.00081116 | 0.00087975 | 0.00095438 | 0.0010356 | 0.001124 | 0.0012201 | 0.0013249 | 0.0014389 | 0.001563 | 0.0016982 | 0.0018454 | 0.0020058 | 0.0021356 | 0.0021356 | 0.0021356 | 0.0021356 | 0.0021356 | 4.135 | 4.2037 | 4.3107 | 4.3993 | 4.4733 | 4.5463 | 4.6307 | 4.7593 | 4.8397 | 4.8397 | 4.8397 | 4.8397 | 4.8397 | 4.8397 | 4.8397 | 4.8397 | 4.8397 | 4.8397 | 4.8397 | 4.8397 | 3305.6714 | 67.1184 | 6.9745e-05 | 2915.2584 | 1651.8503 | 170.6106 | 3.5278 | 3372.7898 | 174.1385 | 3198.6513 | 1546.801 | TRUE
| 60616248 | WPD022 | WPD | 22KV | 2059.38 | 1 | 40240.0236 | 50% | Single phase | 44.74 | 0.010117 | 0.010981 | 0.011924 | 0.012953 | 0.014075 | 0.0153 | 0.016638 | 0.018098 | 0.019693 | 0.021436 | 0.023339 | 0.02542 | 0.027693 | 0.030178 | 0.032895 | 0.035866 | 0.039115 | 0.042669 | 0.046557 | 0.05081 | 5.3945 | 5.64 | 5.9075 | 6.165 | 6.3925 | 6.635 | 6.901 | 7.1915 | 7.4385 | 7.4385 | 7.4385 | 7.4385 | 7.4385 | 7.4385 | 7.4385 | 7.4385 | 7.4385 | 7.4385 | 7.4385 | 7.4385 | 95346.9666 | 36762.5828 | 0.0022043 | 92136.6612 | 52206.6832 | 8792.0644 | 3523.8765 | 132109.5494 | 12315.9409 | 119793.6086 | 67586.9254 | TRUE
| 60616546 | WPD014 | WPD | 22KV | 429.73 | 1 | 40240.0236 | 50% | Three phase | 97.13 | 0.0051953 | 0.0055226 | 0.0058713 | 0.006243 | 0.0066391 | 0.0070612 | 0.0075112 | 0.0079909 | 0.0085022 | 0.0090474 | 0.0096287 | 0.010249 | 0.01091 | 0.011614 | 0.012366 | 0.013168 | 0.014023 | 0.014084 | 0.014084 | 0.014084 | 0.0465 | 0.0465 | 0.0465 | 0.0465 | 0.0515 | 0.0515 | 0.0515 | 0.053 | 0.0565 | 0.0565 | 0.0565 | 0.0565 | 0.0565 | 0.0565 | 0.0565 | 0.0565 | 0.0565 | 0.0565 | 0.0565 | 0.0565 | 285.8211 | 6582.2527 | 0.00045997 | 41739.6749 | 23650.6289 | 14.1492 | 333.1167 | 6868.0738 | 347.2659 | 6520.8079 | -17129.8211 | FALSE
| 60616561 | WPD014 | WPD | 22KV | 126.83 | 1 | 40240.0236 | 50% | Three phase | 97.13 | 0.00093595 | 0.0010524 | 0.0011841 | 0.0013332 | 0.0015019 | 0.0016929 | 0.0019092 | 0.0021543 | 0.002432 | 0.0027468 | 0.0031039 | 0.0035088 | 0.0039681 | 0.0041568 | 0.0041568 | 0.0041568 | 0.0041568 | 0.0041568 | 0.0041568 | 0.0041568 | 0.0465 | 0.0465 | 0.0465 | 0.0465 | 0.0515 | 0.0515 | 0.0515 | 0.053 | 0.0565 | 0.0565 | 0.0565 | 0.0565 | 0.0565 | 0.0565 | 0.0565 | 0.0565 | 0.0565 | 0.0565 | 0.0565 | 0.0565 | 82.4983 | 554.402 | 0.00013575 | 12318.9979 | 6980.2184 | 4.176 | 29.0168 | 636.9003 | 33.1927 | 603.7076 | -6376.5109 | FALSE
| 60617188 | WPD012 | WPD | 22KV | 365.97 | 2 | 40240.0236 | 33.33% | Three phase | 97.13 | 0.0018741 | 0.0020592 | 0.0022637 | 0.0024897 | 0.0027396 | 0.0030159 | 0.0033215 | 0.0036596 | 0.0040338 | 0.004448 | 0.0049065 | 0.0054143 | 0.0059768 | 0.0065999 | 0.0072903 | 0.0080555 | 0.0089036 | 0.0098439 | 0.010887 | 0.011995 | 4.649 | 4.872 | 5.11 | 5.3537 | 5.5693 | 5.7997 | 6.0567 | 6.3387 | 6.597 | 6.597 | 6.597 | 6.597 | 6.597 | 6.597 | 6.597 | 6.597 | 6.597 | 6.597 | 6.597 | 6.597 | 18125.3106 | 3037.6622 | 0.00039172 | 35546.6661 | 20141.5323 | 1374.4364 | 241.5995 | 21162.9728 | 1616.0359 | 19546.9369 | -594.5954 | FALSE
| 60617207 | WPD014 | WPD | 22KV | 565.52 | 1 | 40240.0236 | 50% | Three phase | 97.13 | 0.0068464 | 0.0072828 | 0.0077482 | 0.0082444 | 0.0087737 | 0.0093382 | 0.0099404 | 0.010583 | 0.011268 | 0.011999 | 0.012779 | 0.013612 | 0.0145 | 0.015449 | 0.016461 | 0.017541 | 0.018535 | 0.018535 | 0.018535 | 0.018535 | 0.0465 | 0.0465 | 0.0465 | 0.0465 | 0.0515 | 0.0515 | 0.0515 | 0.053 | 0.0565 | 0.0565 | 0.0565 | 0.0565 | 0.0565 | 0.0565 | 0.0565 | 0.0565 | 0.0565 | 0.0565 | 0.0565 | 0.0565 | 378.3533 | 11465.2466 | 0.00060531 | 54928.9576 | 31123.9701 | 18.6201 | 576.9007 | 11843.5999 | 595.5208 | 11248.0791 | -19875.891 | FALSE
| 60617243 | WPD014 | WPD | 22KV | 803.83 | 1 | 40240.0236 | 50% | Covered | 390 | 0.0059384 | 0.00646 | 0.0070297 | 0.0076522 | 0.0083325 | 0.0090761 | 0.009889 | 0.010778 | 0.01175 | 0.012813 | 0.013976 | 0.015248 | 0.01664 | 0.018164 | 0.019831 | 0.021657 | 0.023656 | 0.025844 | 0.026345 | 0.026345 | 0.0465 | 0.0465 | 0.0465 | 0.0465 | 0.0515 | 0.0515 | 0.0515 | 0.053 | 0.0565 | 0.0565 | 0.0565 | 0.0565 | 0.0565 | 0.0565 | 0.0565 | 0.0565 | 0.0565 | 0.0565 | 0.0565 | 0.0565 | 429.9251 | 73760.4286 | 0.00086039 | 313493.7 | 177632.5088 | 26.4667 | 4679.988 | 74190.3537 | 4706.4547 | 69483.899 | -108148.6097 | FALSE
| 60617254 | WPD014 | WPD | 22KV | 51.6 | 1 | 40240.0236 | 50% | Three phase | 97.13 | 0.00031999 | 0.00034716 | 0.00037677 | 0.00040905 | 0.00044423 | 0.00048259 | 0.00052442 | 0.00057005 | 0.00061983 | 0.00067414 | 0.0007334 | 0.00079809 | 0.0008687 | 0.00094578 | 0.00103 | 0.0011219 | 0.0012223 | 0.0013319 | 0.0014517 | 0.0015826 | 0.0465 | 0.0465 | 0.0465 | 0.0465 | 0.0515 | 0.0515 | 0.0515 | 0.053 | 0.0565 | 0.0565 | 0.0565 | 0.0565 | 0.0565 | 0.0565 | 0.0565 | 0.0565 | 0.0565 | 0.0565 | 0.0565 | 0.0565 | 22.8712 | 62.7438 | 5.5231e-05 | 5011.908 | 2839.8586 | 1.699 | 4.8029 | 85.6151 | 6.5019 | 79.1132 | -2760.7454 | FALSE
| 60617262 | TQY021 | TQY | 22KV | 454.23 | 5 | 36500.4227 | 16.67% | Three phase | 97.13 | 0.0032857 | 0.0036485 | 0.0040536 | 0.0045058 | 0.0050109 | 0.0055752 | 0.0062059 | 0.0069109 | 0.0076991 | 0.0085807 | 0.0095668 | 0.01067 | 0.011905 | 0.013287 | 0.014834 | 0.014887 | 0.014887 | 0.014887 | 0.014887 | 0.014887 | 1.8112 | 1.8338 | 1.8643 | 1.8938 | 1.908 | 1.9295 | 1.9397 | 1.956 | 1.9587 | 1.9587 | 1.9587 | 1.9587 | 1.9587 | 1.9587 | 1.9587 | 1.9587 | 1.9587 | 1.9587 | 1.9587 | 1.9587 | 8887.3784 | 6635.0152 | 0.00048619 | 44119.3599 | 24999.0114 | 493.8417 | 372.1832 | 15522.3936 | 866.0249 | 14656.3687 | -10342.6427 | FALSE
| 60617397 | WPD014 | WPD | 22KV | 591.37 | 1 | 40240.0236 | 50% | Three phase | 97.13 | 0.0071594 | 0.0076157 | 0.0081023 | 0.0086213 | 0.0091747 | 0.0097651 | 0.010395 | 0.011066 | 0.011783 | 0.012548 | 0.013364 | 0.014234 | 0.015163 | 0.016155 | 0.017213 | 0.018343 | 0.019382 | 0.019382 | 0.019382 | 0.019382 | 0.0465 | 0.0465 | 0.0465 | 0.0465 | 0.0515 | 0.0515 | 0.0515 | 0.053 | 0.0565 | 0.0565 | 0.0565 | 0.0565 | 0.0565 | 0.0565 | 0.0565 | 0.0565 | 0.0565 | 0.0565 | 0.0565 | 0.0565 | 395.6479 | 12537.3585 | 0.00063298 | 57439.7681 | 32546.6512 | 19.4713 | 630.8465 | 12933.0063 | 650.3178 | 12282.6886 | -20263.9626 | FALSE
| 60617400 | WPD014 | WPD | 22KV | 40.17 | 1 | 40240.0236 | 50% | Three phase | 97.13 | 0.00024911 | 0.00027026 | 0.00029331 | 0.00031844 | 0.00034583 | 0.00037569 | 0.00040826 | 0.00044378 | 0.00048253 | 0.00052481 | 0.00057095 | 0.0006213 | 0.00067627 | 0.00073628 | 0.00080181 | 0.00087336 | 0.00095152 | 0.0010369 | 0.0011302 | 0.0012321 | 0.0465 | 0.0465 | 0.0465 | 0.0465 | 0.0515 | 0.0515 | 0.0515 | 0.053 | 0.0565 | 0.0565 | 0.0565 | 0.0565 | 0.0565 | 0.0565 | 0.0565 | 0.0565 | 0.0565 | 0.0565 | 0.0565 | 0.0565 | 17.805 | 38.0255 | 4.2997e-05 | 3901.7121 | 2210.7969 | 1.3226 | 2.9108 | 55.8305 | 4.2334 | 51.5971 | -2159.1998 | FALSE
| 60617406 | WPD014 | WPD | 22KV | 167.42 | 1 | 40240.0236 | 50% | Three phase | 97.13 | 0.002024 | 0.0021516 | 0.0022874 | 0.0024322 | 0.0025865 | 0.002751 | 0.0029263 | 0.0031132 | 0.0033124 | 0.0035248 | 0.0037513 | 0.0039928 | 0.0042503 | 0.0045249 | 0.0048178 | 0.0051302 | 0.0054634 | 0.0054872 | 0.0054872 | 0.0054872 | 0.0465 | 0.0465 | 0.0465 | 0.0465 | 0.0515 | 0.0515 | 0.0515 | 0.053 | 0.0565 | 0.0565 | 0.0565 | 0.0565 | 0.0565 | 0.0565 | 0.0565 | 0.0565 | 0.0565 | 0.0565 | 0.0565 | 0.0565 | 111.354 | 999.0745 | 0.0001792 | 16261.5046 | 9214.1305 | 5.5124 | 50.5615 | 1110.4285 | 56.0739 | 1054.3546 | -8159.7759 | FALSE
| 60617410 | WPD014 | WPD | 22KV | 409.59 | 1 | 40240.0236 | 50% | Single phase | 44.74 | 0.0021326 | 0.0023075 | 0.0024975 | 0.0027041 | 0.0029288 | 0.0031732 | 0.003439 | 0.0037282 | 0.004043 | 0.0043856 | 0.0047585 | 0.0051645 | 0.0056066 | 0.0060881 | 0.0066125 | 0.0071839 | 0.0078063 | 0.0084847 | 0.0092239 | 0.01003 | 0.0465 | 0.0465 | 0.0465 | 0.0465 | 0.0515 | 0.0515 | 0.0515 | 0.053 | 0.0565 | 0.0565 | 0.0565 | 0.0565 | 0.0565 | 0.0565 | 0.0565 | 0.0565 | 0.0565 | 0.0565 | 0.0565 | 0.0565 | 147.8627 | 1484.3458 | 0.00043841 | 18325.0566 | 10383.385 | 13.486 | 139.3947 | 1632.2085 | 152.8808 | 1479.3277 | -8904.0573 | FALSE
| 60617440 | WPD014 | WPD | 22KV | 189.91 | 1 | 40240.0236 | 50% | Three phase | 97.13 | 0.0011777 | 0.0012777 | 0.0013867 | 0.0015055 | 0.0016349 | 0.0017761 | 0.0019301 | 0.002098 | 0.0022812 | 0.0024811 | 0.0026992 | 0.0029373 | 0.0031972 | 0.0034809 | 0.0037907 | 0.004129 | 0.0044985 | 0.0049021 | 0.005343 | 0.0058248 | 0.0465 | 0.0465 | 0.0465 | 0.0465 | 0.0515 | 0.0515 | 0.0515 | 0.053 | 0.0565 | 0.0565 | 0.0565 | 0.0565 | 0.0565 | 0.0565 | 0.0565 | 0.0565 | 0.0565 | 0.0565 | 0.0565 | 0.0565 | 84.1759 | 849.899 | 0.00020327 | 18445.9583 | 10451.8906 | 6.2529 | 65.058 | 934.0749 | 71.3109 | 862.764 | -9589.1266 | FALSE
| 60617579 | TQY021 | TQY | 22KV | 143.91 | 5 | 36500.4227 | 16.67% | Three phase | 97.13 | 0.0016813 | 0.0018674 | 0.002075 | 0.0023065 | 0.0025649 | 0.0028533 | 0.0031753 | 0.0035348 | 0.0039363 | 0.0043849 | 0.0047166 | 0.0047166 | 0.0047166 | 0.0047166 | 0.0047166 | 0.0047166 | 0.0047166 | 0.0047166 | 0.0047166 | 0.0047166 | 1.8112 | 1.8338 | 1.8643 | 1.8938 | 1.908 | 1.9295 | 1.9397 | 1.956 | 1.9587 | 1.9587 | 1.9587 | 1.9587 | 1.9587 | 1.9587 | 1.9587 | 1.9587 | 1.9587 | 1.9587 | 1.9587 | 1.9587 | 3651.6548 | 865.4311 | 0.00015404 | 13977.9783 | 7920.2337 | 156.4599 | 37.3583 | 4517.0859 | 193.8182 | 4323.2677 | -3596.9659 | FALSE
| 60640472 | GLE013 | GLE | 22KV | 106.98 | 0 | 43192.2035 | 100% | Three phase | 97.13 | 0.0013602 | 0.0014831 | 0.0016176 | 0.0017648 | 0.0019258 | 0.0021021 | 0.002295 | 0.0025062 | 0.0027376 | 0.0029909 | 0.0032683 | 0.0035062 | 0.0035062 | 0.0035062 | 0.0035062 | 0.0035062 | 0.0035062 | 0.0035062 | 0.0035062 | 0.0035062 | 12.272 | 12.66 | 13.105 | 13.521 | 13.836 | 14.184 | 14.648 | 15.159 | 15.513 | 15.513 | 15.513 | 15.513 | 15.513 | 15.513 | 15.513 | 15.513 | 15.513 | 15.513 | 15.513 | 15.513 | 24508.1974 | 474.0868 | 0.00011451 | 10390.9674 | 5887.7534 | 1043.2266 | 20.6448 | 24982.2842 | 1063.8713 | 23918.4128 | 18030.6594 | TRUE
| 60640993 | GLE013 | GLE | 22KV | 2537.71 | 0 | 43192.2035 | 100% | Three phase | 97.13 | 0.032014 | 0.034769 | 0.037771 | 0.041042 | 0.044606 | 0.048492 | 0.052728 | 0.057346 | 0.062383 | 0.067875 | 0.073865 | 0.0804 | 0.083173 | 0.083173 | 0.083173 | 0.083173 | 0.083173 | 0.083173 | 0.083173 | 0.083173 | 12.272 | 12.66 | 13.105 | 13.521 | 13.836 | 14.184 | 14.648 | 15.159 | 15.513 | 15.513 | 15.513 | 15.513 | 15.513 | 15.513 | 15.513 | 15.513 | 15.513 | 15.513 | 15.513 | 15.513 | 571381.1932 | 262179.9298 | 0.0027163 | 246487.7723 | 139665.4586 | 24746.7423 | 11616.8688 | 833561.123 | 36363.6111 | 797197.5119 | 657532.0533 | TRUE
| 60640996 | GLE013 | GLE | 22KV | 838.32 | 0 | 43192.2035 | 100% | Three phase | 97.13 | 0.010659 | 0.011622 | 0.012676 | 0.013829 | 0.015091 | 0.016472 | 0.017984 | 0.01964 | 0.021452 | 0.023437 | 0.025612 | 0.027476 | 0.027476 | 0.027476 | 0.027476 | 0.027476 | 0.027476 | 0.027476 | 0.027476 | 0.027476 | 12.272 | 12.66 | 13.105 | 13.521 | 13.836 | 14.184 | 14.648 | 15.159 | 15.513 | 15.513 | 15.513 | 15.513 | 15.513 | 15.513 | 15.513 | 15.513 | 15.513 | 15.513 | 15.513 | 15.513 | 192051.8978 | 29112.0199 | 0.00089731 | 81426.0216 | 46137.7964 | 8174.9644 | 1267.7241 | 221163.9176 | 9442.6886 | 211721.2291 | 165583.4327 | TRUE
| 60641002 | GLE013 | GLE | 22KV | 185.33 | 0 | 43192.2035 | 100% | Single phase | 44.74 | 0.0020094 | 0.0021862 | 0.0023792 | 0.00259 | 0.0028202 | 0.0030717 | 0.0033464 | 0.0036465 | 0.0039745 | 0.0043331 | 0.0047249 | 0.0051534 | 0.0056218 | 0.0060741 | 0.0060741 | 0.0060741 | 0.0060741 | 0.0060741 | 0.0060741 | 0.0060741 | 12.272 | 12.66 | 13.105 | 13.521 | 13.836 | 14.184 | 14.648 | 15.159 | 15.513 | 15.513 | 15.513 | 15.513 | 15.513 | 15.513 | 15.513 | 15.513 | 15.513 | 15.513 | 15.513 | 15.513 | 38548.6962 | 593.5424 | 0.00019837 | 8291.6642 | 4698.2415 | 1807.2647 | 28.539 | 39142.2386 | 1835.8037 | 37306.4348 | 32608.1933 | TRUE
| 60641008 | GLE013 | GLE | 22KV | 237.07 | 0 | 43192.2035 | 100% | Single phase | 44.74 | 0.0025704 | 0.0027965 | 0.0030434 | 0.0033131 | 0.0036075 | 0.0039292 | 0.0042806 | 0.0046646 | 0.0050842 | 0.0055427 | 0.006044 | 0.0065921 | 0.0071913 | 0.0077699 | 0.0077699 | 0.0077699 | 0.0077699 | 0.0077699 | 0.0077699 | 0.0077699 | 12.272 | 12.66 | 13.105 | 13.521 | 13.836 | 14.184 | 14.648 | 15.159 | 15.513 | 15.513 | 15.513 | 15.513 | 15.513 | 15.513 | 15.513 | 15.513 | 15.513 | 15.513 | 15.513 | 15.513 | 49310.6318 | 971.2108 | 0.00025375 | 10606.5118 | 6009.8857 | 2311.8127 | 46.6983 | 50281.8427 | 2358.511 | 47923.3317 | 41913.446 | TRUE
| 60641050 | GL021 | GL | 22KV | 13.2 | 1 | 37042.7803 | 50% | Three phase | 97.13 | 0.00012678 | 0.00013846 | 0.00015127 | 0.00016531 | 0.00018071 | 0.00019761 | 0.00021614 | 0.00023649 | 0.00025881 | 0.00028332 | 0.00031022 | 0.00033976 | 0.0003722 | 0.00040783 | 0.00043263 | 0.00043263 | 0.00043263 | 0.00043263 | 0.00043263 | 0.00043263 | 2.711 | 2.7525 | 2.8025 | 2.8495 | 2.868 | 2.8915 | 2.9415 | 3.0015 | 3.0285 | 3.0285 | 3.0285 | 3.0285 | 3.0285 | 3.0285 | 3.0285 | 3.0285 | 3.0285 | 3.0285 | 3.0285 | 3.0285 | 441.8741 | 6.162 | 1.4129e-05 | 1282.116 | 726.4755 | 22.2472 | 0.31431 | 448.0361 | 22.5615 | 425.4746 | -301.0008 | FALSE
| 60641211 | GLE013 | GLE | 22KV | 1437.53 | 0 | 43192.2035 | 100% | Single phase | 44.74 | 0.0080035 | 0.0087051 | 0.0094718 | 0.01031 | 0.011226 | 0.012228 | 0.013324 | 0.014523 | 0.015835 | 0.017271 | 0.018843 | 0.020564 | 0.022448 | 0.024511 | 0.026771 | 0.029247 | 0.031959 | 0.034931 | 0.038189 | 0.04176 | 12.272 | 12.66 | 13.105 | 13.521 | 13.836 | 14.184 | 14.648 | 15.159 | 15.513 | 15.513 | 15.513 | 15.513 | 15.513 | 15.513 | 15.513 | 15.513 | 15.513 | 15.513 | 15.513 | 15.513 | 174624.3358 | 20765.6209 | 0.0015387 | 64315.0922 | 36442.3629 | 14018.2229 | 1717.0444 | 195389.9567 | 15735.2673 | 179654.6894 | 143212.3265 | TRUE
| 60641358 | GLE013 | GLE | 22KV | 931.33 | 0 | 43192.2035 | 100% | Three phase | 97.13 | 0.011842 | 0.012912 | 0.014082 | 0.015363 | 0.016765 | 0.0183 | 0.019979 | 0.021818 | 0.023832 | 0.026038 | 0.028453 | 0.030524 | 0.030524 | 0.030524 | 0.030524 | 0.030524 | 0.030524 | 0.030524 | 0.030524 | 0.030524 | 12.272 | 12.66 | 13.105 | 13.521 | 13.836 | 14.184 | 14.648 | 15.159 | 15.513 | 15.513 | 15.513 | 15.513 | 15.513 | 15.513 | 15.513 | 15.513 | 15.513 | 15.513 | 15.513 | 15.513 | 213359.6884 | 35930.2194 | 0.00099687 | 90460.0829 | 51256.6966 | 9081.9611 | 1564.6323 | 249289.9078 | 10646.5934 | 238643.3144 | 187386.6178 | TRUE
| 60641425 | GLE031 | GLE | 22KV | 319.83 | 1 | 43192.2035 | 50% | Three phase | 97.13 | 0.0037231 | 0.0040208 | 0.0043433 | 0.0046927 | 0.0050713 | 0.0054816 | 0.0059263 | 0.0064084 | 0.006931 | 0.0074976 | 0.008112 | 0.0087784 | 0.0095011 | 0.010285 | 0.010482 | 0.010482 | 0.010482 | 0.010482 | 0.010482 | 0.010482 | 4.433 | 4.441 | 4.472 | 4.5085 | 4.522 | 4.5455 | 4.5885 | 4.6495 | 4.674 | 4.674 | 4.674 | 4.674 | 4.674 | 4.674 | 4.674 | 4.674 | 4.674 | 4.674 | 4.674 | 4.674 | 20795.9138 | 3880.2152 | 0.00034234 | 31065.0879 | 17602.1703 | 982.7988 | 184.52 | 24676.129 | 1167.3188 | 23508.8102 | 5906.6399 | TRUE
| 60641476 | GLE031 | GLE | 22KV | 216.78 | 1 | 43192.2035 | 50% | Three phase | 97.13 | 0.0025665 | 0.0027333 | 0.0029115 | 0.0031017 | 0.0033048 | 0.0035217 | 0.0037534 | 0.0040009 | 0.0042653 | 0.0045477 | 0.0048494 | 0.0051718 | 0.0055163 | 0.0058845 | 0.0062779 | 0.0066984 | 0.0071049 | 0.0071049 | 0.0071049 | 0.0071049 | 4.433 | 4.441 | 4.472 | 4.5085 | 4.522 | 4.5455 | 4.5885 | 4.6495 | 4.674 | 4.674 | 4.674 | 4.674 | 4.674 | 4.674 | 4.674 | 4.674 | 4.674 | 4.674 | 4.674 | 4.674 | 13188.3548 | 1668.7137 | 0.00023203 | 21055.8414 | 11930.7084 | 666.1386 | 84.7703 | 14857.0684 | 750.9089 | 14106.1596 | 2175.4511 | TRUE
| 60641515 | GLE031 | GLE | 22KV | 23.4 | 1 | 43192.2035 | 50% | Three phase | 97.13 | 0.00017772 | 0.00019239 | 0.00020834 | 0.00022567 | 0.00024452 | 0.00026501 | 0.00028729 | 0.00031153 | 0.00033789 | 0.00036658 | 0.00039779 | 0.00043176 | 0.00046873 | 0.00050897 | 0.00055279 | 0.00060049 | 0.00065244 | 0.00070902 | 0.00076693 | 0.00076693 | 4.433 | 4.441 | 4.472 | 4.5085 | 4.522 | 4.5455 | 4.5885 | 4.6495 | 4.674 | 4.674 | 4.674 | 4.674 | 4.674 | 4.674 | 4.674 | 4.674 | 4.674 | 4.674 | 4.674 | 4.674 | 1120.3346 | 15.2769 | 2.5047e-05 | 2272.842 | 1287.8429 | 71.9054 | 0.98773 | 1135.6115 | 72.8931 | 1062.7184 | -225.1244 | FALSE
| 60641647 | GLE031 | GLE | 22KV | 527.74 | 1 | 43192.2035 | 50% | Three phase | 97.13 | 0.0040081 | 0.004339 | 0.0046987 | 0.0050896 | 0.0055146 | 0.0059768 | 0.0064793 | 0.0070259 | 0.0076205 | 0.0082675 | 0.0089714 | 0.0097375 | 0.010571 | 0.011479 | 0.012467 | 0.013543 | 0.014715 | 0.015991 | 0.017297 | 0.017297 | 4.433 | 4.441 | 4.472 | 4.5085 | 4.522 | 4.5455 | 4.5885 | 4.6495 | 4.674 | 4.674 | 4.674 | 4.674 | 4.674 | 4.674 | 4.674 | 4.674 | 4.674 | 4.674 | 4.674 | 4.674 | 25266.8962 | 7770.4274 | 0.00056488 | 51259.3862 | 29044.7092 | 1621.6809 | 502.3948 | 33037.3236 | 2124.0757 | 30913.2478 | 1868.5386 | TRUE
| 60641648 | GLE031 | GLE | 22KV | 31.87 | 1 | 43192.2035 | 50% | Three phase | 97.13 | 0.000371 | 0.00040066 | 0.00043279 | 0.00046761 | 0.00050534 | 0.00054622 | 0.00059054 | 0.00063857 | 0.00069065 | 0.00074711 | 0.00080834 | 0.00087474 | 0.00094675 | 0.0010249 | 0.0010445 | 0.0010445 | 0.0010445 | 0.0010445 | 0.0010445 | 0.0010445 | 4.433 | 4.441 | 4.472 | 4.5085 | 4.522 | 4.5455 | 4.5885 | 4.6495 | 4.674 | 4.674 | 4.674 | 4.674 | 4.674 | 4.674 | 4.674 | 4.674 | 4.674 | 4.674 | 4.674 | 4.674 | 2072.2439 | 38.5285 | 3.4113e-05 | 3095.5331 | 1753.998 | 97.9326 | 1.8322 | 2110.7724 | 99.7648 | 2011.0075 | 257.0096 | TRUE
| 60641754 | GLE031 | GLE | 22KV | 64.97 | 1 | 43192.2035 | 50% | Three phase | 97.13 | 0.00075631 | 0.00081678 | 0.00088229 | 0.00095327 | 0.0010302 | 0.0011135 | 0.0012039 | 0.0013018 | 0.001408 | 0.0015231 | 0.0016479 | 0.0017832 | 0.00193 | 0.0020893 | 0.0021294 | 0.0021294 | 0.0021294 | 0.0021294 | 0.0021294 | 0.0021294 | 4.433 | 4.441 | 4.472 | 4.5085 | 4.522 | 4.5455 | 4.5885 | 4.6495 | 4.674 | 4.674 | 4.674 | 4.674 | 4.674 | 4.674 | 4.674 | 4.674 | 4.674 | 4.674 | 4.674 | 4.674 | 4224.4646 | 160.1191 | 6.9542e-05 | 6310.5361 | 3575.6902 | 199.6449 | 7.6143 | 4384.5837 | 207.2592 | 4177.3245 | 601.6343 | TRUE
| 60641776 | GLE013 | GLE | 22KV | 183.34 | 0 | 43192.2035 | 100% | Three phase | 97.13 | 0.002254 | 0.0024868 | 0.0027446 | 0.0030303 | 0.0033468 | 0.0036975 | 0.0040863 | 0.0045174 | 0.0049953 | 0.0055254 | 0.0060089 | 0.0060089 | 0.0060089 | 0.0060089 | 0.0060089 | 0.0060089 | 0.0060089 | 0.0060089 | 0.0060089 | 0.0060089 | 12.272 | 12.66 | 13.105 | 13.521 | 13.836 | 14.184 | 14.648 | 15.159 | 15.513 | 15.513 | 15.513 | 15.513 | 15.513 | 15.513 | 15.513 | 15.513 | 15.513 | 15.513 | 15.513 | 15.513 | 42718.8735 | 1415.137 | 0.00019624 | 17807.8142 | 10090.3039 | 1787.859 | 60.6345 | 44134.0105 | 1848.4935 | 42285.517 | 32195.2131 | TRUE
| 60641835 | GLE013 | GLE | 22KV | 168.68 | 0 | 43192.2035 | 100% | Three phase | 97.13 | 0.0020737 | 0.0022879 | 0.0025252 | 0.002788 | 0.0030792 | 0.0034019 | 0.0037596 | 0.0041562 | 0.0045959 | 0.0050836 | 0.0055284 | 0.0055284 | 0.0055284 | 0.0055284 | 0.0055284 | 0.0055284 | 0.0055284 | 0.0055284 | 0.0055284 | 0.0055284 | 12.272 | 12.66 | 13.105 | 13.521 | 13.836 | 14.184 | 14.648 | 15.159 | 15.513 | 15.513 | 15.513 | 15.513 | 15.513 | 15.513 | 15.513 | 15.513 | 15.513 | 15.513 | 15.513 | 15.513 | 39303.0412 | 1197.8742 | 0.00018055 | 16383.8884 | 9283.4759 | 1644.9005 | 51.3254 | 40500.9155 | 1696.2259 | 38804.6896 | 29521.2137 | TRUE
| 60641879 | GL021 | GL | 22KV | 815.26 | 1 | 37042.7803 | 50% | Three phase | 97.13 | 0.0078302 | 0.0085516 | 0.0093426 | 0.01021 | 0.011161 | 0.012205 | 0.01335 | 0.014606 | 0.015985 | 0.017498 | 0.01916 | 0.020984 | 0.022988 | 0.025188 | 0.02672 | 0.02672 | 0.02672 | 0.02672 | 0.02672 | 0.02672 | 2.711 | 2.7525 | 2.8025 | 2.8495 | 2.868 | 2.8915 | 2.9415 | 3.0015 | 3.0285 | 3.0285 | 3.0285 | 3.0285 | 3.0285 | 3.0285 | 3.0285 | 3.0285 | 3.0285 | 3.0285 | 3.0285 | 3.0285 | 27291.0848 | 23505.3071 | 0.00087263 | 79186.2038 | 44868.6657 | 1374.0344 | 1198.9398 | 50796.3919 | 2572.9742 | 48223.4177 | 3354.752 | TRUE
| 60641928 | GLE013 | GLE | 22KV | 35.91 | 0 | 43192.2035 | 100% | Three phase | 97.13 | 0.00025976 | 0.00028844 | 0.00032046 | 0.00035621 | 0.00039615 | 0.00044076 | 0.00049062 | 0.00054635 | 0.00060867 | 0.00067836 | 0.00075632 | 0.00084355 | 0.00094116 | 0.0010504 | 0.0011728 | 0.0011769 | 0.0011769 | 0.0011769 | 0.0011769 | 0.0011769 | 12.272 | 12.66 | 13.105 | 13.521 | 13.836 | 14.184 | 14.648 | 15.159 | 15.513 | 15.513 | 15.513 | 15.513 | 15.513 | 15.513 | 15.513 | 15.513 | 15.513 | 15.513 | 15.513 | 15.513 | 6444.651 | 41.4688 | 3.8437e-05 | 3487.9383 | 1976.3435 | 350.1801 | 2.3261 | 6486.1197 | 352.5062 | 6133.6135 | 4157.27 | TRUE
| 60641933 | GLE013 | GLE | 22KV | 1012.73 | 0 | 43192.2035 | 100% | Single phase | 44.74 | 0.012745 | 0.013824 | 0.014999 | 0.016277 | 0.017669 | 0.019183 | 0.020833 | 0.022628 | 0.024584 | 0.026714 | 0.029034 | 0.031561 | 0.033192 | 0.033192 | 0.033192 | 0.033192 | 0.033192 | 0.033192 | 0.033192 | 0.033192 | 12.272 | 12.66 | 13.105 | 13.521 | 13.836 | 14.184 | 14.648 | 15.159 | 15.513 | 15.513 | 15.513 | 15.513 | 15.513 | 15.513 | 15.513 | 15.513 | 15.513 | 15.513 | 15.513 | 15.513 | 226719.8573 | 19123.1149 | 0.001084 | 45309.5402 | 25673.3941 | 9875.7416 | 852.1873 | 245842.9722 | 10727.9289 | 235115.0433 | 209441.6492 | TRUE
| 60641940 | GLE013 | GLE | 22KV | 24.21 | 0 | 43192.2035 | 100% | Three phase | 97.13 | 0.00031455 | 0.00034673 | 0.00038235 | 0.00042176 | 0.00046539 | 0.00051369 | 0.00056717 | 0.0006264 | 0.00069201 | 0.0007647 | 0.00079348 | 0.00079348 | 0.00079348 | 0.00079348 | 0.00079348 | 0.00079348 | 0.00079348 | 0.00079348 | 0.00079348 | 0.00079348 | 12.272 | 12.66 | 13.105 | 13.521 | 13.836 | 14.184 | 14.648 | 15.159 | 15.513 | 15.513 | 15.513 | 15.513 | 15.513 | 15.513 | 15.513 | 15.513 | 15.513 | 15.513 | 15.513 | 15.513 | 5768.008 | 25.2607 | 2.5914e-05 | 2351.5173 | 1332.422 | 236.0863 | 1.0573 | 5793.2687 | 237.1436 | 5556.1251 | 4223.703 | TRUE
| 60641951 | GLE013 | GLE | 22KV | 86.55 | 0 | 43192.2035 | 100% | Single phase | 44.74 | 0.00048187 | 0.00052411 | 0.00057027 | 0.00062073 | 0.0006759 | 0.00073623 | 0.00080222 | 0.00087441 | 0.00095341 | 0.0010399 | 0.0011345 | 0.0012381 | 0.0013515 | 0.0014757 | 0.0016118 | 0.0017609 | 0.0019242 | 0.0021031 | 0.0022993 | 0.0025142 | 12.272 | 12.66 | 13.105 | 13.521 | 13.836 | 14.184 | 14.648 | 15.159 | 15.513 | 15.513 | 15.513 | 15.513 | 15.513 | 15.513 | 15.513 | 15.513 | 15.513 | 15.513 | 15.513 | 15.513 | 10513.6841 | 75.274 | 9.264e-05 | 3872.247 | 2194.1013 | 844.0013 | 6.2242 | 10588.9581 | 850.2255 | 9738.7326 | 7544.6313 | TRUE
| 60641956 | GLE013 | GLE | 22KV | 239.63 | 0 | 43192.2035 | 100% | Three phase | 97.13 | 0.0029696 | 0.0031963 | 0.003441 | 0.0037052 | 0.0039904 | 0.0042984 | 0.004631 | 0.0049903 | 0.0053783 | 0.0057975 | 0.0062504 | 0.0067397 | 0.0072684 | 0.0078398 | 0.0078538 | 0.0078538 | 0.0078538 | 0.0078538 | 0.0078538 | 0.0078538 | 12.272 | 12.66 | 13.105 | 13.521 | 13.836 | 14.184 | 14.648 | 15.159 | 15.513 | 15.513 | 15.513 | 15.513 | 15.513 | 15.513 | 15.513 | 15.513 | 15.513 | 15.513 | 15.513 | 15.513 | 51545.5664 | 2233.8048 | 0.00025649 | 23275.2619 | 13188.2815 | 2336.7768 | 103.5828 | 53779.3712 | 2440.3596 | 51339.0117 | 38150.7302 | TRUE
| 60641958 | GLE013 | GLE | 22KV | 294.96 | 0 | 43192.2035 | 100% | Three phase | 97.13 | 0.0019193 | 0.0020839 | 0.0022633 | 0.0024589 | 0.0026724 | 0.0029053 | 0.0031595 | 0.0034369 | 0.0037397 | 0.0040703 | 0.0044313 | 0.0048257 | 0.0052564 | 0.0057269 | 0.006241 | 0.0068029 | 0.0074169 | 0.0080881 | 0.0088218 | 0.0096241 | 12.272 | 12.66 | 13.105 | 13.521 | 13.836 | 14.184 | 14.648 | 15.159 | 15.513 | 15.513 | 15.513 | 15.513 | 15.513 | 15.513 | 15.513 | 15.513 | 15.513 | 15.513 | 15.513 | 15.513 | 40918.9255 | 2168.8096 | 0.00031572 | 28649.4648 | 16233.4245 | 2876.333 | 156.9392 | 43087.7351 | 3033.2722 | 40054.4629 | 23821.0384 | TRUE
| 60641968 | GLE024 | GLE | 22KV | 483.45 | 1 | 43192.2035 | 50% | Three phase | 97.13 | 0.0024757 | 0.0027202 | 0.0029904 | 0.0032889 | 0.003619 | 0.003984 | 0.0043877 | 0.0048344 | 0.0053287 | 0.0058758 | 0.0064816 | 0.0071524 | 0.0078954 | 0.0087185 | 0.0096306 | 0.010641 | 0.011762 | 0.013004 | 0.014381 | 0.015845 | 5.3295 | 5.3725 | 5.434 | 5.478 | 5.495 | 5.5215 | 5.5845 | 5.6555 | 5.681 | 5.681 | 5.681 | 5.681 | 5.681 | 5.681 | 5.681 | 5.681 | 5.681 | 5.681 | 5.681 | 5.681 | 22890.6115 | 5300.9247 | 0.00051747 | 46957.4985 | 26607.1639 | 1803.8782 | 421.6074 | 28191.5363 | 2225.4856 | 25966.0507 | -641.1133 | FALSE
| 60641973 | GLE024 | GLE | 22KV | 722.69 | 1 | 43192.2035 | 50% | Three phase | 97.13 | 0.0070232 | 0.0076014 | 0.0082293 | 0.0089114 | 0.0096525 | 0.010458 | 0.011333 | 0.012284 | 0.013317 | 0.014441 | 0.015663 | 0.016991 | 0.018436 | 0.020008 | 0.021717 | 0.023577 | 0.023686 | 0.023686 | 0.023686 | 0.023686 | 5.3295 | 5.3725 | 5.434 | 5.478 | 5.495 | 5.5215 | 5.5845 | 5.6555 | 5.681 | 5.681 | 5.681 | 5.681 | 5.681 | 5.681 | 5.681 | 5.681 | 5.681 | 5.681 | 5.681 | 5.681 | 51099.7952 | 17722.1233 | 0.00077354 | 70194.8797 | 39773.9814 | 2696.5451 | 942.1264 | 68821.9186 | 3638.6715 | 65183.247 | 25409.2656 | TRUE
| 60641995 | GLE013 | GLE | 22KV | 15.26 | 0 | 43192.2035 | 100% | Single phase | 44.74 | 0.00016545 | 0.00018001 | 0.0001959 | 0.00021326 | 0.00023221 | 0.00025292 | 0.00027554 | 0.00030025 | 0.00032726 | 0.00035678 | 0.00038905 | 0.00042433 | 0.00046289 | 0.00050014 | 0.00050014 | 0.00050014 | 0.00050014 | 0.00050014 | 0.00050014 | 0.00050014 | 12.272 | 12.66 | 13.105 | 13.521 | 13.836 | 14.184 | 14.648 | 15.159 | 15.513 | 15.513 | 15.513 | 15.513 | 15.513 | 15.513 | 15.513 | 15.513 | 15.513 | 15.513 | 15.513 | 15.513 | 3174.0846 | 4.0241 | 1.6334e-05 | 682.7324 | 386.8514 | 148.8095 | 0.19349 | 3178.1087 | 149.003 | 3029.1058 | 2642.2544 | TRUE
| 60642017 | GLE024 | GLE | 22KV | 1075.31 | 1 | 43192.2035 | 50% | Three phase | 97.13 | 0.01045 | 0.01131 | 0.012245 | 0.01326 | 0.014362 | 0.01556 | 0.016862 | 0.018277 | 0.019815 | 0.021487 | 0.023305 | 0.025282 | 0.027432 | 0.02977 | 0.032314 | 0.035081 | 0.035243 | 0.035243 | 0.035243 | 0.035243 | 5.3295 | 5.3725 | 5.434 | 5.478 | 5.495 | 5.5215 | 5.5845 | 5.6555 | 5.681 | 5.681 | 5.681 | 5.681 | 5.681 | 5.681 | 5.681 | 5.681 | 5.681 | 5.681 | 5.681 | 5.681 | 76032.7676 | 39235.4857 | 0.001151 | 104444.8603 | 59180.7828 | 4012.2624 | 2085.7991 | 115268.2533 | 6098.0615 | 109170.1918 | 49989.409 | TRUE
| 60642043 | GLE013 | GLE | 22KV | 296.9 | 0 | 43192.2035 | 100% | Three phase | 97.13 | 0.0037187 | 0.0040242 | 0.0043557 | 0.0047157 | 0.0051064 | 0.0055308 | 0.0059917 | 0.0064922 | 0.007036 | 0.0076268 | 0.0082686 | 0.0089661 | 0.0097241 | 0.0097308 | 0.0097308 | 0.0097308 | 0.0097308 | 0.0097308 | 0.0097308 | 0.0097308 | 12.272 | 12.66 | 13.105 | 13.521 | 13.836 | 14.184 | 14.648 | 15.159 | 15.513 | 15.513 | 15.513 | 15.513 | 15.513 | 15.513 | 15.513 | 15.513 | 15.513 | 15.513 | 15.513 | 15.513 | 65746.7556 | 3529.5481 | 0.00031779 | 28837.897 | 16340.1944 | 2895.2511 | 159.0104 | 69276.3037 | 3054.2615 | 66222.0422 | 49881.8478 | TRUE
| 60642914 | DDL013 | DDL | 22KV | 728.07 | 2 | 36243.9558 | 33.33% | Three phase | 97.13 | 0.0069558 | 0.0074638 | 0.0080106 | 0.0085993 | 0.0092331 | 0.0099155 | 0.01065 | 0.011442 | 0.012294 | 0.013213 | 0.014202 | 0.015268 | 0.016417 | 0.017654 | 0.018988 | 0.020426 | 0.021976 | 0.023647 | 0.023862 | 0.023862 | 3.7003 | 3.804 | 3.9357 | 4.0647 | 4.139 | 4.2287 | 4.35 | 4.5247 | 4.6567 | 4.6567 | 4.6567 | 4.6567 | 4.6567 | 4.6567 | 4.6567 | 4.6567 | 4.6567 | 4.6567 | 4.6567 | 4.6567 | 31987.4408 | 16698.9512 | 0.0007793 | 70717.4391 | 40070.0752 | 1786.484 | 956.2058 | 48686.392 | 2742.6898 | 45943.7021 | 5873.627 | TRUE
| 60643040 | DDL021 | DDL | 22KV | 1629.41 | 1 | 36243.9558 | 50% | Three phase | 97.13 | 0.01565 | 0.017092 | 0.018672 | 0.020406 | 0.022307 | 0.024393 | 0.026681 | 0.029192 | 0.031948 | 0.034973 | 0.038294 | 0.04194 | 0.045945 | 0.050343 | 0.053404 | 0.053404 | 0.053404 | 0.053404 | 0.053404 | 0.053404 | 4.456 | 4.577 | 4.7225 | 4.874 | 5 | 5.1225 | 5.2285 | 5.3895 | 5.5195 | 5.5195 | 5.5195 | 5.5195 | 5.5195 | 5.5195 | 5.5195 | 5.5195 | 5.5195 | 5.5195 | 5.5195 | 5.5195 | 95854.784 | 93893.2595 | 0.0017441 | 158264.5933 | 89676.2415 | 4769.691 | 4789.2318 | 189748.0435 | 9558.9228 | 180189.1207 | 90512.8792 | TRUE
| 60643045 | DDL014 | DDL | 22KV | 1073.5 | 1 | 36243.9558 | 50% | Three phase | 97.13 | 0.006199 | 0.0066767 | 0.0071934 | 0.0077522 | 0.0083569 | 0.0090112 | 0.0097193 | 0.010486 | 0.011316 | 0.012214 | 0.013187 | 0.01424 | 0.015382 | 0.016618 | 0.017957 | 0.019409 | 0.020982 | 0.022686 | 0.024534 | 0.026538 | 1.4125 | 1.434 | 1.459 | 1.4855 | 1.4955 | 1.5085 | 1.535 | 1.57 | 1.588 | 1.588 | 1.588 | 1.588 | 1.588 | 1.588 | 1.588 | 1.588 | 1.588 | 1.588 | 1.588 | 1.588 | 10511.4536 | 23278.0587 | 0.001149 | 104269.055 | 59081.1676 | 925.8487 | 2078.7832 | 33789.5123 | 3004.6319 | 30784.8804 | -28296.2872 | FALSE
| 60643053 | DDL013 | DDL | 22KV | 643.83 | 2 | 36243.9558 | 33.33% | Three phase | 97.13 | 0.0061877 | 0.0066596 | 0.0071691 | 0.0077193 | 0.0083135 | 0.0089554 | 0.0096489 | 0.010398 | 0.011208 | 0.012082 | 0.013028 | 0.01405 | 0.015155 | 0.016349 | 0.017641 | 0.019037 | 0.020547 | 0.021101 | 0.021101 | 0.021101 | 3.7003 | 3.804 | 3.9357 | 4.0647 | 4.139 | 4.2287 | 4.35 | 4.5247 | 4.6567 | 4.6567 | 4.6567 | 4.6567 | 4.6567 | 4.6567 | 4.6567 | 4.6567 | 4.6567 | 4.6567 | 4.6567 | 4.6567 | 29096.7835 | 13425.2985 | 0.00068913 | 62535.2079 | 35433.8408 | 1579.7822 | 747.7347 | 42522.082 | 2327.5168 | 40194.5651 | 4760.7243 | TRUE
| 60643054 | DDL013 | DDL | 22KV | 539.27 | 2 | 36243.9558 | 33.33% | Three phase | 97.13 | 0.005162 | 0.0055444 | 0.0059564 | 0.0064004 | 0.0068789 | 0.0073947 | 0.0079507 | 0.0085501 | 0.0091964 | 0.0098934 | 0.010645 | 0.011456 | 0.01233 | 0.013273 | 0.014291 | 0.015389 | 0.016574 | 0.017674 | 0.017674 | 0.017674 | 3.7003 | 3.804 | 3.9357 | 4.0647 | 4.139 | 4.2287 | 4.35 | 4.5247 | 4.6567 | 4.6567 | 4.6567 | 4.6567 | 4.6567 | 4.6567 | 4.6567 | 4.6567 | 4.6567 | 4.6567 | 4.6567 | 4.6567 | 23919.5646 | 9247.3114 | 0.00057722 | 52379.2951 | 29679.2746 | 1323.2206 | 524.5871 | 33166.8759 | 1847.8077 | 31319.0682 | 1639.7936 | TRUE
| 60644957 | GLE013 | GLE | 22KV | 244.89 | 0 | 43192.2035 | 100% | Three phase | 97.13 | 0.0019949 | 0.0022154 | 0.0024614 | 0.002736 | 0.0030427 | 0.0033853 | 0.003768 | 0.0041957 | 0.0046738 | 0.0052083 | 0.005806 | 0.0064746 | 0.0072225 | 0.0080262 | 0.0080262 | 0.0080262 | 0.0080262 | 0.0080262 | 0.0080262 | 0.0080262 | 12.272 | 12.66 | 13.105 | 13.521 | 13.836 | 14.184 | 14.648 | 15.159 | 15.513 | 15.513 | 15.513 | 15.513 | 15.513 | 15.513 | 15.513 | 15.513 | 15.513 | 15.513 | 15.513 | 15.513 | 47212.2781 | 2074.6552 | 0.00026212 | 23786.1657 | 13477.771 | 2388.0702 | 108.1801 | 49286.9334 | 2496.2503 | 46790.6831 | 33312.9121 | TRUE
| 60644961 | GLE013 | GLE | 22KV | 699.94 | 0 | 43192.2035 | 100% | Three phase | 97.13 | 0.0090939 | 0.010025 | 0.011054 | 0.012194 | 0.013455 | 0.014851 | 0.016398 | 0.01811 | 0.020007 | 0.022108 | 0.02294 | 0.02294 | 0.02294 | 0.02294 | 0.02294 | 0.02294 | 0.02294 | 0.02294 | 0.02294 | 0.02294 | 12.272 | 12.66 | 13.105 | 13.521 | 13.836 | 14.184 | 14.648 | 15.159 | 15.513 | 15.513 | 15.513 | 15.513 | 15.513 | 15.513 | 15.513 | 15.513 | 15.513 | 15.513 | 15.513 | 15.513 | 166759.996 | 21114.353 | 0.00074919 | 67985.1722 | 38521.9119 | 6825.5375 | 883.7445 | 187874.349 | 7709.282 | 180165.067 | 141643.1551 | TRUE
| 60645059 | GLE013 | GLE | 22KV | 25.99 | 0 | 43192.2035 | 100% | Three phase | 97.13 | 0.00032787 | 0.00035609 | 0.00038683 | 0.00042033 | 0.00045684 | 0.00049663 | 0.00054001 | 0.00058731 | 0.00063889 | 0.00069514 | 0.00075649 | 0.00082342 | 0.00085182 | 0.00085182 | 0.00085182 | 0.00085182 | 0.00085182 | 0.00085182 | 0.00085182 | 0.00085182 | 12.272 | 12.66 | 13.105 | 13.521 | 13.836 | 14.184 | 14.648 | 15.159 | 15.513 | 15.513 | 15.513 | 15.513 | 15.513 | 15.513 | 15.513 | 15.513 | 15.513 | 15.513 | 15.513 | 15.513 | 5851.8102 | 27.4997 | 2.7819e-05 | 2524.4087 | 1430.3862 | 253.4442 | 1.2185 | 5879.3099 | 254.6627 | 5624.6472 | 4194.2611 | TRUE
| 60645213 | GLE013 | GLE | 22KV | 956.95 | 0 | 43192.2035 | 100% | Single phase | 44.74 | 0.011883 | 0.012803 | 0.013797 | 0.014872 | 0.016033 | 0.017289 | 0.018646 | 0.020113 | 0.0217 | 0.023416 | 0.025271 | 0.027279 | 0.02945 | 0.031364 | 0.031364 | 0.031364 | 0.031364 | 0.031364 | 0.031364 | 0.031364 | 12.272 | 12.66 | 13.105 | 13.521 | 13.836 | 14.184 | 14.648 | 15.159 | 15.513 | 15.513 | 15.513 | 15.513 | 15.513 | 15.513 | 15.513 | 15.513 | 15.513 | 15.513 | 15.513 | 15.513 | 206983.6739 | 16499.2882 | 0.0010243 | 42813.943 | 24259.3331 | 9331.7972 | 760.8976 | 223482.9621 | 10092.6947 | 213390.2674 | 189130.9343 | TRUE
| 60645284 | GLE013 | GLE | 22KV | 891.6 | 0 | 43192.2035 | 100% | Three phase | 97.13 | 0.011248 | 0.012216 | 0.01327 | 0.01442 | 0.015672 | 0.017037 | 0.018525 | 0.020148 | 0.021918 | 0.023847 | 0.025952 | 0.028248 | 0.029222 | 0.029222 | 0.029222 | 0.029222 | 0.029222 | 0.029222 | 0.029222 | 0.029222 | 12.272 | 12.66 | 13.105 | 13.521 | 13.836 | 14.184 | 14.648 | 15.159 | 15.513 | 15.513 | 15.513 | 15.513 | 15.513 | 15.513 | 15.513 | 15.513 | 15.513 | 15.513 | 15.513 | 15.513 | 200749.2865 | 32363.5073 | 0.00095434 | 86601.108 | 49070.1155 | 8694.5299 | 1433.987 | 233112.7938 | 10128.5169 | 222984.2769 | 173914.1613 | TRUE
| 60645286 | GLE013 | GLE | 22KV | 1527.75 | 0 | 43192.2035 | 100% | Single phase | 44.74 | 0.019226 | 0.020854 | 0.022626 | 0.024555 | 0.026654 | 0.028939 | 0.031427 | 0.034136 | 0.037086 | 0.040299 | 0.043799 | 0.047612 | 0.050072 | 0.050072 | 0.050072 | 0.050072 | 0.050072 | 0.050072 | 0.050072 | 0.050072 | 12.272 | 12.66 | 13.105 | 13.521 | 13.836 | 14.184 | 14.648 | 15.159 | 15.513 | 15.513 | 15.513 | 15.513 | 15.513 | 15.513 | 15.513 | 15.513 | 15.513 | 15.513 | 15.513 | 15.513 | 342017.3808 | 43518.6954 | 0.0016353 | 68351.535 | 38729.5012 | 14898.0126 | 1939.3325 | 385536.0762 | 16837.3451 | 368698.7311 | 329969.2299 | TRUE
| 60645455 | GL015 | GL | 22KV | 239.64 | 1 | 37042.7803 | 50% | Covered | 390 | 0.0029757 | 0.0032062 | 0.0034551 | 0.0037242 | 0.004015 | 0.0043294 | 0.0046693 | 0.0050367 | 0.0054341 | 0.0058638 | 0.0063285 | 0.0068311 | 0.0073749 | 0.0078541 | 0.0078541 | 0.0078541 | 0.0078541 | 0.0078541 | 0.0078541 | 0.0078541 | 2.3765 | 2.426 | 2.492 | 2.5485 | 2.5885 | 2.636 | 2.697 | 2.777 | 2.8155 | 2.8155 | 2.8155 | 2.8155 | 2.8155 | 2.8155 | 2.8155 | 2.8155 | 2.8155 | 2.8155 | 2.8155 | 2.8155 | 8150.5824 | 9019.3235 | 0.0002565 | 93459.6 | 52956.2898 | 369.6758 | 415.9441 | 17169.9059 | 785.6199 | 16384.2861 | -36572.0037 | FALSE
| 60645522 | GLE013 | GLE | 22KV | 136.46 | 0 | 43192.2035 | 100% | Three phase | 97.13 | 0.0017092 | 0.0018496 | 0.002002 | 0.0021674 | 0.002347 | 0.002542 | 0.0027539 | 0.0029839 | 0.0032339 | 0.0035054 | 0.0038004 | 0.004121 | 0.0044694 | 0.0044724 | 0.0044724 | 0.0044724 | 0.0044724 | 0.0044724 | 0.0044724 | 0.0044724 | 12.272 | 12.66 | 13.105 | 13.521 | 13.836 | 14.184 | 14.648 | 15.159 | 15.513 | 15.513 | 15.513 | 15.513 | 15.513 | 15.513 | 15.513 | 15.513 | 15.513 | 15.513 | 15.513 | 15.513 | 30218.2629 | 745.6061 | 0.00014606 | 13254.3598 | 7510.2153 | 1330.7038 | 33.5905 | 30963.869 | 1364.2943 | 29599.5747 | 22089.3594 | TRUE
| 60645524 | GLE013 | GLE | 22KV | 1818.56 | 0 | 43192.2035 | 100% | Single phase | 44.74 | 0.019717 | 0.021452 | 0.023346 | 0.025414 | 0.027673 | 0.030141 | 0.032836 | 0.035782 | 0.039 | 0.042518 | 0.046364 | 0.050568 | 0.055164 | 0.059603 | 0.059603 | 0.059603 | 0.059603 | 0.059603 | 0.059603 | 0.059603 | 12.272 | 12.66 | 13.105 | 13.521 | 13.836 | 14.184 | 14.648 | 15.159 | 15.513 | 15.513 | 15.513 | 15.513 | 15.513 | 15.513 | 15.513 | 15.513 | 15.513 | 15.513 | 15.513 | 15.513 | 378261.0311 | 57149.9144 | 0.0019465 | 81362.3744 | 46101.7325 | 17733.8764 | 2747.9129 | 435410.9454 | 20481.7893 | 414929.1561 | 368827.4236 | TRUE
| 60645615 | GLE013 | GLE | 22KV | 677.32 | 0 | 43192.2035 | 100% | Single phase | 44.74 | 0.0073437 | 0.0079898 | 0.0086953 | 0.0094656 | 0.010307 | 0.011226 | 0.01223 | 0.013327 | 0.014526 | 0.015836 | 0.017268 | 0.018834 | 0.020546 | 0.022199 | 0.022199 | 0.022199 | 0.022199 | 0.022199 | 0.022199 | 0.022199 | 12.272 | 12.66 | 13.105 | 13.521 | 13.836 | 14.184 | 14.648 | 15.159 | 15.513 | 15.513 | 15.513 | 15.513 | 15.513 | 15.513 | 15.513 | 15.513 | 15.513 | 15.513 | 15.513 | 15.513 | 140882.7652 | 7927.7166 | 0.00072498 | 30303.2968 | 17170.5225 | 6604.9562 | 381.1847 | 148810.4818 | 6986.141 | 141824.3409 | 124653.8183 | TRUE
| 60645697 | GL015 | GL | 22KV | 869.58 | 1 | 37042.7803 | 50% | Covered | 390 | 0.010798 | 0.011634 | 0.012538 | 0.013514 | 0.014569 | 0.01571 | 0.016943 | 0.018277 | 0.019719 | 0.021278 | 0.022964 | 0.024788 | 0.026761 | 0.0285 | 0.0285 | 0.0285 | 0.0285 | 0.0285 | 0.0285 | 0.0285 | 2.3765 | 2.426 | 2.492 | 2.5485 | 2.5885 | 2.636 | 2.697 | 2.777 | 2.8155 | 2.8155 | 2.8155 | 2.8155 | 2.8155 | 2.8155 | 2.8155 | 2.8155 | 2.8155 | 2.8155 | 2.8155 | 2.8155 | 29575.9616 | 118761.1593 | 0.00093077 | 339136.2 | 192162.1201 | 1341.4399 | 5476.9075 | 148337.1209 | 6818.3474 | 141518.7735 | -50643.3466 | FALSE
| 60645800 | GLE013 | GLE | 22KV | 36.81 | 0 | 43192.2035 | 100% | Three phase | 97.13 | 0.00027017 | 0.00030295 | 0.00033992 | 0.00038162 | 0.00042869 | 0.00048182 | 0.00054183 | 0.0006096 | 0.00068619 | 0.00077274 | 0.0008706 | 0.00098125 | 0.0011064 | 0.0012064 | 0.0012064 | 0.0012064 | 0.0012064 | 0.0012064 | 0.0012064 | 0.0012064 | 12.272 | 12.66 | 13.105 | 13.521 | 13.836 | 14.184 | 14.648 | 15.159 | 15.513 | 15.513 | 15.513 | 15.513 | 15.513 | 15.513 | 15.513 | 15.513 | 15.513 | 15.513 | 15.513 | 15.513 | 6981.7161 | 46.0314 | 3.94e-05 | 3575.3553 | 2025.8759 | 358.9565 | 2.4442 | 7027.7475 | 361.4007 | 6666.3467 | 4640.4708 | TRUE
| 60645808 | GLE013 | GLE | 22KV | 2713.45 | 0 | 43192.2035 | 100% | Three phase | 97.13 | 0.020046 | 0.021807 | 0.02373 | 0.025831 | 0.028128 | 0.030638 | 0.033382 | 0.036382 | 0.039663 | 0.043251 | 0.047177 | 0.051472 | 0.056171 | 0.061314 | 0.066944 | 0.073106 | 0.079853 | 0.087241 | 0.088933 | 0.088933 | 12.272 | 12.66 | 13.105 | 13.521 | 13.836 | 14.184 | 14.648 | 15.159 | 15.513 | 15.513 | 15.513 | 15.513 | 15.513 | 15.513 | 15.513 | 15.513 | 15.513 | 15.513 | 15.513 | 15.513 | 429304.9425 | 209328.0552 | 0.0029044 | 263557.3985 | 149337.4887 | 26460.4891 | 13281.5496 | 638632.9977 | 39742.0387 | 598890.959 | 449553.4703 | TRUE
| 60645947 | GL015 | GL | 22KV | 91.07 | 1 | 37042.7803 | 50% | Three phase | 97.13 | 0.00052375 | 0.00057263 | 0.00062635 | 0.00068539 | 0.00075029 | 0.00082166 | 0.00090015 | 0.0009865 | 0.0010815 | 0.0011861 | 0.0013011 | 0.0014279 | 0.0015674 | 0.001721 | 0.0018903 | 0.0020767 | 0.0022822 | 0.0025086 | 0.0027582 | 0.0029848 | 2.3765 | 2.426 | 2.492 | 2.5485 | 2.5885 | 2.636 | 2.697 | 2.777 | 2.8155 | 2.8155 | 2.8155 | 2.8155 | 2.8155 | 2.8155 | 2.8155 | 2.8155 | 2.8155 | 2.8155 | 2.8155 | 2.8155 | 1906.7243 | 198.4669 | 9.7478e-05 | 8845.6291 | 5012.1304 | 140.4873 | 14.9608 | 2105.1912 | 155.4481 | 1949.7431 | -3062.3873 | FALSE
| 60646026 | GL012 | GL | 22KV | 33.17 | 0 | 37042.7803 | 100% | Three phase | 97.13 | 0.0003091 | 0.00033255 | 0.00035786 | 0.00038517 | 0.00041467 | 0.00044651 | 0.00048091 | 0.00051805 | 0.00055817 | 0.00060152 | 0.00064834 | 0.00069894 | 0.00075362 | 0.00081272 | 0.00087659 | 0.00094563 | 0.0010203 | 0.0010871 | 0.0010871 | 0.0010871 | 2.28 | 2.3 | 2.33 | 2.353 | 2.366 | 2.386 | 2.413 | 2.456 | 2.48 | 2.48 | 2.48 | 2.48 | 2.48 | 2.48 | 2.48 | 2.48 | 2.48 | 2.48 | 2.48 | 2.48 | 811.6874 | 34.6598 | 3.5504e-05 | 3221.8021 | 1825.5448 | 46.0217 | 1.9847 | 846.3473 | 48.0064 | 798.3409 | -1027.2039 | FALSE
| 60646069 | GL014 | GL | 22KV | 251.57 | 0 | 37042.7803 | 100% | Three phase | 97.13 | 0.0023894 | 0.0025948 | 0.0028188 | 0.0030629 | 0.003329 | 0.0036193 | 0.0039358 | 0.0042811 | 0.0046578 | 0.0050688 | 0.0055173 | 0.0060068 | 0.0065411 | 0.0071244 | 0.0077613 | 0.0082451 | 0.0082451 | 0.0082451 | 0.0082451 | 0.0082451 | 4.49 | 4.573 | 4.679 | 4.775 | 4.855 | 4.935 | 5.031 | 5.17 | 5.253 | 5.253 | 5.253 | 5.253 | 5.253 | 5.253 | 5.253 | 5.253 | 5.253 | 5.253 | 5.253 | 5.253 | 13955.1368 | 2154.8639 | 0.00026927 | 24434.9941 | 13845.4116 | 725.7616 | 114.1623 | 16110.0007 | 839.9239 | 15270.0767 | 1424.6652 | TRUE
| 60646070 | GL014 | GL | 22KV | 12.86 | 0 | 37042.7803 | 100% | Three phase | 97.13 | 0.00016107 | 0.0001743 | 0.00018866 | 0.00020425 | 0.00022118 | 0.00023956 | 0.00025952 | 0.00028121 | 0.00030476 | 0.00033035 | 0.00035815 | 0.00038836 | 0.00042119 | 0.00042148 | 0.00042148 | 0.00042148 | 0.00042148 | 0.00042148 | 0.00042148 | 0.00042148 | 4.49 | 4.573 | 4.679 | 4.775 | 4.855 | 4.935 | 5.031 | 5.17 | 5.253 | 5.253 | 5.253 | 5.253 | 5.253 | 5.253 | 5.253 | 5.253 | 5.253 | 5.253 | 5.253 | 5.253 | 836.6036 | 6.6219 | 1.3765e-05 | 1249.0918 | 707.7632 | 37.1002 | 0.29832 | 843.2255 | 37.3985 | 805.827 | 98.0638 | TRUE
| 60646096 | GL012 | GL | 22KV | 198.86 | 0 | 37042.7803 | 100% | Three phase | 97.13 | 0.0018531 | 0.0019937 | 0.0021454 | 0.0023092 | 0.002486 | 0.0026769 | 0.0028831 | 0.0031058 | 0.0033463 | 0.0036062 | 0.0038869 | 0.0041903 | 0.0045181 | 0.0048724 | 0.0052553 | 0.0056692 | 0.0061167 | 0.0065176 | 0.0065176 | 0.0065176 | 2.28 | 2.3 | 2.33 | 2.353 | 2.366 | 2.386 | 2.413 | 2.456 | 2.48 | 2.48 | 2.48 | 2.48 | 2.48 | 2.48 | 2.48 | 2.48 | 2.48 | 2.48 | 2.48 | 2.48 | 4866.2093 | 1245.7486 | 0.00021285 | 19315.2718 | 10944.463 | 275.908 | 71.3346 | 6111.9579 | 347.2425 | 5764.7154 | -5179.7476 | FALSE
| 60646212 | GL014 | GL | 22KV | 12.34 | 0 | 37042.7803 | 100% | Three phase | 97.13 | 0.0001172 | 0.00012728 | 0.00013827 | 0.00015024 | 0.0001633 | 0.00017753 | 0.00019306 | 0.00021 | 0.00022847 | 0.00024863 | 0.00027063 | 0.00029465 | 0.00032086 | 0.00034947 | 0.00038071 | 0.00040444 | 0.00040444 | 0.00040444 | 0.00040444 | 0.00040444 | 4.49 | 4.573 | 4.679 | 4.775 | 4.855 | 4.935 | 5.031 | 5.17 | 5.253 | 5.253 | 5.253 | 5.253 | 5.253 | 5.253 | 5.253 | 5.253 | 5.253 | 5.253 | 5.253 | 5.253 | 684.5267 | 5.1848 | 1.3208e-05 | 1198.5842 | 679.1445 | 35.6 | 0.27469 | 689.7115 | 35.8747 | 653.8368 | -25.3077 | FALSE
| 60646214 | GL014 | GL | 22KV | 23.37 | 0 | 37042.7803 | 100% | Three phase | 97.13 | 0.00022197 | 0.00024105 | 0.00026185 | 0.00028453 | 0.00030926 | 0.00033622 | 0.00036562 | 0.0003977 | 0.00043269 | 0.00047087 | 0.00051254 | 0.00055801 | 0.00060765 | 0.00066184 | 0.000721 | 0.00076595 | 0.00076595 | 0.00076595 | 0.00076595 | 0.00076595 | 4.49 | 4.573 | 4.679 | 4.775 | 4.855 | 4.935 | 5.031 | 5.17 | 5.253 | 5.253 | 5.253 | 5.253 | 5.253 | 5.253 | 5.253 | 5.253 | 5.253 | 5.253 | 5.253 | 5.253 | 1296.3849 | 18.596 | 2.5014e-05 | 2269.9281 | 1286.1918 | 67.4208 | 0.9852 | 1314.9809 | 68.406 | 1246.5749 | -39.6169 | FALSE
| 60646508 | GCY024 | GCY | 22KV | 43.06 | 2 | 45326.5658 | 33.33% | Three phase | 97.13 | 0.00039881 | 0.00043188 | 0.00046782 | 0.00050688 | 0.00054934 | 0.00059551 | 0.00064571 | 0.00070031 | 0.0007597 | 0.00082431 | 0.00089461 | 0.0009711 | 0.0010543 | 0.001145 | 0.0012436 | 0.0013509 | 0.0014113 | 0.0014113 | 0.0014113 | 0.0014113 | 2.416 | 2.427 | 2.4467 | 2.462 | 2.4753 | 2.4907 | 2.5117 | 2.5427 | 2.557 | 2.557 | 2.557 | 2.557 | 2.557 | 2.557 | 2.557 | 2.557 | 2.557 | 2.557 | 2.557 | 2.557 | 1392.8049 | 60.9043 | 4.609e-05 | 4182.4178 | 2369.851 | 75.9429 | 3.3447 | 1453.7092 | 79.2875 | 1374.4217 | -995.4294 | FALSE
| 60646512 | GLE013 | GLE | 22KV | 147.68 | 0 | 43192.2035 | 100% | Three phase | 97.13 | 0.001203 | 0.001336 | 0.0014843 | 0.00165 | 0.0018349 | 0.0020415 | 0.0022723 | 0.0025302 | 0.0028185 | 0.0031409 | 0.0035013 | 0.0039045 | 0.0043555 | 0.0048402 | 0.0048402 | 0.0048402 | 0.0048402 | 0.0048402 | 0.0048402 | 0.0048402 | 12.272 | 12.66 | 13.105 | 13.521 | 13.836 | 14.184 | 14.648 | 15.159 | 15.513 | 15.513 | 15.513 | 15.513 | 15.513 | 15.513 | 15.513 | 15.513 | 15.513 | 15.513 | 15.513 | 15.513 | 28471.188 | 754.4791 | 0.00015807 | 14344.1584 | 8127.7194 | 1440.1168 | 39.3413 | 29225.6671 | 1479.4581 | 27746.209 | 19618.4895 | TRUE
| 60646525 | GLE013 | GLE | 22KV | 665.29 | 0 | 43192.2035 | 100% | Three phase | 97.13 | 0.0080709 | 0.0088449 | 0.0096962 | 0.010633 | 0.011663 | 0.012797 | 0.014045 | 0.015419 | 0.016931 | 0.018597 | 0.020431 | 0.021805 | 0.021805 | 0.021805 | 0.021805 | 0.021805 | 0.021805 | 0.021805 | 0.021805 | 0.021805 | 12.272 | 12.66 | 13.105 | 13.521 | 13.836 | 14.184 | 14.648 | 15.159 | 15.513 | 15.513 | 15.513 | 15.513 | 15.513 | 15.513 | 15.513 | 15.513 | 15.513 | 15.513 | 15.513 | 15.513 | 151149.8787 | 18165.5296 | 0.0007121 | 64619.6177 | 36614.9138 | 6487.6444 | 798.4121 | 169315.4082 | 7286.0565 | 162029.3517 | 125414.4379 | TRUE
| 60646546 | GLE013 | GLE | 22KV | 20.04 | 0 | 43192.2035 | 100% | Single phase | 44.74 | 0.00014805 | 0.00016105 | 0.00017526 | 0.00019078 | 0.00020774 | 0.00022627 | 0.00024654 | 0.0002687 | 0.00029293 | 0.00031943 | 0.00034842 | 0.00038014 | 0.00041485 | 0.00045283 | 0.00049441 | 0.00053992 | 0.00058975 | 0.00064431 | 0.00065681 | 0.00065681 | 12.272 | 12.66 | 13.105 | 13.521 | 13.836 | 14.184 | 14.648 | 15.159 | 15.513 | 15.513 | 15.513 | 15.513 | 15.513 | 15.513 | 15.513 | 15.513 | 15.513 | 15.513 | 15.513 | 15.513 | 3170.6024 | 5.2592 | 2.145e-05 | 896.5896 | 508.0276 | 195.4221 | 0.33369 | 3175.8616 | 195.7558 | 2980.1058 | 2472.0782 | TRUE
| 60646605 | GCY024 | GCY | 22KV | 47.51 | 2 | 45326.5658 | 33.33% | Three phase | 97.13 | 0.00045245 | 0.00049201 | 0.00053519 | 0.00058233 | 0.0006338 | 0.00069 | 0.00075139 | 0.00081845 | 0.00089171 | 0.00097175 | 0.0010592 | 0.0011548 | 0.0012594 | 0.0013736 | 0.0014985 | 0.0015571 | 0.0015571 | 0.0015571 | 0.0015571 | 0.0015571 | 2.416 | 2.427 | 2.4467 | 2.462 | 2.4753 | 2.4907 | 2.5117 | 2.5427 | 2.557 | 2.557 | 2.557 | 2.557 | 2.557 | 2.557 | 2.557 | 2.557 | 2.557 | 2.557 | 2.557 | 2.557 | 1608.1497 | 77.5832 | 5.0853e-05 | 4614.6463 | 2614.7613 | 83.7911 | 4.0717 | 1685.7329 | 87.8628 | 1597.8701 | -1016.8912 | FALSE
| 60647011 | GL014 | GL | 22KV | 243.54 | 0 | 37042.7803 | 100% | Three phase | 97.13 | 0.0030966 | 0.0033764 | 0.0036825 | 0.0040175 | 0.0043841 | 0.0047853 | 0.0052246 | 0.0057055 | 0.0062321 | 0.0068087 | 0.0074404 | 0.007982 | 0.007982 | 0.007982 | 0.007982 | 0.007982 | 0.007982 | 0.007982 | 0.007982 | 0.007982 | 4.49 | 4.573 | 4.679 | 4.775 | 4.855 | 4.935 | 5.031 | 5.17 | 5.253 | 5.253 | 5.253 | 5.253 | 5.253 | 5.253 | 5.253 | 5.253 | 5.253 | 5.253 | 5.253 | 5.253 | 16390.5839 | 2456.9329 | 0.00026068 | 23655.0402 | 13403.4723 | 702.5956 | 106.9906 | 18847.5167 | 809.5863 | 18037.9304 | 4634.4581 | TRUE
| 60647012 | GL014 | GL | 22KV | 223.79 | 0 | 37042.7803 | 100% | Three phase | 97.13 | 0.002803 | 0.0030332 | 0.0032832 | 0.0035544 | 0.003849 | 0.0041689 | 0.0045163 | 0.0048936 | 0.0053034 | 0.0057487 | 0.0062325 | 0.0067583 | 0.0073296 | 0.0073347 | 0.0073347 | 0.0073347 | 0.0073347 | 0.0073347 | 0.0073347 | 0.0073347 | 4.49 | 4.573 | 4.679 | 4.775 | 4.855 | 4.935 | 5.031 | 5.17 | 5.253 | 5.253 | 5.253 | 5.253 | 5.253 | 5.253 | 5.253 | 5.253 | 5.253 | 5.253 | 5.253 | 5.253 | 14558.5946 | 2005.3033 | 0.00023954 | 21736.7227 | 12316.5109 | 645.6183 | 90.3413 | 16563.8979 | 735.9596 | 15827.9383 | 3511.4273 | TRUE
| 60647030 | GL014 | GL | 22KV | 24.04 | 0 | 37042.7803 | 100% | Three phase | 97.13 | 0.00030111 | 0.00032584 | 0.00035268 | 0.00038183 | 0.00041347 | 0.00044783 | 0.00048515 | 0.00052568 | 0.00056971 | 0.00061754 | 0.00066951 | 0.00072599 | 0.00078736 | 0.00078791 | 0.00078791 | 0.00078791 | 0.00078791 | 0.00078791 | 0.00078791 | 0.00078791 | 4.49 | 4.573 | 4.679 | 4.775 | 4.855 | 4.935 | 5.031 | 5.17 | 5.253 | 5.253 | 5.253 | 5.253 | 5.253 | 5.253 | 5.253 | 5.253 | 5.253 | 5.253 | 5.253 | 5.253 | 1563.9153 | 23.1402 | 2.5732e-05 | 2335.0052 | 1323.0659 | 69.3537 | 1.0425 | 1587.0556 | 70.3962 | 1516.6594 | 193.5935 | TRUE
| 60647037 | GL014 | GL | 22KV | 222.25 | 0 | 37042.7803 | 100% | Three phase | 97.13 | 0.0021451 | 0.0023136 | 0.002496 | 0.0026935 | 0.0029072 | 0.0031385 | 0.003389 | 0.0036602 | 0.003954 | 0.0042722 | 0.0046169 | 0.0049903 | 0.0053949 | 0.0058333 | 0.0063084 | 0.0068234 | 0.0072842 | 0.0072842 | 0.0072842 | 0.0072842 | 4.49 | 4.573 | 4.679 | 4.775 | 4.855 | 4.935 | 5.031 | 5.17 | 5.253 | 5.253 | 5.253 | 5.253 | 5.253 | 5.253 | 5.253 | 5.253 | 5.253 | 5.253 | 5.253 | 5.253 | 11940.3781 | 1630.0828 | 0.00023789 | 21587.1425 | 12231.7555 | 641.1755 | 89.1022 | 13570.4609 | 730.2777 | 12840.1831 | 608.4277 | TRUE
| 60648791 | GLE013 | GLE | 22KV | 3193.53 | 0 | 43192.2035 | 100% | Three phase | 97.13 | 0.040605 | 0.044274 | 0.048289 | 0.052681 | 0.057488 | 0.06275 | 0.06851 | 0.074816 | 0.081721 | 0.089283 | 0.097565 | 0.10467 | 0.10467 | 0.10467 | 0.10467 | 0.10467 | 0.10467 | 0.10467 | 0.10467 | 0.10467 | 12.272 | 12.66 | 13.105 | 13.521 | 13.836 | 14.184 | 14.648 | 15.159 | 15.513 | 15.513 | 15.513 | 15.513 | 15.513 | 15.513 | 15.513 | 15.513 | 15.513 | 15.513 | 15.513 | 15.513 | 731610.2408 | 422468.8425 | 0.0034182 | 310187.5689 | 175759.1813 | 31142.039 | 18397.004 | 1154079.0833 | 49539.043 | 1104540.0403 | 928780.8591 | TRUE
| 60648796 | GLE013 | GLE | 22KV | 26.95 | 0 | 43192.2035 | 100% | Three phase | 97.13 | 0.00033756 | 0.00036528 | 0.00039537 | 0.00042805 | 0.00046352 | 0.00050204 | 0.00054387 | 0.00058931 | 0.00063867 | 0.00069229 | 0.00075055 | 0.00081387 | 0.00088267 | 0.00088328 | 0.00088328 | 0.00088328 | 0.00088328 | 0.00088328 | 0.00088328 | 0.00088328 | 12.272 | 12.66 | 13.105 | 13.521 | 13.836 | 14.184 | 14.648 | 15.159 | 15.513 | 15.513 | 15.513 | 15.513 | 15.513 | 15.513 | 15.513 | 15.513 | 15.513 | 15.513 | 15.513 | 15.513 | 5967.9187 | 29.0815 | 2.8846e-05 | 2617.6535 | 1483.2207 | 262.8057 | 1.3102 | 5997.0002 | 264.1159 | 5732.8843 | 4249.6635 | TRUE
| 60649025 | GLE013 | GLE | 22KV | 404.36 | 0 | 43192.2035 | 100% | Single phase | 44.74 | 0.0024726 | 0.0026895 | 0.0029266 | 0.0031856 | 0.0034688 | 0.0037784 | 0.0041169 | 0.0044873 | 0.0048924 | 0.0053357 | 0.0058208 | 0.0063518 | 0.0069331 | 0.0075695 | 0.0082665 | 0.0090297 | 0.0098658 | 0.010782 | 0.011785 | 0.012885 | 12.272 | 12.66 | 13.105 | 13.521 | 13.836 | 14.184 | 14.648 | 15.159 | 15.513 | 15.513 | 15.513 | 15.513 | 15.513 | 15.513 | 15.513 | 15.513 | 15.513 | 15.513 | 15.513 | 15.513 | 53926.7055 | 1803.8574 | 0.00043281 | 18091.0664 | 10250.8009 | 3943.1585 | 135.8576 | 55730.5629 | 4079.0161 | 51651.5468 | 41400.7458 | TRUE
| 60649028 | GLE013 | GLE | 22KV | 293.23 | 0 | 43192.2035 | 100% | Three phase | 97.13 | 0.0021211 | 0.0023553 | 0.0026168 | 0.0029087 | 0.0032348 | 0.0035991 | 0.0040063 | 0.0044614 | 0.0049702 | 0.0055393 | 0.0061759 | 0.0068882 | 0.0076853 | 0.0085775 | 0.0095764 | 0.0096105 | 0.0096105 | 0.0096105 | 0.0096105 | 0.0096105 | 12.272 | 12.66 | 13.105 | 13.521 | 13.836 | 14.184 | 14.648 | 15.159 | 15.513 | 15.513 | 15.513 | 15.513 | 15.513 | 15.513 | 15.513 | 15.513 | 15.513 | 15.513 | 15.513 | 15.513 | 52625.0348 | 2765.0761 | 0.00031386 | 28481.4299 | 16138.2122 | 2859.4628 | 155.1036 | 55390.111 | 3014.5664 | 52375.5446 | 36237.3324 | TRUE
| 60650583 | GCY011 | GCY | 22KV | 68.85 | 1 | 45326.5658 | 50% | Three phase | 97.13 | 0.00065904 | 0.00070787 | 0.00076047 | 0.00081716 | 0.00087825 | 0.0009441 | 0.0010151 | 0.0010916 | 0.0011741 | 0.0012631 | 0.0013591 | 0.0014626 | 0.0015742 | 0.0016946 | 0.0018246 | 0.0019648 | 0.0021161 | 0.0022565 | 0.0022565 | 0.0022565 | 6.081 | 6.147 | 6.2485 | 6.342 | 6.386 | 6.472 | 6.5585 | 6.6865 | 6.7585 | 6.7585 | 6.7585 | 6.7585 | 6.7585 | 6.7585 | 6.7585 | 6.7585 | 6.7585 | 6.7585 | 6.7585 | 6.7585 | 5652.7805 | 150.7339 | 7.3695e-05 | 6687.4005 | 3789.23 | 316.8818 | 8.5509 | 5803.5143 | 325.4327 | 5478.0817 | 1688.8517 | TRUE
| 60650682 | GCY011 | GCY | 22KV | 190.66 | 1 | 45326.5658 | 50% | Three phase | 97.13 | 0.0017965 | 0.0019436 | 0.0021033 | 0.0022767 | 0.002465 | 0.0026695 | 0.0028917 | 0.003133 | 0.0033953 | 0.0036803 | 0.0039901 | 0.0043269 | 0.0046929 | 0.0050909 | 0.0055237 | 0.0059943 | 0.0062488 | 0.0062488 | 0.0062488 | 0.0062488 | 6.081 | 6.147 | 6.2485 | 6.342 | 6.386 | 6.472 | 6.5585 | 6.6865 | 6.7585 | 6.7585 | 6.7585 | 6.7585 | 6.7585 | 6.7585 | 6.7585 | 6.7585 | 6.7585 | 6.7585 | 6.7585 | 6.7585 | 16287.3421 | 1201.9272 | 0.00020408 | 18518.8058 | 10493.1676 | 877.5116 | 65.5729 | 17489.2693 | 943.0845 | 16546.1848 | 6053.0172 | TRUE
| 60651100 | GCY011 | GCY | 22KV | 27.12 | 1 | 45326.5658 | 50% | Three phase | 97.13 | 0.00025459 | 0.00027795 | 0.00030356 | 0.00033163 | 0.0003624 | 0.00039615 | 0.00043317 | 0.00047378 | 0.00051833 | 0.00056722 | 0.00062088 | 0.00067978 | 0.00074444 | 0.00081543 | 0.00088885 | 0.00088885 | 0.00088885 | 0.00088885 | 0.00088885 | 0.00088885 | 6.081 | 6.147 | 6.2485 | 6.342 | 6.386 | 6.472 | 6.5585 | 6.6865 | 6.7585 | 6.7585 | 6.7585 | 6.7585 | 6.7585 | 6.7585 | 6.7585 | 6.7585 | 6.7585 | 6.7585 | 6.7585 | 6.7585 | 2439.6998 | 25.5956 | 2.9028e-05 | 2634.1656 | 1492.5769 | 124.8197 | 1.3267 | 2465.2953 | 126.1464 | 2339.149 | 846.5721 | TRUE
| 60651187 | GCY011 | GCY | 22KV | 65.25 | 1 | 45326.5658 | 50% | Three phase | 97.13 | 0.00045408 | 0.00048627 | 0.00052086 | 0.00055804 | 0.00059801 | 0.00064097 | 0.00068716 | 0.00073684 | 0.00079026 | 0.00084772 | 0.00090952 | 0.00097602 | 0.0010476 | 0.0011245 | 0.0012074 | 0.0012965 | 0.0013925 | 0.0014958 | 0.001607 | 0.0017267 | 6.081 | 6.147 | 6.2485 | 6.342 | 6.386 | 6.472 | 6.5585 | 6.6865 | 6.7585 | 6.7585 | 6.7585 | 6.7585 | 6.7585 | 6.7585 | 6.7585 | 6.7585 | 6.7585 | 6.7585 | 6.7585 | 6.7585 | 3839.136 | 97.0313 | 6.9841e-05 | 6337.7325 | 3591.1003 | 300.3128 | 7.6801 | 3936.1673 | 307.9929 | 3628.1745 | 37.0742 | TRUE
| 60651257 | GCY011 | GCY | 22KV | 385.91 | 1 | 45326.5658 | 50% | Three phase | 97.13 | 0.0037273 | 0.0039459 | 0.0041779 | 0.0044241 | 0.0046854 | 0.0049628 | 0.0052573 | 0.00557 | 0.005902 | 0.0062545 | 0.0066289 | 0.0070264 | 0.0074487 | 0.0078971 | 0.0083735 | 0.0088795 | 0.009417 | 0.0099881 | 0.010595 | 0.01124 | 6.081 | 6.147 | 6.2485 | 6.342 | 6.386 | 6.472 | 6.5585 | 6.6865 | 6.7585 | 6.7585 | 6.7585 | 6.7585 | 6.7585 | 6.7585 | 6.7585 | 6.7585 | 6.7585 | 6.7585 | 6.7585 | 6.7585 | 27730.9071 | 4152.8489 | 0.00041307 | 37483.4383 | 21238.9505 | 1776.1487 | 268.644 | 31883.756 | 2044.7927 | 29838.9633 | 8600.0127 | TRUE
| 60651271 | GCY011 | GCY | 22KV | 33.64 | 1 | 45326.5658 | 50% | Three phase | 97.13 | 0.00023411 | 0.0002507 | 0.00026853 | 0.0002877 | 0.00030831 | 0.00033046 | 0.00035427 | 0.00037988 | 0.00040742 | 0.00043705 | 0.00046891 | 0.00050319 | 0.00054007 | 0.00057976 | 0.00062247 | 0.00066843 | 0.00071791 | 0.00077116 | 0.0008285 | 0.00089023 | 6.081 | 6.147 | 6.2485 | 6.342 | 6.386 | 6.472 | 6.5585 | 6.6865 | 6.7585 | 6.7585 | 6.7585 | 6.7585 | 6.7585 | 6.7585 | 6.7585 | 6.7585 | 6.7585 | 6.7585 | 6.7585 | 6.7585 | 1979.2879 | 25.7907 | 3.6007e-05 | 3267.4532 | 1851.4117 | 154.8279 | 2.0413 | 2005.0786 | 156.8693 | 1848.2093 | -3.2024 | FALSE
| 60651364 | GCY011 | GCY | 22KV | 129.31 | 1 | 45326.5658 | 50% | Three phase | 97.13 | 0.0011976 | 0.0012969 | 0.0014049 | 0.0015222 | 0.0016497 | 0.0017883 | 0.0019391 | 0.0021031 | 0.0022814 | 0.0024754 | 0.0026865 | 0.0029162 | 0.0031662 | 0.0034383 | 0.0037345 | 0.0040569 | 0.0042381 | 0.0042381 | 0.0042381 | 0.0042381 | 6.081 | 6.147 | 6.2485 | 6.342 | 6.386 | 6.472 | 6.5585 | 6.6865 | 6.7585 | 6.7585 | 6.7585 | 6.7585 | 6.7585 | 6.7585 | 6.7585 | 6.7585 | 6.7585 | 6.7585 | 6.7585 | 6.7585 | 10975.4982 | 549.2424 | 0.00013841 | 12559.8803 | 7116.7078 | 595.1486 | 30.1626 | 11524.7406 | 625.3112 | 10899.4294 | 3782.7216 | TRUE
| 60651444 | GCY011 | GCY | 22KV | 383.1 | 1 | 45326.5658 | 50% | Three phase | 97.13 | 0.0037002 | 0.0039172 | 0.0041474 | 0.0043918 | 0.0046513 | 0.0049267 | 0.005219 | 0.0055294 | 0.005859 | 0.006209 | 0.0065806 | 0.0069753 | 0.0073944 | 0.0078396 | 0.0083125 | 0.0088148 | 0.0093485 | 0.0099154 | 0.010518 | 0.011158 | 6.081 | 6.147 | 6.2485 | 6.342 | 6.386 | 6.472 | 6.5585 | 6.6865 | 6.7585 | 6.7585 | 6.7585 | 6.7585 | 6.7585 | 6.7585 | 6.7585 | 6.7585 | 6.7585 | 6.7585 | 6.7585 | 6.7585 | 27528.9848 | 4092.5912 | 0.00041006 | 37210.503 | 21084.2993 | 1763.2157 | 264.746 | 31621.576 | 2027.9617 | 29593.6143 | 8509.315 | TRUE
| 60651454 | GCY011 | GCY | 22KV | 62.52 | 1 | 45326.5658 | 50% | Three phase | 97.13 | 0.00078871 | 0.00085658 | 0.00093053 | 0.0010111 | 0.0010989 | 0.0011947 | 0.001299 | 0.0014128 | 0.0015369 | 0.0016722 | 0.0018198 | 0.0019808 | 0.0020491 | 0.0020491 | 0.0020491 | 0.0020491 | 0.0020491 | 0.0020491 | 0.0020491 | 0.0020491 | 6.081 | 6.147 | 6.2485 | 6.342 | 6.386 | 6.472 | 6.5585 | 6.6865 | 6.7585 | 6.7585 | 6.7585 | 6.7585 | 6.7585 | 6.7585 | 6.7585 | 6.7585 | 6.7585 | 6.7585 | 6.7585 | 6.7585 | 6564.9147 | 159.1305 | 6.6919e-05 | 6072.5676 | 3440.852 | 287.748 | 7.0509 | 6724.0452 | 294.7988 | 6429.2463 | 2988.3943 | TRUE
| 60651630 | GCY011 | GCY | 22KV | 44.2 | 1 | 45326.5658 | 50% | Three phase | 97.13 | 0.00055116 | 0.0005951 | 0.00064268 | 0.00069421 | 0.00075003 | 0.00081051 | 0.00087603 | 0.00094703 | 0.001024 | 0.0011074 | 0.0011978 | 0.0012958 | 0.001402 | 0.0014486 | 0.0014486 | 0.0014486 | 0.0014486 | 0.0014486 | 0.0014486 | 0.0014486 | 6.081 | 6.147 | 6.2485 | 6.342 | 6.386 | 6.472 | 6.5585 | 6.6865 | 6.7585 | 6.7585 | 6.7585 | 6.7585 | 6.7585 | 6.7585 | 6.7585 | 6.7585 | 6.7585 | 6.7585 | 6.7585 | 6.7585 | 4509.7253 | 77.2847 | 4.731e-05 | 4293.146 | 2432.5921 | 203.4303 | 3.5241 | 4587.01 | 206.9544 | 4380.0556 | 1947.4635 | TRUE
| 60651676 | GB012 | GB | 22KV | 120.91 | 0 | 52231.1123 | 100% | Three phase | 97.13 | 0.001511 | 0.0016333 | 0.0017658 | 0.0019095 | 0.0020654 | 0.0022344 | 0.0024178 | 0.0026167 | 0.0028326 | 0.0030668 | 0.003321 | 0.0035968 | 0.0038963 | 0.0039628 | 0.0039628 | 0.0039628 | 0.0039628 | 0.0039628 | 0.0039628 | 0.0039628 | 6.737 | 6.8 | 6.88 | 6.943 | 6.986 | 7.036 | 7.109 | 7.192 | 7.252 | 7.252 | 7.252 | 7.252 | 7.252 | 7.252 | 7.252 | 7.252 | 7.252 | 7.252 | 7.252 | 7.252 | 15435.0378 | 581.7723 | 0.00012942 | 11743.9883 | 6654.4052 | 694.476 | 26.3712 | 16016.8101 | 720.8472 | 15295.963 | 8641.5578 | TRUE
| 60651683 | GB012 | GB | 22KV | 211.62 | 0 | 52231.1123 | 100% | Three phase | 97.13 | 0.0020381 | 0.0021958 | 0.0023664 | 0.0025507 | 0.00275 | 0.0029656 | 0.0031987 | 0.0034508 | 0.0037235 | 0.0040186 | 0.0043379 | 0.0046834 | 0.0050573 | 0.005462 | 0.0059 | 0.0063743 | 0.0068877 | 0.0069358 | 0.0069358 | 0.0069358 | 6.737 | 6.8 | 6.88 | 6.943 | 6.986 | 7.036 | 7.109 | 7.192 | 7.252 | 7.252 | 7.252 | 7.252 | 7.252 | 7.252 | 7.252 | 7.252 | 7.252 | 7.252 | 7.252 | 7.252 | 22219.9098 | 1464.4882 | 0.00022651 | 20554.6506 | 11646.7226 | 1215.4909 | 80.7827 | 23684.398 | 1296.2737 | 22388.1243 | 10741.4017 | TRUE
| 60651691 | GCY011 | GCY | 22KV | 18.74 | 1 | 45326.5658 | 50% | Three phase | 97.13 | 0.00017658 | 0.00019103 | 0.00020673 | 0.00022377 | 0.00024228 | 0.00026238 | 0.00028422 | 0.00030795 | 0.00033373 | 0.00036174 | 0.00039219 | 0.00042529 | 0.00046127 | 0.00050039 | 0.00054292 | 0.00058918 | 0.0006142 | 0.0006142 | 0.0006142 | 0.0006142 | 6.081 | 6.147 | 6.2485 | 6.342 | 6.386 | 6.472 | 6.5585 | 6.6865 | 6.7585 | 6.7585 | 6.7585 | 6.7585 | 6.7585 | 6.7585 | 6.7585 | 6.7585 | 6.7585 | 6.7585 | 6.7585 | 6.7585 | 1600.8853 | 11.6118 | 2.0059e-05 | 1820.2162 | 1031.375 | 86.2507 | 0.6335 | 1612.4971 | 86.8842 | 1525.6128 | 494.2378 | TRUE
| 60651785 | GCY011 | GCY | 22KV | 14.98 | 1 | 45326.5658 | 50% | Three phase | 97.13 | 0.00011901 | 0.00013083 | 0.00014389 | 0.00015831 | 0.00017425 | 0.00019186 | 0.00021133 | 0.00023286 | 0.00025666 | 0.00028298 | 0.0003121 | 0.00034432 | 0.00037998 | 0.00041944 | 0.00046313 | 0.00049097 | 0.00049097 | 0.00049097 | 0.00049097 | 0.00049097 | 6.081 | 6.147 | 6.2485 | 6.342 | 6.386 | 6.472 | 6.5585 | 6.6865 | 6.7585 | 6.7585 | 6.7585 | 6.7585 | 6.7585 | 6.7585 | 6.7585 | 6.7585 | 6.7585 | 6.7585 | 6.7585 | 6.7585 | 1252.9911 | 7.2523 | 1.6034e-05 | 1455.0074 | 824.4396 | 68.9454 | 0.40479 | 1260.2435 | 69.3502 | 1190.8933 | 366.4537 | TRUE
| 60651791 | GCY011 | GCY | 22KV | 452.65 | 1 | 45326.5658 | 50% | Three phase | 97.13 | 0.0043989 | 0.0047611 | 0.0051544 | 0.0055816 | 0.0060457 | 0.00655 | 0.0070981 | 0.0076937 | 0.0083411 | 0.009045 | 0.0098103 | 0.010642 | 0.011547 | 0.012532 | 0.013602 | 0.014767 | 0.014835 | 0.014835 | 0.014835 | 0.014835 | 6.081 | 6.147 | 6.2485 | 6.342 | 6.386 | 6.472 | 6.5585 | 6.6865 | 6.7585 | 6.7585 | 6.7585 | 6.7585 | 6.7585 | 6.7585 | 6.7585 | 6.7585 | 6.7585 | 6.7585 | 6.7585 | 6.7585 | 39678.9625 | 6952.4314 | 0.0004845 | 43965.8945 | 24912.0545 | 2083.3192 | 369.5985 | 46631.3939 | 2452.9176 | 44178.4762 | 19266.4217 | TRUE
| 60651880 | GCY011 | GCY | 22KV | 212.68 | 1 | 45326.5658 | 50% | Three phase | 97.13 | 0.0019702 | 0.0021133 | 0.0022673 | 0.0024331 | 0.0026114 | 0.0028034 | 0.0030101 | 0.0032326 | 0.0034722 | 0.0037302 | 0.0040081 | 0.0043074 | 0.0046298 | 0.0049771 | 0.0053513 | 0.0057544 | 0.0061889 | 0.0066571 | 0.0069705 | 0.0069705 | 6.081 | 6.147 | 6.2485 | 6.342 | 6.386 | 6.472 | 6.5585 | 6.6865 | 6.7585 | 6.7585 | 6.7585 | 6.7585 | 6.7585 | 6.7585 | 6.7585 | 6.7585 | 6.7585 | 6.7585 | 6.7585 | 6.7585 | 16789.0053 | 1382.994 | 0.00022765 | 20657.6084 | 11705.0608 | 978.8586 | 81.594 | 18171.9993 | 1060.4526 | 17111.5467 | 5406.486 | TRUE
| 60651884 | GCY011 | GCY | 22KV | 24.91 | 1 | 45326.5658 | 50% | Three phase | 97.13 | 0.00031425 | 0.00034129 | 0.00037075 | 0.00040286 | 0.00043785 | 0.00047599 | 0.00051757 | 0.00056291 | 0.00061234 | 0.00066626 | 0.00072506 | 0.0007892 | 0.00081642 | 0.00081642 | 0.00081642 | 0.00081642 | 0.00081642 | 0.00081642 | 0.00081642 | 0.00081642 | 6.081 | 6.147 | 6.2485 | 6.342 | 6.386 | 6.472 | 6.5585 | 6.6865 | 6.7585 | 6.7585 | 6.7585 | 6.7585 | 6.7585 | 6.7585 | 6.7585 | 6.7585 | 6.7585 | 6.7585 | 6.7585 | 6.7585 | 2615.6754 | 25.2617 | 2.6663e-05 | 2419.5083 | 1370.9473 | 114.6481 | 1.1193 | 2640.9371 | 115.7675 | 2525.1696 | 1154.2224 | TRUE
| 60651888 | GCY011 | GCY | 22KV | 526.64 | 1 | 45326.5658 | 50% | Three phase | 97.13 | 0.0050314 | 0.0053988 | 0.0057944 | 0.0062202 | 0.0066786 | 0.0071722 | 0.0077038 | 0.0082763 | 0.0088929 | 0.0095572 | 0.010273 | 0.011044 | 0.011875 | 0.01277 | 0.013735 | 0.014775 | 0.015896 | 0.017105 | 0.017261 | 0.017261 | 6.081 | 6.147 | 6.2485 | 6.342 | 6.386 | 6.472 | 6.5585 | 6.6865 | 6.7585 | 6.7585 | 6.7585 | 6.7585 | 6.7585 | 6.7585 | 6.7585 | 6.7585 | 6.7585 | 6.7585 | 6.7585 | 6.7585 | 42832.5069 | 8737.1664 | 0.0005637 | 51152.5432 | 28984.1696 | 2423.8578 | 500.3026 | 51569.6733 | 2924.1604 | 48645.5129 | 19661.3432 | TRUE
| 60651890 | GCY011 | GCY | 22KV | 80.37 | 1 | 45326.5658 | 50% | Three phase | 97.13 | 0.00074453 | 0.00079861 | 0.00085681 | 0.00091943 | 0.00098684 | 0.0010594 | 0.0011375 | 0.0012216 | 0.0013121 | 0.0014096 | 0.0015146 | 0.0016277 | 0.0017496 | 0.0018808 | 0.0020222 | 0.0021746 | 0.0023387 | 0.0025157 | 0.0026341 | 0.0026341 | 6.081 | 6.147 | 6.2485 | 6.342 | 6.386 | 6.472 | 6.5585 | 6.6865 | 6.7585 | 6.7585 | 6.7585 | 6.7585 | 6.7585 | 6.7585 | 6.7585 | 6.7585 | 6.7585 | 6.7585 | 6.7585 | 6.7585 | 6344.4252 | 197.4945 | 8.6025e-05 | 7806.3381 | 4423.2449 | 369.9025 | 11.6518 | 6541.9197 | 381.5543 | 6160.3654 | 1737.1205 | TRUE
| 60651894 | GCY011 | GCY | 22KV | 152.63 | 1 | 45326.5658 | 50% | Three phase | 97.13 | 0.0014764 | 0.0015942 | 0.0017218 | 0.0018601 | 0.00201 | 0.0021724 | 0.0023485 | 0.0025394 | 0.0027465 | 0.0029709 | 0.0032144 | 0.0034785 | 0.0037649 | 0.0040757 | 0.004413 | 0.0047789 | 0.0050024 | 0.0050024 | 0.0050024 | 0.0050024 | 6.081 | 6.147 | 6.2485 | 6.342 | 6.386 | 6.472 | 6.5585 | 6.6865 | 6.7585 | 6.7585 | 6.7585 | 6.7585 | 6.7585 | 6.7585 | 6.7585 | 6.7585 | 6.7585 | 6.7585 | 6.7585 | 6.7585 | 13127.3464 | 775.6979 | 0.00016337 | 14824.9519 | 8400.1477 | 702.4788 | 42.0228 | 13903.0443 | 744.5015 | 13158.5428 | 4758.395 | TRUE
| 60652156 | WPD024 | WPD | 22KV | 442.96 | 0 | 40240.0236 | 100% | Three phase | 97.13 | 0.0056641 | 0.0061937 | 0.0067747 | 0.0074124 | 0.0081123 | 0.0088808 | 0.0097245 | 0.010651 | 0.011669 | 0.012786 | 0.014014 | 0.014518 | 0.014518 | 0.014518 | 0.014518 | 0.014518 | 0.014518 | 0.014518 | 0.014518 | 0.014518 | 8.503 | 8.802 | 9.144 | 9.46 | 9.739 | 10.031 | 10.386 | 10.789 | 11.078 | 11.078 | 11.078 | 11.078 | 11.078 | 11.078 | 11.078 | 11.078 | 11.078 | 11.078 | 11.078 | 11.078 | 67945.2335 | 8219.5313 | 0.00047413 | 43024.7048 | 24378.7555 | 2852.0199 | 353.9436 | 76164.7648 | 3205.9636 | 72958.8012 | 48580.0458 | TRUE
| 60652159 | WPD024 | WPD | 22KV | 408.05 | 0 | 40240.0236 | 100% | Three phase | 97.13 | 0.0052177 | 0.0057055 | 0.0062408 | 0.0068282 | 0.007473 | 0.0081809 | 0.0089581 | 0.0098116 | 0.010749 | 0.011779 | 0.01291 | 0.013374 | 0.013374 | 0.013374 | 0.013374 | 0.013374 | 0.013374 | 0.013374 | 0.013374 | 0.013374 | 8.503 | 8.802 | 9.144 | 9.46 | 9.739 | 10.031 | 10.386 | 10.789 | 11.078 | 11.078 | 11.078 | 11.078 | 11.078 | 11.078 | 11.078 | 11.078 | 11.078 | 11.078 | 11.078 | 11.078 | 62590.4202 | 6975.0094 | 0.00043676 | 39633.8965 | 22457.448 | 2627.2502 | 300.3529 | 69565.4296 | 2927.6031 | 66637.8265 | 44180.3785 | TRUE
| 60652237 | WPD024 | WPD | 22KV | 1517.78 | 0 | 40240.0236 | 100% | Three phase | 97.13 | 0.019147 | 0.020795 | 0.02259 | 0.024547 | 0.026679 | 0.029003 | 0.031536 | 0.034298 | 0.03731 | 0.040595 | 0.044178 | 0.048086 | 0.049745 | 0.049745 | 0.049745 | 0.049745 | 0.049745 | 0.049745 | 0.049745 | 0.049745 | 8.503 | 8.802 | 9.144 | 9.46 | 9.739 | 10.031 | 10.386 | 10.789 | 11.078 | 11.078 | 11.078 | 11.078 | 11.078 | 11.078 | 11.078 | 11.078 | 11.078 | 11.078 | 11.078 | 11.078 | 226282.811 | 93784.9416 | 0.0016246 | 147421.9714 | 83532.5706 | 9772.3018 | 4155.4949 | 320067.7526 | 13927.7967 | 306139.9559 | 222607.3853 | TRUE
| 60652239 | WPD022 | WPD | 22KV | 1201.04 | 1 | 40240.0236 | 50% | Covered | 390 | 0.014945 | 0.016119 | 0.017389 | 0.018763 | 0.020249 | 0.021858 | 0.023599 | 0.025484 | 0.027524 | 0.029732 | 0.032124 | 0.034713 | 0.037517 | 0.039364 | 0.039364 | 0.039364 | 0.039364 | 0.039364 | 0.039364 | 0.039364 | 5.3945 | 5.64 | 5.9075 | 6.165 | 6.3925 | 6.635 | 6.901 | 7.1915 | 7.4385 | 7.4385 | 7.4385 | 7.4385 | 7.4385 | 7.4385 | 7.4385 | 7.4385 | 7.4385 | 7.4385 | 7.4385 | 7.4385 | 115246.6986 | 227814.7154 | 0.0012856 | 468405.6 | 265409.0396 | 5127.5729 | 10447.9543 | 343061.414 | 15575.5272 | 327485.8868 | 62076.8472 | TRUE
| 60653993 | WPD014 | WPD | 22KV | 1134.02 | 1 | 40240.0236 | 50% | Single phase | 44.74 | 0.014306 | 0.015537 | 0.016878 | 0.01834 | 0.019933 | 0.02167 | 0.023562 | 0.025626 | 0.027877 | 0.030331 | 0.033008 | 0.035928 | 0.037167 | 0.037167 | 0.037167 | 0.037167 | 0.037167 | 0.037167 | 0.037167 | 0.037167 | 0.0465 | 0.0465 | 0.0465 | 0.0465 | 0.0515 | 0.0515 | 0.0515 | 0.053 | 0.0565 | 0.0565 | 0.0565 | 0.0565 | 0.0565 | 0.0565 | 0.0565 | 0.0565 | 0.0565 | 0.0565 | 0.0565 | 0.0565 | 862.5565 | 24115.6782 | 0.0012138 | 50736.0548 | 28748.178 | 37.3384 | 1068.5359 | 24978.2347 | 1105.8743 | 23872.3604 | -4875.8177 | FALSE
| 60653994 | WPD014 | WPD | 22KV | 168.88 | 1 | 40240.0236 | 50% | Single phase | 44.74 | 0.0020971 | 0.0022595 | 0.0024349 | 0.0026245 | 0.0028295 | 0.003051 | 0.0032905 | 0.0035495 | 0.0038295 | 0.0041323 | 0.0044598 | 0.0048141 | 0.0051973 | 0.005535 | 0.005535 | 0.005535 | 0.005535 | 0.005535 | 0.005535 | 0.005535 | 0.0465 | 0.0465 | 0.0465 | 0.0465 | 0.0515 | 0.0515 | 0.0515 | 0.053 | 0.0565 | 0.0565 | 0.0565 | 0.0565 | 0.0565 | 0.0565 | 0.0565 | 0.0565 | 0.0565 | 0.0565 | 0.0565 | 0.0565 | 123.4133 | 513.858 | 0.00018076 | 7555.6912 | 4281.2228 | 5.5605 | 23.6976 | 637.2713 | 29.2581 | 608.0133 | -3673.2096 | FALSE
| 60654111 | WPD012 | WPD | 22KV | 935.47 | 2 | 40240.0236 | 33.33% | Three phase | 97.13 | 0.0071047 | 0.0076914 | 0.0083289 | 0.0090218 | 0.0097752 | 0.010594 | 0.011485 | 0.012454 | 0.013508 | 0.014655 | 0.015903 | 0.017261 | 0.018739 | 0.020347 | 0.022099 | 0.024006 | 0.026083 | 0.028345 | 0.03066 | 0.03066 | 4.649 | 4.872 | 5.11 | 5.3537 | 5.5693 | 5.7997 | 6.0567 | 6.3387 | 6.597 | 6.597 | 6.597 | 6.597 | 6.597 | 6.597 | 6.597 | 6.597 | 6.597 | 6.597 | 6.597 | 6.597 | 56604.3301 | 24415.4432 | 0.0010013 | 90862.2011 | 51484.5457 | 3513.2497 | 1578.5736 | 81019.7733 | 5091.8233 | 75927.9499 | 24443.4042 | TRUE
| 60654827 | DDL024 | DDL | 22KV | 519.38 | 1 | 36243.9558 | 50% | Single phase | 44.74 | 0.005451 | 0.0059203 | 0.0064318 | 0.0069893 | 0.0075972 | 0.00826 | 0.0089828 | 0.0097712 | 0.010631 | 0.01157 | 0.012593 | 0.013711 | 0.01493 | 0.016261 | 0.017023 | 0.017023 | 0.017023 | 0.017023 | 0.017023 | 0.017023 | 4.303 | 4.4325 | 4.5905 | 4.732 | 4.853 | 4.9725 | 5.117 | 5.312 | 5.45 | 5.45 | 5.45 | 5.45 | 5.45 | 5.45 | 5.45 | 5.45 | 5.45 | 5.45 | 5.45 | 5.45 | 30916.3597 | 4527.9195 | 0.00055593 | 23237.0612 | 13166.6361 | 1491.0868 | 224.1394 | 35444.2792 | 1715.2262 | 33729.053 | 20562.4169 | TRUE
| 60655700 | GCY011 | GCY | 22KV | 490.23 | 1 | 45326.5658 | 50% | Three phase | 97.13 | 0.0034665 | 0.0038101 | 0.0041896 | 0.0046088 | 0.0050719 | 0.0055838 | 0.0061497 | 0.0067754 | 0.0074673 | 0.0082327 | 0.0090794 | 0.010016 | 0.011053 | 0.012201 | 0.013472 | 0.014879 | 0.016067 | 0.016067 | 0.016067 | 0.016067 | 6.081 | 6.147 | 6.2485 | 6.342 | 6.386 | 6.472 | 6.5585 | 6.6865 | 6.7585 | 6.7585 | 6.7585 | 6.7585 | 6.7585 | 6.7585 | 6.7585 | 6.7585 | 6.7585 | 6.7585 | 6.7585 | 6.7585 | 37742.1616 | 7145.33 | 0.00052473 | 47616.0399 | 26980.3081 | 2256.2809 | 433.5157 | 44887.4916 | 2689.7967 | 42197.695 | 15217.3868 | TRUE
| 60655711 | GCY011 | GCY | 22KV | 59.01 | 1 | 45326.5658 | 50% | Three phase | 97.13 | 0.00057347 | 0.00062068 | 0.00067195 | 0.00072765 | 0.00078816 | 0.0008539 | 0.00092534 | 0.001003 | 0.0010874 | 0.0011792 | 0.0012789 | 0.0013874 | 0.0015054 | 0.0016337 | 0.0017733 | 0.0019251 | 0.001934 | 0.001934 | 0.001934 | 0.001934 | 6.081 | 6.147 | 6.2485 | 6.342 | 6.386 | 6.472 | 6.5585 | 6.6865 | 6.7585 | 6.7585 | 6.7585 | 6.7585 | 6.7585 | 6.7585 | 6.7585 | 6.7585 | 6.7585 | 6.7585 | 6.7585 | 6.7585 | 5172.7727 | 118.1579 | 6.3162e-05 | 5731.6413 | 3247.6755 | 271.5932 | 6.2814 | 5290.9307 | 277.8746 | 5013.0561 | 1765.3805 | TRUE
| 60657000 | GCY011 | GCY | 22KV | 590.03 | 1 | 45326.5658 | 50% | Three phase | 97.13 | 0.0056784 | 0.0060005 | 0.0063417 | 0.0067031 | 0.0070861 | 0.0074918 | 0.0079218 | 0.0083774 | 0.0088602 | 0.0093718 | 0.0099141 | 0.010489 | 0.011098 | 0.011744 | 0.012429 | 0.013155 | 0.013925 | 0.014741 | 0.015606 | 0.016524 | 6.081 | 6.147 | 6.2485 | 6.342 | 6.386 | 6.472 | 6.5585 | 6.6865 | 6.7585 | 6.7585 | 6.7585 | 6.7585 | 6.7585 | 6.7585 | 6.7585 | 6.7585 | 6.7585 | 6.7585 | 6.7585 | 6.7585 | 41438.0966 | 9490.6609 | 0.00063155 | 57309.6139 | 32472.9029 | 2715.6099 | 627.9908 | 50928.7575 | 3343.6007 | 47585.1567 | 15112.2538 | TRUE
| 60657015 | GCY011 | GCY | 22KV | 28.52 | 1 | 45326.5658 | 50% | Three phase | 97.13 | 0.00027447 | 0.00029004 | 0.00030653 | 0.00032401 | 0.00034252 | 0.00036213 | 0.00038291 | 0.00040493 | 0.00042827 | 0.000453 | 0.00047921 | 0.000507 | 0.00053645 | 0.00056767 | 0.00060077 | 0.00063587 | 0.00067307 | 0.00071253 | 0.00075436 | 0.00079872 | 6.081 | 6.147 | 6.2485 | 6.342 | 6.386 | 6.472 | 6.5585 | 6.6865 | 6.7585 | 6.7585 | 6.7585 | 6.7585 | 6.7585 | 6.7585 | 6.7585 | 6.7585 | 6.7585 | 6.7585 | 6.7585 | 6.7585 | 2002.9736 | 22.1742 | 3.0527e-05 | 2770.1476 | 1569.6273 | 131.2631 | 1.4673 | 2025.1478 | 132.7304 | 1892.4174 | 322.7901 | TRUE
| 60657075 | GCY011 | GCY | 22KV | 49.78 | 1 | 45326.5658 | 50% | Three phase | 97.13 | 0.00040456 | 0.00044493 | 0.00048952 | 0.0005388 | 0.00059326 | 0.00065347 | 0.00072005 | 0.00079368 | 0.00087514 | 0.00096525 | 0.001065 | 0.0011754 | 0.0012975 | 0.0014328 | 0.0015826 | 0.0016315 | 0.0016315 | 0.0016315 | 0.0016315 | 0.0016315 | 6.081 | 6.147 | 6.2485 | 6.342 | 6.386 | 6.472 | 6.5585 | 6.6865 | 6.7585 | 6.7585 | 6.7585 | 6.7585 | 6.7585 | 6.7585 | 6.7585 | 6.7585 | 6.7585 | 6.7585 | 6.7585 | 6.7585 | 4236.9249 | 81.5014 | 5.3283e-05 | 4835.1314 | 2739.6931 | 229.1122 | 4.4701 | 4318.4264 | 233.5823 | 4084.8441 | 1345.151 | TRUE
| 60657092 | GCY011 | GCY | 22KV | 13.23 | 1 | 45326.5658 | 50% | Three phase | 97.13 | 0.0001669 | 0.00018126 | 0.00019691 | 0.00021396 | 0.00023255 | 0.00025281 | 0.00027489 | 0.00029897 | 0.00032522 | 0.00035386 | 0.00038509 | 0.00041915 | 0.00043361 | 0.00043361 | 0.00043361 | 0.00043361 | 0.00043361 | 0.00043361 | 0.00043361 | 0.00043361 | 6.081 | 6.147 | 6.2485 | 6.342 | 6.386 | 6.472 | 6.5585 | 6.6865 | 6.7585 | 6.7585 | 6.7585 | 6.7585 | 6.7585 | 6.7585 | 6.7585 | 6.7585 | 6.7585 | 6.7585 | 6.7585 | 6.7585 | 1389.2166 | 7.1258 | 1.4161e-05 | 1285.0299 | 728.1265 | 60.891 | 0.31574 | 1396.3424 | 61.2067 | 1335.1357 | 607.0091 | TRUE
| 60657380 | GCY011 | GCY | 22KV | 138.72 | 1 | 45326.5658 | 50% | Three phase | 97.13 | 0.0013305 | 0.0014305 | 0.0015383 | 0.0016547 | 0.0017802 | 0.0019156 | 0.0020618 | 0.0022195 | 0.0023898 | 0.0025735 | 0.0027719 | 0.0029862 | 0.0032175 | 0.0034673 | 0.0037371 | 0.0040286 | 0.0043434 | 0.0045465 | 0.0045465 | 0.0045465 | 6.081 | 6.147 | 6.2485 | 6.342 | 6.386 | 6.472 | 6.5585 | 6.6865 | 6.7585 | 6.7585 | 6.7585 | 6.7585 | 6.7585 | 6.7585 | 6.7585 | 6.7585 | 6.7585 | 6.7585 | 6.7585 | 6.7585 | 11493.6073 | 617.455 | 0.00014848 | 13473.8736 | 7634.5967 | 638.4581 | 34.7123 | 12111.0623 | 673.1703 | 11437.892 | 3803.2953 | TRUE
| 60657381 | GCY011 | GCY | 22KV | 29.38 | 1 | 45326.5658 | 50% | Three phase | 97.13 | 0.00035834 | 0.00038261 | 0.0004086 | 0.00043641 | 0.00046619 | 0.00049809 | 0.00053224 | 0.00056881 | 0.00060799 | 0.00064995 | 0.0006949 | 0.00074306 | 0.00079466 | 0.00084995 | 0.00090919 | 0.00096292 | 0.00096292 | 0.00096292 | 0.00096292 | 0.00096292 | 6.081 | 6.147 | 6.2485 | 6.342 | 6.386 | 6.472 | 6.5585 | 6.6865 | 6.7585 | 6.7585 | 6.7585 | 6.7585 | 6.7585 | 6.7585 | 6.7585 | 6.7585 | 6.7585 | 6.7585 | 6.7585 | 6.7585 | 2796.0759 | 31.8623 | 3.1447e-05 | 2853.6794 | 1616.9583 | 135.2213 | 1.5571 | 2827.9382 | 136.7784 | 2691.1599 | 1074.2016 | TRUE
| 60657474 | GCY011 | GCY | 22KV | 229.18 | 1 | 45326.5658 | 50% | Three phase | 97.13 | 0.0022072 | 0.002378 | 0.0025627 | 0.0027624 | 0.0029782 | 0.0032116 | 0.0034641 | 0.0037371 | 0.0040325 | 0.0043521 | 0.0046978 | 0.005072 | 0.0054769 | 0.0059152 | 0.0063896 | 0.0069032 | 0.0074592 | 0.0075113 | 0.0075113 | 0.0075113 | 6.081 | 6.147 | 6.2485 | 6.342 | 6.386 | 6.472 | 6.5585 | 6.6865 | 6.7585 | 6.7585 | 6.7585 | 6.7585 | 6.7585 | 6.7585 | 6.7585 | 6.7585 | 6.7585 | 6.7585 | 6.7585 | 6.7585 | 19355.8591 | 1717.6152 | 0.00024531 | 22260.2534 | 12613.1551 | 1054.7997 | 94.7455 | 21073.4743 | 1149.5452 | 19923.9291 | 7310.774 | TRUE
| 60657569 | DDL023 | DDL | 22KV | 1019.73 | 4 | 36243.9558 | 20% | Three phase | 97.13 | 0.013249 | 0.014605 | 0.016105 | 0.017765 | 0.019602 | 0.021637 | 0.023889 | 0.026384 | 0.029148 | 0.032209 | 0.033421 | 0.033421 | 0.033421 | 0.033421 | 0.033421 | 0.033421 | 0.033421 | 0.033421 | 0.033421 | 0.033421 | 2.3486 | 2.4326 | 2.5414 | 2.6462 | 2.7334 | 2.8148 | 2.9078 | 3.0274 | 3.119 | 3.119 | 3.119 | 3.119 | 3.119 | 3.119 | 3.119 | 3.119 | 3.119 | 3.119 | 3.119 | 3.119 | 40690.416 | 44815.3245 | 0.0010915 | 99046.3749 | 56121.8808 | 1658.2478 | 1875.7523 | 85505.7405 | 3534.0001 | 81971.7403 | 25849.8596 | TRUE
| 60657726 | GCY011 | GCY | 22KV | 52.88 | 1 | 45326.5658 | 50% | Three phase | 97.13 | 0.0006671 | 0.00072451 | 0.00078705 | 0.00085521 | 0.00092949 | 0.0010105 | 0.0010987 | 0.001195 | 0.0012999 | 0.0014144 | 0.0015392 | 0.0016753 | 0.0017331 | 0.0017331 | 0.0017331 | 0.0017331 | 0.0017331 | 0.0017331 | 0.0017331 | 0.0017331 | 6.081 | 6.147 | 6.2485 | 6.342 | 6.386 | 6.472 | 6.5585 | 6.6865 | 6.7585 | 6.7585 | 6.7585 | 6.7585 | 6.7585 | 6.7585 | 6.7585 | 6.7585 | 6.7585 | 6.7585 | 6.7585 | 6.7585 | 5552.6661 | 113.8409 | 5.6601e-05 | 5136.2344 | 2910.3047 | 243.3799 | 5.0442 | 5666.5071 | 248.4241 | 5418.083 | 2507.7782 | TRUE
| 60657828 | GCY011 | GCY | 22KV | 25.58 | 1 | 45326.5658 | 50% | Three phase | 97.13 | 0.00024706 | 0.00026155 | 0.00027693 | 0.00029325 | 0.00031057 | 0.00032896 | 0.00034848 | 0.00036921 | 0.00039121 | 0.00041458 | 0.00043939 | 0.00046575 | 0.00049373 | 0.00052346 | 0.00055503 | 0.00058858 | 0.00062421 | 0.00066206 | 0.00070228 | 0.00074501 | 6.081 | 6.147 | 6.2485 | 6.342 | 6.386 | 6.472 | 6.5585 | 6.6865 | 6.7585 | 6.7585 | 6.7585 | 6.7585 | 6.7585 | 6.7585 | 6.7585 | 6.7585 | 6.7585 | 6.7585 | 6.7585 | 6.7585 | 1838.14 | 18.2463 | 2.738e-05 | 2484.5854 | 1407.8214 | 117.7318 | 1.1803 | 1856.3863 | 118.9121 | 1737.4742 | 329.6528 | TRUE
| 60657831 | GCY011 | GCY | 22KV | 193.87 | 1 | 45326.5658 | 50% | Three phase | 97.13 | 0.0022953 | 0.0024445 | 0.0026038 | 0.0027739 | 0.0029555 | 0.0031495 | 0.0033568 | 0.0035781 | 0.0038145 | 0.0040671 | 0.0043369 | 0.0046253 | 0.0049333 | 0.0052626 | 0.0056144 | 0.0059905 | 0.006354 | 0.006354 | 0.006354 | 0.006354 | 6.081 | 6.147 | 6.2485 | 6.342 | 6.386 | 6.472 | 6.5585 | 6.6865 | 6.7585 | 6.7585 | 6.7585 | 6.7585 | 6.7585 | 6.7585 | 6.7585 | 6.7585 | 6.7585 | 6.7585 | 6.7585 | 6.7585 | 17748.2626 | 1334.6415 | 0.00020751 | 18830.5931 | 10669.8332 | 892.2856 | 67.7995 | 19082.904 | 960.0851 | 18122.8189 | 7452.9857 | TRUE
| 60657842 | GCY011 | GCY | 22KV | 83.1 | 1 | 45326.5658 | 50% | Three phase | 97.13 | 0.00077784 | 0.00084796 | 0.0009247 | 0.0010087 | 0.0011006 | 0.0012013 | 0.0013116 | 0.0014323 | 0.0015646 | 0.0017095 | 0.0018683 | 0.0020424 | 0.0022332 | 0.0024423 | 0.0026716 | 0.0027236 | 0.0027236 | 0.0027236 | 0.0027236 | 0.0027236 | 6.081 | 6.147 | 6.2485 | 6.342 | 6.386 | 6.472 | 6.5585 | 6.6865 | 6.7585 | 6.7585 | 6.7585 | 6.7585 | 6.7585 | 6.7585 | 6.7585 | 6.7585 | 6.7585 | 6.7585 | 6.7585 | 6.7585 | 7399.5195 | 237.8853 | 8.8948e-05 | 8071.503 | 4573.4933 | 382.4673 | 12.4568 | 7637.4049 | 394.9241 | 7242.4808 | 2668.9875 | TRUE
| 60657927 | GB031 | GB | 22KV | 40.74 | 0 | 52231.1123 | 100% | Three phase | 97.13 | 0.00039663 | 0.00042157 | 0.00044815 | 0.00047648 | 0.00050668 | 0.00053887 | 0.00057319 | 0.00060978 | 0.00064879 | 0.0006904 | 0.00073476 | 0.00078208 | 0.00083255 | 0.00088639 | 0.00094382 | 0.0010051 | 0.0010705 | 0.0011402 | 0.0012146 | 0.001294 | 4.78 | 4.82 | 4.877 | 4.904 | 4.92 | 4.964 | 5.028 | 5.091 | 5.107 | 5.107 | 5.107 | 5.107 | 5.107 | 5.107 | 5.107 | 5.107 | 5.107 | 5.107 | 5.107 | 5.107 | 2702.5259 | 48.6779 | 4.3607e-05 | 3957.0762 | 2242.1675 | 165.1349 | 2.994 | 2751.2039 | 168.1288 | 2583.0751 | 340.9076 | TRUE
| 60657945 | GCY011 | GCY | 22KV | 338.73 | 1 | 45326.5658 | 50% | Three phase | 97.13 | 0.0032716 | 0.0034635 | 0.0036671 | 0.0038832 | 0.0041126 | 0.0043561 | 0.0046146 | 0.004889 | 0.0051804 | 0.0054899 | 0.0058184 | 0.0061674 | 0.006538 | 0.0069316 | 0.0073498 | 0.0077939 | 0.0082657 | 0.008767 | 0.0092996 | 0.0098655 | 6.081 | 6.147 | 6.2485 | 6.342 | 6.386 | 6.472 | 6.5585 | 6.6865 | 6.7585 | 6.7585 | 6.7585 | 6.7585 | 6.7585 | 6.7585 | 6.7585 | 6.7585 | 6.7585 | 6.7585 | 6.7585 | 6.7585 | 24340.6239 | 3199.4946 | 0.00036257 | 32900.8449 | 18642.3511 | 1559.003 | 206.9724 | 27540.1185 | 1765.9754 | 25774.1431 | 7131.792 | TRUE
| 60657994 | GCY011 | GCY | 22KV | 266.83 | 1 | 45326.5658 | 50% | Three phase | 97.13 | 0.0031254 | 0.0033107 | 0.0035074 | 0.0037163 | 0.0039381 | 0.0041737 | 0.0044238 | 0.0046895 | 0.0049717 | 0.0052715 | 0.00559 | 0.0059284 | 0.0062879 | 0.0066698 | 0.0070757 | 0.007507 | 0.0079653 | 0.0084524 | 0.0087453 | 0.0087453 | 6.081 | 6.147 | 6.2485 | 6.342 | 6.386 | 6.472 | 6.5585 | 6.6865 | 6.7585 | 6.7585 | 6.7585 | 6.7585 | 6.7585 | 6.7585 | 6.7585 | 6.7585 | 6.7585 | 6.7585 | 6.7585 | 6.7585 | 23229.8502 | 2405.4588 | 0.00028561 | 25917.1979 | 14685.2612 | 1228.0836 | 128.4323 | 25635.3089 | 1356.516 | 24278.793 | 9593.5317 | TRUE
| 60657995 | GCY011 | GCY | 22KV | 189.07 | 1 | 45326.5658 | 50% | Three phase | 97.13 | 0.002306 | 0.0024622 | 0.0026294 | 0.0028085 | 0.0030001 | 0.0032053 | 0.0034251 | 0.0036605 | 0.0039126 | 0.0041827 | 0.0044719 | 0.0047819 | 0.0051139 | 0.0054697 | 0.0058509 | 0.0061967 | 0.0061967 | 0.0061967 | 0.0061967 | 0.0061967 | 6.081 | 6.147 | 6.2485 | 6.342 | 6.386 | 6.472 | 6.5585 | 6.6865 | 6.7585 | 6.7585 | 6.7585 | 6.7585 | 6.7585 | 6.7585 | 6.7585 | 6.7585 | 6.7585 | 6.7585 | 6.7585 | 6.7585 | 17993.6715 | 1319.5293 | 0.00020237 | 18364.3691 | 10405.6603 | 870.1937 | 64.4838 | 19313.2008 | 934.6774 | 18378.5234 | 7972.8631 | TRUE
| 60658109 | GCY011 | GCY | 22KV | 192.7 | 1 | 45326.5658 | 50% | Three phase | 97.13 | 0.001809 | 0.001975 | 0.0021569 | 0.0023564 | 0.002575 | 0.0028148 | 0.0030779 | 0.0033664 | 0.003683 | 0.0040304 | 0.0044116 | 0.0048301 | 0.0052896 | 0.005794 | 0.0063157 | 0.0063157 | 0.0063157 | 0.0063157 | 0.0063157 | 0.0063157 | 6.081 | 6.147 | 6.2485 | 6.342 | 6.386 | 6.472 | 6.5585 | 6.6865 | 6.7585 | 6.7585 | 6.7585 | 6.7585 | 6.7585 | 6.7585 | 6.7585 | 6.7585 | 6.7585 | 6.7585 | 6.7585 | 6.7585 | 17335.1824 | 1292.2565 | 0.00020626 | 18716.951 | 10605.4411 | 886.9007 | 66.9836 | 18627.4389 | 953.8843 | 17673.5546 | 7068.1135 | TRUE
| 60658116 | GCY011 | GCY | 22KV | 17.32 | 1 | 45326.5658 | 50% | Three phase | 97.13 | 0.00016212 | 0.00017673 | 0.00019273 | 0.00021023 | 0.0002294 | 0.00025038 | 0.00027336 | 0.00029853 | 0.0003261 | 0.00035631 | 0.00038941 | 0.00042568 | 0.00046545 | 0.00050903 | 0.00055682 | 0.00056766 | 0.00056766 | 0.00056766 | 0.00056766 | 0.00056766 | 6.081 | 6.147 | 6.2485 | 6.342 | 6.386 | 6.472 | 6.5585 | 6.6865 | 6.7585 | 6.7585 | 6.7585 | 6.7585 | 6.7585 | 6.7585 | 6.7585 | 6.7585 | 6.7585 | 6.7585 | 6.7585 | 6.7585 | 1542.2344 | 10.3338 | 1.8539e-05 | 1682.2916 | 953.2239 | 79.7152 | 0.54113 | 1552.5682 | 80.2563 | 1472.3119 | 519.088 | TRUE
| 60658142 | GB031 | GB | 22KV | 367.55 | 0 | 52231.1123 | 100% | Three phase | 97.13 | 0.0035783 | 0.0038033 | 0.0040431 | 0.0042987 | 0.0045712 | 0.0048616 | 0.0051712 | 0.0055013 | 0.0058533 | 0.0062287 | 0.0066289 | 0.0070558 | 0.0075112 | 0.0079969 | 0.008515 | 0.0090677 | 0.0096575 | 0.010287 | 0.010958 | 0.011675 | 4.78 | 4.82 | 4.877 | 4.904 | 4.92 | 4.964 | 5.028 | 5.091 | 5.107 | 5.107 | 5.107 | 5.107 | 5.107 | 5.107 | 5.107 | 5.107 | 5.107 | 5.107 | 5.107 | 5.107 | 24381.7724 | 3962.0773 | 0.00039341 | 35700.1315 | 20228.4892 | 1489.8212 | 243.6901 | 28343.8497 | 1733.5113 | 26610.3384 | 6381.8492 | TRUE
| 60658149 | GB031 | GB | 22KV | 294.22 | 0 | 52231.1123 | 100% | Three phase | 97.13 | 0.0028644 | 0.0030445 | 0.0032365 | 0.0034411 | 0.0036592 | 0.0038917 | 0.0041395 | 0.0044038 | 0.0046855 | 0.004986 | 0.0053064 | 0.0056481 | 0.0060126 | 0.0064014 | 0.0068162 | 0.0072586 | 0.0077307 | 0.0082344 | 0.0087718 | 0.0093453 | 4.78 | 4.82 | 4.877 | 4.904 | 4.92 | 4.964 | 5.028 | 5.091 | 5.107 | 5.107 | 5.107 | 5.107 | 5.107 | 5.107 | 5.107 | 5.107 | 5.107 | 5.107 | 5.107 | 5.107 | 19517.3584 | 2538.835 | 0.00031492 | 28577.5886 | 16192.6978 | 1192.5866 | 156.1527 | 22056.1934 | 1348.7392 | 20707.4541 | 4514.7563 | TRUE
| 60658151 | GB031 | GB | 22KV | 78.17 | 0 | 52231.1123 | 100% | Three phase | 97.13 | 0.00042463 | 0.00045457 | 0.00048675 | 0.00052134 | 0.00055852 | 0.0005985 | 0.00064149 | 0.00068772 | 0.00073745 | 0.00079095 | 0.00084851 | 0.00091044 | 0.00097708 | 0.0010488 | 0.001126 | 0.0012091 | 0.0012986 | 0.0013949 | 0.0014987 | 0.0016104 | 4.78 | 4.82 | 4.877 | 4.904 | 4.92 | 4.964 | 5.028 | 5.091 | 5.107 | 5.107 | 5.107 | 5.107 | 5.107 | 5.107 | 5.107 | 5.107 | 5.107 | 5.107 | 5.107 | 5.107 | 3140.9704 | 108.4747 | 8.3671e-05 | 7592.6521 | 4302.1657 | 316.853 | 11.0226 | 3249.4451 | 327.8756 | 2921.5695 | -1380.5962 | FALSE
| 60658456 | GCY011 | GCY | 22KV | 283.96 | 1 | 45326.5658 | 50% | Three phase | 97.13 | 0.0027192 | 0.0029986 | 0.0033082 | 0.003651 | 0.004031 | 0.0044521 | 0.0049189 | 0.0054364 | 0.0060103 | 0.0066469 | 0.0073531 | 0.0081366 | 0.0090061 | 0.0093067 | 0.0093067 | 0.0093067 | 0.0093067 | 0.0093067 | 0.0093067 | 0.0093067 | 6.081 | 6.147 | 6.2485 | 6.342 | 6.386 | 6.472 | 6.5585 | 6.6865 | 6.7585 | 6.7585 | 6.7585 | 6.7585 | 6.7585 | 6.7585 | 6.7585 | 6.7585 | 6.7585 | 6.7585 | 6.7585 | 6.7585 | 27068.2264 | 2972.8595 | 0.00030394 | 27581.0348 | 15628.0283 | 1306.9244 | 145.4519 | 30041.0859 | 1452.3763 | 28588.7096 | 12960.6813 | TRUE
| 60658518 | GCY011 | GCY | 22KV | 121.39 | 1 | 45326.5658 | 50% | Three phase | 97.13 | 0.0011724 | 0.0012412 | 0.0013142 | 0.0013916 | 0.0014738 | 0.0015611 | 0.0016537 | 0.0017521 | 0.0018565 | 0.0019674 | 0.0020851 | 0.0022102 | 0.002343 | 0.0024841 | 0.0026339 | 0.0027931 | 0.0029622 | 0.0031418 | 0.0033327 | 0.0035355 | 6.081 | 6.147 | 6.2485 | 6.342 | 6.386 | 6.472 | 6.5585 | 6.6865 | 6.7585 | 6.7585 | 6.7585 | 6.7585 | 6.7585 | 6.7585 | 6.7585 | 6.7585 | 6.7585 | 6.7585 | 6.7585 | 6.7585 | 8722.9012 | 410.9035 | 0.00012993 | 11790.6107 | 6680.8225 | 558.6968 | 26.581 | 9133.8048 | 585.2778 | 8548.527 | 1867.7045 | TRUE
| 60658865 | GCY011 | GCY | 22KV | 268.5 | 1 | 45326.5658 | 50% | Three phase | 97.13 | 0.0031611 | 0.0033571 | 0.0035658 | 0.003788 | 0.0040246 | 0.0042765 | 0.0045447 | 0.0048304 | 0.0051347 | 0.0054588 | 0.005804 | 0.0061718 | 0.0065636 | 0.0069811 | 0.0074259 | 0.0078998 | 0.0084049 | 0.0088 | 0.0088 | 0.0088 | 6.081 | 6.147 | 6.2485 | 6.342 | 6.386 | 6.472 | 6.5585 | 6.6865 | 6.7585 | 6.7585 | 6.7585 | 6.7585 | 6.7585 | 6.7585 | 6.7585 | 6.7585 | 6.7585 | 6.7585 | 6.7585 | 6.7585 | 23970.6383 | 2497.0423 | 0.00028739 | 26079.405 | 14777.1714 | 1235.7698 | 130.045 | 26467.6806 | 1365.8148 | 25101.8658 | 10324.6944 | TRUE
| 60658912 | GCY011 | GCY | 22KV | 101.22 | 1 | 45326.5658 | 50% | Three phase | 97.13 | 0.0012769 | 0.0013868 | 0.0015065 | 0.001637 | 0.0017792 | 0.0019342 | 0.0021031 | 0.0022873 | 0.0024882 | 0.0027073 | 0.0029462 | 0.0032069 | 0.0033175 | 0.0033175 | 0.0033175 | 0.0033175 | 0.0033175 | 0.0033175 | 0.0033175 | 0.0033175 | 6.081 | 6.147 | 6.2485 | 6.342 | 6.386 | 6.472 | 6.5585 | 6.6865 | 6.7585 | 6.7585 | 6.7585 | 6.7585 | 6.7585 | 6.7585 | 6.7585 | 6.7585 | 6.7585 | 6.7585 | 6.7585 | 6.7585 | 10628.6094 | 417.1076 | 0.00010834 | 9831.4986 | 5570.746 | 465.8645 | 18.4815 | 11045.7171 | 484.346 | 10561.371 | 4990.6251 | TRUE
| 60658978 | GCY011 | GCY | 22KV | 261.67 | 1 | 45326.5658 | 50% | Three phase | 97.13 | 0.0021266 | 0.0023388 | 0.0025732 | 0.0028322 | 0.0031185 | 0.003435 | 0.003785 | 0.004172 | 0.0046002 | 0.0050739 | 0.0055981 | 0.0061783 | 0.0068206 | 0.0075317 | 0.0083192 | 0.0085762 | 0.0085762 | 0.0085762 | 0.0085762 | 0.0085762 | 6.081 | 6.147 | 6.2485 | 6.342 | 6.386 | 6.472 | 6.5585 | 6.6865 | 6.7585 | 6.7585 | 6.7585 | 6.7585 | 6.7585 | 6.7585 | 6.7585 | 6.7585 | 6.7585 | 6.7585 | 6.7585 | 6.7585 | 22271.5177 | 2251.9735 | 0.00028008 | 25416.0071 | 14401.2754 | 1204.3348 | 123.5131 | 24523.4912 | 1327.8479 | 23195.6433 | 8794.3679 | TRUE
| 60659225 | GCY011 | GCY | 22KV | 26.3 | 1 | 45326.5658 | 50% | Three phase | 97.13 | 0.00025184 | 0.00027773 | 0.0003064 | 0.00033816 | 0.00037335 | 0.00041235 | 0.00045558 | 0.00050351 | 0.00055667 | 0.00061563 | 0.00068103 | 0.0007536 | 0.00083414 | 0.00086198 | 0.00086198 | 0.00086198 | 0.00086198 | 0.00086198 | 0.00086198 | 0.00086198 | 6.081 | 6.147 | 6.2485 | 6.342 | 6.386 | 6.472 | 6.5585 | 6.6865 | 6.7585 | 6.7585 | 6.7585 | 6.7585 | 6.7585 | 6.7585 | 6.7585 | 6.7585 | 6.7585 | 6.7585 | 6.7585 | 6.7585 | 2507.0234 | 25.5018 | 2.8151e-05 | 2554.519 | 1447.4473 | 121.0456 | 1.2477 | 2532.5252 | 122.2933 | 2410.2319 | 962.7845 | TRUE
| 60660168 | CRO013 | CRO | 22KV | 22.35 | 0 | 53295.2727 | 100% | Three phase | 97.13 | 0.0002172 | 0.00023508 | 0.0002545 | 0.0002756 | 0.00029851 | 0.00032341 | 0.00035047 | 0.00037988 | 0.00041185 | 0.0004466 | 0.00048439 | 0.00052548 | 0.00057016 | 0.00061877 | 0.00067163 | 0.00072915 | 0.00073252 | 0.00073252 | 0.00073252 | 0.00073252 | 4.011 | 4.027 | 4.066 | 4.096 | 4.11 | 4.113 | 4.156 | 4.208 | 4.225 | 4.225 | 4.225 | 4.225 | 4.225 | 4.225 | 4.225 | 4.225 | 4.225 | 4.225 | 4.225 | 4.225 | 1452.1981 | 16.9499 | 2.3923e-05 | 2170.8555 | 1230.055 | 76.7161 | 0.90107 | 1469.148 | 77.6172 | 1391.5308 | 161.4758 | TRUE
| 60660170 | CRO013 | CRO | 22KV | 34.8 | 0 | 53295.2727 | 100% | Three phase | 97.13 | 0.00033424 | 0.00036503 | 0.00039879 | 0.00043582 | 0.00047642 | 0.00052096 | 0.00056983 | 0.00062346 | 0.00068232 | 0.00074692 | 0.00081785 | 0.00089573 | 0.00098126 | 0.0010752 | 0.0011406 | 0.0011406 | 0.0011406 | 0.0011406 | 0.0011406 | 0.0011406 | 4.011 | 4.027 | 4.066 | 4.096 | 4.11 | 4.113 | 4.156 | 4.208 | 4.225 | 4.225 | 4.225 | 4.225 | 4.225 | 4.225 | 4.225 | 4.225 | 4.225 | 4.225 | 4.225 | 4.225 | 2357.2226 | 42.8284 | 3.7249e-05 | 3380.124 | 1915.2535 | 119.4506 | 2.1846 | 2400.051 | 121.6351 | 2278.4159 | 363.1624 | TRUE
| 60660171 | CRO013 | CRO | 22KV | 34.69 | 0 | 53295.2727 | 100% | Three phase | 97.13 | 0.00018687 | 0.00020003 | 0.00021416 | 0.00022935 | 0.00024568 | 0.00026324 | 0.00028212 | 0.00030242 | 0.00032425 | 0.00034773 | 0.000373 | 0.00040018 | 0.00042942 | 0.0004609 | 0.00049477 | 0.00053123 | 0.00057048 | 0.00061274 | 0.00065824 | 0.00070723 | 4.011 | 4.027 | 4.066 | 4.096 | 4.11 | 4.113 | 4.156 | 4.208 | 4.225 | 4.225 | 4.225 | 4.225 | 4.225 | 4.225 | 4.225 | 4.225 | 4.225 | 4.225 | 4.225 | 4.225 | 1167.5919 | 21.1598 | 3.7131e-05 | 3369.4397 | 1909.1995 | 119.073 | 2.1708 | 1188.7516 | 121.2437 | 1067.5079 | -841.6916 | FALSE
| 60660174 | CRO013 | CRO | 22KV | 35.67 | 0 | 53295.2727 | 100% | Three phase | 97.13 | 0.00019215 | 0.00020568 | 0.00022021 | 0.00023583 | 0.00025262 | 0.00027068 | 0.00029009 | 0.00031096 | 0.00033341 | 0.00035756 | 0.00038353 | 0.00041148 | 0.00044155 | 0.00047392 | 0.00050875 | 0.00054624 | 0.0005866 | 0.00063005 | 0.00067683 | 0.00072721 | 4.011 | 4.027 | 4.066 | 4.096 | 4.11 | 4.113 | 4.156 | 4.208 | 4.225 | 4.225 | 4.225 | 4.225 | 4.225 | 4.225 | 4.225 | 4.225 | 4.225 | 4.225 | 4.225 | 4.225 | 1200.5766 | 22.3722 | 3.818e-05 | 3464.6271 | 1963.1348 | 122.4368 | 2.2952 | 1222.9488 | 124.732 | 1098.2168 | -864.918 | FALSE
| 60660178 | CRO013 | CRO | 22KV | 139.52 | 0 | 53295.2727 | 100% | Three phase | 97.13 | 0.00134 | 0.0014635 | 0.0015988 | 0.0017473 | 0.0019101 | 0.0020886 | 0.0022846 | 0.0024996 | 0.0027355 | 0.0029946 | 0.0032789 | 0.0035912 | 0.003934 | 0.0043106 | 0.0045727 | 0.0045727 | 0.0045727 | 0.0045727 | 0.0045727 | 0.0045727 | 4.011 | 4.027 | 4.066 | 4.096 | 4.11 | 4.113 | 4.156 | 4.208 | 4.225 | 4.225 | 4.225 | 4.225 | 4.225 | 4.225 | 4.225 | 4.225 | 4.225 | 4.225 | 4.225 | 4.225 | 9450.5659 | 688.4091 | 0.00014934 | 13551.5776 | 7678.6255 | 478.9006 | 35.1138 | 10138.975 | 514.0144 | 9624.9606 | 1946.3351 | TRUE
| 60660188 | CRO013 | CRO | 22KV | 50.67 | 0 | 53295.2727 | 100% | Three phase | 97.13 | 0.00048666 | 0.0005315 | 0.00058066 | 0.00063456 | 0.00069369 | 0.00075854 | 0.0008297 | 0.00090778 | 0.00099348 | 0.0010875 | 0.0011908 | 0.0013042 | 0.0014287 | 0.0015655 | 0.0016607 | 0.0016607 | 0.0016607 | 0.0016607 | 0.0016607 | 0.0016607 | 4.011 | 4.027 | 4.066 | 4.096 | 4.11 | 4.113 | 4.156 | 4.208 | 4.225 | 4.225 | 4.225 | 4.225 | 4.225 | 4.225 | 4.225 | 4.225 | 4.225 | 4.225 | 4.225 | 4.225 | 3432.1974 | 90.7978 | 5.4236e-05 | 4921.5771 | 2788.6751 | 173.9241 | 4.6313 | 3522.9952 | 178.5555 | 3344.4397 | 555.7646 | TRUE
| 60660194 | CRO022 | CRO | 22KV | 14.16 | 1 | 53295.2727 | 50% | Three phase | 97.13 | 7.2748e-05 | 7.8054e-05 | 8.377e-05 | 8.993e-05 | 9.6569e-05 | 0.00010373 | 0.00011144 | 0.00011976 | 0.00012873 | 0.00013841 | 0.00014884 | 0.0001601 | 0.00017225 | 0.00018536 | 0.00019951 | 0.00021478 | 0.00023126 | 0.00024905 | 0.00026827 | 0.00028902 | 1.3575 | 1.3565 | 1.3715 | 1.385 | 1.3935 | 1.402 | 1.4185 | 1.4435 | 1.4535 | 1.4535 | 1.4535 | 1.4535 | 1.4535 | 1.4535 | 1.4535 | 1.4535 | 1.4535 | 1.4535 | 1.4535 | 1.4535 | 160.0258 | 3.454 | 1.5156e-05 | 1375.3608 | 779.31 | 16.6108 | 0.36169 | 163.4798 | 16.9725 | 146.5073 | -632.8028 | FALSE
| 60660195 | CRO022 | CRO | 22KV | 54.23 | 1 | 53295.2727 | 50% | Three phase | 97.13 | 0.00067911 | 0.00074347 | 0.00081417 | 0.00089185 | 0.00097723 | 0.0010711 | 0.0011743 | 0.0012877 | 0.0014125 | 0.0015497 | 0.0017006 | 0.0017774 | 0.0017774 | 0.0017774 | 0.0017774 | 0.0017774 | 0.0017774 | 0.0017774 | 0.0017774 | 0.0017774 | 1.3575 | 1.3565 | 1.3715 | 1.385 | 1.3935 | 1.402 | 1.4185 | 1.4435 | 1.4535 | 1.4535 | 1.4535 | 1.4535 | 1.4535 | 1.4535 | 1.4535 | 1.4535 | 1.4535 | 1.4535 | 1.4535 | 1.4535 | 1478.1831 | 122.2959 | 5.8046e-05 | 5267.3599 | 2984.6034 | 63.6162 | 5.305 | 1600.479 | 68.9211 | 1531.5579 | -1453.0455 | FALSE
| 60660196 | CRO022 | CRO | 22KV | 48.05 | 1 | 53295.2727 | 50% | Three phase | 97.13 | 0.00024686 | 0.00026487 | 0.00028426 | 0.00030517 | 0.0003277 | 0.00035198 | 0.00037816 | 0.00040639 | 0.00043683 | 0.00046966 | 0.00050507 | 0.00054328 | 0.0005845 | 0.00062899 | 0.00067699 | 0.00072881 | 0.00078475 | 0.00084513 | 0.00091033 | 0.00098074 | 1.3575 | 1.3565 | 1.3715 | 1.385 | 1.3935 | 1.402 | 1.4185 | 1.4435 | 1.4535 | 1.4535 | 1.4535 | 1.4535 | 1.4535 | 1.4535 | 1.4535 | 1.4535 | 1.4535 | 1.4535 | 1.4535 | 1.4535 | 543.0253 | 39.7726 | 5.1431e-05 | 4667.0965 | 2644.4808 | 56.3665 | 4.1648 | 582.7979 | 60.5313 | 522.2666 | -2122.2142 | FALSE
| 60660201 | CRO022 | CRO | 22KV | 54.47 | 1 | 53295.2727 | 50% | Three phase | 97.13 | 0.00068212 | 0.00074676 | 0.00081777 | 0.0008958 | 0.00098156 | 0.0010758 | 0.0011795 | 0.0012934 | 0.0014187 | 0.0015565 | 0.0017081 | 0.0017852 | 0.0017852 | 0.0017852 | 0.0017852 | 0.0017852 | 0.0017852 | 0.0017852 | 0.0017852 | 0.0017852 | 1.3575 | 1.3565 | 1.3715 | 1.385 | 1.3935 | 1.402 | 1.4185 | 1.4435 | 1.4535 | 1.4535 | 1.4535 | 1.4535 | 1.4535 | 1.4535 | 1.4535 | 1.4535 | 1.4535 | 1.4535 | 1.4535 | 1.4535 | 1484.725 | 123.3807 | 5.8303e-05 | 5290.6711 | 2997.812 | 63.8977 | 5.352 | 1608.1057 | 69.2497 | 1538.856 | -1458.9561 | FALSE
| 60660203 | CRO022 | CRO | 22KV | 31.85 | 1 | 53295.2727 | 50% | Three phase | 97.13 | 0.00031822 | 0.00034165 | 0.00036687 | 0.00039404 | 0.00042331 | 0.00045483 | 0.0004888 | 0.0005254 | 0.00056484 | 0.00060735 | 0.00065317 | 0.00070256 | 0.00075581 | 0.00081322 | 0.00087512 | 0.00094188 | 0.0010139 | 0.0010439 | 0.0010439 | 0.0010439 | 1.3575 | 1.3565 | 1.3715 | 1.385 | 1.3935 | 1.402 | 1.4185 | 1.4435 | 1.4535 | 1.4535 | 1.4535 | 1.4535 | 1.4535 | 1.4535 | 1.4535 | 1.4535 | 1.4535 | 1.4535 | 1.4535 | 1.4535 | 685.405 | 33.2855 | 3.4091e-05 | 3093.5905 | 1752.8972 | 37.3626 | 1.8299 | 718.6905 | 39.1925 | 679.498 | -1073.3993 | FALSE
| 60660210 | CRO013 | CRO | 22KV | 24.1 | 0 | 53295.2727 | 100% | Three phase | 97.13 | 0.0003018 | 0.0003304 | 0.00036182 | 0.00039634 | 0.00043429 | 0.00047599 | 0.00052184 | 0.00057226 | 0.0006277 | 0.00068868 | 0.00075575 | 0.00078987 | 0.00078987 | 0.00078987 | 0.00078987 | 0.00078987 | 0.00078987 | 0.00078987 | 0.00078987 | 0.00078987 | 4.011 | 4.027 | 4.066 | 4.096 | 4.11 | 4.113 | 4.156 | 4.208 | 4.225 | 4.225 | 4.225 | 4.225 | 4.225 | 4.225 | 4.225 | 4.225 | 4.225 | 4.225 | 4.225 | 4.225 | 1917.6212 | 24.1528 | 2.5796e-05 | 2340.833 | 1326.3681 | 82.7229 | 1.0477 | 1941.774 | 83.7706 | 1858.0033 | 531.6352 | TRUE
| 60660320 | GL015 | GL | 22KV | 77.32 | 1 | 37042.7803 | 50% | Three phase | 97.13 | 0.0006177 | 0.00066679 | 0.00071998 | 0.00077762 | 0.00084009 | 0.0009078 | 0.0009812 | 0.0010608 | 0.0011471 | 0.0012407 | 0.0013422 | 0.0014523 | 0.0015718 | 0.0017015 | 0.0018421 | 0.0019948 | 0.0021605 | 0.0023404 | 0.0025341 | 0.0025341 | 2.3765 | 2.426 | 2.492 | 2.5485 | 2.5885 | 2.636 | 2.697 | 2.777 | 2.8155 | 2.8155 | 2.8155 | 2.8155 | 2.8155 | 2.8155 | 2.8155 | 2.8155 | 2.8155 | 2.8155 | 2.8155 | 2.8155 | 1916.9347 | 169.9127 | 8.2761e-05 | 7510.0916 | 4255.3851 | 119.2761 | 10.7842 | 2086.8474 | 130.0603 | 1956.7871 | -2298.598 | FALSE
| 60663029 | GLE013 | GLE | 22KV | 89.68 | 0 | 43192.2035 | 100% | Single phase | 44.74 | 0.00054839 | 0.00059649 | 0.00064906 | 0.00070651 | 0.00076931 | 0.00083797 | 0.00091307 | 0.0009952 | 0.0010851 | 0.0011834 | 0.001291 | 0.0014087 | 0.0015376 | 0.0016788 | 0.0018334 | 0.0020026 | 0.0021881 | 0.0023912 | 0.0026138 | 0.0028576 | 12.272 | 12.66 | 13.105 | 13.521 | 13.836 | 14.184 | 14.648 | 15.159 | 15.513 | 15.513 | 15.513 | 15.513 | 15.513 | 15.513 | 15.513 | 15.513 | 15.513 | 15.513 | 15.513 | 15.513 | 11960.0033 | 88.7272 | 9.5991e-05 | 4012.2832 | 2273.449 | 874.5238 | 6.6825 | 12048.7306 | 881.2063 | 11167.5243 | 8894.0753 | TRUE
| 60663045 | GLE013 | GLE | 22KV | 585.26 | 0 | 43192.2035 | 100% | Single phase | 44.74 | 0.0032585 | 0.0035441 | 0.0038562 | 0.0041974 | 0.0045705 | 0.0049785 | 0.0054247 | 0.0059129 | 0.006447 | 0.0070316 | 0.0076715 | 0.008372 | 0.0091391 | 0.0099791 | 0.010899 | 0.011907 | 0.013011 | 0.014222 | 0.015548 | 0.017002 | 12.272 | 12.66 | 13.105 | 13.521 | 13.836 | 14.184 | 14.648 | 15.159 | 15.513 | 15.513 | 15.513 | 15.513 | 15.513 | 15.513 | 15.513 | 15.513 | 15.513 | 15.513 | 15.513 | 15.513 | 71094.6128 | 3441.9834 | 0.00062644 | 26184.5324 | 14836.7389 | 5707.2236 | 284.6069 | 74536.5962 | 5991.8305 | 68544.7658 | 53708.0268 | TRUE
| 60663047 | GLE013 | GLE | 22KV | 10.58 | 0 | 43192.2035 | 100% | Single phase | 44.74 | 0.00013452 | 0.00014668 | 0.00015998 | 0.00017453 | 0.00019046 | 0.00020789 | 0.00022697 | 0.00024786 | 0.00027074 | 0.00029579 | 0.00032323 | 0.00034676 | 0.00034676 | 0.00034676 | 0.00034676 | 0.00034676 | 0.00034676 | 0.00034676 | 0.00034676 | 0.00034676 | 12.272 | 12.66 | 13.105 | 13.521 | 13.836 | 14.184 | 14.648 | 15.159 | 15.513 | 15.513 | 15.513 | 15.513 | 15.513 | 15.513 | 15.513 | 15.513 | 15.513 | 15.513 | 15.513 | 15.513 | 2423.787 | 2.1358 | 1.1324e-05 | 473.3492 | 268.2102 | 103.172 | 0.093008 | 2425.9228 | 103.265 | 2322.6578 | 2054.4476 | TRUE
| 60663053 | GLE033 | GLE | 22KV | 1444.95 | 0 | 43192.2035 | 100% | Three phase | 97.13 | 0.013956 | 0.014774 | 0.015643 | 0.016565 | 0.017543 | 0.018582 | 0.019685 | 0.020856 | 0.022099 | 0.023419 | 0.02482 | 0.026309 | 0.02789 | 0.029569 | 0.031353 | 0.033247 | 0.03526 | 0.037398 | 0.03967 | 0.042084 | 3.271 | 3.288 | 3.312 | 3.329 | 3.325 | 3.339 | 3.369 | 3.393 | 3.39 | 3.39 | 3.39 | 3.39 | 3.39 | 3.39 | 3.39 | 3.39 | 3.39 | 3.39 | 3.39 | 3.39 | 50309.4732 | 58221.0051 | 0.0015466 | 140347.9935 | 79524.2972 | 3244.1896 | 3766.2638 | 108530.4782 | 7010.4535 | 101520.0247 | 21995.7275 | TRUE
| 60663056 | GLE013 | GLE | 22KV | 941.59 | 0 | 43192.2035 | 100% | Single phase | 44.74 | 0.010209 | 0.011107 | 0.012088 | 0.013159 | 0.014328 | 0.015606 | 0.017002 | 0.018527 | 0.020193 | 0.022015 | 0.024006 | 0.026182 | 0.028562 | 0.03086 | 0.03086 | 0.03086 | 0.03086 | 0.03086 | 0.03086 | 0.03086 | 12.272 | 12.66 | 13.105 | 13.521 | 13.836 | 14.184 | 14.648 | 15.159 | 15.513 | 15.513 | 15.513 | 15.513 | 15.513 | 15.513 | 15.513 | 15.513 | 15.513 | 15.513 | 15.513 | 15.513 | 195851.0053 | 15320.8899 | 0.0010078 | 42126.7366 | 23869.9467 | 9182.0125 | 736.6673 | 211171.8952 | 9918.6798 | 201253.2154 | 177383.2687 | TRUE
| 60663586 | GLE012 | GLE | 22KV | 33.16 | 2 | 43192.2035 | 33.33% | Three phase | 97.13 | 0.00026343 | 0.00028961 | 0.00031851 | 0.00035044 | 0.00038572 | 0.00042471 | 0.00046781 | 0.00051545 | 0.00056814 | 0.00062641 | 0.00069088 | 0.0007622 | 0.00084113 | 0.00092848 | 0.0010252 | 0.0010868 | 0.0010868 | 0.0010868 | 0.0010868 | 0.0010868 | 3.2313 | 3.2913 | 3.3633 | 3.43 | 3.4757 | 3.53 | 3.594 | 3.689 | 3.7423 | 3.7423 | 3.7423 | 3.7423 | 3.7423 | 3.7423 | 3.7423 | 3.7423 | 3.7423 | 3.7423 | 3.7423 | 3.7423 | 1455.8223 | 35.5372 | 3.5493e-05 | 3220.8308 | 1824.9944 | 79.7043 | 1.9835 | 1491.3594 | 81.6878 | 1409.6717 | -415.3228 | FALSE
| 60663589 | GLE012 | GLE | 22KV | 48.8 | 2 | 43192.2035 | 33.33% | Three phase | 97.13 | 0.00045981 | 0.00049746 | 0.00053834 | 0.00058272 | 0.00063091 | 0.00068326 | 0.00074013 | 0.00080191 | 0.00086904 | 0.00094199 | 0.0010213 | 0.0011075 | 0.0012012 | 0.001303 | 0.0014138 | 0.0015343 | 0.0015994 | 0.0015994 | 0.0015994 | 0.0015994 | 3.2313 | 3.2913 | 3.3633 | 3.43 | 3.4757 | 3.53 | 3.594 | 3.689 | 3.7423 | 3.7423 | 3.7423 | 3.7423 | 3.7423 | 3.7423 | 3.7423 | 3.7423 | 3.7423 | 3.7423 | 3.7423 | 3.7423 | 2186.7854 | 78.7406 | 5.2234e-05 | 4739.944 | 2685.7578 | 117.297 | 4.2958 | 2265.526 | 121.5928 | 2143.9332 | -541.8246 | FALSE
| 60663593 | GLE012 | GLE | 22KV | 70.66 | 2 | 43192.2035 | 33.33% | Three phase | 97.13 | 0.00056135 | 0.00061712 | 0.00067872 | 0.00074676 | 0.00082193 | 0.00090501 | 0.00099684 | 0.0010984 | 0.0012106 | 0.0013348 | 0.0014722 | 0.0016242 | 0.0017923 | 0.0019785 | 0.0021845 | 0.0023159 | 0.0023159 | 0.0023159 | 0.0023159 | 0.0023159 | 3.2313 | 3.2913 | 3.3633 | 3.43 | 3.4757 | 3.53 | 3.594 | 3.689 | 3.7423 | 3.7423 | 3.7423 | 3.7423 | 3.7423 | 3.7423 | 3.7423 | 3.7423 | 3.7423 | 3.7423 | 3.7423 | 3.7423 | 3102.1834 | 161.3619 | 7.5632e-05 | 6863.2058 | 3888.8452 | 169.8403 | 9.0064 | 3263.5453 | 178.8467 | 3084.6986 | -804.1466 | FALSE
| 60663594 | GLE012 | GLE | 22KV | 13.15 | 2 | 43192.2035 | 33.33% | Three phase | 97.13 | 0.00010447 | 0.00011485 | 0.00012631 | 0.00013897 | 0.00015296 | 0.00016842 | 0.00018551 | 0.00020441 | 0.0002253 | 0.00024841 | 0.00027398 | 0.00030226 | 0.00033356 | 0.0003682 | 0.00040655 | 0.00043099 | 0.00043099 | 0.00043099 | 0.00043099 | 0.00043099 | 3.2313 | 3.2913 | 3.3633 | 3.43 | 3.4757 | 3.53 | 3.594 | 3.689 | 3.7423 | 3.7423 | 3.7423 | 3.7423 | 3.7423 | 3.7423 | 3.7423 | 3.7423 | 3.7423 | 3.7423 | 3.7423 | 3.7423 | 577.324 | 5.5886 | 1.4075e-05 | 1277.2595 | 723.7237 | 31.6077 | 0.31193 | 582.9126 | 31.9196 | 550.993 | -172.7307 | FALSE
| 60663623 | GL015 | GL | 22KV | 3111 | 1 | 37042.7803 | 50% | Three phase | 97.13 | 0.028091 | 0.030607 | 0.033359 | 0.03637 | 0.039665 | 0.043271 | 0.047217 | 0.051538 | 0.056268 | 0.061449 | 0.067123 | 0.073338 | 0.080147 | 0.087608 | 0.095785 | 0.10196 | 0.10196 | 0.10196 | 0.10196 | 0.10196 | 2.3765 | 2.426 | 2.492 | 2.5485 | 2.5885 | 2.636 | 2.697 | 2.777 | 2.8155 | 2.8155 | 2.8155 | 2.8155 | 2.8155 | 2.8155 | 2.8155 | 2.8155 | 2.8155 | 2.8155 | 2.8155 | 2.8155 | 90967.7777 | 324271.9307 | 0.0033299 | 302171.43 | 171217.0585 | 4799.1209 | 17458.4275 | 415239.7083 | 22257.5485 | 392982.1599 | 221765.1013 | TRUE
| 60663693 | DDL024 | DDL | 22KV | 1013.85 | 1 | 36243.9558 | 50% | Three phase | 97.13 | 0.013003 | 0.01424 | 0.015599 | 0.017093 | 0.018736 | 0.020542 | 0.022529 | 0.024714 | 0.027117 | 0.029761 | 0.032671 | 0.033229 | 0.033229 | 0.033229 | 0.033229 | 0.033229 | 0.033229 | 0.033229 | 0.033229 | 0.033229 | 4.303 | 4.4325 | 4.5905 | 4.732 | 4.853 | 4.9725 | 5.117 | 5.312 | 5.45 | 5.45 | 5.45 | 5.45 | 5.45 | 5.45 | 5.45 | 5.45 | 5.45 | 5.45 | 5.45 | 5.45 | 69581.0502 | 43316.1119 | 0.0010852 | 98475.2505 | 55798.269 | 2910.6596 | 1854.1827 | 112897.1621 | 4764.8423 | 108132.3198 | 52334.0508 | TRUE
| 60663694 | DDL024 | DDL | 22KV | 129.09 | 1 | 36243.9558 | 50% | Three phase | 97.13 | 0.0016556 | 0.0018131 | 0.0019862 | 0.0021764 | 0.0023856 | 0.0026156 | 0.0028685 | 0.0031467 | 0.0034527 | 0.0037894 | 0.0041599 | 0.0042309 | 0.0042309 | 0.0042309 | 0.0042309 | 0.0042309 | 0.0042309 | 0.0042309 | 0.0042309 | 0.0042309 | 4.303 | 4.4325 | 4.5905 | 4.732 | 4.853 | 4.9725 | 5.117 | 5.312 | 5.45 | 5.45 | 5.45 | 5.45 | 5.45 | 5.45 | 5.45 | 5.45 | 5.45 | 5.45 | 5.45 | 5.45 | 8859.5135 | 702.2427 | 0.00013817 | 12538.5117 | 7104.5998 | 370.6042 | 30.0601 | 9561.7562 | 400.6643 | 9161.092 | 2056.4921 | TRUE
| 60663783 | WPD013 | WPD | 22KV | 103.47 | 1 | 40240.0236 | 50% | Single phase | 44.74 | 0.00096578 | 0.0010513 | 0.0011448 | 0.001247 | 0.0013587 | 0.0014808 | 0.0016143 | 0.0017604 | 0.0019201 | 0.0020948 | 0.002286 | 0.0024952 | 0.0027241 | 0.0029747 | 0.003249 | 0.0033912 | 0.0033912 | 0.0033912 | 0.0033912 | 0.0033912 | 4.904 | 4.987 | 5.0715 | 5.1545 | 5.224 | 5.297 | 5.378 | 5.4675 | 5.552 | 5.552 | 5.552 | 5.552 | 5.552 | 5.552 | 5.552 | 5.552 | 5.552 | 5.552 | 5.552 | 5.552 | 6636.4228 | 168.172 | 0.00011075 | 4629.2478 | 2623.0349 | 345.8915 | 8.8956 | 6804.5948 | 354.7872 | 6449.8076 | 3826.7728 | TRUE
| 60663788 | WPD014 | WPD | 22KV | 328.08 | 1 | 40240.0236 | 50% | Three phase | 97.13 | 0.0028663 | 0.0030391 | 0.0032227 | 0.003418 | 0.0036257 | 0.0038465 | 0.0040813 | 0.0043311 | 0.0045967 | 0.0048793 | 0.00518 | 0.0054998 | 0.0058401 | 0.0062022 | 0.0065875 | 0.0069976 | 0.007434 | 0.0078985 | 0.0083929 | 0.0089192 | 0.0465 | 0.0465 | 0.0465 | 0.0465 | 0.0515 | 0.0515 | 0.0515 | 0.053 | 0.0565 | 0.0565 | 0.0565 | 0.0565 | 0.0565 | 0.0565 | 0.0565 | 0.0565 | 0.0565 | 0.0565 | 0.0565 | 0.0565 | 157.0472 | 2760.8013 | 0.00035117 | 31866.4104 | 18056.2175 | 10.8023 | 194.1622 | 2917.8484 | 204.9644 | 2712.884 | -15343.3335 | FALSE
| 60663789 | WPD014 | WPD | 22KV | 358.58 | 1 | 40240.0236 | 50% | Three phase | 97.13 | 0.0045988 | 0.0050363 | 0.0055171 | 0.0060456 | 0.0066266 | 0.0072655 | 0.007968 | 0.0087407 | 0.0095908 | 0.010526 | 0.011555 | 0.011752 | 0.011752 | 0.011752 | 0.011752 | 0.011752 | 0.011752 | 0.011752 | 0.011752 | 0.011752 | 0.0465 | 0.0465 | 0.0465 | 0.0465 | 0.0515 | 0.0515 | 0.0515 | 0.053 | 0.0565 | 0.0565 | 0.0565 | 0.0565 | 0.0565 | 0.0565 | 0.0565 | 0.0565 | 0.0565 | 0.0565 | 0.0565 | 0.0565 | 282.2318 | 5418.4389 | 0.00038381 | 34828.8754 | 19734.8161 | 11.8065 | 231.9408 | 5700.6707 | 243.7473 | 5456.9233 | -14277.8927 | FALSE
| 60663790 | WPD014 | WPD | 22KV | 464.87 | 1 | 40240.0236 | 50% | Three phase | 97.13 | 0.0025117 | 0.0027625 | 0.0030399 | 0.0033468 | 0.0036863 | 0.0040621 | 0.0044782 | 0.0049389 | 0.0054493 | 0.0060147 | 0.0066413 | 0.0073358 | 0.0081057 | 0.0089594 | 0.0099061 | 0.010956 | 0.012122 | 0.013415 | 0.01485 | 0.015236 | 0.0465 | 0.0465 | 0.0465 | 0.0465 | 0.0515 | 0.0515 | 0.0515 | 0.053 | 0.0565 | 0.0565 | 0.0565 | 0.0565 | 0.0565 | 0.0565 | 0.0565 | 0.0565 | 0.0565 | 0.0565 | 0.0565 | 0.0565 | 211.216 | 5198.9694 | 0.00049758 | 45152.8231 | 25584.5947 | 15.3062 | 389.8236 | 5410.1854 | 405.1298 | 5005.0556 | -20579.539 | FALSE
| 60663791 | WPD014 | WPD | 22KV | 540.95 | 1 | 40240.0236 | 50% | Three phase | 97.13 | 0.0069377 | 0.0075977 | 0.0083231 | 0.0091204 | 0.0099969 | 0.010961 | 0.01202 | 0.013186 | 0.014469 | 0.015879 | 0.017432 | 0.01773 | 0.01773 | 0.01773 | 0.01773 | 0.01773 | 0.01773 | 0.01773 | 0.01773 | 0.01773 | 0.0465 | 0.0465 | 0.0465 | 0.0465 | 0.0515 | 0.0515 | 0.0515 | 0.053 | 0.0565 | 0.0565 | 0.0565 | 0.0565 | 0.0565 | 0.0565 | 0.0565 | 0.0565 | 0.0565 | 0.0565 | 0.0565 | 0.0565 | 425.7719 | 12331.5113 | 0.00057902 | 52542.4735 | 29771.7351 | 17.8112 | 527.8607 | 12757.2832 | 545.6719 | 12211.6113 | -17560.1238 | FALSE
| 60663792 | WPD014 | WPD | 22KV | 22.65 | 1 | 40240.0236 | 50% | Three phase | 97.13 | 0.00029049 | 0.00031812 | 0.00034849 | 0.00038188 | 0.00041858 | 0.00045893 | 0.00050331 | 0.00055212 | 0.00060581 | 0.00066488 | 0.00072988 | 0.00074235 | 0.00074235 | 0.00074235 | 0.00074235 | 0.00074235 | 0.00074235 | 0.00074235 | 0.00074235 | 0.00074235 | 0.0465 | 0.0465 | 0.0465 | 0.0465 | 0.0515 | 0.0515 | 0.0515 | 0.053 | 0.0565 | 0.0565 | 0.0565 | 0.0565 | 0.0565 | 0.0565 | 0.0565 | 0.0565 | 0.0565 | 0.0565 | 0.0565 | 0.0565 | 17.8274 | 21.6191 | 2.4244e-05 | 2199.9945 | 1246.5659 | 0.74577 | 0.92543 | 39.4465 | 1.6712 | 37.7754 | -1208.7905 | FALSE
| 60663794 | WPD014 | WPD | 22KV | 272.31 | 1 | 40240.0236 | 50% | Three phase | 97.13 | 0.003482 | 0.0038076 | 0.0041648 | 0.0045568 | 0.0049871 | 0.0054594 | 0.0059781 | 0.0065477 | 0.0071733 | 0.0078604 | 0.0086153 | 0.0089249 | 0.0089249 | 0.0089249 | 0.0089249 | 0.0089249 | 0.0089249 | 0.0089249 | 0.0089249 | 0.0089249 | 0.0465 | 0.0465 | 0.0465 | 0.0465 | 0.0515 | 0.0515 | 0.0515 | 0.053 | 0.0565 | 0.0565 | 0.0565 | 0.0565 | 0.0565 | 0.0565 | 0.0565 | 0.0565 | 0.0565 | 0.0565 | 0.0565 | 0.0565 | 213.0735 | 3106.313 | 0.00029147 | 26449.4703 | 14986.8586 | 8.966 | 133.7619 | 3319.3864 | 142.7279 | 3176.6586 | -11810.2 | FALSE
| 60663795 | WPD014 | WPD | 22KV | 200.35 | 1 | 40240.0236 | 50% | Three phase | 97.13 | 0.0012424 | 0.0013479 | 0.0014629 | 0.0015882 | 0.0017248 | 0.0018738 | 0.0020362 | 0.0022134 | 0.0024066 | 0.0026175 | 0.0028476 | 0.0030988 | 0.0033729 | 0.0036722 | 0.0039991 | 0.004356 | 0.0047458 | 0.0051716 | 0.0056367 | 0.006145 | 0.0465 | 0.0465 | 0.0465 | 0.0465 | 0.0515 | 0.0515 | 0.0515 | 0.053 | 0.0565 | 0.0565 | 0.0565 | 0.0565 | 0.0565 | 0.0565 | 0.0565 | 0.0565 | 0.0565 | 0.0565 | 0.0565 | 0.0565 | 88.8033 | 945.9111 | 0.00021445 | 19459.9955 | 11026.4666 | 6.5967 | 72.4075 | 1034.7145 | 79.0042 | 955.7103 | -10070.7564 | FALSE
| 60664021 | WPD014 | WPD | 22KV | 34.64 | 1 | 40240.0236 | 50% | Three phase | 97.13 | 0.00044426 | 0.00048653 | 0.00053297 | 0.00058403 | 0.00064015 | 0.00070187 | 0.00076974 | 0.00084438 | 0.0009265 | 0.0010168 | 0.0011163 | 0.0011353 | 0.0011353 | 0.0011353 | 0.0011353 | 0.0011353 | 0.0011353 | 0.0011353 | 0.0011353 | 0.0011353 | 0.0465 | 0.0465 | 0.0465 | 0.0465 | 0.0515 | 0.0515 | 0.0515 | 0.053 | 0.0565 | 0.0565 | 0.0565 | 0.0565 | 0.0565 | 0.0565 | 0.0565 | 0.0565 | 0.0565 | 0.0565 | 0.0565 | 0.0565 | 27.2645 | 50.5659 | 3.7078e-05 | 3364.5832 | 1906.4477 | 1.1405 | 2.1645 | 77.8304 | 3.3051 | 74.5254 | -1831.9224 | FALSE
| 60664025 | WPD014 | WPD | 22KV | 221.38 | 1 | 40240.0236 | 50% | Three phase | 97.13 | 0.0028392 | 0.0031093 | 0.0034062 | 0.0037324 | 0.0040912 | 0.0044856 | 0.0049193 | 0.0053964 | 0.0059211 | 0.0064985 | 0.0071338 | 0.0072557 | 0.0072557 | 0.0072557 | 0.0072557 | 0.0072557 | 0.0072557 | 0.0072557 | 0.0072557 | 0.0072557 | 0.0465 | 0.0465 | 0.0465 | 0.0465 | 0.0515 | 0.0515 | 0.0515 | 0.053 | 0.0565 | 0.0565 | 0.0565 | 0.0565 | 0.0565 | 0.0565 | 0.0565 | 0.0565 | 0.0565 | 0.0565 | 0.0565 | 0.0565 | 174.2442 | 2065.2794 | 0.00023696 | 21502.6394 | 12183.8741 | 7.2891 | 88.406 | 2239.5236 | 95.6951 | 2143.8285 | -10040.0457 | FALSE
| 60664030 | TQY031 | TQY | 22KV | 131.6 | 2 | 36500.4227 | 33.33% | Three phase | 97.13 | 0.001704 | 0.0018751 | 0.0020641 | 0.0022729 | 0.0025036 | 0.0027586 | 0.0030404 | 0.0033519 | 0.0036964 | 0.0040773 | 0.0043132 | 0.0043132 | 0.0043132 | 0.0043132 | 0.0043132 | 0.0043132 | 0.0043132 | 0.0043132 | 0.0043132 | 0.0043132 | 4.135 | 4.2037 | 4.3107 | 4.3993 | 4.4733 | 4.5463 | 4.6307 | 4.7593 | 4.8397 | 4.8397 | 4.8397 | 4.8397 | 4.8397 | 4.8397 | 4.8397 | 4.8397 | 4.8397 | 4.8397 | 4.8397 | 4.8397 | 8314.3687 | 742.1493 | 0.00014086 | 12782.308 | 7242.7402 | 344.5728 | 31.2404 | 9056.518 | 375.8132 | 8680.7048 | 1437.9645 | TRUE
| 60664031 | TQY031 | TQY | 22KV | 149.83 | 2 | 36500.4227 | 33.33% | Three phase | 97.13 | 0.0018068 | 0.0019741 | 0.0021575 | 0.0023586 | 0.0025792 | 0.0028212 | 0.0030867 | 0.0033781 | 0.0036978 | 0.0040488 | 0.004434 | 0.004857 | 0.0049106 | 0.0049106 | 0.0049106 | 0.0049106 | 0.0049106 | 0.0049106 | 0.0049106 | 0.0049106 | 4.135 | 4.2037 | 4.3107 | 4.3993 | 4.4733 | 4.5463 | 4.6307 | 4.7593 | 4.8397 | 4.8397 | 4.8397 | 4.8397 | 4.8397 | 4.8397 | 4.8397 | 4.8397 | 4.8397 | 4.8397 | 4.8397 | 4.8397 | 8963.2314 | 910.0337 | 0.00016037 | 14552.9879 | 8246.0469 | 392.305 | 40.4951 | 9873.265 | 432.8001 | 9440.4649 | 1194.418 | TRUE
| 60664035 | TQY031 | TQY | 22KV | 260.62 | 2 | 36500.4227 | 33.33% | Three phase | 97.13 | 0.0033745 | 0.0037135 | 0.0040878 | 0.0045013 | 0.0049582 | 0.0054631 | 0.0060212 | 0.0066382 | 0.0073203 | 0.0080747 | 0.0085418 | 0.0085418 | 0.0085418 | 0.0085418 | 0.0085418 | 0.0085418 | 0.0085418 | 0.0085418 | 0.0085418 | 0.0085418 | 4.135 | 4.2037 | 4.3107 | 4.3993 | 4.4733 | 4.5463 | 4.6307 | 4.7593 | 4.8397 | 4.8397 | 4.8397 | 4.8397 | 4.8397 | 4.8397 | 4.8397 | 4.8397 | 4.8397 | 4.8397 | 4.8397 | 4.8397 | 16465.7353 | 2910.6833 | 0.00027896 | 25314.0206 | 14343.4876 | 682.3902 | 122.5238 | 19376.4187 | 804.9141 | 18571.5046 | 4228.0171 | TRUE
| 60664036 | TQY031 | TQY | 22KV | 2031.39 | 2 | 36500.4227 | 33.33% | Three phase | 97.13 | 0.025174 | 0.027096 | 0.02917 | 0.03141 | 0.033828 | 0.036439 | 0.039258 | 0.042304 | 0.045593 | 0.049146 | 0.052985 | 0.057133 | 0.061616 | 0.06646 | 0.066578 | 0.066578 | 0.066578 | 0.066578 | 0.066578 | 0.066578 | 4.135 | 4.2037 | 4.3107 | 4.3993 | 4.4733 | 4.5463 | 4.6307 | 4.7593 | 4.8397 | 4.8397 | 4.8397 | 4.8397 | 4.8397 | 4.8397 | 4.8397 | 4.8397 | 4.8397 | 4.8397 | 4.8397 | 4.8397 | 116522.503 | 160527.5118 | 0.0021743 | 197308.9107 | 111799.6209 | 5318.8576 | 7443.749 | 277050.0148 | 12762.6066 | 264287.4082 | 152487.7873 | TRUE
| 60664037 | TQY031 | TQY | 22KV | 270.38 | 2 | 36500.4227 | 33.33% | Three phase | 97.13 | 0.0035959 | 0.0040109 | 0.0044758 | 0.0049967 | 0.0055803 | 0.0062345 | 0.006968 | 0.0077904 | 0.0087128 | 0.0088616 | 0.0088616 | 0.0088616 | 0.0088616 | 0.0088616 | 0.0088616 | 0.0088616 | 0.0088616 | 0.0088616 | 0.0088616 | 0.0088616 | 4.135 | 4.2037 | 4.3107 | 4.3993 | 4.4733 | 4.5463 | 4.6307 | 4.7593 | 4.8397 | 4.8397 | 4.8397 | 4.8397 | 4.8397 | 4.8397 | 4.8397 | 4.8397 | 4.8397 | 4.8397 | 4.8397 | 4.8397 | 17766.8471 | 3260.4457 | 0.00028941 | 26262.0094 | 14880.6391 | 707.9452 | 131.8725 | 21027.2928 | 839.8177 | 20187.4752 | 5306.836 | TRUE
| 60664038 | TQY031 | TQY | 22KV | 516.47 | 2 | 36500.4227 | 33.33% | Three phase | 97.13 | 0.0047835 | 0.0051801 | 0.0056111 | 0.0060796 | 0.0065889 | 0.0071426 | 0.0077448 | 0.0083997 | 0.009112 | 0.009887 | 0.01073 | 0.011648 | 0.012646 | 0.013733 | 0.014916 | 0.016204 | 0.016927 | 0.016927 | 0.016927 | 0.016927 | 4.135 | 4.2037 | 4.3107 | 4.3993 | 4.4733 | 4.5463 | 4.6307 | 4.7593 | 4.8397 | 4.8397 | 4.8397 | 4.8397 | 4.8397 | 4.8397 | 4.8397 | 4.8397 | 4.8397 | 4.8397 | 4.8397 | 4.8397 | 25085.0653 | 8761.7334 | 0.00055281 | 50164.7311 | 28424.4533 | 1352.291 | 481.1664 | 33846.7986 | 1833.4574 | 32013.3412 | 3588.8879 | TRUE
| 60664045 | WPD014 | WPD | 22KV | 222.71 | 1 | 40240.0236 | 50% | Three phase | 97.13 | 0.0012033 | 0.0013235 | 0.0014564 | 0.0016034 | 0.001766 | 0.0019461 | 0.0021454 | 0.0023661 | 0.0026106 | 0.0028815 | 0.0031817 | 0.0035144 | 0.0038833 | 0.0042922 | 0.0047458 | 0.005249 | 0.0058072 | 0.0064266 | 0.0071141 | 0.0072993 | 0.0465 | 0.0465 | 0.0465 | 0.0465 | 0.0515 | 0.0515 | 0.0515 | 0.053 | 0.0565 | 0.0565 | 0.0565 | 0.0565 | 0.0565 | 0.0565 | 0.0565 | 0.0565 | 0.0565 | 0.0565 | 0.0565 | 0.0565 | 101.1894 | 1193.2561 | 0.00023838 | 21631.8223 | 12257.072 | 7.3329 | 89.4715 | 1294.4455 | 96.8043 | 1197.6411 | -11059.4309 | FALSE
| 60664046 | WPD014 | WPD | 22KV | 129.74 | 1 | 40240.0236 | 50% | Three phase | 97.13 | 0.0009473 | 0.0010594 | 0.0011856 | 0.0013274 | 0.0014871 | 0.0016669 | 0.0018693 | 0.0020973 | 0.0023542 | 0.0026438 | 0.0029702 | 0.0033382 | 0.0037533 | 0.0042216 | 0.0042522 | 0.0042522 | 0.0042522 | 0.0042522 | 0.0042522 | 0.0042522 | 0.0465 | 0.0465 | 0.0465 | 0.0465 | 0.0515 | 0.0515 | 0.0515 | 0.053 | 0.0565 | 0.0565 | 0.0565 | 0.0565 | 0.0565 | 0.0565 | 0.0565 | 0.0565 | 0.0565 | 0.0565 | 0.0565 | 0.0565 | 82.0212 | 563.8574 | 0.00013887 | 12601.6462 | 7140.3732 | 4.2718 | 30.3636 | 645.8787 | 34.6354 | 611.2433 | -6529.1299 | FALSE
| 60664047 | WPD014 | WPD | 22KV | 44.45 | 1 | 40240.0236 | 50% | Three phase | 97.13 | 0.00056838 | 0.00062152 | 0.00067983 | 0.00074382 | 0.00081405 | 0.00089116 | 0.00097583 | 0.0010688 | 0.0011709 | 0.0012831 | 0.0014063 | 0.0014568 | 0.0014568 | 0.0014568 | 0.0014568 | 0.0014568 | 0.0014568 | 0.0014568 | 0.0014568 | 0.0014568 | 0.0465 | 0.0465 | 0.0465 | 0.0465 | 0.0515 | 0.0515 | 0.0515 | 0.053 | 0.0565 | 0.0565 | 0.0565 | 0.0565 | 0.0565 | 0.0565 | 0.0565 | 0.0565 | 0.0565 | 0.0565 | 0.0565 | 0.0565 | 34.7806 | 82.7678 | 4.7578e-05 | 4317.4285 | 2446.3511 | 1.4635 | 3.5641 | 117.5485 | 5.0276 | 112.5208 | -2333.8303 | FALSE
| 60664049 | WPD014 | WPD | 22KV | 61.68 | 1 | 40240.0236 | 50% | Three phase | 97.13 | 0.00079105 | 0.00086631 | 0.00094901 | 0.0010399 | 0.0011399 | 0.0012497 | 0.0013706 | 0.0015035 | 0.0016497 | 0.0018106 | 0.0019876 | 0.0020215 | 0.0020215 | 0.0020215 | 0.0020215 | 0.0020215 | 0.0020215 | 0.0020215 | 0.0020215 | 0.0020215 | 0.0465 | 0.0465 | 0.0465 | 0.0465 | 0.0515 | 0.0515 | 0.0515 | 0.053 | 0.0565 | 0.0565 | 0.0565 | 0.0565 | 0.0565 | 0.0565 | 0.0565 | 0.0565 | 0.0565 | 0.0565 | 0.0565 | 0.0565 | 48.5472 | 160.3211 | 6.602e-05 | 5990.9784 | 3394.6217 | 2.0309 | 6.8627 | 208.8683 | 8.8935 | 199.9748 | -3194.6469 | FALSE
| 60664053 | WPD014 | WPD | 22KV | 1048.52 | 1 | 40240.0236 | 50% | Three phase | 97.13 | 0.013447 | 0.014727 | 0.016133 | 0.017678 | 0.019377 | 0.021245 | 0.023299 | 0.025559 | 0.028044 | 0.030779 | 0.033788 | 0.034365 | 0.034365 | 0.034365 | 0.034365 | 0.034365 | 0.034365 | 0.034365 | 0.034365 | 0.034365 | 0.0465 | 0.0465 | 0.0465 | 0.0465 | 0.0515 | 0.0515 | 0.0515 | 0.053 | 0.0565 | 0.0565 | 0.0565 | 0.0565 | 0.0565 | 0.0565 | 0.0565 | 0.0565 | 0.0565 | 0.0565 | 0.0565 | 0.0565 | 825.2709 | 46329.2739 | 0.0011223 | 101842.7476 | 57706.3678 | 34.5233 | 1983.1636 | 47154.5448 | 2017.6869 | 45136.858 | -12569.5098 | FALSE
| 60664058 | WPD014 | WPD | 22KV | 1022.86 | 1 | 40240.0236 | 50% | Three phase | 97.13 | 0.013118 | 0.014366 | 0.015738 | 0.017245 | 0.018903 | 0.020725 | 0.022729 | 0.024933 | 0.027358 | 0.030026 | 0.032961 | 0.033524 | 0.033524 | 0.033524 | 0.033524 | 0.033524 | 0.033524 | 0.033524 | 0.033524 | 0.033524 | 0.0465 | 0.0465 | 0.0465 | 0.0465 | 0.0515 | 0.0515 | 0.0515 | 0.053 | 0.0565 | 0.0565 | 0.0565 | 0.0565 | 0.0565 | 0.0565 | 0.0565 | 0.0565 | 0.0565 | 0.0565 | 0.0565 | 0.0565 | 805.0744 | 44089.4262 | 0.0010948 | 99350.3918 | 56294.1435 | 33.6784 | 1887.285 | 44894.5006 | 1920.9634 | 42973.5372 | -13320.6063 | FALSE
| 60664064 | WPD014 | WPD | 22KV | 63.58 | 1 | 40240.0236 | 50% | Three phase | 97.13 | 0.00045991 | 0.0005107 | 0.00056739 | 0.00063069 | 0.00070139 | 0.00078038 | 0.00086866 | 0.00096734 | 0.0010777 | 0.0012011 | 0.0013391 | 0.0014935 | 0.0016664 | 0.0018598 | 0.0020764 | 0.0020838 | 0.0020838 | 0.0020838 | 0.0020838 | 0.0020838 | 0.0465 | 0.0465 | 0.0465 | 0.0465 | 0.0515 | 0.0515 | 0.0515 | 0.053 | 0.0565 | 0.0565 | 0.0565 | 0.0565 | 0.0565 | 0.0565 | 0.0565 | 0.0565 | 0.0565 | 0.0565 | 0.0565 | 0.0565 | 38.5751 | 129.9964 | 6.8054e-05 | 6175.5254 | 3499.1902 | 2.0934 | 7.292 | 168.5715 | 9.3854 | 159.1861 | -3340.004 | FALSE
| 60664065 | WPD014 | WPD | 22KV | 31.37 | 1 | 40240.0236 | 50% | Three phase | 97.13 | 0.00040232 | 0.0004406 | 0.00048266 | 0.0005289 | 0.00057972 | 0.00063561 | 0.00069707 | 0.00076467 | 0.00083904 | 0.00092085 | 0.0010109 | 0.0010281 | 0.0010281 | 0.0010281 | 0.0010281 | 0.0010281 | 0.0010281 | 0.0010281 | 0.0010281 | 0.0010281 | 0.0465 | 0.0465 | 0.0465 | 0.0465 | 0.0515 | 0.0515 | 0.0515 | 0.053 | 0.0565 | 0.0565 | 0.0565 | 0.0565 | 0.0565 | 0.0565 | 0.0565 | 0.0565 | 0.0565 | 0.0565 | 0.0565 | 0.0565 | 24.6908 | 41.4697 | 3.3577e-05 | 3046.9681 | 1726.48 | 1.0329 | 1.7751 | 66.1605 | 2.808 | 63.3524 | -1663.1275 | FALSE
| 60664073 | WPD024 | WPD | 22KV | 417.51 | 0 | 40240.0236 | 100% | Covered | 390 | 0.0053882 | 0.0059195 | 0.0065053 | 0.0071513 | 0.0078638 | 0.0086499 | 0.0095172 | 0.010474 | 0.011531 | 0.012697 | 0.013684 | 0.013684 | 0.013684 | 0.013684 | 0.013684 | 0.013684 | 0.013684 | 0.013684 | 0.013684 | 0.013684 | 8.503 | 8.802 | 9.144 | 9.46 | 9.739 | 10.031 | 10.386 | 10.789 | 11.078 | 11.078 | 11.078 | 11.078 | 11.078 | 11.078 | 11.078 | 11.078 | 11.078 | 11.078 | 11.078 | 11.078 | 65143.5784 | 29830.0686 | 0.00044689 | 162828.9 | 92262.4793 | 2688.1588 | 1262.5544 | 94973.647 | 3950.7132 | 91022.9338 | -1239.5455 | FALSE
| 60664074 | WPD024 | WPD | 22KV | 13.21 | 0 | 40240.0236 | 100% | Three phase | 97.13 | 7.3719e-05 | 7.9547e-05 | 8.5862e-05 | 9.2708e-05 | 0.00010013 | 0.00010818 | 0.0001169 | 0.00012637 | 0.00013664 | 0.00014778 | 0.00015987 | 0.00017299 | 0.00018723 | 0.00020269 | 0.00021948 | 0.00023771 | 0.0002575 | 0.00027901 | 0.00030237 | 0.00032774 | 8.503 | 8.802 | 9.144 | 9.46 | 9.739 | 10.031 | 10.386 | 10.789 | 11.078 | 11.078 | 11.078 | 11.078 | 11.078 | 11.078 | 11.078 | 11.078 | 11.078 | 11.078 | 11.078 | 11.078 | 969.4717 | 3.4799 | 1.414e-05 | 1283.0873 | 727.0258 | 85.0532 | 0.31478 | 972.9516 | 85.368 | 887.5836 | 160.5578 | TRUE
| 60664078 | WPD031 | WPD | 22KV | 89.52 | 1 | 40240.0236 | 50% | Three phase | 97.13 | 0.00047062 | 0.00050678 | 0.00054589 | 0.00058819 | 0.00063395 | 0.00068347 | 0.00073707 | 0.00079508 | 0.00085788 | 0.00092587 | 0.0009995 | 0.0010792 | 0.0011656 | 0.0012592 | 0.0013606 | 0.0014705 | 0.0015895 | 0.0017186 | 0.0018585 | 0.0020102 | 2.8345 | 2.946 | 3.059 | 3.1705 | 3.2615 | 3.3615 | 3.4955 | 3.6615 | 3.79 | 3.79 | 3.79 | 3.79 | 3.79 | 3.79 | 3.79 | 3.79 | 3.79 | 3.79 | 3.79 | 3.79 | 2057.3605 | 147.1414 | 9.5819e-05 | 8695.0776 | 4926.8245 | 195.4748 | 14.4559 | 2204.502 | 209.9307 | 1994.5713 | -2932.2532 | FALSE
| 60664079 | WPD031 | WPD | 22KV | 45.92 | 1 | 40240.0236 | 50% | Three phase | 97.13 | 0.00042631 | 0.00046282 | 0.0005026 | 0.00054595 | 0.00059321 | 0.00064472 | 0.00070089 | 0.00076214 | 0.00082894 | 0.0009018 | 0.0009813 | 0.001068 | 0.0011627 | 0.001266 | 0.0013787 | 0.0015018 | 0.001505 | 0.001505 | 0.001505 | 0.001505 | 2.8345 | 2.946 | 3.059 | 3.1705 | 3.2615 | 3.3615 | 3.4955 | 3.6615 | 3.79 | 3.79 | 3.79 | 3.79 | 3.79 | 3.79 | 3.79 | 3.79 | 3.79 | 3.79 | 3.79 | 3.79 | 1923.7823 | 70.5451 | 4.9151e-05 | 4460.2096 | 2527.254 | 100.2703 | 3.8037 | 1994.3274 | 104.0741 | 1890.2533 | -637.0007 | FALSE
| 60664081 | WPD031 | WPD | 22KV | 43.71 | 1 | 40240.0236 | 50% | Three phase | 97.13 | 0.00029904 | 0.00032324 | 0.00034952 | 0.00037804 | 0.000409 | 0.00044262 | 0.00047913 | 0.00051879 | 0.00056187 | 0.00060868 | 0.00065954 | 0.00071482 | 0.00077491 | 0.00084022 | 0.00091124 | 0.00098846 | 0.0010724 | 0.0011638 | 0.0012631 | 0.0013712 | 2.8345 | 2.946 | 3.059 | 3.1705 | 3.2615 | 3.3615 | 3.4955 | 3.6615 | 3.79 | 3.79 | 3.79 | 3.79 | 3.79 | 3.79 | 3.79 | 3.79 | 3.79 | 3.79 | 3.79 | 3.79 | 1364.0651 | 47.5681 | 4.6786e-05 | 4245.5523 | 2405.6244 | 95.4446 | 3.4464 | 1411.6333 | 98.891 | 1312.7423 | -1092.8822 | FALSE
| 60664084 | WPD031 | WPD | 22KV | 33.67 | 1 | 40240.0236 | 50% | Three phase | 97.13 | 0.00019443 | 0.00020941 | 0.00022562 | 0.00024315 | 0.00026211 | 0.00028263 | 0.00030484 | 0.00032888 | 0.00035491 | 0.00038309 | 0.0004136 | 0.00044665 | 0.00048244 | 0.00052122 | 0.00056323 | 0.00060875 | 0.00065809 | 0.00071155 | 0.00076951 | 0.00083234 | 2.8345 | 2.946 | 3.059 | 3.1705 | 3.2615 | 3.3615 | 3.4955 | 3.6615 | 3.79 | 3.79 | 3.79 | 3.79 | 3.79 | 3.79 | 3.79 | 3.79 | 3.79 | 3.79 | 3.79 | 3.79 | 851.3382 | 22.8997 | 3.6039e-05 | 3270.3671 | 1853.0628 | 73.5214 | 2.045 | 874.2379 | 75.5664 | 798.6715 | -1054.3913 | FALSE
| 60664086 | WPD031 | WPD | 22KV | 274.71 | 1 | 40240.0236 | 50% | Three phase | 97.13 | 0.0025438 | 0.0027581 | 0.0029913 | 0.003245 | 0.0035212 | 0.0038219 | 0.0041494 | 0.0045059 | 0.0048943 | 0.0053173 | 0.0057781 | 0.0062802 | 0.0068274 | 0.0074237 | 0.0080737 | 0.0087822 | 0.0090036 | 0.0090036 | 0.0090036 | 0.0090036 | 2.8345 | 2.946 | 3.059 | 3.1705 | 3.2615 | 3.3615 | 3.4955 | 3.6615 | 3.79 | 3.79 | 3.79 | 3.79 | 3.79 | 3.79 | 3.79 | 3.79 | 3.79 | 3.79 | 3.79 | 3.79 | 11386.4995 | 2498.394 | 0.00029404 | 26682.5823 | 15118.9451 | 599.8534 | 136.1301 | 13884.8935 | 735.9834 | 13148.91 | -1970.035 | FALSE
| 60664095 | WPD024 | WPD | 22KV | 710.69 | 0 | 40240.0236 | 100% | Three phase | 97.13 | 0.0039661 | 0.0042796 | 0.0046193 | 0.0049876 | 0.0053869 | 0.0058198 | 0.0062893 | 0.0067985 | 0.007351 | 0.0079503 | 0.0086008 | 0.0093067 | 0.010073 | 0.010905 | 0.011808 | 0.012789 | 0.013854 | 0.01501 | 0.016267 | 0.017632 | 8.503 | 8.802 | 9.144 | 9.46 | 9.739 | 10.031 | 10.386 | 10.789 | 11.078 | 11.078 | 11.078 | 11.078 | 11.078 | 11.078 | 11.078 | 11.078 | 11.078 | 11.078 | 11.078 | 11.078 | 52156.9908 | 10072.1813 | 0.0007607 | 69029.3197 | 39113.5491 | 4575.8128 | 911.0989 | 62229.1721 | 5486.9117 | 56742.2604 | 17628.7113 | TRUE
| 60664111 | WPD024 | WPD | 22KV | 153.34 | 0 | 40240.0236 | 100% | Three phase | 97.13 | 0.00077926 | 0.0008407 | 0.00090728 | 0.00097945 | 0.0010577 | 0.0011425 | 0.0012345 | 0.0013344 | 0.0014426 | 0.0015601 | 0.0016876 | 0.001826 | 0.0019762 | 0.0021392 | 0.0023163 | 0.0025086 | 0.0027175 | 0.0029443 | 0.0031908 | 0.0034586 | 8.503 | 8.802 | 9.144 | 9.46 | 9.739 | 10.031 | 10.386 | 10.789 | 11.078 | 11.078 | 11.078 | 11.078 | 11.078 | 11.078 | 11.078 | 11.078 | 11.078 | 11.078 | 11.078 | 11.078 | 10234.6078 | 426.4535 | 0.00016413 | 14893.9142 | 8439.2233 | 987.2872 | 42.4147 | 10661.0613 | 1029.7019 | 9631.3594 | 1192.1361 | TRUE
| 60664113 | WPD024 | WPD | 22KV | 152.19 | 0 | 40240.0236 | 100% | Three phase | 97.13 | 0.0014904 | 0.0016504 | 0.0018284 | 0.0020263 | 0.0022467 | 0.0024919 | 0.0027649 | 0.0030689 | 0.0034076 | 0.0037848 | 0.0042051 | 0.0046735 | 0.004988 | 0.004988 | 0.004988 | 0.004988 | 0.004988 | 0.004988 | 0.004988 | 0.004988 | 8.503 | 8.802 | 9.144 | 9.46 | 9.739 | 10.031 | 10.386 | 10.789 | 11.078 | 11.078 | 11.078 | 11.078 | 11.078 | 11.078 | 11.078 | 11.078 | 11.078 | 11.078 | 11.078 | 11.078 | 21247.8026 | 878.2365 | 0.0001629 | 14782.2147 | 8375.9319 | 979.8829 | 41.7809 | 22126.0391 | 1021.6637 | 21104.3754 | 12728.4435 | TRUE
| 60664115 | WPD024 | WPD | 22KV | 30 | 0 | 40240.0236 | 100% | Three phase | 97.13 | 0.00016742 | 0.00018065 | 0.00019499 | 0.00021054 | 0.00022739 | 0.00024567 | 0.00026549 | 0.00028698 | 0.0003103 | 0.0003356 | 0.00036306 | 0.00039286 | 0.0004252 | 0.00046031 | 0.00049844 | 0.00053984 | 0.00058479 | 0.00063363 | 0.00068667 | 0.0007443 | 8.503 | 8.802 | 9.144 | 9.46 | 9.739 | 10.031 | 10.386 | 10.789 | 11.078 | 11.078 | 11.078 | 11.078 | 11.078 | 11.078 | 11.078 | 11.078 | 11.078 | 11.078 | 11.078 | 11.078 | 2201.6769 | 17.9476 | 3.2111e-05 | 2913.9 | 1651.0806 | 193.1565 | 1.6235 | 2219.6244 | 194.78 | 2024.8445 | 373.7639 | TRUE
| 60664116 | WPD024 | WPD | 22KV | 20.88 | 0 | 40240.0236 | 100% | Three phase | 97.13 | 0.00011652 | 0.00012573 | 0.00013572 | 0.00014654 | 0.00015827 | 0.00017099 | 0.00018478 | 0.00019974 | 0.00021597 | 0.00023358 | 0.00025269 | 0.00027343 | 0.00029594 | 0.00032038 | 0.00034691 | 0.00037573 | 0.00040702 | 0.000441 | 0.00047792 | 0.00051804 | 8.503 | 8.802 | 9.144 | 9.46 | 9.739 | 10.031 | 10.386 | 10.789 | 11.078 | 11.078 | 11.078 | 11.078 | 11.078 | 11.078 | 11.078 | 11.078 | 11.078 | 11.078 | 11.078 | 11.078 | 1532.3671 | 8.6941 | 2.2349e-05 | 2028.0744 | 1149.1521 | 134.4369 | 0.78644 | 1541.0612 | 135.2234 | 1405.8378 | 256.6857 | TRUE
| 60668701 | DDL023 | DDL | 22KV | 416.96 | 4 | 36243.9558 | 20% | Single phase | 44.74 | 0.0025497 | 0.0027734 | 0.0030177 | 0.0032849 | 0.0035768 | 0.0038961 | 0.0042452 | 0.0046271 | 0.0050449 | 0.005502 | 0.0060022 | 0.0065498 | 0.0071491 | 0.0078054 | 0.008524 | 0.0093111 | 0.010173 | 0.011118 | 0.012152 | 0.013286 | 2.3486 | 2.4326 | 2.5414 | 2.6462 | 2.7334 | 2.8148 | 2.9078 | 3.0274 | 3.119 | 3.119 | 3.119 | 3.119 | 3.119 | 3.119 | 3.119 | 3.119 | 3.119 | 3.119 | 3.119 | 3.119 | 9326.1644 | 1918.0265 | 0.0004463 | 18654.7904 | 10570.2195 | 678.0452 | 144.4563 | 11244.1909 | 822.5015 | 10421.6895 | -148.53 | FALSE
| 60668804 | DDL011 | DDL | 22KV | 489.04 | 1 | 36243.9558 | 50% | Three phase | 97.13 | 0.0061116 | 0.006606 | 0.0071421 | 0.0077234 | 0.0083538 | 0.0090376 | 0.0097792 | 0.010584 | 0.011457 | 0.012404 | 0.013432 | 0.014548 | 0.015759 | 0.016028 | 0.016028 | 0.016028 | 0.016028 | 0.016028 | 0.016028 | 0.016028 | 5.219 | 5.35 | 5.516 | 5.6855 | 5.806 | 5.937 | 6.098 | 6.328 | 6.4715 | 6.4715 | 6.4715 | 6.4715 | 6.4715 | 6.4715 | 6.4715 | 6.4715 | 6.4715 | 6.4715 | 6.4715 | 6.4715 | 37747.642 | 9517.3791 | 0.00052345 | 47500.4552 | 26914.8153 | 1674.8377 | 431.4136 | 47265.0211 | 2106.2513 | 45158.7697 | 18243.9545 | TRUE
| 60668929 | GL015 | GL | 22KV | 596.24 | 1 | 37042.7803 | 50% | Three phase | 97.13 | 0.0030741 | 0.0033602 | 0.0036746 | 0.0040201 | 0.0044 | 0.0048177 | 0.0052771 | 0.0057826 | 0.0063388 | 0.0069509 | 0.0076247 | 0.0083667 | 0.0091837 | 0.010084 | 0.011075 | 0.012167 | 0.013371 | 0.014698 | 0.016161 | 0.017773 | 2.3765 | 2.426 | 2.492 | 2.5485 | 2.5885 | 2.636 | 2.697 | 2.777 | 2.8155 | 2.8155 | 2.8155 | 2.8155 | 2.8155 | 2.8155 | 2.8155 | 2.8155 | 2.8155 | 2.8155 | 2.8155 | 2.8155 | 11190.0328 | 7625.5866 | 0.0006382 | 57912.7912 | 32814.6766 | 919.7775 | 641.2794 | 18815.6194 | 1561.057 | 17254.5625 | -15560.1142 | FALSE
| 60668950 | GLE012 | GLE | 22KV | 247.77 | 2 | 43192.2035 | 33.33% | Three phase | 97.13 | 0.0023403 | 0.002563 | 0.0028079 | 0.0030772 | 0.0033735 | 0.0036995 | 0.0040582 | 0.0044529 | 0.0048875 | 0.005366 | 0.0058928 | 0.0064731 | 0.0071123 | 0.0078164 | 0.0081206 | 0.0081206 | 0.0081206 | 0.0081206 | 0.0081206 | 0.0081206 | 3.2313 | 3.2913 | 3.3633 | 3.43 | 3.4757 | 3.53 | 3.594 | 3.689 | 3.7423 | 3.7423 | 3.7423 | 3.7423 | 3.7423 | 3.7423 | 3.7423 | 3.7423 | 3.7423 | 3.7423 | 3.7423 | 3.7423 | 11919.3566 | 2177.2999 | 0.0002652 | 24065.9001 | 13636.2747 | 595.5466 | 110.7395 | 14096.6565 | 706.2861 | 13390.3704 | -245.9043 | FALSE
| 60668953 | GLE012 | GLE | 22KV | 32.71 | 2 | 43192.2035 | 33.33% | Three phase | 97.13 | 0.00030896 | 0.00033837 | 0.00037069 | 0.00040625 | 0.00044536 | 0.00048839 | 0.00053575 | 0.00058787 | 0.00064524 | 0.0007084 | 0.00077796 | 0.00085456 | 0.00093894 | 0.0010319 | 0.0010721 | 0.0010721 | 0.0010721 | 0.0010721 | 0.0010721 | 0.0010721 | 3.2313 | 3.2913 | 3.3633 | 3.43 | 3.4757 | 3.53 | 3.594 | 3.689 | 3.7423 | 3.7423 | 3.7423 | 3.7423 | 3.7423 | 3.7423 | 3.7423 | 3.7423 | 3.7423 | 3.7423 | 3.7423 | 3.7423 | 1573.5648 | 37.9474 | 3.5012e-05 | 3177.1223 | 1800.2282 | 78.6226 | 1.93 | 1611.5122 | 80.5527 | 1530.9595 | -269.2687 | FALSE
| 60668957 | GLE013 | GLE | 22KV | 25.44 | 0 | 43192.2035 | 100% | Single phase | 44.74 | 0.00027583 | 0.0003001 | 0.00032659 | 0.00035553 | 0.00038712 | 0.00042164 | 0.00045935 | 0.00050055 | 0.00054558 | 0.00059479 | 0.00064859 | 0.00070739 | 0.00077169 | 0.00083379 | 0.00083379 | 0.00083379 | 0.00083379 | 0.00083379 | 0.00083379 | 0.00083379 | 12.272 | 12.66 | 13.105 | 13.521 | 13.836 | 14.184 | 14.648 | 15.159 | 15.513 | 15.513 | 15.513 | 15.513 | 15.513 | 15.513 | 15.513 | 15.513 | 15.513 | 15.513 | 15.513 | 15.513 | 5291.5277 | 11.1839 | 2.723e-05 | 1138.1856 | 644.9213 | 248.0808 | 0.53775 | 5302.7116 | 248.6186 | 5054.0931 | 4409.1718 | TRUE
| 60668958 | GLE013 | GLE | 22KV | 93.08 | 0 | 43192.2035 | 100% | Single phase | 44.74 | 0.00067331 | 0.00074765 | 0.00083065 | 0.00092332 | 0.0010268 | 0.0011425 | 0.0012717 | 0.0014162 | 0.0015777 | 0.0017583 | 0.0019604 | 0.0021865 | 0.0024395 | 0.0027227 | 0.0030398 | 0.0030507 | 0.0030507 | 0.0030507 | 0.0030507 | 0.0030507 | 12.272 | 12.66 | 13.105 | 13.521 | 13.836 | 14.184 | 14.648 | 15.159 | 15.513 | 15.513 | 15.513 | 15.513 | 15.513 | 15.513 | 15.513 | 15.513 | 15.513 | 15.513 | 15.513 | 15.513 | 16704.765 | 128.3352 | 9.963e-05 | 4164.3992 | 2359.6413 | 907.6793 | 7.1988 | 16833.1002 | 914.8781 | 15918.2221 | 13558.5808 | TRUE
| 60669096 | GCY024 | GCY | 22KV | 30.65 | 2 | 45326.5658 | 33.33% | Three phase | 97.13 | 0.00029189 | 0.00031741 | 0.00034527 | 0.00037568 | 0.00040888 | 0.00044514 | 0.00048474 | 0.000528 | 0.00057526 | 0.0006269 | 0.00068334 | 0.00074502 | 0.00081244 | 0.00088616 | 0.00096675 | 0.0010045 | 0.0010045 | 0.0010045 | 0.0010045 | 0.0010045 | 2.416 | 2.427 | 2.4467 | 2.462 | 2.4753 | 2.4907 | 2.5117 | 2.5427 | 2.557 | 2.557 | 2.557 | 2.557 | 2.557 | 2.557 | 2.557 | 2.557 | 2.557 | 2.557 | 2.557 | 2.557 | 1037.4614 | 32.2893 | 3.2807e-05 | 2977.0345 | 1686.854 | 54.0559 | 1.6946 | 1069.7507 | 55.7505 | 1014.0001 | -672.8539 | FALSE
| 60669100 | GCY024 | GCY | 22KV | 425.45 | 2 | 45326.5658 | 33.33% | Three phase | 97.13 | 0.0040516 | 0.0044059 | 0.0047926 | 0.0052147 | 0.0056756 | 0.006179 | 0.0067287 | 0.0073292 | 0.0079852 | 0.008702 | 0.0094854 | 0.010342 | 0.011277 | 0.012301 | 0.013419 | 0.013944 | 0.013944 | 0.013944 | 0.013944 | 0.013944 | 2.416 | 2.427 | 2.4467 | 2.462 | 2.4753 | 2.4907 | 2.5117 | 2.5427 | 2.557 | 2.557 | 2.557 | 2.557 | 2.557 | 2.557 | 2.557 | 2.557 | 2.557 | 2.557 | 2.557 | 2.557 | 14400.9116 | 6221.4941 | 0.00045539 | 41323.9585 | 23415.0748 | 750.3458 | 326.5143 | 20622.4056 | 1076.86 | 19545.5456 | -3869.5292 | FALSE
| 60669140 | FNS022 | FNS | 22KV | 1703.69 | 1 | 47157.5465 | 50% | Single phase | 44.74 | 0.013611 | 0.014692 | 0.015864 | 0.017134 | 0.018511 | 0.020003 | 0.02162 | 0.023374 | 0.025275 | 0.027338 | 0.029574 | 0.032001 | 0.034634 | 0.03749 | 0.04059 | 0.043954 | 0.047606 | 0.05157 | 0.055838 | 0.055838 | 2.898 | 2.954 | 3.032 | 3.1065 | 3.1595 | 3.221 | 3.3025 | 3.3975 | 3.4625 | 3.4625 | 3.4625 | 3.4625 | 3.4625 | 3.4625 | 3.4625 | 3.4625 | 3.4625 | 3.4625 | 3.4625 | 3.4625 | 65990.538 | 37998.4577 | 0.0018236 | 76223.0906 | 43189.6999 | 4100.1007 | 2411.7309 | 103988.9958 | 6511.8316 | 97477.1642 | 54287.4644 | TRUE
| 60669144 | GB031 | GB | 22KV | 348.74 | 0 | 52231.1123 | 100% | Three phase | 97.13 | 0.003049 | 0.0032992 | 0.003571 | 0.0038661 | 0.0041867 | 0.0045351 | 0.0049136 | 0.005325 | 0.0057721 | 0.0062582 | 0.0067867 | 0.0073614 | 0.0079863 | 0.008666 | 0.0094054 | 0.01021 | 0.011085 | 0.01143 | 0.01143 | 0.01143 | 4.78 | 4.82 | 4.877 | 4.904 | 4.92 | 4.964 | 5.028 | 5.091 | 5.107 | 5.107 | 5.107 | 5.107 | 5.107 | 5.107 | 5.107 | 5.107 | 5.107 | 5.107 | 5.107 | 5.107 | 24685.0783 | 3800.7253 | 0.00037328 | 33873.1162 | 19193.2617 | 1413.577 | 219.3859 | 28485.8036 | 1632.9629 | 26852.8407 | 7659.579 | TRUE
| 60669146 | GB031 | GB | 22KV | 29.99 | 0 | 52231.1123 | 100% | Three phase | 97.13 | 0.00028218 | 0.00030046 | 0.00031999 | 0.00034085 | 0.00036312 | 0.0003869 | 0.00041231 | 0.00043946 | 0.00046846 | 0.00049944 | 0.00053255 | 0.00056793 | 0.00060575 | 0.00064616 | 0.00068936 | 0.00073554 | 0.00078491 | 0.00083769 | 0.00089412 | 0.00095446 | 4.78 | 4.82 | 4.877 | 4.904 | 4.92 | 4.964 | 5.028 | 5.091 | 5.107 | 5.107 | 5.107 | 5.107 | 5.107 | 5.107 | 5.107 | 5.107 | 5.107 | 5.107 | 5.107 | 5.107 | 1961.1053 | 25.9981 | 3.21e-05 | 2912.9287 | 1650.5302 | 121.561 | 1.6224 | 1987.1033 | 123.1834 | 1863.92 | 213.3897 | TRUE
| 60669151 | GB031 | GB | 22KV | 21.87 | 0 | 52231.1123 | 100% | Three phase | 97.13 | 0.00021204 | 0.00022922 | 0.00024786 | 0.00026808 | 0.00029002 | 0.00031383 | 0.00033967 | 0.00036772 | 0.00039817 | 0.00043123 | 0.00046714 | 0.00050613 | 0.00054848 | 0.00059448 | 0.00064446 | 0.00069876 | 0.00071678 | 0.00071678 | 0.00071678 | 0.00071678 | 4.78 | 4.82 | 4.877 | 4.904 | 4.92 | 4.964 | 5.028 | 5.091 | 5.107 | 5.107 | 5.107 | 5.107 | 5.107 | 5.107 | 5.107 | 5.107 | 5.107 | 5.107 | 5.107 | 5.107 | 1664.2861 | 16.0745 | 2.3409e-05 | 2124.2331 | 1203.6378 | 88.6475 | 0.86279 | 1680.3606 | 89.5103 | 1590.8503 | 387.2125 | TRUE
| 60669153 | GB031 | GB | 22KV | 248.27 | 0 | 52231.1123 | 100% | Three phase | 97.13 | 0.002404 | 0.0025482 | 0.0027015 | 0.0028643 | 0.0030375 | 0.0032215 | 0.0034171 | 0.0036251 | 0.0038462 | 0.0040813 | 0.0043313 | 0.0045972 | 0.0048799 | 0.0051806 | 0.0055005 | 0.0058407 | 0.0062026 | 0.0065877 | 0.0069973 | 0.0074332 | 4.78 | 4.82 | 4.877 | 4.904 | 4.92 | 4.964 | 5.028 | 5.091 | 5.107 | 5.107 | 5.107 | 5.107 | 5.107 | 5.107 | 5.107 | 5.107 | 5.107 | 5.107 | 5.107 | 5.107 | 15907.0702 | 1746.5143 | 0.00026574 | 24114.4651 | 13663.7927 | 1006.3336 | 111.1869 | 17653.5845 | 1117.5205 | 16536.064 | 2872.2713 | TRUE
| 60670141 | WPD012 | WPD | 22KV | 45.75 | 2 | 40240.0236 | 33.33% | Three phase | 97.13 | 0.00042702 | 0.00046486 | 0.00050619 | 0.00055137 | 0.00060076 | 0.00065475 | 0.00071379 | 0.00077836 | 0.00084898 | 0.00092624 | 0.0010108 | 0.0011033 | 0.0012045 | 0.0013153 | 0.0014366 | 0.0014994 | 0.0014994 | 0.0014994 | 0.0014994 | 0.0014994 | 4.649 | 4.872 | 5.11 | 5.3537 | 5.5693 | 5.7997 | 6.0567 | 6.3387 | 6.597 | 6.597 | 6.597 | 6.597 | 6.597 | 6.597 | 6.597 | 6.597 | 6.597 | 6.597 | 6.597 | 6.597 | 3380.2689 | 71.378 | 4.8969e-05 | 4443.6975 | 2517.8979 | 171.8186 | 3.7756 | 3451.6469 | 175.5942 | 3276.0526 | 758.1547 | TRUE
| 60670142 | WPD012 | WPD | 22KV | 42.28 | 2 | 40240.0236 | 33.33% | Three phase | 97.13 | 0.00033589 | 0.00036926 | 0.00040612 | 0.00044683 | 0.00049181 | 0.00054152 | 0.00059647 | 0.00065722 | 0.0007244 | 0.0007987 | 0.00088089 | 0.00097183 | 0.0010725 | 0.0011838 | 0.0013071 | 0.0013857 | 0.0013857 | 0.0013857 | 0.0013857 | 0.0013857 | 4.649 | 4.872 | 5.11 | 5.3537 | 5.5693 | 5.7997 | 6.0567 | 6.3387 | 6.597 | 6.597 | 6.597 | 6.597 | 6.597 | 6.597 | 6.597 | 6.597 | 6.597 | 6.597 | 6.597 | 6.597 | 2972.347 | 57.7728 | 4.5255e-05 | 4106.6564 | 2326.9229 | 158.7867 | 3.2246 | 3030.1198 | 162.0113 | 2868.1085 | 541.1856 | TRUE
| 60670145 | WPD012 | WPD | 22KV | 149.45 | 2 | 40240.0236 | 33.33% | Three phase | 97.13 | 0.00099194 | 0.0010891 | 0.0011962 | 0.0013145 | 0.001445 | 0.0015891 | 0.0017483 | 0.0019241 | 0.0021183 | 0.0023329 | 0.0025701 | 0.0028324 | 0.0031223 | 0.0034429 | 0.0037975 | 0.0041898 | 0.0046239 | 0.0048982 | 0.0048982 | 0.0048982 | 4.649 | 4.872 | 5.11 | 5.3537 | 5.5693 | 5.7997 | 6.0567 | 6.3387 | 6.597 | 6.597 | 6.597 | 6.597 | 6.597 | 6.597 | 6.597 | 6.597 | 6.597 | 6.597 | 6.597 | 6.597 | 9153.4461 | 627.6328 | 0.00015997 | 14516.0785 | 8225.1332 | 561.2742 | 40.29 | 9781.079 | 601.5642 | 9179.5148 | 954.3816 | TRUE
| 60670164 | TQY032 | TQY | 22KV | 167.81 | 2 | 36500.4227 | 33.33% | Three phase | 97.13 | 0.0015017 | 0.0016117 | 0.00173 | 0.0018575 | 0.0019948 | 0.0021426 | 0.0023018 | 0.0024734 | 0.0026582 | 0.0028574 | 0.003072 | 0.0033033 | 0.0035526 | 0.0038214 | 0.0041112 | 0.0044236 | 0.0047604 | 0.0051237 | 0.0054999 | 0.0054999 | 4.536 | 4.6307 | 4.7483 | 4.8753 | 4.9633 | 5.0107 | 5.117 | 5.2437 | 5.3263 | 5.3263 | 5.3263 | 5.3263 | 5.3263 | 5.3263 | 5.3263 | 5.3263 | 5.3263 | 5.3263 | 5.3263 | 5.3263 | 8138.4989 | 839.4054 | 0.00017962 | 16299.3853 | 9235.5945 | 484.1199 | 50.7973 | 8977.9043 | 534.9172 | 8442.9871 | -792.6074 | FALSE
| 60670171 | TQY032 | TQY | 22KV | 419.41 | 2 | 36500.4227 | 33.33% | Three phase | 97.13 | 0.0037533 | 0.0040281 | 0.0043239 | 0.0046425 | 0.0049855 | 0.005355 | 0.005753 | 0.0061818 | 0.0066437 | 0.0071415 | 0.0076779 | 0.008256 | 0.0088792 | 0.0095509 | 0.010275 | 0.011056 | 0.011898 | 0.012806 | 0.013746 | 0.013746 | 4.536 | 4.6307 | 4.7483 | 4.8753 | 4.9633 | 5.0107 | 5.117 | 5.2437 | 5.3263 | 5.3263 | 5.3263 | 5.3263 | 5.3263 | 5.3263 | 5.3263 | 5.3263 | 5.3263 | 5.3263 | 5.3263 | 5.3263 | 20340.6699 | 5243.4082 | 0.00044892 | 40737.2933 | 23082.6572 | 1209.968 | 317.3092 | 25584.0781 | 1527.2772 | 24056.8009 | 974.1437 | TRUE
| 60673689 | GL013 | GL | 22KV | 553.5 | 0 | 37042.7803 | 100% | Three phase | 97.13 | 0.0047033 | 0.0051505 | 0.0056422 | 0.0061831 | 0.0067782 | 0.0074331 | 0.0081538 | 0.0089472 | 0.0098207 | 0.010783 | 0.011842 | 0.013009 | 0.014295 | 0.015711 | 0.017273 | 0.018141 | 0.018141 | 0.018141 | 0.018141 | 0.018141 | 4.326 | 4.396 | 4.482 | 4.555 | 4.605 | 4.661 | 4.73 | 4.843 | 4.906 | 4.906 | 4.906 | 4.906 | 4.906 | 4.906 | 4.906 | 4.906 | 4.906 | 4.906 | 4.906 | 4.906 | 28023.0378 | 10133.8624 | 0.00059245 | 53761.455 | 30462.4371 | 1503.9777 | 552.6375 | 38156.9002 | 2056.6152 | 36100.285 | 5637.8479 | TRUE
| 60673697 | GL014 | GL | 22KV | 41.15 | 0 | 37042.7803 | 100% | Three phase | 97.13 | 0.00041114 | 0.00044141 | 0.000474 | 0.0005091 | 0.00054691 | 0.00058764 | 0.00063153 | 0.00067882 | 0.00072978 | 0.0007847 | 0.00084389 | 0.00090771 | 0.0009765 | 0.0010507 | 0.0011307 | 0.0012169 | 0.0013099 | 0.0013487 | 0.0013487 | 0.0013487 | 4.49 | 4.573 | 4.679 | 4.775 | 4.855 | 4.935 | 5.031 | 5.17 | 5.253 | 5.253 | 5.253 | 5.253 | 5.253 | 5.253 | 5.253 | 5.253 | 5.253 | 5.253 | 5.253 | 5.253 | 2196.5239 | 55.5617 | 4.4046e-05 | 3996.8995 | 2264.7322 | 118.7148 | 3.0545 | 2252.0856 | 121.7694 | 2130.3162 | -134.416 | FALSE
| 60673700 | GL015 | GL | 22KV | 460.52 | 1 | 37042.7803 | 50% | Three phase | 97.13 | 0.0052366 | 0.0056537 | 0.0061054 | 0.0065946 | 0.0071246 | 0.0076988 | 0.008321 | 0.0089953 | 0.0097261 | 0.010518 | 0.011377 | 0.012308 | 0.013317 | 0.014412 | 0.015093 | 0.015093 | 0.015093 | 0.015093 | 0.015093 | 0.015093 | 2.3765 | 2.426 | 2.492 | 2.5485 | 2.5885 | 2.636 | 2.697 | 2.777 | 2.8155 | 2.8155 | 2.8155 | 2.8155 | 2.8155 | 2.8155 | 2.8155 | 2.8155 | 2.8155 | 2.8155 | 2.8155 | 2.8155 | 14951.0988 | 7910.406 | 0.00049293 | 44730.3076 | 25345.188 | 710.4118 | 382.5622 | 22861.5048 | 1092.9741 | 21768.5307 | -3576.6572 | FALSE
| 60673702 | GL015 | GL | 22KV | 1083.43 | 1 | 37042.7803 | 50% | Single phase | 44.74 | 0.011273 | 0.012171 | 0.013143 | 0.014196 | 0.015336 | 0.016572 | 0.017912 | 0.019364 | 0.020938 | 0.022644 | 0.024493 | 0.026499 | 0.028674 | 0.031033 | 0.033592 | 0.035509 | 0.035509 | 0.035509 | 0.035509 | 0.035509 | 2.3765 | 2.426 | 2.492 | 2.5485 | 2.5885 | 2.636 | 2.697 | 2.777 | 2.8155 | 2.8155 | 2.8155 | 2.8155 | 2.8155 | 2.8155 | 2.8155 | 2.8155 | 2.8155 | 2.8155 | 2.8155 | 2.8155 | 33119.0038 | 18974.2117 | 0.0011597 | 48472.6582 | 27465.6871 | 1671.3313 | 975.3251 | 52093.2155 | 2646.6564 | 49446.5591 | 21980.872 | TRUE
| 60677114 | GL022 | GL | 22KV | 39.42 | 1 | 37042.7803 | 50% | Three phase | 97.13 | 0.00037229 | 0.00040279 | 0.0004359 | 0.00047185 | 0.00051089 | 0.0005533 | 0.00059936 | 0.00064941 | 0.0007038 | 0.00076291 | 0.00082714 | 0.00089697 | 0.00097289 | 0.0010554 | 0.0011452 | 0.0012428 | 0.001292 | 0.001292 | 0.001292 | 0.001292 | 3.8395 | 3.884 | 3.9535 | 4.0085 | 4.035 | 4.081 | 4.134 | 4.213 | 4.261 | 4.261 | 4.261 | 4.261 | 4.261 | 4.261 | 4.261 | 4.261 | 4.261 | 4.261 | 4.261 | 4.261 | 1739.0748 | 51.4792 | 4.2194e-05 | 3828.8646 | 2169.5199 | 93.5445 | 2.8031 | 1790.5541 | 96.3476 | 1694.2065 | -475.3135 | FALSE
| 60677115 | GL022 | GL | 22KV | 22.11 | 1 | 37042.7803 | 50% | Three phase | 97.13 | 0.00020474 | 0.00022198 | 0.00024075 | 0.00026117 | 0.00028341 | 0.00030761 | 0.00033396 | 0.00036266 | 0.00039391 | 0.00042796 | 0.00046505 | 0.00050546 | 0.0005495 | 0.0005975 | 0.00064981 | 0.00070684 | 0.00072465 | 0.00072465 | 0.00072465 | 0.00072465 | 3.8395 | 3.884 | 3.9535 | 4.0085 | 4.035 | 4.081 | 4.134 | 4.213 | 4.261 | 4.261 | 4.261 | 4.261 | 4.261 | 4.261 | 4.261 | 4.261 | 4.261 | 4.261 | 4.261 | 4.261 | 974.9928 | 16.1841 | 2.3666e-05 | 2147.5443 | 1216.8464 | 52.4675 | 0.88183 | 991.177 | 53.3493 | 937.8276 | -279.0188 | FALSE
| 60677163 | GL022 | GL | 22KV | 102.87 | 1 | 37042.7803 | 50% | Three phase | 97.13 | 0.00055042 | 0.00060204 | 0.00065879 | 0.00072121 | 0.00078987 | 0.00086541 | 0.00094856 | 0.0010401 | 0.0011409 | 0.0012518 | 0.0013741 | 0.0015087 | 0.0016571 | 0.0018207 | 0.0020009 | 0.0021997 | 0.0024188 | 0.0026605 | 0.0029271 | 0.0032212 | 3.8395 | 3.884 | 3.9535 | 4.0085 | 4.035 | 4.081 | 4.134 | 4.213 | 4.261 | 4.261 | 4.261 | 4.261 | 4.261 | 4.261 | 4.261 | 4.261 | 4.261 | 4.261 | 4.261 | 4.261 | 3079.1032 | 237.2995 | 0.00011011 | 9991.7631 | 5661.5554 | 244.1127 | 19.089 | 3316.4027 | 263.2017 | 3053.201 | -2608.3544 | FALSE
| 60680244 | GB031 | GB | 22KV | 145.85 | 0 | 52231.1123 | 100% | Three phase | 97.13 | 0.0014199 | 0.0015092 | 0.0016044 | 0.0017058 | 0.0018139 | 0.0019292 | 0.002052 | 0.002183 | 0.0023227 | 0.0024716 | 0.0026305 | 0.0027999 | 0.0029806 | 0.0031733 | 0.0033789 | 0.0035982 | 0.0038322 | 0.0040819 | 0.0043483 | 0.0046326 | 4.78 | 4.82 | 4.877 | 4.904 | 4.92 | 4.964 | 5.028 | 5.091 | 5.107 | 5.107 | 5.107 | 5.107 | 5.107 | 5.107 | 5.107 | 5.107 | 5.107 | 5.107 | 5.107 | 5.107 | 9675.0959 | 623.8827 | 0.00015611 | 14166.4105 | 8027.0035 | 591.186 | 38.3723 | 10298.9786 | 629.5583 | 9669.4203 | 1642.4168 | TRUE
| 60680315 | DDL013 | DDL | 22KV | 253.86 | 2 | 36243.9558 | 33.33% | Three phase | 97.13 | 0.0023904 | 0.0026137 | 0.0028589 | 0.003128 | 0.0034237 | 0.0037484 | 0.0041051 | 0.004497 | 0.0049278 | 0.0054012 | 0.0059217 | 0.0064939 | 0.0071231 | 0.0078152 | 0.0083202 | 0.0083202 | 0.0083202 | 0.0083202 | 0.0083202 | 0.0083202 | 3.7003 | 3.804 | 3.9357 | 4.0647 | 4.139 | 4.2287 | 4.35 | 4.5247 | 4.6567 | 4.6567 | 4.6567 | 4.6567 | 4.6567 | 4.6567 | 4.6567 | 4.6567 | 4.6567 | 4.6567 | 4.6567 | 4.6567 | 12469.2747 | 2263.6156 | 0.00027172 | 24657.4218 | 13971.4441 | 622.9028 | 116.2502 | 14732.8903 | 739.153 | 13993.7373 | 22.2932 | TRUE
| 60680337 | DDL012 | DDL | 22KV | 745.75 | 2 | 36243.9558 | 33.33% | Three phase | 97.13 | 0.0050994 | 0.0056116 | 0.0061782 | 0.0068048 | 0.0074983 | 0.0082657 | 0.0091152 | 0.010056 | 0.011097 | 0.012251 | 0.01353 | 0.014946 | 0.016517 | 0.018257 | 0.020187 | 0.022327 | 0.024442 | 0.024442 | 0.024442 | 0.024442 | 2.8993 | 2.9253 | 2.9667 | 3.0067 | 3.044 | 3.075 | 3.0957 | 3.1397 | 3.171 | 3.171 | 3.171 | 3.171 | 3.171 | 3.171 | 3.171 | 3.171 | 3.171 | 3.171 | 3.171 | 3.171 | 21260.9522 | 16273.9593 | 0.00079823 | 72434.6975 | 41043.112 | 1294.4605 | 1003.2095 | 37534.9116 | 2297.67 | 35237.2416 | -5805.8704 | FALSE
| 60684380 | CRO034 | CRO | 22KV | 314.38 | 0 | 53295.2727 | 100% | Three phase | 97.13 | 0.002555 | 0.0028099 | 0.0030915 | 0.0034027 | 0.0037467 | 0.0041269 | 0.0045474 | 0.0050124 | 0.0055268 | 0.006096 | 0.0067258 | 0.0074228 | 0.0081945 | 0.0090489 | 0.0099949 | 0.010304 | 0.010304 | 0.010304 | 0.010304 | 0.010304 | 4.463 | 4.406 | 4.366 | 4.326 | 4.279 | 4.232 | 4.212 | 4.192 | 4.148 | 4.148 | 4.148 | 4.148 | 4.148 | 4.148 | 4.148 | 4.148 | 4.148 | 4.148 | 4.148 | 4.148 | 19810.7641 | 3250.6126 | 0.0003365 | 30535.7294 | 17302.224 | 1096.7563 | 178.285 | 23061.3767 | 1275.0413 | 21786.3354 | 4484.1114 | TRUE
| 60684400 | CRO022 | CRO | 22KV | 289.91 | 1 | 53295.2727 | 50% | Three phase | 97.13 | 0.0028174 | 0.0030493 | 0.0033012 | 0.0035749 | 0.0038721 | 0.0041951 | 0.0045461 | 0.0049276 | 0.0053423 | 0.0057931 | 0.0062832 | 0.0068162 | 0.0073958 | 0.0080262 | 0.008712 | 0.009458 | 0.0095017 | 0.0095017 | 0.0095017 | 0.0095017 | 1.3575 | 1.3565 | 1.3715 | 1.385 | 1.3935 | 1.402 | 1.4185 | 1.4435 | 1.4535 | 1.4535 | 1.4535 | 1.4535 | 1.4535 | 1.4535 | 1.4535 | 1.4535 | 1.4535 | 1.4535 | 1.4535 | 1.4535 | 6455.0914 | 2851.9247 | 0.00031031 | 28158.9583 | 15955.4926 | 340.0878 | 151.6113 | 9307.0161 | 491.6991 | 8815.317 | -7140.1756 | FALSE
| 60684403 | CRO022 | CRO | 22KV | 36.22 | 1 | 53295.2727 | 50% | Three phase | 97.13 | 0.00035199 | 0.00038097 | 0.00041244 | 0.00044663 | 0.00048377 | 0.00052412 | 0.00056797 | 0.00061563 | 0.00066744 | 0.00072376 | 0.00078499 | 0.00085158 | 0.000924 | 0.0010028 | 0.0010884 | 0.0011816 | 0.0011871 | 0.0011871 | 0.0011871 | 0.0011871 | 1.3575 | 1.3565 | 1.3715 | 1.385 | 1.3935 | 1.402 | 1.4185 | 1.4435 | 1.4535 | 1.4535 | 1.4535 | 1.4535 | 1.4535 | 1.4535 | 1.4535 | 1.4535 | 1.4535 | 1.4535 | 1.4535 | 1.4535 | 806.4689 | 44.5152 | 3.8769e-05 | 3518.0486 | 1993.4046 | 42.489 | 2.3665 | 850.9842 | 44.8555 | 806.1287 | -1187.2759 | FALSE
| 60684525 | DDL014 | DDL | 22KV | 205.78 | 1 | 36243.9558 | 50% | Single phase | 44.74 | 0.0025914 | 0.002894 | 0.0032335 | 0.0036143 | 0.0040417 | 0.0045214 | 0.0050599 | 0.0056647 | 0.0063439 | 0.0067444 | 0.0067444 | 0.0067444 | 0.0067444 | 0.0067444 | 0.0067444 | 0.0067444 | 0.0067444 | 0.0067444 | 0.0067444 | 0.0067444 | 1.4125 | 1.434 | 1.459 | 1.4855 | 1.4955 | 1.5085 | 1.535 | 1.57 | 1.588 | 1.588 | 1.588 | 1.588 | 1.588 | 1.588 | 1.588 | 1.588 | 1.588 | 1.588 | 1.588 | 1.588 | 4349.8688 | 852.3093 | 0.00022026 | 9206.5972 | 5216.6629 | 177.4766 | 35.1847 | 5202.1781 | 212.6613 | 4989.5168 | -227.1461 | FALSE
| 60684528 | DDL014 | DDL | 22KV | 26.37 | 1 | 36243.9558 | 50% | Single phase | 44.74 | 0.00033208 | 0.00037086 | 0.00041436 | 0.00046316 | 0.00051793 | 0.0005794 | 0.00064841 | 0.00072591 | 0.00081295 | 0.00086427 | 0.00086427 | 0.00086427 | 0.00086427 | 0.00086427 | 0.00086427 | 0.00086427 | 0.00086427 | 0.00086427 | 0.00086427 | 0.00086427 | 1.4125 | 1.434 | 1.459 | 1.4855 | 1.4955 | 1.5085 | 1.535 | 1.57 | 1.588 | 1.588 | 1.588 | 1.588 | 1.588 | 1.588 | 1.588 | 1.588 | 1.588 | 1.588 | 1.588 | 1.588 | 557.4207 | 13.9962 | 2.8226e-05 | 1179.7938 | 668.4974 | 22.743 | 0.57779 | 571.417 | 23.3208 | 548.0962 | -120.4013 | FALSE
| 60684529 | DDL014 | DDL | 22KV | 164.66 | 1 | 36243.9558 | 50% | Single phase | 44.74 | 0.0020474 | 0.0022718 | 0.0025219 | 0.0028006 | 0.0031112 | 0.0034575 | 0.0038437 | 0.0042745 | 0.004755 | 0.0052912 | 0.0053967 | 0.0053967 | 0.0053967 | 0.0053967 | 0.0053967 | 0.0053967 | 0.0053967 | 0.0053967 | 0.0053967 | 0.0053967 | 1.4125 | 1.434 | 1.459 | 1.4855 | 1.4955 | 1.5085 | 1.535 | 1.57 | 1.588 | 1.588 | 1.588 | 1.588 | 1.588 | 1.588 | 1.588 | 1.588 | 1.588 | 1.588 | 1.588 | 1.588 | 3418.0009 | 535.7613 | 0.00017625 | 7366.8884 | 4174.243 | 142.0123 | 22.5281 | 3953.7622 | 164.5404 | 3789.2218 | -385.0212 | FALSE
| 60684629 | DDL013 | DDL | 22KV | 779.88 | 2 | 36243.9558 | 33.33% | Three phase | 97.13 | 0.0074952 | 0.0080668 | 0.008684 | 0.0093505 | 0.01007 | 0.010848 | 0.011688 | 0.012595 | 0.013576 | 0.014636 | 0.015781 | 0.017019 | 0.018357 | 0.019804 | 0.021368 | 0.02306 | 0.024889 | 0.02556 | 0.02556 | 0.02556 | 3.7003 | 3.804 | 3.9357 | 4.0647 | 4.139 | 4.2287 | 4.35 | 4.5247 | 4.6567 | 4.6567 | 4.6567 | 4.6567 | 4.6567 | 4.6567 | 4.6567 | 4.6567 | 4.6567 | 4.6567 | 4.6567 | 4.6567 | 35245.328 | 19698.6787 | 0.00083476 | 75749.7444 | 42921.4914 | 1913.6115 | 1097.1365 | 54944.0067 | 3010.7481 | 51933.2587 | 9011.7673 | TRUE
| 60684645 | DDL013 | DDL | 22KV | 3212.06 | 2 | 36243.9558 | 33.33% | Three phase | 97.13 | 0.038967 | 0.042704 | 0.046814 | 0.051335 | 0.05631 | 0.061785 | 0.06781 | 0.074443 | 0.081746 | 0.089788 | 0.098644 | 0.10527 | 0.10527 | 0.10527 | 0.10527 | 0.10527 | 0.10527 | 0.10527 | 0.10527 | 0.10527 | 3.7003 | 3.804 | 3.9357 | 4.0647 | 4.139 | 4.2287 | 4.35 | 4.5247 | 4.6567 | 4.6567 | 4.6567 | 4.6567 | 4.6567 | 4.6567 | 4.6567 | 4.6567 | 4.6567 | 4.6567 | 4.6567 | 4.6567 | 183635.146 | 423441.452 | 0.0034381 | 311987.3878 | 176778.9987 | 7881.5139 | 18611.1153 | 607076.598 | 26492.6293 | 580583.9688 | 403804.97 | TRUE
| 60685374 | GLE033 | GLE | 22KV | 29.04 | 0 | 43192.2035 | 100% | Three phase | 97.13 | 0.000273 | 0.00029467 | 0.00031814 | 0.00034357 | 0.00037111 | 0.00040096 | 0.0004333 | 0.00046835 | 0.00050635 | 0.00054753 | 0.00059219 | 0.00064061 | 0.00069311 | 0.00075006 | 0.00081183 | 0.00087884 | 0.00095153 | 0.00095178 | 0.00095178 | 0.00095178 | 3.271 | 3.288 | 3.312 | 3.329 | 3.325 | 3.339 | 3.369 | 3.393 | 3.39 | 3.39 | 3.39 | 3.39 | 3.39 | 3.39 | 3.39 | 3.39 | 3.39 | 3.39 | 3.39 | 3.39 | 1179.9354 | 27.4216 | 3.1083e-05 | 2820.6552 | 1598.246 | 65.2004 | 1.5212 | 1207.357 | 66.7216 | 1140.6354 | -457.6106 | FALSE
| 60685379 | GLE013 | GLE | 22KV | 53.06 | 0 | 43192.2035 | 100% | Single phase | 44.74 | 0.00029541 | 0.00032131 | 0.00034961 | 0.00038054 | 0.00041436 | 0.00045135 | 0.00049181 | 0.00053606 | 0.00058449 | 0.00063749 | 0.0006955 | 0.00075901 | 0.00082856 | 0.00090471 | 0.00098813 | 0.0010795 | 0.0011796 | 0.0012893 | 0.0014096 | 0.0015414 | 12.272 | 12.66 | 13.105 | 13.521 | 13.836 | 14.184 | 14.648 | 15.159 | 15.513 | 15.513 | 15.513 | 15.513 | 15.513 | 15.513 | 15.513 | 15.513 | 15.513 | 15.513 | 15.513 | 15.513 | 6445.4775 | 28.2908 | 5.6794e-05 | 2373.9044 | 1345.1071 | 517.4201 | 2.3393 | 6473.7683 | 519.7594 | 5954.0089 | 4608.9019 | TRUE
| 60685390 | GLE013 | GLE | 22KV | 678.55 | 0 | 43192.2035 | 100% | Single phase | 44.74 | 0.0037779 | 0.004109 | 0.0044709 | 0.0048665 | 0.005299 | 0.005772 | 0.0062894 | 0.0068554 | 0.0074747 | 0.0081525 | 0.0088943 | 0.0097065 | 0.010596 | 0.01157 | 0.012637 | 0.013805 | 0.015086 | 0.016489 | 0.018026 | 0.019712 | 12.272 | 12.66 | 13.105 | 13.521 | 13.836 | 14.184 | 14.648 | 15.159 | 15.513 | 15.513 | 15.513 | 15.513 | 15.513 | 15.513 | 15.513 | 15.513 | 15.513 | 15.513 | 15.513 | 15.513 | 82427.0402 | 4626.7368 | 0.0007263 | 30358.327 | 17201.7039 | 6616.9507 | 382.5704 | 87053.777 | 6999.5211 | 80054.2559 | 62852.552 | TRUE
| 60685391 | GCY011 | GCY | 22KV | 126.85 | 1 | 45326.5658 | 50% | Three phase | 97.13 | 0.0012183 | 0.0013306 | 0.0014537 | 0.0015886 | 0.0017366 | 0.001899 | 0.0020771 | 0.0022726 | 0.0024871 | 0.0027226 | 0.0029812 | 0.003265 | 0.0035768 | 0.0039192 | 0.0041575 | 0.0041575 | 0.0041575 | 0.0041575 | 0.0041575 | 0.0041575 | 6.081 | 6.147 | 6.2485 | 6.342 | 6.386 | 6.472 | 6.5585 | 6.6865 | 6.7585 | 6.7585 | 6.7585 | 6.7585 | 6.7585 | 6.7585 | 6.7585 | 6.7585 | 6.7585 | 6.7585 | 6.7585 | 6.7585 | 11594.9758 | 569.0555 | 0.00013578 | 12320.9405 | 6981.3192 | 583.8264 | 29.0259 | 12164.0313 | 612.8524 | 11551.1789 | 4569.8598 | TRUE
| 60685415 | GCY011 | GCY | 22KV | 258.54 | 1 | 45326.5658 | 50% | Three phase | 97.13 | 0.0032377 | 0.0035445 | 0.0038815 | 0.0042519 | 0.0046589 | 0.0051064 | 0.0055982 | 0.0061391 | 0.0067338 | 0.007388 | 0.0081076 | 0.0084736 | 0.0084736 | 0.0084736 | 0.0084736 | 0.0084736 | 0.0084736 | 0.0084736 | 0.0084736 | 0.0084736 | 6.081 | 6.147 | 6.2485 | 6.342 | 6.386 | 6.472 | 6.5585 | 6.6865 | 6.7585 | 6.7585 | 6.7585 | 6.7585 | 6.7585 | 6.7585 | 6.7585 | 6.7585 | 6.7585 | 6.7585 | 6.7585 | 6.7585 | 27734.3301 | 2779.6366 | 0.00027673 | 25111.9902 | 14229.0126 | 1189.929 | 120.5759 | 30513.9667 | 1310.5049 | 29203.4619 | 14974.4492 | TRUE
| 60689742 | DDL013 | DDL | 22KV | 56.75 | 2 | 36243.9558 | 33.33% | Single phase | 44.74 | 0.00062796 | 0.0006883 | 0.00075469 | 0.00082775 | 0.00090817 | 0.00099669 | 0.0010942 | 0.0012015 | 0.0013197 | 0.0014499 | 0.0015934 | 0.0017515 | 0.00186 | 0.00186 | 0.00186 | 0.00186 | 0.00186 | 0.00186 | 0.00186 | 0.00186 | 3.7003 | 3.804 | 3.9357 | 4.0647 | 4.139 | 4.2287 | 4.35 | 4.5247 | 4.6567 | 4.6567 | 4.6567 | 4.6567 | 4.6567 | 4.6567 | 4.6567 | 4.6567 | 4.6567 | 4.6567 | 4.6567 | 4.6567 | 3095.0804 | 57.9853 | 6.0743e-05 | 2538.995 | 1438.6511 | 139.2489 | 2.676 | 3153.0657 | 141.9249 | 3011.1408 | 1572.4898 | TRUE
| 60689755 | DDL011 | DDL | 22KV | 22.77 | 1 | 36243.9558 | 50% | Single phase | 44.74 | 0.00012677 | 0.00013789 | 0.00015003 | 0.0001633 | 0.00017782 | 0.00019369 | 0.00021105 | 0.00023005 | 0.00025083 | 0.00027357 | 0.00029847 | 0.00032572 | 0.00035556 | 0.00038825 | 0.00042404 | 0.00046326 | 0.00050622 | 0.0005533 | 0.0006049 | 0.00066146 | 5.219 | 5.35 | 5.516 | 5.6855 | 5.806 | 5.937 | 6.098 | 6.328 | 6.4715 | 6.4715 | 6.4715 | 6.4715 | 6.4715 | 6.4715 | 6.4715 | 6.4715 | 6.4715 | 6.4715 | 6.4715 | 6.4715 | 969.7658 | 5.21 | 2.4372e-05 | 1018.7298 | 577.235 | 77.9815 | 0.4308 | 974.9758 | 78.4123 | 896.5636 | 319.3286 | TRUE
| 60689756 | DDL011 | DDL | 22KV | 218.56 | 1 | 36243.9558 | 50% | Single phase | 44.74 | 0.0012168 | 0.0013235 | 0.0014401 | 0.0015675 | 0.0017068 | 0.0018592 | 0.0020258 | 0.0022081 | 0.0024076 | 0.0026259 | 0.0028649 | 0.0031265 | 0.0034129 | 0.0037266 | 0.0040702 | 0.0044466 | 0.004859 | 0.0053109 | 0.0058062 | 0.0063491 | 5.219 | 5.35 | 5.516 | 5.6855 | 5.806 | 5.937 | 6.098 | 6.328 | 6.4715 | 6.4715 | 6.4715 | 6.4715 | 6.4715 | 6.4715 | 6.4715 | 6.4715 | 6.4715 | 6.4715 | 6.4715 | 6.4715 | 9308.3893 | 480.0124 | 0.00023394 | 9778.3744 | 5540.6446 | 748.5125 | 39.6907 | 9788.4017 | 788.2032 | 9000.1985 | 3459.5539 | TRUE
| 60689758 | DDL011 | DDL | 22KV | 1672.86 | 1 | 36243.9558 | 50% | Single phase | 44.74 | 0.010229 | 0.011127 | 0.012107 | 0.013179 | 0.01435 | 0.015631 | 0.017032 | 0.018564 | 0.02024 | 0.022074 | 0.024081 | 0.026278 | 0.028683 | 0.031316 | 0.034199 | 0.037357 | 0.040815 | 0.044605 | 0.048756 | 0.053306 | 5.219 | 5.35 | 5.516 | 5.6855 | 5.806 | 5.937 | 6.098 | 6.328 | 6.4715 | 6.4715 | 6.4715 | 6.4715 | 6.4715 | 6.4715 | 6.4715 | 6.4715 | 6.4715 | 6.4715 | 6.4715 | 6.4715 | 78218.8875 | 30873.4391 | 0.0017906 | 74843.7564 | 42408.1384 | 5729.1203 | 2325.2352 | 109092.3266 | 8054.3555 | 101037.9711 | 58629.8327 | TRUE
| 60689767 | DDL011 | DDL | 22KV | 630.03 | 1 | 36243.9558 | 50% | Single phase | 44.74 | 0.0078234 | 0.0084292 | 0.0090838 | 0.0097912 | 0.010556 | 0.011382 | 0.012276 | 0.013242 | 0.014287 | 0.015416 | 0.016638 | 0.01796 | 0.019389 | 0.020649 | 0.020649 | 0.020649 | 0.020649 | 0.020649 | 0.020649 | 0.020649 | 5.219 | 5.35 | 5.516 | 5.6855 | 5.806 | 5.937 | 6.098 | 6.328 | 6.4715 | 6.4715 | 6.4715 | 6.4715 | 6.4715 | 6.4715 | 6.4715 | 6.4715 | 6.4715 | 6.4715 | 6.4715 | 6.4715 | 47794.8511 | 7151.6981 | 0.00067436 | 28187.5422 | 15971.6889 | 2157.6926 | 329.8148 | 54946.5492 | 2487.5074 | 52459.0418 | 36487.3529 | TRUE
| 60690379 | WPD022 | WPD | 22KV | 2744.61 | 1 | 40240.0236 | 50% | Three phase | 97.13 | 0.034152 | 0.036835 | 0.039737 | 0.042877 | 0.046274 | 0.04995 | 0.053929 | 0.058235 | 0.062897 | 0.067944 | 0.073409 | 0.079326 | 0.085734 | 0.089954 | 0.089954 | 0.089954 | 0.089954 | 0.089954 | 0.089954 | 0.089954 | 5.3945 | 5.64 | 5.9075 | 6.165 | 6.3925 | 6.635 | 6.901 | 7.1915 | 7.4385 | 7.4385 | 7.4385 | 7.4385 | 7.4385 | 7.4385 | 7.4385 | 7.4385 | 7.4385 | 7.4385 | 7.4385 | 7.4385 | 263361.1215 | 296289.9323 | 0.0029377 | 266583.9693 | 151052.4111 | 11717.5013 | 13588.3394 | 559651.0537 | 25305.8407 | 534345.213 | 383292.8018 | TRUE
| 60693943 | DDL011 | DDL | 22KV | 351.08 | 1 | 36243.9558 | 50% | Three phase | 97.13 | 0.0046833 | 0.0052356 | 0.0058555 | 0.0065517 | 0.0073337 | 0.0082122 | 0.0091995 | 0.010309 | 0.011507 | 0.011507 | 0.011507 | 0.011507 | 0.011507 | 0.011507 | 0.011507 | 0.011507 | 0.011507 | 0.011507 | 0.011507 | 0.011507 | 5.219 | 5.35 | 5.516 | 5.6855 | 5.806 | 5.937 | 6.098 | 6.328 | 6.4715 | 6.4715 | 6.4715 | 6.4715 | 6.4715 | 6.4715 | 6.4715 | 6.4715 | 6.4715 | 6.4715 | 6.4715 | 6.4715 | 30492.3019 | 5526.7952 | 0.00037578 | 34100.4004 | 19322.0459 | 1202.3598 | 222.3398 | 36019.0971 | 1424.6996 | 34594.3974 | 15272.3515 | TRUE
| 60693969 | DDL013 | DDL | 22KV | 724.24 | 2 | 36243.9558 | 33.33% | Three phase | 97.13 | 0.006749 | 0.0072609 | 0.0078135 | 0.0084099 | 0.0090539 | 0.0097493 | 0.0105 | 0.011311 | 0.012187 | 0.013134 | 0.014156 | 0.015261 | 0.016455 | 0.017745 | 0.01914 | 0.020647 | 0.022277 | 0.023737 | 0.023737 | 0.023737 | 3.7003 | 3.804 | 3.9357 | 4.0647 | 4.139 | 4.2287 | 4.35 | 4.5247 | 4.6567 | 4.6567 | 4.6567 | 4.6567 | 4.6567 | 4.6567 | 4.6567 | 4.6567 | 4.6567 | 4.6567 | 4.6567 | 4.6567 | 31840.3258 | 16523.4435 | 0.0007752 | 70345.4312 | 39859.2872 | 1777.0862 | 946.1721 | 48363.7693 | 2723.2583 | 45640.511 | 5781.2238 | TRUE
| 60694038 | CRO022 | CRO | 22KV | 326.59 | 1 | 53295.2727 | 50% | Three phase | 97.13 | 0.0032631 | 0.0035033 | 0.0037619 | 0.0040405 | 0.0043406 | 0.0046639 | 0.0050122 | 0.0053875 | 0.0057919 | 0.0062278 | 0.0066976 | 0.0072041 | 0.0077501 | 0.0083388 | 0.0089735 | 0.009658 | 0.010396 | 0.010704 | 0.010704 | 0.010704 | 1.3575 | 1.3565 | 1.3715 | 1.385 | 1.3935 | 1.402 | 1.4185 | 1.4435 | 1.4535 | 1.4535 | 1.4535 | 1.4535 | 1.4535 | 1.4535 | 1.4535 | 1.4535 | 1.4535 | 1.4535 | 1.4535 | 1.4535 | 7028.1451 | 3499.7871 | 0.00034957 | 31721.6867 | 17974.2138 | 383.1164 | 192.4026 | 10527.9322 | 575.519 | 9952.4133 | -8021.8005 | FALSE
| 60694042 | CRO022 | CRO | 22KV | 161.94 | 1 | 53295.2727 | 50% | Three phase | 97.13 | 0.00083198 | 0.00089266 | 0.00095804 | 0.0010285 | 0.0011044 | 0.0011863 | 0.0012745 | 0.0013696 | 0.0014722 | 0.0015829 | 0.0017022 | 0.001831 | 0.0019699 | 0.0021198 | 0.0022816 | 0.0024563 | 0.0026448 | 0.0028483 | 0.003068 | 0.0033053 | 1.3575 | 1.3565 | 1.3715 | 1.385 | 1.3935 | 1.402 | 1.4185 | 1.4435 | 1.4535 | 1.4535 | 1.4535 | 1.4535 | 1.4535 | 1.4535 | 1.4535 | 1.4535 | 1.4535 | 1.4535 | 1.4535 | 1.4535 | 1830.1251 | 451.7579 | 0.00017334 | 15729.2322 | 8912.5331 | 189.9687 | 47.3057 | 2281.883 | 237.2744 | 2044.6087 | -6867.9244 | FALSE
| 60694060 | DDL011 | DDL | 22KV | 194.27 | 1 | 36243.9558 | 50% | Three phase | 97.13 | 0.0023883 | 0.002635 | 0.0029082 | 0.0032109 | 0.0035463 | 0.003918 | 0.00433 | 0.0047867 | 0.0052931 | 0.0058548 | 0.0063672 | 0.0063672 | 0.0063672 | 0.0063672 | 0.0063672 | 0.0063672 | 0.0063672 | 0.0063672 | 0.0063672 | 0.0063672 | 5.219 | 5.35 | 5.516 | 5.6855 | 5.806 | 5.937 | 6.098 | 6.328 | 6.4715 | 6.4715 | 6.4715 | 6.4715 | 6.4715 | 6.4715 | 6.4715 | 6.4715 | 6.4715 | 6.4715 | 6.4715 | 6.4715 | 15874.7127 | 1588.8962 | 0.00020794 | 18869.4451 | 10691.8476 | 665.3254 | 68.0795 | 17463.6089 | 733.4049 | 16730.204 | 6038.3563 | TRUE
| 60694642 | WPD024 | WPD | 22KV | 78.08 | 0 | 40240.0236 | 100% | Three phase | 97.13 | 0.00043573 | 0.00047017 | 0.0005075 | 0.00054797 | 0.00059183 | 0.00063939 | 0.00069097 | 0.00074692 | 0.00080761 | 0.00087346 | 0.00094492 | 0.0010225 | 0.0011067 | 0.001198 | 0.0012973 | 0.001405 | 0.001522 | 0.0016491 | 0.0017872 | 0.0019372 | 8.503 | 8.802 | 9.144 | 9.46 | 9.739 | 10.031 | 10.386 | 10.789 | 11.078 | 11.078 | 11.078 | 11.078 | 11.078 | 11.078 | 11.078 | 11.078 | 11.078 | 11.078 | 11.078 | 11.078 | 5730.231 | 121.5746 | 8.3574e-05 | 7583.9104 | 4297.2124 | 502.722 | 10.9973 | 5851.8055 | 513.7192 | 5338.0863 | 1040.8739 | TRUE
| 60694802 | GL021 | GL | 22KV | 351.03 | 1 | 37042.7803 | 50% | Three phase | 97.13 | 0.0033904 | 0.0035892 | 0.0038002 | 0.0040242 | 0.0042619 | 0.0045143 | 0.0047821 | 0.0050666 | 0.0053685 | 0.0056892 | 0.0060297 | 0.0063914 | 0.0067754 | 0.0071833 | 0.0076166 | 0.0080769 | 0.0085659 | 0.0090854 | 0.0096373 | 0.010224 | 2.711 | 2.7525 | 2.8025 | 2.8495 | 2.868 | 2.8915 | 2.9415 | 3.0015 | 3.0285 | 3.0285 | 3.0285 | 3.0285 | 3.0285 | 3.0285 | 3.0285 | 3.0285 | 3.0285 | 3.0285 | 3.0285 | 3.0285 | 9237.5893 | 3436.0742 | 0.00037573 | 34095.5439 | 19319.2941 | 591.6239 | 222.2765 | 12673.6635 | 813.9004 | 11859.763 | -7459.5311 | FALSE
| 60694865 | GCY011 | GCY | 22KV | 52.69 | 1 | 45326.5658 | 50% | Three phase | 97.13 | 0.00050536 | 0.00054334 | 0.0005843 | 0.00062849 | 0.00067617 | 0.00072761 | 0.00078312 | 0.00084303 | 0.0009077 | 0.00097751 | 0.0010529 | 0.0011342 | 0.0012221 | 0.001317 | 0.0014195 | 0.0015302 | 0.0016497 | 0.0017269 | 0.0017269 | 0.0017269 | 6.081 | 6.147 | 6.2485 | 6.342 | 6.386 | 6.472 | 6.5585 | 6.6865 | 6.7585 | 6.7585 | 6.7585 | 6.7585 | 6.7585 | 6.7585 | 6.7585 | 6.7585 | 6.7585 | 6.7585 | 6.7585 | 6.7585 | 4365.6154 | 89.0807 | 5.6398e-05 | 5117.7797 | 2899.8479 | 242.5054 | 5.008 | 4454.6961 | 247.5134 | 4207.1827 | 1307.3348 | TRUE
| 60694868 | GCY011 | GCY | 22KV | 101.18 | 1 | 45326.5658 | 50% | Three phase | 97.13 | 0.00092455 | 0.001017 | 0.0011191 | 0.001232 | 0.0013567 | 0.0014946 | 0.001647 | 0.0018156 | 0.002002 | 0.0022083 | 0.0024365 | 0.0026891 | 0.0029687 | 0.0032782 | 0.0033162 | 0.0033162 | 0.0033162 | 0.0033162 | 0.0033162 | 0.0033162 | 6.081 | 6.147 | 6.2485 | 6.342 | 6.386 | 6.472 | 6.5585 | 6.6865 | 6.7585 | 6.7585 | 6.7585 | 6.7585 | 6.7585 | 6.7585 | 6.7585 | 6.7585 | 6.7585 | 6.7585 | 6.7585 | 6.7585 | 9285.5648 | 363.2879 | 0.0001083 | 9827.6134 | 5568.5445 | 465.6804 | 18.4669 | 9648.8527 | 484.1473 | 9164.7054 | 3596.1609 | TRUE
| 60694870 | GB012 | GB | 22KV | 3.24 | 0 | 52231.1123 | 100% | Three phase | 97.13 | 3.9456e-05 | 4.2095e-05 | 4.4919e-05 | 4.7939e-05 | 5.1169e-05 | 5.4626e-05 | 5.8325e-05 | 6.2283e-05 | 6.6519e-05 | 7.1052e-05 | 7.5904e-05 | 8.1098e-05 | 8.6659e-05 | 9.2612e-05 | 9.8985e-05 | 0.00010581 | 0.00010619 | 0.00010619 | 0.00010619 | 0.00010619 | 6.737 | 6.8 | 6.88 | 6.943 | 6.986 | 7.036 | 7.109 | 7.192 | 7.252 | 7.252 | 7.252 | 7.252 | 7.252 | 7.252 | 7.252 | 7.252 | 7.252 | 7.252 | 7.252 | 7.252 | 381.3682 | 0.3853 | 3.468e-06 | 314.7012 | 178.3167 | 18.6097 | 0.018936 | 381.7535 | 18.6287 | 363.1249 | 184.8082 | TRUE
| 60694872 | GB012 | GB | 22KV | 49.4 | 0 | 52231.1123 | 100% | Three phase | 97.13 | 0.00060158 | 0.00064182 | 0.00068487 | 0.00073092 | 0.00078018 | 0.00083288 | 0.00088927 | 0.00094962 | 0.0010142 | 0.0010833 | 0.0011573 | 0.0012365 | 0.0013213 | 0.001412 | 0.0015092 | 0.0016133 | 0.0016191 | 0.0016191 | 0.0016191 | 0.0016191 | 6.737 | 6.8 | 6.88 | 6.943 | 6.986 | 7.036 | 7.109 | 7.192 | 7.252 | 7.252 | 7.252 | 7.252 | 7.252 | 7.252 | 7.252 | 7.252 | 7.252 | 7.252 | 7.252 | 7.252 | 5814.6883 | 89.5697 | 5.2876e-05 | 4798.222 | 2718.7794 | 283.7409 | 4.4021 | 5904.2581 | 288.143 | 5616.1151 | 2897.3357 | TRUE
| 60695016 | GLE032 | GLE | 22KV | 451.57 | 1 | 43192.2035 | 50% | Three phase | 97.13 | 0.0043884 | 0.0047497 | 0.0051421 | 0.0055683 | 0.0060313 | 0.0065344 | 0.0070811 | 0.0076753 | 0.0083212 | 0.0090234 | 0.0097869 | 0.010617 | 0.01152 | 0.012502 | 0.01357 | 0.014732 | 0.0148 | 0.0148 | 0.0148 | 0.0148 | 3.405 | 3.439 | 3.489 | 3.5205 | 3.5355 | 3.566 | 3.6235 | 3.671 | 3.6845 | 3.6845 | 3.6845 | 3.6845 | 3.6845 | 3.6845 | 3.6845 | 3.6845 | 3.6845 | 3.6845 | 3.6845 | 3.6845 | 20667.1523 | 6919.2947 | 0.00048335 | 43860.9941 | 24852.6156 | 1088.8598 | 367.8369 | 27586.447 | 1456.6966 | 26129.7504 | 1277.1348 | TRUE
| 60695017 | GLE032 | GLE | 22KV | 91.36 | 1 | 43192.2035 | 50% | Three phase | 97.13 | 0.00088785 | 0.00096094 | 0.0010403 | 0.0011266 | 0.0012202 | 0.001322 | 0.0014326 | 0.0015528 | 0.0016835 | 0.0018256 | 0.00198 | 0.002148 | 0.0023307 | 0.0025293 | 0.0027454 | 0.0029805 | 0.0029943 | 0.0029943 | 0.0029943 | 0.0029943 | 3.405 | 3.439 | 3.489 | 3.5205 | 3.5355 | 3.566 | 3.6235 | 3.671 | 3.6845 | 3.6845 | 3.6845 | 3.6845 | 3.6845 | 3.6845 | 3.6845 | 3.6845 | 3.6845 | 3.6845 | 3.6845 | 3.6845 | 4181.3031 | 283.22 | 9.7789e-05 | 8873.7968 | 5028.0908 | 220.2941 | 15.0563 | 4464.523 | 235.3504 | 4229.1726 | -798.9182 | FALSE
| 60697514 | GL015 | GL | 22KV | 33.08 | 1 | 37042.7803 | 50% | Three phase | 97.13 | 0.00025143 | 0.00027528 | 0.00030151 | 0.00033037 | 0.00036211 | 0.00039705 | 0.00043551 | 0.00047784 | 0.00052445 | 0.00057579 | 0.00063233 | 0.00069463 | 0.00076327 | 0.00083891 | 0.00092228 | 0.0010142 | 0.0010842 | 0.0010842 | 0.0010842 | 0.0010842 | 2.3765 | 2.426 | 2.492 | 2.5485 | 2.5885 | 2.636 | 2.697 | 2.777 | 2.8155 | 2.8155 | 2.8155 | 2.8155 | 2.8155 | 2.8155 | 2.8155 | 2.8155 | 2.8155 | 2.8155 | 2.8155 | 2.8155 | 882.824 | 33.4082 | 3.5408e-05 | 3213.0604 | 1820.5915 | 51.0302 | 1.9739 | 916.2323 | 53.0041 | 863.2281 | -957.3634 | FALSE
| 60698045 | TQY031 | TQY | 22KV | 132.77 | 2 | 36500.4227 | 33.33% | Three phase | 97.13 | 0.0017311 | 0.0019117 | 0.0021118 | 0.0023338 | 0.0025799 | 0.0028528 | 0.0031556 | 0.0034917 | 0.0038645 | 0.0042784 | 0.0043515 | 0.0043515 | 0.0043515 | 0.0043515 | 0.0043515 | 0.0043515 | 0.0043515 | 0.0043515 | 0.0043515 | 0.0043515 | 4.135 | 4.2037 | 4.3107 | 4.3993 | 4.4733 | 4.5463 | 4.6307 | 4.7593 | 4.8397 | 4.8397 | 4.8397 | 4.8397 | 4.8397 | 4.8397 | 4.8397 | 4.8397 | 4.8397 | 4.8397 | 4.8397 | 4.8397 | 8485.6201 | 764.2692 | 0.00014211 | 12895.9501 | 7307.1324 | 347.6362 | 31.7984 | 9249.8893 | 379.4346 | 8870.4547 | 1563.3223 | TRUE
| 60698046 | TQY031 | TQY | 22KV | 1215.27 | 2 | 36500.4227 | 33.33% | Three phase | 97.13 | 0.015845 | 0.017498 | 0.01933 | 0.021361 | 0.023614 | 0.026112 | 0.028884 | 0.03196 | 0.035373 | 0.039161 | 0.03983 | 0.03983 | 0.03983 | 0.03983 | 0.03983 | 0.03983 | 0.03983 | 0.03983 | 0.03983 | 0.03983 | 4.135 | 4.2037 | 4.3107 | 4.3993 | 4.4733 | 4.5463 | 4.6307 | 4.7593 | 4.8397 | 4.8397 | 4.8397 | 4.8397 | 4.8397 | 4.8397 | 4.8397 | 4.8397 | 4.8397 | 4.8397 | 4.8397 | 4.8397 | 77670.5545 | 64031.2529 | 0.0013008 | 118039.1751 | 66883.6242 | 3181.9828 | 2664.1008 | 141701.8074 | 5846.0836 | 135855.7238 | 68972.0996 | TRUE
| 60701777 | GCY011 | GCY | 22KV | 103.23 | 1 | 45326.5658 | 50% | Three phase | 97.13 | 0.0012222 | 0.0013016 | 0.0013864 | 0.001477 | 0.0015737 | 0.001677 | 0.0017874 | 0.0019052 | 0.0020311 | 0.0021656 | 0.0023093 | 0.0024628 | 0.0026269 | 0.0028022 | 0.0029895 | 0.0031898 | 0.0033833 | 0.0033833 | 0.0033833 | 0.0033833 | 6.081 | 6.147 | 6.2485 | 6.342 | 6.386 | 6.472 | 6.5585 | 6.6865 | 6.7585 | 6.7585 | 6.7585 | 6.7585 | 6.7585 | 6.7585 | 6.7585 | 6.7585 | 6.7585 | 6.7585 | 6.7585 | 6.7585 | 9450.4211 | 378.4036 | 0.00011049 | 10026.7299 | 5681.3684 | 475.1155 | 19.2228 | 9828.8247 | 494.3383 | 9334.4864 | 3653.118 | TRUE
| 60701908 | DDL023 | DDL | 22KV | 617.34 | 4 | 36243.9558 | 20% | Three phase | 97.13 | 0.0076817 | 0.0082852 | 0.0089379 | 0.0096442 | 0.010408 | 0.011235 | 0.01213 | 0.013099 | 0.014147 | 0.015283 | 0.016512 | 0.017843 | 0.019284 | 0.020233 | 0.020233 | 0.020233 | 0.020233 | 0.020233 | 0.020233 | 0.020233 | 2.3486 | 2.4326 | 2.5414 | 2.6462 | 2.7334 | 2.8148 | 2.9078 | 3.0274 | 3.119 | 3.119 | 3.119 | 3.119 | 3.119 | 3.119 | 3.119 | 3.119 | 3.119 | 3.119 | 3.119 | 3.119 | 22490.5377 | 14990.0971 | 0.00066078 | 59962.2342 | 33975.9367 | 1003.8958 | 687.4703 | 37480.6348 | 1691.3661 | 35789.2687 | 1813.3321 | TRUE
| 60701950 | DDL013 | DDL | 22KV | 3353.21 | 2 | 36243.9558 | 33.33% | Three phase | 97.13 | 0.031123 | 0.033416 | 0.035886 | 0.038547 | 0.041413 | 0.044502 | 0.047831 | 0.051418 | 0.055284 | 0.059452 | 0.063945 | 0.06879 | 0.074014 | 0.079648 | 0.085723 | 0.092277 | 0.099346 | 0.10697 | 0.1099 | 0.1099 | 3.7003 | 3.804 | 3.9357 | 4.0647 | 4.139 | 4.2287 | 4.35 | 4.5247 | 4.6567 | 4.6567 | 4.6567 | 4.6567 | 4.6567 | 4.6567 | 4.6567 | 4.6567 | 4.6567 | 4.6567 | 4.6567 | 4.6567 | 144449.8573 | 347210.4999 | 0.0035892 | 325697.2873 | 184547.333 | 8227.8573 | 20282.7393 | 491660.3572 | 28510.5966 | 463149.7606 | 278602.4277 | TRUE
| 60704467 | GL011 | GL | 22KV | 150.99 | 0 | 37042.7803 | 100% | Three phase | 97.13 | 0.0014659 | 0.0015559 | 0.0016517 | 0.0017537 | 0.0018622 | 0.0019777 | 0.0021006 | 0.0022315 | 0.0023709 | 0.0025193 | 0.0026773 | 0.0028456 | 0.0030248 | 0.0032157 | 0.003419 | 0.0036356 | 0.0038663 | 0.0041121 | 0.004374 | 0.004653 | 5.933 | 6.04 | 6.052 | 6.067 | 6.071 | 6.098 | 6.141 | 6.182 | 6.198 | 6.198 | 6.198 | 6.198 | 6.198 | 6.198 | 6.198 | 6.198 | 6.198 | 6.198 | 6.198 | 6.198 | 8513.49 | 656.9262 | 0.00016161 | 14665.6587 | 8309.8887 | 531.0564 | 41.1246 | 9170.4161 | 572.181 | 8598.2351 | 288.3465 | TRUE
| 60705678 | WPD022 | WPD | 22KV | 1368.57 | 1 | 40240.0236 | 50% | Three phase | 97.13 | 0.017662 | 0.019404 | 0.021324 | 0.023441 | 0.025777 | 0.028354 | 0.031197 | 0.034334 | 0.037797 | 0.04162 | 0.044855 | 0.044855 | 0.044855 | 0.044855 | 0.044855 | 0.044855 | 0.044855 | 0.044855 | 0.044855 | 0.044855 | 5.3945 | 5.64 | 5.9075 | 6.165 | 6.3925 | 6.635 | 6.901 | 7.1915 | 7.4385 | 7.4385 | 7.4385 | 7.4385 | 7.4385 | 7.4385 | 7.4385 | 7.4385 | 7.4385 | 7.4385 | 7.4385 | 7.4385 | 142267.4747 | 79825.804 | 0.0014649 | 132929.2041 | 75320.646 | 5842.8049 | 3378.6183 | 222093.2787 | 9221.4233 | 212871.8555 | 137551.2094 | TRUE
| 60706001 | GL014 | GL | 22KV | 88.61 | 0 | 37042.7803 | 100% | Three phase | 97.13 | 0.00055412 | 0.00059616 | 0.00064157 | 0.00069063 | 0.00074363 | 0.00080091 | 0.00086281 | 0.00092972 | 0.0010021 | 0.0010803 | 0.0011648 | 0.0012563 | 0.0013552 | 0.0014623 | 0.0015781 | 0.0017033 | 0.0018389 | 0.0019856 | 0.0021445 | 0.0023164 | 4.49 | 4.573 | 4.679 | 4.775 | 4.855 | 4.935 | 5.031 | 5.17 | 5.253 | 5.253 | 5.253 | 5.253 | 5.253 | 5.253 | 5.253 | 5.253 | 5.253 | 5.253 | 5.253 | 5.253 | 3115.4219 | 169.5023 | 9.4845e-05 | 8606.6893 | 4876.7417 | 255.6336 | 14.1635 | 3284.9243 | 269.7971 | 3015.1272 | -1861.6146 | FALSE
| 60706133 | GLE032 | GLE | 22KV | 208.16 | 1 | 43192.2035 | 50% | Three phase | 97.13 | 0.0019965 | 0.0021465 | 0.0023084 | 0.002483 | 0.0026713 | 0.0028745 | 0.0030939 | 0.0033305 | 0.003586 | 0.0038618 | 0.0041595 | 0.004481 | 0.0048281 | 0.005203 | 0.0056078 | 0.0060451 | 0.0065175 | 0.0068224 | 0.0068224 | 0.0068224 | 3.405 | 3.439 | 3.489 | 3.5205 | 3.5355 | 3.566 | 3.6235 | 3.671 | 3.6845 | 3.6845 | 3.6845 | 3.6845 | 3.6845 | 3.6845 | 3.6845 | 3.6845 | 3.6845 | 3.6845 | 3.6845 | 3.6845 | 9005.8497 | 1390.3423 | 0.00022281 | 20218.5808 | 11456.2979 | 501.9311 | 78.1627 | 10396.192 | 580.0939 | 9816.0982 | -1640.1998 | FALSE
| 60706134 | GLE032 | GLE | 22KV | 492.63 | 1 | 43192.2035 | 50% | Three phase | 97.13 | 0.0047875 | 0.0051816 | 0.0056096 | 0.0060746 | 0.0065797 | 0.0071286 | 0.007725 | 0.0083732 | 0.0090779 | 0.0098439 | 0.010677 | 0.011582 | 0.012567 | 0.013639 | 0.014804 | 0.016072 | 0.016146 | 0.016146 | 0.016146 | 0.016146 | 3.405 | 3.439 | 3.489 | 3.5205 | 3.5355 | 3.566 | 3.6235 | 3.671 | 3.6845 | 3.6845 | 3.6845 | 3.6845 | 3.6845 | 3.6845 | 3.6845 | 3.6845 | 3.6845 | 3.6845 | 3.6845 | 3.6845 | 22546.3588 | 8234.8061 | 0.00052729 | 47849.1519 | 27112.3946 | 1187.8667 | 437.7708 | 30781.1649 | 1625.6376 | 29155.5273 | 2043.1327 | TRUE
| 60706137 | GLE032 | GLE | 22KV | 88.98 | 1 | 43192.2035 | 50% | Three phase | 97.13 | 0.00086472 | 0.00093591 | 0.0010132 | 0.0010972 | 0.0011884 | 0.0012876 | 0.0013953 | 0.0015124 | 0.0016397 | 0.001778 | 0.0019285 | 0.002092 | 0.0022699 | 0.0024634 | 0.0026739 | 0.0029029 | 0.0029163 | 0.0029163 | 0.0029163 | 0.0029163 | 3.405 | 3.439 | 3.489 | 3.5205 | 3.5355 | 3.566 | 3.6235 | 3.671 | 3.6845 | 3.6845 | 3.6845 | 3.6845 | 3.6845 | 3.6845 | 3.6845 | 3.6845 | 3.6845 | 3.6845 | 3.6845 | 3.6845 | 4072.3768 | 268.656 | 9.5241e-05 | 8642.6274 | 4897.1051 | 214.5553 | 14.282 | 4341.0328 | 228.8373 | 4112.1955 | -784.9096 | FALSE
| 60706138 | GLE032 | GLE | 22KV | 367.29 | 1 | 43192.2035 | 50% | Three phase | 97.13 | 0.0035694 | 0.0038632 | 0.0041824 | 0.004529 | 0.0049056 | 0.0053148 | 0.0057595 | 0.0062428 | 0.0067682 | 0.0073393 | 0.0079603 | 0.0086355 | 0.0093698 | 0.010169 | 0.011037 | 0.011982 | 0.012038 | 0.012038 | 0.012038 | 0.012038 | 3.405 | 3.439 | 3.489 | 3.5205 | 3.5355 | 3.566 | 3.6235 | 3.671 | 3.6845 | 3.6845 | 3.6845 | 3.6845 | 3.6845 | 3.6845 | 3.6845 | 3.6845 | 3.6845 | 3.6845 | 3.6845 | 3.6845 | 16809.8819 | 4577.516 | 0.00039314 | 35674.8777 | 20214.1798 | 885.6374 | 243.3455 | 21387.3979 | 1128.9829 | 20258.415 | 44.2352 | TRUE
| 60706143 | GLE032 | GLE | 22KV | 17.31 | 1 | 43192.2035 | 50% | Three phase | 97.13 | 0.00016602 | 0.0001785 | 0.00019196 | 0.00020648 | 0.00022214 | 0.00023904 | 0.00025728 | 0.00027696 | 0.0002982 | 0.00032114 | 0.00034589 | 0.00037263 | 0.00040149 | 0.00043266 | 0.00046633 | 0.0005027 | 0.00054198 | 0.00056733 | 0.00056733 | 0.00056733 | 3.405 | 3.439 | 3.489 | 3.5205 | 3.5355 | 3.566 | 3.6235 | 3.671 | 3.6845 | 3.6845 | 3.6845 | 3.6845 | 3.6845 | 3.6845 | 3.6845 | 3.6845 | 3.6845 | 3.6845 | 3.6845 | 3.6845 | 748.9011 | 9.6144 | 1.8528e-05 | 1681.3203 | 952.6735 | 41.7392 | 0.5405 | 758.5155 | 42.2797 | 716.2358 | -236.4377 | FALSE
| 60715961 | DDL011 | DDL | 22KV | 46.78 | 1 | 36243.9558 | 50% | Three phase | 97.13 | 0.00057309 | 0.00063117 | 0.00069538 | 0.00076637 | 0.00084489 | 0.00093175 | 0.0010278 | 0.0011342 | 0.0012519 | 0.0013821 | 0.0015264 | 0.0015332 | 0.0015332 | 0.0015332 | 0.0015332 | 0.0015332 | 0.0015332 | 0.0015332 | 0.0015332 | 0.0015332 | 5.219 | 5.35 | 5.516 | 5.6855 | 5.806 | 5.937 | 6.098 | 6.328 | 6.4715 | 6.4715 | 6.4715 | 6.4715 | 6.4715 | 6.4715 | 6.4715 | 6.4715 | 6.4715 | 6.4715 | 6.4715 | 6.4715 | 3800.0997 | 91.5805 | 5.0072e-05 | 4543.7414 | 2574.585 | 160.2096 | 3.9475 | 3891.6802 | 164.1571 | 3727.523 | 1152.938 | TRUE
| 60716104 | DDL013 | DDL | 22KV | 1830.22 | 2 | 36243.9558 | 33.33% | Three phase | 97.13 | 0.017383 | 0.018878 | 0.020507 | 0.022283 | 0.024219 | 0.026331 | 0.028634 | 0.031146 | 0.033886 | 0.036876 | 0.040139 | 0.043701 | 0.047588 | 0.051832 | 0.056465 | 0.059985 | 0.059985 | 0.059985 | 0.059985 | 0.059985 | 3.7003 | 3.804 | 3.9357 | 4.0647 | 4.139 | 4.2287 | 4.35 | 4.5247 | 4.6567 | 4.6567 | 4.6567 | 4.6567 | 4.6567 | 4.6567 | 4.6567 | 4.6567 | 4.6567 | 4.6567 | 4.6567 | 4.6567 | 87077.5485 | 114053.5321 | 0.001959 | 177769.2686 | 100728.0247 | 4490.8577 | 6042.431 | 201131.0806 | 10533.2887 | 190597.7919 | 89869.7672 | TRUE
| 60716218 | CRO032 | CRO | 22KV | 163.05 | 0 | 53295.2727 | 100% | Three phase | 97.13 | 0.0013766 | 0.0014777 | 0.0015867 | 0.001704 | 0.0018304 | 0.0019666 | 0.0021134 | 0.0022715 | 0.002442 | 0.0026257 | 0.0028238 | 0.0030374 | 0.0032677 | 0.0035161 | 0.0037839 | 0.0040728 | 0.0043844 | 0.0047206 | 0.0050833 | 0.0053439 | 17.441 | 17.889 | 18.552 | 18.93 | 19.007 | 19.364 | 20.101 | 20.797 | 20.528 | 20.528 | 20.528 | 20.528 | 20.528 | 20.528 | 20.528 | 20.528 | 20.528 | 20.528 | 20.528 | 20.528 | 42390.3811 | 752.7421 | 0.00017452 | 15837.0465 | 8973.6231 | 2656.8486 | 47.9564 | 43143.1232 | 2704.8051 | 40438.3182 | 31464.6951 | TRUE
| 60716620 | DDL021 | DDL | 22KV | 866.78 | 1 | 36243.9558 | 50% | Single phase | 44.74 | 0.010832 | 0.011709 | 0.012659 | 0.013689 | 0.014806 | 0.016018 | 0.017333 | 0.018759 | 0.020306 | 0.021985 | 0.023807 | 0.025785 | 0.027932 | 0.028409 | 0.028409 | 0.028409 | 0.028409 | 0.028409 | 0.028409 | 0.028409 | 4.456 | 4.577 | 4.7225 | 4.874 | 5 | 5.1225 | 5.2285 | 5.3895 | 5.5195 | 5.5195 | 5.5195 | 5.5195 | 5.5195 | 5.5195 | 5.5195 | 5.5195 | 5.5195 | 5.5195 | 5.5195 | 5.5195 | 57148.4979 | 13771.7446 | 0.00092777 | 38779.7372 | 21973.4623 | 2537.2821 | 624.2599 | 70920.2425 | 3161.542 | 67758.7005 | 45785.2381 | TRUE
| 60716622 | DDL021 | DDL | 22KV | 192.01 | 1 | 36243.9558 | 50% | Three phase | 97.13 | 0.0024223 | 0.0026307 | 0.0028578 | 0.0031053 | 0.003375 | 0.003669 | 0.0039895 | 0.004339 | 0.00472 | 0.0051356 | 0.0055888 | 0.0060833 | 0.0062931 | 0.0062931 | 0.0062931 | 0.0062931 | 0.0062931 | 0.0062931 | 0.0062931 | 0.0062931 | 4.456 | 4.577 | 4.7225 | 4.874 | 5 | 5.1225 | 5.2285 | 5.3895 | 5.5195 | 5.5195 | 5.5195 | 5.5195 | 5.5195 | 5.5195 | 5.5195 | 5.5195 | 5.5195 | 5.5195 | 5.5195 | 5.5195 | 12951.6772 | 1500.9394 | 0.00020552 | 18649.9313 | 10567.4662 | 562.0613 | 66.5048 | 14452.6166 | 628.5661 | 13824.0505 | 3256.5843 | TRUE
| 60716711 | DDL024 | DDL | 22KV | 476.04 | 1 | 36243.9558 | 50% | Three phase | 97.13 | 0.0055785 | 0.006236 | 0.0069742 | 0.0078035 | 0.0087351 | 0.009782 | 0.010959 | 0.012282 | 0.01377 | 0.015443 | 0.015602 | 0.015602 | 0.015602 | 0.015602 | 0.015602 | 0.015602 | 0.015602 | 0.015602 | 0.015602 | 0.015602 | 4.303 | 4.4325 | 4.5905 | 4.732 | 4.853 | 4.9725 | 5.117 | 5.312 | 5.45 | 5.45 | 5.45 | 5.45 | 5.45 | 5.45 | 5.45 | 5.45 | 5.45 | 5.45 | 5.45 | 5.45 | 33000.7418 | 9629.6076 | 0.00050954 | 46237.7652 | 26199.347 | 1366.6621 | 408.7822 | 42630.3494 | 1775.4443 | 40854.9051 | 14655.5581 | TRUE
| 60717295 | CRO021 | CRO | 22KV | 126.51 | 1 | 53295.2727 | 50% | Three phase | 97.13 | 0.00077836 | 0.00083224 | 0.00089006 | 0.00095211 | 0.0010187 | 0.0010902 | 0.001167 | 0.0012494 | 0.001338 | 0.0014331 | 0.0015352 | 0.0016449 | 0.0017628 | 0.0018895 | 0.0020256 | 0.0021719 | 0.0023292 | 0.0024982 | 0.00268 | 0.0028753 | 2.563 | 2.5515 | 2.559 | 2.5525 | 2.5395 | 2.537 | 2.5475 | 2.556 | 2.538 | 2.538 | 2.538 | 2.538 | 2.538 | 2.538 | 2.538 | 2.538 | 2.538 | 2.538 | 2.538 | 2.538 | 2914.7436 | 317.2469 | 0.00013541 | 12287.9163 | 6962.6069 | 265.4953 | 28.8705 | 3231.9905 | 294.3659 | 2937.6246 | -4024.9823 | FALSE
| 60722837 | WPD024 | WPD | 22KV | 193.15 | 0 | 40240.0236 | 100% | Three phase | 97.13 | 0.0018551 | 0.002026 | 0.0022134 | 0.0024189 | 0.0026443 | 0.0028915 | 0.0031627 | 0.0034604 | 0.0037871 | 0.0041456 | 0.0045393 | 0.0049716 | 0.0054463 | 0.0059676 | 0.0063304 | 0.0063304 | 0.0063304 | 0.0063304 | 0.0063304 | 0.0063304 | 8.503 | 8.802 | 9.144 | 9.46 | 9.739 | 10.031 | 10.386 | 10.789 | 11.078 | 11.078 | 11.078 | 11.078 | 11.078 | 11.078 | 11.078 | 11.078 | 11.078 | 11.078 | 11.078 | 11.078 | 25137.583 | 1319.3593 | 0.00020674 | 18760.6595 | 10630.2073 | 1243.6059 | 67.2968 | 26456.9423 | 1310.9027 | 25146.0397 | 14515.8324 | TRUE
| 60722838 | WPD024 | WPD | 22KV | 112.82 | 0 | 40240.0236 | 100% | Three phase | 97.13 | 0.00087442 | 0.00096814 | 0.0010724 | 0.0011885 | 0.0013177 | 0.0014616 | 0.0016219 | 0.0018005 | 0.0019994 | 0.0022212 | 0.0024685 | 0.0027442 | 0.0030517 | 0.0033947 | 0.0036976 | 0.0036976 | 0.0036976 | 0.0036976 | 0.0036976 | 0.0036976 | 8.503 | 8.802 | 9.144 | 9.46 | 9.739 | 10.031 | 10.386 | 10.789 | 11.078 | 11.078 | 11.078 | 11.078 | 11.078 | 11.078 | 11.078 | 11.078 | 11.078 | 11.078 | 11.078 | 11.078 | 13785.6176 | 420.8901 | 0.00012076 | 10958.2066 | 6209.1638 | 726.3972 | 22.9603 | 14206.5077 | 749.3575 | 13457.1502 | 7247.9864 | TRUE
| 60722849 | WPD022 | WPD | 22KV | 93.48 | 1 | 40240.0236 | 50% | Three phase | 97.13 | 0.0008658 | 0.00093758 | 0.0010156 | 0.0011004 | 0.0011926 | 0.0012928 | 0.0014018 | 0.0015203 | 0.0016493 | 0.0017895 | 0.0019421 | 0.0021082 | 0.0022889 | 0.0024856 | 0.0026997 | 0.0029328 | 0.0030638 | 0.0030638 | 0.0030638 | 0.0030638 | 5.3945 | 5.64 | 5.9075 | 6.165 | 6.3925 | 6.635 | 6.901 | 7.1915 | 7.4385 | 7.4385 | 7.4385 | 7.4385 | 7.4385 | 7.4385 | 7.4385 | 7.4385 | 7.4385 | 7.4385 | 7.4385 | 7.4385 | 7530.1133 | 287.0366 | 0.00010006 | 9079.7124 | 5144.7672 | 399.092 | 15.7631 | 7817.1498 | 414.8552 | 7402.2947 | 2257.5275 | TRUE
| 60722892 | WPD014 | WPD | 22KV | 2631.93 | 1 | 40240.0236 | 50% | Single phase | 44.74 | 0.032616 | 0.035106 | 0.037794 | 0.040695 | 0.043828 | 0.047211 | 0.050864 | 0.05481 | 0.059072 | 0.063676 | 0.06865 | 0.074024 | 0.079831 | 0.086107 | 0.086261 | 0.086261 | 0.086261 | 0.086261 | 0.086261 | 0.086261 | 0.0465 | 0.0465 | 0.0465 | 0.0465 | 0.0515 | 0.0515 | 0.0515 | 0.053 | 0.0565 | 0.0565 | 0.0565 | 0.0565 | 0.0565 | 0.0565 | 0.0565 | 0.0565 | 0.0565 | 0.0565 | 0.0565 | 0.0565 | 1912.7907 | 124123.5287 | 0.0028171 | 117752.5482 | 66721.215 | 86.6582 | 5755.6763 | 126036.3193 | 5842.3345 | 120193.9849 | 53472.7699 | TRUE
| 60722894 | WPD014 | WPD | 22KV | 725.33 | 1 | 40240.0236 | 50% | Three phase | 97.13 | 0.0087811 | 0.0093409 | 0.0099377 | 0.010574 | 0.011253 | 0.011977 | 0.012749 | 0.013573 | 0.014452 | 0.01539 | 0.016391 | 0.017459 | 0.018598 | 0.019814 | 0.021112 | 0.022498 | 0.023773 | 0.023773 | 0.023773 | 0.023773 | 0.0465 | 0.0465 | 0.0465 | 0.0465 | 0.0515 | 0.0515 | 0.0515 | 0.053 | 0.0565 | 0.0565 | 0.0565 | 0.0565 | 0.0565 | 0.0565 | 0.0565 | 0.0565 | 0.0565 | 0.0565 | 0.0565 | 0.0565 | 485.2719 | 18860.7408 | 0.00077637 | 70451.3029 | 39919.2765 | 23.882 | 949.0222 | 19346.0127 | 972.9042 | 18373.1085 | -21546.168 | FALSE
| 60722895 | WPD014 | WPD | 22KV | 3041.11 | 1 | 40240.0236 | 50% | Single phase | 44.74 | 0.016361 | 0.017547 | 0.018825 | 0.020201 | 0.021683 | 0.023279 | 0.025 | 0.026854 | 0.028852 | 0.031007 | 0.033329 | 0.035833 | 0.038533 | 0.041445 | 0.044586 | 0.047975 | 0.051631 | 0.055575 | 0.059831 | 0.064425 | 0.0465 | 0.0465 | 0.0465 | 0.0465 | 0.0515 | 0.0515 | 0.0515 | 0.053 | 0.0565 | 0.0565 | 0.0565 | 0.0565 | 0.0565 | 0.0565 | 0.0565 | 0.0565 | 0.0565 | 0.0565 | 0.0565 | 0.0565 | 1023.0427 | 76476.0996 | 0.0032551 | 136059.2614 | 77094.2062 | 100.1307 | 7684.4352 | 77499.1423 | 7784.5659 | 69714.5764 | -7379.6297 | FALSE
| 60722897 | WPD014 | WPD | 22KV | 689.08 | 1 | 40240.0236 | 50% | Three phase | 97.13 | 0.0083423 | 0.008874 | 0.009441 | 0.010046 | 0.010691 | 0.011379 | 0.012112 | 0.012895 | 0.01373 | 0.014621 | 0.015572 | 0.016586 | 0.017669 | 0.018824 | 0.020057 | 0.021373 | 0.022584 | 0.022584 | 0.022584 | 0.022584 | 0.0465 | 0.0465 | 0.0465 | 0.0465 | 0.0515 | 0.0515 | 0.0515 | 0.053 | 0.0565 | 0.0565 | 0.0565 | 0.0565 | 0.0565 | 0.0565 | 0.0565 | 0.0565 | 0.0565 | 0.0565 | 0.0565 | 0.0565 | 461.0194 | 17022.6337 | 0.00073757 | 66930.3404 | 37924.2207 | 22.6884 | 856.5336 | 17483.6531 | 879.222 | 16604.4311 | -21319.7896 | FALSE
| 60722901 | WPD014 | WPD | 22KV | 793.57 | 1 | 40240.0236 | 50% | Three phase | 97.13 | 0.009594 | 0.010198 | 0.010842 | 0.011529 | 0.01226 | 0.01304 | 0.013871 | 0.014756 | 0.015701 | 0.016708 | 0.017781 | 0.018926 | 0.020146 | 0.021448 | 0.022836 | 0.024317 | 0.025896 | 0.026009 | 0.026009 | 0.026009 | 0.0465 | 0.0465 | 0.0465 | 0.0465 | 0.0515 | 0.0515 | 0.0515 | 0.053 | 0.0565 | 0.0565 | 0.0565 | 0.0565 | 0.0565 | 0.0565 | 0.0565 | 0.0565 | 0.0565 | 0.0565 | 0.0565 | 0.0565 | 527.8176 | 22446.7612 | 0.00084941 | 77079.4541 | 43674.9345 | 26.1289 | 1135.9928 | 22974.5787 | 1162.1217 | 21812.4571 | -21862.4774 | FALSE