| 60429659 | KRT022 | KRT | 22KV | 788.32 | 3 | 47052.9427 | 25% | Single phase | 44.74 | 0.0084162 | 0.0093334 | 0.010355 | 0.011493 | 0.012761 | 0.014175 | 0.015751 | 0.017508 | 0.019467 | 0.021654 | 0.024093 | 0.025837 | 0.025837 | 0.025837 | 0.025837 | 0.025837 | 0.025837 | 0.025837 | 0.025837 | 0.025837 | 1.876 | 1.8993 | 1.931 | 1.9485 | 1.9625 | 1.981 | 2.0128 | 2.048 | 2.0605 | 2.0605 | 2.0605 | 2.0605 | 2.0605 | 2.0605 | 2.0605 | 2.0605 | 2.0605 | 2.0605 | 2.0605 | 2.0605 | 25749.1111 | 11406.8315 | 0.00084379 | 35269.4368 | 19984.448 | 1153.0725 | 516.3602 | 37155.9426 | 1669.4327 | 35486.5098 | 15502.0618 | TRUE
| 60429669 | KRT022 | KRT | 22KV | 1858.83 | 3 | 47052.9427 | 25% | Three phase | 97.13 | 0.012711 | 0.013987 | 0.015399 | 0.016962 | 0.01869 | 0.020603 | 0.02272 | 0.025065 | 0.027661 | 0.030537 | 0.033724 | 0.037255 | 0.041169 | 0.045507 | 0.050318 | 0.055652 | 0.060923 | 0.060923 | 0.060923 | 0.060923 | 1.876 | 1.8993 | 1.931 | 1.9485 | 1.9625 | 1.981 | 2.0128 | 2.048 | 2.0605 | 2.0605 | 2.0605 | 2.0605 | 2.0605 | 2.0605 | 2.0605 | 2.0605 | 2.0605 | 2.0605 | 2.0605 | 2.0605 | 44680.6458 | 101108.1231 | 0.0019896 | 180548.1579 | 102302.6052 | 2718.9032 | 6232.818 | 145788.7689 | 8951.7212 | 136837.0476 | 34534.4424 | TRUE
| 60429674 | KRT022 | KRT | 22KV | 132.23 | 3 | 47052.9427 | 25% | Three phase | 97.13 | 0.0015449 | 0.0017158 | 0.0019066 | 0.0021193 | 0.0023567 | 0.0026217 | 0.0029176 | 0.0032479 | 0.0036169 | 0.004029 | 0.0043338 | 0.0043338 | 0.0043338 | 0.0043338 | 0.0043338 | 0.0043338 | 0.0043338 | 0.0043338 | 0.0043338 | 0.0043338 | 1.876 | 1.8993 | 1.931 | 1.9485 | 1.9625 | 1.981 | 2.0128 | 2.048 | 2.0605 | 2.0605 | 2.0605 | 2.0605 | 2.0605 | 2.0605 | 2.0605 | 2.0605 | 2.0605 | 2.0605 | 2.0605 | 2.0605 | 4526.0167 | 730.6519 | 0.00014153 | 12843.4999 | 7277.4129 | 193.4123 | 31.5402 | 5256.6686 | 224.9525 | 5031.7161 | -2245.6968 | FALSE
| 60429675 | KRT022 | KRT | 22KV | 564.43 | 3 | 47052.9427 | 25% | Three phase | 97.13 | 0.0065944 | 0.0073242 | 0.0081382 | 0.0090464 | 0.01006 | 0.011191 | 0.012454 | 0.013864 | 0.015439 | 0.017198 | 0.018499 | 0.018499 | 0.018499 | 0.018499 | 0.018499 | 0.018499 | 0.018499 | 0.018499 | 0.018499 | 0.018499 | 1.876 | 1.8993 | 1.931 | 1.9485 | 1.9625 | 1.981 | 2.0128 | 2.048 | 2.0605 | 2.0605 | 2.0605 | 2.0605 | 2.0605 | 2.0605 | 2.0605 | 2.0605 | 2.0605 | 2.0605 | 2.0605 | 2.0605 | 19319.516 | 13312.8403 | 0.00060415 | 54823.0859 | 31063.9808 | 825.5895 | 574.6789 | 32632.3563 | 1400.2684 | 31232.0879 | 168.1071 | TRUE
| 60429684 | KRT022 | KRT | 22KV | 631.34 | 3 | 47052.9427 | 25% | Three phase | 97.13 | 0.004317 | 0.0047507 | 0.0052303 | 0.0057609 | 0.0063479 | 0.0069976 | 0.0077168 | 0.0085131 | 0.009395 | 0.010372 | 0.011454 | 0.012653 | 0.013983 | 0.015456 | 0.01709 | 0.018902 | 0.020692 | 0.020692 | 0.020692 | 0.020692 | 1.876 | 1.8993 | 1.931 | 1.9485 | 1.9625 | 1.981 | 2.0128 | 2.048 | 2.0605 | 2.0605 | 2.0605 | 2.0605 | 2.0605 | 2.0605 | 2.0605 | 2.0605 | 2.0605 | 2.0605 | 2.0605 | 2.0605 | 15175.5023 | 11663.6187 | 0.00067577 | 61322.0542 | 34746.4409 | 923.4585 | 719.0047 | 26839.121 | 1642.4632 | 25196.6578 | -9549.7831 | FALSE
| 60429688 | KRT022 | KRT | 22KV | 425.99 | 3 | 47052.9427 | 25% | Three phase | 97.13 | 0.0030815 | 0.0034217 | 0.0038015 | 0.0042257 | 0.0046994 | 0.0052286 | 0.0058201 | 0.0064812 | 0.0072205 | 0.0080472 | 0.008972 | 0.010007 | 0.011165 | 0.012461 | 0.013912 | 0.013962 | 0.013962 | 0.013962 | 0.013962 | 0.013962 | 1.876 | 1.8993 | 1.931 | 1.9485 | 1.9625 | 1.981 | 2.0128 | 2.048 | 2.0605 | 2.0605 | 2.0605 | 2.0605 | 2.0605 | 2.0605 | 2.0605 | 2.0605 | 2.0605 | 2.0605 | 2.0605 | 2.0605 | 11254.9048 | 5835.6482 | 0.00045597 | 41376.4087 | 23444.7942 | 623.0939 | 327.3436 | 17090.5529 | 950.4375 | 16140.1154 | -7304.6788 | FALSE
| 60429691 | KRT022 | KRT | 22KV | 341.36 | 3 | 47052.9427 | 25% | Three phase | 97.13 | 0.0041678 | 0.0045824 | 0.0050398 | 0.0055448 | 0.0061022 | 0.0067178 | 0.0073976 | 0.0081485 | 0.008978 | 0.0098947 | 0.010908 | 0.011188 | 0.011188 | 0.011188 | 0.011188 | 0.011188 | 0.011188 | 0.011188 | 0.011188 | 0.011188 | 1.876 | 1.8993 | 1.931 | 1.9485 | 1.9625 | 1.981 | 2.0128 | 2.048 | 2.0605 | 2.0605 | 2.0605 | 2.0605 | 2.0605 | 2.0605 | 2.0605 | 2.0605 | 2.0605 | 2.0605 | 2.0605 | 2.0605 | 11618.0144 | 4843.5599 | 0.00036538 | 33156.2968 | 18787.0958 | 499.3059 | 210.1989 | 16461.5743 | 709.5048 | 15752.0696 | -3035.0263 | FALSE
| 60429692 | KRT022 | KRT | 22KV | 479.91 | 3 | 47052.9427 | 25% | Single phase | 44.74 | 0.0036109 | 0.0040126 | 0.0044613 | 0.0049627 | 0.0055232 | 0.0061497 | 0.0068504 | 0.0076342 | 0.0085111 | 0.0094925 | 0.010591 | 0.011821 | 0.013198 | 0.014741 | 0.015729 | 0.015729 | 0.015729 | 0.015729 | 0.015729 | 0.015729 | 1.876 | 1.8993 | 1.931 | 1.9485 | 1.9625 | 1.981 | 2.0128 | 2.048 | 2.0605 | 2.0605 | 2.0605 | 2.0605 | 2.0605 | 2.0605 | 2.0605 | 2.0605 | 2.0605 | 2.0605 | 2.0605 | 2.0605 | 13032.1805 | 3507.0495 | 0.00051368 | 21471.1734 | 12166.0448 | 701.9624 | 191.3671 | 16539.2301 | 893.3295 | 15645.9005 | 3479.8557 | TRUE
| 60429693 | KRT022 | KRT | 22KV | 719.09 | 3 | 47052.9427 | 25% | Three phase | 97.13 | 0.0088095 | 0.0097022 | 0.010689 | 0.01178 | 0.012987 | 0.014323 | 0.0158 | 0.017434 | 0.019243 | 0.021246 | 0.023463 | 0.023568 | 0.023568 | 0.023568 | 0.023568 | 0.023568 | 0.023568 | 0.023568 | 0.023568 | 0.023568 | 1.876 | 1.8993 | 1.931 | 1.9485 | 1.9625 | 1.981 | 2.0128 | 2.048 | 2.0605 | 2.0605 | 2.0605 | 2.0605 | 2.0605 | 2.0605 | 2.0605 | 2.0605 | 2.0605 | 2.0605 | 2.0605 | 2.0605 | 24639.8742 | 21639.5889 | 0.00076969 | 69845.2117 | 39575.8517 | 1051.8101 | 932.7636 | 46279.4631 | 1984.5737 | 44294.8894 | 4719.0377 | TRUE
| 60429694 | KRT022 | KRT | 22KV | 142.14 | 3 | 47052.9427 | 25% | Three phase | 97.13 | 0.0016607 | 0.0018444 | 0.0020494 | 0.0022781 | 0.0025334 | 0.0028182 | 0.0031362 | 0.0034913 | 0.0038879 | 0.004331 | 0.0046586 | 0.0046586 | 0.0046586 | 0.0046586 | 0.0046586 | 0.0046586 | 0.0046586 | 0.0046586 | 0.0046586 | 0.0046586 | 1.876 | 1.8993 | 1.931 | 1.9485 | 1.9625 | 1.981 | 2.0128 | 2.048 | 2.0605 | 2.0605 | 2.0605 | 2.0605 | 2.0605 | 2.0605 | 2.0605 | 2.0605 | 2.0605 | 2.0605 | 2.0605 | 2.0605 | 4865.2198 | 844.2735 | 0.00015214 | 13806.0582 | 7822.8199 | 207.9076 | 36.445 | 5709.4933 | 244.3526 | 5465.1407 | -2357.6792 | FALSE
| 60429696 | KRT022 | KRT | 22KV | 952.39 | 3 | 47052.9427 | 25% | Three phase | 97.13 | 0.01159 | 0.012722 | 0.013969 | 0.015343 | 0.016857 | 0.018526 | 0.020366 | 0.022395 | 0.024633 | 0.027101 | 0.029824 | 0.031214 | 0.031214 | 0.031214 | 0.031214 | 0.031214 | 0.031214 | 0.031214 | 0.031214 | 0.031214 | 1.876 | 1.8993 | 1.931 | 1.9485 | 1.9625 | 1.981 | 2.0128 | 2.048 | 2.0605 | 2.0605 | 2.0605 | 2.0605 | 2.0605 | 2.0605 | 2.0605 | 2.0605 | 2.0605 | 2.0605 | 2.0605 | 2.0605 | 32205.1337 | 37458.7147 | 0.0010194 | 92505.6407 | 52415.7552 | 1393.057 | 1636.1939 | 69663.8484 | 3029.2509 | 66634.5975 | 14218.8423 | TRUE
| 60429711 | KRT022 | KRT | 22KV | 999.71 | 3 | 47052.9427 | 25% | Three phase | 97.13 | 0.012389 | 0.013335 | 0.014356 | 0.015458 | 0.016648 | 0.017933 | 0.01932 | 0.020819 | 0.022438 | 0.024186 | 0.026076 | 0.028117 | 0.030323 | 0.032707 | 0.032765 | 0.032765 | 0.032765 | 0.032765 | 0.032765 | 0.032765 | 1.876 | 1.8993 | 1.931 | 1.9485 | 1.9625 | 1.981 | 2.0128 | 2.048 | 2.0605 | 2.0605 | 2.0605 | 2.0605 | 2.0605 | 2.0605 | 2.0605 | 2.0605 | 2.0605 | 2.0605 | 2.0605 | 2.0605 | 31829.3269 | 38878.6276 | 0.0010701 | 97101.8323 | 55020.0597 | 1462.2718 | 1802.8234 | 70707.9545 | 3265.0952 | 67442.8593 | 12422.7997 | TRUE
| 60429717 | KRT023 | KRT | 22KV | 148.17 | 0 | 47052.9427 | 100% | Three phase | 97.13 | 0.0018216 | 0.0020097 | 0.0022181 | 0.002449 | 0.0027048 | 0.0029882 | 0.0033025 | 0.0036508 | 0.0040371 | 0.0044655 | 0.0048562 | 0.0048562 | 0.0048562 | 0.0048562 | 0.0048562 | 0.0048562 | 0.0048562 | 0.0048562 | 0.0048562 | 0.0048562 | 8.401 | 8.389 | 8.432 | 8.472 | 8.465 | 8.474 | 8.534 | 8.617 | 8.647 | 8.647 | 8.647 | 8.647 | 8.647 | 8.647 | 8.647 | 8.647 | 8.647 | 8.647 | 8.647 | 8.647 | 21634.8305 | 924.2822 | 0.0001586 | 14391.7521 | 8154.6871 | 923.6609 | 39.6028 | 22559.1128 | 963.2637 | 21595.8491 | 13441.162 | TRUE
| 60429735 | KRT023 | KRT | 22KV | 20.03 | 0 | 47052.9427 | 100% | Single phase | 44.74 | 0.00025935 | 0.0002854 | 0.00031417 | 0.00034595 | 0.00038106 | 0.00041987 | 0.00046276 | 0.00051018 | 0.0005626 | 0.00062058 | 0.00065648 | 0.00065648 | 0.00065648 | 0.00065648 | 0.00065648 | 0.00065648 | 0.00065648 | 0.00065648 | 0.00065648 | 0.00065648 | 8.401 | 8.389 | 8.432 | 8.472 | 8.465 | 8.474 | 8.534 | 8.617 | 8.647 | 8.647 | 8.647 | 8.647 | 8.647 | 8.647 | 8.647 | 8.647 | 8.647 | 8.647 | 8.647 | 8.647 | 2976.4192 | 7.9192 | 2.1439e-05 | 896.1422 | 507.7741 | 124.8628 | 0.33336 | 2984.3384 | 125.1962 | 2859.1422 | 2351.3681 | TRUE
| 60429736 | KRT023 | KRT | 22KV | 638.18 | 0 | 47052.9427 | 100% | Three phase | 97.13 | 0.0078457 | 0.0086561 | 0.0095536 | 0.010548 | 0.01165 | 0.012871 | 0.014224 | 0.015724 | 0.017388 | 0.019233 | 0.020916 | 0.020916 | 0.020916 | 0.020916 | 0.020916 | 0.020916 | 0.020916 | 0.020916 | 0.020916 | 0.020916 | 8.401 | 8.389 | 8.432 | 8.472 | 8.465 | 8.474 | 8.534 | 8.617 | 8.647 | 8.647 | 8.647 | 8.647 | 8.647 | 8.647 | 8.647 | 8.647 | 8.647 | 8.647 | 8.647 | 8.647 | 93182.9396 | 17146.3 | 0.00068309 | 61986.4234 | 35122.8873 | 3978.2812 | 734.6686 | 110329.2395 | 4712.9498 | 105616.2897 | 70493.4024 | TRUE
| 60429744 | KRT023 | KRT | 22KV | 200.92 | 0 | 47052.9427 | 100% | Three phase | 97.13 | 0.0023474 | 0.0026072 | 0.002897 | 0.0032202 | 0.003581 | 0.0039836 | 0.0044332 | 0.0049351 | 0.0054957 | 0.006122 | 0.0065851 | 0.0065851 | 0.0065851 | 0.0065851 | 0.0065851 | 0.0065851 | 0.0065851 | 0.0065851 | 0.0065851 | 0.0065851 | 8.401 | 8.389 | 8.432 | 8.472 | 8.465 | 8.474 | 8.534 | 8.617 | 8.647 | 8.647 | 8.647 | 8.647 | 8.647 | 8.647 | 8.647 | 8.647 | 8.647 | 8.647 | 8.647 | 8.647 | 29123.8451 | 1686.9293 | 0.00021506 | 19515.3596 | 11057.8372 | 1252.4934 | 72.8201 | 30810.7744 | 1325.3136 | 29485.4609 | 18427.6237 | TRUE
| 60429747 | KRT023 | KRT | 22KV | 2047.67 | 0 | 47052.9427 | 100% | Three phase | 97.13 | 0.025769 | 0.027951 | 0.030327 | 0.032911 | 0.035725 | 0.038788 | 0.042122 | 0.045753 | 0.049707 | 0.054014 | 0.058705 | 0.063815 | 0.067112 | 0.067112 | 0.067112 | 0.067112 | 0.067112 | 0.067112 | 0.067112 | 0.067112 | 8.401 | 8.389 | 8.432 | 8.472 | 8.465 | 8.474 | 8.534 | 8.617 | 8.647 | 8.647 | 8.647 | 8.647 | 8.647 | 8.647 | 8.647 | 8.647 | 8.647 | 8.647 | 8.647 | 8.647 | 287448.9694 | 169726.0981 | 0.0021918 | 198890.1871 | 112695.6073 | 12764.7484 | 7563.5388 | 457175.0676 | 20328.2871 | 436846.7804 | 324151.1732 | TRUE
| 60429748 | KRT023 | KRT | 22KV | 1219.99 | 0 | 47052.9427 | 100% | Three phase | 97.13 | 0.015353 | 0.016653 | 0.018068 | 0.019608 | 0.021285 | 0.023109 | 0.025096 | 0.027259 | 0.029615 | 0.032181 | 0.034976 | 0.038021 | 0.039985 | 0.039985 | 0.039985 | 0.039985 | 0.039985 | 0.039985 | 0.039985 | 0.039985 | 8.401 | 8.389 | 8.432 | 8.472 | 8.465 | 8.474 | 8.534 | 8.617 | 8.647 | 8.647 | 8.647 | 8.647 | 8.647 | 8.647 | 8.647 | 8.647 | 8.647 | 8.647 | 8.647 | 8.647 | 171260.4415 | 60247.8057 | 0.0013058 | 118497.6287 | 67143.3942 | 7605.1636 | 2684.8353 | 231508.2472 | 10289.9989 | 221218.2483 | 154074.8541 | TRUE
| 60429749 | KRT023 | KRT | 22KV | 1018.97 | 0 | 47052.9427 | 100% | Three phase | 97.13 | 0.0083008 | 0.009218 | 0.010242 | 0.011384 | 0.012661 | 0.014086 | 0.015679 | 0.017458 | 0.019447 | 0.021671 | 0.024158 | 0.02694 | 0.030052 | 0.033397 | 0.033397 | 0.033397 | 0.033397 | 0.033397 | 0.033397 | 0.033397 | 8.401 | 8.389 | 8.432 | 8.472 | 8.465 | 8.474 | 8.534 | 8.617 | 8.647 | 8.647 | 8.647 | 8.647 | 8.647 | 8.647 | 8.647 | 8.647 | 8.647 | 8.647 | 8.647 | 8.647 | 122397.9837 | 35919.1976 | 0.0010907 | 98972.5561 | 56080.0534 | 6352.0468 | 1872.9574 | 158317.1814 | 8225.0042 | 150092.1772 | 94012.1238 | TRUE
| 60429752 | KRT023 | KRT | 22KV | 128.94 | 0 | 47052.9427 | 100% | Three phase | 97.13 | 0.0017005 | 0.0018888 | 0.0020987 | 0.0023329 | 0.0025941 | 0.0028856 | 0.003211 | 0.0035742 | 0.0039798 | 0.004226 | 0.004226 | 0.004226 | 0.004226 | 0.004226 | 0.004226 | 0.004226 | 0.004226 | 0.004226 | 0.004226 | 0.004226 | 8.401 | 8.389 | 8.432 | 8.472 | 8.465 | 8.474 | 8.534 | 8.617 | 8.647 | 8.647 | 8.647 | 8.647 | 8.647 | 8.647 | 8.647 | 8.647 | 8.647 | 8.647 | 8.647 | 8.647 | 19707.1718 | 732.8748 | 0.00013801 | 12523.9422 | 7096.3444 | 803.7851 | 29.9903 | 20440.0467 | 833.7754 | 19606.2713 | 12509.9268 | TRUE
| 60429769 | KRT023 | KRT | 22KV | 95.77 | 0 | 47052.9427 | 100% | Single phase | 44.74 | 0.0012082 | 0.0013121 | 0.0014254 | 0.0015489 | 0.0016834 | 0.00183 | 0.0019899 | 0.0021642 | 0.0023542 | 0.0025615 | 0.0027876 | 0.0030342 | 0.0031388 | 0.0031388 | 0.0031388 | 0.0031388 | 0.0031388 | 0.0031388 | 0.0031388 | 0.0031388 | 8.401 | 8.389 | 8.432 | 8.472 | 8.465 | 8.474 | 8.534 | 8.617 | 8.647 | 8.647 | 8.647 | 8.647 | 8.647 | 8.647 | 8.647 | 8.647 | 8.647 | 8.647 | 8.647 | 8.647 | 13521.2289 | 171.9955 | 0.00010251 | 4284.7498 | 2427.8346 | 597.0102 | 7.6209 | 13693.2244 | 604.6311 | 13088.5932 | 10660.7586 | TRUE
| 60429774 | KRT023 | KRT | 22KV | 24.05 | 0 | 47052.9427 | 100% | Three phase | 97.13 | 0.00029567 | 0.00032621 | 0.00036003 | 0.0003975 | 0.00043902 | 0.00048503 | 0.00053604 | 0.00059258 | 0.00065527 | 0.00072481 | 0.00078823 | 0.00078823 | 0.00078823 | 0.00078823 | 0.00078823 | 0.00078823 | 0.00078823 | 0.00078823 | 0.00078823 | 0.00078823 | 8.401 | 8.389 | 8.432 | 8.472 | 8.465 | 8.474 | 8.534 | 8.617 | 8.647 | 8.647 | 8.647 | 8.647 | 8.647 | 8.647 | 8.647 | 8.647 | 8.647 | 8.647 | 8.647 | 8.647 | 3511.6263 | 24.3509 | 2.5742e-05 | 2335.9765 | 1323.6163 | 149.9227 | 1.0434 | 3535.9772 | 150.9661 | 3385.0111 | 2061.3949 | TRUE
| 60429775 | KRT023 | KRT | 22KV | 198.52 | 0 | 47052.9427 | 100% | Three phase | 97.13 | 0.0024406 | 0.0026927 | 0.0029719 | 0.0032812 | 0.0036239 | 0.0040037 | 0.0044247 | 0.0048914 | 0.0054089 | 0.0059829 | 0.0065064 | 0.0065064 | 0.0065064 | 0.0065064 | 0.0065064 | 0.0065064 | 0.0065064 | 0.0065064 | 0.0065064 | 0.0065064 | 8.401 | 8.389 | 8.432 | 8.472 | 8.465 | 8.474 | 8.534 | 8.617 | 8.647 | 8.647 | 8.647 | 8.647 | 8.647 | 8.647 | 8.647 | 8.647 | 8.647 | 8.647 | 8.647 | 8.647 | 28986.6138 | 1659.1764 | 0.00021249 | 19282.2476 | 10925.7507 | 1237.5323 | 71.0908 | 30645.7902 | 1308.6232 | 29337.167 | 18411.4163 | TRUE
| 60429776 | KRT023 | KRT | 22KV | 57.03 | 0 | 47052.9427 | 100% | Three phase | 97.13 | 0.00070112 | 0.00077354 | 0.00085375 | 0.0009426 | 0.0010411 | 0.0011502 | 0.0012711 | 0.0014052 | 0.0015539 | 0.0017187 | 0.0018691 | 0.0018691 | 0.0018691 | 0.0018691 | 0.0018691 | 0.0018691 | 0.0018691 | 0.0018691 | 0.0018691 | 0.0018691 | 8.401 | 8.389 | 8.432 | 8.472 | 8.465 | 8.474 | 8.534 | 8.617 | 8.647 | 8.647 | 8.647 | 8.647 | 8.647 | 8.647 | 8.647 | 8.647 | 8.647 | 8.647 | 8.647 | 8.647 | 8327.1539 | 136.9275 | 6.1043e-05 | 5539.3239 | 3138.7042 | 355.5131 | 5.8669 | 8464.0814 | 361.3801 | 8102.7013 | 4963.9971 | TRUE
| 60429787 | KRT023 | KRT | 22KV | 243.93 | 0 | 47052.9427 | 100% | Three phase | 97.13 | 0.0014821 | 0.0016306 | 0.0017947 | 0.0019764 | 0.0021773 | 0.0023997 | 0.002646 | 0.0029186 | 0.0032206 | 0.0035552 | 0.0039258 | 0.0043366 | 0.004792 | 0.0052969 | 0.0058567 | 0.0064776 | 0.0071664 | 0.0079306 | 0.0079947 | 0.0079947 | 8.401 | 8.389 | 8.432 | 8.472 | 8.465 | 8.474 | 8.534 | 8.617 | 8.647 | 8.647 | 8.647 | 8.647 | 8.647 | 8.647 | 8.647 | 8.647 | 8.647 | 8.647 | 8.647 | 8.647 | 22580.5514 | 1585.8284 | 0.00026109 | 23692.9209 | 13424.9364 | 1520.6088 | 107.3336 | 24166.3798 | 1627.9424 | 22538.4375 | 9113.5011 | TRUE
| 60429796 | KRT023 | KRT | 22KV | 295.08 | 0 | 47052.9427 | 100% | Three phase | 97.13 | 0.002709 | 0.0030085 | 0.0033427 | 0.0037158 | 0.0041322 | 0.0045973 | 0.0051167 | 0.005697 | 0.0063455 | 0.0070703 | 0.0078806 | 0.0087866 | 0.0096712 | 0.0096712 | 0.0096712 | 0.0096712 | 0.0096712 | 0.0096712 | 0.0096712 | 0.0096712 | 8.401 | 8.389 | 8.432 | 8.472 | 8.465 | 8.474 | 8.534 | 8.617 | 8.647 | 8.647 | 8.647 | 8.647 | 8.647 | 8.647 | 8.647 | 8.647 | 8.647 | 8.647 | 8.647 | 8.647 | 37918.593 | 3223.34 | 0.00031584 | 28661.1204 | 16240.0288 | 1839.4673 | 157.0669 | 41141.933 | 1996.5342 | 39145.3989 | 22905.3701 | TRUE
| 60429800 | KRT031 | KRT | 22KV | 504.27 | 1 | 47052.9427 | 50% | Three phase | 97.13 | 0.0027192 | 0.0029518 | 0.0032055 | 0.0034822 | 0.0037841 | 0.0041137 | 0.0044734 | 0.0048661 | 0.005295 | 0.0057633 | 0.006275 | 0.006834 | 0.0074448 | 0.0081123 | 0.008842 | 0.0096397 | 0.010512 | 0.011466 | 0.012509 | 0.01365 | 7.1435 | 7.1455 | 7.162 | 7.1765 | 7.178 | 7.173 | 7.1845 | 7.2075 | 7.227 | 7.227 | 7.227 | 7.227 | 7.227 | 7.227 | 7.227 | 7.227 | 7.227 | 7.227 | 7.227 | 7.227 | 30327.1961 | 5252.9727 | 0.00053975 | 48979.7451 | 27753.0139 | 2643.7139 | 458.7028 | 35580.1688 | 3102.4167 | 32477.7522 | 4724.7383 | TRUE
| 60429804 | KRT031 | KRT | 22KV | 1140.99 | 1 | 47052.9427 | 50% | Covered | 390 | 0.014228 | 0.015362 | 0.01659 | 0.017921 | 0.019362 | 0.020923 | 0.022614 | 0.024447 | 0.026433 | 0.028586 | 0.03092 | 0.033449 | 0.036192 | 0.037396 | 0.037396 | 0.037396 | 0.037396 | 0.037396 | 0.037396 | 0.037396 | 7.1435 | 7.1455 | 7.162 | 7.1765 | 7.178 | 7.173 | 7.1845 | 7.2075 | 7.227 | 7.227 | 7.227 | 7.227 | 7.227 | 7.227 | 7.227 | 7.227 | 7.227 | 7.227 | 7.227 | 7.227 | 131355.5215 | 206787.3397 | 0.0012213 | 444986.1 | 252139.0296 | 5981.8175 | 9429.3118 | 338142.8612 | 15411.1293 | 322731.7319 | 70592.7023 | TRUE
| 60429806 | KRT031 | KRT | 22KV | 1948.88 | 1 | 47052.9427 | 50% | Three phase | 97.13 | 0.023795 | 0.026161 | 0.028773 | 0.031656 | 0.034839 | 0.038353 | 0.042234 | 0.046521 | 0.051257 | 0.05649 | 0.062273 | 0.063874 | 0.063874 | 0.063874 | 0.063874 | 0.063874 | 0.063874 | 0.063874 | 0.063874 | 0.063874 | 7.1435 | 7.1455 | 7.162 | 7.1765 | 7.178 | 7.173 | 7.1845 | 7.2075 | 7.227 | 7.227 | 7.227 | 7.227 | 7.227 | 7.227 | 7.227 | 7.227 | 7.227 | 7.227 | 7.227 | 7.227 | 235754.0601 | 157873.6361 | 0.002086 | 189294.7144 | 107258.5989 | 10217.3064 | 6851.3365 | 393627.6962 | 17068.6429 | 376559.0532 | 269300.4544 | TRUE
| 60429817 | KRT031 | KRT | 22KV | 497.76 | 1 | 47052.9427 | 50% | Three phase | 97.13 | 0.0060535 | 0.0067281 | 0.0074809 | 0.0083213 | 0.0092597 | 0.010308 | 0.011479 | 0.012787 | 0.014249 | 0.015883 | 0.016314 | 0.016314 | 0.016314 | 0.016314 | 0.016314 | 0.016314 | 0.016314 | 0.016314 | 0.016314 | 0.016314 | 7.1435 | 7.1455 | 7.162 | 7.1765 | 7.178 | 7.173 | 7.1845 | 7.2075 | 7.227 | 7.227 | 7.227 | 7.227 | 7.227 | 7.227 | 7.227 | 7.227 | 7.227 | 7.227 | 7.227 | 7.227 | 61750.9624 | 10561.6983 | 0.00053279 | 48347.4288 | 27394.7294 | 2609.5842 | 446.9357 | 72312.6607 | 3056.5199 | 69256.1408 | 41861.4114 | TRUE
| 60429819 | KRT031 | KRT | 22KV | 112.78 | 1 | 47052.9427 | 50% | Three phase | 97.13 | 0.00068965 | 0.00075014 | 0.00081624 | 0.00088849 | 0.00096747 | 0.0010538 | 0.0011483 | 0.0012515 | 0.0013645 | 0.0014882 | 0.0016235 | 0.0017716 | 0.0019337 | 0.0021112 | 0.0023056 | 0.0025185 | 0.0027517 | 0.0030071 | 0.003287 | 0.0035937 | 7.1435 | 7.1455 | 7.162 | 7.1765 | 7.178 | 7.173 | 7.1845 | 7.2075 | 7.227 | 7.227 | 7.227 | 7.227 | 7.227 | 7.227 | 7.227 | 7.227 | 7.227 | 7.227 | 7.227 | 7.227 | 7864.3054 | 304.6403 | 0.00012072 | 10954.3214 | 6206.9623 | 591.2667 | 22.944 | 8168.9458 | 614.2107 | 7554.7351 | 1347.7727 | TRUE
| 60429821 | KRT031 | KRT | 22KV | 21 | 1 | 47052.9427 | 50% | Three phase | 97.13 | 0.0002564 | 0.0002819 | 0.00031004 | 0.00034111 | 0.0003754 | 0.00041327 | 0.00045509 | 0.00050128 | 0.00055232 | 0.00060871 | 0.00067102 | 0.00068827 | 0.00068827 | 0.00068827 | 0.00068827 | 0.00068827 | 0.00068827 | 0.00068827 | 0.00068827 | 0.00068827 | 7.1435 | 7.1455 | 7.162 | 7.1765 | 7.178 | 7.173 | 7.1845 | 7.2075 | 7.227 | 7.227 | 7.227 | 7.227 | 7.227 | 7.227 | 7.227 | 7.227 | 7.227 | 7.227 | 7.227 | 7.227 | 2540.349 | 18.3307 | 2.2478e-05 | 2039.73 | 1155.7564 | 110.0958 | 0.79551 | 2558.6796 | 110.8913 | 2447.7883 | 1292.0319 | TRUE
| 60429822 | KRT031 | KRT | 22KV | 2357.88 | 1 | 47052.9427 | 50% | Three phase | 97.13 | 0.028789 | 0.031652 | 0.034812 | 0.038299 | 0.04215 | 0.046402 | 0.051097 | 0.056284 | 0.062014 | 0.068346 | 0.075342 | 0.077279 | 0.077279 | 0.077279 | 0.077279 | 0.077279 | 0.077279 | 0.077279 | 0.077279 | 0.077279 | 7.1435 | 7.1455 | 7.162 | 7.1765 | 7.178 | 7.173 | 7.1845 | 7.2075 | 7.227 | 7.227 | 7.227 | 7.227 | 7.227 | 7.227 | 7.227 | 7.227 | 7.227 | 7.227 | 7.227 | 7.227 | 285230.3801 | 231090.8827 | 0.0025238 | 229020.8844 | 129768.3311 | 12361.5525 | 10028.7891 | 516321.2628 | 22390.3416 | 493930.9211 | 364162.5901 | TRUE
| 60429833 | KRT031 | KRT | 22KV | 297.69 | 1 | 47052.9427 | 50% | Three phase | 97.13 | 0.0036114 | 0.0039577 | 0.0043387 | 0.0047577 | 0.0052188 | 0.0057261 | 0.0062846 | 0.0068993 | 0.0075761 | 0.0083214 | 0.0091422 | 0.0097567 | 0.0097567 | 0.0097567 | 0.0097567 | 0.0097567 | 0.0097567 | 0.0097567 | 0.0097567 | 0.0097567 | 7.1435 | 7.1455 | 7.162 | 7.1765 | 7.178 | 7.173 | 7.1845 | 7.2075 | 7.227 | 7.227 | 7.227 | 7.227 | 7.227 | 7.227 | 7.227 | 7.227 | 7.227 | 7.227 | 7.227 | 7.227 | 35557.3092 | 3637.0943 | 0.00031864 | 28914.6297 | 16383.6728 | 1560.6861 | 159.8577 | 39194.4035 | 1720.5438 | 37473.8597 | 21090.1869 | TRUE
| 60443307 | PLD001 | PLD | 22KV | 75 | 22 | 42177.4532 | 4.348% | Single phase | 44.74 | 0.00095361 | 0.0010398 | 0.0011341 | 0.0012372 | 0.0013501 | 0.0014737 | 0.0016089 | 0.001757 | 0.0019192 | 0.0020968 | 0.0022913 | 0.0024581 | 0.0024581 | 0.0024581 | 0.0024581 | 0.0024581 | 0.0024581 | 0.0024581 | 0.0024581 | 0.0024581 | 0.17543 | 0.17561 | 0.17622 | 0.17591 | 0.17491 | 0.17509 | 0.17626 | 0.17726 | 0.17609 | 0.17609 | 0.17609 | 0.17609 | 0.17609 | 0.17609 | 0.17609 | 0.17609 | 0.17609 | 0.17609 | 0.17609 | 0.17609 | 197.8842 | 107.3292 | 8.0278e-05 | 3355.5 | 1901.301 | 8.6141 | 4.6738 | 305.2134 | 13.2879 | 291.9254 | -1609.3755 | FALSE
| 60443316 | PLD001 | PLD | 22KV | 95.38 | 22 | 42177.4532 | 4.348% | Three phase | 97.13 | 0.00088549 | 0.00096132 | 0.0010439 | 0.001134 | 0.0012321 | 0.0013391 | 0.0014558 | 0.001583 | 0.0017218 | 0.0018731 | 0.0020382 | 0.0022184 | 0.002415 | 0.0026295 | 0.0028637 | 0.0031193 | 0.0031261 | 0.0031261 | 0.0031261 | 0.0031261 | 0.17543 | 0.17561 | 0.17622 | 0.17591 | 0.17491 | 0.17509 | 0.17626 | 0.17726 | 0.17609 | 0.17609 | 0.17609 | 0.17609 | 0.17609 | 0.17609 | 0.17609 | 0.17609 | 0.17609 | 0.17609 | 0.17609 | 0.17609 | 203.2519 | 304.3532 | 0.00010209 | 9264.2594 | 5249.3356 | 10.9549 | 16.4104 | 507.605 | 27.3653 | 480.2397 | -4769.0959 | FALSE
| 60443317 | PLD001 | PLD | 22KV | 32.61 | 22 | 42177.4532 | 4.348% | Three phase | 97.13 | 0.00030274 | 0.00032867 | 0.00035692 | 0.00038771 | 0.00042126 | 0.00045785 | 0.00049773 | 0.00054123 | 0.00058867 | 0.00064041 | 0.00069687 | 0.00075846 | 0.00082567 | 0.00089902 | 0.00097908 | 0.0010665 | 0.0010688 | 0.0010688 | 0.0010688 | 0.0010688 | 0.17543 | 0.17561 | 0.17622 | 0.17591 | 0.17491 | 0.17509 | 0.17626 | 0.17726 | 0.17609 | 0.17609 | 0.17609 | 0.17609 | 0.17609 | 0.17609 | 0.17609 | 0.17609 | 0.17609 | 0.17609 | 0.17609 | 0.17609 | 69.4909 | 35.5766 | 3.4905e-05 | 3167.4093 | 1794.7246 | 3.7454 | 1.9183 | 105.0675 | 5.6637 | 99.4039 | -1695.3208 | FALSE
| 60443318 | PLD001 | PLD | 22KV | 1178.31 | 22 | 42177.4532 | 4.348% | Three phase | 97.13 | 0.01413 | 0.015394 | 0.016777 | 0.018288 | 0.019941 | 0.021749 | 0.023726 | 0.02589 | 0.028257 | 0.030848 | 0.033683 | 0.036787 | 0.038619 | 0.038619 | 0.038619 | 0.038619 | 0.038619 | 0.038619 | 0.038619 | 0.038619 | 0.17543 | 0.17561 | 0.17622 | 0.17591 | 0.17491 | 0.17509 | 0.17626 | 0.17726 | 0.17609 | 0.17609 | 0.17609 | 0.17609 | 0.17609 | 0.17609 | 0.17609 | 0.17609 | 0.17609 | 0.17609 | 0.17609 | 0.17609 | 3002.8246 | 55550.53 | 0.0012612 | 114449.2503 | 64849.4928 | 135.3351 | 2504.5184 | 58553.3546 | 2639.8535 | 55913.5011 | -8935.9917 | FALSE
| 60443319 | PLD001 | PLD | 22KV | 449.27 | 22 | 42177.4532 | 4.348% | Three phase | 97.13 | 0.0053874 | 0.0058695 | 0.0063966 | 0.0069729 | 0.0076031 | 0.0082924 | 0.0090464 | 0.0098713 | 0.010774 | 0.011762 | 0.012843 | 0.014026 | 0.014725 | 0.014725 | 0.014725 | 0.014725 | 0.014725 | 0.014725 | 0.014725 | 0.014725 | 0.17543 | 0.17561 | 0.17622 | 0.17591 | 0.17491 | 0.17509 | 0.17626 | 0.17726 | 0.17609 | 0.17609 | 0.17609 | 0.17609 | 0.17609 | 0.17609 | 0.17609 | 0.17609 | 0.17609 | 0.17609 | 0.17609 | 0.17609 | 1144.9271 | 8075.7696 | 0.00048088 | 43637.5951 | 24726.0328 | 51.601 | 364.0994 | 9220.6967 | 415.7004 | 8804.9963 | -15921.0365 | FALSE
| 60443320 | PLD001 | PLD | 22KV | 2471.76 | 22 | 42177.4532 | 4.348% | Three phase | 97.13 | 0.02964 | 0.032293 | 0.035192 | 0.038363 | 0.04183 | 0.045623 | 0.049771 | 0.054309 | 0.059275 | 0.064709 | 0.070657 | 0.077168 | 0.081011 | 0.081011 | 0.081011 | 0.081011 | 0.081011 | 0.081011 | 0.081011 | 0.081011 | 0.17543 | 0.17561 | 0.17622 | 0.17591 | 0.17491 | 0.17509 | 0.17626 | 0.17726 | 0.17609 | 0.17609 | 0.17609 | 0.17609 | 0.17609 | 0.17609 | 0.17609 | 0.17609 | 0.17609 | 0.17609 | 0.17609 | 0.17609 | 6299.0739 | 244445.2934 | 0.0026457 | 240082.0488 | 136035.833 | 283.8946 | 11020.9163 | 250744.3674 | 11304.8109 | 239439.5565 | 103403.7234 | TRUE
| 60443322 | PLD001 | PLD | 22KV | 3124.17 | 22 | 42177.4532 | 4.348% | Single phase | 44.74 | 0.039316 | 0.042646 | 0.04627 | 0.050214 | 0.054506 | 0.059179 | 0.064267 | 0.069806 | 0.075839 | 0.08241 | 0.089567 | 0.097364 | 0.10239 | 0.10239 | 0.10239 | 0.10239 | 0.10239 | 0.10239 | 0.10239 | 0.10239 | 0.17543 | 0.17561 | 0.17622 | 0.17591 | 0.17491 | 0.17509 | 0.17626 | 0.17726 | 0.17609 | 0.17609 | 0.17609 | 0.17609 | 0.17609 | 0.17609 | 0.17609 | 0.17609 | 0.17609 | 0.17609 | 0.17609 | 0.17609 | 8054.8637 | 181987.0976 | 0.003344 | 139775.3658 | 79199.8336 | 358.8274 | 8109.9282 | 190041.9612 | 8468.7556 | 181573.2057 | 102373.372 | TRUE
| 60443323 | PLD001 | PLD | 22KV | 76.34 | 22 | 42177.4532 | 4.348% | Three phase | 97.13 | 0.00088208 | 0.00095806 | 0.0010409 | 0.0011311 | 0.0012295 | 0.0013368 | 0.0014537 | 0.0015813 | 0.0017204 | 0.0018721 | 0.0020377 | 0.0022183 | 0.0024155 | 0.002502 | 0.002502 | 0.002502 | 0.002502 | 0.002502 | 0.002502 | 0.002502 | 0.17543 | 0.17561 | 0.17622 | 0.17591 | 0.17491 | 0.17509 | 0.17626 | 0.17726 | 0.17609 | 0.17609 | 0.17609 | 0.17609 | 0.17609 | 0.17609 | 0.17609 | 0.17609 | 0.17609 | 0.17609 | 0.17609 | 0.17609 | 188.1928 | 225.5554 | 8.1712e-05 | 7414.9042 | 4201.4498 | 8.7681 | 10.5126 | 413.7481 | 19.2806 | 394.4675 | -3806.9823 | FALSE
| 60443324 | PLD001 | PLD | 22KV | 147.91 | 22 | 42177.4532 | 4.348% | Three phase | 97.13 | 0.001709 | 0.0018563 | 0.0020167 | 0.0021916 | 0.0023822 | 0.00259 | 0.0028166 | 0.0030637 | 0.0033333 | 0.0036273 | 0.0039481 | 0.0042981 | 0.00468 | 0.0048477 | 0.0048477 | 0.0048477 | 0.0048477 | 0.0048477 | 0.0048477 | 0.0048477 | 0.17543 | 0.17561 | 0.17622 | 0.17591 | 0.17491 | 0.17509 | 0.17626 | 0.17726 | 0.17609 | 0.17609 | 0.17609 | 0.17609 | 0.17609 | 0.17609 | 0.17609 | 0.17609 | 0.17609 | 0.17609 | 0.17609 | 0.17609 | 364.6266 | 846.728 | 0.00015832 | 14366.4983 | 8140.3777 | 16.9882 | 39.4639 | 1211.3545 | 56.4522 | 1154.9024 | -6985.4754 | FALSE
| 60443325 | PLD001 | PLD | 22KV | 1400.89 | 22 | 42177.4532 | 4.348% | Three phase | 97.13 | 0.016187 | 0.017581 | 0.019101 | 0.020757 | 0.022562 | 0.02453 | 0.026677 | 0.029017 | 0.03157 | 0.034355 | 0.037393 | 0.040708 | 0.044326 | 0.045914 | 0.045914 | 0.045914 | 0.045914 | 0.045914 | 0.045914 | 0.045914 | 0.17543 | 0.17561 | 0.17622 | 0.17591 | 0.17491 | 0.17509 | 0.17626 | 0.17726 | 0.17609 | 0.17609 | 0.17609 | 0.17609 | 0.17609 | 0.17609 | 0.17609 | 0.17609 | 0.17609 | 0.17609 | 0.17609 | 0.17609 | 3453.463 | 75955.093 | 0.0014995 | 136068.4457 | 77099.4102 | 160.8996 | 3540.0808 | 79408.556 | 3700.9804 | 75707.5756 | -1391.8346 | FALSE
| 60443327 | PLD001 | PLD | 22KV | 17.82 | 22 | 42177.4532 | 4.348% | Single phase | 44.74 | 0.00022721 | 0.00024809 | 0.00027097 | 0.00029604 | 0.00032351 | 0.00035363 | 0.00038665 | 0.00042285 | 0.00046255 | 0.0005061 | 0.00055386 | 0.00058405 | 0.00058405 | 0.00058405 | 0.00058405 | 0.00058405 | 0.00058405 | 0.00058405 | 0.00058405 | 0.00058405 | 0.17543 | 0.17561 | 0.17622 | 0.17591 | 0.17491 | 0.17509 | 0.17626 | 0.17726 | 0.17609 | 0.17609 | 0.17609 | 0.17609 | 0.17609 | 0.17609 | 0.17609 | 0.17609 | 0.17609 | 0.17609 | 0.17609 | 0.17609 | 47.2762 | 6.0925 | 1.9074e-05 | 797.2668 | 451.7491 | 2.0467 | 0.26385 | 53.3687 | 2.3106 | 51.0581 | -400.691 | FALSE
| 60443328 | PLD001 | PLD | 22KV | 271.6 | 22 | 42177.4532 | 4.348% | Single phase | 44.74 | 0.0017062 | 0.0018467 | 0.0019993 | 0.0021652 | 0.0023455 | 0.0025417 | 0.0027551 | 0.0029872 | 0.0032397 | 0.0035145 | 0.0038135 | 0.0041391 | 0.0044935 | 0.0048793 | 0.0052995 | 0.0057572 | 0.0062556 | 0.0067987 | 0.0073903 | 0.0080349 | 0.17543 | 0.17561 | 0.17622 | 0.17591 | 0.17491 | 0.17509 | 0.17626 | 0.17726 | 0.17609 | 0.17609 | 0.17609 | 0.17609 | 0.17609 | 0.17609 | 0.17609 | 0.17609 | 0.17609 | 0.17609 | 0.17609 | 0.17609 | 401.5024 | 788.5742 | 0.00029071 | 12151.384 | 6885.2447 | 31.1947 | 61.2925 | 1190.0766 | 92.4872 | 1097.5894 | -5787.6552 | FALSE
| 60443339 | PLD001 | PLD | 22KV | 72.76 | 22 | 42177.4532 | 4.348% | Three phase | 97.13 | 0.00087491 | 0.00095454 | 0.0010417 | 0.0011372 | 0.0012417 | 0.0013562 | 0.0014816 | 0.0016191 | 0.0017697 | 0.0019347 | 0.0021157 | 0.002314 | 0.0023847 | 0.0023847 | 0.0023847 | 0.0023847 | 0.0023847 | 0.0023847 | 0.0023847 | 0.0023847 | 0.17543 | 0.17561 | 0.17622 | 0.17591 | 0.17491 | 0.17509 | 0.17626 | 0.17726 | 0.17609 | 0.17609 | 0.17609 | 0.17609 | 0.17609 | 0.17609 | 0.17609 | 0.17609 | 0.17609 | 0.17609 | 0.17609 | 0.17609 | 186.6175 | 213.1784 | 7.788e-05 | 7067.1788 | 4004.4208 | 8.3569 | 9.5497 | 399.7959 | 17.9066 | 381.8893 | -3622.5315 | FALSE
| 60443347 | PLD001 | PLD | 22KV | 45.09 | 22 | 42177.4532 | 4.348% | Single phase | 44.74 | 0.00059967 | 0.00066889 | 0.00074641 | 0.00083327 | 0.00093061 | 0.0010397 | 0.001162 | 0.0012992 | 0.001453 | 0.0014778 | 0.0014778 | 0.0014778 | 0.0014778 | 0.0014778 | 0.0014778 | 0.0014778 | 0.0014778 | 0.0014778 | 0.0014778 | 0.0014778 | 0.17543 | 0.17561 | 0.17622 | 0.17591 | 0.17491 | 0.17509 | 0.17626 | 0.17726 | 0.17609 | 0.17609 | 0.17609 | 0.17609 | 0.17609 | 0.17609 | 0.17609 | 0.17609 | 0.17609 | 0.17609 | 0.17609 | 0.17609 | 128.089 | 41.7668 | 4.8263e-05 | 2017.3266 | 1143.0622 | 5.1788 | 1.6893 | 169.8557 | 6.8681 | 162.9876 | -980.0745 | FALSE
| 60443348 | PLD001 | PLD | 22KV | 66.97 | 22 | 42177.4532 | 4.348% | Single phase | 44.74 | 0.00089066 | 0.00099346 | 0.0011086 | 0.0012376 | 0.0013822 | 0.0015442 | 0.0017259 | 0.0019296 | 0.0021581 | 0.0021949 | 0.0021949 | 0.0021949 | 0.0021949 | 0.0021949 | 0.0021949 | 0.0021949 | 0.0021949 | 0.0021949 | 0.0021949 | 0.0021949 | 0.17543 | 0.17561 | 0.17622 | 0.17591 | 0.17491 | 0.17509 | 0.17626 | 0.17726 | 0.17609 | 0.17609 | 0.17609 | 0.17609 | 0.17609 | 0.17609 | 0.17609 | 0.17609 | 0.17609 | 0.17609 | 0.17609 | 0.17609 | 190.2444 | 92.1364 | 7.1682e-05 | 2996.2378 | 1697.735 | 7.6919 | 3.7266 | 282.3807 | 11.4184 | 270.9623 | -1426.7727 | FALSE
| 60443349 | PLD001 | PLD | 22KV | 32.29 | 22 | 42177.4532 | 4.348% | Single phase | 44.74 | 0.00027953 | 0.00030356 | 0.00032976 | 0.00035832 | 0.00038947 | 0.00042344 | 0.00046049 | 0.00050092 | 0.00054503 | 0.00059316 | 0.00064571 | 0.00070306 | 0.00076568 | 0.00083405 | 0.00090872 | 0.00099027 | 0.0010583 | 0.0010583 | 0.0010583 | 0.0010583 | 0.17543 | 0.17561 | 0.17622 | 0.17591 | 0.17491 | 0.17509 | 0.17626 | 0.17726 | 0.17609 | 0.17609 | 0.17609 | 0.17609 | 0.17609 | 0.17609 | 0.17609 | 0.17609 | 0.17609 | 0.17609 | 0.17609 | 0.17609 | 65.4543 | 15.2838 | 3.4562e-05 | 1444.6546 | 818.5735 | 3.7087 | 0.86633 | 80.7381 | 4.575 | 76.1631 | -742.4104 | FALSE
| 60443351 | PLD001 | PLD | 22KV | 36.31 | 22 | 42177.4532 | 4.348% | Single phase | 44.74 | 0.00046296 | 0.00050551 | 0.00055212 | 0.00060321 | 0.00065919 | 0.00072056 | 0.00078783 | 0.0008616 | 0.0009425 | 0.0010312 | 0.0011285 | 0.0011901 | 0.0011901 | 0.0011901 | 0.0011901 | 0.0011901 | 0.0011901 | 0.0011901 | 0.0011901 | 0.0011901 | 0.17543 | 0.17561 | 0.17622 | 0.17591 | 0.17491 | 0.17509 | 0.17626 | 0.17726 | 0.17609 | 0.17609 | 0.17609 | 0.17609 | 0.17609 | 0.17609 | 0.17609 | 0.17609 | 0.17609 | 0.17609 | 0.17609 | 0.17609 | 96.3298 | 25.2948 | 3.8865e-05 | 1624.5094 | 920.4832 | 4.1704 | 1.0955 | 121.6247 | 5.2659 | 116.3588 | -804.1244 | FALSE
| 60443353 | PLD001 | PLD | 22KV | 224.04 | 22 | 42177.4532 | 4.348% | Single phase | 44.74 | 0.0021204 | 0.0023513 | 0.0026086 | 0.0028952 | 0.0032146 | 0.0035707 | 0.0039678 | 0.0044107 | 0.0049047 | 0.005456 | 0.0060712 | 0.0067579 | 0.0073429 | 0.0073429 | 0.0073429 | 0.0073429 | 0.0073429 | 0.0073429 | 0.0073429 | 0.0073429 | 0.17543 | 0.17561 | 0.17622 | 0.17591 | 0.17491 | 0.17509 | 0.17626 | 0.17726 | 0.17609 | 0.17609 | 0.17609 | 0.17609 | 0.17609 | 0.17609 | 0.17609 | 0.17609 | 0.17609 | 0.17609 | 0.17609 | 0.17609 | 534.01 | 865.1444 | 0.00023981 | 10023.5496 | 5679.5663 | 25.7322 | 41.706 | 1399.1545 | 67.4382 | 1331.7163 | -4347.85 | FALSE
| 60443360 | PLD001 | PLD | 22KV | 52.45 | 22 | 42177.4532 | 4.348% | Three phase | 97.13 | 0.00067068 | 0.00073338 | 0.00080218 | 0.00087769 | 0.00096057 | 0.0010516 | 0.0011515 | 0.0012612 | 0.0013816 | 0.001514 | 0.0016594 | 0.001719 | 0.001719 | 0.001719 | 0.001719 | 0.001719 | 0.001719 | 0.001719 | 0.001719 | 0.001719 | 0.17543 | 0.17561 | 0.17622 | 0.17591 | 0.17491 | 0.17509 | 0.17626 | 0.17726 | 0.17609 | 0.17609 | 0.17609 | 0.17609 | 0.17609 | 0.17609 | 0.17609 | 0.17609 | 0.17609 | 0.17609 | 0.17609 | 0.17609 | 139.9464 | 115.2415 | 5.6141e-05 | 5094.4685 | 2886.6393 | 6.0242 | 4.9624 | 255.1879 | 10.9866 | 244.2013 | -2642.4379 | FALSE
| 60443362 | PLD001 | PLD | 22KV | 935.91 | 22 | 42177.4532 | 4.348% | Single phase | 44.74 | 0.012078 | 0.013269 | 0.014583 | 0.016031 | 0.017628 | 0.01939 | 0.021334 | 0.02348 | 0.025848 | 0.028462 | 0.030674 | 0.030674 | 0.030674 | 0.030674 | 0.030674 | 0.030674 | 0.030674 | 0.030674 | 0.030674 | 0.030674 | 0.17543 | 0.17561 | 0.17622 | 0.17591 | 0.17491 | 0.17509 | 0.17626 | 0.17726 | 0.17609 | 0.17609 | 0.17609 | 0.17609 | 0.17609 | 0.17609 | 0.17609 | 0.17609 | 0.17609 | 0.17609 | 0.17609 | 0.17609 | 2540.6404 | 17195.707 | 0.0010018 | 41872.6134 | 23725.9548 | 107.4942 | 727.8064 | 19736.3474 | 835.3006 | 18901.0468 | -4824.908 | FALSE
| 60443367 | PLD001 | PLD | 22KV | 60.87 | 22 | 42177.4532 | 4.348% | Single phase | 44.74 | 0.00075389 | 0.00083488 | 0.00092493 | 0.0010251 | 0.0011365 | 0.0012604 | 0.0013983 | 0.0015519 | 0.0017228 | 0.001913 | 0.001995 | 0.001995 | 0.001995 | 0.001995 | 0.001995 | 0.001995 | 0.001995 | 0.001995 | 0.001995 | 0.001995 | 0.17543 | 0.17561 | 0.17622 | 0.17591 | 0.17491 | 0.17509 | 0.17626 | 0.17726 | 0.17609 | 0.17609 | 0.17609 | 0.17609 | 0.17609 | 0.17609 | 0.17609 | 0.17609 | 0.17609 | 0.17609 | 0.17609 | 0.17609 | 165.2379 | 72.7358 | 6.5153e-05 | 2723.3238 | 1543.0959 | 6.9912 | 3.0786 | 237.9737 | 10.0698 | 227.9038 | -1315.192 | FALSE
| 60443368 | PLD001 | PLD | 22KV | 695.17 | 22 | 42177.4532 | 4.348% | Three phase | 97.13 | 0.0089716 | 0.0098562 | 0.010832 | 0.011907 | 0.013094 | 0.014402 | 0.015847 | 0.01744 | 0.019199 | 0.021141 | 0.022784 | 0.022784 | 0.022784 | 0.022784 | 0.022784 | 0.022784 | 0.022784 | 0.022784 | 0.022784 | 0.022784 | 0.17543 | 0.17561 | 0.17622 | 0.17591 | 0.17491 | 0.17509 | 0.17626 | 0.17726 | 0.17609 | 0.17609 | 0.17609 | 0.17609 | 0.17609 | 0.17609 | 0.17609 | 0.17609 | 0.17609 | 0.17609 | 0.17609 | 0.17609 | 1887.1227 | 20596.3998 | 0.00074409 | 67521.8621 | 38259.3901 | 79.8439 | 871.7403 | 22483.5225 | 951.5843 | 21531.9382 | -16727.4519 | FALSE
| 60443372 | PLD001 | PLD | 22KV | 49.37 | 22 | 42177.4532 | 4.348% | Single phase | 44.74 | 0.00062773 | 0.00068445 | 0.00074651 | 0.00081442 | 0.00088873 | 0.00097007 | 0.0010591 | 0.0011566 | 0.0012634 | 0.0013803 | 0.0015083 | 0.0016181 | 0.0016181 | 0.0016181 | 0.0016181 | 0.0016181 | 0.0016181 | 0.0016181 | 0.0016181 | 0.0016181 | 0.17543 | 0.17561 | 0.17622 | 0.17591 | 0.17491 | 0.17509 | 0.17626 | 0.17726 | 0.17609 | 0.17609 | 0.17609 | 0.17609 | 0.17609 | 0.17609 | 0.17609 | 0.17609 | 0.17609 | 0.17609 | 0.17609 | 0.17609 | 130.2606 | 46.5073 | 5.2844e-05 | 2208.8138 | 1251.5631 | 5.6704 | 2.0252 | 176.7679 | 7.6956 | 169.0723 | -1082.4908 | FALSE
| 60443378 | PLD001 | PLD | 22KV | 182 | 22 | 42177.4532 | 4.348% | Single phase | 44.74 | 0.0022903 | 0.0024844 | 0.0026955 | 0.0029252 | 0.0031753 | 0.0034475 | 0.0037439 | 0.0040666 | 0.0044181 | 0.0048008 | 0.0052178 | 0.005672 | 0.005965 | 0.005965 | 0.005965 | 0.005965 | 0.005965 | 0.005965 | 0.005965 | 0.005965 | 0.17543 | 0.17561 | 0.17622 | 0.17591 | 0.17491 | 0.17509 | 0.17626 | 0.17726 | 0.17609 | 0.17609 | 0.17609 | 0.17609 | 0.17609 | 0.17609 | 0.17609 | 0.17609 | 0.17609 | 0.17609 | 0.17609 | 0.17609 | 469.2399 | 617.6096 | 0.00019481 | 8142.68 | 4613.8237 | 20.9037 | 27.5227 | 1086.8495 | 48.4263 | 1038.4232 | -3575.4005 | FALSE
| 60443381 | PLD001 | PLD | 22KV | 133.44 | 22 | 42177.4532 | 4.348% | Single phase | 44.74 | 0.00095454 | 0.0010365 | 0.0011258 | 0.0012232 | 0.0013294 | 0.0014453 | 0.0015717 | 0.0017097 | 0.0018604 | 0.0020248 | 0.0022043 | 0.0024003 | 0.0026144 | 0.0028483 | 0.0031037 | 0.0033828 | 0.0036878 | 0.0040211 | 0.0043735 | 0.0043735 | 0.17543 | 0.17561 | 0.17622 | 0.17591 | 0.17491 | 0.17509 | 0.17626 | 0.17726 | 0.17609 | 0.17609 | 0.17609 | 0.17609 | 0.17609 | 0.17609 | 0.17609 | 0.17609 | 0.17609 | 0.17609 | 0.17609 | 0.17609 | 231.3211 | 223.214 | 0.00014283 | 5970.1056 | 3382.7947 | 15.3263 | 14.7952 | 454.5352 | 30.1214 | 424.4137 | -2958.381 | FALSE
| 60443382 | PLD001 | PLD | 22KV | 94.55 | 22 | 42177.4532 | 4.348% | Single phase | 44.74 | 0.00068394 | 0.00075946 | 0.00084376 | 0.0009379 | 0.001043 | 0.0011605 | 0.0012918 | 0.0014385 | 0.0016026 | 0.0017861 | 0.0019914 | 0.002221 | 0.0024781 | 0.0027657 | 0.0030878 | 0.0030989 | 0.0030989 | 0.0030989 | 0.0030989 | 0.0030989 | 0.17543 | 0.17561 | 0.17622 | 0.17591 | 0.17491 | 0.17509 | 0.17626 | 0.17726 | 0.17609 | 0.17609 | 0.17609 | 0.17609 | 0.17609 | 0.17609 | 0.17609 | 0.17609 | 0.17609 | 0.17609 | 0.17609 | 0.17609 | 193.6854 | 132.4207 | 0.0001012 | 4230.167 | 2396.9068 | 10.8596 | 7.428 | 326.1061 | 18.2875 | 307.8186 | -2089.0882 | FALSE
| 60443388 | PLD001 | PLD | 22KV | 176.54 | 22 | 42177.4532 | 4.348% | Three phase | 97.13 | 0.0021228 | 0.002316 | 0.0025275 | 0.0027592 | 0.0030128 | 0.0032906 | 0.003595 | 0.0039284 | 0.0042938 | 0.0046943 | 0.0051333 | 0.0056145 | 0.0057861 | 0.0057861 | 0.0057861 | 0.0057861 | 0.0057861 | 0.0057861 | 0.0057861 | 0.0057861 | 0.17543 | 0.17561 | 0.17622 | 0.17591 | 0.17491 | 0.17509 | 0.17626 | 0.17726 | 0.17609 | 0.17609 | 0.17609 | 0.17609 | 0.17609 | 0.17609 | 0.17609 | 0.17609 | 0.17609 | 0.17609 | 0.17609 | 0.17609 | 452.7963 | 1255.0007 | 0.00018896 | 17147.3302 | 9716.059 | 20.2765 | 56.2201 | 1707.797 | 76.4966 | 1631.3003 | -8084.7586 | FALSE
| 60443392 | PLD001 | PLD | 22KV | 549.51 | 22 | 42177.4532 | 4.348% | Three phase | 97.13 | 0.0069152 | 0.007501 | 0.0081384 | 0.0088321 | 0.0095871 | 0.010409 | 0.011304 | 0.012278 | 0.013339 | 0.014495 | 0.015754 | 0.017125 | 0.01801 | 0.01801 | 0.01801 | 0.01801 | 0.01801 | 0.01801 | 0.01801 | 0.01801 | 0.17543 | 0.17561 | 0.17622 | 0.17591 | 0.17491 | 0.17509 | 0.17626 | 0.17726 | 0.17609 | 0.17609 | 0.17609 | 0.17609 | 0.17609 | 0.17609 | 0.17609 | 0.17609 | 0.17609 | 0.17609 | 0.17609 | 0.17609 | 1416.7693 | 12223.0586 | 0.00058818 | 53373.9063 | 30242.8434 | 63.1141 | 544.6987 | 13639.8279 | 607.8128 | 13032.0151 | -17210.8283 | FALSE
| 60443394 | PLD001 | PLD | 22KV | 5.42 | 22 | 42177.4532 | 4.348% | Single phase | 44.74 | 6.8914e-05 | 7.5142e-05 | 8.1955e-05 | 8.941e-05 | 9.7568e-05 | 0.0001065 | 0.00011627 | 0.00012698 | 0.00013869 | 0.00015153 | 0.00016559 | 0.00017764 | 0.00017764 | 0.00017764 | 0.00017764 | 0.00017764 | 0.00017764 | 0.00017764 | 0.00017764 | 0.00017764 | 0.17543 | 0.17561 | 0.17622 | 0.17591 | 0.17491 | 0.17509 | 0.17626 | 0.17726 | 0.17609 | 0.17609 | 0.17609 | 0.17609 | 0.17609 | 0.17609 | 0.17609 | 0.17609 | 0.17609 | 0.17609 | 0.17609 | 0.17609 | 14.3004 | 0.56052 | 5.8014e-06 | 242.4908 | 137.4007 | 0.62252 | 0.024409 | 14.861 | 0.64692 | 14.214 | -123.1867 | FALSE
| 60443401 | PLD001 | PLD | 22KV | 411.45 | 22 | 42177.4532 | 4.348% | Single phase | 44.74 | 0.0052931 | 0.0058057 | 0.0063699 | 0.0069911 | 0.0076751 | 0.0084284 | 0.0092582 | 0.010172 | 0.01118 | 0.01229 | 0.013485 | 0.013485 | 0.013485 | 0.013485 | 0.013485 | 0.013485 | 0.013485 | 0.013485 | 0.013485 | 0.013485 | 0.17543 | 0.17561 | 0.17622 | 0.17591 | 0.17491 | 0.17509 | 0.17626 | 0.17726 | 0.17609 | 0.17609 | 0.17609 | 0.17609 | 0.17609 | 0.17609 | 0.17609 | 0.17609 | 0.17609 | 0.17609 | 0.17609 | 0.17609 | 1111.1058 | 3306.0976 | 0.0004404 | 18408.273 | 10430.5372 | 47.2572 | 140.6636 | 4417.2034 | 187.9208 | 4229.2826 | -6201.2547 | FALSE
| 60443403 | PLD001 | PLD | 22KV | 45.14 | 22 | 42177.4532 | 4.348% | Single phase | 44.74 | 0.00057394 | 0.00062581 | 0.00068255 | 0.00074464 | 0.00081259 | 0.00088696 | 0.00096837 | 0.0010575 | 0.0011551 | 0.001262 | 0.0013791 | 0.0014795 | 0.0014795 | 0.0014795 | 0.0014795 | 0.0014795 | 0.0014795 | 0.0014795 | 0.0014795 | 0.0014795 | 0.17543 | 0.17561 | 0.17622 | 0.17591 | 0.17491 | 0.17509 | 0.17626 | 0.17726 | 0.17609 | 0.17609 | 0.17609 | 0.17609 | 0.17609 | 0.17609 | 0.17609 | 0.17609 | 0.17609 | 0.17609 | 0.17609 | 0.17609 | 119.0999 | 38.8793 | 4.8316e-05 | 2019.5636 | 1144.3297 | 5.1846 | 1.6931 | 157.9792 | 6.8776 | 151.1016 | -993.2281 | FALSE
| 60443404 | PLD001 | PLD | 22KV | 321.1 | 22 | 42177.4532 | 4.348% | Single phase | 44.74 | 0.0040827 | 0.0044517 | 0.0048553 | 0.0052969 | 0.0057803 | 0.0063093 | 0.0068884 | 0.0075225 | 0.0082168 | 0.0089771 | 0.0098099 | 0.010524 | 0.010524 | 0.010524 | 0.010524 | 0.010524 | 0.010524 | 0.010524 | 0.010524 | 0.010524 | 0.17543 | 0.17561 | 0.17622 | 0.17591 | 0.17491 | 0.17509 | 0.17626 | 0.17726 | 0.17609 | 0.17609 | 0.17609 | 0.17609 | 0.17609 | 0.17609 | 0.17609 | 0.17609 | 0.17609 | 0.17609 | 0.17609 | 0.17609 | 847.2083 | 1967.324 | 0.00034369 | 14366.014 | 8140.1033 | 36.88 | 85.6699 | 2814.5323 | 122.5499 | 2691.9823 | -5448.121 | FALSE
| 60443405 | PLD001 | PLD | 22KV | 1105.89 | 22 | 42177.4532 | 4.348% | Three phase | 97.13 | 0.013261 | 0.014448 | 0.015745 | 0.017164 | 0.018715 | 0.020412 | 0.022268 | 0.024298 | 0.02652 | 0.028952 | 0.031613 | 0.034526 | 0.036245 | 0.036245 | 0.036245 | 0.036245 | 0.036245 | 0.036245 | 0.036245 | 0.036245 | 0.17543 | 0.17561 | 0.17622 | 0.17591 | 0.17491 | 0.17509 | 0.17626 | 0.17726 | 0.17609 | 0.17609 | 0.17609 | 0.17609 | 0.17609 | 0.17609 | 0.17609 | 0.17609 | 0.17609 | 0.17609 | 0.17609 | 0.17609 | 2818.2683 | 48931.9972 | 0.0011837 | 107415.0957 | 60863.7843 | 127.0173 | 2206.1192 | 51750.2655 | 2333.1364 | 49417.1291 | -11446.6552 | FALSE
| 60443410 | PLD001 | PLD | 22KV | 290.91 | 22 | 42177.4532 | 4.348% | Single phase | 44.74 | 0.0037424 | 0.0041048 | 0.0045038 | 0.004943 | 0.0054266 | 0.0059592 | 0.0065459 | 0.0071922 | 0.0079044 | 0.0086892 | 0.0095345 | 0.0095345 | 0.0095345 | 0.0095345 | 0.0095345 | 0.0095345 | 0.0095345 | 0.0095345 | 0.0095345 | 0.0095345 | 0.17543 | 0.17561 | 0.17622 | 0.17591 | 0.17491 | 0.17509 | 0.17626 | 0.17726 | 0.17609 | 0.17609 | 0.17609 | 0.17609 | 0.17609 | 0.17609 | 0.17609 | 0.17609 | 0.17609 | 0.17609 | 0.17609 | 0.17609 | 785.5919 | 1652.7183 | 0.00031138 | 13015.3134 | 7374.7663 | 33.4125 | 70.3178 | 2438.3102 | 103.7303 | 2334.5799 | -5040.1864 | FALSE
| 60443411 | PLD001 | PLD | 22KV | 91.66 | 22 | 42177.4532 | 4.348% | Single phase | 44.74 | 0.0011792 | 0.0012934 | 0.001419 | 0.0015574 | 0.0017098 | 0.0018776 | 0.0020625 | 0.0022661 | 0.0024905 | 0.0027378 | 0.0030041 | 0.0030041 | 0.0030041 | 0.0030041 | 0.0030041 | 0.0030041 | 0.0030041 | 0.0030041 | 0.0030041 | 0.0030041 | 0.17543 | 0.17561 | 0.17622 | 0.17591 | 0.17491 | 0.17509 | 0.17626 | 0.17726 | 0.17609 | 0.17609 | 0.17609 | 0.17609 | 0.17609 | 0.17609 | 0.17609 | 0.17609 | 0.17609 | 0.17609 | 0.17609 | 0.17609 | 247.5245 | 164.0746 | 9.811e-05 | 4100.8684 | 2323.6433 | 10.5276 | 6.9808 | 411.5991 | 17.5085 | 394.0906 | -1929.5527 | FALSE
| 60443412 | PLD001 | PLD | 22KV | 43.42 | 22 | 42177.4532 | 4.348% | Single phase | 44.74 | 0.00055362 | 0.00060449 | 0.00066024 | 0.00072132 | 0.00078827 | 0.00086165 | 0.0009421 | 0.0010303 | 0.0011271 | 0.0012331 | 0.0013495 | 0.0014231 | 0.0014231 | 0.0014231 | 0.0014231 | 0.0014231 | 0.0014231 | 0.0014231 | 0.0014231 | 0.0014231 | 0.17543 | 0.17561 | 0.17622 | 0.17591 | 0.17491 | 0.17509 | 0.17626 | 0.17726 | 0.17609 | 0.17609 | 0.17609 | 0.17609 | 0.17609 | 0.17609 | 0.17609 | 0.17609 | 0.17609 | 0.17609 | 0.17609 | 0.17609 | 115.1926 | 36.1709 | 4.6475e-05 | 1942.6108 | 1100.7265 | 4.987 | 1.5665 | 151.3634 | 6.5535 | 144.8099 | -955.9166 | FALSE
| 60443415 | PLD001 | PLD | 22KV | 55.71 | 22 | 42177.4532 | 4.348% | Single phase | 44.74 | 0.00071448 | 0.00078246 | 0.00085716 | 0.00093927 | 0.0010295 | 0.0011288 | 0.0012379 | 0.001358 | 0.00149 | 0.0016353 | 0.0017952 | 0.0018259 | 0.0018259 | 0.0018259 | 0.0018259 | 0.0018259 | 0.0018259 | 0.0018259 | 0.0018259 | 0.0018259 | 0.17543 | 0.17561 | 0.17622 | 0.17591 | 0.17491 | 0.17509 | 0.17626 | 0.17726 | 0.17609 | 0.17609 | 0.17609 | 0.17609 | 0.17609 | 0.17609 | 0.17609 | 0.17609 | 0.17609 | 0.17609 | 0.17609 | 0.17609 | 149.532 | 60.2436 | 5.963e-05 | 2492.4654 | 1412.2864 | 6.3986 | 2.5788 | 209.7756 | 8.9774 | 200.7982 | -1211.4882 | FALSE
| 60443416 | PLD001 | PLD | 22KV | 94.34 | 22 | 42177.4532 | 4.348% | Single phase | 44.74 | 0.0012099 | 0.001325 | 0.0014515 | 0.0015906 | 0.0017434 | 0.0019115 | 0.0020963 | 0.0022996 | 0.0025233 | 0.0027693 | 0.0030401 | 0.003092 | 0.003092 | 0.003092 | 0.003092 | 0.003092 | 0.003092 | 0.003092 | 0.003092 | 0.003092 | 0.17543 | 0.17561 | 0.17622 | 0.17591 | 0.17491 | 0.17509 | 0.17626 | 0.17726 | 0.17609 | 0.17609 | 0.17609 | 0.17609 | 0.17609 | 0.17609 | 0.17609 | 0.17609 | 0.17609 | 0.17609 | 0.17609 | 0.17609 | 253.2193 | 172.7573 | 0.00010098 | 4220.7716 | 2391.5831 | 10.8354 | 7.395 | 425.9766 | 18.2305 | 407.7461 | -1983.837 | FALSE
| 60443422 | PLD001 | PLD | 22KV | 104.92 | 22 | 42177.4532 | 4.348% | Single phase | 44.74 | 0.0013416 | 0.001467 | 0.0016047 | 0.0017557 | 0.0019215 | 0.0021035 | 0.0023033 | 0.0025228 | 0.0027638 | 0.0030286 | 0.0033195 | 0.0034387 | 0.0034387 | 0.0034387 | 0.0034387 | 0.0034387 | 0.0034387 | 0.0034387 | 0.0034387 | 0.0034387 | 0.17543 | 0.17561 | 0.17622 | 0.17591 | 0.17491 | 0.17509 | 0.17626 | 0.17726 | 0.17609 | 0.17609 | 0.17609 | 0.17609 | 0.17609 | 0.17609 | 0.17609 | 0.17609 | 0.17609 | 0.17609 | 0.17609 | 0.17609 | 279.9462 | 212.4111 | 0.0001123 | 4694.1208 | 2659.7933 | 12.0506 | 9.1467 | 492.3573 | 21.1973 | 471.16 | -2188.6334 | FALSE
| 60443423 | PLD001 | PLD | 22KV | 1272.31 | 22 | 42177.4532 | 4.348% | Single phase | 44.74 | 0.016269 | 0.01779 | 0.019459 | 0.021291 | 0.023301 | 0.025508 | 0.027931 | 0.030593 | 0.033515 | 0.036726 | 0.040253 | 0.0417 | 0.0417 | 0.0417 | 0.0417 | 0.0417 | 0.0417 | 0.0417 | 0.0417 | 0.0417 | 0.17543 | 0.17561 | 0.17622 | 0.17591 | 0.17491 | 0.17509 | 0.17626 | 0.17726 | 0.17609 | 0.17609 | 0.17609 | 0.17609 | 0.17609 | 0.17609 | 0.17609 | 0.17609 | 0.17609 | 0.17609 | 0.17609 | 0.17609 | 3394.7612 | 31235.3591 | 0.0013618 | 56923.1494 | 32253.9236 | 146.1315 | 1345.035 | 34630.1203 | 1491.1665 | 33138.9538 | 885.0302 | TRUE
| 60443435 | PLD001 | PLD | 22KV | 154.15 | 22 | 42177.4532 | 4.348% | Single phase | 44.74 | 0.0019654 | 0.0021461 | 0.002344 | 0.0025608 | 0.0027985 | 0.003059 | 0.0033447 | 0.0036578 | 0.0040013 | 0.0043779 | 0.0047911 | 0.0050522 | 0.0050522 | 0.0050522 | 0.0050522 | 0.0050522 | 0.0050522 | 0.0050522 | 0.0050522 | 0.0050522 | 0.17543 | 0.17561 | 0.17622 | 0.17591 | 0.17491 | 0.17509 | 0.17626 | 0.17726 | 0.17609 | 0.17609 | 0.17609 | 0.17609 | 0.17609 | 0.17609 | 0.17609 | 0.17609 | 0.17609 | 0.17609 | 0.17609 | 0.17609 | 408.9574 | 455.8968 | 0.000165 | 6896.671 | 3907.8073 | 17.7049 | 19.744 | 864.8542 | 37.4489 | 827.4053 | -3080.402 | FALSE
| 60443437 | PLD001 | PLD | 22KV | 238.9 | 22 | 42177.4532 | 4.348% | Single phase | 44.74 | 0.003046 | 0.003326 | 0.0036327 | 0.0039688 | 0.0043371 | 0.0047409 | 0.0051835 | 0.0056689 | 0.0062011 | 0.0067849 | 0.0074252 | 0.0078299 | 0.0078299 | 0.0078299 | 0.0078299 | 0.0078299 | 0.0078299 | 0.0078299 | 0.0078299 | 0.0078299 | 0.17543 | 0.17561 | 0.17622 | 0.17591 | 0.17491 | 0.17509 | 0.17626 | 0.17726 | 0.17609 | 0.17609 | 0.17609 | 0.17609 | 0.17609 | 0.17609 | 0.17609 | 0.17609 | 0.17609 | 0.17609 | 0.17609 | 0.17609 | 633.7978 | 1094.9941 | 0.00025571 | 10688.386 | 6056.2774 | 27.4389 | 47.422 | 1728.7919 | 74.8609 | 1653.9309 | -4402.3465 | FALSE
| 60443438 | PLD001 | PLD | 22KV | 83.18 | 22 | 42177.4532 | 4.348% | Single phase | 44.74 | 0.0010606 | 0.001158 | 0.0012648 | 0.0013818 | 0.0015101 | 0.0016507 | 0.0018048 | 0.0019738 | 0.0021591 | 0.0023624 | 0.0025853 | 0.0027262 | 0.0027262 | 0.0027262 | 0.0027262 | 0.0027262 | 0.0027262 | 0.0027262 | 0.0027262 | 0.0027262 | 0.17543 | 0.17561 | 0.17622 | 0.17591 | 0.17491 | 0.17509 | 0.17626 | 0.17726 | 0.17609 | 0.17609 | 0.17609 | 0.17609 | 0.17609 | 0.17609 | 0.17609 | 0.17609 | 0.17609 | 0.17609 | 0.17609 | 0.17609 | 220.6752 | 132.7447 | 8.9033e-05 | 3721.4732 | 2108.6696 | 9.5537 | 5.7489 | 353.4199 | 15.3026 | 338.1173 | -1770.5522 | FALSE
| 60443441 | PLD001 | PLD | 22KV | 51.78 | 22 | 42177.4532 | 4.348% | Single phase | 44.74 | 0.00046301 | 0.00050372 | 0.00054818 | 0.00059674 | 0.00064978 | 0.00070775 | 0.00077109 | 0.00084033 | 0.00091602 | 0.00099877 | 0.0010893 | 0.0011882 | 0.0012965 | 0.0014149 | 0.0015444 | 0.0016862 | 0.0016971 | 0.0016971 | 0.0016971 | 0.0016971 | 0.17543 | 0.17561 | 0.17622 | 0.17591 | 0.17491 | 0.17509 | 0.17626 | 0.17726 | 0.17609 | 0.17609 | 0.17609 | 0.17609 | 0.17609 | 0.17609 | 0.17609 | 0.17609 | 0.17609 | 0.17609 | 0.17609 | 0.17609 | 108.7938 | 40.7372 | 5.5424e-05 | 2316.6372 | 1312.6582 | 5.9472 | 2.2278 | 149.531 | 8.175 | 141.356 | -1171.3022 | FALSE
| 60443442 | PLD001 | PLD | 22KV | 2208.31 | 22 | 42177.4532 | 4.348% | Single phase | 44.74 | 0.013873 | 0.015015 | 0.016255 | 0.017604 | 0.019071 | 0.020666 | 0.022401 | 0.024288 | 0.026341 | 0.028575 | 0.031007 | 0.033654 | 0.036535 | 0.039673 | 0.043089 | 0.04681 | 0.050863 | 0.055278 | 0.060088 | 0.06533 | 0.17543 | 0.17561 | 0.17622 | 0.17591 | 0.17491 | 0.17509 | 0.17626 | 0.17726 | 0.17609 | 0.17609 | 0.17609 | 0.17609 | 0.17609 | 0.17609 | 0.17609 | 0.17609 | 0.17609 | 0.17609 | 0.17609 | 0.17609 | 3264.5133 | 52131.8469 | 0.0023637 | 98799.7894 | 55982.1599 | 253.636 | 4051.9845 | 55396.3601 | 4305.6205 | 51090.7396 | -4891.4203 | FALSE
| 60443443 | PLD001 | PLD | 22KV | 28.75 | 22 | 42177.4532 | 4.348% | Single phase | 44.74 | 0.00036763 | 0.000402 | 0.00043971 | 0.0004811 | 0.00052653 | 0.0005764 | 0.00063116 | 0.00069129 | 0.00075734 | 0.00082989 | 0.00090959 | 0.00094227 | 0.00094227 | 0.00094227 | 0.00094227 | 0.00094227 | 0.00094227 | 0.00094227 | 0.00094227 | 0.00094227 | 0.17543 | 0.17561 | 0.17622 | 0.17591 | 0.17491 | 0.17509 | 0.17626 | 0.17726 | 0.17609 | 0.17609 | 0.17609 | 0.17609 | 0.17609 | 0.17609 | 0.17609 | 0.17609 | 0.17609 | 0.17609 | 0.17609 | 0.17609 | 76.7104 | 15.9491 | 3.0773e-05 | 1286.275 | 728.832 | 3.3021 | 0.68679 | 92.6595 | 3.9889 | 88.6706 | -640.1614 | FALSE
| 60443444 | PLD001 | PLD | 22KV | 44.05 | 22 | 42177.4532 | 4.348% | Single phase | 44.74 | 0.00056165 | 0.00061326 | 0.00066982 | 0.00073179 | 0.00079971 | 0.00087415 | 0.00095577 | 0.0010453 | 0.0011434 | 0.001251 | 0.0013691 | 0.0014437 | 0.0014437 | 0.0014437 | 0.0014437 | 0.0014437 | 0.0014437 | 0.0014437 | 0.0014437 | 0.0014437 | 0.17543 | 0.17561 | 0.17622 | 0.17591 | 0.17491 | 0.17509 | 0.17626 | 0.17726 | 0.17609 | 0.17609 | 0.17609 | 0.17609 | 0.17609 | 0.17609 | 0.17609 | 0.17609 | 0.17609 | 0.17609 | 0.17609 | 0.17609 | 116.8639 | 37.2281 | 4.715e-05 | 1970.797 | 1116.6974 | 5.0594 | 1.6123 | 154.0921 | 6.6717 | 147.4204 | -969.277 | FALSE
| 60443450 | PLD001 | PLD | 22KV | 162.95 | 22 | 42177.4532 | 4.348% | Single phase | 44.74 | 0.001226 | 0.0013624 | 0.0015148 | 0.0016851 | 0.0018753 | 0.0020881 | 0.002326 | 0.0025921 | 0.0028899 | 0.0032231 | 0.0035961 | 0.0040137 | 0.0044814 | 0.0050053 | 0.0053406 | 0.0053406 | 0.0053406 | 0.0053406 | 0.0053406 | 0.0053406 | 0.17543 | 0.17561 | 0.17622 | 0.17591 | 0.17491 | 0.17509 | 0.17626 | 0.17726 | 0.17609 | 0.17609 | 0.17609 | 0.17609 | 0.17609 | 0.17609 | 0.17609 | 0.17609 | 0.17609 | 0.17609 | 0.17609 | 0.17609 | 343.145 | 404.3254 | 0.00017442 | 7290.383 | 4130.8933 | 18.7157 | 22.0626 | 747.4704 | 40.7783 | 706.6921 | -3424.2011 | FALSE
| 60443453 | PLD001 | PLD | 22KV | 202.13 | 22 | 42177.4532 | 4.348% | Single phase | 44.74 | 0.0010734 | 0.0011617 | 0.0012578 | 0.0013623 | 0.0014759 | 0.0015996 | 0.0017341 | 0.0018805 | 0.0020399 | 0.0022134 | 0.0024023 | 0.0026081 | 0.0028322 | 0.0030764 | 0.0033424 | 0.0036322 | 0.0039481 | 0.0042924 | 0.0046678 | 0.005077 | 0.17543 | 0.17561 | 0.17622 | 0.17591 | 0.17491 | 0.17509 | 0.17626 | 0.17726 | 0.17609 | 0.17609 | 0.17609 | 0.17609 | 0.17609 | 0.17609 | 0.17609 | 0.17609 | 0.17609 | 0.17609 | 0.17609 | 0.17609 | 253.0804 | 369.9249 | 0.00021635 | 9043.2962 | 5124.1329 | 23.2157 | 33.9476 | 623.0053 | 57.1633 | 565.842 | -4558.2909 | FALSE
| 60443455 | PLD001 | PLD | 22KV | 60.61 | 22 | 42177.4532 | 4.348% | Single phase | 44.74 | 0.00078479 | 0.00086361 | 0.00095066 | 0.0010468 | 0.0011531 | 0.0012705 | 0.0014003 | 0.0015438 | 0.0017024 | 0.0018779 | 0.0019865 | 0.0019865 | 0.0019865 | 0.0019865 | 0.0019865 | 0.0019865 | 0.0019865 | 0.0019865 | 0.0019865 | 0.0019865 | 0.17543 | 0.17561 | 0.17622 | 0.17591 | 0.17491 | 0.17509 | 0.17626 | 0.17726 | 0.17609 | 0.17609 | 0.17609 | 0.17609 | 0.17609 | 0.17609 | 0.17609 | 0.17609 | 0.17609 | 0.17609 | 0.17609 | 0.17609 | 165.4337 | 72.5121 | 6.4875e-05 | 2711.6914 | 1536.5047 | 6.9614 | 3.0524 | 237.9459 | 10.0137 | 227.9321 | -1308.5726 | FALSE
| 60443456 | PLD001 | PLD | 22KV | 927.88 | 22 | 42177.4532 | 4.348% | Single phase | 44.74 | 0.012014 | 0.013221 | 0.014554 | 0.016026 | 0.017653 | 0.01945 | 0.021437 | 0.023634 | 0.026062 | 0.028748 | 0.030411 | 0.030411 | 0.030411 | 0.030411 | 0.030411 | 0.030411 | 0.030411 | 0.030411 | 0.030411 | 0.030411 | 0.17543 | 0.17561 | 0.17622 | 0.17591 | 0.17491 | 0.17509 | 0.17626 | 0.17726 | 0.17609 | 0.17609 | 0.17609 | 0.17609 | 0.17609 | 0.17609 | 0.17609 | 0.17609 | 0.17609 | 0.17609 | 0.17609 | 0.17609 | 2532.6292 | 16994.3946 | 0.00099317 | 41513.3512 | 23522.3889 | 106.5719 | 715.371 | 19527.0238 | 821.9429 | 18705.0809 | -4817.308 | FALSE
| 60443457 | PLD001 | PLD | 22KV | 339.07 | 22 | 42177.4532 | 4.348% | Single phase | 44.74 | 0.0043903 | 0.0048313 | 0.0053183 | 0.0058563 | 0.0064507 | 0.0071076 | 0.0078337 | 0.0086363 | 0.0095238 | 0.010505 | 0.011113 | 0.011113 | 0.011113 | 0.011113 | 0.011113 | 0.011113 | 0.011113 | 0.011113 | 0.011113 | 0.011113 | 0.17543 | 0.17561 | 0.17622 | 0.17591 | 0.17491 | 0.17509 | 0.17626 | 0.17726 | 0.17609 | 0.17609 | 0.17609 | 0.17609 | 0.17609 | 0.17609 | 0.17609 | 0.17609 | 0.17609 | 0.17609 | 0.17609 | 0.17609 | 925.4845 | 2269.3465 | 0.00036293 | 15169.9918 | 8595.655 | 38.944 | 95.5271 | 3194.831 | 134.471 | 3060.3599 | -5535.2951 | FALSE
| 60443462 | PLD001 | PLD | 22KV | 204.81 | 22 | 42177.4532 | 4.348% | Three phase | 97.13 | 0.0024628 | 0.0026869 | 0.0029323 | 0.003201 | 0.0034952 | 0.0038176 | 0.0041707 | 0.0045575 | 0.0049814 | 0.005446 | 0.0059553 | 0.0065136 | 0.0067126 | 0.0067126 | 0.0067126 | 0.0067126 | 0.0067126 | 0.0067126 | 0.0067126 | 0.0067126 | 0.17543 | 0.17561 | 0.17622 | 0.17591 | 0.17491 | 0.17509 | 0.17626 | 0.17726 | 0.17609 | 0.17609 | 0.17609 | 0.17609 | 0.17609 | 0.17609 | 0.17609 | 0.17609 | 0.17609 | 0.17609 | 0.17609 | 0.17609 | 525.3042 | 1689.1182 | 0.00021922 | 19893.1953 | 11271.9273 | 23.5235 | 75.6672 | 2214.4224 | 99.1907 | 2115.2317 | -9156.6956 | FALSE
| 60443464 | PLD001 | PLD | 22KV | 26.94 | 22 | 42177.4532 | 4.348% | Single phase | 44.74 | 0.00034349 | 0.00037506 | 0.00040965 | 0.00044755 | 0.00048908 | 0.00053461 | 0.00058453 | 0.00063926 | 0.00069928 | 0.00076511 | 0.00083732 | 0.00088295 | 0.00088295 | 0.00088295 | 0.00088295 | 0.00088295 | 0.00088295 | 0.00088295 | 0.00088295 | 0.00088295 | 0.17543 | 0.17561 | 0.17622 | 0.17591 | 0.17491 | 0.17509 | 0.17626 | 0.17726 | 0.17609 | 0.17609 | 0.17609 | 0.17609 | 0.17609 | 0.17609 | 0.17609 | 0.17609 | 0.17609 | 0.17609 | 0.17609 | 0.17609 | 71.4714 | 13.9243 | 2.8836e-05 | 1205.2956 | 682.9473 | 3.0942 | 0.60304 | 85.3957 | 3.6972 | 81.6985 | -601.2488 | FALSE
| 60443480 | PLD001 | PLD | 22KV | 193.92 | 22 | 42177.4532 | 4.348% | Single phase | 44.74 | 0.0015797 | 0.0017543 | 0.0019491 | 0.0021666 | 0.0024094 | 0.0026807 | 0.0029838 | 0.0033225 | 0.003701 | 0.0041243 | 0.0045976 | 0.005127 | 0.0057193 | 0.0063557 | 0.0063557 | 0.0063557 | 0.0063557 | 0.0063557 | 0.0063557 | 0.0063557 | 0.17543 | 0.17561 | 0.17622 | 0.17591 | 0.17491 | 0.17509 | 0.17626 | 0.17726 | 0.17609 | 0.17609 | 0.17609 | 0.17609 | 0.17609 | 0.17609 | 0.17609 | 0.17609 | 0.17609 | 0.17609 | 0.17609 | 0.17609 | 427.3321 | 599.2273 | 0.00020757 | 8675.9808 | 4916.0038 | 22.2727 | 31.2459 | 1026.5594 | 53.5186 | 973.0408 | -3942.9631 | FALSE
| 60443481 | PLD001 | PLD | 22KV | 736.34 | 22 | 42177.4532 | 4.348% | Single phase | 44.74 | 0.0092663 | 0.010051 | 0.010905 | 0.011835 | 0.012847 | 0.013948 | 0.015147 | 0.016453 | 0.017875 | 0.019423 | 0.02111 | 0.022948 | 0.024133 | 0.024133 | 0.024133 | 0.024133 | 0.024133 | 0.024133 | 0.024133 | 0.024133 | 0.17543 | 0.17561 | 0.17622 | 0.17591 | 0.17491 | 0.17509 | 0.17626 | 0.17726 | 0.17609 | 0.17609 | 0.17609 | 0.17609 | 0.17609 | 0.17609 | 0.17609 | 0.17609 | 0.17609 | 0.17609 | 0.17609 | 0.17609 | 1898.4621 | 10109.4626 | 0.00078815 | 32943.8516 | 18666.7196 | 84.5725 | 450.51 | 12007.9247 | 535.0826 | 11472.8421 | -7193.8775 | FALSE
| 60443484 | PLD001 | PLD | 22KV | 109.14 | 22 | 42177.4532 | 4.348% | Three phase | 97.13 | 0.0012751 | 0.0014162 | 0.0015736 | 0.0017492 | 0.0019452 | 0.0021639 | 0.0024081 | 0.0026808 | 0.0029853 | 0.0033255 | 0.003577 | 0.003577 | 0.003577 | 0.003577 | 0.003577 | 0.003577 | 0.003577 | 0.003577 | 0.003577 | 0.003577 | 0.17543 | 0.17561 | 0.17622 | 0.17591 | 0.17491 | 0.17509 | 0.17626 | 0.17726 | 0.17609 | 0.17609 | 0.17609 | 0.17609 | 0.17609 | 0.17609 | 0.17609 | 0.17609 | 0.17609 | 0.17609 | 0.17609 | 0.17609 | 290.5015 | 497.7582 | 0.00011682 | 10600.7682 | 6006.6312 | 12.5353 | 21.4869 | 788.2597 | 34.0222 | 754.2375 | -5252.3937 | FALSE
| 60443496 | PLD001 | PLD | 22KV | 95.26 | 22 | 42177.4532 | 4.348% | Single phase | 44.74 | 0.0012146 | 0.0013262 | 0.0014485 | 0.0015825 | 0.0017294 | 0.0018904 | 0.0020669 | 0.0022604 | 0.0024727 | 0.0027054 | 0.0029608 | 0.0031221 | 0.0031221 | 0.0031221 | 0.0031221 | 0.0031221 | 0.0031221 | 0.0031221 | 0.0031221 | 0.0031221 | 0.17543 | 0.17561 | 0.17622 | 0.17591 | 0.17491 | 0.17509 | 0.17626 | 0.17726 | 0.17609 | 0.17609 | 0.17609 | 0.17609 | 0.17609 | 0.17609 | 0.17609 | 0.17609 | 0.17609 | 0.17609 | 0.17609 | 0.17609 | 252.7232 | 174.1007 | 0.00010196 | 4261.9324 | 2414.9058 | 10.9411 | 7.54 | 426.824 | 18.4811 | 408.3429 | -2006.5629 | FALSE
| 60443501 | PLD001 | PLD | 22KV | 114.02 | 22 | 42177.4532 | 4.348% | Single phase | 44.74 | 0.0011805 | 0.0013111 | 0.0014567 | 0.0016193 | 0.0018008 | 0.0020033 | 0.0022296 | 0.0024822 | 0.0027645 | 0.0030799 | 0.0034323 | 0.003737 | 0.003737 | 0.003737 | 0.003737 | 0.003737 | 0.003737 | 0.003737 | 0.003737 | 0.003737 | 0.17543 | 0.17561 | 0.17622 | 0.17591 | 0.17491 | 0.17509 | 0.17626 | 0.17726 | 0.17609 | 0.17609 | 0.17609 | 0.17609 | 0.17609 | 0.17609 | 0.17609 | 0.17609 | 0.17609 | 0.17609 | 0.17609 | 0.17609 | 286.3278 | 236.0823 | 0.00012204 | 5101.2548 | 2890.4845 | 13.0958 | 10.8021 | 522.4101 | 23.8979 | 498.5122 | -2391.9724 | FALSE
| 60443502 | PLD001 | PLD | 22KV | 117.77 | 22 | 42177.4532 | 4.348% | Single phase | 44.74 | 0.0014821 | 0.0016076 | 0.0017442 | 0.0018929 | 0.0020547 | 0.0022308 | 0.0024226 | 0.0026315 | 0.0028589 | 0.0031066 | 0.0033764 | 0.0036703 | 0.0038599 | 0.0038599 | 0.0038599 | 0.0038599 | 0.0038599 | 0.0038599 | 0.0038599 | 0.0038599 | 0.17543 | 0.17561 | 0.17622 | 0.17591 | 0.17491 | 0.17509 | 0.17626 | 0.17726 | 0.17609 | 0.17609 | 0.17609 | 0.17609 | 0.17609 | 0.17609 | 0.17609 | 0.17609 | 0.17609 | 0.17609 | 0.17609 | 0.17609 | 303.6395 | 258.6072 | 0.00012606 | 5269.0298 | 2985.5496 | 13.5265 | 11.5244 | 562.2467 | 25.0509 | 537.1958 | -2448.3538 | FALSE
| 60443506 | PLD001 | PLD | 22KV | 32.24 | 22 | 42177.4532 | 4.348% | Single phase | 44.74 | 0.00041348 | 0.00045282 | 0.00049605 | 0.00054356 | 0.0005958 | 0.00065324 | 0.00071641 | 0.00078588 | 0.00086231 | 0.00094639 | 0.0010389 | 0.0010567 | 0.0010567 | 0.0010567 | 0.0010567 | 0.0010567 | 0.0010567 | 0.0010567 | 0.0010567 | 0.0010567 | 0.17543 | 0.17561 | 0.17622 | 0.17591 | 0.17491 | 0.17509 | 0.17626 | 0.17726 | 0.17609 | 0.17609 | 0.17609 | 0.17609 | 0.17609 | 0.17609 | 0.17609 | 0.17609 | 0.17609 | 0.17609 | 0.17609 | 0.17609 | 86.5358 | 20.176 | 3.4509e-05 | 1442.4176 | 817.3059 | 3.7029 | 0.86365 | 106.7118 | 4.5666 | 102.1452 | -715.1607 | FALSE
| 60443507 | PLD001 | PLD | 22KV | 244.28 | 22 | 42177.4532 | 4.348% | Single phase | 44.74 | 0.0031329 | 0.003431 | 0.0037585 | 0.0041185 | 0.0045143 | 0.0049496 | 0.0054282 | 0.0059546 | 0.0065336 | 0.0071707 | 0.0078718 | 0.0080062 | 0.0080062 | 0.0080062 | 0.0080062 | 0.0080062 | 0.0080062 | 0.0080062 | 0.0080062 | 0.0080062 | 0.17543 | 0.17561 | 0.17622 | 0.17591 | 0.17491 | 0.17509 | 0.17626 | 0.17726 | 0.17609 | 0.17609 | 0.17609 | 0.17609 | 0.17609 | 0.17609 | 0.17609 | 0.17609 | 0.17609 | 0.17609 | 0.17609 | 0.17609 | 655.6753 | 1158.2984 | 0.00026147 | 10929.0872 | 6192.6641 | 28.0568 | 49.5819 | 1813.9737 | 77.6388 | 1736.3349 | -4456.3292 | FALSE
| 60443508 | PLD001 | PLD | 22KV | 80.76 | 22 | 42177.4532 | 4.348% | Single phase | 44.74 | 0.0010327 | 0.0011292 | 0.0012352 | 0.0013514 | 0.001479 | 0.0016191 | 0.001773 | 0.0019419 | 0.0021274 | 0.0023312 | 0.0025551 | 0.0026469 | 0.0026469 | 0.0026469 | 0.0026469 | 0.0026469 | 0.0026469 | 0.0026469 | 0.0026469 | 0.0026469 | 0.17543 | 0.17561 | 0.17622 | 0.17591 | 0.17491 | 0.17509 | 0.17626 | 0.17726 | 0.17609 | 0.17609 | 0.17609 | 0.17609 | 0.17609 | 0.17609 | 0.17609 | 0.17609 | 0.17609 | 0.17609 | 0.17609 | 0.17609 | 215.4828 | 125.85 | 8.6443e-05 | 3613.2024 | 2047.3209 | 9.2757 | 5.4193 | 341.3328 | 14.695 | 326.6378 | -1720.6831 | FALSE
| 60443516 | PLD001 | PLD | 22KV | 121.09 | 22 | 42177.4532 | 4.348% | Three phase | 97.13 | 0.0010325 | 0.0011182 | 0.0012113 | 0.0013126 | 0.0014227 | 0.0015425 | 0.0016728 | 0.0018145 | 0.0019686 | 0.0021364 | 0.002319 | 0.0025177 | 0.002734 | 0.0029696 | 0.003226 | 0.0035053 | 0.0038094 | 0.0039687 | 0.0039687 | 0.0039687 | 0.17543 | 0.17561 | 0.17622 | 0.17591 | 0.17491 | 0.17509 | 0.17626 | 0.17726 | 0.17609 | 0.17609 | 0.17609 | 0.17609 | 0.17609 | 0.17609 | 0.17609 | 0.17609 | 0.17609 | 0.17609 | 0.17609 | 0.17609 | 237.8037 | 452.0769 | 0.00012961 | 11761.4717 | 6664.3117 | 13.9078 | 26.4498 | 689.8806 | 40.3576 | 649.523 | -6014.7887 | FALSE
| 60443517 | PLD001 | PLD | 22KV | 610.8 | 22 | 42177.4532 | 4.348% | Three phase | 97.13 | 0.0052081 | 0.0056404 | 0.0061103 | 0.0066211 | 0.0071766 | 0.0077806 | 0.0084377 | 0.0091525 | 0.0099302 | 0.010776 | 0.011697 | 0.0127 | 0.013791 | 0.014979 | 0.016273 | 0.017681 | 0.019215 | 0.020019 | 0.020019 | 0.020019 | 0.17543 | 0.17561 | 0.17622 | 0.17591 | 0.17491 | 0.17509 | 0.17626 | 0.17726 | 0.17609 | 0.17609 | 0.17609 | 0.17609 | 0.17609 | 0.17609 | 0.17609 | 0.17609 | 0.17609 | 0.17609 | 0.17609 | 0.17609 | 1199.5251 | 11502.5416 | 0.00065378 | 59327.004 | 33616.0011 | 70.1536 | 672.9816 | 12702.0667 | 743.1351 | 11958.9316 | -21657.0695 | FALSE
| 60443518 | PLD001 | PLD | 22KV | 1067.94 | 22 | 42177.4532 | 4.348% | Three phase | 97.13 | 0.0091061 | 0.0098618 | 0.010683 | 0.011577 | 0.012548 | 0.013604 | 0.014753 | 0.016002 | 0.017362 | 0.018842 | 0.020452 | 0.022205 | 0.024113 | 0.02619 | 0.028451 | 0.030914 | 0.033596 | 0.035001 | 0.035001 | 0.035001 | 0.17543 | 0.17561 | 0.17622 | 0.17591 | 0.17491 | 0.17509 | 0.17626 | 0.17726 | 0.17609 | 0.17609 | 0.17609 | 0.17609 | 0.17609 | 0.17609 | 0.17609 | 0.17609 | 0.17609 | 0.17609 | 0.17609 | 0.17609 | 2097.2836 | 35163.2869 | 0.0011431 | 103729.0122 | 58775.1673 | 122.6585 | 2057.3056 | 37260.5705 | 2179.9641 | 35080.6063 | -23694.561 | FALSE
| 60443520 | PLD001 | PLD | 22KV | 60.12 | 22 | 42177.4532 | 4.348% | Single phase | 44.74 | 0.00068497 | 0.00076707 | 0.00085945 | 0.0009634 | 0.0010804 | 0.0012122 | 0.0013606 | 0.0015277 | 0.0017161 | 0.0019284 | 0.0019704 | 0.0019704 | 0.0019704 | 0.0019704 | 0.0019704 | 0.0019704 | 0.0019704 | 0.0019704 | 0.0019704 | 0.0019704 | 0.17543 | 0.17561 | 0.17622 | 0.17591 | 0.17491 | 0.17509 | 0.17626 | 0.17726 | 0.17609 | 0.17609 | 0.17609 | 0.17609 | 0.17609 | 0.17609 | 0.17609 | 0.17609 | 0.17609 | 0.17609 | 0.17609 | 0.17609 | 161.3448 | 70.145 | 6.435e-05 | 2689.7688 | 1524.0829 | 6.9051 | 3.0032 | 231.4897 | 9.9083 | 221.5814 | -1302.5015 | FALSE
| 60443523 | PLD001 | PLD | 22KV | 319.48 | 22 | 42177.4532 | 4.348% | Single phase | 44.74 | 0.0030237 | 0.003353 | 0.0037198 | 0.0041285 | 0.004584 | 0.0050918 | 0.005658 | 0.0062896 | 0.0069941 | 0.0077802 | 0.0086575 | 0.0096367 | 0.010471 | 0.010471 | 0.010471 | 0.010471 | 0.010471 | 0.010471 | 0.010471 | 0.010471 | 0.17543 | 0.17561 | 0.17622 | 0.17591 | 0.17491 | 0.17509 | 0.17626 | 0.17726 | 0.17609 | 0.17609 | 0.17609 | 0.17609 | 0.17609 | 0.17609 | 0.17609 | 0.17609 | 0.17609 | 0.17609 | 0.17609 | 0.17609 | 761.4958 | 1759.239 | 0.00034196 | 14293.5352 | 8099.0352 | 36.694 | 84.8077 | 2520.7348 | 121.5016 | 2399.2332 | -5699.802 | FALSE
| 60443526 | PLD001 | PLD | 22KV | 101.98 | 22 | 42177.4532 | 4.348% | Three phase | 97.13 | 0.00079023 | 0.00085572 | 0.00092692 | 0.0010043 | 0.0010885 | 0.00118 | 0.0012796 | 0.001388 | 0.0015059 | 0.0016342 | 0.0017738 | 0.0019258 | 0.0020913 | 0.0022714 | 0.0024677 | 0.0026814 | 0.0029141 | 0.0031677 | 0.0033424 | 0.0033424 | 0.17543 | 0.17561 | 0.17622 | 0.17591 | 0.17491 | 0.17509 | 0.17626 | 0.17726 | 0.17609 | 0.17609 | 0.17609 | 0.17609 | 0.17609 | 0.17609 | 0.17609 | 0.17609 | 0.17609 | 0.17609 | 0.17609 | 0.17609 | 184.821 | 295.9031 | 0.00010916 | 9905.3174 | 5612.5733 | 11.7129 | 18.7601 | 480.7241 | 30.473 | 450.2511 | -5162.3223 | FALSE
| 60443527 | PLD001 | PLD | 22KV | 908.69 | 22 | 42177.4532 | 4.348% | Three phase | 97.13 | 0.0070414 | 0.0076249 | 0.0082593 | 0.008949 | 0.009699 | 0.010515 | 0.011402 | 0.012367 | 0.013418 | 0.014561 | 0.015805 | 0.01716 | 0.018634 | 0.02024 | 0.021988 | 0.023892 | 0.025966 | 0.028226 | 0.029782 | 0.029782 | 0.17543 | 0.17561 | 0.17622 | 0.17591 | 0.17491 | 0.17509 | 0.17626 | 0.17726 | 0.17609 | 0.17609 | 0.17609 | 0.17609 | 0.17609 | 0.17609 | 0.17609 | 0.17609 | 0.17609 | 0.17609 | 0.17609 | 0.17609 | 1646.8429 | 23493.6743 | 0.00097263 | 88261.0597 | 50010.6811 | 104.3678 | 1489.4866 | 25140.5172 | 1593.8544 | 23546.6628 | -26464.0183 | FALSE
| 60443536 | PLD001 | PLD | 22KV | 593.4 | 22 | 42177.4532 | 4.348% | Three phase | 97.13 | 0.0045328 | 0.0049978 | 0.005513 | 0.006084 | 0.0067169 | 0.0074185 | 0.0081966 | 0.0090597 | 0.010017 | 0.01108 | 0.012259 | 0.013568 | 0.015022 | 0.016636 | 0.018428 | 0.019449 | 0.019449 | 0.019449 | 0.019449 | 0.019449 | 0.17543 | 0.17561 | 0.17622 | 0.17591 | 0.17491 | 0.17509 | 0.17626 | 0.17726 | 0.17609 | 0.17609 | 0.17609 | 0.17609 | 0.17609 | 0.17609 | 0.17609 | 0.17609 | 0.17609 | 0.17609 | 0.17609 | 0.17609 | 1210.1134 | 11272.9298 | 0.00063516 | 57636.942 | 32658.3743 | 68.1551 | 635.1849 | 12483.0433 | 703.34 | 11779.7032 | -20878.6711 | FALSE
| 60443538 | PLD001 | PLD | 22KV | 551.18 | 22 | 42177.4532 | 4.348% | Single phase | 44.74 | 0.0054333 | 0.0058888 | 0.0063841 | 0.006923 | 0.0075092 | 0.0081471 | 0.0088413 | 0.0095969 | 0.010419 | 0.011315 | 0.01229 | 0.013352 | 0.014508 | 0.015768 | 0.01714 | 0.018065 | 0.018065 | 0.018065 | 0.018065 | 0.018065 | 0.17543 | 0.17561 | 0.17622 | 0.17591 | 0.17491 | 0.17509 | 0.17626 | 0.17726 | 0.17609 | 0.17609 | 0.17609 | 0.17609 | 0.17609 | 0.17609 | 0.17609 | 0.17609 | 0.17609 | 0.17609 | 0.17609 | 0.17609 | 1212.8354 | 4834.2421 | 0.00058996 | 24659.7932 | 13972.7878 | 63.3059 | 252.4263 | 6047.0775 | 315.7322 | 5731.3453 | -8241.4425 | FALSE
| 60443539 | PLD001 | PLD | 22KV | 120.58 | 22 | 42177.4532 | 4.348% | Single phase | 44.74 | 0.0011886 | 0.0012883 | 0.0013966 | 0.0015145 | 0.0016428 | 0.0017823 | 0.0019342 | 0.0020995 | 0.0022794 | 0.0024753 | 0.0026886 | 0.0029209 | 0.0031739 | 0.0034495 | 0.0037497 | 0.003952 | 0.003952 | 0.003952 | 0.003952 | 0.003952 | 0.17543 | 0.17561 | 0.17622 | 0.17591 | 0.17491 | 0.17509 | 0.17626 | 0.17726 | 0.17609 | 0.17609 | 0.17609 | 0.17609 | 0.17609 | 0.17609 | 0.17609 | 0.17609 | 0.17609 | 0.17609 | 0.17609 | 0.17609 | 265.3284 | 231.362 | 0.00012906 | 5394.7492 | 3056.785 | 13.8492 | 12.0809 | 496.6904 | 25.9301 | 470.7603 | -2586.0247 | FALSE
| 60443547 | PLD001 | PLD | 22KV | 235.04 | 22 | 42177.4532 | 4.348% | Single phase | 44.74 | 0.0030055 | 0.0032864 | 0.0035947 | 0.0039331 | 0.0043045 | 0.0047122 | 0.0051599 | 0.0056515 | 0.0061915 | 0.0067846 | 0.0074362 | 0.0077034 | 0.0077034 | 0.0077034 | 0.0077034 | 0.0077034 | 0.0077034 | 0.0077034 | 0.0077034 | 0.0077034 | 0.17543 | 0.17561 | 0.17622 | 0.17591 | 0.17491 | 0.17509 | 0.17626 | 0.17726 | 0.17609 | 0.17609 | 0.17609 | 0.17609 | 0.17609 | 0.17609 | 0.17609 | 0.17609 | 0.17609 | 0.17609 | 0.17609 | 0.17609 | 627.1307 | 1065.968 | 0.00025158 | 10515.6896 | 5958.4238 | 26.9956 | 45.902 | 1693.0987 | 72.8975 | 1620.2012 | -4338.2226 | FALSE
| 60443550 | PLD001 | PLD | 22KV | 490.85 | 22 | 42177.4532 | 4.348% | Single phase | 44.74 | 0.0063773 | 0.0070299 | 0.007752 | 0.0085511 | 0.0094357 | 0.010415 | 0.011499 | 0.0127 | 0.01403 | 0.015504 | 0.016087 | 0.016087 | 0.016087 | 0.016087 | 0.016087 | 0.016087 | 0.016087 | 0.016087 | 0.016087 | 0.016087 | 0.17543 | 0.17561 | 0.17622 | 0.17591 | 0.17491 | 0.17509 | 0.17626 | 0.17726 | 0.17609 | 0.17609 | 0.17609 | 0.17609 | 0.17609 | 0.17609 | 0.17609 | 0.17609 | 0.17609 | 0.17609 | 0.17609 | 0.17609 | 1347.4286 | 4782.9554 | 0.00052539 | 21960.629 | 12443.3812 | 56.3767 | 200.1913 | 6130.384 | 256.568 | 5873.816 | -6569.5653 | FALSE
| 60443551 | PLD001 | PLD | 22KV | 40.98 | 22 | 42177.4532 | 4.348% | Three phase | 97.13 | 0.00028871 | 0.0003126 | 0.00033858 | 0.00036682 | 0.00039753 | 0.00043093 | 0.00046727 | 0.00050681 | 0.00054983 | 0.00059666 | 0.00064764 | 0.00070313 | 0.00076355 | 0.00082935 | 0.00090101 | 0.00097907 | 0.0010641 | 0.0011567 | 0.0012577 | 0.0013431 | 0.17543 | 0.17561 | 0.17622 | 0.17591 | 0.17491 | 0.17509 | 0.17626 | 0.17726 | 0.17609 | 0.17609 | 0.17609 | 0.17609 | 0.17609 | 0.17609 | 0.17609 | 0.17609 | 0.17609 | 0.17609 | 0.17609 | 0.17609 | 68.1016 | 43.8138 | 4.3864e-05 | 3980.3874 | 2255.3761 | 4.7068 | 3.0293 | 111.9154 | 7.7361 | 104.1793 | -2151.1968 | FALSE
| 60443552 | PLD001 | PLD | 22KV | 947.6 | 22 | 42177.4532 | 4.348% | Three phase | 97.13 | 0.0066761 | 0.0072285 | 0.007829 | 0.008482 | 0.0091922 | 0.0099646 | 0.010805 | 0.011719 | 0.012714 | 0.013797 | 0.014976 | 0.016259 | 0.017656 | 0.019177 | 0.020834 | 0.022639 | 0.024606 | 0.026748 | 0.029082 | 0.031057 | 0.17543 | 0.17561 | 0.17622 | 0.17591 | 0.17491 | 0.17509 | 0.17626 | 0.17726 | 0.17609 | 0.17609 | 0.17609 | 0.17609 | 0.17609 | 0.17609 | 0.17609 | 0.17609 | 0.17609 | 0.17609 | 0.17609 | 0.17609 | 1574.7462 | 23427.0344 | 0.0010143 | 92040.388 | 52152.1326 | 108.8368 | 1619.7769 | 25001.7806 | 1728.6138 | 23273.1668 | -28878.9658 | FALSE
| 60443553 | PLD001 | PLD | 22KV | 73.45 | 22 | 42177.4532 | 4.348% | Three phase | 97.13 | 0.00051747 | 0.00056029 | 0.00060684 | 0.00065746 | 0.0007125 | 0.00077237 | 0.00083751 | 0.00090837 | 0.00098549 | 0.0010694 | 0.0011608 | 0.0012602 | 0.0013685 | 0.0014865 | 0.0016149 | 0.0017548 | 0.0019072 | 0.0020733 | 0.0022542 | 0.0024073 | 0.17543 | 0.17561 | 0.17622 | 0.17591 | 0.17491 | 0.17509 | 0.17626 | 0.17726 | 0.17609 | 0.17609 | 0.17609 | 0.17609 | 0.17609 | 0.17609 | 0.17609 | 0.17609 | 0.17609 | 0.17609 | 0.17609 | 0.17609 | 122.0611 | 140.7508 | 7.8618e-05 | 7134.1985 | 4042.3957 | 8.4361 | 9.7317 | 262.8119 | 18.1678 | 244.6441 | -3797.7516 | FALSE
| 60443559 | PLD001 | PLD | 22KV | 1963.62 | 22 | 42177.4532 | 4.348% | Three phase | 97.13 | 0.01332 | 0.014683 | 0.016194 | 0.017868 | 0.019723 | 0.021781 | 0.024063 | 0.026594 | 0.029403 | 0.03252 | 0.03598 | 0.039822 | 0.044088 | 0.048826 | 0.05409 | 0.059938 | 0.064357 | 0.064357 | 0.064357 | 0.064357 | 0.17543 | 0.17561 | 0.17622 | 0.17591 | 0.17491 | 0.17509 | 0.17626 | 0.17726 | 0.17609 | 0.17609 | 0.17609 | 0.17609 | 0.17609 | 0.17609 | 0.17609 | 0.17609 | 0.17609 | 0.17609 | 0.17609 | 0.17609 | 3681.1477 | 113474.746 | 0.0021018 | 190726.4106 | 108069.8298 | 225.5321 | 6955.3661 | 117155.8937 | 7180.8982 | 109974.9954 | 1905.1656 | TRUE
| 60443560 | PLD001 | PLD | 22KV | 34.44 | 22 | 42177.4532 | 4.348% | Single phase | 44.74 | 0.00044038 | 0.00048156 | 0.00052673 | 0.00057631 | 0.00063073 | 0.00069048 | 0.00075607 | 0.00082811 | 0.00090723 | 0.00099413 | 0.0010896 | 0.0011288 | 0.0011288 | 0.0011288 | 0.0011288 | 0.0011288 | 0.0011288 | 0.0011288 | 0.0011288 | 0.0011288 | 0.17543 | 0.17561 | 0.17622 | 0.17591 | 0.17491 | 0.17509 | 0.17626 | 0.17726 | 0.17609 | 0.17609 | 0.17609 | 0.17609 | 0.17609 | 0.17609 | 0.17609 | 0.17609 | 0.17609 | 0.17609 | 0.17609 | 0.17609 | 91.8924 | 22.8869 | 3.6863e-05 | 1540.8456 | 873.0774 | 3.9556 | 0.98554 | 114.7793 | 4.9412 | 109.8381 | -763.2393 | FALSE
| 60443568 | PLD001 | PLD | 22KV | 3420.45 | 22 | 42177.4532 | 4.348% | Single phase | 44.74 | 0.018164 | 0.019659 | 0.021285 | 0.023053 | 0.024976 | 0.027068 | 0.029344 | 0.031822 | 0.034519 | 0.037455 | 0.040652 | 0.044134 | 0.047927 | 0.052058 | 0.056559 | 0.061465 | 0.06681 | 0.072637 | 0.078989 | 0.085914 | 0.17543 | 0.17561 | 0.17622 | 0.17591 | 0.17491 | 0.17509 | 0.17626 | 0.17726 | 0.17609 | 0.17609 | 0.17609 | 0.17609 | 0.17609 | 0.17609 | 0.17609 | 0.17609 | 0.17609 | 0.17609 | 0.17609 | 0.17609 | 4282.6343 | 105929.8918 | 0.0036611 | 153030.933 | 86710.7331 | 392.8567 | 9721.0726 | 110212.526 | 10113.9293 | 100098.5967 | 13387.8636 | TRUE
| 60443570 | PLD001 | PLD | 22KV | 990.42 | 22 | 42177.4532 | 4.348% | Single phase | 44.74 | 0.012914 | 0.01426 | 0.015754 | 0.017409 | 0.019245 | 0.021281 | 0.02354 | 0.026047 | 0.028828 | 0.031916 | 0.032461 | 0.032461 | 0.032461 | 0.032461 | 0.032461 | 0.032461 | 0.032461 | 0.032461 | 0.032461 | 0.032461 | 0.17543 | 0.17561 | 0.17622 | 0.17591 | 0.17491 | 0.17509 | 0.17626 | 0.17726 | 0.17609 | 0.17609 | 0.17609 | 0.17609 | 0.17609 | 0.17609 | 0.17609 | 0.17609 | 0.17609 | 0.17609 | 0.17609 | 0.17609 | 2735.0621 | 19589.7025 | 0.0010601 | 44311.3908 | 25107.8204 | 113.755 | 815.0542 | 22324.7645 | 928.8092 | 21395.9554 | -3711.865 | FALSE
| 60443601 | PLD001 | PLD | 22KV | 419.82 | 22 | 42177.4532 | 4.348% | Single phase | 44.74 | 0.0053842 | 0.0058964 | 0.0064594 | 0.0070781 | 0.0077584 | 0.0085063 | 0.0093288 | 0.010234 | 0.011229 | 0.012324 | 0.013528 | 0.01376 | 0.01376 | 0.01376 | 0.01376 | 0.01376 | 0.01376 | 0.01376 | 0.01376 | 0.01376 | 0.17543 | 0.17561 | 0.17622 | 0.17591 | 0.17491 | 0.17509 | 0.17626 | 0.17726 | 0.17609 | 0.17609 | 0.17609 | 0.17609 | 0.17609 | 0.17609 | 0.17609 | 0.17609 | 0.17609 | 0.17609 | 0.17609 | 0.17609 | 1126.8446 | 3421.1404 | 0.00044936 | 18782.7468 | 10642.7224 | 48.2185 | 146.4448 | 4547.9849 | 194.6633 | 4353.3216 | -6289.4008 | FALSE
| 60443602 | PLD001 | PLD | 22KV | 470.04 | 22 | 42177.4532 | 4.348% | Single phase | 44.74 | 0.0060283 | 0.0066018 | 0.0072321 | 0.0079248 | 0.0086864 | 0.0095239 | 0.010445 | 0.011458 | 0.012572 | 0.013798 | 0.015147 | 0.015405 | 0.015405 | 0.015405 | 0.015405 | 0.015405 | 0.015405 | 0.015405 | 0.015405 | 0.015405 | 0.17543 | 0.17561 | 0.17622 | 0.17591 | 0.17491 | 0.17509 | 0.17626 | 0.17726 | 0.17609 | 0.17609 | 0.17609 | 0.17609 | 0.17609 | 0.17609 | 0.17609 | 0.17609 | 0.17609 | 0.17609 | 0.17609 | 0.17609 | 1261.6407 | 4288.5876 | 0.00050312 | 21029.5896 | 11915.8336 | 53.9866 | 183.5766 | 5550.2283 | 237.5632 | 5312.6651 | -6603.1684 | FALSE
| 60443603 | PLD001 | PLD | 22KV | 303.11 | 22 | 42177.4532 | 4.348% | Single phase | 44.74 | 0.0038874 | 0.0042572 | 0.0046637 | 0.0051104 | 0.0056015 | 0.0061416 | 0.0067354 | 0.0073886 | 0.0081071 | 0.0088977 | 0.0097676 | 0.0099344 | 0.0099344 | 0.0099344 | 0.0099344 | 0.0099344 | 0.0099344 | 0.0099344 | 0.0099344 | 0.0099344 | 0.17543 | 0.17561 | 0.17622 | 0.17591 | 0.17491 | 0.17509 | 0.17626 | 0.17726 | 0.17609 | 0.17609 | 0.17609 | 0.17609 | 0.17609 | 0.17609 | 0.17609 | 0.17609 | 0.17609 | 0.17609 | 0.17609 | 0.17609 | 813.5817 | 1783.3853 | 0.00032444 | 13561.1414 | 7684.0446 | 34.8138 | 76.3393 | 2596.9669 | 111.1531 | 2485.8138 | -5198.2307 | FALSE
| 60443612 | PLD001 | PLD | 22KV | 689.53 | 22 | 42177.4532 | 4.348% | Three phase | 97.13 | 0.0082685 | 0.0090084 | 0.0098174 | 0.010702 | 0.011669 | 0.012727 | 0.013884 | 0.01515 | 0.016536 | 0.018052 | 0.019711 | 0.021527 | 0.022599 | 0.022599 | 0.022599 | 0.022599 | 0.022599 | 0.022599 | 0.022599 | 0.022599 | 0.17543 | 0.17561 | 0.17622 | 0.17591 | 0.17491 | 0.17509 | 0.17626 | 0.17726 | 0.17609 | 0.17609 | 0.17609 | 0.17609 | 0.17609 | 0.17609 | 0.17609 | 0.17609 | 0.17609 | 0.17609 | 0.17609 | 0.17609 | 1757.2096 | 19022.8425 | 0.00073805 | 66974.0489 | 37948.9869 | 79.1962 | 857.6527 | 20780.0521 | 936.8488 | 19843.2033 | -18105.7836 | FALSE
| 60443613 | PLD001 | PLD | 22KV | 116.35 | 22 | 42177.4532 | 4.348% | Three phase | 97.13 | 0.0013952 | 0.0015201 | 0.0016566 | 0.0018058 | 0.001969 | 0.0021475 | 0.0023428 | 0.0025564 | 0.0027902 | 0.003046 | 0.003326 | 0.0036324 | 0.0038133 | 0.0038133 | 0.0038133 | 0.0038133 | 0.0038133 | 0.0038133 | 0.0038133 | 0.0038133 | 0.17543 | 0.17561 | 0.17622 | 0.17591 | 0.17491 | 0.17509 | 0.17626 | 0.17726 | 0.17609 | 0.17609 | 0.17609 | 0.17609 | 0.17609 | 0.17609 | 0.17609 | 0.17609 | 0.17609 | 0.17609 | 0.17609 | 0.17609 | 296.5083 | 541.6289 | 0.00012454 | 11301.0755 | 6403.4409 | 13.3634 | 24.4196 | 838.1372 | 37.783 | 800.3542 | -5603.0867 | FALSE
| 60443614 | PLD001 | PLD | 22KV | 52.76 | 22 | 42177.4532 | 4.348% | Single phase | 44.74 | 0.00054623 | 0.00060666 | 0.00067407 | 0.0007493 | 0.00083326 | 0.000927 | 0.0010317 | 0.0011486 | 0.0012792 | 0.0014251 | 0.0015882 | 0.0017292 | 0.0017292 | 0.0017292 | 0.0017292 | 0.0017292 | 0.0017292 | 0.0017292 | 0.0017292 | 0.0017292 | 0.17543 | 0.17561 | 0.17622 | 0.17591 | 0.17491 | 0.17509 | 0.17626 | 0.17726 | 0.17609 | 0.17609 | 0.17609 | 0.17609 | 0.17609 | 0.17609 | 0.17609 | 0.17609 | 0.17609 | 0.17609 | 0.17609 | 0.17609 | 132.4912 | 50.5488 | 5.6473e-05 | 2360.4824 | 1337.5019 | 6.0598 | 2.3129 | 183.0401 | 8.3727 | 174.6674 | -1162.8345 | FALSE
| 60443619 | PLD001 | PLD | 22KV | 2930.68 | 22 | 42177.4532 | 4.348% | Single phase | 44.74 | 0.036881 | 0.040005 | 0.043404 | 0.047104 | 0.05113 | 0.055514 | 0.060286 | 0.065483 | 0.071142 | 0.077306 | 0.08402 | 0.091334 | 0.096052 | 0.096052 | 0.096052 | 0.096052 | 0.096052 | 0.096052 | 0.096052 | 0.096052 | 0.17543 | 0.17561 | 0.17622 | 0.17591 | 0.17491 | 0.17509 | 0.17626 | 0.17726 | 0.17609 | 0.17609 | 0.17609 | 0.17609 | 0.17609 | 0.17609 | 0.17609 | 0.17609 | 0.17609 | 0.17609 | 0.17609 | 0.17609 | 7555.9998 | 160143.0458 | 0.0031369 | 131118.6232 | 74294.7306 | 336.604 | 7136.4873 | 167699.0456 | 7473.0913 | 160225.9543 | 85931.2237 | TRUE
| 60443624 | PLD001 | PLD | 22KV | 186.99 | 22 | 42177.4532 | 4.348% | Single phase | 44.74 | 0.0016188 | 0.0017579 | 0.0019096 | 0.002075 | 0.0022554 | 0.0024521 | 0.0026667 | 0.0029008 | 0.0031562 | 0.003435 | 0.0037393 | 0.0040714 | 0.004434 | 0.00483 | 0.0052624 | 0.0057346 | 0.0061286 | 0.0061286 | 0.0061286 | 0.0061286 | 0.17543 | 0.17561 | 0.17622 | 0.17591 | 0.17491 | 0.17509 | 0.17626 | 0.17726 | 0.17609 | 0.17609 | 0.17609 | 0.17609 | 0.17609 | 0.17609 | 0.17609 | 0.17609 | 0.17609 | 0.17609 | 0.17609 | 0.17609 | 379.0429 | 512.5452 | 0.00020015 | 8365.9326 | 4740.3236 | 21.4768 | 29.0526 | 891.5882 | 50.5293 | 841.0588 | -3899.2648 | FALSE
| 60443625 | PLD001 | PLD | 22KV | 266.12 | 22 | 42177.4532 | 4.348% | Single phase | 44.74 | 0.0023038 | 0.0025018 | 0.0027177 | 0.0029531 | 0.0032098 | 0.0034898 | 0.0037952 | 0.0041283 | 0.0044919 | 0.0048886 | 0.0053216 | 0.0057943 | 0.0063104 | 0.0068739 | 0.0074893 | 0.0081614 | 0.008722 | 0.008722 | 0.008722 | 0.008722 | 0.17543 | 0.17561 | 0.17622 | 0.17591 | 0.17491 | 0.17509 | 0.17626 | 0.17726 | 0.17609 | 0.17609 | 0.17609 | 0.17609 | 0.17609 | 0.17609 | 0.17609 | 0.17609 | 0.17609 | 0.17609 | 0.17609 | 0.17609 | 539.4455 | 1038.127 | 0.00028485 | 11906.2088 | 6746.3229 | 30.5653 | 58.8441 | 1577.5724 | 89.4094 | 1488.1631 | -5258.1599 | FALSE
| 60443629 | PLD001 | PLD | 22KV | 131.03 | 22 | 42177.4532 | 4.348% | Three phase | 97.13 | 0.001691 | 0.0018578 | 0.0020416 | 0.0022443 | 0.002468 | 0.0027147 | 0.0029868 | 0.0032872 | 0.0036188 | 0.0039847 | 0.0042945 | 0.0042945 | 0.0042945 | 0.0042945 | 0.0042945 | 0.0042945 | 0.0042945 | 0.0042945 | 0.0042945 | 0.0042945 | 0.17543 | 0.17561 | 0.17622 | 0.17591 | 0.17491 | 0.17509 | 0.17626 | 0.17726 | 0.17609 | 0.17609 | 0.17609 | 0.17609 | 0.17609 | 0.17609 | 0.17609 | 0.17609 | 0.17609 | 0.17609 | 0.17609 | 0.17609 | 355.6967 | 731.7298 | 0.00014025 | 12726.9439 | 7211.3697 | 15.0495 | 30.9704 | 1087.4265 | 46.0199 | 1041.4067 | -6169.963 | FALSE
| 60443630 | PLD001 | PLD | 22KV | 644.48 | 22 | 42177.4532 | 4.348% | Three phase | 97.13 | 0.0083174 | 0.0091375 | 0.010042 | 0.011039 | 0.012139 | 0.013352 | 0.014691 | 0.016168 | 0.017799 | 0.019599 | 0.021123 | 0.021123 | 0.021123 | 0.021123 | 0.021123 | 0.021123 | 0.021123 | 0.021123 | 0.021123 | 0.021123 | 0.17543 | 0.17561 | 0.17622 | 0.17591 | 0.17491 | 0.17509 | 0.17626 | 0.17726 | 0.17609 | 0.17609 | 0.17609 | 0.17609 | 0.17609 | 0.17609 | 0.17609 | 0.17609 | 0.17609 | 0.17609 | 0.17609 | 0.17609 | 1749.5186 | 17702.2373 | 0.00068983 | 62598.3424 | 35469.6142 | 74.0219 | 749.2452 | 19451.7559 | 823.2672 | 18628.4888 | -16841.1255 | FALSE
| 60443631 | PLD001 | PLD | 22KV | 348.63 | 22 | 42177.4532 | 4.348% | Single phase | 44.74 | 0.004271 | 0.0047038 | 0.0051823 | 0.0057114 | 0.0062966 | 0.0069439 | 0.0076601 | 0.0084525 | 0.0093296 | 0.010301 | 0.011375 | 0.011426 | 0.011426 | 0.011426 | 0.011426 | 0.011426 | 0.011426 | 0.011426 | 0.011426 | 0.011426 | 0.17543 | 0.17561 | 0.17622 | 0.17591 | 0.17491 | 0.17509 | 0.17626 | 0.17726 | 0.17609 | 0.17609 | 0.17609 | 0.17609 | 0.17609 | 0.17609 | 0.17609 | 0.17609 | 0.17609 | 0.17609 | 0.17609 | 0.17609 | 929.2937 | 2342.9046 | 0.00037316 | 15597.7062 | 8838.0075 | 40.042 | 100.9897 | 3272.1984 | 141.0317 | 3131.1666 | -5706.8409 | FALSE
| 60443634 | PLD001 | PLD | 22KV | 189.51 | 22 | 42177.4532 | 4.348% | Single phase | 44.74 | 0.0023849 | 0.0025869 | 0.0028067 | 0.0030459 | 0.0033063 | 0.0035898 | 0.0038984 | 0.0042344 | 0.0046004 | 0.0049989 | 0.0054331 | 0.005906 | 0.0062111 | 0.0062111 | 0.0062111 | 0.0062111 | 0.0062111 | 0.0062111 | 0.0062111 | 0.0062111 | 0.17543 | 0.17561 | 0.17622 | 0.17591 | 0.17491 | 0.17509 | 0.17626 | 0.17726 | 0.17609 | 0.17609 | 0.17609 | 0.17609 | 0.17609 | 0.17609 | 0.17609 | 0.17609 | 0.17609 | 0.17609 | 0.17609 | 0.17609 | 488.6025 | 669.631 | 0.00020285 | 8478.6774 | 4804.2073 | 21.7662 | 29.8409 | 1158.2335 | 51.6071 | 1106.6264 | -3697.581 | FALSE
| 60443644 | PLD001 | PLD | 22KV | 45.47 | 22 | 42177.4532 | 4.348% | Single phase | 44.74 | 0.00057814 | 0.00063039 | 0.00068754 | 0.00075008 | 0.00081853 | 0.00089344 | 0.00097545 | 0.0010652 | 0.0011636 | 0.0012712 | 0.0013892 | 0.0014903 | 0.0014903 | 0.0014903 | 0.0014903 | 0.0014903 | 0.0014903 | 0.0014903 | 0.0014903 | 0.0014903 | 0.17543 | 0.17561 | 0.17622 | 0.17591 | 0.17491 | 0.17509 | 0.17626 | 0.17726 | 0.17609 | 0.17609 | 0.17609 | 0.17609 | 0.17609 | 0.17609 | 0.17609 | 0.17609 | 0.17609 | 0.17609 | 0.17609 | 0.17609 | 119.9706 | 39.4498 | 4.867e-05 | 2034.3278 | 1152.6954 | 5.2225 | 1.7179 | 159.4204 | 6.9404 | 152.4801 | -1000.2153 | FALSE
| 60443645 | PLD001 | PLD | 22KV | 839.29 | 22 | 42177.4532 | 4.348% | Three phase | 97.13 | 0.010562 | 0.011457 | 0.01243 | 0.01349 | 0.014643 | 0.015898 | 0.017265 | 0.018753 | 0.020374 | 0.022139 | 0.024062 | 0.026156 | 0.027508 | 0.027508 | 0.027508 | 0.027508 | 0.027508 | 0.027508 | 0.027508 | 0.027508 | 0.17543 | 0.17561 | 0.17622 | 0.17591 | 0.17491 | 0.17509 | 0.17626 | 0.17726 | 0.17609 | 0.17609 | 0.17609 | 0.17609 | 0.17609 | 0.17609 | 0.17609 | 0.17609 | 0.17609 | 0.17609 | 0.17609 | 0.17609 | 2163.892 | 28513.6484 | 0.00089835 | 81520.2377 | 46191.1813 | 96.3969 | 1270.6595 | 30677.5404 | 1367.0564 | 29310.484 | -16880.6973 | FALSE
| 60443668 | PLD001 | PLD | 22KV | 66.89 | 22 | 42177.4532 | 4.348% | Single phase | 44.74 | 0.0008661 | 0.00095309 | 0.0010492 | 0.0011553 | 0.0012726 | 0.0014022 | 0.0015454 | 0.0017037 | 0.0018788 | 0.0020724 | 0.0021923 | 0.0021923 | 0.0021923 | 0.0021923 | 0.0021923 | 0.0021923 | 0.0021923 | 0.0021923 | 0.0021923 | 0.0021923 | 0.17543 | 0.17561 | 0.17622 | 0.17591 | 0.17491 | 0.17509 | 0.17626 | 0.17726 | 0.17609 | 0.17609 | 0.17609 | 0.17609 | 0.17609 | 0.17609 | 0.17609 | 0.17609 | 0.17609 | 0.17609 | 0.17609 | 0.17609 | 182.5749 | 88.317 | 7.1597e-05 | 2992.6586 | 1695.707 | 7.6827 | 3.7177 | 270.8919 | 11.4003 | 259.4916 | -1436.2154 | FALSE
| 60443669 | PLD001 | PLD | 22KV | 98.58 | 22 | 42177.4532 | 4.348% | Single phase | 44.74 | 0.0012534 | 0.0013667 | 0.0014906 | 0.0016262 | 0.0017746 | 0.001937 | 0.0021148 | 0.0023095 | 0.0025226 | 0.002756 | 0.0030117 | 0.0032309 | 0.0032309 | 0.0032309 | 0.0032309 | 0.0032309 | 0.0032309 | 0.0032309 | 0.0032309 | 0.0032309 | 0.17543 | 0.17561 | 0.17622 | 0.17591 | 0.17491 | 0.17509 | 0.17626 | 0.17726 | 0.17609 | 0.17609 | 0.17609 | 0.17609 | 0.17609 | 0.17609 | 0.17609 | 0.17609 | 0.17609 | 0.17609 | 0.17609 | 0.17609 | 260.099 | 185.427 | 0.00010552 | 4410.4692 | 2499.07 | 11.3224 | 8.0747 | 445.526 | 19.3971 | 426.1289 | -2072.9412 | FALSE
| 60443685 | PLD001 | PLD | 22KV | 48.42 | 22 | 42177.4532 | 4.348% | Single phase | 44.74 | 0.00062099 | 0.00068007 | 0.00074499 | 0.00081636 | 0.00089481 | 0.00098108 | 0.0010759 | 0.0011803 | 0.0012951 | 0.0014213 | 0.0015603 | 0.001587 | 0.001587 | 0.001587 | 0.001587 | 0.001587 | 0.001587 | 0.001587 | 0.001587 | 0.001587 | 0.17543 | 0.17561 | 0.17622 | 0.17591 | 0.17491 | 0.17509 | 0.17626 | 0.17726 | 0.17609 | 0.17609 | 0.17609 | 0.17609 | 0.17609 | 0.17609 | 0.17609 | 0.17609 | 0.17609 | 0.17609 | 0.17609 | 0.17609 | 129.9648 | 45.5087 | 5.1827e-05 | 2166.3108 | 1227.4799 | 5.5613 | 1.948 | 175.4735 | 7.5093 | 167.9641 | -1059.5158 | FALSE
| 60443693 | PLD001 | PLD | 22KV | 1484.32 | 22 | 42177.4532 | 4.348% | Three phase | 97.13 | 0.0095123 | 0.010298 | 0.011152 | 0.012081 | 0.013092 | 0.014191 | 0.015387 | 0.016688 | 0.018104 | 0.019645 | 0.021323 | 0.02315 | 0.025139 | 0.027306 | 0.029666 | 0.032236 | 0.035038 | 0.03809 | 0.041416 | 0.045041 | 0.17543 | 0.17561 | 0.17622 | 0.17591 | 0.17491 | 0.17509 | 0.17626 | 0.17726 | 0.17609 | 0.17609 | 0.17609 | 0.17609 | 0.17609 | 0.17609 | 0.17609 | 0.17609 | 0.17609 | 0.17609 | 0.17609 | 0.17609 | 2245.5875 | 52328.5937 | 0.0015888 | 144172.0016 | 81691.0654 | 170.482 | 3974.2957 | 54574.1812 | 4144.7777 | 50429.4035 | -31261.6619 | FALSE
| 60443697 | PLD001 | PLD | 22KV | 829.26 | 22 | 42177.4532 | 4.348% | Three phase | 97.13 | 0.010544 | 0.011497 | 0.012539 | 0.01368 | 0.014928 | 0.016294 | 0.01779 | 0.019427 | 0.02122 | 0.023184 | 0.025335 | 0.027179 | 0.027179 | 0.027179 | 0.027179 | 0.027179 | 0.027179 | 0.027179 | 0.027179 | 0.027179 | 0.17543 | 0.17561 | 0.17622 | 0.17591 | 0.17491 | 0.17509 | 0.17626 | 0.17726 | 0.17609 | 0.17609 | 0.17609 | 0.17609 | 0.17609 | 0.17609 | 0.17609 | 0.17609 | 0.17609 | 0.17609 | 0.17609 | 0.17609 | 2187.9661 | 28486.1738 | 0.00088761 | 80546.0238 | 45639.17 | 95.2449 | 1240.4708 | 30674.1399 | 1335.7157 | 29338.4243 | -16300.7458 | FALSE
| 60443698 | PLD001 | PLD | 22KV | 281.13 | 22 | 42177.4532 | 4.348% | Three phase | 97.13 | 0.0035745 | 0.0038975 | 0.0042509 | 0.0046376 | 0.0050608 | 0.0055239 | 0.006031 | 0.0065861 | 0.007194 | 0.0078597 | 0.0085888 | 0.009214 | 0.009214 | 0.009214 | 0.009214 | 0.009214 | 0.009214 | 0.009214 | 0.009214 | 0.009214 | 0.17543 | 0.17561 | 0.17622 | 0.17591 | 0.17491 | 0.17509 | 0.17626 | 0.17726 | 0.17609 | 0.17609 | 0.17609 | 0.17609 | 0.17609 | 0.17609 | 0.17609 | 0.17609 | 0.17609 | 0.17609 | 0.17609 | 0.17609 | 741.7492 | 3273.9125 | 0.00030091 | 27306.1569 | 15472.2763 | 32.2893 | 142.5672 | 4015.6617 | 174.8564 | 3840.8053 | -11631.4711 | FALSE
| 60443702 | PLD001 | PLD | 22KV | 77.75 | 22 | 42177.4532 | 4.348% | Three phase | 97.13 | 0.00064786 | 0.00070506 | 0.00076755 | 0.00083584 | 0.00091048 | 0.00099209 | 0.0010813 | 0.0011789 | 0.0012856 | 0.0014023 | 0.00153 | 0.0016698 | 0.0018227 | 0.0019901 | 0.0021734 | 0.002374 | 0.0025482 | 0.0025482 | 0.0025482 | 0.0025482 | 0.17543 | 0.17561 | 0.17622 | 0.17591 | 0.17491 | 0.17509 | 0.17626 | 0.17726 | 0.17609 | 0.17609 | 0.17609 | 0.17609 | 0.17609 | 0.17609 | 0.17609 | 0.17609 | 0.17609 | 0.17609 | 0.17609 | 0.17609 | 155.3925 | 189.6748 | 8.3221e-05 | 7551.8575 | 4279.0506 | 8.93 | 10.9045 | 345.0673 | 19.8345 | 325.2328 | -3953.8178 | FALSE
| 60443704 | PLD001 | PLD | 22KV | 22.33 | 22 | 42177.4532 | 4.348% | Three phase | 97.13 | 0.00028392 | 0.00030958 | 0.00033765 | 0.00036836 | 0.00040197 | 0.00043876 | 0.00047904 | 0.00052313 | 0.00057141 | 0.00062429 | 0.0006822 | 0.00073186 | 0.00073186 | 0.00073186 | 0.00073186 | 0.00073186 | 0.00073186 | 0.00073186 | 0.00073186 | 0.00073186 | 0.17543 | 0.17561 | 0.17622 | 0.17591 | 0.17491 | 0.17509 | 0.17626 | 0.17726 | 0.17609 | 0.17609 | 0.17609 | 0.17609 | 0.17609 | 0.17609 | 0.17609 | 0.17609 | 0.17609 | 0.17609 | 0.17609 | 0.17609 | 58.9167 | 20.6552 | 2.3901e-05 | 2168.9129 | 1228.9543 | 2.5647 | 0.89946 | 79.572 | 3.4642 | 76.1078 | -1152.8465 | FALSE
| 60443707 | PLD001 | PLD | 22KV | 60.18 | 22 | 42177.4532 | 4.348% | Single phase | 44.74 | 0.00043049 | 0.00046743 | 0.00050771 | 0.00055163 | 0.00059954 | 0.00065181 | 0.00070884 | 0.00077107 | 0.000839 | 0.00091315 | 0.00099411 | 0.0010825 | 0.0011791 | 0.0012845 | 0.0013997 | 0.0015256 | 0.0016632 | 0.0018135 | 0.0019724 | 0.0019724 | 0.17543 | 0.17561 | 0.17622 | 0.17591 | 0.17491 | 0.17509 | 0.17626 | 0.17726 | 0.17609 | 0.17609 | 0.17609 | 0.17609 | 0.17609 | 0.17609 | 0.17609 | 0.17609 | 0.17609 | 0.17609 | 0.17609 | 0.17609 | 104.3233 | 45.3998 | 6.4415e-05 | 2692.4532 | 1525.6039 | 6.912 | 3.0092 | 149.7231 | 9.9212 | 139.8019 | -1385.802 | FALSE
| 60443709 | PLD001 | PLD | 22KV | 147.52 | 22 | 42177.4532 | 4.348% | Single phase | 44.74 | 0.00078339 | 0.00084787 | 0.00091798 | 0.00099423 | 0.0010772 | 0.0011674 | 0.0012656 | 0.0013724 | 0.0014888 | 0.0016154 | 0.0017533 | 0.0019035 | 0.002067 | 0.0022452 | 0.0024393 | 0.0026509 | 0.0028814 | 0.0031327 | 0.0034067 | 0.0037054 | 0.17543 | 0.17561 | 0.17622 | 0.17591 | 0.17491 | 0.17509 | 0.17626 | 0.17726 | 0.17609 | 0.17609 | 0.17609 | 0.17609 | 0.17609 | 0.17609 | 0.17609 | 0.17609 | 0.17609 | 0.17609 | 0.17609 | 0.17609 | 184.705 | 197.0397 | 0.0001579 | 6600.0448 | 3739.7323 | 16.9434 | 18.0821 | 381.7447 | 35.0256 | 346.7192 | -3393.0131 | FALSE
| 60443714 | PLD001 | PLD | 22KV | 525.35 | 22 | 42177.4532 | 4.348% | Three phase | 97.13 | 0.0049467 | 0.0054089 | 0.0059162 | 0.0064733 | 0.0070851 | 0.0077571 | 0.0084953 | 0.0093064 | 0.010198 | 0.011178 | 0.012255 | 0.013439 | 0.014741 | 0.016173 | 0.017218 | 0.017218 | 0.017218 | 0.017218 | 0.017218 | 0.017218 | 0.17543 | 0.17561 | 0.17622 | 0.17591 | 0.17491 | 0.17509 | 0.17626 | 0.17726 | 0.17609 | 0.17609 | 0.17609 | 0.17609 | 0.17609 | 0.17609 | 0.17609 | 0.17609 | 0.17609 | 0.17609 | 0.17609 | 0.17609 | 1175.3912 | 9694.1916 | 0.00056232 | 51027.2455 | 28913.1732 | 60.3392 | 497.8547 | 10869.5828 | 558.1939 | 10311.3889 | -18601.7842 | FALSE
| 60443717 | PLD001 | PLD | 22KV | 3168.44 | 22 | 42177.4532 | 4.348% | Three phase | 97.13 | 0.029493 | 0.032062 | 0.034864 | 0.037923 | 0.041261 | 0.044906 | 0.048886 | 0.053231 | 0.057978 | 0.063162 | 0.068826 | 0.075015 | 0.081779 | 0.08917 | 0.09725 | 0.10384 | 0.10384 | 0.10384 | 0.10384 | 0.10384 | 0.17543 | 0.17561 | 0.17622 | 0.17591 | 0.17491 | 0.17509 | 0.17626 | 0.17726 | 0.17609 | 0.17609 | 0.17609 | 0.17609 | 0.17609 | 0.17609 | 0.17609 | 0.17609 | 0.17609 | 0.17609 | 0.17609 | 0.17609 | 6816.0509 | 339049.5641 | 0.0033914 | 307750.5772 | 174378.3275 | 363.912 | 18109.0671 | 345865.615 | 18472.9791 | 327392.6359 | 153014.3083 | TRUE
| 60443718 | PLD001 | PLD | 22KV | 961.53 | 22 | 42177.4532 | 4.348% | Three phase | 97.13 | 0.0089267 | 0.0096911 | 0.010524 | 0.011432 | 0.012421 | 0.0135 | 0.014676 | 0.015959 | 0.017357 | 0.018883 | 0.020548 | 0.022364 | 0.024345 | 0.026508 | 0.028869 | 0.031446 | 0.031514 | 0.031514 | 0.031514 | 0.031514 | 0.17543 | 0.17561 | 0.17622 | 0.17591 | 0.17491 | 0.17509 | 0.17626 | 0.17726 | 0.17609 | 0.17609 | 0.17609 | 0.17609 | 0.17609 | 0.17609 | 0.17609 | 0.17609 | 0.17609 | 0.17609 | 0.17609 | 0.17609 | 2048.991 | 30930.6368 | 0.0010292 | 93393.4089 | 52918.7844 | 110.4368 | 1667.7494 | 32979.6278 | 1778.1861 | 31201.4417 | -21717.3428 | FALSE
| 60443719 | PLD001 | PLD | 22KV | 1168.17 | 22 | 42177.4532 | 4.348% | Three phase | 97.13 | 0.014853 | 0.016195 | 0.017664 | 0.01927 | 0.021029 | 0.022953 | 0.02506 | 0.027367 | 0.029893 | 0.032659 | 0.035689 | 0.038286 | 0.038286 | 0.038286 | 0.038286 | 0.038286 | 0.038286 | 0.038286 | 0.038286 | 0.038286 | 0.17543 | 0.17561 | 0.17622 | 0.17591 | 0.17491 | 0.17509 | 0.17626 | 0.17726 | 0.17609 | 0.17609 | 0.17609 | 0.17609 | 0.17609 | 0.17609 | 0.17609 | 0.17609 | 0.17609 | 0.17609 | 0.17609 | 0.17609 | 3082.1653 | 56528.1512 | 0.0012504 | 113464.3521 | 64291.4276 | 134.1705 | 2461.5984 | 59610.3166 | 2595.7689 | 57014.5477 | -7276.8799 | FALSE
| 60443720 | PLD001 | PLD | 22KV | 36.43 | 22 | 42177.4532 | 4.348% | Three phase | 97.13 | 0.00033821 | 0.00036717 | 0.00039873 | 0.00043312 | 0.00047061 | 0.00051148 | 0.00055604 | 0.00060463 | 0.00065763 | 0.00071543 | 0.0007785 | 0.00084731 | 0.00092239 | 0.0010043 | 0.0010938 | 0.0011914 | 0.001194 | 0.001194 | 0.001194 | 0.001194 | 0.17543 | 0.17561 | 0.17622 | 0.17591 | 0.17491 | 0.17509 | 0.17626 | 0.17726 | 0.17609 | 0.17609 | 0.17609 | 0.17609 | 0.17609 | 0.17609 | 0.17609 | 0.17609 | 0.17609 | 0.17609 | 0.17609 | 0.17609 | 77.6312 | 44.3999 | 3.8993e-05 | 3538.4459 | 2004.9622 | 4.1842 | 2.394 | 122.0311 | 6.5782 | 115.4529 | -1889.5093 | FALSE
| 60443722 | PLD001 | PLD | 22KV | 472.7 | 22 | 42177.4532 | 4.348% | Three phase | 97.13 | 0.0057526 | 0.0063143 | 0.0069332 | 0.0076151 | 0.0083666 | 0.009195 | 0.010108 | 0.011115 | 0.012226 | 0.013451 | 0.014803 | 0.015493 | 0.015493 | 0.015493 | 0.015493 | 0.015493 | 0.015493 | 0.015493 | 0.015493 | 0.015493 | 0.17543 | 0.17561 | 0.17622 | 0.17591 | 0.17491 | 0.17509 | 0.17626 | 0.17726 | 0.17609 | 0.17609 | 0.17609 | 0.17609 | 0.17609 | 0.17609 | 0.17609 | 0.17609 | 0.17609 | 0.17609 | 0.17609 | 0.17609 | 1243.4069 | 9227.7203 | 0.00050596 | 45913.351 | 26015.5267 | 54.2921 | 403.0661 | 10471.1272 | 457.3582 | 10013.769 | -16001.7577 | FALSE
| 60443723 | PLD001 | PLD | 22KV | 315.03 | 22 | 42177.4532 | 4.348% | Single phase | 44.74 | 0.0040656 | 0.0044665 | 0.0049085 | 0.005396 | 0.0059336 | 0.0065267 | 0.0071812 | 0.0079033 | 0.0087004 | 0.0095804 | 0.010325 | 0.010325 | 0.010325 | 0.010325 | 0.010325 | 0.010325 | 0.010325 | 0.010325 | 0.010325 | 0.010325 | 0.17543 | 0.17561 | 0.17622 | 0.17591 | 0.17491 | 0.17509 | 0.17626 | 0.17726 | 0.17609 | 0.17609 | 0.17609 | 0.17609 | 0.17609 | 0.17609 | 0.17609 | 0.17609 | 0.17609 | 0.17609 | 0.17609 | 0.17609 | 855.1869 | 1948.2994 | 0.0003372 | 14094.4422 | 7986.2247 | 36.1829 | 82.4616 | 2803.4862 | 118.6444 | 2684.8418 | -5301.3829 | FALSE
| 60443728 | PLD001 | PLD | 22KV | 256.4 | 22 | 42177.4532 | 4.348% | Three phase | 97.13 | 0.0016355 | 0.0018286 | 0.0020457 | 0.0022901 | 0.0025651 | 0.0028748 | 0.0032235 | 0.0036164 | 0.0040592 | 0.0045583 | 0.0051211 | 0.0057558 | 0.0064718 | 0.0072798 | 0.0081916 | 0.0084035 | 0.0084035 | 0.0084035 | 0.0084035 | 0.0084035 | 0.17543 | 0.17561 | 0.17622 | 0.17591 | 0.17491 | 0.17509 | 0.17626 | 0.17726 | 0.17609 | 0.17609 | 0.17609 | 0.17609 | 0.17609 | 0.17609 | 0.17609 | 0.17609 | 0.17609 | 0.17609 | 0.17609 | 0.17609 | 503.1162 | 2025.0257 | 0.00027444 | 24904.132 | 14111.2356 | 29.4489 | 118.5881 | 2528.1419 | 148.037 | 2380.1049 | -11731.1306 | FALSE
| 60443732 | PLD001 | PLD | 22KV | 103.3 | 22 | 42177.4532 | 4.348% | Single phase | 44.74 | 0.0013032 | 0.0014153 | 0.0015375 | 0.0016706 | 0.0018157 | 0.0019739 | 0.0021463 | 0.0023343 | 0.0025393 | 0.0027629 | 0.0030068 | 0.0032728 | 0.0033856 | 0.0033856 | 0.0033856 | 0.0033856 | 0.0033856 | 0.0033856 | 0.0033856 | 0.0033856 | 0.17543 | 0.17561 | 0.17622 | 0.17591 | 0.17491 | 0.17509 | 0.17626 | 0.17726 | 0.17609 | 0.17609 | 0.17609 | 0.17609 | 0.17609 | 0.17609 | 0.17609 | 0.17609 | 0.17609 | 0.17609 | 0.17609 | 0.17609 | 267.8621 | 200.1053 | 0.00011057 | 4621.642 | 2618.7252 | 11.8645 | 8.8664 | 467.9674 | 20.731 | 447.2364 | -2171.4888 | FALSE
| 60443733 | PLD001 | PLD | 22KV | 822.72 | 22 | 42177.4532 | 4.348% | Single phase | 44.74 | 0.010379 | 0.011272 | 0.012245 | 0.013306 | 0.014461 | 0.015721 | 0.017094 | 0.018592 | 0.020224 | 0.022005 | 0.023947 | 0.026065 | 0.026964 | 0.026964 | 0.026964 | 0.026964 | 0.026964 | 0.026964 | 0.026964 | 0.026964 | 0.17543 | 0.17561 | 0.17622 | 0.17591 | 0.17491 | 0.17509 | 0.17626 | 0.17726 | 0.17609 | 0.17609 | 0.17609 | 0.17609 | 0.17609 | 0.17609 | 0.17609 | 0.17609 | 0.17609 | 0.17609 | 0.17609 | 0.17609 | 2133.3541 | 12692.9381 | 0.00088061 | 36808.4928 | 20856.5114 | 94.4937 | 562.4084 | 14826.2922 | 656.9021 | 14169.3901 | -6687.1213 | FALSE
| 60443734 | PLD001 | PLD | 22KV | 23.66 | 22 | 42177.4532 | 4.348% | Three phase | 97.13 | 0.00029775 | 0.00032297 | 0.00035041 | 0.00038028 | 0.00041279 | 0.00044818 | 0.00048671 | 0.00052866 | 0.00057435 | 0.00062411 | 0.00067831 | 0.00073736 | 0.00077545 | 0.00077545 | 0.00077545 | 0.00077545 | 0.00077545 | 0.00077545 | 0.00077545 | 0.00077545 | 0.17543 | 0.17561 | 0.17622 | 0.17591 | 0.17491 | 0.17509 | 0.17626 | 0.17726 | 0.17609 | 0.17609 | 0.17609 | 0.17609 | 0.17609 | 0.17609 | 0.17609 | 0.17609 | 0.17609 | 0.17609 | 0.17609 | 0.17609 | 61.0012 | 22.6599 | 2.5325e-05 | 2298.0958 | 1302.1522 | 2.7175 | 1.0098 | 83.6611 | 3.7273 | 79.9338 | -1222.2184 | FALSE
| 60443746 | PLD001 | PLD | 22KV | 104.9 | 22 | 42177.4532 | 4.348% | Three phase | 97.13 | 0.00098189 | 0.0010704 | 0.0011673 | 0.0012733 | 0.0013894 | 0.0015165 | 0.0016556 | 0.0018081 | 0.0019751 | 0.002158 | 0.0023585 | 0.0025782 | 0.002819 | 0.003083 | 0.0033724 | 0.0034381 | 0.0034381 | 0.0034381 | 0.0034381 | 0.0034381 | 0.17543 | 0.17561 | 0.17622 | 0.17591 | 0.17491 | 0.17509 | 0.17626 | 0.17726 | 0.17609 | 0.17609 | 0.17609 | 0.17609 | 0.17609 | 0.17609 | 0.17609 | 0.17609 | 0.17609 | 0.17609 | 0.17609 | 0.17609 | 230.1752 | 379.0676 | 0.00011228 | 10188.937 | 5773.2785 | 12.0483 | 19.8498 | 609.2428 | 31.8981 | 577.3447 | -5195.9339 | FALSE
| 60443747 | PLD001 | PLD | 22KV | 270.62 | 22 | 42177.4532 | 4.348% | Single phase | 44.74 | 0.0034056 | 0.003694 | 0.004008 | 0.0043496 | 0.0047214 | 0.0051262 | 0.0055669 | 0.0060467 | 0.0065693 | 0.0071385 | 0.0077584 | 0.0084338 | 0.0088695 | 0.0088695 | 0.0088695 | 0.0088695 | 0.0088695 | 0.0088695 | 0.0088695 | 0.0088695 | 0.17543 | 0.17561 | 0.17622 | 0.17591 | 0.17491 | 0.17509 | 0.17626 | 0.17726 | 0.17609 | 0.17609 | 0.17609 | 0.17609 | 0.17609 | 0.17609 | 0.17609 | 0.17609 | 0.17609 | 0.17609 | 0.17609 | 0.17609 | 697.7236 | 1365.498 | 0.00028966 | 12107.5388 | 6860.401 | 31.0821 | 60.851 | 2063.2216 | 91.9331 | 1971.2885 | -4889.1125 | FALSE
| 60443750 | PLD001 | PLD | 22KV | 1142.5 | 22 | 42177.4532 | 4.348% | Single phase | 44.74 | 0.0060671 | 0.0065665 | 0.0071095 | 0.0077 | 0.0083424 | 0.0090412 | 0.0098016 | 0.010629 | 0.01153 | 0.012511 | 0.013579 | 0.014742 | 0.016008 | 0.017388 | 0.018892 | 0.02053 | 0.022316 | 0.024262 | 0.026384 | 0.028697 | 0.17543 | 0.17561 | 0.17622 | 0.17591 | 0.17491 | 0.17509 | 0.17626 | 0.17726 | 0.17609 | 0.17609 | 0.17609 | 0.17609 | 0.17609 | 0.17609 | 0.17609 | 0.17609 | 0.17609 | 0.17609 | 0.17609 | 0.17609 | 1430.4871 | 11818.557 | 0.0012229 | 51115.45 | 28963.1518 | 131.2221 | 1084.5763 | 13249.0441 | 1215.7984 | 12033.2456 | -16929.9061 | FALSE
| 60443751 | PLD001 | PLD | 22KV | 1149.22 | 22 | 42177.4532 | 4.348% | Single phase | 44.74 | 0.0061028 | 0.0066051 | 0.0071513 | 0.0077453 | 0.0083914 | 0.0090944 | 0.0098592 | 0.010692 | 0.011598 | 0.012584 | 0.013659 | 0.014828 | 0.016103 | 0.017491 | 0.019003 | 0.020651 | 0.022447 | 0.024405 | 0.026539 | 0.028866 | 0.17543 | 0.17561 | 0.17622 | 0.17591 | 0.17491 | 0.17509 | 0.17626 | 0.17726 | 0.17609 | 0.17609 | 0.17609 | 0.17609 | 0.17609 | 0.17609 | 0.17609 | 0.17609 | 0.17609 | 0.17609 | 0.17609 | 0.17609 | 1438.901 | 11957.9955 | 0.0012301 | 51416.1028 | 29133.5084 | 131.994 | 1097.3724 | 13396.8965 | 1229.3664 | 12167.5301 | -16965.9782 | FALSE
| 60443759 | PLD001 | PLD | 22KV | 1452.09 | 22 | 42177.4532 | 4.348% | Single phase | 44.74 | 0.018514 | 0.020216 | 0.02208 | 0.024123 | 0.026362 | 0.028816 | 0.031507 | 0.034457 | 0.037692 | 0.04124 | 0.045132 | 0.047592 | 0.047592 | 0.047592 | 0.047592 | 0.047592 | 0.047592 | 0.047592 | 0.047592 | 0.047592 | 0.17543 | 0.17561 | 0.17622 | 0.17591 | 0.17491 | 0.17509 | 0.17626 | 0.17726 | 0.17609 | 0.17609 | 0.17609 | 0.17609 | 0.17609 | 0.17609 | 0.17609 | 0.17609 | 0.17609 | 0.17609 | 0.17609 | 0.17609 | 3852.3711 | 40454.4716 | 0.0015543 | 64966.5066 | 36811.4688 | 166.7802 | 1752.0027 | 44306.8427 | 1918.7828 | 42388.0598 | 5576.5911 | TRUE
| 60443760 | PLD001 | PLD | 22KV | 260.1 | 22 | 42177.4532 | 4.348% | Single phase | 44.74 | 0.0032732 | 0.0035504 | 0.0038521 | 0.0041805 | 0.0045379 | 0.0049269 | 0.0053505 | 0.0058117 | 0.0063139 | 0.006861 | 0.0074568 | 0.0081059 | 0.0085247 | 0.0085247 | 0.0085247 | 0.0085247 | 0.0085247 | 0.0085247 | 0.0085247 | 0.0085247 | 0.17543 | 0.17561 | 0.17622 | 0.17591 | 0.17491 | 0.17509 | 0.17626 | 0.17726 | 0.17609 | 0.17609 | 0.17609 | 0.17609 | 0.17609 | 0.17609 | 0.17609 | 0.17609 | 0.17609 | 0.17609 | 0.17609 | 0.17609 | 670.6005 | 1261.3976 | 0.0002784 | 11636.874 | 6593.7118 | 29.8739 | 56.2119 | 1931.9981 | 86.0858 | 1845.9123 | -4747.7995 | FALSE
| 60443775 | PLD001 | PLD | 22KV | 208.5 | 22 | 42177.4532 | 4.348% | Single phase | 44.74 | 0.0026661 | 0.0029153 | 0.0031888 | 0.003489 | 0.0038185 | 0.0041801 | 0.0045773 | 0.0050134 | 0.0054924 | 0.0060185 | 0.0065965 | 0.0068335 | 0.0068335 | 0.0068335 | 0.0068335 | 0.0068335 | 0.0068335 | 0.0068335 | 0.0068335 | 0.0068335 | 0.17543 | 0.17561 | 0.17622 | 0.17591 | 0.17491 | 0.17509 | 0.17626 | 0.17726 | 0.17609 | 0.17609 | 0.17609 | 0.17609 | 0.17609 | 0.17609 | 0.17609 | 0.17609 | 0.17609 | 0.17609 | 0.17609 | 0.17609 | 556.317 | 838.8277 | 0.00022317 | 9328.29 | 5285.6168 | 23.9473 | 36.121 | 1395.1447 | 60.0683 | 1335.0763 | -3950.5404 | FALSE
| 60443776 | PLD001 | PLD | 22KV | 76.74 | 22 | 42177.4532 | 4.348% | Single phase | 44.74 | 0.00098127 | 0.001073 | 0.0011737 | 0.0012842 | 0.0014054 | 0.0015385 | 0.0016847 | 0.0018452 | 0.0020215 | 0.0022152 | 0.0024279 | 0.0025151 | 0.0025151 | 0.0025151 | 0.0025151 | 0.0025151 | 0.0025151 | 0.0025151 | 0.0025151 | 0.0025151 | 0.17543 | 0.17561 | 0.17622 | 0.17591 | 0.17491 | 0.17509 | 0.17626 | 0.17726 | 0.17609 | 0.17609 | 0.17609 | 0.17609 | 0.17609 | 0.17609 | 0.17609 | 0.17609 | 0.17609 | 0.17609 | 0.17609 | 0.17609 | 204.7567 | 113.6329 | 8.214e-05 | 3433.3476 | 1945.4112 | 8.814 | 4.8932 | 318.3896 | 13.7072 | 304.6824 | -1640.7287 | FALSE
| 60443778 | PLD001 | PLD | 22KV | 186.17 | 22 | 42177.4532 | 4.348% | Single phase | 44.74 | 0.0023806 | 0.0026031 | 0.0028473 | 0.0031153 | 0.0034095 | 0.0037325 | 0.0040871 | 0.0044765 | 0.0049041 | 0.0053739 | 0.00589 | 0.0061017 | 0.0061017 | 0.0061017 | 0.0061017 | 0.0061017 | 0.0061017 | 0.0061017 | 0.0061017 | 0.0061017 | 0.17543 | 0.17561 | 0.17622 | 0.17591 | 0.17491 | 0.17509 | 0.17626 | 0.17726 | 0.17609 | 0.17609 | 0.17609 | 0.17609 | 0.17609 | 0.17609 | 0.17609 | 0.17609 | 0.17609 | 0.17609 | 0.17609 | 0.17609 | 496.7364 | 668.775 | 0.00019927 | 8329.2458 | 4719.5361 | 21.3826 | 28.7983 | 1165.5114 | 50.1809 | 1115.3305 | -3604.2056 | FALSE
| 60443779 | PLD001 | PLD | 22KV | 197.13 | 22 | 42177.4532 | 4.348% | Single phase | 44.74 | 0.0025998 | 0.0028876 | 0.0032086 | 0.0035666 | 0.003966 | 0.0044117 | 0.0049092 | 0.0054645 | 0.0060846 | 0.0064609 | 0.0064609 | 0.0064609 | 0.0064609 | 0.0064609 | 0.0064609 | 0.0064609 | 0.0064609 | 0.0064609 | 0.0064609 | 0.0064609 | 0.17543 | 0.17561 | 0.17622 | 0.17591 | 0.17491 | 0.17509 | 0.17626 | 0.17726 | 0.17609 | 0.17609 | 0.17609 | 0.17609 | 0.17609 | 0.17609 | 0.17609 | 0.17609 | 0.17609 | 0.17609 | 0.17609 | 0.17609 | 553.4901 | 789.0463 | 0.000211 | 8819.5962 | 4997.3795 | 22.6414 | 32.2889 | 1342.5364 | 54.9303 | 1287.6061 | -3709.7734 | FALSE
| 60443785 | PLD001 | PLD | 22KV | 29.49 | 22 | 42177.4532 | 4.348% | Single phase | 44.74 | 0.00035889 | 0.00039393 | 0.00043254 | 0.00047508 | 0.00052196 | 0.00057364 | 0.00063062 | 0.00069345 | 0.00076274 | 0.00083916 | 0.00092348 | 0.00096653 | 0.00096653 | 0.00096653 | 0.00096653 | 0.00096653 | 0.00096653 | 0.00096653 | 0.00096653 | 0.00096653 | 0.17543 | 0.17561 | 0.17622 | 0.17591 | 0.17491 | 0.17509 | 0.17626 | 0.17726 | 0.17609 | 0.17609 | 0.17609 | 0.17609 | 0.17609 | 0.17609 | 0.17609 | 0.17609 | 0.17609 | 0.17609 | 0.17609 | 0.17609 | 77.5715 | 16.543 | 3.1565e-05 | 1319.3826 | 747.5916 | 3.3871 | 0.7226 | 94.1146 | 4.1097 | 90.0049 | -657.5866 | FALSE
| 60443798 | PLD001 | PLD | 22KV | 721.86 | 22 | 42177.4532 | 4.348% | Single phase | 44.74 | 0.0095201 | 0.010574 | 0.011749 | 0.01306 | 0.014523 | 0.016155 | 0.017977 | 0.02001 | 0.022281 | 0.023659 | 0.023659 | 0.023659 | 0.023659 | 0.023659 | 0.023659 | 0.023659 | 0.023659 | 0.023659 | 0.023659 | 0.023659 | 0.17543 | 0.17561 | 0.17622 | 0.17591 | 0.17491 | 0.17509 | 0.17626 | 0.17726 | 0.17609 | 0.17609 | 0.17609 | 0.17609 | 0.17609 | 0.17609 | 0.17609 | 0.17609 | 0.17609 | 0.17609 | 0.17609 | 0.17609 | 2026.7964 | 10580.4226 | 0.00077266 | 32296.0164 | 18299.6418 | 82.9094 | 432.9659 | 12607.219 | 515.8753 | 12091.3437 | -6208.2981 | FALSE
| 60443809 | PLD001 | PLD | 22KV | 447.47 | 22 | 42177.4532 | 4.348% | Three phase | 97.13 | 0.0041436 | 0.0044926 | 0.0048724 | 0.0052857 | 0.0057357 | 0.0062255 | 0.0067588 | 0.0073396 | 0.0079722 | 0.0086612 | 0.0094119 | 0.01023 | 0.011121 | 0.012092 | 0.013151 | 0.014305 | 0.014666 | 0.014666 | 0.014666 | 0.014666 | 0.17543 | 0.17561 | 0.17622 | 0.17591 | 0.17491 | 0.17509 | 0.17626 | 0.17726 | 0.17609 | 0.17609 | 0.17609 | 0.17609 | 0.17609 | 0.17609 | 0.17609 | 0.17609 | 0.17609 | 0.17609 | 0.17609 | 0.17609 | 943.6016 | 6628.8751 | 0.00047896 | 43462.7611 | 24626.9679 | 51.3943 | 361.1877 | 7572.4767 | 412.582 | 7159.8947 | -17467.0732 | FALSE
| 60443828 | PLD001 | PLD | 22KV | 473.8 | 22 | 42177.4532 | 4.348% | Three phase | 97.13 | 0.0060243 | 0.0065686 | 0.0071642 | 0.0078159 | 0.0085291 | 0.0093097 | 0.010164 | 0.0111 | 0.012124 | 0.013246 | 0.014475 | 0.015529 | 0.015529 | 0.015529 | 0.015529 | 0.015529 | 0.015529 | 0.015529 | 0.015529 | 0.015529 | 0.17543 | 0.17561 | 0.17622 | 0.17591 | 0.17491 | 0.17509 | 0.17626 | 0.17726 | 0.17609 | 0.17609 | 0.17609 | 0.17609 | 0.17609 | 0.17609 | 0.17609 | 0.17609 | 0.17609 | 0.17609 | 0.17609 | 0.17609 | 1250.1005 | 9299.1402 | 0.00050714 | 46020.194 | 26076.0663 | 54.4184 | 404.9442 | 10549.2408 | 459.3627 | 10089.8781 | -15986.1882 | FALSE
| 60443841 | PLD001 | PLD | 22KV | 456.49 | 22 | 42177.4532 | 4.348% | Single phase | 44.74 | 0.0058913 | 0.0064722 | 0.0071126 | 0.007819 | 0.008598 | 0.0094575 | 0.010406 | 0.011452 | 0.012607 | 0.013882 | 0.014961 | 0.014961 | 0.014961 | 0.014961 | 0.014961 | 0.014961 | 0.014961 | 0.014961 | 0.014961 | 0.014961 | 0.17543 | 0.17561 | 0.17622 | 0.17591 | 0.17491 | 0.17509 | 0.17626 | 0.17726 | 0.17609 | 0.17609 | 0.17609 | 0.17609 | 0.17609 | 0.17609 | 0.17609 | 0.17609 | 0.17609 | 0.17609 | 0.17609 | 0.17609 | 1239.1971 | 4090.8579 | 0.00048861 | 20423.3626 | 11572.3319 | 52.4303 | 173.1451 | 5330.055 | 225.5754 | 5104.4796 | -6467.8522 | FALSE
| 60443843 | PLD002 | PLD | 22KV | 14.98 | 0 | 42177.4532 | 100% | Three phase | 97.13 | 0.00019212 | 0.0002104 | 0.00023048 | 0.00025256 | 0.00027683 | 0.00030352 | 0.00033287 | 0.00036515 | 0.00040066 | 0.00043973 | 0.00048272 | 0.00049097 | 0.00049097 | 0.00049097 | 0.00049097 | 0.00049097 | 0.00049097 | 0.00049097 | 0.00049097 | 0.00049097 | 1.445 | 1.452 | 1.462 | 1.465 | 1.455 | 1.455 | 1.465 | 1.475 | 1.478 | 1.478 | 1.478 | 1.478 | 1.478 | 1.478 | 1.478 | 1.478 | 1.478 | 1.478 | 1.478 | 1.478 | 336.2217 | 9.4564 | 1.6034e-05 | 1455.0074 | 824.4396 | 14.3612 | 0.40479 | 345.6781 | 14.7659 | 330.9122 | -493.5274 | FALSE
| 60443844 | PLD002 | PLD | 22KV | 474.37 | 0 | 42177.4532 | 100% | Three phase | 97.13 | 0.0038643 | 0.0042913 | 0.0047679 | 0.0052999 | 0.005894 | 0.0065576 | 0.007299 | 0.0081274 | 0.0090535 | 0.010089 | 0.011247 | 0.012542 | 0.013991 | 0.015547 | 0.015547 | 0.015547 | 0.015547 | 0.015547 | 0.015547 | 0.015547 | 1.445 | 1.452 | 1.462 | 1.465 | 1.455 | 1.455 | 1.465 | 1.475 | 1.478 | 1.478 | 1.478 | 1.478 | 1.478 | 1.478 | 1.478 | 1.478 | 1.478 | 1.478 | 1.478 | 1.478 | 8747.459 | 7784.6351 | 0.00050775 | 46075.5581 | 26107.4369 | 454.773 | 405.9191 | 16532.0942 | 860.6921 | 15671.402 | -10436.0348 | FALSE
| 60443845 | PLD002 | PLD | 22KV | 223.51 | 0 | 42177.4532 | 100% | Three phase | 97.13 | 0.0018208 | 0.002022 | 0.0022465 | 0.0024972 | 0.0027771 | 0.0030897 | 0.0034391 | 0.0038294 | 0.0042658 | 0.0047536 | 0.0052991 | 0.0059093 | 0.0065919 | 0.0073255 | 0.0073255 | 0.0073255 | 0.0073255 | 0.0073255 | 0.0073255 | 0.0073255 | 1.445 | 1.452 | 1.462 | 1.465 | 1.455 | 1.455 | 1.465 | 1.475 | 1.478 | 1.478 | 1.478 | 1.478 | 1.478 | 1.478 | 1.478 | 1.478 | 1.478 | 1.478 | 1.478 | 1.478 | 4121.5603 | 1728.2149 | 0.00023924 | 21709.5263 | 12301.1009 | 214.2764 | 90.1154 | 5849.7752 | 304.3918 | 5545.3834 | -6755.7175 | FALSE
| 60443846 | PLD002 | PLD | 22KV | 374.1 | 0 | 42177.4532 | 100% | Three phase | 97.13 | 0.0030475 | 0.0033843 | 0.0037601 | 0.0041796 | 0.0046482 | 0.0051715 | 0.0057561 | 0.0064095 | 0.0071398 | 0.0079563 | 0.0088694 | 0.0098907 | 0.011033 | 0.012261 | 0.012261 | 0.012261 | 0.012261 | 0.012261 | 0.012261 | 0.012261 | 1.445 | 1.452 | 1.462 | 1.465 | 1.455 | 1.455 | 1.465 | 1.475 | 1.478 | 1.478 | 1.478 | 1.478 | 1.478 | 1.478 | 1.478 | 1.478 | 1.478 | 1.478 | 1.478 | 1.478 | 6898.4641 | 4841.4923 | 0.00040042 | 36336.333 | 20588.9751 | 358.6453 | 252.453 | 11739.9564 | 611.0983 | 11128.8581 | -9460.117 | FALSE
| 60443848 | PLD002 | PLD | 22KV | 47.49 | 0 | 42177.4532 | 100% | Three phase | 97.13 | 0.00040248 | 0.00044728 | 0.00049731 | 0.0005532 | 0.00061566 | 0.00068546 | 0.0007635 | 0.00085077 | 0.00094839 | 0.0010576 | 0.0011798 | 0.0013166 | 0.0014697 | 0.0015565 | 0.0015565 | 0.0015565 | 0.0015565 | 0.0015565 | 0.0015565 | 0.0015565 | 1.445 | 1.452 | 1.462 | 1.465 | 1.455 | 1.455 | 1.465 | 1.475 | 1.478 | 1.478 | 1.478 | 1.478 | 1.478 | 1.478 | 1.478 | 1.478 | 1.478 | 1.478 | 1.478 | 1.478 | 898.0738 | 80.0161 | 5.0832e-05 | 4612.7037 | 2613.6606 | 45.5281 | 4.0683 | 978.0899 | 49.5964 | 928.4935 | -1685.1671 | FALSE
| 60443849 | PLD002 | PLD | 22KV | 279.04 | 0 | 42177.4532 | 100% | Three phase | 97.13 | 0.0023649 | 0.0026281 | 0.0029221 | 0.0032505 | 0.0036175 | 0.0040276 | 0.0044862 | 0.0049989 | 0.0055725 | 0.0062142 | 0.0069322 | 0.0077359 | 0.0086355 | 0.0091455 | 0.0091455 | 0.0091455 | 0.0091455 | 0.0091455 | 0.0091455 | 0.0091455 | 1.445 | 1.452 | 1.462 | 1.465 | 1.455 | 1.455 | 1.465 | 1.475 | 1.478 | 1.478 | 1.478 | 1.478 | 1.478 | 1.478 | 1.478 | 1.478 | 1.478 | 1.478 | 1.478 | 1.478 | 5276.8689 | 2762.525 | 0.00029868 | 27103.1552 | 15357.251 | 267.5124 | 140.4553 | 8039.3939 | 407.9676 | 7631.4263 | -7725.8248 | FALSE
| 60443854 | PLD002 | PLD | 22KV | 346.1 | 0 | 42177.4532 | 100% | Three phase | 97.13 | 0.0043773 | 0.00476 | 0.0051776 | 0.0056333 | 0.0061306 | 0.0066733 | 0.0072658 | 0.0079127 | 0.008619 | 0.0093903 | 0.010233 | 0.011153 | 0.011343 | 0.011343 | 0.011343 | 0.011343 | 0.011343 | 0.011343 | 0.011343 | 0.011343 | 1.445 | 1.452 | 1.462 | 1.465 | 1.455 | 1.455 | 1.465 | 1.475 | 1.478 | 1.478 | 1.478 | 1.478 | 1.478 | 1.478 | 1.478 | 1.478 | 1.478 | 1.478 | 1.478 | 1.478 | 7549.5467 | 4905.6804 | 0.00037045 | 33616.693 | 19047.9666 | 331.802 | 216.0769 | 12455.2271 | 547.8789 | 11907.3482 | -7140.6184 | FALSE
| 60443855 | PLD002 | PLD | 22KV | 217.7 | 0 | 42177.4532 | 100% | Three phase | 97.13 | 0.0027533 | 0.0029941 | 0.0032568 | 0.0035434 | 0.0038562 | 0.0041976 | 0.0045703 | 0.0049771 | 0.0054214 | 0.0059066 | 0.0064365 | 0.0070153 | 0.0071351 | 0.0071351 | 0.0071351 | 0.0071351 | 0.0071351 | 0.0071351 | 0.0071351 | 0.0071351 | 1.445 | 1.452 | 1.462 | 1.465 | 1.455 | 1.455 | 1.465 | 1.475 | 1.478 | 1.478 | 1.478 | 1.478 | 1.478 | 1.478 | 1.478 | 1.478 | 1.478 | 1.478 | 1.478 | 1.478 | 4748.7325 | 1940.9436 | 0.00023302 | 21145.201 | 11981.3416 | 208.7064 | 85.4913 | 6689.6761 | 294.1978 | 6395.4783 | -5585.8633 | FALSE
| 60443856 | PLD002 | PLD | 22KV | 541.18 | 0 | 42177.4532 | 100% | Three phase | 97.13 | 0.0068445 | 0.007443 | 0.008096 | 0.0088085 | 0.0095861 | 0.010435 | 0.011361 | 0.012373 | 0.013477 | 0.014683 | 0.016 | 0.017439 | 0.017737 | 0.017737 | 0.017737 | 0.017737 | 0.017737 | 0.017737 | 0.017737 | 0.017737 | 1.445 | 1.452 | 1.462 | 1.465 | 1.455 | 1.455 | 1.465 | 1.475 | 1.478 | 1.478 | 1.478 | 1.478 | 1.478 | 1.478 | 1.478 | 1.478 | 1.478 | 1.478 | 1.478 | 1.478 | 11804.8647 | 11994.4277 | 0.00057926 | 52564.8134 | 29784.3934 | 518.8229 | 528.3097 | 23799.2924 | 1047.1326 | 22752.1598 | -7032.2336 | FALSE
| 60443858 | PLD002 | PLD | 22KV | 81.43 | 0 | 42177.4532 | 100% | Three phase | 97.13 | 0.00095136 | 0.0010567 | 0.0011741 | 0.0013051 | 0.0014513 | 0.0016145 | 0.0017967 | 0.0020001 | 0.0022273 | 0.0024811 | 0.0026688 | 0.0026688 | 0.0026688 | 0.0026688 | 0.0026688 | 0.0026688 | 0.0026688 | 0.0026688 | 0.0026688 | 0.0026688 | 1.445 | 1.452 | 1.462 | 1.465 | 1.455 | 1.455 | 1.465 | 1.475 | 1.478 | 1.478 | 1.478 | 1.478 | 1.478 | 1.478 | 1.478 | 1.478 | 1.478 | 1.478 | 1.478 | 1.478 | 1812.6829 | 277.0891 | 8.716e-05 | 7909.2959 | 4481.5831 | 78.066 | 11.9612 | 2089.772 | 90.0272 | 1999.7448 | -2481.8383 | FALSE
| 60443859 | PLD002 | PLD | 22KV | 232.82 | 0 | 42177.4532 | 100% | Three phase | 97.13 | 0.0018966 | 0.0021062 | 0.0023401 | 0.0026012 | 0.0028928 | 0.0032184 | 0.0035823 | 0.0039889 | 0.0044434 | 0.0049516 | 0.0055199 | 0.0061555 | 0.0068665 | 0.0076306 | 0.0076306 | 0.0076306 | 0.0076306 | 0.0076306 | 0.0076306 | 0.0076306 | 1.445 | 1.452 | 1.462 | 1.465 | 1.455 | 1.455 | 1.465 | 1.475 | 1.478 | 1.478 | 1.478 | 1.478 | 1.478 | 1.478 | 1.478 | 1.478 | 1.478 | 1.478 | 1.478 | 1.478 | 4293.2382 | 1875.1862 | 0.0002492 | 22613.8066 | 12813.4862 | 223.2018 | 97.779 | 6168.4244 | 320.9808 | 5847.4436 | -6966.0426 | FALSE
| 60443860 | PLD002 | PLD | 22KV | 65.02 | 0 | 42177.4532 | 100% | Three phase | 97.13 | 0.00052967 | 0.0005882 | 0.00065352 | 0.00072644 | 0.00080787 | 0.00089882 | 0.0010004 | 0.001114 | 0.0012409 | 0.0013828 | 0.0015415 | 0.001719 | 0.0019176 | 0.002131 | 0.002131 | 0.002131 | 0.002131 | 0.002131 | 0.002131 | 0.002131 | 1.445 | 1.452 | 1.462 | 1.465 | 1.455 | 1.455 | 1.465 | 1.475 | 1.478 | 1.478 | 1.478 | 1.478 | 1.478 | 1.478 | 1.478 | 1.478 | 1.478 | 1.478 | 1.478 | 1.478 | 1198.9792 | 146.2506 | 6.9595e-05 | 6315.3926 | 3578.442 | 62.3339 | 7.626 | 1345.2299 | 69.96 | 1275.2699 | -2303.1721 | FALSE
| 60443861 | PLD002 | PLD | 22KV | 96.27 | 0 | 42177.4532 | 100% | Three phase | 97.13 | 0.00078424 | 0.0008709 | 0.00096761 | 0.0010756 | 0.0011961 | 0.0013308 | 0.0014813 | 0.0016494 | 0.0018373 | 0.0020475 | 0.0022824 | 0.0025453 | 0.0028393 | 0.0031552 | 0.0031552 | 0.0031552 | 0.0031552 | 0.0031552 | 0.0031552 | 0.0031552 | 1.445 | 1.452 | 1.462 | 1.465 | 1.455 | 1.455 | 1.465 | 1.475 | 1.478 | 1.478 | 1.478 | 1.478 | 1.478 | 1.478 | 1.478 | 1.478 | 1.478 | 1.478 | 1.478 | 1.478 | 1775.2343 | 320.6164 | 0.00010304 | 9350.7051 | 5298.3177 | 92.2929 | 16.7181 | 2095.8507 | 109.011 | 1986.8397 | -3311.478 | FALSE
| 60443870 | PLD003 | PLD | 22KV | 284.11 | 25 | 42177.4532 | 3.846% | Single phase | 44.74 | 0.0031438 | 0.0034459 | 0.0037783 | 0.004144 | 0.0045466 | 0.0049898 | 0.0054777 | 0.0060151 | 0.0066069 | 0.0072589 | 0.0079772 | 0.0087687 | 0.0093116 | 0.0093116 | 0.0093116 | 0.0093116 | 0.0093116 | 0.0093116 | 0.0093116 | 0.0093116 | 0.082231 | 0.082769 | 0.083808 | 0.083923 | 0.083654 | 0.084077 | 0.085 | 0.086038 | 0.085231 | 0.085231 | 0.085231 | 0.085231 | 0.085231 | 0.085231 | 0.085231 | 0.085231 | 0.085231 | 0.085231 | 0.085231 | 0.085231 | 341.0236 | 1453.314 | 0.0003041 | 12711.0814 | 7202.3817 | 15.6831 | 67.0688 | 1794.3375 | 82.7519 | 1711.5857 | -5490.796 | FALSE
| 60443898 | PLD003 | PLD | 22KV | 1634.78 | 25 | 42177.4532 | 3.846% | Three phase | 97.13 | 0.015701 | 0.017148 | 0.018734 | 0.020473 | 0.022381 | 0.024473 | 0.026769 | 0.029288 | 0.032053 | 0.035088 | 0.03842 | 0.042078 | 0.046096 | 0.050509 | 0.05358 | 0.05358 | 0.05358 | 0.05358 | 0.05358 | 0.05358 | 0.082231 | 0.082769 | 0.083808 | 0.083923 | 0.083654 | 0.084077 | 0.085 | 0.086038 | 0.085231 | 0.085231 | 0.085231 | 0.085231 | 0.085231 | 0.085231 | 0.085231 | 0.085231 | 0.085231 | 0.085231 | 0.085231 | 0.085231 | 1775.7228 | 94513.162 | 0.0017498 | 158786.1814 | 89971.7849 | 90.241 | 4820.8513 | 96288.8848 | 4911.0923 | 91377.7925 | 1406.0076 | TRUE
| 60443899 | PLD003 | PLD | 22KV | 1353.49 | 25 | 42177.4532 | 3.846% | Three phase | 97.13 | 0.013039 | 0.014262 | 0.015606 | 0.017081 | 0.018702 | 0.020482 | 0.022439 | 0.02459 | 0.026954 | 0.029554 | 0.032413 | 0.035557 | 0.039015 | 0.04282 | 0.04436 | 0.04436 | 0.04436 | 0.04436 | 0.04436 | 0.04436 | 0.082231 | 0.082769 | 0.083808 | 0.083923 | 0.083654 | 0.084077 | 0.085 | 0.086038 | 0.085231 | 0.085231 | 0.085231 | 0.085231 | 0.085231 | 0.085231 | 0.085231 | 0.085231 | 0.085231 | 0.085231 | 0.085231 | 0.085231 | 1484.0926 | 65398.404 | 0.0014487 | 131464.4837 | 74490.7028 | 74.7136 | 3304.5719 | 66882.4966 | 3379.2855 | 63503.2111 | -10987.4917 | FALSE
| 60443902 | PLD003 | PLD | 22KV | 1853.99 | 25 | 42177.4532 | 3.846% | Three phase | 97.13 | 0.013537 | 0.015139 | 0.016942 | 0.018969 | 0.021251 | 0.02382 | 0.026713 | 0.029971 | 0.033642 | 0.03778 | 0.042444 | 0.047703 | 0.053635 | 0.060327 | 0.060764 | 0.060764 | 0.060764 | 0.060764 | 0.060764 | 0.060764 | 0.082231 | 0.082769 | 0.083808 | 0.083923 | 0.083654 | 0.084077 | 0.085 | 0.086038 | 0.085231 | 0.085231 | 0.085231 | 0.085231 | 0.085231 | 0.085231 | 0.085231 | 0.085231 | 0.085231 | 0.085231 | 0.085231 | 0.085231 | 1908.8248 | 115142.6734 | 0.0019844 | 180078.0487 | 102036.2309 | 102.3415 | 6200.4024 | 117051.4981 | 6302.7439 | 110748.7542 | 8712.5233 | TRUE
| 60443909 | PLD003 | PLD | 22KV | 78.72 | 25 | 42177.4532 | 3.846% | Single phase | 44.74 | 0.00075201 | 0.00083575 | 0.00092925 | 0.0010337 | 0.0011503 | 0.0012807 | 0.0014264 | 0.0015893 | 0.0017714 | 0.0019751 | 0.002203 | 0.0024579 | 0.00258 | 0.00258 | 0.00258 | 0.00258 | 0.00258 | 0.00258 | 0.00258 | 0.00258 | 0.082231 | 0.082769 | 0.083808 | 0.083923 | 0.083654 | 0.084077 | 0.085 | 0.086038 | 0.085231 | 0.085231 | 0.085231 | 0.085231 | 0.085231 | 0.085231 | 0.085231 | 0.085231 | 0.085231 | 0.085231 | 0.085231 | 0.085231 | 91.6373 | 108.1632 | 8.4259e-05 | 3521.9328 | 1995.6055 | 4.3454 | 5.1489 | 199.8005 | 9.4943 | 190.3061 | -1805.2994 | FALSE
| 60443914 | PLD003 | PLD | 22KV | 252.17 | 25 | 42177.4532 | 3.846% | Three phase | 97.13 | 0.0024293 | 0.0026572 | 0.0029075 | 0.0031823 | 0.0034843 | 0.0038161 | 0.0041806 | 0.0045814 | 0.0050219 | 0.0055062 | 0.0060388 | 0.0066246 | 0.0072689 | 0.0079778 | 0.0082648 | 0.0082648 | 0.0082648 | 0.0082648 | 0.0082648 | 0.0082648 | 0.082231 | 0.082769 | 0.083808 | 0.083923 | 0.083654 | 0.084077 | 0.085 | 0.086038 | 0.085231 | 0.085231 | 0.085231 | 0.085231 | 0.085231 | 0.085231 | 0.085231 | 0.085231 | 0.085231 | 0.085231 | 0.085231 | 0.085231 | 276.5027 | 2270.0942 | 0.00026991 | 24493.2721 | 13878.4332 | 13.92 | 114.7075 | 2546.5969 | 128.6275 | 2417.9694 | -11460.4638 | FALSE
| 60443915 | PLD003 | PLD | 22KV | 190.05 | 25 | 42177.4532 | 3.846% | Single phase | 44.74 | 0.0024608 | 0.0027079 | 0.0029809 | 0.0032825 | 0.0036156 | 0.0039838 | 0.0043908 | 0.0048407 | 0.0053381 | 0.0058882 | 0.0062288 | 0.0062288 | 0.0062288 | 0.0062288 | 0.0062288 | 0.0062288 | 0.0062288 | 0.0062288 | 0.0062288 | 0.0062288 | 0.082231 | 0.082769 | 0.083808 | 0.083923 | 0.083654 | 0.084077 | 0.085 | 0.086038 | 0.085231 | 0.085231 | 0.085231 | 0.085231 | 0.085231 | 0.085231 | 0.085231 | 0.085231 | 0.085231 | 0.085231 | 0.085231 | 0.085231 | 250.0116 | 712.9479 | 0.00020342 | 8502.837 | 4817.8967 | 10.4909 | 30.0112 | 962.9595 | 40.5021 | 922.4574 | -3895.4393 | FALSE
| 60443918 | PLD003 | PLD | 22KV | 806.93 | 25 | 42177.4532 | 3.846% | Three phase | 97.13 | 0.0077502 | 0.0084643 | 0.0092471 | 0.010106 | 0.011047 | 0.01208 | 0.013213 | 0.014457 | 0.015821 | 0.017319 | 0.018964 | 0.02077 | 0.022753 | 0.024931 | 0.026447 | 0.026447 | 0.026447 | 0.026447 | 0.026447 | 0.026447 | 0.082231 | 0.082769 | 0.083808 | 0.083923 | 0.083654 | 0.084077 | 0.085 | 0.086038 | 0.085231 | 0.085231 | 0.085231 | 0.085231 | 0.085231 | 0.085231 | 0.085231 | 0.085231 | 0.085231 | 0.085231 | 0.085231 | 0.085231 | 876.4996 | 23027.4255 | 0.00086371 | 78377.1109 | 44410.2157 | 44.5431 | 1174.5644 | 23903.925 | 1219.1075 | 22684.8176 | -21725.3981 | FALSE
| 60443919 | PLD003 | PLD | 22KV | 3099.62 | 25 | 42177.4532 | 3.846% | Three phase | 97.13 | 0.029771 | 0.032513 | 0.03552 | 0.038818 | 0.042435 | 0.046402 | 0.050755 | 0.055531 | 0.060774 | 0.066528 | 0.072846 | 0.079782 | 0.0874 | 0.095767 | 0.10159 | 0.10159 | 0.10159 | 0.10159 | 0.10159 | 0.10159 | 0.082231 | 0.082769 | 0.083808 | 0.083923 | 0.083654 | 0.084077 | 0.085 | 0.086038 | 0.085231 | 0.085231 | 0.085231 | 0.085231 | 0.085231 | 0.085231 | 0.085231 | 0.085231 | 0.085231 | 0.085231 | 0.085231 | 0.085231 | 3366.8541 | 339774.3343 | 0.0033177 | 301066.0906 | 170590.7486 | 171.1011 | 17330.9357 | 343141.1884 | 17502.0369 | 325639.1515 | 155048.4029 | TRUE
| 60443920 | PLD003 | PLD | 22KV | 1682.88 | 25 | 42177.4532 | 3.846% | Three phase | 97.13 | 0.016163 | 0.017652 | 0.019285 | 0.021075 | 0.023039 | 0.025193 | 0.027556 | 0.03015 | 0.032996 | 0.03612 | 0.03955 | 0.043316 | 0.047452 | 0.051995 | 0.055156 | 0.055156 | 0.055156 | 0.055156 | 0.055156 | 0.055156 | 0.082231 | 0.082769 | 0.083808 | 0.083923 | 0.083654 | 0.084077 | 0.085 | 0.086038 | 0.085231 | 0.085231 | 0.085231 | 0.085231 | 0.085231 | 0.085231 | 0.085231 | 0.085231 | 0.085231 | 0.085231 | 0.085231 | 0.085231 | 1827.9697 | 100156.6891 | 0.0018013 | 163458.1344 | 92619.0175 | 92.8961 | 5108.7118 | 101984.6588 | 5201.6079 | 96783.0509 | 4164.0334 | TRUE
| 60443922 | PLD003 | PLD | 22KV | 68.22 | 25 | 42177.4532 | 3.846% | Three phase | 97.13 | 0.0003686 | 0.0004054 | 0.00044611 | 0.00049114 | 0.00054097 | 0.00059612 | 0.00065718 | 0.00072479 | 0.00079969 | 0.00088266 | 0.00097461 | 0.0010765 | 0.0011895 | 0.0013148 | 0.0014537 | 0.0016079 | 0.0017789 | 0.0019686 | 0.0021792 | 0.0022359 | 0.082231 | 0.082769 | 0.083808 | 0.083923 | 0.083654 | 0.084077 | 0.085 | 0.086038 | 0.085231 | 0.085231 | 0.085231 | 0.085231 | 0.085231 | 0.085231 | 0.085231 | 0.085231 | 0.085231 | 0.085231 | 0.085231 | 0.085231 | 50.4431 | 111.9638 | 7.302e-05 | 6626.2086 | 3754.5573 | 3.7658 | 8.3952 | 162.4069 | 12.1609 | 150.246 | -3604.3113 | FALSE
| 60443927 | PLD003 | PLD | 22KV | 113.33 | 25 | 42177.4532 | 3.846% | Three phase | 97.13 | 0.0010918 | 0.0011942 | 0.0013067 | 0.0014302 | 0.0015659 | 0.001715 | 0.0018789 | 0.002059 | 0.0022569 | 0.0024746 | 0.002714 | 0.0029772 | 0.0032668 | 0.0035854 | 0.0037144 | 0.0037144 | 0.0037144 | 0.0037144 | 0.0037144 | 0.0037144 | 0.082231 | 0.082769 | 0.083808 | 0.083923 | 0.083654 | 0.084077 | 0.085 | 0.086038 | 0.085231 | 0.085231 | 0.085231 | 0.085231 | 0.085231 | 0.085231 | 0.085231 | 0.085231 | 0.085231 | 0.085231 | 0.085231 | 0.085231 | 124.2656 | 458.5079 | 0.0001213 | 11007.7429 | 6237.2322 | 6.2559 | 23.1683 | 582.7735 | 29.4242 | 553.3492 | -5683.8829 | FALSE
| 60443928 | PLD003 | PLD | 22KV | 1513.34 | 25 | 42177.4532 | 3.846% | Three phase | 97.13 | 0.014535 | 0.015874 | 0.017342 | 0.018952 | 0.020718 | 0.022655 | 0.02478 | 0.027112 | 0.029672 | 0.032481 | 0.035566 | 0.038952 | 0.042672 | 0.046757 | 0.049599 | 0.049599 | 0.049599 | 0.049599 | 0.049599 | 0.049599 | 0.082231 | 0.082769 | 0.083808 | 0.083923 | 0.083654 | 0.084077 | 0.085 | 0.086038 | 0.085231 | 0.085231 | 0.085231 | 0.085231 | 0.085231 | 0.085231 | 0.085231 | 0.085231 | 0.085231 | 0.085231 | 0.085231 | 0.085231 | 1643.8128 | 80992.8505 | 0.0016198 | 146990.7142 | 83288.2107 | 83.5374 | 4131.2181 | 82636.6633 | 4214.7555 | 78421.9078 | -4866.3029 | FALSE
| 60443934 | PLD003 | PLD | 22KV | 744.76 | 25 | 42177.4532 | 3.846% | Single phase | 44.74 | 0.0067647 | 0.0073927 | 0.0080817 | 0.0088379 | 0.0096679 | 0.010579 | 0.01158 | 0.012678 | 0.013885 | 0.015211 | 0.016668 | 0.018269 | 0.020029 | 0.021963 | 0.02409 | 0.024409 | 0.024409 | 0.024409 | 0.024409 | 0.024409 | 0.082231 | 0.082769 | 0.083808 | 0.083923 | 0.083654 | 0.084077 | 0.085 | 0.086038 | 0.085231 | 0.085231 | 0.085231 | 0.085231 | 0.085231 | 0.085231 | 0.085231 | 0.085231 | 0.085231 | 0.085231 | 0.085231 | 0.085231 | 782.819 | 8742.5732 | 0.00079717 | 33320.5624 | 18880.1724 | 41.1113 | 460.8721 | 9525.3922 | 501.9833 | 9023.4089 | -9856.7635 | FALSE
| 60443946 | PLD003 | PLD | 22KV | 1225.56 | 25 | 42177.4532 | 3.846% | Single phase | 44.74 | 0.015817 | 0.017376 | 0.019096 | 0.020992 | 0.023084 | 0.025391 | 0.027937 | 0.030746 | 0.033847 | 0.03727 | 0.040167 | 0.040167 | 0.040167 | 0.040167 | 0.040167 | 0.040167 | 0.040167 | 0.040167 | 0.040167 | 0.040167 | 0.082231 | 0.082769 | 0.083808 | 0.083923 | 0.083654 | 0.084077 | 0.085 | 0.086038 | 0.085231 | 0.085231 | 0.085231 | 0.085231 | 0.085231 | 0.085231 | 0.085231 | 0.085231 | 0.085231 | 0.085231 | 0.085231 | 0.085231 | 1603.4599 | 29486.35 | 0.0013118 | 54831.5544 | 31068.7793 | 67.6517 | 1248.0065 | 31089.8099 | 1315.6583 | 29774.1517 | -1294.6276 | FALSE
| 60443953 | PLD003 | PLD | 22KV | 112.18 | 25 | 42177.4532 | 3.846% | Single phase | 44.74 | 0.0010563 | 0.001155 | 0.0012633 | 0.0013823 | 0.0015129 | 0.0016564 | 0.001814 | 0.0019872 | 0.0021776 | 0.0023868 | 0.0026168 | 0.0028696 | 0.0031477 | 0.0034535 | 0.0036767 | 0.0036767 | 0.0036767 | 0.0036767 | 0.0036767 | 0.0036767 | 0.082231 | 0.082769 | 0.083808 | 0.083923 | 0.083654 | 0.084077 | 0.085 | 0.086038 | 0.085231 | 0.085231 | 0.085231 | 0.085231 | 0.085231 | 0.085231 | 0.085231 | 0.085231 | 0.085231 | 0.085231 | 0.085231 | 0.085231 | 121.0295 | 203.6046 | 0.00012007 | 5018.9332 | 2843.8393 | 6.1924 | 10.4563 | 324.6341 | 16.6487 | 307.9854 | -2535.8539 | FALSE
| 60443956 | PLD003 | PLD | 22KV | 1503.97 | 25 | 42177.4532 | 3.846% | Single phase | 44.74 | 0.019474 | 0.021429 | 0.02359 | 0.025976 | 0.028613 | 0.031526 | 0.034747 | 0.038307 | 0.042244 | 0.046597 | 0.049292 | 0.049292 | 0.049292 | 0.049292 | 0.049292 | 0.049292 | 0.049292 | 0.049292 | 0.049292 | 0.049292 | 0.082231 | 0.082769 | 0.083808 | 0.083923 | 0.083654 | 0.084077 | 0.085 | 0.086038 | 0.085231 | 0.085231 | 0.085231 | 0.085231 | 0.085231 | 0.085231 | 0.085231 | 0.085231 | 0.085231 | 0.085231 | 0.085231 | 0.085231 | 1978.479 | 44647.8363 | 0.0016098 | 67287.6178 | 38126.6621 | 83.0202 | 1879.4295 | 46626.3154 | 1962.4497 | 44663.8657 | 6537.2036 | TRUE
| 60443968 | PLD003 | PLD | 22KV | 1972.86 | 25 | 42177.4532 | 3.846% | Three phase | 97.13 | 0.018948 | 0.020694 | 0.022608 | 0.024707 | 0.027009 | 0.029534 | 0.032305 | 0.035345 | 0.038682 | 0.042344 | 0.046365 | 0.05078 | 0.055629 | 0.060954 | 0.06466 | 0.06466 | 0.06466 | 0.06466 | 0.06466 | 0.06466 | 0.082231 | 0.082769 | 0.083808 | 0.083923 | 0.083654 | 0.084077 | 0.085 | 0.086038 | 0.085231 | 0.085231 | 0.085231 | 0.085231 | 0.085231 | 0.085231 | 0.085231 | 0.085231 | 0.085231 | 0.085231 | 0.085231 | 0.085231 | 2142.9504 | 137646.8244 | 0.0021117 | 191623.8918 | 108578.3626 | 108.9032 | 7020.9784 | 139789.7747 | 7129.8816 | 132659.8931 | 24081.5305 | TRUE
| 60443991 | PLD003 | PLD | 22KV | 770.37 | 25 | 42177.4532 | 3.846% | Three phase | 97.13 | 0.0074216 | 0.0081178 | 0.0088823 | 0.009722 | 0.010644 | 0.011658 | 0.012772 | 0.013996 | 0.015342 | 0.016821 | 0.018448 | 0.020238 | 0.022206 | 0.024372 | 0.025249 | 0.025249 | 0.025249 | 0.025249 | 0.025249 | 0.025249 | 0.082231 | 0.082769 | 0.083808 | 0.083923 | 0.083654 | 0.084077 | 0.085 | 0.086038 | 0.085231 | 0.085231 | 0.085231 | 0.085231 | 0.085231 | 0.085231 | 0.085231 | 0.085231 | 0.085231 | 0.085231 | 0.085231 | 0.085231 | 844.7055 | 21186.3319 | 0.00082458 | 74826.0381 | 42398.0988 | 42.525 | 1070.5423 | 22031.0373 | 1113.0672 | 20917.9701 | -21480.1287 | FALSE
| 60443995 | PLD003 | PLD | 22KV | 633.02 | 25 | 42177.4532 | 3.846% | Single phase | 44.74 | 0.0081964 | 0.0090196 | 0.0099288 | 0.010933 | 0.012043 | 0.013269 | 0.014625 | 0.016123 | 0.01778 | 0.019613 | 0.020747 | 0.020747 | 0.020747 | 0.020747 | 0.020747 | 0.020747 | 0.020747 | 0.020747 | 0.020747 | 0.020747 | 0.082231 | 0.082769 | 0.083808 | 0.083923 | 0.083654 | 0.084077 | 0.085 | 0.086038 | 0.085231 | 0.085231 | 0.085231 | 0.085231 | 0.085231 | 0.085231 | 0.085231 | 0.085231 | 0.085231 | 0.085231 | 0.085231 | 0.085231 | 832.7406 | 7909.6439 | 0.00067756 | 28321.3148 | 16047.4874 | 34.9431 | 332.9527 | 8742.3845 | 367.8958 | 8374.4886 | -7672.9988 | FALSE
| 60443996 | PLD003 | PLD | 22KV | 55.48 | 25 | 42177.4532 | 3.846% | Single phase | 44.74 | 0.00071836 | 0.00079051 | 0.0008702 | 0.00095822 | 0.0010555 | 0.001163 | 0.0012818 | 0.0014131 | 0.0015583 | 0.0017189 | 0.0018183 | 0.0018183 | 0.0018183 | 0.0018183 | 0.0018183 | 0.0018183 | 0.0018183 | 0.0018183 | 0.0018183 | 0.0018183 | 0.082231 | 0.082769 | 0.083808 | 0.083923 | 0.083654 | 0.084077 | 0.085 | 0.086038 | 0.085231 | 0.085231 | 0.085231 | 0.085231 | 0.085231 | 0.085231 | 0.085231 | 0.085231 | 0.085231 | 0.085231 | 0.085231 | 0.085231 | 72.9842 | 60.7568 | 5.9384e-05 | 2482.1752 | 1406.4557 | 3.0625 | 2.5575 | 133.741 | 5.6201 | 128.1209 | -1278.3348 | FALSE
| 60443997 | PLD003 | PLD | 22KV | 1193.51 | 25 | 42177.4532 | 3.846% | Single phase | 44.74 | 0.015454 | 0.017006 | 0.01872 | 0.020614 | 0.022706 | 0.025018 | 0.027574 | 0.0304 | 0.033523 | 0.036978 | 0.039117 | 0.039117 | 0.039117 | 0.039117 | 0.039117 | 0.039117 | 0.039117 | 0.039117 | 0.039117 | 0.039117 | 0.082231 | 0.082769 | 0.083808 | 0.083923 | 0.083654 | 0.084077 | 0.085 | 0.086038 | 0.085231 | 0.085231 | 0.085231 | 0.085231 | 0.085231 | 0.085231 | 0.085231 | 0.085231 | 0.085231 | 0.085231 | 0.085231 | 0.085231 | 1570.0676 | 28117.3376 | 0.0012775 | 53397.6374 | 30256.29 | 65.8826 | 1183.586 | 29687.4051 | 1249.4686 | 28437.9366 | -1818.3534 | FALSE
| 60444011 | PLD003 | PLD | 22KV | 3047.16 | 25 | 42177.4532 | 3.846% | Single phase | 44.74 | 0.027678 | 0.030247 | 0.033066 | 0.03616 | 0.039556 | 0.043284 | 0.047378 | 0.051873 | 0.056812 | 0.062237 | 0.068197 | 0.074748 | 0.081947 | 0.089861 | 0.098562 | 0.09987 | 0.09987 | 0.09987 | 0.09987 | 0.09987 | 0.082231 | 0.082769 | 0.083808 | 0.083923 | 0.083654 | 0.084077 | 0.085 | 0.086038 | 0.085231 | 0.085231 | 0.085231 | 0.085231 | 0.085231 | 0.085231 | 0.085231 | 0.085231 | 0.085231 | 0.085231 | 0.085231 | 0.085231 | 3202.8771 | 146351.4769 | 0.0032616 | 136329.9384 | 77247.5778 | 168.2053 | 7715.0405 | 149554.354 | 7883.2458 | 141671.1082 | 64423.5304 | TRUE
| 60444012 | PLD003 | PLD | 22KV | 119.8 | 25 | 42177.4532 | 3.846% | Single phase | 44.74 | 0.0013574 | 0.0014907 | 0.0016377 | 0.0017998 | 0.0019785 | 0.0021756 | 0.0023931 | 0.0026331 | 0.002898 | 0.0031903 | 0.0035131 | 0.0038694 | 0.0039264 | 0.0039264 | 0.0039264 | 0.0039264 | 0.0039264 | 0.0039264 | 0.0039264 | 0.0039264 | 0.082231 | 0.082769 | 0.083808 | 0.083923 | 0.083654 | 0.084077 | 0.085 | 0.086038 | 0.085231 | 0.085231 | 0.085231 | 0.085231 | 0.085231 | 0.085231 | 0.085231 | 0.085231 | 0.085231 | 0.085231 | 0.085231 | 0.085231 | 146.6727 | 263.5775 | 0.00012823 | 5359.852 | 3037.0115 | 6.613 | 11.9251 | 410.2503 | 18.5381 | 391.7122 | -2645.2993 | FALSE
| 60444015 | PLD003 | PLD | 22KV | 474.07 | 25 | 42177.4532 | 3.846% | Single phase | 44.74 | 0.0061181 | 0.0067214 | 0.0073866 | 0.0081201 | 0.0089291 | 0.0098217 | 0.010806 | 0.011893 | 0.013093 | 0.014417 | 0.015538 | 0.015538 | 0.015538 | 0.015538 | 0.015538 | 0.015538 | 0.015538 | 0.015538 | 0.015538 | 0.015538 | 0.082231 | 0.082769 | 0.083808 | 0.083923 | 0.083654 | 0.084077 | 0.085 | 0.086038 | 0.085231 | 0.085231 | 0.085231 | 0.085231 | 0.085231 | 0.085231 | 0.085231 | 0.085231 | 0.085231 | 0.085231 | 0.085231 | 0.085231 | 620.2489 | 4412.0132 | 0.00050743 | 21209.8918 | 12017.9968 | 26.169 | 186.738 | 5032.2621 | 212.907 | 4819.3552 | -7198.6416 | FALSE
| 60444016 | PLD003 | PLD | 22KV | 351.06 | 25 | 42177.4532 | 3.846% | Single phase | 44.74 | 0.0018643 | 0.0020177 | 0.0021846 | 0.002366 | 0.0025634 | 0.0027781 | 0.0030118 | 0.0032661 | 0.0035429 | 0.0038442 | 0.0041724 | 0.0045297 | 0.004919 | 0.005343 | 0.005805 | 0.0063084 | 0.0068571 | 0.0074551 | 0.0081071 | 0.0088178 | 0.082231 | 0.082769 | 0.083808 | 0.083923 | 0.083654 | 0.084077 | 0.085 | 0.086038 | 0.085231 | 0.085231 | 0.085231 | 0.085231 | 0.085231 | 0.085231 | 0.085231 | 0.085231 | 0.085231 | 0.085231 | 0.085231 | 0.085231 | 211.9678 | 1115.8729 | 0.00037576 | 15706.4244 | 8899.6097 | 19.3788 | 102.4025 | 1327.8407 | 121.7812 | 1206.0595 | -7693.5502 | FALSE
| 60444022 | PLD003 | PLD | 22KV | 84.3 | 25 | 42177.4532 | 3.846% | Single phase | 44.74 | 0.0010915 | 0.0012012 | 0.0013222 | 0.001456 | 0.0016038 | 0.0017671 | 0.0019476 | 0.0021472 | 0.0023678 | 0.0026118 | 0.0027629 | 0.0027629 | 0.0027629 | 0.0027629 | 0.0027629 | 0.0027629 | 0.0027629 | 0.0027629 | 0.0027629 | 0.0027629 | 0.082231 | 0.082769 | 0.083808 | 0.083923 | 0.083654 | 0.084077 | 0.085 | 0.086038 | 0.085231 | 0.085231 | 0.085231 | 0.085231 | 0.085231 | 0.085231 | 0.085231 | 0.085231 | 0.085231 | 0.085231 | 0.085231 | 0.085231 | 110.897 | 140.274 | 9.0232e-05 | 3771.582 | 2137.0623 | 4.6534 | 5.9048 | 251.171 | 10.5582 | 240.6128 | -1896.4495 | FALSE
| 60444023 | PLD003 | PLD | 22KV | 56.3 | 25 | 42177.4532 | 3.846% | Single phase | 44.74 | 0.00042361 | 0.00047073 | 0.00052337 | 0.0005822 | 0.00064794 | 0.00072144 | 0.00080364 | 0.00089559 | 0.00099847 | 0.0011136 | 0.0012425 | 0.0013868 | 0.0015484 | 0.0017293 | 0.0018452 | 0.0018452 | 0.0018452 | 0.0018452 | 0.0018452 | 0.0018452 | 0.082231 | 0.082769 | 0.083808 | 0.083923 | 0.083654 | 0.084077 | 0.085 | 0.086038 | 0.085231 | 0.085231 | 0.085231 | 0.085231 | 0.085231 | 0.085231 | 0.085231 | 0.085231 | 0.085231 | 0.085231 | 0.085231 | 0.085231 | 57.1974 | 48.2658 | 6.0262e-05 | 2518.862 | 1427.2433 | 3.1078 | 2.6337 | 105.4631 | 5.7415 | 99.7216 | -1327.5216 | FALSE
| 60444024 | PLD003 | PLD | 22KV | 497.67 | 25 | 42177.4532 | 3.846% | Single phase | 44.74 | 0.0037445 | 0.0041611 | 0.0046264 | 0.0051464 | 0.0057275 | 0.0063773 | 0.0071039 | 0.0079167 | 0.0088261 | 0.0098438 | 0.010983 | 0.012258 | 0.013687 | 0.015287 | 0.016311 | 0.016311 | 0.016311 | 0.016311 | 0.016311 | 0.016311 | 0.082231 | 0.082769 | 0.083808 | 0.083923 | 0.083654 | 0.084077 | 0.085 | 0.086038 | 0.085231 | 0.085231 | 0.085231 | 0.085231 | 0.085231 | 0.085231 | 0.085231 | 0.085231 | 0.085231 | 0.085231 | 0.085231 | 0.085231 | 505.6024 | 3771.4228 | 0.00053269 | 22265.7558 | 12616.2729 | 27.4717 | 205.793 | 4277.0253 | 233.2647 | 4043.7605 | -8572.5123 | FALSE
| 60444029 | PLD003 | PLD | 22KV | 570.7 | 25 | 42177.4532 | 3.846% | Single phase | 44.74 | 0.0073652 | 0.0080914 | 0.0088922 | 0.0097752 | 0.010749 | 0.011824 | 0.013009 | 0.014317 | 0.015762 | 0.017356 | 0.018705 | 0.018705 | 0.018705 | 0.018705 | 0.018705 | 0.018705 | 0.018705 | 0.018705 | 0.018705 | 0.018705 | 0.082231 | 0.082769 | 0.083808 | 0.083923 | 0.083654 | 0.084077 | 0.085 | 0.086038 | 0.085231 | 0.085231 | 0.085231 | 0.085231 | 0.085231 | 0.085231 | 0.085231 | 0.085231 | 0.085231 | 0.085231 | 0.085231 | 0.085231 | 746.6746 | 6393.926 | 0.00061086 | 25533.118 | 14467.633 | 31.503 | 270.6222 | 7140.6006 | 302.1252 | 6838.4754 | -7629.1576 | FALSE
| 60444032 | PLD003 | PLD | 22KV | 444.91 | 25 | 42177.4532 | 3.846% | Three phase | 97.13 | 0.0024039 | 0.0026439 | 0.0029094 | 0.0032031 | 0.003528 | 0.0038877 | 0.0042859 | 0.0047269 | 0.0052153 | 0.0057565 | 0.0063561 | 0.0070208 | 0.0077576 | 0.0085747 | 0.0094808 | 0.010486 | 0.011601 | 0.012839 | 0.014212 | 0.014582 | 0.082231 | 0.082769 | 0.083808 | 0.083923 | 0.083654 | 0.084077 | 0.085 | 0.086038 | 0.085231 | 0.085231 | 0.085231 | 0.085231 | 0.085231 | 0.085231 | 0.085231 | 0.085231 | 0.085231 | 0.085231 | 0.085231 | 0.085231 | 328.9744 | 4762.1005 | 0.00047622 | 43214.1083 | 24486.0757 | 24.5593 | 357.0668 | 5091.0749 | 381.6261 | 4709.4488 | -19776.6269 | FALSE
| 60444034 | PLD003 | PLD | 22KV | 941.51 | 25 | 42177.4532 | 3.846% | Three phase | 97.13 | 0.005087 | 0.005595 | 0.0061568 | 0.0067783 | 0.0074659 | 0.0082271 | 0.0090698 | 0.010003 | 0.011037 | 0.012182 | 0.013451 | 0.014857 | 0.016417 | 0.018146 | 0.020063 | 0.02219 | 0.02455 | 0.027169 | 0.030075 | 0.030858 | 0.082231 | 0.082769 | 0.083808 | 0.083923 | 0.083654 | 0.084077 | 0.085 | 0.086038 | 0.085231 | 0.085231 | 0.085231 | 0.085231 | 0.085231 | 0.085231 | 0.085231 | 0.085231 | 0.085231 | 0.085231 | 0.085231 | 0.085231 | 696.1693 | 21325.7391 | 0.0010078 | 91448.8663 | 51816.9633 | 51.972 | 1599.024 | 22021.9085 | 1650.996 | 20370.9125 | -31446.0508 | FALSE
| 60444035 | PLD003 | PLD | 22KV | 229.53 | 25 | 42177.4532 | 3.846% | Three phase | 97.13 | 0.0012402 | 0.001364 | 0.001501 | 0.0016525 | 0.0018201 | 0.0020057 | 0.0022111 | 0.0024386 | 0.0026906 | 0.0029698 | 0.0032791 | 0.003622 | 0.0040022 | 0.0044237 | 0.0048912 | 0.0054097 | 0.005985 | 0.0066234 | 0.007332 | 0.0075228 | 0.082231 | 0.082769 | 0.083808 | 0.083923 | 0.083654 | 0.084077 | 0.085 | 0.086038 | 0.085231 | 0.085231 | 0.085231 | 0.085231 | 0.085231 | 0.085231 | 0.085231 | 0.085231 | 0.085231 | 0.085231 | 0.085231 | 0.085231 | 169.7186 | 1267.4567 | 0.00024568 | 22294.2489 | 12632.4177 | 12.6702 | 95.0351 | 1437.1753 | 107.7053 | 1329.47 | -11302.9477 | FALSE
| 60444042 | PLD003 | PLD | 22KV | 924.65 | 25 | 42177.4532 | 3.846% | Three phase | 97.13 | 0.0089079 | 0.0097435 | 0.010661 | 0.011669 | 0.012776 | 0.013993 | 0.015329 | 0.016799 | 0.018414 | 0.02019 | 0.022143 | 0.024291 | 0.026654 | 0.029253 | 0.030305 | 0.030305 | 0.030305 | 0.030305 | 0.030305 | 0.030305 | 0.082231 | 0.082769 | 0.083808 | 0.083923 | 0.083654 | 0.084077 | 0.085 | 0.086038 | 0.085231 | 0.085231 | 0.085231 | 0.085231 | 0.085231 | 0.085231 | 0.085231 | 0.085231 | 0.085231 | 0.085231 | 0.085231 | 0.085231 | 1013.8724 | 30521.9162 | 0.00098971 | 89811.2545 | 50889.056 | 51.0413 | 1542.268 | 31535.7886 | 1593.3093 | 29942.4793 | -20946.5767 | FALSE
| 60444043 | PLD003 | PLD | 22KV | 186.79 | 25 | 42177.4532 | 3.846% | Three phase | 97.13 | 0.0017995 | 0.0019683 | 0.0021537 | 0.0023573 | 0.0025809 | 0.0028267 | 0.0030967 | 0.0033936 | 0.0037199 | 0.0040786 | 0.0044732 | 0.0049071 | 0.0053843 | 0.0059094 | 0.006122 | 0.006122 | 0.006122 | 0.006122 | 0.006122 | 0.006122 | 0.082231 | 0.082769 | 0.083808 | 0.083923 | 0.083654 | 0.084077 | 0.085 | 0.086038 | 0.085231 | 0.085231 | 0.085231 | 0.085231 | 0.085231 | 0.085231 | 0.085231 | 0.085231 | 0.085231 | 0.085231 | 0.085231 | 0.085231 | 204.814 | 1245.559 | 0.00019993 | 18142.9127 | 10280.1782 | 10.3109 | 62.9379 | 1450.3729 | 73.2488 | 1377.1241 | -8903.0541 | FALSE
| 60444044 | PLD003 | PLD | 22KV | 362.91 | 25 | 42177.4532 | 3.846% | Three phase | 97.13 | 0.0034962 | 0.0038242 | 0.0041843 | 0.0045799 | 0.0050144 | 0.0054919 | 0.0060166 | 0.0065933 | 0.0072272 | 0.0079243 | 0.0086908 | 0.0095338 | 0.010461 | 0.011481 | 0.011894 | 0.011894 | 0.011894 | 0.011894 | 0.011894 | 0.011894 | 0.082231 | 0.082769 | 0.083808 | 0.083923 | 0.083654 | 0.084077 | 0.085 | 0.086038 | 0.085231 | 0.085231 | 0.085231 | 0.085231 | 0.085231 | 0.085231 | 0.085231 | 0.085231 | 0.085231 | 0.085231 | 0.085231 | 0.085231 | 397.9283 | 4701.7 | 0.00038845 | 35249.4483 | 19973.1221 | 20.0329 | 237.5762 | 5099.6284 | 257.6091 | 4842.0193 | -15131.1028 | FALSE
| 60444045 | PLD003 | PLD | 22KV | 974.65 | 25 | 42177.4532 | 3.846% | Three phase | 97.13 | 0.0093895 | 0.01027 | 0.011238 | 0.0123 | 0.013467 | 0.014749 | 0.016158 | 0.017707 | 0.01941 | 0.021282 | 0.02334 | 0.025604 | 0.028095 | 0.030835 | 0.031944 | 0.031944 | 0.031944 | 0.031944 | 0.031944 | 0.031944 | 0.082231 | 0.082769 | 0.083808 | 0.083923 | 0.083654 | 0.084077 | 0.085 | 0.086038 | 0.085231 | 0.085231 | 0.085231 | 0.085231 | 0.085231 | 0.085231 | 0.085231 | 0.085231 | 0.085231 | 0.085231 | 0.085231 | 0.085231 | 1068.6971 | 33912.0795 | 0.0010432 | 94667.7545 | 53640.857 | 53.8013 | 1713.5725 | 34980.7766 | 1767.3738 | 33213.4028 | -20427.4542 | FALSE
| 60444046 | PLD003 | PLD | 22KV | 2927.34 | 25 | 42177.4532 | 3.846% | Three phase | 97.13 | 0.028201 | 0.030847 | 0.033752 | 0.036943 | 0.040448 | 0.044299 | 0.048531 | 0.053183 | 0.058297 | 0.06392 | 0.070102 | 0.076902 | 0.084382 | 0.092611 | 0.095943 | 0.095943 | 0.095943 | 0.095943 | 0.095943 | 0.095943 | 0.082231 | 0.082769 | 0.083808 | 0.083923 | 0.083654 | 0.084077 | 0.085 | 0.086038 | 0.085231 | 0.085231 | 0.085231 | 0.085231 | 0.085231 | 0.085231 | 0.085231 | 0.085231 | 0.085231 | 0.085231 | 0.085231 | 0.085231 | 3209.8084 | 305916.8379 | 0.0031333 | 284332.5342 | 161109.1431 | 161.5912 | 15457.9336 | 309126.6463 | 15619.5247 | 293507.1215 | 132397.9784 | TRUE
| 60444051 | PLD003 | PLD | 22KV | 239.62 | 25 | 42177.4532 | 3.846% | Three phase | 97.13 | 0.0012847 | 0.0014155 | 0.0015604 | 0.0017211 | 0.0018992 | 0.0020967 | 0.0023158 | 0.0025589 | 0.0028288 | 0.0031283 | 0.0034609 | 0.0038302 | 0.0042405 | 0.0046964 | 0.005203 | 0.0057661 | 0.0063921 | 0.0070881 | 0.0078535 | 0.0078535 | 0.082231 | 0.082769 | 0.083808 | 0.083923 | 0.083654 | 0.084077 | 0.085 | 0.086038 | 0.085231 | 0.085231 | 0.085231 | 0.085231 | 0.085231 | 0.085231 | 0.085231 | 0.085231 | 0.085231 | 0.085231 | 0.085231 | 0.085231 | 179.2836 | 1397.666 | 0.00025648 | 23274.2906 | 13187.7311 | 13.2272 | 103.5741 | 1576.9496 | 116.8013 | 1460.1483 | -11727.5828 | FALSE
| 60444052 | PLD003 | PLD | 22KV | 213.35 | 25 | 42177.4532 | 3.846% | Three phase | 97.13 | 0.0011438 | 0.0012603 | 0.0013894 | 0.0015324 | 0.001691 | 0.0018669 | 0.0020619 | 0.0022784 | 0.0025186 | 0.0027853 | 0.0030814 | 0.0034103 | 0.0037756 | 0.0041815 | 0.0046326 | 0.0051339 | 0.0056913 | 0.006311 | 0.0069925 | 0.0069925 | 0.082231 | 0.082769 | 0.083808 | 0.083923 | 0.083654 | 0.084077 | 0.085 | 0.086038 | 0.085231 | 0.085231 | 0.085231 | 0.085231 | 0.085231 | 0.085231 | 0.085231 | 0.085231 | 0.085231 | 0.085231 | 0.085231 | 0.085231 | 159.6284 | 1108.0072 | 0.00022836 | 20722.6855 | 11741.9349 | 11.7771 | 82.1089 | 1267.6356 | 93.886 | 1173.7496 | -10568.1853 | FALSE
| 60444054 | PLD003 | PLD | 22KV | 396.02 | 25 | 42177.4532 | 3.846% | Single phase | 44.74 | 0.0048352 | 0.0053161 | 0.0058468 | 0.0064326 | 0.0070793 | 0.0077934 | 0.0085821 | 0.0094532 | 0.010416 | 0.011479 | 0.012654 | 0.012979 | 0.012979 | 0.012979 | 0.012979 | 0.012979 | 0.012979 | 0.012979 | 0.012979 | 0.012979 | 0.082231 | 0.082769 | 0.083808 | 0.083923 | 0.083654 | 0.084077 | 0.085 | 0.086038 | 0.085231 | 0.085231 | 0.085231 | 0.085231 | 0.085231 | 0.085231 | 0.085231 | 0.085231 | 0.085231 | 0.085231 | 0.085231 | 0.085231 | 505.3927 | 3002.7297 | 0.00042389 | 17717.9348 | 10039.3763 | 21.8606 | 130.3113 | 3508.1225 | 152.1718 | 3355.9506 | -6683.4256 | FALSE
| 60444061 | PLD003 | PLD | 22KV | 552.5 | 25 | 42177.4532 | 3.846% | Single phase | 44.74 | 0.0071539 | 0.0078723 | 0.0086659 | 0.0095425 | 0.010511 | 0.011582 | 0.012765 | 0.014073 | 0.015519 | 0.017118 | 0.018108 | 0.018108 | 0.018108 | 0.018108 | 0.018108 | 0.018108 | 0.018108 | 0.018108 | 0.018108 | 0.018108 | 0.082231 | 0.082769 | 0.083808 | 0.083923 | 0.083654 | 0.084077 | 0.085 | 0.086038 | 0.085231 | 0.085231 | 0.085231 | 0.085231 | 0.085231 | 0.085231 | 0.085231 | 0.085231 | 0.085231 | 0.085231 | 0.085231 | 0.085231 | 726.8161 | 6025.4104 | 0.00059138 | 24718.85 | 14006.2506 | 30.4984 | 253.6368 | 6752.2266 | 284.1352 | 6468.0914 | -7538.1592 | FALSE
| 60444076 | PLD003 | PLD | 22KV | 1029.12 | 25 | 42177.4532 | 3.846% | Single phase | 44.74 | 0.0093767 | 0.010263 | 0.011238 | 0.012309 | 0.013486 | 0.014781 | 0.016205 | 0.017772 | 0.019496 | 0.021393 | 0.023481 | 0.025779 | 0.028309 | 0.031095 | 0.033729 | 0.033729 | 0.033729 | 0.033729 | 0.033729 | 0.033729 | 0.082231 | 0.082769 | 0.083808 | 0.083923 | 0.083654 | 0.084077 | 0.085 | 0.086038 | 0.085231 | 0.085231 | 0.085231 | 0.085231 | 0.085231 | 0.085231 | 0.085231 | 0.085231 | 0.085231 | 0.085231 | 0.085231 | 0.085231 | 1093.0045 | 16867.1434 | 0.0011015 | 46042.8288 | 26088.8917 | 56.8081 | 879.994 | 17960.1479 | 936.8022 | 17023.3457 | -9065.546 | FALSE
| 60444077 | PLD003 | PLD | 22KV | 871.33 | 25 | 42177.4532 | 3.846% | Single phase | 44.74 | 0.007939 | 0.0086896 | 0.0095146 | 0.010421 | 0.011418 | 0.012515 | 0.013721 | 0.015047 | 0.016507 | 0.018113 | 0.019881 | 0.021827 | 0.023969 | 0.026328 | 0.028558 | 0.028558 | 0.028558 | 0.028558 | 0.028558 | 0.028558 | 0.082231 | 0.082769 | 0.083808 | 0.083923 | 0.083654 | 0.084077 | 0.085 | 0.086038 | 0.085231 | 0.085231 | 0.085231 | 0.085231 | 0.085231 | 0.085231 | 0.085231 | 0.085231 | 0.085231 | 0.085231 | 0.085231 | 0.085231 | 925.4194 | 12091.3512 | 0.00093264 | 38983.3042 | 22088.8079 | 48.098 | 630.831 | 13016.7706 | 678.929 | 12337.8416 | -9750.9664 | FALSE
| 60444089 | PLD003 | PLD | 22KV | 52.26 | 25 | 42177.4532 | 3.846% | Three phase | 97.13 | 0.00035449 | 0.00039078 | 0.00043098 | 0.00047553 | 0.00052492 | 0.00057968 | 0.00064041 | 0.00070778 | 0.00078253 | 0.00086549 | 0.00095758 | 0.0010598 | 0.0011734 | 0.0012995 | 0.0014396 | 0.0015952 | 0.0017128 | 0.0017128 | 0.0017128 | 0.0017128 | 0.082231 | 0.082769 | 0.083808 | 0.083923 | 0.083654 | 0.084077 | 0.085 | 0.086038 | 0.085231 | 0.085231 | 0.085231 | 0.085231 | 0.085231 | 0.085231 | 0.085231 | 0.085231 | 0.085231 | 0.085231 | 0.085231 | 0.085231 | 47.2654 | 80.3754 | 5.5937e-05 | 5076.0138 | 2876.1824 | 2.8848 | 4.9266 | 127.6408 | 7.8113 | 119.8295 | -2756.3529 | FALSE
| 60444090 | PLD003 | PLD | 22KV | 1348.04 | 25 | 42177.4532 | 3.846% | Single phase | 44.74 | 0.015225 | 0.016693 | 0.018309 | 0.020087 | 0.022045 | 0.024202 | 0.026576 | 0.029192 | 0.032074 | 0.03525 | 0.038749 | 0.042607 | 0.044182 | 0.044182 | 0.044182 | 0.044182 | 0.044182 | 0.044182 | 0.044182 | 0.044182 | 0.082231 | 0.082769 | 0.083808 | 0.083923 | 0.083654 | 0.084077 | 0.085 | 0.086038 | 0.085231 | 0.085231 | 0.085231 | 0.085231 | 0.085231 | 0.085231 | 0.085231 | 0.085231 | 0.085231 | 0.085231 | 0.085231 | 0.085231 | 1638.0382 | 33123.1683 | 0.0014429 | 60311.3096 | 34173.7305 | 74.4127 | 1509.9176 | 34761.2066 | 1584.3303 | 33176.8762 | -996.8543 | FALSE
| 60444091 | PLD003 | PLD | 22KV | 1639.19 | 25 | 42177.4532 | 3.846% | Single phase | 44.74 | 0.018513 | 0.020298 | 0.022263 | 0.024426 | 0.026807 | 0.029429 | 0.032316 | 0.035497 | 0.039001 | 0.042863 | 0.047118 | 0.051809 | 0.053724 | 0.053724 | 0.053724 | 0.053724 | 0.053724 | 0.053724 | 0.053724 | 0.053724 | 0.082231 | 0.082769 | 0.083808 | 0.083923 | 0.083654 | 0.084077 | 0.085 | 0.086038 | 0.085231 | 0.085231 | 0.085231 | 0.085231 | 0.085231 | 0.085231 | 0.085231 | 0.085231 | 0.085231 | 0.085231 | 0.085231 | 0.085231 | 1991.8221 | 48976.1797 | 0.0017545 | 73337.3606 | 41554.581 | 90.4844 | 2232.5762 | 50968.0018 | 2323.0606 | 48644.9412 | 7090.3602 | TRUE
| 60444092 | PLD003 | PLD | 22KV | 919.44 | 25 | 42177.4532 | 3.846% | Single phase | 44.74 | 0.010384 | 0.011386 | 0.012488 | 0.013701 | 0.015036 | 0.016507 | 0.018127 | 0.019911 | 0.021876 | 0.024042 | 0.026429 | 0.02906 | 0.030134 | 0.030134 | 0.030134 | 0.030134 | 0.030134 | 0.030134 | 0.030134 | 0.030134 | 0.082231 | 0.082769 | 0.083808 | 0.083923 | 0.083654 | 0.084077 | 0.085 | 0.086038 | 0.085231 | 0.085231 | 0.085231 | 0.085231 | 0.085231 | 0.085231 | 0.085231 | 0.085231 | 0.085231 | 0.085231 | 0.085231 | 0.085231 | 1117.2353 | 15408.952 | 0.00098414 | 41135.7456 | 23308.4291 | 50.7537 | 702.4161 | 16526.1872 | 753.1699 | 15773.0174 | -7535.4117 | FALSE
| 60444107 | PLD003 | PLD | 22KV | 1446 | 25 | 42177.4532 | 3.846% | Single phase | 44.74 | 0.016331 | 0.017906 | 0.019639 | 0.021547 | 0.023647 | 0.02596 | 0.028508 | 0.031313 | 0.034405 | 0.037811 | 0.041565 | 0.045703 | 0.047392 | 0.047392 | 0.047392 | 0.047392 | 0.047392 | 0.047392 | 0.047392 | 0.047392 | 0.082231 | 0.082769 | 0.083808 | 0.083923 | 0.083654 | 0.084077 | 0.085 | 0.086038 | 0.085231 | 0.085231 | 0.085231 | 0.085231 | 0.085231 | 0.085231 | 0.085231 | 0.085231 | 0.085231 | 0.085231 | 0.085231 | 0.085231 | 1757.0719 | 38112.1018 | 0.0015478 | 64694.04 | 36657.0831 | 79.8202 | 1737.3378 | 39869.1737 | 1817.158 | 38052.0157 | 1394.9325 | TRUE
| 60444108 | PLD003 | PLD | 22KV | 239.97 | 25 | 42177.4532 | 3.846% | Single phase | 44.74 | 0.003097 | 0.0034023 | 0.003739 | 0.0041103 | 0.0045199 | 0.0049717 | 0.0054702 | 0.0060203 | 0.0066275 | 0.0072977 | 0.007865 | 0.007865 | 0.007865 | 0.007865 | 0.007865 | 0.007865 | 0.007865 | 0.007865 | 0.007865 | 0.007865 | 0.082231 | 0.082769 | 0.083808 | 0.083923 | 0.083654 | 0.084077 | 0.085 | 0.086038 | 0.085231 | 0.085231 | 0.085231 | 0.085231 | 0.085231 | 0.085231 | 0.085231 | 0.085231 | 0.085231 | 0.085231 | 0.085231 | 0.085231 | 313.9644 | 1130.4875 | 0.00025686 | 10736.2578 | 6083.4027 | 13.2465 | 47.8478 | 1444.4519 | 61.0943 | 1383.3577 | -4700.045 | FALSE
| 60444121 | PLD003 | PLD | 22KV | 110.66 | 25 | 42177.4532 | 3.846% | Three phase | 97.13 | 0.0005979 | 0.00065761 | 0.00072364 | 0.00079668 | 0.00087751 | 0.00096697 | 0.001066 | 0.0011757 | 0.0012972 | 0.0014318 | 0.0015809 | 0.0017462 | 0.0019295 | 0.0021327 | 0.0023581 | 0.0026081 | 0.0028855 | 0.0031933 | 0.0035349 | 0.0036269 | 0.082231 | 0.082769 | 0.083808 | 0.083923 | 0.083654 | 0.084077 | 0.085 | 0.086038 | 0.085231 | 0.085231 | 0.085231 | 0.085231 | 0.085231 | 0.085231 | 0.085231 | 0.085231 | 0.085231 | 0.085231 | 0.085231 | 0.085231 | 81.824 | 294.6019 | 0.00011845 | 10748.4058 | 6090.286 | 6.1085 | 22.0895 | 376.4259 | 28.198 | 348.2279 | -5742.0581 | FALSE
| 60444122 | PLD003 | PLD | 22KV | 322 | 25 | 42177.4532 | 3.846% | Single phase | 44.74 | 0.0036367 | 0.0039874 | 0.0043733 | 0.0047982 | 0.0052659 | 0.0057809 | 0.0063481 | 0.006973 | 0.0076614 | 0.0084199 | 0.0092558 | 0.010177 | 0.010553 | 0.010553 | 0.010553 | 0.010553 | 0.010553 | 0.010553 | 0.010553 | 0.010553 | 0.082231 | 0.082769 | 0.083808 | 0.083923 | 0.083654 | 0.084077 | 0.085 | 0.086038 | 0.085231 | 0.085231 | 0.085231 | 0.085231 | 0.085231 | 0.085231 | 0.085231 | 0.085231 | 0.085231 | 0.085231 | 0.085231 | 0.085231 | 391.2705 | 1889.8967 | 0.00034466 | 14406.28 | 8162.9189 | 17.7746 | 86.1508 | 2281.1672 | 103.9254 | 2177.2417 | -5985.6772 | FALSE
| 60444123 | PLD003 | PLD | 22KV | 306.98 | 25 | 42177.4532 | 3.846% | Three phase | 97.13 | 0.0029574 | 0.0032348 | 0.0035394 | 0.003874 | 0.0042416 | 0.0046455 | 0.0050893 | 0.0055771 | 0.0061134 | 0.006703 | 0.0073514 | 0.0080645 | 0.0088489 | 0.0097118 | 0.010061 | 0.010061 | 0.010061 | 0.010061 | 0.010061 | 0.010061 | 0.082231 | 0.082769 | 0.083808 | 0.083923 | 0.083654 | 0.084077 | 0.085 | 0.086038 | 0.085231 | 0.085231 | 0.085231 | 0.085231 | 0.085231 | 0.085231 | 0.085231 | 0.085231 | 0.085231 | 0.085231 | 0.085231 | 0.085231 | 336.6015 | 3364.1644 | 0.00032858 | 29816.9674 | 16894.9575 | 16.9455 | 169.9907 | 3700.7659 | 186.9362 | 3513.8296 | -13381.1278 | FALSE
| 60444139 | PLD003 | PLD | 22KV | 86.6 | 25 | 42177.4532 | 3.846% | Single phase | 44.74 | 0.00045988 | 0.00049773 | 0.00053889 | 0.00058365 | 0.00063234 | 0.00068531 | 0.00074295 | 0.00080568 | 0.00087396 | 0.0009483 | 0.0010292 | 0.0011174 | 0.0012134 | 0.001318 | 0.001432 | 0.0015562 | 0.0016915 | 0.001839 | 0.0019999 | 0.0021752 | 0.082231 | 0.082769 | 0.083808 | 0.083923 | 0.083654 | 0.084077 | 0.085 | 0.086038 | 0.085231 | 0.085231 | 0.085231 | 0.085231 | 0.085231 | 0.085231 | 0.085231 | 0.085231 | 0.085231 | 0.085231 | 0.085231 | 0.085231 | 52.2885 | 67.9028 | 9.2694e-05 | 3874.484 | 2195.3689 | 4.7804 | 6.2314 | 120.1914 | 11.0117 | 109.1796 | -2086.1893 | FALSE
| 60444140 | PLD003 | PLD | 22KV | 398.94 | 25 | 42177.4532 | 3.846% | Single phase | 44.74 | 0.0021185 | 0.0022929 | 0.0024825 | 0.0026887 | 0.002913 | 0.003157 | 0.0034225 | 0.0037115 | 0.0040261 | 0.0043685 | 0.0047414 | 0.0051475 | 0.0055899 | 0.0060717 | 0.0065967 | 0.0071688 | 0.0077923 | 0.0084719 | 0.0092128 | 0.01002 | 0.082231 | 0.082769 | 0.083808 | 0.083923 | 0.083654 | 0.084077 | 0.085 | 0.086038 | 0.085231 | 0.085231 | 0.085231 | 0.085231 | 0.085231 | 0.085231 | 0.085231 | 0.085231 | 0.085231 | 0.085231 | 0.085231 | 0.085231 | 240.8774 | 1441.0107 | 0.00042701 | 17848.5756 | 10113.4002 | 22.0218 | 132.24 | 1681.8881 | 154.2618 | 1527.6264 | -8585.7739 | FALSE
| 60444141 | PLD003 | PLD | 22KV | 187.81 | 25 | 42177.4532 | 3.846% | Three phase | 97.13 | 0.0018038 | 0.00197 | 0.0021522 | 0.002352 | 0.0025712 | 0.0028116 | 0.0030753 | 0.0033647 | 0.0036824 | 0.004031 | 0.0044138 | 0.0048341 | 0.0052957 | 0.0058026 | 0.0061554 | 0.0061554 | 0.0061554 | 0.0061554 | 0.0061554 | 0.0061554 | 0.082231 | 0.082769 | 0.083808 | 0.083923 | 0.083654 | 0.084077 | 0.085 | 0.086038 | 0.085231 | 0.085231 | 0.085231 | 0.085231 | 0.085231 | 0.085231 | 0.085231 | 0.085231 | 0.085231 | 0.085231 | 0.085231 | 0.085231 | 204.0021 | 1247.4154 | 0.00020103 | 18241.9853 | 10336.3149 | 10.3672 | 63.6272 | 1451.4174 | 73.9944 | 1377.423 | -8958.8919 | FALSE
| 60444142 | PLD003 | PLD | 22KV | 4249.33 | 25 | 42177.4532 | 3.846% | Three phase | 97.13 | 0.040813 | 0.044573 | 0.048696 | 0.053216 | 0.058174 | 0.063613 | 0.069581 | 0.076129 | 0.083316 | 0.091205 | 0.099866 | 0.10938 | 0.11982 | 0.13129 | 0.13927 | 0.13927 | 0.13927 | 0.13927 | 0.13927 | 0.13927 | 0.082231 | 0.082769 | 0.083808 | 0.083923 | 0.083654 | 0.084077 | 0.085 | 0.086038 | 0.085231 | 0.085231 | 0.085231 | 0.085231 | 0.085231 | 0.085231 | 0.085231 | 0.085231 | 0.085231 | 0.085231 | 0.085231 | 0.085231 | 4615.6865 | 638578.923 | 0.0045483 | 412737.4229 | 233866.2113 | 234.5659 | 32572.1196 | 643194.6095 | 32806.6856 | 610387.924 | 376521.7126 | TRUE
| 60444147 | PLD003 | PLD | 22KV | 646.53 | 25 | 42177.4532 | 3.846% | Three phase | 97.13 | 0.0062285 | 0.0068128 | 0.0074544 | 0.0081591 | 0.0089333 | 0.0097839 | 0.010719 | 0.011746 | 0.012875 | 0.014117 | 0.015483 | 0.016985 | 0.018637 | 0.020454 | 0.02119 | 0.02119 | 0.02119 | 0.02119 | 0.02119 | 0.02119 | 0.082231 | 0.082769 | 0.083808 | 0.083923 | 0.083654 | 0.084077 | 0.085 | 0.086038 | 0.085231 | 0.085231 | 0.085231 | 0.085231 | 0.085231 | 0.085231 | 0.085231 | 0.085231 | 0.085231 | 0.085231 | 0.085231 | 0.085231 | 708.9157 | 14922.2534 | 0.00069202 | 62797.4589 | 35582.4381 | 35.6889 | 754.0193 | 15631.1691 | 789.7082 | 14841.4609 | -20740.9771 | FALSE
| 60444148 | PLD003 | PLD | 22KV | 201.84 | 25 | 42177.4532 | 3.846% | Three phase | 97.13 | 0.0019445 | 0.0021269 | 0.0023272 | 0.0025472 | 0.0027889 | 0.0030544 | 0.0033462 | 0.003667 | 0.0040196 | 0.0044073 | 0.0048336 | 0.0053024 | 0.0058182 | 0.0063855 | 0.0066153 | 0.0066153 | 0.0066153 | 0.0066153 | 0.0066153 | 0.0066153 | 0.082231 | 0.082769 | 0.083808 | 0.083923 | 0.083654 | 0.084077 | 0.085 | 0.086038 | 0.085231 | 0.085231 | 0.085231 | 0.085231 | 0.085231 | 0.085231 | 0.085231 | 0.085231 | 0.085231 | 0.085231 | 0.085231 | 0.085231 | 221.3162 | 1454.3587 | 0.00021604 | 19604.7192 | 11108.4703 | 11.1417 | 73.4885 | 1675.6748 | 84.6302 | 1591.0446 | -9517.4257 | FALSE
| 60444151 | PLD003 | PLD | 22KV | 338.56 | 25 | 42177.4532 | 3.846% | Single phase | 44.74 | 0.0043693 | 0.0048001 | 0.0052752 | 0.005799 | 0.0063768 | 0.0070142 | 0.0077175 | 0.0084937 | 0.0093503 | 0.010296 | 0.011096 | 0.011096 | 0.011096 | 0.011096 | 0.011096 | 0.011096 | 0.011096 | 0.011096 | 0.011096 | 0.011096 | 0.082231 | 0.082769 | 0.083808 | 0.083923 | 0.083654 | 0.084077 | 0.085 | 0.086038 | 0.085231 | 0.085231 | 0.085231 | 0.085231 | 0.085231 | 0.085231 | 0.085231 | 0.085231 | 0.085231 | 0.085231 | 0.085231 | 0.085231 | 442.9546 | 2250.2105 | 0.00036238 | 15147.1744 | 8582.7262 | 18.6887 | 95.2399 | 2693.1651 | 113.9287 | 2579.2364 | -6003.4898 | FALSE
| 60444152 | PLD003 | PLD | 22KV | 630.54 | 25 | 42177.4532 | 3.846% | Three phase | 97.13 | 0.0033484 | 0.003624 | 0.0039237 | 0.0042496 | 0.0046041 | 0.0049898 | 0.0054095 | 0.0058662 | 0.0063634 | 0.0069046 | 0.007494 | 0.0081359 | 0.008835 | 0.0095966 | 0.010426 | 0.011331 | 0.012316 | 0.01339 | 0.014561 | 0.015838 | 0.082231 | 0.082769 | 0.083808 | 0.083923 | 0.083654 | 0.084077 | 0.085 | 0.086038 | 0.085231 | 0.085231 | 0.085231 | 0.085231 | 0.085231 | 0.085231 | 0.085231 | 0.085231 | 0.085231 | 0.085231 | 0.085231 | 0.085231 | 380.716 | 7815.1034 | 0.00067491 | 61244.3502 | 34702.4121 | 34.8062 | 717.1837 | 8195.8195 | 751.9899 | 7443.8296 | -27258.5825 | FALSE
| 60444153 | PLD003 | PLD | 22KV | 30.59 | 25 | 42177.4532 | 3.846% | Three phase | 97.13 | 0.00016244 | 0.00017582 | 0.00019035 | 0.00020616 | 0.00022336 | 0.00024207 | 0.00026243 | 0.00028459 | 0.00030871 | 0.00033497 | 0.00036356 | 0.0003947 | 0.00042862 | 0.00046557 | 0.00050583 | 0.00054969 | 0.0005975 | 0.00064961 | 0.00070642 | 0.00076835 | 0.082231 | 0.082769 | 0.083808 | 0.083923 | 0.083654 | 0.084077 | 0.085 | 0.086038 | 0.085231 | 0.085231 | 0.085231 | 0.085231 | 0.085231 | 0.085231 | 0.085231 | 0.085231 | 0.085231 | 0.085231 | 0.085231 | 0.085231 | 18.47 | 18.3937 | 3.2743e-05 | 2971.2067 | 1683.5519 | 1.6886 | 1.688 | 36.8637 | 3.3766 | 33.4872 | -1650.0647 | FALSE
| 60444154 | PLD003 | PLD | 22KV | 426.7 | 25 | 42177.4532 | 3.846% | Three phase | 97.13 | 0.0022659 | 0.0024524 | 0.0026552 | 0.0028758 | 0.0031157 | 0.0033767 | 0.0036607 | 0.0039698 | 0.0043062 | 0.0046725 | 0.0050714 | 0.0055057 | 0.0059788 | 0.0064942 | 0.0070558 | 0.0076677 | 0.0083346 | 0.0090614 | 0.0098538 | 0.010718 | 0.082231 | 0.082769 | 0.083808 | 0.083923 | 0.083654 | 0.084077 | 0.085 | 0.086038 | 0.085231 | 0.085231 | 0.085231 | 0.085231 | 0.085231 | 0.085231 | 0.085231 | 0.085231 | 0.085231 | 0.085231 | 0.085231 | 0.085231 | 257.6388 | 3578.9426 | 0.00045673 | 41445.371 | 23483.8698 | 23.5541 | 328.4357 | 3836.5813 | 351.9899 | 3484.5915 | -19999.2783 | FALSE
| 60444155 | PLD003 | PLD | 22KV | 305.19 | 25 | 42177.4532 | 3.846% | Three phase | 97.13 | 0.0016207 | 0.0017541 | 0.0018991 | 0.0020569 | 0.0022284 | 0.0024151 | 0.0026182 | 0.0028393 | 0.00308 | 0.0033419 | 0.0036272 | 0.0039379 | 0.0042763 | 0.0046449 | 0.0050465 | 0.0054842 | 0.0059611 | 0.006481 | 0.0070478 | 0.0076657 | 0.082231 | 0.082769 | 0.083808 | 0.083923 | 0.083654 | 0.084077 | 0.085 | 0.086038 | 0.085231 | 0.085231 | 0.085231 | 0.085231 | 0.085231 | 0.085231 | 0.085231 | 0.085231 | 0.085231 | 0.085231 | 0.085231 | 0.085231 | 184.2718 | 1830.8385 | 0.00032667 | 29643.1047 | 16796.443 | 16.8467 | 168.0141 | 2015.1103 | 184.8608 | 1830.2495 | -14966.1934 | FALSE
| 60444157 | PLD003 | PLD | 22KV | 1003.1 | 25 | 42177.4532 | 3.846% | Single phase | 44.74 | 0.0091112 | 0.009957 | 0.010885 | 0.011904 | 0.013021 | 0.014249 | 0.015596 | 0.017076 | 0.018702 | 0.020488 | 0.02245 | 0.024606 | 0.026976 | 0.029582 | 0.032446 | 0.032876 | 0.032876 | 0.032876 | 0.032876 | 0.032876 | 0.082231 | 0.082769 | 0.083808 | 0.083923 | 0.083654 | 0.084077 | 0.085 | 0.086038 | 0.085231 | 0.085231 | 0.085231 | 0.085231 | 0.085231 | 0.085231 | 0.085231 | 0.085231 | 0.085231 | 0.085231 | 0.085231 | 0.085231 | 1054.3608 | 15859.7031 | 0.0010737 | 44878.694 | 25429.267 | 55.3718 | 836.0575 | 16914.0639 | 891.4293 | 16022.6346 | -9406.6324 | FALSE
| 60444158 | PLD003 | PLD | 22KV | 580.68 | 25 | 42177.4532 | 3.846% | Single phase | 44.74 | 0.0052743 | 0.005764 | 0.0063012 | 0.0068908 | 0.0075379 | 0.0082484 | 0.0090285 | 0.0098852 | 0.010826 | 0.01186 | 0.012996 | 0.014244 | 0.015616 | 0.017124 | 0.018782 | 0.019032 | 0.019032 | 0.019032 | 0.019032 | 0.019032 | 0.082231 | 0.082769 | 0.083808 | 0.083923 | 0.083654 | 0.084077 | 0.085 | 0.086038 | 0.085231 | 0.085231 | 0.085231 | 0.085231 | 0.085231 | 0.085231 | 0.085231 | 0.085231 | 0.085231 | 0.085231 | 0.085231 | 0.085231 | 610.3541 | 5314.7193 | 0.00062154 | 25979.6232 | 14720.6328 | 32.0539 | 280.1699 | 5925.0734 | 312.2238 | 5612.8496 | -9107.7832 | FALSE
| 60444159 | PLD003 | PLD | 22KV | 264.99 | 25 | 42177.4532 | 3.846% | Single phase | 44.74 | 0.0024069 | 0.0026304 | 0.0028755 | 0.0031446 | 0.0034399 | 0.0037641 | 0.0041201 | 0.0045111 | 0.0049405 | 0.0054123 | 0.0059306 | 0.0065003 | 0.0071264 | 0.0078146 | 0.0085712 | 0.008685 | 0.008685 | 0.008685 | 0.008685 | 0.008685 | 0.082231 | 0.082769 | 0.083808 | 0.083923 | 0.083654 | 0.084077 | 0.085 | 0.086038 | 0.085231 | 0.085231 | 0.085231 | 0.085231 | 0.085231 | 0.085231 | 0.085231 | 0.085231 | 0.085231 | 0.085231 | 0.085231 | 0.085231 | 278.5316 | 1106.7909 | 0.00028364 | 11855.6526 | 6717.6767 | 14.6276 | 58.3454 | 1385.3225 | 72.973 | 1312.3494 | -5405.3272 | FALSE
| 60444160 | PLD003 | PLD | 22KV | 743.74 | 25 | 42177.4532 | 3.846% | Single phase | 44.74 | 0.0095984 | 0.010545 | 0.011588 | 0.012739 | 0.014008 | 0.015409 | 0.016954 | 0.018659 | 0.02054 | 0.022618 | 0.024376 | 0.024376 | 0.024376 | 0.024376 | 0.024376 | 0.024376 | 0.024376 | 0.024376 | 0.024376 | 0.024376 | 0.082231 | 0.082769 | 0.083808 | 0.083923 | 0.083654 | 0.084077 | 0.085 | 0.086038 | 0.085231 | 0.085231 | 0.085231 | 0.085231 | 0.085231 | 0.085231 | 0.085231 | 0.085231 | 0.085231 | 0.085231 | 0.085231 | 0.085231 | 973.0713 | 10859.1077 | 0.00079607 | 33274.9276 | 18854.3147 | 41.055 | 459.6105 | 11832.179 | 500.6655 | 11331.5135 | -7522.8012 | FALSE
| 60444161 | PLD003 | PLD | 22KV | 1403.8 | 25 | 42177.4532 | 3.846% | Single phase | 44.74 | 0.018059 | 0.019808 | 0.021733 | 0.023852 | 0.026186 | 0.028756 | 0.031587 | 0.034706 | 0.038143 | 0.04193 | 0.046009 | 0.046009 | 0.046009 | 0.046009 | 0.046009 | 0.046009 | 0.046009 | 0.046009 | 0.046009 | 0.046009 | 0.082231 | 0.082769 | 0.083808 | 0.083923 | 0.083654 | 0.084077 | 0.085 | 0.086038 | 0.085231 | 0.085231 | 0.085231 | 0.085231 | 0.085231 | 0.085231 | 0.085231 | 0.085231 | 0.085231 | 0.085231 | 0.085231 | 0.085231 | 1827.0899 | 38485.0461 | 0.0015026 | 62806.012 | 35587.2845 | 77.4907 | 1637.4128 | 40312.1361 | 1714.9035 | 38597.2326 | 3009.9481 | TRUE
| 60444162 | PLD003 | PLD | 22KV | 732.97 | 25 | 42177.4532 | 3.846% | Single phase | 44.74 | 0.0094293 | 0.010342 | 0.011348 | 0.012454 | 0.013673 | 0.015015 | 0.016493 | 0.018121 | 0.019916 | 0.021893 | 0.024023 | 0.024023 | 0.024023 | 0.024023 | 0.024023 | 0.024023 | 0.024023 | 0.024023 | 0.024023 | 0.024023 | 0.082231 | 0.082769 | 0.083808 | 0.083923 | 0.083654 | 0.084077 | 0.085 | 0.086038 | 0.085231 | 0.085231 | 0.085231 | 0.085231 | 0.085231 | 0.085231 | 0.085231 | 0.085231 | 0.085231 | 0.085231 | 0.085231 | 0.085231 | 953.9835 | 10491.895 | 0.00078455 | 32793.0778 | 18581.2879 | 40.4604 | 446.3958 | 11445.8785 | 486.8562 | 10959.0223 | -7622.2656 | FALSE
| 60444165 | PLD003 | PLD | 22KV | 479.5 | 25 | 42177.4532 | 3.846% | Single phase | 44.74 | 0.0061686 | 0.0067659 | 0.0074234 | 0.0081474 | 0.0089445 | 0.0098224 | 0.010789 | 0.011855 | 0.013029 | 0.014322 | 0.015716 | 0.015716 | 0.015716 | 0.015716 | 0.015716 | 0.015716 | 0.015716 | 0.015716 | 0.015716 | 0.015716 | 0.082231 | 0.082769 | 0.083808 | 0.083923 | 0.083654 | 0.084077 | 0.085 | 0.086038 | 0.085231 | 0.085231 | 0.085231 | 0.085231 | 0.085231 | 0.085231 | 0.085231 | 0.085231 | 0.085231 | 0.085231 | 0.085231 | 0.085231 | 624.0844 | 4490.1284 | 0.00051324 | 21452.83 | 12155.651 | 26.4687 | 191.0403 | 5114.2127 | 217.509 | 4896.7037 | -7258.9473 | FALSE
| 60444166 | PLD003 | PLD | 22KV | 2970.75 | 25 | 42177.4532 | 3.846% | Single phase | 44.74 | 0.038217 | 0.041918 | 0.045992 | 0.050477 | 0.055416 | 0.060855 | 0.066846 | 0.073446 | 0.080719 | 0.088733 | 0.097366 | 0.097366 | 0.097366 | 0.097366 | 0.097366 | 0.097366 | 0.097366 | 0.097366 | 0.097366 | 0.097366 | 0.082231 | 0.082769 | 0.083808 | 0.083923 | 0.083654 | 0.084077 | 0.085 | 0.086038 | 0.085231 | 0.085231 | 0.085231 | 0.085231 | 0.085231 | 0.085231 | 0.085231 | 0.085231 | 0.085231 | 0.085231 | 0.085231 | 0.085231 | 3866.5247 | 172350.976 | 0.0031798 | 132911.355 | 75310.5323 | 163.9874 | 7332.9699 | 176217.5007 | 7496.9574 | 168720.5433 | 93410.011 | TRUE
| 60444169 | PLD003 | PLD | 22KV | 64.53 | 25 | 42177.4532 | 3.846% | Single phase | 44.74 | 0.00073117 | 0.00080298 | 0.00088214 | 0.00096943 | 0.0010657 | 0.0011719 | 0.001289 | 0.0014183 | 0.001561 | 0.0017185 | 0.0018923 | 0.0020842 | 0.002115 | 0.002115 | 0.002115 | 0.002115 | 0.002115 | 0.002115 | 0.002115 | 0.002115 | 0.082231 | 0.082769 | 0.083808 | 0.083923 | 0.083654 | 0.084077 | 0.085 | 0.086038 | 0.085231 | 0.085231 | 0.085231 | 0.085231 | 0.085231 | 0.085231 | 0.085231 | 0.085231 | 0.085231 | 0.085231 | 0.085231 | 0.085231 | 79.0049 | 76.4748 | 6.9071e-05 | 2887.0722 | 1635.8794 | 3.5621 | 3.46 | 155.4797 | 7.0221 | 148.4576 | -1487.4217 | FALSE
| 60444181 | PLD003 | PLD | 22KV | 282.79 | 25 | 42177.4532 | 3.846% | Single phase | 44.74 | 0.0036616 | 0.0040294 | 0.0044355 | 0.0048842 | 0.00538 | 0.0059279 | 0.0065334 | 0.0072029 | 0.007943 | 0.0087616 | 0.0092684 | 0.0092684 | 0.0092684 | 0.0092684 | 0.0092684 | 0.0092684 | 0.0092684 | 0.0092684 | 0.0092684 | 0.0092684 | 0.082231 | 0.082769 | 0.083808 | 0.083923 | 0.083654 | 0.084077 | 0.085 | 0.086038 | 0.085231 | 0.085231 | 0.085231 | 0.085231 | 0.085231 | 0.085231 | 0.085231 | 0.085231 | 0.085231 | 0.085231 | 0.085231 | 0.085231 | 372.0115 | 1578.5203 | 0.00030269 | 12652.0246 | 7168.9188 | 15.6102 | 66.4471 | 1950.5318 | 82.0573 | 1868.4745 | -5300.4443 | FALSE
| 60444195 | PLD003 | PLD | 22KV | 46.57 | 25 | 42177.4532 | 3.846% | Single phase | 44.74 | 0.00056674 | 0.00062208 | 0.00068305 | 0.00075023 | 0.00082427 | 0.00090589 | 0.00099587 | 0.0010951 | 0.0012045 | 0.0013252 | 0.0014583 | 0.0015263 | 0.0015263 | 0.0015263 | 0.0015263 | 0.0015263 | 0.0015263 | 0.0015263 | 0.0015263 | 0.0015263 | 0.082231 | 0.082769 | 0.083808 | 0.083923 | 0.083654 | 0.084077 | 0.085 | 0.086038 | 0.085231 | 0.085231 | 0.085231 | 0.085231 | 0.085231 | 0.085231 | 0.085231 | 0.085231 | 0.085231 | 0.085231 | 0.085231 | 0.085231 | 59.0475 | 41.2552 | 4.9847e-05 | 2083.5418 | 1180.5812 | 2.5707 | 1.802 | 100.3026 | 4.3727 | 95.9299 | -1084.6513 | FALSE
| 60444213 | PLD003 | PLD | 22KV | 753.31 | 25 | 42177.4532 | 3.846% | Three phase | 97.13 | 0.0072352 | 0.0079018 | 0.0086326 | 0.009434 | 0.010313 | 0.011277 | 0.012335 | 0.013496 | 0.01477 | 0.016169 | 0.017704 | 0.01939 | 0.021241 | 0.023274 | 0.02469 | 0.02469 | 0.02469 | 0.02469 | 0.02469 | 0.02469 | 0.082231 | 0.082769 | 0.083808 | 0.083923 | 0.083654 | 0.084077 | 0.085 | 0.086038 | 0.085231 | 0.085231 | 0.085231 | 0.085231 | 0.085231 | 0.085231 | 0.085231 | 0.085231 | 0.085231 | 0.085231 | 0.085231 | 0.085231 | 818.2567 | 20068.7871 | 0.00080632 | 73169.0003 | 41459.1843 | 41.5832 | 1023.6525 | 20887.0439 | 1065.2358 | 19821.8081 | -21637.3762 | FALSE
| 60444214 | PLD003 | PLD | 22KV | 545.11 | 25 | 42177.4532 | 3.846% | Single phase | 44.74 | 0.007035 | 0.0077286 | 0.0084934 | 0.0093369 | 0.010267 | 0.011293 | 0.012426 | 0.013676 | 0.015055 | 0.016577 | 0.017866 | 0.017866 | 0.017866 | 0.017866 | 0.017866 | 0.017866 | 0.017866 | 0.017866 | 0.017866 | 0.017866 | 0.082231 | 0.082769 | 0.083808 | 0.083923 | 0.083654 | 0.084077 | 0.085 | 0.086038 | 0.085231 | 0.085231 | 0.085231 | 0.085231 | 0.085231 | 0.085231 | 0.085231 | 0.085231 | 0.085231 | 0.085231 | 0.085231 | 0.085231 | 713.194 | 5833.3785 | 0.00058347 | 24388.2214 | 13818.9091 | 30.0904 | 246.8971 | 6546.5725 | 276.9875 | 6269.585 | -7549.3241 | FALSE
| 60444215 | PLD003 | PLD | 22KV | 500.93 | 25 | 42177.4532 | 3.846% | Single phase | 44.74 | 0.0064648 | 0.0071022 | 0.0078051 | 0.0085801 | 0.0094351 | 0.010378 | 0.011419 | 0.012567 | 0.013835 | 0.015234 | 0.016418 | 0.016418 | 0.016418 | 0.016418 | 0.016418 | 0.016418 | 0.016418 | 0.016418 | 0.016418 | 0.016418 | 0.082231 | 0.082769 | 0.083808 | 0.083923 | 0.083654 | 0.084077 | 0.085 | 0.086038 | 0.085231 | 0.085231 | 0.085231 | 0.085231 | 0.085231 | 0.085231 | 0.085231 | 0.085231 | 0.085231 | 0.085231 | 0.085231 | 0.085231 | 655.3911 | 4926.1309 | 0.00053618 | 22411.6082 | 12698.9161 | 27.6517 | 208.4979 | 5581.522 | 236.1496 | 5345.3724 | -7353.5437 | FALSE
| 60444216 | PLD003 | PLD | 22KV | 1283.9 | 25 | 42177.4532 | 3.846% | Single phase | 44.74 | 0.016569 | 0.018203 | 0.020005 | 0.021991 | 0.024182 | 0.0266 | 0.029267 | 0.03221 | 0.035459 | 0.039045 | 0.04208 | 0.04208 | 0.04208 | 0.04208 | 0.04208 | 0.04208 | 0.04208 | 0.04208 | 0.04208 | 0.04208 | 0.082231 | 0.082769 | 0.083808 | 0.083923 | 0.083654 | 0.084077 | 0.085 | 0.086038 | 0.085231 | 0.085231 | 0.085231 | 0.085231 | 0.085231 | 0.085231 | 0.085231 | 0.085231 | 0.085231 | 0.085231 | 0.085231 | 0.085231 | 1679.789 | 32360.4281 | 0.0013742 | 57441.686 | 32547.7379 | 70.8722 | 1369.6515 | 34040.2171 | 1440.5237 | 32599.6934 | 51.9555 | TRUE
| 60444232 | PLD003 | PLD | 22KV | 149.57 | 25 | 42177.4532 | 3.846% | Single phase | 44.74 | 0.0016893 | 0.0018522 | 0.0020314 | 0.0022288 | 0.002446 | 0.0026853 | 0.0029487 | 0.003239 | 0.0035587 | 0.0039111 | 0.0042994 | 0.0047274 | 0.0049021 | 0.0049021 | 0.0049021 | 0.0049021 | 0.0049021 | 0.0049021 | 0.0049021 | 0.0049021 | 0.082231 | 0.082769 | 0.083808 | 0.083923 | 0.083654 | 0.084077 | 0.085 | 0.086038 | 0.085231 | 0.085231 | 0.085231 | 0.085231 | 0.085231 | 0.085231 | 0.085231 | 0.085231 | 0.085231 | 0.085231 | 0.085231 | 0.085231 | 181.7464 | 407.77 | 0.00016009 | 6691.7618 | 3791.7012 | 8.2564 | 18.5882 | 589.5164 | 26.8445 | 562.6719 | -3229.0293 | FALSE
| 60444236 | PLD003 | PLD | 22KV | 12.24 | 25 | 42177.4532 | 3.846% | Single phase | 44.74 | 0.00015849 | 0.0001744 | 0.00019198 | 0.0002114 | 0.00023286 | 0.00025658 | 0.00028279 | 0.00031176 | 0.0003438 | 0.00037923 | 0.00040116 | 0.00040116 | 0.00040116 | 0.00040116 | 0.00040116 | 0.00040116 | 0.00040116 | 0.00040116 | 0.00040116 | 0.00040116 | 0.082231 | 0.082769 | 0.083808 | 0.083923 | 0.083654 | 0.084077 | 0.085 | 0.086038 | 0.085231 | 0.085231 | 0.085231 | 0.085231 | 0.085231 | 0.085231 | 0.085231 | 0.085231 | 0.085231 | 0.085231 | 0.085231 | 0.085231 | 16.1018 | 2.9572 | 1.3101e-05 | 547.6176 | 310.2923 | 0.67566 | 0.12448 | 19.059 | 0.80014 | 18.2589 | -292.0335 | FALSE
| 60444237 | PLD003 | PLD | 22KV | 324.68 | 25 | 42177.4532 | 3.846% | Single phase | 44.74 | 0.004204 | 0.0046262 | 0.0050926 | 0.0056077 | 0.0061769 | 0.006806 | 0.0075012 | 0.0082698 | 0.0091196 | 0.010059 | 0.010641 | 0.010641 | 0.010641 | 0.010641 | 0.010641 | 0.010641 | 0.010641 | 0.010641 | 0.010641 | 0.010641 | 0.082231 | 0.082769 | 0.083808 | 0.083923 | 0.083654 | 0.084077 | 0.085 | 0.086038 | 0.085231 | 0.085231 | 0.085231 | 0.085231 | 0.085231 | 0.085231 | 0.085231 | 0.085231 | 0.085231 | 0.085231 | 0.085231 | 0.085231 | 427.1179 | 2080.8134 | 0.00034753 | 14526.1832 | 8230.8588 | 17.9226 | 87.5909 | 2507.9314 | 105.5134 | 2402.418 | -5828.4408 | FALSE
| 60444238 | PLD003 | PLD | 22KV | 194.34 | 25 | 42177.4532 | 3.846% | Single phase | 44.74 | 0.0025163 | 0.0027691 | 0.0030482 | 0.0033566 | 0.0036973 | 0.0040738 | 0.0044899 | 0.00495 | 0.0054586 | 0.0060211 | 0.0063694 | 0.0063694 | 0.0063694 | 0.0063694 | 0.0063694 | 0.0063694 | 0.0063694 | 0.0063694 | 0.0063694 | 0.0063694 | 0.082231 | 0.082769 | 0.083808 | 0.083923 | 0.083654 | 0.084077 | 0.085 | 0.086038 | 0.085231 | 0.085231 | 0.085231 | 0.085231 | 0.085231 | 0.085231 | 0.085231 | 0.085231 | 0.085231 | 0.085231 | 0.085231 | 0.085231 | 255.6551 | 745.498 | 0.00020802 | 8694.7716 | 4926.6511 | 10.7277 | 31.3814 | 1001.1531 | 42.1091 | 959.044 | -3967.6071 | FALSE
| 60444239 | PLD003 | PLD | 22KV | 368.4 | 25 | 42177.4532 | 3.846% | Single phase | 44.74 | 0.0047701 | 0.0052492 | 0.0057783 | 0.0063628 | 0.0070087 | 0.0077224 | 0.0085113 | 0.0093834 | 0.010348 | 0.011414 | 0.012074 | 0.012074 | 0.012074 | 0.012074 | 0.012074 | 0.012074 | 0.012074 | 0.012074 | 0.012074 | 0.012074 | 0.082231 | 0.082769 | 0.083808 | 0.083923 | 0.083654 | 0.084077 | 0.085 | 0.086038 | 0.085231 | 0.085231 | 0.085231 | 0.085231 | 0.085231 | 0.085231 | 0.085231 | 0.085231 | 0.085231 | 0.085231 | 0.085231 | 0.085231 | 484.6318 | 2678.9297 | 0.00039432 | 16482.216 | 9339.1905 | 20.3359 | 112.7683 | 3163.5615 | 133.1042 | 3030.4573 | -6308.7332 | FALSE
| 60444240 | PLD003 | PLD | 22KV | 576.61 | 25 | 42177.4532 | 3.846% | Single phase | 44.74 | 0.007466 | 0.0082159 | 0.0090441 | 0.0099589 | 0.01097 | 0.012087 | 0.013322 | 0.014687 | 0.016196 | 0.017865 | 0.018898 | 0.018898 | 0.018898 | 0.018898 | 0.018898 | 0.018898 | 0.018898 | 0.018898 | 0.018898 | 0.018898 | 0.082231 | 0.082769 | 0.083808 | 0.083923 | 0.083654 | 0.084077 | 0.085 | 0.086038 | 0.085231 | 0.085231 | 0.085231 | 0.085231 | 0.085231 | 0.085231 | 0.085231 | 0.085231 | 0.085231 | 0.085231 | 0.085231 | 0.085231 | 758.533 | 6562.7583 | 0.00061718 | 25797.5314 | 14617.4555 | 31.8293 | 276.2562 | 7321.2913 | 308.0855 | 7013.2058 | -7604.2497 | FALSE
| 60444251 | PLD003 | PLD | 22KV | 1359.84 | 25 | 42177.4532 | 3.846% | Three phase | 97.13 | 0.0131 | 0.014329 | 0.015679 | 0.017161 | 0.018789 | 0.020578 | 0.022544 | 0.024705 | 0.027081 | 0.029693 | 0.032565 | 0.035724 | 0.039198 | 0.043021 | 0.044568 | 0.044568 | 0.044568 | 0.044568 | 0.044568 | 0.044568 | 0.082231 | 0.082769 | 0.083808 | 0.083923 | 0.083654 | 0.084077 | 0.085 | 0.086038 | 0.085231 | 0.085231 | 0.085231 | 0.085231 | 0.085231 | 0.085231 | 0.085231 | 0.085231 | 0.085231 | 0.085231 | 0.085231 | 0.085231 | 1491.0553 | 66013.4866 | 0.0014555 | 132081.2592 | 74840.1816 | 75.0641 | 3335.6519 | 67504.5419 | 3410.716 | 64093.8258 | -10746.3557 | FALSE
| 60444258 | PLD003 | PLD | 22KV | 564.71 | 25 | 42177.4532 | 3.846% | Single phase | 44.74 | 0.0074476 | 0.0082721 | 0.0091915 | 0.010217 | 0.011361 | 0.012638 | 0.014063 | 0.015654 | 0.01743 | 0.018508 | 0.018508 | 0.018508 | 0.018508 | 0.018508 | 0.018508 | 0.018508 | 0.018508 | 0.018508 | 0.018508 | 0.018508 | 0.082231 | 0.082769 | 0.083808 | 0.083923 | 0.083654 | 0.084077 | 0.085 | 0.086038 | 0.085231 | 0.085231 | 0.085231 | 0.085231 | 0.085231 | 0.085231 | 0.085231 | 0.085231 | 0.085231 | 0.085231 | 0.085231 | 0.085231 | 764.1525 | 6475.1229 | 0.00060445 | 25265.1254 | 14315.7825 | 31.1724 | 264.9712 | 7239.2754 | 296.1436 | 6943.1318 | -7372.6506 | FALSE
| 60444266 | PLD003 | PLD | 22KV | 5366.45 | 25 | 42177.4532 | 3.846% | Single phase | 44.74 | 0.048744 | 0.053269 | 0.058234 | 0.063682 | 0.069663 | 0.076229 | 0.083438 | 0.091356 | 0.10005 | 0.10961 | 0.1201 | 0.13164 | 0.14432 | 0.15826 | 0.17358 | 0.17588 | 0.17588 | 0.17588 | 0.17588 | 0.17588 | 0.082231 | 0.082769 | 0.083808 | 0.083923 | 0.083654 | 0.084077 | 0.085 | 0.086038 | 0.085231 | 0.085231 | 0.085231 | 0.085231 | 0.085231 | 0.085231 | 0.085231 | 0.085231 | 0.085231 | 0.085231 | 0.085231 | 0.085231 | 5640.6883 | 453921.5137 | 0.0057441 | 240094.973 | 136043.1562 | 296.2317 | 23928.8523 | 459562.202 | 24225.084 | 435337.1181 | 299293.9619 | TRUE
| 60444267 | PLD003 | PLD | 22KV | 197.03 | 25 | 42177.4532 | 3.846% | Single phase | 44.74 | 0.0022325 | 0.0024517 | 0.0026935 | 0.00296 | 0.0032539 | 0.0035781 | 0.0039358 | 0.0043306 | 0.0047661 | 0.005247 | 0.0057778 | 0.0063638 | 0.0064576 | 0.0064576 | 0.0064576 | 0.0064576 | 0.0064576 | 0.0064576 | 0.0064576 | 0.0064576 | 0.082231 | 0.082769 | 0.083808 | 0.083923 | 0.083654 | 0.084077 | 0.085 | 0.086038 | 0.085231 | 0.085231 | 0.085231 | 0.085231 | 0.085231 | 0.085231 | 0.085231 | 0.085231 | 0.085231 | 0.085231 | 0.085231 | 0.085231 | 241.2264 | 712.9507 | 0.00021089 | 8815.1222 | 4994.8445 | 10.8762 | 32.2561 | 954.1771 | 43.1323 | 911.0448 | -4083.7997 | FALSE
| 60444272 | PLD003 | PLD | 22KV | 54 | 25 | 42177.4532 | 3.846% | Single phase | 44.74 | 0.00066155 | 0.00072859 | 0.0008027 | 0.00088465 | 0.00097529 | 0.0010756 | 0.0011865 | 0.0013092 | 0.0014451 | 0.0015955 | 0.001762 | 0.0017698 | 0.0017698 | 0.0017698 | 0.0017698 | 0.0017698 | 0.0017698 | 0.0017698 | 0.0017698 | 0.0017698 | 0.082231 | 0.082769 | 0.083808 | 0.083923 | 0.083654 | 0.084077 | 0.085 | 0.086038 | 0.085231 | 0.085231 | 0.085231 | 0.085231 | 0.085231 | 0.085231 | 0.085231 | 0.085231 | 0.085231 | 0.085231 | 0.085231 | 0.085231 | 69.3824 | 56.2099 | 5.78e-05 | 2415.96 | 1368.9367 | 2.9808 | 2.4229 | 125.5923 | 5.4037 | 120.1886 | -1248.7481 | FALSE
| 60444279 | PLD003 | PLD | 22KV | 17.7 | 25 | 42177.4532 | 3.846% | Three phase | 97.13 | 0.00017052 | 0.00018651 | 0.00020408 | 0.00022337 | 0.00024457 | 0.00026785 | 0.00029344 | 0.00032157 | 0.00035249 | 0.00038649 | 0.00042387 | 0.00046499 | 0.00051021 | 0.00055997 | 0.00058011 | 0.00058011 | 0.00058011 | 0.00058011 | 0.00058011 | 0.00058011 | 0.082231 | 0.082769 | 0.083808 | 0.083923 | 0.083654 | 0.084077 | 0.085 | 0.086038 | 0.085231 | 0.085231 | 0.085231 | 0.085231 | 0.085231 | 0.085231 | 0.085231 | 0.085231 | 0.085231 | 0.085231 | 0.085231 | 0.085231 | 19.4079 | 11.1842 | 1.8945e-05 | 1719.201 | 974.1376 | 0.97705 | 0.56513 | 30.5921 | 1.5422 | 29.0499 | -945.0876 | FALSE
| 60444280 | PLD003 | PLD | 22KV | 459.98 | 25 | 42177.4532 | 3.846% | Three phase | 97.13 | 0.0044313 | 0.004847 | 0.0053035 | 0.0058049 | 0.0063557 | 0.0069608 | 0.0076259 | 0.0083568 | 0.0091604 | 0.010044 | 0.011015 | 0.012084 | 0.013259 | 0.014552 | 0.015076 | 0.015076 | 0.015076 | 0.015076 | 0.015076 | 0.015076 | 0.082231 | 0.082769 | 0.083808 | 0.083923 | 0.083654 | 0.084077 | 0.085 | 0.086038 | 0.085231 | 0.085231 | 0.085231 | 0.085231 | 0.085231 | 0.085231 | 0.085231 | 0.085231 | 0.085231 | 0.085231 | 0.085231 | 0.085231 | 504.3649 | 7553.2689 | 0.00049235 | 44677.8574 | 25315.4685 | 25.3912 | 381.6656 | 8057.6338 | 407.0568 | 7650.577 | -17664.8915 | FALSE
| 60444281 | PLD003 | PLD | 22KV | 57.13 | 25 | 42177.4532 | 3.846% | Three phase | 97.13 | 0.00055038 | 0.00060201 | 0.0006587 | 0.00072097 | 0.00078938 | 0.00086454 | 0.00094714 | 0.0010379 | 0.0011377 | 0.0012475 | 0.0013681 | 0.0015008 | 0.0016468 | 0.0018074 | 0.0018724 | 0.0018724 | 0.0018724 | 0.0018724 | 0.0018724 | 0.0018724 | 0.082231 | 0.082769 | 0.083808 | 0.083923 | 0.083654 | 0.084077 | 0.085 | 0.086038 | 0.085231 | 0.085231 | 0.085231 | 0.085231 | 0.085231 | 0.085231 | 0.085231 | 0.085231 | 0.085231 | 0.085231 | 0.085231 | 0.085231 | 62.6427 | 116.516 | 6.115e-05 | 5549.0369 | 3144.2078 | 3.1536 | 5.8875 | 179.1586 | 9.0412 | 170.1175 | -2974.0903 | FALSE
| 60444282 | PLD003 | PLD | 22KV | 101.08 | 25 | 42177.4532 | 3.846% | Three phase | 97.13 | 0.00097378 | 0.0010651 | 0.0011654 | 0.0012756 | 0.0013966 | 0.0015296 | 0.0016758 | 0.0018364 | 0.002013 | 0.0022071 | 0.0024206 | 0.0026554 | 0.0029137 | 0.0031978 | 0.0033129 | 0.0033129 | 0.0033129 | 0.0033129 | 0.0033129 | 0.0033129 | 0.082231 | 0.082769 | 0.083808 | 0.083923 | 0.083654 | 0.084077 | 0.085 | 0.086038 | 0.085231 | 0.085231 | 0.085231 | 0.085231 | 0.085231 | 0.085231 | 0.085231 | 0.085231 | 0.085231 | 0.085231 | 0.085231 | 0.085231 | 110.8335 | 364.7435 | 0.00010819 | 9817.9004 | 5563.0409 | 5.5797 | 18.4304 | 475.577 | 24.0101 | 451.5669 | -5111.474 | FALSE
| 60444283 | PLD003 | PLD | 22KV | 37.69 | 25 | 42177.4532 | 3.846% | Three phase | 97.13 | 0.0003631 | 0.00039716 | 0.00043456 | 0.00047564 | 0.00052077 | 0.00057036 | 0.00062485 | 0.00068474 | 0.00075058 | 0.00082298 | 0.00090258 | 0.00099013 | 0.0010864 | 0.0011924 | 0.0012353 | 0.0012353 | 0.0012353 | 0.0012353 | 0.0012353 | 0.0012353 | 0.082231 | 0.082769 | 0.083808 | 0.083923 | 0.083654 | 0.084077 | 0.085 | 0.086038 | 0.085231 | 0.085231 | 0.085231 | 0.085231 | 0.085231 | 0.085231 | 0.085231 | 0.085231 | 0.085231 | 0.085231 | 0.085231 | 0.085231 | 41.3268 | 50.7118 | 4.0342e-05 | 3660.8297 | 2074.3076 | 2.0805 | 2.5625 | 92.0387 | 4.643 | 87.3957 | -1986.9119 | FALSE
| 60444284 | PLD003 | PLD | 22KV | 96.36 | 25 | 42177.4532 | 3.846% | Three phase | 97.13 | 0.00092831 | 0.0010154 | 0.001111 | 0.001216 | 0.0013314 | 0.0014582 | 0.0015975 | 0.0017506 | 0.001919 | 0.0021041 | 0.0023076 | 0.0025314 | 0.0027776 | 0.0030485 | 0.0031582 | 0.0031582 | 0.0031582 | 0.0031582 | 0.0031582 | 0.0031582 | 0.082231 | 0.082769 | 0.083808 | 0.083923 | 0.083654 | 0.084077 | 0.085 | 0.086038 | 0.085231 | 0.085231 | 0.085231 | 0.085231 | 0.085231 | 0.085231 | 0.085231 | 0.085231 | 0.085231 | 0.085231 | 0.085231 | 0.085231 | 105.6581 | 331.4749 | 0.00010314 | 9359.4468 | 5303.2709 | 5.3191 | 16.7494 | 437.133 | 22.0685 | 415.0645 | -4888.2064 | FALSE
| 60444285 | PLD003 | PLD | 22KV | 20.25 | 25 | 42177.4532 | 3.846% | Three phase | 97.13 | 0.00019508 | 0.00021338 | 0.00023348 | 0.00025555 | 0.0002798 | 0.00030644 | 0.00033572 | 0.0003679 | 0.00040327 | 0.00044217 | 0.00048494 | 0.00053198 | 0.00058372 | 0.00064064 | 0.00066369 | 0.00066369 | 0.00066369 | 0.00066369 | 0.00066369 | 0.00066369 | 0.082231 | 0.082769 | 0.083808 | 0.083923 | 0.083654 | 0.084077 | 0.085 | 0.086038 | 0.085231 | 0.085231 | 0.085231 | 0.085231 | 0.085231 | 0.085231 | 0.085231 | 0.085231 | 0.085231 | 0.085231 | 0.085231 | 0.085231 | 22.204 | 14.6389 | 2.1675e-05 | 1966.8825 | 1114.4794 | 1.1178 | 0.7397 | 36.8428 | 1.8575 | 34.9853 | -1079.4941 | FALSE
| 60444286 | PLD003 | PLD | 22KV | 205.46 | 25 | 42177.4532 | 3.846% | Single phase | 44.74 | 0.0026603 | 0.0029275 | 0.0032226 | 0.0035486 | 0.0039088 | 0.0043069 | 0.0047468 | 0.0052332 | 0.005771 | 0.0063657 | 0.0067339 | 0.0067339 | 0.0067339 | 0.0067339 | 0.0067339 | 0.0067339 | 0.0067339 | 0.0067339 | 0.0067339 | 0.0067339 | 0.082231 | 0.082769 | 0.083808 | 0.083923 | 0.083654 | 0.084077 | 0.085 | 0.086038 | 0.085231 | 0.085231 | 0.085231 | 0.085231 | 0.085231 | 0.085231 | 0.085231 | 0.085231 | 0.085231 | 0.085231 | 0.085231 | 0.085231 | 270.2835 | 833.2525 | 0.00021992 | 9192.2804 | 5208.5507 | 11.3415 | 35.0754 | 1103.536 | 46.4169 | 1057.1191 | -4151.4316 | FALSE
| 60444292 | PLD003 | PLD | 22KV | 1496.85 | 25 | 42177.4532 | 3.846% | Single phase | 44.74 | 0.019318 | 0.021222 | 0.023323 | 0.025639 | 0.028193 | 0.031011 | 0.034121 | 0.037552 | 0.04134 | 0.045521 | 0.049059 | 0.049059 | 0.049059 | 0.049059 | 0.049059 | 0.049059 | 0.049059 | 0.049059 | 0.049059 | 0.049059 | 0.082231 | 0.082769 | 0.083808 | 0.083923 | 0.083654 | 0.084077 | 0.085 | 0.086038 | 0.085231 | 0.085231 | 0.085231 | 0.085231 | 0.085231 | 0.085231 | 0.085231 | 0.085231 | 0.085231 | 0.085231 | 0.085231 | 0.085231 | 1958.4018 | 43985.3877 | 0.0016022 | 66969.069 | 37946.1652 | 82.6271 | 1861.6767 | 45943.7895 | 1944.3038 | 43999.4857 | 6053.3205 | TRUE
| 60444307 | PLD003 | PLD | 22KV | 403.59 | 25 | 42177.4532 | 3.846% | Single phase | 44.74 | 0.0052086 | 0.0057221 | 0.0062884 | 0.0069129 | 0.0076016 | 0.0083615 | 0.0091999 | 0.010125 | 0.011146 | 0.012274 | 0.013228 | 0.013228 | 0.013228 | 0.013228 | 0.013228 | 0.013228 | 0.013228 | 0.013228 | 0.013228 | 0.013228 | 0.082231 | 0.082769 | 0.083808 | 0.083923 | 0.083654 | 0.084077 | 0.085 | 0.086038 | 0.085231 | 0.085231 | 0.085231 | 0.085231 | 0.085231 | 0.085231 | 0.085231 | 0.085231 | 0.085231 | 0.085231 | 0.085231 | 0.085231 | 528.0365 | 3197.6627 | 0.00043199 | 18056.6166 | 10231.2809 | 22.2784 | 135.3407 | 3725.6992 | 157.6192 | 3568.08 | -6663.2009 | FALSE
| 60444309 | PLD003 | PLD | 22KV | 1704.2 | 25 | 42177.4532 | 3.846% | Single phase | 44.74 | 0.01931 | 0.021206 | 0.023297 | 0.025602 | 0.028145 | 0.030949 | 0.034043 | 0.037457 | 0.041225 | 0.045383 | 0.049974 | 0.055044 | 0.055855 | 0.055855 | 0.055855 | 0.055855 | 0.055855 | 0.055855 | 0.055855 | 0.055855 | 0.082231 | 0.082769 | 0.083808 | 0.083923 | 0.083654 | 0.084077 | 0.085 | 0.086038 | 0.085231 | 0.085231 | 0.085231 | 0.085231 | 0.085231 | 0.085231 | 0.085231 | 0.085231 | 0.085231 | 0.085231 | 0.085231 | 0.085231 | 2086.4746 | 53337.8984 | 0.0018241 | 76245.908 | 43202.6287 | 94.073 | 2413.175 | 55424.373 | 2507.248 | 52917.125 | 9714.4963 | TRUE
| 60444318 | PLD003 | PLD | 22KV | 94.43 | 25 | 42177.4532 | 3.846% | Three phase | 97.13 | 0.00090972 | 0.00099505 | 0.0010888 | 0.0011917 | 0.0013048 | 0.001429 | 0.0015655 | 0.0017156 | 0.0018805 | 0.0020619 | 0.0022614 | 0.0024807 | 0.002722 | 0.0029874 | 0.0030949 | 0.0030949 | 0.0030949 | 0.0030949 | 0.0030949 | 0.0030949 | 0.082231 | 0.082769 | 0.083808 | 0.083923 | 0.083654 | 0.084077 | 0.085 | 0.086038 | 0.085231 | 0.085231 | 0.085231 | 0.085231 | 0.085231 | 0.085231 | 0.085231 | 0.085231 | 0.085231 | 0.085231 | 0.085231 | 0.085231 | 103.5419 | 318.3296 | 0.00010107 | 9171.9859 | 5197.0514 | 5.2126 | 16.0851 | 421.8715 | 21.2977 | 400.5737 | -4796.4777 | FALSE
| 60444325 | PLD003 | PLD | 22KV | 279.06 | 25 | 42177.4532 | 3.846% | Single phase | 44.74 | 0.0034072 | 0.0037461 | 0.00412 | 0.0045328 | 0.0049885 | 0.0054917 | 0.0060475 | 0.0066613 | 0.0073395 | 0.0080888 | 0.0089169 | 0.0091461 | 0.0091461 | 0.0091461 | 0.0091461 | 0.0091461 | 0.0091461 | 0.0091461 | 0.0091461 | 0.0091461 | 0.082231 | 0.082769 | 0.083808 | 0.083923 | 0.083654 | 0.084077 | 0.085 | 0.086038 | 0.085231 | 0.085231 | 0.085231 | 0.085231 | 0.085231 | 0.085231 | 0.085231 | 0.085231 | 0.085231 | 0.085231 | 0.085231 | 0.085231 | 356.1307 | 1490.9984 | 0.0002987 | 12485.1444 | 7074.3607 | 15.4043 | 64.7057 | 1847.1292 | 80.1101 | 1767.0191 | -5307.3416 | FALSE
| 60444326 | PLD003 | PLD | 22KV | 324.62 | 25 | 42177.4532 | 3.846% | Single phase | 44.74 | 0.0039634 | 0.0043576 | 0.0047927 | 0.0052729 | 0.005803 | 0.0063883 | 0.0070348 | 0.0077489 | 0.0085378 | 0.0094094 | 0.010373 | 0.010639 | 0.010639 | 0.010639 | 0.010639 | 0.010639 | 0.010639 | 0.010639 | 0.010639 | 0.010639 | 0.082231 | 0.082769 | 0.083808 | 0.083923 | 0.083654 | 0.084077 | 0.085 | 0.086038 | 0.085231 | 0.085231 | 0.085231 | 0.085231 | 0.085231 | 0.085231 | 0.085231 | 0.085231 | 0.085231 | 0.085231 | 0.085231 | 0.085231 | 414.2735 | 2017.5883 | 0.00034746 | 14523.4988 | 8229.3377 | 17.9192 | 87.5585 | 2431.8618 | 105.4777 | 2326.3841 | -5902.9536 | FALSE
| 60444341 | PLD003 | PLD | 22KV | 105.95 | 25 | 42177.4532 | 3.846% | Single phase | 44.74 | 0.0013719 | 0.0015096 | 0.0016618 | 0.0018299 | 0.0020157 | 0.0022209 | 0.0024478 | 0.0026986 | 0.0029759 | 0.0032826 | 0.0034725 | 0.0034725 | 0.0034725 | 0.0034725 | 0.0034725 | 0.0034725 | 0.0034725 | 0.0034725 | 0.0034725 | 0.0034725 | 0.082231 | 0.082769 | 0.083808 | 0.083923 | 0.083654 | 0.084077 | 0.085 | 0.086038 | 0.085231 | 0.085231 | 0.085231 | 0.085231 | 0.085231 | 0.085231 | 0.085231 | 0.085231 | 0.085231 | 0.085231 | 0.085231 | 0.085231 | 139.3777 | 221.5767 | 0.00011341 | 4740.203 | 2685.9045 | 5.8485 | 9.3272 | 360.9543 | 15.1757 | 345.7787 | -2340.1259 | FALSE
| 60444342 | PLD003 | PLD | 22KV | 239.69 | 25 | 42177.4532 | 3.846% | Single phase | 44.74 | 0.0031035 | 0.0034152 | 0.0037595 | 0.0041398 | 0.00456 | 0.0050244 | 0.0055377 | 0.0061051 | 0.0067324 | 0.0074262 | 0.0078558 | 0.0078558 | 0.0078558 | 0.0078558 | 0.0078558 | 0.0078558 | 0.0078558 | 0.0078558 | 0.0078558 | 0.0078558 | 0.082231 | 0.082769 | 0.083808 | 0.083923 | 0.083654 | 0.084077 | 0.085 | 0.086038 | 0.085231 | 0.085231 | 0.085231 | 0.085231 | 0.085231 | 0.085231 | 0.085231 | 0.085231 | 0.085231 | 0.085231 | 0.085231 | 0.085231 | 315.3132 | 1134.0231 | 0.00025656 | 10723.7306 | 6076.3045 | 13.2311 | 47.7362 | 1449.3363 | 60.9672 | 1388.3691 | -4687.9354 | FALSE
| 60444352 | PLD003 | PLD | 22KV | 778.75 | 25 | 42177.4532 | 3.846% | Single phase | 44.74 | 0.01005 | 0.011041 | 0.012134 | 0.013339 | 0.014668 | 0.016134 | 0.017752 | 0.019537 | 0.021507 | 0.023683 | 0.025523 | 0.025523 | 0.025523 | 0.025523 | 0.025523 | 0.025523 | 0.025523 | 0.025523 | 0.025523 | 0.025523 | 0.082231 | 0.082769 | 0.083808 | 0.083923 | 0.083654 | 0.084077 | 0.085 | 0.086038 | 0.085231 | 0.085231 | 0.085231 | 0.085231 | 0.085231 | 0.085231 | 0.085231 | 0.085231 | 0.085231 | 0.085231 | 0.085231 | 0.085231 | 1018.8766 | 11905.5093 | 0.00083355 | 34841.275 | 19741.842 | 42.9875 | 503.8994 | 12924.3859 | 546.8869 | 12377.499 | -7364.3429 | FALSE
| 60444353 | PLD003 | PLD | 22KV | 328.94 | 25 | 42177.4532 | 3.846% | Single phase | 44.74 | 0.0042452 | 0.0046637 | 0.0051253 | 0.0056342 | 0.0061956 | 0.0068149 | 0.0074982 | 0.0082523 | 0.0090846 | 0.010003 | 0.010781 | 0.010781 | 0.010781 | 0.010781 | 0.010781 | 0.010781 | 0.010781 | 0.010781 | 0.010781 | 0.010781 | 0.082231 | 0.082769 | 0.083808 | 0.083923 | 0.083654 | 0.084077 | 0.085 | 0.086038 | 0.085231 | 0.085231 | 0.085231 | 0.085231 | 0.085231 | 0.085231 | 0.085231 | 0.085231 | 0.085231 | 0.085231 | 0.085231 | 0.085231 | 430.3682 | 2124.1503 | 0.00035209 | 14716.7756 | 8338.8526 | 18.1577 | 89.9044 | 2554.5185 | 108.0621 | 2446.4564 | -5892.3963 | FALSE
| 60444355 | PLD003 | PLD | 22KV | 29.71 | 25 | 42177.4532 | 3.846% | Single phase | 44.74 | 0.00035933 | 0.00039318 | 0.00043036 | 0.00047119 | 0.00051604 | 0.00056532 | 0.00061947 | 0.00067898 | 0.0007444 | 0.00081631 | 0.00089539 | 0.00097374 | 0.00097374 | 0.00097374 | 0.00097374 | 0.00097374 | 0.00097374 | 0.00097374 | 0.00097374 | 0.00097374 | 0.082231 | 0.082769 | 0.083808 | 0.083923 | 0.083654 | 0.084077 | 0.085 | 0.086038 | 0.085231 | 0.085231 | 0.085231 | 0.085231 | 0.085231 | 0.085231 | 0.085231 | 0.085231 | 0.085231 | 0.085231 | 0.085231 | 0.085231 | 37.2147 | 16.5878 | 3.1801e-05 | 1329.2254 | 753.1687 | 1.64 | 0.73342 | 53.8025 | 2.3734 | 51.429 | -701.7397 | FALSE
| 60444367 | PLD003 | PLD | 22KV | 98.42 | 25 | 42177.4532 | 3.846% | Three phase | 97.13 | 0.00094252 | 0.0010278 | 0.0011212 | 0.0012235 | 0.0013354 | 0.0014581 | 0.0015924 | 0.0017396 | 0.0019009 | 0.0020776 | 0.0022714 | 0.0024838 | 0.0027167 | 0.002972 | 0.0032257 | 0.0032257 | 0.0032257 | 0.0032257 | 0.0032257 | 0.0032257 | 0.082231 | 0.082769 | 0.083808 | 0.083923 | 0.083654 | 0.084077 | 0.085 | 0.086038 | 0.085231 | 0.085231 | 0.085231 | 0.085231 | 0.085231 | 0.085231 | 0.085231 | 0.085231 | 0.085231 | 0.085231 | 0.085231 | 0.085231 | 105.9445 | 339.4893 | 0.00010535 | 9559.5346 | 5416.6451 | 5.4329 | 17.4732 | 445.4339 | 22.906 | 422.5278 | -4994.1173 | FALSE
| 60444368 | PLD003 | PLD | 22KV | 495.21 | 25 | 42177.4532 | 3.846% | Three phase | 97.13 | 0.0047424 | 0.0051716 | 0.0056415 | 0.006156 | 0.0067193 | 0.0073364 | 0.0080123 | 0.0087529 | 0.0095644 | 0.010454 | 0.011429 | 0.012497 | 0.013669 | 0.014954 | 0.01623 | 0.01623 | 0.01623 | 0.01623 | 0.01623 | 0.01623 | 0.082231 | 0.082769 | 0.083808 | 0.083923 | 0.083654 | 0.084077 | 0.085 | 0.086038 | 0.085231 | 0.085231 | 0.085231 | 0.085231 | 0.085231 | 0.085231 | 0.085231 | 0.085231 | 0.085231 | 0.085231 | 0.085231 | 0.085231 | 533.0705 | 8594.8484 | 0.00053006 | 48099.7473 | 27254.3875 | 27.3359 | 442.3682 | 9127.9189 | 469.7041 | 8658.2148 | -18596.1727 | FALSE
| 60444369 | PLD003 | PLD | 22KV | 517.62 | 25 | 42177.4532 | 3.846% | Three phase | 97.13 | 0.0049715 | 0.0054296 | 0.0059317 | 0.0064824 | 0.0070864 | 0.0077489 | 0.0084758 | 0.0092734 | 0.010149 | 0.01111 | 0.012165 | 0.013323 | 0.014595 | 0.015993 | 0.016965 | 0.016965 | 0.016965 | 0.016965 | 0.016965 | 0.016965 | 0.082231 | 0.082769 | 0.083808 | 0.083923 | 0.083654 | 0.084077 | 0.085 | 0.086038 | 0.085231 | 0.085231 | 0.085231 | 0.085231 | 0.085231 | 0.085231 | 0.085231 | 0.085231 | 0.085231 | 0.085231 | 0.085231 | 0.085231 | 562.2467 | 9475.3608 | 0.00055404 | 50276.4306 | 28487.7447 | 28.573 | 483.3116 | 10037.6075 | 511.8846 | 9525.723 | -18962.0218 | FALSE
| 60444370 | PLD003 | PLD | 22KV | 234.65 | 25 | 42177.4532 | 3.846% | Three phase | 97.13 | 0.0022537 | 0.0024614 | 0.002689 | 0.0029386 | 0.0032124 | 0.0035128 | 0.0038423 | 0.0042039 | 0.0046007 | 0.0050364 | 0.0055146 | 0.0060398 | 0.0066164 | 0.0072498 | 0.0076906 | 0.0076906 | 0.0076906 | 0.0076906 | 0.0076906 | 0.0076906 | 0.082231 | 0.082769 | 0.083808 | 0.083923 | 0.083654 | 0.084077 | 0.085 | 0.086038 | 0.085231 | 0.085231 | 0.085231 | 0.085231 | 0.085231 | 0.085231 | 0.085231 | 0.085231 | 0.085231 | 0.085231 | 0.085231 | 0.085231 | 254.8804 | 1947.2189 | 0.00025116 | 22791.5545 | 12914.2021 | 12.9528 | 99.3222 | 2202.0993 | 112.275 | 2089.8243 | -10824.3778 | FALSE
| 60444371 | PLD003 | PLD | 22KV | 71.44 | 25 | 42177.4532 | 3.846% | Three phase | 97.13 | 0.00068615 | 0.00074937 | 0.00081867 | 0.00089468 | 0.00097803 | 0.0010695 | 0.0011698 | 0.0012799 | 0.0014007 | 0.0015333 | 0.0016789 | 0.0018388 | 0.0020144 | 0.0022072 | 0.0023414 | 0.0023414 | 0.0023414 | 0.0023414 | 0.0023414 | 0.0023414 | 0.082231 | 0.082769 | 0.083808 | 0.083923 | 0.083654 | 0.084077 | 0.085 | 0.086038 | 0.085231 | 0.085231 | 0.085231 | 0.085231 | 0.085231 | 0.085231 | 0.085231 | 0.085231 | 0.085231 | 0.085231 | 0.085231 | 0.085231 | 77.5992 | 180.4914 | 7.6467e-05 | 6938.9672 | 3931.7733 | 3.9435 | 9.2064 | 258.0906 | 13.1499 | 244.9407 | -3686.8325 | FALSE
| 60444372 | PLD003 | PLD | 22KV | 2616.64 | 25 | 42177.4532 | 3.846% | Three phase | 97.13 | 0.025132 | 0.027447 | 0.029986 | 0.032769 | 0.035823 | 0.039172 | 0.042846 | 0.046879 | 0.051304 | 0.056162 | 0.061495 | 0.067351 | 0.073781 | 0.080844 | 0.08576 | 0.08576 | 0.08576 | 0.08576 | 0.08576 | 0.08576 | 0.082231 | 0.082769 | 0.083808 | 0.083923 | 0.083654 | 0.084077 | 0.085 | 0.086038 | 0.085231 | 0.085231 | 0.085231 | 0.085231 | 0.085231 | 0.085231 | 0.085231 | 0.085231 | 0.085231 | 0.085231 | 0.085231 | 0.085231 | 2842.234 | 242137.2543 | 0.0028008 | 254154.2432 | 144009.4516 | 144.4403 | 12350.7421 | 244979.4882 | 12495.1825 | 232484.3058 | 88474.8541 | TRUE
| 60444391 | PLD003 | PLD | 22KV | 2687.16 | 25 | 42177.4532 | 3.846% | Single phase | 44.74 | 0.024484 | 0.026799 | 0.029343 | 0.032139 | 0.035214 | 0.038596 | 0.042315 | 0.046406 | 0.050907 | 0.05586 | 0.061312 | 0.067313 | 0.073919 | 0.081194 | 0.088071 | 0.088071 | 0.088071 | 0.088071 | 0.088071 | 0.088071 | 0.082231 | 0.082769 | 0.083808 | 0.083923 | 0.083654 | 0.084077 | 0.085 | 0.086038 | 0.085231 | 0.085231 | 0.085231 | 0.085231 | 0.085231 | 0.085231 | 0.085231 | 0.085231 | 0.085231 | 0.085231 | 0.085231 | 0.085231 | 2853.9704 | 114999.659 | 0.0028762 | 120223.5384 | 68121.333 | 148.3331 | 5999.772 | 117853.6294 | 6148.1051 | 111705.5244 | 43584.1913 | TRUE
| 60444396 | PLD003 | PLD | 22KV | 765.5 | 25 | 42177.4532 | 3.846% | Single phase | 44.74 | 0.0057597 | 0.0064004 | 0.0071162 | 0.007916 | 0.0088099 | 0.0098093 | 0.010927 | 0.012177 | 0.013576 | 0.015141 | 0.016894 | 0.018856 | 0.021053 | 0.023514 | 0.025089 | 0.025089 | 0.025089 | 0.025089 | 0.025089 | 0.025089 | 0.082231 | 0.082769 | 0.083808 | 0.083923 | 0.083654 | 0.084077 | 0.085 | 0.086038 | 0.085231 | 0.085231 | 0.085231 | 0.085231 | 0.085231 | 0.085231 | 0.085231 | 0.085231 | 0.085231 | 0.085231 | 0.085231 | 0.085231 | 777.7014 | 8923.037 | 0.00081937 | 34248.47 | 19405.9455 | 42.2561 | 486.8981 | 9700.7384 | 529.1542 | 9171.5842 | -10234.3613 | FALSE
| 60444397 | PLD003 | PLD | 22KV | 104.02 | 25 | 42177.4532 | 3.846% | Single phase | 44.74 | 0.00078265 | 0.00086973 | 0.00096699 | 0.0010757 | 0.0011971 | 0.0013329 | 0.0014848 | 0.0016547 | 0.0018448 | 0.0020575 | 0.0022956 | 0.0025622 | 0.0028607 | 0.0031951 | 0.0034092 | 0.0034092 | 0.0034092 | 0.0034092 | 0.0034092 | 0.0034092 | 0.082231 | 0.082769 | 0.083808 | 0.083923 | 0.083654 | 0.084077 | 0.085 | 0.086038 | 0.085231 | 0.085231 | 0.085231 | 0.085231 | 0.085231 | 0.085231 | 0.085231 | 0.085231 | 0.085231 | 0.085231 | 0.085231 | 0.085231 | 105.678 | 164.7616 | 0.00011134 | 4653.8548 | 2636.9777 | 5.742 | 8.9904 | 270.4396 | 14.7324 | 255.7072 | -2381.2706 | FALSE
| 60444398 | PLD003 | PLD | 22KV | 205.49 | 25 | 42177.4532 | 3.846% | Single phase | 44.74 | 0.0015461 | 0.0017181 | 0.0019103 | 0.002125 | 0.0023649 | 0.0026332 | 0.0029332 | 0.0032688 | 0.0036443 | 0.0040645 | 0.0045349 | 0.0050616 | 0.0056514 | 0.006312 | 0.0067349 | 0.0067349 | 0.0067349 | 0.0067349 | 0.0067349 | 0.0067349 | 0.082231 | 0.082769 | 0.083808 | 0.083923 | 0.083654 | 0.084077 | 0.085 | 0.086038 | 0.085231 | 0.085231 | 0.085231 | 0.085231 | 0.085231 | 0.085231 | 0.085231 | 0.085231 | 0.085231 | 0.085231 | 0.085231 | 0.085231 | 208.7653 | 642.9892 | 0.00021995 | 9193.6226 | 5209.3112 | 11.3432 | 35.0856 | 851.7546 | 46.4288 | 805.3257 | -4403.9855 | FALSE
| 60444399 | PLD003 | PLD | 22KV | 575.78 | 25 | 42177.4532 | 3.846% | Single phase | 44.74 | 0.0074308 | 0.0081635 | 0.0089713 | 0.0098622 | 0.010845 | 0.011929 | 0.013125 | 0.014445 | 0.015902 | 0.01751 | 0.018871 | 0.018871 | 0.018871 | 0.018871 | 0.018871 | 0.018871 | 0.018871 | 0.018871 | 0.018871 | 0.018871 | 0.082231 | 0.082769 | 0.083808 | 0.083923 | 0.083654 | 0.084077 | 0.085 | 0.086038 | 0.085231 | 0.085231 | 0.085231 | 0.085231 | 0.085231 | 0.085231 | 0.085231 | 0.085231 | 0.085231 | 0.085231 | 0.085231 | 0.085231 | 753.321 | 6508.2618 | 0.0006163 | 25760.3972 | 14596.4145 | 31.7834 | 275.4615 | 7261.5828 | 307.2449 | 6954.3379 | -7642.0766 | FALSE
| 60444400 | PLD003 | PLD | 22KV | 4480.61 | 25 | 42177.4532 | 3.846% | Single phase | 44.74 | 0.056176 | 0.062597 | 0.069782 | 0.077825 | 0.086829 | 0.096911 | 0.1082 | 0.12086 | 0.13503 | 0.14685 | 0.14685 | 0.14685 | 0.14685 | 0.14685 | 0.14685 | 0.14685 | 0.14685 | 0.14685 | 0.14685 | 0.14685 | 0.082231 | 0.082769 | 0.083808 | 0.083923 | 0.083654 | 0.084077 | 0.085 | 0.086038 | 0.085231 | 0.085231 | 0.085231 | 0.085231 | 0.085231 | 0.085231 | 0.085231 | 0.085231 | 0.085231 | 0.085231 | 0.085231 | 0.085231 | 5974.9672 | 401656.0474 | 0.0047959 | 200462.4914 | 113586.5099 | 247.3327 | 16680.9961 | 407631.0146 | 16928.3288 | 390702.6858 | 277116.1759 | TRUE
| 60444405 | PLD003 | PLD | 22KV | 270.3 | 25 | 42177.4532 | 3.846% | Single phase | 44.74 | 0.0034884 | 0.0038323 | 0.0042116 | 0.0046298 | 0.0050911 | 0.0056 | 0.0061615 | 0.0067812 | 0.0074651 | 0.0082201 | 0.008859 | 0.008859 | 0.008859 | 0.008859 | 0.008859 | 0.008859 | 0.008859 | 0.008859 | 0.008859 | 0.008859 | 0.082231 | 0.082769 | 0.083808 | 0.083923 | 0.083654 | 0.084077 | 0.085 | 0.086038 | 0.085231 | 0.085231 | 0.085231 | 0.085231 | 0.085231 | 0.085231 | 0.085231 | 0.085231 | 0.085231 | 0.085231 | 0.085231 | 0.085231 | 353.6467 | 1434.3131 | 0.00028932 | 12093.222 | 6852.2888 | 14.9207 | 60.7071 | 1787.9597 | 75.6279 | 1712.3318 | -5139.9569 | FALSE
| 60444409 | PLD003 | PLD | 22KV | 459.5 | 25 | 42177.4532 | 3.846% | Single phase | 44.74 | 0.0052064 | 0.0057178 | 0.0062815 | 0.0069031 | 0.0075886 | 0.0083447 | 0.0091789 | 0.010099 | 0.011115 | 0.012237 | 0.013475 | 0.014841 | 0.01506 | 0.01506 | 0.01506 | 0.01506 | 0.01506 | 0.01506 | 0.01506 | 0.01506 | 0.082231 | 0.082769 | 0.083808 | 0.083923 | 0.083654 | 0.084077 | 0.085 | 0.086038 | 0.085231 | 0.085231 | 0.085231 | 0.085231 | 0.085231 | 0.085231 | 0.085231 | 0.085231 | 0.085231 | 0.085231 | 0.085231 | 0.085231 | 562.5719 | 3877.625 | 0.00049183 | 20558.03 | 11648.6374 | 25.3647 | 175.436 | 4440.197 | 200.8007 | 4239.3962 | -7409.2412 | FALSE
| 60444438 | PLD003 | PLD | 22KV | 3514.24 | 25 | 42177.4532 | 3.846% | Single phase | 44.74 | 0.032123 | 0.035217 | 0.038624 | 0.042375 | 0.046507 | 0.051058 | 0.056072 | 0.061597 | 0.067687 | 0.0744 | 0.081801 | 0.089963 | 0.098964 | 0.10889 | 0.11518 | 0.11518 | 0.11518 | 0.11518 | 0.11518 | 0.11518 | 0.082231 | 0.082769 | 0.083808 | 0.083923 | 0.083654 | 0.084077 | 0.085 | 0.086038 | 0.085231 | 0.085231 | 0.085231 | 0.085231 | 0.085231 | 0.085231 | 0.085231 | 0.085231 | 0.085231 | 0.085231 | 0.085231 | 0.085231 | 3769.6195 | 198644.1153 | 0.0037615 | 157227.0976 | 89088.3734 | 193.9884 | 10261.4924 | 202413.7348 | 10455.4809 | 191958.254 | 102869.8806 | TRUE
| 60444441 | PLD003 | PLD | 22KV | 860.16 | 25 | 42177.4532 | 3.846% | Single phase | 44.74 | 0.011101 | 0.012195 | 0.013402 | 0.014733 | 0.016201 | 0.017821 | 0.019607 | 0.021579 | 0.023756 | 0.026158 | 0.028192 | 0.028192 | 0.028192 | 0.028192 | 0.028192 | 0.028192 | 0.028192 | 0.028192 | 0.028192 | 0.028192 | 0.082231 | 0.082769 | 0.083808 | 0.083923 | 0.083654 | 0.084077 | 0.085 | 0.086038 | 0.085231 | 0.085231 | 0.085231 | 0.085231 | 0.085231 | 0.085231 | 0.085231 | 0.085231 | 0.085231 | 0.085231 | 0.085231 | 0.085231 | 1125.3893 | 14524.8062 | 0.00092069 | 38483.5584 | 21805.6408 | 47.4814 | 614.7608 | 15650.1955 | 662.2422 | 14987.9532 | -6817.6876 | FALSE
| 60444451 | PLD003 | PLD | 22KV | 329.9 | 25 | 42177.4532 | 3.846% | Single phase | 44.74 | 0.0031515 | 0.0035025 | 0.0038943 | 0.0043319 | 0.0048208 | 0.0053671 | 0.0059777 | 0.0066603 | 0.0074236 | 0.0082773 | 0.0092322 | 0.010301 | 0.010812 | 0.010812 | 0.010812 | 0.010812 | 0.010812 | 0.010812 | 0.010812 | 0.010812 | 0.082231 | 0.082769 | 0.083808 | 0.083923 | 0.083654 | 0.084077 | 0.085 | 0.086038 | 0.085231 | 0.085231 | 0.085231 | 0.085231 | 0.085231 | 0.085231 | 0.085231 | 0.085231 | 0.085231 | 0.085231 | 0.085231 | 0.085231 | 384.0337 | 1899.6518 | 0.00035311 | 14759.726 | 8363.1893 | 18.2107 | 90.43 | 2283.6854 | 108.6407 | 2175.0448 | -6188.1445 | FALSE
| 60444452 | PLD003 | PLD | 22KV | 296.54 | 25 | 42177.4532 | 3.846% | Single phase | 44.74 | 0.003827 | 0.0042044 | 0.0046204 | 0.0050793 | 0.0055854 | 0.0061437 | 0.0067597 | 0.0074395 | 0.0081898 | 0.0090181 | 0.009719 | 0.009719 | 0.009719 | 0.009719 | 0.009719 | 0.009719 | 0.009719 | 0.009719 | 0.009719 | 0.009719 | 0.082231 | 0.082769 | 0.083808 | 0.083923 | 0.083654 | 0.084077 | 0.085 | 0.086038 | 0.085231 | 0.085231 | 0.085231 | 0.085231 | 0.085231 | 0.085231 | 0.085231 | 0.085231 | 0.085231 | 0.085231 | 0.085231 | 0.085231 | 387.9777 | 1726.3086 | 0.00031741 | 13267.1996 | 7517.4906 | 16.3692 | 73.0658 | 2114.2863 | 89.435 | 2024.8513 | -5492.6393 | FALSE
| 60444453 | PLD003 | PLD | 22KV | 219.37 | 25 | 42177.4532 | 3.846% | Single phase | 44.74 | 0.0028311 | 0.0031102 | 0.003418 | 0.0037575 | 0.0041318 | 0.0045449 | 0.0050006 | 0.0055035 | 0.0060585 | 0.0066713 | 0.0071898 | 0.0071898 | 0.0071898 | 0.0071898 | 0.0071898 | 0.0071898 | 0.0071898 | 0.0071898 | 0.0071898 | 0.0071898 | 0.082231 | 0.082769 | 0.083808 | 0.083923 | 0.083654 | 0.084077 | 0.085 | 0.086038 | 0.085231 | 0.085231 | 0.085231 | 0.085231 | 0.085231 | 0.085231 | 0.085231 | 0.085231 | 0.085231 | 0.085231 | 0.085231 | 0.085231 | 287.0125 | 944.727 | 0.00023481 | 9814.6138 | 5561.1787 | 12.1094 | 39.9855 | 1231.7395 | 52.0948 | 1179.6446 | -4381.534 | FALSE
| 60444459 | PLD004 | PLD | 22KV | 417.07 | 2 | 42177.4532 | 33.33% | Three phase | 97.13 | 0.0051655 | 0.0057204 | 0.0063375 | 0.0070237 | 0.007787 | 0.0086362 | 0.0095812 | 0.010633 | 0.011804 | 0.013108 | 0.013669 | 0.013669 | 0.013669 | 0.013669 | 0.013669 | 0.013669 | 0.013669 | 0.013669 | 0.013669 | 0.013669 | 1.8517 | 1.8367 | 1.8323 | 1.8237 | 1.8103 | 1.8037 | 1.806 | 1.8103 | 1.7987 | 1.7987 | 1.7987 | 1.7987 | 1.7987 | 1.7987 | 1.7987 | 1.7987 | 1.7987 | 1.7987 | 1.7987 | 1.7987 | 11615.3099 | 7413.3912 | 0.00044642 | 40510.0091 | 22953.8729 | 492.8835 | 313.7784 | 19028.7011 | 806.6618 | 18222.0393 | -4731.8336 | FALSE
| 60444460 | PLD004 | PLD | 22KV | 28.31 | 2 | 42177.4532 | 33.33% | Three phase | 97.13 | 0.00036096 | 0.00039413 | 0.00043048 | 0.0004703 | 0.00051395 | 0.0005618 | 0.00061425 | 0.00067177 | 0.00073484 | 0.00080402 | 0.0008799 | 0.00092785 | 0.00092785 | 0.00092785 | 0.00092785 | 0.00092785 | 0.00092785 | 0.00092785 | 0.00092785 | 0.00092785 | 1.8517 | 1.8367 | 1.8323 | 1.8237 | 1.8103 | 1.8037 | 1.806 | 1.8103 | 1.7987 | 1.7987 | 1.7987 | 1.7987 | 1.7987 | 1.7987 | 1.7987 | 1.7987 | 1.7987 | 1.7987 | 1.7987 | 1.7987 | 770.6063 | 33.3823 | 3.0302e-05 | 2749.7503 | 1558.0697 | 33.4561 | 1.4457 | 803.9887 | 34.9018 | 769.0868 | -788.9829 | FALSE
| 60444461 | PLD004 | PLD | 22KV | 155.96 | 2 | 42177.4532 | 33.33% | Three phase | 97.13 | 0.0019885 | 0.0021713 | 0.0023715 | 0.0025909 | 0.0028314 | 0.003095 | 0.0033839 | 0.0037008 | 0.0040482 | 0.0044293 | 0.0048474 | 0.0051116 | 0.0051116 | 0.0051116 | 0.0051116 | 0.0051116 | 0.0051116 | 0.0051116 | 0.0051116 | 0.0051116 | 1.8517 | 1.8367 | 1.8323 | 1.8237 | 1.8103 | 1.8037 | 1.806 | 1.8103 | 1.7987 | 1.7987 | 1.7987 | 1.7987 | 1.7987 | 1.7987 | 1.7987 | 1.7987 | 1.7987 | 1.7987 | 1.7987 | 1.7987 | 4245.276 | 1013.1257 | 0.00016693 | 15148.3948 | 8583.4177 | 184.3098 | 43.8765 | 5258.4017 | 228.1863 | 5030.2154 | -3553.2023 | FALSE
| 60444467 | PLD004 | PLD | 22KV | 169.15 | 2 | 42177.4532 | 33.33% | Three phase | 97.13 | 0.0022496 | 0.0025092 | 0.0028001 | 0.0031259 | 0.0034911 | 0.0039003 | 0.0043592 | 0.0048737 | 0.0054508 | 0.0055439 | 0.0055439 | 0.0055439 | 0.0055439 | 0.0055439 | 0.0055439 | 0.0055439 | 0.0055439 | 0.0055439 | 0.0055439 | 0.0055439 | 1.8517 | 1.8367 | 1.8323 | 1.8237 | 1.8103 | 1.8037 | 1.806 | 1.8103 | 1.7987 | 1.7987 | 1.7987 | 1.7987 | 1.7987 | 1.7987 | 1.7987 | 1.7987 | 1.7987 | 1.7987 | 1.7987 | 1.7987 | 4930.583 | 1276.0622 | 0.00018105 | 16429.5395 | 9309.3428 | 199.8975 | 51.6118 | 6206.6452 | 251.5093 | 5955.1359 | -3354.2069 | FALSE
| 60444472 | PLD004 | PLD | 22KV | 84.35 | 2 | 42177.4532 | 33.33% | Single phase | 44.74 | 0.00048955 | 0.00054494 | 0.00060697 | 0.00067646 | 0.00075432 | 0.0008416 | 0.00093947 | 0.0010492 | 0.0011724 | 0.0013106 | 0.0014657 | 0.0016399 | 0.0018356 | 0.0020554 | 0.0023023 | 0.0025798 | 0.0027646 | 0.0027646 | 0.0027646 | 0.0027646 | 1.8517 | 1.8367 | 1.8323 | 1.8237 | 1.8103 | 1.8037 | 1.806 | 1.8103 | 1.7987 | 1.7987 | 1.7987 | 1.7987 | 1.7987 | 1.7987 | 1.7987 | 1.7987 | 1.7987 | 1.7987 | 1.7987 | 1.7987 | 1549.0742 | 92.2064 | 9.0285e-05 | 3773.819 | 2138.3299 | 99.6828 | 5.9118 | 1641.2806 | 105.5946 | 1535.686 | -602.6438 | FALSE
| 60444487 | PLD004 | PLD | 22KV | 400.62 | 2 | 42177.4532 | 33.33% | Three phase | 97.13 | 0.005138 | 0.0056268 | 0.006164 | 0.0067544 | 0.0074035 | 0.0081173 | 0.0089022 | 0.0097655 | 0.010715 | 0.01176 | 0.01291 | 0.01313 | 0.01313 | 0.01313 | 0.01313 | 0.01313 | 0.01313 | 0.01313 | 0.01313 | 0.01313 | 1.8517 | 1.8367 | 1.8323 | 1.8237 | 1.8103 | 1.8037 | 1.806 | 1.8103 | 1.7987 | 1.7987 | 1.7987 | 1.7987 | 1.7987 | 1.7987 | 1.7987 | 1.7987 | 1.7987 | 1.7987 | 1.7987 | 1.7987 | 11032.9661 | 6763.4348 | 0.00042881 | 38912.2206 | 22048.5304 | 473.4432 | 289.5145 | 17796.4009 | 762.9578 | 17033.4432 | -5015.0872 | FALSE
| 60444488 | PLD004 | PLD | 22KV | 65.01 | 2 | 42177.4532 | 33.33% | Three phase | 97.13 | 0.00052959 | 0.00058811 | 0.00065342 | 0.00072633 | 0.00080774 | 0.00089868 | 0.0010003 | 0.0011138 | 0.0012407 | 0.0013826 | 0.0015413 | 0.0017188 | 0.0019173 | 0.0021307 | 0.0021307 | 0.0021307 | 0.0021307 | 0.0021307 | 0.0021307 | 0.0021307 | 1.8517 | 1.8367 | 1.8323 | 1.8237 | 1.8103 | 1.8037 | 1.806 | 1.8103 | 1.7987 | 1.7987 | 1.7987 | 1.7987 | 1.7987 | 1.7987 | 1.7987 | 1.7987 | 1.7987 | 1.7987 | 1.7987 | 1.7987 | 1468.5528 | 146.2057 | 6.9585e-05 | 6314.4213 | 3577.8917 | 76.8273 | 7.6237 | 1614.7585 | 84.451 | 1530.3075 | -2047.5842 | FALSE
| 60444491 | PLD004 | PLD | 22KV | 74.98 | 2 | 42177.4532 | 33.33% | Three phase | 97.13 | 0.00099381 | 0.001116 | 0.0012538 | 0.0014094 | 0.0015849 | 0.001783 | 0.0020067 | 0.0022593 | 0.0024575 | 0.0024575 | 0.0024575 | 0.0024575 | 0.0024575 | 0.0024575 | 0.0024575 | 0.0024575 | 0.0024575 | 0.0024575 | 0.0024575 | 0.0024575 | 1.8517 | 1.8367 | 1.8323 | 1.8237 | 1.8103 | 1.8037 | 1.806 | 1.8103 | 1.7987 | 1.7987 | 1.7987 | 1.7987 | 1.7987 | 1.7987 | 1.7987 | 1.7987 | 1.7987 | 1.7987 | 1.7987 | 1.7987 | 2206.6753 | 253.1508 | 8.0256e-05 | 7282.8074 | 4126.6008 | 88.6096 | 10.1414 | 2459.8261 | 98.7509 | 2361.0752 | -1765.5256 | FALSE
| 60444498 | PLD004 | PLD | 22KV | 27.87 | 2 | 42177.4532 | 33.33% | Three phase | 97.13 | 0.00035743 | 0.00039144 | 0.00042881 | 0.00046989 | 0.00051504 | 0.0005647 | 0.0006193 | 0.00067936 | 0.00074543 | 0.00081811 | 0.0008981 | 0.00091343 | 0.00091343 | 0.00091343 | 0.00091343 | 0.00091343 | 0.00091343 | 0.00091343 | 0.00091343 | 0.00091343 | 1.8517 | 1.8367 | 1.8323 | 1.8237 | 1.8103 | 1.8037 | 1.806 | 1.8103 | 1.7987 | 1.7987 | 1.7987 | 1.7987 | 1.7987 | 1.7987 | 1.7987 | 1.7987 | 1.7987 | 1.7987 | 1.7987 | 1.7987 | 767.5322 | 32.7323 | 2.9831e-05 | 2707.0131 | 1533.8539 | 32.9361 | 1.4011 | 800.2645 | 34.3372 | 765.9273 | -767.9266 | FALSE
| 60444506 | PLD004 | PLD | 22KV | 23.42 | 2 | 42177.4532 | 33.33% | Three phase | 97.13 | 0.00029006 | 0.00032122 | 0.00035587 | 0.0003944 | 0.00043727 | 0.00048495 | 0.00053802 | 0.00059709 | 0.00066284 | 0.00073605 | 0.00076759 | 0.00076759 | 0.00076759 | 0.00076759 | 0.00076759 | 0.00076759 | 0.00076759 | 0.00076759 | 0.00076759 | 0.00076759 | 1.8517 | 1.8367 | 1.8323 | 1.8237 | 1.8103 | 1.8037 | 1.806 | 1.8103 | 1.7987 | 1.7987 | 1.7987 | 1.7987 | 1.7987 | 1.7987 | 1.7987 | 1.7987 | 1.7987 | 1.7987 | 1.7987 | 1.7987 | 652.242 | 23.3761 | 2.5068e-05 | 2274.7846 | 1288.9436 | 27.6772 | 0.98942 | 675.6181 | 28.6666 | 646.9515 | -641.9921 | FALSE
| 60444507 | PLD004 | PLD | 22KV | 199.58 | 2 | 42177.4532 | 33.33% | Three phase | 97.13 | 0.0024718 | 0.0027374 | 0.0030327 | 0.003361 | 0.0037263 | 0.0041327 | 0.0045849 | 0.0050882 | 0.0056486 | 0.0062725 | 0.0065412 | 0.0065412 | 0.0065412 | 0.0065412 | 0.0065412 | 0.0065412 | 0.0065412 | 0.0065412 | 0.0065412 | 0.0065412 | 1.8517 | 1.8367 | 1.8323 | 1.8237 | 1.8103 | 1.8037 | 1.806 | 1.8103 | 1.7987 | 1.7987 | 1.7987 | 1.7987 | 1.7987 | 1.7987 | 1.7987 | 1.7987 | 1.7987 | 1.7987 | 1.7987 | 1.7987 | 5558.2601 | 1697.5909 | 0.00021362 | 19385.2054 | 10984.0889 | 235.8589 | 71.852 | 7255.8511 | 307.711 | 6948.1401 | -4035.9488 | FALSE
| 60444508 | PLD004 | PLD | 22KV | 226.68 | 2 | 42177.4532 | 33.33% | Three phase | 97.13 | 0.0029072 | 0.0031838 | 0.0034877 | 0.0038218 | 0.0041891 | 0.0045929 | 0.0050371 | 0.0055255 | 0.0060629 | 0.0066541 | 0.0073046 | 0.0074294 | 0.0074294 | 0.0074294 | 0.0074294 | 0.0074294 | 0.0074294 | 0.0074294 | 0.0074294 | 0.0074294 | 1.8517 | 1.8367 | 1.8323 | 1.8237 | 1.8103 | 1.8037 | 1.806 | 1.8103 | 1.7987 | 1.7987 | 1.7987 | 1.7987 | 1.7987 | 1.7987 | 1.7987 | 1.7987 | 1.7987 | 1.7987 | 1.7987 | 1.7987 | 6242.7057 | 2165.3518 | 0.00024263 | 22017.4284 | 12475.565 | 267.8851 | 92.6897 | 8408.0575 | 360.5748 | 8047.4827 | -4428.0823 | FALSE
| 60444510 | PLD004 | PLD | 22KV | 673.72 | 2 | 42177.4532 | 33.33% | Single phase | 44.74 | 0.0086671 | 0.0095064 | 0.01043 | 0.011447 | 0.012567 | 0.013801 | 0.01516 | 0.016656 | 0.018306 | 0.020123 | 0.022081 | 0.022081 | 0.022081 | 0.022081 | 0.022081 | 0.022081 | 0.022081 | 0.022081 | 0.022081 | 0.022081 | 1.8517 | 1.8367 | 1.8323 | 1.8237 | 1.8103 | 1.8037 | 1.806 | 1.8103 | 1.7987 | 1.7987 | 1.7987 | 1.7987 | 1.7987 | 1.7987 | 1.7987 | 1.7987 | 1.7987 | 1.7987 | 1.7987 | 1.7987 | 18667.1084 | 8864.2177 | 0.00072113 | 30142.2328 | 17079.2601 | 796.1863 | 377.1435 | 27531.3262 | 1173.3298 | 26357.9964 | 9278.7363 | TRUE
| 60444513 | PLD004 | PLD | 22KV | 41.72 | 2 | 42177.4532 | 33.33% | Three phase | 97.13 | 0.00049497 | 0.00053779 | 0.00058448 | 0.00063538 | 0.00069088 | 0.00075142 | 0.00081745 | 0.00088948 | 0.00096807 | 0.0010538 | 0.0011474 | 0.0012496 | 0.0013611 | 0.0013674 | 0.0013674 | 0.0013674 | 0.0013674 | 0.0013674 | 0.0013674 | 0.0013674 | 1.8517 | 1.8367 | 1.8323 | 1.8237 | 1.8103 | 1.8037 | 1.806 | 1.8103 | 1.7987 | 1.7987 | 1.7987 | 1.7987 | 1.7987 | 1.7987 | 1.7987 | 1.7987 | 1.7987 | 1.7987 | 1.7987 | 1.7987 | 1073.8167 | 68.5593 | 4.4656e-05 | 4052.2636 | 2296.1028 | 49.3037 | 3.1397 | 1142.376 | 52.4434 | 1089.9326 | -1206.1702 | FALSE
| 60444515 | PLD004 | PLD | 22KV | 111.54 | 2 | 42177.4532 | 33.33% | Three phase | 97.13 | 0.0014305 | 0.0015666 | 0.0017162 | 0.0018806 | 0.0020613 | 0.00226 | 0.0024785 | 0.0027189 | 0.0029833 | 0.0032742 | 0.0035943 | 0.0036557 | 0.0036557 | 0.0036557 | 0.0036557 | 0.0036557 | 0.0036557 | 0.0036557 | 0.0036557 | 0.0036557 | 1.8517 | 1.8367 | 1.8323 | 1.8237 | 1.8103 | 1.8037 | 1.806 | 1.8103 | 1.7987 | 1.7987 | 1.7987 | 1.7987 | 1.7987 | 1.7987 | 1.7987 | 1.7987 | 1.7987 | 1.7987 | 1.7987 | 1.7987 | 3071.7813 | 524.2801 | 0.00011939 | 10833.8802 | 6138.7177 | 131.8153 | 22.4422 | 3596.0614 | 154.2576 | 3441.8038 | -2696.9139 | FALSE
| 60444516 | PLD004 | PLD | 22KV | 145.49 | 2 | 42177.4532 | 33.33% | Three phase | 97.13 | 0.0010524 | 0.0011686 | 0.0012984 | 0.0014432 | 0.001605 | 0.0017858 | 0.0019878 | 0.0022136 | 0.002466 | 0.0027484 | 0.0030643 | 0.0034176 | 0.0038131 | 0.0042558 | 0.0047514 | 0.0047684 | 0.0047684 | 0.0047684 | 0.0047684 | 0.0047684 | 1.8517 | 1.8367 | 1.8323 | 1.8237 | 1.8103 | 1.8037 | 1.806 | 1.8103 | 1.7987 | 1.7987 | 1.7987 | 1.7987 | 1.7987 | 1.7987 | 1.7987 | 1.7987 | 1.7987 | 1.7987 | 1.7987 | 1.7987 | 3054.6816 | 680.7013 | 0.00015573 | 14131.4437 | 8007.1906 | 171.9366 | 38.1831 | 3735.3829 | 210.1198 | 3525.2632 | -4481.9274 | FALSE
| 60444519 | PLD004 | PLD | 22KV | 37.62 | 2 | 42177.4532 | 33.33% | Three phase | 97.13 | 0.00030646 | 0.00034032 | 0.00037812 | 0.00042031 | 0.00046743 | 0.00052005 | 0.00057884 | 0.00064455 | 0.00071799 | 0.0008001 | 0.00089192 | 0.00099462 | 0.0011095 | 0.001233 | 0.001233 | 0.001233 | 0.001233 | 0.001233 | 0.001233 | 0.001233 | 1.8517 | 1.8367 | 1.8323 | 1.8237 | 1.8103 | 1.8037 | 1.806 | 1.8103 | 1.7987 | 1.7987 | 1.7987 | 1.7987 | 1.7987 | 1.7987 | 1.7987 | 1.7987 | 1.7987 | 1.7987 | 1.7987 | 1.7987 | 849.8224 | 48.96 | 4.0267e-05 | 3654.0306 | 2070.4551 | 44.4584 | 2.553 | 898.7824 | 47.0114 | 851.7711 | -1218.684 | FALSE
| 60444520 | PLD004 | PLD | 22KV | 187.68 | 2 | 42177.4532 | 33.33% | Three phase | 97.13 | 0.0015289 | 0.0016978 | 0.0018864 | 0.0020969 | 0.0023319 | 0.0025944 | 0.0028878 | 0.0032155 | 0.0035819 | 0.0039916 | 0.0044497 | 0.004962 | 0.0055352 | 0.0061512 | 0.0061512 | 0.0061512 | 0.0061512 | 0.0061512 | 0.0061512 | 0.0061512 | 1.8517 | 1.8367 | 1.8323 | 1.8237 | 1.8103 | 1.8037 | 1.806 | 1.8103 | 1.7987 | 1.7987 | 1.7987 | 1.7987 | 1.7987 | 1.7987 | 1.7987 | 1.7987 | 1.7987 | 1.7987 | 1.7987 | 1.7987 | 4239.6245 | 1218.5401 | 0.00020089 | 18229.3584 | 10329.1603 | 221.7958 | 63.5391 | 5458.1646 | 285.3349 | 5172.8297 | -5156.3305 | FALSE
| 60444522 | PLD004 | PLD | 22KV | 55.28 | 2 | 42177.4532 | 33.33% | Three phase | 97.13 | 0.00070897 | 0.00077642 | 0.00085054 | 0.00093202 | 0.0010216 | 0.0011201 | 0.0012284 | 0.0013475 | 0.0014785 | 0.0016227 | 0.0017814 | 0.0018118 | 0.0018118 | 0.0018118 | 0.0018118 | 0.0018118 | 0.0018118 | 0.0018118 | 0.0018118 | 0.0018118 | 1.8517 | 1.8367 | 1.8323 | 1.8237 | 1.8103 | 1.8037 | 1.806 | 1.8103 | 1.7987 | 1.7987 | 1.7987 | 1.7987 | 1.7987 | 1.7987 | 1.7987 | 1.7987 | 1.7987 | 1.7987 | 1.7987 | 1.7987 | 1522.3962 | 128.7769 | 5.917e-05 | 5369.3464 | 3042.3912 | 65.3286 | 5.5124 | 1651.1731 | 70.841 | 1580.3321 | -1462.059 | FALSE
| 60444528 | PLD004 | PLD | 22KV | 42.78 | 2 | 42177.4532 | 33.33% | Three phase | 97.13 | 0.00053836 | 0.00058396 | 0.00063358 | 0.00068759 | 0.00074637 | 0.00081035 | 0.00088002 | 0.00095588 | 0.0010385 | 0.0011285 | 0.0012265 | 0.0013332 | 0.0014021 | 0.0014021 | 0.0014021 | 0.0014021 | 0.0014021 | 0.0014021 | 0.0014021 | 0.0014021 | 1.8517 | 1.8367 | 1.8323 | 1.8237 | 1.8103 | 1.8037 | 1.806 | 1.8103 | 1.7987 | 1.7987 | 1.7987 | 1.7987 | 1.7987 | 1.7987 | 1.7987 | 1.7987 | 1.7987 | 1.7987 | 1.7987 | 1.7987 | 1131.6861 | 74.0816 | 4.579e-05 | 4155.2214 | 2354.4409 | 50.5564 | 3.3013 | 1205.7676 | 53.8577 | 1151.9099 | -1202.531 | FALSE
| 60444529 | PLD004 | PLD | 22KV | 25.83 | 2 | 42177.4532 | 33.33% | Three phase | 97.13 | 0.00031537 | 0.00034674 | 0.00038135 | 0.00041956 | 0.00046174 | 0.00050832 | 0.00055976 | 0.00061658 | 0.00067935 | 0.00074871 | 0.00082536 | 0.00084657 | 0.00084657 | 0.00084657 | 0.00084657 | 0.00084657 | 0.00084657 | 0.00084657 | 0.00084657 | 0.00084657 | 1.8517 | 1.8367 | 1.8323 | 1.8237 | 1.8103 | 1.8037 | 1.806 | 1.8103 | 1.7987 | 1.7987 | 1.7987 | 1.7987 | 1.7987 | 1.7987 | 1.7987 | 1.7987 | 1.7987 | 1.7987 | 1.7987 | 1.7987 | 701.5778 | 27.7324 | 2.7648e-05 | 2508.8679 | 1421.5804 | 30.5253 | 1.2035 | 729.3103 | 31.7288 | 697.5815 | -723.9989 | FALSE
| 60444536 | PLD004 | PLD | 22KV | 141.59 | 2 | 42177.4532 | 33.33% | Three phase | 97.13 | 0.0011534 | 0.0012809 | 0.0014231 | 0.0015819 | 0.0017592 | 0.0019573 | 0.0021786 | 0.0024259 | 0.0027023 | 0.0030113 | 0.0033569 | 0.0037435 | 0.0041759 | 0.0046406 | 0.0046406 | 0.0046406 | 0.0046406 | 0.0046406 | 0.0046406 | 0.0046406 | 1.8517 | 1.8367 | 1.8323 | 1.8237 | 1.8103 | 1.8037 | 1.806 | 1.8103 | 1.7987 | 1.7987 | 1.7987 | 1.7987 | 1.7987 | 1.7987 | 1.7987 | 1.7987 | 1.7987 | 1.7987 | 1.7987 | 1.7987 | 3198.4678 | 693.536 | 0.00015155 | 13752.6367 | 7792.5501 | 167.3277 | 36.1635 | 3892.0038 | 203.4912 | 3688.5126 | -4104.0375 | FALSE
| 60444538 | PLD004 | PLD | 22KV | 198.21 | 2 | 42177.4532 | 33.33% | Three phase | 97.13 | 0.0026271 | 0.0029502 | 0.0033145 | 0.0037256 | 0.0041896 | 0.0047133 | 0.0053046 | 0.0059724 | 0.0064963 | 0.0064963 | 0.0064963 | 0.0064963 | 0.0064963 | 0.0064963 | 0.0064963 | 0.0064963 | 0.0064963 | 0.0064963 | 0.0064963 | 0.0064963 | 1.8517 | 1.8367 | 1.8323 | 1.8237 | 1.8103 | 1.8037 | 1.806 | 1.8103 | 1.7987 | 1.7987 | 1.7987 | 1.7987 | 1.7987 | 1.7987 | 1.7987 | 1.7987 | 1.7987 | 1.7987 | 1.7987 | 1.7987 | 5833.357 | 1769.048 | 0.00021216 | 19252.1373 | 10908.6895 | 234.2399 | 70.869 | 7602.405 | 305.1089 | 7297.2961 | -3611.3935 | FALSE
| 60444542 | PLD004 | PLD | 22KV | 359.19 | 2 | 42177.4532 | 33.33% | Three phase | 97.13 | 0.0045202 | 0.0049031 | 0.0053197 | 0.0057731 | 0.0062667 | 0.0068039 | 0.0073888 | 0.0080257 | 0.0087193 | 0.0094748 | 0.010298 | 0.011194 | 0.011772 | 0.011772 | 0.011772 | 0.011772 | 0.011772 | 0.011772 | 0.011772 | 0.011772 | 1.8517 | 1.8367 | 1.8323 | 1.8237 | 1.8103 | 1.8037 | 1.806 | 1.8103 | 1.7987 | 1.7987 | 1.7987 | 1.7987 | 1.7987 | 1.7987 | 1.7987 | 1.7987 | 1.7987 | 1.7987 | 1.7987 | 1.7987 | 9501.8774 | 5222.4846 | 0.00038447 | 34888.1247 | 19768.3881 | 424.4822 | 232.7306 | 14724.3619 | 657.2129 | 14067.1491 | -5701.239 | FALSE
| 60444543 | PLD004 | PLD | 22KV | 77.27 | 2 | 42177.4532 | 33.33% | Three phase | 97.13 | 0.00094995 | 0.0010481 | 0.0011567 | 0.0012771 | 0.0014105 | 0.0015584 | 0.0017222 | 0.0019039 | 0.0021053 | 0.0023287 | 0.0025325 | 0.0025325 | 0.0025325 | 0.0025325 | 0.0025325 | 0.0025325 | 0.0025325 | 0.0025325 | 0.0025325 | 0.0025325 | 1.8517 | 1.8367 | 1.8323 | 1.8237 | 1.8103 | 1.8037 | 1.806 | 1.8103 | 1.7987 | 1.7987 | 1.7987 | 1.7987 | 1.7987 | 1.7987 | 1.7987 | 1.7987 | 1.7987 | 1.7987 | 1.7987 | 1.7987 | 2125.7436 | 251.3656 | 8.2707e-05 | 7505.2351 | 4252.6333 | 91.3159 | 10.7703 | 2377.1092 | 102.0861 | 2275.0231 | -1977.6102 | FALSE
| 60444545 | PLD004 | PLD | 22KV | 285.72 | 2 | 42177.4532 | 33.33% | Three phase | 97.13 | 0.0033381 | 0.0037076 | 0.0041196 | 0.0045794 | 0.0050924 | 0.005665 | 0.0063042 | 0.007018 | 0.0078152 | 0.0087058 | 0.0093644 | 0.0093644 | 0.0093644 | 0.0093644 | 0.0093644 | 0.0093644 | 0.0093644 | 0.0093644 | 0.0093644 | 0.0093644 | 1.8517 | 1.8367 | 1.8323 | 1.8237 | 1.8103 | 1.8037 | 1.806 | 1.8103 | 1.7987 | 1.7987 | 1.7987 | 1.7987 | 1.7987 | 1.7987 | 1.7987 | 1.7987 | 1.7987 | 1.7987 | 1.7987 | 1.7987 | 7801.1803 | 3411.3936 | 0.00030583 | 27751.9836 | 15724.8917 | 337.6571 | 147.2605 | 11212.5739 | 484.9177 | 10727.6562 | -4997.2354 | FALSE
| 60444546 | PLD004 | PLD | 22KV | 90.55 | 2 | 42177.4532 | 33.33% | Three phase | 97.13 | 0.0010579 | 0.001175 | 0.0013056 | 0.0014513 | 0.0016139 | 0.0017953 | 0.0019979 | 0.0022241 | 0.0024768 | 0.002759 | 0.0029678 | 0.0029678 | 0.0029678 | 0.0029678 | 0.0029678 | 0.0029678 | 0.0029678 | 0.0029678 | 0.0029678 | 0.0029678 | 1.8517 | 1.8367 | 1.8323 | 1.8237 | 1.8103 | 1.8037 | 1.806 | 1.8103 | 1.7987 | 1.7987 | 1.7987 | 1.7987 | 1.7987 | 1.7987 | 1.7987 | 1.7987 | 1.7987 | 1.7987 | 1.7987 | 1.7987 | 2472.3396 | 342.6316 | 9.6922e-05 | 8795.1215 | 4983.5116 | 107.0098 | 14.7905 | 2814.9713 | 121.8003 | 2693.1709 | -2290.3407 | FALSE
| 60444549 | PLD004 | PLD | 22KV | 96.37 | 2 | 42177.4532 | 33.33% | Three phase | 97.13 | 0.0011259 | 0.0012505 | 0.0013895 | 0.0015446 | 0.0017176 | 0.0019107 | 0.0021263 | 0.0023671 | 0.002636 | 0.0029364 | 0.0031585 | 0.0031585 | 0.0031585 | 0.0031585 | 0.0031585 | 0.0031585 | 0.0031585 | 0.0031585 | 0.0031585 | 0.0031585 | 1.8517 | 1.8367 | 1.8323 | 1.8237 | 1.8103 | 1.8037 | 1.806 | 1.8103 | 1.7987 | 1.7987 | 1.7987 | 1.7987 | 1.7987 | 1.7987 | 1.7987 | 1.7987 | 1.7987 | 1.7987 | 1.7987 | 1.7987 | 2631.2465 | 388.0916 | 0.00010315 | 9360.4181 | 5303.8213 | 113.8878 | 16.7529 | 3019.3381 | 130.6406 | 2888.6975 | -2415.1238 | FALSE
| 60444554 | PLD004 | PLD | 22KV | 45.08 | 2 | 42177.4532 | 33.33% | Three phase | 97.13 | 0.0002739 | 0.00030134 | 0.00033168 | 0.00036524 | 0.00040238 | 0.00044349 | 0.000489 | 0.00053938 | 0.00059519 | 0.00065702 | 0.00072552 | 0.00080144 | 0.0008856 | 0.0009789 | 0.0010824 | 0.0011971 | 0.0013244 | 0.0014656 | 0.0014775 | 0.0014775 | 1.8517 | 1.8367 | 1.8323 | 1.8237 | 1.8103 | 1.8037 | 1.806 | 1.8103 | 1.7987 | 1.7987 | 1.7987 | 1.7987 | 1.7987 | 1.7987 | 1.7987 | 1.7987 | 1.7987 | 1.7987 | 1.7987 | 1.7987 | 784.4059 | 54.1619 | 4.8252e-05 | 4378.6204 | 2481.0238 | 53.2745 | 3.6658 | 838.5678 | 56.9403 | 781.6275 | -1699.3963 | FALSE
| 60444555 | PLD004 | PLD | 22KV | 122.19 | 2 | 42177.4532 | 33.33% | Three phase | 97.13 | 0.00074242 | 0.00081678 | 0.00089902 | 0.00099 | 0.0010907 | 0.0012021 | 0.0013254 | 0.001462 | 0.0016133 | 0.0017809 | 0.0019665 | 0.0021723 | 0.0024004 | 0.0026533 | 0.0029338 | 0.0032448 | 0.0035898 | 0.0039726 | 0.0040047 | 0.0040047 | 1.8517 | 1.8367 | 1.8323 | 1.8237 | 1.8103 | 1.8037 | 1.806 | 1.8103 | 1.7987 | 1.7987 | 1.7987 | 1.7987 | 1.7987 | 1.7987 | 1.7987 | 1.7987 | 1.7987 | 1.7987 | 1.7987 | 1.7987 | 2126.1437 | 397.9212 | 0.00013079 | 11868.3147 | 6724.8513 | 144.4012 | 26.9325 | 2524.0649 | 171.3337 | 2352.7312 | -4372.1201 | FALSE
| 60444556 | PLD004 | PLD | 22KV | 424.64 | 2 | 42177.4532 | 33.33% | Three phase | 97.13 | 0.0025801 | 0.0028385 | 0.0031243 | 0.0034405 | 0.0037903 | 0.0041775 | 0.0046062 | 0.0050808 | 0.0056065 | 0.0061889 | 0.0068342 | 0.0075493 | 0.0083421 | 0.0092209 | 0.010196 | 0.011276 | 0.012475 | 0.013806 | 0.013917 | 0.013917 | 1.8517 | 1.8367 | 1.8323 | 1.8237 | 1.8103 | 1.8037 | 1.806 | 1.8103 | 1.7987 | 1.7987 | 1.7987 | 1.7987 | 1.7987 | 1.7987 | 1.7987 | 1.7987 | 1.7987 | 1.7987 | 1.7987 | 1.7987 | 7388.8671 | 4805.8208 | 0.00045452 | 41245.2832 | 23370.4956 | 501.8295 | 325.2722 | 12194.6879 | 827.1017 | 11367.5862 | -12002.9094 | FALSE
| 60444563 | PLD004 | PLD | 22KV | 311.9 | 2 | 42177.4532 | 33.33% | Three phase | 97.13 | 0.003644 | 0.0040473 | 0.0044971 | 0.004999 | 0.005559 | 0.006184 | 0.0068819 | 0.0076611 | 0.0085313 | 0.0095035 | 0.010222 | 0.010222 | 0.010222 | 0.010222 | 0.010222 | 0.010222 | 0.010222 | 0.010222 | 0.010222 | 0.010222 | 1.8517 | 1.8367 | 1.8323 | 1.8237 | 1.8103 | 1.8037 | 1.806 | 1.8103 | 1.7987 | 1.7987 | 1.7987 | 1.7987 | 1.7987 | 1.7987 | 1.7987 | 1.7987 | 1.7987 | 1.7987 | 1.7987 | 1.7987 | 8515.9882 | 4065.1942 | 0.00033385 | 30294.847 | 17165.7347 | 368.596 | 175.4833 | 12581.1823 | 544.0794 | 12037.103 | -5128.6317 | FALSE
| 60444568 | PLD005 | PLD | 22KV | 198.29 | 0 | 42177.4532 | 100% | Three phase | 97.13 | 0.0012048 | 0.0013255 | 0.0014589 | 0.0016066 | 0.0017699 | 0.0019507 | 0.0021509 | 0.0023725 | 0.002618 | 0.00289 | 0.0031913 | 0.0035252 | 0.0038954 | 0.0043058 | 0.0047609 | 0.0052657 | 0.0058256 | 0.0064468 | 0.0064989 | 0.0064989 | 2.286 | 2.273 | 2.26 | 2.24 | 2.23 | 2.21 | 2.207 | 2.197 | 2.187 | 2.187 | 2.187 | 2.187 | 2.187 | 2.187 | 2.187 | 2.187 | 2.187 | 2.187 | 2.187 | 2.187 | 4205.7133 | 1047.9182 | 0.00021224 | 19259.9077 | 10913.0924 | 286.4093 | 70.9262 | 5253.6315 | 357.3355 | 4896.296 | -6016.7964 | FALSE
| 60444572 | PLD005 | PLD | 22KV | 34.1 | 0 | 42177.4532 | 100% | Three phase | 97.13 | 0.0003551 | 0.00039893 | 0.00044841 | 0.00050429 | 0.00056742 | 0.00063876 | 0.00071939 | 0.00081056 | 0.00091366 | 0.0010303 | 0.0011176 | 0.0011176 | 0.0011176 | 0.0011176 | 0.0011176 | 0.0011176 | 0.0011176 | 0.0011176 | 0.0011176 | 0.0011176 | 2.286 | 2.273 | 2.26 | 2.24 | 2.23 | 2.21 | 2.207 | 2.197 | 2.187 | 2.187 | 2.187 | 2.187 | 2.187 | 2.187 | 2.187 | 2.187 | 2.187 | 2.187 | 2.187 | 2.187 | 1107.8051 | 47.4215 | 3.65e-05 | 3312.133 | 1876.7283 | 49.2539 | 2.0976 | 1155.2266 | 51.3515 | 1103.8751 | -772.8532 | FALSE
| 60444573 | PLD005 | PLD | 22KV | 113.38 | 0 | 42177.4532 | 100% | Three phase | 97.13 | 0.0011807 | 0.0013264 | 0.0014909 | 0.0016767 | 0.0018866 | 0.0021238 | 0.0023919 | 0.002695 | 0.0030378 | 0.0034256 | 0.003716 | 0.003716 | 0.003716 | 0.003716 | 0.003716 | 0.003716 | 0.003716 | 0.003716 | 0.003716 | 0.003716 | 2.286 | 2.273 | 2.26 | 2.24 | 2.23 | 2.21 | 2.207 | 2.197 | 2.187 | 2.187 | 2.187 | 2.187 | 2.187 | 2.187 | 2.187 | 2.187 | 2.187 | 2.187 | 2.187 | 2.187 | 3683.3708 | 524.2508 | 0.00012136 | 11012.5994 | 6239.984 | 163.7656 | 23.1888 | 4207.6216 | 186.9544 | 4020.6673 | -2219.3167 | FALSE
| 60444585 | PLD005 | PLD | 22KV | 22.03 | 0 | 42177.4532 | 100% | Three phase | 97.13 | 0.00027862 | 0.00030299 | 0.00032957 | 0.00035857 | 0.00039022 | 0.00042477 | 0.00046248 | 0.00050366 | 0.00054862 | 0.00059771 | 0.00065133 | 0.0007099 | 0.00072203 | 0.00072203 | 0.00072203 | 0.00072203 | 0.00072203 | 0.00072203 | 0.00072203 | 0.00072203 | 2.286 | 2.273 | 2.26 | 2.24 | 2.23 | 2.21 | 2.207 | 2.197 | 2.187 | 2.187 | 2.187 | 2.187 | 2.187 | 2.187 | 2.187 | 2.187 | 2.187 | 2.187 | 2.187 | 2.187 | 719.2636 | 19.8758 | 2.358e-05 | 2139.7739 | 1212.4435 | 31.82 | 0.87546 | 739.1394 | 32.6955 | 706.4439 | -505.9996 | FALSE
| 60444591 | PLD005 | PLD | 22KV | 140.54 | 0 | 42177.4532 | 100% | Three phase | 97.13 | 0.0018024 | 0.0019739 | 0.0021624 | 0.0023695 | 0.0025972 | 0.0028476 | 0.0031229 | 0.0034258 | 0.003759 | 0.0041255 | 0.0045288 | 0.0046062 | 0.0046062 | 0.0046062 | 0.0046062 | 0.0046062 | 0.0046062 | 0.0046062 | 0.0046062 | 0.0046062 | 2.286 | 2.273 | 2.26 | 2.24 | 2.23 | 2.21 | 2.207 | 2.197 | 2.187 | 2.187 | 2.187 | 2.187 | 2.187 | 2.187 | 2.187 | 2.187 | 2.187 | 2.187 | 2.187 | 2.187 | 4721.5633 | 832.3423 | 0.00015043 | 13650.6502 | 7734.7623 | 202.9954 | 35.6291 | 5553.9056 | 238.6245 | 5315.2811 | -2419.4812 | FALSE
| 60444592 | PLD005 | PLD | 22KV | 266.28 | 0 | 42177.4532 | 100% | Three phase | 97.13 | 0.0034151 | 0.00374 | 0.004097 | 0.0044895 | 0.0049209 | 0.0053953 | 0.005917 | 0.0064908 | 0.0071221 | 0.0078165 | 0.0085807 | 0.0087273 | 0.0087273 | 0.0087273 | 0.0087273 | 0.0087273 | 0.0087273 | 0.0087273 | 0.0087273 | 0.0087273 | 2.286 | 2.273 | 2.26 | 2.24 | 2.23 | 2.21 | 2.207 | 2.197 | 2.187 | 2.187 | 2.187 | 2.187 | 2.187 | 2.187 | 2.187 | 2.187 | 2.187 | 2.187 | 2.187 | 2.187 | 8945.9077 | 2987.9901 | 0.00028502 | 25863.7764 | 14654.9914 | 384.6137 | 127.9034 | 11933.8978 | 512.5172 | 11421.3807 | -3233.6108 | FALSE
| 60444594 | PLD005 | PLD | 22KV | 452.89 | 0 | 42177.4532 | 100% | Three phase | 97.13 | 0.0056993 | 0.0061821 | 0.0067074 | 0.0072791 | 0.0079014 | 0.0085788 | 0.0093163 | 0.010119 | 0.010994 | 0.011946 | 0.012984 | 0.014114 | 0.014843 | 0.014843 | 0.014843 | 0.014843 | 0.014843 | 0.014843 | 0.014843 | 0.014843 | 2.286 | 2.273 | 2.26 | 2.24 | 2.23 | 2.21 | 2.207 | 2.197 | 2.187 | 2.187 | 2.187 | 2.187 | 2.187 | 2.187 | 2.187 | 2.187 | 2.187 | 2.187 | 2.187 | 2.187 | 14615.0881 | 8302.6008 | 0.00048476 | 43989.2057 | 24925.2631 | 654.1524 | 369.9905 | 22917.6889 | 1024.1429 | 21893.5459 | -3031.7172 | FALSE
| 60444595 | PLD005 | PLD | 22KV | 144.58 | 0 | 42177.4532 | 100% | Three phase | 97.13 | 0.0011778 | 0.0013079 | 0.0014532 | 0.0016153 | 0.0017964 | 0.0019986 | 0.0022246 | 0.0024771 | 0.0027594 | 0.0030749 | 0.0034278 | 0.0038225 | 0.0042641 | 0.0047386 | 0.0047386 | 0.0047386 | 0.0047386 | 0.0047386 | 0.0047386 | 0.0047386 | 2.286 | 2.273 | 2.26 | 2.24 | 2.23 | 2.21 | 2.207 | 2.197 | 2.187 | 2.187 | 2.187 | 2.187 | 2.187 | 2.187 | 2.187 | 2.187 | 2.187 | 2.187 | 2.187 | 2.187 | 3981.6299 | 723.1365 | 0.00015475 | 14043.0554 | 7957.1078 | 208.8308 | 37.707 | 4704.7664 | 246.5377 | 4458.2287 | -3498.8791 | FALSE
| 60444596 | PLD005 | PLD | 22KV | 61.1 | 0 | 42177.4532 | 100% | Three phase | 97.13 | 0.00077275 | 0.00084033 | 0.00091405 | 0.00099449 | 0.0010823 | 0.0011781 | 0.0012827 | 0.0013969 | 0.0015216 | 0.0016577 | 0.0018065 | 0.0019689 | 0.0020025 | 0.0020025 | 0.0020025 | 0.0020025 | 0.0020025 | 0.0020025 | 0.0020025 | 0.0020025 | 2.286 | 2.273 | 2.26 | 2.24 | 2.23 | 2.21 | 2.207 | 2.197 | 2.187 | 2.187 | 2.187 | 2.187 | 2.187 | 2.187 | 2.187 | 2.187 | 2.187 | 2.187 | 2.187 | 2.187 | 1994.8709 | 152.8898 | 6.5399e-05 | 5934.643 | 3362.7008 | 88.2526 | 6.7342 | 2147.7607 | 94.9868 | 2052.7739 | -1309.927 | FALSE
| 60444597 | PLD005 | PLD | 22KV | 466.46 | 0 | 42177.4532 | 100% | Three phase | 97.13 | 0.0058995 | 0.0064154 | 0.0069782 | 0.0075923 | 0.0082625 | 0.008994 | 0.0097926 | 0.010664 | 0.011616 | 0.012656 | 0.013791 | 0.015031 | 0.015288 | 0.015288 | 0.015288 | 0.015288 | 0.015288 | 0.015288 | 0.015288 | 0.015288 | 2.286 | 2.273 | 2.26 | 2.24 | 2.23 | 2.21 | 2.207 | 2.197 | 2.187 | 2.187 | 2.187 | 2.187 | 2.187 | 2.187 | 2.187 | 2.187 | 2.187 | 2.187 | 2.187 | 2.187 | 15229.5822 | 8910.9677 | 0.00049928 | 45307.2598 | 25672.1019 | 673.7529 | 392.4948 | 24140.5498 | 1066.2477 | 23074.3021 | -2597.7998 | FALSE
| 60444598 | PLD005 | PLD | 22KV | 1311.08 | 0 | 42177.4532 | 100% | Three phase | 97.13 | 0.016765 | 0.018332 | 0.020052 | 0.021939 | 0.024011 | 0.026285 | 0.028783 | 0.031525 | 0.034537 | 0.037845 | 0.04148 | 0.04297 | 0.04297 | 0.04297 | 0.04297 | 0.04297 | 0.04297 | 0.04297 | 0.04297 | 0.04297 | 2.286 | 2.273 | 2.26 | 2.24 | 2.23 | 2.21 | 2.207 | 2.197 | 2.187 | 2.187 | 2.187 | 2.187 | 2.187 | 2.187 | 2.187 | 2.187 | 2.187 | 2.187 | 2.187 | 2.187 | 43785.387 | 72007.2816 | 0.0014033 | 127345.2004 | 72156.6252 | 1893.7185 | 3100.7267 | 115792.6686 | 4994.4452 | 110798.2233 | 38641.5981 | TRUE
| 60444599 | PLD005 | PLD | 22KV | 75.49 | 0 | 42177.4532 | 100% | Three phase | 97.13 | 0.00097424 | 0.0010703 | 0.0011762 | 0.001293 | 0.0014219 | 0.001564 | 0.0017208 | 0.0018939 | 0.0020849 | 0.0022957 | 0.0024742 | 0.0024742 | 0.0024742 | 0.0024742 | 0.0024742 | 0.0024742 | 0.0024742 | 0.0024742 | 0.0024742 | 0.0024742 | 2.286 | 2.273 | 2.26 | 2.24 | 2.23 | 2.21 | 2.207 | 2.197 | 2.187 | 2.187 | 2.187 | 2.187 | 2.187 | 2.187 | 2.187 | 2.187 | 2.187 | 2.187 | 2.187 | 2.187 | 2565.0177 | 242.878 | 8.0802e-05 | 7332.3437 | 4154.6692 | 109.0374 | 10.2798 | 2807.8957 | 119.3172 | 2688.5784 | -1466.0907 | FALSE
| 60444600 | PLD005 | PLD | 22KV | 17.2 | 0 | 42177.4532 | 100% | Three phase | 97.13 | 0.00022198 | 0.00024386 | 0.000268 | 0.00029461 | 0.00032396 | 0.00035635 | 0.00039208 | 0.00043151 | 0.00047503 | 0.00052307 | 0.00056373 | 0.00056373 | 0.00056373 | 0.00056373 | 0.00056373 | 0.00056373 | 0.00056373 | 0.00056373 | 0.00056373 | 0.00056373 | 2.286 | 2.273 | 2.26 | 2.24 | 2.23 | 2.21 | 2.207 | 2.197 | 2.187 | 2.187 | 2.187 | 2.187 | 2.187 | 2.187 | 2.187 | 2.187 | 2.187 | 2.187 | 2.187 | 2.187 | 584.4258 | 12.6086 | 1.841e-05 | 1670.636 | 946.6195 | 24.8436 | 0.53366 | 597.0344 | 25.3773 | 571.6571 | -374.9624 | FALSE
| 60444608 | PLD006 | PLD | 22KV | 198.76 | 11 | 42177.4532 | 8.333% | Single phase | 44.74 | 0.002557 | 0.0028046 | 0.0030771 | 0.0033772 | 0.0037076 | 0.0040715 | 0.0044724 | 0.004914 | 0.0054005 | 0.0059368 | 0.0065143 | 0.0065143 | 0.0065143 | 0.0065143 | 0.0065143 | 0.0065143 | 0.0065143 | 0.0065143 | 0.0065143 | 0.0065143 | 0.38825 | 0.38767 | 0.38917 | 0.38833 | 0.38567 | 0.38467 | 0.38642 | 0.38808 | 0.38525 | 0.38525 | 0.38525 | 0.38525 | 0.38525 | 0.38525 | 0.38525 | 0.38525 | 0.38525 | 0.38525 | 0.38525 | 0.38525 | 1176.8272 | 771.5064 | 0.00021275 | 8892.5224 | 5038.7011 | 50.1137 | 32.8251 | 1948.3336 | 82.9388 | 1865.3948 | -3173.3064 | FALSE
| 60444612 | PLD006 | PLD | 22KV | 31.11 | 11 | 42177.4532 | 8.333% | Three phase | 97.13 | 0.00021273 | 0.0002341 | 0.00025773 | 0.00028387 | 0.0003128 | 0.00034481 | 0.00038025 | 0.00041949 | 0.00046295 | 0.00051108 | 0.00056441 | 0.00062351 | 0.00068901 | 0.00076163 | 0.00084213 | 0.00093141 | 0.0010196 | 0.0010196 | 0.0010196 | 0.0010196 | 0.38825 | 0.38767 | 0.38917 | 0.38833 | 0.38567 | 0.38467 | 0.38642 | 0.38808 | 0.38525 | 0.38525 | 0.38525 | 0.38525 | 0.38525 | 0.38525 | 0.38525 | 0.38525 | 0.38525 | 0.38525 | 0.38525 | 0.38525 | 127.0821 | 28.3209 | 3.3299e-05 | 3021.7143 | 1712.1706 | 7.8438 | 1.7458 | 155.4029 | 9.5897 | 145.8133 | -1566.3573 | FALSE
| 60444618 | PLD006 | PLD | 22KV | 418.27 | 11 | 42177.4532 | 8.333% | Three phase | 97.13 | 0.0043304 | 0.0048095 | 0.0053439 | 0.0059403 | 0.0066059 | 0.007349 | 0.0081789 | 0.0091057 | 0.010141 | 0.011298 | 0.012591 | 0.013709 | 0.013709 | 0.013709 | 0.013709 | 0.013709 | 0.013709 | 0.013709 | 0.013709 | 0.013709 | 0.38825 | 0.38767 | 0.38917 | 0.38833 | 0.38567 | 0.38467 | 0.38642 | 0.38808 | 0.38525 | 0.38525 | 0.38525 | 0.38525 | 0.38525 | 0.38525 | 0.38525 | 0.38525 | 0.38525 | 0.38525 | 0.38525 | 0.38525 | 2302.4259 | 6897.1915 | 0.0004477 | 40626.5651 | 23019.9161 | 105.4592 | 315.5866 | 9199.6175 | 421.0458 | 8778.5717 | -14241.3444 | FALSE
| 60444619 | PLD006 | PLD | 22KV | 3103.59 | 11 | 42177.4532 | 8.333% | Single phase | 44.74 | 0.037651 | 0.041262 | 0.045233 | 0.049602 | 0.054408 | 0.059698 | 0.06552 | 0.071929 | 0.078985 | 0.086755 | 0.095313 | 0.10172 | 0.10172 | 0.10172 | 0.10172 | 0.10172 | 0.10172 | 0.10172 | 0.10172 | 0.10172 | 0.38825 | 0.38767 | 0.38917 | 0.38833 | 0.38567 | 0.38467 | 0.38642 | 0.38808 | 0.38525 | 0.38525 | 0.38525 | 0.38525 | 0.38525 | 0.38525 | 0.38525 | 0.38525 | 0.38525 | 0.38525 | 0.38525 | 0.38525 | 17787.4504 | 182094.7189 | 0.003322 | 138854.6166 | 78678.1167 | 782.514 | 8003.4342 | 199882.1693 | 8785.9482 | 191096.2211 | 112418.1045 | TRUE
| 60444620 | PLD006 | PLD | 22KV | 640.94 | 11 | 42177.4532 | 8.333% | Single phase | 44.74 | 0.0077755 | 0.0085212 | 0.0093413 | 0.010244 | 0.011236 | 0.012329 | 0.013531 | 0.014855 | 0.016312 | 0.017916 | 0.019684 | 0.021007 | 0.021007 | 0.021007 | 0.021007 | 0.021007 | 0.021007 | 0.021007 | 0.021007 | 0.021007 | 0.38825 | 0.38767 | 0.38917 | 0.38833 | 0.38567 | 0.38467 | 0.38642 | 0.38808 | 0.38525 | 0.38525 | 0.38525 | 0.38525 | 0.38525 | 0.38525 | 0.38525 | 0.38525 | 0.38525 | 0.38525 | 0.38525 | 0.38525 | 3673.3874 | 7766.1078 | 0.00068604 | 28675.6556 | 16248.2648 | 161.6014 | 341.3363 | 11439.4952 | 502.9377 | 10936.5575 | -5311.7072 | FALSE
| 60444621 | PLD006 | PLD | 22KV | 884.99 | 11 | 42177.4532 | 8.333% | Single phase | 44.74 | 0.010736 | 0.011766 | 0.012898 | 0.014144 | 0.015515 | 0.017023 | 0.018683 | 0.020511 | 0.022523 | 0.024738 | 0.027178 | 0.029005 | 0.029005 | 0.029005 | 0.029005 | 0.029005 | 0.029005 | 0.029005 | 0.029005 | 0.029005 | 0.38825 | 0.38767 | 0.38917 | 0.38833 | 0.38567 | 0.38467 | 0.38642 | 0.38808 | 0.38525 | 0.38525 | 0.38525 | 0.38525 | 0.38525 | 0.38525 | 0.38525 | 0.38525 | 0.38525 | 0.38525 | 0.38525 | 0.38525 | 5072.099 | 14806.2606 | 0.00094726 | 39594.4526 | 22435.0982 | 223.1342 | 650.7653 | 19878.3596 | 873.8995 | 19004.4601 | -3430.6381 | FALSE
| 60444637 | PLD006 | PLD | 22KV | 31.55 | 11 | 42177.4532 | 8.333% | Three phase | 97.13 | 0.0001917 | 0.0002109 | 0.00023213 | 0.00025562 | 0.00028162 | 0.00031038 | 0.00034223 | 0.0003775 | 0.00041656 | 0.00045982 | 0.00050777 | 0.0005609 | 0.0006198 | 0.0006851 | 0.00075751 | 0.00083782 | 0.00092691 | 0.0010257 | 0.001034 | 0.001034 | 0.38825 | 0.38767 | 0.38917 | 0.38833 | 0.38567 | 0.38467 | 0.38642 | 0.38808 | 0.38525 | 0.38525 | 0.38525 | 0.38525 | 0.38525 | 0.38525 | 0.38525 | 0.38525 | 0.38525 | 0.38525 | 0.38525 | 0.38525 | 117.3783 | 26.5292 | 3.377e-05 | 3064.4515 | 1736.3864 | 7.9548 | 1.7956 | 143.9076 | 9.7503 | 134.1572 | -1602.2292 | FALSE
| 60444638 | PLD006 | PLD | 22KV | 136.14 | 11 | 42177.4532 | 8.333% | Three phase | 97.13 | 0.00082718 | 0.00091003 | 0.0010017 | 0.001103 | 0.0012152 | 0.0013393 | 0.0014767 | 0.0016289 | 0.0017975 | 0.0019842 | 0.002191 | 0.0024203 | 0.0026745 | 0.0029562 | 0.0032687 | 0.0036152 | 0.0039997 | 0.0044261 | 0.004462 | 0.004462 | 0.38825 | 0.38767 | 0.38917 | 0.38833 | 0.38567 | 0.38467 | 0.38642 | 0.38808 | 0.38525 | 0.38525 | 0.38525 | 0.38525 | 0.38525 | 0.38525 | 0.38525 | 0.38525 | 0.38525 | 0.38525 | 0.38525 | 0.38525 | 506.494 | 493.9662 | 0.00014572 | 13223.2782 | 7492.6038 | 34.3252 | 33.4331 | 1000.4603 | 67.7583 | 932.7019 | -6559.9019 | FALSE
| 60444639 | PLD006 | PLD | 22KV | 139.17 | 11 | 42177.4532 | 8.333% | Three phase | 97.13 | 0.00084559 | 0.00093028 | 0.001024 | 0.0011276 | 0.0012422 | 0.0013691 | 0.0015096 | 0.0016652 | 0.0018375 | 0.0020283 | 0.0022398 | 0.0024742 | 0.002734 | 0.003022 | 0.0033414 | 0.0036957 | 0.0040887 | 0.0045247 | 0.0045613 | 0.0045613 | 0.38825 | 0.38767 | 0.38917 | 0.38833 | 0.38567 | 0.38467 | 0.38642 | 0.38808 | 0.38525 | 0.38525 | 0.38525 | 0.38525 | 0.38525 | 0.38525 | 0.38525 | 0.38525 | 0.38525 | 0.38525 | 0.38525 | 0.38525 | 517.7668 | 516.1988 | 0.00014896 | 13517.5821 | 7659.3629 | 35.0892 | 34.9379 | 1033.9656 | 70.0271 | 963.9386 | -6695.4243 | FALSE
| 60444650 | PLD006 | PLD | 22KV | 890.26 | 11 | 42177.4532 | 8.333% | Single phase | 44.74 | 0.007545 | 0.0083848 | 0.0093227 | 0.01037 | 0.011541 | 0.01285 | 0.014313 | 0.015949 | 0.017779 | 0.019826 | 0.022117 | 0.024681 | 0.027551 | 0.029178 | 0.029178 | 0.029178 | 0.029178 | 0.029178 | 0.029178 | 0.029178 | 0.38825 | 0.38767 | 0.38917 | 0.38833 | 0.38567 | 0.38467 | 0.38642 | 0.38808 | 0.38525 | 0.38525 | 0.38525 | 0.38525 | 0.38525 | 0.38525 | 0.38525 | 0.38525 | 0.38525 | 0.38525 | 0.38525 | 0.38525 | 4409.609 | 12952.3807 | 0.00095291 | 39830.2324 | 22568.6963 | 224.4629 | 658.5389 | 17361.9897 | 883.0018 | 16478.9879 | -6089.7084 | FALSE
| 60444651 | PLD006 | PLD | 22KV | 1512.72 | 11 | 42177.4532 | 8.333% | Single phase | 44.74 | 0.011382 | 0.012648 | 0.014063 | 0.015643 | 0.017409 | 0.019384 | 0.021593 | 0.024064 | 0.026828 | 0.029921 | 0.033384 | 0.037261 | 0.041603 | 0.046466 | 0.049579 | 0.049579 | 0.049579 | 0.049579 | 0.049579 | 0.049579 | 0.38825 | 0.38767 | 0.38917 | 0.38833 | 0.38567 | 0.38467 | 0.38642 | 0.38808 | 0.38525 | 0.38525 | 0.38525 | 0.38525 | 0.38525 | 0.38525 | 0.38525 | 0.38525 | 0.38525 | 0.38525 | 0.38525 | 0.38525 | 6981.0201 | 34844.9142 | 0.0016192 | 67679.0928 | 38348.4805 | 381.4049 | 1901.3619 | 41825.9343 | 2282.7668 | 39543.1675 | 1194.687 | TRUE
| 60444660 | PLD006 | PLD | 22KV | 61.43 | 11 | 42177.4532 | 8.333% | Single phase | 44.74 | 0.00079027 | 0.0008668 | 0.00095104 | 0.0010438 | 0.0011459 | 0.0012584 | 0.0013823 | 0.0015187 | 0.0016691 | 0.0018349 | 0.0020134 | 0.0020134 | 0.0020134 | 0.0020134 | 0.0020134 | 0.0020134 | 0.0020134 | 0.0020134 | 0.0020134 | 0.0020134 | 0.38825 | 0.38767 | 0.38917 | 0.38833 | 0.38567 | 0.38467 | 0.38642 | 0.38808 | 0.38525 | 0.38525 | 0.38525 | 0.38525 | 0.38525 | 0.38525 | 0.38525 | 0.38525 | 0.38525 | 0.38525 | 0.38525 | 0.38525 | 363.7175 | 73.6958 | 6.5753e-05 | 2748.3782 | 1557.2923 | 15.4885 | 3.1355 | 437.4133 | 18.624 | 418.7893 | -1138.5029 | FALSE
| 60444663 | PLD006 | PLD | 22KV | 300.51 | 11 | 42177.4532 | 8.333% | Three phase | 97.13 | 0.0036035 | 0.003926 | 0.0042786 | 0.0046641 | 0.0050856 | 0.0055467 | 0.006051 | 0.0066028 | 0.0072065 | 0.0078672 | 0.0085903 | 0.0093819 | 0.0098491 | 0.0098491 | 0.0098491 | 0.0098491 | 0.0098491 | 0.0098491 | 0.0098491 | 0.0098491 | 0.38825 | 0.38767 | 0.38917 | 0.38833 | 0.38567 | 0.38467 | 0.38642 | 0.38808 | 0.38525 | 0.38525 | 0.38525 | 0.38525 | 0.38525 | 0.38525 | 0.38525 | 0.38525 | 0.38525 | 0.38525 | 0.38525 | 0.38525 | 1678.9893 | 3613.1579 | 0.00032166 | 29188.5363 | 16538.8744 | 75.7681 | 162.9007 | 5292.1472 | 238.6689 | 5053.4783 | -11485.3961 | FALSE
| 60444665 | PLD006 | PLD | 22KV | 648.85 | 11 | 42177.4532 | 8.333% | Single phase | 44.74 | 0.0083472 | 0.0091555 | 0.010045 | 0.011025 | 0.012103 | 0.013291 | 0.0146 | 0.016042 | 0.01763 | 0.019381 | 0.021266 | 0.021266 | 0.021266 | 0.021266 | 0.021266 | 0.021266 | 0.021266 | 0.021266 | 0.021266 | 0.021266 | 0.38825 | 0.38767 | 0.38917 | 0.38833 | 0.38567 | 0.38467 | 0.38642 | 0.38808 | 0.38525 | 0.38525 | 0.38525 | 0.38525 | 0.38525 | 0.38525 | 0.38525 | 0.38525 | 0.38525 | 0.38525 | 0.38525 | 0.38525 | 3841.7405 | 8221.8614 | 0.00069451 | 29029.549 | 16448.7887 | 163.5958 | 349.8133 | 12063.6019 | 513.4091 | 11550.1929 | -4898.5958 | FALSE
| 60444671 | PLD006 | PLD | 22KV | 474.89 | 11 | 42177.4532 | 8.333% | Single phase | 44.74 | 0.0061287 | 0.006733 | 0.0073993 | 0.0081341 | 0.0089446 | 0.0098387 | 0.010825 | 0.011914 | 0.013115 | 0.014442 | 0.015564 | 0.015564 | 0.015564 | 0.015564 | 0.015564 | 0.015564 | 0.015564 | 0.015564 | 0.015564 | 0.015564 | 0.38825 | 0.38767 | 0.38917 | 0.38833 | 0.38567 | 0.38467 | 0.38642 | 0.38808 | 0.38525 | 0.38525 | 0.38525 | 0.38525 | 0.38525 | 0.38525 | 0.38525 | 0.38525 | 0.38525 | 0.38525 | 0.38525 | 0.38525 | 2826.5026 | 4427.2894 | 0.00050831 | 21246.5786 | 12038.7844 | 119.7349 | 187.3845 | 7253.7919 | 307.1194 | 6946.6725 | -5092.1119 | FALSE
| 60444672 | PLD006 | PLD | 22KV | 628.56 | 11 | 42177.4532 | 8.333% | Single phase | 44.74 | 0.0081119 | 0.0089118 | 0.0097937 | 0.010766 | 0.011839 | 0.013022 | 0.014328 | 0.015769 | 0.017359 | 0.019115 | 0.020601 | 0.020601 | 0.020601 | 0.020601 | 0.020601 | 0.020601 | 0.020601 | 0.020601 | 0.020601 | 0.020601 | 0.38825 | 0.38767 | 0.38917 | 0.38833 | 0.38567 | 0.38467 | 0.38642 | 0.38808 | 0.38525 | 0.38525 | 0.38525 | 0.38525 | 0.38525 | 0.38525 | 0.38525 | 0.38525 | 0.38525 | 0.38525 | 0.38525 | 0.38525 | 3741.1326 | 7756.1347 | 0.00067279 | 28121.7744 | 15934.4234 | 158.48 | 328.2775 | 11497.2673 | 486.7576 | 11010.5097 | -4923.9137 | FALSE
| 60444673 | PLD006 | PLD | 22KV | 1179.54 | 11 | 42177.4532 | 8.333% | Single phase | 44.74 | 0.015223 | 0.016724 | 0.018379 | 0.020204 | 0.022217 | 0.024437 | 0.026888 | 0.029592 | 0.032576 | 0.035871 | 0.038659 | 0.038659 | 0.038659 | 0.038659 | 0.038659 | 0.038659 | 0.038659 | 0.038659 | 0.038659 | 0.038659 | 0.38825 | 0.38767 | 0.38917 | 0.38833 | 0.38567 | 0.38467 | 0.38642 | 0.38808 | 0.38525 | 0.38525 | 0.38525 | 0.38525 | 0.38525 | 0.38525 | 0.38525 | 0.38525 | 0.38525 | 0.38525 | 0.38525 | 0.38525 | 7020.516 | 27313.4907 | 0.0012625 | 52772.6196 | 29902.141 | 297.3996 | 1156.0405 | 34334.0067 | 1453.4401 | 32880.5666 | 2978.4256 | TRUE
| 60444677 | PLD006 | PLD | 22KV | 40.76 | 11 | 42177.4532 | 8.333% | Three phase | 97.13 | 0.00052777 | 0.00058077 | 0.00063932 | 0.00070399 | 0.00077544 | 0.00085441 | 0.0009417 | 0.0010382 | 0.0011449 | 0.0012628 | 0.0013359 | 0.0013359 | 0.0013359 | 0.0013359 | 0.0013359 | 0.0013359 | 0.0013359 | 0.0013359 | 0.0013359 | 0.0013359 | 0.38825 | 0.38767 | 0.38917 | 0.38833 | 0.38567 | 0.38467 | 0.38642 | 0.38808 | 0.38525 | 0.38525 | 0.38525 | 0.38525 | 0.38525 | 0.38525 | 0.38525 | 0.38525 | 0.38525 | 0.38525 | 0.38525 | 0.38525 | 243.9288 | 71.1947 | 4.3628e-05 | 3959.0188 | 2243.2682 | 10.2769 | 2.9969 | 315.1236 | 13.2738 | 301.8498 | -1941.4184 | FALSE
| 60444683 | PLD006 | PLD | 22KV | 499.5 | 11 | 42177.4532 | 8.333% | Three phase | 97.13 | 0.0064676 | 0.0071172 | 0.0078346 | 0.0086271 | 0.0095028 | 0.010471 | 0.01154 | 0.012723 | 0.01403 | 0.015476 | 0.016371 | 0.016371 | 0.016371 | 0.016371 | 0.016371 | 0.016371 | 0.016371 | 0.016371 | 0.016371 | 0.016371 | 0.38825 | 0.38767 | 0.38917 | 0.38833 | 0.38567 | 0.38467 | 0.38642 | 0.38808 | 0.38525 | 0.38525 | 0.38525 | 0.38525 | 0.38525 | 0.38525 | 0.38525 | 0.38525 | 0.38525 | 0.38525 | 0.38525 | 0.38525 | 2989.2652 | 10691.7911 | 0.00053465 | 48516.435 | 27490.492 | 125.9399 | 450.0659 | 13681.0563 | 576.0057 | 13105.0506 | -14385.4415 | FALSE
| 60444684 | PLD006 | PLD | 22KV | 26.96 | 11 | 42177.4532 | 8.333% | Three phase | 97.13 | 0.00034908 | 0.00038414 | 0.00042286 | 0.00046564 | 0.0005129 | 0.00056514 | 0.00062287 | 0.00068669 | 0.00075726 | 0.00083529 | 0.00088361 | 0.00088361 | 0.00088361 | 0.00088361 | 0.00088361 | 0.00088361 | 0.00088361 | 0.00088361 | 0.00088361 | 0.00088361 | 0.38825 | 0.38767 | 0.38917 | 0.38833 | 0.38567 | 0.38467 | 0.38642 | 0.38808 | 0.38525 | 0.38525 | 0.38525 | 0.38525 | 0.38525 | 0.38525 | 0.38525 | 0.38525 | 0.38525 | 0.38525 | 0.38525 | 0.38525 | 161.3425 | 31.1472 | 2.8857e-05 | 2618.6248 | 1483.7711 | 6.7975 | 1.3111 | 192.4897 | 8.1086 | 184.3811 | -1299.39 | FALSE
| 60444685 | PLD006 | PLD | 22KV | 826.22 | 11 | 42177.4532 | 8.333% | Three phase | 97.13 | 0.010735 | 0.011833 | 0.013049 | 0.014394 | 0.015882 | 0.017531 | 0.019356 | 0.021377 | 0.023617 | 0.026097 | 0.027079 | 0.027079 | 0.027079 | 0.027079 | 0.027079 | 0.027079 | 0.027079 | 0.027079 | 0.027079 | 0.027079 | 0.38825 | 0.38767 | 0.38917 | 0.38833 | 0.38567 | 0.38467 | 0.38642 | 0.38808 | 0.38525 | 0.38525 | 0.38525 | 0.38525 | 0.38525 | 0.38525 | 0.38525 | 0.38525 | 0.38525 | 0.38525 | 0.38525 | 0.38525 | 4972.832 | 29420.3313 | 0.00088436 | 80250.7486 | 45471.8605 | 208.3164 | 1231.3925 | 34393.1633 | 1439.7089 | 32953.4544 | -12518.4061 | FALSE
| 60444686 | PLD006 | PLD | 22KV | 158.95 | 11 | 42177.4532 | 8.333% | Single phase | 44.74 | 0.0014592 | 0.0016206 | 0.0018006 | 0.0020016 | 0.0022259 | 0.0024764 | 0.0027562 | 0.0030688 | 0.0034181 | 0.0038085 | 0.004245 | 0.0047331 | 0.0052095 | 0.0052095 | 0.0052095 | 0.0052095 | 0.0052095 | 0.0052095 | 0.0052095 | 0.0052095 | 0.38825 | 0.38767 | 0.38917 | 0.38833 | 0.38567 | 0.38467 | 0.38642 | 0.38808 | 0.38525 | 0.38525 | 0.38525 | 0.38525 | 0.38525 | 0.38525 | 0.38525 | 0.38525 | 0.38525 | 0.38525 | 0.38525 | 0.38525 | 821.5221 | 430.8144 | 0.00017013 | 7111.423 | 4029.4906 | 40.0764 | 20.9927 | 1252.3366 | 61.0691 | 1191.2675 | -2838.2231 | FALSE
| 60444693 | PLD006 | PLD | 22KV | 664.37 | 11 | 42177.4532 | 8.333% | Three phase | 97.13 | 0.0079455 | 0.0086449 | 0.0094084 | 0.010242 | 0.011152 | 0.012147 | 0.013233 | 0.014419 | 0.015716 | 0.017132 | 0.018681 | 0.020373 | 0.021775 | 0.021775 | 0.021775 | 0.021775 | 0.021775 | 0.021775 | 0.021775 | 0.021775 | 0.38825 | 0.38767 | 0.38917 | 0.38833 | 0.38567 | 0.38467 | 0.38642 | 0.38808 | 0.38525 | 0.38525 | 0.38525 | 0.38525 | 0.38525 | 0.38525 | 0.38525 | 0.38525 | 0.38525 | 0.38525 | 0.38525 | 0.38525 | 3689.0709 | 17551.2321 | 0.00071112 | 64530.2581 | 36564.2807 | 167.5089 | 796.2054 | 21240.303 | 963.7143 | 20276.5887 | -16287.6919 | FALSE
| 60444699 | PLD006 | PLD | 22KV | 485.01 | 11 | 42177.4532 | 8.333% | Single phase | 44.74 | 0.0036493 | 0.0040552 | 0.0045087 | 0.0050155 | 0.0055818 | 0.0062151 | 0.0069232 | 0.0077153 | 0.0086015 | 0.0095934 | 0.010704 | 0.011947 | 0.013339 | 0.014898 | 0.015896 | 0.015896 | 0.015896 | 0.015896 | 0.015896 | 0.015896 | 0.38825 | 0.38767 | 0.38917 | 0.38833 | 0.38567 | 0.38467 | 0.38642 | 0.38808 | 0.38525 | 0.38525 | 0.38525 | 0.38525 | 0.38525 | 0.38525 | 0.38525 | 0.38525 | 0.38525 | 0.38525 | 0.38525 | 0.38525 | 2238.2626 | 3581.9844 | 0.00051914 | 21699.3474 | 12295.3333 | 122.2865 | 195.456 | 5820.247 | 317.7425 | 5502.5045 | -6792.8288 | FALSE
| 60444700 | PLD006 | PLD | 22KV | 352.32 | 11 | 42177.4532 | 8.333% | Single phase | 44.74 | 0.0026509 | 0.0029458 | 0.0032752 | 0.0036433 | 0.0040548 | 0.0045147 | 0.0050291 | 0.0056045 | 0.0062483 | 0.0069688 | 0.0077753 | 0.0086783 | 0.0096895 | 0.010822 | 0.011547 | 0.011547 | 0.011547 | 0.011547 | 0.011547 | 0.011547 | 0.38825 | 0.38767 | 0.38917 | 0.38833 | 0.38567 | 0.38467 | 0.38642 | 0.38808 | 0.38525 | 0.38525 | 0.38525 | 0.38525 | 0.38525 | 0.38525 | 0.38525 | 0.38525 | 0.38525 | 0.38525 | 0.38525 | 0.38525 | 1625.9143 | 1890.1527 | 0.00037711 | 15762.7968 | 8931.5515 | 88.8311 | 103.1389 | 3516.067 | 191.97 | 3324.097 | -5607.4545 | FALSE
| 60444701 | PLD006 | PLD | 22KV | 29 | 11 | 42177.4532 | 8.333% | Single phase | 44.74 | 0.0002182 | 0.00024247 | 0.00026959 | 0.00029989 | 0.00033375 | 0.00037161 | 0.00041396 | 0.00046132 | 0.00051431 | 0.00057361 | 0.00064 | 0.00071432 | 0.00079755 | 0.00089078 | 0.00095047 | 0.00095047 | 0.00095047 | 0.00095047 | 0.00095047 | 0.00095047 | 0.38825 | 0.38767 | 0.38917 | 0.38833 | 0.38567 | 0.38467 | 0.38642 | 0.38808 | 0.38525 | 0.38525 | 0.38525 | 0.38525 | 0.38525 | 0.38525 | 0.38525 | 0.38525 | 0.38525 | 0.38525 | 0.38525 | 0.38525 | 133.8315 | 12.8061 | 3.1041e-05 | 1297.46 | 735.1697 | 7.3118 | 0.69879 | 146.6376 | 8.0106 | 138.627 | -596.5427 | FALSE
| 60444702 | PLD006 | PLD | 22KV | 577.39 | 11 | 42177.4532 | 8.333% | Single phase | 44.74 | 0.0043443 | 0.0048276 | 0.0053675 | 0.0059708 | 0.006645 | 0.0073988 | 0.0082418 | 0.0091848 | 0.01024 | 0.011421 | 0.012742 | 0.014222 | 0.015879 | 0.017735 | 0.018924 | 0.018924 | 0.018924 | 0.018924 | 0.018924 | 0.018924 | 0.38825 | 0.38767 | 0.38917 | 0.38833 | 0.38567 | 0.38467 | 0.38642 | 0.38808 | 0.38525 | 0.38525 | 0.38525 | 0.38525 | 0.38525 | 0.38525 | 0.38525 | 0.38525 | 0.38525 | 0.38525 | 0.38525 | 0.38525 | 2664.5851 | 5076.4582 | 0.00061802 | 25832.4286 | 14637.2291 | 145.5784 | 277.0041 | 7741.0434 | 422.5825 | 7318.4608 | -7318.7682 | FALSE
| 60444703 | PLD006 | PLD | 22KV | 64.72 | 11 | 42177.4532 | 8.333% | Single phase | 44.74 | 0.00059416 | 0.00065986 | 0.00073316 | 0.00081498 | 0.00090632 | 0.0010083 | 0.0011222 | 0.0012495 | 0.0013918 | 0.0015507 | 0.0017285 | 0.0019272 | 0.0021212 | 0.0021212 | 0.0021212 | 0.0021212 | 0.0021212 | 0.0021212 | 0.0021212 | 0.0021212 | 0.38825 | 0.38767 | 0.38917 | 0.38833 | 0.38567 | 0.38467 | 0.38642 | 0.38808 | 0.38525 | 0.38525 | 0.38525 | 0.38525 | 0.38525 | 0.38525 | 0.38525 | 0.38525 | 0.38525 | 0.38525 | 0.38525 | 0.38525 | 334.5009 | 71.4243 | 6.9274e-05 | 2895.5728 | 1640.696 | 16.318 | 3.4804 | 405.9252 | 19.7983 | 386.1269 | -1254.5691 | FALSE
| 60444719 | PLD006 | PLD | 22KV | 426.03 | 11 | 42177.4532 | 8.333% | Single phase | 44.74 | 0.0051847 | 0.0056909 | 0.0062487 | 0.0068633 | 0.0075406 | 0.0082872 | 0.0091103 | 0.010018 | 0.011019 | 0.012123 | 0.013341 | 0.013963 | 0.013963 | 0.013963 | 0.013963 | 0.013963 | 0.013963 | 0.013963 | 0.013963 | 0.013963 | 0.38825 | 0.38767 | 0.38917 | 0.38833 | 0.38567 | 0.38467 | 0.38642 | 0.38808 | 0.38525 | 0.38525 | 0.38525 | 0.38525 | 0.38525 | 0.38525 | 0.38525 | 0.38525 | 0.38525 | 0.38525 | 0.38525 | 0.38525 | 2456.9038 | 3452.5993 | 0.00045601 | 19060.5822 | 10800.1502 | 107.4157 | 150.8093 | 5909.5031 | 258.225 | 5651.278 | -5148.8721 | FALSE
| 60444720 | PLD006 | PLD | 22KV | 296.95 | 11 | 42177.4532 | 8.333% | Three phase | 97.13 | 0.0040046 | 0.0044984 | 0.0050556 | 0.0056844 | 0.0063942 | 0.0071958 | 0.008101 | 0.0091237 | 0.0097325 | 0.0097325 | 0.0097325 | 0.0097325 | 0.0097325 | 0.0097325 | 0.0097325 | 0.0097325 | 0.0097325 | 0.0097325 | 0.0097325 | 0.0097325 | 0.38825 | 0.38767 | 0.38917 | 0.38833 | 0.38567 | 0.38467 | 0.38642 | 0.38808 | 0.38525 | 0.38525 | 0.38525 | 0.38525 | 0.38525 | 0.38525 | 0.38525 | 0.38525 | 0.38525 | 0.38525 | 0.38525 | 0.38525 | 1880.3154 | 3997.8305 | 0.00031785 | 28842.7535 | 16342.9462 | 74.8706 | 159.0639 | 5878.146 | 233.9345 | 5644.2115 | -10698.7347 | FALSE
| 60444721 | PLD006 | PLD | 22KV | 611.91 | 11 | 42177.4532 | 8.333% | Three phase | 97.13 | 0.0082521 | 0.0092697 | 0.010418 | 0.011714 | 0.013176 | 0.014828 | 0.016693 | 0.018801 | 0.020055 | 0.020055 | 0.020055 | 0.020055 | 0.020055 | 0.020055 | 0.020055 | 0.020055 | 0.020055 | 0.020055 | 0.020055 | 0.020055 | 0.38825 | 0.38767 | 0.38917 | 0.38833 | 0.38567 | 0.38467 | 0.38642 | 0.38808 | 0.38525 | 0.38525 | 0.38525 | 0.38525 | 0.38525 | 0.38525 | 0.38525 | 0.38525 | 0.38525 | 0.38525 | 0.38525 | 0.38525 | 3874.6719 | 16975.9005 | 0.00065497 | 59434.8183 | 33677.0911 | 154.282 | 675.4298 | 20850.5724 | 829.7118 | 20020.8606 | -13656.2304 | FALSE
| 60444722 | PLD006 | PLD | 22KV | 43 | 11 | 42177.4532 | 8.333% | Three phase | 97.13 | 0.00057989 | 0.0006514 | 0.00073208 | 0.00082313 | 0.00092592 | 0.001042 | 0.0011731 | 0.0013212 | 0.0014093 | 0.0014093 | 0.0014093 | 0.0014093 | 0.0014093 | 0.0014093 | 0.0014093 | 0.0014093 | 0.0014093 | 0.0014093 | 0.0014093 | 0.0014093 | 0.38825 | 0.38767 | 0.38917 | 0.38833 | 0.38567 | 0.38467 | 0.38642 | 0.38808 | 0.38525 | 0.38525 | 0.38525 | 0.38525 | 0.38525 | 0.38525 | 0.38525 | 0.38525 | 0.38525 | 0.38525 | 0.38525 | 0.38525 | 272.2801 | 83.8291 | 4.6026e-05 | 4176.59 | 2366.5489 | 10.8417 | 3.3354 | 356.1091 | 14.177 | 341.9321 | -2024.6168 | FALSE
| 60444725 | PLD006 | PLD | 22KV | 33.25 | 11 | 42177.4532 | 8.333% | Single phase | 44.74 | 0.00044032 | 0.00049008 | 0.00054569 | 0.00060786 | 0.00067737 | 0.0007551 | 0.00084205 | 0.00093933 | 0.0010482 | 0.0010898 | 0.0010898 | 0.0010898 | 0.0010898 | 0.0010898 | 0.0010898 | 0.0010898 | 0.0010898 | 0.0010898 | 0.0010898 | 0.0010898 | 0.38825 | 0.38767 | 0.38917 | 0.38833 | 0.38567 | 0.38467 | 0.38642 | 0.38808 | 0.38525 | 0.38525 | 0.38525 | 0.38525 | 0.38525 | 0.38525 | 0.38525 | 0.38525 | 0.38525 | 0.38525 | 0.38525 | 0.38525 | 205.8678 | 22.5764 | 3.559e-05 | 1487.605 | 842.9101 | 8.3834 | 0.91861 | 228.4442 | 9.302 | 219.1422 | -623.7679 | FALSE
| 60444726 | PLD006 | PLD | 22KV | 546.91 | 11 | 42177.4532 | 8.333% | Single phase | 44.74 | 0.0063897 | 0.0070968 | 0.0078856 | 0.0087656 | 0.0097476 | 0.010844 | 0.012067 | 0.013434 | 0.01496 | 0.016664 | 0.017925 | 0.017925 | 0.017925 | 0.017925 | 0.017925 | 0.017925 | 0.017925 | 0.017925 | 0.017925 | 0.017925 | 0.38825 | 0.38767 | 0.38917 | 0.38833 | 0.38567 | 0.38467 | 0.38642 | 0.38808 | 0.38525 | 0.38525 | 0.38525 | 0.38525 | 0.38525 | 0.38525 | 0.38525 | 0.38525 | 0.38525 | 0.38525 | 0.38525 | 0.38525 | 3191.3947 | 5757.3796 | 0.00058539 | 24468.7534 | 13864.5403 | 137.8934 | 248.5303 | 8948.7743 | 386.4238 | 8562.3505 | -5302.1899 | FALSE
| 60444733 | PLD006 | PLD | 22KV | 246.36 | 11 | 42177.4532 | 8.333% | Three phase | 97.13 | 0.0029542 | 0.0032186 | 0.0035076 | 0.0038236 | 0.0041692 | 0.0045472 | 0.0049606 | 0.005413 | 0.0059079 | 0.0064496 | 0.0070424 | 0.0076913 | 0.0080744 | 0.0080744 | 0.0080744 | 0.0080744 | 0.0080744 | 0.0080744 | 0.0080744 | 0.0080744 | 0.38825 | 0.38767 | 0.38917 | 0.38833 | 0.38567 | 0.38467 | 0.38642 | 0.38808 | 0.38525 | 0.38525 | 0.38525 | 0.38525 | 0.38525 | 0.38525 | 0.38525 | 0.38525 | 0.38525 | 0.38525 | 0.38525 | 0.38525 | 1376.4461 | 2428.3399 | 0.0002637 | 23928.9468 | 13558.6739 | 62.1152 | 109.4827 | 3804.786 | 171.5979 | 3633.188 | -9925.4859 | FALSE
| 60444734 | PLD006 | PLD | 22KV | 12.06 | 11 | 42177.4532 | 8.333% | Three phase | 97.13 | 0.00014462 | 0.00015756 | 0.00017171 | 0.00018718 | 0.00020409 | 0.0002226 | 0.00024284 | 0.00026498 | 0.00028921 | 0.00031572 | 0.00034474 | 0.00037651 | 0.00039526 | 0.00039526 | 0.00039526 | 0.00039526 | 0.00039526 | 0.00039526 | 0.00039526 | 0.00039526 | 0.38825 | 0.38767 | 0.38917 | 0.38833 | 0.38567 | 0.38467 | 0.38642 | 0.38808 | 0.38525 | 0.38525 | 0.38525 | 0.38525 | 0.38525 | 0.38525 | 0.38525 | 0.38525 | 0.38525 | 0.38525 | 0.38525 | 0.38525 | 67.3808 | 5.8192 | 1.2909e-05 | 1171.3878 | 663.7344 | 3.0407 | 0.26236 | 73.2 | 3.3031 | 69.897 | -593.8374 | FALSE
| 60444736 | PLD006 | PLD | 22KV | 77.83 | 11 | 42177.4532 | 8.333% | Single phase | 44.74 | 0.0010351 | 0.0011546 | 0.0012884 | 0.0014383 | 0.0016063 | 0.0017946 | 0.0020058 | 0.0022425 | 0.002508 | 0.0025509 | 0.0025509 | 0.0025509 | 0.0025509 | 0.0025509 | 0.0025509 | 0.0025509 | 0.0025509 | 0.0025509 | 0.0025509 | 0.0025509 | 0.38825 | 0.38767 | 0.38917 | 0.38833 | 0.38567 | 0.38467 | 0.38642 | 0.38808 | 0.38525 | 0.38525 | 0.38525 | 0.38525 | 0.38525 | 0.38525 | 0.38525 | 0.38525 | 0.38525 | 0.38525 | 0.38525 | 0.38525 | 484.7837 | 124.4413 | 8.3307e-05 | 3482.1142 | 1973.0434 | 19.6234 | 5.0332 | 609.225 | 24.6566 | 584.5684 | -1388.475 | FALSE
| 60444737 | PLD006 | PLD | 22KV | 902.03 | 11 | 42177.4532 | 8.333% | Three phase | 97.13 | 0.010943 | 0.011992 | 0.013147 | 0.014416 | 0.015813 | 0.017351 | 0.019043 | 0.020906 | 0.022956 | 0.025215 | 0.027702 | 0.029564 | 0.029564 | 0.029564 | 0.029564 | 0.029564 | 0.029564 | 0.029564 | 0.029564 | 0.029564 | 0.38825 | 0.38767 | 0.38917 | 0.38833 | 0.38567 | 0.38467 | 0.38642 | 0.38808 | 0.38525 | 0.38525 | 0.38525 | 0.38525 | 0.38525 | 0.38525 | 0.38525 | 0.38525 | 0.38525 | 0.38525 | 0.38525 | 0.38525 | 5169.7595 | 33393.9687 | 0.0009655 | 87614.1739 | 49644.1412 | 227.4305 | 1467.733 | 38563.7282 | 1695.1635 | 36868.5646 | -12775.5766 | FALSE
| 60444738 | PLD006 | PLD | 22KV | 485.64 | 11 | 42177.4532 | 8.333% | Three phase | 97.13 | 0.0058915 | 0.0064565 | 0.0070779 | 0.0077615 | 0.0085137 | 0.0093414 | 0.010252 | 0.011255 | 0.012359 | 0.013575 | 0.014914 | 0.015917 | 0.015917 | 0.015917 | 0.015917 | 0.015917 | 0.015917 | 0.015917 | 0.015917 | 0.015917 | 0.38825 | 0.38767 | 0.38917 | 0.38833 | 0.38567 | 0.38467 | 0.38642 | 0.38808 | 0.38525 | 0.38525 | 0.38525 | 0.38525 | 0.38525 | 0.38525 | 0.38525 | 0.38525 | 0.38525 | 0.38525 | 0.38525 | 0.38525 | 2783.3243 | 9679.5457 | 0.00051981 | 47170.2132 | 26727.6928 | 122.4453 | 425.4358 | 12462.8699 | 547.8811 | 11914.9888 | -14812.704 | FALSE
| 60444739 | PLD006 | PLD | 22KV | 201.19 | 11 | 42177.4532 | 8.333% | Single phase | 44.74 | 0.002605 | 0.0028667 | 0.0031556 | 0.0034749 | 0.0038276 | 0.0042174 | 0.0046482 | 0.0051244 | 0.005651 | 0.0062334 | 0.006594 | 0.006594 | 0.006594 | 0.006594 | 0.006594 | 0.006594 | 0.006594 | 0.006594 | 0.006594 | 0.006594 | 0.38825 | 0.38767 | 0.38917 | 0.38833 | 0.38567 | 0.38467 | 0.38642 | 0.38808 | 0.38525 | 0.38525 | 0.38525 | 0.38525 | 0.38525 | 0.38525 | 0.38525 | 0.38525 | 0.38525 | 0.38525 | 0.38525 | 0.38525 | 1204.0246 | 798.9781 | 0.00021535 | 9001.2406 | 5100.3033 | 50.7264 | 33.6326 | 2003.0026 | 84.359 | 1918.6436 | -3181.6597 | FALSE
| 60444740 | PLD006 | PLD | 22KV | 62.44 | 11 | 42177.4532 | 8.333% | Three phase | 97.13 | 0.00045828 | 0.00051389 | 0.00057659 | 0.00064734 | 0.00072718 | 0.00081731 | 0.00091909 | 0.0010341 | 0.001164 | 0.0013108 | 0.0014768 | 0.0016645 | 0.0018768 | 0.0020465 | 0.0020465 | 0.0020465 | 0.0020465 | 0.0020465 | 0.0020465 | 0.0020465 | 0.38825 | 0.38767 | 0.38917 | 0.38833 | 0.38567 | 0.38467 | 0.38642 | 0.38808 | 0.38525 | 0.38525 | 0.38525 | 0.38525 | 0.38525 | 0.38525 | 0.38525 | 0.38525 | 0.38525 | 0.38525 | 0.38525 | 0.38525 | 296.1099 | 132.4488 | 6.6834e-05 | 6064.7972 | 3436.4491 | 15.7431 | 7.0328 | 428.5587 | 22.776 | 405.7827 | -3030.6664 | FALSE
| 60444742 | PLD006 | PLD | 22KV | 284.38 | 11 | 42177.4532 | 8.333% | Single phase | 44.74 | 0.0036948 | 0.0040729 | 0.0044912 | 0.0049542 | 0.0054667 | 0.006034 | 0.0066622 | 0.007358 | 0.0081287 | 0.0089825 | 0.0093205 | 0.0093205 | 0.0093205 | 0.0093205 | 0.0093205 | 0.0093205 | 0.0093205 | 0.0093205 | 0.0093205 | 0.0093205 | 0.38825 | 0.38767 | 0.38917 | 0.38833 | 0.38567 | 0.38467 | 0.38642 | 0.38808 | 0.38525 | 0.38525 | 0.38525 | 0.38525 | 0.38525 | 0.38525 | 0.38525 | 0.38525 | 0.38525 | 0.38525 | 0.38525 | 0.38525 | 1711.6191 | 1605.4502 | 0.00030439 | 12723.1612 | 7209.2264 | 71.7013 | 67.1964 | 3317.0694 | 138.8976 | 3178.1717 | -4031.0546 | FALSE
| 60444748 | PLD006 | PLD | 22KV | 242.48 | 11 | 42177.4532 | 8.333% | Single phase | 44.74 | 0.0018244 | 0.0020274 | 0.0022541 | 0.0025075 | 0.0027906 | 0.0031072 | 0.0034612 | 0.0038572 | 0.0043003 | 0.0047962 | 0.0053512 | 0.0059727 | 0.0066686 | 0.0074482 | 0.0079472 | 0.0079472 | 0.0079472 | 0.0079472 | 0.0079472 | 0.0079472 | 0.38825 | 0.38767 | 0.38917 | 0.38833 | 0.38567 | 0.38467 | 0.38642 | 0.38808 | 0.38525 | 0.38525 | 0.38525 | 0.38525 | 0.38525 | 0.38525 | 0.38525 | 0.38525 | 0.38525 | 0.38525 | 0.38525 | 0.38525 | 1119.0159 | 895.3115 | 0.00025954 | 10848.5552 | 6147.0329 | 61.1369 | 48.8539 | 2014.3274 | 109.9909 | 1904.3365 | -4242.6963 | FALSE
| 60444749 | PLD006 | PLD | 22KV | 14.21 | 11 | 42177.4532 | 8.333% | Three phase | 97.13 | 0.00017816 | 0.00019852 | 0.00022131 | 0.00024682 | 0.00027537 | 0.00030735 | 0.00034317 | 0.00038329 | 0.00042825 | 0.00046573 | 0.00046573 | 0.00046573 | 0.00046573 | 0.00046573 | 0.00046573 | 0.00046573 | 0.00046573 | 0.00046573 | 0.00046573 | 0.00046573 | 0.38825 | 0.38767 | 0.38917 | 0.38833 | 0.38567 | 0.38467 | 0.38642 | 0.38808 | 0.38525 | 0.38525 | 0.38525 | 0.38525 | 0.38525 | 0.38525 | 0.38525 | 0.38525 | 0.38525 | 0.38525 | 0.38525 | 0.38525 | 86.194 | 8.7705 | 1.521e-05 | 1380.2173 | 782.0618 | 3.5828 | 0.36424 | 94.9645 | 3.947 | 91.0175 | -691.0443 | FALSE
| 60444750 | PLD006 | PLD | 22KV | 51.26 | 11 | 42177.4532 | 8.333% | Three phase | 97.13 | 0.00064267 | 0.00071613 | 0.00079834 | 0.00089034 | 0.00099335 | 0.0011087 | 0.0012379 | 0.0013827 | 0.0015448 | 0.00168 | 0.00168 | 0.00168 | 0.00168 | 0.00168 | 0.00168 | 0.00168 | 0.00168 | 0.00168 | 0.00168 | 0.00168 | 0.38825 | 0.38767 | 0.38917 | 0.38833 | 0.38567 | 0.38467 | 0.38642 | 0.38808 | 0.38525 | 0.38525 | 0.38525 | 0.38525 | 0.38525 | 0.38525 | 0.38525 | 0.38525 | 0.38525 | 0.38525 | 0.38525 | 0.38525 | 310.9293 | 114.1286 | 5.4867e-05 | 4978.8838 | 2821.1464 | 12.9243 | 4.7398 | 425.0579 | 17.6641 | 407.3938 | -2413.7526 | FALSE
| 60444751 | PLD006 | PLD | 22KV | 230.28 | 11 | 42177.4532 | 8.333% | Single phase | 44.74 | 0.0029919 | 0.0032981 | 0.0036368 | 0.0040117 | 0.0044267 | 0.0048861 | 0.0053948 | 0.0059582 | 0.0065823 | 0.0072737 | 0.0075474 | 0.0075474 | 0.0075474 | 0.0075474 | 0.0075474 | 0.0075474 | 0.0075474 | 0.0075474 | 0.0075474 | 0.0075474 | 0.38825 | 0.38767 | 0.38917 | 0.38833 | 0.38567 | 0.38467 | 0.38642 | 0.38808 | 0.38525 | 0.38525 | 0.38525 | 0.38525 | 0.38525 | 0.38525 | 0.38525 | 0.38525 | 0.38525 | 0.38525 | 0.38525 | 0.38525 | 1386.0034 | 1052.7159 | 0.00024648 | 10302.7272 | 5837.7546 | 58.0609 | 44.0616 | 2438.7193 | 102.1225 | 2336.5968 | -3501.1577 | FALSE
| 60444752 | PLD006 | PLD | 22KV | 716.91 | 11 | 42177.4532 | 8.333% | Single phase | 44.74 | 0.0093144 | 0.010268 | 0.011322 | 0.012489 | 0.013781 | 0.015211 | 0.016795 | 0.018549 | 0.020492 | 0.022644 | 0.023497 | 0.023497 | 0.023497 | 0.023497 | 0.023497 | 0.023497 | 0.023497 | 0.023497 | 0.023497 | 0.023497 | 0.38825 | 0.38767 | 0.38917 | 0.38833 | 0.38567 | 0.38467 | 0.38642 | 0.38808 | 0.38525 | 0.38525 | 0.38525 | 0.38525 | 0.38525 | 0.38525 | 0.38525 | 0.38525 | 0.38525 | 0.38525 | 0.38525 | 0.38525 | 4314.9197 | 10203.0031 | 0.00076736 | 32074.5534 | 18174.1559 | 180.7559 | 427.0483 | 14517.9229 | 607.8041 | 13910.1187 | -4264.0372 | FALSE
| 60444753 | PLD006 | PLD | 22KV | 32.46 | 11 | 42177.4532 | 8.333% | Three phase | 97.13 | 0.0004203 | 0.00046251 | 0.00050913 | 0.00056063 | 0.00061754 | 0.00068043 | 0.00074994 | 0.00082678 | 0.00091174 | 0.0010057 | 0.0010639 | 0.0010639 | 0.0010639 | 0.0010639 | 0.0010639 | 0.0010639 | 0.0010639 | 0.0010639 | 0.0010639 | 0.0010639 | 0.38825 | 0.38767 | 0.38917 | 0.38833 | 0.38567 | 0.38467 | 0.38642 | 0.38808 | 0.38525 | 0.38525 | 0.38525 | 0.38525 | 0.38525 | 0.38525 | 0.38525 | 0.38525 | 0.38525 | 0.38525 | 0.38525 | 0.38525 | 194.2574 | 45.1519 | 3.4744e-05 | 3152.8398 | 1786.4692 | 8.1842 | 1.9006 | 239.4093 | 10.0849 | 229.3245 | -1557.1448 | FALSE
| 60444755 | PLD006 | PLD | 22KV | 26.53 | 11 | 42177.4532 | 8.333% | Three phase | 97.13 | 0.00034591 | 0.00038199 | 0.00042198 | 0.00046633 | 0.0005155 | 0.00057005 | 0.00063056 | 0.0006977 | 0.00077221 | 0.00085491 | 0.00086951 | 0.00086951 | 0.00086951 | 0.00086951 | 0.00086951 | 0.00086951 | 0.00086951 | 0.00086951 | 0.00086951 | 0.00086951 | 0.38825 | 0.38767 | 0.38917 | 0.38833 | 0.38567 | 0.38467 | 0.38642 | 0.38808 | 0.38525 | 0.38525 | 0.38525 | 0.38525 | 0.38525 | 0.38525 | 0.38525 | 0.38525 | 0.38525 | 0.38525 | 0.38525 | 0.38525 | 160.6343 | 30.5155 | 2.8397e-05 | 2576.8589 | 1460.1056 | 6.6891 | 1.2696 | 191.1498 | 7.9587 | 183.1911 | -1276.9145 | FALSE
| 60444757 | PLD006 | PLD | 22KV | 35.22 | 11 | 42177.4532 | 8.333% | Single phase | 44.74 | 0.00045759 | 0.00050442 | 0.00055623 | 0.00061357 | 0.00067704 | 0.0007473 | 0.00082511 | 0.00091128 | 0.0010067 | 0.0011125 | 0.0011543 | 0.0011543 | 0.0011543 | 0.0011543 | 0.0011543 | 0.0011543 | 0.0011543 | 0.0011543 | 0.0011543 | 0.0011543 | 0.38825 | 0.38767 | 0.38917 | 0.38833 | 0.38567 | 0.38467 | 0.38642 | 0.38808 | 0.38525 | 0.38525 | 0.38525 | 0.38525 | 0.38525 | 0.38525 | 0.38525 | 0.38525 | 0.38525 | 0.38525 | 0.38525 | 0.38525 | 211.9812 | 24.6251 | 3.7698e-05 | 1575.7428 | 892.8509 | 8.8801 | 1.0307 | 236.6063 | 9.9108 | 226.6955 | -666.1554 | FALSE
| 60444760 | PLD006 | PLD | 22KV | 431.17 | 11 | 42177.4532 | 8.333% | Single phase | 44.74 | 0.0036542 | 0.0040609 | 0.0045152 | 0.0050226 | 0.0055897 | 0.0062234 | 0.006932 | 0.0077243 | 0.0086106 | 0.0096021 | 0.010712 | 0.011953 | 0.013344 | 0.014131 | 0.014131 | 0.014131 | 0.014131 | 0.014131 | 0.014131 | 0.014131 | 0.38825 | 0.38767 | 0.38917 | 0.38833 | 0.38567 | 0.38467 | 0.38642 | 0.38808 | 0.38525 | 0.38525 | 0.38525 | 0.38525 | 0.38525 | 0.38525 | 0.38525 | 0.38525 | 0.38525 | 0.38525 | 0.38525 | 0.38525 | 2135.6583 | 3038.1761 | 0.00046151 | 19290.5458 | 10930.4527 | 108.7117 | 154.4702 | 5173.8344 | 263.1819 | 4910.6525 | -6019.8002 | FALSE
| 60444777 | PLD006 | PLD | 22KV | 136.36 | 11 | 42177.4532 | 8.333% | Three phase | 97.13 | 0.0010008 | 0.0011223 | 0.0012592 | 0.0014137 | 0.001588 | 0.0017849 | 0.0020072 | 0.0022582 | 0.0025419 | 0.0028626 | 0.0032251 | 0.003635 | 0.0040986 | 0.0044692 | 0.0044692 | 0.0044692 | 0.0044692 | 0.0044692 | 0.0044692 | 0.0044692 | 0.38825 | 0.38767 | 0.38917 | 0.38833 | 0.38567 | 0.38467 | 0.38642 | 0.38808 | 0.38525 | 0.38525 | 0.38525 | 0.38525 | 0.38525 | 0.38525 | 0.38525 | 0.38525 | 0.38525 | 0.38525 | 0.38525 | 0.38525 | 646.6615 | 631.6788 | 0.00014596 | 13244.6468 | 7504.7117 | 34.3807 | 33.5412 | 1278.3403 | 67.9219 | 1210.4183 | -6294.2934 | FALSE
| 60444779 | PLD006 | PLD | 22KV | 425.15 | 11 | 42177.4532 | 8.333% | Single phase | 44.74 | 0.0051909 | 0.0057071 | 0.0062769 | 0.0069058 | 0.0076001 | 0.0083667 | 0.0092134 | 0.010149 | 0.011182 | 0.012323 | 0.013585 | 0.013934 | 0.013934 | 0.013934 | 0.013934 | 0.013934 | 0.013934 | 0.013934 | 0.013934 | 0.013934 | 0.38825 | 0.38767 | 0.38917 | 0.38833 | 0.38567 | 0.38467 | 0.38642 | 0.38808 | 0.38525 | 0.38525 | 0.38525 | 0.38525 | 0.38525 | 0.38525 | 0.38525 | 0.38525 | 0.38525 | 0.38525 | 0.38525 | 0.38525 | 2467.788 | 3460.7193 | 0.00045507 | 19021.211 | 10777.8416 | 107.1939 | 150.1869 | 5928.5072 | 257.3808 | 5671.1265 | -5106.7151 | FALSE
| 60444781 | PLD006 | PLD | 22KV | 298.7 | 11 | 42177.4532 | 8.333% | Single phase | 44.74 | 0.0032185 | 0.0035771 | 0.0039773 | 0.0044242 | 0.0049233 | 0.0054809 | 0.006104 | 0.0068003 | 0.0075787 | 0.008449 | 0.0094223 | 0.0097898 | 0.0097898 | 0.0097898 | 0.0097898 | 0.0097898 | 0.0097898 | 0.0097898 | 0.0097898 | 0.0097898 | 0.38825 | 0.38767 | 0.38917 | 0.38833 | 0.38567 | 0.38467 | 0.38642 | 0.38808 | 0.38525 | 0.38525 | 0.38525 | 0.38525 | 0.38525 | 0.38525 | 0.38525 | 0.38525 | 0.38525 | 0.38525 | 0.38525 | 0.38525 | 1680.153 | 1655.5503 | 0.00031972 | 13363.838 | 7572.2481 | 75.3118 | 74.1341 | 3335.7033 | 149.4459 | 3186.2573 | -4385.9907 | FALSE
| 60444797 | PLD006 | PLD | 22KV | 44.26 | 11 | 42177.4532 | 8.333% | Three phase | 97.13 | 0.00054039 | 0.00059414 | 0.00065345 | 0.00071892 | 0.0007912 | 0.00087101 | 0.00095915 | 0.0010565 | 0.0011641 | 0.0012829 | 0.0014143 | 0.0014506 | 0.0014506 | 0.0014506 | 0.0014506 | 0.0014506 | 0.0014506 | 0.0014506 | 0.0014506 | 0.0014506 | 0.38825 | 0.38767 | 0.38917 | 0.38833 | 0.38567 | 0.38467 | 0.38642 | 0.38808 | 0.38525 | 0.38525 | 0.38525 | 0.38525 | 0.38525 | 0.38525 | 0.38525 | 0.38525 | 0.38525 | 0.38525 | 0.38525 | 0.38525 | 256.9077 | 81.4258 | 4.7374e-05 | 4298.9738 | 2435.8942 | 11.1594 | 3.5337 | 338.3335 | 14.693 | 323.6405 | -2112.2538 | FALSE
| 60444798 | PLD006 | PLD | 22KV | 149.42 | 11 | 42177.4532 | 8.333% | Three phase | 97.13 | 0.0018243 | 0.0020058 | 0.002206 | 0.0024271 | 0.0026711 | 0.0029405 | 0.0032381 | 0.0035667 | 0.0039299 | 0.0043311 | 0.0047745 | 0.0048972 | 0.0048972 | 0.0048972 | 0.0048972 | 0.0048972 | 0.0048972 | 0.0048972 | 0.0048972 | 0.0048972 | 0.38825 | 0.38767 | 0.38917 | 0.38833 | 0.38567 | 0.38467 | 0.38642 | 0.38808 | 0.38525 | 0.38525 | 0.38525 | 0.38525 | 0.38525 | 0.38525 | 0.38525 | 0.38525 | 0.38525 | 0.38525 | 0.38525 | 0.38525 | 867.3101 | 928.019 | 0.00015993 | 14513.1646 | 8223.4821 | 37.6735 | 40.2738 | 1795.3291 | 77.9473 | 1717.3818 | -6506.1004 | FALSE
| 60444800 | PLD006 | PLD | 22KV | 339.94 | 11 | 42177.4532 | 8.333% | Single phase | 44.74 | 0.004474 | 0.0051233 | 0.0058707 | 0.0067313 | 0.0077226 | 0.0088649 | 0.010182 | 0.011141 | 0.011141 | 0.011141 | 0.011141 | 0.011141 | 0.011141 | 0.011141 | 0.011141 | 0.011141 | 0.011141 | 0.011141 | 0.011141 | 0.011141 | 0.38825 | 0.38767 | 0.38917 | 0.38833 | 0.38567 | 0.38467 | 0.38642 | 0.38808 | 0.38525 | 0.38525 | 0.38525 | 0.38525 | 0.38525 | 0.38525 | 0.38525 | 0.38525 | 0.38525 | 0.38525 | 0.38525 | 0.38525 | 2189.5291 | 2454.6893 | 0.00036386 | 15208.9156 | 8617.7101 | 85.7097 | 96.0179 | 4644.2184 | 181.7276 | 4462.4908 | -4155.2193 | FALSE
| 60444801 | PLD006 | PLD | 22KV | 136.92 | 11 | 42177.4532 | 8.333% | Single phase | 44.74 | 0.0018376 | 0.0020591 | 0.0023085 | 0.0025891 | 0.0029052 | 0.0032611 | 0.0036621 | 0.004114 | 0.0044875 | 0.0044875 | 0.0044875 | 0.0044875 | 0.0044875 | 0.0044875 | 0.0044875 | 0.0044875 | 0.0044875 | 0.0044875 | 0.0044875 | 0.0044875 | 0.38825 | 0.38767 | 0.38917 | 0.38833 | 0.38567 | 0.38467 | 0.38642 | 0.38808 | 0.38525 | 0.38525 | 0.38525 | 0.38525 | 0.38525 | 0.38525 | 0.38525 | 0.38525 | 0.38525 | 0.38525 | 0.38525 | 0.38525 | 862.3199 | 389.3985 | 0.00014655 | 6125.8008 | 3471.0151 | 34.5219 | 15.5769 | 1251.7184 | 50.0988 | 1201.6196 | -2269.3955 | FALSE
| 60444802 | PLD006 | PLD | 22KV | 305.87 | 11 | 42177.4532 | 8.333% | Three phase | 97.13 | 0.0040027 | 0.0044284 | 0.0049012 | 0.0054265 | 0.0060101 | 0.0066586 | 0.0073795 | 0.008181 | 0.0090721 | 0.010025 | 0.010025 | 0.010025 | 0.010025 | 0.010025 | 0.010025 | 0.010025 | 0.010025 | 0.010025 | 0.010025 | 0.010025 | 0.38825 | 0.38767 | 0.38917 | 0.38833 | 0.38567 | 0.38467 | 0.38642 | 0.38808 | 0.38525 | 0.38525 | 0.38525 | 0.38525 | 0.38525 | 0.38525 | 0.38525 | 0.38525 | 0.38525 | 0.38525 | 0.38525 | 0.38525 | 1863.1472 | 4080.6261 | 0.00032739 | 29709.1531 | 16833.8675 | 77.1196 | 168.7636 | 5943.7733 | 245.8832 | 5697.8901 | -11135.9774 | FALSE
| 60444803 | PLD006 | PLD | 22KV | 303.34 | 11 | 42177.4532 | 8.333% | Single phase | 44.74 | 0.0039551 | 0.0043676 | 0.0048249 | 0.0053319 | 0.0058942 | 0.0065178 | 0.0072097 | 0.0079774 | 0.0088293 | 0.009775 | 0.0099419 | 0.0099419 | 0.0099419 | 0.0099419 | 0.0099419 | 0.0099419 | 0.0099419 | 0.0099419 | 0.0099419 | 0.0099419 | 0.38825 | 0.38767 | 0.38917 | 0.38833 | 0.38567 | 0.38467 | 0.38642 | 0.38808 | 0.38525 | 0.38525 | 0.38525 | 0.38525 | 0.38525 | 0.38525 | 0.38525 | 0.38525 | 0.38525 | 0.38525 | 0.38525 | 0.38525 | 1836.6677 | 1837.5891 | 0.00032469 | 13571.4316 | 7689.8752 | 76.4817 | 76.4552 | 3674.2568 | 152.9369 | 3521.3199 | -4168.5553 | FALSE
| 60444804 | PLD006 | PLD | 22KV | 511.39 | 11 | 42177.4532 | 8.333% | Single phase | 44.74 | 0.0066442 | 0.0073241 | 0.0080764 | 0.0089089 | 0.0098305 | 0.010851 | 0.01198 | 0.013232 | 0.014617 | 0.016153 | 0.016761 | 0.016761 | 0.016761 | 0.016761 | 0.016761 | 0.016761 | 0.016761 | 0.016761 | 0.016761 | 0.016761 | 0.38825 | 0.38767 | 0.38917 | 0.38833 | 0.38567 | 0.38467 | 0.38642 | 0.38808 | 0.38525 | 0.38525 | 0.38525 | 0.38525 | 0.38525 | 0.38525 | 0.38525 | 0.38525 | 0.38525 | 0.38525 | 0.38525 | 0.38525 | 3077.9412 | 5191.6237 | 0.00054738 | 22879.5886 | 12964.0842 | 128.9377 | 217.2962 | 8269.5649 | 346.2339 | 7923.3309 | -5040.7533 | FALSE
| 60444823 | PLD006 | PLD | 22KV | 208.2 | 11 | 42177.4532 | 8.333% | Three phase | 97.13 | 0.002705 | 0.0029818 | 0.0032881 | 0.0036271 | 0.0040022 | 0.0044176 | 0.0048775 | 0.0053869 | 0.0059512 | 0.0065762 | 0.0068237 | 0.0068237 | 0.0068237 | 0.0068237 | 0.0068237 | 0.0068237 | 0.0068237 | 0.0068237 | 0.0068237 | 0.0068237 | 0.38825 | 0.38767 | 0.38917 | 0.38833 | 0.38567 | 0.38467 | 0.38642 | 0.38808 | 0.38525 | 0.38525 | 0.38525 | 0.38525 | 0.38525 | 0.38525 | 0.38525 | 0.38525 | 0.38525 | 0.38525 | 0.38525 | 0.38525 | 1253.1089 | 1868.1752 | 0.00022285 | 20222.466 | 11458.4994 | 52.4939 | 78.1928 | 3121.2841 | 130.6866 | 2990.5975 | -8467.9019 | FALSE
| 60444828 | PLD006 | PLD | 22KV | 205.98 | 11 | 42177.4532 | 8.333% | Single phase | 44.74 | 0.0026762 | 0.00295 | 0.003253 | 0.0035884 | 0.0039596 | 0.0043705 | 0.0048255 | 0.0053295 | 0.0058877 | 0.0065061 | 0.0067509 | 0.0067509 | 0.0067509 | 0.0067509 | 0.0067509 | 0.0067509 | 0.0067509 | 0.0067509 | 0.0067509 | 0.0067509 | 0.38825 | 0.38767 | 0.38917 | 0.38833 | 0.38567 | 0.38467 | 0.38642 | 0.38808 | 0.38525 | 0.38525 | 0.38525 | 0.38525 | 0.38525 | 0.38525 | 0.38525 | 0.38525 | 0.38525 | 0.38525 | 0.38525 | 0.38525 | 1239.7472 | 842.2652 | 0.00022047 | 9215.5452 | 5221.733 | 51.9341 | 35.2531 | 2082.0124 | 87.1873 | 1994.8251 | -3226.9079 | FALSE
| 60444830 | PLD006 | PLD | 22KV | 319.46 | 11 | 42177.4532 | 8.333% | Single phase | 44.74 | 0.0034422 | 0.0038257 | 0.0042537 | 0.0047317 | 0.0052655 | 0.0058619 | 0.0065282 | 0.0072729 | 0.0081054 | 0.0090363 | 0.010077 | 0.01047 | 0.01047 | 0.01047 | 0.01047 | 0.01047 | 0.01047 | 0.01047 | 0.01047 | 0.01047 | 0.38825 | 0.38767 | 0.38917 | 0.38833 | 0.38567 | 0.38467 | 0.38642 | 0.38808 | 0.38525 | 0.38525 | 0.38525 | 0.38525 | 0.38525 | 0.38525 | 0.38525 | 0.38525 | 0.38525 | 0.38525 | 0.38525 | 0.38525 | 1796.9256 | 1893.6726 | 0.00034194 | 14292.6404 | 8098.5282 | 80.546 | 84.797 | 3690.5982 | 165.3431 | 3525.2551 | -4573.2731 | FALSE
| 60444848 | PLD006 | PLD | 22KV | 517.27 | 11 | 42177.4532 | 8.333% | Three phase | 97.13 | 0.006337 | 0.0069792 | 0.0076891 | 0.0084742 | 0.0093424 | 0.010303 | 0.011365 | 0.012541 | 0.013843 | 0.015283 | 0.016878 | 0.016953 | 0.016953 | 0.016953 | 0.016953 | 0.016953 | 0.016953 | 0.016953 | 0.016953 | 0.016953 | 0.38825 | 0.38767 | 0.38917 | 0.38833 | 0.38567 | 0.38467 | 0.38642 | 0.38808 | 0.38525 | 0.38525 | 0.38525 | 0.38525 | 0.38525 | 0.38525 | 0.38525 | 0.38525 | 0.38525 | 0.38525 | 0.38525 | 0.38525 | 3022.9263 | 11197.3973 | 0.00055367 | 50242.4351 | 28468.4821 | 130.4203 | 482.6582 | 14220.3237 | 613.0784 | 13607.2452 | -14861.2369 | FALSE
| 60444849 | PLD006 | PLD | 22KV | 31.77 | 11 | 42177.4532 | 8.333% | Three phase | 97.13 | 0.00038921 | 0.00042865 | 0.00047226 | 0.00052047 | 0.0005738 | 0.00063278 | 0.00069805 | 0.00077026 | 0.00085019 | 0.00093867 | 0.0010366 | 0.0010413 | 0.0010413 | 0.0010413 | 0.0010413 | 0.0010413 | 0.0010413 | 0.0010413 | 0.0010413 | 0.0010413 | 0.38825 | 0.38767 | 0.38917 | 0.38833 | 0.38567 | 0.38467 | 0.38642 | 0.38808 | 0.38525 | 0.38525 | 0.38525 | 0.38525 | 0.38525 | 0.38525 | 0.38525 | 0.38525 | 0.38525 | 0.38525 | 0.38525 | 0.38525 | 185.6639 | 42.2393 | 3.4006e-05 | 3085.8201 | 1748.4944 | 8.0102 | 1.8207 | 227.9032 | 9.8309 | 218.0723 | -1530.4221 | FALSE
| 60444854 | PLD006 | PLD | 22KV | 188.08 | 11 | 42177.4532 | 8.333% | Single phase | 44.74 | 0.0015321 | 0.0017014 | 0.0018904 | 0.0021013 | 0.0023369 | 0.0026 | 0.0028939 | 0.0032224 | 0.0035896 | 0.0040001 | 0.0044591 | 0.0049726 | 0.005547 | 0.0061643 | 0.0061643 | 0.0061643 | 0.0061643 | 0.0061643 | 0.0061643 | 0.0061643 | 0.38825 | 0.38767 | 0.38917 | 0.38833 | 0.38567 | 0.38467 | 0.38642 | 0.38808 | 0.38525 | 0.38525 | 0.38525 | 0.38525 | 0.38525 | 0.38525 | 0.38525 | 0.38525 | 0.38525 | 0.38525 | 0.38525 | 0.38525 | 908.3352 | 563.6787 | 0.00020131 | 8414.6992 | 4767.9559 | 47.421 | 29.3923 | 1472.0139 | 76.8132 | 1395.2007 | -3372.7552 | FALSE
| 60444865 | PLD006 | PLD | 22KV | 34.15 | 11 | 42177.4532 | 8.333% | Three phase | 97.13 | 0.00044073 | 0.00048418 | 0.0005321 | 0.00058494 | 0.00064322 | 0.00070751 | 0.00077845 | 0.00085674 | 0.00094315 | 0.0010385 | 0.0011193 | 0.0011193 | 0.0011193 | 0.0011193 | 0.0011193 | 0.0011193 | 0.0011193 | 0.0011193 | 0.0011193 | 0.0011193 | 0.38825 | 0.38767 | 0.38917 | 0.38833 | 0.38567 | 0.38467 | 0.38642 | 0.38808 | 0.38525 | 0.38525 | 0.38525 | 0.38525 | 0.38525 | 0.38525 | 0.38525 | 0.38525 | 0.38525 | 0.38525 | 0.38525 | 0.38525 | 203.2577 | 49.7039 | 3.6553e-05 | 3316.9895 | 1879.4801 | 8.6103 | 2.1037 | 252.9617 | 10.714 | 242.2476 | -1637.2324 | FALSE
| 60444866 | PLD006 | PLD | 22KV | 60.72 | 11 | 42177.4532 | 8.333% | Three phase | 97.13 | 0.00078363 | 0.00086089 | 0.00094609 | 0.00104 | 0.0011437 | 0.001258 | 0.0013841 | 0.0015233 | 0.001677 | 0.0018466 | 0.0019901 | 0.0019901 | 0.0019901 | 0.0019901 | 0.0019901 | 0.0019901 | 0.0019901 | 0.0019901 | 0.0019901 | 0.0019901 | 0.38825 | 0.38767 | 0.38917 | 0.38833 | 0.38567 | 0.38467 | 0.38642 | 0.38808 | 0.38525 | 0.38525 | 0.38525 | 0.38525 | 0.38525 | 0.38525 | 0.38525 | 0.38525 | 0.38525 | 0.38525 | 0.38525 | 0.38525 | 361.4 | 157.135 | 6.4993e-05 | 5897.7336 | 3341.7871 | 15.3094 | 6.6507 | 518.5349 | 21.9602 | 496.5748 | -2845.2124 | FALSE
| 60444868 | PLD006 | PLD | 22KV | 535.72 | 11 | 42177.4532 | 8.333% | Single phase | 44.74 | 0.0068918 | 0.0075592 | 0.0082938 | 0.0091026 | 0.0099932 | 0.010974 | 0.012054 | 0.013245 | 0.014556 | 0.016001 | 0.017558 | 0.017558 | 0.017558 | 0.017558 | 0.017558 | 0.017558 | 0.017558 | 0.017558 | 0.017558 | 0.017558 | 0.38825 | 0.38767 | 0.38917 | 0.38833 | 0.38567 | 0.38467 | 0.38642 | 0.38808 | 0.38525 | 0.38525 | 0.38525 | 0.38525 | 0.38525 | 0.38525 | 0.38525 | 0.38525 | 0.38525 | 0.38525 | 0.38525 | 0.38525 | 3171.9153 | 5604.763 | 0.00057342 | 23968.1128 | 13580.8662 | 135.0721 | 238.4643 | 8776.6783 | 373.5364 | 8403.1419 | -5177.7243 | FALSE
| 60444878 | PLD006 | PLD | 22KV | 36.51 | 11 | 42177.4532 | 8.333% | Three phase | 97.13 | 0.00024965 | 0.00027473 | 0.00030247 | 0.00033315 | 0.0003671 | 0.00040467 | 0.00044626 | 0.00049231 | 0.0005433 | 0.0005998 | 0.00066238 | 0.00073174 | 0.00080861 | 0.00089383 | 0.00098831 | 0.0010931 | 0.0011966 | 0.0011966 | 0.0011966 | 0.0011966 | 0.38825 | 0.38767 | 0.38917 | 0.38833 | 0.38567 | 0.38467 | 0.38642 | 0.38808 | 0.38525 | 0.38525 | 0.38525 | 0.38525 | 0.38525 | 0.38525 | 0.38525 | 0.38525 | 0.38525 | 0.38525 | 0.38525 | 0.38525 | 149.1407 | 39.0059 | 3.9079e-05 | 3546.2163 | 2009.3651 | 9.2053 | 2.4045 | 188.1466 | 11.6099 | 176.5367 | -1832.8284 | FALSE
| 60444879 | PLD006 | PLD | 22KV | 255 | 11 | 42177.4532 | 8.333% | Three phase | 97.13 | 0.0017437 | 0.0019188 | 0.0021125 | 0.0023268 | 0.0025639 | 0.0028263 | 0.0031168 | 0.0034385 | 0.0037946 | 0.0041892 | 0.0046263 | 0.0051108 | 0.0056477 | 0.0062428 | 0.0069027 | 0.0076345 | 0.0083576 | 0.0083576 | 0.0083576 | 0.0083576 | 0.38825 | 0.38767 | 0.38917 | 0.38833 | 0.38567 | 0.38467 | 0.38642 | 0.38808 | 0.38525 | 0.38525 | 0.38525 | 0.38525 | 0.38525 | 0.38525 | 0.38525 | 0.38525 | 0.38525 | 0.38525 | 0.38525 | 0.38525 | 1041.6563 | 1902.7734 | 0.00027294 | 24768.15 | 14034.1851 | 64.2936 | 117.2966 | 2944.4297 | 181.5902 | 2762.8394 | -11271.3457 | FALSE
| 60444889 | PLD006 | PLD | 22KV | 66.06 | 11 | 42177.4532 | 8.333% | Three phase | 97.13 | 0.00073468 | 0.0007996 | 0.00087051 | 0.00094796 | 0.0010326 | 0.001125 | 0.0012261 | 0.0013365 | 0.0014572 | 0.0015892 | 0.0017335 | 0.0018914 | 0.002064 | 0.0021651 | 0.0021651 | 0.0021651 | 0.0021651 | 0.0021651 | 0.0021651 | 0.0021651 | 0.38825 | 0.38767 | 0.38917 | 0.38833 | 0.38567 | 0.38467 | 0.38642 | 0.38808 | 0.38525 | 0.38525 | 0.38525 | 0.38525 | 0.38525 | 0.38525 | 0.38525 | 0.38525 | 0.38525 | 0.38525 | 0.38525 | 0.38525 | 351.8572 | 166.459 | 7.0708e-05 | 6416.4078 | 3635.6795 | 16.6558 | 7.8719 | 518.3162 | 24.5278 | 493.7884 | -3141.8911 | FALSE
| 60444890 | PLD006 | PLD | 22KV | 29.69 | 11 | 42177.4532 | 8.333% | Three phase | 97.13 | 0.00030739 | 0.00034139 | 0.00037933 | 0.00042166 | 0.00046891 | 0.00052166 | 0.00058056 | 0.00064635 | 0.00071985 | 0.00080197 | 0.00089376 | 0.00097308 | 0.00097308 | 0.00097308 | 0.00097308 | 0.00097308 | 0.00097308 | 0.00097308 | 0.00097308 | 0.00097308 | 0.38825 | 0.38767 | 0.38917 | 0.38833 | 0.38567 | 0.38467 | 0.38642 | 0.38808 | 0.38525 | 0.38525 | 0.38525 | 0.38525 | 0.38525 | 0.38525 | 0.38525 | 0.38525 | 0.38525 | 0.38525 | 0.38525 | 0.38525 | 163.4328 | 34.752 | 3.1779e-05 | 2883.7897 | 1634.0194 | 7.4858 | 1.5901 | 198.1847 | 9.0759 | 189.1088 | -1444.9106 | FALSE
| 60444891 | PLD006 | PLD | 22KV | 214.84 | 11 | 42177.4532 | 8.333% | Three phase | 97.13 | 0.0022243 | 0.0024703 | 0.0027448 | 0.0030512 | 0.0033931 | 0.0037748 | 0.004201 | 0.0046771 | 0.0052089 | 0.0058032 | 0.0064673 | 0.0070413 | 0.0070413 | 0.0070413 | 0.0070413 | 0.0070413 | 0.0070413 | 0.0070413 | 0.0070413 | 0.0070413 | 0.38825 | 0.38767 | 0.38917 | 0.38833 | 0.38567 | 0.38467 | 0.38642 | 0.38808 | 0.38525 | 0.38525 | 0.38525 | 0.38525 | 0.38525 | 0.38525 | 0.38525 | 0.38525 | 0.38525 | 0.38525 | 0.38525 | 0.38525 | 1182.6169 | 1819.6554 | 0.00022996 | 20867.4092 | 11823.9386 | 54.168 | 83.2598 | 3002.2723 | 137.4278 | 2864.8445 | -8959.0941 | FALSE
| 60444894 | PLD006 | PLD | 22KV | 81.21 | 11 | 42177.4532 | 8.333% | Single phase | 44.74 | 0.0010481 | 0.0011514 | 0.0012653 | 0.001391 | 0.0015296 | 0.0016825 | 0.0018512 | 0.0020374 | 0.0022428 | 0.0024697 | 0.0026616 | 0.0026616 | 0.0026616 | 0.0026616 | 0.0026616 | 0.0026616 | 0.0026616 | 0.0026616 | 0.0026616 | 0.0026616 | 0.38825 | 0.38767 | 0.38917 | 0.38833 | 0.38567 | 0.38467 | 0.38642 | 0.38808 | 0.38525 | 0.38525 | 0.38525 | 0.38525 | 0.38525 | 0.38525 | 0.38525 | 0.38525 | 0.38525 | 0.38525 | 0.38525 | 0.38525 | 483.3546 | 129.4705 | 8.6925e-05 | 3633.3354 | 2058.7287 | 20.4756 | 5.4798 | 612.8251 | 25.9555 | 586.8697 | -1471.859 | FALSE
| 60444897 | PLD006 | PLD | 22KV | 37.36 | 11 | 42177.4532 | 8.333% | Three phase | 97.13 | 0.00048215 | 0.00052969 | 0.00058211 | 0.00063992 | 0.00070368 | 0.00077402 | 0.00085163 | 0.00093727 | 0.0010318 | 0.0011362 | 0.0012245 | 0.0012245 | 0.0012245 | 0.0012245 | 0.0012245 | 0.0012245 | 0.0012245 | 0.0012245 | 0.0012245 | 0.0012245 | 0.38825 | 0.38767 | 0.38917 | 0.38833 | 0.38567 | 0.38467 | 0.38642 | 0.38808 | 0.38525 | 0.38525 | 0.38525 | 0.38525 | 0.38525 | 0.38525 | 0.38525 | 0.38525 | 0.38525 | 0.38525 | 0.38525 | 0.38525 | 222.3634 | 59.4871 | 3.9989e-05 | 3628.7768 | 2056.1457 | 9.4196 | 2.5178 | 281.8505 | 11.9374 | 269.9131 | -1786.2327 | FALSE
| 60444898 | PLD006 | PLD | 22KV | 353 | 11 | 42177.4532 | 8.333% | Three phase | 97.13 | 0.0045557 | 0.0050049 | 0.0055001 | 0.0060463 | 0.0066488 | 0.0073134 | 0.0080467 | 0.0088559 | 0.0097491 | 0.010735 | 0.011569 | 0.011569 | 0.011569 | 0.011569 | 0.011569 | 0.011569 | 0.011569 | 0.011569 | 0.011569 | 0.011569 | 0.38825 | 0.38767 | 0.38917 | 0.38833 | 0.38567 | 0.38467 | 0.38642 | 0.38808 | 0.38525 | 0.38525 | 0.38525 | 0.38525 | 0.38525 | 0.38525 | 0.38525 | 0.38525 | 0.38525 | 0.38525 | 0.38525 | 0.38525 | 2101.0242 | 5310.7845 | 0.00037784 | 34286.89 | 19427.7151 | 89.0026 | 224.7784 | 7411.8088 | 313.7809 | 7098.0279 | -12329.6872 | FALSE
| 60444899 | PLD006 | PLD | 22KV | 73.19 | 11 | 42177.4532 | 8.333% | Three phase | 97.13 | 0.00094456 | 0.0010377 | 0.0011404 | 0.0012536 | 0.0013785 | 0.0015163 | 0.0016684 | 0.0018362 | 0.0020213 | 0.0022258 | 0.0023988 | 0.0023988 | 0.0023988 | 0.0023988 | 0.0023988 | 0.0023988 | 0.0023988 | 0.0023988 | 0.0023988 | 0.0023988 | 0.38825 | 0.38767 | 0.38917 | 0.38833 | 0.38567 | 0.38467 | 0.38642 | 0.38808 | 0.38525 | 0.38525 | 0.38525 | 0.38525 | 0.38525 | 0.38525 | 0.38525 | 0.38525 | 0.38525 | 0.38525 | 0.38525 | 0.38525 | 435.6203 | 228.3036 | 7.834e-05 | 7108.9447 | 4028.0863 | 18.4535 | 9.6629 | 663.9239 | 28.1165 | 635.8074 | -3392.2789 | FALSE
| 60444900 | PLD006 | PLD | 22KV | 526.17 | 11 | 42177.4532 | 8.333% | Three phase | 97.13 | 0.0067905 | 0.0074601 | 0.0081983 | 0.0090125 | 0.0099105 | 0.010901 | 0.011994 | 0.0132 | 0.014532 | 0.016001 | 0.017245 | 0.017245 | 0.017245 | 0.017245 | 0.017245 | 0.017245 | 0.017245 | 0.017245 | 0.017245 | 0.017245 | 0.38825 | 0.38767 | 0.38917 | 0.38833 | 0.38567 | 0.38467 | 0.38642 | 0.38808 | 0.38525 | 0.38525 | 0.38525 | 0.38525 | 0.38525 | 0.38525 | 0.38525 | 0.38525 | 0.38525 | 0.38525 | 0.38525 | 0.38525 | 3131.7165 | 11799.4411 | 0.0005632 | 51106.8921 | 28958.3027 | 132.6642 | 499.41 | 14931.1576 | 632.0743 | 14299.0833 | -14659.2194 | FALSE
| 60444903 | PLD006 | PLD | 22KV | 1870.6 | 11 | 42177.4532 | 8.333% | Single phase | 44.74 | 0.024221 | 0.026653 | 0.02934 | 0.032308 | 0.035588 | 0.039212 | 0.043217 | 0.047645 | 0.052542 | 0.057956 | 0.061308 | 0.061308 | 0.061308 | 0.061308 | 0.061308 | 0.061308 | 0.061308 | 0.061308 | 0.061308 | 0.061308 | 0.38825 | 0.38767 | 0.38917 | 0.38833 | 0.38567 | 0.38467 | 0.38642 | 0.38808 | 0.38525 | 0.38525 | 0.38525 | 0.38525 | 0.38525 | 0.38525 | 0.38525 | 0.38525 | 0.38525 | 0.38525 | 0.38525 | 0.38525 | 11194.6336 | 69069.1213 | 0.0020022 | 83690.644 | 47420.9818 | 471.6379 | 2907.4319 | 80263.7549 | 3379.0698 | 76884.6851 | 29463.7032 | TRUE
| 60444905 | PLD006 | PLD | 22KV | 548.63 | 11 | 42177.4532 | 8.333% | Single phase | 44.74 | 0.0070579 | 0.0077414 | 0.0084937 | 0.009322 | 0.010234 | 0.011238 | 0.012345 | 0.013564 | 0.014907 | 0.016387 | 0.017981 | 0.017981 | 0.017981 | 0.017981 | 0.017981 | 0.017981 | 0.017981 | 0.017981 | 0.017981 | 0.017981 | 0.38825 | 0.38767 | 0.38917 | 0.38833 | 0.38567 | 0.38467 | 0.38642 | 0.38808 | 0.38525 | 0.38525 | 0.38525 | 0.38525 | 0.38525 | 0.38525 | 0.38525 | 0.38525 | 0.38525 | 0.38525 | 0.38525 | 0.38525 | 3248.3534 | 5878.1497 | 0.00058724 | 24545.7062 | 13908.1435 | 138.3271 | 250.096 | 9126.503 | 388.4231 | 8738.0799 | -5170.0636 | FALSE
| 60444906 | PLD006 | PLD | 22KV | 276.83 | 11 | 42177.4532 | 8.333% | Single phase | 44.74 | 0.0035613 | 0.0039062 | 0.0042858 | 0.0047037 | 0.0051639 | 0.0056708 | 0.006229 | 0.0068441 | 0.0075218 | 0.0082686 | 0.009073 | 0.009073 | 0.009073 | 0.009073 | 0.009073 | 0.009073 | 0.009073 | 0.009073 | 0.009073 | 0.009073 | 0.38825 | 0.38767 | 0.38917 | 0.38833 | 0.38567 | 0.38467 | 0.38642 | 0.38808 | 0.38525 | 0.38525 | 0.38525 | 0.38525 | 0.38525 | 0.38525 | 0.38525 | 0.38525 | 0.38525 | 0.38525 | 0.38525 | 0.38525 | 1639.0676 | 1496.6072 | 0.00029631 | 12385.3742 | 7017.8287 | 69.7977 | 63.6757 | 3135.6749 | 133.4734 | 3002.2015 | -4015.6273 | FALSE
| 60444909 | PLD006 | PLD | 22KV | 70.67 | 11 | 42177.4532 | 8.333% | Single phase | 44.74 | 0.00091204 | 0.001002 | 0.0011011 | 0.0012105 | 0.0013311 | 0.0014641 | 0.0016109 | 0.0017729 | 0.0019518 | 0.0021491 | 0.0023162 | 0.0023162 | 0.0023162 | 0.0023162 | 0.0023162 | 0.0023162 | 0.0023162 | 0.0023162 | 0.0023162 | 0.0023162 | 0.38825 | 0.38767 | 0.38917 | 0.38833 | 0.38567 | 0.38467 | 0.38642 | 0.38808 | 0.38525 | 0.38525 | 0.38525 | 0.38525 | 0.38525 | 0.38525 | 0.38525 | 0.38525 | 0.38525 | 0.38525 | 0.38525 | 0.38525 | 420.6215 | 98.0442 | 7.5643e-05 | 3161.7758 | 1791.5325 | 17.8182 | 4.1497 | 518.6657 | 21.9679 | 496.6978 | -1294.8347 | FALSE
| 60444911 | PLD006 | PLD | 22KV | 114.87 | 11 | 42177.4532 | 8.333% | Single phase | 44.74 | 0.0010953 | 0.0012538 | 0.0014364 | 0.0016467 | 0.001889 | 0.0021685 | 0.0024908 | 0.0028627 | 0.003292 | 0.0037648 | 0.0037648 | 0.0037648 | 0.0037648 | 0.0037648 | 0.0037648 | 0.0037648 | 0.0037648 | 0.0037648 | 0.0037648 | 0.0037648 | 0.38825 | 0.38767 | 0.38917 | 0.38833 | 0.38567 | 0.38467 | 0.38642 | 0.38808 | 0.38525 | 0.38525 | 0.38525 | 0.38525 | 0.38525 | 0.38525 | 0.38525 | 0.38525 | 0.38525 | 0.38525 | 0.38525 | 0.38525 | 657.725 | 249.2508 | 0.00012295 | 5139.2838 | 2912.0326 | 28.9624 | 10.9638 | 906.9758 | 39.9262 | 867.0496 | -2044.983 | FALSE
| 60444913 | PLD006 | PLD | 22KV | 326.62 | 11 | 42177.4532 | 8.333% | Three phase | 97.13 | 0.0040014 | 0.0044069 | 0.0048551 | 0.0053508 | 0.0058991 | 0.0065055 | 0.0071765 | 0.0079189 | 0.0087406 | 0.0096502 | 0.010657 | 0.010705 | 0.010705 | 0.010705 | 0.010705 | 0.010705 | 0.010705 | 0.010705 | 0.010705 | 0.010705 | 0.38825 | 0.38767 | 0.38917 | 0.38833 | 0.38567 | 0.38467 | 0.38642 | 0.38808 | 0.38525 | 0.38525 | 0.38525 | 0.38525 | 0.38525 | 0.38525 | 0.38525 | 0.38525 | 0.38525 | 0.38525 | 0.38525 | 0.38525 | 1908.7676 | 4464.4509 | 0.0003496 | 31724.6006 | 17975.8649 | 82.3513 | 192.4379 | 6373.2185 | 274.7892 | 6098.4293 | -11877.4356 | FALSE
| 60444924 | PLD006 | PLD | 22KV | 536.11 | 11 | 42177.4532 | 8.333% | Three phase | 97.13 | 0.00699 | 0.0077191 | 0.0085273 | 0.0094234 | 0.010417 | 0.011519 | 0.012742 | 0.014099 | 0.015605 | 0.017276 | 0.017571 | 0.017571 | 0.017571 | 0.017571 | 0.017571 | 0.017571 | 0.017571 | 0.017571 | 0.017571 | 0.017571 | 0.38825 | 0.38767 | 0.38917 | 0.38833 | 0.38567 | 0.38467 | 0.38642 | 0.38808 | 0.38525 | 0.38525 | 0.38525 | 0.38525 | 0.38525 | 0.38525 | 0.38525 | 0.38525 | 0.38525 | 0.38525 | 0.38525 | 0.38525 | 3246.0471 | 12461.0392 | 0.00057383 | 52072.3643 | 29505.3607 | 135.1704 | 518.4572 | 15707.0863 | 653.6276 | 15053.4586 | -14451.9021 | FALSE
| 60444925 | PLD006 | PLD | 22KV | 85.78 | 11 | 42177.4532 | 8.333% | Single phase | 44.74 | 0.00072699 | 0.00080791 | 0.00089828 | 0.00099924 | 0.001112 | 0.0012381 | 0.0013791 | 0.0015367 | 0.001713 | 0.0019103 | 0.002131 | 0.0023781 | 0.0026547 | 0.0028114 | 0.0028114 | 0.0028114 | 0.0028114 | 0.0028114 | 0.0028114 | 0.0028114 | 0.38825 | 0.38767 | 0.38917 | 0.38833 | 0.38567 | 0.38467 | 0.38642 | 0.38808 | 0.38525 | 0.38525 | 0.38525 | 0.38525 | 0.38525 | 0.38525 | 0.38525 | 0.38525 | 0.38525 | 0.38525 | 0.38525 | 0.38525 | 424.8829 | 120.2508 | 9.1816e-05 | 3837.7972 | 2174.5813 | 21.6279 | 6.1139 | 545.1337 | 27.7418 | 517.3919 | -1657.1894 | FALSE
| 60444926 | PLD006 | PLD | 22KV | 404.64 | 11 | 42177.4532 | 8.333% | Single phase | 44.74 | 0.0049089 | 0.0053796 | 0.0058974 | 0.006467 | 0.0070937 | 0.0077833 | 0.0085424 | 0.009378 | 0.010298 | 0.011311 | 0.012427 | 0.013262 | 0.013262 | 0.013262 | 0.013262 | 0.013262 | 0.013262 | 0.013262 | 0.013262 | 0.013262 | 0.38825 | 0.38767 | 0.38917 | 0.38833 | 0.38567 | 0.38467 | 0.38642 | 0.38808 | 0.38525 | 0.38525 | 0.38525 | 0.38525 | 0.38525 | 0.38525 | 0.38525 | 0.38525 | 0.38525 | 0.38525 | 0.38525 | 0.38525 | 2319.093 | 3095.3252 | 0.00043311 | 18103.5936 | 10257.8991 | 102.0226 | 136.0459 | 5414.4182 | 238.0685 | 5176.3498 | -5081.5494 | FALSE
| 60444927 | PLD006 | PLD | 22KV | 101.04 | 11 | 42177.4532 | 8.333% | Single phase | 44.74 | 0.0012258 | 0.0013433 | 0.0014726 | 0.0016148 | 0.0017713 | 0.0019435 | 0.0021331 | 0.0023417 | 0.0025714 | 0.0028244 | 0.003103 | 0.0033116 | 0.0033116 | 0.0033116 | 0.0033116 | 0.0033116 | 0.0033116 | 0.0033116 | 0.0033116 | 0.0033116 | 0.38825 | 0.38767 | 0.38917 | 0.38833 | 0.38567 | 0.38467 | 0.38642 | 0.38808 | 0.38525 | 0.38525 | 0.38525 | 0.38525 | 0.38525 | 0.38525 | 0.38525 | 0.38525 | 0.38525 | 0.38525 | 0.38525 | 0.38525 | 579.0855 | 192.9991 | 0.00010815 | 4520.5296 | 2561.4327 | 25.4754 | 8.4827 | 772.0846 | 33.9581 | 738.1265 | -1823.3062 | FALSE
| 60444928 | PLD006 | PLD | 22KV | 493.97 | 11 | 42177.4532 | 8.333% | Single phase | 44.74 | 0.006375 | 0.0070036 | 0.0076966 | 0.0084609 | 0.009304 | 0.010234 | 0.01126 | 0.012393 | 0.013642 | 0.015022 | 0.01619 | 0.01619 | 0.01619 | 0.01619 | 0.01619 | 0.01619 | 0.01619 | 0.01619 | 0.01619 | 0.01619 | 0.38825 | 0.38767 | 0.38917 | 0.38833 | 0.38567 | 0.38467 | 0.38642 | 0.38808 | 0.38525 | 0.38525 | 0.38525 | 0.38525 | 0.38525 | 0.38525 | 0.38525 | 0.38525 | 0.38525 | 0.38525 | 0.38525 | 0.38525 | 2940.065 | 4790.193 | 0.00052873 | 22100.2178 | 12522.4754 | 124.5456 | 202.7444 | 7730.258 | 327.29 | 7402.968 | -5119.5073 | FALSE
| 60444929 | PLD006 | PLD | 22KV | 629.93 | 11 | 42177.4532 | 8.333% | Three phase | 97.13 | 0.0081296 | 0.0089312 | 0.009815 | 0.01079 | 0.011865 | 0.013051 | 0.014359 | 0.015803 | 0.017397 | 0.019157 | 0.020646 | 0.020646 | 0.020646 | 0.020646 | 0.020646 | 0.020646 | 0.020646 | 0.020646 | 0.020646 | 0.020646 | 0.38825 | 0.38767 | 0.38917 | 0.38833 | 0.38567 | 0.38467 | 0.38642 | 0.38808 | 0.38525 | 0.38525 | 0.38525 | 0.38525 | 0.38525 | 0.38525 | 0.38525 | 0.38525 | 0.38525 | 0.38525 | 0.38525 | 0.38525 | 3749.2867 | 16911.9565 | 0.00067426 | 61185.1009 | 34668.8401 | 158.8254 | 715.7967 | 20661.2432 | 874.6221 | 19786.6211 | -14882.219 | FALSE
| 60444935 | PLD006 | PLD | 22KV | 512.93 | 11 | 42177.4532 | 8.333% | Single phase | 44.74 | 0.0029323 | 0.0032555 | 0.0036164 | 0.0040197 | 0.0044703 | 0.0049741 | 0.0055373 | 0.0061673 | 0.0068722 | 0.0076609 | 0.0085439 | 0.0095325 | 0.01064 | 0.01188 | 0.013269 | 0.014826 | 0.016572 | 0.016811 | 0.016811 | 0.016811 | 0.38825 | 0.38767 | 0.38917 | 0.38833 | 0.38567 | 0.38467 | 0.38642 | 0.38808 | 0.38525 | 0.38525 | 0.38525 | 0.38525 | 0.38525 | 0.38525 | 0.38525 | 0.38525 | 0.38525 | 0.38525 | 0.38525 | 0.38525 | 1956.4969 | 3311.6808 | 0.00054902 | 22948.4882 | 13003.1242 | 129.326 | 218.6069 | 5268.1777 | 347.9329 | 4920.2448 | -8082.8795 | FALSE
| 60444936 | PLD006 | PLD | 22KV | 203.86 | 11 | 42177.4532 | 8.333% | Single phase | 44.74 | 0.0024731 | 0.0027103 | 0.0029711 | 0.0032581 | 0.0035738 | 0.0039213 | 0.0043037 | 0.0047247 | 0.0051882 | 0.0056985 | 0.0062606 | 0.0066815 | 0.0066815 | 0.0066815 | 0.0066815 | 0.0066815 | 0.0066815 | 0.0066815 | 0.0066815 | 0.0066815 | 0.38825 | 0.38767 | 0.38917 | 0.38833 | 0.38567 | 0.38467 | 0.38642 | 0.38808 | 0.38525 | 0.38525 | 0.38525 | 0.38525 | 0.38525 | 0.38525 | 0.38525 | 0.38525 | 0.38525 | 0.38525 | 0.38525 | 0.38525 | 1168.3726 | 785.6565 | 0.00021821 | 9120.6964 | 5167.9896 | 51.3996 | 34.5312 | 1954.0291 | 85.9308 | 1868.0983 | -3299.8913 | FALSE
| 60444944 | PLD006 | PLD | 22KV | 1051.36 | 11 | 42177.4532 | 8.333% | Single phase | 44.74 | 0.0079105 | 0.0087906 | 0.0097736 | 0.010872 | 0.0121 | 0.013472 | 0.015007 | 0.016724 | 0.018646 | 0.020796 | 0.023202 | 0.025897 | 0.028914 | 0.032294 | 0.034458 | 0.034458 | 0.034458 | 0.034458 | 0.034458 | 0.034458 | 0.38825 | 0.38767 | 0.38917 | 0.38833 | 0.38567 | 0.38467 | 0.38642 | 0.38808 | 0.38525 | 0.38525 | 0.38525 | 0.38525 | 0.38525 | 0.38525 | 0.38525 | 0.38525 | 0.38525 | 0.38525 | 0.38525 | 0.38525 | 4851.8994 | 16831.5922 | 0.0011253 | 47037.8464 | 26652.6908 | 265.0814 | 918.4396 | 21683.4917 | 1183.5209 | 20499.9707 | -6152.7201 | FALSE
| 60444945 | PLD006 | PLD | 22KV | 360.15 | 11 | 42177.4532 | 8.333% | Single phase | 44.74 | 0.0027098 | 0.0030113 | 0.003348 | 0.0037243 | 0.0041449 | 0.0046151 | 0.0051409 | 0.0057291 | 0.0063872 | 0.0071237 | 0.0079481 | 0.0088711 | 0.0099048 | 0.011063 | 0.011804 | 0.011804 | 0.011804 | 0.011804 | 0.011804 | 0.011804 | 0.38825 | 0.38767 | 0.38917 | 0.38833 | 0.38567 | 0.38467 | 0.38642 | 0.38808 | 0.38525 | 0.38525 | 0.38525 | 0.38525 | 0.38525 | 0.38525 | 0.38525 | 0.38525 | 0.38525 | 0.38525 | 0.38525 | 0.38525 | 1662.0488 | 1975.1002 | 0.00038549 | 16113.111 | 9130.0474 | 90.8053 | 107.7741 | 3637.149 | 198.5794 | 3438.5696 | -5691.4778 | FALSE
| 60444946 | PLD006 | PLD | 22KV | 577.3 | 11 | 42177.4532 | 8.333% | Single phase | 44.74 | 0.0043437 | 0.0048269 | 0.0053667 | 0.0059698 | 0.006644 | 0.0073977 | 0.0082406 | 0.0091834 | 0.010238 | 0.011419 | 0.01274 | 0.01422 | 0.015877 | 0.017733 | 0.018921 | 0.018921 | 0.018921 | 0.018921 | 0.018921 | 0.018921 | 0.38825 | 0.38767 | 0.38917 | 0.38833 | 0.38567 | 0.38467 | 0.38642 | 0.38808 | 0.38525 | 0.38525 | 0.38525 | 0.38525 | 0.38525 | 0.38525 | 0.38525 | 0.38525 | 0.38525 | 0.38525 | 0.38525 | 0.38525 | 2664.1698 | 5074.8758 | 0.00061792 | 25828.402 | 14634.9475 | 145.5557 | 276.9178 | 7739.0456 | 422.4735 | 7316.5721 | -7318.3754 | FALSE
| 60444951 | PLD006 | PLD | 22KV | 1722.95 | 11 | 42177.4532 | 8.333% | Single phase | 44.74 | 0.022165 | 0.024311 | 0.026674 | 0.029275 | 0.03214 | 0.035294 | 0.038769 | 0.042597 | 0.046815 | 0.051463 | 0.056469 | 0.056469 | 0.056469 | 0.056469 | 0.056469 | 0.056469 | 0.056469 | 0.056469 | 0.056469 | 0.056469 | 0.38825 | 0.38767 | 0.38917 | 0.38833 | 0.38567 | 0.38467 | 0.38642 | 0.38808 | 0.38525 | 0.38525 | 0.38525 | 0.38525 | 0.38525 | 0.38525 | 0.38525 | 0.38525 | 0.38525 | 0.38525 | 0.38525 | 0.38525 | 10201.3205 | 57973.1481 | 0.0018442 | 77084.783 | 43677.9539 | 434.4106 | 2466.5677 | 68174.4686 | 2900.9783 | 65273.4903 | 21595.5363 | TRUE
| 60444959 | PLD006 | PLD | 22KV | 821.41 | 11 | 42177.4532 | 8.333% | Three phase | 97.13 | 0.0056167 | 0.006181 | 0.006805 | 0.0074952 | 0.008259 | 0.0091043 | 0.01004 | 0.011076 | 0.012223 | 0.013494 | 0.014902 | 0.016463 | 0.018192 | 0.02011 | 0.022235 | 0.024592 | 0.026922 | 0.026922 | 0.026922 | 0.026922 | 0.38825 | 0.38767 | 0.38917 | 0.38833 | 0.38567 | 0.38467 | 0.38642 | 0.38808 | 0.38525 | 0.38525 | 0.38525 | 0.38525 | 0.38525 | 0.38525 | 0.38525 | 0.38525 | 0.38525 | 0.38525 | 0.38525 | 0.38525 | 3355.3997 | 19743.615 | 0.00087921 | 79783.5533 | 45207.1373 | 207.1036 | 1217.0967 | 23099.0147 | 1424.2003 | 21674.8144 | -23532.3229 | FALSE
| 60444960 | PLD006 | PLD | 22KV | 181.82 | 11 | 42177.4532 | 8.333% | Three phase | 97.13 | 0.0012433 | 0.0013682 | 0.0015063 | 0.0016591 | 0.0018281 | 0.0020152 | 0.0022224 | 0.0024517 | 0.0027057 | 0.002987 | 0.0032987 | 0.0036441 | 0.0040269 | 0.0044513 | 0.0049218 | 0.0054436 | 0.0059591 | 0.0059591 | 0.0059591 | 0.0059591 | 0.38825 | 0.38767 | 0.38917 | 0.38833 | 0.38567 | 0.38467 | 0.38642 | 0.38808 | 0.38525 | 0.38525 | 0.38525 | 0.38525 | 0.38525 | 0.38525 | 0.38525 | 0.38525 | 0.38525 | 0.38525 | 0.38525 | 0.38525 | 742.7214 | 967.3642 | 0.00019461 | 17660.1766 | 10006.6492 | 45.8426 | 59.6332 | 1710.0856 | 105.4759 | 1604.6097 | -8402.0395 | FALSE
| 60444961 | PLD006 | PLD | 22KV | 279.88 | 11 | 42177.4532 | 8.333% | Three phase | 97.13 | 0.0036239 | 0.0039879 | 0.0043899 | 0.004834 | 0.0053246 | 0.0058669 | 0.0064662 | 0.0071287 | 0.0078613 | 0.0086714 | 0.009173 | 0.009173 | 0.009173 | 0.009173 | 0.009173 | 0.009173 | 0.009173 | 0.009173 | 0.009173 | 0.009173 | 0.38825 | 0.38767 | 0.38917 | 0.38833 | 0.38567 | 0.38467 | 0.38642 | 0.38808 | 0.38525 | 0.38525 | 0.38525 | 0.38525 | 0.38525 | 0.38525 | 0.38525 | 0.38525 | 0.38525 | 0.38525 | 0.38525 | 0.38525 | 1674.946 | 3356.7826 | 0.00029957 | 27184.7444 | 15403.4813 | 70.5667 | 141.3022 | 5031.7286 | 211.8688 | 4819.8598 | -10583.6215 | FALSE
| 60444962 | PLD006 | PLD | 22KV | 47.97 | 11 | 42177.4532 | 8.333% | Three phase | 97.13 | 0.00062112 | 0.0006835 | 0.0007524 | 0.00082852 | 0.00091261 | 0.0010055 | 0.0011083 | 0.0012218 | 0.0013474 | 0.0014862 | 0.0015722 | 0.0015722 | 0.0015722 | 0.0015722 | 0.0015722 | 0.0015722 | 0.0015722 | 0.0015722 | 0.0015722 | 0.0015722 | 0.38825 | 0.38767 | 0.38917 | 0.38833 | 0.38567 | 0.38467 | 0.38642 | 0.38808 | 0.38525 | 0.38525 | 0.38525 | 0.38525 | 0.38525 | 0.38525 | 0.38525 | 0.38525 | 0.38525 | 0.38525 | 0.38525 | 0.38525 | 287.0772 | 98.6095 | 5.1346e-05 | 4659.3261 | 2640.0779 | 12.0948 | 4.1509 | 385.6867 | 16.2457 | 369.441 | -2270.6369 | FALSE
| 60444972 | PLD006 | PLD | 22KV | 158.84 | 11 | 42177.4532 | 8.333% | Three phase | 97.13 | 0.0020637 | 0.0022749 | 0.0025086 | 0.0027672 | 0.0030534 | 0.0033703 | 0.0037212 | 0.0041098 | 0.0045403 | 0.0050171 | 0.0052059 | 0.0052059 | 0.0052059 | 0.0052059 | 0.0052059 | 0.0052059 | 0.0052059 | 0.0052059 | 0.0052059 | 0.0052059 | 0.38825 | 0.38767 | 0.38917 | 0.38833 | 0.38567 | 0.38467 | 0.38642 | 0.38808 | 0.38525 | 0.38525 | 0.38525 | 0.38525 | 0.38525 | 0.38525 | 0.38525 | 0.38525 | 0.38525 | 0.38525 | 0.38525 | 0.38525 | 956.0222 | 1087.3664 | 0.00017002 | 15428.1292 | 8741.9214 | 40.0486 | 45.5119 | 2043.3886 | 85.5605 | 1957.8281 | -6784.0934 | FALSE
| 60455884 | TRG011 | TRG | 22KV | 3178.5 | 0 | 45911.034 | 100% | Three phase | 97.13 | 0.030366 | 0.032584 | 0.034972 | 0.037541 | 0.040308 | 0.043287 | 0.046496 | 0.049951 | 0.053673 | 0.057682 | 0.062001 | 0.066655 | 0.071669 | 0.077073 | 0.082897 | 0.089174 | 0.095941 | 0.10324 | 0.10417 | 0.10417 | 1.389 | 1.406 | 1.443 | 1.452 | 1.459 | 1.473 | 1.51 | 1.543 | 1.525 | 1.525 | 1.525 | 1.525 | 1.525 | 1.525 | 1.525 | 1.525 | 1.525 | 1.525 | 1.525 | 1.525 | 59375.8197 | 318263.8804 | 0.0034022 | 308727.705 | 174931.9899 | 3368.482 | 18224.2445 | 377639.7001 | 21592.7266 | 356046.9735 | 181114.9836 | TRUE
| 60455898 | TRG011 | TRG | 22KV | 172.71 | 0 | 45911.034 | 100% | Three phase | 97.13 | 0.00165 | 0.0017705 | 0.0019002 | 0.0020399 | 0.0021902 | 0.0023521 | 0.0025264 | 0.0027142 | 0.0029164 | 0.0031343 | 0.0033689 | 0.0036218 | 0.0038943 | 0.0041879 | 0.0045044 | 0.0048455 | 0.0052131 | 0.0056095 | 0.0056605 | 0.0056605 | 1.389 | 1.406 | 1.443 | 1.452 | 1.459 | 1.473 | 1.51 | 1.543 | 1.525 | 1.525 | 1.525 | 1.525 | 1.525 | 1.525 | 1.525 | 1.525 | 1.525 | 1.525 | 1.525 | 1.525 | 3226.301 | 939.6755 | 0.00018486 | 16775.3223 | 9505.271 | 183.033 | 53.8072 | 4165.9765 | 236.8402 | 3929.1363 | -5576.1347 | FALSE
| 60455904 | TRG011 | TRG | 22KV | 35.63 | 0 | 45911.034 | 100% | Three phase | 97.13 | 0.00034433 | 0.00037723 | 0.00041342 | 0.00045323 | 0.00049704 | 0.00054525 | 0.00059833 | 0.00065676 | 0.0007211 | 0.00079197 | 0.00087002 | 0.00095602 | 0.0010508 | 0.0011552 | 0.0011678 | 0.0011678 | 0.0011678 | 0.0011678 | 0.0011678 | 0.0011678 | 1.389 | 1.406 | 1.443 | 1.452 | 1.459 | 1.473 | 1.51 | 1.543 | 1.525 | 1.525 | 1.525 | 1.525 | 1.525 | 1.525 | 1.525 | 1.525 | 1.525 | 1.525 | 1.525 | 1.525 | 762.4704 | 45.767 | 3.8137e-05 | 3460.7419 | 1960.9334 | 37.7596 | 2.29 | 808.2374 | 40.0496 | 768.1877 | -1192.7457 | FALSE
| 60455905 | TRG011 | TRG | 22KV | 265.85 | 0 | 45911.034 | 100% | Three phase | 97.13 | 0.0025692 | 0.0028147 | 0.0030847 | 0.0033817 | 0.0037086 | 0.0040683 | 0.0044644 | 0.0049003 | 0.0053804 | 0.0059092 | 0.0064916 | 0.0071333 | 0.0078403 | 0.0086194 | 0.0087132 | 0.0087132 | 0.0087132 | 0.0087132 | 0.0087132 | 0.0087132 | 1.389 | 1.406 | 1.443 | 1.452 | 1.459 | 1.473 | 1.51 | 1.543 | 1.525 | 1.525 | 1.525 | 1.525 | 1.525 | 1.525 | 1.525 | 1.525 | 1.525 | 1.525 | 1.525 | 1.525 | 5689.1037 | 2547.9667 | 0.00028456 | 25822.0105 | 14631.3259 | 281.7401 | 127.4907 | 8237.0704 | 409.2308 | 7827.8396 | -6803.4863 | FALSE
| 60455906 | TRG011 | TRG | 22KV | 89.95 | 0 | 45911.034 | 100% | Three phase | 97.13 | 0.00086928 | 0.00095234 | 0.0010437 | 0.0011442 | 0.0012548 | 0.0013765 | 0.0015105 | 0.001658 | 0.0018205 | 0.0019994 | 0.0021964 | 0.0024135 | 0.0026527 | 0.0029164 | 0.0029481 | 0.0029481 | 0.0029481 | 0.0029481 | 0.0029481 | 0.0029481 | 1.389 | 1.406 | 1.443 | 1.452 | 1.459 | 1.473 | 1.51 | 1.543 | 1.525 | 1.525 | 1.525 | 1.525 | 1.525 | 1.525 | 1.525 | 1.525 | 1.525 | 1.525 | 1.525 | 1.525 | 1924.9008 | 291.6908 | 9.628e-05 | 8736.8435 | 4950.49 | 95.3264 | 14.5951 | 2216.5916 | 109.9215 | 2106.6701 | -2843.8199 | FALSE
| 60455908 | TRG011 | TRG | 22KV | 1880.2 | 0 | 45911.034 | 100% | Three phase | 97.13 | 0.023255 | 0.025005 | 0.026893 | 0.028929 | 0.031125 | 0.033493 | 0.036048 | 0.038805 | 0.04178 | 0.04499 | 0.048455 | 0.052194 | 0.056231 | 0.060588 | 0.061623 | 0.061623 | 0.061623 | 0.061623 | 0.061623 | 0.061623 | 1.389 | 1.406 | 1.443 | 1.452 | 1.459 | 1.473 | 1.51 | 1.543 | 1.525 | 1.525 | 1.525 | 1.525 | 1.525 | 1.525 | 1.525 | 1.525 | 1.525 | 1.525 | 1.525 | 1.525 | 43073.8385 | 136680.6838 | 0.0020125 | 182623.826 | 103478.725 | 1992.5814 | 6376.9528 | 179754.5224 | 8369.5341 | 171384.9882 | 67906.2632 | TRUE
| 60455913 | TRG011 | TRG | 22KV | 791.7 | 0 | 45911.034 | 100% | Single phase | 44.74 | 0.0082376 | 0.0088934 | 0.0096037 | 0.010373 | 0.011207 | 0.01211 | 0.013089 | 0.01415 | 0.0153 | 0.016547 | 0.017898 | 0.019364 | 0.020953 | 0.022677 | 0.024547 | 0.025948 | 0.025948 | 0.025948 | 0.025948 | 0.025948 | 1.389 | 1.406 | 1.443 | 1.452 | 1.459 | 1.473 | 1.51 | 1.543 | 1.525 | 1.525 | 1.525 | 1.525 | 1.525 | 1.525 | 1.525 | 1.525 | 1.525 | 1.525 | 1.525 | 1.525 | 16477.1898 | 10131.7232 | 0.00084741 | 35420.658 | 20070.1333 | 839.0207 | 520.7976 | 26608.913 | 1359.8183 | 25249.0947 | 5178.9615 | TRUE
| 60455936 | TRG011 | TRG | 22KV | 49.31 | 0 | 45911.034 | 100% | Three phase | 97.13 | 0.00046884 | 0.00051518 | 0.0005663 | 0.00062272 | 0.00068501 | 0.00075378 | 0.00082972 | 0.0009136 | 0.0010063 | 0.0011086 | 0.0012218 | 0.0013468 | 0.0014851 | 0.0016161 | 0.0016161 | 0.0016161 | 0.0016161 | 0.0016161 | 0.0016161 | 0.0016161 | 1.389 | 1.406 | 1.443 | 1.452 | 1.459 | 1.473 | 1.51 | 1.543 | 1.525 | 1.525 | 1.525 | 1.525 | 1.525 | 1.525 | 1.525 | 1.525 | 1.525 | 1.525 | 1.525 | 1.525 | 1059.055 | 87.9623 | 5.278e-05 | 4789.4803 | 2713.8262 | 52.2573 | 4.3861 | 1147.0173 | 56.6434 | 1090.3739 | -1623.4522 | FALSE
| 60455973 | TRG011 | TRG | 22KV | 33.2 | 0 | 45911.034 | 100% | Single phase | 44.74 | 0.00037752 | 0.00040759 | 0.00044015 | 0.00047542 | 0.00051363 | 0.00055503 | 0.00059988 | 0.00064849 | 0.00070118 | 0.00075828 | 0.00082019 | 0.00088731 | 0.00096008 | 0.001039 | 0.0010881 | 0.0010881 | 0.0010881 | 0.0010881 | 0.0010881 | 0.0010881 | 1.389 | 1.406 | 1.443 | 1.452 | 1.459 | 1.473 | 1.51 | 1.543 | 1.525 | 1.525 | 1.525 | 1.525 | 1.525 | 1.525 | 1.525 | 1.525 | 1.525 | 1.525 | 1.525 | 1.525 | 734.1506 | 18.9374 | 3.5536e-05 | 1485.368 | 841.6426 | 35.1844 | 0.91585 | 753.088 | 36.1002 | 716.9878 | -124.6548 | FALSE
| 60455974 | TRG011 | TRG | 22KV | 944.33 | 0 | 45911.034 | 100% | Single phase | 44.74 | 0.010738 | 0.011593 | 0.012519 | 0.013523 | 0.014609 | 0.015787 | 0.017063 | 0.018445 | 0.019944 | 0.021568 | 0.023329 | 0.025238 | 0.027308 | 0.029553 | 0.03095 | 0.03095 | 0.03095 | 0.03095 | 0.03095 | 0.03095 | 1.389 | 1.406 | 1.443 | 1.452 | 1.459 | 1.473 | 1.51 | 1.543 | 1.525 | 1.525 | 1.525 | 1.525 | 1.525 | 1.525 | 1.525 | 1.525 | 1.525 | 1.525 | 1.525 | 1.525 | 20881.9412 | 15321.1706 | 0.0010108 | 42249.3242 | 23939.4076 | 1000.7735 | 740.9609 | 36203.1117 | 1741.7344 | 34461.3774 | 10521.9698 | TRUE
| 60455983 | TRG011 | TRG | 22KV | 384.54 | 0 | 45911.034 | 100% | Single phase | 44.74 | 0.0033537 | 0.0036204 | 0.0039093 | 0.0042224 | 0.0045616 | 0.0049293 | 0.0053278 | 0.0057599 | 0.0062283 | 0.0067363 | 0.0072872 | 0.0078847 | 0.0085329 | 0.0092361 | 0.009999 | 0.010827 | 0.011725 | 0.012603 | 0.012603 | 0.012603 | 1.389 | 1.406 | 1.443 | 1.452 | 1.459 | 1.473 | 1.51 | 1.543 | 1.525 | 1.525 | 1.525 | 1.525 | 1.525 | 1.525 | 1.525 | 1.525 | 1.525 | 1.525 | 1.525 | 1.525 | 6992.1218 | 2087.2066 | 0.0004116 | 17204.3196 | 9748.3505 | 407.5243 | 122.8657 | 9079.3284 | 530.39 | 8548.9384 | -1199.4121 | FALSE
| 60455986 | TRG011 | TRG | 22KV | 899.16 | 0 | 45911.034 | 100% | Three phase | 97.13 | 0.0083296 | 0.0089347 | 0.0095858 | 0.010286 | 0.01104 | 0.011852 | 0.012726 | 0.013667 | 0.01468 | 0.01577 | 0.016945 | 0.018211 | 0.019574 | 0.021042 | 0.022624 | 0.024328 | 0.026165 | 0.028145 | 0.02947 | 0.02947 | 1.389 | 1.406 | 1.443 | 1.452 | 1.459 | 1.473 | 1.51 | 1.543 | 1.525 | 1.525 | 1.525 | 1.525 | 1.525 | 1.525 | 1.525 | 1.525 | 1.525 | 1.525 | 1.525 | 1.525 | 16302.636 | 24719.5724 | 0.00096243 | 87335.4108 | 49486.1878 | 952.9037 | 1458.4081 | 41022.2084 | 2411.3117 | 38610.8966 | -10875.2912 | FALSE
| 60456030 | TRG011 | TRG | 22KV | 166.64 | 0 | 45911.034 | 100% | Single phase | 44.74 | 0.0018949 | 0.0020458 | 0.0022092 | 0.0023863 | 0.002578 | 0.0027858 | 0.003011 | 0.003255 | 0.0035194 | 0.003806 | 0.0041168 | 0.0044536 | 0.0048189 | 0.005215 | 0.0054616 | 0.0054616 | 0.0054616 | 0.0054616 | 0.0054616 | 0.0054616 | 1.389 | 1.406 | 1.443 | 1.452 | 1.459 | 1.473 | 1.51 | 1.543 | 1.525 | 1.525 | 1.525 | 1.525 | 1.525 | 1.525 | 1.525 | 1.525 | 1.525 | 1.525 | 1.525 | 1.525 | 3684.9054 | 477.0928 | 0.00017837 | 7455.4736 | 4224.4373 | 176.6002 | 23.0731 | 4161.9982 | 199.6733 | 3962.3248 | -262.1125 | FALSE
| 60456033 | TRG011 | TRG | 22KV | 11.86 | 0 | 45911.034 | 100% | Three phase | 97.13 | 0.00014587 | 0.00015641 | 0.00016775 | 0.00017993 | 0.00019304 | 0.00020713 | 0.0002223 | 0.00023861 | 0.00025615 | 0.00027504 | 0.00029535 | 0.00031721 | 0.00034074 | 0.00036607 | 0.00038871 | 0.00038871 | 0.00038871 | 0.00038871 | 0.00038871 | 0.00038871 | 1.389 | 1.406 | 1.443 | 1.452 | 1.459 | 1.473 | 1.51 | 1.543 | 1.525 | 1.525 | 1.525 | 1.525 | 1.525 | 1.525 | 1.525 | 1.525 | 1.525 | 1.525 | 1.525 | 1.525 | 267.0241 | 5.3452 | 1.2695e-05 | 1151.9618 | 652.7272 | 12.5689 | 0.25373 | 272.3693 | 12.8226 | 259.5467 | -393.1805 | FALSE
| 60456051 | TRG011 | TRG | 22KV | 660.98 | 0 | 45911.034 | 100% | Three phase | 97.13 | 0.0062847 | 0.0069057 | 0.007591 | 0.0083474 | 0.0091823 | 0.010104 | 0.011122 | 0.012246 | 0.013488 | 0.014861 | 0.016378 | 0.018054 | 0.019907 | 0.021663 | 0.021663 | 0.021663 | 0.021663 | 0.021663 | 0.021663 | 0.021663 | 1.389 | 1.406 | 1.443 | 1.452 | 1.459 | 1.473 | 1.51 | 1.543 | 1.525 | 1.525 | 1.525 | 1.525 | 1.525 | 1.525 | 1.525 | 1.525 | 1.525 | 1.525 | 1.525 | 1.525 | 14196.1914 | 15805.3108 | 0.00070749 | 64200.9874 | 36377.7086 | 700.4874 | 788.1007 | 30001.5021 | 1488.5882 | 28512.914 | -7864.7946 | FALSE
| 60456062 | TRG011 | TRG | 22KV | 942.01 | 0 | 45911.034 | 100% | Single phase | 44.74 | 0.0087266 | 0.0093605 | 0.010043 | 0.010777 | 0.011567 | 0.012417 | 0.013332 | 0.014318 | 0.015379 | 0.016522 | 0.017753 | 0.019078 | 0.020506 | 0.022045 | 0.023702 | 0.025488 | 0.027412 | 0.029486 | 0.030874 | 0.030874 | 1.389 | 1.406 | 1.443 | 1.452 | 1.459 | 1.473 | 1.51 | 1.543 | 1.525 | 1.525 | 1.525 | 1.525 | 1.525 | 1.525 | 1.525 | 1.525 | 1.525 | 1.525 | 1.525 | 1.525 | 17079.5477 | 12497.4271 | 0.0010083 | 42145.5274 | 23880.594 | 998.3148 | 737.3246 | 29576.9749 | 1735.6394 | 27841.3354 | 3960.7415 | TRUE
| 60456063 | TRG011 | TRG | 22KV | 401.68 | 0 | 45911.034 | 100% | Three phase | 97.13 | 0.0052766 | 0.005849 | 0.0064861 | 0.0071951 | 0.0079846 | 0.0088637 | 0.0098428 | 0.010934 | 0.012149 | 0.013165 | 0.013165 | 0.013165 | 0.013165 | 0.013165 | 0.013165 | 0.013165 | 0.013165 | 0.013165 | 0.013165 | 0.013165 | 1.389 | 1.406 | 1.443 | 1.452 | 1.459 | 1.473 | 1.51 | 1.543 | 1.525 | 1.525 | 1.525 | 1.525 | 1.525 | 1.525 | 1.525 | 1.525 | 1.525 | 1.525 | 1.525 | 1.525 | 10435.4824 | 7073.9062 | 0.00042995 | 39015.1784 | 22106.8686 | 425.6888 | 291.0486 | 17509.3886 | 716.7374 | 16792.6512 | -5314.2174 | FALSE
| 60456065 | TRG011 | TRG | 22KV | 470.21 | 0 | 45911.034 | 100% | Three phase | 97.13 | 0.0043643 | 0.0046858 | 0.0050322 | 0.0054053 | 0.0058073 | 0.0062404 | 0.0067071 | 0.0072101 | 0.0077523 | 0.0083368 | 0.0089668 | 0.0096462 | 0.010379 | 0.011169 | 0.012021 | 0.01294 | 0.013931 | 0.015 | 0.015411 | 0.015411 | 1.389 | 1.406 | 1.443 | 1.452 | 1.459 | 1.473 | 1.51 | 1.543 | 1.525 | 1.525 | 1.525 | 1.525 | 1.525 | 1.525 | 1.525 | 1.525 | 1.525 | 1.525 | 1.525 | 1.525 | 8610.952 | 6827.3956 | 0.0005033 | 45671.4973 | 25878.487 | 498.3149 | 398.8309 | 15438.3476 | 897.1458 | 14541.2018 | -11337.2852 | FALSE
| 60456084 | TRG022 | TRG | 22KV | 73.59 | 28 | 45911.034 | 3.448% | Single phase | 44.74 | 0.0007657 | 0.00082666 | 0.00089268 | 0.00096421 | 0.0010417 | 0.0011257 | 0.0012166 | 0.0013153 | 0.0014222 | 0.001538 | 0.0016637 | 0.0017999 | 0.0019476 | 0.0021079 | 0.0022817 | 0.0024119 | 0.0024119 | 0.0024119 | 0.0024119 | 0.0024119 | 0.17445 | 0.17714 | 0.18062 | 0.18245 | 0.18269 | 0.18459 | 0.1889 | 0.19221 | 0.191 | 0.191 | 0.191 | 0.191 | 0.191 | 0.191 | 0.191 | 0.191 | 0.191 | 0.191 | 0.191 | 0.191 | 191.8417 | 87.5386 | 7.8768e-05 | 3292.4166 | 1865.5565 | 9.7712 | 4.4997 | 279.3803 | 14.2709 | 265.1094 | -1600.4471 | FALSE
| 60456091 | TRG022 | TRG | 22KV | 70.48 | 28 | 45911.034 | 3.448% | Covered | 390 | 0.00087519 | 0.00094296 | 0.0010162 | 0.0010953 | 0.0011809 | 0.0012733 | 0.0013733 | 0.0014813 | 0.0015982 | 0.0017246 | 0.0018613 | 0.0020091 | 0.002169 | 0.00231 | 0.00231 | 0.00231 | 0.00231 | 0.00231 | 0.00231 | 0.00231 | 0.17445 | 0.17714 | 0.18062 | 0.18245 | 0.18269 | 0.18459 | 0.1889 | 0.19221 | 0.191 | 0.191 | 0.191 | 0.191 | 0.191 | 0.191 | 0.191 | 0.191 | 0.191 | 0.191 | 0.191 | 0.191 | 204.62 | 780.1662 | 7.5439e-05 | 27487.2 | 15574.8594 | 9.3582 | 35.9789 | 984.7863 | 45.3371 | 939.4491 | -14635.4103 | FALSE
| 60456097 | TRG022 | TRG | 22KV | 1372.11 | 28 | 45911.034 | 3.448% | Covered | 390 | 0.017057 | 0.018416 | 0.019887 | 0.021481 | 0.023208 | 0.025078 | 0.027104 | 0.0293 | 0.031679 | 0.034258 | 0.037053 | 0.040083 | 0.043369 | 0.044971 | 0.044971 | 0.044971 | 0.044971 | 0.044971 | 0.044971 | 0.044971 | 0.17445 | 0.17714 | 0.18062 | 0.18245 | 0.18269 | 0.18459 | 0.1889 | 0.19221 | 0.191 | 0.191 | 0.191 | 0.191 | 0.191 | 0.191 | 0.191 | 0.191 | 0.191 | 0.191 | 0.191 | 0.191 | 4020.6872 | 298428.528 | 0.0014687 | 535122.9 | 303212.5469 | 182.1864 | 13636.2257 | 302449.2152 | 13818.4121 | 288630.8031 | -14581.7438 | FALSE
| 60456098 | TRG022 | TRG | 22KV | 620.85 | 28 | 45911.034 | 3.448% | Three phase | 97.13 | 0.0042874 | 0.0046409 | 0.005025 | 0.0054425 | 0.0058965 | 0.0063901 | 0.006927 | 0.007511 | 0.0081463 | 0.0088376 | 0.0095899 | 0.010409 | 0.0113 | 0.01227 | 0.013327 | 0.014477 | 0.01573 | 0.017095 | 0.018582 | 0.020201 | 0.17445 | 0.17714 | 0.18062 | 0.18245 | 0.18269 | 0.18459 | 0.1889 | 0.19221 | 0.191 | 0.191 | 0.191 | 0.191 | 0.191 | 0.191 | 0.191 | 0.191 | 0.191 | 0.191 | 0.191 | 0.191 | 1178.5645 | 9839.6301 | 0.00066454 | 60303.1605 | 34169.1131 | 82.4354 | 695.31 | 11018.1946 | 777.7454 | 10240.4492 | -23928.6639 | FALSE
| 60456099 | TRG022 | TRG | 22KV | 193.21 | 28 | 45911.034 | 3.448% | Three phase | 97.13 | 0.0013343 | 0.0014442 | 0.0015638 | 0.0016937 | 0.001835 | 0.0019886 | 0.0021557 | 0.0023374 | 0.0025352 | 0.0027503 | 0.0029844 | 0.0032392 | 0.0035166 | 0.0038185 | 0.0041473 | 0.0045053 | 0.0048952 | 0.00532 | 0.0057826 | 0.0062867 | 0.17445 | 0.17714 | 0.18062 | 0.18245 | 0.18269 | 0.18459 | 0.1889 | 0.19221 | 0.191 | 0.191 | 0.191 | 0.191 | 0.191 | 0.191 | 0.191 | 0.191 | 0.191 | 0.191 | 0.191 | 0.191 | 366.7721 | 952.9379 | 0.00020681 | 18766.4873 | 10633.5094 | 25.6541 | 67.3386 | 1319.71 | 92.9927 | 1226.7173 | -9406.7922 | FALSE
| 60456109 | TRG022 | TRG | 22KV | 347.92 | 28 | 45911.034 | 3.448% | Three phase | 97.13 | 0.0033081 | 0.003635 | 0.0039957 | 0.0043938 | 0.0048333 | 0.0053185 | 0.0058543 | 0.0064461 | 0.0070999 | 0.0078223 | 0.0086207 | 0.009503 | 0.010478 | 0.011403 | 0.011403 | 0.011403 | 0.011403 | 0.011403 | 0.011403 | 0.011403 | 0.17445 | 0.17714 | 0.18062 | 0.18245 | 0.18269 | 0.18459 | 0.1889 | 0.19221 | 0.191 | 0.191 | 0.191 | 0.191 | 0.191 | 0.191 | 0.191 | 0.191 | 0.191 | 0.191 | 0.191 | 0.191 | 935.9418 | 4379.1033 | 0.0003724 | 33793.4696 | 19148.1321 | 46.1962 | 218.3554 | 5315.0451 | 264.5516 | 5050.4935 | -14097.6386 | FALSE
| 60456121 | TRG022 | TRG | 22KV | 525.07 | 28 | 45911.034 | 3.448% | Three phase | 97.13 | 0.0050907 | 0.0055032 | 0.0059507 | 0.0064362 | 0.0069629 | 0.0075346 | 0.008155 | 0.0088284 | 0.0095595 | 0.010353 | 0.011215 | 0.012151 | 0.013168 | 0.014273 | 0.015473 | 0.016776 | 0.017209 | 0.017209 | 0.017209 | 0.017209 | 0.17445 | 0.17714 | 0.18062 | 0.18245 | 0.18269 | 0.18459 | 0.1889 | 0.19221 | 0.191 | 0.191 | 0.191 | 0.191 | 0.191 | 0.191 | 0.191 | 0.191 | 0.191 | 0.191 | 0.191 | 0.191 | 1311.2795 | 9265.5937 | 0.00056202 | 51000.0491 | 28897.7631 | 69.7179 | 497.3241 | 10576.8731 | 567.042 | 10009.8311 | -18887.932 | FALSE
| 60456122 | TRG022 | TRG | 22KV | 2407.93 | 28 | 45911.034 | 3.448% | Three phase | 97.13 | 0.029962 | 0.032316 | 0.034862 | 0.037617 | 0.040598 | 0.043823 | 0.047314 | 0.051092 | 0.055182 | 0.05961 | 0.064404 | 0.069595 | 0.075217 | 0.078919 | 0.078919 | 0.078919 | 0.078919 | 0.078919 | 0.078919 | 0.078919 | 0.17445 | 0.17714 | 0.18062 | 0.18245 | 0.18269 | 0.18459 | 0.1889 | 0.19221 | 0.191 | 0.191 | 0.191 | 0.191 | 0.191 | 0.191 | 0.191 | 0.191 | 0.191 | 0.191 | 0.191 | 0.191 | 7029.8345 | 228056.958 | 0.0025774 | 233882.2409 | 132522.8839 | 319.7208 | 10459.0639 | 235086.7925 | 10778.7847 | 224308.0078 | 91785.1239 | TRUE
| 60456159 | TRG022 | TRG | 22KV | 1029.43 | 28 | 45911.034 | 3.448% | Covered | 390 | 0.012809 | 0.013816 | 0.014904 | 0.016082 | 0.017356 | 0.018735 | 0.020227 | 0.021843 | 0.023591 | 0.025484 | 0.027534 | 0.029753 | 0.032156 | 0.033739 | 0.033739 | 0.033739 | 0.033739 | 0.033739 | 0.033739 | 0.033739 | 0.17445 | 0.17714 | 0.18062 | 0.18245 | 0.18269 | 0.18459 | 0.1889 | 0.19221 | 0.191 | 0.191 | 0.191 | 0.191 | 0.191 | 0.191 | 0.191 | 0.191 | 0.191 | 0.191 | 0.191 | 0.191 | 3005.3708 | 167363.3927 | 0.0011019 | 401477.7 | 227486.2017 | 136.6859 | 7675.5581 | 170368.7635 | 7812.244 | 162556.5195 | -64929.6821 | FALSE
| 60456164 | TRG022 | TRG | 22KV | 28.87 | 28 | 45911.034 | 3.448% | Three phase | 97.13 | 0.00027139 | 0.00029326 | 0.00031698 | 0.0003427 | 0.0003706 | 0.00040086 | 0.00043369 | 0.00046932 | 0.00050798 | 0.00054995 | 0.0005955 | 0.00064495 | 0.00069864 | 0.00075694 | 0.00082025 | 0.00088901 | 0.00094621 | 0.00094621 | 0.00094621 | 0.00094621 | 0.17445 | 0.17714 | 0.18062 | 0.18245 | 0.18269 | 0.18459 | 0.1889 | 0.19221 | 0.191 | 0.191 | 0.191 | 0.191 | 0.191 | 0.191 | 0.191 | 0.191 | 0.191 | 0.191 | 0.191 | 0.191 | 70.2689 | 27.2985 | 3.0901e-05 | 2804.1431 | 1588.8899 | 3.8333 | 1.5035 | 97.5674 | 5.3368 | 92.2306 | -1496.6593 | FALSE
| 60456165 | TRG022 | TRG | 22KV | 37.43 | 28 | 45911.034 | 3.448% | Three phase | 97.13 | 0.00035186 | 0.00038021 | 0.00041096 | 0.00044431 | 0.00048048 | 0.00051972 | 0.00056229 | 0.00060848 | 0.0006586 | 0.00071301 | 0.00077206 | 0.00083618 | 0.00090579 | 0.00098137 | 0.0010635 | 0.0011526 | 0.0012268 | 0.0012268 | 0.0012268 | 0.0012268 | 0.17445 | 0.17714 | 0.18062 | 0.18245 | 0.18269 | 0.18459 | 0.1889 | 0.19221 | 0.191 | 0.191 | 0.191 | 0.191 | 0.191 | 0.191 | 0.191 | 0.191 | 0.191 | 0.191 | 0.191 | 0.191 | 91.1038 | 45.8865 | 4.0064e-05 | 3635.5759 | 2059.9982 | 4.9699 | 2.5272 | 136.9903 | 7.4971 | 129.4932 | -1930.5051 | FALSE
| 60456172 | TRG022 | TRG | 22KV | 61.7 | 28 | 45911.034 | 3.448% | Single phase | 44.74 | 0.00042609 | 0.00046121 | 0.00049938 | 0.00054088 | 0.00058599 | 0.00063505 | 0.00068841 | 0.00074644 | 0.00080958 | 0.00087828 | 0.00095304 | 0.0010344 | 0.001123 | 0.0012194 | 0.0013244 | 0.0014387 | 0.0015633 | 0.0016989 | 0.0018466 | 0.0020076 | 0.17445 | 0.17714 | 0.18062 | 0.18245 | 0.18269 | 0.18459 | 0.1889 | 0.19221 | 0.191 | 0.191 | 0.191 | 0.191 | 0.191 | 0.191 | 0.191 | 0.191 | 0.191 | 0.191 | 0.191 | 0.191 | 117.1256 | 44.7629 | 6.6042e-05 | 2760.458 | 1564.137 | 8.1924 | 3.1631 | 161.8885 | 11.3556 | 150.533 | -1413.604 | FALSE
| 60456178 | TRG022 | TRG | 22KV | 218.48 | 28 | 45911.034 | 3.448% | Three phase | 97.13 | 0.0020773 | 0.0022826 | 0.0025091 | 0.0027591 | 0.0030351 | 0.0033398 | 0.0036763 | 0.0040479 | 0.0044585 | 0.0049121 | 0.0054134 | 0.0059675 | 0.0065801 | 0.0071606 | 0.0071606 | 0.0071606 | 0.0071606 | 0.0071606 | 0.0071606 | 0.0071606 | 0.17445 | 0.17714 | 0.18062 | 0.18245 | 0.18269 | 0.18459 | 0.1889 | 0.19221 | 0.191 | 0.191 | 0.191 | 0.191 | 0.191 | 0.191 | 0.191 | 0.191 | 0.191 | 0.191 | 0.191 | 0.191 | 587.7344 | 1726.8308 | 0.00023385 | 21220.9624 | 12024.2697 | 29.0094 | 86.105 | 2314.5652 | 115.1144 | 2199.4508 | -9824.8189 | FALSE
| 60456179 | TRG022 | TRG | 22KV | 118.56 | 28 | 45911.034 | 3.448% | Three phase | 97.13 | 0.0011273 | 0.0012387 | 0.0013616 | 0.0014973 | 0.001647 | 0.0018124 | 0.001995 | 0.0021966 | 0.0024194 | 0.0026656 | 0.0029376 | 0.0032383 | 0.0035707 | 0.0038858 | 0.0038858 | 0.0038858 | 0.0038858 | 0.0038858 | 0.0038858 | 0.0038858 | 0.17445 | 0.17714 | 0.18062 | 0.18245 | 0.18269 | 0.18459 | 0.1889 | 0.19221 | 0.191 | 0.191 | 0.191 | 0.191 | 0.191 | 0.191 | 0.191 | 0.191 | 0.191 | 0.191 | 0.191 | 0.191 | 318.939 | 508.5138 | 0.0001269 | 11515.7328 | 6525.0705 | 15.7422 | 25.356 | 827.4529 | 41.0982 | 786.3546 | -5738.7159 | FALSE
| 60456182 | TRG022 | TRG | 22KV | 496.12 | 28 | 45911.034 | 3.448% | Single phase | 44.74 | 0.0061482 | 0.0066175 | 0.0071242 | 0.0076711 | 0.0082616 | 0.0088993 | 0.0095879 | 0.010332 | 0.011135 | 0.012003 | 0.01294 | 0.013954 | 0.015048 | 0.016231 | 0.01626 | 0.01626 | 0.01626 | 0.01626 | 0.01626 | 0.01626 | 0.17445 | 0.17714 | 0.18062 | 0.18245 | 0.18269 | 0.18459 | 0.1889 | 0.19221 | 0.191 | 0.191 | 0.191 | 0.191 | 0.191 | 0.191 | 0.191 | 0.191 | 0.191 | 0.191 | 0.191 | 0.191 | 1432.4516 | 4410.4095 | 0.00053103 | 22196.4088 | 12576.9793 | 65.874 | 204.5131 | 5842.8611 | 270.3871 | 5572.474 | -7004.5053 | FALSE
| 60456193 | TRG022 | TRG | 22KV | 1980.15 | 28 | 45911.034 | 3.448% | Single phase | 44.74 | 0.024539 | 0.026412 | 0.028435 | 0.030618 | 0.032974 | 0.03552 | 0.038268 | 0.041237 | 0.044443 | 0.047907 | 0.051649 | 0.055692 | 0.060061 | 0.064783 | 0.064899 | 0.064899 | 0.064899 | 0.064899 | 0.064899 | 0.064899 | 0.17445 | 0.17714 | 0.18062 | 0.18245 | 0.18269 | 0.18459 | 0.1889 | 0.19221 | 0.191 | 0.191 | 0.191 | 0.191 | 0.191 | 0.191 | 0.191 | 0.191 | 0.191 | 0.191 | 0.191 | 0.191 | 5717.3044 | 70258.9451 | 0.0021195 | 88591.911 | 50198.1488 | 262.9209 | 3257.9459 | 75976.2496 | 3520.8669 | 72455.3827 | 22257.2339 | TRUE
| 60456194 | TRG022 | TRG | 22KV | 2228.3 | 28 | 45911.034 | 3.448% | Single phase | 44.74 | 0.027614 | 0.029722 | 0.031998 | 0.034454 | 0.037107 | 0.039971 | 0.043064 | 0.046404 | 0.050012 | 0.05391 | 0.058122 | 0.062672 | 0.067588 | 0.072902 | 0.073032 | 0.073032 | 0.073032 | 0.073032 | 0.073032 | 0.073032 | 0.17445 | 0.17714 | 0.18062 | 0.18245 | 0.18269 | 0.18459 | 0.1889 | 0.19221 | 0.191 | 0.191 | 0.191 | 0.191 | 0.191 | 0.191 | 0.191 | 0.191 | 0.191 | 0.191 | 0.191 | 0.191 | 6433.7901 | 88971.8796 | 0.0023851 | 99694.142 | 56488.92 | 295.8698 | 4125.675 | 95405.6697 | 4421.5449 | 90984.1248 | 34495.2048 | TRUE
| 60456203 | TRG022 | TRG | 22KV | 310.08 | 28 | 45911.034 | 3.448% | Three phase | 97.13 | 0.0024772 | 0.0026741 | 0.0028874 | 0.0031185 | 0.003369 | 0.0036406 | 0.003935 | 0.0042541 | 0.0046002 | 0.0049756 | 0.0053827 | 0.0058243 | 0.0063035 | 0.0068234 | 0.0073876 | 0.0079999 | 0.0086645 | 0.009386 | 0.010163 | 0.010163 | 0.17445 | 0.17714 | 0.18062 | 0.18245 | 0.18269 | 0.18459 | 0.1889 | 0.19221 | 0.191 | 0.191 | 0.191 | 0.191 | 0.191 | 0.191 | 0.191 | 0.191 | 0.191 | 0.191 | 0.191 | 0.191 | 655.1033 | 2732.6861 | 0.0003319 | 30118.0704 | 17065.5691 | 41.1719 | 173.4413 | 3387.7893 | 214.6132 | 3173.1761 | -13892.393 | FALSE
| 60456210 | TRG022 | TRG | 22KV | 1015 | 28 | 45911.034 | 3.448% | Single phase | 44.74 | 0.010238 | 0.011014 | 0.011851 | 0.012756 | 0.013732 | 0.014785 | 0.015923 | 0.017152 | 0.018478 | 0.019911 | 0.021459 | 0.023132 | 0.024939 | 0.026891 | 0.029001 | 0.031281 | 0.033266 | 0.033266 | 0.033266 | 0.033266 | 0.17445 | 0.17714 | 0.18062 | 0.18245 | 0.18269 | 0.18459 | 0.1889 | 0.19221 | 0.191 | 0.191 | 0.191 | 0.191 | 0.191 | 0.191 | 0.191 | 0.191 | 0.191 | 0.191 | 0.191 | 0.191 | 2529.3272 | 15920.0613 | 0.0010864 | 45411.1 | 25730.9401 | 134.77 | 856.0119 | 18449.3885 | 990.7818 | 17458.6067 | -8272.3334 | FALSE
| 60456213 | TRG022 | TRG | 22KV | 206.88 | 28 | 45911.034 | 3.448% | Covered | 390 | 0.0025638 | 0.0027595 | 0.0029708 | 0.0031988 | 0.0034451 | 0.003711 | 0.0039981 | 0.0043083 | 0.0046433 | 0.0050051 | 0.0053961 | 0.0058186 | 0.006275 | 0.0067683 | 0.0067804 | 0.0067804 | 0.0067804 | 0.0067804 | 0.0067804 | 0.0067804 | 0.17445 | 0.17714 | 0.18062 | 0.18245 | 0.18269 | 0.18459 | 0.1889 | 0.19221 | 0.191 | 0.191 | 0.191 | 0.191 | 0.191 | 0.191 | 0.191 | 0.191 | 0.191 | 0.191 | 0.191 | 0.191 | 597.3264 | 6685.1489 | 0.00022144 | 80683.2 | 45716.8971 | 27.4692 | 309.994 | 7282.4754 | 337.4632 | 6945.0122 | -38771.885 | FALSE
| 60456214 | TRG022 | TRG | 22KV | 202.58 | 28 | 45911.034 | 3.448% | Single phase | 44.74 | 0.0025208 | 0.0027188 | 0.002933 | 0.0031647 | 0.0034155 | 0.0036868 | 0.0039805 | 0.0042984 | 0.0046425 | 0.005015 | 0.0054183 | 0.0058551 | 0.006328 | 0.0066395 | 0.0066395 | 0.0066395 | 0.0066395 | 0.0066395 | 0.0066395 | 0.0066395 | 0.17445 | 0.17714 | 0.18062 | 0.18245 | 0.18269 | 0.18459 | 0.1889 | 0.19221 | 0.191 | 0.191 | 0.191 | 0.191 | 0.191 | 0.191 | 0.191 | 0.191 | 0.191 | 0.191 | 0.191 | 0.191 | 591.4225 | 743.5177 | 0.00021683 | 9063.4292 | 5135.5407 | 26.8982 | 34.0989 | 1334.9402 | 60.9972 | 1273.943 | -3861.5977 | FALSE
| 60456221 | TRG022 | TRG | 22KV | 1694.54 | 28 | 45911.034 | 3.448% | Covered | 390 | 0.021042 | 0.022671 | 0.024432 | 0.026335 | 0.028391 | 0.030614 | 0.033017 | 0.035616 | 0.038425 | 0.041464 | 0.04475 | 0.048304 | 0.052149 | 0.055538 | 0.055538 | 0.055538 | 0.055538 | 0.055538 | 0.055538 | 0.055538 | 0.17445 | 0.17714 | 0.18062 | 0.18245 | 0.18269 | 0.18459 | 0.1889 | 0.19221 | 0.191 | 0.191 | 0.191 | 0.191 | 0.191 | 0.191 | 0.191 | 0.191 | 0.191 | 0.191 | 0.191 | 0.191 | 4919.6489 | 450981.7764 | 0.0018138 | 660870.6 | 374463.9929 | 224.9981 | 20797.9232 | 455901.4253 | 21022.9213 | 434878.5039 | 60414.5111 | TRUE
| 60456227 | TRG022 | TRG | 22KV | 1647.68 | 28 | 45911.034 | 3.448% | Three phase | 97.13 | 0.014595 | 0.015662 | 0.01681 | 0.018046 | 0.019377 | 0.020811 | 0.022355 | 0.024018 | 0.025809 | 0.02774 | 0.02982 | 0.032061 | 0.034477 | 0.037081 | 0.039887 | 0.042913 | 0.046175 | 0.049693 | 0.053486 | 0.054002 | 0.17445 | 0.17714 | 0.18062 | 0.18245 | 0.18269 | 0.18459 | 0.1889 | 0.19221 | 0.191 | 0.191 | 0.191 | 0.191 | 0.191 | 0.191 | 0.191 | 0.191 | 0.191 | 0.191 | 0.191 | 0.191 | 3610.319 | 80078.0098 | 0.0017636 | 160039.1584 | 90681.7496 | 218.7761 | 4897.2339 | 83688.3288 | 5116.01 | 78572.3188 | -12109.4308 | FALSE
| 60456255 | TRG022 | TRG | 22KV | 861.33 | 28 | 45911.034 | 3.448% | Three phase | 97.13 | 0.0083509 | 0.0090276 | 0.0097616 | 0.010558 | 0.011422 | 0.01236 | 0.013378 | 0.014482 | 0.015682 | 0.016984 | 0.018398 | 0.019933 | 0.021601 | 0.023413 | 0.025381 | 0.02752 | 0.02823 | 0.02823 | 0.02823 | 0.02823 | 0.17445 | 0.17714 | 0.18062 | 0.18245 | 0.18269 | 0.18459 | 0.1889 | 0.19221 | 0.191 | 0.191 | 0.191 | 0.191 | 0.191 | 0.191 | 0.191 | 0.191 | 0.191 | 0.191 | 0.191 | 0.191 | 2151.0358 | 24933.1981 | 0.00092194 | 83660.9829 | 47404.1752 | 114.3659 | 1338.2716 | 27084.2338 | 1452.6375 | 25631.5963 | -21772.5789 | FALSE
| 60456256 | TRG022 | TRG | 22KV | 136.61 | 28 | 45911.034 | 3.448% | Covered | 390 | 0.0012255 | 0.0013234 | 0.0014296 | 0.0015446 | 0.0016693 | 0.0018045 | 0.0019512 | 0.0021102 | 0.0022826 | 0.0024697 | 0.0026726 | 0.0028928 | 0.0031318 | 0.0033911 | 0.0036725 | 0.003978 | 0.0043097 | 0.0044774 | 0.0044774 | 0.0044774 | 0.17445 | 0.17714 | 0.18062 | 0.18245 | 0.18269 | 0.18459 | 0.1889 | 0.19221 | 0.191 | 0.191 | 0.191 | 0.191 | 0.191 | 0.191 | 0.191 | 0.191 | 0.191 | 0.191 | 0.191 | 0.191 | 319.1086 | 2355.1782 | 0.00014622 | 53277.9 | 30188.4441 | 18.1388 | 135.1703 | 2674.2867 | 153.3091 | 2520.9776 | -27667.4665 | FALSE
| 60456257 | TRG022 | TRG | 22KV | 933.55 | 28 | 45911.034 | 3.448% | Three phase | 97.13 | 0.0048607 | 0.0052592 | 0.0056924 | 0.0061633 | 0.0066754 | 0.0072324 | 0.0078383 | 0.0084975 | 0.0092149 | 0.0099957 | 0.010846 | 0.011771 | 0.012779 | 0.013876 | 0.015071 | 0.016374 | 0.017792 | 0.019338 | 0.021023 | 0.02286 | 0.17445 | 0.17714 | 0.18062 | 0.18245 | 0.18269 | 0.18459 | 0.1889 | 0.19221 | 0.191 | 0.191 | 0.191 | 0.191 | 0.191 | 0.191 | 0.191 | 0.191 | 0.191 | 0.191 | 0.191 | 0.191 | 1333.48 | 16740.5206 | 0.00099924 | 90675.7115 | 51378.8766 | 123.9552 | 1572.1004 | 18074.0006 | 1696.0555 | 16377.945 | -35000.9315 | FALSE
| 60456266 | TRG022 | TRG | 22KV | 52.9 | 28 | 45911.034 | 3.448% | Three phase | 97.13 | 0.00055042 | 0.00059424 | 0.0006417 | 0.00069312 | 0.00074882 | 0.00080917 | 0.00087458 | 0.00094547 | 0.0010223 | 0.0011056 | 0.0011959 | 0.0012939 | 0.0014001 | 0.0015152 | 0.0016402 | 0.0017338 | 0.0017338 | 0.0017338 | 0.0017338 | 0.0017338 | 0.17445 | 0.17714 | 0.18062 | 0.18245 | 0.18269 | 0.18459 | 0.1889 | 0.19221 | 0.191 | 0.191 | 0.191 | 0.191 | 0.191 | 0.191 | 0.191 | 0.191 | 0.191 | 0.191 | 0.191 | 0.191 | 137.9049 | 98.2044 | 5.6622e-05 | 5138.177 | 2911.4055 | 7.024 | 5.048 | 236.1093 | 12.0719 | 224.0374 | -2687.3681 | FALSE
| 60456267 | TRG022 | TRG | 22KV | 1458.19 | 28 | 45911.034 | 3.448% | Three phase | 97.13 | 0.015172 | 0.01638 | 0.017689 | 0.019106 | 0.020641 | 0.022305 | 0.024108 | 0.026062 | 0.02818 | 0.030476 | 0.032966 | 0.035665 | 0.038593 | 0.041768 | 0.045212 | 0.047792 | 0.047792 | 0.047792 | 0.047792 | 0.047792 | 0.17445 | 0.17714 | 0.18062 | 0.18245 | 0.18269 | 0.18459 | 0.1889 | 0.19221 | 0.191 | 0.191 | 0.191 | 0.191 | 0.191 | 0.191 | 0.191 | 0.191 | 0.191 | 0.191 | 0.191 | 0.191 | 3801.3533 | 74618.6982 | 0.0015608 | 141633.9947 | 80252.9742 | 193.616 | 3835.6002 | 78420.0515 | 4029.2162 | 74390.8353 | -5862.1388 | FALSE
| 60456268 | TRG022 | TRG | 22KV | 1475 | 28 | 45911.034 | 3.448% | Three phase | 97.13 | 0.014092 | 0.015121 | 0.016229 | 0.017421 | 0.018705 | 0.020088 | 0.021577 | 0.02318 | 0.024907 | 0.026768 | 0.028772 | 0.030931 | 0.033258 | 0.035766 | 0.038469 | 0.041382 | 0.044522 | 0.047907 | 0.048343 | 0.048343 | 0.17445 | 0.17714 | 0.18062 | 0.18245 | 0.18269 | 0.18459 | 0.1889 | 0.19221 | 0.191 | 0.191 | 0.191 | 0.191 | 0.191 | 0.191 | 0.191 | 0.191 | 0.191 | 0.191 | 0.191 | 0.191 | 3451.3259 | 68537.2954 | 0.0015788 | 143266.75 | 81178.1297 | 195.848 | 3924.5435 | 71988.6213 | 4120.3914 | 67868.2299 | -13309.8998 | FALSE
| 60456272 | TRG022 | TRG | 22KV | 323.85 | 28 | 45911.034 | 3.448% | Covered | 390 | 0.0040133 | 0.0043197 | 0.0046504 | 0.0050074 | 0.0053929 | 0.0058092 | 0.0062587 | 0.0067442 | 0.0072686 | 0.0078351 | 0.0084471 | 0.0091084 | 0.0098229 | 0.010595 | 0.010614 | 0.010614 | 0.010614 | 0.010614 | 0.010614 | 0.010614 | 0.17445 | 0.17714 | 0.18062 | 0.18245 | 0.18269 | 0.18459 | 0.1889 | 0.19221 | 0.191 | 0.191 | 0.191 | 0.191 | 0.191 | 0.191 | 0.191 | 0.191 | 0.191 | 0.191 | 0.191 | 0.191 | 935.0549 | 16381.8096 | 0.00034664 | 126301.5 | 71565.2414 | 43.0002 | 759.6335 | 17316.8646 | 802.6338 | 16514.2308 | -55051.0106 | FALSE
| 60456309 | TRG022 | TRG | 22KV | 2492.92 | 28 | 45911.034 | 3.448% | Single phase | 44.74 | 0.019071 | 0.020552 | 0.022153 | 0.023886 | 0.02576 | 0.027788 | 0.029984 | 0.032359 | 0.034931 | 0.037716 | 0.040731 | 0.043995 | 0.047532 | 0.051362 | 0.055511 | 0.060006 | 0.064876 | 0.070154 | 0.075874 | 0.081705 | 0.17445 | 0.17714 | 0.18062 | 0.18245 | 0.18269 | 0.18459 | 0.1889 | 0.19221 | 0.191 | 0.191 | 0.191 | 0.191 | 0.191 | 0.191 | 0.191 | 0.191 | 0.191 | 0.191 | 0.191 | 0.191 | 4975.4851 | 76867.7959 | 0.0026683 | 111533.2408 | 63197.217 | 331.0056 | 5163.7401 | 81843.281 | 5494.7458 | 76348.5353 | 13151.3183 | TRUE
| 60456327 | TRG022 | TRG | 22KV | 12705.6 | 28 | 45911.034 | 3.448% | Three phase | 97.13 | 0.12139 | 0.13025 | 0.13979 | 0.15007 | 0.16113 | 0.17304 | 0.18586 | 0.19967 | 0.21455 | 0.23057 | 0.24784 | 0.26644 | 0.28649 | 0.30809 | 0.33137 | 0.35646 | 0.38351 | 0.41267 | 0.41642 | 0.41642 | 0.17445 | 0.17714 | 0.18062 | 0.18245 | 0.18269 | 0.18459 | 0.1889 | 0.19221 | 0.191 | 0.191 | 0.191 | 0.191 | 0.191 | 0.191 | 0.191 | 0.191 | 0.191 | 0.191 | 0.191 | 0.191 | 29729.6041 | 5085495.5589 | 0.0136 | 1234094.928 | 699265.657 | 1687.0277 | 291202.7419 | 5115225.163 | 292889.7697 | 4822335.3933 | 4123069.7363 | TRUE
| 60456328 | TRG022 | TRG | 22KV | 360.69 | 28 | 45911.034 | 3.448% | Three phase | 97.13 | 0.0034459 | 0.0036976 | 0.0039685 | 0.0042601 | 0.0045741 | 0.0049122 | 0.0052762 | 0.0056683 | 0.0060907 | 0.0065456 | 0.0070357 | 0.0075638 | 0.0081329 | 0.0087461 | 0.009407 | 0.010119 | 0.010887 | 0.011715 | 0.011822 | 0.011822 | 0.17445 | 0.17714 | 0.18062 | 0.18245 | 0.18269 | 0.18459 | 0.1889 | 0.19221 | 0.191 | 0.191 | 0.191 | 0.191 | 0.191 | 0.191 | 0.191 | 0.191 | 0.191 | 0.191 | 0.191 | 0.191 | 843.972 | 4098.3696 | 0.00038607 | 35033.8197 | 19850.9421 | 47.8918 | 234.6785 | 4942.3417 | 282.5703 | 4659.7714 | -15191.1707 | FALSE
| 60456339 | TRG022 | TRG | 22KV | 187.69 | 28 | 45911.034 | 3.448% | Single phase | 44.74 | 0.002326 | 0.0025035 | 0.0026952 | 0.0029021 | 0.0031255 | 0.0033667 | 0.0036273 | 0.0039086 | 0.0042126 | 0.0045409 | 0.0048956 | 0.0052788 | 0.005693 | 0.0061405 | 0.0061515 | 0.0061515 | 0.0061515 | 0.0061515 | 0.0061515 | 0.0061515 | 0.17445 | 0.17714 | 0.18062 | 0.18245 | 0.18269 | 0.18459 | 0.1889 | 0.19221 | 0.191 | 0.191 | 0.191 | 0.191 | 0.191 | 0.191 | 0.191 | 0.191 | 0.191 | 0.191 | 0.191 | 0.191 | 541.919 | 631.2301 | 0.0002009 | 8397.2506 | 4758.0691 | 24.9212 | 29.2705 | 1173.1491 | 54.1916 | 1118.9575 | -3639.1117 | FALSE
| 60456360 | TRG022 | TRG | 22KV | 1196.88 | 28 | 45911.034 | 3.448% | Single phase | 44.74 | 0.014878 | 0.016064 | 0.017348 | 0.018738 | 0.020244 | 0.021875 | 0.023643 | 0.025558 | 0.027634 | 0.029883 | 0.032321 | 0.034964 | 0.03783 | 0.039227 | 0.039227 | 0.039227 | 0.039227 | 0.039227 | 0.039227 | 0.039227 | 0.17445 | 0.17714 | 0.18062 | 0.18245 | 0.18269 | 0.18459 | 0.1889 | 0.19221 | 0.191 | 0.191 | 0.191 | 0.191 | 0.191 | 0.191 | 0.191 | 0.191 | 0.191 | 0.191 | 0.191 | 0.191 | 3507.2116 | 26049.2408 | 0.0012811 | 53548.4112 | 30341.7218 | 158.9197 | 1190.2794 | 29556.4524 | 1349.1991 | 28207.2533 | -2134.4684 | FALSE
| 60456370 | TRG022 | TRG | 22KV | 106.37 | 28 | 45911.034 | 3.448% | Single phase | 44.74 | 0.0013182 | 0.0014188 | 0.0015275 | 0.0016447 | 0.0017713 | 0.001908 | 0.0020557 | 0.0022151 | 0.0023874 | 0.0025735 | 0.0027745 | 0.0029917 | 0.0032264 | 0.00348 | 0.0034863 | 0.0034863 | 0.0034863 | 0.0034863 | 0.0034863 | 0.0034863 | 0.17445 | 0.17714 | 0.18062 | 0.18245 | 0.18269 | 0.18459 | 0.1889 | 0.19221 | 0.191 | 0.191 | 0.191 | 0.191 | 0.191 | 0.191 | 0.191 | 0.191 | 0.191 | 0.191 | 0.191 | 0.191 | 307.123 | 202.742 | 0.00011385 | 4758.9938 | 2696.5518 | 14.1236 | 9.4013 | 509.865 | 23.5249 | 486.3402 | -2210.2117 | FALSE
| 60456388 | TRG022 | TRG | 22KV | 2396.81 | 28 | 45911.034 | 3.448% | Three phase | 97.13 | 0.016552 | 0.017916 | 0.019399 | 0.021011 | 0.022764 | 0.024669 | 0.026742 | 0.028996 | 0.031449 | 0.034118 | 0.037022 | 0.040183 | 0.043624 | 0.04737 | 0.051448 | 0.05589 | 0.060727 | 0.065995 | 0.071735 | 0.077987 | 0.17445 | 0.17714 | 0.18062 | 0.18245 | 0.18269 | 0.18459 | 0.1889 | 0.19221 | 0.191 | 0.191 | 0.191 | 0.191 | 0.191 | 0.191 | 0.191 | 0.191 | 0.191 | 0.191 | 0.191 | 0.191 | 4549.8834 | 146646.8087 | 0.0025655 | 232802.1553 | 131910.8833 | 318.2443 | 10362.6855 | 151196.6921 | 10680.9298 | 140515.7623 | 8604.8789 | TRUE
| 60456394 | TRG022 | TRG | 22KV | 2296.31 | 28 | 45911.034 | 3.448% | Three phase | 97.13 | 0.022122 | 0.024197 | 0.026476 | 0.028979 | 0.031729 | 0.03475 | 0.03807 | 0.041719 | 0.04573 | 0.050141 | 0.054991 | 0.060325 | 0.066192 | 0.072647 | 0.075261 | 0.075261 | 0.075261 | 0.075261 | 0.075261 | 0.075261 | 0.17445 | 0.17714 | 0.18062 | 0.18245 | 0.18269 | 0.18459 | 0.1889 | 0.19221 | 0.191 | 0.191 | 0.191 | 0.191 | 0.191 | 0.191 | 0.191 | 0.191 | 0.191 | 0.191 | 0.191 | 0.191 | 6094.6128 | 188242.6732 | 0.0024579 | 223040.5903 | 126379.7633 | 304.9001 | 9511.8751 | 194337.2859 | 9816.7751 | 184520.5108 | 58140.7475 | TRUE
| 60456396 | TRG022 | TRG | 22KV | 124.33 | 28 | 45911.034 | 3.448% | Covered | 390 | 0.0015408 | 0.0016584 | 0.0017854 | 0.0019224 | 0.0020704 | 0.0022302 | 0.0024028 | 0.0025892 | 0.0027905 | 0.003008 | 0.0032429 | 0.0034968 | 0.0037712 | 0.0040676 | 0.0040749 | 0.0040749 | 0.0040749 | 0.0040749 | 0.0040749 | 0.0040749 | 0.17445 | 0.17714 | 0.18062 | 0.18245 | 0.18269 | 0.18459 | 0.1889 | 0.19221 | 0.191 | 0.191 | 0.191 | 0.191 | 0.191 | 0.191 | 0.191 | 0.191 | 0.191 | 0.191 | 0.191 | 0.191 | 358.9791 | 2414.4929 | 0.00013308 | 48488.7 | 27474.7768 | 16.5083 | 111.9614 | 2773.472 | 128.4697 | 2645.0023 | -24829.7744 | FALSE
| 60456433 | TRG022 | TRG | 22KV | 1155.58 | 28 | 45911.034 | 3.448% | Covered | 390 | 0.014379 | 0.015509 | 0.016731 | 0.018053 | 0.019483 | 0.021031 | 0.022706 | 0.024519 | 0.026482 | 0.028607 | 0.030908 | 0.033399 | 0.036097 | 0.037874 | 0.037874 | 0.037874 | 0.037874 | 0.037874 | 0.037874 | 0.037874 | 0.17445 | 0.17714 | 0.18062 | 0.18245 | 0.18269 | 0.18459 | 0.1889 | 0.19221 | 0.191 | 0.191 | 0.191 | 0.191 | 0.191 | 0.191 | 0.191 | 0.191 | 0.191 | 0.191 | 0.191 | 0.191 | 3373.6596 | 210895.2818 | 0.0012369 | 450676.2 | 255363.1669 | 153.4359 | 9672.0015 | 214268.9414 | 9825.4374 | 204443.504 | -50919.6629 | FALSE
| 60456434 | TRG022 | TRG | 22KV | 440.67 | 28 | 45911.034 | 3.448% | Covered | 390 | 0.0054834 | 0.0059141 | 0.0063801 | 0.0068842 | 0.0074297 | 0.0080199 | 0.0086587 | 0.0093502 | 0.010099 | 0.010909 | 0.011786 | 0.012736 | 0.013765 | 0.014443 | 0.014443 | 0.014443 | 0.014443 | 0.014443 | 0.014443 | 0.014443 | 0.17445 | 0.17714 | 0.18062 | 0.18245 | 0.18269 | 0.18459 | 0.1889 | 0.19221 | 0.191 | 0.191 | 0.191 | 0.191 | 0.191 | 0.191 | 0.191 | 0.191 | 0.191 | 0.191 | 0.191 | 0.191 | 1286.5146 | 30668.5894 | 0.00047168 | 171861.3 | 97380.4382 | 58.5114 | 1406.5115 | 31955.104 | 1465.0229 | 30490.0811 | -66890.3571 | FALSE
| 60456469 | TRG022 | TRG | 22KV | 46.33 | 28 | 45911.034 | 3.448% | Three phase | 97.13 | 0.00041657 | 0.0004504 | 0.0004871 | 0.00052693 | 0.00057015 | 0.00061708 | 0.00066802 | 0.00072334 | 0.00078341 | 0.00084866 | 0.00091953 | 0.00099652 | 0.0010802 | 0.0011711 | 0.0012698 | 0.0013772 | 0.0014939 | 0.0015185 | 0.0015185 | 0.0015185 | 0.17445 | 0.17714 | 0.18062 | 0.18245 | 0.18269 | 0.18459 | 0.1889 | 0.19221 | 0.191 | 0.191 | 0.191 | 0.191 | 0.191 | 0.191 | 0.191 | 0.191 | 0.191 | 0.191 | 0.191 | 0.191 | 109.3993 | 68.1926 | 4.959e-05 | 4500.0329 | 2549.8188 | 6.1516 | 3.8719 | 177.5919 | 10.0236 | 167.5683 | -2382.2505 | FALSE
| 60456472 | TRG022 | TRG | 22KV | 1886.01 | 28 | 45911.034 | 3.448% | Single phase | 44.74 | 0.019624 | 0.021186 | 0.022878 | 0.024711 | 0.026697 | 0.028849 | 0.031181 | 0.033708 | 0.036448 | 0.039418 | 0.042638 | 0.046129 | 0.049915 | 0.054022 | 0.058476 | 0.061814 | 0.061814 | 0.061814 | 0.061814 | 0.061814 | 0.17445 | 0.17714 | 0.18062 | 0.18245 | 0.18269 | 0.18459 | 0.1889 | 0.19221 | 0.191 | 0.191 | 0.191 | 0.191 | 0.191 | 0.191 | 0.191 | 0.191 | 0.191 | 0.191 | 0.191 | 0.191 | 4916.6366 | 57497.6388 | 0.0020187 | 84380.0874 | 47811.6358 | 250.4212 | 2955.5321 | 62414.2754 | 3205.9532 | 59208.3221 | 11396.6863 | TRUE
| 60456476 | TRG022 | TRG | 22KV | 4.99 | 28 | 45911.034 | 3.448% | Covered | 390 | 4.7445e-05 | 5.2134e-05 | 5.7308e-05 | 6.3018e-05 | 6.932e-05 | 7.628e-05 | 8.3965e-05 | 9.2453e-05 | 0.00010183 | 0.00011219 | 0.00012364 | 0.0001363 | 0.00015029 | 0.00016355 | 0.00016355 | 0.00016355 | 0.00016355 | 0.00016355 | 0.00016355 | 0.00016355 | 0.17445 | 0.17714 | 0.18062 | 0.18245 | 0.18269 | 0.18459 | 0.1889 | 0.19221 | 0.191 | 0.191 | 0.191 | 0.191 | 0.191 | 0.191 | 0.191 | 0.191 | 0.191 | 0.191 | 0.191 | 0.191 | 13.4236 | 3.6169 | 5.3411e-06 | 1946.1 | 1102.7036 | 0.66256 | 0.18035 | 17.0405 | 0.84291 | 16.1976 | -1086.5059 | FALSE
| 60456477 | TRG022 | TRG | 22KV | 111.76 | 28 | 45911.034 | 3.448% | Covered | 390 | 0.0010626 | 0.0011676 | 0.0012835 | 0.0014114 | 0.0015526 | 0.0017084 | 0.0018805 | 0.0020706 | 0.0022807 | 0.0025127 | 0.0027692 | 0.0030526 | 0.0033659 | 0.0036629 | 0.0036629 | 0.0036629 | 0.0036629 | 0.0036629 | 0.0036629 | 0.0036629 | 0.17445 | 0.17714 | 0.18062 | 0.18245 | 0.18269 | 0.18459 | 0.1889 | 0.19221 | 0.191 | 0.191 | 0.191 | 0.191 | 0.191 | 0.191 | 0.191 | 0.191 | 0.191 | 0.191 | 0.191 | 0.191 | 300.6463 | 1814.3055 | 0.00011962 | 43586.4 | 24697.0245 | 14.8393 | 90.4668 | 2114.9517 | 105.3061 | 2009.6457 | -22687.3788 | FALSE
| 60456483 | TRG022 | TRG | 22KV | 2287.19 | 28 | 45911.034 | 3.448% | Three phase | 97.13 | 0.020652 | 0.022502 | 0.024526 | 0.026739 | 0.029161 | 0.031812 | 0.034714 | 0.03789 | 0.041368 | 0.045177 | 0.049348 | 0.053918 | 0.058924 | 0.064409 | 0.07042 | 0.074962 | 0.074962 | 0.074962 | 0.074962 | 0.074962 | 0.17445 | 0.17714 | 0.18062 | 0.18245 | 0.18269 | 0.18459 | 0.1889 | 0.19221 | 0.191 | 0.191 | 0.191 | 0.191 | 0.191 | 0.191 | 0.191 | 0.191 | 0.191 | 0.191 | 0.191 | 0.191 | 5697.9727 | 175272.5165 | 0.0024481 | 222154.7647 | 125877.8348 | 303.6892 | 9436.4706 | 180970.4892 | 9740.1597 | 171230.3294 | 45352.4946 | TRUE
| 60456499 | TRG022 | TRG | 22KV | 1298.6 | 28 | 45911.034 | 3.448% | Covered | 390 | 0.016159 | 0.017428 | 0.018801 | 0.020287 | 0.021894 | 0.023634 | 0.025516 | 0.027554 | 0.02976 | 0.032148 | 0.034733 | 0.037533 | 0.040565 | 0.042561 | 0.042561 | 0.042561 | 0.042561 | 0.042561 | 0.042561 | 0.042561 | 0.17445 | 0.17714 | 0.18062 | 0.18245 | 0.18269 | 0.18459 | 0.1889 | 0.19221 | 0.191 | 0.191 | 0.191 | 0.191 | 0.191 | 0.191 | 0.191 | 0.191 | 0.191 | 0.191 | 0.191 | 0.191 | 3791.1995 | 266328.4903 | 0.00139 | 506454 | 286968.11 | 172.4259 | 12214.2588 | 270119.6899 | 12386.6847 | 257733.0052 | -29235.1048 | FALSE
| 60456509 | TRG022 | TRG | 22KV | 435.65 | 28 | 45911.034 | 3.448% | Three phase | 97.13 | 0.0027368 | 0.0029621 | 0.0032068 | 0.0034729 | 0.0037623 | 0.0040769 | 0.0044191 | 0.0047914 | 0.0051965 | 0.0056373 | 0.006117 | 0.0066391 | 0.0072076 | 0.0078265 | 0.0085005 | 0.0092346 | 0.010034 | 0.010905 | 0.011854 | 0.012888 | 0.17445 | 0.17714 | 0.18062 | 0.18245 | 0.18269 | 0.18459 | 0.1889 | 0.19221 | 0.191 | 0.191 | 0.191 | 0.191 | 0.191 | 0.191 | 0.191 | 0.191 | 0.191 | 0.191 | 0.191 | 0.191 | 751.861 | 4404.6954 | 0.00046631 | 42314.6845 | 23976.4422 | 57.8449 | 342.358 | 5156.5564 | 400.2029 | 4756.3535 | -19220.0887 | FALSE
| 60456518 | TRG022 | TRG | 22KV | 2997.81 | 28 | 45911.034 | 3.448% | Three phase | 97.13 | 0.017141 | 0.018549 | 0.020079 | 0.021743 | 0.023552 | 0.025519 | 0.027659 | 0.029988 | 0.032521 | 0.035278 | 0.038279 | 0.041546 | 0.045103 | 0.048977 | 0.053195 | 0.05779 | 0.062795 | 0.068249 | 0.074192 | 0.080668 | 0.17445 | 0.17714 | 0.18062 | 0.18245 | 0.18269 | 0.18459 | 0.1889 | 0.19221 | 0.191 | 0.191 | 0.191 | 0.191 | 0.191 | 0.191 | 0.191 | 0.191 | 0.191 | 0.191 | 0.191 | 0.191 | 4705.7512 | 189703.6586 | 0.0032088 | 291177.2853 | 164987.5314 | 398.0441 | 16211.1308 | 194409.4098 | 16609.1749 | 177800.2349 | 12812.7035 | TRUE
| 60456525 | TRG022 | TRG | 22KV | 1210.55 | 28 | 45911.034 | 3.448% | Single phase | 44.74 | 0.015048 | 0.016247 | 0.017546 | 0.018952 | 0.020475 | 0.022125 | 0.023913 | 0.02585 | 0.027949 | 0.030224 | 0.03269 | 0.035364 | 0.038262 | 0.039675 | 0.039675 | 0.039675 | 0.039675 | 0.039675 | 0.039675 | 0.039675 | 0.17445 | 0.17714 | 0.18062 | 0.18245 | 0.18269 | 0.18459 | 0.1889 | 0.19221 | 0.191 | 0.191 | 0.191 | 0.191 | 0.191 | 0.191 | 0.191 | 0.191 | 0.191 | 0.191 | 0.191 | 0.191 | 3547.2687 | 26647.6745 | 0.0012957 | 54160.007 | 30688.2656 | 160.7347 | 1217.6239 | 30194.9432 | 1378.3586 | 28816.5846 | -1871.681 | FALSE
| 60456526 | TRG022 | TRG | 22KV | 473.18 | 28 | 45911.034 | 3.448% | Single phase | 44.74 | 0.0058821 | 0.0063508 | 0.0068583 | 0.0074079 | 0.0080033 | 0.0086482 | 0.009347 | 0.010104 | 0.010925 | 0.011814 | 0.012778 | 0.013823 | 0.014956 | 0.015508 | 0.015508 | 0.015508 | 0.015508 | 0.015508 | 0.015508 | 0.015508 | 0.17445 | 0.17714 | 0.18062 | 0.18245 | 0.18269 | 0.18459 | 0.1889 | 0.19221 | 0.191 | 0.191 | 0.191 | 0.191 | 0.191 | 0.191 | 0.191 | 0.191 | 0.191 | 0.191 | 0.191 | 0.191 | 1386.557 | 4071.4266 | 0.00050648 | 21170.0732 | 11995.4347 | 62.828 | 186.0375 | 5457.9836 | 248.8655 | 5209.1181 | -6786.3166 | FALSE
| 60456533 | TRG022 | TRG | 22KV | 935.85 | 28 | 45911.034 | 3.448% | Covered | 390 | 0.0081618 | 0.0088109 | 0.009514 | 0.010276 | 0.011102 | 0.011996 | 0.012966 | 0.014018 | 0.015158 | 0.016394 | 0.017735 | 0.019189 | 0.020766 | 0.022478 | 0.024335 | 0.026349 | 0.028536 | 0.030672 | 0.030672 | 0.030672 | 0.17445 | 0.17714 | 0.18062 | 0.18245 | 0.18269 | 0.18459 | 0.1889 | 0.19221 | 0.191 | 0.191 | 0.191 | 0.191 | 0.191 | 0.191 | 0.191 | 0.191 | 0.191 | 0.191 | 0.191 | 0.191 | 2131.4433 | 107761.4713 | 0.0010017 | 364981.5 | 206806.6423 | 124.2606 | 6343.498 | 109892.9145 | 6467.7586 | 103425.1559 | -103381.4864 | FALSE
| 60456535 | TRG022 | TRG | 22KV | 3162.33 | 28 | 45911.034 | 3.448% | Covered | 390 | 0.027579 | 0.029773 | 0.032149 | 0.034723 | 0.037513 | 0.040537 | 0.043814 | 0.047367 | 0.05122 | 0.055397 | 0.059928 | 0.064841 | 0.070172 | 0.075954 | 0.082229 | 0.089037 | 0.096426 | 0.10364 | 0.10364 | 0.10364 | 0.17445 | 0.17714 | 0.18062 | 0.18245 | 0.18269 | 0.18459 | 0.1889 | 0.19221 | 0.191 | 0.191 | 0.191 | 0.191 | 0.191 | 0.191 | 0.191 | 0.191 | 0.191 | 0.191 | 0.191 | 0.191 | 7202.3584 | 1230454.0467 | 0.0033849 | 1233308.7 | 698820.1627 | 419.8887 | 72432.0367 | 1237656.405 | 72851.9254 | 1164804.4796 | 465984.3169 | TRUE
| 60456561 | TRG022 | TRG | 22KV | 20.14 | 28 | 45911.034 | 3.448% | Three phase | 97.13 | 0.00018932 | 0.00020458 | 0.00022113 | 0.00023907 | 0.00025853 | 0.00027964 | 0.00030255 | 0.0003274 | 0.00035438 | 0.00038365 | 0.00041543 | 0.00044992 | 0.00048738 | 0.00052805 | 0.00057222 | 0.00062019 | 0.00066008 | 0.00066008 | 0.00066008 | 0.00066008 | 0.17445 | 0.17714 | 0.18062 | 0.18245 | 0.18269 | 0.18459 | 0.1889 | 0.19221 | 0.191 | 0.191 | 0.191 | 0.191 | 0.191 | 0.191 | 0.191 | 0.191 | 0.191 | 0.191 | 0.191 | 0.191 | 49.0203 | 13.2851 | 2.1557e-05 | 1956.1982 | 1108.4254 | 2.6742 | 0.73168 | 62.3054 | 3.4058 | 58.8995 | -1049.5259 | FALSE
| 60456562 | TRG022 | TRG | 22KV | 1516.11 | 28 | 45911.034 | 3.448% | Three phase | 97.13 | 0.018826 | 0.020284 | 0.021859 | 0.023562 | 0.025402 | 0.027391 | 0.029541 | 0.031865 | 0.034379 | 0.037098 | 0.040038 | 0.043218 | 0.046658 | 0.04969 | 0.04969 | 0.04969 | 0.04969 | 0.04969 | 0.04969 | 0.04969 | 0.17445 | 0.17714 | 0.18062 | 0.18245 | 0.18269 | 0.18459 | 0.1889 | 0.19221 | 0.191 | 0.191 | 0.191 | 0.191 | 0.191 | 0.191 | 0.191 | 0.191 | 0.191 | 0.191 | 0.191 | 0.191 | 4401.6245 | 89909.4931 | 0.0016228 | 147259.7643 | 83440.6604 | 201.3065 | 4146.3554 | 94311.1177 | 4347.6619 | 89963.4558 | 6522.7953 | TRUE
| 60456571 | TRG022 | TRG | 22KV | 63.67 | 28 | 45911.034 | 3.448% | Covered | 390 | 0.0007609 | 0.00081864 | 0.00088094 | 0.00094817 | 0.0010207 | 0.0010991 | 0.0011836 | 0.0012749 | 0.0013734 | 0.0014799 | 0.0015948 | 0.0017189 | 0.001853 | 0.0019979 | 0.0020868 | 0.0020868 | 0.0020868 | 0.0020868 | 0.0020868 | 0.0020868 | 0.17445 | 0.17714 | 0.18062 | 0.18245 | 0.18269 | 0.18459 | 0.1889 | 0.19221 | 0.191 | 0.191 | 0.191 | 0.191 | 0.191 | 0.191 | 0.191 | 0.191 | 0.191 | 0.191 | 0.191 | 0.191 | 179.1055 | 616.822 | 6.815e-05 | 24831.3 | 14069.9673 | 8.454 | 29.362 | 795.9275 | 37.816 | 758.1115 | -13311.8558 | FALSE
| 60456572 | TRG022 | TRG | 22KV | 4404.77 | 28 | 45911.034 | 3.448% | Single phase | 44.74 | 0.044428 | 0.047796 | 0.051432 | 0.055355 | 0.059591 | 0.064163 | 0.069101 | 0.074432 | 0.08019 | 0.086409 | 0.093127 | 0.10038 | 0.10823 | 0.1167 | 0.12585 | 0.13575 | 0.14437 | 0.14437 | 0.14437 | 0.14437 | 0.17445 | 0.17714 | 0.18062 | 0.18245 | 0.18269 | 0.18459 | 0.1889 | 0.19221 | 0.191 | 0.191 | 0.191 | 0.191 | 0.191 | 0.191 | 0.191 | 0.191 | 0.191 | 0.191 | 0.191 | 0.191 | 10976.4576 | 299818.9811 | 0.0047147 | 197069.4098 | 111663.9143 | 584.8578 | 16121.0812 | 310795.4387 | 16705.939 | 294089.4997 | 182425.5854 | TRUE
| 60456579 | TRG022 | TRG | 22KV | 30.44 | 28 | 45911.034 | 3.448% | Single phase | 44.74 | 0.00026547 | 0.00028659 | 0.00030946 | 0.00033424 | 0.00036109 | 0.0003902 | 0.00042175 | 0.00045595 | 0.00049303 | 0.00053324 | 0.00057685 | 0.00062415 | 0.00067546 | 0.00073112 | 0.00079152 | 0.00085706 | 0.00092818 | 0.00099766 | 0.00099766 | 0.00099766 | 0.17445 | 0.17714 | 0.18062 | 0.18245 | 0.18269 | 0.18459 | 0.1889 | 0.19221 | 0.191 | 0.191 | 0.191 | 0.191 | 0.191 | 0.191 | 0.191 | 0.191 | 0.191 | 0.191 | 0.191 | 0.191 | 69.3286 | 13.0789 | 3.2582e-05 | 1361.8856 | 771.6747 | 4.0418 | 0.7699 | 82.4075 | 4.8117 | 77.5958 | -694.0789 | FALSE
| 60456580 | TRG022 | TRG | 22KV | 1138.69 | 28 | 45911.034 | 3.448% | Single phase | 44.74 | 0.0099308 | 0.010721 | 0.011576 | 0.012503 | 0.013508 | 0.014596 | 0.015777 | 0.017056 | 0.018443 | 0.019947 | 0.021579 | 0.023348 | 0.025267 | 0.02735 | 0.029609 | 0.03206 | 0.034721 | 0.03732 | 0.03732 | 0.03732 | 0.17445 | 0.17714 | 0.18062 | 0.18245 | 0.18269 | 0.18459 | 0.1889 | 0.19221 | 0.191 | 0.191 | 0.191 | 0.191 | 0.191 | 0.191 | 0.191 | 0.191 | 0.191 | 0.191 | 0.191 | 0.191 | 2593.4211 | 18301.7833 | 0.0012188 | 50944.9906 | 28866.5657 | 151.1933 | 1077.3547 | 20895.2044 | 1228.548 | 19666.6564 | -9199.9093 | FALSE
| 60456581 | TRG022 | TRG | 22KV | 3874.8 | 28 | 45911.034 | 3.448% | Single phase | 44.74 | 0.039083 | 0.042046 | 0.045244 | 0.048695 | 0.052421 | 0.056443 | 0.060787 | 0.065477 | 0.070542 | 0.076012 | 0.081922 | 0.088306 | 0.095204 | 0.10266 | 0.11071 | 0.11942 | 0.127 | 0.127 | 0.127 | 0.127 | 0.17445 | 0.17714 | 0.18062 | 0.18245 | 0.18269 | 0.18459 | 0.1889 | 0.19221 | 0.191 | 0.191 | 0.191 | 0.191 | 0.191 | 0.191 | 0.191 | 0.191 | 0.191 | 0.191 | 0.191 | 0.191 | 9655.7999 | 232012.4199 | 0.0041475 | 173358.552 | 98228.8145 | 514.4893 | 12475.1643 | 241668.2198 | 12989.6536 | 228678.5662 | 130449.7517 | TRUE
| 60456592 | TRG022 | TRG | 22KV | 1158.29 | 28 | 45911.034 | 3.448% | Three phase | 97.13 | 0.0096793 | 0.01048 | 0.011349 | 0.012295 | 0.013323 | 0.01444 | 0.015655 | 0.016977 | 0.018414 | 0.019978 | 0.021679 | 0.023531 | 0.025546 | 0.027739 | 0.030126 | 0.032725 | 0.035555 | 0.037963 | 0.037963 | 0.037963 | 0.17445 | 0.17714 | 0.18062 | 0.18245 | 0.18269 | 0.18459 | 0.1889 | 0.19221 | 0.191 | 0.191 | 0.191 | 0.191 | 0.191 | 0.191 | 0.191 | 0.191 | 0.191 | 0.191 | 0.191 | 0.191 | 2607.1914 | 40619.4829 | 0.0012398 | 112504.7077 | 63747.6717 | 153.7958 | 2420.1357 | 43226.6744 | 2573.9314 | 40652.7429 | -23094.9288 | FALSE
| 60456607 | TRG022 | TRG | 22KV | 18.18 | 28 | 45911.034 | 3.448% | Single phase | 44.74 | 0.0002253 | 0.0002425 | 0.00026106 | 0.0002811 | 0.00030274 | 0.00032611 | 0.00035134 | 0.0003786 | 0.00040804 | 0.00043984 | 0.0004742 | 0.00051132 | 0.00055143 | 0.00059478 | 0.00059585 | 0.00059585 | 0.00059585 | 0.00059585 | 0.00059585 | 0.00059585 | 0.17445 | 0.17714 | 0.18062 | 0.18245 | 0.18269 | 0.18459 | 0.1889 | 0.19221 | 0.191 | 0.191 | 0.191 | 0.191 | 0.191 | 0.191 | 0.191 | 0.191 | 0.191 | 0.191 | 0.191 | 0.191 | 52.4913 | 5.9223 | 1.9459e-05 | 813.3732 | 460.8754 | 2.4139 | 0.27462 | 58.4136 | 2.6885 | 55.7251 | -405.1503 | FALSE
| 60456608 | TRG022 | TRG | 22KV | 349.72 | 28 | 45911.034 | 3.448% | Single phase | 44.74 | 0.0043339 | 0.0046648 | 0.0050219 | 0.0054074 | 0.0058237 | 0.0062732 | 0.0067586 | 0.0072829 | 0.0078492 | 0.0084609 | 0.0091219 | 0.009836 | 0.010608 | 0.011442 | 0.011462 | 0.011462 | 0.011462 | 0.011462 | 0.011462 | 0.011462 | 0.17445 | 0.17714 | 0.18062 | 0.18245 | 0.18269 | 0.18459 | 0.1889 | 0.19221 | 0.191 | 0.191 | 0.191 | 0.191 | 0.191 | 0.191 | 0.191 | 0.191 | 0.191 | 0.191 | 0.191 | 0.191 | 1009.7496 | 2191.5248 | 0.00037433 | 15646.4728 | 8865.6398 | 46.4352 | 101.6222 | 3201.2744 | 148.0574 | 3053.217 | -5812.4228 | FALSE
| 60456610 | TRG022 | TRG | 22KV | 1704.27 | 28 | 45911.034 | 3.448% | Three phase | 97.13 | 0.015818 | 0.016984 | 0.018239 | 0.019591 | 0.021048 | 0.022618 | 0.02431 | 0.026133 | 0.028098 | 0.030216 | 0.0325 | 0.034962 | 0.037618 | 0.040481 | 0.043569 | 0.0469 | 0.050493 | 0.054369 | 0.055857 | 0.055857 | 0.17445 | 0.17714 | 0.18062 | 0.18245 | 0.18269 | 0.18459 | 0.1889 | 0.19221 | 0.191 | 0.191 | 0.191 | 0.191 | 0.191 | 0.191 | 0.191 | 0.191 | 0.191 | 0.191 | 0.191 | 0.191 | 3909.3403 | 89690.8507 | 0.0018242 | 165535.7451 | 93796.238 | 226.29 | 5239.4042 | 93600.191 | 5465.6942 | 88134.4967 | -5661.7412 | FALSE
| 60456613 | TRG022 | TRG | 22KV | 3848.09 | 28 | 45911.034 | 3.448% | Three phase | 97.13 | 0.035648 | 0.038237 | 0.041024 | 0.044022 | 0.047249 | 0.050723 | 0.054463 | 0.058489 | 0.062824 | 0.067492 | 0.07252 | 0.077935 | 0.083768 | 0.090052 | 0.096822 | 0.10412 | 0.11198 | 0.12045 | 0.12612 | 0.12612 | 0.17445 | 0.17714 | 0.18062 | 0.18245 | 0.18269 | 0.18459 | 0.1889 | 0.19221 | 0.191 | 0.191 | 0.191 | 0.191 | 0.191 | 0.191 | 0.191 | 0.191 | 0.191 | 0.191 | 0.191 | 0.191 | 8739.2227 | 452748.9354 | 0.0041189 | 373764.9817 | 211783.5586 | 510.9428 | 26711.3319 | 461488.1581 | 27222.2747 | 434265.8834 | 222482.3248 | TRUE
| 60456616 | TRG022 | TRG | 22KV | 85.74 | 28 | 45911.034 | 3.448% | Single phase | 44.74 | 0.0010625 | 0.0011437 | 0.0012312 | 0.0013257 | 0.0014278 | 0.001538 | 0.001657 | 0.0017855 | 0.0019244 | 0.0020744 | 0.0022364 | 0.0024115 | 0.0026006 | 0.0028051 | 0.0028101 | 0.0028101 | 0.0028101 | 0.0028101 | 0.0028101 | 0.0028101 | 0.17445 | 0.17714 | 0.18062 | 0.18245 | 0.18269 | 0.18459 | 0.1889 | 0.19221 | 0.191 | 0.191 | 0.191 | 0.191 | 0.191 | 0.191 | 0.191 | 0.191 | 0.191 | 0.191 | 0.191 | 0.191 | 247.5579 | 131.7263 | 9.1773e-05 | 3836.0076 | 2173.5673 | 11.3844 | 6.1082 | 379.2841 | 17.4926 | 361.7915 | -1811.7758 | FALSE
| 60456622 | TRG022 | TRG | 22KV | 723.7 | 28 | 45911.034 | 3.448% | Three phase | 97.13 | 0.0064231 | 0.0068993 | 0.0074124 | 0.0079655 | 0.0085616 | 0.0092042 | 0.0098971 | 0.010644 | 0.01145 | 0.012319 | 0.013256 | 0.014268 | 0.015359 | 0.016536 | 0.017806 | 0.019177 | 0.020657 | 0.022254 | 0.023719 | 0.023719 | 0.17445 | 0.17714 | 0.18062 | 0.18245 | 0.18269 | 0.18459 | 0.1889 | 0.19221 | 0.191 | 0.191 | 0.191 | 0.191 | 0.191 | 0.191 | 0.191 | 0.191 | 0.191 | 0.191 | 0.191 | 0.191 | 1602.9734 | 15615.0291 | 0.00077462 | 70292.981 | 39829.5677 | 96.0916 | 944.7616 | 17218.0025 | 1040.8533 | 16177.1492 | -23652.4185 | FALSE
| 60456624 | TRG022 | TRG | 22KV | 871.61 | 28 | 45911.034 | 3.448% | Three phase | 97.13 | 0.0077061 | 0.0082612 | 0.0088583 | 0.0095005 | 0.010191 | 0.010934 | 0.011734 | 0.012595 | 0.013521 | 0.014517 | 0.01559 | 0.016745 | 0.017989 | 0.019328 | 0.02077 | 0.022322 | 0.023995 | 0.025796 | 0.027736 | 0.028567 | 0.17445 | 0.17714 | 0.18062 | 0.18245 | 0.18269 | 0.18459 | 0.1889 | 0.19221 | 0.191 | 0.191 | 0.191 | 0.191 | 0.191 | 0.191 | 0.191 | 0.191 | 0.191 | 0.191 | 0.191 | 0.191 | 1888.5488 | 22160.7887 | 0.00093294 | 84659.4793 | 47969.9455 | 115.7309 | 1370.4068 | 24049.3375 | 1486.1377 | 22563.1998 | -25406.7457 | FALSE
| 60456625 | TRG022 | TRG | 22KV | 728.13 | 28 | 45911.034 | 3.448% | Three phase | 97.13 | 0.0090416 | 0.0097417 | 0.010498 | 0.011316 | 0.012199 | 0.013155 | 0.014187 | 0.015304 | 0.016511 | 0.017817 | 0.019229 | 0.020756 | 0.022408 | 0.023864 | 0.023864 | 0.023864 | 0.023864 | 0.023864 | 0.023864 | 0.023864 | 0.17445 | 0.17714 | 0.18062 | 0.18245 | 0.18269 | 0.18459 | 0.1889 | 0.19221 | 0.191 | 0.191 | 0.191 | 0.191 | 0.191 | 0.191 | 0.191 | 0.191 | 0.191 | 0.191 | 0.191 | 0.191 | 2113.9329 | 20737.7662 | 0.00077937 | 70723.2669 | 40073.3773 | 96.6798 | 956.3634 | 22851.6992 | 1053.0433 | 21798.6559 | -18274.7214 | FALSE
| 60456626 | TRG022 | TRG | 22KV | 472.11 | 28 | 45911.034 | 3.448% | Three phase | 97.13 | 0.004182 | 0.0044876 | 0.0048165 | 0.0051707 | 0.0055521 | 0.0059629 | 0.0064052 | 0.0068818 | 0.0073951 | 0.0079482 | 0.0085442 | 0.0091865 | 0.0098786 | 0.010625 | 0.011429 | 0.012296 | 0.013231 | 0.014239 | 0.015325 | 0.015473 | 0.17445 | 0.17714 | 0.18062 | 0.18245 | 0.18269 | 0.18459 | 0.1889 | 0.19221 | 0.191 | 0.191 | 0.191 | 0.191 | 0.191 | 0.191 | 0.191 | 0.191 | 0.191 | 0.191 | 0.191 | 0.191 | 1034.4652 | 6574.3668 | 0.00050533 | 45856.0443 | 25983.0555 | 62.686 | 402.0606 | 7608.832 | 464.7465 | 7144.0855 | -18838.97 | FALSE
| 60456652 | TRG022 | TRG | 22KV | 721.02 | 28 | 45911.034 | 3.448% | Single phase | 44.74 | 0.0075022 | 0.0080995 | 0.0087463 | 0.0094471 | 0.010206 | 0.011029 | 0.01192 | 0.012887 | 0.013934 | 0.015069 | 0.0163 | 0.017635 | 0.019083 | 0.020653 | 0.022355 | 0.023631 | 0.023631 | 0.023631 | 0.023631 | 0.023631 | 0.17445 | 0.17714 | 0.18062 | 0.18245 | 0.18269 | 0.18459 | 0.1889 | 0.19221 | 0.191 | 0.191 | 0.191 | 0.191 | 0.191 | 0.191 | 0.191 | 0.191 | 0.191 | 0.191 | 0.191 | 0.191 | 1879.6259 | 8403.4312 | 0.00077176 | 32258.4348 | 18278.3472 | 95.7358 | 431.9588 | 10283.0572 | 527.6946 | 9755.3626 | -8522.9846 | FALSE
| 60456674 | TRG022 | TRG | 22KV | 1571.15 | 28 | 45911.034 | 3.448% | Single phase | 44.74 | 0.019471 | 0.020957 | 0.022561 | 0.024293 | 0.026164 | 0.028183 | 0.030364 | 0.032719 | 0.035263 | 0.038012 | 0.040981 | 0.044189 | 0.047656 | 0.051402 | 0.051494 | 0.051494 | 0.051494 | 0.051494 | 0.051494 | 0.051494 | 0.17445 | 0.17714 | 0.18062 | 0.18245 | 0.18269 | 0.18459 | 0.1889 | 0.19221 | 0.191 | 0.191 | 0.191 | 0.191 | 0.191 | 0.191 | 0.191 | 0.191 | 0.191 | 0.191 | 0.191 | 0.191 | 4536.3951 | 44232.4244 | 0.0016817 | 70293.251 | 39829.7207 | 208.6146 | 2051.0819 | 48768.8196 | 2259.6965 | 46509.1231 | 6679.4024 | TRUE
| 60456675 | TRG022 | TRG | 22KV | 33.11 | 28 | 45911.034 | 3.448% | Single phase | 44.74 | 0.00041032 | 0.00044164 | 0.00047545 | 0.00051195 | 0.00055136 | 0.00059392 | 0.00063988 | 0.00068951 | 0.00074313 | 0.00080105 | 0.00086362 | 0.00093123 | 0.0010043 | 0.0010832 | 0.0010852 | 0.0010852 | 0.0010852 | 0.0010852 | 0.0010852 | 0.0010852 | 0.17445 | 0.17714 | 0.18062 | 0.18245 | 0.18269 | 0.18459 | 0.1889 | 0.19221 | 0.191 | 0.191 | 0.191 | 0.191 | 0.191 | 0.191 | 0.191 | 0.191 | 0.191 | 0.191 | 0.191 | 0.191 | 95.5988 | 19.6437 | 3.544e-05 | 1481.3414 | 839.361 | 4.3963 | 0.91089 | 115.2425 | 5.3072 | 109.9353 | -729.4257 | FALSE
| 60456676 | TRG022 | TRG | 22KV | 1006.5 | 28 | 45911.034 | 3.448% | Single phase | 44.74 | 0.012473 | 0.013425 | 0.014453 | 0.015563 | 0.016761 | 0.018054 | 0.019451 | 0.02096 | 0.02259 | 0.024351 | 0.026253 | 0.028308 | 0.030529 | 0.032929 | 0.032988 | 0.032988 | 0.032988 | 0.032988 | 0.032988 | 0.032988 | 0.17445 | 0.17714 | 0.18062 | 0.18245 | 0.18269 | 0.18459 | 0.1889 | 0.19221 | 0.191 | 0.191 | 0.191 | 0.191 | 0.191 | 0.191 | 0.191 | 0.191 | 0.191 | 0.191 | 0.191 | 0.191 | 2906.0763 | 18152.3561 | 0.0010773 | 45030.81 | 25515.4593 | 133.6413 | 841.7347 | 21058.4324 | 975.3761 | 20083.0563 | -5432.403 | FALSE
| 60456698 | TRG022 | TRG | 22KV | 1900.17 | 28 | 45911.034 | 3.448% | Three phase | 97.13 | 0.023548 | 0.025346 | 0.027286 | 0.029381 | 0.031643 | 0.034085 | 0.036722 | 0.039571 | 0.042648 | 0.045972 | 0.049563 | 0.053443 | 0.057636 | 0.062166 | 0.062278 | 0.062278 | 0.062278 | 0.062278 | 0.062278 | 0.062278 | 0.17445 | 0.17714 | 0.18062 | 0.18245 | 0.18269 | 0.18459 | 0.1889 | 0.19221 | 0.191 | 0.191 | 0.191 | 0.191 | 0.191 | 0.191 | 0.191 | 0.191 | 0.191 | 0.191 | 0.191 | 0.191 | 5486.3775 | 140458.4165 | 0.0020339 | 184563.5121 | 104577.7943 | 252.3013 | 6513.1341 | 145944.794 | 6765.4354 | 139179.3586 | 34601.5643 | TRUE
| 60456699 | TRG022 | TRG | 22KV | 4830.06 | 28 | 45911.034 | 3.448% | Three phase | 97.13 | 0.059857 | 0.064426 | 0.069359 | 0.074683 | 0.080433 | 0.086641 | 0.093345 | 0.10059 | 0.10841 | 0.11686 | 0.12598 | 0.13585 | 0.1465 | 0.15802 | 0.1583 | 0.1583 | 0.1583 | 0.1583 | 0.1583 | 0.1583 | 0.17445 | 0.17714 | 0.18062 | 0.18245 | 0.18269 | 0.18459 | 0.1889 | 0.19221 | 0.191 | 0.191 | 0.191 | 0.191 | 0.191 | 0.191 | 0.191 | 0.191 | 0.191 | 0.191 | 0.191 | 0.191 | 13945.8745 | 907544.4497 | 0.0051699 | 469143.7278 | 265827.2793 | 641.3271 | 42083.3355 | 921490.3242 | 42724.6625 | 878765.6617 | 612938.3824 | TRUE
| 60456717 | TRG022 | TRG | 22KV | 895.93 | 28 | 45911.034 | 3.448% | Covered | 390 | 0.011103 | 0.01195 | 0.012865 | 0.013853 | 0.014919 | 0.016071 | 0.017315 | 0.018658 | 0.020108 | 0.021676 | 0.023369 | 0.025198 | 0.027175 | 0.029311 | 0.029364 | 0.029364 | 0.029364 | 0.029364 | 0.029364 | 0.029364 | 0.17445 | 0.17714 | 0.18062 | 0.18245 | 0.18269 | 0.18459 | 0.1889 | 0.19221 | 0.191 | 0.191 | 0.191 | 0.191 | 0.191 | 0.191 | 0.191 | 0.191 | 0.191 | 0.191 | 0.191 | 0.191 | 2586.8265 | 125378.2576 | 0.00095897 | 349412.7 | 197985.0137 | 118.96 | 5813.8588 | 127965.0842 | 5932.8188 | 122032.2653 | -75952.7484 | FALSE
| 60456726 | TRG022 | TRG | 22KV | 127.44 | 28 | 45911.034 | 3.448% | Single phase | 44.74 | 0.0014093 | 0.0015226 | 0.0016455 | 0.0017787 | 0.0019231 | 0.0020797 | 0.0022495 | 0.0024337 | 0.0026335 | 0.0028502 | 0.0030854 | 0.0033405 | 0.0036174 | 0.003918 | 0.0041768 | 0.0041768 | 0.0041768 | 0.0041768 | 0.0041768 | 0.0041768 | 0.17445 | 0.17714 | 0.18062 | 0.18245 | 0.18269 | 0.18459 | 0.1889 | 0.19221 | 0.191 | 0.191 | 0.191 | 0.191 | 0.191 | 0.191 | 0.191 | 0.191 | 0.191 | 0.191 | 0.191 | 0.191 | 347.9071 | 274.9776 | 0.00013641 | 5701.6656 | 3230.6906 | 16.9213 | 13.4946 | 622.8847 | 30.4158 | 592.4689 | -2638.2218 | FALSE
| 60456733 | TRG022 | TRG | 22KV | 393.29 | 28 | 45911.034 | 3.448% | Single phase | 44.74 | 0.0030087 | 0.0032423 | 0.0034949 | 0.0037683 | 0.004064 | 0.004384 | 0.0047303 | 0.0051051 | 0.0055108 | 0.0059501 | 0.0064258 | 0.0069409 | 0.0074987 | 0.008103 | 0.0087575 | 0.0094667 | 0.010235 | 0.011068 | 0.01197 | 0.01289 | 0.17445 | 0.17714 | 0.18062 | 0.18245 | 0.18269 | 0.18459 | 0.1889 | 0.19221 | 0.191 | 0.191 | 0.191 | 0.191 | 0.191 | 0.191 | 0.191 | 0.191 | 0.191 | 0.191 | 0.191 | 0.191 | 784.9464 | 1913.17 | 0.00042096 | 17595.7946 | 9970.1689 | 52.2204 | 128.5208 | 2698.1163 | 180.7412 | 2517.3751 | -7452.7938 | FALSE
| 60456734 | TRG022 | TRG | 22KV | 571.56 | 28 | 45911.034 | 3.448% | Single phase | 44.74 | 0.0043724 | 0.0047119 | 0.0050791 | 0.0054764 | 0.0059061 | 0.0063711 | 0.0068744 | 0.0074191 | 0.0080088 | 0.0086472 | 0.0093384 | 0.010087 | 0.010898 | 0.011776 | 0.012727 | 0.013758 | 0.014874 | 0.016085 | 0.017396 | 0.018733 | 0.17445 | 0.17714 | 0.18062 | 0.18245 | 0.18269 | 0.18459 | 0.1889 | 0.19221 | 0.191 | 0.191 | 0.191 | 0.191 | 0.191 | 0.191 | 0.191 | 0.191 | 0.191 | 0.191 | 0.191 | 0.191 | 1140.7459 | 4040.6515 | 0.00061178 | 25571.5944 | 14489.4346 | 75.8908 | 271.4384 | 5181.3974 | 347.3292 | 4834.0683 | -9655.3664 | FALSE
| 60456735 | TRG022 | TRG | 22KV | 1495.85 | 28 | 45911.034 | 3.448% | Single phase | 44.74 | 0.011443 | 0.012332 | 0.013293 | 0.014332 | 0.015457 | 0.016674 | 0.017991 | 0.019417 | 0.02096 | 0.022631 | 0.02444 | 0.026399 | 0.028521 | 0.030819 | 0.033309 | 0.036006 | 0.038928 | 0.042095 | 0.045528 | 0.049026 | 0.17445 | 0.17714 | 0.18062 | 0.18245 | 0.18269 | 0.18459 | 0.1889 | 0.19221 | 0.191 | 0.191 | 0.191 | 0.191 | 0.191 | 0.191 | 0.191 | 0.191 | 0.191 | 0.191 | 0.191 | 0.191 | 2985.4866 | 27676.0328 | 0.0016011 | 66924.329 | 37920.8145 | 198.6164 | 1859.19 | 30661.5194 | 2057.8064 | 28603.713 | -9317.1015 | FALSE
| 60456749 | TRG022 | TRG | 22KV | 206.97 | 28 | 45911.034 | 3.448% | Covered | 390 | 0.0025649 | 0.0027607 | 0.002972 | 0.0032002 | 0.0034466 | 0.0037126 | 0.0039999 | 0.0043101 | 0.0046453 | 0.0050073 | 0.0053985 | 0.0058211 | 0.0062778 | 0.0067713 | 0.0067834 | 0.0067834 | 0.0067834 | 0.0067834 | 0.0067834 | 0.0067834 | 0.17445 | 0.17714 | 0.18062 | 0.18245 | 0.18269 | 0.18459 | 0.1889 | 0.19221 | 0.191 | 0.191 | 0.191 | 0.191 | 0.191 | 0.191 | 0.191 | 0.191 | 0.191 | 0.191 | 0.191 | 0.191 | 597.5863 | 6690.9667 | 0.00022153 | 80718.3 | 45736.7856 | 27.4811 | 310.2638 | 7288.553 | 337.7449 | 6950.8081 | -38785.9775 | FALSE
| 60456757 | TRG022 | TRG | 22KV | 920.98 | 28 | 45911.034 | 3.448% | Single phase | 44.74 | 0.011413 | 0.012285 | 0.013225 | 0.01424 | 0.015337 | 0.01652 | 0.017799 | 0.019179 | 0.020671 | 0.022282 | 0.024022 | 0.025903 | 0.027935 | 0.030131 | 0.030185 | 0.030185 | 0.030185 | 0.030185 | 0.030185 | 0.030185 | 0.17445 | 0.17714 | 0.18062 | 0.18245 | 0.18269 | 0.18459 | 0.1889 | 0.19221 | 0.191 | 0.191 | 0.191 | 0.191 | 0.191 | 0.191 | 0.191 | 0.191 | 0.191 | 0.191 | 0.191 | 0.191 | 2659.1536 | 15198.679 | 0.00098579 | 41204.6452 | 23347.4692 | 122.2861 | 704.7711 | 17857.8326 | 827.0572 | 17030.7754 | -6316.6938 | FALSE
| 60456787 | TRG022 | TRG | 22KV | 2193.93 | 28 | 45911.034 | 3.448% | Three phase | 97.13 | 0.020324 | 0.0218 | 0.023389 | 0.025099 | 0.026939 | 0.028919 | 0.031051 | 0.033346 | 0.035818 | 0.03848 | 0.041346 | 0.044433 | 0.047759 | 0.051342 | 0.055202 | 0.059361 | 0.063842 | 0.068672 | 0.071906 | 0.071906 | 0.17445 | 0.17714 | 0.18062 | 0.18245 | 0.18269 | 0.18459 | 0.1889 | 0.19221 | 0.191 | 0.191 | 0.191 | 0.191 | 0.191 | 0.191 | 0.191 | 0.191 | 0.191 | 0.191 | 0.191 | 0.191 | 4982.535 | 147167.7091 | 0.0023483 | 213096.4209 | 120745.1756 | 291.3063 | 8682.6168 | 152150.2441 | 8973.9231 | 143176.321 | 22431.1454 | TRUE
| 60456824 | TRG013 | TRG | 22KV | 862.9 | 22 | 45911.034 | 4.348% | Single phase | 44.74 | 0.011034 | 0.012065 | 0.013197 | 0.01444 | 0.015803 | 0.0173 | 0.018944 | 0.020748 | 0.022731 | 0.024908 | 0.0273 | 0.028281 | 0.028281 | 0.028281 | 0.028281 | 0.028281 | 0.028281 | 0.028281 | 0.028281 | 0.028281 | 0.24709 | 0.24948 | 0.25357 | 0.25513 | 0.25457 | 0.25652 | 0.26109 | 0.26526 | 0.26283 | 0.26283 | 0.26283 | 0.26283 | 0.26283 | 0.26283 | 0.26283 | 0.26283 | 0.26283 | 0.26283 | 0.26283 | 0.26283 | 3708.9942 | 14367.5117 | 0.00092362 | 38606.146 | 21875.1017 | 158.8011 | 618.6836 | 18076.5059 | 777.4848 | 17299.0211 | -4576.0805 | FALSE
| 60456825 | TRG013 | TRG | 22KV | 103.68 | 22 | 45911.034 | 4.348% | Single phase | 44.74 | 0.00095183 | 0.0010571 | 0.0011745 | 0.0013056 | 0.0014519 | 0.0016153 | 0.0017978 | 0.0020017 | 0.0022296 | 0.0024842 | 0.0027689 | 0.0030873 | 0.0033981 | 0.0033981 | 0.0033981 | 0.0033981 | 0.0033981 | 0.0033981 | 0.0033981 | 0.0033981 | 0.24709 | 0.24948 | 0.25357 | 0.25513 | 0.25457 | 0.25652 | 0.26109 | 0.26526 | 0.26283 | 0.26283 | 0.26283 | 0.26283 | 0.26283 | 0.26283 | 0.26283 | 0.26283 | 0.26283 | 0.26283 | 0.26283 | 0.26283 | 394.3903 | 183.2986 | 0.00011098 | 4638.6432 | 2628.3585 | 19.0804 | 8.9318 | 577.6889 | 28.0122 | 549.6767 | -2078.6818 | FALSE
| 60456827 | TRG013 | TRG | 22KV | 17.85 | 22 | 45911.034 | 4.348% | Three phase | 97.13 | 0.0001076 | 0.00011859 | 0.00013076 | 0.00014425 | 0.00015921 | 0.00017579 | 0.00019419 | 0.0002146 | 0.00023724 | 0.00026238 | 0.00029029 | 0.00032127 | 0.00035569 | 0.00039392 | 0.0004364 | 0.00048361 | 0.00053608 | 0.00058503 | 0.00058503 | 0.00058503 | 0.24709 | 0.24948 | 0.25357 | 0.25513 | 0.25457 | 0.25652 | 0.26109 | 0.26526 | 0.26283 | 0.26283 | 0.26283 | 0.26283 | 0.26283 | 0.26283 | 0.26283 | 0.26283 | 0.26283 | 0.26283 | 0.26283 | 0.26283 | 49.3226 | 8.561 | 1.9106e-05 | 1733.7705 | 982.393 | 3.285 | 0.57475 | 57.8835 | 3.8597 | 54.0238 | -928.3691 | FALSE
| 60456852 | TRG013 | TRG | 22KV | 150.77 | 22 | 45911.034 | 4.348% | Covered | 390 | 0.0014437 | 0.0015921 | 0.0017565 | 0.0019385 | 0.0021403 | 0.0023639 | 0.0026117 | 0.0028865 | 0.0031912 | 0.0035292 | 0.0039041 | 0.0043202 | 0.0047819 | 0.0049415 | 0.0049415 | 0.0049415 | 0.0049415 | 0.0049415 | 0.0049415 | 0.0049415 | 0.24709 | 0.24948 | 0.25357 | 0.25513 | 0.25457 | 0.25652 | 0.26109 | 0.26526 | 0.26283 | 0.26283 | 0.26283 | 0.26283 | 0.26283 | 0.26283 | 0.26283 | 0.26283 | 0.26283 | 0.26283 | 0.26283 | 0.26283 | 571.0507 | 3365.1245 | 0.00016138 | 58800.3 | 33317.5589 | 27.7465 | 164.6441 | 3936.1752 | 192.3906 | 3743.7846 | -29573.7743 | FALSE
| 60456853 | TRG013 | TRG | 22KV | 121.68 | 22 | 45911.034 | 4.348% | Single phase | 44.74 | 0.00085726 | 0.0009282 | 0.0010053 | 0.0010892 | 0.0011804 | 0.0012795 | 0.0013874 | 0.0015048 | 0.0016326 | 0.0017716 | 0.001923 | 0.0020878 | 0.0022672 | 0.0024625 | 0.0026753 | 0.0029071 | 0.0031596 | 0.0034347 | 0.0037344 | 0.003988 | 0.24709 | 0.24948 | 0.25357 | 0.25513 | 0.25457 | 0.25652 | 0.26109 | 0.26526 | 0.26283 | 0.26283 | 0.26283 | 0.26283 | 0.26283 | 0.26283 | 0.26283 | 0.26283 | 0.26283 | 0.26283 | 0.26283 | 0.26283 | 326.1217 | 177.9296 | 0.00013024 | 5443.9632 | 3084.6707 | 22.393 | 12.3023 | 504.0513 | 34.6953 | 469.356 | -2615.3147 | FALSE
| 60456857 | TRG013 | TRG | 22KV | 1228.84 | 22 | 45911.034 | 4.348% | Single phase | 44.74 | 0.014836 | 0.016556 | 0.018485 | 0.020647 | 0.023071 | 0.025791 | 0.028842 | 0.032266 | 0.036109 | 0.040275 | 0.040275 | 0.040275 | 0.040275 | 0.040275 | 0.040275 | 0.040275 | 0.040275 | 0.040275 | 0.040275 | 0.040275 | 0.24709 | 0.24948 | 0.25357 | 0.25513 | 0.25457 | 0.25652 | 0.26109 | 0.26526 | 0.26283 | 0.26283 | 0.26283 | 0.26283 | 0.26283 | 0.26283 | 0.26283 | 0.26283 | 0.26283 | 0.26283 | 0.26283 | 0.26283 | 5410.4752 | 29836.3297 | 0.0013153 | 54978.3016 | 31151.9295 | 226.1458 | 1254.6956 | 35246.805 | 1480.8414 | 33765.9636 | 2614.0341 | TRUE
| 60456868 | TRG013 | TRG | 22KV | 29.29 | 22 | 45911.034 | 4.348% | Single phase | 44.74 | 0.00036298 | 0.00039069 | 0.0004206 | 0.00045289 | 0.00048775 | 0.0005254 | 0.00056605 | 0.00060996 | 0.00065739 | 0.00070863 | 0.00076398 | 0.00082379 | 0.00088842 | 0.00095826 | 0.00095997 | 0.00095997 | 0.00095997 | 0.00095997 | 0.00095997 | 0.00095997 | 0.24709 | 0.24948 | 0.25357 | 0.25513 | 0.25457 | 0.25652 | 0.26109 | 0.26526 | 0.26283 | 0.26283 | 0.26283 | 0.26283 | 0.26283 | 0.26283 | 0.26283 | 0.26283 | 0.26283 | 0.26283 | 0.26283 | 0.26283 | 116.9006 | 15.3725 | 3.1351e-05 | 1310.4346 | 742.5214 | 5.3903 | 0.71283 | 132.2731 | 6.1031 | 126.17 | -616.3514 | FALSE
| 60456869 | TRG013 | TRG | 22KV | 297.87 | 22 | 45911.034 | 4.348% | Single phase | 44.74 | 0.0036914 | 0.0039732 | 0.0042773 | 0.0046057 | 0.0049603 | 0.0053431 | 0.0057566 | 0.0062031 | 0.0066855 | 0.0072065 | 0.0077694 | 0.0083777 | 0.0090349 | 0.0097452 | 0.0097626 | 0.0097626 | 0.0097626 | 0.0097626 | 0.0097626 | 0.0097626 | 0.24709 | 0.24948 | 0.25357 | 0.25513 | 0.25457 | 0.25652 | 0.26109 | 0.26526 | 0.26283 | 0.26283 | 0.26283 | 0.26283 | 0.26283 | 0.26283 | 0.26283 | 0.26283 | 0.26283 | 0.26283 | 0.26283 | 0.26283 | 1188.8424 | 1589.8603 | 0.00031883 | 13326.7038 | 7551.207 | 54.8176 | 73.7227 | 2778.7027 | 128.5403 | 2650.1624 | -4901.0446 | FALSE
| 60456870 | TRG013 | TRG | 22KV | 31.66 | 22 | 45911.034 | 4.348% | Single phase | 44.74 | 0.00039235 | 0.0004223 | 0.00045463 | 0.00048953 | 0.00052722 | 0.00056791 | 0.00061186 | 0.00065932 | 0.00071058 | 0.00076597 | 0.0008258 | 0.00089045 | 0.0009603 | 0.0010358 | 0.0010376 | 0.0010376 | 0.0010376 | 0.0010376 | 0.0010376 | 0.0010376 | 0.24709 | 0.24948 | 0.25357 | 0.25513 | 0.25457 | 0.25652 | 0.26109 | 0.26526 | 0.26283 | 0.26283 | 0.26283 | 0.26283 | 0.26283 | 0.26283 | 0.26283 | 0.26283 | 0.26283 | 0.26283 | 0.26283 | 0.26283 | 126.3597 | 17.9609 | 3.3888e-05 | 1416.4684 | 802.6025 | 5.8265 | 0.83286 | 144.3205 | 6.6593 | 137.6612 | -664.9413 | FALSE
| 60456877 | TRG013 | TRG | 22KV | 636.94 | 22 | 45911.034 | 4.348% | Three phase | 97.13 | 0.0079778 | 0.0086331 | 0.0093443 | 0.010116 | 0.010955 | 0.011865 | 0.012854 | 0.013928 | 0.015094 | 0.016362 | 0.017739 | 0.019235 | 0.020861 | 0.020876 | 0.020876 | 0.020876 | 0.020876 | 0.020876 | 0.020876 | 0.020876 | 0.24709 | 0.24948 | 0.25357 | 0.25513 | 0.25457 | 0.25652 | 0.26109 | 0.26526 | 0.26283 | 0.26283 | 0.26283 | 0.26283 | 0.26283 | 0.26283 | 0.26283 | 0.26283 | 0.26283 | 0.26283 | 0.26283 | 0.26283 | 2616.7445 | 16244.1039 | 0.00068176 | 61865.9822 | 35054.6426 | 117.2173 | 731.8164 | 18860.8484 | 849.0337 | 18011.8146 | -17042.828 | FALSE
| 60456887 | TRG013 | TRG | 22KV | 1099.78 | 22 | 45911.034 | 4.348% | Three phase | 97.13 | 0.0079554 | 0.0088339 | 0.0098144 | 0.010909 | 0.012132 | 0.013499 | 0.015026 | 0.016733 | 0.018641 | 0.020776 | 0.023163 | 0.025835 | 0.028824 | 0.03217 | 0.035917 | 0.036045 | 0.036045 | 0.036045 | 0.036045 | 0.036045 | 0.24709 | 0.24948 | 0.25357 | 0.25513 | 0.25457 | 0.25652 | 0.26109 | 0.26526 | 0.26283 | 0.26283 | 0.26283 | 0.26283 | 0.26283 | 0.26283 | 0.26283 | 0.26283 | 0.26283 | 0.26283 | 0.26283 | 0.26283 | 3636.6714 | 38895.73 | 0.0011772 | 106821.6314 | 60527.5142 | 202.3946 | 2181.809 | 42532.4014 | 2384.2037 | 40148.1978 | -20379.3164 | FALSE
| 60456894 | TRG013 | TRG | 22KV | 742.86 | 22 | 45911.034 | 4.348% | Three phase | 97.13 | 0.00513 | 0.0055529 | 0.0060125 | 0.0065121 | 0.0070553 | 0.0076459 | 0.0082883 | 0.0089871 | 0.0097473 | 0.010574 | 0.011475 | 0.012454 | 0.013521 | 0.014682 | 0.015946 | 0.017322 | 0.018821 | 0.020454 | 0.022233 | 0.024171 | 0.24709 | 0.24948 | 0.25357 | 0.25513 | 0.25457 | 0.25652 | 0.26109 | 0.26526 | 0.26283 | 0.26283 | 0.26283 | 0.26283 | 0.26283 | 0.26283 | 0.26283 | 0.26283 | 0.26283 | 0.26283 | 0.26283 | 0.26283 | 1948.0567 | 14087.027 | 0.00079513 | 72153.9918 | 40884.0579 | 136.71 | 995.4491 | 16035.0837 | 1132.159 | 14902.9247 | -25981.1332 | FALSE
| 60456895 | TRG013 | TRG | 22KV | 1240.05 | 22 | 45911.034 | 4.348% | Three phase | 97.13 | 0.0085635 | 0.0092694 | 0.010037 | 0.010871 | 0.011777 | 0.012763 | 0.013836 | 0.015002 | 0.016271 | 0.017652 | 0.019154 | 0.02079 | 0.02257 | 0.024508 | 0.026618 | 0.028916 | 0.031418 | 0.034144 | 0.037114 | 0.040349 | 0.24709 | 0.24948 | 0.25357 | 0.25513 | 0.25457 | 0.25652 | 0.26109 | 0.26526 | 0.26283 | 0.26283 | 0.26283 | 0.26283 | 0.26283 | 0.26283 | 0.26283 | 0.26283 | 0.26283 | 0.26283 | 0.26283 | 0.26283 | 3251.8747 | 39253.9887 | 0.0013273 | 120446.0565 | 68247.4167 | 228.2088 | 2773.8533 | 42505.8635 | 3002.0621 | 39503.8014 | -28743.6154 | FALSE
| 60456910 | TRG013 | TRG | 22KV | 217.31 | 22 | 45911.034 | 4.348% | Three phase | 97.13 | 0.0017867 | 0.0019804 | 0.002196 | 0.0024363 | 0.0027041 | 0.0030025 | 0.0033352 | 0.0037063 | 0.0041202 | 0.004582 | 0.0050973 | 0.0056725 | 0.0063146 | 0.0070316 | 0.0071223 | 0.0071223 | 0.0071223 | 0.0071223 | 0.0071223 | 0.0071223 | 0.24709 | 0.24948 | 0.25357 | 0.25513 | 0.25457 | 0.25652 | 0.26109 | 0.26526 | 0.26283 | 0.26283 | 0.26283 | 0.26283 | 0.26283 | 0.26283 | 0.26283 | 0.26283 | 0.26283 | 0.26283 | 0.26283 | 0.26283 | 770.0427 | 1627.9927 | 0.0002326 | 21107.3203 | 11959.8775 | 39.992 | 85.1853 | 2398.0354 | 125.1773 | 2272.8581 | -9687.0194 | FALSE
| 60456924 | TRG013 | TRG | 22KV | 1546.25 | 22 | 45911.034 | 4.348% | Three phase | 97.13 | 0.011185 | 0.01242 | 0.013799 | 0.015338 | 0.017058 | 0.018979 | 0.021126 | 0.023525 | 0.026209 | 0.02921 | 0.032566 | 0.036322 | 0.040526 | 0.04523 | 0.050498 | 0.050678 | 0.050678 | 0.050678 | 0.050678 | 0.050678 | 0.24709 | 0.24948 | 0.25357 | 0.25513 | 0.25457 | 0.25652 | 0.26109 | 0.26526 | 0.26283 | 0.26283 | 0.26283 | 0.26283 | 0.26283 | 0.26283 | 0.26283 | 0.26283 | 0.26283 | 0.26283 | 0.26283 | 0.26283 | 5113.0255 | 76886.4338 | 0.0016551 | 150187.2625 | 85099.4461 | 284.5594 | 4312.8517 | 81999.4592 | 4597.4111 | 77402.0482 | -7697.3979 | FALSE
| 60456974 | TRG013 | TRG | 22KV | 1822.84 | 22 | 45911.034 | 4.348% | Single phase | 44.74 | 0.02273 | 0.024542 | 0.026505 | 0.02863 | 0.030932 | 0.033426 | 0.036128 | 0.039056 | 0.04223 | 0.045669 | 0.049397 | 0.053439 | 0.05782 | 0.059743 | 0.059743 | 0.059743 | 0.059743 | 0.059743 | 0.059743 | 0.059743 | 0.24709 | 0.24948 | 0.25357 | 0.25513 | 0.25457 | 0.25652 | 0.26109 | 0.26526 | 0.26283 | 0.26283 | 0.26283 | 0.26283 | 0.26283 | 0.26283 | 0.26283 | 0.26283 | 0.26283 | 0.26283 | 0.26283 | 0.26283 | 7398.5953 | 60546.4581 | 0.0019511 | 81553.8616 | 46210.2334 | 335.4607 | 2760.8626 | 67945.0534 | 3096.3233 | 64848.7301 | 18638.4967 | TRUE
| 60456997 | TRG013 | TRG | 22KV | 100.19 | 22 | 45911.034 | 4.348% | Single phase | 44.74 | 0.0012467 | 0.0013446 | 0.0014506 | 0.0015652 | 0.0016892 | 0.0018234 | 0.0019686 | 0.0021258 | 0.002296 | 0.0024803 | 0.0026797 | 0.0028957 | 0.0031297 | 0.0032837 | 0.0032837 | 0.0032837 | 0.0032837 | 0.0032837 | 0.0032837 | 0.0032837 | 0.24709 | 0.24948 | 0.25357 | 0.25513 | 0.25457 | 0.25652 | 0.26109 | 0.26526 | 0.26283 | 0.26283 | 0.26283 | 0.26283 | 0.26283 | 0.26283 | 0.26283 | 0.26283 | 0.26283 | 0.26283 | 0.26283 | 0.26283 | 404.3206 | 181.8641 | 0.00010724 | 4482.5006 | 2539.8846 | 18.4382 | 8.3406 | 586.1847 | 26.7787 | 559.406 | -1980.4787 | FALSE
| 60457002 | TRG013 | TRG | 22KV | 199.84 | 22 | 45911.034 | 4.348% | Single phase | 44.74 | 0.0016937 | 0.0018822 | 0.0020927 | 0.0023279 | 0.0025907 | 0.0028845 | 0.0032129 | 0.0035801 | 0.0039909 | 0.0044504 | 0.0049646 | 0.0055402 | 0.0061845 | 0.0065497 | 0.0065497 | 0.0065497 | 0.0065497 | 0.0065497 | 0.0065497 | 0.0065497 | 0.24709 | 0.24948 | 0.25357 | 0.25513 | 0.25457 | 0.25652 | 0.26109 | 0.26526 | 0.26283 | 0.26283 | 0.26283 | 0.26283 | 0.26283 | 0.26283 | 0.26283 | 0.26283 | 0.26283 | 0.26283 | 0.26283 | 0.26283 | 728.7453 | 652.6506 | 0.0002139 | 8940.8416 | 5066.0799 | 36.7769 | 33.1828 | 1381.3959 | 69.9597 | 1311.4362 | -3754.6437 | FALSE
| 60457012 | TRG013 | TRG | 22KV | 135.65 | 22 | 45911.034 | 4.348% | Single phase | 44.74 | 0.0011496 | 0.0012776 | 0.0014205 | 0.0015802 | 0.0017586 | 0.0019579 | 0.0021809 | 0.0024301 | 0.002709 | 0.0030209 | 0.00337 | 0.0037606 | 0.004198 | 0.0044459 | 0.0044459 | 0.0044459 | 0.0044459 | 0.0044459 | 0.0044459 | 0.0044459 | 0.24709 | 0.24948 | 0.25357 | 0.25513 | 0.25457 | 0.25652 | 0.26109 | 0.26526 | 0.26283 | 0.26283 | 0.26283 | 0.26283 | 0.26283 | 0.26283 | 0.26283 | 0.26283 | 0.26283 | 0.26283 | 0.26283 | 0.26283 | 494.6672 | 300.7153 | 0.0001452 | 6068.981 | 3438.8197 | 24.9639 | 15.2893 | 795.3825 | 40.2532 | 755.1293 | -2683.6905 | FALSE
| 60457016 | TRG013 | TRG | 22KV | 131.95 | 22 | 45911.034 | 4.348% | Covered | 390 | 0.00092962 | 0.0010065 | 0.0010902 | 0.0011811 | 0.00128 | 0.0013875 | 0.0015045 | 0.0016319 | 0.0017704 | 0.0019212 | 0.0020853 | 0.002264 | 0.0024585 | 0.0026704 | 0.0029011 | 0.0031525 | 0.0034263 | 0.0037245 | 0.0040496 | 0.0043246 | 0.24709 | 0.24948 | 0.25357 | 0.25513 | 0.25457 | 0.25652 | 0.26109 | 0.26526 | 0.26283 | 0.26283 | 0.26283 | 0.26283 | 0.26283 | 0.26283 | 0.26283 | 0.26283 | 0.26283 | 0.26283 | 0.26283 | 0.26283 | 353.6469 | 1823.884 | 0.00014123 | 51460.5 | 29158.6648 | 24.283 | 126.1058 | 2177.531 | 150.3888 | 2027.1421 | -27131.5227 | FALSE
| 60457022 | TRG013 | TRG | 22KV | 87.83 | 22 | 45911.034 | 4.348% | Three phase | 97.13 | 0.0011452 | 0.0012646 | 0.001397 | 0.0015438 | 0.0017066 | 0.0018872 | 0.0020875 | 0.0023098 | 0.0025565 | 0.0028303 | 0.0028786 | 0.0028786 | 0.0028786 | 0.0028786 | 0.0028786 | 0.0028786 | 0.0028786 | 0.0028786 | 0.0028786 | 0.0028786 | 0.24709 | 0.24948 | 0.25357 | 0.25513 | 0.25457 | 0.25652 | 0.26109 | 0.26526 | 0.26283 | 0.26283 | 0.26283 | 0.26283 | 0.26283 | 0.26283 | 0.26283 | 0.26283 | 0.26283 | 0.26283 | 0.26283 | 0.26283 | 390.7031 | 334.4508 | 9.401e-05 | 8530.9279 | 4833.8136 | 16.1635 | 13.9152 | 725.1539 | 30.0788 | 695.0752 | -4138.7385 | FALSE
| 60457023 | TRG013 | TRG | 22KV | 35.4 | 22 | 45911.034 | 4.348% | Three phase | 97.13 | 0.00046156 | 0.0005097 | 0.00056307 | 0.00062224 | 0.00068786 | 0.00076064 | 0.00084138 | 0.00093097 | 0.0010304 | 0.0011407 | 0.0011602 | 0.0011602 | 0.0011602 | 0.0011602 | 0.0011602 | 0.0011602 | 0.0011602 | 0.0011602 | 0.0011602 | 0.0011602 | 0.24709 | 0.24948 | 0.25357 | 0.25513 | 0.25457 | 0.25652 | 0.26109 | 0.26526 | 0.26283 | 0.26283 | 0.26283 | 0.26283 | 0.26283 | 0.26283 | 0.26283 | 0.26283 | 0.26283 | 0.26283 | 0.26283 | 0.26283 | 157.4734 | 54.3317 | 3.7891e-05 | 3438.402 | 1948.2751 | 6.5147 | 2.2605 | 211.8051 | 8.7753 | 203.0298 | -1745.2453 | FALSE
| 60457027 | TRG013 | TRG | 22KV | 547.03 | 22 | 45911.034 | 4.348% | Single phase | 44.74 | 0.006884 | 0.0074671 | 0.0081017 | 0.0087922 | 0.0095438 | 0.010362 | 0.011253 | 0.012223 | 0.013279 | 0.01443 | 0.015683 | 0.017048 | 0.017929 | 0.017929 | 0.017929 | 0.017929 | 0.017929 | 0.017929 | 0.017929 | 0.017929 | 0.24709 | 0.24948 | 0.25357 | 0.25513 | 0.25457 | 0.25652 | 0.26109 | 0.26526 | 0.26283 | 0.26283 | 0.26283 | 0.26283 | 0.26283 | 0.26283 | 0.26283 | 0.26283 | 0.26283 | 0.26283 | 0.26283 | 0.26283 | 2272.0061 | 5579.478 | 0.00058552 | 24474.1222 | 13867.5824 | 100.671 | 248.6394 | 7851.4842 | 349.3104 | 7502.1738 | -6365.4087 | FALSE
| 60457045 | TRG013 | TRG | 22KV | 56.8 | 22 | 45911.034 | 4.348% | Single phase | 44.74 | 0.00039225 | 0.00042458 | 0.00045972 | 0.00049792 | 0.00053946 | 0.00058462 | 0.00063374 | 0.00068716 | 0.00074529 | 0.00080853 | 0.00087736 | 0.00095226 | 0.0010338 | 0.0011226 | 0.0012192 | 0.0013245 | 0.0014391 | 0.001564 | 0.0017 | 0.0018482 | 0.24709 | 0.24948 | 0.25357 | 0.25513 | 0.25457 | 0.25652 | 0.26109 | 0.26526 | 0.26283 | 0.26283 | 0.26283 | 0.26283 | 0.26283 | 0.26283 | 0.26283 | 0.26283 | 0.26283 | 0.26283 | 0.26283 | 0.26283 | 148.9508 | 37.9354 | 6.0797e-05 | 2541.232 | 1439.9186 | 10.453 | 2.6807 | 186.8862 | 13.1337 | 173.7525 | -1266.1661 | FALSE
| 60457053 | TRG013 | TRG | 22KV | 66.52 | 22 | 45911.034 | 4.348% | Single phase | 44.74 | 0.00056376 | 0.00062651 | 0.00069659 | 0.00077488 | 0.00086236 | 0.00096014 | 0.0010695 | 0.0011917 | 0.0013284 | 0.0014814 | 0.0016526 | 0.0018441 | 0.0020586 | 0.0021802 | 0.0021802 | 0.0021802 | 0.0021802 | 0.0021802 | 0.0021802 | 0.0021802 | 0.24709 | 0.24948 | 0.25357 | 0.25513 | 0.25457 | 0.25652 | 0.26109 | 0.26526 | 0.26283 | 0.26283 | 0.26283 | 0.26283 | 0.26283 | 0.26283 | 0.26283 | 0.26283 | 0.26283 | 0.26283 | 0.26283 | 0.26283 | 242.5747 | 72.3137 | 7.1201e-05 | 2976.1048 | 1686.3272 | 12.2418 | 3.6766 | 314.8884 | 15.9185 | 298.97 | -1387.3573 | FALSE
| 60457077 | TRG013 | TRG | 22KV | 779.1 | 22 | 45911.034 | 4.348% | Covered | 390 | 0.0097365 | 0.010524 | 0.011378 | 0.012304 | 0.013309 | 0.014398 | 0.01558 | 0.016861 | 0.018252 | 0.019761 | 0.021399 | 0.023177 | 0.025106 | 0.025535 | 0.025535 | 0.025535 | 0.025535 | 0.025535 | 0.025535 | 0.025535 | 0.24709 | 0.24948 | 0.25357 | 0.25513 | 0.25457 | 0.25652 | 0.26109 | 0.26526 | 0.26283 | 0.26283 | 0.26283 | 0.26283 | 0.26283 | 0.26283 | 0.26283 | 0.26283 | 0.26283 | 0.26283 | 0.26283 | 0.26283 | 3181.1163 | 96989.8373 | 0.00083392 | 303849 | 172167.607 | 143.3793 | 4396.456 | 100170.9535 | 4539.8353 | 95631.1183 | -76536.4888 | FALSE
| 60457082 | TRG013 | TRG | 22KV | 354.27 | 22 | 45911.034 | 4.348% | Covered | 390 | 0.0044273 | 0.0047855 | 0.0051739 | 0.005595 | 0.0060517 | 0.006547 | 0.0070843 | 0.0076671 | 0.0082996 | 0.0089858 | 0.0097305 | 0.010539 | 0.011416 | 0.011611 | 0.011611 | 0.011611 | 0.011611 | 0.011611 | 0.011611 | 0.011611 | 0.24709 | 0.24948 | 0.25357 | 0.25513 | 0.25457 | 0.25652 | 0.26109 | 0.26526 | 0.26283 | 0.26283 | 0.26283 | 0.26283 | 0.26283 | 0.26283 | 0.26283 | 0.26283 | 0.26283 | 0.26283 | 0.26283 | 0.26283 | 1446.5076 | 20054.3494 | 0.0003792 | 138165.3 | 78287.5345 | 65.197 | 909.0444 | 21500.857 | 974.2413 | 20526.6156 | -57760.9189 | FALSE
| 60457083 | TRG013 | TRG | 22KV | 11.18 | 22 | 45911.034 | 4.348% | Covered | 390 | 0.00013972 | 0.00015102 | 0.00016328 | 0.00017657 | 0.00019098 | 0.00020661 | 0.00022356 | 0.00024196 | 0.00026192 | 0.00028357 | 0.00030707 | 0.00033258 | 0.00036027 | 0.00036642 | 0.00036642 | 0.00036642 | 0.00036642 | 0.00036642 | 0.00036642 | 0.00036642 | 0.24709 | 0.24948 | 0.25357 | 0.25513 | 0.25457 | 0.25652 | 0.26109 | 0.26526 | 0.26283 | 0.26283 | 0.26283 | 0.26283 | 0.26283 | 0.26283 | 0.26283 | 0.26283 | 0.26283 | 0.26283 | 0.26283 | 0.26283 | 45.6487 | 19.9721 | 1.1967e-05 | 4360.2 | 2470.5864 | 2.0575 | 0.90532 | 65.6208 | 2.9628 | 62.658 | -2407.9284 | FALSE
| 60457084 | TRG013 | TRG | 22KV | 201.22 | 22 | 45911.034 | 4.348% | Covered | 390 | 0.0025147 | 0.0027181 | 0.0029387 | 0.0031779 | 0.0034373 | 0.0037186 | 0.0040238 | 0.0043548 | 0.004714 | 0.0051038 | 0.0055268 | 0.0059859 | 0.0064842 | 0.0065949 | 0.0065949 | 0.0065949 | 0.0065949 | 0.0065949 | 0.0065949 | 0.0065949 | 0.24709 | 0.24948 | 0.25357 | 0.25513 | 0.25457 | 0.25652 | 0.26109 | 0.26526 | 0.26283 | 0.26283 | 0.26283 | 0.26283 | 0.26283 | 0.26283 | 0.26283 | 0.26283 | 0.26283 | 0.26283 | 0.26283 | 0.26283 | 821.5944 | 6469.6697 | 0.00021538 | 78475.8 | 44466.1351 | 37.0309 | 293.2639 | 7291.2642 | 330.2948 | 6960.9694 | -37505.1658 | FALSE
| 60457104 | TRG013 | TRG | 22KV | 105.79 | 22 | 45911.034 | 4.348% | Three phase | 97.13 | 0.0013568 | 0.0014858 | 0.0016277 | 0.0017836 | 0.001955 | 0.0021435 | 0.0023508 | 0.0025787 | 0.0028295 | 0.0031054 | 0.003409 | 0.0034672 | 0.0034672 | 0.0034672 | 0.0034672 | 0.0034672 | 0.0034672 | 0.0034672 | 0.0034672 | 0.0034672 | 0.24709 | 0.24948 | 0.25357 | 0.25513 | 0.25457 | 0.25652 | 0.26109 | 0.26526 | 0.26283 | 0.26283 | 0.26283 | 0.26283 | 0.26283 | 0.26283 | 0.26283 | 0.26283 | 0.26283 | 0.26283 | 0.26283 | 0.26283 | 457.4294 | 471.619 | 0.00011323 | 10275.3827 | 5822.2606 | 19.4687 | 20.188 | 929.0484 | 39.6568 | 889.3916 | -4932.869 | FALSE
| 60457119 | TRG013 | TRG | 22KV | 71.91 | 22 | 45911.034 | 4.348% | Single phase | 44.74 | 0.0008967 | 0.00096818 | 0.0010456 | 0.0011294 | 0.0012202 | 0.0013186 | 0.0014252 | 0.0015407 | 0.0016659 | 0.0018016 | 0.0019487 | 0.0021081 | 0.002281 | 0.0023568 | 0.0023568 | 0.0023568 | 0.0023568 | 0.0023568 | 0.0023568 | 0.0023568 | 0.24709 | 0.24948 | 0.25357 | 0.25513 | 0.25457 | 0.25652 | 0.26109 | 0.26526 | 0.26283 | 0.26283 | 0.26283 | 0.26283 | 0.26283 | 0.26283 | 0.26283 | 0.26283 | 0.26283 | 0.26283 | 0.26283 | 0.26283 | 291.8704 | 94.2259 | 7.697e-05 | 3217.2534 | 1822.9674 | 13.2337 | 4.2966 | 386.0963 | 17.5303 | 368.5659 | -1454.4015 | FALSE
| 60457141 | TRG013 | TRG | 22KV | 105.14 | 22 | 45911.034 | 4.348% | Covered | 390 | 0.00072607 | 0.00078592 | 0.00085097 | 0.00092168 | 0.00099856 | 0.0010822 | 0.0011731 | 0.001272 | 0.0013796 | 0.0014966 | 0.001624 | 0.0017627 | 0.0019136 | 0.0020779 | 0.0022569 | 0.0024517 | 0.0026639 | 0.002895 | 0.0031468 | 0.003421 | 0.24709 | 0.24948 | 0.25357 | 0.25513 | 0.25457 | 0.25652 | 0.26109 | 0.26526 | 0.26283 | 0.26283 | 0.26283 | 0.26283 | 0.26283 | 0.26283 | 0.26283 | 0.26283 | 0.26283 | 0.26283 | 0.26283 | 0.26283 | 275.7164 | 1133.0591 | 0.00011254 | 41004.6 | 23234.1191 | 19.3491 | 80.0668 | 1408.7755 | 99.4159 | 1309.3596 | -21924.7595 | FALSE
| 60457149 | TRG013 | TRG | 22KV | 218.17 | 22 | 45911.034 | 4.348% | Single phase | 44.74 | 0.0027037 | 0.0029101 | 0.0031329 | 0.0033734 | 0.0036331 | 0.0039135 | 0.0042163 | 0.0045434 | 0.0048967 | 0.0052783 | 0.0056906 | 0.0061361 | 0.0066175 | 0.0071377 | 0.0071505 | 0.0071505 | 0.0071505 | 0.0071505 | 0.0071505 | 0.0071505 | 0.24709 | 0.24948 | 0.25357 | 0.25513 | 0.25457 | 0.25652 | 0.26109 | 0.26526 | 0.26283 | 0.26283 | 0.26283 | 0.26283 | 0.26283 | 0.26283 | 0.26283 | 0.26283 | 0.26283 | 0.26283 | 0.26283 | 0.26283 | 870.7481 | 852.8949 | 0.00023352 | 9760.9258 | 5530.7578 | 40.1502 | 39.5492 | 1723.643 | 79.6994 | 1643.9435 | -3886.8143 | FALSE
| 60457155 | TRG013 | TRG | 22KV | 220.46 | 22 | 45911.034 | 4.348% | Single phase | 44.74 | 0.0016588 | 0.0018433 | 0.0020494 | 0.0022798 | 0.0025372 | 0.002825 | 0.0031469 | 0.003507 | 0.0039098 | 0.0043606 | 0.0048653 | 0.0054303 | 0.0060631 | 0.0067718 | 0.0072255 | 0.0072255 | 0.0072255 | 0.0072255 | 0.0072255 | 0.0072255 | 0.24709 | 0.24948 | 0.25357 | 0.25513 | 0.25457 | 0.25652 | 0.26109 | 0.26526 | 0.26283 | 0.26283 | 0.26283 | 0.26283 | 0.26283 | 0.26283 | 0.26283 | 0.26283 | 0.26283 | 0.26283 | 0.26283 | 0.26283 | 749.3384 | 740.0855 | 0.00023597 | 9863.3804 | 5588.8109 | 40.5717 | 40.3838 | 1489.4239 | 80.9555 | 1408.4684 | -4180.3425 | FALSE
| 60457162 | TRG013 | TRG | 22KV | 36.66 | 22 | 45911.034 | 4.348% | Three phase | 97.13 | 0.00020961 | 0.00022683 | 0.00024555 | 0.00026589 | 0.00028801 | 0.00031207 | 0.00033825 | 0.00036672 | 0.0003977 | 0.00043142 | 0.00046811 | 0.00050807 | 0.00055156 | 0.00059893 | 0.00065052 | 0.00070671 | 0.00076792 | 0.00083461 | 0.00090729 | 0.00098648 | 0.24709 | 0.24948 | 0.25357 | 0.25513 | 0.25457 | 0.25652 | 0.26109 | 0.26526 | 0.26283 | 0.26283 | 0.26283 | 0.26283 | 0.26283 | 0.26283 | 0.26283 | 0.26283 | 0.26283 | 0.26283 | 0.26283 | 0.26283 | 79.4962 | 28.3695 | 3.924e-05 | 3560.7858 | 2017.6205 | 6.7466 | 2.4243 | 107.8658 | 9.1709 | 98.6948 | -1918.9257 | FALSE
| 60457163 | TRG013 | TRG | 22KV | 1547.11 | 22 | 45911.034 | 4.348% | Three phase | 97.13 | 0.008846 | 0.0095726 | 0.010362 | 0.011221 | 0.012155 | 0.01317 | 0.014274 | 0.015476 | 0.016784 | 0.018206 | 0.019755 | 0.021441 | 0.023277 | 0.025276 | 0.027453 | 0.029824 | 0.032407 | 0.035222 | 0.038289 | 0.041631 | 0.24709 | 0.24948 | 0.25357 | 0.25513 | 0.25457 | 0.25652 | 0.26109 | 0.26526 | 0.26283 | 0.26283 | 0.26283 | 0.26283 | 0.26283 | 0.26283 | 0.26283 | 0.26283 | 0.26283 | 0.26283 | 0.26283 | 0.26283 | 3354.8664 | 50525.4145 | 0.001656 | 150270.7943 | 85146.7771 | 284.7176 | 4317.6505 | 53880.2809 | 4602.3682 | 49277.9128 | -35868.8643 | FALSE
| 60457167 | TRG013 | TRG | 22KV | 61.32 | 22 | 45911.034 | 4.348% | Three phase | 97.13 | 0.00058304 | 0.00064065 | 0.00070423 | 0.0007744 | 0.00085185 | 0.00093737 | 0.0010318 | 0.0011361 | 0.0012513 | 0.0013787 | 0.0015194 | 0.0016749 | 0.0018468 | 0.0020097 | 0.0020097 | 0.0020097 | 0.0020097 | 0.0020097 | 0.0020097 | 0.0020097 | 0.24709 | 0.24948 | 0.25357 | 0.25513 | 0.25457 | 0.25652 | 0.26109 | 0.26526 | 0.26283 | 0.26283 | 0.26283 | 0.26283 | 0.26283 | 0.26283 | 0.26283 | 0.26283 | 0.26283 | 0.26283 | 0.26283 | 0.26283 | 227.8835 | 136.0287 | 6.5635e-05 | 5956.0116 | 3374.8088 | 11.2848 | 6.7828 | 363.9123 | 18.0676 | 345.8447 | -3028.9641 | FALSE
| 60457184 | TRG013 | TRG | 22KV | 5738.76 | 22 | 45911.034 | 4.348% | Three phase | 97.13 | 0.067047 | 0.074468 | 0.082744 | 0.091978 | 0.10228 | 0.11378 | 0.12662 | 0.14096 | 0.15697 | 0.17486 | 0.18809 | 0.18809 | 0.18809 | 0.18809 | 0.18809 | 0.18809 | 0.18809 | 0.18809 | 0.18809 | 0.18809 | 0.24709 | 0.24948 | 0.25357 | 0.25513 | 0.25457 | 0.25652 | 0.26109 | 0.26526 | 0.26283 | 0.26283 | 0.26283 | 0.26283 | 0.26283 | 0.26283 | 0.26283 | 0.26283 | 0.26283 | 0.26283 | 0.26283 | 0.26283 | 24618.2807 | 1376216.2098 | 0.0061426 | 557405.7588 | 315838.5107 | 1056.115 | 59407.4933 | 1400834.4904 | 60463.6083 | 1340370.8821 | 1024532.3714 | TRUE
| 60457185 | TRG013 | TRG | 22KV | 1993.32 | 22 | 45911.034 | 4.348% | Three phase | 97.13 | 0.016238 | 0.018032 | 0.020035 | 0.02227 | 0.024767 | 0.027555 | 0.03067 | 0.034152 | 0.038043 | 0.042394 | 0.047259 | 0.052701 | 0.058789 | 0.065331 | 0.065331 | 0.065331 | 0.065331 | 0.065331 | 0.065331 | 0.065331 | 0.24709 | 0.24948 | 0.25357 | 0.25513 | 0.25457 | 0.25652 | 0.26109 | 0.26526 | 0.26283 | 0.26283 | 0.26283 | 0.26283 | 0.26283 | 0.26283 | 0.26283 | 0.26283 | 0.26283 | 0.26283 | 0.26283 | 0.26283 | 7088.4317 | 137454.1573 | 0.0021336 | 193611.1716 | 109704.3996 | 366.8345 | 7167.3589 | 144542.589 | 7534.1934 | 137008.3956 | 27303.996 | TRUE
| 60457187 | TRG013 | TRG | 22KV | 547.86 | 22 | 45911.034 | 4.348% | Three phase | 97.13 | 0.0050296 | 0.0055857 | 0.0062063 | 0.0068989 | 0.0076721 | 0.0085355 | 0.0094999 | 0.010577 | 0.011781 | 0.013127 | 0.014631 | 0.016314 | 0.017956 | 0.017956 | 0.017956 | 0.017956 | 0.017956 | 0.017956 | 0.017956 | 0.017956 | 0.24709 | 0.24948 | 0.25357 | 0.25513 | 0.25457 | 0.25652 | 0.26109 | 0.26526 | 0.26283 | 0.26283 | 0.26283 | 0.26283 | 0.26283 | 0.26283 | 0.26283 | 0.26283 | 0.26283 | 0.26283 | 0.26283 | 0.26283 | 2084.0151 | 11111.3225 | 0.00058641 | 53213.6418 | 30152.034 | 100.8237 | 541.4325 | 13195.3376 | 642.2562 | 12553.0814 | -17598.9525 | FALSE
| 60457195 | TRG013 | TRG | 22KV | 152.94 | 22 | 45911.034 | 4.348% | Single phase | 44.74 | 0.0010775 | 0.0011667 | 0.0012636 | 0.001369 | 0.0014836 | 0.0016083 | 0.0017439 | 0.0018914 | 0.002052 | 0.0022268 | 0.002417 | 0.0026241 | 0.0028496 | 0.0030952 | 0.0033626 | 0.0036539 | 0.0039713 | 0.004317 | 0.0046938 | 0.0050126 | 0.24709 | 0.24948 | 0.25357 | 0.25513 | 0.25457 | 0.25652 | 0.26109 | 0.26526 | 0.26283 | 0.26283 | 0.26283 | 0.26283 | 0.26283 | 0.26283 | 0.26283 | 0.26283 | 0.26283 | 0.26283 | 0.26283 | 0.26283 | 409.9035 | 281.0943 | 0.0001637 | 6842.5356 | 3877.133 | 28.1458 | 19.4352 | 690.9977 | 47.5811 | 643.4167 | -3233.7163 | FALSE
| 60457206 | TRG013 | TRG | 22KV | 1474.02 | 22 | 45911.034 | 4.348% | Three phase | 97.13 | 0.0142 | 0.015532 | 0.016995 | 0.018602 | 0.020367 | 0.022306 | 0.024437 | 0.02678 | 0.029355 | 0.032186 | 0.035299 | 0.038723 | 0.042489 | 0.046633 | 0.048311 | 0.048311 | 0.048311 | 0.048311 | 0.048311 | 0.048311 | 0.24709 | 0.24948 | 0.25357 | 0.25513 | 0.25457 | 0.25652 | 0.26109 | 0.26526 | 0.26283 | 0.26283 | 0.26283 | 0.26283 | 0.26283 | 0.26283 | 0.26283 | 0.26283 | 0.26283 | 0.26283 | 0.26283 | 0.26283 | 5404.8862 | 77564.6433 | 0.0015777 | 143171.5626 | 81124.1944 | 271.2667 | 3919.3302 | 82969.5295 | 4190.5969 | 78778.9325 | -2345.2618 | FALSE
| 60457222 | TRG013 | TRG | 22KV | 62.31 | 22 | 45911.034 | 4.348% | Single phase | 44.74 | 0.00077699 | 0.00083893 | 0.000906 | 0.00097865 | 0.0010573 | 0.0011426 | 0.001235 | 0.0013351 | 0.0014435 | 0.0015611 | 0.0016885 | 0.0018267 | 0.0019765 | 0.0020422 | 0.0020422 | 0.0020422 | 0.0020422 | 0.0020422 | 0.0020422 | 0.0020422 | 0.24709 | 0.24948 | 0.25357 | 0.25513 | 0.25457 | 0.25652 | 0.26109 | 0.26526 | 0.26283 | 0.26283 | 0.26283 | 0.26283 | 0.26283 | 0.26283 | 0.26283 | 0.26283 | 0.26283 | 0.26283 | 0.26283 | 0.26283 | 252.9056 | 70.7469 | 6.6695e-05 | 2787.7494 | 1579.6009 | 11.467 | 3.226 | 323.6525 | 14.693 | 308.9595 | -1270.6414 | FALSE
| 60457223 | TRG013 | TRG | 22KV | 279.36 | 22 | 45911.034 | 4.348% | Single phase | 44.74 | 0.0034836 | 0.0037612 | 0.004062 | 0.0043877 | 0.0047405 | 0.0051227 | 0.0055368 | 0.0059856 | 0.0064719 | 0.006999 | 0.0075704 | 0.0081897 | 0.0088613 | 0.009156 | 0.009156 | 0.009156 | 0.009156 | 0.009156 | 0.009156 | 0.009156 | 0.24709 | 0.24948 | 0.25357 | 0.25513 | 0.25457 | 0.25652 | 0.26109 | 0.26526 | 0.26283 | 0.26283 | 0.26283 | 0.26283 | 0.26283 | 0.26283 | 0.26283 | 0.26283 | 0.26283 | 0.26283 | 0.26283 | 0.26283 | 1133.8744 | 1422.0671 | 0.00029902 | 12498.5664 | 7081.9659 | 51.4112 | 64.8449 | 2555.9415 | 116.2561 | 2439.6854 | -4642.2806 | FALSE
| 60457251 | TRG013 | TRG | 22KV | 243.13 | 22 | 45911.034 | 4.348% | Covered | 390 | 0.0030384 | 0.0032842 | 0.0035508 | 0.0038398 | 0.0041532 | 0.0044931 | 0.0048618 | 0.0052618 | 0.0056959 | 0.0061668 | 0.0066779 | 0.0072326 | 0.0078347 | 0.0079685 | 0.0079685 | 0.0079685 | 0.0079685 | 0.0079685 | 0.0079685 | 0.0079685 | 0.24709 | 0.24948 | 0.25357 | 0.25513 | 0.25457 | 0.25652 | 0.26109 | 0.26526 | 0.26283 | 0.26283 | 0.26283 | 0.26283 | 0.26283 | 0.26283 | 0.26283 | 0.26283 | 0.26283 | 0.26283 | 0.26283 | 0.26283 | 992.7157 | 9445.3254 | 0.00026024 | 94820.7 | 53727.5193 | 44.7437 | 428.1475 | 10438.041 | 472.8912 | 9965.1499 | -43762.3695 | FALSE
| 60457252 | TRG013 | TRG | 22KV | 158.65 | 22 | 45911.034 | 4.348% | Covered | 390 | 0.0019827 | 0.0021431 | 0.002317 | 0.0025056 | 0.0027101 | 0.0029319 | 0.0031725 | 0.0034335 | 0.0037167 | 0.004024 | 0.0043575 | 0.0047195 | 0.0051124 | 0.0051997 | 0.0051997 | 0.0051997 | 0.0051997 | 0.0051997 | 0.0051997 | 0.0051997 | 0.24709 | 0.24948 | 0.25357 | 0.25513 | 0.25457 | 0.25652 | 0.26109 | 0.26526 | 0.26283 | 0.26283 | 0.26283 | 0.26283 | 0.26283 | 0.26283 | 0.26283 | 0.26283 | 0.26283 | 0.26283 | 0.26283 | 0.26283 | 647.7783 | 4021.7954 | 0.00016981 | 61873.5 | 35058.9024 | 29.1967 | 182.3041 | 4669.5737 | 211.5008 | 4458.073 | -30600.8294 | FALSE
| 60457268 | TRG013 | TRG | 22KV | 148.65 | 22 | 45911.034 | 4.348% | Three phase | 97.13 | 0.00079696 | 0.00087811 | 0.00096802 | 0.0010677 | 0.0011782 | 0.0013007 | 0.0014366 | 0.0015875 | 0.0017548 | 0.0019407 | 0.002147 | 0.0023761 | 0.0026306 | 0.0029134 | 0.0032277 | 0.003577 | 0.0039654 | 0.0043972 | 0.004872 | 0.004872 | 0.24709 | 0.24948 | 0.25357 | 0.25513 | 0.25457 | 0.25652 | 0.26109 | 0.26526 | 0.26283 | 0.26283 | 0.26283 | 0.26283 | 0.26283 | 0.26283 | 0.26283 | 0.26283 | 0.26283 | 0.26283 | 0.26283 | 0.26283 | 372.1664 | 537.8821 | 0.00015911 | 14438.3745 | 8181.1044 | 27.3563 | 39.8598 | 910.0485 | 67.2161 | 842.8324 | -7338.272 | FALSE
| 60457277 | TRG013 | TRG | 22KV | 712 | 22 | 45911.034 | 4.348% | Covered | 390 | 0.0091596 | 0.010047 | 0.011023 | 0.012098 | 0.013281 | 0.014585 | 0.016021 | 0.017603 | 0.019346 | 0.021267 | 0.023336 | 0.023336 | 0.023336 | 0.023336 | 0.023336 | 0.023336 | 0.023336 | 0.023336 | 0.023336 | 0.023336 | 0.24709 | 0.24948 | 0.25357 | 0.25513 | 0.25457 | 0.25652 | 0.26109 | 0.26526 | 0.26283 | 0.26283 | 0.26283 | 0.26283 | 0.26283 | 0.26283 | 0.26283 | 0.26283 | 0.26283 | 0.26283 | 0.26283 | 0.26283 | 3097.3887 | 86299.8717 | 0.0007621 | 277680 | 157339.6691 | 131.0307 | 3671.7771 | 89397.2604 | 3802.8078 | 85594.4525 | -71745.2166 | FALSE
| 60457305 | TRG013 | TRG | 22KV | 2868.28 | 22 | 45911.034 | 4.348% | Three phase | 97.13 | 0.036786 | 0.040286 | 0.044132 | 0.048359 | 0.053006 | 0.058117 | 0.063736 | 0.069917 | 0.076716 | 0.084197 | 0.092429 | 0.094007 | 0.094007 | 0.094007 | 0.094007 | 0.094007 | 0.094007 | 0.094007 | 0.094007 | 0.094007 | 0.24709 | 0.24948 | 0.25357 | 0.25513 | 0.25457 | 0.25652 | 0.26109 | 0.26526 | 0.26283 | 0.26283 | 0.26283 | 0.26283 | 0.26283 | 0.26283 | 0.26283 | 0.26283 | 0.26283 | 0.26283 | 0.26283 | 0.26283 | 12402.2644 | 346693.0578 | 0.0030701 | 278596.0364 | 157858.7157 | 527.8551 | 14840.4883 | 359095.3222 | 15368.3434 | 343726.9788 | 185868.263 | TRUE
| 60457310 | TRG013 | TRG | 22KV | 623.08 | 22 | 45911.034 | 4.348% | Single phase | 44.74 | 0.0035626 | 0.0038553 | 0.0041733 | 0.0045191 | 0.0048951 | 0.0053041 | 0.0057489 | 0.0062328 | 0.0067594 | 0.0073324 | 0.0079562 | 0.0086352 | 0.0093745 | 0.01018 | 0.011056 | 0.012011 | 0.013052 | 0.014185 | 0.01542 | 0.016766 | 0.24709 | 0.24948 | 0.25357 | 0.25513 | 0.25457 | 0.25652 | 0.26109 | 0.26526 | 0.26283 | 0.26283 | 0.26283 | 0.26283 | 0.26283 | 0.26283 | 0.26283 | 0.26283 | 0.26283 | 0.26283 | 0.26283 | 0.26283 | 1351.1322 | 3774.8327 | 0.00066692 | 27876.5992 | 15795.5016 | 114.6666 | 322.5784 | 5125.9649 | 437.245 | 4688.7199 | -11106.7817 | FALSE
| 60457323 | TRG013 | TRG | 22KV | 266.41 | 22 | 45911.034 | 4.348% | Covered | 390 | 0.0018769 | 0.0020322 | 0.0022011 | 0.0023847 | 0.0025843 | 0.0028015 | 0.0030377 | 0.0032948 | 0.0035745 | 0.0038789 | 0.0042103 | 0.004571 | 0.0049638 | 0.0053916 | 0.0058574 | 0.0063649 | 0.0069177 | 0.0075199 | 0.0081762 | 0.0087315 | 0.24709 | 0.24948 | 0.25357 | 0.25513 | 0.25457 | 0.25652 | 0.26109 | 0.26526 | 0.26283 | 0.26283 | 0.26283 | 0.26283 | 0.26283 | 0.26283 | 0.26283 | 0.26283 | 0.26283 | 0.26283 | 0.26283 | 0.26283 | 714.0211 | 7434.9743 | 0.00028516 | 103899.9 | 58871.9961 | 49.0279 | 514.0642 | 8148.9954 | 563.0922 | 7585.9033 | -51286.0929 | FALSE
| 60457330 | TRG013 | TRG | 22KV | 65.49 | 22 | 45911.034 | 4.348% | Single phase | 44.74 | 0.00034099 | 0.00036894 | 0.00039933 | 0.00043236 | 0.00046829 | 0.00050736 | 0.00054987 | 0.00059611 | 0.00064644 | 0.00070121 | 0.00076084 | 0.00082576 | 0.00089645 | 0.00097343 | 0.0010573 | 0.0011486 | 0.0012482 | 0.0013566 | 0.0014748 | 0.0016037 | 0.24709 | 0.24948 | 0.25357 | 0.25513 | 0.25457 | 0.25652 | 0.26109 | 0.26526 | 0.26283 | 0.26283 | 0.26283 | 0.26283 | 0.26283 | 0.26283 | 0.26283 | 0.26283 | 0.26283 | 0.26283 | 0.26283 | 0.26283 | 129.2272 | 37.9478 | 7.0098e-05 | 2930.0226 | 1660.216 | 12.0523 | 3.5637 | 167.1749 | 15.6159 | 151.559 | -1508.657 | FALSE
| 60457331 | TRG013 | TRG | 22KV | 497.08 | 22 | 45911.034 | 4.348% | Single phase | 44.74 | 0.0025882 | 0.0028003 | 0.003031 | 0.0032817 | 0.0035544 | 0.003851 | 0.0041736 | 0.0045246 | 0.0049066 | 0.0053223 | 0.0057749 | 0.0062676 | 0.0068042 | 0.0073885 | 0.008025 | 0.0087184 | 0.0094738 | 0.010297 | 0.011194 | 0.012172 | 0.24709 | 0.24948 | 0.25357 | 0.25513 | 0.25457 | 0.25652 | 0.26109 | 0.26526 | 0.26283 | 0.26283 | 0.26283 | 0.26283 | 0.26283 | 0.26283 | 0.26283 | 0.26283 | 0.26283 | 0.26283 | 0.26283 | 0.26283 | 980.8556 | 2186.1953 | 0.00053206 | 22239.3592 | 12601.316 | 91.4786 | 205.3054 | 3167.051 | 296.7839 | 2870.267 | -9731.0489 | FALSE
| 60457337 | TRG013 | TRG | 22KV | 621.75 | 22 | 45911.034 | 4.348% | Three phase | 97.13 | 0.0043804 | 0.0047428 | 0.0051369 | 0.0055653 | 0.0060313 | 0.0065381 | 0.0070894 | 0.0076893 | 0.0083421 | 0.0090526 | 0.009826 | 0.010668 | 0.011585 | 0.012583 | 0.01367 | 0.014854 | 0.016145 | 0.01755 | 0.019082 | 0.020378 | 0.24709 | 0.24948 | 0.25357 | 0.25513 | 0.25457 | 0.25652 | 0.26109 | 0.26526 | 0.26283 | 0.26283 | 0.26283 | 0.26283 | 0.26283 | 0.26283 | 0.26283 | 0.26283 | 0.26283 | 0.26283 | 0.26283 | 0.26283 | 1666.3887 | 10085.5317 | 0.0006655 | 60390.5775 | 34218.6455 | 114.4218 | 697.3273 | 11751.9204 | 811.7492 | 10940.1712 | -23278.4743 | FALSE
| 60457341 | TRG013 | TRG | 22KV | 198.85 | 22 | 45911.034 | 4.348% | Single phase | 44.74 | 0.0025086 | 0.0027244 | 0.0029596 | 0.0032159 | 0.0034953 | 0.0037997 | 0.0041317 | 0.0044936 | 0.0048882 | 0.0053185 | 0.0057879 | 0.0063 | 0.0065173 | 0.0065173 | 0.0065173 | 0.0065173 | 0.0065173 | 0.0065173 | 0.0065173 | 0.0065173 | 0.24709 | 0.24948 | 0.25357 | 0.25513 | 0.25457 | 0.25652 | 0.26109 | 0.26526 | 0.26283 | 0.26283 | 0.26283 | 0.26283 | 0.26283 | 0.26283 | 0.26283 | 0.26283 | 0.26283 | 0.26283 | 0.26283 | 0.26283 | 830.6417 | 741.4967 | 0.00021284 | 8896.549 | 5040.9827 | 36.5947 | 32.8548 | 1572.1384 | 69.4496 | 1502.6889 | -3538.2938 | FALSE
| 60457343 | TRG013 | TRG | 22KV | 679.42 | 22 | 45911.034 | 4.348% | Single phase | 44.74 | 0.0035376 | 0.0038276 | 0.0041428 | 0.0044855 | 0.0048582 | 0.0052636 | 0.0057045 | 0.0061843 | 0.0067064 | 0.0072747 | 0.0078933 | 0.0085667 | 0.0093001 | 0.010099 | 0.010969 | 0.011916 | 0.012949 | 0.014074 | 0.0153 | 0.016637 | 0.24709 | 0.24948 | 0.25357 | 0.25513 | 0.25457 | 0.25652 | 0.26109 | 0.26526 | 0.26283 | 0.26283 | 0.26283 | 0.26283 | 0.26283 | 0.26283 | 0.26283 | 0.26283 | 0.26283 | 0.26283 | 0.26283 | 0.26283 | 1340.6553 | 4084.2568 | 0.00072723 | 30397.2508 | 17223.7589 | 125.035 | 383.5521 | 5424.9121 | 508.5871 | 4916.325 | -12307.4339 | FALSE
| 60457344 | TRG013 | TRG | 22KV | 966.88 | 22 | 45911.034 | 4.348% | Single phase | 44.74 | 0.012031 | 0.012976 | 0.013999 | 0.015105 | 0.016302 | 0.017597 | 0.018998 | 0.020515 | 0.022158 | 0.023936 | 0.025861 | 0.027945 | 0.030203 | 0.031689 | 0.031689 | 0.031689 | 0.031689 | 0.031689 | 0.031689 | 0.031689 | 0.24709 | 0.24948 | 0.25357 | 0.25513 | 0.25457 | 0.25652 | 0.26109 | 0.26526 | 0.26283 | 0.26283 | 0.26283 | 0.26283 | 0.26283 | 0.26283 | 0.26283 | 0.26283 | 0.26283 | 0.26283 | 0.26283 | 0.26283 | 3901.8815 | 16937.2679 | 0.0010349 | 43258.2112 | 24511.0654 | 177.9368 | 776.7707 | 20839.1494 | 954.7075 | 19884.4419 | -4626.6235 | FALSE
| 60457345 | TRG013 | TRG | 22KV | 586.44 | 22 | 45911.034 | 4.348% | Single phase | 44.74 | 0.0072972 | 0.0078705 | 0.0084906 | 0.0091614 | 0.0098873 | 0.010673 | 0.011523 | 0.012443 | 0.013439 | 0.014518 | 0.015685 | 0.01695 | 0.018319 | 0.01922 | 0.01922 | 0.01922 | 0.01922 | 0.01922 | 0.01922 | 0.01922 | 0.24709 | 0.24948 | 0.25357 | 0.25513 | 0.25457 | 0.25652 | 0.26109 | 0.26526 | 0.26283 | 0.26283 | 0.26283 | 0.26283 | 0.26283 | 0.26283 | 0.26283 | 0.26283 | 0.26283 | 0.26283 | 0.26283 | 0.26283 | 2366.6012 | 6230.8224 | 0.00062771 | 26237.3256 | 14866.6527 | 107.9237 | 285.7557 | 8597.4236 | 393.6794 | 8203.7443 | -6662.9084 | FALSE
| 60457359 | TRG013 | TRG | 22KV | 505.08 | 22 | 45911.034 | 4.348% | Three phase | 97.13 | 0.0063561 | 0.0068945 | 0.0074804 | 0.008118 | 0.0088119 | 0.0095674 | 0.01039 | 0.011286 | 0.012261 | 0.013323 | 0.01448 | 0.015741 | 0.016554 | 0.016554 | 0.016554 | 0.016554 | 0.016554 | 0.016554 | 0.016554 | 0.016554 | 0.24709 | 0.24948 | 0.25357 | 0.25513 | 0.25457 | 0.25652 | 0.26109 | 0.26526 | 0.26283 | 0.26283 | 0.26283 | 0.26283 | 0.26283 | 0.26283 | 0.26283 | 0.26283 | 0.26283 | 0.26283 | 0.26283 | 0.26283 | 2097.7732 | 10326.4022 | 0.00054062 | 49058.4204 | 27797.593 | 92.9508 | 460.1776 | 12424.1754 | 553.1284 | 11871.0469 | -15926.5461 | FALSE
| 60457360 | TRG013 | TRG | 22KV | 450.31 | 22 | 45911.034 | 4.348% | Three phase | 97.13 | 0.0056668 | 0.0061469 | 0.0066692 | 0.0072377 | 0.0078564 | 0.0085299 | 0.0092632 | 0.010062 | 0.010931 | 0.011878 | 0.01291 | 0.014034 | 0.014759 | 0.014759 | 0.014759 | 0.014759 | 0.014759 | 0.014759 | 0.014759 | 0.014759 | 0.24709 | 0.24948 | 0.25357 | 0.25513 | 0.25457 | 0.25652 | 0.26109 | 0.26526 | 0.26283 | 0.26283 | 0.26283 | 0.26283 | 0.26283 | 0.26283 | 0.26283 | 0.26283 | 0.26283 | 0.26283 | 0.26283 | 0.26283 | 1870.2943 | 8208.2746 | 0.000482 | 43738.6103 | 24783.2702 | 82.8714 | 365.787 | 10078.5688 | 448.6584 | 9629.9104 | -15153.3598 | FALSE
| 60457361 | TRG013 | TRG | 22KV | 85.73 | 22 | 45911.034 | 4.348% | Three phase | 97.13 | 0.0010789 | 0.0011702 | 0.0012697 | 0.0013779 | 0.0014957 | 0.0016239 | 0.0017635 | 0.0019156 | 0.0020811 | 0.0022614 | 0.0024578 | 0.0026718 | 0.0028098 | 0.0028098 | 0.0028098 | 0.0028098 | 0.0028098 | 0.0028098 | 0.0028098 | 0.0028098 | 0.24709 | 0.24948 | 0.25357 | 0.25513 | 0.25457 | 0.25652 | 0.26109 | 0.26526 | 0.26283 | 0.26283 | 0.26283 | 0.26283 | 0.26283 | 0.26283 | 0.26283 | 0.26283 | 0.26283 | 0.26283 | 0.26283 | 0.26283 | 356.0666 | 297.505 | 9.1763e-05 | 8326.9549 | 4718.238 | 15.7771 | 13.2578 | 653.5716 | 29.0348 | 624.5368 | -4093.7012 | FALSE
| 60457362 | TRG013 | TRG | 22KV | 1324.49 | 22 | 45911.034 | 4.348% | Three phase | 97.13 | 0.016668 | 0.01808 | 0.019616 | 0.021288 | 0.023108 | 0.025089 | 0.027246 | 0.029594 | 0.032152 | 0.034938 | 0.037972 | 0.041277 | 0.04341 | 0.04341 | 0.04341 | 0.04341 | 0.04341 | 0.04341 | 0.04341 | 0.04341 | 0.24709 | 0.24948 | 0.25357 | 0.25513 | 0.25457 | 0.25652 | 0.26109 | 0.26526 | 0.26283 | 0.26283 | 0.26283 | 0.26283 | 0.26283 | 0.26283 | 0.26283 | 0.26283 | 0.26283 | 0.26283 | 0.26283 | 0.26283 | 5501.0683 | 71011.0705 | 0.0014177 | 128647.7137 | 72894.6583 | 243.7484 | 3164.4808 | 76512.1388 | 3408.2293 | 73103.9095 | 209.2512 | TRUE
| 60457365 | TRG013 | TRG | 22KV | 17.23 | 22 | 45911.034 | 4.348% | Three phase | 97.13 | 0.00014036 | 0.00015587 | 0.00017318 | 0.0001925 | 0.00021408 | 0.00023818 | 0.00026511 | 0.0002952 | 0.00032884 | 0.00036645 | 0.0004085 | 0.00045554 | 0.00050816 | 0.00056471 | 0.00056471 | 0.00056471 | 0.00056471 | 0.00056471 | 0.00056471 | 0.00056471 | 0.24709 | 0.24948 | 0.25357 | 0.25513 | 0.25457 | 0.25652 | 0.26109 | 0.26526 | 0.26283 | 0.26283 | 0.26283 | 0.26283 | 0.26283 | 0.26283 | 0.26283 | 0.26283 | 0.26283 | 0.26283 | 0.26283 | 0.26283 | 61.2715 | 10.2701 | 1.8442e-05 | 1673.5499 | 948.2706 | 3.1709 | 0.53552 | 71.5416 | 3.7064 | 67.8352 | -880.4354 | FALSE
| 60457366 | TRG013 | TRG | 22KV | 314.66 | 22 | 45911.034 | 4.348% | Three phase | 97.13 | 0.0025633 | 0.0028465 | 0.0031627 | 0.0035156 | 0.0039096 | 0.0043498 | 0.0048416 | 0.0053911 | 0.0060054 | 0.0066922 | 0.0074602 | 0.0083192 | 0.0092802 | 0.010313 | 0.010313 | 0.010313 | 0.010313 | 0.010313 | 0.010313 | 0.010313 | 0.24709 | 0.24948 | 0.25357 | 0.25513 | 0.25457 | 0.25652 | 0.26109 | 0.26526 | 0.26283 | 0.26283 | 0.26283 | 0.26283 | 0.26283 | 0.26283 | 0.26283 | 0.26283 | 0.26283 | 0.26283 | 0.26283 | 0.26283 | 1118.9603 | 3425.2077 | 0.0003368 | 30562.9258 | 17317.6341 | 57.9075 | 178.6028 | 4544.168 | 236.5102 | 4307.6577 | -13009.9764 | FALSE
| 60457371 | TRG013 | TRG | 22KV | 30.26 | 22 | 45911.034 | 4.348% | Three phase | 97.13 | 0.00021889 | 0.00024306 | 0.00027004 | 0.00030017 | 0.00033382 | 0.00037141 | 0.00041343 | 0.00046039 | 0.0005129 | 0.00057163 | 0.00063732 | 0.00071083 | 0.00079308 | 0.00088516 | 0.00098824 | 0.00099176 | 0.00099176 | 0.00099176 | 0.00099176 | 0.00099176 | 0.24709 | 0.24948 | 0.25357 | 0.25513 | 0.25457 | 0.25652 | 0.26109 | 0.26526 | 0.26283 | 0.26283 | 0.26283 | 0.26283 | 0.26283 | 0.26283 | 0.26283 | 0.26283 | 0.26283 | 0.26283 | 0.26283 | 0.26283 | 100.0615 | 29.4461 | 3.2389e-05 | 2939.1538 | 1665.39 | 5.5688 | 1.6517 | 129.5077 | 7.2206 | 122.2871 | -1543.1029 | FALSE
| 60457373 | TRG013 | TRG | 22KV | 161.73 | 22 | 45911.034 | 4.348% | Single phase | 44.74 | 0.0013707 | 0.0015232 | 0.0016936 | 0.001884 | 0.0020967 | 0.0023344 | 0.0026002 | 0.0028974 | 0.0032298 | 0.0036017 | 0.0040179 | 0.0044837 | 0.0050051 | 0.0053007 | 0.0053007 | 0.0053007 | 0.0053007 | 0.0053007 | 0.0053007 | 0.0053007 | 0.24709 | 0.24948 | 0.25357 | 0.25513 | 0.25457 | 0.25652 | 0.26109 | 0.26526 | 0.26283 | 0.26283 | 0.26283 | 0.26283 | 0.26283 | 0.26283 | 0.26283 | 0.26283 | 0.26283 | 0.26283 | 0.26283 | 0.26283 | 589.7717 | 427.4615 | 0.00017311 | 7235.8002 | 4099.9655 | 29.7635 | 21.7335 | 1017.2332 | 51.4969 | 965.7363 | -3134.2292 | FALSE
| 60457376 | TRG013 | TRG | 22KV | 515.79 | 22 | 45911.034 | 4.348% | Covered | 390 | 0.0064604 | 0.006991 | 0.007567 | 0.0081923 | 0.0088712 | 0.0096084 | 0.010409 | 0.011279 | 0.012223 | 0.01325 | 0.014365 | 0.015576 | 0.016893 | 0.016905 | 0.016905 | 0.016905 | 0.016905 | 0.016905 | 0.016905 | 0.016905 | 0.24709 | 0.24948 | 0.25357 | 0.25513 | 0.25457 | 0.25652 | 0.26109 | 0.26526 | 0.26283 | 0.26283 | 0.26283 | 0.26283 | 0.26283 | 0.26283 | 0.26283 | 0.26283 | 0.26283 | 0.26283 | 0.26283 | 0.26283 | 2119.0232 | 42771.6264 | 0.00055208 | 201158.1 | 113980.6572 | 94.9218 | 1926.9132 | 44890.6496 | 2021.835 | 42868.8145 | -71111.8427 | FALSE
| 60457399 | TRG013 | TRG | 22KV | 183.76 | 22 | 45911.034 | 4.348% | Single phase | 44.74 | 0.00095679 | 0.0010352 | 0.0011205 | 0.0012132 | 0.001314 | 0.0014236 | 0.0015429 | 0.0016726 | 0.0018139 | 0.0019676 | 0.0021349 | 0.002317 | 0.0025154 | 0.0027314 | 0.0029667 | 0.003223 | 0.0035023 | 0.0038066 | 0.0041382 | 0.0044997 | 0.24709 | 0.24948 | 0.25357 | 0.25513 | 0.25457 | 0.25652 | 0.26109 | 0.26526 | 0.26283 | 0.26283 | 0.26283 | 0.26283 | 0.26283 | 0.26283 | 0.26283 | 0.26283 | 0.26283 | 0.26283 | 0.26283 | 0.26283 | 362.6017 | 298.7709 | 0.00019669 | 8221.4224 | 4658.4409 | 33.8177 | 28.0575 | 661.3726 | 61.8753 | 599.4973 | -4058.9436 | FALSE
| 60457418 | TRG014 | TRG | 22KV | 1988.11 | 7 | 45911.034 | 12.5% | Covered | 390 | 0.024638 | 0.026519 | 0.028549 | 0.030741 | 0.033107 | 0.035662 | 0.038422 | 0.041402 | 0.044622 | 0.048099 | 0.051857 | 0.055916 | 0.060303 | 0.065044 | 0.06516 | 0.06516 | 0.06516 | 0.06516 | 0.06516 | 0.06516 | 0.46737 | 0.47 | 0.47475 | 0.476 | 0.4735 | 0.47525 | 0.48163 | 0.487 | 0.48187 | 0.48187 | 0.48187 | 0.48187 | 0.48187 | 0.48187 | 0.48187 | 0.48187 | 0.48187 | 0.48187 | 0.48187 | 0.48187 | 14621.3183 | 617383.3196 | 0.002128 | 775362.9 | 439337.8786 | 676.1992 | 28628.4042 | 632004.6378 | 29304.6034 | 602700.0345 | 163362.1558 | TRUE
| 60457422 | TRG014 | TRG | 22KV | 244.81 | 7 | 45911.034 | 12.5% | Covered | 390 | 0.0012747 | 0.0013792 | 0.0014927 | 0.0016162 | 0.0017505 | 0.0018966 | 0.0020555 | 0.0022283 | 0.0024165 | 0.0026212 | 0.0028441 | 0.0030868 | 0.003351 | 0.0036388 | 0.0039523 | 0.0042938 | 0.0046658 | 0.0050712 | 0.0055131 | 0.0059947 | 0.46737 | 0.47 | 0.47475 | 0.476 | 0.4735 | 0.47525 | 0.48163 | 0.487 | 0.48187 | 0.48187 | 0.48187 | 0.48187 | 0.48187 | 0.48187 | 0.48187 | 0.48187 | 0.48187 | 0.48187 | 0.48187 | 0.48187 | 889.5144 | 4622.3552 | 0.00026204 | 95475.9 | 54098.7702 | 83.2652 | 434.0848 | 5511.8696 | 517.35 | 4994.5196 | -49104.2506 | FALSE
| 60457427 | TRG014 | TRG | 22KV | 89.24 | 7 | 45911.034 | 12.5% | Three phase | 97.13 | 0.00063104 | 0.00069358 | 0.00076266 | 0.00083897 | 0.00092328 | 0.0010165 | 0.0011195 | 0.0012334 | 0.0013593 | 0.0014987 | 0.0016528 | 0.0018234 | 0.0020121 | 0.0022211 | 0.0024524 | 0.0027086 | 0.0029248 | 0.0029248 | 0.0029248 | 0.0029248 | 0.46737 | 0.47 | 0.47475 | 0.476 | 0.4735 | 0.47525 | 0.48163 | 0.487 | 0.48187 | 0.48187 | 0.48187 | 0.48187 | 0.48187 | 0.48187 | 0.48187 | 0.48187 | 0.48187 | 0.48187 | 0.48187 | 0.48187 | 502.0677 | 236.7782 | 9.552e-05 | 8667.8812 | 4911.4144 | 30.3525 | 14.3656 | 738.8458 | 44.7181 | 694.1278 | -4217.2867 | FALSE
| 60457434 | TRG014 | TRG | 22KV | 456.97 | 7 | 45911.034 | 12.5% | Three phase | 97.13 | 0.0042653 | 0.0046432 | 0.0050561 | 0.0055074 | 0.0060006 | 0.0065399 | 0.0071296 | 0.0077746 | 0.00848 | 0.0092516 | 0.010096 | 0.01102 | 0.012031 | 0.013138 | 0.014349 | 0.014977 | 0.014977 | 0.014977 | 0.014977 | 0.014977 | 0.46737 | 0.47 | 0.47475 | 0.476 | 0.4735 | 0.47525 | 0.48163 | 0.487 | 0.48187 | 0.48187 | 0.48187 | 0.48187 | 0.48187 | 0.48187 | 0.48187 | 0.48187 | 0.48187 | 0.48187 | 0.48187 | 0.48187 | 2947.6174 | 7121.2719 | 0.00048913 | 44385.4961 | 25149.8101 | 155.4254 | 376.6869 | 10068.8894 | 532.1122 | 9536.7771 | -15613.033 | FALSE
| 60457435 | TRG014 | TRG | 22KV | 381.17 | 7 | 45911.034 | 12.5% | Three phase | 97.13 | 0.0035578 | 0.003873 | 0.0042174 | 0.0045938 | 0.0050053 | 0.0054551 | 0.005947 | 0.0064849 | 0.0070733 | 0.007717 | 0.0084213 | 0.0091919 | 0.010035 | 0.010958 | 0.011969 | 0.012493 | 0.012493 | 0.012493 | 0.012493 | 0.012493 | 0.46737 | 0.47 | 0.47475 | 0.476 | 0.4735 | 0.47525 | 0.48163 | 0.487 | 0.48187 | 0.48187 | 0.48187 | 0.48187 | 0.48187 | 0.48187 | 0.48187 | 0.48187 | 0.48187 | 0.48187 | 0.48187 | 0.48187 | 2458.6807 | 4954.7257 | 0.00040799 | 37023.0421 | 20978.0798 | 129.6442 | 262.0852 | 7413.4064 | 391.7294 | 7021.6771 | -13956.4027 | FALSE
| 60457436 | TRG014 | TRG | 22KV | 421.35 | 7 | 45911.034 | 12.5% | Three phase | 97.13 | 0.0039328 | 0.0042812 | 0.004662 | 0.0050781 | 0.0055329 | 0.0060302 | 0.0065739 | 0.0071685 | 0.007819 | 0.0085305 | 0.009309 | 0.010161 | 0.011093 | 0.012114 | 0.013231 | 0.01381 | 0.01381 | 0.01381 | 0.01381 | 0.01381 | 0.46737 | 0.47 | 0.47475 | 0.476 | 0.4735 | 0.47525 | 0.48163 | 0.487 | 0.48187 | 0.48187 | 0.48187 | 0.48187 | 0.48187 | 0.48187 | 0.48187 | 0.48187 | 0.48187 | 0.48187 | 0.48187 | 0.48187 | 2717.8559 | 6054.3592 | 0.000451 | 40925.7255 | 23189.4271 | 143.3102 | 320.2514 | 8772.2151 | 463.5617 | 8308.6535 | -14880.7736 | FALSE
| 60457437 | TRG014 | TRG | 22KV | 590.62 | 7 | 45911.034 | 12.5% | Three phase | 97.13 | 0.0055128 | 0.0060012 | 0.0065348 | 0.0071181 | 0.0077556 | 0.0084527 | 0.0092148 | 0.010048 | 0.01096 | 0.011957 | 0.013049 | 0.014243 | 0.01555 | 0.01698 | 0.018546 | 0.019357 | 0.019357 | 0.019357 | 0.019357 | 0.019357 | 0.46737 | 0.47 | 0.47475 | 0.476 | 0.4735 | 0.47525 | 0.48163 | 0.487 | 0.48187 | 0.48187 | 0.48187 | 0.48187 | 0.48187 | 0.48187 | 0.48187 | 0.48187 | 0.48187 | 0.48187 | 0.48187 | 0.48187 | 3809.707 | 11895.9324 | 0.00063218 | 57366.9206 | 32505.3742 | 200.8826 | 629.2474 | 15705.6394 | 830.13 | 14875.5095 | -17629.8647 | FALSE
| 60457438 | TRG014 | TRG | 22KV | 567.73 | 7 | 45911.034 | 12.5% | Three phase | 97.13 | 0.0053369 | 0.005767 | 0.0062334 | 0.0067392 | 0.0072878 | 0.0078829 | 0.0085286 | 0.0092292 | 0.0099895 | 0.010815 | 0.011711 | 0.012683 | 0.013739 | 0.014885 | 0.01613 | 0.017483 | 0.018607 | 0.018607 | 0.018607 | 0.018607 | 0.46737 | 0.47 | 0.47475 | 0.476 | 0.4735 | 0.47525 | 0.48163 | 0.487 | 0.48187 | 0.48187 | 0.48187 | 0.48187 | 0.48187 | 0.48187 | 0.48187 | 0.48187 | 0.48187 | 0.48187 | 0.48187 | 0.48187 | 3516.6779 | 10556.7157 | 0.00060768 | 55143.6149 | 31245.5997 | 193.0972 | 581.4184 | 14073.3937 | 774.5157 | 13298.878 | -17946.7217 | FALSE
| 60457445 | TRG014 | TRG | 22KV | 255.46 | 7 | 45911.034 | 12.5% | Three phase | 97.13 | 0.0018064 | 0.0019855 | 0.0021832 | 0.0024016 | 0.002643 | 0.0029098 | 0.0032046 | 0.0035307 | 0.0038912 | 0.0042901 | 0.0047313 | 0.0052196 | 0.00576 | 0.0063581 | 0.0070204 | 0.0077537 | 0.0083726 | 0.0083726 | 0.0083726 | 0.0083726 | 0.46737 | 0.47 | 0.47475 | 0.476 | 0.4735 | 0.47525 | 0.48163 | 0.487 | 0.48187 | 0.48187 | 0.48187 | 0.48187 | 0.48187 | 0.48187 | 0.48187 | 0.48187 | 0.48187 | 0.48187 | 0.48187 | 0.48187 | 1437.2278 | 1940.2976 | 0.00027344 | 24812.8298 | 14059.5017 | 86.8875 | 117.7202 | 3377.5254 | 204.6076 | 3172.9177 | -10886.584 | FALSE
| 60457446 | TRG014 | TRG | 22KV | 6.56 | 7 | 45911.034 | 12.5% | Three phase | 97.13 | 4.6387e-05 | 5.0985e-05 | 5.6063e-05 | 6.1672e-05 | 6.787e-05 | 7.472e-05 | 8.2292e-05 | 9.0665e-05 | 9.9924e-05 | 0.00011017 | 0.0001215 | 0.00013403 | 0.00014791 | 0.00016327 | 0.00018028 | 0.00019911 | 0.000215 | 0.000215 | 0.000215 | 0.000215 | 0.46737 | 0.47 | 0.47475 | 0.476 | 0.4735 | 0.47525 | 0.48163 | 0.487 | 0.48187 | 0.48187 | 0.48187 | 0.48187 | 0.48187 | 0.48187 | 0.48187 | 0.48187 | 0.48187 | 0.48187 | 0.48187 | 0.48187 | 36.9068 | 1.2795 | 7.0216e-06 | 637.1728 | 361.0363 | 2.2312 | 0.077627 | 38.1863 | 2.3088 | 35.8775 | -325.1588 | FALSE
| 60457449 | TRG014 | TRG | 22KV | 798.7 | 7 | 45911.034 | 12.5% | Single phase | 44.74 | 0.010004 | 0.010826 | 0.011717 | 0.012686 | 0.013737 | 0.014879 | 0.016118 | 0.017465 | 0.018928 | 0.020517 | 0.022244 | 0.02412 | 0.026159 | 0.026177 | 0.026177 | 0.026177 | 0.026177 | 0.026177 | 0.026177 | 0.026177 | 0.46737 | 0.47 | 0.47475 | 0.476 | 0.4735 | 0.47525 | 0.48163 | 0.487 | 0.48187 | 0.48187 | 0.48187 | 0.48187 | 0.48187 | 0.48187 | 0.48187 | 0.48187 | 0.48187 | 0.48187 | 0.48187 | 0.48187 | 6046.2025 | 11765.4535 | 0.0008549 | 35733.838 | 20247.588 | 271.6551 | 530.0478 | 17811.656 | 801.703 | 17009.953 | -3237.6351 | FALSE
| 60457455 | TRG014 | TRG | 22KV | 146.92 | 7 | 45911.034 | 12.5% | Covered | 390 | 0.0018008 | 0.0019275 | 0.0020635 | 0.0022095 | 0.0023662 | 0.0025345 | 0.0027151 | 0.0029091 | 0.0031174 | 0.0033411 | 0.0035813 | 0.0038394 | 0.0041166 | 0.0044144 | 0.0047344 | 0.0048153 | 0.0048153 | 0.0048153 | 0.0048153 | 0.0048153 | 0.46737 | 0.47 | 0.47475 | 0.476 | 0.4735 | 0.47525 | 0.48163 | 0.487 | 0.48187 | 0.48187 | 0.48187 | 0.48187 | 0.48187 | 0.48187 | 0.48187 | 0.48187 | 0.48187 | 0.48187 | 0.48187 | 0.48187 | 1043.1415 | 3255.2112 | 0.00015726 | 57298.8 | 32466.7755 | 49.9707 | 156.3429 | 4298.3527 | 206.3136 | 4092.0392 | -28374.7364 | FALSE
| 60457470 | TRG014 | TRG | 22KV | 3306.94 | 7 | 45911.034 | 12.5% | Single phase | 44.74 | 0.027634 | 0.02992 | 0.032403 | 0.035102 | 0.038036 | 0.041227 | 0.044696 | 0.048469 | 0.052573 | 0.057037 | 0.061895 | 0.067181 | 0.072933 | 0.079194 | 0.08601 | 0.09343 | 0.10151 | 0.10838 | 0.10838 | 0.10838 | 0.46737 | 0.47 | 0.47475 | 0.476 | 0.4735 | 0.47525 | 0.48163 | 0.487 | 0.48187 | 0.48187 | 0.48187 | 0.48187 | 0.48187 | 0.48187 | 0.48187 | 0.48187 | 0.48187 | 0.48187 | 0.48187 | 0.48187 | 18937.709 | 152508.8332 | 0.0035396 | 147952.4956 | 83833.1774 | 1124.7618 | 9086.5773 | 171446.5422 | 10211.339 | 161235.2032 | 77402.0258 | TRUE
| 60457471 | TRG014 | TRG | 22KV | 111.33 | 7 | 45911.034 | 12.5% | Single phase | 44.74 | 0.00093033 | 0.0010073 | 0.0010909 | 0.0011817 | 0.0012805 | 0.0013879 | 0.0015047 | 0.0016317 | 0.0017699 | 0.0019202 | 0.0020837 | 0.0022617 | 0.0024553 | 0.0026661 | 0.0028956 | 0.0031454 | 0.0034174 | 0.0036488 | 0.0036488 | 0.0036488 | 0.46737 | 0.47 | 0.47475 | 0.476 | 0.4735 | 0.47525 | 0.48163 | 0.487 | 0.48187 | 0.48187 | 0.48187 | 0.48187 | 0.48187 | 0.48187 | 0.48187 | 0.48187 | 0.48187 | 0.48187 | 0.48187 | 0.48187 | 637.5487 | 172.849 | 0.00011916 | 4980.9042 | 2822.2912 | 37.8657 | 10.2985 | 810.3976 | 48.1642 | 762.2334 | -2060.0578 | FALSE
| 60457473 | TRG014 | TRG | 22KV | 1730.54 | 7 | 45911.034 | 12.5% | Three phase | 97.13 | 0.0098948 | 0.010708 | 0.011591 | 0.012551 | 0.013596 | 0.014731 | 0.015967 | 0.017311 | 0.018773 | 0.020365 | 0.022097 | 0.023983 | 0.026037 | 0.028273 | 0.030708 | 0.03336 | 0.03625 | 0.039398 | 0.042829 | 0.046567 | 0.46737 | 0.47 | 0.47475 | 0.476 | 0.4735 | 0.47525 | 0.48163 | 0.487 | 0.48187 | 0.48187 | 0.48187 | 0.48187 | 0.48187 | 0.48187 | 0.48187 | 0.48187 | 0.48187 | 0.48187 | 0.48187 | 0.48187 | 6910.0295 | 63216.5489 | 0.0018523 | 168087.3502 | 95242.0342 | 588.5941 | 5402.1717 | 70126.5784 | 5990.7658 | 64135.8126 | -31106.2217 | FALSE
| 60457475 | TRG014 | TRG | 22KV | 160.87 | 7 | 45911.034 | 12.5% | Covered | 390 | 0.0015463 | 0.0017084 | 0.0018884 | 0.0020882 | 0.0023099 | 0.0025562 | 0.0028298 | 0.0031337 | 0.0034715 | 0.0038468 | 0.0042641 | 0.004728 | 0.0052438 | 0.0052725 | 0.0052725 | 0.0052725 | 0.0052725 | 0.0052725 | 0.0052725 | 0.0052725 | 0.46737 | 0.47 | 0.47475 | 0.476 | 0.4735 | 0.47525 | 0.48163 | 0.487 | 0.48187 | 0.48187 | 0.48187 | 0.48187 | 0.48187 | 0.48187 | 0.48187 | 0.48187 | 0.48187 | 0.48187 | 0.48187 | 0.48187 | 1133.4755 | 3870.2941 | 0.00017219 | 62739.3 | 35549.4839 | 54.7154 | 187.4418 | 5003.7696 | 242.1572 | 4761.6124 | -30787.8715 | FALSE
| 60457479 | TRG014 | TRG | 22KV | 2298.54 | 7 | 45911.034 | 12.5% | Three phase | 97.13 | 0.013143 | 0.014222 | 0.015395 | 0.016671 | 0.018058 | 0.019567 | 0.021208 | 0.022993 | 0.024935 | 0.027049 | 0.02935 | 0.031855 | 0.034582 | 0.037552 | 0.040787 | 0.04431 | 0.048148 | 0.052329 | 0.056886 | 0.061851 | 0.46737 | 0.47 | 0.47475 | 0.476 | 0.4735 | 0.47525 | 0.48163 | 0.487 | 0.48187 | 0.48187 | 0.48187 | 0.48187 | 0.48187 | 0.48187 | 0.48187 | 0.48187 | 0.48187 | 0.48187 | 0.48187 | 0.48187 | 9178.048 | 111524.8456 | 0.0024603 | 223257.1902 | 126502.4936 | 781.7831 | 9530.3584 | 120702.8936 | 10312.1416 | 110390.7521 | -16111.7416 | FALSE
| 60457483 | TRG014 | TRG | 22KV | 190.11 | 7 | 45911.034 | 12.5% | Three phase | 97.13 | 0.0017611 | 0.0018891 | 0.0020267 | 0.0021749 | 0.0023343 | 0.0025059 | 0.0026907 | 0.0028896 | 0.0031037 | 0.0033344 | 0.0035827 | 0.0038503 | 0.0041385 | 0.0044489 | 0.0047834 | 0.0051438 | 0.0055321 | 0.0059506 | 0.0062308 | 0.0062308 | 0.46737 | 0.47 | 0.47475 | 0.476 | 0.4735 | 0.47525 | 0.48163 | 0.487 | 0.48187 | 0.48187 | 0.48187 | 0.48187 | 0.48187 | 0.48187 | 0.48187 | 0.48187 | 0.48187 | 0.48187 | 0.48187 | 0.48187 | 1099.1298 | 1105.0373 | 0.00020349 | 18465.3843 | 10462.8978 | 64.6605 | 65.1951 | 2204.167 | 129.8556 | 2074.3114 | -8388.5864 | FALSE
| 60457484 | TRG014 | TRG | 22KV | 38.48 | 7 | 45911.034 | 12.5% | Three phase | 97.13 | 0.00035647 | 0.00038236 | 0.00041023 | 0.00044021 | 0.00047248 | 0.00050722 | 0.00054461 | 0.00058487 | 0.00062822 | 0.00067491 | 0.00072518 | 0.00077933 | 0.00083766 | 0.0009005 | 0.0009682 | 0.0010411 | 0.0011198 | 0.0012045 | 0.0012612 | 0.0012612 | 0.46737 | 0.47 | 0.47475 | 0.476 | 0.4735 | 0.47525 | 0.48163 | 0.487 | 0.48187 | 0.48187 | 0.48187 | 0.48187 | 0.48187 | 0.48187 | 0.48187 | 0.48187 | 0.48187 | 0.48187 | 0.48187 | 0.48187 | 222.4739 | 45.2728 | 4.1188e-05 | 3737.5624 | 2117.7861 | 13.0879 | 2.671 | 267.7467 | 15.7589 | 251.9878 | -1865.7983 | FALSE
| 60457485 | TRG014 | TRG | 22KV | 1840.74 | 7 | 45911.034 | 12.5% | Three phase | 97.13 | 0.017052 | 0.018291 | 0.019624 | 0.021058 | 0.022602 | 0.024264 | 0.026052 | 0.027978 | 0.030052 | 0.032285 | 0.03469 | 0.03728 | 0.040071 | 0.043077 | 0.046315 | 0.049805 | 0.053565 | 0.057617 | 0.06033 | 0.06033 | 0.46737 | 0.47 | 0.47475 | 0.476 | 0.4735 | 0.47525 | 0.48163 | 0.487 | 0.48187 | 0.48187 | 0.48187 | 0.48187 | 0.48187 | 0.48187 | 0.48187 | 0.48187 | 0.48187 | 0.48187 | 0.48187 | 0.48187 | 10642.3234 | 103598.1251 | 0.0019703 | 178791.0762 | 101307.0036 | 626.0755 | 6112.0937 | 114240.4485 | 6738.1691 | 107502.2794 | 6195.2757 | TRUE
| 60457486 | TRG014 | TRG | 22KV | 382.13 | 7 | 45911.034 | 12.5% | Three phase | 97.13 | 0.0034974 | 0.0037286 | 0.0039759 | 0.0042402 | 0.0045229 | 0.0048253 | 0.0051487 | 0.0054947 | 0.0058648 | 0.0062607 | 0.0066844 | 0.0071378 | 0.007623 | 0.0081423 | 0.0086982 | 0.0092932 | 0.0099301 | 0.010612 | 0.011342 | 0.012124 | 0.46737 | 0.47 | 0.47475 | 0.476 | 0.4735 | 0.47525 | 0.48163 | 0.487 | 0.48187 | 0.48187 | 0.48187 | 0.48187 | 0.48187 | 0.48187 | 0.48187 | 0.48187 | 0.48187 | 0.48187 | 0.48187 | 0.48187 | 2058.7104 | 4161.1329 | 0.00040902 | 37116.2869 | 21030.9144 | 129.9707 | 263.407 | 6219.8432 | 393.3777 | 5826.4655 | -15204.4488 | FALSE
| 60457487 | TRG014 | TRG | 22KV | 1258.56 | 7 | 45911.034 | 12.5% | Three phase | 97.13 | 0.011519 | 0.01228 | 0.013095 | 0.013965 | 0.014896 | 0.015892 | 0.016957 | 0.018097 | 0.019316 | 0.02062 | 0.022015 | 0.023509 | 0.025107 | 0.026817 | 0.028648 | 0.030607 | 0.032705 | 0.034951 | 0.037356 | 0.03993 | 0.46737 | 0.47 | 0.47475 | 0.476 | 0.4735 | 0.47525 | 0.48163 | 0.487 | 0.48187 | 0.48187 | 0.48187 | 0.48187 | 0.48187 | 0.48187 | 0.48187 | 0.48187 | 0.48187 | 0.48187 | 0.48187 | 0.48187 | 6780.4426 | 45137.4648 | 0.0013471 | 122243.9328 | 69266.1335 | 428.0635 | 2857.281 | 51917.9074 | 3285.3444 | 48632.563 | -20633.5705 | FALSE
| 60457488 | TRG014 | TRG | 22KV | 439.2 | 7 | 45911.034 | 12.5% | Three phase | 97.13 | 0.0040994 | 0.0044626 | 0.0048595 | 0.0052932 | 0.0057673 | 0.0062856 | 0.0068524 | 0.0074722 | 0.0081502 | 0.0088919 | 0.0097033 | 0.010591 | 0.011563 | 0.012627 | 0.013791 | 0.014395 | 0.014395 | 0.014395 | 0.014395 | 0.014395 | 0.46737 | 0.47 | 0.47475 | 0.476 | 0.4735 | 0.47525 | 0.48163 | 0.487 | 0.48187 | 0.48187 | 0.48187 | 0.48187 | 0.48187 | 0.48187 | 0.48187 | 0.48187 | 0.48187 | 0.48187 | 0.48187 | 0.48187 | 2832.9947 | 6578.1967 | 0.00047011 | 42659.496 | 24171.82 | 149.3814 | 347.9604 | 9411.1914 | 497.3418 | 8913.8496 | -15257.9704 | FALSE
| 60457491 | TRG014 | TRG | 22KV | 478.11 | 7 | 45911.034 | 12.5% | Covered | 390 | 0.005925 | 0.0063773 | 0.0068656 | 0.0073926 | 0.0079617 | 0.0085762 | 0.0092399 | 0.0099566 | 0.010731 | 0.011567 | 0.012471 | 0.013447 | 0.014502 | 0.015642 | 0.01567 | 0.01567 | 0.01567 | 0.01567 | 0.01567 | 0.01567 | 0.46737 | 0.47 | 0.47475 | 0.476 | 0.4735 | 0.47525 | 0.48163 | 0.487 | 0.48187 | 0.48187 | 0.48187 | 0.48187 | 0.48187 | 0.48187 | 0.48187 | 0.48187 | 0.48187 | 0.48187 | 0.48187 | 0.48187 | 3516.2031 | 35705.0567 | 0.00051175 | 186462.9 | 105654.0298 | 162.6155 | 1655.6631 | 39221.2597 | 1818.2787 | 37402.9811 | -68251.0487 | FALSE
| 60457501 | TRG014 | TRG | 22KV | 235.3 | 7 | 45911.034 | 12.5% | Single phase | 44.74 | 0.0019663 | 0.0021289 | 0.0023056 | 0.0024976 | 0.0027064 | 0.0029334 | 0.0031803 | 0.0034487 | 0.0037407 | 0.0040584 | 0.004404 | 0.0047801 | 0.0051894 | 0.005635 | 0.0061199 | 0.0066479 | 0.0072228 | 0.0077119 | 0.0077119 | 0.0077119 | 0.46737 | 0.47 | 0.47475 | 0.476 | 0.4735 | 0.47525 | 0.48163 | 0.487 | 0.48187 | 0.48187 | 0.48187 | 0.48187 | 0.48187 | 0.48187 | 0.48187 | 0.48187 | 0.48187 | 0.48187 | 0.48187 | 0.48187 | 1347.4822 | 772.1225 | 0.00025186 | 10527.322 | 5965.015 | 80.0306 | 46.0036 | 2119.6048 | 126.0342 | 1993.5706 | -3971.4444 | FALSE
| 60457502 | TRG014 | TRG | 22KV | 1116.1 | 7 | 45911.034 | 12.5% | Three phase | 97.13 | 0.0058112 | 0.0062876 | 0.0068055 | 0.0073685 | 0.0079807 | 0.0086466 | 0.009371 | 0.010159 | 0.011017 | 0.01195 | 0.012966 | 0.014073 | 0.015278 | 0.01659 | 0.018019 | 0.019575 | 0.021272 | 0.02312 | 0.025134 | 0.02733 | 0.46737 | 0.47 | 0.47475 | 0.476 | 0.4735 | 0.47525 | 0.48163 | 0.487 | 0.48187 | 0.48187 | 0.48187 | 0.48187 | 0.48187 | 0.48187 | 0.48187 | 0.48187 | 0.48187 | 0.48187 | 0.48187 | 0.48187 | 4055.3368 | 23927.6479 | 0.0011946 | 108406.793 | 61425.702 | 379.6097 | 2247.0427 | 27982.9846 | 2626.6524 | 25356.3322 | -36069.3698 | FALSE
| 60457504 | TRG014 | TRG | 22KV | 250.87 | 7 | 45911.034 | 12.5% | Covered | 390 | 0.0019053 | 0.0020626 | 0.0022336 | 0.0024194 | 0.0026215 | 0.0028411 | 0.00308 | 0.0033399 | 0.0036225 | 0.0039301 | 0.0042647 | 0.0046289 | 0.0050252 | 0.0054567 | 0.0059264 | 0.0064379 | 0.0069948 | 0.0076014 | 0.0082222 | 0.0082222 | 0.46737 | 0.47 | 0.47475 | 0.476 | 0.4735 | 0.47525 | 0.48163 | 0.487 | 0.48187 | 0.48187 | 0.48187 | 0.48187 | 0.48187 | 0.48187 | 0.48187 | 0.48187 | 0.48187 | 0.48187 | 0.48187 | 0.48187 | 1323.9637 | 7050.3968 | 0.00026852 | 97839.3 | 55437.9253 | 85.3263 | 455.8414 | 8374.3605 | 541.1677 | 7833.1928 | -47604.7325 | FALSE
| 60457507 | TRG014 | TRG | 22KV | 47.7 | 7 | 45911.034 | 12.5% | Covered | 390 | 0.00045677 | 0.00050371 | 0.00055571 | 0.00061331 | 0.00067713 | 0.00074787 | 0.00082628 | 0.00091321 | 0.0010096 | 0.0011166 | 0.0012352 | 0.0013668 | 0.0015129 | 0.0015634 | 0.0015634 | 0.0015634 | 0.0015634 | 0.0015634 | 0.0015634 | 0.0015634 | 0.46737 | 0.47 | 0.47475 | 0.476 | 0.4735 | 0.47525 | 0.48163 | 0.487 | 0.48187 | 0.48187 | 0.48187 | 0.48187 | 0.48187 | 0.48187 | 0.48187 | 0.48187 | 0.48187 | 0.48187 | 0.48187 | 0.48187 | 332.6809 | 336.8279 | 5.1057e-05 | 18603 | 10540.8739 | 16.2238 | 16.4798 | 669.5087 | 32.7036 | 636.8051 | -9904.0688 | FALSE
| 60457513 | TRG014 | TRG | 22KV | 2328.75 | 7 | 45911.034 | 12.5% | Three phase | 97.13 | 0.021494 | 0.023012 | 0.024643 | 0.026395 | 0.028276 | 0.030297 | 0.032469 | 0.034802 | 0.03731 | 0.040005 | 0.042902 | 0.046015 | 0.049363 | 0.052962 | 0.056832 | 0.060993 | 0.065468 | 0.070281 | 0.075458 | 0.076324 | 0.46737 | 0.47 | 0.47475 | 0.476 | 0.4735 | 0.47525 | 0.48163 | 0.487 | 0.48187 | 0.48187 | 0.48187 | 0.48187 | 0.48187 | 0.48187 | 0.48187 | 0.48187 | 0.48187 | 0.48187 | 0.48187 | 0.48187 | 13200.6412 | 162578.2961 | 0.0024926 | 226191.4875 | 128165.1318 | 792.0582 | 9782.5221 | 175778.9373 | 10574.5803 | 165204.357 | 37039.2251 | TRUE
| 60457516 | TRG014 | TRG | 22KV | 1517.06 | 7 | 45911.034 | 12.5% | Three phase | 97.13 | 0.0086742 | 0.0093867 | 0.010161 | 0.011003 | 0.011919 | 0.012914 | 0.013997 | 0.015175 | 0.016458 | 0.017853 | 0.019371 | 0.021025 | 0.022825 | 0.024785 | 0.02692 | 0.029245 | 0.031778 | 0.034538 | 0.037545 | 0.040823 | 0.46737 | 0.47 | 0.47475 | 0.476 | 0.4735 | 0.47525 | 0.48163 | 0.487 | 0.48187 | 0.48187 | 0.48187 | 0.48187 | 0.48187 | 0.48187 | 0.48187 | 0.48187 | 0.48187 | 0.48187 | 0.48187 | 0.48187 | 6057.6059 | 48581.7342 | 0.0016238 | 147352.0378 | 83492.9447 | 515.9849 | 4151.5533 | 54639.3402 | 4667.5382 | 49971.802 | -33521.1427 | FALSE
| 60457517 | TRG014 | TRG | 22KV | 355.56 | 7 | 45911.034 | 12.5% | Three phase | 97.13 | 0.002033 | 0.0022 | 0.0023815 | 0.0025788 | 0.0027934 | 0.0030268 | 0.0032806 | 0.0035567 | 0.0038572 | 0.0041842 | 0.0045402 | 0.0049277 | 0.0053495 | 0.0058089 | 0.0063093 | 0.0068543 | 0.007448 | 0.0080948 | 0.0087996 | 0.0095678 | 0.46737 | 0.47 | 0.47475 | 0.476 | 0.4735 | 0.47525 | 0.48163 | 0.487 | 0.48187 | 0.48187 | 0.48187 | 0.48187 | 0.48187 | 0.48187 | 0.48187 | 0.48187 | 0.48187 | 0.48187 | 0.48187 | 0.48187 | 1419.7476 | 2668.6603 | 0.00038058 | 34535.5428 | 19568.6073 | 120.9336 | 228.0504 | 4088.4079 | 348.9841 | 3739.4239 | -15829.1834 | FALSE
| 60457518 | TRG014 | TRG | 22KV | 124.18 | 7 | 45911.034 | 12.5% | Covered | 390 | 0.00066577 | 0.00073356 | 0.00080867 | 0.00089193 | 0.00098423 | 0.0010866 | 0.0012001 | 0.0013261 | 0.001466 | 0.0016212 | 0.0017935 | 0.001985 | 0.0021976 | 0.0024338 | 0.0026964 | 0.0029882 | 0.0033126 | 0.0036733 | 0.00407 | 0.00407 | 0.46737 | 0.47 | 0.47475 | 0.476 | 0.4735 | 0.47525 | 0.48163 | 0.487 | 0.48187 | 0.48187 | 0.48187 | 0.48187 | 0.48187 | 0.48187 | 0.48187 | 0.48187 | 0.48187 | 0.48187 | 0.48187 | 0.48187 | 572.1149 | 1507.2032 | 0.00013292 | 48430.2 | 27441.6294 | 42.2363 | 111.6914 | 2079.3181 | 153.9277 | 1925.3905 | -25516.2389 | FALSE
| 60457523 | TRG014 | TRG | 22KV | 286.51 | 7 | 45911.034 | 12.5% | Covered | 390 | 0.0035506 | 0.0038216 | 0.0041142 | 0.0044301 | 0.0047711 | 0.0051394 | 0.005537 | 0.0059666 | 0.0064305 | 0.0069317 | 0.0074731 | 0.0080582 | 0.0086904 | 0.0093735 | 0.0093903 | 0.0093903 | 0.0093903 | 0.0093903 | 0.0093903 | 0.0093903 | 0.46737 | 0.47 | 0.47475 | 0.476 | 0.4735 | 0.47525 | 0.48163 | 0.487 | 0.48187 | 0.48187 | 0.48187 | 0.48187 | 0.48187 | 0.48187 | 0.48187 | 0.48187 | 0.48187 | 0.48187 | 0.48187 | 0.48187 | 2107.1037 | 12821.9371 | 0.00030667 | 111738.9 | 63313.748 | 97.4482 | 594.5603 | 14929.0408 | 692.0085 | 14237.0322 | -49076.7158 | FALSE
| 60457540 | TRG014 | TRG | 22KV | 1126.7 | 7 | 45911.034 | 12.5% | Single phase | 44.74 | 0.014112 | 0.015271 | 0.016529 | 0.017895 | 0.019378 | 0.020989 | 0.022738 | 0.024637 | 0.026701 | 0.028943 | 0.031378 | 0.034025 | 0.036902 | 0.036927 | 0.036927 | 0.036927 | 0.036927 | 0.036927 | 0.036927 | 0.036927 | 0.46737 | 0.47 | 0.47475 | 0.476 | 0.4735 | 0.47525 | 0.48163 | 0.487 | 0.48187 | 0.48187 | 0.48187 | 0.48187 | 0.48187 | 0.48187 | 0.48187 | 0.48187 | 0.48187 | 0.48187 | 0.48187 | 0.48187 | 8529.1803 | 23413.0445 | 0.001206 | 50408.558 | 28562.6111 | 383.215 | 1054.7858 | 31942.2248 | 1438.0008 | 30504.224 | 1941.6129 | TRUE
| 60457556 | TRG014 | TRG | 22KV | 254.76 | 7 | 45911.034 | 12.5% | Three phase | 97.13 | 0.0024223 | 0.0026617 | 0.0029258 | 0.0032173 | 0.0035391 | 0.0038944 | 0.0042867 | 0.0047201 | 0.0051988 | 0.0057278 | 0.0063124 | 0.0069585 | 0.0076727 | 0.0083497 | 0.0083497 | 0.0083497 | 0.0083497 | 0.0083497 | 0.0083497 | 0.0083497 | 0.46737 | 0.47 | 0.47475 | 0.476 | 0.4735 | 0.47525 | 0.48163 | 0.487 | 0.48187 | 0.48187 | 0.48187 | 0.48187 | 0.48187 | 0.48187 | 0.48187 | 0.48187 | 0.48187 | 0.48187 | 0.48187 | 0.48187 | 1743.403 | 2347.9502 | 0.00027269 | 24744.8388 | 14020.9765 | 86.6494 | 117.0759 | 4091.3532 | 203.7253 | 3887.6279 | -10133.3486 | FALSE
| 60457557 | TRG014 | TRG | 22KV | 59.14 | 7 | 45911.034 | 12.5% | Single phase | 44.74 | 0.0004438 | 0.00049209 | 0.00054591 | 0.00060591 | 0.00067282 | 0.00074745 | 0.00083071 | 0.00092363 | 0.0010273 | 0.0011431 | 0.0012725 | 0.0014169 | 0.0015783 | 0.0017586 | 0.0019383 | 0.0019383 | 0.0019383 | 0.0019383 | 0.0019383 | 0.0019383 | 0.46737 | 0.47 | 0.47475 | 0.476 | 0.4735 | 0.47525 | 0.48163 | 0.487 | 0.48187 | 0.48187 | 0.48187 | 0.48187 | 0.48187 | 0.48187 | 0.48187 | 0.48187 | 0.48187 | 0.48187 | 0.48187 | 0.48187 | 365.4746 | 52.6106 | 6.3302e-05 | 2645.9236 | 1499.2392 | 20.1148 | 2.9061 | 418.0852 | 23.0209 | 395.0644 | -1104.1749 | FALSE
| 60457559 | TRG014 | TRG | 22KV | 1093.46 | 7 | 45911.034 | 12.5% | Three phase | 97.13 | 0.013551 | 0.014585 | 0.015702 | 0.016907 | 0.018209 | 0.019614 | 0.021132 | 0.022771 | 0.024542 | 0.026455 | 0.028521 | 0.030754 | 0.033167 | 0.035774 | 0.035838 | 0.035838 | 0.035838 | 0.035838 | 0.035838 | 0.035838 | 0.46737 | 0.47 | 0.47475 | 0.476 | 0.4735 | 0.47525 | 0.48163 | 0.487 | 0.48187 | 0.48187 | 0.48187 | 0.48187 | 0.48187 | 0.48187 | 0.48187 | 0.48187 | 0.48187 | 0.48187 | 0.48187 | 0.48187 | 8041.7214 | 46512.3899 | 0.0011704 | 106207.7698 | 60179.6865 | 371.9094 | 2156.8051 | 54554.1113 | 2528.7145 | 52025.3968 | -8154.2897 | FALSE
| 60457560 | TRG014 | TRG | 22KV | 615.53 | 7 | 45911.034 | 12.5% | Three phase | 97.13 | 0.007628 | 0.0082103 | 0.0088389 | 0.0095175 | 0.01025 | 0.011041 | 0.011896 | 0.012818 | 0.013815 | 0.014892 | 0.016055 | 0.017312 | 0.01867 | 0.020138 | 0.020174 | 0.020174 | 0.020174 | 0.020174 | 0.020174 | 0.020174 | 0.46737 | 0.47 | 0.47475 | 0.476 | 0.4735 | 0.47525 | 0.48163 | 0.487 | 0.48187 | 0.48187 | 0.48187 | 0.48187 | 0.48187 | 0.48187 | 0.48187 | 0.48187 | 0.48187 | 0.48187 | 0.48187 | 0.48187 | 4526.8421 | 14738.7721 | 0.00065884 | 59786.4289 | 33876.3215 | 209.3551 | 683.445 | 19265.6142 | 892.8 | 18372.8141 | -15503.5073 | FALSE
| 60457561 | TRG014 | TRG | 22KV | 652.56 | 7 | 45911.034 | 12.5% | Three phase | 97.13 | 0.0080869 | 0.0087042 | 0.0093706 | 0.01009 | 0.010867 | 0.011705 | 0.012611 | 0.01359 | 0.014646 | 0.015788 | 0.017021 | 0.018353 | 0.019793 | 0.021349 | 0.021388 | 0.021388 | 0.021388 | 0.021388 | 0.021388 | 0.021388 | 0.46737 | 0.47 | 0.47475 | 0.476 | 0.4735 | 0.47525 | 0.48163 | 0.487 | 0.48187 | 0.48187 | 0.48187 | 0.48187 | 0.48187 | 0.48187 | 0.48187 | 0.48187 | 0.48187 | 0.48187 | 0.48187 | 0.48187 | 4799.1748 | 16565.4696 | 0.00069848 | 63383.1528 | 35914.3053 | 221.9498 | 768.1499 | 21364.6444 | 990.0997 | 20374.5447 | -15539.7605 | FALSE
| 60457567 | TRG014 | TRG | 22KV | 2408.89 | 7 | 45911.034 | 12.5% | Three phase | 97.13 | 0.022644 | 0.024469 | 0.026448 | 0.028595 | 0.030922 | 0.033447 | 0.036187 | 0.03916 | 0.042386 | 0.045887 | 0.049688 | 0.053814 | 0.058294 | 0.063158 | 0.068441 | 0.074179 | 0.078951 | 0.078951 | 0.078951 | 0.078951 | 0.46737 | 0.47 | 0.47475 | 0.476 | 0.4735 | 0.47525 | 0.48163 | 0.487 | 0.48187 | 0.48187 | 0.48187 | 0.48187 | 0.48187 | 0.48187 | 0.48187 | 0.48187 | 0.48187 | 0.48187 | 0.48187 | 0.48187 | 14921.3363 | 190054.9029 | 0.0025784 | 233975.4857 | 132575.7185 | 819.3155 | 10467.4053 | 204976.2392 | 11286.7208 | 193689.5183 | 61113.7999 | TRUE
| 60457569 | TRG014 | TRG | 22KV | 663.3 | 7 | 45911.034 | 12.5% | Three phase | 97.13 | 0.0082893 | 0.00896 | 0.0096871 | 0.010476 | 0.011331 | 0.012258 | 0.013264 | 0.014355 | 0.015539 | 0.016824 | 0.018218 | 0.019732 | 0.021374 | 0.02174 | 0.02174 | 0.02174 | 0.02174 | 0.02174 | 0.02174 | 0.02174 | 0.46737 | 0.47 | 0.47475 | 0.476 | 0.4735 | 0.47525 | 0.48163 | 0.487 | 0.48187 | 0.48187 | 0.48187 | 0.48187 | 0.48187 | 0.48187 | 0.48187 | 0.48187 | 0.48187 | 0.48187 | 0.48187 | 0.48187 | 4990.3986 | 17508.4862 | 0.00070997 | 64426.329 | 36505.3921 | 225.6027 | 793.6428 | 22498.8848 | 1019.2455 | 21479.6393 | -15025.7529 | FALSE
| 60457571 | TRG014 | TRG | 22KV | 2559.22 | 7 | 45911.034 | 12.5% | Three phase | 97.13 | 0.014633 | 0.015835 | 0.017141 | 0.018562 | 0.020106 | 0.021786 | 0.023613 | 0.0256 | 0.027763 | 0.030117 | 0.032679 | 0.035468 | 0.038504 | 0.041811 | 0.045412 | 0.049335 | 0.053608 | 0.058264 | 0.063337 | 0.068866 | 0.46737 | 0.47 | 0.47475 | 0.476 | 0.4735 | 0.47525 | 0.48163 | 0.487 | 0.48187 | 0.48187 | 0.48187 | 0.48187 | 0.48187 | 0.48187 | 0.48187 | 0.48187 | 0.48187 | 0.48187 | 0.48187 | 0.48187 | 10218.9407 | 138255.6031 | 0.0027393 | 248577.0386 | 140849.2834 | 870.446 | 11814.636 | 148474.5438 | 12685.082 | 135789.4618 | -5059.8216 | FALSE
| 60457580 | TRG014 | TRG | 22KV | 604.99 | 7 | 45911.034 | 12.5% | Single phase | 44.74 | 0.0075776 | 0.0082 | 0.0088756 | 0.009609 | 0.010405 | 0.01127 | 0.012209 | 0.013229 | 0.014337 | 0.015541 | 0.016849 | 0.01827 | 0.019815 | 0.019828 | 0.019828 | 0.019828 | 0.019828 | 0.019828 | 0.019828 | 0.019828 | 0.46737 | 0.47 | 0.47475 | 0.476 | 0.4735 | 0.47525 | 0.48163 | 0.487 | 0.48187 | 0.48187 | 0.48187 | 0.48187 | 0.48187 | 0.48187 | 0.48187 | 0.48187 | 0.48187 | 0.48187 | 0.48187 | 0.48187 | 4579.8072 | 6750.5272 | 0.00064756 | 27067.2526 | 15336.9078 | 205.7702 | 304.1194 | 11330.3345 | 509.8895 | 10820.4449 | -4516.4629 | FALSE
| 60457584 | TRG014 | TRG | 22KV | 2228.21 | 7 | 45911.034 | 12.5% | Three phase | 97.13 | 0.020393 | 0.021742 | 0.023183 | 0.024725 | 0.026373 | 0.028136 | 0.030022 | 0.03204 | 0.034198 | 0.036507 | 0.038977 | 0.041621 | 0.04445 | 0.047478 | 0.050719 | 0.054189 | 0.057903 | 0.061879 | 0.066136 | 0.070695 | 0.46737 | 0.47 | 0.47475 | 0.476 | 0.4735 | 0.47525 | 0.48163 | 0.487 | 0.48187 | 0.48187 | 0.48187 | 0.48187 | 0.48187 | 0.48187 | 0.48187 | 0.48187 | 0.48187 | 0.48187 | 0.48187 | 0.48187 | 12004.3939 | 141482.1175 | 0.002385 | 216426.0373 | 122631.8104 | 757.8624 | 8956.0671 | 153486.5115 | 9713.9295 | 143772.582 | 21140.7716 | TRUE
| 60457603 | TRG014 | TRG | 22KV | 635.18 | 7 | 45911.034 | 12.5% | Three phase | 97.13 | 0.0036318 | 0.0039301 | 0.0042544 | 0.0046069 | 0.0049902 | 0.0054071 | 0.0058605 | 0.0063538 | 0.0068906 | 0.0074748 | 0.0081107 | 0.0088029 | 0.0095565 | 0.010377 | 0.011271 | 0.012245 | 0.013305 | 0.014461 | 0.01572 | 0.017092 | 0.46737 | 0.47 | 0.47475 | 0.476 | 0.4735 | 0.47525 | 0.48163 | 0.487 | 0.48187 | 0.48187 | 0.48187 | 0.48187 | 0.48187 | 0.48187 | 0.48187 | 0.48187 | 0.48187 | 0.48187 | 0.48187 | 0.48187 | 2536.2676 | 8516.4996 | 0.00067988 | 61695.0334 | 34957.7792 | 216.0384 | 727.7777 | 11052.7672 | 943.8161 | 10108.951 | -24848.8282 | FALSE
| 60457607 | TRG014 | TRG | 22KV | 1181.81 | 7 | 45911.034 | 12.5% | Three phase | 97.13 | 0.0080165 | 0.008837 | 0.0097461 | 0.010754 | 0.01187 | 0.013109 | 0.014482 | 0.016006 | 0.017696 | 0.019572 | 0.021655 | 0.023967 | 0.026534 | 0.029386 | 0.032554 | 0.036074 | 0.038734 | 0.038734 | 0.038734 | 0.038734 | 0.46737 | 0.47 | 0.47475 | 0.476 | 0.4735 | 0.47525 | 0.48163 | 0.487 | 0.48187 | 0.48187 | 0.48187 | 0.48187 | 0.48187 | 0.48187 | 0.48187 | 0.48187 | 0.48187 | 0.48187 | 0.48187 | 0.48187 | 6581.8432 | 41103.5797 | 0.001265 | 114789.2053 | 65042.1189 | 401.9591 | 2519.4191 | 47685.4229 | 2921.3783 | 44764.0447 | -20278.0743 | FALSE
| 60457609 | TRG014 | TRG | 22KV | 73.52 | 7 | 45911.034 | 12.5% | Covered | 390 | 0.00068107 | 0.00073055 | 0.00078378 | 0.00084107 | 0.00090273 | 0.0009691 | 0.0010405 | 0.0011175 | 0.0012003 | 0.0012895 | 0.0013855 | 0.001489 | 0.0016004 | 0.0017205 | 0.0018498 | 0.0019892 | 0.0021394 | 0.0023012 | 0.0024096 | 0.0024096 | 0.46737 | 0.47 | 0.47475 | 0.476 | 0.4735 | 0.47525 | 0.48163 | 0.487 | 0.48187 | 0.48187 | 0.48187 | 0.48187 | 0.48187 | 0.48187 | 0.48187 | 0.48187 | 0.48187 | 0.48187 | 0.48187 | 0.48187 | 425.0593 | 663.5738 | 7.8693e-05 | 28672.8 | 16246.6467 | 25.0057 | 39.1496 | 1088.6331 | 64.1553 | 1024.4777 | -15222.169 | FALSE
| 60457613 | TRG014 | TRG | 22KV | 710.53 | 7 | 45911.034 | 12.5% | Covered | 390 | 0.0088601 | 0.0095664 | 0.010331 | 0.01116 | 0.012057 | 0.013029 | 0.014082 | 0.015224 | 0.016461 | 0.017801 | 0.019255 | 0.02083 | 0.022538 | 0.023287 | 0.023287 | 0.023287 | 0.023287 | 0.023287 | 0.023287 | 0.023287 | 0.46737 | 0.47 | 0.47475 | 0.476 | 0.4735 | 0.47525 | 0.48163 | 0.487 | 0.48187 | 0.48187 | 0.48187 | 0.48187 | 0.48187 | 0.48187 | 0.48187 | 0.48187 | 0.48187 | 0.48187 | 0.48187 | 0.48187 | 5314.0373 | 80190.9039 | 0.00076053 | 277106.7 | 157014.8246 | 241.6666 | 3656.6312 | 85504.9411 | 3898.2978 | 81606.6433 | -75408.1812 | FALSE
| 60457621 | TRG014 | TRG | 22KV | 1570.31 | 7 | 45911.034 | 12.5% | Three phase | 97.13 | 0.0089787 | 0.0097162 | 0.010518 | 0.011389 | 0.012337 | 0.013368 | 0.014489 | 0.015708 | 0.017035 | 0.018479 | 0.020051 | 0.021763 | 0.023626 | 0.025655 | 0.027865 | 0.030271 | 0.032893 | 0.03575 | 0.038863 | 0.042255 | 0.46737 | 0.47 | 0.47475 | 0.476 | 0.4735 | 0.47525 | 0.48163 | 0.487 | 0.48187 | 0.48187 | 0.48187 | 0.48187 | 0.48187 | 0.48187 | 0.48187 | 0.48187 | 0.48187 | 0.48187 | 0.48187 | 0.48187 | 6270.2327 | 52052.1043 | 0.0016808 | 152524.2103 | 86423.6127 | 534.0964 | 4448.1139 | 58322.337 | 4982.2102 | 53340.1268 | -33083.486 | FALSE
| 60457625 | TRG014 | TRG | 22KV | 654.91 | 7 | 45911.034 | 12.5% | Covered | 390 | 0.008116 | 0.0087356 | 0.0094044 | 0.010126 | 0.010906 | 0.011748 | 0.012657 | 0.013638 | 0.014699 | 0.015845 | 0.017082 | 0.01842 | 0.019865 | 0.021426 | 0.021465 | 0.021465 | 0.021465 | 0.021465 | 0.021465 | 0.021465 | 0.46737 | 0.47 | 0.47475 | 0.476 | 0.4735 | 0.47525 | 0.48163 | 0.487 | 0.48187 | 0.48187 | 0.48187 | 0.48187 | 0.48187 | 0.48187 | 0.48187 | 0.48187 | 0.48187 | 0.48187 | 0.48187 | 0.48187 | 4816.4576 | 66994.217 | 0.00070099 | 255414.9 | 144723.7678 | 222.749 | 3106.5587 | 71810.6746 | 3329.3077 | 68481.3669 | -76242.401 | FALSE
| 60457639 | TRG014 | TRG | 22KV | 1831.93 | 7 | 45911.034 | 12.5% | Three phase | 97.13 | 0.0095384 | 0.01032 | 0.01117 | 0.012094 | 0.013099 | 0.014192 | 0.015381 | 0.016675 | 0.018083 | 0.019615 | 0.021283 | 0.023099 | 0.025076 | 0.02723 | 0.029575 | 0.032131 | 0.034915 | 0.037948 | 0.041255 | 0.044858 | 0.46737 | 0.47 | 0.47475 | 0.476 | 0.4735 | 0.47525 | 0.48163 | 0.487 | 0.48187 | 0.48187 | 0.48187 | 0.48187 | 0.48187 | 0.48187 | 0.48187 | 0.48187 | 0.48187 | 0.48187 | 0.48187 | 0.48187 | 6656.297 | 64463.1528 | 0.0019608 | 177935.3609 | 100822.1363 | 623.079 | 6053.7273 | 71119.4498 | 6676.8063 | 64442.6435 | -36379.4928 | FALSE
| 60457640 | TRG014 | TRG | 22KV | 71.05 | 7 | 45911.034 | 12.5% | Covered | 390 | 0.00040625 | 0.00043962 | 0.00047589 | 0.00051532 | 0.00055819 | 0.00060482 | 0.00065555 | 0.00071073 | 0.00077077 | 0.00083612 | 0.00090724 | 0.00098467 | 0.001069 | 0.0011608 | 0.0012608 | 0.0013697 | 0.0014883 | 0.0016175 | 0.0017584 | 0.0019119 | 0.46737 | 0.47 | 0.47475 | 0.476 | 0.4735 | 0.47525 | 0.48163 | 0.487 | 0.48187 | 0.48187 | 0.48187 | 0.48187 | 0.48187 | 0.48187 | 0.48187 | 0.48187 | 0.48187 | 0.48187 | 0.48187 | 0.48187 | 283.702 | 427.8651 | 7.605e-05 | 27709.5 | 15700.8195 | 24.1656 | 36.5632 | 711.5671 | 60.7289 | 650.8382 | -15049.9813 | FALSE
| 60457649 | TRG014 | TRG | 22KV | 454.1 | 7 | 45911.034 | 12.5% | Single phase | 44.74 | 0.0025964 | 0.0028097 | 0.0030415 | 0.0032935 | 0.0035676 | 0.0038656 | 0.0041898 | 0.0045425 | 0.0049262 | 0.0053439 | 0.0057984 | 0.0062933 | 0.0068321 | 0.0074188 | 0.0080578 | 0.0087538 | 0.0095121 | 0.010338 | 0.011238 | 0.012219 | 0.46737 | 0.47 | 0.47475 | 0.476 | 0.4735 | 0.47525 | 0.48163 | 0.487 | 0.48187 | 0.48187 | 0.48187 | 0.48187 | 0.48187 | 0.48187 | 0.48187 | 0.48187 | 0.48187 | 0.48187 | 0.48187 | 0.48187 | 1813.2169 | 2004.9941 | 0.00048605 | 20316.434 | 11511.7437 | 154.4492 | 171.3368 | 3818.211 | 325.786 | 3492.4249 | -8019.3188 | FALSE
| 60457667 | TRG014 | TRG | 22KV | 1177.29 | 7 | 45911.034 | 12.5% | Three phase | 97.13 | 0.0067315 | 0.0072844 | 0.0078854 | 0.0085388 | 0.0092492 | 0.010022 | 0.010862 | 0.011777 | 0.012772 | 0.013854 | 0.015033 | 0.016316 | 0.017713 | 0.019234 | 0.020891 | 0.022695 | 0.024661 | 0.026803 | 0.029136 | 0.03168 | 0.46737 | 0.47 | 0.47475 | 0.476 | 0.4735 | 0.47525 | 0.48163 | 0.487 | 0.48187 | 0.48187 | 0.48187 | 0.48187 | 0.48187 | 0.48187 | 0.48187 | 0.48187 | 0.48187 | 0.48187 | 0.48187 | 0.48187 | 4700.9076 | 29257.3111 | 0.0012601 | 114350.1777 | 64793.3561 | 400.4218 | 2500.1842 | 33958.2187 | 2900.606 | 31057.6126 | -33735.7435 | FALSE
| 60457688 | TRG014 | TRG | 22KV | 103.72 | 7 | 45911.034 | 12.5% | Single phase | 44.74 | 0.00058751 | 0.00063487 | 0.00068628 | 0.00074208 | 0.00080267 | 0.00086846 | 0.00093992 | 0.0010176 | 0.0011019 | 0.0011935 | 0.0012932 | 0.0014014 | 0.0015191 | 0.0016471 | 0.0017863 | 0.0019376 | 0.0021022 | 0.0022813 | 0.0024762 | 0.0026882 | 0.46737 | 0.47 | 0.47475 | 0.476 | 0.4735 | 0.47525 | 0.48163 | 0.487 | 0.48187 | 0.48187 | 0.48187 | 0.48187 | 0.48187 | 0.48187 | 0.48187 | 0.48187 | 0.48187 | 0.48187 | 0.48187 | 0.48187 | 403.6973 | 101.965 | 0.00011102 | 4640.4328 | 2629.3725 | 35.2774 | 8.9387 | 505.6623 | 44.2161 | 461.4462 | -2167.9263 | FALSE
| 60457702 | TRG014 | TRG | 22KV | 85.18 | 7 | 45911.034 | 12.5% | Covered | 390 | 0.00081567 | 0.0008995 | 0.00099235 | 0.0010952 | 0.0012092 | 0.0013355 | 0.0014755 | 0.0016308 | 0.0018029 | 0.0019939 | 0.0022057 | 0.0024408 | 0.0027016 | 0.0027918 | 0.0027918 | 0.0027918 | 0.0027918 | 0.0027918 | 0.0027918 | 0.0027918 | 0.46737 | 0.47 | 0.47475 | 0.476 | 0.4735 | 0.47525 | 0.48163 | 0.487 | 0.48187 | 0.48187 | 0.48187 | 0.48187 | 0.48187 | 0.48187 | 0.48187 | 0.48187 | 0.48187 | 0.48187 | 0.48187 | 0.48187 | 594.0829 | 1074.1045 | 9.1174e-05 | 33220.2 | 18823.3048 | 28.9716 | 52.5523 | 1668.1874 | 81.5238 | 1586.6636 | -17236.6412 | FALSE
| 60457703 | TRG014 | TRG | 22KV | 190.79 | 7 | 45911.034 | 12.5% | Covered | 390 | 0.001827 | 0.0020147 | 0.0022227 | 0.0024531 | 0.0027084 | 0.0029913 | 0.0033049 | 0.0036527 | 0.0040383 | 0.004466 | 0.0049405 | 0.0054669 | 0.0060511 | 0.0062531 | 0.0062531 | 0.0062531 | 0.0062531 | 0.0062531 | 0.0062531 | 0.0062531 | 0.46737 | 0.47 | 0.47475 | 0.476 | 0.4735 | 0.47525 | 0.48163 | 0.487 | 0.48187 | 0.48187 | 0.48187 | 0.48187 | 0.48187 | 0.48187 | 0.48187 | 0.48187 | 0.48187 | 0.48187 | 0.48187 | 0.48187 | 1330.6537 | 5388.6812 | 0.00020422 | 74408.1 | 42161.2858 | 64.8918 | 263.6499 | 6719.3349 | 328.5417 | 6390.7932 | -35770.4926 | FALSE
| 60457706 | TRG014 | TRG | 22KV | 2217.34 | 7 | 45911.034 | 12.5% | Three phase | 97.13 | 0.012678 | 0.01372 | 0.014852 | 0.016082 | 0.01742 | 0.018875 | 0.020458 | 0.022181 | 0.024054 | 0.026094 | 0.028313 | 0.03073 | 0.033361 | 0.036226 | 0.039346 | 0.042744 | 0.046447 | 0.050481 | 0.054876 | 0.059666 | 0.46737 | 0.47 | 0.47475 | 0.476 | 0.4735 | 0.47525 | 0.48163 | 0.487 | 0.48187 | 0.48187 | 0.48187 | 0.48187 | 0.48187 | 0.48187 | 0.48187 | 0.48187 | 0.48187 | 0.48187 | 0.48187 | 0.48187 | 8853.8172 | 103784.4007 | 0.0023734 | 215370.2342 | 122033.5688 | 754.1653 | 8868.8985 | 112638.2179 | 9623.0638 | 103015.1542 | -19018.4146 | FALSE
| 60457708 | TRG024 | TRG | 22KV | 123.15 | 15 | 45911.034 | 6.25% | Covered | 390 | 0.00070414 | 0.00076198 | 0.00082485 | 0.00089319 | 0.00096751 | 0.0010483 | 0.0011362 | 0.0012319 | 0.001336 | 0.0014492 | 0.0015725 | 0.0017067 | 0.0018528 | 0.002012 | 0.0021852 | 0.002374 | 0.0025796 | 0.0028037 | 0.0030478 | 0.0033138 | 0.44681 | 0.45469 | 0.46713 | 0.47706 | 0.47956 | 0.4835 | 0.49631 | 0.51144 | 0.51269 | 0.51269 | 0.51269 | 0.51269 | 0.51269 | 0.51269 | 0.51269 | 0.51269 | 0.51269 | 0.51269 | 0.51269 | 0.51269 | 514.9138 | 1285.4274 | 0.00013182 | 48028.5 | 27214.0172 | 43.2892 | 109.8462 | 1800.3412 | 153.1355 | 1647.2057 | -25566.8115 | FALSE
| 60457724 | TRG024 | TRG | 22KV | 184 | 15 | 45911.034 | 6.25% | Three phase | 97.13 | 0.0014055 | 0.0015497 | 0.0017095 | 0.0018865 | 0.0020827 | 0.0023003 | 0.0025416 | 0.0028092 | 0.0031061 | 0.0034356 | 0.0038012 | 0.0042072 | 0.0046578 | 0.0051583 | 0.0057142 | 0.0060306 | 0.0060306 | 0.0060306 | 0.0060306 | 0.0060306 | 0.44681 | 0.45469 | 0.46713 | 0.47706 | 0.47956 | 0.4835 | 0.49631 | 0.51144 | 0.51269 | 0.51269 | 0.51269 | 0.51269 | 0.51269 | 0.51269 | 0.51269 | 0.51269 | 0.51269 | 0.51269 | 0.51269 | 0.51269 | 1168.552 | 1083.8704 | 0.00019695 | 17871.92 | 10126.6277 | 64.679 | 61.0718 | 2252.4224 | 125.7508 | 2126.6716 | -7999.9561 | FALSE
| 60457728 | TRG024 | TRG | 22KV | 845.92 | 15 | 45911.034 | 6.25% | Three phase | 97.13 | 0.0058417 | 0.0063233 | 0.0068466 | 0.0074155 | 0.0080341 | 0.0087067 | 0.0094382 | 0.010234 | 0.0111 | 0.012041 | 0.013066 | 0.014182 | 0.015396 | 0.016718 | 0.018158 | 0.019725 | 0.021433 | 0.023292 | 0.025318 | 0.027525 | 0.44681 | 0.45469 | 0.46713 | 0.47706 | 0.47956 | 0.4835 | 0.49631 | 0.51144 | 0.51269 | 0.51269 | 0.51269 | 0.51269 | 0.51269 | 0.51269 | 0.51269 | 0.51269 | 0.51269 | 0.51269 | 0.51269 | 0.51269 | 4277.3357 | 18266.8636 | 0.00090544 | 82164.2096 | 46556.0701 | 297.3547 | 1290.8141 | 22544.1994 | 1588.1688 | 20956.0306 | -25600.0395 | FALSE
| 60457734 | TRG024 | TRG | 22KV | 73.71 | 15 | 45911.034 | 6.25% | Covered | 390 | 0.00050902 | 0.00055098 | 0.00059659 | 0.00064616 | 0.00070006 | 0.00075866 | 0.00082241 | 0.00089174 | 0.00096717 | 0.0010492 | 0.0011386 | 0.0012358 | 0.0013416 | 0.0014568 | 0.0015822 | 0.0017188 | 0.0018675 | 0.0020296 | 0.0022061 | 0.0023984 | 0.44681 | 0.45469 | 0.46713 | 0.47706 | 0.47956 | 0.4835 | 0.49631 | 0.51144 | 0.51269 | 0.51269 | 0.51269 | 0.51269 | 0.51269 | 0.51269 | 0.51269 | 0.51269 | 0.51269 | 0.51269 | 0.51269 | 0.51269 | 372.7095 | 556.89 | 7.8897e-05 | 28746.9 | 16288.6334 | 25.9103 | 39.3522 | 929.5995 | 65.2625 | 864.337 | -15424.2964 | FALSE
| 60457736 | TRG024 | TRG | 22KV | 269.58 | 15 | 45911.034 | 6.25% | Three phase | 97.13 | 0.002791 | 0.0030998 | 0.0034442 | 0.0038286 | 0.0042576 | 0.0047365 | 0.0052714 | 0.0058687 | 0.0065361 | 0.0072818 | 0.0081152 | 0.0088354 | 0.0088354 | 0.0088354 | 0.0088354 | 0.0088354 | 0.0088354 | 0.0088354 | 0.0088354 | 0.0088354 | 0.44681 | 0.45469 | 0.46713 | 0.47706 | 0.47956 | 0.4835 | 0.49631 | 0.51144 | 0.51269 | 0.51269 | 0.51269 | 0.51269 | 0.51269 | 0.51269 | 0.51269 | 0.51269 | 0.51269 | 0.51269 | 0.51269 | 0.51269 | 2103.7297 | 2865.0631 | 0.00028855 | 26184.3054 | 14836.6103 | 94.7618 | 131.0933 | 4968.7928 | 225.8551 | 4742.9378 | -10093.6725 | FALSE
| 60457739 | TRG024 | TRG | 22KV | 604.51 | 15 | 45911.034 | 6.25% | Three phase | 97.13 | 0.0055497 | 0.0061633 | 0.006848 | 0.0076122 | 0.0084654 | 0.0094181 | 0.010482 | 0.011671 | 0.013 | 0.014484 | 0.016144 | 0.018 | 0.019813 | 0.019813 | 0.019813 | 0.019813 | 0.019813 | 0.019813 | 0.019813 | 0.019813 | 0.44681 | 0.45469 | 0.46713 | 0.47706 | 0.47956 | 0.4835 | 0.49631 | 0.51144 | 0.51269 | 0.51269 | 0.51269 | 0.51269 | 0.51269 | 0.51269 | 0.51269 | 0.51269 | 0.51269 | 0.51269 | 0.51269 | 0.51269 | 4434.6794 | 13527.9985 | 0.00064705 | 58716.0563 | 33269.8245 | 212.4952 | 659.1922 | 17962.6779 | 871.6874 | 17090.9905 | -16178.834 | FALSE
| 60457746 | TRG024 | TRG | 22KV | 130.41 | 15 | 45911.034 | 6.25% | Three phase | 97.13 | 0.0011972 | 0.0013296 | 0.0014773 | 0.0016422 | 0.0018262 | 0.0020317 | 0.0022613 | 0.0025178 | 0.0028044 | 0.0031247 | 0.0034828 | 0.0038832 | 0.0042742 | 0.0042742 | 0.0042742 | 0.0042742 | 0.0042742 | 0.0042742 | 0.0042742 | 0.0042742 | 0.44681 | 0.45469 | 0.46713 | 0.47706 | 0.47956 | 0.4835 | 0.49631 | 0.51144 | 0.51269 | 0.51269 | 0.51269 | 0.51269 | 0.51269 | 0.51269 | 0.51269 | 0.51269 | 0.51269 | 0.51269 | 0.51269 | 0.51269 | 956.6865 | 629.5763 | 0.00013959 | 12666.7233 | 7177.2474 | 45.8412 | 30.678 | 1586.2627 | 76.5192 | 1509.7435 | -5667.5039 | FALSE
| 60457747 | TRG024 | TRG | 22KV | 178.4 | 15 | 45911.034 | 6.25% | Single phase | 44.74 | 0.0022683 | 0.0024733 | 0.0026975 | 0.0029429 | 0.0032115 | 0.0035054 | 0.0038271 | 0.0041794 | 0.0045652 | 0.0049876 | 0.0054503 | 0.005847 | 0.005847 | 0.005847 | 0.005847 | 0.005847 | 0.005847 | 0.005847 | 0.005847 | 0.005847 | 0.44681 | 0.45469 | 0.46713 | 0.47706 | 0.47956 | 0.4835 | 0.49631 | 0.51144 | 0.51269 | 0.51269 | 0.51269 | 0.51269 | 0.51269 | 0.51269 | 0.51269 | 0.51269 | 0.51269 | 0.51269 | 0.51269 | 0.51269 | 1459.391 | 607.2744 | 0.00019095 | 7981.616 | 4522.5613 | 62.7105 | 26.4446 | 2066.6654 | 89.1551 | 1977.5102 | -2545.0511 | FALSE
| 60457765 | TRG024 | TRG | 22KV | 5099.13 | 15 | 45911.034 | 6.25% | Three phase | 97.13 | 0.049439 | 0.054252 | 0.059555 | 0.065399 | 0.071841 | 0.078943 | 0.086774 | 0.095412 | 0.10494 | 0.11545 | 0.12705 | 0.13985 | 0.15398 | 0.16712 | 0.16712 | 0.16712 | 0.16712 | 0.16712 | 0.16712 | 0.16712 | 0.44681 | 0.45469 | 0.46713 | 0.47706 | 0.47956 | 0.4835 | 0.49631 | 0.51144 | 0.51269 | 0.51269 | 0.51269 | 0.51269 | 0.51269 | 0.51269 | 0.51269 | 0.51269 | 0.51269 | 0.51269 | 0.51269 | 0.51269 | 36739.3248 | 946120.7541 | 0.0054579 | 495278.4969 | 280635.8212 | 1792.4276 | 46902.6381 | 982860.0789 | 48695.0657 | 934165.0132 | 653529.192 | TRUE
| 60457766 | TRG024 | TRG | 22KV | 79.94 | 15 | 45911.034 | 6.25% | Three phase | 97.13 | 0.00077768 | 0.00085484 | 0.00094002 | 0.001034 | 0.0011379 | 0.0012526 | 0.0013793 | 0.0015192 | 0.0016739 | 0.0018449 | 0.0020339 | 0.0022429 | 0.002474 | 0.00262 | 0.00262 | 0.00262 | 0.00262 | 0.00262 | 0.00262 | 0.00262 | 0.44681 | 0.45469 | 0.46713 | 0.47706 | 0.47956 | 0.4835 | 0.49631 | 0.51144 | 0.51269 | 0.51269 | 0.51269 | 0.51269 | 0.51269 | 0.51269 | 0.51269 | 0.51269 | 0.51269 | 0.51269 | 0.51269 | 0.51269 | 581.1737 | 234.6269 | 8.5565e-05 | 7764.5722 | 4399.5794 | 28.1002 | 11.5275 | 815.8006 | 39.6277 | 776.1729 | -3623.4065 | FALSE
| 60457767 | TRG024 | TRG | 22KV | 3404.78 | 15 | 45911.034 | 6.25% | Three phase | 97.13 | 0.033123 | 0.036409 | 0.040037 | 0.044042 | 0.048464 | 0.053349 | 0.058745 | 0.064707 | 0.071295 | 0.078577 | 0.086627 | 0.095528 | 0.10537 | 0.11159 | 0.11159 | 0.11159 | 0.11159 | 0.11159 | 0.11159 | 0.11159 | 0.44681 | 0.45469 | 0.46713 | 0.47706 | 0.47956 | 0.4835 | 0.49631 | 0.51144 | 0.51269 | 0.51269 | 0.51269 | 0.51269 | 0.51269 | 0.51269 | 0.51269 | 0.51269 | 0.51269 | 0.51269 | 0.51269 | 0.51269 | 24753.1706 | 425625.5489 | 0.0036444 | 330706.2814 | 187385.5405 | 1196.8359 | 20911.405 | 450378.7196 | 22108.2409 | 428270.4787 | 240884.9382 | TRUE
| 60457770 | TRG024 | TRG | 22KV | 578.58 | 15 | 45911.034 | 6.25% | Covered | 390 | 0.0036348 | 0.0039339 | 0.004259 | 0.0046124 | 0.0049966 | 0.0054145 | 0.005869 | 0.0063634 | 0.0069014 | 0.0074868 | 0.0081238 | 0.0088173 | 0.0095723 | 0.010394 | 0.011289 | 0.012264 | 0.013326 | 0.014483 | 0.015743 | 0.017116 | 0.44681 | 0.45469 | 0.46713 | 0.47706 | 0.47956 | 0.4835 | 0.49631 | 0.51144 | 0.51269 | 0.51269 | 0.51269 | 0.51269 | 0.51269 | 0.51269 | 0.51269 | 0.51269 | 0.51269 | 0.51269 | 0.51269 | 0.51269 | 2659.7427 | 31194.5334 | 0.00061929 | 225646.2 | 127856.1598 | 203.3803 | 2424.6171 | 33854.2761 | 2627.9974 | 31226.2787 | -96629.881 | FALSE
| 60457771 | TRG024 | TRG | 22KV | 274.38 | 15 | 45911.034 | 6.25% | Covered | 390 | 0.0017237 | 0.0018656 | 0.0020197 | 0.0021873 | 0.0023695 | 0.0025677 | 0.0027833 | 0.0030177 | 0.0032728 | 0.0035504 | 0.0038526 | 0.0041814 | 0.0045395 | 0.0049293 | 0.0053538 | 0.0058161 | 0.0063197 | 0.0068682 | 0.0074659 | 0.0081171 | 0.44681 | 0.45469 | 0.46713 | 0.47706 | 0.47956 | 0.4835 | 0.49631 | 0.51144 | 0.51269 | 0.51269 | 0.51269 | 0.51269 | 0.51269 | 0.51269 | 0.51269 | 0.51269 | 0.51269 | 0.51269 | 0.51269 | 0.51269 | 1261.3298 | 7015.4666 | 0.00029369 | 107008.2 | 60633.2281 | 96.4491 | 545.2821 | 8276.7964 | 641.7311 | 7635.0653 | -52998.1628 | FALSE
| 60457772 | TRG024 | TRG | 22KV | 1624.48 | 15 | 45911.034 | 6.25% | Covered | 390 | 0.010205 | 0.011045 | 0.011958 | 0.01295 | 0.014029 | 0.015202 | 0.016478 | 0.017867 | 0.019377 | 0.021021 | 0.022809 | 0.024756 | 0.026876 | 0.029184 | 0.031697 | 0.034434 | 0.037416 | 0.040664 | 0.044202 | 0.048058 | 0.44681 | 0.45469 | 0.46713 | 0.47706 | 0.47956 | 0.4835 | 0.49631 | 0.51144 | 0.51269 | 0.51269 | 0.51269 | 0.51269 | 0.51269 | 0.51269 | 0.51269 | 0.51269 | 0.51269 | 0.51269 | 0.51269 | 0.51269 | 7467.7639 | 245912.3826 | 0.0017388 | 633547.2 | 358981.9462 | 571.0313 | 19113.7129 | 253380.1465 | 19684.7442 | 233695.4023 | -125286.5439 | FALSE
| 60457779 | TRG024 | TRG | 22KV | 339.41 | 15 | 45911.034 | 6.25% | Single phase | 44.74 | 0.0042611 | 0.0046164 | 0.0050027 | 0.0054224 | 0.0058788 | 0.006375 | 0.0069144 | 0.0075011 | 0.0081393 | 0.0088334 | 0.0095885 | 0.01041 | 0.011124 | 0.011124 | 0.011124 | 0.011124 | 0.011124 | 0.011124 | 0.011124 | 0.011124 | 0.44681 | 0.45469 | 0.46713 | 0.47706 | 0.47956 | 0.4835 | 0.49631 | 0.51144 | 0.51269 | 0.51269 | 0.51269 | 0.51269 | 0.51269 | 0.51269 | 0.51269 | 0.51269 | 0.51269 | 0.51269 | 0.51269 | 0.51269 | 2698.2228 | 2136.1054 | 0.00036329 | 15185.2034 | 8604.2743 | 119.3082 | 95.7187 | 4834.3282 | 215.0269 | 4619.3013 | -3984.9729 | FALSE
| 60457801 | TRG024 | TRG | 22KV | 295.27 | 15 | 45911.034 | 6.25% | Three phase | 97.13 | 0.0020029 | 0.0022079 | 0.002435 | 0.0026868 | 0.0029658 | 0.0032752 | 0.0036183 | 0.003999 | 0.0044213 | 0.0048901 | 0.0054104 | 0.005988 | 0.0066295 | 0.007342 | 0.0081335 | 0.0090129 | 0.0096774 | 0.0096774 | 0.0096774 | 0.0096774 | 0.44681 | 0.45469 | 0.46713 | 0.47706 | 0.47956 | 0.4835 | 0.49631 | 0.51144 | 0.51269 | 0.51269 | 0.51269 | 0.51269 | 0.51269 | 0.51269 | 0.51269 | 0.51269 | 0.51269 | 0.51269 | 0.51269 | 0.51269 | 1724.8894 | 2565.801 | 0.00031605 | 28679.5751 | 16250.4857 | 103.7922 | 157.2692 | 4290.6904 | 261.0615 | 4029.629 | -12220.8567 | FALSE
| 60457810 | TRG024 | TRG | 22KV | 170.03 | 15 | 45911.034 | 6.25% | Covered | 390 | 0.0021071 | 0.002268 | 0.0024416 | 0.002629 | 0.0028314 | 0.00305 | 0.003286 | 0.0035409 | 0.0038162 | 0.0041136 | 0.004435 | 0.0047821 | 0.0051573 | 0.0055627 | 0.0055727 | 0.0055727 | 0.0055727 | 0.0055727 | 0.0055727 | 0.0055727 | 0.44681 | 0.45469 | 0.46713 | 0.47706 | 0.47956 | 0.4835 | 0.49631 | 0.51144 | 0.51269 | 0.51269 | 0.51269 | 0.51269 | 0.51269 | 0.51269 | 0.51269 | 0.51269 | 0.51269 | 0.51269 | 0.51269 | 0.51269 | 1306.0435 | 4515.701 | 0.00018199 | 66311.7 | 37573.6853 | 59.7683 | 209.3955 | 5821.7445 | 269.1639 | 5552.5807 | -32021.1046 | FALSE
| 60457812 | TRG024 | TRG | 22KV | 1317.84 | 15 | 45911.034 | 6.25% | Three phase | 97.13 | 0.016803 | 0.018347 | 0.020039 | 0.021893 | 0.023925 | 0.026152 | 0.028594 | 0.031271 | 0.034207 | 0.037427 | 0.04096 | 0.043192 | 0.043192 | 0.043192 | 0.043192 | 0.043192 | 0.043192 | 0.043192 | 0.043192 | 0.043192 | 0.44681 | 0.45469 | 0.46713 | 0.47706 | 0.47956 | 0.4835 | 0.49631 | 0.51144 | 0.51269 | 0.51269 | 0.51269 | 0.51269 | 0.51269 | 0.51269 | 0.51269 | 0.51269 | 0.51269 | 0.51269 | 0.51269 | 0.51269 | 10839.6713 | 72337.2914 | 0.0014106 | 128001.7992 | 72528.6687 | 463.2423 | 3132.7842 | 83176.9627 | 3596.0265 | 79580.9363 | 7052.2675 | TRUE
| 60457814 | TRG024 | TRG | 22KV | 217.45 | 15 | 45911.034 | 6.25% | Single phase | 44.74 | 0.0013661 | 0.0014785 | 0.0016007 | 0.0017335 | 0.0018779 | 0.002035 | 0.0022058 | 0.0023916 | 0.0025938 | 0.0028138 | 0.0030532 | 0.0033139 | 0.0035976 | 0.0039065 | 0.0042429 | 0.0046093 | 0.0050084 | 0.0054432 | 0.0059168 | 0.006433 | 0.44681 | 0.45469 | 0.46713 | 0.47706 | 0.47956 | 0.4835 | 0.49631 | 0.51144 | 0.51269 | 0.51269 | 0.51269 | 0.51269 | 0.51269 | 0.51269 | 0.51269 | 0.51269 | 0.51269 | 0.51269 | 0.51269 | 0.51269 | 999.6216 | 505.4775 | 0.00023275 | 9728.713 | 5512.5053 | 76.4372 | 39.2886 | 1505.0991 | 115.7258 | 1389.3733 | -4123.1321 | FALSE
| 60457818 | TRG024 | TRG | 22KV | 355.77 | 15 | 45911.034 | 6.25% | Three phase | 97.13 | 0.003433 | 0.0038005 | 0.0042093 | 0.0046639 | 0.0051697 | 0.0057325 | 0.006359 | 0.0070565 | 0.0078332 | 0.0086982 | 0.0096618 | 0.010735 | 0.01166 | 0.01166 | 0.01166 | 0.01166 | 0.01166 | 0.01166 | 0.01166 | 0.01166 | 0.44681 | 0.45469 | 0.46713 | 0.47706 | 0.47956 | 0.4835 | 0.49631 | 0.51144 | 0.51269 | 0.51269 | 0.51269 | 0.51269 | 0.51269 | 0.51269 | 0.51269 | 0.51269 | 0.51269 | 0.51269 | 0.51269 | 0.51269 | 2648.7441 | 4757.7254 | 0.0003808 | 34555.9401 | 19580.1649 | 125.059 | 228.3199 | 7406.4695 | 353.3789 | 7053.0906 | -12527.0743 | FALSE
| 60457824 | TRG024 | TRG | 22KV | 488.27 | 15 | 45911.034 | 6.25% | Three phase | 97.13 | 0.0060509 | 0.0065128 | 0.0070115 | 0.0075497 | 0.0081309 | 0.0087585 | 0.0094362 | 0.010168 | 0.010959 | 0.011813 | 0.012736 | 0.013733 | 0.01481 | 0.015974 | 0.016003 | 0.016003 | 0.016003 | 0.016003 | 0.016003 | 0.016003 | 0.44681 | 0.45469 | 0.46713 | 0.47706 | 0.47956 | 0.4835 | 0.49631 | 0.51144 | 0.51269 | 0.51269 | 0.51269 | 0.51269 | 0.51269 | 0.51269 | 0.51269 | 0.51269 | 0.51269 | 0.51269 | 0.51269 | 0.51269 | 3750.5255 | 9274.3384 | 0.00052263 | 47425.6651 | 26872.4375 | 171.6349 | 430.0562 | 13024.8639 | 601.6911 | 12423.1728 | -14449.2647 | FALSE
| 60457825 | TRG024 | TRG | 22KV | 1002.9 | 15 | 45911.034 | 6.25% | Three phase | 97.13 | 0.012429 | 0.013377 | 0.014401 | 0.015507 | 0.016701 | 0.01799 | 0.019382 | 0.020885 | 0.022509 | 0.024264 | 0.026159 | 0.028207 | 0.03042 | 0.032811 | 0.03287 | 0.03287 | 0.03287 | 0.03287 | 0.03287 | 0.03287 | 0.44681 | 0.45469 | 0.46713 | 0.47706 | 0.47956 | 0.4835 | 0.49631 | 0.51144 | 0.51269 | 0.51269 | 0.51269 | 0.51269 | 0.51269 | 0.51269 | 0.51269 | 0.51269 | 0.51269 | 0.51269 | 0.51269 | 0.51269 | 7703.5289 | 39127.1411 | 0.0010735 | 97411.677 | 55195.6246 | 352.5358 | 1814.3471 | 46830.67 | 2166.8828 | 44663.7872 | -10531.8374 | FALSE
| 60457826 | TRG024 | TRG | 22KV | 525.91 | 15 | 45911.034 | 6.25% | Three phase | 97.13 | 0.0065174 | 0.0070149 | 0.007552 | 0.0081317 | 0.0087577 | 0.0094337 | 0.010164 | 0.010952 | 0.011804 | 0.012724 | 0.013717 | 0.014791 | 0.015952 | 0.017206 | 0.017237 | 0.017237 | 0.017237 | 0.017237 | 0.017237 | 0.017237 | 0.44681 | 0.45469 | 0.46713 | 0.47706 | 0.47956 | 0.4835 | 0.49631 | 0.51144 | 0.51269 | 0.51269 | 0.51269 | 0.51269 | 0.51269 | 0.51269 | 0.51269 | 0.51269 | 0.51269 | 0.51269 | 0.51269 | 0.51269 | 4039.6479 | 10759.342 | 0.00056292 | 51081.6383 | 28943.9933 | 184.866 | 498.9166 | 14798.9899 | 683.7826 | 14115.2073 | -14828.786 | FALSE
| 60457827 | TRG024 | TRG | 22KV | 260.53 | 15 | 45911.034 | 6.25% | Three phase | 97.13 | 0.0032286 | 0.0034751 | 0.0037412 | 0.0040284 | 0.0043385 | 0.0046733 | 0.005035 | 0.0054255 | 0.0058474 | 0.0063031 | 0.0067955 | 0.0073275 | 0.0079023 | 0.0085236 | 0.0085388 | 0.0085388 | 0.0085388 | 0.0085388 | 0.0085388 | 0.0085388 | 0.44681 | 0.45469 | 0.46713 | 0.47706 | 0.47956 | 0.4835 | 0.49631 | 0.51144 | 0.51269 | 0.51269 | 0.51269 | 0.51269 | 0.51269 | 0.51269 | 0.51269 | 0.51269 | 0.51269 | 0.51269 | 0.51269 | 0.51269 | 2001.1969 | 2640.4523 | 0.00027886 | 25305.2789 | 14338.5343 | 91.5806 | 122.4392 | 4641.6493 | 214.0198 | 4427.6295 | -9910.9048 | FALSE
| 60457834 | TRG024 | TRG | 22KV | 1175.19 | 15 | 45911.034 | 6.25% | Single phase | 44.74 | 0.007223 | 0.0077777 | 0.0083774 | 0.0090259 | 0.0097273 | 0.010486 | 0.011307 | 0.012194 | 0.013155 | 0.014195 | 0.015321 | 0.016539 | 0.017859 | 0.019287 | 0.020834 | 0.02251 | 0.024325 | 0.026292 | 0.028422 | 0.030731 | 0.44681 | 0.45469 | 0.46713 | 0.47706 | 0.47956 | 0.4835 | 0.49631 | 0.51144 | 0.51269 | 0.51269 | 0.51269 | 0.51269 | 0.51269 | 0.51269 | 0.51269 | 0.51269 | 0.51269 | 0.51269 | 0.51269 | 0.51269 | 4983.5935 | 13631.7842 | 0.0012579 | 52578.0006 | 29791.8655 | 413.0985 | 1147.5295 | 18615.3777 | 1560.628 | 17054.7497 | -12737.1158 | FALSE
| 60457844 | TRG024 | TRG | 22KV | 1687.18 | 15 | 45911.034 | 6.25% | Three phase | 97.13 | 0.016358 | 0.017951 | 0.019705 | 0.021639 | 0.02377 | 0.02612 | 0.028712 | 0.031569 | 0.034722 | 0.0382 | 0.042038 | 0.046273 | 0.050949 | 0.055297 | 0.055297 | 0.055297 | 0.055297 | 0.055297 | 0.055297 | 0.055297 | 0.44681 | 0.45469 | 0.46713 | 0.47706 | 0.47956 | 0.4835 | 0.49631 | 0.51144 | 0.51269 | 0.51269 | 0.51269 | 0.51269 | 0.51269 | 0.51269 | 0.51269 | 0.51269 | 0.51269 | 0.51269 | 0.51269 | 0.51269 | 12156.1627 | 103580.3175 | 0.0018059 | 163875.7934 | 92855.6724 | 593.0714 | 5134.8521 | 115736.4802 | 5727.9235 | 110008.5568 | 17152.8844 | TRUE
| 60457845 | TRG024 | TRG | 22KV | 2816.53 | 15 | 45911.034 | 6.25% | Three phase | 97.13 | 0.027308 | 0.029966 | 0.032895 | 0.036123 | 0.039682 | 0.043604 | 0.04793 | 0.052701 | 0.057964 | 0.06377 | 0.070177 | 0.077247 | 0.085052 | 0.092311 | 0.092311 | 0.092311 | 0.092311 | 0.092311 | 0.092311 | 0.092311 | 0.44681 | 0.45469 | 0.46713 | 0.47706 | 0.47956 | 0.4835 | 0.49631 | 0.51144 | 0.51269 | 0.51269 | 0.51269 | 0.51269 | 0.51269 | 0.51269 | 0.51269 | 0.51269 | 0.51269 | 0.51269 | 0.51269 | 0.51269 | 20293.1501 | 288657.7112 | 0.0030147 | 273569.5589 | 155010.6017 | 990.0564 | 14309.8099 | 308950.8613 | 15299.8663 | 293650.995 | 138640.3933 | TRUE
| 60457846 | TRG024 | TRG | 22KV | 369.62 | 15 | 45911.034 | 6.25% | Three phase | 97.13 | 0.0035837 | 0.0039325 | 0.0043169 | 0.0047406 | 0.0052075 | 0.0057223 | 0.00629 | 0.0069161 | 0.0076067 | 0.0083687 | 0.0092095 | 0.010137 | 0.011162 | 0.012114 | 0.012114 | 0.012114 | 0.012114 | 0.012114 | 0.012114 | 0.012114 | 0.44681 | 0.45469 | 0.46713 | 0.47706 | 0.47956 | 0.4835 | 0.49631 | 0.51144 | 0.51269 | 0.51269 | 0.51269 | 0.51269 | 0.51269 | 0.51269 | 0.51269 | 0.51269 | 0.51269 | 0.51269 | 0.51269 | 0.51269 | 2663.1189 | 4971.2468 | 0.00039563 | 35901.1906 | 20342.4138 | 129.9275 | 246.4427 | 7634.3657 | 376.3702 | 7257.9955 | -13084.4183 | FALSE
| 60457847 | TRG024 | TRG | 22KV | 2154.2 | 15 | 45911.034 | 6.25% | Three phase | 97.13 | 0.020886 | 0.022919 | 0.02516 | 0.027629 | 0.03035 | 0.033351 | 0.036659 | 0.040308 | 0.044333 | 0.048774 | 0.053674 | 0.059082 | 0.065052 | 0.070603 | 0.070603 | 0.070603 | 0.070603 | 0.070603 | 0.070603 | 0.070603 | 0.44681 | 0.45469 | 0.46713 | 0.47706 | 0.47956 | 0.4835 | 0.49631 | 0.51144 | 0.51269 | 0.51269 | 0.51269 | 0.51269 | 0.51269 | 0.51269 | 0.51269 | 0.51269 | 0.51269 | 0.51269 | 0.51269 | 0.51269 | 15521.0504 | 168859.8674 | 0.0023058 | 209237.446 | 118558.5945 | 757.2365 | 8370.9962 | 184380.9178 | 9128.2328 | 175252.685 | 56694.0905 | TRUE
| 60457855 | TRG024 | TRG | 22KV | 1646.01 | 15 | 45911.034 | 6.25% | Three phase | 97.13 | 0.020929 | 0.02282 | 0.024889 | 0.027153 | 0.029631 | 0.032343 | 0.035311 | 0.038561 | 0.04212 | 0.046018 | 0.050287 | 0.053948 | 0.053948 | 0.053948 | 0.053948 | 0.053948 | 0.053948 | 0.053948 | 0.053948 | 0.053948 | 0.44681 | 0.45469 | 0.46713 | 0.47706 | 0.47956 | 0.4835 | 0.49631 | 0.51144 | 0.51269 | 0.51269 | 0.51269 | 0.51269 | 0.51269 | 0.51269 | 0.51269 | 0.51269 | 0.51269 | 0.51269 | 0.51269 | 0.51269 | 13465.0905 | 112232.2379 | 0.0017618 | 159876.9513 | 90589.8394 | 578.5994 | 4887.3117 | 125697.3284 | 5465.9112 | 120231.4172 | 29641.5778 | TRUE
| 60457856 | TRG024 | TRG | 22KV | 335.73 | 15 | 45911.034 | 6.25% | Three phase | 97.13 | 0.0042687 | 0.0046545 | 0.0050765 | 0.0055383 | 0.0060436 | 0.0065968 | 0.0072023 | 0.0078652 | 0.0085911 | 0.0093861 | 0.010257 | 0.011003 | 0.011003 | 0.011003 | 0.011003 | 0.011003 | 0.011003 | 0.011003 | 0.011003 | 0.011003 | 0.44681 | 0.45469 | 0.46713 | 0.47706 | 0.47956 | 0.4835 | 0.49631 | 0.51144 | 0.51269 | 0.51269 | 0.51269 | 0.51269 | 0.51269 | 0.51269 | 0.51269 | 0.51269 | 0.51269 | 0.51269 | 0.51269 | 0.51269 | 2746.42 | 4669.098 | 0.00035935 | 32609.4549 | 18477.243 | 118.0146 | 203.3225 | 7415.518 | 321.3371 | 7094.1809 | -11383.0621 | FALSE
| 60457871 | TRG024 | TRG | 22KV | 527.04 | 15 | 45911.034 | 6.25% | Three phase | 97.13 | 0.0067199 | 0.0073375 | 0.0080141 | 0.0087555 | 0.0095682 | 0.010459 | 0.011435 | 0.012506 | 0.01368 | 0.014968 | 0.016381 | 0.017274 | 0.017274 | 0.017274 | 0.017274 | 0.017274 | 0.017274 | 0.017274 | 0.017274 | 0.017274 | 0.44681 | 0.45469 | 0.46713 | 0.47706 | 0.47956 | 0.4835 | 0.49631 | 0.51144 | 0.51269 | 0.51269 | 0.51269 | 0.51269 | 0.51269 | 0.51269 | 0.51269 | 0.51269 | 0.51269 | 0.51269 | 0.51269 | 0.51269 | 4335.0789 | 11569.7514 | 0.00056413 | 51191.3952 | 29006.184 | 185.2632 | 501.0629 | 15904.8303 | 686.3261 | 15218.5042 | -13787.6798 | FALSE
| 60457872 | TRG024 | TRG | 22KV | 3281.78 | 15 | 45911.034 | 6.25% | Three phase | 97.13 | 0.041843 | 0.045689 | 0.049902 | 0.054519 | 0.059579 | 0.065126 | 0.071206 | 0.077874 | 0.085185 | 0.093204 | 0.102 | 0.10756 | 0.10756 | 0.10756 | 0.10756 | 0.10756 | 0.10756 | 0.10756 | 0.10756 | 0.10756 | 0.44681 | 0.45469 | 0.46713 | 0.47706 | 0.47956 | 0.4835 | 0.49631 | 0.51144 | 0.51269 | 0.51269 | 0.51269 | 0.51269 | 0.51269 | 0.51269 | 0.51269 | 0.51269 | 0.51269 | 0.51269 | 0.51269 | 0.51269 | 26993.7295 | 448596.4169 | 0.0035127 | 318759.2914 | 180616.1101 | 1153.5994 | 19427.8182 | 475590.1464 | 20581.4175 | 455008.7288 | 274392.6188 | TRUE
| 60457873 | TRG024 | TRG | 22KV | 449.09 | 15 | 45911.034 | 6.25% | Three phase | 97.13 | 0.0055654 | 0.0059902 | 0.0064488 | 0.0069439 | 0.0074785 | 0.0080557 | 0.008679 | 0.0093523 | 0.010079 | 0.010865 | 0.011714 | 0.012631 | 0.013622 | 0.014693 | 0.014719 | 0.014719 | 0.014719 | 0.014719 | 0.014719 | 0.014719 | 0.44681 | 0.45469 | 0.46713 | 0.47706 | 0.47956 | 0.4835 | 0.49631 | 0.51144 | 0.51269 | 0.51269 | 0.51269 | 0.51269 | 0.51269 | 0.51269 | 0.51269 | 0.51269 | 0.51269 | 0.51269 | 0.51269 | 0.51269 | 3449.574 | 7845.6625 | 0.00048069 | 43620.1117 | 24716.1263 | 157.8625 | 363.8077 | 11295.2366 | 521.6702 | 10773.5664 | -13942.5599 | FALSE
| 60457885 | TRG024 | TRG | 22KV | 549.84 | 15 | 45911.034 | 6.25% | Three phase | 97.13 | 0.0069911 | 0.0076228 | 0.008314 | 0.0090703 | 0.0098979 | 0.010804 | 0.011795 | 0.012881 | 0.01407 | 0.015372 | 0.016798 | 0.018021 | 0.018021 | 0.018021 | 0.018021 | 0.018021 | 0.018021 | 0.018021 | 0.018021 | 0.018021 | 0.44681 | 0.45469 | 0.46713 | 0.47706 | 0.47956 | 0.4835 | 0.49631 | 0.51144 | 0.51269 | 0.51269 | 0.51269 | 0.51269 | 0.51269 | 0.51269 | 0.51269 | 0.51269 | 0.51269 | 0.51269 | 0.51269 | 0.51269 | 4497.9346 | 12523.4892 | 0.00058853 | 53405.9592 | 30261.0053 | 193.2778 | 545.3531 | 17021.4238 | 738.6308 | 16282.793 | -13978.2123 | FALSE
| 60457886 | TRG024 | TRG | 22KV | 1638.53 | 15 | 45911.034 | 6.25% | Three phase | 97.13 | 0.020834 | 0.022716 | 0.024776 | 0.02703 | 0.029496 | 0.032196 | 0.035151 | 0.038386 | 0.041929 | 0.045809 | 0.050059 | 0.053702 | 0.053702 | 0.053702 | 0.053702 | 0.053702 | 0.053702 | 0.053702 | 0.053702 | 0.053702 | 0.44681 | 0.45469 | 0.46713 | 0.47706 | 0.47956 | 0.4835 | 0.49631 | 0.51144 | 0.51269 | 0.51269 | 0.51269 | 0.51269 | 0.51269 | 0.51269 | 0.51269 | 0.51269 | 0.51269 | 0.51269 | 0.51269 | 0.51269 | 13403.9008 | 111214.5167 | 0.0017538 | 159150.4189 | 90178.17 | 575.9701 | 4842.9936 | 124618.4175 | 5418.9637 | 119199.4537 | 29021.2837 | TRUE
| 60457887 | TRG024 | TRG | 22KV | 321.1 | 15 | 45911.034 | 6.25% | Three phase | 97.13 | 0.0040941 | 0.0044704 | 0.0048826 | 0.0053343 | 0.0058294 | 0.0063721 | 0.0069671 | 0.0076194 | 0.0083348 | 0.0091194 | 0.0099801 | 0.010524 | 0.010524 | 0.010524 | 0.010524 | 0.010524 | 0.010524 | 0.010524 | 0.010524 | 0.010524 | 0.44681 | 0.45469 | 0.46713 | 0.47706 | 0.47956 | 0.4835 | 0.49631 | 0.51144 | 0.51269 | 0.51269 | 0.51269 | 0.51269 | 0.51269 | 0.51269 | 0.51269 | 0.51269 | 0.51269 | 0.51269 | 0.51269 | 0.51269 | 2641.154 | 4294.5482 | 0.00034369 | 31188.443 | 17672.0661 | 112.8719 | 185.9883 | 6935.7023 | 298.8602 | 6636.842 | -11035.224 | FALSE
| 60457902 | TRG024 | TRG | 22KV | 118.11 | 15 | 45911.034 | 6.25% | Three phase | 97.13 | 0.0015017 | 0.0016374 | 0.0017859 | 0.0019484 | 0.0021262 | 0.0023207 | 0.0025338 | 0.002767 | 0.0030224 | 0.003302 | 0.0036084 | 0.003871 | 0.003871 | 0.003871 | 0.003871 | 0.003871 | 0.003871 | 0.003871 | 0.003871 | 0.003871 | 0.44681 | 0.45469 | 0.46713 | 0.47706 | 0.47956 | 0.4835 | 0.49631 | 0.51144 | 0.51269 | 0.51269 | 0.51269 | 0.51269 | 0.51269 | 0.51269 | 0.51269 | 0.51269 | 0.51269 | 0.51269 | 0.51269 | 0.51269 | 966.1921 | 577.8645 | 0.00012642 | 11472.0243 | 6500.3043 | 41.5176 | 25.1639 | 1544.0566 | 66.6815 | 1477.3751 | -5022.9293 | FALSE
| 60457912 | TRG024 | TRG | 22KV | 540.35 | 15 | 45911.034 | 6.25% | Three phase | 97.13 | 0.0068896 | 0.0075228 | 0.0082165 | 0.0089767 | 0.0098098 | 0.010723 | 0.011724 | 0.012822 | 0.014026 | 0.015346 | 0.016795 | 0.01771 | 0.01771 | 0.01771 | 0.01771 | 0.01771 | 0.01771 | 0.01771 | 0.01771 | 0.01771 | 0.44681 | 0.45469 | 0.46713 | 0.47706 | 0.47956 | 0.4835 | 0.49631 | 0.51144 | 0.51269 | 0.51269 | 0.51269 | 0.51269 | 0.51269 | 0.51269 | 0.51269 | 0.51269 | 0.51269 | 0.51269 | 0.51269 | 0.51269 | 4444.558 | 12161.5011 | 0.00057837 | 52484.1955 | 29738.7135 | 189.9419 | 526.6904 | 16606.0592 | 716.6323 | 15889.4269 | -13849.2866 | FALSE
| 60457916 | TRG024 | TRG | 22KV | 2124.42 | 15 | 45911.034 | 6.25% | Three phase | 97.13 | 0.026609 | 0.028794 | 0.031167 | 0.033742 | 0.036538 | 0.039575 | 0.042872 | 0.046454 | 0.050345 | 0.054572 | 0.059165 | 0.064156 | 0.069579 | 0.069627 | 0.069627 | 0.069627 | 0.069627 | 0.069627 | 0.069627 | 0.069627 | 0.44681 | 0.45469 | 0.46713 | 0.47706 | 0.47956 | 0.4835 | 0.49631 | 0.51144 | 0.51269 | 0.51269 | 0.51269 | 0.51269 | 0.51269 | 0.51269 | 0.51269 | 0.51269 | 0.51269 | 0.51269 | 0.51269 | 0.51269 | 16798.0736 | 180708.8712 | 0.0022739 | 206344.9146 | 116919.6218 | 746.7684 | 8141.152 | 197506.9448 | 8887.9204 | 188619.0244 | 71699.4026 | TRUE
| 60457920 | TRG024 | TRG | 22KV | 767.38 | 15 | 45911.034 | 6.25% | Single phase | 44.74 | 0.0096339 | 0.010437 | 0.011311 | 0.01226 | 0.013292 | 0.014413 | 0.015633 | 0.01696 | 0.018402 | 0.019972 | 0.021679 | 0.023536 | 0.025151 | 0.025151 | 0.025151 | 0.025151 | 0.025151 | 0.025151 | 0.025151 | 0.025151 | 0.44681 | 0.45469 | 0.46713 | 0.47706 | 0.47956 | 0.4835 | 0.49631 | 0.51144 | 0.51269 | 0.51269 | 0.51269 | 0.51269 | 0.51269 | 0.51269 | 0.51269 | 0.51269 | 0.51269 | 0.51269 | 0.51269 | 0.51269 | 6100.475 | 10919.2891 | 0.00082138 | 34332.5812 | 19453.6047 | 269.7466 | 489.2926 | 17019.7642 | 759.0392 | 16260.7249 | -3192.8798 | FALSE
| 60457932 | TRG024 | TRG | 22KV | 539 | 15 | 45911.034 | 6.25% | Three phase | 97.13 | 0.0066796 | 0.0071895 | 0.0077399 | 0.0083341 | 0.0089757 | 0.0096685 | 0.010417 | 0.011225 | 0.012097 | 0.01304 | 0.014059 | 0.01516 | 0.016349 | 0.017634 | 0.017666 | 0.017666 | 0.017666 | 0.017666 | 0.017666 | 0.017666 | 0.44681 | 0.45469 | 0.46713 | 0.47706 | 0.47956 | 0.4835 | 0.49631 | 0.51144 | 0.51269 | 0.51269 | 0.51269 | 0.51269 | 0.51269 | 0.51269 | 0.51269 | 0.51269 | 0.51269 | 0.51269 | 0.51269 | 0.51269 | 4140.1955 | 11301.6118 | 0.00057693 | 52353.07 | 29664.4148 | 189.4673 | 524.062 | 15441.8073 | 713.5293 | 14728.278 | -14936.1368 | FALSE
| 60457933 | TRG024 | TRG | 22KV | 532.56 | 15 | 45911.034 | 6.25% | Three phase | 97.13 | 0.0065998 | 0.0071036 | 0.0076474 | 0.0082346 | 0.0088685 | 0.009553 | 0.010292 | 0.011091 | 0.011953 | 0.012884 | 0.013891 | 0.014978 | 0.016153 | 0.017423 | 0.017455 | 0.017455 | 0.017455 | 0.017455 | 0.017455 | 0.017455 | 0.44681 | 0.45469 | 0.46713 | 0.47706 | 0.47956 | 0.4835 | 0.49631 | 0.51144 | 0.51269 | 0.51269 | 0.51269 | 0.51269 | 0.51269 | 0.51269 | 0.51269 | 0.51269 | 0.51269 | 0.51269 | 0.51269 | 0.51269 | 4090.7282 | 11033.1606 | 0.00057003 | 51727.5528 | 29309.9829 | 187.2036 | 511.6137 | 15123.8889 | 698.8173 | 14425.0716 | -14884.9113 | FALSE
| 60457934 | TRG024 | TRG | 22KV | 480.44 | 15 | 45911.034 | 6.25% | Three phase | 97.13 | 0.0059539 | 0.0064084 | 0.006899 | 0.0074287 | 0.0080005 | 0.008618 | 0.0092849 | 0.010005 | 0.010783 | 0.011624 | 0.012531 | 0.013513 | 0.014573 | 0.015718 | 0.015746 | 0.015746 | 0.015746 | 0.015746 | 0.015746 | 0.015746 | 0.44681 | 0.45469 | 0.46713 | 0.47706 | 0.47956 | 0.4835 | 0.49631 | 0.51144 | 0.51269 | 0.51269 | 0.51269 | 0.51269 | 0.51269 | 0.51269 | 0.51269 | 0.51269 | 0.51269 | 0.51269 | 0.51269 | 0.51269 | 3690.3813 | 8979.2729 | 0.00051425 | 46665.1372 | 26441.5055 | 168.8825 | 416.3738 | 12669.6542 | 585.2563 | 12084.3979 | -14357.1076 | FALSE
| 60457953 | TRG024 | TRG | 22KV | 110.27 | 15 | 45911.034 | 6.25% | Covered | 390 | 0.00059119 | 0.00065139 | 0.00071809 | 0.00079202 | 0.00087398 | 0.00096488 | 0.0010657 | 0.0011776 | 0.0013018 | 0.0014396 | 0.0015926 | 0.0017626 | 0.0019514 | 0.0021612 | 0.0023943 | 0.0026535 | 0.0029415 | 0.0032618 | 0.0036141 | 0.0036141 | 0.44681 | 0.45469 | 0.46713 | 0.47706 | 0.47956 | 0.4835 | 0.49631 | 0.51144 | 0.51269 | 0.51269 | 0.51269 | 0.51269 | 0.51269 | 0.51269 | 0.51269 | 0.51269 | 0.51269 | 0.51269 | 0.51269 | 0.51269 | 533.23 | 1188.4564 | 0.00011803 | 43005.3 | 24367.7603 | 38.7617 | 88.0706 | 1721.6864 | 126.8323 | 1594.854 | -22772.9062 | FALSE
| 60457957 | TRG024 | TRG | 22KV | 277.87 | 15 | 45911.034 | 6.25% | Covered | 390 | 0.0036502 | 0.0040462 | 0.0044869 | 0.0049774 | 0.0055235 | 0.0061316 | 0.006809 | 0.0075635 | 0.0084043 | 0.0091071 | 0.0091071 | 0.0091071 | 0.0091071 | 0.0091071 | 0.0091071 | 0.0091071 | 0.0091071 | 0.0091071 | 0.0091071 | 0.0091071 | 0.44681 | 0.45469 | 0.46713 | 0.47706 | 0.47956 | 0.4835 | 0.49631 | 0.51144 | 0.51269 | 0.51269 | 0.51269 | 0.51269 | 0.51269 | 0.51269 | 0.51269 | 0.51269 | 0.51269 | 0.51269 | 0.51269 | 0.51269 | 2404.8925 | 13592.3146 | 0.00029742 | 108369.3 | 61404.4577 | 97.6759 | 559.2418 | 15997.2071 | 656.9177 | 15340.2894 | -46064.1683 | FALSE
| 60457967 | TRG024 | TRG | 22KV | 105.68 | 15 | 45911.034 | 6.25% | Three phase | 97.13 | 0.00067932 | 0.00075427 | 0.00083795 | 0.00093142 | 0.0010358 | 0.0011525 | 0.001283 | 0.0014288 | 0.001592 | 0.0017745 | 0.0019787 | 0.0022072 | 0.0024631 | 0.0027497 | 0.0030705 | 0.00343 | 0.0034636 | 0.0034636 | 0.0034636 | 0.0034636 | 0.44681 | 0.45469 | 0.46713 | 0.47706 | 0.47956 | 0.4835 | 0.49631 | 0.51144 | 0.51269 | 0.51269 | 0.51269 | 0.51269 | 0.51269 | 0.51269 | 0.51269 | 0.51269 | 0.51269 | 0.51269 | 0.51269 | 0.51269 | 624.1029 | 332.0135 | 0.00011312 | 10264.6984 | 5816.2066 | 37.1482 | 20.1461 | 956.1164 | 57.2943 | 898.822 | -4917.3846 | FALSE
| 60457977 | TRG024 | TRG | 22KV | 3007.97 | 15 | 45911.034 | 6.25% | Three phase | 97.13 | 0.038246 | 0.041702 | 0.045483 | 0.04962 | 0.054148 | 0.059104 | 0.064529 | 0.070468 | 0.076972 | 0.084095 | 0.091896 | 0.098586 | 0.098586 | 0.098586 | 0.098586 | 0.098586 | 0.098586 | 0.098586 | 0.098586 | 0.098586 | 0.44681 | 0.45469 | 0.46713 | 0.47706 | 0.47956 | 0.4835 | 0.49631 | 0.51144 | 0.51269 | 0.51269 | 0.51269 | 0.51269 | 0.51269 | 0.51269 | 0.51269 | 0.51269 | 0.51269 | 0.51269 | 0.51269 | 0.51269 | 24606.5262 | 374800.0889 | 0.0032196 | 292164.1261 | 165546.6974 | 1057.3507 | 16321.2006 | 399406.6151 | 17378.5513 | 382028.0638 | 216481.3665 | TRUE
| 60457996 | TRG024 | TRG | 22KV | 236.43 | 15 | 45911.034 | 6.25% | Three phase | 97.13 | 0.00293 | 0.0031536 | 0.0033951 | 0.0036557 | 0.0039372 | 0.004241 | 0.0045692 | 0.0049236 | 0.0053065 | 0.0057201 | 0.0061669 | 0.0066497 | 0.0071713 | 0.0077351 | 0.0077489 | 0.0077489 | 0.0077489 | 0.0077489 | 0.0077489 | 0.0077489 | 0.44681 | 0.45469 | 0.46713 | 0.47706 | 0.47956 | 0.4835 | 0.49631 | 0.51144 | 0.51269 | 0.51269 | 0.51269 | 0.51269 | 0.51269 | 0.51269 | 0.51269 | 0.51269 | 0.51269 | 0.51269 | 0.51269 | 0.51269 | 1816.0787 | 2174.5431 | 0.00025307 | 22964.4459 | 13012.1662 | 83.109 | 100.8348 | 3990.6218 | 183.9438 | 3806.678 | -9205.4882 | FALSE
| 60458006 | TRG024 | TRG | 22KV | 509.25 | 15 | 45911.034 | 6.25% | Single phase | 44.74 | 0.0029118 | 0.0031509 | 0.0034109 | 0.0036935 | 0.0040008 | 0.0043351 | 0.0046986 | 0.0050941 | 0.0055245 | 0.0059929 | 0.0065027 | 0.0070576 | 0.0076619 | 0.0083198 | 0.0090364 | 0.009817 | 0.010667 | 0.011594 | 0.012603 | 0.013703 | 0.44681 | 0.45469 | 0.46713 | 0.47706 | 0.47956 | 0.4835 | 0.49631 | 0.51144 | 0.51269 | 0.51269 | 0.51269 | 0.51269 | 0.51269 | 0.51269 | 0.51269 | 0.51269 | 0.51269 | 0.51269 | 0.51269 | 0.51269 | 2129.2719 | 2521.5766 | 0.00054508 | 22783.845 | 12909.8337 | 179.0097 | 215.4814 | 4650.8485 | 394.4911 | 4256.3574 | -8653.4763 | FALSE
| 60458007 | TRG024 | TRG | 22KV | 125.93 | 15 | 45911.034 | 6.25% | Single phase | 44.74 | 0.00072004 | 0.00077918 | 0.00084347 | 0.00091336 | 0.00098935 | 0.001072 | 0.0011619 | 0.0012597 | 0.0013661 | 0.0014819 | 0.001608 | 0.0017452 | 0.0018947 | 0.0020574 | 0.0022346 | 0.0024276 | 0.0026379 | 0.002867 | 0.0031166 | 0.0033886 | 0.44681 | 0.45469 | 0.46713 | 0.47706 | 0.47956 | 0.4835 | 0.49631 | 0.51144 | 0.51269 | 0.51269 | 0.51269 | 0.51269 | 0.51269 | 0.51269 | 0.51269 | 0.51269 | 0.51269 | 0.51269 | 0.51269 | 0.51269 | 526.5375 | 154.1944 | 0.00013479 | 5634.1082 | 3192.4111 | 44.2665 | 13.1767 | 680.7318 | 57.4431 | 623.2887 | -2569.1224 | FALSE
| 60458016 | TRG024 | TRG | 22KV | 457.64 | 15 | 45911.034 | 6.25% | Three phase | 97.13 | 0.0031043 | 0.003422 | 0.0037741 | 0.0041642 | 0.0045967 | 0.0050762 | 0.0056081 | 0.006198 | 0.0068526 | 0.0075791 | 0.0083855 | 0.0092809 | 0.010275 | 0.011379 | 0.012606 | 0.013969 | 0.014999 | 0.014999 | 0.014999 | 0.014999 | 0.44681 | 0.45469 | 0.46713 | 0.47706 | 0.47956 | 0.4835 | 0.49631 | 0.51144 | 0.51269 | 0.51269 | 0.51269 | 0.51269 | 0.51269 | 0.51269 | 0.51269 | 0.51269 | 0.51269 | 0.51269 | 0.51269 | 0.51269 | 2673.4121 | 6163.5692 | 0.00048984 | 44450.5732 | 25186.6842 | 160.8679 | 377.7923 | 8836.9813 | 538.6602 | 8298.3211 | -16888.3631 | FALSE
| 60458030 | TRG024 | TRG | 22KV | 749.2 | 15 | 45911.034 | 6.25% | Three phase | 97.13 | 0.006878 | 0.0076385 | 0.0084871 | 0.0094342 | 0.010492 | 0.011672 | 0.012991 | 0.014465 | 0.016111 | 0.017951 | 0.020009 | 0.022309 | 0.024555 | 0.024555 | 0.024555 | 0.024555 | 0.024555 | 0.024555 | 0.024555 | 0.024555 | 0.44681 | 0.45469 | 0.46713 | 0.47706 | 0.47956 | 0.4835 | 0.49631 | 0.51144 | 0.51269 | 0.51269 | 0.51269 | 0.51269 | 0.51269 | 0.51269 | 0.51269 | 0.51269 | 0.51269 | 0.51269 | 0.51269 | 0.51269 | 5496.1238 | 20778.8785 | 0.00080192 | 72769.796 | 41232.9863 | 263.3561 | 1012.5131 | 26275.0023 | 1275.8691 | 24999.1332 | -16233.8531 | FALSE
| 60458031 | TRG024 | TRG | 22KV | 612.73 | 15 | 45911.034 | 6.25% | Three phase | 97.13 | 0.0056252 | 0.0062471 | 0.0069411 | 0.0077157 | 0.0085805 | 0.0095462 | 0.010625 | 0.01183 | 0.013176 | 0.014681 | 0.016364 | 0.018245 | 0.020082 | 0.020082 | 0.020082 | 0.020082 | 0.020082 | 0.020082 | 0.020082 | 0.020082 | 0.44681 | 0.45469 | 0.46713 | 0.47706 | 0.47956 | 0.4835 | 0.49631 | 0.51144 | 0.51269 | 0.51269 | 0.51269 | 0.51269 | 0.51269 | 0.51269 | 0.51269 | 0.51269 | 0.51269 | 0.51269 | 0.51269 | 0.51269 | 4494.9812 | 13898.4016 | 0.00065585 | 59514.4649 | 33722.2206 | 215.3846 | 677.2412 | 18393.3828 | 892.6259 | 17500.7569 | -16221.4637 | FALSE
| 60458045 | TRG024 | TRG | 22KV | 4781.69 | 15 | 45911.034 | 6.25% | Three phase | 97.13 | 0.046361 | 0.050874 | 0.055847 | 0.061328 | 0.067368 | 0.074028 | 0.081372 | 0.089472 | 0.098406 | 0.10826 | 0.11914 | 0.13114 | 0.1444 | 0.15672 | 0.15672 | 0.15672 | 0.15672 | 0.15672 | 0.15672 | 0.15672 | 0.44681 | 0.45469 | 0.46713 | 0.47706 | 0.47956 | 0.4835 | 0.49631 | 0.51144 | 0.51269 | 0.51269 | 0.51269 | 0.51269 | 0.51269 | 0.51269 | 0.51269 | 0.51269 | 0.51269 | 0.51269 | 0.51269 | 0.51269 | 34452.1638 | 831988.3307 | 0.0051182 | 464445.5497 | 263165.187 | 1680.8423 | 41244.6798 | 866440.4945 | 42925.5221 | 823514.9724 | 560349.7854 | TRUE
| 60458046 | TRG024 | TRG | 22KV | 4066.61 | 15 | 45911.034 | 6.25% | Three phase | 97.13 | 0.039428 | 0.043266 | 0.047496 | 0.052156 | 0.057294 | 0.062958 | 0.069203 | 0.076092 | 0.08369 | 0.092073 | 0.10132 | 0.11153 | 0.1228 | 0.13328 | 0.13328 | 0.13328 | 0.13328 | 0.13328 | 0.13328 | 0.13328 | 0.44681 | 0.45469 | 0.46713 | 0.47706 | 0.47956 | 0.4835 | 0.49631 | 0.51144 | 0.51269 | 0.51269 | 0.51269 | 0.51269 | 0.51269 | 0.51269 | 0.51269 | 0.51269 | 0.51269 | 0.51269 | 0.51269 | 0.51269 | 29299.9994 | 601754.6422 | 0.0043528 | 394989.8293 | 223810.0297 | 1429.4799 | 29831.1607 | 631054.6416 | 31260.6406 | 599794.001 | 375983.9713 | TRUE
| 60458050 | TRG024 | TRG | 22KV | 966.22 | 15 | 45911.034 | 6.25% | Three phase | 97.13 | 0.009368 | 0.01028 | 0.011285 | 0.012392 | 0.013613 | 0.014959 | 0.016443 | 0.018079 | 0.019885 | 0.021876 | 0.024074 | 0.0265 | 0.029177 | 0.031668 | 0.031668 | 0.031668 | 0.031668 | 0.031668 | 0.031668 | 0.031668 | 0.44681 | 0.45469 | 0.46713 | 0.47706 | 0.47956 | 0.4835 | 0.49631 | 0.51144 | 0.51269 | 0.51269 | 0.51269 | 0.51269 | 0.51269 | 0.51269 | 0.51269 | 0.51269 | 0.51269 | 0.51269 | 0.51269 | 0.51269 | 6961.6328 | 33970.8526 | 0.0010342 | 93848.9486 | 53176.9033 | 339.6421 | 1684.0584 | 40932.4853 | 2023.7005 | 38908.7848 | -14268.1186 | FALSE
| 60459267 | WBL002 | WBL | 22KV | 80.1 | 1 | 45090.5514 | 50% | Three phase | 97.13 | 0.00042379 | 0.00046776 | 0.00051657 | 0.00057078 | 0.000631 | 0.0006979 | 0.00077226 | 0.00085493 | 0.00094686 | 0.0010491 | 0.0011629 | 0.0012895 | 0.0014304 | 0.0015872 | 0.0017619 | 0.0019564 | 0.0021731 | 0.0024146 | 0.0026253 | 0.0026253 | 7.4585 | 7.492 | 7.5695 | 7.6055 | 7.612 | 7.645 | 7.7315 | 7.818 | 7.8165 | 7.8165 | 7.8165 | 7.8165 | 7.8165 | 7.8165 | 7.8165 | 7.8165 | 7.8165 | 7.8165 | 7.8165 | 7.8165 | 5889.7817 | 156.9453 | 8.5736e-05 | 7780.113 | 4408.3852 | 431.2836 | 11.5736 | 6046.727 | 442.8572 | 5603.8697 | 1195.4845 | TRUE
| 60459268 | WBL002 | WBL | 22KV | 27.14 | 1 | 45090.5514 | 50% | Three phase | 97.13 | 0.00014359 | 0.00015849 | 0.00017503 | 0.0001934 | 0.0002138 | 0.00023647 | 0.00026166 | 0.00028967 | 0.00032082 | 0.00035547 | 0.00039401 | 0.0004369 | 0.00048465 | 0.0005378 | 0.00059698 | 0.00066289 | 0.00073632 | 0.00081813 | 0.00088951 | 0.00088951 | 7.4585 | 7.492 | 7.5695 | 7.6055 | 7.612 | 7.645 | 7.7315 | 7.818 | 7.8165 | 7.8165 | 7.8165 | 7.8165 | 7.8165 | 7.8165 | 7.8165 | 7.8165 | 7.8165 | 7.8165 | 7.8165 | 7.8165 | 1995.6139 | 18.0178 | 2.905e-05 | 2636.1082 | 1493.6776 | 146.1303 | 1.3287 | 2013.6318 | 147.459 | 1866.1728 | 372.4952 | TRUE
| 60459289 | WBL002 | WBL | 22KV | 280.71 | 1 | 45090.5514 | 50% | Three phase | 97.13 | 0.0017635 | 0.0019086 | 0.0020663 | 0.0022378 | 0.0024242 | 0.002627 | 0.0028475 | 0.0030873 | 0.0033483 | 0.0036324 | 0.0039415 | 0.0042779 | 0.0046442 | 0.005043 | 0.0054773 | 0.0059503 | 0.0064655 | 0.0070267 | 0.0076382 | 0.0083044 | 7.4585 | 7.492 | 7.5695 | 7.6055 | 7.612 | 7.645 | 7.7315 | 7.818 | 7.8165 | 7.8165 | 7.8165 | 7.8165 | 7.8165 | 7.8165 | 7.8165 | 7.8165 | 7.8165 | 7.8165 | 7.8165 | 7.8165 | 19560.7679 | 1828.7579 | 0.00030046 | 27265.3623 | 15449.1612 | 1511.431 | 142.1415 | 21389.5257 | 1653.5725 | 19735.9533 | 4286.7921 | TRUE
| 60459290 | WBL002 | WBL | 22KV | 1312.82 | 1 | 45090.5514 | 50% | Three phase | 97.13 | 0.016999 | 0.018706 | 0.020591 | 0.022674 | 0.024976 | 0.027519 | 0.030331 | 0.033438 | 0.036875 | 0.040674 | 0.043027 | 0.043027 | 0.043027 | 0.043027 | 0.043027 | 0.043027 | 0.043027 | 0.043027 | 0.043027 | 0.043027 | 7.4585 | 7.492 | 7.5695 | 7.6055 | 7.612 | 7.645 | 7.7315 | 7.818 | 7.8165 | 7.8165 | 7.8165 | 7.8165 | 7.8165 | 7.8165 | 7.8165 | 7.8165 | 7.8165 | 7.8165 | 7.8165 | 7.8165 | 168721.1258 | 73856.6914 | 0.0014052 | 127514.2066 | 72252.3879 | 7068.636 | 3108.9624 | 242577.8172 | 10177.5984 | 232400.2188 | 160147.8309 | TRUE
| 60459302 | WBL002 | WBL | 22KV | 879.95 | 1 | 45090.5514 | 50% | Three phase | 97.13 | 0.010905 | 0.011737 | 0.012636 | 0.013606 | 0.014653 | 0.015784 | 0.017006 | 0.018325 | 0.01975 | 0.021289 | 0.022952 | 0.024749 | 0.02669 | 0.028789 | 0.02884 | 0.02884 | 0.02884 | 0.02884 | 0.02884 | 0.02884 | 7.4585 | 7.492 | 7.5695 | 7.6055 | 7.612 | 7.645 | 7.7315 | 7.818 | 7.8165 | 7.8165 | 7.8165 | 7.8165 | 7.8165 | 7.8165 | 7.8165 | 7.8165 | 7.8165 | 7.8165 | 7.8165 | 7.8165 | 102662.4777 | 30121.656 | 0.00094187 | 85469.5435 | 48428.9459 | 4737.9277 | 1396.7578 | 132784.1337 | 6134.6855 | 126649.4483 | 78220.5024 | TRUE
| 60459303 | WBL002 | WBL | 22KV | 2601.05 | 1 | 45090.5514 | 50% | Three phase | 97.13 | 0.032234 | 0.034694 | 0.037351 | 0.040218 | 0.043314 | 0.046657 | 0.050267 | 0.054167 | 0.058379 | 0.062928 | 0.067844 | 0.073155 | 0.078894 | 0.085097 | 0.085249 | 0.085249 | 0.085249 | 0.085249 | 0.085249 | 0.085249 | 7.4585 | 7.492 | 7.5695 | 7.6055 | 7.612 | 7.645 | 7.7315 | 7.818 | 7.8165 | 7.8165 | 7.8165 | 7.8165 | 7.8165 | 7.8165 | 7.8165 | 7.8165 | 7.8165 | 7.8165 | 7.8165 | 7.8165 | 303460.6939 | 263184.4678 | 0.0027841 | 252639.9865 | 143151.4401 | 14004.8717 | 12204.0086 | 566645.1617 | 26208.8802 | 540436.2814 | 397284.8413 | TRUE
| 60459305 | WBL002 | WBL | 22KV | 305.71 | 1 | 45090.5514 | 50% | Three phase | 97.13 | 0.0019488 | 0.0022031 | 0.0024926 | 0.0028221 | 0.0031974 | 0.0036251 | 0.0041125 | 0.0046682 | 0.0053021 | 0.0060253 | 0.0068507 | 0.0077931 | 0.0088693 | 0.01002 | 0.01002 | 0.01002 | 0.01002 | 0.01002 | 0.01002 | 0.01002 | 7.4585 | 7.492 | 7.5695 | 7.6055 | 7.612 | 7.645 | 7.7315 | 7.818 | 7.8165 | 7.8165 | 7.8165 | 7.8165 | 7.8165 | 7.8165 | 7.8165 | 7.8165 | 7.8165 | 7.8165 | 7.8165 | 7.8165 | 29919.6255 | 3042.1925 | 0.00032722 | 29693.6123 | 16825.0617 | 1646.0388 | 168.5871 | 32961.818 | 1814.626 | 31147.192 | 14322.1303 | TRUE
| 60459309 | WBL002 | WBL | 22KV | 602.27 | 1 | 45090.5514 | 50% | Single phase | 44.74 | 0.0077983 | 0.0085815 | 0.0094465 | 0.010402 | 0.011458 | 0.012625 | 0.013914 | 0.01534 | 0.016917 | 0.01866 | 0.019739 | 0.019739 | 0.019739 | 0.019739 | 0.019739 | 0.019739 | 0.019739 | 0.019739 | 0.019739 | 0.019739 | 7.4585 | 7.492 | 7.5695 | 7.6055 | 7.612 | 7.645 | 7.7315 | 7.818 | 7.8165 | 7.8165 | 7.8165 | 7.8165 | 7.8165 | 7.8165 | 7.8165 | 7.8165 | 7.8165 | 7.8165 | 7.8165 | 7.8165 | 77402.5932 | 7159.86 | 0.00064465 | 26945.5598 | 15267.954 | 3242.8112 | 301.3909 | 84562.4533 | 3544.2021 | 81018.2512 | 65750.2972 | TRUE
| 60459313 | WBL002 | WBL | 22KV | 1113.98 | 1 | 45090.5514 | 50% | Three phase | 97.13 | 0.013525 | 0.014408 | 0.015351 | 0.016358 | 0.017434 | 0.018583 | 0.01981 | 0.021122 | 0.022523 | 0.02402 | 0.02562 | 0.027331 | 0.029158 | 0.031112 | 0.0332 | 0.035433 | 0.03651 | 0.03651 | 0.03651 | 0.03651 | 7.4585 | 7.492 | 7.5695 | 7.6055 | 7.612 | 7.645 | 7.7315 | 7.818 | 7.8165 | 7.8165 | 7.8165 | 7.8165 | 7.8165 | 7.8165 | 7.8165 | 7.8165 | 7.8165 | 7.8165 | 7.8165 | 7.8165 | 121126.1651 | 45000.2574 | 0.0011924 | 108200.8774 | 61309.0257 | 5998.0189 | 2238.5144 | 166126.4225 | 8236.5332 | 157889.8893 | 96580.8636 | TRUE
| 60459316 | WBL002 | WBL | 22KV | 45.87 | 1 | 45090.5514 | 50% | Single phase | 44.74 | 0.00049426 | 0.00054931 | 0.00061078 | 0.00067941 | 0.00075605 | 0.00084168 | 0.00093736 | 0.0010443 | 0.0011638 | 0.0012975 | 0.0014469 | 0.0015034 | 0.0015034 | 0.0015034 | 0.0015034 | 0.0015034 | 0.0015034 | 0.0015034 | 0.0015034 | 0.0015034 | 7.4585 | 7.492 | 7.5695 | 7.6055 | 7.612 | 7.645 | 7.7315 | 7.818 | 7.8165 | 7.8165 | 7.8165 | 7.8165 | 7.8165 | 7.8165 | 7.8165 | 7.8165 | 7.8165 | 7.8165 | 7.8165 | 7.8165 | 5545.9238 | 39.0418 | 4.9098e-05 | 2052.2238 | 1162.8357 | 246.9785 | 1.7483 | 5584.9656 | 248.7268 | 5336.2388 | 4173.4031 | TRUE
| 60459317 | WBL002 | WBL | 22KV | 283.05 | 1 | 45090.5514 | 50% | Single phase | 44.74 | 0.0030499 | 0.0033897 | 0.0037689 | 0.0041924 | 0.0046654 | 0.0051938 | 0.0057842 | 0.006444 | 0.0071816 | 0.0080064 | 0.0089287 | 0.0092769 | 0.0092769 | 0.0092769 | 0.0092769 | 0.0092769 | 0.0092769 | 0.0092769 | 0.0092769 | 0.0092769 | 7.4585 | 7.492 | 7.5695 | 7.6055 | 7.612 | 7.645 | 7.7315 | 7.818 | 7.8165 | 7.8165 | 7.8165 | 7.8165 | 7.8165 | 7.8165 | 7.8165 | 7.8165 | 7.8165 | 7.8165 | 7.8165 | 7.8165 | 34222.231 | 1486.6141 | 0.00030297 | 12663.657 | 7175.5099 | 1524.0303 | 66.5693 | 35708.8451 | 1590.5996 | 34118.2456 | 26942.7356 | TRUE
| 60459318 | WBL002 | WBL | 22KV | 21.18 | 1 | 45090.5514 | 50% | Single phase | 44.74 | 0.00027424 | 0.00030178 | 0.00033221 | 0.00036581 | 0.00040294 | 0.00044398 | 0.00048933 | 0.00053947 | 0.00059491 | 0.00065621 | 0.00069417 | 0.00069417 | 0.00069417 | 0.00069417 | 0.00069417 | 0.00069417 | 0.00069417 | 0.00069417 | 0.00069417 | 0.00069417 | 7.4585 | 7.492 | 7.5695 | 7.6055 | 7.612 | 7.645 | 7.7315 | 7.818 | 7.8165 | 7.8165 | 7.8165 | 7.8165 | 7.8165 | 7.8165 | 7.8165 | 7.8165 | 7.8165 | 7.8165 | 7.8165 | 7.8165 | 2722.0133 | 8.8547 | 2.267e-05 | 947.5932 | 536.9274 | 114.0398 | 0.37273 | 2730.868 | 114.4125 | 2616.4554 | 2079.528 | TRUE
| 60459319 | WBL002 | WBL | 22KV | 257.3 | 1 | 45090.5514 | 50% | Single phase | 44.74 | 0.0033316 | 0.0036662 | 0.0040357 | 0.004444 | 0.004895 | 0.0053935 | 0.0059445 | 0.0065536 | 0.0072271 | 0.0079718 | 0.0084329 | 0.0084329 | 0.0084329 | 0.0084329 | 0.0084329 | 0.0084329 | 0.0084329 | 0.0084329 | 0.0084329 | 0.0084329 | 7.4585 | 7.492 | 7.5695 | 7.6055 | 7.612 | 7.645 | 7.7315 | 7.818 | 7.8165 | 7.8165 | 7.8165 | 7.8165 | 7.8165 | 7.8165 | 7.8165 | 7.8165 | 7.8165 | 7.8165 | 7.8165 | 7.8165 | 33067.7059 | 1306.7775 | 0.00027541 | 11511.602 | 6522.7299 | 1385.3842 | 55.0082 | 34374.4834 | 1440.3923 | 32934.0911 | 26411.3611 | TRUE
| 60459320 | WBL002 | WBL | 22KV | 393.6 | 1 | 45090.5514 | 50% | Three phase | 97.13 | 0.0029615 | 0.0032909 | 0.003659 | 0.0040702 | 0.0045298 | 0.0050437 | 0.0056184 | 0.0062612 | 0.0069804 | 0.0077853 | 0.0086863 | 0.009695 | 0.010825 | 0.01209 | 0.0129 | 0.0129 | 0.0129 | 0.0129 | 0.0129 | 0.0129 | 7.4585 | 7.492 | 7.5695 | 7.6055 | 7.612 | 7.645 | 7.7315 | 7.818 | 7.8165 | 7.8165 | 7.8165 | 7.8165 | 7.8165 | 7.8165 | 7.8165 | 7.8165 | 7.8165 | 7.8165 | 7.8165 | 7.8165 | 39096.3736 | 5121.4141 | 0.0004213 | 38230.368 | 21662.1775 | 2119.2663 | 279.4572 | 44217.7877 | 2398.7234 | 41819.0643 | 20156.8868 | TRUE
| 60459324 | WBL002 | WBL | 22KV | 1708.35 | 1 | 45090.5514 | 50% | Three phase | 97.13 | 0.012733 | 0.014117 | 0.015659 | 0.017378 | 0.019295 | 0.021432 | 0.023817 | 0.026478 | 0.029447 | 0.032763 | 0.036464 | 0.040599 | 0.045217 | 0.050377 | 0.055991 | 0.055991 | 0.055991 | 0.055991 | 0.055991 | 0.055991 | 7.4585 | 7.492 | 7.5695 | 7.6055 | 7.612 | 7.645 | 7.7315 | 7.818 | 7.8165 | 7.8165 | 7.8165 | 7.8165 | 7.8165 | 7.8165 | 7.8165 | 7.8165 | 7.8165 | 7.8165 | 7.8165 | 7.8165 | 166844.0305 | 94861.5603 | 0.0018286 | 165932.0355 | 94020.7849 | 9198.294 | 5264.5203 | 261705.5909 | 14462.8143 | 247242.7766 | 153221.9916 | TRUE
| 60459332 | WBL002 | WBL | 22KV | 91.57 | 1 | 45090.5514 | 50% | Three phase | 97.13 | 0.00086667 | 0.00096104 | 0.0010662 | 0.0011833 | 0.0013139 | 0.0014594 | 0.0016217 | 0.0018027 | 0.0020047 | 0.00223 | 0.0024814 | 0.0027621 | 0.0030012 | 0.0030012 | 0.0030012 | 0.0030012 | 0.0030012 | 0.0030012 | 0.0030012 | 0.0030012 | 7.4585 | 7.492 | 7.5695 | 7.6055 | 7.612 | 7.645 | 7.7315 | 7.818 | 7.8165 | 7.8165 | 7.8165 | 7.8165 | 7.8165 | 7.8165 | 7.8165 | 7.8165 | 7.8165 | 7.8165 | 7.8165 | 7.8165 | 10288.6541 | 313.7627 | 9.8014e-05 | 8894.1941 | 5039.6484 | 493.0417 | 15.1256 | 10602.4168 | 508.1673 | 10094.2495 | 5054.6012 | TRUE
| 60459334 | WBL002 | WBL | 22KV | 2065.38 | 1 | 45090.5514 | 50% | Three phase | 97.13 | 0.025595 | 0.027549 | 0.029658 | 0.031935 | 0.034394 | 0.037048 | 0.039915 | 0.043011 | 0.046356 | 0.049969 | 0.053872 | 0.058089 | 0.062647 | 0.067572 | 0.067692 | 0.067692 | 0.067692 | 0.067692 | 0.067692 | 0.067692 | 7.4585 | 7.492 | 7.5695 | 7.6055 | 7.612 | 7.645 | 7.7315 | 7.818 | 7.8165 | 7.8165 | 7.8165 | 7.8165 | 7.8165 | 7.8165 | 7.8165 | 7.8165 | 7.8165 | 7.8165 | 7.8165 | 7.8165 | 240964.8595 | 165944.4715 | 0.0022107 | 200610.3594 | 113670.2952 | 11120.6558 | 7694.9364 | 406909.331 | 18815.5923 | 388093.7387 | 274423.4435 | TRUE
| 60459336 | WBL002 | WBL | 22KV | 548.45 | 1 | 45090.5514 | 50% | Three phase | 97.13 | 0.0071257 | 0.0078549 | 0.0086617 | 0.0095546 | 0.010543 | 0.011637 | 0.012849 | 0.01419 | 0.015677 | 0.017323 | 0.017975 | 0.017975 | 0.017975 | 0.017975 | 0.017975 | 0.017975 | 0.017975 | 0.017975 | 0.017975 | 0.017975 | 7.4585 | 7.492 | 7.5695 | 7.6055 | 7.612 | 7.645 | 7.7315 | 7.818 | 7.8165 | 7.8165 | 7.8165 | 7.8165 | 7.8165 | 7.8165 | 7.8165 | 7.8165 | 7.8165 | 7.8165 | 7.8165 | 7.8165 | 70887.662 | 12963.7377 | 0.00058704 | 53270.9485 | 30184.5052 | 2953.0274 | 542.5992 | 83851.3997 | 3495.6266 | 80355.7731 | 50171.2679 | TRUE
| 60459343 | WBL002 | WBL | 22KV | 394 | 1 | 45090.5514 | 50% | Three phase | 97.13 | 0.0051962 | 0.0057714 | 0.0064129 | 0.0071285 | 0.0079268 | 0.0088176 | 0.0098118 | 0.010922 | 0.012161 | 0.012913 | 0.012913 | 0.012913 | 0.012913 | 0.012913 | 0.012913 | 0.012913 | 0.012913 | 0.012913 | 0.012913 | 0.012913 | 7.4585 | 7.492 | 7.5695 | 7.6055 | 7.612 | 7.645 | 7.7315 | 7.818 | 7.8165 | 7.8165 | 7.8165 | 7.8165 | 7.8165 | 7.8165 | 7.8165 | 7.8165 | 7.8165 | 7.8165 | 7.8165 | 7.8165 | 52081.8407 | 6843.0059 | 0.00042172 | 38269.22 | 21684.1919 | 2121.42 | 280.0255 | 58924.8466 | 2401.4455 | 56523.4011 | 34839.2092 | TRUE
| 60459344 | WBL002 | WBL | 22KV | 1288.32 | 1 | 45090.5514 | 50% | Three phase | 97.13 | 0.016991 | 0.018872 | 0.020969 | 0.023309 | 0.025919 | 0.028832 | 0.032083 | 0.035713 | 0.039765 | 0.042224 | 0.042224 | 0.042224 | 0.042224 | 0.042224 | 0.042224 | 0.042224 | 0.042224 | 0.042224 | 0.042224 | 0.042224 | 7.4585 | 7.492 | 7.5695 | 7.6055 | 7.612 | 7.645 | 7.7315 | 7.818 | 7.8165 | 7.8165 | 7.8165 | 7.8165 | 7.8165 | 7.8165 | 7.8165 | 7.8165 | 7.8165 | 7.8165 | 7.8165 | 7.8165 | 170299.6879 | 73164.7624 | 0.001379 | 125134.5216 | 70904.0054 | 6936.7203 | 2994.0055 | 243464.4504 | 9930.7258 | 233533.7245 | 162629.7191 | TRUE
| 60459347 | WBL002 | WBL | 22KV | 764.4 | 1 | 45090.5514 | 50% | Three phase | 97.13 | 0.0098337 | 0.010786 | 0.011834 | 0.012988 | 0.014259 | 0.015658 | 0.0172 | 0.018898 | 0.02077 | 0.022832 | 0.025053 | 0.025053 | 0.025053 | 0.025053 | 0.025053 | 0.025053 | 0.025053 | 0.025053 | 0.025053 | 0.025053 | 7.4585 | 7.492 | 7.5695 | 7.6055 | 7.612 | 7.645 | 7.7315 | 7.818 | 7.8165 | 7.8165 | 7.8165 | 7.8165 | 7.8165 | 7.8165 | 7.8165 | 7.8165 | 7.8165 | 7.8165 | 7.8165 | 7.8165 | 97198.3045 | 24773.0969 | 0.00081819 | 74246.172 | 42069.5338 | 4115.7701 | 1054.0142 | 121971.4014 | 5169.7843 | 116801.617 | 74732.0833 | TRUE
| 60459348 | WBL002 | WBL | 22KV | 419.95 | 1 | 45090.5514 | 50% | Three phase | 97.13 | 0.003579 | 0.0039865 | 0.0044427 | 0.0049535 | 0.0055257 | 0.0061668 | 0.0068853 | 0.0076907 | 0.0085937 | 0.0096065 | 0.010743 | 0.012017 | 0.013448 | 0.013764 | 0.013764 | 0.013764 | 0.013764 | 0.013764 | 0.013764 | 0.013764 | 7.4585 | 7.492 | 7.5695 | 7.6055 | 7.612 | 7.645 | 7.7315 | 7.818 | 7.8165 | 7.8165 | 7.8165 | 7.8165 | 7.8165 | 7.8165 | 7.8165 | 7.8165 | 7.8165 | 7.8165 | 7.8165 | 7.8165 | 45328.3364 | 6337.2266 | 0.0004495 | 40789.7435 | 23112.3766 | 2261.1429 | 318.1268 | 51665.563 | 2579.2698 | 49086.2933 | 25973.9166 | TRUE
| 60459362 | WBL002 | WBL | 22KV | 304.07 | 1 | 45090.5514 | 50% | Three phase | 97.13 | 0.0019786 | 0.0021482 | 0.0023332 | 0.0025349 | 0.0027549 | 0.002995 | 0.003257 | 0.003543 | 0.0038552 | 0.004196 | 0.0045682 | 0.0049747 | 0.0054187 | 0.0059038 | 0.0064338 | 0.007013 | 0.007646 | 0.0083379 | 0.0090943 | 0.0099213 | 7.4585 | 7.492 | 7.5695 | 7.6055 | 7.612 | 7.645 | 7.7315 | 7.818 | 7.8165 | 7.8165 | 7.8165 | 7.8165 | 7.8165 | 7.8165 | 7.8165 | 7.8165 | 7.8165 | 7.8165 | 7.8165 | 7.8165 | 22763.7207 | 2304.8482 | 0.00032547 | 29534.3191 | 16734.8026 | 1637.2086 | 166.7832 | 25068.5689 | 1803.9917 | 23264.5771 | 6529.7745 | TRUE
| 60459363 | WBL002 | WBL | 22KV | 1370.04 | 1 | 45090.5514 | 50% | Three phase | 97.13 | 0.0089149 | 0.0096791 | 0.010512 | 0.011421 | 0.012413 | 0.013495 | 0.014675 | 0.015964 | 0.01737 | 0.018906 | 0.020583 | 0.022414 | 0.024415 | 0.026601 | 0.028989 | 0.031598 | 0.03445 | 0.037568 | 0.040976 | 0.044702 | 7.4585 | 7.492 | 7.5695 | 7.6055 | 7.612 | 7.645 | 7.7315 | 7.818 | 7.8165 | 7.8165 | 7.8165 | 7.8165 | 7.8165 | 7.8165 | 7.8165 | 7.8165 | 7.8165 | 7.8165 | 7.8165 | 7.8165 | 102565.8824 | 46790.9294 | 0.0014664 | 133071.9852 | 75401.549 | 7376.7265 | 3385.8803 | 149356.8118 | 10762.6067 | 138594.2051 | 63192.6561 | TRUE
| 60459370 | WBL002 | WBL | 22KV | 263.45 | 1 | 45090.5514 | 50% | Three phase | 97.13 | 0.0033892 | 0.0037174 | 0.0040786 | 0.0044764 | 0.0049143 | 0.0053967 | 0.005928 | 0.0065133 | 0.0071583 | 0.007869 | 0.0086345 | 0.0086345 | 0.0086345 | 0.0086345 | 0.0086345 | 0.0086345 | 0.0086345 | 0.0086345 | 0.0086345 | 0.0086345 | 7.4585 | 7.492 | 7.5695 | 7.6055 | 7.612 | 7.645 | 7.7315 | 7.818 | 7.8165 | 7.8165 | 7.8165 | 7.8165 | 7.8165 | 7.8165 | 7.8165 | 7.8165 | 7.8165 | 7.8165 | 7.8165 | 7.8165 | 33499.3371 | 2942.6279 | 0.00028199 | 25588.8985 | 14499.2395 | 1418.4977 | 125.1992 | 36441.9651 | 1543.6969 | 34898.2682 | 20399.0287 | TRUE
| 60459373 | WBL002 | WBL | 22KV | 104.71 | 1 | 45090.5514 | 50% | Single phase | 44.74 | 0.0013128 | 0.0014629 | 0.0016308 | 0.0018187 | 0.0020291 | 0.0022648 | 0.0025287 | 0.0028244 | 0.0031557 | 0.0034318 | 0.0034318 | 0.0034318 | 0.0034318 | 0.0034318 | 0.0034318 | 0.0034318 | 0.0034318 | 0.0034318 | 0.0034318 | 0.0034318 | 7.4585 | 7.492 | 7.5695 | 7.6055 | 7.612 | 7.645 | 7.7315 | 7.818 | 7.8165 | 7.8165 | 7.8165 | 7.8165 | 7.8165 | 7.8165 | 7.8165 | 7.8165 | 7.8165 | 7.8165 | 7.8165 | 7.8165 | 13641.4384 | 219.3594 | 0.00011208 | 4684.7254 | 2654.4697 | 563.7916 | 9.1101 | 13860.7979 | 572.9017 | 13287.8961 | 10633.4265 | TRUE
| 60459382 | WBL002 | WBL | 22KV | 52.69 | 1 | 45090.5514 | 50% | Three phase | 97.13 | 0.00066994 | 0.00073048 | 0.00079671 | 0.00086919 | 0.0009485 | 0.0010353 | 0.0011303 | 0.0012344 | 0.0013483 | 0.0014731 | 0.0016097 | 0.0017269 | 0.0017269 | 0.0017269 | 0.0017269 | 0.0017269 | 0.0017269 | 0.0017269 | 0.0017269 | 0.0017269 | 7.4585 | 7.492 | 7.5695 | 7.6055 | 7.612 | 7.645 | 7.7315 | 7.818 | 7.8165 | 7.8165 | 7.8165 | 7.8165 | 7.8165 | 7.8165 | 7.8165 | 7.8165 | 7.8165 | 7.8165 | 7.8165 | 7.8165 | 6546.2312 | 115.003 | 5.6398e-05 | 5117.7797 | 2899.8479 | 283.6995 | 5.008 | 6661.2342 | 288.7075 | 6372.5267 | 3472.6788 | TRUE
| 60459384 | WBL002 | WBL | 22KV | 322.61 | 1 | 45090.5514 | 50% | Three phase | 97.13 | 0.002206 | 0.0024276 | 0.0026727 | 0.0029438 | 0.0032437 | 0.0035757 | 0.0039432 | 0.0043501 | 0.0048007 | 0.0052999 | 0.005853 | 0.0064658 | 0.0071451 | 0.007898 | 0.0087329 | 0.0096587 | 0.010573 | 0.010573 | 0.010573 | 0.010573 | 7.4585 | 7.492 | 7.5695 | 7.6055 | 7.612 | 7.645 | 7.7315 | 7.818 | 7.8165 | 7.8165 | 7.8165 | 7.8165 | 7.8165 | 7.8165 | 7.8165 | 7.8165 | 7.8165 | 7.8165 | 7.8165 | 7.8165 | 28364.9224 | 3045.5263 | 0.00034531 | 31335.1093 | 17755.1704 | 1737.0338 | 187.7417 | 31410.4487 | 1924.7755 | 29485.6732 | 11730.5028 | TRUE
| 60459404 | WBL002 | WBL | 22KV | 32.36 | 1 | 45090.5514 | 50% | Single phase | 44.74 | 0.00040236 | 0.00044647 | 0.00049561 | 0.00055038 | 0.00061143 | 0.00067949 | 0.00075539 | 0.00084004 | 0.00093448 | 0.0010399 | 0.0010606 | 0.0010606 | 0.0010606 | 0.0010606 | 0.0010606 | 0.0010606 | 0.0010606 | 0.0010606 | 0.0010606 | 0.0010606 | 7.4585 | 7.492 | 7.5695 | 7.6055 | 7.612 | 7.645 | 7.7315 | 7.818 | 7.8165 | 7.8165 | 7.8165 | 7.8165 | 7.8165 | 7.8165 | 7.8165 | 7.8165 | 7.8165 | 7.8165 | 7.8165 | 7.8165 | 4164.0795 | 20.6925 | 3.4637e-05 | 1447.7864 | 820.348 | 174.2364 | 0.87009 | 4184.7719 | 175.1065 | 4009.6654 | 3189.3174 | TRUE
| 60459406 | WBL002 | WBL | 22KV | 52.2 | 1 | 45090.5514 | 50% | Three phase | 97.13 | 0.00064905 | 0.0007202 | 0.00079948 | 0.00088782 | 0.0009863 | 0.0010961 | 0.0012185 | 0.0013551 | 0.0015074 | 0.0016774 | 0.0017108 | 0.0017108 | 0.0017108 | 0.0017108 | 0.0017108 | 0.0017108 | 0.0017108 | 0.0017108 | 0.0017108 | 0.0017108 | 7.4585 | 7.492 | 7.5695 | 7.6055 | 7.612 | 7.645 | 7.7315 | 7.818 | 7.8165 | 7.8165 | 7.8165 | 7.8165 | 7.8165 | 7.8165 | 7.8165 | 7.8165 | 7.8165 | 7.8165 | 7.8165 | 7.8165 | 6717.0874 | 116.8944 | 5.5873e-05 | 5070.186 | 2872.8802 | 281.0612 | 4.9153 | 6833.9817 | 285.9765 | 6548.0053 | 3675.125 | TRUE
| 60459407 | WBL002 | WBL | 22KV | 122.56 | 1 | 45090.5514 | 50% | Three phase | 97.13 | 0.0015239 | 0.001691 | 0.0018771 | 0.0020845 | 0.0023157 | 0.0025735 | 0.002861 | 0.0031816 | 0.0035392 | 0.0039383 | 0.0040169 | 0.0040169 | 0.0040169 | 0.0040169 | 0.0040169 | 0.0040169 | 0.0040169 | 0.0040169 | 0.0040169 | 0.0040169 | 7.4585 | 7.492 | 7.5695 | 7.6055 | 7.612 | 7.645 | 7.7315 | 7.818 | 7.8165 | 7.8165 | 7.8165 | 7.8165 | 7.8165 | 7.8165 | 7.8165 | 7.8165 | 7.8165 | 7.8165 | 7.8165 | 7.8165 | 15771.0006 | 644.3918 | 0.00013118 | 11904.2528 | 6745.2146 | 659.9016 | 27.0958 | 16415.3924 | 686.9974 | 15728.395 | 8983.1803 | TRUE
| 60459418 | WBL002 | WBL | 22KV | 528.35 | 1 | 45090.5514 | 50% | Three phase | 97.13 | 0.0065476 | 0.0070474 | 0.007587 | 0.0081695 | 0.0087984 | 0.0094774 | 0.010211 | 0.011003 | 0.011858 | 0.012783 | 0.013781 | 0.01486 | 0.016026 | 0.017286 | 0.017317 | 0.017317 | 0.017317 | 0.017317 | 0.017317 | 0.017317 | 7.4585 | 7.492 | 7.5695 | 7.6055 | 7.612 | 7.645 | 7.7315 | 7.818 | 7.8165 | 7.8165 | 7.8165 | 7.8165 | 7.8165 | 7.8165 | 7.8165 | 7.8165 | 7.8165 | 7.8165 | 7.8165 | 7.8165 | 61641.8207 | 10859.4112 | 0.00056553 | 51318.6355 | 29078.2812 | 2844.8027 | 503.5569 | 72501.2318 | 3348.3595 | 69152.8723 | 40074.5911 | TRUE
| 60459422 | WBL002 | WBL | 22KV | 719.81 | 1 | 45090.5514 | 50% | Single phase | 44.74 | 0.0054984 | 0.0060625 | 0.0066875 | 0.00738 | 0.0081477 | 0.0089989 | 0.0099427 | 0.01099 | 0.012151 | 0.01344 | 0.01487 | 0.016458 | 0.018222 | 0.020179 | 0.022354 | 0.023592 | 0.023592 | 0.023592 | 0.023592 | 0.023592 | 7.4585 | 7.492 | 7.5695 | 7.6055 | 7.612 | 7.645 | 7.7315 | 7.818 | 7.8165 | 7.8165 | 7.8165 | 7.8165 | 7.8165 | 7.8165 | 7.8165 | 7.8165 | 7.8165 | 7.8165 | 7.8165 | 7.8165 | 69228.4327 | 7640.4698 | 0.00077046 | 32204.2994 | 18247.6729 | 3875.6835 | 430.5102 | 76868.9024 | 4306.1937 | 72562.7087 | 54315.0358 | TRUE
| 60459435 | WBL002 | WBL | 22KV | 1981.35 | 1 | 45090.5514 | 50% | Single phase | 44.74 | 0.018355 | 0.019688 | 0.021123 | 0.022667 | 0.024328 | 0.026117 | 0.028042 | 0.030115 | 0.032348 | 0.034751 | 0.03734 | 0.040128 | 0.043131 | 0.046367 | 0.049853 | 0.053609 | 0.057656 | 0.062018 | 0.064938 | 0.064938 | 7.4585 | 7.492 | 7.5695 | 7.6055 | 7.612 | 7.645 | 7.7315 | 7.818 | 7.8165 | 7.8165 | 7.8165 | 7.8165 | 7.8165 | 7.8165 | 7.8165 | 7.8165 | 7.8165 | 7.8165 | 7.8165 | 7.8165 | 181770.0917 | 55288.1407 | 0.0021208 | 88645.599 | 50228.5696 | 10668.2119 | 3261.8959 | 237058.2325 | 13930.1077 | 223128.1247 | 172899.5551 | TRUE
| 60459440 | WBL002 | WBL | 22KV | 505.89 | 1 | 45090.5514 | 50% | Single phase | 44.74 | 0.006596 | 0.007284 | 0.0080467 | 0.0088922 | 0.0098299 | 0.01087 | 0.012024 | 0.013304 | 0.014725 | 0.016302 | 0.01658 | 0.01658 | 0.01658 | 0.01658 | 0.01658 | 0.01658 | 0.01658 | 0.01658 | 0.01658 | 0.01658 | 7.4585 | 7.492 | 7.5695 | 7.6055 | 7.612 | 7.645 | 7.7315 | 7.818 | 7.8165 | 7.8165 | 7.8165 | 7.8165 | 7.8165 | 7.8165 | 7.8165 | 7.8165 | 7.8165 | 7.8165 | 7.8165 | 7.8165 | 65776.7666 | 5110.9452 | 0.00054149 | 22633.5186 | 12824.6555 | 2723.8709 | 212.6473 | 70887.7118 | 2936.5183 | 67951.1936 | 55126.5381 | TRUE
| 60459444 | WBL002 | WBL | 22KV | 774.34 | 1 | 45090.5514 | 50% | Three phase | 97.13 | 0.0095961 | 0.010329 | 0.011119 | 0.011973 | 0.012895 | 0.01389 | 0.014965 | 0.016126 | 0.017379 | 0.018734 | 0.020197 | 0.021779 | 0.023487 | 0.025334 | 0.025379 | 0.025379 | 0.025379 | 0.025379 | 0.025379 | 0.025379 | 7.4585 | 7.492 | 7.5695 | 7.6055 | 7.612 | 7.645 | 7.7315 | 7.818 | 7.8165 | 7.8165 | 7.8165 | 7.8165 | 7.8165 | 7.8165 | 7.8165 | 7.8165 | 7.8165 | 7.8165 | 7.8165 | 7.8165 | 90341.1137 | 23325.2465 | 0.00082883 | 75211.6442 | 42616.5918 | 4169.2902 | 1081.6045 | 113666.3602 | 5250.8947 | 108415.4654 | 65798.8736 | TRUE
| 60459445 | WBL002 | WBL | 22KV | 1591.68 | 1 | 45090.5514 | 50% | Three phase | 97.13 | 0.019725 | 0.021231 | 0.022856 | 0.024611 | 0.026505 | 0.028551 | 0.030761 | 0.033147 | 0.035724 | 0.038508 | 0.041516 | 0.044766 | 0.048278 | 0.052074 | 0.052167 | 0.052167 | 0.052167 | 0.052167 | 0.052167 | 0.052167 | 7.4585 | 7.492 | 7.5695 | 7.6055 | 7.612 | 7.645 | 7.7315 | 7.818 | 7.8165 | 7.8165 | 7.8165 | 7.8165 | 7.8165 | 7.8165 | 7.8165 | 7.8165 | 7.8165 | 7.8165 | 7.8165 | 7.8165 | 185698.9743 | 98554.0265 | 0.0017037 | 154599.8784 | 87599.7325 | 8570.106 | 4570.0044 | 284253.0008 | 13140.1104 | 271112.8904 | 183513.1579 | TRUE
| 60459446 | WBL002 | WBL | 22KV | 673.4 | 1 | 45090.5514 | 50% | Three phase | 97.13 | 0.0086108 | 0.0094158 | 0.010299 | 0.011269 | 0.012333 | 0.013501 | 0.014783 | 0.016192 | 0.017739 | 0.019438 | 0.021305 | 0.022071 | 0.022071 | 0.022071 | 0.022071 | 0.022071 | 0.022071 | 0.022071 | 0.022071 | 0.022071 | 7.4585 | 7.492 | 7.5695 | 7.6055 | 7.612 | 7.645 | 7.7315 | 7.818 | 7.8165 | 7.8165 | 7.8165 | 7.8165 | 7.8165 | 7.8165 | 7.8165 | 7.8165 | 7.8165 | 7.8165 | 7.8165 | 7.8165 | 84605.0065 | 18996.0916 | 0.00072079 | 65407.342 | 37061.2559 | 3625.7975 | 817.9963 | 103601.0981 | 4443.7938 | 99157.3043 | 62096.0484 | TRUE
| 60459459 | WBL002 | WBL | 22KV | 517.88 | 1 | 45090.5514 | 50% | Three phase | 97.13 | 0.0064179 | 0.0069078 | 0.0074366 | 0.0080076 | 0.008624 | 0.0092896 | 0.010008 | 0.010785 | 0.011623 | 0.012529 | 0.013508 | 0.014566 | 0.015708 | 0.016943 | 0.016973 | 0.016973 | 0.016973 | 0.016973 | 0.016973 | 0.016973 | 7.4585 | 7.492 | 7.5695 | 7.6055 | 7.612 | 7.645 | 7.7315 | 7.818 | 7.8165 | 7.8165 | 7.8165 | 7.8165 | 7.8165 | 7.8165 | 7.8165 | 7.8165 | 7.8165 | 7.8165 | 7.8165 | 7.8165 | 60420.3011 | 10433.2865 | 0.00055432 | 50301.6844 | 28502.0541 | 2788.4289 | 483.7972 | 70853.5876 | 3272.2261 | 67581.3614 | 39079.3074 | TRUE
| 60459473 | WBL002 | WBL | 22KV | 117.39 | 1 | 45090.5514 | 50% | Single phase | 44.74 | 0.0015102 | 0.0016564 | 0.0018174 | 0.0019946 | 0.0021898 | 0.0024047 | 0.0026414 | 0.0029022 | 0.0031896 | 0.0035063 | 0.0038474 | 0.0038474 | 0.0038474 | 0.0038474 | 0.0038474 | 0.0038474 | 0.0038474 | 0.0038474 | 0.0038474 | 0.0038474 | 7.4585 | 7.492 | 7.5695 | 7.6055 | 7.612 | 7.645 | 7.7315 | 7.818 | 7.8165 | 7.8165 | 7.8165 | 7.8165 | 7.8165 | 7.8165 | 7.8165 | 7.8165 | 7.8165 | 7.8165 | 7.8165 | 7.8165 | 14926.8825 | 269.1186 | 0.00012565 | 5252.0286 | 2975.9163 | 632.0647 | 11.4501 | 15196.0011 | 643.5148 | 14552.4863 | 11576.57 | TRUE
| 60459477 | WBL002 | WBL | 22KV | 38.58 | 1 | 45090.5514 | 50% | Single phase | 44.74 | 0.0004743 | 0.00052329 | 0.00057755 | 0.00063766 | 0.00070426 | 0.00077807 | 0.00085988 | 0.00095059 | 0.0010512 | 0.0011627 | 0.0012645 | 0.0012645 | 0.0012645 | 0.0012645 | 0.0012645 | 0.0012645 | 0.0012645 | 0.0012645 | 0.0012645 | 0.0012645 | 7.4585 | 7.492 | 7.5695 | 7.6055 | 7.612 | 7.645 | 7.7315 | 7.818 | 7.8165 | 7.8165 | 7.8165 | 7.8165 | 7.8165 | 7.8165 | 7.8165 | 7.8165 | 7.8165 | 7.8165 | 7.8165 | 7.8165 | 4872.2415 | 28.8636 | 4.1295e-05 | 1726.0692 | 978.0292 | 207.7269 | 1.2367 | 4901.1051 | 208.9636 | 4692.1415 | 3714.1123 | TRUE
| 60459478 | WBL002 | WBL | 22KV | 26.88 | 1 | 45090.5514 | 50% | Single phase | 44.74 | 0.00025678 | 0.00028538 | 0.0003173 | 0.00035296 | 0.0003928 | 0.00043731 | 0.00048706 | 0.00054268 | 0.00060487 | 0.00067443 | 0.00075224 | 0.00083929 | 0.00088099 | 0.00088099 | 0.00088099 | 0.00088099 | 0.00088099 | 0.00088099 | 0.00088099 | 0.00088099 | 7.4585 | 7.492 | 7.5695 | 7.6055 | 7.612 | 7.645 | 7.7315 | 7.818 | 7.8165 | 7.8165 | 7.8165 | 7.8165 | 7.8165 | 7.8165 | 7.8165 | 7.8165 | 7.8165 | 7.8165 | 7.8165 | 7.8165 | 3058.4352 | 12.6115 | 2.8771e-05 | 1202.6112 | 681.4263 | 144.7304 | 0.60035 | 3071.0467 | 145.3307 | 2925.716 | 2244.2897 | TRUE
| 60459481 | WBL002 | WBL | 22KV | 3601 | 1 | 45090.5514 | 50% | Three phase | 97.13 | 0.045148 | 0.050308 | 0.056083 | 0.062546 | 0.069783 | 0.077886 | 0.086963 | 0.097131 | 0.10853 | 0.11802 | 0.11802 | 0.11802 | 0.11802 | 0.11802 | 0.11802 | 0.11802 | 0.11802 | 0.11802 | 0.11802 | 0.11802 | 7.4585 | 7.492 | 7.5695 | 7.6055 | 7.612 | 7.645 | 7.7315 | 7.818 | 7.8165 | 7.8165 | 7.8165 | 7.8165 | 7.8165 | 7.8165 | 7.8165 | 7.8165 | 7.8165 | 7.8165 | 7.8165 | 7.8165 | 469132.0763 | 563227.2703 | 0.0038544 | 349765.13 | 198184.7084 | 19388.9171 | 23391.1377 | 1032359.3466 | 42780.0548 | 989579.2918 | 791394.5834 | TRUE
| 60459489 | WBL002 | WBL | 22KV | 47 | 1 | 45090.5514 | 50% | Three phase | 97.13 | 0.00058439 | 0.00064846 | 0.00071984 | 0.00079938 | 0.00088805 | 0.0009869 | 0.0010971 | 0.0012201 | 0.0013573 | 0.0015103 | 0.0015404 | 0.0015404 | 0.0015404 | 0.0015404 | 0.0015404 | 0.0015404 | 0.0015404 | 0.0015404 | 0.0015404 | 0.0015404 | 7.4585 | 7.492 | 7.5695 | 7.6055 | 7.612 | 7.645 | 7.7315 | 7.818 | 7.8165 | 7.8165 | 7.8165 | 7.8165 | 7.8165 | 7.8165 | 7.8165 | 7.8165 | 7.8165 | 7.8165 | 7.8165 | 7.8165 | 6047.9522 | 94.7651 | 5.0307e-05 | 4565.11 | 2586.6929 | 253.0628 | 3.9847 | 6142.7173 | 257.0475 | 5885.6698 | 3298.9768 | TRUE
| 60459490 | WBL002 | WBL | 22KV | 2117.09 | 1 | 45090.5514 | 50% | Three phase | 97.13 | 0.026236 | 0.028239 | 0.030401 | 0.032735 | 0.035255 | 0.037976 | 0.040914 | 0.044088 | 0.047516 | 0.05122 | 0.055221 | 0.059544 | 0.064215 | 0.069263 | 0.069387 | 0.069387 | 0.069387 | 0.069387 | 0.069387 | 0.069387 | 7.4585 | 7.492 | 7.5695 | 7.6055 | 7.612 | 7.645 | 7.7315 | 7.818 | 7.8165 | 7.8165 | 7.8165 | 7.8165 | 7.8165 | 7.8165 | 7.8165 | 7.8165 | 7.8165 | 7.8165 | 7.8165 | 7.8165 | 246997.7895 | 174357.8461 | 0.0022661 | 205632.9517 | 116516.2078 | 11399.0787 | 8085.0693 | 421355.6356 | 19484.148 | 401871.4876 | 285355.2798 | TRUE
| 60459493 | WBL002 | WBL | 22KV | 193.03 | 1 | 45090.5514 | 50% | Three phase | 97.13 | 0.0025562 | 0.0028451 | 0.003168 | 0.0035289 | 0.0039324 | 0.0043837 | 0.0048884 | 0.0054532 | 0.0060851 | 0.0063265 | 0.0063265 | 0.0063265 | 0.0063265 | 0.0063265 | 0.0063265 | 0.0063265 | 0.0063265 | 0.0063265 | 0.0063265 | 0.0063265 | 7.4585 | 7.492 | 7.5695 | 7.6055 | 7.612 | 7.645 | 7.7315 | 7.818 | 7.8165 | 7.8165 | 7.8165 | 7.8165 | 7.8165 | 7.8165 | 7.8165 | 7.8165 | 7.8165 | 7.8165 | 7.8165 | 7.8165 | 25661.0688 | 1651.8761 | 0.00020661 | 18749.0039 | 10623.603 | 1039.3343 | 67.2132 | 27312.9449 | 1106.5475 | 26206.3974 | 15582.7945 | TRUE
| 60459494 | WBL002 | WBL | 22KV | 378.12 | 1 | 45090.5514 | 50% | Three phase | 97.13 | 0.0050073 | 0.0055732 | 0.0062057 | 0.0069126 | 0.007703 | 0.008587 | 0.0095758 | 0.010682 | 0.01192 | 0.012393 | 0.012393 | 0.012393 | 0.012393 | 0.012393 | 0.012393 | 0.012393 | 0.012393 | 0.012393 | 0.012393 | 0.012393 | 7.4585 | 7.492 | 7.5695 | 7.6055 | 7.612 | 7.645 | 7.7315 | 7.818 | 7.8165 | 7.8165 | 7.8165 | 7.8165 | 7.8165 | 7.8165 | 7.8165 | 7.8165 | 7.8165 | 7.8165 | 7.8165 | 7.8165 | 50266.608 | 6338.5095 | 0.00040473 | 36726.7956 | 20810.2199 | 2035.9171 | 257.9078 | 56605.1175 | 2293.8248 | 54311.2927 | 33501.0727 | TRUE
| 60459504 | WBL002 | WBL | 22KV | 643.19 | 1 | 45090.5514 | 50% | Single phase | 44.74 | 0.0061443 | 0.0068286 | 0.0075925 | 0.0084458 | 0.009399 | 0.010464 | 0.011655 | 0.012985 | 0.014473 | 0.016138 | 0.018 | 0.020083 | 0.02108 | 0.02108 | 0.02108 | 0.02108 | 0.02108 | 0.02108 | 0.02108 | 0.02108 | 7.4585 | 7.492 | 7.5695 | 7.6055 | 7.612 | 7.645 | 7.7315 | 7.818 | 7.8165 | 7.8165 | 7.8165 | 7.8165 | 7.8165 | 7.8165 | 7.8165 | 7.8165 | 7.8165 | 7.8165 | 7.8165 | 7.8165 | 73182.8466 | 7220.8434 | 0.00068845 | 28776.3206 | 16305.3038 | 3463.1374 | 343.737 | 80403.69 | 3806.8743 | 76596.8157 | 60291.5119 | TRUE
| 60459510 | WBL002 | WBL | 22KV | 199.73 | 1 | 45090.5514 | 50% | Three phase | 97.13 | 0.0020575 | 0.0022999 | 0.0025721 | 0.0028779 | 0.0032216 | 0.0036079 | 0.0040422 | 0.0045306 | 0.00508 | 0.0056982 | 0.0063939 | 0.0065461 | 0.0065461 | 0.0065461 | 0.0065461 | 0.0065461 | 0.0065461 | 0.0065461 | 0.0065461 | 0.0065461 | 7.4585 | 7.492 | 7.5695 | 7.6055 | 7.612 | 7.645 | 7.7315 | 7.818 | 7.8165 | 7.8165 | 7.8165 | 7.8165 | 7.8165 | 7.8165 | 7.8165 | 7.8165 | 7.8165 | 7.8165 | 7.8165 | 7.8165 | 24021.9639 | 1598.2925 | 0.00021378 | 19399.7749 | 10992.3443 | 1075.4092 | 71.9601 | 25620.2564 | 1147.3693 | 24472.8871 | 13480.5428 | TRUE
| 60459512 | WBL002 | WBL | 22KV | 140.01 | 1 | 45090.5514 | 50% | Three phase | 97.13 | 0.0017409 | 0.0019317 | 0.0021443 | 0.0023813 | 0.0026454 | 0.0029399 | 0.0032683 | 0.0036346 | 0.0040432 | 0.0044991 | 0.0045888 | 0.0045888 | 0.0045888 | 0.0045888 | 0.0045888 | 0.0045888 | 0.0045888 | 0.0045888 | 0.0045888 | 0.0045888 | 7.4585 | 7.492 | 7.5695 | 7.6055 | 7.612 | 7.645 | 7.7315 | 7.818 | 7.8165 | 7.8165 | 7.8165 | 7.8165 | 7.8165 | 7.8165 | 7.8165 | 7.8165 | 7.8165 | 7.8165 | 7.8165 | 7.8165 | 18016.4637 | 840.9509 | 0.00014986 | 13599.1713 | 7705.5932 | 753.8579 | 35.3609 | 18857.4146 | 789.2188 | 18068.1958 | 10362.6026 | TRUE
| 60459514 | WBL002 | WBL | 22KV | 576.8 | 1 | 45090.5514 | 50% | Three phase | 97.13 | 0.0055101 | 0.0061237 | 0.0068088 | 0.007574 | 0.0084288 | 0.009384 | 0.010452 | 0.011645 | 0.01298 | 0.014472 | 0.016142 | 0.01801 | 0.018904 | 0.018904 | 0.018904 | 0.018904 | 0.018904 | 0.018904 | 0.018904 | 0.018904 | 7.4585 | 7.492 | 7.5695 | 7.6055 | 7.612 | 7.645 | 7.7315 | 7.818 | 7.8165 | 7.8165 | 7.8165 | 7.8165 | 7.8165 | 7.8165 | 7.8165 | 7.8165 | 7.8165 | 7.8165 | 7.8165 | 7.8165 | 65628.9213 | 12607.1603 | 0.00061739 | 56024.584 | 31744.7764 | 3105.6727 | 600.1442 | 78236.0816 | 3705.8169 | 74530.2647 | 42785.4883 | TRUE
| 60459515 | WBL002 | WBL | 22KV | 61.2 | 1 | 45090.5514 | 50% | Single phase | 44.74 | 0.00078731 | 0.00086355 | 0.00094748 | 0.0010399 | 0.0011416 | 0.0012537 | 0.0013771 | 0.0015131 | 0.0016629 | 0.001828 | 0.0020058 | 0.0020058 | 0.0020058 | 0.0020058 | 0.0020058 | 0.0020058 | 0.0020058 | 0.0020058 | 0.0020058 | 0.0020058 | 7.4585 | 7.492 | 7.5695 | 7.6055 | 7.612 | 7.645 | 7.7315 | 7.818 | 7.8165 | 7.8165 | 7.8165 | 7.8165 | 7.8165 | 7.8165 | 7.8165 | 7.8165 | 7.8165 | 7.8165 | 7.8165 | 7.8165 | 7781.9679 | 73.145 | 6.5506e-05 | 2738.088 | 1551.4616 | 329.5201 | 3.1121 | 7855.1128 | 332.6321 | 7522.4807 | 5971.0191 | TRUE
| 60459516 | WBL002 | WBL | 22KV | 453.42 | 1 | 45090.5514 | 50% | Single phase | 44.74 | 0.0058331 | 0.0063979 | 0.0070197 | 0.0077042 | 0.008458 | 0.0092881 | 0.010203 | 0.01121 | 0.01232 | 0.013543 | 0.014861 | 0.014861 | 0.014861 | 0.014861 | 0.014861 | 0.014861 | 0.014861 | 0.014861 | 0.014861 | 0.014861 | 7.4585 | 7.492 | 7.5695 | 7.6055 | 7.612 | 7.645 | 7.7315 | 7.818 | 7.8165 | 7.8165 | 7.8165 | 7.8165 | 7.8165 | 7.8165 | 7.8165 | 7.8165 | 7.8165 | 7.8165 | 7.8165 | 7.8165 | 57655.2266 | 4014.9753 | 0.00048533 | 20286.0108 | 11494.5053 | 2441.356 | 170.8241 | 61670.2019 | 2612.18 | 59058.0219 | 47563.5166 | TRUE
| 60459521 | WBL002 | WBL | 22KV | 139.47 | 1 | 45090.5514 | 50% | Single phase | 44.74 | 0.00082595 | 0.00089668 | 0.00097381 | 0.0010579 | 0.0011497 | 0.0012499 | 0.0013592 | 0.0014786 | 0.0016088 | 0.0017511 | 0.0019065 | 0.0020763 | 0.0022617 | 0.0024643 | 0.0026858 | 0.0029278 | 0.0031924 | 0.0034817 | 0.0037979 | 0.0041438 | 7.4585 | 7.492 | 7.5695 | 7.6055 | 7.612 | 7.645 | 7.7315 | 7.818 | 7.8165 | 7.8165 | 7.8165 | 7.8165 | 7.8165 | 7.8165 | 7.8165 | 7.8165 | 7.8165 | 7.8165 | 7.8165 | 7.8165 | 9502.5222 | 203.2766 | 0.00014928 | 6239.8878 | 3535.6593 | 750.9504 | 16.1625 | 9705.7987 | 767.1129 | 8938.6858 | 5403.0265 | TRUE
| 60459522 | WBL002 | WBL | 22KV | 227.77 | 1 | 45090.5514 | 50% | Single phase | 44.74 | 0.0013489 | 0.0014644 | 0.0015903 | 0.0017277 | 0.0018776 | 0.0020412 | 0.0022198 | 0.0024146 | 0.0026274 | 0.0028598 | 0.0031135 | 0.0033907 | 0.0036936 | 0.0040245 | 0.0043862 | 0.0047814 | 0.0052135 | 0.0056859 | 0.0062025 | 0.0067673 | 7.4585 | 7.492 | 7.5695 | 7.6055 | 7.612 | 7.645 | 7.7315 | 7.818 | 7.8165 | 7.8165 | 7.8165 | 7.8165 | 7.8165 | 7.8165 | 7.8165 | 7.8165 | 7.8165 | 7.8165 | 7.8165 | 7.8165 | 15518.6741 | 542.1491 | 0.0002438 | 10190.4298 | 5774.1244 | 1226.3854 | 43.1063 | 16060.8232 | 1269.4917 | 14791.3316 | 9017.2072 | TRUE
| 60459528 | WBL002 | WBL | 22KV | 380.05 | 1 | 45090.5514 | 50% | Single phase | 44.74 | 0.003597 | 0.0039887 | 0.004425 | 0.0049112 | 0.0054531 | 0.0060571 | 0.0067307 | 0.007482 | 0.0083201 | 0.0092552 | 0.010299 | 0.011464 | 0.012456 | 0.012456 | 0.012456 | 0.012456 | 0.012456 | 0.012456 | 0.012456 | 0.012456 | 7.4585 | 7.492 | 7.5695 | 7.6055 | 7.612 | 7.645 | 7.7315 | 7.818 | 7.8165 | 7.8165 | 7.8165 | 7.8165 | 7.8165 | 7.8165 | 7.8165 | 7.8165 | 7.8165 | 7.8165 | 7.8165 | 7.8165 | 42701.7907 | 2489.5392 | 0.00040679 | 17003.437 | 9634.5259 | 2046.3088 | 120.0132 | 45191.3299 | 2166.322 | 43025.0078 | 33390.482 | TRUE
| 60459529 | WBL002 | WBL | 22KV | 358.17 | 1 | 45090.5514 | 50% | Single phase | 44.74 | 0.0043161 | 0.0047868 | 0.005311 | 0.0058948 | 0.0065453 | 0.0072702 | 0.0080782 | 0.0089789 | 0.0099833 | 0.011103 | 0.011739 | 0.011739 | 0.011739 | 0.011739 | 0.011739 | 0.011739 | 0.011739 | 0.011739 | 0.011739 | 0.011739 | 7.4585 | 7.492 | 7.5695 | 7.6055 | 7.612 | 7.645 | 7.7315 | 7.818 | 7.8165 | 7.8165 | 7.8165 | 7.8165 | 7.8165 | 7.8165 | 7.8165 | 7.8165 | 7.8165 | 7.8165 | 7.8165 | 7.8165 | 45379.2971 | 2495.5854 | 0.00038337 | 16024.5258 | 9079.853 | 1928.5 | 106.5924 | 47874.8825 | 2035.0924 | 45839.7901 | 36759.9371 | TRUE
| 60459531 | WBL002 | WBL | 22KV | 58.39 | 1 | 45090.5514 | 50% | Single phase | 44.74 | 0.00072601 | 0.0008056 | 0.00089428 | 0.0009931 | 0.0011033 | 0.0012261 | 0.001363 | 0.0015158 | 0.0016862 | 0.0018763 | 0.0019137 | 0.0019137 | 0.0019137 | 0.0019137 | 0.0019137 | 0.0019137 | 0.0019137 | 0.0019137 | 0.0019137 | 0.0019137 | 7.4585 | 7.492 | 7.5695 | 7.6055 | 7.612 | 7.645 | 7.7315 | 7.818 | 7.8165 | 7.8165 | 7.8165 | 7.8165 | 7.8165 | 7.8165 | 7.8165 | 7.8165 | 7.8165 | 7.8165 | 7.8165 | 7.8165 | 7513.6156 | 67.3709 | 6.2499e-05 | 2612.3686 | 1480.2262 | 314.3901 | 2.8329 | 7580.9864 | 317.223 | 7263.7634 | 5783.5372 | TRUE
| 60459537 | WBL002 | WBL | 22KV | 36.99 | 1 | 45090.5514 | 50% | Single phase | 44.74 | 0.00048984 | 0.00054521 | 0.00060707 | 0.00067623 | 0.00075356 | 0.00084003 | 0.00093676 | 0.001045 | 0.0011661 | 0.0012123 | 0.0012123 | 0.0012123 | 0.0012123 | 0.0012123 | 0.0012123 | 0.0012123 | 0.0012123 | 0.0012123 | 0.0012123 | 0.0012123 | 7.4585 | 7.492 | 7.5695 | 7.6055 | 7.612 | 7.645 | 7.7315 | 7.818 | 7.8165 | 7.8165 | 7.8165 | 7.8165 | 7.8165 | 7.8165 | 7.8165 | 7.8165 | 7.8165 | 7.8165 | 7.8165 | 7.8165 | 4917.3856 | 27.9408 | 3.9593e-05 | 1654.9326 | 937.7216 | 199.1658 | 1.1369 | 4945.3264 | 200.3027 | 4745.0237 | 3807.302 | TRUE
| 60459538 | WBL002 | WBL | 22KV | 303.01 | 1 | 45090.5514 | 50% | Single phase | 44.74 | 0.0035401 | 0.0039319 | 0.0043689 | 0.0048565 | 0.0054005 | 0.0060078 | 0.0066857 | 0.0074427 | 0.0082882 | 0.0092326 | 0.0099311 | 0.0099311 | 0.0099311 | 0.0099311 | 0.0099311 | 0.0099311 | 0.0099311 | 0.0099311 | 0.0099311 | 0.0099311 | 7.4585 | 7.492 | 7.5695 | 7.6055 | 7.612 | 7.645 | 7.7315 | 7.818 | 7.8165 | 7.8165 | 7.8165 | 7.8165 | 7.8165 | 7.8165 | 7.8165 | 7.8165 | 7.8165 | 7.8165 | 7.8165 | 7.8165 | 37991.0823 | 1767.2869 | 0.00032433 | 13556.6674 | 7681.5095 | 1631.5012 | 76.2889 | 39758.3692 | 1707.7901 | 38050.579 | 30369.0695 | TRUE
| 60459547 | WBL002 | WBL | 22KV | 313.7 | 1 | 45090.5514 | 50% | Three phase | 97.13 | 0.0016949 | 0.0018642 | 0.0020514 | 0.0022584 | 0.0024876 | 0.0027412 | 0.0030219 | 0.0033329 | 0.0036772 | 0.0040588 | 0.0044816 | 0.0049503 | 0.0054698 | 0.0060459 | 0.0066848 | 0.0073935 | 0.0081798 | 0.0090523 | 0.010021 | 0.010281 | 7.4585 | 7.492 | 7.5695 | 7.6055 | 7.612 | 7.645 | 7.7315 | 7.818 | 7.8165 | 7.8165 | 7.8165 | 7.8165 | 7.8165 | 7.8165 | 7.8165 | 7.8165 | 7.8165 | 7.8165 | 7.8165 | 7.8165 | 22681.7677 | 2367.4633 | 0.00033577 | 30469.681 | 17264.7995 | 1689.0595 | 177.5146 | 25049.231 | 1866.5741 | 23182.6569 | 5917.8574 | TRUE
| 60459549 | WBL002 | WBL | 22KV | 196.31 | 1 | 45090.5514 | 50% | Single phase | 44.74 | 0.0025254 | 0.00277 | 0.0030392 | 0.0033356 | 0.0036619 | 0.0040213 | 0.0044172 | 0.0048534 | 0.005334 | 0.0058636 | 0.006434 | 0.006434 | 0.006434 | 0.006434 | 0.006434 | 0.006434 | 0.006434 | 0.006434 | 0.006434 | 0.006434 | 7.4585 | 7.492 | 7.5695 | 7.6055 | 7.612 | 7.645 | 7.7315 | 7.818 | 7.8165 | 7.8165 | 7.8165 | 7.8165 | 7.8165 | 7.8165 | 7.8165 | 7.8165 | 7.8165 | 7.8165 | 7.8165 | 7.8165 | 24962.0606 | 752.6038 | 0.00021012 | 8782.9094 | 4976.592 | 1056.9948 | 32.0208 | 25714.6644 | 1089.0156 | 24625.6488 | 19649.0568 | TRUE
| 60459552 | WBL002 | WBL | 22KV | 4697.72 | 1 | 45090.5514 | 50% | Three phase | 97.13 | 0.024947 | 0.027 | 0.029233 | 0.031661 | 0.034302 | 0.037175 | 0.040302 | 0.043705 | 0.047409 | 0.051442 | 0.055833 | 0.060615 | 0.065823 | 0.071498 | 0.07768 | 0.084417 | 0.091759 | 0.099761 | 0.10848 | 0.118 | 7.4585 | 7.492 | 7.5695 | 7.6055 | 7.612 | 7.645 | 7.7315 | 7.818 | 7.8165 | 7.8165 | 7.8165 | 7.8165 | 7.8165 | 7.8165 | 7.8165 | 7.8165 | 7.8165 | 7.8165 | 7.8165 | 7.8165 | 277261.6345 | 433794.1595 | 0.0050283 | 456289.5436 | 258543.8124 | 25294.0027 | 39808.8249 | 711055.7939 | 65102.8276 | 645952.9663 | 387409.1539 | TRUE
| 60459559 | WBL002 | WBL | 22KV | 350.75 | 1 | 45090.5514 | 50% | Single phase | 44.74 | 0.0021144 | 0.0023302 | 0.0025694 | 0.0028345 | 0.0031284 | 0.0034543 | 0.0038157 | 0.0042168 | 0.0046618 | 0.0051557 | 0.0057041 | 0.006313 | 0.0069893 | 0.0077405 | 0.0085753 | 0.0095029 | 0.010534 | 0.011496 | 0.011496 | 0.011496 | 7.4585 | 7.492 | 7.5695 | 7.6055 | 7.612 | 7.645 | 7.7315 | 7.818 | 7.8165 | 7.8165 | 7.8165 | 7.8165 | 7.8165 | 7.8165 | 7.8165 | 7.8165 | 7.8165 | 7.8165 | 7.8165 | 7.8165 | 28323.1711 | 1522.596 | 0.00037543 | 15692.555 | 8891.751 | 1888.5484 | 102.2217 | 29845.7672 | 1990.7701 | 27854.9971 | 18963.2461 | TRUE
| 60459560 | WBL002 | WBL | 22KV | 98.52 | 1 | 45090.5514 | 50% | Single phase | 44.74 | 0.00059389 | 0.00065453 | 0.00072171 | 0.00079617 | 0.00087872 | 0.00097025 | 0.0010718 | 0.0011844 | 0.0013094 | 0.0014482 | 0.0016022 | 0.0017732 | 0.0019632 | 0.0021742 | 0.0024087 | 0.0026692 | 0.0029588 | 0.003229 | 0.003229 | 0.003229 | 7.4585 | 7.492 | 7.5695 | 7.6055 | 7.612 | 7.645 | 7.7315 | 7.818 | 7.8165 | 7.8165 | 7.8165 | 7.8165 | 7.8165 | 7.8165 | 7.8165 | 7.8165 | 7.8165 | 7.8165 | 7.8165 | 7.8165 | 7955.5205 | 120.1263 | 0.00010545 | 4407.7848 | 2497.549 | 530.4627 | 8.0649 | 8075.6468 | 538.5275 | 7537.1193 | 5039.5703 | TRUE
| 60459566 | WBL002 | WBL | 22KV | 820.68 | 1 | 45090.5514 | 50% | Three phase | 97.13 | 0.010558 | 0.01158 | 0.012705 | 0.013944 | 0.015309 | 0.016811 | 0.018466 | 0.02029 | 0.022299 | 0.024513 | 0.026898 | 0.026898 | 0.026898 | 0.026898 | 0.026898 | 0.026898 | 0.026898 | 0.026898 | 0.026898 | 0.026898 | 7.4585 | 7.492 | 7.5695 | 7.6055 | 7.612 | 7.645 | 7.7315 | 7.818 | 7.8165 | 7.8165 | 7.8165 | 7.8165 | 7.8165 | 7.8165 | 7.8165 | 7.8165 | 7.8165 | 7.8165 | 7.8165 | 7.8165 | 104354.6632 | 28555.2945 | 0.00087843 | 79712.6484 | 45166.961 | 4418.7994 | 1214.9343 | 132909.9577 | 5633.7337 | 127276.224 | 82109.263 | TRUE
| 60459590 | WBL003 | WBL | 22KV | 745.18 | 0 | 45090.5514 | 100% | Three phase | 97.13 | 0.0060704 | 0.0067412 | 0.0074898 | 0.0083256 | 0.0092588 | 0.010301 | 0.011466 | 0.012767 | 0.014222 | 0.015848 | 0.017667 | 0.019702 | 0.021977 | 0.024423 | 0.024423 | 0.024423 | 0.024423 | 0.024423 | 0.024423 | 0.024423 | 6.771 | 6.68 | 6.588 | 6.537 | 6.46 | 6.41 | 6.387 | 6.353 | 6.324 | 6.324 | 6.324 | 6.324 | 6.324 | 6.324 | 6.324 | 6.324 | 6.324 | 6.324 | 6.324 | 6.324 | 63564.1887 | 19209.949 | 0.00079762 | 72379.3334 | 41011.7415 | 3341.4177 | 1001.6765 | 82774.1377 | 4343.0942 | 78431.0435 | 37419.3021 | TRUE
| 60459592 | WBL003 | WBL | 22KV | 1616.76 | 0 | 45090.5514 | 100% | Three phase | 97.13 | 0.021238 | 0.023542 | 0.026106 | 0.02896 | 0.032138 | 0.035676 | 0.039617 | 0.044008 | 0.0489 | 0.052989 | 0.052989 | 0.052989 | 0.052989 | 0.052989 | 0.052989 | 0.052989 | 0.052989 | 0.052989 | 0.052989 | 0.052989 | 6.771 | 6.68 | 6.588 | 6.537 | 6.46 | 6.41 | 6.387 | 6.353 | 6.324 | 6.324 | 6.324 | 6.324 | 6.324 | 6.324 | 6.324 | 6.324 | 6.324 | 6.324 | 6.324 | 6.324 | 175144.3941 | 114601.4174 | 0.0017305 | 157035.8988 | 88980.0359 | 7249.6181 | 4715.1576 | 289745.8114 | 11964.7757 | 277781.0357 | 188800.9998 | TRUE
| 60459594 | WBL003 | WBL | 22KV | 1152.83 | 0 | 45090.5514 | 100% | Three phase | 97.13 | 0.014259 | 0.015332 | 0.016489 | 0.017738 | 0.019084 | 0.020536 | 0.022103 | 0.023793 | 0.025617 | 0.027585 | 0.02971 | 0.032002 | 0.034477 | 0.037149 | 0.037784 | 0.037784 | 0.037784 | 0.037784 | 0.037784 | 0.037784 | 6.771 | 6.68 | 6.588 | 6.537 | 6.46 | 6.41 | 6.387 | 6.353 | 6.324 | 6.324 | 6.324 | 6.324 | 6.324 | 6.324 | 6.324 | 6.324 | 6.324 | 6.324 | 6.324 | 6.324 | 110133.0919 | 51384.1983 | 0.001234 | 111974.3779 | 63447.1751 | 5169.337 | 2397.3732 | 161517.2902 | 7566.7102 | 153950.58 | 90503.405 | TRUE
| 60459602 | WBL003 | WBL | 22KV | 71.67 | 0 | 45090.5514 | 100% | Three phase | 97.13 | 0.00065797 | 0.00073072 | 0.00081189 | 0.0009025 | 0.0010036 | 0.0011166 | 0.0012428 | 0.0013837 | 0.0015412 | 0.0017173 | 0.0019141 | 0.0021341 | 0.002349 | 0.002349 | 0.002349 | 0.002349 | 0.002349 | 0.002349 | 0.002349 | 0.002349 | 6.771 | 6.68 | 6.588 | 6.537 | 6.46 | 6.41 | 6.387 | 6.353 | 6.324 | 6.324 | 6.324 | 6.324 | 6.324 | 6.324 | 6.324 | 6.324 | 6.324 | 6.324 | 6.324 | 6.324 | 6544.7316 | 190.1522 | 7.6713e-05 | 6961.3071 | 3944.4316 | 321.3712 | 9.2657 | 6734.8838 | 330.637 | 6404.2469 | 2459.8153 | TRUE
| 60459607 | WBL003 | WBL | 22KV | 44.98 | 0 | 45090.5514 | 100% | Three phase | 97.13 | 0.00055927 | 0.00062059 | 0.0006889 | 0.00076502 | 0.00084988 | 0.00094449 | 0.00105 | 0.0011677 | 0.0012989 | 0.0014454 | 0.0014742 | 0.0014742 | 0.0014742 | 0.0014742 | 0.0014742 | 0.0014742 | 0.0014742 | 0.0014742 | 0.0014742 | 0.0014742 | 6.771 | 6.68 | 6.588 | 6.537 | 6.46 | 6.41 | 6.387 | 6.353 | 6.324 | 6.324 | 6.324 | 6.324 | 6.324 | 6.324 | 6.324 | 6.324 | 6.324 | 6.324 | 6.324 | 6.324 | 4766.4306 | 86.7943 | 4.8145e-05 | 4368.9074 | 2475.5202 | 201.6922 | 3.6496 | 4853.2249 | 205.3418 | 4647.8832 | 2172.363 | TRUE
| 60459608 | WBL003 | WBL | 22KV | 403 | 0 | 45090.5514 | 100% | Three phase | 97.13 | 0.0052545 | 0.0058026 | 0.0064101 | 0.0070837 | 0.0078307 | 0.0086592 | 0.0095784 | 0.010598 | 0.01173 | 0.012986 | 0.013208 | 0.013208 | 0.013208 | 0.013208 | 0.013208 | 0.013208 | 0.013208 | 0.013208 | 0.013208 | 0.013208 | 6.771 | 6.68 | 6.588 | 6.537 | 6.46 | 6.41 | 6.387 | 6.353 | 6.324 | 6.324 | 6.324 | 6.324 | 6.324 | 6.324 | 6.324 | 6.324 | 6.324 | 6.324 | 6.324 | 6.324 | 43170.1613 | 7041.3598 | 0.00043136 | 39143.39 | 22179.5161 | 1807.0685 | 292.9646 | 50211.5211 | 2100.0332 | 48111.488 | 25931.9719 | TRUE
| 60459609 | WBL003 | WBL | 22KV | 213.29 | 0 | 45090.5514 | 100% | Three phase | 97.13 | 0.002781 | 0.003071 | 0.0033926 | 0.0037491 | 0.0041444 | 0.0045829 | 0.0050694 | 0.0056092 | 0.0062082 | 0.0068732 | 0.0069905 | 0.0069905 | 0.0069905 | 0.0069905 | 0.0069905 | 0.0069905 | 0.0069905 | 0.0069905 | 0.0069905 | 0.0069905 | 6.771 | 6.68 | 6.588 | 6.537 | 6.46 | 6.41 | 6.387 | 6.353 | 6.324 | 6.324 | 6.324 | 6.324 | 6.324 | 6.324 | 6.324 | 6.324 | 6.324 | 6.324 | 6.324 | 6.324 | 22848.0489 | 1972.3657 | 0.0002283 | 20716.8577 | 11738.6327 | 956.4011 | 82.0628 | 24820.4146 | 1038.4639 | 23781.9507 | 12043.318 | TRUE
| 60459616 | WBL004 | WBL | 22KV | 150.15 | 1 | 45090.5514 | 50% | Three phase | 97.13 | 0.0018273 | 0.0020057 | 0.0022023 | 0.0024189 | 0.0026576 | 0.0029207 | 0.0032108 | 0.0035307 | 0.0038835 | 0.0042727 | 0.0047019 | 0.0049211 | 0.0049211 | 0.0049211 | 0.0049211 | 0.0049211 | 0.0049211 | 0.0049211 | 0.0049211 | 0.0049211 | 4.4245 | 4.394 | 4.394 | 4.389 | 4.3705 | 4.3565 | 4.3595 | 4.386 | 4.3845 | 4.3845 | 4.3845 | 4.3845 | 4.3845 | 4.3845 | 4.3845 | 4.3845 | 4.3845 | 4.3845 | 4.3845 | 4.3845 | 10515.8276 | 931.0519 | 0.00016072 | 14584.0695 | 8263.6584 | 459.4621 | 40.6683 | 11446.8795 | 500.1304 | 10946.7491 | 2683.0907 | TRUE
| 60459617 | WBL004 | WBL | 22KV | 28.24 | 1 | 45090.5514 | 50% | Three phase | 97.13 | 0.00034367 | 0.00037723 | 0.0004142 | 0.00045494 | 0.00049984 | 0.00054933 | 0.00060389 | 0.00066406 | 0.00073041 | 0.0008036 | 0.00088433 | 0.00092556 | 0.00092556 | 0.00092556 | 0.00092556 | 0.00092556 | 0.00092556 | 0.00092556 | 0.00092556 | 0.00092556 | 4.4245 | 4.394 | 4.394 | 4.389 | 4.3705 | 4.3565 | 4.3595 | 4.386 | 4.3845 | 4.3845 | 4.3845 | 4.3845 | 4.3845 | 4.3845 | 4.3845 | 4.3845 | 4.3845 | 4.3845 | 4.3845 | 4.3845 | 1977.802 | 32.9346 | 3.0227e-05 | 2742.9512 | 1554.2172 | 86.415 | 1.4386 | 2010.7366 | 87.8536 | 1922.8831 | 368.6658 | TRUE
| 60459618 | WBL004 | WBL | 22KV | 95.93 | 1 | 45090.5514 | 50% | Three phase | 97.13 | 0.0011674 | 0.0012814 | 0.001407 | 0.0015454 | 0.0016979 | 0.001866 | 0.0020514 | 0.0022558 | 0.0024812 | 0.0027298 | 0.003004 | 0.0031441 | 0.0031441 | 0.0031441 | 0.0031441 | 0.0031441 | 0.0031441 | 0.0031441 | 0.0031441 | 0.0031441 | 4.4245 | 4.394 | 4.394 | 4.389 | 4.3705 | 4.3565 | 4.3595 | 4.386 | 4.3845 | 4.3845 | 4.3845 | 4.3845 | 4.3845 | 4.3845 | 4.3845 | 4.3845 | 4.3845 | 4.3845 | 4.3845 | 4.3845 | 6718.5038 | 380.0424 | 0.00010268 | 9317.6809 | 5279.6054 | 293.5478 | 16.6002 | 7098.5462 | 310.148 | 6788.3982 | 1508.7928 | TRUE
| 60459619 | WBL004 | WBL | 22KV | 67.78 | 1 | 45090.5514 | 50% | Three phase | 97.13 | 0.00086421 | 0.00094363 | 0.0010307 | 0.001126 | 0.0012305 | 0.0013451 | 0.0014707 | 0.0016084 | 0.0017594 | 0.001925 | 0.0021067 | 0.0022215 | 0.0022215 | 0.0022215 | 0.0022215 | 0.0022215 | 0.0022215 | 0.0022215 | 0.0022215 | 0.0022215 | 4.4245 | 4.394 | 4.394 | 4.389 | 4.3705 | 4.3565 | 4.3595 | 4.386 | 4.3845 | 4.3845 | 4.3845 | 4.3845 | 4.3845 | 4.3845 | 4.3845 | 4.3845 | 4.3845 | 4.3845 | 4.3845 | 4.3845 | 4787.8208 | 191.3551 | 7.2549e-05 | 6583.4714 | 3730.3414 | 207.4082 | 8.2872 | 4979.1758 | 215.6954 | 4763.4804 | 1033.139 | TRUE
| 60459624 | WBL004 | WBL | 22KV | 67.61 | 1 | 45090.5514 | 50% | Three phase | 97.13 | 0.00082279 | 0.00090314 | 0.00099165 | 0.0010892 | 0.0011967 | 0.0013152 | 0.0014458 | 0.0015898 | 0.0017487 | 0.0019239 | 0.0021172 | 0.0022159 | 0.0022159 | 0.0022159 | 0.0022159 | 0.0022159 | 0.0022159 | 0.0022159 | 0.0022159 | 0.0022159 | 4.4245 | 4.394 | 4.394 | 4.389 | 4.3705 | 4.3565 | 4.3595 | 4.386 | 4.3845 | 4.3845 | 4.3845 | 4.3845 | 4.3845 | 4.3845 | 4.3845 | 4.3845 | 4.3845 | 4.3845 | 4.3845 | 4.3845 | 4735.0989 | 188.7753 | 7.2368e-05 | 6566.9593 | 3720.9853 | 206.888 | 8.2457 | 4923.8742 | 215.1337 | 4708.7405 | 987.7552 | TRUE
| 60459626 | WBL004 | WBL | 22KV | 50.87 | 1 | 45090.5514 | 50% | Three phase | 97.13 | 0.0004144 | 0.00046019 | 0.00051129 | 0.00056835 | 0.00063206 | 0.00070321 | 0.00078272 | 0.00087156 | 0.00097087 | 0.0010819 | 0.0012061 | 0.0013449 | 0.0015003 | 0.0016673 | 0.0016673 | 0.0016673 | 0.0016673 | 0.0016673 | 0.0016673 | 0.0016673 | 4.4245 | 4.394 | 4.394 | 4.389 | 4.3705 | 4.3565 | 4.3595 | 4.386 | 4.3845 | 4.3845 | 4.3845 | 4.3845 | 4.3845 | 4.3845 | 4.3845 | 4.3845 | 4.3845 | 4.3845 | 4.3845 | 4.3845 | 2984.4351 | 89.5215 | 5.445e-05 | 4941.0031 | 2799.6823 | 155.6633 | 4.668 | 3073.9566 | 160.3312 | 2913.6253 | 113.943 | TRUE
| 60459627 | WBL004 | WBL | 22KV | 116.14 | 1 | 45090.5514 | 50% | Three phase | 97.13 | 0.0009461 | 0.0010506 | 0.0011673 | 0.0012976 | 0.001443 | 0.0016055 | 0.001787 | 0.0019898 | 0.0022166 | 0.0024701 | 0.0027535 | 0.0030706 | 0.0034253 | 0.0038065 | 0.0038065 | 0.0038065 | 0.0038065 | 0.0038065 | 0.0038065 | 0.0038065 | 4.4245 | 4.394 | 4.394 | 4.389 | 4.3705 | 4.3565 | 4.3595 | 4.386 | 4.3845 | 4.3845 | 4.3845 | 4.3845 | 4.3845 | 4.3845 | 4.3845 | 4.3845 | 4.3845 | 4.3845 | 4.3845 | 4.3845 | 6813.6876 | 466.6244 | 0.00012431 | 11280.6782 | 6391.8834 | 355.3908 | 24.3315 | 7280.312 | 379.7223 | 6900.5897 | 508.7064 | TRUE
| 60459628 | WBL004 | WBL | 22KV | 178.76 | 1 | 45090.5514 | 50% | Three phase | 97.13 | 0.0012931 | 0.0014359 | 0.0015953 | 0.0017732 | 0.001972 | 0.0021941 | 0.0024423 | 0.0027198 | 0.00303 | 0.0033769 | 0.003765 | 0.0041992 | 0.0046851 | 0.005229 | 0.005838 | 0.0058588 | 0.0058588 | 0.0058588 | 0.0058588 | 0.0058588 | 4.4245 | 4.394 | 4.394 | 4.389 | 4.3705 | 4.3565 | 4.3595 | 4.386 | 4.3845 | 4.3845 | 4.3845 | 4.3845 | 4.3845 | 4.3845 | 4.3845 | 4.3845 | 4.3845 | 4.3845 | 4.3845 | 4.3845 | 9749.0107 | 1027.6163 | 0.00019134 | 17362.9588 | 9838.239 | 547.0093 | 57.6429 | 10776.627 | 604.6522 | 10171.9748 | 333.7358 | TRUE
| 60459637 | WBL004 | WBL | 22KV | 26.56 | 1 | 45090.5514 | 50% | Three phase | 97.13 | 0.00019213 | 0.00021334 | 0.00023702 | 0.00026346 | 0.000293 | 0.000326 | 0.00036288 | 0.0004041 | 0.00045019 | 0.00050174 | 0.0005594 | 0.00062391 | 0.00069611 | 0.00077693 | 0.0008674 | 0.0008705 | 0.0008705 | 0.0008705 | 0.0008705 | 0.0008705 | 4.4245 | 4.394 | 4.394 | 4.389 | 4.3705 | 4.3565 | 4.3595 | 4.386 | 4.3845 | 4.3845 | 4.3845 | 4.3845 | 4.3845 | 4.3845 | 4.3845 | 4.3845 | 4.3845 | 4.3845 | 4.3845 | 4.3845 | 1448.4992 | 22.6854 | 2.8429e-05 | 2579.7728 | 1461.7567 | 81.2742 | 1.2725 | 1471.1846 | 82.5467 | 1388.638 | -73.1187 | FALSE
| 60459638 | WBL004 | WBL | 22KV | 169.2 | 1 | 45090.5514 | 50% | Three phase | 97.13 | 0.0012239 | 0.0013591 | 0.0015099 | 0.0016784 | 0.0018666 | 0.0020768 | 0.0023117 | 0.0025743 | 0.0028679 | 0.0031963 | 0.0035636 | 0.0039746 | 0.0044346 | 0.0049494 | 0.0055258 | 0.0055455 | 0.0055455 | 0.0055455 | 0.0055455 | 0.0055455 | 4.4245 | 4.394 | 4.394 | 4.389 | 4.3705 | 4.3565 | 4.3595 | 4.386 | 4.3845 | 4.3845 | 4.3845 | 4.3845 | 4.3845 | 4.3845 | 4.3845 | 4.3845 | 4.3845 | 4.3845 | 4.3845 | 4.3845 | 9227.6382 | 920.6425 | 0.00018111 | 16434.396 | 9312.0946 | 517.7555 | 51.6423 | 10148.2807 | 569.3978 | 9578.8828 | 266.7882 | TRUE
| 60459639 | WBL004 | WBL | 22KV | 277.94 | 1 | 45090.5514 | 50% | Three phase | 97.13 | 0.0032472 | 0.0036066 | 0.0040075 | 0.0044547 | 0.0049537 | 0.0055107 | 0.0061326 | 0.0068269 | 0.0076024 | 0.0084687 | 0.0091094 | 0.0091094 | 0.0091094 | 0.0091094 | 0.0091094 | 0.0091094 | 0.0091094 | 0.0091094 | 0.0091094 | 0.0091094 | 4.4245 | 4.394 | 4.394 | 4.389 | 4.3705 | 4.3565 | 4.3595 | 4.386 | 4.3845 | 4.3845 | 4.3845 | 4.3845 | 4.3845 | 4.3845 | 4.3845 | 4.3845 | 4.3845 | 4.3845 | 4.3845 | 4.3845 | 19696.2812 | 3228.1421 | 0.0002975 | 26996.3122 | 15296.7114 | 850.5022 | 139.3501 | 22924.4233 | 989.8523 | 21934.5711 | 6637.8596 | TRUE
| 60459650 | WBL004 | WBL | 22KV | 325.63 | 1 | 45090.5514 | 50% | Three phase | 97.13 | 0.0023555 | 0.0026156 | 0.0029059 | 0.0032301 | 0.0035922 | 0.0039968 | 0.0044489 | 0.0049543 | 0.0055194 | 0.0061514 | 0.0068583 | 0.0076492 | 0.0085344 | 0.0095252 | 0.010634 | 0.010672 | 0.010672 | 0.010672 | 0.010672 | 0.010672 | 4.4245 | 4.394 | 4.394 | 4.389 | 4.3705 | 4.3565 | 4.3595 | 4.386 | 4.3845 | 4.3845 | 4.3845 | 4.3845 | 4.3845 | 4.3845 | 4.3845 | 4.3845 | 4.3845 | 4.3845 | 4.3845 | 4.3845 | 17758.8406 | 3409.8801 | 0.00034854 | 31628.4419 | 17921.3792 | 996.4346 | 191.2731 | 21168.7207 | 1187.7077 | 19981.013 | 2059.6338 | TRUE
| 60459664 | WBL004 | WBL | 22KV | 140.39 | 1 | 45090.5514 | 50% | Three phase | 97.13 | 0.0018061 | 0.001981 | 0.0021735 | 0.0023854 | 0.0026188 | 0.0028758 | 0.003159 | 0.0034709 | 0.0038146 | 0.0041933 | 0.0046012 | 0.0046012 | 0.0046012 | 0.0046012 | 0.0046012 | 0.0046012 | 0.0046012 | 0.0046012 | 0.0046012 | 0.0046012 | 4.4245 | 4.394 | 4.394 | 4.389 | 4.3705 | 4.3565 | 4.3595 | 4.386 | 4.3845 | 4.3845 | 4.3845 | 4.3845 | 4.3845 | 4.3845 | 4.3845 | 4.3845 | 4.3845 | 4.3845 | 4.3845 | 4.3845 | 10094.1288 | 835.6247 | 0.00015027 | 13636.0807 | 7726.5069 | 429.5963 | 35.5531 | 10929.7536 | 465.1494 | 10464.6042 | 2738.0973 | TRUE
| 60459665 | WBL004 | WBL | 22KV | 39.27 | 1 | 45090.5514 | 50% | Three phase | 97.13 | 0.00050519 | 0.00055411 | 0.00060796 | 0.00066725 | 0.00073253 | 0.00080443 | 0.00088363 | 0.00097088 | 0.001067 | 0.001173 | 0.0012871 | 0.0012871 | 0.0012871 | 0.0012871 | 0.0012871 | 0.0012871 | 0.0012871 | 0.0012871 | 0.0012871 | 0.0012871 | 4.4245 | 4.394 | 4.394 | 4.389 | 4.3705 | 4.3565 | 4.3595 | 4.386 | 4.3845 | 4.3845 | 4.3845 | 4.3845 | 4.3845 | 4.3845 | 4.3845 | 4.3845 | 4.3845 | 4.3845 | 4.3845 | 4.3845 | 2823.5376 | 65.3824 | 4.2033e-05 | 3814.2951 | 2161.2645 | 120.167 | 2.7818 | 2888.92 | 122.9488 | 2765.9711 | 604.7066 | TRUE
| 60459666 | WBL004 | WBL | 22KV | 180.41 | 1 | 45090.5514 | 50% | Three phase | 97.13 | 0.0023209 | 0.0025456 | 0.002793 | 0.0030654 | 0.0033653 | 0.0036956 | 0.0040595 | 0.0044603 | 0.004902 | 0.0053887 | 0.0059129 | 0.0059129 | 0.0059129 | 0.0059129 | 0.0059129 | 0.0059129 | 0.0059129 | 0.0059129 | 0.0059129 | 0.0059129 | 4.4245 | 4.394 | 4.394 | 4.389 | 4.3705 | 4.3565 | 4.3595 | 4.386 | 4.3845 | 4.3845 | 4.3845 | 4.3845 | 4.3845 | 4.3845 | 4.3845 | 4.3845 | 4.3845 | 4.3845 | 4.3845 | 4.3845 | 12971.5919 | 1379.9399 | 0.0001931 | 17523.2233 | 9929.0484 | 552.0584 | 58.7119 | 14351.5317 | 610.7703 | 13740.7614 | 3811.7131 | TRUE
| 60459669 | WBL004 | WBL | 22KV | 258.25 | 1 | 45090.5514 | 50% | Three phase | 97.13 | 0.0015691 | 0.0017263 | 0.0019001 | 0.0020924 | 0.0023051 | 0.0025406 | 0.0028013 | 0.00309 | 0.0034097 | 0.0037639 | 0.0041563 | 0.0045912 | 0.0050733 | 0.0056078 | 0.0062005 | 0.0068579 | 0.0075871 | 0.0083962 | 0.0084641 | 0.0084641 | 4.4245 | 4.394 | 4.394 | 4.389 | 4.3705 | 4.3565 | 4.3595 | 4.386 | 4.3845 | 4.3845 | 4.3845 | 4.3845 | 4.3845 | 4.3845 | 4.3845 | 4.3845 | 4.3845 | 4.3845 | 4.3845 | 4.3845 | 11672.8102 | 1777.487 | 0.00027642 | 25083.8225 | 14213.0522 | 790.2504 | 120.3056 | 13450.2972 | 910.556 | 12539.7413 | -1673.3109 | FALSE
| 60459671 | WBL004 | WBL | 22KV | 950.34 | 1 | 45090.5514 | 50% | Three phase | 97.13 | 0.0077417 | 0.0085971 | 0.0095519 | 0.010618 | 0.011808 | 0.013137 | 0.014623 | 0.016282 | 0.018138 | 0.020212 | 0.022531 | 0.025126 | 0.028028 | 0.031147 | 0.031147 | 0.031147 | 0.031147 | 0.031147 | 0.031147 | 0.031147 | 4.4245 | 4.394 | 4.394 | 4.389 | 4.3705 | 4.3565 | 4.3595 | 4.386 | 4.3845 | 4.3845 | 4.3845 | 4.3845 | 4.3845 | 4.3845 | 4.3845 | 4.3845 | 4.3845 | 4.3845 | 4.3845 | 4.3845 | 55754.4333 | 31243.6561 | 0.0010172 | 92306.5242 | 52302.9313 | 2908.0602 | 1629.1577 | 86998.0894 | 4537.2179 | 82460.8716 | 30157.9402 | TRUE
| 60459680 | WBL004 | WBL | 22KV | 65.84 | 1 | 45090.5514 | 50% | Three phase | 97.13 | 0.00053635 | 0.00059561 | 0.00066176 | 0.0007356 | 0.00081806 | 0.00091016 | 0.0010131 | 0.001128 | 0.0012566 | 0.0014003 | 0.001561 | 0.0017407 | 0.0019418 | 0.0021579 | 0.0021579 | 0.0021579 | 0.0021579 | 0.0021579 | 0.0021579 | 0.0021579 | 4.4245 | 4.394 | 4.394 | 4.389 | 4.3705 | 4.3565 | 4.3595 | 4.386 | 4.3845 | 4.3845 | 4.3845 | 4.3845 | 4.3845 | 4.3845 | 4.3845 | 4.3845 | 4.3845 | 4.3845 | 4.3845 | 4.3845 | 3862.6932 | 149.9628 | 7.0473e-05 | 6395.0392 | 3623.5716 | 201.4718 | 7.8196 | 4012.656 | 209.2914 | 3803.3646 | 179.7931 | TRUE
| 60459681 | WBL004 | WBL | 22KV | 118.85 | 1 | 45090.5514 | 50% | Three phase | 97.13 | 0.00072212 | 0.00079446 | 0.00087445 | 0.00096294 | 0.0010609 | 0.0011692 | 0.0012892 | 0.001422 | 0.0015692 | 0.0017322 | 0.0019128 | 0.0021129 | 0.0023348 | 0.0025808 | 0.0028536 | 0.0031561 | 0.0034917 | 0.003864 | 0.0038953 | 0.0038953 | 4.4245 | 4.394 | 4.394 | 4.389 | 4.3705 | 4.3565 | 4.3595 | 4.386 | 4.3845 | 4.3845 | 4.3845 | 4.3845 | 4.3845 | 4.3845 | 4.3845 | 4.3845 | 4.3845 | 4.3845 | 4.3845 | 4.3845 | 5371.9787 | 376.4646 | 0.00012721 | 11543.9005 | 6541.031 | 363.6835 | 25.4802 | 5748.4433 | 389.1637 | 5359.2796 | -1181.7514 | FALSE
| 60459682 | WBL004 | WBL | 22KV | 357.28 | 1 | 45090.5514 | 50% | Three phase | 97.13 | 0.0021708 | 0.0023882 | 0.0026287 | 0.0028947 | 0.0031891 | 0.0035149 | 0.0038755 | 0.0042749 | 0.0047172 | 0.0052072 | 0.0057501 | 0.0063518 | 0.0070188 | 0.0077582 | 0.0085782 | 0.0094877 | 0.010497 | 0.011616 | 0.01171 | 0.01171 | 4.4245 | 4.394 | 4.394 | 4.389 | 4.3705 | 4.3565 | 4.3595 | 4.386 | 4.3845 | 4.3845 | 4.3845 | 4.3845 | 4.3845 | 4.3845 | 4.3845 | 4.3845 | 4.3845 | 4.3845 | 4.3845 | 4.3845 | 16148.9318 | 3402.0695 | 0.00038242 | 34702.6064 | 19663.2693 | 1093.2842 | 230.2621 | 19551.0013 | 1323.5464 | 18227.4549 | -1435.8143 | FALSE
| 60459684 | WBL004 | WBL | 22KV | 81.77 | 1 | 45090.5514 | 50% | Three phase | 97.13 | 0.00066612 | 0.00073972 | 0.00082187 | 0.00091358 | 0.001016 | 0.0011304 | 0.0012582 | 0.001401 | 0.0015606 | 0.0017391 | 0.0019387 | 0.0021619 | 0.0024116 | 0.00268 | 0.00268 | 0.00268 | 0.00268 | 0.00268 | 0.00268 | 0.00268 | 4.4245 | 4.394 | 4.394 | 4.389 | 4.3705 | 4.3565 | 4.3595 | 4.386 | 4.3845 | 4.3845 | 4.3845 | 4.3845 | 4.3845 | 4.3845 | 4.3845 | 4.3845 | 4.3845 | 4.3845 | 4.3845 | 4.3845 | 4797.2726 | 231.3086 | 8.7524e-05 | 7942.3201 | 4500.2954 | 250.2179 | 12.0613 | 5028.5812 | 262.2792 | 4766.302 | 266.0067 | TRUE
| 60459686 | WBL004 | WBL | 22KV | 383.16 | 1 | 45090.5514 | 50% | Three phase | 97.13 | 0.0031213 | 0.0034662 | 0.0038511 | 0.0042809 | 0.0047607 | 0.0052967 | 0.0058955 | 0.0065647 | 0.0073127 | 0.008149 | 0.0090842 | 0.01013 | 0.0113 | 0.012558 | 0.012558 | 0.012558 | 0.012558 | 0.012558 | 0.012558 | 0.012558 | 4.4245 | 4.394 | 4.394 | 4.389 | 4.3705 | 4.3565 | 4.3595 | 4.386 | 4.3845 | 4.3845 | 4.3845 | 4.3845 | 4.3845 | 4.3845 | 4.3845 | 4.3845 | 4.3845 | 4.3845 | 4.3845 | 4.3845 | 22479.185 | 5078.8357 | 0.00041012 | 37216.3308 | 21087.6015 | 1172.4776 | 264.8289 | 27558.0206 | 1437.3065 | 26120.7141 | 5033.1127 | TRUE
| 60459689 | WBL004 | WBL | 22KV | 354.45 | 1 | 45090.5514 | 50% | Three phase | 97.13 | 0.0041411 | 0.0045994 | 0.0051106 | 0.0056809 | 0.0063173 | 0.0070277 | 0.0078207 | 0.0087062 | 0.0096952 | 0.0108 | 0.011617 | 0.011617 | 0.011617 | 0.011617 | 0.011617 | 0.011617 | 0.011617 | 0.011617 | 0.011617 | 0.011617 | 4.4245 | 4.394 | 4.394 | 4.389 | 4.3705 | 4.3565 | 4.3595 | 4.386 | 4.3845 | 4.3845 | 4.3845 | 4.3845 | 4.3845 | 4.3845 | 4.3845 | 4.3845 | 4.3845 | 4.3845 | 4.3845 | 4.3845 | 25118.1797 | 5250.0145 | 0.00037939 | 34427.7285 | 19507.5173 | 1084.6244 | 226.6288 | 30368.1942 | 1311.2532 | 29056.9411 | 9549.4237 | TRUE
| 60459692 | WBL004 | WBL | 22KV | 36.81 | 1 | 45090.5514 | 50% | Three phase | 97.13 | 0.00044797 | 0.00049171 | 0.0005399 | 0.000593 | 0.00065152 | 0.00071603 | 0.00078715 | 0.00086558 | 0.00095207 | 0.0010475 | 0.0011527 | 0.0012064 | 0.0012064 | 0.0012064 | 0.0012064 | 0.0012064 | 0.0012064 | 0.0012064 | 0.0012064 | 0.0012064 | 4.4245 | 4.394 | 4.394 | 4.389 | 4.3705 | 4.3565 | 4.3595 | 4.386 | 4.3845 | 4.3845 | 4.3845 | 4.3845 | 4.3845 | 4.3845 | 4.3845 | 4.3845 | 4.3845 | 4.3845 | 4.3845 | 4.3845 | 2578.0061 | 55.9571 | 3.94e-05 | 3575.3553 | 2025.8759 | 112.6394 | 2.4442 | 2633.9631 | 115.0836 | 2518.8796 | 493.0037 | TRUE
| 60459693 | WBL004 | WBL | 22KV | 207.5 | 1 | 45090.5514 | 50% | Three phase | 97.13 | 0.0025252 | 0.0027718 | 0.0030434 | 0.0033428 | 0.0036727 | 0.0040363 | 0.0044372 | 0.0048793 | 0.0053668 | 0.0059046 | 0.0064978 | 0.0068008 | 0.0068008 | 0.0068008 | 0.0068008 | 0.0068008 | 0.0068008 | 0.0068008 | 0.0068008 | 0.0068008 | 4.4245 | 4.394 | 4.394 | 4.389 | 4.3705 | 4.3565 | 4.3595 | 4.386 | 4.3845 | 4.3845 | 4.3845 | 4.3845 | 4.3845 | 4.3845 | 4.3845 | 4.3845 | 4.3845 | 4.3845 | 4.3845 | 4.3845 | 14532.3625 | 1778.1133 | 0.0002221 | 20154.475 | 11419.9742 | 634.9543 | 77.6679 | 16310.4757 | 712.6222 | 15597.8536 | 4177.8794 | TRUE
| 60459705 | WBL004 | WBL | 22KV | 254.74 | 1 | 45090.5514 | 50% | Three phase | 97.13 | 0.0030904 | 0.0033867 | 0.0037127 | 0.0040713 | 0.0044658 | 0.0049 | 0.0053778 | 0.0059039 | 0.0064831 | 0.0071208 | 0.0078232 | 0.008349 | 0.008349 | 0.008349 | 0.008349 | 0.008349 | 0.008349 | 0.008349 | 0.008349 | 0.008349 | 4.4245 | 4.394 | 4.394 | 4.389 | 4.3705 | 4.3565 | 4.3595 | 4.386 | 4.3845 | 4.3845 | 4.3845 | 4.3845 | 4.3845 | 4.3845 | 4.3845 | 4.3845 | 4.3845 | 4.3845 | 4.3845 | 4.3845 | 17730.464 | 2663.3017 | 0.00027267 | 24742.8962 | 14019.8758 | 779.5097 | 117.0575 | 20393.7656 | 896.5672 | 19497.1984 | 5477.3226 | TRUE
| 60459707 | WBL005 | WBL | 22KV | 1636.59 | 6 | 45090.5514 | 14.29% | Three phase | 97.13 | 0.015816 | 0.017327 | 0.018989 | 0.020818 | 0.02283 | 0.025045 | 0.027483 | 0.030167 | 0.033122 | 0.036377 | 0.039963 | 0.043913 | 0.048265 | 0.053062 | 0.053639 | 0.053639 | 0.053639 | 0.053639 | 0.053639 | 0.053639 | 0.799 | 0.81057 | 0.82429 | 0.83657 | 0.84129 | 0.84886 | 0.86257 | 0.88057 | 0.89071 | 0.89071 | 0.89071 | 0.89071 | 0.89071 | 0.89071 | 0.89071 | 0.89071 | 0.89071 | 0.89071 | 0.89071 | 0.89071 | 19988.3137 | 96560.6555 | 0.0017518 | 158961.9867 | 90071.4001 | 987.0497 | 4831.5323 | 116548.9693 | 5818.5821 | 110730.3872 | 20658.987 | TRUE
| 60459708 | WBL005 | WBL | 22KV | 228.55 | 6 | 45090.5514 | 14.29% | Three phase | 97.13 | 0.0022087 | 0.0024198 | 0.0026519 | 0.0029073 | 0.0031883 | 0.0034975 | 0.003838 | 0.0042128 | 0.0046255 | 0.0050801 | 0.0055808 | 0.0061324 | 0.0067402 | 0.0074101 | 0.0074907 | 0.0074907 | 0.0074907 | 0.0074907 | 0.0074907 | 0.0074907 | 0.799 | 0.81057 | 0.82429 | 0.83657 | 0.84129 | 0.84886 | 0.86257 | 0.88057 | 0.89071 | 0.89071 | 0.89071 | 0.89071 | 0.89071 | 0.89071 | 0.89071 | 0.89071 | 0.89071 | 0.89071 | 0.89071 | 0.89071 | 2791.3705 | 1883.1411 | 0.00024463 | 22199.0615 | 12578.4824 | 137.8416 | 94.2253 | 4674.5117 | 232.0669 | 4442.4447 | -8136.0376 | FALSE
| 60459722 | WBL005 | WBL | 22KV | 1399.75 | 6 | 45090.5514 | 14.29% | Three phase | 97.13 | 0.018007 | 0.019751 | 0.02167 | 0.023784 | 0.026111 | 0.028673 | 0.031496 | 0.034606 | 0.038033 | 0.041809 | 0.045876 | 0.045876 | 0.045876 | 0.045876 | 0.045876 | 0.045876 | 0.045876 | 0.045876 | 0.045876 | 0.045876 | 0.799 | 0.81057 | 0.82429 | 0.83657 | 0.84129 | 0.84886 | 0.86257 | 0.88057 | 0.89071 | 0.89071 | 0.89071 | 0.89071 | 0.89071 | 0.89071 | 0.89071 | 0.89071 | 0.89071 | 0.89071 | 0.89071 | 0.89071 | 20058.4714 | 83069.1749 | 0.0014982 | 135957.7175 | 77036.6691 | 844.2083 | 3534.3215 | 103127.6463 | 4378.5298 | 98749.1165 | 21712.4474 | TRUE
| 60459723 | WBL005 | WBL | 22KV | 27.21 | 6 | 45090.5514 | 14.29% | Single phase | 44.74 | 0.00025993 | 0.00028888 | 0.0003212 | 0.0003573 | 0.00039762 | 0.00044268 | 0.00049304 | 0.00054934 | 0.0006123 | 0.00068271 | 0.00076147 | 0.0008496 | 0.0008918 | 0.0008918 | 0.0008918 | 0.0008918 | 0.0008918 | 0.0008918 | 0.0008918 | 0.0008918 | 0.799 | 0.81057 | 0.82429 | 0.83657 | 0.84129 | 0.84886 | 0.86257 | 0.88057 | 0.89071 | 0.89071 | 0.89071 | 0.89071 | 0.89071 | 0.89071 | 0.89071 | 0.89071 | 0.89071 | 0.89071 | 0.89071 | 0.89071 | 349.4422 | 12.9231 | 2.9125e-05 | 1217.3754 | 689.792 | 16.4107 | 0.61518 | 362.3653 | 17.0259 | 345.3394 | -344.4526 | FALSE
| 60459724 | WBL005 | WBL | 22KV | 302.37 | 6 | 45090.5514 | 14.29% | Single phase | 44.74 | 0.0028885 | 0.0032102 | 0.0035693 | 0.0039704 | 0.0044185 | 0.0049193 | 0.0054789 | 0.0061045 | 0.0068041 | 0.0075865 | 0.0084618 | 0.0094411 | 0.0099101 | 0.0099101 | 0.0099101 | 0.0099101 | 0.0099101 | 0.0099101 | 0.0099101 | 0.0099101 | 0.799 | 0.81057 | 0.82429 | 0.83657 | 0.84129 | 0.84886 | 0.86257 | 0.88057 | 0.89071 | 0.89071 | 0.89071 | 0.89071 | 0.89071 | 0.89071 | 0.89071 | 0.89071 | 0.89071 | 0.89071 | 0.89071 | 0.89071 | 3883.1622 | 1595.8305 | 0.00032365 | 13528.0338 | 7665.2851 | 182.3635 | 75.967 | 5478.9927 | 258.3305 | 5220.6622 | -2444.6229 | FALSE
| 60459727 | WBL005 | WBL | 22KV | 272.46 | 6 | 45090.5514 | 14.29% | Three phase | 97.13 | 0.0035791 | 0.0039674 | 0.0043995 | 0.0048805 | 0.005416 | 0.0060123 | 0.0066764 | 0.0074163 | 0.0082407 | 0.0089298 | 0.0089298 | 0.0089298 | 0.0089298 | 0.0089298 | 0.0089298 | 0.0089298 | 0.0089298 | 0.0089298 | 0.0089298 | 0.0089298 | 0.799 | 0.81057 | 0.82429 | 0.83657 | 0.84129 | 0.84886 | 0.86257 | 0.88057 | 0.89071 | 0.89071 | 0.89071 | 0.89071 | 0.89071 | 0.89071 | 0.89071 | 0.89071 | 0.89071 | 0.89071 | 0.89071 | 0.89071 | 4036.2021 | 3254.6507 | 0.00029163 | 26464.0398 | 14995.114 | 164.3243 | 133.9093 | 7290.8527 | 298.2336 | 6992.6191 | -8002.4949 | FALSE
| 60459746 | WBL005 | WBL | 22KV | 481.11 | 6 | 45090.5514 | 14.29% | Three phase | 97.13 | 0.0044168 | 0.0049052 | 0.0054501 | 0.0060583 | 0.0067373 | 0.0074956 | 0.0083425 | 0.0092886 | 0.010346 | 0.011528 | 0.012849 | 0.014326 | 0.015768 | 0.015768 | 0.015768 | 0.015768 | 0.015768 | 0.015768 | 0.015768 | 0.015768 | 0.799 | 0.81057 | 0.82429 | 0.83657 | 0.84129 | 0.84886 | 0.86257 | 0.88057 | 0.89071 | 0.89071 | 0.89071 | 0.89071 | 0.89071 | 0.89071 | 0.89071 | 0.89071 | 0.89071 | 0.89071 | 0.89071 | 0.89071 | 6037.8607 | 8568.7078 | 0.00051496 | 46730.2143 | 26478.3796 | 290.164 | 417.5359 | 14606.5685 | 707.6999 | 13898.8686 | -12579.5111 | FALSE
| 60459755 | WBL005 | WBL | 22KV | 1060.18 | 6 | 45090.5514 | 14.29% | Three phase | 97.13 | 0.013682 | 0.015031 | 0.016519 | 0.018159 | 0.019969 | 0.021965 | 0.024167 | 0.026597 | 0.02928 | 0.032241 | 0.034747 | 0.034747 | 0.034747 | 0.034747 | 0.034747 | 0.034747 | 0.034747 | 0.034747 | 0.034747 | 0.034747 | 0.799 | 0.81057 | 0.82429 | 0.83657 | 0.84129 | 0.84886 | 0.86257 | 0.88057 | 0.89071 | 0.89071 | 0.89071 | 0.89071 | 0.89071 | 0.89071 | 0.89071 | 0.89071 | 0.89071 | 0.89071 | 0.89071 | 0.89071 | 15271.3665 | 47903.6366 | 0.0011348 | 102975.2834 | 58348.0878 | 639.409 | 2027.5161 | 63175.0031 | 2666.9251 | 60508.078 | 2159.9902 | TRUE
| 60459756 | WBL005 | WBL | 22KV | 1146.19 | 6 | 45090.5514 | 14.29% | Three phase | 97.13 | 0.014792 | 0.016251 | 0.017859 | 0.019632 | 0.021589 | 0.023747 | 0.026128 | 0.028755 | 0.031655 | 0.034857 | 0.037566 | 0.037566 | 0.037566 | 0.037566 | 0.037566 | 0.037566 | 0.037566 | 0.037566 | 0.037566 | 0.037566 | 0.799 | 0.81057 | 0.82429 | 0.83657 | 0.84129 | 0.84886 | 0.86257 | 0.88057 | 0.89071 | 0.89071 | 0.89071 | 0.89071 | 0.89071 | 0.89071 | 0.89071 | 0.89071 | 0.89071 | 0.89071 | 0.89071 | 0.89071 | 16510.2979 | 55991.5513 | 0.0012268 | 111329.4347 | 63081.7359 | 691.2828 | 2369.8362 | 72501.8492 | 3061.119 | 69440.7301 | 6358.9942 | TRUE
| 60459764 | WBL005 | WBL | 22KV | 2043.08 | 6 | 45090.5514 | 14.29% | Three phase | 97.13 | 0.02387 | 0.026512 | 0.029458 | 0.032745 | 0.036414 | 0.040508 | 0.045079 | 0.050183 | 0.055884 | 0.062252 | 0.066961 | 0.066961 | 0.066961 | 0.066961 | 0.066961 | 0.066961 | 0.066961 | 0.066961 | 0.066961 | 0.066961 | 0.799 | 0.81057 | 0.82429 | 0.83657 | 0.84129 | 0.84886 | 0.86257 | 0.88057 | 0.89071 | 0.89071 | 0.89071 | 0.89071 | 0.89071 | 0.89071 | 0.89071 | 0.89071 | 0.89071 | 0.89071 | 0.89071 | 0.89071 | 28882.7009 | 174430.0433 | 0.0021868 | 198444.3604 | 112442.992 | 1232.2094 | 7529.6683 | 203312.7443 | 8761.8778 | 194550.8665 | 82107.8746 | TRUE
| 60459775 | WBL005 | WBL | 22KV | 334.93 | 6 | 45090.5514 | 14.29% | Three phase | 97.13 | 0.0043515 | 0.0047969 | 0.0052896 | 0.0058348 | 0.0064384 | 0.0071066 | 0.0078465 | 0.0086659 | 0.0095736 | 0.010579 | 0.010977 | 0.010977 | 0.010977 | 0.010977 | 0.010977 | 0.010977 | 0.010977 | 0.010977 | 0.010977 | 0.010977 | 0.799 | 0.81057 | 0.82429 | 0.83657 | 0.84129 | 0.84886 | 0.86257 | 0.88057 | 0.89071 | 0.89071 | 0.89071 | 0.89071 | 0.89071 | 0.89071 | 0.89071 | 0.89071 | 0.89071 | 0.89071 | 0.89071 | 0.89071 | 4878.1941 | 4834.6412 | 0.0003585 | 32531.7509 | 18433.2142 | 202.0009 | 202.3547 | 9712.8354 | 404.3555 | 9308.4798 | -9124.7344 | FALSE
| 60459780 | WBL005 | WBL | 22KV | 165.57 | 6 | 45090.5514 | 14.29% | Single phase | 44.74 | 0.0012458 | 0.0013844 | 0.0015392 | 0.0017122 | 0.0019055 | 0.0021217 | 0.0023634 | 0.0026338 | 0.0029363 | 0.0032749 | 0.0036539 | 0.0040783 | 0.0045535 | 0.0050858 | 0.0054265 | 0.0054265 | 0.0054265 | 0.0054265 | 0.0054265 | 0.0054265 | 0.799 | 0.81057 | 0.82429 | 0.83657 | 0.84129 | 0.84886 | 0.86257 | 0.88057 | 0.89071 | 0.89071 | 0.89071 | 0.89071 | 0.89071 | 0.89071 | 0.89071 | 0.89071 | 0.89071 | 0.89071 | 0.89071 | 0.89071 | 1858.0074 | 417.4319 | 0.00017722 | 7407.6018 | 4197.3121 | 99.8575 | 22.7778 | 2275.4392 | 122.6353 | 2152.804 | -2044.5081 | FALSE
| 60459788 | WBL005 | WBL | 22KV | 987.39 | 6 | 45090.5514 | 14.29% | Three phase | 97.13 | 0.012702 | 0.013932 | 0.015286 | 0.016777 | 0.018419 | 0.020226 | 0.022218 | 0.024411 | 0.026829 | 0.029492 | 0.032361 | 0.032361 | 0.032361 | 0.032361 | 0.032361 | 0.032361 | 0.032361 | 0.032361 | 0.032361 | 0.032361 | 0.799 | 0.81057 | 0.82429 | 0.83657 | 0.84129 | 0.84886 | 0.86257 | 0.88057 | 0.89071 | 0.89071 | 0.89071 | 0.89071 | 0.89071 | 0.89071 | 0.89071 | 0.89071 | 0.89071 | 0.89071 | 0.89071 | 0.89071 | 14149.3368 | 41334.8526 | 0.0010569 | 95905.1907 | 54342.0159 | 595.5084 | 1758.6627 | 55484.1894 | 2354.1711 | 53130.0183 | -1211.9976 | FALSE
| 60459797 | WBL005 | WBL | 22KV | 134.53 | 6 | 45090.5514 | 14.29% | Single phase | 44.74 | 0.0017362 | 0.0019074 | 0.0020961 | 0.0023043 | 0.0025339 | 0.0027872 | 0.0030666 | 0.003375 | 0.0037154 | 0.0040912 | 0.0044092 | 0.0044092 | 0.0044092 | 0.0044092 | 0.0044092 | 0.0044092 | 0.0044092 | 0.0044092 | 0.0044092 | 0.0044092 | 0.799 | 0.81057 | 0.82429 | 0.83657 | 0.84129 | 0.84886 | 0.86257 | 0.88057 | 0.89071 | 0.89071 | 0.89071 | 0.89071 | 0.89071 | 0.89071 | 0.89071 | 0.89071 | 0.89071 | 0.89071 | 0.89071 | 0.89071 | 1937.8379 | 355.2959 | 0.000144 | 6018.8722 | 3410.427 | 81.1369 | 15.0379 | 2293.1337 | 96.1747 | 2196.959 | -1213.468 | FALSE
| 60459805 | WBL005 | WBL | 22KV | 454.49 | 6 | 45090.5514 | 14.29% | Three phase | 97.13 | 0.0034196 | 0.0038001 | 0.004225 | 0.0046999 | 0.0052306 | 0.005824 | 0.0064875 | 0.0072298 | 0.0080603 | 0.0089897 | 0.01003 | 0.011195 | 0.012499 | 0.01396 | 0.014896 | 0.014896 | 0.014896 | 0.014896 | 0.014896 | 0.014896 | 0.799 | 0.81057 | 0.82429 | 0.83657 | 0.84129 | 0.84886 | 0.86257 | 0.88057 | 0.89071 | 0.89071 | 0.89071 | 0.89071 | 0.89071 | 0.89071 | 0.89071 | 0.89071 | 0.89071 | 0.89071 | 0.89071 | 0.89071 | 5100.2342 | 6828.5481 | 0.00048647 | 44144.6137 | 25013.3208 | 274.1091 | 372.6094 | 11928.7823 | 646.7185 | 11282.0638 | -13731.257 | FALSE
| 60459830 | WBL005 | WBL | 22KV | 717.48 | 6 | 45090.5514 | 14.29% | Single phase | 44.74 | 0.0053478 | 0.005929 | 0.0065767 | 0.0072986 | 0.0081035 | 0.0090013 | 0.010003 | 0.01112 | 0.012367 | 0.01376 | 0.015315 | 0.017051 | 0.01899 | 0.021158 | 0.023515 | 0.023515 | 0.023515 | 0.023515 | 0.023515 | 0.023515 | 0.799 | 0.81057 | 0.82429 | 0.83657 | 0.84129 | 0.84886 | 0.86257 | 0.88057 | 0.89071 | 0.89071 | 0.89071 | 0.89071 | 0.89071 | 0.89071 | 0.89071 | 0.89071 | 0.89071 | 0.89071 | 0.89071 | 0.89071 | 7916.3527 | 7707.2376 | 0.00076797 | 32100.0552 | 18188.6058 | 432.722 | 427.7276 | 15623.5903 | 860.4496 | 14763.1407 | -3425.4651 | FALSE
| 60459841 | WBL005 | WBL | 22KV | 16.83 | 6 | 45090.5514 | 14.29% | Three phase | 97.13 | 0.00010437 | 0.00011323 | 0.00012289 | 0.00013342 | 0.00014489 | 0.0001574 | 0.00017105 | 0.00018593 | 0.00020216 | 0.00021988 | 0.00023921 | 0.00026031 | 0.00028334 | 0.00030848 | 0.00033593 | 0.00036591 | 0.00039866 | 0.00043443 | 0.0004735 | 0.0005162 | 0.799 | 0.81057 | 0.82429 | 0.83657 | 0.84129 | 0.84886 | 0.86257 | 0.88057 | 0.89071 | 0.89071 | 0.89071 | 0.89071 | 0.89071 | 0.89071 | 0.89071 | 0.89071 | 0.89071 | 0.89071 | 0.89071 | 0.89071 | 134.4601 | 6.6748 | 1.8014e-05 | 1634.6979 | 926.2562 | 10.1504 | 0.51094 | 141.1349 | 10.6613 | 130.4735 | -795.7827 | FALSE
| 60459842 | WBL005 | WBL | 22KV | 31.49 | 6 | 45090.5514 | 14.29% | Three phase | 97.13 | 0.00019528 | 0.00021186 | 0.00022993 | 0.00024963 | 0.0002711 | 0.00029451 | 0.00032004 | 0.00034789 | 0.00037826 | 0.00041141 | 0.00044757 | 0.00048705 | 0.00053014 | 0.00057718 | 0.00062855 | 0.00068465 | 0.00074591 | 0.00081284 | 0.00088595 | 0.00096584 | 0.799 | 0.81057 | 0.82429 | 0.83657 | 0.84129 | 0.84886 | 0.86257 | 0.88057 | 0.89071 | 0.89071 | 0.89071 | 0.89071 | 0.89071 | 0.89071 | 0.89071 | 0.89071 | 0.89071 | 0.89071 | 0.89071 | 0.89071 | 251.5833 | 23.3678 | 3.3706e-05 | 3058.6237 | 1733.0843 | 18.992 | 1.7888 | 274.9511 | 20.7808 | 254.1703 | -1478.914 | FALSE
| 60459861 | WBL005 | WBL | 22KV | 2627.49 | 6 | 45090.5514 | 14.29% | Single phase | 44.74 | 0.032836 | 0.035493 | 0.038373 | 0.041496 | 0.044883 | 0.048557 | 0.052541 | 0.056864 | 0.061555 | 0.066644 | 0.072168 | 0.078162 | 0.084669 | 0.086115 | 0.086115 | 0.086115 | 0.086115 | 0.086115 | 0.086115 | 0.086115 | 0.799 | 0.81057 | 0.82429 | 0.83657 | 0.84129 | 0.84886 | 0.86257 | 0.88057 | 0.89071 | 0.89071 | 0.89071 | 0.89071 | 0.89071 | 0.89071 | 0.89071 | 0.89071 | 0.89071 | 0.89071 | 0.89071 | 0.89071 | 35344.0607 | 126547.4325 | 0.0028124 | 117553.9026 | 66608.6579 | 1584.675 | 5736.2733 | 161891.4933 | 7320.9484 | 154570.5449 | 87961.8869 | TRUE
| 60459862 | WBL005 | WBL | 22KV | 869.74 | 6 | 45090.5514 | 14.29% | Single phase | 44.74 | 0.010778 | 0.011601 | 0.012489 | 0.013448 | 0.014483 | 0.015601 | 0.016808 | 0.018112 | 0.019521 | 0.021042 | 0.022686 | 0.024462 | 0.026381 | 0.028455 | 0.028506 | 0.028506 | 0.028506 | 0.028506 | 0.028506 | 0.028506 | 0.799 | 0.81057 | 0.82429 | 0.83657 | 0.84129 | 0.84886 | 0.86257 | 0.88057 | 0.89071 | 0.89071 | 0.89071 | 0.89071 | 0.89071 | 0.89071 | 0.89071 | 0.89071 | 0.89071 | 0.89071 | 0.89071 | 0.89071 | 11435.9361 | 13554.5259 | 0.00093094 | 38912.1676 | 22048.5003 | 524.5521 | 628.5308 | 24990.4621 | 1153.0829 | 23837.3792 | 1788.8788 | TRUE
| 60459870 | WBL005 | WBL | 22KV | 128.97 | 6 | 45090.5514 | 14.29% | Single phase | 44.74 | 0.00097038 | 0.0010783 | 0.0011989 | 0.0013337 | 0.0014843 | 0.0016527 | 0.001841 | 0.0020516 | 0.0022873 | 0.002551 | 0.0028462 | 0.0031768 | 0.0035469 | 0.0039615 | 0.004227 | 0.004227 | 0.004227 | 0.004227 | 0.004227 | 0.004227 | 0.799 | 0.81057 | 0.82429 | 0.83657 | 0.84129 | 0.84886 | 0.86257 | 0.88057 | 0.89071 | 0.89071 | 0.89071 | 0.89071 | 0.89071 | 0.89071 | 0.89071 | 0.89071 | 0.89071 | 0.89071 | 0.89071 | 0.89071 | 1447.2864 | 253.2793 | 0.00013805 | 5770.1178 | 3269.4772 | 77.7836 | 13.8205 | 1700.5657 | 91.6041 | 1608.9616 | -1660.5156 | FALSE
| 60459885 | WBL005 | WBL | 22KV | 1106.99 | 6 | 45090.5514 | 14.29% | Single phase | 44.74 | 0.0058785 | 0.0063624 | 0.0068885 | 0.0074607 | 0.0080831 | 0.0087602 | 0.009497 | 0.010299 | 0.011172 | 0.012122 | 0.013157 | 0.014284 | 0.015511 | 0.016848 | 0.018305 | 0.019892 | 0.021622 | 0.023508 | 0.025564 | 0.027805 | 0.799 | 0.81057 | 0.82429 | 0.83657 | 0.84129 | 0.84886 | 0.86257 | 0.88057 | 0.89071 | 0.89071 | 0.89071 | 0.89071 | 0.89071 | 0.89071 | 0.89071 | 0.89071 | 0.89071 | 0.89071 | 0.89071 | 0.89071 | 7374.7464 | 11095.3098 | 0.0011849 | 49526.7326 | 28062.9492 | 667.6408 | 1018.2047 | 18470.0562 | 1685.8454 | 16784.2107 | -11278.7384 | FALSE
| 60459886 | WBL005 | WBL | 22KV | 33.47 | 6 | 45090.5514 | 14.29% | Three phase | 97.13 | 0.00039104 | 0.00043431 | 0.00048259 | 0.00053644 | 0.00059653 | 0.00066361 | 0.00073849 | 0.00082211 | 0.0009155 | 0.0010198 | 0.001097 | 0.001097 | 0.001097 | 0.001097 | 0.001097 | 0.001097 | 0.001097 | 0.001097 | 0.001097 | 0.001097 | 0.799 | 0.81057 | 0.82429 | 0.83657 | 0.84129 | 0.84886 | 0.86257 | 0.88057 | 0.89071 | 0.89071 | 0.89071 | 0.89071 | 0.89071 | 0.89071 | 0.89071 | 0.89071 | 0.89071 | 0.89071 | 0.89071 | 0.89071 | 473.1601 | 46.8125 | 3.5825e-05 | 3250.9411 | 1842.0556 | 20.1862 | 2.0208 | 519.9726 | 22.207 | 497.7657 | -1344.2899 | FALSE
| 60459887 | WBL005 | WBL | 22KV | 517.91 | 6 | 45090.5514 | 14.29% | Three phase | 97.13 | 0.0060509 | 0.0067205 | 0.0074675 | 0.0083008 | 0.0092307 | 0.010269 | 0.011427 | 0.012721 | 0.014166 | 0.015781 | 0.016974 | 0.016974 | 0.016974 | 0.016974 | 0.016974 | 0.016974 | 0.016974 | 0.016974 | 0.016974 | 0.016974 | 0.799 | 0.81057 | 0.82429 | 0.83657 | 0.84129 | 0.84886 | 0.86257 | 0.88057 | 0.89071 | 0.89071 | 0.89071 | 0.89071 | 0.89071 | 0.89071 | 0.89071 | 0.89071 | 0.89071 | 0.89071 | 0.89071 | 0.89071 | 7321.6123 | 11208.8004 | 0.00055435 | 50304.5983 | 28503.7052 | 312.3586 | 483.8533 | 18530.4127 | 796.2119 | 17734.2009 | -10769.5043 | FALSE
| 60459890 | WBL005 | WBL | 22KV | 187.75 | 6 | 45090.5514 | 14.29% | Single phase | 44.74 | 0.0014126 | 0.0015698 | 0.0017454 | 0.0019415 | 0.0021608 | 0.0024059 | 0.00268 | 0.0029866 | 0.0033297 | 0.0037136 | 0.0041434 | 0.0046246 | 0.0051635 | 0.005767 | 0.0061535 | 0.0061535 | 0.0061535 | 0.0061535 | 0.0061535 | 0.0061535 | 0.799 | 0.81057 | 0.82429 | 0.83657 | 0.84129 | 0.84886 | 0.86257 | 0.88057 | 0.89071 | 0.89071 | 0.89071 | 0.89071 | 0.89071 | 0.89071 | 0.89071 | 0.89071 | 0.89071 | 0.89071 | 0.89071 | 0.89071 | 2106.9088 | 536.7625 | 0.00020096 | 8399.935 | 4759.5902 | 113.2346 | 29.2892 | 2643.6713 | 142.5238 | 2501.1475 | -2258.4426 | FALSE
| 60459896 | WBL005 | WBL | 22KV | 614.27 | 6 | 45090.5514 | 14.29% | Three phase | 97.13 | 0.0057028 | 0.0061911 | 0.0067233 | 0.0073032 | 0.0079353 | 0.0086244 | 0.0093758 | 0.010195 | 0.011089 | 0.012063 | 0.013127 | 0.014287 | 0.015553 | 0.016935 | 0.018443 | 0.020089 | 0.020133 | 0.020133 | 0.020133 | 0.020133 | 0.799 | 0.81057 | 0.82429 | 0.83657 | 0.84129 | 0.84886 | 0.86257 | 0.88057 | 0.89071 | 0.89071 | 0.89071 | 0.89071 | 0.89071 | 0.89071 | 0.89071 | 0.89071 | 0.89071 | 0.89071 | 0.89071 | 0.89071 | 6960.8296 | 12623.5584 | 0.00065749 | 59664.0451 | 33806.9761 | 370.4746 | 680.6498 | 19584.388 | 1051.1244 | 18533.2636 | -15273.7124 | FALSE
| 60459897 | WBL005 | WBL | 22KV | 3919.36 | 6 | 45090.5514 | 14.29% | Three phase | 97.13 | 0.036387 | 0.039503 | 0.042898 | 0.046598 | 0.050631 | 0.055028 | 0.059822 | 0.06505 | 0.070751 | 0.076971 | 0.083755 | 0.091158 | 0.099236 | 0.10805 | 0.11768 | 0.12818 | 0.12846 | 0.12846 | 0.12846 | 0.12846 | 0.799 | 0.81057 | 0.82429 | 0.83657 | 0.84129 | 0.84886 | 0.86257 | 0.88057 | 0.89071 | 0.89071 | 0.89071 | 0.89071 | 0.89071 | 0.89071 | 0.89071 | 0.89071 | 0.89071 | 0.89071 | 0.89071 | 0.89071 | 44413.6897 | 513917.6055 | 0.0041952 | 380687.4368 | 215705.9758 | 2363.8195 | 27709.9291 | 558331.2951 | 30073.7486 | 528257.5466 | 312551.5708 | TRUE
| 60459898 | WBL005 | WBL | 22KV | 2807.35 | 6 | 45090.5514 | 14.29% | Three phase | 97.13 | 0.026693 | 0.02933 | 0.032241 | 0.035453 | 0.038999 | 0.042914 | 0.047238 | 0.052013 | 0.057289 | 0.063118 | 0.06956 | 0.076679 | 0.08455 | 0.09201 | 0.09201 | 0.09201 | 0.09201 | 0.09201 | 0.09201 | 0.09201 | 0.799 | 0.81057 | 0.82429 | 0.83657 | 0.84129 | 0.84886 | 0.86257 | 0.88057 | 0.89071 | 0.89071 | 0.89071 | 0.89071 | 0.89071 | 0.89071 | 0.89071 | 0.89071 | 0.89071 | 0.89071 | 0.89071 | 0.89071 | 34413.1975 | 285114.6439 | 0.0030049 | 272677.9055 | 154505.371 | 1693.1511 | 14216.6812 | 319527.8413 | 15909.8322 | 303618.0091 | 149112.6381 | TRUE
| 60459936 | WBL005 | WBL | 22KV | 1693.15 | 6 | 45090.5514 | 14.29% | Single phase | 44.74 | 0.016213 | 0.01788 | 0.019725 | 0.02177 | 0.024035 | 0.026546 | 0.029329 | 0.032415 | 0.035837 | 0.039633 | 0.043844 | 0.048516 | 0.0537 | 0.055493 | 0.055493 | 0.055493 | 0.055493 | 0.055493 | 0.055493 | 0.055493 | 0.799 | 0.81057 | 0.82429 | 0.83657 | 0.84129 | 0.84886 | 0.86257 | 0.88057 | 0.89071 | 0.89071 | 0.89071 | 0.89071 | 0.89071 | 0.89071 | 0.89071 | 0.89071 | 0.89071 | 0.89071 | 0.89071 | 0.89071 | 21153.0517 | 48684.8141 | 0.0018123 | 75751.531 | 42922.5037 | 1021.1619 | 2381.9825 | 69837.8658 | 3403.1443 | 66434.7214 | 23512.2177 | TRUE
| 60459938 | WBL005 | WBL | 22KV | 256.26 | 6 | 45090.5514 | 14.29% | Single phase | 44.74 | 0.0031757 | 0.0034181 | 0.0036798 | 0.0039623 | 0.0042674 | 0.0045967 | 0.0049524 | 0.0053366 | 0.0057516 | 0.0061998 | 0.0066841 | 0.0072074 | 0.0077728 | 0.0083839 | 0.0083989 | 0.0083989 | 0.0083989 | 0.0083989 | 0.0083989 | 0.0083989 | 0.799 | 0.81057 | 0.82429 | 0.83657 | 0.84129 | 0.84886 | 0.86257 | 0.88057 | 0.89071 | 0.89071 | 0.89071 | 0.89071 | 0.89071 | 0.89071 | 0.89071 | 0.89071 | 0.89071 | 0.89071 | 0.89071 | 0.89071 | 3369.4817 | 1176.7036 | 0.00027429 | 11465.0724 | 6496.3652 | 154.5539 | 54.5644 | 4546.1853 | 209.1183 | 4337.067 | -2159.2982 | FALSE
| 60459947 | WBL005 | WBL | 22KV | 598.97 | 6 | 45090.5514 | 14.29% | Three phase | 97.13 | 0.0036393 | 0.0040038 | 0.004407 | 0.0048529 | 0.0053464 | 0.0058926 | 0.0064972 | 0.0071667 | 0.0079082 | 0.0087297 | 0.0096399 | 0.010649 | 0.011767 | 0.013006 | 0.014381 | 0.015906 | 0.017597 | 0.019474 | 0.019631 | 0.019631 | 0.799 | 0.81057 | 0.82429 | 0.83657 | 0.84129 | 0.84886 | 0.86257 | 0.88057 | 0.89071 | 0.89071 | 0.89071 | 0.89071 | 0.89071 | 0.89071 | 0.89071 | 0.89071 | 0.89071 | 0.89071 | 0.89071 | 0.89071 | 5421.0414 | 9561.7176 | 0.00064112 | 58177.9561 | 32964.925 | 361.247 | 647.1653 | 14982.759 | 1008.4123 | 13974.3467 | -18990.5783 | FALSE
| 60459982 | WBL006 | WBL | 22KV | 393.75 | 0 | 45090.5514 | 100% | Three phase | 97.13 | 0.0040766 | 0.0045275 | 0.0050306 | 0.005592 | 0.0062187 | 0.0069182 | 0.0076994 | 0.0085719 | 0.0095467 | 0.010636 | 0.011853 | 0.012905 | 0.012905 | 0.012905 | 0.012905 | 0.012905 | 0.012905 | 0.012905 | 0.012905 | 0.012905 | 4.182 | 4.232 | 4.323 | 4.379 | 4.415 | 4.479 | 4.573 | 4.673 | 4.733 | 4.733 | 4.733 | 4.733 | 4.733 | 4.733 | 4.733 | 4.733 | 4.733 | 4.733 | 4.733 | 4.733 | 27857.3478 | 6112.2342 | 0.00042146 | 38244.9375 | 21670.4329 | 1255.5764 | 279.6702 | 33969.582 | 1535.2467 | 32434.3353 | 10763.9024 | TRUE
| 60459983 | WBL006 | WBL | 22KV | 648.23 | 0 | 45090.5514 | 100% | Three phase | 97.13 | 0.0059511 | 0.0066091 | 0.0073433 | 0.0081628 | 0.0090776 | 0.010099 | 0.01124 | 0.012515 | 0.01394 | 0.015532 | 0.017312 | 0.019302 | 0.021246 | 0.021246 | 0.021246 | 0.021246 | 0.021246 | 0.021246 | 0.021246 | 0.021246 | 4.182 | 4.232 | 4.323 | 4.379 | 4.415 | 4.479 | 4.573 | 4.673 | 4.733 | 4.733 | 4.733 | 4.733 | 4.733 | 4.733 | 4.733 | 4.733 | 4.733 | 4.733 | 4.733 | 4.733 | 43112.853 | 15555.5302 | 0.00069384 | 62962.5799 | 35675.9993 | 2067.0535 | 757.9898 | 58668.3832 | 2825.0433 | 55843.34 | 20167.3406 | TRUE
| 60459984 | WBL006 | WBL | 22KV | 79.77 | 0 | 45090.5514 | 100% | Three phase | 97.13 | 0.00073233 | 0.0008133 | 0.00090365 | 0.0010045 | 0.0011171 | 0.0012428 | 0.0013832 | 0.0015401 | 0.0017154 | 0.0019113 | 0.0021304 | 0.0023753 | 0.0026144 | 0.0026144 | 0.0026144 | 0.0026144 | 0.0026144 | 0.0026144 | 0.0026144 | 0.0026144 | 4.182 | 4.232 | 4.323 | 4.379 | 4.415 | 4.479 | 4.573 | 4.673 | 4.733 | 4.733 | 4.733 | 4.733 | 4.733 | 4.733 | 4.733 | 4.733 | 4.733 | 4.733 | 4.733 | 4.733 | 5305.389 | 235.5623 | 8.5383e-05 | 7748.0601 | 4390.2233 | 254.3678 | 11.4785 | 5540.9512 | 265.8463 | 5275.1049 | 884.8816 | TRUE
| 60459985 | WBL006 | WBL | 22KV | 573.99 | 0 | 45090.5514 | 100% | Three phase | 97.13 | 0.0069853 | 0.0076674 | 0.0084188 | 0.0092469 | 0.010159 | 0.011165 | 0.012274 | 0.013497 | 0.014846 | 0.016333 | 0.017974 | 0.018812 | 0.018812 | 0.018812 | 0.018812 | 0.018812 | 0.018812 | 0.018812 | 0.018812 | 0.018812 | 4.182 | 4.232 | 4.323 | 4.379 | 4.415 | 4.479 | 4.573 | 4.673 | 4.733 | 4.733 | 4.733 | 4.733 | 4.733 | 4.733 | 4.733 | 4.733 | 4.733 | 4.733 | 4.733 | 4.733 | 42464.1294 | 13606.044 | 0.00061438 | 55751.6487 | 31590.1252 | 1830.3195 | 594.311 | 56070.1734 | 2424.6305 | 53645.5428 | 22055.4177 | TRUE
| 60459987 | WBL006 | WBL | 22KV | 793.16 | 0 | 45090.5514 | 100% | Three phase | 97.13 | 0.0096525 | 0.010595 | 0.011633 | 0.012778 | 0.014039 | 0.015429 | 0.016961 | 0.018651 | 0.020515 | 0.02257 | 0.024838 | 0.025996 | 0.025996 | 0.025996 | 0.025996 | 0.025996 | 0.025996 | 0.025996 | 0.025996 | 0.025996 | 4.182 | 4.232 | 4.323 | 4.379 | 4.415 | 4.479 | 4.573 | 4.673 | 4.733 | 4.733 | 4.733 | 4.733 | 4.733 | 4.733 | 4.733 | 4.733 | 4.733 | 4.733 | 4.733 | 4.733 | 58678.4593 | 25980.3398 | 0.00084897 | 77039.6308 | 43652.3697 | 2529.2013 | 1134.8193 | 84658.7991 | 3664.0206 | 80994.7785 | 37342.4088 | TRUE
| 60460000 | WBL006 | WBL | 22KV | 92.65 | 0 | 45090.5514 | 100% | Three phase | 97.13 | 0.00085057 | 0.00094462 | 0.0010496 | 0.0011667 | 0.0012974 | 0.0014435 | 0.0016066 | 0.0017888 | 0.0019924 | 0.00222 | 0.0024744 | 0.0027588 | 0.0030366 | 0.0030366 | 0.0030366 | 0.0030366 | 0.0030366 | 0.0030366 | 0.0030366 | 0.0030366 | 4.182 | 4.232 | 4.323 | 4.379 | 4.415 | 4.479 | 4.573 | 4.673 | 4.733 | 4.733 | 4.733 | 4.733 | 4.733 | 4.733 | 4.733 | 4.733 | 4.733 | 4.733 | 4.733 | 4.733 | 6162.0194 | 317.7733 | 9.917e-05 | 8999.0945 | 5099.0873 | 295.4391 | 15.4845 | 6479.7927 | 310.9236 | 6168.8691 | 1069.7819 | TRUE
| 60460004 | WBL006 | WBL | 22KV | 871.09 | 0 | 45090.5514 | 100% | Three phase | 97.13 | 0.010624 | 0.011344 | 0.012114 | 0.012939 | 0.013822 | 0.014768 | 0.01578 | 0.016865 | 0.018026 | 0.01927 | 0.020603 | 0.022031 | 0.023561 | 0.0252 | 0.026957 | 0.02855 | 0.02855 | 0.02855 | 0.02855 | 0.02855 | 4.182 | 4.232 | 4.323 | 4.379 | 4.415 | 4.479 | 4.573 | 4.673 | 4.733 | 4.733 | 4.733 | 4.733 | 4.733 | 4.733 | 4.733 | 4.733 | 4.733 | 4.733 | 4.733 | 4.733 | 57546.6053 | 28009.1448 | 0.00093239 | 84608.9717 | 47941.3268 | 2777.7018 | 1368.7721 | 85555.7501 | 4146.4739 | 81409.2762 | 33467.9494 | TRUE
| 60460005 | WBL006 | WBL | 22KV | 55.93 | 0 | 45090.5514 | 100% | Three phase | 97.13 | 0.00069271 | 0.00076712 | 0.00084987 | 0.00094189 | 0.0010442 | 0.0011581 | 0.0012849 | 0.0014259 | 0.0015829 | 0.0017578 | 0.0018331 | 0.0018331 | 0.0018331 | 0.0018331 | 0.0018331 | 0.0018331 | 0.0018331 | 0.0018331 | 0.0018331 | 0.0018331 | 4.182 | 4.232 | 4.323 | 4.379 | 4.415 | 4.479 | 4.573 | 4.673 | 4.733 | 4.733 | 4.733 | 4.733 | 4.733 | 4.733 | 4.733 | 4.733 | 4.733 | 4.733 | 4.733 | 4.733 | 4269.1507 | 133.318 | 5.9866e-05 | 5432.4809 | 3078.1646 | 178.3477 | 5.6428 | 4402.4687 | 183.9905 | 4218.4782 | 1140.3136 | TRUE
| 60460007 | WBL006 | WBL | 22KV | 219.46 | 0 | 45090.5514 | 100% | Three phase | 97.13 | 0.0028513 | 0.0031431 | 0.0034659 | 0.0038232 | 0.0042187 | 0.0046565 | 0.0051413 | 0.0056783 | 0.006273 | 0.0069319 | 0.0071928 | 0.0071928 | 0.0071928 | 0.0071928 | 0.0071928 | 0.0071928 | 0.0071928 | 0.0071928 | 0.0071928 | 0.0071928 | 4.182 | 4.232 | 4.323 | 4.379 | 4.415 | 4.479 | 4.573 | 4.673 | 4.733 | 4.733 | 4.733 | 4.733 | 4.733 | 4.733 | 4.733 | 4.733 | 4.733 | 4.733 | 4.733 | 4.733 | 16930.6027 | 2075.7111 | 0.0002349 | 21316.1498 | 12078.205 | 699.8065 | 86.8792 | 19006.3138 | 786.6857 | 18219.6281 | 6141.4231 | TRUE
| 60460008 | WBL006 | WBL | 22KV | 74.88 | 0 | 45090.5514 | 100% | Three phase | 97.13 | 0.00097287 | 0.0010724 | 0.0011826 | 0.0013045 | 0.0014394 | 0.0015888 | 0.0017542 | 0.0019374 | 0.0021404 | 0.0023652 | 0.0024542 | 0.0024542 | 0.0024542 | 0.0024542 | 0.0024542 | 0.0024542 | 0.0024542 | 0.0024542 | 0.0024542 | 0.0024542 | 4.182 | 4.232 | 4.323 | 4.379 | 4.415 | 4.479 | 4.573 | 4.673 | 4.733 | 4.733 | 4.733 | 4.733 | 4.733 | 4.733 | 4.733 | 4.733 | 4.733 | 4.733 | 4.733 | 4.733 | 5776.7408 | 241.6506 | 8.0149e-05 | 7273.0944 | 4121.0972 | 238.7748 | 10.1143 | 6018.3913 | 248.8891 | 5769.5023 | 1648.4051 | TRUE
| 60460009 | WBL006 | WBL | 22KV | 618.88 | 0 | 45090.5514 | 100% | Three phase | 97.13 | 0.0080407 | 0.0088636 | 0.009774 | 0.010782 | 0.011897 | 0.013131 | 0.014499 | 0.016013 | 0.01769 | 0.019548 | 0.020284 | 0.020284 | 0.020284 | 0.020284 | 0.020284 | 0.020284 | 0.020284 | 0.020284 | 0.020284 | 0.020284 | 4.182 | 4.232 | 4.323 | 4.379 | 4.415 | 4.479 | 4.573 | 4.673 | 4.733 | 4.733 | 4.733 | 4.733 | 4.733 | 4.733 | 4.733 | 4.733 | 4.733 | 4.733 | 4.733 | 4.733 | 47744.5156 | 16507.0341 | 0.00066243 | 60111.8144 | 34060.6921 | 1973.4632 | 690.9045 | 64251.5498 | 2664.3677 | 61587.1821 | 27526.4899 | TRUE
| 60460011 | WBL006 | WBL | 22KV | 18.22 | 0 | 45090.5514 | 100% | Three phase | 97.13 | 0.0001318 | 0.00014635 | 0.0001626 | 0.00018074 | 0.000201 | 0.00022363 | 0.00024893 | 0.00027721 | 0.00030883 | 0.00034419 | 0.00038374 | 0.000428 | 0.00047753 | 0.00053297 | 0.00059503 | 0.00059716 | 0.00059716 | 0.00059716 | 0.00059716 | 0.00059716 | 4.182 | 4.232 | 4.323 | 4.379 | 4.415 | 4.479 | 4.573 | 4.673 | 4.733 | 4.733 | 4.733 | 4.733 | 4.733 | 4.733 | 4.733 | 4.733 | 4.733 | 4.733 | 4.733 | 4.733 | 1054.5398 | 10.6755 | 1.9502e-05 | 1769.7086 | 1002.7563 | 58.0993 | 0.59883 | 1065.2153 | 58.6981 | 1006.5172 | 3.7609 | TRUE
| 60460014 | WBL006 | WBL | 22KV | 49.12 | 0 | 45090.5514 | 100% | Three phase | 97.13 | 0.00050855 | 0.00056481 | 0.00062757 | 0.0006976 | 0.00077577 | 0.00086304 | 0.00096049 | 0.0010693 | 0.0011909 | 0.0013268 | 0.0014787 | 0.0016099 | 0.0016099 | 0.0016099 | 0.0016099 | 0.0016099 | 0.0016099 | 0.0016099 | 0.0016099 | 0.0016099 | 4.182 | 4.232 | 4.323 | 4.379 | 4.415 | 4.479 | 4.573 | 4.673 | 4.733 | 4.733 | 4.733 | 4.733 | 4.733 | 4.733 | 4.733 | 4.733 | 4.733 | 4.733 | 4.733 | 4.733 | 3475.182 | 95.1208 | 5.2576e-05 | 4771.0256 | 2703.3693 | 156.6322 | 4.3523 | 3570.3028 | 160.9845 | 3409.3183 | 705.949 | TRUE
| 60460017 | WBL006 | WBL | 22KV | 41.72 | 0 | 45090.5514 | 100% | Three phase | 97.13 | 0.00028528 | 0.00031394 | 0.00034563 | 0.00038069 | 0.00041948 | 0.00046241 | 0.00050994 | 0.00056256 | 0.00062083 | 0.00068539 | 0.00075691 | 0.00083616 | 0.000924 | 0.0010214 | 0.0011293 | 0.0012491 | 0.0013674 | 0.0013674 | 0.0013674 | 0.0013674 | 4.182 | 4.232 | 4.323 | 4.379 | 4.415 | 4.479 | 4.573 | 4.673 | 4.733 | 4.733 | 4.733 | 4.733 | 4.733 | 4.733 | 4.733 | 4.733 | 4.733 | 4.733 | 4.733 | 4.733 | 2196.7081 | 50.9325 | 4.4656e-05 | 4052.2636 | 2296.1028 | 133.0353 | 3.1397 | 2247.6406 | 136.175 | 2111.4656 | -184.6372 | FALSE
| 60460020 | WBL006 | WBL | 22KV | 135.68 | 0 | 45090.5514 | 100% | Three phase | 97.13 | 0.0017823 | 0.0019757 | 0.0021909 | 0.0024304 | 0.002697 | 0.002994 | 0.0033247 | 0.0036932 | 0.0041037 | 0.0044469 | 0.0044469 | 0.0044469 | 0.0044469 | 0.0044469 | 0.0044469 | 0.0044469 | 0.0044469 | 0.0044469 | 0.0044469 | 0.0044469 | 4.182 | 4.232 | 4.323 | 4.379 | 4.415 | 4.479 | 4.573 | 4.673 | 4.733 | 4.733 | 4.733 | 4.733 | 4.733 | 4.733 | 4.733 | 4.733 | 4.733 | 4.733 | 4.733 | 4.733 | 10645.9857 | 807.1059 | 0.00014523 | 13178.5984 | 7467.2872 | 432.6517 | 33.2075 | 11453.0917 | 465.8593 | 10987.2324 | 3519.9452 | TRUE
| 60460022 | WBL006 | WBL | 22KV | 110.12 | 0 | 45090.5514 | 100% | Three phase | 97.13 | 0.0014068 | 0.0015826 | 0.0017813 | 0.0020058 | 0.0022598 | 0.002547 | 0.0028719 | 0.0032396 | 0.0036092 | 0.0036092 | 0.0036092 | 0.0036092 | 0.0036092 | 0.0036092 | 0.0036092 | 0.0036092 | 0.0036092 | 0.0036092 | 0.0036092 | 0.0036092 | 4.182 | 4.232 | 4.323 | 4.379 | 4.415 | 4.479 | 4.573 | 4.673 | 4.733 | 4.733 | 4.733 | 4.733 | 4.733 | 4.733 | 4.733 | 4.733 | 4.733 | 4.733 | 4.733 | 4.733 | 8779.7159 | 540.1884 | 0.00011787 | 10695.9556 | 6060.5665 | 351.1469 | 21.8745 | 9319.9043 | 373.0213 | 8946.883 | 2886.3164 | TRUE
| 60460025 | WBL006 | WBL | 22KV | 254.39 | 0 | 45090.5514 | 100% | Three phase | 97.13 | 0.0030677 | 0.0033517 | 0.0036631 | 0.0040046 | 0.0043792 | 0.00479 | 0.0052408 | 0.0057355 | 0.0062783 | 0.0068742 | 0.0075284 | 0.0082466 | 0.0083376 | 0.0083376 | 0.0083376 | 0.0083376 | 0.0083376 | 0.0083376 | 0.0083376 | 0.0083376 | 4.182 | 4.232 | 4.323 | 4.379 | 4.415 | 4.479 | 4.573 | 4.673 | 4.733 | 4.733 | 4.733 | 4.733 | 4.733 | 4.733 | 4.733 | 4.733 | 4.733 | 4.733 | 4.733 | 4.733 | 18474.9268 | 2623.3726 | 0.00027229 | 24708.9007 | 14000.6132 | 811.1901 | 116.7361 | 21098.2994 | 927.9262 | 20170.3732 | 6169.76 | TRUE
| 60460026 | WBL006 | WBL | 22KV | 353.24 | 0 | 45090.5514 | 100% | Three phase | 97.13 | 0.004127 | 0.0045837 | 0.0050932 | 0.0056615 | 0.0062958 | 0.0070037 | 0.007794 | 0.0086765 | 0.0096621 | 0.010763 | 0.011577 | 0.011577 | 0.011577 | 0.011577 | 0.011577 | 0.011577 | 0.011577 | 0.011577 | 0.011577 | 0.011577 | 4.182 | 4.232 | 4.323 | 4.379 | 4.415 | 4.479 | 4.573 | 4.673 | 4.733 | 4.733 | 4.733 | 4.733 | 4.733 | 4.733 | 4.733 | 4.733 | 4.733 | 4.733 | 4.733 | 4.733 | 26455.1679 | 5214.2313 | 0.0003781 | 34310.2012 | 19440.9237 | 1126.3995 | 225.0841 | 31669.3992 | 1351.4837 | 30317.9156 | 10876.9918 | TRUE
| 60460027 | WBL006 | WBL | 22KV | 33.89 | 0 | 45090.5514 | 100% | Three phase | 97.13 | 0.00039594 | 0.00043976 | 0.00048864 | 0.00054317 | 0.00060402 | 0.00067194 | 0.00074776 | 0.00083243 | 0.00092699 | 0.0010326 | 0.0011107 | 0.0011107 | 0.0011107 | 0.0011107 | 0.0011107 | 0.0011107 | 0.0011107 | 0.0011107 | 0.0011107 | 0.0011107 | 4.182 | 4.232 | 4.323 | 4.379 | 4.415 | 4.479 | 4.573 | 4.673 | 4.733 | 4.733 | 4.733 | 4.733 | 4.733 | 4.733 | 4.733 | 4.733 | 4.733 | 4.733 | 4.733 | 4.733 | 2538.1204 | 47.9947 | 3.6275e-05 | 3291.7357 | 1865.1707 | 108.0673 | 2.0718 | 2586.1151 | 110.1391 | 2475.976 | 610.8053 | TRUE
| 60460028 | WBL006 | WBL | 22KV | 302.94 | 0 | 45090.5514 | 100% | Three phase | 97.13 | 0.0035393 | 0.003931 | 0.0043679 | 0.0048554 | 0.0053993 | 0.0060064 | 0.0066842 | 0.007441 | 0.0082863 | 0.0092305 | 0.0099288 | 0.0099288 | 0.0099288 | 0.0099288 | 0.0099288 | 0.0099288 | 0.0099288 | 0.0099288 | 0.0099288 | 0.0099288 | 4.182 | 4.232 | 4.323 | 4.379 | 4.415 | 4.479 | 4.573 | 4.673 | 4.733 | 4.733 | 4.733 | 4.733 | 4.733 | 4.733 | 4.733 | 4.733 | 4.733 | 4.733 | 4.733 | 4.733 | 22688.055 | 3834.986 | 0.00032426 | 29424.5622 | 16672.6119 | 966.0046 | 165.5459 | 26523.0411 | 1131.5505 | 25391.4906 | 8718.8786 | TRUE
| 60460029 | WBL006 | WBL | 22KV | 490.89 | 0 | 45090.5514 | 100% | Three phase | 97.13 | 0.0062415 | 0.0068056 | 0.0074226 | 0.0080978 | 0.0088368 | 0.0096455 | 0.010531 | 0.0115 | 0.012562 | 0.013724 | 0.014997 | 0.016089 | 0.016089 | 0.016089 | 0.016089 | 0.016089 | 0.016089 | 0.016089 | 0.016089 | 0.016089 | 4.182 | 4.232 | 4.323 | 4.379 | 4.415 | 4.479 | 4.573 | 4.673 | 4.733 | 4.733 | 4.733 | 4.733 | 4.733 | 4.733 | 4.733 | 4.733 | 4.733 | 4.733 | 4.733 | 4.733 | 36408.9825 | 9982.0802 | 0.00052543 | 47680.1457 | 27016.6319 | 1565.3331 | 434.6838 | 46391.0626 | 2000.0169 | 44391.0457 | 17374.4138 | TRUE
| 60460034 | WBL006 | WBL | 22KV | 911.63 | 0 | 45090.5514 | 100% | Three phase | 97.13 | 0.011975 | 0.013275 | 0.01472 | 0.01633 | 0.018121 | 0.020117 | 0.022339 | 0.024814 | 0.027573 | 0.029878 | 0.029878 | 0.029878 | 0.029878 | 0.029878 | 0.029878 | 0.029878 | 0.029878 | 0.029878 | 0.029878 | 0.029878 | 4.182 | 4.232 | 4.323 | 4.379 | 4.415 | 4.479 | 4.573 | 4.673 | 4.733 | 4.733 | 4.733 | 4.733 | 4.733 | 4.733 | 4.733 | 4.733 | 4.733 | 4.733 | 4.733 | 4.733 | 71530.0705 | 36436.4531 | 0.00097578 | 88546.6219 | 50172.487 | 2906.9743 | 1499.1404 | 107966.5236 | 4406.1148 | 103560.4088 | 53387.9218 | TRUE
| 60460035 | WBL006 | WBL | 22KV | 26.97 | 0 | 45090.5514 | 100% | Three phase | 97.13 | 0.00035977 | 0.0004022 | 0.00044982 | 0.0005033 | 0.00056338 | 0.00063086 | 0.0007067 | 0.00079195 | 0.00088394 | 0.00088394 | 0.00088394 | 0.00088394 | 0.00088394 | 0.00088394 | 0.00088394 | 0.00088394 | 0.00088394 | 0.00088394 | 0.00088394 | 0.00088394 | 4.182 | 4.232 | 4.323 | 4.379 | 4.415 | 4.479 | 4.573 | 4.673 | 4.733 | 4.733 | 4.733 | 4.733 | 4.733 | 4.733 | 4.733 | 4.733 | 4.733 | 4.733 | 4.733 | 4.733 | 2163.4652 | 32.6154 | 2.8868e-05 | 2619.5961 | 1484.3215 | 86.001 | 1.3121 | 2196.0807 | 87.3131 | 2108.7676 | 624.4461 | TRUE
| 60460036 | WBL006 | WBL | 22KV | 239.03 | 0 | 45090.5514 | 100% | Three phase | 97.13 | 0.0031886 | 0.0035646 | 0.0039867 | 0.0044607 | 0.0049931 | 0.0055912 | 0.0062634 | 0.0070189 | 0.0078342 | 0.0078342 | 0.0078342 | 0.0078342 | 0.0078342 | 0.0078342 | 0.0078342 | 0.0078342 | 0.0078342 | 0.0078342 | 0.0078342 | 0.0078342 | 4.182 | 4.232 | 4.323 | 4.379 | 4.415 | 4.479 | 4.573 | 4.673 | 4.733 | 4.733 | 4.733 | 4.733 | 4.733 | 4.733 | 4.733 | 4.733 | 4.733 | 4.733 | 4.733 | 4.733 | 19174.3824 | 2561.9227 | 0.00025585 | 23216.9839 | 13155.2599 | 762.2106 | 103.0647 | 21736.3051 | 865.2753 | 20871.0298 | 7715.7699 | TRUE
| 60460037 | WBL006 | WBL | 22KV | 322.36 | 0 | 45090.5514 | 100% | Three phase | 97.13 | 0.004122 | 0.0045074 | 0.0049302 | 0.0053943 | 0.0059037 | 0.0064629 | 0.0070769 | 0.0077511 | 0.0084917 | 0.0093051 | 0.010199 | 0.010565 | 0.010565 | 0.010565 | 0.010565 | 0.010565 | 0.010565 | 0.010565 | 0.010565 | 0.010565 | 4.182 | 4.232 | 4.323 | 4.379 | 4.415 | 4.479 | 4.573 | 4.673 | 4.733 | 4.733 | 4.733 | 4.733 | 4.733 | 4.733 | 4.733 | 4.733 | 4.733 | 4.733 | 4.733 | 4.733 | 24177.4501 | 4353.1169 | 0.00034504 | 31310.8268 | 17741.4114 | 1027.9305 | 187.4508 | 28530.567 | 1215.3813 | 27315.1857 | 9573.7742 | TRUE
| 60460039 | WBL008 | WBL | 22KV | 175.86 | 0 | 45090.5514 | 100% | Three phase | 97.13 | 0.0021334 | 0.002338 | 0.0025631 | 0.0028106 | 0.003083 | 0.0033827 | 0.0037126 | 0.0040758 | 0.0044756 | 0.0049159 | 0.0054007 | 0.0057638 | 0.0057638 | 0.0057638 | 0.0057638 | 0.0057638 | 0.0057638 | 0.0057638 | 0.0057638 | 0.0057638 | 4.585 | 4.51 | 4.51 | 4.515 | 4.523 | 4.554 | 4.612 | 4.672 | 4.701 | 4.701 | 4.701 | 4.701 | 4.701 | 4.701 | 4.701 | 4.701 | 4.701 | 4.701 | 4.701 | 4.701 | 12999.03 | 1269.2881 | 0.00018823 | 17081.2818 | 9678.6345 | 568.4016 | 55.7878 | 14268.3181 | 624.1894 | 13644.1288 | 3965.4943 | TRUE
| 60460040 | WBL008 | WBL | 22KV | 104.44 | 0 | 45090.5514 | 100% | Three phase | 97.13 | 0.001267 | 0.0013885 | 0.0015221 | 0.0016692 | 0.0018309 | 0.0020089 | 0.0022048 | 0.0024205 | 0.002658 | 0.0029194 | 0.0032074 | 0.003423 | 0.003423 | 0.003423 | 0.003423 | 0.003423 | 0.003423 | 0.003423 | 0.003423 | 0.003423 | 4.585 | 4.51 | 4.51 | 4.515 | 4.523 | 4.554 | 4.612 | 4.672 | 4.701 | 4.701 | 4.701 | 4.701 | 4.701 | 4.701 | 4.701 | 4.701 | 4.701 | 4.701 | 4.701 | 4.701 | 7719.8834 | 447.6719 | 0.00011179 | 10144.2572 | 5747.9619 | 337.5632 | 19.6761 | 8167.5553 | 357.2393 | 7810.316 | 2062.3541 | TRUE
| 60460044 | WBL008 | WBL | 22KV | 99.19 | 0 | 45090.5514 | 100% | Three phase | 97.13 | 0.00053593 | 0.00058945 | 0.00064863 | 0.0007141 | 0.00078655 | 0.00086674 | 0.00095552 | 0.0010538 | 0.0011627 | 0.0012834 | 0.0014171 | 0.0015652 | 0.0017295 | 0.0019117 | 0.0021137 | 0.0023378 | 0.0025864 | 0.0028623 | 0.0031685 | 0.0032509 | 4.585 | 4.51 | 4.51 | 4.515 | 4.523 | 4.554 | 4.612 | 4.672 | 4.701 | 4.701 | 4.701 | 4.701 | 4.701 | 4.701 | 4.701 | 4.701 | 4.701 | 4.701 | 4.701 | 4.701 | 4307.4305 | 236.6955 | 0.00010617 | 9634.3247 | 5459.0228 | 320.5945 | 17.7477 | 4544.126 | 338.3422 | 4205.7838 | -1253.239 | FALSE
| 60460045 | WBL008 | WBL | 22KV | 704.03 | 0 | 45090.5514 | 100% | Three phase | 97.13 | 0.0038039 | 0.0041838 | 0.0046038 | 0.0050686 | 0.0055828 | 0.0061519 | 0.0067821 | 0.0074799 | 0.0082528 | 0.0091091 | 0.010058 | 0.01111 | 0.012276 | 0.013569 | 0.015003 | 0.016593 | 0.018358 | 0.020316 | 0.022489 | 0.023074 | 4.585 | 4.51 | 4.51 | 4.515 | 4.523 | 4.554 | 4.612 | 4.672 | 4.701 | 4.701 | 4.701 | 4.701 | 4.701 | 4.701 | 4.701 | 4.701 | 4.701 | 4.701 | 4.701 | 4.701 | 30573.2461 | 11924.4004 | 0.00075357 | 68382.4339 | 38747.0092 | 2275.5132 | 894.1028 | 42497.6465 | 3169.6159 | 39328.0305 | 581.0213 | TRUE
| 60460046 | WBL008 | WBL | 22KV | 6.18 | 0 | 45090.5514 | 100% | Three phase | 97.13 | 7.6586e-05 | 8.2433e-05 | 8.8743e-05 | 9.5556e-05 | 0.00010291 | 0.00011086 | 0.00011943 | 0.0001287 | 0.00013871 | 0.00014952 | 0.0001612 | 0.00017381 | 0.00018745 | 0.00020219 | 0.00020255 | 0.00020255 | 0.00020255 | 0.00020255 | 0.00020255 | 0.00020255 | 4.585 | 4.51 | 4.51 | 4.515 | 4.523 | 4.554 | 4.612 | 4.672 | 4.701 | 4.701 | 4.701 | 4.701 | 4.701 | 4.701 | 4.701 | 4.701 | 4.701 | 4.701 | 4.701 | 4.701 | 432.9037 | 1.4857 | 6.6149e-06 | 600.2634 | 340.1226 | 19.9745 | 0.068894 | 434.3894 | 20.0434 | 414.346 | 74.2234 | TRUE
| 60460052 | WBL008 | WBL | 22KV | 543.3 | 0 | 45090.5514 | 100% | Three phase | 97.13 | 0.0069893 | 0.0076662 | 0.0084112 | 0.0092314 | 0.010135 | 0.011129 | 0.012225 | 0.013432 | 0.014762 | 0.016228 | 0.017807 | 0.017807 | 0.017807 | 0.017807 | 0.017807 | 0.017807 | 0.017807 | 0.017807 | 0.017807 | 0.017807 | 4.585 | 4.51 | 4.51 | 4.515 | 4.523 | 4.554 | 4.612 | 4.672 | 4.701 | 4.701 | 4.701 | 4.701 | 4.701 | 4.701 | 4.701 | 4.701 | 4.701 | 4.701 | 4.701 | 4.701 | 41473.6387 | 12514.6398 | 0.00058153 | 52770.729 | 29901.0697 | 1756.0137 | 532.457 | 53988.2786 | 2288.4707 | 51699.8079 | 21798.7382 | TRUE
| 60460054 | WBL008 | WBL | 22KV | 48.36 | 0 | 45090.5514 | 100% | Three phase | 97.13 | 0.00044397 | 0.00049306 | 0.00054783 | 0.00060897 | 0.00067722 | 0.00075343 | 0.00083856 | 0.00093367 | 0.0010399 | 0.0011587 | 0.0012915 | 0.00144 | 0.001585 | 0.001585 | 0.001585 | 0.001585 | 0.001585 | 0.001585 | 0.001585 | 0.001585 | 4.585 | 4.51 | 4.51 | 4.515 | 4.523 | 4.554 | 4.612 | 4.672 | 4.701 | 4.701 | 4.701 | 4.701 | 4.701 | 4.701 | 4.701 | 4.701 | 4.701 | 4.701 | 4.701 | 4.701 | 3228.1765 | 86.5763 | 5.1763e-05 | 4697.2068 | 2661.5419 | 156.3056 | 4.2187 | 3314.7528 | 160.5243 | 3154.2286 | 492.6866 | TRUE
| 60460056 | WBL008 | WBL | 22KV | 464.69 | 0 | 45090.5514 | 100% | Three phase | 97.13 | 0.0037855 | 0.0042038 | 0.0046706 | 0.0051918 | 0.0057737 | 0.0064238 | 0.00715 | 0.0079616 | 0.0088688 | 0.009883 | 0.011017 | 0.012286 | 0.013705 | 0.01523 | 0.01523 | 0.01523 | 0.01523 | 0.01523 | 0.01523 | 0.01523 | 4.585 | 4.51 | 4.51 | 4.515 | 4.523 | 4.554 | 4.612 | 4.672 | 4.701 | 4.701 | 4.701 | 4.701 | 4.701 | 4.701 | 4.701 | 4.701 | 4.701 | 4.701 | 4.701 | 4.701 | 29000.0726 | 7470.17 | 0.00049739 | 45135.3397 | 25574.6882 | 1501.9363 | 389.5218 | 36470.2426 | 1891.4581 | 34578.7845 | 9004.0963 | TRUE
| 60460057 | WBL008 | WBL | 22KV | 436.7 | 0 | 45090.5514 | 100% | Three phase | 97.13 | 0.005618 | 0.006162 | 0.0067608 | 0.0074201 | 0.0081461 | 0.0089456 | 0.0098263 | 0.010797 | 0.011866 | 0.013044 | 0.014313 | 0.014313 | 0.014313 | 0.014313 | 0.014313 | 0.014313 | 0.014313 | 0.014313 | 0.014313 | 0.014313 | 4.585 | 4.51 | 4.51 | 4.515 | 4.523 | 4.554 | 4.612 | 4.672 | 4.701 | 4.701 | 4.701 | 4.701 | 4.701 | 4.701 | 4.701 | 4.701 | 4.701 | 4.701 | 4.701 | 4.701 | 33336.1643 | 8085.4711 | 0.00046743 | 42416.671 | 24034.23 | 1411.4691 | 344.0103 | 41421.6353 | 1755.4795 | 39666.1559 | 15631.9259 | TRUE
| 60460058 | WBL008 | WBL | 22KV | 105.53 | 0 | 45090.5514 | 100% | Three phase | 97.13 | 0.0012329 | 0.0013694 | 0.0015216 | 0.0016914 | 0.0018809 | 0.0020923 | 0.0023284 | 0.0025921 | 0.0028865 | 0.0032155 | 0.0034587 | 0.0034587 | 0.0034587 | 0.0034587 | 0.0034587 | 0.0034587 | 0.0034587 | 0.0034587 | 0.0034587 | 0.0034587 | 4.585 | 4.51 | 4.51 | 4.515 | 4.523 | 4.554 | 4.612 | 4.672 | 4.701 | 4.701 | 4.701 | 4.701 | 4.701 | 4.701 | 4.701 | 4.701 | 4.701 | 4.701 | 4.701 | 4.701 | 7943.2366 | 465.3743 | 0.00011296 | 10250.1289 | 5807.9512 | 341.0862 | 20.0889 | 8408.6109 | 361.1751 | 8047.4358 | 2239.4846 | TRUE
| 60460059 | WBL008 | WBL | 22KV | 171.17 | 0 | 45090.5514 | 100% | Three phase | 97.13 | 0.0019998 | 0.0022211 | 0.002468 | 0.0027434 | 0.0030508 | 0.0033938 | 0.0037768 | 0.0042044 | 0.004682 | 0.0052155 | 0.0056101 | 0.0056101 | 0.0056101 | 0.0056101 | 0.0056101 | 0.0056101 | 0.0056101 | 0.0056101 | 0.0056101 | 0.0056101 | 4.585 | 4.51 | 4.51 | 4.515 | 4.523 | 4.554 | 4.612 | 4.672 | 4.701 | 4.701 | 4.701 | 4.701 | 4.701 | 4.701 | 4.701 | 4.701 | 4.701 | 4.701 | 4.701 | 4.701 | 12883.9554 | 1224.3507 | 0.00018321 | 16625.7421 | 9420.5156 | 553.2429 | 52.8519 | 14108.3061 | 606.0948 | 13502.2113 | 4081.6958 | TRUE
| 60460064 | WBL008 | WBL | 22KV | 367.37 | 0 | 45090.5514 | 100% | Three phase | 97.13 | 0.0044603 | 0.0047515 | 0.0050624 | 0.0053945 | 0.0057493 | 0.0061282 | 0.006533 | 0.0069655 | 0.0074276 | 0.0079214 | 0.0084491 | 0.0090131 | 0.0096159 | 0.01026 | 0.010949 | 0.011685 | 0.01204 | 0.01204 | 0.01204 | 0.01204 | 4.585 | 4.51 | 4.51 | 4.515 | 4.523 | 4.554 | 4.612 | 4.672 | 4.701 | 4.701 | 4.701 | 4.701 | 4.701 | 4.701 | 4.701 | 4.701 | 4.701 | 4.701 | 4.701 | 4.701 | 23984.2456 | 4894.0408 | 0.00039322 | 35682.6481 | 20218.5827 | 1187.3859 | 243.4515 | 28878.2864 | 1430.8374 | 27447.449 | 7228.8663 | TRUE
| 60460065 | WBL008 | WBL | 22KV | 71.95 | 0 | 45090.5514 | 100% | Three phase | 97.13 | 0.00058612 | 0.00065089 | 0.00072317 | 0.00080386 | 0.00089397 | 0.00099462 | 0.0011071 | 0.0012327 | 0.0013732 | 0.0015302 | 0.0017058 | 0.0019023 | 0.002122 | 0.0023581 | 0.0023581 | 0.0023581 | 0.0023581 | 0.0023581 | 0.0023581 | 0.0023581 | 4.585 | 4.51 | 4.51 | 4.515 | 4.523 | 4.554 | 4.612 | 4.672 | 4.701 | 4.701 | 4.701 | 4.701 | 4.701 | 4.701 | 4.701 | 4.701 | 4.701 | 4.701 | 4.701 | 4.701 | 4490.209 | 179.0876 | 7.7013e-05 | 6988.5035 | 3959.8416 | 232.5514 | 9.3383 | 4669.2966 | 241.8897 | 4427.4069 | 467.5652 | TRUE
| 60460068 | WBL008 | WBL | 22KV | 398.73 | 0 | 45090.5514 | 100% | Three phase | 97.13 | 0.0051458 | 0.0056532 | 0.0062127 | 0.0068296 | 0.0075101 | 0.0082608 | 0.0090891 | 0.010003 | 0.011012 | 0.012126 | 0.013068 | 0.013068 | 0.013068 | 0.013068 | 0.013068 | 0.013068 | 0.013068 | 0.013068 | 0.013068 | 0.013068 | 4.585 | 4.51 | 4.51 | 4.515 | 4.523 | 4.554 | 4.612 | 4.672 | 4.701 | 4.701 | 4.701 | 4.701 | 4.701 | 4.701 | 4.701 | 4.701 | 4.701 | 4.701 | 4.701 | 4.701 | 30596.2495 | 6775.9017 | 0.00042679 | 38728.6449 | 21944.5123 | 1288.7453 | 286.7893 | 37372.1512 | 1575.5346 | 35796.6166 | 13852.1043 | TRUE
| 60460071 | WBL008 | WBL | 22KV | 354.76 | 0 | 45090.5514 | 100% | Three phase | 97.13 | 0.0043202 | 0.0046092 | 0.0049183 | 0.005249 | 0.0056027 | 0.0059812 | 0.0063862 | 0.0068196 | 0.0072834 | 0.0077797 | 0.008311 | 0.0088798 | 0.0094886 | 0.01014 | 0.010838 | 0.011586 | 0.011627 | 0.011627 | 0.011627 | 0.011627 | 4.585 | 4.51 | 4.51 | 4.515 | 4.523 | 4.554 | 4.612 | 4.672 | 4.701 | 4.701 | 4.701 | 4.701 | 4.701 | 4.701 | 4.701 | 4.701 | 4.701 | 4.701 | 4.701 | 4.701 | 23443.5598 | 4619.3049 | 0.00037972 | 34457.8388 | 19524.5785 | 1146.6288 | 227.0254 | 28062.8646 | 1373.6542 | 26689.2105 | 7164.632 | TRUE
| 60460077 | WBL008 | WBL | 22KV | 96.79 | 0 | 45090.5514 | 100% | Three phase | 97.13 | 0.0011308 | 0.001256 | 0.0013956 | 0.0015513 | 0.0017251 | 0.0019191 | 0.0021356 | 0.0023774 | 0.0026475 | 0.0029492 | 0.0031723 | 0.0031723 | 0.0031723 | 0.0031723 | 0.0031723 | 0.0031723 | 0.0031723 | 0.0031723 | 0.0031723 | 0.0031723 | 4.585 | 4.51 | 4.51 | 4.515 | 4.523 | 4.554 | 4.612 | 4.672 | 4.701 | 4.701 | 4.701 | 4.701 | 4.701 | 4.701 | 4.701 | 4.701 | 4.701 | 4.701 | 4.701 | 4.701 | 7285.3774 | 391.4818 | 0.0001036 | 9401.2127 | 5326.9364 | 312.8374 | 16.8992 | 7676.8591 | 329.7366 | 7347.1225 | 2020.1861 | TRUE
| 60460078 | WBL008 | WBL | 22KV | 210.77 | 0 | 45090.5514 | 100% | Three phase | 97.13 | 0.0025667 | 0.0027384 | 0.0029221 | 0.0031185 | 0.0033287 | 0.0035536 | 0.0037942 | 0.0040517 | 0.0043272 | 0.0046221 | 0.0049378 | 0.0052756 | 0.0056374 | 0.0060246 | 0.0064392 | 0.0068832 | 0.0069079 | 0.0069079 | 0.0069079 | 0.0069079 | 4.585 | 4.51 | 4.51 | 4.515 | 4.523 | 4.554 | 4.612 | 4.672 | 4.701 | 4.701 | 4.701 | 4.701 | 4.701 | 4.701 | 4.701 | 4.701 | 4.701 | 4.701 | 4.701 | 4.701 | 13928.287 | 1630.5155 | 0.0002256 | 20472.0901 | 11599.942 | 681.2351 | 80.1351 | 15558.8025 | 761.3701 | 14797.4323 | 3197.4904 | TRUE
| 60460079 | WBL008 | WBL | 22KV | 83.85 | 0 | 45090.5514 | 100% | Three phase | 97.13 | 0.0010211 | 0.0010894 | 0.0011625 | 0.0012406 | 0.0013242 | 0.0014137 | 0.0015094 | 0.0016119 | 0.0017215 | 0.0018388 | 0.0019644 | 0.0020988 | 0.0022427 | 0.0023968 | 0.0025617 | 0.0027383 | 0.0027482 | 0.0027482 | 0.0027482 | 0.0027482 | 4.585 | 4.51 | 4.51 | 4.515 | 4.523 | 4.554 | 4.612 | 4.672 | 4.701 | 4.701 | 4.701 | 4.701 | 4.701 | 4.701 | 4.701 | 4.701 | 4.701 | 4.701 | 4.701 | 4.701 | 5541.0488 | 258.0557 | 8.975e-05 | 8144.3505 | 4614.7703 | 271.0137 | 12.6827 | 5799.1045 | 283.6964 | 5515.4081 | 900.6379 | TRUE
| 60460080 | WBL008 | WBL | 22KV | 795.22 | 0 | 45090.5514 | 100% | Three phase | 97.13 | 0.010084 | 0.01098 | 0.011959 | 0.013029 | 0.014198 | 0.015476 | 0.016873 | 0.0184 | 0.02007 | 0.021896 | 0.023894 | 0.026063 | 0.026063 | 0.026063 | 0.026063 | 0.026063 | 0.026063 | 0.026063 | 0.026063 | 0.026063 | 4.585 | 4.51 | 4.51 | 4.515 | 4.523 | 4.554 | 4.612 | 4.672 | 4.701 | 4.701 | 4.701 | 4.701 | 4.701 | 4.701 | 4.701 | 4.701 | 4.701 | 4.701 | 4.701 | 4.701 | 59003.7868 | 26057.6108 | 0.00085118 | 77239.7186 | 43765.7439 | 2570.2507 | 1140.7217 | 85061.3976 | 3710.9724 | 81350.4252 | 37584.6813 | TRUE
| 60460082 | WBL008 | WBL | 22KV | 45.61 | 0 | 45090.5514 | 100% | Three phase | 97.13 | 0.00056523 | 0.00060837 | 0.00065495 | 0.00070523 | 0.00075952 | 0.00081814 | 0.00088145 | 0.00094983 | 0.0010237 | 0.0011035 | 0.0011897 | 0.0012828 | 0.0013834 | 0.0014922 | 0.0014949 | 0.0014949 | 0.0014949 | 0.0014949 | 0.0014949 | 0.0014949 | 4.585 | 4.51 | 4.51 | 4.515 | 4.523 | 4.554 | 4.612 | 4.672 | 4.701 | 4.701 | 4.701 | 4.701 | 4.701 | 4.701 | 4.701 | 4.701 | 4.701 | 4.701 | 4.701 | 4.701 | 3194.9415 | 80.9251 | 4.8819e-05 | 4430.0993 | 2510.1929 | 147.4172 | 3.7525 | 3275.8665 | 151.1698 | 3124.6968 | 614.5039 | TRUE
| 60460083 | WBL008 | WBL | 22KV | 150.39 | 0 | 45090.5514 | 100% | Three phase | 97.13 | 0.0018637 | 0.002006 | 0.0021596 | 0.0023254 | 0.0025044 | 0.0026977 | 0.0029064 | 0.0031319 | 0.0033754 | 0.0036385 | 0.0039227 | 0.0042298 | 0.0045616 | 0.0049202 | 0.004929 | 0.004929 | 0.004929 | 0.004929 | 0.004929 | 0.004929 | 4.585 | 4.51 | 4.51 | 4.515 | 4.523 | 4.554 | 4.612 | 4.672 | 4.701 | 4.701 | 4.701 | 4.701 | 4.701 | 4.701 | 4.701 | 4.701 | 4.701 | 4.701 | 4.701 | 4.701 | 10534.6909 | 879.8341 | 0.00016097 | 14607.3807 | 8276.8671 | 486.0793 | 40.7984 | 11414.525 | 526.8777 | 10887.6472 | 2610.7802 | TRUE
| 60460084 | WBL008 | WBL | 22KV | 324.85 | 0 | 45090.5514 | 100% | Three phase | 97.13 | 0.0029823 | 0.003312 | 0.00368 | 0.0040906 | 0.0045491 | 0.0050611 | 0.0056329 | 0.0062718 | 0.0069857 | 0.0077836 | 0.0086756 | 0.0096731 | 0.010647 | 0.010647 | 0.010647 | 0.010647 | 0.010647 | 0.010647 | 0.010647 | 0.010647 | 4.585 | 4.51 | 4.51 | 4.515 | 4.523 | 4.554 | 4.612 | 4.672 | 4.701 | 4.701 | 4.701 | 4.701 | 4.701 | 4.701 | 4.701 | 4.701 | 4.701 | 4.701 | 4.701 | 4.701 | 21684.7217 | 3906.5403 | 0.00034771 | 31552.6805 | 17878.4511 | 1049.9559 | 190.3579 | 25591.262 | 1240.3138 | 24350.9482 | 6472.4971 | TRUE
| 60460085 | WBL008 | WBL | 22KV | 63.83 | 0 | 45090.5514 | 100% | Three phase | 97.13 | 0.00058599 | 0.00065078 | 0.00072308 | 0.00080377 | 0.00089386 | 0.00099445 | 0.0011068 | 0.0012323 | 0.0013726 | 0.0015294 | 0.0017047 | 0.0019007 | 0.002092 | 0.002092 | 0.002092 | 0.002092 | 0.002092 | 0.002092 | 0.002092 | 0.002092 | 4.585 | 4.51 | 4.51 | 4.515 | 4.523 | 4.554 | 4.612 | 4.672 | 4.701 | 4.701 | 4.701 | 4.701 | 4.701 | 4.701 | 4.701 | 4.701 | 4.701 | 4.701 | 4.701 | 4.701 | 4260.8459 | 150.826 | 6.8322e-05 | 6199.8079 | 3512.9492 | 206.3066 | 7.3494 | 4411.6719 | 213.656 | 4198.0159 | 685.0667 | TRUE
| 60460098 | WBL010 | WBL | 22KV | 419.89 | 0 | 45090.5514 | 100% | Three phase | 97.13 | 0.0050351 | 0.0054857 | 0.0059783 | 0.0065169 | 0.0071059 | 0.0077501 | 0.0084548 | 0.0092258 | 0.010069 | 0.010993 | 0.012003 | 0.013109 | 0.013762 | 0.013762 | 0.013762 | 0.013762 | 0.013762 | 0.013762 | 0.013762 | 0.013762 | 6.238 | 6.06 | 5.942 | 5.883 | 5.818 | 5.761 | 5.737 | 5.707 | 5.659 | 5.659 | 5.659 | 5.659 | 5.659 | 5.659 | 5.659 | 5.659 | 5.659 | 5.659 | 5.659 | 5.659 | 37242.7127 | 7054.0761 | 0.00044944 | 40783.9157 | 23109.0745 | 1693.2028 | 318.0359 | 44296.7888 | 2011.2387 | 42285.5501 | 19176.4756 | TRUE
| 60460102 | WBL010 | WBL | 22KV | 151.31 | 0 | 45090.5514 | 100% | Three phase | 97.13 | 0.001889 | 0.0021005 | 0.0023365 | 0.0026001 | 0.0028946 | 0.0032236 | 0.0035913 | 0.0040024 | 0.0044619 | 0.0049591 | 0.0049591 | 0.0049591 | 0.0049591 | 0.0049591 | 0.0049591 | 0.0049591 | 0.0049591 | 0.0049591 | 0.0049591 | 0.0049591 | 6.238 | 6.06 | 5.942 | 5.883 | 5.818 | 5.761 | 5.737 | 5.707 | 5.659 | 5.659 | 5.659 | 5.659 | 5.659 | 5.659 | 5.659 | 5.659 | 5.659 | 5.659 | 5.659 | 5.659 | 14487.9265 | 988.763 | 0.00016196 | 14696.7403 | 8327.5002 | 610.1563 | 41.2991 | 15476.6895 | 651.4554 | 14825.2341 | 6497.7339 | TRUE
| 60460103 | WBL010 | WBL | 22KV | 105.63 | 0 | 45090.5514 | 100% | Three phase | 97.13 | 0.0013187 | 0.0014663 | 0.0016311 | 0.0018152 | 0.0020207 | 0.0022504 | 0.0025071 | 0.0027941 | 0.0031149 | 0.003462 | 0.003462 | 0.003462 | 0.003462 | 0.003462 | 0.003462 | 0.003462 | 0.003462 | 0.003462 | 0.003462 | 0.003462 | 6.238 | 6.06 | 5.942 | 5.883 | 5.818 | 5.761 | 5.737 | 5.707 | 5.659 | 5.659 | 5.659 | 5.659 | 5.659 | 5.659 | 5.659 | 5.659 | 5.659 | 5.659 | 5.659 | 5.659 | 10114.0683 | 481.8718 | 0.00011306 | 10259.8419 | 5813.4548 | 425.9521 | 20.127 | 10595.9401 | 446.0791 | 10149.861 | 4336.4062 | TRUE
| 60460114 | WBL010 | WBL | 22KV | 31.93 | 0 | 45090.5514 | 100% | Three phase | 97.13 | 0.00039993 | 0.00043278 | 0.00046843 | 0.00050714 | 0.00054917 | 0.00059481 | 0.00064437 | 0.00069821 | 0.00075669 | 0.00082022 | 0.00088925 | 0.00096426 | 0.0010458 | 0.0010465 | 0.0010465 | 0.0010465 | 0.0010465 | 0.0010465 | 0.0010465 | 0.0010465 | 6.238 | 6.06 | 5.942 | 5.883 | 5.818 | 5.761 | 5.737 | 5.707 | 5.659 | 5.659 | 5.659 | 5.659 | 5.659 | 5.659 | 5.659 | 5.659 | 5.659 | 5.659 | 5.659 | 5.659 | 2835.2427 | 40.8222 | 3.4177e-05 | 3101.3609 | 1757.3001 | 128.7575 | 1.8391 | 2876.0649 | 130.5965 | 2745.4684 | 988.1683 | TRUE
| 60460115 | WBL010 | WBL | 22KV | 3.21 | 0 | 45090.5514 | 100% | Three phase | 97.13 | 4.0206e-05 | 4.3508e-05 | 4.7093e-05 | 5.0984e-05 | 5.5209e-05 | 5.9798e-05 | 6.478e-05 | 7.0192e-05 | 7.6071e-05 | 8.2458e-05 | 8.9398e-05 | 9.6939e-05 | 0.00010513 | 0.00010521 | 0.00010521 | 0.00010521 | 0.00010521 | 0.00010521 | 0.00010521 | 0.00010521 | 6.238 | 6.06 | 5.942 | 5.883 | 5.818 | 5.761 | 5.737 | 5.707 | 5.659 | 5.659 | 5.659 | 5.659 | 5.659 | 5.659 | 5.659 | 5.659 | 5.659 | 5.659 | 5.659 | 5.659 | 285.0338 | 0.41258 | 3.4359e-06 | 311.7873 | 176.6656 | 12.9443 | 0.018587 | 285.4464 | 12.9629 | 272.4835 | 95.8179 | TRUE
| 60460118 | WBL010 | WBL | 22KV | 61.9 | 0 | 45090.5514 | 100% | Three phase | 97.13 | 0.00050425 | 0.00055997 | 0.00062216 | 0.00069158 | 0.0007691 | 0.00085569 | 0.00095243 | 0.0010605 | 0.0011814 | 0.0013165 | 0.0014676 | 0.0016366 | 0.0018256 | 0.0020288 | 0.0020288 | 0.0020288 | 0.0020288 | 0.0020288 | 0.0020288 | 0.0020288 | 6.238 | 6.06 | 5.942 | 5.883 | 5.818 | 5.761 | 5.737 | 5.707 | 5.659 | 5.659 | 5.659 | 5.659 | 5.659 | 5.659 | 5.659 | 5.659 | 5.659 | 5.659 | 5.659 | 5.659 | 4736.4387 | 132.5516 | 6.6256e-05 | 6012.347 | 3406.7296 | 249.6112 | 6.9117 | 4868.9903 | 256.5229 | 4612.4674 | 1205.7377 | TRUE
| 60460123 | WBL010 | WBL | 22KV | 264.76 | 0 | 45090.5514 | 100% | Three phase | 97.13 | 0.0033087 | 0.0035764 | 0.0038667 | 0.0041814 | 0.0045227 | 0.0048928 | 0.0052944 | 0.00573 | 0.0062026 | 0.0067154 | 0.007272 | 0.0078761 | 0.0085317 | 0.0086774 | 0.0086774 | 0.0086774 | 0.0086774 | 0.0086774 | 0.0086774 | 0.0086774 | 6.238 | 6.06 | 5.942 | 5.883 | 5.818 | 5.761 | 5.737 | 5.707 | 5.659 | 5.659 | 5.659 | 5.659 | 5.659 | 5.659 | 5.659 | 5.659 | 5.659 | 5.659 | 5.659 | 5.659 | 23365.8719 | 2789.5449 | 0.00028339 | 25716.1388 | 14571.3367 | 1067.6424 | 126.4474 | 26155.4167 | 1194.0898 | 24961.3269 | 10389.9903 | TRUE
| 60460126 | WBL012 | WBL | 22KV | 923.11 | 17 | 45090.5514 | 5.556% | Three phase | 97.13 | 0.011226 | 0.012477 | 0.013874 | 0.015432 | 0.017172 | 0.019116 | 0.021287 | 0.023713 | 0.026424 | 0.029455 | 0.030255 | 0.030255 | 0.030255 | 0.030255 | 0.030255 | 0.030255 | 0.030255 | 0.030255 | 0.030255 | 0.030255 | 0.48244 | 0.48689 | 0.49522 | 0.50094 | 0.50244 | 0.50561 | 0.51483 | 0.525 | 0.52667 | 0.52667 | 0.52667 | 0.52667 | 0.52667 | 0.52667 | 0.52667 | 0.52667 | 0.52667 | 0.52667 | 0.52667 | 0.52667 | 7898.6871 | 36324.5868 | 0.00098807 | 89661.6743 | 50804.3005 | 331.169 | 1537.135 | 44223.2739 | 1868.3041 | 42354.9699 | -8449.3306 | FALSE
| 60460132 | WBL012 | WBL | 22KV | 351.32 | 17 | 45090.5514 | 5.556% | Three phase | 97.13 | 0.0021346 | 0.0023484 | 0.0025849 | 0.0028464 | 0.0031359 | 0.0034562 | 0.0038109 | 0.0042036 | 0.0046385 | 0.0051203 | 0.0056542 | 0.0062458 | 0.0069017 | 0.0076288 | 0.0084351 | 0.0093294 | 0.010321 | 0.011422 | 0.011514 | 0.011514 | 0.48244 | 0.48689 | 0.49522 | 0.50094 | 0.50244 | 0.50561 | 0.51483 | 0.525 | 0.52667 | 0.52667 | 0.52667 | 0.52667 | 0.52667 | 0.52667 | 0.52667 | 0.52667 | 0.52667 | 0.52667 | 0.52667 | 0.52667 | 1885.73 | 3289.5123 | 0.00037604 | 34123.7116 | 19335.2546 | 126.0373 | 222.6439 | 5175.2423 | 348.6812 | 4826.561 | -14508.6935 | FALSE
| 60460133 | WBL012 | WBL | 22KV | 28.78 | 17 | 45090.5514 | 5.556% | Three phase | 97.13 | 0.0001555 | 0.00017103 | 0.0001882 | 0.0002072 | 0.00022822 | 0.00025148 | 0.00027724 | 0.00030577 | 0.00033736 | 0.00037237 | 0.00041116 | 0.00045415 | 0.00050182 | 0.00055467 | 0.00061329 | 0.00067831 | 0.00075044 | 0.00083049 | 0.00091933 | 0.00094326 | 0.48244 | 0.48689 | 0.49522 | 0.50094 | 0.50244 | 0.50561 | 0.51483 | 0.525 | 0.52667 | 0.52667 | 0.52667 | 0.52667 | 0.52667 | 0.52667 | 0.52667 | 0.52667 | 0.52667 | 0.52667 | 0.52667 | 0.52667 | 139.4679 | 19.9267 | 3.0805e-05 | 2795.4014 | 1583.9367 | 10.3249 | 1.4941 | 159.3946 | 11.8191 | 147.5756 | -1436.3611 | FALSE
| 60460134 | WBL012 | WBL | 22KV | 314.58 | 17 | 45090.5514 | 5.556% | Three phase | 97.13 | 0.0016997 | 0.0018694 | 0.0020571 | 0.0022648 | 0.0024945 | 0.0027489 | 0.0030304 | 0.0033422 | 0.0036876 | 0.0040702 | 0.0044942 | 0.0049641 | 0.0054851 | 0.0060628 | 0.0067035 | 0.0074142 | 0.0082027 | 0.0090777 | 0.010049 | 0.01031 | 0.48244 | 0.48689 | 0.49522 | 0.50094 | 0.50244 | 0.50561 | 0.51483 | 0.525 | 0.52667 | 0.52667 | 0.52667 | 0.52667 | 0.52667 | 0.52667 | 0.52667 | 0.52667 | 0.52667 | 0.52667 | 0.52667 | 0.52667 | 1524.4548 | 2380.7645 | 0.00033672 | 30555.1554 | 17313.2312 | 112.8567 | 178.512 | 3905.2193 | 291.3687 | 3613.8506 | -13699.3806 | FALSE
| 60460140 | WBL012 | WBL | 22KV | 322.35 | 17 | 45090.5514 | 5.556% | Single phase | 44.74 | 0.0042345 | 0.0046939 | 0.0052051 | 0.0057741 | 0.0064077 | 0.0071132 | 0.0078989 | 0.0087743 | 0.0097496 | 0.010565 | 0.010565 | 0.010565 | 0.010565 | 0.010565 | 0.010565 | 0.010565 | 0.010565 | 0.010565 | 0.010565 | 0.010565 | 0.48244 | 0.48689 | 0.49522 | 0.50094 | 0.50244 | 0.50561 | 0.51483 | 0.525 | 0.52667 | 0.52667 | 0.52667 | 0.52667 | 0.52667 | 0.52667 | 0.52667 | 0.52667 | 0.52667 | 0.52667 | 0.52667 | 0.52667 | 2835.0073 | 2098.4413 | 0.00034503 | 14421.939 | 8171.7917 | 115.6442 | 86.3382 | 4933.4485 | 201.9824 | 4731.4661 | -3440.3256 | FALSE
| 60460143 | WBL012 | WBL | 22KV | 44.17 | 17 | 45090.5514 | 5.556% | Three phase | 97.13 | 0.00056147 | 0.00063004 | 0.00070732 | 0.00079444 | 0.0008927 | 0.0010035 | 0.0011286 | 0.0012697 | 0.0014291 | 0.0014477 | 0.0014477 | 0.0014477 | 0.0014477 | 0.0014477 | 0.0014477 | 0.0014477 | 0.0014477 | 0.0014477 | 0.0014477 | 0.0014477 | 0.48244 | 0.48689 | 0.49522 | 0.50094 | 0.50244 | 0.50561 | 0.51483 | 0.525 | 0.52667 | 0.52667 | 0.52667 | 0.52667 | 0.52667 | 0.52667 | 0.52667 | 0.52667 | 0.52667 | 0.52667 | 0.52667 | 0.52667 | 392.3087 | 86.3691 | 4.7278e-05 | 4290.2321 | 2430.941 | 15.8461 | 3.5193 | 478.6778 | 19.3655 | 459.3123 | -1971.6287 | FALSE
| 60460149 | WBL012 | WBL | 22KV | 41.43 | 17 | 45090.5514 | 5.556% | Three phase | 97.13 | 0.00051552 | 0.00055602 | 0.00059983 | 0.00064722 | 0.00069851 | 0.000754 | 0.00081406 | 0.00087907 | 0.00094944 | 0.0010256 | 0.0011081 | 0.0011974 | 0.0012942 | 0.0013579 | 0.0013579 | 0.0013579 | 0.0013579 | 0.0013579 | 0.0013579 | 0.0013579 | 0.48244 | 0.48689 | 0.49522 | 0.50094 | 0.50244 | 0.50561 | 0.51483 | 0.525 | 0.52667 | 0.52667 | 0.52667 | 0.52667 | 0.52667 | 0.52667 | 0.52667 | 0.52667 | 0.52667 | 0.52667 | 0.52667 | 0.52667 | 326.9669 | 67.5127 | 4.4345e-05 | 4024.0959 | 2280.1423 | 14.8632 | 3.0962 | 394.4796 | 17.9594 | 376.5202 | -1903.6221 | FALSE
| 60460150 | WBL012 | WBL | 22KV | 630.29 | 17 | 45090.5514 | 5.556% | Three phase | 97.13 | 0.0078429 | 0.008459 | 0.0091254 | 0.0098465 | 0.010627 | 0.011471 | 0.012385 | 0.013374 | 0.014444 | 0.015603 | 0.016858 | 0.018217 | 0.019688 | 0.020658 | 0.020658 | 0.020658 | 0.020658 | 0.020658 | 0.020658 | 0.020658 | 0.48244 | 0.48689 | 0.49522 | 0.50094 | 0.50244 | 0.50561 | 0.51483 | 0.525 | 0.52667 | 0.52667 | 0.52667 | 0.52667 | 0.52667 | 0.52667 | 0.52667 | 0.52667 | 0.52667 | 0.52667 | 0.52667 | 0.52667 | 4974.2695 | 15625.5908 | 0.00067464 | 61220.0677 | 34688.6531 | 226.1188 | 716.6151 | 20599.8603 | 942.7339 | 19657.1264 | -15031.5267 | FALSE
| 60460153 | WBL012 | WBL | 22KV | 811.84 | 17 | 45090.5514 | 5.556% | Three phase | 97.13 | 0.0077554 | 0.0086191 | 0.0095834 | 0.01066 | 0.011863 | 0.013208 | 0.01471 | 0.01639 | 0.018269 | 0.020369 | 0.022719 | 0.025349 | 0.026608 | 0.026608 | 0.026608 | 0.026608 | 0.026608 | 0.026608 | 0.026608 | 0.026608 | 0.48244 | 0.48689 | 0.49522 | 0.50094 | 0.50244 | 0.50561 | 0.51483 | 0.525 | 0.52667 | 0.52667 | 0.52667 | 0.52667 | 0.52667 | 0.52667 | 0.52667 | 0.52667 | 0.52667 | 0.52667 | 0.52667 | 0.52667 | 6185.9108 | 24975.1245 | 0.00086897 | 78854.0192 | 44680.4426 | 291.2505 | 1188.9018 | 31161.0353 | 1480.1524 | 29680.8829 | -14999.5596 | FALSE
| 60460155 | WBL012 | WBL | 22KV | 2622.73 | 17 | 45090.5514 | 5.556% | Three phase | 97.13 | 0.033005 | 0.035801 | 0.038843 | 0.042154 | 0.045758 | 0.049681 | 0.053952 | 0.058602 | 0.063667 | 0.069183 | 0.075191 | 0.081737 | 0.085959 | 0.085959 | 0.085959 | 0.085959 | 0.085959 | 0.085959 | 0.085959 | 0.085959 | 0.48244 | 0.48689 | 0.49522 | 0.50094 | 0.50244 | 0.50561 | 0.51483 | 0.525 | 0.52667 | 0.52667 | 0.52667 | 0.52667 | 0.52667 | 0.52667 | 0.52667 | 0.52667 | 0.52667 | 0.52667 | 0.52667 | 0.52667 | 21302.8018 | 278442.7152 | 0.0028073 | 254745.7649 | 144344.621 | 940.9138 | 12408.2996 | 299745.5169 | 13349.2134 | 286396.3035 | 142051.6825 | TRUE
| 60460180 | WBL012 | WBL | 22KV | 1034.06 | 17 | 45090.5514 | 5.556% | Single phase | 44.74 | 0.0091962 | 0.0098879 | 0.010634 | 0.011439 | 0.012308 | 0.013246 | 0.014258 | 0.01535 | 0.01653 | 0.017803 | 0.019178 | 0.020663 | 0.022267 | 0.023999 | 0.025871 | 0.027893 | 0.030078 | 0.032438 | 0.033891 | 0.033891 | 0.48244 | 0.48689 | 0.49522 | 0.50094 | 0.50244 | 0.50561 | 0.51483 | 0.525 | 0.52667 | 0.52667 | 0.52667 | 0.52667 | 0.52667 | 0.52667 | 0.52667 | 0.52667 | 0.52667 | 0.52667 | 0.52667 | 0.52667 | 6257.7324 | 14838.0415 | 0.0011068 | 46263.8444 | 26214.1241 | 370.9728 | 888.4626 | 21095.774 | 1259.4354 | 19836.3386 | -6377.7855 | FALSE
| 60460181 | WBL012 | WBL | 22KV | 170.53 | 17 | 45090.5514 | 5.556% | Three phase | 97.13 | 0.0021265 | 0.002296 | 0.0024795 | 0.0026784 | 0.0028937 | 0.0031271 | 0.0033799 | 0.0036538 | 0.0039507 | 0.0042724 | 0.0046212 | 0.0049993 | 0.0054092 | 0.0055891 | 0.0055891 | 0.0055891 | 0.0055891 | 0.0055891 | 0.0055891 | 0.0055891 | 0.48244 | 0.48689 | 0.49522 | 0.50094 | 0.50244 | 0.50561 | 0.51483 | 0.525 | 0.52667 | 0.52667 | 0.52667 | 0.52667 | 0.52667 | 0.52667 | 0.52667 | 0.52667 | 0.52667 | 0.52667 | 0.52667 | 0.52667 | 1353.5969 | 1150.4047 | 0.00018253 | 16563.5789 | 9385.2925 | 61.1783 | 52.4574 | 2504.0016 | 113.6356 | 2390.3659 | -6994.9266 | FALSE
| 60460195 | WBL012 | WBL | 22KV | 114.22 | 17 | 45090.5514 | 5.556% | Single phase | 44.74 | 0.0014741 | 0.0016194 | 0.0017797 | 0.0019564 | 0.0021513 | 0.0023664 | 0.0026037 | 0.0028655 | 0.0031545 | 0.0034735 | 0.0037435 | 0.0037435 | 0.0037435 | 0.0037435 | 0.0037435 | 0.0037435 | 0.0037435 | 0.0037435 | 0.0037435 | 0.0037435 | 0.48244 | 0.48689 | 0.49522 | 0.50094 | 0.50244 | 0.50561 | 0.51483 | 0.525 | 0.52667 | 0.52667 | 0.52667 | 0.52667 | 0.52667 | 0.52667 | 0.52667 | 0.52667 | 0.52667 | 0.52667 | 0.52667 | 0.52667 | 976.708 | 256.1157 | 0.00012226 | 5110.2028 | 2895.5547 | 40.9768 | 10.8401 | 1232.8237 | 51.8169 | 1181.0068 | -1714.5478 | FALSE
| 60460196 | WBL012 | WBL | 22KV | 196.11 | 17 | 45090.5514 | 5.556% | Three phase | 97.13 | 0.0024454 | 0.0026404 | 0.0028515 | 0.0030801 | 0.0033278 | 0.0035961 | 0.0038868 | 0.0042019 | 0.0045433 | 0.0049133 | 0.0053144 | 0.0057492 | 0.0062206 | 0.0064275 | 0.0064275 | 0.0064275 | 0.0064275 | 0.0064275 | 0.0064275 | 0.0064275 | 0.48244 | 0.48689 | 0.49522 | 0.50094 | 0.50244 | 0.50561 | 0.51483 | 0.525 | 0.52667 | 0.52667 | 0.52667 | 0.52667 | 0.52667 | 0.52667 | 0.52667 | 0.52667 | 0.52667 | 0.52667 | 0.52667 | 0.52667 | 1556.6404 | 1521.4179 | 0.00020991 | 19048.1643 | 10793.1139 | 70.3552 | 69.3753 | 3078.0584 | 139.7304 | 2938.3279 | -7854.786 | FALSE
| 60460197 | WBL012 | WBL | 22KV | 134.13 | 17 | 45090.5514 | 5.556% | Three phase | 97.13 | 0.0016726 | 0.0018059 | 0.0019503 | 0.0021067 | 0.0022761 | 0.0024596 | 0.0026584 | 0.0028739 | 0.0031074 | 0.0033605 | 0.0036348 | 0.0039322 | 0.0042546 | 0.0043961 | 0.0043961 | 0.0043961 | 0.0043961 | 0.0043961 | 0.0043961 | 0.0043961 | 0.48244 | 0.48689 | 0.49522 | 0.50094 | 0.50244 | 0.50561 | 0.51483 | 0.525 | 0.52667 | 0.52667 | 0.52667 | 0.52667 | 0.52667 | 0.52667 | 0.52667 | 0.52667 | 0.52667 | 0.52667 | 0.52667 | 0.52667 | 1064.6687 | 711.7064 | 0.00014357 | 13028.0469 | 7381.9814 | 48.1196 | 32.4532 | 1776.3752 | 80.5728 | 1695.8024 | -5686.179 | FALSE
| 60460198 | WBL012 | WBL | 22KV | 3718.41 | 17 | 45090.5514 | 5.556% | Three phase | 97.13 | 0.033069 | 0.035556 | 0.03824 | 0.041135 | 0.044259 | 0.047631 | 0.05127 | 0.055199 | 0.05944 | 0.064019 | 0.068963 | 0.074303 | 0.080071 | 0.0863 | 0.09303 | 0.1003 | 0.10816 | 0.11665 | 0.12187 | 0.12187 | 0.48244 | 0.48689 | 0.49522 | 0.50094 | 0.50244 | 0.50561 | 0.51483 | 0.525 | 0.52667 | 0.52667 | 0.52667 | 0.52667 | 0.52667 | 0.52667 | 0.52667 | 0.52667 | 0.52667 | 0.52667 | 0.52667 | 0.52667 | 22502.3836 | 416540.3351 | 0.0039801 | 361169.1633 | 204646.4875 | 1333.993 | 24941.3324 | 439042.7187 | 26275.3255 | 412767.3933 | 208120.9058 | TRUE
| 60460199 | WBL012 | WBL | 22KV | 854.17 | 17 | 45090.5514 | 5.556% | Three phase | 97.13 | 0.0092038 | 0.010229 | 0.011374 | 0.012652 | 0.014079 | 0.015673 | 0.017455 | 0.019446 | 0.021672 | 0.024161 | 0.026944 | 0.027995 | 0.027995 | 0.027995 | 0.027995 | 0.027995 | 0.027995 | 0.027995 | 0.027995 | 0.027995 | 0.48244 | 0.48689 | 0.49522 | 0.50094 | 0.50244 | 0.50561 | 0.51483 | 0.525 | 0.52667 | 0.52667 | 0.52667 | 0.52667 | 0.52667 | 0.52667 | 0.52667 | 0.52667 | 0.52667 | 0.52667 | 0.52667 | 0.52667 | 6913.351 | 29391.2438 | 0.00091428 | 82965.5321 | 47010.1173 | 306.4366 | 1316.1147 | 36304.5948 | 1622.5512 | 34682.0436 | -12328.0737 | FALSE
| 60460205 | WBL012 | WBL | 22KV | 230.27 | 17 | 45090.5514 | 5.556% | Three phase | 97.13 | 0.0029718 | 0.0032648 | 0.0035879 | 0.0039442 | 0.0043372 | 0.0047707 | 0.005249 | 0.0057769 | 0.0063596 | 0.0070027 | 0.007547 | 0.007547 | 0.007547 | 0.007547 | 0.007547 | 0.007547 | 0.007547 | 0.007547 | 0.007547 | 0.007547 | 0.48244 | 0.48689 | 0.49522 | 0.50094 | 0.50244 | 0.50561 | 0.51483 | 0.525 | 0.52667 | 0.52667 | 0.52667 | 0.52667 | 0.52667 | 0.52667 | 0.52667 | 0.52667 | 0.52667 | 0.52667 | 0.52667 | 0.52667 | 1969.0646 | 2259.8728 | 0.00024647 | 22366.1251 | 12673.1443 | 82.6102 | 95.6489 | 4228.9374 | 178.2591 | 4050.6783 | -8622.466 | FALSE
| 60460206 | WBL012 | WBL | 22KV | 736.64 | 17 | 45090.5514 | 5.556% | Three phase | 97.13 | 0.0095068 | 0.010444 | 0.011478 | 0.012617 | 0.013875 | 0.015262 | 0.016792 | 0.018481 | 0.020344 | 0.022402 | 0.024143 | 0.024143 | 0.024143 | 0.024143 | 0.024143 | 0.024143 | 0.024143 | 0.024143 | 0.024143 | 0.024143 | 0.48244 | 0.48689 | 0.49522 | 0.50094 | 0.50244 | 0.50561 | 0.51483 | 0.525 | 0.52667 | 0.52667 | 0.52667 | 0.52667 | 0.52667 | 0.52667 | 0.52667 | 0.52667 | 0.52667 | 0.52667 | 0.52667 | 0.52667 | 6299.0913 | 23127.0301 | 0.00078848 | 71549.8432 | 40541.7338 | 264.2723 | 978.849 | 29426.1214 | 1243.1212 | 28183.0002 | -12358.7337 | FALSE
| 60460207 | WBL012 | WBL | 22KV | 2430.13 | 17 | 45090.5514 | 5.556% | Three phase | 97.13 | 0.031362 | 0.034455 | 0.037864 | 0.041624 | 0.045772 | 0.050347 | 0.055395 | 0.060966 | 0.067115 | 0.073903 | 0.079647 | 0.079647 | 0.079647 | 0.079647 | 0.079647 | 0.079647 | 0.079647 | 0.079647 | 0.079647 | 0.079647 | 0.48244 | 0.48689 | 0.49522 | 0.50094 | 0.50244 | 0.50561 | 0.51483 | 0.525 | 0.52667 | 0.52667 | 0.52667 | 0.52667 | 0.52667 | 0.52667 | 0.52667 | 0.52667 | 0.52667 | 0.52667 | 0.52667 | 0.52667 | 20780.3144 | 251691.3462 | 0.0026011 | 236038.5269 | 133744.6835 | 871.8179 | 10652.8084 | 272471.6606 | 11524.6263 | 260947.0343 | 127202.3507 | TRUE
| 60460214 | WBL012 | WBL | 22KV | 65.43 | 17 | 45090.5514 | 5.556% | Single phase | 44.74 | 0.00086291 | 0.00095844 | 0.001065 | 0.0011838 | 0.0013164 | 0.0014643 | 0.0016294 | 0.0018137 | 0.0020195 | 0.0021445 | 0.0021445 | 0.0021445 | 0.0021445 | 0.0021445 | 0.0021445 | 0.0021445 | 0.0021445 | 0.0021445 | 0.0021445 | 0.0021445 | 0.48244 | 0.48689 | 0.49522 | 0.50094 | 0.50244 | 0.50561 | 0.51483 | 0.525 | 0.52667 | 0.52667 | 0.52667 | 0.52667 | 0.52667 | 0.52667 | 0.52667 | 0.52667 | 0.52667 | 0.52667 | 0.52667 | 0.52667 | 578.5399 | 86.9262 | 7.0034e-05 | 2927.3382 | 1658.695 | 23.4732 | 3.5571 | 665.4661 | 27.0304 | 638.4357 | -1020.2592 | FALSE
| 60460215 | WBL012 | WBL | 22KV | 1126.95 | 17 | 45090.5514 | 5.556% | Single phase | 44.74 | 0.014863 | 0.016508 | 0.018343 | 0.020389 | 0.022673 | 0.025221 | 0.028065 | 0.031239 | 0.034784 | 0.036936 | 0.036936 | 0.036936 | 0.036936 | 0.036936 | 0.036936 | 0.036936 | 0.036936 | 0.036936 | 0.036936 | 0.036936 | 0.48244 | 0.48689 | 0.49522 | 0.50094 | 0.50244 | 0.50561 | 0.51483 | 0.525 | 0.52667 | 0.52667 | 0.52667 | 0.52667 | 0.52667 | 0.52667 | 0.52667 | 0.52667 | 0.52667 | 0.52667 | 0.52667 | 0.52667 | 9964.6268 | 25787.3287 | 0.0012063 | 50419.743 | 28568.9487 | 404.2974 | 1055.254 | 35751.9555 | 1459.5513 | 34292.4041 | 5723.4554 | TRUE
| 60460219 | WBL012 | WBL | 22KV | 768.3 | 17 | 45090.5514 | 5.556% | Single phase | 44.74 | 0.0095805 | 0.010344 | 0.011171 | 0.012067 | 0.013037 | 0.014089 | 0.015227 | 0.016462 | 0.017799 | 0.019249 | 0.02082 | 0.022524 | 0.02437 | 0.025181 | 0.025181 | 0.025181 | 0.025181 | 0.025181 | 0.025181 | 0.025181 | 0.48244 | 0.48689 | 0.49522 | 0.50094 | 0.50244 | 0.50561 | 0.51483 | 0.525 | 0.52667 | 0.52667 | 0.52667 | 0.52667 | 0.52667 | 0.52667 | 0.52667 | 0.52667 | 0.52667 | 0.52667 | 0.52667 | 0.52667 | 6098.449 | 10756.0623 | 0.00082236 | 34373.742 | 19476.9274 | 275.6304 | 490.4665 | 16854.5113 | 766.0969 | 16088.4144 | -3388.513 | FALSE
| 60460237 | WBL012 | WBL | 22KV | 200.73 | 17 | 45090.5514 | 5.556% | Single phase | 44.74 | 0.0019176 | 0.0021311 | 0.0023695 | 0.0026358 | 0.0029333 | 0.0032657 | 0.0036372 | 0.0040525 | 0.004517 | 0.0050364 | 0.0056174 | 0.0062675 | 0.0065789 | 0.0065789 | 0.0065789 | 0.0065789 | 0.0065789 | 0.0065789 | 0.0065789 | 0.0065789 | 0.48244 | 0.48689 | 0.49522 | 0.50094 | 0.50244 | 0.50561 | 0.51483 | 0.525 | 0.52667 | 0.52667 | 0.52667 | 0.52667 | 0.52667 | 0.52667 | 0.52667 | 0.52667 | 0.52667 | 0.52667 | 0.52667 | 0.52667 | 1529.4859 | 703.2892 | 0.00021485 | 8980.6602 | 5088.642 | 72.0126 | 33.479 | 2232.7751 | 105.4916 | 2127.2835 | -2961.3585 | FALSE
| 60460240 | WBL012 | WBL | 22KV | 205.34 | 17 | 45090.5514 | 5.556% | Single phase | 44.74 | 0.0019616 | 0.00218 | 0.0024239 | 0.0026963 | 0.0030006 | 0.0033407 | 0.0037207 | 0.0041456 | 0.0046207 | 0.005152 | 0.0057464 | 0.0064115 | 0.00673 | 0.00673 | 0.00673 | 0.00673 | 0.00673 | 0.00673 | 0.00673 | 0.00673 | 0.48244 | 0.48689 | 0.49522 | 0.50094 | 0.50244 | 0.50561 | 0.51483 | 0.525 | 0.52667 | 0.52667 | 0.52667 | 0.52667 | 0.52667 | 0.52667 | 0.52667 | 0.52667 | 0.52667 | 0.52667 | 0.52667 | 0.52667 | 1564.6124 | 735.9638 | 0.00021979 | 9186.9116 | 5205.5086 | 73.6665 | 35.0344 | 2300.5762 | 108.7009 | 2191.8753 | -3013.6333 | FALSE
| 60460247 | WBL012 | WBL | 22KV | 838.79 | 17 | 45090.5514 | 5.556% | Three phase | 97.13 | 0.004532 | 0.0049846 | 0.0054851 | 0.0060387 | 0.0066514 | 0.0073295 | 0.0080802 | 0.0089116 | 0.0098325 | 0.010853 | 0.011983 | 0.013236 | 0.014625 | 0.016166 | 0.017874 | 0.019769 | 0.021872 | 0.024205 | 0.026794 | 0.027491 | 0.48244 | 0.48689 | 0.49522 | 0.50094 | 0.50244 | 0.50561 | 0.51483 | 0.525 | 0.52667 | 0.52667 | 0.52667 | 0.52667 | 0.52667 | 0.52667 | 0.52667 | 0.52667 | 0.52667 | 0.52667 | 0.52667 | 0.52667 | 4064.7766 | 16926.2483 | 0.00089781 | 81471.6727 | 46163.6633 | 300.9189 | 1269.146 | 20991.0249 | 1570.065 | 19420.96 | -26742.7033 | FALSE
| 60460248 | WBL012 | WBL | 22KV | 118.45 | 17 | 45090.5514 | 5.556% | Three phase | 97.13 | 0.00063999 | 0.0007039 | 0.00077458 | 0.00085276 | 0.00093928 | 0.001035 | 0.0011411 | 0.0012585 | 0.0013885 | 0.0015326 | 0.0016922 | 0.0018692 | 0.0020653 | 0.0022829 | 0.0025241 | 0.0027917 | 0.0030886 | 0.0034181 | 0.0037837 | 0.0038822 | 0.48244 | 0.48689 | 0.49522 | 0.50094 | 0.50244 | 0.50561 | 0.51483 | 0.525 | 0.52667 | 0.52667 | 0.52667 | 0.52667 | 0.52667 | 0.52667 | 0.52667 | 0.52667 | 0.52667 | 0.52667 | 0.52667 | 0.52667 | 574.0087 | 337.5393 | 0.00012678 | 11505.0485 | 6519.0166 | 42.4944 | 25.309 | 911.548 | 67.8034 | 843.7447 | -5675.2719 | FALSE
| 60460255 | WBL012 | WBL | 22KV | 1627.66 | 17 | 45090.5514 | 5.556% | Three phase | 97.13 | 0.013794 | 0.01533 | 0.017045 | 0.01896 | 0.021101 | 0.023493 | 0.026168 | 0.029159 | 0.032505 | 0.036248 | 0.040436 | 0.045124 | 0.050372 | 0.053346 | 0.053346 | 0.053346 | 0.053346 | 0.053346 | 0.053346 | 0.053346 | 0.48244 | 0.48689 | 0.49522 | 0.50094 | 0.50244 | 0.50561 | 0.51483 | 0.525 | 0.52667 | 0.52667 | 0.52667 | 0.52667 | 0.52667 | 0.52667 | 0.52667 | 0.52667 | 0.52667 | 0.52667 | 0.52667 | 0.52667 | 11619.9811 | 93994.1162 | 0.0017422 | 158094.6158 | 89579.9285 | 583.9289 | 4778.95 | 105614.0973 | 5362.8789 | 100251.2184 | 10671.29 | TRUE
| 60460279 | WBL012 | WBL | 22KV | 201.88 | 17 | 45090.5514 | 5.556% | Single phase | 44.74 | 0.0019285 | 0.0021433 | 0.0023831 | 0.0026509 | 0.0029501 | 0.0032844 | 0.003658 | 0.0040757 | 0.0045428 | 0.0050652 | 0.0056496 | 0.0063034 | 0.0066166 | 0.0066166 | 0.0066166 | 0.0066166 | 0.0066166 | 0.0066166 | 0.0066166 | 0.0066166 | 0.48244 | 0.48689 | 0.49522 | 0.50094 | 0.50244 | 0.50561 | 0.51483 | 0.525 | 0.52667 | 0.52667 | 0.52667 | 0.52667 | 0.52667 | 0.52667 | 0.52667 | 0.52667 | 0.52667 | 0.52667 | 0.52667 | 0.52667 | 1538.2485 | 711.3707 | 0.00021609 | 9032.1112 | 5117.7953 | 72.4252 | 33.8637 | 2249.6192 | 106.2889 | 2143.3303 | -2974.465 | FALSE
| 60460283 | WBL012 | WBL | 22KV | 43.44 | 17 | 45090.5514 | 5.556% | Three phase | 97.13 | 0.00029704 | 0.00032688 | 0.00035988 | 0.00039638 | 0.00043677 | 0.00048148 | 0.00053096 | 0.00058575 | 0.00064643 | 0.00071364 | 0.00078811 | 0.00087063 | 0.0009621 | 0.0010635 | 0.0011759 | 0.0013006 | 0.0014237 | 0.0014237 | 0.0014237 | 0.0014237 | 0.48244 | 0.48689 | 0.49522 | 0.50094 | 0.50244 | 0.50561 | 0.51483 | 0.525 | 0.52667 | 0.52667 | 0.52667 | 0.52667 | 0.52667 | 0.52667 | 0.52667 | 0.52667 | 0.52667 | 0.52667 | 0.52667 | 0.52667 | 255.9279 | 55.2187 | 4.6497e-05 | 4219.3272 | 2390.7647 | 15.5843 | 3.404 | 311.1466 | 18.9882 | 292.1584 | -2098.6063 | FALSE
| 60460303 | WBL012 | WBL | 22KV | 19.01 | 17 | 45090.5514 | 5.556% | Single phase | 44.74 | 0.00016111 | 0.00017904 | 0.00019907 | 0.00022144 | 0.00024644 | 0.00027439 | 0.00030563 | 0.00034056 | 0.00037963 | 0.00042335 | 0.00047227 | 0.00052702 | 0.00058831 | 0.00062305 | 0.00062305 | 0.00062305 | 0.00062305 | 0.00062305 | 0.00062305 | 0.00062305 | 0.48244 | 0.48689 | 0.49522 | 0.50094 | 0.50244 | 0.50561 | 0.51483 | 0.525 | 0.52667 | 0.52667 | 0.52667 | 0.52667 | 0.52667 | 0.52667 | 0.52667 | 0.52667 | 0.52667 | 0.52667 | 0.52667 | 0.52667 | 135.7137 | 5.9058 | 2.0348e-05 | 850.5074 | 481.9164 | 6.8199 | 0.30027 | 141.6196 | 7.1202 | 134.4994 | -347.417 | FALSE
| 60460304 | WBL012 | WBL | 22KV | 661.76 | 17 | 45090.5514 | 5.556% | Single phase | 44.74 | 0.0056084 | 0.0062327 | 0.0069299 | 0.0077087 | 0.008579 | 0.0095517 | 0.010639 | 0.011855 | 0.013216 | 0.014737 | 0.01644 | 0.018346 | 0.02048 | 0.021689 | 0.021689 | 0.021689 | 0.021689 | 0.021689 | 0.021689 | 0.021689 | 0.48244 | 0.48689 | 0.49522 | 0.50094 | 0.50244 | 0.50561 | 0.51483 | 0.525 | 0.52667 | 0.52667 | 0.52667 | 0.52667 | 0.52667 | 0.52667 | 0.52667 | 0.52667 | 0.52667 | 0.52667 | 0.52667 | 0.52667 | 4724.352 | 7156.7674 | 0.00070833 | 29607.1424 | 16776.0659 | 237.4088 | 363.8721 | 11881.1194 | 601.2809 | 11279.8385 | -5496.2274 | FALSE
| 60460322 | WBL012 | WBL | 22KV | 878.74 | 17 | 45090.5514 | 5.556% | Single phase | 44.74 | 0.0052229 | 0.0058032 | 0.0064517 | 0.0071767 | 0.0079874 | 0.0088943 | 0.0099092 | 0.011045 | 0.012317 | 0.013741 | 0.015336 | 0.017124 | 0.019127 | 0.021373 | 0.02389 | 0.026714 | 0.0288 | 0.0288 | 0.0288 | 0.0288 | 0.48244 | 0.48689 | 0.49522 | 0.50094 | 0.50244 | 0.50561 | 0.51483 | 0.525 | 0.52667 | 0.52667 | 0.52667 | 0.52667 | 0.52667 | 0.52667 | 0.52667 | 0.52667 | 0.52667 | 0.52667 | 0.52667 | 0.52667 | 5003.7303 | 10050.2564 | 0.00094057 | 39314.8276 | 22276.6565 | 315.2511 | 641.6061 | 15053.9867 | 956.8572 | 14097.1294 | -8179.527 | FALSE
| 60460335 | WBL012 | WBL | 22KV | 41.47 | 17 | 45090.5514 | 5.556% | Three phase | 97.13 | 0.00035146 | 0.00039058 | 0.00043427 | 0.00048308 | 0.00053761 | 0.00059857 | 0.00066672 | 0.00074293 | 0.00082817 | 0.00092353 | 0.0010302 | 0.0011497 | 0.0012834 | 0.0013592 | 0.0013592 | 0.0013592 | 0.0013592 | 0.0013592 | 0.0013592 | 0.0013592 | 0.48244 | 0.48689 | 0.49522 | 0.50094 | 0.50244 | 0.50561 | 0.51483 | 0.525 | 0.52667 | 0.52667 | 0.52667 | 0.52667 | 0.52667 | 0.52667 | 0.52667 | 0.52667 | 0.52667 | 0.52667 | 0.52667 | 0.52667 | 296.0573 | 61.0157 | 4.4388e-05 | 4027.9811 | 2282.3438 | 14.8775 | 3.1022 | 357.073 | 17.9797 | 339.0932 | -1943.2505 | FALSE
| 60460353 | WBL012 | WBL | 22KV | 256.78 | 17 | 45090.5514 | 5.556% | Three phase | 97.13 | 0.0032834 | 0.0035904 | 0.0039272 | 0.0042969 | 0.0047027 | 0.0051481 | 0.0056372 | 0.0061743 | 0.0067642 | 0.0074121 | 0.008124 | 0.0084159 | 0.0084159 | 0.0084159 | 0.0084159 | 0.0084159 | 0.0084159 | 0.0084159 | 0.0084159 | 0.0084159 | 0.48244 | 0.48689 | 0.49522 | 0.50094 | 0.50244 | 0.50561 | 0.51483 | 0.525 | 0.52667 | 0.52667 | 0.52667 | 0.52667 | 0.52667 | 0.52667 | 0.52667 | 0.52667 | 0.52667 | 0.52667 | 0.52667 | 0.52667 | 2158.3362 | 2762.1065 | 0.00027485 | 24941.0414 | 14132.1492 | 92.1208 | 118.9399 | 4920.4427 | 211.0606 | 4709.3821 | -9422.7672 | FALSE
| 60460367 | WBL012 | WBL | 22KV | 1524.16 | 17 | 45090.5514 | 5.556% | Three phase | 97.13 | 0.0082351 | 0.0090575 | 0.0099669 | 0.010973 | 0.012086 | 0.013318 | 0.014683 | 0.016193 | 0.017866 | 0.01972 | 0.021775 | 0.024052 | 0.026576 | 0.029375 | 0.032479 | 0.035922 | 0.039743 | 0.043982 | 0.048687 | 0.049954 | 0.48244 | 0.48689 | 0.49522 | 0.50094 | 0.50244 | 0.50561 | 0.51483 | 0.525 | 0.52667 | 0.52667 | 0.52667 | 0.52667 | 0.52667 | 0.52667 | 0.52667 | 0.52667 | 0.52667 | 0.52667 | 0.52667 | 0.52667 | 7386.0799 | 55887.5843 | 0.0016314 | 148041.6608 | 83883.7004 | 546.7979 | 4190.5036 | 63273.6642 | 4737.3015 | 58536.3627 | -25347.3377 | FALSE
| 60460382 | WBL012 | WBL | 22KV | 396.44 | 17 | 45090.5514 | 5.556% | Three phase | 97.13 | 0.0050271 | 0.0054739 | 0.005962 | 0.0064954 | 0.0070783 | 0.0077153 | 0.0084117 | 0.0091731 | 0.010006 | 0.010916 | 0.011912 | 0.012993 | 0.012993 | 0.012993 | 0.012993 | 0.012993 | 0.012993 | 0.012993 | 0.012993 | 0.012993 | 0.48244 | 0.48689 | 0.49522 | 0.50094 | 0.50244 | 0.50561 | 0.51483 | 0.525 | 0.52667 | 0.52667 | 0.52667 | 0.52667 | 0.52667 | 0.52667 | 0.52667 | 0.52667 | 0.52667 | 0.52667 | 0.52667 | 0.52667 | 3277.8948 | 6476.1208 | 0.00042434 | 38506.2172 | 21818.4798 | 142.2243 | 283.5046 | 9754.0156 | 425.7288 | 9328.2868 | -12490.193 | FALSE
| 60460383 | WBL012 | WBL | 22KV | 100.51 | 17 | 45090.5514 | 5.556% | Three phase | 97.13 | 0.0012745 | 0.0013878 | 0.0015116 | 0.0016468 | 0.0017946 | 0.0019561 | 0.0021326 | 0.0023257 | 0.0025367 | 0.0027675 | 0.00302 | 0.0032942 | 0.0032942 | 0.0032942 | 0.0032942 | 0.0032942 | 0.0032942 | 0.0032942 | 0.0032942 | 0.0032942 | 0.48244 | 0.48689 | 0.49522 | 0.50094 | 0.50244 | 0.50561 | 0.51483 | 0.525 | 0.52667 | 0.52667 | 0.52667 | 0.52667 | 0.52667 | 0.52667 | 0.52667 | 0.52667 | 0.52667 | 0.52667 | 0.52667 | 0.52667 | 831.0494 | 416.2733 | 0.00010758 | 9762.5363 | 5531.6704 | 36.0583 | 18.2232 | 1247.3227 | 54.2815 | 1193.0412 | -4338.6292 | FALSE
| 60460393 | WBL012 | WBL | 22KV | 189.45 | 17 | 45090.5514 | 5.556% | Single phase | 44.74 | 0.0012664 | 0.0014072 | 0.0015645 | 0.0017404 | 0.001937 | 0.0021568 | 0.0024027 | 0.0026779 | 0.0029858 | 0.0033306 | 0.0037167 | 0.0041491 | 0.0046335 | 0.0051763 | 0.0057846 | 0.0062092 | 0.0062092 | 0.0062092 | 0.0062092 | 0.0062092 | 0.48244 | 0.48689 | 0.49522 | 0.50094 | 0.50244 | 0.50561 | 0.51483 | 0.525 | 0.52667 | 0.52667 | 0.52667 | 0.52667 | 0.52667 | 0.52667 | 0.52667 | 0.52667 | 0.52667 | 0.52667 | 0.52667 | 0.52667 | 1169.5378 | 506.6515 | 0.00020278 | 8475.993 | 4802.6863 | 67.9659 | 29.822 | 1676.1893 | 97.7879 | 1578.4015 | -3224.2848 | FALSE
| 60460396 | WBL012 | WBL | 22KV | 30.96 | 17 | 45090.5514 | 5.556% | Three phase | 97.13 | 0.00037652 | 0.00041848 | 0.0004653 | 0.00051757 | 0.00057594 | 0.00064113 | 0.00071395 | 0.00079531 | 0.00088624 | 0.00098788 | 0.0010147 | 0.0010147 | 0.0010147 | 0.0010147 | 0.0010147 | 0.0010147 | 0.0010147 | 0.0010147 | 0.0010147 | 0.0010147 | 0.48244 | 0.48689 | 0.49522 | 0.50094 | 0.50244 | 0.50561 | 0.51483 | 0.525 | 0.52667 | 0.52667 | 0.52667 | 0.52667 | 0.52667 | 0.52667 | 0.52667 | 0.52667 | 0.52667 | 0.52667 | 0.52667 | 0.52667 | 264.9125 | 40.8597 | 3.3139e-05 | 3007.1448 | 1703.9152 | 11.107 | 1.729 | 305.7722 | 12.8361 | 292.9362 | -1410.979 | FALSE
| 60460437 | WBL012 | WBL | 22KV | 475.54 | 17 | 45090.5514 | 5.556% | Three phase | 97.13 | 0.0039927 | 0.0044271 | 0.004911 | 0.0054504 | 0.0060517 | 0.0067221 | 0.0074698 | 0.008304 | 0.0092347 | 0.010274 | 0.011433 | 0.012728 | 0.014174 | 0.015586 | 0.015586 | 0.015586 | 0.015586 | 0.015586 | 0.015586 | 0.015586 | 0.48244 | 0.48689 | 0.49522 | 0.50094 | 0.50244 | 0.50561 | 0.51483 | 0.525 | 0.52667 | 0.52667 | 0.52667 | 0.52667 | 0.52667 | 0.52667 | 0.52667 | 0.52667 | 0.52667 | 0.52667 | 0.52667 | 0.52667 | 3345.7364 | 7906.9043 | 0.000509 | 46189.2002 | 26171.829 | 170.6017 | 407.924 | 11252.6407 | 578.5256 | 10674.1151 | -15497.7139 | FALSE
| 60460440 | WBL012 | WBL | 22KV | 2193.14 | 17 | 45090.5514 | 5.556% | Three phase | 97.13 | 0.027348 | 0.029528 | 0.031889 | 0.034446 | 0.037216 | 0.040216 | 0.043467 | 0.04699 | 0.050808 | 0.054946 | 0.059432 | 0.064294 | 0.069566 | 0.07188 | 0.07188 | 0.07188 | 0.07188 | 0.07188 | 0.07188 | 0.07188 | 0.48244 | 0.48689 | 0.49522 | 0.50094 | 0.50244 | 0.50561 | 0.51483 | 0.525 | 0.52667 | 0.52667 | 0.52667 | 0.52667 | 0.52667 | 0.52667 | 0.52667 | 0.52667 | 0.52667 | 0.52667 | 0.52667 | 0.52667 | 17408.2422 | 190275.0143 | 0.0023475 | 213019.6882 | 120701.6971 | 786.7969 | 8676.365 | 207683.2565 | 9463.1619 | 198220.0946 | 77518.3975 | TRUE
| 60460462 | WBL012 | WBL | 22KV | 57.6 | 17 | 45090.5514 | 5.556% | Three phase | 97.13 | 0.00071673 | 0.00077304 | 0.00083394 | 0.00089983 | 0.00097113 | 0.0010483 | 0.0011318 | 0.0012222 | 0.00132 | 0.0014259 | 0.0015406 | 0.0016648 | 0.0017993 | 0.0018878 | 0.0018878 | 0.0018878 | 0.0018878 | 0.0018878 | 0.0018878 | 0.0018878 | 0.48244 | 0.48689 | 0.49522 | 0.50094 | 0.50244 | 0.50561 | 0.51483 | 0.525 | 0.52667 | 0.52667 | 0.52667 | 0.52667 | 0.52667 | 0.52667 | 0.52667 | 0.52667 | 0.52667 | 0.52667 | 0.52667 | 0.52667 | 454.5811 | 130.497 | 6.1653e-05 | 5594.688 | 3170.0748 | 20.6642 | 5.9848 | 585.0781 | 26.649 | 558.4291 | -2611.6457 | FALSE
| 60460463 | WBL012 | WBL | 22KV | 637.79 | 17 | 45090.5514 | 5.556% | Three phase | 97.13 | 0.0079362 | 0.0085596 | 0.009234 | 0.0099636 | 0.010753 | 0.011607 | 0.012532 | 0.013533 | 0.014616 | 0.015789 | 0.017059 | 0.018434 | 0.019923 | 0.020903 | 0.020903 | 0.020903 | 0.020903 | 0.020903 | 0.020903 | 0.020903 | 0.48244 | 0.48689 | 0.49522 | 0.50094 | 0.50244 | 0.50561 | 0.51483 | 0.525 | 0.52667 | 0.52667 | 0.52667 | 0.52667 | 0.52667 | 0.52667 | 0.52667 | 0.52667 | 0.52667 | 0.52667 | 0.52667 | 0.52667 | 5033.4598 | 15999.6699 | 0.00068267 | 61948.5427 | 35101.4233 | 228.8095 | 733.7709 | 21033.1297 | 962.5804 | 20070.5493 | -15030.874 | FALSE
| 60460464 | WBL012 | WBL | 22KV | 4853.11 | 17 | 45090.5514 | 5.556% | Three phase | 97.13 | 0.060388 | 0.065132 | 0.070264 | 0.075816 | 0.081823 | 0.088324 | 0.095359 | 0.10297 | 0.11122 | 0.12014 | 0.1298 | 0.14027 | 0.1516 | 0.15906 | 0.15906 | 0.15906 | 0.15906 | 0.15906 | 0.15906 | 0.15906 | 0.48244 | 0.48689 | 0.49522 | 0.50094 | 0.50244 | 0.50561 | 0.51483 | 0.525 | 0.52667 | 0.52667 | 0.52667 | 0.52667 | 0.52667 | 0.52667 | 0.52667 | 0.52667 | 0.52667 | 0.52667 | 0.52667 | 0.52667 | 38300.9046 | 926394.3169 | 0.0051946 | 471382.5743 | 267095.8595 | 1741.0707 | 42485.9538 | 964695.2215 | 44227.0245 | 920468.197 | 653372.3374 | TRUE
| 60460489 | WBL012 | WBL | 22KV | 87.66 | 17 | 45090.5514 | 5.556% | Single phase | 44.74 | 0.00058599 | 0.00065114 | 0.00072393 | 0.00080529 | 0.00089624 | 0.00099797 | 0.0011118 | 0.0012391 | 0.0013816 | 0.0015411 | 0.0017197 | 0.0019198 | 0.0021439 | 0.0023951 | 0.0026766 | 0.002873 | 0.002873 | 0.002873 | 0.002873 | 0.002873 | 0.48244 | 0.48689 | 0.49522 | 0.50094 | 0.50244 | 0.50561 | 0.51483 | 0.525 | 0.52667 | 0.52667 | 0.52667 | 0.52667 | 0.52667 | 0.52667 | 0.52667 | 0.52667 | 0.52667 | 0.52667 | 0.52667 | 0.52667 | 541.1543 | 108.4734 | 9.3828e-05 | 3921.9084 | 2222.2406 | 31.4483 | 6.3848 | 649.6277 | 37.8332 | 611.7945 | -1610.4461 | FALSE
| 60460491 | WBL012 | WBL | 22KV | 31.27 | 17 | 45090.5514 | 5.556% | Single phase | 44.74 | 0.00023528 | 0.00026145 | 0.00029069 | 0.00032336 | 0.00035988 | 0.0004007 | 0.00044636 | 0.00049743 | 0.00055457 | 0.00061851 | 0.00069009 | 0.00077023 | 0.00085998 | 0.00096051 | 0.0010249 | 0.0010249 | 0.0010249 | 0.0010249 | 0.0010249 | 0.0010249 | 0.48244 | 0.48689 | 0.49522 | 0.50094 | 0.50244 | 0.50561 | 0.51483 | 0.525 | 0.52667 | 0.52667 | 0.52667 | 0.52667 | 0.52667 | 0.52667 | 0.52667 | 0.52667 | 0.52667 | 0.52667 | 0.52667 | 0.52667 | 208.1294 | 14.8894 | 3.347e-05 | 1399.0198 | 792.7158 | 11.2182 | 0.81246 | 223.0188 | 12.0307 | 210.9881 | -581.7276 | FALSE
| 60460492 | WBL012 | WBL | 22KV | 251.4 | 17 | 45090.5514 | 5.556% | Single phase | 44.74 | 0.0018916 | 0.002102 | 0.0023371 | 0.0025997 | 0.0028933 | 0.0032215 | 0.0035886 | 0.0039991 | 0.0044585 | 0.0049726 | 0.0055481 | 0.0061924 | 0.006914 | 0.0077222 | 0.0082396 | 0.0082396 | 0.0082396 | 0.0082396 | 0.0082396 | 0.0082396 | 0.48244 | 0.48689 | 0.49522 | 0.50094 | 0.50244 | 0.50561 | 0.51483 | 0.525 | 0.52667 | 0.52667 | 0.52667 | 0.52667 | 0.52667 | 0.52667 | 0.52667 | 0.52667 | 0.52667 | 0.52667 | 0.52667 | 0.52667 | 1673.2884 | 962.3939 | 0.00026909 | 11247.636 | 6373.1609 | 90.1907 | 52.5144 | 2635.6823 | 142.705 | 2492.9773 | -3880.1837 | FALSE
| 60460499 | WBL012 | WBL | 22KV | 761.09 | 17 | 45090.5514 | 5.556% | Three phase | 97.13 | 0.0097041 | 0.010596 | 0.011573 | 0.012644 | 0.013817 | 0.015104 | 0.016514 | 0.01806 | 0.019756 | 0.021615 | 0.023655 | 0.024945 | 0.024945 | 0.024945 | 0.024945 | 0.024945 | 0.024945 | 0.024945 | 0.024945 | 0.024945 | 0.48244 | 0.48689 | 0.49522 | 0.50094 | 0.50244 | 0.50561 | 0.51483 | 0.525 | 0.52667 | 0.52667 | 0.52667 | 0.52667 | 0.52667 | 0.52667 | 0.52667 | 0.52667 | 0.52667 | 0.52667 | 0.52667 | 0.52667 | 6360.9009 | 24127.31 | 0.00081465 | 73924.6717 | 41887.3645 | 273.0438 | 1044.9058 | 30488.2108 | 1317.9496 | 29170.2613 | -12717.1033 | FALSE
| 60460500 | WBL012 | WBL | 22KV | 32.2 | 17 | 45090.5514 | 5.556% | Single phase | 44.74 | 0.00042299 | 0.00046888 | 0.00051994 | 0.00057679 | 0.00064007 | 0.00071054 | 0.00078904 | 0.00087647 | 0.0009739 | 0.0010553 | 0.0010553 | 0.0010553 | 0.0010553 | 0.0010553 | 0.0010553 | 0.0010553 | 0.0010553 | 0.0010553 | 0.0010553 | 0.0010553 | 0.48244 | 0.48689 | 0.49522 | 0.50094 | 0.50244 | 0.50561 | 0.51483 | 0.525 | 0.52667 | 0.52667 | 0.52667 | 0.52667 | 0.52667 | 0.52667 | 0.52667 | 0.52667 | 0.52667 | 0.52667 | 0.52667 | 0.52667 | 283.1929 | 20.9389 | 3.4466e-05 | 1440.628 | 816.2919 | 11.5519 | 0.86151 | 304.1318 | 12.4134 | 291.7184 | -524.5735 | FALSE
| 60460501 | WBL012 | WBL | 22KV | 411.99 | 17 | 45090.5514 | 5.556% | Single phase | 44.74 | 0.005412 | 0.0059991 | 0.0066525 | 0.0073798 | 0.0081895 | 0.0090912 | 0.010095 | 0.011214 | 0.012461 | 0.013503 | 0.013503 | 0.013503 | 0.013503 | 0.013503 | 0.013503 | 0.013503 | 0.013503 | 0.013503 | 0.013503 | 0.013503 | 0.48244 | 0.48689 | 0.49522 | 0.50094 | 0.50244 | 0.50561 | 0.51483 | 0.525 | 0.52667 | 0.52667 | 0.52667 | 0.52667 | 0.52667 | 0.52667 | 0.52667 | 0.52667 | 0.52667 | 0.52667 | 0.52667 | 0.52667 | 3623.3741 | 3427.7948 | 0.00044098 | 18432.4326 | 10444.2266 | 147.8029 | 141.0331 | 7051.1689 | 288.836 | 6762.3329 | -3681.8937 | FALSE
| 60460504 | WBL012 | WBL | 22KV | 504.16 | 17 | 45090.5514 | 5.556% | Three phase | 97.13 | 0.0063005 | 0.0068103 | 0.0073629 | 0.0079622 | 0.0086121 | 0.009317 | 0.010082 | 0.010911 | 0.011811 | 0.012788 | 0.013847 | 0.014998 | 0.016246 | 0.016524 | 0.016524 | 0.016524 | 0.016524 | 0.016524 | 0.016524 | 0.016524 | 0.48244 | 0.48689 | 0.49522 | 0.50094 | 0.50244 | 0.50561 | 0.51483 | 0.525 | 0.52667 | 0.52667 | 0.52667 | 0.52667 | 0.52667 | 0.52667 | 0.52667 | 0.52667 | 0.52667 | 0.52667 | 0.52667 | 0.52667 | 4025.7156 | 10114.9881 | 0.00053964 | 48969.0608 | 27746.9599 | 180.8692 | 458.5027 | 14140.7037 | 639.3719 | 13501.3318 | -14245.6281 | FALSE
| 60460505 | WBL012 | WBL | 22KV | 3554.38 | 17 | 45090.5514 | 5.556% | Three phase | 97.13 | 0.044322 | 0.047855 | 0.051682 | 0.055826 | 0.060315 | 0.065178 | 0.070447 | 0.076156 | 0.082344 | 0.08905 | 0.09632 | 0.1042 | 0.11274 | 0.11649 | 0.11649 | 0.11649 | 0.11649 | 0.11649 | 0.11649 | 0.11649 | 0.48244 | 0.48689 | 0.49522 | 0.50094 | 0.50244 | 0.50561 | 0.51483 | 0.525 | 0.52667 | 0.52667 | 0.52667 | 0.52667 | 0.52667 | 0.52667 | 0.52667 | 0.52667 | 0.52667 | 0.52667 | 0.52667 | 0.52667 | 28213.2048 | 499777.5739 | 0.0038045 | 345236.9294 | 195618.9291 | 1275.1466 | 22789.396 | 527990.7786 | 24064.5427 | 503926.2359 | 308307.3068 | TRUE
| 60460506 | WBL012 | WBL | 22KV | 285.68 | 17 | 45090.5514 | 5.556% | Three phase | 97.13 | 0.0035624 | 0.0038463 | 0.0041539 | 0.0044869 | 0.0048477 | 0.0052386 | 0.0056621 | 0.006121 | 0.0066183 | 0.0071573 | 0.0077416 | 0.008375 | 0.0090617 | 0.0093631 | 0.0093631 | 0.0093631 | 0.0093631 | 0.0093631 | 0.0093631 | 0.0093631 | 0.48244 | 0.48689 | 0.49522 | 0.50094 | 0.50244 | 0.50561 | 0.51483 | 0.525 | 0.52667 | 0.52667 | 0.52667 | 0.52667 | 0.52667 | 0.52667 | 0.52667 | 0.52667 | 0.52667 | 0.52667 | 0.52667 | 0.52667 | 2267.6102 | 3228.559 | 0.00030578 | 27748.0984 | 15722.6902 | 102.4887 | 147.2193 | 5496.1692 | 249.708 | 5246.4611 | -10476.2291 | FALSE
| 60460508 | WBL012 | WBL | 22KV | 335.07 | 17 | 45090.5514 | 5.556% | Three phase | 97.13 | 0.0043534 | 0.0047989 | 0.0052918 | 0.0058373 | 0.0064411 | 0.0071096 | 0.0078498 | 0.0086695 | 0.0095776 | 0.010584 | 0.010982 | 0.010982 | 0.010982 | 0.010982 | 0.010982 | 0.010982 | 0.010982 | 0.010982 | 0.010982 | 0.010982 | 0.48244 | 0.48689 | 0.49522 | 0.50094 | 0.50244 | 0.50561 | 0.51483 | 0.525 | 0.52667 | 0.52667 | 0.52667 | 0.52667 | 0.52667 | 0.52667 | 0.52667 | 0.52667 | 0.52667 | 0.52667 | 0.52667 | 0.52667 | 2897.1838 | 4838.6838 | 0.00035865 | 32545.3491 | 18440.9193 | 120.2076 | 202.5239 | 7735.8676 | 322.7314 | 7413.1362 | -11027.7831 | FALSE
| 60460519 | WBL012 | WBL | 22KV | 1229.42 | 17 | 45090.5514 | 5.556% | Three phase | 97.13 | 0.0164 | 0.018334 | 0.020505 | 0.022943 | 0.025681 | 0.028758 | 0.032215 | 0.036101 | 0.040294 | 0.040294 | 0.040294 | 0.040294 | 0.040294 | 0.040294 | 0.040294 | 0.040294 | 0.040294 | 0.040294 | 0.040294 | 0.040294 | 0.48244 | 0.48689 | 0.49522 | 0.50094 | 0.50244 | 0.50561 | 0.51483 | 0.525 | 0.52667 | 0.52667 | 0.52667 | 0.52667 | 0.52667 | 0.52667 | 0.52667 | 0.52667 | 0.52667 | 0.52667 | 0.52667 | 0.52667 | 11055.6639 | 67773.7849 | 0.0013159 | 119413.5646 | 67662.3838 | 441.0589 | 2726.5009 | 78829.4488 | 3167.5598 | 75661.889 | 7999.5052 | TRUE
| 60460533 | WBL012 | WBL | 22KV | 442.57 | 17 | 45090.5514 | 5.556% | Three phase | 97.13 | 0.0051706 | 0.0057429 | 0.0063812 | 0.0070933 | 0.0078879 | 0.0087748 | 0.009765 | 0.010871 | 0.012106 | 0.013485 | 0.014505 | 0.014505 | 0.014505 | 0.014505 | 0.014505 | 0.014505 | 0.014505 | 0.014505 | 0.014505 | 0.014505 | 0.48244 | 0.48689 | 0.49522 | 0.50094 | 0.50244 | 0.50561 | 0.51483 | 0.525 | 0.52667 | 0.52667 | 0.52667 | 0.52667 | 0.52667 | 0.52667 | 0.52667 | 0.52667 | 0.52667 | 0.52667 | 0.52667 | 0.52667 | 3713.4882 | 8184.9209 | 0.00047371 | 42986.8241 | 24357.2914 | 158.7736 | 353.3207 | 11898.4091 | 512.0943 | 11386.3149 | -12970.9765 | FALSE
| 60460540 | WBL012 | WBL | 22KV | 338.18 | 17 | 45090.5514 | 5.556% | Three phase | 97.13 | 0.0028661 | 0.0031851 | 0.0035414 | 0.0039394 | 0.0043841 | 0.0048812 | 0.005437 | 0.0060584 | 0.0067535 | 0.0075312 | 0.0084014 | 0.0093754 | 0.010466 | 0.011084 | 0.011084 | 0.011084 | 0.011084 | 0.011084 | 0.011084 | 0.011084 | 0.48244 | 0.48689 | 0.49522 | 0.50094 | 0.50244 | 0.50561 | 0.51483 | 0.525 | 0.52667 | 0.52667 | 0.52667 | 0.52667 | 0.52667 | 0.52667 | 0.52667 | 0.52667 | 0.52667 | 0.52667 | 0.52667 | 0.52667 | 2414.2912 | 4057.599 | 0.00036198 | 32847.4234 | 18612.0813 | 121.3233 | 206.3008 | 6471.8902 | 327.6241 | 6144.2661 | -12467.8152 | FALSE
| 60460548 | WBL012 | WBL | 22KV | 3846.67 | 17 | 45090.5514 | 5.556% | Three phase | 97.13 | 0.044941 | 0.049915 | 0.055463 | 0.061652 | 0.068559 | 0.076268 | 0.084874 | 0.094484 | 0.10522 | 0.11721 | 0.12607 | 0.12607 | 0.12607 | 0.12607 | 0.12607 | 0.12607 | 0.12607 | 0.12607 | 0.12607 | 0.12607 | 0.48244 | 0.48689 | 0.49522 | 0.50094 | 0.50244 | 0.50561 | 0.51483 | 0.525 | 0.52667 | 0.52667 | 0.52667 | 0.52667 | 0.52667 | 0.52667 | 0.52667 | 0.52667 | 0.52667 | 0.52667 | 0.52667 | 0.52667 | 32276.3943 | 618330.1234 | 0.0041173 | 373627.0571 | 211705.4074 | 1380.0067 | 26691.6219 | 650606.5177 | 28071.6286 | 622534.8891 | 410829.4816 | TRUE
| 60460557 | WBL012 | WBL | 22KV | 1878.21 | 17 | 45090.5514 | 5.556% | Three phase | 97.13 | 0.023371 | 0.025207 | 0.027193 | 0.029342 | 0.031666 | 0.034182 | 0.036905 | 0.039852 | 0.043042 | 0.046496 | 0.050236 | 0.054285 | 0.05867 | 0.061558 | 0.061558 | 0.061558 | 0.061558 | 0.061558 | 0.061558 | 0.061558 | 0.48244 | 0.48689 | 0.49522 | 0.50094 | 0.50244 | 0.50561 | 0.51483 | 0.525 | 0.52667 | 0.52667 | 0.52667 | 0.52667 | 0.52667 | 0.52667 | 0.52667 | 0.52667 | 0.52667 | 0.52667 | 0.52667 | 0.52667 | 14822.8954 | 138753.4879 | 0.0020104 | 182430.5373 | 103369.2033 | 673.8146 | 6363.4612 | 153576.3833 | 7037.2758 | 146539.1075 | 43169.9042 | TRUE
| 60475923 | HTN013 | HTN | 22KV | 158.73 | 30 | 38280.733 | 3.226% | Three phase | 97.13 | 0.0014736 | 0.0015998 | 0.0017373 | 0.0018872 | 0.0020505 | 0.0022286 | 0.0024227 | 0.0026345 | 0.0028654 | 0.0031172 | 0.003392 | 0.0036918 | 0.004019 | 0.004376 | 0.0047657 | 0.0051911 | 0.0052023 | 0.0052023 | 0.0052023 | 0.0052023 | 0.15197 | 0.15152 | 0.15174 | 0.15132 | 0.15016 | 0.14877 | 0.14881 | 0.14926 | 0.1479 | 0.1479 | 0.1479 | 0.1479 | 0.1479 | 0.1479 | 0.1479 | 0.1479 | 0.1479 | 0.1479 | 0.1479 | 0.1479 | 259.2305 | 842.91 | 0.0001699 | 15417.4449 | 8735.8675 | 14.0284 | 45.4489 | 1102.1405 | 59.4773 | 1042.6632 | -7693.2042 | FALSE
| 60475954 | HTN013 | HTN | 22KV | 220.89 | 30 | 38280.733 | 3.226% | Three phase | 97.13 | 0.0011795 | 0.0012901 | 0.0014117 | 0.0015454 | 0.0016924 | 0.0018542 | 0.0020323 | 0.0022283 | 0.0024441 | 0.0026818 | 0.0029435 | 0.0032319 | 0.0035497 | 0.0038998 | 0.0042858 | 0.0047113 | 0.0051805 | 0.005698 | 0.0062687 | 0.0068983 | 0.15197 | 0.15152 | 0.15174 | 0.15132 | 0.15016 | 0.14877 | 0.14881 | 0.14926 | 0.1479 | 0.1479 | 0.1479 | 0.1479 | 0.1479 | 0.1479 | 0.1479 | 0.1479 | 0.1479 | 0.1479 | 0.1479 | 0.1479 | 241.0765 | 1091.5094 | 0.00023643 | 21455.0457 | 12156.9065 | 19.5221 | 88.0151 | 1332.586 | 107.5372 | 1225.0488 | -10931.8577 | FALSE
| 60476065 | HTN012 | HTN | 22KV | 4535.88 | 15 | 38280.733 | 6.25% | Covered | 390 | 0.056386 | 0.060878 | 0.065743 | 0.071012 | 0.076719 | 0.082902 | 0.0896 | 0.096859 | 0.10472 | 0.11325 | 0.12249 | 0.13251 | 0.14337 | 0.14866 | 0.14866 | 0.14866 | 0.14866 | 0.14866 | 0.14866 | 0.14866 | 0.18937 | 0.19106 | 0.19356 | 0.19437 | 0.19419 | 0.19506 | 0.19781 | 0.19987 | 0.19775 | 0.19775 | 0.19775 | 0.19775 | 0.19775 | 0.19775 | 0.19775 | 0.19775 | 0.19775 | 0.19775 | 0.19775 | 0.19775 | 11569.7356 | 3261261.2528 | 0.0048551 | 1768993.2 | 1002350.9247 | 526.7621 | 149018.2414 | 3272830.9883 | 149545.0034 | 3123285.9849 | 2120935.0602 | TRUE
| 60476939 | HTN033 | HTN | 22KV | 336.79 | 14 | 38280.733 | 6.667% | Three phase | 97.13 | 0.0032253 | 0.0035172 | 0.0038367 | 0.0041866 | 0.0045698 | 0.0049894 | 0.0054492 | 0.0059528 | 0.0065047 | 0.0071096 | 0.0077726 | 0.0084994 | 0.0092964 | 0.01017 | 0.011038 | 0.011038 | 0.011038 | 0.011038 | 0.011038 | 0.011038 | 0.4714 | 0.47073 | 0.47213 | 0.47147 | 0.46973 | 0.46773 | 0.46773 | 0.47067 | 0.468 | 0.468 | 0.468 | 0.468 | 0.468 | 0.468 | 0.468 | 0.468 | 0.468 | 0.468 | 0.468 | 0.468 | 1816.7583 | 3975.3721 | 0.00036049 | 32712.4127 | 18535.5812 | 93.6 | 204.6084 | 5792.1305 | 298.2084 | 5493.922 | -13041.6592 | FALSE
| 60477232 | HTN033 | HTN | 22KV | 4053.17 | 14 | 38280.733 | 6.667% | Three phase | 97.13 | 0.036705 | 0.040051 | 0.043717 | 0.047734 | 0.052136 | 0.056961 | 0.062251 | 0.06805 | 0.074411 | 0.081386 | 0.089039 | 0.097434 | 0.10665 | 0.11676 | 0.12785 | 0.13284 | 0.13284 | 0.13284 | 0.13284 | 0.13284 | 0.4714 | 0.47073 | 0.47213 | 0.47147 | 0.46973 | 0.46773 | 0.46773 | 0.47067 | 0.468 | 0.468 | 0.468 | 0.468 | 0.468 | 0.468 | 0.468 | 0.468 | 0.468 | 0.468 | 0.468 | 0.468 | 21117.9906 | 556134.9086 | 0.0043384 | 393684.4021 | 223070.3456 | 1126.4492 | 29634.3047 | 577252.8992 | 30760.7539 | 546492.1453 | 323421.7997 | TRUE
| 60480297 | KRT013 | KRT | 22KV | 409.39 | 16 | 47052.9427 | 5.882% | Single phase | 44.74 | 0.0050154 | 0.0055236 | 0.0060855 | 0.0067068 | 0.007394 | 0.0081541 | 0.0089951 | 0.0099257 | 0.010956 | 0.012096 | 0.013358 | 0.013418 | 0.013418 | 0.013418 | 0.013418 | 0.013418 | 0.013418 | 0.013418 | 0.013418 | 0.013418 | 0.36618 | 0.36835 | 0.373 | 0.37671 | 0.37771 | 0.37906 | 0.38494 | 0.392 | 0.39359 | 0.39359 | 0.39359 | 0.39359 | 0.39359 | 0.39359 | 0.39359 | 0.39359 | 0.39359 | 0.39359 | 0.39359 | 0.39359 | 2686.5958 | 3230.7218 | 0.0004382 | 18316.1086 | 10378.3148 | 114.8933 | 139.2586 | 5917.3176 | 254.152 | 5663.1656 | -4715.1492 | FALSE
| 60481499 | KRT022 | KRT | 22KV | 879.56 | 3 | 47052.9427 | 25% | Three phase | 97.13 | 0.0060144 | 0.0066185 | 0.0072867 | 0.0080258 | 0.0088437 | 0.0097488 | 0.010751 | 0.01186 | 0.013089 | 0.01445 | 0.015957 | 0.017628 | 0.01948 | 0.021533 | 0.023809 | 0.026333 | 0.028827 | 0.028827 | 0.028827 | 0.028827 | 1.876 | 1.8993 | 1.931 | 1.9485 | 1.9625 | 1.981 | 2.0128 | 2.048 | 2.0605 | 2.0605 | 2.0605 | 2.0605 | 2.0605 | 2.0605 | 2.0605 | 2.0605 | 2.0605 | 2.0605 | 2.0605 | 2.0605 | 21141.9596 | 22637.9785 | 0.00094145 | 85431.6628 | 48407.4818 | 1286.5289 | 1395.5199 | 43779.9382 | 2682.0488 | 41097.8893 | -7309.5925 | FALSE
| 60481647 | KRT022 | KRT | 22KV | 630.96 | 3 | 47052.9427 | 25% | Three phase | 97.13 | 0.008117 | 0.0089031 | 0.0097683 | 0.010721 | 0.01177 | 0.012925 | 0.014197 | 0.015599 | 0.017144 | 0.018846 | 0.02068 | 0.02068 | 0.02068 | 0.02068 | 0.02068 | 0.02068 | 0.02068 | 0.02068 | 0.02068 | 0.02068 | 1.876 | 1.8993 | 1.931 | 1.9485 | 1.9625 | 1.981 | 2.0128 | 2.048 | 2.0605 | 2.0605 | 2.0605 | 2.0605 | 2.0605 | 2.0605 | 2.0605 | 2.0605 | 2.0605 | 2.0605 | 2.0605 | 2.0605 | 21894.5992 | 16878.8401 | 0.00067536 | 61285.1448 | 34725.5272 | 922.9027 | 718.1394 | 38773.4393 | 1641.0421 | 37132.3972 | 2406.87 | TRUE
| 60482014 | KRT022 | KRT | 22KV | 170.13 | 3 | 47052.9427 | 25% | Three phase | 97.13 | 0.0019877 | 0.0022076 | 0.002453 | 0.0027268 | 0.0030322 | 0.0033732 | 0.0037538 | 0.0041788 | 0.0046535 | 0.0051838 | 0.005576 | 0.005576 | 0.005576 | 0.005576 | 0.005576 | 0.005576 | 0.005576 | 0.005576 | 0.005576 | 0.005576 | 1.876 | 1.8993 | 1.931 | 1.9485 | 1.9625 | 1.981 | 2.0128 | 2.048 | 2.0605 | 2.0605 | 2.0605 | 2.0605 | 2.0605 | 2.0605 | 2.0605 | 2.0605 | 2.0605 | 2.0605 | 2.0605 | 2.0605 | 5823.2717 | 1209.518 | 0.0001821 | 16524.7269 | 9363.2781 | 248.8485 | 52.2116 | 7032.7898 | 301.0601 | 6731.7297 | -2631.5484 | FALSE
| 60482339 | HTN033 | HTN | 22KV | 777.55 | 14 | 38280.733 | 6.667% | Three phase | 97.13 | 0.0046323 | 0.0050677 | 0.0055464 | 0.0060729 | 0.006652 | 0.0072891 | 0.0079902 | 0.0087618 | 0.0096114 | 0.010547 | 0.011577 | 0.012712 | 0.013962 | 0.01534 | 0.016858 | 0.018532 | 0.020377 | 0.022412 | 0.024656 | 0.025484 | 0.4714 | 0.47073 | 0.47213 | 0.47147 | 0.46973 | 0.46773 | 0.46773 | 0.47067 | 0.468 | 0.468 | 0.468 | 0.468 | 0.468 | 0.468 | 0.468 | 0.468 | 0.468 | 0.468 | 0.468 | 0.468 | 2975.2214 | 15032.6811 | 0.00083226 | 75523.4315 | 42793.2574 | 216.0952 | 1090.5906 | 18007.9025 | 1306.6858 | 16701.2167 | -26092.0407 | FALSE
| 60482405 | HTN012 | HTN | 22KV | 766.06 | 15 | 38280.733 | 6.25% | Covered | 390 | 0.0094935 | 0.010218 | 0.011 | 0.011845 | 0.012757 | 0.013741 | 0.014805 | 0.015953 | 0.017194 | 0.018534 | 0.019981 | 0.021546 | 0.023236 | 0.025063 | 0.025107 | 0.025107 | 0.025107 | 0.025107 | 0.025107 | 0.025107 | 0.18937 | 0.19106 | 0.19356 | 0.19437 | 0.19419 | 0.19506 | 0.19781 | 0.19987 | 0.19775 | 0.19775 | 0.19775 | 0.19775 | 0.19775 | 0.19775 | 0.19775 | 0.19775 | 0.19775 | 0.19775 | 0.19775 | 0.19775 | 1925.3957 | 91664.1772 | 0.00081997 | 298763.4 | 169285.9929 | 88.9643 | 4250.5183 | 93589.5729 | 4339.4826 | 89250.0902 | -80035.9026 | FALSE
| 60483136 | HTN013 | HTN | 22KV | 6249.63 | 30 | 38280.733 | 3.226% | Three phase | 97.13 | 0.057883 | 0.062682 | 0.067898 | 0.073567 | 0.07973 | 0.08643 | 0.093717 | 0.10164 | 0.11026 | 0.11964 | 0.12984 | 0.14094 | 0.15303 | 0.16618 | 0.18049 | 0.19607 | 0.20483 | 0.20483 | 0.20483 | 0.20483 | 0.15197 | 0.15152 | 0.15174 | 0.15132 | 0.15016 | 0.14877 | 0.14881 | 0.14926 | 0.1479 | 0.1479 | 0.1479 | 0.1479 | 0.1479 | 0.1479 | 0.1479 | 0.1479 | 0.1479 | 0.1479 | 0.1479 | 0.1479 | 10021.6186 | 1282946.2041 | 0.0066894 | 607026.5619 | 343954.7623 | 552.3371 | 70455.3076 | 1292967.8227 | 71007.6447 | 1221960.178 | 878005.4157 | TRUE
| 60483152 | HTN013 | HTN | 22KV | 194.71 | 30 | 38280.733 | 3.226% | Three phase | 97.13 | 0.0018602 | 0.0019961 | 0.0021423 | 0.0022997 | 0.0024692 | 0.0026517 | 0.0028483 | 0.0030599 | 0.0032879 | 0.0035335 | 0.0037981 | 0.0040832 | 0.0043903 | 0.0047214 | 0.0050781 | 0.0054627 | 0.0058772 | 0.0063241 | 0.0063816 | 0.0063816 | 0.15197 | 0.15152 | 0.15174 | 0.15132 | 0.15016 | 0.14877 | 0.14881 | 0.14926 | 0.1479 | 0.1479 | 0.1479 | 0.1479 | 0.1479 | 0.1479 | 0.1479 | 0.1479 | 0.1479 | 0.1479 | 0.1479 | 0.1479 | 299.5174 | 1194.3165 | 0.00020841 | 18912.1823 | 10716.0635 | 17.2083 | 68.3883 | 1493.8339 | 85.5966 | 1408.2373 | -9307.8262 | FALSE
| 60483153 | HTN013 | HTN | 22KV | 675.13 | 30 | 38280.733 | 3.226% | Three phase | 97.13 | 0.0063045 | 0.0067899 | 0.0073143 | 0.007881 | 0.0084936 | 0.0091558 | 0.0098717 | 0.010646 | 0.011483 | 0.012388 | 0.013367 | 0.014426 | 0.015572 | 0.016812 | 0.018153 | 0.019605 | 0.021176 | 0.022127 | 0.022127 | 0.022127 | 0.15197 | 0.15152 | 0.15174 | 0.15132 | 0.15016 | 0.14877 | 0.14881 | 0.14926 | 0.1479 | 0.1479 | 0.1479 | 0.1479 | 0.1479 | 0.1479 | 0.1479 | 0.1479 | 0.1479 | 0.1479 | 0.1479 | 0.1479 | 1048.3422 | 14496.0688 | 0.00072264 | 65575.3769 | 37156.4683 | 59.6674 | 822.2046 | 15544.411 | 881.8721 | 14662.5389 | -22493.9293 | FALSE
| 60483229 | HTN033 | HTN | 22KV | 8431.43 | 14 | 38280.733 | 6.667% | Three phase | 97.13 | 0.080515 | 0.087676 | 0.095505 | 0.10406 | 0.11342 | 0.12365 | 0.13485 | 0.14709 | 0.16049 | 0.17515 | 0.1912 | 0.20876 | 0.22799 | 0.24904 | 0.27209 | 0.27634 | 0.27634 | 0.27634 | 0.27634 | 0.27634 | 0.4714 | 0.47073 | 0.47213 | 0.47147 | 0.46973 | 0.46773 | 0.46773 | 0.47067 | 0.468 | 0.468 | 0.468 | 0.468 | 0.468 | 0.468 | 0.468 | 0.468 | 0.468 | 0.468 | 0.468 | 0.468 | 45044.3165 | 2467521.8728 | 0.0090247 | 818944.7959 | 464032.351 | 2343.2468 | 128235.2964 | 2512566.1893 | 130578.5432 | 2381987.6461 | 1917955.2951 | TRUE
| 60483277 | HTN013 | HTN | 22KV | 501.09 | 30 | 38280.733 | 3.226% | Three phase | 97.13 | 0.004652 | 0.0050504 | 0.0054845 | 0.0059576 | 0.0064732 | 0.0070353 | 0.0076483 | 0.0083166 | 0.0090456 | 0.0098407 | 0.010708 | 0.011655 | 0.012687 | 0.013814 | 0.015045 | 0.016388 | 0.016423 | 0.016423 | 0.016423 | 0.016423 | 0.15197 | 0.15152 | 0.15174 | 0.15132 | 0.15016 | 0.14877 | 0.14881 | 0.14926 | 0.1479 | 0.1479 | 0.1479 | 0.1479 | 0.1479 | 0.1479 | 0.1479 | 0.1479 | 0.1479 | 0.1479 | 0.1479 | 0.1479 | 818.3571 | 8400.2973 | 0.00053635 | 48670.8717 | 27577.9993 | 44.2859 | 452.9357 | 9218.6544 | 497.2216 | 8721.4328 | -18856.5666 | FALSE
| 60484609 | PLD006 | PLD | 22KV | 68.43 | 11 | 42177.4532 | 8.333% | Three phase | 97.13 | 0.00039119 | 0.00043431 | 0.00048247 | 0.00053627 | 0.00059639 | 0.00066359 | 0.00073873 | 0.00082278 | 0.00091681 | 0.001022 | 0.0011398 | 0.0012717 | 0.0014194 | 0.0015849 | 0.0017702 | 0.001978 | 0.0022108 | 0.0022428 | 0.0022428 | 0.0022428 | 0.38825 | 0.38767 | 0.38917 | 0.38833 | 0.38567 | 0.38467 | 0.38642 | 0.38808 | 0.38525 | 0.38525 | 0.38525 | 0.38525 | 0.38525 | 0.38525 | 0.38525 | 0.38525 | 0.38525 | 0.38525 | 0.38525 | 0.38525 | 261.0163 | 127.9625 | 7.3245e-05 | 6646.6059 | 3766.1149 | 17.2534 | 8.4469 | 388.9788 | 25.7003 | 363.2785 | -3402.8364 | FALSE
| 60485430 | PLD003 | PLD | 22KV | 103.43 | 25 | 42177.4532 | 3.846% | Three phase | 97.13 | 0.00099642 | 0.0010899 | 0.0011925 | 0.0013053 | 0.0014291 | 0.0015652 | 0.0017147 | 0.0018791 | 0.0020598 | 0.0022584 | 0.0024769 | 0.0027171 | 0.0029814 | 0.0032722 | 0.0033899 | 0.0033899 | 0.0033899 | 0.0033899 | 0.0033899 | 0.0033899 | 0.082231 | 0.082769 | 0.083808 | 0.083923 | 0.083654 | 0.084077 | 0.085 | 0.086038 | 0.085231 | 0.085231 | 0.085231 | 0.085231 | 0.085231 | 0.085231 | 0.085231 | 0.085231 | 0.085231 | 0.085231 | 0.085231 | 0.085231 | 113.4103 | 381.9004 | 0.00011071 | 10046.1559 | 5692.3756 | 5.7094 | 19.2974 | 495.3107 | 25.0068 | 470.3039 | -5222.0717 | FALSE
| 60485434 | PLD003 | PLD | 22KV | 451.49 | 25 | 42177.4532 | 3.846% | Single phase | 44.74 | 0.005846 | 0.0064331 | 0.0070816 | 0.0077979 | 0.0085894 | 0.0094641 | 0.010431 | 0.0115 | 0.012681 | 0.013988 | 0.014797 | 0.014797 | 0.014797 | 0.014797 | 0.014797 | 0.014797 | 0.014797 | 0.014797 | 0.014797 | 0.014797 | 0.082231 | 0.082769 | 0.083808 | 0.083923 | 0.083654 | 0.084077 | 0.085 | 0.086038 | 0.085231 | 0.085231 | 0.085231 | 0.085231 | 0.085231 | 0.085231 | 0.085231 | 0.085231 | 0.085231 | 0.085231 | 0.085231 | 0.085231 | 593.937 | 4023.6328 | 0.00048326 | 20199.6626 | 11445.5785 | 24.9226 | 169.3729 | 4617.5699 | 194.2955 | 4423.2744 | -7022.3041 | FALSE
| 60485567 | PLD003 | PLD | 22KV | 450.71 | 25 | 42177.4532 | 3.846% | Three phase | 97.13 | 0.0043056 | 0.0047851 | 0.0053204 | 0.0059183 | 0.0065862 | 0.0073326 | 0.0081668 | 0.0090994 | 0.010142 | 0.011308 | 0.012613 | 0.014073 | 0.014772 | 0.014772 | 0.014772 | 0.014772 | 0.014772 | 0.014772 | 0.014772 | 0.014772 | 0.082231 | 0.082769 | 0.083808 | 0.083923 | 0.083654 | 0.084077 | 0.085 | 0.086038 | 0.085231 | 0.085231 | 0.085231 | 0.085231 | 0.085231 | 0.085231 | 0.085231 | 0.085231 | 0.085231 | 0.085231 | 0.085231 | 0.085231 | 524.6675 | 7697.7031 | 0.00048243 | 43777.4623 | 24805.2846 | 24.8795 | 366.4371 | 8222.3707 | 391.3166 | 7831.054 | -16974.2306 | FALSE
| 60485577 | PLD003 | PLD | 22KV | 447.5 | 25 | 42177.4532 | 3.846% | Three phase | 97.13 | 0.0043111 | 0.0047155 | 0.0051596 | 0.0056474 | 0.0061832 | 0.006772 | 0.007419 | 0.0081301 | 0.0089118 | 0.0097713 | 0.010717 | 0.011756 | 0.012899 | 0.014157 | 0.014667 | 0.014667 | 0.014667 | 0.014667 | 0.014667 | 0.014667 | 0.082231 | 0.082769 | 0.083808 | 0.083923 | 0.083654 | 0.084077 | 0.085 | 0.086038 | 0.085231 | 0.085231 | 0.085231 | 0.085231 | 0.085231 | 0.085231 | 0.085231 | 0.085231 | 0.085231 | 0.085231 | 0.085231 | 0.085231 | 490.6807 | 7148.9643 | 0.00047899 | 43465.675 | 24628.619 | 24.7023 | 361.2361 | 7639.645 | 385.9384 | 7253.7065 | -17374.9125 | FALSE
| 60485756 | PLD003 | PLD | 22KV | 236.2 | 25 | 42177.4532 | 3.846% | Three phase | 97.13 | 0.0022755 | 0.002489 | 0.0027234 | 0.0029808 | 0.0032636 | 0.0035744 | 0.0039159 | 0.0042912 | 0.0047039 | 0.0051575 | 0.0056564 | 0.0062051 | 0.0068086 | 0.0074726 | 0.0077414 | 0.0077414 | 0.0077414 | 0.0077414 | 0.0077414 | 0.0077414 | 0.082231 | 0.082769 | 0.083808 | 0.083923 | 0.083654 | 0.084077 | 0.085 | 0.086038 | 0.085231 | 0.085231 | 0.085231 | 0.085231 | 0.085231 | 0.085231 | 0.085231 | 0.085231 | 0.085231 | 0.085231 | 0.085231 | 0.085231 | 258.9917 | 1991.6675 | 0.00025282 | 22942.106 | 12999.5079 | 13.0384 | 100.6387 | 2250.6592 | 113.6771 | 2136.9821 | -10862.5258 | FALSE
| 60485757 | PLD003 | PLD | 22KV | 1147.85 | 25 | 42177.4532 | 3.846% | Three phase | 97.13 | 0.0062019 | 0.0068212 | 0.0075061 | 0.0082638 | 0.0091022 | 0.01003 | 0.011057 | 0.012195 | 0.013455 | 0.014851 | 0.016399 | 0.018113 | 0.020014 | 0.022122 | 0.02446 | 0.027053 | 0.02993 | 0.033123 | 0.036666 | 0.037621 | 0.082231 | 0.082769 | 0.083808 | 0.083923 | 0.083654 | 0.084077 | 0.085 | 0.086038 | 0.085231 | 0.085231 | 0.085231 | 0.085231 | 0.085231 | 0.085231 | 0.085231 | 0.085231 | 0.085231 | 0.085231 | 0.085231 | 0.085231 | 848.7408 | 31697.4624 | 0.0012286 | 111490.6705 | 63173.0957 | 63.3621 | 2376.7055 | 32546.2032 | 2440.0677 | 30106.1356 | -33066.9601 | FALSE
| 60485760 | PLD003 | PLD | 22KV | 943.76 | 25 | 42177.4532 | 3.846% | Single phase | 44.74 | 0.01218 | 0.013381 | 0.014705 | 0.016165 | 0.017776 | 0.019553 | 0.021513 | 0.023677 | 0.026065 | 0.028701 | 0.030932 | 0.030932 | 0.030932 | 0.030932 | 0.030932 | 0.030932 | 0.030932 | 0.030932 | 0.030932 | 0.030932 | 0.082231 | 0.082769 | 0.083808 | 0.083923 | 0.083654 | 0.084077 | 0.085 | 0.086038 | 0.085231 | 0.085231 | 0.085231 | 0.085231 | 0.085231 | 0.085231 | 0.085231 | 0.085231 | 0.085231 | 0.085231 | 0.085231 | 0.085231 | 1234.7672 | 17485.3767 | 0.0010102 | 42223.8224 | 23924.9577 | 52.0962 | 740.0666 | 18720.1439 | 792.1628 | 17927.9811 | -5996.9766 | FALSE
| 60486210 | PLD006 | PLD | 22KV | 1490.98 | 11 | 42177.4532 | 8.333% | Three phase | 97.13 | 0.010195 | 0.011219 | 0.012352 | 0.013605 | 0.014991 | 0.016526 | 0.018224 | 0.020105 | 0.022187 | 0.024494 | 0.02705 | 0.029883 | 0.033022 | 0.036502 | 0.04036 | 0.044639 | 0.048867 | 0.048867 | 0.048867 | 0.048867 | 0.38825 | 0.38767 | 0.38917 | 0.38833 | 0.38567 | 0.38467 | 0.38642 | 0.38808 | 0.38525 | 0.38525 | 0.38525 | 0.38525 | 0.38525 | 0.38525 | 0.38525 | 0.38525 | 0.38525 | 0.38525 | 0.38525 | 0.38525 | 6090.5441 | 65050.4549 | 0.0015959 | 144818.8874 | 82057.6053 | 375.9236 | 4010.0403 | 71140.999 | 4385.9639 | 66755.0351 | -15302.5701 | FALSE
| 60486270 | PLD003 | PLD | 22KV | 869.31 | 25 | 42177.4532 | 3.846% | Single phase | 44.74 | 0.011219 | 0.012325 | 0.013545 | 0.01489 | 0.016374 | 0.01801 | 0.019816 | 0.021809 | 0.024008 | 0.026437 | 0.028491 | 0.028491 | 0.028491 | 0.028491 | 0.028491 | 0.028491 | 0.028491 | 0.028491 | 0.028491 | 0.028491 | 0.082231 | 0.082769 | 0.083808 | 0.083923 | 0.083654 | 0.084077 | 0.085 | 0.086038 | 0.085231 | 0.085231 | 0.085231 | 0.085231 | 0.085231 | 0.085231 | 0.085231 | 0.085231 | 0.085231 | 0.085231 | 0.085231 | 0.085231 | 1137.3607 | 14835.4667 | 0.00093048 | 38892.9294 | 22037.5996 | 47.9865 | 627.9095 | 15972.8273 | 675.896 | 15296.9313 | -6740.6682 | FALSE
| 60486412 | PLD003 | PLD | 22KV | 253 | 25 | 42177.4532 | 3.846% | Single phase | 44.74 | 0.0032759 | 0.0036049 | 0.0039683 | 0.0043697 | 0.0048132 | 0.0053034 | 0.0058452 | 0.0064441 | 0.0071063 | 0.0078386 | 0.008292 | 0.008292 | 0.008292 | 0.008292 | 0.008292 | 0.008292 | 0.008292 | 0.008292 | 0.008292 | 0.008292 | 0.082231 | 0.082769 | 0.083808 | 0.083923 | 0.083654 | 0.084077 | 0.085 | 0.086038 | 0.085231 | 0.085231 | 0.085231 | 0.085231 | 0.085231 | 0.085231 | 0.085231 | 0.085231 | 0.085231 | 0.085231 | 0.085231 | 0.085231 | 332.8226 | 1263.4647 | 0.0002708 | 11319.22 | 6413.722 | 13.9658 | 53.1849 | 1596.2873 | 67.1507 | 1529.1366 | -4884.5854 | FALSE
| 60503063 | HTN013 | HTN | 22KV | 614.85 | 30 | 38280.733 | 3.226% | Three phase | 97.13 | 0.0057416 | 0.0061836 | 0.0066612 | 0.0071774 | 0.0077353 | 0.0083383 | 0.0089903 | 0.0096952 | 0.010457 | 0.011282 | 0.012174 | 0.013138 | 0.014182 | 0.015311 | 0.016533 | 0.017855 | 0.019286 | 0.020152 | 0.020152 | 0.020152 | 0.15197 | 0.15152 | 0.15174 | 0.15132 | 0.15016 | 0.14877 | 0.14881 | 0.14926 | 0.1479 | 0.1479 | 0.1479 | 0.1479 | 0.1479 | 0.1479 | 0.1479 | 0.1479 | 0.1479 | 0.1479 | 0.1479 | 0.1479 | 954.7394 | 12023.0259 | 0.00065812 | 59720.3805 | 33838.897 | 54.3399 | 681.9357 | 12977.7653 | 736.2757 | 12241.4896 | -21597.4074 | FALSE
| 60503338 | KRT012 | KRT | 22KV | 530.01 | 10 | 47052.9427 | 9.091% | Three phase | 97.13 | 0.0049099 | 0.0052666 | 0.0056503 | 0.0060633 | 0.0065078 | 0.0069863 | 0.0075013 | 0.0080559 | 0.0086529 | 0.0092959 | 0.0099884 | 0.010734 | 0.011538 | 0.012403 | 0.013336 | 0.01434 | 0.015423 | 0.01659 | 0.017371 | 0.017371 | 0.27627 | 0.27927 | 0.285 | 0.28955 | 0.28982 | 0.29191 | 0.29736 | 0.30491 | 0.30555 | 0.30555 | 0.30555 | 0.30555 | 0.30555 | 0.30555 | 0.30555 | 0.30555 | 0.30555 | 0.30555 | 0.30555 | 0.30555 | 1966.6244 | 8588.8521 | 0.00056731 | 51479.8713 | 29169.641 | 114.7635 | 506.726 | 10555.4765 | 621.4895 | 9933.987 | -19235.6541 | FALSE
| 60504655 | KRT023 | KRT | 22KV | 844.56 | 0 | 47052.9427 | 100% | Three phase | 97.13 | 0.0098672 | 0.010959 | 0.012177 | 0.013536 | 0.015053 | 0.016745 | 0.018635 | 0.020745 | 0.023101 | 0.025733 | 0.02768 | 0.02768 | 0.02768 | 0.02768 | 0.02768 | 0.02768 | 0.02768 | 0.02768 | 0.02768 | 0.02768 | 8.401 | 8.389 | 8.432 | 8.472 | 8.465 | 8.474 | 8.534 | 8.617 | 8.647 | 8.647 | 8.647 | 8.647 | 8.647 | 8.647 | 8.647 | 8.647 | 8.647 | 8.647 | 8.647 | 8.647 | 122421.0364 | 29806.5397 | 0.00090399 | 82032.1128 | 46481.2211 | 5264.8112 | 1286.6669 | 152227.5761 | 6551.478 | 145676.0981 | 99194.877 | TRUE
| 60504768 | KRT013 | KRT | 22KV | 274.4 | 16 | 47052.9427 | 5.882% | Covered | 390 | 0.0034005 | 0.0036601 | 0.0039403 | 0.0042428 | 0.0045694 | 0.0049221 | 0.005303 | 0.0057144 | 0.0061587 | 0.0066387 | 0.0071573 | 0.0077176 | 0.008323 | 0.0089773 | 0.0089934 | 0.0089934 | 0.0089934 | 0.0089934 | 0.0089934 | 0.0089934 | 0.36618 | 0.36835 | 0.373 | 0.37671 | 0.37771 | 0.37906 | 0.38494 | 0.392 | 0.39359 | 0.39359 | 0.39359 | 0.39359 | 0.39359 | 0.39359 | 0.39359 | 0.39359 | 0.39359 | 0.39359 | 0.39359 | 0.39359 | 1673.3656 | 11760.9468 | 0.00029371 | 107016 | 60637.6478 | 77.009 | 545.3616 | 13434.3124 | 622.3706 | 12811.9418 | -47825.706 | FALSE
| 60504775 | KRT031 | KRT | 22KV | 539.38 | 1 | 47052.9427 | 50% | Three phase | 97.13 | 0.0065856 | 0.0072405 | 0.0079634 | 0.0087612 | 0.0096421 | 0.010615 | 0.011689 | 0.012875 | 0.014186 | 0.015634 | 0.017235 | 0.017678 | 0.017678 | 0.017678 | 0.017678 | 0.017678 | 0.017678 | 0.017678 | 0.017678 | 0.017678 | 7.1435 | 7.1455 | 7.162 | 7.1765 | 7.178 | 7.173 | 7.1845 | 7.2075 | 7.227 | 7.227 | 7.227 | 7.227 | 7.227 | 7.227 | 7.227 | 7.227 | 7.227 | 7.227 | 7.227 | 7.227 | 65248.2579 | 12092.8619 | 0.00057733 | 52389.9794 | 29685.3285 | 2827.7835 | 524.8012 | 77341.1198 | 3352.5847 | 73988.5351 | 44303.2066 | TRUE
| 60504839 | KRT013 | KRT | 22KV | 222.89 | 16 | 47052.9427 | 5.882% | Covered | 390 | 0.0027622 | 0.002973 | 0.0032007 | 0.0034464 | 0.0037117 | 0.0039982 | 0.0043075 | 0.0046417 | 0.0050026 | 0.0053925 | 0.0058137 | 0.0062688 | 0.0067607 | 0.0072921 | 0.0073052 | 0.0073052 | 0.0073052 | 0.0073052 | 0.0073052 | 0.0073052 | 0.36618 | 0.36835 | 0.373 | 0.37671 | 0.37771 | 0.37906 | 0.38494 | 0.392 | 0.39359 | 0.39359 | 0.39359 | 0.39359 | 0.39359 | 0.39359 | 0.39359 | 0.39359 | 0.39359 | 0.39359 | 0.39359 | 0.39359 | 1359.2436 | 7759.8842 | 0.00023857 | 86927.1 | 49254.8298 | 62.553 | 359.8301 | 9119.1278 | 422.3831 | 8696.7448 | -40558.0851 | FALSE
| 60505054 | KRT022 | KRT | 22KV | 586.15 | 3 | 47052.9427 | 25% | Three phase | 97.13 | 0.0063158 | 0.0070194 | 0.0078048 | 0.0086818 | 0.0096612 | 0.010755 | 0.011978 | 0.013344 | 0.014872 | 0.01658 | 0.01849 | 0.019211 | 0.019211 | 0.019211 | 0.019211 | 0.019211 | 0.019211 | 0.019211 | 0.019211 | 0.019211 | 1.876 | 1.8993 | 1.931 | 1.9485 | 1.9625 | 1.981 | 2.0128 | 2.048 | 2.0605 | 2.0605 | 2.0605 | 2.0605 | 2.0605 | 2.0605 | 2.0605 | 2.0605 | 2.0605 | 2.0605 | 2.0605 | 2.0605 | 19353.2513 | 13840.3437 | 0.0006274 | 56932.7495 | 32259.3632 | 857.3593 | 619.7587 | 33193.5951 | 1477.118 | 31716.4771 | -542.8861 | FALSE
| 60505106 | KRT012 | KRT | 22KV | 542.16 | 10 | 47052.9427 | 9.091% | Single phase | 44.74 | 0.0038012 | 0.004096 | 0.0044149 | 0.0047599 | 0.0051333 | 0.0055372 | 0.0059745 | 0.0064478 | 0.0069602 | 0.007515 | 0.0081159 | 0.0087666 | 0.0094714 | 0.010235 | 0.011062 | 0.011959 | 0.01293 | 0.013983 | 0.015124 | 0.016361 | 0.27627 | 0.27927 | 0.285 | 0.28955 | 0.28982 | 0.29191 | 0.29736 | 0.30491 | 0.30555 | 0.30555 | 0.30555 | 0.30555 | 0.30555 | 0.30555 | 0.30555 | 0.30555 | 0.30555 | 0.30555 | 0.30555 | 0.30555 | 1620.814 | 3332.6047 | 0.00058031 | 24256.2384 | 13744.1246 | 117.3943 | 244.232 | 4953.4187 | 361.6264 | 4591.7924 | -9152.3323 | FALSE
| 60505140 | KRT013 | KRT | 22KV | 530.92 | 16 | 47052.9427 | 5.882% | Three phase | 97.13 | 0.0069743 | 0.0077309 | 0.0085729 | 0.0095102 | 0.010554 | 0.011716 | 0.01301 | 0.014451 | 0.016058 | 0.017401 | 0.017401 | 0.017401 | 0.017401 | 0.017401 | 0.017401 | 0.017401 | 0.017401 | 0.017401 | 0.017401 | 0.017401 | 0.36618 | 0.36835 | 0.373 | 0.37671 | 0.37771 | 0.37906 | 0.38494 | 0.392 | 0.39359 | 0.39359 | 0.39359 | 0.39359 | 0.39359 | 0.39359 | 0.39359 | 0.39359 | 0.39359 | 0.39359 | 0.39359 | 0.39359 | 3648.1415 | 12358.2521 | 0.00056828 | 51568.2596 | 29219.7238 | 149.0001 | 508.4676 | 16006.3935 | 657.4677 | 15348.9258 | -13870.798 | FALSE
| 60505285 | KRT022 | KRT | 22KV | 880 | 3 | 47052.9427 | 25% | Single phase | 44.74 | 0.007458 | 0.0082882 | 0.0092153 | 0.010251 | 0.011408 | 0.012702 | 0.014148 | 0.015765 | 0.017574 | 0.019597 | 0.021862 | 0.024396 | 0.027234 | 0.028842 | 0.028842 | 0.028842 | 0.028842 | 0.028842 | 0.028842 | 0.028842 | 1.876 | 1.8993 | 1.931 | 1.9485 | 1.9625 | 1.981 | 2.0128 | 2.048 | 2.0605 | 2.0605 | 2.0605 | 2.0605 | 2.0605 | 2.0605 | 2.0605 | 2.0605 | 2.0605 | 2.0605 | 2.0605 | 2.0605 | 25630.7781 | 12655.5558 | 0.00094192 | 39371.2 | 22308.5983 | 1287.1725 | 643.4474 | 38286.3339 | 1930.6199 | 36355.7141 | 14047.1157 | TRUE
| 60505606 | KRT023 | KRT | 22KV | 387.67 | 0 | 47052.9427 | 100% | Three phase | 97.13 | 0.0023555 | 0.0025914 | 0.0028523 | 0.003141 | 0.0034603 | 0.0038138 | 0.0042052 | 0.0046385 | 0.0051184 | 0.0056501 | 0.0062392 | 0.0068921 | 0.0076158 | 0.0084182 | 0.0093079 | 0.010295 | 0.011389 | 0.012604 | 0.012706 | 0.012706 | 8.401 | 8.389 | 8.432 | 8.472 | 8.465 | 8.474 | 8.534 | 8.617 | 8.647 | 8.647 | 8.647 | 8.647 | 8.647 | 8.647 | 8.647 | 8.647 | 8.647 | 8.647 | 8.647 | 8.647 | 35886.5345 | 4005.4393 | 0.00041495 | 37654.3871 | 21335.8139 | 2416.654 | 271.1 | 39891.9738 | 2687.754 | 37204.2198 | 15868.4059 | TRUE
| 60505791 | KRT023 | KRT | 22KV | 397.63 | 0 | 47052.9427 | 100% | Three phase | 97.13 | 0.0049247 | 0.0054538 | 0.0060421 | 0.0066963 | 0.007424 | 0.0082337 | 0.0091346 | 0.010137 | 0.011254 | 0.012497 | 0.013032 | 0.013032 | 0.013032 | 0.013032 | 0.013032 | 0.013032 | 0.013032 | 0.013032 | 0.013032 | 0.013032 | 8.401 | 8.389 | 8.432 | 8.472 | 8.465 | 8.474 | 8.534 | 8.617 | 8.647 | 8.647 | 8.647 | 8.647 | 8.647 | 8.647 | 8.647 | 8.647 | 8.647 | 8.647 | 8.647 | 8.647 | 58771.8867 | 6738.4079 | 0.00042561 | 38621.8019 | 21883.9727 | 2478.7426 | 285.2091 | 65510.2947 | 2763.9517 | 62746.3429 | 40862.3703 | TRUE
| 60505794 | KRT023 | KRT | 22KV | 1275.54 | 0 | 47052.9427 | 100% | Three phase | 97.13 | 0.016756 | 0.018574 | 0.020597 | 0.022848 | 0.025355 | 0.028147 | 0.031256 | 0.03472 | 0.038579 | 0.041806 | 0.041806 | 0.041806 | 0.041806 | 0.041806 | 0.041806 | 0.041806 | 0.041806 | 0.041806 | 0.041806 | 0.041806 | 8.401 | 8.389 | 8.432 | 8.472 | 8.465 | 8.474 | 8.534 | 8.617 | 8.647 | 8.647 | 8.647 | 8.647 | 8.647 | 8.647 | 8.647 | 8.647 | 8.647 | 8.647 | 8.647 | 8.647 | 193904.6915 | 71332.4338 | 0.0013653 | 123893.2002 | 70200.6451 | 7951.4507 | 2934.8997 | 265237.1253 | 10886.3505 | 254350.7748 | 184150.1297 | TRUE
| 60505819 | KRT013 | KRT | 22KV | 815.99 | 16 | 47052.9427 | 5.882% | Single phase | 44.74 | 0.010269 | 0.011139 | 0.012085 | 0.013115 | 0.014236 | 0.015457 | 0.016786 | 0.018232 | 0.019808 | 0.021524 | 0.023394 | 0.02543 | 0.026744 | 0.026744 | 0.026744 | 0.026744 | 0.026744 | 0.026744 | 0.026744 | 0.026744 | 0.36618 | 0.36835 | 0.373 | 0.37671 | 0.37771 | 0.37906 | 0.38494 | 0.392 | 0.39359 | 0.39359 | 0.39359 | 0.39359 | 0.39359 | 0.39359 | 0.39359 | 0.39359 | 0.39359 | 0.39359 | 0.39359 | 0.39359 | 5178.2383 | 12414.8351 | 0.00087341 | 36507.3926 | 20685.9013 | 229.0036 | 553.2448 | 17593.0734 | 782.2485 | 16810.825 | -3875.0763 | FALSE
| 60506054 | KRT013 | KRT | 22KV | 399.19 | 16 | 47052.9427 | 5.882% | Single phase | 44.74 | 0.0028124 | 0.0030451 | 0.0032981 | 0.0035732 | 0.0038723 | 0.0041977 | 0.0045517 | 0.0049369 | 0.005356 | 0.0058121 | 0.0063087 | 0.0068493 | 0.0074378 | 0.0080788 | 0.0087768 | 0.0095372 | 0.010365 | 0.011268 | 0.012251 | 0.013083 | 0.36618 | 0.36835 | 0.373 | 0.37671 | 0.37771 | 0.37906 | 0.38494 | 0.392 | 0.39359 | 0.39359 | 0.39359 | 0.39359 | 0.39359 | 0.39359 | 0.39359 | 0.39359 | 0.39359 | 0.39359 | 0.39359 | 0.39359 | 1635.7159 | 1915.0015 | 0.00042728 | 17859.7606 | 10119.7379 | 112.0307 | 132.4058 | 3550.7174 | 244.4365 | 3306.2808 | -6813.4571 | FALSE
| 60506191 | KRT013 | KRT | 22KV | 2980.35 | 16 | 47052.9427 | 5.882% | Three phase | 97.13 | 0.027669 | 0.030038 | 0.03262 | 0.035434 | 0.038501 | 0.041844 | 0.04549 | 0.049465 | 0.053801 | 0.05853 | 0.063689 | 0.069318 | 0.075461 | 0.082165 | 0.089482 | 0.09747 | 0.09768 | 0.09768 | 0.09768 | 0.09768 | 0.36618 | 0.36835 | 0.373 | 0.37671 | 0.37771 | 0.37906 | 0.38494 | 0.392 | 0.39359 | 0.39359 | 0.39359 | 0.39359 | 0.39359 | 0.39359 | 0.39359 | 0.39359 | 0.39359 | 0.39359 | 0.39359 | 0.39359 | 15653.6559 | 297165.044 | 0.0031901 | 289481.3955 | 164026.6025 | 836.4208 | 16022.8453 | 312818.7 | 16859.2661 | 295959.4338 | 131932.8313 | TRUE
| 60506270 | KRT013 | KRT | 22KV | 958 | 16 | 47052.9427 | 5.882% | Covered | 390 | 0.011872 | 0.012778 | 0.013757 | 0.014813 | 0.015953 | 0.017184 | 0.018514 | 0.01995 | 0.021502 | 0.023177 | 0.024988 | 0.026944 | 0.029058 | 0.031342 | 0.031398 | 0.031398 | 0.031398 | 0.031398 | 0.031398 | 0.031398 | 0.36618 | 0.36835 | 0.373 | 0.37671 | 0.37771 | 0.37906 | 0.38494 | 0.392 | 0.39359 | 0.39359 | 0.39359 | 0.39359 | 0.39359 | 0.39359 | 0.39359 | 0.39359 | 0.39359 | 0.39359 | 0.39359 | 0.39359 | 5842.1437 | 143352.4402 | 0.0010254 | 373620 | 211701.4087 | 268.8581 | 6647.3315 | 149194.584 | 6916.1896 | 142278.3944 | -69423.0144 | FALSE
| 60506510 | HTN013 | HTN | 22KV | 1221.39 | 30 | 38280.733 | 3.226% | Three phase | 97.13 | 0.011669 | 0.012521 | 0.013438 | 0.014426 | 0.015489 | 0.016634 | 0.017867 | 0.019194 | 0.020625 | 0.022165 | 0.023825 | 0.025613 | 0.02754 | 0.029617 | 0.031855 | 0.034267 | 0.036867 | 0.03967 | 0.040031 | 0.040031 | 0.15197 | 0.15152 | 0.15174 | 0.15132 | 0.15016 | 0.14877 | 0.14881 | 0.14926 | 0.1479 | 0.1479 | 0.1479 | 0.1479 | 0.1479 | 0.1479 | 0.1479 | 0.1479 | 0.1479 | 0.1479 | 0.1479 | 0.1479 | 1878.8326 | 46994.9987 | 0.0013073 | 118633.6107 | 67220.4446 | 107.9454 | 2691.0008 | 48873.8313 | 2798.9462 | 46074.8851 | -21145.5595 | FALSE
| 60513604 | TRG024 | TRG | 22KV | 513.19 | 15 | 45911.034 | 6.25% | Three phase | 97.13 | 0.0065433 | 0.0071446 | 0.0078035 | 0.0085255 | 0.0093167 | 0.010184 | 0.011135 | 0.012178 | 0.013321 | 0.014575 | 0.01595 | 0.01682 | 0.01682 | 0.01682 | 0.01682 | 0.01682 | 0.01682 | 0.01682 | 0.01682 | 0.01682 | 0.44681 | 0.45469 | 0.46713 | 0.47706 | 0.47956 | 0.4835 | 0.49631 | 0.51144 | 0.51269 | 0.51269 | 0.51269 | 0.51269 | 0.51269 | 0.51269 | 0.51269 | 0.51269 | 0.51269 | 0.51269 | 0.51269 | 0.51269 | 4221.158 | 10969.6619 | 0.0005493 | 49846.1447 | 28243.9352 | 180.3947 | 475.0742 | 15190.8199 | 655.4689 | 14535.351 | -13708.5841 | FALSE
| 60513981 | TRG024 | TRG | 22KV | 952.39 | 15 | 45911.034 | 6.25% | Three phase | 97.13 | 0.012109 | 0.013204 | 0.014401 | 0.015711 | 0.017144 | 0.018714 | 0.020431 | 0.022312 | 0.024371 | 0.026626 | 0.029096 | 0.031214 | 0.031214 | 0.031214 | 0.031214 | 0.031214 | 0.031214 | 0.031214 | 0.031214 | 0.031214 | 0.44681 | 0.45469 | 0.46713 | 0.47706 | 0.47956 | 0.4835 | 0.49631 | 0.51144 | 0.51269 | 0.51269 | 0.51269 | 0.51269 | 0.51269 | 0.51269 | 0.51269 | 0.51269 | 0.51269 | 0.51269 | 0.51269 | 0.51269 | 7790.9718 | 37573.5593 | 0.0010194 | 92505.6407 | 52415.7552 | 334.7807 | 1636.1939 | 45364.5312 | 1970.9745 | 43393.5566 | -9022.1985 | FALSE
| 60514923 | TRG014 | TRG | 22KV | 646.37 | 7 | 45911.034 | 12.5% | Covered | 390 | 0.0036958 | 0.0039994 | 0.0043293 | 0.0046881 | 0.0050781 | 0.0055023 | 0.0059638 | 0.0064658 | 0.007012 | 0.0076065 | 0.0082535 | 0.0089579 | 0.0097249 | 0.01056 | 0.01147 | 0.01246 | 0.01354 | 0.014715 | 0.015997 | 0.017393 | 0.46737 | 0.47 | 0.47475 | 0.476 | 0.4735 | 0.47525 | 0.48163 | 0.487 | 0.48187 | 0.48187 | 0.48187 | 0.48187 | 0.48187 | 0.48187 | 0.48187 | 0.48187 | 0.48187 | 0.48187 | 0.48187 | 0.48187 | 2580.9492 | 35411.2371 | 0.00069185 | 252084.3 | 142836.5757 | 219.8444 | 3026.0681 | 37992.1863 | 3245.9125 | 34746.2738 | -108090.302 | FALSE
| 60514930 | TRG013 | TRG | 22KV | 290.9 | 22 | 45911.034 | 4.348% | Single phase | 44.74 | 0.0015146 | 0.0016388 | 0.0017738 | 0.0019205 | 0.0020801 | 0.0022536 | 0.0024425 | 0.0026479 | 0.0028714 | 0.0031147 | 0.0033796 | 0.0036679 | 0.0039819 | 0.0043239 | 0.0046964 | 0.0051021 | 0.0055442 | 0.006026 | 0.006551 | 0.0071233 | 0.24709 | 0.24948 | 0.25357 | 0.25513 | 0.25457 | 0.25652 | 0.26109 | 0.26526 | 0.26283 | 0.26283 | 0.26283 | 0.26283 | 0.26283 | 0.26283 | 0.26283 | 0.26283 | 0.26283 | 0.26283 | 0.26283 | 0.26283 | 574.014 | 748.7276 | 0.00031137 | 13014.866 | 7374.5128 | 53.5349 | 70.3129 | 1322.7416 | 123.8478 | 1198.8938 | -6175.619 | FALSE
| 60514936 | TRG013 | TRG | 22KV | 415.2 | 22 | 45911.034 | 4.348% | Single phase | 44.74 | 0.0027755 | 0.0030841 | 0.0034289 | 0.0038142 | 0.004245 | 0.0047268 | 0.0052658 | 0.0058688 | 0.0065438 | 0.0072994 | 0.0081455 | 0.0090931 | 0.010155 | 0.011344 | 0.012678 | 0.013608 | 0.013608 | 0.013608 | 0.013608 | 0.013608 | 0.24709 | 0.24948 | 0.25357 | 0.25513 | 0.25457 | 0.25652 | 0.26109 | 0.26526 | 0.26283 | 0.26283 | 0.26283 | 0.26283 | 0.26283 | 0.26283 | 0.26283 | 0.26283 | 0.26283 | 0.26283 | 0.26283 | 0.26283 | 1308.6638 | 2433.5194 | 0.00044442 | 18576.048 | 10525.6023 | 76.4101 | 143.2394 | 3742.1832 | 219.6494 | 3522.5338 | -7003.0685 | FALSE
| 60514964 | TRG013 | TRG | 22KV | 1051.4 | 22 | 45911.034 | 4.348% | Three phase | 97.13 | 0.0072607 | 0.0078592 | 0.0085097 | 0.0092168 | 0.0099856 | 0.010822 | 0.011731 | 0.01272 | 0.013796 | 0.014966 | 0.01624 | 0.017627 | 0.019136 | 0.020779 | 0.022569 | 0.024517 | 0.026639 | 0.02895 | 0.031468 | 0.03421 | 0.24709 | 0.24948 | 0.25357 | 0.25513 | 0.25457 | 0.25652 | 0.26109 | 0.26526 | 0.26283 | 0.26283 | 0.26283 | 0.26283 | 0.26283 | 0.26283 | 0.26283 | 0.26283 | 0.26283 | 0.26283 | 0.26283 | 0.26283 | 2757.1639 | 28218.9822 | 0.0011254 | 102122.482 | 57864.8715 | 193.4912 | 1994.073 | 30976.1461 | 2187.5641 | 28788.582 | -29076.2896 | FALSE
| 60514988 | TRG013 | TRG | 22KV | 427.82 | 22 | 45911.034 | 4.348% | Single phase | 44.74 | 0.0022275 | 0.0024102 | 0.0026086 | 0.0028245 | 0.0030591 | 0.0033144 | 0.0035921 | 0.0038942 | 0.0042229 | 0.0045807 | 0.0049703 | 0.0053943 | 0.0058561 | 0.006359 | 0.0069068 | 0.0075036 | 0.0081538 | 0.0088623 | 0.0096344 | 0.010476 | 0.24709 | 0.24948 | 0.25357 | 0.25513 | 0.25457 | 0.25652 | 0.26109 | 0.26526 | 0.26283 | 0.26283 | 0.26283 | 0.26283 | 0.26283 | 0.26283 | 0.26283 | 0.26283 | 0.26283 | 0.26283 | 0.26283 | 0.26283 | 844.1894 | 1619.4165 | 0.00045792 | 19140.6668 | 10845.5279 | 78.7325 | 152.0792 | 2463.6058 | 230.8118 | 2232.7941 | -8612.7338 | FALSE
| 60515020 | TRG013 | TRG | 22KV | 1620.08 | 22 | 45911.034 | 4.348% | Single phase | 44.74 | 0.020077 | 0.02161 | 0.023264 | 0.02505 | 0.026978 | 0.029061 | 0.031309 | 0.033738 | 0.036361 | 0.039195 | 0.042257 | 0.045565 | 0.04914 | 0.053003 | 0.053098 | 0.053098 | 0.053098 | 0.053098 | 0.053098 | 0.053098 | 0.24709 | 0.24948 | 0.25357 | 0.25513 | 0.25457 | 0.25652 | 0.26109 | 0.26526 | 0.26283 | 0.26283 | 0.26283 | 0.26283 | 0.26283 | 0.26283 | 0.26283 | 0.26283 | 0.26283 | 0.26283 | 0.26283 | 0.26283 | 6465.9742 | 47030.3668 | 0.0017341 | 72482.3792 | 41070.1295 | 298.1464 | 2180.824 | 53496.341 | 2478.9704 | 51017.3706 | 9947.2411 | TRUE
| 60515094 | TRG014 | TRG | 22KV | 1301.83 | 7 | 45911.034 | 12.5% | Covered | 390 | 0.0074436 | 0.008055 | 0.0087195 | 0.009442 | 0.010228 | 0.011082 | 0.012011 | 0.013022 | 0.014123 | 0.01532 | 0.016623 | 0.018042 | 0.019587 | 0.021269 | 0.0231 | 0.025096 | 0.02727 | 0.029638 | 0.032219 | 0.035031 | 0.46737 | 0.47 | 0.47475 | 0.476 | 0.4735 | 0.47525 | 0.48163 | 0.487 | 0.48187 | 0.48187 | 0.48187 | 0.48187 | 0.48187 | 0.48187 | 0.48187 | 0.48187 | 0.48187 | 0.48187 | 0.48187 | 0.48187 | 5198.1946 | 143643.9265 | 0.0013934 | 507713.7 | 287681.8841 | 442.7805 | 12275.0953 | 148842.1211 | 12717.8758 | 136124.2453 | -151557.6388 | FALSE
| 60515424 | TRG013 | TRG | 22KV | 2017.03 | 22 | 45911.034 | 4.348% | Single phase | 44.74 | 0.019269 | 0.021414 | 0.02381 | 0.026486 | 0.029475 | 0.032815 | 0.036548 | 0.040722 | 0.045388 | 0.050608 | 0.056446 | 0.062979 | 0.066108 | 0.066108 | 0.066108 | 0.066108 | 0.066108 | 0.066108 | 0.066108 | 0.066108 | 0.24709 | 0.24948 | 0.25357 | 0.25513 | 0.25457 | 0.25652 | 0.26109 | 0.26526 | 0.26283 | 0.26283 | 0.26283 | 0.26283 | 0.26283 | 0.26283 | 0.26283 | 0.26283 | 0.26283 | 0.26283 | 0.26283 | 0.26283 | 7852.81 | 71012.3815 | 0.002159 | 90241.9222 | 51133.0819 | 371.1979 | 3380.4336 | 78865.1915 | 3751.6315 | 75113.56 | 23980.4781 | TRUE
| 60515437 | TRG013 | TRG | 22KV | 138.32 | 22 | 45911.034 | 4.348% | Covered | 390 | 0.0011723 | 0.0013028 | 0.0014485 | 0.0016113 | 0.0017932 | 0.0019965 | 0.0022238 | 0.002478 | 0.0027623 | 0.0030804 | 0.0034363 | 0.0038347 | 0.0042806 | 0.0045334 | 0.0045334 | 0.0045334 | 0.0045334 | 0.0045334 | 0.0045334 | 0.0045334 | 0.24709 | 0.24948 | 0.25357 | 0.25513 | 0.25457 | 0.25652 | 0.26109 | 0.26526 | 0.26283 | 0.26283 | 0.26283 | 0.26283 | 0.26283 | 0.26283 | 0.26283 | 0.26283 | 0.26283 | 0.26283 | 0.26283 | 0.26283 | 504.4038 | 2725.552 | 0.00014805 | 53944.8 | 30566.3245 | 25.4553 | 138.5754 | 3229.9557 | 164.0307 | 3065.925 | -27500.3995 | FALSE
| 60522266 | TRG014 | TRG | 22KV | 71.92 | 7 | 45911.034 | 12.5% | Three phase | 97.13 | 0.00037447 | 0.00040517 | 0.00043854 | 0.00047481 | 0.00051427 | 0.00055718 | 0.00060385 | 0.00065464 | 0.00070991 | 0.00077006 | 0.00083554 | 0.00090683 | 0.00098446 | 0.001069 | 0.0011611 | 0.0012614 | 0.0013707 | 0.0014898 | 0.0016196 | 0.0017611 | 0.46737 | 0.47 | 0.47475 | 0.476 | 0.4735 | 0.47525 | 0.48163 | 0.487 | 0.48187 | 0.48187 | 0.48187 | 0.48187 | 0.48187 | 0.48187 | 0.48187 | 0.48187 | 0.48187 | 0.48187 | 0.48187 | 0.48187 | 261.3205 | 99.3558 | 7.6981e-05 | 6985.5896 | 3958.1906 | 24.4615 | 9.3305 | 360.6763 | 33.792 | 326.8843 | -3631.3063 | FALSE
| 60522413 | TRG014 | TRG | 22KV | 105.46 | 7 | 45911.034 | 12.5% | Three phase | 97.13 | 0.0010027 | 0.0011018 | 0.0012112 | 0.0013318 | 0.001465 | 0.0016121 | 0.0017745 | 0.0019539 | 0.0021521 | 0.0023711 | 0.0026131 | 0.0028805 | 0.0031762 | 0.0034564 | 0.0034564 | 0.0034564 | 0.0034564 | 0.0034564 | 0.0034564 | 0.0034564 | 0.46737 | 0.47 | 0.47475 | 0.476 | 0.4735 | 0.47525 | 0.48163 | 0.487 | 0.48187 | 0.48187 | 0.48187 | 0.48187 | 0.48187 | 0.48187 | 0.48187 | 0.48187 | 0.48187 | 0.48187 | 0.48187 | 0.48187 | 721.696 | 402.3481 | 0.00011288 | 10243.3298 | 5804.0987 | 35.8692 | 20.0623 | 1124.0441 | 55.9315 | 1068.1126 | -4735.9861 | FALSE
| 60522423 | TRG014 | TRG | 22KV | 167.52 | 7 | 45911.034 | 12.5% | Three phase | 97.13 | 0.0015593 | 0.0016951 | 0.0018433 | 0.002005 | 0.0021816 | 0.0023743 | 0.0025847 | 0.0028144 | 0.0030654 | 0.0033395 | 0.003639 | 0.0039662 | 0.0043238 | 0.0047146 | 0.0051417 | 0.0054904 | 0.0054904 | 0.0054904 | 0.0054904 | 0.0054904 | 0.46737 | 0.47 | 0.47475 | 0.476 | 0.4735 | 0.47525 | 0.48163 | 0.487 | 0.48187 | 0.48187 | 0.48187 | 0.48187 | 0.48187 | 0.48187 | 0.48187 | 0.48187 | 0.48187 | 0.48187 | 0.48187 | 0.48187 | 1070.1208 | 947.7756 | 0.00017931 | 16271.2176 | 9219.6341 | 56.9772 | 50.6219 | 2017.8964 | 107.5991 | 1910.2974 | -7309.3367 | FALSE
| 60523061 | TRG011 | TRG | 22KV | 249.47 | 0 | 45911.034 | 100% | Three phase | 97.13 | 0.0023222 | 0.0025244 | 0.0027451 | 0.0029859 | 0.0032488 | 0.0035357 | 0.0038491 | 0.0041912 | 0.0045649 | 0.0049731 | 0.0054191 | 0.0059064 | 0.0064389 | 0.0070209 | 0.0076571 | 0.0081763 | 0.0081763 | 0.0081763 | 0.0081763 | 0.0081763 | 1.389 | 1.406 | 1.443 | 1.452 | 1.459 | 1.473 | 1.51 | 1.543 | 1.525 | 1.525 | 1.525 | 1.525 | 1.525 | 1.525 | 1.525 | 1.525 | 1.525 | 1.525 | 1.525 | 1.525 | 5000.5086 | 2101.8846 | 0.00026702 | 24231.0211 | 13729.8359 | 264.3811 | 112.2643 | 7102.3932 | 376.6454 | 6725.7478 | -7004.0881 | FALSE
| 60523067 | TRG011 | TRG | 22KV | 71.37 | 0 | 45911.034 | 100% | Three phase | 97.13 | 0.00068185 | 0.00073165 | 0.00078525 | 0.00084296 | 0.00090508 | 0.00097198 | 0.001044 | 0.0011216 | 0.0012052 | 0.0012952 | 0.0013922 | 0.0014967 | 0.0016093 | 0.0017306 | 0.0018614 | 0.0020023 | 0.0021543 | 0.0023181 | 0.0023391 | 0.0023391 | 1.389 | 1.406 | 1.443 | 1.452 | 1.459 | 1.473 | 1.51 | 1.543 | 1.525 | 1.525 | 1.525 | 1.525 | 1.525 | 1.525 | 1.525 | 1.525 | 1.525 | 1.525 | 1.525 | 1.525 | 1333.2239 | 160.4628 | 7.6392e-05 | 6932.1681 | 3927.9208 | 75.6359 | 9.1883 | 1493.6867 | 84.8242 | 1408.8625 | -2519.0582 | FALSE
| 60523092 | TRG022 | TRG | 22KV | 200.04 | 28 | 45911.034 | 3.448% | Covered | 390 | 0.0020814 | 0.0022471 | 0.0024266 | 0.002621 | 0.0028316 | 0.0030599 | 0.0033072 | 0.0035753 | 0.0038658 | 0.0041808 | 0.0045224 | 0.0048927 | 0.0052943 | 0.0057299 | 0.0062023 | 0.0065563 | 0.0065563 | 0.0065563 | 0.0065563 | 0.0065563 | 0.17445 | 0.17714 | 0.18062 | 0.18245 | 0.18269 | 0.18459 | 0.1889 | 0.19221 | 0.191 | 0.191 | 0.191 | 0.191 | 0.191 | 0.191 | 0.191 | 0.191 | 0.191 | 0.191 | 0.191 | 0.191 | 521.484 | 5638.5099 | 0.00021412 | 78015.6 | 44205.3756 | 26.561 | 289.8345 | 6159.9939 | 316.3954 | 5843.5984 | -38361.7771 | FALSE
| 60523442 | TRG022 | TRG | 22KV | 3622.08 | 28 | 45911.034 | 3.448% | Three phase | 97.13 | 0.030086 | 0.032935 | 0.036066 | 0.03951 | 0.043297 | 0.047463 | 0.052046 | 0.05709 | 0.062642 | 0.068753 | 0.075482 | 0.082891 | 0.091052 | 0.10004 | 0.10994 | 0.11871 | 0.11871 | 0.11871 | 0.11871 | 0.11871 | 0.17445 | 0.17714 | 0.18062 | 0.18245 | 0.18269 | 0.18459 | 0.1889 | 0.19221 | 0.191 | 0.191 | 0.191 | 0.191 | 0.191 | 0.191 | 0.191 | 0.191 | 0.191 | 0.191 | 0.191 | 0.191 | 8758.9656 | 426467.2644 | 0.003877 | 351812.6304 | 199344.8677 | 480.9336 | 23665.7994 | 435226.23 | 24146.733 | 411079.497 | 211734.6294 | TRUE
| 60523815 | TRG011 | TRG | 22KV | 135.27 | 0 | 45911.034 | 100% | Three phase | 97.13 | 0.0016797 | 0.0018098 | 0.0019503 | 0.0021022 | 0.0022664 | 0.0024438 | 0.0026357 | 0.0028431 | 0.0030674 | 0.0033099 | 0.0035722 | 0.003856 | 0.0041629 | 0.0044334 | 0.0044334 | 0.0044334 | 0.0044334 | 0.0044334 | 0.0044334 | 0.0044334 | 1.389 | 1.406 | 1.443 | 1.452 | 1.459 | 1.473 | 1.51 | 1.543 | 1.525 | 1.525 | 1.525 | 1.525 | 1.525 | 1.525 | 1.525 | 1.525 | 1.525 | 1.525 | 1.525 | 1.525 | 3135.2916 | 715.7265 | 0.00014479 | 13138.7751 | 7444.7224 | 143.3552 | 33.0072 | 3851.0182 | 176.3624 | 3674.6558 | -3770.0667 | FALSE
| 60524174 | TRG014 | TRG | 22KV | 233.31 | 7 | 45911.034 | 12.5% | Three phase | 97.13 | 0.0021838 | 0.0023807 | 0.0025962 | 0.002832 | 0.0030901 | 0.0033728 | 0.0036823 | 0.0040214 | 0.0043927 | 0.0047997 | 0.0052455 | 0.0057342 | 0.0062698 | 0.006857 | 0.0075007 | 0.0076467 | 0.0076467 | 0.0076467 | 0.0076467 | 0.0076467 | 0.46737 | 0.47 | 0.47475 | 0.476 | 0.4735 | 0.47525 | 0.48163 | 0.487 | 0.48187 | 0.48187 | 0.48187 | 0.48187 | 0.48187 | 0.48187 | 0.48187 | 0.48187 | 0.48187 | 0.48187 | 0.48187 | 0.48187 | 1520.225 | 1875.1342 | 0.00024973 | 22661.4003 | 12840.4539 | 79.3538 | 98.191 | 3395.3592 | 177.5448 | 3217.8144 | -9622.6395 | FALSE
| 60524360 | TRG014 | TRG | 22KV | 187.41 | 7 | 45911.034 | 12.5% | Three phase | 97.13 | 0.0017445 | 0.0018964 | 0.0020622 | 0.0022431 | 0.0024406 | 0.0026562 | 0.0028915 | 0.0031486 | 0.0034293 | 0.003736 | 0.004071 | 0.0044371 | 0.0048371 | 0.0052743 | 0.0057522 | 0.0061423 | 0.0061423 | 0.0061423 | 0.0061423 | 0.0061423 | 0.46737 | 0.47 | 0.47475 | 0.476 | 0.4735 | 0.47525 | 0.48163 | 0.487 | 0.48187 | 0.48187 | 0.48187 | 0.48187 | 0.48187 | 0.48187 | 0.48187 | 0.48187 | 0.48187 | 0.48187 | 0.48187 | 0.48187 | 1197.1785 | 1186.1995 | 0.0002006 | 18203.1333 | 10314.3005 | 63.7422 | 63.3564 | 2383.378 | 127.0986 | 2256.2794 | -8058.0212 | FALSE
| 60524650 | TRG014 | TRG | 22KV | 329.2 | 7 | 45911.034 | 12.5% | Three phase | 97.13 | 0.0031301 | 0.0034394 | 0.0037807 | 0.0041574 | 0.0045732 | 0.0050323 | 0.0055393 | 0.0060993 | 0.0067179 | 0.0074014 | 0.0081568 | 0.0089917 | 0.0099147 | 0.010789 | 0.010789 | 0.010789 | 0.010789 | 0.010789 | 0.010789 | 0.010789 | 0.46737 | 0.47 | 0.47475 | 0.476 | 0.4735 | 0.47525 | 0.48163 | 0.487 | 0.48187 | 0.48187 | 0.48187 | 0.48187 | 0.48187 | 0.48187 | 0.48187 | 0.48187 | 0.48187 | 0.48187 | 0.48187 | 0.48187 | 2252.8194 | 3920.5415 | 0.00035236 | 31975.196 | 18117.8578 | 111.968 | 195.4901 | 6173.3609 | 307.4581 | 5865.9028 | -12251.955 | FALSE
| 60526473 | TRG024 | TRG | 22KV | 472.42 | 15 | 45911.034 | 6.25% | Three phase | 97.13 | 0.0060067 | 0.0065495 | 0.0071434 | 0.0077932 | 0.0085043 | 0.0092826 | 0.010135 | 0.011067 | 0.012089 | 0.013208 | 0.014433 | 0.015483 | 0.015483 | 0.015483 | 0.015483 | 0.015483 | 0.015483 | 0.015483 | 0.015483 | 0.015483 | 0.44681 | 0.45469 | 0.46713 | 0.47706 | 0.47956 | 0.4835 | 0.49631 | 0.51144 | 0.51269 | 0.51269 | 0.51269 | 0.51269 | 0.51269 | 0.51269 | 0.51269 | 0.51269 | 0.51269 | 0.51269 | 0.51269 | 0.51269 | 3864.6047 | 9245.0494 | 0.00050566 | 45886.1546 | 26000.1166 | 166.0634 | 402.5888 | 13109.6541 | 568.6521 | 12541.002 | -13459.1146 | FALSE
| 60526562 | TRG013 | TRG | 22KV | 415.16 | 22 | 45911.034 | 4.348% | Single phase | 44.74 | 0.0051659 | 0.0055718 | 0.0060107 | 0.0064857 | 0.0069996 | 0.0075557 | 0.0081575 | 0.0088089 | 0.0095141 | 0.010278 | 0.011104 | 0.011999 | 0.012968 | 0.013607 | 0.013607 | 0.013607 | 0.013607 | 0.013607 | 0.013607 | 0.013607 | 0.24709 | 0.24948 | 0.25357 | 0.25513 | 0.25457 | 0.25652 | 0.26109 | 0.26526 | 0.26283 | 0.26283 | 0.26283 | 0.26283 | 0.26283 | 0.26283 | 0.26283 | 0.26283 | 0.26283 | 0.26283 | 0.26283 | 0.26283 | 1675.3942 | 3122.6924 | 0.00044437 | 18574.2584 | 10524.5883 | 76.4027 | 143.2118 | 4798.0866 | 219.6145 | 4578.4722 | -5946.1161 | FALSE
| 60527990 | TRG024 | TRG | 22KV | 82.98 | 15 | 45911.034 | 6.25% | Three phase | 97.13 | 0.00057304 | 0.00062028 | 0.00067162 | 0.00072742 | 0.0007881 | 0.00085408 | 0.00092583 | 0.0010039 | 0.0010888 | 0.0011812 | 0.0012817 | 0.0013912 | 0.0015103 | 0.00164 | 0.0017812 | 0.001935 | 0.0021024 | 0.0022848 | 0.0024835 | 0.0027 | 0.44681 | 0.45469 | 0.46713 | 0.47706 | 0.47956 | 0.4835 | 0.49631 | 0.51144 | 0.51269 | 0.51269 | 0.51269 | 0.51269 | 0.51269 | 0.51269 | 0.51269 | 0.51269 | 0.51269 | 0.51269 | 0.51269 | 0.51269 | 419.5826 | 175.773 | 8.8819e-05 | 8059.8474 | 4566.8889 | 29.1688 | 12.4209 | 595.3556 | 41.5897 | 553.766 | -4013.123 | FALSE
| 60528885 | PLD001 | PLD | 22KV | 255.19 | 22 | 42177.4532 | 4.348% | Single phase | 44.74 | 0.0018255 | 0.0019821 | 0.0021529 | 0.0023392 | 0.0025423 | 0.0027639 | 0.0030058 | 0.0032697 | 0.0035577 | 0.0038722 | 0.0042155 | 0.0045904 | 0.0049998 | 0.005447 | 0.0059355 | 0.0064693 | 0.0070525 | 0.0076899 | 0.0083638 | 0.0083638 | 0.17543 | 0.17561 | 0.17622 | 0.17591 | 0.17491 | 0.17509 | 0.17626 | 0.17726 | 0.17609 | 0.17609 | 0.17609 | 0.17609 | 0.17609 | 0.17609 | 0.17609 | 0.17609 | 0.17609 | 0.17609 | 0.17609 | 0.17609 | 442.3774 | 816.3506 | 0.00027315 | 11417.2006 | 6469.24 | 29.3099 | 54.1097 | 1258.728 | 83.4196 | 1175.3084 | -5293.9316 | FALSE
| 60528939 | PLD001 | PLD | 22KV | 570.49 | 22 | 42177.4532 | 4.348% | Single phase | 44.74 | 0.0072948 | 0.0079768 | 0.0087252 | 0.0095465 | 0.010448 | 0.011438 | 0.012524 | 0.013717 | 0.015028 | 0.016468 | 0.018049 | 0.018698 | 0.018698 | 0.018698 | 0.018698 | 0.018698 | 0.018698 | 0.018698 | 0.018698 | 0.018698 | 0.17543 | 0.17561 | 0.17622 | 0.17591 | 0.17491 | 0.17509 | 0.17626 | 0.17726 | 0.17609 | 0.17609 | 0.17609 | 0.17609 | 0.17609 | 0.17609 | 0.17609 | 0.17609 | 0.17609 | 0.17609 | 0.17609 | 0.17609 | 1522.1741 | 6279.9573 | 0.00061063 | 25523.7226 | 14462.3094 | 65.5238 | 270.4231 | 7802.1314 | 335.9469 | 7466.1846 | -6996.1248 | FALSE
| 60529667 | PLD001 | PLD | 22KV | 153.37 | 22 | 42177.4532 | 4.348% | Three phase | 97.13 | 0.0014202 | 0.0015398 | 0.00167 | 0.0018117 | 0.0019659 | 0.0021338 | 0.0023166 | 0.0025156 | 0.0027325 | 0.0029686 | 0.0032259 | 0.0035062 | 0.0038117 | 0.0041447 | 0.0045075 | 0.0049031 | 0.0050267 | 0.0050267 | 0.0050267 | 0.0050267 | 0.17543 | 0.17561 | 0.17622 | 0.17591 | 0.17491 | 0.17509 | 0.17626 | 0.17726 | 0.17609 | 0.17609 | 0.17609 | 0.17609 | 0.17609 | 0.17609 | 0.17609 | 0.17609 | 0.17609 | 0.17609 | 0.17609 | 0.17609 | 323.4187 | 778.7406 | 0.00016416 | 14896.8281 | 8440.8744 | 17.6154 | 42.4313 | 1102.1593 | 60.0466 | 1042.1127 | -7398.7617 | FALSE
| 60530477 | PLD006 | PLD | 22KV | 319.78 | 11 | 42177.4532 | 8.333% | Three phase | 97.13 | 0.0041547 | 0.0045799 | 0.0050503 | 0.0055709 | 0.0061472 | 0.0067851 | 0.0074916 | 0.0082739 | 0.0091405 | 0.010101 | 0.010481 | 0.010481 | 0.010481 | 0.010481 | 0.010481 | 0.010481 | 0.010481 | 0.010481 | 0.010481 | 0.010481 | 0.38825 | 0.38767 | 0.38917 | 0.38833 | 0.38567 | 0.38467 | 0.38642 | 0.38808 | 0.38525 | 0.38525 | 0.38525 | 0.38525 | 0.38525 | 0.38525 | 0.38525 | 0.38525 | 0.38525 | 0.38525 | 0.38525 | 0.38525 | 1924.6838 | 4407.1593 | 0.00034228 | 31060.2314 | 17599.4185 | 80.6267 | 184.4623 | 6331.8431 | 265.0891 | 6066.754 | -11532.6645 | FALSE
| 60530593 | PLD001 | PLD | 22KV | 1664 | 22 | 42177.4532 | 4.348% | Three phase | 97.13 | 0.020317 | 0.022337 | 0.024567 | 0.027029 | 0.029746 | 0.032747 | 0.03606 | 0.039721 | 0.043765 | 0.048233 | 0.053171 | 0.054537 | 0.054537 | 0.054537 | 0.054537 | 0.054537 | 0.054537 | 0.054537 | 0.054537 | 0.054537 | 0.17543 | 0.17561 | 0.17622 | 0.17591 | 0.17491 | 0.17509 | 0.17626 | 0.17726 | 0.17609 | 0.17609 | 0.17609 | 0.17609 | 0.17609 | 0.17609 | 0.17609 | 0.17609 | 0.17609 | 0.17609 | 0.17609 | 0.17609 | 4405.5265 | 115092.244 | 0.0017811 | 161624.32 | 91579.9375 | 191.1192 | 4994.7269 | 119497.7706 | 5185.8461 | 114311.9245 | 22731.9871 | TRUE
| 60530970 | PLD004 | PLD | 22KV | 282.09 | 2 | 42177.4532 | 33.33% | Three phase | 97.13 | 0.003629 | 0.0039804 | 0.0043672 | 0.0047931 | 0.005262 | 0.0057785 | 0.0063474 | 0.0069741 | 0.0076647 | 0.0084258 | 0.0092454 | 0.0092454 | 0.0092454 | 0.0092454 | 0.0092454 | 0.0092454 | 0.0092454 | 0.0092454 | 0.0092454 | 0.0092454 | 1.8517 | 1.8367 | 1.8323 | 1.8237 | 1.8103 | 1.8037 | 1.806 | 1.8103 | 1.7987 | 1.7987 | 1.7987 | 1.7987 | 1.7987 | 1.7987 | 1.7987 | 1.7987 | 1.7987 | 1.7987 | 1.7987 | 1.7987 | 7816.0135 | 3373.7611 | 0.00030194 | 27399.4017 | 15525.1109 | 333.3673 | 143.5425 | 11189.7746 | 476.9098 | 10712.8648 | -4812.2461 | FALSE
| 60531014 | PLD001 | PLD | 22KV | 1004.08 | 22 | 42177.4532 | 4.348% | Three phase | 97.13 | 0.012074 | 0.013173 | 0.014376 | 0.015693 | 0.017135 | 0.018716 | 0.020447 | 0.022343 | 0.024421 | 0.026699 | 0.029196 | 0.031933 | 0.032908 | 0.032908 | 0.032908 | 0.032908 | 0.032908 | 0.032908 | 0.032908 | 0.032908 | 0.17543 | 0.17561 | 0.17622 | 0.17591 | 0.17491 | 0.17509 | 0.17626 | 0.17726 | 0.17609 | 0.17609 | 0.17609 | 0.17609 | 0.17609 | 0.17609 | 0.17609 | 0.17609 | 0.17609 | 0.17609 | 0.17609 | 0.17609 | 2575.3012 | 40597.0387 | 0.0010747 | 97526.2904 | 55260.5671 | 115.3239 | 1818.619 | 43172.3399 | 1933.9429 | 41238.397 | -14022.1701 | FALSE
| 60531111 | PLD006 | PLD | 22KV | 846.05 | 11 | 42177.4532 | 8.333% | Single phase | 44.74 | 0.010264 | 0.011248 | 0.012331 | 0.013522 | 0.014832 | 0.016274 | 0.017861 | 0.019608 | 0.021532 | 0.02365 | 0.025983 | 0.027729 | 0.027729 | 0.027729 | 0.027729 | 0.027729 | 0.027729 | 0.027729 | 0.027729 | 0.027729 | 0.38825 | 0.38767 | 0.38917 | 0.38833 | 0.38567 | 0.38467 | 0.38642 | 0.38808 | 0.38525 | 0.38525 | 0.38525 | 0.38525 | 0.38525 | 0.38525 | 0.38525 | 0.38525 | 0.38525 | 0.38525 | 0.38525 | 0.38525 | 4848.9241 | 13531.9605 | 0.00090558 | 37852.277 | 21447.9427 | 213.3162 | 594.7573 | 18380.8847 | 808.0734 | 17572.8112 | -3875.1315 | FALSE
| 60531227 | PLD003 | PLD | 22KV | 351.58 | 25 | 42177.4532 | 3.846% | Single phase | 44.74 | 0.001867 | 0.0020207 | 0.0021878 | 0.0023695 | 0.0025672 | 0.0027822 | 0.0030162 | 0.0032709 | 0.0035481 | 0.0038499 | 0.0041786 | 0.0045364 | 0.0049263 | 0.0053509 | 0.0058136 | 0.0063178 | 0.0068673 | 0.0074662 | 0.0081191 | 0.0088309 | 0.082231 | 0.082769 | 0.083808 | 0.083923 | 0.083654 | 0.084077 | 0.085 | 0.086038 | 0.085231 | 0.085231 | 0.085231 | 0.085231 | 0.085231 | 0.085231 | 0.085231 | 0.085231 | 0.085231 | 0.085231 | 0.085231 | 0.085231 | 212.2818 | 1119.1811 | 0.00037632 | 15729.6892 | 8912.792 | 19.4075 | 102.706 | 1331.4629 | 122.1135 | 1209.3493 | -7703.4427 | FALSE
| 60531478 | PLD006 | PLD | 22KV | 647.82 | 11 | 42177.4532 | 8.333% | Three phase | 97.13 | 0.0083339 | 0.009141 | 0.010029 | 0.011007 | 0.012084 | 0.01327 | 0.014577 | 0.016016 | 0.017602 | 0.01935 | 0.021232 | 0.021232 | 0.021232 | 0.021232 | 0.021232 | 0.021232 | 0.021232 | 0.021232 | 0.021232 | 0.021232 | 0.38825 | 0.38767 | 0.38917 | 0.38833 | 0.38567 | 0.38467 | 0.38642 | 0.38808 | 0.38525 | 0.38525 | 0.38525 | 0.38525 | 0.38525 | 0.38525 | 0.38525 | 0.38525 | 0.38525 | 0.38525 | 0.38525 | 0.38525 | 3835.642 | 17792.9373 | 0.00069341 | 62922.7566 | 35653.4345 | 163.3361 | 757.0312 | 21628.5793 | 920.3673 | 20708.212 | -14945.2225 | FALSE
| 60531598 | PLD006 | PLD | 22KV | 215 | 11 | 42177.4532 | 8.333% | Three phase | 97.13 | 0.0022259 | 0.0024722 | 0.0027469 | 0.0030534 | 0.0033956 | 0.0037776 | 0.0042041 | 0.0046805 | 0.0052128 | 0.0058075 | 0.0064721 | 0.0070466 | 0.0070466 | 0.0070466 | 0.0070466 | 0.0070466 | 0.0070466 | 0.0070466 | 0.0070466 | 0.0070466 | 0.38825 | 0.38767 | 0.38917 | 0.38833 | 0.38567 | 0.38467 | 0.38642 | 0.38808 | 0.38525 | 0.38525 | 0.38525 | 0.38525 | 0.38525 | 0.38525 | 0.38525 | 0.38525 | 0.38525 | 0.38525 | 0.38525 | 0.38525 | 1183.4977 | 1822.3667 | 0.00023013 | 20882.95 | 11832.7443 | 54.2084 | 83.3839 | 3005.8644 | 137.5922 | 2868.2722 | -8964.4721 | FALSE
| 60531606 | PLD006 | PLD | 22KV | 4372.38 | 11 | 42177.4532 | 8.333% | Single phase | 44.74 | 0.053043 | 0.05813 | 0.063725 | 0.06988 | 0.076651 | 0.084104 | 0.092306 | 0.10133 | 0.11128 | 0.12222 | 0.13428 | 0.1433 | 0.1433 | 0.1433 | 0.1433 | 0.1433 | 0.1433 | 0.1433 | 0.1433 | 0.1433 | 0.38825 | 0.38767 | 0.38917 | 0.38833 | 0.38567 | 0.38467 | 0.38642 | 0.38808 | 0.38525 | 0.38525 | 0.38525 | 0.38525 | 0.38525 | 0.38525 | 0.38525 | 0.38525 | 0.38525 | 0.38525 | 0.38525 | 0.38525 | 25059.2031 | 361413.5751 | 0.0046801 | 195620.2812 | 110842.8058 | 1102.4164 | 15884.8637 | 386472.7783 | 16987.28 | 369485.4983 | 258642.6924 | TRUE
| 60531651 | PLD004 | PLD | 22KV | 202.69 | 2 | 42177.4532 | 33.33% | Three phase | 97.13 | 0.0025104 | 0.0027801 | 0.0030799 | 0.0034134 | 0.0037843 | 0.0041971 | 0.0046563 | 0.0051675 | 0.0057366 | 0.0063702 | 0.0066431 | 0.0066431 | 0.0066431 | 0.0066431 | 0.0066431 | 0.0066431 | 0.0066431 | 0.0066431 | 0.0066431 | 0.0066431 | 1.8517 | 1.8367 | 1.8323 | 1.8237 | 1.8103 | 1.8037 | 1.806 | 1.8103 | 1.7987 | 1.7987 | 1.7987 | 1.7987 | 1.7987 | 1.7987 | 1.7987 | 1.7987 | 1.7987 | 1.7987 | 1.7987 | 1.7987 | 5644.873 | 1750.9093 | 0.00021695 | 19687.2797 | 11155.2509 | 239.5342 | 74.1088 | 7395.7823 | 313.643 | 7082.1393 | -4073.1117 | FALSE
| 60531788 | PLD006 | PLD | 22KV | 1514.4 | 11 | 42177.4532 | 8.333% | Three phase | 97.13 | 0.010355 | 0.011396 | 0.012546 | 0.013819 | 0.015227 | 0.016785 | 0.01851 | 0.02042 | 0.022536 | 0.024879 | 0.027475 | 0.030352 | 0.03354 | 0.037075 | 0.040994 | 0.04534 | 0.049634 | 0.049634 | 0.049634 | 0.049634 | 0.38825 | 0.38767 | 0.38917 | 0.38833 | 0.38567 | 0.38467 | 0.38642 | 0.38808 | 0.38525 | 0.38525 | 0.38525 | 0.38525 | 0.38525 | 0.38525 | 0.38525 | 0.38525 | 0.38525 | 0.38525 | 0.38525 | 0.38525 | 6186.2131 | 67110.1028 | 0.001621 | 147093.672 | 83346.5488 | 381.8285 | 4137.0075 | 73296.3159 | 4518.836 | 68777.4799 | -14569.0689 | FALSE
| 60531846 | PLD006 | PLD | 22KV | 503.26 | 11 | 42177.4532 | 8.333% | Three phase | 97.13 | 0.0052103 | 0.0057867 | 0.0064298 | 0.0071473 | 0.0079482 | 0.0088423 | 0.0098408 | 0.010956 | 0.012202 | 0.013594 | 0.01515 | 0.016494 | 0.016494 | 0.016494 | 0.016494 | 0.016494 | 0.016494 | 0.016494 | 0.016494 | 0.016494 | 0.38825 | 0.38767 | 0.38917 | 0.38833 | 0.38567 | 0.38467 | 0.38642 | 0.38808 | 0.38525 | 0.38525 | 0.38525 | 0.38525 | 0.38525 | 0.38525 | 0.38525 | 0.38525 | 0.38525 | 0.38525 | 0.38525 | 0.38525 | 2770.2653 | 9984.8991 | 0.00053867 | 48881.6438 | 27697.4275 | 126.8879 | 456.8671 | 12755.1644 | 583.755 | 12171.4094 | -15526.0181 | FALSE
| 60531870 | PLD003 | PLD | 22KV | 202.1 | 25 | 42177.4532 | 3.846% | Three phase | 97.13 | 0.0012883 | 0.0014565 | 0.0016478 | 0.0018657 | 0.0021138 | 0.0023965 | 0.0027187 | 0.0030861 | 0.0035051 | 0.0039832 | 0.0045289 | 0.0051519 | 0.0058633 | 0.0066238 | 0.0066238 | 0.0066238 | 0.0066238 | 0.0066238 | 0.0066238 | 0.0066238 | 0.082231 | 0.082769 | 0.083808 | 0.083923 | 0.083654 | 0.084077 | 0.085 | 0.086038 | 0.085231 | 0.085231 | 0.085231 | 0.085231 | 0.085231 | 0.085231 | 0.085231 | 0.085231 | 0.085231 | 0.085231 | 0.085231 | 0.085231 | 202.2544 | 1329.5358 | 0.00021632 | 19629.973 | 11122.7797 | 11.1561 | 73.678 | 1531.7902 | 84.834 | 1446.9561 | -9675.8236 | FALSE
| 60531880 | PLD003 | PLD | 22KV | 989.68 | 25 | 42177.4532 | 3.846% | Three phase | 97.13 | 0.0095343 | 0.010429 | 0.011411 | 0.01249 | 0.013675 | 0.014977 | 0.016408 | 0.01798 | 0.019709 | 0.02161 | 0.0237 | 0.025999 | 0.028528 | 0.03131 | 0.032437 | 0.032437 | 0.032437 | 0.032437 | 0.032437 | 0.032437 | 0.082231 | 0.082769 | 0.083808 | 0.083923 | 0.083654 | 0.084077 | 0.085 | 0.086038 | 0.085231 | 0.085231 | 0.085231 | 0.085231 | 0.085231 | 0.085231 | 0.085231 | 0.085231 | 0.085231 | 0.085231 | 0.085231 | 0.085231 | 1085.1774 | 34966.0549 | 0.0010593 | 96127.6184 | 54468.0484 | 54.631 | 1766.8297 | 36051.2323 | 1821.4607 | 34229.7716 | -20238.2768 | FALSE
| 60531885 | PLD003 | PLD | 22KV | 1236.05 | 25 | 42177.4532 | 3.846% | Single phase | 44.74 | 0.014005 | 0.015381 | 0.016897 | 0.018569 | 0.020413 | 0.022447 | 0.024691 | 0.027167 | 0.0299 | 0.032916 | 0.036246 | 0.039923 | 0.040511 | 0.040511 | 0.040511 | 0.040511 | 0.040511 | 0.040511 | 0.040511 | 0.040511 | 0.082231 | 0.082769 | 0.083808 | 0.083923 | 0.083654 | 0.084077 | 0.085 | 0.086038 | 0.085231 | 0.085231 | 0.085231 | 0.085231 | 0.085231 | 0.085231 | 0.085231 | 0.085231 | 0.085231 | 0.085231 | 0.085231 | 0.085231 | 1513.3124 | 28058.6554 | 0.001323 | 55300.877 | 31334.7079 | 68.2308 | 1269.4622 | 29571.9678 | 1337.693 | 28234.2748 | -3100.4331 | FALSE
| 60531973 | PLD003 | PLD | 22KV | 418.76 | 25 | 42177.4532 | 3.846% | Three phase | 97.13 | 0.0040342 | 0.0044127 | 0.0048282 | 0.0052847 | 0.0057861 | 0.006337 | 0.0069425 | 0.0076079 | 0.0083395 | 0.0091438 | 0.010028 | 0.011001 | 0.012071 | 0.013248 | 0.013725 | 0.013725 | 0.013725 | 0.013725 | 0.013725 | 0.013725 | 0.082231 | 0.082769 | 0.083808 | 0.083923 | 0.083654 | 0.084077 | 0.085 | 0.086038 | 0.085231 | 0.085231 | 0.085231 | 0.085231 | 0.085231 | 0.085231 | 0.085231 | 0.085231 | 0.085231 | 0.085231 | 0.085231 | 0.085231 | 459.1675 | 6260.1888 | 0.00044823 | 40674.1588 | 23046.8838 | 23.1158 | 316.3264 | 6719.3563 | 339.4423 | 6379.914 | -16666.9698 | FALSE
| 60532078 | PLD003 | PLD | 22KV | 149.95 | 25 | 42177.4532 | 3.846% | Single phase | 44.74 | 0.0019352 | 0.002126 | 0.0023364 | 0.0025684 | 0.0028243 | 0.0031066 | 0.0034181 | 0.0037619 | 0.0041413 | 0.0045601 | 0.0049146 | 0.0049146 | 0.0049146 | 0.0049146 | 0.0049146 | 0.0049146 | 0.0049146 | 0.0049146 | 0.0049146 | 0.0049146 | 0.082231 | 0.082769 | 0.083808 | 0.083923 | 0.083654 | 0.084077 | 0.085 | 0.086038 | 0.085231 | 0.085231 | 0.085231 | 0.085231 | 0.085231 | 0.085231 | 0.085231 | 0.085231 | 0.085231 | 0.085231 | 0.085231 | 0.085231 | 196.1869 | 441.4127 | 0.0001605 | 6708.763 | 3801.3345 | 8.2773 | 18.6827 | 637.5996 | 26.9601 | 610.6395 | -3190.695 | FALSE
| 60532250 | PLD003 | PLD | 22KV | 1671.41 | 25 | 42177.4532 | 3.846% | Single phase | 44.74 | 0.015229 | 0.016669 | 0.018251 | 0.019991 | 0.021903 | 0.024006 | 0.02632 | 0.028864 | 0.031664 | 0.034745 | 0.038136 | 0.041868 | 0.045978 | 0.050503 | 0.05478 | 0.05478 | 0.05478 | 0.05478 | 0.05478 | 0.05478 | 0.082231 | 0.082769 | 0.083808 | 0.083923 | 0.083654 | 0.084077 | 0.085 | 0.086038 | 0.085231 | 0.085231 | 0.085231 | 0.085231 | 0.085231 | 0.085231 | 0.085231 | 0.085231 | 0.085231 | 0.085231 | 0.085231 | 0.085231 | 1775.1658 | 44491.3407 | 0.001789 | 74778.8834 | 42371.3799 | 92.263 | 2321.206 | 46266.5065 | 2413.469 | 43853.0375 | 1481.6576 | TRUE
| 60532252 | PLD003 | PLD | 22KV | 397.34 | 25 | 42177.4532 | 3.846% | Single phase | 44.74 | 0.0051116 | 0.0056066 | 0.0061515 | 0.0067513 | 0.0074119 | 0.0081394 | 0.0089407 | 0.0098235 | 0.010796 | 0.011868 | 0.013023 | 0.013023 | 0.013023 | 0.013023 | 0.013023 | 0.013023 | 0.013023 | 0.013023 | 0.013023 | 0.013023 | 0.082231 | 0.082769 | 0.083808 | 0.083923 | 0.083654 | 0.084077 | 0.085 | 0.086038 | 0.085231 | 0.085231 | 0.085231 | 0.085231 | 0.085231 | 0.085231 | 0.085231 | 0.085231 | 0.085231 | 0.085231 | 0.085231 | 0.085231 | 517.1505 | 3083.2313 | 0.0004253 | 17776.9916 | 10072.8392 | 21.9334 | 131.1814 | 3600.3819 | 153.1148 | 3447.267 | -6625.5721 | FALSE
| 60532411 | PLD006 | PLD | 22KV | 332.9 | 11 | 42177.4532 | 8.333% | Three phase | 97.13 | 0.0019031 | 0.0021129 | 0.0023471 | 0.0026088 | 0.0029013 | 0.0032282 | 0.0035938 | 0.0040027 | 0.0044601 | 0.0049721 | 0.0055451 | 0.0061867 | 0.0069053 | 0.0077101 | 0.0086119 | 0.0096225 | 0.010755 | 0.010911 | 0.010911 | 0.010911 | 0.38825 | 0.38767 | 0.38917 | 0.38833 | 0.38567 | 0.38467 | 0.38642 | 0.38808 | 0.38525 | 0.38525 | 0.38525 | 0.38525 | 0.38525 | 0.38525 | 0.38525 | 0.38525 | 0.38525 | 0.38525 | 0.38525 | 0.38525 | 1269.7986 | 3028.4281 | 0.00035633 | 32334.577 | 18321.4911 | 83.9347 | 199.9092 | 4298.2268 | 283.8439 | 4014.3829 | -14307.1082 | FALSE
| 60532573 | PLD003 | PLD | 22KV | 838.91 | 25 | 42177.4532 | 3.846% | Single phase | 44.74 | 0.010792 | 0.011837 | 0.012988 | 0.014254 | 0.015649 | 0.017185 | 0.018877 | 0.02074 | 0.022794 | 0.025057 | 0.027495 | 0.027495 | 0.027495 | 0.027495 | 0.027495 | 0.027495 | 0.027495 | 0.027495 | 0.027495 | 0.027495 | 0.082231 | 0.082769 | 0.083808 | 0.083923 | 0.083654 | 0.084077 | 0.085 | 0.086038 | 0.085231 | 0.085231 | 0.085231 | 0.085231 | 0.085231 | 0.085231 | 0.085231 | 0.085231 | 0.085231 | 0.085231 | 0.085231 | 0.085231 | 1091.8678 | 13743.9725 | 0.00089794 | 37532.8334 | 21266.9389 | 46.3084 | 584.761 | 14835.8403 | 631.0695 | 14204.7709 | -7062.168 | FALSE
| 60532655 | PLD003 | PLD | 22KV | 90.13 | 25 | 42177.4532 | 3.846% | Three phase | 97.13 | 0.00086829 | 0.00094974 | 0.0010392 | 0.0011374 | 0.0012453 | 0.0013639 | 0.0014942 | 0.0016375 | 0.0017949 | 0.001968 | 0.0021584 | 0.0023678 | 0.002598 | 0.0028514 | 0.002954 | 0.002954 | 0.002954 | 0.002954 | 0.002954 | 0.002954 | 0.082231 | 0.082769 | 0.083808 | 0.083923 | 0.083654 | 0.084077 | 0.085 | 0.086038 | 0.085231 | 0.085231 | 0.085231 | 0.085231 | 0.085231 | 0.085231 | 0.085231 | 0.085231 | 0.085231 | 0.085231 | 0.085231 | 0.085231 | 98.8269 | 289.9985 | 9.6472e-05 | 8754.3269 | 4960.3965 | 4.9752 | 14.6536 | 388.8255 | 19.6288 | 369.1966 | -4591.1999 | FALSE
| 60532724 | PLD003 | PLD | 22KV | 1675.05 | 25 | 42177.4532 | 3.846% | Three phase | 97.13 | 0.015996 | 0.017418 | 0.018974 | 0.020674 | 0.022533 | 0.024566 | 0.02679 | 0.029223 | 0.031884 | 0.034797 | 0.037985 | 0.041474 | 0.045294 | 0.049476 | 0.054056 | 0.054899 | 0.054899 | 0.054899 | 0.054899 | 0.054899 | 0.082231 | 0.082769 | 0.083808 | 0.083923 | 0.083654 | 0.084077 | 0.085 | 0.086038 | 0.085231 | 0.085231 | 0.085231 | 0.085231 | 0.085231 | 0.085231 | 0.085231 | 0.085231 | 0.085231 | 0.085231 | 0.085231 | 0.085231 | 1785.7234 | 97389.9368 | 0.0017929 | 162697.6065 | 92188.0855 | 92.4639 | 5061.2834 | 99175.6602 | 5153.7473 | 94021.9129 | 1833.8274 | TRUE
| 60532725 | PLD003 | PLD | 22KV | 3873.11 | 25 | 42177.4532 | 3.846% | Three phase | 97.13 | 0.0372 | 0.040627 | 0.044384 | 0.048505 | 0.053024 | 0.057981 | 0.06342 | 0.069389 | 0.075939 | 0.08313 | 0.091024 | 0.099692 | 0.10921 | 0.11966 | 0.12694 | 0.12694 | 0.12694 | 0.12694 | 0.12694 | 0.12694 | 0.082231 | 0.082769 | 0.083808 | 0.083923 | 0.083654 | 0.084077 | 0.085 | 0.086038 | 0.085231 | 0.085231 | 0.085231 | 0.085231 | 0.085231 | 0.085231 | 0.085231 | 0.085231 | 0.085231 | 0.085231 | 0.085231 | 0.085231 | 4207.0307 | 530509.6942 | 0.0041456 | 376195.1743 | 213160.5598 | 213.7983 | 27059.8114 | 534716.7249 | 27273.6097 | 507443.1151 | 294282.5553 | TRUE
| 60532730 | PLD003 | PLD | 22KV | 214.07 | 25 | 42177.4532 | 3.846% | Three phase | 97.13 | 0.0011566 | 0.0012721 | 0.0013999 | 0.0015412 | 0.0016975 | 0.0018706 | 0.0020622 | 0.0022744 | 0.0025094 | 0.0027697 | 0.0030583 | 0.0033781 | 0.0037326 | 0.0041257 | 0.0045617 | 0.0050454 | 0.0055819 | 0.0061773 | 0.0068381 | 0.0070161 | 0.082231 | 0.082769 | 0.083808 | 0.083923 | 0.083654 | 0.084077 | 0.085 | 0.086038 | 0.085231 | 0.085231 | 0.085231 | 0.085231 | 0.085231 | 0.085231 | 0.085231 | 0.085231 | 0.085231 | 0.085231 | 0.085231 | 0.085231 | 158.2872 | 1102.4676 | 0.00022913 | 20792.6191 | 11781.5608 | 11.8168 | 82.6641 | 1260.7548 | 94.4809 | 1166.2739 | -10615.2869 | FALSE
| 60532738 | PLD003 | PLD | 22KV | 1204.51 | 25 | 42177.4532 | 3.846% | Three phase | 97.13 | 0.011604 | 0.012692 | 0.013888 | 0.015201 | 0.016643 | 0.018228 | 0.019969 | 0.021883 | 0.023987 | 0.026301 | 0.028845 | 0.031643 | 0.034721 | 0.038107 | 0.039478 | 0.039478 | 0.039478 | 0.039478 | 0.039478 | 0.039478 | 0.082231 | 0.082769 | 0.083808 | 0.083923 | 0.083654 | 0.084077 | 0.085 | 0.086038 | 0.085231 | 0.085231 | 0.085231 | 0.085231 | 0.085231 | 0.085231 | 0.085231 | 0.085231 | 0.085231 | 0.085231 | 0.085231 | 0.085231 | 1320.737 | 51793.8109 | 0.0012893 | 116994.0563 | 66291.4366 | 66.4898 | 2617.1338 | 53114.548 | 2683.6236 | 50430.9244 | -15860.5122 | FALSE
| 60532797 | PLD003 | PLD | 22KV | 631.6 | 25 | 42177.4532 | 3.846% | Single phase | 44.74 | 0.0057733 | 0.0063295 | 0.0069418 | 0.007616 | 0.0083585 | 0.0091764 | 0.010078 | 0.011071 | 0.012165 | 0.013372 | 0.014702 | 0.016169 | 0.017786 | 0.019571 | 0.020701 | 0.020701 | 0.020701 | 0.020701 | 0.020701 | 0.020701 | 0.082231 | 0.082769 | 0.083808 | 0.083923 | 0.083654 | 0.084077 | 0.085 | 0.086038 | 0.085231 | 0.085231 | 0.085231 | 0.085231 | 0.085231 | 0.085231 | 0.085231 | 0.085231 | 0.085231 | 0.085231 | 0.085231 | 0.085231 | 677.4983 | 6416.4839 | 0.00067604 | 28257.784 | 16011.4894 | 34.8648 | 331.4606 | 7093.9822 | 366.3254 | 6727.6569 | -9283.8326 | FALSE
| 60532921 | PLD003 | PLD | 22KV | 728.51 | 25 | 42177.4532 | 3.846% | Three phase | 97.13 | 0.006997 | 0.0076417 | 0.0083484 | 0.0091235 | 0.0099735 | 0.010906 | 0.011929 | 0.013052 | 0.014284 | 0.015636 | 0.017121 | 0.018751 | 0.020542 | 0.022508 | 0.023877 | 0.023877 | 0.023877 | 0.023877 | 0.023877 | 0.023877 | 0.082231 | 0.082769 | 0.083808 | 0.083923 | 0.083654 | 0.084077 | 0.085 | 0.086038 | 0.085231 | 0.085231 | 0.085231 | 0.085231 | 0.085231 | 0.085231 | 0.085231 | 0.085231 | 0.085231 | 0.085231 | 0.085231 | 0.085231 | 791.3186 | 18769.1539 | 0.00077977 | 70760.1763 | 40094.291 | 40.2142 | 957.3619 | 19560.4725 | 997.5761 | 18562.8964 | -21531.3946 | FALSE
| 60532923 | PLD003 | PLD | 22KV | 718.23 | 25 | 42177.4532 | 3.846% | Single phase | 44.74 | 0.0092397 | 0.010134 | 0.011119 | 0.012204 | 0.013398 | 0.014713 | 0.016161 | 0.017757 | 0.019515 | 0.021453 | 0.02354 | 0.02354 | 0.02354 | 0.02354 | 0.02354 | 0.02354 | 0.02354 | 0.02354 | 0.02354 | 0.02354 | 0.082231 | 0.082769 | 0.083808 | 0.083923 | 0.083654 | 0.084077 | 0.085 | 0.086038 | 0.085231 | 0.085231 | 0.085231 | 0.085231 | 0.085231 | 0.085231 | 0.085231 | 0.085231 | 0.085231 | 0.085231 | 0.085231 | 0.085231 | 934.799 | 10074.1548 | 0.00076877 | 32133.6102 | 18207.6188 | 39.6468 | 428.6223 | 11008.9537 | 468.2691 | 10540.6846 | -7666.9342 | FALSE
| 60533087 | PLD006 | PLD | 22KV | 995.15 | 11 | 42177.4532 | 8.333% | Three phase | 97.13 | 0.011933 | 0.013001 | 0.014169 | 0.015445 | 0.016841 | 0.018368 | 0.020038 | 0.021865 | 0.023865 | 0.026053 | 0.028447 | 0.031068 | 0.032616 | 0.032616 | 0.032616 | 0.032616 | 0.032616 | 0.032616 | 0.032616 | 0.032616 | 0.38825 | 0.38767 | 0.38917 | 0.38833 | 0.38567 | 0.38467 | 0.38642 | 0.38808 | 0.38525 | 0.38525 | 0.38525 | 0.38525 | 0.38525 | 0.38525 | 0.38525 | 0.38525 | 0.38525 | 0.38525 | 0.38525 | 0.38525 | 5560.0354 | 39622.8924 | 0.0010652 | 96658.9195 | 54769.0954 | 250.909 | 1786.4143 | 45182.9277 | 2037.3234 | 43145.6044 | -11623.491 | FALSE
| 60556508 | CDN001 | CDN | 22KV | 65.82 | 16 | 45429.2584 | 5.882% | Single phase | 44.74 | 0.00081568 | 0.00087795 | 0.00094516 | 0.0010177 | 0.0010961 | 0.0011807 | 0.001272 | 0.0013707 | 0.0014773 | 0.0015924 | 0.0017168 | 0.0018512 | 0.0019964 | 0.0021534 | 0.0021572 | 0.0021572 | 0.0021572 | 0.0021572 | 0.0021572 | 0.0021572 | 0.52147 | 0.52506 | 0.53088 | 0.53312 | 0.53271 | 0.53476 | 0.54329 | 0.54988 | 0.54476 | 0.54476 | 0.54476 | 0.54476 | 0.54476 | 0.54476 | 0.54476 | 0.54476 | 0.54476 | 0.54476 | 0.54476 | 0.54476 | 540.2649 | 77.6285 | 7.0452e-05 | 2944.7868 | 1668.5818 | 24.9524 | 3.5997 | 617.8934 | 28.552 | 589.3414 | -1079.2404 | FALSE
| 60556772 | CDN006 | CDN | 22KV | 713.08 | 18 | 45429.2584 | 5.263% | Three phase | 97.13 | 0.0067728 | 0.0073551 | 0.0079898 | 0.0086818 | 0.0094362 | 0.010259 | 0.011156 | 0.012135 | 0.013203 | 0.014368 | 0.015639 | 0.017026 | 0.018541 | 0.020194 | 0.022 | 0.023371 | 0.023371 | 0.023371 | 0.023371 | 0.023371 | 0.12316 | 0.12442 | 0.12637 | 0.12705 | 0.12705 | 0.12779 | 0.13011 | 0.13184 | 0.13037 | 0.13037 | 0.13037 | 0.13037 | 0.13037 | 0.13037 | 0.13037 | 0.13037 | 0.13037 | 0.13037 | 0.13037 | 0.13037 | 1225.4611 | 17313.2523 | 0.00076326 | 69261.4604 | 39245.0852 | 64.5496 | 917.2371 | 18538.7134 | 981.7867 | 17556.9267 | -21688.1585 | FALSE
| 60556779 | CDN004 | CDN | 22KV | 183.01 | 10 | 45429.2584 | 9.091% | Three phase | 97.13 | 0.0017484 | 0.0018761 | 0.0020136 | 0.0021615 | 0.0023208 | 0.0024924 | 0.0026771 | 0.0028761 | 0.0030903 | 0.0033212 | 0.0035699 | 0.0038378 | 0.0041265 | 0.0044377 | 0.004773 | 0.0051344 | 0.005524 | 0.005944 | 0.0059981 | 0.0059981 | 0.12718 | 0.12755 | 0.12973 | 0.13027 | 0.13 | 0.13064 | 0.13282 | 0.13464 | 0.13336 | 0.13336 | 0.13336 | 0.13336 | 0.13336 | 0.13336 | 0.13336 | 0.13336 | 0.13336 | 0.13336 | 0.13336 | 0.13336 | 297.6671 | 1055.0974 | 0.00019589 | 17775.7613 | 10072.142 | 16.9619 | 60.4164 | 1352.7645 | 77.3782 | 1275.3863 | -8796.7558 | FALSE
| 60557413 | CDN004 | CDN | 22KV | 470.09 | 10 | 45429.2584 | 9.091% | Single phase | 44.74 | 0.0035156 | 0.0037755 | 0.0040557 | 0.0043577 | 0.0046832 | 0.0050342 | 0.0054127 | 0.0058209 | 0.0062612 | 0.0067361 | 0.0072484 | 0.0078012 | 0.0083977 | 0.0090414 | 0.0097362 | 0.010486 | 0.011296 | 0.01217 | 0.013114 | 0.014133 | 0.12718 | 0.12755 | 0.12973 | 0.13027 | 0.13 | 0.13064 | 0.13282 | 0.13464 | 0.13336 | 0.13336 | 0.13336 | 0.13336 | 0.13336 | 0.13336 | 0.13336 | 0.13336 | 0.13336 | 0.13336 | 0.13336 | 0.13336 | 613.3706 | 2571.9803 | 0.00050317 | 21031.8266 | 11917.1011 | 43.5692 | 183.6157 | 3185.3509 | 227.1849 | 2958.166 | -8958.9351 | FALSE
| 60557420 | CDN004 | CDN | 22KV | 1223.6 | 10 | 45429.2584 | 9.091% | Three phase | 97.13 | 0.011335 | 0.012159 | 0.013045 | 0.013998 | 0.015024 | 0.016129 | 0.017318 | 0.018598 | 0.019976 | 0.021461 | 0.02306 | 0.024781 | 0.026636 | 0.028634 | 0.030787 | 0.033107 | 0.035606 | 0.0383 | 0.040103 | 0.040103 | 0.12718 | 0.12755 | 0.12973 | 0.13027 | 0.13 | 0.13064 | 0.13282 | 0.13464 | 0.13336 | 0.13336 | 0.13336 | 0.13336 | 0.13336 | 0.13336 | 0.13336 | 0.13336 | 0.13336 | 0.13336 | 0.13336 | 0.13336 | 1931.6317 | 45776.853 | 0.0013097 | 118848.268 | 67342.0742 | 113.4065 | 2700.7479 | 47708.4846 | 2814.1544 | 44894.3303 | -22447.7439 | FALSE
| 60557685 | CDN006 | CDN | 22KV | 1899.47 | 18 | 45429.2584 | 5.263% | Three phase | 97.13 | 0.023062 | 0.024567 | 0.026175 | 0.027892 | 0.029726 | 0.031686 | 0.033779 | 0.036015 | 0.038404 | 0.040957 | 0.043686 | 0.046602 | 0.049718 | 0.05305 | 0.05661 | 0.060417 | 0.062255 | 0.062255 | 0.062255 | 0.062255 | 0.12316 | 0.12442 | 0.12637 | 0.12705 | 0.12705 | 0.12779 | 0.13011 | 0.13184 | 0.13037 | 0.13037 | 0.13037 | 0.13037 | 0.13037 | 0.13037 | 0.13037 | 0.13037 | 0.13037 | 0.13037 | 0.13037 | 0.13037 | 3472.7973 | 130835.3461 | 0.0020331 | 184495.5211 | 104539.2691 | 171.9443 | 6508.3362 | 134308.1434 | 6680.2805 | 127627.8629 | 23088.5938 | TRUE
| 60557766 | CDN006 | CDN | 22KV | 835.08 | 18 | 45429.2584 | 5.263% | Three phase | 97.13 | 0.010139 | 0.010801 | 0.011508 | 0.012262 | 0.013069 | 0.01393 | 0.01485 | 0.015834 | 0.016884 | 0.018006 | 0.019206 | 0.020488 | 0.021858 | 0.023323 | 0.024888 | 0.026562 | 0.02737 | 0.02737 | 0.02737 | 0.02737 | 0.12316 | 0.12442 | 0.12637 | 0.12705 | 0.12705 | 0.12779 | 0.13011 | 0.13184 | 0.13037 | 0.13037 | 0.13037 | 0.13037 | 0.13037 | 0.13037 | 0.13037 | 0.13037 | 0.13037 | 0.13037 | 0.13037 | 0.13037 | 1526.7751 | 25288.1102 | 0.00089384 | 81111.3204 | 45959.4797 | 75.5933 | 1257.9439 | 26814.8853 | 1333.5372 | 25481.3481 | -20478.1316 | FALSE
| 60557768 | CDN006 | CDN | 22KV | 650.74 | 18 | 45429.2584 | 5.263% | Three phase | 97.13 | 0.0080643 | 0.00868 | 0.0093445 | 0.010062 | 0.010836 | 0.011673 | 0.012576 | 0.013552 | 0.014605 | 0.015744 | 0.016973 | 0.018302 | 0.019738 | 0.02129 | 0.021328 | 0.021328 | 0.021328 | 0.021328 | 0.021328 | 0.021328 | 0.12316 | 0.12442 | 0.12637 | 0.12705 | 0.12705 | 0.12779 | 0.13011 | 0.13184 | 0.13037 | 0.13037 | 0.13037 | 0.13037 | 0.13037 | 0.13037 | 0.13037 | 0.13037 | 0.13037 | 0.13037 | 0.13037 | 0.13037 | 1276.6294 | 16473.1958 | 0.00069653 | 63206.3762 | 35814.1397 | 58.9064 | 763.8712 | 17749.8252 | 822.7776 | 16927.0476 | -18887.0921 | FALSE
| 60558390 | CDN003 | CDN | 22KV | 208.06 | 0 | 45429.2584 | 100% | Three phase | 97.13 | 0.001768 | 0.001936 | 0.0021209 | 0.0023242 | 0.0025479 | 0.0027941 | 0.003065 | 0.0033632 | 0.0036916 | 0.0040531 | 0.0044514 | 0.00489 | 0.0053733 | 0.0059058 | 0.0064927 | 0.0068191 | 0.0068191 | 0.0068191 | 0.0068191 | 0.0068191 | 3.341 | 3.342 | 3.349 | 3.336 | 3.313 | 3.304 | 3.308 | 3.309 | 3.286 | 3.286 | 3.286 | 3.286 | 3.286 | 3.286 | 3.286 | 3.286 | 3.286 | 3.286 | 3.286 | 3.286 | 8843.4871 | 1431.914 | 0.0002227 | 20208.8678 | 11450.7943 | 483.5477 | 78.0876 | 10275.4011 | 561.6353 | 9713.7658 | -1737.0285 | FALSE
| 60558429 | CDN001 | CDN | 22KV | 30.83 | 16 | 45429.2584 | 5.882% | Single phase | 44.74 | 0.00015663 | 0.00016839 | 0.00018109 | 0.0001948 | 0.00020961 | 0.00022561 | 0.00024289 | 0.00026157 | 0.00028175 | 0.00030357 | 0.00032716 | 0.00035267 | 0.00038025 | 0.00041007 | 0.00044234 | 0.00047724 | 0.000515 | 0.00055585 | 0.00060006 | 0.00064792 | 0.52147 | 0.52506 | 0.53088 | 0.53312 | 0.53271 | 0.53476 | 0.54329 | 0.54988 | 0.54476 | 0.54476 | 0.54476 | 0.54476 | 0.54476 | 0.54476 | 0.54476 | 0.54476 | 0.54476 | 0.54476 | 0.54476 | 0.54476 | 113.4099 | 7.6286 | 3.2999e-05 | 1379.3342 | 781.5615 | 11.6876 | 0.78976 | 121.0385 | 12.4774 | 108.5611 | -673.0004 | FALSE
| 60560089 | CDN004 | CDN | 22KV | 2222.89 | 10 | 45429.2584 | 9.091% | Three phase | 97.13 | 0.020673 | 0.022218 | 0.023884 | 0.025681 | 0.027618 | 0.029708 | 0.031963 | 0.034395 | 0.03702 | 0.039852 | 0.042909 | 0.046208 | 0.049769 | 0.053614 | 0.057764 | 0.062246 | 0.067086 | 0.072313 | 0.072855 | 0.072855 | 0.12718 | 0.12755 | 0.12973 | 0.13027 | 0.13 | 0.13064 | 0.13282 | 0.13464 | 0.13336 | 0.13336 | 0.13336 | 0.13336 | 0.13336 | 0.13336 | 0.13336 | 0.13336 | 0.13336 | 0.13336 | 0.13336 | 0.13336 | 3580.853 | 154152.349 | 0.0023793 | 215909.3057 | 122339.0187 | 206.0234 | 8913.3518 | 157733.202 | 9119.3752 | 148613.8268 | 26274.8081 | TRUE
| 60560249 | CDN004 | CDN | 22KV | 4785.72 | 10 | 45429.2584 | 9.091% | Three phase | 97.13 | 0.03556 | 0.038919 | 0.042612 | 0.046674 | 0.05114 | 0.056054 | 0.06146 | 0.06741 | 0.07396 | 0.08117 | 0.089109 | 0.097853 | 0.10748 | 0.11809 | 0.12978 | 0.14267 | 0.15685 | 0.15685 | 0.15685 | 0.15685 | 0.12718 | 0.12755 | 0.12973 | 0.13027 | 0.13 | 0.13064 | 0.13282 | 0.13464 | 0.13336 | 0.13336 | 0.13336 | 0.13336 | 0.13336 | 0.13336 | 0.13336 | 0.13336 | 0.13336 | 0.13336 | 0.13336 | 0.13336 | 7410.9074 | 686220.8609 | 0.0051225 | 464836.9836 | 263386.9821 | 443.5534 | 41314.231 | 693631.7684 | 41757.7844 | 651873.9839 | 388487.0018 | TRUE
| 60560250 | CDN004 | CDN | 22KV | 764.56 | 10 | 45429.2584 | 9.091% | Single phase | 44.74 | 0.0057178 | 0.0061406 | 0.0065962 | 0.0070874 | 0.0076169 | 0.0081878 | 0.0088033 | 0.0094672 | 0.010183 | 0.010956 | 0.011789 | 0.012688 | 0.013658 | 0.014705 | 0.015835 | 0.017055 | 0.018372 | 0.019793 | 0.021328 | 0.022985 | 0.12718 | 0.12755 | 0.12973 | 0.13027 | 0.13 | 0.13064 | 0.13282 | 0.13464 | 0.13336 | 0.13336 | 0.13336 | 0.13336 | 0.13336 | 0.13336 | 0.13336 | 0.13336 | 0.13336 | 0.13336 | 0.13336 | 0.13336 | 997.5933 | 6803.443 | 0.00081836 | 34206.4144 | 19382.1158 | 70.8615 | 485.7031 | 7801.0363 | 556.5645 | 7244.4718 | -12137.6441 | FALSE
| 60560252 | CDN004 | CDN | 22KV | 2771.4 | 10 | 45429.2584 | 9.091% | Single phase | 44.74 | 0.020726 | 0.022259 | 0.02391 | 0.025691 | 0.02761 | 0.029679 | 0.031911 | 0.034317 | 0.036912 | 0.039712 | 0.042733 | 0.045992 | 0.049508 | 0.053303 | 0.0574 | 0.061821 | 0.066594 | 0.071747 | 0.077311 | 0.083318 | 0.12718 | 0.12755 | 0.12973 | 0.13027 | 0.13 | 0.13064 | 0.13282 | 0.13464 | 0.13336 | 0.13336 | 0.13336 | 0.13336 | 0.13336 | 0.13336 | 0.13336 | 0.13336 | 0.13336 | 0.13336 | 0.13336 | 0.13336 | 3616.1061 | 89393.1065 | 0.0029664 | 123992.436 | 70256.8743 | 256.8608 | 6381.843 | 93009.2126 | 6638.7039 | 86370.5088 | 16113.6345 | TRUE
| 60560261 | CDN004 | CDN | 22KV | 4080.43 | 10 | 45429.2584 | 9.091% | Single phase | 44.74 | 0.030516 | 0.032772 | 0.035204 | 0.037825 | 0.040651 | 0.043698 | 0.046983 | 0.050526 | 0.054348 | 0.05847 | 0.062917 | 0.067715 | 0.072893 | 0.078481 | 0.084511 | 0.091021 | 0.098048 | 0.10564 | 0.11383 | 0.12267 | 0.12718 | 0.12755 | 0.12973 | 0.13027 | 0.13 | 0.13064 | 0.13282 | 0.13464 | 0.13336 | 0.13336 | 0.13336 | 0.13336 | 0.13336 | 0.13336 | 0.13336 | 0.13336 | 0.13336 | 0.13336 | 0.13336 | 0.13336 | 5324.1206 | 193783.8002 | 0.0043676 | 182558.4382 | 103441.6748 | 378.1852 | 13834.3754 | 199107.9208 | 14212.5607 | 184895.3601 | 81453.6853 | TRUE
| 60560518 | CDN003 | CDN | 22KV | 797.71 | 0 | 45429.2584 | 100% | Three phase | 97.13 | 0.0096852 | 0.010317 | 0.010993 | 0.011714 | 0.012484 | 0.013307 | 0.014186 | 0.015125 | 0.016128 | 0.017201 | 0.018347 | 0.019571 | 0.02088 | 0.022279 | 0.023774 | 0.025373 | 0.026145 | 0.026145 | 0.026145 | 0.026145 | 3.341 | 3.342 | 3.349 | 3.336 | 3.313 | 3.304 | 3.308 | 3.309 | 3.286 | 3.286 | 3.286 | 3.286 | 3.286 | 3.286 | 3.286 | 3.286 | 3.286 | 3.286 | 3.286 | 3.286 | 37195.6132 | 23075.4555 | 0.00085384 | 77481.5723 | 43902.7836 | 1853.9403 | 1147.8765 | 60271.0687 | 3001.8168 | 57269.2519 | 13366.4683 | TRUE
| 60560588 | CDN001 | CDN | 22KV | 638.37 | 16 | 45429.2584 | 5.882% | Single phase | 44.74 | 0.0060298 | 0.0066036 | 0.0072345 | 0.0079284 | 0.0086917 | 0.0095315 | 0.010456 | 0.011473 | 0.012592 | 0.013825 | 0.015183 | 0.016678 | 0.018324 | 0.020139 | 0.020922 | 0.020922 | 0.020922 | 0.020922 | 0.020922 | 0.020922 | 0.52147 | 0.52506 | 0.53088 | 0.53312 | 0.53271 | 0.53476 | 0.54329 | 0.54988 | 0.54476 | 0.54476 | 0.54476 | 0.54476 | 0.54476 | 0.54476 | 0.54476 | 0.54476 | 0.54476 | 0.54476 | 0.54476 | 0.54476 | 4781.3702 | 6657.4565 | 0.00068329 | 28560.6738 | 16183.1135 | 242.006 | 338.6044 | 11438.8267 | 580.6104 | 10858.2163 | -5324.8972 | FALSE
| 60564136 | CDN006 | CDN | 22KV | 872.78 | 18 | 45429.2584 | 5.263% | Three phase | 97.13 | 0.01043 | 0.011222 | 0.012076 | 0.012997 | 0.013992 | 0.015066 | 0.016225 | 0.017476 | 0.018827 | 0.020286 | 0.021861 | 0.023563 | 0.025401 | 0.027387 | 0.028605 | 0.028605 | 0.028605 | 0.028605 | 0.028605 | 0.028605 | 0.12316 | 0.12442 | 0.12637 | 0.12705 | 0.12705 | 0.12779 | 0.13011 | 0.13184 | 0.13037 | 0.13037 | 0.13037 | 0.13037 | 0.13037 | 0.13037 | 0.13037 | 0.13037 | 0.13037 | 0.13037 | 0.13037 | 0.13037 | 1668.0675 | 28866.1271 | 0.0009342 | 84773.1214 | 48034.3376 | 79.006 | 1374.0884 | 30534.1946 | 1453.0944 | 29081.1002 | -18953.2374 | FALSE
| 60564378 | CDN006 | CDN | 22KV | 1722.87 | 18 | 45429.2584 | 5.263% | Three phase | 97.13 | 0.016547 | 0.018072 | 0.019743 | 0.021576 | 0.023587 | 0.025792 | 0.028211 | 0.030866 | 0.03378 | 0.036979 | 0.04049 | 0.044346 | 0.04858 | 0.05323 | 0.056467 | 0.056467 | 0.056467 | 0.056467 | 0.056467 | 0.056467 | 0.12316 | 0.12442 | 0.12637 | 0.12705 | 0.12705 | 0.12779 | 0.13011 | 0.13184 | 0.13037 | 0.13037 | 0.13037 | 0.13037 | 0.13037 | 0.13037 | 0.13037 | 0.13037 | 0.13037 | 0.13037 | 0.13037 | 0.13037 | 3075.6342 | 104973.2586 | 0.0018441 | 167342.3631 | 94819.908 | 155.9581 | 5354.3915 | 108048.8928 | 5510.3495 | 102538.5433 | 7718.6353 | TRUE
| 60564391 | CDN006 | CDN | 22KV | 1458.25 | 18 | 45429.2584 | 5.263% | Three phase | 97.13 | 0.018071 | 0.019451 | 0.02094 | 0.022548 | 0.024284 | 0.026158 | 0.028182 | 0.030368 | 0.032729 | 0.03528 | 0.038036 | 0.041014 | 0.044231 | 0.047709 | 0.047794 | 0.047794 | 0.047794 | 0.047794 | 0.047794 | 0.047794 | 0.12316 | 0.12442 | 0.12637 | 0.12705 | 0.12705 | 0.12779 | 0.13011 | 0.13184 | 0.13037 | 0.13037 | 0.13037 | 0.13037 | 0.13037 | 0.13037 | 0.13037 | 0.13037 | 0.13037 | 0.13037 | 0.13037 | 0.13037 | 2860.8121 | 82723.1044 | 0.0015609 | 141639.8225 | 80256.2763 | 132.0041 | 3835.9159 | 85583.9165 | 3967.9199 | 81615.9966 | 1359.7203 | TRUE
| 60564760 | CDN006 | CDN | 22KV | 2786.7 | 18 | 45429.2584 | 5.263% | Three phase | 97.13 | 0.026765 | 0.029231 | 0.031934 | 0.034899 | 0.038151 | 0.041718 | 0.045631 | 0.049925 | 0.054638 | 0.059812 | 0.065492 | 0.071728 | 0.078577 | 0.086099 | 0.091333 | 0.091333 | 0.091333 | 0.091333 | 0.091333 | 0.091333 | 0.12316 | 0.12442 | 0.12637 | 0.12705 | 0.12705 | 0.12779 | 0.13011 | 0.13184 | 0.13037 | 0.13037 | 0.13037 | 0.13037 | 0.13037 | 0.13037 | 0.13037 | 0.13037 | 0.13037 | 0.13037 | 0.13037 | 0.13037 | 4974.7629 | 274633.8698 | 0.0029828 | 270672.171 | 153368.8772 | 252.2583 | 14008.3033 | 279608.6327 | 14260.5617 | 265348.071 | 111979.1938 | TRUE
| 60580974 | HTN012 | HTN | 22KV | 903.49 | 15 | 38280.733 | 6.25% | Three phase | 97.13 | 0.0086051 | 0.0092898 | 0.010032 | 0.010835 | 0.011706 | 0.012649 | 0.013672 | 0.01478 | 0.015982 | 0.017285 | 0.018698 | 0.02023 | 0.021891 | 0.023694 | 0.025649 | 0.027771 | 0.029612 | 0.029612 | 0.029612 | 0.029612 | 0.18937 | 0.19106 | 0.19356 | 0.19437 | 0.19419 | 0.19506 | 0.19781 | 0.19987 | 0.19775 | 0.19775 | 0.19775 | 0.19775 | 0.19775 | 0.19775 | 0.19775 | 0.19775 | 0.19775 | 0.19775 | 0.19775 | 0.19775 | 1919.6545 | 26832.1452 | 0.00096707 | 87755.9837 | 49724.4938 | 104.9244 | 1472.4881 | 28751.7998 | 1577.4125 | 27174.3873 | -22550.1065 | FALSE
| 60581533 | HTN034 | HTN | 22KV | 375.68 | 50 | 38280.733 | 1.961% | Three phase | 97.13 | 0.0036082 | 0.0039407 | 0.0043051 | 0.0047048 | 0.0051432 | 0.005624 | 0.0061516 | 0.0067305 | 0.0073659 | 0.0080633 | 0.008829 | 0.0096698 | 0.010593 | 0.011607 | 0.012313 | 0.012313 | 0.012313 | 0.012313 | 0.012313 | 0.012313 | 0.061647 | 0.062098 | 0.062686 | 0.063078 | 0.062686 | 0.06249 | 0.063078 | 0.063922 | 0.063529 | 0.063529 | 0.063529 | 0.063529 | 0.063529 | 0.063529 | 0.063529 | 0.063529 | 0.063529 | 0.063529 | 0.063529 | 0.063529 | 276.2177 | 4991.2556 | 0.00040212 | 36489.7984 | 20675.932 | 14.0471 | 254.5899 | 5267.4734 | 268.637 | 4998.8363 | -15677.0957 | FALSE
| 60581661 | HTN034 | HTN | 22KV | 1087.6 | 50 | 38280.733 | 1.961% | Three phase | 97.13 | 0.010097 | 0.010962 | 0.011904 | 0.012931 | 0.01405 | 0.01527 | 0.0166 | 0.018051 | 0.019633 | 0.021359 | 0.023242 | 0.025296 | 0.027538 | 0.029984 | 0.032654 | 0.035569 | 0.035646 | 0.035646 | 0.035646 | 0.035646 | 0.061647 | 0.062098 | 0.062686 | 0.063078 | 0.062686 | 0.06249 | 0.063078 | 0.063922 | 0.063529 | 0.063529 | 0.063529 | 0.063529 | 0.063529 | 0.063529 | 0.063529 | 0.063529 | 0.063529 | 0.063529 | 0.063529 | 0.063529 | 756.4471 | 39573.2375 | 0.0011641 | 105638.588 | 59857.1755 | 40.6666 | 2133.7498 | 40329.6846 | 2174.4164 | 38155.2681 | -21701.9073 | FALSE
| 60582628 | HTN012 | HTN | 22KV | 934.52 | 15 | 38280.733 | 6.25% | Single phase | 44.74 | 0.0099318 | 0.010714 | 0.01156 | 0.012476 | 0.013467 | 0.014541 | 0.015703 | 0.016961 | 0.018324 | 0.0198 | 0.021399 | 0.023131 | 0.025007 | 0.027041 | 0.029245 | 0.030629 | 0.030629 | 0.030629 | 0.030629 | 0.030629 | 0.18937 | 0.19106 | 0.19356 | 0.19437 | 0.19419 | 0.19506 | 0.19781 | 0.19987 | 0.19775 | 0.19775 | 0.19775 | 0.19775 | 0.19775 | 0.19775 | 0.19775 | 0.19775 | 0.19775 | 0.19775 | 0.19775 | 0.19775 | 2141.3817 | 14262.7569 | 0.0010003 | 41810.4248 | 23690.7174 | 108.5279 | 725.6461 | 16404.1386 | 834.1741 | 15569.9645 | -8120.7529 | FALSE
| 60585486 | HTN034 | HTN | 22KV | 1641 | 50 | 38280.733 | 1.961% | Single phase | 44.74 | 0.011766 | 0.01287 | 0.014084 | 0.015417 | 0.016882 | 0.018494 | 0.020266 | 0.022216 | 0.02436 | 0.02672 | 0.029317 | 0.032175 | 0.035322 | 0.038787 | 0.042603 | 0.046806 | 0.051436 | 0.053783 | 0.053783 | 0.053783 | 0.061647 | 0.062098 | 0.062686 | 0.063078 | 0.062686 | 0.06249 | 0.063078 | 0.063922 | 0.063529 | 0.063529 | 0.063529 | 0.063529 | 0.063529 | 0.063529 | 0.063529 | 0.063529 | 0.063529 | 0.063529 | 0.063529 | 0.063529 | 989.7661 | 35974.0019 | 0.0017565 | 73418.34 | 41600.4657 | 61.3588 | 2237.5093 | 36963.768 | 2298.8682 | 34664.8998 | -6935.5659 | FALSE
| 60585638 | HTN034 | HTN | 22KV | 538.84 | 50 | 38280.733 | 1.961% | Three phase | 97.13 | 0.0051479 | 0.0055239 | 0.0059286 | 0.0063643 | 0.0068333 | 0.0073384 | 0.0078823 | 0.008468 | 0.0090989 | 0.0097786 | 0.010511 | 0.0113 | 0.01215 | 0.013066 | 0.014053 | 0.015117 | 0.016265 | 0.017501 | 0.01766 | 0.01766 | 0.061647 | 0.062098 | 0.062686 | 0.063078 | 0.062686 | 0.06249 | 0.063078 | 0.063922 | 0.063529 | 0.063529 | 0.063529 | 0.063529 | 0.063529 | 0.063529 | 0.063529 | 0.063529 | 0.063529 | 0.063529 | 0.063529 | 0.063529 | 352.8131 | 9146.6609 | 0.00057676 | 52337.5292 | 29655.6091 | 20.1478 | 523.7509 | 9499.474 | 543.8987 | 8955.5753 | -20700.0338 | FALSE
| 60585645 | HTN034 | HTN | 22KV | 100.17 | 50 | 38280.733 | 1.961% | Single phase | 44.74 | 0.00071824 | 0.00078563 | 0.00085969 | 0.00094107 | 0.0010305 | 0.0011289 | 0.0012371 | 0.0013561 | 0.001487 | 0.001631 | 0.0017895 | 0.001964 | 0.0021561 | 0.0023676 | 0.0026006 | 0.0028571 | 0.0031397 | 0.003283 | 0.003283 | 0.003283 | 0.061647 | 0.062098 | 0.062686 | 0.063078 | 0.062686 | 0.06249 | 0.063078 | 0.063922 | 0.063529 | 0.063529 | 0.063529 | 0.063529 | 0.063529 | 0.063529 | 0.063529 | 0.063529 | 0.063529 | 0.063529 | 0.063529 | 0.063529 | 60.4173 | 134.0439 | 0.00010722 | 4481.6058 | 2539.3776 | 3.7455 | 8.3373 | 194.4612 | 12.0827 | 182.3785 | -2356.9991 | FALSE
| 60587042 | HTN011 | HTN | 22KV | 740.32 | 11 | 38280.733 | 8.333% | Three phase | 97.13 | 0.0070154 | 0.0076956 | 0.0084448 | 0.0092702 | 0.01018 | 0.011182 | 0.012287 | 0.013505 | 0.014849 | 0.016331 | 0.017965 | 0.019768 | 0.021758 | 0.023954 | 0.024264 | 0.024264 | 0.024264 | 0.024264 | 0.024264 | 0.024264 | 0.10667 | 0.10833 | 0.11 | 0.11083 | 0.11142 | 0.11283 | 0.11508 | 0.117 | 0.11667 | 0.11667 | 0.11667 | 0.11667 | 0.11667 | 0.11667 | 0.11667 | 0.11667 | 0.11667 | 0.11667 | 0.11667 | 0.11667 | 1003.9593 | 19636.1321 | 0.00079241 | 71907.2816 | 40744.2664 | 50.0263 | 988.6534 | 20640.0914 | 1038.6797 | 19601.4117 | -21142.8547 | FALSE
| 60587045 | HTN011 | HTN | 22KV | 282.57 | 11 | 38280.733 | 8.333% | Single phase | 44.74 | 0.0035126 | 0.0037925 | 0.0040956 | 0.0044238 | 0.0047793 | 0.0051645 | 0.0055818 | 0.006034 | 0.006524 | 0.0070551 | 0.0076307 | 0.0082547 | 0.0089313 | 0.0092612 | 0.0092612 | 0.0092612 | 0.0092612 | 0.0092612 | 0.0092612 | 0.0092612 | 0.10667 | 0.10833 | 0.11 | 0.11083 | 0.11142 | 0.11283 | 0.11508 | 0.117 | 0.11667 | 0.11667 | 0.11667 | 0.11667 | 0.11667 | 0.11667 | 0.11667 | 0.11667 | 0.11667 | 0.11667 | 0.11667 | 0.11667 | 421.468 | 1451.9309 | 0.00030245 | 12642.1818 | 7163.3416 | 19.0943 | 66.3437 | 1873.399 | 85.4381 | 1787.9609 | -5375.3807 | FALSE
| 60587735 | HTN011 | HTN | 22KV | 2841.47 | 11 | 38280.733 | 8.333% | Three phase | 97.13 | 0.026479 | 0.028487 | 0.030655 | 0.032995 | 0.035522 | 0.03825 | 0.041196 | 0.044378 | 0.047815 | 0.051528 | 0.05554 | 0.059874 | 0.064558 | 0.06962 | 0.075092 | 0.081006 | 0.0874 | 0.093129 | 0.093129 | 0.093129 | 0.10667 | 0.10833 | 0.11 | 0.11083 | 0.11142 | 0.11283 | 0.11508 | 0.117 | 0.11667 | 0.11667 | 0.11667 | 0.11667 | 0.11667 | 0.11667 | 0.11667 | 0.11667 | 0.11667 | 0.11667 | 0.11667 | 0.11667 | 3385.193 | 254344.1156 | 0.0030414 | 275991.9811 | 156383.2 | 192.009 | 14564.3549 | 257729.3086 | 14756.3639 | 242972.9446 | 86589.7446 | TRUE
| 60592492 | HTN011 | HTN | 22KV | 808.76 | 11 | 38280.733 | 8.333% | Single phase | 44.74 | 0.010064 | 0.010854 | 0.011709 | 0.012635 | 0.013636 | 0.014719 | 0.015891 | 0.01716 | 0.018534 | 0.020021 | 0.021632 | 0.023375 | 0.025263 | 0.026507 | 0.026507 | 0.026507 | 0.026507 | 0.026507 | 0.026507 | 0.026507 | 0.10667 | 0.10833 | 0.11 | 0.11083 | 0.11142 | 0.11283 | 0.11508 | 0.117 | 0.11667 | 0.11667 | 0.11667 | 0.11667 | 0.11667 | 0.11667 | 0.11667 | 0.11667 | 0.11667 | 0.11667 | 0.11667 | 0.11667 | 1201.8445 | 11850.5233 | 0.00086567 | 36183.9224 | 20502.6159 | 54.651 | 543.4843 | 13052.3678 | 598.1353 | 12454.2325 | -8048.3834 | FALSE
| 60592641 | HTN011 | HTN | 22KV | 772.21 | 11 | 38280.733 | 8.333% | Single phase | 44.74 | 0.0095994 | 0.010364 | 0.011192 | 0.012089 | 0.013061 | 0.014114 | 0.015254 | 0.01649 | 0.017829 | 0.01928 | 0.020853 | 0.022559 | 0.024407 | 0.025309 | 0.025309 | 0.025309 | 0.025309 | 0.025309 | 0.025309 | 0.025309 | 0.10667 | 0.10833 | 0.11 | 0.11083 | 0.11142 | 0.11283 | 0.11508 | 0.117 | 0.11667 | 0.11667 | 0.11667 | 0.11667 | 0.11667 | 0.11667 | 0.11667 | 0.11667 | 0.11667 | 0.11667 | 0.11667 | 0.11667 | 1151.7919 | 10843.3804 | 0.00082655 | 34548.6754 | 19576.0485 | 52.1812 | 495.4713 | 11995.1723 | 547.6525 | 11447.5198 | -8128.5288 | FALSE
| 60592844 | HTN011 | HTN | 22KV | 967.62 | 11 | 38280.733 | 8.333% | Single phase | 44.74 | 0.012015 | 0.012946 | 0.013951 | 0.015038 | 0.016212 | 0.017481 | 0.018854 | 0.020337 | 0.021942 | 0.023677 | 0.025553 | 0.027583 | 0.029778 | 0.031714 | 0.031714 | 0.031714 | 0.031714 | 0.031714 | 0.031714 | 0.031714 | 0.10667 | 0.10833 | 0.11 | 0.11083 | 0.11142 | 0.11283 | 0.11508 | 0.117 | 0.11667 | 0.11667 | 0.11667 | 0.11667 | 0.11667 | 0.11667 | 0.11667 | 0.11667 | 0.11667 | 0.11667 | 0.11667 | 0.11667 | 1429.9304 | 16869.2739 | 0.0010357 | 43291.3188 | 24529.8249 | 65.3858 | 777.9602 | 18299.2043 | 843.346 | 17455.8583 | -7073.9666 | FALSE
| 60618144 | WBL005 | WBL | 22KV | 638.7 | 6 | 45090.5514 | 14.29% | Single phase | 44.74 | 0.0058636 | 0.0065119 | 0.0072353 | 0.0080428 | 0.0089442 | 0.0099508 | 0.011075 | 0.012331 | 0.013735 | 0.015304 | 0.017057 | 0.019019 | 0.020933 | 0.020933 | 0.020933 | 0.020933 | 0.020933 | 0.020933 | 0.020933 | 0.020933 | 0.799 | 0.81057 | 0.82429 | 0.83657 | 0.84129 | 0.84886 | 0.86257 | 0.88057 | 0.89071 | 0.89071 | 0.89071 | 0.89071 | 0.89071 | 0.89071 | 0.89071 | 0.89071 | 0.89071 | 0.89071 | 0.89071 | 0.89071 | 8015.5923 | 6956.0547 | 0.00068364 | 28575.438 | 16191.4793 | 385.2087 | 338.9546 | 14971.647 | 724.1633 | 14247.4838 | -1943.9955 | FALSE
| 60618703 | WBL012 | WBL | 22KV | 277.91 | 17 | 45090.5514 | 5.556% | Single phase | 44.74 | 0.0026548 | 0.0029505 | 0.0032806 | 0.0036493 | 0.0040611 | 0.0045213 | 0.0050357 | 0.0056107 | 0.0062537 | 0.0069728 | 0.0077773 | 0.0086774 | 0.0091084 | 0.0091084 | 0.0091084 | 0.0091084 | 0.0091084 | 0.0091084 | 0.0091084 | 0.0091084 | 0.48244 | 0.48689 | 0.49522 | 0.50094 | 0.50244 | 0.50561 | 0.51483 | 0.525 | 0.52667 | 0.52667 | 0.52667 | 0.52667 | 0.52667 | 0.52667 | 0.52667 | 0.52667 | 0.52667 | 0.52667 | 0.52667 | 0.52667 | 2117.5681 | 1348.0863 | 0.00029747 | 12433.6934 | 7045.2075 | 99.7012 | 64.1735 | 3465.6544 | 163.8748 | 3301.7797 | -3743.4278 | FALSE
| 60618774 | WBL008 | WBL | 22KV | 426.18 | 0 | 45090.5514 | 100% | Three phase | 97.13 | 0.005338 | 0.0057764 | 0.0062524 | 0.006769 | 0.00733 | 0.0079391 | 0.0086006 | 0.0093192 | 0.0101 | 0.010948 | 0.011869 | 0.01287 | 0.013958 | 0.013968 | 0.013968 | 0.013968 | 0.013968 | 0.013968 | 0.013968 | 0.013968 | 4.585 | 4.51 | 4.51 | 4.515 | 4.523 | 4.554 | 4.612 | 4.672 | 4.701 | 4.701 | 4.701 | 4.701 | 4.701 | 4.701 | 4.701 | 4.701 | 4.701 | 4.701 | 4.701 | 4.701 | 30728.266 | 7272.5186 | 0.00045617 | 41394.8634 | 23455.251 | 1377.4672 | 327.6357 | 38000.7846 | 1705.1029 | 36295.6817 | 12840.4306 | TRUE
| 60618962 | WBL005 | WBL | 22KV | 3275.46 | 6 | 45090.5514 | 14.29% | Single phase | 44.74 | 0.040844 | 0.0441 | 0.047626 | 0.051445 | 0.055582 | 0.060063 | 0.064919 | 0.07018 | 0.075882 | 0.082062 | 0.088761 | 0.096024 | 0.1039 | 0.10735 | 0.10735 | 0.10735 | 0.10735 | 0.10735 | 0.10735 | 0.10735 | 0.799 | 0.81057 | 0.82429 | 0.83657 | 0.84129 | 0.84886 | 0.86257 | 0.88057 | 0.89071 | 0.89071 | 0.89071 | 0.89071 | 0.89071 | 0.89071 | 0.89071 | 0.89071 | 0.89071 | 0.89071 | 0.89071 | 0.89071 | 43798.6683 | 195495.2649 | 0.0035059 | 146544.0804 | 83035.138 | 1975.4746 | 8914.4036 | 239293.9333 | 10889.8782 | 228404.055 | 145368.917 | TRUE
| 60619854 | WBL010 | WBL | 22KV | 281.04 | 0 | 45090.5514 | 100% | Three phase | 97.13 | 0.0030958 | 0.0034493 | 0.0038449 | 0.0042877 | 0.0047836 | 0.0053389 | 0.0059611 | 0.0066582 | 0.0074396 | 0.0083155 | 0.009211 | 0.009211 | 0.009211 | 0.009211 | 0.009211 | 0.009211 | 0.009211 | 0.009211 | 0.009211 | 0.009211 | 6.238 | 6.06 | 5.942 | 5.883 | 5.818 | 5.761 | 5.737 | 5.707 | 5.659 | 5.659 | 5.659 | 5.659 | 5.659 | 5.659 | 5.659 | 5.659 | 5.659 | 5.659 | 5.659 | 5.659 | 25529.1311 | 3238.808 | 0.00030082 | 27297.4152 | 15467.3231 | 1133.2914 | 142.4759 | 28767.9391 | 1275.7673 | 27492.1718 | 12024.8487 | TRUE
| 60619863 | WBL012 | WBL | 22KV | 3633.43 | 17 | 45090.5514 | 5.556% | Three phase | 97.13 | 0.044854 | 0.048184 | 0.051771 | 0.055636 | 0.059801 | 0.064288 | 0.069125 | 0.074338 | 0.079957 | 0.086015 | 0.092546 | 0.099588 | 0.10718 | 0.11537 | 0.11908 | 0.11908 | 0.11908 | 0.11908 | 0.11908 | 0.11908 | 0.48244 | 0.48689 | 0.49522 | 0.50094 | 0.50244 | 0.50561 | 0.51483 | 0.525 | 0.52667 | 0.52667 | 0.52667 | 0.52667 | 0.52667 | 0.52667 | 0.52667 | 0.52667 | 0.52667 | 0.52667 | 0.52667 | 0.52667 | 28017.7816 | 507401.8718 | 0.0038891 | 352915.0559 | 199969.5265 | 1303.5061 | 23814.3481 | 535419.6534 | 25117.8542 | 510301.7992 | 310332.2726 | TRUE
| 60619889 | WBL012 | WBL | 22KV | 277.71 | 17 | 45090.5514 | 5.556% | Three phase | 97.13 | 0.0035726 | 0.0039186 | 0.0042994 | 0.0047187 | 0.0051803 | 0.0056888 | 0.0062488 | 0.0068659 | 0.0075457 | 0.0082949 | 0.0091019 | 0.0091019 | 0.0091019 | 0.0091019 | 0.0091019 | 0.0091019 | 0.0091019 | 0.0091019 | 0.0091019 | 0.0091019 | 0.48244 | 0.48689 | 0.49522 | 0.50094 | 0.50244 | 0.50561 | 0.51483 | 0.525 | 0.52667 | 0.52667 | 0.52667 | 0.52667 | 0.52667 | 0.52667 | 0.52667 | 0.52667 | 0.52667 | 0.52667 | 0.52667 | 0.52667 | 2362.424 | 3269.806 | 0.00029725 | 26973.9723 | 15284.0531 | 99.6295 | 139.1195 | 5632.23 | 238.749 | 5393.481 | -9890.5722 | FALSE
| 60619927 | WBL005 | WBL | 22KV | 845.88 | 6 | 45090.5514 | 14.29% | Three phase | 97.13 | 0.010917 | 0.011993 | 0.01318 | 0.014489 | 0.015932 | 0.017525 | 0.019282 | 0.021221 | 0.023361 | 0.025724 | 0.027724 | 0.027724 | 0.027724 | 0.027724 | 0.027724 | 0.027724 | 0.027724 | 0.027724 | 0.027724 | 0.027724 | 0.799 | 0.81057 | 0.82429 | 0.83657 | 0.84129 | 0.84886 | 0.86257 | 0.88057 | 0.89071 | 0.89071 | 0.89071 | 0.89071 | 0.89071 | 0.89071 | 0.89071 | 0.89071 | 0.89071 | 0.89071 | 0.89071 | 0.89071 | 12184.4814 | 30494.8698 | 0.0009054 | 82160.3244 | 46553.8687 | 510.1618 | 1290.692 | 42679.3512 | 1800.8538 | 40878.4975 | -5675.3712 | FALSE
| 60620001 | WBL012 | WBL | 22KV | 1047.69 | 17 | 45090.5514 | 5.556% | Single phase | 44.74 | 0.012742 | 0.014161 | 0.015746 | 0.017515 | 0.01949 | 0.021696 | 0.02416 | 0.026914 | 0.029991 | 0.03343 | 0.034338 | 0.034338 | 0.034338 | 0.034338 | 0.034338 | 0.034338 | 0.034338 | 0.034338 | 0.034338 | 0.034338 | 0.48244 | 0.48689 | 0.49522 | 0.50094 | 0.50244 | 0.50561 | 0.51483 | 0.525 | 0.52667 | 0.52667 | 0.52667 | 0.52667 | 0.52667 | 0.52667 | 0.52667 | 0.52667 | 0.52667 | 0.52667 | 0.52667 | 0.52667 | 8964.6689 | 21552.7137 | 0.0011214 | 46873.6506 | 26559.6538 | 375.8626 | 912.0388 | 30517.3826 | 1287.9013 | 29229.4813 | 2669.8275 | TRUE
| 60620124 | WBL012 | WBL | 22KV | 833.74 | 17 | 45090.5514 | 5.556% | Three phase | 97.13 | 0.010374 | 0.011189 | 0.012071 | 0.013025 | 0.014057 | 0.015174 | 0.016382 | 0.01769 | 0.019107 | 0.02064 | 0.0223 | 0.024097 | 0.026044 | 0.027326 | 0.027326 | 0.027326 | 0.027326 | 0.027326 | 0.027326 | 0.027326 | 0.48244 | 0.48689 | 0.49522 | 0.50094 | 0.50244 | 0.50561 | 0.51483 | 0.525 | 0.52667 | 0.52667 | 0.52667 | 0.52667 | 0.52667 | 0.52667 | 0.52667 | 0.52667 | 0.52667 | 0.52667 | 0.52667 | 0.52667 | 6579.9037 | 27341.1569 | 0.00089241 | 80981.1662 | 45885.7314 | 299.1072 | 1253.91 | 33921.0606 | 1553.0173 | 32368.0433 | -13517.6881 | FALSE
| 60620434 | WBL010 | WBL | 22KV | 255.41 | 0 | 45090.5514 | 100% | Three phase | 97.13 | 0.0026443 | 0.0029368 | 0.0032632 | 0.0036273 | 0.0040338 | 0.0044876 | 0.0049943 | 0.0055603 | 0.0061925 | 0.006899 | 0.0076886 | 0.008371 | 0.008371 | 0.008371 | 0.008371 | 0.008371 | 0.008371 | 0.008371 | 0.008371 | 0.008371 | 6.238 | 6.06 | 5.942 | 5.883 | 5.818 | 5.761 | 5.737 | 5.707 | 5.659 | 5.659 | 5.659 | 5.659 | 5.659 | 5.659 | 5.659 | 5.659 | 5.659 | 5.659 | 5.659 | 5.659 | 22298.0216 | 2571.7849 | 0.00027338 | 24807.9733 | 14056.7499 | 1029.9386 | 117.6741 | 24869.8065 | 1147.6127 | 23722.1938 | 9665.4439 | TRUE
| 60620893 | WBL012 | WBL | 22KV | 468.2 | 17 | 45090.5514 | 5.556% | Three phase | 97.13 | 0.0062268 | 0.0069455 | 0.0077505 | 0.0086524 | 0.0096631 | 0.010796 | 0.012066 | 0.01349 | 0.015087 | 0.015345 | 0.015345 | 0.015345 | 0.015345 | 0.015345 | 0.015345 | 0.015345 | 0.015345 | 0.015345 | 0.015345 | 0.015345 | 0.48244 | 0.48689 | 0.49522 | 0.50094 | 0.50244 | 0.50561 | 0.51483 | 0.525 | 0.52667 | 0.52667 | 0.52667 | 0.52667 | 0.52667 | 0.52667 | 0.52667 | 0.52667 | 0.52667 | 0.52667 | 0.52667 | 0.52667 | 4188.0049 | 9776.6634 | 0.00050115 | 45476.266 | 25767.8646 | 167.9684 | 395.4285 | 13964.6682 | 563.3969 | 13401.2713 | -12366.5933 | FALSE
| 60621398 | WBL004 | WBL | 22KV | 210.01 | 1 | 45090.5514 | 50% | Three phase | 97.13 | 0.001276 | 0.0014038 | 0.0015452 | 0.0017015 | 0.0018745 | 0.002066 | 0.002278 | 0.0025128 | 0.0027728 | 0.0030608 | 0.0033799 | 0.0037336 | 0.0041257 | 0.0045603 | 0.0050423 | 0.0055769 | 0.0061699 | 0.0068278 | 0.006883 | 0.006883 | 4.4245 | 4.394 | 4.394 | 4.389 | 4.3705 | 4.3565 | 4.3595 | 4.386 | 4.3845 | 4.3845 | 4.3845 | 4.3845 | 4.3845 | 4.3845 | 4.3845 | 4.3845 | 4.3845 | 4.3845 | 4.3845 | 4.3845 | 9492.379 | 1175.4542 | 0.00022479 | 20398.2713 | 11558.1146 | 642.635 | 79.5582 | 10667.8332 | 722.1932 | 9945.64 | -1612.4746 | FALSE
| 60623354 | WBL008 | WBL | 22KV | 259.86 | 0 | 45090.5514 | 100% | Three phase | 97.13 | 0.003036 | 0.003372 | 0.0037468 | 0.0041649 | 0.0046315 | 0.0051522 | 0.0057336 | 0.0063828 | 0.0071079 | 0.0079179 | 0.0085169 | 0.0085169 | 0.0085169 | 0.0085169 | 0.0085169 | 0.0085169 | 0.0085169 | 0.0085169 | 0.0085169 | 0.0085169 | 4.585 | 4.51 | 4.51 | 4.515 | 4.523 | 4.554 | 4.612 | 4.672 | 4.701 | 4.701 | 4.701 | 4.701 | 4.701 | 4.701 | 4.701 | 4.701 | 4.701 | 4.701 | 4.701 | 4.701 | 19559.6462 | 2821.8207 | 0.00027815 | 25240.2018 | 14301.6602 | 839.9001 | 121.8103 | 22381.4669 | 961.7104 | 21419.7565 | 7118.0964 | TRUE
| 60623483 | WBL008 | WBL | 22KV | 319.34 | 0 | 45090.5514 | 100% | Three phase | 97.13 | 0.0040494 | 0.0044093 | 0.0048025 | 0.0052322 | 0.0057017 | 0.0062148 | 0.0067758 | 0.0073891 | 0.0080597 | 0.008793 | 0.0095951 | 0.010466 | 0.010466 | 0.010466 | 0.010466 | 0.010466 | 0.010466 | 0.010466 | 0.010466 | 0.010466 | 4.585 | 4.51 | 4.51 | 4.515 | 4.523 | 4.554 | 4.612 | 4.672 | 4.701 | 4.701 | 4.701 | 4.701 | 4.701 | 4.701 | 4.701 | 4.701 | 4.701 | 4.701 | 4.701 | 4.701 | 23694.4107 | 4202.1025 | 0.00034181 | 31017.4942 | 17575.2027 | 1032.1469 | 183.9551 | 27896.5132 | 1216.102 | 26680.4113 | 9105.2086 | TRUE
| 60623604 | WBL012 | WBL | 22KV | 1941.37 | 17 | 45090.5514 | 5.556% | Three phase | 97.13 | 0.024316 | 0.026313 | 0.028481 | 0.030835 | 0.03339 | 0.036165 | 0.039178 | 0.042451 | 0.046007 | 0.04987 | 0.054067 | 0.058628 | 0.063584 | 0.063628 | 0.063628 | 0.063628 | 0.063628 | 0.063628 | 0.063628 | 0.063628 | 0.48244 | 0.48689 | 0.49522 | 0.50094 | 0.50244 | 0.50561 | 0.51483 | 0.525 | 0.52667 | 0.52667 | 0.52667 | 0.52667 | 0.52667 | 0.52667 | 0.52667 | 0.52667 | 0.52667 | 0.52667 | 0.52667 | 0.52667 | 15597.6836 | 150909.0686 | 0.002078 | 188565.2681 | 106845.2783 | 696.4735 | 6798.6351 | 166506.7522 | 7495.1086 | 159011.6436 | 52166.3653 | TRUE
| 60623846 | WBL006 | WBL | 22KV | 785.76 | 0 | 45090.5514 | 100% | Three phase | 97.13 | 0.005373 | 0.0059127 | 0.0065096 | 0.0071699 | 0.0079005 | 0.0087091 | 0.0096042 | 0.010595 | 0.011693 | 0.012909 | 0.014256 | 0.015748 | 0.017403 | 0.019237 | 0.02127 | 0.023525 | 0.025753 | 0.025753 | 0.025753 | 0.025753 | 4.182 | 4.232 | 4.323 | 4.379 | 4.415 | 4.479 | 4.573 | 4.673 | 4.733 | 4.733 | 4.733 | 4.733 | 4.733 | 4.733 | 4.733 | 4.733 | 4.733 | 4.733 | 4.733 | 4.733 | 41373.0905 | 18067.0204 | 0.00084105 | 76320.8688 | 43245.1032 | 2505.6044 | 1113.7429 | 59440.1109 | 3619.3473 | 55820.7636 | 12575.6605 | TRUE
| 60624378 | WBL006 | WBL | 22KV | 188.13 | 0 | 45090.5514 | 100% | Three phase | 97.13 | 0.0013609 | 0.0015111 | 0.0016789 | 0.0018662 | 0.0020754 | 0.0023091 | 0.0025703 | 0.0028623 | 0.0031888 | 0.0035539 | 0.0039623 | 0.0044193 | 0.0049307 | 0.0055031 | 0.006144 | 0.0061659 | 0.0061659 | 0.0061659 | 0.0061659 | 0.0061659 | 4.182 | 4.232 | 4.323 | 4.379 | 4.415 | 4.479 | 4.573 | 4.673 | 4.733 | 4.733 | 4.733 | 4.733 | 4.733 | 4.733 | 4.733 | 4.733 | 4.733 | 4.733 | 4.733 | 4.733 | 10888.6157 | 1138.1681 | 0.00020137 | 18273.0669 | 10353.9265 | 599.9025 | 63.8442 | 12026.7837 | 663.7466 | 11363.0371 | 1009.1107 | TRUE
| 60624392 | WBL005 | WBL | 22KV | 231.48 | 6 | 45090.5514 | 14.29% | Single phase | 44.74 | 0.0024942 | 0.0027721 | 0.0030822 | 0.0034286 | 0.0038154 | 0.0042475 | 0.0047303 | 0.00527 | 0.0058732 | 0.0065477 | 0.0073019 | 0.0075867 | 0.0075867 | 0.0075867 | 0.0075867 | 0.0075867 | 0.0075867 | 0.0075867 | 0.0075867 | 0.0075867 | 0.799 | 0.81057 | 0.82429 | 0.83657 | 0.84129 | 0.84886 | 0.86257 | 0.88057 | 0.89071 | 0.89071 | 0.89071 | 0.89071 | 0.89071 | 0.89071 | 0.89071 | 0.89071 | 0.89071 | 0.89071 | 0.89071 | 0.89071 | 3157.0332 | 994.2575 | 0.00024777 | 10356.4152 | 5868.1754 | 139.6087 | 44.522 | 4151.2907 | 184.1307 | 3967.1599 | -1901.0155 | FALSE
| 60640716 | HTN011 | HTN | 22KV | 1139.91 | 11 | 38280.733 | 8.333% | Three phase | 97.13 | 0.010623 | 0.011428 | 0.012298 | 0.013237 | 0.01425 | 0.015345 | 0.016527 | 0.017803 | 0.019182 | 0.020672 | 0.022281 | 0.02402 | 0.025899 | 0.02793 | 0.030125 | 0.032497 | 0.035062 | 0.03736 | 0.03736 | 0.03736 | 0.10667 | 0.10833 | 0.11 | 0.11083 | 0.11142 | 0.11283 | 0.11508 | 0.117 | 0.11667 | 0.11667 | 0.11667 | 0.11667 | 0.11667 | 0.11667 | 0.11667 | 0.11667 | 0.11667 | 0.11667 | 0.11667 | 0.11667 | 1358.0349 | 40933.2918 | 0.0012201 | 110719.4583 | 62736.1097 | 77.0281 | 2343.9386 | 42291.3267 | 2420.9667 | 39870.36 | -22865.7497 | FALSE
| 60640734 | HTN011 | HTN | 22KV | 2321.51 | 11 | 38280.733 | 8.333% | Single phase | 44.74 | 0.016646 | 0.018208 | 0.019924 | 0.02181 | 0.023884 | 0.026163 | 0.02867 | 0.031428 | 0.034462 | 0.0378 | 0.041474 | 0.045518 | 0.04997 | 0.054872 | 0.06027 | 0.066216 | 0.072766 | 0.076087 | 0.076087 | 0.076087 | 0.10667 | 0.10833 | 0.11 | 0.11083 | 0.11142 | 0.11283 | 0.11508 | 0.117 | 0.11667 | 0.11667 | 0.11667 | 0.11667 | 0.11667 | 0.11667 | 0.11667 | 0.11667 | 0.11667 | 0.11667 | 0.11667 | 0.11667 | 2550.7034 | 71996.7195 | 0.0024849 | 103864.3574 | 58851.8569 | 156.8733 | 4478.0487 | 74547.4229 | 4634.922 | 69912.5009 | 11060.6439 | TRUE
| 60640925 | HTN034 | HTN | 22KV | 211.25 | 50 | 38280.733 | 1.961% | Three phase | 97.13 | 0.0015697 | 0.001718 | 0.001881 | 0.0020603 | 0.0022574 | 0.0024743 | 0.002713 | 0.0029756 | 0.0032647 | 0.003583 | 0.0039334 | 0.0043194 | 0.0047445 | 0.0052129 | 0.0057289 | 0.0062976 | 0.0069237 | 0.0069237 | 0.0069237 | 0.0069237 | 0.061647 | 0.062098 | 0.062686 | 0.063078 | 0.062686 | 0.06249 | 0.063078 | 0.063922 | 0.063529 | 0.063529 | 0.063529 | 0.063529 | 0.063529 | 0.063529 | 0.063529 | 0.063529 | 0.063529 | 0.063529 | 0.063529 | 0.063529 | 131.63 | 1337.0966 | 0.00022612 | 20518.7125 | 11626.3592 | 7.8989 | 80.5005 | 1468.7266 | 88.3994 | 1380.3272 | -10246.032 | FALSE
| 60641056 | KRT022 | KRT | 22KV | 157.44 | 3 | 47052.9427 | 25% | Three phase | 97.13 | 0.0019147 | 0.0021281 | 0.0023662 | 0.002632 | 0.0029288 | 0.0032603 | 0.0036306 | 0.0040444 | 0.0045068 | 0.0050237 | 0.0051601 | 0.0051601 | 0.0051601 | 0.0051601 | 0.0051601 | 0.0051601 | 0.0051601 | 0.0051601 | 0.0051601 | 0.0051601 | 1.876 | 1.8993 | 1.931 | 1.9485 | 1.9625 | 1.981 | 2.0128 | 2.048 | 2.0605 | 2.0605 | 2.0605 | 2.0605 | 2.0605 | 2.0605 | 2.0605 | 2.0605 | 2.0605 | 2.0605 | 2.0605 | 2.0605 | 5495.3408 | 1056.6324 | 0.00016852 | 15292.1472 | 8664.871 | 230.2869 | 44.7131 | 6551.9732 | 275 | 6276.9732 | -2387.8978 | FALSE
| 60641057 | KRT022 | KRT | 22KV | 441.23 | 3 | 47052.9427 | 25% | Three phase | 97.13 | 0.005366 | 0.005964 | 0.0066313 | 0.0073763 | 0.0082081 | 0.0091371 | 0.010175 | 0.011335 | 0.01263 | 0.014079 | 0.014461 | 0.014461 | 0.014461 | 0.014461 | 0.014461 | 0.014461 | 0.014461 | 0.014461 | 0.014461 | 0.014461 | 1.876 | 1.8993 | 1.931 | 1.9485 | 1.9625 | 1.981 | 2.0128 | 2.048 | 2.0605 | 2.0605 | 2.0605 | 2.0605 | 2.0605 | 2.0605 | 2.0605 | 2.0605 | 2.0605 | 2.0605 | 2.0605 | 2.0605 | 15400.8461 | 8298.9632 | 0.00047228 | 42856.6699 | 24283.5431 | 645.3854 | 351.1844 | 23699.8092 | 996.5697 | 22703.2395 | -1580.3036 | FALSE
| 60641058 | KRT022 | KRT | 22KV | 85.28 | 3 | 47052.9427 | 25% | Three phase | 97.13 | 0.0010604 | 0.0011766 | 0.0013061 | 0.0014505 | 0.0016113 | 0.0017907 | 0.0019907 | 0.0022138 | 0.0024627 | 0.0027404 | 0.002795 | 0.002795 | 0.002795 | 0.002795 | 0.002795 | 0.002795 | 0.002795 | 0.002795 | 0.002795 | 0.002795 | 1.876 | 1.8993 | 1.931 | 1.9485 | 1.9625 | 1.981 | 2.0128 | 2.048 | 2.0605 | 2.0605 | 2.0605 | 2.0605 | 2.0605 | 2.0605 | 2.0605 | 2.0605 | 2.0605 | 2.0605 | 2.0605 | 2.0605 | 2995.0612 | 311.9945 | 9.1281e-05 | 8283.2464 | 4693.4718 | 124.7387 | 13.119 | 3307.0556 | 137.8577 | 3169.198 | -1524.2738 | FALSE
| 60641064 | KRT022 | KRT | 22KV | 337.16 | 3 | 47052.9427 | 25% | Covered | 390 | 0.0043805 | 0.0048288 | 0.0053248 | 0.0058737 | 0.0064813 | 0.0071539 | 0.0078987 | 0.0087236 | 0.0096373 | 0.01065 | 0.01105 | 0.01105 | 0.01105 | 0.01105 | 0.01105 | 0.01105 | 0.01105 | 0.01105 | 0.01105 | 0.01105 | 1.876 | 1.8993 | 1.931 | 1.9485 | 1.9625 | 1.981 | 2.0128 | 2.048 | 2.0605 | 2.0605 | 2.0605 | 2.0605 | 2.0605 | 2.0605 | 2.0605 | 2.0605 | 2.0605 | 2.0605 | 2.0605 | 2.0605 | 11891.6653 | 19671.5899 | 0.00036088 | 131492.4 | 74506.5208 | 493.1626 | 823.3574 | 31563.2551 | 1316.52 | 30246.7351 | -44259.7857 | FALSE
| 60641065 | KRT022 | KRT | 22KV | 38.69 | 3 | 47052.9427 | 25% | Three phase | 97.13 | 0.00045202 | 0.00050205 | 0.00055785 | 0.0006201 | 0.00068957 | 0.00076711 | 0.00085367 | 0.00095033 | 0.0010583 | 0.0011789 | 0.0012681 | 0.0012681 | 0.0012681 | 0.0012681 | 0.0012681 | 0.0012681 | 0.0012681 | 0.0012681 | 0.0012681 | 0.0012681 | 1.876 | 1.8993 | 1.931 | 1.9485 | 1.9625 | 1.981 | 2.0128 | 2.048 | 2.0605 | 2.0605 | 2.0605 | 2.0605 | 2.0605 | 2.0605 | 2.0605 | 2.0605 | 2.0605 | 2.0605 | 2.0605 | 2.0605 | 1324.2954 | 62.553 | 4.1413e-05 | 3757.9597 | 2129.3436 | 56.5917 | 2.7002 | 1386.8484 | 59.2919 | 1327.5565 | -801.7871 | FALSE
| 60641066 | KRT022 | KRT | 22KV | 468.95 | 3 | 47052.9427 | 25% | Covered | 390 | 0.0060928 | 0.0067163 | 0.0074061 | 0.0081696 | 0.0090147 | 0.0099502 | 0.010986 | 0.012134 | 0.013404 | 0.014812 | 0.01537 | 0.01537 | 0.01537 | 0.01537 | 0.01537 | 0.01537 | 0.01537 | 0.01537 | 0.01537 | 0.01537 | 1.876 | 1.8993 | 1.931 | 1.9485 | 1.9625 | 1.981 | 2.0128 | 2.048 | 2.0605 | 2.0605 | 2.0605 | 2.0605 | 2.0605 | 2.0605 | 2.0605 | 2.0605 | 2.0605 | 2.0605 | 2.0605 | 2.0605 | 16539.9111 | 38055.7645 | 0.00050195 | 182890.5 | 103629.8284 | 685.9313 | 1592.8299 | 54595.6756 | 2278.7612 | 52316.9145 | -51312.914 | FALSE
| 60641070 | KRT022 | KRT | 22KV | 82.28 | 3 | 47052.9427 | 25% | Three phase | 97.13 | 0.0004484 | 0.00050663 | 0.00057289 | 0.00064832 | 0.00073421 | 0.00083208 | 0.00094362 | 0.0010708 | 0.0012159 | 0.0013814 | 0.0015704 | 0.0017861 | 0.0020325 | 0.002314 | 0.0026356 | 0.0026967 | 0.0026967 | 0.0026967 | 0.0026967 | 0.0026967 | 1.876 | 1.8993 | 1.931 | 1.9485 | 1.9625 | 1.981 | 2.0128 | 2.048 | 2.0605 | 2.0605 | 2.0605 | 2.0605 | 2.0605 | 2.0605 | 2.0605 | 2.0605 | 2.0605 | 2.0605 | 2.0605 | 2.0605 | 2004.2673 | 200.369 | 8.807e-05 | 7991.8564 | 4528.3637 | 120.3506 | 12.2122 | 2204.6363 | 132.5628 | 2072.0735 | -2456.2902 | FALSE
| 60641072 | KRT022 | KRT | 22KV | 111.34 | 3 | 47052.9427 | 25% | Three phase | 97.13 | 0.0013541 | 0.0015049 | 0.0016733 | 0.0018613 | 0.0020712 | 0.0023057 | 0.0025675 | 0.0028602 | 0.0031872 | 0.0035527 | 0.0036491 | 0.0036491 | 0.0036491 | 0.0036491 | 0.0036491 | 0.0036491 | 0.0036491 | 0.0036491 | 0.0036491 | 0.0036491 | 1.876 | 1.8993 | 1.931 | 1.9485 | 1.9625 | 1.981 | 2.0128 | 2.048 | 2.0605 | 2.0605 | 2.0605 | 2.0605 | 2.0605 | 2.0605 | 2.0605 | 2.0605 | 2.0605 | 2.0605 | 2.0605 | 2.0605 | 3886.2503 | 528.4406 | 0.00011917 | 10814.4542 | 6127.7105 | 162.8566 | 22.3618 | 4414.6909 | 185.2184 | 4229.4725 | -1898.238 | FALSE
| 60641075 | KRT022 | KRT | 22KV | 1478.31 | 3 | 47052.9427 | 25% | Three phase | 97.13 | 0.019207 | 0.021172 | 0.023347 | 0.025754 | 0.028418 | 0.031367 | 0.034633 | 0.03825 | 0.042256 | 0.046694 | 0.048451 | 0.048451 | 0.048451 | 0.048451 | 0.048451 | 0.048451 | 0.048451 | 0.048451 | 0.048451 | 0.048451 | 1.876 | 1.8993 | 1.931 | 1.9485 | 1.9625 | 1.981 | 2.0128 | 2.048 | 2.0605 | 2.0605 | 2.0605 | 2.0605 | 2.0605 | 2.0605 | 2.0605 | 2.0605 | 2.0605 | 2.0605 | 2.0605 | 2.0605 | 52140.1344 | 94186.1797 | 0.0015823 | 143588.2503 | 81360.2989 | 2162.3181 | 3942.1771 | 146326.3141 | 6104.4952 | 140221.8189 | 58861.52 | TRUE
| 60641781 | KRT022 | KRT | 22KV | 1304.15 | 3 | 47052.9427 | 25% | Three phase | 97.13 | 0.017004 | 0.018778 | 0.020744 | 0.022924 | 0.025341 | 0.028022 | 0.030997 | 0.034297 | 0.03796 | 0.042026 | 0.042743 | 0.042743 | 0.042743 | 0.042743 | 0.042743 | 0.042743 | 0.042743 | 0.042743 | 0.042743 | 0.042743 | 1.876 | 1.8993 | 1.931 | 1.9485 | 1.9625 | 1.981 | 2.0128 | 2.048 | 2.0605 | 2.0605 | 2.0605 | 2.0605 | 2.0605 | 2.0605 | 2.0605 | 2.0605 | 2.0605 | 2.0605 | 2.0605 | 2.0605 | 46270.9668 | 73739.7289 | 0.0013959 | 126672.0895 | 71775.2256 | 1907.575 | 3068.0342 | 120010.6957 | 4975.6092 | 115035.0865 | 43259.8609 | TRUE
| 60641843 | KRT022 | KRT | 22KV | 802.45 | 3 | 47052.9427 | 25% | Three phase | 97.13 | 0.010098 | 0.010954 | 0.011884 | 0.012897 | 0.014 | 0.0152 | 0.016507 | 0.01793 | 0.019479 | 0.021167 | 0.023005 | 0.025008 | 0.0263 | 0.0263 | 0.0263 | 0.0263 | 0.0263 | 0.0263 | 0.0263 | 0.0263 | 1.876 | 1.8993 | 1.931 | 1.9485 | 1.9625 | 1.981 | 2.0128 | 2.048 | 2.0605 | 2.0605 | 2.0605 | 2.0605 | 2.0605 | 2.0605 | 2.0605 | 2.0605 | 2.0605 | 2.0605 | 2.0605 | 2.0605 | 26587.1683 | 26065.4157 | 0.00085892 | 77941.9685 | 44163.6543 | 1173.7404 | 1161.5584 | 52652.584 | 2335.2988 | 50317.2851 | 6153.6308 | TRUE
| 60642070 | HTN013 | HTN | 22KV | 361.89 | 30 | 38280.733 | 3.226% | Covered | 390 | 0.002212 | 0.0023791 | 0.0025595 | 0.0027544 | 0.0029648 | 0.0031922 | 0.0034379 | 0.0037033 | 0.0039902 | 0.0043003 | 0.0046356 | 0.004998 | 0.00539 | 0.0058138 | 0.0062723 | 0.0067682 | 0.0073047 | 0.0078851 | 0.0085132 | 0.0091929 | 0.15197 | 0.15152 | 0.15174 | 0.15132 | 0.15016 | 0.14877 | 0.14881 | 0.14926 | 0.1479 | 0.1479 | 0.1479 | 0.1479 | 0.1479 | 0.1479 | 0.1479 | 0.1479 | 0.1479 | 0.1479 | 0.1479 | 0.1479 | 371.5616 | 11058.8039 | 0.00038736 | 141137.1 | 79971.4226 | 31.9835 | 948.5702 | 11430.3656 | 980.5538 | 10449.8118 | -69521.6107 | FALSE
| 60643831 | HYT011 | HYTS | 22KV | 167.1 | 6 | 67045.2152 | 14.29% | Single phase | 44.74 | 0.0015132 | 0.0016512 | 0.0018023 | 0.0019679 | 0.0021494 | 0.0023483 | 0.0025664 | 0.0028055 | 0.0030677 | 0.0033553 | 0.0036708 | 0.0040169 | 0.0043967 | 0.0048135 | 0.005271 | 0.0054767 | 0.0054767 | 0.0054767 | 0.0054767 | 0.0054767 | 0.33457 | 0.34171 | 0.35314 | 0.36043 | 0.36229 | 0.36757 | 0.381 | 0.39271 | 0.38857 | 0.38857 | 0.38857 | 0.38857 | 0.38857 | 0.38857 | 0.38857 | 0.38857 | 0.38857 | 0.38857 | 0.38857 | 0.38857 | 1240.4081 | 435.3976 | 0.00017886 | 7476.054 | 4236.0986 | 65.0012 | 23.2007 | 1675.8057 | 88.2018 | 1587.6039 | -2648.4947 | FALSE
| 60645170 | CDN001 | CDN | 22KV | 156.87 | 16 | 45429.2584 | 5.882% | Three phase | 97.13 | 0.0015112 | 0.001653 | 0.0018087 | 0.0019797 | 0.0021675 | 0.0023739 | 0.0026007 | 0.00285 | 0.003124 | 0.0034253 | 0.0037566 | 0.004121 | 0.0045219 | 0.0049628 | 0.0051414 | 0.0051414 | 0.0051414 | 0.0051414 | 0.0051414 | 0.0051414 | 0.52147 | 0.52506 | 0.53088 | 0.53312 | 0.53271 | 0.53476 | 0.54329 | 0.54988 | 0.54476 | 0.54476 | 0.54476 | 0.54476 | 0.54476 | 0.54476 | 0.54476 | 0.54476 | 0.54476 | 0.54476 | 0.54476 | 0.54476 | 1182.5792 | 878.49 | 0.00016791 | 15236.7831 | 8633.5005 | 59.4694 | 44.39 | 2061.0693 | 103.8594 | 1957.2099 | -6676.2906 | FALSE
| 60645191 | CDN004 | CDN | 22KV | 141.19 | 10 | 45429.2584 | 9.091% | Single phase | 44.74 | 0.0013216 | 0.0014407 | 0.0015711 | 0.0017138 | 0.00187 | 0.0020411 | 0.0022284 | 0.0024336 | 0.0026583 | 0.0029046 | 0.0031744 | 0.0034701 | 0.0037942 | 0.0041496 | 0.0045391 | 0.0046275 | 0.0046275 | 0.0046275 | 0.0046275 | 0.0046275 | 0.12718 | 0.12755 | 0.12973 | 0.13027 | 0.13 | 0.13064 | 0.13282 | 0.13464 | 0.13336 | 0.13336 | 0.13336 | 0.13336 | 0.13336 | 0.13336 | 0.13336 | 0.13336 | 0.13336 | 0.13336 | 0.13336 | 0.13336 | 251.2505 | 316.3123 | 0.00015113 | 6316.8406 | 3579.2625 | 13.0859 | 16.5636 | 567.5629 | 29.6495 | 537.9134 | -3041.3491 | FALSE
| 60645255 | CDN004 | CDN | 22KV | 105.88 | 10 | 45429.2584 | 9.091% | Three phase | 97.13 | 0.00079183 | 0.00085038 | 0.00091348 | 0.0009815 | 0.0010548 | 0.0011339 | 0.0012191 | 0.0013111 | 0.0014102 | 0.0015172 | 0.0016326 | 0.0017571 | 0.0018914 | 0.0020364 | 0.0021929 | 0.0023618 | 0.0025442 | 0.0027411 | 0.0029536 | 0.0031831 | 0.12718 | 0.12755 | 0.12973 | 0.13027 | 0.13 | 0.13064 | 0.13282 | 0.13464 | 0.13336 | 0.13336 | 0.13336 | 0.13336 | 0.13336 | 0.13336 | 0.13336 | 0.13336 | 0.13336 | 0.13336 | 0.13336 | 0.13336 | 138.1516 | 283.2637 | 0.00011333 | 10284.1244 | 5827.2138 | 9.8132 | 20.2224 | 421.4153 | 30.0357 | 391.3796 | -5435.8342 | FALSE
| 60645264 | CDN004 | CDN | 22KV | 3635.19 | 10 | 45429.2584 | 9.091% | Single phase | 44.74 | 0.027186 | 0.029196 | 0.031363 | 0.033698 | 0.036215 | 0.03893 | 0.041856 | 0.045013 | 0.048417 | 0.05209 | 0.056052 | 0.060326 | 0.064939 | 0.069917 | 0.07529 | 0.081089 | 0.08735 | 0.094109 | 0.10141 | 0.10929 | 0.12718 | 0.12755 | 0.12973 | 0.13027 | 0.13 | 0.13064 | 0.13282 | 0.13464 | 0.13336 | 0.13336 | 0.13336 | 0.13336 | 0.13336 | 0.13336 | 0.13336 | 0.13336 | 0.13336 | 0.13336 | 0.13336 | 0.13336 | 4743.1741 | 153801.2392 | 0.003891 | 162638.4006 | 92154.5381 | 336.9192 | 10979.9895 | 158544.4133 | 11316.9087 | 147227.5046 | 55072.9665 | TRUE
| 60645597 | HTN033 | HTN | 22KV | 3138.83 | 14 | 38280.733 | 6.667% | Single phase | 44.74 | 0.028342 | 0.030881 | 0.033658 | 0.036696 | 0.04002 | 0.043658 | 0.04764 | 0.051999 | 0.056772 | 0.061999 | 0.067723 | 0.073994 | 0.080864 | 0.088392 | 0.096641 | 0.10287 | 0.10287 | 0.10287 | 0.10287 | 0.10287 | 0.4714 | 0.47073 | 0.47213 | 0.47147 | 0.46973 | 0.46773 | 0.46773 | 0.47067 | 0.468 | 0.468 | 0.468 | 0.468 | 0.468 | 0.468 | 0.468 | 0.468 | 0.468 | 0.468 | 0.468 | 0.468 | 16186.2517 | 152050.3821 | 0.0033597 | 140431.2542 | 79571.4746 | 872.3376 | 8186.2176 | 168236.6338 | 9058.5552 | 159178.0786 | 79606.604 | TRUE
| 60645689 | HTN033 | HTN | 22KV | 1494.02 | 14 | 38280.733 | 6.667% | Three phase | 97.13 | 0.013984 | 0.015245 | 0.016625 | 0.018135 | 0.019788 | 0.021598 | 0.02358 | 0.025751 | 0.028129 | 0.030735 | 0.03359 | 0.036719 | 0.040149 | 0.043909 | 0.048031 | 0.048966 | 0.048966 | 0.048966 | 0.048966 | 0.048966 | 0.4714 | 0.47073 | 0.47213 | 0.47147 | 0.46973 | 0.46773 | 0.46773 | 0.47067 | 0.468 | 0.468 | 0.468 | 0.468 | 0.468 | 0.468 | 0.468 | 0.468 | 0.468 | 0.468 | 0.468 | 0.468 | 7921.3065 | 76891.5236 | 0.0015991 | 145114.1626 | 82224.9148 | 415.2152 | 4026.4093 | 84812.8301 | 4441.6245 | 80371.2056 | -1853.7091 | FALSE
| 60645776 | CDN001 | CDN | 22KV | 37.03 | 16 | 45429.2584 | 5.882% | Three phase | 97.13 | 0.0003509 | 0.00038493 | 0.0004224 | 0.00046369 | 0.00050918 | 0.00055932 | 0.00061459 | 0.00067553 | 0.00074272 | 0.00081684 | 0.00089859 | 0.00098878 | 0.0010883 | 0.0011981 | 0.0012136 | 0.0012136 | 0.0012136 | 0.0012136 | 0.0012136 | 0.0012136 | 0.52147 | 0.52506 | 0.53088 | 0.53312 | 0.53271 | 0.53476 | 0.54329 | 0.54988 | 0.54476 | 0.54476 | 0.54476 | 0.54476 | 0.54476 | 0.54476 | 0.54476 | 0.54476 | 0.54476 | 0.54476 | 0.54476 | 0.54476 | 280.181 | 49.1275 | 3.9636e-05 | 3596.7239 | 2037.9838 | 14.0381 | 2.4735 | 329.3085 | 16.5116 | 312.7969 | -1725.1869 | FALSE
| 60645792 | CDN001 | CDN | 22KV | 737.04 | 16 | 45429.2584 | 5.882% | Three phase | 97.13 | 0.0071005 | 0.0077665 | 0.008498 | 0.0093013 | 0.010184 | 0.011154 | 0.012219 | 0.01339 | 0.014678 | 0.016094 | 0.01765 | 0.019362 | 0.021246 | 0.023317 | 0.024156 | 0.024156 | 0.024156 | 0.024156 | 0.024156 | 0.024156 | 0.52147 | 0.52506 | 0.53088 | 0.53312 | 0.53271 | 0.53476 | 0.54329 | 0.54988 | 0.54476 | 0.54476 | 0.54476 | 0.54476 | 0.54476 | 0.54476 | 0.54476 | 0.54476 | 0.54476 | 0.54476 | 0.54476 | 0.54476 | 5556.2453 | 19392.7395 | 0.0007889 | 71588.6952 | 40563.7483 | 279.4117 | 979.9123 | 24948.9848 | 1259.3241 | 23689.6608 | -16874.0875 | FALSE
| 60645846 | HTN034 | HTN | 22KV | 5782.58 | 50 | 38280.733 | 1.961% | Three phase | 97.13 | 0.053999 | 0.058156 | 0.062648 | 0.067502 | 0.072749 | 0.078421 | 0.084552 | 0.091182 | 0.098351 | 0.1061 | 0.11449 | 0.12356 | 0.13338 | 0.144 | 0.15549 | 0.16792 | 0.18138 | 0.18952 | 0.18952 | 0.18952 | 0.061647 | 0.062098 | 0.062686 | 0.063078 | 0.062686 | 0.06249 | 0.063078 | 0.063922 | 0.063529 | 0.063529 | 0.063529 | 0.063529 | 0.063529 | 0.063529 | 0.063529 | 0.063529 | 0.063529 | 0.063529 | 0.063529 | 0.063529 | 3822.7848 | 1063454.0438 | 0.0061895 | 561661.9954 | 318250.1891 | 216.2172 | 60318.2041 | 1067276.8286 | 60534.4212 | 1006742.4074 | 688492.2183 | TRUE
| 60645891 | CDN001 | CDN | 22KV | 2110.64 | 16 | 45429.2584 | 5.882% | Three phase | 97.13 | 0.019548 | 0.021169 | 0.022931 | 0.024845 | 0.026927 | 0.029189 | 0.03165 | 0.034327 | 0.037238 | 0.040405 | 0.04385 | 0.0476 | 0.05168 | 0.056121 | 0.060955 | 0.066218 | 0.069176 | 0.069176 | 0.069176 | 0.069176 | 0.52147 | 0.52506 | 0.53088 | 0.53312 | 0.53271 | 0.53476 | 0.54329 | 0.54988 | 0.54476 | 0.54476 | 0.54476 | 0.54476 | 0.54476 | 0.54476 | 0.54476 | 0.54476 | 0.54476 | 0.54476 | 0.54476 | 0.54476 | 14638.1562 | 146328.2445 | 0.0022592 | 205006.4632 | 116161.2255 | 800.1432 | 8035.8798 | 160966.4007 | 8836.023 | 152130.3777 | 35969.1522 | TRUE
| 60645912 | HTN033 | HTN | 22KV | 163.12 | 14 | 38280.733 | 6.667% | Covered | 390 | 0.0014772 | 0.0016119 | 0.0017594 | 0.0019211 | 0.0020982 | 0.0022924 | 0.0025053 | 0.0027387 | 0.0029947 | 0.0032754 | 0.0035834 | 0.0039213 | 0.004292 | 0.0046989 | 0.0051455 | 0.0053462 | 0.0053462 | 0.0053462 | 0.0053462 | 0.0053462 | 0.4714 | 0.47073 | 0.47213 | 0.47147 | 0.46973 | 0.46773 | 0.46773 | 0.47067 | 0.468 | 0.468 | 0.468 | 0.468 | 0.468 | 0.468 | 0.468 | 0.468 | 0.468 | 0.468 | 0.468 | 0.468 | 849.8944 | 3616.7306 | 0.0001746 | 63616.8 | 36046.695 | 45.334 | 192.7218 | 4466.625 | 238.0558 | 4228.5693 | -31818.1257 | FALSE
| 60645973 | KRT013 | KRT | 22KV | 28.39 | 16 | 47052.9427 | 5.882% | Single phase | 44.74 | 0.00035479 | 0.0003835 | 0.00041462 | 0.00044836 | 0.00048496 | 0.00052465 | 0.00056771 | 0.00061442 | 0.0006651 | 0.00072009 | 0.00077977 | 0.00084454 | 0.00091485 | 0.00093048 | 0.00093048 | 0.00093048 | 0.00093048 | 0.00093048 | 0.00093048 | 0.00093048 | 0.36618 | 0.36835 | 0.373 | 0.37671 | 0.37771 | 0.37906 | 0.38494 | 0.392 | 0.39359 | 0.39359 | 0.39359 | 0.39359 | 0.39359 | 0.39359 | 0.39359 | 0.39359 | 0.39359 | 0.39359 | 0.39359 | 0.39359 | 177.1158 | 14.7741 | 3.0388e-05 | 1270.1686 | 719.7058 | 7.9675 | 0.6697 | 191.8899 | 8.6372 | 183.2527 | -536.4531 | FALSE
| 60645977 | KRT013 | KRT | 22KV | 39.43 | 16 | 47052.9427 | 5.882% | Three phase | 97.13 | 0.00032121 | 0.0003567 | 0.00039631 | 0.00044053 | 0.00048991 | 0.00054507 | 0.00060669 | 0.00067556 | 0.00075253 | 0.0008386 | 0.00093483 | 0.0010425 | 0.0011629 | 0.0012923 | 0.0012923 | 0.0012923 | 0.0012923 | 0.0012923 | 0.0012923 | 0.0012923 | 0.36618 | 0.36835 | 0.373 | 0.37671 | 0.37771 | 0.37906 | 0.38494 | 0.392 | 0.39359 | 0.39359 | 0.39359 | 0.39359 | 0.39359 | 0.39359 | 0.39359 | 0.39359 | 0.39359 | 0.39359 | 0.39359 | 0.39359 | 214.4025 | 53.7845 | 4.2205e-05 | 3829.8359 | 2170.0703 | 11.0658 | 2.8045 | 268.187 | 13.8704 | 254.3167 | -1915.7536 | FALSE
| 60646030 | KRT012 | KRT | 22KV | 46.63 | 10 | 47052.9427 | 9.091% | Single phase | 44.74 | 0.00058146 | 0.00062782 | 0.00067801 | 0.00073238 | 0.00079127 | 0.00085507 | 0.00092419 | 0.0009991 | 0.0010803 | 0.0011683 | 0.0012636 | 0.001367 | 0.0014791 | 0.0015283 | 0.0015283 | 0.0015283 | 0.0015283 | 0.0015283 | 0.0015283 | 0.0015283 | 0.27627 | 0.27927 | 0.285 | 0.28955 | 0.28982 | 0.29191 | 0.29736 | 0.30491 | 0.30555 | 0.30555 | 0.30555 | 0.30555 | 0.30555 | 0.30555 | 0.30555 | 0.30555 | 0.30555 | 0.30555 | 0.30555 | 0.30555 | 223.6542 | 39.6207 | 4.9911e-05 | 2086.2262 | 1182.1022 | 10.0968 | 1.8067 | 263.2749 | 11.9035 | 251.3714 | -930.7308 | FALSE
| 60646054 | KRT012 | KRT | 22KV | 1568.74 | 10 | 47052.9427 | 9.091% | Three phase | 97.13 | 0.0084105 | 0.0092669 | 0.010216 | 0.011268 | 0.012434 | 0.013727 | 0.015161 | 0.016753 | 0.018519 | 0.02048 | 0.022657 | 0.025076 | 0.027762 | 0.030746 | 0.034063 | 0.037749 | 0.041847 | 0.046404 | 0.051415 | 0.051415 | 0.27627 | 0.27927 | 0.285 | 0.28955 | 0.28982 | 0.29191 | 0.29736 | 0.30491 | 0.30555 | 0.30555 | 0.30555 | 0.30555 | 0.30555 | 0.30555 | 0.30555 | 0.30555 | 0.30555 | 0.30555 | 0.30555 | 0.30555 | 4651.0918 | 59904.4686 | 0.0016791 | 152371.7162 | 86337.2062 | 339.6804 | 4439.2238 | 64555.5604 | 4778.9043 | 59776.6561 | -26560.55 | FALSE
| 60646057 | KRT012 | KRT | 22KV | 3418.84 | 10 | 47052.9427 | 9.091% | Three phase | 97.13 | 0.018329 | 0.020196 | 0.022264 | 0.024556 | 0.027097 | 0.029915 | 0.033042 | 0.03651 | 0.04036 | 0.044634 | 0.049379 | 0.054649 | 0.060503 | 0.067007 | 0.074235 | 0.082269 | 0.0912 | 0.10113 | 0.11205 | 0.11205 | 0.27627 | 0.27927 | 0.285 | 0.28955 | 0.28982 | 0.29191 | 0.29736 | 0.30491 | 0.30555 | 0.30555 | 0.30555 | 0.30555 | 0.30555 | 0.30555 | 0.30555 | 0.30555 | 0.30555 | 0.30555 | 0.30555 | 0.30555 | 10136.3762 | 284521.3313 | 0.0036594 | 332071.9292 | 188159.347 | 740.284 | 21084.4684 | 294657.7075 | 21824.7524 | 272832.9551 | 84673.6081 | TRUE
| 60646058 | KRT012 | KRT | 22KV | 958.74 | 10 | 47052.9427 | 9.091% | Three phase | 97.13 | 0.0051401 | 0.0056635 | 0.0062434 | 0.0068862 | 0.0075988 | 0.0083891 | 0.0092658 | 0.010239 | 0.011318 | 0.012517 | 0.013847 | 0.015325 | 0.016967 | 0.018791 | 0.020818 | 0.023071 | 0.025575 | 0.02836 | 0.031422 | 0.031422 | 0.27627 | 0.27927 | 0.285 | 0.28955 | 0.28982 | 0.29191 | 0.29736 | 0.30491 | 0.30555 | 0.30555 | 0.30555 | 0.30555 | 0.30555 | 0.30555 | 0.30555 | 0.30555 | 0.30555 | 0.30555 | 0.30555 | 0.30555 | 2842.5283 | 22374.7903 | 0.0010262 | 93122.4162 | 52765.2339 | 207.5967 | 1658.085 | 25217.3185 | 1865.6817 | 23351.6368 | -29413.5971 | FALSE
| 60646140 | KRT012 | KRT | 22KV | 973.44 | 10 | 47052.9427 | 9.091% | Three phase | 97.13 | 0.0073049 | 0.0080997 | 0.0089856 | 0.0099732 | 0.011075 | 0.012303 | 0.013673 | 0.015203 | 0.01691 | 0.018816 | 0.020945 | 0.023322 | 0.025978 | 0.028946 | 0.031904 | 0.031904 | 0.031904 | 0.031904 | 0.031904 | 0.031904 | 0.27627 | 0.27927 | 0.285 | 0.28955 | 0.28982 | 0.29191 | 0.29736 | 0.30491 | 0.30555 | 0.30555 | 0.30555 | 0.30555 | 0.30555 | 0.30555 | 0.30555 | 0.30555 | 0.30555 | 0.30555 | 0.30555 | 0.30555 | 3868.9371 | 30944.727 | 0.0010419 | 94550.2272 | 53574.2634 | 210.7797 | 1709.3204 | 34813.664 | 1920.1001 | 32893.5639 | -20680.6995 | FALSE
| 60646154 | KRT012 | KRT | 22KV | 208.67 | 10 | 47052.9427 | 9.091% | Three phase | 97.13 | 0.0019486 | 0.0020986 | 0.0022607 | 0.0024359 | 0.0026252 | 0.0028299 | 0.0030511 | 0.0032904 | 0.0035491 | 0.0038289 | 0.0041315 | 0.0044589 | 0.004813 | 0.0051962 | 0.0056109 | 0.0060596 | 0.0065452 | 0.0068391 | 0.0068391 | 0.0068391 | 0.27627 | 0.27927 | 0.285 | 0.28955 | 0.28982 | 0.29191 | 0.29736 | 0.30491 | 0.30555 | 0.30555 | 0.30555 | 0.30555 | 0.30555 | 0.30555 | 0.30555 | 0.30555 | 0.30555 | 0.30555 | 0.30555 | 0.30555 | 805.6689 | 1384.8268 | 0.00022335 | 20268.1171 | 11484.3663 | 45.1835 | 78.5462 | 2190.4957 | 123.7297 | 2066.766 | -9417.6003 | FALSE
| 60646176 | KRT013 | KRT | 22KV | 65.2 | 16 | 47052.9427 | 5.882% | Three phase | 97.13 | 0.00084711 | 0.00093379 | 0.0010297 | 0.0011359 | 0.0012533 | 0.0013834 | 0.0015275 | 0.001687 | 0.0018637 | 0.0020594 | 0.0021369 | 0.0021369 | 0.0021369 | 0.0021369 | 0.0021369 | 0.0021369 | 0.0021369 | 0.0021369 | 0.0021369 | 0.0021369 | 0.36618 | 0.36835 | 0.373 | 0.37671 | 0.37771 | 0.37906 | 0.38494 | 0.392 | 0.39359 | 0.39359 | 0.39359 | 0.39359 | 0.39359 | 0.39359 | 0.39359 | 0.39359 | 0.39359 | 0.39359 | 0.39359 | 0.39359 | 440.4543 | 183.2109 | 6.9788e-05 | 6332.876 | 3588.3485 | 18.2981 | 7.6683 | 623.6652 | 25.9664 | 597.6988 | -2990.6497 | FALSE
| 60646177 | KRT013 | KRT | 22KV | 197.01 | 16 | 47052.9427 | 5.882% | Three phase | 97.13 | 0.0025596 | 0.0028216 | 0.0031114 | 0.0034321 | 0.0037871 | 0.0041802 | 0.0046154 | 0.0050974 | 0.0056313 | 0.0062228 | 0.006457 | 0.006457 | 0.006457 | 0.006457 | 0.006457 | 0.006457 | 0.006457 | 0.006457 | 0.006457 | 0.006457 | 0.36618 | 0.36835 | 0.373 | 0.37671 | 0.37771 | 0.37906 | 0.38494 | 0.392 | 0.39359 | 0.39359 | 0.39359 | 0.39359 | 0.39359 | 0.39359 | 0.39359 | 0.39359 | 0.39359 | 0.39359 | 0.39359 | 0.39359 | 1330.888 | 1672.7564 | 0.00021087 | 19135.5813 | 10842.6463 | 55.2899 | 70.0135 | 3003.6444 | 125.3034 | 2878.341 | -7964.3053 | FALSE
| 60646194 | KRT013 | KRT | 22KV | 148.12 | 16 | 47052.9427 | 5.882% | Single phase | 44.74 | 0.0014019 | 0.0015545 | 0.0017246 | 0.0019141 | 0.0021253 | 0.0023607 | 0.0026232 | 0.002916 | 0.0032427 | 0.0036071 | 0.0040138 | 0.0044678 | 0.0048546 | 0.0048546 | 0.0048546 | 0.0048546 | 0.0048546 | 0.0048546 | 0.0048546 | 0.0048546 | 0.36618 | 0.36835 | 0.373 | 0.37671 | 0.37771 | 0.37906 | 0.38494 | 0.392 | 0.39359 | 0.39359 | 0.39359 | 0.39359 | 0.39359 | 0.39359 | 0.39359 | 0.39359 | 0.39359 | 0.39359 | 0.39359 | 0.39359 | 870.5197 | 378.1507 | 0.00015854 | 6626.8888 | 3754.9427 | 41.5692 | 18.2295 | 1248.6704 | 59.7987 | 1188.8717 | -2566.071 | FALSE
| 60646232 | KRT013 | KRT | 22KV | 136.85 | 16 | 47052.9427 | 5.882% | Single phase | 44.74 | 0.0016959 | 0.0018254 | 0.0019651 | 0.002116 | 0.0022789 | 0.0024548 | 0.0026447 | 0.0028499 | 0.0030715 | 0.0033109 | 0.0035695 | 0.0038489 | 0.0041509 | 0.0044772 | 0.0044852 | 0.0044852 | 0.0044852 | 0.0044852 | 0.0044852 | 0.0044852 | 0.36618 | 0.36835 | 0.373 | 0.37671 | 0.37771 | 0.37906 | 0.38494 | 0.392 | 0.39359 | 0.39359 | 0.39359 | 0.39359 | 0.39359 | 0.39359 | 0.39359 | 0.39359 | 0.39359 | 0.39359 | 0.39359 | 0.39359 | 834.5484 | 335.5792 | 0.00014648 | 6122.669 | 3469.2405 | 38.4063 | 15.561 | 1170.1276 | 53.9673 | 1116.1603 | -2353.0802 | FALSE
| 60646237 | KRT013 | KRT | 22KV | 81.11 | 16 | 47052.9427 | 5.882% | Covered | 390 | 0.00057144 | 0.00061872 | 0.00067013 | 0.00072602 | 0.00078681 | 0.00085292 | 0.00092485 | 0.0010031 | 0.0010883 | 0.001181 | 0.0012818 | 0.0013917 | 0.0015113 | 0.0016415 | 0.0017833 | 0.0019378 | 0.0021061 | 0.0022895 | 0.0024893 | 0.0026584 | 0.36618 | 0.36835 | 0.373 | 0.37671 | 0.37771 | 0.37906 | 0.38494 | 0.392 | 0.39359 | 0.39359 | 0.39359 | 0.39359 | 0.39359 | 0.39359 | 0.39359 | 0.39359 | 0.39359 | 0.39359 | 0.39359 | 0.39359 | 332.3553 | 689.1714 | 8.6817e-05 | 31632.9 | 17923.9053 | 22.7631 | 47.6502 | 1021.5267 | 70.4134 | 951.1133 | -16972.792 | FALSE
| 60646243 | KRT013 | KRT | 22KV | 30.72 | 16 | 47052.9427 | 5.882% | Three phase | 97.13 | 0.00039913 | 0.00043997 | 0.00048516 | 0.00053517 | 0.00059053 | 0.00065182 | 0.00071968 | 0.00079484 | 0.0008781 | 0.00097033 | 0.0010068 | 0.0010068 | 0.0010068 | 0.0010068 | 0.0010068 | 0.0010068 | 0.0010068 | 0.0010068 | 0.0010068 | 0.0010068 | 0.36618 | 0.36835 | 0.373 | 0.37671 | 0.37771 | 0.37906 | 0.38494 | 0.392 | 0.39359 | 0.39359 | 0.39359 | 0.39359 | 0.39359 | 0.39359 | 0.39359 | 0.39359 | 0.39359 | 0.39359 | 0.39359 | 0.39359 | 207.5269 | 40.6723 | 3.2882e-05 | 2983.8336 | 1690.7065 | 8.6214 | 1.7023 | 248.1992 | 10.3238 | 237.8754 | -1452.8311 | FALSE
| 60646565 | KRT013 | KRT | 22KV | 17.96 | 16 | 47052.9427 | 5.882% | Three phase | 97.13 | 0.00022003 | 0.00024232 | 0.00026697 | 0.00029423 | 0.00032437 | 0.00035772 | 0.00039461 | 0.00043544 | 0.00048062 | 0.00053064 | 0.00058602 | 0.00058863 | 0.00058863 | 0.00058863 | 0.00058863 | 0.00058863 | 0.00058863 | 0.00058863 | 0.00058863 | 0.00058863 | 0.36618 | 0.36835 | 0.373 | 0.37671 | 0.37771 | 0.37906 | 0.38494 | 0.392 | 0.39359 | 0.39359 | 0.39359 | 0.39359 | 0.39359 | 0.39359 | 0.39359 | 0.39359 | 0.39359 | 0.39359 | 0.39359 | 0.39359 | 117.8614 | 13.4988 | 1.9224e-05 | 1744.4548 | 988.4469 | 5.0404 | 0.58186 | 131.3602 | 5.6222 | 125.7379 | -862.709 | FALSE
| 60646569 | KRT013 | KRT | 22KV | 45.1 | 16 | 47052.9427 | 5.882% | Single phase | 44.74 | 0.00058204 | 0.00063943 | 0.00070271 | 0.00077249 | 0.00084946 | 0.00093437 | 0.0010281 | 0.0011315 | 0.0012456 | 0.0013715 | 0.0014781 | 0.0014781 | 0.0014781 | 0.0014781 | 0.0014781 | 0.0014781 | 0.0014781 | 0.0014781 | 0.0014781 | 0.0014781 | 0.36618 | 0.36835 | 0.373 | 0.37671 | 0.37771 | 0.37906 | 0.38494 | 0.392 | 0.39359 | 0.39359 | 0.39359 | 0.39359 | 0.39359 | 0.39359 | 0.39359 | 0.39359 | 0.39359 | 0.39359 | 0.39359 | 0.39359 | 301.3079 | 39.9305 | 4.8274e-05 | 2017.774 | 1143.3157 | 12.6571 | 1.6901 | 341.2384 | 14.3472 | 326.8912 | -816.4244 | FALSE
| 60646571 | KRT013 | KRT | 22KV | 249.74 | 16 | 47052.9427 | 5.882% | Three phase | 97.13 | 0.0022307 | 0.0023917 | 0.0025648 | 0.0027511 | 0.0029515 | 0.0031671 | 0.0033992 | 0.0036489 | 0.0039177 | 0.004207 | 0.0045184 | 0.0048537 | 0.0052148 | 0.0056036 | 0.0060224 | 0.0064734 | 0.0069592 | 0.0074825 | 0.0080463 | 0.0081852 | 0.36618 | 0.36835 | 0.373 | 0.37671 | 0.37771 | 0.37906 | 0.38494 | 0.392 | 0.39359 | 0.39359 | 0.39359 | 0.39359 | 0.39359 | 0.39359 | 0.39359 | 0.39359 | 0.39359 | 0.39359 | 0.39359 | 0.39359 | 1155.1942 | 1838.8886 | 0.00026731 | 24257.2462 | 13744.6957 | 70.0883 | 112.5075 | 2994.0828 | 182.5958 | 2811.487 | -10933.2087 | FALSE
| 60646578 | KRT013 | KRT | 22KV | 655.61 | 16 | 47052.9427 | 5.882% | Three phase | 97.13 | 0.0058559 | 0.0062786 | 0.0067332 | 0.0072222 | 0.0077483 | 0.0083143 | 0.0089234 | 0.0095789 | 0.010284 | 0.011044 | 0.011862 | 0.012742 | 0.01369 | 0.01471 | 0.01581 | 0.016994 | 0.018269 | 0.019643 | 0.021123 | 0.021487 | 0.36618 | 0.36835 | 0.373 | 0.37671 | 0.37771 | 0.37906 | 0.38494 | 0.392 | 0.39359 | 0.39359 | 0.39359 | 0.39359 | 0.39359 | 0.39359 | 0.39359 | 0.39359 | 0.39359 | 0.39359 | 0.39359 | 0.39359 | 3032.5812 | 12672.7348 | 0.00070174 | 63679.3993 | 36082.1651 | 183.9938 | 775.3472 | 15705.3161 | 959.341 | 14745.9751 | -21336.1901 | FALSE
| 60646705 | HTN012 | HTN | 22KV | 752.45 | 15 | 38280.733 | 6.25% | Three phase | 97.13 | 0.005591 | 0.0061192 | 0.0066999 | 0.0073384 | 0.0080407 | 0.0088132 | 0.0096633 | 0.010599 | 0.011629 | 0.012762 | 0.014011 | 0.015385 | 0.0169 | 0.018568 | 0.020406 | 0.022431 | 0.024661 | 0.024661 | 0.024661 | 0.024661 | 0.18937 | 0.19106 | 0.19356 | 0.19437 | 0.19419 | 0.19506 | 0.19781 | 0.19987 | 0.19775 | 0.19775 | 0.19775 | 0.19775 | 0.19775 | 0.19775 | 0.19775 | 0.19775 | 0.19775 | 0.19775 | 0.19775 | 0.19775 | 1458.1485 | 16963.8584 | 0.0008054 | 73085.4685 | 41411.8533 | 87.3837 | 1021.3166 | 18422.0069 | 1108.7003 | 17313.3066 | -24098.5468 | FALSE
| 60646710 | HTN012 | HTN | 22KV | 465.74 | 15 | 38280.733 | 6.25% | Single phase | 44.74 | 0.0039698 | 0.0042705 | 0.004595 | 0.0049454 | 0.0053237 | 0.0057321 | 0.0061733 | 0.0066497 | 0.0071644 | 0.0077205 | 0.0083213 | 0.0089705 | 0.0096722 | 0.01043 | 0.01125 | 0.012136 | 0.013094 | 0.01413 | 0.015251 | 0.015265 | 0.18937 | 0.19106 | 0.19356 | 0.19437 | 0.19419 | 0.19506 | 0.19781 | 0.19987 | 0.19775 | 0.19775 | 0.19775 | 0.19775 | 0.19775 | 0.19775 | 0.19775 | 0.19775 | 0.19775 | 0.19775 | 0.19775 | 0.19775 | 877.8995 | 2913.7173 | 0.00049851 | 20837.2076 | 11806.8257 | 54.0874 | 180.2332 | 3791.6167 | 234.3206 | 3557.2961 | -8249.5296 | FALSE
| 60646712 | HTN012 | HTN | 22KV | 2775.74 | 15 | 38280.733 | 6.25% | Single phase | 44.74 | 0.034468 | 0.037137 | 0.040021 | 0.043137 | 0.046506 | 0.050147 | 0.054084 | 0.05834 | 0.062943 | 0.06792 | 0.073302 | 0.079125 | 0.085423 | 0.090974 | 0.090974 | 0.090974 | 0.090974 | 0.090974 | 0.090974 | 0.090974 | 0.18937 | 0.19106 | 0.19356 | 0.19437 | 0.19419 | 0.19506 | 0.19781 | 0.19987 | 0.19775 | 0.19775 | 0.19775 | 0.19775 | 0.19775 | 0.19775 | 0.19775 | 0.19775 | 0.19775 | 0.19775 | 0.19775 | 0.19775 | 7014.9058 | 138817.5207 | 0.0029711 | 124186.6076 | 70366.8962 | 322.353 | 6401.8466 | 145832.4265 | 6724.1996 | 139108.2269 | 68741.3307 | TRUE
| 60646775 | HTN013 | HTN | 22KV | 468.91 | 30 | 38280.733 | 3.226% | Three phase | 97.13 | 0.0029535 | 0.0032454 | 0.0035679 | 0.0039241 | 0.0043178 | 0.0047529 | 0.0052338 | 0.0057657 | 0.0063539 | 0.0070047 | 0.0077247 | 0.0085215 | 0.0094035 | 0.01038 | 0.011461 | 0.012659 | 0.013985 | 0.015368 | 0.015368 | 0.015368 | 0.15197 | 0.15152 | 0.15174 | 0.15132 | 0.15016 | 0.14877 | 0.14881 | 0.14926 | 0.1479 | 0.1479 | 0.1479 | 0.1479 | 0.1479 | 0.1479 | 0.1479 | 0.1479 | 0.1479 | 0.1479 | 0.1479 | 0.1479 | 621.4113 | 5973.0433 | 0.00050191 | 45545.2283 | 25806.9402 | 41.4419 | 396.6287 | 6594.4546 | 438.0705 | 6156.384 | -19650.5562 | FALSE
| 60646776 | HTN013 | HTN | 22KV | 81.98 | 30 | 38280.733 | 3.226% | Three phase | 97.13 | 0.00077193 | 0.00084405 | 0.00092322 | 0.0010102 | 0.0011056 | 0.0012105 | 0.0013257 | 0.0014522 | 0.0015913 | 0.0017442 | 0.0019123 | 0.0020971 | 0.0023003 | 0.0025238 | 0.0026869 | 0.0026869 | 0.0026869 | 0.0026869 | 0.0026869 | 0.0026869 | 0.15197 | 0.15152 | 0.15174 | 0.15132 | 0.15016 | 0.14877 | 0.14881 | 0.14926 | 0.1479 | 0.1479 | 0.1479 | 0.1479 | 0.1479 | 0.1479 | 0.1479 | 0.1479 | 0.1479 | 0.1479 | 0.1479 | 0.1479 | 140.5574 | 236.0641 | 8.7749e-05 | 7962.7174 | 4511.8529 | 7.2453 | 12.1233 | 376.6215 | 19.3686 | 357.2529 | -4154.6 | FALSE
| 60646800 | HTN033 | HTN | 22KV | 1012.49 | 14 | 38280.733 | 6.667% | Covered | 390 | 0.011114 | 0.011957 | 0.012867 | 0.013849 | 0.014909 | 0.016053 | 0.017288 | 0.018621 | 0.020061 | 0.021617 | 0.023296 | 0.025111 | 0.027071 | 0.029189 | 0.031477 | 0.033184 | 0.033184 | 0.033184 | 0.033184 | 0.033184 | 0.4714 | 0.47073 | 0.47213 | 0.47147 | 0.46973 | 0.46773 | 0.46773 | 0.47067 | 0.468 | 0.468 | 0.468 | 0.468 | 0.468 | 0.468 | 0.468 | 0.468 | 0.468 | 0.468 | 0.468 | 0.468 | 5568.891 | 147076.5386 | 0.0010837 | 394871.1 | 223742.755 | 281.3893 | 7425.023 | 152645.4296 | 7706.4123 | 144939.0173 | -78803.7378 | FALSE
| 60646802 | HTN033 | HTN | 22KV | 2909.47 | 14 | 38280.733 | 6.667% | Covered | 390 | 0.031938 | 0.034361 | 0.036975 | 0.039796 | 0.042842 | 0.046129 | 0.049678 | 0.05351 | 0.057648 | 0.062117 | 0.066944 | 0.072158 | 0.077791 | 0.083876 | 0.090451 | 0.095357 | 0.095357 | 0.095357 | 0.095357 | 0.095357 | 0.4714 | 0.47073 | 0.47213 | 0.47147 | 0.46973 | 0.46773 | 0.46773 | 0.47067 | 0.468 | 0.468 | 0.468 | 0.468 | 0.468 | 0.468 | 0.468 | 0.468 | 0.468 | 0.468 | 0.468 | 0.468 | 16002.6481 | 1214478.0846 | 0.0031142 | 1134693.3 | 642942.4819 | 808.5943 | 61311.803 | 1230480.7327 | 62120.3973 | 1168360.3354 | 525417.8535 | TRUE
| 60646806 | CDN006 | CDN | 22KV | 1002.54 | 18 | 45429.2584 | 5.263% | Covered | 390 | 0.0081507 | 0.0087539 | 0.0094041 | 0.010105 | 0.01086 | 0.011674 | 0.012552 | 0.013499 | 0.01452 | 0.015622 | 0.01681 | 0.018091 | 0.019474 | 0.020967 | 0.022577 | 0.024315 | 0.026191 | 0.028216 | 0.030403 | 0.032763 | 0.12316 | 0.12442 | 0.12637 | 0.12705 | 0.12705 | 0.12779 | 0.13011 | 0.13184 | 0.13037 | 0.13037 | 0.13037 | 0.13037 | 0.13037 | 0.13037 | 0.13037 | 0.13037 | 0.13037 | 0.13037 | 0.13037 | 0.13037 | 1389.7876 | 110872.0192 | 0.0010731 | 390990.6 | 221543.9774 | 90.7522 | 7279.8049 | 112261.8068 | 7370.5571 | 104891.2497 | -116652.7276 | FALSE
| 60646841 | HTN013 | HTN | 22KV | 10197.79 | 30 | 38280.733 | 3.226% | Three phase | 97.13 | 0.094674 | 0.10278 | 0.11162 | 0.12124 | 0.13174 | 0.14318 | 0.15565 | 0.16925 | 0.18409 | 0.20027 | 0.21792 | 0.23718 | 0.2582 | 0.28114 | 0.30618 | 0.33351 | 0.33423 | 0.33423 | 0.33423 | 0.33423 | 0.15197 | 0.15152 | 0.15174 | 0.15132 | 0.15016 | 0.14877 | 0.14881 | 0.14926 | 0.1479 | 0.1479 | 0.1479 | 0.1479 | 0.1479 | 0.1479 | 0.1479 | 0.1479 | 0.1479 | 0.1479 | 0.1479 | 0.1479 | 16654.5611 | 3479167.298 | 0.010915 | 990511.3427 | 561245.7754 | 901.2722 | 187593.2603 | 3495821.8591 | 188494.5325 | 3307327.3266 | 2746081.5511 | TRUE
| 60646853 | HTN033 | HTN | 22KV | 611.59 | 14 | 38280.733 | 6.667% | Three phase | 97.13 | 0.00508 | 0.005561 | 0.0060898 | 0.0066712 | 0.0073107 | 0.0080141 | 0.0087881 | 0.0096397 | 0.010577 | 0.011609 | 0.012745 | 0.013996 | 0.015374 | 0.016892 | 0.018564 | 0.020045 | 0.020045 | 0.020045 | 0.020045 | 0.020045 | 0.4714 | 0.47073 | 0.47213 | 0.47147 | 0.46973 | 0.46773 | 0.46773 | 0.47067 | 0.468 | 0.468 | 0.468 | 0.468 | 0.468 | 0.468 | 0.468 | 0.468 | 0.468 | 0.468 | 0.468 | 0.468 | 3059.6835 | 12158.7905 | 0.00065463 | 59403.7367 | 33659.4795 | 169.9719 | 674.7235 | 15218.474 | 844.6954 | 14373.7786 | -19285.701 | FALSE
| 60647118 | HTN012 | HTN | 22KV | 1563.34 | 15 | 38280.733 | 6.25% | Single phase | 44.74 | 0.017161 | 0.018463 | 0.019868 | 0.021384 | 0.02302 | 0.024786 | 0.026693 | 0.028753 | 0.030976 | 0.033377 | 0.035971 | 0.038773 | 0.041799 | 0.045069 | 0.048602 | 0.051238 | 0.051238 | 0.051238 | 0.051238 | 0.051238 | 0.18937 | 0.19106 | 0.19356 | 0.19437 | 0.19419 | 0.19506 | 0.19781 | 0.19987 | 0.19775 | 0.19775 | 0.19775 | 0.19775 | 0.19775 | 0.19775 | 0.19775 | 0.19775 | 0.19775 | 0.19775 | 0.19775 | 0.19775 | 3609.7812 | 40225.3812 | 0.0016733 | 69943.8316 | 39631.7319 | 181.5542 | 2030.7412 | 43835.1624 | 2212.2954 | 41622.867 | 1991.1351 | TRUE
| 60647134 | HTN034 | HTN | 22KV | 290.81 | 50 | 38280.733 | 1.961% | Three phase | 97.13 | 0.0017075 | 0.0018281 | 0.0019576 | 0.0020968 | 0.0022464 | 0.0024073 | 0.0025802 | 0.0027663 | 0.0029663 | 0.0031815 | 0.003413 | 0.003662 | 0.00393 | 0.0042183 | 0.0045287 | 0.0048627 | 0.0052223 | 0.0056095 | 0.0060263 | 0.0064751 | 0.061647 | 0.062098 | 0.062686 | 0.063078 | 0.062686 | 0.06249 | 0.063078 | 0.063922 | 0.063529 | 0.063529 | 0.063529 | 0.063529 | 0.063529 | 0.063529 | 0.063529 | 0.063529 | 0.063529 | 0.063529 | 0.063529 | 0.063529 | 115.9961 | 1622.9968 | 0.00031127 | 28246.3753 | 16005.025 | 10.8737 | 152.5541 | 1738.9929 | 163.4278 | 1575.5651 | -14429.4599 | FALSE
| 60647142 | HTN034 | HTN | 22KV | 994.7 | 50 | 38280.733 | 1.961% | Three phase | 97.13 | 0.0060472 | 0.0066408 | 0.0072961 | 0.0080195 | 0.0088185 | 0.0097011 | 0.010676 | 0.011754 | 0.012945 | 0.014262 | 0.015718 | 0.017329 | 0.019111 | 0.021083 | 0.023265 | 0.02568 | 0.028354 | 0.031315 | 0.032601 | 0.032601 | 0.061647 | 0.062098 | 0.062686 | 0.063078 | 0.062686 | 0.06249 | 0.063078 | 0.063922 | 0.063529 | 0.063529 | 0.063529 | 0.063529 | 0.063529 | 0.063529 | 0.063529 | 0.063529 | 0.063529 | 0.063529 | 0.063529 | 0.063529 | 542.6982 | 25952.4251 | 0.0010647 | 96615.211 | 54744.3292 | 37.193 | 1784.7991 | 26495.1233 | 1821.9921 | 24673.1312 | -30071.198 | FALSE
| 60647211 | HTN034 | HTN | 22KV | 995.13 | 50 | 38280.733 | 1.961% | Three phase | 97.13 | 0.0060498 | 0.0066437 | 0.0072992 | 0.008023 | 0.0088223 | 0.0097053 | 0.010681 | 0.011759 | 0.012951 | 0.014268 | 0.015725 | 0.017337 | 0.01912 | 0.021092 | 0.023275 | 0.025692 | 0.028366 | 0.031328 | 0.032615 | 0.032615 | 0.061647 | 0.062098 | 0.062686 | 0.063078 | 0.062686 | 0.06249 | 0.063078 | 0.063922 | 0.063529 | 0.063529 | 0.063529 | 0.063529 | 0.063529 | 0.063529 | 0.063529 | 0.063529 | 0.063529 | 0.063529 | 0.063529 | 0.063529 | 542.9328 | 25974.868 | 0.0010652 | 96656.9769 | 54767.9947 | 37.209 | 1786.3425 | 26517.8008 | 1823.5516 | 24694.2492 | -30073.7455 | FALSE
| 60647216 | HTN011 | HTN | 22KV | 1806.99 | 11 | 38280.733 | 8.333% | Three phase | 97.13 | 0.017123 | 0.018784 | 0.020612 | 0.022627 | 0.024847 | 0.027294 | 0.029991 | 0.032964 | 0.036243 | 0.03986 | 0.043849 | 0.048251 | 0.053107 | 0.058467 | 0.059224 | 0.059224 | 0.059224 | 0.059224 | 0.059224 | 0.059224 | 0.10667 | 0.10833 | 0.11 | 0.11083 | 0.11142 | 0.11283 | 0.11508 | 0.117 | 0.11667 | 0.11667 | 0.11667 | 0.11667 | 0.11667 | 0.11667 | 0.11667 | 0.11667 | 0.11667 | 0.11667 | 0.11667 | 0.11667 | 2450.4869 | 116984.5419 | 0.0019341 | 175512.9387 | 99449.538 | 122.1052 | 5890.0177 | 119435.0288 | 6012.123 | 113422.9058 | 13973.3678 | TRUE
| 60647225 | HTN011 | HTN | 22KV | 662.56 | 11 | 38280.733 | 8.333% | Single phase | 44.74 | 0.0082108 | 0.0088376 | 0.0095142 | 0.010245 | 0.011033 | 0.011885 | 0.012805 | 0.013798 | 0.014871 | 0.01603 | 0.017282 | 0.018635 | 0.020097 | 0.021676 | 0.021715 | 0.021715 | 0.021715 | 0.021715 | 0.021715 | 0.021715 | 0.10667 | 0.10833 | 0.11 | 0.11083 | 0.11142 | 0.11283 | 0.11508 | 0.117 | 0.11667 | 0.11667 | 0.11667 | 0.11667 | 0.11667 | 0.11667 | 0.11667 | 0.11667 | 0.11667 | 0.11667 | 0.11667 | 0.11667 | 973.7481 | 7866.0349 | 0.00070918 | 29642.9344 | 16796.3465 | 44.7717 | 364.7524 | 8839.783 | 409.5241 | 8430.259 | -8366.0875 | FALSE
| 60648746 | KRT022 | KRT | 22KV | 510.9 | 3 | 47052.9427 | 25% | Three phase | 97.13 | 0.0066152 | 0.0072796 | 0.0080134 | 0.008824 | 0.0097197 | 0.01071 | 0.011804 | 0.013013 | 0.01435 | 0.015829 | 0.016745 | 0.016745 | 0.016745 | 0.016745 | 0.016745 | 0.016745 | 0.016745 | 0.016745 | 0.016745 | 0.016745 | 1.876 | 1.8993 | 1.931 | 1.9485 | 1.9625 | 1.981 | 2.0128 | 2.048 | 2.0605 | 2.0605 | 2.0605 | 2.0605 | 2.0605 | 2.0605 | 2.0605 | 2.0605 | 2.0605 | 2.0605 | 2.0605 | 2.0605 | 17917.6658 | 11185.394 | 0.00054685 | 49623.717 | 28117.9027 | 747.2914 | 470.8439 | 29103.0598 | 1218.1352 | 27884.9245 | -232.9781 | FALSE
| 60648757 | KRT023 | KRT | 22KV | 347.31 | 0 | 47052.9427 | 100% | Three phase | 97.13 | 0.0028293 | 0.0031419 | 0.0034908 | 0.0038803 | 0.0043153 | 0.0048011 | 0.0053439 | 0.0059505 | 0.0066285 | 0.0073866 | 0.0082343 | 0.0091824 | 0.010243 | 0.011383 | 0.011383 | 0.011383 | 0.011383 | 0.011383 | 0.011383 | 0.011383 | 8.401 | 8.389 | 8.432 | 8.472 | 8.465 | 8.474 | 8.534 | 8.617 | 8.647 | 8.647 | 8.647 | 8.647 | 8.647 | 8.647 | 8.647 | 8.647 | 8.647 | 8.647 | 8.647 | 8.647 | 41718.6411 | 4172.9041 | 0.00037175 | 33734.2203 | 19114.5601 | 2165.0582 | 217.5904 | 45891.5452 | 2382.6486 | 43508.8967 | 24394.3365 | TRUE
| 60648758 | KRT023 | KRT | 22KV | 534.45 | 0 | 47052.9427 | 100% | Three phase | 97.13 | 0.0045295 | 0.0050337 | 0.0055967 | 0.0062257 | 0.0069286 | 0.0077142 | 0.0085924 | 0.0095746 | 0.010673 | 0.011902 | 0.013277 | 0.014817 | 0.01654 | 0.017516 | 0.017516 | 0.017516 | 0.017516 | 0.017516 | 0.017516 | 0.017516 | 8.401 | 8.389 | 8.432 | 8.472 | 8.465 | 8.474 | 8.534 | 8.617 | 8.647 | 8.647 | 8.647 | 8.647 | 8.647 | 8.647 | 8.647 | 8.647 | 8.647 | 8.647 | 8.647 | 8.647 | 65834.1164 | 10134.1528 | 0.00057206 | 51911.1285 | 29414.0009 | 3331.65 | 515.2515 | 75968.2693 | 3846.9015 | 72121.3678 | 42707.3668 | TRUE
| 60648778 | KRT023 | KRT | 22KV | 77.14 | 0 | 47052.9427 | 100% | Three phase | 97.13 | 0.00097315 | 0.0010569 | 0.0011481 | 0.0012476 | 0.0013559 | 0.001474 | 0.0016028 | 0.0017432 | 0.0018963 | 0.0020632 | 0.0022453 | 0.002444 | 0.0025282 | 0.0025282 | 0.0025282 | 0.0025282 | 0.0025282 | 0.0025282 | 0.0025282 | 0.0025282 | 8.401 | 8.389 | 8.432 | 8.472 | 8.465 | 8.474 | 8.534 | 8.617 | 8.647 | 8.647 | 8.647 | 8.647 | 8.647 | 8.647 | 8.647 | 8.647 | 8.647 | 8.647 | 8.647 | 8.647 | 10890.9637 | 242.2561 | 8.2568e-05 | 7492.6082 | 4245.4786 | 480.8747 | 10.7341 | 11133.2198 | 491.6088 | 10641.6111 | 6396.1325 | TRUE
| 60648805 | KRT031 | KRT | 22KV | 1674.9 | 1 | 47052.9427 | 50% | Three phase | 97.13 | 0.016 | 0.017782 | 0.019771 | 0.021993 | 0.024475 | 0.027249 | 0.030349 | 0.033814 | 0.03769 | 0.042024 | 0.046872 | 0.052297 | 0.054894 | 0.054894 | 0.054894 | 0.054894 | 0.054894 | 0.054894 | 0.054894 | 0.054894 | 7.1435 | 7.1455 | 7.162 | 7.1765 | 7.178 | 7.173 | 7.1845 | 7.2075 | 7.227 | 7.227 | 7.227 | 7.227 | 7.227 | 7.227 | 7.227 | 7.227 | 7.227 | 7.227 | 7.227 | 7.227 | 184761.4615 | 106302.759 | 0.0017928 | 162683.037 | 92179.8301 | 8780.9237 | 5060.3769 | 291064.2205 | 13841.3006 | 277222.9199 | 185043.0898 | TRUE
| 60648811 | KRT023 | KRT | 22KV | 199.57 | 0 | 47052.9427 | 100% | Three phase | 97.13 | 0.0017925 | 0.0019678 | 0.0021612 | 0.0023743 | 0.0026095 | 0.0028688 | 0.003155 | 0.0034709 | 0.0038195 | 0.0042044 | 0.0046294 | 0.0050988 | 0.0056172 | 0.0061899 | 0.0065409 | 0.0065409 | 0.0065409 | 0.0065409 | 0.0065409 | 0.0065409 | 8.401 | 8.389 | 8.432 | 8.472 | 8.465 | 8.474 | 8.534 | 8.617 | 8.647 | 8.647 | 8.647 | 8.647 | 8.647 | 8.647 | 8.647 | 8.647 | 8.647 | 8.647 | 8.647 | 8.647 | 24082.4192 | 1384.6054 | 0.00021361 | 19384.2341 | 10983.5385 | 1244.0778 | 71.8448 | 25467.0245 | 1315.9227 | 24151.1019 | 13167.5633 | TRUE
| 60648813 | KRT023 | KRT | 22KV | 696.61 | 0 | 47052.9427 | 100% | Three phase | 97.13 | 0.0088819 | 0.0096982 | 0.010593 | 0.011573 | 0.012647 | 0.013824 | 0.015115 | 0.01653 | 0.018082 | 0.019784 | 0.021651 | 0.022831 | 0.022831 | 0.022831 | 0.022831 | 0.022831 | 0.022831 | 0.022831 | 0.022831 | 0.022831 | 8.401 | 8.389 | 8.432 | 8.472 | 8.465 | 8.474 | 8.534 | 8.617 | 8.647 | 8.647 | 8.647 | 8.647 | 8.647 | 8.647 | 8.647 | 8.647 | 8.647 | 8.647 | 8.647 | 8.647 | 100620.916 | 20212.3254 | 0.00074563 | 67661.7293 | 38338.642 | 4342.5217 | 875.3556 | 120833.2414 | 5217.8773 | 115615.3642 | 77276.7222 | TRUE
| 60648814 | KRT023 | KRT | 22KV | 371.97 | 0 | 47052.9427 | 100% | Three phase | 97.13 | 0.0026907 | 0.0029878 | 0.0033195 | 0.0036898 | 0.0041034 | 0.0045656 | 0.005082 | 0.0056594 | 0.0063048 | 0.0070267 | 0.0078343 | 0.0087378 | 0.0097489 | 0.010881 | 0.012148 | 0.012191 | 0.012191 | 0.012191 | 0.012191 | 0.012191 | 8.401 | 8.389 | 8.432 | 8.472 | 8.465 | 8.474 | 8.534 | 8.617 | 8.647 | 8.647 | 8.647 | 8.647 | 8.647 | 8.647 | 8.647 | 8.647 | 8.647 | 8.647 | 8.647 | 8.647 | 41544.2574 | 4449.4479 | 0.00039814 | 36129.4461 | 20471.7484 | 2318.7835 | 249.5864 | 45993.7052 | 2568.3699 | 43425.3353 | 22953.5869 | TRUE
| 60649727 | TRG022 | TRG | 22KV | 64.07 | 28 | 45911.034 | 3.448% | Three phase | 97.13 | 0.00046752 | 0.00049577 | 0.00052581 | 0.00055777 | 0.00059176 | 0.00062792 | 0.00066639 | 0.00070732 | 0.00075088 | 0.00079724 | 0.00084657 | 0.00089908 | 0.00095498 | 0.0010145 | 0.0010778 | 0.0011453 | 0.0012171 | 0.0012936 | 0.001375 | 0.0014617 | 0.17445 | 0.17714 | 0.18062 | 0.18245 | 0.18269 | 0.18459 | 0.1889 | 0.19221 | 0.191 | 0.191 | 0.191 | 0.191 | 0.191 | 0.191 | 0.191 | 0.191 | 0.191 | 0.191 | 0.191 | 0.191 | 102.057 | 88.1392 | 6.8578e-05 | 6223.1191 | 3526.1578 | 8.5071 | 7.4048 | 190.1962 | 15.9119 | 174.2843 | -3351.8735 | FALSE
| 60649734 | TRG022 | TRG | 22KV | 514.52 | 28 | 45911.034 | 3.448% | Three phase | 97.13 | 0.004549 | 0.0048767 | 0.0052291 | 0.0056082 | 0.006016 | 0.0064547 | 0.0069268 | 0.0074347 | 0.0079814 | 0.0085698 | 0.0092031 | 0.0098849 | 0.010619 | 0.011409 | 0.01226 | 0.013177 | 0.014164 | 0.015228 | 0.016373 | 0.016863 | 0.17445 | 0.17714 | 0.18062 | 0.18245 | 0.18269 | 0.18459 | 0.1889 | 0.19221 | 0.191 | 0.191 | 0.191 | 0.191 | 0.191 | 0.191 | 0.191 | 0.191 | 0.191 | 0.191 | 0.191 | 0.191 | 1114.829 | 7722.2761 | 0.00055073 | 49975.3276 | 28317.1331 | 68.3171 | 477.5399 | 8837.1051 | 545.8569 | 8291.2482 | -20025.8849 | FALSE
| 60649744 | TRG022 | TRG | 22KV | 1213.62 | 28 | 45911.034 | 3.448% | Covered | 390 | 0.012241 | 0.013169 | 0.014171 | 0.015252 | 0.016419 | 0.017679 | 0.019039 | 0.020508 | 0.022094 | 0.023808 | 0.025659 | 0.027658 | 0.029819 | 0.032153 | 0.034676 | 0.037402 | 0.039776 | 0.039776 | 0.039776 | 0.039776 | 0.17445 | 0.17714 | 0.18062 | 0.18245 | 0.18269 | 0.18459 | 0.1889 | 0.19221 | 0.191 | 0.191 | 0.191 | 0.191 | 0.191 | 0.191 | 0.191 | 0.191 | 0.191 | 0.191 | 0.191 | 0.191 | 3024.2779 | 198402.3119 | 0.001299 | 473311.8 | 268189.0017 | 161.1424 | 10667.9696 | 201426.5898 | 10829.112 | 190597.4778 | -77591.5239 | FALSE
| 60649769 | TRG024 | TRG | 22KV | 150.64 | 15 | 45911.034 | 6.25% | Single phase | 44.74 | 0.00092587 | 0.00099697 | 0.0010738 | 0.001157 | 0.0012469 | 0.0013441 | 0.0014493 | 0.0015631 | 0.0016863 | 0.0018196 | 0.0019639 | 0.0021201 | 0.0022892 | 0.0024723 | 0.0026706 | 0.0028854 | 0.0031181 | 0.0033701 | 0.0036432 | 0.0039392 | 0.44681 | 0.45469 | 0.46713 | 0.47706 | 0.47956 | 0.4835 | 0.49631 | 0.51144 | 0.51269 | 0.51269 | 0.51269 | 0.51269 | 0.51269 | 0.51269 | 0.51269 | 0.51269 | 0.51269 | 0.51269 | 0.51269 | 0.51269 | 638.8146 | 223.9841 | 0.00016124 | 6739.6336 | 3818.8264 | 52.9524 | 18.8551 | 862.7987 | 71.8075 | 790.9912 | -3027.8353 | FALSE
| 60649775 | TRG024 | TRG | 22KV | 628.61 | 15 | 45911.034 | 6.25% | Three phase | 97.13 | 0.0080868 | 0.0088699 | 0.0097319 | 0.010681 | 0.011726 | 0.012877 | 0.014145 | 0.015541 | 0.01708 | 0.018776 | 0.020603 | 0.020603 | 0.020603 | 0.020603 | 0.020603 | 0.020603 | 0.020603 | 0.020603 | 0.020603 | 0.020603 | 0.44681 | 0.45469 | 0.46713 | 0.47706 | 0.47956 | 0.4835 | 0.49631 | 0.51144 | 0.51269 | 0.51269 | 0.51269 | 0.51269 | 0.51269 | 0.51269 | 0.51269 | 0.51269 | 0.51269 | 0.51269 | 0.51269 | 0.51269 | 5262.7575 | 16753.3444 | 0.00067284 | 61056.8893 | 34596.1926 | 220.9667 | 712.8 | 22016.1018 | 933.7667 | 21082.3352 | -13513.8574 | FALSE
| 60649788 | TRG024 | TRG | 22KV | 13.72 | 15 | 45911.034 | 6.25% | Three phase | 97.13 | 0.0001357 | 0.00014567 | 0.00015641 | 0.00016797 | 0.00018042 | 0.00019384 | 0.00020829 | 0.00022386 | 0.00024063 | 0.00025871 | 0.0002782 | 0.0002992 | 0.00032183 | 0.00034624 | 0.00037255 | 0.00040092 | 0.00043152 | 0.00044967 | 0.00044967 | 0.00044967 | 0.44681 | 0.45469 | 0.46713 | 0.47706 | 0.47956 | 0.4835 | 0.49631 | 0.51144 | 0.51269 | 0.51269 | 0.51269 | 0.51269 | 0.51269 | 0.51269 | 0.51269 | 0.51269 | 0.51269 | 0.51269 | 0.51269 | 0.51269 | 88.1866 | 6.1204 | 1.4685e-05 | 1332.6236 | 755.0942 | 4.8228 | 0.33956 | 94.3071 | 5.1624 | 89.1447 | -665.9495 | FALSE
| 60649795 | TRG024 | TRG | 22KV | 192.86 | 15 | 45911.034 | 6.25% | Three phase | 97.13 | 0.0011626 | 0.0012813 | 0.0014128 | 0.0015586 | 0.0017202 | 0.0018993 | 0.0020981 | 0.0023186 | 0.0025633 | 0.0028349 | 0.0031364 | 0.0034712 | 0.0038431 | 0.0042561 | 0.0047151 | 0.0052252 | 0.0057921 | 0.0063209 | 0.0063209 | 0.0063209 | 0.44681 | 0.45469 | 0.46713 | 0.47706 | 0.47956 | 0.4835 | 0.49631 | 0.51144 | 0.51269 | 0.51269 | 0.51269 | 0.51269 | 0.51269 | 0.51269 | 0.51269 | 0.51269 | 0.51269 | 0.51269 | 0.51269 | 0.51269 | 1029.084 | 999.381 | 0.00020643 | 18732.4918 | 10614.2468 | 67.7934 | 67.0949 | 2028.4649 | 134.8883 | 1893.5766 | -8720.6702 | FALSE
| 60649798 | TRG022 | TRG | 22KV | 1243.96 | 28 | 45911.034 | 3.448% | Three phase | 97.13 | 0.0092432 | 0.010116 | 0.011076 | 0.012132 | 0.013293 | 0.01457 | 0.015976 | 0.017522 | 0.019224 | 0.021099 | 0.023162 | 0.025435 | 0.027938 | 0.030696 | 0.033735 | 0.037084 | 0.04077 | 0.04077 | 0.04077 | 0.04077 | 0.17445 | 0.17714 | 0.18062 | 0.18245 | 0.18269 | 0.18459 | 0.1889 | 0.19221 | 0.191 | 0.191 | 0.191 | 0.191 | 0.191 | 0.191 | 0.191 | 0.191 | 0.191 | 0.191 | 0.191 | 0.191 | 2773.6242 | 46364.1366 | 0.0013315 | 120825.8348 | 68462.6076 | 165.1709 | 2791.3734 | 49137.7608 | 2956.5443 | 46181.2165 | -22281.3911 | FALSE
| 60649840 | WBL005 | WBL | 22KV | 538.49 | 6 | 45090.5514 | 14.29% | Three phase | 97.13 | 0.004998 | 0.0053663 | 0.0057629 | 0.0061902 | 0.0066506 | 0.0071466 | 0.0076811 | 0.0082571 | 0.008878 | 0.0095474 | 0.010269 | 0.011047 | 0.011886 | 0.012791 | 0.013766 | 0.014819 | 0.015954 | 0.017179 | 0.017649 | 0.017649 | 0.799 | 0.81057 | 0.82429 | 0.83657 | 0.84129 | 0.84886 | 0.86257 | 0.88057 | 0.89071 | 0.89071 | 0.89071 | 0.89071 | 0.89071 | 0.89071 | 0.89071 | 0.89071 | 0.89071 | 0.89071 | 0.89071 | 0.89071 | 5627.2429 | 8954.1967 | 0.00057638 | 52303.5337 | 29636.3465 | 324.7707 | 523.0707 | 14581.4396 | 847.8414 | 13733.5982 | -15902.7482 | FALSE
| 60649883 | WBL003 | WBL | 22KV | 727.63 | 0 | 45090.5514 | 100% | Three phase | 97.13 | 0.0089996 | 0.009677 | 0.010408 | 0.011195 | 0.012045 | 0.012962 | 0.013951 | 0.015017 | 0.016169 | 0.017411 | 0.018752 | 0.020199 | 0.021761 | 0.023447 | 0.023848 | 0.023848 | 0.023848 | 0.023848 | 0.023848 | 0.023848 | 6.771 | 6.68 | 6.588 | 6.537 | 6.46 | 6.41 | 6.387 | 6.353 | 6.324 | 6.324 | 6.324 | 6.324 | 6.324 | 6.324 | 6.324 | 6.324 | 6.324 | 6.324 | 6.324 | 6.324 | 69512.5401 | 20470.113 | 0.00077883 | 70674.7019 | 40045.8593 | 3262.7228 | 955.0504 | 89982.6531 | 4217.7732 | 85764.8799 | 45719.0206 | TRUE
| 60649893 | TRG013 | TRG | 22KV | 64.25 | 22 | 45911.034 | 4.348% | Three phase | 97.13 | 0.0006237 | 0.00068796 | 0.00075914 | 0.00083801 | 0.00092543 | 0.0010223 | 0.0011298 | 0.0012489 | 0.0013811 | 0.0015277 | 0.0016903 | 0.0018709 | 0.0020712 | 0.0021058 | 0.0021058 | 0.0021058 | 0.0021058 | 0.0021058 | 0.0021058 | 0.0021058 | 0.24709 | 0.24948 | 0.25357 | 0.25513 | 0.25457 | 0.25652 | 0.26109 | 0.26526 | 0.26283 | 0.26283 | 0.26283 | 0.26283 | 0.26283 | 0.26283 | 0.26283 | 0.26283 | 0.26283 | 0.26283 | 0.26283 | 0.26283 | 245.5289 | 153.5654 | 6.8771e-05 | 6240.6025 | 3536.0643 | 11.8241 | 7.4465 | 399.0943 | 19.2705 | 379.8237 | -3156.2406 | FALSE
| 60649897 | TRG013 | TRG | 22KV | 299.07 | 22 | 45911.034 | 4.348% | Single phase | 44.74 | 0.0037177 | 0.0040139 | 0.0043347 | 0.0046821 | 0.0050584 | 0.0054661 | 0.0059077 | 0.0063863 | 0.0069049 | 0.007467 | 0.0080763 | 0.0087367 | 0.0094528 | 0.0098019 | 0.0098019 | 0.0098019 | 0.0098019 | 0.0098019 | 0.0098019 | 0.0098019 | 0.24709 | 0.24948 | 0.25357 | 0.25513 | 0.25457 | 0.25652 | 0.26109 | 0.26526 | 0.26283 | 0.26283 | 0.26283 | 0.26283 | 0.26283 | 0.26283 | 0.26283 | 0.26283 | 0.26283 | 0.26283 | 0.26283 | 0.26283 | 1211.3793 | 1626.4456 | 0.00032011 | 13380.3918 | 7581.6278 | 55.0384 | 74.3179 | 2837.825 | 129.3563 | 2708.4687 | -4873.1592 | FALSE
| 60649898 | TRG013 | TRG | 22KV | 34.13 | 22 | 45911.034 | 4.348% | Covered | 390 | 0.00018298 | 0.00020161 | 0.00022226 | 0.00024514 | 0.00027051 | 0.00029864 | 0.00032985 | 0.00036448 | 0.00040291 | 0.00044557 | 0.00049294 | 0.00054555 | 0.00060399 | 0.00066892 | 0.00074108 | 0.00082128 | 0.00091044 | 0.0010096 | 0.0011186 | 0.0011186 | 0.24709 | 0.24948 | 0.25357 | 0.25513 | 0.25457 | 0.25652 | 0.26109 | 0.26526 | 0.26283 | 0.26283 | 0.26283 | 0.26283 | 0.26283 | 0.26283 | 0.26283 | 0.26283 | 0.26283 | 0.26283 | 0.26283 | 0.26283 | 85.4493 | 113.8521 | 3.6532e-05 | 13310.7 | 7542.1389 | 6.281 | 8.437 | 199.3014 | 14.718 | 184.5834 | -7357.5555 | FALSE
| 60649899 | TRG013 | TRG | 22KV | 26.27 | 22 | 45911.034 | 4.348% | Three phase | 97.13 | 0.00025308 | 0.00027682 | 0.00030289 | 0.00033152 | 0.00036298 | 0.00039754 | 0.00043552 | 0.00047727 | 0.00052316 | 0.00057362 | 0.0006291 | 0.00069012 | 0.00075725 | 0.00083109 | 0.00086099 | 0.00086099 | 0.00086099 | 0.00086099 | 0.00086099 | 0.00086099 | 0.24709 | 0.24948 | 0.25357 | 0.25513 | 0.25457 | 0.25652 | 0.26109 | 0.26526 | 0.26283 | 0.26283 | 0.26283 | 0.26283 | 0.26283 | 0.26283 | 0.26283 | 0.26283 | 0.26283 | 0.26283 | 0.26283 | 0.26283 | 96.3259 | 24.6364 | 2.8119e-05 | 2551.6051 | 1445.7962 | 4.8345 | 1.2449 | 120.9623 | 6.0794 | 114.8829 | -1330.9133 | FALSE
| 60649901 | TRG022 | TRG | 22KV | 32.24 | 28 | 45911.034 | 3.448% | Covered | 390 | 0.00040672 | 0.00044172 | 0.00047985 | 0.00052141 | 0.0005667 | 0.00061606 | 0.00066988 | 0.00072855 | 0.00079253 | 0.00086231 | 0.00093841 | 0.0010214 | 0.0010567 | 0.0010567 | 0.0010567 | 0.0010567 | 0.0010567 | 0.0010567 | 0.0010567 | 0.0010567 | 0.17445 | 0.17714 | 0.18062 | 0.18245 | 0.18269 | 0.18459 | 0.1889 | 0.19221 | 0.191 | 0.191 | 0.191 | 0.191 | 0.191 | 0.191 | 0.191 | 0.191 | 0.191 | 0.191 | 0.191 | 0.191 | 97.4296 | 169.9091 | 3.4509e-05 | 12573.6 | 7124.4816 | 4.2808 | 7.5285 | 267.3387 | 11.8092 | 255.5295 | -6868.9522 | FALSE
| 60649902 | TRG022 | TRG | 22KV | 395.09 | 28 | 45911.034 | 3.448% | Three phase | 97.13 | 0.0035892 | 0.0038122 | 0.0040497 | 0.0043027 | 0.0045721 | 0.0048592 | 0.005165 | 0.0054908 | 0.0058381 | 0.0062081 | 0.0066024 | 0.0070227 | 0.0074707 | 0.0079482 | 0.0084573 | 0.0090001 | 0.0095788 | 0.010196 | 0.010854 | 0.011556 | 0.17445 | 0.17714 | 0.18062 | 0.18245 | 0.18269 | 0.18459 | 0.1889 | 0.19221 | 0.191 | 0.191 | 0.191 | 0.191 | 0.191 | 0.191 | 0.191 | 0.191 | 0.191 | 0.191 | 0.191 | 0.191 | 796.4482 | 4240.7867 | 0.00042289 | 38375.0917 | 21744.1812 | 52.4594 | 281.577 | 5037.2349 | 334.0364 | 4703.1985 | -17040.9827 | FALSE
| 60649911 | TRG022 | TRG | 22KV | 4414.98 | 28 | 45911.034 | 3.448% | Covered | 390 | 0.040356 | 0.044244 | 0.048524 | 0.053237 | 0.058427 | 0.064145 | 0.070444 | 0.077385 | 0.085036 | 0.09347 | 0.10277 | 0.11302 | 0.12433 | 0.1368 | 0.1447 | 0.1447 | 0.1447 | 0.1447 | 0.1447 | 0.1447 | 0.17445 | 0.17714 | 0.18062 | 0.18245 | 0.18269 | 0.18459 | 0.1889 | 0.19221 | 0.191 | 0.191 | 0.191 | 0.191 | 0.191 | 0.191 | 0.191 | 0.191 | 0.191 | 0.191 | 0.191 | 0.191 | 11465.3595 | 2732995.8799 | 0.0047256 | 1721842.2 | 975634.1185 | 586.2135 | 141180.203 | 2744461.2394 | 141766.4164 | 2602694.823 | 1627060.7045 | TRUE
| 60649914 | TRG022 | TRG | 22KV | 60.15 | 28 | 45911.034 | 3.448% | Covered | 390 | 0.00074846 | 0.00080726 | 0.00087086 | 0.00093967 | 0.0010141 | 0.0010947 | 0.0011819 | 0.0012763 | 0.0013784 | 0.001489 | 0.0016088 | 0.0017385 | 0.0018789 | 0.0019714 | 0.0019714 | 0.0019714 | 0.0019714 | 0.0019714 | 0.0019714 | 0.0019714 | 0.17445 | 0.17714 | 0.18062 | 0.18245 | 0.18269 | 0.18459 | 0.1889 | 0.19221 | 0.191 | 0.191 | 0.191 | 0.191 | 0.191 | 0.191 | 0.191 | 0.191 | 0.191 | 0.191 | 0.191 | 0.191 | 175.605 | 571.3972 | 6.4383e-05 | 23458.5 | 13292.1083 | 7.9866 | 26.2052 | 747.0022 | 34.1918 | 712.8104 | -12579.2979 | FALSE
| 60650142 | TRG024 | TRG | 22KV | 246.98 | 15 | 45911.034 | 6.25% | Three phase | 97.13 | 0.0023064 | 0.0024839 | 0.0026758 | 0.0028831 | 0.0031072 | 0.0033494 | 0.0036113 | 0.0038945 | 0.0042007 | 0.0045318 | 0.00489 | 0.0052775 | 0.0056967 | 0.0061502 | 0.006641 | 0.0071721 | 0.0077469 | 0.0080947 | 0.0080947 | 0.0080947 | 0.44681 | 0.45469 | 0.46713 | 0.47706 | 0.47956 | 0.4835 | 0.49631 | 0.51144 | 0.51269 | 0.51269 | 0.51269 | 0.51269 | 0.51269 | 0.51269 | 0.51269 | 0.51269 | 0.51269 | 0.51269 | 0.51269 | 0.51269 | 1553.6923 | 1939.9878 | 0.00026436 | 23989.1674 | 13592.7962 | 86.8175 | 110.0344 | 3493.6801 | 196.852 | 3296.8282 | -10295.9681 | FALSE
| 60650231 | TRG024 | TRG | 22KV | 475.49 | 15 | 45911.034 | 6.25% | Single phase | 44.74 | 0.0059695 | 0.0064673 | 0.0070084 | 0.0075965 | 0.0082358 | 0.0089309 | 0.0096867 | 0.010509 | 0.011403 | 0.012375 | 0.013433 | 0.014584 | 0.015584 | 0.015584 | 0.015584 | 0.015584 | 0.015584 | 0.015584 | 0.015584 | 0.015584 | 0.44681 | 0.45469 | 0.46713 | 0.47706 | 0.47956 | 0.4835 | 0.49631 | 0.51144 | 0.51269 | 0.51269 | 0.51269 | 0.51269 | 0.51269 | 0.51269 | 0.51269 | 0.51269 | 0.51269 | 0.51269 | 0.51269 | 0.51269 | 3780.0241 | 4192.337 | 0.00050895 | 21273.4226 | 12053.9948 | 167.1425 | 187.8583 | 7972.3611 | 355.0008 | 7617.3603 | -4436.6345 | FALSE
| 60650234 | TRG024 | TRG | 22KV | 550.01 | 15 | 45911.034 | 6.25% | Three phase | 97.13 | 0.0050952 | 0.0054653 | 0.0058635 | 0.0062921 | 0.0067534 | 0.0072499 | 0.0077844 | 0.0083598 | 0.0089795 | 0.0096467 | 0.010365 | 0.011139 | 0.011973 | 0.012871 | 0.013839 | 0.014882 | 0.016005 | 0.017216 | 0.018026 | 0.018026 | 0.44681 | 0.45469 | 0.46713 | 0.47706 | 0.47956 | 0.4835 | 0.49631 | 0.51144 | 0.51269 | 0.51269 | 0.51269 | 0.51269 | 0.51269 | 0.51269 | 0.51269 | 0.51269 | 0.51269 | 0.51269 | 0.51269 | 0.51269 | 3324.8046 | 9249.2851 | 0.00058871 | 53422.4713 | 30270.3614 | 193.3375 | 545.6904 | 12574.0898 | 739.0279 | 11835.0619 | -18435.2995 | FALSE
| 60650400 | TRG024 | TRG | 22KV | 1131.4 | 15 | 45911.034 | 6.25% | Three phase | 97.13 | 0.014108 | 0.015233 | 0.016451 | 0.01777 | 0.019199 | 0.020747 | 0.022424 | 0.024241 | 0.026211 | 0.028346 | 0.03066 | 0.033168 | 0.035888 | 0.037081 | 0.037081 | 0.037081 | 0.037081 | 0.037081 | 0.037081 | 0.037081 | 0.44681 | 0.45469 | 0.46713 | 0.47706 | 0.47956 | 0.4835 | 0.49631 | 0.51144 | 0.51269 | 0.51269 | 0.51269 | 0.51269 | 0.51269 | 0.51269 | 0.51269 | 0.51269 | 0.51269 | 0.51269 | 0.51269 | 0.51269 | 8838.2025 | 50638.5662 | 0.001211 | 109892.882 | 62267.7531 | 397.7056 | 2309.0719 | 59476.7687 | 2706.7775 | 56769.9912 | -5497.7619 | FALSE
| 60650455 | TRG013 | TRG | 22KV | 38.17 | 22 | 45911.034 | 4.348% | Three phase | 97.13 | 0.00048953 | 0.0005361 | 0.00058729 | 0.00064354 | 0.00070539 | 0.00077339 | 0.00084818 | 0.00093043 | 0.0010209 | 0.0011205 | 0.00123 | 0.001251 | 0.001251 | 0.001251 | 0.001251 | 0.001251 | 0.001251 | 0.001251 | 0.001251 | 0.001251 | 0.24709 | 0.24948 | 0.25357 | 0.25513 | 0.25457 | 0.25652 | 0.26109 | 0.26526 | 0.26283 | 0.26283 | 0.26283 | 0.26283 | 0.26283 | 0.26283 | 0.26283 | 0.26283 | 0.26283 | 0.26283 | 0.26283 | 0.26283 | 165.0447 | 61.3969 | 4.0856e-05 | 3707.4521 | 2100.7249 | 7.0245 | 2.6281 | 226.4416 | 9.6526 | 216.789 | -1883.9359 | FALSE
| 60650461 | TRG013 | TRG | 22KV | 810.07 | 22 | 45911.034 | 4.348% | Three phase | 97.13 | 0.0046318 | 0.0050122 | 0.0054258 | 0.0058753 | 0.0063642 | 0.0068958 | 0.0074741 | 0.0081033 | 0.0087879 | 0.0095329 | 0.010344 | 0.011227 | 0.012188 | 0.013234 | 0.014374 | 0.015616 | 0.016969 | 0.018442 | 0.020048 | 0.021798 | 0.24709 | 0.24948 | 0.25357 | 0.25513 | 0.25457 | 0.25652 | 0.26109 | 0.26526 | 0.26283 | 0.26283 | 0.26283 | 0.26283 | 0.26283 | 0.26283 | 0.26283 | 0.26283 | 0.26283 | 0.26283 | 0.26283 | 0.26283 | 1756.615 | 13852.0036 | 0.00086707 | 78682.0991 | 44583.0288 | 149.0787 | 1183.7233 | 15608.6186 | 1332.802 | 14275.8166 | -30307.2122 | FALSE
| 60650464 | TRG013 | TRG | 22KV | 107.99 | 22 | 45911.034 | 4.348% | Covered | 390 | 0.0013466 | 0.001454 | 0.0015702 | 0.0016961 | 0.0018325 | 0.0019802 | 0.0021403 | 0.0023138 | 0.0025018 | 0.0027056 | 0.0029264 | 0.0031658 | 0.0034254 | 0.0035393 | 0.0035393 | 0.0035393 | 0.0035393 | 0.0035393 | 0.0035393 | 0.0035393 | 0.24709 | 0.24948 | 0.25357 | 0.25513 | 0.25457 | 0.25652 | 0.26109 | 0.26526 | 0.26283 | 0.26283 | 0.26283 | 0.26283 | 0.26283 | 0.26283 | 0.26283 | 0.26283 | 0.26283 | 0.26283 | 0.26283 | 0.26283 | 438.3129 | 1852.3684 | 0.00011559 | 42116.1 | 23863.9198 | 19.8736 | 84.4663 | 2290.6813 | 104.3399 | 2186.3414 | -21677.5784 | FALSE
| 60650471 | TRG013 | TRG | 22KV | 86.5 | 22 | 45911.034 | 4.348% | Three phase | 97.13 | 0.0010106 | 0.0011224 | 0.0012472 | 0.0013864 | 0.0015417 | 0.001715 | 0.0019086 | 0.0021247 | 0.002366 | 0.0026356 | 0.002835 | 0.002835 | 0.002835 | 0.002835 | 0.002835 | 0.002835 | 0.002835 | 0.002835 | 0.002835 | 0.002835 | 0.24709 | 0.24948 | 0.25357 | 0.25513 | 0.25457 | 0.25652 | 0.26109 | 0.26526 | 0.26283 | 0.26283 | 0.26283 | 0.26283 | 0.26283 | 0.26283 | 0.26283 | 0.26283 | 0.26283 | 0.26283 | 0.26283 | 0.26283 | 371.0699 | 312.6675 | 9.2587e-05 | 8401.745 | 4760.6157 | 15.9188 | 13.497 | 683.7374 | 29.4158 | 654.3217 | -4106.2941 | FALSE
| 60650472 | TRG013 | TRG | 22KV | 137.91 | 22 | 45911.034 | 4.348% | Single phase | 44.74 | 0.0017197 | 0.0018568 | 0.0020052 | 0.002166 | 0.0023402 | 0.0025289 | 0.0027333 | 0.0029549 | 0.0031949 | 0.0034552 | 0.0037372 | 0.004043 | 0.0043745 | 0.00452 | 0.00452 | 0.00452 | 0.00452 | 0.00452 | 0.00452 | 0.00452 | 0.24709 | 0.24948 | 0.25357 | 0.25513 | 0.25457 | 0.25652 | 0.26109 | 0.26526 | 0.26283 | 0.26283 | 0.26283 | 0.26283 | 0.26283 | 0.26283 | 0.26283 | 0.26283 | 0.26283 | 0.26283 | 0.26283 | 0.26283 | 559.7531 | 346.5638 | 0.00014761 | 6170.0934 | 3496.1123 | 25.3798 | 15.803 | 906.3168 | 41.1828 | 865.134 | -2630.9783 | FALSE
| 60650478 | TRG013 | TRG | 22KV | 183.08 | 22 | 45911.034 | 4.348% | Single phase | 44.74 | 0.0010468 | 0.0011328 | 0.0012263 | 0.0013279 | 0.0014383 | 0.0015585 | 0.0016892 | 0.0018314 | 0.0019861 | 0.0021545 | 0.0023378 | 0.0025373 | 0.0027545 | 0.0029911 | 0.0032487 | 0.0035293 | 0.003835 | 0.0041681 | 0.004531 | 0.0049265 | 0.24709 | 0.24948 | 0.25357 | 0.25513 | 0.25457 | 0.25652 | 0.26109 | 0.26526 | 0.26283 | 0.26283 | 0.26283 | 0.26283 | 0.26283 | 0.26283 | 0.26283 | 0.26283 | 0.26283 | 0.26283 | 0.26283 | 0.26283 | 397.0041 | 325.9057 | 0.00019596 | 8190.9992 | 4641.2025 | 33.6926 | 27.8503 | 722.9097 | 61.5428 | 661.3669 | -3979.8356 | FALSE
| 60650483 | TRG013 | TRG | 22KV | 149.2 | 22 | 45911.034 | 4.348% | Single phase | 44.74 | 0.00077684 | 0.00084053 | 0.00090975 | 0.00098502 | 0.0010669 | 0.0011559 | 0.0012527 | 0.0013581 | 0.0014727 | 0.0015975 | 0.0017334 | 0.0018812 | 0.0020423 | 0.0022177 | 0.0024087 | 0.0026168 | 0.0028436 | 0.0030907 | 0.00336 | 0.0036535 | 0.24709 | 0.24948 | 0.25357 | 0.25513 | 0.25457 | 0.25652 | 0.26109 | 0.26526 | 0.26283 | 0.26283 | 0.26283 | 0.26283 | 0.26283 | 0.26283 | 0.26283 | 0.26283 | 0.26283 | 0.26283 | 0.26283 | 0.26283 | 294.4067 | 196.9582 | 0.0001597 | 6675.208 | 3782.3214 | 27.4576 | 18.4963 | 491.3648 | 45.9539 | 445.411 | -3336.9105 | FALSE
| 60650518 | TRG013 | TRG | 22KV | 263.94 | 22 | 45911.034 | 4.348% | Three phase | 97.13 | 0.0025622 | 0.0028261 | 0.0031186 | 0.0034426 | 0.0038017 | 0.0041997 | 0.0046411 | 0.0051305 | 0.0056734 | 0.0062757 | 0.0069439 | 0.0076855 | 0.0085087 | 0.0086506 | 0.0086506 | 0.0086506 | 0.0086506 | 0.0086506 | 0.0086506 | 0.0086506 | 0.24709 | 0.24948 | 0.25357 | 0.25513 | 0.25457 | 0.25652 | 0.26109 | 0.26526 | 0.26283 | 0.26283 | 0.26283 | 0.26283 | 0.26283 | 0.26283 | 0.26283 | 0.26283 | 0.26283 | 0.26283 | 0.26283 | 0.26283 | 1008.6364 | 2591.5378 | 0.00028251 | 25636.4922 | 14526.2071 | 48.5734 | 125.6653 | 3600.1742 | 174.2387 | 3425.9354 | -11100.2717 | FALSE
| 60650520 | TRG013 | TRG | 22KV | 76.36 | 22 | 45911.034 | 4.348% | Covered | 390 | 0.00076138 | 0.00082067 | 0.00088478 | 0.00095412 | 0.0010291 | 0.0011103 | 0.001198 | 0.001293 | 0.0013958 | 0.0015071 | 0.0016275 | 0.0017579 | 0.001899 | 0.0020519 | 0.0022174 | 0.0023966 | 0.0025027 | 0.0025027 | 0.0025027 | 0.0025027 | 0.24709 | 0.24948 | 0.25357 | 0.25513 | 0.25457 | 0.25652 | 0.26109 | 0.26526 | 0.26283 | 0.26283 | 0.26283 | 0.26283 | 0.26283 | 0.26283 | 0.26283 | 0.26283 | 0.26283 | 0.26283 | 0.26283 | 0.26283 | 263.9661 | 788.3589 | 8.1733e-05 | 29780.4 | 16874.2375 | 14.0527 | 42.2326 | 1052.325 | 56.2853 | 996.0397 | -15878.1979 | FALSE
| 60650615 | WBL006 | WBL | 22KV | 24.93 | 0 | 45090.5514 | 100% | Three phase | 97.13 | 0.00022647 | 0.00024489 | 0.00026488 | 0.00028658 | 0.00031013 | 0.0003357 | 0.00036346 | 0.00039361 | 0.00042636 | 0.00046193 | 0.00050057 | 0.00054256 | 0.00058818 | 0.00063776 | 0.00069165 | 0.00075022 | 0.0008139 | 0.00081707 | 0.00081707 | 0.00081707 | 4.182 | 4.232 | 4.323 | 4.379 | 4.415 | 4.479 | 4.573 | 4.673 | 4.733 | 4.733 | 4.733 | 4.733 | 4.733 | 4.733 | 4.733 | 4.733 | 4.733 | 4.733 | 4.733 | 4.733 | 1434.4855 | 19.9295 | 2.6684e-05 | 2421.4509 | 1372.048 | 79.4959 | 1.1211 | 1454.4149 | 80.617 | 1373.7979 | 1.7499 | TRUE
| 60650650 | WBL006 | WBL | 22KV | 24.23 | 0 | 45090.5514 | 100% | Three phase | 97.13 | 0.00028308 | 0.00031441 | 0.00034936 | 0.00038835 | 0.00043185 | 0.00048041 | 0.00053462 | 0.00059515 | 0.00066276 | 0.00073828 | 0.00079413 | 0.00079413 | 0.00079413 | 0.00079413 | 0.00079413 | 0.00079413 | 0.00079413 | 0.00079413 | 0.00079413 | 0.00079413 | 4.182 | 4.232 | 4.323 | 4.379 | 4.415 | 4.479 | 4.573 | 4.673 | 4.733 | 4.733 | 4.733 | 4.733 | 4.733 | 4.733 | 4.733 | 4.733 | 4.733 | 4.733 | 4.733 | 4.733 | 1814.655 | 24.5334 | 2.5935e-05 | 2353.4599 | 1333.5228 | 77.2638 | 1.059 | 1839.1883 | 78.3228 | 1760.8655 | 427.3427 | TRUE
| 60650660 | WBL005 | WBL | 22KV | 483.72 | 6 | 45090.5514 | 14.29% | Single phase | 44.74 | 0.0044408 | 0.0049318 | 0.0054797 | 0.0060912 | 0.0067739 | 0.0075362 | 0.0083877 | 0.009339 | 0.010402 | 0.01159 | 0.012919 | 0.014404 | 0.015854 | 0.015854 | 0.015854 | 0.015854 | 0.015854 | 0.015854 | 0.015854 | 0.015854 | 0.799 | 0.81057 | 0.82429 | 0.83657 | 0.84129 | 0.84886 | 0.86257 | 0.88057 | 0.89071 | 0.89071 | 0.89071 | 0.89071 | 0.89071 | 0.89071 | 0.89071 | 0.89071 | 0.89071 | 0.89071 | 0.89071 | 0.89071 | 6070.6158 | 3989.8562 | 0.00051776 | 21641.6328 | 12262.6309 | 291.7381 | 194.4177 | 10060.472 | 486.1558 | 9574.3162 | -2688.3147 | FALSE
| 60650665 | WBL005 | WBL | 22KV | 1155.91 | 6 | 45090.5514 | 14.29% | Three phase | 97.13 | 0.01075 | 0.011553 | 0.01242 | 0.013354 | 0.014362 | 0.015448 | 0.016621 | 0.017886 | 0.019251 | 0.020723 | 0.022313 | 0.024028 | 0.02588 | 0.027879 | 0.030038 | 0.032368 | 0.034885 | 0.037603 | 0.037885 | 0.037885 | 0.799 | 0.81057 | 0.82429 | 0.83657 | 0.84129 | 0.84886 | 0.86257 | 0.88057 | 0.89071 | 0.89071 | 0.89071 | 0.89071 | 0.89071 | 0.89071 | 0.89071 | 0.89071 | 0.89071 | 0.89071 | 0.89071 | 0.89071 | 12204.7712 | 41683.3145 | 0.0012372 | 112273.5383 | 63616.686 | 697.1451 | 2410.2003 | 53888.0857 | 3107.3454 | 50780.7402 | -12835.9458 | FALSE
| 60650674 | WBL005 | WBL | 22KV | 896.19 | 6 | 45090.5514 | 14.29% | Three phase | 97.13 | 0.008318 | 0.0089309 | 0.0095911 | 0.010302 | 0.011068 | 0.011894 | 0.012783 | 0.013742 | 0.014775 | 0.015889 | 0.01709 | 0.018385 | 0.019781 | 0.021287 | 0.022911 | 0.024662 | 0.026552 | 0.02859 | 0.029372 | 0.029372 | 0.799 | 0.81057 | 0.82429 | 0.83657 | 0.84129 | 0.84886 | 0.86257 | 0.88057 | 0.89071 | 0.89071 | 0.89071 | 0.89071 | 0.89071 | 0.89071 | 0.89071 | 0.89071 | 0.89071 | 0.89071 | 0.89071 | 0.89071 | 9365.2228 | 24801.1336 | 0.00095925 | 87046.9347 | 49322.7309 | 540.5044 | 1448.7895 | 34166.3564 | 1989.2939 | 32177.0625 | -17145.6684 | FALSE
| 60652493 | WBL002 | WBL | 22KV | 1624.08 | 1 | 45090.5514 | 50% | Three phase | 97.13 | 0.020127 | 0.021663 | 0.023321 | 0.025112 | 0.027045 | 0.029132 | 0.031387 | 0.033821 | 0.036451 | 0.039292 | 0.042361 | 0.045678 | 0.049261 | 0.053134 | 0.053229 | 0.053229 | 0.053229 | 0.053229 | 0.053229 | 0.053229 | 7.4585 | 7.492 | 7.5695 | 7.6055 | 7.612 | 7.645 | 7.7315 | 7.818 | 7.8165 | 7.8165 | 7.8165 | 7.8165 | 7.8165 | 7.8165 | 7.8165 | 7.8165 | 7.8165 | 7.8165 | 7.8165 | 7.8165 | 189479.0349 | 102607.1654 | 0.0017384 | 157746.8904 | 89382.8995 | 8744.5578 | 4757.9507 | 292086.2003 | 13502.5085 | 278583.6918 | 189200.7923 | TRUE
| 60653680 | WBL006 | WBL | 22KV | 280.42 | 0 | 45090.5514 | 100% | Three phase | 97.13 | 0.0032762 | 0.0036388 | 0.0040432 | 0.0044944 | 0.0049979 | 0.0055599 | 0.0061873 | 0.0068878 | 0.0076703 | 0.0085443 | 0.0091907 | 0.0091907 | 0.0091907 | 0.0091907 | 0.0091907 | 0.0091907 | 0.0091907 | 0.0091907 | 0.0091907 | 0.0091907 | 4.182 | 4.232 | 4.323 | 4.379 | 4.415 | 4.479 | 4.573 | 4.673 | 4.733 | 4.733 | 4.733 | 4.733 | 4.733 | 4.733 | 4.733 | 4.733 | 4.733 | 4.733 | 4.733 | 4.733 | 21001.4669 | 3286.0072 | 0.00030015 | 27237.1946 | 15433.2008 | 894.1936 | 141.848 | 24287.4742 | 1036.0416 | 23251.4326 | 7818.2318 | TRUE
| 60653681 | WBL006 | WBL | 22KV | 15.66 | 0 | 45090.5514 | 100% | Three phase | 97.13 | 0.00016213 | 0.00018007 | 0.00020008 | 0.0002224 | 0.00024732 | 0.00027515 | 0.00030622 | 0.00034092 | 0.00037968 | 0.000423 | 0.00047141 | 0.00051325 | 0.00051325 | 0.00051325 | 0.00051325 | 0.00051325 | 0.00051325 | 0.00051325 | 0.00051325 | 0.00051325 | 4.182 | 4.232 | 4.323 | 4.379 | 4.415 | 4.479 | 4.573 | 4.673 | 4.733 | 4.733 | 4.733 | 4.733 | 4.733 | 4.733 | 4.733 | 4.733 | 4.733 | 4.733 | 4.733 | 4.733 | 1107.9265 | 9.6681 | 1.6762e-05 | 1521.0558 | 861.8641 | 49.9361 | 0.44237 | 1117.5946 | 50.3784 | 1067.2162 | 205.3521 | TRUE
| 60653686 | WBL006 | WBL | 22KV | 60.02 | 0 | 45090.5514 | 100% | Three phase | 97.13 | 0.00079482 | 0.00088465 | 0.00098504 | 0.0010973 | 0.0012227 | 0.001363 | 0.00152 | 0.0016956 | 0.0018921 | 0.0019671 | 0.0019671 | 0.0019671 | 0.0019671 | 0.0019671 | 0.0019671 | 0.0019671 | 0.0019671 | 0.0019671 | 0.0019671 | 0.0019671 | 4.182 | 4.232 | 4.323 | 4.379 | 4.415 | 4.479 | 4.573 | 4.673 | 4.733 | 4.733 | 4.733 | 4.733 | 4.733 | 4.733 | 4.733 | 4.733 | 4.733 | 4.733 | 4.733 | 4.733 | 4761.1666 | 159.7055 | 6.4243e-05 | 5829.7426 | 3303.2619 | 191.3897 | 6.4983 | 4920.8721 | 197.888 | 4722.9841 | 1419.7222 | TRUE
| 60653688 | WBL006 | WBL | 22KV | 191.39 | 0 | 45090.5514 | 100% | Three phase | 97.13 | 0.0017571 | 0.0019513 | 0.0021681 | 0.0024101 | 0.0026802 | 0.0029818 | 0.0033187 | 0.0036951 | 0.0041157 | 0.0045858 | 0.0051114 | 0.005699 | 0.0062728 | 0.0062728 | 0.0062728 | 0.0062728 | 0.0062728 | 0.0062728 | 0.0062728 | 0.0062728 | 4.182 | 4.232 | 4.323 | 4.379 | 4.415 | 4.479 | 4.573 | 4.673 | 4.733 | 4.733 | 4.733 | 4.733 | 4.733 | 4.733 | 4.733 | 4.733 | 4.733 | 4.733 | 4.733 | 4.733 | 12729.076 | 1356.0167 | 0.00020486 | 18589.7107 | 10533.3439 | 610.2978 | 66.076 | 14085.0927 | 676.3738 | 13408.7189 | 2875.375 | TRUE
| 60653689 | WBL006 | WBL | 22KV | 30.62 | 0 | 45090.5514 | 100% | Three phase | 97.13 | 0.00035774 | 0.00039733 | 0.00044149 | 0.00049076 | 0.00054574 | 0.0006071 | 0.00067561 | 0.00075211 | 0.00083754 | 0.00093298 | 0.0010036 | 0.0010036 | 0.0010036 | 0.0010036 | 0.0010036 | 0.0010036 | 0.0010036 | 0.0010036 | 0.0010036 | 0.0010036 | 4.182 | 4.232 | 4.323 | 4.379 | 4.415 | 4.479 | 4.573 | 4.673 | 4.733 | 4.733 | 4.733 | 4.733 | 4.733 | 4.733 | 4.733 | 4.733 | 4.733 | 4.733 | 4.733 | 4.733 | 2293.2206 | 39.1797 | 3.2775e-05 | 2974.1206 | 1685.2029 | 97.64 | 1.6913 | 2332.4003 | 99.3313 | 2233.069 | 547.8661 | TRUE
| 60653690 | WBL006 | WBL | 22KV | 147.99 | 0 | 45090.5514 | 100% | Three phase | 97.13 | 0.0015322 | 0.0017017 | 0.0018908 | 0.0021018 | 0.0023373 | 0.0026002 | 0.0028938 | 0.0032217 | 0.0035881 | 0.0039974 | 0.0044549 | 0.0048503 | 0.0048503 | 0.0048503 | 0.0048503 | 0.0048503 | 0.0048503 | 0.0048503 | 0.0048503 | 0.0048503 | 4.182 | 4.232 | 4.323 | 4.379 | 4.415 | 4.479 | 4.573 | 4.673 | 4.733 | 4.733 | 4.733 | 4.733 | 4.733 | 4.733 | 4.733 | 4.733 | 4.733 | 4.733 | 4.733 | 4.733 | 10470.1178 | 863.423 | 0.0001584 | 14374.2687 | 8144.7806 | 471.9054 | 39.5066 | 11333.5408 | 511.412 | 10822.1288 | 2677.3482 | TRUE
| 60654023 | WBL002 | WBL | 22KV | 2777.95 | 1 | 45090.5514 | 50% | Single phase | 44.74 | 0.036636 | 0.040692 | 0.045215 | 0.05026 | 0.055889 | 0.062169 | 0.06918 | 0.077005 | 0.085743 | 0.091047 | 0.091047 | 0.091047 | 0.091047 | 0.091047 | 0.091047 | 0.091047 | 0.091047 | 0.091047 | 0.091047 | 0.091047 | 7.4585 | 7.492 | 7.5695 | 7.6055 | 7.612 | 7.645 | 7.7315 | 7.818 | 7.8165 | 7.8165 | 7.8165 | 7.8165 | 7.8165 | 7.8165 | 7.8165 | 7.8165 | 7.8165 | 7.8165 | 7.8165 | 7.8165 | 367210.024 | 156691.6701 | 0.0029734 | 124285.483 | 70422.9212 | 14957.3569 | 6412.0447 | 523901.694 | 21369.4017 | 502532.2924 | 432109.3711 | TRUE
| 60654226 | TRG014 | TRG | 22KV | 6.1 | 7 | 45911.034 | 12.5% | Covered | 390 | 5.6509e-05 | 6.0614e-05 | 6.5031e-05 | 6.9784e-05 | 7.49e-05 | 8.0406e-05 | 8.6334e-05 | 9.2717e-05 | 9.9589e-05 | 0.00010699 | 0.00011496 | 0.00012354 | 0.00013279 | 0.00014275 | 0.00015348 | 0.00016505 | 0.00017751 | 0.00019094 | 0.00019993 | 0.00019993 | 0.46737 | 0.47 | 0.47475 | 0.476 | 0.4735 | 0.47525 | 0.48163 | 0.487 | 0.48187 | 0.48187 | 0.48187 | 0.48187 | 0.48187 | 0.48187 | 0.48187 | 0.48187 | 0.48187 | 0.48187 | 0.48187 | 0.48187 | 35.2674 | 4.5681 | 6.5292e-06 | 2379 | 1347.9944 | 2.0747 | 0.26951 | 39.8356 | 2.3443 | 37.4913 | -1310.5031 | FALSE
| 60654228 | TRG014 | TRG | 22KV | 54.88 | 7 | 45911.034 | 12.5% | Covered | 390 | 0.0005275 | 0.00058282 | 0.00064422 | 0.00071236 | 0.00078803 | 0.00087205 | 0.00096538 | 0.0010691 | 0.0011843 | 0.0013123 | 0.0014547 | 0.0016129 | 0.0017889 | 0.0017987 | 0.0017987 | 0.0017987 | 0.0017987 | 0.0017987 | 0.0017987 | 0.0017987 | 0.46737 | 0.47 | 0.47475 | 0.476 | 0.4735 | 0.47525 | 0.48163 | 0.487 | 0.48187 | 0.48187 | 0.48187 | 0.48187 | 0.48187 | 0.48187 | 0.48187 | 0.48187 | 0.48187 | 0.48187 | 0.48187 | 0.48187 | 386.6795 | 450.4245 | 5.8742e-05 | 21403.2 | 12127.5296 | 18.6659 | 21.8145 | 837.1041 | 40.4803 | 796.6237 | -11330.9058 | FALSE
| 60654233 | TRG014 | TRG | 22KV | 25.58 | 7 | 45911.034 | 12.5% | Three phase | 97.13 | 0.0001449 | 0.00015658 | 0.00016925 | 0.00018302 | 0.00019796 | 0.00021419 | 0.00023181 | 0.00025095 | 0.00027176 | 0.00029436 | 0.00031892 | 0.00034563 | 0.00037465 | 0.00040622 | 0.00044054 | 0.00047787 | 0.00051847 | 0.00056264 | 0.00061069 | 0.00066298 | 0.46737 | 0.47 | 0.47475 | 0.476 | 0.4735 | 0.47525 | 0.48163 | 0.487 | 0.48187 | 0.48187 | 0.48187 | 0.48187 | 0.48187 | 0.48187 | 0.48187 | 0.48187 | 0.48187 | 0.48187 | 0.48187 | 0.48187 | 99.5621 | 13.4643 | 2.738e-05 | 2484.5854 | 1407.8214 | 8.7003 | 1.1803 | 113.0264 | 9.8806 | 103.1457 | -1304.6757 | FALSE
| 60654239 | TRG014 | TRG | 22KV | 44.63 | 7 | 45911.034 | 12.5% | Covered | 390 | 0.00041775 | 0.00045541 | 0.00049662 | 0.00054173 | 0.00059111 | 0.00064518 | 0.00070439 | 0.00076925 | 0.00084029 | 0.00091813 | 0.0010034 | 0.0010969 | 0.0011994 | 0.0013117 | 0.0014348 | 0.0014627 | 0.0014627 | 0.0014627 | 0.0014627 | 0.0014627 | 0.46737 | 0.47 | 0.47475 | 0.476 | 0.4735 | 0.47525 | 0.48163 | 0.487 | 0.48187 | 0.48187 | 0.48187 | 0.48187 | 0.48187 | 0.48187 | 0.48187 | 0.48187 | 0.48187 | 0.48187 | 0.48187 | 0.48187 | 290.8047 | 275.5057 | 4.777e-05 | 17405.7 | 9862.4571 | 15.1796 | 14.4268 | 566.3104 | 29.6064 | 536.704 | -9325.7531 | FALSE
| 60654250 | TRG014 | TRG | 22KV | 410.38 | 7 | 45911.034 | 12.5% | Covered | 390 | 0.0038017 | 0.0040778 | 0.004375 | 0.0046948 | 0.0050389 | 0.0054094 | 0.0058082 | 0.0062375 | 0.0066999 | 0.0071977 | 0.0077339 | 0.0083114 | 0.0089335 | 0.0096036 | 0.010326 | 0.011104 | 0.011942 | 0.012845 | 0.01345 | 0.01345 | 0.46737 | 0.47 | 0.47475 | 0.476 | 0.4735 | 0.47525 | 0.48163 | 0.487 | 0.48187 | 0.48187 | 0.48187 | 0.48187 | 0.48187 | 0.48187 | 0.48187 | 0.48187 | 0.48187 | 0.48187 | 0.48187 | 0.48187 | 2372.6309 | 20675.2414 | 0.00043926 | 160048.2 | 90686.8728 | 139.5791 | 1219.8002 | 23047.8723 | 1359.3793 | 21688.493 | -68998.3797 | FALSE
| 60654251 | TRG014 | TRG | 22KV | 460.28 | 7 | 45911.034 | 12.5% | Three phase | 97.13 | 0.0041935 | 0.0044604 | 0.0047452 | 0.005049 | 0.005373 | 0.0057188 | 0.0060877 | 0.0064814 | 0.0069015 | 0.0073499 | 0.0078285 | 0.0083394 | 0.0088849 | 0.0094672 | 0.010089 | 0.010753 | 0.011462 | 0.012219 | 0.013027 | 0.013891 | 0.46737 | 0.47 | 0.47475 | 0.476 | 0.4735 | 0.47525 | 0.48163 | 0.487 | 0.48187 | 0.48187 | 0.48187 | 0.48187 | 0.48187 | 0.48187 | 0.48187 | 0.48187 | 0.48187 | 0.48187 | 0.48187 | 0.48187 | 2407.6984 | 5862.2786 | 0.00049267 | 44706.9964 | 25331.9793 | 156.5512 | 382.1636 | 8269.9771 | 538.7148 | 7731.2623 | -17600.717 | FALSE
| 60654252 | TRG014 | TRG | 22KV | 421.66 | 7 | 45911.034 | 12.5% | Three phase | 97.13 | 0.0039638 | 0.0042832 | 0.0046296 | 0.0050053 | 0.0054127 | 0.0058548 | 0.0063343 | 0.0068547 | 0.0074194 | 0.0080322 | 0.0086975 | 0.0094198 | 0.010204 | 0.011055 | 0.01198 | 0.012984 | 0.01382 | 0.01382 | 0.01382 | 0.01382 | 0.46737 | 0.47 | 0.47475 | 0.476 | 0.4735 | 0.47525 | 0.48163 | 0.487 | 0.48187 | 0.48187 | 0.48187 | 0.48187 | 0.48187 | 0.48187 | 0.48187 | 0.48187 | 0.48187 | 0.48187 | 0.48187 | 0.48187 | 2611.8796 | 5823.3105 | 0.00045133 | 40955.8358 | 23206.4882 | 143.4157 | 320.7229 | 8435.1901 | 464.1385 | 7971.0516 | -15235.4366 | FALSE
| 60654254 | TRG014 | TRG | 22KV | 41.39 | 7 | 45911.034 | 12.5% | Covered | 390 | 0.00038633 | 0.00042055 | 0.00045795 | 0.00049883 | 0.00054351 | 0.00059235 | 0.00064577 | 0.00070418 | 0.00076807 | 0.00083797 | 0.00091444 | 0.00099812 | 0.0010897 | 0.0011899 | 0.0012997 | 0.0013565 | 0.0013565 | 0.0013565 | 0.0013565 | 0.0013565 | 0.46737 | 0.47 | 0.47475 | 0.476 | 0.4735 | 0.47525 | 0.48163 | 0.487 | 0.48187 | 0.48187 | 0.48187 | 0.48187 | 0.48187 | 0.48187 | 0.48187 | 0.48187 | 0.48187 | 0.48187 | 0.48187 | 0.48187 | 266.9801 | 234.5764 | 4.4302e-05 | 16142.1 | 9146.4732 | 14.0776 | 12.4082 | 501.5564 | 26.4858 | 475.0707 | -8671.4025 | FALSE
| 60654341 | TRG022 | TRG | 22KV | 7203.73 | 28 | 45911.034 | 3.448% | Three phase | 97.13 | 0.065443 | 0.069509 | 0.073839 | 0.078451 | 0.083364 | 0.088598 | 0.094174 | 0.10012 | 0.10645 | 0.11319 | 0.12038 | 0.12805 | 0.13621 | 0.14492 | 0.1542 | 0.1641 | 0.17465 | 0.1859 | 0.1979 | 0.21069 | 0.17445 | 0.17714 | 0.18062 | 0.18245 | 0.18269 | 0.18459 | 0.1889 | 0.19221 | 0.191 | 0.191 | 0.191 | 0.191 | 0.191 | 0.191 | 0.191 | 0.191 | 0.191 | 0.191 | 0.191 | 0.191 | 14521.7488 | 1409837.978 | 0.0077106 | 699698.2949 | 396464.6291 | 956.4989 | 93609.5066 | 1424359.7268 | 94566.0055 | 1329793.7213 | 933329.0922 | TRUE
| 60654343 | TRG022 | TRG | 22KV | 1104.42 | 28 | 45911.034 | 3.448% | Three phase | 97.13 | 0.010231 | 0.010974 | 0.011774 | 0.012635 | 0.013561 | 0.014558 | 0.015631 | 0.016787 | 0.018031 | 0.019371 | 0.020814 | 0.022368 | 0.024042 | 0.025845 | 0.027788 | 0.029882 | 0.032138 | 0.034569 | 0.036197 | 0.036197 | 0.17445 | 0.17714 | 0.18062 | 0.18245 | 0.18269 | 0.18459 | 0.1889 | 0.19221 | 0.191 | 0.191 | 0.191 | 0.191 | 0.191 | 0.191 | 0.191 | 0.191 | 0.191 | 0.191 | 0.191 | 0.191 | 2508.1982 | 37293.7042 | 0.0011821 | 107272.3146 | 60782.8813 | 146.643 | 2200.2581 | 39801.9024 | 2346.9011 | 37455.0013 | -23327.88 | FALSE
| 60654349 | TRG022 | TRG | 22KV | 54.68 | 28 | 45911.034 | 3.448% | Three phase | 97.13 | 0.00051648 | 0.00056563 | 0.00061968 | 0.00067911 | 0.00074449 | 0.00081643 | 0.00089559 | 0.00098271 | 0.0010786 | 0.0011842 | 0.0013005 | 0.0014285 | 0.0015696 | 0.001725 | 0.0017921 | 0.0017921 | 0.0017921 | 0.0017921 | 0.0017921 | 0.0017921 | 0.17445 | 0.17714 | 0.18062 | 0.18245 | 0.18269 | 0.18459 | 0.1889 | 0.19221 | 0.191 | 0.191 | 0.191 | 0.191 | 0.191 | 0.191 | 0.191 | 0.191 | 0.191 | 0.191 | 0.191 | 0.191 | 144.1989 | 106.042 | 5.8528e-05 | 5311.0684 | 3009.3696 | 7.2603 | 5.3934 | 250.2409 | 12.6537 | 237.5872 | -2771.7824 | FALSE
| 60654370 | TRG022 | TRG | 22KV | 65.11 | 28 | 45911.034 | 3.448% | Three phase | 97.13 | 0.00065357 | 0.00070686 | 0.00076468 | 0.00082744 | 0.00089556 | 0.00096952 | 0.0010498 | 0.001137 | 0.0012317 | 0.0013346 | 0.0014464 | 0.0015678 | 0.0016997 | 0.0018431 | 0.0019989 | 0.002134 | 0.002134 | 0.002134 | 0.002134 | 0.002134 | 0.17445 | 0.17714 | 0.18062 | 0.18245 | 0.18269 | 0.18459 | 0.1889 | 0.19221 | 0.191 | 0.191 | 0.191 | 0.191 | 0.191 | 0.191 | 0.191 | 0.191 | 0.191 | 0.191 | 0.191 | 0.191 | 167.235 | 146.5468 | 6.9692e-05 | 6324.1343 | 3583.3953 | 8.6452 | 7.6472 | 313.7818 | 16.2924 | 297.4894 | -3285.9058 | FALSE
| 60654393 | WBL012 | WBL | 22KV | 231.23 | 17 | 45090.5514 | 5.556% | Three phase | 97.13 | 0.0029099 | 0.0031564 | 0.0034246 | 0.0037165 | 0.0040342 | 0.00438 | 0.0047566 | 0.0051666 | 0.0056131 | 0.0060994 | 0.0066291 | 0.0072062 | 0.0075785 | 0.0075785 | 0.0075785 | 0.0075785 | 0.0075785 | 0.0075785 | 0.0075785 | 0.0075785 | 0.48244 | 0.48689 | 0.49522 | 0.50094 | 0.50244 | 0.50561 | 0.51483 | 0.525 | 0.52667 | 0.52667 | 0.52667 | 0.52667 | 0.52667 | 0.52667 | 0.52667 | 0.52667 | 0.52667 | 0.52667 | 0.52667 | 0.52667 | 1878.1372 | 2164.298 | 0.0002475 | 22459.3699 | 12725.9789 | 82.9546 | 96.4481 | 4042.4352 | 179.4026 | 3863.0325 | -8862.9464 | FALSE
| 60654403 | TRG014 | TRG | 22KV | 42.11 | 7 | 45911.034 | 12.5% | Covered | 390 | 0.00040039 | 0.00043995 | 0.00048361 | 0.0005318 | 0.00058499 | 0.00064371 | 0.00070857 | 0.0007802 | 0.00085933 | 0.00094676 | 0.0010434 | 0.0011502 | 0.0012682 | 0.0013801 | 0.0013801 | 0.0013801 | 0.0013801 | 0.0013801 | 0.0013801 | 0.0013801 | 0.46737 | 0.47 | 0.47475 | 0.476 | 0.4735 | 0.47525 | 0.48163 | 0.487 | 0.48187 | 0.48187 | 0.48187 | 0.48187 | 0.48187 | 0.48187 | 0.48187 | 0.48187 | 0.48187 | 0.48187 | 0.48187 | 0.48187 | 288.172 | 257.5776 | 4.5073e-05 | 16422.9 | 9305.5807 | 14.3225 | 12.8436 | 545.7496 | 27.1661 | 518.5835 | -8786.9972 | FALSE
| 60654406 | TRG014 | TRG | 22KV | 149.39 | 7 | 45911.034 | 12.5% | Covered | 390 | 0.0009878 | 0.001095 | 0.0012145 | 0.0013477 | 0.0014962 | 0.0016619 | 0.0018468 | 0.0020532 | 0.0022835 | 0.0025407 | 0.002828 | 0.003149 | 0.0035076 | 0.0039084 | 0.0043564 | 0.0048573 | 0.0048962 | 0.0048962 | 0.0048962 | 0.0048962 | 0.46737 | 0.47 | 0.47475 | 0.476 | 0.4735 | 0.47525 | 0.48163 | 0.487 | 0.48187 | 0.48187 | 0.48187 | 0.48187 | 0.48187 | 0.48187 | 0.48187 | 0.48187 | 0.48187 | 0.48187 | 0.48187 | 0.48187 | 848.2506 | 2688.4082 | 0.0001599 | 58262.1 | 33012.6028 | 50.8108 | 161.6439 | 3536.6588 | 212.4547 | 3324.2041 | -29688.3987 | FALSE
| 60654411 | TRG014 | TRG | 22KV | 61.46 | 7 | 45911.034 | 12.5% | Covered | 390 | 0.00058437 | 0.00064212 | 0.00070584 | 0.00077616 | 0.00085379 | 0.00093951 | 0.0010342 | 0.0011387 | 0.0012542 | 0.0013818 | 0.0015228 | 0.0016787 | 0.001851 | 0.0020143 | 0.0020143 | 0.0020143 | 0.0020143 | 0.0020143 | 0.0020143 | 0.0020143 | 0.46737 | 0.47 | 0.47475 | 0.476 | 0.4735 | 0.47525 | 0.48163 | 0.487 | 0.48187 | 0.48187 | 0.48187 | 0.48187 | 0.48187 | 0.48187 | 0.48187 | 0.48187 | 0.48187 | 0.48187 | 0.48187 | 0.48187 | 420.5902 | 548.6846 | 6.5785e-05 | 23969.4 | 13581.5956 | 20.9039 | 27.3591 | 969.2747 | 48.263 | 921.0118 | -12660.5838 | FALSE
| 60654412 | TRG014 | TRG | 22KV | 477.23 | 7 | 45911.034 | 12.5% | Three phase | 97.13 | 0.0027287 | 0.0029528 | 0.0031964 | 0.0034613 | 0.0037493 | 0.0040625 | 0.0044032 | 0.0047738 | 0.0051771 | 0.0056161 | 0.0060938 | 0.0066139 | 0.0071801 | 0.0077967 | 0.0084683 | 0.0091997 | 0.0099966 | 0.010865 | 0.011811 | 0.012842 | 0.46737 | 0.47 | 0.47475 | 0.476 | 0.4735 | 0.47525 | 0.48163 | 0.487 | 0.48187 | 0.48187 | 0.48187 | 0.48187 | 0.48187 | 0.48187 | 0.48187 | 0.48187 | 0.48187 | 0.48187 | 0.48187 | 0.48187 | 1905.5748 | 4807.5407 | 0.00051081 | 46353.3499 | 26264.8399 | 162.3162 | 410.8285 | 6713.1155 | 573.1447 | 6139.9708 | -20124.8691 | FALSE
| 60654413 | TRG014 | TRG | 22KV | 340.14 | 7 | 45911.034 | 12.5% | Three phase | 97.13 | 0.0019267 | 0.002082 | 0.0022506 | 0.0024336 | 0.0026323 | 0.002848 | 0.0030824 | 0.003337 | 0.0036136 | 0.0039141 | 0.0042408 | 0.0045958 | 0.0049818 | 0.0054015 | 0.0058579 | 0.0063542 | 0.0068941 | 0.0074814 | 0.0081204 | 0.0088157 | 0.46737 | 0.47 | 0.47475 | 0.476 | 0.4735 | 0.47525 | 0.48163 | 0.487 | 0.48187 | 0.48187 | 0.48187 | 0.48187 | 0.48187 | 0.48187 | 0.48187 | 0.48187 | 0.48187 | 0.48187 | 0.48187 | 0.48187 | 1323.8874 | 2380.6684 | 0.00036407 | 33037.7982 | 18719.9519 | 115.689 | 208.6991 | 3704.5558 | 324.388 | 3380.1678 | -15339.7841 | FALSE
| 60654460 | WBL002 | WBL | 22KV | 1425.6 | 1 | 45090.5514 | 50% | Single phase | 44.74 | 0.018126 | 0.019764 | 0.021556 | 0.023517 | 0.025663 | 0.028012 | 0.030583 | 0.033398 | 0.03648 | 0.039856 | 0.043553 | 0.046724 | 0.046724 | 0.046724 | 0.046724 | 0.046724 | 0.046724 | 0.046724 | 0.046724 | 0.046724 | 7.4585 | 7.492 | 7.5695 | 7.6055 | 7.612 | 7.645 | 7.7315 | 7.818 | 7.8165 | 7.8165 | 7.8165 | 7.8165 | 7.8165 | 7.8165 | 7.8165 | 7.8165 | 7.8165 | 7.8165 | 7.8165 | 7.8165 | 177117.2368 | 38778.4681 | 0.0015259 | 63781.344 | 36139.9293 | 7675.879 | 1688.6633 | 215895.7049 | 9364.5423 | 206531.1626 | 170391.2334 | TRUE
| 60654473 | WBL002 | WBL | 22KV | 883.28 | 1 | 45090.5514 | 50% | Single phase | 44.74 | 0.011363 | 0.012463 | 0.013675 | 0.015008 | 0.016477 | 0.018094 | 0.019875 | 0.021837 | 0.024 | 0.026383 | 0.028949 | 0.028949 | 0.028949 | 0.028949 | 0.028949 | 0.028949 | 0.028949 | 0.028949 | 0.028949 | 0.028949 | 7.4585 | 7.492 | 7.5695 | 7.6055 | 7.612 | 7.645 | 7.7315 | 7.818 | 7.8165 | 7.8165 | 7.8165 | 7.8165 | 7.8165 | 7.8165 | 7.8165 | 7.8165 | 7.8165 | 7.8165 | 7.8165 | 7.8165 | 112314.6499 | 15236.2584 | 0.00094543 | 39517.9472 | 22391.7485 | 4755.8575 | 648.2529 | 127550.9083 | 5404.1104 | 122146.7979 | 99755.0493 | TRUE
| 60654487 | WBL002 | WBL | 22KV | 973.31 | 1 | 45090.5514 | 50% | Three phase | 97.13 | 0.012062 | 0.012983 | 0.013977 | 0.01505 | 0.016208 | 0.017459 | 0.01881 | 0.020269 | 0.021845 | 0.023548 | 0.025387 | 0.027375 | 0.029522 | 0.031843 | 0.0319 | 0.0319 | 0.0319 | 0.0319 | 0.0319 | 0.0319 | 7.4585 | 7.492 | 7.5695 | 7.6055 | 7.612 | 7.645 | 7.7315 | 7.818 | 7.8165 | 7.8165 | 7.8165 | 7.8165 | 7.8165 | 7.8165 | 7.8165 | 7.8165 | 7.8165 | 7.8165 | 7.8165 | 7.8165 | 113554.6521 | 36852.3532 | 0.0010418 | 94537.6003 | 53567.1087 | 5240.6073 | 1708.8639 | 150407.0053 | 6949.4712 | 143457.5341 | 89890.4254 | TRUE
| 60654517 | WBL002 | WBL | 22KV | 207.43 | 1 | 45090.5514 | 50% | Three phase | 97.13 | 0.0011208 | 0.0012327 | 0.0013564 | 0.0014934 | 0.0016449 | 0.0018126 | 0.0019982 | 0.0022038 | 0.0024315 | 0.0026838 | 0.0029634 | 0.0032733 | 0.0036168 | 0.0039978 | 0.0044202 | 0.0048889 | 0.0054088 | 0.0059857 | 0.006626 | 0.0067985 | 7.4585 | 7.492 | 7.5695 | 7.6055 | 7.612 | 7.645 | 7.7315 | 7.818 | 7.8165 | 7.8165 | 7.8165 | 7.8165 | 7.8165 | 7.8165 | 7.8165 | 7.8165 | 7.8165 | 7.8165 | 7.8165 | 7.8165 | 14998.0206 | 1035.1359 | 0.00022203 | 20147.6759 | 11416.1216 | 1116.8684 | 77.6155 | 16033.1565 | 1194.4839 | 14838.6726 | 3422.551 | TRUE
| 60654520 | TRG022 | TRG | 22KV | 106.9 | 28 | 45911.034 | 3.448% | Single phase | 44.74 | 0.0013453 | 0.0014592 | 0.0015832 | 0.0017182 | 0.001865 | 0.0020249 | 0.002199 | 0.0023886 | 0.002595 | 0.0028198 | 0.0030647 | 0.0033315 | 0.0035036 | 0.0035036 | 0.0035036 | 0.0035036 | 0.0035036 | 0.0035036 | 0.0035036 | 0.0035036 | 0.17445 | 0.17714 | 0.18062 | 0.18245 | 0.18269 | 0.18459 | 0.1889 | 0.19221 | 0.191 | 0.191 | 0.191 | 0.191 | 0.191 | 0.191 | 0.191 | 0.191 | 0.191 | 0.191 | 0.191 | 0.191 | 321.2057 | 213.0722 | 0.00011442 | 4782.706 | 2709.9877 | 14.194 | 9.4952 | 534.2778 | 23.6892 | 510.5886 | -2199.399 | FALSE
| 60654521 | TRG022 | TRG | 22KV | 12.11 | 28 | 45911.034 | 3.448% | Three phase | 97.13 | 8.5633e-05 | 9.412e-05 | 0.00010349 | 0.00011385 | 0.00012529 | 0.00013794 | 0.00015191 | 0.00016737 | 0.00018446 | 0.00020337 | 0.00022429 | 0.00024743 | 0.00027305 | 0.00030141 | 0.0003328 | 0.00036756 | 0.0003969 | 0.0003969 | 0.0003969 | 0.0003969 | 0.17445 | 0.17714 | 0.18062 | 0.18245 | 0.18269 | 0.18459 | 0.1889 | 0.19221 | 0.191 | 0.191 | 0.191 | 0.191 | 0.191 | 0.191 | 0.191 | 0.191 | 0.191 | 0.191 | 0.191 | 0.191 | 26.8035 | 4.3602 | 1.2962e-05 | 1176.2443 | 666.4862 | 1.6079 | 0.26454 | 31.1637 | 1.8725 | 29.2912 | -637.195 | FALSE
| 60654529 | TRG022 | TRG | 22KV | 2329.83 | 28 | 45911.034 | 3.448% | Covered | 390 | 0.023499 | 0.025281 | 0.027204 | 0.029279 | 0.03152 | 0.033938 | 0.03655 | 0.03937 | 0.042415 | 0.045705 | 0.049258 | 0.053097 | 0.057244 | 0.061725 | 0.066568 | 0.071802 | 0.07636 | 0.07636 | 0.07636 | 0.07636 | 0.17445 | 0.17714 | 0.18062 | 0.18245 | 0.18269 | 0.18459 | 0.1889 | 0.19221 | 0.191 | 0.191 | 0.191 | 0.191 | 0.191 | 0.191 | 0.191 | 0.191 | 0.191 | 0.191 | 0.191 | 0.191 | 5805.8151 | 731189.1616 | 0.0024938 | 908633.7 | 514852.0805 | 309.3508 | 39315.5891 | 736994.9766 | 39624.9399 | 697370.0367 | 182517.9562 | TRUE
| 60655959 | PLD003 | PLD | 22KV | 330.02 | 25 | 42177.4532 | 3.846% | Single phase | 44.74 | 0.0029976 | 0.0032759 | 0.0035812 | 0.0039163 | 0.004284 | 0.0046878 | 0.0051312 | 0.0056181 | 0.0061529 | 0.0067405 | 0.0073861 | 0.0080955 | 0.0088752 | 0.0097324 | 0.010675 | 0.010816 | 0.010816 | 0.010816 | 0.010816 | 0.010816 | 0.082231 | 0.082769 | 0.083808 | 0.083923 | 0.083654 | 0.084077 | 0.085 | 0.086038 | 0.085231 | 0.085231 | 0.085231 | 0.085231 | 0.085231 | 0.085231 | 0.085231 | 0.085231 | 0.085231 | 0.085231 | 0.085231 | 0.085231 | 346.8848 | 1716.6712 | 0.00035324 | 14765.0948 | 8366.2314 | 18.2173 | 90.4958 | 2063.556 | 108.7131 | 1954.8429 | -6411.3885 | FALSE
| 60655960 | PLD003 | PLD | 22KV | 315.98 | 25 | 42177.4532 | 3.846% | Single phase | 44.74 | 0.0035803 | 0.0039319 | 0.0043195 | 0.004747 | 0.0052184 | 0.0057383 | 0.006312 | 0.006945 | 0.0076435 | 0.0084146 | 0.0092659 | 0.010206 | 0.010356 | 0.010356 | 0.010356 | 0.010356 | 0.010356 | 0.010356 | 0.010356 | 0.010356 | 0.082231 | 0.082769 | 0.083808 | 0.083923 | 0.083654 | 0.084077 | 0.085 | 0.086038 | 0.085231 | 0.085231 | 0.085231 | 0.085231 | 0.085231 | 0.085231 | 0.085231 | 0.085231 | 0.085231 | 0.085231 | 0.085231 | 0.085231 | 386.8585 | 1833.6395 | 0.00033821 | 14136.9452 | 8010.3078 | 17.4423 | 82.9596 | 2220.498 | 100.402 | 2120.0961 | -5890.2117 | FALSE
| 60655997 | PLD003 | PLD | 22KV | 3340.83 | 25 | 42177.4532 | 3.846% | Three phase | 97.13 | 0.032087 | 0.035043 | 0.038285 | 0.041839 | 0.045737 | 0.050013 | 0.054705 | 0.059853 | 0.065503 | 0.071705 | 0.078514 | 0.085991 | 0.094201 | 0.10322 | 0.10949 | 0.10949 | 0.10949 | 0.10949 | 0.10949 | 0.10949 | 0.082231 | 0.082769 | 0.083808 | 0.083923 | 0.083654 | 0.084077 | 0.085 | 0.086038 | 0.085231 | 0.085231 | 0.085231 | 0.085231 | 0.085231 | 0.085231 | 0.085231 | 0.085231 | 0.085231 | 0.085231 | 0.085231 | 0.085231 | 3628.8601 | 394713.895 | 0.0035759 | 324494.8179 | 183865.987 | 184.4161 | 20133.2486 | 398342.7551 | 20317.6647 | 378025.0904 | 194159.1033 | TRUE
| 60656581 | PLD003 | PLD | 22KV | 291.36 | 25 | 42177.4532 | 3.846% | Single phase | 44.74 | 0.0026547 | 0.0029057 | 0.0031815 | 0.0034848 | 0.0038182 | 0.0041848 | 0.004588 | 0.0050316 | 0.0055197 | 0.0060567 | 0.0066478 | 0.0072985 | 0.0080148 | 0.0088036 | 0.0095493 | 0.0095493 | 0.0095493 | 0.0095493 | 0.0095493 | 0.0095493 | 0.082231 | 0.082769 | 0.083808 | 0.083923 | 0.083654 | 0.084077 | 0.085 | 0.086038 | 0.085231 | 0.085231 | 0.085231 | 0.085231 | 0.085231 | 0.085231 | 0.085231 | 0.085231 | 0.085231 | 0.085231 | 0.085231 | 0.085231 | 309.4467 | 1351.9772 | 0.00031186 | 13035.4464 | 7386.1741 | 16.0833 | 70.5355 | 1661.4239 | 86.6187 | 1574.8051 | -5811.369 | FALSE
| 60656634 | PLD001 | PLD | 22KV | 327.85 | 22 | 42177.4532 | 4.348% | Single phase | 44.74 | 0.002422 | 0.0026348 | 0.0028671 | 0.003121 | 0.0033985 | 0.0037018 | 0.0040333 | 0.0043958 | 0.0047922 | 0.0052258 | 0.0057001 | 0.006219 | 0.0067868 | 0.0074082 | 0.0080884 | 0.008833 | 0.0096482 | 0.010541 | 0.010745 | 0.010745 | 0.17543 | 0.17561 | 0.17622 | 0.17591 | 0.17491 | 0.17509 | 0.17626 | 0.17726 | 0.17609 | 0.17609 | 0.17609 | 0.17609 | 0.17609 | 0.17609 | 0.17609 | 0.17609 | 0.17609 | 0.17609 | 0.17609 | 0.17609 | 593.7221 | 1407.5919 | 0.00035092 | 14668.009 | 8311.2204 | 37.6553 | 89.3096 | 2001.314 | 126.9649 | 1874.3491 | -6436.8713 | FALSE
| 60656657 | PLD001 | PLD | 22KV | 174.04 | 22 | 42177.4532 | 4.348% | Three phase | 97.13 | 0.0022461 | 0.0024676 | 0.0027117 | 0.002981 | 0.0032781 | 0.0036057 | 0.0039673 | 0.0043662 | 0.0048066 | 0.0052927 | 0.0057041 | 0.0057041 | 0.0057041 | 0.0057041 | 0.0057041 | 0.0057041 | 0.0057041 | 0.0057041 | 0.0057041 | 0.0057041 | 0.17543 | 0.17561 | 0.17622 | 0.17591 | 0.17491 | 0.17509 | 0.17626 | 0.17726 | 0.17609 | 0.17609 | 0.17609 | 0.17609 | 0.17609 | 0.17609 | 0.17609 | 0.17609 | 0.17609 | 0.17609 | 0.17609 | 0.17609 | 472.4525 | 1290.944 | 0.00018629 | 16904.5052 | 9578.4689 | 19.9894 | 54.6391 | 1763.3966 | 74.6285 | 1688.7681 | -7889.7008 | FALSE
| 60425301 | HTN012 | HTN | 22KV | 582.38 | 15 | 38280.733 | 6.25% | Single phase | 44.74 | 0.0063383 | 0.0068322 | 0.0073662 | 0.0079437 | 0.0085683 | 0.0092439 | 0.0099748 | 0.010766 | 0.011621 | 0.012547 | 0.01355 | 0.014634 | 0.015809 | 0.01708 | 0.018457 | 0.019087 | 0.019087 | 0.019087 | 0.019087 | 0.019087 | 0.18937 | 0.19106 | 0.19356 | 0.19437 | 0.19419 | 0.19506 | 0.19781 | 0.19987 | 0.19775 | 0.19775 | 0.19775 | 0.19775 | 0.19775 | 0.19775 | 0.19775 | 0.19775 | 0.19775 | 0.19775 | 0.19775 | 0.19775 | 1351.1769 | 5608.6906 | 0.00062336 | 26055.6812 | 14763.729 | 67.6331 | 281.8127 | 6959.8675 | 349.4458 | 6610.4216 | -8153.3073 | FALSE
| 60658486 | COB011 | COB | 22KV | 728.57 | 12 | 52118.0985 | 7.692% | Three phase | 97.13 | 0.0080881 | 0.0087912 | 0.009558 | 0.010394 | 0.011307 | 0.012303 | 0.013389 | 0.014576 | 0.01587 | 0.017284 | 0.018827 | 0.020513 | 0.022354 | 0.023879 | 0.023879 | 0.023879 | 0.023879 | 0.023879 | 0.023879 | 0.023879 | 0.44992 | 0.45731 | 0.469 | 0.47738 | 0.47838 | 0.48269 | 0.49569 | 0.511 | 0.51046 | 0.51046 | 0.51046 | 0.51046 | 0.51046 | 0.51046 | 0.51046 | 0.51046 | 0.51046 | 0.51046 | 0.51046 | 0.51046 | 6180.129 | 20115.6942 | 0.00077984 | 70766.0041 | 40097.5932 | 290.2584 | 957.5196 | 26295.8232 | 1247.778 | 25048.0452 | -15049.5479 | FALSE
| 60658488 | COB011 | COB | 22KV | 268 | 12 | 52118.0985 | 7.692% | Three phase | 97.13 | 0.0022852 | 0.0024748 | 0.002681 | 0.0029051 | 0.0031488 | 0.0034139 | 0.0037022 | 0.0040158 | 0.004357 | 0.0047284 | 0.0051324 | 0.0055723 | 0.0060511 | 0.0065723 | 0.0071399 | 0.0077579 | 0.0084311 | 0.0087836 | 0.0087836 | 0.0087836 | 0.44992 | 0.45731 | 0.469 | 0.47738 | 0.47838 | 0.48269 | 0.49569 | 0.511 | 0.51046 | 0.51046 | 0.51046 | 0.51046 | 0.51046 | 0.51046 | 0.51046 | 0.51046 | 0.51046 | 0.51046 | 0.51046 | 0.51046 | 1851.881 | 2214.4473 | 0.00028686 | 26030.84 | 14749.6534 | 106.7698 | 129.5611 | 4066.3283 | 236.3309 | 3829.9974 | -10919.656 | FALSE
| 60660633 | TRG024 | TRG | 22KV | 446.07 | 15 | 45911.034 | 6.25% | Covered | 390 | 0.0044204 | 0.0047499 | 0.005105 | 0.0054878 | 0.0059006 | 0.0063456 | 0.0068255 | 0.0073432 | 0.0079015 | 0.0085038 | 0.0091535 | 0.0098547 | 0.010611 | 0.011428 | 0.012309 | 0.01326 | 0.014287 | 0.01462 | 0.01462 | 0.01462 | 0.44681 | 0.45469 | 0.46713 | 0.47706 | 0.47956 | 0.4835 | 0.49631 | 0.51144 | 0.51269 | 0.51269 | 0.51269 | 0.51269 | 0.51269 | 0.51269 | 0.51269 | 0.51269 | 0.51269 | 0.51269 | 0.51269 | 0.51269 | 2892.989 | 26208.6161 | 0.00047746 | 173967.3 | 98573.7447 | 156.8009 | 1441.1937 | 29101.6052 | 1597.9946 | 27503.6106 | -71070.1341 | FALSE
| 60660634 | TRG024 | TRG | 22KV | 842.05 | 15 | 45911.034 | 6.25% | Three phase | 97.13 | 0.010456 | 0.011266 | 0.012141 | 0.013086 | 0.014108 | 0.015213 | 0.016407 | 0.017698 | 0.019094 | 0.020604 | 0.022237 | 0.024003 | 0.025914 | 0.027598 | 0.027598 | 0.027598 | 0.027598 | 0.027598 | 0.027598 | 0.027598 | 0.44681 | 0.45469 | 0.46713 | 0.47706 | 0.47956 | 0.4835 | 0.49631 | 0.51144 | 0.51269 | 0.51269 | 0.51269 | 0.51269 | 0.51269 | 0.51269 | 0.51269 | 0.51269 | 0.51269 | 0.51269 | 0.51269 | 0.51269 | 6503.7118 | 27734.4709 | 0.0009013 | 81788.3165 | 46343.0807 | 295.9943 | 1279.0304 | 34238.1827 | 1575.0247 | 32663.158 | -13679.9227 | FALSE
| 60660772 | WBL004 | WBL | 22KV | 460.76 | 1 | 45090.5514 | 50% | Three phase | 97.13 | 0.0059275 | 0.0065015 | 0.0071333 | 0.0078289 | 0.0085949 | 0.0094385 | 0.010368 | 0.011391 | 0.012519 | 0.013762 | 0.015101 | 0.015101 | 0.015101 | 0.015101 | 0.015101 | 0.015101 | 0.015101 | 0.015101 | 0.015101 | 0.015101 | 4.4245 | 4.394 | 4.394 | 4.389 | 4.3705 | 4.3565 | 4.3595 | 4.386 | 4.3845 | 4.3845 | 4.3845 | 4.3845 | 4.3845 | 4.3845 | 4.3845 | 4.3845 | 4.3845 | 4.3845 | 4.3845 | 4.3845 | 33128.9322 | 9000.9528 | 0.00049318 | 44753.6188 | 25358.3966 | 1409.9352 | 382.9611 | 42129.885 | 1792.8963 | 40336.9888 | 14978.5921 | TRUE
| 60660773 | WBL004 | WBL | 22KV | 252.81 | 1 | 45090.5514 | 50% | Three phase | 97.13 | 0.0032523 | 0.0035672 | 0.0039139 | 0.0042956 | 0.0047159 | 0.0051787 | 0.0056886 | 0.0062503 | 0.0068692 | 0.0075512 | 0.0082858 | 0.0082858 | 0.0082858 | 0.0082858 | 0.0082858 | 0.0082858 | 0.0082858 | 0.0082858 | 0.0082858 | 0.0082858 | 4.4245 | 4.394 | 4.394 | 4.389 | 4.3705 | 4.3565 | 4.3595 | 4.386 | 4.3845 | 4.3845 | 4.3845 | 4.3845 | 4.3845 | 4.3845 | 4.3845 | 4.3845 | 4.3845 | 4.3845 | 4.3845 | 4.3845 | 18177.1972 | 2709.7389 | 0.0002706 | 24555.4353 | 13913.6562 | 773.6039 | 115.2905 | 20886.936 | 888.8944 | 19998.0416 | 6084.3854 | TRUE
| 60660774 | WBL004 | WBL | 22KV | 134.82 | 1 | 45090.5514 | 50% | Three phase | 97.13 | 0.0017344 | 0.0019024 | 0.0020872 | 0.0022908 | 0.0025149 | 0.0027617 | 0.0030336 | 0.0033332 | 0.0036632 | 0.0040269 | 0.0044187 | 0.0044187 | 0.0044187 | 0.0044187 | 0.0044187 | 0.0044187 | 0.0044187 | 0.0044187 | 0.0044187 | 0.0044187 | 4.4245 | 4.394 | 4.394 | 4.389 | 4.3705 | 4.3565 | 4.3595 | 4.386 | 4.3845 | 4.3845 | 4.3845 | 4.3845 | 4.3845 | 4.3845 | 4.3845 | 4.3845 | 4.3845 | 4.3845 | 4.3845 | 4.3845 | 9693.6423 | 770.633 | 0.00014431 | 13095.0666 | 7419.9562 | 412.552 | 32.7879 | 10464.2753 | 445.3399 | 10018.9354 | 2598.9792 | TRUE
| 60660780 | WBL004 | WBL | 22KV | 32.32 | 1 | 45090.5514 | 50% | Three phase | 97.13 | 0.00041578 | 0.00045605 | 0.00050037 | 0.00054916 | 0.00060289 | 0.00066206 | 0.00072724 | 0.00079905 | 0.00087817 | 0.00096537 | 0.0010593 | 0.0010593 | 0.0010593 | 0.0010593 | 0.0010593 | 0.0010593 | 0.0010593 | 0.0010593 | 0.0010593 | 0.0010593 | 4.4245 | 4.394 | 4.394 | 4.389 | 4.3705 | 4.3565 | 4.3595 | 4.386 | 4.3845 | 4.3845 | 4.3845 | 4.3845 | 4.3845 | 4.3845 | 4.3845 | 4.3845 | 4.3845 | 4.3845 | 4.3845 | 4.3845 | 2323.8282 | 44.2875 | 3.4594e-05 | 3139.2416 | 1778.7642 | 98.8999 | 1.8843 | 2368.1158 | 100.7842 | 2267.3316 | 488.5674 | TRUE
| 60660783 | WBL004 | WBL | 22KV | 491.5 | 1 | 45090.5514 | 50% | Three phase | 97.13 | 0.0063229 | 0.0069352 | 0.0076092 | 0.0083513 | 0.0091683 | 0.010068 | 0.011059 | 0.012151 | 0.013355 | 0.014681 | 0.016109 | 0.016109 | 0.016109 | 0.016109 | 0.016109 | 0.016109 | 0.016109 | 0.016109 | 0.016109 | 0.016109 | 4.4245 | 4.394 | 4.394 | 4.389 | 4.3705 | 4.3565 | 4.3595 | 4.386 | 4.3845 | 4.3845 | 4.3845 | 4.3845 | 4.3845 | 4.3845 | 4.3845 | 4.3845 | 4.3845 | 4.3845 | 4.3845 | 4.3845 | 35339.1575 | 10242.0287 | 0.00052609 | 47739.395 | 27050.2039 | 1504.0002 | 435.7648 | 45581.1862 | 1939.765 | 43641.4212 | 16591.2173 | TRUE
| 60660786 | WBL004 | WBL | 22KV | 49.89 | 1 | 45090.5514 | 50% | Three phase | 97.13 | 0.00064181 | 0.00070397 | 0.00077238 | 0.0008477 | 0.00093064 | 0.001022 | 0.0011226 | 0.0012334 | 0.0013556 | 0.0014902 | 0.0016351 | 0.0016351 | 0.0016351 | 0.0016351 | 0.0016351 | 0.0016351 | 0.0016351 | 0.0016351 | 0.0016351 | 0.0016351 | 4.4245 | 4.394 | 4.394 | 4.389 | 4.3705 | 4.3565 | 4.3595 | 4.386 | 4.3845 | 4.3845 | 4.3845 | 4.3845 | 4.3845 | 4.3845 | 4.3845 | 4.3845 | 4.3845 | 4.3845 | 4.3845 | 4.3845 | 3587.1222 | 105.5276 | 5.3401e-05 | 4845.8157 | 2745.747 | 152.6644 | 4.4899 | 3692.6498 | 157.1543 | 3535.4955 | 789.7485 | TRUE
| 60660788 | WBL004 | WBL | 22KV | 31.63 | 1 | 45090.5514 | 50% | Three phase | 97.13 | 0.00025767 | 0.00028614 | 0.00031791 | 0.00035339 | 0.000393 | 0.00043725 | 0.00048668 | 0.00054192 | 0.00060367 | 0.00067271 | 0.00074991 | 0.00083626 | 0.00093286 | 0.0010367 | 0.0010367 | 0.0010367 | 0.0010367 | 0.0010367 | 0.0010367 | 0.0010367 | 4.4245 | 4.394 | 4.394 | 4.389 | 4.3705 | 4.3565 | 4.3595 | 4.386 | 4.3845 | 4.3845 | 4.3845 | 4.3845 | 4.3845 | 4.3845 | 4.3845 | 4.3845 | 4.3845 | 4.3845 | 4.3845 | 4.3845 | 1855.6651 | 34.61 | 3.3856e-05 | 3072.2219 | 1740.7893 | 96.7885 | 1.8047 | 1890.2751 | 98.5932 | 1791.6819 | 50.8926 | TRUE
| 60660906 | KRT022 | KRT | 22KV | 251.98 | 3 | 47052.9427 | 25% | Three phase | 97.13 | 0.0032738 | 0.0036088 | 0.0039795 | 0.0043898 | 0.0048438 | 0.0053465 | 0.0059032 | 0.0065197 | 0.0072026 | 0.0079591 | 0.0082586 | 0.0082586 | 0.0082586 | 0.0082586 | 0.0082586 | 0.0082586 | 0.0082586 | 0.0082586 | 0.0082586 | 0.0082586 | 1.876 | 1.8993 | 1.931 | 1.9485 | 1.9625 | 1.981 | 2.0128 | 2.048 | 2.0605 | 2.0605 | 2.0605 | 2.0605 | 2.0605 | 2.0605 | 2.0605 | 2.0605 | 2.0605 | 2.0605 | 2.0605 | 2.0605 | 8887.3586 | 2736.4549 | 0.00026971 | 24474.8174 | 13867.9763 | 368.5701 | 114.5347 | 11623.8135 | 483.1049 | 11140.7086 | -2727.2677 | FALSE
| 60663343 | CDN003 | CDN | 22KV | 273.55 | 0 | 45429.2584 | 100% | Three phase | 97.13 | 0.0031608 | 0.003433 | 0.0037297 | 0.0040531 | 0.0044057 | 0.00479 | 0.0052091 | 0.0056662 | 0.0061647 | 0.0067085 | 0.0073017 | 0.007949 | 0.0086554 | 0.0089655 | 0.0089655 | 0.0089655 | 0.0089655 | 0.0089655 | 0.0089655 | 0.0089655 | 3.341 | 3.342 | 3.349 | 3.336 | 3.313 | 3.304 | 3.308 | 3.309 | 3.286 | 3.286 | 3.286 | 3.286 | 3.286 | 3.286 | 3.286 | 3.286 | 3.286 | 3.286 | 3.286 | 3.286 | 13610.4483 | 2896.1581 | 0.0002928 | 26569.9115 | 15055.1033 | 635.7515 | 134.9828 | 16506.6064 | 770.7344 | 15735.872 | 680.7687 | TRUE
| 60663885 | TRG022 | TRG | 22KV | 970.12 | 28 | 45911.034 | 3.448% | Single phase | 44.74 | 0.010094 | 0.010898 | 0.011768 | 0.012711 | 0.013732 | 0.014839 | 0.016039 | 0.017339 | 0.018748 | 0.020276 | 0.021932 | 0.023728 | 0.025675 | 0.027788 | 0.030079 | 0.031795 | 0.031795 | 0.031795 | 0.031795 | 0.031795 | 0.17445 | 0.17714 | 0.18062 | 0.18245 | 0.18269 | 0.18459 | 0.1889 | 0.19221 | 0.191 | 0.191 | 0.191 | 0.191 | 0.191 | 0.191 | 0.191 | 0.191 | 0.191 | 0.191 | 0.191 | 0.191 | 2529.0043 | 15212.9327 | 0.0010384 | 43403.1688 | 24593.2016 | 128.8109 | 781.9853 | 17741.9371 | 910.7962 | 16831.1409 | -7762.0607 | FALSE
| 60663886 | TRG022 | TRG | 22KV | 55.59 | 28 | 45911.034 | 3.448% | Single phase | 44.74 | 0.00066434 | 0.00071475 | 0.00076915 | 0.00082784 | 0.0008912 | 0.00095958 | 0.0010334 | 0.0011131 | 0.0011991 | 0.0012921 | 0.0013924 | 0.0015008 | 0.0016179 | 0.0017443 | 0.0018219 | 0.0018219 | 0.0018219 | 0.0018219 | 0.0018219 | 0.0018219 | 0.17445 | 0.17714 | 0.18062 | 0.18245 | 0.18269 | 0.18459 | 0.1889 | 0.19221 | 0.191 | 0.191 | 0.191 | 0.191 | 0.191 | 0.191 | 0.191 | 0.191 | 0.191 | 0.191 | 0.191 | 0.191 | 156.3762 | 53.9405 | 5.9502e-05 | 2487.0966 | 1409.2443 | 7.3811 | 2.5677 | 210.3167 | 9.9488 | 200.3679 | -1208.8764 | FALSE
| 60663888 | TRG022 | TRG | 22KV | 43.36 | 28 | 45911.034 | 3.448% | Three phase | 97.13 | 0.00037815 | 0.00040823 | 0.00044081 | 0.00047611 | 0.00051436 | 0.00055582 | 0.00060076 | 0.00064947 | 0.00070229 | 0.00075957 | 0.00082169 | 0.00088907 | 0.00096215 | 0.0010414 | 0.0011275 | 0.0012208 | 0.0013221 | 0.0014211 | 0.0014211 | 0.0014211 | 0.17445 | 0.17714 | 0.18062 | 0.18245 | 0.18269 | 0.18459 | 0.1889 | 0.19221 | 0.191 | 0.191 | 0.191 | 0.191 | 0.191 | 0.191 | 0.191 | 0.191 | 0.191 | 0.191 | 0.191 | 0.191 | 98.7545 | 57.6127 | 4.6411e-05 | 4211.5568 | 2386.3618 | 5.7573 | 3.3914 | 156.3672 | 9.1487 | 147.2185 | -2239.1433 | FALSE
| 60668779 | COB011 | COB | 22KV | 2118.99 | 12 | 52118.0985 | 7.692% | Three phase | 97.13 | 0.025706 | 0.028172 | 0.030883 | 0.033866 | 0.037148 | 0.040759 | 0.044734 | 0.04911 | 0.053928 | 0.059233 | 0.065075 | 0.069449 | 0.069449 | 0.069449 | 0.069449 | 0.069449 | 0.069449 | 0.069449 | 0.069449 | 0.069449 | 0.44992 | 0.45731 | 0.469 | 0.47738 | 0.47838 | 0.48269 | 0.49569 | 0.511 | 0.51046 | 0.51046 | 0.51046 | 0.51046 | 0.51046 | 0.51046 | 0.51046 | 0.51046 | 0.51046 | 0.51046 | 0.51046 | 0.51046 | 19455.199 | 184282.4113 | 0.0022681 | 205817.4987 | 116620.7762 | 844.1943 | 8099.5878 | 203737.6103 | 8943.7821 | 194793.8282 | 78173.0519 | TRUE
| 60669014 | HTN034 | HTN | 22KV | 879.14 | 50 | 38280.733 | 1.961% | Three phase | 97.13 | 0.008168 | 0.008943 | 0.009795 | 0.010732 | 0.011762 | 0.012895 | 0.014142 | 0.015514 | 0.017024 | 0.018686 | 0.020515 | 0.02253 | 0.024748 | 0.027192 | 0.028814 | 0.028814 | 0.028814 | 0.028814 | 0.028814 | 0.028814 | 0.061647 | 0.062098 | 0.062686 | 0.063078 | 0.062686 | 0.06249 | 0.063078 | 0.063922 | 0.063529 | 0.063529 | 0.063529 | 0.063529 | 0.063529 | 0.063529 | 0.063529 | 0.063529 | 0.063529 | 0.063529 | 0.063529 | 0.063529 | 640.7424 | 27092.7101 | 0.000941 | 85390.8682 | 48384.3667 | 32.872 | 1394.1875 | 27733.4526 | 1427.0595 | 26306.393 | -22077.9737 | FALSE
| 60669429 | CDN004 | CDN | 22KV | 237.56 | 10 | 45429.2584 | 9.091% | Three phase | 97.13 | 0.0021391 | 0.0023273 | 0.002533 | 0.0027577 | 0.0030031 | 0.0032713 | 0.0035645 | 0.0038849 | 0.0042352 | 0.0046183 | 0.0050372 | 0.0054954 | 0.0059966 | 0.0065449 | 0.0071449 | 0.007786 | 0.007786 | 0.007786 | 0.007786 | 0.007786 | 0.12718 | 0.12755 | 0.12973 | 0.13027 | 0.13 | 0.13064 | 0.13282 | 0.13464 | 0.13336 | 0.13336 | 0.13336 | 0.13336 | 0.13336 | 0.13336 | 0.13336 | 0.13336 | 0.13336 | 0.13336 | 0.13336 | 0.13336 | 407.1299 | 1872.2153 | 0.00025428 | 23074.2028 | 13074.3569 | 22.0177 | 101.8009 | 2279.3452 | 123.8186 | 2155.5266 | -10918.8303 | FALSE
| 60669433 | CDN004 | CDN | 22KV | 171.24 | 10 | 45429.2584 | 9.091% | Three phase | 97.13 | 0.001594 | 0.0017328 | 0.0018843 | 0.0020496 | 0.00223 | 0.002427 | 0.002642 | 0.0028769 | 0.0031334 | 0.0034136 | 0.0037198 | 0.0040542 | 0.0044198 | 0.0048193 | 0.0052559 | 0.0056124 | 0.0056124 | 0.0056124 | 0.0056124 | 0.0056124 | 0.12718 | 0.12755 | 0.12973 | 0.13027 | 0.13 | 0.13064 | 0.13282 | 0.13464 | 0.13336 | 0.13336 | 0.13336 | 0.13336 | 0.13336 | 0.13336 | 0.13336 | 0.13336 | 0.13336 | 0.13336 | 0.13336 | 0.13336 | 298.7383 | 990.3362 | 0.00018329 | 16632.5412 | 9424.3681 | 15.871 | 52.8951 | 1289.0745 | 68.7661 | 1220.3084 | -8204.0597 | FALSE
| 60669440 | CDN004 | CDN | 22KV | 427.77 | 10 | 45429.2584 | 9.091% | Single phase | 44.74 | 0.003782 | 0.0040622 | 0.0043641 | 0.0046895 | 0.0050402 | 0.0054183 | 0.0058259 | 0.0062655 | 0.0067394 | 0.0072506 | 0.007802 | 0.0083967 | 0.0090384 | 0.0097307 | 0.010478 | 0.011284 | 0.012154 | 0.013093 | 0.01402 | 0.01402 | 0.12718 | 0.12755 | 0.12973 | 0.13027 | 0.13 | 0.13064 | 0.13282 | 0.13464 | 0.13336 | 0.13336 | 0.13336 | 0.13336 | 0.13336 | 0.13336 | 0.13336 | 0.13336 | 0.13336 | 0.13336 | 0.13336 | 0.13336 | 656.1167 | 2503.6403 | 0.00045787 | 19138.4298 | 10844.2603 | 39.6469 | 152.0437 | 3159.757 | 191.6905 | 2968.0665 | -7876.1939 | FALSE
| 60669446 | CDN006 | CDN | 22KV | 1328.98 | 18 | 45429.2584 | 5.263% | Covered | 390 | 0.011328 | 0.012186 | 0.013112 | 0.014112 | 0.015191 | 0.016357 | 0.017615 | 0.018975 | 0.020444 | 0.02203 | 0.023745 | 0.025597 | 0.027599 | 0.029763 | 0.032102 | 0.034631 | 0.037365 | 0.040321 | 0.043517 | 0.043557 | 0.12316 | 0.12442 | 0.12637 | 0.12705 | 0.12705 | 0.12779 | 0.13011 | 0.13184 | 0.13037 | 0.13037 | 0.13037 | 0.13037 | 0.13037 | 0.13037 | 0.13037 | 0.13037 | 0.13037 | 0.13037 | 0.13037 | 0.13037 | 1955.7117 | 206807.292 | 0.0014225 | 518302.2 | 293681.5639 | 120.3023 | 12792.4348 | 208763.0037 | 12912.737 | 195850.2666 | -97831.2972 | FALSE
| 60669692 | TRG011 | TRG | 22KV | 119.69 | 0 | 45911.034 | 100% | Three phase | 97.13 | 0.00095086 | 0.0010453 | 0.0011497 | 0.0012649 | 0.0013923 | 0.001533 | 0.0016885 | 0.0018605 | 0.0020507 | 0.002261 | 0.0024937 | 0.0027511 | 0.003036 | 0.0033513 | 0.0037004 | 0.0039228 | 0.0039228 | 0.0039228 | 0.0039228 | 0.0039228 | 1.389 | 1.406 | 1.443 | 1.452 | 1.459 | 1.473 | 1.51 | 1.543 | 1.525 | 1.525 | 1.525 | 1.525 | 1.525 | 1.525 | 1.525 | 1.525 | 1.525 | 1.525 | 1.525 | 1.525 | 2298.2388 | 462.9876 | 0.00012811 | 11625.4897 | 6587.2612 | 126.844 | 25.8417 | 2761.2265 | 152.6857 | 2608.5408 | -3978.7205 | FALSE
| 60669694 | TRG022 | TRG | 22KV | 391.73 | 28 | 45911.034 | 3.448% | Single phase | 44.74 | 0.0039511 | 0.0042507 | 0.004574 | 0.0049229 | 0.0052996 | 0.0057063 | 0.0061453 | 0.0066195 | 0.0071315 | 0.0076846 | 0.0082821 | 0.0089275 | 0.0096248 | 0.010378 | 0.011193 | 0.012073 | 0.012839 | 0.012839 | 0.012839 | 0.012839 | 0.17445 | 0.17714 | 0.18062 | 0.18245 | 0.18269 | 0.18459 | 0.1889 | 0.19221 | 0.191 | 0.191 | 0.191 | 0.191 | 0.191 | 0.191 | 0.191 | 0.191 | 0.191 | 0.191 | 0.191 | 0.191 | 976.1708 | 2371.299 | 0.00041929 | 17526.0002 | 9930.6218 | 52.0132 | 127.5033 | 3347.4698 | 179.5165 | 3167.9532 | -6762.6686 | FALSE
| 60669696 | TRG011 | TRG | 22KV | 541.19 | 0 | 45911.034 | 100% | Three phase | 97.13 | 0.0042994 | 0.0047266 | 0.0051983 | 0.0057195 | 0.0062952 | 0.0069315 | 0.0076349 | 0.0084125 | 0.0092724 | 0.010223 | 0.011276 | 0.01244 | 0.013728 | 0.015153 | 0.016732 | 0.017737 | 0.017737 | 0.017737 | 0.017737 | 0.017737 | 1.389 | 1.406 | 1.443 | 1.452 | 1.459 | 1.473 | 1.51 | 1.543 | 1.525 | 1.525 | 1.525 | 1.525 | 1.525 | 1.525 | 1.525 | 1.525 | 1.525 | 1.525 | 1.525 | 1.525 | 10391.7109 | 9465.7096 | 0.00057927 | 52565.7847 | 29784.9437 | 573.5374 | 528.3292 | 19857.4205 | 1101.8667 | 18755.5538 | -11029.3899 | FALSE
| 60669706 | TRG022 | TRG | 22KV | 2314.48 | 28 | 45911.034 | 3.448% | Single phase | 44.74 | 0.023345 | 0.025115 | 0.027025 | 0.029086 | 0.031312 | 0.033715 | 0.036309 | 0.03911 | 0.042136 | 0.045403 | 0.048933 | 0.052747 | 0.056867 | 0.061319 | 0.06613 | 0.071329 | 0.075857 | 0.075857 | 0.075857 | 0.075857 | 0.17445 | 0.17714 | 0.18062 | 0.18245 | 0.18269 | 0.18459 | 0.1889 | 0.19221 | 0.191 | 0.191 | 0.191 | 0.191 | 0.191 | 0.191 | 0.191 | 0.191 | 0.191 | 0.191 | 0.191 | 0.191 | 5767.5637 | 82778.8743 | 0.0024773 | 103549.8352 | 58673.6416 | 307.3127 | 4450.9689 | 88546.438 | 4758.2816 | 83788.1564 | 25114.5148 | TRUE
| 60669777 | WBL002 | WBL | 22KV | 661.44 | 1 | 45090.5514 | 50% | Single phase | 44.74 | 0.0081969 | 0.0088227 | 0.0094981 | 0.010227 | 0.011015 | 0.011865 | 0.012783 | 0.013774 | 0.014846 | 0.016003 | 0.017253 | 0.018603 | 0.020063 | 0.02164 | 0.021679 | 0.021679 | 0.021679 | 0.021679 | 0.021679 | 0.021679 | 7.4585 | 7.492 | 7.5695 | 7.6055 | 7.612 | 7.645 | 7.7315 | 7.818 | 7.8165 | 7.8165 | 7.8165 | 7.8165 | 7.8165 | 7.8165 | 7.8165 | 7.8165 | 7.8165 | 7.8165 | 7.8165 | 7.8165 | 77169.236 | 7839.4637 | 0.00070798 | 29592.8256 | 16767.9537 | 3561.4011 | 363.5202 | 85008.6997 | 3924.9213 | 81083.7784 | 64315.8247 | TRUE
| 60669778 | WBL002 | WBL | 22KV | 2228.42 | 1 | 45090.5514 | 50% | Single phase | 44.74 | 0.027616 | 0.029724 | 0.032 | 0.034456 | 0.037109 | 0.039973 | 0.043066 | 0.046407 | 0.050015 | 0.053913 | 0.058125 | 0.062675 | 0.067592 | 0.072906 | 0.073036 | 0.073036 | 0.073036 | 0.073036 | 0.073036 | 0.073036 | 7.4585 | 7.492 | 7.5695 | 7.6055 | 7.612 | 7.645 | 7.7315 | 7.818 | 7.8165 | 7.8165 | 7.8165 | 7.8165 | 7.8165 | 7.8165 | 7.8165 | 7.8165 | 7.8165 | 7.8165 | 7.8165 | 7.8165 | 259986.4975 | 88981.4626 | 0.0023852 | 99699.5108 | 56491.9621 | 11998.5145 | 4126.1194 | 348967.9601 | 16124.6339 | 332843.3263 | 276351.3641 | TRUE
| 60669779 | WBL002 | WBL | 22KV | 1551.15 | 1 | 45090.5514 | 50% | Single phase | 44.74 | 0.019223 | 0.02069 | 0.022274 | 0.023984 | 0.025831 | 0.027824 | 0.029977 | 0.032303 | 0.034814 | 0.037528 | 0.040459 | 0.043627 | 0.047049 | 0.050748 | 0.050839 | 0.050839 | 0.050839 | 0.050839 | 0.050839 | 0.050839 | 7.4585 | 7.492 | 7.5695 | 7.6055 | 7.612 | 7.645 | 7.7315 | 7.818 | 7.8165 | 7.8165 | 7.8165 | 7.8165 | 7.8165 | 7.8165 | 7.8165 | 7.8165 | 7.8165 | 7.8165 | 7.8165 | 7.8165 | 180970.3986 | 43113.476 | 0.0016603 | 69398.451 | 39322.7071 | 8351.8797 | 1999.1956 | 224083.8746 | 10351.0753 | 213732.7993 | 174410.0922 | TRUE
| 60669788 | TRG014 | TRG | 22KV | 896.9 | 7 | 45911.034 | 12.5% | Covered | 390 | 0.011234 | 0.012157 | 0.013158 | 0.014245 | 0.015426 | 0.016708 | 0.0181 | 0.019612 | 0.021255 | 0.02304 | 0.024979 | 0.027086 | 0.029375 | 0.029396 | 0.029396 | 0.029396 | 0.029396 | 0.029396 | 0.029396 | 0.029396 | 0.46737 | 0.47 | 0.47475 | 0.476 | 0.4735 | 0.47525 | 0.48163 | 0.487 | 0.48187 | 0.48187 | 0.48187 | 0.48187 | 0.48187 | 0.48187 | 0.48187 | 0.48187 | 0.48187 | 0.48187 | 0.48187 | 0.48187 | 6789.5818 | 129329.6126 | 0.00096001 | 349791 | 198199.3669 | 305.0551 | 5826.4546 | 136119.1944 | 6131.5097 | 129987.6847 | -68211.6822 | FALSE
| 60669802 | TRG024 | TRG | 22KV | 368.8 | 15 | 45911.034 | 6.25% | Three phase | 97.13 | 0.0023169 | 0.0025075 | 0.0027148 | 0.00294 | 0.003185 | 0.0034513 | 0.003741 | 0.0040562 | 0.0043991 | 0.0047722 | 0.0051783 | 0.0056204 | 0.0061016 | 0.0066256 | 0.0071961 | 0.0078175 | 0.0084944 | 0.0092318 | 0.010035 | 0.01091 | 0.44681 | 0.45469 | 0.46713 | 0.47706 | 0.47956 | 0.4835 | 0.49631 | 0.51144 | 0.51269 | 0.51269 | 0.51269 | 0.51269 | 0.51269 | 0.51269 | 0.51269 | 0.51269 | 0.51269 | 0.51269 | 0.51269 | 0.51269 | 1695.3803 | 3156.6197 | 0.00039475 | 35821.544 | 20297.2842 | 129.6392 | 245.3505 | 4852 | 374.9897 | 4477.0103 | -15820.2739 | FALSE
| 60670112 | WBL008 | WBL | 22KV | 196.67 | 0 | 45090.5514 | 100% | Three phase | 97.13 | 0.0025552 | 0.0028167 | 0.003106 | 0.0034262 | 0.0037806 | 0.004173 | 0.0046074 | 0.0050886 | 0.0056216 | 0.006212 | 0.0064458 | 0.0064458 | 0.0064458 | 0.0064458 | 0.0064458 | 0.0064458 | 0.0064458 | 0.0064458 | 0.0064458 | 0.0064458 | 4.585 | 4.51 | 4.51 | 4.515 | 4.523 | 4.554 | 4.612 | 4.672 | 4.701 | 4.701 | 4.701 | 4.701 | 4.701 | 4.701 | 4.701 | 4.701 | 4.701 | 4.701 | 4.701 | 4.701 | 15259.7073 | 1666.9877 | 0.00021051 | 19102.5571 | 10823.9341 | 635.6621 | 69.772 | 16926.695 | 705.4341 | 16221.2609 | 5397.3268 | TRUE
| 60670124 | WBL012 | WBL | 22KV | 31.11 | 17 | 45090.5514 | 5.556% | Three phase | 97.13 | 0.00033009 | 0.00036834 | 0.00041122 | 0.0004593 | 0.00051322 | 0.00057372 | 0.00064161 | 0.00071782 | 0.00080338 | 0.00089946 | 0.0010074 | 0.0010196 | 0.0010196 | 0.0010196 | 0.0010196 | 0.0010196 | 0.0010196 | 0.0010196 | 0.0010196 | 0.0010196 | 0.48244 | 0.48689 | 0.49522 | 0.50094 | 0.50244 | 0.50561 | 0.51483 | 0.525 | 0.52667 | 0.52667 | 0.52667 | 0.52667 | 0.52667 | 0.52667 | 0.52667 | 0.52667 | 0.52667 | 0.52667 | 0.52667 | 0.52667 | 252.8643 | 39.1488 | 3.3299e-05 | 3021.7143 | 1712.1706 | 11.1608 | 1.7458 | 292.013 | 12.9067 | 279.1064 | -1433.0642 | FALSE
| 60670496 | PLD001 | PLD | 22KV | 1178.45 | 22 | 42177.4532 | 4.348% | Single phase | 44.74 | 0.015114 | 0.016552 | 0.018132 | 0.019869 | 0.021778 | 0.023878 | 0.026186 | 0.028726 | 0.031519 | 0.034593 | 0.037975 | 0.038623 | 0.038623 | 0.038623 | 0.038623 | 0.038623 | 0.038623 | 0.038623 | 0.038623 | 0.038623 | 0.17543 | 0.17561 | 0.17622 | 0.17591 | 0.17491 | 0.17509 | 0.17626 | 0.17726 | 0.17609 | 0.17609 | 0.17609 | 0.17609 | 0.17609 | 0.17609 | 0.17609 | 0.17609 | 0.17609 | 0.17609 | 0.17609 | 0.17609 | 3163.0936 | 26956.7151 | 0.0012614 | 52723.853 | 29874.5087 | 135.3512 | 1153.9049 | 30119.8087 | 1289.2561 | 28830.5526 | -1043.9561 | FALSE
| 60670503 | PLD003 | PLD | 22KV | 34.61 | 25 | 42177.4532 | 3.846% | Three phase | 97.13 | 0.00033342 | 0.0003647 | 0.00039905 | 0.00043677 | 0.00047821 | 0.00052375 | 0.00057379 | 0.00062879 | 0.00068925 | 0.00075572 | 0.00082882 | 0.00090922 | 0.00099765 | 0.0010949 | 0.0011343 | 0.0011343 | 0.0011343 | 0.0011343 | 0.0011343 | 0.0011343 | 0.082231 | 0.082769 | 0.083808 | 0.083923 | 0.083654 | 0.084077 | 0.085 | 0.086038 | 0.085231 | 0.085231 | 0.085231 | 0.085231 | 0.085231 | 0.085231 | 0.085231 | 0.085231 | 0.085231 | 0.085231 | 0.085231 | 0.085231 | 37.9496 | 42.7622 | 3.7045e-05 | 3361.6693 | 1904.7967 | 1.9105 | 2.1608 | 80.7118 | 4.0713 | 76.6406 | -1828.1561 | FALSE
| 60670689 | PLD001 | PLD | 22KV | 49.78 | 22 | 42177.4532 | 4.348% | Single phase | 44.74 | 0.00063843 | 0.00069917 | 0.00076592 | 0.00083929 | 0.00091995 | 0.0010086 | 0.0011062 | 0.0012134 | 0.0013314 | 0.0014613 | 0.0016041 | 0.0016315 | 0.0016315 | 0.0016315 | 0.0016315 | 0.0016315 | 0.0016315 | 0.0016315 | 0.0016315 | 0.0016315 | 0.17543 | 0.17561 | 0.17622 | 0.17591 | 0.17491 | 0.17509 | 0.17626 | 0.17726 | 0.17609 | 0.17609 | 0.17609 | 0.17609 | 0.17609 | 0.17609 | 0.17609 | 0.17609 | 0.17609 | 0.17609 | 0.17609 | 0.17609 | 133.6152 | 48.101 | 5.3283e-05 | 2227.1572 | 1261.9568 | 5.7175 | 2.059 | 181.7162 | 7.7765 | 173.9397 | -1088.0171 | FALSE
| 60672629 | PLD003 | PLD | 22KV | 93.18 | 25 | 42177.4532 | 3.846% | Single phase | 44.74 | 0.00084636 | 0.00092493 | 0.0010111 | 0.0011057 | 0.0012096 | 0.0013236 | 0.0014488 | 0.0015863 | 0.0017373 | 0.0019032 | 0.0020854 | 0.0022857 | 0.0025059 | 0.0027479 | 0.003014 | 0.003054 | 0.003054 | 0.003054 | 0.003054 | 0.003054 | 0.082231 | 0.082769 | 0.083808 | 0.083923 | 0.083654 | 0.084077 | 0.085 | 0.086038 | 0.085231 | 0.085231 | 0.085231 | 0.085231 | 0.085231 | 0.085231 | 0.085231 | 0.085231 | 0.085231 | 0.085231 | 0.085231 | 0.085231 | 97.9417 | 136.8523 | 9.9737e-05 | 4168.8732 | 2362.1764 | 5.1436 | 7.2143 | 234.794 | 12.3579 | 222.4361 | -2139.7402 | FALSE
| 60672818 | KRT012 | KRT | 22KV | 41.7 | 10 | 47052.9427 | 9.091% | Single phase | 44.74 | 0.00038244 | 0.00041999 | 0.00046141 | 0.00050709 | 0.00055749 | 0.00061311 | 0.0006745 | 0.00074226 | 0.00081709 | 0.00089972 | 0.00099099 | 0.0010918 | 0.0012032 | 0.0013263 | 0.0013667 | 0.0013667 | 0.0013667 | 0.0013667 | 0.0013667 | 0.0013667 | 0.27627 | 0.27927 | 0.285 | 0.28955 | 0.28982 | 0.29191 | 0.29736 | 0.30491 | 0.30555 | 0.30555 | 0.30555 | 0.30555 | 0.30555 | 0.30555 | 0.30555 | 0.30555 | 0.30555 | 0.30555 | 0.30555 | 0.30555 | 178.8206 | 28.2609 | 4.4634e-05 | 1865.658 | 1057.1234 | 9.0293 | 1.4448 | 207.0816 | 10.4742 | 196.6074 | -860.5159 | FALSE
| 60672829 | HTN013 | HTN | 22KV | 2248.64 | 30 | 38280.733 | 3.226% | Three phase | 97.13 | 0.020822 | 0.022576 | 0.024485 | 0.026562 | 0.028823 | 0.031284 | 0.033965 | 0.036883 | 0.040062 | 0.043525 | 0.047297 | 0.051407 | 0.055886 | 0.060767 | 0.066087 | 0.071887 | 0.073699 | 0.073699 | 0.073699 | 0.073699 | 0.15197 | 0.15152 | 0.15174 | 0.15132 | 0.15016 | 0.14877 | 0.14881 | 0.14926 | 0.1479 | 0.1479 | 0.1479 | 0.1479 | 0.1479 | 0.1479 | 0.1479 | 0.1479 | 0.1479 | 0.1479 | 0.1479 | 0.1479 | 3634.1711 | 167398.6123 | 0.0024069 | 218410.4032 | 123756.1962 | 198.7329 | 9121.0527 | 171032.7833 | 9319.7857 | 161712.9977 | 37956.8014 | TRUE
| 60672830 | HTN013 | HTN | 22KV | 286.6 | 30 | 38280.733 | 3.226% | Three phase | 97.13 | 0.0026607 | 0.0028886 | 0.0031369 | 0.0034075 | 0.0037024 | 0.0040239 | 0.0043744 | 0.0047567 | 0.0051736 | 0.0056284 | 0.0061246 | 0.0066659 | 0.0072566 | 0.0079012 | 0.0086049 | 0.009373 | 0.0093932 | 0.0093932 | 0.0093932 | 0.0093932 | 0.15197 | 0.15152 | 0.15174 | 0.15132 | 0.15016 | 0.14877 | 0.14881 | 0.14926 | 0.1479 | 0.1479 | 0.1479 | 0.1479 | 0.1479 | 0.1479 | 0.1479 | 0.1479 | 0.1479 | 0.1479 | 0.1479 | 0.1479 | 468.0619 | 2747.9926 | 0.00030677 | 27837.458 | 15773.3234 | 25.3295 | 148.169 | 3216.0545 | 173.4985 | 3042.556 | -12730.7674 | FALSE
| 60672839 | KRT012 | KRT | 22KV | 4526.05 | 10 | 47052.9427 | 9.091% | Single phase | 44.74 | 0.04151 | 0.045586 | 0.050081 | 0.055039 | 0.060509 | 0.066546 | 0.073209 | 0.080564 | 0.088685 | 0.097654 | 0.10756 | 0.1185 | 0.13059 | 0.14396 | 0.14834 | 0.14834 | 0.14834 | 0.14834 | 0.14834 | 0.14834 | 0.27627 | 0.27927 | 0.285 | 0.28955 | 0.28982 | 0.29191 | 0.29736 | 0.30491 | 0.30555 | 0.30555 | 0.30555 | 0.30555 | 0.30555 | 0.30555 | 0.30555 | 0.30555 | 0.30555 | 0.30555 | 0.30555 | 0.30555 | 19408.9017 | 332930.2719 | 0.0048445 | 202495.477 | 114738.4448 | 980.029 | 17021.0516 | 352339.1736 | 18001.0806 | 334338.093 | 219599.6482 | TRUE
| 60672999 | WBL005 | WBL | 22KV | 462.45 | 6 | 45090.5514 | 14.29% | Three phase | 97.13 | 0.0058641 | 0.0063853 | 0.0069547 | 0.0075769 | 0.0082568 | 0.009 | 0.0098123 | 0.0107 | 0.011672 | 0.012734 | 0.013895 | 0.015157 | 0.015157 | 0.015157 | 0.015157 | 0.015157 | 0.015157 | 0.015157 | 0.015157 | 0.015157 | 0.799 | 0.81057 | 0.82429 | 0.83657 | 0.84129 | 0.84886 | 0.86257 | 0.88057 | 0.89071 | 0.89071 | 0.89071 | 0.89071 | 0.89071 | 0.89071 | 0.89071 | 0.89071 | 0.89071 | 0.89071 | 0.89071 | 0.89071 | 6441.3761 | 8812.306 | 0.00049499 | 44917.7685 | 25451.4075 | 278.9099 | 385.7755 | 15253.6821 | 664.6854 | 14588.9967 | -10862.4108 | FALSE
| 60673017 | TRG024 | TRG | 22KV | 297.88 | 15 | 45911.034 | 6.25% | Single phase | 44.74 | 0.003798 | 0.0041471 | 0.0045295 | 0.0049486 | 0.0054079 | 0.0059113 | 0.0064632 | 0.0070684 | 0.0077321 | 0.0084599 | 0.0092584 | 0.0097629 | 0.0097629 | 0.0097629 | 0.0097629 | 0.0097629 | 0.0097629 | 0.0097629 | 0.0097629 | 0.0097629 | 0.44681 | 0.45469 | 0.46713 | 0.47706 | 0.47956 | 0.4835 | 0.49631 | 0.51144 | 0.51269 | 0.51269 | 0.51269 | 0.51269 | 0.51269 | 0.51269 | 0.51269 | 0.51269 | 0.51269 | 0.51269 | 0.51269 | 0.51269 | 2450.1618 | 1702.4021 | 0.00031884 | 13327.1512 | 7551.4605 | 104.7097 | 73.7276 | 4152.564 | 178.4373 | 3974.1266 | -3577.3339 | FALSE
| 60673020 | TRG024 | TRG | 22KV | 1323.55 | 15 | 45911.034 | 6.25% | Three phase | 97.13 | 0.016829 | 0.018349 | 0.020013 | 0.021834 | 0.023826 | 0.026006 | 0.028394 | 0.031007 | 0.033869 | 0.037003 | 0.040436 | 0.043379 | 0.043379 | 0.043379 | 0.043379 | 0.043379 | 0.043379 | 0.043379 | 0.043379 | 0.043379 | 0.44681 | 0.45469 | 0.46713 | 0.47706 | 0.47956 | 0.4835 | 0.49631 | 0.51144 | 0.51269 | 0.51269 | 0.51269 | 0.51269 | 0.51269 | 0.51269 | 0.51269 | 0.51269 | 0.51269 | 0.51269 | 0.51269 | 0.51269 | 10827.2249 | 72566.0342 | 0.0014167 | 128556.4115 | 72842.9244 | 465.2495 | 3159.9907 | 83393.2591 | 3625.2402 | 79768.0189 | 6925.0945 | TRUE
| 60673032 | WBL005 | WBL | 22KV | 14.04 | 6 | 45090.5514 | 14.29% | Three phase | 97.13 | 0.0001747 | 0.00018843 | 0.00020327 | 0.00021933 | 0.00023671 | 0.00025552 | 0.00027587 | 0.0002979 | 0.00032175 | 0.00034757 | 0.00037552 | 0.00040579 | 0.00043857 | 0.00046016 | 0.00046016 | 0.00046016 | 0.00046016 | 0.00046016 | 0.00046016 | 0.00046016 | 0.799 | 0.81057 | 0.82429 | 0.83657 | 0.84129 | 0.84886 | 0.86257 | 0.88057 | 0.89071 | 0.89071 | 0.89071 | 0.89071 | 0.89071 | 0.89071 | 0.89071 | 0.89071 | 0.89071 | 0.89071 | 0.89071 | 0.89071 | 186.6618 | 7.7534 | 1.5028e-05 | 1363.7052 | 772.7057 | 8.4677 | 0.35558 | 194.4152 | 8.8233 | 185.5919 | -587.1138 | FALSE
| 60673257 | TRG013 | TRG | 22KV | 50.69 | 22 | 45911.034 | 4.348% | Single phase | 44.74 | 0.00053785 | 0.00060017 | 0.00067003 | 0.00074837 | 0.00083623 | 0.00093481 | 0.0010454 | 0.0011696 | 0.001309 | 0.0014656 | 0.0016414 | 0.0016614 | 0.0016614 | 0.0016614 | 0.0016614 | 0.0016614 | 0.0016614 | 0.0016614 | 0.0016614 | 0.0016614 | 0.24709 | 0.24948 | 0.25357 | 0.25513 | 0.25457 | 0.25652 | 0.26109 | 0.26526 | 0.26283 | 0.26283 | 0.26283 | 0.26283 | 0.26283 | 0.26283 | 0.26283 | 0.26283 | 0.26283 | 0.26283 | 0.26283 | 0.26283 | 210.5829 | 47.8746 | 5.4257e-05 | 2267.8706 | 1285.026 | 9.3286 | 2.135 | 258.4576 | 11.4636 | 246.994 | -1038.032 | FALSE
| 60673441 | CDN004 | CDN | 22KV | 514.65 | 10 | 45429.2584 | 9.091% | Three phase | 97.13 | 0.0045501 | 0.0048779 | 0.0052305 | 0.0056096 | 0.0060175 | 0.0064564 | 0.0069285 | 0.0074366 | 0.0079834 | 0.0085719 | 0.0092054 | 0.0098874 | 0.010622 | 0.011412 | 0.012264 | 0.01318 | 0.014168 | 0.015231 | 0.016377 | 0.016868 | 0.12718 | 0.12755 | 0.12973 | 0.13027 | 0.13 | 0.13064 | 0.13282 | 0.13464 | 0.13336 | 0.13336 | 0.13336 | 0.13336 | 0.13336 | 0.13336 | 0.13336 | 0.13336 | 0.13336 | 0.13336 | 0.13336 | 0.13336 | 775.1267 | 7726.1789 | 0.00055086 | 49987.9545 | 28324.2877 | 47.6991 | 477.7812 | 8501.3056 | 525.4803 | 7975.8252 | -20348.4625 | FALSE
| 60673762 | HTN012 | HTN | 22KV | 394.9 | 15 | 38280.733 | 6.25% | Covered | 390 | 0.0048938 | 0.0052674 | 0.0056707 | 0.006106 | 0.0065761 | 0.0070836 | 0.0076318 | 0.0082238 | 0.0088632 | 0.009554 | 0.0103 | 0.011107 | 0.011978 | 0.01292 | 0.012943 | 0.012943 | 0.012943 | 0.012943 | 0.012943 | 0.012943 | 0.18937 | 0.19106 | 0.19356 | 0.19437 | 0.19419 | 0.19506 | 0.19781 | 0.19987 | 0.19775 | 0.19775 | 0.19775 | 0.19775 | 0.19775 | 0.19775 | 0.19775 | 0.19775 | 0.19775 | 0.19775 | 0.19775 | 0.19775 | 992.5316 | 24358.3765 | 0.00042269 | 154011 | 87266.0609 | 45.8606 | 1129.5113 | 25350.9081 | 1175.372 | 24175.5362 | -63090.5247 | FALSE
| 60673988 | COB011 | COB | 22KV | 100.91 | 12 | 52118.0985 | 7.692% | Three phase | 97.13 | 0.001228 | 0.001348 | 0.0014801 | 0.0016256 | 0.0017861 | 0.0019629 | 0.0021579 | 0.0023729 | 0.00261 | 0.0028715 | 0.00316 | 0.0033073 | 0.0033073 | 0.0033073 | 0.0033073 | 0.0033073 | 0.0033073 | 0.0033073 | 0.0033073 | 0.0033073 | 0.44992 | 0.45731 | 0.469 | 0.47738 | 0.47838 | 0.48269 | 0.49569 | 0.511 | 0.51046 | 0.51046 | 0.51046 | 0.51046 | 0.51046 | 0.51046 | 0.51046 | 0.51046 | 0.51046 | 0.51046 | 0.51046 | 0.51046 | 932.2457 | 420.5248 | 0.00010801 | 9801.3883 | 5553.6848 | 40.202 | 18.3685 | 1352.7705 | 58.5705 | 1294.2 | -4259.4848 | FALSE
| 60673989 | COB011 | COB | 22KV | 2438.95 | 12 | 52118.0985 | 7.692% | Three phase | 97.13 | 0.029168 | 0.031736 | 0.034539 | 0.037599 | 0.040941 | 0.044591 | 0.048578 | 0.052934 | 0.057693 | 0.062894 | 0.068578 | 0.074791 | 0.079936 | 0.079936 | 0.079936 | 0.079936 | 0.079936 | 0.079936 | 0.079936 | 0.079936 | 0.44992 | 0.45731 | 0.469 | 0.47738 | 0.47838 | 0.48269 | 0.49569 | 0.511 | 0.51046 | 0.51046 | 0.51046 | 0.51046 | 0.51046 | 0.51046 | 0.51046 | 0.51046 | 0.51046 | 0.51046 | 0.51046 | 0.51046 | 21695.7246 | 236533.8914 | 0.0026106 | 236895.2135 | 134230.1012 | 971.6647 | 10730.2761 | 258229.616 | 11701.9408 | 246527.6752 | 112297.574 | TRUE
| 60429158 | KRT013 | KRT | 22KV | 1183.09 | 16 | 47052.9427 | 5.882% | Single phase | 44.74 | 0.015426 | 0.017035 | 0.018818 | 0.020796 | 0.022989 | 0.025421 | 0.028119 | 0.031113 | 0.034436 | 0.038124 | 0.038775 | 0.038775 | 0.038775 | 0.038775 | 0.038775 | 0.038775 | 0.038775 | 0.038775 | 0.038775 | 0.038775 | 0.36618 | 0.36835 | 0.373 | 0.37671 | 0.37771 | 0.37906 | 0.38494 | 0.392 | 0.39359 | 0.39359 | 0.39359 | 0.39359 | 0.39359 | 0.39359 | 0.39359 | 0.39359 | 0.39359 | 0.39359 | 0.39359 | 0.39359 | 8039.8335 | 27952.7541 | 0.0012663 | 52931.4466 | 29992.1359 | 332.0285 | 1163.0095 | 35992.5876 | 1495.038 | 34497.5496 | 4505.4137 | TRUE
| 60677044 | COB011 | COB | 22KV | 444.07 | 12 | 52118.0985 | 7.692% | Single phase | 44.74 | 0.005731 | 0.0062961 | 0.0069191 | 0.0076062 | 0.0083641 | 0.0092002 | 0.010123 | 0.011141 | 0.012264 | 0.013505 | 0.014554 | 0.014554 | 0.014554 | 0.014554 | 0.014554 | 0.014554 | 0.014554 | 0.014554 | 0.014554 | 0.014554 | 0.44992 | 0.45731 | 0.469 | 0.47738 | 0.47838 | 0.48269 | 0.49569 | 0.511 | 0.51046 | 0.51046 | 0.51046 | 0.51046 | 0.51046 | 0.51046 | 0.51046 | 0.51046 | 0.51046 | 0.51046 | 0.51046 | 0.51046 | 4231.2703 | 3871.2813 | 0.00047532 | 19867.6918 | 11257.4764 | 176.9151 | 163.8516 | 8102.5516 | 340.7667 | 7761.7849 | -3495.6915 | FALSE
| 60677185 | HTN012 | HTN | 22KV | 1830.54 | 15 | 38280.733 | 6.25% | Single phase | 44.74 | 0.022731 | 0.024491 | 0.026393 | 0.028448 | 0.03067 | 0.033071 | 0.035667 | 0.038474 | 0.041509 | 0.044791 | 0.048341 | 0.052181 | 0.056335 | 0.059996 | 0.059996 | 0.059996 | 0.059996 | 0.059996 | 0.059996 | 0.059996 | 0.18937 | 0.19106 | 0.19356 | 0.19437 | 0.19419 | 0.19506 | 0.19781 | 0.19987 | 0.19775 | 0.19775 | 0.19775 | 0.19775 | 0.19775 | 0.19775 | 0.19775 | 0.19775 | 0.19775 | 0.19775 | 0.19775 | 0.19775 | 4626.1774 | 60373.3344 | 0.0019593 | 81898.3596 | 46405.4336 | 212.5848 | 2784.2366 | 64999.5118 | 2996.8214 | 62002.6904 | 15597.2568 | TRUE
| 60677688 | CDN006 | CDN | 22KV | 967.84 | 18 | 45429.2584 | 5.263% | Three phase | 97.13 | 0.0092422 | 0.010064 | 0.010963 | 0.011945 | 0.01302 | 0.014194 | 0.015479 | 0.016885 | 0.018423 | 0.020106 | 0.021948 | 0.023964 | 0.026171 | 0.028587 | 0.031233 | 0.031721 | 0.031721 | 0.031721 | 0.031721 | 0.031721 | 0.12316 | 0.12442 | 0.12637 | 0.12705 | 0.12705 | 0.12779 | 0.13011 | 0.13184 | 0.13037 | 0.13037 | 0.13037 | 0.13037 | 0.13037 | 0.13037 | 0.13037 | 0.13037 | 0.13037 | 0.13037 | 0.13037 | 0.13037 | 1695.6954 | 32513.6456 | 0.0010359 | 94006.2992 | 53266.0617 | 87.611 | 1689.7102 | 34209.3411 | 1777.3213 | 32432.0198 | -20834.0419 | FALSE
| 60677691 | CDN006 | CDN | 22KV | 174.75 | 18 | 45429.2584 | 5.263% | Three phase | 97.13 | 0.0016687 | 0.0018172 | 0.0019794 | 0.0021568 | 0.0023508 | 0.0025629 | 0.0027949 | 0.0030487 | 0.0033263 | 0.0036302 | 0.0039628 | 0.0043268 | 0.0047253 | 0.0051616 | 0.0056394 | 0.0057274 | 0.0057274 | 0.0057274 | 0.0057274 | 0.0057274 | 0.12316 | 0.12442 | 0.12637 | 0.12705 | 0.12705 | 0.12779 | 0.13011 | 0.13184 | 0.13037 | 0.13037 | 0.13037 | 0.13037 | 0.13037 | 0.13037 | 0.13037 | 0.13037 | 0.13037 | 0.13037 | 0.13037 | 0.13037 | 306.1692 | 1059.9684 | 0.00018705 | 16973.4675 | 9617.5445 | 15.8188 | 55.0858 | 1366.1375 | 70.9045 | 1295.233 | -8322.3115 | FALSE
| 60677792 | TRG011 | TRG | 22KV | 2180.7 | 0 | 45911.034 | 100% | Three phase | 97.13 | 0.02269 | 0.024497 | 0.026453 | 0.028572 | 0.030869 | 0.033357 | 0.036053 | 0.038975 | 0.042143 | 0.045577 | 0.0493 | 0.053337 | 0.057715 | 0.062463 | 0.067613 | 0.071472 | 0.071472 | 0.071472 | 0.071472 | 0.071472 | 1.389 | 1.406 | 1.443 | 1.452 | 1.459 | 1.473 | 1.51 | 1.543 | 1.525 | 1.525 | 1.525 | 1.525 | 1.525 | 1.525 | 1.525 | 1.525 | 1.525 | 1.525 | 1.525 | 1.525 | 45385.6357 | 166882.6871 | 0.0023341 | 211811.391 | 120017.049 | 2311.0425 | 8578.2154 | 212268.3228 | 10889.258 | 201379.0648 | 81362.0158 | TRUE
| 60677796 | TRG022 | TRG | 22KV | 101.92 | 28 | 45911.034 | 3.448% | Covered | 390 | 0.00088887 | 0.00095956 | 0.0010361 | 0.0011191 | 0.001209 | 0.0013065 | 0.0014121 | 0.0015266 | 0.0016508 | 0.0017854 | 0.0019314 | 0.0020898 | 0.0022616 | 0.002448 | 0.0026502 | 0.0028696 | 0.0031077 | 0.0033404 | 0.0033404 | 0.0033404 | 0.17445 | 0.17714 | 0.18062 | 0.18245 | 0.18269 | 0.18459 | 0.1889 | 0.19221 | 0.191 | 0.191 | 0.191 | 0.191 | 0.191 | 0.191 | 0.191 | 0.191 | 0.191 | 0.191 | 0.191 | 0.191 | 232.1277 | 1278.1148 | 0.00010909 | 39748.8 | 22522.5549 | 13.5328 | 75.2376 | 1510.2425 | 88.7704 | 1421.4721 | -21101.0828 | FALSE
| 60677839 | PLD001 | PLD | 22KV | 1436.18 | 22 | 42177.4532 | 4.348% | Three phase | 97.13 | 0.017222 | 0.018763 | 0.020448 | 0.02229 | 0.024305 | 0.026508 | 0.028919 | 0.031556 | 0.034441 | 0.037598 | 0.041054 | 0.044837 | 0.04707 | 0.04707 | 0.04707 | 0.04707 | 0.04707 | 0.04707 | 0.04707 | 0.04707 | 0.17543 | 0.17561 | 0.17622 | 0.17591 | 0.17491 | 0.17509 | 0.17626 | 0.17726 | 0.17609 | 0.17609 | 0.17609 | 0.17609 | 0.17609 | 0.17609 | 0.17609 | 0.17609 | 0.17609 | 0.17609 | 0.17609 | 0.17609 | 3659.9848 | 82525.2463 | 0.0015372 | 139496.1634 | 79041.6314 | 164.9528 | 3720.6846 | 86185.2311 | 3885.6374 | 82299.5937 | 3257.9623 | TRUE
| 60677925 | WBL012 | WBL | 22KV | 431.55 | 17 | 45090.5514 | 5.556% | Three phase | 97.13 | 0.0023317 | 0.0025645 | 0.002822 | 0.0031069 | 0.0034221 | 0.003771 | 0.0041572 | 0.0045849 | 0.0050587 | 0.0055836 | 0.0061653 | 0.00681 | 0.0075247 | 0.0083172 | 0.0091961 | 0.010171 | 0.011253 | 0.012453 | 0.013785 | 0.014144 | 0.48244 | 0.48689 | 0.49522 | 0.50094 | 0.50244 | 0.50561 | 0.51483 | 0.525 | 0.52667 | 0.52667 | 0.52667 | 0.52667 | 0.52667 | 0.52667 | 0.52667 | 0.52667 | 0.52667 | 0.52667 | 0.52667 | 0.52667 | 2091.2915 | 4480.3966 | 0.00046192 | 41916.4515 | 23750.7945 | 154.8201 | 335.9444 | 6571.6881 | 490.7645 | 6080.9236 | -17669.8709 | FALSE
| 60443419 | PLD001 | PLD | 22KV | 536.82 | 22 | 42177.4532 | 4.348% | Single phase | 44.74 | 0.0069993 | 0.0077294 | 0.0085386 | 0.0094359 | 0.010431 | 0.011535 | 0.012759 | 0.014118 | 0.015625 | 0.017299 | 0.017594 | 0.017594 | 0.017594 | 0.017594 | 0.017594 | 0.017594 | 0.017594 | 0.017594 | 0.017594 | 0.017594 | 0.17543 | 0.17561 | 0.17622 | 0.17591 | 0.17491 | 0.17509 | 0.17626 | 0.17726 | 0.17609 | 0.17609 | 0.17609 | 0.17609 | 0.17609 | 0.17609 | 0.17609 | 0.17609 | 0.17609 | 0.17609 | 0.17609 | 0.17609 | 1482.4378 | 5755.0144 | 0.00057459 | 24017.3268 | 13608.752 | 61.6566 | 239.4446 | 7237.4521 | 301.1012 | 6936.3509 | -6672.4011 | FALSE
| 60678032 | TRG013 | TRG | 22KV | 2168.8 | 22 | 45911.034 | 4.348% | Three phase | 97.13 | 0.017668 | 0.01962 | 0.021799 | 0.024231 | 0.026947 | 0.029981 | 0.033371 | 0.037158 | 0.041392 | 0.046126 | 0.051419 | 0.05734 | 0.063964 | 0.071082 | 0.071082 | 0.071082 | 0.071082 | 0.071082 | 0.071082 | 0.071082 | 0.24709 | 0.24948 | 0.25357 | 0.25513 | 0.25457 | 0.25652 | 0.26109 | 0.26526 | 0.26283 | 0.26283 | 0.26283 | 0.26283 | 0.26283 | 0.26283 | 0.26283 | 0.26283 | 0.26283 | 0.26283 | 0.26283 | 0.26283 | 7712.455 | 162720.7136 | 0.0023214 | 210655.544 | 119362.1204 | 399.1284 | 8484.8489 | 170433.1686 | 8883.9773 | 161549.1913 | 42187.0709 | TRUE
| 60678035 | TRG013 | TRG | 22KV | 1326.06 | 22 | 45911.034 | 4.348% | Three phase | 97.13 | 0.016729 | 0.018168 | 0.019737 | 0.021446 | 0.023309 | 0.025339 | 0.027553 | 0.029966 | 0.032598 | 0.035467 | 0.038598 | 0.042012 | 0.043461 | 0.043461 | 0.043461 | 0.043461 | 0.043461 | 0.043461 | 0.043461 | 0.043461 | 0.24709 | 0.24948 | 0.25357 | 0.25513 | 0.25457 | 0.25652 | 0.26109 | 0.26526 | 0.26283 | 0.26283 | 0.26283 | 0.26283 | 0.26283 | 0.26283 | 0.26283 | 0.26283 | 0.26283 | 0.26283 | 0.26283 | 0.26283 | 5539.2544 | 71588.2607 | 0.0014194 | 128800.2078 | 72981.0648 | 244.0374 | 3171.9874 | 77127.5151 | 3416.0248 | 73711.4903 | 730.4255 | TRUE
| 60678042 | TRG013 | TRG | 22KV | 2532.4 | 22 | 45911.034 | 4.348% | Three phase | 97.13 | 0.031947 | 0.034696 | 0.037692 | 0.040956 | 0.044513 | 0.048391 | 0.052618 | 0.057226 | 0.062252 | 0.067733 | 0.073711 | 0.080232 | 0.082999 | 0.082999 | 0.082999 | 0.082999 | 0.082999 | 0.082999 | 0.082999 | 0.082999 | 0.24709 | 0.24948 | 0.25357 | 0.25513 | 0.25457 | 0.25652 | 0.26109 | 0.26526 | 0.26283 | 0.26283 | 0.26283 | 0.26283 | 0.26283 | 0.26283 | 0.26283 | 0.26283 | 0.26283 | 0.26283 | 0.26283 | 0.26283 | 10578.4112 | 261083.8874 | 0.0027106 | 245972.012 | 139373.2173 | 466.0424 | 11568.3045 | 271662.2985 | 12034.347 | 259627.9516 | 120254.7343 | TRUE
| 60678046 | TRG013 | TRG | 22KV | 1568.23 | 22 | 45911.034 | 4.348% | Three phase | 97.13 | 0.019514 | 0.021047 | 0.022705 | 0.024499 | 0.02644 | 0.028541 | 0.030814 | 0.033275 | 0.035939 | 0.038822 | 0.041945 | 0.045326 | 0.048987 | 0.051398 | 0.051398 | 0.051398 | 0.051398 | 0.051398 | 0.051398 | 0.051398 | 0.24709 | 0.24948 | 0.25357 | 0.25513 | 0.25457 | 0.25652 | 0.26109 | 0.26526 | 0.26283 | 0.26283 | 0.26283 | 0.26283 | 0.26283 | 0.26283 | 0.26283 | 0.26283 | 0.26283 | 0.26283 | 0.26283 | 0.26283 | 6328.6526 | 96733.1047 | 0.0016786 | 152322.1799 | 86309.1378 | 288.6044 | 4436.3379 | 103061.7574 | 4724.9423 | 98336.8151 | 12027.6773 | TRUE
| 60678058 | TRG022 | TRG | 22KV | 1103.71 | 28 | 45911.034 | 3.448% | Covered | 390 | 0.013705 | 0.014767 | 0.015913 | 0.017153 | 0.018492 | 0.01994 | 0.021505 | 0.023198 | 0.025028 | 0.027007 | 0.029147 | 0.031462 | 0.033967 | 0.036174 | 0.036174 | 0.036174 | 0.036174 | 0.036174 | 0.036174 | 0.036174 | 0.17445 | 0.17714 | 0.18062 | 0.18245 | 0.18269 | 0.18459 | 0.1889 | 0.19221 | 0.191 | 0.191 | 0.191 | 0.191 | 0.191 | 0.191 | 0.191 | 0.191 | 0.191 | 0.191 | 0.191 | 0.191 | 3204.3302 | 191322.17 | 0.0011814 | 430446.9 | 243900.7952 | 146.5487 | 8823.2031 | 194526.5001 | 8969.7518 | 185556.7483 | -58344.0469 | FALSE
| 60678097 | WBL002 | WBL | 22KV | 60.16 | 1 | 45090.5514 | 50% | Three phase | 97.13 | 0.00074554 | 0.00080245 | 0.00086388 | 0.00093021 | 0.0010018 | 0.0010791 | 0.0011626 | 0.0012528 | 0.0013502 | 0.0014555 | 0.0015692 | 0.001692 | 0.0018248 | 0.0019682 | 0.0019717 | 0.0019717 | 0.0019717 | 0.0019717 | 0.0019717 | 0.0019717 | 7.4585 | 7.492 | 7.5695 | 7.6055 | 7.612 | 7.645 | 7.7315 | 7.818 | 7.8165 | 7.8165 | 7.8165 | 7.8165 | 7.8165 | 7.8165 | 7.8165 | 7.8165 | 7.8165 | 7.8165 | 7.8165 | 7.8165 | 7018.7791 | 140.7922 | 6.4393e-05 | 5843.3408 | 3310.967 | 323.9204 | 6.5286 | 7159.5713 | 330.449 | 6829.1223 | 3518.1553 | TRUE
| 60678100 | TRG013 | TRG | 22KV | 303.04 | 22 | 45911.034 | 4.348% | Three phase | 97.13 | 0.0037708 | 0.004067 | 0.0043875 | 0.0047341 | 0.0051092 | 0.0055151 | 0.0059544 | 0.0064299 | 0.0069447 | 0.0075019 | 0.0081053 | 0.0087586 | 0.0094661 | 0.0099321 | 0.0099321 | 0.0099321 | 0.0099321 | 0.0099321 | 0.0099321 | 0.0099321 | 0.24709 | 0.24948 | 0.25357 | 0.25513 | 0.25457 | 0.25652 | 0.26109 | 0.26526 | 0.26283 | 0.26283 | 0.26283 | 0.26283 | 0.26283 | 0.26283 | 0.26283 | 0.26283 | 0.26283 | 0.26283 | 0.26283 | 0.26283 | 1222.9296 | 3612.0647 | 0.00032436 | 29434.2752 | 16678.1155 | 55.769 | 165.6552 | 4834.9944 | 221.4242 | 4613.5701 | -12064.5454 | FALSE
| 60678103 | TRG013 | TRG | 22KV | 2472 | 22 | 45911.034 | 4.348% | Three phase | 97.13 | 0.022694 | 0.025203 | 0.028003 | 0.031128 | 0.034617 | 0.038513 | 0.042865 | 0.047726 | 0.053159 | 0.059231 | 0.066019 | 0.073609 | 0.081019 | 0.081019 | 0.081019 | 0.081019 | 0.081019 | 0.081019 | 0.081019 | 0.081019 | 0.24709 | 0.24948 | 0.25357 | 0.25513 | 0.25457 | 0.25652 | 0.26109 | 0.26526 | 0.26283 | 0.26283 | 0.26283 | 0.26283 | 0.26283 | 0.26283 | 0.26283 | 0.26283 | 0.26283 | 0.26283 | 0.26283 | 0.26283 | 9403.288 | 226216.0943 | 0.0026459 | 240105.36 | 136049.0417 | 454.9269 | 11023.0565 | 235619.3823 | 11477.9835 | 224141.3988 | 88092.3571 | TRUE
| 60678108 | TRG013 | TRG | 22KV | 939.12 | 22 | 45911.034 | 4.348% | Three phase | 97.13 | 0.01249 | 0.013931 | 0.015546 | 0.017355 | 0.019382 | 0.021655 | 0.024202 | 0.027059 | 0.030263 | 0.030779 | 0.030779 | 0.030779 | 0.030779 | 0.030779 | 0.030779 | 0.030779 | 0.030779 | 0.030779 | 0.030779 | 0.030779 | 0.24709 | 0.24948 | 0.25357 | 0.25513 | 0.25457 | 0.25652 | 0.26109 | 0.26526 | 0.26283 | 0.26283 | 0.26283 | 0.26283 | 0.26283 | 0.26283 | 0.26283 | 0.26283 | 0.26283 | 0.26283 | 0.26283 | 0.26283 | 4296.9327 | 39334.1729 | 0.0010052 | 91216.7256 | 51685.4272 | 172.8281 | 1590.9161 | 43631.1055 | 1763.7442 | 41867.3614 | -9818.0658 | FALSE
| 60678118 | TRG014 | TRG | 22KV | 1421.4 | 7 | 45911.034 | 12.5% | Covered | 390 | 0.017615 | 0.018959 | 0.020411 | 0.021978 | 0.02367 | 0.025497 | 0.02747 | 0.029601 | 0.031902 | 0.034389 | 0.037075 | 0.039977 | 0.043114 | 0.046503 | 0.046586 | 0.046586 | 0.046586 | 0.046586 | 0.046586 | 0.046586 | 0.46737 | 0.47 | 0.47475 | 0.476 | 0.4735 | 0.47525 | 0.48163 | 0.487 | 0.48187 | 0.48187 | 0.48187 | 0.48187 | 0.48187 | 0.48187 | 0.48187 | 0.48187 | 0.48187 | 0.48187 | 0.48187 | 0.48187 | 10453.5171 | 315577.9817 | 0.0015214 | 554346 | 314104.7833 | 483.4489 | 14633.5246 | 326031.4987 | 15116.9735 | 310914.5252 | -3190.2581 | FALSE
| 60678121 | TRG014 | TRG | 22KV | 315.68 | 7 | 45911.034 | 12.5% | Covered | 390 | 0.0039121 | 0.0042107 | 0.0045331 | 0.0048811 | 0.0052569 | 0.0056626 | 0.0061008 | 0.006574 | 0.0070852 | 0.0076374 | 0.008234 | 0.0088786 | 0.0095751 | 0.010328 | 0.010346 | 0.010346 | 0.010346 | 0.010346 | 0.010346 | 0.010346 | 0.46737 | 0.47 | 0.47475 | 0.476 | 0.4735 | 0.47525 | 0.48163 | 0.487 | 0.48187 | 0.48187 | 0.48187 | 0.48187 | 0.48187 | 0.48187 | 0.48187 | 0.48187 | 0.48187 | 0.48187 | 0.48187 | 0.48187 | 2321.631 | 15565.6839 | 0.00033789 | 123115.2 | 69759.8129 | 107.3696 | 721.7893 | 17887.3149 | 829.1589 | 17058.156 | -52701.6569 | FALSE
| 60678255 | HTN012 | HTN | 22KV | 65.81 | 15 | 38280.733 | 6.25% | Covered | 390 | 0.00081556 | 0.00087781 | 0.00094502 | 0.0010176 | 0.0010959 | 0.0011805 | 0.0012718 | 0.0013705 | 0.0014771 | 0.0015922 | 0.0017165 | 0.0018509 | 0.0019961 | 0.0021531 | 0.0021569 | 0.0021569 | 0.0021569 | 0.0021569 | 0.0021569 | 0.0021569 | 0.18937 | 0.19106 | 0.19356 | 0.19437 | 0.19419 | 0.19506 | 0.19781 | 0.19987 | 0.19775 | 0.19775 | 0.19775 | 0.19775 | 0.19775 | 0.19775 | 0.19775 | 0.19775 | 0.19775 | 0.19775 | 0.19775 | 0.19775 | 165.4052 | 676.4845 | 7.0441e-05 | 25665.9 | 14542.8703 | 7.6427 | 31.369 | 841.8897 | 39.0116 | 802.8781 | -13739.9922 | FALSE
| 60678258 | HTN033 | HTN | 22KV | 1758.74 | 14 | 38280.733 | 6.667% | Three phase | 97.13 | 0.015881 | 0.017303 | 0.018859 | 0.020561 | 0.022424 | 0.024462 | 0.026693 | 0.029136 | 0.03181 | 0.034739 | 0.037947 | 0.04146 | 0.04531 | 0.049528 | 0.05415 | 0.057642 | 0.057642 | 0.057642 | 0.057642 | 0.057642 | 0.4714 | 0.47073 | 0.47213 | 0.47147 | 0.46973 | 0.46773 | 0.46773 | 0.47067 | 0.468 | 0.468 | 0.468 | 0.468 | 0.468 | 0.468 | 0.468 | 0.468 | 0.468 | 0.468 | 0.468 | 0.468 | 9069.433 | 103636.4713 | 0.0018825 | 170826.4162 | 96794.05 | 488.7856 | 5579.6683 | 112705.9043 | 6068.454 | 106637.4503 | 9843.4003 | TRUE
| 60678264 | HTN033 | HTN | 22KV | 277.63 | 14 | 38280.733 | 6.667% | Three phase | 97.13 | 0.0025069 | 0.0027314 | 0.002977 | 0.0032457 | 0.0035398 | 0.0038615 | 0.0042137 | 0.0045993 | 0.0050215 | 0.0054838 | 0.0059901 | 0.0065448 | 0.0071525 | 0.0078183 | 0.008548 | 0.0090993 | 0.0090993 | 0.0090993 | 0.0090993 | 0.0090993 | 0.4714 | 0.47073 | 0.47213 | 0.47147 | 0.46973 | 0.46773 | 0.46773 | 0.47067 | 0.468 | 0.468 | 0.468 | 0.468 | 0.468 | 0.468 | 0.468 | 0.468 | 0.468 | 0.468 | 0.468 | 0.468 | 1431.6765 | 2582.5107 | 0.00029717 | 26966.2019 | 15279.6503 | 77.1584 | 139.0394 | 4014.1871 | 216.1978 | 3797.9893 | -11481.6609 | FALSE
| 60681005 | TRG022 | TRG | 22KV | 177.07 | 28 | 45911.034 | 3.448% | Three phase | 97.13 | 0.0015921 | 0.0017214 | 0.0018617 | 0.0020139 | 0.0021791 | 0.0023584 | 0.0025531 | 0.0027646 | 0.0029941 | 0.0032435 | 0.0035144 | 0.0038086 | 0.0041283 | 0.0044757 | 0.0048533 | 0.0052636 | 0.0057096 | 0.0058034 | 0.0058034 | 0.0058034 | 0.17445 | 0.17714 | 0.18062 | 0.18245 | 0.18269 | 0.18459 | 0.1889 | 0.19221 | 0.191 | 0.191 | 0.191 | 0.191 | 0.191 | 0.191 | 0.191 | 0.191 | 0.191 | 0.191 | 0.191 | 0.191 | 418.1165 | 996.0987 | 0.00018953 | 17198.8091 | 9745.2281 | 23.5111 | 56.5581 | 1414.2152 | 80.0692 | 1334.146 | -8411.0821 | FALSE
| 60681014 | TRG022 | TRG | 22KV | 348.2 | 28 | 45911.034 | 3.448% | Three phase | 97.13 | 0.0033545 | 0.0036691 | 0.0040147 | 0.0043942 | 0.0048112 | 0.0052693 | 0.0057727 | 0.006326 | 0.0069343 | 0.0076031 | 0.0083385 | 0.0091474 | 0.010037 | 0.011016 | 0.011412 | 0.011412 | 0.011412 | 0.011412 | 0.011412 | 0.011412 | 0.17445 | 0.17714 | 0.18062 | 0.18245 | 0.18269 | 0.18459 | 0.1889 | 0.19221 | 0.191 | 0.191 | 0.191 | 0.191 | 0.191 | 0.191 | 0.191 | 0.191 | 0.191 | 0.191 | 0.191 | 0.191 | 924.154 | 4328.2724 | 0.0003727 | 33820.666 | 19163.5422 | 46.2334 | 218.707 | 5252.4264 | 264.9404 | 4987.486 | -14176.0562 | FALSE
| 60681015 | TRG022 | TRG | 22KV | 2369.87 | 28 | 45911.034 | 3.448% | Three phase | 97.13 | 0.019685 | 0.021549 | 0.023598 | 0.025851 | 0.028328 | 0.031054 | 0.034053 | 0.037353 | 0.040986 | 0.044984 | 0.049387 | 0.054235 | 0.059574 | 0.065455 | 0.071935 | 0.077672 | 0.077672 | 0.077672 | 0.077672 | 0.077672 | 0.17445 | 0.17714 | 0.18062 | 0.18245 | 0.18269 | 0.18459 | 0.1889 | 0.19221 | 0.191 | 0.191 | 0.191 | 0.191 | 0.191 | 0.191 | 0.191 | 0.191 | 0.191 | 0.191 | 0.191 | 0.191 | 5730.8535 | 182565.483 | 0.0025366 | 230185.4731 | 130428.213 | 314.6673 | 10131.0428 | 188296.3365 | 10445.71 | 177850.6265 | 47422.4135 | TRUE
| 60681026 | TRG022 | TRG | 22KV | 23.26 | 28 | 45911.034 | 3.448% | Single phase | 44.74 | 0.00028825 | 0.00031026 | 0.00033401 | 0.00035965 | 0.00038734 | 0.00041723 | 0.00044952 | 0.00048439 | 0.00052205 | 0.00056274 | 0.0006067 | 0.00065419 | 0.00070552 | 0.00076098 | 0.00076234 | 0.00076234 | 0.00076234 | 0.00076234 | 0.00076234 | 0.00076234 | 0.17445 | 0.17714 | 0.18062 | 0.18245 | 0.18269 | 0.18459 | 0.1889 | 0.19221 | 0.191 | 0.191 | 0.191 | 0.191 | 0.191 | 0.191 | 0.191 | 0.191 | 0.191 | 0.191 | 0.191 | 0.191 | 67.1588 | 9.6945 | 2.4897e-05 | 1040.6524 | 589.6568 | 3.0884 | 0.44954 | 76.8533 | 3.538 | 73.3153 | -516.3415 | FALSE
| 60681045 | WBL002 | WBL | 22KV | 967.98 | 1 | 45090.5514 | 50% | Single phase | 44.74 | 0.011996 | 0.012911 | 0.0139 | 0.014967 | 0.016119 | 0.017363 | 0.018707 | 0.020158 | 0.021726 | 0.023419 | 0.025248 | 0.027225 | 0.029361 | 0.031669 | 0.031725 | 0.031725 | 0.031725 | 0.031725 | 0.031725 | 0.031725 | 7.4585 | 7.492 | 7.5695 | 7.6055 | 7.612 | 7.645 | 7.7315 | 7.818 | 7.8165 | 7.8165 | 7.8165 | 7.8165 | 7.8165 | 7.8165 | 7.8165 | 7.8165 | 7.8165 | 7.8165 | 7.8165 | 7.8165 | 112932.8088 | 16789.5174 | 0.0010361 | 43307.4252 | 24538.9511 | 5211.9089 | 778.5392 | 129722.3263 | 5990.4481 | 123731.8782 | 99192.927 | TRUE
| 60681068 | TRG014 | TRG | 22KV | 1406.85 | 7 | 45911.034 | 12.5% | Single phase | 44.74 | 0.0088381 | 0.0095654 | 0.010356 | 0.011215 | 0.01215 | 0.013166 | 0.014271 | 0.015473 | 0.016781 | 0.018204 | 0.019754 | 0.02144 | 0.023276 | 0.025274 | 0.027451 | 0.029821 | 0.032403 | 0.035216 | 0.038281 | 0.04162 | 0.46737 | 0.47 | 0.47475 | 0.476 | 0.4735 | 0.47525 | 0.48163 | 0.487 | 0.48187 | 0.48187 | 0.48187 | 0.48187 | 0.48187 | 0.48187 | 0.48187 | 0.48187 | 0.48187 | 0.48187 | 0.48187 | 0.48187 | 6176.1761 | 21158.1953 | 0.0015058 | 62942.469 | 35664.604 | 478.5001 | 1644.5356 | 27334.3715 | 2123.0357 | 25211.3358 | -10453.2682 | FALSE
| 60684870 | CDN006 | CDN | 22KV | 57.46 | 18 | 45429.2584 | 5.263% | Covered | 390 | 0.00071208 | 0.00076644 | 0.00082511 | 0.00088846 | 0.00095685 | 0.0010307 | 0.0011105 | 0.0011966 | 0.0012896 | 0.0013902 | 0.0014987 | 0.0016161 | 0.0017429 | 0.0018799 | 0.0018832 | 0.0018832 | 0.0018832 | 0.0018832 | 0.0018832 | 0.0018832 | 0.12316 | 0.12442 | 0.12637 | 0.12705 | 0.12705 | 0.12779 | 0.13011 | 0.13184 | 0.13037 | 0.13037 | 0.13037 | 0.13037 | 0.13037 | 0.13037 | 0.13037 | 0.13037 | 0.13037 | 0.13037 | 0.13037 | 0.13037 | 112.7257 | 515.7097 | 6.1503e-05 | 22409.4 | 12697.6649 | 5.2014 | 23.9137 | 628.4354 | 29.1152 | 599.3203 | -12098.3446 | FALSE
| 60685046 | TRG013 | TRG | 22KV | 324.26 | 22 | 45911.034 | 4.348% | Covered | 390 | 0.0041715 | 0.0045754 | 0.0050201 | 0.0055096 | 0.0060487 | 0.0066423 | 0.0072963 | 0.0080167 | 0.0088105 | 0.0096853 | 0.010628 | 0.010628 | 0.010628 | 0.010628 | 0.010628 | 0.010628 | 0.010628 | 0.010628 | 0.010628 | 0.010628 | 0.24709 | 0.24948 | 0.25357 | 0.25513 | 0.25457 | 0.25652 | 0.26109 | 0.26526 | 0.26283 | 0.26283 | 0.26283 | 0.26283 | 0.26283 | 0.26283 | 0.26283 | 0.26283 | 0.26283 | 0.26283 | 0.26283 | 0.26283 | 1410.6169 | 17899.336 | 0.00034708 | 126461.4 | 71655.8443 | 59.6742 | 761.5582 | 19309.9529 | 821.2324 | 18488.7205 | -53167.1237 | FALSE
| 60685048 | TRG013 | TRG | 22KV | 1386.05 | 22 | 45911.034 | 4.348% | Single phase | 44.74 | 0.017177 | 0.018488 | 0.019903 | 0.021431 | 0.023081 | 0.024863 | 0.026787 | 0.028864 | 0.031109 | 0.033533 | 0.036153 | 0.038983 | 0.042041 | 0.045346 | 0.045427 | 0.045427 | 0.045427 | 0.045427 | 0.045427 | 0.045427 | 0.24709 | 0.24948 | 0.25357 | 0.25513 | 0.25457 | 0.25652 | 0.26109 | 0.26526 | 0.26283 | 0.26283 | 0.26283 | 0.26283 | 0.26283 | 0.26283 | 0.26283 | 0.26283 | 0.26283 | 0.26283 | 0.26283 | 0.26283 | 5531.9266 | 34424.1511 | 0.0014836 | 62011.877 | 35137.3099 | 255.0774 | 1596.2668 | 39956.0776 | 1851.3443 | 38104.7334 | 2967.4235 | TRUE
| 60685055 | TRG022 | TRG | 22KV | 853.1 | 28 | 45911.034 | 3.448% | Three phase | 97.13 | 0.0071289 | 0.0077184 | 0.0083591 | 0.0090554 | 0.0098124 | 0.010635 | 0.01153 | 0.012504 | 0.013562 | 0.014714 | 0.015967 | 0.017331 | 0.018815 | 0.02043 | 0.022188 | 0.024102 | 0.026187 | 0.02796 | 0.02796 | 0.02796 | 0.17445 | 0.17714 | 0.18062 | 0.18245 | 0.18269 | 0.18459 | 0.1889 | 0.19221 | 0.191 | 0.191 | 0.191 | 0.191 | 0.191 | 0.191 | 0.191 | 0.191 | 0.191 | 0.191 | 0.191 | 0.191 | 1920.2402 | 22034.3204 | 0.00091313 | 82861.603 | 46951.2287 | 113.2732 | 1312.8194 | 23954.5606 | 1426.0926 | 22528.4681 | -24422.7607 | FALSE
| 60685058 | TRG022 | TRG | 22KV | 850.76 | 28 | 45911.034 | 3.448% | Three phase | 97.13 | 0.0071094 | 0.0076973 | 0.0083362 | 0.0090306 | 0.0097854 | 0.010606 | 0.011499 | 0.012469 | 0.013525 | 0.014674 | 0.015923 | 0.017283 | 0.018763 | 0.020374 | 0.022127 | 0.024036 | 0.026115 | 0.027883 | 0.027883 | 0.027883 | 0.17445 | 0.17714 | 0.18062 | 0.18245 | 0.18269 | 0.18459 | 0.1889 | 0.19221 | 0.191 | 0.191 | 0.191 | 0.191 | 0.191 | 0.191 | 0.191 | 0.191 | 0.191 | 0.191 | 0.191 | 0.191 | 1914.9731 | 21913.6087 | 0.00091063 | 82634.3188 | 46822.4445 | 112.9625 | 1305.6273 | 23828.5818 | 1418.5898 | 22409.992 | -24412.4525 | FALSE
| 60685067 | TRG022 | TRG | 22KV | 2914.01 | 28 | 45911.034 | 3.448% | Three phase | 97.13 | 0.024351 | 0.026365 | 0.028553 | 0.030931 | 0.033517 | 0.036328 | 0.039385 | 0.04271 | 0.046326 | 0.05026 | 0.054541 | 0.059198 | 0.064267 | 0.069785 | 0.07579 | 0.082329 | 0.089448 | 0.095506 | 0.095506 | 0.095506 | 0.17445 | 0.17714 | 0.18062 | 0.18245 | 0.18269 | 0.18459 | 0.1889 | 0.19221 | 0.191 | 0.191 | 0.191 | 0.191 | 0.191 | 0.191 | 0.191 | 0.191 | 0.191 | 0.191 | 0.191 | 0.191 | 6559.1362 | 257088.0277 | 0.0031191 | 283037.7913 | 160375.5129 | 386.9172 | 15317.4749 | 263647.1639 | 15704.3922 | 247942.7717 | 87567.2588 | TRUE
| 60685143 | PLD004 | PLD | 22KV | 91.79 | 2 | 42177.4532 | 33.33% | Three phase | 97.13 | 0.0011737 | 0.0012834 | 0.0014039 | 0.001536 | 0.001681 | 0.0018403 | 0.0020151 | 0.0022071 | 0.002418 | 0.0026496 | 0.002904 | 0.0030084 | 0.0030084 | 0.0030084 | 0.0030084 | 0.0030084 | 0.0030084 | 0.0030084 | 0.0030084 | 0.0030084 | 1.8517 | 1.8367 | 1.8323 | 1.8237 | 1.8103 | 1.8037 | 1.806 | 1.8103 | 1.7987 | 1.7987 | 1.7987 | 1.7987 | 1.7987 | 1.7987 | 1.7987 | 1.7987 | 1.7987 | 1.7987 | 1.7987 | 1.7987 | 2512.8706 | 352.9464 | 9.8249e-05 | 8915.5627 | 5051.7563 | 108.4752 | 15.1983 | 2865.817 | 123.6736 | 2742.1435 | -2309.6128 | FALSE
| 60685146 | PLD003 | PLD | 22KV | 292.87 | 25 | 42177.4532 | 3.846% | Single phase | 44.74 | 0.0015249 | 0.0016499 | 0.0017858 | 0.0019335 | 0.0020942 | 0.0022689 | 0.002459 | 0.0026658 | 0.0028909 | 0.0031358 | 0.0034025 | 0.0036928 | 0.0040089 | 0.0043532 | 0.0047282 | 0.0051367 | 0.0055818 | 0.0060668 | 0.0065954 | 0.0071715 | 0.082231 | 0.082769 | 0.083808 | 0.083923 | 0.083654 | 0.084077 | 0.085 | 0.086038 | 0.085231 | 0.085231 | 0.085231 | 0.085231 | 0.085231 | 0.085231 | 0.085231 | 0.085231 | 0.085231 | 0.085231 | 0.085231 | 0.085231 | 172.7996 | 758.9028 | 0.00031348 | 13103.0038 | 7424.4536 | 16.1666 | 71.2685 | 931.7024 | 87.4351 | 844.2673 | -6580.1863 | FALSE
| 60685230 | WBL012 | WBL | 22KV | 1017.17 | 17 | 45090.5514 | 5.556% | Single phase | 44.74 | 0.010793 | 0.012043 | 0.013445 | 0.015017 | 0.01678 | 0.018758 | 0.020978 | 0.02347 | 0.026267 | 0.029409 | 0.032937 | 0.033338 | 0.033338 | 0.033338 | 0.033338 | 0.033338 | 0.033338 | 0.033338 | 0.033338 | 0.033338 | 0.48244 | 0.48689 | 0.49522 | 0.50094 | 0.50244 | 0.50561 | 0.51483 | 0.525 | 0.52667 | 0.52667 | 0.52667 | 0.52667 | 0.52667 | 0.52667 | 0.52667 | 0.52667 | 0.52667 | 0.52667 | 0.52667 | 0.52667 | 8267.6291 | 19277.377 | 0.0010887 | 45508.1858 | 25785.9511 | 364.9134 | 859.676 | 27545.0061 | 1224.5894 | 26320.4168 | 534.4657 | TRUE
| 60685237 | WBL008 | WBL | 22KV | 92.98 | 0 | 45090.5514 | 100% | Three phase | 97.13 | 0.0010863 | 0.0012065 | 0.0013406 | 0.0014902 | 0.0016572 | 0.0018435 | 0.0020515 | 0.0022838 | 0.0025433 | 0.0028331 | 0.0030474 | 0.0030474 | 0.0030474 | 0.0030474 | 0.0030474 | 0.0030474 | 0.0030474 | 0.0030474 | 0.0030474 | 0.0030474 | 4.585 | 4.51 | 4.51 | 4.515 | 4.523 | 4.554 | 4.612 | 4.672 | 4.701 | 4.701 | 4.701 | 4.701 | 4.701 | 4.701 | 4.701 | 4.701 | 4.701 | 4.701 | 4.701 | 4.701 | 6998.5989 | 361.2681 | 9.9523e-05 | 9031.1474 | 5117.2491 | 300.523 | 15.595 | 7359.867 | 316.118 | 7043.749 | 1926.4999 | TRUE
| 60685243 | WBL008 | WBL | 22KV | 110.43 | 0 | 45090.5514 | 100% | Three phase | 97.13 | 0.0012902 | 0.001433 | 0.0015922 | 0.0017699 | 0.0019682 | 0.0021895 | 0.0024366 | 0.0027124 | 0.0030206 | 0.0033648 | 0.0036193 | 0.0036193 | 0.0036193 | 0.0036193 | 0.0036193 | 0.0036193 | 0.0036193 | 0.0036193 | 0.0036193 | 0.0036193 | 4.585 | 4.51 | 4.51 | 4.515 | 4.523 | 4.554 | 4.612 | 4.672 | 4.701 | 4.701 | 4.701 | 4.701 | 4.701 | 4.701 | 4.701 | 4.701 | 4.701 | 4.701 | 4.701 | 4.701 | 8312.0593 | 509.5944 | 0.0001182 | 10726.0659 | 6077.6277 | 356.9236 | 21.9978 | 8821.6538 | 378.9214 | 8442.7324 | 2365.1047 | TRUE
| 60685244 | WBL008 | WBL | 22KV | 31.55 | 0 | 45090.5514 | 100% | Three phase | 97.13 | 0.00036861 | 0.0004094 | 0.0004549 | 0.00050567 | 0.00056231 | 0.00062554 | 0.00069613 | 0.00077495 | 0.00086298 | 0.00096132 | 0.001034 | 0.001034 | 0.001034 | 0.001034 | 0.001034 | 0.001034 | 0.001034 | 0.001034 | 0.001034 | 0.001034 | 4.585 | 4.51 | 4.51 | 4.515 | 4.523 | 4.554 | 4.612 | 4.672 | 4.701 | 4.701 | 4.701 | 4.701 | 4.701 | 4.701 | 4.701 | 4.701 | 4.701 | 4.701 | 4.701 | 4.701 | 2374.7666 | 41.5958 | 3.377e-05 | 3064.4515 | 1736.3864 | 101.9736 | 1.7956 | 2416.3623 | 103.7691 | 2312.5932 | 576.2068 | TRUE
| 60685245 | WBL006 | WBL | 22KV | 562.32 | 0 | 45090.5514 | 100% | Three phase | 97.13 | 0.0071498 | 0.0077959 | 0.0085027 | 0.0092762 | 0.010123 | 0.011049 | 0.012063 | 0.013174 | 0.014389 | 0.015721 | 0.017179 | 0.01843 | 0.01843 | 0.01843 | 0.01843 | 0.01843 | 0.01843 | 0.01843 | 0.01843 | 0.01843 | 4.182 | 4.232 | 4.323 | 4.379 | 4.415 | 4.479 | 4.573 | 4.673 | 4.733 | 4.733 | 4.733 | 4.733 | 4.733 | 4.733 | 4.733 | 4.733 | 4.733 | 4.733 | 4.733 | 4.733 | 41706.8977 | 13098.4451 | 0.00060189 | 54618.1416 | 30947.8548 | 1793.1066 | 570.3903 | 54805.3428 | 2363.497 | 52441.8458 | 21493.991 | TRUE
| 60685246 | WBL006 | WBL | 22KV | 351.19 | 0 | 45090.5514 | 100% | Three phase | 97.13 | 0.0046133 | 0.0051138 | 0.0056708 | 0.0062907 | 0.006981 | 0.0077496 | 0.0086056 | 0.0095593 | 0.010622 | 0.01151 | 0.01151 | 0.01151 | 0.01151 | 0.01151 | 0.01151 | 0.01151 | 0.01151 | 0.01151 | 0.01151 | 0.01151 | 4.182 | 4.232 | 4.323 | 4.379 | 4.415 | 4.479 | 4.573 | 4.673 | 4.733 | 4.733 | 4.733 | 4.733 | 4.733 | 4.733 | 4.733 | 4.733 | 4.733 | 4.733 | 4.733 | 4.733 | 27555.7468 | 5407.3335 | 0.0003759 | 34111.0847 | 19328.0999 | 1119.8626 | 222.4792 | 32963.0803 | 1342.3418 | 31620.7386 | 12292.6387 | TRUE
| 60685247 | WBL006 | WBL | 22KV | 211.83 | 0 | 45090.5514 | 100% | Three phase | 97.13 | 0.0015323 | 0.0017015 | 0.0018904 | 0.0021013 | 0.0023368 | 0.0026 | 0.0028941 | 0.0032229 | 0.0035905 | 0.0040016 | 0.0044615 | 0.004976 | 0.0055518 | 0.0061964 | 0.006918 | 0.0069427 | 0.0069427 | 0.0069427 | 0.0069427 | 0.0069427 | 4.182 | 4.232 | 4.323 | 4.379 | 4.415 | 4.479 | 4.573 | 4.673 | 4.733 | 4.733 | 4.733 | 4.733 | 4.733 | 4.733 | 4.733 | 4.733 | 4.733 | 4.733 | 4.733 | 4.733 | 12260.3277 | 1442.9963 | 0.00022674 | 20575.0479 | 11658.2801 | 675.4762 | 80.9431 | 13703.3241 | 756.4193 | 12946.9047 | 1288.6246 | TRUE
| 60685308 | WBL012 | WBL | 22KV | 689.45 | 17 | 45090.5514 | 5.556% | Three phase | 97.13 | 0.0073155 | 0.0081631 | 0.0091133 | 0.010179 | 0.011374 | 0.012715 | 0.014219 | 0.015908 | 0.017804 | 0.019933 | 0.022325 | 0.022597 | 0.022597 | 0.022597 | 0.022597 | 0.022597 | 0.022597 | 0.022597 | 0.022597 | 0.022597 | 0.48244 | 0.48689 | 0.49522 | 0.50094 | 0.50244 | 0.50561 | 0.51483 | 0.525 | 0.52667 | 0.52667 | 0.52667 | 0.52667 | 0.52667 | 0.52667 | 0.52667 | 0.52667 | 0.52667 | 0.52667 | 0.52667 | 0.52667 | 5603.898 | 19227.5441 | 0.00073796 | 66966.2785 | 37944.5841 | 247.3427 | 857.4537 | 24831.4421 | 1104.7963 | 23726.6457 | -14217.9383 | FALSE
| 60685354 | HTN011 | HTN | 22KV | 636.05 | 11 | 38280.733 | 8.333% | Three phase | 97.13 | 0.0077339 | 0.0082449 | 0.0087911 | 0.0093749 | 0.009999 | 0.010666 | 0.011379 | 0.012142 | 0.012958 | 0.01383 | 0.014762 | 0.01576 | 0.016827 | 0.017969 | 0.01919 | 0.020496 | 0.020846 | 0.020846 | 0.020846 | 0.020846 | 0.10667 | 0.10833 | 0.11 | 0.11083 | 0.11142 | 0.11283 | 0.11508 | 0.117 | 0.11667 | 0.11667 | 0.11667 | 0.11667 | 0.11667 | 0.11667 | 0.11667 | 0.11667 | 0.11667 | 0.11667 | 0.11667 | 0.11667 | 876.2903 | 14758.1055 | 0.00068081 | 61779.5365 | 35005.6606 | 42.9803 | 729.7727 | 15634.3958 | 772.753 | 14861.6427 | -20144.0179 | FALSE
| 60685556 | KRT023 | KRT | 22KV | 59.64 | 0 | 47052.9427 | 100% | Three phase | 97.13 | 0.00069679 | 0.0007739 | 0.00085992 | 0.00095588 | 0.001063 | 0.0011825 | 0.0013159 | 0.0014649 | 0.0016313 | 0.0018172 | 0.0019547 | 0.0019547 | 0.0019547 | 0.0019547 | 0.0019547 | 0.0019547 | 0.0019547 | 0.0019547 | 0.0019547 | 0.0019547 | 8.401 | 8.389 | 8.432 | 8.472 | 8.465 | 8.474 | 8.534 | 8.617 | 8.647 | 8.647 | 8.647 | 8.647 | 8.647 | 8.647 | 8.647 | 8.647 | 8.647 | 8.647 | 8.647 | 8.647 | 8644.9638 | 148.6366 | 6.3837e-05 | 5792.8332 | 3282.3482 | 371.7833 | 6.4162 | 8793.6004 | 378.1996 | 8415.4008 | 5133.0526 | TRUE
| 60685557 | KRT023 | KRT | 22KV | 152.93 | 0 | 47052.9427 | 100% | Three phase | 97.13 | 0.0017867 | 0.0019845 | 0.002205 | 0.0024511 | 0.0027257 | 0.0030321 | 0.0033743 | 0.0037564 | 0.0041831 | 0.0046597 | 0.0050122 | 0.0050122 | 0.0050122 | 0.0050122 | 0.0050122 | 0.0050122 | 0.0050122 | 0.0050122 | 0.0050122 | 0.0050122 | 8.401 | 8.389 | 8.432 | 8.472 | 8.465 | 8.474 | 8.534 | 8.617 | 8.647 | 8.647 | 8.647 | 8.647 | 8.647 | 8.647 | 8.647 | 8.647 | 8.647 | 8.647 | 8.647 | 8.647 | 22167.5773 | 977.3181 | 0.00016369 | 14854.0909 | 8416.6586 | 953.3338 | 42.1881 | 23144.8954 | 995.5219 | 22149.3735 | 13732.7149 | TRUE
| 60690233 | TRG014 | TRG | 22KV | 1760.68 | 7 | 45911.034 | 12.5% | Three phase | 97.13 | 0.016311 | 0.017495 | 0.01877 | 0.020142 | 0.021619 | 0.023208 | 0.024919 | 0.026761 | 0.028745 | 0.030881 | 0.033181 | 0.035659 | 0.038328 | 0.041203 | 0.044301 | 0.047638 | 0.051235 | 0.055111 | 0.057706 | 0.057706 | 0.46737 | 0.47 | 0.47475 | 0.476 | 0.4735 | 0.47525 | 0.48163 | 0.487 | 0.48187 | 0.48187 | 0.48187 | 0.48187 | 0.48187 | 0.48187 | 0.48187 | 0.48187 | 0.48187 | 0.48187 | 0.48187 | 0.48187 | 10179.4528 | 94782.4342 | 0.0018846 | 171014.8484 | 96900.8199 | 598.8453 | 5591.9846 | 104961.887 | 6190.8299 | 98771.0572 | 1870.2373 | TRUE
| 60690240 | TRG014 | TRG | 22KV | 2305.4 | 7 | 45911.034 | 12.5% | Three phase | 97.13 | 0.021357 | 0.022908 | 0.024577 | 0.026374 | 0.028307 | 0.030388 | 0.032629 | 0.035041 | 0.037638 | 0.040435 | 0.043447 | 0.046691 | 0.050186 | 0.05395 | 0.058006 | 0.062377 | 0.067086 | 0.072161 | 0.075559 | 0.075559 | 0.46737 | 0.47 | 0.47475 | 0.476 | 0.4735 | 0.47525 | 0.48163 | 0.487 | 0.48187 | 0.48187 | 0.48187 | 0.48187 | 0.48187 | 0.48187 | 0.48187 | 0.48187 | 0.48187 | 0.48187 | 0.48187 | 0.48187 | 13328.7767 | 162502.323 | 0.0024676 | 223923.502 | 126880.0407 | 784.1164 | 9587.3301 | 175831.0997 | 10371.4464 | 165459.6533 | 38579.6125 | TRUE
| 60690244 | TRG014 | TRG | 22KV | 2114.8 | 7 | 45911.034 | 12.5% | Covered | 390 | 0.026488 | 0.028664 | 0.031026 | 0.033589 | 0.036373 | 0.039396 | 0.042678 | 0.046244 | 0.050117 | 0.054325 | 0.058897 | 0.063865 | 0.069264 | 0.069312 | 0.069312 | 0.069312 | 0.069312 | 0.069312 | 0.069312 | 0.069312 | 0.46737 | 0.47 | 0.47475 | 0.476 | 0.4735 | 0.47525 | 0.48163 | 0.487 | 0.48187 | 0.48187 | 0.48187 | 0.48187 | 0.48187 | 0.48187 | 0.48187 | 0.48187 | 0.48187 | 0.48187 | 0.48187 | 0.48187 | 16009.1512 | 719032.5188 | 0.0022636 | 824772 | 467334.1745 | 719.2892 | 32393.28 | 735041.67 | 33112.5691 | 701929.1008 | 234594.9263 | TRUE
| 60690245 | TRG014 | TRG | 22KV | 257.57 | 7 | 45911.034 | 12.5% | Covered | 390 | 0.0032261 | 0.0034911 | 0.0037787 | 0.004091 | 0.00443 | 0.0047981 | 0.005198 | 0.0056322 | 0.006104 | 0.0066165 | 0.0071733 | 0.0077784 | 0.008436 | 0.0084418 | 0.0084418 | 0.0084418 | 0.0084418 | 0.0084418 | 0.0084418 | 0.0084418 | 0.46737 | 0.47 | 0.47475 | 0.476 | 0.4735 | 0.47525 | 0.48163 | 0.487 | 0.48187 | 0.48187 | 0.48187 | 0.48187 | 0.48187 | 0.48187 | 0.48187 | 0.48187 | 0.48187 | 0.48187 | 0.48187 | 0.48187 | 1949.8189 | 10665.9731 | 0.00027569 | 100452.3 | 56918.5092 | 87.6051 | 480.5149 | 12615.792 | 568.12 | 12047.672 | -44870.8372 | FALSE
| 60690385 | WBL002 | WBL | 22KV | 636.36 | 1 | 45090.5514 | 50% | Three phase | 97.13 | 0.0082397 | 0.0090672 | 0.0099812 | 0.010991 | 0.012107 | 0.013339 | 0.014702 | 0.016209 | 0.017874 | 0.019716 | 0.020857 | 0.020857 | 0.020857 | 0.020857 | 0.020857 | 0.020857 | 0.020857 | 0.020857 | 0.020857 | 0.020857 | 7.4585 | 7.492 | 7.5695 | 7.6055 | 7.612 | 7.645 | 7.7315 | 7.818 | 7.8165 | 7.8165 | 7.8165 | 7.8165 | 7.8165 | 7.8165 | 7.8165 | 7.8165 | 7.8165 | 7.8165 | 7.8165 | 7.8165 | 81783.7751 | 17353.4259 | 0.00068114 | 61809.6468 | 35022.7218 | 3426.3625 | 730.4842 | 99137.201 | 4156.8467 | 94980.3543 | 59957.6325 | TRUE
| 60690528 | KRT013 | KRT | 22KV | 380.18 | 16 | 47052.9427 | 5.882% | Single phase | 44.74 | 0.0020501 | 0.0022254 | 0.0024167 | 0.0026253 | 0.0028529 | 0.0031014 | 0.0033726 | 0.0036687 | 0.003992 | 0.0043451 | 0.0047308 | 0.0051523 | 0.0056128 | 0.0061161 | 0.0066662 | 0.0072676 | 0.0079251 | 0.0086442 | 0.0094306 | 0.010291 | 0.36618 | 0.36835 | 0.373 | 0.37671 | 0.37771 | 0.37906 | 0.38494 | 0.392 | 0.39359 | 0.39359 | 0.39359 | 0.39359 | 0.39359 | 0.39359 | 0.39359 | 0.39359 | 0.39359 | 0.39359 | 0.39359 | 0.39359 | 1233.8542 | 1375.3081 | 0.00040693 | 17009.2532 | 9637.8215 | 106.6957 | 120.0954 | 2609.1623 | 226.791 | 2382.3713 | -7255.4502 | FALSE
| 60690592 | PLD002 | PLD | 22KV | 48.9 | 0 | 42177.4532 | 100% | Three phase | 97.13 | 0.00061846 | 0.00067254 | 0.00073154 | 0.00079592 | 0.00086618 | 0.00094286 | 0.0010266 | 0.001118 | 0.0012178 | 0.0013267 | 0.0014458 | 0.0015758 | 0.0016027 | 0.0016027 | 0.0016027 | 0.0016027 | 0.0016027 | 0.0016027 | 0.0016027 | 0.0016027 | 1.445 | 1.452 | 1.462 | 1.465 | 1.455 | 1.455 | 1.465 | 1.475 | 1.478 | 1.478 | 1.478 | 1.478 | 1.478 | 1.478 | 1.478 | 1.478 | 1.478 | 1.478 | 1.478 | 1.478 | 1066.6652 | 97.9296 | 5.2341e-05 | 4749.657 | 2691.2614 | 46.8799 | 4.3134 | 1164.5948 | 51.1933 | 1113.4015 | -1577.8599 | FALSE
| 60694547 | PLD003 | PLD | 22KV | 37.88 | 25 | 42177.4532 | 3.846% | Single phase | 44.74 | 0.00042051 | 0.00046166 | 0.00050702 | 0.00055702 | 0.00061215 | 0.00067294 | 0.00073998 | 0.00081394 | 0.00089554 | 0.00098558 | 0.001085 | 0.0011947 | 0.0012415 | 0.0012415 | 0.0012415 | 0.0012415 | 0.0012415 | 0.0012415 | 0.0012415 | 0.0012415 | 0.082231 | 0.082769 | 0.083808 | 0.083923 | 0.083654 | 0.084077 | 0.085 | 0.086038 | 0.085231 | 0.085231 | 0.085231 | 0.085231 | 0.085231 | 0.085231 | 0.085231 | 0.085231 | 0.085231 | 0.085231 | 0.085231 | 0.085231 | 45.8073 | 26.0274 | 4.0546e-05 | 1694.7512 | 960.2838 | 2.091 | 1.1923 | 71.8347 | 3.2833 | 68.5514 | -891.7323 | FALSE
| 60694551 | PLD003 | PLD | 22KV | 819.25 | 25 | 42177.4532 | 3.846% | Single phase | 44.74 | 0.010608 | 0.011673 | 0.01285 | 0.01415 | 0.015586 | 0.017173 | 0.018927 | 0.020867 | 0.023011 | 0.025382 | 0.026851 | 0.026851 | 0.026851 | 0.026851 | 0.026851 | 0.026851 | 0.026851 | 0.026851 | 0.026851 | 0.026851 | 0.082231 | 0.082769 | 0.083808 | 0.083923 | 0.083654 | 0.084077 | 0.085 | 0.086038 | 0.085231 | 0.085231 | 0.085231 | 0.085231 | 0.085231 | 0.085231 | 0.085231 | 0.085231 | 0.085231 | 0.085231 | 0.085231 | 0.085231 | 1077.7269 | 13248.1419 | 0.0008769 | 36653.245 | 20768.5445 | 45.2232 | 557.6743 | 14325.8688 | 602.8974 | 13722.9714 | -7045.5731 | FALSE
| 60694552 | PLD003 | PLD | 22KV | 169.45 | 25 | 42177.4532 | 3.846% | Single phase | 44.74 | 0.0018811 | 0.0020652 | 0.0022681 | 0.0024917 | 0.0027383 | 0.0030103 | 0.0033102 | 0.003641 | 0.0040061 | 0.0044088 | 0.0048534 | 0.0053441 | 0.0055537 | 0.0055537 | 0.0055537 | 0.0055537 | 0.0055537 | 0.0055537 | 0.0055537 | 0.0055537 | 0.082231 | 0.082769 | 0.083808 | 0.083923 | 0.083654 | 0.084077 | 0.085 | 0.086038 | 0.085231 | 0.085231 | 0.085231 | 0.085231 | 0.085231 | 0.085231 | 0.085231 | 0.085231 | 0.085231 | 0.085231 | 0.085231 | 0.085231 | 204.9115 | 520.8273 | 0.00018137 | 7581.193 | 4295.6727 | 9.3538 | 23.8578 | 725.7388 | 33.2116 | 692.5272 | -3603.1455 | FALSE
| 60697413 | CDN006 | CDN | 22KV | 633.24 | 18 | 45429.2584 | 5.263% | Single phase | 44.74 | 0.0057345 | 0.0062573 | 0.0068301 | 0.0074577 | 0.0081454 | 0.0088992 | 0.0097256 | 0.010632 | 0.011625 | 0.012715 | 0.013911 | 0.015223 | 0.016662 | 0.018241 | 0.019975 | 0.020754 | 0.020754 | 0.020754 | 0.020754 | 0.020754 | 0.12316 | 0.12442 | 0.12637 | 0.12705 | 0.12705 | 0.12779 | 0.13011 | 0.13184 | 0.13037 | 0.13037 | 0.13037 | 0.13037 | 0.13037 | 0.13037 | 0.13037 | 0.13037 | 0.13037 | 0.13037 | 0.13037 | 0.13037 | 1082.218 | 6252.7316 | 0.0006778 | 28331.1576 | 16053.0645 | 57.3223 | 333.1842 | 7334.9497 | 390.5065 | 6944.4432 | -9108.6214 | FALSE
| 60697432 | CDN006 | CDN | 22KV | 471.55 | 18 | 45429.2584 | 5.263% | Covered | 390 | 0.0025342 | 0.0027207 | 0.0029218 | 0.0031386 | 0.0033725 | 0.0036246 | 0.0038967 | 0.0041902 | 0.0045068 | 0.0048486 | 0.0052174 | 0.0056155 | 0.0060453 | 0.0065094 | 0.0070105 | 0.0075517 | 0.0081362 | 0.0087676 | 0.0094498 | 0.010187 | 0.12316 | 0.12442 | 0.12637 | 0.12705 | 0.12705 | 0.12779 | 0.13011 | 0.13184 | 0.13037 | 0.13037 | 0.13037 | 0.13037 | 0.13037 | 0.13037 | 0.13037 | 0.13037 | 0.13037 | 0.13037 | 0.13037 | 0.13037 | 431.641 | 16196.5982 | 0.00050473 | 183904.5 | 104204.3834 | 42.6858 | 1610.5411 | 16628.2393 | 1653.2269 | 14975.0124 | -89229.371 | FALSE
| 60697436 | CDN006 | CDN | 22KV | 39.91 | 18 | 45429.2584 | 5.263% | Three phase | 97.13 | 0.00038129 | 0.00040914 | 0.00043911 | 0.00047138 | 0.00050612 | 0.00054353 | 0.00058381 | 0.0006272 | 0.00067393 | 0.00072427 | 0.0007785 | 0.00083693 | 0.00089989 | 0.00096775 | 0.0010409 | 0.0011197 | 0.0012047 | 0.0012963 | 0.001308 | 0.001308 | 0.12316 | 0.12442 | 0.12637 | 0.12705 | 0.12705 | 0.12779 | 0.13011 | 0.13184 | 0.13037 | 0.13037 | 0.13037 | 0.13037 | 0.13037 | 0.13037 | 0.13037 | 0.13037 | 0.13037 | 0.13037 | 0.13037 | 0.13037 | 63.4298 | 50.1772 | 4.2718e-05 | 3876.4583 | 2196.4876 | 3.6127 | 2.8732 | 113.607 | 6.486 | 107.121 | -2089.3665 | FALSE
| 60697870 | CDN004 | CDN | 22KV | 5.37 | 10 | 45429.2584 | 9.091% | Three phase | 97.13 | 5.1303e-05 | 5.505e-05 | 5.9084e-05 | 6.3425e-05 | 6.81e-05 | 7.3133e-05 | 7.8553e-05 | 8.4391e-05 | 9.0679e-05 | 9.7452e-05 | 0.00010475 | 0.00011261 | 0.00012108 | 0.00013021 | 0.00014005 | 0.00015066 | 0.00016209 | 0.00017441 | 0.000176 | 0.000176 | 0.12718 | 0.12755 | 0.12973 | 0.13027 | 0.13 | 0.13064 | 0.13282 | 0.13464 | 0.13336 | 0.13336 | 0.13336 | 0.13336 | 0.13336 | 0.13336 | 0.13336 | 0.13336 | 0.13336 | 0.13336 | 0.13336 | 0.13336 | 8.7343 | 0.90843 | 5.7479e-06 | 521.5881 | 295.5434 | 0.49771 | 0.052018 | 9.6428 | 0.54972 | 9.093 | -286.4504 | FALSE
| 60457983 | TRG024 | TRG | 22KV | 618.75 | 15 | 45911.034 | 6.25% | Three phase | 97.13 | 0.0031686 | 0.0034815 | 0.0038273 | 0.0042094 | 0.0046318 | 0.005099 | 0.0056157 | 0.0061873 | 0.00682 | 0.0075203 | 0.0082955 | 0.0091541 | 0.010105 | 0.011158 | 0.012326 | 0.013619 | 0.015053 | 0.016643 | 0.018406 | 0.020279 | 0.44681 | 0.45469 | 0.46713 | 0.47706 | 0.47956 | 0.4835 | 0.49631 | 0.51144 | 0.51269 | 0.51269 | 0.51269 | 0.51269 | 0.51269 | 0.51269 | 0.51269 | 0.51269 | 0.51269 | 0.51269 | 0.51269 | 0.51269 | 2786.9807 | 8683.1826 | 0.00066229 | 60099.1875 | 34053.5374 | 217.5007 | 690.6142 | 11470.1633 | 908.115 | 10562.0483 | -23491.4892 | FALSE
| 60698078 | TRG022 | TRG | 22KV | 313.85 | 28 | 45911.034 | 3.448% | Three phase | 97.13 | 0.0030429 | 0.0032894 | 0.0035569 | 0.0038471 | 0.004162 | 0.0045036 | 0.0048745 | 0.005277 | 0.005714 | 0.0061885 | 0.0067037 | 0.0072633 | 0.007871 | 0.0085312 | 0.0092484 | 0.010028 | 0.010286 | 0.010286 | 0.010286 | 0.010286 | 0.17445 | 0.17714 | 0.18062 | 0.18245 | 0.18269 | 0.18459 | 0.1889 | 0.19221 | 0.191 | 0.191 | 0.191 | 0.191 | 0.191 | 0.191 | 0.191 | 0.191 | 0.191 | 0.191 | 0.191 | 0.191 | 783.7908 | 3310.4201 | 0.00033593 | 30484.2505 | 17273.0549 | 41.6725 | 177.6844 | 4094.2109 | 219.3569 | 3874.854 | -13398.2009 | FALSE
| 60698131 | TRG024 | TRG | 22KV | 76.75 | 15 | 45911.034 | 6.25% | Three phase | 97.13 | 0.00074665 | 0.00082073 | 0.00090251 | 0.00099279 | 0.0010925 | 0.0012026 | 0.0013242 | 0.0014586 | 0.0016071 | 0.0017713 | 0.0019527 | 0.0021534 | 0.0023752 | 0.0025155 | 0.0025155 | 0.0025155 | 0.0025155 | 0.0025155 | 0.0025155 | 0.0025155 | 0.44681 | 0.45469 | 0.46713 | 0.47706 | 0.47956 | 0.4835 | 0.49631 | 0.51144 | 0.51269 | 0.51269 | 0.51269 | 0.51269 | 0.51269 | 0.51269 | 0.51269 | 0.51269 | 0.51269 | 0.51269 | 0.51269 | 0.51269 | 557.982 | 216.275 | 8.2151e-05 | 7454.7275 | 4224.0145 | 26.9789 | 10.6258 | 774.257 | 37.6047 | 736.6523 | -3487.3622 | FALSE
| 60698134 | TRG024 | TRG | 22KV | 1993.52 | 15 | 45911.034 | 6.25% | Three phase | 97.13 | 0.019394 | 0.021318 | 0.023442 | 0.025787 | 0.028376 | 0.031236 | 0.034396 | 0.037886 | 0.041744 | 0.046007 | 0.050721 | 0.055932 | 0.061695 | 0.065337 | 0.065337 | 0.065337 | 0.065337 | 0.065337 | 0.065337 | 0.065337 | 0.44681 | 0.45469 | 0.46713 | 0.47706 | 0.47956 | 0.4835 | 0.49631 | 0.51144 | 0.51269 | 0.51269 | 0.51269 | 0.51269 | 0.51269 | 0.51269 | 0.51269 | 0.51269 | 0.51269 | 0.51269 | 0.51269 | 0.51269 | 14493.1363 | 145911.9203 | 0.0021338 | 193630.5976 | 109715.4068 | 700.7549 | 7168.7972 | 160405.0566 | 7869.5521 | 152535.5045 | 42820.0977 | TRUE
| 60698150 | TRG014 | TRG | 22KV | 589.78 | 7 | 45911.034 | 12.5% | Single phase | 44.74 | 0.0033722 | 0.0036492 | 0.0039503 | 0.0042776 | 0.0046335 | 0.0050206 | 0.0054416 | 0.0058997 | 0.0063981 | 0.0069405 | 0.0075309 | 0.0081737 | 0.0088735 | 0.0096355 | 0.010465 | 0.011369 | 0.012354 | 0.013427 | 0.014596 | 0.01587 | 0.46737 | 0.47 | 0.47475 | 0.476 | 0.4735 | 0.47525 | 0.48163 | 0.487 | 0.48187 | 0.48187 | 0.48187 | 0.48187 | 0.48187 | 0.48187 | 0.48187 | 0.48187 | 0.48187 | 0.48187 | 0.48187 | 0.48187 | 2354.9858 | 3382.129 | 0.00063128 | 26386.7572 | 14951.324 | 200.5969 | 289.0199 | 5737.1149 | 489.6168 | 5247.498 | -9703.826 | FALSE
| 60698599 | PLD006 | PLD | 22KV | 761.17 | 11 | 42177.4532 | 8.333% | Single phase | 44.74 | 0.0091275 | 0.0099444 | 0.010837 | 0.011814 | 0.012881 | 0.014049 | 0.015327 | 0.016724 | 0.018254 | 0.019927 | 0.021759 | 0.023764 | 0.024947 | 0.024947 | 0.024947 | 0.024947 | 0.024947 | 0.024947 | 0.024947 | 0.024947 | 0.38825 | 0.38767 | 0.38917 | 0.38833 | 0.38567 | 0.38467 | 0.38642 | 0.38808 | 0.38525 | 0.38525 | 0.38525 | 0.38525 | 0.38525 | 0.38525 | 0.38525 | 0.38525 | 0.38525 | 0.38525 | 0.38525 | 0.38525 | 4252.758 | 10677.6332 | 0.00081473 | 34054.7458 | 19296.177 | 191.9152 | 481.4055 | 14930.3912 | 673.3207 | 14257.0705 | -5039.1065 | FALSE
| 60698602 | PLD006 | PLD | 22KV | 289.26 | 11 | 42177.4532 | 8.333% | Single phase | 44.74 | 0.0034686 | 0.0037791 | 0.0041184 | 0.0044895 | 0.0048952 | 0.005339 | 0.0058245 | 0.0063556 | 0.0069367 | 0.0075727 | 0.0082687 | 0.0090306 | 0.0094804 | 0.0094804 | 0.0094804 | 0.0094804 | 0.0094804 | 0.0094804 | 0.0094804 | 0.0094804 | 0.38825 | 0.38767 | 0.38917 | 0.38833 | 0.38567 | 0.38467 | 0.38642 | 0.38808 | 0.38525 | 0.38525 | 0.38525 | 0.38525 | 0.38525 | 0.38525 | 0.38525 | 0.38525 | 0.38525 | 0.38525 | 0.38525 | 0.38525 | 1616.1341 | 1542.0144 | 0.00030961 | 12941.4924 | 7332.9377 | 72.9317 | 69.5224 | 3158.1485 | 142.454 | 3015.6945 | -4317.2432 | FALSE
| 60700719 | CDN001 | CDN | 22KV | 2733.93 | 16 | 45429.2584 | 5.882% | Three phase | 97.13 | 0.025321 | 0.027421 | 0.029702 | 0.032182 | 0.034878 | 0.037809 | 0.040997 | 0.044464 | 0.048234 | 0.052337 | 0.0568 | 0.061656 | 0.066942 | 0.072694 | 0.078956 | 0.085773 | 0.089604 | 0.089604 | 0.089604 | 0.089604 | 0.52147 | 0.52506 | 0.53088 | 0.53312 | 0.53271 | 0.53476 | 0.54329 | 0.54988 | 0.54476 | 0.54476 | 0.54476 | 0.54476 | 0.54476 | 0.54476 | 0.54476 | 0.54476 | 0.54476 | 0.54476 | 0.54476 | 0.54476 | 18960.9286 | 245513.0687 | 0.0029263 | 265546.6209 | 150464.6264 | 1036.4324 | 13482.7935 | 264473.9973 | 14519.2259 | 249954.7715 | 99490.145 | TRUE
| 60700720 | CDN001 | CDN | 22KV | 1032.13 | 16 | 45429.2584 | 5.882% | Three phase | 97.13 | 0.0095594 | 0.010352 | 0.011213 | 0.01215 | 0.013167 | 0.014274 | 0.015477 | 0.016786 | 0.01821 | 0.019758 | 0.021443 | 0.023277 | 0.025272 | 0.027444 | 0.029808 | 0.032382 | 0.033828 | 0.033828 | 0.033828 | 0.033828 | 0.52147 | 0.52506 | 0.53088 | 0.53312 | 0.53271 | 0.53476 | 0.54329 | 0.54988 | 0.54476 | 0.54476 | 0.54476 | 0.54476 | 0.54476 | 0.54476 | 0.54476 | 0.54476 | 0.54476 | 0.54476 | 0.54476 | 0.54476 | 7158.2459 | 34991.9896 | 0.0011048 | 100250.7869 | 56804.3274 | 391.2803 | 1921.6483 | 42150.2355 | 2312.9286 | 39837.3069 | -16967.0205 | FALSE
| 60701405 | TRG011 | TRG | 22KV | 1823.25 | 0 | 45911.034 | 100% | Single phase | 44.74 | 0.022665 | 0.024471 | 0.026426 | 0.028544 | 0.030838 | 0.033323 | 0.036016 | 0.038933 | 0.042095 | 0.045522 | 0.049236 | 0.053263 | 0.057628 | 0.059757 | 0.059757 | 0.059757 | 0.059757 | 0.059757 | 0.059757 | 0.059757 | 1.389 | 1.406 | 1.443 | 1.452 | 1.459 | 1.473 | 1.51 | 1.543 | 1.525 | 1.525 | 1.525 | 1.525 | 1.525 | 1.525 | 1.525 | 1.525 | 1.525 | 1.525 | 1.525 | 1.525 | 42653.3911 | 60448.6067 | 0.0019515 | 81572.205 | 46220.6271 | 1932.2274 | 2762.1047 | 103101.9978 | 4694.3321 | 98407.6656 | 52187.0385 | TRUE
| 60701406 | TRG011 | TRG | 22KV | 84.57 | 0 | 45911.034 | 100% | Three phase | 97.13 | 0.0008014 | 0.00087911 | 0.00096469 | 0.001059 | 0.0011629 | 0.0012774 | 0.0014036 | 0.0015428 | 0.0016962 | 0.0018655 | 0.0020522 | 0.0022582 | 0.0024855 | 0.0027364 | 0.0027718 | 0.0027718 | 0.0027718 | 0.0027718 | 0.0027718 | 0.0027718 | 1.389 | 1.406 | 1.443 | 1.452 | 1.459 | 1.473 | 1.51 | 1.543 | 1.525 | 1.525 | 1.525 | 1.525 | 1.525 | 1.525 | 1.525 | 1.525 | 1.525 | 1.525 | 1.525 | 1.525 | 1798.7704 | 256.2416 | 9.0521e-05 | 8214.2841 | 4654.3962 | 89.6248 | 12.9014 | 2055.012 | 102.5263 | 1952.4858 | -2701.9104 | FALSE
| 60701409 | TRG011 | TRG | 22KV | 940.29 | 0 | 45911.034 | 100% | Three phase | 97.13 | 0.011689 | 0.01262 | 0.013629 | 0.014721 | 0.015904 | 0.017186 | 0.018574 | 0.020079 | 0.021709 | 0.023477 | 0.025392 | 0.027469 | 0.02972 | 0.030818 | 0.030818 | 0.030818 | 0.030818 | 0.030818 | 0.030818 | 0.030818 | 1.389 | 1.406 | 1.443 | 1.452 | 1.459 | 1.473 | 1.51 | 1.543 | 1.525 | 1.525 | 1.525 | 1.525 | 1.525 | 1.525 | 1.525 | 1.525 | 1.525 | 1.525 | 1.525 | 1.525 | 21997.289 | 34903.9754 | 0.0010065 | 91330.3677 | 51749.8193 | 996.492 | 1594.8827 | 56901.2644 | 2591.3747 | 54309.8897 | 2560.0703 | TRUE
| 60701727 | WBL002 | WBL | 22KV | 3678.79 | 1 | 45090.5514 | 50% | Three phase | 97.13 | 0.034079 | 0.036555 | 0.039219 | 0.042085 | 0.045171 | 0.048492 | 0.052067 | 0.055916 | 0.06006 | 0.064523 | 0.069329 | 0.074506 | 0.080083 | 0.08609 | 0.092562 | 0.099536 | 0.10705 | 0.11515 | 0.12057 | 0.12057 | 7.4585 | 7.492 | 7.5695 | 7.6055 | 7.612 | 7.645 | 7.7315 | 7.818 | 7.8165 | 7.8165 | 7.8165 | 7.8165 | 7.8165 | 7.8165 | 7.8165 | 7.8165 | 7.8165 | 7.8165 | 7.8165 | 7.8165 | 337494.1306 | 413787.1413 | 0.0039377 | 357320.8727 | 202465.9604 | 19807.763 | 24412.6597 | 751281.272 | 44220.4227 | 707060.8493 | 504594.8889 | TRUE
| 60701732 | WBL006 | WBL | 22KV | 52.77 | 0 | 45090.5514 | 100% | Three phase | 97.13 | 0.00064362 | 0.00068722 | 0.00073389 | 0.00078385 | 0.00083734 | 0.00089462 | 0.00095596 | 0.0010217 | 0.001092 | 0.0011674 | 0.0012481 | 0.0013346 | 0.0014273 | 0.0015266 | 0.001633 | 0.0017295 | 0.0017295 | 0.0017295 | 0.0017295 | 0.0017295 | 4.182 | 4.232 | 4.323 | 4.379 | 4.415 | 4.479 | 4.573 | 4.673 | 4.733 | 4.733 | 4.733 | 4.733 | 4.733 | 4.733 | 4.733 | 4.733 | 4.733 | 4.733 | 4.733 | 4.733 | 3486.1316 | 102.7893 | 5.6483e-05 | 5125.5501 | 2904.2508 | 168.2712 | 5.0232 | 3588.9209 | 173.2943 | 3415.6266 | 511.3758 | TRUE
| 60701885 | COB012 | COB | 22KV | 2244.17 | 0 | 52118.0985 | 100% | Single phase | 44.74 | 0.027925 | 0.030118 | 0.032491 | 0.035059 | 0.037837 | 0.040843 | 0.044096 | 0.047617 | 0.051429 | 0.055556 | 0.060024 | 0.064862 | 0.070101 | 0.073552 | 0.073552 | 0.073552 | 0.073552 | 0.073552 | 0.073552 | 0.073552 | 1.176 | 1.186 | 1.196 | 1.206 | 1.206 | 1.206 | 1.226 | 1.246 | 1.236 | 1.236 | 1.236 | 1.236 | 1.236 | 1.236 | 1.236 | 1.236 | 1.236 | 1.236 | 1.236 | 1.236 | 48410.8616 | 91245.1329 | 0.0024021 | 100404.1658 | 56891.2353 | 2209.7343 | 4184.6506 | 139655.9944 | 6394.3849 | 133261.6096 | 76370.3742 | TRUE
| 60702094 | HTN013 | HTN | 22KV | 100.64 | 30 | 38280.733 | 3.226% | Three phase | 97.13 | 0.00096105 | 0.0010465 | 0.00114 | 0.0012421 | 0.0013538 | 0.001476 | 0.0016096 | 0.0017557 | 0.0019157 | 0.0020907 | 0.0022822 | 0.0024918 | 0.0027213 | 0.0029726 | 0.0032478 | 0.0032985 | 0.0032985 | 0.0032985 | 0.0032985 | 0.0032985 | 0.15197 | 0.15152 | 0.15174 | 0.15132 | 0.15016 | 0.14877 | 0.14881 | 0.14926 | 0.1479 | 0.1479 | 0.1479 | 0.1479 | 0.1479 | 0.1479 | 0.1479 | 0.1479 | 0.1479 | 0.1479 | 0.1479 | 0.1479 | 170.5266 | 351.5603 | 0.00010772 | 9775.1632 | 5538.8251 | 8.8945 | 18.2703 | 522.0869 | 27.1648 | 494.9221 | -5043.903 | FALSE
| 60705049 | CDN001 | CDN | 22KV | 1066.28 | 16 | 45429.2584 | 5.882% | Three phase | 97.13 | 0.0057795 | 0.0063451 | 0.0069695 | 0.007659 | 0.0084204 | 0.0092615 | 0.010191 | 0.011218 | 0.012353 | 0.013609 | 0.014998 | 0.016534 | 0.018233 | 0.020114 | 0.022195 | 0.024499 | 0.027051 | 0.029876 | 0.033005 | 0.034947 | 0.52147 | 0.52506 | 0.53088 | 0.53312 | 0.53271 | 0.53476 | 0.54329 | 0.54988 | 0.54476 | 0.54476 | 0.54476 | 0.54476 | 0.54476 | 0.54476 | 0.54476 | 0.54476 | 0.54476 | 0.54476 | 0.54476 | 0.54476 | 5335.1958 | 26917.9235 | 0.0011413 | 103567.7764 | 58683.8075 | 404.2266 | 2050.9148 | 32253.1194 | 2455.1414 | 29797.978 | -28885.8296 | FALSE
| 60705056 | CDN001 | CDN | 22KV | 861.45 | 16 | 45429.2584 | 5.882% | Three phase | 97.13 | 0.0078246 | 0.008551 | 0.009348 | 0.010223 | 0.011183 | 0.012237 | 0.013394 | 0.014665 | 0.016061 | 0.017595 | 0.01928 | 0.021132 | 0.023167 | 0.025404 | 0.027864 | 0.028234 | 0.028234 | 0.028234 | 0.028234 | 0.028234 | 0.52147 | 0.52506 | 0.53088 | 0.53312 | 0.53271 | 0.53476 | 0.54329 | 0.54988 | 0.54476 | 0.54476 | 0.54476 | 0.54476 | 0.54476 | 0.54476 | 0.54476 | 0.54476 | 0.54476 | 0.54476 | 0.54476 | 0.54476 | 6225.4434 | 25393.5928 | 0.00092207 | 83672.6385 | 47410.7795 | 326.5755 | 1338.6445 | 31619.0362 | 1665.22 | 29953.8162 | -17456.9634 | FALSE
| 60705057 | CDN001 | CDN | 22KV | 2504.9 | 16 | 45429.2584 | 5.882% | Three phase | 97.13 | 0.022752 | 0.024864 | 0.027182 | 0.029725 | 0.032517 | 0.035581 | 0.038946 | 0.042642 | 0.046702 | 0.051161 | 0.056061 | 0.061446 | 0.067364 | 0.07387 | 0.081022 | 0.082098 | 0.082098 | 0.082098 | 0.082098 | 0.082098 | 0.52147 | 0.52506 | 0.53088 | 0.53312 | 0.53271 | 0.53476 | 0.54329 | 0.54988 | 0.54476 | 0.54476 | 0.54476 | 0.54476 | 0.54476 | 0.54476 | 0.54476 | 0.54476 | 0.54476 | 0.54476 | 0.54476 | 0.54476 | 18102.1685 | 214706.2993 | 0.0026812 | 243300.937 | 137859.7268 | 949.6071 | 11318.4222 | 232808.4678 | 12268.0293 | 220540.4385 | 82680.7118 | TRUE
| 60705060 | CDN001 | CDN | 22KV | 1893.55 | 16 | 45429.2584 | 5.882% | Three phase | 97.13 | 0.017538 | 0.018992 | 0.020572 | 0.02229 | 0.024157 | 0.026187 | 0.028395 | 0.030796 | 0.033408 | 0.036249 | 0.03934 | 0.042704 | 0.046365 | 0.050349 | 0.054686 | 0.059407 | 0.062061 | 0.062061 | 0.062061 | 0.062061 | 0.52147 | 0.52506 | 0.53088 | 0.53312 | 0.53271 | 0.53476 | 0.54329 | 0.54988 | 0.54476 | 0.54476 | 0.54476 | 0.54476 | 0.54476 | 0.54476 | 0.54476 | 0.54476 | 0.54476 | 0.54476 | 0.54476 | 0.54476 | 13132.5478 | 117775.0746 | 0.0020268 | 183920.5115 | 104213.4559 | 717.8445 | 6467.8309 | 130907.6224 | 7185.6754 | 123721.9471 | 19508.4912 | TRUE
| 60705064 | CDN001 | CDN | 22KV | 2550.28 | 16 | 45429.2584 | 5.882% | Three phase | 97.13 | 0.019548 | 0.021477 | 0.023607 | 0.025958 | 0.028554 | 0.031421 | 0.034589 | 0.038089 | 0.041958 | 0.046235 | 0.050963 | 0.056191 | 0.061974 | 0.068371 | 0.075448 | 0.083279 | 0.083585 | 0.083585 | 0.083585 | 0.083585 | 0.52147 | 0.52506 | 0.53088 | 0.53312 | 0.53271 | 0.53476 | 0.54329 | 0.54988 | 0.54476 | 0.54476 | 0.54476 | 0.54476 | 0.54476 | 0.54476 | 0.54476 | 0.54476 | 0.54476 | 0.54476 | 0.54476 | 0.54476 | 16940.5001 | 204488.4733 | 0.0027297 | 247708.6964 | 140357.2613 | 966.8107 | 11732.2371 | 221428.9734 | 12699.0478 | 208729.9255 | 68372.6642 | TRUE
| 60705070 | CDN004 | CDN | 22KV | 607.24 | 10 | 45429.2584 | 9.091% | Single phase | 44.74 | 0.0072242 | 0.0077875 | 0.0083965 | 0.0090551 | 0.0097673 | 0.010538 | 0.011371 | 0.012272 | 0.013248 | 0.014303 | 0.015445 | 0.016682 | 0.01802 | 0.019468 | 0.019902 | 0.019902 | 0.019902 | 0.019902 | 0.019902 | 0.019902 | 0.12718 | 0.12755 | 0.12973 | 0.13027 | 0.13 | 0.13064 | 0.13282 | 0.13464 | 0.13336 | 0.13336 | 0.13336 | 0.13336 | 0.13336 | 0.13336 | 0.13336 | 0.13336 | 0.13336 | 0.13336 | 0.13336 | 0.13336 | 1195.4562 | 6477.8929 | 0.00064997 | 27167.9176 | 15393.9469 | 56.2806 | 306.3857 | 7673.3491 | 362.6663 | 7310.6828 | -8083.264 | FALSE
| 60705100 | CDN001 | CDN | 22KV | 229.08 | 16 | 45429.2584 | 5.882% | Three phase | 97.13 | 0.0020807 | 0.0022739 | 0.0024858 | 0.0027184 | 0.0029737 | 0.003254 | 0.0035618 | 0.0038997 | 0.004271 | 0.0046788 | 0.005127 | 0.0056194 | 0.0061607 | 0.0067556 | 0.0074097 | 0.007508 | 0.007508 | 0.007508 | 0.007508 | 0.007508 | 0.52147 | 0.52506 | 0.53088 | 0.53312 | 0.53271 | 0.53476 | 0.54329 | 0.54988 | 0.54476 | 0.54476 | 0.54476 | 0.54476 | 0.54476 | 0.54476 | 0.54476 | 0.54476 | 0.54476 | 0.54476 | 0.54476 | 0.54476 | 1655.4931 | 1795.7189 | 0.0002452 | 22250.5404 | 12607.6515 | 86.8442 | 94.6628 | 3451.212 | 181.507 | 3269.705 | -9337.9465 | FALSE
| 60705347 | PLD004 | PLD | 22KV | 88.25 | 2 | 42177.4532 | 33.33% | Three phase | 97.13 | 0.0007189 | 0.00079834 | 0.000887 | 0.00098598 | 0.0010965 | 0.0012199 | 0.0013579 | 0.001512 | 0.0016843 | 0.0018769 | 0.0020923 | 0.0023332 | 0.0026027 | 0.0028924 | 0.0028924 | 0.0028924 | 0.0028924 | 0.0028924 | 0.0028924 | 0.0028924 | 1.8517 | 1.8367 | 1.8323 | 1.8237 | 1.8103 | 1.8037 | 1.806 | 1.8103 | 1.7987 | 1.7987 | 1.7987 | 1.7987 | 1.7987 | 1.7987 | 1.7987 | 1.7987 | 1.7987 | 1.7987 | 1.7987 | 1.7987 | 1993.5362 | 269.4221 | 9.446e-05 | 8571.7225 | 4856.9288 | 104.2918 | 14.0486 | 2262.9583 | 118.3404 | 2144.6179 | -2712.3109 | FALSE
| 60705392 | PLD001 | PLD | 22KV | 295.76 | 22 | 42177.4532 | 4.348% | Three phase | 97.13 | 0.0027458 | 0.0029809 | 0.0032371 | 0.0035164 | 0.0038207 | 0.0041525 | 0.0045143 | 0.0049087 | 0.005339 | 0.0058083 | 0.0063203 | 0.0068789 | 0.0074885 | 0.0081538 | 0.0088799 | 0.0096726 | 0.0096935 | 0.0096935 | 0.0096935 | 0.0096935 | 0.17543 | 0.17561 | 0.17622 | 0.17591 | 0.17491 | 0.17509 | 0.17626 | 0.17726 | 0.17609 | 0.17609 | 0.17609 | 0.17609 | 0.17609 | 0.17609 | 0.17609 | 0.17609 | 0.17609 | 0.17609 | 0.17609 | 0.17609 | 630.2555 | 2926.4564 | 0.00031657 | 28727.1688 | 16277.4533 | 33.9696 | 157.7916 | 3556.7119 | 191.7612 | 3364.9507 | -12912.5026 | FALSE
| 60705394 | PLD001 | PLD | 22KV | 934.82 | 22 | 42177.4532 | 4.348% | Three phase | 97.13 | 0.011886 | 0.01296 | 0.014135 | 0.015421 | 0.016828 | 0.018368 | 0.020054 | 0.0219 | 0.023922 | 0.026135 | 0.02856 | 0.030639 | 0.030639 | 0.030639 | 0.030639 | 0.030639 | 0.030639 | 0.030639 | 0.030639 | 0.030639 | 0.17543 | 0.17561 | 0.17622 | 0.17591 | 0.17491 | 0.17509 | 0.17626 | 0.17726 | 0.17609 | 0.17609 | 0.17609 | 0.17609 | 0.17609 | 0.17609 | 0.17609 | 0.17609 | 0.17609 | 0.17609 | 0.17609 | 0.17609 | 2466.4816 | 36200.0087 | 0.0010006 | 90799.0666 | 51448.7723 | 107.369 | 1576.3806 | 38666.4903 | 1683.7496 | 36982.7406 | -14466.0317 | FALSE
| 60705863 | KRT022 | KRT | 22KV | 2960.23 | 3 | 47052.9427 | 25% | Three phase | 97.13 | 0.026415 | 0.028903 | 0.031637 | 0.034641 | 0.037943 | 0.041573 | 0.045565 | 0.049954 | 0.054782 | 0.060094 | 0.065938 | 0.072369 | 0.079447 | 0.087239 | 0.095817 | 0.097021 | 0.097021 | 0.097021 | 0.097021 | 0.097021 | 1.876 | 1.8993 | 1.931 | 1.9485 | 1.9625 | 1.981 | 2.0128 | 2.048 | 2.0605 | 2.0605 | 2.0605 | 2.0605 | 2.0605 | 2.0605 | 2.0605 | 2.0605 | 2.0605 | 2.0605 | 2.0605 | 2.0605 | 82679.013 | 298348.4257 | 0.0031685 | 287527.1399 | 162919.2778 | 4329.9166 | 15807.2388 | 381027.4387 | 20137.1554 | 360890.2833 | 197971.0056 | TRUE
| 60705898 | HTN013 | HTN | 22KV | 2562.18 | 30 | 38280.733 | 3.226% | Single phase | 44.74 | 0.023203 | 0.025318 | 0.027636 | 0.030175 | 0.032957 | 0.036008 | 0.039351 | 0.043017 | 0.047038 | 0.051448 | 0.056285 | 0.061592 | 0.067416 | 0.073807 | 0.080822 | 0.083975 | 0.083975 | 0.083975 | 0.083975 | 0.083975 | 0.15197 | 0.15152 | 0.15174 | 0.15132 | 0.15016 | 0.14877 | 0.14881 | 0.14926 | 0.1479 | 0.1479 | 0.1479 | 0.1479 | 0.1479 | 0.1479 | 0.1479 | 0.1479 | 0.1479 | 0.1479 | 0.1479 | 0.1479 | 4233.6576 | 102365.2101 | 0.0027425 | 114631.9332 | 64953.005 | 226.4433 | 5454.651 | 106598.8677 | 5681.0943 | 100917.7734 | 35964.7684 | TRUE
| 60705906 | HTN013 | HTN | 22KV | 335.33 | 30 | 38280.733 | 3.226% | Three phase | 97.13 | 0.0031052 | 0.0033667 | 0.0036513 | 0.0039611 | 0.0042983 | 0.0046653 | 0.005065 | 0.0055002 | 0.0059743 | 0.0064906 | 0.0070532 | 0.0076661 | 0.008334 | 0.0090619 | 0.0098553 | 0.01072 | 0.01099 | 0.01099 | 0.01099 | 0.01099 | 0.15197 | 0.15152 | 0.15174 | 0.15132 | 0.15016 | 0.14877 | 0.14881 | 0.14926 | 0.1479 | 0.1479 | 0.1479 | 0.1479 | 0.1479 | 0.1479 | 0.1479 | 0.1479 | 0.1479 | 0.1479 | 0.1479 | 0.1479 | 541.9483 | 3722.6894 | 0.00035893 | 32570.6029 | 18455.2286 | 29.6362 | 202.8383 | 4264.6377 | 232.4745 | 4032.1633 | -14423.0654 | FALSE
| 60705921 | HTN013 | HTN | 22KV | 1725.16 | 30 | 38280.733 | 3.226% | Single phase | 44.74 | 0.015623 | 0.017047 | 0.018607 | 0.020317 | 0.022191 | 0.024244 | 0.026496 | 0.028964 | 0.031672 | 0.034641 | 0.037898 | 0.041471 | 0.045392 | 0.049696 | 0.054419 | 0.056542 | 0.056542 | 0.056542 | 0.056542 | 0.056542 | 0.15197 | 0.15152 | 0.15174 | 0.15132 | 0.15016 | 0.14877 | 0.14881 | 0.14926 | 0.1479 | 0.1479 | 0.1479 | 0.1479 | 0.1479 | 0.1479 | 0.1479 | 0.1479 | 0.1479 | 0.1479 | 0.1479 | 0.1479 | 2850.5947 | 46407.8949 | 0.0018466 | 77183.6584 | 43733.9789 | 152.4682 | 2472.8994 | 49258.4896 | 2625.3676 | 46633.1219 | 2899.143 | TRUE
| 60706092 | HTN012 | HTN | 22KV | 419.47 | 15 | 38280.733 | 6.25% | Single phase | 44.74 | 0.002447 | 0.0026274 | 0.0028218 | 0.0030314 | 0.0032574 | 0.0035011 | 0.003764 | 0.0040476 | 0.0043536 | 0.0046837 | 0.00504 | 0.0054246 | 0.0058397 | 0.0062878 | 0.0067716 | 0.0072941 | 0.0078583 | 0.0084677 | 0.009126 | 0.0098371 | 0.18937 | 0.19106 | 0.19356 | 0.19437 | 0.19419 | 0.19506 | 0.19781 | 0.19987 | 0.19775 | 0.19775 | 0.19775 | 0.19775 | 0.19775 | 0.19775 | 0.19775 | 0.19775 | 0.19775 | 0.19775 | 0.19775 | 0.19775 | 534.03 | 1596.4216 | 0.00044899 | 18767.0878 | 10633.8497 | 48.714 | 146.2007 | 2130.4516 | 194.9147 | 1935.5368 | -8698.3129 | FALSE
| 60706107 | HTN013 | HTN | 22KV | 222.38 | 30 | 38280.733 | 3.226% | Three phase | 97.13 | 0.0020592 | 0.0022327 | 0.0024214 | 0.0026269 | 0.0028505 | 0.0030939 | 0.0033589 | 0.0036476 | 0.0039619 | 0.0043044 | 0.0046774 | 0.0050839 | 0.0055268 | 0.0060096 | 0.0065357 | 0.0071093 | 0.0072885 | 0.0072885 | 0.0072885 | 0.0072885 | 0.15197 | 0.15152 | 0.15174 | 0.15132 | 0.15016 | 0.14877 | 0.14881 | 0.14926 | 0.1479 | 0.1479 | 0.1479 | 0.1479 | 0.1479 | 0.1479 | 0.1479 | 0.1479 | 0.1479 | 0.1479 | 0.1479 | 0.1479 | 359.4026 | 1637.2064 | 0.00023803 | 21599.7694 | 12238.9102 | 19.6538 | 89.2065 | 1996.609 | 108.8603 | 1887.7487 | -10351.1614 | FALSE
| 60714413 | CDN006 | CDN | 22KV | 599.29 | 18 | 45429.2584 | 5.263% | Three phase | 97.13 | 0.0074267 | 0.0079937 | 0.0086057 | 0.0092664 | 0.0099797 | 0.01075 | 0.011582 | 0.01248 | 0.013451 | 0.014499 | 0.015631 | 0.016855 | 0.018178 | 0.019607 | 0.019642 | 0.019642 | 0.019642 | 0.019642 | 0.019642 | 0.019642 | 0.12316 | 0.12442 | 0.12637 | 0.12705 | 0.12705 | 0.12779 | 0.13011 | 0.13184 | 0.13037 | 0.13037 | 0.13037 | 0.13037 | 0.13037 | 0.13037 | 0.13037 | 0.13037 | 0.13037 | 0.13037 | 0.13037 | 0.13037 | 1175.6942 | 13971.3031 | 0.00064146 | 58209.0377 | 32982.5365 | 54.2491 | 647.857 | 15146.9974 | 702.1061 | 14444.8913 | -18537.6452 | FALSE
| 60714418 | CDN006 | CDN | 22KV | 624.28 | 18 | 45429.2584 | 5.263% | Three phase | 97.13 | 0.0059158 | 0.0064894 | 0.0071212 | 0.0078172 | 0.0085842 | 0.0094294 | 0.010361 | 0.011389 | 0.012521 | 0.013771 | 0.015149 | 0.01667 | 0.018348 | 0.020199 | 0.020461 | 0.020461 | 0.020461 | 0.020461 | 0.020461 | 0.020461 | 0.12316 | 0.12442 | 0.12637 | 0.12705 | 0.12705 | 0.12779 | 0.13011 | 0.13184 | 0.13037 | 0.13037 | 0.13037 | 0.13037 | 0.13037 | 0.13037 | 0.13037 | 0.13037 | 0.13037 | 0.13037 | 0.13037 | 0.13037 | 1129.1678 | 13962.9063 | 0.00066821 | 60636.3164 | 34357.8866 | 56.5112 | 703.014 | 15092.0741 | 759.5252 | 14332.5489 | -20025.3377 | FALSE
| 60714442 | CDN004 | CDN | 22KV | 551.81 | 10 | 45429.2584 | 9.091% | Single phase | 44.74 | 0.0065945 | 0.0070949 | 0.0076349 | 0.0082175 | 0.0088464 | 0.0095252 | 0.010258 | 0.011049 | 0.011903 | 0.012826 | 0.013822 | 0.014898 | 0.01606 | 0.017315 | 0.018085 | 0.018085 | 0.018085 | 0.018085 | 0.018085 | 0.018085 | 0.12718 | 0.12755 | 0.12973 | 0.13027 | 0.13 | 0.13064 | 0.13282 | 0.13464 | 0.13336 | 0.13336 | 0.13336 | 0.13336 | 0.13336 | 0.13336 | 0.13336 | 0.13336 | 0.13336 | 0.13336 | 0.13336 | 0.13336 | 1079.3174 | 5314.9682 | 0.00059064 | 24687.9794 | 13988.7587 | 51.1432 | 253.0037 | 6394.2857 | 304.1469 | 6090.1387 | -7898.6199 | FALSE
| 60714465 | CDN004 | CDN | 22KV | 300 | 10 | 45429.2584 | 9.091% | Three phase | 97.13 | 0.0027791 | 0.002981 | 0.0031982 | 0.003432 | 0.0036836 | 0.0039544 | 0.004246 | 0.0045598 | 0.0048978 | 0.0052617 | 0.0056537 | 0.0060759 | 0.0065306 | 0.0070205 | 0.0075483 | 0.008117 | 0.0087299 | 0.0093903 | 0.0098324 | 0.0098324 | 0.12718 | 0.12755 | 0.12973 | 0.13027 | 0.13 | 0.13064 | 0.13282 | 0.13464 | 0.13336 | 0.13336 | 0.13336 | 0.13336 | 0.13336 | 0.13336 | 0.13336 | 0.13336 | 0.13336 | 0.13336 | 0.13336 | 0.13336 | 473.5939 | 2751.7534 | 0.00032111 | 29139 | 16510.806 | 27.8048 | 162.3483 | 3225.3473 | 190.1531 | 3035.1942 | -13475.6118 | FALSE
| 60714468 | CDN006 | CDN | 22KV | 239.83 | 18 | 45429.2584 | 5.263% | Covered | 390 | 0.0029721 | 0.003199 | 0.0034439 | 0.0037083 | 0.0039938 | 0.004302 | 0.0046349 | 0.0049944 | 0.0053828 | 0.0058023 | 0.0062556 | 0.0067453 | 0.0072745 | 0.0078463 | 0.0078604 | 0.0078604 | 0.0078604 | 0.0078604 | 0.0078604 | 0.0078604 | 0.12316 | 0.12442 | 0.12637 | 0.12705 | 0.12705 | 0.12779 | 0.13011 | 0.13184 | 0.13037 | 0.13037 | 0.13037 | 0.13037 | 0.13037 | 0.13037 | 0.13037 | 0.13037 | 0.13037 | 0.13037 | 0.13037 | 0.13037 | 470.5013 | 8984.2347 | 0.00025671 | 93533.7 | 52998.2765 | 21.7099 | 416.6039 | 9454.736 | 438.3139 | 9016.4221 | -43981.8543 | FALSE
| 60714476 | CDN006 | CDN | 22KV | 584.29 | 18 | 45429.2584 | 5.263% | Three phase | 97.13 | 0.0049649 | 0.005437 | 0.0059561 | 0.0065271 | 0.0071553 | 0.0078466 | 0.0086074 | 0.0094449 | 0.010367 | 0.011382 | 0.012501 | 0.013733 | 0.01509 | 0.016585 | 0.018233 | 0.01915 | 0.01915 | 0.01915 | 0.01915 | 0.01915 | 0.12316 | 0.12442 | 0.12637 | 0.12705 | 0.12705 | 0.12779 | 0.13011 | 0.13184 | 0.13037 | 0.13037 | 0.13037 | 0.13037 | 0.13037 | 0.13037 | 0.13037 | 0.13037 | 0.13037 | 0.13037 | 0.13037 | 0.13037 | 975.9318 | 11292.6706 | 0.0006254 | 56752.0877 | 32156.9962 | 52.8912 | 615.8317 | 12268.6024 | 668.7229 | 11599.8795 | -20557.1167 | FALSE
| 60714816 | CDN004 | CDN | 22KV | 1159.72 | 10 | 45429.2584 | 9.091% | Covered | 390 | 0.009885 | 0.010634 | 0.011442 | 0.012314 | 0.013256 | 0.014273 | 0.015372 | 0.016558 | 0.01784 | 0.019224 | 0.020721 | 0.022337 | 0.024084 | 0.025973 | 0.028014 | 0.03022 | 0.032606 | 0.035185 | 0.037975 | 0.03801 | 0.12718 | 0.12755 | 0.12973 | 0.13027 | 0.13 | 0.13064 | 0.13282 | 0.13464 | 0.13336 | 0.13336 | 0.13336 | 0.13336 | 0.13336 | 0.13336 | 0.13336 | 0.13336 | 0.13336 | 0.13336 | 0.13336 | 0.13336 | 1746.5323 | 157483.5699 | 0.0012413 | 452290.8 | 256278.0352 | 107.486 | 9741.4278 | 159230.1023 | 9848.9137 | 149381.1885 | -106896.8467 | FALSE
| 60714832 | CDN004 | CDN | 22KV | 284.29 | 10 | 45429.2584 | 9.091% | Covered | 390 | 0.0024232 | 0.0026067 | 0.0028048 | 0.0030187 | 0.0032496 | 0.0034989 | 0.0037682 | 0.004059 | 0.0043732 | 0.0047126 | 0.0050794 | 0.0054757 | 0.0059039 | 0.0063668 | 0.0068672 | 0.0074081 | 0.0079929 | 0.0086252 | 0.009309 | 0.0093175 | 0.12718 | 0.12755 | 0.12973 | 0.13027 | 0.13 | 0.13064 | 0.13282 | 0.13464 | 0.13336 | 0.13336 | 0.13336 | 0.13336 | 0.13336 | 0.13336 | 0.13336 | 0.13336 | 0.13336 | 0.13336 | 0.13336 | 0.13336 | 428.1393 | 9463.5074 | 0.00030429 | 110873.1 | 62823.1665 | 26.3488 | 585.3822 | 9891.6466 | 611.7309 | 9279.9157 | -53543.2508 | FALSE
| 60714836 | CDN004 | CDN | 22KV | 1778.03 | 10 | 45429.2584 | 9.091% | Three phase | 97.13 | 0.016987 | 0.018227 | 0.019563 | 0.021 | 0.022548 | 0.024215 | 0.026009 | 0.027942 | 0.030024 | 0.032267 | 0.034683 | 0.037286 | 0.040091 | 0.043114 | 0.046372 | 0.049883 | 0.053669 | 0.057749 | 0.058275 | 0.058275 | 0.12718 | 0.12755 | 0.12973 | 0.13027 | 0.13 | 0.13064 | 0.13282 | 0.13464 | 0.13336 | 0.13336 | 0.13336 | 0.13336 | 0.13336 | 0.13336 | 0.13336 | 0.13336 | 0.13336 | 0.13336 | 0.13336 | 0.13336 | 2891.9786 | 99591.2288 | 0.0019031 | 172700.0539 | 97855.6948 | 164.7926 | 5702.7361 | 102483.2074 | 5867.5287 | 96615.6787 | -1240.0161 | FALSE
| 60714897 | CDN001 | CDN | 22KV | 62.92 | 16 | 45429.2584 | 5.882% | Three phase | 97.13 | 0.00051135 | 0.00056237 | 0.00061873 | 0.00068102 | 0.00074986 | 0.00082596 | 0.00091011 | 0.0010032 | 0.0011061 | 0.00122 | 0.0013461 | 0.0014856 | 0.00164 | 0.001811 | 0.0020004 | 0.0020622 | 0.0020622 | 0.0020622 | 0.0020622 | 0.0020622 | 0.52147 | 0.52506 | 0.53088 | 0.53312 | 0.53271 | 0.53476 | 0.54329 | 0.54988 | 0.54476 | 0.54476 | 0.54476 | 0.54476 | 0.54476 | 0.54476 | 0.54476 | 0.54476 | 0.54476 | 0.54476 | 0.54476 | 0.54476 | 437.1756 | 130.2065 | 6.7348e-05 | 6111.4196 | 3462.8664 | 23.853 | 7.1414 | 567.3821 | 30.9943 | 536.3878 | -2926.4786 | FALSE
| 60653775 | WBL012 | WBL | 22KV | 1941.37 | 17 | 45090.5514 | 5.556% | Three phase | 97.13 | 0.024316 | 0.026313 | 0.028481 | 0.030835 | 0.03339 | 0.036165 | 0.039178 | 0.042451 | 0.046007 | 0.04987 | 0.054067 | 0.058628 | 0.063584 | 0.063628 | 0.063628 | 0.063628 | 0.063628 | 0.063628 | 0.063628 | 0.063628 | 0.48244 | 0.48689 | 0.49522 | 0.50094 | 0.50244 | 0.50561 | 0.51483 | 0.525 | 0.52667 | 0.52667 | 0.52667 | 0.52667 | 0.52667 | 0.52667 | 0.52667 | 0.52667 | 0.52667 | 0.52667 | 0.52667 | 0.52667 | 15597.6836 | 150909.0686 | 0.002078 | 188565.2681 | 106845.2783 | 696.4735 | 6798.6351 | 166506.7522 | 7495.1086 | 159011.6436 | 52166.3653 | TRUE
| 60717161 | COB011 | COB | 22KV | 2664.6 | 12 | 52118.0985 | 7.692% | Single phase | 44.74 | 0.02525 | 0.027699 | 0.030395 | 0.033366 | 0.03664 | 0.040247 | 0.044225 | 0.048609 | 0.053445 | 0.058778 | 0.06466 | 0.071151 | 0.078312 | 0.086216 | 0.087332 | 0.087332 | 0.087332 | 0.087332 | 0.087332 | 0.087332 | 0.44992 | 0.45731 | 0.469 | 0.47738 | 0.47838 | 0.48269 | 0.49569 | 0.511 | 0.51046 | 0.51046 | 0.51046 | 0.51046 | 0.51046 | 0.51046 | 0.51046 | 0.51046 | 0.51046 | 0.51046 | 0.51046 | 0.51046 | 21401.1484 | 117171.9395 | 0.0028521 | 119214.204 | 67549.4217 | 1061.5624 | 5899.4529 | 138573.0878 | 6961.0154 | 131612.0724 | 64062.6508 | TRUE
| 60717162 | COB011 | COB | 22KV | 2655.26 | 12 | 52118.0985 | 7.692% | Single phase | 44.74 | 0.025162 | 0.027601 | 0.030289 | 0.033249 | 0.036511 | 0.040106 | 0.04407 | 0.048439 | 0.053257 | 0.058572 | 0.064434 | 0.070901 | 0.078038 | 0.085914 | 0.087026 | 0.087026 | 0.087026 | 0.087026 | 0.087026 | 0.087026 | 0.44992 | 0.45731 | 0.469 | 0.47738 | 0.47838 | 0.48269 | 0.49569 | 0.511 | 0.51046 | 0.51046 | 0.51046 | 0.51046 | 0.51046 | 0.51046 | 0.51046 | 0.51046 | 0.51046 | 0.51046 | 0.51046 | 0.51046 | 21326.1327 | 116351.953 | 0.0028421 | 118796.3324 | 67312.6463 | 1057.8414 | 5858.1677 | 137678.0858 | 6916.0091 | 130762.0766 | 63449.4303 | TRUE
| 60717165 | COB011 | COB | 22KV | 408.92 | 12 | 52118.0985 | 7.692% | Three phase | 97.13 | 0.0038881 | 0.0042723 | 0.0046962 | 0.0051642 | 0.0056807 | 0.0062509 | 0.0068807 | 0.0075763 | 0.0083447 | 0.0091938 | 0.010132 | 0.011169 | 0.012316 | 0.013402 | 0.013402 | 0.013402 | 0.013402 | 0.013402 | 0.013402 | 0.013402 | 0.44992 | 0.45731 | 0.469 | 0.47738 | 0.47838 | 0.48269 | 0.49569 | 0.511 | 0.51046 | 0.51046 | 0.51046 | 0.51046 | 0.51046 | 0.51046 | 0.51046 | 0.51046 | 0.51046 | 0.51046 | 0.51046 | 0.51046 | 3316.4205 | 6049.2719 | 0.00043769 | 39718.3996 | 22505.3293 | 162.9115 | 301.6351 | 9365.6924 | 464.5466 | 8901.1458 | -13604.1836 | FALSE
| 60717169 | COB011 | COB | 22KV | 1085.53 | 12 | 52118.0985 | 7.692% | Single phase | 44.74 | 0.008292 | 0.0091427 | 0.010085 | 0.01113 | 0.012287 | 0.013571 | 0.014994 | 0.016573 | 0.018325 | 0.020269 | 0.022426 | 0.024821 | 0.02748 | 0.030432 | 0.033712 | 0.035578 | 0.035578 | 0.035578 | 0.035578 | 0.035578 | 0.44992 | 0.45731 | 0.469 | 0.47738 | 0.47838 | 0.48269 | 0.49569 | 0.511 | 0.51046 | 0.51046 | 0.51046 | 0.51046 | 0.51046 | 0.51046 | 0.51046 | 0.51046 | 0.51046 | 0.51046 | 0.51046 | 0.51046 | 7802.8266 | 17376.7267 | 0.0011619 | 48566.6122 | 27518.9236 | 432.4694 | 979.1097 | 25179.5533 | 1411.5791 | 23767.9742 | -3750.9493 | FALSE
| 60717172 | COB011 | COB | 22KV | 429.12 | 12 | 52118.0985 | 7.692% | Three phase | 97.13 | 0.0040284 | 0.0043981 | 0.0048032 | 0.0052473 | 0.0057343 | 0.0062683 | 0.006854 | 0.0074966 | 0.0082015 | 0.0089751 | 0.0098241 | 0.010756 | 0.011779 | 0.012903 | 0.014064 | 0.014064 | 0.014064 | 0.014064 | 0.014064 | 0.014064 | 0.44992 | 0.45731 | 0.469 | 0.47738 | 0.47838 | 0.48269 | 0.49569 | 0.511 | 0.51046 | 0.51046 | 0.51046 | 0.51046 | 0.51046 | 0.51046 | 0.51046 | 0.51046 | 0.51046 | 0.51046 | 0.51046 | 0.51046 | 3347.2546 | 6408.2994 | 0.00045932 | 41680.4256 | 23617.0569 | 170.9591 | 332.1717 | 9755.554 | 503.1308 | 9252.4232 | -14364.6338 | FALSE
| 60717177 | COB011 | COB | 22KV | 2026.32 | 12 | 52118.0985 | 7.692% | Single phase | 44.74 | 0.013745 | 0.015152 | 0.016711 | 0.018438 | 0.020353 | 0.022476 | 0.024831 | 0.027443 | 0.030342 | 0.033558 | 0.037129 | 0.041093 | 0.045496 | 0.050385 | 0.055817 | 0.061852 | 0.066412 | 0.066412 | 0.066412 | 0.066412 | 0.44992 | 0.45731 | 0.469 | 0.47738 | 0.47838 | 0.48269 | 0.49569 | 0.511 | 0.51046 | 0.51046 | 0.51046 | 0.51046 | 0.51046 | 0.51046 | 0.51046 | 0.51046 | 0.51046 | 0.51046 | 0.51046 | 0.51046 | 13397.0418 | 55659.9713 | 0.0021689 | 90657.5568 | 51368.5897 | 807.2751 | 3411.6444 | 69057.0131 | 4218.9195 | 64838.0936 | 13469.5039 | TRUE
| 60717189 | COB011 | COB | 22KV | 119.12 | 12 | 52118.0985 | 7.692% | Single phase | 44.74 | 0.00090992 | 0.0010033 | 0.0011067 | 0.0012213 | 0.0013484 | 0.0014892 | 0.0016454 | 0.0018187 | 0.0020109 | 0.0022242 | 0.0024609 | 0.0027237 | 0.0030155 | 0.0033395 | 0.0036993 | 0.0039041 | 0.0039041 | 0.0039041 | 0.0039041 | 0.0039041 | 0.44992 | 0.45731 | 0.469 | 0.47738 | 0.47838 | 0.48269 | 0.49569 | 0.511 | 0.51046 | 0.51046 | 0.51046 | 0.51046 | 0.51046 | 0.51046 | 0.51046 | 0.51046 | 0.51046 | 0.51046 | 0.51046 | 0.51046 | 856.2386 | 209.2443 | 0.0001275 | 5329.4288 | 3019.773 | 47.4568 | 11.7901 | 1065.4829 | 59.2469 | 1006.2361 | -2013.5369 | FALSE
| 60717212 | COB011 | COB | 22KV | 103.61 | 12 | 52118.0985 | 7.692% | Single phase | 44.74 | 0.0010013 | 0.001097 | 0.0012022 | 0.001318 | 0.0014454 | 0.0015856 | 0.0017399 | 0.0019098 | 0.0020969 | 0.002303 | 0.00253 | 0.0027801 | 0.0030556 | 0.0033592 | 0.0033958 | 0.0033958 | 0.0033958 | 0.0033958 | 0.0033958 | 0.0033958 | 0.44992 | 0.45731 | 0.469 | 0.47738 | 0.47838 | 0.48269 | 0.49569 | 0.511 | 0.51046 | 0.51046 | 0.51046 | 0.51046 | 0.51046 | 0.51046 | 0.51046 | 0.51046 | 0.51046 | 0.51046 | 0.51046 | 0.51046 | 837.1998 | 178.2651 | 0.0001109 | 4635.5114 | 2626.5839 | 41.2777 | 8.9197 | 1015.4649 | 50.1974 | 965.2675 | -1661.3165 | FALSE
| 60717219 | COB011 | COB | 22KV | 61.74 | 12 | 52118.0985 | 7.692% | Three phase | 97.13 | 0.00058135 | 0.00063566 | 0.00069529 | 0.00076076 | 0.00083265 | 0.00091162 | 0.00099838 | 0.0010937 | 0.0011985 | 0.0013136 | 0.0014402 | 0.0015794 | 0.0017324 | 0.0019007 | 0.0020235 | 0.0020235 | 0.0020235 | 0.0020235 | 0.0020235 | 0.0020235 | 0.44992 | 0.45731 | 0.469 | 0.47738 | 0.47838 | 0.48269 | 0.49569 | 0.511 | 0.51046 | 0.51046 | 0.51046 | 0.51046 | 0.51046 | 0.51046 | 0.51046 | 0.51046 | 0.51046 | 0.51046 | 0.51046 | 0.51046 | 486.0997 | 133.8898 | 6.6084e-05 | 5996.8062 | 3397.9239 | 24.5969 | 6.876 | 619.9894 | 31.4729 | 588.5165 | -2809.4074 | FALSE
| 60717222 | COB011 | COB | 22KV | 117.59 | 12 | 52118.0985 | 7.692% | Three phase | 97.13 | 0.0011364 | 0.001245 | 0.0013644 | 0.0014958 | 0.0016404 | 0.0017995 | 0.0019747 | 0.0021675 | 0.0023799 | 0.0026137 | 0.0028714 | 0.0031552 | 0.0034679 | 0.0038125 | 0.003854 | 0.003854 | 0.003854 | 0.003854 | 0.003854 | 0.003854 | 0.44992 | 0.45731 | 0.469 | 0.47738 | 0.47838 | 0.48269 | 0.49569 | 0.511 | 0.51046 | 0.51046 | 0.51046 | 0.51046 | 0.51046 | 0.51046 | 0.51046 | 0.51046 | 0.51046 | 0.51046 | 0.51046 | 0.51046 | 950.1623 | 498.4955 | 0.00012586 | 11421.5167 | 6471.6856 | 46.8472 | 24.9428 | 1448.6578 | 71.7901 | 1376.8677 | -5094.8179 | FALSE
| 60717223 | COB011 | COB | 22KV | 114.6 | 12 | 52118.0985 | 7.692% | Single phase | 44.74 | 0.0013028 | 0.0014332 | 0.0015772 | 0.0017362 | 0.0019119 | 0.0021061 | 0.0023207 | 0.0025579 | 0.0028201 | 0.0031101 | 0.0034308 | 0.003756 | 0.003756 | 0.003756 | 0.003756 | 0.003756 | 0.003756 | 0.003756 | 0.003756 | 0.003756 | 0.44992 | 0.45731 | 0.469 | 0.47738 | 0.47838 | 0.48269 | 0.49569 | 0.511 | 0.51046 | 0.51046 | 0.51046 | 0.51046 | 0.51046 | 0.51046 | 0.51046 | 0.51046 | 0.51046 | 0.51046 | 0.51046 | 0.51046 | 1030.4073 | 242.9748 | 0.00012266 | 5127.204 | 2905.1879 | 45.656 | 10.9123 | 1273.3822 | 56.5683 | 1216.8138 | -1688.3741 | FALSE
| 60717227 | COB011 | COB | 22KV | 662.79 | 12 | 52118.0985 | 7.692% | Three phase | 97.13 | 0.006222 | 0.006793 | 0.0074187 | 0.0081047 | 0.0088568 | 0.0096816 | 0.010586 | 0.011579 | 0.012668 | 0.013862 | 0.015174 | 0.016613 | 0.018193 | 0.019928 | 0.021723 | 0.021723 | 0.021723 | 0.021723 | 0.021723 | 0.021723 | 0.44992 | 0.45731 | 0.469 | 0.47738 | 0.47838 | 0.48269 | 0.49569 | 0.511 | 0.51046 | 0.51046 | 0.51046 | 0.51046 | 0.51046 | 0.51046 | 0.51046 | 0.51046 | 0.51046 | 0.51046 | 0.51046 | 0.51046 | 5169.9451 | 15287.5249 | 0.00070943 | 64376.7927 | 36477.3238 | 264.052 | 792.4229 | 20457.47 | 1056.4749 | 19400.9952 | -17076.3286 | FALSE
| 60717228 | COB011 | COB | 22KV | 119.59 | 12 | 52118.0985 | 7.692% | Three phase | 97.13 | 0.0011717 | 0.0012926 | 0.0014266 | 0.0015751 | 0.0017396 | 0.0019221 | 0.0021244 | 0.0023488 | 0.0025977 | 0.0028739 | 0.0031804 | 0.0035206 | 0.0038982 | 0.0039195 | 0.0039195 | 0.0039195 | 0.0039195 | 0.0039195 | 0.0039195 | 0.0039195 | 0.44992 | 0.45731 | 0.469 | 0.47738 | 0.47838 | 0.48269 | 0.49569 | 0.511 | 0.51046 | 0.51046 | 0.51046 | 0.51046 | 0.51046 | 0.51046 | 0.51046 | 0.51046 | 0.51046 | 0.51046 | 0.51046 | 0.51046 | 1003.3647 | 535.2974 | 0.00012801 | 11615.7767 | 6581.7576 | 47.644 | 25.7985 | 1538.6621 | 73.4425 | 1465.2196 | -5116.5381 | FALSE
| 60717235 | COB011 | COB | 22KV | 6484.24 | 12 | 52118.0985 | 7.692% | Single phase | 44.74 | 0.061446 | 0.067404 | 0.073966 | 0.081195 | 0.089161 | 0.097941 | 0.10762 | 0.11829 | 0.13006 | 0.14303 | 0.15735 | 0.17314 | 0.19057 | 0.2098 | 0.21252 | 0.21252 | 0.21252 | 0.21252 | 0.21252 | 0.21252 | 0.44992 | 0.45731 | 0.469 | 0.47738 | 0.47838 | 0.48269 | 0.49569 | 0.511 | 0.51046 | 0.51046 | 0.51046 | 0.51046 | 0.51046 | 0.51046 | 0.51046 | 0.51046 | 0.51046 | 0.51046 | 0.51046 | 0.51046 | 52079.1797 | 693869.3968 | 0.0069405 | 290104.8976 | 164379.8927 | 2583.2867 | 34935.4109 | 745948.5765 | 37518.6976 | 708429.8789 | 544049.9862 | TRUE
| 60717236 | COB011 | COB | 22KV | 200.96 | 12 | 52118.0985 | 7.692% | Single phase | 44.74 | 0.0013632 | 0.0015027 | 0.0016573 | 0.0018286 | 0.0020185 | 0.0022291 | 0.0024626 | 0.0027217 | 0.0030091 | 0.0033282 | 0.0036823 | 0.0040754 | 0.004512 | 0.0049969 | 0.0055356 | 0.0061342 | 0.0065864 | 0.0065864 | 0.0065864 | 0.0065864 | 0.44992 | 0.45731 | 0.469 | 0.47738 | 0.47838 | 0.48269 | 0.49569 | 0.511 | 0.51046 | 0.51046 | 0.51046 | 0.51046 | 0.51046 | 0.51046 | 0.51046 | 0.51046 | 0.51046 | 0.51046 | 0.51046 | 0.51046 | 1328.6497 | 547.4521 | 0.0002151 | 8990.9504 | 5094.4726 | 80.0614 | 33.5557 | 1876.1019 | 113.6171 | 1762.4847 | -3331.9879 | FALSE
| 60717239 | COB011 | COB | 22KV | 166.36 | 12 | 52118.0985 | 7.692% | Single phase | 44.74 | 0.0011285 | 0.001244 | 0.0013719 | 0.0015138 | 0.001671 | 0.0018453 | 0.0020386 | 0.0022531 | 0.002491 | 0.0027551 | 0.0030483 | 0.0033738 | 0.0037352 | 0.0041366 | 0.0045825 | 0.005078 | 0.0054524 | 0.0054524 | 0.0054524 | 0.0054524 | 0.44992 | 0.45731 | 0.469 | 0.47738 | 0.47838 | 0.48269 | 0.49569 | 0.511 | 0.51046 | 0.51046 | 0.51046 | 0.51046 | 0.51046 | 0.51046 | 0.51046 | 0.51046 | 0.51046 | 0.51046 | 0.51046 | 0.51046 | 1099.8914 | 375.1671 | 0.00017807 | 7442.9464 | 4217.3391 | 66.2769 | 22.9956 | 1475.0585 | 89.2726 | 1385.7859 | -2831.5532 | FALSE
| 60717241 | COB011 | COB | 22KV | 3045.94 | 12 | 52118.0985 | 7.692% | Single phase | 44.74 | 0.028864 | 0.031663 | 0.034745 | 0.038141 | 0.041883 | 0.046007 | 0.050554 | 0.055566 | 0.061093 | 0.06719 | 0.073914 | 0.081333 | 0.08952 | 0.098555 | 0.09983 | 0.09983 | 0.09983 | 0.09983 | 0.09983 | 0.09983 | 0.44992 | 0.45731 | 0.469 | 0.47738 | 0.47838 | 0.48269 | 0.49569 | 0.511 | 0.51046 | 0.51046 | 0.51046 | 0.51046 | 0.51046 | 0.51046 | 0.51046 | 0.51046 | 0.51046 | 0.51046 | 0.51046 | 0.51046 | 24463.9398 | 153109.5429 | 0.0032603 | 136275.3556 | 77216.65 | 1213.4863 | 7708.864 | 177573.4826 | 8922.3502 | 168651.1324 | 91434.4824 | TRUE
| 60717253 | COB011 | COB | 22KV | 111.02 | 12 | 52118.0985 | 7.692% | Single phase | 44.74 | 0.0012579 | 0.0013815 | 0.0015177 | 0.0016679 | 0.0018335 | 0.0020162 | 0.0022177 | 0.0024401 | 0.0026856 | 0.0029565 | 0.0032556 | 0.0035858 | 0.0036387 | 0.0036387 | 0.0036387 | 0.0036387 | 0.0036387 | 0.0036387 | 0.0036387 | 0.0036387 | 0.44992 | 0.45731 | 0.469 | 0.47738 | 0.47838 | 0.48269 | 0.49569 | 0.511 | 0.51046 | 0.51046 | 0.51046 | 0.51046 | 0.51046 | 0.51046 | 0.51046 | 0.51046 | 0.51046 | 0.51046 | 0.51046 | 0.51046 | 990.8997 | 226.3587 | 0.00011883 | 4967.0348 | 2814.4325 | 44.2298 | 10.2412 | 1217.2584 | 54.471 | 1162.7875 | -1651.645 | FALSE
| 60717258 | COB011 | COB | 22KV | 737.54 | 12 | 52118.0985 | 7.692% | Three phase | 97.13 | 0.0062888 | 0.0068108 | 0.0073781 | 0.007995 | 0.0086657 | 0.0093951 | 0.010189 | 0.011052 | 0.011991 | 0.013012 | 0.014125 | 0.015335 | 0.016653 | 0.018087 | 0.019649 | 0.02135 | 0.023202 | 0.024173 | 0.024173 | 0.024173 | 0.44992 | 0.45731 | 0.469 | 0.47738 | 0.47838 | 0.48269 | 0.49569 | 0.511 | 0.51046 | 0.51046 | 0.51046 | 0.51046 | 0.51046 | 0.51046 | 0.51046 | 0.51046 | 0.51046 | 0.51046 | 0.51046 | 0.51046 | 5096.4041 | 16771.3072 | 0.00078944 | 71637.2602 | 40591.2663 | 293.832 | 981.2423 | 21867.7114 | 1275.0743 | 20592.6371 | -19998.6292 | FALSE
| 60717262 | COB011 | COB | 22KV | 81.15 | 12 | 52118.0985 | 7.692% | Three phase | 97.13 | 0.00076411 | 0.0008355 | 0.00091387 | 0.00099992 | 0.0010944 | 0.0011982 | 0.0013123 | 0.0014375 | 0.0015752 | 0.0017266 | 0.001893 | 0.0020759 | 0.002277 | 0.0024982 | 0.0026597 | 0.0026597 | 0.0026597 | 0.0026597 | 0.0026597 | 0.0026597 | 0.44992 | 0.45731 | 0.469 | 0.47738 | 0.47838 | 0.48269 | 0.49569 | 0.511 | 0.51046 | 0.51046 | 0.51046 | 0.51046 | 0.51046 | 0.51046 | 0.51046 | 0.51046 | 0.51046 | 0.51046 | 0.51046 | 0.51046 | 638.9211 | 231.3083 | 8.686e-05 | 7882.0995 | 4466.173 | 32.3297 | 11.8791 | 870.2294 | 44.2088 | 826.0206 | -3640.1525 | FALSE
| 60717317 | COB011 | COB | 22KV | 194.67 | 12 | 52118.0985 | 7.692% | Three phase | 97.13 | 0.0018539 | 0.002016 | 0.0021929 | 0.0023861 | 0.002597 | 0.0028273 | 0.0030788 | 0.0033535 | 0.0036537 | 0.0039817 | 0.0043402 | 0.0047319 | 0.0051602 | 0.0056283 | 0.0061402 | 0.0063803 | 0.0063803 | 0.0063803 | 0.0063803 | 0.0063803 | 0.44992 | 0.45731 | 0.469 | 0.47738 | 0.47838 | 0.48269 | 0.49569 | 0.511 | 0.51046 | 0.51046 | 0.51046 | 0.51046 | 0.51046 | 0.51046 | 0.51046 | 0.51046 | 0.51046 | 0.51046 | 0.51046 | 0.51046 | 1499.2862 | 1302.5539 | 0.00020837 | 18908.2971 | 10713.862 | 77.5555 | 68.3602 | 2801.8401 | 145.9157 | 2655.9244 | -8057.9376 | FALSE
| 60717326 | COB011 | COB | 22KV | 91.66 | 12 | 52118.0985 | 7.692% | Three phase | 97.13 | 0.00085796 | 0.00093531 | 0.0010199 | 0.0011126 | 0.001214 | 0.0013251 | 0.0014467 | 0.0015799 | 0.0017258 | 0.0018856 | 0.0020608 | 0.0022528 | 0.0024632 | 0.0026939 | 0.0029468 | 0.0030041 | 0.0030041 | 0.0030041 | 0.0030041 | 0.0030041 | 0.44992 | 0.45731 | 0.469 | 0.47738 | 0.47838 | 0.48269 | 0.49569 | 0.511 | 0.51046 | 0.51046 | 0.51046 | 0.51046 | 0.51046 | 0.51046 | 0.51046 | 0.51046 | 0.51046 | 0.51046 | 0.51046 | 0.51046 | 707.687 | 289.4179 | 9.811e-05 | 8902.9358 | 5044.6016 | 36.5169 | 15.1553 | 997.1048 | 51.6722 | 945.4327 | -4099.1689 | FALSE
| 60717331 | COB011 | COB | 22KV | 397.05 | 12 | 52118.0985 | 7.692% | Three phase | 97.13 | 0.0037752 | 0.0041483 | 0.0045599 | 0.0050142 | 0.0055158 | 0.0060695 | 0.006681 | 0.0073564 | 0.0081025 | 0.0089269 | 0.009838 | 0.010845 | 0.011958 | 0.013013 | 0.013013 | 0.013013 | 0.013013 | 0.013013 | 0.013013 | 0.013013 | 0.44992 | 0.45731 | 0.469 | 0.47738 | 0.47838 | 0.48269 | 0.49569 | 0.511 | 0.51046 | 0.51046 | 0.51046 | 0.51046 | 0.51046 | 0.51046 | 0.51046 | 0.51046 | 0.51046 | 0.51046 | 0.51046 | 0.51046 | 3220.1525 | 5703.1764 | 0.00042499 | 38565.4665 | 21852.0518 | 158.1826 | 284.3777 | 8923.3288 | 442.5603 | 8480.7686 | -13371.2832 | FALSE
| 60717338 | COB011 | COB | 22KV | 384.2 | 12 | 52118.0985 | 7.692% | Single phase | 44.74 | 0.0029348 | 0.0032359 | 0.0035694 | 0.0039391 | 0.0043489 | 0.0048032 | 0.0053069 | 0.0058657 | 0.0064857 | 0.0071736 | 0.0079371 | 0.0087847 | 0.0097258 | 0.010771 | 0.011932 | 0.012592 | 0.012592 | 0.012592 | 0.012592 | 0.012592 | 0.44992 | 0.45731 | 0.469 | 0.47738 | 0.47838 | 0.48269 | 0.49569 | 0.511 | 0.51046 | 0.51046 | 0.51046 | 0.51046 | 0.51046 | 0.51046 | 0.51046 | 0.51046 | 0.51046 | 0.51046 | 0.51046 | 0.51046 | 2761.6427 | 2176.7023 | 0.00041124 | 17189.108 | 9739.7312 | 153.0632 | 122.6485 | 4938.345 | 275.7118 | 4662.6332 | -5077.098 | FALSE
| 60717343 | COB011 | COB | 22KV | 378.13 | 12 | 52118.0985 | 7.692% | Single phase | 44.74 | 0.0032242 | 0.0034918 | 0.0037827 | 0.0040989 | 0.0044428 | 0.0048168 | 0.0052236 | 0.0056661 | 0.0061475 | 0.0066714 | 0.0072415 | 0.0078621 | 0.0085376 | 0.0092731 | 0.010074 | 0.010946 | 0.011896 | 0.012393 | 0.012393 | 0.012393 | 0.44992 | 0.45731 | 0.469 | 0.47738 | 0.47838 | 0.48269 | 0.49569 | 0.511 | 0.51046 | 0.51046 | 0.51046 | 0.51046 | 0.51046 | 0.51046 | 0.51046 | 0.51046 | 0.51046 | 0.51046 | 0.51046 | 0.51046 | 2612.8797 | 2030.5824 | 0.00040474 | 16917.5362 | 9585.8526 | 150.645 | 118.8037 | 4643.4621 | 269.4487 | 4374.0134 | -5211.8392 | FALSE
| 60717347 | COB011 | COB | 22KV | 496.95 | 12 | 52118.0985 | 7.692% | Single phase | 44.74 | 0.0056126 | 0.0061538 | 0.0067495 | 0.0074051 | 0.0081269 | 0.0089218 | 0.0097972 | 0.010762 | 0.011824 | 0.012995 | 0.014285 | 0.015707 | 0.016287 | 0.016287 | 0.016287 | 0.016287 | 0.016287 | 0.016287 | 0.016287 | 0.016287 | 0.44992 | 0.45731 | 0.469 | 0.47738 | 0.47838 | 0.48269 | 0.49569 | 0.511 | 0.51046 | 0.51046 | 0.51046 | 0.51046 | 0.51046 | 0.51046 | 0.51046 | 0.51046 | 0.51046 | 0.51046 | 0.51046 | 0.51046 | 4402.2064 | 4501.4425 | 0.00053192 | 22233.543 | 12598.0204 | 197.9822 | 205.198 | 8903.6489 | 403.1802 | 8500.4686 | -4097.5517 | FALSE
| 60717352 | COB011 | COB | 22KV | 136.77 | 12 | 52118.0985 | 7.692% | Three phase | 97.13 | 0.0011662 | 0.001263 | 0.0013682 | 0.0014826 | 0.001607 | 0.0017422 | 0.0018894 | 0.0020494 | 0.0022236 | 0.002413 | 0.0026193 | 0.0028437 | 0.0030881 | 0.0033541 | 0.0036437 | 0.0039592 | 0.0043027 | 0.0044826 | 0.0044826 | 0.0044826 | 0.44992 | 0.45731 | 0.469 | 0.47738 | 0.47838 | 0.48269 | 0.49569 | 0.511 | 0.51046 | 0.51046 | 0.51046 | 0.51046 | 0.51046 | 0.51046 | 0.51046 | 0.51046 | 0.51046 | 0.51046 | 0.51046 | 0.51046 | 945.0812 | 576.7365 | 0.00014639 | 13284.4701 | 7527.2765 | 54.4884 | 33.7432 | 1521.8177 | 88.2317 | 1433.586 | -6093.6904 | FALSE
| 60717353 | COB011 | COB | 22KV | 1038.04 | 12 | 52118.0985 | 7.692% | Single phase | 44.74 | 0.0079292 | 0.0087427 | 0.009644 | 0.010643 | 0.01175 | 0.012977 | 0.014338 | 0.015848 | 0.017523 | 0.019382 | 0.021445 | 0.023735 | 0.026277 | 0.029101 | 0.032237 | 0.034022 | 0.034022 | 0.034022 | 0.034022 | 0.034022 | 0.44992 | 0.45731 | 0.469 | 0.47738 | 0.47838 | 0.48269 | 0.49569 | 0.511 | 0.51046 | 0.51046 | 0.51046 | 0.51046 | 0.51046 | 0.51046 | 0.51046 | 0.51046 | 0.51046 | 0.51046 | 0.51046 | 0.51046 | 7461.4669 | 15889.5826 | 0.0011111 | 46441.9096 | 26315.0198 | 413.5496 | 895.315 | 23351.0494 | 1308.8646 | 22042.1848 | -4272.835 | FALSE
| 60717472 | COB011 | COB | 22KV | 48.65 | 12 | 52118.0985 | 7.692% | Single phase | 44.74 | 0.00029327 | 0.00032321 | 0.00035639 | 0.00039316 | 0.00043392 | 0.00047912 | 0.00052925 | 0.00058488 | 0.0006466 | 0.00071511 | 0.00079117 | 0.00087563 | 0.00096943 | 0.0010736 | 0.0011894 | 0.0013181 | 0.0014611 | 0.0015945 | 0.0015945 | 0.0015945 | 0.44992 | 0.45731 | 0.469 | 0.47738 | 0.47838 | 0.48269 | 0.49569 | 0.511 | 0.51046 | 0.51046 | 0.51046 | 0.51046 | 0.51046 | 0.51046 | 0.51046 | 0.51046 | 0.51046 | 0.51046 | 0.51046 | 0.51046 | 293.7883 | 29.2924 | 5.2073e-05 | 2176.601 | 1233.3106 | 19.3819 | 1.9666 | 323.0807 | 21.3485 | 301.7322 | -931.5783 | FALSE
| 60717498 | COB011 | COB | 22KV | 378.66 | 12 | 52118.0985 | 7.692% | Three phase | 97.13 | 0.0035655 | 0.0038986 | 0.0042643 | 0.0046658 | 0.0051068 | 0.0055911 | 0.0061232 | 0.0067078 | 0.0073503 | 0.0080565 | 0.0088328 | 0.0096864 | 0.010625 | 0.011657 | 0.01241 | 0.01241 | 0.01241 | 0.01241 | 0.01241 | 0.01241 | 0.44992 | 0.45731 | 0.469 | 0.47738 | 0.47838 | 0.48269 | 0.49569 | 0.511 | 0.51046 | 0.51046 | 0.51046 | 0.51046 | 0.51046 | 0.51046 | 0.51046 | 0.51046 | 0.51046 | 0.51046 | 0.51046 | 0.51046 | 2981.3168 | 5036.3162 | 0.00040531 | 36779.2458 | 20839.9394 | 150.8561 | 258.6449 | 8017.633 | 409.5011 | 7608.1319 | -13231.8074 | FALSE
| 60717501 | COB011 | COB | 22KV | 3659.68 | 12 | 52118.0985 | 7.692% | Single phase | 44.74 | 0.027955 | 0.030823 | 0.034001 | 0.037522 | 0.041425 | 0.045752 | 0.050551 | 0.055874 | 0.061779 | 0.068332 | 0.075605 | 0.083678 | 0.092643 | 0.1026 | 0.11365 | 0.11995 | 0.11995 | 0.11995 | 0.11995 | 0.11995 | 0.44992 | 0.45731 | 0.469 | 0.47738 | 0.47838 | 0.48269 | 0.49569 | 0.511 | 0.51046 | 0.51046 | 0.51046 | 0.51046 | 0.51046 | 0.51046 | 0.51046 | 0.51046 | 0.51046 | 0.51046 | 0.51046 | 0.51046 | 26305.9045 | 197501.5623 | 0.0039172 | 163734.0832 | 92775.3762 | 1457.997 | 11128.4305 | 223807.4668 | 12586.4275 | 211221.0393 | 118445.663 | TRUE
| 60717510 | COB011 | COB | 22KV | 115.96 | 12 | 52118.0985 | 7.692% | Three phase | 97.13 | 0.0010953 | 0.0011995 | 0.0013141 | 0.0014402 | 0.0015788 | 0.0017314 | 0.0018993 | 0.002084 | 0.0022874 | 0.0025114 | 0.0027579 | 0.0030295 | 0.0033286 | 0.0036582 | 0.0038006 | 0.0038006 | 0.0038006 | 0.0038006 | 0.0038006 | 0.0038006 | 0.44992 | 0.45731 | 0.469 | 0.47738 | 0.47838 | 0.48269 | 0.49569 | 0.511 | 0.51046 | 0.51046 | 0.51046 | 0.51046 | 0.51046 | 0.51046 | 0.51046 | 0.51046 | 0.51046 | 0.51046 | 0.51046 | 0.51046 | 921.9231 | 476.9109 | 0.00012412 | 11263.1948 | 6381.9769 | 46.1978 | 24.2561 | 1398.8339 | 70.454 | 1328.38 | -5053.5969 | FALSE
| 60721699 | PLD001 | PLD | 22KV | 1085.67 | 22 | 42177.4532 | 4.348% | Three phase | 97.13 | 0.013662 | 0.01482 | 0.016079 | 0.01745 | 0.018941 | 0.020565 | 0.022333 | 0.024258 | 0.026355 | 0.028638 | 0.031125 | 0.033835 | 0.035583 | 0.035583 | 0.035583 | 0.035583 | 0.035583 | 0.035583 | 0.035583 | 0.035583 | 0.17543 | 0.17561 | 0.17622 | 0.17591 | 0.17491 | 0.17509 | 0.17626 | 0.17726 | 0.17609 | 0.17609 | 0.17609 | 0.17609 | 0.17609 | 0.17609 | 0.17609 | 0.17609 | 0.17609 | 0.17609 | 0.17609 | 0.17609 | 2799.1191 | 47711.6424 | 0.0011621 | 105451.1271 | 59750.9559 | 124.6949 | 2126.1837 | 50510.7615 | 2250.8786 | 48259.8829 | -11491.0731 | FALSE
| 60721731 | PLD003 | PLD | 22KV | 1760.31 | 25 | 42177.4532 | 3.846% | Three phase | 97.13 | 0.012037 | 0.013246 | 0.014583 | 0.016063 | 0.017699 | 0.019511 | 0.021516 | 0.023736 | 0.026195 | 0.028919 | 0.031936 | 0.03528 | 0.038987 | 0.043095 | 0.047651 | 0.052702 | 0.057694 | 0.057694 | 0.057694 | 0.057694 | 0.082231 | 0.082769 | 0.083808 | 0.083923 | 0.083654 | 0.084077 | 0.085 | 0.086038 | 0.085231 | 0.085231 | 0.085231 | 0.085231 | 0.085231 | 0.085231 | 0.085231 | 0.085231 | 0.085231 | 0.085231 | 0.085231 | 0.085231 | 1582.957 | 90674.4677 | 0.0018842 | 170978.9103 | 96880.4565 | 97.1703 | 5589.6346 | 92257.4247 | 5686.8049 | 86570.6198 | -10309.8367 | FALSE
| 60721732 | PLD003 | PLD | 22KV | 1078.89 | 25 | 42177.4532 | 3.846% | Three phase | 97.13 | 0.013837 | 0.015153 | 0.0166 | 0.01819 | 0.019938 | 0.02186 | 0.023974 | 0.026299 | 0.028857 | 0.03167 | 0.034767 | 0.03536 | 0.03536 | 0.03536 | 0.03536 | 0.03536 | 0.03536 | 0.03536 | 0.03536 | 0.03536 | 0.082231 | 0.082769 | 0.083808 | 0.083923 | 0.083654 | 0.084077 | 0.085 | 0.086038 | 0.085231 | 0.085231 | 0.085231 | 0.085231 | 0.085231 | 0.085231 | 0.085231 | 0.085231 | 0.085231 | 0.085231 | 0.085231 | 0.085231 | 1395.7072 | 49051.9629 | 0.0011548 | 104792.5857 | 59377.8117 | 59.5555 | 2099.7106 | 50447.6702 | 2159.2661 | 48288.4041 | -11089.4076 | FALSE
| 60721734 | PLD003 | PLD | 22KV | 91.44 | 25 | 42177.4532 | 3.846% | Three phase | 97.13 | 0.00049406 | 0.00054339 | 0.00059795 | 0.00065831 | 0.0007251 | 0.00079902 | 0.00088086 | 0.00097149 | 0.0010719 | 0.0011831 | 0.0013063 | 0.0014429 | 0.0015944 | 0.0017623 | 0.0019485 | 0.0021551 | 0.0023843 | 0.0026386 | 0.0029209 | 0.0029969 | 0.082231 | 0.082769 | 0.083808 | 0.083923 | 0.083654 | 0.084077 | 0.085 | 0.086038 | 0.085231 | 0.085231 | 0.085231 | 0.085231 | 0.085231 | 0.085231 | 0.085231 | 0.085231 | 0.085231 | 0.085231 | 0.085231 | 0.085231 | 67.6124 | 201.1531 | 9.7874e-05 | 8881.5672 | 5032.4937 | 5.0476 | 15.0826 | 268.7654 | 20.1302 | 248.6352 | -4783.8584 | FALSE
| 60721743 | PLD001 | PLD | 22KV | 805.21 | 22 | 42177.4532 | 4.348% | Single phase | 44.74 | 0.0049238 | 0.0053557 | 0.0058277 | 0.0063435 | 0.0069074 | 0.0075239 | 0.0081982 | 0.0089356 | 0.0097424 | 0.010625 | 0.011591 | 0.012649 | 0.013806 | 0.015073 | 0.016461 | 0.017981 | 0.019646 | 0.02147 | 0.023468 | 0.025658 | 0.17543 | 0.17561 | 0.17622 | 0.17591 | 0.17491 | 0.17509 | 0.17626 | 0.17726 | 0.17609 | 0.17609 | 0.17609 | 0.17609 | 0.17609 | 0.17609 | 0.17609 | 0.17609 | 0.17609 | 0.17609 | 0.17609 | 0.17609 | 1228.4549 | 7152.9326 | 0.00086187 | 36025.0954 | 20412.621 | 92.4826 | 538.7236 | 8381.3875 | 631.2062 | 7750.1813 | -12662.4397 | FALSE
| 60721744 | PLD001 | PLD | 22KV | 178.43 | 22 | 42177.4532 | 4.348% | Three phase | 97.13 | 0.0019844 | 0.0021598 | 0.0023513 | 0.0025605 | 0.002789 | 0.0030387 | 0.0033117 | 0.00361 | 0.003936 | 0.0042925 | 0.0046824 | 0.0051087 | 0.0055749 | 0.005848 | 0.005848 | 0.005848 | 0.005848 | 0.005848 | 0.005848 | 0.005848 | 0.17543 | 0.17561 | 0.17622 | 0.17591 | 0.17491 | 0.17509 | 0.17626 | 0.17726 | 0.17609 | 0.17609 | 0.17609 | 0.17609 | 0.17609 | 0.17609 | 0.17609 | 0.17609 | 0.17609 | 0.17609 | 0.17609 | 0.17609 | 433.5148 | 1214.4115 | 0.00019099 | 17330.9059 | 9820.0771 | 20.4936 | 57.4303 | 1647.9263 | 77.9239 | 1570.0024 | -8250.0747 | FALSE
| 60721747 | PLD001 | PLD | 22KV | 2791.31 | 22 | 42177.4532 | 4.348% | Single phase | 44.74 | 0.015052 | 0.016339 | 0.017743 | 0.019275 | 0.020947 | 0.022771 | 0.024762 | 0.026936 | 0.029309 | 0.031902 | 0.034734 | 0.037828 | 0.041209 | 0.044905 | 0.048944 | 0.053359 | 0.058187 | 0.063466 | 0.06924 | 0.075556 | 0.17543 | 0.17561 | 0.17622 | 0.17591 | 0.17491 | 0.17509 | 0.17626 | 0.17726 | 0.17609 | 0.17609 | 0.17609 | 0.17609 | 0.17609 | 0.17609 | 0.17609 | 0.17609 | 0.17609 | 0.17609 | 0.17609 | 0.17609 | 3672.9118 | 74137.445 | 0.0029877 | 124883.2094 | 70761.6063 | 320.5966 | 6473.8679 | 77810.3567 | 6794.4646 | 71015.8921 | 254.2858 | TRUE
| 60722222 | PLD004 | PLD | 22KV | 28.05 | 2 | 42177.4532 | 33.33% | Three phase | 97.13 | 0.0002029 | 0.00022531 | 0.00025032 | 0.00027825 | 0.00030944 | 0.00034429 | 0.00038323 | 0.00042677 | 0.00047544 | 0.00052988 | 0.00059078 | 0.00065891 | 0.00073516 | 0.00082051 | 0.00091606 | 0.00091933 | 0.00091933 | 0.00091933 | 0.00091933 | 0.00091933 | 1.8517 | 1.8367 | 1.8323 | 1.8237 | 1.8103 | 1.8037 | 1.806 | 1.8103 | 1.7987 | 1.7987 | 1.7987 | 1.7987 | 1.7987 | 1.7987 | 1.7987 | 1.7987 | 1.7987 | 1.7987 | 1.7987 | 1.7987 | 588.9327 | 25.3021 | 3.0024e-05 | 2724.4965 | 1543.7604 | 33.1488 | 1.4193 | 614.2348 | 34.5681 | 579.6667 | -964.0937 | FALSE
| 60722286 | PLD004 | PLD | 22KV | 332.01 | 2 | 42177.4532 | 33.33% | Three phase | 97.13 | 0.0020173 | 0.0022193 | 0.0024428 | 0.00269 | 0.0029635 | 0.0032663 | 0.0036014 | 0.0039725 | 0.0043835 | 0.0048389 | 0.0053434 | 0.0059025 | 0.0065223 | 0.0072095 | 0.0079715 | 0.0088166 | 0.0097541 | 0.010794 | 0.010882 | 0.010882 | 1.8517 | 1.8367 | 1.8323 | 1.8237 | 1.8103 | 1.8037 | 1.806 | 1.8103 | 1.7987 | 1.7987 | 1.7987 | 1.7987 | 1.7987 | 1.7987 | 1.7987 | 1.7987 | 1.7987 | 1.7987 | 1.7987 | 1.7987 | 5777.0765 | 2937.8397 | 0.00035537 | 32248.1313 | 18272.509 | 392.3616 | 198.8417 | 8714.9162 | 591.2032 | 8123.713 | -10148.7961 | FALSE
| 60722436 | WBL006 | WBL | 22KV | 354.65 | 0 | 45090.5514 | 100% | Three phase | 97.13 | 0.0043256 | 0.0046186 | 0.0049322 | 0.005268 | 0.0056275 | 0.0060125 | 0.0064247 | 0.0068662 | 0.0073391 | 0.0078457 | 0.0083883 | 0.0089696 | 0.0095925 | 0.01026 | 0.010975 | 0.011624 | 0.011624 | 0.011624 | 0.011624 | 0.011624 | 4.182 | 4.232 | 4.323 | 4.379 | 4.415 | 4.479 | 4.573 | 4.673 | 4.733 | 4.733 | 4.733 | 4.733 | 4.733 | 4.733 | 4.733 | 4.733 | 4.733 | 4.733 | 4.733 | 4.733 | 23429.1561 | 4642.7331 | 0.00037961 | 34447.1545 | 19518.5245 | 1130.8957 | 226.8846 | 28071.8892 | 1357.7803 | 26714.1089 | 7195.5844 | TRUE
| 60722450 | WBL006 | WBL | 22KV | 22.83 | 0 | 45090.5514 | 100% | Three phase | 97.13 | 0.00027845 | 0.00029731 | 0.0003175 | 0.00033912 | 0.00036226 | 0.00038704 | 0.00041358 | 0.000442 | 0.00047244 | 0.00050505 | 0.00053998 | 0.0005774 | 0.0006175 | 0.00066046 | 0.00070649 | 0.00074825 | 0.00074825 | 0.00074825 | 0.00074825 | 0.00074825 | 4.182 | 4.232 | 4.323 | 4.379 | 4.415 | 4.479 | 4.573 | 4.673 | 4.733 | 4.733 | 4.733 | 4.733 | 4.733 | 4.733 | 4.733 | 4.733 | 4.733 | 4.733 | 4.733 | 4.733 | 1508.2127 | 19.2391 | 2.4436e-05 | 2217.4779 | 1256.4723 | 72.7995 | 0.94019 | 1527.4518 | 73.7397 | 1453.7121 | 197.2398 | TRUE
| 60722460 | WBL002 | WBL | 22KV | 18.86 | 1 | 45090.5514 | 50% | Three phase | 97.13 | 0.00012896 | 0.00014192 | 0.00015625 | 0.00017209 | 0.00018963 | 0.00020904 | 0.00023052 | 0.00025431 | 0.00028066 | 0.00030984 | 0.00034217 | 0.000378 | 0.00041771 | 0.00046173 | 0.00051053 | 0.00056466 | 0.00061813 | 0.00061813 | 0.00061813 | 0.00061813 | 7.4585 | 7.492 | 7.5695 | 7.6055 | 7.612 | 7.645 | 7.7315 | 7.818 | 7.8165 | 7.8165 | 7.8165 | 7.8165 | 7.8165 | 7.8165 | 7.8165 | 7.8165 | 7.8165 | 7.8165 | 7.8165 | 7.8165 | 1658.2327 | 10.4085 | 2.0187e-05 | 1831.8718 | 1037.9793 | 101.5482 | 0.64164 | 1668.6412 | 102.1898 | 1566.4514 | 528.4721 | TRUE
| 60722461 | WBL002 | WBL | 22KV | 1789.54 | 1 | 45090.5514 | 50% | Single phase | 44.74 | 0.016547 | 0.017732 | 0.019006 | 0.020376 | 0.021849 | 0.023433 | 0.025136 | 0.026968 | 0.028939 | 0.031058 | 0.033339 | 0.035793 | 0.038434 | 0.041276 | 0.044335 | 0.047628 | 0.051172 | 0.054988 | 0.058652 | 0.058652 | 7.4585 | 7.492 | 7.5695 | 7.6055 | 7.612 | 7.645 | 7.7315 | 7.818 | 7.8165 | 7.8165 | 7.8165 | 7.8165 | 7.8165 | 7.8165 | 7.8165 | 7.8165 | 7.8165 | 7.8165 | 7.8165 | 7.8165 | 162596.7979 | 44670.4477 | 0.0019155 | 80064.0196 | 45366.0557 | 9635.4465 | 2660.912 | 207267.2456 | 12296.3585 | 194970.8871 | 149604.8313 | TRUE
| 60722463 | WBL002 | WBL | 22KV | 60.05 | 1 | 45090.5514 | 50% | Single phase | 44.74 | 0.00074272 | 0.00079863 | 0.00085891 | 0.00092393 | 0.00099406 | 0.0010697 | 0.0011513 | 0.0012394 | 0.0013344 | 0.0014369 | 0.0015476 | 0.001667 | 0.0017959 | 0.0019351 | 0.0019681 | 0.0019681 | 0.0019681 | 0.0019681 | 0.0019681 | 0.0019681 | 7.4585 | 7.492 | 7.5695 | 7.6055 | 7.612 | 7.645 | 7.7315 | 7.818 | 7.8165 | 7.8165 | 7.8165 | 7.8165 | 7.8165 | 7.8165 | 7.8165 | 7.8165 | 7.8165 | 7.8165 | 7.8165 | 7.8165 | 6963.0024 | 64.2196 | 6.4276e-05 | 2686.637 | 1522.3083 | 323.3281 | 2.9962 | 7027.222 | 326.3243 | 6700.8977 | 5178.5894 | TRUE
| 60722492 | WBL004 | WBL | 22KV | 575.21 | 1 | 45090.5514 | 50% | Three phase | 97.13 | 0.0067203 | 0.0074641 | 0.0082936 | 0.0092192 | 0.010252 | 0.011405 | 0.012692 | 0.014129 | 0.015734 | 0.017526 | 0.018852 | 0.018852 | 0.018852 | 0.018852 | 0.018852 | 0.018852 | 0.018852 | 0.018852 | 0.018852 | 0.018852 | 4.4245 | 4.394 | 4.394 | 4.389 | 4.3705 | 4.3565 | 4.3595 | 4.386 | 4.3845 | 4.3845 | 4.3845 | 4.3845 | 4.3845 | 4.3845 | 4.3845 | 4.3845 | 4.3845 | 4.3845 | 4.3845 | 4.3845 | 40762.3872 | 13826.218 | 0.00061569 | 55870.1473 | 31657.2691 | 1760.1546 | 596.84 | 54588.6051 | 2356.9946 | 52231.6105 | 20574.3414 | TRUE
| 60722494 | WBL004 | WBL | 22KV | 354.65 | 1 | 45090.5514 | 50% | Three phase | 97.13 | 0.0045219 | 0.0049374 | 0.0053928 | 0.0058917 | 0.0064385 | 0.0070379 | 0.007695 | 0.0084155 | 0.0092056 | 0.010072 | 0.011023 | 0.011624 | 0.011624 | 0.011624 | 0.011624 | 0.011624 | 0.011624 | 0.011624 | 0.011624 | 0.011624 | 4.4245 | 4.394 | 4.394 | 4.389 | 4.3705 | 4.3565 | 4.3595 | 4.386 | 4.3845 | 4.3845 | 4.3845 | 4.3845 | 4.3845 | 4.3845 | 4.3845 | 4.3845 | 4.3845 | 4.3845 | 4.3845 | 4.3845 | 25051.647 | 5238.8601 | 0.00037961 | 34447.1545 | 19518.5245 | 1085.2364 | 226.8846 | 30290.5071 | 1312.121 | 28978.3861 | 9459.8616 | TRUE
| 60722588 | WBL012 | WBL | 22KV | 2010.12 | 17 | 45090.5514 | 5.556% | Three phase | 97.13 | 0.01485 | 0.016154 | 0.017579 | 0.019136 | 0.020837 | 0.022696 | 0.024729 | 0.026952 | 0.029382 | 0.032041 | 0.034949 | 0.03813 | 0.041612 | 0.045422 | 0.049592 | 0.054157 | 0.059155 | 0.064628 | 0.065881 | 0.065881 | 0.48244 | 0.48689 | 0.49522 | 0.50094 | 0.50244 | 0.50561 | 0.51483 | 0.525 | 0.52667 | 0.52667 | 0.52667 | 0.52667 | 0.52667 | 0.52667 | 0.52667 | 0.52667 | 0.52667 | 0.52667 | 0.52667 | 0.52667 | 11495.1272 | 114875.5917 | 0.0021516 | 195242.9556 | 110629.0047 | 721.1378 | 7288.6832 | 126370.7189 | 8009.821 | 118360.898 | 7731.8932 | TRUE
| 60723622 | TRG024 | TRG | 22KV | 658.3 | 15 | 45911.034 | 6.25% | Three phase | 97.13 | 0.0039683 | 0.0043735 | 0.0048224 | 0.0053199 | 0.0058715 | 0.0064831 | 0.0071615 | 0.0079142 | 0.0087494 | 0.0096764 | 0.010706 | 0.011848 | 0.013118 | 0.014528 | 0.016094 | 0.017835 | 0.01977 | 0.021576 | 0.021576 | 0.021576 | 0.44681 | 0.45469 | 0.46713 | 0.47706 | 0.47956 | 0.4835 | 0.49631 | 0.51144 | 0.51269 | 0.51269 | 0.51269 | 0.51269 | 0.51269 | 0.51269 | 0.51269 | 0.51269 | 0.51269 | 0.51269 | 0.51269 | 0.51269 | 3512.6308 | 11643.7924 | 0.00070462 | 63940.679 | 36230.212 | 231.4032 | 781.7229 | 15156.4232 | 1013.1261 | 14143.2971 | -22086.9149 | FALSE
| 60723665 | TRG024 | TRG | 22KV | 1001.13 | 15 | 45911.034 | 6.25% | Three phase | 97.13 | 0.0081554 | 0.0090566 | 0.010062 | 0.011185 | 0.012439 | 0.013839 | 0.015404 | 0.017152 | 0.019107 | 0.021292 | 0.023736 | 0.026469 | 0.029526 | 0.032812 | 0.032812 | 0.032812 | 0.032812 | 0.032812 | 0.032812 | 0.032812 | 0.44681 | 0.45469 | 0.46713 | 0.47706 | 0.47956 | 0.4835 | 0.49631 | 0.51144 | 0.51269 | 0.51269 | 0.51269 | 0.51269 | 0.51269 | 0.51269 | 0.51269 | 0.51269 | 0.51269 | 0.51269 | 0.51269 | 0.51269 | 6869.8079 | 34672.4701 | 0.0010716 | 97239.7569 | 55098.2108 | 351.9136 | 1807.9485 | 41542.278 | 2159.8621 | 39382.4159 | -15715.7949 | FALSE
| 60723676 | TRG013 | TRG | 22KV | 430.39 | 22 | 45911.034 | 4.348% | Three phase | 97.13 | 0.0056116 | 0.0061969 | 0.0068458 | 0.0075651 | 0.0083629 | 0.0092478 | 0.010229 | 0.011319 | 0.012527 | 0.013869 | 0.014106 | 0.014106 | 0.014106 | 0.014106 | 0.014106 | 0.014106 | 0.014106 | 0.014106 | 0.014106 | 0.014106 | 0.24709 | 0.24948 | 0.25357 | 0.25513 | 0.25457 | 0.25652 | 0.26109 | 0.26526 | 0.26283 | 0.26283 | 0.26283 | 0.26283 | 0.26283 | 0.26283 | 0.26283 | 0.26283 | 0.26283 | 0.26283 | 0.26283 | 0.26283 | 1914.5477 | 8031.0215 | 0.00046068 | 41803.7807 | 23686.9527 | 79.2055 | 334.1408 | 9945.5692 | 413.3463 | 9532.223 | -14154.7297 | FALSE
| 60723683 | TRG013 | TRG | 22KV | 1175.04 | 22 | 45911.034 | 4.348% | Three phase | 97.13 | 0.014718 | 0.015926 | 0.017239 | 0.018663 | 0.02021 | 0.021889 | 0.023713 | 0.025694 | 0.027846 | 0.030184 | 0.032725 | 0.035485 | 0.038485 | 0.038512 | 0.038512 | 0.038512 | 0.038512 | 0.038512 | 0.038512 | 0.038512 | 0.24709 | 0.24948 | 0.25357 | 0.25513 | 0.25457 | 0.25652 | 0.26109 | 0.26526 | 0.26283 | 0.26283 | 0.26283 | 0.26283 | 0.26283 | 0.26283 | 0.26283 | 0.26283 | 0.26283 | 0.26283 | 0.26283 | 0.26283 | 4827.424 | 55284.5797 | 0.0012577 | 114131.6352 | 64669.5251 | 216.2449 | 2490.6368 | 60112.0037 | 2706.8817 | 57405.122 | -7264.403 | FALSE
| 60723692 | TRG013 | TRG | 22KV | 278.03 | 22 | 45911.034 | 4.348% | Single phase | 44.74 | 0.0014476 | 0.0015663 | 0.0016953 | 0.0018356 | 0.0019881 | 0.0021539 | 0.0023344 | 0.0025307 | 0.0027444 | 0.0029769 | 0.0032301 | 0.0035057 | 0.0038058 | 0.0041326 | 0.0044886 | 0.0048764 | 0.005299 | 0.0057594 | 0.0062612 | 0.0068081 | 0.24709 | 0.24948 | 0.25357 | 0.25513 | 0.25457 | 0.25652 | 0.26109 | 0.26526 | 0.26283 | 0.26283 | 0.26283 | 0.26283 | 0.26283 | 0.26283 | 0.26283 | 0.26283 | 0.26283 | 0.26283 | 0.26283 | 0.26283 | 548.6185 | 683.9427 | 0.00029759 | 12439.0622 | 7048.2495 | 51.1664 | 64.229 | 1232.5612 | 115.3954 | 1117.1658 | -5931.0837 | FALSE
| 60723713 | TRG014 | TRG | 22KV | 48.53 | 7 | 45911.034 | 12.5% | Single phase | 44.74 | 0.00060516 | 0.0006534 | 0.00070564 | 0.00076222 | 0.00082351 | 0.00088991 | 0.00096185 | 0.0010398 | 0.0011243 | 0.0012159 | 0.0013151 | 0.0014227 | 0.0015394 | 0.0015906 | 0.0015906 | 0.0015906 | 0.0015906 | 0.0015906 | 0.0015906 | 0.0015906 | 0.46737 | 0.47 | 0.47475 | 0.476 | 0.4735 | 0.47525 | 0.48163 | 0.487 | 0.48187 | 0.48187 | 0.48187 | 0.48187 | 0.48187 | 0.48187 | 0.48187 | 0.48187 | 0.48187 | 0.48187 | 0.48187 | 0.48187 | 362.9547 | 42.9153 | 5.1945e-05 | 2171.2322 | 1230.2685 | 16.5061 | 1.9569 | 405.87 | 18.463 | 387.407 | -842.8615 | FALSE
| 60723947 | TRG013 | TRG | 22KV | 1106.01 | 22 | 45911.034 | 4.348% | Single phase | 44.74 | 0.0076378 | 0.0082674 | 0.0089517 | 0.0096956 | 0.010504 | 0.011384 | 0.01234 | 0.01338 | 0.014512 | 0.015744 | 0.017084 | 0.018542 | 0.02013 | 0.021859 | 0.023741 | 0.02579 | 0.028022 | 0.030454 | 0.033102 | 0.035987 | 0.24709 | 0.24948 | 0.25357 | 0.25513 | 0.25457 | 0.25652 | 0.26109 | 0.26526 | 0.26283 | 0.26283 | 0.26283 | 0.26283 | 0.26283 | 0.26283 | 0.26283 | 0.26283 | 0.26283 | 0.26283 | 0.26283 | 0.26283 | 2900.3717 | 14383.5504 | 0.0011838 | 49482.8874 | 28038.1055 | 203.5411 | 1016.4027 | 17283.9221 | 1219.9438 | 16063.9783 | -11974.1272 | FALSE
| 60724088 | HTN012 | HTN | 22KV | 5168.39 | 15 | 38280.733 | 6.25% | Single phase | 44.74 | 0.056735 | 0.061039 | 0.065682 | 0.070694 | 0.076104 | 0.081944 | 0.088248 | 0.095056 | 0.10241 | 0.11035 | 0.11892 | 0.12818 | 0.13819 | 0.149 | 0.16068 | 0.16939 | 0.16939 | 0.16939 | 0.16939 | 0.16939 | 0.18937 | 0.19106 | 0.19356 | 0.19437 | 0.19419 | 0.19506 | 0.19781 | 0.19987 | 0.19775 | 0.19775 | 0.19775 | 0.19775 | 0.19775 | 0.19775 | 0.19775 | 0.19775 | 0.19775 | 0.19775 | 0.19775 | 0.19775 | 11933.909 | 439646.7258 | 0.0055321 | 231233.7686 | 131022.2005 | 600.2169 | 22195.1584 | 451580.6347 | 22795.3753 | 428785.2594 | 297763.0589 | TRUE
| 60724106 | HTN012 | HTN | 22KV | 1224.01 | 15 | 38280.733 | 6.25% | Single phase | 44.74 | 0.012346 | 0.013282 | 0.014292 | 0.015382 | 0.016559 | 0.01783 | 0.019202 | 0.020683 | 0.022283 | 0.024012 | 0.025878 | 0.027895 | 0.030074 | 0.032428 | 0.034973 | 0.037722 | 0.040117 | 0.040117 | 0.040117 | 0.040117 | 0.18937 | 0.19106 | 0.19356 | 0.19437 | 0.19419 | 0.19506 | 0.19781 | 0.19987 | 0.19775 | 0.19775 | 0.19775 | 0.19775 | 0.19775 | 0.19775 | 0.19775 | 0.19775 | 0.19775 | 0.19775 | 0.19775 | 0.19775 | 2653.8641 | 23151.6839 | 0.0013101 | 54762.2074 | 31029.4857 | 142.1471 | 1244.8517 | 25805.548 | 1386.9988 | 24418.5492 | -6610.9365 | FALSE
| 60724107 | HTN012 | HTN | 22KV | 273.28 | 15 | 38280.733 | 6.25% | Single phase | 44.74 | 0.0032511 | 0.0035046 | 0.0037787 | 0.0040751 | 0.0043956 | 0.0047423 | 0.0051173 | 0.005523 | 0.005962 | 0.006437 | 0.006951 | 0.0075073 | 0.0081095 | 0.0087614 | 0.0089567 | 0.0089567 | 0.0089567 | 0.0089567 | 0.0089567 | 0.0089567 | 0.18937 | 0.19106 | 0.19356 | 0.19437 | 0.19419 | 0.19506 | 0.19781 | 0.19987 | 0.19775 | 0.19775 | 0.19775 | 0.19775 | 0.19775 | 0.19775 | 0.19775 | 0.19775 | 0.19775 | 0.19775 | 0.19775 | 0.19775 | 673.4652 | 1311.9845 | 0.00029251 | 12226.5472 | 6927.8338 | 31.7366 | 62.0531 | 1985.4497 | 93.7897 | 1891.66 | -5036.1738 | FALSE
| 60724108 | HTN012 | HTN | 22KV | 1122.77 | 15 | 38280.733 | 6.25% | Single phase | 44.74 | 0.011325 | 0.012183 | 0.01311 | 0.01411 | 0.01519 | 0.016355 | 0.017614 | 0.018973 | 0.02044 | 0.022026 | 0.023738 | 0.025588 | 0.027586 | 0.029746 | 0.03208 | 0.034602 | 0.036799 | 0.036799 | 0.036799 | 0.036799 | 0.18937 | 0.19106 | 0.19356 | 0.19437 | 0.19419 | 0.19506 | 0.19781 | 0.19987 | 0.19775 | 0.19775 | 0.19775 | 0.19775 | 0.19775 | 0.19775 | 0.19775 | 0.19775 | 0.19775 | 0.19775 | 0.19775 | 0.19775 | 2434.3584 | 19480.2377 | 0.0012018 | 50232.7298 | 28462.9829 | 130.3898 | 1047.4403 | 21914.5961 | 1177.8302 | 20736.7659 | -7726.217 | FALSE
| 60724122 | HTN012 | HTN | 22KV | 192.4 | 15 | 38280.733 | 6.25% | Covered | 390 | 0.0023843 | 0.0025663 | 0.0027628 | 0.0029749 | 0.0032039 | 0.0034512 | 0.0037183 | 0.0040067 | 0.0043183 | 0.0046548 | 0.0050184 | 0.0054113 | 0.0058358 | 0.0062946 | 0.0063059 | 0.0063059 | 0.0063059 | 0.0063059 | 0.0063059 | 0.0063059 | 0.18937 | 0.19106 | 0.19356 | 0.19437 | 0.19419 | 0.19506 | 0.19781 | 0.19987 | 0.19775 | 0.19775 | 0.19775 | 0.19775 | 0.19775 | 0.19775 | 0.19775 | 0.19775 | 0.19775 | 0.19775 | 0.19775 | 0.19775 | 483.5733 | 5782.0815 | 0.00020594 | 75036 | 42517.0679 | 22.3439 | 268.1183 | 6265.6547 | 290.4621 | 5975.1926 | -36541.8753 | FALSE
| 60724158 | HTN013 | HTN | 22KV | 2532.27 | 30 | 38280.733 | 3.226% | Single phase | 44.74 | 0.022932 | 0.025023 | 0.027313 | 0.029822 | 0.032573 | 0.035587 | 0.038892 | 0.042515 | 0.046489 | 0.050847 | 0.055628 | 0.060873 | 0.066629 | 0.072946 | 0.079878 | 0.082995 | 0.082995 | 0.082995 | 0.082995 | 0.082995 | 0.15197 | 0.15152 | 0.15174 | 0.15132 | 0.15016 | 0.14877 | 0.14881 | 0.14926 | 0.1479 | 0.1479 | 0.1479 | 0.1479 | 0.1479 | 0.1479 | 0.1479 | 0.1479 | 0.1479 | 0.1479 | 0.1479 | 0.1479 | 4184.2354 | 99989.208 | 0.0027105 | 113293.7598 | 64194.7662 | 223.7999 | 5328.0429 | 104173.4434 | 5551.8428 | 98621.6005 | 34426.8343 | TRUE
| 60724215 | HTN013 | HTN | 22KV | 175.43 | 30 | 38280.733 | 3.226% | Three phase | 97.13 | 0.0016752 | 0.0018243 | 0.0019871 | 0.0021652 | 0.0023599 | 0.0025728 | 0.0028057 | 0.0030605 | 0.0033393 | 0.0036443 | 0.0039782 | 0.0043436 | 0.0047437 | 0.0051817 | 0.0056613 | 0.0057497 | 0.0057497 | 0.0057497 | 0.0057497 | 0.0057497 | 0.15197 | 0.15152 | 0.15174 | 0.15132 | 0.15016 | 0.14877 | 0.14881 | 0.14926 | 0.1479 | 0.1479 | 0.1479 | 0.1479 | 0.1479 | 0.1479 | 0.1479 | 0.1479 | 0.1479 | 0.1479 | 0.1479 | 0.1479 | 297.2524 | 1068.2337 | 0.00018777 | 17039.5159 | 9654.969 | 15.5044 | 55.5153 | 1365.4861 | 71.0197 | 1294.4664 | -8360.5026 | FALSE
| 60724505 | KRT013 | KRT | 22KV | 8532.51 | 16 | 47052.9427 | 5.882% | Single phase | 44.74 | 0.099687 | 0.11072 | 0.12303 | 0.13675 | 0.15207 | 0.16917 | 0.18826 | 0.20958 | 0.23339 | 0.25998 | 0.27965 | 0.27965 | 0.27965 | 0.27965 | 0.27965 | 0.27965 | 0.27965 | 0.27965 | 0.27965 | 0.27965 | 0.36618 | 0.36835 | 0.373 | 0.37671 | 0.37771 | 0.37906 | 0.38494 | 0.392 | 0.39359 | 0.39359 | 0.39359 | 0.39359 | 0.39359 | 0.39359 | 0.39359 | 0.39359 | 0.39359 | 0.39359 | 0.39359 | 0.39359 | 55929.5046 | 1401350.4157 | 0.0091329 | 381744.4974 | 216304.9298 | 2394.6076 | 60492.4683 | 1457279.9203 | 62887.0759 | 1394392.8444 | 1178087.9145 | TRUE
| 60724571 | KRT023 | KRT | 22KV | 319.3 | 0 | 47052.9427 | 100% | Single phase | 44.74 | 0.0030502 | 0.0033899 | 0.0037692 | 0.0041927 | 0.0046659 | 0.0051947 | 0.0057857 | 0.0064463 | 0.0071851 | 0.0080113 | 0.0089356 | 0.0099697 | 0.010465 | 0.010465 | 0.010465 | 0.010465 | 0.010465 | 0.010465 | 0.010465 | 0.010465 | 8.401 | 8.389 | 8.432 | 8.472 | 8.465 | 8.474 | 8.534 | 8.617 | 8.647 | 8.647 | 8.647 | 8.647 | 8.647 | 8.647 | 8.647 | 8.647 | 8.647 | 8.647 | 8.647 | 8.647 | 41995.816 | 1779.5377 | 0.00034177 | 14285.482 | 8094.4721 | 1990.4497 | 84.7121 | 43775.3537 | 2075.1618 | 41700.1919 | 33605.7198 | TRUE
| 60724573 | KRT023 | KRT | 22KV | 499.53 | 0 | 47052.9427 | 100% | Single phase | 44.74 | 0.004772 | 0.0053034 | 0.0058967 | 0.0065594 | 0.0072996 | 0.0081269 | 0.0090514 | 0.010085 | 0.011241 | 0.012533 | 0.013979 | 0.015597 | 0.016372 | 0.016372 | 0.016372 | 0.016372 | 0.016372 | 0.016372 | 0.016372 | 0.016372 | 8.401 | 8.389 | 8.432 | 8.472 | 8.465 | 8.474 | 8.534 | 8.617 | 8.647 | 8.647 | 8.647 | 8.647 | 8.647 | 8.647 | 8.647 | 8.647 | 8.647 | 8.647 | 8.647 | 8.647 | 65700.501 | 4355.4448 | 0.00053468 | 22348.9722 | 12663.4251 | 3113.966 | 207.3342 | 70055.9458 | 3321.3001 | 66734.6456 | 54071.2205 | TRUE
| 60724609 | KRT022 | KRT | 22KV | 1054.52 | 3 | 47052.9427 | 25% | Three phase | 97.13 | 0.007628 | 0.0084703 | 0.0094105 | 0.01046 | 0.011633 | 0.012943 | 0.014407 | 0.016044 | 0.017874 | 0.019921 | 0.02221 | 0.024771 | 0.027638 | 0.030846 | 0.034439 | 0.034562 | 0.034562 | 0.034562 | 0.034562 | 0.034562 | 1.876 | 1.8993 | 1.931 | 1.9485 | 1.9625 | 1.981 | 2.0128 | 2.048 | 2.0605 | 2.0605 | 2.0605 | 2.0605 | 2.0605 | 2.0605 | 2.0605 | 2.0605 | 2.0605 | 2.0605 | 2.0605 | 2.0605 | 27861.0347 | 35760.1996 | 0.0011287 | 102425.5276 | 58036.5839 | 1542.4422 | 2005.9252 | 63621.2343 | 3548.3674 | 60072.8669 | 2036.283 | TRUE
| 60724613 | KRT022 | KRT | 22KV | 780.72 | 3 | 47052.9427 | 25% | Three phase | 97.13 | 0.0095322 | 0.01048 | 0.011527 | 0.012681 | 0.013956 | 0.015364 | 0.016919 | 0.018636 | 0.020534 | 0.02263 | 0.024947 | 0.025588 | 0.025588 | 0.025588 | 0.025588 | 0.025588 | 0.025588 | 0.025588 | 0.025588 | 0.025588 | 1.876 | 1.8993 | 1.931 | 1.9485 | 1.9625 | 1.981 | 2.0128 | 2.048 | 2.0605 | 2.0605 | 2.0605 | 2.0605 | 2.0605 | 2.0605 | 2.0605 | 2.0605 | 2.0605 | 2.0605 | 2.0605 | 2.0605 | 26571.4092 | 25335.5318 | 0.00083566 | 75831.3336 | 42967.7216 | 1141.956 | 1099.5012 | 51906.9409 | 2241.4572 | 49665.4837 | 6697.7621 | TRUE
| 60732114 | TRG014 | TRG | 22KV | 1760.74 | 7 | 45911.034 | 12.5% | Three phase | 97.13 | 0.016311 | 0.017496 | 0.018771 | 0.020143 | 0.02162 | 0.023209 | 0.02492 | 0.026762 | 0.028746 | 0.030882 | 0.033182 | 0.03566 | 0.038329 | 0.041204 | 0.044302 | 0.04764 | 0.051237 | 0.055113 | 0.057708 | 0.057708 | 0.46737 | 0.47 | 0.47475 | 0.476 | 0.4735 | 0.47525 | 0.48163 | 0.487 | 0.48187 | 0.48187 | 0.48187 | 0.48187 | 0.48187 | 0.48187 | 0.48187 | 0.48187 | 0.48187 | 0.48187 | 0.48187 | 0.48187 | 10179.7997 | 94788.8943 | 0.0018846 | 171020.6762 | 96904.122 | 598.8657 | 5592.3657 | 104968.694 | 6191.2314 | 98777.4626 | 1873.3405 | TRUE
| 60732122 | TRG014 | TRG | 22KV | 1177.29 | 7 | 45911.034 | 12.5% | Three phase | 97.13 | 0.0067315 | 0.0072844 | 0.0078854 | 0.0085388 | 0.0092492 | 0.010022 | 0.010862 | 0.011777 | 0.012772 | 0.013854 | 0.015033 | 0.016316 | 0.017713 | 0.019234 | 0.020891 | 0.022695 | 0.024661 | 0.026803 | 0.029136 | 0.03168 | 0.46737 | 0.47 | 0.47475 | 0.476 | 0.4735 | 0.47525 | 0.48163 | 0.487 | 0.48187 | 0.48187 | 0.48187 | 0.48187 | 0.48187 | 0.48187 | 0.48187 | 0.48187 | 0.48187 | 0.48187 | 0.48187 | 0.48187 | 4700.9076 | 29257.3111 | 0.0012601 | 114350.1777 | 64793.3561 | 400.4218 | 2500.1842 | 33958.2187 | 2900.606 | 31057.6126 | -33735.7435 | FALSE
| 60732139 | TRG014 | TRG | 22KV | 42.11 | 7 | 45911.034 | 12.5% | Covered | 390 | 0.00040039 | 0.00043995 | 0.00048361 | 0.0005318 | 0.00058499 | 0.00064371 | 0.00070857 | 0.0007802 | 0.00085933 | 0.00094676 | 0.0010434 | 0.0011502 | 0.0012682 | 0.0013801 | 0.0013801 | 0.0013801 | 0.0013801 | 0.0013801 | 0.0013801 | 0.0013801 | 0.46737 | 0.47 | 0.47475 | 0.476 | 0.4735 | 0.47525 | 0.48163 | 0.487 | 0.48187 | 0.48187 | 0.48187 | 0.48187 | 0.48187 | 0.48187 | 0.48187 | 0.48187 | 0.48187 | 0.48187 | 0.48187 | 0.48187 | 288.172 | 257.5776 | 4.5073e-05 | 16422.9 | 9305.5807 | 14.3225 | 12.8436 | 545.7496 | 27.1661 | 518.5835 | -8786.9972 | FALSE
| 60732143 | TRG014 | TRG | 22KV | 124.18 | 7 | 45911.034 | 12.5% | Covered | 390 | 0.00066577 | 0.00073356 | 0.00080867 | 0.00089193 | 0.00098423 | 0.0010866 | 0.0012001 | 0.0013261 | 0.001466 | 0.0016212 | 0.0017935 | 0.001985 | 0.0021976 | 0.0024338 | 0.0026964 | 0.0029882 | 0.0033126 | 0.0036733 | 0.00407 | 0.00407 | 0.46737 | 0.47 | 0.47475 | 0.476 | 0.4735 | 0.47525 | 0.48163 | 0.487 | 0.48187 | 0.48187 | 0.48187 | 0.48187 | 0.48187 | 0.48187 | 0.48187 | 0.48187 | 0.48187 | 0.48187 | 0.48187 | 0.48187 | 572.1149 | 1507.2032 | 0.00013292 | 48430.2 | 27441.6294 | 42.2363 | 111.6914 | 2079.3181 | 153.9277 | 1925.3905 | -25516.2389 | FALSE
| 60732161 | TRG014 | TRG | 22KV | 167.52 | 7 | 45911.034 | 12.5% | Three phase | 97.13 | 0.0015593 | 0.0016951 | 0.0018433 | 0.002005 | 0.0021816 | 0.0023743 | 0.0025847 | 0.0028144 | 0.0030654 | 0.0033395 | 0.003639 | 0.0039662 | 0.0043238 | 0.0047146 | 0.0051417 | 0.0054904 | 0.0054904 | 0.0054904 | 0.0054904 | 0.0054904 | 0.46737 | 0.47 | 0.47475 | 0.476 | 0.4735 | 0.47525 | 0.48163 | 0.487 | 0.48187 | 0.48187 | 0.48187 | 0.48187 | 0.48187 | 0.48187 | 0.48187 | 0.48187 | 0.48187 | 0.48187 | 0.48187 | 0.48187 | 1070.1208 | 947.7756 | 0.00017931 | 16271.2176 | 9219.6341 | 56.9772 | 50.6219 | 2017.8964 | 107.5991 | 1910.2974 | -7309.3367 | FALSE
| 60732166 | TRG014 | TRG | 22KV | 1093.46 | 7 | 45911.034 | 12.5% | Three phase | 97.13 | 0.013551 | 0.014585 | 0.015702 | 0.016907 | 0.018209 | 0.019614 | 0.021132 | 0.022771 | 0.024542 | 0.026455 | 0.028521 | 0.030754 | 0.033167 | 0.035774 | 0.035838 | 0.035838 | 0.035838 | 0.035838 | 0.035838 | 0.035838 | 0.46737 | 0.47 | 0.47475 | 0.476 | 0.4735 | 0.47525 | 0.48163 | 0.487 | 0.48187 | 0.48187 | 0.48187 | 0.48187 | 0.48187 | 0.48187 | 0.48187 | 0.48187 | 0.48187 | 0.48187 | 0.48187 | 0.48187 | 8041.7214 | 46512.3899 | 0.0011704 | 106207.7698 | 60179.6865 | 371.9094 | 2156.8051 | 54554.1113 | 2528.7145 | 52025.3968 | -8154.2897 | FALSE
| 60732167 | TRG014 | TRG | 22KV | 615.53 | 7 | 45911.034 | 12.5% | Three phase | 97.13 | 0.007628 | 0.0082103 | 0.0088389 | 0.0095175 | 0.01025 | 0.011041 | 0.011896 | 0.012818 | 0.013815 | 0.014892 | 0.016055 | 0.017312 | 0.01867 | 0.020138 | 0.020174 | 0.020174 | 0.020174 | 0.020174 | 0.020174 | 0.020174 | 0.46737 | 0.47 | 0.47475 | 0.476 | 0.4735 | 0.47525 | 0.48163 | 0.487 | 0.48187 | 0.48187 | 0.48187 | 0.48187 | 0.48187 | 0.48187 | 0.48187 | 0.48187 | 0.48187 | 0.48187 | 0.48187 | 0.48187 | 4526.8421 | 14738.7721 | 0.00065884 | 59786.4289 | 33876.3215 | 209.3551 | 683.445 | 19265.6142 | 892.8 | 18372.8141 | -15503.5073 | FALSE
| 60732184 | TRG014 | TRG | 22KV | 254.76 | 7 | 45911.034 | 12.5% | Three phase | 97.13 | 0.0024223 | 0.0026617 | 0.0029258 | 0.0032173 | 0.0035391 | 0.0038944 | 0.0042867 | 0.0047201 | 0.0051988 | 0.0057278 | 0.0063124 | 0.0069585 | 0.0076727 | 0.0083497 | 0.0083497 | 0.0083497 | 0.0083497 | 0.0083497 | 0.0083497 | 0.0083497 | 0.46737 | 0.47 | 0.47475 | 0.476 | 0.4735 | 0.47525 | 0.48163 | 0.487 | 0.48187 | 0.48187 | 0.48187 | 0.48187 | 0.48187 | 0.48187 | 0.48187 | 0.48187 | 0.48187 | 0.48187 | 0.48187 | 0.48187 | 1743.403 | 2347.9502 | 0.00027269 | 24744.8388 | 14020.9765 | 86.6494 | 117.0759 | 4091.3532 | 203.7253 | 3887.6279 | -10133.3486 | FALSE
| 60732191 | TRG014 | TRG | 22KV | 663.3 | 7 | 45911.034 | 12.5% | Three phase | 97.13 | 0.0082893 | 0.00896 | 0.0096871 | 0.010476 | 0.011331 | 0.012258 | 0.013264 | 0.014355 | 0.015539 | 0.016824 | 0.018218 | 0.019732 | 0.021374 | 0.02174 | 0.02174 | 0.02174 | 0.02174 | 0.02174 | 0.02174 | 0.02174 | 0.46737 | 0.47 | 0.47475 | 0.476 | 0.4735 | 0.47525 | 0.48163 | 0.487 | 0.48187 | 0.48187 | 0.48187 | 0.48187 | 0.48187 | 0.48187 | 0.48187 | 0.48187 | 0.48187 | 0.48187 | 0.48187 | 0.48187 | 4990.3986 | 17508.4862 | 0.00070997 | 64426.329 | 36505.3921 | 225.6027 | 793.6428 | 22498.8848 | 1019.2455 | 21479.6393 | -15025.7529 | FALSE
| 60732203 | TRG014 | TRG | 22KV | 71.05 | 7 | 45911.034 | 12.5% | Covered | 390 | 0.00040625 | 0.00043962 | 0.00047589 | 0.00051532 | 0.00055819 | 0.00060482 | 0.00065555 | 0.00071073 | 0.00077077 | 0.00083612 | 0.00090724 | 0.00098467 | 0.001069 | 0.0011608 | 0.0012608 | 0.0013697 | 0.0014883 | 0.0016175 | 0.0017584 | 0.0019119 | 0.46737 | 0.47 | 0.47475 | 0.476 | 0.4735 | 0.47525 | 0.48163 | 0.487 | 0.48187 | 0.48187 | 0.48187 | 0.48187 | 0.48187 | 0.48187 | 0.48187 | 0.48187 | 0.48187 | 0.48187 | 0.48187 | 0.48187 | 283.702 | 427.8651 | 7.605e-05 | 27709.5 | 15700.8195 | 24.1656 | 36.5632 | 711.5671 | 60.7289 | 650.8382 | -15049.9813 | FALSE
| 60732209 | TRG014 | TRG | 22KV | 105.46 | 7 | 45911.034 | 12.5% | Three phase | 97.13 | 0.0010027 | 0.0011018 | 0.0012112 | 0.0013318 | 0.001465 | 0.0016121 | 0.0017745 | 0.0019539 | 0.0021521 | 0.0023711 | 0.0026131 | 0.0028805 | 0.0031762 | 0.0034564 | 0.0034564 | 0.0034564 | 0.0034564 | 0.0034564 | 0.0034564 | 0.0034564 | 0.46737 | 0.47 | 0.47475 | 0.476 | 0.4735 | 0.47525 | 0.48163 | 0.487 | 0.48187 | 0.48187 | 0.48187 | 0.48187 | 0.48187 | 0.48187 | 0.48187 | 0.48187 | 0.48187 | 0.48187 | 0.48187 | 0.48187 | 721.696 | 402.3481 | 0.00011288 | 10243.3298 | 5804.0987 | 35.8692 | 20.0623 | 1124.0441 | 55.9315 | 1068.1126 | -4735.9861 | FALSE
| 60732232 | TRG014 | TRG | 22KV | 187.41 | 7 | 45911.034 | 12.5% | Three phase | 97.13 | 0.0017445 | 0.0018964 | 0.0020622 | 0.0022431 | 0.0024406 | 0.0026562 | 0.0028915 | 0.0031486 | 0.0034293 | 0.003736 | 0.004071 | 0.0044371 | 0.0048371 | 0.0052743 | 0.0057522 | 0.0061423 | 0.0061423 | 0.0061423 | 0.0061423 | 0.0061423 | 0.46737 | 0.47 | 0.47475 | 0.476 | 0.4735 | 0.47525 | 0.48163 | 0.487 | 0.48187 | 0.48187 | 0.48187 | 0.48187 | 0.48187 | 0.48187 | 0.48187 | 0.48187 | 0.48187 | 0.48187 | 0.48187 | 0.48187 | 1197.1785 | 1186.1995 | 0.0002006 | 18203.1333 | 10314.3005 | 63.7422 | 63.3564 | 2383.378 | 127.0986 | 2256.2794 | -8058.0212 | FALSE
| 60732242 | TRG014 | TRG | 22KV | 73.52 | 7 | 45911.034 | 12.5% | Covered | 390 | 0.00068107 | 0.00073055 | 0.00078378 | 0.00084107 | 0.00090273 | 0.0009691 | 0.0010405 | 0.0011175 | 0.0012003 | 0.0012895 | 0.0013855 | 0.001489 | 0.0016004 | 0.0017205 | 0.0018498 | 0.0019892 | 0.0021394 | 0.0023012 | 0.0024096 | 0.0024096 | 0.46737 | 0.47 | 0.47475 | 0.476 | 0.4735 | 0.47525 | 0.48163 | 0.487 | 0.48187 | 0.48187 | 0.48187 | 0.48187 | 0.48187 | 0.48187 | 0.48187 | 0.48187 | 0.48187 | 0.48187 | 0.48187 | 0.48187 | 425.0593 | 663.5738 | 7.8693e-05 | 28672.8 | 16246.6467 | 25.0057 | 39.1496 | 1088.6331 | 64.1553 | 1024.4777 | -15222.169 | FALSE
| 60732243 | TRG014 | TRG | 22KV | 567.73 | 7 | 45911.034 | 12.5% | Three phase | 97.13 | 0.0053369 | 0.005767 | 0.0062334 | 0.0067392 | 0.0072878 | 0.0078829 | 0.0085286 | 0.0092292 | 0.0099895 | 0.010815 | 0.011711 | 0.012683 | 0.013739 | 0.014885 | 0.01613 | 0.017483 | 0.018607 | 0.018607 | 0.018607 | 0.018607 | 0.46737 | 0.47 | 0.47475 | 0.476 | 0.4735 | 0.47525 | 0.48163 | 0.487 | 0.48187 | 0.48187 | 0.48187 | 0.48187 | 0.48187 | 0.48187 | 0.48187 | 0.48187 | 0.48187 | 0.48187 | 0.48187 | 0.48187 | 3516.6779 | 10556.7157 | 0.00060768 | 55143.6149 | 31245.5997 | 193.0972 | 581.4184 | 14073.3937 | 774.5157 | 13298.878 | -17946.7217 | FALSE
| 60732257 | TRG014 | TRG | 22KV | 257.57 | 7 | 45911.034 | 12.5% | Covered | 390 | 0.0032261 | 0.0034911 | 0.0037787 | 0.004091 | 0.00443 | 0.0047981 | 0.005198 | 0.0056322 | 0.006104 | 0.0066165 | 0.0071733 | 0.0077784 | 0.008436 | 0.0084418 | 0.0084418 | 0.0084418 | 0.0084418 | 0.0084418 | 0.0084418 | 0.0084418 | 0.46737 | 0.47 | 0.47475 | 0.476 | 0.4735 | 0.47525 | 0.48163 | 0.487 | 0.48187 | 0.48187 | 0.48187 | 0.48187 | 0.48187 | 0.48187 | 0.48187 | 0.48187 | 0.48187 | 0.48187 | 0.48187 | 0.48187 | 1949.8189 | 10665.9731 | 0.00027569 | 100452.3 | 56918.5092 | 87.6051 | 480.5149 | 12615.792 | 568.12 | 12047.672 | -44870.8372 | FALSE
| 60732259 | TRG014 | TRG | 22KV | 635.18 | 7 | 45911.034 | 12.5% | Three phase | 97.13 | 0.0036318 | 0.0039301 | 0.0042544 | 0.0046069 | 0.0049902 | 0.0054071 | 0.0058605 | 0.0063538 | 0.0068906 | 0.0074748 | 0.0081107 | 0.0088029 | 0.0095565 | 0.010377 | 0.011271 | 0.012245 | 0.013305 | 0.014461 | 0.01572 | 0.017092 | 0.46737 | 0.47 | 0.47475 | 0.476 | 0.4735 | 0.47525 | 0.48163 | 0.487 | 0.48187 | 0.48187 | 0.48187 | 0.48187 | 0.48187 | 0.48187 | 0.48187 | 0.48187 | 0.48187 | 0.48187 | 0.48187 | 0.48187 | 2536.2676 | 8516.4996 | 0.00067988 | 61695.0334 | 34957.7792 | 216.0384 | 727.7777 | 11052.7672 | 943.8161 | 10108.951 | -24848.8282 | FALSE
| 60732265 | TRG014 | TRG | 22KV | 340.14 | 7 | 45911.034 | 12.5% | Three phase | 97.13 | 0.0019267 | 0.002082 | 0.0022506 | 0.0024336 | 0.0026323 | 0.002848 | 0.0030824 | 0.003337 | 0.0036136 | 0.0039141 | 0.0042408 | 0.0045958 | 0.0049818 | 0.0054015 | 0.0058579 | 0.0063542 | 0.0068941 | 0.0074814 | 0.0081204 | 0.0088157 | 0.46737 | 0.47 | 0.47475 | 0.476 | 0.4735 | 0.47525 | 0.48163 | 0.487 | 0.48187 | 0.48187 | 0.48187 | 0.48187 | 0.48187 | 0.48187 | 0.48187 | 0.48187 | 0.48187 | 0.48187 | 0.48187 | 0.48187 | 1323.8874 | 2380.6684 | 0.00036407 | 33037.7982 | 18719.9519 | 115.689 | 208.6991 | 3704.5558 | 324.388 | 3380.1678 | -15339.7841 | FALSE
| 60732268 | TRG014 | TRG | 22KV | 25.58 | 7 | 45911.034 | 12.5% | Three phase | 97.13 | 0.0001449 | 0.00015658 | 0.00016925 | 0.00018302 | 0.00019796 | 0.00021419 | 0.00023181 | 0.00025095 | 0.00027176 | 0.00029436 | 0.00031892 | 0.00034563 | 0.00037465 | 0.00040622 | 0.00044054 | 0.00047787 | 0.00051847 | 0.00056264 | 0.00061069 | 0.00066298 | 0.46737 | 0.47 | 0.47475 | 0.476 | 0.4735 | 0.47525 | 0.48163 | 0.487 | 0.48187 | 0.48187 | 0.48187 | 0.48187 | 0.48187 | 0.48187 | 0.48187 | 0.48187 | 0.48187 | 0.48187 | 0.48187 | 0.48187 | 99.5621 | 13.4643 | 2.738e-05 | 2484.5854 | 1407.8214 | 8.7003 | 1.1803 | 113.0264 | 9.8806 | 103.1457 | -1304.6757 | FALSE
| 60732269 | TRG014 | TRG | 22KV | 2217.34 | 7 | 45911.034 | 12.5% | Three phase | 97.13 | 0.012678 | 0.01372 | 0.014852 | 0.016082 | 0.01742 | 0.018875 | 0.020458 | 0.022181 | 0.024054 | 0.026094 | 0.028313 | 0.03073 | 0.033361 | 0.036226 | 0.039346 | 0.042744 | 0.046447 | 0.050481 | 0.054876 | 0.059666 | 0.46737 | 0.47 | 0.47475 | 0.476 | 0.4735 | 0.47525 | 0.48163 | 0.487 | 0.48187 | 0.48187 | 0.48187 | 0.48187 | 0.48187 | 0.48187 | 0.48187 | 0.48187 | 0.48187 | 0.48187 | 0.48187 | 0.48187 | 8853.8172 | 103784.4007 | 0.0023734 | 215370.2342 | 122033.5688 | 754.1653 | 8868.8985 | 112638.2179 | 9623.0638 | 103015.1542 | -19018.4146 | FALSE
| 60732287 | TRG014 | TRG | 22KV | 41.39 | 7 | 45911.034 | 12.5% | Covered | 390 | 0.00038633 | 0.00042055 | 0.00045795 | 0.00049883 | 0.00054351 | 0.00059235 | 0.00064577 | 0.00070418 | 0.00076807 | 0.00083797 | 0.00091444 | 0.00099812 | 0.0010897 | 0.0011899 | 0.0012997 | 0.0013565 | 0.0013565 | 0.0013565 | 0.0013565 | 0.0013565 | 0.46737 | 0.47 | 0.47475 | 0.476 | 0.4735 | 0.47525 | 0.48163 | 0.487 | 0.48187 | 0.48187 | 0.48187 | 0.48187 | 0.48187 | 0.48187 | 0.48187 | 0.48187 | 0.48187 | 0.48187 | 0.48187 | 0.48187 | 266.9801 | 234.5764 | 4.4302e-05 | 16142.1 | 9146.4732 | 14.0776 | 12.4082 | 501.5564 | 26.4858 | 475.0707 | -8671.4025 | FALSE
| 60732296 | TRG014 | TRG | 22KV | 250.87 | 7 | 45911.034 | 12.5% | Covered | 390 | 0.0019053 | 0.0020626 | 0.0022336 | 0.0024194 | 0.0026215 | 0.0028411 | 0.00308 | 0.0033399 | 0.0036225 | 0.0039301 | 0.0042647 | 0.0046289 | 0.0050252 | 0.0054567 | 0.0059264 | 0.0064379 | 0.0069948 | 0.0076014 | 0.0082222 | 0.0082222 | 0.46737 | 0.47 | 0.47475 | 0.476 | 0.4735 | 0.47525 | 0.48163 | 0.487 | 0.48187 | 0.48187 | 0.48187 | 0.48187 | 0.48187 | 0.48187 | 0.48187 | 0.48187 | 0.48187 | 0.48187 | 0.48187 | 0.48187 | 1323.9637 | 7050.3968 | 0.00026852 | 97839.3 | 55437.9253 | 85.3263 | 455.8414 | 8374.3605 | 541.1677 | 7833.1928 | -47604.7325 | FALSE
| 60732302 | TRG014 | TRG | 22KV | 421.66 | 7 | 45911.034 | 12.5% | Three phase | 97.13 | 0.0039638 | 0.0042832 | 0.0046296 | 0.0050053 | 0.0054127 | 0.0058548 | 0.0063343 | 0.0068547 | 0.0074194 | 0.0080322 | 0.0086975 | 0.0094198 | 0.010204 | 0.011055 | 0.01198 | 0.012984 | 0.01382 | 0.01382 | 0.01382 | 0.01382 | 0.46737 | 0.47 | 0.47475 | 0.476 | 0.4735 | 0.47525 | 0.48163 | 0.487 | 0.48187 | 0.48187 | 0.48187 | 0.48187 | 0.48187 | 0.48187 | 0.48187 | 0.48187 | 0.48187 | 0.48187 | 0.48187 | 0.48187 | 2611.8796 | 5823.3105 | 0.00045133 | 40955.8358 | 23206.4882 | 143.4157 | 320.7229 | 8435.1901 | 464.1385 | 7971.0516 | -15235.4366 | FALSE
| 60732316 | TRG014 | TRG | 22KV | 643.52 | 7 | 45911.034 | 12.5% | Covered | 390 | 0.0036795 | 0.0039817 | 0.0043102 | 0.0046674 | 0.0050557 | 0.0054781 | 0.0059375 | 0.0064373 | 0.0069811 | 0.007573 | 0.0082172 | 0.0089185 | 0.009682 | 0.010513 | 0.011419 | 0.012405 | 0.01348 | 0.014651 | 0.015926 | 0.017316 | 0.46737 | 0.47 | 0.47475 | 0.476 | 0.4735 | 0.47525 | 0.48163 | 0.487 | 0.48187 | 0.48187 | 0.48187 | 0.48187 | 0.48187 | 0.48187 | 0.48187 | 0.48187 | 0.48187 | 0.48187 | 0.48187 | 0.48187 | 2569.5691 | 35099.6524 | 0.0006888 | 250972.8 | 142206.7751 | 218.8751 | 2999.4417 | 37669.2215 | 3218.3167 | 34450.9048 | -107755.8703 | FALSE
| 60732327 | TRG014 | TRG | 22KV | 48.53 | 7 | 45911.034 | 12.5% | Single phase | 44.74 | 0.00060516 | 0.0006534 | 0.00070564 | 0.00076222 | 0.00082351 | 0.00088991 | 0.00096185 | 0.0010398 | 0.0011243 | 0.0012159 | 0.0013151 | 0.0014227 | 0.0015394 | 0.0015906 | 0.0015906 | 0.0015906 | 0.0015906 | 0.0015906 | 0.0015906 | 0.0015906 | 0.46737 | 0.47 | 0.47475 | 0.476 | 0.4735 | 0.47525 | 0.48163 | 0.487 | 0.48187 | 0.48187 | 0.48187 | 0.48187 | 0.48187 | 0.48187 | 0.48187 | 0.48187 | 0.48187 | 0.48187 | 0.48187 | 0.48187 | 362.9547 | 42.9153 | 5.1945e-05 | 2171.2322 | 1230.2685 | 16.5061 | 1.9569 | 405.87 | 18.463 | 387.407 | -842.8615 | FALSE
| 60732334 | TRG014 | TRG | 22KV | 329.2 | 7 | 45911.034 | 12.5% | Three phase | 97.13 | 0.0031301 | 0.0034394 | 0.0037807 | 0.0041574 | 0.0045732 | 0.0050323 | 0.0055393 | 0.0060993 | 0.0067179 | 0.0074014 | 0.0081568 | 0.0089917 | 0.0099147 | 0.010789 | 0.010789 | 0.010789 | 0.010789 | 0.010789 | 0.010789 | 0.010789 | 0.46737 | 0.47 | 0.47475 | 0.476 | 0.4735 | 0.47525 | 0.48163 | 0.487 | 0.48187 | 0.48187 | 0.48187 | 0.48187 | 0.48187 | 0.48187 | 0.48187 | 0.48187 | 0.48187 | 0.48187 | 0.48187 | 0.48187 | 2252.8194 | 3920.5415 | 0.00035236 | 31975.196 | 18117.8578 | 111.968 | 195.4901 | 6173.3609 | 307.4581 | 5865.9028 | -12251.955 | FALSE
| 60732342 | TRG014 | TRG | 22KV | 149.39 | 7 | 45911.034 | 12.5% | Single phase | 44.74 | 0.0009878 | 0.001095 | 0.0012145 | 0.0013477 | 0.0014962 | 0.0016619 | 0.0018468 | 0.0020532 | 0.0022835 | 0.0025407 | 0.002828 | 0.003149 | 0.0035076 | 0.0039084 | 0.0043564 | 0.0048573 | 0.0048962 | 0.0048962 | 0.0048962 | 0.0048962 | 0.46737 | 0.47 | 0.47475 | 0.476 | 0.4735 | 0.47525 | 0.48163 | 0.487 | 0.48187 | 0.48187 | 0.48187 | 0.48187 | 0.48187 | 0.48187 | 0.48187 | 0.48187 | 0.48187 | 0.48187 | 0.48187 | 0.48187 | 848.2506 | 308.4087 | 0.0001599 | 6683.7086 | 3787.1381 | 50.8108 | 18.5435 | 1156.6593 | 69.3542 | 1087.3051 | -2699.833 | FALSE
| 60732344 | TRG014 | TRG | 22KV | 460.28 | 7 | 45911.034 | 12.5% | Three phase | 97.13 | 0.0041935 | 0.0044604 | 0.0047452 | 0.005049 | 0.005373 | 0.0057188 | 0.0060877 | 0.0064814 | 0.0069015 | 0.0073499 | 0.0078285 | 0.0083394 | 0.0088849 | 0.0094672 | 0.010089 | 0.010753 | 0.011462 | 0.012219 | 0.013027 | 0.013891 | 0.46737 | 0.47 | 0.47475 | 0.476 | 0.4735 | 0.47525 | 0.48163 | 0.487 | 0.48187 | 0.48187 | 0.48187 | 0.48187 | 0.48187 | 0.48187 | 0.48187 | 0.48187 | 0.48187 | 0.48187 | 0.48187 | 0.48187 | 2407.6984 | 5862.2786 | 0.00049267 | 44706.9964 | 25331.9793 | 156.5512 | 382.1636 | 8269.9771 | 538.7148 | 7731.2623 | -17600.717 | FALSE
| 60732345 | TRG014 | TRG | 22KV | 382.13 | 7 | 45911.034 | 12.5% | Three phase | 97.13 | 0.0034974 | 0.0037286 | 0.0039759 | 0.0042402 | 0.0045229 | 0.0048253 | 0.0051487 | 0.0054947 | 0.0058648 | 0.0062607 | 0.0066844 | 0.0071378 | 0.007623 | 0.0081423 | 0.0086982 | 0.0092932 | 0.0099301 | 0.010612 | 0.011342 | 0.012124 | 0.46737 | 0.47 | 0.47475 | 0.476 | 0.4735 | 0.47525 | 0.48163 | 0.487 | 0.48187 | 0.48187 | 0.48187 | 0.48187 | 0.48187 | 0.48187 | 0.48187 | 0.48187 | 0.48187 | 0.48187 | 0.48187 | 0.48187 | 2058.7104 | 4161.1329 | 0.00040902 | 37116.2869 | 21030.9144 | 129.9707 | 263.407 | 6219.8432 | 393.3777 | 5826.4655 | -15204.4488 | FALSE
| 60732352 | TRG014 | TRG | 22KV | 1570.31 | 7 | 45911.034 | 12.5% | Three phase | 97.13 | 0.0089787 | 0.0097162 | 0.010518 | 0.011389 | 0.012337 | 0.013368 | 0.014489 | 0.015708 | 0.017035 | 0.018479 | 0.020051 | 0.021763 | 0.023626 | 0.025655 | 0.027865 | 0.030271 | 0.032893 | 0.03575 | 0.038863 | 0.042255 | 0.46737 | 0.47 | 0.47475 | 0.476 | 0.4735 | 0.47525 | 0.48163 | 0.487 | 0.48187 | 0.48187 | 0.48187 | 0.48187 | 0.48187 | 0.48187 | 0.48187 | 0.48187 | 0.48187 | 0.48187 | 0.48187 | 0.48187 | 6270.2327 | 52052.1043 | 0.0016808 | 152524.2103 | 86423.6127 | 534.0964 | 4448.1139 | 58322.337 | 4982.2102 | 53340.1268 | -33083.486 | FALSE
| 60732374 | TRG014 | TRG | 22KV | 1730.54 | 7 | 45911.034 | 12.5% | Three phase | 97.13 | 0.0098948 | 0.010708 | 0.011591 | 0.012551 | 0.013596 | 0.014731 | 0.015967 | 0.017311 | 0.018773 | 0.020365 | 0.022097 | 0.023983 | 0.026037 | 0.028273 | 0.030708 | 0.03336 | 0.03625 | 0.039398 | 0.042829 | 0.046567 | 0.46737 | 0.47 | 0.47475 | 0.476 | 0.4735 | 0.47525 | 0.48163 | 0.487 | 0.48187 | 0.48187 | 0.48187 | 0.48187 | 0.48187 | 0.48187 | 0.48187 | 0.48187 | 0.48187 | 0.48187 | 0.48187 | 0.48187 | 6910.0295 | 63216.5489 | 0.0018523 | 168087.3502 | 95242.0342 | 588.5941 | 5402.1717 | 70126.5784 | 5990.7658 | 64135.8126 | -31106.2217 | FALSE
| 60732383 | TRG014 | TRG | 22KV | 103.72 | 7 | 45911.034 | 12.5% | Single phase | 44.74 | 0.00058751 | 0.00063487 | 0.00068628 | 0.00074208 | 0.00080267 | 0.00086846 | 0.00093992 | 0.0010176 | 0.0011019 | 0.0011935 | 0.0012932 | 0.0014014 | 0.0015191 | 0.0016471 | 0.0017863 | 0.0019376 | 0.0021022 | 0.0022813 | 0.0024762 | 0.0026882 | 0.46737 | 0.47 | 0.47475 | 0.476 | 0.4735 | 0.47525 | 0.48163 | 0.487 | 0.48187 | 0.48187 | 0.48187 | 0.48187 | 0.48187 | 0.48187 | 0.48187 | 0.48187 | 0.48187 | 0.48187 | 0.48187 | 0.48187 | 403.6973 | 101.965 | 0.00011102 | 4640.4328 | 2629.3725 | 35.2774 | 8.9387 | 505.6623 | 44.2161 | 461.4462 | -2167.9263 | FALSE
| 60732400 | TRG014 | TRG | 22KV | 244.81 | 7 | 45911.034 | 12.5% | Covered | 390 | 0.0012747 | 0.0013792 | 0.0014927 | 0.0016162 | 0.0017505 | 0.0018966 | 0.0020555 | 0.0022283 | 0.0024165 | 0.0026212 | 0.0028441 | 0.0030868 | 0.003351 | 0.0036388 | 0.0039523 | 0.0042938 | 0.0046658 | 0.0050712 | 0.0055131 | 0.0059947 | 0.46737 | 0.47 | 0.47475 | 0.476 | 0.4735 | 0.47525 | 0.48163 | 0.487 | 0.48187 | 0.48187 | 0.48187 | 0.48187 | 0.48187 | 0.48187 | 0.48187 | 0.48187 | 0.48187 | 0.48187 | 0.48187 | 0.48187 | 889.5144 | 4622.3552 | 0.00026204 | 95475.9 | 54098.7702 | 83.2652 | 434.0848 | 5511.8696 | 517.35 | 4994.5196 | -49104.2506 | FALSE
| 60732415 | TRG014 | TRG | 22KV | 1988.11 | 7 | 45911.034 | 12.5% | Single phase | 44.74 | 0.024638 | 0.026519 | 0.028549 | 0.030741 | 0.033107 | 0.035662 | 0.038422 | 0.041402 | 0.044622 | 0.048099 | 0.051857 | 0.055916 | 0.060303 | 0.065044 | 0.06516 | 0.06516 | 0.06516 | 0.06516 | 0.06516 | 0.06516 | 0.46737 | 0.47 | 0.47475 | 0.476 | 0.4735 | 0.47525 | 0.48163 | 0.487 | 0.48187 | 0.48187 | 0.48187 | 0.48187 | 0.48187 | 0.48187 | 0.48187 | 0.48187 | 0.48187 | 0.48187 | 0.48187 | 0.48187 | 14621.3183 | 70824.948 | 0.002128 | 88948.0414 | 50399.9402 | 676.1992 | 3284.1918 | 85446.2663 | 3960.391 | 81485.8753 | 31085.9351 | TRUE
| 60732417 | TRG014 | TRG | 22KV | 589.78 | 7 | 45911.034 | 12.5% | Single phase | 44.74 | 0.0033722 | 0.0036492 | 0.0039503 | 0.0042776 | 0.0046335 | 0.0050206 | 0.0054416 | 0.0058997 | 0.0063981 | 0.0069405 | 0.0075309 | 0.0081737 | 0.0088735 | 0.0096355 | 0.010465 | 0.011369 | 0.012354 | 0.013427 | 0.014596 | 0.01587 | 0.46737 | 0.47 | 0.47475 | 0.476 | 0.4735 | 0.47525 | 0.48163 | 0.487 | 0.48187 | 0.48187 | 0.48187 | 0.48187 | 0.48187 | 0.48187 | 0.48187 | 0.48187 | 0.48187 | 0.48187 | 0.48187 | 0.48187 | 2354.9858 | 3382.129 | 0.00063128 | 26386.7572 | 14951.324 | 200.5969 | 289.0199 | 5737.1149 | 489.6168 | 5247.498 | -9703.826 | FALSE
| 60732421 | TRG014 | TRG | 22KV | 2228.14 | 7 | 45911.034 | 12.5% | Three phase | 97.13 | 0.020393 | 0.021741 | 0.023183 | 0.024724 | 0.026373 | 0.028136 | 0.030021 | 0.032039 | 0.034197 | 0.036505 | 0.038976 | 0.04162 | 0.044449 | 0.047477 | 0.050718 | 0.054187 | 0.057901 | 0.061877 | 0.066134 | 0.070692 | 0.46737 | 0.47 | 0.47475 | 0.476 | 0.4735 | 0.47525 | 0.48163 | 0.487 | 0.48187 | 0.48187 | 0.48187 | 0.48187 | 0.48187 | 0.48187 | 0.48187 | 0.48187 | 0.48187 | 0.48187 | 0.48187 | 0.48187 | 12004.0168 | 141473.2282 | 0.0023849 | 216419.2382 | 122627.9578 | 757.8386 | 8955.5044 | 153477.2451 | 9713.343 | 143763.9021 | 21135.9442 | TRUE
| 60732423 | TRG014 | TRG | 22KV | 38.48 | 7 | 45911.034 | 12.5% | Three phase | 97.13 | 0.00035647 | 0.00038236 | 0.00041023 | 0.00044021 | 0.00047248 | 0.00050722 | 0.00054461 | 0.00058487 | 0.00062822 | 0.00067491 | 0.00072518 | 0.00077933 | 0.00083766 | 0.0009005 | 0.0009682 | 0.0010411 | 0.0011198 | 0.0012045 | 0.0012612 | 0.0012612 | 0.46737 | 0.47 | 0.47475 | 0.476 | 0.4735 | 0.47525 | 0.48163 | 0.487 | 0.48187 | 0.48187 | 0.48187 | 0.48187 | 0.48187 | 0.48187 | 0.48187 | 0.48187 | 0.48187 | 0.48187 | 0.48187 | 0.48187 | 222.4739 | 45.2728 | 4.1188e-05 | 3737.5624 | 2117.7861 | 13.0879 | 2.671 | 267.7467 | 15.7589 | 251.9878 | -1865.7983 | FALSE
| 60732428 | TRG014 | TRG | 22KV | 454.1 | 7 | 45911.034 | 12.5% | Single phase | 44.74 | 0.0025964 | 0.0028097 | 0.0030415 | 0.0032935 | 0.0035676 | 0.0038656 | 0.0041898 | 0.0045425 | 0.0049262 | 0.0053439 | 0.0057984 | 0.0062933 | 0.0068321 | 0.0074188 | 0.0080578 | 0.0087538 | 0.0095121 | 0.010338 | 0.011238 | 0.012219 | 0.46737 | 0.47 | 0.47475 | 0.476 | 0.4735 | 0.47525 | 0.48163 | 0.487 | 0.48187 | 0.48187 | 0.48187 | 0.48187 | 0.48187 | 0.48187 | 0.48187 | 0.48187 | 0.48187 | 0.48187 | 0.48187 | 0.48187 | 1813.2169 | 2004.9941 | 0.00048605 | 20316.434 | 11511.7437 | 154.4492 | 171.3368 | 3818.211 | 325.786 | 3492.4249 | -8019.3188 | FALSE
| 60732436 | TRG014 | TRG | 22KV | 3306.94 | 7 | 45911.034 | 12.5% | Single phase | 44.74 | 0.027634 | 0.02992 | 0.032403 | 0.035102 | 0.038036 | 0.041227 | 0.044696 | 0.048469 | 0.052573 | 0.057037 | 0.061895 | 0.067181 | 0.072933 | 0.079194 | 0.08601 | 0.09343 | 0.10151 | 0.10838 | 0.10838 | 0.10838 | 0.46737 | 0.47 | 0.47475 | 0.476 | 0.4735 | 0.47525 | 0.48163 | 0.487 | 0.48187 | 0.48187 | 0.48187 | 0.48187 | 0.48187 | 0.48187 | 0.48187 | 0.48187 | 0.48187 | 0.48187 | 0.48187 | 0.48187 | 18937.709 | 152508.8332 | 0.0035396 | 147952.4956 | 83833.1774 | 1124.7618 | 9086.5773 | 171446.5422 | 10211.339 | 161235.2032 | 77402.0258 | TRUE
| 60732453 | TRG014 | TRG | 22KV | 2305.4 | 7 | 45911.034 | 12.5% | Three phase | 97.13 | 0.021357 | 0.022908 | 0.024577 | 0.026374 | 0.028307 | 0.030388 | 0.032629 | 0.035041 | 0.037638 | 0.040435 | 0.043447 | 0.046691 | 0.050186 | 0.05395 | 0.058006 | 0.062377 | 0.067086 | 0.072161 | 0.075559 | 0.075559 | 0.46737 | 0.47 | 0.47475 | 0.476 | 0.4735 | 0.47525 | 0.48163 | 0.487 | 0.48187 | 0.48187 | 0.48187 | 0.48187 | 0.48187 | 0.48187 | 0.48187 | 0.48187 | 0.48187 | 0.48187 | 0.48187 | 0.48187 | 13328.7767 | 162502.323 | 0.0024676 | 223923.502 | 126880.0407 | 784.1164 | 9587.3301 | 175831.0997 | 10371.4464 | 165459.6533 | 38579.6125 | TRUE
| 60732455 | TRG014 | TRG | 22KV | 44.63 | 7 | 45911.034 | 12.5% | Covered | 390 | 0.00041775 | 0.00045541 | 0.00049662 | 0.00054173 | 0.00059111 | 0.00064518 | 0.00070439 | 0.00076925 | 0.00084029 | 0.00091813 | 0.0010034 | 0.0010969 | 0.0011994 | 0.0013117 | 0.0014348 | 0.0014627 | 0.0014627 | 0.0014627 | 0.0014627 | 0.0014627 | 0.46737 | 0.47 | 0.47475 | 0.476 | 0.4735 | 0.47525 | 0.48163 | 0.487 | 0.48187 | 0.48187 | 0.48187 | 0.48187 | 0.48187 | 0.48187 | 0.48187 | 0.48187 | 0.48187 | 0.48187 | 0.48187 | 0.48187 | 290.8047 | 275.5057 | 4.777e-05 | 17405.7 | 9862.4571 | 15.1796 | 14.4268 | 566.3104 | 29.6064 | 536.704 | -9325.7531 | FALSE
| 60732460 | TRG014 | TRG | 22KV | 61.46 | 7 | 45911.034 | 12.5% | Covered | 390 | 0.00058437 | 0.00064212 | 0.00070584 | 0.00077616 | 0.00085379 | 0.00093951 | 0.0010342 | 0.0011387 | 0.0012542 | 0.0013818 | 0.0015228 | 0.0016787 | 0.001851 | 0.0020143 | 0.0020143 | 0.0020143 | 0.0020143 | 0.0020143 | 0.0020143 | 0.0020143 | 0.46737 | 0.47 | 0.47475 | 0.476 | 0.4735 | 0.47525 | 0.48163 | 0.487 | 0.48187 | 0.48187 | 0.48187 | 0.48187 | 0.48187 | 0.48187 | 0.48187 | 0.48187 | 0.48187 | 0.48187 | 0.48187 | 0.48187 | 420.5902 | 548.6846 | 6.5785e-05 | 23969.4 | 13581.5956 | 20.9039 | 27.3591 | 969.2747 | 48.263 | 921.0118 | -12660.5838 | FALSE
| 60732467 | TRG014 | TRG | 22KV | 89.24 | 7 | 45911.034 | 12.5% | Three phase | 97.13 | 0.00063104 | 0.00069358 | 0.00076266 | 0.00083897 | 0.00092328 | 0.0010165 | 0.0011195 | 0.0012334 | 0.0013593 | 0.0014987 | 0.0016528 | 0.0018234 | 0.0020121 | 0.0022211 | 0.0024524 | 0.0027086 | 0.0029248 | 0.0029248 | 0.0029248 | 0.0029248 | 0.46737 | 0.47 | 0.47475 | 0.476 | 0.4735 | 0.47525 | 0.48163 | 0.487 | 0.48187 | 0.48187 | 0.48187 | 0.48187 | 0.48187 | 0.48187 | 0.48187 | 0.48187 | 0.48187 | 0.48187 | 0.48187 | 0.48187 | 502.0677 | 236.7782 | 9.552e-05 | 8667.8812 | 4911.4144 | 30.3525 | 14.3656 | 738.8458 | 44.7181 | 694.1278 | -4217.2867 | FALSE
| 60732473 | TRG014 | TRG | 22KV | 478.11 | 7 | 45911.034 | 12.5% | Covered | 390 | 0.005925 | 0.0063773 | 0.0068656 | 0.0073926 | 0.0079617 | 0.0085762 | 0.0092399 | 0.0099566 | 0.010731 | 0.011567 | 0.012471 | 0.013447 | 0.014502 | 0.015642 | 0.01567 | 0.01567 | 0.01567 | 0.01567 | 0.01567 | 0.01567 | 0.46737 | 0.47 | 0.47475 | 0.476 | 0.4735 | 0.47525 | 0.48163 | 0.487 | 0.48187 | 0.48187 | 0.48187 | 0.48187 | 0.48187 | 0.48187 | 0.48187 | 0.48187 | 0.48187 | 0.48187 | 0.48187 | 0.48187 | 3516.2031 | 35705.0567 | 0.00051175 | 186462.9 | 105654.0298 | 162.6155 | 1655.6631 | 39221.2597 | 1818.2787 | 37402.9811 | -68251.0487 | FALSE
| 60732521 | TRG014 | TRG | 22KV | 47.7 | 7 | 45911.034 | 12.5% | Covered | 390 | 0.00045677 | 0.00050371 | 0.00055571 | 0.00061331 | 0.00067713 | 0.00074787 | 0.00082628 | 0.00091321 | 0.0010096 | 0.0011166 | 0.0012352 | 0.0013668 | 0.0015129 | 0.0015634 | 0.0015634 | 0.0015634 | 0.0015634 | 0.0015634 | 0.0015634 | 0.0015634 | 0.46737 | 0.47 | 0.47475 | 0.476 | 0.4735 | 0.47525 | 0.48163 | 0.487 | 0.48187 | 0.48187 | 0.48187 | 0.48187 | 0.48187 | 0.48187 | 0.48187 | 0.48187 | 0.48187 | 0.48187 | 0.48187 | 0.48187 | 332.6809 | 336.8279 | 5.1057e-05 | 18603 | 10540.8739 | 16.2238 | 16.4798 | 669.5087 | 32.7036 | 636.8051 | -9904.0688 | FALSE
| 60732533 | TRG014 | TRG | 22KV | 315.68 | 7 | 45911.034 | 12.5% | Covered | 390 | 0.0039121 | 0.0042107 | 0.0045331 | 0.0048811 | 0.0052569 | 0.0056626 | 0.0061008 | 0.006574 | 0.0070852 | 0.0076374 | 0.008234 | 0.0088786 | 0.0095751 | 0.010328 | 0.010346 | 0.010346 | 0.010346 | 0.010346 | 0.010346 | 0.010346 | 0.46737 | 0.47 | 0.47475 | 0.476 | 0.4735 | 0.47525 | 0.48163 | 0.487 | 0.48187 | 0.48187 | 0.48187 | 0.48187 | 0.48187 | 0.48187 | 0.48187 | 0.48187 | 0.48187 | 0.48187 | 0.48187 | 0.48187 | 2321.631 | 15565.6839 | 0.00033789 | 123115.2 | 69759.8129 | 107.3696 | 721.7893 | 17887.3149 | 829.1589 | 17058.156 | -52701.6569 | FALSE
| 60732538 | TRG014 | TRG | 22KV | 160.87 | 7 | 45911.034 | 12.5% | Covered | 390 | 0.0015463 | 0.0017084 | 0.0018884 | 0.0020882 | 0.0023099 | 0.0025562 | 0.0028298 | 0.0031337 | 0.0034715 | 0.0038468 | 0.0042641 | 0.004728 | 0.0052438 | 0.0052725 | 0.0052725 | 0.0052725 | 0.0052725 | 0.0052725 | 0.0052725 | 0.0052725 | 0.46737 | 0.47 | 0.47475 | 0.476 | 0.4735 | 0.47525 | 0.48163 | 0.487 | 0.48187 | 0.48187 | 0.48187 | 0.48187 | 0.48187 | 0.48187 | 0.48187 | 0.48187 | 0.48187 | 0.48187 | 0.48187 | 0.48187 | 1133.4755 | 3870.2941 | 0.00017219 | 62739.3 | 35549.4839 | 54.7154 | 187.4418 | 5003.7696 | 242.1572 | 4761.6124 | -30787.8715 | FALSE
| 60732541 | TRG014 | TRG | 22KV | 652.56 | 7 | 45911.034 | 12.5% | Three phase | 97.13 | 0.0080869 | 0.0087042 | 0.0093706 | 0.01009 | 0.010867 | 0.011705 | 0.012611 | 0.01359 | 0.014646 | 0.015788 | 0.017021 | 0.018353 | 0.019793 | 0.021349 | 0.021388 | 0.021388 | 0.021388 | 0.021388 | 0.021388 | 0.021388 | 0.46737 | 0.47 | 0.47475 | 0.476 | 0.4735 | 0.47525 | 0.48163 | 0.487 | 0.48187 | 0.48187 | 0.48187 | 0.48187 | 0.48187 | 0.48187 | 0.48187 | 0.48187 | 0.48187 | 0.48187 | 0.48187 | 0.48187 | 4799.1748 | 16565.4696 | 0.00069848 | 63383.1528 | 35914.3053 | 221.9498 | 768.1499 | 21364.6444 | 990.0997 | 20374.5447 | -15539.7605 | FALSE
| 60732544 | TRG022 | TRG | 22KV | 61.7 | 28 | 45911.034 | 3.448% | Single phase | 44.74 | 0.00042609 | 0.00046121 | 0.00049938 | 0.00054088 | 0.00058599 | 0.00063505 | 0.00068841 | 0.00074644 | 0.00080958 | 0.00087828 | 0.00095304 | 0.0010344 | 0.001123 | 0.0012194 | 0.0013244 | 0.0014387 | 0.0015633 | 0.0016989 | 0.0018466 | 0.0020076 | 0.17445 | 0.17714 | 0.18062 | 0.18245 | 0.18269 | 0.18459 | 0.1889 | 0.19221 | 0.191 | 0.191 | 0.191 | 0.191 | 0.191 | 0.191 | 0.191 | 0.191 | 0.191 | 0.191 | 0.191 | 0.191 | 117.1256 | 44.7629 | 6.6042e-05 | 2760.458 | 1564.137 | 8.1924 | 3.1631 | 161.8885 | 11.3556 | 150.533 | -1413.604 | FALSE
| 60732558 | TRG022 | TRG | 22KV | 525.07 | 28 | 45911.034 | 3.448% | Three phase | 97.13 | 0.0050907 | 0.0055032 | 0.0059507 | 0.0064362 | 0.0069629 | 0.0075346 | 0.008155 | 0.0088284 | 0.0095595 | 0.010353 | 0.011215 | 0.012151 | 0.013168 | 0.014273 | 0.015473 | 0.016776 | 0.017209 | 0.017209 | 0.017209 | 0.017209 | 0.17445 | 0.17714 | 0.18062 | 0.18245 | 0.18269 | 0.18459 | 0.1889 | 0.19221 | 0.191 | 0.191 | 0.191 | 0.191 | 0.191 | 0.191 | 0.191 | 0.191 | 0.191 | 0.191 | 0.191 | 0.191 | 1311.2795 | 9265.5937 | 0.00056202 | 51000.0491 | 28897.7631 | 69.7179 | 497.3241 | 10576.8731 | 567.042 | 10009.8311 | -18887.932 | FALSE
| 60732569 | TRG022 | TRG | 22KV | 63.67 | 28 | 45911.034 | 3.448% | Covered | 390 | 0.0007609 | 0.00081864 | 0.00088094 | 0.00094817 | 0.0010207 | 0.0010991 | 0.0011836 | 0.0012749 | 0.0013734 | 0.0014799 | 0.0015948 | 0.0017189 | 0.001853 | 0.0019979 | 0.0020868 | 0.0020868 | 0.0020868 | 0.0020868 | 0.0020868 | 0.0020868 | 0.17445 | 0.17714 | 0.18062 | 0.18245 | 0.18269 | 0.18459 | 0.1889 | 0.19221 | 0.191 | 0.191 | 0.191 | 0.191 | 0.191 | 0.191 | 0.191 | 0.191 | 0.191 | 0.191 | 0.191 | 0.191 | 179.1055 | 616.822 | 6.815e-05 | 24831.3 | 14069.9673 | 8.454 | 29.362 | 795.9275 | 37.816 | 758.1115 | -13311.8558 | FALSE
| 60732576 | TRG022 | TRG | 22KV | 33.11 | 28 | 45911.034 | 3.448% | Single phase | 44.74 | 0.00041032 | 0.00044164 | 0.00047545 | 0.00051195 | 0.00055136 | 0.00059392 | 0.00063988 | 0.00068951 | 0.00074313 | 0.00080105 | 0.00086362 | 0.00093123 | 0.0010043 | 0.0010832 | 0.0010852 | 0.0010852 | 0.0010852 | 0.0010852 | 0.0010852 | 0.0010852 | 0.17445 | 0.17714 | 0.18062 | 0.18245 | 0.18269 | 0.18459 | 0.1889 | 0.19221 | 0.191 | 0.191 | 0.191 | 0.191 | 0.191 | 0.191 | 0.191 | 0.191 | 0.191 | 0.191 | 0.191 | 0.191 | 95.5988 | 19.6437 | 3.544e-05 | 1481.3414 | 839.361 | 4.3963 | 0.91089 | 115.2425 | 5.3072 | 109.9353 | -729.4257 | FALSE
| 60732585 | TRG022 | TRG | 22KV | 348.2 | 28 | 45911.034 | 3.448% | Three phase | 97.13 | 0.0033545 | 0.0036691 | 0.0040147 | 0.0043942 | 0.0048112 | 0.0052693 | 0.0057727 | 0.006326 | 0.0069343 | 0.0076031 | 0.0083385 | 0.0091474 | 0.010037 | 0.011016 | 0.011412 | 0.011412 | 0.011412 | 0.011412 | 0.011412 | 0.011412 | 0.17445 | 0.17714 | 0.18062 | 0.18245 | 0.18269 | 0.18459 | 0.1889 | 0.19221 | 0.191 | 0.191 | 0.191 | 0.191 | 0.191 | 0.191 | 0.191 | 0.191 | 0.191 | 0.191 | 0.191 | 0.191 | 924.154 | 4328.2724 | 0.0003727 | 33820.666 | 19163.5422 | 46.2334 | 218.707 | 5252.4264 | 264.9404 | 4987.486 | -14176.0562 | FALSE
| 60732593 | TRG022 | TRG | 22KV | 620.85 | 28 | 45911.034 | 3.448% | Three phase | 97.13 | 0.0042874 | 0.0046409 | 0.005025 | 0.0054425 | 0.0058965 | 0.0063901 | 0.006927 | 0.007511 | 0.0081463 | 0.0088376 | 0.0095899 | 0.010409 | 0.0113 | 0.01227 | 0.013327 | 0.014477 | 0.01573 | 0.017095 | 0.018582 | 0.020201 | 0.17445 | 0.17714 | 0.18062 | 0.18245 | 0.18269 | 0.18459 | 0.1889 | 0.19221 | 0.191 | 0.191 | 0.191 | 0.191 | 0.191 | 0.191 | 0.191 | 0.191 | 0.191 | 0.191 | 0.191 | 0.191 | 1178.5645 | 9839.6301 | 0.00066454 | 60303.1605 | 34169.1131 | 82.4354 | 695.31 | 11018.1946 | 777.7454 | 10240.4492 | -23928.6639 | FALSE
| 60732603 | TRG022 | TRG | 22KV | 1138.69 | 28 | 45911.034 | 3.448% | Single phase | 44.74 | 0.0099308 | 0.010721 | 0.011576 | 0.012503 | 0.013508 | 0.014596 | 0.015777 | 0.017056 | 0.018443 | 0.019947 | 0.021579 | 0.023348 | 0.025267 | 0.02735 | 0.029609 | 0.03206 | 0.034721 | 0.03732 | 0.03732 | 0.03732 | 0.17445 | 0.17714 | 0.18062 | 0.18245 | 0.18269 | 0.18459 | 0.1889 | 0.19221 | 0.191 | 0.191 | 0.191 | 0.191 | 0.191 | 0.191 | 0.191 | 0.191 | 0.191 | 0.191 | 0.191 | 0.191 | 2593.4211 | 18301.7833 | 0.0012188 | 50944.9906 | 28866.5657 | 151.1933 | 1077.3547 | 20895.2044 | 1228.548 | 19666.6564 | -9199.9093 | FALSE
| 60732611 | TRG022 | TRG | 22KV | 18.18 | 28 | 45911.034 | 3.448% | Single phase | 44.74 | 0.0002253 | 0.0002425 | 0.00026106 | 0.0002811 | 0.00030274 | 0.00032611 | 0.00035134 | 0.0003786 | 0.00040804 | 0.00043984 | 0.0004742 | 0.00051132 | 0.00055143 | 0.00059478 | 0.00059585 | 0.00059585 | 0.00059585 | 0.00059585 | 0.00059585 | 0.00059585 | 0.17445 | 0.17714 | 0.18062 | 0.18245 | 0.18269 | 0.18459 | 0.1889 | 0.19221 | 0.191 | 0.191 | 0.191 | 0.191 | 0.191 | 0.191 | 0.191 | 0.191 | 0.191 | 0.191 | 0.191 | 0.191 | 52.4913 | 5.9223 | 1.9459e-05 | 813.3732 | 460.8754 | 2.4139 | 0.27462 | 58.4136 | 2.6885 | 55.7251 | -405.1503 | FALSE
| 60732616 | TRG022 | TRG | 22KV | 12.11 | 28 | 45911.034 | 3.448% | Three phase | 97.13 | 8.5633e-05 | 9.412e-05 | 0.00010349 | 0.00011385 | 0.00012529 | 0.00013794 | 0.00015191 | 0.00016737 | 0.00018446 | 0.00020337 | 0.00022429 | 0.00024743 | 0.00027305 | 0.00030141 | 0.0003328 | 0.00036756 | 0.0003969 | 0.0003969 | 0.0003969 | 0.0003969 | 0.17445 | 0.17714 | 0.18062 | 0.18245 | 0.18269 | 0.18459 | 0.1889 | 0.19221 | 0.191 | 0.191 | 0.191 | 0.191 | 0.191 | 0.191 | 0.191 | 0.191 | 0.191 | 0.191 | 0.191 | 0.191 | 26.8035 | 4.3602 | 1.2962e-05 | 1176.2443 | 666.4862 | 1.6079 | 0.26454 | 31.1637 | 1.8725 | 29.2912 | -637.195 | FALSE
| 60732630 | TRG022 | TRG | 22KV | 323.85 | 28 | 45911.034 | 3.448% | Covered | 390 | 0.0040133 | 0.0043197 | 0.0046504 | 0.0050074 | 0.0053929 | 0.0058092 | 0.0062587 | 0.0067442 | 0.0072686 | 0.0078351 | 0.0084471 | 0.0091084 | 0.0098229 | 0.010595 | 0.010614 | 0.010614 | 0.010614 | 0.010614 | 0.010614 | 0.010614 | 0.17445 | 0.17714 | 0.18062 | 0.18245 | 0.18269 | 0.18459 | 0.1889 | 0.19221 | 0.191 | 0.191 | 0.191 | 0.191 | 0.191 | 0.191 | 0.191 | 0.191 | 0.191 | 0.191 | 0.191 | 0.191 | 935.0549 | 16381.8096 | 0.00034664 | 126301.5 | 71565.2414 | 43.0002 | 759.6335 | 17316.8646 | 802.6338 | 16514.2308 | -55051.0106 | FALSE
| 60732666 | TRG022 | TRG | 22KV | 3848.09 | 28 | 45911.034 | 3.448% | Three phase | 97.13 | 0.035648 | 0.038237 | 0.041024 | 0.044022 | 0.047249 | 0.050723 | 0.054463 | 0.058489 | 0.062824 | 0.067492 | 0.07252 | 0.077935 | 0.083768 | 0.090052 | 0.096822 | 0.10412 | 0.11198 | 0.12045 | 0.12612 | 0.12612 | 0.17445 | 0.17714 | 0.18062 | 0.18245 | 0.18269 | 0.18459 | 0.1889 | 0.19221 | 0.191 | 0.191 | 0.191 | 0.191 | 0.191 | 0.191 | 0.191 | 0.191 | 0.191 | 0.191 | 0.191 | 0.191 | 8739.2227 | 452748.9354 | 0.0041189 | 373764.9817 | 211783.5586 | 510.9428 | 26711.3319 | 461488.1581 | 27222.2747 | 434265.8834 | 222482.3248 | TRUE
| 60732671 | TRG022 | TRG | 22KV | 349.72 | 28 | 45911.034 | 3.448% | Single phase | 44.74 | 0.0043339 | 0.0046648 | 0.0050219 | 0.0054074 | 0.0058237 | 0.0062732 | 0.0067586 | 0.0072829 | 0.0078492 | 0.0084609 | 0.0091219 | 0.009836 | 0.010608 | 0.011442 | 0.011462 | 0.011462 | 0.011462 | 0.011462 | 0.011462 | 0.011462 | 0.17445 | 0.17714 | 0.18062 | 0.18245 | 0.18269 | 0.18459 | 0.1889 | 0.19221 | 0.191 | 0.191 | 0.191 | 0.191 | 0.191 | 0.191 | 0.191 | 0.191 | 0.191 | 0.191 | 0.191 | 0.191 | 1009.7496 | 2191.5248 | 0.00037433 | 15646.4728 | 8865.6398 | 46.4352 | 101.6222 | 3201.2744 | 148.0574 | 3053.217 | -5812.4228 | FALSE
| 60732676 | TRG022 | TRG | 22KV | 7203.73 | 28 | 45911.034 | 3.448% | Three phase | 97.13 | 0.065443 | 0.069509 | 0.073839 | 0.078451 | 0.083364 | 0.088598 | 0.094174 | 0.10012 | 0.10645 | 0.11319 | 0.12038 | 0.12805 | 0.13621 | 0.14492 | 0.1542 | 0.1641 | 0.17465 | 0.1859 | 0.1979 | 0.21069 | 0.17445 | 0.17714 | 0.18062 | 0.18245 | 0.18269 | 0.18459 | 0.1889 | 0.19221 | 0.191 | 0.191 | 0.191 | 0.191 | 0.191 | 0.191 | 0.191 | 0.191 | 0.191 | 0.191 | 0.191 | 0.191 | 14521.7488 | 1409837.978 | 0.0077106 | 699698.2949 | 396464.6291 | 956.4989 | 93609.5066 | 1424359.7268 | 94566.0055 | 1329793.7213 | 933329.0922 | TRUE
| 60732678 | TRG022 | TRG | 22KV | 935.85 | 28 | 45911.034 | 3.448% | Covered | 390 | 0.0081618 | 0.0088109 | 0.009514 | 0.010276 | 0.011102 | 0.011996 | 0.012966 | 0.014018 | 0.015158 | 0.016394 | 0.017735 | 0.019189 | 0.020766 | 0.022478 | 0.024335 | 0.026349 | 0.028536 | 0.030672 | 0.030672 | 0.030672 | 0.17445 | 0.17714 | 0.18062 | 0.18245 | 0.18269 | 0.18459 | 0.1889 | 0.19221 | 0.191 | 0.191 | 0.191 | 0.191 | 0.191 | 0.191 | 0.191 | 0.191 | 0.191 | 0.191 | 0.191 | 0.191 | 2131.4433 | 107761.4713 | 0.0010017 | 364981.5 | 206806.6423 | 124.2606 | 6343.498 | 109892.9145 | 6467.7586 | 103425.1559 | -103381.4864 | FALSE
| 60732687 | TRG022 | TRG | 22KV | 861.33 | 28 | 45911.034 | 3.448% | Three phase | 97.13 | 0.0083509 | 0.0090276 | 0.0097616 | 0.010558 | 0.011422 | 0.01236 | 0.013378 | 0.014482 | 0.015682 | 0.016984 | 0.018398 | 0.019933 | 0.021601 | 0.023413 | 0.025381 | 0.02752 | 0.02823 | 0.02823 | 0.02823 | 0.02823 | 0.17445 | 0.17714 | 0.18062 | 0.18245 | 0.18269 | 0.18459 | 0.1889 | 0.19221 | 0.191 | 0.191 | 0.191 | 0.191 | 0.191 | 0.191 | 0.191 | 0.191 | 0.191 | 0.191 | 0.191 | 0.191 | 2151.0358 | 24933.1981 | 0.00092194 | 83660.9829 | 47404.1752 | 114.3659 | 1338.2716 | 27084.2338 | 1452.6375 | 25631.5963 | -21772.5789 | FALSE
| 60732705 | TRG022 | TRG | 22KV | 1516.11 | 28 | 45911.034 | 3.448% | Three phase | 97.13 | 0.018826 | 0.020284 | 0.021859 | 0.023562 | 0.025402 | 0.027391 | 0.029541 | 0.031865 | 0.034379 | 0.037098 | 0.040038 | 0.043218 | 0.046658 | 0.04969 | 0.04969 | 0.04969 | 0.04969 | 0.04969 | 0.04969 | 0.04969 | 0.17445 | 0.17714 | 0.18062 | 0.18245 | 0.18269 | 0.18459 | 0.1889 | 0.19221 | 0.191 | 0.191 | 0.191 | 0.191 | 0.191 | 0.191 | 0.191 | 0.191 | 0.191 | 0.191 | 0.191 | 0.191 | 4401.6245 | 89909.4931 | 0.0016228 | 147259.7643 | 83440.6604 | 201.3065 | 4146.3554 | 94311.1177 | 4347.6619 | 89963.4558 | 6522.7953 | TRUE
| 60732746 | TRG022 | TRG | 22KV | 65.11 | 28 | 45911.034 | 3.448% | Three phase | 97.13 | 0.00065357 | 0.00070686 | 0.00076468 | 0.00082744 | 0.00089556 | 0.00096952 | 0.0010498 | 0.001137 | 0.0012317 | 0.0013346 | 0.0014464 | 0.0015678 | 0.0016997 | 0.0018431 | 0.0019989 | 0.002134 | 0.002134 | 0.002134 | 0.002134 | 0.002134 | 0.17445 | 0.17714 | 0.18062 | 0.18245 | 0.18269 | 0.18459 | 0.1889 | 0.19221 | 0.191 | 0.191 | 0.191 | 0.191 | 0.191 | 0.191 | 0.191 | 0.191 | 0.191 | 0.191 | 0.191 | 0.191 | 167.235 | 146.5468 | 6.9692e-05 | 6324.1343 | 3583.3953 | 8.6452 | 7.6472 | 313.7818 | 16.2924 | 297.4894 | -3285.9058 | FALSE
| 60732750 | TRG022 | TRG | 22KV | 1458.19 | 28 | 45911.034 | 3.448% | Three phase | 97.13 | 0.015172 | 0.01638 | 0.017689 | 0.019106 | 0.020641 | 0.022305 | 0.024108 | 0.026062 | 0.02818 | 0.030476 | 0.032966 | 0.035665 | 0.038593 | 0.041768 | 0.045212 | 0.047792 | 0.047792 | 0.047792 | 0.047792 | 0.047792 | 0.17445 | 0.17714 | 0.18062 | 0.18245 | 0.18269 | 0.18459 | 0.1889 | 0.19221 | 0.191 | 0.191 | 0.191 | 0.191 | 0.191 | 0.191 | 0.191 | 0.191 | 0.191 | 0.191 | 0.191 | 0.191 | 3801.3533 | 74618.6982 | 0.0015608 | 141633.9947 | 80252.9742 | 193.616 | 3835.6002 | 78420.0515 | 4029.2162 | 74390.8353 | -5862.1388 | FALSE
| 60732763 | TRG022 | TRG | 22KV | 347.92 | 28 | 45911.034 | 3.448% | Three phase | 97.13 | 0.0033081 | 0.003635 | 0.0039957 | 0.0043938 | 0.0048333 | 0.0053185 | 0.0058543 | 0.0064461 | 0.0070999 | 0.0078223 | 0.0086207 | 0.009503 | 0.010478 | 0.011403 | 0.011403 | 0.011403 | 0.011403 | 0.011403 | 0.011403 | 0.011403 | 0.17445 | 0.17714 | 0.18062 | 0.18245 | 0.18269 | 0.18459 | 0.1889 | 0.19221 | 0.191 | 0.191 | 0.191 | 0.191 | 0.191 | 0.191 | 0.191 | 0.191 | 0.191 | 0.191 | 0.191 | 0.191 | 935.9418 | 4379.1033 | 0.0003724 | 33793.4696 | 19148.1321 | 46.1962 | 218.3554 | 5315.0451 | 264.5516 | 5050.4935 | -14097.6386 | FALSE
| 60732768 | TRG022 | TRG | 22KV | 1475 | 28 | 45911.034 | 3.448% | Three phase | 97.13 | 0.014092 | 0.015121 | 0.016229 | 0.017421 | 0.018705 | 0.020088 | 0.021577 | 0.02318 | 0.024907 | 0.026768 | 0.028772 | 0.030931 | 0.033258 | 0.035766 | 0.038469 | 0.041382 | 0.044522 | 0.047907 | 0.048343 | 0.048343 | 0.17445 | 0.17714 | 0.18062 | 0.18245 | 0.18269 | 0.18459 | 0.1889 | 0.19221 | 0.191 | 0.191 | 0.191 | 0.191 | 0.191 | 0.191 | 0.191 | 0.191 | 0.191 | 0.191 | 0.191 | 0.191 | 3451.3259 | 68537.2954 | 0.0015788 | 143266.75 | 81178.1297 | 195.848 | 3924.5435 | 71988.6213 | 4120.3914 | 67868.2299 | -13309.8998 | FALSE
| 60732780 | TRG014 | TRG | 22KV | 439.2 | 7 | 45911.034 | 12.5% | Three phase | 97.13 | 0.0040994 | 0.0044626 | 0.0048595 | 0.0052932 | 0.0057673 | 0.0062856 | 0.0068524 | 0.0074722 | 0.0081502 | 0.0088919 | 0.0097033 | 0.010591 | 0.011563 | 0.012627 | 0.013791 | 0.014395 | 0.014395 | 0.014395 | 0.014395 | 0.014395 | 0.46737 | 0.47 | 0.47475 | 0.476 | 0.4735 | 0.47525 | 0.48163 | 0.487 | 0.48187 | 0.48187 | 0.48187 | 0.48187 | 0.48187 | 0.48187 | 0.48187 | 0.48187 | 0.48187 | 0.48187 | 0.48187 | 0.48187 | 2832.9947 | 6578.1967 | 0.00047011 | 42659.496 | 24171.82 | 149.3814 | 347.9604 | 9411.1914 | 497.3418 | 8913.8496 | -15257.9704 | FALSE
| 60732790 | TRG014 | TRG | 22KV | 1302.91 | 7 | 45911.034 | 12.5% | Covered | 390 | 0.0074498 | 0.0080617 | 0.0087268 | 0.0094499 | 0.010236 | 0.011091 | 0.012021 | 0.013033 | 0.014134 | 0.015333 | 0.016637 | 0.018057 | 0.019603 | 0.021286 | 0.02312 | 0.025117 | 0.027292 | 0.029662 | 0.032245 | 0.03506 | 0.46737 | 0.47 | 0.47475 | 0.476 | 0.4735 | 0.47525 | 0.48163 | 0.487 | 0.48187 | 0.48187 | 0.48187 | 0.48187 | 0.48187 | 0.48187 | 0.48187 | 0.48187 | 0.48187 | 0.48187 | 0.48187 | 0.48187 | 5202.507 | 143882.3597 | 0.0013946 | 508134.9 | 287920.5454 | 443.1478 | 12295.4706 | 149084.8668 | 12738.6184 | 136346.2483 | -151574.297 | FALSE
| 60732799 | TRG014 | TRG | 22KV | 146.92 | 7 | 45911.034 | 12.5% | Single phase | 44.74 | 0.0018008 | 0.0019275 | 0.0020635 | 0.0022095 | 0.0023662 | 0.0025345 | 0.0027151 | 0.0029091 | 0.0031174 | 0.0033411 | 0.0035813 | 0.0038394 | 0.0041166 | 0.0044144 | 0.0047344 | 0.0048153 | 0.0048153 | 0.0048153 | 0.0048153 | 0.0048153 | 0.46737 | 0.47 | 0.47475 | 0.476 | 0.4735 | 0.47525 | 0.48163 | 0.487 | 0.48187 | 0.48187 | 0.48187 | 0.48187 | 0.48187 | 0.48187 | 0.48187 | 0.48187 | 0.48187 | 0.48187 | 0.48187 | 0.48187 | 1043.1415 | 373.4312 | 0.00015726 | 6573.2008 | 3724.5219 | 49.9707 | 17.9353 | 1416.5726 | 67.906 | 1348.6666 | -2375.8552 | FALSE
| 60732803 | TRG014 | TRG | 22KV | 421.35 | 7 | 45911.034 | 12.5% | Three phase | 97.13 | 0.0039328 | 0.0042812 | 0.004662 | 0.0050781 | 0.0055329 | 0.0060302 | 0.0065739 | 0.0071685 | 0.007819 | 0.0085305 | 0.009309 | 0.010161 | 0.011093 | 0.012114 | 0.013231 | 0.01381 | 0.01381 | 0.01381 | 0.01381 | 0.01381 | 0.46737 | 0.47 | 0.47475 | 0.476 | 0.4735 | 0.47525 | 0.48163 | 0.487 | 0.48187 | 0.48187 | 0.48187 | 0.48187 | 0.48187 | 0.48187 | 0.48187 | 0.48187 | 0.48187 | 0.48187 | 0.48187 | 0.48187 | 2717.8559 | 6054.3592 | 0.000451 | 40925.7255 | 23189.4271 | 143.3102 | 320.2514 | 8772.2151 | 463.5617 | 8308.6535 | -14880.7736 | FALSE
| 60732804 | TRG014 | TRG | 22KV | 604.99 | 7 | 45911.034 | 12.5% | Single phase | 44.74 | 0.0075776 | 0.0082 | 0.0088756 | 0.009609 | 0.010405 | 0.01127 | 0.012209 | 0.013229 | 0.014337 | 0.015541 | 0.016849 | 0.01827 | 0.019815 | 0.019828 | 0.019828 | 0.019828 | 0.019828 | 0.019828 | 0.019828 | 0.019828 | 0.46737 | 0.47 | 0.47475 | 0.476 | 0.4735 | 0.47525 | 0.48163 | 0.487 | 0.48187 | 0.48187 | 0.48187 | 0.48187 | 0.48187 | 0.48187 | 0.48187 | 0.48187 | 0.48187 | 0.48187 | 0.48187 | 0.48187 | 4579.8072 | 6750.5272 | 0.00064756 | 27067.2526 | 15336.9078 | 205.7702 | 304.1194 | 11330.3345 | 509.8895 | 10820.4449 | -4516.4629 | FALSE
| 60732829 | TRG014 | TRG | 22KV | 190.79 | 7 | 45911.034 | 12.5% | Covered | 390 | 0.001827 | 0.0020147 | 0.0022227 | 0.0024531 | 0.0027084 | 0.0029913 | 0.0033049 | 0.0036527 | 0.0040383 | 0.004466 | 0.0049405 | 0.0054669 | 0.0060511 | 0.0062531 | 0.0062531 | 0.0062531 | 0.0062531 | 0.0062531 | 0.0062531 | 0.0062531 | 0.46737 | 0.47 | 0.47475 | 0.476 | 0.4735 | 0.47525 | 0.48163 | 0.487 | 0.48187 | 0.48187 | 0.48187 | 0.48187 | 0.48187 | 0.48187 | 0.48187 | 0.48187 | 0.48187 | 0.48187 | 0.48187 | 0.48187 | 1330.6537 | 5388.6812 | 0.00020422 | 74408.1 | 42161.2858 | 64.8918 | 263.6499 | 6719.3349 | 328.5417 | 6390.7932 | -35770.4926 | FALSE
| 60732833 | TRG014 | TRG | 22KV | 2298.54 | 7 | 45911.034 | 12.5% | Three phase | 97.13 | 0.013143 | 0.014222 | 0.015395 | 0.016671 | 0.018058 | 0.019567 | 0.021208 | 0.022993 | 0.024935 | 0.027049 | 0.02935 | 0.031855 | 0.034582 | 0.037552 | 0.040787 | 0.04431 | 0.048148 | 0.052329 | 0.056886 | 0.061851 | 0.46737 | 0.47 | 0.47475 | 0.476 | 0.4735 | 0.47525 | 0.48163 | 0.487 | 0.48187 | 0.48187 | 0.48187 | 0.48187 | 0.48187 | 0.48187 | 0.48187 | 0.48187 | 0.48187 | 0.48187 | 0.48187 | 0.48187 | 9178.048 | 111524.8456 | 0.0024603 | 223257.1902 | 126502.4936 | 781.7831 | 9530.3584 | 120702.8936 | 10312.1416 | 110390.7521 | -16111.7416 | FALSE
| 60732834 | TRG014 | TRG | 22KV | 1840.74 | 7 | 45911.034 | 12.5% | Three phase | 97.13 | 0.017052 | 0.018291 | 0.019624 | 0.021058 | 0.022602 | 0.024264 | 0.026052 | 0.027978 | 0.030052 | 0.032285 | 0.03469 | 0.03728 | 0.040071 | 0.043077 | 0.046315 | 0.049805 | 0.053565 | 0.057617 | 0.06033 | 0.06033 | 0.46737 | 0.47 | 0.47475 | 0.476 | 0.4735 | 0.47525 | 0.48163 | 0.487 | 0.48187 | 0.48187 | 0.48187 | 0.48187 | 0.48187 | 0.48187 | 0.48187 | 0.48187 | 0.48187 | 0.48187 | 0.48187 | 0.48187 | 10642.3234 | 103598.1251 | 0.0019703 | 178791.0762 | 101307.0036 | 626.0755 | 6112.0937 | 114240.4485 | 6738.1691 | 107502.2794 | 6195.2757 | TRUE
| 60732838 | TRG014 | TRG | 22KV | 1406.85 | 7 | 45911.034 | 12.5% | Single phase | 44.74 | 0.0088381 | 0.0095654 | 0.010356 | 0.011215 | 0.01215 | 0.013166 | 0.014271 | 0.015473 | 0.016781 | 0.018204 | 0.019754 | 0.02144 | 0.023276 | 0.025274 | 0.027451 | 0.029821 | 0.032403 | 0.035216 | 0.038281 | 0.04162 | 0.46737 | 0.47 | 0.47475 | 0.476 | 0.4735 | 0.47525 | 0.48163 | 0.487 | 0.48187 | 0.48187 | 0.48187 | 0.48187 | 0.48187 | 0.48187 | 0.48187 | 0.48187 | 0.48187 | 0.48187 | 0.48187 | 0.48187 | 6176.1761 | 21158.1953 | 0.0015058 | 62942.469 | 35664.604 | 478.5001 | 1644.5356 | 27334.3715 | 2123.0357 | 25211.3358 | -10453.2682 | FALSE
| 60732839 | TRG014 | TRG | 22KV | 85.18 | 7 | 45911.034 | 12.5% | Covered | 390 | 0.00081567 | 0.0008995 | 0.00099235 | 0.0010952 | 0.0012092 | 0.0013355 | 0.0014755 | 0.0016308 | 0.0018029 | 0.0019939 | 0.0022057 | 0.0024408 | 0.0027016 | 0.0027918 | 0.0027918 | 0.0027918 | 0.0027918 | 0.0027918 | 0.0027918 | 0.0027918 | 0.46737 | 0.47 | 0.47475 | 0.476 | 0.4735 | 0.47525 | 0.48163 | 0.487 | 0.48187 | 0.48187 | 0.48187 | 0.48187 | 0.48187 | 0.48187 | 0.48187 | 0.48187 | 0.48187 | 0.48187 | 0.48187 | 0.48187 | 594.0829 | 1074.1045 | 9.1174e-05 | 33220.2 | 18823.3048 | 28.9716 | 52.5523 | 1668.1874 | 81.5238 | 1586.6636 | -17236.6412 | FALSE
| 60732848 | TRG014 | TRG | 22KV | 1116.1 | 7 | 45911.034 | 12.5% | Three phase | 97.13 | 0.0058112 | 0.0062876 | 0.0068055 | 0.0073685 | 0.0079807 | 0.0086466 | 0.009371 | 0.010159 | 0.011017 | 0.01195 | 0.012966 | 0.014073 | 0.015278 | 0.01659 | 0.018019 | 0.019575 | 0.021272 | 0.02312 | 0.025134 | 0.02733 | 0.46737 | 0.47 | 0.47475 | 0.476 | 0.4735 | 0.47525 | 0.48163 | 0.487 | 0.48187 | 0.48187 | 0.48187 | 0.48187 | 0.48187 | 0.48187 | 0.48187 | 0.48187 | 0.48187 | 0.48187 | 0.48187 | 0.48187 | 4055.3368 | 23927.6479 | 0.0011946 | 108406.793 | 61425.702 | 379.6097 | 2247.0427 | 27982.9846 | 2626.6524 | 25356.3322 | -36069.3698 | FALSE
| 60732856 | TRG014 | TRG | 22KV | 233.31 | 7 | 45911.034 | 12.5% | Three phase | 97.13 | 0.0021838 | 0.0023807 | 0.0025962 | 0.002832 | 0.0030901 | 0.0033728 | 0.0036823 | 0.0040214 | 0.0043927 | 0.0047997 | 0.0052455 | 0.0057342 | 0.0062698 | 0.006857 | 0.0075007 | 0.0076467 | 0.0076467 | 0.0076467 | 0.0076467 | 0.0076467 | 0.46737 | 0.47 | 0.47475 | 0.476 | 0.4735 | 0.47525 | 0.48163 | 0.487 | 0.48187 | 0.48187 | 0.48187 | 0.48187 | 0.48187 | 0.48187 | 0.48187 | 0.48187 | 0.48187 | 0.48187 | 0.48187 | 0.48187 | 1520.225 | 1875.1342 | 0.00024973 | 22661.4003 | 12840.4539 | 79.3538 | 98.191 | 3395.3592 | 177.5448 | 3217.8144 | -9622.6395 | FALSE
| 60732859 | TRG014 | TRG | 22KV | 2559.22 | 7 | 45911.034 | 12.5% | Three phase | 97.13 | 0.014633 | 0.015835 | 0.017141 | 0.018562 | 0.020106 | 0.021786 | 0.023613 | 0.0256 | 0.027763 | 0.030117 | 0.032679 | 0.035468 | 0.038504 | 0.041811 | 0.045412 | 0.049335 | 0.053608 | 0.058264 | 0.063337 | 0.068866 | 0.46737 | 0.47 | 0.47475 | 0.476 | 0.4735 | 0.47525 | 0.48163 | 0.487 | 0.48187 | 0.48187 | 0.48187 | 0.48187 | 0.48187 | 0.48187 | 0.48187 | 0.48187 | 0.48187 | 0.48187 | 0.48187 | 0.48187 | 10218.9407 | 138255.6031 | 0.0027393 | 248577.0386 | 140849.2834 | 870.446 | 11814.636 | 148474.5438 | 12685.082 | 135789.4618 | -5059.8216 | FALSE
| 60732860 | TRG014 | TRG | 22KV | 1126.7 | 7 | 45911.034 | 12.5% | Single phase | 44.74 | 0.014112 | 0.015271 | 0.016529 | 0.017895 | 0.019378 | 0.020989 | 0.022738 | 0.024637 | 0.026701 | 0.028943 | 0.031378 | 0.034025 | 0.036902 | 0.036927 | 0.036927 | 0.036927 | 0.036927 | 0.036927 | 0.036927 | 0.036927 | 0.46737 | 0.47 | 0.47475 | 0.476 | 0.4735 | 0.47525 | 0.48163 | 0.487 | 0.48187 | 0.48187 | 0.48187 | 0.48187 | 0.48187 | 0.48187 | 0.48187 | 0.48187 | 0.48187 | 0.48187 | 0.48187 | 0.48187 | 8529.1803 | 23413.0445 | 0.001206 | 50408.558 | 28562.6111 | 383.215 | 1054.7858 | 31942.2248 | 1438.0008 | 30504.224 | 1941.6129 | TRUE
| 60732870 | TRG014 | TRG | 22KV | 2408.89 | 7 | 45911.034 | 12.5% | Three phase | 97.13 | 0.022644 | 0.024469 | 0.026448 | 0.028595 | 0.030922 | 0.033447 | 0.036187 | 0.03916 | 0.042386 | 0.045887 | 0.049688 | 0.053814 | 0.058294 | 0.063158 | 0.068441 | 0.074179 | 0.078951 | 0.078951 | 0.078951 | 0.078951 | 0.46737 | 0.47 | 0.47475 | 0.476 | 0.4735 | 0.47525 | 0.48163 | 0.487 | 0.48187 | 0.48187 | 0.48187 | 0.48187 | 0.48187 | 0.48187 | 0.48187 | 0.48187 | 0.48187 | 0.48187 | 0.48187 | 0.48187 | 14921.3363 | 190054.9029 | 0.0025784 | 233975.4857 | 132575.7185 | 819.3155 | 10467.4053 | 204976.2392 | 11286.7208 | 193689.5183 | 61113.7999 | TRUE
| 60732877 | TRG014 | TRG | 22KV | 71.92 | 7 | 45911.034 | 12.5% | Three phase | 97.13 | 0.00037447 | 0.00040517 | 0.00043854 | 0.00047481 | 0.00051427 | 0.00055718 | 0.00060385 | 0.00065464 | 0.00070991 | 0.00077006 | 0.00083554 | 0.00090683 | 0.00098446 | 0.001069 | 0.0011611 | 0.0012614 | 0.0013707 | 0.0014898 | 0.0016196 | 0.0017611 | 0.46737 | 0.47 | 0.47475 | 0.476 | 0.4735 | 0.47525 | 0.48163 | 0.487 | 0.48187 | 0.48187 | 0.48187 | 0.48187 | 0.48187 | 0.48187 | 0.48187 | 0.48187 | 0.48187 | 0.48187 | 0.48187 | 0.48187 | 261.3205 | 99.3558 | 7.6981e-05 | 6985.5896 | 3958.1906 | 24.4615 | 9.3305 | 360.6763 | 33.792 | 326.8843 | -3631.3063 | FALSE
| 60732882 | TRG014 | TRG | 22KV | 59.14 | 7 | 45911.034 | 12.5% | Single phase | 44.74 | 0.0004438 | 0.00049209 | 0.00054591 | 0.00060591 | 0.00067282 | 0.00074745 | 0.00083071 | 0.00092363 | 0.0010273 | 0.0011431 | 0.0012725 | 0.0014169 | 0.0015783 | 0.0017586 | 0.0019383 | 0.0019383 | 0.0019383 | 0.0019383 | 0.0019383 | 0.0019383 | 0.46737 | 0.47 | 0.47475 | 0.476 | 0.4735 | 0.47525 | 0.48163 | 0.487 | 0.48187 | 0.48187 | 0.48187 | 0.48187 | 0.48187 | 0.48187 | 0.48187 | 0.48187 | 0.48187 | 0.48187 | 0.48187 | 0.48187 | 365.4746 | 52.6106 | 6.3302e-05 | 2645.9236 | 1499.2392 | 20.1148 | 2.9061 | 418.0852 | 23.0209 | 395.0644 | -1104.1749 | FALSE
| 60732888 | TRG014 | TRG | 22KV | 54.88 | 7 | 45911.034 | 12.5% | Single phase | 44.74 | 0.0005275 | 0.00058282 | 0.00064422 | 0.00071236 | 0.00078803 | 0.00087205 | 0.00096538 | 0.0010691 | 0.0011843 | 0.0013123 | 0.0014547 | 0.0016129 | 0.0017889 | 0.0017987 | 0.0017987 | 0.0017987 | 0.0017987 | 0.0017987 | 0.0017987 | 0.0017987 | 0.46737 | 0.47 | 0.47475 | 0.476 | 0.4735 | 0.47525 | 0.48163 | 0.487 | 0.48187 | 0.48187 | 0.48187 | 0.48187 | 0.48187 | 0.48187 | 0.48187 | 0.48187 | 0.48187 | 0.48187 | 0.48187 | 0.48187 | 386.6795 | 51.6718 | 5.8742e-05 | 2455.3312 | 1391.2453 | 18.6659 | 2.5025 | 438.3513 | 21.1684 | 417.1829 | -974.0624 | FALSE
| 60732890 | TRG014 | TRG | 22KV | 1831.93 | 7 | 45911.034 | 12.5% | Three phase | 97.13 | 0.0095384 | 0.01032 | 0.01117 | 0.012094 | 0.013099 | 0.014192 | 0.015381 | 0.016675 | 0.018083 | 0.019615 | 0.021283 | 0.023099 | 0.025076 | 0.02723 | 0.029575 | 0.032131 | 0.034915 | 0.037948 | 0.041255 | 0.044858 | 0.46737 | 0.47 | 0.47475 | 0.476 | 0.4735 | 0.47525 | 0.48163 | 0.487 | 0.48187 | 0.48187 | 0.48187 | 0.48187 | 0.48187 | 0.48187 | 0.48187 | 0.48187 | 0.48187 | 0.48187 | 0.48187 | 0.48187 | 6656.297 | 64463.1528 | 0.0019608 | 177935.3609 | 100822.1363 | 623.079 | 6053.7273 | 71119.4498 | 6676.8063 | 64442.6435 | -36379.4928 | FALSE
| 60732896 | TRG014 | TRG | 22KV | 286.51 | 7 | 45911.034 | 12.5% | Covered | 390 | 0.0035506 | 0.0038216 | 0.0041142 | 0.0044301 | 0.0047711 | 0.0051394 | 0.005537 | 0.0059666 | 0.0064305 | 0.0069317 | 0.0074731 | 0.0080582 | 0.0086904 | 0.0093735 | 0.0093903 | 0.0093903 | 0.0093903 | 0.0093903 | 0.0093903 | 0.0093903 | 0.46737 | 0.47 | 0.47475 | 0.476 | 0.4735 | 0.47525 | 0.48163 | 0.487 | 0.48187 | 0.48187 | 0.48187 | 0.48187 | 0.48187 | 0.48187 | 0.48187 | 0.48187 | 0.48187 | 0.48187 | 0.48187 | 0.48187 | 2107.1037 | 12821.9371 | 0.00030667 | 111738.9 | 63313.748 | 97.4482 | 594.5603 | 14929.0408 | 692.0085 | 14237.0322 | -49076.7158 | FALSE
| 60732901 | TRG014 | TRG | 22KV | 190.22 | 7 | 45911.034 | 12.5% | Three phase | 97.13 | 0.0017622 | 0.0018902 | 0.0020279 | 0.0021761 | 0.0023356 | 0.0025074 | 0.0026922 | 0.0028912 | 0.0031055 | 0.0033363 | 0.0035848 | 0.0038525 | 0.0041408 | 0.0044515 | 0.0047861 | 0.0051467 | 0.0055353 | 0.0059541 | 0.0062344 | 0.0062344 | 0.46737 | 0.47 | 0.47475 | 0.476 | 0.4735 | 0.47525 | 0.48163 | 0.487 | 0.48187 | 0.48187 | 0.48187 | 0.48187 | 0.48187 | 0.48187 | 0.48187 | 0.48187 | 0.48187 | 0.48187 | 0.48187 | 0.48187 | 1099.7657 | 1106.3164 | 0.00020361 | 18476.0686 | 10468.9517 | 64.6979 | 65.2706 | 2206.0821 | 129.9685 | 2076.1136 | -8392.8381 | FALSE
| 60732906 | TRG014 | TRG | 22KV | 2114.8 | 7 | 45911.034 | 12.5% | Covered | 390 | 0.026488 | 0.028664 | 0.031026 | 0.033589 | 0.036373 | 0.039396 | 0.042678 | 0.046244 | 0.050117 | 0.054325 | 0.058897 | 0.063865 | 0.069264 | 0.069312 | 0.069312 | 0.069312 | 0.069312 | 0.069312 | 0.069312 | 0.069312 | 0.46737 | 0.47 | 0.47475 | 0.476 | 0.4735 | 0.47525 | 0.48163 | 0.487 | 0.48187 | 0.48187 | 0.48187 | 0.48187 | 0.48187 | 0.48187 | 0.48187 | 0.48187 | 0.48187 | 0.48187 | 0.48187 | 0.48187 | 16009.1512 | 719032.5188 | 0.0022636 | 824772 | 467334.1745 | 719.2892 | 32393.28 | 735041.67 | 33112.5691 | 701929.1008 | 234594.9263 | TRUE
| 60732910 | TRG014 | TRG | 22KV | 410.38 | 7 | 45911.034 | 12.5% | Single phase | 44.74 | 0.0038017 | 0.0040778 | 0.004375 | 0.0046948 | 0.0050389 | 0.0054094 | 0.0058082 | 0.0062375 | 0.0066999 | 0.0071977 | 0.0077339 | 0.0083114 | 0.0089335 | 0.0096036 | 0.010326 | 0.011104 | 0.011942 | 0.012845 | 0.01345 | 0.01345 | 0.46737 | 0.47 | 0.47475 | 0.476 | 0.4735 | 0.47525 | 0.48163 | 0.487 | 0.48187 | 0.48187 | 0.48187 | 0.48187 | 0.48187 | 0.48187 | 0.48187 | 0.48187 | 0.48187 | 0.48187 | 0.48187 | 0.48187 | 2372.6309 | 2371.8213 | 0.00043926 | 18360.4012 | 10403.412 | 139.5791 | 139.933 | 4744.4522 | 279.5121 | 4464.9401 | -5938.4719 | FALSE
| 60732924 | TRG022 | TRG | 22KV | 3162.33 | 28 | 45911.034 | 3.448% | Covered | 390 | 0.027579 | 0.029773 | 0.032149 | 0.034723 | 0.037513 | 0.040537 | 0.043814 | 0.047367 | 0.05122 | 0.055397 | 0.059928 | 0.064841 | 0.070172 | 0.075954 | 0.082229 | 0.089037 | 0.096426 | 0.10364 | 0.10364 | 0.10364 | 0.17445 | 0.17714 | 0.18062 | 0.18245 | 0.18269 | 0.18459 | 0.1889 | 0.19221 | 0.191 | 0.191 | 0.191 | 0.191 | 0.191 | 0.191 | 0.191 | 0.191 | 0.191 | 0.191 | 0.191 | 0.191 | 7202.3584 | 1230454.0467 | 0.0033849 | 1233308.7 | 698820.1627 | 419.8887 | 72432.0367 | 1237656.405 | 72851.9254 | 1164804.4796 | 465984.3169 | TRUE
| 60732926 | TRG022 | TRG | 22KV | 514.52 | 28 | 45911.034 | 3.448% | Three phase | 97.13 | 0.004549 | 0.0048767 | 0.0052291 | 0.0056082 | 0.006016 | 0.0064547 | 0.0069268 | 0.0074347 | 0.0079814 | 0.0085698 | 0.0092031 | 0.0098849 | 0.010619 | 0.011409 | 0.01226 | 0.013177 | 0.014164 | 0.015228 | 0.016373 | 0.016863 | 0.17445 | 0.17714 | 0.18062 | 0.18245 | 0.18269 | 0.18459 | 0.1889 | 0.19221 | 0.191 | 0.191 | 0.191 | 0.191 | 0.191 | 0.191 | 0.191 | 0.191 | 0.191 | 0.191 | 0.191 | 0.191 | 1114.829 | 7722.2761 | 0.00055073 | 49975.3276 | 28317.1331 | 68.3171 | 477.5399 | 8837.1051 | 545.8569 | 8291.2482 | -20025.8849 | FALSE
| 60732927 | TRG022 | TRG | 22KV | 4404.77 | 28 | 45911.034 | 3.448% | Single phase | 44.74 | 0.044428 | 0.047796 | 0.051432 | 0.055355 | 0.059591 | 0.064163 | 0.069101 | 0.074432 | 0.08019 | 0.086409 | 0.093127 | 0.10038 | 0.10823 | 0.1167 | 0.12585 | 0.13575 | 0.14437 | 0.14437 | 0.14437 | 0.14437 | 0.17445 | 0.17714 | 0.18062 | 0.18245 | 0.18269 | 0.18459 | 0.1889 | 0.19221 | 0.191 | 0.191 | 0.191 | 0.191 | 0.191 | 0.191 | 0.191 | 0.191 | 0.191 | 0.191 | 0.191 | 0.191 | 10976.4576 | 299818.9811 | 0.0047147 | 197069.4098 | 111663.9143 | 584.8578 | 16121.0812 | 310795.4387 | 16705.939 | 294089.4997 | 182425.5854 | TRUE
| 60732937 | TRG022 | TRG | 22KV | 2492.92 | 28 | 45911.034 | 3.448% | Covered | 390 | 0.019071 | 0.020552 | 0.022153 | 0.023886 | 0.02576 | 0.027788 | 0.029984 | 0.032359 | 0.034931 | 0.037716 | 0.040731 | 0.043995 | 0.047532 | 0.051362 | 0.055511 | 0.060006 | 0.064876 | 0.070154 | 0.075874 | 0.081705 | 0.17445 | 0.17714 | 0.18062 | 0.18245 | 0.18269 | 0.18459 | 0.1889 | 0.19221 | 0.191 | 0.191 | 0.191 | 0.191 | 0.191 | 0.191 | 0.191 | 0.191 | 0.191 | 0.191 | 0.191 | 0.191 | 4975.4851 | 670059.017 | 0.0026683 | 972238.8 | 550892.146 | 331.0056 | 45012.4865 | 675034.5021 | 45343.4922 | 629691.0099 | 78798.8639 | TRUE
| 60732944 | TRG022 | TRG | 22KV | 970.12 | 28 | 45911.034 | 3.448% | Three phase | 97.13 | 0.010094 | 0.010898 | 0.011768 | 0.012711 | 0.013732 | 0.014839 | 0.016039 | 0.017339 | 0.018748 | 0.020276 | 0.021932 | 0.023728 | 0.025675 | 0.027788 | 0.030079 | 0.031795 | 0.031795 | 0.031795 | 0.031795 | 0.031795 | 0.17445 | 0.17714 | 0.18062 | 0.18245 | 0.18269 | 0.18459 | 0.1889 | 0.19221 | 0.191 | 0.191 | 0.191 | 0.191 | 0.191 | 0.191 | 0.191 | 0.191 | 0.191 | 0.191 | 0.191 | 0.191 | 2529.0043 | 33027.0933 | 0.0010384 | 94227.7556 | 53391.5438 | 128.8109 | 1697.6807 | 35556.0976 | 1826.4916 | 33729.606 | -19661.9378 | FALSE
| 60732985 | TRG014 | TRG | 22KV | 6.56 | 7 | 45911.034 | 12.5% | Three phase | 97.13 | 4.6387e-05 | 5.0985e-05 | 5.6063e-05 | 6.1672e-05 | 6.787e-05 | 7.472e-05 | 8.2292e-05 | 9.0665e-05 | 9.9924e-05 | 0.00011017 | 0.0001215 | 0.00013403 | 0.00014791 | 0.00016327 | 0.00018028 | 0.00019911 | 0.000215 | 0.000215 | 0.000215 | 0.000215 | 0.46737 | 0.47 | 0.47475 | 0.476 | 0.4735 | 0.47525 | 0.48163 | 0.487 | 0.48187 | 0.48187 | 0.48187 | 0.48187 | 0.48187 | 0.48187 | 0.48187 | 0.48187 | 0.48187 | 0.48187 | 0.48187 | 0.48187 | 36.9068 | 1.2795 | 7.0216e-06 | 637.1728 | 361.0363 | 2.2312 | 0.077627 | 38.1863 | 2.3088 | 35.8775 | -325.1588 | FALSE
| 60732987 | TRG014 | TRG | 22KV | 896.9 | 7 | 45911.034 | 12.5% | Covered | 390 | 0.011234 | 0.012157 | 0.013158 | 0.014245 | 0.015426 | 0.016708 | 0.0181 | 0.019612 | 0.021255 | 0.02304 | 0.024979 | 0.027086 | 0.029375 | 0.029396 | 0.029396 | 0.029396 | 0.029396 | 0.029396 | 0.029396 | 0.029396 | 0.46737 | 0.47 | 0.47475 | 0.476 | 0.4735 | 0.47525 | 0.48163 | 0.487 | 0.48187 | 0.48187 | 0.48187 | 0.48187 | 0.48187 | 0.48187 | 0.48187 | 0.48187 | 0.48187 | 0.48187 | 0.48187 | 0.48187 | 6789.5818 | 129329.6126 | 0.00096001 | 349791 | 198199.3669 | 305.0551 | 5826.4546 | 136119.1944 | 6131.5097 | 129987.6847 | -68211.6822 | FALSE
| 60733012 | TRG013 | TRG | 22KV | 2868.28 | 22 | 45911.034 | 4.348% | Three phase | 97.13 | 0.036786 | 0.040286 | 0.044132 | 0.048359 | 0.053006 | 0.058117 | 0.063736 | 0.069917 | 0.076716 | 0.084197 | 0.092429 | 0.094007 | 0.094007 | 0.094007 | 0.094007 | 0.094007 | 0.094007 | 0.094007 | 0.094007 | 0.094007 | 0.24709 | 0.24948 | 0.25357 | 0.25513 | 0.25457 | 0.25652 | 0.26109 | 0.26526 | 0.26283 | 0.26283 | 0.26283 | 0.26283 | 0.26283 | 0.26283 | 0.26283 | 0.26283 | 0.26283 | 0.26283 | 0.26283 | 0.26283 | 12402.2644 | 346693.0578 | 0.0030701 | 278596.0364 | 157858.7157 | 527.8551 | 14840.4883 | 359095.3222 | 15368.3434 | 343726.9788 | 185868.263 | TRUE
| 60733027 | TRG013 | TRG | 22KV | 107.99 | 22 | 45911.034 | 4.348% | Covered | 390 | 0.0013466 | 0.001454 | 0.0015702 | 0.0016961 | 0.0018325 | 0.0019802 | 0.0021403 | 0.0023138 | 0.0025018 | 0.0027056 | 0.0029264 | 0.0031658 | 0.0034254 | 0.0035393 | 0.0035393 | 0.0035393 | 0.0035393 | 0.0035393 | 0.0035393 | 0.0035393 | 0.24709 | 0.24948 | 0.25357 | 0.25513 | 0.25457 | 0.25652 | 0.26109 | 0.26526 | 0.26283 | 0.26283 | 0.26283 | 0.26283 | 0.26283 | 0.26283 | 0.26283 | 0.26283 | 0.26283 | 0.26283 | 0.26283 | 0.26283 | 438.3129 | 1852.3684 | 0.00011559 | 42116.1 | 23863.9198 | 19.8736 | 84.4663 | 2290.6813 | 104.3399 | 2186.3414 | -21677.5784 | FALSE
| 60733039 | TRG013 | TRG | 22KV | 415.2 | 22 | 45911.034 | 4.348% | Single phase | 44.74 | 0.0027755 | 0.0030841 | 0.0034289 | 0.0038142 | 0.004245 | 0.0047268 | 0.0052658 | 0.0058688 | 0.0065438 | 0.0072994 | 0.0081455 | 0.0090931 | 0.010155 | 0.011344 | 0.012678 | 0.013608 | 0.013608 | 0.013608 | 0.013608 | 0.013608 | 0.24709 | 0.24948 | 0.25357 | 0.25513 | 0.25457 | 0.25652 | 0.26109 | 0.26526 | 0.26283 | 0.26283 | 0.26283 | 0.26283 | 0.26283 | 0.26283 | 0.26283 | 0.26283 | 0.26283 | 0.26283 | 0.26283 | 0.26283 | 1308.6638 | 2433.5194 | 0.00044442 | 18576.048 | 10525.6023 | 76.4101 | 143.2394 | 3742.1832 | 219.6494 | 3522.5338 | -7003.0685 | FALSE
| 60733045 | TRG013 | TRG | 22KV | 100.19 | 22 | 45911.034 | 4.348% | Single phase | 44.74 | 0.0012467 | 0.0013446 | 0.0014506 | 0.0015652 | 0.0016892 | 0.0018234 | 0.0019686 | 0.0021258 | 0.002296 | 0.0024803 | 0.0026797 | 0.0028957 | 0.0031297 | 0.0032837 | 0.0032837 | 0.0032837 | 0.0032837 | 0.0032837 | 0.0032837 | 0.0032837 | 0.24709 | 0.24948 | 0.25357 | 0.25513 | 0.25457 | 0.25652 | 0.26109 | 0.26526 | 0.26283 | 0.26283 | 0.26283 | 0.26283 | 0.26283 | 0.26283 | 0.26283 | 0.26283 | 0.26283 | 0.26283 | 0.26283 | 0.26283 | 404.3206 | 181.8641 | 0.00010724 | 4482.5006 | 2539.8846 | 18.4382 | 8.3406 | 586.1847 | 26.7787 | 559.406 | -1980.4787 | FALSE
| 60733060 | TRG013 | TRG | 22KV | 35.4 | 22 | 45911.034 | 4.348% | Three phase | 97.13 | 0.00046156 | 0.0005097 | 0.00056307 | 0.00062224 | 0.00068786 | 0.00076064 | 0.00084138 | 0.00093097 | 0.0010304 | 0.0011407 | 0.0011602 | 0.0011602 | 0.0011602 | 0.0011602 | 0.0011602 | 0.0011602 | 0.0011602 | 0.0011602 | 0.0011602 | 0.0011602 | 0.24709 | 0.24948 | 0.25357 | 0.25513 | 0.25457 | 0.25652 | 0.26109 | 0.26526 | 0.26283 | 0.26283 | 0.26283 | 0.26283 | 0.26283 | 0.26283 | 0.26283 | 0.26283 | 0.26283 | 0.26283 | 0.26283 | 0.26283 | 157.4734 | 54.3317 | 3.7891e-05 | 3438.402 | 1948.2751 | 6.5147 | 2.2605 | 211.8051 | 8.7753 | 203.0298 | -1745.2453 | FALSE
| 60733062 | TRG013 | TRG | 22KV | 11.18 | 22 | 45911.034 | 4.348% | Single phase | 44.74 | 0.00013972 | 0.00015102 | 0.00016328 | 0.00017657 | 0.00019098 | 0.00020661 | 0.00022356 | 0.00024196 | 0.00026192 | 0.00028357 | 0.00030707 | 0.00033258 | 0.00036027 | 0.00036642 | 0.00036642 | 0.00036642 | 0.00036642 | 0.00036642 | 0.00036642 | 0.00036642 | 0.24709 | 0.24948 | 0.25357 | 0.25513 | 0.25457 | 0.25652 | 0.26109 | 0.26526 | 0.26283 | 0.26283 | 0.26283 | 0.26283 | 0.26283 | 0.26283 | 0.26283 | 0.26283 | 0.26283 | 0.26283 | 0.26283 | 0.26283 | 45.6487 | 2.2912 | 1.1967e-05 | 500.1932 | 283.4206 | 2.0575 | 0.10386 | 47.9398 | 2.1613 | 45.7785 | -237.6421 | FALSE
| 60733087 | TRG013 | TRG | 22KV | 201.22 | 22 | 45911.034 | 4.348% | Single phase | 44.74 | 0.0025147 | 0.0027181 | 0.0029387 | 0.0031779 | 0.0034373 | 0.0037186 | 0.0040238 | 0.0043548 | 0.004714 | 0.0051038 | 0.0055268 | 0.0059859 | 0.0064842 | 0.0065949 | 0.0065949 | 0.0065949 | 0.0065949 | 0.0065949 | 0.0065949 | 0.0065949 | 0.24709 | 0.24948 | 0.25357 | 0.25513 | 0.25457 | 0.25652 | 0.26109 | 0.26526 | 0.26283 | 0.26283 | 0.26283 | 0.26283 | 0.26283 | 0.26283 | 0.26283 | 0.26283 | 0.26283 | 0.26283 | 0.26283 | 0.26283 | 821.5944 | 742.1872 | 0.00021538 | 9002.5828 | 5101.0638 | 37.0309 | 33.6426 | 1563.7817 | 70.6735 | 1493.1081 | -3607.9557 | FALSE
| 60733092 | TRG013 | TRG | 22KV | 36.66 | 22 | 45911.034 | 4.348% | Three phase | 97.13 | 0.00020961 | 0.00022683 | 0.00024555 | 0.00026589 | 0.00028801 | 0.00031207 | 0.00033825 | 0.00036672 | 0.0003977 | 0.00043142 | 0.00046811 | 0.00050807 | 0.00055156 | 0.00059893 | 0.00065052 | 0.00070671 | 0.00076792 | 0.00083461 | 0.00090729 | 0.00098648 | 0.24709 | 0.24948 | 0.25357 | 0.25513 | 0.25457 | 0.25652 | 0.26109 | 0.26526 | 0.26283 | 0.26283 | 0.26283 | 0.26283 | 0.26283 | 0.26283 | 0.26283 | 0.26283 | 0.26283 | 0.26283 | 0.26283 | 0.26283 | 79.4962 | 28.3695 | 3.924e-05 | 3560.7858 | 2017.6205 | 6.7466 | 2.4243 | 107.8658 | 9.1709 | 98.6948 | -1918.9257 | FALSE
| 60733108 | TRG013 | TRG | 22KV | 150.77 | 22 | 45911.034 | 4.348% | Covered | 390 | 0.0014437 | 0.0015921 | 0.0017565 | 0.0019385 | 0.0021403 | 0.0023639 | 0.0026117 | 0.0028865 | 0.0031912 | 0.0035292 | 0.0039041 | 0.0043202 | 0.0047819 | 0.0049415 | 0.0049415 | 0.0049415 | 0.0049415 | 0.0049415 | 0.0049415 | 0.0049415 | 0.24709 | 0.24948 | 0.25357 | 0.25513 | 0.25457 | 0.25652 | 0.26109 | 0.26526 | 0.26283 | 0.26283 | 0.26283 | 0.26283 | 0.26283 | 0.26283 | 0.26283 | 0.26283 | 0.26283 | 0.26283 | 0.26283 | 0.26283 | 571.0507 | 3365.1245 | 0.00016138 | 58800.3 | 33317.5589 | 27.7465 | 164.6441 | 3936.1752 | 192.3906 | 3743.7846 | -29573.7743 | FALSE
| 60733113 | TRG013 | TRG | 22KV | 65.49 | 22 | 45911.034 | 4.348% | Single phase | 44.74 | 0.00034099 | 0.00036894 | 0.00039933 | 0.00043236 | 0.00046829 | 0.00050736 | 0.00054987 | 0.00059611 | 0.00064644 | 0.00070121 | 0.00076084 | 0.00082576 | 0.00089645 | 0.00097343 | 0.0010573 | 0.0011486 | 0.0012482 | 0.0013566 | 0.0014748 | 0.0016037 | 0.24709 | 0.24948 | 0.25357 | 0.25513 | 0.25457 | 0.25652 | 0.26109 | 0.26526 | 0.26283 | 0.26283 | 0.26283 | 0.26283 | 0.26283 | 0.26283 | 0.26283 | 0.26283 | 0.26283 | 0.26283 | 0.26283 | 0.26283 | 129.2272 | 37.9478 | 7.0098e-05 | 2930.0226 | 1660.216 | 12.0523 | 3.5637 | 167.1749 | 15.6159 | 151.559 | -1508.657 | FALSE
| 60733115 | TRG013 | TRG | 22KV | 76.36 | 22 | 45911.034 | 4.348% | Single phase | 44.74 | 0.00076138 | 0.00082067 | 0.00088478 | 0.00095412 | 0.0010291 | 0.0011103 | 0.001198 | 0.001293 | 0.0013958 | 0.0015071 | 0.0016275 | 0.0017579 | 0.001899 | 0.0020519 | 0.0022174 | 0.0023966 | 0.0025027 | 0.0025027 | 0.0025027 | 0.0025027 | 0.24709 | 0.24948 | 0.25357 | 0.25513 | 0.25457 | 0.25652 | 0.26109 | 0.26526 | 0.26283 | 0.26283 | 0.26283 | 0.26283 | 0.26283 | 0.26283 | 0.26283 | 0.26283 | 0.26283 | 0.26283 | 0.26283 | 0.26283 | 263.9661 | 90.4389 | 8.1733e-05 | 3416.3464 | 1935.7779 | 14.0527 | 4.8448 | 354.405 | 18.8975 | 335.5075 | -1600.2704 | FALSE
| 60733120 | TRG013 | TRG | 22KV | 199.84 | 22 | 45911.034 | 4.348% | Single phase | 44.74 | 0.0016937 | 0.0018822 | 0.0020927 | 0.0023279 | 0.0025907 | 0.0028845 | 0.0032129 | 0.0035801 | 0.0039909 | 0.0044504 | 0.0049646 | 0.0055402 | 0.0061845 | 0.0065497 | 0.0065497 | 0.0065497 | 0.0065497 | 0.0065497 | 0.0065497 | 0.0065497 | 0.24709 | 0.24948 | 0.25357 | 0.25513 | 0.25457 | 0.25652 | 0.26109 | 0.26526 | 0.26283 | 0.26283 | 0.26283 | 0.26283 | 0.26283 | 0.26283 | 0.26283 | 0.26283 | 0.26283 | 0.26283 | 0.26283 | 0.26283 | 728.7453 | 652.6506 | 0.0002139 | 8940.8416 | 5066.0799 | 36.7769 | 33.1828 | 1381.3959 | 69.9597 | 1311.4362 | -3754.6437 | FALSE
| 60733121 | TRG013 | TRG | 22KV | 1326.06 | 22 | 45911.034 | 4.348% | Three phase | 97.13 | 0.016729 | 0.018168 | 0.019737 | 0.021446 | 0.023309 | 0.025339 | 0.027553 | 0.029966 | 0.032598 | 0.035467 | 0.038598 | 0.042012 | 0.043461 | 0.043461 | 0.043461 | 0.043461 | 0.043461 | 0.043461 | 0.043461 | 0.043461 | 0.24709 | 0.24948 | 0.25357 | 0.25513 | 0.25457 | 0.25652 | 0.26109 | 0.26526 | 0.26283 | 0.26283 | 0.26283 | 0.26283 | 0.26283 | 0.26283 | 0.26283 | 0.26283 | 0.26283 | 0.26283 | 0.26283 | 0.26283 | 5539.2544 | 71588.2607 | 0.0014194 | 128800.2078 | 72981.0648 | 244.0374 | 3171.9874 | 77127.5151 | 3416.0248 | 73711.4903 | 730.4255 | TRUE
| 60733124 | TRG013 | TRG | 22KV | 637.01 | 22 | 45911.034 | 4.348% | Three phase | 97.13 | 0.0079787 | 0.008634 | 0.0093454 | 0.010118 | 0.010956 | 0.011867 | 0.012855 | 0.013929 | 0.015096 | 0.016364 | 0.017741 | 0.019237 | 0.020863 | 0.020878 | 0.020878 | 0.020878 | 0.020878 | 0.020878 | 0.020878 | 0.020878 | 0.24709 | 0.24948 | 0.25357 | 0.25513 | 0.25457 | 0.25652 | 0.26109 | 0.26526 | 0.26283 | 0.26283 | 0.26283 | 0.26283 | 0.26283 | 0.26283 | 0.26283 | 0.26283 | 0.26283 | 0.26283 | 0.26283 | 0.26283 | 2617.0321 | 16247.6745 | 0.00068183 | 61872.7813 | 35058.4952 | 117.2302 | 731.9773 | 18864.7066 | 849.2075 | 18015.4991 | -17042.996 | FALSE
| 60733148 | TRG013 | TRG | 22KV | 183.08 | 22 | 45911.034 | 4.348% | Single phase | 44.74 | 0.0010468 | 0.0011328 | 0.0012263 | 0.0013279 | 0.0014383 | 0.0015585 | 0.0016892 | 0.0018314 | 0.0019861 | 0.0021545 | 0.0023378 | 0.0025373 | 0.0027545 | 0.0029911 | 0.0032487 | 0.0035293 | 0.003835 | 0.0041681 | 0.004531 | 0.0049265 | 0.24709 | 0.24948 | 0.25357 | 0.25513 | 0.25457 | 0.25652 | 0.26109 | 0.26526 | 0.26283 | 0.26283 | 0.26283 | 0.26283 | 0.26283 | 0.26283 | 0.26283 | 0.26283 | 0.26283 | 0.26283 | 0.26283 | 0.26283 | 397.0041 | 325.9057 | 0.00019596 | 8190.9992 | 4641.2025 | 33.6926 | 27.8503 | 722.9097 | 61.5428 | 661.3669 | -3979.8356 | FALSE
| 60733160 | TRG013 | TRG | 22KV | 810.07 | 22 | 45911.034 | 4.348% | Three phase | 97.13 | 0.0046318 | 0.0050122 | 0.0054258 | 0.0058753 | 0.0063642 | 0.0068958 | 0.0074741 | 0.0081033 | 0.0087879 | 0.0095329 | 0.010344 | 0.011227 | 0.012188 | 0.013234 | 0.014374 | 0.015616 | 0.016969 | 0.018442 | 0.020048 | 0.021798 | 0.24709 | 0.24948 | 0.25357 | 0.25513 | 0.25457 | 0.25652 | 0.26109 | 0.26526 | 0.26283 | 0.26283 | 0.26283 | 0.26283 | 0.26283 | 0.26283 | 0.26283 | 0.26283 | 0.26283 | 0.26283 | 0.26283 | 0.26283 | 1756.615 | 13852.0036 | 0.00086707 | 78682.0991 | 44583.0288 | 149.0787 | 1183.7233 | 15608.6186 | 1332.802 | 14275.8166 | -30307.2122 | FALSE
| 60733165 | TRG013 | TRG | 22KV | 121.68 | 22 | 45911.034 | 4.348% | Single phase | 44.74 | 0.00085726 | 0.0009282 | 0.0010053 | 0.0010892 | 0.0011804 | 0.0012795 | 0.0013874 | 0.0015048 | 0.0016326 | 0.0017716 | 0.001923 | 0.0020878 | 0.0022672 | 0.0024625 | 0.0026753 | 0.0029071 | 0.0031596 | 0.0034347 | 0.0037344 | 0.003988 | 0.24709 | 0.24948 | 0.25357 | 0.25513 | 0.25457 | 0.25652 | 0.26109 | 0.26526 | 0.26283 | 0.26283 | 0.26283 | 0.26283 | 0.26283 | 0.26283 | 0.26283 | 0.26283 | 0.26283 | 0.26283 | 0.26283 | 0.26283 | 326.1217 | 177.9296 | 0.00013024 | 5443.9632 | 3084.6707 | 22.393 | 12.3023 | 504.0513 | 34.6953 | 469.356 | -2615.3147 | FALSE
| 60733196 | TRG013 | TRG | 22KV | 34.13 | 22 | 45911.034 | 4.348% | Covered | 390 | 0.00018298 | 0.00020161 | 0.00022226 | 0.00024514 | 0.00027051 | 0.00029864 | 0.00032985 | 0.00036448 | 0.00040291 | 0.00044557 | 0.00049294 | 0.00054555 | 0.00060399 | 0.00066892 | 0.00074108 | 0.00082128 | 0.00091044 | 0.0010096 | 0.0011186 | 0.0011186 | 0.24709 | 0.24948 | 0.25357 | 0.25513 | 0.25457 | 0.25652 | 0.26109 | 0.26526 | 0.26283 | 0.26283 | 0.26283 | 0.26283 | 0.26283 | 0.26283 | 0.26283 | 0.26283 | 0.26283 | 0.26283 | 0.26283 | 0.26283 | 85.4493 | 113.8521 | 3.6532e-05 | 13310.7 | 7542.1389 | 6.281 | 8.437 | 199.3014 | 14.718 | 184.5834 | -7357.5555 | FALSE
| 60733212 | TRG013 | TRG | 22KV | 314.66 | 22 | 45911.034 | 4.348% | Three phase | 97.13 | 0.0025633 | 0.0028465 | 0.0031627 | 0.0035156 | 0.0039096 | 0.0043498 | 0.0048416 | 0.0053911 | 0.0060054 | 0.0066922 | 0.0074602 | 0.0083192 | 0.0092802 | 0.010313 | 0.010313 | 0.010313 | 0.010313 | 0.010313 | 0.010313 | 0.010313 | 0.24709 | 0.24948 | 0.25357 | 0.25513 | 0.25457 | 0.25652 | 0.26109 | 0.26526 | 0.26283 | 0.26283 | 0.26283 | 0.26283 | 0.26283 | 0.26283 | 0.26283 | 0.26283 | 0.26283 | 0.26283 | 0.26283 | 0.26283 | 1118.9603 | 3425.2077 | 0.0003368 | 30562.9258 | 17317.6341 | 57.9075 | 178.6028 | 4544.168 | 236.5102 | 4307.6577 | -13009.9764 | FALSE
| 60733216 | TRG013 | TRG | 22KV | 103.68 | 22 | 45911.034 | 4.348% | Single phase | 44.74 | 0.00095183 | 0.0010571 | 0.0011745 | 0.0013056 | 0.0014519 | 0.0016153 | 0.0017978 | 0.0020017 | 0.0022296 | 0.0024842 | 0.0027689 | 0.0030873 | 0.0033981 | 0.0033981 | 0.0033981 | 0.0033981 | 0.0033981 | 0.0033981 | 0.0033981 | 0.0033981 | 0.24709 | 0.24948 | 0.25357 | 0.25513 | 0.25457 | 0.25652 | 0.26109 | 0.26526 | 0.26283 | 0.26283 | 0.26283 | 0.26283 | 0.26283 | 0.26283 | 0.26283 | 0.26283 | 0.26283 | 0.26283 | 0.26283 | 0.26283 | 394.3903 | 183.2986 | 0.00011098 | 4638.6432 | 2628.3585 | 19.0804 | 8.9318 | 577.6889 | 28.0122 | 549.6767 | -2078.6818 | FALSE
| 60733223 | TRG013 | TRG | 22KV | 135.65 | 22 | 45911.034 | 4.348% | Single phase | 44.74 | 0.0011496 | 0.0012776 | 0.0014205 | 0.0015802 | 0.0017586 | 0.0019579 | 0.0021809 | 0.0024301 | 0.002709 | 0.0030209 | 0.00337 | 0.0037606 | 0.004198 | 0.0044459 | 0.0044459 | 0.0044459 | 0.0044459 | 0.0044459 | 0.0044459 | 0.0044459 | 0.24709 | 0.24948 | 0.25357 | 0.25513 | 0.25457 | 0.25652 | 0.26109 | 0.26526 | 0.26283 | 0.26283 | 0.26283 | 0.26283 | 0.26283 | 0.26283 | 0.26283 | 0.26283 | 0.26283 | 0.26283 | 0.26283 | 0.26283 | 494.6672 | 300.7153 | 0.0001452 | 6068.981 | 3438.8197 | 24.9639 | 15.2893 | 795.3825 | 40.2532 | 755.1293 | -2683.6905 | FALSE
| 60733227 | TRG013 | TRG | 22KV | 64.25 | 22 | 45911.034 | 4.348% | Three phase | 97.13 | 0.0006237 | 0.00068796 | 0.00075914 | 0.00083801 | 0.00092543 | 0.0010223 | 0.0011298 | 0.0012489 | 0.0013811 | 0.0015277 | 0.0016903 | 0.0018709 | 0.0020712 | 0.0021058 | 0.0021058 | 0.0021058 | 0.0021058 | 0.0021058 | 0.0021058 | 0.0021058 | 0.24709 | 0.24948 | 0.25357 | 0.25513 | 0.25457 | 0.25652 | 0.26109 | 0.26526 | 0.26283 | 0.26283 | 0.26283 | 0.26283 | 0.26283 | 0.26283 | 0.26283 | 0.26283 | 0.26283 | 0.26283 | 0.26283 | 0.26283 | 245.5289 | 153.5654 | 6.8771e-05 | 6240.6025 | 3536.0643 | 11.8241 | 7.4465 | 399.0943 | 19.2705 | 379.8237 | -3156.2406 | FALSE
| 60733234 | TRG013 | TRG | 22KV | 85.73 | 22 | 45911.034 | 4.348% | Three phase | 97.13 | 0.0010789 | 0.0011702 | 0.0012697 | 0.0013779 | 0.0014957 | 0.0016239 | 0.0017635 | 0.0019156 | 0.0020811 | 0.0022614 | 0.0024578 | 0.0026718 | 0.0028098 | 0.0028098 | 0.0028098 | 0.0028098 | 0.0028098 | 0.0028098 | 0.0028098 | 0.0028098 | 0.24709 | 0.24948 | 0.25357 | 0.25513 | 0.25457 | 0.25652 | 0.26109 | 0.26526 | 0.26283 | 0.26283 | 0.26283 | 0.26283 | 0.26283 | 0.26283 | 0.26283 | 0.26283 | 0.26283 | 0.26283 | 0.26283 | 0.26283 | 356.0666 | 297.505 | 9.1763e-05 | 8326.9549 | 4718.238 | 15.7771 | 13.2578 | 653.5716 | 29.0348 | 624.5368 | -4093.7012 | FALSE
| 60733253 | TRG013 | TRG | 22KV | 105.14 | 22 | 45911.034 | 4.348% | Covered | 390 | 0.00072607 | 0.00078592 | 0.00085097 | 0.00092168 | 0.00099856 | 0.0010822 | 0.0011731 | 0.001272 | 0.0013796 | 0.0014966 | 0.001624 | 0.0017627 | 0.0019136 | 0.0020779 | 0.0022569 | 0.0024517 | 0.0026639 | 0.002895 | 0.0031468 | 0.003421 | 0.24709 | 0.24948 | 0.25357 | 0.25513 | 0.25457 | 0.25652 | 0.26109 | 0.26526 | 0.26283 | 0.26283 | 0.26283 | 0.26283 | 0.26283 | 0.26283 | 0.26283 | 0.26283 | 0.26283 | 0.26283 | 0.26283 | 0.26283 | 275.7164 | 1133.0591 | 0.00011254 | 41004.6 | 23234.1191 | 19.3491 | 80.0668 | 1408.7755 | 99.4159 | 1309.3596 | -21924.7595 | FALSE
| 60733275 | TRG013 | TRG | 22KV | 779.1 | 22 | 45911.034 | 4.348% | Single phase | 44.74 | 0.0097365 | 0.010524 | 0.011378 | 0.012304 | 0.013309 | 0.014398 | 0.01558 | 0.016861 | 0.018252 | 0.019761 | 0.021399 | 0.023177 | 0.025106 | 0.025535 | 0.025535 | 0.025535 | 0.025535 | 0.025535 | 0.025535 | 0.025535 | 0.24709 | 0.24948 | 0.25357 | 0.25513 | 0.25457 | 0.25652 | 0.26109 | 0.26526 | 0.26283 | 0.26283 | 0.26283 | 0.26283 | 0.26283 | 0.26283 | 0.26283 | 0.26283 | 0.26283 | 0.26283 | 0.26283 | 0.26283 | 3181.1163 | 11126.4752 | 0.00083392 | 34856.934 | 19750.7147 | 143.3793 | 504.3524 | 14307.5914 | 647.7317 | 13659.8598 | -6090.855 | FALSE
| 60733303 | TRG013 | TRG | 22KV | 183.76 | 22 | 45911.034 | 4.348% | Single phase | 44.74 | 0.00095679 | 0.0010352 | 0.0011205 | 0.0012132 | 0.001314 | 0.0014236 | 0.0015429 | 0.0016726 | 0.0018139 | 0.0019676 | 0.0021349 | 0.002317 | 0.0025154 | 0.0027314 | 0.0029667 | 0.003223 | 0.0035023 | 0.0038066 | 0.0041382 | 0.0044997 | 0.24709 | 0.24948 | 0.25357 | 0.25513 | 0.25457 | 0.25652 | 0.26109 | 0.26526 | 0.26283 | 0.26283 | 0.26283 | 0.26283 | 0.26283 | 0.26283 | 0.26283 | 0.26283 | 0.26283 | 0.26283 | 0.26283 | 0.26283 | 362.6017 | 298.7709 | 0.00019669 | 8221.4224 | 4658.4409 | 33.8177 | 28.0575 | 661.3726 | 61.8753 | 599.4973 | -4058.9436 | FALSE
| 60733305 | TRG013 | TRG | 22KV | 1993.32 | 22 | 45911.034 | 4.348% | Three phase | 97.13 | 0.016238 | 0.018032 | 0.020035 | 0.02227 | 0.024767 | 0.027555 | 0.03067 | 0.034152 | 0.038043 | 0.042394 | 0.047259 | 0.052701 | 0.058789 | 0.065331 | 0.065331 | 0.065331 | 0.065331 | 0.065331 | 0.065331 | 0.065331 | 0.24709 | 0.24948 | 0.25357 | 0.25513 | 0.25457 | 0.25652 | 0.26109 | 0.26526 | 0.26283 | 0.26283 | 0.26283 | 0.26283 | 0.26283 | 0.26283 | 0.26283 | 0.26283 | 0.26283 | 0.26283 | 0.26283 | 0.26283 | 7088.4317 | 137454.1573 | 0.0021336 | 193611.1716 | 109704.3996 | 366.8345 | 7167.3589 | 144542.589 | 7534.1934 | 137008.3956 | 27303.996 | TRUE
| 60733311 | TRG013 | TRG | 22KV | 1099.78 | 22 | 45911.034 | 4.348% | Three phase | 97.13 | 0.0079554 | 0.0088339 | 0.0098144 | 0.010909 | 0.012132 | 0.013499 | 0.015026 | 0.016733 | 0.018641 | 0.020776 | 0.023163 | 0.025835 | 0.028824 | 0.03217 | 0.035917 | 0.036045 | 0.036045 | 0.036045 | 0.036045 | 0.036045 | 0.24709 | 0.24948 | 0.25357 | 0.25513 | 0.25457 | 0.25652 | 0.26109 | 0.26526 | 0.26283 | 0.26283 | 0.26283 | 0.26283 | 0.26283 | 0.26283 | 0.26283 | 0.26283 | 0.26283 | 0.26283 | 0.26283 | 0.26283 | 3636.6714 | 38895.73 | 0.0011772 | 106821.6314 | 60527.5142 | 202.3946 | 2181.809 | 42532.4014 | 2384.2037 | 40148.1978 | -20379.3164 | FALSE
| 60733315 | TRG013 | TRG | 22KV | 86.5 | 22 | 45911.034 | 4.348% | Three phase | 97.13 | 0.0010106 | 0.0011224 | 0.0012472 | 0.0013864 | 0.0015417 | 0.001715 | 0.0019086 | 0.0021247 | 0.002366 | 0.0026356 | 0.002835 | 0.002835 | 0.002835 | 0.002835 | 0.002835 | 0.002835 | 0.002835 | 0.002835 | 0.002835 | 0.002835 | 0.24709 | 0.24948 | 0.25357 | 0.25513 | 0.25457 | 0.25652 | 0.26109 | 0.26526 | 0.26283 | 0.26283 | 0.26283 | 0.26283 | 0.26283 | 0.26283 | 0.26283 | 0.26283 | 0.26283 | 0.26283 | 0.26283 | 0.26283 | 371.0699 | 312.6675 | 9.2587e-05 | 8401.745 | 4760.6157 | 15.9188 | 13.497 | 683.7374 | 29.4158 | 654.3217 | -4106.2941 | FALSE
| 60733339 | TRG013 | TRG | 22KV | 5738.76 | 22 | 45911.034 | 4.348% | Three phase | 97.13 | 0.067047 | 0.074468 | 0.082744 | 0.091978 | 0.10228 | 0.11378 | 0.12662 | 0.14096 | 0.15697 | 0.17486 | 0.18809 | 0.18809 | 0.18809 | 0.18809 | 0.18809 | 0.18809 | 0.18809 | 0.18809 | 0.18809 | 0.18809 | 0.24709 | 0.24948 | 0.25357 | 0.25513 | 0.25457 | 0.25652 | 0.26109 | 0.26526 | 0.26283 | 0.26283 | 0.26283 | 0.26283 | 0.26283 | 0.26283 | 0.26283 | 0.26283 | 0.26283 | 0.26283 | 0.26283 | 0.26283 | 24618.2807 | 1376216.2098 | 0.0061426 | 557405.7588 | 315838.5107 | 1056.115 | 59407.4933 | 1400834.4904 | 60463.6083 | 1340370.8821 | 1024532.3714 | TRUE
| 60733347 | TRG013 | TRG | 22KV | 712 | 22 | 45911.034 | 4.348% | Covered | 390 | 0.0091596 | 0.010047 | 0.011023 | 0.012098 | 0.013281 | 0.014585 | 0.016021 | 0.017603 | 0.019346 | 0.021267 | 0.023336 | 0.023336 | 0.023336 | 0.023336 | 0.023336 | 0.023336 | 0.023336 | 0.023336 | 0.023336 | 0.023336 | 0.24709 | 0.24948 | 0.25357 | 0.25513 | 0.25457 | 0.25652 | 0.26109 | 0.26526 | 0.26283 | 0.26283 | 0.26283 | 0.26283 | 0.26283 | 0.26283 | 0.26283 | 0.26283 | 0.26283 | 0.26283 | 0.26283 | 0.26283 | 3097.3887 | 86299.8717 | 0.0007621 | 277680 | 157339.6691 | 131.0307 | 3671.7771 | 89397.2604 | 3802.8078 | 85594.4525 | -71745.2166 | FALSE
| 60733353 | TRG013 | TRG | 22KV | 62.31 | 22 | 45911.034 | 4.348% | Single phase | 44.74 | 0.00077699 | 0.00083893 | 0.000906 | 0.00097865 | 0.0010573 | 0.0011426 | 0.001235 | 0.0013351 | 0.0014435 | 0.0015611 | 0.0016885 | 0.0018267 | 0.0019765 | 0.0020422 | 0.0020422 | 0.0020422 | 0.0020422 | 0.0020422 | 0.0020422 | 0.0020422 | 0.24709 | 0.24948 | 0.25357 | 0.25513 | 0.25457 | 0.25652 | 0.26109 | 0.26526 | 0.26283 | 0.26283 | 0.26283 | 0.26283 | 0.26283 | 0.26283 | 0.26283 | 0.26283 | 0.26283 | 0.26283 | 0.26283 | 0.26283 | 252.9056 | 70.7469 | 6.6695e-05 | 2787.7494 | 1579.6009 | 11.467 | 3.226 | 323.6525 | 14.693 | 308.9595 | -1270.6414 | FALSE
| 60733357 | TRG013 | TRG | 22KV | 1620.08 | 22 | 45911.034 | 4.348% | Single phase | 44.74 | 0.020077 | 0.02161 | 0.023264 | 0.02505 | 0.026978 | 0.029061 | 0.031309 | 0.033738 | 0.036361 | 0.039195 | 0.042257 | 0.045565 | 0.04914 | 0.053003 | 0.053098 | 0.053098 | 0.053098 | 0.053098 | 0.053098 | 0.053098 | 0.24709 | 0.24948 | 0.25357 | 0.25513 | 0.25457 | 0.25652 | 0.26109 | 0.26526 | 0.26283 | 0.26283 | 0.26283 | 0.26283 | 0.26283 | 0.26283 | 0.26283 | 0.26283 | 0.26283 | 0.26283 | 0.26283 | 0.26283 | 6465.9742 | 47030.3668 | 0.0017341 | 72482.3792 | 41070.1295 | 298.1464 | 2180.824 | 53496.341 | 2478.9704 | 51017.3706 | 9947.2411 | TRUE
| 60733366 | TRG013 | TRG | 22KV | 131.95 | 22 | 45911.034 | 4.348% | Covered | 390 | 0.00092962 | 0.0010065 | 0.0010902 | 0.0011811 | 0.00128 | 0.0013875 | 0.0015045 | 0.0016319 | 0.0017704 | 0.0019212 | 0.0020853 | 0.002264 | 0.0024585 | 0.0026704 | 0.0029011 | 0.0031525 | 0.0034263 | 0.0037245 | 0.0040496 | 0.0043246 | 0.24709 | 0.24948 | 0.25357 | 0.25513 | 0.25457 | 0.25652 | 0.26109 | 0.26526 | 0.26283 | 0.26283 | 0.26283 | 0.26283 | 0.26283 | 0.26283 | 0.26283 | 0.26283 | 0.26283 | 0.26283 | 0.26283 | 0.26283 | 353.6469 | 1823.884 | 0.00014123 | 51460.5 | 29158.6648 | 24.283 | 126.1058 | 2177.531 | 150.3888 | 2027.1421 | -27131.5227 | FALSE
| 60733384 | TRG013 | TRG | 22KV | 1386.05 | 22 | 45911.034 | 4.348% | Single phase | 44.74 | 0.017177 | 0.018488 | 0.019903 | 0.021431 | 0.023081 | 0.024863 | 0.026787 | 0.028864 | 0.031109 | 0.033533 | 0.036153 | 0.038983 | 0.042041 | 0.045346 | 0.045427 | 0.045427 | 0.045427 | 0.045427 | 0.045427 | 0.045427 | 0.24709 | 0.24948 | 0.25357 | 0.25513 | 0.25457 | 0.25652 | 0.26109 | 0.26526 | 0.26283 | 0.26283 | 0.26283 | 0.26283 | 0.26283 | 0.26283 | 0.26283 | 0.26283 | 0.26283 | 0.26283 | 0.26283 | 0.26283 | 5531.9266 | 34424.1511 | 0.0014836 | 62011.877 | 35137.3099 | 255.0774 | 1596.2668 | 39956.0776 | 1851.3443 | 38104.7334 | 2967.4235 | TRUE
| 60733387 | TRG013 | TRG | 22KV | 30.26 | 22 | 45911.034 | 4.348% | Three phase | 97.13 | 0.00021889 | 0.00024306 | 0.00027004 | 0.00030017 | 0.00033382 | 0.00037141 | 0.00041343 | 0.00046039 | 0.0005129 | 0.00057163 | 0.00063732 | 0.00071083 | 0.00079308 | 0.00088516 | 0.00098824 | 0.00099176 | 0.00099176 | 0.00099176 | 0.00099176 | 0.00099176 | 0.24709 | 0.24948 | 0.25357 | 0.25513 | 0.25457 | 0.25652 | 0.26109 | 0.26526 | 0.26283 | 0.26283 | 0.26283 | 0.26283 | 0.26283 | 0.26283 | 0.26283 | 0.26283 | 0.26283 | 0.26283 | 0.26283 | 0.26283 | 100.0615 | 29.4461 | 3.2389e-05 | 2939.1538 | 1665.39 | 5.5688 | 1.6517 | 129.5077 | 7.2206 | 122.2871 | -1543.1029 | FALSE
| 60733405 | TRG013 | TRG | 22KV | 217.31 | 22 | 45911.034 | 4.348% | Three phase | 97.13 | 0.0017867 | 0.0019804 | 0.002196 | 0.0024363 | 0.0027041 | 0.0030025 | 0.0033352 | 0.0037063 | 0.0041202 | 0.004582 | 0.0050973 | 0.0056725 | 0.0063146 | 0.0070316 | 0.0071223 | 0.0071223 | 0.0071223 | 0.0071223 | 0.0071223 | 0.0071223 | 0.24709 | 0.24948 | 0.25357 | 0.25513 | 0.25457 | 0.25652 | 0.26109 | 0.26526 | 0.26283 | 0.26283 | 0.26283 | 0.26283 | 0.26283 | 0.26283 | 0.26283 | 0.26283 | 0.26283 | 0.26283 | 0.26283 | 0.26283 | 770.0427 | 1627.9927 | 0.0002326 | 21107.3203 | 11959.8775 | 39.992 | 85.1853 | 2398.0354 | 125.1773 | 2272.8581 | -9687.0194 | FALSE
| 60733407 | TRG013 | TRG | 22KV | 1175.04 | 22 | 45911.034 | 4.348% | Three phase | 97.13 | 0.014718 | 0.015926 | 0.017239 | 0.018663 | 0.02021 | 0.021889 | 0.023713 | 0.025694 | 0.027846 | 0.030184 | 0.032725 | 0.035485 | 0.038485 | 0.038512 | 0.038512 | 0.038512 | 0.038512 | 0.038512 | 0.038512 | 0.038512 | 0.24709 | 0.24948 | 0.25357 | 0.25513 | 0.25457 | 0.25652 | 0.26109 | 0.26526 | 0.26283 | 0.26283 | 0.26283 | 0.26283 | 0.26283 | 0.26283 | 0.26283 | 0.26283 | 0.26283 | 0.26283 | 0.26283 | 0.26283 | 4827.424 | 55284.5797 | 0.0012577 | 114131.6352 | 64669.5251 | 216.2449 | 2490.6368 | 60112.0037 | 2706.8817 | 57405.122 | -7264.403 | FALSE
| 60733422 | TRG013 | TRG | 22KV | 547.03 | 22 | 45911.034 | 4.348% | Single phase | 44.74 | 0.006884 | 0.0074671 | 0.0081017 | 0.0087922 | 0.0095438 | 0.010362 | 0.011253 | 0.012223 | 0.013279 | 0.01443 | 0.015683 | 0.017048 | 0.017929 | 0.017929 | 0.017929 | 0.017929 | 0.017929 | 0.017929 | 0.017929 | 0.017929 | 0.24709 | 0.24948 | 0.25357 | 0.25513 | 0.25457 | 0.25652 | 0.26109 | 0.26526 | 0.26283 | 0.26283 | 0.26283 | 0.26283 | 0.26283 | 0.26283 | 0.26283 | 0.26283 | 0.26283 | 0.26283 | 0.26283 | 0.26283 | 2272.0061 | 5579.478 | 0.00058552 | 24474.1222 | 13867.5824 | 100.671 | 248.6394 | 7851.4842 | 349.3104 | 7502.1738 | -6365.4087 | FALSE
| 60733433 | TRG013 | TRG | 22KV | 38.17 | 22 | 45911.034 | 4.348% | Three phase | 97.13 | 0.00048953 | 0.0005361 | 0.00058729 | 0.00064354 | 0.00070539 | 0.00077339 | 0.00084818 | 0.00093043 | 0.0010209 | 0.0011205 | 0.00123 | 0.001251 | 0.001251 | 0.001251 | 0.001251 | 0.001251 | 0.001251 | 0.001251 | 0.001251 | 0.001251 | 0.24709 | 0.24948 | 0.25357 | 0.25513 | 0.25457 | 0.25652 | 0.26109 | 0.26526 | 0.26283 | 0.26283 | 0.26283 | 0.26283 | 0.26283 | 0.26283 | 0.26283 | 0.26283 | 0.26283 | 0.26283 | 0.26283 | 0.26283 | 165.0447 | 61.3969 | 4.0856e-05 | 3707.4521 | 2100.7249 | 7.0245 | 2.6281 | 226.4416 | 9.6526 | 216.789 | -1883.9359 | FALSE
| 60733461 | TRG013 | TRG | 22KV | 297.87 | 22 | 45911.034 | 4.348% | Single phase | 44.74 | 0.0036914 | 0.0039732 | 0.0042773 | 0.0046057 | 0.0049603 | 0.0053431 | 0.0057566 | 0.0062031 | 0.0066855 | 0.0072065 | 0.0077694 | 0.0083777 | 0.0090349 | 0.0097452 | 0.0097626 | 0.0097626 | 0.0097626 | 0.0097626 | 0.0097626 | 0.0097626 | 0.24709 | 0.24948 | 0.25357 | 0.25513 | 0.25457 | 0.25652 | 0.26109 | 0.26526 | 0.26283 | 0.26283 | 0.26283 | 0.26283 | 0.26283 | 0.26283 | 0.26283 | 0.26283 | 0.26283 | 0.26283 | 0.26283 | 0.26283 | 1188.8424 | 1589.8603 | 0.00031883 | 13326.7038 | 7551.207 | 54.8176 | 73.7227 | 2778.7027 | 128.5403 | 2650.1624 | -4901.0446 | FALSE
| 60733489 | TRG013 | TRG | 22KV | 679.42 | 22 | 45911.034 | 4.348% | Single phase | 44.74 | 0.0035376 | 0.0038276 | 0.0041428 | 0.0044855 | 0.0048582 | 0.0052636 | 0.0057045 | 0.0061843 | 0.0067064 | 0.0072747 | 0.0078933 | 0.0085667 | 0.0093001 | 0.010099 | 0.010969 | 0.011916 | 0.012949 | 0.014074 | 0.0153 | 0.016637 | 0.24709 | 0.24948 | 0.25357 | 0.25513 | 0.25457 | 0.25652 | 0.26109 | 0.26526 | 0.26283 | 0.26283 | 0.26283 | 0.26283 | 0.26283 | 0.26283 | 0.26283 | 0.26283 | 0.26283 | 0.26283 | 0.26283 | 0.26283 | 1340.6553 | 4084.2568 | 0.00072723 | 30397.2508 | 17223.7589 | 125.035 | 383.5521 | 5424.9121 | 508.5871 | 4916.325 | -12307.4339 | FALSE
| 60733492 | TRG013 | TRG | 22KV | 50.69 | 22 | 45911.034 | 4.348% | Single phase | 44.74 | 0.00053785 | 0.00060017 | 0.00067003 | 0.00074837 | 0.00083623 | 0.00093481 | 0.0010454 | 0.0011696 | 0.001309 | 0.0014656 | 0.0016414 | 0.0016614 | 0.0016614 | 0.0016614 | 0.0016614 | 0.0016614 | 0.0016614 | 0.0016614 | 0.0016614 | 0.0016614 | 0.24709 | 0.24948 | 0.25357 | 0.25513 | 0.25457 | 0.25652 | 0.26109 | 0.26526 | 0.26283 | 0.26283 | 0.26283 | 0.26283 | 0.26283 | 0.26283 | 0.26283 | 0.26283 | 0.26283 | 0.26283 | 0.26283 | 0.26283 | 210.5829 | 47.8746 | 5.4257e-05 | 2267.8706 | 1285.026 | 9.3286 | 2.135 | 258.4576 | 11.4636 | 246.994 | -1038.032 | FALSE
| 60733495 | TRG013 | TRG | 22KV | 1324.49 | 22 | 45911.034 | 4.348% | Three phase | 97.13 | 0.016668 | 0.01808 | 0.019616 | 0.021288 | 0.023108 | 0.025089 | 0.027246 | 0.029594 | 0.032152 | 0.034938 | 0.037972 | 0.041277 | 0.04341 | 0.04341 | 0.04341 | 0.04341 | 0.04341 | 0.04341 | 0.04341 | 0.04341 | 0.24709 | 0.24948 | 0.25357 | 0.25513 | 0.25457 | 0.25652 | 0.26109 | 0.26526 | 0.26283 | 0.26283 | 0.26283 | 0.26283 | 0.26283 | 0.26283 | 0.26283 | 0.26283 | 0.26283 | 0.26283 | 0.26283 | 0.26283 | 5501.0683 | 71011.0705 | 0.0014177 | 128647.7137 | 72894.6583 | 243.7484 | 3164.4808 | 76512.1388 | 3408.2293 | 73103.9095 | 209.2512 | TRUE
| 60733496 | TRG013 | TRG | 22KV | 66.52 | 22 | 45911.034 | 4.348% | Single phase | 44.74 | 0.00056376 | 0.00062651 | 0.00069659 | 0.00077488 | 0.00086236 | 0.00096014 | 0.0010695 | 0.0011917 | 0.0013284 | 0.0014814 | 0.0016526 | 0.0018441 | 0.0020586 | 0.0021802 | 0.0021802 | 0.0021802 | 0.0021802 | 0.0021802 | 0.0021802 | 0.0021802 | 0.24709 | 0.24948 | 0.25357 | 0.25513 | 0.25457 | 0.25652 | 0.26109 | 0.26526 | 0.26283 | 0.26283 | 0.26283 | 0.26283 | 0.26283 | 0.26283 | 0.26283 | 0.26283 | 0.26283 | 0.26283 | 0.26283 | 0.26283 | 242.5747 | 72.3137 | 7.1201e-05 | 2976.1048 | 1686.3272 | 12.2418 | 3.6766 | 314.8884 | 15.9185 | 298.97 | -1387.3573 | FALSE
| 60733506 | TRG013 | TRG | 22KV | 158.65 | 22 | 45911.034 | 4.348% | Single phase | 44.74 | 0.0019827 | 0.0021431 | 0.002317 | 0.0025056 | 0.0027101 | 0.0029319 | 0.0031725 | 0.0034335 | 0.0037167 | 0.004024 | 0.0043575 | 0.0047195 | 0.0051124 | 0.0051997 | 0.0051997 | 0.0051997 | 0.0051997 | 0.0051997 | 0.0051997 | 0.0051997 | 0.24709 | 0.24948 | 0.25357 | 0.25513 | 0.25457 | 0.25652 | 0.26109 | 0.26526 | 0.26283 | 0.26283 | 0.26283 | 0.26283 | 0.26283 | 0.26283 | 0.26283 | 0.26283 | 0.26283 | 0.26283 | 0.26283 | 0.26283 | 647.7783 | 461.3721 | 0.00016981 | 7098.001 | 4021.8854 | 29.1967 | 20.9136 | 1109.1504 | 50.1102 | 1059.0402 | -2962.8451 | FALSE
| 60733519 | TRG013 | TRG | 22KV | 1228.84 | 22 | 45911.034 | 4.348% | Single phase | 44.74 | 0.014836 | 0.016556 | 0.018485 | 0.020647 | 0.023071 | 0.025791 | 0.028842 | 0.032266 | 0.036109 | 0.040275 | 0.040275 | 0.040275 | 0.040275 | 0.040275 | 0.040275 | 0.040275 | 0.040275 | 0.040275 | 0.040275 | 0.040275 | 0.24709 | 0.24948 | 0.25357 | 0.25513 | 0.25457 | 0.25652 | 0.26109 | 0.26526 | 0.26283 | 0.26283 | 0.26283 | 0.26283 | 0.26283 | 0.26283 | 0.26283 | 0.26283 | 0.26283 | 0.26283 | 0.26283 | 0.26283 | 5410.4752 | 29836.3297 | 0.0013153 | 54978.3016 | 31151.9295 | 226.1458 | 1254.6956 | 35246.805 | 1480.8414 | 33765.9636 | 2614.0341 | TRUE
| 60733520 | TRG013 | TRG | 22KV | 220.46 | 22 | 45911.034 | 4.348% | Single phase | 44.74 | 0.0016588 | 0.0018433 | 0.0020494 | 0.0022798 | 0.0025372 | 0.002825 | 0.0031469 | 0.003507 | 0.0039098 | 0.0043606 | 0.0048653 | 0.0054303 | 0.0060631 | 0.0067718 | 0.0072255 | 0.0072255 | 0.0072255 | 0.0072255 | 0.0072255 | 0.0072255 | 0.24709 | 0.24948 | 0.25357 | 0.25513 | 0.25457 | 0.25652 | 0.26109 | 0.26526 | 0.26283 | 0.26283 | 0.26283 | 0.26283 | 0.26283 | 0.26283 | 0.26283 | 0.26283 | 0.26283 | 0.26283 | 0.26283 | 0.26283 | 749.3384 | 740.0855 | 0.00023597 | 9863.3804 | 5588.8109 | 40.5717 | 40.3838 | 1489.4239 | 80.9555 | 1408.4684 | -4180.3425 | FALSE
| 60733550 | TRG013 | TRG | 22KV | 547.86 | 22 | 45911.034 | 4.348% | Three phase | 97.13 | 0.0050296 | 0.0055857 | 0.0062063 | 0.0068989 | 0.0076721 | 0.0085355 | 0.0094999 | 0.010577 | 0.011781 | 0.013127 | 0.014631 | 0.016314 | 0.017956 | 0.017956 | 0.017956 | 0.017956 | 0.017956 | 0.017956 | 0.017956 | 0.017956 | 0.24709 | 0.24948 | 0.25357 | 0.25513 | 0.25457 | 0.25652 | 0.26109 | 0.26526 | 0.26283 | 0.26283 | 0.26283 | 0.26283 | 0.26283 | 0.26283 | 0.26283 | 0.26283 | 0.26283 | 0.26283 | 0.26283 | 0.26283 | 2084.0151 | 11111.3225 | 0.00058641 | 53213.6418 | 30152.034 | 100.8237 | 541.4325 | 13195.3376 | 642.2562 | 12553.0814 | -17598.9525 | FALSE
| 60733569 | TRG013 | TRG | 22KV | 354.27 | 22 | 45911.034 | 4.348% | Single phase | 44.74 | 0.0044273 | 0.0047855 | 0.0051739 | 0.005595 | 0.0060517 | 0.006547 | 0.0070843 | 0.0076671 | 0.0082996 | 0.0089858 | 0.0097305 | 0.010539 | 0.011416 | 0.011611 | 0.011611 | 0.011611 | 0.011611 | 0.011611 | 0.011611 | 0.011611 | 0.24709 | 0.24948 | 0.25357 | 0.25513 | 0.25457 | 0.25652 | 0.26109 | 0.26526 | 0.26283 | 0.26283 | 0.26283 | 0.26283 | 0.26283 | 0.26283 | 0.26283 | 0.26283 | 0.26283 | 0.26283 | 0.26283 | 0.26283 | 1446.5076 | 2300.5938 | 0.0003792 | 15850.0398 | 8980.9854 | 65.197 | 104.2837 | 3747.1014 | 169.4807 | 3577.6207 | -5403.3647 | FALSE
| 60733583 | TRG014 | TRG | 22KV | 798.7 | 7 | 45911.034 | 12.5% | Single phase | 44.74 | 0.010004 | 0.010826 | 0.011717 | 0.012686 | 0.013737 | 0.014879 | 0.016118 | 0.017465 | 0.018928 | 0.020517 | 0.022244 | 0.02412 | 0.026159 | 0.026177 | 0.026177 | 0.026177 | 0.026177 | 0.026177 | 0.026177 | 0.026177 | 0.46737 | 0.47 | 0.47475 | 0.476 | 0.4735 | 0.47525 | 0.48163 | 0.487 | 0.48187 | 0.48187 | 0.48187 | 0.48187 | 0.48187 | 0.48187 | 0.48187 | 0.48187 | 0.48187 | 0.48187 | 0.48187 | 0.48187 | 6046.2025 | 11765.4535 | 0.0008549 | 35733.838 | 20247.588 | 271.6551 | 530.0478 | 17811.656 | 801.703 | 17009.953 | -3237.6351 | FALSE
| 60733612 | TRG014 | TRG | 22KV | 1421.4 | 7 | 45911.034 | 12.5% | Covered | 390 | 0.017615 | 0.018959 | 0.020411 | 0.021978 | 0.02367 | 0.025497 | 0.02747 | 0.029601 | 0.031902 | 0.034389 | 0.037075 | 0.039977 | 0.043114 | 0.046503 | 0.046586 | 0.046586 | 0.046586 | 0.046586 | 0.046586 | 0.046586 | 0.46737 | 0.47 | 0.47475 | 0.476 | 0.4735 | 0.47525 | 0.48163 | 0.487 | 0.48187 | 0.48187 | 0.48187 | 0.48187 | 0.48187 | 0.48187 | 0.48187 | 0.48187 | 0.48187 | 0.48187 | 0.48187 | 0.48187 | 10453.5171 | 315577.9817 | 0.0015214 | 554346 | 314104.7833 | 483.4489 | 14633.5246 | 326031.4987 | 15116.9735 | 310914.5252 | -3190.2581 | FALSE
| 60733616 | TRG014 | TRG | 22KV | 355.56 | 7 | 45911.034 | 12.5% | Three phase | 97.13 | 0.002033 | 0.0022 | 0.0023815 | 0.0025788 | 0.0027934 | 0.0030268 | 0.0032806 | 0.0035567 | 0.0038572 | 0.0041842 | 0.0045402 | 0.0049277 | 0.0053495 | 0.0058089 | 0.0063093 | 0.0068543 | 0.007448 | 0.0080948 | 0.0087996 | 0.0095678 | 0.46737 | 0.47 | 0.47475 | 0.476 | 0.4735 | 0.47525 | 0.48163 | 0.487 | 0.48187 | 0.48187 | 0.48187 | 0.48187 | 0.48187 | 0.48187 | 0.48187 | 0.48187 | 0.48187 | 0.48187 | 0.48187 | 0.48187 | 1419.7476 | 2668.6603 | 0.00038058 | 34535.5428 | 19568.6073 | 120.9336 | 228.0504 | 4088.4079 | 348.9841 | 3739.4239 | -15829.1834 | FALSE
| 60733618 | TRG014 | TRG | 22KV | 235.3 | 7 | 45911.034 | 12.5% | Single phase | 44.74 | 0.0019663 | 0.0021289 | 0.0023056 | 0.0024976 | 0.0027064 | 0.0029334 | 0.0031803 | 0.0034487 | 0.0037407 | 0.0040584 | 0.004404 | 0.0047801 | 0.0051894 | 0.005635 | 0.0061199 | 0.0066479 | 0.0072228 | 0.0077119 | 0.0077119 | 0.0077119 | 0.46737 | 0.47 | 0.47475 | 0.476 | 0.4735 | 0.47525 | 0.48163 | 0.487 | 0.48187 | 0.48187 | 0.48187 | 0.48187 | 0.48187 | 0.48187 | 0.48187 | 0.48187 | 0.48187 | 0.48187 | 0.48187 | 0.48187 | 1347.4822 | 772.1225 | 0.00025186 | 10527.322 | 5965.015 | 80.0306 | 46.0036 | 2119.6048 | 126.0342 | 1993.5706 | -3971.4444 | FALSE
| 60733624 | TRG014 | TRG | 22KV | 1181.81 | 7 | 45911.034 | 12.5% | Three phase | 97.13 | 0.0080165 | 0.008837 | 0.0097461 | 0.010754 | 0.01187 | 0.013109 | 0.014482 | 0.016006 | 0.017696 | 0.019572 | 0.021655 | 0.023967 | 0.026534 | 0.029386 | 0.032554 | 0.036074 | 0.038734 | 0.038734 | 0.038734 | 0.038734 | 0.46737 | 0.47 | 0.47475 | 0.476 | 0.4735 | 0.47525 | 0.48163 | 0.487 | 0.48187 | 0.48187 | 0.48187 | 0.48187 | 0.48187 | 0.48187 | 0.48187 | 0.48187 | 0.48187 | 0.48187 | 0.48187 | 0.48187 | 6581.8432 | 41103.5797 | 0.001265 | 114789.2053 | 65042.1189 | 401.9591 | 2519.4191 | 47685.4229 | 2921.3783 | 44764.0447 | -20278.0743 | FALSE
| 60733628 | TRG014 | TRG | 22KV | 590.62 | 7 | 45911.034 | 12.5% | Three phase | 97.13 | 0.0055128 | 0.0060012 | 0.0065348 | 0.0071181 | 0.0077556 | 0.0084527 | 0.0092148 | 0.010048 | 0.01096 | 0.011957 | 0.013049 | 0.014243 | 0.01555 | 0.01698 | 0.018546 | 0.019357 | 0.019357 | 0.019357 | 0.019357 | 0.019357 | 0.46737 | 0.47 | 0.47475 | 0.476 | 0.4735 | 0.47525 | 0.48163 | 0.487 | 0.48187 | 0.48187 | 0.48187 | 0.48187 | 0.48187 | 0.48187 | 0.48187 | 0.48187 | 0.48187 | 0.48187 | 0.48187 | 0.48187 | 3809.707 | 11895.9324 | 0.00063218 | 57366.9206 | 32505.3742 | 200.8826 | 629.2474 | 15705.6394 | 830.13 | 14875.5095 | -17629.8647 | FALSE
| 60733632 | TRG014 | TRG | 22KV | 477.23 | 7 | 45911.034 | 12.5% | Three phase | 97.13 | 0.0027287 | 0.0029528 | 0.0031964 | 0.0034613 | 0.0037493 | 0.0040625 | 0.0044032 | 0.0047738 | 0.0051771 | 0.0056161 | 0.0060938 | 0.0066139 | 0.0071801 | 0.0077967 | 0.0084683 | 0.0091997 | 0.0099966 | 0.010865 | 0.011811 | 0.012842 | 0.46737 | 0.47 | 0.47475 | 0.476 | 0.4735 | 0.47525 | 0.48163 | 0.487 | 0.48187 | 0.48187 | 0.48187 | 0.48187 | 0.48187 | 0.48187 | 0.48187 | 0.48187 | 0.48187 | 0.48187 | 0.48187 | 0.48187 | 1905.5748 | 4807.5407 | 0.00051081 | 46353.3499 | 26264.8399 | 162.3162 | 410.8285 | 6713.1155 | 573.1447 | 6139.9708 | -20124.8691 | FALSE
| 60733633 | TRG014 | TRG | 22KV | 1258.56 | 7 | 45911.034 | 12.5% | Three phase | 97.13 | 0.011519 | 0.01228 | 0.013095 | 0.013965 | 0.014896 | 0.015892 | 0.016957 | 0.018097 | 0.019316 | 0.02062 | 0.022015 | 0.023509 | 0.025107 | 0.026817 | 0.028648 | 0.030607 | 0.032705 | 0.034951 | 0.037356 | 0.03993 | 0.46737 | 0.47 | 0.47475 | 0.476 | 0.4735 | 0.47525 | 0.48163 | 0.487 | 0.48187 | 0.48187 | 0.48187 | 0.48187 | 0.48187 | 0.48187 | 0.48187 | 0.48187 | 0.48187 | 0.48187 | 0.48187 | 0.48187 | 6780.4426 | 45137.4648 | 0.0013471 | 122243.9328 | 69266.1335 | 428.0635 | 2857.281 | 51917.9074 | 3285.3444 | 48632.563 | -20633.5705 | FALSE
| 60733640 | TRG014 | TRG | 22KV | 111.33 | 7 | 45911.034 | 12.5% | Single phase | 44.74 | 0.00093033 | 0.0010073 | 0.0010909 | 0.0011817 | 0.0012805 | 0.0013879 | 0.0015047 | 0.0016317 | 0.0017699 | 0.0019202 | 0.0020837 | 0.0022617 | 0.0024553 | 0.0026661 | 0.0028956 | 0.0031454 | 0.0034174 | 0.0036488 | 0.0036488 | 0.0036488 | 0.46737 | 0.47 | 0.47475 | 0.476 | 0.4735 | 0.47525 | 0.48163 | 0.487 | 0.48187 | 0.48187 | 0.48187 | 0.48187 | 0.48187 | 0.48187 | 0.48187 | 0.48187 | 0.48187 | 0.48187 | 0.48187 | 0.48187 | 637.5487 | 172.849 | 0.00011916 | 4980.9042 | 2822.2912 | 37.8657 | 10.2985 | 810.3976 | 48.1642 | 762.2334 | -2060.0578 | FALSE
| 60733655 | TRG013 | TRG | 22KV | 2017.03 | 22 | 45911.034 | 4.348% | Single phase | 44.74 | 0.019269 | 0.021414 | 0.02381 | 0.026486 | 0.029475 | 0.032815 | 0.036548 | 0.040722 | 0.045388 | 0.050608 | 0.056446 | 0.062979 | 0.066108 | 0.066108 | 0.066108 | 0.066108 | 0.066108 | 0.066108 | 0.066108 | 0.066108 | 0.24709 | 0.24948 | 0.25357 | 0.25513 | 0.25457 | 0.25652 | 0.26109 | 0.26526 | 0.26283 | 0.26283 | 0.26283 | 0.26283 | 0.26283 | 0.26283 | 0.26283 | 0.26283 | 0.26283 | 0.26283 | 0.26283 | 0.26283 | 7852.81 | 71012.3815 | 0.002159 | 90241.9222 | 51133.0819 | 371.1979 | 3380.4336 | 78865.1915 | 3751.6315 | 75113.56 | 23980.4781 | TRUE
| 60733661 | TRG013 | TRG | 22KV | 138.32 | 22 | 45911.034 | 4.348% | Covered | 390 | 0.0011723 | 0.0013028 | 0.0014485 | 0.0016113 | 0.0017932 | 0.0019965 | 0.0022238 | 0.002478 | 0.0027623 | 0.0030804 | 0.0034363 | 0.0038347 | 0.0042806 | 0.0045334 | 0.0045334 | 0.0045334 | 0.0045334 | 0.0045334 | 0.0045334 | 0.0045334 | 0.24709 | 0.24948 | 0.25357 | 0.25513 | 0.25457 | 0.25652 | 0.26109 | 0.26526 | 0.26283 | 0.26283 | 0.26283 | 0.26283 | 0.26283 | 0.26283 | 0.26283 | 0.26283 | 0.26283 | 0.26283 | 0.26283 | 0.26283 | 504.4038 | 2725.552 | 0.00014805 | 53944.8 | 30566.3245 | 25.4553 | 138.5754 | 3229.9557 | 164.0307 | 3065.925 | -27500.3995 | FALSE
| 60733681 | TRG014 | TRG | 22KV | 255.46 | 7 | 45911.034 | 12.5% | Three phase | 97.13 | 0.0018064 | 0.0019855 | 0.0021832 | 0.0024016 | 0.002643 | 0.0029098 | 0.0032046 | 0.0035307 | 0.0038912 | 0.0042901 | 0.0047313 | 0.0052196 | 0.00576 | 0.0063581 | 0.0070204 | 0.0077537 | 0.0083726 | 0.0083726 | 0.0083726 | 0.0083726 | 0.46737 | 0.47 | 0.47475 | 0.476 | 0.4735 | 0.47525 | 0.48163 | 0.487 | 0.48187 | 0.48187 | 0.48187 | 0.48187 | 0.48187 | 0.48187 | 0.48187 | 0.48187 | 0.48187 | 0.48187 | 0.48187 | 0.48187 | 1437.2278 | 1940.2976 | 0.00027344 | 24812.8298 | 14059.5017 | 86.8875 | 117.7202 | 3377.5254 | 204.6076 | 3172.9177 | -10886.584 | FALSE
| 60733690 | TRG014 | TRG | 22KV | 456.97 | 7 | 45911.034 | 12.5% | Three phase | 97.13 | 0.0042653 | 0.0046432 | 0.0050561 | 0.0055074 | 0.0060006 | 0.0065399 | 0.0071296 | 0.0077746 | 0.00848 | 0.0092516 | 0.010096 | 0.01102 | 0.012031 | 0.013138 | 0.014349 | 0.014977 | 0.014977 | 0.014977 | 0.014977 | 0.014977 | 0.46737 | 0.47 | 0.47475 | 0.476 | 0.4735 | 0.47525 | 0.48163 | 0.487 | 0.48187 | 0.48187 | 0.48187 | 0.48187 | 0.48187 | 0.48187 | 0.48187 | 0.48187 | 0.48187 | 0.48187 | 0.48187 | 0.48187 | 2947.6174 | 7121.2719 | 0.00048913 | 44385.4961 | 25149.8101 | 155.4254 | 376.6869 | 10068.8894 | 532.1122 | 9536.7771 | -15613.033 | FALSE
| 60733693 | TRG014 | TRG | 22KV | 381.17 | 7 | 45911.034 | 12.5% | Three phase | 97.13 | 0.0035578 | 0.003873 | 0.0042174 | 0.0045938 | 0.0050053 | 0.0054551 | 0.005947 | 0.0064849 | 0.0070733 | 0.007717 | 0.0084213 | 0.0091919 | 0.010035 | 0.010958 | 0.011969 | 0.012493 | 0.012493 | 0.012493 | 0.012493 | 0.012493 | 0.46737 | 0.47 | 0.47475 | 0.476 | 0.4735 | 0.47525 | 0.48163 | 0.487 | 0.48187 | 0.48187 | 0.48187 | 0.48187 | 0.48187 | 0.48187 | 0.48187 | 0.48187 | 0.48187 | 0.48187 | 0.48187 | 0.48187 | 2458.6807 | 4954.7257 | 0.00040799 | 37023.0421 | 20978.0798 | 129.6442 | 262.0852 | 7413.4064 | 391.7294 | 7021.6771 | -13956.4027 | FALSE
| 60733700 | TRG013 | TRG | 22KV | 218.17 | 22 | 45911.034 | 4.348% | Single phase | 44.74 | 0.0027037 | 0.0029101 | 0.0031329 | 0.0033734 | 0.0036331 | 0.0039135 | 0.0042163 | 0.0045434 | 0.0048967 | 0.0052783 | 0.0056906 | 0.0061361 | 0.0066175 | 0.0071377 | 0.0071505 | 0.0071505 | 0.0071505 | 0.0071505 | 0.0071505 | 0.0071505 | 0.24709 | 0.24948 | 0.25357 | 0.25513 | 0.25457 | 0.25652 | 0.26109 | 0.26526 | 0.26283 | 0.26283 | 0.26283 | 0.26283 | 0.26283 | 0.26283 | 0.26283 | 0.26283 | 0.26283 | 0.26283 | 0.26283 | 0.26283 | 870.7481 | 852.8949 | 0.00023352 | 9760.9258 | 5530.7578 | 40.1502 | 39.5492 | 1723.643 | 79.6994 | 1643.9435 | -3886.8143 | FALSE
| 60733706 | TRG013 | TRG | 22KV | 299.07 | 22 | 45911.034 | 4.348% | Single phase | 44.74 | 0.0037177 | 0.0040139 | 0.0043347 | 0.0046821 | 0.0050584 | 0.0054661 | 0.0059077 | 0.0063863 | 0.0069049 | 0.007467 | 0.0080763 | 0.0087367 | 0.0094528 | 0.0098019 | 0.0098019 | 0.0098019 | 0.0098019 | 0.0098019 | 0.0098019 | 0.0098019 | 0.24709 | 0.24948 | 0.25357 | 0.25513 | 0.25457 | 0.25652 | 0.26109 | 0.26526 | 0.26283 | 0.26283 | 0.26283 | 0.26283 | 0.26283 | 0.26283 | 0.26283 | 0.26283 | 0.26283 | 0.26283 | 0.26283 | 0.26283 | 1211.3793 | 1626.4456 | 0.00032011 | 13380.3918 | 7581.6278 | 55.0384 | 74.3179 | 2837.825 | 129.3563 | 2708.4687 | -4873.1592 | FALSE
| 60733709 | TRG013 | TRG | 22KV | 266.41 | 22 | 45911.034 | 4.348% | Covered | 390 | 0.0018769 | 0.0020322 | 0.0022011 | 0.0023847 | 0.0025843 | 0.0028015 | 0.0030377 | 0.0032948 | 0.0035745 | 0.0038789 | 0.0042103 | 0.004571 | 0.0049638 | 0.0053916 | 0.0058574 | 0.0063649 | 0.0069177 | 0.0075199 | 0.0081762 | 0.0087315 | 0.24709 | 0.24948 | 0.25357 | 0.25513 | 0.25457 | 0.25652 | 0.26109 | 0.26526 | 0.26283 | 0.26283 | 0.26283 | 0.26283 | 0.26283 | 0.26283 | 0.26283 | 0.26283 | 0.26283 | 0.26283 | 0.26283 | 0.26283 | 714.0211 | 7434.9743 | 0.00028516 | 103899.9 | 58871.9961 | 49.0279 | 514.0642 | 8148.9954 | 563.0922 | 7585.9033 | -51286.0929 | FALSE
| 60733710 | TRG013 | TRG | 22KV | 279.36 | 22 | 45911.034 | 4.348% | Single phase | 44.74 | 0.0034836 | 0.0037612 | 0.004062 | 0.0043877 | 0.0047405 | 0.0051227 | 0.0055368 | 0.0059856 | 0.0064719 | 0.006999 | 0.0075704 | 0.0081897 | 0.0088613 | 0.009156 | 0.009156 | 0.009156 | 0.009156 | 0.009156 | 0.009156 | 0.009156 | 0.24709 | 0.24948 | 0.25357 | 0.25513 | 0.25457 | 0.25652 | 0.26109 | 0.26526 | 0.26283 | 0.26283 | 0.26283 | 0.26283 | 0.26283 | 0.26283 | 0.26283 | 0.26283 | 0.26283 | 0.26283 | 0.26283 | 0.26283 | 1133.8744 | 1422.0671 | 0.00029902 | 12498.5664 | 7081.9659 | 51.4112 | 64.8449 | 2555.9415 | 116.2561 | 2439.6854 | -4642.2806 | FALSE
| 60733711 | TRG013 | TRG | 22KV | 450.31 | 22 | 45911.034 | 4.348% | Three phase | 97.13 | 0.0056668 | 0.0061469 | 0.0066692 | 0.0072377 | 0.0078564 | 0.0085299 | 0.0092632 | 0.010062 | 0.010931 | 0.011878 | 0.01291 | 0.014034 | 0.014759 | 0.014759 | 0.014759 | 0.014759 | 0.014759 | 0.014759 | 0.014759 | 0.014759 | 0.24709 | 0.24948 | 0.25357 | 0.25513 | 0.25457 | 0.25652 | 0.26109 | 0.26526 | 0.26283 | 0.26283 | 0.26283 | 0.26283 | 0.26283 | 0.26283 | 0.26283 | 0.26283 | 0.26283 | 0.26283 | 0.26283 | 0.26283 | 1870.2943 | 8208.2746 | 0.000482 | 43738.6103 | 24783.2702 | 82.8714 | 365.787 | 10078.5688 | 448.6584 | 9629.9104 | -15153.3598 | FALSE
| 60733719 | TRG013 | TRG | 22KV | 505.08 | 22 | 45911.034 | 4.348% | Three phase | 97.13 | 0.0063561 | 0.0068945 | 0.0074804 | 0.008118 | 0.0088119 | 0.0095674 | 0.01039 | 0.011286 | 0.012261 | 0.013323 | 0.01448 | 0.015741 | 0.016554 | 0.016554 | 0.016554 | 0.016554 | 0.016554 | 0.016554 | 0.016554 | 0.016554 | 0.24709 | 0.24948 | 0.25357 | 0.25513 | 0.25457 | 0.25652 | 0.26109 | 0.26526 | 0.26283 | 0.26283 | 0.26283 | 0.26283 | 0.26283 | 0.26283 | 0.26283 | 0.26283 | 0.26283 | 0.26283 | 0.26283 | 0.26283 | 2097.7732 | 10326.4022 | 0.00054062 | 49058.4204 | 27797.593 | 92.9508 | 460.1776 | 12424.1754 | 553.1284 | 11871.0469 | -15926.5461 | FALSE
| 60733752 | TRG013 | TRG | 22KV | 430.39 | 22 | 45911.034 | 4.348% | Three phase | 97.13 | 0.0056116 | 0.0061969 | 0.0068458 | 0.0075651 | 0.0083629 | 0.0092478 | 0.010229 | 0.011319 | 0.012527 | 0.013869 | 0.014106 | 0.014106 | 0.014106 | 0.014106 | 0.014106 | 0.014106 | 0.014106 | 0.014106 | 0.014106 | 0.014106 | 0.24709 | 0.24948 | 0.25357 | 0.25513 | 0.25457 | 0.25652 | 0.26109 | 0.26526 | 0.26283 | 0.26283 | 0.26283 | 0.26283 | 0.26283 | 0.26283 | 0.26283 | 0.26283 | 0.26283 | 0.26283 | 0.26283 | 0.26283 | 1914.5477 | 8031.0215 | 0.00046068 | 41803.7807 | 23686.9527 | 79.2055 | 334.1408 | 9945.5692 | 413.3463 | 9532.223 | -14154.7297 | FALSE
| 60733756 | TRG013 | TRG | 22KV | 263.94 | 22 | 45911.034 | 4.348% | Three phase | 97.13 | 0.0025622 | 0.0028261 | 0.0031186 | 0.0034426 | 0.0038017 | 0.0041997 | 0.0046411 | 0.0051305 | 0.0056734 | 0.0062757 | 0.0069439 | 0.0076855 | 0.0085087 | 0.0086506 | 0.0086506 | 0.0086506 | 0.0086506 | 0.0086506 | 0.0086506 | 0.0086506 | 0.24709 | 0.24948 | 0.25357 | 0.25513 | 0.25457 | 0.25652 | 0.26109 | 0.26526 | 0.26283 | 0.26283 | 0.26283 | 0.26283 | 0.26283 | 0.26283 | 0.26283 | 0.26283 | 0.26283 | 0.26283 | 0.26283 | 0.26283 | 1008.6364 | 2591.5378 | 0.00028251 | 25636.4922 | 14526.2071 | 48.5734 | 125.6653 | 3600.1742 | 174.2387 | 3425.9354 | -11100.2717 | FALSE
| 60733762 | TRG013 | TRG | 22KV | 243.13 | 22 | 45911.034 | 4.348% | Single phase | 44.74 | 0.0030384 | 0.0032842 | 0.0035508 | 0.0038398 | 0.0041532 | 0.0044931 | 0.0048618 | 0.0052618 | 0.0056959 | 0.0061668 | 0.0066779 | 0.0072326 | 0.0078347 | 0.0079685 | 0.0079685 | 0.0079685 | 0.0079685 | 0.0079685 | 0.0079685 | 0.0079685 | 0.24709 | 0.24948 | 0.25357 | 0.25513 | 0.25457 | 0.25652 | 0.26109 | 0.26526 | 0.26283 | 0.26283 | 0.26283 | 0.26283 | 0.26283 | 0.26283 | 0.26283 | 0.26283 | 0.26283 | 0.26283 | 0.26283 | 0.26283 | 992.7157 | 1083.5483 | 0.00026024 | 10877.6362 | 6163.5108 | 44.7437 | 49.1162 | 2076.264 | 93.8599 | 1982.4042 | -4181.1066 | FALSE
| 60733765 | TRG013 | TRG | 22KV | 324.26 | 22 | 45911.034 | 4.348% | Covered | 390 | 0.0041715 | 0.0045754 | 0.0050201 | 0.0055096 | 0.0060487 | 0.0066423 | 0.0072963 | 0.0080167 | 0.0088105 | 0.0096853 | 0.010628 | 0.010628 | 0.010628 | 0.010628 | 0.010628 | 0.010628 | 0.010628 | 0.010628 | 0.010628 | 0.010628 | 0.24709 | 0.24948 | 0.25357 | 0.25513 | 0.25457 | 0.25652 | 0.26109 | 0.26526 | 0.26283 | 0.26283 | 0.26283 | 0.26283 | 0.26283 | 0.26283 | 0.26283 | 0.26283 | 0.26283 | 0.26283 | 0.26283 | 0.26283 | 1410.6169 | 17899.336 | 0.00034708 | 126461.4 | 71655.8443 | 59.6742 | 761.5582 | 19309.9529 | 821.2324 | 18488.7205 | -53167.1237 | FALSE
| 60733774 | TRG013 | TRG | 22KV | 26.27 | 22 | 45911.034 | 4.348% | Three phase | 97.13 | 0.00025308 | 0.00027682 | 0.00030289 | 0.00033152 | 0.00036298 | 0.00039754 | 0.00043552 | 0.00047727 | 0.00052316 | 0.00057362 | 0.0006291 | 0.00069012 | 0.00075725 | 0.00083109 | 0.00086099 | 0.00086099 | 0.00086099 | 0.00086099 | 0.00086099 | 0.00086099 | 0.24709 | 0.24948 | 0.25357 | 0.25513 | 0.25457 | 0.25652 | 0.26109 | 0.26526 | 0.26283 | 0.26283 | 0.26283 | 0.26283 | 0.26283 | 0.26283 | 0.26283 | 0.26283 | 0.26283 | 0.26283 | 0.26283 | 0.26283 | 96.3259 | 24.6364 | 2.8119e-05 | 2551.6051 | 1445.7962 | 4.8345 | 1.2449 | 120.9623 | 6.0794 | 114.8829 | -1330.9133 | FALSE
| 60733779 | TRG013 | TRG | 22KV | 1547.11 | 22 | 45911.034 | 4.348% | Three phase | 97.13 | 0.008846 | 0.0095726 | 0.010362 | 0.011221 | 0.012155 | 0.01317 | 0.014274 | 0.015476 | 0.016784 | 0.018206 | 0.019755 | 0.021441 | 0.023277 | 0.025276 | 0.027453 | 0.029824 | 0.032407 | 0.035222 | 0.038289 | 0.041631 | 0.24709 | 0.24948 | 0.25357 | 0.25513 | 0.25457 | 0.25652 | 0.26109 | 0.26526 | 0.26283 | 0.26283 | 0.26283 | 0.26283 | 0.26283 | 0.26283 | 0.26283 | 0.26283 | 0.26283 | 0.26283 | 0.26283 | 0.26283 | 3354.8664 | 50525.4145 | 0.001656 | 150270.7943 | 85146.7771 | 284.7176 | 4317.6505 | 53880.2809 | 4602.3682 | 49277.9128 | -35868.8643 | FALSE
| 60733783 | TRG013 | TRG | 22KV | 1546.25 | 22 | 45911.034 | 4.348% | Three phase | 97.13 | 0.011185 | 0.01242 | 0.013799 | 0.015338 | 0.017058 | 0.018979 | 0.021126 | 0.023525 | 0.026209 | 0.02921 | 0.032566 | 0.036322 | 0.040526 | 0.04523 | 0.050498 | 0.050678 | 0.050678 | 0.050678 | 0.050678 | 0.050678 | 0.24709 | 0.24948 | 0.25357 | 0.25513 | 0.25457 | 0.25652 | 0.26109 | 0.26526 | 0.26283 | 0.26283 | 0.26283 | 0.26283 | 0.26283 | 0.26283 | 0.26283 | 0.26283 | 0.26283 | 0.26283 | 0.26283 | 0.26283 | 5113.0255 | 76886.4338 | 0.0016551 | 150187.2625 | 85099.4461 | 284.5594 | 4312.8517 | 81999.4592 | 4597.4111 | 77402.0482 | -7697.3979 | FALSE
| 60733785 | TRG013 | TRG | 22KV | 15.26 | 22 | 45911.034 | 4.348% | Three phase | 97.13 | 0.00012431 | 0.00013805 | 0.00015338 | 0.00017049 | 0.0001896 | 0.00021095 | 0.0002348 | 0.00026145 | 0.00029124 | 0.00032455 | 0.00036179 | 0.00040345 | 0.00045006 | 0.00050014 | 0.00050014 | 0.00050014 | 0.00050014 | 0.00050014 | 0.00050014 | 0.00050014 | 0.24709 | 0.24948 | 0.25357 | 0.25513 | 0.25457 | 0.25652 | 0.26109 | 0.26526 | 0.26283 | 0.26283 | 0.26283 | 0.26283 | 0.26283 | 0.26283 | 0.26283 | 0.26283 | 0.26283 | 0.26283 | 0.26283 | 0.26283 | 54.266 | 8.0559 | 1.6334e-05 | 1482.2038 | 839.8497 | 2.8083 | 0.42006 | 62.3219 | 3.2284 | 59.0935 | -780.7562 | FALSE
| 60733786 | TRG013 | TRG | 22KV | 939.12 | 22 | 45911.034 | 4.348% | Three phase | 97.13 | 0.01249 | 0.013931 | 0.015546 | 0.017355 | 0.019382 | 0.021655 | 0.024202 | 0.027059 | 0.030263 | 0.030779 | 0.030779 | 0.030779 | 0.030779 | 0.030779 | 0.030779 | 0.030779 | 0.030779 | 0.030779 | 0.030779 | 0.030779 | 0.24709 | 0.24948 | 0.25357 | 0.25513 | 0.25457 | 0.25652 | 0.26109 | 0.26526 | 0.26283 | 0.26283 | 0.26283 | 0.26283 | 0.26283 | 0.26283 | 0.26283 | 0.26283 | 0.26283 | 0.26283 | 0.26283 | 0.26283 | 4296.9327 | 39334.1729 | 0.0010052 | 91216.7256 | 51685.4272 | 172.8281 | 1590.9161 | 43631.1055 | 1763.7442 | 41867.3614 | -9818.0658 | FALSE
| 60733796 | TRG013 | TRG | 22KV | 497.08 | 22 | 45911.034 | 4.348% | Single phase | 44.74 | 0.0025882 | 0.0028003 | 0.003031 | 0.0032817 | 0.0035544 | 0.003851 | 0.0041736 | 0.0045246 | 0.0049066 | 0.0053223 | 0.0057749 | 0.0062676 | 0.0068042 | 0.0073885 | 0.008025 | 0.0087184 | 0.0094738 | 0.010297 | 0.011194 | 0.012172 | 0.24709 | 0.24948 | 0.25357 | 0.25513 | 0.25457 | 0.25652 | 0.26109 | 0.26526 | 0.26283 | 0.26283 | 0.26283 | 0.26283 | 0.26283 | 0.26283 | 0.26283 | 0.26283 | 0.26283 | 0.26283 | 0.26283 | 0.26283 | 980.8556 | 2186.1953 | 0.00053206 | 22239.3592 | 12601.316 | 91.4786 | 205.3054 | 3167.051 | 296.7839 | 2870.267 | -9731.0489 | FALSE
| 60733797 | TRG013 | TRG | 22KV | 1051.4 | 22 | 45911.034 | 4.348% | Three phase | 97.13 | 0.0072607 | 0.0078592 | 0.0085097 | 0.0092168 | 0.0099856 | 0.010822 | 0.011731 | 0.01272 | 0.013796 | 0.014966 | 0.01624 | 0.017627 | 0.019136 | 0.020779 | 0.022569 | 0.024517 | 0.026639 | 0.02895 | 0.031468 | 0.03421 | 0.24709 | 0.24948 | 0.25357 | 0.25513 | 0.25457 | 0.25652 | 0.26109 | 0.26526 | 0.26283 | 0.26283 | 0.26283 | 0.26283 | 0.26283 | 0.26283 | 0.26283 | 0.26283 | 0.26283 | 0.26283 | 0.26283 | 0.26283 | 2757.1639 | 28218.9822 | 0.0011254 | 102122.482 | 57864.8715 | 193.4912 | 1994.073 | 30976.1461 | 2187.5641 | 28788.582 | -29076.2896 | FALSE
| 60733810 | TRG013 | TRG | 22KV | 161.73 | 22 | 45911.034 | 4.348% | Single phase | 44.74 | 0.0013707 | 0.0015232 | 0.0016936 | 0.001884 | 0.0020967 | 0.0023344 | 0.0026002 | 0.0028974 | 0.0032298 | 0.0036017 | 0.0040179 | 0.0044837 | 0.0050051 | 0.0053007 | 0.0053007 | 0.0053007 | 0.0053007 | 0.0053007 | 0.0053007 | 0.0053007 | 0.24709 | 0.24948 | 0.25357 | 0.25513 | 0.25457 | 0.25652 | 0.26109 | 0.26526 | 0.26283 | 0.26283 | 0.26283 | 0.26283 | 0.26283 | 0.26283 | 0.26283 | 0.26283 | 0.26283 | 0.26283 | 0.26283 | 0.26283 | 589.7717 | 427.4615 | 0.00017311 | 7235.8002 | 4099.9655 | 29.7635 | 21.7335 | 1017.2332 | 51.4969 | 965.7363 | -3134.2292 | FALSE
| 60733819 | TRG013 | TRG | 22KV | 303.04 | 22 | 45911.034 | 4.348% | Three phase | 97.13 | 0.0037708 | 0.004067 | 0.0043875 | 0.0047341 | 0.0051092 | 0.0055151 | 0.0059544 | 0.0064299 | 0.0069447 | 0.0075019 | 0.0081053 | 0.0087586 | 0.0094661 | 0.0099321 | 0.0099321 | 0.0099321 | 0.0099321 | 0.0099321 | 0.0099321 | 0.0099321 | 0.24709 | 0.24948 | 0.25357 | 0.25513 | 0.25457 | 0.25652 | 0.26109 | 0.26526 | 0.26283 | 0.26283 | 0.26283 | 0.26283 | 0.26283 | 0.26283 | 0.26283 | 0.26283 | 0.26283 | 0.26283 | 0.26283 | 0.26283 | 1222.9296 | 3612.0647 | 0.00032436 | 29434.2752 | 16678.1155 | 55.769 | 165.6552 | 4834.9944 | 221.4242 | 4613.5701 | -12064.5454 | FALSE
| 60733833 | TRG013 | TRG | 22KV | 290.9 | 22 | 45911.034 | 4.348% | Single phase | 44.74 | 0.0015146 | 0.0016388 | 0.0017738 | 0.0019205 | 0.0020801 | 0.0022536 | 0.0024425 | 0.0026479 | 0.0028714 | 0.0031147 | 0.0033796 | 0.0036679 | 0.0039819 | 0.0043239 | 0.0046964 | 0.0051021 | 0.0055442 | 0.006026 | 0.006551 | 0.0071233 | 0.24709 | 0.24948 | 0.25357 | 0.25513 | 0.25457 | 0.25652 | 0.26109 | 0.26526 | 0.26283 | 0.26283 | 0.26283 | 0.26283 | 0.26283 | 0.26283 | 0.26283 | 0.26283 | 0.26283 | 0.26283 | 0.26283 | 0.26283 | 574.014 | 748.7276 | 0.00031137 | 13014.866 | 7374.5128 | 53.5349 | 70.3129 | 1322.7416 | 123.8478 | 1198.8938 | -6175.619 | FALSE
| 60733836 | TRG013 | TRG | 22KV | 415.16 | 22 | 45911.034 | 4.348% | Single phase | 44.74 | 0.0051659 | 0.0055718 | 0.0060107 | 0.0064857 | 0.0069996 | 0.0075557 | 0.0081575 | 0.0088089 | 0.0095141 | 0.010278 | 0.011104 | 0.011999 | 0.012968 | 0.013607 | 0.013607 | 0.013607 | 0.013607 | 0.013607 | 0.013607 | 0.013607 | 0.24709 | 0.24948 | 0.25357 | 0.25513 | 0.25457 | 0.25652 | 0.26109 | 0.26526 | 0.26283 | 0.26283 | 0.26283 | 0.26283 | 0.26283 | 0.26283 | 0.26283 | 0.26283 | 0.26283 | 0.26283 | 0.26283 | 0.26283 | 1675.3942 | 3122.6924 | 0.00044437 | 18574.2584 | 10524.5883 | 76.4027 | 143.2118 | 4798.0866 | 219.6145 | 4578.4722 | -5946.1161 | FALSE
| 60733847 | TRG013 | TRG | 22KV | 862.9 | 22 | 45911.034 | 4.348% | Single phase | 44.74 | 0.011034 | 0.012065 | 0.013197 | 0.01444 | 0.015803 | 0.0173 | 0.018944 | 0.020748 | 0.022731 | 0.024908 | 0.0273 | 0.028281 | 0.028281 | 0.028281 | 0.028281 | 0.028281 | 0.028281 | 0.028281 | 0.028281 | 0.028281 | 0.24709 | 0.24948 | 0.25357 | 0.25513 | 0.25457 | 0.25652 | 0.26109 | 0.26526 | 0.26283 | 0.26283 | 0.26283 | 0.26283 | 0.26283 | 0.26283 | 0.26283 | 0.26283 | 0.26283 | 0.26283 | 0.26283 | 0.26283 | 3708.9942 | 14367.5117 | 0.00092362 | 38606.146 | 21875.1017 | 158.8011 | 618.6836 | 18076.5059 | 777.4848 | 17299.0211 | -4576.0805 | FALSE
| 60733848 | TRG013 | TRG | 22KV | 1240.05 | 22 | 45911.034 | 4.348% | Three phase | 97.13 | 0.0085635 | 0.0092694 | 0.010037 | 0.010871 | 0.011777 | 0.012763 | 0.013836 | 0.015002 | 0.016271 | 0.017652 | 0.019154 | 0.02079 | 0.02257 | 0.024508 | 0.026618 | 0.028916 | 0.031418 | 0.034144 | 0.037114 | 0.040349 | 0.24709 | 0.24948 | 0.25357 | 0.25513 | 0.25457 | 0.25652 | 0.26109 | 0.26526 | 0.26283 | 0.26283 | 0.26283 | 0.26283 | 0.26283 | 0.26283 | 0.26283 | 0.26283 | 0.26283 | 0.26283 | 0.26283 | 0.26283 | 3251.8747 | 39253.9887 | 0.0013273 | 120446.0565 | 68247.4167 | 228.2088 | 2773.8533 | 42505.8635 | 3002.0621 | 39503.8014 | -28743.6154 | FALSE
| 60733857 | TRG013 | TRG | 22KV | 1823.14 | 22 | 45911.034 | 4.348% | Single phase | 44.74 | 0.022734 | 0.024546 | 0.026509 | 0.028634 | 0.030937 | 0.033431 | 0.036134 | 0.039063 | 0.042237 | 0.045676 | 0.049405 | 0.053447 | 0.05783 | 0.059753 | 0.059753 | 0.059753 | 0.059753 | 0.059753 | 0.059753 | 0.059753 | 0.24709 | 0.24948 | 0.25357 | 0.25513 | 0.25457 | 0.25652 | 0.26109 | 0.26526 | 0.26283 | 0.26283 | 0.26283 | 0.26283 | 0.26283 | 0.26283 | 0.26283 | 0.26283 | 0.26283 | 0.26283 | 0.26283 | 0.26283 | 7399.813 | 60566.389 | 0.0019514 | 81567.2836 | 46217.8386 | 335.516 | 2761.7714 | 67966.202 | 3097.2874 | 64868.9146 | 18651.0761 | TRUE
| 60733892 | TRG013 | TRG | 22KV | 515.79 | 22 | 45911.034 | 4.348% | Covered | 390 | 0.0064604 | 0.006991 | 0.007567 | 0.0081923 | 0.0088712 | 0.0096084 | 0.010409 | 0.011279 | 0.012223 | 0.01325 | 0.014365 | 0.015576 | 0.016893 | 0.016905 | 0.016905 | 0.016905 | 0.016905 | 0.016905 | 0.016905 | 0.016905 | 0.24709 | 0.24948 | 0.25357 | 0.25513 | 0.25457 | 0.25652 | 0.26109 | 0.26526 | 0.26283 | 0.26283 | 0.26283 | 0.26283 | 0.26283 | 0.26283 | 0.26283 | 0.26283 | 0.26283 | 0.26283 | 0.26283 | 0.26283 | 2119.0232 | 42771.6264 | 0.00055208 | 201158.1 | 113980.6572 | 94.9218 | 1926.9132 | 44890.6496 | 2021.835 | 42868.8145 | -71111.8427 | FALSE
| 60733902 | TRG013 | TRG | 22KV | 61.32 | 22 | 45911.034 | 4.348% | Three phase | 97.13 | 0.00058304 | 0.00064065 | 0.00070423 | 0.0007744 | 0.00085185 | 0.00093737 | 0.0010318 | 0.0011361 | 0.0012513 | 0.0013787 | 0.0015194 | 0.0016749 | 0.0018468 | 0.0020097 | 0.0020097 | 0.0020097 | 0.0020097 | 0.0020097 | 0.0020097 | 0.0020097 | 0.24709 | 0.24948 | 0.25357 | 0.25513 | 0.25457 | 0.25652 | 0.26109 | 0.26526 | 0.26283 | 0.26283 | 0.26283 | 0.26283 | 0.26283 | 0.26283 | 0.26283 | 0.26283 | 0.26283 | 0.26283 | 0.26283 | 0.26283 | 227.8835 | 136.0287 | 6.5635e-05 | 5956.0116 | 3374.8088 | 11.2848 | 6.7828 | 363.9123 | 18.0676 | 345.8447 | -3028.9641 | FALSE
| 60733922 | TRG013 | TRG | 22KV | 149.2 | 22 | 45911.034 | 4.348% | Single phase | 44.74 | 0.00077684 | 0.00084053 | 0.00090975 | 0.00098502 | 0.0010669 | 0.0011559 | 0.0012527 | 0.0013581 | 0.0014727 | 0.0015975 | 0.0017334 | 0.0018812 | 0.0020423 | 0.0022177 | 0.0024087 | 0.0026168 | 0.0028436 | 0.0030907 | 0.00336 | 0.0036535 | 0.24709 | 0.24948 | 0.25357 | 0.25513 | 0.25457 | 0.25652 | 0.26109 | 0.26526 | 0.26283 | 0.26283 | 0.26283 | 0.26283 | 0.26283 | 0.26283 | 0.26283 | 0.26283 | 0.26283 | 0.26283 | 0.26283 | 0.26283 | 294.4067 | 196.9582 | 0.0001597 | 6675.208 | 3782.3214 | 27.4576 | 18.4963 | 491.3648 | 45.9539 | 445.411 | -3336.9105 | FALSE
| 60733926 | TRG013 | TRG | 22KV | 1568.23 | 22 | 45911.034 | 4.348% | Three phase | 97.13 | 0.019514 | 0.021047 | 0.022705 | 0.024499 | 0.02644 | 0.028541 | 0.030814 | 0.033275 | 0.035939 | 0.038822 | 0.041945 | 0.045326 | 0.048987 | 0.051398 | 0.051398 | 0.051398 | 0.051398 | 0.051398 | 0.051398 | 0.051398 | 0.24709 | 0.24948 | 0.25357 | 0.25513 | 0.25457 | 0.25652 | 0.26109 | 0.26526 | 0.26283 | 0.26283 | 0.26283 | 0.26283 | 0.26283 | 0.26283 | 0.26283 | 0.26283 | 0.26283 | 0.26283 | 0.26283 | 0.26283 | 6328.6526 | 96733.1047 | 0.0016786 | 152322.1799 | 86309.1378 | 288.6044 | 4436.3379 | 103061.7574 | 4724.9423 | 98336.8151 | 12027.6773 | TRUE
| 60733938 | TRG024 | TRG | 22KV | 1317.84 | 15 | 45911.034 | 6.25% | Three phase | 97.13 | 0.016803 | 0.018347 | 0.020039 | 0.021893 | 0.023925 | 0.026152 | 0.028594 | 0.031271 | 0.034207 | 0.037427 | 0.04096 | 0.043192 | 0.043192 | 0.043192 | 0.043192 | 0.043192 | 0.043192 | 0.043192 | 0.043192 | 0.043192 | 0.44681 | 0.45469 | 0.46713 | 0.47706 | 0.47956 | 0.4835 | 0.49631 | 0.51144 | 0.51269 | 0.51269 | 0.51269 | 0.51269 | 0.51269 | 0.51269 | 0.51269 | 0.51269 | 0.51269 | 0.51269 | 0.51269 | 0.51269 | 10839.6713 | 72337.2914 | 0.0014106 | 128001.7992 | 72528.6687 | 463.2423 | 3132.7842 | 83176.9627 | 3596.0265 | 79580.9363 | 7052.2675 | TRUE
| 60733939 | TRG024 | TRG | 22KV | 125.93 | 15 | 45911.034 | 6.25% | Single phase | 44.74 | 0.00072004 | 0.00077918 | 0.00084347 | 0.00091336 | 0.00098935 | 0.001072 | 0.0011619 | 0.0012597 | 0.0013661 | 0.0014819 | 0.001608 | 0.0017452 | 0.0018947 | 0.0020574 | 0.0022346 | 0.0024276 | 0.0026379 | 0.002867 | 0.0031166 | 0.0033886 | 0.44681 | 0.45469 | 0.46713 | 0.47706 | 0.47956 | 0.4835 | 0.49631 | 0.51144 | 0.51269 | 0.51269 | 0.51269 | 0.51269 | 0.51269 | 0.51269 | 0.51269 | 0.51269 | 0.51269 | 0.51269 | 0.51269 | 0.51269 | 526.5375 | 154.1944 | 0.00013479 | 5634.1082 | 3192.4111 | 44.2665 | 13.1767 | 680.7318 | 57.4431 | 623.2887 | -2569.1224 | FALSE
| 60733943 | TRG024 | TRG | 22KV | 475.49 | 15 | 45911.034 | 6.25% | Single phase | 44.74 | 0.0059695 | 0.0064673 | 0.0070084 | 0.0075965 | 0.0082358 | 0.0089309 | 0.0096867 | 0.010509 | 0.011403 | 0.012375 | 0.013433 | 0.014584 | 0.015584 | 0.015584 | 0.015584 | 0.015584 | 0.015584 | 0.015584 | 0.015584 | 0.015584 | 0.44681 | 0.45469 | 0.46713 | 0.47706 | 0.47956 | 0.4835 | 0.49631 | 0.51144 | 0.51269 | 0.51269 | 0.51269 | 0.51269 | 0.51269 | 0.51269 | 0.51269 | 0.51269 | 0.51269 | 0.51269 | 0.51269 | 0.51269 | 3780.0241 | 4192.337 | 0.00050895 | 21273.4226 | 12053.9948 | 167.1425 | 187.8583 | 7972.3611 | 355.0008 | 7617.3603 | -4436.6345 | FALSE
| 60733946 | TRG024 | TRG | 22KV | 4066.61 | 15 | 45911.034 | 6.25% | Three phase | 97.13 | 0.039428 | 0.043266 | 0.047496 | 0.052156 | 0.057294 | 0.062958 | 0.069203 | 0.076092 | 0.08369 | 0.092073 | 0.10132 | 0.11153 | 0.1228 | 0.13328 | 0.13328 | 0.13328 | 0.13328 | 0.13328 | 0.13328 | 0.13328 | 0.44681 | 0.45469 | 0.46713 | 0.47706 | 0.47956 | 0.4835 | 0.49631 | 0.51144 | 0.51269 | 0.51269 | 0.51269 | 0.51269 | 0.51269 | 0.51269 | 0.51269 | 0.51269 | 0.51269 | 0.51269 | 0.51269 | 0.51269 | 29299.9994 | 601754.6422 | 0.0043528 | 394989.8293 | 223810.0297 | 1429.4799 | 29831.1607 | 631054.6416 | 31260.6406 | 599794.001 | 375983.9713 | TRUE
| 60733949 | TRG024 | TRG | 22KV | 170.03 | 15 | 45911.034 | 6.25% | Covered | 390 | 0.0021071 | 0.002268 | 0.0024416 | 0.002629 | 0.0028314 | 0.00305 | 0.003286 | 0.0035409 | 0.0038162 | 0.0041136 | 0.004435 | 0.0047821 | 0.0051573 | 0.0055627 | 0.0055727 | 0.0055727 | 0.0055727 | 0.0055727 | 0.0055727 | 0.0055727 | 0.44681 | 0.45469 | 0.46713 | 0.47706 | 0.47956 | 0.4835 | 0.49631 | 0.51144 | 0.51269 | 0.51269 | 0.51269 | 0.51269 | 0.51269 | 0.51269 | 0.51269 | 0.51269 | 0.51269 | 0.51269 | 0.51269 | 0.51269 | 1306.0435 | 4515.701 | 0.00018199 | 66311.7 | 37573.6853 | 59.7683 | 209.3955 | 5821.7445 | 269.1639 | 5552.5807 | -32021.1046 | FALSE
| 60733980 | TRG024 | TRG | 22KV | 260.53 | 15 | 45911.034 | 6.25% | Three phase | 97.13 | 0.0032286 | 0.0034751 | 0.0037412 | 0.0040284 | 0.0043385 | 0.0046733 | 0.005035 | 0.0054255 | 0.0058474 | 0.0063031 | 0.0067955 | 0.0073275 | 0.0079023 | 0.0085236 | 0.0085388 | 0.0085388 | 0.0085388 | 0.0085388 | 0.0085388 | 0.0085388 | 0.44681 | 0.45469 | 0.46713 | 0.47706 | 0.47956 | 0.4835 | 0.49631 | 0.51144 | 0.51269 | 0.51269 | 0.51269 | 0.51269 | 0.51269 | 0.51269 | 0.51269 | 0.51269 | 0.51269 | 0.51269 | 0.51269 | 0.51269 | 2001.1969 | 2640.4523 | 0.00027886 | 25305.2789 | 14338.5343 | 91.5806 | 122.4392 | 4641.6493 | 214.0198 | 4427.6295 | -9910.9048 | FALSE
| 60733994 | TRG024 | TRG | 22KV | 658.3 | 15 | 45911.034 | 6.25% | Three phase | 97.13 | 0.0039683 | 0.0043735 | 0.0048224 | 0.0053199 | 0.0058715 | 0.0064831 | 0.0071615 | 0.0079142 | 0.0087494 | 0.0096764 | 0.010706 | 0.011848 | 0.013118 | 0.014528 | 0.016094 | 0.017835 | 0.01977 | 0.021576 | 0.021576 | 0.021576 | 0.44681 | 0.45469 | 0.46713 | 0.47706 | 0.47956 | 0.4835 | 0.49631 | 0.51144 | 0.51269 | 0.51269 | 0.51269 | 0.51269 | 0.51269 | 0.51269 | 0.51269 | 0.51269 | 0.51269 | 0.51269 | 0.51269 | 0.51269 | 3512.6308 | 11643.7924 | 0.00070462 | 63940.679 | 36230.212 | 231.4032 | 781.7229 | 15156.4232 | 1013.1261 | 14143.2971 | -22086.9149 | FALSE
| 60734006 | TRG024 | TRG | 22KV | 628.61 | 15 | 45911.034 | 6.25% | Three phase | 97.13 | 0.0080868 | 0.0088699 | 0.0097319 | 0.010681 | 0.011726 | 0.012877 | 0.014145 | 0.015541 | 0.01708 | 0.018776 | 0.020603 | 0.020603 | 0.020603 | 0.020603 | 0.020603 | 0.020603 | 0.020603 | 0.020603 | 0.020603 | 0.020603 | 0.44681 | 0.45469 | 0.46713 | 0.47706 | 0.47956 | 0.4835 | 0.49631 | 0.51144 | 0.51269 | 0.51269 | 0.51269 | 0.51269 | 0.51269 | 0.51269 | 0.51269 | 0.51269 | 0.51269 | 0.51269 | 0.51269 | 0.51269 | 5262.7575 | 16753.3444 | 0.00067284 | 61056.8893 | 34596.1926 | 220.9667 | 712.8 | 22016.1018 | 933.7667 | 21082.3352 | -13513.8574 | FALSE
| 60734008 | TRG024 | TRG | 22KV | 335.73 | 15 | 45911.034 | 6.25% | Three phase | 97.13 | 0.0042687 | 0.0046545 | 0.0050765 | 0.0055383 | 0.0060436 | 0.0065968 | 0.0072023 | 0.0078652 | 0.0085911 | 0.0093861 | 0.010257 | 0.011003 | 0.011003 | 0.011003 | 0.011003 | 0.011003 | 0.011003 | 0.011003 | 0.011003 | 0.011003 | 0.44681 | 0.45469 | 0.46713 | 0.47706 | 0.47956 | 0.4835 | 0.49631 | 0.51144 | 0.51269 | 0.51269 | 0.51269 | 0.51269 | 0.51269 | 0.51269 | 0.51269 | 0.51269 | 0.51269 | 0.51269 | 0.51269 | 0.51269 | 2746.42 | 4669.098 | 0.00035935 | 32609.4549 | 18477.243 | 118.0146 | 203.3225 | 7415.518 | 321.3371 | 7094.1809 | -11383.0621 | FALSE
| 60734029 | TRG024 | TRG | 22KV | 549.84 | 15 | 45911.034 | 6.25% | Three phase | 97.13 | 0.0069911 | 0.0076228 | 0.008314 | 0.0090703 | 0.0098979 | 0.010804 | 0.011795 | 0.012881 | 0.01407 | 0.015372 | 0.016798 | 0.018021 | 0.018021 | 0.018021 | 0.018021 | 0.018021 | 0.018021 | 0.018021 | 0.018021 | 0.018021 | 0.44681 | 0.45469 | 0.46713 | 0.47706 | 0.47956 | 0.4835 | 0.49631 | 0.51144 | 0.51269 | 0.51269 | 0.51269 | 0.51269 | 0.51269 | 0.51269 | 0.51269 | 0.51269 | 0.51269 | 0.51269 | 0.51269 | 0.51269 | 4497.9346 | 12523.4892 | 0.00058853 | 53405.9592 | 30261.0053 | 193.2778 | 545.3531 | 17021.4238 | 738.6308 | 16282.793 | -13978.2123 | FALSE
| 60734038 | TRG024 | TRG | 22KV | 532.56 | 15 | 45911.034 | 6.25% | Three phase | 97.13 | 0.0065998 | 0.0071036 | 0.0076474 | 0.0082346 | 0.0088685 | 0.009553 | 0.010292 | 0.011091 | 0.011953 | 0.012884 | 0.013891 | 0.014978 | 0.016153 | 0.017423 | 0.017455 | 0.017455 | 0.017455 | 0.017455 | 0.017455 | 0.017455 | 0.44681 | 0.45469 | 0.46713 | 0.47706 | 0.47956 | 0.4835 | 0.49631 | 0.51144 | 0.51269 | 0.51269 | 0.51269 | 0.51269 | 0.51269 | 0.51269 | 0.51269 | 0.51269 | 0.51269 | 0.51269 | 0.51269 | 0.51269 | 4090.7282 | 11033.1606 | 0.00057003 | 51727.5528 | 29309.9829 | 187.2036 | 511.6137 | 15123.8889 | 698.8173 | 14425.0716 | -14884.9113 | FALSE
| 60734047 | TRG024 | TRG | 22KV | 966.22 | 15 | 45911.034 | 6.25% | Three phase | 97.13 | 0.009368 | 0.01028 | 0.011285 | 0.012392 | 0.013613 | 0.014959 | 0.016443 | 0.018079 | 0.019885 | 0.021876 | 0.024074 | 0.0265 | 0.029177 | 0.031668 | 0.031668 | 0.031668 | 0.031668 | 0.031668 | 0.031668 | 0.031668 | 0.44681 | 0.45469 | 0.46713 | 0.47706 | 0.47956 | 0.4835 | 0.49631 | 0.51144 | 0.51269 | 0.51269 | 0.51269 | 0.51269 | 0.51269 | 0.51269 | 0.51269 | 0.51269 | 0.51269 | 0.51269 | 0.51269 | 0.51269 | 6961.6328 | 33970.8526 | 0.0010342 | 93848.9486 | 53176.9033 | 339.6421 | 1684.0584 | 40932.4853 | 2023.7005 | 38908.7848 | -14268.1186 | FALSE
| 60734050 | TRG024 | TRG | 22KV | 1646.01 | 15 | 45911.034 | 6.25% | Three phase | 97.13 | 0.020929 | 0.02282 | 0.024889 | 0.027153 | 0.029631 | 0.032343 | 0.035311 | 0.038561 | 0.04212 | 0.046018 | 0.050287 | 0.053948 | 0.053948 | 0.053948 | 0.053948 | 0.053948 | 0.053948 | 0.053948 | 0.053948 | 0.053948 | 0.44681 | 0.45469 | 0.46713 | 0.47706 | 0.47956 | 0.4835 | 0.49631 | 0.51144 | 0.51269 | 0.51269 | 0.51269 | 0.51269 | 0.51269 | 0.51269 | 0.51269 | 0.51269 | 0.51269 | 0.51269 | 0.51269 | 0.51269 | 13465.0905 | 112232.2379 | 0.0017618 | 159876.9513 | 90589.8394 | 578.5994 | 4887.3117 | 125697.3284 | 5465.9112 | 120231.4172 | 29641.5778 | TRUE
| 60734054 | TRG024 | TRG | 22KV | 749.2 | 15 | 45911.034 | 6.25% | Three phase | 97.13 | 0.006878 | 0.0076385 | 0.0084871 | 0.0094342 | 0.010492 | 0.011672 | 0.012991 | 0.014465 | 0.016111 | 0.017951 | 0.020009 | 0.022309 | 0.024555 | 0.024555 | 0.024555 | 0.024555 | 0.024555 | 0.024555 | 0.024555 | 0.024555 | 0.44681 | 0.45469 | 0.46713 | 0.47706 | 0.47956 | 0.4835 | 0.49631 | 0.51144 | 0.51269 | 0.51269 | 0.51269 | 0.51269 | 0.51269 | 0.51269 | 0.51269 | 0.51269 | 0.51269 | 0.51269 | 0.51269 | 0.51269 | 5496.1238 | 20778.8785 | 0.00080192 | 72769.796 | 41232.9863 | 263.3561 | 1012.5131 | 26275.0023 | 1275.8691 | 24999.1332 | -16233.8531 | FALSE
| 60734055 | TRG024 | TRG | 22KV | 269.58 | 15 | 45911.034 | 6.25% | Three phase | 97.13 | 0.002791 | 0.0030998 | 0.0034442 | 0.0038286 | 0.0042576 | 0.0047365 | 0.0052714 | 0.0058687 | 0.0065361 | 0.0072818 | 0.0081152 | 0.0088354 | 0.0088354 | 0.0088354 | 0.0088354 | 0.0088354 | 0.0088354 | 0.0088354 | 0.0088354 | 0.0088354 | 0.44681 | 0.45469 | 0.46713 | 0.47706 | 0.47956 | 0.4835 | 0.49631 | 0.51144 | 0.51269 | 0.51269 | 0.51269 | 0.51269 | 0.51269 | 0.51269 | 0.51269 | 0.51269 | 0.51269 | 0.51269 | 0.51269 | 0.51269 | 2103.7297 | 2865.0631 | 0.00028855 | 26184.3054 | 14836.6103 | 94.7618 | 131.0933 | 4968.7928 | 225.8551 | 4742.9378 | -10093.6725 | FALSE
| 60734062 | TRG024 | TRG | 22KV | 845.92 | 15 | 45911.034 | 6.25% | Three phase | 97.13 | 0.0058417 | 0.0063233 | 0.0068466 | 0.0074155 | 0.0080341 | 0.0087067 | 0.0094382 | 0.010234 | 0.0111 | 0.012041 | 0.013066 | 0.014182 | 0.015396 | 0.016718 | 0.018158 | 0.019725 | 0.021433 | 0.023292 | 0.025318 | 0.027525 | 0.44681 | 0.45469 | 0.46713 | 0.47706 | 0.47956 | 0.4835 | 0.49631 | 0.51144 | 0.51269 | 0.51269 | 0.51269 | 0.51269 | 0.51269 | 0.51269 | 0.51269 | 0.51269 | 0.51269 | 0.51269 | 0.51269 | 0.51269 | 4277.3357 | 18266.8636 | 0.00090544 | 82164.2096 | 46556.0701 | 297.3547 | 1290.8141 | 22544.1994 | 1588.1688 | 20956.0306 | -25600.0395 | FALSE
| 60734081 | TRG024 | TRG | 22KV | 513.19 | 15 | 45911.034 | 6.25% | Three phase | 97.13 | 0.0065433 | 0.0071446 | 0.0078035 | 0.0085255 | 0.0093167 | 0.010184 | 0.011135 | 0.012178 | 0.013321 | 0.014575 | 0.01595 | 0.01682 | 0.01682 | 0.01682 | 0.01682 | 0.01682 | 0.01682 | 0.01682 | 0.01682 | 0.01682 | 0.44681 | 0.45469 | 0.46713 | 0.47706 | 0.47956 | 0.4835 | 0.49631 | 0.51144 | 0.51269 | 0.51269 | 0.51269 | 0.51269 | 0.51269 | 0.51269 | 0.51269 | 0.51269 | 0.51269 | 0.51269 | 0.51269 | 0.51269 | 4221.158 | 10969.6619 | 0.0005493 | 49846.1447 | 28243.9352 | 180.3947 | 475.0742 | 15190.8199 | 655.4689 | 14535.351 | -13708.5841 | FALSE
| 60734087 | TRG024 | TRG | 22KV | 488.27 | 15 | 45911.034 | 6.25% | Three phase | 97.13 | 0.0060509 | 0.0065128 | 0.0070115 | 0.0075497 | 0.0081309 | 0.0087585 | 0.0094362 | 0.010168 | 0.010959 | 0.011813 | 0.012736 | 0.013733 | 0.01481 | 0.015974 | 0.016003 | 0.016003 | 0.016003 | 0.016003 | 0.016003 | 0.016003 | 0.44681 | 0.45469 | 0.46713 | 0.47706 | 0.47956 | 0.4835 | 0.49631 | 0.51144 | 0.51269 | 0.51269 | 0.51269 | 0.51269 | 0.51269 | 0.51269 | 0.51269 | 0.51269 | 0.51269 | 0.51269 | 0.51269 | 0.51269 | 3750.5255 | 9274.3384 | 0.00052263 | 47425.6651 | 26872.4375 | 171.6349 | 430.0562 | 13024.8639 | 601.6911 | 12423.1728 | -14449.2647 | FALSE
| 60734097 | TRG024 | TRG | 22KV | 509.25 | 15 | 45911.034 | 6.25% | Single phase | 44.74 | 0.0029118 | 0.0031509 | 0.0034109 | 0.0036935 | 0.0040008 | 0.0043351 | 0.0046986 | 0.0050941 | 0.0055245 | 0.0059929 | 0.0065027 | 0.0070576 | 0.0076619 | 0.0083198 | 0.0090364 | 0.009817 | 0.010667 | 0.011594 | 0.012603 | 0.013703 | 0.44681 | 0.45469 | 0.46713 | 0.47706 | 0.47956 | 0.4835 | 0.49631 | 0.51144 | 0.51269 | 0.51269 | 0.51269 | 0.51269 | 0.51269 | 0.51269 | 0.51269 | 0.51269 | 0.51269 | 0.51269 | 0.51269 | 0.51269 | 2129.2719 | 2521.5766 | 0.00054508 | 22783.845 | 12909.8337 | 179.0097 | 215.4814 | 4650.8485 | 394.4911 | 4256.3574 | -8653.4763 | FALSE
| 60734111 | TRG024 | TRG | 22KV | 1323.55 | 15 | 45911.034 | 6.25% | Three phase | 97.13 | 0.016829 | 0.018349 | 0.020013 | 0.021834 | 0.023826 | 0.026006 | 0.028394 | 0.031007 | 0.033869 | 0.037003 | 0.040436 | 0.043379 | 0.043379 | 0.043379 | 0.043379 | 0.043379 | 0.043379 | 0.043379 | 0.043379 | 0.043379 | 0.44681 | 0.45469 | 0.46713 | 0.47706 | 0.47956 | 0.4835 | 0.49631 | 0.51144 | 0.51269 | 0.51269 | 0.51269 | 0.51269 | 0.51269 | 0.51269 | 0.51269 | 0.51269 | 0.51269 | 0.51269 | 0.51269 | 0.51269 | 10827.2249 | 72566.0342 | 0.0014167 | 128556.4115 | 72842.9244 | 465.2495 | 3159.9907 | 83393.2591 | 3625.2402 | 79768.0189 | 6925.0945 | TRUE
| 60734119 | TRG024 | TRG | 22KV | 355.77 | 15 | 45911.034 | 6.25% | Three phase | 97.13 | 0.003433 | 0.0038005 | 0.0042093 | 0.0046639 | 0.0051697 | 0.0057325 | 0.006359 | 0.0070565 | 0.0078332 | 0.0086982 | 0.0096618 | 0.010735 | 0.01166 | 0.01166 | 0.01166 | 0.01166 | 0.01166 | 0.01166 | 0.01166 | 0.01166 | 0.44681 | 0.45469 | 0.46713 | 0.47706 | 0.47956 | 0.4835 | 0.49631 | 0.51144 | 0.51269 | 0.51269 | 0.51269 | 0.51269 | 0.51269 | 0.51269 | 0.51269 | 0.51269 | 0.51269 | 0.51269 | 0.51269 | 0.51269 | 2648.7441 | 4757.7254 | 0.0003808 | 34555.9401 | 19580.1649 | 125.059 | 228.3199 | 7406.4695 | 353.3789 | 7053.0906 | -12527.0743 | FALSE
| 60734120 | TRG024 | TRG | 22KV | 277.87 | 15 | 45911.034 | 6.25% | Covered | 390 | 0.0036502 | 0.0040462 | 0.0044869 | 0.0049774 | 0.0055235 | 0.0061316 | 0.006809 | 0.0075635 | 0.0084043 | 0.0091071 | 0.0091071 | 0.0091071 | 0.0091071 | 0.0091071 | 0.0091071 | 0.0091071 | 0.0091071 | 0.0091071 | 0.0091071 | 0.0091071 | 0.44681 | 0.45469 | 0.46713 | 0.47706 | 0.47956 | 0.4835 | 0.49631 | 0.51144 | 0.51269 | 0.51269 | 0.51269 | 0.51269 | 0.51269 | 0.51269 | 0.51269 | 0.51269 | 0.51269 | 0.51269 | 0.51269 | 0.51269 | 2404.8925 | 13592.3146 | 0.00029742 | 108369.3 | 61404.4577 | 97.6759 | 559.2418 | 15997.2071 | 656.9177 | 15340.2894 | -46064.1683 | FALSE
| 60734133 | TRG024 | TRG | 22KV | 2154.2 | 15 | 45911.034 | 6.25% | Three phase | 97.13 | 0.020886 | 0.022919 | 0.02516 | 0.027629 | 0.03035 | 0.033351 | 0.036659 | 0.040308 | 0.044333 | 0.048774 | 0.053674 | 0.059082 | 0.065052 | 0.070603 | 0.070603 | 0.070603 | 0.070603 | 0.070603 | 0.070603 | 0.070603 | 0.44681 | 0.45469 | 0.46713 | 0.47706 | 0.47956 | 0.4835 | 0.49631 | 0.51144 | 0.51269 | 0.51269 | 0.51269 | 0.51269 | 0.51269 | 0.51269 | 0.51269 | 0.51269 | 0.51269 | 0.51269 | 0.51269 | 0.51269 | 15521.0504 | 168859.8674 | 0.0023058 | 209237.446 | 118558.5945 | 757.2365 | 8370.9962 | 184380.9178 | 9128.2328 | 175252.685 | 56694.0905 | TRUE
| 60734135 | TRG024 | TRG | 22KV | 118.11 | 15 | 45911.034 | 6.25% | Three phase | 97.13 | 0.0015017 | 0.0016374 | 0.0017859 | 0.0019484 | 0.0021262 | 0.0023207 | 0.0025338 | 0.002767 | 0.0030224 | 0.003302 | 0.0036084 | 0.003871 | 0.003871 | 0.003871 | 0.003871 | 0.003871 | 0.003871 | 0.003871 | 0.003871 | 0.003871 | 0.44681 | 0.45469 | 0.46713 | 0.47706 | 0.47956 | 0.4835 | 0.49631 | 0.51144 | 0.51269 | 0.51269 | 0.51269 | 0.51269 | 0.51269 | 0.51269 | 0.51269 | 0.51269 | 0.51269 | 0.51269 | 0.51269 | 0.51269 | 966.1921 | 577.8645 | 0.00012642 | 11472.0243 | 6500.3043 | 41.5176 | 25.1639 | 1544.0566 | 66.6815 | 1477.3751 | -5022.9293 | FALSE
| 60734143 | TRG024 | TRG | 22KV | 1993.52 | 15 | 45911.034 | 6.25% | Three phase | 97.13 | 0.019394 | 0.021318 | 0.023442 | 0.025787 | 0.028376 | 0.031236 | 0.034396 | 0.037886 | 0.041744 | 0.046007 | 0.050721 | 0.055932 | 0.061695 | 0.065337 | 0.065337 | 0.065337 | 0.065337 | 0.065337 | 0.065337 | 0.065337 | 0.44681 | 0.45469 | 0.46713 | 0.47706 | 0.47956 | 0.4835 | 0.49631 | 0.51144 | 0.51269 | 0.51269 | 0.51269 | 0.51269 | 0.51269 | 0.51269 | 0.51269 | 0.51269 | 0.51269 | 0.51269 | 0.51269 | 0.51269 | 14493.1363 | 145911.9203 | 0.0021338 | 193630.5976 | 109715.4068 | 700.7549 | 7168.7972 | 160405.0566 | 7869.5521 | 152535.5045 | 42820.0977 | TRUE
| 60734152 | TRG024 | TRG | 22KV | 1638.53 | 15 | 45911.034 | 6.25% | Three phase | 97.13 | 0.020834 | 0.022716 | 0.024776 | 0.02703 | 0.029496 | 0.032196 | 0.035151 | 0.038386 | 0.041929 | 0.045809 | 0.050059 | 0.053702 | 0.053702 | 0.053702 | 0.053702 | 0.053702 | 0.053702 | 0.053702 | 0.053702 | 0.053702 | 0.44681 | 0.45469 | 0.46713 | 0.47706 | 0.47956 | 0.4835 | 0.49631 | 0.51144 | 0.51269 | 0.51269 | 0.51269 | 0.51269 | 0.51269 | 0.51269 | 0.51269 | 0.51269 | 0.51269 | 0.51269 | 0.51269 | 0.51269 | 13403.9008 | 111214.5167 | 0.0017538 | 159150.4189 | 90178.17 | 575.9701 | 4842.9936 | 124618.4175 | 5418.9637 | 119199.4537 | 29021.2837 | TRUE
| 60734159 | TRG024 | TRG | 22KV | 612.73 | 15 | 45911.034 | 6.25% | Three phase | 97.13 | 0.0056252 | 0.0062471 | 0.0069411 | 0.0077157 | 0.0085805 | 0.0095462 | 0.010625 | 0.01183 | 0.013176 | 0.014681 | 0.016364 | 0.018245 | 0.020082 | 0.020082 | 0.020082 | 0.020082 | 0.020082 | 0.020082 | 0.020082 | 0.020082 | 0.44681 | 0.45469 | 0.46713 | 0.47706 | 0.47956 | 0.4835 | 0.49631 | 0.51144 | 0.51269 | 0.51269 | 0.51269 | 0.51269 | 0.51269 | 0.51269 | 0.51269 | 0.51269 | 0.51269 | 0.51269 | 0.51269 | 0.51269 | 4494.9812 | 13898.4016 | 0.00065585 | 59514.4649 | 33722.2206 | 215.3846 | 677.2412 | 18393.3828 | 892.6259 | 17500.7569 | -16221.4637 | FALSE
| 60734165 | TRG024 | TRG | 22KV | 480.44 | 15 | 45911.034 | 6.25% | Three phase | 97.13 | 0.0059539 | 0.0064084 | 0.006899 | 0.0074287 | 0.0080005 | 0.008618 | 0.0092849 | 0.010005 | 0.010783 | 0.011624 | 0.012531 | 0.013513 | 0.014573 | 0.015718 | 0.015746 | 0.015746 | 0.015746 | 0.015746 | 0.015746 | 0.015746 | 0.44681 | 0.45469 | 0.46713 | 0.47706 | 0.47956 | 0.4835 | 0.49631 | 0.51144 | 0.51269 | 0.51269 | 0.51269 | 0.51269 | 0.51269 | 0.51269 | 0.51269 | 0.51269 | 0.51269 | 0.51269 | 0.51269 | 0.51269 | 3690.3813 | 8979.2729 | 0.00051425 | 46665.1372 | 26441.5055 | 168.8825 | 416.3738 | 12669.6542 | 585.2563 | 12084.3979 | -14357.1076 | FALSE
| 60734167 | TRG024 | TRG | 22KV | 767.38 | 15 | 45911.034 | 6.25% | Single phase | 44.74 | 0.0096339 | 0.010437 | 0.011311 | 0.01226 | 0.013292 | 0.014413 | 0.015633 | 0.01696 | 0.018402 | 0.019972 | 0.021679 | 0.023536 | 0.025151 | 0.025151 | 0.025151 | 0.025151 | 0.025151 | 0.025151 | 0.025151 | 0.025151 | 0.44681 | 0.45469 | 0.46713 | 0.47706 | 0.47956 | 0.4835 | 0.49631 | 0.51144 | 0.51269 | 0.51269 | 0.51269 | 0.51269 | 0.51269 | 0.51269 | 0.51269 | 0.51269 | 0.51269 | 0.51269 | 0.51269 | 0.51269 | 6100.475 | 10919.2891 | 0.00082138 | 34332.5812 | 19453.6047 | 269.7466 | 489.2926 | 17019.7642 | 759.0392 | 16260.7249 | -3192.8798 | FALSE
| 60734168 | TRG024 | TRG | 22KV | 2816.53 | 15 | 45911.034 | 6.25% | Three phase | 97.13 | 0.027308 | 0.029966 | 0.032895 | 0.036123 | 0.039682 | 0.043604 | 0.04793 | 0.052701 | 0.057964 | 0.06377 | 0.070177 | 0.077247 | 0.085052 | 0.092311 | 0.092311 | 0.092311 | 0.092311 | 0.092311 | 0.092311 | 0.092311 | 0.44681 | 0.45469 | 0.46713 | 0.47706 | 0.47956 | 0.4835 | 0.49631 | 0.51144 | 0.51269 | 0.51269 | 0.51269 | 0.51269 | 0.51269 | 0.51269 | 0.51269 | 0.51269 | 0.51269 | 0.51269 | 0.51269 | 0.51269 | 20293.1501 | 288657.7112 | 0.0030147 | 273569.5589 | 155010.6017 | 990.0564 | 14309.8099 | 308950.8613 | 15299.8663 | 293650.995 | 138640.3933 | TRUE
| 60734197 | TRG024 | TRG | 22KV | 527.04 | 15 | 45911.034 | 6.25% | Three phase | 97.13 | 0.0067199 | 0.0073375 | 0.0080141 | 0.0087555 | 0.0095682 | 0.010459 | 0.011435 | 0.012506 | 0.01368 | 0.014968 | 0.016381 | 0.017274 | 0.017274 | 0.017274 | 0.017274 | 0.017274 | 0.017274 | 0.017274 | 0.017274 | 0.017274 | 0.44681 | 0.45469 | 0.46713 | 0.47706 | 0.47956 | 0.4835 | 0.49631 | 0.51144 | 0.51269 | 0.51269 | 0.51269 | 0.51269 | 0.51269 | 0.51269 | 0.51269 | 0.51269 | 0.51269 | 0.51269 | 0.51269 | 0.51269 | 4335.0789 | 11569.7514 | 0.00056413 | 51191.3952 | 29006.184 | 185.2632 | 501.0629 | 15904.8303 | 686.3261 | 15218.5042 | -13787.6798 | FALSE
| 60734210 | TRG024 | TRG | 22KV | 246.98 | 15 | 45911.034 | 6.25% | Three phase | 97.13 | 0.0023064 | 0.0024839 | 0.0026758 | 0.0028831 | 0.0031072 | 0.0033494 | 0.0036113 | 0.0038945 | 0.0042007 | 0.0045318 | 0.00489 | 0.0052775 | 0.0056967 | 0.0061502 | 0.006641 | 0.0071721 | 0.0077469 | 0.0080947 | 0.0080947 | 0.0080947 | 0.44681 | 0.45469 | 0.46713 | 0.47706 | 0.47956 | 0.4835 | 0.49631 | 0.51144 | 0.51269 | 0.51269 | 0.51269 | 0.51269 | 0.51269 | 0.51269 | 0.51269 | 0.51269 | 0.51269 | 0.51269 | 0.51269 | 0.51269 | 1553.6923 | 1939.9878 | 0.00026436 | 23989.1674 | 13592.7962 | 86.8175 | 110.0344 | 3493.6801 | 196.852 | 3296.8282 | -10295.9681 | FALSE
| 60734219 | TRG022 | TRG | 22KV | 52.9 | 28 | 45911.034 | 3.448% | Three phase | 97.13 | 0.00055042 | 0.00059424 | 0.0006417 | 0.00069312 | 0.00074882 | 0.00080917 | 0.00087458 | 0.00094547 | 0.0010223 | 0.0011056 | 0.0011959 | 0.0012939 | 0.0014001 | 0.0015152 | 0.0016402 | 0.0017338 | 0.0017338 | 0.0017338 | 0.0017338 | 0.0017338 | 0.17445 | 0.17714 | 0.18062 | 0.18245 | 0.18269 | 0.18459 | 0.1889 | 0.19221 | 0.191 | 0.191 | 0.191 | 0.191 | 0.191 | 0.191 | 0.191 | 0.191 | 0.191 | 0.191 | 0.191 | 0.191 | 137.9049 | 98.2044 | 5.6622e-05 | 5138.177 | 2911.4055 | 7.024 | 5.048 | 236.1093 | 12.0719 | 224.0374 | -2687.3681 | FALSE
| 60734220 | TRG022 | TRG | 22KV | 1571.15 | 28 | 45911.034 | 3.448% | Single phase | 44.74 | 0.019471 | 0.020957 | 0.022561 | 0.024293 | 0.026164 | 0.028183 | 0.030364 | 0.032719 | 0.035263 | 0.038012 | 0.040981 | 0.044189 | 0.047656 | 0.051402 | 0.051494 | 0.051494 | 0.051494 | 0.051494 | 0.051494 | 0.051494 | 0.17445 | 0.17714 | 0.18062 | 0.18245 | 0.18269 | 0.18459 | 0.1889 | 0.19221 | 0.191 | 0.191 | 0.191 | 0.191 | 0.191 | 0.191 | 0.191 | 0.191 | 0.191 | 0.191 | 0.191 | 0.191 | 4536.3951 | 44232.4244 | 0.0016817 | 70293.251 | 39829.7207 | 208.6146 | 2051.0819 | 48768.8196 | 2259.6965 | 46509.1231 | 6679.4024 | TRUE
| 60734221 | TRG022 | TRG | 22KV | 435.65 | 28 | 45911.034 | 3.448% | Three phase | 97.13 | 0.0027368 | 0.0029621 | 0.0032068 | 0.0034729 | 0.0037623 | 0.0040769 | 0.0044191 | 0.0047914 | 0.0051965 | 0.0056373 | 0.006117 | 0.0066391 | 0.0072076 | 0.0078265 | 0.0085005 | 0.0092346 | 0.010034 | 0.010905 | 0.011854 | 0.012888 | 0.17445 | 0.17714 | 0.18062 | 0.18245 | 0.18269 | 0.18459 | 0.1889 | 0.19221 | 0.191 | 0.191 | 0.191 | 0.191 | 0.191 | 0.191 | 0.191 | 0.191 | 0.191 | 0.191 | 0.191 | 0.191 | 751.861 | 4404.6954 | 0.00046631 | 42314.6845 | 23976.4422 | 57.8449 | 342.358 | 5156.5564 | 400.2029 | 4756.3535 | -19220.0887 | FALSE
| 60734223 | TRG022 | TRG | 22KV | 1155.58 | 28 | 45911.034 | 3.448% | Covered | 390 | 0.014379 | 0.015509 | 0.016731 | 0.018053 | 0.019483 | 0.021031 | 0.022706 | 0.024519 | 0.026482 | 0.028607 | 0.030908 | 0.033399 | 0.036097 | 0.037874 | 0.037874 | 0.037874 | 0.037874 | 0.037874 | 0.037874 | 0.037874 | 0.17445 | 0.17714 | 0.18062 | 0.18245 | 0.18269 | 0.18459 | 0.1889 | 0.19221 | 0.191 | 0.191 | 0.191 | 0.191 | 0.191 | 0.191 | 0.191 | 0.191 | 0.191 | 0.191 | 0.191 | 0.191 | 3373.6596 | 210895.2818 | 0.0012369 | 450676.2 | 255363.1669 | 153.4359 | 9672.0015 | 214268.9414 | 9825.4374 | 204443.504 | -50919.6629 | FALSE
| 60734232 | TRG022 | TRG | 22KV | 313.85 | 28 | 45911.034 | 3.448% | Three phase | 97.13 | 0.0030429 | 0.0032894 | 0.0035569 | 0.0038471 | 0.004162 | 0.0045036 | 0.0048745 | 0.005277 | 0.005714 | 0.0061885 | 0.0067037 | 0.0072633 | 0.007871 | 0.0085312 | 0.0092484 | 0.010028 | 0.010286 | 0.010286 | 0.010286 | 0.010286 | 0.17445 | 0.17714 | 0.18062 | 0.18245 | 0.18269 | 0.18459 | 0.1889 | 0.19221 | 0.191 | 0.191 | 0.191 | 0.191 | 0.191 | 0.191 | 0.191 | 0.191 | 0.191 | 0.191 | 0.191 | 0.191 | 783.7908 | 3310.4201 | 0.00033593 | 30484.2505 | 17273.0549 | 41.6725 | 177.6844 | 4094.2109 | 219.3569 | 3874.854 | -13398.2009 | FALSE
| 60734246 | TRG022 | TRG | 22KV | 85.74 | 28 | 45911.034 | 3.448% | Single phase | 44.74 | 0.0010625 | 0.0011437 | 0.0012312 | 0.0013257 | 0.0014278 | 0.001538 | 0.001657 | 0.0017855 | 0.0019244 | 0.0020744 | 0.0022364 | 0.0024115 | 0.0026006 | 0.0028051 | 0.0028101 | 0.0028101 | 0.0028101 | 0.0028101 | 0.0028101 | 0.0028101 | 0.17445 | 0.17714 | 0.18062 | 0.18245 | 0.18269 | 0.18459 | 0.1889 | 0.19221 | 0.191 | 0.191 | 0.191 | 0.191 | 0.191 | 0.191 | 0.191 | 0.191 | 0.191 | 0.191 | 0.191 | 0.191 | 247.5579 | 131.7263 | 9.1773e-05 | 3836.0076 | 2173.5673 | 11.3844 | 6.1082 | 379.2841 | 17.4926 | 361.7915 | -1811.7758 | FALSE
| 60734274 | TRG024 | TRG | 22KV | 525.91 | 15 | 45911.034 | 6.25% | Three phase | 97.13 | 0.0065174 | 0.0070149 | 0.007552 | 0.0081317 | 0.0087577 | 0.0094337 | 0.010164 | 0.010952 | 0.011804 | 0.012724 | 0.013717 | 0.014791 | 0.015952 | 0.017206 | 0.017237 | 0.017237 | 0.017237 | 0.017237 | 0.017237 | 0.017237 | 0.44681 | 0.45469 | 0.46713 | 0.47706 | 0.47956 | 0.4835 | 0.49631 | 0.51144 | 0.51269 | 0.51269 | 0.51269 | 0.51269 | 0.51269 | 0.51269 | 0.51269 | 0.51269 | 0.51269 | 0.51269 | 0.51269 | 0.51269 | 4039.6479 | 10759.342 | 0.00056292 | 51081.6383 | 28943.9933 | 184.866 | 498.9166 | 14798.9899 | 683.7826 | 14115.2073 | -14828.786 | FALSE
| 60734279 | TRG024 | TRG | 22KV | 1175.19 | 15 | 45911.034 | 6.25% | Single phase | 44.74 | 0.007223 | 0.0077777 | 0.0083774 | 0.0090259 | 0.0097273 | 0.010486 | 0.011307 | 0.012194 | 0.013155 | 0.014195 | 0.015321 | 0.016539 | 0.017859 | 0.019287 | 0.020834 | 0.02251 | 0.024325 | 0.026292 | 0.028422 | 0.030731 | 0.44681 | 0.45469 | 0.46713 | 0.47706 | 0.47956 | 0.4835 | 0.49631 | 0.51144 | 0.51269 | 0.51269 | 0.51269 | 0.51269 | 0.51269 | 0.51269 | 0.51269 | 0.51269 | 0.51269 | 0.51269 | 0.51269 | 0.51269 | 4983.5935 | 13631.7842 | 0.0012579 | 52578.0006 | 29791.8655 | 413.0985 | 1147.5295 | 18615.3777 | 1560.628 | 17054.7497 | -12737.1158 | FALSE
| 60734282 | TRG024 | TRG | 22KV | 1687.18 | 15 | 45911.034 | 6.25% | Three phase | 97.13 | 0.016358 | 0.017951 | 0.019705 | 0.021639 | 0.02377 | 0.02612 | 0.028712 | 0.031569 | 0.034722 | 0.0382 | 0.042038 | 0.046273 | 0.050949 | 0.055297 | 0.055297 | 0.055297 | 0.055297 | 0.055297 | 0.055297 | 0.055297 | 0.44681 | 0.45469 | 0.46713 | 0.47706 | 0.47956 | 0.4835 | 0.49631 | 0.51144 | 0.51269 | 0.51269 | 0.51269 | 0.51269 | 0.51269 | 0.51269 | 0.51269 | 0.51269 | 0.51269 | 0.51269 | 0.51269 | 0.51269 | 12156.1627 | 103580.3175 | 0.0018059 | 163875.7934 | 92855.6724 | 593.0714 | 5134.8521 | 115736.4802 | 5727.9235 | 110008.5568 | 17152.8844 | TRUE
| 60734284 | TRG024 | TRG | 22KV | 449.09 | 15 | 45911.034 | 6.25% | Three phase | 97.13 | 0.0055654 | 0.0059902 | 0.0064488 | 0.0069439 | 0.0074785 | 0.0080557 | 0.008679 | 0.0093523 | 0.010079 | 0.010865 | 0.011714 | 0.012631 | 0.013622 | 0.014693 | 0.014719 | 0.014719 | 0.014719 | 0.014719 | 0.014719 | 0.014719 | 0.44681 | 0.45469 | 0.46713 | 0.47706 | 0.47956 | 0.4835 | 0.49631 | 0.51144 | 0.51269 | 0.51269 | 0.51269 | 0.51269 | 0.51269 | 0.51269 | 0.51269 | 0.51269 | 0.51269 | 0.51269 | 0.51269 | 0.51269 | 3449.574 | 7845.6625 | 0.00048069 | 43620.1117 | 24716.1263 | 157.8625 | 363.8077 | 11295.2366 | 521.6702 | 10773.5664 | -13942.5599 | FALSE
| 60734285 | TRG024 | TRG | 22KV | 1131.4 | 15 | 45911.034 | 6.25% | Three phase | 97.13 | 0.014108 | 0.015233 | 0.016451 | 0.01777 | 0.019199 | 0.020747 | 0.022424 | 0.024241 | 0.026211 | 0.028346 | 0.03066 | 0.033168 | 0.035888 | 0.037081 | 0.037081 | 0.037081 | 0.037081 | 0.037081 | 0.037081 | 0.037081 | 0.44681 | 0.45469 | 0.46713 | 0.47706 | 0.47956 | 0.4835 | 0.49631 | 0.51144 | 0.51269 | 0.51269 | 0.51269 | 0.51269 | 0.51269 | 0.51269 | 0.51269 | 0.51269 | 0.51269 | 0.51269 | 0.51269 | 0.51269 | 8838.2025 | 50638.5662 | 0.001211 | 109892.882 | 62267.7531 | 397.7056 | 2309.0719 | 59476.7687 | 2706.7775 | 56769.9912 | -5497.7619 | FALSE
| 60734286 | TRG024 | TRG | 22KV | 295.27 | 15 | 45911.034 | 6.25% | Three phase | 97.13 | 0.0020029 | 0.0022079 | 0.002435 | 0.0026868 | 0.0029658 | 0.0032752 | 0.0036183 | 0.003999 | 0.0044213 | 0.0048901 | 0.0054104 | 0.005988 | 0.0066295 | 0.007342 | 0.0081335 | 0.0090129 | 0.0096774 | 0.0096774 | 0.0096774 | 0.0096774 | 0.44681 | 0.45469 | 0.46713 | 0.47706 | 0.47956 | 0.4835 | 0.49631 | 0.51144 | 0.51269 | 0.51269 | 0.51269 | 0.51269 | 0.51269 | 0.51269 | 0.51269 | 0.51269 | 0.51269 | 0.51269 | 0.51269 | 0.51269 | 1724.8894 | 2565.801 | 0.00031605 | 28679.5751 | 16250.4857 | 103.7922 | 157.2692 | 4290.6904 | 261.0615 | 4029.629 | -12220.8567 | FALSE
| 60734291 | TRG024 | TRG | 22KV | 472.42 | 15 | 45911.034 | 6.25% | Three phase | 97.13 | 0.0060067 | 0.0065495 | 0.0071434 | 0.0077932 | 0.0085043 | 0.0092826 | 0.010135 | 0.011067 | 0.012089 | 0.013208 | 0.014433 | 0.015483 | 0.015483 | 0.015483 | 0.015483 | 0.015483 | 0.015483 | 0.015483 | 0.015483 | 0.015483 | 0.44681 | 0.45469 | 0.46713 | 0.47706 | 0.47956 | 0.4835 | 0.49631 | 0.51144 | 0.51269 | 0.51269 | 0.51269 | 0.51269 | 0.51269 | 0.51269 | 0.51269 | 0.51269 | 0.51269 | 0.51269 | 0.51269 | 0.51269 | 3864.6047 | 9245.0494 | 0.00050566 | 45886.1546 | 26000.1166 | 166.0634 | 402.5888 | 13109.6541 | 568.6521 | 12541.002 | -13459.1146 | FALSE
| 60734299 | TRG024 | TRG | 22KV | 236.43 | 15 | 45911.034 | 6.25% | Three phase | 97.13 | 0.00293 | 0.0031536 | 0.0033951 | 0.0036557 | 0.0039372 | 0.004241 | 0.0045692 | 0.0049236 | 0.0053065 | 0.0057201 | 0.0061669 | 0.0066497 | 0.0071713 | 0.0077351 | 0.0077489 | 0.0077489 | 0.0077489 | 0.0077489 | 0.0077489 | 0.0077489 | 0.44681 | 0.45469 | 0.46713 | 0.47706 | 0.47956 | 0.4835 | 0.49631 | 0.51144 | 0.51269 | 0.51269 | 0.51269 | 0.51269 | 0.51269 | 0.51269 | 0.51269 | 0.51269 | 0.51269 | 0.51269 | 0.51269 | 0.51269 | 1816.0787 | 2174.5431 | 0.00025307 | 22964.4459 | 13012.1662 | 83.109 | 100.8348 | 3990.6218 | 183.9438 | 3806.678 | -9205.4882 | FALSE
| 60734310 | TRG024 | TRG | 22KV | 2124.42 | 15 | 45911.034 | 6.25% | Three phase | 97.13 | 0.026609 | 0.028794 | 0.031167 | 0.033742 | 0.036538 | 0.039575 | 0.042872 | 0.046454 | 0.050345 | 0.054572 | 0.059165 | 0.064156 | 0.069579 | 0.069627 | 0.069627 | 0.069627 | 0.069627 | 0.069627 | 0.069627 | 0.069627 | 0.44681 | 0.45469 | 0.46713 | 0.47706 | 0.47956 | 0.4835 | 0.49631 | 0.51144 | 0.51269 | 0.51269 | 0.51269 | 0.51269 | 0.51269 | 0.51269 | 0.51269 | 0.51269 | 0.51269 | 0.51269 | 0.51269 | 0.51269 | 16798.0736 | 180708.8712 | 0.0022739 | 206344.9146 | 116919.6218 | 746.7684 | 8141.152 | 197506.9448 | 8887.9204 | 188619.0244 | 71699.4026 | TRUE
| 60734312 | TRG024 | TRG | 22KV | 76.75 | 15 | 45911.034 | 6.25% | Three phase | 97.13 | 0.00074665 | 0.00082073 | 0.00090251 | 0.00099279 | 0.0010925 | 0.0012026 | 0.0013242 | 0.0014586 | 0.0016071 | 0.0017713 | 0.0019527 | 0.0021534 | 0.0023752 | 0.0025155 | 0.0025155 | 0.0025155 | 0.0025155 | 0.0025155 | 0.0025155 | 0.0025155 | 0.44681 | 0.45469 | 0.46713 | 0.47706 | 0.47956 | 0.4835 | 0.49631 | 0.51144 | 0.51269 | 0.51269 | 0.51269 | 0.51269 | 0.51269 | 0.51269 | 0.51269 | 0.51269 | 0.51269 | 0.51269 | 0.51269 | 0.51269 | 557.982 | 216.275 | 8.2151e-05 | 7454.7275 | 4224.0145 | 26.9789 | 10.6258 | 774.257 | 37.6047 | 736.6523 | -3487.3622 | FALSE
| 60734327 | TRG024 | TRG | 22KV | 297.88 | 15 | 45911.034 | 6.25% | Single phase | 44.74 | 0.003798 | 0.0041471 | 0.0045295 | 0.0049486 | 0.0054079 | 0.0059113 | 0.0064632 | 0.0070684 | 0.0077321 | 0.0084599 | 0.0092584 | 0.0097629 | 0.0097629 | 0.0097629 | 0.0097629 | 0.0097629 | 0.0097629 | 0.0097629 | 0.0097629 | 0.0097629 | 0.44681 | 0.45469 | 0.46713 | 0.47706 | 0.47956 | 0.4835 | 0.49631 | 0.51144 | 0.51269 | 0.51269 | 0.51269 | 0.51269 | 0.51269 | 0.51269 | 0.51269 | 0.51269 | 0.51269 | 0.51269 | 0.51269 | 0.51269 | 2450.1618 | 1702.4021 | 0.00031884 | 13327.1512 | 7551.4605 | 104.7097 | 73.7276 | 4152.564 | 178.4373 | 3974.1266 | -3577.3339 | FALSE
| 60734348 | TRG024 | TRG | 22KV | 446.07 | 15 | 45911.034 | 6.25% | Covered | 390 | 0.0044204 | 0.0047499 | 0.005105 | 0.0054878 | 0.0059006 | 0.0063456 | 0.0068255 | 0.0073432 | 0.0079015 | 0.0085038 | 0.0091535 | 0.0098547 | 0.010611 | 0.011428 | 0.012309 | 0.01326 | 0.014287 | 0.01462 | 0.01462 | 0.01462 | 0.44681 | 0.45469 | 0.46713 | 0.47706 | 0.47956 | 0.4835 | 0.49631 | 0.51144 | 0.51269 | 0.51269 | 0.51269 | 0.51269 | 0.51269 | 0.51269 | 0.51269 | 0.51269 | 0.51269 | 0.51269 | 0.51269 | 0.51269 | 2892.989 | 26208.6161 | 0.00047746 | 173967.3 | 98573.7447 | 156.8009 | 1441.1937 | 29101.6052 | 1597.9946 | 27503.6106 | -71070.1341 | FALSE
| 60734349 | TRG024 | TRG | 22KV | 540.35 | 15 | 45911.034 | 6.25% | Three phase | 97.13 | 0.0068896 | 0.0075228 | 0.0082165 | 0.0089767 | 0.0098098 | 0.010723 | 0.011724 | 0.012822 | 0.014026 | 0.015346 | 0.016795 | 0.01771 | 0.01771 | 0.01771 | 0.01771 | 0.01771 | 0.01771 | 0.01771 | 0.01771 | 0.01771 | 0.44681 | 0.45469 | 0.46713 | 0.47706 | 0.47956 | 0.4835 | 0.49631 | 0.51144 | 0.51269 | 0.51269 | 0.51269 | 0.51269 | 0.51269 | 0.51269 | 0.51269 | 0.51269 | 0.51269 | 0.51269 | 0.51269 | 0.51269 | 4444.558 | 12161.5011 | 0.00057837 | 52484.1955 | 29738.7135 | 189.9419 | 526.6904 | 16606.0592 | 716.6323 | 15889.4269 | -13849.2866 | FALSE
| 60734355 | TRG024 | TRG | 22KV | 110.27 | 15 | 45911.034 | 6.25% | Covered | 390 | 0.00059119 | 0.00065139 | 0.00071809 | 0.00079202 | 0.00087398 | 0.00096488 | 0.0010657 | 0.0011776 | 0.0013018 | 0.0014396 | 0.0015926 | 0.0017626 | 0.0019514 | 0.0021612 | 0.0023943 | 0.0026535 | 0.0029415 | 0.0032618 | 0.0036141 | 0.0036141 | 0.44681 | 0.45469 | 0.46713 | 0.47706 | 0.47956 | 0.4835 | 0.49631 | 0.51144 | 0.51269 | 0.51269 | 0.51269 | 0.51269 | 0.51269 | 0.51269 | 0.51269 | 0.51269 | 0.51269 | 0.51269 | 0.51269 | 0.51269 | 533.23 | 1188.4564 | 0.00011803 | 43005.3 | 24367.7603 | 38.7617 | 88.0706 | 1721.6864 | 126.8323 | 1594.854 | -22772.9062 | FALSE
| 60734362 | TRG024 | TRG | 22KV | 1002.9 | 15 | 45911.034 | 6.25% | Three phase | 97.13 | 0.012429 | 0.013377 | 0.014401 | 0.015507 | 0.016701 | 0.01799 | 0.019382 | 0.020885 | 0.022509 | 0.024264 | 0.026159 | 0.028207 | 0.03042 | 0.032811 | 0.03287 | 0.03287 | 0.03287 | 0.03287 | 0.03287 | 0.03287 | 0.44681 | 0.45469 | 0.46713 | 0.47706 | 0.47956 | 0.4835 | 0.49631 | 0.51144 | 0.51269 | 0.51269 | 0.51269 | 0.51269 | 0.51269 | 0.51269 | 0.51269 | 0.51269 | 0.51269 | 0.51269 | 0.51269 | 0.51269 | 7703.5289 | 39127.1411 | 0.0010735 | 97411.677 | 55195.6246 | 352.5358 | 1814.3471 | 46830.67 | 2166.8828 | 44663.7872 | -10531.8374 | FALSE
| 60734366 | TRG024 | TRG | 22KV | 123.15 | 15 | 45911.034 | 6.25% | Covered | 390 | 0.00070414 | 0.00076198 | 0.00082485 | 0.00089319 | 0.00096751 | 0.0010483 | 0.0011362 | 0.0012319 | 0.001336 | 0.0014492 | 0.0015725 | 0.0017067 | 0.0018528 | 0.002012 | 0.0021852 | 0.002374 | 0.0025796 | 0.0028037 | 0.0030478 | 0.0033138 | 0.44681 | 0.45469 | 0.46713 | 0.47706 | 0.47956 | 0.4835 | 0.49631 | 0.51144 | 0.51269 | 0.51269 | 0.51269 | 0.51269 | 0.51269 | 0.51269 | 0.51269 | 0.51269 | 0.51269 | 0.51269 | 0.51269 | 0.51269 | 514.9138 | 1285.4274 | 0.00013182 | 48028.5 | 27214.0172 | 43.2892 | 109.8462 | 1800.3412 | 153.1355 | 1647.2057 | -25566.8115 | FALSE
| 60734368 | TRG024 | TRG | 22KV | 82.98 | 15 | 45911.034 | 6.25% | Three phase | 97.13 | 0.00057304 | 0.00062028 | 0.00067162 | 0.00072742 | 0.0007881 | 0.00085408 | 0.00092583 | 0.0010039 | 0.0010888 | 0.0011812 | 0.0012817 | 0.0013912 | 0.0015103 | 0.00164 | 0.0017812 | 0.001935 | 0.0021024 | 0.0022848 | 0.0024835 | 0.0027 | 0.44681 | 0.45469 | 0.46713 | 0.47706 | 0.47956 | 0.4835 | 0.49631 | 0.51144 | 0.51269 | 0.51269 | 0.51269 | 0.51269 | 0.51269 | 0.51269 | 0.51269 | 0.51269 | 0.51269 | 0.51269 | 0.51269 | 0.51269 | 419.5826 | 175.773 | 8.8819e-05 | 8059.8474 | 4566.8889 | 29.1688 | 12.4209 | 595.3556 | 41.5897 | 553.766 | -4013.123 | FALSE
| 60734373 | TRG024 | TRG | 22KV | 550.01 | 15 | 45911.034 | 6.25% | Three phase | 97.13 | 0.0050952 | 0.0054653 | 0.0058635 | 0.0062921 | 0.0067534 | 0.0072499 | 0.0077844 | 0.0083598 | 0.0089795 | 0.0096467 | 0.010365 | 0.011139 | 0.011973 | 0.012871 | 0.013839 | 0.014882 | 0.016005 | 0.017216 | 0.018026 | 0.018026 | 0.44681 | 0.45469 | 0.46713 | 0.47706 | 0.47956 | 0.4835 | 0.49631 | 0.51144 | 0.51269 | 0.51269 | 0.51269 | 0.51269 | 0.51269 | 0.51269 | 0.51269 | 0.51269 | 0.51269 | 0.51269 | 0.51269 | 0.51269 | 3324.8046 | 9249.2851 | 0.00058871 | 53422.4713 | 30270.3614 | 193.3375 | 545.6904 | 12574.0898 | 739.0279 | 11835.0619 | -18435.2995 | FALSE
| 60734375 | TRG024 | TRG | 22KV | 5099.13 | 15 | 45911.034 | 6.25% | Three phase | 97.13 | 0.049439 | 0.054252 | 0.059555 | 0.065399 | 0.071841 | 0.078943 | 0.086774 | 0.095412 | 0.10494 | 0.11545 | 0.12705 | 0.13985 | 0.15398 | 0.16712 | 0.16712 | 0.16712 | 0.16712 | 0.16712 | 0.16712 | 0.16712 | 0.44681 | 0.45469 | 0.46713 | 0.47706 | 0.47956 | 0.4835 | 0.49631 | 0.51144 | 0.51269 | 0.51269 | 0.51269 | 0.51269 | 0.51269 | 0.51269 | 0.51269 | 0.51269 | 0.51269 | 0.51269 | 0.51269 | 0.51269 | 36739.3248 | 946120.7541 | 0.0054579 | 495278.4969 | 280635.8212 | 1792.4276 | 46902.6381 | 982860.0789 | 48695.0657 | 934165.0132 | 653529.192 | TRUE
| 60734380 | TRG024 | TRG | 22KV | 578.58 | 15 | 45911.034 | 6.25% | Single phase | 44.74 | 0.0036348 | 0.0039339 | 0.004259 | 0.0046124 | 0.0049966 | 0.0054145 | 0.005869 | 0.0063634 | 0.0069014 | 0.0074868 | 0.0081238 | 0.0088173 | 0.0095723 | 0.010394 | 0.011289 | 0.012264 | 0.013326 | 0.014483 | 0.015743 | 0.017116 | 0.44681 | 0.45469 | 0.46713 | 0.47706 | 0.47956 | 0.4835 | 0.49631 | 0.51144 | 0.51269 | 0.51269 | 0.51269 | 0.51269 | 0.51269 | 0.51269 | 0.51269 | 0.51269 | 0.51269 | 0.51269 | 0.51269 | 0.51269 | 2659.7427 | 3578.5729 | 0.00061929 | 25885.6692 | 14667.3964 | 203.3803 | 278.1471 | 6238.3156 | 481.5274 | 5756.7882 | -8910.6082 | FALSE
| 60734441 | WBL012 | WBL | 22KV | 270.64 | 17 | 45090.5514 | 5.556% | Three phase | 97.13 | 0.0034607 | 0.0037842 | 0.0041392 | 0.0045288 | 0.0049565 | 0.005426 | 0.0059415 | 0.0065075 | 0.0071293 | 0.0078122 | 0.0085625 | 0.0088702 | 0.0088702 | 0.0088702 | 0.0088702 | 0.0088702 | 0.0088702 | 0.0088702 | 0.0088702 | 0.0088702 | 0.48244 | 0.48689 | 0.49522 | 0.50094 | 0.50244 | 0.50561 | 0.51483 | 0.525 | 0.52667 | 0.52667 | 0.52667 | 0.52667 | 0.52667 | 0.52667 | 0.52667 | 0.52667 | 0.52667 | 0.52667 | 0.52667 | 0.52667 | 2274.8349 | 3068.3295 | 0.00028968 | 26287.2632 | 14894.9485 | 97.0931 | 132.1262 | 5343.1644 | 229.2193 | 5113.9451 | -9781.0034 | FALSE
| 60734450 | WBL012 | WBL | 22KV | 41.55 | 17 | 45090.5514 | 5.556% | Three phase | 97.13 | 0.0005313 | 0.00058097 | 0.00063547 | 0.00069529 | 0.00076094 | 0.00083302 | 0.00091216 | 0.00099907 | 0.0010945 | 0.0011994 | 0.0013146 | 0.0013618 | 0.0013618 | 0.0013618 | 0.0013618 | 0.0013618 | 0.0013618 | 0.0013618 | 0.0013618 | 0.0013618 | 0.48244 | 0.48689 | 0.49522 | 0.50094 | 0.50244 | 0.50561 | 0.51483 | 0.525 | 0.52667 | 0.52667 | 0.52667 | 0.52667 | 0.52667 | 0.52667 | 0.52667 | 0.52667 | 0.52667 | 0.52667 | 0.52667 | 0.52667 | 349.244 | 72.3203 | 4.4474e-05 | 4035.7515 | 2286.7466 | 14.9062 | 3.1142 | 421.5643 | 18.0204 | 403.5438 | -1883.2028 | FALSE
| 60734626 | TRG024 | TRG | 22KV | 13.72 | 15 | 45911.034 | 6.25% | Three phase | 97.13 | 0.0001357 | 0.00014567 | 0.00015641 | 0.00016797 | 0.00018042 | 0.00019384 | 0.00020829 | 0.00022386 | 0.00024063 | 0.00025871 | 0.0002782 | 0.0002992 | 0.00032183 | 0.00034624 | 0.00037255 | 0.00040092 | 0.00043152 | 0.00044967 | 0.00044967 | 0.00044967 | 0.44681 | 0.45469 | 0.46713 | 0.47706 | 0.47956 | 0.4835 | 0.49631 | 0.51144 | 0.51269 | 0.51269 | 0.51269 | 0.51269 | 0.51269 | 0.51269 | 0.51269 | 0.51269 | 0.51269 | 0.51269 | 0.51269 | 0.51269 | 88.1866 | 6.1204 | 1.4685e-05 | 1332.6236 | 755.0942 | 4.8228 | 0.33956 | 94.3071 | 5.1624 | 89.1447 | -665.9495 | FALSE
| 60734629 | TRG024 | TRG | 22KV | 130.41 | 15 | 45911.034 | 6.25% | Three phase | 97.13 | 0.0011972 | 0.0013296 | 0.0014773 | 0.0016422 | 0.0018262 | 0.0020317 | 0.0022613 | 0.0025178 | 0.0028044 | 0.0031247 | 0.0034828 | 0.0038832 | 0.0042742 | 0.0042742 | 0.0042742 | 0.0042742 | 0.0042742 | 0.0042742 | 0.0042742 | 0.0042742 | 0.44681 | 0.45469 | 0.46713 | 0.47706 | 0.47956 | 0.4835 | 0.49631 | 0.51144 | 0.51269 | 0.51269 | 0.51269 | 0.51269 | 0.51269 | 0.51269 | 0.51269 | 0.51269 | 0.51269 | 0.51269 | 0.51269 | 0.51269 | 956.6865 | 629.5763 | 0.00013959 | 12666.7233 | 7177.2474 | 45.8412 | 30.678 | 1586.2627 | 76.5192 | 1509.7435 | -5667.5039 | FALSE
| 60734633 | TRG024 | TRG | 22KV | 604.51 | 15 | 45911.034 | 6.25% | Three phase | 97.13 | 0.0055497 | 0.0061633 | 0.006848 | 0.0076122 | 0.0084654 | 0.0094181 | 0.010482 | 0.011671 | 0.013 | 0.014484 | 0.016144 | 0.018 | 0.019813 | 0.019813 | 0.019813 | 0.019813 | 0.019813 | 0.019813 | 0.019813 | 0.019813 | 0.44681 | 0.45469 | 0.46713 | 0.47706 | 0.47956 | 0.4835 | 0.49631 | 0.51144 | 0.51269 | 0.51269 | 0.51269 | 0.51269 | 0.51269 | 0.51269 | 0.51269 | 0.51269 | 0.51269 | 0.51269 | 0.51269 | 0.51269 | 4434.6794 | 13527.9985 | 0.00064705 | 58716.0563 | 33269.8245 | 212.4952 | 659.1922 | 17962.6779 | 871.6874 | 17090.9905 | -16178.834 | FALSE
| 60734636 | TRG024 | TRG | 22KV | 79.94 | 15 | 45911.034 | 6.25% | Three phase | 97.13 | 0.00077768 | 0.00085484 | 0.00094002 | 0.001034 | 0.0011379 | 0.0012526 | 0.0013793 | 0.0015192 | 0.0016739 | 0.0018449 | 0.0020339 | 0.0022429 | 0.002474 | 0.00262 | 0.00262 | 0.00262 | 0.00262 | 0.00262 | 0.00262 | 0.00262 | 0.44681 | 0.45469 | 0.46713 | 0.47706 | 0.47956 | 0.4835 | 0.49631 | 0.51144 | 0.51269 | 0.51269 | 0.51269 | 0.51269 | 0.51269 | 0.51269 | 0.51269 | 0.51269 | 0.51269 | 0.51269 | 0.51269 | 0.51269 | 581.1737 | 234.6269 | 8.5565e-05 | 7764.5722 | 4399.5794 | 28.1002 | 11.5275 | 815.8006 | 39.6277 | 776.1729 | -3623.4065 | FALSE
| 60734646 | TRG024 | TRG | 22KV | 274.38 | 15 | 45911.034 | 6.25% | Single phase | 44.74 | 0.0017237 | 0.0018656 | 0.0020197 | 0.0021873 | 0.0023695 | 0.0025677 | 0.0027833 | 0.0030177 | 0.0032728 | 0.0035504 | 0.0038526 | 0.0041814 | 0.0045395 | 0.0049293 | 0.0053538 | 0.0058161 | 0.0063197 | 0.0068682 | 0.0074659 | 0.0081171 | 0.44681 | 0.45469 | 0.46713 | 0.47706 | 0.47956 | 0.4835 | 0.49631 | 0.51144 | 0.51269 | 0.51269 | 0.51269 | 0.51269 | 0.51269 | 0.51269 | 0.51269 | 0.51269 | 0.51269 | 0.51269 | 0.51269 | 0.51269 | 1261.3298 | 804.7999 | 0.00029369 | 12275.7612 | 6955.7196 | 96.4491 | 62.5536 | 2066.1298 | 159.0027 | 1907.1271 | -5048.5925 | FALSE
| 60734654 | TRG024 | TRG | 22KV | 4781.69 | 15 | 45911.034 | 6.25% | Three phase | 97.13 | 0.046361 | 0.050874 | 0.055847 | 0.061328 | 0.067368 | 0.074028 | 0.081372 | 0.089472 | 0.098406 | 0.10826 | 0.11914 | 0.13114 | 0.1444 | 0.15672 | 0.15672 | 0.15672 | 0.15672 | 0.15672 | 0.15672 | 0.15672 | 0.44681 | 0.45469 | 0.46713 | 0.47706 | 0.47956 | 0.4835 | 0.49631 | 0.51144 | 0.51269 | 0.51269 | 0.51269 | 0.51269 | 0.51269 | 0.51269 | 0.51269 | 0.51269 | 0.51269 | 0.51269 | 0.51269 | 0.51269 | 34452.1638 | 831988.3307 | 0.0051182 | 464445.5497 | 263165.187 | 1680.8423 | 41244.6798 | 866440.4945 | 42925.5221 | 823514.9724 | 560349.7854 | TRUE
| 60734664 | TRG024 | TRG | 22KV | 369.62 | 15 | 45911.034 | 6.25% | Three phase | 97.13 | 0.0035837 | 0.0039325 | 0.0043169 | 0.0047406 | 0.0052075 | 0.0057223 | 0.00629 | 0.0069161 | 0.0076067 | 0.0083687 | 0.0092095 | 0.010137 | 0.011162 | 0.012114 | 0.012114 | 0.012114 | 0.012114 | 0.012114 | 0.012114 | 0.012114 | 0.44681 | 0.45469 | 0.46713 | 0.47706 | 0.47956 | 0.4835 | 0.49631 | 0.51144 | 0.51269 | 0.51269 | 0.51269 | 0.51269 | 0.51269 | 0.51269 | 0.51269 | 0.51269 | 0.51269 | 0.51269 | 0.51269 | 0.51269 | 2663.1189 | 4971.2468 | 0.00039563 | 35901.1906 | 20342.4138 | 129.9275 | 246.4427 | 7634.3657 | 376.3702 | 7257.9955 | -13084.4183 | FALSE
| 60734667 | TRG024 | TRG | 22KV | 842.05 | 15 | 45911.034 | 6.25% | Three phase | 97.13 | 0.010456 | 0.011266 | 0.012141 | 0.013086 | 0.014108 | 0.015213 | 0.016407 | 0.017698 | 0.019094 | 0.020604 | 0.022237 | 0.024003 | 0.025914 | 0.027598 | 0.027598 | 0.027598 | 0.027598 | 0.027598 | 0.027598 | 0.027598 | 0.44681 | 0.45469 | 0.46713 | 0.47706 | 0.47956 | 0.4835 | 0.49631 | 0.51144 | 0.51269 | 0.51269 | 0.51269 | 0.51269 | 0.51269 | 0.51269 | 0.51269 | 0.51269 | 0.51269 | 0.51269 | 0.51269 | 0.51269 | 6503.7118 | 27734.4709 | 0.0009013 | 81788.3165 | 46343.0807 | 295.9943 | 1279.0304 | 34238.1827 | 1575.0247 | 32663.158 | -13679.9227 | FALSE
| 60734671 | TRG024 | TRG | 22KV | 1624.48 | 15 | 45911.034 | 6.25% | Single phase | 44.74 | 0.010205 | 0.011045 | 0.011958 | 0.01295 | 0.014029 | 0.015202 | 0.016478 | 0.017867 | 0.019377 | 0.021021 | 0.022809 | 0.024756 | 0.026876 | 0.029184 | 0.031697 | 0.034434 | 0.037416 | 0.040664 | 0.044202 | 0.048058 | 0.44681 | 0.45469 | 0.46713 | 0.47706 | 0.47956 | 0.4835 | 0.49631 | 0.51144 | 0.51269 | 0.51269 | 0.51269 | 0.51269 | 0.51269 | 0.51269 | 0.51269 | 0.51269 | 0.51269 | 0.51269 | 0.51269 | 0.51269 | 7467.7639 | 28210.5641 | 0.0017388 | 72679.2352 | 41181.6725 | 571.0313 | 2192.6859 | 35678.328 | 2763.7172 | 32914.6108 | -8267.0617 | FALSE
| 60734676 | TRG024 | TRG | 22KV | 618.75 | 15 | 45911.034 | 6.25% | Three phase | 97.13 | 0.0031686 | 0.0034815 | 0.0038273 | 0.0042094 | 0.0046318 | 0.005099 | 0.0056157 | 0.0061873 | 0.00682 | 0.0075203 | 0.0082955 | 0.0091541 | 0.010105 | 0.011158 | 0.012326 | 0.013619 | 0.015053 | 0.016643 | 0.018406 | 0.020279 | 0.44681 | 0.45469 | 0.46713 | 0.47706 | 0.47956 | 0.4835 | 0.49631 | 0.51144 | 0.51269 | 0.51269 | 0.51269 | 0.51269 | 0.51269 | 0.51269 | 0.51269 | 0.51269 | 0.51269 | 0.51269 | 0.51269 | 0.51269 | 2786.9807 | 8683.1826 | 0.00066229 | 60099.1875 | 34053.5374 | 217.5007 | 690.6142 | 11470.1633 | 908.115 | 10562.0483 | -23491.4892 | FALSE
| 60734680 | TRG024 | TRG | 22KV | 321.1 | 15 | 45911.034 | 6.25% | Three phase | 97.13 | 0.0040941 | 0.0044704 | 0.0048826 | 0.0053343 | 0.0058294 | 0.0063721 | 0.0069671 | 0.0076194 | 0.0083348 | 0.0091194 | 0.0099801 | 0.010524 | 0.010524 | 0.010524 | 0.010524 | 0.010524 | 0.010524 | 0.010524 | 0.010524 | 0.010524 | 0.44681 | 0.45469 | 0.46713 | 0.47706 | 0.47956 | 0.4835 | 0.49631 | 0.51144 | 0.51269 | 0.51269 | 0.51269 | 0.51269 | 0.51269 | 0.51269 | 0.51269 | 0.51269 | 0.51269 | 0.51269 | 0.51269 | 0.51269 | 2641.154 | 4294.5482 | 0.00034369 | 31188.443 | 17672.0661 | 112.8719 | 185.9883 | 6935.7023 | 298.8602 | 6636.842 | -11035.224 | FALSE
| 60734695 | TRG024 | TRG | 22KV | 105.68 | 15 | 45911.034 | 6.25% | Three phase | 97.13 | 0.00067932 | 0.00075427 | 0.00083795 | 0.00093142 | 0.0010358 | 0.0011525 | 0.001283 | 0.0014288 | 0.001592 | 0.0017745 | 0.0019787 | 0.0022072 | 0.0024631 | 0.0027497 | 0.0030705 | 0.00343 | 0.0034636 | 0.0034636 | 0.0034636 | 0.0034636 | 0.44681 | 0.45469 | 0.46713 | 0.47706 | 0.47956 | 0.4835 | 0.49631 | 0.51144 | 0.51269 | 0.51269 | 0.51269 | 0.51269 | 0.51269 | 0.51269 | 0.51269 | 0.51269 | 0.51269 | 0.51269 | 0.51269 | 0.51269 | 624.1029 | 332.0135 | 0.00011312 | 10264.6984 | 5816.2066 | 37.1482 | 20.1461 | 956.1164 | 57.2943 | 898.822 | -4917.3846 | FALSE
| 60734713 | TRG024 | TRG | 22KV | 184 | 15 | 45911.034 | 6.25% | Three phase | 97.13 | 0.0014055 | 0.0015497 | 0.0017095 | 0.0018865 | 0.0020827 | 0.0023003 | 0.0025416 | 0.0028092 | 0.0031061 | 0.0034356 | 0.0038012 | 0.0042072 | 0.0046578 | 0.0051583 | 0.0057142 | 0.0060306 | 0.0060306 | 0.0060306 | 0.0060306 | 0.0060306 | 0.44681 | 0.45469 | 0.46713 | 0.47706 | 0.47956 | 0.4835 | 0.49631 | 0.51144 | 0.51269 | 0.51269 | 0.51269 | 0.51269 | 0.51269 | 0.51269 | 0.51269 | 0.51269 | 0.51269 | 0.51269 | 0.51269 | 0.51269 | 1168.552 | 1083.8704 | 0.00019695 | 17871.92 | 10126.6277 | 64.679 | 61.0718 | 2252.4224 | 125.7508 | 2126.6716 | -7999.9561 | FALSE
| 60734753 | TRG024 | TRG | 22KV | 217.45 | 15 | 45911.034 | 6.25% | Single phase | 44.74 | 0.0013661 | 0.0014785 | 0.0016007 | 0.0017335 | 0.0018779 | 0.002035 | 0.0022058 | 0.0023916 | 0.0025938 | 0.0028138 | 0.0030532 | 0.0033139 | 0.0035976 | 0.0039065 | 0.0042429 | 0.0046093 | 0.0050084 | 0.0054432 | 0.0059168 | 0.006433 | 0.44681 | 0.45469 | 0.46713 | 0.47706 | 0.47956 | 0.4835 | 0.49631 | 0.51144 | 0.51269 | 0.51269 | 0.51269 | 0.51269 | 0.51269 | 0.51269 | 0.51269 | 0.51269 | 0.51269 | 0.51269 | 0.51269 | 0.51269 | 999.6216 | 505.4775 | 0.00023275 | 9728.713 | 5512.5053 | 76.4372 | 39.2886 | 1505.0991 | 115.7258 | 1389.3733 | -4123.1321 | FALSE
| 60734784 | TRG024 | TRG | 22KV | 339.41 | 15 | 45911.034 | 6.25% | Single phase | 44.74 | 0.0042611 | 0.0046164 | 0.0050027 | 0.0054224 | 0.0058788 | 0.006375 | 0.0069144 | 0.0075011 | 0.0081393 | 0.0088334 | 0.0095885 | 0.01041 | 0.011124 | 0.011124 | 0.011124 | 0.011124 | 0.011124 | 0.011124 | 0.011124 | 0.011124 | 0.44681 | 0.45469 | 0.46713 | 0.47706 | 0.47956 | 0.4835 | 0.49631 | 0.51144 | 0.51269 | 0.51269 | 0.51269 | 0.51269 | 0.51269 | 0.51269 | 0.51269 | 0.51269 | 0.51269 | 0.51269 | 0.51269 | 0.51269 | 2698.2228 | 2136.1054 | 0.00036329 | 15185.2034 | 8604.2743 | 119.3082 | 95.7187 | 4834.3282 | 215.0269 | 4619.3013 | -3984.9729 | FALSE
| 60734785 | TRG024 | TRG | 22KV | 3007.97 | 15 | 45911.034 | 6.25% | Three phase | 97.13 | 0.038246 | 0.041702 | 0.045483 | 0.04962 | 0.054148 | 0.059104 | 0.064529 | 0.070468 | 0.076972 | 0.084095 | 0.091896 | 0.098586 | 0.098586 | 0.098586 | 0.098586 | 0.098586 | 0.098586 | 0.098586 | 0.098586 | 0.098586 | 0.44681 | 0.45469 | 0.46713 | 0.47706 | 0.47956 | 0.4835 | 0.49631 | 0.51144 | 0.51269 | 0.51269 | 0.51269 | 0.51269 | 0.51269 | 0.51269 | 0.51269 | 0.51269 | 0.51269 | 0.51269 | 0.51269 | 0.51269 | 24606.5262 | 374800.0889 | 0.0032196 | 292164.1261 | 165546.6974 | 1057.3507 | 16321.2006 | 399406.6151 | 17378.5513 | 382028.0638 | 216481.3665 | TRUE
| 60734797 | TRG024 | TRG | 22KV | 368.8 | 15 | 45911.034 | 6.25% | Three phase | 97.13 | 0.0023169 | 0.0025075 | 0.0027148 | 0.00294 | 0.003185 | 0.0034513 | 0.003741 | 0.0040562 | 0.0043991 | 0.0047722 | 0.0051783 | 0.0056204 | 0.0061016 | 0.0066256 | 0.0071961 | 0.0078175 | 0.0084944 | 0.0092318 | 0.010035 | 0.01091 | 0.44681 | 0.45469 | 0.46713 | 0.47706 | 0.47956 | 0.4835 | 0.49631 | 0.51144 | 0.51269 | 0.51269 | 0.51269 | 0.51269 | 0.51269 | 0.51269 | 0.51269 | 0.51269 | 0.51269 | 0.51269 | 0.51269 | 0.51269 | 1695.3803 | 3156.6197 | 0.00039475 | 35821.544 | 20297.2842 | 129.6392 | 245.3505 | 4852 | 374.9897 | 4477.0103 | -15820.2739 | FALSE
| 60734807 | TRG024 | TRG | 22KV | 3281.78 | 15 | 45911.034 | 6.25% | Three phase | 97.13 | 0.041843 | 0.045689 | 0.049902 | 0.054519 | 0.059579 | 0.065126 | 0.071206 | 0.077874 | 0.085185 | 0.093204 | 0.102 | 0.10756 | 0.10756 | 0.10756 | 0.10756 | 0.10756 | 0.10756 | 0.10756 | 0.10756 | 0.10756 | 0.44681 | 0.45469 | 0.46713 | 0.47706 | 0.47956 | 0.4835 | 0.49631 | 0.51144 | 0.51269 | 0.51269 | 0.51269 | 0.51269 | 0.51269 | 0.51269 | 0.51269 | 0.51269 | 0.51269 | 0.51269 | 0.51269 | 0.51269 | 26993.7295 | 448596.4169 | 0.0035127 | 318759.2914 | 180616.1101 | 1153.5994 | 19427.8182 | 475590.1464 | 20581.4175 | 455008.7288 | 274392.6188 | TRUE
| 60734834 | TRG024 | TRG | 22KV | 178.4 | 15 | 45911.034 | 6.25% | Single phase | 44.74 | 0.0022683 | 0.0024733 | 0.0026975 | 0.0029429 | 0.0032115 | 0.0035054 | 0.0038271 | 0.0041794 | 0.0045652 | 0.0049876 | 0.0054503 | 0.005847 | 0.005847 | 0.005847 | 0.005847 | 0.005847 | 0.005847 | 0.005847 | 0.005847 | 0.005847 | 0.44681 | 0.45469 | 0.46713 | 0.47706 | 0.47956 | 0.4835 | 0.49631 | 0.51144 | 0.51269 | 0.51269 | 0.51269 | 0.51269 | 0.51269 | 0.51269 | 0.51269 | 0.51269 | 0.51269 | 0.51269 | 0.51269 | 0.51269 | 1459.391 | 607.2744 | 0.00019095 | 7981.616 | 4522.5613 | 62.7105 | 26.4446 | 2066.6654 | 89.1551 | 1977.5102 | -2545.0511 | FALSE
| 60734837 | TRG024 | TRG | 22KV | 457.64 | 15 | 45911.034 | 6.25% | Three phase | 97.13 | 0.0031043 | 0.003422 | 0.0037741 | 0.0041642 | 0.0045967 | 0.0050762 | 0.0056081 | 0.006198 | 0.0068526 | 0.0075791 | 0.0083855 | 0.0092809 | 0.010275 | 0.011379 | 0.012606 | 0.013969 | 0.014999 | 0.014999 | 0.014999 | 0.014999 | 0.44681 | 0.45469 | 0.46713 | 0.47706 | 0.47956 | 0.4835 | 0.49631 | 0.51144 | 0.51269 | 0.51269 | 0.51269 | 0.51269 | 0.51269 | 0.51269 | 0.51269 | 0.51269 | 0.51269 | 0.51269 | 0.51269 | 0.51269 | 2673.4121 | 6163.5692 | 0.00048984 | 44450.5732 | 25186.6842 | 160.8679 | 377.7923 | 8836.9813 | 538.6602 | 8298.3211 | -16888.3631 | FALSE
| 60734845 | TRG022 | TRG | 22KV | 1886.01 | 28 | 45911.034 | 3.448% | Single phase | 44.74 | 0.019624 | 0.021186 | 0.022878 | 0.024711 | 0.026697 | 0.028849 | 0.031181 | 0.033708 | 0.036448 | 0.039418 | 0.042638 | 0.046129 | 0.049915 | 0.054022 | 0.058476 | 0.061814 | 0.061814 | 0.061814 | 0.061814 | 0.061814 | 0.17445 | 0.17714 | 0.18062 | 0.18245 | 0.18269 | 0.18459 | 0.1889 | 0.19221 | 0.191 | 0.191 | 0.191 | 0.191 | 0.191 | 0.191 | 0.191 | 0.191 | 0.191 | 0.191 | 0.191 | 0.191 | 4916.6366 | 57497.6388 | 0.0020187 | 84380.0874 | 47811.6358 | 250.4212 | 2955.5321 | 62414.2754 | 3205.9532 | 59208.3221 | 11396.6863 | TRUE
| 60734864 | TRG022 | TRG | 22KV | 571.56 | 28 | 45911.034 | 3.448% | Single phase | 44.74 | 0.0043724 | 0.0047119 | 0.0050791 | 0.0054764 | 0.0059061 | 0.0063711 | 0.0068744 | 0.0074191 | 0.0080088 | 0.0086472 | 0.0093384 | 0.010087 | 0.010898 | 0.011776 | 0.012727 | 0.013758 | 0.014874 | 0.016085 | 0.017396 | 0.018733 | 0.17445 | 0.17714 | 0.18062 | 0.18245 | 0.18269 | 0.18459 | 0.1889 | 0.19221 | 0.191 | 0.191 | 0.191 | 0.191 | 0.191 | 0.191 | 0.191 | 0.191 | 0.191 | 0.191 | 0.191 | 0.191 | 1140.7459 | 4040.6515 | 0.00061178 | 25571.5944 | 14489.4346 | 75.8908 | 271.4384 | 5181.3974 | 347.3292 | 4834.0683 | -9655.3664 | FALSE
| 60734867 | TRG022 | TRG | 22KV | 60.15 | 28 | 45911.034 | 3.448% | Covered | 390 | 0.00074846 | 0.00080726 | 0.00087086 | 0.00093967 | 0.0010141 | 0.0010947 | 0.0011819 | 0.0012763 | 0.0013784 | 0.001489 | 0.0016088 | 0.0017385 | 0.0018789 | 0.0019714 | 0.0019714 | 0.0019714 | 0.0019714 | 0.0019714 | 0.0019714 | 0.0019714 | 0.17445 | 0.17714 | 0.18062 | 0.18245 | 0.18269 | 0.18459 | 0.1889 | 0.19221 | 0.191 | 0.191 | 0.191 | 0.191 | 0.191 | 0.191 | 0.191 | 0.191 | 0.191 | 0.191 | 0.191 | 0.191 | 175.605 | 571.3972 | 6.4383e-05 | 23458.5 | 13292.1083 | 7.9866 | 26.2052 | 747.0022 | 34.1918 | 712.8104 | -12579.2979 | FALSE
| 60734874 | TRG022 | TRG | 22KV | 920.98 | 28 | 45911.034 | 3.448% | Single phase | 44.74 | 0.011413 | 0.012285 | 0.013225 | 0.01424 | 0.015337 | 0.01652 | 0.017799 | 0.019179 | 0.020671 | 0.022282 | 0.024022 | 0.025903 | 0.027935 | 0.030131 | 0.030185 | 0.030185 | 0.030185 | 0.030185 | 0.030185 | 0.030185 | 0.17445 | 0.17714 | 0.18062 | 0.18245 | 0.18269 | 0.18459 | 0.1889 | 0.19221 | 0.191 | 0.191 | 0.191 | 0.191 | 0.191 | 0.191 | 0.191 | 0.191 | 0.191 | 0.191 | 0.191 | 0.191 | 2659.1536 | 15198.679 | 0.00098579 | 41204.6452 | 23347.4692 | 122.2861 | 704.7711 | 17857.8326 | 827.0572 | 17030.7754 | -6316.6938 | FALSE
| 60734906 | TRG022 | TRG | 22KV | 206.88 | 28 | 45911.034 | 3.448% | Covered | 390 | 0.0025638 | 0.0027595 | 0.0029708 | 0.0031988 | 0.0034451 | 0.003711 | 0.0039981 | 0.0043083 | 0.0046433 | 0.0050051 | 0.0053961 | 0.0058186 | 0.006275 | 0.0067683 | 0.0067804 | 0.0067804 | 0.0067804 | 0.0067804 | 0.0067804 | 0.0067804 | 0.17445 | 0.17714 | 0.18062 | 0.18245 | 0.18269 | 0.18459 | 0.1889 | 0.19221 | 0.191 | 0.191 | 0.191 | 0.191 | 0.191 | 0.191 | 0.191 | 0.191 | 0.191 | 0.191 | 0.191 | 0.191 | 597.3264 | 6685.1489 | 0.00022144 | 80683.2 | 45716.8971 | 27.4692 | 309.994 | 7282.4754 | 337.4632 | 6945.0122 | -38771.885 | FALSE
| 60734911 | TRG022 | TRG | 22KV | 2369.87 | 28 | 45911.034 | 3.448% | Three phase | 97.13 | 0.019685 | 0.021549 | 0.023598 | 0.025851 | 0.028328 | 0.031054 | 0.034053 | 0.037353 | 0.040986 | 0.044984 | 0.049387 | 0.054235 | 0.059574 | 0.065455 | 0.071935 | 0.077672 | 0.077672 | 0.077672 | 0.077672 | 0.077672 | 0.17445 | 0.17714 | 0.18062 | 0.18245 | 0.18269 | 0.18459 | 0.1889 | 0.19221 | 0.191 | 0.191 | 0.191 | 0.191 | 0.191 | 0.191 | 0.191 | 0.191 | 0.191 | 0.191 | 0.191 | 0.191 | 5730.8535 | 182565.483 | 0.0025366 | 230185.4731 | 130428.213 | 314.6673 | 10131.0428 | 188296.3365 | 10445.71 | 177850.6265 | 47422.4135 | TRUE
| 60734914 | TRG022 | TRG | 22KV | 4.99 | 28 | 45911.034 | 3.448% | Covered | 390 | 4.7445e-05 | 5.2134e-05 | 5.7308e-05 | 6.3018e-05 | 6.932e-05 | 7.628e-05 | 8.3965e-05 | 9.2453e-05 | 0.00010183 | 0.00011219 | 0.00012364 | 0.0001363 | 0.00015029 | 0.00016355 | 0.00016355 | 0.00016355 | 0.00016355 | 0.00016355 | 0.00016355 | 0.00016355 | 0.17445 | 0.17714 | 0.18062 | 0.18245 | 0.18269 | 0.18459 | 0.1889 | 0.19221 | 0.191 | 0.191 | 0.191 | 0.191 | 0.191 | 0.191 | 0.191 | 0.191 | 0.191 | 0.191 | 0.191 | 0.191 | 13.4236 | 3.6169 | 5.3411e-06 | 1946.1 | 1102.7036 | 0.66256 | 0.18035 | 17.0405 | 0.84291 | 16.1976 | -1086.5059 | FALSE
| 60734918 | TRG022 | TRG | 22KV | 187.69 | 28 | 45911.034 | 3.448% | Single phase | 44.74 | 0.002326 | 0.0025035 | 0.0026952 | 0.0029021 | 0.0031255 | 0.0033667 | 0.0036273 | 0.0039086 | 0.0042126 | 0.0045409 | 0.0048956 | 0.0052788 | 0.005693 | 0.0061405 | 0.0061515 | 0.0061515 | 0.0061515 | 0.0061515 | 0.0061515 | 0.0061515 | 0.17445 | 0.17714 | 0.18062 | 0.18245 | 0.18269 | 0.18459 | 0.1889 | 0.19221 | 0.191 | 0.191 | 0.191 | 0.191 | 0.191 | 0.191 | 0.191 | 0.191 | 0.191 | 0.191 | 0.191 | 0.191 | 541.919 | 631.2301 | 0.0002009 | 8397.2506 | 4758.0691 | 24.9212 | 29.2705 | 1173.1491 | 54.1916 | 1118.9575 | -3639.1117 | FALSE
| 60734921 | TRG022 | TRG | 22KV | 1980.15 | 28 | 45911.034 | 3.448% | Single phase | 44.74 | 0.024539 | 0.026412 | 0.028435 | 0.030618 | 0.032974 | 0.03552 | 0.038268 | 0.041237 | 0.044443 | 0.047907 | 0.051649 | 0.055692 | 0.060061 | 0.064783 | 0.064899 | 0.064899 | 0.064899 | 0.064899 | 0.064899 | 0.064899 | 0.17445 | 0.17714 | 0.18062 | 0.18245 | 0.18269 | 0.18459 | 0.1889 | 0.19221 | 0.191 | 0.191 | 0.191 | 0.191 | 0.191 | 0.191 | 0.191 | 0.191 | 0.191 | 0.191 | 0.191 | 0.191 | 5717.3044 | 70258.9451 | 0.0021195 | 88591.911 | 50198.1488 | 262.9209 | 3257.9459 | 75976.2496 | 3520.8669 | 72455.3827 | 22257.2339 | TRUE
| 60734923 | TRG022 | TRG | 22KV | 393.29 | 28 | 45911.034 | 3.448% | Single phase | 44.74 | 0.0030087 | 0.0032423 | 0.0034949 | 0.0037683 | 0.004064 | 0.004384 | 0.0047303 | 0.0051051 | 0.0055108 | 0.0059501 | 0.0064258 | 0.0069409 | 0.0074987 | 0.008103 | 0.0087575 | 0.0094667 | 0.010235 | 0.011068 | 0.01197 | 0.01289 | 0.17445 | 0.17714 | 0.18062 | 0.18245 | 0.18269 | 0.18459 | 0.1889 | 0.19221 | 0.191 | 0.191 | 0.191 | 0.191 | 0.191 | 0.191 | 0.191 | 0.191 | 0.191 | 0.191 | 0.191 | 0.191 | 784.9464 | 1913.17 | 0.00042096 | 17595.7946 | 9970.1689 | 52.2204 | 128.5208 | 2698.1163 | 180.7412 | 2517.3751 | -7452.7938 | FALSE
| 60734971 | TRG022 | TRG | 22KV | 1015 | 28 | 45911.034 | 3.448% | Single phase | 44.74 | 0.010238 | 0.011014 | 0.011851 | 0.012756 | 0.013732 | 0.014785 | 0.015923 | 0.017152 | 0.018478 | 0.019911 | 0.021459 | 0.023132 | 0.024939 | 0.026891 | 0.029001 | 0.031281 | 0.033266 | 0.033266 | 0.033266 | 0.033266 | 0.17445 | 0.17714 | 0.18062 | 0.18245 | 0.18269 | 0.18459 | 0.1889 | 0.19221 | 0.191 | 0.191 | 0.191 | 0.191 | 0.191 | 0.191 | 0.191 | 0.191 | 0.191 | 0.191 | 0.191 | 0.191 | 2529.3272 | 15920.0613 | 0.0010864 | 45411.1 | 25730.9401 | 134.77 | 856.0119 | 18449.3885 | 990.7818 | 17458.6067 | -8272.3334 | FALSE
| 60734980 | TRG022 | TRG | 22KV | 2296.31 | 28 | 45911.034 | 3.448% | Three phase | 97.13 | 0.022122 | 0.024197 | 0.026476 | 0.028979 | 0.031729 | 0.03475 | 0.03807 | 0.041719 | 0.04573 | 0.050141 | 0.054991 | 0.060325 | 0.066192 | 0.072647 | 0.075261 | 0.075261 | 0.075261 | 0.075261 | 0.075261 | 0.075261 | 0.17445 | 0.17714 | 0.18062 | 0.18245 | 0.18269 | 0.18459 | 0.1889 | 0.19221 | 0.191 | 0.191 | 0.191 | 0.191 | 0.191 | 0.191 | 0.191 | 0.191 | 0.191 | 0.191 | 0.191 | 0.191 | 6094.6128 | 188242.6732 | 0.0024579 | 223040.5903 | 126379.7633 | 304.9001 | 9511.8751 | 194337.2859 | 9816.7751 | 184520.5108 | 58140.7475 | TRUE
| 60734992 | TRG022 | TRG | 22KV | 895.93 | 28 | 45911.034 | 3.448% | Covered | 390 | 0.011103 | 0.01195 | 0.012865 | 0.013853 | 0.014919 | 0.016071 | 0.017315 | 0.018658 | 0.020108 | 0.021676 | 0.023369 | 0.025198 | 0.027175 | 0.029311 | 0.029364 | 0.029364 | 0.029364 | 0.029364 | 0.029364 | 0.029364 | 0.17445 | 0.17714 | 0.18062 | 0.18245 | 0.18269 | 0.18459 | 0.1889 | 0.19221 | 0.191 | 0.191 | 0.191 | 0.191 | 0.191 | 0.191 | 0.191 | 0.191 | 0.191 | 0.191 | 0.191 | 0.191 | 2586.8265 | 125378.2576 | 0.00095897 | 349412.7 | 197985.0137 | 118.96 | 5813.8588 | 127965.0842 | 5932.8188 | 122032.2653 | -75952.7484 | FALSE
| 60734995 | TRG022 | TRG | 22KV | 721.02 | 28 | 45911.034 | 3.448% | Single phase | 44.74 | 0.0075022 | 0.0080995 | 0.0087463 | 0.0094471 | 0.010206 | 0.011029 | 0.01192 | 0.012887 | 0.013934 | 0.015069 | 0.0163 | 0.017635 | 0.019083 | 0.020653 | 0.022355 | 0.023631 | 0.023631 | 0.023631 | 0.023631 | 0.023631 | 0.17445 | 0.17714 | 0.18062 | 0.18245 | 0.18269 | 0.18459 | 0.1889 | 0.19221 | 0.191 | 0.191 | 0.191 | 0.191 | 0.191 | 0.191 | 0.191 | 0.191 | 0.191 | 0.191 | 0.191 | 0.191 | 1879.6259 | 8403.4312 | 0.00077176 | 32258.4348 | 18278.3472 | 95.7358 | 431.9588 | 10283.0572 | 527.6946 | 9755.3626 | -8522.9846 | FALSE
| 60734996 | TRG022 | TRG | 22KV | 871.61 | 28 | 45911.034 | 3.448% | Three phase | 97.13 | 0.0077061 | 0.0082612 | 0.0088583 | 0.0095005 | 0.010191 | 0.010934 | 0.011734 | 0.012595 | 0.013521 | 0.014517 | 0.01559 | 0.016745 | 0.017989 | 0.019328 | 0.02077 | 0.022322 | 0.023995 | 0.025796 | 0.027736 | 0.028567 | 0.17445 | 0.17714 | 0.18062 | 0.18245 | 0.18269 | 0.18459 | 0.1889 | 0.19221 | 0.191 | 0.191 | 0.191 | 0.191 | 0.191 | 0.191 | 0.191 | 0.191 | 0.191 | 0.191 | 0.191 | 0.191 | 1888.5488 | 22160.7887 | 0.00093294 | 84659.4793 | 47969.9455 | 115.7309 | 1370.4068 | 24049.3375 | 1486.1377 | 22563.1998 | -25406.7457 | FALSE
| 60735006 | TRG022 | TRG | 22KV | 55.59 | 28 | 45911.034 | 3.448% | Single phase | 44.74 | 0.00066434 | 0.00071475 | 0.00076915 | 0.00082784 | 0.0008912 | 0.00095958 | 0.0010334 | 0.0011131 | 0.0011991 | 0.0012921 | 0.0013924 | 0.0015008 | 0.0016179 | 0.0017443 | 0.0018219 | 0.0018219 | 0.0018219 | 0.0018219 | 0.0018219 | 0.0018219 | 0.17445 | 0.17714 | 0.18062 | 0.18245 | 0.18269 | 0.18459 | 0.1889 | 0.19221 | 0.191 | 0.191 | 0.191 | 0.191 | 0.191 | 0.191 | 0.191 | 0.191 | 0.191 | 0.191 | 0.191 | 0.191 | 156.3762 | 53.9405 | 5.9502e-05 | 2487.0966 | 1409.2443 | 7.3811 | 2.5677 | 210.3167 | 9.9488 | 200.3679 | -1208.8764 | FALSE
| 60735007 | TRG022 | TRG | 22KV | 440.67 | 28 | 45911.034 | 3.448% | Covered | 390 | 0.0054834 | 0.0059141 | 0.0063801 | 0.0068842 | 0.0074297 | 0.0080199 | 0.0086587 | 0.0093502 | 0.010099 | 0.010909 | 0.011786 | 0.012736 | 0.013765 | 0.014443 | 0.014443 | 0.014443 | 0.014443 | 0.014443 | 0.014443 | 0.014443 | 0.17445 | 0.17714 | 0.18062 | 0.18245 | 0.18269 | 0.18459 | 0.1889 | 0.19221 | 0.191 | 0.191 | 0.191 | 0.191 | 0.191 | 0.191 | 0.191 | 0.191 | 0.191 | 0.191 | 0.191 | 0.191 | 1286.5146 | 30668.5894 | 0.00047168 | 171861.3 | 97380.4382 | 58.5114 | 1406.5115 | 31955.104 | 1465.0229 | 30490.0811 | -66890.3571 | FALSE
| 60735012 | TRG022 | TRG | 22KV | 472.11 | 28 | 45911.034 | 3.448% | Three phase | 97.13 | 0.004182 | 0.0044876 | 0.0048165 | 0.0051707 | 0.0055521 | 0.0059629 | 0.0064052 | 0.0068818 | 0.0073951 | 0.0079482 | 0.0085442 | 0.0091865 | 0.0098786 | 0.010625 | 0.011429 | 0.012296 | 0.013231 | 0.014239 | 0.015325 | 0.015473 | 0.17445 | 0.17714 | 0.18062 | 0.18245 | 0.18269 | 0.18459 | 0.1889 | 0.19221 | 0.191 | 0.191 | 0.191 | 0.191 | 0.191 | 0.191 | 0.191 | 0.191 | 0.191 | 0.191 | 0.191 | 0.191 | 1034.4652 | 6574.3668 | 0.00050533 | 45856.0443 | 25983.0555 | 62.686 | 402.0606 | 7608.832 | 464.7465 | 7144.0855 | -18838.97 | FALSE
| 60735022 | TRG022 | TRG | 22KV | 2287.19 | 28 | 45911.034 | 3.448% | Three phase | 97.13 | 0.020652 | 0.022502 | 0.024526 | 0.026739 | 0.029161 | 0.031812 | 0.034714 | 0.03789 | 0.041368 | 0.045177 | 0.049348 | 0.053918 | 0.058924 | 0.064409 | 0.07042 | 0.074962 | 0.074962 | 0.074962 | 0.074962 | 0.074962 | 0.17445 | 0.17714 | 0.18062 | 0.18245 | 0.18269 | 0.18459 | 0.1889 | 0.19221 | 0.191 | 0.191 | 0.191 | 0.191 | 0.191 | 0.191 | 0.191 | 0.191 | 0.191 | 0.191 | 0.191 | 0.191 | 5697.9727 | 175272.5165 | 0.0024481 | 222154.7647 | 125877.8348 | 303.6892 | 9436.4706 | 180970.4892 | 9740.1597 | 171230.3294 | 45352.4946 | TRUE
| 60735027 | TRG022 | TRG | 22KV | 1900.17 | 28 | 45911.034 | 3.448% | Three phase | 97.13 | 0.023548 | 0.025346 | 0.027286 | 0.029381 | 0.031643 | 0.034085 | 0.036722 | 0.039571 | 0.042648 | 0.045972 | 0.049563 | 0.053443 | 0.057636 | 0.062166 | 0.062278 | 0.062278 | 0.062278 | 0.062278 | 0.062278 | 0.062278 | 0.17445 | 0.17714 | 0.18062 | 0.18245 | 0.18269 | 0.18459 | 0.1889 | 0.19221 | 0.191 | 0.191 | 0.191 | 0.191 | 0.191 | 0.191 | 0.191 | 0.191 | 0.191 | 0.191 | 0.191 | 0.191 | 5486.3775 | 140458.4165 | 0.0020339 | 184563.5121 | 104577.7943 | 252.3013 | 6513.1341 | 145944.794 | 6765.4354 | 139179.3586 | 34601.5643 | TRUE
| 60735032 | TRG022 | TRG | 22KV | 30.44 | 28 | 45911.034 | 3.448% | Single phase | 44.74 | 0.00026547 | 0.00028659 | 0.00030946 | 0.00033424 | 0.00036109 | 0.0003902 | 0.00042175 | 0.00045595 | 0.00049303 | 0.00053324 | 0.00057685 | 0.00062415 | 0.00067546 | 0.00073112 | 0.00079152 | 0.00085706 | 0.00092818 | 0.00099766 | 0.00099766 | 0.00099766 | 0.17445 | 0.17714 | 0.18062 | 0.18245 | 0.18269 | 0.18459 | 0.1889 | 0.19221 | 0.191 | 0.191 | 0.191 | 0.191 | 0.191 | 0.191 | 0.191 | 0.191 | 0.191 | 0.191 | 0.191 | 0.191 | 69.3286 | 13.0789 | 3.2582e-05 | 1361.8856 | 771.6747 | 4.0418 | 0.7699 | 82.4075 | 4.8117 | 77.5958 | -694.0789 | FALSE
| 60735035 | TRG022 | TRG | 22KV | 850.76 | 28 | 45911.034 | 3.448% | Three phase | 97.13 | 0.0071094 | 0.0076973 | 0.0083362 | 0.0090306 | 0.0097854 | 0.010606 | 0.011499 | 0.012469 | 0.013525 | 0.014674 | 0.015923 | 0.017283 | 0.018763 | 0.020374 | 0.022127 | 0.024036 | 0.026115 | 0.027883 | 0.027883 | 0.027883 | 0.17445 | 0.17714 | 0.18062 | 0.18245 | 0.18269 | 0.18459 | 0.1889 | 0.19221 | 0.191 | 0.191 | 0.191 | 0.191 | 0.191 | 0.191 | 0.191 | 0.191 | 0.191 | 0.191 | 0.191 | 0.191 | 1914.9731 | 21913.6087 | 0.00091063 | 82634.3188 | 46822.4445 | 112.9625 | 1305.6273 | 23828.5818 | 1418.5898 | 22409.992 | -24412.4525 | FALSE
| 60735037 | TRG022 | TRG | 22KV | 933.55 | 28 | 45911.034 | 3.448% | Three phase | 97.13 | 0.0048607 | 0.0052592 | 0.0056924 | 0.0061633 | 0.0066754 | 0.0072324 | 0.0078383 | 0.0084975 | 0.0092149 | 0.0099957 | 0.010846 | 0.011771 | 0.012779 | 0.013876 | 0.015071 | 0.016374 | 0.017792 | 0.019338 | 0.021023 | 0.02286 | 0.17445 | 0.17714 | 0.18062 | 0.18245 | 0.18269 | 0.18459 | 0.1889 | 0.19221 | 0.191 | 0.191 | 0.191 | 0.191 | 0.191 | 0.191 | 0.191 | 0.191 | 0.191 | 0.191 | 0.191 | 0.191 | 1333.48 | 16740.5206 | 0.00099924 | 90675.7115 | 51378.8766 | 123.9552 | 1572.1004 | 18074.0006 | 1696.0555 | 16377.945 | -35000.9315 | FALSE
| 60735045 | TRG022 | TRG | 22KV | 1158.29 | 28 | 45911.034 | 3.448% | Three phase | 97.13 | 0.0096793 | 0.01048 | 0.011349 | 0.012295 | 0.013323 | 0.01444 | 0.015655 | 0.016977 | 0.018414 | 0.019978 | 0.021679 | 0.023531 | 0.025546 | 0.027739 | 0.030126 | 0.032725 | 0.035555 | 0.037963 | 0.037963 | 0.037963 | 0.17445 | 0.17714 | 0.18062 | 0.18245 | 0.18269 | 0.18459 | 0.1889 | 0.19221 | 0.191 | 0.191 | 0.191 | 0.191 | 0.191 | 0.191 | 0.191 | 0.191 | 0.191 | 0.191 | 0.191 | 0.191 | 2607.1914 | 40619.4829 | 0.0012398 | 112504.7077 | 63747.6717 | 153.7958 | 2420.1357 | 43226.6744 | 2573.9314 | 40652.7429 | -23094.9288 | FALSE
| 60735061 | TRG022 | TRG | 22KV | 12705.6 | 28 | 45911.034 | 3.448% | Three phase | 97.13 | 0.12139 | 0.13025 | 0.13979 | 0.15007 | 0.16113 | 0.17304 | 0.18586 | 0.19967 | 0.21455 | 0.23057 | 0.24784 | 0.26644 | 0.28649 | 0.30809 | 0.33137 | 0.35646 | 0.38351 | 0.41267 | 0.41642 | 0.41642 | 0.17445 | 0.17714 | 0.18062 | 0.18245 | 0.18269 | 0.18459 | 0.1889 | 0.19221 | 0.191 | 0.191 | 0.191 | 0.191 | 0.191 | 0.191 | 0.191 | 0.191 | 0.191 | 0.191 | 0.191 | 0.191 | 29729.6041 | 5085495.5589 | 0.0136 | 1234094.928 | 699265.657 | 1687.0277 | 291202.7419 | 5115225.163 | 292889.7697 | 4822335.3933 | 4123069.7363 | TRUE
| 60735075 | TRG022 | TRG | 22KV | 23.26 | 28 | 45911.034 | 3.448% | Single phase | 44.74 | 0.00028825 | 0.00031026 | 0.00033401 | 0.00035965 | 0.00038734 | 0.00041723 | 0.00044952 | 0.00048439 | 0.00052205 | 0.00056274 | 0.0006067 | 0.00065419 | 0.00070552 | 0.00076098 | 0.00076234 | 0.00076234 | 0.00076234 | 0.00076234 | 0.00076234 | 0.00076234 | 0.17445 | 0.17714 | 0.18062 | 0.18245 | 0.18269 | 0.18459 | 0.1889 | 0.19221 | 0.191 | 0.191 | 0.191 | 0.191 | 0.191 | 0.191 | 0.191 | 0.191 | 0.191 | 0.191 | 0.191 | 0.191 | 67.1588 | 9.6945 | 2.4897e-05 | 1040.6524 | 589.6568 | 3.0884 | 0.44954 | 76.8533 | 3.538 | 73.3153 | -516.3415 | FALSE
| 60735104 | TRG022 | TRG | 22KV | 2407.93 | 28 | 45911.034 | 3.448% | Three phase | 97.13 | 0.029962 | 0.032316 | 0.034862 | 0.037617 | 0.040598 | 0.043823 | 0.047314 | 0.051092 | 0.055182 | 0.05961 | 0.064404 | 0.069595 | 0.075217 | 0.078919 | 0.078919 | 0.078919 | 0.078919 | 0.078919 | 0.078919 | 0.078919 | 0.17445 | 0.17714 | 0.18062 | 0.18245 | 0.18269 | 0.18459 | 0.1889 | 0.19221 | 0.191 | 0.191 | 0.191 | 0.191 | 0.191 | 0.191 | 0.191 | 0.191 | 0.191 | 0.191 | 0.191 | 0.191 | 7029.8345 | 228056.958 | 0.0025774 | 233882.2409 | 132522.8839 | 319.7208 | 10459.0639 | 235086.7925 | 10778.7847 | 224308.0078 | 91785.1239 | TRUE
| 60735106 | TRG022 | TRG | 22KV | 2997.81 | 28 | 45911.034 | 3.448% | Three phase | 97.13 | 0.017141 | 0.018549 | 0.020079 | 0.021743 | 0.023552 | 0.025519 | 0.027659 | 0.029988 | 0.032521 | 0.035278 | 0.038279 | 0.041546 | 0.045103 | 0.048977 | 0.053195 | 0.05779 | 0.062795 | 0.068249 | 0.074192 | 0.080668 | 0.17445 | 0.17714 | 0.18062 | 0.18245 | 0.18269 | 0.18459 | 0.1889 | 0.19221 | 0.191 | 0.191 | 0.191 | 0.191 | 0.191 | 0.191 | 0.191 | 0.191 | 0.191 | 0.191 | 0.191 | 0.191 | 4705.7512 | 189703.6586 | 0.0032088 | 291177.2853 | 164987.5314 | 398.0441 | 16211.1308 | 194409.4098 | 16609.1749 | 177800.2349 | 12812.7035 | TRUE
| 60735127 | TRG022 | TRG | 22KV | 70.48 | 28 | 45911.034 | 3.448% | Covered | 390 | 0.00087519 | 0.00094296 | 0.0010162 | 0.0010953 | 0.0011809 | 0.0012733 | 0.0013733 | 0.0014813 | 0.0015982 | 0.0017246 | 0.0018613 | 0.0020091 | 0.002169 | 0.00231 | 0.00231 | 0.00231 | 0.00231 | 0.00231 | 0.00231 | 0.00231 | 0.17445 | 0.17714 | 0.18062 | 0.18245 | 0.18269 | 0.18459 | 0.1889 | 0.19221 | 0.191 | 0.191 | 0.191 | 0.191 | 0.191 | 0.191 | 0.191 | 0.191 | 0.191 | 0.191 | 0.191 | 0.191 | 204.62 | 780.1662 | 7.5439e-05 | 27487.2 | 15574.8594 | 9.3582 | 35.9789 | 984.7863 | 45.3371 | 939.4491 | -14635.4103 | FALSE
| 60735128 | TRG022 | TRG | 22KV | 2396.81 | 28 | 45911.034 | 3.448% | Three phase | 97.13 | 0.016552 | 0.017916 | 0.019399 | 0.021011 | 0.022764 | 0.024669 | 0.026742 | 0.028996 | 0.031449 | 0.034118 | 0.037022 | 0.040183 | 0.043624 | 0.04737 | 0.051448 | 0.05589 | 0.060727 | 0.065995 | 0.071735 | 0.077987 | 0.17445 | 0.17714 | 0.18062 | 0.18245 | 0.18269 | 0.18459 | 0.1889 | 0.19221 | 0.191 | 0.191 | 0.191 | 0.191 | 0.191 | 0.191 | 0.191 | 0.191 | 0.191 | 0.191 | 0.191 | 0.191 | 4549.8834 | 146646.8087 | 0.0025655 | 232802.1553 | 131910.8833 | 318.2443 | 10362.6855 | 151196.6921 | 10680.9298 | 140515.7623 | 8604.8789 | TRUE
| 60735133 | TRG022 | TRG | 22KV | 111.76 | 28 | 45911.034 | 3.448% | Covered | 390 | 0.0010626 | 0.0011676 | 0.0012835 | 0.0014114 | 0.0015526 | 0.0017084 | 0.0018805 | 0.0020706 | 0.0022807 | 0.0025127 | 0.0027692 | 0.0030526 | 0.0033659 | 0.0036629 | 0.0036629 | 0.0036629 | 0.0036629 | 0.0036629 | 0.0036629 | 0.0036629 | 0.17445 | 0.17714 | 0.18062 | 0.18245 | 0.18269 | 0.18459 | 0.1889 | 0.19221 | 0.191 | 0.191 | 0.191 | 0.191 | 0.191 | 0.191 | 0.191 | 0.191 | 0.191 | 0.191 | 0.191 | 0.191 | 300.6463 | 1814.3055 | 0.00011962 | 43586.4 | 24697.0245 | 14.8393 | 90.4668 | 2114.9517 | 105.3061 | 2009.6457 | -22687.3788 | FALSE
| 60735138 | TRG022 | TRG | 22KV | 200.04 | 28 | 45911.034 | 3.448% | Covered | 390 | 0.0020814 | 0.0022471 | 0.0024266 | 0.002621 | 0.0028316 | 0.0030599 | 0.0033072 | 0.0035753 | 0.0038658 | 0.0041808 | 0.0045224 | 0.0048927 | 0.0052943 | 0.0057299 | 0.0062023 | 0.0065563 | 0.0065563 | 0.0065563 | 0.0065563 | 0.0065563 | 0.17445 | 0.17714 | 0.18062 | 0.18245 | 0.18269 | 0.18459 | 0.1889 | 0.19221 | 0.191 | 0.191 | 0.191 | 0.191 | 0.191 | 0.191 | 0.191 | 0.191 | 0.191 | 0.191 | 0.191 | 0.191 | 521.484 | 5638.5099 | 0.00021412 | 78015.6 | 44205.3756 | 26.561 | 289.8345 | 6159.9939 | 316.3954 | 5843.5984 | -38361.7771 | FALSE
| 60735165 | TRG022 | TRG | 22KV | 1213.62 | 28 | 45911.034 | 3.448% | Covered | 390 | 0.012241 | 0.013169 | 0.014171 | 0.015252 | 0.016419 | 0.017679 | 0.019039 | 0.020508 | 0.022094 | 0.023808 | 0.025659 | 0.027658 | 0.029819 | 0.032153 | 0.034676 | 0.037402 | 0.039776 | 0.039776 | 0.039776 | 0.039776 | 0.17445 | 0.17714 | 0.18062 | 0.18245 | 0.18269 | 0.18459 | 0.1889 | 0.19221 | 0.191 | 0.191 | 0.191 | 0.191 | 0.191 | 0.191 | 0.191 | 0.191 | 0.191 | 0.191 | 0.191 | 0.191 | 3024.2779 | 198402.3119 | 0.001299 | 473311.8 | 268189.0017 | 161.1424 | 10667.9696 | 201426.5898 | 10829.112 | 190597.4778 | -77591.5239 | FALSE
| 60735167 | TRG022 | TRG | 22KV | 202.58 | 28 | 45911.034 | 3.448% | Single phase | 44.74 | 0.0025208 | 0.0027188 | 0.002933 | 0.0031647 | 0.0034155 | 0.0036868 | 0.0039805 | 0.0042984 | 0.0046425 | 0.005015 | 0.0054183 | 0.0058551 | 0.006328 | 0.0066395 | 0.0066395 | 0.0066395 | 0.0066395 | 0.0066395 | 0.0066395 | 0.0066395 | 0.17445 | 0.17714 | 0.18062 | 0.18245 | 0.18269 | 0.18459 | 0.1889 | 0.19221 | 0.191 | 0.191 | 0.191 | 0.191 | 0.191 | 0.191 | 0.191 | 0.191 | 0.191 | 0.191 | 0.191 | 0.191 | 591.4225 | 743.5177 | 0.00021683 | 9063.4292 | 5135.5407 | 26.8982 | 34.0989 | 1334.9402 | 60.9972 | 1273.943 | -3861.5977 | FALSE
| 60735178 | TRG022 | TRG | 22KV | 101.92 | 28 | 45911.034 | 3.448% | Covered | 390 | 0.00088887 | 0.00095956 | 0.0010361 | 0.0011191 | 0.001209 | 0.0013065 | 0.0014121 | 0.0015266 | 0.0016508 | 0.0017854 | 0.0019314 | 0.0020898 | 0.0022616 | 0.002448 | 0.0026502 | 0.0028696 | 0.0031077 | 0.0033404 | 0.0033404 | 0.0033404 | 0.17445 | 0.17714 | 0.18062 | 0.18245 | 0.18269 | 0.18459 | 0.1889 | 0.19221 | 0.191 | 0.191 | 0.191 | 0.191 | 0.191 | 0.191 | 0.191 | 0.191 | 0.191 | 0.191 | 0.191 | 0.191 | 232.1277 | 1278.1148 | 0.00010909 | 39748.8 | 22522.5549 | 13.5328 | 75.2376 | 1510.2425 | 88.7704 | 1421.4721 | -21101.0828 | FALSE
| 60735193 | TRG022 | TRG | 22KV | 32.24 | 28 | 45911.034 | 3.448% | Covered | 390 | 0.00040672 | 0.00044172 | 0.00047985 | 0.00052141 | 0.0005667 | 0.00061606 | 0.00066988 | 0.00072855 | 0.00079253 | 0.00086231 | 0.00093841 | 0.0010214 | 0.0010567 | 0.0010567 | 0.0010567 | 0.0010567 | 0.0010567 | 0.0010567 | 0.0010567 | 0.0010567 | 0.17445 | 0.17714 | 0.18062 | 0.18245 | 0.18269 | 0.18459 | 0.1889 | 0.19221 | 0.191 | 0.191 | 0.191 | 0.191 | 0.191 | 0.191 | 0.191 | 0.191 | 0.191 | 0.191 | 0.191 | 0.191 | 97.4296 | 169.9091 | 3.4509e-05 | 12573.6 | 7124.4816 | 4.2808 | 7.5285 | 267.3387 | 11.8092 | 255.5295 | -6868.9522 | FALSE
| 60735260 | TRG022 | TRG | 22KV | 3874.8 | 28 | 45911.034 | 3.448% | Single phase | 44.74 | 0.039083 | 0.042046 | 0.045244 | 0.048695 | 0.052421 | 0.056443 | 0.060787 | 0.065477 | 0.070542 | 0.076012 | 0.081922 | 0.088306 | 0.095204 | 0.10266 | 0.11071 | 0.11942 | 0.127 | 0.127 | 0.127 | 0.127 | 0.17445 | 0.17714 | 0.18062 | 0.18245 | 0.18269 | 0.18459 | 0.1889 | 0.19221 | 0.191 | 0.191 | 0.191 | 0.191 | 0.191 | 0.191 | 0.191 | 0.191 | 0.191 | 0.191 | 0.191 | 0.191 | 9655.7999 | 232012.4199 | 0.0041475 | 173358.552 | 98228.8145 | 514.4893 | 12475.1643 | 241668.2198 | 12989.6536 | 228678.5662 | 130449.7517 | TRUE
| 60735300 | TRG022 | TRG | 22KV | 728.13 | 28 | 45911.034 | 3.448% | Three phase | 97.13 | 0.0064498 | 0.0069211 | 0.0074285 | 0.0079748 | 0.008563 | 0.0091965 | 0.0098787 | 0.010614 | 0.011405 | 0.012258 | 0.013178 | 0.014168 | 0.015236 | 0.016386 | 0.017627 | 0.018964 | 0.020406 | 0.02196 | 0.023636 | 0.023864 | 0.17445 | 0.17714 | 0.18062 | 0.18245 | 0.18269 | 0.18459 | 0.1889 | 0.19221 | 0.191 | 0.191 | 0.191 | 0.191 | 0.191 | 0.191 | 0.191 | 0.191 | 0.191 | 0.191 | 0.191 | 0.191 | 1595.4442 | 15638.1502 | 0.00077937 | 70723.2669 | 40073.3773 | 96.6798 | 956.3634 | 17233.5945 | 1053.0433 | 16180.5512 | -23892.8261 | FALSE
| 60735306 | TRG022 | TRG | 22KV | 1495.85 | 28 | 45911.034 | 3.448% | Single phase | 44.74 | 0.011443 | 0.012332 | 0.013293 | 0.014332 | 0.015457 | 0.016674 | 0.017991 | 0.019417 | 0.02096 | 0.022631 | 0.02444 | 0.026399 | 0.028521 | 0.030819 | 0.033309 | 0.036006 | 0.038928 | 0.042095 | 0.045528 | 0.049026 | 0.17445 | 0.17714 | 0.18062 | 0.18245 | 0.18269 | 0.18459 | 0.1889 | 0.19221 | 0.191 | 0.191 | 0.191 | 0.191 | 0.191 | 0.191 | 0.191 | 0.191 | 0.191 | 0.191 | 0.191 | 0.191 | 2985.4866 | 27676.0328 | 0.0016011 | 66924.329 | 37920.8145 | 198.6164 | 1859.19 | 30661.5194 | 2057.8064 | 28603.713 | -9317.1015 | FALSE
| 60735309 | TRG022 | TRG | 22KV | 853.1 | 28 | 45911.034 | 3.448% | Three phase | 97.13 | 0.0071289 | 0.0077184 | 0.0083591 | 0.0090554 | 0.0098124 | 0.010635 | 0.01153 | 0.012504 | 0.013562 | 0.014714 | 0.015967 | 0.017331 | 0.018815 | 0.02043 | 0.022188 | 0.024102 | 0.026187 | 0.02796 | 0.02796 | 0.02796 | 0.17445 | 0.17714 | 0.18062 | 0.18245 | 0.18269 | 0.18459 | 0.1889 | 0.19221 | 0.191 | 0.191 | 0.191 | 0.191 | 0.191 | 0.191 | 0.191 | 0.191 | 0.191 | 0.191 | 0.191 | 0.191 | 1920.2402 | 22034.3204 | 0.00091313 | 82861.603 | 46951.2287 | 113.2732 | 1312.8194 | 23954.5606 | 1426.0926 | 22528.4681 | -24422.7607 | FALSE
| 60735313 | TRG022 | TRG | 22KV | 1398.29 | 28 | 45911.034 | 3.448% | Three phase | 97.13 | 0.012386 | 0.013291 | 0.014266 | 0.015315 | 0.016444 | 0.017661 | 0.018971 | 0.020382 | 0.021903 | 0.023541 | 0.025306 | 0.027208 | 0.029258 | 0.031468 | 0.03385 | 0.036418 | 0.039186 | 0.042172 | 0.045391 | 0.045829 | 0.17445 | 0.17714 | 0.18062 | 0.18245 | 0.18269 | 0.18459 | 0.1889 | 0.19221 | 0.191 | 0.191 | 0.191 | 0.191 | 0.191 | 0.191 | 0.191 | 0.191 | 0.191 | 0.191 | 0.191 | 0.191 | 3063.8673 | 57671.6045 | 0.0014967 | 135815.9077 | 76956.3165 | 185.6625 | 3526.9525 | 60735.4718 | 3712.615 | 57022.8568 | -19933.4597 | FALSE
| 60735373 | TRG022 | TRG | 22KV | 206.97 | 28 | 45911.034 | 3.448% | Covered | 390 | 0.0025649 | 0.0027607 | 0.002972 | 0.0032002 | 0.0034466 | 0.0037126 | 0.0039999 | 0.0043101 | 0.0046453 | 0.0050073 | 0.0053985 | 0.0058211 | 0.0062778 | 0.0067713 | 0.0067834 | 0.0067834 | 0.0067834 | 0.0067834 | 0.0067834 | 0.0067834 | 0.17445 | 0.17714 | 0.18062 | 0.18245 | 0.18269 | 0.18459 | 0.1889 | 0.19221 | 0.191 | 0.191 | 0.191 | 0.191 | 0.191 | 0.191 | 0.191 | 0.191 | 0.191 | 0.191 | 0.191 | 0.191 | 597.5863 | 6690.9667 | 0.00022153 | 80718.3 | 45736.7856 | 27.4811 | 310.2638 | 7288.553 | 337.7449 | 6950.8081 | -38785.9775 | FALSE
| 60735381 | TRG022 | TRG | 22KV | 1029.43 | 28 | 45911.034 | 3.448% | Covered | 390 | 0.012809 | 0.013816 | 0.014904 | 0.016082 | 0.017356 | 0.018735 | 0.020227 | 0.021843 | 0.023591 | 0.025484 | 0.027534 | 0.029753 | 0.032156 | 0.033739 | 0.033739 | 0.033739 | 0.033739 | 0.033739 | 0.033739 | 0.033739 | 0.17445 | 0.17714 | 0.18062 | 0.18245 | 0.18269 | 0.18459 | 0.1889 | 0.19221 | 0.191 | 0.191 | 0.191 | 0.191 | 0.191 | 0.191 | 0.191 | 0.191 | 0.191 | 0.191 | 0.191 | 0.191 | 3005.3708 | 167363.3927 | 0.0011019 | 401477.7 | 227486.2017 | 136.6859 | 7675.5581 | 170368.7635 | 7812.244 | 162556.5195 | -64929.6821 | FALSE
| 60735386 | TRG022 | TRG | 22KV | 1196.88 | 28 | 45911.034 | 3.448% | Single phase | 44.74 | 0.014878 | 0.016064 | 0.017348 | 0.018738 | 0.020244 | 0.021875 | 0.023643 | 0.025558 | 0.027634 | 0.029883 | 0.032321 | 0.034964 | 0.03783 | 0.039227 | 0.039227 | 0.039227 | 0.039227 | 0.039227 | 0.039227 | 0.039227 | 0.17445 | 0.17714 | 0.18062 | 0.18245 | 0.18269 | 0.18459 | 0.1889 | 0.19221 | 0.191 | 0.191 | 0.191 | 0.191 | 0.191 | 0.191 | 0.191 | 0.191 | 0.191 | 0.191 | 0.191 | 0.191 | 3507.2116 | 26049.2408 | 0.0012811 | 53548.4112 | 30341.7218 | 158.9197 | 1190.2794 | 29556.4524 | 1349.1991 | 28207.2533 | -2134.4684 | FALSE
| 60735388 | TRG022 | TRG | 22KV | 127.44 | 28 | 45911.034 | 3.448% | Covered | 390 | 0.001326 | 0.0014316 | 0.0015459 | 0.0016698 | 0.001804 | 0.0019494 | 0.0021069 | 0.0022777 | 0.0024628 | 0.0026635 | 0.0028811 | 0.003117 | 0.0033729 | 0.0036503 | 0.0039513 | 0.0041768 | 0.0041768 | 0.0041768 | 0.0041768 | 0.0041768 | 0.17445 | 0.17714 | 0.18062 | 0.18245 | 0.18269 | 0.18459 | 0.1889 | 0.19221 | 0.191 | 0.191 | 0.191 | 0.191 | 0.191 | 0.191 | 0.191 | 0.191 | 0.191 | 0.191 | 0.191 | 0.191 | 332.2231 | 2288.454 | 0.00013641 | 49701.6 | 28162.0329 | 16.9213 | 117.6326 | 2620.6771 | 134.5539 | 2486.1232 | -25675.9097 | FALSE
| 60735393 | TRG022 | TRG | 22KV | 1104.42 | 28 | 45911.034 | 3.448% | Three phase | 97.13 | 0.010231 | 0.010974 | 0.011774 | 0.012635 | 0.013561 | 0.014558 | 0.015631 | 0.016787 | 0.018031 | 0.019371 | 0.020814 | 0.022368 | 0.024042 | 0.025845 | 0.027788 | 0.029882 | 0.032138 | 0.034569 | 0.036197 | 0.036197 | 0.17445 | 0.17714 | 0.18062 | 0.18245 | 0.18269 | 0.18459 | 0.1889 | 0.19221 | 0.191 | 0.191 | 0.191 | 0.191 | 0.191 | 0.191 | 0.191 | 0.191 | 0.191 | 0.191 | 0.191 | 0.191 | 2508.1982 | 37293.7042 | 0.0011821 | 107272.3146 | 60782.8813 | 146.643 | 2200.2581 | 39801.9024 | 2346.9011 | 37455.0013 | -23327.88 | FALSE
| 60735402 | TRG022 | TRG | 22KV | 124.33 | 28 | 45911.034 | 3.448% | Covered | 390 | 0.0015408 | 0.0016584 | 0.0017854 | 0.0019224 | 0.0020704 | 0.0022302 | 0.0024028 | 0.0025892 | 0.0027905 | 0.003008 | 0.0032429 | 0.0034968 | 0.0037712 | 0.0040676 | 0.0040749 | 0.0040749 | 0.0040749 | 0.0040749 | 0.0040749 | 0.0040749 | 0.17445 | 0.17714 | 0.18062 | 0.18245 | 0.18269 | 0.18459 | 0.1889 | 0.19221 | 0.191 | 0.191 | 0.191 | 0.191 | 0.191 | 0.191 | 0.191 | 0.191 | 0.191 | 0.191 | 0.191 | 0.191 | 358.9791 | 2414.4929 | 0.00013308 | 48488.7 | 27474.7768 | 16.5083 | 111.9614 | 2773.472 | 128.4697 | 2645.0023 | -24829.7744 | FALSE
| 60735410 | TRG022 | TRG | 22KV | 1298.6 | 28 | 45911.034 | 3.448% | Covered | 390 | 0.016159 | 0.017428 | 0.018801 | 0.020287 | 0.021894 | 0.023634 | 0.025516 | 0.027554 | 0.02976 | 0.032148 | 0.034733 | 0.037533 | 0.040565 | 0.042561 | 0.042561 | 0.042561 | 0.042561 | 0.042561 | 0.042561 | 0.042561 | 0.17445 | 0.17714 | 0.18062 | 0.18245 | 0.18269 | 0.18459 | 0.1889 | 0.19221 | 0.191 | 0.191 | 0.191 | 0.191 | 0.191 | 0.191 | 0.191 | 0.191 | 0.191 | 0.191 | 0.191 | 0.191 | 3791.1995 | 266328.4903 | 0.00139 | 506454 | 286968.11 | 172.4259 | 12214.2588 | 270119.6899 | 12386.6847 | 257733.0052 | -29235.1048 | FALSE
| 60735412 | TRG022 | TRG | 22KV | 64.07 | 28 | 45911.034 | 3.448% | Three phase | 97.13 | 0.00046752 | 0.00049577 | 0.00052581 | 0.00055777 | 0.00059176 | 0.00062792 | 0.00066639 | 0.00070732 | 0.00075088 | 0.00079724 | 0.00084657 | 0.00089908 | 0.00095498 | 0.0010145 | 0.0010778 | 0.0011453 | 0.0012171 | 0.0012936 | 0.001375 | 0.0014617 | 0.17445 | 0.17714 | 0.18062 | 0.18245 | 0.18269 | 0.18459 | 0.1889 | 0.19221 | 0.191 | 0.191 | 0.191 | 0.191 | 0.191 | 0.191 | 0.191 | 0.191 | 0.191 | 0.191 | 0.191 | 0.191 | 102.057 | 88.1392 | 6.8578e-05 | 6223.1191 | 3526.1578 | 8.5071 | 7.4048 | 190.1962 | 15.9119 | 174.2843 | -3351.8735 | FALSE
| 60735424 | TRG022 | TRG | 22KV | 1210.55 | 28 | 45911.034 | 3.448% | Single phase | 44.74 | 0.015048 | 0.016247 | 0.017546 | 0.018952 | 0.020475 | 0.022125 | 0.023913 | 0.02585 | 0.027949 | 0.030224 | 0.03269 | 0.035364 | 0.038262 | 0.039675 | 0.039675 | 0.039675 | 0.039675 | 0.039675 | 0.039675 | 0.039675 | 0.17445 | 0.17714 | 0.18062 | 0.18245 | 0.18269 | 0.18459 | 0.1889 | 0.19221 | 0.191 | 0.191 | 0.191 | 0.191 | 0.191 | 0.191 | 0.191 | 0.191 | 0.191 | 0.191 | 0.191 | 0.191 | 3547.2687 | 26647.6745 | 0.0012957 | 54160.007 | 30688.2656 | 160.7347 | 1217.6239 | 30194.9432 | 1378.3586 | 28816.5846 | -1871.681 | FALSE
| 60735437 | TRG022 | TRG | 22KV | 1006.5 | 28 | 45911.034 | 3.448% | Single phase | 44.74 | 0.012473 | 0.013425 | 0.014453 | 0.015563 | 0.016761 | 0.018054 | 0.019451 | 0.02096 | 0.02259 | 0.024351 | 0.026253 | 0.028308 | 0.030529 | 0.032929 | 0.032988 | 0.032988 | 0.032988 | 0.032988 | 0.032988 | 0.032988 | 0.17445 | 0.17714 | 0.18062 | 0.18245 | 0.18269 | 0.18459 | 0.1889 | 0.19221 | 0.191 | 0.191 | 0.191 | 0.191 | 0.191 | 0.191 | 0.191 | 0.191 | 0.191 | 0.191 | 0.191 | 0.191 | 2906.0763 | 18152.3561 | 0.0010773 | 45030.81 | 25515.4593 | 133.6413 | 841.7347 | 21058.4324 | 975.3761 | 20083.0563 | -5432.403 | FALSE
| 60735439 | TRG022 | TRG | 22KV | 2193.93 | 28 | 45911.034 | 3.448% | Three phase | 97.13 | 0.020324 | 0.0218 | 0.023389 | 0.025099 | 0.026939 | 0.028919 | 0.031051 | 0.033346 | 0.035818 | 0.03848 | 0.041346 | 0.044433 | 0.047759 | 0.051342 | 0.055202 | 0.059361 | 0.063842 | 0.068672 | 0.071906 | 0.071906 | 0.17445 | 0.17714 | 0.18062 | 0.18245 | 0.18269 | 0.18459 | 0.1889 | 0.19221 | 0.191 | 0.191 | 0.191 | 0.191 | 0.191 | 0.191 | 0.191 | 0.191 | 0.191 | 0.191 | 0.191 | 0.191 | 4982.535 | 147167.7091 | 0.0023483 | 213096.4209 | 120745.1756 | 291.3063 | 8682.6168 | 152150.2441 | 8973.9231 | 143176.321 | 22431.1454 | TRUE
| 60735459 | TRG022 | TRG | 22KV | 4830.06 | 28 | 45911.034 | 3.448% | Three phase | 97.13 | 0.059857 | 0.064426 | 0.069359 | 0.074683 | 0.080433 | 0.086641 | 0.093345 | 0.10059 | 0.10841 | 0.11686 | 0.12598 | 0.13585 | 0.1465 | 0.15802 | 0.1583 | 0.1583 | 0.1583 | 0.1583 | 0.1583 | 0.1583 | 0.17445 | 0.17714 | 0.18062 | 0.18245 | 0.18269 | 0.18459 | 0.1889 | 0.19221 | 0.191 | 0.191 | 0.191 | 0.191 | 0.191 | 0.191 | 0.191 | 0.191 | 0.191 | 0.191 | 0.191 | 0.191 | 13945.8745 | 907544.4497 | 0.0051699 | 469143.7278 | 265827.2793 | 641.3271 | 42083.3355 | 921490.3242 | 42724.6625 | 878765.6617 | 612938.3824 | TRUE
| 60735460 | TRG022 | TRG | 22KV | 28.87 | 28 | 45911.034 | 3.448% | Three phase | 97.13 | 0.00027139 | 0.00029326 | 0.00031698 | 0.0003427 | 0.0003706 | 0.00040086 | 0.00043369 | 0.00046932 | 0.00050798 | 0.00054995 | 0.0005955 | 0.00064495 | 0.00069864 | 0.00075694 | 0.00082025 | 0.00088901 | 0.00094621 | 0.00094621 | 0.00094621 | 0.00094621 | 0.17445 | 0.17714 | 0.18062 | 0.18245 | 0.18269 | 0.18459 | 0.1889 | 0.19221 | 0.191 | 0.191 | 0.191 | 0.191 | 0.191 | 0.191 | 0.191 | 0.191 | 0.191 | 0.191 | 0.191 | 0.191 | 70.2689 | 27.2985 | 3.0901e-05 | 2804.1431 | 1588.8899 | 3.8333 | 1.5035 | 97.5674 | 5.3368 | 92.2306 | -1496.6593 | FALSE
| 60735468 | TRG022 | TRG | 22KV | 136.61 | 28 | 45911.034 | 3.448% | Covered | 390 | 0.0012255 | 0.0013234 | 0.0014296 | 0.0015446 | 0.0016693 | 0.0018045 | 0.0019512 | 0.0021102 | 0.0022826 | 0.0024697 | 0.0026726 | 0.0028928 | 0.0031318 | 0.0033911 | 0.0036725 | 0.003978 | 0.0043097 | 0.0044774 | 0.0044774 | 0.0044774 | 0.17445 | 0.17714 | 0.18062 | 0.18245 | 0.18269 | 0.18459 | 0.1889 | 0.19221 | 0.191 | 0.191 | 0.191 | 0.191 | 0.191 | 0.191 | 0.191 | 0.191 | 0.191 | 0.191 | 0.191 | 0.191 | 319.1086 | 2355.1782 | 0.00014622 | 53277.9 | 30188.4441 | 18.1388 | 135.1703 | 2674.2867 | 153.3091 | 2520.9776 | -27667.4665 | FALSE
| 60735495 | TRG022 | TRG | 22KV | 54.68 | 28 | 45911.034 | 3.448% | Three phase | 97.13 | 0.00051648 | 0.00056563 | 0.00061968 | 0.00067911 | 0.00074449 | 0.00081643 | 0.00089559 | 0.00098271 | 0.0010786 | 0.0011842 | 0.0013005 | 0.0014285 | 0.0015696 | 0.001725 | 0.0017921 | 0.0017921 | 0.0017921 | 0.0017921 | 0.0017921 | 0.0017921 | 0.17445 | 0.17714 | 0.18062 | 0.18245 | 0.18269 | 0.18459 | 0.1889 | 0.19221 | 0.191 | 0.191 | 0.191 | 0.191 | 0.191 | 0.191 | 0.191 | 0.191 | 0.191 | 0.191 | 0.191 | 0.191 | 144.1989 | 106.042 | 5.8528e-05 | 5311.0684 | 3009.3696 | 7.2603 | 5.3934 | 250.2409 | 12.6537 | 237.5872 | -2771.7824 | FALSE
| 60735502 | TRG022 | TRG | 22KV | 360.69 | 28 | 45911.034 | 3.448% | Three phase | 97.13 | 0.0034459 | 0.0036976 | 0.0039685 | 0.0042601 | 0.0045741 | 0.0049122 | 0.0052762 | 0.0056683 | 0.0060907 | 0.0065456 | 0.0070357 | 0.0075638 | 0.0081329 | 0.0087461 | 0.009407 | 0.010119 | 0.010887 | 0.011715 | 0.011822 | 0.011822 | 0.17445 | 0.17714 | 0.18062 | 0.18245 | 0.18269 | 0.18459 | 0.1889 | 0.19221 | 0.191 | 0.191 | 0.191 | 0.191 | 0.191 | 0.191 | 0.191 | 0.191 | 0.191 | 0.191 | 0.191 | 0.191 | 843.972 | 4098.3696 | 0.00038607 | 35033.8197 | 19850.9421 | 47.8918 | 234.6785 | 4942.3417 | 282.5703 | 4659.7714 | -15191.1707 | FALSE
| 60735518 | TRG022 | TRG | 22KV | 1704.27 | 28 | 45911.034 | 3.448% | Three phase | 97.13 | 0.015818 | 0.016984 | 0.018239 | 0.019591 | 0.021048 | 0.022618 | 0.02431 | 0.026133 | 0.028098 | 0.030216 | 0.0325 | 0.034962 | 0.037618 | 0.040481 | 0.043569 | 0.0469 | 0.050493 | 0.054369 | 0.055857 | 0.055857 | 0.17445 | 0.17714 | 0.18062 | 0.18245 | 0.18269 | 0.18459 | 0.1889 | 0.19221 | 0.191 | 0.191 | 0.191 | 0.191 | 0.191 | 0.191 | 0.191 | 0.191 | 0.191 | 0.191 | 0.191 | 0.191 | 3909.3403 | 89690.8507 | 0.0018242 | 165535.7451 | 93796.238 | 226.29 | 5239.4042 | 93600.191 | 5465.6942 | 88134.4967 | -5661.7412 | FALSE
| 60735535 | TRG022 | TRG | 22KV | 1372.11 | 28 | 45911.034 | 3.448% | Covered | 390 | 0.017057 | 0.018416 | 0.019887 | 0.021481 | 0.023208 | 0.025078 | 0.027104 | 0.0293 | 0.031679 | 0.034258 | 0.037053 | 0.040083 | 0.043369 | 0.044971 | 0.044971 | 0.044971 | 0.044971 | 0.044971 | 0.044971 | 0.044971 | 0.17445 | 0.17714 | 0.18062 | 0.18245 | 0.18269 | 0.18459 | 0.1889 | 0.19221 | 0.191 | 0.191 | 0.191 | 0.191 | 0.191 | 0.191 | 0.191 | 0.191 | 0.191 | 0.191 | 0.191 | 0.191 | 4020.6872 | 298428.528 | 0.0014687 | 535122.9 | 303212.5469 | 182.1864 | 13636.2257 | 302449.2152 | 13818.4121 | 288630.8031 | -14581.7438 | FALSE
| 60735574 | TRG022 | TRG | 22KV | 473.18 | 28 | 45911.034 | 3.448% | Single phase | 44.74 | 0.0058821 | 0.0063508 | 0.0068583 | 0.0074079 | 0.0080033 | 0.0086482 | 0.009347 | 0.010104 | 0.010925 | 0.011814 | 0.012778 | 0.013823 | 0.014956 | 0.015508 | 0.015508 | 0.015508 | 0.015508 | 0.015508 | 0.015508 | 0.015508 | 0.17445 | 0.17714 | 0.18062 | 0.18245 | 0.18269 | 0.18459 | 0.1889 | 0.19221 | 0.191 | 0.191 | 0.191 | 0.191 | 0.191 | 0.191 | 0.191 | 0.191 | 0.191 | 0.191 | 0.191 | 0.191 | 1386.557 | 4071.4266 | 0.00050648 | 21170.0732 | 11995.4347 | 62.828 | 186.0375 | 5457.9836 | 248.8655 | 5209.1181 | -6786.3166 | FALSE
| 60735579 | TRG022 | TRG | 22KV | 395.09 | 28 | 45911.034 | 3.448% | Three phase | 97.13 | 0.0035892 | 0.0038122 | 0.0040497 | 0.0043027 | 0.0045721 | 0.0048592 | 0.005165 | 0.0054908 | 0.0058381 | 0.0062081 | 0.0066024 | 0.0070227 | 0.0074707 | 0.0079482 | 0.0084573 | 0.0090001 | 0.0095788 | 0.010196 | 0.010854 | 0.011556 | 0.17445 | 0.17714 | 0.18062 | 0.18245 | 0.18269 | 0.18459 | 0.1889 | 0.19221 | 0.191 | 0.191 | 0.191 | 0.191 | 0.191 | 0.191 | 0.191 | 0.191 | 0.191 | 0.191 | 0.191 | 0.191 | 796.4482 | 4240.7867 | 0.00042289 | 38375.0917 | 21744.1812 | 52.4594 | 281.577 | 5037.2349 | 334.0364 | 4703.1985 | -17040.9827 | FALSE
| 60735582 | TRG022 | TRG | 22KV | 37.43 | 28 | 45911.034 | 3.448% | Three phase | 97.13 | 0.00035186 | 0.00038021 | 0.00041096 | 0.00044431 | 0.00048048 | 0.00051972 | 0.00056229 | 0.00060848 | 0.0006586 | 0.00071301 | 0.00077206 | 0.00083618 | 0.00090579 | 0.00098137 | 0.0010635 | 0.0011526 | 0.0012268 | 0.0012268 | 0.0012268 | 0.0012268 | 0.17445 | 0.17714 | 0.18062 | 0.18245 | 0.18269 | 0.18459 | 0.1889 | 0.19221 | 0.191 | 0.191 | 0.191 | 0.191 | 0.191 | 0.191 | 0.191 | 0.191 | 0.191 | 0.191 | 0.191 | 0.191 | 91.1038 | 45.8865 | 4.0064e-05 | 3635.5759 | 2059.9982 | 4.9699 | 2.5272 | 136.9903 | 7.4971 | 129.4932 | -1930.5051 | FALSE
| 60735588 | TRG022 | TRG | 22KV | 106.9 | 28 | 45911.034 | 3.448% | Single phase | 44.74 | 0.0013453 | 0.0014592 | 0.0015832 | 0.0017182 | 0.001865 | 0.0020249 | 0.002199 | 0.0023886 | 0.002595 | 0.0028198 | 0.0030647 | 0.0033315 | 0.0035036 | 0.0035036 | 0.0035036 | 0.0035036 | 0.0035036 | 0.0035036 | 0.0035036 | 0.0035036 | 0.17445 | 0.17714 | 0.18062 | 0.18245 | 0.18269 | 0.18459 | 0.1889 | 0.19221 | 0.191 | 0.191 | 0.191 | 0.191 | 0.191 | 0.191 | 0.191 | 0.191 | 0.191 | 0.191 | 0.191 | 0.191 | 321.2057 | 213.0722 | 0.00011442 | 4782.706 | 2709.9877 | 14.194 | 9.4952 | 534.2778 | 23.6892 | 510.5886 | -2199.399 | FALSE
| 60735608 | TRG022 | TRG | 22KV | 193.21 | 28 | 45911.034 | 3.448% | Three phase | 97.13 | 0.0013343 | 0.0014442 | 0.0015638 | 0.0016937 | 0.001835 | 0.0019886 | 0.0021557 | 0.0023374 | 0.0025352 | 0.0027503 | 0.0029844 | 0.0032392 | 0.0035166 | 0.0038185 | 0.0041473 | 0.0045053 | 0.0048952 | 0.00532 | 0.0057826 | 0.0062867 | 0.17445 | 0.17714 | 0.18062 | 0.18245 | 0.18269 | 0.18459 | 0.1889 | 0.19221 | 0.191 | 0.191 | 0.191 | 0.191 | 0.191 | 0.191 | 0.191 | 0.191 | 0.191 | 0.191 | 0.191 | 0.191 | 366.7721 | 952.9379 | 0.00020681 | 18766.4873 | 10633.5094 | 25.6541 | 67.3386 | 1319.71 | 92.9927 | 1226.7173 | -9406.7922 | FALSE
| 60735615 | TRG022 | TRG | 22KV | 723.7 | 28 | 45911.034 | 3.448% | Three phase | 97.13 | 0.0064231 | 0.0068993 | 0.0074124 | 0.0079655 | 0.0085616 | 0.0092042 | 0.0098971 | 0.010644 | 0.01145 | 0.012319 | 0.013256 | 0.014268 | 0.015359 | 0.016536 | 0.017806 | 0.019177 | 0.020657 | 0.022254 | 0.023719 | 0.023719 | 0.17445 | 0.17714 | 0.18062 | 0.18245 | 0.18269 | 0.18459 | 0.1889 | 0.19221 | 0.191 | 0.191 | 0.191 | 0.191 | 0.191 | 0.191 | 0.191 | 0.191 | 0.191 | 0.191 | 0.191 | 0.191 | 1602.9734 | 15615.0291 | 0.00077462 | 70292.981 | 39829.5677 | 96.0916 | 944.7616 | 17218.0025 | 1040.8533 | 16177.1492 | -23652.4185 | FALSE
| 60735646 | TRG022 | TRG | 22KV | 1103.71 | 28 | 45911.034 | 3.448% | Single phase | 44.74 | 0.013705 | 0.014767 | 0.015913 | 0.017153 | 0.018492 | 0.01994 | 0.021505 | 0.023198 | 0.025028 | 0.027007 | 0.029147 | 0.031462 | 0.033967 | 0.036174 | 0.036174 | 0.036174 | 0.036174 | 0.036174 | 0.036174 | 0.036174 | 0.17445 | 0.17714 | 0.18062 | 0.18245 | 0.18269 | 0.18459 | 0.1889 | 0.19221 | 0.191 | 0.191 | 0.191 | 0.191 | 0.191 | 0.191 | 0.191 | 0.191 | 0.191 | 0.191 | 0.191 | 0.191 | 3204.3302 | 21948.0869 | 0.0011814 | 49379.9854 | 27979.7989 | 146.5487 | 1012.1798 | 25152.417 | 1158.7285 | 23993.6886 | -3986.1104 | FALSE
| 60735655 | TRG022 | TRG | 22KV | 2228.3 | 28 | 45911.034 | 3.448% | Single phase | 44.74 | 0.027614 | 0.029722 | 0.031998 | 0.034454 | 0.037107 | 0.039971 | 0.043064 | 0.046404 | 0.050012 | 0.05391 | 0.058122 | 0.062672 | 0.067588 | 0.072902 | 0.073032 | 0.073032 | 0.073032 | 0.073032 | 0.073032 | 0.073032 | 0.17445 | 0.17714 | 0.18062 | 0.18245 | 0.18269 | 0.18459 | 0.1889 | 0.19221 | 0.191 | 0.191 | 0.191 | 0.191 | 0.191 | 0.191 | 0.191 | 0.191 | 0.191 | 0.191 | 0.191 | 0.191 | 6433.7901 | 88971.8796 | 0.0023851 | 99694.142 | 56488.92 | 295.8698 | 4125.675 | 95405.6697 | 4421.5449 | 90984.1248 | 34495.2048 | TRUE
| 60735656 | TRG022 | TRG | 22KV | 3622.08 | 28 | 45911.034 | 3.448% | Three phase | 97.13 | 0.030086 | 0.032935 | 0.036066 | 0.03951 | 0.043297 | 0.047463 | 0.052046 | 0.05709 | 0.062642 | 0.068753 | 0.075482 | 0.082891 | 0.091052 | 0.10004 | 0.10994 | 0.11871 | 0.11871 | 0.11871 | 0.11871 | 0.11871 | 0.17445 | 0.17714 | 0.18062 | 0.18245 | 0.18269 | 0.18459 | 0.1889 | 0.19221 | 0.191 | 0.191 | 0.191 | 0.191 | 0.191 | 0.191 | 0.191 | 0.191 | 0.191 | 0.191 | 0.191 | 0.191 | 8758.9656 | 426467.2644 | 0.003877 | 351812.6304 | 199344.8677 | 480.9336 | 23665.7994 | 435226.23 | 24146.733 | 411079.497 | 211734.6294 | TRUE
| 60735670 | TRG022 | TRG | 22KV | 1243.96 | 28 | 45911.034 | 3.448% | Three phase | 97.13 | 0.0092432 | 0.010116 | 0.011076 | 0.012132 | 0.013293 | 0.01457 | 0.015976 | 0.017522 | 0.019224 | 0.021099 | 0.023162 | 0.025435 | 0.027938 | 0.030696 | 0.033735 | 0.037084 | 0.04077 | 0.04077 | 0.04077 | 0.04077 | 0.17445 | 0.17714 | 0.18062 | 0.18245 | 0.18269 | 0.18459 | 0.1889 | 0.19221 | 0.191 | 0.191 | 0.191 | 0.191 | 0.191 | 0.191 | 0.191 | 0.191 | 0.191 | 0.191 | 0.191 | 0.191 | 2773.6242 | 46364.1366 | 0.0013315 | 120825.8348 | 68462.6076 | 165.1709 | 2791.3734 | 49137.7608 | 2956.5443 | 46181.2165 | -22281.3911 | FALSE
| 60735680 | TRG022 | TRG | 22KV | 2329.83 | 28 | 45911.034 | 3.448% | Covered | 390 | 0.023499 | 0.025281 | 0.027204 | 0.029279 | 0.03152 | 0.033938 | 0.03655 | 0.03937 | 0.042415 | 0.045705 | 0.049258 | 0.053097 | 0.057244 | 0.061725 | 0.066568 | 0.071802 | 0.07636 | 0.07636 | 0.07636 | 0.07636 | 0.17445 | 0.17714 | 0.18062 | 0.18245 | 0.18269 | 0.18459 | 0.1889 | 0.19221 | 0.191 | 0.191 | 0.191 | 0.191 | 0.191 | 0.191 | 0.191 | 0.191 | 0.191 | 0.191 | 0.191 | 0.191 | 5805.8151 | 731189.1616 | 0.0024938 | 908633.7 | 514852.0805 | 309.3508 | 39315.5891 | 736994.9766 | 39624.9399 | 697370.0367 | 182517.9562 | TRUE
| 60735692 | TRG022 | TRG | 22KV | 2314.48 | 28 | 45911.034 | 3.448% | Single phase | 44.74 | 0.023345 | 0.025115 | 0.027025 | 0.029086 | 0.031312 | 0.033715 | 0.036309 | 0.03911 | 0.042136 | 0.045403 | 0.048933 | 0.052747 | 0.056867 | 0.061319 | 0.06613 | 0.071329 | 0.075857 | 0.075857 | 0.075857 | 0.075857 | 0.17445 | 0.17714 | 0.18062 | 0.18245 | 0.18269 | 0.18459 | 0.1889 | 0.19221 | 0.191 | 0.191 | 0.191 | 0.191 | 0.191 | 0.191 | 0.191 | 0.191 | 0.191 | 0.191 | 0.191 | 0.191 | 5767.5637 | 82778.8743 | 0.0024773 | 103549.8352 | 58673.6416 | 307.3127 | 4450.9689 | 88546.438 | 4758.2816 | 83788.1564 | 25114.5148 | TRUE
| 60735695 | TRG022 | TRG | 22KV | 1694.54 | 28 | 45911.034 | 3.448% | Covered | 390 | 0.021042 | 0.022671 | 0.024432 | 0.026335 | 0.028391 | 0.030614 | 0.033017 | 0.035616 | 0.038425 | 0.041464 | 0.04475 | 0.048304 | 0.052149 | 0.055538 | 0.055538 | 0.055538 | 0.055538 | 0.055538 | 0.055538 | 0.055538 | 0.17445 | 0.17714 | 0.18062 | 0.18245 | 0.18269 | 0.18459 | 0.1889 | 0.19221 | 0.191 | 0.191 | 0.191 | 0.191 | 0.191 | 0.191 | 0.191 | 0.191 | 0.191 | 0.191 | 0.191 | 0.191 | 4919.6489 | 450981.7764 | 0.0018138 | 660870.6 | 374463.9929 | 224.9981 | 20797.9232 | 455901.4253 | 21022.9213 | 434878.5039 | 60414.5111 | TRUE
| 60735889 | CDN002 | CDN | 22KV | 2629.98 | 7 | 45429.2584 | 12.5% | Covered | 390 | 0.031288 | 0.033728 | 0.036366 | 0.039218 | 0.042302 | 0.045639 | 0.049248 | 0.053152 | 0.057377 | 0.061948 | 0.066895 | 0.072249 | 0.078044 | 0.084317 | 0.086197 | 0.086197 | 0.086197 | 0.086197 | 0.086197 | 0.086197 | 0.2435 | 0.24763 | 0.25388 | 0.25925 | 0.2605 | 0.26175 | 0.26837 | 0.27713 | 0.27713 | 0.27713 | 0.27713 | 0.27713 | 0.27713 | 0.27713 | 0.27713 | 0.27713 | 0.27713 | 0.27713 | 0.27713 | 0.27713 | 10611.4793 | 1059220.9004 | 0.002815 | 1025692.2 | 581180.0323 | 495.5218 | 50098.0951 | 1069832.3797 | 50593.6169 | 1019238.7628 | 438058.7305 | TRUE
| 60736756 | TRG011 | TRG | 22KV | 2180.7 | 0 | 45911.034 | 100% | Three phase | 97.13 | 0.02269 | 0.024497 | 0.026453 | 0.028572 | 0.030869 | 0.033357 | 0.036053 | 0.038975 | 0.042143 | 0.045577 | 0.0493 | 0.053337 | 0.057715 | 0.062463 | 0.067613 | 0.071472 | 0.071472 | 0.071472 | 0.071472 | 0.071472 | 1.389 | 1.406 | 1.443 | 1.452 | 1.459 | 1.473 | 1.51 | 1.543 | 1.525 | 1.525 | 1.525 | 1.525 | 1.525 | 1.525 | 1.525 | 1.525 | 1.525 | 1.525 | 1.525 | 1.525 | 45385.6357 | 166882.6871 | 0.0023341 | 211811.391 | 120017.049 | 2311.0425 | 8578.2154 | 212268.3228 | 10889.258 | 201379.0648 | 81362.0158 | TRUE
| 60736760 | TRG011 | TRG | 22KV | 541.19 | 0 | 45911.034 | 100% | Three phase | 97.13 | 0.0042994 | 0.0047266 | 0.0051983 | 0.0057195 | 0.0062952 | 0.0069315 | 0.0076349 | 0.0084125 | 0.0092724 | 0.010223 | 0.011276 | 0.01244 | 0.013728 | 0.015153 | 0.016732 | 0.017737 | 0.017737 | 0.017737 | 0.017737 | 0.017737 | 1.389 | 1.406 | 1.443 | 1.452 | 1.459 | 1.473 | 1.51 | 1.543 | 1.525 | 1.525 | 1.525 | 1.525 | 1.525 | 1.525 | 1.525 | 1.525 | 1.525 | 1.525 | 1.525 | 1.525 | 10391.7109 | 9465.7096 | 0.00057927 | 52565.7847 | 29784.9437 | 573.5374 | 528.3292 | 19857.4205 | 1101.8667 | 18755.5538 | -11029.3899 | FALSE
| 60736761 | TRG011 | TRG | 22KV | 899.16 | 0 | 45911.034 | 100% | Three phase | 97.13 | 0.0083296 | 0.0089347 | 0.0095858 | 0.010286 | 0.01104 | 0.011852 | 0.012726 | 0.013667 | 0.01468 | 0.01577 | 0.016945 | 0.018211 | 0.019574 | 0.021042 | 0.022624 | 0.024328 | 0.026165 | 0.028145 | 0.02947 | 0.02947 | 1.389 | 1.406 | 1.443 | 1.452 | 1.459 | 1.473 | 1.51 | 1.543 | 1.525 | 1.525 | 1.525 | 1.525 | 1.525 | 1.525 | 1.525 | 1.525 | 1.525 | 1.525 | 1.525 | 1.525 | 16302.636 | 24719.5724 | 0.00096243 | 87335.4108 | 49486.1878 | 952.9037 | 1458.4081 | 41022.2084 | 2411.3117 | 38610.8966 | -10875.2912 | FALSE
| 60736765 | TRG011 | TRG | 22KV | 791.7 | 0 | 45911.034 | 100% | Single phase | 44.74 | 0.0082376 | 0.0088934 | 0.0096037 | 0.010373 | 0.011207 | 0.01211 | 0.013089 | 0.01415 | 0.0153 | 0.016547 | 0.017898 | 0.019364 | 0.020953 | 0.022677 | 0.024547 | 0.025948 | 0.025948 | 0.025948 | 0.025948 | 0.025948 | 1.389 | 1.406 | 1.443 | 1.452 | 1.459 | 1.473 | 1.51 | 1.543 | 1.525 | 1.525 | 1.525 | 1.525 | 1.525 | 1.525 | 1.525 | 1.525 | 1.525 | 1.525 | 1.525 | 1.525 | 16477.1898 | 10131.7232 | 0.00084741 | 35420.658 | 20070.1333 | 839.0207 | 520.7976 | 26608.913 | 1359.8183 | 25249.0947 | 5178.9615 | TRUE
| 60736792 | TRG011 | TRG | 22KV | 944.33 | 0 | 45911.034 | 100% | Single phase | 44.74 | 0.010738 | 0.011593 | 0.012519 | 0.013523 | 0.014609 | 0.015787 | 0.017063 | 0.018445 | 0.019944 | 0.021568 | 0.023329 | 0.025238 | 0.027308 | 0.029553 | 0.03095 | 0.03095 | 0.03095 | 0.03095 | 0.03095 | 0.03095 | 1.389 | 1.406 | 1.443 | 1.452 | 1.459 | 1.473 | 1.51 | 1.543 | 1.525 | 1.525 | 1.525 | 1.525 | 1.525 | 1.525 | 1.525 | 1.525 | 1.525 | 1.525 | 1.525 | 1.525 | 20881.9412 | 15321.1706 | 0.0010108 | 42249.3242 | 23939.4076 | 1000.7735 | 740.9609 | 36203.1117 | 1741.7344 | 34461.3774 | 10521.9698 | TRUE
| 60736802 | TRG011 | TRG | 22KV | 49.31 | 0 | 45911.034 | 100% | Three phase | 97.13 | 0.00046884 | 0.00051518 | 0.0005663 | 0.00062272 | 0.00068501 | 0.00075378 | 0.00082972 | 0.0009136 | 0.0010063 | 0.0011086 | 0.0012218 | 0.0013468 | 0.0014851 | 0.0016161 | 0.0016161 | 0.0016161 | 0.0016161 | 0.0016161 | 0.0016161 | 0.0016161 | 1.389 | 1.406 | 1.443 | 1.452 | 1.459 | 1.473 | 1.51 | 1.543 | 1.525 | 1.525 | 1.525 | 1.525 | 1.525 | 1.525 | 1.525 | 1.525 | 1.525 | 1.525 | 1.525 | 1.525 | 1059.055 | 87.9623 | 5.278e-05 | 4789.4803 | 2713.8262 | 52.2573 | 4.3861 | 1147.0173 | 56.6434 | 1090.3739 | -1623.4522 | FALSE
| 60736807 | TRG011 | TRG | 22KV | 166.64 | 0 | 45911.034 | 100% | Single phase | 44.74 | 0.0018949 | 0.0020458 | 0.0022092 | 0.0023863 | 0.002578 | 0.0027858 | 0.003011 | 0.003255 | 0.0035194 | 0.003806 | 0.0041168 | 0.0044536 | 0.0048189 | 0.005215 | 0.0054616 | 0.0054616 | 0.0054616 | 0.0054616 | 0.0054616 | 0.0054616 | 1.389 | 1.406 | 1.443 | 1.452 | 1.459 | 1.473 | 1.51 | 1.543 | 1.525 | 1.525 | 1.525 | 1.525 | 1.525 | 1.525 | 1.525 | 1.525 | 1.525 | 1.525 | 1.525 | 1.525 | 3684.9054 | 477.0928 | 0.00017837 | 7455.4736 | 4224.4373 | 176.6002 | 23.0731 | 4161.9982 | 199.6733 | 3962.3248 | -262.1125 | FALSE
| 60736832 | TRG011 | TRG | 22KV | 84.57 | 0 | 45911.034 | 100% | Three phase | 97.13 | 0.0008014 | 0.00087911 | 0.00096469 | 0.001059 | 0.0011629 | 0.0012774 | 0.0014036 | 0.0015428 | 0.0016962 | 0.0018655 | 0.0020522 | 0.0022582 | 0.0024855 | 0.0027364 | 0.0027718 | 0.0027718 | 0.0027718 | 0.0027718 | 0.0027718 | 0.0027718 | 1.389 | 1.406 | 1.443 | 1.452 | 1.459 | 1.473 | 1.51 | 1.543 | 1.525 | 1.525 | 1.525 | 1.525 | 1.525 | 1.525 | 1.525 | 1.525 | 1.525 | 1.525 | 1.525 | 1.525 | 1798.7704 | 256.2416 | 9.0521e-05 | 8214.2841 | 4654.3962 | 89.6248 | 12.9014 | 2055.012 | 102.5263 | 1952.4858 | -2701.9104 | FALSE
| 60736834 | TRG011 | TRG | 22KV | 11.86 | 0 | 45911.034 | 100% | Three phase | 97.13 | 0.00014587 | 0.00015641 | 0.00016775 | 0.00017993 | 0.00019304 | 0.00020713 | 0.0002223 | 0.00023861 | 0.00025615 | 0.00027504 | 0.00029535 | 0.00031721 | 0.00034074 | 0.00036607 | 0.00038871 | 0.00038871 | 0.00038871 | 0.00038871 | 0.00038871 | 0.00038871 | 1.389 | 1.406 | 1.443 | 1.452 | 1.459 | 1.473 | 1.51 | 1.543 | 1.525 | 1.525 | 1.525 | 1.525 | 1.525 | 1.525 | 1.525 | 1.525 | 1.525 | 1.525 | 1.525 | 1.525 | 267.0241 | 5.3452 | 1.2695e-05 | 1151.9618 | 652.7272 | 12.5689 | 0.25373 | 272.3693 | 12.8226 | 259.5467 | -393.1805 | FALSE
| 60736845 | TRG011 | TRG | 22KV | 119.69 | 0 | 45911.034 | 100% | Three phase | 97.13 | 0.00095086 | 0.0010453 | 0.0011497 | 0.0012649 | 0.0013923 | 0.001533 | 0.0016885 | 0.0018605 | 0.0020507 | 0.002261 | 0.0024937 | 0.0027511 | 0.003036 | 0.0033513 | 0.0037004 | 0.0039228 | 0.0039228 | 0.0039228 | 0.0039228 | 0.0039228 | 1.389 | 1.406 | 1.443 | 1.452 | 1.459 | 1.473 | 1.51 | 1.543 | 1.525 | 1.525 | 1.525 | 1.525 | 1.525 | 1.525 | 1.525 | 1.525 | 1.525 | 1.525 | 1.525 | 1.525 | 2298.2388 | 462.9876 | 0.00012811 | 11625.4897 | 6587.2612 | 126.844 | 25.8417 | 2761.2265 | 152.6857 | 2608.5408 | -3978.7205 | FALSE
| 60736846 | TRG011 | TRG | 22KV | 249.47 | 0 | 45911.034 | 100% | Three phase | 97.13 | 0.0023222 | 0.0025244 | 0.0027451 | 0.0029859 | 0.0032488 | 0.0035357 | 0.0038491 | 0.0041912 | 0.0045649 | 0.0049731 | 0.0054191 | 0.0059064 | 0.0064389 | 0.0070209 | 0.0076571 | 0.0081763 | 0.0081763 | 0.0081763 | 0.0081763 | 0.0081763 | 1.389 | 1.406 | 1.443 | 1.452 | 1.459 | 1.473 | 1.51 | 1.543 | 1.525 | 1.525 | 1.525 | 1.525 | 1.525 | 1.525 | 1.525 | 1.525 | 1.525 | 1.525 | 1.525 | 1.525 | 5000.5086 | 2101.8846 | 0.00026702 | 24231.0211 | 13729.8359 | 264.3811 | 112.2643 | 7102.3932 | 376.6454 | 6725.7478 | -7004.0881 | FALSE
| 60736847 | TRG011 | TRG | 22KV | 89.95 | 0 | 45911.034 | 100% | Three phase | 97.13 | 0.00086928 | 0.00095234 | 0.0010437 | 0.0011442 | 0.0012548 | 0.0013765 | 0.0015105 | 0.001658 | 0.0018205 | 0.0019994 | 0.0021964 | 0.0024135 | 0.0026527 | 0.0029164 | 0.0029481 | 0.0029481 | 0.0029481 | 0.0029481 | 0.0029481 | 0.0029481 | 1.389 | 1.406 | 1.443 | 1.452 | 1.459 | 1.473 | 1.51 | 1.543 | 1.525 | 1.525 | 1.525 | 1.525 | 1.525 | 1.525 | 1.525 | 1.525 | 1.525 | 1.525 | 1.525 | 1.525 | 1924.9008 | 291.6908 | 9.628e-05 | 8736.8435 | 4950.49 | 95.3264 | 14.5951 | 2216.5916 | 109.9215 | 2106.6701 | -2843.8199 | FALSE
| 60736926 | TRG011 | TRG | 22KV | 660.98 | 0 | 45911.034 | 100% | Three phase | 97.13 | 0.0062847 | 0.0069057 | 0.007591 | 0.0083474 | 0.0091823 | 0.010104 | 0.011122 | 0.012246 | 0.013488 | 0.014861 | 0.016378 | 0.018054 | 0.019907 | 0.021663 | 0.021663 | 0.021663 | 0.021663 | 0.021663 | 0.021663 | 0.021663 | 1.389 | 1.406 | 1.443 | 1.452 | 1.459 | 1.473 | 1.51 | 1.543 | 1.525 | 1.525 | 1.525 | 1.525 | 1.525 | 1.525 | 1.525 | 1.525 | 1.525 | 1.525 | 1.525 | 1.525 | 14196.1914 | 15805.3108 | 0.00070749 | 64200.9874 | 36377.7086 | 700.4874 | 788.1007 | 30001.5021 | 1488.5882 | 28512.914 | -7864.7946 | FALSE
| 60736959 | TRG011 | TRG | 22KV | 265.85 | 0 | 45911.034 | 100% | Three phase | 97.13 | 0.0025692 | 0.0028147 | 0.0030847 | 0.0033817 | 0.0037086 | 0.0040683 | 0.0044644 | 0.0049003 | 0.0053804 | 0.0059092 | 0.0064916 | 0.0071333 | 0.0078403 | 0.0086194 | 0.0087132 | 0.0087132 | 0.0087132 | 0.0087132 | 0.0087132 | 0.0087132 | 1.389 | 1.406 | 1.443 | 1.452 | 1.459 | 1.473 | 1.51 | 1.543 | 1.525 | 1.525 | 1.525 | 1.525 | 1.525 | 1.525 | 1.525 | 1.525 | 1.525 | 1.525 | 1.525 | 1.525 | 5689.1037 | 2547.9667 | 0.00028456 | 25822.0105 | 14631.3259 | 281.7401 | 127.4907 | 8237.0704 | 409.2308 | 7827.8396 | -6803.4863 | FALSE
| 60736967 | TRG011 | TRG | 22KV | 35.63 | 0 | 45911.034 | 100% | Three phase | 97.13 | 0.00034433 | 0.00037723 | 0.00041342 | 0.00045323 | 0.00049704 | 0.00054525 | 0.00059833 | 0.00065676 | 0.0007211 | 0.00079197 | 0.00087002 | 0.00095602 | 0.0010508 | 0.0011552 | 0.0011678 | 0.0011678 | 0.0011678 | 0.0011678 | 0.0011678 | 0.0011678 | 1.389 | 1.406 | 1.443 | 1.452 | 1.459 | 1.473 | 1.51 | 1.543 | 1.525 | 1.525 | 1.525 | 1.525 | 1.525 | 1.525 | 1.525 | 1.525 | 1.525 | 1.525 | 1.525 | 1.525 | 762.4704 | 45.767 | 3.8137e-05 | 3460.7419 | 1960.9334 | 37.7596 | 2.29 | 808.2374 | 40.0496 | 768.1877 | -1192.7457 | FALSE
| 60736987 | TRG011 | TRG | 22KV | 384.54 | 0 | 45911.034 | 100% | Single phase | 44.74 | 0.0033537 | 0.0036204 | 0.0039093 | 0.0042224 | 0.0045616 | 0.0049293 | 0.0053278 | 0.0057599 | 0.0062283 | 0.0067363 | 0.0072872 | 0.0078847 | 0.0085329 | 0.0092361 | 0.009999 | 0.010827 | 0.011725 | 0.012603 | 0.012603 | 0.012603 | 1.389 | 1.406 | 1.443 | 1.452 | 1.459 | 1.473 | 1.51 | 1.543 | 1.525 | 1.525 | 1.525 | 1.525 | 1.525 | 1.525 | 1.525 | 1.525 | 1.525 | 1.525 | 1.525 | 1.525 | 6992.1218 | 2087.2066 | 0.0004116 | 17204.3196 | 9748.3505 | 407.5243 | 122.8657 | 9079.3284 | 530.39 | 8548.9384 | -1199.4121 | FALSE
| 60736990 | TRG013 | TRG | 22KV | 2168.8 | 22 | 45911.034 | 4.348% | Three phase | 97.13 | 0.017668 | 0.01962 | 0.021799 | 0.024231 | 0.026947 | 0.029981 | 0.033371 | 0.037158 | 0.041392 | 0.046126 | 0.051419 | 0.05734 | 0.063964 | 0.071082 | 0.071082 | 0.071082 | 0.071082 | 0.071082 | 0.071082 | 0.071082 | 0.24709 | 0.24948 | 0.25357 | 0.25513 | 0.25457 | 0.25652 | 0.26109 | 0.26526 | 0.26283 | 0.26283 | 0.26283 | 0.26283 | 0.26283 | 0.26283 | 0.26283 | 0.26283 | 0.26283 | 0.26283 | 0.26283 | 0.26283 | 7712.455 | 162720.7136 | 0.0023214 | 210655.544 | 119362.1204 | 399.1284 | 8484.8489 | 170433.1686 | 8883.9773 | 161549.1913 | 42187.0709 | TRUE
| 60737003 | TRG013 | TRG | 22KV | 87.83 | 22 | 45911.034 | 4.348% | Three phase | 97.13 | 0.0011452 | 0.0012646 | 0.001397 | 0.0015438 | 0.0017066 | 0.0018872 | 0.0020875 | 0.0023098 | 0.0025565 | 0.0028303 | 0.0028786 | 0.0028786 | 0.0028786 | 0.0028786 | 0.0028786 | 0.0028786 | 0.0028786 | 0.0028786 | 0.0028786 | 0.0028786 | 0.24709 | 0.24948 | 0.25357 | 0.25513 | 0.25457 | 0.25652 | 0.26109 | 0.26526 | 0.26283 | 0.26283 | 0.26283 | 0.26283 | 0.26283 | 0.26283 | 0.26283 | 0.26283 | 0.26283 | 0.26283 | 0.26283 | 0.26283 | 390.7031 | 334.4508 | 9.401e-05 | 8530.9279 | 4833.8136 | 16.1635 | 13.9152 | 725.1539 | 30.0788 | 695.0752 | -4138.7385 | FALSE
| 60737004 | TRG013 | TRG | 22KV | 137.91 | 22 | 45911.034 | 4.348% | Single phase | 44.74 | 0.0017197 | 0.0018568 | 0.0020052 | 0.002166 | 0.0023402 | 0.0025289 | 0.0027333 | 0.0029549 | 0.0031949 | 0.0034552 | 0.0037372 | 0.004043 | 0.0043745 | 0.00452 | 0.00452 | 0.00452 | 0.00452 | 0.00452 | 0.00452 | 0.00452 | 0.24709 | 0.24948 | 0.25357 | 0.25513 | 0.25457 | 0.25652 | 0.26109 | 0.26526 | 0.26283 | 0.26283 | 0.26283 | 0.26283 | 0.26283 | 0.26283 | 0.26283 | 0.26283 | 0.26283 | 0.26283 | 0.26283 | 0.26283 | 559.7531 | 346.5638 | 0.00014761 | 6170.0934 | 3496.1123 | 25.3798 | 15.803 | 906.3168 | 41.1828 | 865.134 | -2630.9783 | FALSE
| 60737015 | TRG013 | TRG | 22KV | 2472 | 22 | 45911.034 | 4.348% | Three phase | 97.13 | 0.022694 | 0.025203 | 0.028003 | 0.031128 | 0.034617 | 0.038513 | 0.042865 | 0.047726 | 0.053159 | 0.059231 | 0.066019 | 0.073609 | 0.081019 | 0.081019 | 0.081019 | 0.081019 | 0.081019 | 0.081019 | 0.081019 | 0.081019 | 0.24709 | 0.24948 | 0.25357 | 0.25513 | 0.25457 | 0.25652 | 0.26109 | 0.26526 | 0.26283 | 0.26283 | 0.26283 | 0.26283 | 0.26283 | 0.26283 | 0.26283 | 0.26283 | 0.26283 | 0.26283 | 0.26283 | 0.26283 | 9403.288 | 226216.0943 | 0.0026459 | 240105.36 | 136049.0417 | 454.9269 | 11023.0565 | 235619.3823 | 11477.9835 | 224141.3988 | 88092.3571 | TRUE
| 60737026 | TRG013 | TRG | 22KV | 742.86 | 22 | 45911.034 | 4.348% | Three phase | 97.13 | 0.00513 | 0.0055529 | 0.0060125 | 0.0065121 | 0.0070553 | 0.0076459 | 0.0082883 | 0.0089871 | 0.0097473 | 0.010574 | 0.011475 | 0.012454 | 0.013521 | 0.014682 | 0.015946 | 0.017322 | 0.018821 | 0.020454 | 0.022233 | 0.024171 | 0.24709 | 0.24948 | 0.25357 | 0.25513 | 0.25457 | 0.25652 | 0.26109 | 0.26526 | 0.26283 | 0.26283 | 0.26283 | 0.26283 | 0.26283 | 0.26283 | 0.26283 | 0.26283 | 0.26283 | 0.26283 | 0.26283 | 0.26283 | 1948.0567 | 14087.027 | 0.00079513 | 72153.9918 | 40884.0579 | 136.71 | 995.4491 | 16035.0837 | 1132.159 | 14902.9247 | -25981.1332 | FALSE
| 60737029 | TRG013 | TRG | 22KV | 586.44 | 22 | 45911.034 | 4.348% | Single phase | 44.74 | 0.0072972 | 0.0078705 | 0.0084906 | 0.0091614 | 0.0098873 | 0.010673 | 0.011523 | 0.012443 | 0.013439 | 0.014518 | 0.015685 | 0.01695 | 0.018319 | 0.01922 | 0.01922 | 0.01922 | 0.01922 | 0.01922 | 0.01922 | 0.01922 | 0.24709 | 0.24948 | 0.25357 | 0.25513 | 0.25457 | 0.25652 | 0.26109 | 0.26526 | 0.26283 | 0.26283 | 0.26283 | 0.26283 | 0.26283 | 0.26283 | 0.26283 | 0.26283 | 0.26283 | 0.26283 | 0.26283 | 0.26283 | 2366.6012 | 6230.8224 | 0.00062771 | 26237.3256 | 14866.6527 | 107.9237 | 285.7557 | 8597.4236 | 393.6794 | 8203.7443 | -6662.9084 | FALSE
| 60737033 | TRG013 | TRG | 22KV | 29.29 | 22 | 45911.034 | 4.348% | Single phase | 44.74 | 0.00036298 | 0.00039069 | 0.0004206 | 0.00045289 | 0.00048775 | 0.0005254 | 0.00056605 | 0.00060996 | 0.00065739 | 0.00070863 | 0.00076398 | 0.00082379 | 0.00088842 | 0.00095826 | 0.00095997 | 0.00095997 | 0.00095997 | 0.00095997 | 0.00095997 | 0.00095997 | 0.24709 | 0.24948 | 0.25357 | 0.25513 | 0.25457 | 0.25652 | 0.26109 | 0.26526 | 0.26283 | 0.26283 | 0.26283 | 0.26283 | 0.26283 | 0.26283 | 0.26283 | 0.26283 | 0.26283 | 0.26283 | 0.26283 | 0.26283 | 116.9006 | 15.3725 | 3.1351e-05 | 1310.4346 | 742.5214 | 5.3903 | 0.71283 | 132.2731 | 6.1031 | 126.17 | -616.3514 | FALSE
| 60737037 | TRG013 | TRG | 22KV | 71.91 | 22 | 45911.034 | 4.348% | Single phase | 44.74 | 0.0008967 | 0.00096818 | 0.0010456 | 0.0011294 | 0.0012202 | 0.0013186 | 0.0014252 | 0.0015407 | 0.0016659 | 0.0018016 | 0.0019487 | 0.0021081 | 0.002281 | 0.0023568 | 0.0023568 | 0.0023568 | 0.0023568 | 0.0023568 | 0.0023568 | 0.0023568 | 0.24709 | 0.24948 | 0.25357 | 0.25513 | 0.25457 | 0.25652 | 0.26109 | 0.26526 | 0.26283 | 0.26283 | 0.26283 | 0.26283 | 0.26283 | 0.26283 | 0.26283 | 0.26283 | 0.26283 | 0.26283 | 0.26283 | 0.26283 | 291.8704 | 94.2259 | 7.697e-05 | 3217.2534 | 1822.9674 | 13.2337 | 4.2966 | 386.0963 | 17.5303 | 368.5659 | -1454.4015 | FALSE
| 60737044 | TRG013 | TRG | 22KV | 31.66 | 22 | 45911.034 | 4.348% | Single phase | 44.74 | 0.00039235 | 0.0004223 | 0.00045463 | 0.00048953 | 0.00052722 | 0.00056791 | 0.00061186 | 0.00065932 | 0.00071058 | 0.00076597 | 0.0008258 | 0.00089045 | 0.0009603 | 0.0010358 | 0.0010376 | 0.0010376 | 0.0010376 | 0.0010376 | 0.0010376 | 0.0010376 | 0.24709 | 0.24948 | 0.25357 | 0.25513 | 0.25457 | 0.25652 | 0.26109 | 0.26526 | 0.26283 | 0.26283 | 0.26283 | 0.26283 | 0.26283 | 0.26283 | 0.26283 | 0.26283 | 0.26283 | 0.26283 | 0.26283 | 0.26283 | 126.3597 | 17.9609 | 3.3888e-05 | 1416.4684 | 802.6025 | 5.8265 | 0.83286 | 144.3205 | 6.6593 | 137.6612 | -664.9413 | FALSE
| 60737058 | TRG013 | TRG | 22KV | 427.82 | 22 | 45911.034 | 4.348% | Single phase | 44.74 | 0.0022275 | 0.0024102 | 0.0026086 | 0.0028245 | 0.0030591 | 0.0033144 | 0.0035921 | 0.0038942 | 0.0042229 | 0.0045807 | 0.0049703 | 0.0053943 | 0.0058561 | 0.006359 | 0.0069068 | 0.0075036 | 0.0081538 | 0.0088623 | 0.0096344 | 0.010476 | 0.24709 | 0.24948 | 0.25357 | 0.25513 | 0.25457 | 0.25652 | 0.26109 | 0.26526 | 0.26283 | 0.26283 | 0.26283 | 0.26283 | 0.26283 | 0.26283 | 0.26283 | 0.26283 | 0.26283 | 0.26283 | 0.26283 | 0.26283 | 844.1894 | 1619.4165 | 0.00045792 | 19140.6668 | 10845.5279 | 78.7325 | 152.0792 | 2463.6058 | 230.8118 | 2232.7941 | -8612.7338 | FALSE
| 60737082 | TRG013 | TRG | 22KV | 2532.95 | 22 | 45911.034 | 4.348% | Three phase | 97.13 | 0.031954 | 0.034704 | 0.0377 | 0.040965 | 0.044523 | 0.048401 | 0.052629 | 0.057239 | 0.062266 | 0.067748 | 0.073727 | 0.080249 | 0.083017 | 0.083017 | 0.083017 | 0.083017 | 0.083017 | 0.083017 | 0.083017 | 0.083017 | 0.24709 | 0.24948 | 0.25357 | 0.25513 | 0.25457 | 0.25652 | 0.26109 | 0.26526 | 0.26283 | 0.26283 | 0.26283 | 0.26283 | 0.26283 | 0.26283 | 0.26283 | 0.26283 | 0.26283 | 0.26283 | 0.26283 | 0.26283 | 10580.7086 | 261197.3069 | 0.0027112 | 246025.4335 | 139403.4871 | 466.1437 | 11573.33 | 271778.0155 | 12039.4736 | 259738.5418 | 120335.0547 | TRUE
| 60737094 | TRG013 | TRG | 22KV | 966.88 | 22 | 45911.034 | 4.348% | Single phase | 44.74 | 0.012031 | 0.012976 | 0.013999 | 0.015105 | 0.016302 | 0.017597 | 0.018998 | 0.020515 | 0.022158 | 0.023936 | 0.025861 | 0.027945 | 0.030203 | 0.031689 | 0.031689 | 0.031689 | 0.031689 | 0.031689 | 0.031689 | 0.031689 | 0.24709 | 0.24948 | 0.25357 | 0.25513 | 0.25457 | 0.25652 | 0.26109 | 0.26526 | 0.26283 | 0.26283 | 0.26283 | 0.26283 | 0.26283 | 0.26283 | 0.26283 | 0.26283 | 0.26283 | 0.26283 | 0.26283 | 0.26283 | 3901.8815 | 16937.2679 | 0.0010349 | 43258.2112 | 24511.0654 | 177.9368 | 776.7707 | 20839.1494 | 954.7075 | 19884.4419 | -4626.6235 | FALSE
| 60737104 | TRG013 | TRG | 22KV | 105.79 | 22 | 45911.034 | 4.348% | Three phase | 97.13 | 0.0013568 | 0.0014858 | 0.0016277 | 0.0017836 | 0.001955 | 0.0021435 | 0.0023508 | 0.0025787 | 0.0028295 | 0.0031054 | 0.003409 | 0.0034672 | 0.0034672 | 0.0034672 | 0.0034672 | 0.0034672 | 0.0034672 | 0.0034672 | 0.0034672 | 0.0034672 | 0.24709 | 0.24948 | 0.25357 | 0.25513 | 0.25457 | 0.25652 | 0.26109 | 0.26526 | 0.26283 | 0.26283 | 0.26283 | 0.26283 | 0.26283 | 0.26283 | 0.26283 | 0.26283 | 0.26283 | 0.26283 | 0.26283 | 0.26283 | 457.4294 | 471.619 | 0.00011323 | 10275.3827 | 5822.2606 | 19.4687 | 20.188 | 929.0484 | 39.6568 | 889.3916 | -4932.869 | FALSE
| 60737122 | TRG011 | TRG | 22KV | 33.2 | 0 | 45911.034 | 100% | Single phase | 44.74 | 0.00037752 | 0.00040759 | 0.00044015 | 0.00047542 | 0.00051363 | 0.00055503 | 0.00059988 | 0.00064849 | 0.00070118 | 0.00075828 | 0.00082019 | 0.00088731 | 0.00096008 | 0.001039 | 0.0010881 | 0.0010881 | 0.0010881 | 0.0010881 | 0.0010881 | 0.0010881 | 1.389 | 1.406 | 1.443 | 1.452 | 1.459 | 1.473 | 1.51 | 1.543 | 1.525 | 1.525 | 1.525 | 1.525 | 1.525 | 1.525 | 1.525 | 1.525 | 1.525 | 1.525 | 1.525 | 1.525 | 734.1506 | 18.9374 | 3.5536e-05 | 1485.368 | 841.6426 | 35.1844 | 0.91585 | 753.088 | 36.1002 | 716.9878 | -124.6548 | FALSE
| 60737136 | TRG011 | TRG | 22KV | 940.29 | 0 | 45911.034 | 100% | Three phase | 97.13 | 0.011689 | 0.01262 | 0.013629 | 0.014721 | 0.015904 | 0.017186 | 0.018574 | 0.020079 | 0.021709 | 0.023477 | 0.025392 | 0.027469 | 0.02972 | 0.030818 | 0.030818 | 0.030818 | 0.030818 | 0.030818 | 0.030818 | 0.030818 | 1.389 | 1.406 | 1.443 | 1.452 | 1.459 | 1.473 | 1.51 | 1.543 | 1.525 | 1.525 | 1.525 | 1.525 | 1.525 | 1.525 | 1.525 | 1.525 | 1.525 | 1.525 | 1.525 | 1.525 | 21997.289 | 34903.9754 | 0.0010065 | 91330.3677 | 51749.8193 | 996.492 | 1594.8827 | 56901.2644 | 2591.3747 | 54309.8897 | 2560.0703 | TRUE
| 60737142 | TRG011 | TRG | 22KV | 172.71 | 0 | 45911.034 | 100% | Three phase | 97.13 | 0.00165 | 0.0017705 | 0.0019002 | 0.0020399 | 0.0021902 | 0.0023521 | 0.0025264 | 0.0027142 | 0.0029164 | 0.0031343 | 0.0033689 | 0.0036218 | 0.0038943 | 0.0041879 | 0.0045044 | 0.0048455 | 0.0052131 | 0.0056095 | 0.0056605 | 0.0056605 | 1.389 | 1.406 | 1.443 | 1.452 | 1.459 | 1.473 | 1.51 | 1.543 | 1.525 | 1.525 | 1.525 | 1.525 | 1.525 | 1.525 | 1.525 | 1.525 | 1.525 | 1.525 | 1.525 | 1.525 | 3226.301 | 939.6755 | 0.00018486 | 16775.3223 | 9505.271 | 183.033 | 53.8072 | 4165.9765 | 236.8402 | 3929.1363 | -5576.1347 | FALSE
| 60737147 | TRG011 | TRG | 22KV | 3178.5 | 0 | 45911.034 | 100% | Three phase | 97.13 | 0.030366 | 0.032584 | 0.034972 | 0.037541 | 0.040308 | 0.043287 | 0.046496 | 0.049951 | 0.053673 | 0.057682 | 0.062001 | 0.066655 | 0.071669 | 0.077073 | 0.082897 | 0.089174 | 0.095941 | 0.10324 | 0.10417 | 0.10417 | 1.389 | 1.406 | 1.443 | 1.452 | 1.459 | 1.473 | 1.51 | 1.543 | 1.525 | 1.525 | 1.525 | 1.525 | 1.525 | 1.525 | 1.525 | 1.525 | 1.525 | 1.525 | 1.525 | 1.525 | 59375.8197 | 318263.8804 | 0.0034022 | 308727.705 | 174931.9899 | 3368.482 | 18224.2445 | 377639.7001 | 21592.7266 | 356046.9735 | 181114.9836 | TRUE
| 60737182 | TRG011 | TRG | 22KV | 401.68 | 0 | 45911.034 | 100% | Three phase | 97.13 | 0.0052766 | 0.005849 | 0.0064861 | 0.0071951 | 0.0079846 | 0.0088637 | 0.0098428 | 0.010934 | 0.012149 | 0.013165 | 0.013165 | 0.013165 | 0.013165 | 0.013165 | 0.013165 | 0.013165 | 0.013165 | 0.013165 | 0.013165 | 0.013165 | 1.389 | 1.406 | 1.443 | 1.452 | 1.459 | 1.473 | 1.51 | 1.543 | 1.525 | 1.525 | 1.525 | 1.525 | 1.525 | 1.525 | 1.525 | 1.525 | 1.525 | 1.525 | 1.525 | 1.525 | 10435.4824 | 7073.9062 | 0.00042995 | 39015.1784 | 22106.8686 | 425.6888 | 291.0486 | 17509.3886 | 716.7374 | 16792.6512 | -5314.2174 | FALSE
| 60737187 | TRG011 | TRG | 22KV | 942.01 | 0 | 45911.034 | 100% | Single phase | 44.74 | 0.0087266 | 0.0093605 | 0.010043 | 0.010777 | 0.011567 | 0.012417 | 0.013332 | 0.014318 | 0.015379 | 0.016522 | 0.017753 | 0.019078 | 0.020506 | 0.022045 | 0.023702 | 0.025488 | 0.027412 | 0.029486 | 0.030874 | 0.030874 | 1.389 | 1.406 | 1.443 | 1.452 | 1.459 | 1.473 | 1.51 | 1.543 | 1.525 | 1.525 | 1.525 | 1.525 | 1.525 | 1.525 | 1.525 | 1.525 | 1.525 | 1.525 | 1.525 | 1.525 | 17079.5477 | 12497.4271 | 0.0010083 | 42145.5274 | 23880.594 | 998.3148 | 737.3246 | 29576.9749 | 1735.6394 | 27841.3354 | 3960.7415 | TRUE
| 60737191 | TRG011 | TRG | 22KV | 135.27 | 0 | 45911.034 | 100% | Three phase | 97.13 | 0.0016797 | 0.0018098 | 0.0019503 | 0.0021022 | 0.0022664 | 0.0024438 | 0.0026357 | 0.0028431 | 0.0030674 | 0.0033099 | 0.0035722 | 0.003856 | 0.0041629 | 0.0044334 | 0.0044334 | 0.0044334 | 0.0044334 | 0.0044334 | 0.0044334 | 0.0044334 | 1.389 | 1.406 | 1.443 | 1.452 | 1.459 | 1.473 | 1.51 | 1.543 | 1.525 | 1.525 | 1.525 | 1.525 | 1.525 | 1.525 | 1.525 | 1.525 | 1.525 | 1.525 | 1.525 | 1.525 | 3135.2916 | 715.7265 | 0.00014479 | 13138.7751 | 7444.7224 | 143.3552 | 33.0072 | 3851.0182 | 176.3624 | 3674.6558 | -3770.0667 | FALSE
| 60737195 | TRG011 | TRG | 22KV | 1880.2 | 0 | 45911.034 | 100% | Three phase | 97.13 | 0.023255 | 0.025005 | 0.026893 | 0.028929 | 0.031125 | 0.033493 | 0.036048 | 0.038805 | 0.04178 | 0.04499 | 0.048455 | 0.052194 | 0.056231 | 0.060588 | 0.061623 | 0.061623 | 0.061623 | 0.061623 | 0.061623 | 0.061623 | 1.389 | 1.406 | 1.443 | 1.452 | 1.459 | 1.473 | 1.51 | 1.543 | 1.525 | 1.525 | 1.525 | 1.525 | 1.525 | 1.525 | 1.525 | 1.525 | 1.525 | 1.525 | 1.525 | 1.525 | 43073.8385 | 136680.6838 | 0.0020125 | 182623.826 | 103478.725 | 1992.5814 | 6376.9528 | 179754.5224 | 8369.5341 | 171384.9882 | 67906.2632 | TRUE
| 60737205 | TRG013 | TRG | 22KV | 148.65 | 22 | 45911.034 | 4.348% | Three phase | 97.13 | 0.00079696 | 0.00087811 | 0.00096802 | 0.0010677 | 0.0011782 | 0.0013007 | 0.0014366 | 0.0015875 | 0.0017548 | 0.0019407 | 0.002147 | 0.0023761 | 0.0026306 | 0.0029134 | 0.0032277 | 0.003577 | 0.0039654 | 0.0043972 | 0.004872 | 0.004872 | 0.24709 | 0.24948 | 0.25357 | 0.25513 | 0.25457 | 0.25652 | 0.26109 | 0.26526 | 0.26283 | 0.26283 | 0.26283 | 0.26283 | 0.26283 | 0.26283 | 0.26283 | 0.26283 | 0.26283 | 0.26283 | 0.26283 | 0.26283 | 372.1664 | 537.8821 | 0.00015911 | 14438.3745 | 8181.1044 | 27.3563 | 39.8598 | 910.0485 | 67.2161 | 842.8324 | -7338.272 | FALSE
| 60737223 | TRG011 | TRG | 22KV | 470.21 | 0 | 45911.034 | 100% | Three phase | 97.13 | 0.0043643 | 0.0046858 | 0.0050322 | 0.0054053 | 0.0058073 | 0.0062404 | 0.0067071 | 0.0072101 | 0.0077523 | 0.0083368 | 0.0089668 | 0.0096462 | 0.010379 | 0.011169 | 0.012021 | 0.01294 | 0.013931 | 0.015 | 0.015411 | 0.015411 | 1.389 | 1.406 | 1.443 | 1.452 | 1.459 | 1.473 | 1.51 | 1.543 | 1.525 | 1.525 | 1.525 | 1.525 | 1.525 | 1.525 | 1.525 | 1.525 | 1.525 | 1.525 | 1.525 | 1.525 | 8610.952 | 6827.3956 | 0.0005033 | 45671.4973 | 25878.487 | 498.3149 | 398.8309 | 15438.3476 | 897.1458 | 14541.2018 | -11337.2852 | FALSE
| 60737243 | TRG011 | TRG | 22KV | 71.37 | 0 | 45911.034 | 100% | Three phase | 97.13 | 0.00068185 | 0.00073165 | 0.00078525 | 0.00084296 | 0.00090508 | 0.00097198 | 0.001044 | 0.0011216 | 0.0012052 | 0.0012952 | 0.0013922 | 0.0014967 | 0.0016093 | 0.0017306 | 0.0018614 | 0.0020023 | 0.0021543 | 0.0023181 | 0.0023391 | 0.0023391 | 1.389 | 1.406 | 1.443 | 1.452 | 1.459 | 1.473 | 1.51 | 1.543 | 1.525 | 1.525 | 1.525 | 1.525 | 1.525 | 1.525 | 1.525 | 1.525 | 1.525 | 1.525 | 1.525 | 1.525 | 1333.2239 | 160.4628 | 7.6392e-05 | 6932.1681 | 3927.9208 | 75.6359 | 9.1883 | 1493.6867 | 84.8242 | 1408.8625 | -2519.0582 | FALSE
| 60737391 | HTN012 | HTN | 22KV | 15.5 | 15 | 38280.733 | 6.25% | Covered | 390 | 0.00019208 | 0.00020675 | 0.00022258 | 0.00023966 | 0.00025811 | 0.00027804 | 0.00029955 | 0.00032279 | 0.00034789 | 0.000375 | 0.00040429 | 0.00043594 | 0.00047014 | 0.0005071 | 0.00050801 | 0.00050801 | 0.00050801 | 0.00050801 | 0.00050801 | 0.00050801 | 0.18937 | 0.19106 | 0.19356 | 0.19437 | 0.19419 | 0.19506 | 0.19781 | 0.19987 | 0.19775 | 0.19775 | 0.19775 | 0.19775 | 0.19775 | 0.19775 | 0.19775 | 0.19775 | 0.19775 | 0.19775 | 0.19775 | 0.19775 | 38.9573 | 37.5264 | 1.6591e-05 | 6045 | 3425.2316 | 1.8001 | 1.7401 | 76.4838 | 3.5402 | 72.9436 | -3352.288 | FALSE
| 60737392 | HTN012 | HTN | 22KV | 1641.67 | 15 | 38280.733 | 6.25% | Covered | 390 | 0.020345 | 0.021898 | 0.023574 | 0.025384 | 0.027338 | 0.029448 | 0.031727 | 0.034188 | 0.036846 | 0.039718 | 0.04282 | 0.046172 | 0.049795 | 0.053709 | 0.053805 | 0.053805 | 0.053805 | 0.053805 | 0.053805 | 0.053805 | 0.18937 | 0.19106 | 0.19356 | 0.19437 | 0.19419 | 0.19506 | 0.19781 | 0.19987 | 0.19775 | 0.19775 | 0.19775 | 0.19775 | 0.19775 | 0.19775 | 0.19775 | 0.19775 | 0.19775 | 0.19775 | 0.19775 | 0.19775 | 4126.1315 | 420964.8127 | 0.0017572 | 640251.3 | 362780.6385 | 190.6509 | 19520.37 | 425090.9443 | 19711.0209 | 405379.9234 | 42599.2849 | TRUE
| 60737439 | HTN034 | HTN | 22KV | 1409.14 | 50 | 38280.733 | 1.961% | Three phase | 97.13 | 0.013269 | 0.014508 | 0.015869 | 0.017363 | 0.019004 | 0.020807 | 0.022787 | 0.024962 | 0.027353 | 0.029981 | 0.03287 | 0.036047 | 0.03954 | 0.043381 | 0.046184 | 0.046184 | 0.046184 | 0.046184 | 0.046184 | 0.046184 | 0.061647 | 0.062098 | 0.062686 | 0.063078 | 0.062686 | 0.06249 | 0.063078 | 0.063922 | 0.063529 | 0.063529 | 0.063529 | 0.063529 | 0.063529 | 0.063529 | 0.063529 | 0.063529 | 0.063529 | 0.063529 | 0.063529 | 0.063529 | 1029.0686 | 69746.4987 | 0.0015083 | 136869.7682 | 77553.4574 | 52.6893 | 3581.8994 | 70775.5672 | 3634.5888 | 67140.9785 | -10412.4789 | FALSE
| 60737497 | KRT023 | KRT | 22KV | 120.81 | 0 | 47052.9427 | 100% | Three phase | 97.13 | 0.00098415 | 0.0010929 | 0.0012143 | 0.0013498 | 0.0015011 | 0.00167 | 0.0018589 | 0.0020699 | 0.0023057 | 0.0025694 | 0.0028642 | 0.0031941 | 0.003563 | 0.0039595 | 0.0039595 | 0.0039595 | 0.0039595 | 0.0039595 | 0.0039595 | 0.0039595 | 8.401 | 8.389 | 8.432 | 8.472 | 8.465 | 8.474 | 8.534 | 8.617 | 8.647 | 8.647 | 8.647 | 8.647 | 8.647 | 8.647 | 8.647 | 8.647 | 8.647 | 8.647 | 8.647 | 8.647 | 14511.6151 | 504.9049 | 0.00012931 | 11734.2753 | 6648.9016 | 753.1044 | 26.3276 | 15016.52 | 779.432 | 14237.088 | 7588.1864 | TRUE
| 60737500 | KRT023 | KRT | 22KV | 367.26 | 0 | 47052.9427 | 100% | Three phase | 97.13 | 0.0029918 | 0.0033224 | 0.0036913 | 0.0041032 | 0.0045632 | 0.0050769 | 0.0056509 | 0.0062923 | 0.0070093 | 0.0078109 | 0.0087073 | 0.0097099 | 0.010832 | 0.012037 | 0.012037 | 0.012037 | 0.012037 | 0.012037 | 0.012037 | 0.012037 | 8.401 | 8.389 | 8.432 | 8.472 | 8.465 | 8.474 | 8.534 | 8.617 | 8.647 | 8.647 | 8.647 | 8.647 | 8.647 | 8.647 | 8.647 | 8.647 | 8.647 | 8.647 | 8.647 | 8.647 | 44115.0215 | 4666.0683 | 0.0003931 | 35671.9638 | 20212.5287 | 2289.4224 | 243.3057 | 48781.0898 | 2532.7281 | 46248.3617 | 26035.833 | TRUE
| 60737696 | PLD003 | PLD | 22KV | 385.1 | 25 | 42177.4532 | 3.846% | Single phase | 44.74 | 0.0049863 | 0.0054871 | 0.0060402 | 0.0066513 | 0.0073264 | 0.0080725 | 0.0088971 | 0.0098088 | 0.010817 | 0.011931 | 0.012622 | 0.012622 | 0.012622 | 0.012622 | 0.012622 | 0.012622 | 0.012622 | 0.012622 | 0.012622 | 0.012622 | 0.082231 | 0.082769 | 0.083808 | 0.083923 | 0.083654 | 0.084077 | 0.085 | 0.086038 | 0.085231 | 0.085231 | 0.085231 | 0.085231 | 0.085231 | 0.085231 | 0.085231 | 0.085231 | 0.085231 | 0.085231 | 0.085231 | 0.085231 | 506.6007 | 2927.3126 | 0.0004122 | 17229.374 | 9762.5468 | 21.2578 | 123.2238 | 3433.9134 | 144.4816 | 3289.4317 | -6473.1151 | FALSE
| 60737703 | PLD003 | PLD | 22KV | 204.65 | 25 | 42177.4532 | 3.846% | Single phase | 44.74 | 0.0026411 | 0.0029015 | 0.0031887 | 0.0035053 | 0.0038546 | 0.0042399 | 0.004665 | 0.0051342 | 0.005652 | 0.0062236 | 0.0067074 | 0.0067074 | 0.0067074 | 0.0067074 | 0.0067074 | 0.0067074 | 0.0067074 | 0.0067074 | 0.0067074 | 0.0067074 | 0.082231 | 0.082769 | 0.083808 | 0.083923 | 0.083654 | 0.084077 | 0.085 | 0.086038 | 0.085231 | 0.085231 | 0.085231 | 0.085231 | 0.085231 | 0.085231 | 0.085231 | 0.085231 | 0.085231 | 0.085231 | 0.085231 | 0.085231 | 267.7536 | 822.196 | 0.00021905 | 9156.041 | 5188.0166 | 11.2968 | 34.7994 | 1089.9496 | 46.0962 | 1043.8534 | -4144.1632 | FALSE
| 60737705 | PLD003 | PLD | 22KV | 105.67 | 25 | 42177.4532 | 3.846% | Single phase | 44.74 | 0.0013682 | 0.0015056 | 0.0016574 | 0.0018251 | 0.0020103 | 0.0022151 | 0.0024413 | 0.0026915 | 0.0029681 | 0.0032739 | 0.0034633 | 0.0034633 | 0.0034633 | 0.0034633 | 0.0034633 | 0.0034633 | 0.0034633 | 0.0034633 | 0.0034633 | 0.0034633 | 0.082231 | 0.082769 | 0.083808 | 0.083923 | 0.083654 | 0.084077 | 0.085 | 0.086038 | 0.085231 | 0.085231 | 0.085231 | 0.085231 | 0.085231 | 0.085231 | 0.085231 | 0.085231 | 0.085231 | 0.085231 | 0.085231 | 0.085231 | 139.0093 | 220.4071 | 0.00011311 | 4727.6758 | 2678.8063 | 5.8331 | 9.2779 | 359.4164 | 15.111 | 344.3054 | -2334.5009 | FALSE
| 60737708 | PLD003 | PLD | 22KV | 495.48 | 25 | 42177.4532 | 3.846% | Single phase | 44.74 | 0.0064156 | 0.0070599 | 0.0077715 | 0.0085577 | 0.0094263 | 0.010386 | 0.011447 | 0.01262 | 0.013917 | 0.015351 | 0.016239 | 0.016239 | 0.016239 | 0.016239 | 0.016239 | 0.016239 | 0.016239 | 0.016239 | 0.016239 | 0.016239 | 0.082231 | 0.082769 | 0.083808 | 0.083923 | 0.083654 | 0.084077 | 0.085 | 0.086038 | 0.085231 | 0.085231 | 0.085231 | 0.085231 | 0.085231 | 0.085231 | 0.085231 | 0.085231 | 0.085231 | 0.085231 | 0.085231 | 0.085231 | 651.8061 | 4845.8987 | 0.00053035 | 22167.7752 | 12560.7549 | 27.3508 | 203.9858 | 5497.7048 | 231.3366 | 5266.3681 | -7294.3868 | FALSE
| 60739255 | COB011 | COB | 22KV | 503.36 | 12 | 52118.0985 | 7.692% | Three phase | 97.13 | 0.0048346 | 0.00528 | 0.0057683 | 0.0063038 | 0.0068911 | 0.0075354 | 0.0082423 | 0.009018 | 0.0098693 | 0.010804 | 0.01183 | 0.012956 | 0.014193 | 0.015552 | 0.016498 | 0.016498 | 0.016498 | 0.016498 | 0.016498 | 0.016498 | 0.44992 | 0.45731 | 0.469 | 0.47738 | 0.47838 | 0.48269 | 0.49569 | 0.511 | 0.51046 | 0.51046 | 0.51046 | 0.51046 | 0.51046 | 0.51046 | 0.51046 | 0.51046 | 0.51046 | 0.51046 | 0.51046 | 0.51046 | 3989.4818 | 8960.4756 | 0.00053878 | 48891.3568 | 27702.9311 | 200.5359 | 457.0487 | 12949.9574 | 657.5847 | 12292.3727 | -15410.5584 | FALSE
| 60739615 | COB011 | COB | 22KV | 1032.04 | 12 | 52118.0985 | 7.692% | Three phase | 97.13 | 0.0099737 | 0.010927 | 0.011975 | 0.013128 | 0.014397 | 0.015793 | 0.017331 | 0.019023 | 0.020887 | 0.02294 | 0.025201 | 0.027692 | 0.030436 | 0.033461 | 0.033825 | 0.033825 | 0.033825 | 0.033825 | 0.033825 | 0.033825 | 0.44992 | 0.45731 | 0.469 | 0.47738 | 0.47838 | 0.48269 | 0.49569 | 0.511 | 0.51046 | 0.51046 | 0.51046 | 0.51046 | 0.51046 | 0.51046 | 0.51046 | 0.51046 | 0.51046 | 0.51046 | 0.51046 | 0.51046 | 8339.1915 | 38398.431 | 0.0011047 | 100242.0452 | 56799.3742 | 411.1592 | 1921.3132 | 46737.6225 | 2332.4724 | 44405.1501 | -12394.2241 | FALSE
| 60739949 | CDN001 | CDN | 22KV | 566.3 | 16 | 45429.2584 | 5.882% | Three phase | 97.13 | 0.0054728 | 0.0059957 | 0.0065708 | 0.0072036 | 0.0078999 | 0.0086662 | 0.0095097 | 0.010438 | 0.011461 | 0.012587 | 0.013828 | 0.015195 | 0.016701 | 0.018361 | 0.01856 | 0.01856 | 0.01856 | 0.01856 | 0.01856 | 0.01856 | 0.52147 | 0.52506 | 0.53088 | 0.53312 | 0.53271 | 0.53476 | 0.54329 | 0.54988 | 0.54476 | 0.54476 | 0.54476 | 0.54476 | 0.54476 | 0.54476 | 0.54476 | 0.54476 | 0.54476 | 0.54476 | 0.54476 | 0.54476 | 4311.3085 | 11561.4829 | 0.00060615 | 55004.719 | 31166.8982 | 214.6842 | 578.4932 | 15872.7914 | 793.1774 | 15079.614 | -16087.2842 | FALSE
| 60739952 | CDN001 | CDN | 22KV | 298.22 | 16 | 45429.2584 | 5.882% | Three phase | 97.13 | 0.002882 | 0.0031574 | 0.0034603 | 0.0037935 | 0.0041602 | 0.0045637 | 0.0050079 | 0.005497 | 0.0060356 | 0.0066287 | 0.007282 | 0.0080018 | 0.0087949 | 0.0096689 | 0.0097741 | 0.0097741 | 0.0097741 | 0.0097741 | 0.0097741 | 0.0097741 | 0.52147 | 0.52506 | 0.53088 | 0.53312 | 0.53271 | 0.53476 | 0.54329 | 0.54988 | 0.54476 | 0.54476 | 0.54476 | 0.54476 | 0.54476 | 0.54476 | 0.54476 | 0.54476 | 0.54476 | 0.54476 | 0.54476 | 0.54476 | 2270.3839 | 3206.2247 | 0.0003192 | 28966.1086 | 16412.8419 | 113.0551 | 160.4274 | 5476.6086 | 273.4826 | 5203.126 | -11209.7159 | FALSE
| 60739953 | CDN001 | CDN | 22KV | 1102.77 | 16 | 45429.2584 | 5.882% | Three phase | 97.13 | 0.013666 | 0.014709 | 0.015836 | 0.017051 | 0.018364 | 0.019781 | 0.021312 | 0.022965 | 0.024751 | 0.02668 | 0.028764 | 0.031016 | 0.033449 | 0.036079 | 0.036143 | 0.036143 | 0.036143 | 0.036143 | 0.036143 | 0.036143 | 0.52147 | 0.52506 | 0.53088 | 0.53312 | 0.53271 | 0.53476 | 0.54329 | 0.54988 | 0.54476 | 0.54476 | 0.54476 | 0.54476 | 0.54476 | 0.54476 | 0.54476 | 0.54476 | 0.54476 | 0.54476 | 0.54476 | 0.54476 | 9051.7767 | 47307.7986 | 0.0011804 | 107112.0501 | 60692.0719 | 418.0599 | 2193.6887 | 56359.5754 | 2611.7486 | 53747.8268 | -6944.2451 | FALSE
| 60740253 | WBL002 | WBL | 22KV | 488.74 | 1 | 45090.5514 | 50% | Single phase | 44.74 | 0.0061505 | 0.0066715 | 0.0072384 | 0.0078553 | 0.0085269 | 0.0092579 | 0.010054 | 0.01092 | 0.011864 | 0.012892 | 0.014012 | 0.015231 | 0.016018 | 0.016018 | 0.016018 | 0.016018 | 0.016018 | 0.016018 | 0.016018 | 0.016018 | 7.4585 | 7.492 | 7.5695 | 7.6055 | 7.612 | 7.645 | 7.7315 | 7.818 | 7.8165 | 7.8165 | 7.8165 | 7.8165 | 7.8165 | 7.8165 | 7.8165 | 7.8165 | 7.8165 | 7.8165 | 7.8165 | 7.8165 | 59335.8555 | 4453.7625 | 0.00052313 | 21866.2276 | 12389.8913 | 2631.53 | 198.4739 | 63789.6179 | 2830.0039 | 60959.6141 | 48569.7228 | TRUE
| 60740255 | WBL002 | WBL | 22KV | 1199.4 | 1 | 45090.5514 | 50% | Single phase | 44.74 | 0.0090244 | 0.010028 | 0.01115 | 0.012403 | 0.013804 | 0.015369 | 0.017121 | 0.019079 | 0.021271 | 0.023724 | 0.026469 | 0.029543 | 0.032986 | 0.036842 | 0.03931 | 0.03931 | 0.03931 | 0.03931 | 0.03931 | 0.03931 | 7.4585 | 7.492 | 7.5695 | 7.6055 | 7.612 | 7.645 | 7.7315 | 7.818 | 7.8165 | 7.8165 | 7.8165 | 7.8165 | 7.8165 | 7.8165 | 7.8165 | 7.8165 | 7.8165 | 7.8165 | 7.8165 | 7.8165 | 119136.663 | 21905.3598 | 0.0012838 | 53661.156 | 30405.6055 | 6457.947 | 1195.2969 | 141042.0228 | 7653.2439 | 133388.7789 | 102983.1734 | TRUE
| 60740256 | WBL002 | WBL | 22KV | 1024.47 | 1 | 45090.5514 | 50% | Three phase | 97.13 | 0.0096962 | 0.010752 | 0.011928 | 0.013239 | 0.014699 | 0.016328 | 0.018144 | 0.020169 | 0.022428 | 0.024949 | 0.027762 | 0.030902 | 0.033577 | 0.033577 | 0.033577 | 0.033577 | 0.033577 | 0.033577 | 0.033577 | 0.033577 | 7.4585 | 7.492 | 7.5695 | 7.6055 | 7.612 | 7.645 | 7.7315 | 7.818 | 7.8165 | 7.8165 | 7.8165 | 7.8165 | 7.8165 | 7.8165 | 7.8165 | 7.8165 | 7.8165 | 7.8165 | 7.8165 | 7.8165 | 115107.7583 | 39272.9379 | 0.0010966 | 99506.7711 | 56382.7515 | 5516.0688 | 1893.2309 | 154380.6961 | 7409.2998 | 146971.3963 | 90588.6448 | TRUE
| 60740257 | WBL002 | WBL | 22KV | 272.02 | 1 | 45090.5514 | 50% | Three phase | 97.13 | 0.0036177 | 0.0040353 | 0.004503 | 0.005027 | 0.0056142 | 0.0062724 | 0.0070102 | 0.0078377 | 0.0087657 | 0.0089154 | 0.0089154 | 0.0089154 | 0.0089154 | 0.0089154 | 0.0089154 | 0.0089154 | 0.0089154 | 0.0089154 | 0.0089154 | 0.0089154 | 7.4585 | 7.492 | 7.5695 | 7.6055 | 7.612 | 7.645 | 7.7315 | 7.818 | 7.8165 | 7.8165 | 7.8165 | 7.8165 | 7.8165 | 7.8165 | 7.8165 | 7.8165 | 7.8165 | 7.8165 | 7.8165 | 7.8165 | 36377.8285 | 3300.1184 | 0.00029116 | 26421.3026 | 14970.8982 | 1464.6413 | 133.4771 | 39677.9469 | 1598.1184 | 38079.8285 | 23108.9303 | TRUE
| 60740315 | TRG022 | TRG | 22KV | 391.73 | 28 | 45911.034 | 3.448% | Single phase | 44.74 | 0.0039511 | 0.0042507 | 0.004574 | 0.0049229 | 0.0052996 | 0.0057063 | 0.0061453 | 0.0066195 | 0.0071315 | 0.0076846 | 0.0082821 | 0.0089275 | 0.0096248 | 0.010378 | 0.011193 | 0.012073 | 0.012839 | 0.012839 | 0.012839 | 0.012839 | 0.17445 | 0.17714 | 0.18062 | 0.18245 | 0.18269 | 0.18459 | 0.1889 | 0.19221 | 0.191 | 0.191 | 0.191 | 0.191 | 0.191 | 0.191 | 0.191 | 0.191 | 0.191 | 0.191 | 0.191 | 0.191 | 976.1708 | 2371.299 | 0.00041929 | 17526.0002 | 9930.6218 | 52.0132 | 127.5033 | 3347.4698 | 179.5165 | 3167.9532 | -6762.6686 | FALSE
| 60740404 | TRG022 | TRG | 22KV | 2914.01 | 28 | 45911.034 | 3.448% | Three phase | 97.13 | 0.024351 | 0.026365 | 0.028553 | 0.030931 | 0.033517 | 0.036328 | 0.039385 | 0.04271 | 0.046326 | 0.05026 | 0.054541 | 0.059198 | 0.064267 | 0.069785 | 0.07579 | 0.082329 | 0.089448 | 0.095506 | 0.095506 | 0.095506 | 0.17445 | 0.17714 | 0.18062 | 0.18245 | 0.18269 | 0.18459 | 0.1889 | 0.19221 | 0.191 | 0.191 | 0.191 | 0.191 | 0.191 | 0.191 | 0.191 | 0.191 | 0.191 | 0.191 | 0.191 | 0.191 | 6559.1362 | 257088.0277 | 0.0031191 | 283037.7913 | 160375.5129 | 386.9172 | 15317.4749 | 263647.1639 | 15704.3922 | 247942.7717 | 87567.2588 | TRUE
| 60740405 | TRG022 | TRG | 22KV | 496.12 | 28 | 45911.034 | 3.448% | Single phase | 44.74 | 0.005929 | 0.0063789 | 0.0068643 | 0.0073882 | 0.0079536 | 0.0085639 | 0.0092227 | 0.0099339 | 0.010702 | 0.011531 | 0.012427 | 0.013394 | 0.014439 | 0.015567 | 0.01626 | 0.01626 | 0.01626 | 0.01626 | 0.01626 | 0.01626 | 0.17445 | 0.17714 | 0.18062 | 0.18245 | 0.18269 | 0.18459 | 0.1889 | 0.19221 | 0.191 | 0.191 | 0.191 | 0.191 | 0.191 | 0.191 | 0.191 | 0.191 | 0.191 | 0.191 | 0.191 | 0.191 | 1395.5995 | 4296.304 | 0.00053103 | 22196.4088 | 12576.9793 | 65.874 | 204.5131 | 5691.9035 | 270.3871 | 5421.5164 | -7155.4629 | FALSE
| 60740406 | TRG022 | TRG | 22KV | 106.37 | 28 | 45911.034 | 3.448% | Single phase | 44.74 | 0.0013182 | 0.0014188 | 0.0015275 | 0.0016447 | 0.0017713 | 0.001908 | 0.0020557 | 0.0022151 | 0.0023874 | 0.0025735 | 0.0027745 | 0.0029917 | 0.0032264 | 0.00348 | 0.0034863 | 0.0034863 | 0.0034863 | 0.0034863 | 0.0034863 | 0.0034863 | 0.17445 | 0.17714 | 0.18062 | 0.18245 | 0.18269 | 0.18459 | 0.1889 | 0.19221 | 0.191 | 0.191 | 0.191 | 0.191 | 0.191 | 0.191 | 0.191 | 0.191 | 0.191 | 0.191 | 0.191 | 0.191 | 307.123 | 202.742 | 0.00011385 | 4758.9938 | 2696.5518 | 14.1236 | 9.4013 | 509.865 | 23.5249 | 486.3402 | -2210.2117 | FALSE
| 60740430 | TRG013 | TRG | 22KV | 1474.02 | 22 | 45911.034 | 4.348% | Three phase | 97.13 | 0.0142 | 0.015532 | 0.016995 | 0.018602 | 0.020367 | 0.022306 | 0.024437 | 0.02678 | 0.029355 | 0.032186 | 0.035299 | 0.038723 | 0.042489 | 0.046633 | 0.048311 | 0.048311 | 0.048311 | 0.048311 | 0.048311 | 0.048311 | 0.24709 | 0.24948 | 0.25357 | 0.25513 | 0.25457 | 0.25652 | 0.26109 | 0.26526 | 0.26283 | 0.26283 | 0.26283 | 0.26283 | 0.26283 | 0.26283 | 0.26283 | 0.26283 | 0.26283 | 0.26283 | 0.26283 | 0.26283 | 5404.8862 | 77564.6433 | 0.0015777 | 143171.5626 | 81124.1944 | 271.2667 | 3919.3302 | 82969.5295 | 4190.5969 | 78778.9325 | -2345.2618 | FALSE
| 60740433 | TRG013 | TRG | 22KV | 621.75 | 22 | 45911.034 | 4.348% | Three phase | 97.13 | 0.0043804 | 0.0047428 | 0.0051369 | 0.0055653 | 0.0060313 | 0.0065381 | 0.0070894 | 0.0076893 | 0.0083421 | 0.0090526 | 0.009826 | 0.010668 | 0.011585 | 0.012583 | 0.01367 | 0.014854 | 0.016145 | 0.01755 | 0.019082 | 0.020378 | 0.24709 | 0.24948 | 0.25357 | 0.25513 | 0.25457 | 0.25652 | 0.26109 | 0.26526 | 0.26283 | 0.26283 | 0.26283 | 0.26283 | 0.26283 | 0.26283 | 0.26283 | 0.26283 | 0.26283 | 0.26283 | 0.26283 | 0.26283 | 1666.3887 | 10085.5317 | 0.0006655 | 60390.5775 | 34218.6455 | 114.4218 | 697.3273 | 11751.9204 | 811.7492 | 10940.1712 | -23278.4743 | FALSE
| 60740434 | TRG013 | TRG | 22KV | 152.94 | 22 | 45911.034 | 4.348% | Single phase | 44.74 | 0.0010775 | 0.0011667 | 0.0012636 | 0.001369 | 0.0014836 | 0.0016083 | 0.0017439 | 0.0018914 | 0.002052 | 0.0022268 | 0.002417 | 0.0026241 | 0.0028496 | 0.0030952 | 0.0033626 | 0.0036539 | 0.0039713 | 0.004317 | 0.0046938 | 0.0050126 | 0.24709 | 0.24948 | 0.25357 | 0.25513 | 0.25457 | 0.25652 | 0.26109 | 0.26526 | 0.26283 | 0.26283 | 0.26283 | 0.26283 | 0.26283 | 0.26283 | 0.26283 | 0.26283 | 0.26283 | 0.26283 | 0.26283 | 0.26283 | 409.9035 | 281.0943 | 0.0001637 | 6842.5356 | 3877.133 | 28.1458 | 19.4352 | 690.9977 | 47.5811 | 643.4167 | -3233.7163 | FALSE
| 60740437 | TRG014 | TRG | 22KV | 155.62 | 7 | 45911.034 | 12.5% | Covered | 390 | 0.0019285 | 0.0020758 | 0.0022347 | 0.0024062 | 0.0025915 | 0.0027915 | 0.0030075 | 0.0032408 | 0.0034928 | 0.003765 | 0.0040591 | 0.0043769 | 0.0047202 | 0.0050913 | 0.0051004 | 0.0051004 | 0.0051004 | 0.0051004 | 0.0051004 | 0.0051004 | 0.46737 | 0.47 | 0.47475 | 0.476 | 0.4735 | 0.47525 | 0.48163 | 0.487 | 0.48187 | 0.48187 | 0.48187 | 0.48187 | 0.48187 | 0.48187 | 0.48187 | 0.48187 | 0.48187 | 0.48187 | 0.48187 | 0.48187 | 1144.4888 | 3782.7261 | 0.00016657 | 60691.8 | 34389.3249 | 52.9297 | 175.4071 | 4927.2148 | 228.3368 | 4698.878 | -29690.4468 | FALSE
| 60740828 | HTN012 | HTN | 22KV | 2425.9 | 15 | 38280.733 | 6.25% | Three phase | 97.13 | 0.030063 | 0.032358 | 0.034835 | 0.03751 | 0.040397 | 0.043515 | 0.046882 | 0.050519 | 0.054447 | 0.058691 | 0.063276 | 0.068229 | 0.073582 | 0.079366 | 0.079508 | 0.079508 | 0.079508 | 0.079508 | 0.079508 | 0.079508 | 0.18937 | 0.19106 | 0.19356 | 0.19437 | 0.19419 | 0.19506 | 0.19781 | 0.19987 | 0.19775 | 0.19775 | 0.19775 | 0.19775 | 0.19775 | 0.19775 | 0.19775 | 0.19775 | 0.19775 | 0.19775 | 0.19775 | 0.19775 | 6097.1952 | 228933.1282 | 0.0025966 | 235627.667 | 133511.8812 | 281.7253 | 10615.7551 | 235030.3235 | 10897.4804 | 224132.8431 | 90620.9619 | TRUE
| 60741152 | PLD001 | PLD | 22KV | 2671.44 | 22 | 42177.4532 | 4.348% | Three phase | 97.13 | 0.032123 | 0.035047 | 0.038247 | 0.041752 | 0.04559 | 0.049794 | 0.0544 | 0.059446 | 0.064975 | 0.071035 | 0.077678 | 0.08496 | 0.087556 | 0.087556 | 0.087556 | 0.087556 | 0.087556 | 0.087556 | 0.087556 | 0.087556 | 0.17543 | 0.17561 | 0.17622 | 0.17591 | 0.17491 | 0.17509 | 0.17626 | 0.17726 | 0.17609 | 0.17609 | 0.17609 | 0.17609 | 0.17609 | 0.17609 | 0.17609 | 0.17609 | 0.17609 | 0.17609 | 0.17609 | 0.17609 | 6851.8072 | 287374.7271 | 0.0028594 | 259476.9672 | 147025.4255 | 306.8289 | 12873.4797 | 294226.5343 | 13180.3086 | 281046.2257 | 134020.8002 | TRUE
| 60744093 | CDN002 | CDN | 22KV | 50 | 7 | 45429.2584 | 12.5% | Three phase | 97.13 | 0.00061963 | 0.00066693 | 0.00071799 | 0.00077311 | 0.00083263 | 0.00089689 | 0.00096629 | 0.0010412 | 0.0011222 | 0.0012097 | 0.0013042 | 0.0014063 | 0.0015166 | 0.0016358 | 0.0016387 | 0.0016387 | 0.0016387 | 0.0016387 | 0.0016387 | 0.0016387 | 0.2435 | 0.24763 | 0.25388 | 0.25925 | 0.2605 | 0.26175 | 0.26837 | 0.27713 | 0.27713 | 0.27713 | 0.27713 | 0.27713 | 0.27713 | 0.27713 | 0.27713 | 0.27713 | 0.27713 | 0.27713 | 0.27713 | 0.27713 | 205.6961 | 97.253 | 5.3518e-05 | 4856.5 | 2751.801 | 9.4206 | 4.5097 | 302.9491 | 13.9303 | 289.0187 | -2462.7823 | FALSE
| 60744662 | HTN034 | HTN | 22KV | 324.48 | 50 | 38280.733 | 1.961% | Single phase | 44.74 | 0.0030461 | 0.0033256 | 0.003632 | 0.0039678 | 0.004336 | 0.0047398 | 0.0051827 | 0.0056685 | 0.0062016 | 0.0067866 | 0.0074285 | 0.0081332 | 0.0089069 | 0.0097563 | 0.010635 | 0.010635 | 0.010635 | 0.010635 | 0.010635 | 0.010635 | 0.061647 | 0.062098 | 0.062686 | 0.063078 | 0.062686 | 0.06249 | 0.063078 | 0.063922 | 0.063529 | 0.063529 | 0.063529 | 0.063529 | 0.063529 | 0.063529 | 0.063529 | 0.063529 | 0.063529 | 0.063529 | 0.063529 | 0.063529 | 234.7711 | 1687.733 | 0.00034731 | 14517.2352 | 8225.7886 | 12.1327 | 87.483 | 1922.5041 | 99.6157 | 1822.8885 | -6402.9001 | FALSE
| 60744690 | HTN012 | HTN | 22KV | 4725.21 | 15 | 38280.733 | 6.25% | Single phase | 44.74 | 0.058332 | 0.062662 | 0.067328 | 0.072354 | 0.07777 | 0.083606 | 0.089895 | 0.096675 | 0.10398 | 0.11186 | 0.12035 | 0.12951 | 0.13939 | 0.15004 | 0.15487 | 0.15487 | 0.15487 | 0.15487 | 0.15487 | 0.15487 | 0.18937 | 0.19106 | 0.19356 | 0.19437 | 0.19419 | 0.19506 | 0.19781 | 0.19987 | 0.19775 | 0.19775 | 0.19775 | 0.19775 | 0.19775 | 0.19775 | 0.19775 | 0.19775 | 0.19775 | 0.19775 | 0.19775 | 0.19775 | 11733.3381 | 395278.5879 | 0.0050577 | 211405.8954 | 119787.2862 | 548.7494 | 18551.9653 | 407011.9261 | 19100.7147 | 387911.2114 | 268123.9252 | TRUE
| 60745104 | TRG024 | TRG | 22KV | 192.86 | 15 | 45911.034 | 6.25% | Three phase | 97.13 | 0.0011626 | 0.0012813 | 0.0014128 | 0.0015586 | 0.0017202 | 0.0018993 | 0.0020981 | 0.0023186 | 0.0025633 | 0.0028349 | 0.0031364 | 0.0034712 | 0.0038431 | 0.0042561 | 0.0047151 | 0.0052252 | 0.0057921 | 0.0063209 | 0.0063209 | 0.0063209 | 0.44681 | 0.45469 | 0.46713 | 0.47706 | 0.47956 | 0.4835 | 0.49631 | 0.51144 | 0.51269 | 0.51269 | 0.51269 | 0.51269 | 0.51269 | 0.51269 | 0.51269 | 0.51269 | 0.51269 | 0.51269 | 0.51269 | 0.51269 | 1029.084 | 999.381 | 0.00020643 | 18732.4918 | 10614.2468 | 67.7934 | 67.0949 | 2028.4649 | 134.8883 | 1893.5766 | -8720.6702 | FALSE
| 60745121 | TRG022 | TRG | 22KV | 218.48 | 28 | 45911.034 | 3.448% | Three phase | 97.13 | 0.0020773 | 0.0022826 | 0.0025091 | 0.0027591 | 0.0030351 | 0.0033398 | 0.0036763 | 0.0040479 | 0.0044585 | 0.0049121 | 0.0054134 | 0.0059675 | 0.0065801 | 0.0071606 | 0.0071606 | 0.0071606 | 0.0071606 | 0.0071606 | 0.0071606 | 0.0071606 | 0.17445 | 0.17714 | 0.18062 | 0.18245 | 0.18269 | 0.18459 | 0.1889 | 0.19221 | 0.191 | 0.191 | 0.191 | 0.191 | 0.191 | 0.191 | 0.191 | 0.191 | 0.191 | 0.191 | 0.191 | 0.191 | 587.7344 | 1726.8308 | 0.00023385 | 21220.9624 | 12024.2697 | 29.0094 | 86.105 | 2314.5652 | 115.1144 | 2199.4508 | -9824.8189 | FALSE
| 60745196 | TRG013 | TRG | 22KV | 17.85 | 22 | 45911.034 | 4.348% | Three phase | 97.13 | 0.0001076 | 0.00011859 | 0.00013076 | 0.00014425 | 0.00015921 | 0.00017579 | 0.00019419 | 0.0002146 | 0.00023724 | 0.00026238 | 0.00029029 | 0.00032127 | 0.00035569 | 0.00039392 | 0.0004364 | 0.00048361 | 0.00053608 | 0.00058503 | 0.00058503 | 0.00058503 | 0.24709 | 0.24948 | 0.25357 | 0.25513 | 0.25457 | 0.25652 | 0.26109 | 0.26526 | 0.26283 | 0.26283 | 0.26283 | 0.26283 | 0.26283 | 0.26283 | 0.26283 | 0.26283 | 0.26283 | 0.26283 | 0.26283 | 0.26283 | 49.3226 | 8.561 | 1.9106e-05 | 1733.7705 | 982.393 | 3.285 | 0.57475 | 57.8835 | 3.8597 | 54.0238 | -928.3691 | FALSE
| 60745289 | WBL002 | WBL | 22KV | 728.09 | 1 | 45090.5514 | 50% | Single phase | 44.74 | 0.0093101 | 0.01018 | 0.011136 | 0.012184 | 0.013334 | 0.014597 | 0.015984 | 0.017507 | 0.01918 | 0.021017 | 0.023035 | 0.023863 | 0.023863 | 0.023863 | 0.023863 | 0.023863 | 0.023863 | 0.023863 | 0.023863 | 0.023863 | 7.4585 | 7.492 | 7.5695 | 7.6055 | 7.612 | 7.645 | 7.7315 | 7.818 | 7.8165 | 7.8165 | 7.8165 | 7.8165 | 7.8165 | 7.8165 | 7.8165 | 7.8165 | 7.8165 | 7.8165 | 7.8165 | 7.8165 | 91476.1794 | 10228.9429 | 0.00077932 | 32574.7466 | 18457.5765 | 3920.2657 | 440.4715 | 101705.1223 | 4360.7372 | 97344.3851 | 78886.8086 | TRUE
| 60745290 | WBL002 | WBL | 22KV | 57.99 | 1 | 45090.5514 | 50% | Single phase | 44.74 | 0.0006993 | 0.00076404 | 0.00083503 | 0.00091288 | 0.00099826 | 0.0010919 | 0.0011947 | 0.0013074 | 0.0014312 | 0.001567 | 0.0017161 | 0.0018799 | 0.0019006 | 0.0019006 | 0.0019006 | 0.0019006 | 0.0019006 | 0.0019006 | 0.0019006 | 0.0019006 | 7.4585 | 7.492 | 7.5695 | 7.6055 | 7.612 | 7.645 | 7.7315 | 7.818 | 7.8165 | 7.8165 | 7.8165 | 7.8165 | 7.8165 | 7.8165 | 7.8165 | 7.8165 | 7.8165 | 7.8165 | 7.8165 | 7.8165 | 7052.0593 | 62.7926 | 6.2071e-05 | 2594.4726 | 1470.0859 | 312.2364 | 2.7942 | 7114.8519 | 315.0306 | 6799.8213 | 5329.7354 | TRUE
| 60745553 | PLD001 | PLD | 22KV | 818.55 | 22 | 42177.4532 | 4.348% | Three phase | 97.13 | 0.0052457 | 0.005679 | 0.0061502 | 0.0066625 | 0.0072196 | 0.0078257 | 0.0084851 | 0.0092026 | 0.0099835 | 0.010833 | 0.011759 | 0.012766 | 0.013863 | 0.015058 | 0.016359 | 0.017777 | 0.019322 | 0.021005 | 0.022839 | 0.024839 | 0.17543 | 0.17561 | 0.17622 | 0.17591 | 0.17491 | 0.17509 | 0.17626 | 0.17726 | 0.17609 | 0.17609 | 0.17609 | 0.17609 | 0.17609 | 0.17609 | 0.17609 | 0.17609 | 0.17609 | 0.17609 | 0.17609 | 0.17609 | 1238.3621 | 15913.8189 | 0.00087615 | 79505.7615 | 45049.7343 | 94.0148 | 1208.636 | 17152.181 | 1302.6508 | 15849.5302 | -29200.2041 | FALSE
| 60748087 | HTN034 | HTN | 22KV | 1600.12 | 50 | 38280.733 | 1.961% | Single phase | 44.74 | 0.014626 | 0.016035 | 0.017587 | 0.019295 | 0.021176 | 0.023248 | 0.025531 | 0.028047 | 0.03082 | 0.033876 | 0.037246 | 0.040962 | 0.045061 | 0.049581 | 0.052444 | 0.052444 | 0.052444 | 0.052444 | 0.052444 | 0.052444 | 0.061647 | 0.062098 | 0.062686 | 0.063078 | 0.062686 | 0.06249 | 0.063078 | 0.063922 | 0.063529 | 0.063529 | 0.063529 | 0.063529 | 0.063529 | 0.063529 | 0.063529 | 0.063529 | 0.063529 | 0.063529 | 0.063529 | 0.063529 | 1161.787 | 41182.9996 | 0.0017127 | 71589.3688 | 40564.1299 | 59.8303 | 2127.4179 | 42344.7866 | 2187.2481 | 40157.5385 | -406.5915 | FALSE
| 60748088 | HTN034 | HTN | 22KV | 793.17 | 50 | 38280.733 | 1.961% | Three phase | 97.13 | 0.0072501 | 0.0079486 | 0.0087175 | 0.0095642 | 0.010497 | 0.011524 | 0.012656 | 0.013903 | 0.015277 | 0.016792 | 0.018463 | 0.020305 | 0.022336 | 0.024577 | 0.025996 | 0.025996 | 0.025996 | 0.025996 | 0.025996 | 0.025996 | 0.061647 | 0.062098 | 0.062686 | 0.063078 | 0.062686 | 0.06249 | 0.063078 | 0.063922 | 0.063529 | 0.063529 | 0.063529 | 0.063529 | 0.063529 | 0.063529 | 0.063529 | 0.063529 | 0.063529 | 0.063529 | 0.063529 | 0.063529 | 575.8909 | 21968.623 | 0.00084898 | 77040.6021 | 43652.9201 | 29.6575 | 1134.8479 | 22544.514 | 1164.5054 | 21380.0085 | -22272.9115 | FALSE
| 60748092 | HTN034 | HTN | 22KV | 2202.89 | 50 | 38280.733 | 1.961% | Three phase | 97.13 | 0.020136 | 0.022076 | 0.024211 | 0.026563 | 0.029153 | 0.032005 | 0.035149 | 0.038612 | 0.042429 | 0.046637 | 0.051277 | 0.056393 | 0.062035 | 0.068259 | 0.072199 | 0.072199 | 0.072199 | 0.072199 | 0.072199 | 0.072199 | 0.061647 | 0.062098 | 0.062686 | 0.063078 | 0.062686 | 0.06249 | 0.063078 | 0.063922 | 0.063529 | 0.063529 | 0.063529 | 0.063529 | 0.063529 | 0.063529 | 0.063529 | 0.063529 | 0.063529 | 0.063529 | 0.063529 | 0.063529 | 1599.4357 | 169455.5902 | 0.0023579 | 213966.7057 | 121238.2983 | 82.3685 | 8753.6812 | 171055.0259 | 8836.0497 | 162218.9762 | 40980.6779 | TRUE
| 60748093 | HTN034 | HTN | 22KV | 1818.12 | 50 | 38280.733 | 1.961% | Three phase | 97.13 | 0.0090573 | 0.0097346 | 0.010466 | 0.011255 | 0.012107 | 0.013027 | 0.014022 | 0.015096 | 0.016256 | 0.01751 | 0.018865 | 0.02033 | 0.021914 | 0.023627 | 0.025479 | 0.027481 | 0.029647 | 0.031991 | 0.034526 | 0.037269 | 0.061647 | 0.062098 | 0.062686 | 0.063078 | 0.062686 | 0.06249 | 0.063078 | 0.063922 | 0.063529 | 0.063529 | 0.063529 | 0.063529 | 0.063529 | 0.063529 | 0.063529 | 0.063529 | 0.063529 | 0.063529 | 0.063529 | 0.063529 | 643.7721 | 56306.5139 | 0.0019461 | 176593.9956 | 100062.0889 | 67.9815 | 5962.7993 | 56950.286 | 6030.7808 | 50919.5051 | -49142.5837 | FALSE
| 60748124 | HTN034 | HTN | 22KV | 118.8 | 50 | 38280.733 | 1.961% | Single phase | 44.74 | 0.0011221 | 0.0012289 | 0.0013463 | 0.0014755 | 0.0016175 | 0.0017738 | 0.0019458 | 0.0021351 | 0.0023434 | 0.0025729 | 0.0028255 | 0.0031037 | 0.0034102 | 0.0037478 | 0.0038936 | 0.0038936 | 0.0038936 | 0.0038936 | 0.0038936 | 0.0038936 | 0.061647 | 0.062098 | 0.062686 | 0.063078 | 0.062686 | 0.06249 | 0.063078 | 0.063922 | 0.063529 | 0.063529 | 0.063529 | 0.063529 | 0.063529 | 0.063529 | 0.063529 | 0.063529 | 0.063529 | 0.063529 | 0.063529 | 0.063529 | 87.6028 | 230.5665 | 0.00012716 | 5315.112 | 3011.6608 | 4.4421 | 11.7268 | 318.1694 | 16.1689 | 302.0005 | -2709.6603 | FALSE
| 60748127 | KRT012 | KRT | 22KV | 1389.55 | 10 | 47052.9427 | 9.091% | Three phase | 97.13 | 0.017365 | 0.01877 | 0.020294 | 0.021945 | 0.023736 | 0.025679 | 0.027787 | 0.030073 | 0.032553 | 0.035245 | 0.038166 | 0.041336 | 0.044777 | 0.045542 | 0.045542 | 0.045542 | 0.045542 | 0.045542 | 0.045542 | 0.045542 | 0.27627 | 0.27927 | 0.285 | 0.28955 | 0.28982 | 0.29191 | 0.29736 | 0.30491 | 0.30555 | 0.30555 | 0.30555 | 0.30555 | 0.30555 | 0.30555 | 0.30555 | 0.30555 | 0.30555 | 0.30555 | 0.30555 | 0.30555 | 6704.6005 | 76838.1608 | 0.0014873 | 134966.9915 | 76475.3017 | 300.8803 | 3482.9999 | 83542.7612 | 3783.8802 | 79758.8811 | 3283.5793 | TRUE
| 60748135 | KRT013 | KRT | 22KV | 582.61 | 16 | 47052.9427 | 5.882% | Three phase | 97.13 | 0.0073318 | 0.0079528 | 0.0086286 | 0.0093641 | 0.010165 | 0.011036 | 0.011985 | 0.013018 | 0.014143 | 0.015368 | 0.016703 | 0.018157 | 0.019095 | 0.019095 | 0.019095 | 0.019095 | 0.019095 | 0.019095 | 0.019095 | 0.019095 | 0.36618 | 0.36835 | 0.373 | 0.37671 | 0.37771 | 0.37906 | 0.38494 | 0.392 | 0.39359 | 0.39359 | 0.39359 | 0.39359 | 0.39359 | 0.39359 | 0.39359 | 0.39359 | 0.39359 | 0.39359 | 0.39359 | 0.39359 | 3697.2186 | 13739.9313 | 0.00062361 | 56588.9093 | 32064.5357 | 163.5067 | 612.2954 | 17437.1499 | 775.802 | 16661.3479 | -15403.1878 | FALSE
| 60748139 | KRT013 | KRT | 22KV | 102.82 | 16 | 47052.9427 | 5.882% | Three phase | 97.13 | 0.0012742 | 0.0013715 | 0.0014765 | 0.0015898 | 0.0017122 | 0.0018444 | 0.0019871 | 0.0021412 | 0.0023077 | 0.0024876 | 0.0026819 | 0.0028918 | 0.0031187 | 0.0033639 | 0.0033699 | 0.0033699 | 0.0033699 | 0.0033699 | 0.0033699 | 0.0033699 | 0.36618 | 0.36835 | 0.373 | 0.37671 | 0.37771 | 0.37906 | 0.38494 | 0.392 | 0.39359 | 0.39359 | 0.39359 | 0.39359 | 0.39359 | 0.39359 | 0.39359 | 0.39359 | 0.39359 | 0.39359 | 0.39359 | 0.39359 | 627.0242 | 411.2615 | 0.00011006 | 9986.9066 | 5658.8036 | 28.8559 | 19.0704 | 1038.2857 | 47.9264 | 990.3594 | -4668.4442 | FALSE
| 60748146 | KRT013 | KRT | 22KV | 2529.5 | 16 | 47052.9427 | 5.882% | Three phase | 97.13 | 0.023677 | 0.025811 | 0.028147 | 0.030704 | 0.033502 | 0.036567 | 0.039923 | 0.043599 | 0.047625 | 0.052037 | 0.056871 | 0.062169 | 0.067976 | 0.074342 | 0.081321 | 0.082904 | 0.082904 | 0.082904 | 0.082904 | 0.082904 | 0.36618 | 0.36835 | 0.373 | 0.37671 | 0.37771 | 0.37906 | 0.38494 | 0.392 | 0.39359 | 0.39359 | 0.39359 | 0.39359 | 0.39359 | 0.39359 | 0.39359 | 0.39359 | 0.39359 | 0.39359 | 0.39359 | 0.39359 | 13681.6429 | 220411.8863 | 0.0027075 | 245690.335 | 139213.6129 | 709.8919 | 11541.8246 | 234093.5293 | 12251.7165 | 221841.8128 | 82628.1999 | TRUE
| 60748147 | KRT013 | KRT | 22KV | 425.59 | 16 | 47052.9427 | 5.882% | Covered | 390 | 0.0053186 | 0.0057489 | 0.0062155 | 0.0067214 | 0.00727 | 0.007865 | 0.0085104 | 0.0092107 | 0.0099704 | 0.010795 | 0.011689 | 0.01266 | 0.013714 | 0.013949 | 0.013949 | 0.013949 | 0.013949 | 0.013949 | 0.013949 | 0.013949 | 0.36618 | 0.36835 | 0.373 | 0.37671 | 0.37771 | 0.37906 | 0.38494 | 0.392 | 0.39359 | 0.39359 | 0.39359 | 0.39359 | 0.39359 | 0.39359 | 0.39359 | 0.39359 | 0.39359 | 0.39359 | 0.39359 | 0.39359 | 2655.1148 | 28941.6077 | 0.00045554 | 165980.1 | 94048.0194 | 119.4398 | 1311.8952 | 31596.7225 | 1431.335 | 30165.3875 | -63882.6319 | FALSE
| 60748153 | HTN034 | HTN | 22KV | 84.27 | 50 | 38280.733 | 1.961% | Three phase | 97.13 | 0.00069997 | 0.00076624 | 0.0008391 | 0.00091922 | 0.0010073 | 0.0011043 | 0.0012109 | 0.0013282 | 0.0014574 | 0.0015996 | 0.0017561 | 0.0019285 | 0.0021184 | 0.0023275 | 0.0025579 | 0.0027619 | 0.0027619 | 0.0027619 | 0.0027619 | 0.0027619 | 0.061647 | 0.062098 | 0.062686 | 0.063078 | 0.062686 | 0.06249 | 0.063078 | 0.063922 | 0.063529 | 0.063529 | 0.063529 | 0.063529 | 0.063529 | 0.063529 | 0.063529 | 0.063529 | 0.063529 | 0.063529 | 0.063529 | 0.063529 | 56.9623 | 230.8424 | 9.02e-05 | 8185.1451 | 4637.8854 | 3.1509 | 12.8101 | 287.8047 | 15.961 | 271.8437 | -4366.0417 | FALSE
| 60748154 | HTN034 | HTN | 22KV | 337.57 | 50 | 38280.733 | 1.961% | Single phase | 44.74 | 0.0030757 | 0.0033665 | 0.0036861 | 0.0040375 | 0.0044237 | 0.0048485 | 0.0053157 | 0.0058296 | 0.0063951 | 0.0070173 | 0.0077022 | 0.008456 | 0.009286 | 0.0102 | 0.011064 | 0.011064 | 0.011064 | 0.011064 | 0.011064 | 0.011064 | 0.061647 | 0.062098 | 0.062686 | 0.063078 | 0.062686 | 0.06249 | 0.063078 | 0.063922 | 0.063529 | 0.063529 | 0.063529 | 0.063529 | 0.063529 | 0.063529 | 0.063529 | 0.063529 | 0.063529 | 0.063529 | 0.063529 | 0.063529 | 242.6776 | 1814.8352 | 0.00036132 | 15102.8818 | 8557.629 | 12.6221 | 94.6837 | 2057.5128 | 107.3059 | 1950.2069 | -6607.4221 | FALSE
| 60748283 | KRT013 | KRT | 22KV | 579 | 16 | 47052.9427 | 5.882% | Covered | 390 | 0.0072046 | 0.0077706 | 0.0083828 | 0.0090452 | 0.0097619 | 0.010537 | 0.011377 | 0.012285 | 0.013269 | 0.014333 | 0.015486 | 0.016735 | 0.018086 | 0.018977 | 0.018977 | 0.018977 | 0.018977 | 0.018977 | 0.018977 | 0.018977 | 0.36618 | 0.36835 | 0.373 | 0.37671 | 0.37771 | 0.37906 | 0.38494 | 0.392 | 0.39359 | 0.39359 | 0.39359 | 0.39359 | 0.39359 | 0.39359 | 0.39359 | 0.39359 | 0.39359 | 0.39359 | 0.39359 | 0.39359 | 3570.1587 | 52944.8787 | 0.00061974 | 225810 | 127948.9725 | 162.4935 | 2428.1385 | 56515.0374 | 2590.632 | 53924.4054 | -74024.5671 | FALSE
| 60748412 | KRT013 | KRT | 22KV | 1746.1 | 16 | 47052.9427 | 5.882% | Three phase | 97.13 | 0.016682 | 0.0179 | 0.019212 | 0.020623 | 0.022143 | 0.02378 | 0.025542 | 0.02744 | 0.029485 | 0.031687 | 0.03406 | 0.036617 | 0.039371 | 0.04234 | 0.045539 | 0.048988 | 0.052705 | 0.056712 | 0.057228 | 0.057228 | 0.36618 | 0.36835 | 0.373 | 0.37671 | 0.37771 | 0.37906 | 0.38494 | 0.392 | 0.39359 | 0.39359 | 0.39359 | 0.39359 | 0.39359 | 0.39359 | 0.39359 | 0.39359 | 0.39359 | 0.39359 | 0.39359 | 0.39359 | 8629.4371 | 96046.4122 | 0.001869 | 169598.693 | 96098.3947 | 490.0345 | 5499.7548 | 104675.8493 | 5989.7893 | 98686.06 | 2587.6653 | TRUE
| 60749517 | WBL012 | WBL | 22KV | 1546.35 | 17 | 45090.5514 | 5.556% | Three phase | 97.13 | 0.019657 | 0.022057 | 0.024762 | 0.027813 | 0.031253 | 0.035133 | 0.039511 | 0.044453 | 0.050031 | 0.050681 | 0.050681 | 0.050681 | 0.050681 | 0.050681 | 0.050681 | 0.050681 | 0.050681 | 0.050681 | 0.050681 | 0.050681 | 0.48244 | 0.48689 | 0.49522 | 0.50094 | 0.50244 | 0.50561 | 0.51483 | 0.525 | 0.52667 | 0.52667 | 0.52667 | 0.52667 | 0.52667 | 0.52667 | 0.52667 | 0.52667 | 0.52667 | 0.52667 | 0.52667 | 0.52667 | 13734.3565 | 105856.8752 | 0.0016552 | 150196.9755 | 85104.9497 | 554.7586 | 4313.4096 | 119591.2317 | 4868.1682 | 114723.0634 | 29618.1137 | TRUE
| 60749518 | WBL012 | WBL | 22KV | 280.35 | 17 | 45090.5514 | 5.556% | Three phase | 97.13 | 0.0035637 | 0.0039989 | 0.0044894 | 0.0050424 | 0.005666 | 0.0063695 | 0.0071633 | 0.0080592 | 0.0090705 | 0.0091884 | 0.0091884 | 0.0091884 | 0.0091884 | 0.0091884 | 0.0091884 | 0.0091884 | 0.0091884 | 0.0091884 | 0.0091884 | 0.0091884 | 0.48244 | 0.48689 | 0.49522 | 0.50094 | 0.50244 | 0.50561 | 0.51483 | 0.525 | 0.52667 | 0.52667 | 0.52667 | 0.52667 | 0.52667 | 0.52667 | 0.52667 | 0.52667 | 0.52667 | 0.52667 | 0.52667 | 0.52667 | 2490.0099 | 3479.4019 | 0.00030008 | 27230.3955 | 15429.3482 | 100.5766 | 141.7771 | 5969.4118 | 242.3537 | 5727.0581 | -9702.2902 | FALSE
| 60749553 | WBL003 | WBL | 22KV | 759.8 | 0 | 45090.5514 | 100% | Three phase | 97.13 | 0.0094472 | 0.010483 | 0.011637 | 0.012923 | 0.014356 | 0.015954 | 0.017736 | 0.019724 | 0.021941 | 0.024415 | 0.024902 | 0.024902 | 0.024902 | 0.024902 | 0.024902 | 0.024902 | 0.024902 | 0.024902 | 0.024902 | 0.024902 | 6.771 | 6.68 | 6.588 | 6.537 | 6.46 | 6.41 | 6.387 | 6.353 | 6.324 | 6.324 | 6.324 | 6.324 | 6.324 | 6.324 | 6.324 | 6.324 | 6.324 | 6.324 | 6.324 | 6.324 | 80514.3165 | 24765.7282 | 0.00081326 | 73799.374 | 41816.3681 | 3406.9744 | 1041.3667 | 105280.0447 | 4448.341 | 100831.7037 | 59015.3356 | TRUE
| 60749554 | WBL003 | WBL | 22KV | 27.7 | 0 | 45090.5514 | 100% | Three phase | 97.13 | 0.00034442 | 0.00038218 | 0.00042424 | 0.00047112 | 0.00052338 | 0.00058164 | 0.00064661 | 0.00071907 | 0.00079991 | 0.00089011 | 0.00090786 | 0.00090786 | 0.00090786 | 0.00090786 | 0.00090786 | 0.00090786 | 0.00090786 | 0.00090786 | 0.00090786 | 0.00090786 | 6.771 | 6.68 | 6.588 | 6.537 | 6.46 | 6.41 | 6.387 | 6.353 | 6.324 | 6.324 | 6.324 | 6.324 | 6.324 | 6.324 | 6.324 | 6.324 | 6.324 | 6.324 | 6.324 | 6.324 | 2935.3074 | 32.9164 | 2.9649e-05 | 2690.501 | 1524.4978 | 124.2079 | 1.3841 | 2968.2238 | 125.592 | 2842.6318 | 1318.134 | TRUE
| 60749555 | WBL003 | WBL | 22KV | 17.18 | 0 | 45090.5514 | 100% | Three phase | 97.13 | 0.00013995 | 0.00015542 | 0.00017268 | 0.00019194 | 0.00021346 | 0.00023749 | 0.00026434 | 0.00029435 | 0.00032789 | 0.00036538 | 0.00040732 | 0.00045422 | 0.00050669 | 0.00056307 | 0.00056307 | 0.00056307 | 0.00056307 | 0.00056307 | 0.00056307 | 0.00056307 | 6.771 | 6.68 | 6.588 | 6.537 | 6.46 | 6.41 | 6.387 | 6.353 | 6.324 | 6.324 | 6.324 | 6.324 | 6.324 | 6.324 | 6.324 | 6.324 | 6.324 | 6.324 | 6.324 | 6.324 | 1465.4617 | 10.2106 | 1.8389e-05 | 1668.6934 | 945.5188 | 77.0358 | 0.53242 | 1475.6723 | 77.5682 | 1398.104 | 452.5852 | TRUE
| 60749556 | WBL003 | WBL | 22KV | 336.1 | 0 | 45090.5514 | 100% | Three phase | 97.13 | 0.0027379 | 0.0030405 | 0.0033781 | 0.0037551 | 0.004176 | 0.0046462 | 0.0051714 | 0.0057584 | 0.0064146 | 0.0071482 | 0.0079685 | 0.008886 | 0.0099125 | 0.011016 | 0.011016 | 0.011016 | 0.011016 | 0.011016 | 0.011016 | 0.011016 | 6.771 | 6.68 | 6.588 | 6.537 | 6.46 | 6.41 | 6.387 | 6.353 | 6.324 | 6.324 | 6.324 | 6.324 | 6.324 | 6.324 | 6.324 | 6.324 | 6.324 | 6.324 | 6.324 | 6.324 | 28669.481 | 3907.8767 | 0.00035975 | 32645.393 | 18497.6064 | 1507.0862 | 203.7709 | 32577.3577 | 1710.8571 | 30866.5006 | 12368.8943 | TRUE
| 60749619 | TRG022 | TRG | 22KV | 43.36 | 28 | 45911.034 | 3.448% | Three phase | 97.13 | 0.00037815 | 0.00040823 | 0.00044081 | 0.00047611 | 0.00051436 | 0.00055582 | 0.00060076 | 0.00064947 | 0.00070229 | 0.00075957 | 0.00082169 | 0.00088907 | 0.00096215 | 0.0010414 | 0.0011275 | 0.0012208 | 0.0013221 | 0.0014211 | 0.0014211 | 0.0014211 | 0.17445 | 0.17714 | 0.18062 | 0.18245 | 0.18269 | 0.18459 | 0.1889 | 0.19221 | 0.191 | 0.191 | 0.191 | 0.191 | 0.191 | 0.191 | 0.191 | 0.191 | 0.191 | 0.191 | 0.191 | 0.191 | 98.7545 | 57.6127 | 4.6411e-05 | 4211.5568 | 2386.3618 | 5.7573 | 3.3914 | 156.3672 | 9.1487 | 147.2185 | -2239.1433 | FALSE
| 60751799 | CDN002 | CDN | 22KV | 1885.38 | 7 | 45429.2584 | 12.5% | Three phase | 97.13 | 0.017644 | 0.019023 | 0.020514 | 0.022128 | 0.023875 | 0.025764 | 0.02781 | 0.030024 | 0.032421 | 0.035017 | 0.037827 | 0.040871 | 0.044167 | 0.047739 | 0.051607 | 0.055799 | 0.06034 | 0.061793 | 0.061793 | 0.061793 | 0.2435 | 0.24763 | 0.25388 | 0.25925 | 0.2605 | 0.26175 | 0.26837 | 0.27713 | 0.27713 | 0.27713 | 0.27713 | 0.27713 | 0.27713 | 0.27713 | 0.27713 | 0.27713 | 0.27713 | 0.27713 | 0.27713 | 0.27713 | 6415.1334 | 114170.7837 | 0.002018 | 183126.9594 | 103763.8116 | 355.2297 | 6412.1385 | 120585.9171 | 6767.3681 | 113818.549 | 10054.7374 | TRUE
| 60751854 | CDN006 | CDN | 22KV | 558.09 | 18 | 45429.2584 | 5.263% | Three phase | 97.13 | 0.0067759 | 0.0072182 | 0.0076906 | 0.0081951 | 0.008734 | 0.0093097 | 0.0099246 | 0.010582 | 0.011284 | 0.012034 | 0.012836 | 0.013692 | 0.014608 | 0.015587 | 0.016633 | 0.017751 | 0.018291 | 0.018291 | 0.018291 | 0.018291 | 0.12316 | 0.12442 | 0.12637 | 0.12705 | 0.12705 | 0.12779 | 0.13011 | 0.13184 | 0.13037 | 0.13037 | 0.13037 | 0.13037 | 0.13037 | 0.13037 | 0.13037 | 0.13037 | 0.13037 | 0.13037 | 0.13037 | 0.13037 | 1020.3548 | 11294.5437 | 0.00059736 | 54207.2817 | 30715.0525 | 50.5196 | 561.8412 | 12314.8986 | 612.3608 | 11702.5378 | -19012.5146 | FALSE
| 60751855 | CDN006 | CDN | 22KV | 493.4 | 18 | 45429.2584 | 5.263% | Single phase | 44.74 | 0.0059905 | 0.0063815 | 0.0067992 | 0.0072452 | 0.0077216 | 0.0082305 | 0.0087742 | 0.0093551 | 0.0099758 | 0.010639 | 0.011348 | 0.012105 | 0.012915 | 0.01378 | 0.014705 | 0.015694 | 0.016171 | 0.016171 | 0.016171 | 0.016171 | 0.12316 | 0.12442 | 0.12637 | 0.12705 | 0.12705 | 0.12779 | 0.13011 | 0.13184 | 0.13037 | 0.13037 | 0.13037 | 0.13037 | 0.13037 | 0.13037 | 0.13037 | 0.13037 | 0.13037 | 0.13037 | 0.13037 | 0.13037 | 902.0822 | 4066.3157 | 0.00052812 | 22074.716 | 12508.0255 | 44.6637 | 202.2768 | 4968.3979 | 246.9404 | 4721.4575 | -7786.568 | FALSE
| 60751856 | CDN006 | CDN | 22KV | 2049.95 | 18 | 45429.2584 | 5.263% | Three phase | 97.13 | 0.024889 | 0.026514 | 0.028249 | 0.030102 | 0.032081 | 0.034196 | 0.036455 | 0.038868 | 0.041447 | 0.044202 | 0.047147 | 0.050294 | 0.053657 | 0.057252 | 0.061095 | 0.065203 | 0.067187 | 0.067187 | 0.067187 | 0.067187 | 0.12316 | 0.12442 | 0.12637 | 0.12705 | 0.12705 | 0.12779 | 0.13011 | 0.13184 | 0.13037 | 0.13037 | 0.13037 | 0.13037 | 0.13037 | 0.13037 | 0.13037 | 0.13037 | 0.13037 | 0.13037 | 0.13037 | 0.13037 | 3747.9196 | 152386.5886 | 0.0021942 | 199111.6435 | 112821.0894 | 185.5661 | 7580.3916 | 156134.5082 | 7765.9576 | 148368.5506 | 35547.4611 | TRUE
| 60752978 | WBL005 | WBL | 22KV | 340.49 | 6 | 45090.5514 | 14.29% | Single phase | 44.74 | 0.0028857 | 0.0032069 | 0.0035656 | 0.0039663 | 0.0044141 | 0.0049146 | 0.0054741 | 0.0060998 | 0.0067997 | 0.0075827 | 0.0084588 | 0.0094395 | 0.010537 | 0.011159 | 0.011159 | 0.011159 | 0.011159 | 0.011159 | 0.011159 | 0.011159 | 0.799 | 0.81057 | 0.82429 | 0.83657 | 0.84129 | 0.84886 | 0.86257 | 0.88057 | 0.89071 | 0.89071 | 0.89071 | 0.89071 | 0.89071 | 0.89071 | 0.89071 | 0.89071 | 0.89071 | 0.89071 | 0.89071 | 0.89071 | 4097.6882 | 1894.6308 | 0.00036445 | 15233.5226 | 8631.653 | 205.3542 | 96.3289 | 5992.319 | 301.683 | 5690.636 | -2941.017 | FALSE
| 60753077 | TRG011 | TRG | 22KV | 1823.25 | 0 | 45911.034 | 100% | Single phase | 44.74 | 0.022665 | 0.024471 | 0.026426 | 0.028544 | 0.030838 | 0.033323 | 0.036016 | 0.038933 | 0.042095 | 0.045522 | 0.049236 | 0.053263 | 0.057628 | 0.059757 | 0.059757 | 0.059757 | 0.059757 | 0.059757 | 0.059757 | 0.059757 | 1.389 | 1.406 | 1.443 | 1.452 | 1.459 | 1.473 | 1.51 | 1.543 | 1.525 | 1.525 | 1.525 | 1.525 | 1.525 | 1.525 | 1.525 | 1.525 | 1.525 | 1.525 | 1.525 | 1.525 | 42653.3911 | 60448.6067 | 0.0019515 | 81572.205 | 46220.6271 | 1932.2274 | 2762.1047 | 103101.9978 | 4694.3321 | 98407.6656 | 52187.0385 | TRUE
| 60753086 | TRG013 | TRG | 22KV | 444.31 | 22 | 45911.034 | 4.348% | Single phase | 44.74 | 0.0023134 | 0.0025031 | 0.0027092 | 0.0029333 | 0.0031771 | 0.0034421 | 0.0037305 | 0.0040443 | 0.0043857 | 0.0047573 | 0.0051618 | 0.0056023 | 0.0060818 | 0.0066042 | 0.0071731 | 0.0077928 | 0.0084681 | 0.0092039 | 0.010006 | 0.01088 | 0.24709 | 0.24948 | 0.25357 | 0.25513 | 0.25457 | 0.25652 | 0.26109 | 0.26526 | 0.26283 | 0.26283 | 0.26283 | 0.26283 | 0.26283 | 0.26283 | 0.26283 | 0.26283 | 0.26283 | 0.26283 | 0.26283 | 0.26283 | 876.728 | 1746.6607 | 0.00047557 | 19878.4294 | 11263.5606 | 81.7672 | 164.0287 | 2623.3888 | 245.7959 | 2377.5928 | -8885.9678 | FALSE
| 60753089 | TRG022 | TRG | 22KV | 20.14 | 28 | 45911.034 | 3.448% | Three phase | 97.13 | 0.00018932 | 0.00020458 | 0.00022113 | 0.00023907 | 0.00025853 | 0.00027964 | 0.00030255 | 0.0003274 | 0.00035438 | 0.00038365 | 0.00041543 | 0.00044992 | 0.00048738 | 0.00052805 | 0.00057222 | 0.00062019 | 0.00066008 | 0.00066008 | 0.00066008 | 0.00066008 | 0.17445 | 0.17714 | 0.18062 | 0.18245 | 0.18269 | 0.18459 | 0.1889 | 0.19221 | 0.191 | 0.191 | 0.191 | 0.191 | 0.191 | 0.191 | 0.191 | 0.191 | 0.191 | 0.191 | 0.191 | 0.191 | 49.0203 | 13.2851 | 2.1557e-05 | 1956.1982 | 1108.4254 | 2.6742 | 0.73168 | 62.3054 | 3.4058 | 58.8995 | -1049.5259 | FALSE
| 60753199 | HTN034 | HTN | 22KV | 909.5 | 50 | 38280.733 | 1.961% | Single phase | 44.74 | 0.0048298 | 0.0052273 | 0.0056596 | 0.0061297 | 0.006641 | 0.0071973 | 0.0078027 | 0.0084615 | 0.0091786 | 0.0099593 | 0.010809 | 0.011735 | 0.012744 | 0.013842 | 0.015039 | 0.016343 | 0.017765 | 0.019314 | 0.021003 | 0.022845 | 0.061647 | 0.062098 | 0.062686 | 0.063078 | 0.062686 | 0.06249 | 0.063078 | 0.063922 | 0.063529 | 0.063529 | 0.063529 | 0.063529 | 0.063529 | 0.063529 | 0.063529 | 0.063529 | 0.063529 | 0.063529 | 0.063529 | 0.063529 | 371.7147 | 7489.5796 | 0.0009735 | 40691.03 | 23056.4434 | 34.0072 | 687.3107 | 7861.2944 | 721.3179 | 7139.9764 | -15916.4669 | FALSE
| 60753226 | HTN034 | HTN | 22KV | 384.97 | 50 | 38280.733 | 1.961% | Covered | 390 | 0.0047708 | 0.005135 | 0.0055281 | 0.0059525 | 0.0064107 | 0.0069055 | 0.0074399 | 0.008017 | 0.0086404 | 0.0093138 | 0.010041 | 0.010827 | 0.011677 | 0.012595 | 0.012617 | 0.012617 | 0.012617 | 0.012617 | 0.012617 | 0.012617 | 0.061647 | 0.062098 | 0.062686 | 0.063078 | 0.062686 | 0.06249 | 0.063078 | 0.063922 | 0.063529 | 0.063529 | 0.063529 | 0.063529 | 0.063529 | 0.063529 | 0.063529 | 0.063529 | 0.063529 | 0.063529 | 0.063529 | 0.063529 | 311.1971 | 23148.7661 | 0.00041206 | 150138.3 | 85071.7028 | 14.3945 | 1073.421 | 23459.9631 | 1087.8155 | 22372.1477 | -62699.5552 | FALSE
| 60753250 | KRT013 | KRT | 22KV | 451.16 | 16 | 47052.9427 | 5.882% | Three phase | 97.13 | 0.0043741 | 0.0047286 | 0.0051131 | 0.0055302 | 0.0059828 | 0.006474 | 0.0070071 | 0.0075857 | 0.0082139 | 0.008896 | 0.0096366 | 0.010441 | 0.011315 | 0.012264 | 0.013295 | 0.014415 | 0.014787 | 0.014787 | 0.014787 | 0.014787 | 0.36618 | 0.36835 | 0.373 | 0.37671 | 0.37771 | 0.37906 | 0.38494 | 0.392 | 0.39359 | 0.39359 | 0.39359 | 0.39359 | 0.39359 | 0.39359 | 0.39359 | 0.39359 | 0.39359 | 0.39359 | 0.39359 | 0.39359 | 2379.6211 | 6840.6917 | 0.00048291 | 43821.1708 | 24830.0508 | 126.6159 | 367.1692 | 9220.3128 | 493.7851 | 8726.5277 | -16103.5232 | FALSE
| 60753256 | KRT013 | KRT | 22KV | 662.33 | 16 | 47052.9427 | 5.882% | Three phase | 97.13 | 0.008576 | 0.0094373 | 0.010389 | 0.011439 | 0.012601 | 0.013884 | 0.015302 | 0.01687 | 0.018604 | 0.020521 | 0.021708 | 0.021708 | 0.021708 | 0.021708 | 0.021708 | 0.021708 | 0.021708 | 0.021708 | 0.021708 | 0.021708 | 0.36618 | 0.36835 | 0.373 | 0.37671 | 0.37771 | 0.37906 | 0.38494 | 0.392 | 0.39359 | 0.39359 | 0.39359 | 0.39359 | 0.39359 | 0.39359 | 0.39359 | 0.39359 | 0.39359 | 0.39359 | 0.39359 | 0.39359 | 4449.0259 | 18798.7223 | 0.00070894 | 64332.1129 | 36452.0072 | 185.8797 | 791.3233 | 23247.7482 | 977.203 | 22270.5452 | -14181.462 | FALSE
| 60753262 | KRT013 | KRT | 22KV | 26.84 | 16 | 47052.9427 | 5.882% | Three phase | 97.13 | 0.00033329 | 0.00035909 | 0.00038698 | 0.00041712 | 0.00044969 | 0.0004849 | 0.00052296 | 0.00056412 | 0.00060862 | 0.00065675 | 0.0007088 | 0.0007651 | 0.000826 | 0.00087967 | 0.00087967 | 0.00087967 | 0.00087967 | 0.00087967 | 0.00087967 | 0.00087967 | 0.36618 | 0.36835 | 0.373 | 0.37671 | 0.37771 | 0.37906 | 0.38494 | 0.392 | 0.39359 | 0.39359 | 0.39359 | 0.39359 | 0.39359 | 0.39359 | 0.39359 | 0.39359 | 0.39359 | 0.39359 | 0.39359 | 0.39359 | 164.5794 | 28.1779 | 2.8729e-05 | 2606.9692 | 1477.1668 | 7.5325 | 1.2995 | 192.7573 | 8.832 | 183.9253 | -1293.2415 | FALSE
| 60753263 | KRT013 | KRT | 22KV | 735.83 | 16 | 47052.9427 | 5.882% | Three phase | 97.13 | 0.0054846 | 0.0060806 | 0.0067449 | 0.0074853 | 0.0083108 | 0.0092315 | 0.010259 | 0.011405 | 0.012684 | 0.014112 | 0.015706 | 0.017487 | 0.019476 | 0.021699 | 0.024117 | 0.024117 | 0.024117 | 0.024117 | 0.024117 | 0.024117 | 0.36618 | 0.36835 | 0.373 | 0.37671 | 0.37771 | 0.37906 | 0.38494 | 0.392 | 0.39359 | 0.39359 | 0.39359 | 0.39359 | 0.39359 | 0.39359 | 0.39359 | 0.39359 | 0.39359 | 0.39359 | 0.39359 | 0.39359 | 3760.5996 | 17599.1438 | 0.00078761 | 71471.1679 | 40497.1547 | 206.5071 | 976.6975 | 21359.7434 | 1183.2046 | 20176.5388 | -20320.6159 | FALSE
| 60753268 | KRT013 | KRT | 22KV | 4789.78 | 16 | 47052.9427 | 5.882% | Three phase | 97.13 | 0.058154 | 0.06195 | 0.066004 | 0.070334 | 0.074959 | 0.0799 | 0.085178 | 0.090817 | 0.096842 | 0.10328 | 0.11016 | 0.11751 | 0.12537 | 0.13377 | 0.14275 | 0.15235 | 0.15698 | 0.15698 | 0.15698 | 0.15698 | 0.36618 | 0.36835 | 0.373 | 0.37671 | 0.37771 | 0.37906 | 0.38494 | 0.392 | 0.39359 | 0.39359 | 0.39359 | 0.39359 | 0.39359 | 0.39359 | 0.39359 | 0.39359 | 0.39359 | 0.39359 | 0.39359 | 0.39359 | 27219.5807 | 831938.7296 | 0.0051268 | 465231.3314 | 263610.4284 | 1344.2286 | 41384.3592 | 859158.3103 | 42728.5878 | 816429.7225 | 552819.2941 | TRUE
| 60753270 | KRT013 | KRT | 22KV | 2309.48 | 16 | 47052.9427 | 5.882% | Three phase | 97.13 | 0.022391 | 0.024206 | 0.026174 | 0.028309 | 0.030626 | 0.03314 | 0.035869 | 0.038831 | 0.042047 | 0.045538 | 0.04933 | 0.053447 | 0.057919 | 0.062777 | 0.068055 | 0.073789 | 0.075693 | 0.075693 | 0.075693 | 0.075693 | 0.36618 | 0.36835 | 0.373 | 0.37671 | 0.37771 | 0.37906 | 0.38494 | 0.392 | 0.39359 | 0.39359 | 0.39359 | 0.39359 | 0.39359 | 0.39359 | 0.39359 | 0.39359 | 0.39359 | 0.39359 | 0.39359 | 0.39359 | 12181.2381 | 179253.3375 | 0.002472 | 224319.7924 | 127104.5877 | 648.1444 | 9621.2946 | 191434.5756 | 10269.439 | 181165.1366 | 54060.5488 | TRUE
| 60753288 | KRT012 | KRT | 22KV | 436.23 | 10 | 47052.9427 | 9.091% | Covered | 390 | 0.005406 | 0.0058187 | 0.0062642 | 0.0067451 | 0.0072643 | 0.007825 | 0.0084305 | 0.0090845 | 0.0097908 | 0.010554 | 0.011378 | 0.012269 | 0.013232 | 0.014272 | 0.014297 | 0.014297 | 0.014297 | 0.014297 | 0.014297 | 0.014297 | 0.27627 | 0.27927 | 0.285 | 0.28955 | 0.28982 | 0.29191 | 0.29736 | 0.30491 | 0.30555 | 0.30555 | 0.30555 | 0.30555 | 0.30555 | 0.30555 | 0.30555 | 0.30555 | 0.30555 | 0.30555 | 0.30555 | 0.30555 | 2057.4045 | 29723.8547 | 0.00046693 | 170129.7 | 96399.2751 | 94.4572 | 1378.3115 | 31781.2593 | 1472.7687 | 30308.4905 | -66090.7845 | FALSE
| 60753293 | KRT012 | KRT | 22KV | 303.99 | 10 | 47052.9427 | 9.091% | Single phase | 44.74 | 0.0037672 | 0.0040548 | 0.0043652 | 0.0047004 | 0.0050622 | 0.0054529 | 0.0058749 | 0.0063306 | 0.0068228 | 0.0073546 | 0.0079291 | 0.0085498 | 0.0092206 | 0.0099454 | 0.0099632 | 0.0099632 | 0.0099632 | 0.0099632 | 0.0099632 | 0.0099632 | 0.27627 | 0.27927 | 0.285 | 0.28955 | 0.28982 | 0.29191 | 0.29736 | 0.30491 | 0.30555 | 0.30555 | 0.30555 | 0.30555 | 0.30555 | 0.30555 | 0.30555 | 0.30555 | 0.30555 | 0.30555 | 0.30555 | 0.30555 | 1433.7171 | 1655.8616 | 0.00032538 | 13600.5126 | 7706.3532 | 65.8232 | 76.7832 | 3089.5787 | 142.6064 | 2946.9723 | -4759.3809 | FALSE
| 60753596 | KRT023 | KRT | 22KV | 516.67 | 0 | 47052.9427 | 100% | Three phase | 97.13 | 0.0060364 | 0.0067044 | 0.0074496 | 0.0082809 | 0.0092086 | 0.010244 | 0.0114 | 0.012691 | 0.014132 | 0.015743 | 0.016934 | 0.016934 | 0.016934 | 0.016934 | 0.016934 | 0.016934 | 0.016934 | 0.016934 | 0.016934 | 0.016934 | 8.401 | 8.389 | 8.432 | 8.472 | 8.465 | 8.474 | 8.534 | 8.617 | 8.647 | 8.647 | 8.647 | 8.647 | 8.647 | 8.647 | 8.647 | 8.647 | 8.647 | 8.647 | 8.647 | 8.647 | 74892.5794 | 11155.1916 | 0.00055303 | 50184.1571 | 28435.4605 | 3220.8132 | 481.5391 | 86047.7711 | 3702.3523 | 82345.4187 | 53909.9582 | TRUE
| 60755507 | KRT013 | KRT | 22KV | 116.8 | 16 | 47052.9427 | 5.882% | Three phase | 97.13 | 0.0011324 | 0.0012427 | 0.0013642 | 0.001498 | 0.0016456 | 0.0018083 | 0.0019876 | 0.0021855 | 0.0024037 | 0.0026445 | 0.0029102 | 0.0032034 | 0.0035271 | 0.0038281 | 0.0038281 | 0.0038281 | 0.0038281 | 0.0038281 | 0.0038281 | 0.0038281 | 0.36618 | 0.36835 | 0.373 | 0.37671 | 0.37771 | 0.37906 | 0.38494 | 0.392 | 0.39359 | 0.39359 | 0.39359 | 0.39359 | 0.39359 | 0.39359 | 0.39359 | 0.39359 | 0.39359 | 0.39359 | 0.39359 | 0.39359 | 667.3379 | 496.4095 | 0.00012502 | 11344.784 | 6428.2071 | 32.7794 | 24.6088 | 1163.7474 | 57.3882 | 1106.3592 | -5321.848 | FALSE
| 60755530 | HTN034 | HTN | 22KV | 390.18 | 50 | 38280.733 | 1.961% | Three phase | 97.13 | 0.003674 | 0.0040172 | 0.004394 | 0.0048078 | 0.0052621 | 0.0057612 | 0.0063095 | 0.0069119 | 0.0075739 | 0.0083016 | 0.0091016 | 0.0099811 | 0.010948 | 0.012012 | 0.012788 | 0.012788 | 0.012788 | 0.012788 | 0.012788 | 0.012788 | 0.061647 | 0.062098 | 0.062686 | 0.063078 | 0.062686 | 0.06249 | 0.063078 | 0.063922 | 0.063529 | 0.063529 | 0.063529 | 0.063529 | 0.063529 | 0.063529 | 0.063529 | 0.063529 | 0.063529 | 0.063529 | 0.063529 | 0.063529 | 284.9411 | 5347.418 | 0.00041764 | 37898.1834 | 21473.9543 | 14.5893 | 274.6219 | 5632.3591 | 289.2111 | 5343.148 | -16130.8063 | FALSE
| 60755532 | HTN034 | HTN | 22KV | 921.56 | 50 | 38280.733 | 1.961% | Three phase | 97.13 | 0.0086775 | 0.0094882 | 0.010378 | 0.011355 | 0.012429 | 0.013607 | 0.014902 | 0.016325 | 0.017889 | 0.019607 | 0.021497 | 0.023574 | 0.025858 | 0.028371 | 0.030204 | 0.030204 | 0.030204 | 0.030204 | 0.030204 | 0.030204 | 0.061647 | 0.062098 | 0.062686 | 0.063078 | 0.062686 | 0.06249 | 0.063078 | 0.063922 | 0.063529 | 0.063529 | 0.063529 | 0.063529 | 0.063529 | 0.063529 | 0.063529 | 0.063529 | 0.063529 | 0.063529 | 0.063529 | 0.063529 | 672.998 | 29830.5566 | 0.00098641 | 89511.1228 | 50718.9947 | 34.4582 | 1531.9773 | 30503.5546 | 1566.4355 | 28937.1191 | -21781.8756 | FALSE
| 60755556 | KRT012 | KRT | 22KV | 1627.94 | 10 | 47052.9427 | 9.091% | Single phase | 44.74 | 0.011414 | 0.012299 | 0.013257 | 0.014293 | 0.015414 | 0.016627 | 0.01794 | 0.019361 | 0.020899 | 0.022565 | 0.024369 | 0.026323 | 0.02844 | 0.030732 | 0.033216 | 0.035908 | 0.038825 | 0.041986 | 0.045412 | 0.049127 | 0.27627 | 0.27927 | 0.285 | 0.28955 | 0.28982 | 0.29191 | 0.29736 | 0.30491 | 0.30555 | 0.30555 | 0.30555 | 0.30555 | 0.30555 | 0.30555 | 0.30555 | 0.30555 | 0.30555 | 0.30555 | 0.30555 | 0.30555 | 4866.8067 | 30047.3136 | 0.0017425 | 72834.0356 | 41269.3858 | 352.4991 | 2202.0363 | 34914.1203 | 2554.5354 | 32359.5849 | -8909.801 | FALSE
| 60755808 | CDN006 | CDN | 22KV | 543.81 | 18 | 45429.2584 | 5.263% | Covered | 390 | 0.0064696 | 0.006974 | 0.0075194 | 0.0081092 | 0.008747 | 0.0094369 | 0.010183 | 0.01099 | 0.011864 | 0.012809 | 0.013832 | 0.014939 | 0.016137 | 0.017435 | 0.017823 | 0.017823 | 0.017823 | 0.017823 | 0.017823 | 0.017823 | 0.12316 | 0.12442 | 0.12637 | 0.12705 | 0.12705 | 0.12779 | 0.13011 | 0.13184 | 0.13037 | 0.13037 | 0.13037 | 0.13037 | 0.13037 | 0.13037 | 0.13037 | 0.13037 | 0.13037 | 0.13037 | 0.13037 | 0.13037 | 1046.0978 | 45287.2583 | 0.00058208 | 212085.9 | 120172.5919 | 49.2269 | 2141.9568 | 46333.3561 | 2191.1837 | 44142.1724 | -76030.4195 | FALSE
| 60755952 | CDN001 | CDN | 22KV | 220.78 | 16 | 45429.2584 | 5.882% | Single phase | 44.74 | 0.002736 | 0.0029449 | 0.0031704 | 0.0034137 | 0.0036765 | 0.0039603 | 0.0042668 | 0.0045977 | 0.0049552 | 0.0053414 | 0.0057587 | 0.0062095 | 0.0066967 | 0.0072231 | 0.007236 | 0.007236 | 0.007236 | 0.007236 | 0.007236 | 0.007236 | 0.52147 | 0.52506 | 0.53088 | 0.53312 | 0.53271 | 0.53476 | 0.54329 | 0.54988 | 0.54476 | 0.54476 | 0.54476 | 0.54476 | 0.54476 | 0.54476 | 0.54476 | 0.54476 | 0.54476 | 0.54476 | 0.54476 | 0.54476 | 1812.2104 | 873.4236 | 0.00023632 | 9877.6972 | 5596.9231 | 83.6977 | 40.5011 | 2685.634 | 124.1988 | 2561.4352 | -3035.4879 | FALSE
| 60755953 | CDN001 | CDN | 22KV | 196.65 | 16 | 45429.2584 | 5.882% | Single phase | 44.74 | 0.0012232 | 0.0013188 | 0.0014224 | 0.0015345 | 0.0016559 | 0.0017875 | 0.00193 | 0.0020843 | 0.0022516 | 0.0024329 | 0.0026294 | 0.0028424 | 0.0030734 | 0.0033239 | 0.0035955 | 0.0038901 | 0.0042096 | 0.0045563 | 0.0049324 | 0.0053405 | 0.52147 | 0.52506 | 0.53088 | 0.53312 | 0.53271 | 0.53476 | 0.54329 | 0.54988 | 0.54476 | 0.54476 | 0.54476 | 0.54476 | 0.54476 | 0.54476 | 0.54476 | 0.54476 | 0.54476 | 0.54476 | 0.54476 | 0.54476 | 913.7767 | 392.0041 | 0.00021049 | 8798.121 | 4985.2112 | 74.55 | 32.1318 | 1305.7807 | 106.6818 | 1199.0989 | -3786.1123 | FALSE
| 60756008 | TRG022 | TRG | 22KV | 4414.98 | 28 | 45911.034 | 3.448% | Covered | 390 | 0.040356 | 0.044244 | 0.048524 | 0.053237 | 0.058427 | 0.064145 | 0.070444 | 0.077385 | 0.085036 | 0.09347 | 0.10277 | 0.11302 | 0.12433 | 0.1368 | 0.1447 | 0.1447 | 0.1447 | 0.1447 | 0.1447 | 0.1447 | 0.17445 | 0.17714 | 0.18062 | 0.18245 | 0.18269 | 0.18459 | 0.1889 | 0.19221 | 0.191 | 0.191 | 0.191 | 0.191 | 0.191 | 0.191 | 0.191 | 0.191 | 0.191 | 0.191 | 0.191 | 0.191 | 11465.3595 | 2732995.8799 | 0.0047256 | 1721842.2 | 975634.1185 | 586.2135 | 141180.203 | 2744461.2394 | 141766.4164 | 2602694.823 | 1627060.7045 | TRUE
| 60756010 | TRG022 | TRG | 22KV | 177.07 | 28 | 45911.034 | 3.448% | Three phase | 97.13 | 0.0015921 | 0.0017214 | 0.0018617 | 0.0020139 | 0.0021791 | 0.0023584 | 0.0025531 | 0.0027646 | 0.0029941 | 0.0032435 | 0.0035144 | 0.0038086 | 0.0041283 | 0.0044757 | 0.0048533 | 0.0052636 | 0.0057096 | 0.0058034 | 0.0058034 | 0.0058034 | 0.17445 | 0.17714 | 0.18062 | 0.18245 | 0.18269 | 0.18459 | 0.1889 | 0.19221 | 0.191 | 0.191 | 0.191 | 0.191 | 0.191 | 0.191 | 0.191 | 0.191 | 0.191 | 0.191 | 0.191 | 0.191 | 418.1165 | 996.0987 | 0.00018953 | 17198.8091 | 9745.2281 | 23.5111 | 56.5581 | 1414.2152 | 80.0692 | 1334.146 | -8411.0821 | FALSE
| 60756011 | TRG022 | TRG | 22KV | 73.59 | 28 | 45911.034 | 3.448% | Single phase | 44.74 | 0.0007657 | 0.00082666 | 0.00089268 | 0.00096421 | 0.0010417 | 0.0011257 | 0.0012166 | 0.0013153 | 0.0014222 | 0.001538 | 0.0016637 | 0.0017999 | 0.0019476 | 0.0021079 | 0.0022817 | 0.0024119 | 0.0024119 | 0.0024119 | 0.0024119 | 0.0024119 | 0.17445 | 0.17714 | 0.18062 | 0.18245 | 0.18269 | 0.18459 | 0.1889 | 0.19221 | 0.191 | 0.191 | 0.191 | 0.191 | 0.191 | 0.191 | 0.191 | 0.191 | 0.191 | 0.191 | 0.191 | 0.191 | 191.8417 | 87.5386 | 7.8768e-05 | 3292.4166 | 1865.5565 | 9.7712 | 4.4997 | 279.3803 | 14.2709 | 265.1094 | -1600.4471 | FALSE
| 60756013 | TRG022 | TRG | 22KV | 310.08 | 28 | 45911.034 | 3.448% | Three phase | 97.13 | 0.0024772 | 0.0026741 | 0.0028874 | 0.0031185 | 0.003369 | 0.0036406 | 0.003935 | 0.0042541 | 0.0046002 | 0.0049756 | 0.0053827 | 0.0058243 | 0.0063035 | 0.0068234 | 0.0073876 | 0.0079999 | 0.0086645 | 0.009386 | 0.010163 | 0.010163 | 0.17445 | 0.17714 | 0.18062 | 0.18245 | 0.18269 | 0.18459 | 0.1889 | 0.19221 | 0.191 | 0.191 | 0.191 | 0.191 | 0.191 | 0.191 | 0.191 | 0.191 | 0.191 | 0.191 | 0.191 | 0.191 | 655.1033 | 2732.6861 | 0.0003319 | 30118.0704 | 17065.5691 | 41.1719 | 173.4413 | 3387.7893 | 214.6132 | 3173.1761 | -13892.393 | FALSE
| 60756014 | TRG022 | TRG | 22KV | 46.33 | 28 | 45911.034 | 3.448% | Three phase | 97.13 | 0.00041657 | 0.0004504 | 0.0004871 | 0.00052693 | 0.00057015 | 0.00061708 | 0.00066802 | 0.00072334 | 0.00078341 | 0.00084866 | 0.00091953 | 0.00099652 | 0.0010802 | 0.0011711 | 0.0012698 | 0.0013772 | 0.0014939 | 0.0015185 | 0.0015185 | 0.0015185 | 0.17445 | 0.17714 | 0.18062 | 0.18245 | 0.18269 | 0.18459 | 0.1889 | 0.19221 | 0.191 | 0.191 | 0.191 | 0.191 | 0.191 | 0.191 | 0.191 | 0.191 | 0.191 | 0.191 | 0.191 | 0.191 | 109.3993 | 68.1926 | 4.959e-05 | 4500.0329 | 2549.8188 | 6.1516 | 3.8719 | 177.5919 | 10.0236 | 167.5683 | -2382.2505 | FALSE
| 60756031 | TRG013 | TRG | 22KV | 1106.01 | 22 | 45911.034 | 4.348% | Single phase | 44.74 | 0.0076378 | 0.0082674 | 0.0089517 | 0.0096956 | 0.010504 | 0.011384 | 0.01234 | 0.01338 | 0.014512 | 0.015744 | 0.017084 | 0.018542 | 0.02013 | 0.021859 | 0.023741 | 0.02579 | 0.028022 | 0.030454 | 0.033102 | 0.035987 | 0.24709 | 0.24948 | 0.25357 | 0.25513 | 0.25457 | 0.25652 | 0.26109 | 0.26526 | 0.26283 | 0.26283 | 0.26283 | 0.26283 | 0.26283 | 0.26283 | 0.26283 | 0.26283 | 0.26283 | 0.26283 | 0.26283 | 0.26283 | 2900.3717 | 14383.5504 | 0.0011838 | 49482.8874 | 28038.1055 | 203.5411 | 1016.4027 | 17283.9221 | 1219.9438 | 16063.9783 | -11974.1272 | FALSE
| 60756045 | TRG022 | TRG | 22KV | 249.39 | 28 | 45911.034 | 3.448% | Three phase | 97.13 | 0.0022091 | 0.0023705 | 0.0025443 | 0.0027314 | 0.0029329 | 0.0031499 | 0.0033835 | 0.0036353 | 0.0039064 | 0.0041986 | 0.0045134 | 0.0048527 | 0.0052183 | 0.0056125 | 0.0060373 | 0.0064953 | 0.006989 | 0.0075215 | 0.0080956 | 0.0081737 | 0.17445 | 0.17714 | 0.18062 | 0.18245 | 0.18269 | 0.18459 | 0.1889 | 0.19221 | 0.191 | 0.191 | 0.191 | 0.191 | 0.191 | 0.191 | 0.191 | 0.191 | 0.191 | 0.191 | 0.191 | 0.191 | 546.4516 | 1834.5333 | 0.00026694 | 24223.2507 | 13725.4331 | 33.1136 | 112.1923 | 2380.985 | 145.3059 | 2235.679 | -11489.754 | FALSE
| 60756088 | TRG024 | TRG | 22KV | 3404.78 | 15 | 45911.034 | 6.25% | Three phase | 97.13 | 0.033123 | 0.036409 | 0.040037 | 0.044042 | 0.048464 | 0.053349 | 0.058745 | 0.064707 | 0.071295 | 0.078577 | 0.086627 | 0.095528 | 0.10537 | 0.11159 | 0.11159 | 0.11159 | 0.11159 | 0.11159 | 0.11159 | 0.11159 | 0.44681 | 0.45469 | 0.46713 | 0.47706 | 0.47956 | 0.4835 | 0.49631 | 0.51144 | 0.51269 | 0.51269 | 0.51269 | 0.51269 | 0.51269 | 0.51269 | 0.51269 | 0.51269 | 0.51269 | 0.51269 | 0.51269 | 0.51269 | 24753.1706 | 425625.5489 | 0.0036444 | 330706.2814 | 187385.5405 | 1196.8359 | 20911.405 | 450378.7196 | 22108.2409 | 428270.4787 | 240884.9382 | TRUE
| 60756092 | TRG024 | TRG | 22KV | 150.64 | 15 | 45911.034 | 6.25% | Single phase | 44.74 | 0.00092587 | 0.00099697 | 0.0010738 | 0.001157 | 0.0012469 | 0.0013441 | 0.0014493 | 0.0015631 | 0.0016863 | 0.0018196 | 0.0019639 | 0.0021201 | 0.0022892 | 0.0024723 | 0.0026706 | 0.0028854 | 0.0031181 | 0.0033701 | 0.0036432 | 0.0039392 | 0.44681 | 0.45469 | 0.46713 | 0.47706 | 0.47956 | 0.4835 | 0.49631 | 0.51144 | 0.51269 | 0.51269 | 0.51269 | 0.51269 | 0.51269 | 0.51269 | 0.51269 | 0.51269 | 0.51269 | 0.51269 | 0.51269 | 0.51269 | 638.8146 | 223.9841 | 0.00016124 | 6739.6336 | 3818.8264 | 52.9524 | 18.8551 | 862.7987 | 71.8075 | 790.9912 | -3027.8353 | FALSE
| 60756176 | TRG013 | TRG | 22KV | 623.08 | 22 | 45911.034 | 4.348% | Single phase | 44.74 | 0.0035626 | 0.0038553 | 0.0041733 | 0.0045191 | 0.0048951 | 0.0053041 | 0.0057489 | 0.0062328 | 0.0067594 | 0.0073324 | 0.0079562 | 0.0086352 | 0.0093745 | 0.01018 | 0.011056 | 0.012011 | 0.013052 | 0.014185 | 0.01542 | 0.016766 | 0.24709 | 0.24948 | 0.25357 | 0.25513 | 0.25457 | 0.25652 | 0.26109 | 0.26526 | 0.26283 | 0.26283 | 0.26283 | 0.26283 | 0.26283 | 0.26283 | 0.26283 | 0.26283 | 0.26283 | 0.26283 | 0.26283 | 0.26283 | 1351.1322 | 3774.8327 | 0.00066692 | 27876.5992 | 15795.5016 | 114.6666 | 322.5784 | 5125.9649 | 437.245 | 4688.7199 | -11106.7817 | FALSE
| 60756181 | TRG013 | TRG | 22KV | 56.8 | 22 | 45911.034 | 4.348% | Single phase | 44.74 | 0.00039225 | 0.00042458 | 0.00045972 | 0.00049792 | 0.00053946 | 0.00058462 | 0.00063374 | 0.00068716 | 0.00074529 | 0.00080853 | 0.00087736 | 0.00095226 | 0.0010338 | 0.0011226 | 0.0012192 | 0.0013245 | 0.0014391 | 0.001564 | 0.0017 | 0.0018482 | 0.24709 | 0.24948 | 0.25357 | 0.25513 | 0.25457 | 0.25652 | 0.26109 | 0.26526 | 0.26283 | 0.26283 | 0.26283 | 0.26283 | 0.26283 | 0.26283 | 0.26283 | 0.26283 | 0.26283 | 0.26283 | 0.26283 | 0.26283 | 148.9508 | 37.9354 | 6.0797e-05 | 2541.232 | 1439.9186 | 10.453 | 2.6807 | 186.8862 | 13.1337 | 173.7525 | -1266.1661 | FALSE
| 60756761 | PLD004 | PLD | 22KV | 45.98 | 2 | 42177.4532 | 33.33% | Three phase | 97.13 | 0.00037456 | 0.00041595 | 0.00046215 | 0.00051371 | 0.0005713 | 0.00063562 | 0.00070748 | 0.00078778 | 0.00087754 | 0.0009779 | 0.0010901 | 0.0012157 | 0.0013561 | 0.001507 | 0.001507 | 0.001507 | 0.001507 | 0.001507 | 0.001507 | 0.001507 | 1.8517 | 1.8367 | 1.8323 | 1.8237 | 1.8103 | 1.8037 | 1.806 | 1.8103 | 1.7987 | 1.7987 | 1.7987 | 1.7987 | 1.7987 | 1.7987 | 1.7987 | 1.7987 | 1.7987 | 1.7987 | 1.7987 | 1.7987 | 1038.6719 | 73.1378 | 4.9215e-05 | 4466.0374 | 2530.5562 | 54.3381 | 3.8137 | 1111.8096 | 58.1517 | 1053.6579 | -1476.8983 | FALSE
| 60756788 | PLD001 | PLD | 22KV | 2896.02 | 22 | 42177.4532 | 4.348% | Three phase | 97.13 | 0.037031 | 0.040493 | 0.044292 | 0.048461 | 0.053038 | 0.058061 | 0.063577 | 0.069635 | 0.076288 | 0.083596 | 0.091624 | 0.094916 | 0.094916 | 0.094916 | 0.094916 | 0.094916 | 0.094916 | 0.094916 | 0.094916 | 0.094916 | 0.17543 | 0.17561 | 0.17622 | 0.17591 | 0.17491 | 0.17509 | 0.17626 | 0.17726 | 0.17609 | 0.17609 | 0.17609 | 0.17609 | 0.17609 | 0.17609 | 0.17609 | 0.17609 | 0.17609 | 0.17609 | 0.17609 | 0.17609 | 7727.1233 | 351334.78 | 0.0030998 | 281290.4226 | 159385.4149 | 332.6231 | 15128.9301 | 359061.9033 | 15461.5532 | 343600.3501 | 184214.9351 | TRUE
| 60756791 | PLD001 | PLD | 22KV | 44.92 | 22 | 42177.4532 | 4.348% | Three phase | 97.13 | 0.00057972 | 0.00063688 | 0.00069991 | 0.00076941 | 0.00084607 | 0.00093064 | 0.001024 | 0.0011269 | 0.0012406 | 0.0013661 | 0.0014722 | 0.0014722 | 0.0014722 | 0.0014722 | 0.0014722 | 0.0014722 | 0.0014722 | 0.0014722 | 0.0014722 | 0.0014722 | 0.17543 | 0.17561 | 0.17622 | 0.17591 | 0.17491 | 0.17509 | 0.17626 | 0.17726 | 0.17609 | 0.17609 | 0.17609 | 0.17609 | 0.17609 | 0.17609 | 0.17609 | 0.17609 | 0.17609 | 0.17609 | 0.17609 | 0.17609 | 121.9408 | 85.9981 | 4.8081e-05 | 4363.0796 | 2472.218 | 5.1593 | 3.6399 | 207.9388 | 8.7992 | 199.1397 | -2273.0783 | FALSE
| 60756792 | PLD001 | PLD | 22KV | 206.36 | 22 | 42177.4532 | 4.348% | Three phase | 97.13 | 0.0026632 | 0.0029258 | 0.0032153 | 0.0035346 | 0.0038868 | 0.0042753 | 0.004704 | 0.0051771 | 0.0056992 | 0.0062756 | 0.0067634 | 0.0067634 | 0.0067634 | 0.0067634 | 0.0067634 | 0.0067634 | 0.0067634 | 0.0067634 | 0.0067634 | 0.0067634 | 0.17543 | 0.17561 | 0.17622 | 0.17591 | 0.17491 | 0.17509 | 0.17626 | 0.17726 | 0.17609 | 0.17609 | 0.17609 | 0.17609 | 0.17609 | 0.17609 | 0.17609 | 0.17609 | 0.17609 | 0.17609 | 0.17609 | 0.17609 | 560.1891 | 1814.9318 | 0.00022088 | 20043.7468 | 11357.2331 | 23.7015 | 76.8168 | 2375.1209 | 100.5183 | 2274.6026 | -9082.6306 | FALSE
| 60756796 | PLD003 | PLD | 22KV | 261.96 | 25 | 42177.4532 | 3.846% | Three phase | 97.13 | 0.002516 | 0.0027478 | 0.003002 | 0.0032806 | 0.0035863 | 0.0039216 | 0.0042895 | 0.0046932 | 0.0051362 | 0.0056225 | 0.0061565 | 0.0067427 | 0.0073865 | 0.0080936 | 0.0085857 | 0.0085857 | 0.0085857 | 0.0085857 | 0.0085857 | 0.0085857 | 0.082231 | 0.082769 | 0.083808 | 0.083923 | 0.083654 | 0.084077 | 0.085 | 0.086038 | 0.085231 | 0.085231 | 0.085231 | 0.085231 | 0.085231 | 0.085231 | 0.085231 | 0.085231 | 0.085231 | 0.085231 | 0.085231 | 0.085231 | 284.5449 | 2426.8539 | 0.00028039 | 25444.1748 | 14417.2358 | 14.4604 | 123.787 | 2711.3988 | 138.2474 | 2573.1514 | -11844.0844 | FALSE
| 60758889 | COB012 | COB | 22KV | 196.35 | 0 | 52118.0985 | 100% | Single phase | 44.74 | 0.0024333 | 0.002619 | 0.0028195 | 0.003036 | 0.0032697 | 0.0035221 | 0.0037946 | 0.004089 | 0.0044069 | 0.0047504 | 0.0051215 | 0.0055224 | 0.0059556 | 0.0064238 | 0.0064353 | 0.0064353 | 0.0064353 | 0.0064353 | 0.0064353 | 0.0064353 | 1.176 | 1.186 | 1.196 | 1.206 | 1.206 | 1.206 | 1.226 | 1.246 | 1.236 | 1.236 | 1.236 | 1.236 | 1.236 | 1.236 | 1.236 | 1.236 | 1.236 | 1.236 | 1.236 | 1.236 | 4189.0591 | 690.8237 | 0.00021017 | 8784.699 | 4977.606 | 193.3371 | 32.0339 | 4879.8828 | 225.371 | 4654.5118 | -323.0942 | FALSE
| 60758890 | COB012 | COB | 22KV | 193.33 | 0 | 52118.0985 | 100% | Single phase | 44.74 | 0.0023959 | 0.0025788 | 0.0027762 | 0.0029893 | 0.0032194 | 0.0034679 | 0.0037363 | 0.0040261 | 0.0043391 | 0.0046773 | 0.0050427 | 0.0054375 | 0.005864 | 0.006325 | 0.0063363 | 0.0063363 | 0.0063363 | 0.0063363 | 0.0063363 | 0.0063363 | 1.176 | 1.186 | 1.196 | 1.206 | 1.206 | 1.206 | 1.226 | 1.246 | 1.236 | 1.236 | 1.236 | 1.236 | 1.236 | 1.236 | 1.236 | 1.236 | 1.236 | 1.236 | 1.236 | 1.236 | 4124.6284 | 669.7365 | 0.00020693 | 8649.5842 | 4901.0469 | 190.3634 | 31.056 | 4794.3649 | 221.4195 | 4572.9454 | -328.1015 | FALSE
| 60759953 | KRT023 | KRT | 22KV | 979.65 | 0 | 47052.9427 | 100% | Three phase | 97.13 | 0.012728 | 0.01403 | 0.015472 | 0.017067 | 0.018832 | 0.020786 | 0.02295 | 0.025347 | 0.028002 | 0.030943 | 0.032108 | 0.032108 | 0.032108 | 0.032108 | 0.032108 | 0.032108 | 0.032108 | 0.032108 | 0.032108 | 0.032108 | 8.401 | 8.389 | 8.432 | 8.472 | 8.465 | 8.474 | 8.534 | 8.617 | 8.647 | 8.647 | 8.647 | 8.647 | 8.647 | 8.647 | 8.647 | 8.647 | 8.647 | 8.647 | 8.647 | 8.647 | 146403.9123 | 41361.6674 | 0.0010486 | 95153.4045 | 53916.0371 | 6106.9341 | 1731.199 | 187765.5797 | 7838.1331 | 179927.4467 | 126011.4096 | TRUE
| 60759993 | KRT013 | KRT | 22KV | 1001.94 | 16 | 47052.9427 | 5.882% | Three phase | 97.13 | 0.0059552 | 0.0066168 | 0.0073562 | 0.0081828 | 0.0091072 | 0.010141 | 0.011298 | 0.012594 | 0.014044 | 0.015668 | 0.017487 | 0.019525 | 0.021809 | 0.024369 | 0.02724 | 0.030459 | 0.032838 | 0.032838 | 0.032838 | 0.032838 | 0.36618 | 0.36835 | 0.373 | 0.37671 | 0.37771 | 0.37906 | 0.38494 | 0.392 | 0.39359 | 0.39359 | 0.39359 | 0.39359 | 0.39359 | 0.39359 | 0.39359 | 0.39359 | 0.39359 | 0.39359 | 0.39359 | 0.39359 | 4455.0295 | 28365.9405 | 0.0010724 | 97318.4322 | 55142.79 | 281.1896 | 1810.8752 | 32820.9699 | 2092.0649 | 30728.9051 | -24413.8849 | FALSE
| 60762583 | HTN034 | HTN | 22KV | 1026.47 | 50 | 38280.733 | 1.961% | Three phase | 97.13 | 0.0095854 | 0.010323 | 0.011121 | 0.011982 | 0.012914 | 0.01392 | 0.015009 | 0.016186 | 0.017458 | 0.018835 | 0.020323 | 0.021934 | 0.023676 | 0.025561 | 0.0276 | 0.029808 | 0.032197 | 0.033642 | 0.033642 | 0.033642 | 0.061647 | 0.062098 | 0.062686 | 0.063078 | 0.062686 | 0.06249 | 0.063078 | 0.063922 | 0.063529 | 0.063529 | 0.063529 | 0.063529 | 0.063529 | 0.063529 | 0.063529 | 0.063529 | 0.063529 | 0.063529 | 0.063529 | 0.063529 | 678.5853 | 33509.5001 | 0.0010987 | 99701.0311 | 56492.8236 | 38.3809 | 1900.6302 | 34188.0855 | 1939.0111 | 32249.0744 | -24243.7492 | FALSE
| 60762592 | HTN034 | HTN | 22KV | 358.23 | 50 | 38280.733 | 1.961% | Three phase | 97.13 | 0.0033452 | 0.0036028 | 0.003881 | 0.0041818 | 0.0045068 | 0.0048581 | 0.005238 | 0.0056487 | 0.0060928 | 0.0065732 | 0.0070927 | 0.0076547 | 0.0082627 | 0.0089205 | 0.0096323 | 0.010403 | 0.011236 | 0.011741 | 0.011741 | 0.011741 | 0.061647 | 0.062098 | 0.062686 | 0.063078 | 0.062686 | 0.06249 | 0.063078 | 0.063922 | 0.063529 | 0.063529 | 0.063529 | 0.063529 | 0.063529 | 0.063529 | 0.063529 | 0.063529 | 0.063529 | 0.063529 | 0.063529 | 0.063529 | 236.821 | 4081.3077 | 0.00038344 | 34794.8799 | 19715.5535 | 13.3946 | 231.4883 | 4318.1286 | 244.8829 | 4073.2457 | -15642.3078 | FALSE
| 60762671 | KRT012 | KRT | 22KV | 1411.78 | 10 | 47052.9427 | 9.091% | Three phase | 97.13 | 0.007569 | 0.0083397 | 0.0091937 | 0.01014 | 0.01119 | 0.012353 | 0.013644 | 0.015077 | 0.016666 | 0.018431 | 0.02039 | 0.022567 | 0.024984 | 0.02767 | 0.030655 | 0.033972 | 0.03766 | 0.041761 | 0.046271 | 0.046271 | 0.27627 | 0.27927 | 0.285 | 0.28955 | 0.28982 | 0.29191 | 0.29736 | 0.30491 | 0.30555 | 0.30555 | 0.30555 | 0.30555 | 0.30555 | 0.30555 | 0.30555 | 0.30555 | 0.30555 | 0.30555 | 0.30555 | 0.30555 | 4185.7277 | 48516.7085 | 0.0015111 | 137126.1914 | 77698.7525 | 305.6938 | 3595.3333 | 52702.4362 | 3901.027 | 48801.4091 | -28897.3433 | FALSE
| 60762672 | KRT012 | KRT | 22KV | 638.41 | 10 | 47052.9427 | 9.091% | Three phase | 97.13 | 0.0034227 | 0.0037712 | 0.0041574 | 0.0045854 | 0.0050599 | 0.0055862 | 0.00617 | 0.0068177 | 0.0075365 | 0.0083346 | 0.0092206 | 0.010205 | 0.011298 | 0.012512 | 0.013862 | 0.015362 | 0.01703 | 0.018885 | 0.020924 | 0.020924 | 0.27627 | 0.27927 | 0.285 | 0.28955 | 0.28982 | 0.29191 | 0.29736 | 0.30491 | 0.30555 | 0.30555 | 0.30555 | 0.30555 | 0.30555 | 0.30555 | 0.30555 | 0.30555 | 0.30555 | 0.30555 | 0.30555 | 0.30555 | 1892.7952 | 9921.0272 | 0.00068333 | 62008.7633 | 35135.5456 | 138.2354 | 735.1983 | 11813.8224 | 873.4336 | 10940.3888 | -24195.1568 | FALSE
| 60762699 | CDN004 | CDN | 22KV | 641.24 | 10 | 45429.2584 | 9.091% | Covered | 390 | 0.0077854 | 0.0082937 | 0.0088364 | 0.0094161 | 0.010035 | 0.010697 | 0.011403 | 0.012158 | 0.012965 | 0.013827 | 0.014748 | 0.015732 | 0.016784 | 0.017909 | 0.019111 | 0.020396 | 0.021016 | 0.021016 | 0.021016 | 0.021016 | 0.12718 | 0.12755 | 0.12973 | 0.13027 | 0.13 | 0.13064 | 0.13282 | 0.13464 | 0.13336 | 0.13336 | 0.13336 | 0.13336 | 0.13336 | 0.13336 | 0.13336 | 0.13336 | 0.13336 | 0.13336 | 0.13336 | 0.13336 | 1199.8661 | 59870.4661 | 0.00068636 | 250083.6 | 141702.9346 | 59.4318 | 2978.2252 | 61070.3323 | 3037.657 | 58032.6752 | -83670.2594 | FALSE
| 60763047 | COB011 | COB | 22KV | 4408.49 | 12 | 52118.0985 | 7.692% | Single phase | 44.74 | 0.039588 | 0.043013 | 0.046749 | 0.050825 | 0.055271 | 0.060123 | 0.065418 | 0.071197 | 0.077507 | 0.084395 | 0.091918 | 0.10013 | 0.10911 | 0.11891 | 0.12962 | 0.14132 | 0.14449 | 0.14449 | 0.14449 | 0.14449 | 0.44992 | 0.45731 | 0.469 | 0.47738 | 0.47838 | 0.48269 | 0.49569 | 0.511 | 0.51046 | 0.51046 | 0.51046 | 0.51046 | 0.51046 | 0.51046 | 0.51046 | 0.51046 | 0.51046 | 0.51046 | 0.51046 | 0.51046 | 32420.7784 | 293733.0427 | 0.0047187 | 197235.8426 | 111758.2189 | 1756.3189 | 16148.3225 | 326153.8211 | 17904.6414 | 308249.1797 | 196490.9608 | TRUE
| 60763428 | WBL008 | WBL | 22KV | 35.75 | 0 | 45090.5514 | 100% | Three phase | 97.13 | 0.0002683 | 0.0002988 | 0.00033295 | 0.00037119 | 0.00041404 | 0.00046206 | 0.00051588 | 0.00057622 | 0.0006439 | 0.00071982 | 0.00080501 | 0.00090062 | 0.0010079 | 0.0011284 | 0.0011717 | 0.0011717 | 0.0011717 | 0.0011717 | 0.0011717 | 0.0011717 | 4.585 | 4.51 | 4.51 | 4.515 | 4.523 | 4.554 | 4.612 | 4.672 | 4.701 | 4.701 | 4.701 | 4.701 | 4.701 | 4.701 | 4.701 | 4.701 | 4.701 | 4.701 | 4.701 | 4.701 | 2152.2301 | 42.639 | 3.8266e-05 | 3472.3975 | 1967.5377 | 115.5485 | 2.3055 | 2194.8691 | 117.8539 | 2077.0152 | 109.4775 | TRUE
| 60763899 | PLD001 | PLD | 22KV | 34.96 | 22 | 42177.4532 | 4.348% | Single phase | 44.74 | 0.00026304 | 0.00029231 | 0.00032499 | 0.00036152 | 0.00040235 | 0.00044799 | 0.00049903 | 0.00055613 | 0.00062001 | 0.0006915 | 0.00077153 | 0.00086113 | 0.00096146 | 0.0010739 | 0.0011458 | 0.0011458 | 0.0011458 | 0.0011458 | 0.0011458 | 0.0011458 | 0.17543 | 0.17561 | 0.17622 | 0.17591 | 0.17491 | 0.17509 | 0.17626 | 0.17726 | 0.17609 | 0.17609 | 0.17609 | 0.17609 | 0.17609 | 0.17609 | 0.17609 | 0.17609 | 0.17609 | 0.17609 | 0.17609 | 0.17609 | 73.6198 | 18.6108 | 3.742e-05 | 1564.1104 | 886.2598 | 4.0153 | 1.0155 | 92.2306 | 5.0309 | 87.1998 | -799.06 | FALSE
| 60763905 | PLD004 | PLD | 22KV | 265.86 | 2 | 42177.4532 | 33.33% | Three phase | 97.13 | 0.0031061 | 0.0034499 | 0.0038333 | 0.0042611 | 0.0047384 | 0.0052712 | 0.005866 | 0.0065302 | 0.007272 | 0.0081007 | 0.0087135 | 0.0087135 | 0.0087135 | 0.0087135 | 0.0087135 | 0.0087135 | 0.0087135 | 0.0087135 | 0.0087135 | 0.0087135 | 1.8517 | 1.8367 | 1.8323 | 1.8237 | 1.8103 | 1.8037 | 1.806 | 1.8103 | 1.7987 | 1.7987 | 1.7987 | 1.7987 | 1.7987 | 1.7987 | 1.7987 | 1.7987 | 1.7987 | 1.7987 | 1.7987 | 1.7987 | 7258.9311 | 2953.6331 | 0.00028457 | 25822.9818 | 14631.8763 | 314.1871 | 127.5003 | 10212.5642 | 441.6873 | 9770.8769 | -4860.9994 | FALSE
| 60763913 | PLD004 | PLD | 22KV | 385.94 | 2 | 42177.4532 | 33.33% | Three phase | 97.13 | 0.00478 | 0.0052935 | 0.0058644 | 0.0064994 | 0.0072057 | 0.0079916 | 0.0088661 | 0.0098394 | 0.010923 | 0.012129 | 0.012649 | 0.012649 | 0.012649 | 0.012649 | 0.012649 | 0.012649 | 0.012649 | 0.012649 | 0.012649 | 0.012649 | 1.8517 | 1.8367 | 1.8323 | 1.8237 | 1.8103 | 1.8037 | 1.806 | 1.8103 | 1.7987 | 1.7987 | 1.7987 | 1.7987 | 1.7987 | 1.7987 | 1.7987 | 1.7987 | 1.7987 | 1.7987 | 1.7987 | 1.7987 | 10748.3461 | 6348.0246 | 0.0004131 | 37486.3522 | 21240.6016 | 456.0948 | 268.6858 | 17096.3707 | 724.7805 | 16371.5901 | -4869.0115 | FALSE
| 60767202 | WBL002 | WBL | 22KV | 663.92 | 1 | 45090.5514 | 50% | Single phase | 44.74 | 0.0063424 | 0.0070486 | 0.0078372 | 0.008718 | 0.0097019 | 0.010801 | 0.01203 | 0.013404 | 0.01494 | 0.016658 | 0.01858 | 0.02073 | 0.02176 | 0.02176 | 0.02176 | 0.02176 | 0.02176 | 0.02176 | 0.02176 | 0.02176 | 7.4585 | 7.492 | 7.5695 | 7.6055 | 7.612 | 7.645 | 7.7315 | 7.818 | 7.8165 | 7.8165 | 7.8165 | 7.8165 | 7.8165 | 7.8165 | 7.8165 | 7.8165 | 7.8165 | 7.8165 | 7.8165 | 7.8165 | 75541.5281 | 7693.7995 | 0.00071064 | 29703.7808 | 16830.8234 | 3574.7542 | 366.2513 | 83235.3277 | 3941.0055 | 79294.3221 | 62463.4987 | TRUE
| 60767203 | WBL002 | WBL | 22KV | 402.47 | 1 | 45090.5514 | 50% | Single phase | 44.74 | 0.0038448 | 0.0042729 | 0.004751 | 0.0052849 | 0.0058813 | 0.0065478 | 0.0072927 | 0.0081255 | 0.0090566 | 0.010098 | 0.011263 | 0.012567 | 0.013191 | 0.013191 | 0.013191 | 0.013191 | 0.013191 | 0.013191 | 0.013191 | 0.013191 | 7.4585 | 7.492 | 7.5695 | 7.6055 | 7.612 | 7.645 | 7.7315 | 7.818 | 7.8165 | 7.8165 | 7.8165 | 7.8165 | 7.8165 | 7.8165 | 7.8165 | 7.8165 | 7.8165 | 7.8165 | 7.8165 | 7.8165 | 45793.4673 | 2827.3293 | 0.00043079 | 18006.5078 | 10202.8881 | 2167.0251 | 134.5906 | 48620.7966 | 2301.6157 | 46319.1809 | 36116.2927 | TRUE
| 60767205 | WBL003 | WBL | 22KV | 22.24 | 0 | 45090.5514 | 100% | Three phase | 97.13 | 0.00027342 | 0.00030166 | 0.00033294 | 0.00036759 | 0.00040598 | 0.00044853 | 0.00049569 | 0.00054798 | 0.00060596 | 0.00067026 | 0.00072891 | 0.00072891 | 0.00072891 | 0.00072891 | 0.00072891 | 0.00072891 | 0.00072891 | 0.00072891 | 0.00072891 | 0.00072891 | 6.771 | 6.68 | 6.588 | 6.537 | 6.46 | 6.41 | 6.387 | 6.353 | 6.324 | 6.324 | 6.324 | 6.324 | 6.324 | 6.324 | 6.324 | 6.324 | 6.324 | 6.324 | 6.324 | 6.324 | 2312.6988 | 20.8235 | 2.3805e-05 | 2160.1712 | 1224.0011 | 99.7251 | 0.89223 | 2333.5223 | 100.6173 | 2232.905 | 1008.9039 | TRUE
| 60767206 | WBL003 | WBL | 22KV | 104.04 | 0 | 45090.5514 | 100% | Three phase | 97.13 | 0.0012886 | 0.001427 | 0.0015809 | 0.0017521 | 0.0019425 | 0.0021543 | 0.0023901 | 0.0026525 | 0.0029446 | 0.0032698 | 0.0034099 | 0.0034099 | 0.0034099 | 0.0034099 | 0.0034099 | 0.0034099 | 0.0034099 | 0.0034099 | 0.0034099 | 0.0034099 | 6.771 | 6.68 | 6.588 | 6.537 | 6.46 | 6.41 | 6.387 | 6.353 | 6.324 | 6.324 | 6.324 | 6.324 | 6.324 | 6.324 | 6.324 | 6.324 | 6.324 | 6.324 | 6.324 | 6.324 | 10952.5075 | 461.3173 | 0.00011136 | 10105.4052 | 5725.9475 | 466.5196 | 19.5257 | 11413.8247 | 486.0453 | 10927.7794 | 5201.8319 | TRUE
| 60767210 | WBL003 | WBL | 22KV | 192.87 | 0 | 45090.5514 | 100% | Three phase | 97.13 | 0.0023711 | 0.002616 | 0.0028873 | 0.0031878 | 0.0035207 | 0.0038897 | 0.0042988 | 0.0047522 | 0.005255 | 0.0058126 | 0.0063213 | 0.0063213 | 0.0063213 | 0.0063213 | 0.0063213 | 0.0063213 | 0.0063213 | 0.0063213 | 0.0063213 | 0.0063213 | 6.771 | 6.68 | 6.588 | 6.537 | 6.46 | 6.41 | 6.387 | 6.353 | 6.324 | 6.324 | 6.324 | 6.324 | 6.324 | 6.324 | 6.324 | 6.324 | 6.324 | 6.324 | 6.324 | 6.324 | 20056.2145 | 1566.078 | 0.00020644 | 18733.4631 | 10614.7972 | 864.837 | 67.1018 | 21622.2926 | 931.9388 | 20690.3537 | 10075.5565 | TRUE
| 60767952 | PLD001 | PLD | 22KV | 46.33 | 22 | 42177.4532 | 4.348% | Single phase | 44.74 | 0.00032641 | 0.00035341 | 0.00038278 | 0.0004147 | 0.00044942 | 0.00048719 | 0.00052827 | 0.00057297 | 0.00062162 | 0.00067456 | 0.00073219 | 0.00079492 | 0.00086323 | 0.00093762 | 0.0010186 | 0.0011069 | 0.001203 | 0.0013078 | 0.0014219 | 0.0015185 | 0.17543 | 0.17561 | 0.17622 | 0.17591 | 0.17491 | 0.17509 | 0.17626 | 0.17726 | 0.17609 | 0.17609 | 0.17609 | 0.17609 | 0.17609 | 0.17609 | 0.17609 | 0.17609 | 0.17609 | 0.17609 | 0.17609 | 0.17609 | 76.9924 | 25.7949 | 4.959e-05 | 2072.8042 | 1174.497 | 5.3212 | 1.7835 | 102.7873 | 7.1047 | 95.6826 | -1078.8144 | FALSE
| 60767955 | PLD003 | PLD | 22KV | 77.68 | 25 | 42177.4532 | 3.846% | Single phase | 44.74 | 0.00080423 | 0.0008932 | 0.00099246 | 0.0011032 | 0.0012268 | 0.0013648 | 0.001519 | 0.0016911 | 0.0018834 | 0.0020983 | 0.0023384 | 0.0025459 | 0.0025459 | 0.0025459 | 0.0025459 | 0.0025459 | 0.0025459 | 0.0025459 | 0.0025459 | 0.0025459 | 0.082231 | 0.082769 | 0.083808 | 0.083923 | 0.083654 | 0.084077 | 0.085 | 0.086038 | 0.085231 | 0.085231 | 0.085231 | 0.085231 | 0.085231 | 0.085231 | 0.085231 | 0.085231 | 0.085231 | 0.085231 | 0.085231 | 0.085231 | 94.0629 | 109.5771 | 8.3146e-05 | 3475.4032 | 1969.2408 | 4.288 | 5.0138 | 203.64 | 9.3018 | 194.3382 | -1774.9026 | FALSE
| 60769962 | HTN034 | HTN | 22KV | 1772.27 | 50 | 38280.733 | 1.961% | Single phase | 44.74 | 0.016049 | 0.017513 | 0.019116 | 0.020872 | 0.022797 | 0.024907 | 0.027219 | 0.029755 | 0.032536 | 0.035587 | 0.038933 | 0.042604 | 0.046632 | 0.051053 | 0.055905 | 0.058086 | 0.058086 | 0.058086 | 0.058086 | 0.058086 | 0.061647 | 0.062098 | 0.062686 | 0.063078 | 0.062686 | 0.06249 | 0.063078 | 0.063922 | 0.063529 | 0.063529 | 0.063529 | 0.063529 | 0.063529 | 0.063529 | 0.063529 | 0.063529 | 0.063529 | 0.063529 | 0.063529 | 0.063529 | 1247.4024 | 48977.0791 | 0.001897 | 79291.3598 | 44928.2495 | 66.2672 | 2609.8014 | 50224.4815 | 2676.0686 | 47548.4129 | 2620.1634 | TRUE
| 60770343 | KRT023 | KRT | 22KV | 231.81 | 0 | 47052.9427 | 100% | Three phase | 97.13 | 0.0015851 | 0.0017443 | 0.0019204 | 0.0021152 | 0.0023308 | 0.0025693 | 0.0028334 | 0.0031258 | 0.0034496 | 0.0038082 | 0.0042056 | 0.004646 | 0.0051341 | 0.0056751 | 0.006275 | 0.0069402 | 0.0075975 | 0.0075975 | 0.0075975 | 0.0075975 | 8.401 | 8.389 | 8.432 | 8.472 | 8.465 | 8.474 | 8.534 | 8.617 | 8.647 | 8.647 | 8.647 | 8.647 | 8.647 | 8.647 | 8.647 | 8.647 | 8.647 | 8.647 | 8.647 | 8.647 | 23557.3499 | 1572.429 | 0.00024812 | 22515.7053 | 12757.8998 | 1445.0553 | 96.9325 | 25129.7789 | 1541.9878 | 23587.7911 | 10829.8913 | TRUE
| 60771550 | HTN034 | HTN | 22KV | 4331.8 | 50 | 38280.733 | 1.961% | Three phase | 97.13 | 0.040788 | 0.044599 | 0.048783 | 0.053376 | 0.05842 | 0.063961 | 0.070048 | 0.076736 | 0.084086 | 0.092165 | 0.10105 | 0.11081 | 0.12155 | 0.13336 | 0.14197 | 0.14197 | 0.14197 | 0.14197 | 0.14197 | 0.14197 | 0.061647 | 0.062098 | 0.062686 | 0.063078 | 0.062686 | 0.06249 | 0.063078 | 0.063922 | 0.063529 | 0.063529 | 0.063529 | 0.063529 | 0.063529 | 0.063529 | 0.063529 | 0.063529 | 0.063529 | 0.063529 | 0.063529 | 0.063529 | 3163.4324 | 659099.4034 | 0.0046366 | 420747.734 | 238405.0319 | 161.9709 | 33848.6924 | 662262.8358 | 34010.6633 | 628252.1725 | 389847.1406 | TRUE
| 60771557 | HTN034 | HTN | 22KV | 1486.8 | 50 | 38280.733 | 1.961% | Three phase | 97.13 | 0.014 | 0.015308 | 0.016744 | 0.01832 | 0.020052 | 0.021953 | 0.024043 | 0.026338 | 0.028861 | 0.031634 | 0.034682 | 0.038033 | 0.041719 | 0.045772 | 0.04873 | 0.04873 | 0.04873 | 0.04873 | 0.04873 | 0.04873 | 0.061647 | 0.062098 | 0.062686 | 0.063078 | 0.062686 | 0.06249 | 0.063078 | 0.063922 | 0.063529 | 0.063529 | 0.063529 | 0.063529 | 0.063529 | 0.063529 | 0.063529 | 0.063529 | 0.063529 | 0.063529 | 0.063529 | 0.063529 | 1085.7822 | 77646.0254 | 0.0015914 | 144412.884 | 81827.5547 | 55.5931 | 3987.5873 | 78731.8076 | 4043.1805 | 74688.6271 | -7138.9276 | FALSE
| 60771588 | TRG014 | TRG | 22KV | 2328.75 | 7 | 45911.034 | 12.5% | Three phase | 97.13 | 0.028748 | 0.030882 | 0.033181 | 0.035658 | 0.038328 | 0.041204 | 0.044304 | 0.047645 | 0.051246 | 0.055129 | 0.059315 | 0.063828 | 0.068696 | 0.073944 | 0.076324 | 0.076324 | 0.076324 | 0.076324 | 0.076324 | 0.076324 | 0.46737 | 0.47 | 0.47475 | 0.476 | 0.4735 | 0.47525 | 0.48163 | 0.487 | 0.48187 | 0.48187 | 0.48187 | 0.48187 | 0.48187 | 0.48187 | 0.48187 | 0.48187 | 0.48187 | 0.48187 | 0.48187 | 0.48187 | 16920.5935 | 208431.9086 | 0.0024926 | 226191.4875 | 128165.1318 | 792.0582 | 9782.5221 | 225352.5021 | 10574.5803 | 214777.9218 | 86612.79 | TRUE
| 60774629 | PLD003 | PLD | 22KV | 1164.67 | 25 | 42177.4532 | 3.846% | Single phase | 44.74 | 0.013154 | 0.014422 | 0.015818 | 0.017355 | 0.019047 | 0.020909 | 0.022961 | 0.025221 | 0.027711 | 0.030455 | 0.033478 | 0.036811 | 0.038172 | 0.038172 | 0.038172 | 0.038172 | 0.038172 | 0.038172 | 0.038172 | 0.038172 | 0.082231 | 0.082769 | 0.083808 | 0.083923 | 0.083654 | 0.084077 | 0.085 | 0.086038 | 0.085231 | 0.085231 | 0.085231 | 0.085231 | 0.085231 | 0.085231 | 0.085231 | 0.085231 | 0.085231 | 0.085231 | 0.085231 | 0.085231 | 1415.2206 | 24724.7604 | 0.0012466 | 52107.3358 | 29525.1764 | 64.2906 | 1127.0767 | 26139.981 | 1191.3673 | 24948.6137 | -4576.5627 | FALSE
| 60774635 | KRT013 | KRT | 22KV | 488.33 | 16 | 47052.9427 | 5.882% | Single phase | 44.74 | 0.0060639 | 0.0065334 | 0.0070408 | 0.0075891 | 0.0081817 | 0.0088223 | 0.0095149 | 0.010264 | 0.011073 | 0.011949 | 0.012896 | 0.01392 | 0.015028 | 0.016005 | 0.016005 | 0.016005 | 0.016005 | 0.016005 | 0.016005 | 0.016005 | 0.36618 | 0.36835 | 0.373 | 0.37671 | 0.37771 | 0.37906 | 0.38494 | 0.392 | 0.39359 | 0.39359 | 0.39359 | 0.39359 | 0.39359 | 0.39359 | 0.39359 | 0.39359 | 0.39359 | 0.39359 | 0.39359 | 0.39359 | 2994.376 | 4296.4872 | 0.00052269 | 21847.8842 | 12379.4975 | 137.0474 | 198.1411 | 7290.8632 | 335.1885 | 6955.6747 | -5423.8228 | FALSE
| 60775305 | HTN034 | HTN | 22KV | 519.21 | 50 | 38280.733 | 1.961% | Covered | 390 | 0.0037228 | 0.0040722 | 0.004456 | 0.0048779 | 0.0053416 | 0.0058515 | 0.0064122 | 0.007029 | 0.0077075 | 0.0084541 | 0.0092757 | 0.01018 | 0.011176 | 0.012272 | 0.01348 | 0.014809 | 0.016274 | 0.017017 | 0.017017 | 0.017017 | 0.061647 | 0.062098 | 0.062686 | 0.063078 | 0.062686 | 0.06249 | 0.063078 | 0.063922 | 0.063529 | 0.063529 | 0.063529 | 0.063529 | 0.063529 | 0.063529 | 0.063529 | 0.063529 | 0.063529 | 0.063529 | 0.063529 | 0.063529 | 313.1605 | 31392.5298 | 0.00055575 | 202491.9 | 114736.418 | 19.4138 | 1952.5511 | 31705.6903 | 1971.965 | 29733.7254 | -85002.6926 | FALSE
| 60775306 | HTN033 | HTN | 22KV | 870.11 | 14 | 38280.733 | 6.667% | Single phase | 44.74 | 0.0081445 | 0.0088787 | 0.0096821 | 0.010562 | 0.011524 | 0.012578 | 0.013733 | 0.014997 | 0.016382 | 0.0179 | 0.019563 | 0.021385 | 0.023383 | 0.025572 | 0.027973 | 0.028518 | 0.028518 | 0.028518 | 0.028518 | 0.028518 | 0.4714 | 0.47073 | 0.47213 | 0.47147 | 0.46973 | 0.46773 | 0.46773 | 0.47067 | 0.468 | 0.468 | 0.468 | 0.468 | 0.468 | 0.468 | 0.468 | 0.468 | 0.468 | 0.468 | 0.468 | 0.468 | 4613.3305 | 12013.1405 | 0.00093134 | 38928.7214 | 22057.8801 | 241.8193 | 629.0657 | 16626.471 | 870.885 | 15755.5859 | -6302.2941 | FALSE
| 60775451 | HTN034 | HTN | 22KV | 605.11 | 50 | 38280.733 | 1.961% | Covered | 390 | 0.0043388 | 0.0047459 | 0.0051932 | 0.0056849 | 0.0062253 | 0.0068196 | 0.0074731 | 0.0081919 | 0.0089826 | 0.0098528 | 0.01081 | 0.011864 | 0.013025 | 0.014303 | 0.01571 | 0.017259 | 0.018967 | 0.019832 | 0.019832 | 0.019832 | 0.061647 | 0.062098 | 0.062686 | 0.063078 | 0.062686 | 0.06249 | 0.063078 | 0.063922 | 0.063529 | 0.063529 | 0.063529 | 0.063529 | 0.063529 | 0.063529 | 0.063529 | 0.063529 | 0.063529 | 0.063529 | 0.063529 | 0.063529 | 364.971 | 42639.1834 | 0.00064769 | 235992.9 | 133718.8303 | 22.6257 | 2652.07 | 43004.1543 | 2674.6957 | 40329.4586 | -93389.3717 | FALSE
| 60775452 | HTN034 | HTN | 22KV | 1046.11 | 50 | 38280.733 | 1.961% | Covered | 390 | 0.0075008 | 0.0082046 | 0.008978 | 0.009828 | 0.010762 | 0.01179 | 0.012919 | 0.014162 | 0.015529 | 0.017033 | 0.018689 | 0.020511 | 0.022517 | 0.024726 | 0.027159 | 0.029838 | 0.032789 | 0.034286 | 0.034286 | 0.034286 | 0.061647 | 0.062098 | 0.062686 | 0.063078 | 0.062686 | 0.06249 | 0.063078 | 0.063922 | 0.063529 | 0.063529 | 0.063529 | 0.063529 | 0.063529 | 0.063529 | 0.063529 | 0.063529 | 0.063529 | 0.063529 | 0.063529 | 0.063529 | 630.9593 | 127436.8199 | 0.0011197 | 407982.9 | 231172.1928 | 39.1152 | 7926.3095 | 128067.7792 | 7965.4248 | 120102.3545 | -111069.8383 | FALSE
| 60775454 | HTN034 | HTN | 22KV | 2817.73 | 50 | 38280.733 | 1.961% | Covered | 390 | 0.020204 | 0.022099 | 0.024183 | 0.026472 | 0.028989 | 0.031756 | 0.034799 | 0.038146 | 0.041828 | 0.04588 | 0.050339 | 0.055247 | 0.060651 | 0.066601 | 0.073153 | 0.080369 | 0.088319 | 0.09235 | 0.09235 | 0.09235 | 0.061647 | 0.062098 | 0.062686 | 0.063078 | 0.062686 | 0.06249 | 0.063078 | 0.063922 | 0.063529 | 0.063529 | 0.063529 | 0.063529 | 0.063529 | 0.063529 | 0.063529 | 0.063529 | 0.063529 | 0.063529 | 0.063529 | 0.063529 | 1699.5086 | 924568.2383 | 0.003016 | 1098914.7 | 622669.5307 | 105.3581 | 57506.2533 | 926267.7469 | 57611.6113 | 868656.1356 | 245986.6048 | TRUE
| 60775456 | HTN034 | HTN | 22KV | 114.82 | 50 | 38280.733 | 1.961% | Three phase | 97.13 | 0.00082328 | 0.00090053 | 0.00098542 | 0.0010787 | 0.0011813 | 0.001294 | 0.001418 | 0.0015544 | 0.0017045 | 0.0018696 | 0.0020513 | 0.0022513 | 0.0024715 | 0.0027139 | 0.0029809 | 0.003275 | 0.0035989 | 0.0037632 | 0.0037632 | 0.0037632 | 0.061647 | 0.062098 | 0.062686 | 0.063078 | 0.062686 | 0.06249 | 0.063078 | 0.063922 | 0.063529 | 0.063529 | 0.063529 | 0.063529 | 0.063529 | 0.063529 | 0.063529 | 0.063529 | 0.063529 | 0.063529 | 0.063529 | 0.063529 | 69.2535 | 382.3526 | 0.0001229 | 11152.4666 | 6319.2358 | 4.2932 | 23.7816 | 451.6061 | 28.0748 | 423.5313 | -5895.7045 | FALSE
| 60775458 | HTN034 | HTN | 22KV | 1305.9 | 50 | 38280.733 | 1.961% | Covered | 390 | 0.0093636 | 0.010242 | 0.011208 | 0.012269 | 0.013435 | 0.014717 | 0.016128 | 0.017679 | 0.019386 | 0.021263 | 0.02333 | 0.025605 | 0.028109 | 0.030867 | 0.033903 | 0.037248 | 0.040932 | 0.042801 | 0.042801 | 0.042801 | 0.061647 | 0.062098 | 0.062686 | 0.063078 | 0.062686 | 0.06249 | 0.063078 | 0.063922 | 0.063529 | 0.063529 | 0.063529 | 0.063529 | 0.063529 | 0.063529 | 0.063529 | 0.063529 | 0.063529 | 0.063529 | 0.063529 | 0.063529 | 787.6512 | 198591.2283 | 0.0013978 | 509301 | 288581.2836 | 48.8291 | 12351.9682 | 199378.8795 | 12400.7973 | 186978.0822 | -101603.2014 | FALSE
| 60775459 | HTN034 | HTN | 22KV | 677.65 | 50 | 38280.733 | 1.961% | Covered | 390 | 0.0048589 | 0.0053148 | 0.0058158 | 0.0063664 | 0.0069716 | 0.0076371 | 0.0083689 | 0.0091739 | 0.010059 | 0.011034 | 0.012106 | 0.013287 | 0.014586 | 0.016017 | 0.017593 | 0.019328 | 0.02124 | 0.02221 | 0.02221 | 0.02221 | 0.061647 | 0.062098 | 0.062686 | 0.063078 | 0.062686 | 0.06249 | 0.063078 | 0.063922 | 0.063529 | 0.063529 | 0.063529 | 0.063529 | 0.063529 | 0.063529 | 0.063529 | 0.063529 | 0.063529 | 0.063529 | 0.063529 | 0.063529 | 408.7233 | 53475.0382 | 0.00072533 | 264283.5 | 149748.914 | 25.3381 | 3326.038 | 53883.7616 | 3351.3761 | 50532.3855 | -99216.5286 | FALSE
| 60775461 | HTN034 | HTN | 22KV | 501.89 | 50 | 38280.733 | 1.961% | Covered | 390 | 0.0035986 | 0.0039363 | 0.0043074 | 0.0047151 | 0.0051634 | 0.0056563 | 0.0061983 | 0.0067945 | 0.0074504 | 0.0081721 | 0.0089663 | 0.0098406 | 0.010803 | 0.011863 | 0.01303 | 0.014315 | 0.015731 | 0.016449 | 0.016449 | 0.016449 | 0.061647 | 0.062098 | 0.062686 | 0.063078 | 0.062686 | 0.06249 | 0.063078 | 0.063922 | 0.063529 | 0.063529 | 0.063529 | 0.063529 | 0.063529 | 0.063529 | 0.063529 | 0.063529 | 0.063529 | 0.063529 | 0.063529 | 0.063529 | 302.714 | 29333.0555 | 0.00053721 | 195737.1 | 110908.9979 | 18.7662 | 1824.4561 | 29635.7695 | 1843.2223 | 27792.5472 | -83116.4507 | FALSE
| 60775463 | HTN034 | HTN | 22KV | 3912.43 | 50 | 38280.733 | 1.961% | Covered | 390 | 0.028053 | 0.030685 | 0.033578 | 0.036756 | 0.040251 | 0.044093 | 0.048318 | 0.052966 | 0.058079 | 0.063704 | 0.069896 | 0.076711 | 0.084214 | 0.092475 | 0.10157 | 0.11159 | 0.12263 | 0.12823 | 0.12823 | 0.12823 | 0.061647 | 0.062098 | 0.062686 | 0.063078 | 0.062686 | 0.06249 | 0.063078 | 0.063922 | 0.063529 | 0.063529 | 0.063529 | 0.063529 | 0.063529 | 0.063529 | 0.063529 | 0.063529 | 0.063529 | 0.063529 | 0.063529 | 0.063529 | 2359.7749 | 1782515.7627 | 0.0041877 | 1525847.7 | 864579.272 | 146.2902 | 110868.8344 | 1784875.5376 | 111015.1245 | 1673860.4131 | 809281.141 | TRUE
| 60775464 | HTN034 | HTN | 22KV | 1095.71 | 50 | 38280.733 | 1.961% | Covered | 390 | 0.0078565 | 0.0085937 | 0.0094037 | 0.010294 | 0.011273 | 0.012349 | 0.013532 | 0.014833 | 0.016265 | 0.017841 | 0.019575 | 0.021484 | 0.023585 | 0.025898 | 0.028446 | 0.031253 | 0.034344 | 0.035912 | 0.035912 | 0.035912 | 0.061647 | 0.062098 | 0.062686 | 0.063078 | 0.062686 | 0.06249 | 0.063078 | 0.063922 | 0.063529 | 0.063529 | 0.063529 | 0.063529 | 0.063529 | 0.063529 | 0.063529 | 0.063529 | 0.063529 | 0.063529 | 0.063529 | 0.063529 | 660.8755 | 139807.8216 | 0.0011728 | 427326.9 | 242132.9338 | 40.9698 | 8695.7605 | 140468.697 | 8736.7304 | 131731.9667 | -110400.9671 | FALSE
| 60775465 | HTN034 | HTN | 22KV | 2646.47 | 50 | 38280.733 | 1.961% | Covered | 390 | 0.018976 | 0.020756 | 0.022713 | 0.024863 | 0.027227 | 0.029826 | 0.032684 | 0.035827 | 0.039286 | 0.043091 | 0.047279 | 0.051889 | 0.056965 | 0.062553 | 0.068707 | 0.075485 | 0.082951 | 0.086737 | 0.086737 | 0.086737 | 0.061647 | 0.062098 | 0.062686 | 0.063078 | 0.062686 | 0.06249 | 0.063078 | 0.063922 | 0.063529 | 0.063529 | 0.063529 | 0.063529 | 0.063529 | 0.063529 | 0.063529 | 0.063529 | 0.063529 | 0.063529 | 0.063529 | 0.063529 | 1596.2135 | 815594.2753 | 0.0028327 | 1032123.3 | 584824.0367 | 98.9545 | 50728.2957 | 817190.4888 | 50827.2501 | 766363.2386 | 181539.2019 | TRUE
| 60775982 | PLD001 | PLD | 22KV | 46.1 | 22 | 42177.4532 | 4.348% | Three phase | 97.13 | 0.00055433 | 0.00060479 | 0.00066002 | 0.0007205 | 0.00078673 | 0.00085928 | 0.00093876 | 0.0010258 | 0.0011213 | 0.0012258 | 0.0013405 | 0.0014661 | 0.0015109 | 0.0015109 | 0.0015109 | 0.0015109 | 0.0015109 | 0.0015109 | 0.0015109 | 0.0015109 | 0.17543 | 0.17561 | 0.17622 | 0.17591 | 0.17491 | 0.17509 | 0.17626 | 0.17726 | 0.17609 | 0.17609 | 0.17609 | 0.17609 | 0.17609 | 0.17609 | 0.17609 | 0.17609 | 0.17609 | 0.17609 | 0.17609 | 0.17609 | 118.239 | 85.5775 | 4.9344e-05 | 4477.693 | 2537.1605 | 5.2948 | 3.8336 | 203.8165 | 9.1284 | 194.688 | -2342.4725 | FALSE
| 60775984 | PLD001 | PLD | 22KV | 88.1 | 22 | 42177.4532 | 4.348% | Three phase | 97.13 | 0.0010594 | 0.0011558 | 0.0012613 | 0.0013769 | 0.0015035 | 0.0016421 | 0.001794 | 0.0019604 | 0.0021428 | 0.0023426 | 0.0025617 | 0.0028018 | 0.0028875 | 0.0028875 | 0.0028875 | 0.0028875 | 0.0028875 | 0.0028875 | 0.0028875 | 0.0028875 | 0.17543 | 0.17561 | 0.17622 | 0.17591 | 0.17491 | 0.17509 | 0.17626 | 0.17726 | 0.17609 | 0.17609 | 0.17609 | 0.17609 | 0.17609 | 0.17609 | 0.17609 | 0.17609 | 0.17609 | 0.17609 | 0.17609 | 0.17609 | 225.9621 | 312.5428 | 9.4299e-05 | 8557.153 | 4848.6734 | 10.1187 | 14.0009 | 538.5049 | 24.1197 | 514.3853 | -4334.2881 | FALSE
| 60775985 | PLD001 | PLD | 22KV | 20.83 | 22 | 42177.4532 | 4.348% | Three phase | 97.13 | 0.00024978 | 0.00027214 | 0.00029657 | 0.00032329 | 0.00035251 | 0.00038447 | 0.00041943 | 0.00045767 | 0.00049952 | 0.00054532 | 0.00059544 | 0.00065031 | 0.0006827 | 0.0006827 | 0.0006827 | 0.0006827 | 0.0006827 | 0.0006827 | 0.0006827 | 0.0006827 | 0.17543 | 0.17561 | 0.17622 | 0.17591 | 0.17491 | 0.17509 | 0.17626 | 0.17726 | 0.17609 | 0.17609 | 0.17609 | 0.17609 | 0.17609 | 0.17609 | 0.17609 | 0.17609 | 0.17609 | 0.17609 | 0.17609 | 0.17609 | 53.0835 | 17.3599 | 2.2296e-05 | 2023.2179 | 1146.4003 | 2.3924 | 0.78268 | 70.4434 | 3.1751 | 67.2683 | -1079.132 | FALSE
| 60776152 | CDN004 | CDN | 22KV | 1764.48 | 10 | 45429.2584 | 9.091% | Covered | 390 | 0.021423 | 0.022821 | 0.024315 | 0.02591 | 0.027614 | 0.029434 | 0.031378 | 0.033455 | 0.035675 | 0.038047 | 0.040581 | 0.04329 | 0.046185 | 0.049279 | 0.052587 | 0.056123 | 0.05783 | 0.05783 | 0.05783 | 0.05783 | 0.12718 | 0.12755 | 0.12973 | 0.13027 | 0.13 | 0.13064 | 0.13282 | 0.13464 | 0.13336 | 0.13336 | 0.13336 | 0.13336 | 0.13336 | 0.13336 | 0.13336 | 0.13336 | 0.13336 | 0.13336 | 0.13336 | 0.13336 | 3301.634 | 453320.0298 | 0.0018886 | 688147.2 | 389919.5216 | 163.5368 | 22550.169 | 456621.6638 | 22713.7058 | 433907.9581 | 43988.4365 | TRUE
| 60776153 | CDN004 | CDN | 22KV | 2128.14 | 10 | 45429.2584 | 9.091% | Covered | 390 | 0.025838 | 0.027525 | 0.029326 | 0.03125 | 0.033305 | 0.0355 | 0.037845 | 0.040351 | 0.043028 | 0.045888 | 0.048945 | 0.052212 | 0.055704 | 0.059436 | 0.063426 | 0.06769 | 0.069749 | 0.069749 | 0.069749 | 0.069749 | 0.12718 | 0.12755 | 0.12973 | 0.13027 | 0.13 | 0.13064 | 0.13282 | 0.13464 | 0.13336 | 0.13336 | 0.13336 | 0.13336 | 0.13336 | 0.13336 | 0.13336 | 0.13336 | 0.13336 | 0.13336 | 0.13336 | 0.13336 | 3982.1021 | 659434.7326 | 0.0022779 | 829974.6 | 470282.0835 | 197.2417 | 32803.2376 | 663416.8347 | 33000.4794 | 630416.3553 | 160134.2718 | TRUE
| 60776849 | WBL005 | WBL | 22KV | 395.73 | 6 | 45090.5514 | 14.29% | Three phase | 97.13 | 0.0033538 | 0.0037271 | 0.0041441 | 0.0046098 | 0.0051302 | 0.0057119 | 0.0063622 | 0.0070894 | 0.0079028 | 0.0088128 | 0.0098311 | 0.010971 | 0.012247 | 0.01297 | 0.01297 | 0.01297 | 0.01297 | 0.01297 | 0.01297 | 0.01297 | 0.799 | 0.81057 | 0.82429 | 0.83657 | 0.84129 | 0.84886 | 0.86257 | 0.88057 | 0.89071 | 0.89071 | 0.89071 | 0.89071 | 0.89071 | 0.89071 | 0.89071 | 0.89071 | 0.89071 | 0.89071 | 0.89071 | 0.89071 | 4762.4839 | 5556.1151 | 0.00042358 | 38437.2549 | 21779.4042 | 238.6702 | 282.49 | 10318.599 | 521.1601 | 9797.4389 | -11981.9653 | FALSE
| 60778696 | HTN033 | HTN | 22KV | 224 | 14 | 38280.733 | 6.667% | Three phase | 97.13 | 0.0011522 | 0.0012711 | 0.001403 | 0.0015494 | 0.0017119 | 0.0018924 | 0.0020929 | 0.0023156 | 0.0025633 | 0.0028385 | 0.0031447 | 0.0034851 | 0.0038639 | 0.0042854 | 0.0047545 | 0.0052767 | 0.0058581 | 0.0065056 | 0.0072268 | 0.0073415 | 0.4714 | 0.47073 | 0.47213 | 0.47147 | 0.46973 | 0.46773 | 0.46773 | 0.47067 | 0.468 | 0.468 | 0.468 | 0.468 | 0.468 | 0.468 | 0.468 | 0.468 | 0.468 | 0.468 | 0.468 | 0.468 | 818.6683 | 1191.7451 | 0.00023976 | 21757.12 | 12328.0685 | 62.2536 | 90.511 | 2010.4134 | 152.7646 | 1857.6488 | -10470.4197 | FALSE
| 60779213 | TRG014 | TRG | 22KV | 1517.06 | 7 | 45911.034 | 12.5% | Three phase | 97.13 | 0.0086742 | 0.0093867 | 0.010161 | 0.011003 | 0.011919 | 0.012914 | 0.013997 | 0.015175 | 0.016458 | 0.017853 | 0.019371 | 0.021025 | 0.022825 | 0.024785 | 0.02692 | 0.029245 | 0.031778 | 0.034538 | 0.037545 | 0.040823 | 0.46737 | 0.47 | 0.47475 | 0.476 | 0.4735 | 0.47525 | 0.48163 | 0.487 | 0.48187 | 0.48187 | 0.48187 | 0.48187 | 0.48187 | 0.48187 | 0.48187 | 0.48187 | 0.48187 | 0.48187 | 0.48187 | 0.48187 | 6057.6059 | 48581.7342 | 0.0016238 | 147352.0378 | 83492.9447 | 515.9849 | 4151.5533 | 54639.3402 | 4667.5382 | 49971.802 | -33521.1427 | FALSE
| 60779219 | TRG024 | TRG | 22KV | 539.01 | 15 | 45911.034 | 6.25% | Three phase | 97.13 | 0.0066797 | 0.0071896 | 0.0077401 | 0.0083343 | 0.0089759 | 0.0096686 | 0.010417 | 0.011225 | 0.012098 | 0.013041 | 0.014059 | 0.01516 | 0.016349 | 0.017634 | 0.017666 | 0.017666 | 0.017666 | 0.017666 | 0.017666 | 0.017666 | 0.44681 | 0.45469 | 0.46713 | 0.47706 | 0.47956 | 0.4835 | 0.49631 | 0.51144 | 0.51269 | 0.51269 | 0.51269 | 0.51269 | 0.51269 | 0.51269 | 0.51269 | 0.51269 | 0.51269 | 0.51269 | 0.51269 | 0.51269 | 4140.2723 | 11302.0311 | 0.00057694 | 52354.0413 | 29664.9652 | 189.4708 | 524.0814 | 15442.3034 | 713.5522 | 14728.7512 | -14936.214 | FALSE
| 60782008 | TRG024 | TRG | 22KV | 855.7 | 15 | 45911.034 | 6.25% | Three phase | 97.13 | 0.0069707 | 0.007741 | 0.0086006 | 0.0095603 | 0.010632 | 0.011829 | 0.013166 | 0.014661 | 0.016331 | 0.018199 | 0.020288 | 0.022624 | 0.025237 | 0.028045 | 0.028045 | 0.028045 | 0.028045 | 0.028045 | 0.028045 | 0.028045 | 0.44681 | 0.45469 | 0.46713 | 0.47706 | 0.47956 | 0.4835 | 0.49631 | 0.51144 | 0.51269 | 0.51269 | 0.51269 | 0.51269 | 0.51269 | 0.51269 | 0.51269 | 0.51269 | 0.51269 | 0.51269 | 0.51269 | 0.51269 | 5871.8594 | 25330.6827 | 0.00091591 | 83114.141 | 47094.3224 | 300.7925 | 1320.8338 | 31202.5421 | 1621.6263 | 29580.9158 | -17513.4066 | FALSE
| 60782199 | WBL012 | WBL | 22KV | 1068.67 | 17 | 45090.5514 | 5.556% | Three phase | 97.13 | 0.013298 | 0.014342 | 0.015472 | 0.016695 | 0.018018 | 0.019449 | 0.020998 | 0.022675 | 0.02449 | 0.026455 | 0.028583 | 0.030887 | 0.033382 | 0.035025 | 0.035025 | 0.035025 | 0.035025 | 0.035025 | 0.035025 | 0.035025 | 0.48244 | 0.48689 | 0.49522 | 0.50094 | 0.50244 | 0.50561 | 0.51483 | 0.525 | 0.52667 | 0.52667 | 0.52667 | 0.52667 | 0.52667 | 0.52667 | 0.52667 | 0.52667 | 0.52667 | 0.52667 | 0.52667 | 0.52667 | 8433.979 | 44920.3207 | 0.0011439 | 103799.9171 | 58815.3436 | 383.3892 | 2060.1191 | 53354.2996 | 2443.5084 | 50910.7913 | -7904.5523 | FALSE
| 60782201 | WBL012 | WBL | 22KV | 1739.33 | 17 | 45090.5514 | 5.556% | Three phase | 97.13 | 0.021643 | 0.023343 | 0.025182 | 0.027172 | 0.029325 | 0.031655 | 0.034176 | 0.036905 | 0.03986 | 0.043058 | 0.046521 | 0.050271 | 0.054332 | 0.057006 | 0.057006 | 0.057006 | 0.057006 | 0.057006 | 0.057006 | 0.057006 | 0.48244 | 0.48689 | 0.49522 | 0.50094 | 0.50244 | 0.50561 | 0.51483 | 0.525 | 0.52667 | 0.52667 | 0.52667 | 0.52667 | 0.52667 | 0.52667 | 0.52667 | 0.52667 | 0.52667 | 0.52667 | 0.52667 | 0.52667 | 13726.8499 | 118992.4996 | 0.0018617 | 168941.1229 | 95725.8008 | 623.9909 | 5457.19 | 132719.3495 | 6081.181 | 126638.1685 | 30912.3676 | TRUE
| 60782204 | WBL012 | WBL | 22KV | 3063.84 | 17 | 45090.5514 | 5.556% | Three phase | 97.13 | 0.038289 | 0.041387 | 0.044745 | 0.048387 | 0.052337 | 0.05662 | 0.061267 | 0.066308 | 0.071777 | 0.077712 | 0.084153 | 0.091143 | 0.098731 | 0.10042 | 0.10042 | 0.10042 | 0.10042 | 0.10042 | 0.10042 | 0.10042 | 0.48244 | 0.48689 | 0.49522 | 0.50094 | 0.50244 | 0.50561 | 0.51483 | 0.525 | 0.52667 | 0.52667 | 0.52667 | 0.52667 | 0.52667 | 0.52667 | 0.52667 | 0.52667 | 0.52667 | 0.52667 | 0.52667 | 0.52667 | 24464.7504 | 373560.3446 | 0.0032794 | 297590.7792 | 168621.5598 | 1099.1637 | 16933.1309 | 398025.095 | 18032.2946 | 379992.8004 | 211371.2406 | TRUE
| 60782211 | HTN011 | HTN | 22KV | 1243.25 | 11 | 38280.733 | 8.333% | Single phase | 44.74 | 0.015407 | 0.016583 | 0.017853 | 0.019223 | 0.020703 | 0.022301 | 0.024027 | 0.025891 | 0.027904 | 0.030079 | 0.032428 | 0.034967 | 0.03771 | 0.040675 | 0.040747 | 0.040747 | 0.040747 | 0.040747 | 0.040747 | 0.040747 | 0.10667 | 0.10833 | 0.11 | 0.11083 | 0.11142 | 0.11283 | 0.11508 | 0.117 | 0.11667 | 0.11667 | 0.11667 | 0.11667 | 0.11667 | 0.11667 | 0.11667 | 0.11667 | 0.11667 | 0.11667 | 0.11667 | 0.11667 | 1827.1739 | 27696.3399 | 0.0013307 | 55623.005 | 31517.2328 | 84.0112 | 1284.2945 | 29523.5138 | 1368.3057 | 28155.2081 | -3362.0247 | FALSE
| 60782216 | HTN011 | HTN | 22KV | 1816.65 | 11 | 38280.733 | 8.333% | Three phase | 97.13 | 0.022513 | 0.024232 | 0.026087 | 0.028089 | 0.030252 | 0.032587 | 0.035108 | 0.037832 | 0.040773 | 0.043951 | 0.047384 | 0.051094 | 0.055102 | 0.059434 | 0.05954 | 0.05954 | 0.05954 | 0.05954 | 0.05954 | 0.05954 | 0.10667 | 0.10833 | 0.11 | 0.11083 | 0.11142 | 0.11283 | 0.11508 | 0.117 | 0.11667 | 0.11667 | 0.11667 | 0.11667 | 0.11667 | 0.11667 | 0.11667 | 0.11667 | 0.11667 | 0.11667 | 0.11667 | 0.11667 | 2669.8858 | 128382.3675 | 0.0019445 | 176451.2145 | 99981.1859 | 122.758 | 5953.161 | 131052.2532 | 6075.919 | 124976.3342 | 24995.1483 | TRUE
| 60782237 | KRT013 | KRT | 22KV | 1680.22 | 16 | 47052.9427 | 5.882% | Single phase | 44.74 | 0.013687 | 0.0152 | 0.016888 | 0.018772 | 0.020877 | 0.023227 | 0.025853 | 0.028787 | 0.032068 | 0.035735 | 0.039836 | 0.044423 | 0.049554 | 0.055069 | 0.055069 | 0.055069 | 0.055069 | 0.055069 | 0.055069 | 0.055069 | 0.36618 | 0.36835 | 0.373 | 0.37671 | 0.37771 | 0.37906 | 0.38494 | 0.392 | 0.39359 | 0.39359 | 0.39359 | 0.39359 | 0.39359 | 0.39359 | 0.39359 | 0.39359 | 0.39359 | 0.39359 | 0.39359 | 0.39359 | 9136.2769 | 44986.1391 | 0.0017985 | 75173.0428 | 42594.7194 | 471.5456 | 2345.7406 | 54122.416 | 2817.2863 | 51305.1297 | 8710.4103 | TRUE
| 60784236 | HTN032 | HTN | 22KV | 1082.53 | 16 | 38280.733 | 5.882% | Three phase | 97.13 | 0.01133 | 0.012171 | 0.013077 | 0.014053 | 0.015105 | 0.016238 | 0.017461 | 0.018778 | 0.020199 | 0.021731 | 0.023383 | 0.025164 | 0.027086 | 0.029159 | 0.031395 | 0.033808 | 0.03548 | 0.03548 | 0.03548 | 0.03548 | 0.37276 | 0.371 | 0.37094 | 0.37153 | 0.36935 | 0.36776 | 0.37076 | 0.37229 | 0.36971 | 0.36971 | 0.36971 | 0.36971 | 0.36971 | 0.36971 | 0.36971 | 0.36971 | 0.36971 | 0.36971 | 0.36971 | 0.36971 | 4494.6652 | 40034.5321 | 0.0011587 | 105146.1389 | 59578.1428 | 237.4599 | 2113.9027 | 44529.1973 | 2351.3625 | 42177.8348 | -17400.3081 | FALSE
| 60784282 | HTN034 | HTN | 22KV | 1251.48 | 50 | 38280.733 | 1.961% | Three phase | 97.13 | 0.0095119 | 0.010414 | 0.011407 | 0.012498 | 0.0137 | 0.015021 | 0.016476 | 0.018078 | 0.019841 | 0.021783 | 0.023922 | 0.026279 | 0.028876 | 0.031738 | 0.034892 | 0.038369 | 0.041017 | 0.041017 | 0.041017 | 0.041017 | 0.061647 | 0.062098 | 0.062686 | 0.063078 | 0.062686 | 0.06249 | 0.063078 | 0.063922 | 0.063529 | 0.063529 | 0.063529 | 0.063529 | 0.063529 | 0.063529 | 0.063529 | 0.063529 | 0.063529 | 0.063529 | 0.063529 | 0.063529 | 794.5633 | 47815.6781 | 0.0013395 | 121556.2524 | 68876.4784 | 46.7942 | 2825.2243 | 48610.2414 | 2872.0185 | 45738.2229 | -23138.2555 | FALSE
| 60784287 | HTN032 | HTN | 22KV | 216.15 | 16 | 38280.733 | 5.882% | Single phase | 44.74 | 0.0014875 | 0.0015974 | 0.0017158 | 0.0018434 | 0.0019811 | 0.0021295 | 0.0022895 | 0.0024621 | 0.0026483 | 0.0028492 | 0.0030659 | 0.0032998 | 0.0035521 | 0.0038245 | 0.0041186 | 0.004436 | 0.0047787 | 0.0051487 | 0.0055483 | 0.0059799 | 0.37276 | 0.371 | 0.37094 | 0.37153 | 0.36935 | 0.36776 | 0.37076 | 0.37229 | 0.36971 | 0.36971 | 0.36971 | 0.36971 | 0.36971 | 0.36971 | 0.36971 | 0.36971 | 0.36971 | 0.36971 | 0.36971 | 0.36971 | 610.6679 | 500.2812 | 0.00023136 | 9670.551 | 5479.5495 | 47.4139 | 38.8202 | 1110.9491 | 86.2341 | 1024.715 | -4454.8345 | FALSE
| 60784298 | HTN032 | HTN | 22KV | 57.17 | 16 | 38280.733 | 5.882% | Single phase | 44.74 | 0.00057664 | 0.00062035 | 0.00066754 | 0.00071846 | 0.00077344 | 0.00083278 | 0.00089686 | 0.00096606 | 0.0010408 | 0.0011215 | 0.0012087 | 0.0013029 | 0.0014047 | 0.0015146 | 0.0016335 | 0.0017619 | 0.0018737 | 0.0018737 | 0.0018737 | 0.0018737 | 0.37276 | 0.371 | 0.37094 | 0.37153 | 0.36935 | 0.36776 | 0.37076 | 0.37229 | 0.36971 | 0.36971 | 0.36971 | 0.36971 | 0.36971 | 0.36971 | 0.36971 | 0.36971 | 0.36971 | 0.36971 | 0.36971 | 0.36971 | 233.0961 | 50.5067 | 6.1193e-05 | 2557.7858 | 1449.2984 | 12.5406 | 2.7157 | 283.6028 | 15.2563 | 268.3465 | -1180.9518 | FALSE
| 60784328 | HTN032 | HTN | 22KV | 278.51 | 16 | 38280.733 | 5.882% | Single phase | 44.74 | 0.0025297 | 0.0027646 | 0.0030222 | 0.003305 | 0.0036154 | 0.0039561 | 0.0043303 | 0.0047412 | 0.0051926 | 0.0056884 | 0.0062332 | 0.0068319 | 0.00749 | 0.0082133 | 0.0090085 | 0.0091281 | 0.0091281 | 0.0091281 | 0.0091281 | 0.0091281 | 0.37276 | 0.371 | 0.37094 | 0.37153 | 0.36935 | 0.36776 | 0.37076 | 0.37229 | 0.36971 | 0.36971 | 0.36971 | 0.36971 | 0.36971 | 0.36971 | 0.36971 | 0.36971 | 0.36971 | 0.36971 | 0.36971 | 0.36971 | 1158.1706 | 1222.6107 | 0.00029811 | 12460.5374 | 7060.4179 | 61.093 | 64.4509 | 2380.7813 | 125.5439 | 2255.2374 | -4805.1805 | FALSE
| 60784330 | HTN032 | HTN | 22KV | 510.36 | 16 | 38280.733 | 5.882% | Single phase | 44.74 | 0.0050832 | 0.0054789 | 0.0059069 | 0.0063698 | 0.0068704 | 0.007412 | 0.0079979 | 0.0086319 | 0.009318 | 0.010061 | 0.010864 | 0.011735 | 0.012677 | 0.013697 | 0.014801 | 0.015997 | 0.016727 | 0.016727 | 0.016727 | 0.016727 | 0.37276 | 0.371 | 0.37094 | 0.37153 | 0.36935 | 0.36776 | 0.37076 | 0.37229 | 0.36971 | 0.36971 | 0.36971 | 0.36971 | 0.36971 | 0.36971 | 0.36971 | 0.36971 | 0.36971 | 0.36971 | 0.36971 | 0.36971 | 2086.6773 | 4036.2821 | 0.00054627 | 22833.5064 | 12937.973 | 111.9507 | 216.4218 | 6122.9595 | 328.3725 | 5794.587 | -7143.386 | FALSE
| 60784338 | HTN032 | HTN | 22KV | 33.53 | 16 | 38280.733 | 5.882% | Three phase | 97.13 | 0.00031385 | 0.00034214 | 0.00037311 | 0.00040699 | 0.00044409 | 0.00048472 | 0.0005292 | 0.00057793 | 0.0006313 | 0.00068978 | 0.00075386 | 0.00082409 | 0.00090106 | 0.00098544 | 0.001078 | 0.0010989 | 0.0010989 | 0.0010989 | 0.0010989 | 0.0010989 | 0.37276 | 0.371 | 0.37094 | 0.37153 | 0.36935 | 0.36776 | 0.37076 | 0.37229 | 0.36971 | 0.36971 | 0.36971 | 0.36971 | 0.36971 | 0.36971 | 0.36971 | 0.36971 | 0.36971 | 0.36971 | 0.36971 | 0.36971 | 140.3695 | 38.7287 | 3.5889e-05 | 3256.7689 | 1845.3578 | 7.355 | 2.028 | 179.0982 | 9.383 | 169.7151 | -1675.6426 | FALSE
| 60784364 | HTN032 | HTN | 22KV | 245.48 | 16 | 38280.733 | 5.882% | Three phase | 97.13 | 0.0022973 | 0.0024768 | 0.002671 | 0.0028811 | 0.0031085 | 0.0033546 | 0.0036209 | 0.0039092 | 0.0042213 | 0.0045592 | 0.0049252 | 0.0053215 | 0.0057507 | 0.0062156 | 0.0067194 | 0.0072651 | 0.0078564 | 0.0080455 | 0.0080455 | 0.0080455 | 0.37276 | 0.371 | 0.37094 | 0.37153 | 0.36935 | 0.36776 | 0.37076 | 0.37229 | 0.36971 | 0.36971 | 0.36971 | 0.36971 | 0.36971 | 0.36971 | 0.36971 | 0.36971 | 0.36971 | 0.36971 | 0.36971 | 0.36971 | 958.2095 | 1935.4833 | 0.00026275 | 23843.4724 | 13510.2422 | 53.8476 | 108.7019 | 2893.6927 | 162.5496 | 2731.1432 | -10779.0991 | FALSE
| 60784390 | HTN032 | HTN | 22KV | 3840.12 | 16 | 38280.733 | 5.882% | Single phase | 44.74 | 0.028718 | 0.030842 | 0.033131 | 0.035598 | 0.038257 | 0.041124 | 0.044216 | 0.04755 | 0.051147 | 0.055026 | 0.059212 | 0.063727 | 0.0686 | 0.073859 | 0.079534 | 0.085661 | 0.092274 | 0.099414 | 0.10712 | 0.11545 | 0.37276 | 0.371 | 0.37094 | 0.37153 | 0.36935 | 0.36776 | 0.37076 | 0.37229 | 0.36971 | 0.36971 | 0.36971 | 0.36971 | 0.36971 | 0.36971 | 0.36971 | 0.36971 | 0.36971 | 0.36971 | 0.36971 | 0.36971 | 11792.2475 | 171630.7879 | 0.0041103 | 171806.9688 | 97349.6529 | 842.3549 | 12252.8548 | 183423.0355 | 13095.2097 | 170327.8258 | 72978.1729 | TRUE
| 60784405 | HTN032 | HTN | 22KV | 994.37 | 16 | 38280.733 | 5.882% | Single phase | 44.74 | 0.009363 | 0.010238 | 0.011198 | 0.012253 | 0.01341 | 0.014682 | 0.01608 | 0.017615 | 0.019302 | 0.021157 | 0.023195 | 0.025437 | 0.027901 | 0.030612 | 0.03259 | 0.03259 | 0.03259 | 0.03259 | 0.03259 | 0.03259 | 0.37276 | 0.371 | 0.37094 | 0.37153 | 0.36935 | 0.36776 | 0.37076 | 0.37229 | 0.36971 | 0.36971 | 0.36971 | 0.36971 | 0.36971 | 0.36971 | 0.36971 | 0.36971 | 0.36971 | 0.36971 | 0.36971 | 0.36971 | 4244.5742 | 15997.523 | 0.0010643 | 44488.1138 | 25207.9556 | 218.1214 | 821.5684 | 20242.0972 | 1039.6898 | 19202.4074 | -6005.5482 | FALSE
| 60784408 | HTN032 | HTN | 22KV | 8541.14 | 16 | 38280.733 | 5.882% | Single phase | 44.74 | 0.080424 | 0.087938 | 0.096186 | 0.10524 | 0.11519 | 0.12611 | 0.13812 | 0.1513 | 0.1658 | 0.18172 | 0.19924 | 0.21849 | 0.23966 | 0.26294 | 0.27993 | 0.27993 | 0.27993 | 0.27993 | 0.27993 | 0.27993 | 0.37276 | 0.371 | 0.37094 | 0.37153 | 0.36935 | 0.36776 | 0.37076 | 0.37229 | 0.36971 | 0.36971 | 0.36971 | 0.36971 | 0.36971 | 0.36971 | 0.36971 | 0.36971 | 0.36971 | 0.36971 | 0.36971 | 0.36971 | 36458.7655 | 1180289.1008 | 0.0091422 | 382130.6036 | 216523.7062 | 1873.5537 | 60614.8974 | 1216747.8663 | 62488.4512 | 1154259.4151 | 937735.7089 | TRUE
| 60784452 | HTN032 | HTN | 22KV | 1878.38 | 16 | 38280.733 | 5.882% | Three phase | 97.13 | 0.017657 | 0.019081 | 0.020624 | 0.022297 | 0.024112 | 0.026081 | 0.028218 | 0.030536 | 0.033051 | 0.035781 | 0.038745 | 0.041963 | 0.045456 | 0.049249 | 0.053368 | 0.057842 | 0.061563 | 0.061563 | 0.061563 | 0.061563 | 0.37276 | 0.371 | 0.37094 | 0.37153 | 0.36935 | 0.36776 | 0.37076 | 0.37229 | 0.36971 | 0.36971 | 0.36971 | 0.36971 | 0.36971 | 0.36971 | 0.36971 | 0.36971 | 0.36971 | 0.36971 | 0.36971 | 0.36971 | 7476.7452 | 115561.2022 | 0.0020106 | 182447.0494 | 103378.5594 | 412.0347 | 6364.6132 | 123037.9473 | 6776.6479 | 116261.2995 | 12882.74 | TRUE
| 60784491 | HTN032 | HTN | 22KV | 120.03 | 16 | 38280.733 | 5.882% | Three phase | 97.13 | 0.0011283 | 0.0012193 | 0.0013179 | 0.0014248 | 0.0015408 | 0.0016666 | 0.0018031 | 0.0019513 | 0.002112 | 0.0022865 | 0.0024758 | 0.0026814 | 0.0029047 | 0.0031471 | 0.0034103 | 0.0036962 | 0.003934 | 0.003934 | 0.003934 | 0.003934 | 0.37276 | 0.371 | 0.37094 | 0.37153 | 0.36935 | 0.36776 | 0.37076 | 0.37229 | 0.36971 | 0.36971 | 0.36971 | 0.36971 | 0.36971 | 0.36971 | 0.36971 | 0.36971 | 0.36971 | 0.36971 | 0.36971 | 0.36971 | 477.7701 | 471.8726 | 0.00012848 | 11658.5139 | 6605.9735 | 26.3293 | 25.9887 | 949.6426 | 52.3181 | 897.3246 | -5708.6489 | FALSE
| 60784514 | HTN032 | HTN | 22KV | 1258.17 | 16 | 38280.733 | 5.882% | Single phase | 44.74 | 0.011428 | 0.012489 | 0.013653 | 0.01493 | 0.016333 | 0.017872 | 0.019562 | 0.021418 | 0.023457 | 0.025697 | 0.028159 | 0.030863 | 0.033836 | 0.037104 | 0.040696 | 0.041236 | 0.041236 | 0.041236 | 0.041236 | 0.041236 | 0.37276 | 0.371 | 0.37094 | 0.37153 | 0.36935 | 0.36776 | 0.37076 | 0.37229 | 0.36971 | 0.36971 | 0.36971 | 0.36971 | 0.36971 | 0.36971 | 0.36971 | 0.36971 | 0.36971 | 0.36971 | 0.36971 | 0.36971 | 5232.0402 | 24950.8441 | 0.0013467 | 56290.5258 | 31895.4649 | 275.9876 | 1315.3046 | 30182.8844 | 1591.2923 | 28591.5921 | -3303.8728 | FALSE
| 60784515 | HTN032 | HTN | 22KV | 1094.95 | 16 | 38280.733 | 5.882% | Three phase | 97.13 | 0.010293 | 0.011122 | 0.012022 | 0.012998 | 0.014056 | 0.015203 | 0.016449 | 0.0178 | 0.019266 | 0.020858 | 0.022585 | 0.024461 | 0.026497 | 0.028708 | 0.03111 | 0.033718 | 0.035887 | 0.035887 | 0.035887 | 0.035887 | 0.37276 | 0.371 | 0.37094 | 0.37153 | 0.36935 | 0.36776 | 0.37076 | 0.37229 | 0.36971 | 0.36971 | 0.36971 | 0.36971 | 0.36971 | 0.36971 | 0.36971 | 0.36971 | 0.36971 | 0.36971 | 0.36971 | 0.36971 | 4358.3631 | 39267.5419 | 0.001172 | 106352.4935 | 60261.6902 | 240.1843 | 2162.687 | 43625.905 | 2402.8713 | 41223.0337 | -19038.6565 | FALSE
| 60784581 | HTN011 | HTN | 22KV | 2835.21 | 11 | 38280.733 | 8.333% | Single phase | 44.74 | 0.035279 | 0.038051 | 0.041049 | 0.044292 | 0.047801 | 0.051599 | 0.055709 | 0.060158 | 0.064974 | 0.070187 | 0.075832 | 0.081944 | 0.088564 | 0.092923 | 0.092923 | 0.092923 | 0.092923 | 0.092923 | 0.092923 | 0.092923 | 0.10667 | 0.10833 | 0.11 | 0.11083 | 0.11142 | 0.11283 | 0.11508 | 0.117 | 0.11667 | 0.11667 | 0.11667 | 0.11667 | 0.11667 | 0.11667 | 0.11667 | 0.11667 | 0.11667 | 0.11667 | 0.11667 | 0.11667 | 4213.2171 | 145635.9748 | 0.0030347 | 126847.2954 | 71874.5012 | 191.586 | 6679.1033 | 149849.1918 | 6870.6893 | 142978.5026 | 71104.0014 | TRUE
| 60784583 | HTN011 | HTN | 22KV | 1466.17 | 11 | 38280.733 | 8.333% | Single phase | 44.74 | 0.018244 | 0.019677 | 0.021227 | 0.022905 | 0.02472 | 0.026683 | 0.028809 | 0.031109 | 0.0336 | 0.036296 | 0.039215 | 0.042376 | 0.045799 | 0.048053 | 0.048053 | 0.048053 | 0.048053 | 0.048053 | 0.048053 | 0.048053 | 0.10667 | 0.10833 | 0.11 | 0.11083 | 0.11142 | 0.11283 | 0.11508 | 0.117 | 0.11667 | 0.11667 | 0.11667 | 0.11667 | 0.11667 | 0.11667 | 0.11667 | 0.11667 | 0.11667 | 0.11667 | 0.11667 | 0.11667 | 2178.7778 | 38946.3588 | 0.0015693 | 65596.4458 | 37168.4064 | 99.0747 | 1786.1435 | 41125.1366 | 1885.2182 | 39239.9183 | 2071.512 | TRUE
| 60784586 | HTN011 | HTN | 22KV | 1097.51 | 11 | 38280.733 | 8.333% | Single phase | 44.74 | 0.013657 | 0.014729 | 0.01589 | 0.017145 | 0.018504 | 0.019974 | 0.021565 | 0.023287 | 0.025151 | 0.027169 | 0.029355 | 0.031721 | 0.034283 | 0.035971 | 0.035971 | 0.035971 | 0.035971 | 0.035971 | 0.035971 | 0.035971 | 0.10667 | 0.10833 | 0.11 | 0.11083 | 0.11142 | 0.11283 | 0.11508 | 0.117 | 0.11667 | 0.11667 | 0.11667 | 0.11667 | 0.11667 | 0.11667 | 0.11667 | 0.11667 | 0.11667 | 0.11667 | 0.11667 | 0.11667 | 1630.9366 | 21823.0363 | 0.0011747 | 49102.5974 | 27822.6247 | 74.163 | 1000.84 | 23453.9729 | 1075.003 | 22378.97 | -5443.6548 | FALSE
| 60784590 | HTN011 | HTN | 22KV | 589.69 | 11 | 38280.733 | 8.333% | Single phase | 44.74 | 0.0073377 | 0.0079141 | 0.0085376 | 0.0092122 | 0.0099421 | 0.010732 | 0.011587 | 0.012512 | 0.013514 | 0.014598 | 0.015772 | 0.017043 | 0.01842 | 0.019327 | 0.019327 | 0.019327 | 0.019327 | 0.019327 | 0.019327 | 0.019327 | 0.10667 | 0.10833 | 0.11 | 0.11083 | 0.11142 | 0.11283 | 0.11508 | 0.117 | 0.11667 | 0.11667 | 0.11667 | 0.11667 | 0.11667 | 0.11667 | 0.11667 | 0.11667 | 0.11667 | 0.11667 | 0.11667 | 0.11667 | 876.2991 | 6300.0751 | 0.00063118 | 26382.7306 | 14949.0424 | 39.8476 | 288.9317 | 7176.3742 | 328.7793 | 6847.5949 | -8101.4475 | FALSE
| 60784591 | HTN011 | HTN | 22KV | 503.22 | 11 | 38280.733 | 8.333% | Single phase | 44.74 | 0.0062362 | 0.0067123 | 0.0072261 | 0.0077809 | 0.0083799 | 0.0090267 | 0.0097251 | 0.01048 | 0.011294 | 0.012175 | 0.013126 | 0.014153 | 0.015264 | 0.016463 | 0.016493 | 0.016493 | 0.016493 | 0.016493 | 0.016493 | 0.016493 | 0.10667 | 0.10833 | 0.11 | 0.11083 | 0.11142 | 0.11283 | 0.11508 | 0.117 | 0.11667 | 0.11667 | 0.11667 | 0.11667 | 0.11667 | 0.11667 | 0.11667 | 0.11667 | 0.11667 | 0.11667 | 0.11667 | 0.11667 | 739.57 | 4537.548 | 0.00053863 | 22514.0628 | 12756.9691 | 34.0045 | 210.4086 | 5277.118 | 244.4131 | 5032.7049 | -7724.2642 | FALSE
| 60784593 | HTN011 | HTN | 22KV | 4737.46 | 11 | 38280.733 | 8.333% | Single phase | 44.74 | 0.058949 | 0.06358 | 0.06859 | 0.074009 | 0.079873 | 0.086219 | 0.093087 | 0.10052 | 0.10857 | 0.11728 | 0.12671 | 0.13692 | 0.14798 | 0.15527 | 0.15527 | 0.15527 | 0.15527 | 0.15527 | 0.15527 | 0.15527 | 0.10667 | 0.10833 | 0.11 | 0.11083 | 0.11142 | 0.11283 | 0.11508 | 0.117 | 0.11667 | 0.11667 | 0.11667 | 0.11667 | 0.11667 | 0.11667 | 0.11667 | 0.11667 | 0.11667 | 0.11667 | 0.11667 | 0.11667 | 7040.0243 | 406620.5422 | 0.0050708 | 211953.9604 | 120097.832 | 320.1283 | 18648.281 | 413660.5666 | 18968.4094 | 394692.1572 | 274594.3251 | TRUE
| 60784618 | HTN032 | HTN | 22KV | 150.45 | 16 | 38280.733 | 5.882% | Single phase | 44.74 | 0.0014083 | 0.0015352 | 0.0016741 | 0.0018262 | 0.0019927 | 0.0021749 | 0.0023745 | 0.0025932 | 0.0028327 | 0.0030951 | 0.0033826 | 0.0036977 | 0.0040431 | 0.0044217 | 0.0048368 | 0.004931 | 0.004931 | 0.004931 | 0.004931 | 0.004931 | 0.37276 | 0.371 | 0.37094 | 0.37153 | 0.36935 | 0.36776 | 0.37076 | 0.37229 | 0.36971 | 0.36971 | 0.36971 | 0.36971 | 0.36971 | 0.36971 | 0.36971 | 0.36971 | 0.36971 | 0.36971 | 0.36971 | 0.36971 | 629.8416 | 359.1639 | 0.00016104 | 6731.133 | 3814.0098 | 33.0022 | 18.8075 | 989.0055 | 51.8097 | 937.1958 | -2876.814 | FALSE
| 60784658 | HTN011 | HTN | 22KV | 254.37 | 11 | 38280.733 | 8.333% | Single phase | 44.74 | 0.0031621 | 0.003414 | 0.0036868 | 0.0039823 | 0.0043024 | 0.0046491 | 0.0050247 | 0.0054318 | 0.0058729 | 0.006351 | 0.0068692 | 0.0074309 | 0.0080399 | 0.0083369 | 0.0083369 | 0.0083369 | 0.0083369 | 0.0083369 | 0.0083369 | 0.0083369 | 0.10667 | 0.10833 | 0.11 | 0.11083 | 0.11142 | 0.11283 | 0.11508 | 0.117 | 0.11667 | 0.11667 | 0.11667 | 0.11667 | 0.11667 | 0.11667 | 0.11667 | 0.11667 | 0.11667 | 0.11667 | 0.11667 | 0.11667 | 379.4063 | 1176.5913 | 0.00027227 | 11380.5138 | 6448.4524 | 17.1888 | 53.7625 | 1555.9975 | 70.9513 | 1485.0463 | -4963.4062 | FALSE
| 60784703 | HTN032 | HTN | 22KV | 255.18 | 16 | 38280.733 | 5.882% | Three phase | 97.13 | 0.0023955 | 0.0026154 | 0.0028563 | 0.0031204 | 0.00341 | 0.0037275 | 0.0040758 | 0.0044579 | 0.0048771 | 0.0053371 | 0.005842 | 0.0063962 | 0.0070046 | 0.0076726 | 0.0083635 | 0.0083635 | 0.0083635 | 0.0083635 | 0.0083635 | 0.0083635 | 0.37276 | 0.371 | 0.37094 | 0.37153 | 0.36935 | 0.36776 | 0.37076 | 0.37229 | 0.36971 | 0.36971 | 0.36971 | 0.36971 | 0.36971 | 0.36971 | 0.36971 | 0.36971 | 0.36971 | 0.36971 | 0.36971 | 0.36971 | 1079.2063 | 2266.0973 | 0.00027314 | 24785.6334 | 14044.0916 | 55.9754 | 117.4623 | 3345.3035 | 173.4376 | 3171.8659 | -10872.2257 | FALSE
| 60784743 | HTN032 | HTN | 22KV | 2260.99 | 16 | 38280.733 | 5.882% | Single phase | 44.74 | 0.020537 | 0.022443 | 0.024535 | 0.026831 | 0.02935 | 0.032117 | 0.035154 | 0.03849 | 0.042154 | 0.046179 | 0.050602 | 0.055463 | 0.060805 | 0.066677 | 0.073133 | 0.074103 | 0.074103 | 0.074103 | 0.074103 | 0.074103 | 0.37276 | 0.371 | 0.37094 | 0.37153 | 0.36935 | 0.36776 | 0.37076 | 0.37229 | 0.36971 | 0.36971 | 0.36971 | 0.36971 | 0.36971 | 0.36971 | 0.36971 | 0.36971 | 0.36971 | 0.36971 | 0.36971 | 0.36971 | 9402.2196 | 80575.6607 | 0.0024201 | 101156.6926 | 57317.6338 | 495.9626 | 4247.6133 | 89977.8803 | 4743.576 | 85234.3043 | 27916.6705 | TRUE
| 60784753 | HTN032 | HTN | 22KV | 208.91 | 16 | 38280.733 | 5.882% | Three phase | 97.13 | 0.001941 | 0.0021251 | 0.0023276 | 0.0025502 | 0.002795 | 0.0030643 | 0.0033606 | 0.0036866 | 0.0040453 | 0.0044403 | 0.004875 | 0.0053537 | 0.0058809 | 0.0064616 | 0.006847 | 0.006847 | 0.006847 | 0.006847 | 0.006847 | 0.006847 | 0.37276 | 0.371 | 0.37094 | 0.37153 | 0.36935 | 0.36776 | 0.37076 | 0.37229 | 0.36971 | 0.36971 | 0.36971 | 0.36971 | 0.36971 | 0.36971 | 0.36971 | 0.36971 | 0.36971 | 0.36971 | 0.36971 | 0.36971 | 889.9487 | 1529.8711 | 0.00022361 | 20291.4283 | 11497.575 | 45.8257 | 78.727 | 2419.8197 | 124.5527 | 2295.267 | -9202.308 | FALSE
| 60784780 | HTN034 | HTN | 22KV | 2766.03 | 50 | 38280.733 | 1.961% | Single phase | 44.74 | 0.025967 | 0.028349 | 0.030961 | 0.033823 | 0.036962 | 0.040404 | 0.04418 | 0.048322 | 0.052866 | 0.057852 | 0.063325 | 0.069332 | 0.075927 | 0.083168 | 0.090656 | 0.090656 | 0.090656 | 0.090656 | 0.090656 | 0.090656 | 0.061647 | 0.062098 | 0.062686 | 0.063078 | 0.062686 | 0.06249 | 0.063078 | 0.063922 | 0.063529 | 0.063529 | 0.063529 | 0.063529 | 0.063529 | 0.063529 | 0.063529 | 0.063529 | 0.063529 | 0.063529 | 0.063529 | 0.063529 | 2001.3067 | 122642.6839 | 0.0029607 | 123752.1822 | 70120.7411 | 103.425 | 6357.1355 | 124643.9906 | 6460.5604 | 118183.4302 | 48062.689 | TRUE
| 60784782 | HTN034 | HTN | 22KV | 631.44 | 50 | 38280.733 | 1.961% | Single phase | 44.74 | 0.0033532 | 0.0036292 | 0.0039293 | 0.0042557 | 0.0046107 | 0.0049969 | 0.0054172 | 0.0058746 | 0.0063724 | 0.0069145 | 0.0075047 | 0.0081475 | 0.0088476 | 0.0096103 | 0.010441 | 0.011347 | 0.012334 | 0.013409 | 0.014582 | 0.01586 | 0.061647 | 0.062098 | 0.062686 | 0.063078 | 0.062686 | 0.06249 | 0.063078 | 0.063922 | 0.063529 | 0.063529 | 0.063529 | 0.063529 | 0.063529 | 0.063529 | 0.063529 | 0.063529 | 0.063529 | 0.063529 | 0.063529 | 0.063529 | 258.071 | 3610.0749 | 0.00067587 | 28250.6256 | 16007.4333 | 23.6103 | 331.2927 | 3868.1459 | 354.903 | 3513.2429 | -12494.1904 | FALSE
| 60784787 | HTN034 | HTN | 22KV | 2949.35 | 50 | 38280.733 | 1.961% | Single phase | 44.74 | 0.026873 | 0.029413 | 0.032206 | 0.035275 | 0.03865 | 0.042361 | 0.046443 | 0.050933 | 0.055874 | 0.06131 | 0.067294 | 0.07388 | 0.081132 | 0.089116 | 0.096664 | 0.096664 | 0.096664 | 0.096664 | 0.096664 | 0.096664 | 0.061647 | 0.062098 | 0.062686 | 0.063078 | 0.062686 | 0.06249 | 0.063078 | 0.063922 | 0.063529 | 0.063529 | 0.063529 | 0.063529 | 0.063529 | 0.063529 | 0.063529 | 0.063529 | 0.063529 | 0.063529 | 0.063529 | 0.063529 | 2120.2747 | 138535.8352 | 0.0031569 | 131953.919 | 74768.0278 | 110.2795 | 7227.7034 | 140656.1099 | 7337.9829 | 133318.127 | 58550.0992 | TRUE
| 60784790 | HTN034 | HTN | 22KV | 242.24 | 50 | 38280.733 | 1.961% | Three phase | 97.13 | 0.0012068 | 0.001297 | 0.0013944 | 0.0014996 | 0.0016131 | 0.0017357 | 0.0018682 | 0.0020113 | 0.0021659 | 0.002333 | 0.0025136 | 0.0027088 | 0.0029198 | 0.0031479 | 0.0033947 | 0.0036615 | 0.0039501 | 0.0042623 | 0.0046001 | 0.0049656 | 0.061647 | 0.062098 | 0.062686 | 0.063078 | 0.062686 | 0.06249 | 0.063078 | 0.063922 | 0.063529 | 0.063529 | 0.063529 | 0.063529 | 0.063529 | 0.063529 | 0.063529 | 0.063529 | 0.063529 | 0.063529 | 0.063529 | 0.063529 | 85.774 | 999.5517 | 0.00025929 | 23528.7712 | 13331.9255 | 9.0576 | 105.8515 | 1085.3257 | 114.9091 | 970.4166 | -12361.5089 | FALSE
| 60784798 | HTN034 | HTN | 22KV | 334.22 | 50 | 38280.733 | 1.961% | Single phase | 44.74 | 0.0016534 | 0.0017749 | 0.0019059 | 0.0020472 | 0.0021995 | 0.0023638 | 0.0025411 | 0.0027324 | 0.0029388 | 0.0031615 | 0.0034019 | 0.0036615 | 0.0039418 | 0.0042444 | 0.0045712 | 0.0049242 | 0.0053055 | 0.0057174 | 0.0061625 | 0.0066435 | 0.061647 | 0.062098 | 0.062686 | 0.063078 | 0.062686 | 0.06249 | 0.063078 | 0.063922 | 0.063529 | 0.063529 | 0.063529 | 0.063529 | 0.063529 | 0.063529 | 0.063529 | 0.063529 | 0.063529 | 0.063529 | 0.063529 | 0.063529 | 115.9563 | 858.7979 | 0.00035774 | 14953.0028 | 8472.7042 | 12.4969 | 92.8138 | 974.7542 | 105.3107 | 869.4436 | -7603.2607 | FALSE
| 60784799 | HTN034 | HTN | 22KV | 623.7 | 50 | 38280.733 | 1.961% | Single phase | 44.74 | 0.0033121 | 0.0035847 | 0.0038811 | 0.0042035 | 0.0045542 | 0.0049357 | 0.0053508 | 0.0058026 | 0.0062943 | 0.0068297 | 0.0074127 | 0.0080476 | 0.0087392 | 0.0094925 | 0.010313 | 0.011208 | 0.012182 | 0.013245 | 0.014403 | 0.015666 | 0.061647 | 0.062098 | 0.062686 | 0.063078 | 0.062686 | 0.06249 | 0.063078 | 0.063922 | 0.063529 | 0.063529 | 0.063529 | 0.063529 | 0.063529 | 0.063529 | 0.063529 | 0.063529 | 0.063529 | 0.063529 | 0.063529 | 0.063529 | 254.9076 | 3522.1149 | 0.00066759 | 27904.338 | 15811.2191 | 23.3208 | 323.2207 | 3777.0225 | 346.5416 | 3430.481 | -12380.7381 | FALSE
| 60784800 | HTN034 | HTN | 22KV | 313.37 | 50 | 38280.733 | 1.961% | Single phase | 44.74 | 0.0029418 | 0.0032117 | 0.0035076 | 0.0038319 | 0.0041875 | 0.0045775 | 0.0050052 | 0.0054745 | 0.0059893 | 0.0065542 | 0.0071742 | 0.0078548 | 0.0086019 | 0.0094223 | 0.010271 | 0.010271 | 0.010271 | 0.010271 | 0.010271 | 0.010271 | 0.061647 | 0.062098 | 0.062686 | 0.063078 | 0.062686 | 0.06249 | 0.063078 | 0.063922 | 0.063529 | 0.063529 | 0.063529 | 0.063529 | 0.063529 | 0.063529 | 0.063529 | 0.063529 | 0.063529 | 0.063529 | 0.063529 | 0.063529 | 226.7327 | 1574.1377 | 0.00033542 | 14020.1738 | 7944.1426 | 11.7173 | 81.5948 | 1800.8704 | 93.3121 | 1707.5583 | -6236.5843 | FALSE
| 60784805 | HTN034 | HTN | 22KV | 200.83 | 50 | 38280.733 | 1.961% | Single phase | 44.74 | 0.0010203 | 0.0010969 | 0.0011796 | 0.0012689 | 0.0013654 | 0.0014696 | 0.0015822 | 0.0017039 | 0.0018354 | 0.0019775 | 0.0021312 | 0.0022973 | 0.002477 | 0.0026713 | 0.0028814 | 0.0031088 | 0.0033547 | 0.0036209 | 0.0039089 | 0.0042206 | 0.061647 | 0.062098 | 0.062686 | 0.063078 | 0.062686 | 0.06249 | 0.063078 | 0.063922 | 0.063529 | 0.063529 | 0.063529 | 0.063529 | 0.063529 | 0.063529 | 0.063529 | 0.063529 | 0.063529 | 0.063529 | 0.063529 | 0.063529 | 72.7417 | 323.709 | 0.00021496 | 8985.1342 | 5091.177 | 7.5093 | 33.5123 | 396.4507 | 41.0216 | 355.4291 | -4735.748 | FALSE
| 60784808 | HTN034 | HTN | 22KV | 937.48 | 50 | 38280.733 | 1.961% | Three phase | 97.13 | 0.0071253 | 0.0078013 | 0.0085448 | 0.0093625 | 0.010262 | 0.011252 | 0.012342 | 0.013542 | 0.014863 | 0.016318 | 0.01792 | 0.019686 | 0.021631 | 0.023775 | 0.026137 | 0.028742 | 0.030726 | 0.030726 | 0.030726 | 0.030726 | 0.061647 | 0.062098 | 0.062686 | 0.063078 | 0.062686 | 0.06249 | 0.063078 | 0.063922 | 0.063529 | 0.063529 | 0.063529 | 0.063529 | 0.063529 | 0.063529 | 0.063529 | 0.063529 | 0.063529 | 0.063529 | 0.063529 | 0.063529 | 595.2051 | 26831.5965 | 0.0010034 | 91057.4324 | 51595.1681 | 35.0534 | 1585.3645 | 27426.8016 | 1620.4179 | 25806.3837 | -25788.7845 | FALSE
| 60784809 | HTN034 | HTN | 22KV | 481.9 | 50 | 38280.733 | 1.961% | Three phase | 97.13 | 0.0024007 | 0.0025802 | 0.002774 | 0.0029831 | 0.003209 | 0.003453 | 0.0037165 | 0.0040012 | 0.0043087 | 0.0046411 | 0.0050004 | 0.0053887 | 0.0058085 | 0.0062624 | 0.0067532 | 0.007284 | 0.0078582 | 0.0084792 | 0.0091512 | 0.0098782 | 0.061647 | 0.062098 | 0.062686 | 0.063078 | 0.062686 | 0.06249 | 0.063078 | 0.063922 | 0.063529 | 0.063529 | 0.063529 | 0.063529 | 0.063529 | 0.063529 | 0.063529 | 0.063529 | 0.063529 | 0.063529 | 0.063529 | 0.063529 | 170.6344 | 3955.7369 | 0.00051581 | 46806.947 | 26521.8581 | 18.0188 | 418.9083 | 4126.3713 | 436.9271 | 3689.4442 | -22832.4138 | FALSE
| 60784814 | HTN032 | HTN | 22KV | 3889.3 | 16 | 38280.733 | 5.882% | Three phase | 97.13 | 0.044939 | 0.04881 | 0.053029 | 0.057627 | 0.062639 | 0.068104 | 0.074063 | 0.080561 | 0.087649 | 0.09538 | 0.10381 | 0.11302 | 0.12306 | 0.12747 | 0.12747 | 0.12747 | 0.12747 | 0.12747 | 0.12747 | 0.12747 | 0.37276 | 0.371 | 0.37094 | 0.37153 | 0.36935 | 0.36776 | 0.37076 | 0.37229 | 0.36971 | 0.36971 | 0.36971 | 0.36971 | 0.36971 | 0.36971 | 0.36971 | 0.36971 | 0.36971 | 0.36971 | 0.36971 | 0.36971 | 18294.7195 | 585452.5697 | 0.004163 | 377767.709 | 214051.593 | 853.1429 | 27286.5099 | 603747.2891 | 28139.6527 | 575607.6364 | 361556.0434 | TRUE
| 60784847 | HTN032 | HTN | 22KV | 680.02 | 16 | 38280.733 | 5.882% | Single phase | 44.74 | 0.0046797 | 0.0050254 | 0.005398 | 0.0057996 | 0.0062326 | 0.0066995 | 0.007203 | 0.007746 | 0.0083318 | 0.0089637 | 0.0096455 | 0.010381 | 0.011175 | 0.012032 | 0.012957 | 0.013956 | 0.015034 | 0.016198 | 0.017455 | 0.018813 | 0.37276 | 0.371 | 0.37094 | 0.37153 | 0.36935 | 0.36776 | 0.37076 | 0.37229 | 0.36971 | 0.36971 | 0.36971 | 0.36971 | 0.36971 | 0.36971 | 0.36971 | 0.36971 | 0.36971 | 0.36971 | 0.36971 | 0.36971 | 1921.1955 | 4951.6169 | 0.00072787 | 30424.0948 | 17238.9694 | 149.1667 | 384.2298 | 6872.8124 | 533.3966 | 6339.4158 | -10899.5535 | FALSE
| 60784885 | HTN032 | HTN | 22KV | 467.19 | 16 | 38280.733 | 5.882% | Single phase | 44.74 | 0.0053125 | 0.0057356 | 0.0061938 | 0.0066901 | 0.0072278 | 0.0078103 | 0.0084415 | 0.0091256 | 0.0098669 | 0.010671 | 0.011542 | 0.012486 | 0.01351 | 0.014621 | 0.015312 | 0.015312 | 0.015312 | 0.015312 | 0.015312 | 0.015312 | 0.37276 | 0.371 | 0.37094 | 0.37153 | 0.36935 | 0.36776 | 0.37076 | 0.37229 | 0.36971 | 0.36971 | 0.36971 | 0.36971 | 0.36971 | 0.36971 | 0.36971 | 0.36971 | 0.36971 | 0.36971 | 0.36971 | 0.36971 | 2117.8827 | 3750.0016 | 0.00050006 | 20902.0806 | 11843.5841 | 102.4811 | 181.3572 | 5867.8843 | 283.8383 | 5584.046 | -6259.5381 | FALSE
| 60784900 | HTN032 | HTN | 22KV | 835.51 | 16 | 38280.733 | 5.882% | Single phase | 44.74 | 0.0057497 | 0.0061745 | 0.0066322 | 0.0071257 | 0.0076577 | 0.0082313 | 0.00885 | 0.0095172 | 0.010237 | 0.011013 | 0.011851 | 0.012755 | 0.013731 | 0.014783 | 0.01592 | 0.017147 | 0.018472 | 0.019902 | 0.021447 | 0.023115 | 0.37276 | 0.371 | 0.37094 | 0.37153 | 0.36935 | 0.36776 | 0.37076 | 0.37229 | 0.36971 | 0.36971 | 0.36971 | 0.36971 | 0.36971 | 0.36971 | 0.36971 | 0.36971 | 0.36971 | 0.36971 | 0.36971 | 0.36971 | 2360.4865 | 7474.9273 | 0.0008943 | 37380.7174 | 21180.7466 | 183.2745 | 580.0307 | 9835.4138 | 763.3052 | 9072.1086 | -12108.638 | FALSE
| 60784925 | HTN032 | HTN | 22KV | 259.18 | 16 | 38280.733 | 5.882% | Three phase | 97.13 | 0.0024421 | 0.0026421 | 0.0028591 | 0.0030948 | 0.0033508 | 0.0036289 | 0.0039309 | 0.004259 | 0.0046155 | 0.005003 | 0.0054241 | 0.0058818 | 0.0063795 | 0.0069205 | 0.0075088 | 0.0081486 | 0.0084946 | 0.0084946 | 0.0084946 | 0.0084946 | 0.37276 | 0.371 | 0.37094 | 0.37153 | 0.36935 | 0.36776 | 0.37076 | 0.37229 | 0.36971 | 0.36971 | 0.36971 | 0.36971 | 0.36971 | 0.36971 | 0.36971 | 0.36971 | 0.36971 | 0.36971 | 0.36971 | 0.36971 | 1041.4612 | 2221.0685 | 0.00027742 | 25174.1534 | 14264.2357 | 56.8528 | 121.1736 | 3262.5298 | 178.0264 | 3084.5034 | -11179.7323 | FALSE
| 60784927 | HTN032 | HTN | 22KV | 3408.92 | 16 | 38280.733 | 5.882% | Single phase | 44.74 | 0.023459 | 0.025192 | 0.02706 | 0.029073 | 0.031244 | 0.033584 | 0.036108 | 0.03883 | 0.041767 | 0.044935 | 0.048353 | 0.052041 | 0.056021 | 0.060317 | 0.064954 | 0.06996 | 0.075365 | 0.081201 | 0.087503 | 0.094309 | 0.37276 | 0.371 | 0.37094 | 0.37153 | 0.36935 | 0.36776 | 0.37076 | 0.37229 | 0.36971 | 0.36971 | 0.36971 | 0.36971 | 0.36971 | 0.36971 | 0.36971 | 0.36971 | 0.36971 | 0.36971 | 0.36971 | 0.36971 | 9630.8957 | 124433.4908 | 0.0036488 | 152515.0808 | 86418.4397 | 747.7684 | 9655.6455 | 134064.3865 | 10403.4139 | 123660.9726 | 37242.5328 | TRUE
| 60784929 | HTN032 | HTN | 22KV | 506.93 | 16 | 38280.733 | 5.882% | Three phase | 97.13 | 0.0047187 | 0.0051297 | 0.0055781 | 0.0060674 | 0.0066016 | 0.0071847 | 0.0078214 | 0.0085167 | 0.009276 | 0.010106 | 0.011012 | 0.012002 | 0.013084 | 0.014267 | 0.015559 | 0.016615 | 0.016615 | 0.016615 | 0.016615 | 0.016615 | 0.37276 | 0.371 | 0.37094 | 0.37153 | 0.36935 | 0.36776 | 0.37076 | 0.37229 | 0.36971 | 0.36971 | 0.36971 | 0.36971 | 0.36971 | 0.36971 | 0.36971 | 0.36971 | 0.36971 | 0.36971 | 0.36971 | 0.36971 | 2080.6345 | 8678.9703 | 0.0005426 | 49238.1109 | 27899.4097 | 111.1983 | 463.5548 | 10759.6048 | 574.7531 | 10184.8516 | -17714.558 | FALSE
| 60784936 | HTN032 | HTN | 22KV | 469.32 | 16 | 38280.733 | 5.882% | Single phase | 44.74 | 0.0052417 | 0.0056349 | 0.006059 | 0.0065162 | 0.0070093 | 0.0075412 | 0.0081149 | 0.0087339 | 0.0094018 | 0.010122 | 0.0109 | 0.011739 | 0.012645 | 0.013623 | 0.014679 | 0.015382 | 0.015382 | 0.015382 | 0.015382 | 0.015382 | 0.37276 | 0.371 | 0.37094 | 0.37153 | 0.36935 | 0.36776 | 0.37076 | 0.37229 | 0.36971 | 0.36971 | 0.36971 | 0.36971 | 0.36971 | 0.36971 | 0.36971 | 0.36971 | 0.36971 | 0.36971 | 0.36971 | 0.36971 | 2054.2635 | 3653.9237 | 0.00050234 | 20997.3768 | 11897.5811 | 102.9483 | 183.0146 | 5708.1872 | 285.963 | 5422.2242 | -6475.3569 | FALSE
| 60784952 | HTN032 | HTN | 22KV | 749.25 | 16 | 38280.733 | 5.882% | Single phase | 44.74 | 0.0075572 | 0.0081302 | 0.0087485 | 0.0094159 | 0.010136 | 0.010914 | 0.011754 | 0.012661 | 0.01364 | 0.014698 | 0.015841 | 0.017075 | 0.018409 | 0.01985 | 0.021408 | 0.023091 | 0.024556 | 0.024556 | 0.024556 | 0.024556 | 0.37276 | 0.371 | 0.37094 | 0.37153 | 0.36935 | 0.36776 | 0.37076 | 0.37229 | 0.36971 | 0.36971 | 0.36971 | 0.36971 | 0.36971 | 0.36971 | 0.36971 | 0.36971 | 0.36971 | 0.36971 | 0.36971 | 0.36971 | 3054.8764 | 8674.9335 | 0.00080197 | 33521.445 | 18993.9969 | 164.3528 | 466.4458 | 11729.8099 | 630.7986 | 11099.0113 | -7894.9856 | FALSE
| 60785009 | HTN032 | HTN | 22KV | 1837.77 | 16 | 38280.733 | 5.882% | Single phase | 44.74 | 0.014407 | 0.015498 | 0.016675 | 0.017946 | 0.019318 | 0.020801 | 0.022401 | 0.024131 | 0.025999 | 0.028018 | 0.030199 | 0.032556 | 0.035104 | 0.037859 | 0.040837 | 0.044056 | 0.047538 | 0.051302 | 0.055374 | 0.059778 | 0.37276 | 0.371 | 0.37094 | 0.37153 | 0.36935 | 0.36776 | 0.37076 | 0.37229 | 0.36971 | 0.36971 | 0.36971 | 0.36971 | 0.36971 | 0.36971 | 0.36971 | 0.36971 | 0.36971 | 0.36971 | 0.36971 | 0.36971 | 6022.6204 | 41950.3413 | 0.0019671 | 82221.8298 | 46588.719 | 403.1266 | 2806.2736 | 47972.9618 | 3209.4002 | 44763.5616 | -1825.1574 | FALSE
| 60785023 | HTN032 | HTN | 22KV | 355.67 | 16 | 38280.733 | 5.882% | Single phase | 44.74 | 0.0040444 | 0.0043665 | 0.0047153 | 0.0050932 | 0.0055025 | 0.005946 | 0.0064265 | 0.0069473 | 0.0075117 | 0.0081234 | 0.0087867 | 0.0095057 | 0.010285 | 0.011131 | 0.011657 | 0.011657 | 0.011657 | 0.011657 | 0.011657 | 0.011657 | 0.37276 | 0.371 | 0.37094 | 0.37153 | 0.36935 | 0.36776 | 0.37076 | 0.37229 | 0.36971 | 0.36971 | 0.36971 | 0.36971 | 0.36971 | 0.36971 | 0.36971 | 0.36971 | 0.36971 | 0.36971 | 0.36971 | 0.36971 | 1612.3362 | 2173.3959 | 0.0003807 | 15912.6758 | 9016.4763 | 78.0185 | 105.1095 | 3785.7321 | 183.128 | 3602.6041 | -5413.8723 | FALSE
| 60785055 | HTN032 | HTN | 22KV | 87.27 | 16 | 38280.733 | 5.882% | Three phase | 97.13 | 0.00081082 | 0.00088775 | 0.00097232 | 0.0010653 | 0.0011676 | 0.0012801 | 0.0014038 | 0.00154 | 0.0016899 | 0.0018549 | 0.0020365 | 0.0022365 | 0.0024567 | 0.0026993 | 0.0028603 | 0.0028603 | 0.0028603 | 0.0028603 | 0.0028603 | 0.0028603 | 0.37276 | 0.371 | 0.37094 | 0.37153 | 0.36935 | 0.36776 | 0.37076 | 0.37229 | 0.36971 | 0.36971 | 0.36971 | 0.36971 | 0.36971 | 0.36971 | 0.36971 | 0.36971 | 0.36971 | 0.36971 | 0.36971 | 0.36971 | 371.7669 | 266.9724 | 9.3411e-05 | 8476.5351 | 4802.9935 | 19.1432 | 13.7384 | 638.7393 | 32.8816 | 605.8577 | -4197.1358 | FALSE
| 60785086 | TRG014 | TRG | 22KV | 710.53 | 7 | 45911.034 | 12.5% | Covered | 390 | 0.0088601 | 0.0095664 | 0.010331 | 0.01116 | 0.012057 | 0.013029 | 0.014082 | 0.015224 | 0.016461 | 0.017801 | 0.019255 | 0.02083 | 0.022538 | 0.023287 | 0.023287 | 0.023287 | 0.023287 | 0.023287 | 0.023287 | 0.023287 | 0.46737 | 0.47 | 0.47475 | 0.476 | 0.4735 | 0.47525 | 0.48163 | 0.487 | 0.48187 | 0.48187 | 0.48187 | 0.48187 | 0.48187 | 0.48187 | 0.48187 | 0.48187 | 0.48187 | 0.48187 | 0.48187 | 0.48187 | 5314.0373 | 80190.9039 | 0.00076053 | 277106.7 | 157014.8246 | 241.6666 | 3656.6312 | 85504.9411 | 3898.2978 | 81606.6433 | -75408.1812 | FALSE
| 60785109 | HTN032 | HTN | 22KV | 1284.18 | 16 | 38280.733 | 5.882% | Single phase | 44.74 | 0.011664 | 0.012747 | 0.013935 | 0.015239 | 0.01667 | 0.018241 | 0.019967 | 0.021861 | 0.023942 | 0.026229 | 0.028741 | 0.031501 | 0.034535 | 0.037871 | 0.041537 | 0.042089 | 0.042089 | 0.042089 | 0.042089 | 0.042089 | 0.37276 | 0.371 | 0.37094 | 0.37153 | 0.36935 | 0.36776 | 0.37076 | 0.37229 | 0.36971 | 0.36971 | 0.36971 | 0.36971 | 0.36971 | 0.36971 | 0.36971 | 0.36971 | 0.36971 | 0.36971 | 0.36971 | 0.36971 | 5340.2016 | 25993.119 | 0.0013745 | 57454.2132 | 32554.8361 | 281.6931 | 1370.249 | 31333.3206 | 1651.9421 | 29681.3785 | -2873.4576 | FALSE
| 60785118 | HTN032 | HTN | 22KV | 894.34 | 16 | 38280.733 | 5.882% | Single phase | 44.74 | 0.0044243 | 0.0047495 | 0.0051001 | 0.0054781 | 0.0058857 | 0.0063254 | 0.0067998 | 0.0073116 | 0.0078638 | 0.0084599 | 0.0091033 | 0.0097978 | 0.010548 | 0.011358 | 0.012232 | 0.013177 | 0.014197 | 0.015299 | 0.01649 | 0.017777 | 0.37276 | 0.371 | 0.37094 | 0.37153 | 0.36935 | 0.36776 | 0.37076 | 0.37229 | 0.36971 | 0.36971 | 0.36971 | 0.36971 | 0.36971 | 0.36971 | 0.36971 | 0.36971 | 0.36971 | 0.36971 | 0.36971 | 0.36971 | 1814.1583 | 6149.3815 | 0.00095727 | 40012.7716 | 22672.1271 | 196.1792 | 664.5888 | 7963.5398 | 860.768 | 7102.7718 | -15569.3553 | FALSE
| 60785140 | HTN032 | HTN | 22KV | 985.89 | 16 | 38280.733 | 5.882% | Single phase | 44.74 | 0.009944 | 0.010698 | 0.011512 | 0.01239 | 0.013338 | 0.014361 | 0.015466 | 0.01666 | 0.017948 | 0.01934 | 0.020844 | 0.022468 | 0.024223 | 0.02612 | 0.028169 | 0.030384 | 0.032312 | 0.032312 | 0.032312 | 0.032312 | 0.37276 | 0.371 | 0.37094 | 0.37153 | 0.36935 | 0.36776 | 0.37076 | 0.37229 | 0.36971 | 0.36971 | 0.36971 | 0.36971 | 0.36971 | 0.36971 | 0.36971 | 0.36971 | 0.36971 | 0.36971 | 0.36971 | 0.36971 | 4019.7159 | 15019.9876 | 0.0010553 | 44108.7186 | 24992.9818 | 216.2613 | 807.6154 | 19039.7035 | 1023.8767 | 18015.8267 | -6977.1551 | FALSE
| 60785187 | HTN034 | HTN | 22KV | 437.8 | 50 | 38280.733 | 1.961% | Single phase | 44.74 | 0.0022242 | 0.0023912 | 0.0025715 | 0.0027662 | 0.0029765 | 0.0032037 | 0.0034492 | 0.0037144 | 0.004001 | 0.0043109 | 0.0046459 | 0.005008 | 0.0053997 | 0.0058232 | 0.0062814 | 0.006777 | 0.0073132 | 0.0078933 | 0.0085212 | 0.0092007 | 0.061647 | 0.062098 | 0.062686 | 0.063078 | 0.062686 | 0.06249 | 0.063078 | 0.063922 | 0.063529 | 0.063529 | 0.063529 | 0.063529 | 0.063529 | 0.063529 | 0.063529 | 0.063529 | 0.063529 | 0.063529 | 0.063529 | 0.063529 | 158.5735 | 1538.3284 | 0.00046861 | 19587.172 | 11098.5277 | 16.3698 | 159.2572 | 1696.902 | 175.6271 | 1521.2749 | -9577.2528 | FALSE
| 60785196 | HTN034 | HTN | 22KV | 692.68 | 50 | 38280.733 | 1.961% | Single phase | 44.74 | 0.0065026 | 0.0070993 | 0.0077533 | 0.0084702 | 0.0092562 | 0.010118 | 0.011064 | 0.012101 | 0.013239 | 0.014488 | 0.015858 | 0.017362 | 0.019014 | 0.020827 | 0.022702 | 0.022702 | 0.022702 | 0.022702 | 0.022702 | 0.022702 | 0.061647 | 0.062098 | 0.062686 | 0.063078 | 0.062686 | 0.06249 | 0.063078 | 0.063922 | 0.063529 | 0.063529 | 0.063529 | 0.063529 | 0.063529 | 0.063529 | 0.063529 | 0.063529 | 0.063529 | 0.063529 | 0.063529 | 0.063529 | 501.175 | 7691.1835 | 0.00074142 | 30990.5032 | 17559.909 | 25.9001 | 398.6695 | 8192.3585 | 424.5696 | 7767.7889 | -9792.1201 | FALSE
| 60785201 | HTN032 | HTN | 22KV | 1282.99 | 16 | 38280.733 | 5.882% | Single phase | 44.74 | 0.0088292 | 0.0094814 | 0.010184 | 0.010942 | 0.011759 | 0.01264 | 0.01359 | 0.014614 | 0.01572 | 0.016912 | 0.018198 | 0.019586 | 0.021084 | 0.022701 | 0.024446 | 0.026331 | 0.028365 | 0.030561 | 0.032933 | 0.035494 | 0.37276 | 0.371 | 0.37094 | 0.37153 | 0.36935 | 0.36776 | 0.37076 | 0.37229 | 0.36971 | 0.36971 | 0.36971 | 0.36971 | 0.36971 | 0.36971 | 0.36971 | 0.36971 | 0.36971 | 0.36971 | 0.36971 | 0.36971 | 3624.709 | 17625.8556 | 0.0013733 | 57400.9726 | 32524.6688 | 281.4321 | 1367.7107 | 21250.5646 | 1649.1427 | 19601.4219 | -12923.247 | FALSE
| 60785202 | HTN032 | HTN | 22KV | 5697.45 | 16 | 38280.733 | 5.882% | Three phase | 97.13 | 0.053204 | 0.0573 | 0.061726 | 0.066508 | 0.071678 | 0.077266 | 0.083307 | 0.08984 | 0.096903 | 0.10454 | 0.11281 | 0.12174 | 0.13141 | 0.14188 | 0.1532 | 0.16545 | 0.17871 | 0.18673 | 0.18673 | 0.18673 | 0.37276 | 0.371 | 0.37094 | 0.37153 | 0.36935 | 0.36776 | 0.37076 | 0.37229 | 0.36971 | 0.36971 | 0.36971 | 0.36971 | 0.36971 | 0.36971 | 0.36971 | 0.36971 | 0.36971 | 0.36971 | 0.36971 | 0.36971 | 22021.3948 | 1032372.6072 | 0.0060984 | 553393.3185 | 313564.9727 | 1249.7721 | 58555.2915 | 1054394.002 | 59805.0637 | 994588.9383 | 681023.9656 | TRUE
| 60785206 | HTN032 | HTN | 22KV | 1348.35 | 16 | 38280.733 | 5.882% | Single phase | 44.74 | 0.012696 | 0.013882 | 0.015184 | 0.016614 | 0.018184 | 0.019909 | 0.021804 | 0.023886 | 0.026173 | 0.028688 | 0.031452 | 0.034492 | 0.037834 | 0.041509 | 0.044192 | 0.044192 | 0.044192 | 0.044192 | 0.044192 | 0.044192 | 0.37276 | 0.371 | 0.37094 | 0.37153 | 0.36935 | 0.36776 | 0.37076 | 0.37229 | 0.36971 | 0.36971 | 0.36971 | 0.36971 | 0.36971 | 0.36971 | 0.36971 | 0.36971 | 0.36971 | 0.36971 | 0.36971 | 0.36971 | 5755.5755 | 29414.5355 | 0.0014432 | 60325.179 | 34181.5893 | 295.7692 | 1510.6121 | 35170.111 | 1806.3814 | 33363.7297 | -817.8596 | FALSE
| 60785209 | HTN032 | HTN | 22KV | 2112.89 | 16 | 38280.733 | 5.882% | Three phase | 97.13 | 0.024414 | 0.026517 | 0.028808 | 0.031306 | 0.034029 | 0.036998 | 0.040235 | 0.043765 | 0.047616 | 0.051816 | 0.056398 | 0.061398 | 0.066854 | 0.069249 | 0.069249 | 0.069249 | 0.069249 | 0.069249 | 0.069249 | 0.069249 | 0.37276 | 0.371 | 0.37094 | 0.37153 | 0.36935 | 0.36776 | 0.37076 | 0.37229 | 0.36971 | 0.36971 | 0.36971 | 0.36971 | 0.36971 | 0.36971 | 0.36971 | 0.36971 | 0.36971 | 0.36971 | 0.36971 | 0.36971 | 9938.737 | 172783.6343 | 0.0022616 | 205225.0057 | 116285.0565 | 463.4759 | 8053.0219 | 182722.3713 | 8516.4978 | 174205.8735 | 57920.817 | TRUE
| 60785229 | HTN011 | HTN | 22KV | 1259.71 | 11 | 38280.733 | 8.333% | Single phase | 44.74 | 0.011826 | 0.012911 | 0.0141 | 0.015404 | 0.016833 | 0.018401 | 0.02012 | 0.022007 | 0.024076 | 0.026347 | 0.028839 | 0.031575 | 0.034579 | 0.037876 | 0.041287 | 0.041287 | 0.041287 | 0.041287 | 0.041287 | 0.041287 | 0.10667 | 0.10833 | 0.11 | 0.11083 | 0.11142 | 0.11283 | 0.11508 | 0.117 | 0.11667 | 0.11667 | 0.11667 | 0.11667 | 0.11667 | 0.11667 | 0.11667 | 0.11667 | 0.11667 | 0.11667 | 0.11667 | 0.11667 | 1659.1604 | 25437.1838 | 0.0013484 | 56359.4254 | 31934.505 | 85.1234 | 1318.5265 | 27096.3442 | 1403.6499 | 25692.6943 | -6241.8107 | FALSE
| 60785241 | HTN011 | HTN | 22KV | 2847.91 | 11 | 38280.733 | 8.333% | Three phase | 97.13 | 0.035927 | 0.039019 | 0.042388 | 0.046058 | 0.050059 | 0.05442 | 0.059173 | 0.064356 | 0.070008 | 0.076172 | 0.082894 | 0.090228 | 0.09334 | 0.09334 | 0.09334 | 0.09334 | 0.09334 | 0.09334 | 0.09334 | 0.09334 | 0.10667 | 0.10833 | 0.11 | 0.11083 | 0.11142 | 0.11283 | 0.11508 | 0.117 | 0.11667 | 0.11667 | 0.11667 | 0.11667 | 0.11667 | 0.11667 | 0.11667 | 0.11667 | 0.11667 | 0.11667 | 0.11667 | 0.11667 | 4380.7239 | 330193.0911 | 0.0030483 | 276617.4983 | 156737.632 | 192.4442 | 14630.448 | 334573.8149 | 14822.8922 | 319750.9228 | 163013.2908 | TRUE
| 60785242 | HTN011 | HTN | 22KV | 561.53 | 11 | 38280.733 | 8.333% | Single phase | 44.74 | 0.0069873 | 0.0075362 | 0.0081299 | 0.0087723 | 0.0094674 | 0.01022 | 0.011034 | 0.011915 | 0.012868 | 0.013901 | 0.015019 | 0.01623 | 0.017541 | 0.018404 | 0.018404 | 0.018404 | 0.018404 | 0.018404 | 0.018404 | 0.018404 | 0.10667 | 0.10833 | 0.11 | 0.11083 | 0.11142 | 0.11283 | 0.11508 | 0.117 | 0.11667 | 0.11667 | 0.11667 | 0.11667 | 0.11667 | 0.11667 | 0.11667 | 0.11667 | 0.11667 | 0.11667 | 0.11667 | 0.11667 | 834.4524 | 5712.7357 | 0.00060104 | 25122.8522 | 14235.1673 | 37.9447 | 261.9954 | 6547.1881 | 299.9401 | 6247.248 | -7987.9193 | FALSE
| 60785250 | HTN032 | HTN | 22KV | 4986.74 | 16 | 38280.733 | 5.882% | Three phase | 97.13 | 0.046877 | 0.050655 | 0.054752 | 0.059195 | 0.064014 | 0.069241 | 0.074912 | 0.081066 | 0.087745 | 0.094993 | 0.10286 | 0.1114 | 0.12068 | 0.13075 | 0.14168 | 0.15356 | 0.16344 | 0.16344 | 0.16344 | 0.16344 | 0.37276 | 0.371 | 0.37094 | 0.37153 | 0.36935 | 0.36776 | 0.37076 | 0.37229 | 0.36971 | 0.36971 | 0.36971 | 0.36971 | 0.36971 | 0.36971 | 0.36971 | 0.36971 | 0.36971 | 0.36971 | 0.36971 | 0.36971 | 19849.3298 | 814476.5618 | 0.0053376 | 484362.0562 | 274450.3229 | 1093.8733 | 44857.8602 | 834325.8916 | 45951.7336 | 788374.158 | 513923.8351 | TRUE
| 60785257 | HTN032 | HTN | 22KV | 816.39 | 16 | 38280.733 | 5.882% | Single phase | 44.74 | 0.0064001 | 0.0068846 | 0.0074075 | 0.0079721 | 0.0085818 | 0.0092402 | 0.0099514 | 0.01072 | 0.011549 | 0.012446 | 0.013415 | 0.014462 | 0.015594 | 0.016818 | 0.018141 | 0.019571 | 0.021118 | 0.02279 | 0.024599 | 0.026555 | 0.37276 | 0.371 | 0.37094 | 0.37153 | 0.36935 | 0.36776 | 0.37076 | 0.37229 | 0.36971 | 0.36971 | 0.36971 | 0.36971 | 0.36971 | 0.36971 | 0.36971 | 0.36971 | 0.36971 | 0.36971 | 0.36971 | 0.36971 | 2675.4203 | 8278.4406 | 0.00087384 | 36525.2886 | 20696.0416 | 179.0804 | 553.7874 | 10953.8609 | 732.8677 | 10220.9931 | -10475.0485 | FALSE
| 60785267 | HTN032 | HTN | 22KV | 4583.98 | 16 | 38280.733 | 5.882% | Single phase | 44.74 | 0.041637 | 0.045502 | 0.049743 | 0.054397 | 0.059505 | 0.065114 | 0.071272 | 0.078035 | 0.085464 | 0.093625 | 0.10259 | 0.11245 | 0.12328 | 0.13518 | 0.14827 | 0.15024 | 0.15024 | 0.15024 | 0.15024 | 0.15024 | 0.37276 | 0.371 | 0.37094 | 0.37153 | 0.36935 | 0.36776 | 0.37076 | 0.37229 | 0.36971 | 0.36971 | 0.36971 | 0.36971 | 0.36971 | 0.36971 | 0.36971 | 0.36971 | 0.36971 | 0.36971 | 0.36971 | 0.36971 | 19062.2633 | 331201.2905 | 0.0049065 | 205087.2652 | 116207.0097 | 1005.5254 | 17459.553 | 350263.5538 | 18465.0784 | 331798.4754 | 215591.4657 | TRUE
| 60785278 | HTN032 | HTN | 22KV | 8201.8 | 16 | 38280.733 | 5.882% | Three phase | 97.13 | 0.07659 | 0.082486 | 0.088857 | 0.095743 | 0.10318 | 0.11123 | 0.11993 | 0.12933 | 0.1395 | 0.1505 | 0.16239 | 0.17526 | 0.18918 | 0.20424 | 0.22054 | 0.23817 | 0.25726 | 0.26881 | 0.26881 | 0.26881 | 0.37276 | 0.371 | 0.37094 | 0.37153 | 0.36935 | 0.36776 | 0.37076 | 0.37229 | 0.36971 | 0.36971 | 0.36971 | 0.36971 | 0.36971 | 0.36971 | 0.36971 | 0.36971 | 0.36971 | 0.36971 | 0.36971 | 0.36971 | 31701.0374 | 2139408.7965 | 0.0087789 | 796640.834 | 451394.4297 | 1799.1173 | 121345.4376 | 2171109.8339 | 123144.555 | 2047965.2789 | 1596570.8493 | TRUE
| 60785362 | HTN032 | HTN | 22KV | 4082.25 | 16 | 38280.733 | 5.882% | Three phase | 97.13 | 0.038121 | 0.041056 | 0.044227 | 0.047654 | 0.051358 | 0.055362 | 0.05969 | 0.064371 | 0.069432 | 0.074905 | 0.080826 | 0.08723 | 0.094158 | 0.10165 | 0.10977 | 0.11854 | 0.12805 | 0.13379 | 0.13379 | 0.13379 | 0.37276 | 0.371 | 0.37094 | 0.37153 | 0.36935 | 0.36776 | 0.37076 | 0.37229 | 0.36971 | 0.36971 | 0.36971 | 0.36971 | 0.36971 | 0.36971 | 0.36971 | 0.36971 | 0.36971 | 0.36971 | 0.36971 | 0.36971 | 15778.434 | 529998.4785 | 0.0043695 | 396508.9425 | 224670.7931 | 895.4677 | 30061.0605 | 545776.9125 | 30956.5282 | 514820.3843 | 290149.5912 | TRUE
| 60785387 | HTN032 | HTN | 22KV | 1657.04 | 16 | 38280.733 | 5.882% | Single phase | 44.74 | 0.011403 | 0.012246 | 0.013153 | 0.014132 | 0.015187 | 0.016325 | 0.017552 | 0.018875 | 0.020302 | 0.021842 | 0.023504 | 0.025297 | 0.027231 | 0.02932 | 0.031574 | 0.034007 | 0.036634 | 0.039471 | 0.042534 | 0.045843 | 0.37276 | 0.371 | 0.37094 | 0.37153 | 0.36935 | 0.36776 | 0.37076 | 0.37229 | 0.36971 | 0.36971 | 0.36971 | 0.36971 | 0.36971 | 0.36971 | 0.36971 | 0.36971 | 0.36971 | 0.36971 | 0.36971 | 0.36971 | 4681.4767 | 29401.511 | 0.0017736 | 74135.9696 | 42007.0906 | 363.4823 | 2281.4643 | 34082.9877 | 2644.9466 | 31438.041 | -10569.0496 | FALSE
| 60785390 | HTN032 | HTN | 22KV | 927.11 | 16 | 38280.733 | 5.882% | Single phase | 44.74 | 0.008421 | 0.0092027 | 0.01006 | 0.011002 | 0.012035 | 0.013169 | 0.014415 | 0.015783 | 0.017285 | 0.018936 | 0.020749 | 0.022742 | 0.024933 | 0.027341 | 0.029988 | 0.030386 | 0.030386 | 0.030386 | 0.030386 | 0.030386 | 0.37276 | 0.371 | 0.37094 | 0.37153 | 0.36935 | 0.36776 | 0.37076 | 0.37229 | 0.36971 | 0.36971 | 0.36971 | 0.36971 | 0.36971 | 0.36971 | 0.36971 | 0.36971 | 0.36971 | 0.36971 | 0.36971 | 0.36971 | 3855.3429 | 13547.8108 | 0.00099235 | 41478.9014 | 23502.8688 | 203.3675 | 714.1842 | 17403.1537 | 917.5517 | 16485.6021 | -7017.2668 | FALSE
| 60785458 | HTN032 | HTN | 22KV | 7.52 | 16 | 38280.733 | 5.882% | Three phase | 97.13 | 7.2015e-05 | 7.8533e-05 | 8.5669e-05 | 9.3481e-05 | 0.00010204 | 0.00011141 | 0.00012167 | 0.00013292 | 0.00014524 | 0.00015875 | 0.00017355 | 0.00018978 | 0.00020757 | 0.00022709 | 0.00024647 | 0.00024647 | 0.00024647 | 0.00024647 | 0.00024647 | 0.00024647 | 0.37276 | 0.371 | 0.37094 | 0.37153 | 0.36935 | 0.36776 | 0.37076 | 0.37229 | 0.36971 | 0.36971 | 0.36971 | 0.36971 | 0.36971 | 0.36971 | 0.36971 | 0.36971 | 0.36971 | 0.36971 | 0.36971 | 0.36971 | 32.0297 | 1.982 | 8.0492e-06 | 730.4176 | 413.8709 | 1.6496 | 0.10201 | 34.0117 | 1.7516 | 32.2601 | -381.6108 | FALSE
| 60785470 | HTN032 | HTN | 22KV | 133.36 | 16 | 38280.733 | 5.882% | Three phase | 97.13 | 0.001248 | 0.0013456 | 0.0014511 | 0.0015652 | 0.0016887 | 0.0018224 | 0.0019671 | 0.0021237 | 0.0022933 | 0.0024769 | 0.0026756 | 0.0028909 | 0.0031241 | 0.0033767 | 0.0036504 | 0.0039469 | 0.0042681 | 0.0043708 | 0.0043708 | 0.0043708 | 0.37276 | 0.371 | 0.37094 | 0.37153 | 0.36935 | 0.36776 | 0.37076 | 0.37229 | 0.36971 | 0.36971 | 0.36971 | 0.36971 | 0.36971 | 0.36971 | 0.36971 | 0.36971 | 0.36971 | 0.36971 | 0.36971 | 0.36971 | 520.559 | 571.2265 | 0.00014274 | 12953.2568 | 7339.6036 | 29.2534 | 32.0816 | 1091.7855 | 61.335 | 1030.4505 | -6309.1531 | FALSE
| 60785474 | PLD003 | PLD | 22KV | 1187.38 | 25 | 42177.4532 | 3.846% | Three phase | 97.13 | 0.015374 | 0.016918 | 0.018624 | 0.020508 | 0.022589 | 0.02489 | 0.027433 | 0.030243 | 0.033351 | 0.036788 | 0.038916 | 0.038916 | 0.038916 | 0.038916 | 0.038916 | 0.038916 | 0.038916 | 0.038916 | 0.038916 | 0.038916 | 0.082231 | 0.082769 | 0.083808 | 0.083923 | 0.083654 | 0.084077 | 0.085 | 0.086038 | 0.085231 | 0.085231 | 0.085231 | 0.085231 | 0.085231 | 0.085231 | 0.085231 | 0.085231 | 0.085231 | 0.085231 | 0.085231 | 0.085231 | 1562.0035 | 60416.9697 | 0.0012709 | 115330.2194 | 65348.6695 | 65.5442 | 2543.2237 | 61978.9732 | 2608.7679 | 59370.2053 | -5978.4642 | FALSE
| 60785601 | HTN032 | HTN | 22KV | 791.42 | 16 | 38280.733 | 5.882% | Three phase | 97.13 | 0.007353 | 0.0080507 | 0.0088177 | 0.009661 | 0.010588 | 0.011609 | 0.012731 | 0.013966 | 0.015325 | 0.016821 | 0.018468 | 0.020282 | 0.022279 | 0.024479 | 0.025939 | 0.025939 | 0.025939 | 0.025939 | 0.025939 | 0.025939 | 0.37276 | 0.371 | 0.37094 | 0.37153 | 0.36935 | 0.36776 | 0.37076 | 0.37229 | 0.36971 | 0.36971 | 0.36971 | 0.36971 | 0.36971 | 0.36971 | 0.36971 | 0.36971 | 0.36971 | 0.36971 | 0.36971 | 0.36971 | 3371.4191 | 21955.8579 | 0.00084711 | 76870.6246 | 43556.607 | 173.603 | 1129.8457 | 25327.277 | 1303.4488 | 24023.8283 | -19532.7788 | FALSE
| 60785627 | HTN032 | HTN | 22KV | 3519.56 | 16 | 38280.733 | 5.882% | Single phase | 44.74 | 0.024221 | 0.02601 | 0.027938 | 0.030017 | 0.032258 | 0.034674 | 0.03728 | 0.040091 | 0.043123 | 0.046393 | 0.049922 | 0.05373 | 0.057839 | 0.062275 | 0.067063 | 0.072231 | 0.077811 | 0.083837 | 0.090343 | 0.09737 | 0.37276 | 0.371 | 0.37094 | 0.37153 | 0.36935 | 0.36776 | 0.37076 | 0.37229 | 0.36971 | 0.36971 | 0.36971 | 0.36971 | 0.36971 | 0.36971 | 0.36971 | 0.36971 | 0.36971 | 0.36971 | 0.36971 | 0.36971 | 9943.4763 | 132641.8017 | 0.0037672 | 157465.1144 | 89223.239 | 772.038 | 10292.5845 | 142585.2781 | 11064.6225 | 131520.6556 | 42297.4166 | TRUE
| 60785636 | HTN032 | HTN | 22KV | 2278.74 | 16 | 38280.733 | 5.882% | Single phase | 44.74 | 0.022984 | 0.024727 | 0.026607 | 0.028637 | 0.030828 | 0.033194 | 0.035748 | 0.038506 | 0.041485 | 0.044702 | 0.048178 | 0.051932 | 0.055989 | 0.060372 | 0.065109 | 0.070228 | 0.074685 | 0.074685 | 0.074685 | 0.074685 | 0.37276 | 0.371 | 0.37094 | 0.37153 | 0.36935 | 0.36776 | 0.37076 | 0.37229 | 0.36971 | 0.36971 | 0.36971 | 0.36971 | 0.36971 | 0.36971 | 0.36971 | 0.36971 | 0.36971 | 0.36971 | 0.36971 | 0.36971 | 9290.9831 | 80242.0847 | 0.0024391 | 101950.8276 | 57767.6083 | 499.8562 | 4314.5673 | 89533.0678 | 4814.4235 | 84718.6443 | 26951.036 | TRUE
| 60785637 | HTN032 | HTN | 22KV | 23.66 | 16 | 38280.733 | 5.882% | Three phase | 97.13 | 0.00022293 | 0.00024119 | 0.000261 | 0.00028252 | 0.00030589 | 0.00033127 | 0.00035884 | 0.0003888 | 0.00042134 | 0.00045671 | 0.00049516 | 0.00053694 | 0.00058237 | 0.00063176 | 0.00068546 | 0.00074387 | 0.00077545 | 0.00077545 | 0.00077545 | 0.00077545 | 0.37276 | 0.371 | 0.37094 | 0.37153 | 0.36935 | 0.36776 | 0.37076 | 0.37229 | 0.36971 | 0.36971 | 0.36971 | 0.36971 | 0.36971 | 0.36971 | 0.36971 | 0.36971 | 0.36971 | 0.36971 | 0.36971 | 0.36971 | 95.0728 | 18.5092 | 2.5325e-05 | 2298.0958 | 1302.1522 | 5.19 | 1.0098 | 113.5821 | 6.1998 | 107.3823 | -1194.77 | FALSE
| 60785652 | HTN032 | HTN | 22KV | 1390.23 | 16 | 38280.733 | 5.882% | Three phase | 97.13 | 0.013069 | 0.014122 | 0.015264 | 0.016503 | 0.017846 | 0.019303 | 0.020884 | 0.0226 | 0.024462 | 0.026483 | 0.028676 | 0.031057 | 0.033643 | 0.03645 | 0.039499 | 0.04281 | 0.045564 | 0.045564 | 0.045564 | 0.045564 | 0.37276 | 0.371 | 0.37094 | 0.37153 | 0.36935 | 0.36776 | 0.37076 | 0.37229 | 0.36971 | 0.36971 | 0.36971 | 0.36971 | 0.36971 | 0.36971 | 0.36971 | 0.36971 | 0.36971 | 0.36971 | 0.36971 | 0.36971 | 5533.7021 | 63302.1488 | 0.0014881 | 135033.0399 | 76512.7262 | 304.9559 | 3486.4096 | 68835.8509 | 3791.3655 | 65044.4854 | -11468.2408 | FALSE
| 60785731 | HTN032 | HTN | 22KV | 115.47 | 16 | 38280.733 | 5.882% | Three phase | 97.13 | 0.0010979 | 0.0012064 | 0.0013261 | 0.0014582 | 0.0016041 | 0.0017651 | 0.001943 | 0.0021394 | 0.0023564 | 0.0025961 | 0.0028611 | 0.0031539 | 0.0034777 | 0.0037845 | 0.0037845 | 0.0037845 | 0.0037845 | 0.0037845 | 0.0037845 | 0.0037845 | 0.37276 | 0.371 | 0.37094 | 0.37153 | 0.36935 | 0.36776 | 0.37076 | 0.37229 | 0.36971 | 0.36971 | 0.36971 | 0.36971 | 0.36971 | 0.36971 | 0.36971 | 0.36971 | 0.36971 | 0.36971 | 0.36971 | 0.36971 | 507.6519 | 482.3527 | 0.0001236 | 11215.6011 | 6355.0092 | 25.3291 | 24.0516 | 990.0046 | 49.3807 | 940.624 | -5414.3853 | FALSE
| 60785756 | HTN032 | HTN | 22KV | 465.87 | 16 | 38280.733 | 5.882% | Single phase | 44.74 | 0.0039709 | 0.0042717 | 0.0045963 | 0.0049468 | 0.0053251 | 0.0057337 | 0.006175 | 0.0066516 | 0.0071664 | 0.0077227 | 0.0083236 | 0.008973 | 0.0096749 | 0.010433 | 0.011253 | 0.01214 | 0.013098 | 0.014134 | 0.015255 | 0.015269 | 0.37276 | 0.371 | 0.37094 | 0.37153 | 0.36935 | 0.36776 | 0.37076 | 0.37229 | 0.36971 | 0.36971 | 0.36971 | 0.36971 | 0.36971 | 0.36971 | 0.36971 | 0.36971 | 0.36971 | 0.36971 | 0.36971 | 0.36971 | 1651.0807 | 2915.3441 | 0.00049865 | 20843.0238 | 11810.1212 | 102.1916 | 180.3338 | 4566.4248 | 282.5254 | 4283.8994 | -7526.2219 | FALSE
| 60785760 | HTN032 | HTN | 22KV | 64.3 | 16 | 38280.733 | 5.882% | Three phase | 97.13 | 0.00045468 | 0.00049975 | 0.00054952 | 0.0006045 | 0.00066525 | 0.00073239 | 0.00080661 | 0.00088868 | 0.00097943 | 0.0010798 | 0.0011909 | 0.0013138 | 0.0014498 | 0.0016004 | 0.0017671 | 0.0019516 | 0.0021074 | 0.0021074 | 0.0021074 | 0.0021074 | 0.37276 | 0.371 | 0.37094 | 0.37153 | 0.36935 | 0.36776 | 0.37076 | 0.37229 | 0.36971 | 0.36971 | 0.36971 | 0.36971 | 0.36971 | 0.36971 | 0.36971 | 0.36971 | 0.36971 | 0.36971 | 0.36971 | 0.36971 | 232.3108 | 122.9262 | 6.8825e-05 | 6245.459 | 3538.8161 | 14.1046 | 7.4581 | 355.237 | 21.5627 | 333.6743 | -3205.1418 | FALSE
| 60785783 | HTN032 | HTN | 22KV | 610.84 | 16 | 38280.733 | 5.882% | Single phase | 44.74 | 0.0052066 | 0.0056009 | 0.0060266 | 0.0064861 | 0.0069822 | 0.007518 | 0.0080965 | 0.0087214 | 0.0093965 | 0.010126 | 0.010914 | 0.011765 | 0.012685 | 0.01368 | 0.014755 | 0.015917 | 0.017174 | 0.018533 | 0.020002 | 0.02002 | 0.37276 | 0.371 | 0.37094 | 0.37153 | 0.36935 | 0.36776 | 0.37076 | 0.37229 | 0.36971 | 0.36971 | 0.36971 | 0.36971 | 0.36971 | 0.36971 | 0.36971 | 0.36971 | 0.36971 | 0.36971 | 0.36971 | 0.36971 | 2164.866 | 5012.0485 | 0.00065382 | 27328.9816 | 15485.2093 | 133.9917 | 310.0292 | 7176.9145 | 444.0209 | 6732.8937 | -8752.3157 | FALSE
| 60785801 | HTN032 | HTN | 22KV | 4740.71 | 16 | 38280.733 | 5.882% | Three phase | 97.13 | 0.044564 | 0.048156 | 0.052051 | 0.056274 | 0.060855 | 0.065825 | 0.071216 | 0.077067 | 0.083416 | 0.090306 | 0.097786 | 0.10591 | 0.11472 | 0.1243 | 0.13469 | 0.14598 | 0.15538 | 0.15538 | 0.15538 | 0.15538 | 0.37276 | 0.371 | 0.37094 | 0.37153 | 0.36935 | 0.36776 | 0.37076 | 0.37229 | 0.36971 | 0.36971 | 0.36971 | 0.36971 | 0.36971 | 0.36971 | 0.36971 | 0.36971 | 0.36971 | 0.36971 | 0.36971 | 0.36971 | 18870.0266 | 736091.6969 | 0.0050743 | 460465.1623 | 260909.8109 | 1039.9051 | 40540.7596 | 754961.7235 | 41580.6647 | 713381.0588 | 452471.248 | TRUE
| 60785806 | HTN013 | HTN | 22KV | 10718.69 | 30 | 38280.733 | 3.226% | Single phase | 44.74 | 0.099774 | 0.10846 | 0.11794 | 0.12829 | 0.13959 | 0.15192 | 0.16538 | 0.18008 | 0.19614 | 0.21368 | 0.23284 | 0.25377 | 0.27665 | 0.30166 | 0.32899 | 0.3513 | 0.3513 | 0.3513 | 0.3513 | 0.3513 | 0.15197 | 0.15152 | 0.15174 | 0.15132 | 0.15016 | 0.14877 | 0.14881 | 0.14926 | 0.1479 | 0.1479 | 0.1479 | 0.1479 | 0.1479 | 0.1479 | 0.1479 | 0.1479 | 0.1479 | 0.1479 | 0.1479 | 0.1479 | 17671.4023 | 1787303.1793 | 0.011473 | 479554.1906 | 271726.0792 | 947.3089 | 95462.1288 | 1804974.5816 | 96409.4377 | 1708565.1439 | 1436839.0646 | TRUE
| 60785811 | HTN033 | HTN | 22KV | 24.99 | 14 | 38280.733 | 6.667% | Three phase | 97.13 | 0.00023391 | 0.000255 | 0.00027808 | 0.00030333 | 0.00033099 | 0.00036126 | 0.00039442 | 0.00043073 | 0.00047051 | 0.00051409 | 0.00056185 | 0.00061419 | 0.00067156 | 0.00073445 | 0.00080341 | 0.00081904 | 0.00081904 | 0.00081904 | 0.00081904 | 0.00081904 | 0.4714 | 0.47073 | 0.47213 | 0.47147 | 0.46973 | 0.46773 | 0.46773 | 0.47067 | 0.468 | 0.468 | 0.468 | 0.468 | 0.468 | 0.468 | 0.468 | 0.468 | 0.468 | 0.468 | 0.468 | 0.468 | 132.4972 | 21.5129 | 2.6748e-05 | 2427.2787 | 1375.3501 | 6.9452 | 1.1265 | 154.01 | 8.0717 | 145.9384 | -1229.4118 | FALSE
| 60785812 | HTN033 | HTN | 22KV | 372.75 | 14 | 38280.733 | 6.667% | Three phase | 97.13 | 0.003489 | 0.0038036 | 0.0041478 | 0.0045245 | 0.004937 | 0.0053886 | 0.0058831 | 0.0064248 | 0.0070181 | 0.0076682 | 0.0083806 | 0.0091613 | 0.010017 | 0.010955 | 0.011984 | 0.012217 | 0.012217 | 0.012217 | 0.012217 | 0.012217 | 0.4714 | 0.47073 | 0.47213 | 0.47147 | 0.46973 | 0.46773 | 0.46773 | 0.47067 | 0.468 | 0.468 | 0.468 | 0.468 | 0.468 | 0.468 | 0.468 | 0.468 | 0.468 | 0.468 | 0.468 | 0.468 | 1976.3236 | 4786.3114 | 0.00039898 | 36205.2075 | 20514.6765 | 103.594 | 250.6342 | 6762.635 | 354.2282 | 6408.4068 | -14106.2697 | FALSE
| 60785836 | HTN034 | HTN | 22KV | 610.25 | 50 | 38280.733 | 1.961% | Single phase | 44.74 | 0.0057288 | 0.0062545 | 0.0068306 | 0.0074622 | 0.0081547 | 0.0089142 | 0.0097471 | 0.010661 | 0.011663 | 0.012763 | 0.013971 | 0.015296 | 0.016751 | 0.018349 | 0.020001 | 0.020001 | 0.020001 | 0.020001 | 0.020001 | 0.020001 | 0.061647 | 0.062098 | 0.062686 | 0.063078 | 0.062686 | 0.06249 | 0.063078 | 0.063922 | 0.063529 | 0.063529 | 0.063529 | 0.063529 | 0.063529 | 0.063529 | 0.063529 | 0.063529 | 0.063529 | 0.063529 | 0.063529 | 0.063529 | 441.5344 | 5969.5755 | 0.00065319 | 27302.585 | 15470.2524 | 22.8179 | 309.4306 | 6411.1099 | 332.2485 | 6078.8614 | -9391.391 | FALSE
| 60785838 | HTN034 | HTN | 22KV | 375.34 | 50 | 38280.733 | 1.961% | Three phase | 97.13 | 0.0034092 | 0.0037257 | 0.004073 | 0.0044541 | 0.0048724 | 0.0053316 | 0.0058358 | 0.0063896 | 0.0069979 | 0.0076661 | 0.0084003 | 0.0092072 | 0.010094 | 0.011069 | 0.012141 | 0.012302 | 0.012302 | 0.012302 | 0.012302 | 0.012302 | 0.061647 | 0.062098 | 0.062686 | 0.063078 | 0.062686 | 0.06249 | 0.063078 | 0.063922 | 0.063529 | 0.063529 | 0.063529 | 0.063529 | 0.063529 | 0.063529 | 0.063529 | 0.063529 | 0.063529 | 0.063529 | 0.063529 | 0.063529 | 267.0434 | 4820.7399 | 0.00040175 | 36456.7742 | 20657.2198 | 14.0344 | 254.1293 | 5087.7833 | 268.1637 | 4819.6196 | -15837.6002 | FALSE
| 60785864 | HTN032 | HTN | 22KV | 64.07 | 16 | 38280.733 | 5.882% | Single phase | 44.74 | 0.00054611 | 0.00058747 | 0.00063212 | 0.00068032 | 0.00073235 | 0.00078855 | 0.00084923 | 0.00091478 | 0.00098558 | 0.0010621 | 0.0011447 | 0.001234 | 0.0013306 | 0.0014349 | 0.0015476 | 0.0016696 | 0.0018013 | 0.0019439 | 0.002098 | 0.0020999 | 0.37276 | 0.371 | 0.37094 | 0.37153 | 0.36935 | 0.36776 | 0.37076 | 0.37229 | 0.36971 | 0.36971 | 0.36971 | 0.36971 | 0.36971 | 0.36971 | 0.36971 | 0.36971 | 0.36971 | 0.36971 | 0.36971 | 0.36971 | 227.0692 | 55.1404 | 6.8578e-05 | 2866.4918 | 1624.2181 | 14.0542 | 3.4108 | 282.2096 | 17.465 | 264.7446 | -1359.4734 | FALSE
| 60785866 | HTN032 | HTN | 22KV | 5304.92 | 16 | 38280.733 | 5.882% | Single phase | 44.74 | 0.048185 | 0.052658 | 0.057566 | 0.062952 | 0.068864 | 0.075355 | 0.082482 | 0.090308 | 0.098905 | 0.10835 | 0.11873 | 0.13013 | 0.14267 | 0.15644 | 0.17159 | 0.17387 | 0.17387 | 0.17387 | 0.17387 | 0.17387 | 0.37276 | 0.371 | 0.37094 | 0.37153 | 0.36935 | 0.36776 | 0.37076 | 0.37229 | 0.36971 | 0.36971 | 0.36971 | 0.36971 | 0.36971 | 0.36971 | 0.36971 | 0.36971 | 0.36971 | 0.36971 | 0.36971 | 0.36971 | 22060.2581 | 443572.1491 | 0.0056782 | 237342.1208 | 134483.3289 | 1163.6682 | 23383.2768 | 465632.4072 | 24546.945 | 441085.4622 | 306602.1333 | TRUE
| 60785881 | HTN032 | HTN | 22KV | 1016.27 | 16 | 38280.733 | 5.882% | Single phase | 44.74 | 0.0091082 | 0.0099669 | 0.01091 | 0.011947 | 0.013087 | 0.01434 | 0.015718 | 0.017233 | 0.0189 | 0.020734 | 0.022751 | 0.024972 | 0.027416 | 0.030107 | 0.03307 | 0.033308 | 0.033308 | 0.033308 | 0.033308 | 0.033308 | 0.37276 | 0.371 | 0.37094 | 0.37153 | 0.36935 | 0.36776 | 0.37076 | 0.37229 | 0.36971 | 0.36971 | 0.36971 | 0.36971 | 0.36971 | 0.36971 | 0.36971 | 0.36971 | 0.36971 | 0.36971 | 0.36971 | 0.36971 | 4219.1715 | 16252.2645 | 0.0010878 | 45467.9198 | 25763.1355 | 222.9253 | 858.1553 | 20471.4359 | 1081.0807 | 19390.3553 | -6372.7802 | FALSE
| 60785894 | HTN012 | HTN | 22KV | 1511.95 | 15 | 38280.733 | 6.25% | Covered | 390 | 0.018814 | 0.020292 | 0.02189 | 0.02362 | 0.025491 | 0.027517 | 0.029708 | 0.032081 | 0.034649 | 0.037429 | 0.040439 | 0.043699 | 0.047229 | 0.049554 | 0.049554 | 0.049554 | 0.049554 | 0.049554 | 0.049554 | 0.049554 | 0.18937 | 0.19106 | 0.19356 | 0.19437 | 0.19419 | 0.19506 | 0.19781 | 0.19987 | 0.19775 | 0.19775 | 0.19775 | 0.19775 | 0.19775 | 0.19775 | 0.19775 | 0.19775 | 0.19775 | 0.19775 | 0.19775 | 0.19775 | 3842.3461 | 361028.6679 | 0.0016183 | 589660.5 | 334114.7651 | 175.5862 | 16557.3634 | 364871.014 | 16732.9496 | 348138.0644 | 14023.2994 | TRUE
| 60785923 | HTN032 | HTN | 22KV | 202.4 | 16 | 38280.733 | 5.882% | Three phase | 97.13 | 0.0019001 | 0.0020744 | 0.0022655 | 0.002475 | 0.0027047 | 0.0029565 | 0.0032328 | 0.0035359 | 0.0038684 | 0.0042332 | 0.0046337 | 0.0050733 | 0.0055558 | 0.0060857 | 0.0066336 | 0.0066336 | 0.0066336 | 0.0066336 | 0.0066336 | 0.0066336 | 0.37276 | 0.371 | 0.37094 | 0.37153 | 0.36935 | 0.36776 | 0.37076 | 0.37229 | 0.36971 | 0.36971 | 0.36971 | 0.36971 | 0.36971 | 0.36971 | 0.36971 | 0.36971 | 0.36971 | 0.36971 | 0.36971 | 0.36971 | 855.9893 | 1425.6283 | 0.00021664 | 19659.112 | 11139.2905 | 44.3977 | 73.8969 | 2281.6176 | 118.2946 | 2163.3229 | -8975.9675 | FALSE
| 60785925 | HTN032 | HTN | 22KV | 43.62 | 16 | 38280.733 | 5.882% | Three phase | 97.13 | 0.00032412 | 0.00035473 | 0.0003884 | 0.00042541 | 0.00046612 | 0.00051091 | 0.00056019 | 0.00061442 | 0.00067411 | 0.00073983 | 0.0008122 | 0.00089189 | 0.00097968 | 0.0010764 | 0.0011829 | 0.0013004 | 0.0014296 | 0.0014296 | 0.0014296 | 0.0014296 | 0.37276 | 0.371 | 0.37094 | 0.37153 | 0.36935 | 0.36776 | 0.37076 | 0.37229 | 0.36971 | 0.36971 | 0.36971 | 0.36971 | 0.36971 | 0.36971 | 0.36971 | 0.36971 | 0.36971 | 0.36971 | 0.36971 | 0.36971 | 158.8183 | 57.0086 | 4.6689e-05 | 4236.8106 | 2400.6712 | 9.5683 | 3.4322 | 215.8269 | 13.0006 | 202.8263 | -2197.8449 | FALSE
| 60785937 | HTN032 | HTN | 22KV | 807.8 | 16 | 38280.733 | 5.882% | Single phase | 44.74 | 0.0096538 | 0.010386 | 0.011177 | 0.01203 | 0.01295 | 0.013944 | 0.015017 | 0.016175 | 0.017425 | 0.018775 | 0.020234 | 0.021809 | 0.02351 | 0.025348 | 0.026475 | 0.026475 | 0.026475 | 0.026475 | 0.026475 | 0.026475 | 0.37276 | 0.371 | 0.37094 | 0.37153 | 0.36935 | 0.36776 | 0.37076 | 0.37229 | 0.36971 | 0.36971 | 0.36971 | 0.36971 | 0.36971 | 0.36971 | 0.36971 | 0.36971 | 0.36971 | 0.36971 | 0.36971 | 0.36971 | 3720.48 | 11390.1446 | 0.00086464 | 36140.972 | 20478.2792 | 177.1961 | 542.1949 | 15110.6245 | 719.391 | 14391.2336 | -6087.0457 | FALSE
| 60785978 | HTN032 | HTN | 22KV | 1706.81 | 16 | 38280.733 | 5.882% | Three phase | 97.13 | 0.011746 | 0.012613 | 0.013549 | 0.014557 | 0.015643 | 0.016815 | 0.018079 | 0.019442 | 0.020912 | 0.022498 | 0.02421 | 0.026056 | 0.028049 | 0.0302 | 0.032522 | 0.035028 | 0.037735 | 0.040657 | 0.043812 | 0.04722 | 0.37276 | 0.371 | 0.37094 | 0.37153 | 0.36935 | 0.36776 | 0.37076 | 0.37229 | 0.36971 | 0.36971 | 0.36971 | 0.36971 | 0.36971 | 0.36971 | 0.36971 | 0.36971 | 0.36971 | 0.36971 | 0.36971 | 0.36971 | 4822.0871 | 67722.2583 | 0.0018269 | 165782.4553 | 93936.0295 | 374.3997 | 5255.0331 | 72544.3454 | 5629.4329 | 66914.9126 | -27021.1169 | FALSE
| 60785999 | HTN032 | HTN | 22KV | 2068.07 | 16 | 38280.733 | 5.882% | Three phase | 97.13 | 0.020051 | 0.021675 | 0.023438 | 0.02535 | 0.027425 | 0.029676 | 0.03212 | 0.034772 | 0.037652 | 0.040778 | 0.044173 | 0.04786 | 0.051865 | 0.056215 | 0.060941 | 0.066076 | 0.067781 | 0.067781 | 0.067781 | 0.067781 | 0.37276 | 0.371 | 0.37094 | 0.37153 | 0.36935 | 0.36776 | 0.37076 | 0.37229 | 0.36971 | 0.36971 | 0.36971 | 0.36971 | 0.36971 | 0.36971 | 0.36971 | 0.36971 | 0.36971 | 0.36971 | 0.36971 | 0.36971 | 8446.7663 | 143737.2423 | 0.0022136 | 200871.6391 | 113818.3421 | 453.6444 | 7714.9936 | 152184.0086 | 8168.638 | 144015.3706 | 30197.0285 | TRUE
| 60786011 | HTN032 | HTN | 22KV | 238.59 | 16 | 38280.733 | 5.882% | Three phase | 97.13 | 0.0020337 | 0.0021877 | 0.0023539 | 0.0025334 | 0.0027272 | 0.0029365 | 0.0031625 | 0.0034065 | 0.0036702 | 0.0039551 | 0.0042628 | 0.0045954 | 0.0049549 | 0.0053434 | 0.0057633 | 0.0062172 | 0.006708 | 0.0072387 | 0.0078126 | 0.0078197 | 0.37276 | 0.371 | 0.37094 | 0.37153 | 0.36935 | 0.36776 | 0.37076 | 0.37229 | 0.36971 | 0.36971 | 0.36971 | 0.36971 | 0.36971 | 0.36971 | 0.36971 | 0.36971 | 0.36971 | 0.36971 | 0.36971 | 0.36971 | 845.5821 | 1660.054 | 0.00025538 | 23174.2467 | 13131.044 | 52.3362 | 102.6856 | 2505.6361 | 155.0219 | 2350.6143 | -10780.4298 | FALSE
| 60786017 | HTN032 | HTN | 22KV | 687.84 | 16 | 38280.733 | 5.882% | Three phase | 97.13 | 0.0064232 | 0.0069177 | 0.007452 | 0.0080294 | 0.0086535 | 0.0093282 | 0.010058 | 0.010846 | 0.011699 | 0.012621 | 0.013619 | 0.014698 | 0.015865 | 0.017128 | 0.018495 | 0.019974 | 0.021575 | 0.022544 | 0.022544 | 0.022544 | 0.37276 | 0.371 | 0.37094 | 0.37153 | 0.36935 | 0.36776 | 0.37076 | 0.37229 | 0.36971 | 0.36971 | 0.36971 | 0.36971 | 0.36971 | 0.36971 | 0.36971 | 0.36971 | 0.36971 | 0.36971 | 0.36971 | 0.36971 | 2658.5922 | 15047.0125 | 0.00073624 | 66809.8992 | 37855.9761 | 150.8821 | 853.4537 | 17705.6048 | 1004.3358 | 16701.269 | -21154.7071 | FALSE
| 60786233 | HTN011 | HTN | 22KV | 1843.71 | 11 | 38280.733 | 8.333% | Single phase | 44.74 | 0.01753 | 0.019263 | 0.021174 | 0.023284 | 0.025613 | 0.028184 | 0.031023 | 0.03416 | 0.037624 | 0.041452 | 0.045683 | 0.050359 | 0.055528 | 0.060427 | 0.060427 | 0.060427 | 0.060427 | 0.060427 | 0.060427 | 0.060427 | 0.10667 | 0.10833 | 0.11 | 0.11083 | 0.11142 | 0.11283 | 0.11508 | 0.117 | 0.11667 | 0.11667 | 0.11667 | 0.11667 | 0.11667 | 0.11667 | 0.11667 | 0.11667 | 0.11667 | 0.11667 | 0.11667 | 0.11667 | 2524.7102 | 56644.0394 | 0.0019734 | 82487.5854 | 46739.3021 | 124.5866 | 2824.4437 | 59168.7495 | 2949.0302 | 56219.7193 | 9480.4173 | TRUE
| 60786236 | HTN011 | HTN | 22KV | 2110.51 | 11 | 38280.733 | 8.333% | Single phase | 44.74 | 0.026262 | 0.028325 | 0.030556 | 0.032971 | 0.035583 | 0.03841 | 0.04147 | 0.044781 | 0.048366 | 0.052247 | 0.056449 | 0.060999 | 0.065926 | 0.069171 | 0.069171 | 0.069171 | 0.069171 | 0.069171 | 0.069171 | 0.069171 | 0.10667 | 0.10833 | 0.11 | 0.11083 | 0.11142 | 0.11283 | 0.11508 | 0.117 | 0.11667 | 0.11667 | 0.11667 | 0.11667 | 0.11667 | 0.11667 | 0.11667 | 0.11667 | 0.11667 | 0.11667 | 0.11667 | 0.11667 | 3136.2886 | 80699.9065 | 0.002259 | 94424.2174 | 53502.8635 | 142.6153 | 3701.0293 | 83836.1951 | 3843.6445 | 79992.5505 | 26489.6871 | TRUE
| 60786239 | HTN011 | HTN | 22KV | 609.92 | 11 | 38280.733 | 8.333% | Single phase | 44.74 | 0.0075819 | 0.008186 | 0.0088402 | 0.0095486 | 0.010316 | 0.011147 | 0.012048 | 0.013024 | 0.014082 | 0.015228 | 0.016471 | 0.017818 | 0.019278 | 0.01999 | 0.01999 | 0.01999 | 0.01999 | 0.01999 | 0.01999 | 0.01999 | 0.10667 | 0.10833 | 0.11 | 0.11083 | 0.11142 | 0.11283 | 0.11508 | 0.117 | 0.11667 | 0.11667 | 0.11667 | 0.11667 | 0.11667 | 0.11667 | 0.11667 | 0.11667 | 0.11667 | 0.11667 | 0.11667 | 0.11667 | 909.7278 | 6764.5607 | 0.00065284 | 27287.8208 | 15461.8867 | 41.2146 | 309.096 | 7674.2885 | 350.3107 | 7323.9779 | -8137.9088 | FALSE
| 60786259 | HTN032 | HTN | 22KV | 4239.09 | 16 | 38280.733 | 5.882% | Three phase | 97.13 | 0.039254 | 0.042561 | 0.046158 | 0.050074 | 0.054337 | 0.058977 | 0.064029 | 0.069531 | 0.075524 | 0.082052 | 0.089163 | 0.096911 | 0.10535 | 0.11456 | 0.12459 | 0.13552 | 0.13894 | 0.13894 | 0.13894 | 0.13894 | 0.37276 | 0.371 | 0.37094 | 0.37153 | 0.36935 | 0.36776 | 0.37076 | 0.37229 | 0.36971 | 0.36971 | 0.36971 | 0.36971 | 0.36971 | 0.36971 | 0.36971 | 0.36971 | 0.36971 | 0.36971 | 0.36971 | 0.36971 | 17055.4314 | 594918.212 | 0.0045374 | 411742.8117 | 233302.6425 | 929.8715 | 32415.3247 | 611973.6434 | 33345.1963 | 578628.4471 | 345325.8047 | TRUE
| 60786346 | HTN032 | HTN | 22KV | 5884.46 | 16 | 38280.733 | 5.882% | Three phase | 97.13 | 0.067993 | 0.073849 | 0.080232 | 0.087189 | 0.094772 | 0.10304 | 0.11206 | 0.12189 | 0.13261 | 0.14431 | 0.15707 | 0.171 | 0.18619 | 0.19286 | 0.19286 | 0.19286 | 0.19286 | 0.19286 | 0.19286 | 0.19286 | 0.37276 | 0.371 | 0.37094 | 0.37153 | 0.36935 | 0.36776 | 0.37076 | 0.37229 | 0.36971 | 0.36971 | 0.36971 | 0.36971 | 0.36971 | 0.36971 | 0.36971 | 0.36971 | 0.36971 | 0.36971 | 0.36971 | 0.36971 | 27679.6712 | 1340176.6885 | 0.0062985 | 571557.5998 | 323857.2589 | 1290.794 | 62462.3519 | 1367856.3597 | 63753.1459 | 1304103.2138 | 980245.955 | TRUE
| 60786368 | HTN032 | HTN | 22KV | 1350.39 | 16 | 38280.733 | 5.882% | Three phase | 97.13 | 0.012534 | 0.013457 | 0.014452 | 0.015523 | 0.016678 | 0.017922 | 0.019262 | 0.020707 | 0.022264 | 0.023942 | 0.025752 | 0.027703 | 0.029807 | 0.032075 | 0.034522 | 0.037161 | 0.040008 | 0.043079 | 0.044259 | 0.044259 | 0.37276 | 0.371 | 0.37094 | 0.37153 | 0.36935 | 0.36776 | 0.37076 | 0.37229 | 0.36971 | 0.36971 | 0.36971 | 0.36971 | 0.36971 | 0.36971 | 0.36971 | 0.36971 | 0.36971 | 0.36971 | 0.36971 | 0.36971 | 5067.8645 | 56310.5503 | 0.0014454 | 131163.3807 | 74320.0912 | 296.2167 | 3289.4518 | 61378.4147 | 3585.6685 | 57792.7462 | -16527.3449 | FALSE
| 60786380 | HTN032 | HTN | 22KV | 7364.46 | 16 | 38280.733 | 5.882% | Single phase | 44.74 | 0.068919 | 0.074305 | 0.080131 | 0.086435 | 0.093256 | 0.10064 | 0.10863 | 0.11728 | 0.12664 | 0.13678 | 0.14776 | 0.15964 | 0.17252 | 0.18647 | 0.20158 | 0.21795 | 0.23569 | 0.24137 | 0.24137 | 0.24137 | 0.37276 | 0.371 | 0.37094 | 0.37153 | 0.36935 | 0.36776 | 0.37076 | 0.37229 | 0.36971 | 0.36971 | 0.36971 | 0.36971 | 0.36971 | 0.36971 | 0.36971 | 0.36971 | 0.36971 | 0.36971 | 0.36971 | 0.36971 | 28746.5178 | 802382.7751 | 0.0078827 | 329485.9404 | 186694.0682 | 1615.4415 | 45063.9762 | 831129.2929 | 46679.4177 | 784449.8752 | 597755.8071 | TRUE
| 60786382 | HTN032 | HTN | 22KV | 365.31 | 16 | 38280.733 | 5.882% | Single phase | 44.74 | 0.0036846 | 0.003964 | 0.0042655 | 0.0045909 | 0.0049422 | 0.0053214 | 0.0057309 | 0.006173 | 0.0066506 | 0.0071663 | 0.0077235 | 0.0083254 | 0.0089757 | 0.0096784 | 0.010438 | 0.011258 | 0.011973 | 0.011973 | 0.011973 | 0.011973 | 0.37276 | 0.371 | 0.37094 | 0.37153 | 0.36935 | 0.36776 | 0.37076 | 0.37229 | 0.36971 | 0.36971 | 0.36971 | 0.36971 | 0.36971 | 0.36971 | 0.36971 | 0.36971 | 0.36971 | 0.36971 | 0.36971 | 0.36971 | 1489.4587 | 2062.2237 | 0.00039102 | 16343.9694 | 9260.8569 | 80.1331 | 110.8845 | 3551.6824 | 191.0176 | 3360.6648 | -5900.1921 | FALSE
| 60786406 | HTN013 | HTN | 22KV | 1362.07 | 30 | 38280.733 | 3.226% | Three phase | 97.13 | 0.013237 | 0.014327 | 0.01551 | 0.016796 | 0.018192 | 0.01971 | 0.021359 | 0.023151 | 0.025099 | 0.027217 | 0.02952 | 0.032024 | 0.034747 | 0.037709 | 0.040931 | 0.044436 | 0.044642 | 0.044642 | 0.044642 | 0.044642 | 0.15197 | 0.15152 | 0.15174 | 0.15132 | 0.15016 | 0.14877 | 0.14881 | 0.14926 | 0.1479 | 0.1479 | 0.1479 | 0.1479 | 0.1479 | 0.1479 | 0.1479 | 0.1479 | 0.1479 | 0.1479 | 0.1479 | 0.1479 | 2256.4488 | 62952.1431 | 0.0014579 | 132297.8591 | 74962.9119 | 120.3786 | 3346.6012 | 65208.5918 | 3466.9798 | 61741.612 | -13221.2999 | FALSE
| 60786426 | HTN032 | HTN | 22KV | 430.67 | 16 | 38280.733 | 5.882% | Single phase | 44.74 | 0.0042895 | 0.0046234 | 0.0049846 | 0.0053752 | 0.0057976 | 0.0062546 | 0.0067491 | 0.0072841 | 0.0078631 | 0.0084897 | 0.009168 | 0.0099022 | 0.010697 | 0.011558 | 0.01249 | 0.013499 | 0.014115 | 0.014115 | 0.014115 | 0.014115 | 0.37276 | 0.371 | 0.37094 | 0.37153 | 0.36935 | 0.36776 | 0.37076 | 0.37229 | 0.36971 | 0.36971 | 0.36971 | 0.36971 | 0.36971 | 0.36971 | 0.36971 | 0.36971 | 0.36971 | 0.36971 | 0.36971 | 0.36971 | 1760.8538 | 2874.2034 | 0.00046098 | 19268.1758 | 10917.7773 | 94.4702 | 154.1122 | 4635.0572 | 248.5824 | 4386.4748 | -6531.3025 | FALSE
| 60786435 | HTN032 | HTN | 22KV | 1056.12 | 16 | 38280.733 | 5.882% | Three phase | 97.13 | 0.0097797 | 0.010603 | 0.0115 | 0.012475 | 0.013537 | 0.014693 | 0.015952 | 0.017323 | 0.018816 | 0.020442 | 0.022214 | 0.024144 | 0.026248 | 0.02854 | 0.031039 | 0.033763 | 0.034614 | 0.034614 | 0.034614 | 0.034614 | 0.37276 | 0.371 | 0.37094 | 0.37153 | 0.36935 | 0.36776 | 0.37076 | 0.37229 | 0.36971 | 0.36971 | 0.36971 | 0.36971 | 0.36971 | 0.36971 | 0.36971 | 0.36971 | 0.36971 | 0.36971 | 0.36971 | 0.36971 | 4249.1625 | 36926.5321 | 0.0011304 | 102580.9356 | 58124.6416 | 231.6667 | 2012.017 | 41175.6946 | 2243.6836 | 38932.011 | -19192.6306 | FALSE
| 60786464 | HTN032 | HTN | 22KV | 258.1 | 16 | 38280.733 | 5.882% | Three phase | 97.13 | 0.0024319 | 0.002631 | 0.0028472 | 0.0030819 | 0.0033369 | 0.0036137 | 0.0039145 | 0.0042413 | 0.0045963 | 0.0049821 | 0.0054015 | 0.0058573 | 0.0063529 | 0.0068917 | 0.0074775 | 0.0081146 | 0.0084592 | 0.0084592 | 0.0084592 | 0.0084592 | 0.37276 | 0.371 | 0.37094 | 0.37153 | 0.36935 | 0.36776 | 0.37076 | 0.37229 | 0.36971 | 0.36971 | 0.36971 | 0.36971 | 0.36971 | 0.36971 | 0.36971 | 0.36971 | 0.36971 | 0.36971 | 0.36971 | 0.36971 | 1037.1215 | 2202.5968 | 0.00027626 | 25069.253 | 14204.7968 | 56.6159 | 120.1659 | 3239.7182 | 176.7818 | 3062.9365 | -11141.8603 | FALSE
| 60786479 | PLD001 | PLD | 22KV | 70.55 | 22 | 42177.4532 | 4.348% | Three phase | 97.13 | 0.00089953 | 0.0009822 | 0.0010728 | 0.001172 | 0.0012808 | 0.0014 | 0.0015308 | 0.0016741 | 0.0018313 | 0.0020037 | 0.0021928 | 0.0023123 | 0.0023123 | 0.0023123 | 0.0023123 | 0.0023123 | 0.0023123 | 0.0023123 | 0.0023123 | 0.0023123 | 0.17543 | 0.17561 | 0.17622 | 0.17591 | 0.17491 | 0.17509 | 0.17626 | 0.17726 | 0.17609 | 0.17609 | 0.17609 | 0.17609 | 0.17609 | 0.17609 | 0.17609 | 0.17609 | 0.17609 | 0.17609 | 0.17609 | 0.17609 | 187.168 | 207.3151 | 7.5514e-05 | 6852.5215 | 3882.7912 | 8.103 | 8.9784 | 394.4831 | 17.0814 | 377.4016 | -3505.3896 | FALSE
| 60786482 | PLD003 | PLD | 22KV | 580.43 | 25 | 42177.4532 | 3.846% | Three phase | 97.13 | 0.0035266 | 0.0038799 | 0.0042706 | 0.0047027 | 0.0051809 | 0.0057102 | 0.0062961 | 0.0069449 | 0.0076634 | 0.0084595 | 0.0093415 | 0.010319 | 0.011403 | 0.012604 | 0.013936 | 0.015414 | 0.017052 | 0.018871 | 0.019023 | 0.019023 | 0.082231 | 0.082769 | 0.083808 | 0.083923 | 0.083654 | 0.084077 | 0.085 | 0.086038 | 0.085231 | 0.085231 | 0.085231 | 0.085231 | 0.085231 | 0.085231 | 0.085231 | 0.085231 | 0.085231 | 0.085231 | 0.085231 | 0.085231 | 475.4314 | 8978.9483 | 0.00062127 | 56377.1659 | 31944.5571 | 32.0401 | 607.7218 | 9454.3798 | 639.7619 | 8814.6178 | -23129.9393 | FALSE
| 60786489 | HTN032 | HTN | 22KV | 964.47 | 16 | 38280.733 | 5.882% | Three phase | 97.13 | 0.0090258 | 0.0097312 | 0.010494 | 0.01132 | 0.012213 | 0.01318 | 0.014226 | 0.015359 | 0.016585 | 0.017913 | 0.019351 | 0.020908 | 0.022594 | 0.024421 | 0.0264 | 0.028544 | 0.030867 | 0.03161 | 0.03161 | 0.03161 | 0.37276 | 0.371 | 0.37094 | 0.37153 | 0.36935 | 0.36776 | 0.37076 | 0.37229 | 0.36971 | 0.36971 | 0.36971 | 0.36971 | 0.36971 | 0.36971 | 0.36971 | 0.36971 | 0.36971 | 0.36971 | 0.36971 | 0.36971 | 3764.7233 | 29876.8384 | 0.0010323 | 93678.9711 | 53080.5903 | 211.5627 | 1677.9637 | 33641.5616 | 1889.5263 | 31752.0353 | -21328.555 | FALSE
| 60786493 | HTN032 | HTN | 22KV | 1464.22 | 16 | 38280.733 | 5.882% | Three phase | 97.13 | 0.013764 | 0.014874 | 0.016076 | 0.017381 | 0.018796 | 0.020331 | 0.021996 | 0.023803 | 0.025764 | 0.027892 | 0.030202 | 0.03271 | 0.035433 | 0.03839 | 0.041601 | 0.045089 | 0.047989 | 0.047989 | 0.047989 | 0.047989 | 0.37276 | 0.371 | 0.37094 | 0.37153 | 0.36935 | 0.36776 | 0.37076 | 0.37229 | 0.36971 | 0.36971 | 0.36971 | 0.36971 | 0.36971 | 0.36971 | 0.36971 | 0.36971 | 0.36971 | 0.36971 | 0.36971 | 0.36971 | 5828.2136 | 70219.5124 | 0.0015673 | 142219.6886 | 80584.8414 | 321.186 | 3867.3882 | 76047.726 | 4188.5743 | 71859.1517 | -8725.6896 | FALSE
| 60786494 | HTN032 | HTN | 22KV | 2256.62 | 16 | 38280.733 | 5.882% | Three phase | 97.13 | 0.021248 | 0.023234 | 0.025413 | 0.027806 | 0.030434 | 0.03332 | 0.036491 | 0.039975 | 0.043804 | 0.048013 | 0.052639 | 0.057726 | 0.063319 | 0.069471 | 0.07396 | 0.07396 | 0.07396 | 0.07396 | 0.07396 | 0.07396 | 0.37276 | 0.371 | 0.37094 | 0.37153 | 0.36935 | 0.36776 | 0.37076 | 0.37229 | 0.36971 | 0.36971 | 0.36971 | 0.36971 | 0.36971 | 0.36971 | 0.36971 | 0.36971 | 0.36971 | 0.36971 | 0.36971 | 0.36971 | 9632.6227 | 178867.3161 | 0.0024154 | 219185.5006 | 124195.3837 | 495.004 | 9185.9054 | 188499.9388 | 9680.9094 | 178819.0294 | 54623.6457 | TRUE
| 60786503 | HTN032 | HTN | 22KV | 62.7 | 16 | 38280.733 | 5.882% | Three phase | 97.13 | 0.00059552 | 0.00064672 | 0.00070253 | 0.00076337 | 0.00082971 | 0.00090205 | 0.00098094 | 0.001067 | 0.0011609 | 0.0012633 | 0.0013751 | 0.0014971 | 0.0016303 | 0.0017757 | 0.0019344 | 0.002055 | 0.002055 | 0.002055 | 0.002055 | 0.002055 | 0.37276 | 0.371 | 0.37094 | 0.37153 | 0.36935 | 0.36776 | 0.37076 | 0.37229 | 0.36971 | 0.36971 | 0.36971 | 0.36971 | 0.36971 | 0.36971 | 0.36971 | 0.36971 | 0.36971 | 0.36971 | 0.36971 | 0.36971 | 259.447 | 133.8558 | 6.7112e-05 | 6090.051 | 3450.7585 | 13.7536 | 7.0915 | 393.3028 | 20.8452 | 372.4576 | -3078.3009 | FALSE
| 60786515 | HTN032 | HTN | 22KV | 372.98 | 16 | 38280.733 | 5.882% | Single phase | 44.74 | 0.0025667 | 0.0027563 | 0.0029607 | 0.003181 | 0.0034185 | 0.0036746 | 0.0039507 | 0.0042486 | 0.0045698 | 0.0049164 | 0.0052904 | 0.005694 | 0.0061294 | 0.0065995 | 0.0071069 | 0.0076546 | 0.0082459 | 0.0088845 | 0.009574 | 0.010319 | 0.37276 | 0.371 | 0.37094 | 0.37153 | 0.36935 | 0.36776 | 0.37076 | 0.37229 | 0.36971 | 0.36971 | 0.36971 | 0.36971 | 0.36971 | 0.36971 | 0.36971 | 0.36971 | 0.36971 | 0.36971 | 0.36971 | 0.36971 | 1053.7447 | 1489.6175 | 0.00039923 | 16687.1252 | 9455.2966 | 81.8156 | 115.5896 | 2543.3622 | 197.4052 | 2345.957 | -7109.3396 | FALSE
| 60786525 | WBL012 | WBL | 22KV | 921.92 | 17 | 45090.5514 | 5.556% | Three phase | 97.13 | 0.011521 | 0.012453 | 0.013464 | 0.01456 | 0.015748 | 0.017037 | 0.018435 | 0.019952 | 0.021598 | 0.023384 | 0.025322 | 0.027425 | 0.029708 | 0.030216 | 0.030216 | 0.030216 | 0.030216 | 0.030216 | 0.030216 | 0.030216 | 0.48244 | 0.48689 | 0.49522 | 0.50094 | 0.50244 | 0.50561 | 0.51483 | 0.525 | 0.52667 | 0.52667 | 0.52667 | 0.52667 | 0.52667 | 0.52667 | 0.52667 | 0.52667 | 0.52667 | 0.52667 | 0.52667 | 0.52667 | 7361.5276 | 33823.2299 | 0.00098679 | 89546.0896 | 50738.8077 | 330.7421 | 1533.1745 | 41184.7574 | 1863.9166 | 39320.8409 | -11417.9668 | FALSE
| 60786562 | HTN032 | HTN | 22KV | 1048.63 | 16 | 38280.733 | 5.882% | Single phase | 44.74 | 0.0097214 | 0.010458 | 0.011253 | 0.012112 | 0.013038 | 0.014039 | 0.015119 | 0.016286 | 0.017546 | 0.018907 | 0.020378 | 0.021967 | 0.023684 | 0.025539 | 0.027545 | 0.029712 | 0.032055 | 0.034369 | 0.034369 | 0.034369 | 0.37276 | 0.371 | 0.37094 | 0.37153 | 0.36935 | 0.36776 | 0.37076 | 0.37229 | 0.36971 | 0.36971 | 0.36971 | 0.36971 | 0.36971 | 0.36971 | 0.36971 | 0.36971 | 0.36971 | 0.36971 | 0.36971 | 0.36971 | 3996.062 | 15882.0597 | 0.0011224 | 46915.7062 | 26583.4835 | 230.0237 | 913.6761 | 19878.1217 | 1143.6998 | 18734.4219 | -7849.0616 | FALSE
| 60786585 | HTN013 | HTN | 22KV | 6011.84 | 30 | 38280.733 | 3.226% | Three phase | 97.13 | 0.055813 | 0.060592 | 0.0658 | 0.071476 | 0.077663 | 0.084407 | 0.09176 | 0.099779 | 0.10852 | 0.11806 | 0.12847 | 0.13983 | 0.15222 | 0.16574 | 0.1805 | 0.19661 | 0.19704 | 0.19704 | 0.19704 | 0.19704 | 0.15197 | 0.15152 | 0.15174 | 0.15132 | 0.15016 | 0.14877 | 0.14881 | 0.14926 | 0.1479 | 0.1479 | 0.1479 | 0.1479 | 0.1479 | 0.1479 | 0.1479 | 0.1479 | 0.1479 | 0.1479 | 0.1479 | 0.1479 | 9818.2603 | 1209143.9609 | 0.0064349 | 583930.0192 | 330867.7471 | 531.3214 | 65195.8467 | 1218962.2212 | 65727.1681 | 1153235.053 | 822367.3059 | TRUE
| 60786604 | HTN013 | HTN | 22KV | 296.66 | 30 | 38280.733 | 3.226% | Three phase | 97.13 | 0.0027849 | 0.0030405 | 0.0033206 | 0.0036276 | 0.0039643 | 0.0043334 | 0.0047383 | 0.0051825 | 0.0056699 | 0.0062047 | 0.0067916 | 0.0074359 | 0.0081432 | 0.0089198 | 0.009723 | 0.009723 | 0.009723 | 0.009723 | 0.009723 | 0.009723 | 0.15197 | 0.15152 | 0.15174 | 0.15132 | 0.15016 | 0.14877 | 0.14881 | 0.14926 | 0.1479 | 0.1479 | 0.1479 | 0.1479 | 0.1479 | 0.1479 | 0.1479 | 0.1479 | 0.1479 | 0.1479 | 0.1479 | 0.1479 | 503.9418 | 3062.6916 | 0.00031754 | 28814.5858 | 16326.9857 | 26.2186 | 158.7534 | 3566.6334 | 184.972 | 3381.6615 | -12945.3243 | FALSE
| 60786606 | HTN013 | HTN | 22KV | 9504.97 | 30 | 38280.733 | 3.226% | Three phase | 97.13 | 0.090808 | 0.09744 | 0.10458 | 0.11226 | 0.12054 | 0.12945 | 0.13904 | 0.14937 | 0.1605 | 0.17249 | 0.18541 | 0.19932 | 0.21432 | 0.23048 | 0.24789 | 0.26667 | 0.2869 | 0.30872 | 0.31152 | 0.31152 | 0.15197 | 0.15152 | 0.15174 | 0.15132 | 0.15016 | 0.14877 | 0.14881 | 0.14926 | 0.1479 | 0.1479 | 0.1479 | 0.1479 | 0.1479 | 0.1479 | 0.1479 | 0.1479 | 0.1479 | 0.1479 | 0.1479 | 0.1479 | 14621.2495 | 2846062.434 | 0.010174 | 923217.7361 | 523115.72 | 840.0414 | 162969.6015 | 2860683.6835 | 163809.6428 | 2696874.0407 | 2173758.3207 | TRUE
| 60786608 | HTN013 | HTN | 22KV | 139.97 | 30 | 38280.733 | 3.226% | Three phase | 97.13 | 0.001314 | 0.0014346 | 0.0015667 | 0.0017116 | 0.0018704 | 0.0020446 | 0.0022356 | 0.0024452 | 0.0026752 | 0.0029275 | 0.0032044 | 0.0035084 | 0.0038421 | 0.0042086 | 0.0045875 | 0.0045875 | 0.0045875 | 0.0045875 | 0.0045875 | 0.0045875 | 0.15197 | 0.15152 | 0.15174 | 0.15132 | 0.15016 | 0.14877 | 0.14881 | 0.14926 | 0.1479 | 0.1479 | 0.1479 | 0.1479 | 0.1479 | 0.1479 | 0.1479 | 0.1479 | 0.1479 | 0.1479 | 0.1479 | 0.1479 | 237.7696 | 681.7972 | 0.00014982 | 13595.2861 | 7703.3917 | 12.3704 | 35.3407 | 919.5668 | 47.7111 | 871.8557 | -6831.536 | FALSE
| 60786616 | HTN013 | HTN | 22KV | 38.43 | 30 | 38280.733 | 3.226% | Three phase | 97.13 | 0.00036077 | 0.00039387 | 0.00043015 | 0.00046993 | 0.00051354 | 0.00056136 | 0.00061382 | 0.00067136 | 0.00073449 | 0.00080377 | 0.0008798 | 0.00096327 | 0.0010549 | 0.0011555 | 0.0012595 | 0.0012595 | 0.0012595 | 0.0012595 | 0.0012595 | 0.0012595 | 0.15197 | 0.15152 | 0.15174 | 0.15132 | 0.15016 | 0.14877 | 0.14881 | 0.14926 | 0.1479 | 0.1479 | 0.1479 | 0.1479 | 0.1479 | 0.1479 | 0.1479 | 0.1479 | 0.1479 | 0.1479 | 0.1479 | 0.1479 | 65.2818 | 51.3956 | 4.1134e-05 | 3732.7059 | 2115.0343 | 3.3964 | 2.6641 | 116.6774 | 6.0605 | 110.6169 | -2004.4174 | FALSE
2419203.1254
-7602.9028
-2230.7414
#NAME?
#NAME?
#NAME?

## Sensitivities
Powercor
Proactive replacement of HV conductor
| Total | 1395212311.619 | 486185582.9726 | 909026728.6464 | 4984 |  | 860408170.3491 | 957645286.9436 | 1048547959.8083 | 769505497.4845 | 720886939.1872
[6 empty] | Capex sensitivity | 10% | -10% | 0% | 0% | 10%
|  | Total benefits PV | PV of annualised | Option 2 | Option 2 | Benefits sensitivity | 0% | 0% | 10% | -10% | -10% | Preferred option
| Feeders |  | capex ($ 2023) | NPV ($ 2023) | preferred |  | Sensitivity 1 | Sensitivity 2 | Sensitivity 3 | Sensitivity 4 | Sensitivity 5 | unchanged by sensitivities
| 60384550 | 3311.5913 | 2971.9451 | 339.6463 | 1 |  | 42.4518 | 636.8408 | 670.8054 | 8.4871 | -288.7074 | 0
| 60384573 | 9441.4839 | 8066.6295 | 1374.8545 | 1 |  | 568.1915 | 2181.5174 | 2319.0028 | 430.7061 | -375.9569 | 0
| 60384589 | 3896.7365 | 3480.4779 | 416.2586 | 1 |  | 68.2108 | 764.3063 | 805.9322 | 26.5849 | -321.4629 | 0
| 60384686 | 7970.8299 | 4397.378 | 3573.4519 | 1 |  | 3133.7141 | 4013.1897 | 4370.5349 | 2776.3689 | 2336.6311 | 1
| 60384689 | 11761.3032 | 9865.757 | 1895.5462 | 1 |  | 908.9705 | 2882.1219 | 3071.6765 | 719.4159 | -267.1598 | 0
| 60384691 | 36451.4828 | 19957.712 | 16493.7709 | 1 |  | 14497.9997 | 18489.5421 | 20138.9191 | 12848.6226 | 10852.8514 | 1
| 60384697 | 1460.2038 | 1031.9254 | 428.2784 | 1 |  | 325.0859 | 531.471 | 574.2988 | 282.258 | 179.0655 | 1
| 60384698 | 987.8509 | 699.5078 | 288.3431 | 1 |  | 218.3923 | 358.2939 | 387.1282 | 189.558 | 119.6072 | 1
| 60384699 | 8727.2784 | 4443.0579 | 4284.2205 | 1 |  | 3839.9147 | 4728.5263 | 5156.9483 | 3411.4927 | 2967.1869 | 1
| 60384704 | 32098.2916 | 15538.3196 | 16559.9721 | 1 |  | 15006.1401 | 18113.804 | 19769.8012 | 13350.1429 | 11796.311 | 1
| 60384715 | 10509.8759 | 6153.5774 | 4356.2985 | 1 |  | 3740.9408 | 4971.6562 | 5407.2861 | 3305.3109 | 2689.9532 | 1
| 60384716 | 86365.3158 | 41874.1559 | 44491.1599 | 1 |  | 40303.7443 | 48678.5755 | 53127.6915 | 35854.6283 | 31667.2127 | 1
| 60384717 | 11280.8909 | 6588.362 | 4692.5289 | 1 |  | 4033.6927 | 5351.3651 | 5820.618 | 3564.4398 | 2905.6036 | 1
| 60384720 | 4023.3585 | 4054.5036 | -31.1451 | 0 |  | -436.5955 | 374.3053 | 371.1907 | -433.481 | -838.9313 | 1
| 60384721 | 4195.3856 | 2381.959 | 1813.4266 | 1 |  | 1575.2307 | 2051.6225 | 2232.9652 | 1393.8881 | 1155.6922 | 1
| 60384722 | 13127.3883 | 7243.841 | 5883.5473 | 1 |  | 5159.1632 | 6607.9314 | 7196.2861 | 4570.8085 | 3846.4244 | 1
| 60384726 | 56223.5719 | 24142.1006 | 32081.4714 | 1 |  | 29667.2613 | 34495.6814 | 37703.8286 | 26459.1142 | 24044.9041 | 1
| 60384735 | 7462.7896 | 9953.691 | -2490.9013 | 0 |  | -3486.2704 | -1495.5323 | -1744.6224 | -3237.1803 | -4232.5494 | 1
| 60384745 | 1190.3603 | 6340.1495 | -5149.7892 | 0 |  | -5783.8041 | -4515.7742 | -5030.7532 | -5268.8252 | -5902.8402 | 1
| 60384755 | 451516.9034 | 185753.7225 | 265763.1808 | 1 |  | 247187.8086 | 284338.5531 | 310914.8712 | 220611.4905 | 202036.1182 | 1
| 60384763 | 58310.8514 | 45632.2379 | 12678.6135 | 1 |  | 8115.3898 | 17241.8373 | 18509.6987 | 6847.5284 | 2284.3046 | 1
| 60384783 | 196.8427 | 887.1806 | -690.3379 | 0 |  | -779.056 | -601.6199 | -670.6537 | -710.0222 | -798.7403 | 1
| 60384786 | 90004.0531 | 50651.926 | 39352.1271 | 1 |  | 34286.9345 | 44417.3197 | 48352.5324 | 30351.7218 | 25286.5292 | 1
| 60384789 | 3682.1933 | 6058.559 | -2376.3657 | 0 |  | -2982.2216 | -1770.5098 | -2008.1464 | -2744.585 | -3350.4409 | 1
| 60384790 | 26134.3466 | 24465.6877 | 1668.6589 | 1 |  | -777.9098 | 4115.2277 | 4282.0936 | -944.7757 | -3391.3445 | 0
| 60384802 | 2030.2684 | 3942.7912 | -1912.5229 | 0 |  | -2306.802 | -1518.2437 | -1709.496 | -2115.5497 | -2509.8288 | 1
| 60384803 | 3972.4523 | 6827.4451 | -2854.9928 | 0 |  | -3537.7373 | -2172.2483 | -2457.7476 | -3252.238 | -3934.9825 | 1
| 60384814 | 20753.1208 | 28728.151 | -7975.0301 | 0 |  | -10847.8452 | -5102.215 | -5899.7181 | -10050.3422 | -12923.1573 | 1
| 60384815 | 1775.9023 | 4970.7613 | -3194.859 | 0 |  | -3691.9351 | -2697.7829 | -3017.2688 | -3372.4492 | -3869.5254 | 1
| 60384823 | 10386.2444 | 18417.5225 | -8031.278 | 0 |  | -9873.0303 | -6189.5258 | -6992.6536 | -9069.9025 | -10911.6547 | 1
| 60384831 | 115706.8715 | 99696.6497 | 16010.2218 | 1 |  | 6040.5569 | 25979.8868 | 27580.909 | 4439.5347 | -5530.1303 | 0
| 60384833 | 273.5081 | 1055.5909 | -782.0828 | 0 |  | -887.6419 | -676.5237 | -754.732 | -809.4336 | -914.9927 | 1
| 60384834 | 2366.4619 | 9240.5478 | -6874.0859 | 0 |  | -7798.1407 | -5950.0311 | -6637.4397 | -7110.7321 | -8034.7869 | 1
| 60384838 | 208.8397 | 1045.6844 | -836.8447 | 0 |  | -941.4131 | -732.2762 | -815.9607 | -857.7286 | -962.2971 | 1
| 60384839 | 592.5953 | 3314.2691 | -2721.6738 | 0 |  | -3053.1007 | -2390.2469 | -2662.4143 | -2780.9333 | -3112.3602 | 1
| 60384855 | 100254.1991 | 127502.4981 | -27248.299 | 0 |  | -39998.5488 | -14498.0492 | -17222.8791 | -37273.7189 | -50023.9687 | 1
| 60384876 | 2234.6121 | 8850.8928 | -6616.2807 | 0 |  | -7501.3699 | -5731.1914 | -6392.8194 | -6839.7419 | -7724.8311 | 1
| 60384877 | 139.6007 | 786.4647 | -646.864 | 0 |  | -725.5105 | -568.2176 | -632.904 | -660.8241 | -739.4706 | 1
| 60384895 | 2569.8904 | 33642.4034 | -31072.513 | 0 |  | -34436.7533 | -27708.2727 | -30815.524 | -31329.502 | -34693.7424 | 1
| 60384896 | 143124.6961 | 302894.3319 | -159769.6358 | 0 |  | -190059.069 | -129480.2026 | -145457.1662 | -174082.1054 | -204371.5386 | 1
| 60384899 | 1920.0387 | 7208.6179 | -5288.5792 | 0 |  | -6009.441 | -4567.7174 | -5096.5753 | -5480.5831 | -6201.4449 | 1
| 60384910 | 10824.0209 | 17009.0387 | -6185.0178 | 0 |  | -7885.9216 | -4484.1139 | -5102.6157 | -7267.4199 | -8968.3237 | 1
| 60384911 | 1470.7964 | 3709.3115 | -2238.5151 | 0 |  | -2609.4462 | -1867.5839 | -2091.4355 | -2385.5947 | -2756.5259 | 1
| 60384917 | 8265.6481 | 14138.8347 | -5873.1866 | 0 |  | -7287.0701 | -4459.3032 | -5046.6218 | -6699.7514 | -8113.6349 | 1
| 60384918 | 1212.1146 | 3138.4142 | -1926.2996 | 0 |  | -2240.141 | -1612.4582 | -1805.0881 | -2047.5111 | -2361.3525 | 1
| 60384919 | 66244.8798 | 52153.7003 | 14091.1796 | 1 |  | 8875.8096 | 19306.5496 | 20715.6676 | 7466.6916 | 2251.3216 | 1
| 60384920 | 4413.942 | 13153.0584 | -8739.1165 | 0 |  | -10054.4223 | -7423.8106 | -8297.7223 | -9180.5107 | -10495.8165 | 1
| 60384921 | 35471.7166 | 52655.7122 | -17183.9956 | 0 |  | -22449.5668 | -11918.4244 | -13636.8239 | -20731.1673 | -25996.7385 | 1
| 60384922 | 22765.6861 | 40668.3167 | -17902.6306 | 0 |  | -21969.4623 | -13835.799 | -15626.062 | -20179.1992 | -24246.0309 | 1
| 60384923 | 351831.2465 | 183541.8249 | 168289.4216 | 1 |  | 149935.2391 | 186643.6041 | 203472.5463 | 133106.297 | 114752.1145 | 1
| 60384929 | 35003.6288 | 44807.0254 | -9803.3966 | 0 |  | -14284.0992 | -5322.6941 | -6303.0338 | -13303.7595 | -17784.4621 | 1
| 60384957 | 8774.7242 | 16444.2255 | -7669.5014 | 0 |  | -9313.9239 | -6025.0788 | -6792.0289 | -8546.9738 | -10191.3963 | 1
| 60384960 | 1578.8758 | 4508.8719 | -2929.9961 | 0 |  | -3380.8833 | -2479.109 | -2772.1086 | -3087.8837 | -3538.7709 | 1
| 60384961 | 11696.293 | 19923.0993 | -8226.8064 | 0 |  | -10219.1163 | -6234.4964 | -7057.1771 | -9396.4357 | -11388.7456 | 1
| 60384971 | 7193.3262 | 26932.9772 | -19739.651 | 0 |  | -22432.9487 | -17046.3533 | -19020.3184 | -20458.9836 | -23152.2813 | 1
| 60384975 | 1579.2762 | 7290.0712 | -5710.795 | 0 |  | -6439.8022 | -4981.7879 | -5552.8674 | -5868.7227 | -6597.7298 | 1
| 60384984 | 29538.9982 | 48770.7196 | -19231.7214 | 0 |  | -24108.7933 | -14354.6494 | -16277.8216 | -22185.6212 | -27062.6931 | 1
| 60384985 | 18388.0295 | 36895.5975 | -18507.568 | 0 |  | -22197.1278 | -14818.0083 | -16668.7651 | -20346.371 | -24035.9307 | 1
| 60384987 | 264667.1304 | 151153.1271 | 113514.0033 | 1 |  | 98398.6906 | 128629.316 | 139980.7164 | 87047.2903 | 71931.9776 | 1
| 60385009 | 14641.5049 | 28467.9318 | -13826.4268 | 0 |  | -16673.22 | -10979.6337 | -12362.2763 | -15290.5773 | -18137.3705 | 1
| 60385014 | 18371.8828 | 33721.1199 | -15349.2371 | 0 |  | -18721.3491 | -11977.1251 | -13512.0488 | -17186.4254 | -20558.5373 | 1
| 60385023 | 2225.6349 | 6063.8826 | -3838.2477 | 0 |  | -4444.636 | -3231.8595 | -3615.6842 | -4060.8112 | -4667.1995 | 1
| 60385036 | 85552.401 | 56908.4738 | 28643.9272 | 1 |  | 22953.0799 | 34334.7746 | 37199.1673 | 20088.6871 | 14397.8398 | 1
| 60385042 | 260.0562 | 1696.2101 | -1436.154 | 0 |  | -1605.775 | -1266.533 | -1410.1483 | -1462.1596 | -1631.7806 | 1
| 60385043 | 4722.3003 | 17303.3247 | -12581.0245 | 0 |  | -14311.3569 | -10850.692 | -12108.7944 | -13053.2545 | -14783.587 | 1
| 60385056 | 965.363 | 11088.911 | -10123.5479 | 0 |  | -11232.439 | -9014.6568 | -10027.0116 | -10220.0842 | -11328.9753 | 1
| 60385064 | 2316.4863 | 8401.2485 | -6084.7622 | 0 |  | -6924.887 | -5244.6373 | -5853.1135 | -6316.4108 | -7156.5356 | 1
| 60385068 | 297.2808 | 1789.221 | -1491.9402 | 0 |  | -1670.8623 | -1313.0181 | -1462.2121 | -1521.6683 | -1700.5904 | 1
| 60385069 | 7949.0568 | 23151.4522 | -15202.3954 | 0 |  | -17517.5406 | -12887.2501 | -14407.4897 | -15997.3011 | -18312.4463 | 1
| 60385070 | 1849.1264 | 4832.0931 | -2982.9667 | 0 |  | -3466.176 | -2499.7574 | -2798.0541 | -3167.8793 | -3651.0887 | 1
| 60385089 | 2051.4396 | 3821.108 | -1769.6684 | 0 |  | -2151.7792 | -1387.5576 | -1564.5245 | -1974.8124 | -2356.9232 | 1
| 60385092 | 19048.6811 | 24621.5944 | -5572.9133 | 0 |  | -8035.0727 | -3110.7539 | -3668.0452 | -7477.7814 | -9939.9408 | 1
| 60385115 | 53138.4285 | 57544.5619 | -4406.1334 | 0 |  | -10160.5895 | 1348.3228 | 907.7095 | -9719.9762 | -15474.4324 | 1
| 60385119 | 18702.9057 | 21680.4085 | -2977.5028 | 0 |  | -5145.5436 | -809.4619 | -1107.2122 | -4847.7934 | -7015.8342 | 1
| 60385120 | 12219.2648 | 16347.1324 | -4127.8676 | 0 |  | -5762.5809 | -2493.1544 | -2905.9412 | -5349.7941 | -6984.5074 | 1
| 60385121 | 3387.5803 | 7334.2052 | -3946.6249 | 0 |  | -4680.0454 | -3213.2044 | -3607.8669 | -4285.3829 | -5018.8034 | 1
| 60385130 | 106487.0621 | 59242.0039 | 47245.0582 | 1 |  | 41320.8578 | 53169.2586 | 57893.7644 | 36596.352 | 30672.1516 | 1
| 60385139 | 774325.071 | 535611.1936 | 238713.8774 | 1 |  | 185152.758 | 292274.9968 | 316146.3845 | 161281.3703 | 107720.2509 | 1
| 60385140 | 993.6499 | 4225.1153 | -3231.4654 | 0 |  | -3653.9769 | -2808.9539 | -3132.1004 | -3330.8304 | -3753.3419 | 1
| 60385141 | 507710.0588 | 211473.1554 | 296236.9033 | 1 |  | 275089.5878 | 317384.2189 | 347007.9092 | 245465.8974 | 224318.5819 | 1
| 60385145 | 64114.6729 | 46114.4078 | 18000.2651 | 1 |  | 13388.8244 | 22611.7059 | 24411.7324 | 11588.7978 | 6977.3571 | 1
| 60385151 | 80384.6819 | 75689.3874 | 4695.2946 | 1 |  | -2873.6442 | 12264.2333 | 12733.7628 | -3343.1736 | -10912.1123 | 0
| 60385152 | 14560.4522 | 29290.7203 | -14730.268 | 0 |  | -17659.34 | -11801.196 | -13274.2228 | -16186.3132 | -19115.3853 | 1
| 60385157 | 35967.9336 | 101347.0773 | -65379.1437 | 0 |  | -75513.8515 | -55244.436 | -61782.3504 | -68975.9371 | -79110.6448 | 1
| 60385160 | 501.4801 | 2307.6603 | -1806.1802 | 0 |  | -2036.9463 | -1575.4142 | -1756.0322 | -1856.3282 | -2087.0943 | 1
| 60385161 | 3061.2203 | 10187.7177 | -7126.4973 | 0 |  | -8145.2691 | -6107.7256 | -6820.3753 | -7432.6194 | -8451.3911 | 1
| 60385162 | 58.387 | 297.7449 | -239.3579 | 0 |  | -269.1324 | -209.5834 | -233.5192 | -245.1966 | -274.9711 | 1
| 60389018 | 7963.3153 | 15673.0579 | -7709.7425 | 0 |  | -9277.0483 | -6142.4367 | -6913.411 | -8506.074 | -10073.3798 | 1
| 60385197 | 18528.7382 | 25603.6797 | -7074.9415 | 0 |  | -9635.3094 | -4514.5735 | -5222.0676 | -8927.8153 | -11488.1833 | 1
| 60385205 | 122228.2857 | 98724.7136 | 23503.5721 | 1 |  | 13631.1008 | 33376.0435 | 35726.4007 | 11280.7436 | 1408.2722 | 1
| 60385214 | 1214.4263 | 4993.4181 | -3778.9918 | 0 |  | -4278.3336 | -3279.65 | -3657.5492 | -3900.4345 | -4399.7763 | 1
| 60385215 | 132896.9012 | 84299.8834 | 48597.0178 | 1 |  | 40167.0294 | 57027.0061 | 61886.7079 | 35307.3277 | 26877.3393 | 1
| 60385216 | 6828.2598 | 13835.8941 | -7007.6343 | 0 |  | -8391.2237 | -5624.0449 | -6324.8083 | -7690.4603 | -9074.0497 | 1
| 60385217 | 3673.7444 | 8821.5296 | -5147.7852 | 0 |  | -6029.9382 | -4265.6322 | -4780.4108 | -5515.1596 | -6397.3126 | 1
| 60385218 | 44478.5528 | 45429.1789 | -950.6261 | 0 |  | -5493.544 | 3592.2918 | 3497.2292 | -5398.4814 | -9941.3993 | 1
| 60385235 | 50020.3363 | 51242.0898 | -1221.7535 | 0 |  | -6345.9625 | 3902.4555 | 3780.2801 | -6223.7872 | -11347.9961 | 1
| 60385237 | 75128.7917 | 227530.3982 | -152401.6065 | 0 |  | -175154.6463 | -129648.5666 | -144888.7273 | -159914.4856 | -182667.5255 | 1
| 60385238 | 26015.1001 | 130324.5363 | -104309.4362 | 0 |  | -117341.8898 | -91276.9826 | -101707.9262 | -106910.9462 | -119943.3998 | 1
| 60385242 | 20508.7539 | 30943.4519 | -10434.698 | 0 |  | -13529.0432 | -7340.3528 | -8383.8226 | -12485.5734 | -15579.9186 | 1
| 60385243 | 9695.5415 | 22313.804 | -12618.2625 | 0 |  | -14849.6429 | -10386.8821 | -11648.7084 | -13587.8167 | -15819.1971 | 1
| 60385244 | 411.6047 | 2037.9838 | -1626.3791 | 0 |  | -1830.1775 | -1422.5807 | -1585.2186 | -1667.5396 | -1871.338 | 1
| 60385245 | 19601.9723 | 36187.8343 | -16585.862 | 0 |  | -20204.6454 | -12967.0785 | -14625.6647 | -18546.0592 | -22164.8426 | 1
| 60385267 | 30953.6734 | 47392.6176 | -16438.9442 | 0 |  | -21178.206 | -11699.6824 | -13343.5769 | -19534.3116 | -24273.5733 | 1
| 60385268 | 81064.8249 | 81601.3566 | -536.5318 | 0 |  | -8696.6675 | 7623.6039 | 7569.9507 | -8643.0143 | -16803.1499 | 1
| 60385275 | 43089.5486 | 59540.7183 | -16451.1697 | 0 |  | -22405.2416 | -10497.0979 | -12142.2149 | -20760.1246 | -26714.1964 | 1
| 60385276 | 395.1825 | 1876.1779 | -1480.9955 | 0 |  | -1668.6133 | -1293.3777 | -1441.4772 | -1520.5137 | -1708.1315 | 1
| 60385277 | 3574.8626 | 11490.9706 | -7916.108 | 0 |  | -9065.2051 | -6767.011 | -7558.6218 | -8273.5943 | -9422.6913 | 1
| 60385278 | 53133.1631 | 50923.9388 | 2209.2244 | 1 |  | -2883.1695 | 7301.6182 | 7522.5407 | -3104.092 | -8196.4858 | 0
| 60385285 | 1069.8867 | 2812.9114 | -1743.0247 | 0 |  | -2024.3159 | -1461.7336 | -1636.0361 | -1850.0134 | -2131.3045 | 1
| 60385323 | 1566.6994 | 6626.3368 | -5059.6374 | 0 |  | -5722.2711 | -4397.0037 | -4902.9675 | -5216.3073 | -5878.941 | 1
| 60385336 | 3605.2241 | 12195.4317 | -8590.2076 | 0 |  | -9809.7508 | -7370.6645 | -8229.6852 | -8950.73 | -10170.2732 | 1
| 60385337 | 3474.4111 | 8456.7333 | -4982.3222 | 0 |  | -5827.9955 | -4136.6488 | -4634.8811 | -5329.7633 | -6175.4366 | 1
| 60385345 | 91621.0758 | 62020.9454 | 29600.1304 | 1 |  | 23398.0359 | 35802.225 | 38762.238 | 20438.0228 | 14235.9283 | 1
| 60385346 | 21787.463 | 33078.8347 | -11291.3716 | 0 |  | -14599.2551 | -7983.4882 | -9112.6253 | -13470.1179 | -16778.0014 | 1
| 60385347 | 901.3467 | 3262.6325 | -2361.2858 | 0 |  | -2687.5491 | -2035.0226 | -2271.1511 | -2451.4205 | -2777.6837 | 1
| 60385349 | 20096.8738 | 88870.3951 | -68773.5213 | 0 |  | -77660.5608 | -59886.4818 | -66763.8339 | -70783.2087 | -79670.2482 | 1
| 60385360 | 1309.7343 | 8374.2808 | -7064.5466 | 0 |  | -7901.9746 | -6227.1185 | -6933.5731 | -7195.52 | -8032.9481 | 1
| 60385362 | 8423.27 | 22271.9766 | -13848.7066 | 0 |  | -16075.9043 | -11621.509 | -13006.3796 | -14691.0336 | -16918.2313 | 1
| 60385363 | 2352.859 | 11707.2622 | -9354.4032 | 0 |  | -10525.1294 | -8183.677 | -9119.1173 | -9589.6891 | -10760.4153 | 1
| 60385376 | 1438.0029 | 7239.9007 | -5801.8978 | 0 |  | -6525.8879 | -5077.9077 | -5658.0975 | -5945.6981 | -6669.6882 | 1
| 60385385 | 2981.9718 | 16630.2342 | -13648.2624 | 0 |  | -15311.2858 | -11985.2389 | -13350.0652 | -13946.4595 | -15609.483 | 1
| 60385386 | 1340.8798 | 8059.4748 | -6718.595 | 0 |  | -7524.5425 | -5912.6475 | -6584.507 | -6852.683 | -7658.6305 | 1
| 60385402 | 16653.8498 | 35398.6178 | -18744.768 | 0 |  | -22284.6297 | -15204.9062 | -17079.383 | -20410.1529 | -23950.0147 | 1
| 60385413 | 307.9445 | 3238.3194 | -2930.3749 | 0 |  | -3254.2069 | -2606.543 | -2899.5805 | -2961.1694 | -3285.0013 | 1
| 60385414 | 397.2599 | 3917.4639 | -3520.204 | 0 |  | -3911.9504 | -3128.4576 | -3480.478 | -3559.93 | -3951.6764 | 1
| 60385418 | 7300.5826 | 22847.6534 | -15547.0708 | 0 |  | -17831.8362 | -13262.3055 | -14817.0126 | -16277.1291 | -18561.8944 | 1
| 60385441 | 2600.7764 | 15342.9417 | -12742.1653 | 0 |  | -14276.4594 | -11207.8711 | -12482.0876 | -13002.2429 | -14536.5371 | 1
| 60385444 | 337.8923 | 3242.1719 | -2904.2797 | 0 |  | -3228.4968 | -2580.0625 | -2870.4904 | -2938.0689 | -3262.2861 | 1
| 60385448 | 168.7209 | 2381.959 | -2213.2381 | 0 |  | -2451.434 | -1975.0422 | -2196.366 | -2230.1102 | -2468.3061 | 1
| 60385449 | 847.7547 | 6673.6678 | -5825.913 | 0 |  | -6493.2798 | -5158.5463 | -5741.1376 | -5910.6885 | -6578.0553 | 1
| 60385451 | 3098.9696 | 12551.5147 | -9452.5452 | 0 |  | -10707.6966 | -8197.3937 | -9142.6482 | -9762.4421 | -11017.5936 | 1
| 60385462 | 1996.6468 | 12357.2376 | -10360.5908 | 0 |  | -11596.3145 | -9124.867 | -10160.9261 | -10560.2555 | -11795.9792 | 1
| 60385505 | 63318.0742 | 78203.9831 | -14885.9089 | 0 |  | -22706.3072 | -7065.5106 | -8554.1015 | -21217.7163 | -29038.1146 | 1
| 60385506 | 13.1818 | 968.634 | -955.4521 | 0 |  | -1052.3155 | -858.5887 | -954.1339 | -956.7703 | -1053.6337 | 1
| 60385558 | 12039.8693 | 33182.3172 | -21142.4479 | 0 |  | -24460.6797 | -17824.2162 | -19938.461 | -22346.4349 | -25664.6666 | 1
| 60385559 | 121909.7577 | 106562.9436 | 15346.8141 | 1 |  | 4690.5197 | 26003.1085 | 27537.7899 | 3155.8383 | -7500.456 | 0
| 60385584 | 9974.518 | 30012.7928 | -20038.2749 | 0 |  | -23039.5542 | -17036.9956 | -19040.8231 | -21035.7267 | -24037.006 | 1
| 60385585 | 180.8743 | 3677.5069 | -3496.6326 | 0 |  | -3864.3833 | -3128.8819 | -3478.5452 | -3514.72 | -3882.4707 | 1
| 60385615 | 48898.6409 | 67169.2611 | -18270.6202 | 0 |  | -24987.5463 | -11553.6941 | -13380.7561 | -23160.4843 | -29877.4104 | 1
| 60385625 | 4319.2841 | 18846.5347 | -14527.2507 | 0 |  | -16411.9041 | -12642.5972 | -14095.3223 | -14959.1791 | -16843.8325 | 1
| 60385626 | 11769.1747 | 33647.3716 | -21878.1969 | 0 |  | -25242.9341 | -18513.4597 | -20701.2794 | -23055.1144 | -26419.8515 | 1
| 60385630 | 57793.971 | 75119.7646 | -17325.7936 | 0 |  | -24837.77 | -9813.8171 | -11546.3965 | -23105.1907 | -30617.1671 | 1
| 60385632 | 11663.5284 | 30789.9014 | -19126.3731 | 0 |  | -22205.3632 | -16047.3829 | -17960.0202 | -20292.7259 | -23371.716 | 1
| 60385633 | 5663.974 | 21005.0474 | -15341.0735 | 0 |  | -17441.5782 | -13240.5687 | -14774.6761 | -15907.4709 | -18007.9756 | 1
| 60385634 | 2850.9259 | 14975.3011 | -12124.3752 | 0 |  | -13621.9053 | -10626.8451 | -11839.2826 | -12409.4678 | -13906.9979 | 1
| 60385640 | 10887.2912 | 27389.1281 | -16501.8368 | 0 |  | -19240.7496 | -13762.924 | -15413.1077 | -17590.566 | -20329.4788 | 1
| 60385641 | 11079.8577 | 27634.2692 | -16554.4115 | 0 |  | -19317.8384 | -13790.9846 | -15446.4257 | -17662.3973 | -20425.8242 | 1
| 60385670 | 12447.1633 | 33650.1234 | -21202.9601 | 0 |  | -24567.9724 | -17837.9478 | -19958.2438 | -22447.6764 | -25812.6888 | 1
| 60385671 | 71649.0073 | 81408.7306 | -9759.7233 | 0 |  | -17900.5964 | -1618.8502 | -2594.8226 | -16924.624 | -25065.4971 | 1
| 60385679 | 11859.2774 | 33147.6445 | -21288.3672 | 0 |  | -24603.1316 | -17973.6027 | -20102.4395 | -22474.2949 | -25789.0594 | 1
| 60385680 | 151.4741 | 3363.2512 | -3211.7771 | 0 |  | -3548.1022 | -2875.452 | -3196.6297 | -3226.9245 | -3563.2496 | 1
| 60385681 | 15946.3405 | 38510.3543 | -22564.0139 | 0 |  | -26415.0493 | -18712.9785 | -20969.3798 | -24158.6479 | -28009.6834 | 1
| 60385684 | 25304.0358 | 32546.9774 | -7242.9416 | 0 |  | -10497.6393 | -3988.2439 | -4712.538 | -9773.3452 | -13028.0429 | 1
| 60385685 | 71248.2449 | 54940.247 | 16307.9979 | 1 |  | 10813.9732 | 21802.0226 | 23432.8224 | 9183.1734 | 3689.1487 | 1
| 60385687 | 198.0375 | 5351.1522 | -5153.1147 | 0 |  | -5688.2299 | -4617.9995 | -5133.311 | -5172.9185 | -5708.0337 | 1
| 60385688 | 401.6349 | 7801.3558 | -7399.721 | 0 |  | -8179.8566 | -6619.5854 | -7359.5575 | -7439.8845 | -8220.0201 | 1
| 60385696 | 13515.6651 | 36384.8633 | -22869.1981 | 0 |  | -26507.6845 | -19230.7118 | -21517.6316 | -24220.7647 | -27859.251 | 1
| 60385711 | 2417.6102 | 9381.7796 | -6964.1695 | 0 |  | -7902.3474 | -6025.9915 | -6722.4084 | -7205.9305 | -8144.1084 | 1
| 60385731 | 31853.749 | 54119.6704 | -22265.9214 | 0 |  | -27677.8884 | -16853.9544 | -19080.5465 | -25451.2963 | -30863.2633 | 1
| 60385732 | 11320.9542 | 32069.4889 | -20748.5347 | 0 |  | -23955.4836 | -17541.5858 | -19616.4393 | -21880.6301 | -25087.579 | 1
| 60385741 | 3401.0642 | 12209.3945 | -8808.3303 | 0 |  | -10029.2697 | -7587.3908 | -8468.2238 | -9148.4367 | -10369.3761 | 1
| 60385767 | 83058.6092 | 92543.6182 | -9485.009 | 0 |  | -18739.3708 | -230.6471 | -1179.148 | -17790.8699 | -27045.2317 | 1
| 60385769 | 2310.9364 | 14285.1494 | -11974.2129 | 0 |  | -13402.7279 | -10545.698 | -11743.1193 | -12205.3066 | -13633.8215 | 1
| 60385775 | 10189.2029 | 30399.6961 | -20210.4932 | 0 |  | -23250.4628 | -17170.5236 | -19191.5729 | -21229.4135 | -24269.3831 | 1
| 60385779 | 4634.6506 | 12893.6093 | -8258.9587 | 0 |  | -9548.3197 | -6969.5978 | -7795.4937 | -8722.4238 | -10011.7847 | 1
| 60385787 | 659.0034 | 9747.4295 | -9088.4261 | 0 |  | -10063.1691 | -8113.6832 | -9022.5258 | -9154.3264 | -10129.0694 | 1
| 60385793 | 9375.4989 | 83091.698 | -73716.1991 | 0 |  | -82025.3689 | -65407.0293 | -72778.6492 | -74653.749 | -82962.9188 | 1
| 60385794 | 552.2683 | 4416.849 | -3864.5807 | 0 |  | -4306.2656 | -3422.8958 | -3809.3539 | -3919.8075 | -4361.4924 | 1
| 60385799 | 602.934 | 7588.9168 | -6985.9828 | 0 |  | -7744.8745 | -6227.0911 | -6925.6894 | -7046.2762 | -7805.1679 | 1
| 60385800 | 287.479 | 5094.134 | -4806.655 | 0 |  | -5316.0684 | -4297.2416 | -4777.9071 | -4835.4029 | -5344.8163 | 1
| 60385807 | 11290.3421 | 30785.4986 | -19495.1565 | 0 |  | -22573.7064 | -16416.6067 | -18366.1223 | -20624.1907 | -23702.7406 | 1
| 60385808 | 2562.9819 | 15610.9671 | -13047.9852 | 0 |  | -14609.0819 | -11486.8885 | -12791.687 | -13304.2834 | -14865.3801 | 1
| 60385836 | 33.4442 | 1259.7745 | -1226.3303 | 0 |  | -1352.3077 | -1100.3528 | -1222.9858 | -1229.6747 | -1355.6521 | 1
| 60385843 | 10643.907 | 31486.5585 | -20842.6515 | 0 |  | -23991.3074 | -17693.9957 | -19778.2608 | -21907.0422 | -25055.6981 | 1
| 60385851 | 40447.5654 | 61768.5764 | -21321.0111 | 0 |  | -27497.8687 | -15144.1534 | -17276.2545 | -25365.7676 | -31542.6252 | 1
| 60385852 | 77242.5909 | 85529.2774 | -8286.6865 | 0 |  | -16839.6142 | 266.2413 | -562.4274 | -16010.9456 | -24563.8733 | 1
| 60385853 | 13579.0443 | 35602.8014 | -22023.7571 | 0 |  | -25584.0372 | -18463.4769 | -20665.8526 | -23381.6615 | -26941.9416 | 1
| 60385854 | 3599.1033 | 23364.4416 | -19765.3383 | 0 |  | -22101.7825 | -17428.8941 | -19405.428 | -20125.2486 | -22461.6928 | 1
| 60385861 | 2733.6497 | 10380.3429 | -7646.6932 | 0 |  | -8684.7275 | -6608.6589 | -7373.3282 | -7920.0581 | -8958.0924 | 1
| 60385862 | 77296.991 | 85559.5472 | -8262.5562 | 0 |  | -16818.511 | 293.3985 | -532.8571 | -15992.2553 | -24548.2101 | 1
| 60385863 | 218172.7155 | 144046.8761 | 74125.8393 | 1 |  | 59721.1517 | 88530.5269 | 95943.1109 | 52308.5678 | 37903.8802 | 1
| 60385864 | 226037.4557 | 374139.1483 | -148101.6927 | 0 |  | -185515.6075 | -110687.7778 | -125497.9471 | -170705.4382 | -208119.3531 | 1
| 60385869 | 3447.3061 | 13228.4918 | -9781.1857 | 0 |  | -11104.0349 | -8458.3365 | -9436.4551 | -10125.9163 | -11448.7655 | 1
| 60385870 | 5188.4077 | 16331.6685 | -11143.2609 | 0 |  | -12776.4277 | -9510.094 | -10624.4201 | -11662.1016 | -13295.2685 | 1
| 60385872 | 188612.7701 | 326612.403 | -137999.633 | 0 |  | -170660.8733 | -105338.3927 | -119138.356 | -156860.91 | -189522.1503 | 1
| 60385873 | 48878.2114 | 166039.7573 | -117161.5459 | 0 |  | -133765.5216 | -100557.5702 | -112273.7248 | -122049.367 | -138653.3428 | 1
| 60385876 | 40706.9666 | 61242.9825 | -20536.0158 | 0 |  | -26660.3141 | -14411.7176 | -16465.3192 | -24606.7125 | -30731.0107 | 1
| 60385919 | 12956.672 | 34268.1779 | -21311.506 | 0 |  | -24738.3238 | -17884.6882 | -20015.8388 | -22607.1732 | -26033.991 | 1
| 60385925 | 103773.9813 | 100816.6327 | 2957.3486 | 1 |  | -7124.3147 | 13039.0119 | 13334.7467 | -7420.0495 | -17501.7128 | 0
| 60385983 | 982.8914 | 12450.2485 | -11467.3571 | 0 |  | -12712.3819 | -10222.3322 | -11369.0679 | -11565.6462 | -12810.671 | 1
| 60385986 | 28351.2266 | 51088.2864 | -22737.0598 | 0 |  | -27845.8884 | -17628.2311 | -19901.9371 | -25572.1824 | -30681.0111 | 1
| 60386001 | 160034.9701 | 289942.5369 | -129907.5668 | 0 |  | -158901.8205 | -100913.3131 | -113904.0698 | -145911.0638 | -174905.3175 | 1
| 60386007 | 5286.3499 | 5840.0361 | -553.6862 | 0 |  | -1137.6898 | 30.3174 | -25.0512 | -1082.3212 | -1666.3248 | 1
| 60386008 | 7168.6906 | 14453.5596 | -7284.869 | 0 |  | -8730.225 | -5839.5131 | -6568 | -8001.7381 | -9447.094 | 1
| 60391221 | 13954.4135 | 25581.1176 | -11626.7041 | 0 |  | -14184.8158 | -9068.5923 | -10231.2627 | -13022.1454 | -15580.2572 | 1
| 60386059 | 15242.4133 | 24825.6479 | -9583.2347 | 0 |  | -12065.7995 | -7100.6699 | -8058.9934 | -11107.476 | -13590.0408 | 1
| 60386060 | 17590.1163 | 31483.9057 | -13893.7893 | 0 |  | -17042.1799 | -10745.3988 | -12134.7777 | -15652.801 | -18801.1915 | 1
| 60386061 | 2877.3212 | 8329.7016 | -5452.3804 | 0 |  | -6285.3506 | -4619.4103 | -5164.6483 | -5740.1126 | -6573.0827 | 1
| 60386079 | 2818.787 | 6878.4018 | -4059.6148 | 0 |  | -4747.455 | -3371.7746 | -3777.7361 | -4341.4935 | -5029.3337 | 1
| 60386088 | 95325.9226 | 53436.1912 | 41889.7315 | 1 |  | 36546.1124 | 47233.3506 | 51422.3237 | 32357.1392 | 27013.5201 | 1
| 60386095 | 263905.215 | 151863.6421 | 112041.5729 | 1 |  | 96855.2087 | 127227.9371 | 138432.0944 | 85651.0514 | 70464.6872 | 1
| 60386096 | 85597.2719 | 80459.3592 | 5137.9127 | 1 |  | -2908.0232 | 13183.8486 | 13697.6399 | -3421.8145 | -11467.7504 | 0
| 60386109 | 12364.3787 | 24682.0039 | -12317.6253 | 0 |  | -14785.8257 | -9849.4249 | -11081.1874 | -13554.0631 | -16022.2635 | 1
| 60386110 | 8822.6266 | 24285.1942 | -15462.5676 | 0 |  | -17891.0871 | -13034.0482 | -14580.305 | -16344.8303 | -18773.3497 | 1
| 60386114 | 267337.6106 | 305784.7853 | -38447.1748 | 0 |  | -69025.6533 | -7868.6962 | -11713.4137 | -65180.9358 | -95759.4144 | 1
| 60386122 | 460.2116 | 909.5824 | -449.3708 | 0 |  | -540.3291 | -358.4126 | -403.3497 | -495.392 | -586.3502 | 1
| 60386126 | 10724.6297 | 24190.5323 | -13465.9026 | 0 |  | -15884.9558 | -11046.8493 | -12393.4396 | -14538.3655 | -16957.4188 | 1
| 60386138 | 2050.6964 | 8094.1475 | -6043.4511 | 0 |  | -6852.8658 | -5234.0363 | -5838.3814 | -6248.5207 | -7057.9355 | 1
| 60386139 | 328.2579 | 1570.1777 | -1241.9198 | 0 |  | -1398.9375 | -1084.902 | -1209.094 | -1274.7456 | -1431.7633 | 1
| 60386141 | 119090.6122 | 88774.7515 | 30315.8607 | 1 |  | 21438.3856 | 39193.3359 | 42224.9219 | 18406.7995 | 9529.3243 | 1
| 60386142 | 13871.9459 | 23265.9271 | -9393.9813 | 0 |  | -11720.574 | -7067.3886 | -8006.7867 | -10781.1759 | -13107.7686 | 1
| 60386145 | 2451.4564 | 4423.6936 | -1972.2373 | 0 |  | -2414.6067 | -1529.8679 | -1727.0917 | -2217.3829 | -2659.7523 | 1
| 60386147 | 5723.3682 | 44755.6225 | -39032.2543 | 0 |  | -43507.8165 | -34556.692 | -38459.9174 | -39604.5911 | -44080.1533 | 1
| 60386152 | 19274.4553 | 29092.5906 | -9818.1353 | 0 |  | -12727.3944 | -6908.8763 | -7890.6898 | -11745.5808 | -14654.8399 | 1
| 60386153 | 806.2728 | 2257.0272 | -1450.7543 | 0 |  | -1676.4571 | -1225.0516 | -1370.1271 | -1531.3816 | -1757.0843 | 1
| 60386171 | 10196.6294 | 13107.569 | -2910.9397 | 0 |  | -4221.6966 | -1600.1828 | -1891.2768 | -3930.6026 | -5241.3595 | 1
| 60386172 | 72675.7244 | 49933.4877 | 22742.2366 | 1 |  | 17748.8879 | 27735.5854 | 30009.8091 | 15474.6642 | 10481.3154 | 1
| 60386187 | 41437.792 | 51052.513 | -9614.7209 | 0 |  | -14719.9722 | -4509.4696 | -5470.9417 | -13758.5001 | -18863.7514 | 1
| 60386193 | 20862.3248 | 22110.356 | -1248.0312 | 0 |  | -3459.0668 | 963.0044 | 838.2013 | -3334.2637 | -5545.2993 | 1
| 60386195 | 6424.6877 | 12127.5118 | -5702.824 | 0 |  | -6915.5752 | -4490.0729 | -5060.3553 | -6345.2928 | -7558.044 | 1
| 60402649 | 6257.933 | 13501.5186 | -7243.5856 | 0 |  | -8593.7375 | -5893.4338 | -6617.7923 | -7869.3789 | -9219.5308 | 1
| 60386213 | 67742.4859 | 38633.1686 | 29109.3173 | 1 |  | 25246.0004 | 32972.6341 | 35883.5659 | 22335.0687 | 18471.7518 | 1
| 60386217 | 130638.1345 | 209610.9126 | -78972.778 | 0 |  | -99933.8693 | -58011.6868 | -65908.9646 | -92036.5915 | -112997.6827 | 1
| 60386218 | 13278.6808 | 58217.8874 | -44939.2066 | 0 |  | -50760.9953 | -39117.4178 | -43611.3385 | -46267.0747 | -52088.8634 | 1
| 60386229 | 12120.9755 | 70385.1938 | -58264.2183 | 0 |  | -65302.7377 | -51225.6989 | -57052.1208 | -59476.3159 | -66514.8352 | 1
| 60386241 | 16455.9816 | 26156.9693 | -9700.9877 | 0 |  | -12316.6846 | -7085.2907 | -8055.3895 | -11346.5858 | -13962.2828 | 1
| 60386252 | 16700.8811 | 14716.8302 | 1984.0509 | 1 |  | 512.3678 | 3455.7339 | 3654.139 | 313.9628 | -1157.7203 | 0
| 60386271 | 556.9046 | 793.9833 | -237.0787 | 0 |  | -316.477 | -157.6804 | -181.3882 | -292.7692 | -372.1675 | 1
| 60386279 | 7880.7146 | 17427.7061 | -9546.9915 | 0 |  | -11289.7621 | -7804.2209 | -8758.92 | -10335.0629 | -12077.8336 | 1
| 60386287 | 1915.7465 | 4940.5835 | -3024.8371 | 0 |  | -3518.8954 | -2530.7787 | -2833.2624 | -3216.4117 | -3710.4701 | 1
| 60386290 | 5794.9657 | 9164.2708 | -3369.3051 | 0 |  | -4285.7321 | -2452.878 | -2789.8085 | -3948.8016 | -4865.2287 | 1
| 60386303 | 20249.8668 | 19332.9355 | 916.9313 | 1 |  | -1016.3623 | 2850.2248 | 2941.918 | -1108.0554 | -3041.349 | 0
| 60386307 | 7160.3151 | 11635.4551 | -4475.1399 | 0 |  | -5638.6854 | -3311.5944 | -3759.1084 | -5191.1714 | -6354.717 | 1
| 60386309 | 45376.4183 | 29770.3174 | 15606.1009 | 1 |  | 12629.0691 | 18583.1326 | 20143.7427 | 11068.459 | 8091.4273 | 1
| 60386312 | 1348.6018 | 3940.0287 | -2591.4269 | 0 |  | -2985.4297 | -2197.424 | -2456.5667 | -2726.287 | -3120.2899 | 1
| 60386315 | 31423.6063 | 26254.1781 | 5169.4281 | 1 |  | 2544.0103 | 7794.8459 | 8311.7887 | 2027.0675 | -598.3503 | 0
| 60386326 | 45415.2086 | 50269.3504 | -4854.1418 | 0 |  | -9881.0768 | 172.7932 | -312.6209 | -9395.6627 | -14422.5977 | 1
| 60386328 | 18549.5727 | 28356.759 | -9807.1863 | 0 |  | -12642.8622 | -6971.5104 | -7952.229 | -11662.1436 | -14497.8195 | 1
| 60386340 | 3316.8472 | 7044.6106 | -3727.7633 | 0 |  | -4432.2244 | -3023.3023 | -3396.0786 | -4059.4481 | -4763.9091 | 1
| 60386379 | 25645.2184 | 38858.182 | -13212.9636 | 0 |  | -17098.7818 | -9327.1454 | -10648.4418 | -15777.4855 | -19663.3037 | 1
| 60386390 | 2580.6389 | 8170.0972 | -5589.4583 | 0 |  | -6406.468 | -4772.4485 | -5331.3944 | -5847.5222 | -6664.5319 | 1
| 60386407 | 10816.6159 | 10981.661 | -165.0452 | 0 |  | -1263.2113 | 933.1209 | 916.6164 | -1246.7067 | -2344.8728 | 1
| 60386414 | 11149.5669 | 73677.8358 | -62528.2689 | 0 |  | -69896.0525 | -55160.4853 | -61413.3122 | -63643.2256 | -71011.0092 | 1
| 60386418 | 2191.7263 | 5864.6383 | -3672.912 | 0 |  | -4259.3758 | -3086.4482 | -3453.7394 | -3892.0846 | -4478.5485 | 1
| 60386437 | 1480.665 | 4164.0253 | -2683.3603 | 0 |  | -3099.7628 | -2266.9578 | -2535.2938 | -2831.4268 | -3247.8293 | 1
| 60386452 | 8384.554 | 56547.2583 | -48162.7043 | 0 |  | -53817.4301 | -42507.9785 | -47324.2489 | -49001.1597 | -54655.8855 | 1
| 60386453 | 10473.6739 | 14529.9957 | -4056.3218 | 0 |  | -5509.3214 | -2603.3222 | -3008.9544 | -5103.6892 | -6556.6888 | 1
| 60386454 | 80112.9432 | 48044.3551 | 32068.5881 | 1 |  | 27264.1526 | 36873.0236 | 40079.8824 | 24057.2938 | 19252.8583 | 1
| 60386455 | 52664.2308 | 36906.7873 | 15757.4434 | 1 |  | 12066.7647 | 19448.1222 | 21023.8665 | 10491.0204 | 6800.3416 | 1
| 60386456 | 20904.0771 | 27000.2486 | -6096.1715 | 0 |  | -8796.1964 | -3396.1467 | -4005.7638 | -8186.5792 | -10886.6041 | 1
| 60386466 | 14662.9012 | 25828.9546 | -11166.0534 | 0 |  | -13748.9488 | -8583.1579 | -9699.7632 | -12632.3435 | -15215.2389 | 1
| 60386475 | 2331.3108 | 4218.6066 | -1887.2959 | 0 |  | -2309.1565 | -1465.4352 | -1654.1648 | -2120.4269 | -2542.2876 | 1
| 60386492 | 4485.3997 | 8612.133 | -4126.7333 | 0 |  | -4987.9466 | -3265.52 | -3678.1933 | -4575.2733 | -5436.4866 | 1
| 60386495 | 102644.0089 | 249946.8814 | -147302.8725 | 0 |  | -172297.5606 | -122308.1843 | -137038.4716 | -157567.2734 | -182561.9615 | 1
| 60386496 | 363.0266 | 819.841 | -456.8144 | 0 |  | -538.7985 | -374.8303 | -420.5117 | -493.117 | -575.1011 | 1
| 60386497 | 459.2557 | 925.0463 | -465.7906 | 0 |  | -558.2953 | -373.286 | -419.8651 | -511.7162 | -604.2208 | 1
| 60386500 | 5533.0394 | 11241.6575 | -5708.618 | 0 |  | -6832.7838 | -4584.4523 | -5155.3141 | -6261.922 | -7386.0877 | 1
| 60386501 | 909.6073 | 2368.1999 | -1458.5926 | 0 |  | -1695.4126 | -1221.7726 | -1367.6319 | -1549.5533 | -1786.3733 | 1
| 60386502 | 58168.3206 | 146878.349 | -88710.0284 | 0 |  | -103397.8633 | -74022.1935 | -82893.1963 | -94526.8604 | -109214.6953 | 1
| 60386514 | 322250.063 | 453646.5072 | -131396.4442 | 0 |  | -176761.0949 | -86031.7935 | -99171.4379 | -163621.4505 | -208986.1012 | 1
| 60386515 | 2036.4763 | 25373.2315 | -23336.7552 | 0 |  | -25874.0783 | -20799.432 | -23133.1075 | -23540.4028 | -26077.7259 | 1
| 60386516 | 45679.918 | 162218.9667 | -116539.0488 | 0 |  | -132760.9455 | -100317.1521 | -111971.057 | -121107.0406 | -137328.9372 | 1
| 60386517 | 40339.0815 | 46732.1854 | -6393.1039 | 0 |  | -11066.3224 | -1719.8853 | -2359.1957 | -10427.012 | -15100.2306 | 1
| 60386526 | 588.4203 | 2713.8262 | -2125.4058 | 0 |  | -2396.7884 | -1854.0232 | -2066.5638 | -2184.2478 | -2455.6305 | 1
| 60386532 | 11739.9223 | 24387.5612 | -12647.6389 | 0 |  | -15086.395 | -10208.8828 | -11473.6467 | -13821.6311 | -16260.3872 | 1
| 60386537 | 2418.1216 | 7154.1323 | -4736.0107 | 0 |  | -5451.4239 | -4020.5975 | -4494.1985 | -4977.8229 | -5693.2361 | 1
| 60386547 | 136727.2204 | 93532.0651 | 43195.1553 | 1 |  | 33841.9488 | 52548.3618 | 56867.8773 | 29522.4333 | 20169.2268 | 1
| 60386552 | 84284.1513 | 50159.1088 | 34125.0425 | 1 |  | 29109.1316 | 39140.9534 | 42553.4577 | 25696.6274 | 20680.7165 | 1
| 60386569 | 568596.3055 | 211196.8746 | 357399.4308 | 1 |  | 336279.7434 | 378519.1183 | 414259.0614 | 300539.8003 | 279420.1128 | 1
| 60386581 | 16700.9448 | 66725.7206 | -50024.7758 | 0 |  | -56697.3479 | -43352.2038 | -48354.6814 | -51694.8703 | -58367.4424 | 1
| 60386582 | 236062.7205 | 286504.0464 | -50441.3258 | 0 |  | -79091.7305 | -21790.9212 | -26835.0538 | -74047.5979 | -102698.0025 | 1
| 60386585 | 36175.3508 | 25560.0765 | 10615.2743 | 1 |  | 8059.2666 | 13171.2819 | 14232.8094 | 6997.7392 | 4441.7316 | 1
| 60386593 | 54555.344 | 37750.2045 | 16805.1395 | 1 |  | 13030.1191 | 20580.16 | 22260.6739 | 11349.6051 | 7574.5847 | 1
| 60386594 | 93015.9285 | 179729.6344 | -86713.7059 | 0 |  | -104686.6693 | -68740.7424 | -77412.113 | -96015.2987 | -113988.2621 | 1
| 60386602 | 19711.8084 | 44989.1946 | -25277.3862 | 0 |  | -29776.3057 | -20778.4667 | -23306.2054 | -27248.5671 | -31747.4865 | 1
| 60386604 | 40735.9244 | 60079.521 | -19343.5966 | 0 |  | -25351.5487 | -13335.6445 | -15270.0042 | -23417.189 | -29425.1411 | 1
| 60386607 | 338523.9692 | 423838.1534 | -85314.1842 | 0 |  | -127697.9995 | -42930.3688 | -51461.7873 | -119166.5811 | -161550.3964 | 1
| 60386767 | 17850.3835 | 10399.056 | 7451.3275 | 1 |  | 6411.4219 | 8491.2331 | 9236.3659 | 5666.2892 | 4626.3836 | 1
| 60387810 | 15073.8758 | 19486.0533 | -4412.1775 | 0 |  | -6360.7828 | -2463.5722 | -2904.7899 | -5919.5651 | -7868.1704 | 1
| 60387814 | 5014.6879 | 3461.6353 | 1553.0526 | 1 |  | 1206.889 | 1899.2161 | 2054.5214 | 1051.5838 | 705.4203 | 1
| 60387815 | 16897.588 | 64056.2498 | -47158.6618 | 0 |  | -53564.2868 | -40753.0368 | -45468.903 | -48848.4206 | -55254.0456 | 1
| 60387821 | 4316.5909 | 4449.1119 | -132.5209 | 0 |  | -577.4321 | 312.3902 | 299.1382 | -564.18 | -1009.0912 | 1
| 60387827 | 24005.8495 | 16663.8062 | 7342.0434 | 1 |  | 5675.6628 | 9008.424 | 9742.6283 | 4941.4584 | 3275.0778 | 1
| 60387828 | 3629.8189 | 2859.1212 | 770.6977 | 1 |  | 484.7856 | 1056.6098 | 1133.6796 | 407.7158 | 121.8037 | 1
| 60387829 | 781.8105 | 818.936 | -37.1254 | 0 |  | -119.019 | 44.7682 | 41.0556 | -115.3065 | -197.2001 | 1
| 60387830 | 17329.6908 | 15798.0896 | 1531.6012 | 1 |  | -48.2077 | 3111.4102 | 3264.5703 | -201.3679 | -1781.1768 | 0
| 60387833 | 8164.8832 | 7041.8588 | 1123.0245 | 1 |  | 418.8386 | 1827.2103 | 1939.5128 | 306.5361 | -397.6497 | 0
| 60387834 | 41163.9454 | 29361.7167 | 11802.2286 | 1 |  | 8866.057 | 14738.4003 | 15918.6232 | 7685.8341 | 4749.6624 | 1
| 60387849 | 4096.1751 | 2844.5998 | 1251.5753 | 1 |  | 967.1153 | 1536.0353 | 1661.1928 | 841.9578 | 557.4978 | 1
| 60387852 | 9443.0383 | 7990.6798 | 1452.3585 | 1 |  | 653.2905 | 2251.4265 | 2396.6623 | 508.0547 | -291.0133 | 0
| 60387867 | 26901.9244 | 20728.7666 | 6173.1578 | 1 |  | 4100.2811 | 8246.0345 | 8863.3502 | 3482.9654 | 1410.0887 | 1
| 60387871 | 20793.1623 | 16326.9857 | 4466.1766 | 1 |  | 2833.478 | 6098.8752 | 6545.4928 | 2386.8604 | 754.1618 | 1
| 60387872 | 1882.1727 | 1691.2569 | 190.9158 | 1 |  | 21.7901 | 360.0415 | 379.1331 | 2.6985 | -166.4272 | 0
| 60387873 | 34593.3744 | 26279.1492 | 8314.2252 | 1 |  | 5686.3103 | 10942.1401 | 11773.5626 | 4854.8877 | 2226.9728 | 1
| 60387875 | 35184.9 | 31009.4952 | 4175.4048 | 1 |  | 1074.4553 | 7276.3543 | 7693.8948 | 656.9148 | -2444.0347 | 0
| 60387879 | 55562.1196 | 35647.3806 | 19914.739 | 1 |  | 16350.001 | 23479.4771 | 25470.951 | 14358.527 | 10793.789 | 1
| 60387880 | 1415.0419 | 616.275 | 798.7668 | 1 |  | 737.1393 | 860.3943 | 940.271 | 657.2626 | 595.6351 | 1
| 60387881 | 813.6749 | 753.4431 | 60.2318 | 1 |  | -15.1126 | 135.5761 | 141.5992 | -21.1357 | -96.48 | 0
| 60387882 | 4082.68 | 3673.6543 | 409.0256 | 1 |  | 41.6602 | 776.391 | 817.2936 | 0.75762 | -366.6078 | 0
| 60387883 | 1404.2471 | 1293.3465 | 110.9007 | 1 |  | -18.434 | 240.2353 | 251.3254 | -29.524 | -158.8587 | 0
| 60387887 | 8862.0718 | 7159.6359 | 1702.4359 | 1 |  | 986.4723 | 2418.3995 | 2588.6431 | 816.2287 | 100.2651 | 1
| 60387891 | 10491.5183 | 9602.1344 | 889.3839 | 1 |  | -70.8296 | 1849.5973 | 1938.5357 | -159.7679 | -1119.9814 | 0
| 60387892 | 61843.1305 | 43922.0462 | 17921.0843 | 1 |  | 13528.8797 | 22313.289 | 24105.3974 | 11736.7713 | 7344.5667 | 1
| 60387906 | 4117.4447 | 4131.554 | -14.1094 | 0 |  | -427.2648 | 399.046 | 397.6351 | -425.8538 | -839.0092 | 1
| 60387907 | 829.6061 | 1198.6845 | -369.0784 | 0 |  | -488.9469 | -249.21 | -286.1178 | -452.039 | -571.9075 | 1
| 60387908 | 2312.1636 | 3273.5425 | -961.3789 | 0 |  | -1288.7332 | -634.0247 | -730.1625 | -1192.5953 | -1519.9495 | 1
| 60387931 | 15818.8159 | 13050.1411 | 2768.6748 | 1 |  | 1463.6607 | 4073.6889 | 4350.5564 | 1186.7932 | -118.2209 | 0
| 60387932 | 2779.9671 | 2529.4555 | 250.5116 | 1 |  | -2.4339 | 503.4572 | 528.5084 | -27.4851 | -280.4306 | 0
| 60387933 | 28580.1708 | 22231.8003 | 6348.3705 | 1 |  | 4125.1905 | 8571.5506 | 9206.3876 | 3490.3534 | 1267.1734 | 1
| 60387944 | 49329.4286 | 32421.7194 | 16907.7092 | 1 |  | 13665.5372 | 20149.8811 | 21840.652 | 11974.7663 | 8732.5944 | 1
| 60387945 | 26898.5756 | 20726.5652 | 6172.0104 | 1 |  | 4099.3539 | 8244.667 | 8861.868 | 3482.1529 | 1409.4964 | 1
| 60387951 | 5363.3642 | 5050.1052 | 313.259 | 1 |  | -191.7515 | 818.2696 | 849.5955 | -223.0774 | -728.0879 | 0
| 60387952 | 25334.0591 | 21735.3754 | 3598.6837 | 1 |  | 1425.1462 | 5772.2213 | 6132.0896 | 1065.2778 | -1108.2597 | 0
| 60387953 | 8224.2642 | 7020.9451 | 1203.3191 | 1 |  | 501.2246 | 1905.4136 | 2025.7455 | 380.8927 | -321.2018 | 0
| 60387962 | 26324.8878 | 21295.0873 | 5029.8005 | 1 |  | 2900.2918 | 7159.3092 | 7662.2893 | 2397.3117 | 267.803 | 1
| 60387965 | 18785.0022 | 16491.5434 | 2293.4588 | 1 |  | 644.3045 | 3942.6132 | 4171.9591 | 414.9586 | -1234.1957 | 0
| 60387970 | 8124.5305 | 8102.9532 | 21.5772 | 1 |  | -788.7181 | 831.8726 | 834.0303 | -790.8758 | -1601.1711 | 0
| 60387982 | 2568.9099 | 13704.5194 | -11135.6095 | 0 |  | -12506.0614 | -9765.1575 | -10878.7185 | -11392.5004 | -12762.9524 | 1
| 60387992 | 3093.3849 | 34563.9012 | -31470.5163 | 0 |  | -34926.9064 | -28014.1261 | -31161.1778 | -31779.8548 | -35236.2449 | 1
| 60387997 | 1843.7583 | 11127.1825 | -9283.4243 | 0 |  | -10396.1425 | -8170.706 | -9099.0485 | -9467.8001 | -10580.5184 | 1
| 60387998 | 333.2753 | 3690.1651 | -3356.8898 | 0 |  | -3725.9063 | -2987.8733 | -3323.5623 | -3390.2173 | -3759.2339 | 1
| 60388014 | 2077.8694 | 12566.3745 | -10488.5051 | 0 |  | -11745.1425 | -9231.8676 | -10280.7181 | -10696.292 | -11952.9295 | 1
| 60388039 | 404377.6553 | 191963.4367 | 212414.2186 | 1 |  | 193217.8749 | 231610.5623 | 252851.9841 | 171976.4531 | 152780.1094 | 1
| 60388066 | 69226.7556 | 79742.7902 | -10516.0346 | 0 |  | -18490.3137 | -2541.7556 | -3593.3591 | -17438.7102 | -25412.9892 | 1
| 60388067 | 3711.6429 | 16702.8817 | -12991.2388 | 0 |  | -14661.527 | -11320.9506 | -12620.0745 | -13362.4031 | -15032.6913 | 1
| 60388073 | 3112.9719 | 14845.9664 | -11732.9945 | 0 |  | -13217.5912 | -10248.3979 | -11421.6973 | -12044.2917 | -13528.8884 | 1
| 60388148 | 69837.0056 | 77109.867 | -7272.8614 | 0 |  | -14983.8481 | 438.1253 | -289.1609 | -14256.562 | -21967.5487 | 1
| 60388198 | 1669167.8008 | 807293.9315 | 861873.8693 | 1 |  | 781144.4761 | 942603.2624 | 1028790.6494 | 694957.0892 | 614227.696 | 1
| 60388211 | 1144.068 | 8173.9497 | -7029.8817 | 0 |  | -7847.2767 | -6212.4867 | -6915.4749 | -7144.2885 | -7961.6835 | 1
| 60388243 | 2557.6591 | 13095.821 | -10538.1619 | 0 |  | -11847.744 | -9228.5798 | -10282.396 | -10793.9278 | -12103.5099 | 1
| 60388262 | 252426.7413 | 316601.8876 | -64175.1463 | 0 |  | -95835.3351 | -32514.9576 | -38932.4722 | -89417.8204 | -121078.0092 | 1
| 60388320 | 353767.0878 | 202020.719 | 151746.3688 | 1 |  | 131544.2969 | 171948.4407 | 187123.0775 | 116369.66 | 96167.5881 | 1
| 60388342 | 3551.8485 | 12154.3835 | -8602.535 | 0 |  | -9817.9733 | -7387.0966 | -8247.3501 | -8957.7198 | -10173.1582 | 1
| 60388409 | 2366751.7387 | 469763.8021 | 1896987.9365 | 1 |  | 1850011.5563 | 1943964.3168 | 2133663.1104 | 1660312.7627 | 1613336.3825 | 1
| 60388429 | 62661.8635 | 74871.5521 | -12209.6886 | 0 |  | -19696.8438 | -4722.5334 | -5943.5023 | -18475.875 | -25963.0302 | 1
| 60388430 | 79862.661 | 84851.2336 | -4988.5726 | 0 |  | -13473.696 | 3496.5507 | 2997.6935 | -12974.8387 | -21459.9621 | 1
| 60388431 | 52765.2564 | 66770.2499 | -14004.9935 | 0 |  | -20682.0185 | -7327.9685 | -8728.4679 | -19281.5192 | -25958.5442 | 1
| 60388441 | 3227697.6851 | 553169.2395 | 2674528.4456 | 1 |  | 2619211.5217 | 2729845.3696 | 2997298.2142 | 2351758.6771 | 2296441.7532 | 1
| 60388442 | 37884.8618 | 57658.4865 | -19773.6247 | 0 |  | -25539.4733 | -14007.776 | -15985.1385 | -23562.1109 | -29327.9595 | 1
| 60388443 | 11408.7891 | 30535.0847 | -19126.2955 | 0 |  | -22179.804 | -16072.7871 | -17985.4166 | -20267.1744 | -23320.6829 | 1
| 60388518 | 238842.9733 | 150302.8205 | 88540.1527 | 1 |  | 73509.8707 | 103570.4348 | 112424.4501 | 64655.8554 | 49625.5733 | 1
| 60388519 | 402323.0973 | 201021.2649 | 201301.8324 | 1 |  | 181199.7059 | 221403.9589 | 241534.1421 | 161069.5227 | 140967.3962 | 1
| 60388526 | 39244.5107 | 58055.8465 | -18811.3358 | 0 |  | -24616.9205 | -13005.7512 | -14886.8847 | -22735.7869 | -28541.3715 | 1
| 60388527 | 5519.4487 | 21139.8857 | -15620.437 | 0 |  | -17734.4255 | -13506.4484 | -15068.4921 | -16172.3818 | -18286.3704 | 1
| 60388541 | 124.8402 | 2409.477 | -2284.6368 | 0 |  | -2525.5845 | -2043.6891 | -2272.1528 | -2297.1208 | -2538.0685 | 1
| 60388584 | 3956.9185 | 16927.4287 | -12970.5102 | 0 |  | -14663.253 | -11277.7673 | -12574.8183 | -13366.202 | -15058.9449 | 1
| 60388585 | 8606.051 | 26063.9584 | -17457.9074 | 0 |  | -20064.3033 | -14851.5116 | -16597.3023 | -18318.5125 | -20924.9084 | 1
| 60388586 | 153563.7169 | 118039.6048 | 35524.1121 | 1 |  | 23720.1516 | 47328.0726 | 50880.4838 | 20167.7404 | 8363.7799 | 1
| 60388587 | 21948.8509 | 43066.7865 | -21117.9356 | 0 |  | -25424.6142 | -16811.2569 | -18923.0505 | -23312.8207 | -27619.4993 | 1
| 60388624 | 839.9508 | 19371.3418 | -18531.3911 | 0 |  | -20468.5253 | -16594.2569 | -18447.396 | -18615.3862 | -20552.5203 | 1
| 60388625 | 116749.1585 | 254731.1565 | -137981.9979 | 0 |  | -163455.1136 | -112508.8823 | -126307.0821 | -149656.9138 | -175130.0294 | 1
| 60388626 | 27812.7587 | 123014.4292 | -95201.6705 | 0 |  | -107503.1135 | -82900.2276 | -92420.3947 | -97982.9464 | -110284.3893 | 1
| 60388743 | 7171.5659 | 20350.7653 | -13179.1994 | 0 |  | -15214.2759 | -11144.1229 | -12462.0428 | -13896.356 | -15931.4325 | 1
| 60388752 | 6674.0542 | 30541.1386 | -23867.0844 | 0 |  | -26921.1983 | -20812.9706 | -23199.679 | -24534.4898 | -27588.6037 | 1
| 60388775 | 125.1034 | 1755.0987 | -1629.9953 | 0 |  | -1805.5052 | -1454.4854 | -1617.485 | -1642.5056 | -1818.0155 | 1
| 60388902 | 21170.9084 | 36306.2297 | -15135.3213 | 0 |  | -18765.9443 | -11504.6983 | -13018.2305 | -17252.4122 | -20883.0351 | 1
| 60388972 | 327.8171 | 1694.1859 | -1366.3688 | 0 |  | -1535.7874 | -1196.9503 | -1333.5871 | -1399.1506 | -1568.5691 | 1
| 60388987 | 9085.6642 | 16311.895 | -7226.2307 | 0 |  | -8857.4202 | -5595.0412 | -6317.6643 | -8134.7972 | -9765.9867 | 1
| 60388988 | 2126165.9756 | 878326.6046 | 1247839.3709 | 1 |  | 1160006.7105 | 1335672.0314 | 1460455.9685 | 1035222.7734 | 947390.1129 | 1
| 60389022 | 25498.9385 | 90123.3669 | -64624.4284 | 0 |  | -73636.7651 | -55612.0917 | -62074.5346 | -67174.3223 | -76186.659 | 1
| 60389127 | 716317.467 | 288560.4577 | 427757.0093 | 1 |  | 398900.9635 | 456613.0551 | 499388.756 | 356125.2626 | 327269.2168 | 1
| 60389172 | 10854.0499 | 28909.871 | -18055.8211 | 0 |  | -20946.8082 | -15164.834 | -16970.4161 | -19141.2261 | -22032.2132 | 1
| 60389218 | 2304.5816 | 5208.0586 | -2903.477 | 0 |  | -3424.2828 | -2382.6711 | -2673.0188 | -3133.9351 | -3654.741 | 1
| 60389220 | 3283.8934 | 7840.4314 | -4556.538 | 0 |  | -5340.5811 | -3772.4949 | -4228.1487 | -4884.9273 | -5668.9705 | 1
| 60389222 | 13058.7392 | 21667.1308 | -8608.3915 | 0 |  | -10775.1046 | -6441.6784 | -7302.5176 | -9914.2654 | -12080.9785 | 1
| 60389223 | 1011.2506 | 2489.8295 | -1478.579 | 0 |  | -1727.5619 | -1229.596 | -1377.4539 | -1579.704 | -1828.687 | 1
| 60389224 | 1947.1132 | 4556.4321 | -2609.3189 | 0 |  | -3064.9621 | -2153.6757 | -2414.6076 | -2804.0302 | -3259.6734 | 1
| 60389227 | 10994.6856 | 19437.0712 | -8442.3856 | 0 |  | -10386.0927 | -6498.6785 | -7342.9171 | -9541.8542 | -11485.5613 | 1
| 60389229 | 2529.3639 | 8148.6331 | -5619.2692 | 0 |  | -6434.1325 | -4804.4059 | -5366.3328 | -5872.2056 | -6687.0689 | 1
| 60389235 | 1881.8304 | 4816.7525 | -2934.922 | 0 |  | -3416.5973 | -2453.2468 | -2746.739 | -3123.1051 | -3604.7803 | 1
| 60389236 | 25191.757 | 41699.1414 | -16507.3843 | 0 |  | -20677.2985 | -12337.4702 | -13988.2086 | -19026.56 | -23196.4742 | 1
| 60389241 | 5076.7672 | 10511.3295 | -5434.5623 | 0 |  | -6485.6952 | -4383.4293 | -4926.8855 | -5942.239 | -6993.3719 | 1
| 60389242 | 9867.3551 | 15413.3878 | -5546.0327 | 0 |  | -7087.3715 | -4004.6939 | -4559.2972 | -6532.7682 | -8074.107 | 1
| 60389245 | 1465.2716 | 3845.9171 | -2380.6455 | 0 |  | -2765.2372 | -1996.0538 | -2234.1184 | -2527.1727 | -2911.7644 | 1
| 60389255 | 2218.9817 | 5578.451 | -3359.4693 | 0 |  | -3917.3144 | -2801.6242 | -3137.5711 | -3581.3674 | -4139.2125 | 1
| 60389404 | 14689.322 | 8681.3818 | 6007.9402 | 1 |  | 5139.802 | 6876.0784 | 7476.8724 | 4539.008 | 3670.8698 | 1
| 60389405 | 63100.8221 | 34201.034 | 28899.7881 | 1 |  | 25479.6847 | 32319.8915 | 35209.8703 | 22589.7059 | 19169.6025 | 1
| 60389409 | 30391.9416 | 16885.6013 | 13506.3403 | 1 |  | 11817.7801 | 15194.9004 | 16545.5344 | 10467.1461 | 8778.586 | 1
| 60389410 | 2246.2225 | 1435.8898 | 810.3327 | 1 |  | 666.7437 | 953.9217 | 1034.955 | 585.7105 | 442.1215 | 1
| 60389413 | 2318.3343 | 2242.1675 | 76.1668 | 1 |  | -148.0499 | 300.3836 | 308.0003 | -155.6666 | -379.8834 | 0
| 60389416 | 39249.5285 | 21246.1052 | 18003.4233 | 1 |  | 15878.8128 | 20128.0338 | 21928.3761 | 14078.4704 | 11953.8599 | 1
| 60389417 | 4030.2619 | 2453.5058 | 1576.7561 | 1 |  | 1331.4055 | 1822.1067 | 1979.7823 | 1173.7299 | 928.3793 | 1
| 60389420 | 68419.016 | 36476.223 | 31942.793 | 1 |  | 28295.1707 | 35590.4153 | 38784.6946 | 25100.8914 | 21453.2691 | 1
| 60389421 | 29528.6974 | 17089.2346 | 12439.4628 | 1 |  | 10730.5394 | 14148.3863 | 15392.3326 | 9486.5931 | 7777.6696 | 1
| 60389425 | 31406.3989 | 18068.8758 | 13337.5232 | 1 |  | 11530.6356 | 15144.4107 | 16478.1631 | 10196.8833 | 8389.9957 | 1
| 60389431 | 5289.7962 | 3339.0353 | 1950.7609 | 1 |  | 1616.8573 | 2284.6644 | 2479.7405 | 1421.7812 | 1087.8777 | 1
| 60389434 | 27437.8927 | 17454.1234 | 9983.7693 | 1 |  | 8238.3569 | 11729.1816 | 12727.5586 | 7239.98 | 5494.5677 | 1
| 60389441 | 5671.6439 | 4851.9755 | 819.6684 | 1 |  | 334.4708 | 1304.8659 | 1386.8328 | 252.504 | -232.6936 | 0
| 60389442 | 7305.3921 | 6195.4048 | 1109.9874 | 1 |  | 490.4469 | 1729.5278 | 1840.5266 | 379.4481 | -240.0923 | 0
| 60389444 | 15139.8994 | 11152.4991 | 3987.4003 | 1 |  | 2872.1504 | 5102.6502 | 5501.3903 | 2473.4104 | 1358.1605 | 1
| 60389447 | 17718.8686 | 10485.4625 | 7233.4061 | 1 |  | 6184.8598 | 8281.9523 | 9005.2929 | 5461.5192 | 4412.973 | 1
| 60389449 | 1864.1063 | 1144.7492 | 719.3571 | 1 |  | 604.8822 | 833.832 | 905.7678 | 532.9465 | 418.4716 | 1
| 60389456 | 11017.244 | 6799.1499 | 4218.0941 | 1 |  | 3538.1791 | 4898.009 | 5319.8185 | 3116.3697 | 2436.4547 | 1
| 60390474 | 985.6737 | 6856.9377 | -5871.264 | 0 |  | -6556.9578 | -5185.5703 | -5772.6967 | -5969.8314 | -6655.5252 | 1
| 60390475 | 1707.8763 | 9788.7065 | -8080.8303 | 0 |  | -9059.7009 | -7101.9596 | -7910.0427 | -8251.6179 | -9230.4886 | 1
| 60390476 | 796.7908 | 5940.0376 | -5143.2469 | 0 |  | -5737.2506 | -4549.2431 | -5063.5678 | -5222.926 | -5816.9297 | 1
| 60390477 | 60699.7391 | 72751.5646 | -12051.8255 | 0 |  | -19326.982 | -4776.669 | -5981.8516 | -18121.7994 | -25396.9559 | 1
| 60390479 | 2732.997 | 13193.7851 | -10460.7881 | 0 |  | -11780.1666 | -9141.4096 | -10187.4884 | -10734.0878 | -12053.4663 | 1
| 60390482 | 1967.438 | 11144.7941 | -9177.3561 | 0 |  | -10291.8355 | -8062.8767 | -8980.6123 | -9374.0999 | -10488.5793 | 1
| 60390571 | 354540.1476 | 425270.1211 | -70729.9735 | 0 |  | -113256.9856 | -28202.9614 | -35275.9588 | -106183.9883 | -148711.0004 | 1
| 60390572 | 2347555.1575 | 1099671.6976 | 1247883.4599 | 1 |  | 1137916.2902 | 1357850.6297 | 1482638.9757 | 1013127.9442 | 903160.7744 | 1
| 60390578 | 63706.3796 | 79434.5885 | -15728.2089 | 0 |  | -23671.6678 | -7784.7501 | -9357.571 | -22098.8469 | -30042.3058 | 1
| 60390587 | 15783.5236 | 28801.9215 | -13018.3978 | 0 |  | -15898.59 | -10138.2057 | -11440.0455 | -14596.7502 | -17476.9424 | 1
| 60390608 | 220.3824 | 2211.8976 | -1991.5153 | 0 |  | -2212.705 | -1770.3255 | -1969.477 | -2013.5535 | -2234.7433 | 1
| 60390627 | 746.478 | 3132.5835 | -2386.1055 | 0 |  | -2699.3639 | -2072.8472 | -2311.4577 | -2460.7533 | -2774.0117 | 1
| 60390678 | 168.5628 | 1777.1131 | -1608.5503 | 0 |  | -1786.2616 | -1430.839 | -1591.6941 | -1625.4066 | -1803.1179 | 1
| 60390714 | 5761.3082 | 11880.8496 | -6119.5414 | 0 |  | -7307.6264 | -4931.4564 | -5543.4106 | -6695.6722 | -7883.7572 | 1
| 60390769 | 2907.7969 | 14595.0022 | -11687.2053 | 0 |  | -13146.7055 | -10227.705 | -11396.4256 | -11977.985 | -13437.4852 | 1
| 60390795 | 304.829 | 2925.1645 | -2620.3355 | 0 |  | -2912.8519 | -2327.819 | -2589.8526 | -2650.8184 | -2943.3348 | 1
| 60390805 | 22199.4026 | 41848.8393 | -19649.4368 | 0 |  | -23834.3207 | -15464.5528 | -17429.4965 | -21869.377 | -26054.2609 | 1
| 60390806 | 11081.2082 | 28653.9535 | -17572.7453 | 0 |  | -20438.1406 | -14707.3499 | -16464.6244 | -18680.8661 | -21546.2614 | 1
| 60390813 | 3372.2097 | 9218.5212 | -5846.3115 | 0 |  | -6768.1637 | -4924.4594 | -5509.0906 | -6183.5325 | -7105.3846 | 1
| 60390830 | 585.3299 | 2433.4118 | -1848.0818 | 0 |  | -2091.423 | -1604.7407 | -1789.5489 | -1906.6148 | -2149.956 | 1
| 60390898 | 2335.5404 | 11560.316 | -9224.7757 | 0 |  | -10380.8073 | -8068.7441 | -8991.2216 | -9458.3297 | -10614.3613 | 1
| 60390903 | 4969.5166 | 11471.4362 | -6501.9196 | 0 |  | -7649.0632 | -5354.776 | -6004.9679 | -6998.8713 | -8146.0149 | 1
| 60390976 | 2312.8442 | 12155.8058 | -9842.9615 | 0 |  | -11058.5421 | -8627.381 | -9611.6771 | -10074.246 | -11289.8265 | 1
| 60390977 | 6112.6353 | 20762.3386 | -14649.7032 | 0 |  | -16725.9371 | -12573.4694 | -14038.4397 | -15260.9668 | -17337.2006 | 1
| 60390997 | 14938.6074 | 32456.222 | -17517.6146 | 0 |  | -20763.2368 | -14271.9924 | -16023.7538 | -19011.4753 | -22257.0975 | 1
| 60391009 | 22145.2341 | 45024.968 | -22879.734 | 0 |  | -27382.2308 | -18377.2372 | -20665.2106 | -25094.2574 | -29596.7542 | 1
| 60391010 | 14343.0344 | 34140.4944 | -19797.46 | 0 |  | -23211.5094 | -16383.4105 | -18363.1565 | -21231.7634 | -24645.8128 | 1
| 60391022 | 48344.2107 | 63033.3042 | -14689.0934 | 0 |  | -20992.4239 | -8385.763 | -9854.6724 | -19523.5145 | -25826.8449 | 1
| 60391080 | 18633.9711 | 39175.7398 | -20541.7688 | 0 |  | -24459.3427 | -16624.1948 | -18678.3716 | -22405.1659 | -26322.7398 | 1
| 60391090 | 8104.965 | 23935.7155 | -15830.7505 | 0 |  | -18224.3221 | -13437.179 | -15020.254 | -16641.247 | -19034.8186 | 1
| 60391091 | 114.3681 | 1279.5875 | -1165.2194 | 0 |  | -1293.1782 | -1037.2607 | -1153.7826 | -1176.6562 | -1304.615 | 1
| 60391092 | 1994.1789 | 10469.5021 | -8475.3232 | 0 |  | -9522.2734 | -7428.373 | -8275.9053 | -8674.7411 | -9721.6913 | 1
| 60391117 | 16238.3116 | 88379.8136 | -72141.502 | 0 |  | -80979.4833 | -63303.5206 | -70517.6708 | -73765.3331 | -82603.3145 | 1
| 60391128 | 47164.5389 | 40261.4428 | 6903.096 | 1 |  | 2876.9518 | 10929.2403 | 11619.5499 | 2186.6422 | -1839.5021 | 0
| 60391129 | 2689.0005 | 7325.3325 | -4636.332 | 0 |  | -5368.8652 | -3903.7987 | -4367.4319 | -4905.232 | -5637.7653 | 1
| 60391140 | 417.3733 | 3794.1832 | -3376.8099 | 0 |  | -3756.2282 | -2997.3916 | -3335.0726 | -3418.5472 | -3797.9656 | 1
| 60391144 | 3449.5627 | 9073.5154 | -5623.9526 | 0 |  | -6531.3041 | -4716.6011 | -5278.9963 | -5968.9089 | -6876.2604 | 1
| 60391145 | 20748.4699 | 26250.3755 | -5501.9056 | 0 |  | -8126.9432 | -2876.8681 | -3427.0586 | -7576.7526 | -10201.7902 | 1
| 60391146 | 240.6021 | 1245.2254 | -1004.6233 | 0 |  | -1129.1458 | -880.1007 | -980.563 | -1028.6835 | -1153.206 | 1
| 60391147 | 478.775 | 2213.1144 | -1734.3394 | 0 |  | -1955.6508 | -1513.0279 | -1686.4619 | -1782.2169 | -2003.5283 | 1
| 60391175 | 5025.1939 | 19106.8551 | -14081.6612 | 0 |  | -15992.3467 | -12170.9757 | -13579.1418 | -14584.1806 | -16494.8661 | 1
| 60391176 | 8577.5497 | 25870.2316 | -17292.6819 | 0 |  | -19879.7051 | -14705.6587 | -16434.9269 | -18150.4369 | -20737.46 | 1
| 60391188 | 7333.5668 | 32180.1113 | -24846.5445 | 0 |  | -28064.5557 | -21628.5334 | -24113.1878 | -25579.9012 | -28797.9123 | 1
| 60391208 | 18089.9022 | 35258.2759 | -17168.3737 | 0 |  | -20694.2013 | -13642.5461 | -15359.3835 | -18977.364 | -22503.1915 | 1
| 60391215 | 41912.2937 | 61714.0908 | -19801.7971 | 0 |  | -25973.2062 | -13630.388 | -15610.5677 | -23993.0265 | -30164.4356 | 1
| 60391216 | 212011.4614 | 142920.2888 | 69091.1726 | 1 |  | 54799.1437 | 83383.2015 | 90292.3187 | 47890.0265 | 33597.9976 | 1
| 60391217 | 580.0127 | 4881.695 | -4301.6823 | 0 |  | -4789.8518 | -3813.5128 | -4243.6811 | -4359.6836 | -4847.8531 | 1
| 60391220 | 126203.2538 | 83267.6037 | 42935.6501 | 1 |  | 34608.8897 | 51262.4105 | 55555.9755 | 30315.3247 | 21988.5643 | 1
| 60391227 | 320.2411 | 3037.9883 | -2717.7472 | 0 |  | -3021.546 | -2413.9483 | -2685.7231 | -2749.7713 | -3053.5701 | 1
| 60391266 | 61322.8119 | 65807.323 | -4484.5111 | 0 |  | -11065.2434 | 2096.2212 | 1647.7701 | -10616.7923 | -17197.5246 | 1
| 60391270 | 15189.4983 | 28498.9808 | -13309.4825 | 0 |  | -16159.3806 | -10459.5845 | -11790.5327 | -14828.4324 | -17678.3305 | 1
| 60391293 | 29691.9428 | 41083.5654 | -11391.6226 | 0 |  | -15499.9791 | -7283.2661 | -8422.4283 | -14360.8169 | -18469.1734 | 1
| 60391294 | 4761.9629 | 14673.227 | -9911.2642 | 0 |  | -11378.5869 | -8443.9415 | -9435.0679 | -10387.4605 | -11854.7832 | 1
| 60391295 | 8095.4143 | 19997.8838 | -11902.4695 | 0 |  | -13902.2579 | -9902.6811 | -11092.9281 | -12712.0109 | -14711.7993 | 1
| 60391308 | 3076.4123 | 14165.1709 | -11088.7585 | 0 |  | -12505.2756 | -9672.2414 | -10781.1173 | -11396.3997 | -12812.9168 | 1
| 60391342 | 325965.0171 | 116312.9755 | 209652.0416 | 1 |  | 198020.744 | 221283.3391 | 242248.5433 | 177055.5399 | 165424.2423 | 1
| 60391349 | 8798.456 | 25663.8465 | -16865.3906 | 0 |  | -19431.7752 | -14299.0059 | -15985.545 | -17745.2362 | -20311.6208 | 1
| 60391350 | 9092.8786 | 26139.9081 | -17047.0295 | 0 |  | -19661.0203 | -14433.0387 | -16137.7417 | -17956.3174 | -20570.3082 | 1
| 60391351 | 2272.0729 | 11648.3737 | -9376.3007 | 0 |  | -10541.1381 | -8211.4634 | -9149.0934 | -9603.508 | -10768.3454 | 1
| 60391355 | 85.9061 | 767.1116 | -681.2055 | 0 |  | -757.9166 | -604.4943 | -672.6149 | -689.7961 | -766.5073 | 1
| 60391356 | 577.8669 | 3716.9167 | -3139.0498 | 0 |  | -3510.7414 | -2767.3581 | -3081.2631 | -3196.8364 | -3568.5281 | 1
| 60391404 | 1511.2681 | 20796.6801 | -19285.4121 | 0 |  | -21365.0801 | -17205.7441 | -19134.2853 | -19436.5389 | -21516.2069 | 1
| 60391405 | 10282.1536 | 59212.3095 | -48930.1559 | 0 |  | -54851.3869 | -43008.925 | -47901.9406 | -49958.3713 | -55879.6022 | 1
| 60391414 | 94822.6591 | 93360.3527 | 1462.3064 | 1 |  | -7873.7288 | 10798.3417 | 10944.5724 | -8019.9595 | -17355.9947 | 0
| 60391415 | 19328.2541 | 40381.0287 | -21052.7746 | 0 |  | -25090.8775 | -17014.6717 | -19119.9492 | -22985.6 | -27023.7029 | 1
| 60391438 | 1444616.9604 | 861907.5914 | 582709.369 | 1 |  | 496518.6098 | 668900.1281 | 727171.065 | 438247.6729 | 352056.9138 | 1
| 60391444 | 3984.1441 | 13904.8479 | -9920.7038 | 0 |  | -11311.1886 | -8530.219 | -9522.2894 | -10319.1182 | -11709.603 | 1
| 60391452 | 3853.8702 | 16275.8022 | -12421.932 | 0 |  | -14049.5122 | -10794.3518 | -12036.545 | -12807.319 | -14434.8992 | 1
| 60391457 | 471.2342 | 4168.9785 | -3697.7443 | 0 |  | -4114.6422 | -3280.8465 | -3650.6209 | -3744.8677 | -4161.7656 | 1
| 60391458 | 3509.8306 | 14722.1354 | -11212.3048 | 0 |  | -12684.5183 | -9740.0913 | -10861.3217 | -11563.2878 | -13035.5014 | 1
| 60391459 | 221.2729 | 2153.0091 | -1931.7362 | 0 |  | -2147.0371 | -1716.4353 | -1909.609 | -1953.8635 | -2169.1644 | 1
| 60391479 | 400.1885 | 4019.2805 | -3619.0921 | 0 |  | -4021.0201 | -3217.164 | -3579.0732 | -3659.1109 | -4061.039 | 1
| 60391487 | 30876.186 | 33538.696 | -2662.51 | 0 |  | -6016.3796 | 691.3596 | 425.1086 | -5750.1286 | -9103.9982 | 1
| 60391489 | 1291.5622 | 8122.2158 | -6830.6536 | 0 |  | -7642.8752 | -6018.4321 | -6701.4974 | -6959.8099 | -7772.0314 | 1
| 60391497 | 1085.2438 | 7406.7476 | -6321.5038 | 0 |  | -7062.1785 | -5580.829 | -6212.9794 | -6430.0282 | -7170.7029 | 1
| 60391512 | 9169.0622 | 25669.9005 | -16500.8383 | 0 |  | -19067.8284 | -13933.8483 | -15583.9321 | -17417.7445 | -19984.7346 | 1
| 60391517 | 3271.279 | 14165.7212 | -10894.4423 | 0 |  | -12311.0144 | -9477.8701 | -10567.3144 | -11221.5702 | -12638.1423 | 1
| 60391518 | 10572.5277 | 27789.3376 | -17216.8099 | 0 |  | -19995.7437 | -14437.8762 | -16159.5572 | -18274.0627 | -21052.9965 | 1
| 60391524 | 4168.4381 | 16448.6153 | -12280.1772 | 0 |  | -13925.0387 | -10635.3157 | -11863.3334 | -12697.021 | -14341.8825 | 1
| 60391525 | 43097.9083 | 133652.5355 | -90554.6272 | 0 |  | -103919.8808 | -77189.3737 | -86244.8364 | -94864.418 | -108229.6716 | 1
| 60391526 | 7563.7999 | 54067.8326 | -46504.0328 | 0 |  | -51910.816 | -41097.2495 | -45747.6528 | -47260.4127 | -52667.196 | 1
| 60391527 | 24964.1774 | 100918.3709 | -75954.1935 | 0 |  | -86046.0306 | -65862.3564 | -73457.7758 | -78450.6112 | -88542.4483 | 1
| 60391547 | 3705.8314 | 15256.5351 | -11550.7038 | 0 |  | -13076.3573 | -10025.0503 | -11180.1206 | -11921.2869 | -13446.9404 | 1
| 60391549 | 33267.9496 | 117016.9593 | -83749.0097 | 0 |  | -95450.7056 | -72047.3138 | -80422.2147 | -87075.8046 | -98777.5006 | 1
| 60391553 | 2242.2815 | 11840.4494 | -9598.1679 | 0 |  | -10782.2128 | -8414.1229 | -9373.9397 | -9822.396 | -11006.441 | 1
| 60391603 | 3645.3728 | 15550.9778 | -11905.605 | 0 |  | -13460.7028 | -10350.5073 | -11541.0678 | -12270.1423 | -13825.2401 | 1
| 60391619 | 28153.8055 | 49192.8458 | -21039.0404 | 0 |  | -25958.325 | -16119.7558 | -18223.6598 | -23854.4209 | -28773.7055 | 1
| 60391645 | 2387.9724 | 13705.6201 | -11317.6477 | 0 |  | -12688.2097 | -9947.0857 | -11078.8505 | -11556.445 | -12927.007 | 1
| 60391649 | 8495.2576 | 16168.9172 | -7673.6596 | 0 |  | -9290.5513 | -6056.7679 | -6824.1338 | -8523.1853 | -10140.077 | 1
| 60391675 | 173.3537 | 1630.1669 | -1456.8132 | 0 |  | -1619.8299 | -1293.7965 | -1439.4779 | -1474.1486 | -1637.1653 | 1
| 60391676 | 11595.5947 | 27312.7257 | -15717.131 | 0 |  | -18448.4036 | -12985.8584 | -14557.5715 | -16876.6905 | -19607.963 | 1
| 60391681 | 1368.2891 | 10110.1169 | -8741.8278 | 0 |  | -9752.8395 | -7730.8161 | -8604.9989 | -8878.6567 | -9889.6684 | 1
| 60391689 | 776.1634 | 6011.5845 | -5235.4211 | 0 |  | -5836.5795 | -4634.2626 | -5157.8047 | -5313.0374 | -5914.1959 | 1
| 60391694 | 521.0465 | 5511.8574 | -4990.8109 | 0 |  | -5541.9967 | -4439.6252 | -4938.7063 | -5042.9156 | -5594.1013 | 1
| 60391695 | 994.2968 | 8478.8493 | -7484.5524 | 0 |  | -8332.4373 | -6636.6675 | -7385.1227 | -7583.9821 | -8431.867 | 1
| 60391714 | 1182.4678 | 8843.1877 | -7660.72 | 0 |  | -8545.0387 | -6776.4012 | -7542.4732 | -7778.9667 | -8663.2855 | 1
| 60391716 | 8285.1125 | 25373.2563 | -17088.1438 | 0 |  | -19625.4695 | -14550.8182 | -16259.6326 | -17916.6551 | -20453.9807 | 1
| 60391739 | 219.8038 | 2837.6572 | -2617.8534 | 0 |  | -2901.6191 | -2334.0877 | -2595.873 | -2639.8338 | -2923.5995 | 1
| 60391744 | 799.8694 | 5605.4186 | -4805.5492 | 0 |  | -5366.0911 | -4245.0073 | -4725.5623 | -4885.5362 | -5446.078 | 1
| 60391745 | 1404.6771 | 8174.5001 | -6769.8229 | 0 |  | -7587.2729 | -5952.3729 | -6629.3552 | -6910.2906 | -7727.7406 | 1
| 60391756 | 9185.6211 | 6447.4698 | 2738.1514 | 1 |  | 2093.4044 | 3382.8984 | 3656.7135 | 1819.5893 | 1174.8423 | 1
| 60391757 | 11697.6921 | 8085.8921 | 3611.8 | 1 |  | 2803.2108 | 4420.3892 | 4781.5692 | 2442.0308 | 1633.4416 | 1
| 60391758 | 2915.8028 | 3040.1898 | -124.3869 | 0 |  | -428.4059 | 179.632 | 167.1933 | -415.9672 | -719.9862 | 1
| 60391762 | 6187.8981 | 5608.1704 | 579.7277 | 1 |  | 18.9106 | 1140.5447 | 1198.5175 | -39.0621 | -599.8792 | 0
| 60391763 | 1139.7453 | 1079.2564 | 60.489 | 1 |  | -47.4367 | 168.4146 | 174.4635 | -53.4856 | -161.4112 | 0
| 60391766 | 12177.443 | 10687.4447 | 1489.9983 | 1 |  | 421.2538 | 2558.7427 | 2707.7426 | 272.254 | -796.4905 | 0
| 60391782 | 609.9776 | 651.0761 | -41.0985 | 0 |  | -106.2062 | 24.0091 | 19.8992 | -102.0963 | -167.2039 | 1
| 60391792 | 1413.2405 | 1918.0053 | -504.7648 | 0 |  | -696.5653 | -312.9643 | -363.4407 | -646.0888 | -837.8894 | 1
| 60391797 | 21144.7234 | 18249.9443 | 2894.7791 | 1 |  | 1069.7847 | 4719.7735 | 5009.2514 | 780.3068 | -1044.6877 | 0
| 60391804 | 1882.558 | 1822.793 | 59.765 | 1 |  | -122.5143 | 242.0443 | 248.0208 | -128.4908 | -310.7701 | 0
| 60391806 | 3724.5431 | 3853.0718 | -128.5286 | 0 |  | -513.8358 | 256.7786 | 243.9257 | -500.9829 | -886.2901 | 1
| 60391808 | 13699.1095 | 12046.2841 | 1652.8254 | 1 |  | 448.197 | 2857.4538 | 3022.7364 | 282.9145 | -921.7139 | 0
| 60391818 | 18515.8155 | 15769.4708 | 2746.3447 | 1 |  | 1169.3976 | 4323.2918 | 4597.9263 | 894.7632 | -682.1839 | 0
| 60391819 | 1538.2437 | 1494.2279 | 44.0157 | 1 |  | -105.4071 | 193.4385 | 197.8401 | -109.8087 | -259.2314 | 0
| 60391821 | 3320.2111 | 4177.7843 | -857.5732 | 0 |  | -1275.3516 | -439.7947 | -525.552 | -1189.5943 | -1607.3727 | 1
| 60391831 | 9012.1013 | 8892.1698 | 119.9315 | 1 |  | -769.2854 | 1009.1485 | 1021.1417 | -781.2786 | -1670.4956 | 0
| 60391840 | 15939.0568 | 13722.1309 | 2216.9259 | 1 |  | 844.7128 | 3589.139 | 3810.8316 | 623.0202 | -749.1928 | 0
| 60391850 | 2128.7931 | 4694.5725 | -2565.7794 | 0 |  | -3035.2366 | -2096.3221 | -2352.9001 | -2778.6587 | -3248.1159 | 1
| 60391855 | 34456.8528 | 31491.6107 | 2965.2421 | 1 |  | -183.919 | 6114.4032 | 6410.9274 | -480.4432 | -3629.6042 | 0
| 60391856 | 447.0715 | 592.7379 | -145.6665 | 0 |  | -204.9402 | -86.3927 | -100.9593 | -190.3736 | -249.6474 | 1
| 60391857 | 23742.6837 | 23575.7799 | 166.9038 | 1 |  | -2190.6742 | 2524.4818 | 2541.1721 | -2207.3646 | -4564.9426 | 0
| 60391876 | 42131.4425 | 41357.3677 | 774.0748 | 1 |  | -3361.662 | 4909.8116 | 4987.219 | -3439.0695 | -7574.8062 | 0
| 60391877 | 3439.1387 | 5509.656 | -2070.5173 | 0 |  | -2621.4829 | -1519.5517 | -1726.6034 | -2414.4312 | -2965.3968 | 1
| 60391885 | 2134.6899 | 3220.7079 | -1086.018 | 0 |  | -1408.0888 | -763.9472 | -872.549 | -1299.487 | -1621.5578 | 1
| 60391893 | 4078.472 | 5087.5297 | -1009.0577 | 0 |  | -1517.8107 | -500.3048 | -601.2105 | -1416.9049 | -1925.6579 | 1
| 60391906 | 11319.6355 | 13455.7566 | -2136.121 | 0 |  | -3481.6967 | -790.5454 | -1004.1575 | -3268.0846 | -4613.6602 | 1
| 60391907 | 2292.5774 | 3317.5713 | -1024.9938 | 0 |  | -1356.751 | -693.2367 | -795.7361 | -1254.2516 | -1586.0087 | 1
| 60391912 | 3526.7622 | 4436.4536 | -909.6914 | 0 |  | -1353.3368 | -466.0461 | -557.0152 | -1262.3676 | -1706.013 | 1
| 60391924 | 1567.8909 | 2077.0594 | -509.1685 | 0 |  | -716.8744 | -301.4625 | -352.3794 | -665.9576 | -873.6635 | 1
| 60391927 | 33438.0599 | 30780.5453 | 2657.5146 | 1 |  | -420.5399 | 5735.5691 | 6001.3206 | -686.2914 | -3764.3459 | 0
| 60391929 | 11689.6309 | 15115.0926 | -3425.4616 | 0 |  | -4936.9709 | -1913.9524 | -2256.4985 | -4594.4247 | -6105.934 | 1
| 60391932 | 2038.4906 | 2837.6572 | -799.1666 | 0 |  | -1082.9323 | -515.4008 | -595.3175 | -1003.0156 | -1286.7813 | 1
| 60391933 | 16844.3994 | 20443.1297 | -3598.7303 | 0 |  | -5643.0432 | -1554.4173 | -1914.2903 | -5283.1702 | -7327.4832 | 1
| 60461167 | 157948.0002 | 224427.8014 | -66479.8012 | 0 |  | -88922.5813 | -44037.021 | -50685.0011 | -82274.6012 | -104717.3813 | 1
| 60402475 | 8734.6276 | 4712.184 | 4022.4435 | 1 |  | 3551.2251 | 4493.6619 | 4895.9063 | 3148.9808 | 2677.7624 | 1
| 60402478 | 3012.9562 | 2013.2176 | 999.7386 | 1 |  | 798.4169 | 1201.0604 | 1301.0342 | 698.443 | 497.1212 | 1
| 60402484 | 48303.8438 | 28683.1226 | 19620.7212 | 1 |  | 16752.4089 | 22489.0335 | 24451.1056 | 14790.3368 | 11922.0246 | 1
| 60402486 | 2608.7404 | 2133.1961 | 475.5443 | 1 |  | 262.2246 | 688.8639 | 736.4183 | 214.6702 | 1.3506 | 1
| 60402513 | 5370.4999 | 4030.2878 | 1340.2121 | 1 |  | 937.1834 | 1743.2409 | 1877.2621 | 803.1621 | 400.1334 | 1
| 60402514 | 17340.2 | 12721.576 | 4618.6239 | 1 |  | 3346.4663 | 5890.7815 | 6352.6439 | 2884.6039 | 1612.4463 | 1
| 60402522 | 6594.6926 | 4239.975 | 2354.7176 | 1 |  | 1930.7201 | 2778.7151 | 3014.1869 | 1695.2484 | 1271.2509 | 1
| 60402524 | 18392.0015 | 12310.457 | 6081.5445 | 1 |  | 4850.4988 | 7312.5902 | 7920.7446 | 4242.3443 | 3011.2986 | 1
| 60402565 | 49626.9553 | 29539.4831 | 20087.4722 | 1 |  | 17133.5239 | 23041.4205 | 25050.1677 | 15124.7767 | 12170.8284 | 1
| 60402817 | 41108.3391 | 36414.2236 | 4694.1155 | 1 |  | 1052.6931 | 8335.5378 | 8804.9494 | 583.2815 | -3058.1408 | 0
| 60402860 | 922718.8137 | 598244.315 | 324474.4987 | 1 |  | 264650.0672 | 384298.9302 | 416746.3801 | 232202.6173 | 172378.1858 | 1
| 60403195 | 132157.9959 | 84463.2297 | 47694.7662 | 1 |  | 39248.4433 | 56141.0892 | 60910.5658 | 34478.9666 | 26032.6437 | 1
| 60403197 | 459.4447 | 1108.4254 | -648.9807 | 0 |  | -759.8233 | -538.1382 | -603.0363 | -694.9252 | -805.7678 | 1
| 60403204 | 17889.0548 | 12698.4091 | 5190.6458 | 1 |  | 3920.8049 | 6460.4867 | 6979.5513 | 3401.7403 | 2131.8994 | 1
| 60403205 | 108975.5399 | 87182.5594 | 21792.9804 | 1 |  | 13074.7245 | 30511.2364 | 32690.5344 | 10895.4264 | 2177.1705 | 1
| 60403206 | 70515.6584 | 75856.6969 | -5341.0385 | 0 |  | -12926.7081 | 2244.6312 | 1710.5274 | -12392.6043 | -19978.274 | 1
| 60403207 | 13916.2841 | 20723.263 | -6806.9789 | 0 |  | -8879.3052 | -4734.6526 | -5415.3505 | -8198.6073 | -10270.9336 | 1
| 60403208 | 269860.1372 | 147821.7968 | 122038.3404 | 1 |  | 107256.1607 | 136820.5201 | 149024.3541 | 95052.3267 | 80270.147 | 1
| 60403225 | 119447.0315 | 49843.7463 | 69603.2852 | 1 |  | 64618.9105 | 74587.6598 | 81547.9883 | 57658.582 | 52674.2074 | 1
| 60403234 | 97848.5089 | 71231.4697 | 26617.0392 | 1 |  | 19493.8922 | 33740.1862 | 36401.8901 | 16832.1883 | 9709.0413 | 1
| 60403236 | 155527.8858 | 96752.773 | 58775.1128 | 1 |  | 49099.8355 | 68450.3901 | 74327.9014 | 43222.3242 | 33547.0469 | 1
| 60403255 | 13258.0715 | 20942.8567 | -7684.7852 | 0 |  | -9779.0709 | -5590.4996 | -6358.9781 | -9010.5924 | -11104.878 | 1
| 60403262 | 99818.3914 | 57083.3935 | 42734.9979 | 1 |  | 37026.6585 | 48443.3372 | 52716.837 | 32753.1588 | 27044.8194 | 1
| 60403266 | 41807.2715 | 44188.0096 | -2380.7382 | 0 |  | -6799.5391 | 2038.0628 | 1799.989 | -6561.4653 | -10980.2663 | 1
| 60403271 | 14192.346 | 14437.7192 | -245.3732 | 0 |  | -1689.1452 | 1198.3987 | 1173.8614 | -1664.6078 | -3108.3798 | 1
| 60403272 | 6376.2505 | 7437.3825 | -1061.1319 | 0 |  | -1804.8702 | -317.3937 | -423.5069 | -1698.757 | -2442.4952 | 1
| 60403307 | 2653.3926 | 5325.4173 | -2672.0247 | 0 |  | -3204.5664 | -2139.483 | -2406.6854 | -2937.364 | -3469.9057 | 1
| 60403322 | 17919.611 | 12715.901 | 5203.71 | 1 |  | 3932.1199 | 6475.3001 | 6995.6711 | 3411.7489 | 2140.1588 | 1
| 60403326 | 107214.4093 | 46475.9085 | 60738.5008 | 1 |  | 56090.91 | 65386.0917 | 71459.9418 | 50017.0599 | 45369.4691 | 1
| 60403327 | 3283.1482 | 2861.8383 | 421.31 | 1 |  | 135.1262 | 707.4938 | 749.6248 | 92.9952 | -193.1887 | 0
| 60403328 | 7234.8255 | 5892.512 | 1342.3134 | 1 |  | 753.0622 | 1931.5646 | 2065.796 | 618.8309 | 29.5797 | 1
| 60403333 | 34148.683 | 24761.0231 | 9387.6599 | 1 |  | 6911.5576 | 11863.7622 | 12802.5282 | 5972.7916 | 3496.6893 | 1
| 60403348 | 18045.0825 | 23010.0096 | -4964.9271 | 0 |  | -7265.9281 | -2663.9262 | -3160.4189 | -6769.4354 | -9070.4363 | 1
| 60403349 | 118979.3395 | 79900.1933 | 39079.1462 | 1 |  | 31089.1269 | 47069.1656 | 50977.0802 | 27181.2123 | 19191.193 | 1
| 60403350 | 432304.2277 | 356862.7223 | 75441.5054 | 1 |  | 39755.2332 | 111127.7776 | 118671.9282 | 32211.0826 | -3475.1896 | 0
| 60403354 | 6667.6021 | 11446.9418 | -4779.3398 | 0 |  | -5924.0339 | -3634.6456 | -4112.5795 | -5446.1 | -6590.7941 | 1
| 60403379 | 85566.1412 | 113317.5143 | -27751.3731 | 0 |  | -39083.1245 | -16419.6217 | -19194.759 | -36307.9872 | -47639.7387 | 1
| 60403384 | 496.9995 | 675.3421 | -178.3426 | 0 |  | -245.8768 | -110.8084 | -128.6426 | -228.0425 | -295.5767 | 1
| 60403386 | 752.6471 | 1763.9044 | -1011.2574 | 0 |  | -1187.6478 | -834.8669 | -935.9926 | -1086.5221 | -1262.9125 | 1
| 60403388 | 11295.3101 | 9328.7967 | 1966.5134 | 1 |  | 1033.6337 | 2899.3931 | 3096.0444 | 836.9824 | -95.8973 | 0
| 60403395 | 551.2091 | 2496.4339 | -1945.2247 | 0 |  | -2194.8681 | -1695.5814 | -1890.1038 | -2000.3457 | -2249.989 | 1
| 60403399 | 1787.589 | 4657.6984 | -2870.1093 | 0 |  | -3335.8792 | -2404.3395 | -2691.3504 | -3048.8682 | -3514.6381 | 1
| 60403419 | 774.5433 | 710.5796 | 63.9637 | 1 |  | -7.0943 | 135.0216 | 141.418 | -13.4906 | -84.5486 | 0
| 60403422 | 167540.5978 | 98539.2422 | 69001.3556 | 1 |  | 59147.4314 | 78855.2798 | 85755.4154 | 52247.2958 | 42393.3716 | 1
| 60403428 | 1111.8135 | 2139.8005 | -1027.987 | 0 |  | -1241.967 | -814.0069 | -916.8056 | -1139.1683 | -1353.1484 | 1
| 60403431 | 127276.4174 | 88177.6107 | 39098.8067 | 1 |  | 30281.0457 | 47916.5678 | 51826.4485 | 26371.165 | 17553.4039 | 1
| 60403433 | 248440.0684 | 128546.5314 | 119893.537 | 1 |  | 107038.8839 | 132748.1902 | 144737.5439 | 95049.5302 | 82194.877 | 1
| 60403434 | 9549.7079 | 14784.3261 | -5234.6182 | 0 |  | -6713.0508 | -3756.1856 | -4279.6474 | -6189.589 | -7668.0216 | 1
| 60403435 | 9040.2477 | 14156.9155 | -5116.6677 | 0 |  | -6532.3593 | -3700.9762 | -4212.6429 | -6020.6925 | -7436.384 | 1
| 60403443 | 17890.6607 | 23800.3269 | -5909.6662 | 0 |  | -8289.6989 | -3529.6335 | -4120.6002 | -7698.7323 | -10078.765 | 1
| 60403463 | 6063.9314 | 10695.1498 | -4631.2184 | 0 |  | -5700.7333 | -3561.7034 | -4024.8252 | -5237.6115 | -6307.1265 | 1
| 60403464 | 8048.9591 | 13465.1127 | -5416.1536 | 0 |  | -6762.6649 | -4069.6423 | -4611.2577 | -6221.0495 | -7567.5608 | 1
| 60403478 | 22048.4777 | 31373.2833 | -9324.8056 | 0 |  | -12462.1339 | -6187.4772 | -7119.9578 | -11529.6533 | -14666.9817 | 1
| 60403479 | 628.0374 | 1531.1021 | -903.0647 | 0 |  | -1056.1749 | -749.9545 | -840.261 | -965.8684 | -1118.9787 | 1
| 60403480 | 691.2016 | 1679.149 | -987.9474 | 0 |  | -1155.8623 | -820.0325 | -918.8272 | -1057.0676 | -1224.9825 | 1
| 60403481 | 8988.8382 | 16624.1802 | -7635.342 | 0 |  | -9297.7601 | -5972.924 | -6736.4582 | -8534.2259 | -10196.6439 | 1
| 60403485 | 5475.2284 | 4912.9618 | 562.2667 | 1 |  | 70.9705 | 1053.5628 | 1109.7895 | 14.7438 | -476.5524 | 0
| 60403492 | 541809.4205 | 401797.3407 | 140012.0797 | 1 |  | 99832.3457 | 180191.8138 | 194193.0218 | 85831.1377 | 45651.4036 | 1
| 60403493 | 935.1754 | 997.8028 | -62.6274 | 0 |  | -162.4077 | 37.1529 | 30.8901 | -156.1449 | -255.9252 | 1
| 60403496 | 21438.5736 | 16894.9606 | 4543.613 | 1 |  | 2854.1169 | 6233.109 | 6687.4703 | 2399.7556 | 710.2595 | 1
| 60403504 | 83300.8229 | 66501.6742 | 16799.1487 | 1 |  | 10148.9813 | 23449.3162 | 25129.231 | 8469.0664 | 1818.899 | 1
| 60403514 | 111675.569 | 54301.4099 | 57374.1591 | 1 |  | 51944.0181 | 62804.3001 | 68541.716 | 46206.6022 | 40776.4612 | 1
| 60403515 | 45342.6367 | 46495.5305 | -1152.8939 | 0 |  | -5802.4469 | 3496.6592 | 3381.3698 | -5687.1575 | -10336.7106 | 1
| 60403519 | 12582.4278 | 19064.4774 | -6482.0495 | 0 |  | -8388.4973 | -4575.6018 | -5223.8067 | -7740.2923 | -9646.74 | 1
| 60403524 | 264579.2985 | 134678.6448 | 129900.6537 | 1 |  | 116432.7892 | 143368.5182 | 156358.5835 | 103442.7238 | 89974.8594 | 1
| 60403525 | 1513164.1849 | 682451.9755 | 830712.2094 | 1 |  | 762467.0118 | 898957.4069 | 982028.6279 | 679395.7909 | 611150.5933 | 1
| 60403530 | 4247.2676 | 7421.057 | -3173.7893 | 0 |  | -3915.895 | -2431.6836 | -2749.0626 | -3598.5161 | -4340.6218 | 1
| 60403550 | 228872.5256 | 117254.7912 | 111617.7344 | 1 |  | 99892.2553 | 123343.2135 | 134504.9869 | 88730.4818 | 77005.0027 | 1
| 60403567 | 3093.544 | 6062.768 | -2969.224 | 0 |  | -3575.5008 | -2362.9472 | -2659.8696 | -3278.5784 | -3884.8552 | 1
| 60403569 | 7950.2978 | 15106.2868 | -7155.989 | 0 |  | -8666.6177 | -5645.3603 | -6360.9592 | -7951.0188 | -9461.6475 | 1
| 60403577 | 13867.5636 | 20399.6921 | -6532.1286 | 0 |  | -8572.0978 | -4492.1593 | -5145.3722 | -7918.8849 | -9958.8541 | 1
| 60403591 | 9063.9694 | 14322.0235 | -5258.0541 | 0 |  | -6690.2565 | -3825.8518 | -4351.6572 | -6164.4511 | -7596.6534 | 1
| 60404309 | 951.2426 | 2014.6185 | -1063.376 | 0 |  | -1264.8378 | -861.9141 | -968.2517 | -1158.5002 | -1359.9621 | 1
| 60404361 | 2166.631 | 5672.9751 | -3506.3442 | 0 |  | -4073.6417 | -2939.0467 | -3289.6811 | -3723.0073 | -4290.3048 | 1
| 60404509 | 242414.4521 | 144953.3194 | 97461.1327 | 1 |  | 82965.8007 | 111956.4646 | 121702.5779 | 73219.6875 | 58724.3555 | 1
| 60404567 | 137086.6986 | 96704.8916 | 40381.8069 | 1 |  | 30711.3178 | 50052.2961 | 54090.4768 | 26673.1371 | 17002.6479 | 1
| 60460912 | 94206.9058 | 191384.261 | -97177.3552 | 0 |  | -116315.7813 | -78038.9291 | -87756.6646 | -106598.0458 | -125736.4719 | 1
| 60460913 | 1035192.8235 | 641638.6841 | 393554.1394 | 1 |  | 329390.271 | 457718.0078 | 497073.4217 | 290034.857 | 225870.9886 | 1
| 60460919 | 15891.8732 | 79262.0681 | -63370.195 | 0 |  | -71296.4018 | -55443.9881 | -61781.0076 | -64959.3823 | -72885.5891 | 1
| 60460920 | 53608.6202 | 133539.8343 | -79931.2142 | 0 |  | -93285.1976 | -66577.2307 | -74570.3522 | -85292.0762 | -98646.0596 | 1
| 60460925 | 1043173.8615 | 319880.356 | 723293.5055 | 1 |  | 691305.4699 | 755281.5411 | 827610.8916 | 618976.1193 | 586988.0837 | 1
| 60460926 | 42212.8092 | 36471.0092 | 5741.8 | 1 |  | 2094.6991 | 9388.9009 | 9963.0809 | 1520.5191 | -2126.5818 | 0
| 60460927 | 4813.0628 | 10553.2345 | -5740.1717 | 0 |  | -6795.4952 | -4684.8482 | -5258.8654 | -6221.478 | -7276.8014 | 1
| 60460941 | 1445.6671 | 7419.3835 | -5973.7163 | 0 |  | -6715.6547 | -5231.778 | -5829.1496 | -6118.2831 | -6860.2214 | 1
| 60460953 | 966496.853 | 616804.6504 | 349692.2026 | 1 |  | 288011.7375 | 411372.6676 | 446341.8879 | 253042.5173 | 191362.0522 | 1
| 60460961 | 488124.4569 | 421601.8086 | 66522.6483 | 1 |  | 24362.4675 | 108682.8292 | 115335.094 | 17710.2026 | -24449.9782 | 0
| 60460996 | 42168.6188 | 35979.713 | 6188.9058 | 1 |  | 2590.9345 | 9786.8771 | 10405.7677 | 1972.0439 | -1625.9274 | 0
| 60461015 | 9938.8328 | 53689.9523 | -43751.1194 | 0 |  | -49120.1146 | -38382.1242 | -42757.2361 | -44745.0027 | -50113.9979 | 1
| 60461017 | 2363.9804 | 30294.5158 | -27930.5354 | 0 |  | -30959.987 | -24901.0839 | -27694.1374 | -28166.9335 | -31196.385 | 1
| 60461028 | 4816.3753 | 42024.2765 | -37207.9012 | 0 |  | -41410.3288 | -33005.4735 | -36726.2637 | -37689.5387 | -41891.9664 | 1
| 60461043 | 1556416.8144 | 704925.9142 | 851490.9001 | 1 |  | 780998.3087 | 921983.4916 | 1007132.5816 | 695849.2187 | 625356.6273 | 1
| 60461044 | 156.5736 | 1591.6417 | -1435.0681 | 0 |  | -1594.2322 | -1275.9039 | -1419.4107 | -1450.7254 | -1609.8896 | 1
| 60461046 | 308.1305 | 8293.48 | -7985.3495 | 0 |  | -8814.6975 | -7156.0015 | -7954.5364 | -8016.1625 | -8845.5105 | 1
| 60461066 | 286700.273 | 301678.9271 | -14978.6541 | 0 |  | -45146.5468 | 15189.2386 | 13691.3732 | -43648.6814 | -73816.5741 | 1
| 60461067 | 689892.2078 | 468786.0307 | 221106.177 | 1 |  | 174227.5739 | 267984.7801 | 290095.3978 | 152116.9562 | 105238.3532 | 1
| 60461086 | 42783.7938 | 36613.2265 | 6170.5673 | 1 |  | 2509.2447 | 9831.89 | 10448.9467 | 1892.1879 | -1769.1347 | 0
| 60461090 | 147.5241 | 4837.3109 | -4689.7867 | 0 |  | -5173.5178 | -4206.0557 | -4675.0343 | -4704.5392 | -5188.2703 | 1
| 60461091 | 172162.905 | 247664.1303 | -75501.2253 | 0 |  | -100267.6383 | -50734.8122 | -58284.9348 | -92717.5158 | -117483.9288 | 1
| 60461095 | 10832.8413 | 17104.1037 | -6271.2625 | 0 |  | -7981.6728 | -4560.8521 | -5187.9783 | -7354.5466 | -9064.957 | 1
| 60461101 | 2889.0545 | 28875.807 | -25986.7525 | 0 |  | -28874.3332 | -23099.1718 | -25697.847 | -26275.6579 | -29163.2386 | 1
| 60461110 | 721229.3192 | 535052.1074 | 186177.2118 | 1 |  | 132672.0011 | 239682.4226 | 258300.1437 | 114054.2799 | 60549.0691 | 1
| 60461111 | 386161.1438 | 390670.8627 | -4509.7189 | 0 |  | -43576.8052 | 34557.3674 | 34106.3955 | -43125.8333 | -82192.9196 | 1
| 60461112 | 347667.4933 | 370528.2913 | -22860.7981 | 0 |  | -59913.6272 | 14192.0311 | 11905.9513 | -57627.5474 | -94680.3765 | 1
| 60461115 | 116332.9298 | 192166.5397 | -75833.6099 | 0 |  | -95050.2639 | -56616.9559 | -64200.3169 | -87466.9029 | -106683.5569 | 1
| 60461116 | 202598.1008 | 254589.7275 | -51991.6267 | 0 |  | -77450.5995 | -26532.654 | -31731.8167 | -72251.4368 | -97710.4096 | 1
| 60461118 | 18971.6231 | 23514.2767 | -4542.6536 | 0 |  | -6894.0812 | -2191.2259 | -2645.4913 | -6439.8159 | -8791.2435 | 1
| 60461126 | 2601.4808 | 7119.2314 | -4517.7506 | 0 |  | -5229.6738 | -3805.8275 | -4257.6025 | -4777.8987 | -5489.8218 | 1
| 60461127 | 169437.2593 | 231198.7107 | -61761.4515 | 0 |  | -84881.3225 | -38641.5804 | -44817.7255 | -78705.1774 | -101825.0485 | 1
| 60461142 | 181598.9258 | 124795.8267 | 56803.0991 | 1 |  | 44323.5164 | 69282.6818 | 74962.9917 | 38643.2065 | 26163.6239 | 1
| 60461165 | 38546.906 | 35055.1737 | 3491.7323 | 1 |  | -13.785 | 6997.2497 | 7346.4229 | -362.9583 | -3868.4756 | 0
| 60461166 | 20914.7735 | 79715.0826 | -58800.3091 | 0 |  | -66771.8174 | -50828.8008 | -56708.8318 | -60891.7865 | -68863.2947 | 1
| 60461169 | 21193.7301 | 25011.9948 | -3818.2647 | 0 |  | -6319.4642 | -1317.0652 | -1698.8917 | -5937.6377 | -8438.8372 | 1
| 60461189 | 37905.7626 | 54962.2718 | -17056.5092 | 0 |  | -22552.7364 | -11560.2821 | -13265.933 | -20847.0855 | -26343.3127 | 1
| 60461199 | 172256.8448 | 253383.1621 | -81126.3173 | 0 |  | -106464.6335 | -55788.0011 | -63900.6329 | -98352.0018 | -123690.318 | 1
| 60461301 | 62880.8383 | 150754.3852 | -87873.5469 | 0 |  | -102948.9854 | -72798.1084 | -81585.4631 | -94161.6307 | -109237.0692 | 1
| 60461305 | 2793.5885 | 11672.0391 | -8878.4506 | 0 |  | -10045.6546 | -7711.2467 | -8599.0918 | -9157.8095 | -10325.0134 | 1
| 60494550 | 15995.8694 | 10825.0348 | 5170.8347 | 1 |  | 4088.3312 | 6253.3381 | 6770.4216 | 3571.2477 | 2488.7442 | 1
| 60500482 | 1248.8102 | 1082.474 | 166.3362 | 1 |  | 58.0888 | 274.5836 | 291.2172 | 41.4551 | -66.7923 | 0
| 60500573 | 16511.5553 | 21737.0265 | -5225.4712 | 0 |  | -7399.1739 | -3051.7686 | -3574.3157 | -6876.6267 | -9050.3294 | 1
| 60551772 | 12191.2209 | 16959.9 | -4768.6791 | 0 |  | -6464.6691 | -3072.6891 | -3549.557 | -5987.8012 | -7683.7912 | 1
| 60566178 | 12114.3457 | 19861.4972 | -7747.1515 | 0 |  | -9733.3012 | -5761.0018 | -6535.7169 | -8958.5861 | -10944.7358 | 1
| 60566239 | 10362.8237 | 29343.0045 | -18980.1808 | 0 |  | -21914.4812 | -16045.8803 | -17943.8984 | -20016.4631 | -22950.7636 | 1
| 60566275 | 576676.3488 | 226362.6003 | 350313.7485 | 1 |  | 327677.4884 | 372950.0085 | 407981.3833 | 292646.1136 | 270009.8535 | 1
| 60566368 | 26567.1581 | 49246.7811 | -22679.623 | 0 |  | -27604.3012 | -17754.9449 | -20022.9072 | -25336.3389 | -30261.017 | 1
| 60566558 | 1771.632 | 1124.9363 | 646.6957 | 1 |  | 534.2021 | 759.1894 | 823.8589 | 469.5325 | 357.0389 | 1
| 60566586 | 2413.0017 | 14488.7827 | -12075.781 | 0 |  | -13524.6593 | -10626.9027 | -11834.4808 | -12317.0812 | -13765.9594 | 1
| 60566598 | 12155.9402 | 19899.5232 | -7743.583 | 0 |  | -9733.5353 | -5753.6306 | -6527.9889 | -8959.177 | -10949.1293 | 1
| 60566604 | 53284.8426 | 70784.0269 | -17499.1843 | 0 |  | -24577.5869 | -10420.7816 | -12170.7 | -22827.6685 | -29906.0712 | 1
| 60566615 | 926.648 | 9231.742 | -8305.094 | 0 |  | -9228.2682 | -7381.9198 | -8212.4292 | -8397.7588 | -9320.933 | 1
| 60566653 | 458.8473 | 5291.163 | -4832.3156 | 0 |  | -5361.4319 | -4303.1993 | -4786.4309 | -4878.2004 | -5407.3167 | 1
| 60566746 | 198.7568 | 2414.4302 | -2215.6734 | 0 |  | -2457.1164 | -1974.2303 | -2195.7977 | -2235.549 | -2476.9921 | 1
| 60566867 | 34026.5302 | 54513.1779 | -20486.6477 | 0 |  | -25937.9655 | -15035.3299 | -17083.9946 | -23889.3007 | -29340.6185 | 1
| 60566904 | 13608.7264 | 25955.0401 | -12346.3137 | 0 |  | -14941.8177 | -9750.8097 | -10985.441 | -13707.1863 | -16302.6903 | 1
| 60566906 | 12490.301 | 32061.2335 | -19570.9325 | 0 |  | -22777.0559 | -16364.8092 | -18321.9024 | -20819.9626 | -24026.086 | 1
| 60567006 | 82303.8755 | 88585.4276 | -6281.5521 | 0 |  | -15140.0948 | 2576.9907 | 1948.8355 | -14511.9396 | -23370.4824 | 1
| 60567085 | 47289.2919 | 25773.9186 | 21515.3733 | 1 |  | 18937.9815 | 24092.7652 | 26244.3025 | 16786.4441 | 14209.0523 | 1
| 60567204 | 36478.8425 | 25335.2815 | 11143.5611 | 1 |  | 8610.0329 | 13677.0892 | 14791.4453 | 7495.6768 | 4962.1487 | 1
| 60567649 | 19257.4106 | 18909.0721 | 348.3385 | 1 |  | -1542.5687 | 2239.2457 | 2274.0796 | -1577.4026 | -3468.3098 | 0
| 60567652 | 22140.7464 | 33972.0841 | -11831.3377 | 0 |  | -15228.5461 | -8434.1293 | -9617.2631 | -14045.4124 | -17442.6208 | 1
| 60567689 | 4539.1045 | 10958.222 | -6419.1174 | 0 |  | -7514.9396 | -5323.2953 | -5965.207 | -6873.0279 | -7968.8501 | 1
| 60567803 | 18819.0084 | 39246.1859 | -20427.1775 | 0 |  | -24351.7961 | -16502.5589 | -18545.2767 | -22309.0783 | -26233.6969 | 1
| 60567833 | 15042.9976 | 11793.1184 | 3249.8792 | 1 |  | 2070.5674 | 4429.191 | 4754.179 | 1745.5794 | 566.2676 | 1
| 60567900 | 4942.1781 | 19293.4272 | -14351.2491 | 0 |  | -16280.5918 | -12421.9064 | -13857.0313 | -14845.4669 | -16774.8096 | 1
| 60567918 | 883.8715 | 15559.3906 | -14675.5191 | 0 |  | -16231.4582 | -13119.5801 | -14587.132 | -14763.9063 | -16319.8453 | 1
| 60567921 | 1130.2141 | 5650.1595 | -4519.9454 | 0 |  | -5084.9614 | -3954.9295 | -4406.924 | -4632.9668 | -5197.9828 | 1
| 60567927 | 160435.6217 | 250271.7259 | -89836.1042 | 0 |  | -114863.2768 | -64808.9316 | -73792.5421 | -105879.6664 | -130906.839 | 1
| 60567963 | 1133.6558 | 7970.3164 | -6836.6607 | 0 |  | -7633.6923 | -6039.629 | -6723.2951 | -6950.0262 | -7747.0579 | 1
| 60568046 | 490680.0604 | 549314.3297 | -58634.2692 | 0 |  | -113565.7022 | -3702.8363 | -9566.2632 | -107702.2753 | -162633.7083 | 1
| 60568050 | 26488.0689 | 49169.7307 | -22681.6618 | 0 |  | -27598.6349 | -17764.6887 | -20032.8549 | -25330.4687 | -30247.4418 | 1
| 60568077 | 15688.7639 | 24242.8552 | -8554.0913 | 0 |  | -10978.3769 | -6129.8058 | -6985.2149 | -10122.9677 | -12547.2532 | 1
| 60568259 | 93199.8232 | 45600.6448 | 47599.1784 | 1 |  | 43039.1139 | 52159.2429 | 56919.1607 | 38279.1961 | 33719.1316 | 1
| 60568355 | 22610.8063 | 18386.5946 | 4224.2116 | 1 |  | 2385.5522 | 6062.8711 | 6485.2923 | 1963.131 | 124.4715 | 1
| 60568430 | 531.8384 | 4882.2453 | -4350.4069 | 0 |  | -4838.6315 | -3862.1824 | -4297.2231 | -4403.5908 | -4891.8153 | 1
| 60568451 | 647.1828 | 6168.4371 | -5521.2543 | 0 |  | -6138.098 | -4904.4106 | -5456.536 | -5585.9726 | -6202.8163 | 1
| 60568508 | 97622.141 | 60803.3523 | 36818.7888 | 1 |  | 30738.4535 | 42899.124 | 46581.0029 | 27056.5747 | 20976.2394 | 1
| 60568512 | 37.3356 | 607.0473 | -569.7117 | 0 |  | -630.4164 | -509.007 | -565.9781 | -573.4453 | -634.15 | 1
| 60568563 | 1115.4558 | 8159.09 | -7043.6341 | 0 |  | -7859.5431 | -6227.7251 | -6932.0885 | -7155.1797 | -7971.0887 | 1
| 60568996 | 925.4711 | 7258.1503 | -6332.6792 | 0 |  | -7058.4943 | -5606.8642 | -6240.1321 | -6425.2264 | -7151.0414 | 1
| 60569167 | 4418.7834 | 16340.7447 | -11921.9613 | 0 |  | -13556.0358 | -10287.8868 | -11480.083 | -12363.8397 | -13997.9141 | 1
| 60569205 | 2110635.9593 | 911763.4941 | 1198872.4651 | 1 |  | 1107696.1157 | 1290048.8145 | 1409936.0611 | 987808.8692 | 896632.5198 | 1
| 60570181 | 13479.5292 | 70508.9441 | -57029.4149 | 0 |  | -64080.3094 | -49978.5205 | -55681.462 | -58377.3679 | -65428.2623 | 1
| 60570211 | 2666.3506 | 13176.1736 | -10509.8229 | 0 |  | -11827.4403 | -9192.2056 | -10243.1879 | -10776.458 | -12094.0754 | 1
| 60570233 | 3955.9095 | 20900.479 | -16944.5695 | 0 |  | -19034.6174 | -14854.5216 | -16548.9786 | -17340.1605 | -19430.2084 | 1
| 60570242 | 106342.9701 | 98303.688 | 8039.282 | 1 |  | -1791.0868 | 17869.6508 | 18673.579 | -2595.015 | -12425.3838 | 0
| 60571230 | 81875.5573 | 60365.7083 | 21509.849 | 1 |  | 15473.2781 | 27546.4198 | 29697.4047 | 13322.2933 | 7285.7224 | 1
| 60571739 | 108832.8828 | 53889.4613 | 54943.4215 | 1 |  | 49554.4753 | 60332.3676 | 65826.7098 | 44060.1332 | 38671.1871 | 1
| 60573496 | 11324.3497 | 21606.5911 | -10282.2414 | 0 |  | -12442.9006 | -8121.5823 | -9149.8065 | -11414.6764 | -13575.3355 | 1
| 60573520 | 252588.0943 | 135144.7999 | 117443.2945 | 1 |  | 103928.8145 | 130957.7744 | 142702.1039 | 92184.485 | 78670.005 | 1
| 60573691 | 6909.4655 | 5661.5554 | 1247.9101 | 1 |  | 681.7546 | 1814.0657 | 1938.8567 | 556.9636 | -9.192 | 0
| 60573707 | 550.0897 | 2408.9266 | -1858.8369 | 0 |  | -2099.7296 | -1617.9443 | -1803.828 | -1913.8459 | -2154.7386 | 1
| 60573751 | 27507.1422 | 22231.8003 | 5275.3419 | 1 |  | 3052.1618 | 7498.5219 | 8026.0561 | 2524.6276 | 301.4476 | 1
| 60573967 | 42381.6915 | 28445.2374 | 13936.4541 | 1 |  | 11091.9304 | 16780.9779 | 18174.6233 | 9698.285 | 6853.7612 | 1
| 60574050 | 25878.1804 | 20249.8696 | 5628.3108 | 1 |  | 3603.3238 | 7653.2977 | 8216.1288 | 3040.4927 | 1015.5058 | 1
| 60574251 | 156524.1679 | 79563.3728 | 76960.795 | 1 |  | 69004.4578 | 84917.1323 | 92613.2118 | 61308.3783 | 53352.041 | 1
| 60574418 | 25692.016 | 33602.2421 | -7910.226 | 0 |  | -11270.4502 | -4550.0018 | -5341.0244 | -10479.4276 | -13839.6518 | 1
| 60574574 | 86489.5327 | 168033.0211 | -81543.4883 | 0 |  | -98346.7904 | -64740.1862 | -72894.5351 | -90192.4416 | -106995.7437 | 1
| 60575535 | 916.8213 | 6973.0637 | -6056.2424 | 0 |  | -6753.5488 | -5358.9361 | -5964.5603 | -6147.9246 | -6845.2309 | 1
| 60575728 | 8854.327 | 8776.0438 | 78.2833 | 1 |  | -799.3211 | 955.8877 | 963.716 | -807.1494 | -1684.7538 | 0
| 60576177 | 38307.842 | 55677.7401 | -17369.8981 | 0 |  | -22937.6721 | -11802.1241 | -13539.1139 | -21200.6823 | -26768.4563 | 1
| 60577751 | 634.6096 | 5188.2456 | -4553.636 | 0 |  | -5072.4606 | -4034.8115 | -4490.1751 | -4617.097 | -5135.9215 | 1
| 60577830 | 61496.4347 | 100986.694 | -39490.2593 | 0 |  | -49588.9287 | -29391.5899 | -33340.6158 | -45639.9028 | -55738.5722 | 1
| 60578677 | 299.3438 | 274.0794 | 25.2644 | 1 |  | -2.1435 | 52.6724 | 55.1988 | -4.6699 | -32.0779 | 0
| 60579126 | 13695.1149 | 15029.2364 | -1334.1214 | 0 |  | -2837.0451 | 168.8022 | 35.3901 | -2703.6329 | -4206.5566 | 1
| 60579804 | 32852.9134 | 24745.2954 | 8107.618 | 1 |  | 5633.0885 | 10582.1475 | 11392.9093 | 4822.3267 | 2347.7971 | 1
| 60579815 | 212.9202 | 208.0362 | 4.8841 | 1 |  | -15.9195 | 25.6877 | 26.1761 | -16.4079 | -37.2116 | 0
| 60580465 | 28213.7251 | 26732.0957 | 1481.6294 | 1 |  | -1191.5802 | 4154.839 | 4303.0019 | -1339.7431 | -4012.9527 | 0
| 60584061 | 4390.3839 | 16804.148 | -12413.7642 | 0 |  | -14094.179 | -10733.3494 | -11974.7258 | -12852.8025 | -14533.2173 | 1
| 60585242 | 6819.3115 | 23613.7548 | -16794.4432 | 0 |  | -19155.8187 | -14433.0678 | -16112.5121 | -17476.3744 | -19837.7499 | 1
| 60597924 | 3623.2805 | 6344.5524 | -2721.2719 | 0 |  | -3355.7271 | -2086.8166 | -2358.9438 | -3083.5999 | -3718.0551 | 1
| 60598016 | 297621.1196 | 291073.9682 | 6547.1514 | 1 |  | -22560.2454 | 35654.5482 | 36309.2634 | -23214.9606 | -52322.3574 | 0
| 60598655 | 4189.4245 | 7828.8739 | -3639.4494 | 0 |  | -4422.3368 | -2856.562 | -3220.5069 | -4058.3918 | -4841.2792 | 1
| 60602633 | 29196.4076 | 18702.8907 | 10493.5169 | 1 |  | 8623.2278 | 12363.8059 | 13413.1576 | 7573.8761 | 5703.587 | 1
| 60602917 | 3397.3027 | 2767.2111 | 630.0916 | 1 |  | 353.3705 | 906.8127 | 969.8219 | 290.3613 | 13.6402 | 1
| 60603066 | 33314.979 | 54658.473 | -21343.4941 | 0 |  | -26809.3414 | -15877.6468 | -18011.9962 | -24674.9919 | -30140.8393 | 1
| 60603137 | 11518.8993 | 25474.5226 | -13955.6233 | 0 |  | -16503.0756 | -11408.1711 | -12803.7334 | -15107.5133 | -17654.9655 | 1
| 60603139 | 8912.3367 | 23133.8407 | -14221.504 | 0 |  | -16534.8881 | -11908.1199 | -13330.2703 | -15112.7377 | -17426.1217 | 1
| 60603420 | 1488.4536 | 8677.5293 | -7189.0756 | 0 |  | -8056.8286 | -6321.3227 | -7040.2303 | -7337.921 | -8205.6739 | 1
| 60604048 | 5164.593 | 29114.605 | -23950.012 | 0 |  | -26861.4725 | -21038.5515 | -23433.5527 | -24466.4713 | -27377.9318 | 1
| 60604071 | 31432.8813 | 61820.8607 | -30387.9794 | 0 |  | -36570.0654 | -24205.8933 | -27244.6912 | -33531.2675 | -39713.3536 | 1
| 60604340 | 1092.2751 | 4456.8169 | -3364.5418 | 0 |  | -3810.2235 | -2918.8601 | -3255.3142 | -3473.7693 | -3919.451 | 1
| 60604342 | 481190.1427 | 204308.016 | 276882.1267 | 1 |  | 256451.3251 | 297312.9283 | 325001.141 | 228763.1125 | 208332.3109 | 1
| 60604443 | 57626.3728 | 47570.2973 | 10056.0754 | 1 |  | 5299.0457 | 14813.1052 | 15818.7127 | 4293.4382 | -463.5916 | 0
| 60605331 | 1713.4769 | 6432.61 | -4719.1331 | 0 |  | -5362.3941 | -4075.8721 | -4547.7854 | -4890.4808 | -5533.7418 | 1
| 60605349 | 2678.144 | 9510.7746 | -6832.6307 | 0 |  | -7783.7081 | -5881.5532 | -6564.8163 | -7100.4451 | -8051.5225 | 1
| 60605490 | 1155.7987 | 6703.4803 | -5547.6816 | 0 |  | -6218.0296 | -4877.3336 | -5432.1017 | -5663.2615 | -6333.6095 | 1
| 60605845 | 355253.5652 | 175206.6196 | 180046.9456 | 1 |  | 162526.2836 | 197567.6075 | 215572.3021 | 144521.589 | 127000.9271 | 1
| 60607629 | 525505.6532 | 214978.9499 | 310526.7033 | 1 |  | 289028.8083 | 332024.5983 | 363077.2686 | 257976.138 | 236478.243 | 1
| 60607945 | 83.3302 | 2396.8187 | -2313.4885 | 0 |  | -2553.1703 | -2073.8066 | -2305.1554 | -2321.8215 | -2561.5033 | 1
| 60608150 | 6797.4206 | 20992.9395 | -14195.5189 | 0 |  | -16294.8129 | -12096.225 | -13515.7769 | -14875.261 | -16974.5549 | 1
| 60608605 | 42281.6664 | 134169.635 | -91887.9686 | 0 |  | -105304.9321 | -78471.0051 | -87659.8019 | -96116.1352 | -109533.0987 | 1
| 60608622 | 7147.354 | 32975.3818 | -25828.0278 | 0 |  | -29125.566 | -22530.4896 | -25113.2924 | -26542.7632 | -29840.3014 | 1
| 60613019 | 21113.3181 | 86972.1539 | -65858.8358 | 0 |  | -74556.0511 | -57161.6204 | -63747.5039 | -67970.1676 | -76667.383 | 1
| 60613093 | 777.4191 | 3239.0564 | -2461.6373 | 0 |  | -2785.5429 | -2137.7316 | -2383.8954 | -2539.3792 | -2863.2848 | 1
| 60613349 | 183.0577 | 5685.8844 | -5502.8267 | 0 |  | -6071.4152 | -4934.2383 | -5484.521 | -5521.1325 | -6089.7209 | 1
| 60622350 | 190923.8335 | 243299.7223 | -52375.8889 | 0 |  | -76705.8611 | -28045.9166 | -33283.5055 | -71468.2722 | -95798.2445 | 1
| 60622363 | 11395.4126 | 29688.0803 | -18292.6677 | 0 |  | -21261.4758 | -15323.8597 | -17153.1265 | -19432.209 | -22401.017 | 1
| 60622445 | 553069.2353 | 420220.6669 | 132848.5684 | 1 |  | 90826.5017 | 174870.6351 | 188155.4919 | 77541.6449 | 35519.5782 | 1
| 60642849 | 22552.0668 | 18020.9944 | 4531.0723 | 1 |  | 2728.9729 | 6333.1718 | 6786.279 | 2275.8657 | 473.7662 | 1
| 60642884 | 17826.3803 | 16482.1873 | 1344.193 | 1 |  | -304.0257 | 2992.4117 | 3126.831 | -438.445 | -2086.6638 | 0
| 60642885 | 8141.9379 | 8783.7488 | -641.8109 | 0 |  | -1520.1858 | 236.564 | 172.3829 | -1456.0047 | -2334.3796 | 1
| 60642918 | 45422.5962 | 36239.0178 | 9183.5784 | 1 |  | 5559.6766 | 12807.4802 | 13725.838 | 4641.3188 | 1017.417 | 1
| 60642919 | 5391.4042 | 5702.8324 | -311.4282 | 0 |  | -881.7114 | 258.855 | 227.7122 | -850.5686 | -1420.8519 | 1
| 60643101 | 5250.7737 | 9266.1805 | -4015.4069 | 0 |  | -4942.0249 | -3088.7888 | -3490.3295 | -4540.4842 | -5467.1023 | 1
| 60643106 | 2196.6545 | 5022.7302 | -2826.0757 | 0 |  | -3328.3487 | -2323.8027 | -2606.4102 | -3045.7411 | -3548.0141 | 1
| 60643109 | 2263.7548 | 5112.9786 | -2849.2238 | 0 |  | -3360.5217 | -2337.9259 | -2622.8483 | -3075.5993 | -3586.8971 | 1
| 60643111 | 1952.8444 | 4644.4981 | -2691.6536 | 0 |  | -3156.1034 | -2227.2038 | -2496.3692 | -2886.9381 | -3351.3879 | 1
| 60643120 | 148.9222 | 1298.2997 | -1149.3775 | 0 |  | -1279.2075 | -1019.5475 | -1134.4853 | -1164.2697 | -1294.0997 | 1
| 60643168 | 5019.5951 | 15518.5066 | -10498.9115 | 0 |  | -12050.7622 | -8947.0609 | -9996.952 | -11000.871 | -12552.7217 | 1
| 60643171 | 3334.5266 | 11621.9564 | -8287.4297 | 0 |  | -9449.6254 | -7125.2341 | -7953.9771 | -8620.8824 | -9783.078 | 1
| 60643176 | 265.9044 | 851.2758 | -585.3714 | 0 |  | -670.499 | -500.2439 | -558.781 | -611.9619 | -697.0895 | 1
| 60643178 | 261.3457 | 2124.9407 | -1863.5951 | 0 |  | -2076.0891 | -1651.101 | -1837.4605 | -1889.7296 | -2102.2237 | 1
| 60643291 | 24998.3314 | 24613.4821 | 384.8493 | 1 |  | -2076.4989 | 2846.1975 | 2884.6824 | -2114.9839 | -4576.3321 | 0
| 60643294 | 6558.1282 | 22073.2966 | -15515.1684 | 0 |  | -17722.498 | -13307.8387 | -14859.3555 | -16170.9812 | -18378.3108 | 1
| 60643383 | 23825.749 | 21981.9368 | 1843.8122 | 1 |  | -354.3815 | 4042.0059 | 4226.3871 | -538.7627 | -2736.9564 | 0
| 60643385 | 8857.9685 | 8976.9252 | -118.9568 | 0 |  | -1016.6493 | 778.7358 | 766.8401 | -1004.7536 | -1902.4461 | 1
| 60643386 | 3364.5279 | 4791.9863 | -1427.4584 | 0 |  | -1906.657 | -948.2597 | -1091.0056 | -1763.9112 | -2243.1098 | 1
| 60643405 | 7218.1474 | 7923.5358 | -705.3885 | 0 |  | -1497.742 | 86.9651 | 16.4263 | -1427.2032 | -2219.5568 | 1
| 60643410 | 10615.2791 | 10546.0022 | 69.2769 | 1 |  | -985.3233 | 1123.8771 | 1130.8048 | -992.251 | -2046.8512 | 0
| 60643431 | 168.525 | 1182.7241 | -1014.1991 | 0 |  | -1132.4715 | -895.9267 | -997.3466 | -1031.0516 | -1149.324 | 1
| 60643433 | 2503.736 | 7115.4288 | -4611.6929 | 0 |  | -5323.2357 | -3900.15 | -4361.3193 | -4862.0665 | -5573.6093 | 1
| 60645012 | 35528.9394 | 50677.1673 | -15148.2279 | 0 |  | -20215.9446 | -10080.5112 | -11595.334 | -18701.1219 | -23768.8386 | 1
| 60646662 | 25291.9988 | 15240.5747 | 10051.4241 | 1 |  | 8527.3666 | 11575.4815 | 12580.6239 | 7522.2242 | 5998.1667 | 1
| 60647355 | 339.0884 | 3969.1978 | -3630.1094 | 0 |  | -4027.0291 | -3233.1896 | -3596.2005 | -3664.0182 | -4060.938 | 1
| 60647519 | 2848517.5117 | 506256.536 | 2342260.9757 | 1 |  | 2291635.3221 | 2392886.6293 | 2627112.7269 | 2057409.2245 | 2006783.5709 | 1
| 60647655 | 24159.8864 | 24090.9171 | 68.9693 | 1 |  | -2340.1224 | 2478.061 | 2484.9579 | -2347.0193 | -4756.1111 | 0
| 60647748 | 4369.8808 | 11724.1824 | -7354.3017 | 0 |  | -8526.7199 | -6181.8834 | -6917.3136 | -7791.2897 | -8963.708 | 1
| 60647767 | 14688.6713 | 46644.6781 | -31956.0068 | 0 |  | -36620.4746 | -27291.539 | -30487.1397 | -33424.8739 | -38089.3418 | 1
| 60647929 | 119999.1427 | 198475.5953 | -78476.4526 | 0 |  | -98324.0121 | -58628.893 | -66476.5383 | -90476.3668 | -110323.9264 | 1
| 60647936 | 34212.0425 | 101990.1369 | -67778.0944 | 0 |  | -77977.1081 | -57579.0807 | -64356.8902 | -71199.2987 | -81398.3124 | 1
| 60648192 | 1319.8083 | 15360.5062 | -14040.6979 | 0 |  | -15576.7485 | -12504.6472 | -13908.717 | -14172.6787 | -15708.7293 | 1
| 60648199 | 2935.2122 | 11395.7583 | -8460.5461 | 0 |  | -9600.1219 | -7320.9703 | -8167.0249 | -8754.0673 | -9893.6432 | 1
| 60648295 | 45462.2174 | 48889.5974 | -3427.38 | 0 |  | -8316.3397 | 1461.5797 | 1118.8417 | -7973.6017 | -12862.5615 | 1
| 60648297 | 9096.9495 | 12006.589 | -2909.6395 | 0 |  | -4110.2984 | -1708.9806 | -1999.9446 | -3819.3345 | -5019.9934 | 1
| 60648330 | 11789.841 | 80844.3041 | -69054.4632 | 0 |  | -77138.8936 | -60970.0328 | -67875.4791 | -70233.4473 | -78317.8777 | 1
| 60648621 | 761.2104 | 10056.9218 | -9295.7114 | 0 |  | -10301.4036 | -8290.0193 | -9219.5904 | -9371.8325 | -10377.5247 | 1
| 60648632 | 1408.336 | 14321.8876 | -12913.5515 | 0 |  | -14345.7403 | -11481.3628 | -12772.7179 | -13054.3852 | -14486.5739 | 1
| 60648638 | 84750.5998 | 65447.184 | 19303.4158 | 1 |  | 12758.6974 | 25848.1342 | 27778.4758 | 10828.3558 | 4283.6374 | 1
| 60648704 | 248221.3348 | 130491.5044 | 117729.8304 | 1 |  | 104680.68 | 130778.9809 | 142551.9639 | 92907.697 | 79858.5465 | 1
| 60648709 | 301655.6011 | 348332.7908 | -46677.1897 | 0 |  | -81510.4688 | -11843.9106 | -16511.6296 | -76842.7498 | -111676.0289 | 1
| 60648720 | 20946.9666 | 44678.7915 | -23731.8249 | 0 |  | -28199.704 | -19263.9457 | -21637.1282 | -25826.5215 | -30294.4007 | 1
| 60649481 | 15483.9387 | 36256.6293 | -20772.6906 | 0 |  | -24398.3536 | -17147.0277 | -19224.2968 | -22321.0845 | -25946.7474 | 1
| 60649484 | 34731.0868 | 54383.2929 | -19652.2061 | 0 |  | -25090.5353 | -14213.8768 | -16179.0974 | -23125.3147 | -28563.644 | 1
| 60649490 | 17145.4736 | 38056.8575 | -20911.3839 | 0 |  | -24717.0697 | -17105.6982 | -19196.8366 | -22625.9313 | -26431.6171 | 1
| 60649663 | 333849.5543 | 129475.302 | 204374.2523 | 1 |  | 191426.7221 | 217321.7825 | 237759.2077 | 170989.2968 | 158041.7666 | 1
| 60649763 | 16699.9843 | 73779.4878 | -57079.5035 | 0 |  | -64457.4523 | -49701.5547 | -55409.5051 | -58749.5019 | -66127.4507 | 1
| 60649936 | 9380.9843 | 58308.4903 | -48927.506 | 0 |  | -54758.355 | -43096.6569 | -47989.4075 | -49865.6044 | -55696.4534 | 1
| 60649941 | 296.0463 | 7192.9863 | -6896.9399 | 0 |  | -7616.2386 | -6177.6413 | -6867.3353 | -6926.5446 | -7645.8432 | 1
| 60649946 | 21411.4479 | 80691.8261 | -59280.3782 | 0 |  | -67349.5608 | -51211.1956 | -57139.2334 | -61421.523 | -69490.7056 | 1
| 60650572 | 43305.7323 | 41522.1321 | 1783.6001 | 1 |  | -2368.6131 | 5935.8133 | 6114.1734 | -2546.9731 | -6699.1863 | 0
| 60650621 | 1731.5167 | 4835.8957 | -3104.379 | 0 |  | -3587.9686 | -2620.7894 | -2931.2273 | -3277.5307 | -3761.1202 | 1
| 60650623 | 614.0379 | 4555.8817 | -3941.8438 | 0 |  | -4397.432 | -3486.2556 | -3880.44 | -4003.2476 | -4458.8358 | 1
| 60650627 | 127037.054 | 198495.4837 | -71458.4297 | 0 |  | -91307.9781 | -51608.8813 | -58754.7243 | -84162.1351 | -104011.6835 | 1
| 60650732 | 38097.3398 | 34049.7657 | 4047.5741 | 1 |  | 642.5975 | 7452.5506 | 7857.308 | 237.8401 | -3167.1365 | 0
| 60650733 | 275253.6976 | 299108.8985 | -23855.2009 | 0 |  | -53766.0908 | 6055.6889 | 3670.1688 | -51380.5707 | -81291.4605 | 1
| 60652168 | 3197.6807 | 10410.2567 | -7212.576 | 0 |  | -8253.6016 | -6171.5503 | -6892.8079 | -7532.344 | -8573.3697 | 1
| 60652171 | 4902.8124 | 37005.7598 | -32102.9474 | 0 |  | -35803.5234 | -28402.3714 | -31612.6662 | -32593.2287 | -36293.8046 | 1
| 60652173 | 157088.6557 | 245255.4191 | -88166.7634 | 0 |  | -112692.3053 | -63641.2215 | -72457.8978 | -103875.6289 | -128401.1709 | 1
| 60652174 | 570834.1482 | 425986.105 | 144848.0432 | 1 |  | 102249.4327 | 187446.6537 | 201931.458 | 87764.6284 | 45166.0179 | 1
| 60652176 | 76861.6156 | 154539.8186 | -77678.203 | 0 |  | -93132.1848 | -62224.2211 | -69992.0414 | -85364.3645 | -100818.3464 | 1
| 60652178 | 26243.0811 | 89151.0431 | -62907.9621 | 0 |  | -71823.0664 | -53992.8577 | -60283.6539 | -65532.2702 | -74447.3745 | 1
| 60652473 | 127185.3496 | 70227.4675 | 56957.8821 | 1 |  | 49935.1353 | 63980.6288 | 69676.4171 | 44239.3471 | 37216.6004 | 1
| 60652480 | 885891.3677 | 557035.4645 | 328855.9032 | 1 |  | 273152.3567 | 384559.4496 | 417445.04 | 240266.7664 | 184563.22 | 1
| 60652535 | 21517.9868 | 97340.6613 | -75822.6745 | 0 |  | -85556.7406 | -66088.6083 | -73670.8758 | -77974.4732 | -87708.5393 | 1
| 60652669 | 52448.8748 | 133416.084 | -80967.2092 | 0 |  | -94308.8176 | -67625.6008 | -75722.3217 | -86212.0967 | -99553.7051 | 1
| 60652683 | 257.9483 | 1356.2614 | -1098.3131 | 0 |  | -1233.9392 | -962.6869 | -1072.5182 | -1124.1079 | -1259.734 | 1
| 60652788 | 1625941.8655 | 407122.9047 | 1218818.9608 | 1 |  | 1178106.6703 | 1259531.2513 | 1381413.1473 | 1056224.7742 | 1015512.4838 | 1
| 60653058 | 53015.8664 | 44384.9844 | 8630.882 | 1 |  | 4192.3835 | 13069.3804 | 13932.4686 | 3329.2953 | -1109.2031 | 0
| 60653063 | 170.5592 | 5100.2803 | -4929.7211 | 0 |  | -5439.7491 | -4419.6931 | -4912.6652 | -4946.777 | -5456.805 | 1
| 60653165 | 92538.9744 | 169840.6594 | -77301.685 | 0 |  | -94285.7509 | -60317.6191 | -68047.7876 | -86555.5824 | -103539.6484 | 1
| 60653168 | 1009700.6517 | 594878.7487 | 414821.903 | 1 |  | 355334.0281 | 474309.7779 | 515791.9682 | 313851.8378 | 254363.963 | 1
| 60653190 | 9686.426 | 79478.6312 | -69792.2052 | 0 |  | -77740.0683 | -61844.342 | -68823.5625 | -70760.8478 | -78708.7109 | 1
| 60653218 | 3051646.0557 | 1047815.9016 | 2003830.1542 | 1 |  | 1899048.564 | 2108611.7443 | 2308994.7597 | 1698665.5486 | 1593883.9584 | 1
| 60653227 | 40461.333 | 121582.4615 | -81121.1285 | 0 |  | -93279.3746 | -68962.8823 | -77074.9952 | -85167.2618 | -97325.5079 | 1
| 60653249 | 222284.4968 | 277620.5426 | -55336.0458 | 0 |  | -83098.1001 | -27573.9916 | -33107.5962 | -77564.4955 | -105326.5498 | 1
| 60653391 | 127945.4562 | 65776.9021 | 62168.554 | 1 |  | 55590.8638 | 68746.2442 | 74963.0996 | 49374.0084 | 42796.3182 | 1
| 60653398 | 539867.2233 | 233982.8877 | 305884.3356 | 1 |  | 282486.0469 | 329282.6244 | 359871.058 | 251897.6133 | 228499.3245 | 1
| 60653414 | 1597.0601 | 8603.781 | -7006.721 | 0 |  | -7867.0991 | -6146.3429 | -6847.015 | -7166.427 | -8026.8051 | 1
| 60653435 | 1610.8052 | 18823.3048 | -17212.4996 | 0 |  | -19094.8301 | -15330.1691 | -17051.4191 | -17373.5801 | -19255.9106 | 1
| 60653695 | 95.381 | 633.5135 | -538.1325 | 0 |  | -601.4839 | -474.7812 | -528.5944 | -547.6706 | -611.022 | 1
| 60653713 | 28820.0339 | 29921.4075 | -1101.3736 | 0 |  | -4093.5144 | 1890.7671 | 1780.6298 | -3983.377 | -6975.5178 | 1
| 60653721 | 117.8491 | 6667.0475 | -6549.1984 | 0 |  | -7215.9032 | -5882.4937 | -6537.4135 | -6560.9833 | -7227.6881 | 1
| 60653789 | 157491.732 | 122355.5295 | 35136.2024 | 1 |  | 22900.6495 | 47371.7554 | 50885.3756 | 19387.0292 | 7151.4763 | 1
| 60653796 | 455.717 | 3657.6939 | -3201.9769 | 0 |  | -3567.7463 | -2836.2075 | -3156.4052 | -3247.5486 | -3613.318 | 1
| 60653809 | 645.4806 | 2225.2827 | -1579.8021 | 0 |  | -1802.3304 | -1357.2738 | -1515.254 | -1644.3502 | -1866.8784 | 1
| 60653846 | 5134.9287 | 11650.1585 | -6515.2298 | 0 |  | -7680.2456 | -5350.2139 | -6001.7369 | -7028.7226 | -8193.7385 | 1
| 60653879 | 198812.5521 | 85608.4855 | 113204.0665 | 1 |  | 104643.218 | 121764.9151 | 133085.3218 | 93322.8113 | 84761.9628 | 1
| 60653894 | 4658.7343 | 37858.753 | -33200.0187 | 0 |  | -36985.894 | -29414.1434 | -32734.1453 | -33665.8921 | -37451.7674 | 1
| 60653911 | 5560.5713 | 59557.0425 | -53996.4712 | 0 |  | -59952.1754 | -48040.7669 | -53440.4141 | -54552.5283 | -60508.2326 | 1
| 60654142 | 46914.9035 | 131133.3329 | -84218.4294 | 0 |  | -97331.7627 | -71105.0962 | -79526.9391 | -88909.9198 | -102023.2531 | 1
| 60654268 | 16379.9859 | 21853.8071 | -5473.8213 | 0 |  | -7659.202 | -3288.4405 | -3835.8227 | -7111.8198 | -9297.2006 | 1
| 60654443 | 1151.2405 | 25662.7188 | -24511.4783 | 0 |  | -27077.7502 | -21945.2064 | -24396.3542 | -24626.6023 | -27192.8742 | 1
| 60654448 | 332.0778 | 8914.4414 | -8582.3635 | 0 |  | -9473.8077 | -7690.9194 | -8549.1558 | -8615.5713 | -9507.0155 | 1
| 60654563 | 50928.9257 | 66454.3432 | -15525.4175 | 0 |  | -22170.8518 | -8879.9832 | -10432.5249 | -20618.3101 | -27263.7444 | 1
| 60654564 | 179.2177 | 1122.0211 | -942.8034 | 0 |  | -1055.0055 | -830.6013 | -924.8816 | -960.7252 | -1072.9273 | 1
| 60654646 | 4908.1732 | 17656.1056 | -12747.9324 | 0 |  | -14513.543 | -10982.3219 | -12257.1151 | -13238.7498 | -15004.3603 | 1
| 60654648 | 3651.5129 | 28407.3237 | -24755.8108 | 0 |  | -27596.5432 | -21915.0784 | -24390.6595 | -25120.9621 | -27961.6945 | 1
| 60654657 | 25267.4367 | 58100.4257 | -32832.989 | 0 |  | -38643.0315 | -27022.9464 | -30306.2453 | -35359.7326 | -41169.7752 | 1
| 60654661 | 19197.4385 | 38409.0881 | -19211.6496 | 0 |  | -23052.5584 | -15370.7407 | -17291.9057 | -21131.3934 | -24972.3022 | 1
| 60654719 | 5234.3248 | 12058.0509 | -6823.7261 | 0 |  | -8029.5312 | -5617.921 | -6300.2936 | -7347.1586 | -8552.9636 | 1
| 60654875 | 45925.3053 | 35424.7866 | 10500.5187 | 1 |  | 6958.0401 | 14042.9974 | 15093.0493 | 5907.9882 | 2365.5095 | 1
| 60655032 | 924.3196 | 4720.4394 | -3796.1198 | 0 |  | -4268.1638 | -3324.0759 | -3703.6879 | -3888.5518 | -4360.5957 | 1
| 60655034 | 13374.1961 | 27471.7798 | -14097.5837 | 0 |  | -16844.7617 | -11350.4057 | -12760.1641 | -15435.0033 | -18182.1813 | 1
| 60655040 | 3424.8076 | 12020.9675 | -8596.1599 | 0 |  | -9798.2566 | -7394.0631 | -8253.6791 | -8938.6406 | -10140.7374 | 1
| 60655041 | 1579.3222 | 8128.2698 | -6548.9477 | 0 |  | -7361.7746 | -5736.1207 | -6391.0154 | -6706.8799 | -7519.7068 | 1
| 60655049 | 1951.1374 | 4569.9671 | -2618.8297 | 0 |  | -3075.8264 | -2161.833 | -2423.7159 | -2813.9434 | -3270.9401 | 1
| 60655227 | 15490.5215 | 15403.4813 | 87.0402 | 1 |  | -1453.3079 | 1627.3883 | 1636.0923 | -1462.012 | -3002.3601 | 0
| 60655231 | 9119.6392 | 9214.1305 | -94.4913 | 0 |  | -1015.9043 | 826.9218 | 817.4726 | -1006.4552 | -1927.8683 | 1
| 60655262 | 9167.1468 | 9257.0586 | -89.9118 | 0 |  | -1015.6176 | 835.7941 | 826.8029 | -1006.6264 | -1932.3323 | 1
| 60655263 | 99658.2761 | 66448.8396 | 33209.4365 | 1 |  | 26564.5526 | 39854.3205 | 43175.2641 | 23243.6089 | 16598.725 | 1
| 60655265 | 32934.157 | 27093.132 | 5841.025 | 1 |  | 3131.7118 | 8550.3382 | 9134.4407 | 2547.6093 | -161.7039 | 0
| 60655267 | 27473.6394 | 22904.3405 | 4569.2989 | 1 |  | 2278.8649 | 6859.733 | 7316.6628 | 1821.935 | -468.4991 | 0
| 60655293 | 7001.4774 | 7255.3985 | -253.9211 | 0 |  | -979.4609 | 471.6188 | 446.2267 | -954.0688 | -1679.6087 | 1
| 60655460 | 118143.1617 | 212554.4019 | -94411.2401 | 0 |  | -115666.6803 | -73155.8 | -82596.924 | -106225.5563 | -127480.9965 | 1
| 60655466 | 5399.9346 | 18390.2861 | -12990.3515 | 0 |  | -14829.3801 | -11151.3229 | -12450.358 | -13530.3449 | -15369.3735 | 1
| 60655471 | 95259.9222 | 80670.6975 | 14589.2246 | 1 |  | 6522.1549 | 22656.2944 | 24115.2169 | 5063.2324 | -3003.8373 | 0
| 60655475 | 531.2085 | 1564.644 | -1033.4354 | 0 |  | -1189.8998 | -876.971 | -980.3146 | -1086.5563 | -1243.0207 | 1
| 60655483 | 11357.2114 | 27291.812 | -15934.6006 | 0 |  | -18663.7818 | -13205.4194 | -14798.8795 | -17070.3218 | -19799.503 | 1
| 60655570 | 3525.2574 | 14120.5917 | -10595.3343 | 0 |  | -12007.3935 | -9183.2751 | -10242.8086 | -10947.86 | -12359.9192 | 1
| 60655577 | 3866.0762 | 29461.4111 | -25595.3348 | 0 |  | -28541.4759 | -22649.1937 | -25208.7272 | -25981.9425 | -28928.0836 | 1
| 60655585 | 8450.2798 | 20930.7488 | -12480.469 | 0 |  | -14573.5439 | -10387.3941 | -11635.441 | -13325.497 | -15418.5719 | 1
| 60655588 | 1101.067 | 5511.8574 | -4410.7904 | 0 |  | -4961.9761 | -3859.6047 | -4300.6837 | -4520.8971 | -5072.0828 | 1
| 60655595 | 10423.073 | 27998.4745 | -17575.4015 | 0 |  | -20375.249 | -14775.5541 | -16533.0942 | -18617.7088 | -21417.5563 | 1
| 60655614 | 13242.3901 | 12855.3136 | 387.0765 | 1 |  | -898.4549 | 1672.6079 | 1711.3155 | -937.1625 | -2222.6939 | 0
| 60655616 | 2812.3377 | 2956.535 | -144.1973 | 0 |  | -439.8508 | 151.4562 | 137.0364 | -425.4311 | -721.0846 | 1
| 60655633 | 16358.4557 | 16128.3057 | 230.1501 | 1 |  | -1382.6805 | 1842.9806 | 1865.9956 | -1405.6955 | -3018.5261 | 0
| 60655642 | 2891.2796 | 12442.5434 | -9551.2638 | 0 |  | -10795.5182 | -8307.0095 | -9262.1359 | -9840.3918 | -11084.6461 | 1
| 60655645 | 4735.4515 | 8637.2302 | -3901.7786 | 0 |  | -4765.5017 | -3038.0556 | -3428.2335 | -4375.3238 | -5239.0468 | 1
| 60655678 | 641.0424 | 3596.6039 | -2955.5615 | 0 |  | -3315.2219 | -2595.9012 | -2891.4573 | -3019.6658 | -3379.3262 | 1
| 60655718 | 14650.086 | 33532.8967 | -18882.8107 | 0 |  | -22236.1003 | -15529.521 | -17417.8021 | -20347.8193 | -23701.1089 | 1
| 60655719 | 12139.6023 | 29642.9508 | -17503.3484 | 0 |  | -20467.6435 | -14539.0534 | -16289.3882 | -18717.3087 | -21681.6038 | 1
| 60655748 | 16412.3021 | 15373.7619 | 1038.5402 | 1 |  | -498.836 | 2575.9164 | 2679.7704 | -602.69 | -2140.0662 | 0
| 60655812 | 3577.1112 | 4129.9029 | -552.7917 | 0 |  | -965.782 | -139.8014 | -195.0806 | -910.5029 | -1323.4931 | 1
| 60655827 | 9287.8115 | 12047.3848 | -2759.5733 | 0 |  | -3964.3118 | -1554.8348 | -1830.7922 | -3688.3545 | -4893.0929 | 1
| 60655839 | 31071.4766 | 29103.3411 | 1968.1356 | 1 |  | -942.1985 | 4878.4697 | 5075.2833 | -1139.0121 | -4049.3462 | 0
| 60655843 | 5358.459 | 15641.7873 | -10283.3283 | 0 |  | -11847.507 | -8719.1495 | -9747.4823 | -10819.1742 | -12383.3529 | 1
| 60655850 | 815.02 | 11826.9931 | -11011.9731 | 0 |  | -12194.6724 | -9829.2738 | -10930.4711 | -11093.4751 | -12276.1744 | 1
| 60655851 | 5883.7673 | 19708.9492 | -13825.1819 | 0 |  | -15796.0768 | -11854.2869 | -13236.8051 | -14413.5586 | -16384.4535 | 1
| 60655853 | 1692.5407 | 6972.451 | -5279.9103 | 0 |  | -5977.1554 | -4582.6652 | -5110.6562 | -5449.1644 | -6146.4095 | 1
| 60655866 | 9753.2687 | 58469.8077 | -48716.5389 | 0 |  | -54563.5197 | -42869.5582 | -47741.2121 | -49691.8658 | -55538.8466 | 1
| 60655904 | 6520.7794 | 10893.9477 | -4373.1683 | 0 |  | -5462.563 | -3283.7735 | -3721.0903 | -5025.2462 | -6114.641 | 1
| 60655916 | 6913.8898 | 7576.2585 | -662.3687 | 0 |  | -1419.9946 | 95.2571 | 29.0203 | -1353.7577 | -2111.3835 | 1
| 60656077 | 7994.7795 | 12863.1885 | -4868.409 | 0 |  | -6154.7278 | -3582.0901 | -4068.931 | -5667.8869 | -6954.2058 | 1
| 60656084 | 27493.8526 | 47550.0206 | -20056.1681 | 0 |  | -24811.1701 | -15301.166 | -17306.7828 | -22805.5533 | -27560.5554 | 1
| 60656086 | 123338.0438 | 106067.069 | 17270.9747 | 1 |  | 6664.2678 | 27877.6817 | 29604.7791 | 4937.1704 | -5669.5365 | 0
| 60656108 | 4406.3755 | 13833.854 | -9427.4785 | 0 |  | -10810.8639 | -8044.0931 | -8986.8409 | -9868.116 | -11251.5014 | 1
| 60656134 | 178762.2771 | 76129.3593 | 102632.9178 | 1 |  | 95019.9819 | 110245.8538 | 120509.1456 | 84756.6901 | 77143.7542 | 1
| 60656140 | 7951.1277 | 15720.7171 | -7769.5894 | 0 |  | -9341.6611 | -6197.5177 | -6974.4766 | -8564.7022 | -10136.7739 | 1
| 60656142 | 1935.8296 | 4542.5883 | -2606.7588 | 0 |  | -3061.0176 | -2152.4999 | -2413.1758 | -2800.3417 | -3254.6006 | 1
| 60656157 | 26620.904 | 40466.3345 | -13845.4305 | 0 |  | -17892.064 | -9798.7971 | -11183.3401 | -16507.5209 | -20554.1544 | 1
| 60656252 | 1073.8673 | 6336.297 | -5262.4297 | 0 |  | -5896.0594 | -4628.8 | -5155.043 | -5369.8165 | -6003.4462 | 1
| 60656256 | 523.4822 | 3766.6652 | -3243.183 | 0 |  | -3619.8496 | -2866.5165 | -3190.8348 | -3295.5313 | -3672.1978 | 1
| 60656260 | 2013.9724 | 10001.1456 | -7987.1732 | 0 |  | -8987.2877 | -6987.0586 | -7785.7759 | -8188.5704 | -9188.685 | 1
| 60656271 | 5075.2853 | 15335.787 | -10260.5017 | 0 |  | -11794.0804 | -8726.923 | -9752.9731 | -10768.0302 | -12301.6089 | 1
| 60656272 | 1271.2265 | 3253.2528 | -1982.0262 | 0 |  | -2307.3515 | -1656.701 | -1854.9036 | -2109.1489 | -2434.4742 | 1
| 60656277 | 1301.3859 | 6085.8831 | -4784.4972 | 0 |  | -5393.0855 | -4175.9089 | -4654.3586 | -4914.6358 | -5523.2241 | 1
| 60656279 | 2245.2137 | 5313.5025 | -3068.2889 | 0 |  | -3599.6391 | -2536.9386 | -2843.7675 | -3292.8102 | -3824.1605 | 1
| 60656284 | 166.7053 | 560.5035 | -393.7983 | 0 |  | -449.8486 | -337.7479 | -377.1277 | -410.4688 | -466.5191 | 1
| 60656290 | 21801.6363 | 36196.6401 | -14395.0038 | 0 |  | -18014.6678 | -10775.3398 | -12214.8402 | -16575.1674 | -20194.8314 | 1
| 60656366 | 1006.0068 | 4860.2309 | -3854.2242 | 0 |  | -4340.2473 | -3368.2011 | -3753.6235 | -3954.8248 | -4440.8479 | 1
| 60656368 | 1340.9174 | 7159.6359 | -5818.7184 | 0 |  | -6534.682 | -5102.7549 | -5684.6267 | -5952.8102 | -6668.7738 | 1
| 60656382 | 189250.183 | 118269.6554 | 70980.5276 | 1 |  | 59153.5621 | 82807.4931 | 89905.5459 | 52055.5093 | 40228.5438 | 1
| 60656388 | 33985.3751 | 53432.2705 | -19446.8954 | 0 |  | -24790.1224 | -14103.6683 | -16048.3579 | -22845.4329 | -28188.6599 | 1
| 60656443 | 19051.693 | 18409.5487 | 642.1443 | 1 |  | -1198.8106 | 2483.0991 | 2547.3136 | -1263.025 | -3103.9799 | 0
| 60656447 | 5856.843 | 7995.633 | -2138.79 | 0 |  | -2938.3533 | -1339.2267 | -1553.1057 | -2724.4743 | -3524.0376 | 1
| 60656463 | 14787.2282 | 18319.84 | -3532.6118 | 0 |  | -5364.5958 | -1700.6278 | -2053.889 | -5011.3346 | -6843.3186 | 1
| 60656466 | 6667.9426 | 7330.2475 | -662.305 | 0 |  | -1395.3297 | 70.7198 | 4.4893 | -1329.0992 | -2062.124 | 1
| 60656509 | 7558.5704 | 7779.3414 | -220.7711 | 0 |  | -998.7052 | 557.1631 | 535.086 | -976.6281 | -1754.5622 | 1
| 60656510 | 3010.6864 | 3505.7945 | -495.1081 | 0 |  | -845.6876 | -144.5287 | -194.0395 | -796.1767 | -1146.7562 | 1
| 60656514 | 37304.1109 | 31242.8479 | 6061.263 | 1 |  | 2936.9782 | 9185.5478 | 9791.6741 | 2330.8519 | -793.4329 | 0
| 60656523 | 1135.6214 | 1303.253 | -167.6315 | 0 |  | -297.9568 | -37.3063 | -54.0694 | -281.1937 | -411.519 | 1
| 60656524 | 3163.2368 | 6013.7859 | -2850.5492 | 0 |  | -3451.9277 | -2249.1706 | -2534.2255 | -3166.8728 | -3768.2514 | 1
| 60656527 | 14517.4477 | 13848.7137 | 668.7339 | 1 |  | -716.1374 | 2053.6053 | 2120.4787 | -783.0108 | -2167.8822 | 0
| 60656533 | 16379.6729 | 15347.8949 | 1031.7779 | 1 |  | -503.0116 | 2566.5674 | 2669.7452 | -606.1894 | -2140.9788 | 0
| 60656534 | 12131.1987 | 11856.9602 | 274.2385 | 1 |  | -911.4575 | 1459.9345 | 1487.3583 | -938.8814 | -2124.5774 | 0
| 60656550 | 1778.2313 | 7563.6002 | -5785.3689 | 0 |  | -6541.729 | -5029.0089 | -5607.5458 | -5963.1921 | -6719.5521 | 1
| 60656746 | 7241.6506 | 19273.0639 | -12031.4133 | 0 |  | -13958.7196 | -10104.1069 | -11307.2482 | -12755.5783 | -14682.8847 | 1
| 60656805 | 6219.6008 | 17363.314 | -11143.7132 | 0 |  | -12880.0446 | -9407.3818 | -10521.7532 | -11765.6733 | -13502.0047 | 1
| 60656807 | 33297.4581 | 52841.734 | -19544.2759 | 0 |  | -24828.4493 | -14260.1025 | -16214.5301 | -22874.0217 | -28158.1951 | 1
| 60656808 | 2554.0534 | 5794.9119 | -3240.8585 | 0 |  | -3820.3497 | -2661.3673 | -2985.4532 | -3496.2638 | -4075.755 | 1
| 60656810 | 18213.2728 | 37295.7094 | -19082.4366 | 0 |  | -22812.0075 | -15352.8657 | -17261.1093 | -20903.7639 | -24633.3348 | 1
| 60656812 | 3280.6073 | 11841.5501 | -8560.9428 | 0 |  | -9745.0978 | -7376.7878 | -8232.882 | -8889.0035 | -10073.1585 | 1
| 60656823 | 42672.2287 | 60432.8522 | -17760.6236 | 0 |  | -23803.9088 | -11717.3383 | -13493.4007 | -22027.8464 | -28071.1317 | 1
| 60656843 | 621.2328 | 3425.9923 | -2804.7594 | 0 |  | -3147.3587 | -2462.1602 | -2742.6362 | -2866.8827 | -3209.482 | 1
| 60656890 | 6365.0372 | 17963.757 | -11598.7198 | 0 |  | -13395.0955 | -9802.3441 | -10962.2161 | -12235.2235 | -14031.5992 | 1
| 60656893 | 9698.3817 | 25897.7496 | -16199.3679 | 0 |  | -18789.1428 | -13609.5929 | -15229.5297 | -17169.2061 | -19758.981 | 1
| 60656899 | 823.3615 | 5422.1487 | -4598.7872 | 0 |  | -5141.002 | -4056.5723 | -4516.451 | -4681.1233 | -5223.3382 | 1
| 60656900 | 9042.3771 | 24519.0973 | -15476.7202 | 0 |  | -17928.6299 | -13024.8105 | -14572.4825 | -16380.9579 | -18832.8676 | 1
| 60656913 | 1040.1564 | 13309.7869 | -12269.6305 | 0 |  | -13600.6092 | -10938.6518 | -12165.6149 | -12373.6462 | -13704.6248 | 1
| 60656920 | 6670.5832 | 47555.473 | -40884.8898 | 0 |  | -45640.4371 | -36129.3425 | -40217.8315 | -41551.9481 | -46307.4954 | 1
| 60656921 | 6324.1328 | 24155.8596 | -17831.7268 | 0 |  | -20247.3128 | -15416.1409 | -17199.3135 | -18464.1401 | -20879.7261 | 1
| 60656922 | 11301.7707 | 29332.5476 | -18030.7769 | 0 |  | -20964.0317 | -15097.5222 | -16900.5999 | -19160.954 | -22094.2088 | 1
| 60656967 | 100213.5842 | 66697.052 | 33516.5322 | 1 |  | 26846.827 | 40186.2374 | 43537.8906 | 23495.1738 | 16825.4686 | 1
| 60657303 | 8054.0967 | 8239.9929 | -185.8963 | 0 |  | -1009.8956 | 638.103 | 619.5134 | -991.3059 | -1815.3052 | 1
| 60657306 | 8363.2921 | 8997.8389 | -634.5468 | 0 |  | -1534.3307 | 265.2371 | 201.7824 | -1470.876 | -2370.6599 | 1
| 60657311 | 16488.6925 | 16236.1763 | 252.5162 | 1 |  | -1371.1014 | 1876.1339 | 1901.3855 | -1396.353 | -3019.9706 | 0
| 60657312 | 45083.9796 | 34453.0989 | 10630.8807 | 1 |  | 7185.5708 | 14076.1906 | 15139.2786 | 6122.4827 | 2677.1728 | 1
| 60657340 | 9517.985 | 10098.009 | -580.024 | 0 |  | -1589.8249 | 429.7769 | 371.7745 | -1531.8225 | -2541.6234 | 1
| 60657341 | 9808.3549 | 9457.9401 | 350.4149 | 1 |  | -595.3791 | 1296.2089 | 1331.2504 | -630.4206 | -1576.2146 | 0
| 60657348 | 7773.4994 | 8472.7953 | -699.2959 | 0 |  | -1546.5754 | 147.9836 | 78.0541 | -1476.6458 | -2323.9254 | 1
| 60657351 | 1634.8057 | 1747.944 | -113.1383 | 0 |  | -287.9327 | 61.6561 | 50.3423 | -276.6189 | -451.4133 | 1
| 60657388 | 2243.7547 | 3096.3265 | -852.5718 | 0 |  | -1162.2045 | -542.9392 | -628.1963 | -1076.9473 | -1386.5799 | 1
| 60658199 | 14884.8083 | 14148.1097 | 736.6986 | 1 |  | -678.1124 | 2151.5096 | 2225.1794 | -751.7822 | -2166.5932 | 0
| 60658211 | 36159.6793 | 29130.0151 | 7029.6642 | 1 |  | 4116.6627 | 9942.6657 | 10645.6322 | 3413.6963 | 500.6948 | 1
| 60658228 | 8796.0873 | 25374.3571 | -16578.2697 | 0 |  | -19115.7054 | -14040.834 | -15698.661 | -17457.8785 | -19995.3142 | 1
| 60658241 | 30411.3461 | 26682.0129 | 3729.3332 | 1 |  | 1061.1319 | 6397.5345 | 6770.4678 | 688.1986 | -1980.0027 | 0
| 60658247 | 9018.2691 | 9625.2496 | -606.9805 | 0 |  | -1569.5054 | 355.5445 | 294.8464 | -1508.8074 | -2471.3323 | 1
| 60658253 | 5108.8558 | 5735.854 | -626.9982 | 0 |  | -1200.5836 | -53.4128 | -116.1126 | -1137.8838 | -1711.4692 | 1
| 60658264 | 64916.7873 | 46995.8079 | 17920.9794 | 1 |  | 13221.3986 | 22620.5602 | 24412.6581 | 11429.3006 | 6729.7198 | 1
| 60658272 | 8285.9356 | 10901.5349 | -2615.5993 | 0 |  | -3705.7528 | -1525.4458 | -1787.0057 | -3444.1928 | -4534.3463 | 1
| 60658274 | 7918.2849 | 8566.3565 | -648.0716 | 0 |  | -1504.7072 | 208.5641 | 143.7569 | -1439.9001 | -2296.5357 | 1
| 60658283 | 40240.2379 | 31617.0928 | 8623.1451 | 1 |  | 5461.4358 | 11784.8544 | 12647.1689 | 4599.1213 | 1437.412 | 1
| 60658287 | 14218.5008 | 12178.9209 | 2039.5799 | 1 |  | 821.6878 | 3257.472 | 3461.43 | 617.7298 | -600.1622 | 0
| 60658288 | 9531.6908 | 9585.0733 | -53.3825 | 0 |  | -1011.8898 | 905.1249 | 899.7866 | -1006.5515 | -1965.0589 | 1
| 60658291 | 1598.2395 | 3900.9626 | -2302.7231 | 0 |  | -2692.8194 | -1912.6268 | -2142.8992 | -2462.5471 | -2852.6433 | 1
| 60658305 | 32854.7161 | 28838.9335 | 4015.7826 | 1 |  | 1131.8893 | 6899.676 | 7301.2542 | 730.311 | -2153.5823 | 0
| 60658306 | 1023.0653 | 5095.7851 | -4072.7198 | 0 |  | -4582.2983 | -3563.1412 | -3970.4132 | -4175.0263 | -4684.6048 | 1
| 60658309 | 2250.6108 | 8899.8748 | -6649.2641 | 0 |  | -7539.2515 | -5759.2766 | -6424.203 | -6874.3251 | -7764.3126 | 1
| 60658310 | 1341.2378 | 7574.0571 | -6232.8193 | 0 |  | -6990.225 | -5475.4135 | -6098.6955 | -6366.943 | -7124.3487 | 1
| 60658325 | 67481.3391 | 76042.1683 | -8560.8291 | 0 |  | -16165.046 | -956.6123 | -1812.6952 | -15308.963 | -22913.1799 | 1
| 60658472 | 6018.5684 | 6712.193 | -693.6246 | 0 |  | -1364.8439 | -22.4053 | -91.7678 | -1295.4814 | -1966.7007 | 1
| 60658478 | 38064.4553 | 30302.8327 | 7761.6226 | 1 |  | 4731.3394 | 10791.9059 | 11568.0681 | 3955.1771 | 924.8938 | 1
| 60658481 | 25994.3202 | 22464.6027 | 3529.7175 | 1 |  | 1283.2573 | 5776.1778 | 6129.1495 | 930.2855 | -1316.1748 | 0
| 60658533 | 112646.811 | 182664.2844 | -70017.4735 | 0 |  | -88283.9019 | -51751.045 | -58752.7924 | -81282.1545 | -99548.583 | 1
| 60658542 | 40436.1893 | 51217.0707 | -10780.8813 | 0 |  | -15902.5884 | -5659.1743 | -6737.2624 | -14824.5003 | -19946.2073 | 1
| 60658569 | 107195.7428 | 124719.877 | -17524.1342 | 0 |  | -29996.1219 | -5052.1465 | -6804.5599 | -28243.7084 | -40715.6961 | 1
| 60658574 | 1998.7193 | 4635.3718 | -2636.6525 | 0 |  | -3100.1897 | -2173.1153 | -2436.7806 | -2836.5244 | -3300.0616 | 1
| 60658591 | 1521.533 | 4026.4485 | -2504.9155 | 0 |  | -2907.5604 | -2102.2707 | -2352.7622 | -2657.0688 | -3059.7137 | 1
| 60658594 | 6437.095 | 24407.9246 | -17970.8296 | 0 |  | -20411.622 | -15530.0371 | -17327.1201 | -18614.5391 | -21055.3315 | 1
| 60658599 | 2263.3477 | 9135.429 | -6872.0812 | 0 |  | -7785.6241 | -5958.5383 | -6645.7465 | -7098.416 | -8011.9589 | 1
| 60658699 | 14155.6949 | 28230.1762 | -14074.4812 | 0 |  | -16897.4988 | -11251.4636 | -12658.9117 | -15490.0507 | -18313.0683 | 1
| 60658707 | 1913.326 | 4483.5212 | -2570.1953 | 0 |  | -3018.5474 | -2121.8432 | -2378.8627 | -2761.5279 | -3209.88 | 1
| 60658732 | 12167.9192 | 16784.3351 | -4616.4158 | 0 |  | -6294.8493 | -2937.9823 | -3399.6239 | -5833.2078 | -7511.6413 | 1
| 60658736 | 35061.2731 | 29938.4942 | 5122.7789 | 1 |  | 2128.9295 | 8116.6283 | 8628.9062 | 1616.6516 | -1377.1978 | 0
| 60658737 | 6009.6512 | 9102.4074 | -3092.7561 | 0 |  | -4002.9969 | -2182.5154 | -2491.791 | -3693.7213 | -4603.962 | 1
| 60658748 | 2856.1675 | 10445.2863 | -7589.1187 | 0 |  | -8633.6474 | -6544.5901 | -7303.502 | -7874.7355 | -8919.2641 | 1
| 60658758 | 17453.1232 | 19890.397 | -2437.2737 | 0 |  | -4426.3134 | -448.234 | -691.9614 | -4182.5861 | -6171.6258 | 1
| 60658759 | 2274.0918 | 11014.9091 | -8740.8172 | 0 |  | -9842.3081 | -7639.3263 | -8513.408 | -8968.2264 | -10069.7173 | 1
| 60658773 | 820.6003 | 2395.3857 | -1574.7854 | 0 |  | -1814.324 | -1335.2468 | -1492.7254 | -1656.8454 | -1896.384 | 1
| 60658799 | 741.8859 | 5322.5335 | -4580.6476 | 0 |  | -5112.901 | -4048.3943 | -4506.459 | -4654.8362 | -5187.0895 | 1
| 60658804 | 606712.4732 | 224424.2317 | 382288.2415 | 1 |  | 359845.8183 | 404730.6646 | 442959.4888 | 321616.9942 | 299174.571 | 1
| 60658846 | 3657.0897 | 14633.5274 | -10976.4377 | 0 |  | -12439.7905 | -9513.085 | -10610.7288 | -11342.1467 | -12805.4994 | 1
| 60658854 | 33264.6507 | 45396.4612 | -12131.8105 | 0 |  | -16671.4566 | -7592.1644 | -8805.3454 | -15458.2756 | -19997.9217 | 1
| 60658861 | 1330.9905 | 6242.7358 | -4911.7453 | 0 |  | -5536.0188 | -4287.4717 | -4778.6462 | -5044.8443 | -5669.1179 | 1
| 60658930 | 8226.0265 | 8865.2021 | -639.1757 | 0 |  | -1525.6959 | 247.3445 | 183.427 | -1461.7783 | -2348.2985 | 1
| 60658956 | 6032.4473 | 6328.0416 | -295.5943 | 0 |  | -928.3985 | 337.2099 | 307.6504 | -898.839 | -1531.6432 | 1
| 60658980 | 649.2685 | 3589.4492 | -2940.1807 | 0 |  | -3299.1257 | -2581.2358 | -2875.2539 | -3005.1076 | -3364.0525 | 1
| 60658988 | 3170.8716 | 11190.474 | -8019.6024 | 0 |  | -9138.6498 | -6900.555 | -7702.5153 | -8336.6896 | -9455.737 | 1
| 60658994 | 4807.9731 | 8727.4786 | -3919.5055 | 0 |  | -4792.2533 | -3046.7576 | -3438.7082 | -4400.3028 | -5273.0506 | 1
| 60658995 | 1968.7669 | 4601.4019 | -2632.635 | 0 |  | -3092.7752 | -2172.4948 | -2435.7583 | -2829.5117 | -3289.6519 | 1
| 60658996 | 41387.7384 | 51124.6102 | -9736.8717 | 0 |  | -14849.3327 | -4624.4107 | -5598.0979 | -13875.6456 | -18988.1066 | 1
| 60659035 | 5321.7813 | 18227.9299 | -12906.1486 | 0 |  | -14728.9416 | -11083.3556 | -12373.9705 | -13438.3267 | -15261.1197 | 1
| 60659044 | 224.8619 | 2108.4299 | -1883.568 | 0 |  | -2094.411 | -1672.725 | -1861.0818 | -1906.0542 | -2116.8972 | 1
| 60659050 | 4121.7891 | 7848.317 | -3726.5279 | 0 |  | -4511.3596 | -2941.6962 | -3314.349 | -4138.7068 | -4923.5385 | 1
| 60659086 | 7251.2521 | 11482.5905 | -4231.3384 | 0 |  | -5379.5974 | -3083.0793 | -3506.2132 | -4956.4636 | -6104.7226 | 1
| 60659122 | 15529.9866 | 33917.5985 | -18387.6119 | 0 |  | -21779.3718 | -14995.8521 | -16834.6133 | -19940.6106 | -23332.3704 | 1
| 60659126 | 5810.8881 | 25176.7778 | -19365.8896 | 0 |  | -21883.5674 | -16848.2119 | -18784.8008 | -19946.9785 | -22464.6562 | 1
| 60659141 | 61021.781 | 64657.4171 | -3635.6362 | 0 |  | -10101.3779 | 2830.1055 | 2466.5419 | -9737.8143 | -16203.556 | 1
| 60659160 | 22176.6769 | 37299.0115 | -15122.3346 | 0 |  | -18852.2358 | -11392.4335 | -12904.6669 | -17340.0023 | -21069.9035 | 1
| 60659161 | 7234.1798 | 7512.4167 | -278.2369 | 0 |  | -1029.4786 | 473.0048 | 445.1811 | -1001.6549 | -1752.8966 | 1
| 60659167 | 10088.573 | 12943.3712 | -2854.7982 | 0 |  | -4149.1354 | -1560.4611 | -1845.9409 | -3863.6555 | -5157.9927 | 1
| 60659190 | 7484.9751 | 8142.0288 | -657.0537 | 0 |  | -1471.2566 | 157.1491 | 91.4438 | -1405.5512 | -2219.7541 | 1
| 60659193 | 5113.1583 | 9134.6105 | -4021.4522 | 0 |  | -4934.9132 | -3107.9911 | -3510.1364 | -4532.768 | -5446.2291 | 1
| 60659204 | 12993.0803 | 31764.5894 | -18771.509 | 0 |  | -21947.968 | -15595.0501 | -17472.201 | -20070.8171 | -23247.276 | 1
| 60659207 | 17404.6 | 17077.677 | 326.923 | 1 |  | -1380.8447 | 2034.6907 | 2067.383 | -1413.537 | -3121.3047 | 0
| 60659240 | 310457.7283 | 212930.5093 | 97527.219 | 1 |  | 76234.1681 | 118820.2699 | 128572.9918 | 66481.4462 | 45188.3953 | 1
| 60659244 | 3847.0061 | 16199.8525 | -12352.8464 | 0 |  | -13972.8316 | -10732.8611 | -11968.1458 | -12737.547 | -14357.5322 | 1
| 60659349 | 8479.7069 | 9161.2959 | -681.589 | 0 |  | -1597.7186 | 234.5406 | 166.3817 | -1529.5597 | -2445.6893 | 1
| 60659360 | 8651.3433 | 8788.7021 | -137.3587 | 0 |  | -1016.2289 | 741.5115 | 727.7756 | -1002.493 | -1881.3632 | 1
| 60659361 | 3283.9925 | 3429.8448 | -145.8523 | 0 |  | -488.8368 | 197.1322 | 182.547 | -474.2515 | -817.236 | 1
| 60659373 | 3435.8639 | 18413.4012 | -14977.5373 | 0 |  | -16818.8774 | -13136.1972 | -14633.9509 | -15321.1237 | -17162.4638 | 1
| 60660212 | 584.62 | 3281.7979 | -2697.1779 | 0 |  | -3025.3577 | -2368.9981 | -2638.7159 | -2755.6399 | -3083.8197 | 1
| 60660220 | 544.4175 | 3098.5279 | -2554.1104 | 0 |  | -2863.9632 | -2244.2576 | -2499.6687 | -2608.5522 | -2918.405 | 1
| 60660261 | 2643.5744 | 3095.7761 | -452.2017 | 0 |  | -761.7793 | -142.6241 | -187.8442 | -716.5591 | -1026.1367 | 1
| 60661146 | 129311.7969 | 307667.5578 | -178355.7608 | 0 |  | -209122.5166 | -147589.005 | -165424.5811 | -191286.9405 | -222053.6963 | 1
| 60661156 | 19649.855 | 30119.5627 | -10469.7077 | 0 |  | -13481.6639 | -7457.7514 | -8504.7222 | -12434.6932 | -15446.6495 | 1
| 60663392 | 17768.2713 | 20171.2825 | -2403.0112 | 0 |  | -4420.1395 | -385.883 | -626.1841 | -4179.8383 | -6196.9666 | 1
| 60664532 | 24151.1365 | 104473.9823 | -80322.8458 | 0 |  | -90770.244 | -69875.4475 | -77907.7321 | -82737.9594 | -93185.3577 | 1
| 60668773 | 45216.0301 | 53645.2599 | -8429.2298 | 0 |  | -13793.7558 | -3064.7038 | -3907.6268 | -12950.8328 | -18315.3588 | 1
| 60668776 | 566.4513 | 4082.0216 | -3515.5703 | 0 |  | -3923.7725 | -3107.3681 | -3458.9252 | -3572.2154 | -3980.4176 | 1
| 60669299 | 2917.1258 | 13960.8729 | -11043.7471 | 0 |  | -12439.8344 | -9647.6598 | -10752.0345 | -11335.4597 | -12731.547 | 1
| 60669326 | 714852.5192 | 514279.7354 | 200572.7839 | 1 |  | 149144.8103 | 252000.7574 | 272058.0358 | 129087.5319 | 77659.5584 | 1
| 60669348 | 654.8933 | 6384.8222 | -5729.9289 | 0 |  | -6368.4112 | -5091.4467 | -5664.4396 | -5795.4183 | -6433.9005 | 1
| 60669501 | 42802.6256 | 27185.0421 | 15617.5834 | 1 |  | 12899.0792 | 18336.0877 | 19897.846 | 11337.3209 | 8618.8167 | 1
| 60670083 | 391386.2471 | 389360.4354 | 2025.8117 | 1 |  | -36910.2318 | 40961.8553 | 41164.4364 | -37112.813 | -76048.8565 | 0
| 60670085 | 34158.5966 | 32517.8241 | 1640.7725 | 1 |  | -1611.0099 | 4892.5549 | 5056.6322 | -1775.0872 | -5026.8696 | 0
| 60670806 | 451734.7725 | 391501.7576 | 60233.0149 | 1 |  | 21082.8391 | 99383.1906 | 105406.4921 | 15059.5376 | -24090.6381 | 0
| 60670809 | 1378.2034 | 5237.2277 | -3859.0243 | 0 |  | -4382.7471 | -3335.3015 | -3721.204 | -3996.8446 | -4520.5674 | 1
| 60670810 | 4372.1495 | 13145.9038 | -8773.7543 | 0 |  | -10088.3446 | -7459.1639 | -8336.5393 | -9210.9692 | -10525.5596 | 1
| 60670814 | 61830.546 | 196066.884 | -134236.3381 | 0 |  | -153843.0265 | -114629.6497 | -128053.2835 | -140419.3927 | -160026.0811 | 1
| 60670822 | 338.3932 | 1967.5377 | -1629.1446 | 0 |  | -1825.8983 | -1432.3908 | -1595.3052 | -1662.9839 | -1859.7377 | 1
| 60670825 | 7399.4969 | 19989.0825 | -12589.5856 | 0 |  | -14588.4938 | -10590.6773 | -11849.6359 | -13329.5353 | -15328.4435 | 1
| 60670840 | 5006251.4075 | 1375820.4955 | 3630430.912 | 1 |  | 3492848.8625 | 3768012.9616 | 4131056.0528 | 3129805.7713 | 2992223.7217 | 1
| 60670843 | 179871.0378 | 244961.5121 | -65090.4744 | 0 |  | -89586.6256 | -40594.3231 | -47103.3706 | -83077.5781 | -107573.7293 | 1
| 60670866 | 2165.5762 | 9260.3607 | -7094.7845 | 0 |  | -8020.8206 | -6168.7484 | -6878.2269 | -7311.3421 | -8237.3782 | 1
| 60672958 | 2404.8126 | 5980.9859 | -3576.1733 | 0 |  | -4174.2719 | -2978.0748 | -3335.6921 | -3816.6546 | -4414.7532 | 1
| 60672961 | 26468.8622 | 27319.9207 | -851.0585 | 0 |  | -3583.0506 | 1880.9335 | 1795.8277 | -3497.9447 | -6229.9368 | 1
| 60672995 | 2096.0569 | 5417.9473 | -3321.8904 | 0 |  | -3863.6852 | -2780.0957 | -3112.2847 | -3531.4961 | -4073.2909 | 1
| 60673100 | 2768.4821 | 11375.395 | -8606.9129 | 0 |  | -9744.4524 | -7469.3734 | -8330.0647 | -8883.7611 | -10021.3006 | 1
| 60673630 | 2996.1047 | 3762.2623 | -766.1577 | 0 |  | -1142.3839 | -389.9314 | -466.5472 | -1065.7681 | -1441.9944 | 1
| 60677318 | 1207.3896 | 12910.9 | -11703.5103 | 0 |  | -12994.6003 | -10412.4203 | -11582.7714 | -11824.2493 | -13115.3393 | 1
| 60677327 | 52040.2357 | 44488.4152 | 7551.8205 | 1 |  | 3102.979 | 12000.662 | 12755.844 | 2347.7969 | -2101.0446 | 0
| 60677342 | 16475.9674 | 36815.2449 | -20339.2776 | 0 |  | -24020.802 | -16657.7531 | -18691.6808 | -21986.8743 | -25668.3988 | 1
| 60677354 | 10170.374 | 17962.2242 | -7791.8503 | 0 |  | -9588.0727 | -5995.6278 | -6774.8129 | -8808.8877 | -10605.1101 | 1
| 60677431 | 291428.2816 | 151682.5736 | 139745.708 | 1 |  | 124577.4506 | 154913.9653 | 168888.5361 | 110602.8798 | 95434.6225 | 1
| 60677513 | 10128.6418 | 29474.5406 | -19345.8988 | 0 |  | -22293.3529 | -16398.4448 | -18333.0346 | -20358.763 | -23306.217 | 1
| 60677517 | 438937.8287 | 207923.8825 | 231013.9462 | 1 |  | 210221.558 | 251806.3345 | 274907.7291 | 187120.1633 | 166327.7751 | 1
| 60680386 | 1037.0728 | 7757.8774 | -6720.8046 | 0 |  | -7496.5923 | -5945.0169 | -6617.0973 | -6824.5119 | -7600.2996 | 1
| 60680414 | 8649.837 | 16023.7373 | -7373.9002 | 0 |  | -8976.274 | -5771.5265 | -6508.9165 | -8238.8839 | -9841.2577 | 1
| 60680418 | 14509.2183 | 24546.6153 | -10037.3971 | 0 |  | -12492.0586 | -7582.7355 | -8586.4752 | -11488.3189 | -13942.9804 | 1
| 60680525 | 22495.2513 | 30196.4624 | -7701.2111 | 0 |  | -10720.8573 | -4681.5648 | -5451.6859 | -9950.7362 | -12970.3824 | 1
| 60680536 | 2714.7123 | 1632.3684 | 1082.3439 | 1 |  | 919.1071 | 1245.5807 | 1353.8151 | 810.8727 | 647.6359 | 1
| 60680540 | 5751.0462 | 3421.5894 | 2329.4568 | 1 |  | 1987.2979 | 2671.6157 | 2904.5614 | 1754.3522 | 1412.1933 | 1
| 60684441 | 15883.3862 | 17018.7885 | -1135.4023 | 0 |  | -2837.2811 | 566.4766 | 452.9363 | -2723.7409 | -4425.6197 | 1
| 60684445 | 53384.1119 | 58737.1925 | -5353.0806 | 0 |  | -11226.7999 | 520.6386 | -14.6694 | -10691.4918 | -16565.211 | 1
| 60684448 | 1679.0977 | 8992.8857 | -7313.788 | 0 |  | -8213.0766 | -6414.4994 | -7145.8782 | -7481.6978 | -8380.9863 | 1
| 60684751 | 94156.3889 | 62366.7287 | 31789.6603 | 1 |  | 25552.9874 | 38026.3331 | 41205.2991 | 22374.0214 | 16137.3485 | 1
| 60684807 | 775529.0834 | 266834.9888 | 508694.0946 | 1 |  | 482010.5958 | 535377.5935 | 586247.003 | 431141.1863 | 404457.6874 | 1
| 60684809 | 238944.0438 | 158472.9177 | 80471.1261 | 1 |  | 64623.8343 | 96318.4179 | 104365.5305 | 56576.7217 | 40729.4299 | 1
| 60687658 | 1852.5159 | 10376.4912 | -8523.9754 | 0 |  | -9561.6245 | -7486.3262 | -8338.7238 | -8709.227 | -9746.8761 | 1
| 60687670 | 4868.3409 | 44479.3941 | -39611.0532 | 0 |  | -44058.9926 | -35163.1137 | -39124.2191 | -40097.8873 | -44545.8267 | 1
| 60687700 | 3279.3814 | 11640.0182 | -8360.6368 | 0 |  | -9524.6386 | -7196.635 | -8032.6987 | -8688.575 | -9852.5768 | 1
| 60687703 | 146.3985 | 1244.9148 | -1098.5163 | 0 |  | -1223.0078 | -974.0248 | -1083.8765 | -1113.1562 | -1237.6476 | 1
| 60687724 | 10017.534 | 24778.317 | -14760.783 | 0 |  | -17238.6147 | -12282.9513 | -13759.0296 | -15762.5364 | -18240.3681 | 1
| 60687731 | 82687.8079 | 87258.5092 | -4570.7013 | 0 |  | -13296.5522 | 4155.1496 | 3698.0795 | -12839.4821 | -21565.333 | 1
| 60687738 | 28489.9662 | 61853.8823 | -33363.916 | 0 |  | -39549.3043 | -27178.5278 | -30514.9194 | -36212.9127 | -42398.3009 | 1
| 60687741 | 84087.6014 | 95613.5274 | -11525.926 | 0 |  | -21087.2787 | -1964.5732 | -3117.1658 | -19934.6861 | -29496.0389 | 1
| 60687776 | 10896.8721 | 74517.57 | -63620.6979 | 0 |  | -71072.4549 | -56168.9409 | -62531.0107 | -64710.3851 | -72162.1421 | 1
| 60687779 | 136729.0144 | 114406.1268 | 22322.8876 | 1 |  | 10882.2749 | 33763.5002 | 35995.789 | 8649.9861 | -2790.6265 | 0
| 60687786 | 2649.0349 | 13014.3677 | -10365.3328 | 0 |  | -11666.7695 | -9063.896 | -10100.4293 | -10630.2363 | -11931.673 | 1
| 60687791 | 305.991 | 2411.1032 | -2105.1121 | 0 |  | -2346.2224 | -1864.0018 | -2074.513 | -2135.7112 | -2376.8215 | 1
| 60687828 | 976.7465 | 6768.3298 | -5791.5832 | 0 |  | -6468.4162 | -5114.7503 | -5693.9086 | -5889.2579 | -6566.0909 | 1
| 60687916 | 9662.5449 | 15700.6901 | -6038.1452 | 0 |  | -7608.2142 | -4468.0762 | -5071.8907 | -7004.3997 | -8574.4687 | 1
| 60687918 | 4599.9335 | 17524.0192 | -12924.0856 | 0 |  | -14676.4876 | -11171.6837 | -12464.0923 | -13384.079 | -15136.4809 | 1
| 60687944 | 15834.8844 | 36855.4212 | -21020.5368 | 0 |  | -24706.0789 | -17334.9947 | -19437.0483 | -22604.0252 | -26289.5673 | 1
| 60687973 | 14212.8815 | 32858.7054 | -18645.8239 | 0 |  | -21931.6944 | -15359.9534 | -17224.5357 | -20067.1121 | -23352.9826 | 1
| 60688010 | 3146.7899 | 13231.76 | -10084.97 | 0 |  | -11408.146 | -8761.794 | -9770.291 | -10399.649 | -11722.825 | 1
| 60688034 | 45403.5836 | 65096.6046 | -19693.021 | 0 |  | -26202.6815 | -13183.3606 | -15152.6627 | -24233.3794 | -30743.0398 | 1
| 60688041 | 5805.4538 | 15675.0859 | -9869.6321 | 0 |  | -11437.1407 | -8302.1236 | -9289.0868 | -10450.1775 | -12017.6861 | 1
| 60688069 | 8085.7771 | 18327.274 | -10241.497 | 0 |  | -12074.2244 | -8408.7696 | -9432.9193 | -11050.0747 | -12882.8021 | 1
| 60688071 | 31733.2066 | 35245.8108 | -3512.6042 | 0 |  | -7037.1853 | 11.9769 | -339.2835 | -6685.9249 | -10210.5059 | 1
| 60688098 | 795.6129 | 3465.945 | -2670.332 | 0 |  | -3016.9265 | -2323.7375 | -2590.7707 | -2749.8933 | -3096.4878 | 1
| 60688111 | 15866.9452 | 34035.3756 | -18168.4303 | 0 |  | -21571.9679 | -14764.8927 | -16581.7358 | -19755.1248 | -23158.6624 | 1
| 60688144 | 10599.7399 | 26844.3692 | -16244.6292 | 0 |  | -18929.0661 | -13560.1923 | -15184.6552 | -17304.6032 | -19989.0401 | 1
| 60688155 | 188719.525 | 93572.9086 | 95146.6164 | 1 |  | 85789.3255 | 104503.9072 | 114018.5689 | 76274.6639 | 66917.373 | 1
| 60688157 | 240920.6716 | 146282.4393 | 94638.2323 | 1 |  | 80009.9884 | 109266.4762 | 118730.2995 | 70546.1651 | 55917.9212 | 1
| 60688161 | 18429.101 | 89327.8293 | -70898.7283 | 0 |  | -79831.5112 | -61965.9453 | -69055.8182 | -72741.6384 | -81674.4213 | 1
| 60688187 | 27232.3439 | 45769.055 | -18536.7112 | 0 |  | -23113.6167 | -13959.8057 | -15813.4768 | -21259.9456 | -25836.8511 | 1
| 60688188 | 6390.4181 | 22075.498 | -15685.0799 | 0 |  | -17892.6297 | -13477.5301 | -15046.0381 | -16324.1217 | -18531.6715 | 1
| 60688229 | 69441.9246 | 109332.3561 | -39890.4315 | 0 |  | -50823.6671 | -28957.1959 | -32946.239 | -46834.624 | -57767.8596 | 1
| 60688320 | 5013.5173 | 17566.3969 | -12552.8796 | 0 |  | -14309.5193 | -10796.2399 | -12051.5279 | -13054.2313 | -14810.871 | 1
| 60688339 | 3050.568 | 13208.6448 | -10158.0768 | 0 |  | -11478.9413 | -8837.2123 | -9853.02 | -10463.1336 | -11783.9981 | 1
| 60688362 | 175.3793 | 1507.6049 | -1332.2257 | 0 |  | -1482.9862 | -1181.4652 | -1314.6877 | -1349.7636 | -1500.5241 | 1
| 60688402 | 301894.8419 | 409609.0785 | -107714.2366 | 0 |  | -148675.1444 | -66753.3287 | -77524.7524 | -137903.7208 | -178864.6286 | 1
| 60688422 | 251.5651 | 1146.6113 | -895.0461 | 0 |  | -1009.7072 | -780.385 | -869.8896 | -920.2026 | -1034.8637 | 1
| 60688432 | 5569.6174 | 17587.3106 | -12017.6931 | 0 |  | -13776.4242 | -10258.9621 | -11460.7314 | -12574.6549 | -14333.3859 | 1
| 60688438 | 229044.1919 | 147920.3112 | 81123.8807 | 1 |  | 66331.8496 | 95915.9118 | 104028.2999 | 58219.4615 | 43427.4304 | 1
| 60688442 | 431.4565 | 3421.039 | -2989.5825 | 0 |  | -3331.6864 | -2647.4786 | -2946.4369 | -3032.7282 | -3374.8321 | 1
| 60688463 | 84762.494 | 205438.7595 | -120676.2656 | 0 |  | -141220.1415 | -100132.3896 | -112200.0162 | -129152.515 | -149696.3909 | 1
| 60688480 | 5438.9487 | 17420.5514 | -11981.6028 | 0 |  | -13723.6579 | -10239.5476 | -11437.7079 | -12525.4976 | -14267.5528 | 1
| 60688483 | 14670.2979 | 33147.6445 | -18477.3467 | 0 |  | -21792.1111 | -15162.5822 | -17010.3169 | -19944.3765 | -23259.1409 | 1
| 60688486 | 33586.0984 | 34443.4618 | -857.3633 | 0 |  | -4301.7095 | 2586.9829 | 2501.2465 | -4215.9732 | -7660.3193 | 1
| 60688526 | 35665.9751 | 53727.8139 | -18061.8388 | 0 |  | -23434.6202 | -12689.0575 | -14495.2413 | -21628.4363 | -27001.2177 | 1
| 60688541 | 5427.6767 | 20064.4818 | -14636.8051 | 0 |  | -16643.2533 | -12630.3569 | -14094.0374 | -15179.5728 | -17186.021 | 1
| 60688552 | 19436.9384 | 38723.8941 | -19286.9557 | 0 |  | -23159.3451 | -15414.5663 | -17343.2619 | -21230.6496 | -25103.039 | 1
| 60688556 | 21105.7552 | 40238.4854 | -19132.7302 | 0 |  | -23156.5788 | -15108.8817 | -17022.1547 | -21243.3057 | -25267.1543 | 1
| 60688592 | 120818.2528 | 257597.3018 | -136779.0491 | 0 |  | -162538.7792 | -111019.3189 | -124697.2238 | -148860.8743 | -174620.6045 | 1
| 60688593 | 326312.2169 | 426017.0426 | -99704.8257 | 0 |  | -142306.5299 | -57103.1214 | -67073.604 | -132336.0474 | -174937.7516 | 1
| 60688605 | 189350.8143 | 132517.3803 | 56833.4341 | 1 |  | 43581.696 | 70085.1721 | 75768.5155 | 37898.3526 | 24646.6146 | 1
| 60688725 | 21421.8448 | 82585.6477 | -61163.8029 | 0 |  | -69422.3676 | -52905.2381 | -59021.6184 | -63305.9873 | -71564.5521 | 1
| 60688742 | 106.6878 | 1047.3355 | -940.6477 | 0 |  | -1045.3812 | -835.9141 | -929.9789 | -951.3164 | -1056.05 | 1
| 60688752 | 25571.4771 | 54665.0773 | -29093.6002 | 0 |  | -34560.108 | -23627.0925 | -26536.4525 | -31650.748 | -37117.2557 | 1
| 60688754 | 756067.8779 | 594321.8724 | 161746.0055 | 1 |  | 102313.8183 | 221178.1927 | 237352.7933 | 86139.2177 | 26707.0305 | 1
| 60688771 | 3787.7055 | 15497.5929 | -11709.8874 | 0 |  | -13259.6467 | -10160.1282 | -11331.1169 | -12088.658 | -13638.4173 | 1
| 60688789 | 12538.8902 | 29842.7315 | -17303.8413 | 0 |  | -20288.1145 | -14319.5682 | -16049.9523 | -18557.7304 | -21542.0035 | 1
| 60688815 | 23200.3415 | 41949.0049 | -18748.6634 | 0 |  | -22943.5638 | -14553.7629 | -16428.6292 | -21068.6975 | -25263.598 | 1
| 60688831 | 20422.3304 | 37760.8517 | -17338.5213 | 0 |  | -21114.6065 | -13562.4362 | -15296.2883 | -19380.7544 | -23156.8396 | 1
| 60688835 | 8937.5473 | 25662.7458 | -16725.1985 | 0 |  | -19291.4731 | -14158.9239 | -15831.4438 | -17618.9532 | -20185.2278 | 1
| 60688857 | 198852.3529 | 331650.8082 | -132798.4553 | 0 |  | -165963.5361 | -99633.3745 | -112913.22 | -152683.6906 | -185848.7714 | 1
| 60689044 | 2127.2018 | 10819.5312 | -8692.3294 | 0 |  | -9774.2826 | -7610.3763 | -8479.6093 | -8905.0496 | -9987.0027 | 1
| 60689177 | 2339.5711 | 7574.5296 | -5234.9585 | 0 |  | -5992.4115 | -4477.5056 | -5001.0014 | -5468.9156 | -6226.3686 | 1
| 60689182 | 11381.6182 | 29593.4184 | -18211.8001 | 0 |  | -21171.142 | -15252.4583 | -17073.6383 | -19349.962 | -22309.3038 | 1
| 60689183 | 1209.5094 | 4488.8449 | -3279.3355 | 0 |  | -3728.22 | -2830.451 | -3158.3846 | -3400.2864 | -3849.1709 | 1
| 60689204 | 478.6115 | 3677.5069 | -3198.8953 | 0 |  | -3566.646 | -2831.1446 | -3151.0342 | -3246.7565 | -3614.5072 | 1
| 60689251 | 179.4947 | 1921.3075 | -1741.8127 | 0 |  | -1933.9435 | -1549.682 | -1723.8632 | -1759.7622 | -1951.8929 | 1
| 60689252 | 108551.6505 | 96854.5896 | 11697.0609 | 1 |  | 2011.6019 | 21382.5198 | 22552.2259 | 841.8958 | -8843.5632 | 0
| 60689260 | 15026.6514 | 81116.1128 | -66089.4615 | 0 |  | -74201.0728 | -57977.8502 | -64586.7964 | -67592.1266 | -75703.7379 | 1
| 60689261 | 1541.3043 | 25653.8795 | -24112.5752 | 0 |  | -26677.9632 | -21547.1873 | -23958.4448 | -24266.7056 | -26832.0936 | 1
| 60689267 | 284112.4428 | 180771.862 | 103340.5808 | 1 |  | 85263.3946 | 121417.767 | 131751.8251 | 74929.3365 | 56852.1503 | 1
| 60689271 | 7097.7525 | 22479.4624 | -15381.7099 | 0 |  | -17629.6562 | -13133.7637 | -14671.9347 | -16091.4852 | -18339.4314 | 1
| 60689278 | 296.7282 | 3099.6287 | -2802.9005 | 0 |  | -3112.8633 | -2492.9376 | -2773.2277 | -2832.5733 | -3142.5362 | 1
| 60689284 | 95385.2073 | 91287.1458 | 4098.0615 | 1 |  | -5030.6531 | 13226.7761 | 13636.5823 | -5440.4592 | -14569.1738 | 0
| 60689287 | 1964.0445 | 10324.7574 | -8360.7129 | 0 |  | -9393.1886 | -7328.2372 | -8164.3085 | -8557.1174 | -9589.5931 | 1
| 60689330 | 38183.1728 | 60003.0209 | -21819.8481 | 0 |  | -27820.1502 | -15819.546 | -18001.5309 | -25638.1654 | -31638.4675 | 1
| 60689369 | 353599.3255 | 191766.9581 | 161832.3674 | 1 |  | 142655.6716 | 181009.0632 | 197192.3 | 126472.4349 | 107295.7391 | 1
| 60689400 | 26672.3061 | 29337.8348 | -2665.5287 | 0 |  | -5599.3122 | 268.2548 | 1.7019 | -5332.7593 | -8266.5428 | 1
| 60689413 | 55252.2315 | 67509.9341 | -12257.7025 | 0 |  | -19008.6959 | -5506.7091 | -6732.4794 | -17782.9257 | -24533.9191 | 1
| 60689458 | 3788.5176 | 17554.8393 | -13766.3217 | 0 |  | -15521.8057 | -12010.8378 | -13387.47 | -14145.1735 | -15900.6574 | 1
| 60689464 | 43436.7877 | 65264.4644 | -21827.6767 | 0 |  | -28354.1231 | -15301.2303 | -17483.9979 | -26171.3555 | -32697.8019 | 1
| 60689497 | 19242.2115 | 38510.3543 | -19268.1429 | 0 |  | -23119.1783 | -15417.1075 | -17343.9217 | -21192.364 | -25043.3995 | 1
| 60689520 | 12404.4053 | 30012.7928 | -17608.3876 | 0 |  | -20609.6669 | -14607.1083 | -16367.947 | -18848.8281 | -21850.1074 | 1
| 60689530 | 3514.2933 | 10980.9005 | -7466.6072 | 0 |  | -8564.6973 | -6368.5172 | -7115.1779 | -7818.0365 | -8916.1266 | 1
| 60689534 | 8456.3531 | 24242.2661 | -15785.9131 | 0 |  | -18210.1397 | -13361.6865 | -14940.2778 | -16631.5484 | -19055.775 | 1
| 60689539 | 38963.9789 | 57990.904 | -19026.9251 | 0 |  | -24826.0155 | -13227.8347 | -15130.5272 | -22923.323 | -28722.4134 | 1
| 60689562 | 62381.9186 | 67478.5635 | -5096.6449 | 0 |  | -11844.5013 | 1651.2115 | 1141.547 | -11334.8368 | -18082.6931 | 1
| 60689584 | 113457.8478 | 106330.6916 | 7127.1562 | 1 |  | -3505.9129 | 17760.2254 | 18472.941 | -4218.6286 | -14851.6977 | 0
| 60689588 | 272.0917 | 2512.9447 | -2240.853 | 0 |  | -2492.1475 | -1989.5586 | -2213.6439 | -2268.0622 | -2519.3567 | 1
| 60689606 | 294.0193 | 1740.0707 | -1446.0513 | 0 |  | -1620.0584 | -1272.0443 | -1416.6494 | -1475.4533 | -1649.4603 | 1
| 60689617 | 1441.1123 | 5669.6796 | -4228.5672 | 0 |  | -4795.5352 | -3661.5993 | -4084.456 | -4372.6785 | -4939.6464 | 1
| 60689643 | 907.3672 | 5935.0844 | -5027.7173 | 0 |  | -5621.2257 | -4434.2088 | -4936.9805 | -5118.454 | -5711.9624 | 1
| 60689646 | 1938.1988 | 10399.056 | -8460.8572 | 0 |  | -9500.7628 | -7420.9516 | -8267.0373 | -8654.6771 | -9694.5827 | 1
| 60689663 | 4622.6193 | 17471.7349 | -12849.1156 | 0 |  | -14596.2891 | -11101.9421 | -12386.8537 | -13311.3775 | -15058.551 | 1
| 60689667 | 422.0994 | 3363.2512 | -2941.1518 | 0 |  | -3277.4769 | -2604.8267 | -2898.9419 | -2983.3618 | -3319.6869 | 1
| 60689967 | 2684.3843 | 5295.0155 | -2610.6312 | 0 |  | -3140.1328 | -2081.1297 | -2342.1928 | -2879.0697 | -3408.5712 | 1
| 60690142 | 1027.7678 | 5084.7779 | -4057.0101 | 0 |  | -4565.4879 | -3548.5323 | -3954.2333 | -4159.7869 | -4668.2646 | 1
| 60690187 | 470.2092 | 2733.0888 | -2262.8795 | 0 |  | -2536.1884 | -1989.5706 | -2215.8586 | -2309.9004 | -2583.2093 | 1
| 60690727 | 3220.0415 | 15395.2144 | -12175.1729 | 0 |  | -13714.6943 | -10635.6514 | -11853.1687 | -12497.177 | -14036.6985 | 1
| 60690728 | 29510.1819 | 52081.1362 | -22570.9542 | 0 |  | -27779.0679 | -17362.8406 | -19619.936 | -25521.9724 | -30730.086 | 1
| 60690801 | 33.8874 | 1398.4653 | -1364.5779 | 0 |  | -1504.4244 | -1224.7314 | -1361.1892 | -1367.9666 | -1507.8132 | 1
| 60690807 | 4453.3607 | 17354.822 | -12901.4612 | 0 |  | -14636.9434 | -11165.979 | -12456.1252 | -13346.7973 | -15082.2795 | 1
| 60690808 | 42321.9667 | 62602.9225 | -20280.9558 | 0 |  | -26541.2481 | -14020.6636 | -16048.7591 | -24513.1525 | -30773.4447 | 1
| 60690919 | 7191.4929 | 5030.8426 | 2160.6503 | 1 |  | 1657.5661 | 2663.7346 | 2879.7996 | 1441.501 | 938.4168 | 1
| 60691005 | 85134.5782 | 105532.1189 | -20397.5407 | 0 |  | -30950.7525 | -9844.3288 | -11884.0828 | -28910.9985 | -39464.2104 | 1
| 60691034 | 524.3726 | 6509.1101 | -5984.7375 | 0 |  | -6635.6485 | -5333.8265 | -5932.3003 | -6037.1748 | -6688.0858 | 1
| 60691048 | 1622.1409 | 8118.9137 | -6496.7728 | 0 |  | -7308.6642 | -5684.8814 | -6334.5587 | -6658.9869 | -7470.8783 | 1
| 60691056 | 54327.5364 | 173067.0066 | -118739.4701 | 0 |  | -136046.1708 | -101432.7695 | -113306.7165 | -124172.2238 | -141478.9244 | 1
| 60691063 | 910.6099 | 5940.0376 | -5029.4278 | 0 |  | -5623.4315 | -4435.424 | -4938.3668 | -5120.4888 | -5714.4925 | 1
| 60691090 | 2229.9222 | 9186.5794 | -6956.6571 | 0 |  | -7875.3151 | -6037.9992 | -6733.6649 | -7179.6494 | -8098.3073 | 1
| 60691105 | 105698.115 | 93028.4855 | 12669.6295 | 1 |  | 3366.7809 | 21972.478 | 23239.441 | 2099.818 | -7203.0306 | 0
| 60691131 | 12647.5329 | 30458.5846 | -17811.0517 | 0 |  | -20856.9102 | -14765.1933 | -16546.2985 | -19075.805 | -22121.6635 | 1
| 60691137 | 231.607 | 2732.5384 | -2500.9314 | 0 |  | -2774.1852 | -2227.6775 | -2477.7707 | -2524.0921 | -2797.3459 | 1
| 60691164 | 9602.536 | 25658.8933 | -16056.3573 | 0 |  | -18622.2466 | -13490.4679 | -15096.1037 | -17016.6109 | -19582.5002 | 1
| 60691167 | 8702.5612 | 60781.2865 | -52078.7253 | 0 |  | -58156.8539 | -46000.5966 | -51208.4692 | -52948.9814 | -59027.1101 | 1
| 60691181 | 1379.3384 | 5557.376 | -4178.0376 | 0 |  | -4733.7753 | -3622.3 | -4040.1038 | -4315.9715 | -4871.7091 | 1
| 60691193 | 336598.1316 | 457239.6856 | -120641.5541 | 0 |  | -166365.5226 | -74917.5855 | -86981.7409 | -154301.3672 | -200025.3358 | 1
| 60691304 | 145890.8249 | 49267.1445 | 96623.6804 | 1 |  | 91696.9659 | 101550.3948 | 111212.7629 | 82034.5979 | 77107.8835 | 1
| 60691315 | 13770.3172 | 5159.6269 | 8610.6903 | 1 |  | 8094.7276 | 9126.653 | 9987.722 | 7233.6586 | 6717.6959 | 1
| 60691573 | 24064.167 | 8888.3172 | 15175.8497 | 1 |  | 14287.018 | 16064.6814 | 17582.2664 | 12769.433 | 11880.6013 | 1
| 60691619 | 2916.978 | 1042.9326 | 1874.0455 | 1 |  | 1769.7522 | 1978.3387 | 2165.7433 | 1582.3477 | 1478.0544 | 1
| 60691662 | 36898.3086 | 12736.9861 | 24161.3224 | 1 |  | 22887.6238 | 25435.0211 | 27851.1533 | 20471.4916 | 19197.793 | 1
| 60691681 | 21970.3242 | 8151.3849 | 13818.9393 | 1 |  | 13003.8008 | 14634.0778 | 16015.9717 | 11621.9069 | 10806.7684 | 1
| 60691685 | 35686.533 | 14322.5739 | 21363.9592 | 1 |  | 19931.7018 | 22796.2166 | 24932.6125 | 17795.3059 | 16363.0485 | 1
| 60691687 | 2908.3514 | 1050.0873 | 1858.2642 | 1 |  | 1753.2554 | 1963.2729 | 2149.0993 | 1567.429 | 1462.4203 | 1
| 60697349 | 14349.7898 | 20927.2398 | -6577.45 | 0 |  | -8670.1739 | -4484.726 | -5142.471 | -8012.4289 | -10105.1529 | 1
| 60697350 | 7154.2157 | 12173.3965 | -5019.1808 | 0 |  | -6236.5204 | -3801.8411 | -4303.7592 | -5734.6024 | -6951.942 | 1
| 60697354 | 5450.4463 | 9727.5629 | -4277.1166 | 0 |  | -5249.8729 | -3304.3603 | -3732.072 | -4822.1612 | -5794.9175 | 1
| 60697747 | 1536.4986 | 4407.4692 | -2870.9706 | 0 |  | -3311.7175 | -2430.2236 | -2717.3207 | -3024.6204 | -3465.3673 | 1
| 60697805 | 27702.9304 | 15647.8412 | 12055.0892 | 1 |  | 10490.3051 | 13619.8733 | 14825.3823 | 9284.7962 | 7720.012 | 1
| 60698067 | 4899.8611 | 42996.6003 | -38096.7392 | 0 |  | -42396.3993 | -33797.0792 | -37606.7531 | -38586.7253 | -42886.3854 | 1
| 60700735 | 676066.8347 | 247395.7161 | 428671.1186 | 1 |  | 403931.5469 | 453410.6902 | 496277.802 | 361064.4351 | 336324.8635 | 1
| 60700902 | 468431.3139 | 447693.2338 | 20738.0801 | 1 |  | -24031.2433 | 65507.4034 | 67581.2115 | -26105.0513 | -70874.3747 | 0
| 60700905 | 632822.4422 | 521030.7563 | 111791.6859 | 1 |  | 59688.6103 | 163894.7615 | 175073.9301 | 48509.4417 | -3593.6339 | 0
| 60700938 | 8646.7953 | 19878.9892 | -11232.1939 | 0 |  | -13220.0928 | -9244.295 | -10367.5143 | -12096.8734 | -14084.7723 | 1
| 60700946 | 19730.8455 | 28684.0408 | -8953.1954 | 0 |  | -11821.5994 | -6084.7913 | -6980.1108 | -10926.2799 | -13794.684 | 1
| 60700961 | 14390.3783 | 24426.6476 | -10036.2693 | 0 |  | -12478.934 | -7593.6045 | -8597.2314 | -11475.3071 | -13917.9719 | 1
| 60700987 | 1752.3916 | 9199.8211 | -7447.4296 | 0 |  | -8367.4117 | -6527.4474 | -7272.1904 | -7622.6687 | -8542.6508 | 1
| 60701105 | 26839.5993 | 43722.8158 | -16883.2165 | 0 |  | -21255.4981 | -12510.935 | -14199.2566 | -19567.1765 | -23939.458 | 1
| 60701128 | 54855.9349 | 40278.4278 | 14577.5071 | 1 |  | 10549.6644 | 18605.3499 | 20063.1006 | 9091.9137 | 5064.0709 | 1
| 60701132 | 1306.5328 | 2128.4431 | -821.9103 | 0 |  | -1034.7546 | -609.0659 | -691.257 | -952.5635 | -1165.4078 | 1
| 60701140 | 1689.0921 | 2865.3873 | -1176.2952 | 0 |  | -1462.834 | -889.7565 | -1007.386 | -1345.2044 | -1631.7432 | 1
| 60701142 | 10747.9831 | 21668.2315 | -10920.2484 | 0 |  | -13087.0715 | -8753.4252 | -9845.4501 | -11995.0467 | -14161.8698 | 1
| 60701163 | 38443.2548 | 58967.7934 | -20524.5385 | 0 |  | -26421.3179 | -14627.7592 | -16680.213 | -24368.864 | -30265.6434 | 1
| 60701173 | 7053.3715 | 21849.8503 | -14796.4788 | 0 |  | -16981.4638 | -12611.4938 | -14091.1417 | -15501.816 | -17686.801 | 1
| 60701192 | 310404.1388 | 167226.9471 | 143177.1917 | 1 |  | 126454.497 | 159899.8864 | 174217.6056 | 112136.7778 | 95414.0831 | 1
| 60701196 | 497.5716 | 4376.4643 | -3878.8927 | 0 |  | -4316.5392 | -3441.2463 | -3829.1356 | -3928.6499 | -4366.2963 | 1
| 60701203 | 13056.2148 | 42906.6316 | -29850.4168 | 0 |  | -34141.08 | -25559.7537 | -28544.7953 | -31156.0383 | -35446.7015 | 1
| 60701208 | 14836.259 | 32048.583 | -17212.3241 | 0 |  | -20417.1824 | -14007.4658 | -15728.6982 | -18695.95 | -21900.8083 | 1
| 60701225 | 757.789 | 5249.6188 | -4491.8298 | 0 |  | -5016.7917 | -3966.868 | -4416.0509 | -4567.6087 | -5092.5706 | 1
| 60701227 | 14626.7187 | 42990.2864 | -28363.5676 | 0 |  | -32662.5963 | -24064.539 | -26900.8958 | -29826.2395 | -34125.2682 | 1
| 60701245 | 1052.9851 | 6268.4626 | -5215.4775 | 0 |  | -5842.3238 | -4588.6313 | -5110.179 | -5320.776 | -5947.6223 | 1
| 60701262 | 7973.1429 | 19377.6323 | -11404.4894 | 0 |  | -13342.2526 | -9466.7262 | -10607.1751 | -12201.8037 | -14139.5669 | 1
| 60701270 | 213051.0619 | 94007.1658 | 119043.8961 | 1 |  | 109643.1795 | 128444.6127 | 140349.0023 | 97738.7899 | 88338.0733 | 1
| 60701276 | 16805.0374 | 18120.159 | -1315.1216 | 0 |  | -3127.1375 | 496.8943 | 365.3822 | -2995.6253 | -4807.6412 | 1
| 60701293 | 28986.5828 | 45688.7024 | -16702.1197 | 0 |  | -21270.9899 | -12133.2494 | -13803.4614 | -19600.7779 | -24169.6482 | 1
| 60701300 | 229054.7697 | 103025.4167 | 126029.3531 | 1 |  | 115726.8114 | 136331.8947 | 148934.83 | 103123.8761 | 92821.3344 | 1
| 60701302 | 9973.5084 | 12271.5036 | -2297.9952 | 0 |  | -3525.1456 | -1070.8449 | -1300.6444 | -3295.3461 | -4522.4964 | 1
| 60701696 | 1258535.9594 | 678869.8463 | 579666.1132 | 1 |  | 511779.1285 | 647553.0978 | 705519.7091 | 453812.5172 | 385925.5326 | 1
| 60704226 | 13793.3292 | 31884.0175 | -18090.6884 | 0 |  | -21279.0901 | -14902.2866 | -16711.3554 | -19470.0213 | -22658.423 | 1
| 60704227 | 12609.3819 | 30294.0269 | -17684.645 | 0 |  | -20714.0477 | -14655.2423 | -16423.7068 | -18945.5832 | -21974.9859 | 1
| 60704673 | 390.3156 | 1847.5592 | -1457.2436 | 0 |  | -1641.9995 | -1272.4877 | -1418.2121 | -1496.2752 | -1681.0311 | 1
| 60704678 | 43246.652 | 57267.1804 | -14020.5283 | 0 |  | -19747.2464 | -8293.8103 | -9695.8631 | -18345.1935 | -24071.9116 | 1
| 60704689 | 239.1898 | 2815.4465 | -2576.2567 | 0 |  | -2857.8014 | -2294.7121 | -2552.3378 | -2600.1757 | -2881.7204 | 1
| 60704690 | 28.4106 | 1627.9655 | -1599.5548 | 0 |  | -1762.3514 | -1436.7583 | -1596.7138 | -1602.3959 | -1765.1924 | 1
| 60704692 | 16560.2577 | 38993.0202 | -22432.7626 | 0 |  | -26332.0646 | -18533.4605 | -20776.7368 | -24088.7883 | -27988.0904 | 1
| 60704698 | 24.0458 | 1466.7099 | -1442.6642 | 0 |  | -1589.3352 | -1295.9932 | -1440.2596 | -1445.0688 | -1591.7398 | 1
| 60704708 | 220123.7884 | 145686.3992 | 74437.3893 | 1 |  | 59868.7493 | 89006.0292 | 96449.7681 | 52425.0104 | 37856.3705 | 1
| 60704731 | 20537.8596 | 40819.6658 | -20281.8061 | 0 |  | -24363.7727 | -16199.8396 | -18228.0202 | -22335.5921 | -26417.5587 | 1
| 60704732 | 2088.6945 | 10207.5306 | -8118.8361 | 0 |  | -9139.5892 | -7098.083 | -7909.9667 | -8327.7056 | -9348.4586 | 1
| 60704740 | 4155.2414 | 8579.1771 | -4423.9357 | 0 |  | -5281.8535 | -3566.018 | -4008.4116 | -4839.4599 | -5697.3776 | 1
| 60704748 | 368.5223 | 3459.0139 | -3090.4916 | 0 |  | -3436.393 | -2744.5902 | -3053.6393 | -3127.3438 | -3473.2452 | 1
| 60704749 | 5668.8095 | 21268.1196 | -15599.3101 | 0 |  | -17726.1221 | -13472.4982 | -15032.4292 | -16166.1911 | -18293.003 | 1
| 60704803 | 2694.6609 | 9828.3325 | -7133.6716 | 0 |  | -8116.5049 | -6150.8384 | -6864.2055 | -7403.1377 | -8385.9709 | 1
| 60704805 | 4432.12 | 4729.2452 | -297.1252 | 0 |  | -770.0497 | 175.7993 | 146.0868 | -740.3372 | -1213.2617 | 1
| 60704896 | 253.0533 | 2230.6099 | -1977.5566 | 0 |  | -2200.6176 | -1754.4956 | -1952.2513 | -2002.8619 | -2225.9229 | 1
| 60704904 | 4974.3739 | 17484.3932 | -12510.0193 | 0 |  | -14258.4586 | -10761.58 | -12012.5819 | -13007.4567 | -14755.896 | 1
| 60715172 | 200615.6247 | 133774.9533 | 66840.6713 | 1 |  | 53463.176 | 80218.1667 | 86902.2338 | 46779.1089 | 33401.6135 | 1
| 60715186 | 155109.1419 | 115485.9335 | 39623.2084 | 1 |  | 28074.615 | 51171.8017 | 55134.1226 | 24112.2942 | 12563.7008 | 1
| 60715204 | 56490.394 | 70582.5951 | -14092.2011 | 0 |  | -21150.4606 | -7033.9416 | -8443.1617 | -19741.2405 | -26799.5 | 1
| 60715293 | 2189.3819 | 6394.4555 | -4205.0736 | 0 |  | -4844.5192 | -3565.6281 | -3986.1354 | -4424.0118 | -5063.4574 | 1
| 60715294 | 364.202 | 3472.7729 | -3108.5709 | 0 |  | -3455.8481 | -2761.2936 | -3072.1507 | -3144.9911 | -3492.2683 | 1
| 60715348 | 77030.0822 | 80405.9743 | -3375.8921 | 0 |  | -11416.4895 | 4664.7053 | 4327.1161 | -11078.9003 | -19119.4977 | 1
| 60715355 | 2279.0884 | 11730.3773 | -9451.289 | 0 |  | -10624.3267 | -8278.2512 | -9223.3801 | -9679.1978 | -10852.2355 | 1
| 60715356 | 9287.7737 | 30182.3038 | -20894.5301 | 0 |  | -23912.7605 | -17876.2997 | -19965.7527 | -21823.3074 | -24841.5378 | 1
| 60716771 | 37182.6724 | 48924.8204 | -11742.148 | 0 |  | -16634.63 | -6849.666 | -8023.8808 | -15460.4152 | -20352.8973 | 1
| 60716772 | 9088.098 | 21991.2929 | -12903.1949 | 0 |  | -15102.3242 | -10704.0656 | -11994.3851 | -13812.0047 | -16011.134 | 1
| 60716782 | 2927.5524 | 10849.801 | -7922.2486 | 0 |  | -9007.2287 | -6837.2685 | -7629.4933 | -8215.0038 | -9299.9839 | 1
| 60716917 | 86595.2432 | 77115.921 | 9479.3222 | 1 |  | 1767.7301 | 17190.9143 | 18138.8465 | 819.7979 | -6891.7942 | 0
| 60717116 | 88645.5221 | 45371.695 | 43273.8271 | 1 |  | 38736.6576 | 47810.9966 | 52138.3793 | 34409.2749 | 29872.1054 | 1
| 60717610 | 3575.129 | 3511.2981 | 63.8309 | 1 |  | -287.2989 | 414.9608 | 421.3439 | -293.682 | -644.8118 | 0
| 60717620 | 65253.7421 | 41518.6232 | 23735.1189 | 1 |  | 19583.2566 | 27886.9812 | 30260.4931 | 17209.7447 | 13057.8824 | 1
| 60717627 | 25871.2519 | 18886.711 | 6984.5409 | 1 |  | 5095.8698 | 8873.212 | 9571.6661 | 4397.4157 | 2508.7446 | 1
| 60717716 | 52092.3767 | 30808.0633 | 21284.3134 | 1 |  | 18203.5071 | 24365.1197 | 26493.5511 | 16075.0757 | 12994.2694 | 1
| 60717721 | 4068.1607 | 3978.5539 | 89.6068 | 1 |  | -308.2486 | 487.4622 | 496.4229 | -317.2092 | -715.0646 | 0
| 60717787 | 2676.0787 | 2395.718 | 280.3607 | 1 |  | 40.7889 | 519.9325 | 547.9686 | 12.7528 | -226.819 | 0
| 60717906 | 14083.0006 | 11055.0854 | 3027.9152 | 1 |  | 1922.4067 | 4133.4238 | 4436.2153 | 1619.6152 | 514.1066 | 1
| 60717931 | 1637.3715 | 1171.7169 | 465.6546 | 1 |  | 348.4829 | 582.8263 | 629.3917 | 301.9174 | 184.7458 | 1
| 60718011 | 38613.3964 | 30439.8724 | 8173.524 | 1 |  | 5129.5368 | 11217.5113 | 12034.8637 | 4312.1844 | 1268.1971 | 1
| 60718018 | 1218.717 | 1046.2347 | 172.4823 | 1 |  | 67.8588 | 277.1058 | 294.354 | 50.6106 | -54.0129 | 0
| 60718103 | 364.6899 | 3348.9418 | -2984.252 | 0 |  | -3319.1461 | -2649.3578 | -2947.783 | -3020.7209 | -3355.6151 | 1
| 60718133 | 59001.6988 | 37716.7349 | 21284.9639 | 1 |  | 17513.2904 | 25056.6374 | 27185.1337 | 15384.794 | 11613.1205 | 1
| 60718145 | 25867.8207 | 19712.8017 | 6155.019 | 1 |  | 4183.7388 | 8126.2991 | 8741.801 | 3568.2369 | 1596.9567 | 1
| 60718170 | 65422.9939 | 58526.4045 | 6896.5894 | 1 |  | 1043.949 | 12749.2299 | 13438.8888 | 354.29 | -5498.3504 | 0
| 60718194 | 14512.0309 | 11802.4745 | 2709.5564 | 1 |  | 1529.3089 | 3889.8038 | 4160.7594 | 1258.3533 | 78.1058 | 1
| 60718209 | 1133.102 | 1536.6057 | -403.5037 | 0 |  | -557.1643 | -249.8431 | -290.1935 | -516.8139 | -670.4745 | 1
| 60718210 | 61394.9209 | 38920.3727 | 22474.5482 | 1 |  | 18582.5109 | 26366.5854 | 28614.0403 | 16335.0561 | 12443.0188 | 1
| 60718300 | 24240.969 | 20595.5794 | 3645.3896 | 1 |  | 1585.8316 | 5704.9475 | 6069.4865 | 1221.2927 | -838.2653 | 0
| 60718327 | 5718.114 | 4709.4322 | 1008.6818 | 1 |  | 537.7386 | 1479.625 | 1580.4932 | 436.8704 | -34.0728 | 0
| 60718524 | 518018.6597 | 419873.7241 | 98144.9356 | 1 |  | 56157.5632 | 140132.308 | 149946.8016 | 46343.0697 | 4355.6973 | 1
| 60718527 | 4734619.7072 | 1287557.8027 | 3447061.9045 | 1 |  | 3318306.1242 | 3575817.6847 | 3920523.8752 | 2973599.9337 | 2844844.1535 | 1
| 60718580 | 43634.3575 | 68385.5571 | -24751.1997 | 0 |  | -31589.7554 | -17912.644 | -20387.7639 | -29114.6354 | -35953.1911 | 1
| 60718581 | 19274.8159 | 25683.0273 | -6408.2115 | 0 |  | -8976.5142 | -3839.9087 | -4480.7299 | -8335.693 | -10903.9958 | 1
| 60718618 | 12742.4195 | 33584.6305 | -20842.211 | 0 |  | -24200.6741 | -17483.7479 | -19567.969 | -22116.453 | -25474.916 | 1
| 60718623 | 2406.6736 | 11703.4097 | -9296.736 | 0 |  | -10467.077 | -8126.3951 | -9056.0687 | -9537.4034 | -10707.7444 | 1
| 60718637 | 3298.5188 | 11166.214 | -7867.6952 | 0 |  | -8984.3166 | -6751.0738 | -7537.8433 | -8197.5471 | -9314.1685 | 1
| 60718656 | 87946.7165 | 88660.2766 | -713.5601 | 0 |  | -9579.5878 | 8152.4675 | 8081.1115 | -9508.2318 | -18374.2594 | 1
| 60718659 | 6457.1072 | 13981.407 | -7524.2998 | 0 |  | -8922.4405 | -6126.1591 | -6878.589 | -8170.0105 | -9568.1512 | 1
| 60718662 | 15526.8538 | 39225.8226 | -23698.9689 | 0 |  | -27621.5511 | -19776.3866 | -22146.2835 | -25251.6542 | -29174.2365 | 1
| 60718663 | 8214.0382 | 19287.3043 | -11073.2661 | 0 |  | -13001.9965 | -9144.5356 | -10251.8623 | -11894.6699 | -13823.4003 | 1
| 60718670 | 510.2273 | 3946.0826 | -3435.8553 | 0 |  | -3830.4636 | -3041.2471 | -3384.8326 | -3486.8781 | -3881.4863 | 1
| 60718950 | 161529.2835 | 285947.17 | -124417.8865 | 0 |  | -153012.6035 | -95823.1695 | -108264.9582 | -140570.8149 | -169165.5319 | 1
| 60718961 | 2156.4612 | 6321.699 | -4165.2378 | 0 |  | -4797.4077 | -3533.0679 | -3949.5917 | -4380.8839 | -5013.0538 | 1
| 60718970 | 27582.1425 | 116190.484 | -88608.3415 | 0 |  | -100227.3899 | -76989.2931 | -85850.1272 | -91366.5557 | -102985.6041 | 1
| 60718985 | 44715.4782 | 35718.094 | 8997.3843 | 1 |  | 5425.5749 | 12569.1937 | 13468.9321 | 4525.8365 | 954.0271 | 1
| 60719002 | 616899.0649 | 472474.2317 | 144424.8332 | 1 |  | 97177.4101 | 191672.2564 | 206114.7397 | 82734.9267 | 35487.5036 | 1
| 60719042 | 29149.7297 | 42467.9946 | -13318.2649 | 0 |  | -17565.0643 | -9071.4654 | -10403.2919 | -16233.2379 | -20480.0373 | 1
| 60719137 | 24704.2153 | 59189.5885 | -34485.3732 | 0 |  | -40404.3321 | -28566.4144 | -32014.9517 | -36955.7948 | -42874.7536 | 1
| 60719138 | 8724.425 | 30687.5344 | -21963.1094 | 0 |  | -25031.8629 | -18894.356 | -21090.6669 | -22835.5519 | -25904.3054 | 1
| 60719170 | 1821.4267 | 15746.3557 | -13924.929 | 0 |  | -15499.5645 | -12350.2934 | -13742.7863 | -14107.0716 | -15681.7072 | 1
| 60719178 | 18823.3309 | 45294.0942 | -26470.7633 | 0 |  | -31000.1727 | -21941.3538 | -24588.4302 | -28353.0964 | -32882.5058 | 1
| 60719196 | 31203.5235 | 51624.8876 | -20421.3641 | 0 |  | -25583.8528 | -15258.8753 | -17301.0117 | -23541.7164 | -28704.2052 | 1
| 60719197 | 831720.4157 | 281899.4482 | 549820.9675 | 1 |  | 521631.0227 | 578010.9123 | 632993.009 | 466648.9259 | 438458.9811 | 1
| 60719209 | 992.9939 | 6678.621 | -5685.6271 | 0 |  | -6353.4892 | -5017.765 | -5586.3277 | -5784.9265 | -6452.7886 | 1
| 60719256 | 6292.6927 | 21225.7419 | -14933.0492 | 0 |  | -17055.6234 | -12810.475 | -14303.78 | -15562.3185 | -17684.8927 | 1
| 60719325 | 32637.8628 | 51999.1325 | -19361.2697 | 0 |  | -24561.1829 | -14161.3564 | -16097.4834 | -22625.056 | -27824.9692 | 1
| 60719406 | 5239.9867 | 21918.095 | -16678.1083 | 0 |  | -18869.9178 | -14486.2988 | -16154.1096 | -17202.1069 | -19393.9164 | 1
| 60719427 | 160.8582 | 1706.1166 | -1545.2585 | 0 |  | -1715.8701 | -1374.6468 | -1529.1726 | -1561.3443 | -1731.9559 | 1
| 60719463 | 23697.2132 | 40814.1621 | -17116.949 | 0 |  | -21198.3652 | -13035.5327 | -14747.2276 | -19486.6703 | -23568.0865 | 1
| 60719506 | 263187.2414 | 157100.8697 | 106086.3716 | 1 |  | 90376.2846 | 121796.4586 | 132405.0957 | 79767.6475 | 64057.5605 | 1
| 60719525 | 315202.97 | 172242.93 | 142960.0401 | 1 |  | 125735.7471 | 160184.3331 | 174480.3371 | 111439.7431 | 94215.4501 | 1
| 60719529 | 961.6934 | 6536.6281 | -5574.9348 | 0 |  | -6228.5976 | -4921.2719 | -5478.7654 | -5671.1041 | -6324.7669 | 1
| 60719574 | 6615.6953 | 12933.1564 | -6317.4611 | 0 |  | -7610.7767 | -5024.1455 | -5655.8916 | -6979.0306 | -8272.3463 | 1
| 60719596 | 3760.9384 | 15754.6111 | -11993.6727 | 0 |  | -13569.1338 | -10418.2116 | -11617.5789 | -12369.7665 | -13945.2276 | 1
| 60719607 | 46970.7826 | 64073.485 | -17102.7024 | 0 |  | -23510.0509 | -10695.3539 | -12405.6241 | -21799.7806 | -28207.1291 | 1
| 60719620 | 1373.0544 | 7470.0848 | -6097.0304 | 0 |  | -6844.0389 | -5350.022 | -5959.725 | -6234.3359 | -6981.3444 | 1
| 60719641 | 3083.9564 | 14341.2861 | -11257.3298 | 0 |  | -12691.4584 | -9823.2012 | -10948.9341 | -11565.7254 | -12999.854 | 1
| 60719663 | 120.5012 | 1396.2638 | -1275.7626 | 0 |  | -1415.389 | -1136.1362 | -1263.7125 | -1287.8127 | -1427.4391 | 1
| 60719712 | 13416.7263 | 32205.4279 | -18788.7016 | 0 |  | -22009.2444 | -15568.1588 | -17447.029 | -20130.3742 | -23350.917 | 1
| 60719722 | 87.9989 | 829.9813 | -741.9824 | 0 |  | -824.9805 | -658.9842 | -733.1825 | -750.7823 | -833.7804 | 1
| 60719777 | 34986.4476 | 34916.5055 | 69.9421 | 1 |  | -3421.7084 | 3561.5926 | 3568.5869 | -3428.7027 | -6920.3532 | 0
| 60719794 | 376208.2407 | 184432.3077 | 191775.933 | 1 |  | 173332.7022 | 210219.1637 | 229396.757 | 154155.1089 | 135711.8781 | 1
| 60719835 | 3178.8527 | 13909.8037 | -10730.951 | 0 |  | -12121.9314 | -9339.9707 | -10413.0658 | -11048.8363 | -12439.8167 | 1
| 60719860 | 1410.4016 | 11309.9021 | -9899.5006 | 0 |  | -11030.4908 | -8768.5103 | -9758.4604 | -10040.5407 | -11171.5309 | 1
| 60719864 | 2145.4154 | 10281.8293 | -8136.4139 | 0 |  | -9164.5968 | -7108.231 | -7921.8723 | -8350.9554 | -9379.1383 | 1
| 60719880 | 9126.3993 | 33209.8353 | -24083.4359 | 0 |  | -27404.4195 | -20762.4524 | -23170.796 | -24996.0759 | -28317.0594 | 1
| 60719949 | 9643.0174 | 24137.6977 | -14494.6803 | 0 |  | -16908.4501 | -12080.9105 | -13530.3786 | -15458.982 | -17872.7518 | 1
| 60719958 | 26961.3877 | 47479.5745 | -20518.1868 | 0 |  | -25266.1443 | -15770.2294 | -17822.0481 | -23214.3256 | -27962.2831 | 1
| 60719959 | 538.7316 | 4056.1547 | -3517.423 | 0 |  | -3923.0385 | -3111.8076 | -3463.5499 | -3571.2962 | -3976.9117 | 1
| 60720009 | 238.2509 | 2077.9952 | -1839.7444 | 0 |  | -2047.5439 | -1631.9448 | -1815.9193 | -1863.5694 | -2071.369 | 1
| 60720035 | 11436.9522 | 31441.5279 | -20004.5758 | 0 |  | -23148.7285 | -16860.423 | -18860.8805 | -21148.271 | -24292.4238 | 1
| 60720057 | 6995.6105 | 22017.7102 | -15022.0997 | 0 |  | -17223.8707 | -12820.3287 | -14322.5386 | -15721.6607 | -17923.4317 | 1
| 60720142 | 24735.6175 | 45612.7527 | -20877.1353 | 0 |  | -25438.4105 | -16315.86 | -18403.5735 | -23350.697 | -27911.9723 | 1
| 60720180 | 281566.2336 | 164335.9049 | 117230.3287 | 1 |  | 100796.7382 | 133663.9192 | 145386.952 | 89073.7053 | 72640.1148 | 1
| 60720294 | 161995.1404 | 245723.9024 | -83728.762 | 0 |  | -108301.1522 | -59156.3717 | -67529.2479 | -99928.276 | -124500.6663 | 1
| 60720374 | 5260.8086 | 19043.5637 | -13782.7551 | 0 |  | -15687.1115 | -11878.3987 | -13256.6743 | -14308.836 | -16213.1923 | 1
| 60720386 | 149.9374 | 1679.6993 | -1529.762 | 0 |  | -1697.7319 | -1361.792 | -1514.7682 | -1544.7557 | -1712.7256 | 1
| 60720424 | 3964.6702 | 16153.6223 | -12188.9521 | 0 |  | -13804.3143 | -10573.5899 | -11792.4851 | -12585.4191 | -14200.7813 | 1
| 60720447 | 1528.6674 | 8013.0964 | -6484.429 | 0 |  | -7285.7386 | -5683.1194 | -6331.5623 | -6637.2957 | -7438.6054 | 1
| 60720449 | 13245.7748 | 31979.7802 | -18734.0054 | 0 |  | -21931.9835 | -15536.0274 | -17409.428 | -20058.5829 | -23256.5609 | 1
| 60720453 | 231.7968 | 1947.7248 | -1715.9279 | 0 |  | -1910.7004 | -1521.1554 | -1692.7482 | -1739.1076 | -1933.8801 | 1
| 60720456 | 45150.0624 | 60791.6871 | -15641.6247 | 0 |  | -21720.7934 | -9562.456 | -11126.6184 | -20156.6309 | -26235.7996 | 1
| 60720460 | 4881.3364 | 18920.283 | -14038.9466 | 0 |  | -15930.9749 | -12146.9183 | -13550.813 | -14527.0803 | -16419.1086 | 1
| 60720464 | 115894.4833 | 102522.7493 | 13371.734 | 1 |  | 3119.4591 | 23624.0089 | 24961.1823 | 1782.2857 | -8469.9893 | 0
| 60720468 | 2848.4157 | 8448.1141 | -5599.6984 | 0 |  | -6444.5098 | -4754.887 | -5314.8568 | -5884.54 | -6729.3514 | 1
| 60720500 | 4779.3555 | 18228.4802 | -13449.1247 | 0 |  | -15271.9727 | -11626.2766 | -12971.1891 | -13927.0602 | -15749.9082 | 1
| 60720501 | 19729.368 | 40646.3023 | -20916.9343 | 0 |  | -24981.5645 | -16852.3041 | -18943.9975 | -22889.8711 | -26954.5013 | 1
| 60720547 | 2473.8765 | 12181.6727 | -9707.7962 | 0 |  | -10925.9634 | -8489.6289 | -9460.4085 | -9955.1838 | -11173.3511 | 1
| 60720580 | 1147.944 | 7162.938 | -6014.994 | 0 |  | -6731.2878 | -5298.7002 | -5900.1996 | -6129.7884 | -6846.0822 | 1
| 60720671 | 455.8408 | 3868.4819 | -3412.641 | 0 |  | -3799.4892 | -3025.7928 | -3367.0569 | -3458.2251 | -3845.0733 | 1
| 60720679 | 11131.3198 | 61967.9635 | -50836.6438 | 0 |  | -57033.4401 | -44639.8474 | -49723.5118 | -51949.7757 | -58146.5721 | 1
| 60720705 | 63667.4801 | 75582.6175 | -11915.1374 | 0 |  | -19473.3991 | -4356.8756 | -5548.3894 | -18281.8854 | -25840.1472 | 1
| 60720715 | 9359.428 | 28149.8236 | -18790.3955 | 0 |  | -21605.3779 | -15975.4132 | -17854.4527 | -19726.3383 | -22541.3207 | 1
| 60720762 | 241969.3751 | 150497.0977 | 91472.2774 | 1 |  | 76422.5677 | 106521.9872 | 115669.215 | 67275.3399 | 52225.6302 | 1
| 60720788 | 158.828 | 1419.9293 | -1261.1013 | 0 |  | -1403.0943 | -1119.1084 | -1245.2185 | -1276.9841 | -1418.9771 | 1
| 60722541 | 434119.4463 | 410232.2497 | 23887.1966 | 1 |  | -17136.0283 | 64910.4216 | 67299.1413 | -19524.748 | -60547.973 | 0
| 60722551 | 971389.0213 | 640754.7534 | 330634.2679 | 1 |  | 266558.7926 | 394709.7433 | 427773.1701 | 233495.3658 | 169419.8905 | 1
| 60734438 | 1085.0331 | 7105.1502 | -6020.1171 | 0 |  | -6730.6321 | -5309.6021 | -5911.6138 | -6128.6204 | -6839.1354 | 1
| 60736307 | 28120.0221 | 9722.113 | 18397.9091 | 1 |  | 17425.6978 | 19370.1204 | 21209.9113 | 15585.9069 | 14613.6956 | 1
| 60736312 | 8089.8565 | 2871.7795 | 5218.077 | 1 |  | 4930.899 | 5505.2549 | 6027.0626 | 4409.0913 | 4121.9134 | 1
| 60736488 | 3874.5958 | 4882.2453 | -1007.6495 | 0 |  | -1495.8741 | -519.425 | -620.19 | -1395.1091 | -1883.3337 | 1
| 60736542 | 3054.1323 | 3900.9531 | -846.8209 | 0 |  | -1236.9162 | -456.7255 | -541.4076 | -1152.2341 | -1542.3294 | 1
| 60736609 | 73800.3281 | 231797.5738 | -157997.2457 | 0 |  | -181177.0031 | -134817.4883 | -150617.2129 | -165377.2785 | -188557.0359 | 1
| 60736623 | 127240.4634 | 305172.6633 | -177932.1999 | 0 |  | -208449.4662 | -147414.9335 | -165208.1535 | -190656.2462 | -221173.5125 | 1
| 60736633 | 62226.7845 | 67874.8229 | -5648.0383 | 0 |  | -12435.5206 | 1139.444 | 574.6401 | -11870.7168 | -18658.1991 | 1
| 60736651 | 1528.2555 | 8733.1157 | -7204.8601 | 0 |  | -8078.1717 | -6331.5486 | -7052.0346 | -7357.6857 | -8230.9973 | 1
| 60736660 | 224.0972 | 3984.0575 | -3759.9603 | 0 |  | -4158.366 | -3361.5545 | -3737.5506 | -3782.37 | -4180.7757 | 1
| 60736703 | 99.431 | 1051.2927 | -951.8617 | 0 |  | -1056.991 | -846.7325 | -941.9186 | -961.8048 | -1066.9341 | 1
| 60736707 | 23030.0101 | 92938.6863 | -69908.6762 | 0 |  | -79202.5449 | -60614.8076 | -67605.6752 | -72211.6772 | -81505.5459 | 1
| 60736724 | 47978.9656 | 65964.5226 | -17985.557 | 0 |  | -24582.0092 | -11389.1047 | -13187.6604 | -22783.4535 | -29379.9058 | 1
| 60739334 | 10821.2768 | 23910.3989 | -13089.1222 | 0 |  | -15480.1621 | -10698.0823 | -12006.9945 | -14171.2499 | -16562.2897 | 1
| 60739446 | 901.3642 | 4604.8638 | -3703.4996 | 0 |  | -4163.986 | -3243.0132 | -3613.3632 | -3793.636 | -4254.1224 | 1
| 60739849 | 1133.378 | 1035.7779 | 97.6001 | 1 |  | -5.9777 | 201.1779 | 210.9379 | -15.7377 | -119.3155 | 0
| 60739859 | 1301.9007 | 7141.54 | -5839.6393 | 0 |  | -6553.7933 | -5125.4853 | -5709.4493 | -5969.8294 | -6683.9834 | 1
| 60739918 | 51849.5437 | 36189.4854 | 15660.0583 | 1 |  | 12041.1098 | 19279.0069 | 20845.0127 | 10475.104 | 6856.1554 | 1
| 60739928 | 15363.915 | 104367.9106 | -89003.9956 | 0 |  | -99440.7866 | -78567.2045 | -87467.6041 | -90540.3871 | -100977.1781 | 1
| 60739940 | 69908.9725 | 171146.6671 | -101237.6945 | 0 |  | -118352.3612 | -84123.0278 | -94246.7973 | -108228.5918 | -125343.2585 | 1
| 60742841 | 882.8158 | 6920.2292 | -6037.4134 | 0 |  | -6729.4363 | -5345.3905 | -5949.1318 | -6125.695 | -6817.7179 | 1
| 60742848 | 1847.4991 | 24438.4747 | -22590.9756 | 0 |  | -25034.8231 | -20147.1282 | -22406.2257 | -22775.7255 | -25219.573 | 1
| 60742859 | 1667.6778 | 5309.4464 | -3641.7686 | 0 |  | -4172.7133 | -3110.824 | -3475.0009 | -3808.5364 | -4339.481 | 1
| 60742868 | 139.0943 | 1047.7436 | -908.6493 | 0 |  | -1013.4237 | -803.8749 | -894.7399 | -922.5587 | -1027.3331 | 1
| 60742870 | 568.3328 | 5212.4615 | -4644.1287 | 0 |  | -5165.3748 | -4122.8826 | -4587.2954 | -4700.962 | -5222.2081 | 1
| 60742877 | 7711.8331 | 49740.9917 | -42029.1586 | 0 |  | -47003.2578 | -37055.0594 | -41257.9753 | -42800.3419 | -47774.4411 | 1
| 60742895 | 1103.0575 | 8023.7014 | -6920.6439 | 0 |  | -7723.014 | -6118.2737 | -6810.3381 | -7030.9496 | -7833.3198 | 1
| 60742903 | 78.543 | 452.2561 | -373.7131 | 0 |  | -418.9387 | -328.4875 | -365.8588 | -381.5674 | -426.793 | 1
| 60742939 | 17607.0893 | 39027.6929 | -21420.6037 | 0 |  | -25323.373 | -17517.8344 | -19659.8948 | -23181.3126 | -27084.0819 | 1
| 60742962 | 481.6439 | 2180.1585 | -1698.5146 | 0 |  | -1916.5304 | -1480.4987 | -1650.3502 | -1746.679 | -1964.6948 | 1
| 60742978 | 564.007 | 3205.5935 | -2641.5865 | 0 |  | -2962.1459 | -2321.0272 | -2585.1858 | -2697.9872 | -3018.5465 | 1
| 60742979 | 164860.7677 | 251763.359 | -86902.5913 | 0 |  | -112078.9272 | -61726.2554 | -70416.5145 | -103388.6681 | -128565.004 | 1
| 60742991 | 3287.3015 | 15368.8086 | -12081.5071 | 0 |  | -13618.388 | -10544.6263 | -11752.777 | -12410.2373 | -13947.1181 | 1
| 60743026 | 2910.7282 | 8435.9458 | -5525.2176 | 0 |  | -6368.8121 | -4681.623 | -5234.1448 | -5816.2904 | -6659.885 | 1
| 60743041 | 510.9425 | 2801.5036 | -2290.5611 | 0 |  | -2570.7115 | -2010.4107 | -2239.4668 | -2341.6553 | -2621.8057 | 1
| 60743049 | 6942.3894 | 21253.8102 | -14311.4209 | 0 |  | -16436.8019 | -12186.0398 | -13617.1819 | -15005.6598 | -17131.0408 | 1
| 60743061 | 2840.5151 | 12394.1117 | -9553.5966 | 0 |  | -10793.0078 | -8314.1854 | -9269.5451 | -9837.6481 | -11077.0593 | 1
| 60743082 | 2015.7575 | 7858.7108 | -5842.9533 | 0 |  | -6628.8243 | -5057.0822 | -5641.3775 | -6044.529 | -6830.4001 | 1
| 60743084 | 1081.6007 | 4058.6439 | -2977.0431 | 0 |  | -3382.9075 | -2571.1787 | -2868.8831 | -3085.2032 | -3491.0676 | 1
| 60743086 | 2653.87 | 8062.2767 | -5408.4067 | 0 |  | -6214.6344 | -4602.1791 | -5143.0197 | -5673.7937 | -6480.0214 | 1
| 60743095 | 697.9323 | 12337.4631 | -11639.5308 | 0 |  | -12873.2771 | -10405.7845 | -11569.7375 | -11709.324 | -12943.0703 | 1
| 60743101 | 4823.7993 | 10325.0784 | -5501.2791 | 0 |  | -6533.7869 | -4468.7712 | -5018.8992 | -5983.659 | -7016.1669 | 1
| 60743104 | 90328.1193 | 91748.3477 | -1420.2284 | 0 |  | -10595.0632 | 7754.6064 | 7612.5835 | -10453.0403 | -19627.8751 | 1
| 60743110 | 382.2168 | 3423.2405 | -3041.0237 | 0 |  | -3383.3477 | -2698.6996 | -3002.802 | -3079.2454 | -3421.5694 | 1
| 60743112 | 217428.6247 | 289538.1386 | -72109.5139 | 0 |  | -101063.3278 | -43155.7001 | -50366.6514 | -93852.3764 | -122806.1902 | 1
| 60743115 | 1531.5378 | 8521.227 | -6989.6892 | 0 |  | -7841.8119 | -6137.5665 | -6836.5354 | -7142.843 | -7994.9657 | 1
| 60743127 | 912.4169 | 15473.2073 | -14560.7905 | 0 |  | -16108.1112 | -13013.4697 | -14469.5488 | -14652.0322 | -16199.3529 | 1
| 60743131 | 87811.6427 | 79892.4882 | 7919.1545 | 1 |  | -70.0943 | 15908.4033 | 16700.3188 | -862.0098 | -8851.2586 | 0
| 60743139 | 72873.7166 | 47811.3823 | 25062.3343 | 1 |  | 20281.196 | 29843.4725 | 32349.7059 | 17774.9626 | 12993.8244 | 1
| 60743149 | 1644.9937 | 5925.7214 | -4280.7277 | 0 |  | -4873.2998 | -3688.1555 | -4116.2283 | -4445.2271 | -5037.7992 | 1
| 60743151 | 9661.7516 | 28093.6868 | -18431.9352 | 0 |  | -21241.3039 | -15622.5665 | -17465.76 | -19398.1104 | -22207.479 | 1
| 60743153 | 565.4697 | 3135.3721 | -2569.9024 | 0 |  | -2883.4396 | -2256.3652 | -2513.3555 | -2626.4494 | -2939.9866 | 1
| 60743154 | 1692.1568 | 9216.3319 | -7524.1752 | 0 |  | -8445.8084 | -6602.542 | -7354.9595 | -7693.3908 | -8615.024 | 1
| 60743155 | 3341.0133 | 13635.174 | -10294.1607 | 0 |  | -11657.6781 | -8930.6433 | -9960.0594 | -10628.262 | -11991.7794 | 1
| 60743156 | 15639.2845 | 36633.0757 | -20993.7912 | 0 |  | -24657.0988 | -17330.4837 | -19429.8628 | -22557.7197 | -26221.0273 | 1
| 60743170 | 17255817.4006 | 2601268.9058 | 14654548.4947 | 1 |  | 14394421.6041 | 14914675.3853 | 16380130.2348 | 12928966.7547 | 12668839.8641 | 1
| 60743173 | 6052.8388 | 12042.8405 | -5990.0017 | 0 |  | -7194.2858 | -4785.7177 | -5384.7178 | -6595.2856 | -7799.5696 | 1
| 60743191 | 13250.7752 | 29556.5442 | -16305.769 | 0 |  | -19261.4234 | -13350.1146 | -14980.6915 | -17630.8465 | -20586.501 | 1
| 60743192 | 4845.2108 | 19170.6969 | -14325.486 | 0 |  | -16242.5557 | -12408.4164 | -13840.965 | -14810.0071 | -16727.0768 | 1
| 60743193 | 672.625 | 2801.5036 | -2128.8786 | 0 |  | -2409.029 | -1848.7282 | -2061.6161 | -2196.1411 | -2476.2915 | 1
| 60743202 | 1629.2073 | 8845.3892 | -7216.1818 | 0 |  | -8100.7207 | -6331.6429 | -7053.2611 | -7379.1025 | -8263.6415 | 1
| 60743215 | 18265.699 | 22588.7233 | -4323.0243 | 0 |  | -6581.8967 | -2064.152 | -2496.4544 | -6149.5942 | -8408.4666 | 1
| 60743222 | 105880.4501 | 88327.3087 | 17553.1415 | 1 |  | 8720.4106 | 26385.8723 | 28141.1865 | 6965.0964 | -1867.6344 | 0
| 60743224 | 753.4218 | 5390.7782 | -4637.3563 | 0 |  | -5176.4341 | -4098.2785 | -4562.0141 | -4712.6985 | -5251.7763 | 1
| 60743232 | 971.9512 | 6378.6747 | -5406.7235 | 0 |  | -6044.591 | -4768.856 | -5309.5284 | -5503.9186 | -6141.7861 | 1
| 60743248 | 11340.412 | 17051.1208 | -5710.7088 | 0 |  | -7415.8209 | -4005.5967 | -4576.6676 | -6844.75 | -8549.8621 | 1
| 60743278 | 114.4933 | 884.2317 | -769.7384 | 0 |  | -858.1615 | -681.3152 | -758.289 | -781.1877 | -869.6109 | 1
| 60743288 | 115755.6647 | 104799.0391 | 10956.6256 | 1 |  | 476.7217 | 21436.5295 | 22532.1921 | -618.9408 | -11098.8448 | 0
| 60743307 | 2343.4394 | 8636.2161 | -6292.7767 | 0 |  | -7156.3983 | -5429.1551 | -6058.4327 | -6527.1206 | -7390.7422 | 1
| 60743308 | 42533.7025 | 63842.3337 | -21308.6312 | 0 |  | -27692.8646 | -14924.3978 | -17055.2609 | -25562.0014 | -31946.2348 | 1
| 60743312 | 1392410.8102 | 740605.778 | 651805.0323 | 1 |  | 577744.4545 | 725865.6101 | 791046.1133 | 512563.9513 | 438503.3735 | 1
| 60743316 | 6474.5552 | 12396.4825 | -5921.9273 | 0 |  | -7161.5755 | -4682.279 | -5274.4718 | -6569.3828 | -7809.031 | 1
| 60743332 | 4956.6496 | 11117.2872 | -6160.6376 | 0 |  | -7272.3663 | -5048.9089 | -5664.9726 | -6656.3026 | -7768.0313 | 1
| 60743339 | 529.122 | 11455.7422 | -10926.6202 | 0 |  | -12072.1944 | -9781.046 | -10873.708 | -10979.5324 | -12125.1066 | 1
| 60743340 | 38594.8146 | 49881.3465 | -11286.5318 | 0 |  | -16274.6665 | -6298.3972 | -7427.0503 | -15146.0133 | -20134.1479 | 1
| 60743347 | 42182.1848 | 35639.2533 | 6542.9315 | 1 |  | 2979.0061 | 10106.8568 | 10761.15 | 2324.713 | -1239.2123 | 0
| 60743352 | 71374.878 | 68787.3201 | 2587.5579 | 1 |  | -4291.1741 | 9466.2899 | 9725.0457 | -4549.9299 | -11428.6619 | 0
| 60743362 | 57669.3686 | 71887.4991 | -14218.1305 | 0 |  | -21406.8804 | -7029.3806 | -8451.1936 | -19985.0673 | -27173.8173 | 1
| 60743363 | 459557.1183 | 189832.442 | 269724.6763 | 1 |  | 250741.4321 | 288707.9205 | 315680.3881 | 223768.9645 | 204785.7203 | 1
| 60743364 | 2962.9606 | 7635.3713 | -4672.4107 | 0 |  | -5435.9479 | -3908.8736 | -4376.1147 | -4968.7068 | -5732.2439 | 1
| 60743365 | 47038.7091 | 37304.0325 | 9734.6766 | 1 |  | 6004.2733 | 13465.0798 | 14438.5475 | 5030.8057 | 1300.4024 | 1
| 60743376 | 1302.1882 | 7523.4239 | -6221.2357 | 0 |  | -6973.5781 | -5468.8933 | -6091.0169 | -6351.4546 | -7103.797 | 1
| 60743388 | 2154.848 | 6265.674 | -4110.826 | 0 |  | -4737.3934 | -3484.2586 | -3895.3412 | -4326.3108 | -4952.8782 | 1
| 60743397 | 6994.3458 | 20791.5077 | -13797.1618 | 0 |  | -15876.3126 | -11718.0111 | -13097.7273 | -14496.5964 | -16575.7472 | 1
| 60743426 | 95756.9509 | 86867.7534 | 8889.1975 | 1 |  | 202.4221 | 17575.9728 | 18464.8926 | -686.4976 | -9373.273 | 0
| 60743436 | 393802.5948 | 385544.0645 | 8258.5302 | 1 |  | -30295.8762 | 46812.9367 | 47638.7897 | -31121.7292 | -69676.1357 | 0
| 60743462 | 3867.0291 | 6805.897 | -2938.8679 | 0 |  | -3619.4576 | -2258.2782 | -2552.165 | -3325.5708 | -4006.1605 | 1
| 60743470 | 315.7001 | 786.1246 | -470.4245 | 0 |  | -549.037 | -391.812 | -438.8545 | -501.9945 | -580.607 | 1
| 60743473 | 20212.217 | 21604.8634 | -1392.6464 | 0 |  | -3553.1328 | 767.8399 | 628.5753 | -3413.8681 | -5574.3545 | 1
| 60743479 | 1144683.3986 | 334597.5382 | 810085.8604 | 1 |  | 776626.1066 | 843545.6142 | 924554.2003 | 695617.5206 | 662157.7667 | 1
| 60743486 | 4573.757 | 14746.237 | -10172.48 | 0 |  | -11647.1037 | -8697.8563 | -9715.1043 | -10629.8557 | -12104.4794 | 1
| 60743538 | 302.7127 | 2034.8991 | -1732.1864 | 0 |  | -1935.6763 | -1528.6965 | -1701.9151 | -1762.4577 | -1965.9476 | 1
| 60743542 | 328.7467 | 1568.7001 | -1239.9534 | 0 |  | -1396.8234 | -1083.0834 | -1207.0787 | -1272.828 | -1429.6981 | 1
| 60743545 | 8074.0247 | 22521.8401 | -14447.8154 | 0 |  | -16699.9994 | -12195.6314 | -13640.413 | -15255.2179 | -17507.4019 | 1
| 60743548 | 11147.8493 | 17115.0045 | -5967.1552 | 0 |  | -7678.6557 | -4255.6548 | -4852.3703 | -7081.9402 | -8793.4406 | 1
| 60743549 | 1351.4078 | 7587.8161 | -6236.4083 | 0 |  | -6995.1899 | -5477.6267 | -6101.2675 | -6371.5491 | -7130.3307 | 1
| 60743550 | 3996.9192 | 9339.6975 | -5342.7783 | 0 |  | -6276.7481 | -4408.8086 | -4943.0864 | -5742.4702 | -6676.44 | 1
| 60743556 | 37839.391 | 35424.7866 | 2414.6044 | 1 |  | -1127.8743 | 5957.083 | 6198.5435 | -1369.3347 | -4911.8134 | 0
| 60743557 | 6138.858 | 22007.2534 | -15868.3953 | 0 |  | -18069.1207 | -13667.67 | -15254.5095 | -16482.2811 | -18683.0065 | 1
| 60743568 | 29294.7287 | 109616.2493 | -80321.5206 | 0 |  | -91283.1455 | -69359.8956 | -77392.0477 | -83250.9934 | -94212.6184 | 1
| 60743591 | 270.4069 | 1807.757 | -1537.3501 | 0 |  | -1718.1258 | -1356.5744 | -1510.3094 | -1564.3907 | -1745.1664 | 1
| 60743611 | 184.6174 | 5803.0052 | -5618.3878 | 0 |  | -6198.6884 | -5038.0873 | -5599.9261 | -5636.8496 | -6217.1501 | 1
| 60743613 | 1969307.4339 | 881289.9824 | 1088017.4516 | 1 |  | 999888.4533 | 1176146.4498 | 1284948.195 | 891086.7082 | 802957.7099 | 1
| 60743622 | 18937.6903 | 22966.4485 | -4028.7582 | 0 |  | -6325.403 | -1732.1133 | -2134.9892 | -5922.5272 | -8219.1721 | 1
| 60743624 | 36344.4693 | 58813.6925 | -22469.2233 | 0 |  | -28350.5925 | -16587.854 | -18834.7763 | -26103.6702 | -31985.0394 | 1
| 60743625 | 2270.5982 | 6899.9481 | -4629.3499 | 0 |  | -5319.3447 | -3939.3551 | -4402.2901 | -4856.4097 | -5546.4045 | 1
| 60743637 | 298048.7135 | 173448.7692 | 124599.9444 | 1 |  | 107255.0675 | 141944.8213 | 154404.8157 | 94795.073 | 77450.1961 | 1
| 60743645 | 12958.0119 | 18640.1014 | -5682.0895 | 0 |  | -7546.0997 | -3818.0794 | -4386.2884 | -6977.8907 | -8841.9009 | 1
| 60743648 | 19935.845 | 24183.5346 | -4247.6896 | 0 |  | -6666.0431 | -1829.3362 | -2254.1051 | -6241.2741 | -8659.6276 | 1
| 60743675 | 132642.737 | 111753.941 | 20888.796 | 1 |  | 9713.4019 | 32064.1901 | 34153.0697 | 7624.5223 | -3550.8718 | 0
| 60743681 | 1246.4843 | 8607.6335 | -7361.1492 | 0 |  | -8221.9126 | -6500.3859 | -7236.5008 | -7485.7976 | -8346.561 | 1
| 60743683 | 219277.115 | 143155.2926 | 76121.8223 | 1 |  | 61806.2931 | 90437.3516 | 98049.5338 | 54194.1109 | 39878.5816 | 1
| 60743686 | 1758.7809 | 10579.5741 | -8820.7933 | 0 |  | -9878.7507 | -7762.8359 | -8644.9152 | -8996.6714 | -10054.6288 | 1
| 60743695 | 6042.3345 | 11735.0832 | -5692.7487 | 0 |  | -6866.2571 | -4519.2404 | -5088.5153 | -6296.9822 | -7470.4905 | 1
| 60743699 | 455.794 | 2039.9692 | -1584.1753 | 0 |  | -1788.1722 | -1380.1783 | -1538.5959 | -1629.7546 | -1833.7516 | 1
| 60743708 | 37412.0078 | 37380.338 | 31.6698 | 1 |  | -3706.364 | 3769.7036 | 3772.8705 | -3709.531 | -7447.5648 | 0
| 60743710 | 55.7272 | 714.3675 | -658.6404 | 0 |  | -730.0771 | -587.2036 | -653.0677 | -664.2131 | -735.6499 | 1
| 60743716 | 16684.3216 | 21551.12 | -4866.7984 | 0 |  | -7021.9104 | -2711.6864 | -3198.3663 | -6535.2306 | -8690.3426 | 1
| 60743720 | 45.6927 | 718.7704 | -673.0777 | 0 |  | -744.9548 | -601.2007 | -668.5085 | -677.647 | -749.524 | 1
| 60743730 | 112758.6526 | 185548.1084 | -72789.4558 | 0 |  | -91344.2667 | -54234.645 | -61513.5906 | -84065.3211 | -102620.1319 | 1
| 60743733 | 18722.3212 | 25573.2589 | -6850.9377 | 0 |  | -9408.2635 | -4293.6118 | -4978.7055 | -8723.1698 | -11280.4957 | 1
| 60743734 | 18587.3564 | 40170.7911 | -21583.4347 | 0 |  | -25600.5138 | -17566.3555 | -19724.699 | -23442.1703 | -27459.2494 | 1
| 60743750 | 544.3683 | 2374.5982 | -1830.2299 | 0 |  | -2067.6897 | -1592.77 | -1775.793 | -1884.6667 | -2122.1265 | 1
| 60743760 | 17592.0776 | 24082.1319 | -6490.0543 | 0 |  | -8898.2675 | -4081.8411 | -4730.8466 | -8249.2621 | -10657.4753 | 1
| 60743761 | 41335.1344 | 34808.0046 | 6527.1299 | 1 |  | 3046.3294 | 10007.9303 | 10660.6433 | 2393.6164 | -1087.184 | 0
| 60743764 | 6279.3141 | 19181.1537 | -12901.8396 | 0 |  | -14819.955 | -10983.7243 | -12273.9082 | -13529.771 | -15447.8864 | 1
| 60743774 | 476.0828 | 2880.0907 | -2404.0079 | 0 |  | -2692.017 | -2115.9988 | -2356.3996 | -2451.6162 | -2739.6253 | 1
| 60743806 | 5642.6735 | 18427.1603 | -12784.4868 | 0 |  | -14627.2028 | -10941.7708 | -12220.2194 | -13348.7541 | -15191.4702 | 1
| 60743815 | 1800.6479 | 10691.8476 | -8891.1997 | 0 |  | -9960.3844 | -7822.0149 | -8711.1349 | -9071.2645 | -10140.4492 | 1
| 60743838 | 27760.6044 | 34982.4172 | -7221.8128 | 0 |  | -10720.0545 | -3723.5711 | -4445.7524 | -9997.8733 | -13496.115 | 1
| 60743841 | 1541.2588 | 5675.5102 | -4134.2514 | 0 |  | -4701.8024 | -3566.7004 | -3980.1255 | -4288.3773 | -4855.9283 | 1
| 60743845 | 424.4912 | 3652.1903 | -3227.6991 | 0 |  | -3592.9181 | -2862.4801 | -3185.25 | -3270.1482 | -3635.3673 | 1
| 60743847 | 1024.3887 | 7657.7118 | -6633.3232 | 0 |  | -7399.0943 | -5867.552 | -6530.8843 | -6735.762 | -7501.5332 | 1
| 60743850 | 412478.0292 | 404022.6363 | 8455.3929 | 1 |  | -31946.8708 | 48857.6565 | 49703.1958 | -32792.41 | -73194.6737 | 0
| 60743857 | 1812.8885 | 10889.9773 | -9077.0888 | 0 |  | -10166.0865 | -7988.0911 | -8895.8 | -9258.3777 | -10347.3754 | 1
| 60743860 | 114111.3398 | 102015.8676 | 12095.4723 | 1 |  | 1893.8855 | 22297.059 | 23506.6062 | 684.3383 | -9517.2485 | 0
| 60743864 | 1024.2909 | 7609.2801 | -6584.9893 | 0 |  | -7345.9173 | -5824.0613 | -6482.5602 | -6687.4184 | -7448.3464 | 1
| 60743868 | 1823.8134 | 5660.0463 | -3836.2329 | 0 |  | -4402.2376 | -3270.2283 | -3653.8516 | -4018.6143 | -4584.6189 | 1
| 60743870 | 4317.3226 | 10873.9206 | -6556.598 | 0 |  | -7643.9901 | -5469.206 | -6124.8658 | -6988.3303 | -8075.7224 | 1
| 60743880 | 1055.504 | 3989.4365 | -2933.9325 | 0 |  | -3332.8762 | -2534.9889 | -2828.3821 | -3039.4829 | -3438.4266 | 1
| 60743883 | 1776.1188 | 5583.2337 | -3807.1149 | 0 |  | -4365.4383 | -3248.7916 | -3629.503 | -3984.7268 | -4543.0502 | 1
| 60743888 | 7035.1063 | 23604.3987 | -16569.2924 | 0 |  | -18929.7322 | -14208.8525 | -15865.7817 | -17272.803 | -19633.2428 | 1
| 60743894 | 23554.753 | 38397.5305 | -14842.7775 | 0 |  | -18682.5306 | -11003.0245 | -12487.3023 | -17198.2528 | -21038.0059 | 1
| 60743907 | 3009.7041 | 33936.3104 | -30926.6063 | 0 |  | -34320.2373 | -27532.9753 | -30625.6359 | -31227.5767 | -34621.2077 | 1
| 60743932 | 1218.2819 | 5672.9751 | -4454.6932 | 0 |  | -5021.9907 | -3887.3957 | -4332.865 | -4576.5214 | -5143.8189 | 1
| 60743942 | 49138.2578 | 58219.3035 | -9081.0457 | 0 |  | -14902.9761 | -3259.1154 | -4167.22 | -13994.8715 | -19816.8019 | 1
| 60743946 | 6966.4212 | 22148.1456 | -15181.7243 | 0 |  | -17396.5389 | -12966.9098 | -14485.0822 | -15878.3665 | -18093.181 | 1
| 60743951 | 5479.153 | 38824.4473 | -33345.2943 | 0 |  | -37227.739 | -29462.8496 | -32797.379 | -33893.2096 | -37775.6543 | 1
| 60743980 | 331563.7725 | 185885.809 | 145677.9635 | 1 |  | 127089.3826 | 164266.5444 | 178834.3408 | 112521.5863 | 93933.0054 | 1
| 60744018 | 13985.1293 | 31303.0195 | -17317.8902 | 0 |  | -20448.1922 | -14187.5883 | -15919.3773 | -18716.4032 | -21846.7051 | 1
| 60744021 | 2822.9467 | 12474.5626 | -9651.6158 | 0 |  | -10899.0721 | -8404.1596 | -9369.3212 | -9933.9105 | -11181.3668 | 1
| 60744054 | 53301.2726 | 78113.1737 | -24811.9011 | 0 |  | -32623.2184 | -17000.5837 | -19481.7738 | -30142.0283 | -37953.3457 | 1
| 60744061 | 23637.9937 | 39821.3123 | -16183.3187 | 0 |  | -20165.4499 | -12201.1875 | -13819.5193 | -18547.1181 | -22529.2493 | 1
| 60744063 | 2639.0425 | 11553.1613 | -8914.1188 | 0 |  | -10069.435 | -7758.8027 | -8650.2146 | -9178.0231 | -10333.3392 | 1
| 60744066 | 11616.1411 | 18566.331 | -6950.1898 | 0 |  | -8806.8229 | -5093.5567 | -5788.5757 | -8111.8039 | -9968.437 | 1
| 60744068 | 17051.9515 | 23234.1516 | -6182.2001 | 0 |  | -8505.6153 | -3858.785 | -4477.005 | -7887.3953 | -10210.8104 | 1
| 60744113 | 95908.6454 | 68130.9663 | 27777.6791 | 1 |  | 20964.5825 | 34590.7757 | 37368.5436 | 18186.8146 | 11373.7179 | 1
| 60744116 | 68383.2895 | 79479.1677 | -11095.8782 | 0 |  | -19043.7949 | -3147.9614 | -4257.5492 | -17934.2071 | -25882.1239 | 1
| 60744200 | 278604.7119 | 293228.5494 | -14623.8374 | 0 |  | -43946.6924 | 14699.0175 | 13236.6338 | -42484.3086 | -71807.1636 | 1
| 60744207 | 2226694.3163 | 991995.6763 | 1234698.64 | 1 |  | 1135499.0724 | 1333898.2077 | 1457368.0717 | 1012029.2084 | 912829.6408 | 1
| 60744216 | 305246.3184 | 330221.0502 | -24974.7318 | 0 |  | -57996.8368 | 8047.3732 | 5549.9001 | -55499.3636 | -88521.4686 | 1
| 60744221 | 192417.6473 | 248400.0026 | -55982.3554 | 0 |  | -80822.3556 | -31142.3551 | -36740.5906 | -75224.1201 | -100064.1204 | 1
| 60744223 | 1373.8114 | 9198.17 | -7824.3586 | 0 |  | -8744.1756 | -6904.5416 | -7686.9774 | -7961.7397 | -8881.5567 | 1
| 60744236 | 440.8773 | 2014.6185 | -1573.7413 | 0 |  | -1775.2031 | -1372.2794 | -1529.6536 | -1617.829 | -1819.2909 | 1
| 60744249 | 644.8581 | 3084.9242 | -2440.0661 | 0 |  | -2748.5586 | -2131.5737 | -2375.5803 | -2504.5519 | -2813.0444 | 1
| 60744267 | 29531.2285 | 51050.3115 | -21519.083 | 0 |  | -26624.1142 | -16414.0519 | -18565.9602 | -24472.2059 | -29577.237 | 1
| 60744271 | 4839.9619 | 18538.8834 | -13698.9215 | 0 |  | -15552.8098 | -11845.0331 | -13214.9253 | -14182.9176 | -16036.806 | 1
| 60744284 | 6751.4973 | 13074.1061 | -6322.6089 | 0 |  | -7630.0195 | -5015.1983 | -5647.4591 | -6997.7586 | -8305.1692 | 1
| 60744299 | 6784.6911 | 28705.6874 | -21920.9962 | 0 |  | -24791.565 | -19050.4275 | -21242.5271 | -22599.4654 | -25470.0341 | 1
| 60744303 | 1076.8127 | 3945.0728 | -2868.2601 | 0 |  | -3262.7674 | -2473.7528 | -2760.5788 | -2975.9413 | -3370.4486 | 1
| 60744304 | 1495.2729 | 5562.1927 | -4066.9198 | 0 |  | -4623.1391 | -3510.7005 | -3917.3925 | -4216.4471 | -4772.6664 | 1
| 60744331 | 44800.7404 | 62918.2789 | -18117.5385 | 0 |  | -24409.3664 | -11825.7107 | -13637.4645 | -22597.6126 | -28889.4405 | 1
| 60744335 | 73988.198 | 52367.66 | 21620.538 | 1 |  | 16383.772 | 26857.304 | 29019.3577 | 14221.7182 | 8984.9522 | 1
| 60744350 | 1176.1549 | 4728.9158 | -3552.7609 | 0 |  | -4025.6525 | -3079.8693 | -3435.1454 | -3670.3764 | -4143.268 | 1
| 60744353 | 82123.1211 | 77468.7019 | 4654.4192 | 1 |  | -3092.451 | 12401.2894 | 12866.7313 | -3557.8929 | -11304.7631 | 0
| 60744383 | 15198.6892 | 41394.7922 | -26196.103 | 0 |  | -30335.5822 | -22056.6238 | -24676.2341 | -27715.9719 | -31855.4511 | 1
| 60744385 | 5441.7793 | 25103.5798 | -19661.8006 | 0 |  | -22172.1586 | -17151.4426 | -19117.6227 | -20205.9785 | -22716.3365 | 1
| 60744387 | 5051.6008 | 10769.9829 | -5718.3821 | 0 |  | -6795.3804 | -4641.3838 | -5213.222 | -6223.5422 | -7300.5404 | 1
| 60744389 | 375.4399 | 1789.758 | -1414.3181 | 0 |  | -1593.2939 | -1235.3423 | -1376.7741 | -1451.8621 | -1630.8379 | 1
| 60744392 | 30256.0456 | 29791.8655 | 464.1801 | 1 |  | -2515.0065 | 3443.3666 | 3489.7846 | -2561.4245 | -5540.611 | 0
| 60744393 | 371.7571 | 3860.2265 | -3488.4693 | 0 |  | -3874.492 | -3102.4467 | -3451.2936 | -3525.6451 | -3911.6677 | 1
| 60744394 | 39663.6656 | 59245.7253 | -19582.0597 | 0 |  | -25506.6322 | -13657.4871 | -15615.6931 | -23548.4262 | -29472.9988 | 1
| 60744404 | 77836.7195 | 84975.0647 | -7138.3451 | 0 |  | -15635.8516 | 1359.1613 | 645.3268 | -14922.0171 | -23419.5236 | 1
| 60744406 | 139402.548 | 114634.5263 | 24768.0218 | 1 |  | 13304.5691 | 36231.4744 | 38708.2766 | 10827.7669 | -635.6857 | 0
| 60744416 | 2037.3042 | 10191.5702 | -8154.266 | 0 |  | -9173.423 | -7135.109 | -7950.5356 | -8357.9964 | -9377.1534 | 1
| 60744442 | 11914.6207 | 17712.2665 | -5797.6459 | 0 |  | -7568.8725 | -4026.4192 | -4606.1838 | -6989.1079 | -8760.3346 | 1
| 60744444 | 840.3721 | 5797.4944 | -4957.1223 | 0 |  | -5536.8717 | -4377.3729 | -4873.0851 | -5041.1595 | -5620.9089 | 1
| 60744460 | 6008.5051 | 11903.9188 | -5895.4136 | 0 |  | -7085.8055 | -4705.0218 | -5294.5631 | -6496.2642 | -7686.656 | 1
| 60744466 | 11072.2094 | 56465.4947 | -45393.2853 | 0 |  | -51039.8348 | -39746.7359 | -44286.0644 | -46500.5063 | -52147.0558 | 1
| 60744470 | 104240.2166 | 200634.5961 | -96394.3794 | 0 |  | -116457.839 | -76330.9198 | -85970.3578 | -106818.4011 | -126881.8607 | 1
| 60744480 | 16888.4355 | 21550.8665 | -4662.431 | 0 |  | -6817.5176 | -2507.3443 | -2973.5874 | -6351.2745 | -8506.3612 | 1
| 60744481 | 664.1438 | 5784.2857 | -5120.1419 | 0 |  | -5698.5705 | -4541.7133 | -5053.7275 | -5186.5563 | -5764.9849 | 1
| 60744487 | 13719.8311 | 21556.1901 | -7836.359 | 0 |  | -9991.9781 | -5680.74 | -6464.3759 | -9208.3422 | -11363.9612 | 1
| 60744524 | 210971.3619 | 286592.4395 | -75621.0775 | 0 |  | -104280.3214 | -46961.8336 | -54523.9413 | -96718.2137 | -125377.4576 | 1
| 60744531 | 134.2597 | 5029.5658 | -4895.3061 | 0 |  | -5398.2627 | -4392.3496 | -4881.8802 | -4908.7321 | -5411.6887 | 1
| 60744532 | 30808.4964 | 49394.2777 | -18585.7813 | 0 |  | -23525.2091 | -13646.3535 | -15504.9317 | -21666.6309 | -26606.0587 | 1
| 60744554 | 10392.6113 | 16442.958 | -6050.3467 | 0 |  | -7694.6425 | -4406.0509 | -5011.0855 | -7089.6078 | -8733.9036 | 1
| 60744565 | 714.0595 | 14562.7587 | -13848.6992 | 0 |  | -15304.9751 | -12392.4233 | -13777.2932 | -13920.1051 | -15376.381 | 1
| 60744577 | 651.336 | 5672.5626 | -5021.2266 | 0 |  | -5588.4829 | -4453.9704 | -4956.093 | -5086.3602 | -5653.6165 | 1
| 60744607 | 100945.5335 | 97145.1798 | 3800.3537 | 1 |  | -5914.1643 | 13514.8717 | 13894.9071 | -6294.1996 | -16008.7176 | 0
| 60744613 | 9381.8078 | 27961.05 | -18579.2422 | 0 |  | -21375.3472 | -15783.1372 | -17641.0615 | -19517.423 | -22313.528 | 1
| 60744616 | 27378.138 | 105393.2702 | -78015.1322 | 0 |  | -88554.4592 | -67475.8052 | -75277.3184 | -80752.946 | -91292.273 | 1
| 60744621 | 221.5429 | 1831.3331 | -1609.7902 | 0 |  | -1792.9235 | -1426.6569 | -1587.6359 | -1631.9445 | -1815.0778 | 1
| 60744627 | 803.6989 | 6601.0203 | -5797.3214 | 0 |  | -6457.4234 | -5137.2193 | -5716.9515 | -5877.6913 | -6537.7933 | 1
| 60744641 | 15559.142 | 78786.9554 | -63227.8134 | 0 |  | -71106.509 | -55349.1179 | -61671.8992 | -64783.7276 | -72662.4232 | 1
| 60744646 | 131.8303 | 1790.8721 | -1659.0418 | 0 |  | -1838.129 | -1479.9546 | -1645.8588 | -1672.2248 | -1851.3121 | 1
| 60744649 | 557.7981 | 4391.8744 | -3834.0763 | 0 |  | -4273.2638 | -3394.8889 | -3778.2965 | -3889.8562 | -4329.0436 | 1
| 60745604 | 2399.0705 | 7467.5498 | -5068.4793 | 0 |  | -5815.2342 | -4321.7243 | -4828.5722 | -5308.3863 | -6055.1413 | 1
| 60745609 | 4919.0193 | 12879.1594 | -7960.1401 | 0 |  | -9248.0561 | -6672.2242 | -7468.2382 | -8452.042 | -9739.958 | 1
| 60745620 | 9134.0183 | 13501.5186 | -4367.5003 | 0 |  | -5717.6522 | -3017.3485 | -3454.0985 | -5280.9022 | -6631.054 | 1
| 60745637 | 4847.5419 | 8055.1785 | -3207.6366 | 0 |  | -4013.1545 | -2402.1188 | -2722.8824 | -3692.3908 | -4497.9087 | 1
| 60745651 | 31701.809 | 28007.9382 | 3693.8708 | 1 |  | 893.077 | 6494.6646 | 6864.0517 | 523.6899 | -2277.1039 | 0
| 60745678 | 162178.4537 | 123017.6129 | 39160.8408 | 1 |  | 26859.0795 | 51462.6021 | 55378.6862 | 22942.9955 | 10641.2342 | 1
| 60745698 | 358.4789 | 904.2588 | -545.7799 | 0 |  | -636.2057 | -455.354 | -509.932 | -581.6278 | -672.0536 | 1
| 60745699 | 9967.8031 | 13432.0577 | -3464.2547 | 0 |  | -4807.4605 | -2121.0489 | -2467.4744 | -4461.035 | -5804.2408 | 1
| 60745736 | 75899.2709 | 230650.6737 | -154751.4027 | 0 |  | -177816.4701 | -131686.3354 | -147161.4756 | -162341.3298 | -185406.3972 | 1
| 60745782 | 1632947.0846 | 401002.349 | 1231944.7356 | 1 |  | 1191844.5007 | 1272044.9705 | 1395239.4441 | 1068650.0272 | 1028549.7923 | 1
| 60745784 | 22425.2612 | 38553.2824 | -16128.0213 | 0 |  | -19983.3495 | -12272.693 | -13885.4951 | -18370.5474 | -22225.8756 | 1
| 60745794 | 146460.4254 | 109010.3954 | 37450.0301 | 1 |  | 26548.9905 | 48351.0696 | 52096.0726 | 22803.9875 | 11902.948 | 1
| 60745816 | 10669.7283 | 14113.991 | -3444.2627 | 0 |  | -4855.6618 | -2032.8636 | -2377.2899 | -4511.2356 | -5922.6347 | 1
| 60745821 | 17548.2919 | 33415.67 | -15867.3781 | 0 |  | -19208.9451 | -12525.8111 | -14112.5489 | -17622.2073 | -20963.7743 | 1
| 60745828 | 26810.361 | 46171.3683 | -19361.0073 | 0 |  | -23978.1441 | -14743.8705 | -16679.9712 | -22042.0434 | -26659.1802 | 1
| 60745832 | 1706.711 | 6618.0814 | -4911.3705 | 0 |  | -5573.1786 | -4249.5623 | -4740.6994 | -5082.0415 | -5743.8497 | 1
| 60745834 | 9209.4938 | 12962.5632 | -3753.0693 | 0 |  | -5049.3257 | -2456.813 | -2832.12 | -4674.0187 | -5970.275 | 1
| 60745835 | 112161.7536 | 95105.5449 | 17056.2087 | 1 |  | 7545.6542 | 26566.7632 | 28272.384 | 5840.0333 | -3670.5212 | 0
| 60745837 | 15170.0929 | 29115.7057 | -13945.6128 | 0 |  | -16857.1833 | -11034.0422 | -12428.6035 | -15462.6221 | -18374.1926 | 1
| 60745843 | 511143.492 | 137998.9611 | 373144.5309 | 1 |  | 359344.6347 | 386944.427 | 424258.8801 | 322030.1817 | 308230.2855 | 1
| 60745855 | 151266.2332 | 119237.1886 | 32029.0446 | 1 |  | 20105.3257 | 43952.7635 | 47155.6679 | 16902.4213 | 4978.7024 | 1
| 60745858 | 47674.8031 | 55641.4163 | -7966.6132 | 0 |  | -13530.7548 | -2402.4716 | -3199.1329 | -12734.0935 | -18298.2351 | 1
| 60745866 | 740348.0831 | 162168.0459 | 578180.0373 | 1 |  | 561963.2327 | 594396.8418 | 652214.8456 | 504145.2289 | 487928.4244 | 1
| 60745871 | 1350.0655 | 5548.7315 | -4198.6661 | 0 |  | -4753.5392 | -3643.7929 | -4063.6595 | -4333.6726 | -4888.5458 | 1
| 60745916 | 10311.5354 | 13741.8431 | -3430.3077 | 0 |  | -4804.492 | -2056.1234 | -2399.1542 | -4461.4612 | -5835.6455 | 1
| 60745935 | 15633.6575 | 18057.2893 | -2423.6318 | 0 |  | -4229.3608 | -617.9029 | -860.2661 | -3986.9976 | -5792.7265 | 1
| 60745937 | 37982.5892 | 45339.691 | -7357.1018 | 0 |  | -11891.0709 | -2823.1327 | -3558.8428 | -11155.3607 | -15689.3298 | 1
| 60745940 | 1650.9037 | 7191.7344 | -5540.8307 | 0 |  | -6260.0041 | -4821.6572 | -5375.7403 | -5705.921 | -6425.0945 | 1
| 60745957 | 33197.8673 | 28893.9444 | 4303.9228 | 1 |  | 1414.5284 | 7193.3173 | 7623.7096 | 984.1361 | -1905.2583 | 0
| 60745974 | 39019.7735 | 52824.6728 | -13804.8993 | 0 |  | -19087.3666 | -8522.432 | -9902.922 | -17706.8767 | -22989.344 | 1
| 60745992 | 37773.793 | 48518.6546 | -10744.8616 | 0 |  | -15596.727 | -5892.9961 | -6967.4823 | -14522.2409 | -19374.1063 | 1
| 60746002 | 2238.563 | 4437.383 | -2198.82 | 0 |  | -2642.5583 | -1755.0817 | -1974.9637 | -2422.6763 | -2866.4146 | 1
| 60746013 | 908.1126 | 4056.705 | -3148.5925 | 0 |  | -3554.263 | -2742.922 | -3057.7812 | -3239.4037 | -3645.0742 | 1
| 60746019 | 19073.2528 | 35089.3153 | -16016.0625 | 0 |  | -19524.9941 | -12507.131 | -14108.7372 | -17923.3878 | -21432.3193 | 1
| 60746046 | 25608.6011 | 62115.8537 | -36507.2526 | 0 |  | -42718.838 | -30295.6672 | -33946.3925 | -39068.1127 | -45279.6981 | 1
| 60746055 | 5921.3571 | 16183.3417 | -10261.9846 | 0 |  | -11880.3188 | -8643.6504 | -9669.8489 | -10854.1203 | -12472.4545 | 1
| 60746056 | 1089.7363 | 5361.6091 | -4271.8728 | 0 |  | -4808.0337 | -3735.7119 | -4162.8991 | -4380.8464 | -4917.0073 | 1
| 60746062 | 144290.8306 | 114988.9582 | 29301.8724 | 1 |  | 17802.9766 | 40800.7682 | 43730.9554 | 14872.7893 | 3373.8935 | 1
| 60746075 | 119751.9375 | 60959.5124 | 58792.4251 | 1 |  | 52696.4738 | 64888.3763 | 70767.6188 | 46817.2313 | 40721.2801 | 1
| 60746083 | 7315.3622 | 11118.0477 | -3802.6854 | 0 |  | -4914.4902 | -2690.8807 | -3071.1492 | -4534.2217 | -5646.0264 | 1
| 60746092 | 4219.3351 | 13172.2133 | -8952.8782 | 0 |  | -10270.0996 | -7635.6569 | -8530.9447 | -9374.8117 | -10692.0331 | 1
| 60746105 | 346.6939 | 3588.8989 | -3242.205 | 0 |  | -3601.0949 | -2883.3151 | -3207.5356 | -3276.8744 | -3635.7642 | 1
| 60746108 | 212569.5823 | 390706.2199 | -178136.6376 | 0 |  | -217207.2596 | -139066.0156 | -156879.6794 | -199393.5958 | -238464.2178 | 1
| 60746185 | 64557.3054 | 212180.9412 | -147623.6357 | 0 |  | -168841.7298 | -126405.5416 | -141167.9052 | -154079.3663 | -175297.4604 | 1
| 60746187 | 12070.5685 | 15528.8125 | -3458.244 | 0 |  | -5011.1253 | -1905.3628 | -2251.1872 | -4665.3009 | -6218.1821 | 1
| 60746190 | 251.2576 | 648.9774 | -397.7198 | 0 |  | -462.6175 | -332.8221 | -372.594 | -422.8456 | -487.7433 | 1
| 60746196 | 5571.8984 | 9125.9913 | -3554.0929 | 0 |  | -4466.692 | -2641.4938 | -2996.9031 | -4111.2827 | -5023.8819 | 1
| 60746204 | 47934.2668 | 35899.6048 | 12034.6619 | 1 |  | 8444.7014 | 15624.6224 | 16828.0886 | 7241.2353 | 3651.2748 | 1
| 60746205 | 40950.1866 | 33135.6202 | 7814.5664 | 1 |  | 4501.0044 | 11128.1284 | 11909.585 | 3719.5477 | 405.9857 | 1
| 60746231 | 3222.0217 | 6838.5994 | -3616.5777 | 0 |  | -4300.4377 | -2932.7178 | -3294.3756 | -3938.7799 | -4622.6399 | 1
| 60746233 | 264.0219 | 1437.8906 | -1173.8687 | 0 |  | -1317.6577 | -1030.0796 | -1147.4665 | -1200.2709 | -1344.0599 | 1
| 60746241 | 49691.2779 | 36414.2236 | 13277.0543 | 1 |  | 9635.6319 | 16918.4767 | 18246.1821 | 8307.9265 | 4666.5041 | 1
| 60746242 | 5813.0377 | 46446.14 | -40633.1023 | 0 |  | -45277.7163 | -35988.4883 | -40051.7985 | -41214.406 | -45859.02 | 1
| 60746244 | 12216.5566 | 15652.0168 | -3435.4602 | 0 |  | -5000.6619 | -1870.2585 | -2213.8045 | -4657.1159 | -6222.3175 | 1
| 60746260 | 15866.4661 | 33699.6558 | -17833.1897 | 0 |  | -21203.1553 | -14463.2241 | -16246.5431 | -19419.8363 | -22789.8019 | 1
| 60746293 | 122699.0872 | 103794.6318 | 18904.4554 | 1 |  | 8524.9923 | 29283.9186 | 31174.3642 | 6634.5467 | -3744.9164 | 0
| 60746325 | 5642.3395 | 17639.5948 | -11997.2553 | 0 |  | -13761.2148 | -10233.2959 | -11433.0214 | -12561.4893 | -14325.4488 | 1
| 60746334 | 593771.4658 | 434105.0087 | 159666.457 | 1 |  | 116255.9561 | 203076.9579 | 219043.6036 | 100289.3104 | 56878.8096 | 1
| 60746338 | 22089.3516 | 38898.3368 | -16808.9851 | 0 |  | -20698.8188 | -12919.1515 | -14600.05 | -19017.9203 | -22907.754 | 1
| 60746346 | 5978.0308 | 18672.0705 | -12694.0397 | 0 |  | -14561.2468 | -10826.8327 | -12096.2367 | -13291.8428 | -15159.0499 | 1
| 60746368 | 4674.3233 | 14681.4087 | -10007.0855 | 0 |  | -11475.2263 | -8538.9446 | -9539.6531 | -10474.5178 | -11942.6587 | 1
| 60746394 | 7546.9379 | 10568.4449 | -3021.5071 | 0 |  | -4078.3515 | -1964.6626 | -2266.8133 | -3776.2008 | -4833.0453 | 1
| 60746404 | 76521.1293 | 46962.895 | 29558.2342 | 1 |  | 24861.9447 | 34254.5238 | 37210.3472 | 21906.1213 | 17209.8318 | 1
| 60746408 | 95760.3139 | 53279.0169 | 42481.2969 | 1 |  | 37153.3952 | 47809.1986 | 52057.3283 | 32905.2655 | 27577.3638 | 1
| 60746416 | 104056.1264 | 208245.2396 | -104189.1132 | 0 |  | -125013.6372 | -83364.5892 | -93783.5006 | -114594.7258 | -135419.2498 | 1
| 60746421 | 961.3797 | 2190.2987 | -1228.919 | 0 |  | -1447.9489 | -1009.8891 | -1132.781 | -1325.057 | -1544.0868 | 1
| 60746448 | 856.3959 | 3425.8909 | -2569.4949 | 0 |  | -2912.084 | -2226.9059 | -2483.8553 | -2655.1345 | -2997.7236 | 1
| 60746459 | 8247.7693 | 18076.3023 | -9828.533 | 0 |  | -11636.1632 | -8020.9028 | -9003.7561 | -10653.3099 | -12460.9401 | 1
| 60748535 | 24135.5153 | 43582.474 | -19446.9586 | 0 |  | -23805.206 | -15088.7112 | -17033.4071 | -21860.5102 | -26218.7576 | 1
| 60748597 | 280657.4045 | 150849.8786 | 129807.5259 | 1 |  | 114722.538 | 144892.5138 | 157873.2663 | 101741.7854 | 86656.7976 | 1
| 60748600 | 28334.9379 | 45661.7348 | -17326.7969 | 0 |  | -21892.9704 | -12760.6234 | -14493.3031 | -20160.2907 | -24726.4642 | 1
| 60748609 | 19355.7403 | 25722.8279 | -6367.0876 | 0 |  | -8939.3704 | -3794.8048 | -4431.5135 | -8302.6616 | -10874.9444 | 1
| 60748612 | 6882.407 | 14414.1431 | -7531.7361 | 0 |  | -8973.1504 | -6090.3218 | -6843.4954 | -8219.9768 | -9661.3911 | 1
| 60748666 | 505.1116 | 4252.0829 | -3746.9713 | 0 |  | -4172.1796 | -3321.7631 | -3696.4602 | -3797.4825 | -4222.6908 | 1
| 60748687 | 63389.1339 | 177868.9602 | -114479.8263 | 0 |  | -132266.7223 | -96692.9303 | -108140.9129 | -120818.7397 | -138605.6357 | 1
| 60748848 | 116.391 | 6218.4527 | -6102.0616 | 0 |  | -6723.9069 | -5480.2163 | -6090.4225 | -6113.7007 | -6735.546 | 1
| 60748852 | 13225.9785 | 71872.4073 | -58646.4288 | 0 |  | -65833.6696 | -51459.1881 | -57323.831 | -59969.0267 | -67156.2674 | 1
| 60748857 | 183436.0852 | 320071.3157 | -136635.2305 | 0 |  | -168642.362 | -104628.0989 | -118291.6219 | -154978.839 | -186985.9705 | 1
| 60752121 | 4261.6275 | 16186.6439 | -11925.0163 | 0 |  | -13543.6807 | -10306.352 | -11498.8536 | -12351.1791 | -13969.8435 | 1
| 60752125 | 1464.3289 | 8051.7697 | -6587.4408 | 0 |  | -7392.6178 | -5782.2638 | -6441.0079 | -6733.8737 | -7539.0507 | 1
| 60752127 | 2013.9724 | 10001.1456 | -7987.1732 | 0 |  | -8987.2877 | -6987.0586 | -7785.7759 | -8188.5704 | -9188.685 | 1
| 60752128 | 1469.7137 | 27377.5444 | -25907.8307 | 0 |  | -28645.5851 | -23170.0762 | -25760.8593 | -26054.802 | -28792.5565 | 1
| 60752131 | 2238.5688 | 8867.4036 | -6628.8348 | 0 |  | -7515.5751 | -5742.0944 | -6404.9779 | -6852.6917 | -7739.432 | 1
| 60752133 | 32577.5997 | 29903.662 | 2673.9377 | 1 |  | -316.4285 | 5664.3039 | 5931.6977 | -583.8223 | -3574.1885 | 0
| 60752136 | 1373.7905 | 7643.9528 | -6270.1623 | 0 |  | -7034.5576 | -5505.7671 | -6132.7833 | -6407.5414 | -7171.9367 | 1
| 60752139 | 347.4662 | 2760.6068 | -2413.1406 | 0 |  | -2689.2013 | -2137.0799 | -2378.394 | -2447.8872 | -2723.9479 | 1
| 60752154 | 278564.352 | 144953.3194 | 133611.0326 | 1 |  | 119115.7007 | 148106.3645 | 161467.4678 | 105754.5974 | 91259.2655 | 1
| 60752159 | 8939.2008 | 59349.3187 | -50410.118 | 0 |  | -56345.0498 | -44475.1861 | -49516.1979 | -51304.038 | -57238.9699 | 1
| 60752163 | 1156.6683 | 4438.397 | -3281.7287 | 0 |  | -3725.5684 | -2837.889 | -3166.0619 | -3397.3956 | -3841.2353 | 1
| 60752165 | 8418.1541 | 26326.4802 | -17908.3262 | 0 |  | -20540.9742 | -15275.6781 | -17066.5108 | -18750.1416 | -21382.7896 | 1
| 60752169 | 336.6658 | 2689.6103 | -2352.9445 | 0 |  | -2621.9055 | -2083.9835 | -2319.2779 | -2386.6111 | -2655.5721 | 1
| 60752170 | 22944.2069 | 42830.1316 | -19885.9247 | 0 |  | -24168.9379 | -15602.9116 | -17591.504 | -22180.3454 | -26463.3586 | 1
| 60752172 | 6627.4994 | 21029.8136 | -14402.3142 | 0 |  | -16505.2956 | -12299.3328 | -13739.5643 | -15065.0641 | -17168.0455 | 1
| 60752174 | 11732.6933 | 30956.6606 | -19223.9673 | 0 |  | -22319.6334 | -16128.3013 | -18050.698 | -20397.2367 | -23492.9027 | 1
| 60752177 | 9052.7161 | 25803.0877 | -16750.3716 | 0 |  | -19330.6803 | -14170.0628 | -15845.1 | -17655.6432 | -20235.952 | 1
| 60752179 | 3514.5474 | 14350.6422 | -10836.0948 | 0 |  | -12271.159 | -9401.0306 | -10484.6401 | -11187.5496 | -12622.6138 | 1
| 60752213 | 54994.195 | 39919.8268 | 15074.3682 | 1 |  | 11082.3855 | 19066.3509 | 20573.7877 | 9574.9487 | 5582.966 | 1
| 60752425 | 130054.7442 | 115080.8684 | 14973.8758 | 1 |  | 3465.7889 | 26481.9626 | 27979.3502 | 1968.4013 | -9539.6855 | 0
| 60752998 | 10683.184 | 55895.3594 | -45212.1754 | 0 |  | -50801.7113 | -39622.6394 | -44143.857 | -46280.4938 | -51870.0297 | 1
| 60753000 | 259190.2574 | 139814.6062 | 119375.6512 | 1 |  | 105394.1906 | 133357.1118 | 145294.6769 | 93456.6255 | 79475.1648 | 1
| 60755619 | 7275.4836 | 14752.3212 | -7476.8376 | 0 |  | -8952.0697 | -6001.6055 | -6749.2892 | -8204.3859 | -9679.6181 | 1
| 60755638 | 31879.5575 | 42679.6442 | -10800.0866 | 0 |  | -15068.0511 | -6532.1222 | -7612.1309 | -13988.0424 | -18256.0068 | 1
| 60755647 | 1639.081 | 7993.0694 | -6353.9884 | 0 |  | -7153.2953 | -5554.6814 | -6190.0803 | -6517.8965 | -7317.2034 | 1
| 60755651 | 25748.6455 | 43574.7767 | -17826.1312 | 0 |  | -22183.6089 | -13468.6535 | -15251.2667 | -20400.9958 | -24758.4734 | 1
| 60755776 | 2027.9079 | 4094.6418 | -2066.7339 | 0 |  | -2476.1981 | -1657.2697 | -1863.9431 | -2269.5247 | -2678.9889 | 1
| 60755777 | 708.8333 | 1650.3293 | -941.4959 | 0 |  | -1106.5289 | -776.463 | -870.6126 | -1012.3793 | -1177.4122 | 1
| 60755780 | 114238.3184 | 99917.3441 | 14320.9743 | 1 |  | 4329.2399 | 24312.7087 | 25744.8062 | 2897.1425 | -7094.5919 | 0
| 60755784 | 197516.4308 | 79079.9249 | 118436.5059 | 1 |  | 110528.5134 | 126344.4984 | 138188.149 | 98684.8628 | 90776.8703 | 1
| 60755912 | 3970.6682 | 13155.7353 | -9185.0672 | 0 |  | -10500.6407 | -7869.4936 | -8788.0004 | -9582.134 | -10897.7075 | 1
| 60755913 | 7100.2731 | 13496.195 | -6395.9218 | 0 |  | -7745.5413 | -5046.3023 | -5685.8945 | -7105.9491 | -8455.5686 | 1
| 60755914 | 1828.3096 | 8102.8378 | -6274.5282 | 0 |  | -7084.812 | -5464.2445 | -6091.6973 | -6457.3592 | -7267.643 | 1
| 60755915 | 4358.723 | 10003.1248 | -5644.4018 | 0 |  | -6644.7143 | -4644.0893 | -5208.5295 | -6080.2741 | -7080.5866 | 1
| 60755917 | 4101.2658 | 13414.8193 | -9313.5535 | 0 |  | -10655.0354 | -7972.0716 | -8903.4269 | -9723.6801 | -11065.162 | 1
| 60758899 | 11665.2559 | 15237.8229 | -3572.567 | 0 |  | -5096.3493 | -2048.7847 | -2406.0414 | -4739.0926 | -6262.8749 | 1
| 60758900 | 16468.4363 | 14858.6247 | 1609.8116 | 1 |  | 123.9491 | 3095.6741 | 3256.6552 | -37.032 | -1522.8945 | 0
| 60758901 | 1579.8797 | 2432.5921 | -852.7124 | 0 |  | -1095.9716 | -609.4532 | -694.7244 | -1010.7003 | -1253.9595 | 1
| 60759191 | 3084.2304 | 6116.1529 | -3031.9226 | 0 |  | -3643.5378 | -2420.3073 | -2723.4995 | -3340.3456 | -3951.9609 | 1
| 60759255 | 5505.1622 | 4558.6335 | 946.5287 | 1 |  | 490.6653 | 1402.392 | 1497.0449 | 396.0125 | -59.8509 | 0
| 60759315 | 101632.2978 | 73381.1767 | 28251.1211 | 1 |  | 20913.0034 | 35589.2388 | 38414.3509 | 18087.8913 | 10749.7736 | 1
| 60762752 | 694.48 | 2856.0076 | -2161.5276 | 0 |  | -2447.1284 | -1875.9269 | -2092.0796 | -2230.9756 | -2516.5764 | 1
| 60762790 | 451992.6432 | 202437.892 | 249554.7512 | 1 |  | 229310.962 | 269798.5404 | 294754.0155 | 204355.4868 | 184111.6976 | 1
| 60762792 | 454687.2481 | 207515.5152 | 247171.7329 | 1 |  | 226420.1814 | 267923.2844 | 292640.4577 | 201703.0081 | 180951.4566 | 1
| 60762796 | 6361.0128 | 22377.6458 | -16016.633 | 0 |  | -18254.3976 | -13778.8684 | -15380.5317 | -16652.7343 | -18890.4989 | 1
| 60762993 | 15002.1609 | 17649.9039 | -2647.743 | 0 |  | -4412.7334 | -882.7526 | -1147.5269 | -4147.9591 | -5912.9494 | 1
| 60762995 | 8557.8122 | 72977.3207 | -64419.5085 | 0 |  | -71717.2406 | -57121.7764 | -63563.7273 | -65275.2897 | -72573.0218 | 1
| 60762996 | 43320.2262 | 33835.0455 | 9485.1807 | 1 |  | 6101.6762 | 12868.6853 | 13817.2034 | 5153.1581 | 1769.6536 | 1
| 60762998 | 414.2499 | 1016.0553 | -601.8054 | 0 |  | -703.4109 | -500.1999 | -560.3804 | -643.2304 | -744.8359 | 1
| 60763019 | 1464.3557 | 4862.2604 | -3397.9047 | 0 |  | -3884.1307 | -2911.6786 | -3251.4691 | -3544.3402 | -4030.5663 | 1
| 60763020 | 1439.4756 | 4805.7284 | -3366.2528 | 0 |  | -3846.8256 | -2885.6799 | -3222.3052 | -3510.2003 | -3990.7732 | 1
| 60763025 | 766.7838 | 3073.7699 | -2306.9862 | 0 |  | -2614.3632 | -1999.6092 | -2230.3078 | -2383.6645 | -2691.0415 | 1
| 60763026 | 3149.355 | 7935.2698 | -4785.9148 | 0 |  | -5579.4418 | -3992.3878 | -4470.9793 | -5100.8503 | -5894.3773 | 1
| 60763031 | 4392.4442 | 9857.6119 | -5465.1677 | 0 |  | -6450.9289 | -4479.4065 | -5025.9232 | -5904.4121 | -6890.1733 | 1
| 60763032 | 2429.9115 | 6801.8409 | -4371.9294 | 0 |  | -5052.1135 | -3691.7454 | -4128.9383 | -4614.9206 | -5295.1047 | 1
| 60763033 | 11357.7138 | 17236.6878 | -5878.974 | 0 |  | -7602.6428 | -4155.3052 | -4743.2026 | -7014.7454 | -8738.4142 | 1
| 60763034 | 701.2637 | 2876.7952 | -2175.5315 | 0 |  | -2463.211 | -1887.852 | -2105.4051 | -2245.6578 | -2533.3374 | 1
| 60763038 | 967.0981 | 3638.5831 | -2671.4849 | 0 |  | -3035.3432 | -2307.6266 | -2574.7751 | -2768.1948 | -3132.0531 | 1
| 60763039 | 15460.6325 | 20513.7702 | -5053.1377 | 0 |  | -7104.5147 | -3001.7607 | -3507.0745 | -6599.201 | -8650.578 | 1
| 60763043 | 4356.7683 | 9808.6851 | -5451.9168 | 0 |  | -6432.7853 | -4471.0483 | -5016.24 | -5887.5936 | -6868.4621 | 1
| 60766596 | 26586.1593 | 48262.7371 | -21676.5778 | 0 |  | -26502.8515 | -16850.3041 | -19017.9618 | -24335.1937 | -29161.4674 | 1
| 60766604 | 252.4569 | 2580.639 | -2328.1821 | 0 |  | -2586.246 | -2070.1182 | -2302.9364 | -2353.4278 | -2611.4917 | 1
| 60766627 | 550.2972 | 1672.5447 | -1122.2474 | 0 |  | -1289.5019 | -954.9929 | -1067.2177 | -1177.2771 | -1344.5316 | 1
| 60766637 | 4149.0536 | 9944.4585 | -5795.4048 | 0 |  | -6789.8507 | -4800.959 | -5380.4995 | -6210.3102 | -7204.756 | 1
| 60766642 | 36020.524 | 26314.3723 | 9706.1517 | 1 |  | 7074.7145 | 12337.5889 | 13308.2041 | 6104.0993 | 3472.6621 | 1
| 60766643 | 17580.1346 | 14208.0989 | 3372.0356 | 1 |  | 1951.2257 | 4792.8455 | 5130.0491 | 1614.0222 | 193.2123 | 1
| 60766644 | 8954.2561 | 7676.9744 | 1277.2817 | 1 |  | 509.5842 | 2044.9791 | 2172.7073 | 381.8561 | -385.8414 | 0
| 60766646 | 30249.8685 | 23322.0639 | 6927.8046 | 1 |  | 4595.5982 | 9260.011 | 9952.7914 | 3902.8177 | 1570.6113 | 1
| 60766649 | 71161.8398 | 45207.6876 | 25954.1521 | 1 |  | 21433.3834 | 30474.9209 | 33070.3361 | 18837.9681 | 14317.1994 | 1
| 60766650 | 8164.8832 | 7041.8588 | 1123.0245 | 1 |  | 418.8386 | 1827.2103 | 1939.5128 | 306.5361 | -397.6497 | 0
| 60766774 | 937.4269 | 3767.7659 | -2830.339 | 0 |  | -3207.1156 | -2453.5624 | -2736.5963 | -2924.0817 | -3300.8583 | 1
| 60766789 | 5969.062 | 13205.893 | -7236.8311 | 0 |  | -8557.4204 | -5916.2418 | -6639.9249 | -7833.7373 | -9154.3266 | 1
| 60766880 | 913.3312 | 6994.5278 | -6081.1966 | 0 |  | -6780.6494 | -5381.7439 | -5989.8635 | -6172.5298 | -6871.9825 | 1
| 60766888 | 4621.1855 | 18482.7466 | -13861.5611 | 0 |  | -15709.8358 | -12013.2865 | -13399.4426 | -14323.6797 | -16171.9544 | 1
| 60767288 | 1078425.4275 | 586567.5901 | 491857.8374 | 1 |  | 433201.0784 | 550514.5964 | 599700.3801 | 384015.2946 | 325358.5356 | 1
| 60767289 | 60119.0304 | 135922.0276 | -75802.9972 | 0 |  | -89395.2 | -62210.7945 | -69791.0942 | -81814.9003 | -95407.1031 | 1
| 60770738 | 9210.4148 | 60341.531 | -51131.1161 | 0 |  | -57165.2692 | -45096.963 | -50210.0747 | -52052.1576 | -58086.3107 | 1
| 60770880 | 246.5495 | 1296.0983 | -1049.5488 | 0 |  | -1179.1586 | -919.9389 | -1024.8938 | -1074.2037 | -1203.8135 | 1
| 60770882 | 819.2013 | 3726.4889 | -2907.2876 | 0 |  | -3279.9365 | -2534.6387 | -2825.3674 | -2989.2077 | -3361.8566 | 1
| 60770884 | 8800.7521 | 12392.1729 | -3591.4207 | 0 |  | -4830.638 | -2352.2034 | -2711.3455 | -4471.4959 | -5710.7132 | 1
| 60770889 | 1072.9267 | 17753.7486 | -16680.822 | 0 |  | -18456.1968 | -14905.4471 | -16573.5293 | -16788.1146 | -18563.4895 | 1
| 60771954 | 21769.8491 | 34119.0303 | -12349.1812 | 0 |  | -15761.0842 | -8937.2781 | -10172.1963 | -14526.1661 | -17938.0691 | 1
| 60771956 | 5783.2896 | 14494.8366 | -8711.547 | 0 |  | -10161.0306 | -7262.0633 | -8133.218 | -9289.8759 | -10739.3596 | 1
| 60771958 | 252.4102 | 1317.012 | -1064.6017 | 0 |  | -1196.3029 | -932.9005 | -1039.3607 | -1089.8428 | -1221.544 | 1
| 60774058 | 65697.8649 | 42166.5464 | 23531.3185 | 1 |  | 19314.6639 | 27747.9731 | 30101.105 | 16961.532 | 12744.8774 | 1
| 60774066 | 27930.0345 | 48499.9424 | -20569.9079 | 0 |  | -25419.9021 | -15719.9137 | -17776.9044 | -23362.9113 | -28212.9056 | 1
| 60774068 | 1486.971 | 8623.0436 | -7136.0726 | 0 |  | -7998.377 | -6273.7683 | -6987.3755 | -7284.7697 | -8147.0741 | 1
| 60774128 | 12416.1915 | 30661.3938 | -18245.2023 | 0 |  | -21311.3417 | -15179.063 | -17003.5832 | -19486.8215 | -22552.9609 | 1
| 60774422 | 228108.6331 | 133142.5895 | 94966.0436 | 1 |  | 81651.7846 | 108280.3025 | 117776.9069 | 72155.1803 | 58840.9213 | 1
| 60774426 | 5589.6593 | 20452.4858 | -14862.8265 | 0 |  | -16908.0751 | -12817.578 | -14303.8606 | -15421.7925 | -17467.041 | 1
| 60774742 | 8834.2306 | 18510.815 | -9676.5844 | 0 |  | -11527.6659 | -7825.5029 | -8793.1614 | -10560.0075 | -12411.089 | 1
| 60776643 | 110974.5062 | 89613.5005 | 21361.0058 | 1 |  | 12399.6557 | 30322.3558 | 32458.4564 | 10263.5551 | 1302.2051 | 1
| 60778824 | 74010.6657 | 79454.9519 | -5444.2862 | 0 |  | -13389.7813 | 2501.209 | 1956.7804 | -12845.3527 | -20790.8479 | 1
| 60778829 | 24417.3183 | 44575.3238 | -20158.0055 | 0 |  | -24615.5378 | -15700.4731 | -17716.2736 | -22599.7373 | -27057.2697 | 1
| 60779058 | 1212529.0231 | 617883.0459 | 594645.9773 | 1 |  | 532857.6727 | 656434.2819 | 715898.8796 | 473393.075 | 411604.7704 | 1
| 60779496 | 59981.2929 | 38322.1158 | 21659.1771 | 1 |  | 17826.9656 | 25491.3887 | 27657.3064 | 15661.0478 | 11828.8363 | 1
| 60785726 | 10481.4698 | 16300.7407 | -5819.2709 | 0 |  | -7449.3449 | -4189.1968 | -4771.1239 | -6867.4178 | -8497.4919 | 1
| 60785858 | 3186.2085 | 7993.5764 | -4807.3679 | 0 |  | -5606.7255 | -4008.0102 | -4488.747 | -5125.9887 | -5925.3464 | 1
| 60785859 | 11690.5639 | 17348.9913 | -5658.4274 | 0 |  | -7393.3265 | -3923.5283 | -4489.371 | -6827.4838 | -8562.3829 | 1
| 60785960 | 370.5216 | 6466.182 | -6095.6604 | 0 |  | -6742.2786 | -5449.0422 | -6058.6082 | -6132.7125 | -6779.3307 | 1
| 60786157 | 4463.4104 | 18452.4768 | -13989.0665 | 0 |  | -15834.3142 | -12143.8188 | -13542.7254 | -14435.4075 | -16280.6552 | 1
| 60786158 | 1104.3323 | 7129.9164 | -6025.5841 | 0 |  | -6738.5757 | -5312.5924 | -5915.1509 | -6136.0173 | -6849.009 | 1
| 60786160 | 297.5796 | 2916.3587 | -2618.7791 | 0 |  | -2910.4149 | -2327.1432 | -2589.0211 | -2648.537 | -2940.1729 | 1
| 60786166 | 1219.8196 | 7591.6686 | -6371.849 | 0 |  | -7131.0159 | -5612.6822 | -6249.8671 | -6493.831 | -7252.9979 | 1
| 60786418 | 8997.3031 | 16150.9182 | -7153.6151 | 0 |  | -8768.7069 | -5538.5233 | -6253.8848 | -8053.3454 | -9668.4372 | 1
| 60786419 | 10752.263 | 24060.0969 | -13307.8339 | 0 |  | -15713.8436 | -10901.8242 | -12232.6076 | -14383.0602 | -16789.0699 | 1
| 60786421 | 5602.3507 | 18430.4624 | -12828.1117 | 0 |  | -14671.1579 | -10985.0654 | -12267.8766 | -13388.3467 | -15231.393 | 1
| 60392539 | 2020.3928 | 12328.6238 | -10308.231 | 0 |  | -11541.0934 | -9075.3686 | -10106.1917 | -10510.2703 | -11743.1327 | 1
| 60392555 | 10601.8761 | 14555.9266 | -3954.0505 | 0 |  | -5409.6431 | -2498.4578 | -2893.8628 | -5014.2381 | -6469.8307 | 1
| 60392571 | 6717.6977 | 14234.5162 | -7516.8185 | 0 |  | -8940.2701 | -6093.3669 | -6845.0487 | -8188.5883 | -9612.0399 | 1
| 60392573 | 23435.6487 | 28127.8092 | -4692.1604 | 0 |  | -7504.9413 | -1879.3795 | -2348.5956 | -7035.7253 | -9848.5062 | 1
| 60392583 | 179941.2912 | 114903.1021 | 65038.1891 | 1 |  | 53547.8789 | 76528.4993 | 83032.3182 | 47044.06 | 35553.7498 | 1
| 60392601 | 1174075.9828 | 728931.2629 | 445144.7199 | 1 |  | 372251.5936 | 518037.8462 | 562552.3182 | 327737.1216 | 254843.9953 | 1
| 60392602 | 1435099.5376 | 808706.0109 | 626393.5267 | 1 |  | 545522.9256 | 707264.1278 | 769903.4805 | 482883.573 | 402012.9719 | 1
| 60392611 | 2180.2452 | 3962.5934 | -1782.3483 | 0 |  | -2178.6076 | -1386.0889 | -1564.3238 | -2000.3728 | -2396.6321 | 1
| 60392615 | 2045.4839 | 2883.3371 | -837.8532 | 0 |  | -1126.1869 | -549.5195 | -633.3048 | -1042.4016 | -1330.7353 | 1
| 60392616 | 6975.4125 | 8906.4791 | -1931.0666 | 0 |  | -2821.7145 | -1040.4187 | -1233.5254 | -2628.6079 | -3519.2558 | 1
| 60392640 | 12760.5019 | 16803.0473 | -4042.5454 | 0 |  | -5722.8502 | -2362.2407 | -2766.4953 | -5318.5956 | -6998.9004 | 1
| 60392698 | 1007.5806 | 2565.7793 | -1558.1987 | 0 |  | -1814.7766 | -1301.6208 | -1457.4406 | -1658.9567 | -1915.5347 | 1
| 60392699 | 4895.1719 | 10896.0313 | -6000.8594 | 0 |  | -7090.4625 | -4911.2563 | -5511.3422 | -6490.3766 | -7579.9797 | 1
| 60392725 | 920.313 | 2352.2395 | -1431.9265 | 0 |  | -1667.1504 | -1196.7025 | -1339.8952 | -1523.9578 | -1759.1817 | 1
| 60392743 | 13051.9202 | 16546.5794 | -3494.6592 | 0 |  | -5149.3172 | -1840.0013 | -2189.4672 | -4799.8513 | -6454.5092 | 1
| 60392744 | 1576.4106 | 2485.977 | -909.5664 | 0 |  | -1158.1641 | -660.9687 | -751.9254 | -1067.2075 | -1315.8052 | 1
| 60392795 | 30185.6827 | 89862.6074 | -59676.9247 | 0 |  | -68663.1854 | -50690.6639 | -56658.3564 | -62695.4929 | -71681.7537 | 1
| 60392811 | 3340.0353 | 4234.4714 | -894.4361 | 0 |  | -1317.8832 | -470.9889 | -560.4325 | -1228.4396 | -1651.8867 | 1
| 60392818 | 11985.108 | 59369.2072 | -47384.0991 | 0 |  | -53321.0199 | -41447.1784 | -46185.5883 | -48582.6099 | -54519.5307 | 1
| 60392824 | 84974.038 | 76296.985 | 8677.0529 | 1 |  | 1047.3544 | 16306.7514 | 17174.4567 | 179.6491 | -7450.0494 | 0
| 60392831 | 5004.2062 | 7199.8121 | -2195.606 | 0 |  | -2915.5872 | -1475.6248 | -1695.1854 | -2696.0266 | -3416.0078 | 1
| 60392861 | 4146.014 | 22098.2681 | -17952.2541 | 0 |  | -20162.081 | -15742.4273 | -17537.6527 | -18366.8555 | -20576.6824 | 1
| 60392862 | 14705.5335 | 54973.8616 | -40268.3281 | 0 |  | -45765.7143 | -34770.942 | -38797.7748 | -41738.8815 | -47236.2676 | 1
| 60392870 | 8945.9762 | 13014.3677 | -4068.3915 | 0 |  | -5369.8282 | -2766.9547 | -3173.7938 | -4962.9891 | -6264.4259 | 1
| 60392876 | 297.4311 | 781.5115 | -484.0803 | 0 |  | -562.2315 | -405.9292 | -454.3372 | -513.8235 | -591.9746 | 1
| 60392877 | 4108.2876 | 9361.627 | -5253.3394 | 0 |  | -6189.5021 | -4317.1767 | -4842.5107 | -5664.1682 | -6600.3309 | 1
| 60392881 | 720436.3031 | 493544.9304 | 226891.3728 | 1 |  | 177536.8797 | 276245.8658 | 298935.0031 | 154847.7425 | 105493.2494 | 1
| 60392896 | 16432.014 | 20563.1082 | -4131.0942 | 0 |  | -6187.405 | -2074.7834 | -2487.8928 | -5774.2956 | -7830.6064 | 1
| 60392933 | 70865.7513 | 38570.5525 | 32295.1989 | 1 |  | 28438.1436 | 36152.2541 | 39381.774 | 25208.6237 | 21351.5685 | 1
| 60392941 | 4218.8775 | 12171.7662 | -7952.8887 | 0 |  | -9170.0654 | -6735.7121 | -7531.001 | -8374.7765 | -9591.9531 | 1
| 60392961 | 2360657.7722 | 999749.9585 | 1360907.8136 | 1 |  | 1260932.8178 | 1460882.8095 | 1596973.5908 | 1124842.0364 | 1024867.0406 | 1
| 60392962 | 1343.9003 | 2241.0667 | -897.1665 | 0 |  | -1121.2732 | -673.0598 | -762.7765 | -1031.5565 | -1255.6632 | 1
| 60392963 | 53625.5133 | 51365.6679 | 2259.8454 | 1 |  | -2876.7214 | 7396.4122 | 7622.3967 | -3102.7059 | -8239.2727 | 0
| 60392989 | 89522.312 | 40417.096 | 49105.216 | 1 |  | 45063.5064 | 53146.9256 | 58057.4472 | 40152.9848 | 36111.2752 | 1
| 60392991 | 353.9218 | 1219.5982 | -865.6764 | 0 |  | -987.6362 | -743.7166 | -830.2842 | -901.0686 | -1023.0284 | 1
| 60392994 | 791.6111 | 1328.0192 | -536.4081 | 0 |  | -669.21 | -403.6062 | -457.247 | -615.5692 | -748.3711 | 1
| 60393019 | 10982.2277 | 14113.437 | -3131.2093 | 0 |  | -4542.553 | -1719.8656 | -2032.9866 | -4229.4321 | -5640.7758 | 1
| 60393020 | 957.7447 | 1504.6848 | -546.9401 | 0 |  | -697.4085 | -396.4716 | -451.1656 | -642.7145 | -793.183 | 1
| 60393025 | 123323.3314 | 84371.3195 | 38952.0119 | 1 |  | 30514.8799 | 47389.1438 | 51284.345 | 26619.6787 | 18182.5468 | 1
| 60393027 | 55379.4946 | 151795.2137 | -96415.719 | 0 |  | -111595.2404 | -81236.1977 | -90877.7696 | -101953.6685 | -117133.1899 | 1
| 60393062 | 708.7019 | 5535.6162 | -4826.9143 | 0 |  | -5380.4759 | -4273.3527 | -4756.0441 | -4897.7845 | -5451.3461 | 1
| 60393066 | 30582.4508 | 32634.7088 | -2052.258 | 0 |  | -5315.7289 | 1211.2129 | 1005.9871 | -5110.5031 | -8373.974 | 1
| 60393104 | 20070.4037 | 82632.054 | -62561.6504 | 0 |  | -70824.8558 | -54298.4449 | -60554.61 | -64568.6907 | -72831.8961 | 1
| 60393124 | 41776.1031 | 44888.4787 | -3112.3756 | 0 |  | -7601.2235 | 1376.4723 | 1065.2347 | -7289.9859 | -11778.8338 | 1
| 60393132 | 1448.9271 | 2641.729 | -1192.8018 | 0 |  | -1456.9747 | -928.629 | -1047.9091 | -1337.6946 | -1601.8675 | 1
| 60393142 | 5570.4492 | 7860.2444 | -2289.7952 | 0 |  | -3075.8197 | -1503.7708 | -1732.7503 | -2846.8401 | -3632.8646 | 1
| 60393143 | 8466.8692 | 11323.6611 | -2856.7919 | 0 |  | -3989.158 | -1724.4258 | -2010.105 | -3703.4788 | -4835.845 | 1
| 60393147 | 18434.3571 | 64809.8008 | -46375.4437 | 0 |  | -52856.4238 | -39894.4636 | -44532.008 | -48218.8794 | -54699.8595 | 1
| 60393148 | 80888.6905 | 159169.4057 | -78280.7153 | 0 |  | -94197.6558 | -62363.7747 | -70191.8462 | -86369.5843 | -102286.5249 | 1
| 60393150 | 17525.5019 | 64089.3972 | -46563.8954 | 0 |  | -52972.8351 | -40154.9557 | -44811.3452 | -48316.4456 | -54725.3853 | 1
| 60393164 | 478.7916 | 1247.6666 | -768.8749 | 0 |  | -893.6416 | -644.1083 | -720.9958 | -816.7541 | -941.5208 | 1
| 60393170 | 26008.2299 | 24680.3529 | 1327.8771 | 1 |  | -1140.1582 | 3795.9123 | 3928.7001 | -1272.9459 | -3740.9812 | 0
| 60393210 | 468183.6942 | 201748.2907 | 266435.4035 | 1 |  | 246260.5745 | 286610.2326 | 313253.773 | 219617.0341 | 199442.2051 | 1
| 60393213 | 2056.6448 | 12463.4232 | -10406.7784 | 0 |  | -11653.1207 | -9160.4361 | -10201.1139 | -10612.4429 | -11858.7852 | 1
| 60393243 | 30935.653 | 32908.7882 | -1973.1352 | 0 |  | -5264.0141 | 1317.7436 | 1120.43 | -5066.7005 | -8357.5794 | 1
| 60393287 | 30943.6369 | 29893.3647 | 1050.2722 | 1 |  | -1939.0642 | 4039.6087 | 4144.6359 | -2044.0915 | -5033.4279 | 0
| 60393306 | 324903.1377 | 91286.5308 | 233616.6069 | 1 |  | 224487.9538 | 242745.26 | 266106.9207 | 201126.2931 | 191997.64 | 1
| 60393341 | 9445.1775 | 7670.3552 | 1774.8223 | 1 |  | 1007.7868 | 2541.8578 | 2719.3401 | 830.3046 | 63.269 | 1
| 60393344 | 4877.8481 | 9473.3501 | -4595.5021 | 0 |  | -5542.8371 | -3648.167 | -4107.7172 | -5083.2869 | -6030.6219 | 1
| 60393347 | 45698.0465 | 47733.2906 | -2035.2441 | 0 |  | -6808.5731 | 2738.085 | 2534.5606 | -6605.0487 | -11378.3778 | 1
| 60393352 | 13269.2488 | 19633.5498 | -6364.301 | 0 |  | -8327.656 | -4400.9461 | -5037.3762 | -7691.2259 | -9654.5809 | 1
| 60393364 | 5430.6305 | 10369.8869 | -4939.2564 | 0 |  | -5976.2451 | -3902.2677 | -4396.1934 | -5482.3195 | -6519.3082 | 1
| 60393365 | 6542.8021 | 12101.3201 | -5558.518 | 0 |  | -6768.65 | -4348.386 | -4904.2378 | -6212.7982 | -7422.9302 | 1
| 60393366 | 4983.8469 | 9647.264 | -4663.4171 | 0 |  | -5628.1435 | -3698.6907 | -4165.0324 | -5161.8018 | -6126.5282 | 1
| 60393368 | 465.1296 | 1001.1052 | -535.9756 | 0 |  | -636.0861 | -435.8651 | -489.4626 | -582.4885 | -682.5991 | 1
| 60393373 | 4724.8375 | 8914.7345 | -4189.8971 | 0 |  | -5081.3705 | -3298.4236 | -3717.4133 | -4662.3808 | -5553.8543 | 1
| 60393374 | 6865.3133 | 12186.0756 | -5320.7622 | 0 |  | -6539.3698 | -4102.1547 | -4634.2309 | -6007.2936 | -7225.9011 | 1
| 60393375 | 1372.9617 | 3100.179 | -1727.2174 | 0 |  | -2037.2353 | -1417.1995 | -1589.9212 | -1864.5135 | -2174.5314 | 1
| 60393376 | 6836.329 | 11265.323 | -4428.994 | 0 |  | -5555.5263 | -3302.4617 | -3745.3611 | -5112.6269 | -6239.1592 | 1
| 60393379 | 3795.9286 | 7222.9273 | -3426.9987 | 0 |  | -4149.2914 | -2704.706 | -3047.4058 | -3806.5916 | -4528.8843 | 1
| 60393390 | 4106.0522 | 7254.8482 | -3148.796 | 0 |  | -3874.2808 | -2423.3112 | -2738.1908 | -3559.4012 | -4284.886 | 1
| 60393391 | 13513.1408 | 19267.5603 | -5754.4195 | 0 |  | -7681.1755 | -3827.6635 | -4403.1054 | -7105.7336 | -9032.4896 | 1
| 60393396 | 7206.5553 | 12579.0328 | -5372.4775 | 0 |  | -6630.3808 | -4114.5742 | -4651.822 | -6093.133 | -7351.0363 | 1
| 60393397 | 1649.3509 | 4221.8131 | -2572.4622 | 0 |  | -2994.6435 | -2150.2809 | -2407.5271 | -2737.3973 | -3159.5786 | 1
| 60393401 | 2229.1477 | 3673.104 | -1443.9562 | 0 |  | -1811.2666 | -1076.6458 | -1221.0415 | -1666.871 | -2034.1814 | 1
| 60393402 | 11023.6114 | 17315.4326 | -6291.8212 | 0 |  | -8023.3645 | -4560.2779 | -5189.4601 | -7394.1824 | -9125.7256 | 1
| 60393408 | 481.3508 | 1067.6988 | -586.348 | 0 |  | -693.1179 | -479.5781 | -538.2129 | -634.4831 | -741.2529 | 1
| 60393409 | 72.913 | 165.1081 | -92.195 | 0 |  | -108.7059 | -75.6842 | -84.9037 | -99.4863 | -115.9972 | 1
| 60393410 | 85.1193 | 192.6261 | -107.5067 | 0 |  | -126.7693 | -88.2441 | -98.9948 | -116.0187 | -135.2813 | 1
| 60393422 | 56862.2364 | 40595.0578 | 16267.1787 | 1 |  | 12207.6729 | 20326.6845 | 21953.4023 | 10580.955 | 6521.4493 | 1
| 60393430 | 9679.5644 | 9011.9132 | 667.6512 | 1 |  | -233.5401 | 1568.8426 | 1635.6077 | -300.3052 | -1201.4965 | 0
| 60393436 | 1383.8733 | 2531.6569 | -1147.7836 | 0 |  | -1400.9493 | -894.6179 | -1009.3963 | -1286.1709 | -1539.3366 | 1
| 60393439 | 2064.9542 | 3425.9923 | -1361.0381 | 0 |  | -1703.6373 | -1018.4389 | -1154.5427 | -1567.5335 | -1910.1327 | 1
| 60393442 | 5841.1358 | 9452.9868 | -3611.851 | 0 |  | -4557.1497 | -2666.5523 | -3027.7374 | -4195.9646 | -5141.2632 | 1
| 60393453 | 5239.3072 | 11859.712 | -6620.4048 | 0 |  | -7806.376 | -5434.4336 | -6096.4741 | -7144.3355 | -8330.3067 | 1
| 60393454 | 13464.1465 | 25132.1986 | -11668.0521 | 0 |  | -14181.272 | -9154.8322 | -10321.6375 | -13014.4668 | -15527.6866 | 1
| 60393455 | 3587.6027 | 5710.5374 | -2122.9347 | 0 |  | -2693.9884 | -1551.881 | -1764.1744 | -2481.695 | -3052.7487 | 1
| 60393478 | 170.574 | 1037.429 | -866.855 | 0 |  | -970.5979 | -763.1121 | -849.7976 | -883.9124 | -987.6553 | 1
| 60393479 | 7997.2991 | 21365.5334 | -13368.2343 | 0 |  | -15504.7876 | -11231.6809 | -12568.5044 | -14167.9642 | -16304.5175 | 1
| 60393480 | 16442.1857 | 33150.3963 | -16708.2107 | 0 |  | -20023.2503 | -13393.171 | -15063.9921 | -18352.4292 | -21667.4689 | 1
| 60393481 | 113346.8734 | 104836.4636 | 8510.4098 | 1 |  | -1973.2366 | 18994.0561 | 19845.0971 | -2824.2776 | -13307.9239 | 0
| 60393489 | 4366.7841 | 14535.5633 | -10168.7792 | 0 |  | -11622.3355 | -8715.2228 | -9732.1008 | -10605.4576 | -12059.0139 | 1
| 60393536 | 1076.395 | 5109.5441 | -4033.1491 | 0 |  | -4544.1035 | -3522.1947 | -3925.5096 | -4140.7886 | -4651.743 | 1
| 60393537 | 127.8279 | 774.9072 | -647.0792 | 0 |  | -724.57 | -569.5885 | -634.2964 | -659.862 | -737.3527 | 1
| 60393581 | 129.3858 | 1183.8248 | -1054.439 | 0 |  | -1172.8215 | -936.0565 | -1041.5004 | -1067.3776 | -1185.76 | 1
| 60393589 | 6665.0034 | 47504.647 | -40839.6436 | 0 |  | -45590.1083 | -36089.1789 | -40173.1433 | -41506.144 | -46256.6087 | 1
| 60393662 | 922.4959 | 4306.5686 | -3384.0727 | 0 |  | -3814.7295 | -2953.4158 | -3291.8231 | -3476.3222 | -3906.9791 | 1
| 60393667 | 200.9267 | 1560.8215 | -1359.8949 | 0 |  | -1515.977 | -1203.8127 | -1339.8022 | -1379.9875 | -1536.0697 | 1
| 60393677 | 1037.2331 | 4801.3424 | -3764.1093 | 0 |  | -4244.2436 | -3283.9751 | -3660.386 | -3867.8326 | -4347.9669 | 1
| 60393689 | 1042.3573 | 4980.2095 | -3937.8521 | 0 |  | -4435.8731 | -3439.8312 | -3833.6164 | -4042.0879 | -4540.1088 | 1
| 60393699 | 38015.4904 | 53968.8717 | -15953.3812 | 0 |  | -21350.2684 | -10556.4941 | -12151.8322 | -19754.9303 | -25151.8174 | 1
| 60393721 | 5044.907 | 15080.9702 | -10036.0632 | 0 |  | -11544.1603 | -8527.9662 | -9531.5726 | -10540.5539 | -12048.651 | 1
| 60393818 | 766.4173 | 3942.2301 | -3175.8128 | 0 |  | -3570.0358 | -2781.5898 | -3099.1711 | -3252.4545 | -3646.6775 | 1
| 60393825 | 4924.1135 | 18728.7576 | -13804.6442 | 0 |  | -15677.5199 | -11931.7684 | -13312.2328 | -14297.0555 | -16169.9313 | 1
| 60393873 | 85924.6013 | 84050.4595 | 1874.1417 | 1 |  | -6530.9042 | 10279.1877 | 10466.6018 | -6718.3184 | -15123.3644 | 0
| 60393930 | 11055.7048 | 26072.2138 | -15016.509 | 0 |  | -17623.7304 | -12409.2876 | -13910.9385 | -16122.0795 | -18729.3009 | 1
| 60393931 | 6929.0779 | 19426.6144 | -12497.5365 | 0 |  | -14440.198 | -10554.8751 | -11804.6287 | -13190.4443 | -15133.1057 | 1
| 60393932 | 477.9912 | 2531.1066 | -2053.1153 | 0 |  | -2306.226 | -1800.0047 | -2005.3162 | -2100.9145 | -2354.0251 | 1
| 60393945 | 3691.3783 | 12396.3132 | -8704.9348 | 0 |  | -9944.5661 | -7465.3035 | -8335.797 | -9074.0727 | -10313.704 | 1
| 60393953 | 12335.0454 | 26793.1857 | -14458.1403 | 0 |  | -17137.4588 | -11778.8217 | -13224.6357 | -15691.6448 | -18370.9634 | 1
| 60393956 | 2473.0979 | 4689.8758 | -2216.7779 | 0 |  | -2685.7655 | -1747.7903 | -1969.4681 | -2464.0877 | -2933.0752 | 1
| 60393958 | 2312.6395 | 8005.5395 | -5692.9 | 0 |  | -6493.4539 | -4892.346 | -5461.636 | -5924.1639 | -6724.7179 | 1
| 60393965 | 12242.8567 | 27755.2153 | -15512.3586 | 0 |  | -18287.8801 | -12736.8371 | -14288.0729 | -16736.6443 | -19512.1658 | 1
| 60394012 | 13029.1981 | 31012.247 | -17983.0488 | 0 |  | -21084.2735 | -14881.8241 | -16680.129 | -19285.9686 | -22387.1933 | 1
| 60394048 | 38195.3189 | 69246.3205 | -31051.0016 | 0 |  | -37975.6336 | -24126.3695 | -27231.4697 | -34870.5335 | -41795.1655 | 1
| 60394054 | 1765.9693 | 8202.0181 | -6436.0487 | 0 |  | -7256.2505 | -5615.8469 | -6259.4518 | -6612.6457 | -7432.8475 | 1
| 60394058 | 51338.617 | 68135.6936 | -16797.0766 | 0 |  | -23610.646 | -9983.5073 | -11663.2149 | -21930.9383 | -28744.5077 | 1
| 60394063 | 32221.9316 | 47242.9197 | -15020.9881 | 0 |  | -19745.2801 | -10296.6961 | -11798.7949 | -18243.1812 | -22967.4732 | 1
| 60394107 | 1362.9937 | 8323.0973 | -6960.1036 | 0 |  | -7792.4133 | -6127.7939 | -6823.8042 | -7096.403 | -7928.7127 | 1
| 60394117 | 58551.8083 | 66931.5055 | -8379.6972 | 0 |  | -15072.8477 | -1686.5466 | -2524.5163 | -14234.878 | -20928.0285 | 1
| 60394137 | 1964.941 | 8057.8237 | -6092.8827 | 0 |  | -6898.6651 | -5287.1004 | -5896.3887 | -6289.3768 | -7095.1592 | 1
| 60394145 | 29541.9779 | 50010.1307 | -20468.1529 | 0 |  | -25469.166 | -15467.1398 | -17513.9551 | -23422.3507 | -28423.3637 | 1
| 60394171 | 4192.5273 | 16139.8633 | -11947.336 | 0 |  | -13561.3223 | -10333.3496 | -11528.0832 | -12366.5887 | -13980.575 | 1
| 60394172 | 2493.2339 | 11309.3518 | -8816.1178 | 0 |  | -9947.053 | -7685.1827 | -8566.7944 | -9065.4412 | -10196.3764 | 1
| 60394207 | 374.5573 | 1926.8111 | -1552.2537 | 0 |  | -1744.9348 | -1359.5726 | -1514.798 | -1589.7095 | -1782.3906 | 1
| 60394233 | 3663.6589 | 11877.8739 | -8214.215 | 0 |  | -9402.0024 | -7026.4276 | -7847.8491 | -8580.5809 | -9768.3682 | 1
| 60394253 | 30130.929 | 46736.0379 | -16605.1089 | 0 |  | -21278.7127 | -11931.5051 | -13592.016 | -19618.2018 | -24291.8056 | 1
| 60394272 | 27761.5673 | 43371.686 | -15610.1187 | 0 |  | -19947.2873 | -11272.9501 | -12833.9619 | -18386.2754 | -22723.444 | 1
| 60394297 | 138.5831 | 1200.886 | -1062.3029 | 0 |  | -1182.3915 | -942.2143 | -1048.4446 | -1076.1612 | -1196.2498 | 1
| 60394303 | 15688.0142 | 34546.6602 | -18858.646 | 0 |  | -22313.312 | -15403.98 | -17289.8446 | -20427.4474 | -23882.1134 | 1
| 60394308 | 2601.8136 | 13631.8718 | -11030.0582 | 0 |  | -12393.2454 | -9666.871 | -10769.8769 | -11290.2396 | -12653.4268 | 1
| 60394312 | 57376.1439 | 72436.2082 | -15060.0643 | 0 |  | -22303.6851 | -7816.4435 | -9322.4499 | -20797.6787 | -28041.2995 | 1
| 60394355 | 1590.7872 | 7277.4129 | -5686.6258 | 0 |  | -6414.3671 | -4958.8845 | -5527.547 | -5845.7045 | -6573.4458 | 1
| 60394359 | 4452.4914 | 11031.8554 | -6579.364 | 0 |  | -7682.5495 | -5476.1784 | -6134.1148 | -7024.6131 | -8127.7986 | 1
| 60394364 | 9698.2282 | 24039.1832 | -14340.955 | 0 |  | -16744.8733 | -11937.0367 | -13371.1322 | -15310.7778 | -17714.6962 | 1
| 60394365 | 6012.7635 | 17599.4185 | -11586.6551 | 0 |  | -13346.5969 | -9826.7132 | -10985.3787 | -12187.9314 | -13947.8733 | 1
| 60394394 | 2110.243 | 10530.5921 | -8420.3491 | 0 |  | -9473.4083 | -7367.2899 | -8209.3248 | -8631.3734 | -9684.4326 | 1
| 60394402 | 43292.1748 | 60136.7584 | -16844.5837 | 0 |  | -22858.2595 | -10830.9078 | -12515.3662 | -21173.8011 | -27187.477 | 1
| 60394403 | 1252.9287 | 5664.3072 | -4411.3785 | 0 |  | -4977.8092 | -3844.9478 | -4286.0856 | -4536.6714 | -5103.1021 | 1
| 60394429 | 577.452 | 2785.373 | -2207.9209 | 0 |  | -2486.4582 | -1929.3836 | -2150.1757 | -2265.6661 | -2544.2034 | 1
| 60394438 | 55925.209 | 60354.7011 | -4429.4921 | 0 |  | -10464.9622 | 1605.978 | 1163.0288 | -10022.013 | -16057.4831 | 1
| 60394453 | 1871.2882 | 4103.7681 | -2232.4799 | 0 |  | -2642.8567 | -1822.1031 | -2045.3511 | -2419.6087 | -2829.9855 | 1
| 60394460 | 7965.6921 | 22855.9088 | -14890.2167 | 0 |  | -17175.8076 | -12604.6258 | -14093.6475 | -15686.7859 | -17972.3768 | 1
| 60394489 | 482250.291 | 208381.7822 | 273868.5088 | 1 |  | 253030.3306 | 294706.6871 | 322093.5379 | 225643.4797 | 204805.3015 | 1
| 60394491 | 2552.8553 | 10727.0707 | -8174.2154 | 0 |  | -9246.9224 | -7101.5083 | -7918.9298 | -8429.5009 | -9502.208 | 1
| 60394539 | 15047.0445 | 40911.0255 | -25863.981 | 0 |  | -29955.0836 | -21772.8785 | -24359.2766 | -27368.6855 | -31459.788 | 1
| 60394542 | 5445.911 | 16489.342 | -11043.4309 | 0 |  | -12692.3651 | -9394.4967 | -10498.8398 | -11588.022 | -13236.9562 | 1
| 60394561 | 3577.684 | 12333.0217 | -8755.3377 | 0 |  | -9988.6399 | -7522.0355 | -8397.5693 | -9113.1061 | -10346.4083 | 1
| 60394571 | 549150.5563 | 166809.5018 | 382341.0544 | 1 |  | 365660.1042 | 399022.0046 | 437256.11 | 327425.9988 | 310745.0486 | 1
| 60394572 | 625.1202 | 1959.1005 | -1333.9803 | 0 |  | -1529.8904 | -1138.0703 | -1271.4683 | -1396.4924 | -1592.4024 | 1
| 60394575 | 7469.5561 | 26945.0851 | -19475.529 | 0 |  | -22170.0375 | -16781.0205 | -18728.5734 | -20222.4846 | -22916.9931 | 1
| 60394640 | 929.4736 | 3920.7661 | -2991.2925 | 0 |  | -3383.3691 | -2599.2159 | -2898.3451 | -3084.2399 | -3476.3165 | 1
| 60394641 | 655.7091 | 2891.5925 | -2235.8834 | 0 |  | -2525.0427 | -1946.7242 | -2170.3125 | -2301.4543 | -2590.6136 | 1
| 60394683 | 265.6198 | 1137.0442 | -871.4244 | 0 |  | -985.1288 | -757.7199 | -844.8624 | -897.9863 | -1011.6908 | 1
| 60394718 | 9539.8503 | 28334.1942 | -18794.3439 | 0 |  | -21627.7633 | -15960.9245 | -17840.3589 | -19748.3289 | -22581.7484 | 1
| 60394731 | 1975.4599 | 7338.5029 | -5363.043 | 0 |  | -6096.8933 | -4629.1927 | -5165.497 | -5560.589 | -6294.4393 | 1
| 60394732 | 2709.9525 | 9338.5119 | -6628.5594 | 0 |  | -7562.4106 | -5694.7082 | -6357.5641 | -6899.5546 | -7833.4058 | 1
| 60394745 | 4931.0561 | 14233.4155 | -9302.3595 | 0 |  | -10725.701 | -7879.0179 | -8809.2539 | -9795.4651 | -11218.8066 | 1
| 60394775 | 876.5786 | 5135.9614 | -4259.3828 | 0 |  | -4772.979 | -3745.7867 | -4171.725 | -4347.0407 | -4860.6368 | 1
| 60394790 | 10341.15 | 24138.2481 | -13797.0981 | 0 |  | -16210.9229 | -11383.2733 | -12762.9831 | -14831.2131 | -17245.0379 | 1
| 60394810 | 397.2311 | 1783.7174 | -1386.4863 | 0 |  | -1564.8581 | -1208.1146 | -1346.7632 | -1426.2094 | -1604.5812 | 1
| 60394833 | 23676.682 | 23377.89 | 298.792 | 1 |  | -2038.997 | 2636.581 | 2666.4602 | -2068.8762 | -4406.6652 | 0
| 60394874 | 633.5966 | 2913.0565 | -2279.4599 | 0 |  | -2570.7656 | -1988.1543 | -2216.1003 | -2342.8196 | -2634.1252 | 1
| 60394877 | 1022.7174 | 4473.8781 | -3451.1607 | 0 |  | -3898.5485 | -3003.7729 | -3348.889 | -3553.4324 | -4000.8202 | 1
| 60394904 | 8873.9299 | 23502.0317 | -14628.1018 | 0 |  | -16978.3049 | -12277.8986 | -13740.7088 | -15515.4948 | -17865.6979 | 1
| 60394905 | 16255.7901 | 34248.3649 | -17992.5748 | 0 |  | -21417.4113 | -14567.7383 | -16366.9958 | -19618.1538 | -23042.9903 | 1
| 60394911 | 3279.4009 | 10872.3658 | -7592.9648 | 0 |  | -8680.2014 | -6505.7283 | -7265.0247 | -7920.9049 | -9008.1415 | 1
| 60394947 | 691.1456 | 4215.2088 | -3524.0632 | 0 |  | -3945.584 | -3102.5423 | -3454.9486 | -3593.1777 | -4014.6986 | 1
| 60394948 | 4964.5971 | 17479.44 | -12514.8429 | 0 |  | -14262.7869 | -10766.8989 | -12018.3832 | -13011.3026 | -14759.2466 | 1
| 60394980 | 2920.512 | 9769.9943 | -6849.4823 | 0 |  | -7826.4817 | -5872.4829 | -6557.4311 | -7141.5335 | -8118.5329 | 1
| 60395000 | 304.0416 | 663.4273 | -359.3857 | 0 |  | -425.7284 | -293.0429 | -328.9815 | -389.7898 | -456.1326 | 1
| 60395001 | 11421.6487 | 27568.0928 | -16146.4442 | 0 |  | -18903.2534 | -13389.6349 | -15004.2793 | -17288.609 | -20045.4183 | 1
| 60395002 | 55026.6928 | 69436.7451 | -14410.0523 | 0 |  | -21353.7268 | -7466.3778 | -8907.383 | -19912.7216 | -26856.3961 | 1
| 60395016 | 10118.4857 | 23005.6068 | -12887.121 | 0 |  | -15187.6817 | -10586.5603 | -11875.2725 | -13898.9696 | -16199.5303 | 1
| 60395018 | 17048.0484 | 32645.1657 | -15597.1173 | 0 |  | -18861.6338 | -12332.6007 | -13892.3124 | -17301.9221 | -20566.4387 | 1
| 60395057 | 885.6072 | 3892.1473 | -3006.5402 | 0 |  | -3395.7549 | -2617.3254 | -2917.9794 | -3095.1009 | -3484.3156 | 1
| 60395058 | 342.8844 | 1674.1957 | -1331.3114 | 0 |  | -1498.7309 | -1163.8918 | -1297.0229 | -1365.5998 | -1533.0194 | 1
| 60395067 | 23557.4412 | 37674.9076 | -14117.4664 | 0 |  | -17884.9571 | -10349.9756 | -11761.7223 | -16473.2105 | -20240.7013 | 1
| 60395081 | 3440.058 | 1920.7571 | 1519.3009 | 1 |  | 1327.2252 | 1711.3766 | 1863.3067 | 1175.2951 | 983.2194 | 1
| 60395083 | 11637.3606 | 8306.0362 | 3331.3244 | 1 |  | 2500.7208 | 4161.928 | 4495.0605 | 2167.5884 | 1336.9848 | 1
| 60395084 | 8136.8414 | 5885.0016 | 2251.8398 | 1 |  | 1663.3396 | 2840.3399 | 3065.5239 | 1438.1556 | 849.6555 | 1
| 60395087 | 26828.4799 | 13093.0692 | 13735.4107 | 1 |  | 12426.1038 | 15044.7176 | 16418.2587 | 11052.5627 | 9743.2558 | 1
| 60395089 | 2562.3885 | 1894.8902 | 667.4983 | 1 |  | 478.0093 | 856.9873 | 923.7371 | 411.2594 | 221.7704 | 1
| 60395091 | 8237.5674 | 4511.8529 | 3725.7145 | 1 |  | 3274.5292 | 4176.8998 | 4549.4712 | 2901.9577 | 2450.7725 | 1
| 60395101 | 40687.4548 | 19590.0714 | 21097.3835 | 1 |  | 19138.3763 | 23056.3906 | 25166.1289 | 17028.638 | 15069.6308 | 1
| 60395104 | 33506.9433 | 16546.5794 | 16960.3639 | 1 |  | 15305.7059 | 18615.0218 | 20311.0582 | 13609.6695 | 11955.0116 | 1
| 60395106 | 101088.0504 | 43887.9239 | 57200.1266 | 1 |  | 52811.3342 | 61588.919 | 67308.9316 | 47091.3215 | 42702.5291 | 1
| 60395108 | 21438.7557 | 11115.625 | 10323.1307 | 1 |  | 9211.5682 | 11434.6932 | 12467.0062 | 8179.2551 | 7067.6926 | 1
| 60395116 | 11060.8386 | 5836.5699 | 5224.2687 | 1 |  | 4640.6117 | 5807.9257 | 6330.3526 | 4118.1848 | 3534.5278 | 1
| 60395117 | 14673.7934 | 7774.9386 | 6898.8549 | 1 |  | 6121.361 | 7676.3487 | 8366.2342 | 5431.4755 | 4653.9817 | 1
| 60395124 | 25929.6155 | 12532.8025 | 13396.813 | 1 |  | 12143.5327 | 14650.0932 | 15989.7745 | 10803.8514 | 9550.5712 | 1
| 60395125 | 2974.884 | 1527.2496 | 1447.6345 | 1 |  | 1294.9095 | 1600.3594 | 1745.1229 | 1150.1461 | 997.4211 | 1
| 60395130 | 10894.0749 | 5648.8971 | 5245.1778 | 1 |  | 4680.2881 | 5810.0675 | 6334.5853 | 4155.7703 | 3590.8806 | 1
| 60395131 | 139336.2796 | 56431.1832 | 82905.0964 | 1 |  | 77261.9781 | 88548.2147 | 96838.7244 | 68971.4684 | 63328.3501 | 1
| 60395136 | 29500.6789 | 14708.9267 | 14791.7522 | 1 |  | 13320.8595 | 16262.6448 | 17741.8201 | 11841.6843 | 10370.7916 | 1
| 60395138 | 1658.4406 | 872.3209 | 786.1197 | 1 |  | 698.8876 | 873.3518 | 951.9637 | 620.2756 | 533.0435 | 1
| 60395139 | 23662.48 | 11724.8737 | 11937.6062 | 1 |  | 10765.1189 | 13110.0936 | 14303.8542 | 9571.3582 | 8398.8709 | 1
| 60395141 | 1839.2816 | 1329.1199 | 510.1617 | 1 |  | 377.2497 | 643.0737 | 694.0899 | 326.2336 | 193.3216 | 1
| 60395142 | 8575.3986 | 6036.3507 | 2539.0479 | 1 |  | 1935.4129 | 3142.683 | 3396.5878 | 1681.5081 | 1077.873 | 1
| 60395146 | 9851.4406 | 5171.1844 | 4680.2561 | 1 |  | 4163.1377 | 5197.3746 | 5665.4002 | 3695.1121 | 3177.9936 | 1
| 60395148 | 48612.928 | 23622.0102 | 24990.9179 | 1 |  | 22628.7168 | 27353.1189 | 29852.2107 | 20129.6251 | 17767.424 | 1
| 60395154 | 5827.0923 | 9161.2959 | -3334.2036 | 0 |  | -4250.3332 | -2418.074 | -2751.4944 | -3916.9129 | -4833.0425 | 1
| 60395161 | 15732.8818 | 10856.9557 | 4875.9261 | 1 |  | 3790.2305 | 5961.6216 | 6449.2142 | 3302.6379 | 2216.9423 | 1
| 60395163 | 8196.6253 | 5468.9293 | 2727.696 | 1 |  | 2180.8031 | 3274.5889 | 3547.3585 | 1908.0335 | 1361.1405 | 1
| 60395169 | 27217.54 | 18942.8478 | 8274.6923 | 1 |  | 6380.4075 | 10168.9771 | 10996.4463 | 5552.9383 | 3658.6535 | 1
| 60395176 | 38737.4131 | 25317.67 | 13419.7432 | 1 |  | 10887.9762 | 15951.5102 | 17293.4845 | 9546.0018 | 7014.2349 | 1
| 60395181 | 34523.8349 | 23341.8768 | 11181.9581 | 1 |  | 8847.7704 | 13516.1458 | 14634.3416 | 7729.5746 | 5395.3869 | 1
| 60395182 | 12989.363 | 8360.5218 | 4628.8411 | 1 |  | 3792.789 | 5464.8933 | 5927.7774 | 3329.9048 | 2493.8527 | 1
| 60395184 | 27454.108 | 16899.9107 | 10554.1973 | 1 |  | 8864.2063 | 12244.1884 | 13299.6081 | 7808.7865 | 6118.7955 | 1
| 60395185 | 8541.6667 | 5608.7208 | 2932.9459 | 1 |  | 2372.0738 | 3493.818 | 3787.1126 | 2078.7793 | 1517.9072 | 1
| 60395189 | 59825.2329 | 34936.3152 | 24888.9177 | 1 |  | 21395.2862 | 28382.5493 | 30871.441 | 18906.3944 | 15412.7629 | 1
| 60395190 | 62833.0519 | 36376.6078 | 26456.4441 | 1 |  | 22818.7833 | 30094.1049 | 32739.7493 | 20173.1389 | 16535.4781 | 1
| 60395192 | 27377.9866 | 19041.9126 | 8336.074 | 1 |  | 6431.8828 | 10240.2653 | 11073.8727 | 5598.2754 | 3694.0841 | 1
| 60395193 | 58139.5401 | 36266.5358 | 21873.0043 | 1 |  | 18246.3507 | 25499.6579 | 27686.9583 | 16059.0503 | 12432.3967 | 1
| 60395194 | 4421.6974 | 3433.1469 | 988.5505 | 1 |  | 645.2358 | 1331.8652 | 1430.7202 | 546.3807 | 203.066 | 1
| 60395195 | 70881.7832 | 42599.5306 | 28282.2525 | 1 |  | 24022.2995 | 32542.2056 | 35370.4309 | 21194.0742 | 16934.1212 | 1
| 60395198 | 49671.3082 | 29411.2491 | 20260.0591 | 1 |  | 17318.9341 | 23201.184 | 25227.1899 | 15292.9282 | 12351.8033 | 1
| 60395199 | 15094.4724 | 8345.6621 | 6748.8103 | 1 |  | 5914.2441 | 7583.3765 | 8258.2575 | 5239.363 | 4404.7968 | 1
| 60395234 | 573755.2845 | 215366.9539 | 358388.3307 | 1 |  | 336851.6353 | 379925.026 | 415763.8591 | 301012.8022 | 279476.1068 | 1
| 60395276 | 8366.2397 | 6754.6887 | 1611.551 | 1 |  | 936.0822 | 2287.0199 | 2448.175 | 774.9271 | 99.4582 | 1
| 60395278 | 6183.4561 | 42486.1303 | -36302.6742 | 0 |  | -40551.2872 | -32054.0612 | -35684.3286 | -36921.0198 | -41169.6328 | 1
| 60395370 | 53341.6824 | 48301.8127 | 5039.8697 | 1 |  | 209.6884 | 9870.0509 | 10374.0379 | -294.2986 | -5124.4798 | 0
| 60395392 | 440.0912 | 744.6374 | -304.5462 | 0 |  | -379.0099 | -230.0824 | -260.537 | -348.5553 | -423.019 | 1
| 60395393 | 6682.0114 | 9765.5914 | -3083.58 | 0 |  | -4060.1392 | -2107.0209 | -2415.3789 | -3751.7812 | -4728.3403 | 1
| 60395400 | 7890.7185 | 6406.1168 | 1484.6016 | 1 |  | 843.99 | 2125.2133 | 2273.6735 | 695.5298 | 54.9181 | 1
| 60395402 | 69632.928 | 57438.8927 | 12194.0352 | 1 |  | 6450.146 | 17937.9245 | 19157.328 | 5230.7424 | -513.1468 | 0
| 60395420 | 400971.4259 | 170808.1409 | 230163.285 | 1 |  | 213082.4709 | 247244.0991 | 270260.4276 | 190066.1424 | 172985.3283 | 1
| 60395421 | 63458.3678 | 47518.0998 | 15940.268 | 1 |  | 11188.4581 | 20692.078 | 22286.1048 | 9594.4312 | 4842.6213 | 1
| 60395434 | 24133.5653 | 29537.832 | -5404.2667 | 0 |  | -8358.0499 | -2450.4835 | -2990.9102 | -7817.6232 | -10771.4064 | 1
| 60395438 | 99772.7112 | 73068.0217 | 26704.6895 | 1 |  | 19397.8873 | 34011.4916 | 36681.9606 | 16727.4184 | 9420.6162 | 1
| 60395467 | 65799.9183 | 56414.122 | 9385.7962 | 1 |  | 3744.384 | 15027.2085 | 15965.7881 | 2805.8044 | -2835.6078 | 0
| 60395471 | 13633.8922 | 19009.9917 | -5376.0995 | 0 |  | -7277.0987 | -3475.1003 | -4012.7103 | -6739.4887 | -8640.4879 | 1
| 60395534 | 2698.149 | 4386.9212 | -1688.7722 | 0 |  | -2127.4643 | -1250.0801 | -1418.9573 | -1958.5871 | -2397.2792 | 1
| 60395579 | 41214.867 | 51848.3338 | -10633.4668 | 0 |  | -15818.3002 | -5448.6334 | -6511.9801 | -14754.9535 | -19939.7869 | 1
| 60395580 | 7568.3049 | 12136.5432 | -4568.2382 | 0 |  | -5781.8925 | -3354.5839 | -3811.4077 | -5325.0687 | -6538.723 | 1
| 60395588 | 1476.8707 | 3774.9206 | -2298.05 | 0 |  | -2675.542 | -1920.5579 | -2150.3629 | -2445.737 | -2823.2291 | 1
| 60395592 | 59802.0236 | 57872.5766 | 1929.447 | 1 |  | -3857.8106 | 7716.7047 | 7909.6494 | -4050.7553 | -9838.013 | 0
| 60395593 | 4197.2164 | 7393.5389 | -3196.3225 | 0 |  | -3935.6764 | -2456.9686 | -2776.6009 | -3616.0442 | -4355.398 | 1
| 60395597 | 1012.7664 | 1979.0953 | -966.3289 | 0 |  | -1164.2384 | -768.4193 | -865.0522 | -1067.6055 | -1265.515 | 1
| 60395598 | 19071.7311 | 25327.0261 | -6255.295 | 0 |  | -8787.9976 | -3722.5924 | -4348.1219 | -8162.4681 | -10695.1707 | 1
| 60395605 | 686.2415 | 1343.4293 | -657.1878 | 0 |  | -791.5307 | -522.8448 | -588.5636 | -725.8119 | -860.1548 | 1
| 60395615 | 10604.5128 | 17520.1666 | -6915.6538 | 0 |  | -8667.6705 | -5163.6372 | -5855.2025 | -7976.1051 | -9728.1218 | 1
| 60395618 | 1919.3558 | 3592.201 | -1672.8452 | 0 |  | -2032.0653 | -1313.6251 | -1480.9096 | -1864.7808 | -2224.0009 | 1
| 60395629 | 6614.9529 | 11951.0718 | -5336.1188 | 0 |  | -6531.226 | -4141.0117 | -4674.6235 | -5997.6141 | -7192.7213 | 1
| 60395631 | 2378.1484 | 4383.0686 | -2004.9202 | 0 |  | -2443.2271 | -1566.6134 | -1767.1054 | -2242.7351 | -2681.0419 | 1
| 60395632 | 28297.7136 | 33440.4362 | -5142.7226 | 0 |  | -8486.7662 | -1798.679 | -2312.9513 | -7972.494 | -11316.5376 | 1
| 60395634 | 50629.9984 | 50783.9372 | -153.9388 | 0 |  | -5232.3325 | 4924.4549 | 4909.061 | -5216.9387 | -10295.3324 | 1
| 60395642 | 13867.8511 | 21065.5871 | -7197.736 | 0 |  | -9304.2947 | -5091.1772 | -5810.9508 | -8584.5211 | -10691.0798 | 1
| 60395648 | 940.3937 | 1738.0375 | -797.6438 | 0 |  | -971.4476 | -623.8401 | -703.6045 | -891.6832 | -1065.487 | 1
| 60395650 | 19772.2888 | 27251.0854 | -7478.7966 | 0 |  | -10203.9051 | -4753.688 | -5501.5677 | -9456.0254 | -12181.134 | 1
| 60395655 | 13599.6994 | 21086.5007 | -7486.8013 | 0 |  | -9595.4514 | -5378.1513 | -6126.8314 | -8846.7713 | -10955.4213 | 1
| 60395656 | 284.078 | 451.2954 | -167.2173 | 0 |  | -212.3469 | -122.0878 | -138.8095 | -195.6251 | -240.7547 | 1
| 60395662 | 7691.3866 | 12094.7158 | -4403.3292 | 0 |  | -5612.8008 | -3193.8576 | -3634.1905 | -5172.4678 | -6381.9394 | 1
| 60395702 | 662.3393 | 5405.6379 | -4743.2986 | 0 |  | -5283.8624 | -4202.7348 | -4677.0647 | -4809.5326 | -5350.0963 | 1
| 60395703 | 12126.5685 | 37056.8531 | -24930.2845 | 0 |  | -28635.9699 | -21224.5992 | -23717.6277 | -26142.9414 | -29848.6267 | 1
| 60395705 | 95806.13 | 218368.4562 | -122562.3262 | 0 |  | -144399.1719 | -100725.4806 | -112981.7132 | -132142.9392 | -153979.7849 | 1
| 60395737 | 218883.6821 | 163114.1053 | 55769.5768 | 1 |  | 39458.1662 | 72080.9873 | 77657.945 | 33881.2086 | 17569.798 | 1
| 60395784 | 837.8249 | 4613.1192 | -3775.2943 | 0 |  | -4236.6062 | -3313.9824 | -3691.5118 | -3859.0768 | -4320.3887 | 1
| 60395785 | 3065.7691 | 11997.8524 | -8932.0833 | 0 |  | -10131.8685 | -7732.298 | -8625.5063 | -9238.6602 | -10438.4454 | 1
| 60395864 | 27185.0215 | 53434.4719 | -26249.4505 | 0 |  | -31592.8977 | -20906.0033 | -23530.9483 | -28967.9526 | -34311.3998 | 1
| 60395865 | 4926.605 | 19581.2656 | -14654.6606 | 0 |  | -16612.7872 | -12696.5341 | -14162.0001 | -15147.3211 | -17105.4477 | 1
| 60395866 | 5531.7594 | 21051.828 | -15520.0686 | 0 |  | -17625.2514 | -13414.8858 | -14966.8927 | -16073.2446 | -18178.4274 | 1
| 60395870 | 2716.2625 | 10641.2145 | -7924.952 | 0 |  | -8989.0735 | -6860.8306 | -7653.3258 | -8196.5783 | -9260.6997 | 1
| 60395871 | 3054.2877 | 11537.7513 | -8483.4636 | 0 |  | -9637.2387 | -7329.6884 | -8178.0348 | -8788.8923 | -9942.6675 | 1
| 60395894 | 501.7781 | 2778.2183 | -2276.4402 | 0 |  | -2554.262 | -1998.6184 | -2226.2624 | -2326.618 | -2604.4399 | 1
| 60395895 | 56703.8832 | 87107.7105 | -30403.8272 | 0 |  | -39114.5983 | -21693.0562 | -24733.4389 | -36074.2156 | -44784.9866 | 1
| 60395896 | 105.9594 | 1117.7816 | -1011.8222 | 0 |  | -1123.6003 | -900.044 | -1001.2262 | -1022.4181 | -1134.1963 | 1
| 60395906 | 16133.6721 | 33949.5194 | -17815.8472 | 0 |  | -21210.7992 | -14420.8953 | -16202.48 | -19429.2144 | -22824.1664 | 1
| 60396026 | 149478.4862 | 145404.6148 | 4073.8714 | 1 |  | -10466.5901 | 18614.3329 | 19021.72 | -10873.9772 | -25414.4387 | 0
| 60396027 | 608.2581 | 5057.2599 | -4449.0018 | 0 |  | -4954.7278 | -3943.2758 | -4388.176 | -4509.8276 | -5015.5536 | 1
| 60396028 | 11081.811 | 35173.5204 | -24091.7095 | 0 |  | -27609.0615 | -20574.3574 | -22983.5284 | -25199.8906 | -28717.2426 | 1
| 60396036 | 10084.0047 | 26841.6174 | -16757.6127 | 0 |  | -19441.7744 | -14073.451 | -15749.2122 | -17766.0132 | -20450.1749 | 1
| 60396060 | 114891.0659 | 109864.5544 | 5026.5115 | 1 |  | -5959.9439 | 16012.967 | 16515.6181 | -6462.5951 | -17449.0505 | 0
| 60396208 | 5646.6863 | 12933.6634 | -7286.9771 | 0 |  | -8580.3435 | -5993.6108 | -6722.3085 | -7851.6458 | -9145.0121 | 1
| 60396242 | 20218.6448 | 45186.7739 | -24968.1291 | 0 |  | -29486.8065 | -20449.4518 | -22946.2647 | -26989.9936 | -31508.671 | 1
| 60396281 | 7453.2811 | 21349.0226 | -13895.7414 | 0 |  | -16030.6437 | -11760.8392 | -13150.4133 | -14641.0695 | -16775.9718 | 1
| 60396308 | 50218.9832 | 156296.6309 | -106077.6477 | 0 |  | -121707.3108 | -90447.9846 | -101055.7494 | -111099.546 | -126729.2091 | 1
| 60396367 | 254.7197 | 2138.6997 | -1883.98 | 0 |  | -2097.85 | -1670.1101 | -1858.5081 | -1909.452 | -2123.322 | 1
| 60396435 | 13948.2594 | 79361.5104 | -65413.251 | 0 |  | -73349.402 | -57477.1 | -64018.4251 | -66808.0769 | -74744.228 | 1
| 60400264 | 1540.848 | 7508.0139 | -5967.1658 | 0 |  | -6717.9672 | -5216.3644 | -5813.081 | -6121.2506 | -6872.052 | 1
| 60400265 | 5741.3509 | 19407.9021 | -13666.5513 | 0 |  | -15607.3415 | -11725.761 | -13092.4162 | -14240.6863 | -16181.4766 | 1
| 60400267 | 1339.116 | 4937.2814 | -3598.1654 | 0 |  | -4091.8935 | -3104.4373 | -3464.2538 | -3732.077 | -4225.8051 | 1
| 60400268 | 15776.3389 | 34977.0419 | -19200.703 | 0 |  | -22698.4072 | -15702.9988 | -17623.0691 | -20778.3369 | -24276.0411 | 1
| 60400269 | 2385.5948 | 9830.5339 | -7444.9391 | 0 |  | -8427.9925 | -6461.8857 | -7206.3796 | -7683.4986 | -8666.552 | 1
| 60400270 | 7030.3056 | 15606.5642 | -8576.2586 | 0 |  | -10136.915 | -7015.6022 | -7873.2281 | -9279.2892 | -10839.9456 | 1
| 60400275 | 1275.4561 | 3311.3058 | -2035.8497 | 0 |  | -2366.9803 | -1704.7192 | -1908.3041 | -2163.3953 | -2494.5259 | 1
| 60400276 | 154656.22 | 113685.1549 | 40971.0651 | 1 |  | 29602.5496 | 52339.5806 | 56436.6871 | 25505.4431 | 14136.9276 | 1
| 60400277 | 23768.5975 | 39474.0351 | -15705.4375 | 0 |  | -19652.8411 | -11758.034 | -13328.5778 | -18082.2973 | -22029.7008 | 1
| 60400278 | 2799.4396 | 9471.1487 | -6671.7091 | 0 |  | -7618.824 | -5724.5942 | -6391.7651 | -6951.6531 | -7898.7679 | 1
| 60400279 | 373.1279 | 1400.6667 | -1027.5388 | 0 |  | -1167.6055 | -887.4722 | -990.226 | -1064.8516 | -1204.9183 | 1
| 60400280 | 7232.969 | 15981.9099 | -8748.9409 | 0 |  | -10347.1319 | -7150.7499 | -8025.644 | -9472.2378 | -11070.4288 | 1
| 60400283 | 2840.4823 | 8635.4556 | -5794.9733 | 0 |  | -6658.5189 | -4931.4278 | -5510.9251 | -6079.0215 | -6942.5671 | 1
| 60400284 | 243.5626 | 1016.0553 | -772.4926 | 0 |  | -874.0982 | -670.8871 | -748.1364 | -796.8489 | -898.4544 | 1
| 60400285 | 390.3823 | 2177.7753 | -1787.393 | 0 |  | -2005.1705 | -1569.6155 | -1748.3548 | -1826.4312 | -2044.2088 | 1
| 60400286 | 4205.3689 | 14810.7434 | -10605.3744 | 0 |  | -12086.4488 | -9124.3001 | -10184.8376 | -11025.9113 | -12506.9857 | 1
| 60400287 | 3453.1766 | 12885.5834 | -9432.4068 | 0 |  | -10720.9651 | -8143.8484 | -9087.0891 | -9777.7244 | -11066.2828 | 1
| 60400290 | 8357.2418 | 31686.4382 | -23329.1965 | 0 |  | -26497.8403 | -20160.5526 | -22493.4723 | -24164.9206 | -27333.5645 | 1
| 60400291 | 1346.1268 | 9131.0261 | -7784.8993 | 0 |  | -8698.0019 | -6871.7967 | -7650.2867 | -7919.512 | -8832.6146 | 1
| 60400299 | 2504.4709 | 7288.4201 | -4783.9492 | 0 |  | -5512.7912 | -4055.1072 | -4533.5021 | -5034.3963 | -5763.2383 | 1
| 60400305 | 5488.0338 | 18831.1246 | -13343.0909 | 0 |  | -15226.2033 | -11459.9784 | -12794.2875 | -13891.8943 | -15775.0067 | 1
| 60400312 | 5499.5105 | 13190.4829 | -7690.9724 | 0 |  | -9010.0207 | -6371.9241 | -7141.0214 | -8240.9235 | -9559.9718 | 1
| 60400313 | 3859.4845 | 10192.6709 | -6333.1864 | 0 |  | -7352.4535 | -5313.9193 | -5947.2379 | -6719.1348 | -7738.4019 | 1
| 60400314 | 317825.8359 | 164942.9522 | 152882.8836 | 1 |  | 136388.5884 | 169377.1788 | 184665.4672 | 121100.3 | 104606.0048 | 1
| 60400321 | 9793.1861 | 19623.093 | -9829.9068 | 0 |  | -11792.2161 | -7867.5975 | -8850.5882 | -10809.2254 | -12771.5347 | 1
| 60400322 | 134238.0589 | 104657.5965 | 29580.4623 | 1 |  | 19114.7027 | 40046.222 | 43004.2682 | 16156.6564 | 5690.8968 | 1
| 60400325 | 3173.4433 | 10355.0272 | -7181.5839 | 0 |  | -8217.0866 | -6146.0812 | -6864.2396 | -7498.9282 | -8534.4309 | 1
| 60400326 | 794.6338 | 4075.4173 | -3280.7835 | 0 |  | -3688.3252 | -2873.2418 | -3201.3201 | -3360.2469 | -3767.7886 | 1
| 60400329 | 26009.5146 | 42161.4439 | -16151.9294 | 0 |  | -20368.0738 | -11935.785 | -13550.9779 | -18752.8808 | -22969.0252 | 1
| 60400330 | 414.8361 | 1900.9441 | -1486.1081 | 0 |  | -1676.2025 | -1296.0137 | -1444.6245 | -1527.5917 | -1717.6861 | 1
| 60400331 | 5618.3766 | 15658.8484 | -10040.4718 | 0 |  | -11606.3567 | -8474.587 | -9478.6342 | -10602.3095 | -12168.1943 | 1
| 60400332 | 754064.7127 | 262108.4954 | 491956.2174 | 1 |  | 465745.3678 | 518167.0669 | 567362.6886 | 416549.7461 | 390338.8966 | 1
| 60400334 | 1243.8342 | 4981.3102 | -3737.476 | 0 |  | -4235.607 | -3239.3449 | -3613.0925 | -3861.8594 | -4359.9904 | 1
| 60400335 | 6313.3675 | 14541.0669 | -8227.6993 | 0 |  | -9681.806 | -6773.5926 | -7596.3626 | -8859.0361 | -10313.1428 | 1
| 60400342 | 127331.9615 | 102854.0662 | 24477.8954 | 1 |  | 14192.4888 | 34763.302 | 37211.0915 | 11744.6992 | 1459.2926 | 1
| 60400344 | 2969.9031 | 11557.0139 | -8587.1107 | 0 |  | -9742.8121 | -7431.4094 | -8290.1204 | -8884.1011 | -10039.8024 | 1
| 60400349 | 972.6213 | 3525.0571 | -2552.4358 | 0 |  | -2904.9415 | -2199.9301 | -2455.1737 | -2649.6979 | -3002.2037 | 1
| 60400350 | 16239.708 | 37473.4757 | -21233.7678 | 0 |  | -24981.1153 | -17486.4202 | -19609.797 | -22857.7386 | -26605.0861 | 1
| 60400356 | 3420.9711 | 11071.5962 | -7650.6251 | 0 |  | -8757.7847 | -6543.4654 | -7308.5279 | -7992.7222 | -9099.8818 | 1
| 60400357 | 10563.8581 | 24011.1149 | -13447.2568 | 0 |  | -15848.3683 | -11046.1453 | -12390.871 | -14503.6426 | -16904.7541 | 1
| 60400361 | 61675.0437 | 81610.7128 | -19935.6691 | 0 |  | -28096.7403 | -11774.5978 | -13768.1647 | -26103.1734 | -34264.2447 | 1
| 60400373 | 3795.8536 | 11809.6292 | -8013.7756 | 0 |  | -9194.7385 | -6832.8127 | -7634.1903 | -8393.361 | -9574.3239 | 1
| 60400376 | 4992.5477 | 14504.7431 | -9512.1954 | 0 |  | -10962.6697 | -8061.721 | -9012.9406 | -10011.4501 | -11461.9244 | 1
| 60400378 | 3957.4638 | 15062.258 | -11104.7942 | 0 |  | -12611.02 | -9598.5684 | -10709.0478 | -11500.5406 | -13006.7664 | 1
| 60400379 | 1407.4222 | 6991.776 | -5584.3538 | 0 |  | -6283.5314 | -4885.1762 | -5443.6116 | -5725.0961 | -6424.2736 | 1
| 60400409 | 1341.3142 | 3073.2629 | -1731.9487 | 0 |  | -2039.275 | -1424.6224 | -1597.8173 | -1866.0801 | -2173.4064 | 1
| 60400417 | 400.3198 | 1479.7192 | -1079.3994 | 0 |  | -1227.3713 | -931.4275 | -1039.3674 | -1119.4314 | -1267.4033 | 1
| 60400418 | 2018.7702 | 5968.8176 | -3950.0474 | 0 |  | -4546.9292 | -3353.1657 | -3748.1704 | -4151.9244 | -4748.8062 | 1
| 60400426 | 133476.5356 | 104996.6184 | 28479.9172 | 1 |  | 17980.2553 | 38979.579 | 41827.5707 | 15132.2636 | 4632.6018 | 1
| 60400435 | 5854.0729 | 23232.3552 | -17378.2823 | 0 |  | -19701.5178 | -15055.0468 | -16792.875 | -17963.6896 | -20286.9251 | 1
| 60400436 | 639817.1411 | 221095.6532 | 418721.4879 | 1 |  | 396611.9226 | 440831.0532 | 482703.202 | 354739.7738 | 332630.2085 | 1
| 60400437 | 4041.2859 | 13087.0152 | -9045.7293 | 0 |  | -10354.4309 | -7737.0278 | -8641.6008 | -9449.8579 | -10758.5595 | 1
| 60400457 | 156785.0691 | 135669.8435 | 21115.2256 | 1 |  | 7548.2412 | 34682.2099 | 36793.7325 | 5436.7187 | -8130.2657 | 0
| 60400474 | 4096.6548 | 17412.8464 | -13316.1916 | 0 |  | -15057.4762 | -11574.9069 | -12906.5261 | -13725.8571 | -15467.1417 | 1
| 60400475 | 31516.1979 | 59634.8299 | -28118.6321 | 0 |  | -34082.1151 | -22155.1491 | -24967.0123 | -31270.2519 | -37233.7349 | 1
| 60400476 | 5506.9826 | 21106.3137 | -15599.3311 | 0 |  | -17709.9625 | -13488.6998 | -15048.6329 | -16150.0294 | -18260.6608 | 1
| 60400479 | 1074.5277 | 6684.1246 | -5609.5969 | 0 |  | -6278.0094 | -4941.1845 | -5502.1441 | -5717.0497 | -6385.4622 | 1
| 60400480 | 4446.9715 | 18378.1782 | -13931.2067 | 0 |  | -15769.0245 | -12093.3889 | -13486.5096 | -14375.9039 | -16213.7217 | 1
| 60400481 | 2064.9186 | 6962.6069 | -4897.6884 | 0 |  | -5593.949 | -4201.4277 | -4691.1965 | -5104.1802 | -5800.4409 | 1
| 60400484 | 201721.1798 | 132518.481 | 69202.6988 | 1 |  | 55950.8507 | 82454.5469 | 89374.8168 | 49030.5808 | 35778.7327 | 1
| 60400485 | 10901.0982 | 32233.4963 | -21332.3981 | 0 |  | -24555.7477 | -18109.0485 | -20242.2883 | -22422.5079 | -25645.8575 | 1
| 60400487 | 442812.9026 | 182606.2125 | 260206.69 | 1 |  | 241946.0688 | 278467.3113 | 304487.9803 | 215925.3998 | 197664.7785 | 1
| 60400489 | 25623.5417 | 43033.7648 | -17410.2232 | 0 |  | -21713.5996 | -13106.8467 | -14847.869 | -19972.5773 | -24275.9538 | 1
| 60400491 | 19522.5479 | 36696.3671 | -17173.8192 | 0 |  | -20843.4559 | -13504.1825 | -15221.5644 | -19126.074 | -22795.7107 | 1
| 60400500 | 255.6623 | 1412.7746 | -1157.1124 | 0 |  | -1298.3898 | -1015.8349 | -1131.5461 | -1182.6786 | -1323.9561 | 1
| 60400501 | 4361.3904 | 14098.0269 | -9736.6365 | 0 |  | -11146.4392 | -8326.8338 | -9300.4974 | -10172.7755 | -11582.5782 | 1
| 60400521 | 35108.3078 | 50266.5986 | -15158.2908 | 0 |  | -20184.9507 | -10131.6309 | -11647.46 | -18669.1216 | -23695.7814 | 1
| 60400530 | 99629.5297 | 82581.5482 | 17047.9815 | 1 |  | 8789.8267 | 25306.1364 | 27010.9345 | 7085.0286 | -1173.1262 | 0
| 60400531 | 21734.2164 | 34806.4302 | -13072.2138 | 0 |  | -16552.8568 | -9591.5708 | -10898.7922 | -15245.6354 | -18726.2785 | 1
| 60400538 | 96941.7253 | 88359.7799 | 8581.9454 | 1 |  | -254.0326 | 17417.9234 | 18276.1179 | -1112.2271 | -9948.2051 | 0
| 60400541 | 6095.2535 | 15517.4059 | -9422.1524 | 0 |  | -10973.893 | -7870.4118 | -8812.627 | -10031.6777 | -11583.4183 | 1
| 60400556 | 6822.6084 | 18613.182 | -11790.5736 | 0 |  | -13651.8918 | -9929.2554 | -11108.3127 | -12472.8344 | -14334.1526 | 1
| 60400564 | 22257.5605 | 38611.0703 | -16353.5098 | 0 |  | -20214.6168 | -12492.4027 | -14127.7537 | -18579.2658 | -22440.3728 | 1
| 60400571 | 842590.1951 | 279054.086 | 563536.1092 | 1 |  | 535630.7006 | 591441.5178 | 647795.1287 | 479277.0897 | 451371.6811 | 1
| 60400572 | 282.6113 | 1549.8143 | -1267.203 | 0 |  | -1422.1844 | -1112.2216 | -1238.9419 | -1295.4641 | -1450.4456 | 1
| 60400573 | 10654.0684 | 25238.9685 | -14584.9 | 0 |  | -17108.7969 | -12061.0032 | -13519.4932 | -15650.3069 | -18174.2037 | 1
| 60400582 | 8284.8277 | 27274.7508 | -18989.9231 | 0 |  | -21717.3982 | -16262.4481 | -18161.4404 | -19818.4059 | -22545.881 | 1
| 60400605 | 169.438 | 1368.1955 | -1198.7574 | 0 |  | -1335.577 | -1061.9379 | -1181.8136 | -1215.7013 | -1352.5208 | 1
| 60400606 | 3192.9078 | 14735.8944 | -11542.9866 | 0 |  | -13016.5761 | -10069.3972 | -11223.6959 | -11862.2774 | -13335.8668 | 1
| 60400630 | 15744.3565 | 22440.6754 | -6696.3188 | 0 |  | -8940.3864 | -4452.2513 | -5121.8832 | -8270.7545 | -10514.822 | 1
| 60400631 | 12407.3624 | 27920.3234 | -15512.961 | 0 |  | -18304.9933 | -12720.9286 | -14272.2247 | -16753.6972 | -19545.7295 | 1
| 60400636 | 5183.7274 | 13547.1163 | -8363.3889 | 0 |  | -9718.1006 | -7008.6773 | -7845.0162 | -8881.7617 | -10236.4733 | 1
| 60400642 | 235284.9016 | 169344.7331 | 65940.1685 | 1 |  | 49005.6952 | 82874.6418 | 89468.6587 | 42411.6783 | 25477.205 | 1
| 60400644 | 136853.1795 | 103724.1856 | 33128.9938 | 1 |  | 22756.5753 | 43501.4124 | 46814.3118 | 19443.6759 | 9071.2573 | 1
| 60400647 | 2336.8731 | 9203.1233 | -6866.2502 | 0 |  | -7786.5625 | -5945.9379 | -6632.5629 | -7099.9375 | -8020.2498 | 1
| 60400648 | 8228.9096 | 21760.692 | -13531.7824 | 0 |  | -15707.8516 | -11355.7132 | -12708.8914 | -14354.6733 | -16530.7425 | 1
| 60400679 | 110619.2354 | 97202.4173 | 13416.8181 | 1 |  | 3696.5764 | 23137.0599 | 24478.7417 | 2354.8946 | -7365.3471 | 0
| 60400687 | 8468.2854 | 29209.2669 | -20740.9816 | 0 |  | -23661.9083 | -17820.0549 | -19894.153 | -21587.8101 | -24508.7368 | 1
| 60400697 | 8407.1509 | 27896.1075 | -19488.9566 | 0 |  | -22278.5674 | -16699.3459 | -18648.2415 | -20329.6717 | -23119.2824 | 1
| 60400698 | 720.2248 | 3034.1358 | -2313.911 | 0 |  | -2617.3246 | -2010.4975 | -2241.8886 | -2385.9335 | -2689.3471 | 1
| 60400701 | 3063.8472 | 7272.3495 | -4208.5024 | 0 |  | -4935.7373 | -3481.2674 | -3902.1177 | -4514.8871 | -5242.1221 | 1
| 60400727 | 2128.4829 | 7469.4886 | -5341.0058 | 0 |  | -6087.9547 | -4594.0569 | -5128.1575 | -5553.8541 | -6300.8029 | 1
| 60400732 | 5882.0235 | 23302.2509 | -17420.2274 | 0 |  | -19750.4525 | -15090.0023 | -16832.0251 | -18008.4298 | -20338.6548 | 1
| 60400733 | 9680.232 | 31677.6325 | -21997.4004 | 0 |  | -25165.1637 | -18829.6372 | -21029.3772 | -22965.4236 | -26133.1869 | 1
| 60400740 | 242326.1337 | 133052.3304 | 109273.8033 | 1 |  | 95968.5702 | 122579.0363 | 133506.4166 | 85041.1899 | 71735.9569 | 1
| 60400772 | 1250768.7396 | 339993.8199 | 910774.9197 | 1 |  | 876775.5377 | 944774.3017 | 1035851.7936 | 785698.0457 | 751698.6637 | 1
| 60400776 | 54275.7717 | 65455.9898 | -11180.2181 | 0 |  | -17725.8171 | -4634.6191 | -5752.6409 | -16607.7953 | -23153.3943 | 1
| 60400783 | 26108.0159 | 53632.0512 | -27524.0354 | 0 |  | -32887.2405 | -22160.8302 | -24913.2338 | -30134.837 | -35498.0421 | 1
| 60400789 | 161.5368 | 1308.7566 | -1147.2197 | 0 |  | -1278.0954 | -1016.3441 | -1131.066 | -1163.3734 | -1294.2491 | 1
| 60400792 | 389608.7177 | 228768.2248 | 160840.493 | 1 |  | 137963.6705 | 183717.3154 | 199801.3647 | 121879.6212 | 99002.7987 | 1
| 60400809 | 1239.6173 | 6965.3587 | -5725.7414 | 0 |  | -6422.2773 | -5029.2055 | -5601.7797 | -5849.7031 | -6546.239 | 1
| 60400819 | 1740.3536 | 16213.0612 | -14472.7076 | 0 |  | -16094.0137 | -12851.4014 | -14298.6722 | -14646.7429 | -16268.049 | 1
| 60400835 | 2456.0561 | 16258.1907 | -13802.1346 | 0 |  | -15427.9537 | -12176.3156 | -13556.529 | -14047.7402 | -15673.5593 | 1
| 60400838 | 227062.9946 | 343705.4134 | -116642.4188 | 0 |  | -151012.9602 | -82271.8775 | -93936.1193 | -139348.7183 | -173719.2596 | 1
| 60400856 | 16416.8573 | 30365.0444 | -13948.1871 | 0 |  | -16984.6916 | -10911.6827 | -12306.5014 | -15589.8728 | -18626.3773 | 1
| 60400862 | 55740.0896 | 72889.1547 | -17149.0651 | 0 |  | -24437.9805 | -9860.1496 | -11575.0561 | -22723.074 | -30011.9895 | 1
| 60400878 | 32664.4425 | 69041.0361 | -36376.5936 | 0 |  | -43280.6972 | -29472.49 | -33110.1493 | -39643.0378 | -46547.1415 | 1
| 60400883 | 32041.5522 | 53002.4392 | -20960.887 | 0 |  | -26261.1309 | -15660.643 | -17756.7317 | -24165.0422 | -29465.2861 | 1
| 60400893 | 1598532.0662 | 392420.032 | 1206112.0343 | 1 |  | 1166870.0311 | 1245354.0375 | 1365965.2409 | 1046258.8276 | 1007016.8244 | 1
| 60400900 | 875608.7968 | 294600.1106 | 581008.6862 | 1 |  | 551548.6752 | 610468.6973 | 668569.5659 | 493447.8066 | 463987.7955 | 1
| 60400921 | 212412.9239 | 140645.6501 | 71767.2738 | 1 |  | 57702.7088 | 85831.8388 | 93008.5662 | 50525.9814 | 36461.4164 | 1
| 60400925 | 5080.5504 | 25677.0552 | -20596.5048 | 0 |  | -23164.2103 | -18028.7993 | -20088.4498 | -21104.5599 | -23672.2654 | 1
| 60400936 | 74687.6365 | 64606.2077 | 10081.4287 | 1 |  | 3620.808 | 16542.0495 | 17550.1924 | 2612.6651 | -3847.9557 | 0
| 60400976 | 51322.1907 | 83262.3437 | -31940.153 | 0 |  | -40266.3874 | -23613.9186 | -26807.9339 | -37072.3721 | -45398.6064 | 1
| 60400977 | 195282.611 | 106106.5383 | 89176.0727 | 1 |  | 78565.4189 | 99786.7266 | 108704.3338 | 69647.8116 | 59037.1578 | 1
| 60400987 | 26414.938 | 57444.9467 | -31030.0087 | 0 |  | -36774.5033 | -25285.514 | -28388.5148 | -33671.5025 | -39415.9971 | 1
| 60401012 | 224189.8679 | 142144.2809 | 82045.587 | 1 |  | 67831.1589 | 96260.0151 | 104464.5738 | 59626.6002 | 45412.1721 | 1
| 60401033 | 3039.9546 | 18281.8652 | -15241.9106 | 0 |  | -17070.0971 | -13413.724 | -14937.9151 | -15545.906 | -17374.0925 | 1
| 60401034 | 1790.1876 | 13484.9256 | -11694.738 | 0 |  | -13043.2306 | -10346.2455 | -11515.7193 | -11873.7568 | -13222.2494 | 1
| 60401069 | 46.9252 | 637.8675 | -590.9423 | 0 |  | -654.729 | -527.1556 | -586.2498 | -595.6348 | -659.4216 | 1
| 60401071 | 97.7092 | 1404.5192 | -1306.81 | 0 |  | -1447.2619 | -1166.3581 | -1297.0391 | -1316.5809 | -1457.0329 | 1
| 60401141 | 450100.2953 | 211530.3929 | 238569.9024 | 1 |  | 217416.8631 | 259722.9417 | 283579.9319 | 193559.8729 | 172406.8336 | 1
| 60401146 | 385160.7533 | 189259.517 | 195901.2363 | 1 |  | 176975.2846 | 214827.188 | 234417.3116 | 157385.161 | 138459.2093 | 1
| 60401147 | 405919.8256 | 195459.875 | 210459.9505 | 1 |  | 190913.963 | 230005.938 | 251051.9331 | 169867.968 | 150321.9805 | 1
| 60401154 | 10540.6359 | 36308.3632 | -25767.7273 | 0 |  | -29398.5636 | -22136.891 | -24713.6637 | -26821.7909 | -30452.6272 | 1
| 60401162 | 683.5364 | 7547.0894 | -6863.553 | 0 |  | -7618.262 | -6108.8441 | -6795.1994 | -6931.9067 | -7686.6156 | 1
| 60401163 | 65122.6363 | 94128.1052 | -29005.4689 | 0 |  | -38418.2794 | -19592.6584 | -22493.2053 | -35517.7325 | -44930.543 | 1
| 60401166 | 1436.5938 | 6591.4303 | -5154.8365 | 0 |  | -5813.9795 | -4495.6934 | -5011.1771 | -5298.4959 | -5957.6389 | 1
| 60401191 | 7627.314 | 22610.4481 | -14983.1342 | 0 |  | -17244.179 | -12722.0893 | -14220.4028 | -15745.8656 | -18006.9104 | 1
| 60401232 | 19379.7769 | 41797.6558 | -22417.879 | 0 |  | -26597.6445 | -18238.1134 | -20479.9013 | -24355.8566 | -28535.6222 | 1
| 60401249 | 2049.8125 | 10506.9266 | -8457.1141 | 0 |  | -9507.8068 | -7406.4214 | -8252.1329 | -8662.0954 | -9712.788 | 1
| 60401257 | 817943.6738 | 340453.3707 | 477490.303 | 1 |  | 443444.966 | 511535.6401 | 559284.6704 | 395695.9357 | 361650.5986 | 1
| 60401258 | 2849.5513 | 14971.9989 | -12122.4476 | 0 |  | -13619.6475 | -10625.2477 | -11837.4925 | -12407.4027 | -13904.6026 | 1
| 60401263 | 7603.0109 | 24533.957 | -16930.9462 | 0 |  | -19384.3419 | -14477.5505 | -16170.6451 | -17691.2473 | -20144.643 | 1
| 60401264 | 379.4777 | 2860.5707 | -2481.093 | 0 |  | -2767.1501 | -2195.0359 | -2443.1452 | -2519.0408 | -2805.0978 | 1
| 60401265 | 107724.6526 | 79712.4244 | 28012.2282 | 1 |  | 20040.9857 | 35983.4706 | 38784.6934 | 17239.7629 | 9268.5205 | 1
| 60401273 | 48884.3175 | 81196.8419 | -32312.5244 | 0 |  | -40432.2086 | -24192.8403 | -27424.0927 | -37200.9562 | -45320.6404 | 1
| 60401282 | 11863.9486 | 21079.5974 | -9215.6487 | 0 |  | -11323.6085 | -7107.689 | -8029.2539 | -10402.0436 | -12510.0033 | 1
| 60401312 | 1216.4773 | 10184.4155 | -8967.9382 | 0 |  | -9986.3797 | -7949.4966 | -8846.2905 | -9089.5859 | -10108.0275 | 1
| 60401316 | 426624.4293 | 201413.1213 | 225211.3079 | 1 |  | 205069.9958 | 245352.6201 | 267873.7509 | 182548.865 | 162407.5529 | 1
| 60401319 | 477802.3251 | 205677.3122 | 272125.0129 | 1 |  | 251557.2817 | 292692.7441 | 319905.2454 | 224344.7804 | 203777.0492 | 1
| 60401321 | 224.5427 | 2641.1786 | -2416.6359 | 0 |  | -2680.7537 | -2152.518 | -2394.1816 | -2439.0901 | -2703.208 | 1
| 60401339 | 228.1698 | 2285.6459 | -2057.4762 | 0 |  | -2286.0407 | -1828.9116 | -2034.6592 | -2080.2931 | -2308.8577 | 1
| 60401353 | 151207.9089 | 121470 | 29737.9089 | 1 |  | 17590.9089 | 41884.9089 | 44858.6998 | 14617.118 | 2470.118 | 1
| 60401357 | 172.3108 | 2052.2932 | -1879.9824 | 0 |  | -2085.2117 | -1674.7531 | -1862.7513 | -1897.2135 | -2102.4428 | 1
| 60401358 | 1263.3832 | 8258.7052 | -6995.322 | 0 |  | -7821.1925 | -6169.4515 | -6868.9837 | -7121.6603 | -7947.5308 | 1
| 60401360 | 12864.6841 | 22051.2889 | -9186.6049 | 0 |  | -11391.7337 | -6981.476 | -7900.1364 | -10473.0733 | -12678.2021 | 1
| 60401385 | 615959.8684 | 247914.7058 | 368045.1626 | 1 |  | 343253.692 | 392836.6332 | 429641.1495 | 306449.1758 | 281657.7052 | 1
| 60401400 | 84.6636 | 1025.8714 | -941.2079 | 0 |  | -1043.795 | -838.6207 | -932.7415 | -949.6742 | -1052.2613 | 1
| 60401408 | 5563.7665 | 19794.8054 | -14231.0389 | 0 |  | -16210.5194 | -12251.5584 | -13674.6622 | -14787.4155 | -16766.8961 | 1
| 60401417 | 8446.1416 | 17410.847 | -8964.7054 | 0 |  | -10705.7901 | -7223.6207 | -8120.0912 | -9809.3195 | -11550.4042 | 1
| 60401420 | 21025.0249 | 43756.9381 | -22731.9133 | 0 |  | -27107.6071 | -18356.2194 | -20629.4108 | -24834.4157 | -29210.1096 | 1
| 60401441 | 148831.1689 | 107820.5166 | 41010.6522 | 1 |  | 30228.6006 | 51792.7039 | 55893.7691 | 26127.5354 | 15345.4837 | 1
| 60401442 | 155200.0253 | 127088.6273 | 28111.3981 | 1 |  | 15402.5354 | 40820.2608 | 43631.4006 | 12591.3955 | -117.4672 | 0
| 60401492 | 78.7842 | 1626.8648 | -1548.0806 | 0 |  | -1710.7671 | -1385.3941 | -1540.2022 | -1555.959 | -1718.6455 | 1
| 60401520 | 141064.0735 | 139800.8472 | 1263.2263 | 1 |  | -12716.8584 | 15243.311 | 15369.6336 | -12843.1811 | -26823.2658 | 0
| 60401528 | 232.5247 | 3714.381 | -3481.8563 | 0 |  | -3853.2944 | -3110.4182 | -3458.6038 | -3505.1088 | -3876.5469 | 1
| 60401554 | 107668.5714 | 200510.8458 | -92842.2744 | 0 |  | -112893.3589 | -72791.1898 | -82075.4172 | -103609.1315 | -123660.2161 | 1
| 60401608 | 1305.4883 | 7616.9852 | -6311.4969 | 0 |  | -7073.1954 | -5549.7983 | -6180.948 | -6442.0457 | -7203.7442 | 1
| 60401623 | 5186.0303 | 19699.0427 | -14513.0124 | 0 |  | -16482.9166 | -12543.1081 | -13994.4093 | -15031.6154 | -17001.5197 | 1
| 60405326 | 156911.3378 | 87794.56 | 69116.7778 | 1 |  | 60337.3218 | 77896.2338 | 84807.9116 | 53425.644 | 44646.188 | 1
| 60405331 | 135737.4487 | 61622.731 | 74114.7177 | 1 |  | 67952.4446 | 80276.9908 | 87688.4626 | 60540.9729 | 54378.6998 | 1
| 60405358 | 95414.0598 | 32749.2758 | 62664.784 | 1 |  | 59389.8564 | 65939.7115 | 72206.1899 | 53123.378 | 49848.4504 | 1
| 60405366 | 60569.0291 | 22144.8329 | 38424.1962 | 1 |  | 36209.7129 | 40638.6795 | 44481.0991 | 32367.2933 | 30152.81 | 1
| 60405383 | 3579.3974 | 4231.1692 | -651.7718 | 0 |  | -1074.8887 | -228.6549 | -293.8321 | -1009.7116 | -1432.8285 | 1
| 60405384 | 17535.6664 | 18830.0239 | -1294.3576 | 0 |  | -3177.3599 | 588.6448 | 459.2091 | -3047.9242 | -4930.9266 | 1
| 60405385 | 3045.3268 | 3908.6581 | -863.3314 | 0 |  | -1254.1972 | -472.4655 | -558.7987 | -1167.864 | -1558.7298 | 1
| 60405387 | 182782.9687 | 82151.1665 | 100631.8022 | 1 |  | 92416.6856 | 108846.9189 | 118910.0991 | 82353.5054 | 74138.3887 | 1
| 60405388 | 40319.782 | 26288.5054 | 14031.2767 | 1 |  | 11402.4261 | 16660.1272 | 18063.2549 | 9999.2985 | 7370.4479 | 1
| 60405407 | 16513.7093 | 7335.9798 | 9177.7296 | 1 |  | 8444.1316 | 9911.3276 | 10829.1005 | 7526.3587 | 6792.7607 | 1
| 60405424 | 1492.6611 | 1131.5406 | 361.1205 | 1 |  | 247.9664 | 474.2745 | 510.3866 | 211.8544 | 98.7003 | 1
| 60405425 | 26523.9022 | 17973.6634 | 8550.2388 | 1 |  | 6752.8725 | 10347.6051 | 11202.629 | 5897.8486 | 4100.4822 | 1
| 60405456 | 22416.2147 | 23178.9702 | -762.7555 | 0 |  | -3080.6525 | 1555.1415 | 1478.866 | -3004.377 | -5322.274 | 1
| 60405462 | 38249.4936 | 36562.0792 | 1687.4144 | 1 |  | -1968.7936 | 5343.6223 | 5512.3637 | -2137.535 | -5793.7429 | 0
| 60405465 | 130854.107 | 123073.1992 | 7780.9078 | 1 |  | -4526.4122 | 20088.2277 | 20866.3184 | -5304.5029 | -17611.8229 | 0
| 60405470 | 38456.3849 | 34565.3724 | 3891.0125 | 1 |  | 434.4752 | 7347.5497 | 7736.6509 | 45.374 | -3411.1633 | 0
| 60405572 | 57625.9869 | 56339.8234 | 1286.1635 | 1 |  | -4347.8189 | 6920.1458 | 7048.7622 | -4476.4352 | -10110.4176 | 0
| 60405575 | 76431.8342 | 40158.5191 | 36273.3152 | 1 |  | 32257.4633 | 40289.1671 | 43916.4986 | 28630.1317 | 24614.2798 | 1
| 60405651 | 12182.6401 | 15414.9879 | -3232.3478 | 0 |  | -4773.8466 | -1690.849 | -2014.0838 | -4450.6118 | -5992.1106 | 1
| 60405655 | 112321.7212 | 92131.3984 | 20190.3228 | 1 |  | 10977.183 | 29403.4626 | 31422.4949 | 8958.1507 | -254.9892 | 0
| 60405656 | 338939.4114 | 166431.6766 | 172507.7348 | 1 |  | 155864.5672 | 189150.9025 | 206401.676 | 138613.7937 | 121970.626 | 1
| 60405657 | 86152.116 | 79641.524 | 6510.5921 | 1 |  | -1453.5603 | 14474.7445 | 15125.8037 | -2104.6195 | -10068.7719 | 0
| 60405658 | 12433.8555 | 25548.2709 | -13114.4154 | 0 |  | -15669.2425 | -10559.5883 | -11871.0298 | -14357.8009 | -16912.628 | 1
| 60405674 | 78353.1329 | 82157.7708 | -3804.6379 | 0 |  | -12020.415 | 4411.1392 | 4030.6754 | -11639.9512 | -19855.7283 | 1
| 60405700 | 9666.7352 | 26667.1532 | -17000.418 | 0 |  | -19667.1333 | -14333.7027 | -16033.7445 | -17967.0915 | -20633.8068 | 1
| 60405701 | 2387.7173 | 10308.7969 | -7921.0796 | 0 |  | -8951.9593 | -6890.1999 | -7682.3079 | -8159.8513 | -9190.731 | 1
| 60405710 | 682754.8419 | 259503.0902 | 423251.7517 | 1 |  | 397301.4427 | 449202.0608 | 491527.2359 | 354976.2675 | 329025.9585 | 1
| 60405712 | 16597.577 | 17388.0313 | -790.4544 | 0 |  | -2529.2575 | 948.3488 | 869.3033 | -2450.2121 | -4189.0152 | 1
| 60405736 | 409.5705 | 2174.4732 | -1764.9027 | 0 |  | -1982.35 | -1547.4554 | -1723.9456 | -1805.8597 | -2023.3071 | 1
| 60405737 | 33007.6108 | 51829.6216 | -18822.0107 | 0 |  | -24004.9729 | -13639.0486 | -15521.2497 | -22122.7718 | -27305.734 | 1
| 60405738 | 487279.5724 | 201325.0637 | 285954.5087 | 1 |  | 265822.0024 | 306087.0151 | 334682.466 | 237226.5515 | 217094.0451 | 1
| 60405749 | 63056.8836 | 43639.9279 | 19416.9557 | 1 |  | 15052.9629 | 23780.9484 | 25722.644 | 13111.2673 | 8747.2745 | 1
| 60405773 | 14595.42 | 25390.8679 | -10795.4479 | 0 |  | -13334.5347 | -8256.3611 | -9335.9059 | -12254.9899 | -14794.0767 | 1
| 60405781 | 11283.0617 | 20505.1509 | -9222.0893 | 0 |  | -11272.6044 | -7171.5742 | -8093.7831 | -10350.3954 | -12400.9105 | 1
| 60405787 | 22949.8153 | 53683.2347 | -30733.4194 | 0 |  | -36101.7429 | -25365.0959 | -28438.4379 | -33028.4009 | -38396.7244 | 1
| 60405794 | 192268.5095 | 123187.1238 | 69081.3857 | 1 |  | 56762.6733 | 81400.0981 | 88308.2367 | 49854.5348 | 37535.8224 | 1
| 60405800 | 33203.2264 | 50297.9691 | -17094.7427 | 0 |  | -22124.5397 | -12064.9458 | -13774.4201 | -20415.0654 | -25444.8623 | 1
| 60405814 | 65938.0858 | 68636.5214 | -2698.4356 | 0 |  | -9562.0878 | 4165.2165 | 3895.3729 | -9292.2442 | -16155.8964 | 1
| 60405852 | 4909.0273 | 13753.5014 | -8844.4742 | 0 |  | -10219.8243 | -7469.124 | -8353.5714 | -9335.3769 | -10710.727 | 1
| 60405881 | 921.0798 | 4978.5584 | -4057.4786 | 0 |  | -4555.3344 | -3559.6228 | -3965.3706 | -4149.5866 | -4647.4424 | 1
| 60405957 | 38736.6581 | 50725.599 | -11988.9409 | 0 |  | -17061.5008 | -6916.381 | -8115.2751 | -15862.6068 | -20935.1667 | 1
| 60406093 | 21124.777 | 84026.4548 | -62901.6778 | 0 |  | -71304.3233 | -54499.0323 | -60789.2001 | -65014.1555 | -73416.801 | 1
| 60406098 | 3727.7247 | 12289.2491 | -8561.5244 | 0 |  | -9790.4493 | -7332.5995 | -8188.752 | -8934.2969 | -10163.2218 | 1
| 60406099 | 770.9143 | 4435.355 | -3664.4406 | 0 |  | -4107.9761 | -3220.9051 | -3587.3492 | -3741.5321 | -4185.0676 | 1
| 60406100 | 3833.8819 | 12497.6317 | -8663.7497 | 0 |  | -9913.5129 | -7413.9866 | -8280.3616 | -9047.1379 | -10296.9011 | 1
| 60406117 | 1195.6784 | 7099.6466 | -5903.9682 | 0 |  | -6613.9329 | -5194.0035 | -5784.4004 | -6023.536 | -6733.5007 | 1
| 60406124 | 3481.5445 | 16039.6977 | -12558.1532 | 0 |  | -14162.123 | -10954.1835 | -12209.9988 | -12906.3077 | -14510.2775 | 1
| 60406128 | 56.7264 | 448.4535 | -391.7272 | 0 |  | -436.5725 | -346.8818 | -386.0545 | -397.3998 | -442.2451 | 1
| 60406129 | 44881.0182 | 60325.532 | -15444.5138 | 0 |  | -21477.067 | -9411.9606 | -10956.4119 | -19932.6156 | -25965.1688 | 1
| 60406183 | 43499.4415 | 48397.2365 | -4897.795 | 0 |  | -9737.5186 | -58.0713 | -547.8508 | -9247.7391 | -14087.4628 | 1
| 60406184 | 367.7867 | 2570.8124 | -2203.0257 | 0 |  | -2460.107 | -1945.9445 | -2166.2471 | -2239.8044 | -2496.8856 | 1
| 60406185 | 1459.078 | 6836.8249 | -5377.7468 | 0 |  | -6061.4293 | -4694.0643 | -5231.839 | -5523.6546 | -6207.3371 | 1
| 60406196 | 198.3387 | 2264.7322 | -2066.3936 | 0 |  | -2292.8668 | -1839.9203 | -2046.5597 | -2086.2274 | -2312.7006 | 1
| 60406207 | 157157.109 | 272577.7178 | -115420.6088 | 0 |  | -142678.3806 | -88162.837 | -99704.8979 | -131136.3197 | -158394.0915 | 1
| 60406211 | 3205.1188 | 13635.7243 | -10430.6056 | 0 |  | -11794.178 | -9067.0331 | -10110.0937 | -10751.1174 | -12114.6899 | 1
| 60406228 | 146291.7563 | 117953.1983 | 28338.558 | 1 |  | 16543.2382 | 40133.8778 | 42967.7336 | 13709.3824 | 1914.0625 | 1
| 60406232 | 8092.1154 | 25115.6878 | -17023.5724 | 0 |  | -19535.1412 | -14512.0036 | -16214.3608 | -17832.7839 | -20344.3527 | 1
| 60406233 | 27694.9083 | 48840.6153 | -21145.707 | 0 |  | -26029.7685 | -16261.6455 | -18376.2162 | -23915.1978 | -28799.2594 | 1
| 60406234 | 153.9324 | 1851.4117 | -1697.4793 | 0 |  | -1882.6205 | -1512.3381 | -1682.0861 | -1712.8725 | -1898.0137 | 1
| 60406235 | 13994.9588 | 30983.0779 | -16988.1191 | 0 |  | -20086.4269 | -13889.8113 | -15588.6232 | -18387.615 | -21485.9227 | 1
| 60406236 | 1067.37 | 6796.3981 | -5729.0281 | 0 |  | -6408.668 | -5049.3883 | -5622.2911 | -5835.7651 | -6515.405 | 1
| 60406246 | 160298.6009 | 112982.3449 | 47316.2559 | 1 |  | 36018.0214 | 58614.4904 | 63346.116 | 31286.3958 | 19988.1613 | 1
| 60406247 | 45977.9549 | 59147.7612 | -13169.8063 | 0 |  | -19084.5824 | -7255.0302 | -8572.0108 | -17767.6018 | -23682.3779 | 1
| 60406256 | 12001.08 | 22066.4993 | -10065.4193 | 0 |  | -12272.0692 | -7858.7694 | -8865.3113 | -11265.5273 | -13472.1772 | 1
| 60406266 | 198.5002 | 2002.7608 | -1804.2606 | 0 |  | -2004.5367 | -1603.9845 | -1784.4106 | -1824.1106 | -2024.3867 | 1
| 60406273 | 162368.9067 | 136788.1754 | 25580.7312 | 1 |  | 11901.9137 | 39259.5488 | 41817.6219 | 9343.8405 | -4334.977 | 0
| 60406290 | 483557.3636 | 400637.1816 | 82920.182 | 1 |  | 42856.4638 | 122983.9002 | 131275.9184 | 34564.4456 | -5499.2725 | 0
| 60406312 | 11815.6493 | 58909.5632 | -47093.9139 | 0 |  | -52984.8702 | -41202.9576 | -45912.349 | -48275.4788 | -54166.4352 | 1
| 60406323 | 29851.4495 | 47646.3337 | -17794.8842 | 0 |  | -22559.5176 | -13030.2508 | -14809.7393 | -20780.0292 | -25544.6625 | 1
| 60406359 | 8174.2254 | 25044.6913 | -16870.466 | 0 |  | -19374.9351 | -14365.9968 | -16053.0434 | -17687.8885 | -20192.3576 | 1
| 60406360 | 56718.9712 | 66015.7061 | -9296.7349 | 0 |  | -15898.3055 | -2695.1643 | -3624.8378 | -14968.632 | -21570.2027 | 1
| 60406361 | 44188.1099 | 57928.163 | -13740.0531 | 0 |  | -19532.8694 | -7947.2368 | -9321.2421 | -18158.8641 | -23951.6804 | 1
| 60406362 | 9025.3693 | 26454.7141 | -17429.3448 | 0 |  | -20074.8162 | -14783.8734 | -16526.8079 | -18331.8817 | -20977.3531 | 1
| 60406363 | 2697.6428 | 13281.8427 | -10584.2 | 0 |  | -11912.3842 | -9256.0157 | -10314.4357 | -10853.9643 | -12182.1485 | 1
| 60406385 | 2298.7246 | 12488.7737 | -10190.0491 | 0 |  | -11438.9265 | -8941.1717 | -9960.1767 | -10419.9216 | -11668.7989 | 1
| 60406396 | 4385.0122 | 24363.3454 | -19978.3332 | 0 |  | -22414.6677 | -17541.9987 | -19539.832 | -20416.8344 | -22853.169 | 1
| 60406401 | 3175.6973 | 14382.0128 | -11206.3155 | 0 |  | -12644.5168 | -9768.1142 | -10888.7458 | -11523.8852 | -12962.0865 | 1
| 60406402 | 518.2044 | 4523.4105 | -4005.2061 | 0 |  | -4457.5472 | -3552.8651 | -3953.3857 | -4057.0266 | -4509.3676 | 1
| 60406404 | 20786.6446 | 39160.8801 | -18374.2355 | 0 |  | -22290.3236 | -14458.1475 | -16295.5711 | -20452.9 | -24368.988 | 1
| 60406419 | 225.7642 | 2636.2254 | -2410.4612 | 0 |  | -2674.0837 | -2146.8386 | -2387.8847 | -2433.0376 | -2696.6601 | 1
| 60406426 | 38667.2467 | 59214.9051 | -20547.6584 | 0 |  | -26469.1489 | -14626.1679 | -16680.9337 | -24414.3831 | -30335.8736 | 1
| 60406431 | 6108.3903 | 19366.6251 | -13258.2348 | 0 |  | -15194.8973 | -11321.5723 | -12647.3958 | -13869.0738 | -15805.7364 | 1
| 60406455 | 916044.867 | 552562.7751 | 363482.092 | 1 |  | 308225.8145 | 418738.3695 | 455086.5787 | 271877.6053 | 216621.3277 | 1
| 60406456 | 439692.429 | 381893.4306 | 57798.9983 | 1 |  | 19609.6553 | 95988.3414 | 101768.2412 | 13829.7554 | -24359.5876 | 0
| 60406458 | 54574.3031 | 63777.3912 | -9203.0881 | 0 |  | -15580.8272 | -2825.349 | -3745.6578 | -14660.5184 | -21038.2575 | 1
| 60406478 | 158566.9831 | 112354.384 | 46212.5991 | 1 |  | 34977.1607 | 57448.0375 | 62069.2974 | 30355.9008 | 19120.4624 | 1
| 60406479 | 42015.4651 | 56414.122 | -14398.6569 | 0 |  | -20040.0691 | -8757.2447 | -10197.1104 | -18600.2034 | -24241.6156 | 1
| 60406494 | 141898.5663 | 248125.9841 | -106227.4178 | 0 |  | -131040.0162 | -81414.8194 | -92037.5612 | -120417.2745 | -145229.8729 | 1
| 60406496 | 17376.5596 | 39159.229 | -21782.6695 | 0 |  | -25698.5924 | -17866.7466 | -20045.0135 | -23520.3254 | -27436.2483 | 1
| 60406523 | 558941.1769 | 268224.0979 | 290717.0789 | 1 |  | 263894.6691 | 317539.4887 | 346611.1966 | 234822.9612 | 208000.5515 | 1
| 60406543 | 12339.6169 | 33122.328 | -20782.7111 | 0 |  | -24094.9439 | -17470.4783 | -19548.7494 | -22016.6728 | -25328.9056 | 1
| 60406573 | 708.3995 | 8315.9426 | -7607.5431 | 0 |  | -8439.1374 | -6775.9489 | -7536.7032 | -7678.3831 | -8509.9774 | 1
| 60406581 | 412.3271 | 3925.169 | -3512.8418 | 0 |  | -3905.3587 | -3120.3249 | -3471.6091 | -3554.0745 | -3946.5914 | 1
| 60406583 | 2665.6351 | 8196.1283 | -5530.4932 | 0 |  | -6350.106 | -4710.8804 | -5263.9297 | -5797.0567 | -6616.6696 | 1
| 60406584 | 1440.8761 | 5472.9583 | -4032.0822 | 0 |  | -4579.378 | -3484.7863 | -3887.9946 | -4176.1698 | -4723.4656 | 1
| 60406597 | 3569.868 | 14716.6318 | -11146.7638 | 0 |  | -12618.427 | -9675.1006 | -10789.777 | -11503.7506 | -12975.4138 | 1
| 60406602 | 21297.9525 | 34656.154 | -13358.2015 | 0 |  | -16823.8169 | -9892.5861 | -11228.4063 | -15487.9968 | -18953.6122 | 1
| 60406603 | 9743.8955 | 26380.4155 | -16636.5201 | 0 |  | -19274.5616 | -13998.4785 | -15662.1305 | -17610.9096 | -20248.9511 | 1
| 60406604 | 664.3597 | 5182.1917 | -4517.8319 | 0 |  | -5036.0511 | -3999.6128 | -4451.396 | -4584.2679 | -5102.4871 | 1
| 60406605 | 400.6262 | 3625.773 | -3225.1468 | 0 |  | -3587.7241 | -2862.5695 | -3185.0842 | -3265.2094 | -3627.7867 | 1
| 60406610 | 469.9367 | 4515.7054 | -4045.7687 | 0 |  | -4497.3393 | -3594.1982 | -3998.7751 | -4092.7624 | -4544.333 | 1
| 60406611 | 70057.7091 | 81535.3134 | -11477.6043 | 0 |  | -19631.1356 | -3324.0729 | -4471.8334 | -18483.3752 | -26636.9065 | 1
| 60406620 | 10476.6875 | 28440.4137 | -17963.7262 | 0 |  | -20807.7676 | -15119.6849 | -16916.0575 | -19011.395 | -21855.4364 | 1
| 60406622 | 1947.9352 | 6659.6236 | -4711.6884 | 0 |  | -5377.6507 | -4045.726 | -4516.8949 | -4906.4819 | -5572.4443 | 1
| 60406638 | 11031.755 | 30307.7859 | -19276.0309 | 0 |  | -22306.8095 | -16245.2523 | -18172.8554 | -20379.2064 | -23409.985 | 1
| 60406639 | 95206.8442 | 94582.7027 | 624.1415 | 1 |  | -8834.1288 | 10082.4118 | 10144.8259 | -8896.5429 | -18354.8132 | 0
| 60406640 | 8860.4988 | 25280.2455 | -16419.7467 | 0 |  | -18947.7713 | -13891.7222 | -15533.6968 | -17305.7966 | -19833.8211 | 1
| 60406641 | 650.5042 | 6217.4192 | -5566.915 | 0 |  | -6188.6569 | -4945.1731 | -5501.8646 | -5631.9654 | -6253.7073 | 1
| 60406645 | 17470.2744 | 78820.1028 | -61349.8284 | 0 |  | -69231.8387 | -53467.8181 | -59602.801 | -63096.8559 | -70978.8661 | 1
| 60406646 | 27181.3144 | 99044.4378 | -71863.1234 | 0 |  | -81767.5671 | -61958.6796 | -69144.9919 | -74581.2548 | -84485.6986 | 1
| 60406650 | 16600.2153 | 76758.3344 | -60158.1191 | 0 |  | -67833.9525 | -52482.2857 | -58498.0976 | -61818.1406 | -69493.9741 | 1
| 60406651 | 1229.4721 | 18867.5013 | -17638.0292 | 0 |  | -19524.7794 | -15751.2791 | -17515.082 | -17760.9764 | -19647.7266 | 1
| 60406652 | 3583.3906 | 34128.5653 | -30545.1747 | 0 |  | -33958.0312 | -27132.3182 | -30186.8357 | -30903.5138 | -34316.3703 | 1
| 60406659 | 13864.6117 | 67516.8386 | -53652.227 | 0 |  | -60403.9108 | -46900.5431 | -52265.7658 | -55038.6881 | -61790.372 | 1
| 60406664 | 63289.0651 | 73730.1051 | -10441.0399 | 0 |  | -17814.0505 | -3068.0294 | -4112.1334 | -16769.9465 | -24142.957 | 1
| 60406676 | 77.456 | 433.2431 | -355.7872 | 0 |  | -399.1115 | -312.4628 | -348.0416 | -363.5328 | -406.8571 | 1
| 60406685 | 102352.1193 | 90698.2604 | 11653.8589 | 1 |  | 2584.0329 | 20723.685 | 21889.0708 | 1418.647 | -7651.1791 | 0
| 60406686 | 108794.5205 | 100023.5637 | 8770.9568 | 1 |  | -1231.3995 | 18773.3132 | 19650.4089 | -2108.4952 | -12110.8516 | 0
| 60406687 | 7299.9506 | 23436.5388 | -16136.5882 | 0 |  | -18480.2421 | -13792.9343 | -15406.5931 | -16866.5833 | -19210.2371 | 1
| 60406700 | 21573.6743 | 94927.5304 | -73353.8561 | 0 |  | -82846.6092 | -63861.1031 | -71196.4887 | -75511.2236 | -85003.9766 | 1
| 60406701 | 39406.0082 | 129338.9536 | -89932.9454 | 0 |  | -102866.8408 | -76999.0501 | -85992.3446 | -93873.5462 | -106807.4416 | 1
| 60406702 | 175220.7754 | 276060.4049 | -100839.6294 | 0 |  | -128445.6699 | -73233.589 | -83317.5519 | -118361.707 | -145967.7475 | 1
| 60406706 | 466.8224 | 6346.7538 | -5879.9314 | 0 |  | -6514.6068 | -5245.256 | -5833.2492 | -5926.6137 | -6561.289 | 1
| 60406707 | 1261.2707 | 11875.1221 | -10613.8514 | 0 |  | -11801.3636 | -9426.3392 | -10487.7243 | -10739.9784 | -11927.4907 | 1
| 60406716 | 1037563.9851 | 588266.9469 | 449297.0382 | 1 |  | 390470.3436 | 508123.7329 | 553053.4368 | 345540.6397 | 286713.945 | 1
| 60406729 | 275.3087 | 2518.9986 | -2243.69 | 0 |  | -2495.5899 | -1991.7901 | -2216.1591 | -2271.2209 | -2523.1207 | 1
| 60406730 | 173.0757 | 2072.1062 | -1899.0305 | 0 |  | -2106.2411 | -1691.8199 | -1881.7229 | -1916.338 | -2123.5487 | 1
| 60406731 | 729.5363 | 5104.0405 | -4374.5042 | 0 |  | -4884.9083 | -3864.1002 | -4301.5506 | -4447.4579 | -4957.8619 | 1
| 60406732 | 204.6673 | 2365.4481 | -2160.7808 | 0 |  | -2397.3256 | -1924.236 | -2140.3141 | -2181.2476 | -2417.7924 | 1
| 60406733 | 900.515 | 6820.0636 | -5919.5486 | 0 |  | -6601.5549 | -5237.5422 | -5829.4971 | -6009.6001 | -6691.6064 | 1
| 60406772 | 322.1073 | 3882.7912 | -3560.6839 | 0 |  | -3948.963 | -3172.4048 | -3528.4731 | -3592.8946 | -3981.1737 | 1
| 60406788 | 462.6387 | 4268.0434 | -3805.4047 | 0 |  | -4232.209 | -3378.6003 | -3759.1408 | -3851.6685 | -4278.4729 | 1
| 60406795 | 11908.2294 | 18625.1445 | -6716.9151 | 0 |  | -8579.4296 | -4854.4007 | -5526.0922 | -7907.7381 | -9770.2525 | 1
| 60406801 | 34.4498 | 298.3775 | -263.9277 | 0 |  | -293.7655 | -234.09 | -260.4828 | -267.3727 | -297.2105 | 1
| 60406815 | 70.0777 | 1006.0584 | -935.9808 | 0 |  | -1036.5866 | -835.3749 | -928.973 | -942.9885 | -1043.5944 | 1
| 60406860 | 3972.7617 | 16030.3416 | -12057.5799 | 0 |  | -13660.614 | -10454.5457 | -11660.3037 | -12454.856 | -14057.8902 | 1
| 60406866 | 392.1653 | 3210.2511 | -2818.0858 | 0 |  | -3139.1109 | -2497.0607 | -2778.8693 | -2857.3023 | -3178.3274 | 1
| 60406881 | 6916.6789 | 13587.4574 | -6670.7785 | 0 |  | -8029.5242 | -5312.0327 | -5979.1106 | -7362.4464 | -8721.1921 | 1
| 60406884 | 8172.0545 | 25981.4044 | -17809.3499 | 0 |  | -20407.4903 | -15211.2095 | -16992.1444 | -18626.5553 | -21224.6958 | 1
| 60406898 | 5554.478 | 12370.1178 | -6815.6398 | 0 |  | -8052.6516 | -5578.628 | -6260.192 | -7371.0876 | -8608.0994 | 1
| 60406921 | 954457.1462 | 308968.3643 | 645488.7819 | 1 |  | 614591.9455 | 676385.6183 | 740934.4965 | 550043.0673 | 519146.2308 | 1
| 60406953 | 3606.6818 | 14617.0166 | -11010.3348 | 0 |  | -12472.0365 | -9548.6332 | -10649.6666 | -11371.003 | -12832.7046 | 1
| 60406954 | 5648.9973 | 18940.096 | -13291.0986 | 0 |  | -15185.1082 | -11397.089 | -12726.1989 | -13855.9984 | -15750.008 | 1
| 60406955 | 16030.7339 | 33760.1955 | -17729.4615 | 0 |  | -21105.4811 | -14353.442 | -16126.3882 | -19332.5349 | -22708.5545 | 1
| 60406994 | 11368.8249 | 20317.3024 | -8948.4775 | 0 |  | -10980.2077 | -6916.7473 | -7811.595 | -10085.36 | -12117.0902 | 1
| 60407032 | 297.7677 | 2675.8513 | -2378.0836 | 0 |  | -2645.6688 | -2110.4985 | -2348.3069 | -2407.8604 | -2675.4455 | 1
| 60407034 | 140.0874 | 1269.1306 | -1129.0432 | 0 |  | -1255.9562 | -1002.1301 | -1115.0344 | -1143.0519 | -1269.965 | 1
| 60407035 | 45926.5342 | 40097.9309 | 5828.6033 | 1 |  | 1818.8102 | 9838.3964 | 10421.2567 | 1235.9498 | -2773.8432 | 0
| 60407038 | 95630.9859 | 61121.5033 | 34509.4826 | 1 |  | 28397.3322 | 40621.6329 | 44072.5812 | 24946.384 | 18834.2337 | 1
| 60407044 | 33139.4817 | 54153.2423 | -21013.7606 | 0 |  | -26429.0848 | -15598.4364 | -17699.8124 | -24327.7088 | -29743.033 | 1
| 60407052 | 15621.9821 | 34641.8725 | -19019.8903 | 0 |  | -22484.0776 | -15555.7031 | -17457.6921 | -20582.0886 | -24046.2758 | 1
| 60407053 | 1434.2776 | 8387.4895 | -6953.2119 | 0 |  | -7791.9608 | -6114.4629 | -6809.7841 | -7096.6396 | -7935.3886 | 1
| 60407069 | 71884.2736 | 191141.1801 | -119256.9065 | 0 |  | -138371.0245 | -100142.7885 | -112068.4791 | -126445.3338 | -145559.4518 | 1
| 60407100 | 575783.7861 | 436683.8766 | 139099.9095 | 1 |  | 95431.5218 | 182768.2972 | 196678.2881 | 81521.5309 | 37853.1432 | 1
| 60407101 | 34257.6056 | 103691.7036 | -69434.098 | 0 |  | -79803.2683 | -59064.9276 | -66008.3374 | -72859.8585 | -83229.0289 | 1
| 60407102 | 17422.4298 | 72897.7669 | -55475.3371 | 0 |  | -62765.1138 | -48185.5604 | -53733.0941 | -57217.5801 | -64507.3568 | 1
| 60407111 | 1198.5458 | 4380.5975 | -3182.0516 | 0 |  | -3620.1114 | -2743.9919 | -3062.1971 | -3301.9062 | -3739.966 | 1
| 60407122 | 20016.7838 | 103822.0834 | -83805.2995 | 0 |  | -94187.5079 | -73423.0912 | -81803.6212 | -85806.9779 | -96189.1863 | 1
| 60407127 | 14838.4113 | 21174.6624 | -6336.2511 | 0 |  | -8453.7173 | -4218.7848 | -4852.41 | -7820.0922 | -9937.5585 | 1
| 60407128 | 303149.9186 | 107897.0568 | 195252.8618 | 1 |  | 184463.1561 | 206042.5675 | 225567.8537 | 164937.87 | 154148.1643 | 1
| 60407130 | 9525.3353 | 56708.5757 | -47183.2404 | 0 |  | -52854.098 | -41512.3829 | -46230.7069 | -48135.774 | -53806.6315 | 1
| 60407131 | 10554.3427 | 59881.887 | -49327.5443 | 0 |  | -55315.733 | -43339.3556 | -48272.11 | -50382.9785 | -56371.1672 | 1
| 60407146 | 3469.7633 | 14110.1348 | -10640.3716 | 0 |  | -12051.385 | -9229.3581 | -10293.3952 | -10987.3479 | -12398.3614 | 1
| 60407147 | 26986.194 | 45183.4718 | -18197.2778 | 0 |  | -22715.6249 | -13678.9306 | -15498.6584 | -20895.8972 | -25414.2444 | 1
| 60407148 | 644.3755 | 4641.1876 | -3996.8121 | 0 |  | -4460.9308 | -3532.6933 | -3932.3745 | -4061.2496 | -4525.3684 | 1
| 60407155 | 5284.6176 | 15427.4098 | -10142.7922 | 0 |  | -11685.5331 | -8600.0512 | -9614.3304 | -10671.2539 | -12213.9949 | 1
| 60407161 | 107245.1468 | 63147.2761 | 44097.8707 | 1 |  | 37783.1431 | 50412.5983 | 54822.3854 | 33373.356 | 27058.6284 | 1
| 60407162 | 5574.7897 | 19032.5565 | -13457.7668 | 0 |  | -15361.0224 | -11554.5111 | -12900.2878 | -14015.2458 | -15918.5014 | 1
| 60407174 | 73503.8962 | 193324.489 | -119820.5927 | 0 |  | -139153.0416 | -100488.1438 | -112470.2031 | -127170.9823 | -146503.4312 | 1
| 60407178 | 74497.9347 | 194652.5949 | -120154.6601 | 0 |  | -139619.9196 | -100689.4006 | -112704.8666 | -127604.4536 | -147069.7131 | 1
| 60407188 | 12810.994 | 78554.9236 | -65743.9296 | 0 |  | -73599.4219 | -57888.4372 | -64462.8302 | -67025.029 | -74880.5213 | 1
| 60407197 | 14.5587 | 93.544 | -78.9854 | 0 |  | -88.3398 | -69.631 | -77.5295 | -80.4412 | -89.7956 | 1
| 60407206 | 126.8035 | 573.9394 | -447.1359 | 0 |  | -504.5298 | -389.742 | -434.4556 | -459.8163 | -517.2102 | 1
| 60407216 | 538412.8607 | 422149.8457 | 116263.0151 | 1 |  | 74048.0305 | 158477.9996 | 170104.3011 | 62421.729 | 20206.7444 | 1
| 60407217 | 3261.4372 | 37872.0119 | -34610.5748 | 0 |  | -38397.776 | -30823.3736 | -34284.431 | -34936.7185 | -38723.9197 | 1
| 60407233 | 87.6539 | 825.5403 | -737.8864 | 0 |  | -820.4404 | -655.3324 | -729.121 | -746.6518 | -829.2058 | 1
| 60407258 | 28529.3552 | 31793.8087 | -3264.4535 | 0 |  | -6443.8344 | -85.0726 | -411.518 | -6117.389 | -9296.7699 | 1
| 60407259 | 2259.9168 | 6851.7818 | -4591.865 | 0 |  | -5277.0431 | -3906.6868 | -4365.8733 | -4817.8566 | -5503.0348 | 1
| 60407261 | 68202.8158 | 186085.0963 | -117882.2805 | 0 |  | -136490.7902 | -99273.7709 | -111061.999 | -124702.5621 | -143311.0718 | 1
| 60407262 | 5303.7085 | 49261.4593 | -43957.7509 | 0 |  | -48883.8968 | -39031.6049 | -43427.38 | -44488.1217 | -49414.2676 | 1
| 60407276 | 1831.6161 | 9633.505 | -7801.8889 | 0 |  | -8765.2394 | -6838.5384 | -7618.7272 | -7985.0505 | -8948.401 | 1
| 60407280 | 2310.5377 | 29812.7735 | -27502.2359 | 0 |  | -30483.5132 | -24520.9585 | -27271.1821 | -27733.2896 | -30714.567 | 1
| 60407309 | 89246.2824 | 69839.6021 | 19406.6803 | 1 |  | 12422.72 | 26390.6405 | 28331.3085 | 10482.052 | 3498.0918 | 1
| 60407310 | 127843.9032 | 265481.9639 | -137638.0607 | 0 |  | -164186.2571 | -111089.8643 | -124853.6704 | -150422.451 | -176970.6474 | 1
| 60407311 | 99.7707 | 1019.2671 | -919.4964 | 0 |  | -1021.4231 | -817.5697 | -909.5193 | -929.4735 | -1031.4002 | 1
| 60407313 | 1905.4932 | 8540.8976 | -6635.4044 | 0 |  | -7489.4942 | -5781.3147 | -6444.8551 | -6825.9537 | -7680.0435 | 1
| 60407319 | 254.0078 | 2608.157 | -2354.1492 | 0 |  | -2614.9649 | -2093.3335 | -2328.7484 | -2379.55 | -2640.3657 | 1
| 60407320 | 1369.4511 | 22186.6612 | -20817.2101 | 0 |  | -23035.8763 | -18598.544 | -20680.265 | -20954.1552 | -23172.8214 | 1
| 60407327 | 367.3452 | 2091.4311 | -1724.0858 | 0 |  | -1933.229 | -1514.9427 | -1687.3513 | -1760.8204 | -1969.9635 | 1
| 60407328 | 3986.1138 | 11526.9542 | -7540.8404 | 0 |  | -8693.5358 | -6388.145 | -7142.229 | -7939.4518 | -9092.1472 | 1
| 60407329 | 1095.4833 | 4857.4438 | -3761.9605 | 0 |  | -4247.7049 | -3276.2161 | -3652.4122 | -3871.5088 | -4357.2532 | 1
| 60407330 | 4365.6326 | 12197.7331 | -7832.1005 | 0 |  | -9051.8738 | -6612.3272 | -7395.5372 | -8268.6638 | -9488.4371 | 1
| 60407339 | 25268.6695 | 43748.6827 | -18480.0133 | 0 |  | -22854.8815 | -14105.145 | -15953.1463 | -21006.8802 | -25381.7485 | 1
| 60407346 | 1215.2166 | 6315.1079 | -5099.8913 | 0 |  | -5731.4021 | -4468.3805 | -4978.3696 | -5221.413 | -5852.9237 | 1
| 60407369 | 22475.249 | 105238.5823 | -82763.3334 | 0 |  | -93287.1916 | -72239.4752 | -80515.8085 | -85010.8583 | -95534.7165 | 1
| 60407370 | 3266.4386 | 10270.321 | -7003.8823 | 0 |  | -8030.9144 | -5976.8502 | -6677.2384 | -7330.5262 | -8357.5583 | 1
| 60407372 | 3729.3051 | 14821.2002 | -11091.8951 | 0 |  | -12574.0152 | -9609.7751 | -10718.9646 | -11464.8256 | -12946.9457 | 1
| 60407373 | 3483.9136 | 14224.0594 | -10740.1458 | 0 |  | -12162.5518 | -9317.7399 | -10391.7545 | -11088.5372 | -12510.9431 | 1
| 60407374 | 4946.4984 | 17537.7782 | -12591.2798 | 0 |  | -14345.0576 | -10837.502 | -12096.6299 | -13085.9296 | -14839.7074 | 1
| 60407375 | 11036.0813 | 34483.3688 | -23447.2875 | 0 |  | -26895.6244 | -19998.9506 | -22343.6793 | -24550.8956 | -27999.2325 | 1
| 60407376 | 75592.2315 | 196104.4511 | -120512.2196 | 0 |  | -140122.6647 | -100901.7745 | -112952.9964 | -128071.4427 | -147681.8878 | 1
| 60407378 | 170554.7878 | 107491.6994 | 63063.0884 | 1 |  | 52313.9184 | 73812.2583 | 80118.5671 | 46007.6096 | 35258.4396 | 1
| 60407395 | 16845.6623 | 90616.1583 | -73770.496 | 0 |  | -82832.1119 | -64708.8802 | -72085.9298 | -75455.0623 | -84516.6781 | 1
| 60407403 | 20941.4185 | 106277.2009 | -85335.7824 | 0 |  | -95963.5025 | -74708.0623 | -83241.6406 | -87429.9243 | -98057.6444 | 1
| 60407404 | 418.1705 | 1804.2079 | -1386.0374 | 0 |  | -1566.4582 | -1205.6166 | -1344.2203 | -1427.8544 | -1608.2752 | 1
| 60407411 | 74960.4069 | 155160.7799 | -80200.373 | 0 |  | -95716.451 | -64684.295 | -72704.3323 | -87696.4137 | -103212.4917 | 1
| 60407412 | 7893.4418 | 47895.7864 | -40002.3446 | 0 |  | -44791.9232 | -35212.766 | -39213.0004 | -40791.6888 | -45581.2674 | 1
| 60407433 | 24698.8758 | 110500.18 | -85801.3042 | 0 |  | -96851.3222 | -74751.2862 | -83331.4166 | -88271.1918 | -99321.2098 | 1
| 60407465 | 10998.8835 | 29646.2529 | -18647.3695 | 0 |  | -21611.9948 | -15682.7442 | -17547.4812 | -19747.2578 | -22711.8831 | 1
| 60407466 | 54713.5687 | 72085.6288 | -17372.0601 | 0 |  | -24580.6229 | -10163.4972 | -11900.7032 | -22843.4169 | -30051.9798 | 1
| 60407468 | 46203.8068 | 150902.4436 | -104698.6368 | 0 |  | -119788.8812 | -89608.3924 | -100078.2561 | -109319.0175 | -124409.2618 | 1
| 60407469 | 14806.0939 | 83164.6223 | -68358.5284 | 0 |  | -76674.9906 | -60042.0662 | -66877.919 | -69839.1378 | -78155.6 | 1
| 60407496 | 969.5612 | 2976.6768 | -2007.1157 | 0 |  | -2304.7833 | -1709.448 | -1910.1595 | -2104.0718 | -2401.7395 | 1
| 60407497 | 414.367 | 1431.0459 | -1016.6789 | 0 |  | -1159.7835 | -873.5743 | -975.2422 | -1058.1156 | -1201.2202 | 1
| 60407498 | 9271.4913 | 31756.334 | -22484.8427 | 0 |  | -25660.4761 | -19309.2093 | -21557.6935 | -23411.9918 | -26587.6252 | 1
| 60407499 | 285.9814 | 3188.2366 | -2902.2552 | 0 |  | -3221.0789 | -2583.4316 | -2873.6571 | -2930.8534 | -3249.677 | 1
| 60407500 | 2698.6827 | 15861.381 | -13162.6983 | 0 |  | -14748.8364 | -11576.5602 | -12892.83 | -13432.5665 | -15018.7046 | 1
| 60407501 | 8010.7167 | 30472.3436 | -22461.6269 | 0 |  | -25508.8613 | -19414.3926 | -21660.5553 | -23262.6986 | -26309.933 | 1
| 60407527 | 137.5591 | 1194.2816 | -1056.7225 | 0 |  | -1176.1507 | -937.2943 | -1042.9666 | -1070.4784 | -1189.9066 | 1
| 60407574 | 1318.1107 | 9231.1917 | -7913.0809 | 0 |  | -8836.2001 | -6989.9617 | -7781.2698 | -8044.892 | -8968.0112 | 1
| 60407591 | 1094.2445 | 20036.4997 | -18942.2553 | 0 |  | -20945.9052 | -16938.6053 | -18832.8308 | -19051.6797 | -21055.3297 | 1
| 60407627 | 392.1234 | 2558.6246 | -2166.5012 | 0 |  | -2422.3637 | -1910.6387 | -2127.2889 | -2205.7135 | -2461.576 | 1
| 60407628 | 35436.5902 | 49347.4971 | -13910.9069 | 0 |  | -18845.6566 | -8976.1572 | -10367.2479 | -17454.5659 | -22389.3156 | 1
| 60407638 | 608.4682 | 4904.2598 | -4295.7915 | 0 |  | -4786.2175 | -3805.3655 | -4234.9447 | -4356.6383 | -4847.0643 | 1
| 60407639 | 509.3167 | 4274.6477 | -3765.3309 | 0 |  | -4192.7957 | -3337.8662 | -3714.3993 | -3816.2626 | -4243.7274 | 1
| 60407640 | 399.1965 | 3523.9564 | -3124.7598 | 0 |  | -3477.1555 | -2772.3642 | -3084.8402 | -3164.6795 | -3517.0751 | 1
| 60407641 | 2079.3113 | 11723.2226 | -9643.9114 | 0 |  | -10816.2336 | -8471.5891 | -9435.9802 | -9851.8425 | -11024.1647 | 1
| 60407642 | 37916.3555 | 64380.586 | -26464.2304 | 0 |  | -32902.289 | -20026.1718 | -22672.5949 | -30255.866 | -36693.9246 | 1
| 60407648 | 2564.7221 | 13769.4619 | -11204.7398 | 0 |  | -12581.686 | -9827.7936 | -10948.2676 | -11461.212 | -12838.1582 | 1
| 60407650 | 749.5048 | 5739.1562 | -4989.6514 | 0 |  | -5563.567 | -4415.7357 | -4914.7009 | -5064.6018 | -5638.5175 | 1
| 60407703 | 142749.1952 | 136637.3767 | 6111.8184 | 1 |  | -7551.9193 | 19775.5561 | 20386.7379 | -8163.1011 | -21826.8388 | 0
| 60407704 | 944.8175 | 5290.0623 | -4345.2447 | 0 |  | -4874.2509 | -3816.2385 | -4250.763 | -4439.7265 | -4968.7327 | 1
| 60407723 | 562.8669 | 3136.5028 | -2573.6359 | 0 |  | -2887.2862 | -2259.9856 | -2517.3492 | -2629.9226 | -2943.5728 | 1
| 60407736 | 2311.9075 | 10455.1927 | -8143.2852 | 0 |  | -9188.8045 | -7097.766 | -7912.0945 | -8374.476 | -9419.9953 | 1
| 60407737 | 4970.7737 | 17132.7131 | -12161.9394 | 0 |  | -13875.2107 | -10448.6681 | -11664.862 | -12659.0167 | -14372.288 | 1
| 60407744 | 5344.7439 | 21152.544 | -15807.8001 | 0 |  | -17923.0545 | -13692.5457 | -15273.3257 | -16342.2745 | -18457.5288 | 1
| 60407753 | 463.381 | 1689.1158 | -1225.7348 | 0 |  | -1394.6464 | -1056.8232 | -1179.3967 | -1272.0729 | -1440.9845 | 1
| 60407754 | 1149.0986 | 3630.4709 | -2481.3722 | 0 |  | -2844.4193 | -2118.3251 | -2366.4624 | -2596.2821 | -2959.3292 | 1
| 60407755 | 461.8046 | 1684.0457 | -1222.2411 | 0 |  | -1390.6456 | -1053.8365 | -1176.0606 | -1268.4215 | -1436.8261 | 1
| 60407756 | 2769.058 | 7075.3748 | -4306.3168 | 0 |  | -5013.8542 | -3598.7793 | -4029.411 | -4583.2226 | -5290.76 | 1
| 60407757 | 34905.5728 | 34983.9383 | -78.3654 | 0 |  | -3576.7593 | 3420.0284 | 3412.1918 | -3568.9227 | -7067.3165 | 1
| 60407764 | 3077.5426 | 7129.3717 | -4051.8291 | 0 |  | -4764.7663 | -3338.8919 | -3744.0748 | -4359.5833 | -5072.5205 | 1
| 60407765 | 295.0544 | 1031.5192 | -736.4648 | 0 |  | -839.6167 | -633.3129 | -706.9594 | -765.9702 | -869.1222 | 1
| 60407768 | 15010.5968 | 83772.3247 | -68761.7279 | 0 |  | -77138.9604 | -60384.4954 | -67260.6682 | -70262.7876 | -78640.02 | 1
| 60407781 | 664.9854 | 4344.5434 | -3679.558 | 0 |  | -4114.0124 | -3245.1037 | -3613.0595 | -3746.0566 | -4180.5109 | 1
| 60407785 | 22551.5187 | 38385.9729 | -15834.4542 | 0 |  | -19673.0515 | -11995.8569 | -13579.3023 | -18089.6061 | -21928.2034 | 1
| 60407802 | 1052257.8501 | 678496.3855 | 373761.4646 | 1 |  | 305911.826 | 441611.1031 | 478987.2496 | 268535.6796 | 200686.041 | 1
| 60407806 | 44212.6681 | 134832.583 | -90619.915 | 0 |  | -104103.1733 | -77136.6567 | -86198.6482 | -95041.1818 | -108524.4401 | 1
| 60407832 | 4288.1116 | 14721.585 | -10433.4734 | 0 |  | -11905.6319 | -8961.3149 | -10004.6622 | -10862.2845 | -12334.443 | 1
| 60407833 | 1198.1122 | 3729.3385 | -2531.2263 | 0 |  | -2904.1602 | -2158.2925 | -2411.4151 | -2651.0375 | -3023.9714 | 1
| 60407834 | 1601.2813 | 4681.003 | -3079.7218 | 0 |  | -3547.8221 | -2611.6215 | -2919.5937 | -3239.8499 | -3707.9502 | 1
| 60407897 | 3191.0565 | 14878.4377 | -11687.3812 | 0 |  | -13175.225 | -10199.5374 | -11368.2756 | -12006.4869 | -13494.3306 | 1
| 60407908 | 1360.7883 | 9434.8249 | -8074.0366 | 0 |  | -9017.5191 | -7130.5542 | -7937.9578 | -8210.1155 | -9153.598 | 1
| 60407920 | 922002.221 | 692659.1656 | 229343.0554 | 1 |  | 160077.1388 | 298608.9719 | 321543.2775 | 137142.8333 | 67876.9167 | 1
| 60407925 | 3645.2531 | 9319.6705 | -5674.4174 | 0 |  | -6606.3844 | -4742.4503 | -5309.8921 | -6038.9427 | -6970.9097 | 1
| 60407929 | 38226.7586 | 57284.7919 | -19058.0333 | 0 |  | -24786.5125 | -13329.5541 | -15235.3575 | -22880.7092 | -28609.1884 | 1
| 60407955 | 7614.8415 | 52969.5487 | -45354.7072 | 0 |  | -50651.6621 | -40057.7523 | -44593.223 | -46116.1913 | -51413.1462 | 1
| 60407979 | 10794.7038 | 24801.4321 | -14006.7283 | 0 |  | -16486.8715 | -11526.585 | -12927.2579 | -15086.1986 | -17566.3418 | 1
| 60407980 | 2927.8961 | 10974.1824 | -8046.2863 | 0 |  | -9143.7046 | -6948.8681 | -7753.4967 | -8339.0759 | -9436.4942 | 1
| 60407981 | 348.0937 | 2572.3836 | -2224.2899 | 0 |  | -2481.5282 | -1967.0515 | -2189.4805 | -2259.0992 | -2516.3376 | 1
| 60407982 | 5999.9993 | 17149.7742 | -11149.7749 | 0 |  | -12864.7523 | -9434.7975 | -10549.775 | -11749.7748 | -13464.7523 | 1
| 60408043 | 5452.9275 | 10428.0022 | -4975.0747 | 0 |  | -6017.8749 | -3932.2745 | -4429.7819 | -5520.3674 | -6563.1677 | 1
| 60408060 | 158.8967 | 5082.6017 | -4923.705 | 0 |  | -5431.9652 | -4415.4448 | -4907.8153 | -4939.5947 | -5447.8548 | 1
| 60408083 | 114096.4138 | 101631.1658 | 12465.248 | 1 |  | 2302.1315 | 22628.3646 | 23874.8894 | 1055.6066 | -9107.5099 | 0
| 60408084 | 277553.369 | 162008.4317 | 115544.9374 | 1 |  | 99344.0942 | 131745.7805 | 143300.2743 | 87789.6005 | 71588.7573 | 1
| 60408085 | 49725.9667 | 64626.597 | -14900.6303 | 0 |  | -21363.29 | -8437.9706 | -9928.0336 | -19873.2269 | -26335.8866 | 1
| 60408086 | 3378.128 | 13039.1339 | -9661.0059 | 0 |  | -10964.9193 | -8357.0925 | -9323.1931 | -9998.8187 | -11302.7321 | 1
| 60408091 | 131480.474 | 204031.0999 | -72550.6259 | 0 |  | -92953.7359 | -52147.5159 | -59402.5785 | -85698.6733 | -106101.7833 | 1
| 60408100 | 24878.5634 | 58653.5377 | -33774.9743 | 0 |  | -39640.3281 | -27909.6206 | -31287.118 | -36262.8307 | -42128.1845 | 1
| 60408112 | 32130.9131 | 49888.5011 | -17757.588 | 0 |  | -22746.4382 | -12768.7379 | -14544.4967 | -20970.6794 | -25959.5295 | 1
| 60408174 | 7162.5319 | 20418.9138 | -13256.3819 | 0 |  | -15298.2733 | -11214.4905 | -12540.1287 | -13972.6351 | -16014.5265 | 1
| 60408283 | 7297.2519 | 20656.6694 | -13359.4175 | 0 |  | -15425.0845 | -11293.7506 | -12629.6924 | -14089.1427 | -16154.8097 | 1
| 60408290 | 27483.1184 | 43322.7039 | -15839.5855 | 0 |  | -20171.8559 | -11507.3151 | -13091.2737 | -18587.8974 | -22920.1678 | 1
| 60408310 | 17747.5565 | 32066.7371 | -14319.1807 | 0 |  | -17525.8544 | -11112.5069 | -12544.425 | -16093.9363 | -19300.61 | 1
| 60408343 | 498.0666 | 2990.6573 | -2492.5907 | 0 |  | -2791.6565 | -2193.525 | -2442.7841 | -2542.3974 | -2841.4631 | 1
| 60408344 | 19330.4971 | 37201.5978 | -17871.1007 | 0 |  | -21591.2605 | -14150.9409 | -15938.051 | -19804.1504 | -23524.3102 | 1
| 60408369 | 49795.4641 | 55486.2147 | -5690.7507 | 0 |  | -11239.3722 | -142.1292 | -711.2043 | -10670.2971 | -16218.9186 | 1
| 60408402 | 1230.0382 | 1025.8714 | 204.1668 | 1 |  | 101.5797 | 306.7539 | 327.1706 | 81.163 | -21.4242 | 0
| 60408408 | 16739.3723 | 16197.6511 | 541.7212 | 1 |  | -1078.0439 | 2161.4863 | 2215.6585 | -1132.216 | -2751.9811 | 0
| 60408409 | 7138.1193 | 3598.8054 | 3539.314 | 1 |  | 3179.4334 | 3899.1945 | 4253.1259 | 2825.502 | 2465.6215 | 1
| 60408426 | 4037.1025 | 2154.1098 | 1882.9927 | 1 |  | 1667.5817 | 2098.4037 | 2286.7029 | 1479.2824 | 1263.8714 | 1
| 60408432 | 50256.7043 | 23224.0998 | 27032.6045 | 1 |  | 24710.1946 | 29355.0145 | 32058.275 | 22006.9341 | 19684.5241 | 1
| 60408445 | 62611.2505 | 28895.5616 | 33715.6888 | 1 |  | 30826.1327 | 36605.245 | 39976.8139 | 27454.5638 | 24565.0076 | 1
| 60408450 | 25977.1068 | 13124.4397 | 12852.6671 | 1 |  | 11540.2231 | 14165.1111 | 15450.3778 | 10254.9564 | 8942.5124 | 1
| 60408451 | 32261.0091 | 16050.1545 | 16210.8545 | 1 |  | 14605.8391 | 17815.87 | 19436.9554 | 12984.7536 | 11379.7382 | 1
| 60408452 | 36968.2736 | 18188.8543 | 18779.4193 | 1 |  | 16960.5339 | 20598.3047 | 22476.2467 | 15082.5919 | 13263.7065 | 1
| 60408453 | 47567.327 | 24299.5036 | 23267.8234 | 1 |  | 20837.873 | 25697.7737 | 28024.5561 | 18511.0907 | 16081.1403 | 1
| 60408454 | 58876.0746 | 29336.4002 | 29539.6744 | 1 |  | 26606.0344 | 32473.3145 | 35427.2819 | 23652.067 | 20718.427 | 1
| 60408458 | 108862.7288 | 41259.4036 | 67603.3253 | 1 |  | 63477.3849 | 71729.2656 | 78489.5982 | 56717.0524 | 52591.112 | 1
| 60408462 | 79418.7376 | 34696.3582 | 44722.3795 | 1 |  | 41252.7437 | 48192.0153 | 52664.2533 | 36780.5057 | 33310.8699 | 1
| 60411236 | 14097.0368 | 16580.6122 | -2483.5754 | 0 |  | -4141.6366 | -825.5142 | -1073.8717 | -3893.2791 | -5551.3403 | 1
| 60409632 | 95.1276 | 1572.9295 | -1477.8019 | 0 |  | -1635.0948 | -1320.5089 | -1468.2891 | -1487.3146 | -1644.6076 | 1
| 60409649 | 3320.9689 | 19482.7511 | -16161.7822 | 0 |  | -18110.0573 | -14213.5071 | -15829.6853 | -16493.8791 | -18442.1542 | 1
| 60409671 | 4309.6902 | 19363.8733 | -15054.1831 | 0 |  | -16990.5704 | -13117.7957 | -14623.214 | -15485.1521 | -17421.5394 | 1
| 60409682 | 62314.5474 | 73550.1373 | -11235.5898 | 0 |  | -18590.6035 | -3880.5761 | -5004.1351 | -17467.0446 | -24822.0583 | 1
| 60409685 | 410.4194 | 4572.9429 | -4162.5235 | 0 |  | -4619.8178 | -3705.2292 | -4121.4815 | -4203.5654 | -4660.8597 | 1
| 60409689 | 46993.3952 | 65571.5654 | -18578.1703 | 0 |  | -25135.3268 | -12021.0137 | -13878.8308 | -23277.5098 | -29834.6663 | 1
| 60409693 | 1780.6389 | 11197.0783 | -9416.4394 | 0 |  | -10536.1472 | -8296.7316 | -9238.3755 | -9594.5033 | -10714.2111 | 1
| 60409694 | 618.9149 | 5816.757 | -5197.8421 | 0 |  | -5779.5178 | -4616.1664 | -5135.9506 | -5259.7336 | -5841.4093 | 1
| 60409712 | 4684.8307 | 28352.3561 | -23667.5254 | 0 |  | -26502.761 | -20832.2898 | -23199.0424 | -24136.0085 | -26971.2441 | 1
| 60409724 | 313.9199 | 3801.8883 | -3487.9684 | 0 |  | -3868.1572 | -3107.7795 | -3456.5764 | -3519.3603 | -3899.5492 | 1
| 60409740 | 17407.5314 | 38616.5739 | -21209.0424 | 0 |  | -25070.6998 | -17347.385 | -19468.2893 | -22949.7956 | -26811.453 | 1
| 60409741 | 11632.5628 | 33289.6375 | -21657.0747 | 0 |  | -24986.0384 | -18328.1109 | -20493.8184 | -22820.3309 | -26149.2947 | 1
| 60409744 | 19812.8113 | 41730.5119 | -21917.7006 | 0 |  | -26090.7518 | -17744.6494 | -19936.4194 | -23898.9817 | -28072.0329 | 1
| 60409745 | 1731.5582 | 10774.952 | -9043.3938 | 0 |  | -10120.889 | -7965.8986 | -8870.238 | -9216.5497 | -10294.0449 | 1
| 60409758 | 13933.7548 | 33322.1087 | -19388.354 | 0 |  | -22720.5648 | -16056.1431 | -17994.9785 | -20781.7294 | -24113.9403 | 1
| 60409760 | 6749.9349 | 22671.113 | -15921.1781 | 0 |  | -18188.2894 | -13654.0668 | -15246.1847 | -16596.1716 | -18863.2829 | 1
| 60409770 | 3306.7845 | 15697.924 | -12391.1395 | 0 |  | -13960.9319 | -10821.3471 | -12060.461 | -12721.8179 | -14291.6103 | 1
| 60409771 | 3536.9331 | 14306.0631 | -10769.1299 | 0 |  | -12199.7362 | -9338.5236 | -10415.4366 | -11122.8232 | -12553.4296 | 1
| 60409774 | 5102.2217 | 24867.4753 | -19765.2537 | 0 |  | -22252.0012 | -17278.5061 | -19255.0315 | -20275.4758 | -22762.2234 | 1
| 60409789 | 39180.4199 | 57933.4018 | -18752.9819 | 0 |  | -24546.3221 | -12959.6417 | -14834.9399 | -22671.0239 | -28464.3641 | 1
| 60409833 | 989.4529 | 8082.0396 | -7092.5866 | 0 |  | -7900.7906 | -6284.3826 | -6993.6413 | -7191.5319 | -7999.7359 | 1
| 60409844 | 1812.28 | 16779.3818 | -14967.1018 | 0 |  | -16645.04 | -13289.1637 | -14785.8738 | -15148.3298 | -16826.268 | 1
| 60409861 | 3298.5457 | 15076.5673 | -11778.0217 | 0 |  | -13285.6784 | -10270.3649 | -11448.1671 | -12107.8763 | -13615.533 | 1
| 60409871 | 35596.0375 | 60025.5857 | -24429.5482 | 0 |  | -30432.1068 | -18426.9897 | -20869.9445 | -27989.152 | -33991.7105 | 1
| 60409876 | 37684.4434 | 61132.9104 | -23448.467 | 0 |  | -29561.758 | -17335.176 | -19680.0227 | -27216.9113 | -33330.2024 | 1
| 60409913 | 1575.9915 | 10861.3586 | -9285.3671 | 0 |  | -10371.503 | -8199.2312 | -9127.768 | -9442.9662 | -10529.1021 | 1
| 60409914 | 391754.4194 | 193982.1579 | 197772.2615 | 1 |  | 178374.0457 | 217170.4773 | 236947.7035 | 158596.8196 | 139198.6038 | 1
| 60409915 | 48612.1649 | 81720.7848 | -33108.6199 | 0 |  | -41280.6983 | -24936.5414 | -28247.4034 | -37969.8364 | -46141.9148 | 1
| 60409931 | 1499.5749 | 10093.0557 | -8593.4808 | 0 |  | -9602.7864 | -7584.1753 | -8443.5234 | -8743.4383 | -9752.7439 | 1
| 60409936 | 9042.1407 | 27979.2119 | -18937.0712 | 0 |  | -21734.9924 | -16139.15 | -18032.8571 | -19841.2853 | -22639.2065 | 1
| 60409952 | 1646.3084 | 11146.4452 | -9500.1368 | 0 |  | -10614.7813 | -8385.4922 | -9335.5059 | -9664.7676 | -10779.4121 | 1
| 60409986 | 181.4538 | 2460.6605 | -2279.2067 | 0 |  | -2525.2727 | -2033.1406 | -2261.0613 | -2297.352 | -2543.4181 | 1
| 60409987 | 749905.8973 | 274373.2725 | 475532.6248 | 1 |  | 448095.2976 | 502969.952 | 550523.2145 | 400542.0351 | 373104.7078 | 1
| 60410008 | 631.8841 | 5646.6957 | -5014.8116 | 0 |  | -5579.4812 | -4450.142 | -4951.6232 | -5078 | -5642.6696 | 1
| 60410045 | 2756407.7399 | 631626.3883 | 2124781.3516 | 1 |  | 2061618.7128 | 2187943.9904 | 2400422.1256 | 1849140.5776 | 1785977.9388 | 1
| 60410084 | 83.3827 | 957.2417 | -873.859 | 0 |  | -969.5831 | -778.1348 | -865.5207 | -882.1972 | -977.9214 | 1
| 60410110 | 1455.2929 | 12464.0075 | -11008.7145 | 0 |  | -12255.1153 | -9762.3138 | -10863.1853 | -11154.2438 | -12400.6446 | 1
| 60410115 | 5245.3767 | 20737.5724 | -15492.1957 | 0 |  | -17565.9529 | -13418.4384 | -14967.658 | -16016.7333 | -18090.4906 | 1
| 60410121 | 3528.4903 | 19142.6285 | -15614.1382 | 0 |  | -17528.4011 | -13699.8753 | -15261.2892 | -15966.9872 | -17881.2501 | 1
| 60410153 | 147.1575 | 2747.3981 | -2600.2406 | 0 |  | -2874.9804 | -2325.5008 | -2585.5249 | -2614.9564 | -2889.6962 | 1
| 60410154 | 1201.7244 | 10947.7651 | -9746.0408 | 0 |  | -10840.8173 | -8651.2642 | -9625.8683 | -9866.2132 | -10960.9897 | 1
| 60410155 | 201446.6741 | 141003.3842 | 60443.2899 | 1 |  | 46342.9514 | 74543.6283 | 80587.9573 | 40298.6225 | 26198.284 | 1
| 60410166 | 2584247.4522 | 511489.3608 | 2072758.0914 | 1 |  | 2021609.1554 | 2123907.0275 | 2331182.8366 | 1814333.3462 | 1763184.4101 | 1
| 60410183 | 5285.5564 | 19640.7045 | -14355.1481 | 0 |  | -16319.2186 | -12391.0777 | -13826.5925 | -14883.7038 | -16847.7742 | 1
| 60410193 | 476271.0551 | 255750.7343 | 220520.3207 | 1 |  | 194945.2473 | 246095.3942 | 268147.4262 | 172893.2152 | 147318.1418 | 1
| 60410202 | 186.7309 | 2612.0095 | -2425.2786 | 0 |  | -2686.4796 | -2164.0777 | -2406.6056 | -2443.9517 | -2705.1527 | 1
| 60410253 | 266.7367 | 3099.6287 | -2832.892 | 0 |  | -3142.8548 | -2522.9291 | -2806.2183 | -2859.5656 | -3169.5285 | 1
| 60410254 | 264.9094 | 3084.2186 | -2819.3091 | 0 |  | -3127.731 | -2510.8873 | -2792.8182 | -2845.8001 | -3154.2219 | 1
| 60410264 | 4411.4707 | 19128.8695 | -14717.3988 | 0 |  | -16630.2858 | -12804.5119 | -14276.2518 | -15158.5459 | -17071.4329 | 1
| 60410280 | 50397.0888 | 191824.0166 | -141426.9278 | 0 |  | -160609.3294 | -122244.5261 | -136387.2189 | -146466.6367 | -165649.0383 | 1
| 60410302 | 499184.4484 | 535350.434 | -36165.9856 | 0 |  | -89701.029 | 17369.0578 | 13752.4592 | -86084.4305 | -139619.4739 | 1
| 60410303 | 8476.583 | 68151.0589 | -59674.4759 | 0 |  | -66489.5818 | -52859.37 | -58826.8176 | -60522.1342 | -67337.2401 | 1
| 60410312 | 10365.605 | 29023.2452 | -18657.6402 | 0 |  | -21559.9648 | -15755.3157 | -17621.0797 | -19694.2007 | -22596.5252 | 1
| 60410320 | 64802.0408 | 191691.4269 | -126889.3862 | 0 |  | -146058.5289 | -107720.2435 | -120409.1821 | -133369.5903 | -152538.7329 | 1
| 60410322 | 19343.3509 | 42576.4155 | -23233.0646 | 0 |  | -27490.7062 | -18975.4231 | -21298.7295 | -25167.3997 | -29425.0413 | 1
| 60410329 | 4720.7658 | 21058.4324 | -16337.6666 | 0 |  | -18443.5099 | -14231.8234 | -15865.59 | -16809.7432 | -18915.5864 | 1
| 60410334 | 4213.4716 | 19154.7364 | -14941.2648 | 0 |  | -16856.7385 | -13025.7912 | -14519.9177 | -15362.612 | -17278.0856 | 1
| 60410335 | 80.3492 | 1570.1777 | -1489.8284 | 0 |  | -1646.8462 | -1332.8107 | -1481.7935 | -1497.8634 | -1654.8811 | 1
| 60410336 | 1353.8896 | 10143.6889 | -8789.7992 | 0 |  | -9804.1681 | -7775.4303 | -8654.4103 | -8925.1882 | -9939.5571 | 1
| 60410337 | 102.7583 | 1523.397 | -1420.6387 | 0 |  | -1572.9784 | -1268.299 | -1410.3629 | -1430.9146 | -1583.2543 | 1
| 60410340 | 34095.6399 | 56827.9929 | -22732.353 | 0 |  | -28415.1523 | -17049.5537 | -19322.789 | -26141.917 | -31824.7163 | 1
| 60410341 | 2703.1258 | 13009.9648 | -10306.839 | 0 |  | -11607.8355 | -9005.8425 | -10036.5264 | -10577.1516 | -11878.1481 | 1
| 60410358 | 644.7646 | 5783.7354 | -5138.9708 | 0 |  | -5717.3443 | -4560.5972 | -5074.4943 | -5203.4472 | -5781.8207 | 1
| 60410364 | 67.1393 | 1876.1779 | -1809.0386 | 0 |  | -1996.6564 | -1621.4208 | -1802.3247 | -1815.7525 | -2003.3703 | 1
| 60410365 | 11980.0439 | 36141.604 | -24161.5601 | 0 |  | -27775.7205 | -20547.3997 | -22963.5557 | -25359.5645 | -28973.7249 | 1
| 60410366 | 875.7194 | 8557.5508 | -7681.8313 | 0 |  | -8537.5864 | -6826.0763 | -7594.2594 | -7769.4033 | -8625.1583 | 1
| 60410368 | 144974.7554 | 119130.9691 | 25843.7863 | 1 |  | 13930.6894 | 37756.8832 | 40341.2618 | 11346.3107 | -566.7862 | 0
| 60410374 | 11555.7125 | 32332.0107 | -20776.2982 | 0 |  | -24009.4993 | -17543.0972 | -19620.727 | -21931.8695 | -25165.0706 | 1
| 60410375 | 920913.8535 | 303081.1613 | 617832.6923 | 1 |  | 587524.5762 | 648140.8084 | 709924.0776 | 525741.3069 | 495433.1908 | 1
| 60410379 | 4892629.4562 | 1680016.4154 | 3212613.0409 | 1 |  | 3044611.3994 | 3380614.6824 | 3701875.9865 | 2723350.0953 | 2555348.4537 | 1
| 60410380 | 395525.7859 | 223079.7017 | 172446.0842 | 1 |  | 150138.1141 | 194754.0544 | 211998.6628 | 132893.5056 | 110585.5355 | 1
| 60410381 | 394458.2399 | 193586.4489 | 200871.791 | 1 |  | 181513.1461 | 220230.4359 | 240317.6149 | 161425.967 | 142067.3221 | 1
| 60410394 | 5296.0192 | 20140.9819 | -14844.9627 | 0 |  | -16859.0609 | -12830.8645 | -14315.3608 | -15374.5646 | -17388.6628 | 1
| 60410397 | 114.5901 | 1990.6528 | -1876.0628 | 0 |  | -2075.1281 | -1676.9975 | -1864.6038 | -1887.5218 | -2086.5871 | 1
| 60410409 | 10523.3108 | 24353.8912 | -13830.5804 | 0 |  | -16265.9695 | -11395.1913 | -12778.2493 | -14882.9114 | -17318.3006 | 1
| 60410415 | 82728.2116 | 216830.4168 | -134102.2051 | 0 |  | -155785.2468 | -112419.1635 | -125829.384 | -142375.0263 | -164058.068 | 1
| 60410435 | 14985.646 | 37062.907 | -22077.261 | 0 |  | -25783.5517 | -18370.9703 | -20578.6964 | -23575.8256 | -27282.1163 | 1
| 60410445 | 138.6443 | 1965.8866 | -1827.2423 | 0 |  | -2023.831 | -1630.6537 | -1813.3779 | -1841.1068 | -2037.6954 | 1
| 60410458 | 4933.375 | 17866.3432 | -12932.9682 | 0 |  | -14719.6025 | -11146.3338 | -12439.6307 | -13426.3057 | -15212.94 | 1
| 60410462 | 801605.2965 | 282642.4345 | 518962.862 | 1 |  | 490698.6185 | 547227.1054 | 599123.3916 | 438802.3323 | 410538.0889 | 1
| 60410463 | 52.9395 | 663.4273 | -610.4878 | 0 |  | -676.8306 | -544.1451 | -605.1939 | -615.7818 | -682.1245 | 1
| 60410490 | 158150.3775 | 300512.1385 | -142361.761 | 0 |  | -172412.9749 | -112310.5472 | -126546.7233 | -158176.7988 | -188228.0126 | 1
| 60410497 | 6679615.8165 | 815071.9002 | 5864543.9163 | 1 |  | 5783036.7263 | 5946051.1063 | 6532505.498 | 5196582.3347 | 5115075.1446 | 1
| 60410498 | 174378.1724 | 130130.4681 | 44247.7043 | 1 |  | 31234.6575 | 57260.7511 | 61685.5215 | 26809.887 | 13796.8402 | 1
| 60410499 | 332381.0022 | 180366.7969 | 152014.2053 | 1 |  | 133977.5256 | 170050.885 | 185252.3055 | 118776.1051 | 100739.4254 | 1
| 60410500 | 61382.5825 | 73611.2272 | -12228.6447 | 0 |  | -19589.7674 | -4867.522 | -6090.3865 | -18366.903 | -25728.0257 | 1
| 60410521 | 71356.4248 | 72734.6497 | -1378.2249 | 0 |  | -8651.6899 | 5895.2401 | 5757.4176 | -8513.8674 | -15787.3324 | 1
| 60410535 | 8559.9622 | 26769.5202 | -18209.5579 | 0 |  | -20886.51 | -15532.6059 | -17353.5617 | -19065.5542 | -21742.5062 | 1
| 60410536 | 1185.2436 | 8643.407 | -7458.1634 | 0 |  | -8322.5041 | -6593.8227 | -7339.639 | -7576.6877 | -8441.0284 | 1
| 60410542 | 11986.1025 | 21982.0816 | -9995.9791 | 0 |  | -12194.1872 | -7797.7709 | -8797.3688 | -11194.5893 | -13392.7975 | 1
| 60410543 | 11222.8653 | 21214.7165 | -9991.8512 | 0 |  | -12113.3228 | -7870.3795 | -8869.5646 | -11114.1377 | -13235.6093 | 1
| 60410544 | 1559.201 | 6902.9901 | -5343.7891 | 0 |  | -6034.0881 | -4653.4901 | -5187.869 | -5499.7092 | -6190.0082 | 1
| 60410547 | 9613.4677 | 22102.2438 | -12488.7761 | 0 |  | -14699.0005 | -10278.5517 | -11527.4293 | -13450.1229 | -15660.3473 | 1
| 60410571 | 3486.3323 | 45118.0341 | -41631.7018 | 0 |  | -46143.5052 | -37119.8984 | -41283.0686 | -41980.335 | -46492.1384 | 1
| 60410573 | 226.6705 | 2589.8255 | -2363.1549 | 0 |  | -2622.1375 | -2104.1724 | -2340.4879 | -2385.822 | -2644.8045 | 1
| 60410576 | 571.5536 | 5648.8971 | -5077.3435 | 0 |  | -5642.2332 | -4512.4538 | -5020.1882 | -5134.4989 | -5699.3886 | 1
| 60410577 | 22149.3329 | 43545.5998 | -21396.2669 | 0 |  | -25750.8269 | -17041.7069 | -19181.3336 | -23611.2002 | -27965.7602 | 1
| 60410582 | 1466.5492 | 8159.6233 | -6693.0741 | 0 |  | -7509.0364 | -5877.1118 | -6546.4192 | -6839.729 | -7655.6914 | 1
| 60410593 | 52.1732 | 752.1547 | -699.9815 | 0 |  | -775.1969 | -624.766 | -694.7641 | -705.1988 | -780.4142 | 1
| 60410599 | 2055.5395 | 11518.4886 | -9462.9492 | 0 |  | -10614.798 | -8311.1003 | -9257.3952 | -9668.5031 | -10820.352 | 1
| 60410611 | 167234.9298 | 128075.9735 | 39158.9563 | 1 |  | 26351.359 | 51966.5536 | 55882.4493 | 22435.4633 | 9627.866 | 1
| 60410612 | 4686.473 | 19953.3091 | -15266.8361 | 0 |  | -17262.167 | -13271.5052 | -14798.1888 | -15735.4834 | -17730.8143 | 1
| 60410614 | 5047.0169 | 49301.2362 | -44254.2193 | 0 |  | -49184.3429 | -39324.0957 | -43749.5176 | -44758.921 | -49689.0446 | 1
| 60410627 | 258922.3128 | 159816.8973 | 99105.4154 | 1 |  | 83123.7257 | 115087.1052 | 124997.6467 | 73213.1841 | 57231.4944 | 1
| 60410645 | 15.6007 | 145.7664 | -130.1657 | 0 |  | -144.7423 | -115.589 | -128.6056 | -131.7258 | -146.3024 | 1
| 60410649 | 3065.7558 | 14409.073 | -11343.3172 | 0 |  | -12784.2245 | -9902.4099 | -11036.7416 | -11649.8928 | -13090.8001 | 1
| 60410654 | 9073.0507 | 25081.5654 | -16008.5148 | 0 |  | -18516.6713 | -13500.3582 | -15101.2097 | -16915.8198 | -19423.9764 | 1
| 60410655 | 4337.5615 | 16869.0905 | -12531.529 | 0 |  | -14218.438 | -10844.6199 | -12097.7728 | -12965.2851 | -14652.1942 | 1
| 60410668 | 996.8019 | 7918.5826 | -6921.7807 | 0 |  | -7713.639 | -6129.9225 | -6822.1005 | -7021.4609 | -7813.3192 | 1
| 60410670 | 1154.2915 | 7981.3236 | -6827.0321 | 0 |  | -7625.1645 | -6028.8997 | -6711.6029 | -6942.4612 | -7740.5936 | 1
| 60410683 | 214.6192 | 4230.6189 | -4015.9997 | 0 |  | -4439.0615 | -3592.9378 | -3994.5377 | -4037.4616 | -4460.5235 | 1
| 60410684 | 5519.4162 | 27667.1577 | -22147.7415 | 0 |  | -24914.4572 | -19381.0257 | -21595.7998 | -22699.6831 | -25466.3989 | 1
| 60410705 | 9513.0914 | 26621.4733 | -17108.3819 | 0 |  | -19770.5292 | -14446.2345 | -16157.0727 | -18059.691 | -20721.8383 | 1
| 60410745 | 369.2617 | 7910.8775 | -7541.6159 | 0 |  | -8332.7036 | -6750.5281 | -7504.6897 | -7578.542 | -8369.6298 | 1
| 60410766 | 3185.6831 | 24628.619 | -21442.9359 | 0 |  | -23905.7978 | -18980.074 | -21124.3676 | -21761.5042 | -24224.3661 | 1
| 60410773 | 116.791 | 2632.3728 | -2515.5819 | 0 |  | -2778.8192 | -2252.3446 | -2503.9028 | -2527.261 | -2790.4982 | 1
| 60410774 | 202.7911 | 3663.1975 | -3460.4064 | 0 |  | -3826.7262 | -3094.0867 | -3440.1273 | -3480.6855 | -3847.0053 | 1
| 60410775 | 981.8419 | 8861.9 | -7880.058 | 0 |  | -8766.248 | -6993.868 | -7781.8739 | -7978.2422 | -8864.4322 | 1
| 60410776 | 3489.8999 | 17824.5158 | -14334.6159 | 0 |  | -16117.0675 | -12552.1643 | -13985.6259 | -14683.6059 | -16466.0575 | 1
| 60410777 | 26536.54 | 50733.8544 | -24197.3144 | 0 |  | -29270.6998 | -19123.9289 | -21543.6604 | -26850.9684 | -31924.3538 | 1
| 60410778 | 13763.9304 | 36328.1761 | -22564.2457 | 0 |  | -26197.0633 | -18931.4281 | -21187.8527 | -23940.6388 | -27573.4564 | 1
| 60410779 | 416299.5347 | 203186.9323 | 213112.6024 | 1 |  | 192793.9092 | 233431.2957 | 254742.5559 | 171482.649 | 151163.9557 | 1
| 60410780 | 258137.8983 | 159837.811 | 98300.0873 | 1 |  | 82316.3062 | 114283.8684 | 124113.8772 | 72486.2975 | 56502.5164 | 1
| 60410781 | 361.8551 | 5297.2169 | -4935.3618 | 0 |  | -5465.0835 | -4405.6401 | -4899.1763 | -4971.5473 | -5501.269 | 1
| 60410782 | 357871.053 | 188333.8112 | 169537.2418 | 1 |  | 150703.8607 | 188370.6229 | 205324.3471 | 133750.1365 | 114916.7554 | 1
| 60410789 | 1943008.4743 | 626065.5488 | 1316942.9255 | 1 |  | 1254336.3706 | 1379549.4804 | 1511243.7729 | 1122642.0781 | 1060035.5232 | 1
| 60410790 | 7839.506 | 39059.0635 | -31219.5575 | 0 |  | -35125.4638 | -27313.6511 | -30435.6069 | -32003.5081 | -35909.4144 | 1
| 60410791 | 4260.7356 | 28598.9175 | -24338.1819 | 0 |  | -27198.0737 | -21478.2902 | -23912.1084 | -24764.2555 | -27624.1472 | 1
| 60410792 | 14343.3438 | 53097.6515 | -38754.3077 | 0 |  | -44064.0728 | -33444.5426 | -37319.9733 | -40188.6421 | -45498.4072 | 1
| 60410823 | 45.0987 | 1240.5119 | -1195.4132 | 0 |  | -1319.4644 | -1071.362 | -1190.9034 | -1199.9231 | -1323.9743 | 1
| 60410833 | 2056.7198 | 13444.199 | -11387.4792 | 0 |  | -12731.8991 | -10043.0593 | -11181.8072 | -11593.1512 | -12937.5711 | 1
| 60410834 | 15174.224 | 37780.5767 | -22606.3527 | 0 |  | -26384.4104 | -18828.295 | -21088.9303 | -24123.7751 | -27901.8328 | 1
| 60410838 | 16932.7009 | 46864.2718 | -29931.5709 | 0 |  | -34617.9981 | -25245.1437 | -28238.3008 | -31624.841 | -36311.2682 | 1
| 60410878 | 1372.91 | 10973.0817 | -9600.1717 | 0 |  | -10697.4799 | -8502.8635 | -9462.8807 | -9737.4627 | -10834.7709 | 1
| 60410879 | 608550.8611 | 239981.2635 | 368569.5976 | 1 |  | 344571.4712 | 392567.7239 | 429424.6837 | 307714.5115 | 283716.3851 | 1
| 60410887 | 1772.8165 | 11078.2005 | -9305.384 | 0 |  | -10413.2041 | -8197.564 | -9128.1024 | -9482.6657 | -10590.4857 | 1
| 60410888 | 2298.8208 | 13888.877 | -11590.0562 | 0 |  | -12978.9439 | -10201.1685 | -11360.1741 | -11819.9383 | -13208.826 | 1
| 60410904 | 232.9262 | 4030.2878 | -3797.3615 | 0 |  | -4200.3903 | -3394.3327 | -3774.0689 | -3820.6541 | -4223.6829 | 1
| 60410905 | 11605.2398 | 29481.1449 | -17875.9051 | 0 |  | -20824.0196 | -14927.7906 | -16715.3812 | -19036.4291 | -21984.5436 | 1
| 60410914 | 1981.0554 | 12923.5582 | -10942.5029 | 0 |  | -12234.8587 | -9650.1471 | -10744.3974 | -11140.6084 | -12432.9642 | 1
| 60410915 | 1234.9044 | 10052.8794 | -8817.975 | 0 |  | -9823.2629 | -7812.6871 | -8694.4846 | -8941.4654 | -9946.7534 | 1
| 60410932 | 39758.5631 | 68421.8809 | -28663.3178 | 0 |  | -35505.5059 | -21821.1297 | -24687.4615 | -32639.1741 | -39481.3622 | 1
| 60410942 | 7910.0825 | 27359.5063 | -19449.4238 | 0 |  | -22185.3745 | -16713.4732 | -18658.4156 | -20240.4321 | -22976.3827 | 1
| 60410943 | 6098.6596 | 69609.5446 | -63510.8851 | 0 |  | -70471.8395 | -56549.9306 | -62901.0191 | -64120.751 | -71081.7055 | 1
| 60410956 | 15442.202 | 38657.2518 | -23215.0498 | 0 |  | -27080.7749 | -19349.3246 | -21670.8296 | -24759.27 | -28624.9951 | 1
| 60410965 | 42674.0303 | 59609.5887 | -16935.5584 | 0 |  | -22896.5173 | -10974.5995 | -12668.1554 | -21202.9615 | -27163.9203 | 1
| 60410966 | 1793.562 | 11635.7086 | -9842.1466 | 0 |  | -11005.7174 | -8678.5757 | -9662.7904 | -10021.5028 | -11185.0736 | 1
| 60410971 | 1172.4567 | 9714.127 | -8541.6704 | 0 |  | -9513.0831 | -7570.2577 | -8424.4247 | -8658.916 | -9630.3287 | 1
| 60410981 | 3752784.8953 | 605278.444 | 3147506.4512 | 1 |  | 3086978.6068 | 3208034.2956 | 3522784.9408 | 2772227.9617 | 2711700.1173 | 1
| 60410982 | 223830.8904 | 147246.12 | 76584.7705 | 1 |  | 61860.1585 | 91309.3825 | 98967.8595 | 54201.6814 | 39477.0694 | 1
| 60410983 | 366.7713 | 5275.7529 | -4908.9816 | 0 |  | -5436.5569 | -4381.4063 | -4872.3044 | -4945.6587 | -5473.234 | 1
| 60410984 | 20709.3179 | 44262.7192 | -23553.4013 | 0 |  | -27979.6732 | -19127.1294 | -21482.4695 | -25624.3331 | -30050.605 | 1
| 60410991 | 224441.2063 | 134221.2955 | 90219.9108 | 1 |  | 76797.7813 | 103642.0404 | 112664.0314 | 67775.7902 | 54353.6606 | 1
| 60410992 | 68615.1882 | 73874.2994 | -5259.1112 | 0 |  | -12646.5412 | 2128.3187 | 1602.4076 | -12120.6301 | -19508.06 | 1
| 60410993 | 185020.0632 | 121795.2628 | 63224.8003 | 1 |  | 51045.274 | 75404.3266 | 81726.8066 | 44722.794 | 32543.2677 | 1
| 60410994 | 637305.6346 | 226695.5682 | 410610.0663 | 1 |  | 387940.5095 | 433279.6232 | 474340.6298 | 346879.5029 | 324209.9461 | 1
| 60410995 | 11095.8341 | 28636.8923 | -17541.0582 | 0 |  | -20404.7474 | -14677.369 | -16431.4748 | -18650.6416 | -21514.3308 | 1
| 60410999 | 551177.5162 | 211944.8141 | 339232.7021 | 1 |  | 318038.2206 | 360427.1835 | 394350.4537 | 284114.9504 | 262920.469 | 1
| 60411003 | 223.0832 | 2529.9979 | -2306.9147 | 0 |  | -2559.9145 | -2053.9149 | -2284.6064 | -2329.223 | -2582.2228 | 1
| 60411023 | 46477.3346 | 67019.0128 | -20541.6781 | 0 |  | -27243.5794 | -13839.7768 | -15893.9446 | -25189.4116 | -31891.3129 | 1
| 60411037 | 47.1067 | 765.337 | -718.2304 | 0 |  | -794.7641 | -641.6967 | -713.5197 | -722.941 | -799.4747 | 1
| 60411048 | 274978.2256 | 164993.5854 | 109984.6402 | 1 |  | 93485.2817 | 126483.9988 | 137482.4628 | 82486.8177 | 65987.4591 | 1
| 60411073 | 209.9105 | 4048.4496 | -3838.5391 | 0 |  | -4243.3841 | -3433.6942 | -3817.5481 | -3859.5302 | -4264.3751 | 1
| 60411129 | 2918.1492 | 23540.0065 | -20621.8574 | 0 |  | -22975.858 | -18267.8567 | -20330.0424 | -20913.6723 | -23267.6729 | 1
| 60411134 | 21624.4641 | 45725.0262 | -24100.5621 | 0 |  | -28673.0647 | -19528.0595 | -21938.1157 | -26263.0085 | -30835.5111 | 1
| 60411143 | 2939.2215 | 23627.5138 | -20688.2923 | 0 |  | -23051.0437 | -18325.5409 | -20394.3702 | -20982.2145 | -23344.9659 | 1
| 60411167 | 15508.8674 | 26061.757 | -10552.8896 | 0 |  | -13159.0653 | -7946.7139 | -9002.0028 | -12103.7763 | -14709.952 | 1
| 60411175 | 1238.9523 | 4902.0583 | -3663.106 | 0 |  | -4153.3118 | -3172.9001 | -3539.2107 | -3787.0012 | -4277.207 | 1
| 60411188 | 4909.4315 | 13353.3896 | -8443.9581 | 0 |  | -9779.297 | -7108.6191 | -7953.0149 | -8934.9012 | -10270.2402 | 1
| 60411209 | 16451.7683 | 18684.7186 | -2232.9503 | 0 |  | -4101.4222 | -364.4785 | -587.7735 | -3878.1272 | -5746.599 | 1
| 60411229 | 2722.7227 | 7236.0981 | -4513.3753 | 0 |  | -5236.9852 | -3789.7655 | -4241.1031 | -4785.6476 | -5509.2574 | 1
| 60411230 | 682.7063 | 2222.4941 | -1539.7878 | 0 |  | -1762.0372 | -1317.5384 | -1471.5172 | -1608.0584 | -1830.3078 | 1
| 60411235 | 1408.57 | 5743.5591 | -4334.989 | 0 |  | -4909.3449 | -3760.6331 | -4194.132 | -4475.846 | -5050.2019 | 1
| 60411237 | 3879.6118 | 11690.201 | -7810.5893 | 0 |  | -8979.6094 | -6641.5692 | -7422.6281 | -8198.5504 | -9367.5706 | 1
| 60411240 | 2121.3734 | 7098.5459 | -4977.1725 | 0 |  | -5687.0271 | -4267.3179 | -4765.0351 | -5189.3098 | -5899.1644 | 1
| 60411243 | 1011.1317 | 3158.9482 | -2147.8165 | 0 |  | -2463.7114 | -1831.9217 | -2046.7034 | -2248.9297 | -2564.8245 | 1
| 60411244 | 1402.2632 | 4194.0165 | -2791.7533 | 0 |  | -3211.1549 | -2372.3516 | -2651.527 | -2931.9796 | -3351.3813 | 1
| 60411247 | 17621.6197 | 27940.1363 | -10318.5166 | 0 |  | -13112.5303 | -7524.503 | -8556.3547 | -12080.6786 | -14874.6922 | 1
| 60411255 | 284.1975 | 979.8038 | -695.6063 | 0 |  | -793.5866 | -597.6259 | -667.1865 | -724.026 | -822.0064 | 1
| 60411263 | 50110.4603 | 59938.0784 | -9827.6181 | 0 |  | -15821.426 | -3833.8103 | -4816.5721 | -14838.6641 | -20832.472 | 1
| 60411271 | 220771.0617 | 88514.6875 | 132256.3742 | 1 |  | 123404.9055 | 141107.843 | 154333.4804 | 110179.268 | 101327.7993 | 1
| 60411272 | 13281.6624 | 16021.8832 | -2740.2208 | 0 |  | -4342.4092 | -1138.0325 | -1412.0546 | -4068.3871 | -5670.5754 | 1
| 60411274 | 1730.4693 | 6284.0128 | -4553.5435 | 0 |  | -5181.9448 | -3925.1422 | -4380.4965 | -4726.5904 | -5354.9917 | 1
| 60411283 | 3520.815 | 10885.0241 | -7364.209 | 0 |  | -8452.7114 | -6275.7066 | -7012.1275 | -7716.2905 | -8804.7929 | 1
| 60411284 | 642.5623 | 2700.6175 | -2058.0552 | 0 |  | -2328.117 | -1787.9935 | -1993.799 | -2122.3114 | -2392.3732 | 1
| 60411308 | 29140.3979 | 39042.5527 | -9902.1547 | 0 |  | -13806.41 | -5997.8995 | -6988.115 | -12816.1945 | -16720.4498 | 1
| 60411385 | 29266.2996 | 36917.0616 | -7650.762 | 0 |  | -11342.4681 | -3959.0558 | -4724.132 | -10577.3919 | -14269.0981 | 1
| 60411386 | 4512.9012 | 11402.913 | -6890.0118 | 0 |  | -8030.3031 | -5749.7205 | -6438.7217 | -7341.3019 | -8481.5932 | 1
| 60411392 | 665.6581 | 2192.635 | -1526.977 | 0 |  | -1746.2405 | -1307.7135 | -1460.4112 | -1593.5428 | -1812.8063 | 1
| 60411393 | 2701.8383 | 6414.9985 | -3713.1602 | 0 |  | -4354.66 | -3071.6603 | -3442.9763 | -3983.344 | -4624.8439 | 1
| 60411395 | 1268.9487 | 3090.8229 | -1821.8742 | 0 |  | -2130.9565 | -1512.7919 | -1694.9793 | -1948.7691 | -2257.8513 | 1
| 60411397 | 2583.9386 | 9120.5693 | -6536.6306 | 0 |  | -7448.6876 | -5624.5737 | -6278.2368 | -6795.0245 | -7707.0814 | 1
| 60411398 | 14591.1543 | 25326.4757 | -10735.3214 | 0 |  | -13267.969 | -8202.6738 | -9276.206 | -12194.4368 | -14727.0844 | 1
| 60411402 | 4264.4464 | 10910.891 | -6646.4446 | 0 |  | -7737.5337 | -5555.3555 | -6220 | -7072.8892 | -8163.9783 | 1
| 60411403 | 695.1219 | 2282.8941 | -1587.7722 | 0 |  | -1816.0616 | -1359.4828 | -1518.26 | -1657.2844 | -1885.5738 | 1
| 60411408 | 23370.008 | 36258.8308 | -12888.8227 | 0 |  | -16514.7058 | -9262.9396 | -10551.8219 | -15225.8235 | -18851.7066 | 1
| 60411410 | 30497.0421 | 36119.5896 | -5622.5475 | 0 |  | -9234.5065 | -2010.5885 | -2572.8433 | -8672.2517 | -12284.2107 | 1
| 60411411 | 2695.1949 | 6004.9802 | -3309.7853 | 0 |  | -3910.2833 | -2709.2873 | -3040.2658 | -3579.3048 | -4179.8028 | 1
| 60411415 | 3301.043 | 8248.7987 | -4947.7557 | 0 |  | -5772.6356 | -4122.8758 | -4617.6514 | -5277.86 | -6102.7399 | 1
| 60411420 | 2004.9426 | 12275.7843 | -10270.8416 | 0 |  | -11498.4201 | -9043.2632 | -10070.3474 | -10471.3359 | -11698.9143 | 1
| 60411421 | 174.1473 | 2703.9197 | -2529.7724 | 0 |  | -2800.1643 | -2259.3804 | -2512.3577 | -2547.1871 | -2817.5791 | 1
| 60411422 | 8470.2983 | 26919.2182 | -18448.9199 | 0 |  | -21140.8417 | -15756.9981 | -17601.8901 | -19295.9497 | -21987.8715 | 1
| 60411433 | 2606624.8801 | 1040567.6696 | 1566057.2104 | 1 |  | 1462000.4435 | 1670113.9774 | 1826719.6985 | 1305394.7224 | 1201337.9555 | 1
| 60411445 | 73250.4146 | 81459.3637 | -8208.9491 | 0 |  | -16354.8855 | -63.0127 | -883.9077 | -15533.9906 | -23679.9269 | 1
| 60411446 | 3029451.9704 | 533326.0024 | 2496125.9679 | 1 |  | 2442793.3677 | 2549458.5682 | 2799071.1649 | 2193180.7709 | 2139848.1706 | 1
| 60411447 | 2017.8665 | 12816.238 | -10798.3715 | 0 |  | -12079.9953 | -9516.7477 | -10596.5848 | -11000.1581 | -12281.7819 | 1
| 60411464 | 784.2741 | 7429.8627 | -6645.5886 | 0 |  | -7388.5749 | -5902.6023 | -6567.1612 | -6724.016 | -7467.0023 | 1
| 60411466 | 1357.7311 | 10238.3508 | -8880.6197 | 0 |  | -9904.4548 | -7856.7847 | -8744.8466 | -9016.3928 | -10040.2279 | 1
| 60411467 | 1808128.6534 | 428193.9954 | 1379934.658 | 1 |  | 1337115.2584 | 1422754.0575 | 1560747.5233 | 1199121.7926 | 1156302.3931 | 1
| 60411474 | 84149.1351 | 89432.4319 | -5283.2968 | 0 |  | -14226.54 | 3659.9464 | 3131.6167 | -13698.2104 | -22641.4535 | 1
| 60411481 | 71351.5237 | 82674.0087 | -11322.4849 | 0 |  | -19589.8858 | -3055.0841 | -4187.3326 | -18457.6373 | -26725.0382 | 1
| 60411482 | 127140.6473 | 110939.4079 | 16201.2394 | 1 |  | 5107.2986 | 27295.1802 | 28915.3042 | 3487.1747 | -7606.7661 | 0
| 60411483 | 225.815 | 3302.1612 | -3076.3462 | 0 |  | -3406.5623 | -2746.13 | -3053.7647 | -3098.9277 | -3429.1438 | 1
| 60411484 | 923891.0841 | 302016.2143 | 621874.8698 | 1 |  | 591673.2484 | 652076.4913 | 714263.9783 | 529485.7614 | 499284.14 | 1
| 60411499 | 6858.0787 | 23388.6575 | -16530.5788 | 0 |  | -18869.4445 | -14191.713 | -15844.7709 | -17216.3866 | -19555.2524 | 1
| 60411519 | 6933.0866 | 24197.1366 | -17264.05 | 0 |  | -19683.7636 | -14844.3363 | -16570.7413 | -17957.3586 | -20377.0723 | 1
| 60411520 | 115.5499 | 2016.5198 | -1900.9699 | 0 |  | -2102.6219 | -1699.3179 | -1889.4149 | -1912.5249 | -2114.1769 | 1
| 60411525 | 2184.695 | 27240.5351 | -25055.8402 | 0 |  | -27779.8937 | -22331.7867 | -24837.3707 | -25274.3097 | -27998.3632 | 1
| 60411526 | 2970.781 | 8524.4196 | -5553.6386 | 0 |  | -6406.0806 | -4701.1967 | -5256.5605 | -5850.7167 | -6703.1587 | 1
| 60411527 | 29282.1396 | 30109.0025 | -826.8629 | 0 |  | -3837.7631 | 2184.0374 | 2101.3511 | -3755.0768 | -6765.9771 | 1
| 60411553 | 41.7608 | 926.2562 | -884.4954 | 0 |  | -977.121 | -791.8698 | -880.3193 | -888.6715 | -981.2971 | 1
| 60411554 | 2796.4752 | 14951.0852 | -12154.61 | 0 |  | -13649.7185 | -10659.5015 | -11874.9625 | -12434.2575 | -13929.366 | 1
| 60411564 | 229.5618 | 2921.3119 | -2691.7502 | 0 |  | -2983.8814 | -2399.619 | -2668.794 | -2714.7064 | -3006.8376 | 1
| 60411586 | 156.6234 | 2231.7106 | -2075.0873 | 0 |  | -2298.2583 | -1851.9162 | -2059.4249 | -2090.7496 | -2313.9207 | 1
| 60411587 | 15566.634 | 34025.4691 | -18458.8351 | 0 |  | -21861.382 | -15056.2882 | -16902.1717 | -20015.4985 | -23418.0454 | 1
| 60411588 | 2474.2102 | 12595.5436 | -10121.3334 | 0 |  | -11380.8877 | -8861.779 | -9873.9123 | -10368.7544 | -11628.3087 | 1
| 60411589 | 663.0785 | 5821.1598 | -5158.0813 | 0 |  | -5740.1973 | -4575.9653 | -5091.7734 | -5224.3892 | -5806.5051 | 1
| 60411604 | 827502.0035 | 279649.0253 | 547852.9782 | 1 |  | 519888.0756 | 575817.8807 | 630603.1785 | 465102.7778 | 437137.8753 | 1
| 60411605 | 127473.582 | 108698.8915 | 18774.6905 | 1 |  | 7904.8014 | 29644.5797 | 31522.0487 | 6027.3323 | -4842.5568 | 0
| 60411606 | 100741.4461 | 96439.0677 | 4302.3784 | 1 |  | -5341.5284 | 13946.2852 | 14376.523 | -5771.7662 | -15415.673 | 0
| 60411607 | 144.3503 | 2350.0381 | -2205.6877 | 0 |  | -2440.6915 | -1970.6839 | -2191.2527 | -2220.1228 | -2455.1266 | 1
| 60411608 | 19919.7548 | 41932.4941 | -22012.7393 | 0 |  | -26205.9887 | -17819.4899 | -20020.7638 | -24004.7147 | -28197.9641 | 1
| 60411619 | 511.4579 | 5555.3359 | -5043.878 | 0 |  | -5599.4116 | -4488.3444 | -4992.7322 | -5095.0238 | -5650.5574 | 1
| 60411648 | 1879.9552 | 14891.6463 | -13011.6912 | 0 |  | -14500.8558 | -11522.5265 | -12823.6956 | -13199.6867 | -14688.8513 | 1
| 60411654 | 93785.8681 | 92989.4099 | 796.4581 | 1 |  | -8502.4829 | 10095.3991 | 10175.0449 | -8582.1287 | -17881.0697 | 0
| 60411655 | 38658.8191 | 59085.5705 | -20426.7513 | 0 |  | -26335.3084 | -14518.1943 | -16560.8694 | -24292.6333 | -30201.1903 | 1
| 60411672 | 39300.63 | 58971.0955 | -19670.4656 | 0 |  | -25567.5751 | -13773.356 | -15740.4026 | -23600.5286 | -29497.6381 | 1
| 60411678 | 222.4659 | 3156.3158 | -2933.8498 | 0 |  | -3249.4814 | -2618.2182 | -2911.6032 | -2956.0964 | -3271.728 | 1
| 60411679 | 33000.0886 | 54207.728 | -21207.6394 | 0 |  | -26628.4122 | -15786.8666 | -17907.6305 | -24507.6483 | -29928.4211 | 1
| 60411693 | 7467.9191 | 25455.8104 | -17987.8912 | 0 |  | -20533.4723 | -15442.3102 | -17241.0993 | -18734.6832 | -21280.2642 | 1
| 60411694 | 5698.6479 | 22029.2678 | -16330.6199 | 0 |  | -18533.5466 | -14127.6931 | -15760.7551 | -16900.4847 | -19103.4114 | 1
| 60411738 | 15602.7371 | 36724.9859 | -21122.2488 | 0 |  | -24794.7474 | -17449.7502 | -19561.9751 | -22682.5225 | -26355.0211 | 1
| 60411742 | 1917725.4336 | 395001.2213 | 1522724.2122 | 1 |  | 1483224.0901 | 1562224.3344 | 1714496.7556 | 1330951.6689 | 1291451.5467 | 1
| 60411748 | 9940709.5093 | 984595.5004 | 8956114.0089 | 1 |  | 8857654.4589 | 9054573.559 | 9950184.9599 | 7962043.058 | 7863583.508 | 1
| 60411766 | 15346.4053 | 37837.8142 | -22491.4089 | 0 |  | -26275.1903 | -18707.6275 | -20956.7684 | -24026.0494 | -27809.8308 | 1
| 60411767 | 1300.167 | 9885.5699 | -8585.403 | 0 |  | -9573.9599 | -7596.846 | -8455.3863 | -8715.4196 | -9703.9766 | 1
| 60411790 | 21556.1706 | 40337.5502 | -18781.3796 | 0 |  | -22815.1347 | -14747.6246 | -16625.7626 | -20936.9967 | -24970.7517 | 1
| 60411821 | 468.8876 | 4517.9069 | -4049.0193 | 0 |  | -4500.81 | -3597.2286 | -4002.1305 | -4095.9081 | -4547.6987 | 1
| 60411830 | 19638.9306 | 51793.8482 | -32154.9176 | 0 |  | -37334.3024 | -26975.5328 | -30191.0245 | -34118.8106 | -39298.1954 | 1
| 60411847 | 2541.2777 | 29510.0273 | -26968.7496 | 0 |  | -29919.7523 | -24017.7468 | -26714.6218 | -27222.8773 | -30173.8801 | 1
| 60411848 | 53811.3126 | 71170.9301 | -17359.6176 | 0 |  | -24476.7106 | -10242.5245 | -11978.4863 | -22740.7488 | -29857.8418 | 1
| 60411849 | 7316.4539 | 25179.5296 | -17863.0756 | 0 |  | -20381.0286 | -15345.1227 | -17131.4302 | -18594.721 | -21112.674 | 1
| 60411867 | 2043258.2658 | 407781.1355 | 1635477.1303 | 1 |  | 1594699.0167 | 1676255.2438 | 1839802.9569 | 1431151.3037 | 1390373.1901 | 1
| 60411872 | 2632.9083 | 14109.0341 | -11476.1258 | 0 |  | -12887.0292 | -10065.2224 | -11212.835 | -11739.4167 | -13150.3201 | 1
| 60411881 | 3905.5513 | 17958.2534 | -14052.702 | 0 |  | -15848.5274 | -12256.8767 | -13662.1469 | -14443.2572 | -16239.0825 | 1
| 60411891 | 7932.7218 | 25844.915 | -17912.1932 | 0 |  | -20496.6847 | -15327.7017 | -17118.9211 | -18705.4654 | -21289.9569 | 1
| 60411905 | 691.0811 | 6887.7579 | -6196.6768 | 0 |  | -6885.4526 | -5507.901 | -6127.5687 | -6265.7849 | -6954.5607 | 1
| 60411908 | 258674.774 | 155581.8756 | 103092.8984 | 1 |  | 87534.7109 | 118651.086 | 128960.3758 | 77225.421 | 61667.2335 | 1
| 60411909 | 3260.2984 | 15987.4135 | -12727.1151 | 0 |  | -14325.8565 | -11128.3738 | -12401.0853 | -13053.1449 | -14651.8863 | 1
| 60411916 | 98964.6965 | 97132.5215 | 1832.175 | 1 |  | -7881.0772 | 11545.4271 | 11728.6446 | -8064.2947 | -17777.5468 | 0
| 60411917 | 6181.3201 | 23011.1104 | -16829.7903 | 0 |  | -19130.9013 | -14528.6793 | -16211.6583 | -17447.9223 | -19749.0333 | 1
| 60411950 | 47203.0207 | 134235.9298 | -87032.9091 | 0 |  | -100456.5021 | -73609.3161 | -82312.607 | -91753.2112 | -105176.8042 | 1
| 60411951 | 28162.0625 | 103289.5151 | -75127.4526 | 0 |  | -85456.4041 | -64798.5011 | -72311.2464 | -77943.6589 | -88272.6104 | 1
| 60411952 | 42310.6389 | 126996.5371 | -84685.8983 | 0 |  | -97385.552 | -71986.2446 | -80454.8344 | -88916.9622 | -101616.6159 | 1
| 60411960 | 104.5999 | 1845.9081 | -1741.3083 | 0 |  | -1925.8991 | -1556.7174 | -1730.8483 | -1751.7682 | -1936.3591 | 1
| 60411967 | 8952.5503 | 56914.0896 | -47961.5393 | 0 |  | -53652.9482 | -42270.1303 | -47066.2842 | -48856.7943 | -54548.2033 | 1
| 60411972 | 117.8843 | 1811.7858 | -1693.9015 | 0 |  | -1875.0801 | -1512.7229 | -1682.1131 | -1705.6899 | -1886.8685 | 1
| 60411976 | 2644.5289 | 13074.3569 | -10429.828 | 0 |  | -11737.2637 | -9122.3923 | -10165.3751 | -10694.2809 | -12001.7166 | 1
| 60411977 | 7407.1008 | 22956.6247 | -15549.5239 | 0 |  | -17845.1864 | -13253.8615 | -14808.8138 | -16290.234 | -18585.8965 | 1
| 60411983 | 953.238 | 7804.658 | -6851.42 | 0 |  | -7631.8858 | -6070.9542 | -6756.0962 | -6946.7438 | -7727.2096 | 1
| 60412053 | 6271199.2086 | 777229.1327 | 5493970.0759 | 1 |  | 5416247.1626 | 5571692.9891 | 6121089.9967 | 4866850.155 | 4789127.2417 | 1
| 60412054 | 465921.8459 | 210574.4172 | 255347.4286 | 1 |  | 234289.9869 | 276404.8703 | 301939.6132 | 208755.244 | 187697.8023 | 1
| 60414818 | 643965.8496 | 509959.5239 | 134006.3257 | 1 |  | 83010.3733 | 185002.2781 | 198402.9107 | 69609.7407 | 18613.7884 | 1
| 60414827 | 18447.4712 | 82402.2321 | -63954.7609 | 0 |  | -72194.9841 | -55714.5377 | -62110.0137 | -65799.508 | -74039.7312 | 1
| 60414839 | 581707.4891 | 251470.5831 | 330236.906 | 1 |  | 305089.8477 | 355383.9643 | 388407.6549 | 272066.1571 | 246919.0988 | 1
| 60414850 | 36746.9581 | 111167.5477 | -74420.5896 | 0 |  | -85537.3444 | -63303.8348 | -70745.8938 | -78095.2854 | -89212.0402 | 1
| 60414855 | 4646.1977 | 23596.1433 | -18949.9455 | 0 |  | -21309.5599 | -16590.3312 | -18485.3258 | -19414.5653 | -21774.1796 | 1
| 60414856 | 164.9268 | 2316.4661 | -2151.5393 | 0 |  | -2383.1859 | -1919.8927 | -2135.0466 | -2168.032 | -2399.6786 | 1
| 60414857 | 873.3024 | 8228.9857 | -7355.6833 | 0 |  | -8178.5819 | -6532.7848 | -7268.3531 | -7443.0136 | -8265.9121 | 1
| 60414860 | 596491.322 | 527384.0084 | 69107.3136 | 1 |  | 16368.9128 | 121845.7145 | 128756.4458 | 9458.1814 | -43280.2194 | 0
| 60414877 | 11557.026 | 61223.2519 | -49666.2259 | 0 |  | -55788.551 | -43543.9007 | -48510.5233 | -50821.9285 | -56944.2536 | 1
| 60414895 | 319556.452 | 357812.9478 | -38256.4959 | 0 |  | -74037.7907 | -2475.2011 | -6300.8507 | -70212.1411 | -105993.4358 | 1
| 60414908 | 1796407.0886 | 1014275.1502 | 782131.9384 | 1 |  | 680704.4234 | 883559.4534 | 961772.6473 | 602491.2295 | 501063.7145 | 1
| 60414915 | 125144.0657 | 241125.2528 | -115981.1871 | 0 |  | -140093.7124 | -91868.6618 | -103466.7805 | -128495.5937 | -152608.119 | 1
| 60414947 | 332277.7675 | 162204.9102 | 170072.8573 | 1 |  | 153852.3663 | 186293.3483 | 203300.634 | 136845.0805 | 120624.5895 | 1
| 60414951 | 2423.7289 | 14279.6458 | -11855.9169 | 0 |  | -13283.8815 | -10427.9523 | -11613.544 | -12098.2898 | -13526.2544 | 1
| 60414956 | 1443.5697 | 6794.1967 | -5350.627 | 0 |  | -6030.0467 | -4671.2073 | -5206.27 | -5494.984 | -6174.4036 | 1
| 60414957 | 19775.4925 | 82956.8986 | -63181.4061 | 0 |  | -71477.096 | -54885.7162 | -61203.8568 | -65158.9553 | -73454.6452 | 1
| 60414958 | 6839762.9548 | 1764893.6534 | 5074869.3014 | 1 |  | 4898379.936 | 5251358.6667 | 5758845.5969 | 4390893.0059 | 4214403.6406 | 1
| 60414974 | 12348.1857 | 64089.3972 | -51741.2115 | 0 |  | -58150.1512 | -45332.2718 | -50506.3929 | -52976.0301 | -59384.9698 | 1
| 60414975 | 278149.1397 | 321615.9846 | -43466.8449 | 0 |  | -75628.4434 | -11305.2465 | -15651.931 | -71281.7589 | -103443.3574 | 1
| 60414989 | 16624.9057 | 35917.0571 | -19292.1514 | 0 |  | -22883.8571 | -15700.4457 | -17629.6608 | -20954.6419 | -24546.3476 | 1
| 60415001 | 12706.9986 | 33329.8138 | -20622.8151 | 0 |  | -23955.7965 | -17289.8338 | -19352.1153 | -21893.515 | -25226.4964 | 1
| 60415005 | 284557.7068 | 154600.5834 | 129957.1235 | 1 |  | 114497.0652 | 145417.1818 | 158412.8942 | 101501.3528 | 86041.2945 | 1
| 60415025 | 235.4827 | 1586.1381 | -1350.6554 | 0 |  | -1509.2692 | -1192.0416 | -1327.1072 | -1374.2037 | -1532.8175 | 1
| 60415026 | 1146.605 | 5672.5626 | -4525.9576 | 0 |  | -5093.2139 | -3958.7013 | -4411.2971 | -4640.6181 | -5207.8744 | 1
| 60415045 | 13253.5562 | 43404.1573 | -30150.601 | 0 |  | -34491.0168 | -25810.1853 | -28825.2454 | -31475.9567 | -35816.3724 | 1
| 60415053 | 79.7987 | 715.4683 | -635.6696 | 0 |  | -707.2164 | -564.1228 | -627.6897 | -643.6495 | -715.1963 | 1
| 60415063 | 60116.6018 | 188378.8965 | -128262.2947 | 0 |  | -147100.1844 | -109424.4051 | -122250.6345 | -134273.9549 | -153111.8446 | 1
| 60415082 | 446275.3653 | 141438.2879 | 304837.0774 | 1 |  | 290693.2486 | 318980.9062 | 349464.6139 | 260209.5408 | 246065.7121 | 1
| 60415097 | 263.6659 | 5438.3838 | -5174.7179 | 0 |  | -5718.5563 | -4630.8796 | -5148.3513 | -5201.0845 | -5744.9229 | 1
| 60415112 | 41317.9626 | 42772.4277 | -1454.465 | 0 |  | -5731.7078 | 2822.7777 | 2677.3312 | -5586.2613 | -9863.5041 | 1
| 60415131 | 451106.1553 | 401403.9915 | 49702.1638 | 1 |  | 9561.7646 | 89842.5629 | 94812.7793 | 4591.5482 | -35548.8509 | 0
| 60415134 | 274938.8166 | 177123.5242 | 97815.2923 | 1 |  | 80102.9399 | 115527.6448 | 125309.174 | 70321.4107 | 52609.0583 | 1
| 60415162 | 1118.4405 | 23130.2573 | -22011.8168 | 0 |  | -24324.8425 | -19698.791 | -21899.9727 | -22123.6608 | -24436.6865 | 1
| 60415163 | 7209.8472 | 65304.802 | -58094.9548 | 0 |  | -64625.435 | -51564.4746 | -57373.9701 | -58815.9395 | -65346.4197 | 1
| 60415166 | 25550.3852 | 105267.3101 | -79716.9249 | 0 |  | -90243.6559 | -69190.1939 | -77161.8864 | -82271.9634 | -92798.6945 | 1
| 60415169 | 87739.3027 | 101670.2414 | -13930.9387 | 0 |  | -24097.9628 | -3763.9145 | -5157.0084 | -22704.8689 | -32871.8931 | 1
| 60415172 | 4011.3606 | 16970.9072 | -12959.5466 | 0 |  | -14656.6373 | -11262.4559 | -12558.4105 | -13360.6826 | -15057.7734 | 1
| 60415173 | 2661.9219 | 13145.9038 | -10483.9819 | 0 |  | -11798.5723 | -9169.3915 | -10217.7897 | -10750.1741 | -12064.7645 | 1
| 60415188 | 88374.9524 | 112125.9845 | -23751.0321 | 0 |  | -34963.6305 | -12538.4337 | -14913.5369 | -32588.5273 | -43801.1258 | 1
| 60415190 | 51.7116 | 761.6985 | -709.9869 | 0 |  | -786.1567 | -633.817 | -704.8157 | -715.1581 | -791.3279 | 1
| 60415191 | 1840.6062 | 12690.2055 | -10849.5993 | 0 |  | -12118.6198 | -9580.5787 | -10665.5387 | -11033.6599 | -12302.6805 | 1
| 60415192 | 13142.6796 | 40472.3885 | -27329.7088 | 0 |  | -31376.9477 | -23282.47 | -26015.4409 | -28643.9768 | -32691.2156 | 1
| 60415199 | 146.2301 | 1283.9903 | -1137.7603 | 0 |  | -1266.1593 | -1009.3612 | -1123.1373 | -1152.3833 | -1280.7823 | 1
| 60415236 | 147.9113 | 1297.199 | -1149.2877 | 0 |  | -1279.0076 | -1019.5678 | -1134.4966 | -1164.0788 | -1293.7987 | 1
| 60415237 | 264.9895 | 2026.4263 | -1761.4367 | 0 |  | -1964.0793 | -1558.7941 | -1734.9378 | -1787.9357 | -1990.5783 | 1
| 60415246 | 59588.9265 | 91240.9156 | -31651.9891 | 0 |  | -40776.0806 | -22527.8975 | -25693.0964 | -37610.8817 | -46734.9733 | 1
| 60415247 | 374.2631 | 4163.4749 | -3789.2118 | 0 |  | -4205.5593 | -3372.8643 | -3751.7855 | -3826.6381 | -4242.9856 | 1
| 60415248 | 26082.015 | 58821.3976 | -32739.3826 | 0 |  | -38621.5223 | -26857.2428 | -30131.1811 | -35347.5841 | -41229.7238 | 1
| 60415255 | 575.9759 | 10180.6721 | -9604.6962 | 0 |  | -10622.7634 | -8586.629 | -9547.0986 | -9662.2938 | -10680.361 | 1
| 60415272 | 108243.5861 | 113442.4461 | -5198.8599 | 0 |  | -16543.1045 | 6145.3847 | 5625.4987 | -16023.2185 | -27367.4632 | 1
| 60415305 | 67080.6563 | 64421.6548 | 2659.0015 | 1 |  | -3783.164 | 9101.1669 | 9367.0671 | -4049.0642 | -10491.2296 | 0
| 60415315 | 328497.6108 | 171617.7208 | 156879.89 | 1 |  | 139718.1179 | 174041.6621 | 189729.6511 | 124030.1289 | 106868.3568 | 1
| 60415316 | 372519.8823 | 180115.8326 | 192404.0497 | 1 |  | 174392.4664 | 210415.6329 | 229656.0379 | 155152.0614 | 137140.4782 | 1
| 60415345 | 2080.0556 | 22058.4913 | -19978.4357 | 0 |  | -22184.2848 | -17772.5865 | -19770.4301 | -20186.4412 | -22392.2904 | 1
| 60415367 | 47129.3254 | 128318.0136 | -81188.6882 | 0 |  | -94020.4895 | -68356.8868 | -76475.7556 | -85901.6207 | -98733.4221 | 1
| 60415372 | 10942493.5727 | 2081139.7589 | 8861353.8138 | 1 |  | 8653239.838 | 9069467.7897 | 9955603.1711 | 7767104.4566 | 7558990.4807 | 1
| 60415375 | 304.5737 | 2401.2216 | -2096.6478 | 0 |  | -2336.77 | -1856.5257 | -2066.1905 | -2127.1052 | -2367.2274 | 1
| 60415378 | 5843.0741 | 19274.1646 | -13431.0905 | 0 |  | -15358.507 | -11503.6741 | -12846.7831 | -14015.3979 | -15942.8144 | 1
| 60415387 | 2960.114 | 38676.3889 | -35716.2749 | 0 |  | -39583.9138 | -31848.636 | -35420.2635 | -36012.2863 | -39879.9252 | 1
| 60415397 | 64786.5841 | 195739.8297 | -130953.2456 | 0 |  | -150527.2285 | -111379.2626 | -124474.5871 | -137431.904 | -157005.8869 | 1
| 60415399 | 1213.001 | 6656.6066 | -5443.6057 | 0 |  | -6109.2663 | -4777.945 | -5322.3056 | -5564.9058 | -6230.5664 | 1
| 60415402 | 179347.4522 | 264237.8314 | -84890.3792 | 0 |  | -111314.1623 | -58466.5961 | -66955.634 | -102825.1244 | -129248.9076 | 1
| 60415403 | 14434.1408 | 71620.487 | -57186.3462 | 0 |  | -64348.3949 | -50024.2975 | -55742.9322 | -58629.7603 | -65791.809 | 1
| 60415404 | 511607.2347 | 449591.475 | 62015.7597 | 1 |  | 17056.6121 | 106974.9072 | 113176.4831 | 10855.0362 | -34104.1113 | 0
| 60415406 | 1428.185 | 8067.7302 | -6639.5451 | 0 |  | -7446.3182 | -5832.7721 | -6496.7266 | -6782.3636 | -7589.1367 | 1
| 60415422 | 3764.9288 | 14169.0234 | -10404.0946 | 0 |  | -11820.997 | -8987.1923 | -10027.6018 | -10780.5875 | -12197.4898 | 1
| 60415423 | 1117.3104 | 6276.8581 | -5159.5477 | 0 |  | -5787.2335 | -4531.8619 | -5047.8166 | -5271.2787 | -5898.9645 | 1
| 60415435 | 226.1445 | 2268.0344 | -2041.8899 | 0 |  | -2268.6933 | -1815.0865 | -2019.2754 | -2064.5043 | -2291.3078 | 1
| 60415446 | 23847.9308 | 48404.1797 | -24556.2489 | 0 |  | -29396.6669 | -19715.831 | -22171.4558 | -26941.042 | -31781.46 | 1
| 60415450 | 206186.3702 | 322084.4679 | -115898.0977 | 0 |  | -148106.5445 | -83689.6509 | -95279.4606 | -136516.7347 | -168725.1815 | 1
| 60415451 | 646631.2803 | 574093.1177 | 72538.1626 | 1 |  | 15128.8508 | 129947.4744 | 137201.2906 | 7875.0346 | -49534.2772 | 0
| 60415475 | 388077.4667 | 185793.3485 | 202284.1183 | 1 |  | 183704.7834 | 220863.4531 | 241091.8649 | 163476.3716 | 144897.0368 | 1
| 60415479 | 83468.4089 | 57495.0885 | 25973.3203 | 1 |  | 20223.8115 | 31722.8292 | 34320.1612 | 17626.4794 | 11876.9706 | 1
| 60415495 | 29138.6938 | 29053.4002 | 85.2936 | 1 |  | -2820.0465 | 2990.6336 | 2999.1629 | -2828.5758 | -5733.9158 | 0
| 60415497 | 1403902.8614 | 928710.656 | 475192.2054 | 1 |  | 382321.1398 | 568063.271 | 615582.4916 | 334801.9193 | 241930.8537 | 1
| 60415498 | 25976.9519 | 30157.6758 | -4180.7239 | 0 |  | -7196.4915 | -1164.9564 | -1583.0287 | -6778.4191 | -9794.1867 | 1
| 60415504 | 460538.7069 | 483739.9288 | -23201.2219 | 0 |  | -71575.2148 | 25172.771 | 22852.6488 | -69255.0926 | -117629.0854 | 1
| 60415603 | 1040.381 | 6822.2651 | -5781.8841 | 0 |  | -6464.1106 | -5099.6576 | -5677.846 | -5885.9222 | -6568.1487 | 1
| 60415604 | 279.911 | 2629.0707 | -2349.1597 | 0 |  | -2612.0667 | -2086.2526 | -2321.1686 | -2377.1508 | -2640.0578 | 1
| 60415651 | 25212.5797 | 17477.2385 | 7735.3412 | 1 |  | 5987.6173 | 9483.0651 | 10256.5992 | 5214.0832 | 3466.3594 | 1
| 60415652 | 18681.9393 | 10618.0994 | 8063.8399 | 1 |  | 7002.03 | 9125.6499 | 9932.0339 | 6195.646 | 5133.8361 | 1
| 60415659 | 2019.6412 | 2129.894 | -110.2528 | 0 |  | -323.2422 | 102.7366 | 91.7113 | -312.2169 | -525.2063 | 1
| 60415660 | 5661.8057 | 4108.9893 | 1552.8164 | 1 |  | 1141.9175 | 1963.7154 | 2118.997 | 986.6359 | 575.7369 | 1
| 60415661 | 31972.2682 | 18508.6136 | 13463.6547 | 1 |  | 11612.7933 | 15314.516 | 16660.8815 | 10266.4279 | 8415.5665 | 1
| 60415664 | 9806.9512 | 7012.6897 | 2794.2615 | 1 |  | 2092.9925 | 3495.5305 | 3774.9566 | 1813.5664 | 1112.2974 | 1
| 60415665 | 2156.8053 | 2271.8869 | -115.0816 | 0 |  | -342.2703 | 112.1071 | 100.5989 | -330.7621 | -557.9508 | 1
| 60415668 | 7352.3252 | 7938.3955 | -586.0703 | 0 |  | -1379.9099 | 207.7692 | 149.1622 | -1321.3028 | -2115.1424 | 1
| 60419620 | 417.401 | 550.6168 | -133.2158 | 0 |  | -188.2774 | -78.1541 | -91.4757 | -174.9559 | -230.0175 | 1
| 60419692 | 45360.5945 | 39952.418 | 5408.1764 | 1 |  | 1412.9346 | 9403.4182 | 9944.2359 | 872.117 | -3123.1248 | 0
| 60419713 | 4139.5586 | 9561.4078 | -5421.8492 | 0 |  | -6377.99 | -4465.7084 | -5007.8934 | -5835.8051 | -6791.9458 | 1
| 60419714 | 44079.6929 | 28235.8408 | 15843.8521 | 1 |  | 13020.268 | 18667.4362 | 20251.8214 | 11435.8828 | 8612.2987 | 1
| 60419715 | 1602.7105 | 1821.4464 | -218.7358 | 0 |  | -400.8804 | -36.5912 | -58.4648 | -379.0069 | -561.1515 | 1
| 60419716 | 10064.2108 | 9535.6582 | 528.5525 | 1 |  | -425.0133 | 1482.1184 | 1534.9736 | -477.8685 | -1431.4344 | 0
| 60419733 | 2162.6702 | 13411.4389 | -11248.7687 | 0 |  | -12589.9126 | -9907.6248 | -11032.5017 | -11465.0357 | -12806.1796 | 1
| 60419734 | 1496.7578 | 3577.3413 | -2080.5835 | 0 |  | -2438.3176 | -1722.8494 | -1930.9077 | -2230.2593 | -2587.9934 | 1
| 60419736 | 549.5634 | 1388.5588 | -838.9954 | 0 |  | -977.8512 | -700.1395 | -784.039 | -893.9517 | -1032.8076 | 1
| 60419737 | 390.4383 | 996.7023 | -606.264 | 0 |  | -705.9342 | -506.5938 | -567.2202 | -645.3078 | -744.9781 | 1
| 60419742 | 4216.5683 | 8320.8537 | -4104.2853 | 0 |  | -4936.3707 | -3272.2 | -3682.6285 | -4525.9422 | -5358.0275 | 1
| 60419787 | 42969.1394 | 51222.5743 | -8253.4349 | 0 |  | -13375.6923 | -3131.1775 | -3956.5209 | -12550.3488 | -17672.6062 | 1
| 60419804 | 3278.7539 | 4745.1403 | -1466.3864 | 0 |  | -1940.9004 | -991.8724 | -1138.511 | -1794.2618 | -2268.7758 | 1
| 60419875 | 32491.6425 | 60657.9496 | -28166.307 | 0 |  | -34232.102 | -22100.5121 | -24917.1428 | -31415.4713 | -37481.2662 | 1
| 60419912 | 201951.2525 | 80061.2497 | 121890.0028 | 1 |  | 113883.8778 | 129896.1278 | 142085.128 | 101694.8775 | 93688.7526 | 1
| 60419913 | 7200.3468 | 9049.6857 | -1849.3389 | 0 |  | -2754.3075 | -944.3703 | -1129.3042 | -2569.3736 | -3474.3422 | 1
| 60419914 | 37806.3221 | 29332.7647 | 8473.5574 | 1 |  | 5540.281 | 11406.8339 | 12254.1897 | 4692.9252 | 1759.6488 | 1
| 60419915 | 5735.5588 | 7553.9956 | -1818.4368 | 0 |  | -2573.8364 | -1063.0373 | -1244.8809 | -2391.9927 | -3147.3923 | 1
| 60419945 | 5148.9232 | 13287.3463 | -8138.4231 | 0 |  | -9467.1578 | -6809.6885 | -7623.5308 | -8653.3154 | -9982.0501 | 1
| 60419967 | 36543.3895 | 31343.0736 | 5200.3159 | 1 |  | 2066.0086 | 8334.6233 | 8854.6549 | 1545.977 | -1588.3304 | 0
| 60419968 | 313.686 | 609.1768 | -295.4908 | 0 |  | -356.4085 | -234.5731 | -264.1222 | -326.8594 | -387.7771 | 1
| 60420017 | 2643.251 | 4738.0421 | -2094.7911 | 0 |  | -2568.5953 | -1620.9869 | -1830.466 | -2359.1162 | -2832.9204 | 1
| 60420054 | 41127.5214 | 29765.7543 | 11361.7671 | 1 |  | 8385.1917 | 14338.3425 | 15474.5192 | 7249.015 | 4272.4395 | 1
| 60420169 | 2262.5215 | 1640.6238 | 621.8977 | 1 |  | 457.8353 | 785.9601 | 848.1499 | 395.6456 | 231.5832 | 1
| 60420198 | 2567.3153 | 2184.3796 | 382.9357 | 1 |  | 164.4977 | 601.3736 | 639.6672 | 126.2041 | -92.2338 | 0
| 60420199 | 10037.0393 | 6968.6609 | 3068.3784 | 1 |  | 2371.5123 | 3765.2445 | 4072.0823 | 2064.6745 | 1367.8084 | 1
| 60420300 | 1016.1793 | 5838.7714 | -4822.592 | 0 |  | -5406.4692 | -4238.7149 | -4720.9741 | -4924.21 | -5508.0871 | 1
| 60420301 | 64143.6345 | 77176.4606 | -13032.8261 | 0 |  | -20750.4722 | -5315.1801 | -6618.4627 | -19447.1896 | -27164.8356 | 1
| 60420302 | 31404.5477 | 66672.2858 | -35267.7381 | 0 |  | -41934.9667 | -28600.5095 | -32127.2833 | -38408.1929 | -45075.4215 | 1
| 60420320 | 170.2431 | 2083.6637 | -1913.4206 | 0 |  | -2121.787 | -1705.0543 | -1896.3963 | -1930.4449 | -2138.8113 | 1
| 60420322 | 461.0249 | 2760.0564 | -2299.0315 | 0 |  | -2575.0371 | -2023.0259 | -2252.929 | -2345.134 | -2621.1396 | 1
| 60420346 | 1481.2614 | 5640.5263 | -4159.2649 | 0 |  | -4723.3175 | -3595.2122 | -4011.1387 | -4307.391 | -4871.4436 | 1
| 60420348 | 3552.729 | 7571.4876 | -4018.7586 | 0 |  | -4775.9073 | -3261.6098 | -3663.4857 | -4374.0315 | -5131.1802 | 1
| 60420349 | 773.6764 | 2225.7897 | -1452.1133 | 0 |  | -1674.6923 | -1229.5344 | -1374.7457 | -1529.481 | -1752.0599 | 1
| 60420354 | 351.2532 | 2259.2286 | -1907.9754 | 0 |  | -2133.8983 | -1682.0526 | -1872.8501 | -1943.1007 | -2169.0236 | 1
| 60420359 | 8272.2301 | 22075.498 | -13803.2679 | 0 |  | -16010.8177 | -11595.7181 | -12976.0449 | -14630.4909 | -16838.0407 | 1
| 60420360 | 8975.5593 | 23205.9379 | -14230.3786 | 0 |  | -16550.9723 | -11909.7848 | -13332.8226 | -15127.9345 | -17448.5283 | 1
| 60420361 | 219.3378 | 1419.9293 | -1200.5915 | 0 |  | -1342.5845 | -1058.5986 | -1178.6577 | -1222.5253 | -1364.5182 | 1
| 60420364 | 5821.5162 | 18301.6781 | -12480.1619 | 0 |  | -14310.3297 | -10649.9941 | -11898.0103 | -13062.3135 | -14892.4814 | 1
| 60420368 | 88.6026 | 930.1087 | -841.5061 | 0 |  | -934.517 | -748.4953 | -832.6459 | -850.3664 | -943.3773 | 1
| 60420370 | 8193.8223 | 26904.9088 | -18711.0865 | 0 |  | -21401.5774 | -16020.5956 | -17891.7043 | -19530.4687 | -22220.9596 | 1
| 60420379 | 8219.0389 | 21060.0835 | -12841.0446 | 0 |  | -14947.0529 | -10735.0362 | -12019.1407 | -13662.9485 | -15768.9568 | 1
| 60420388 | 5325.3399 | 16709.4861 | -11384.1462 | 0 |  | -13055.0948 | -9713.1976 | -10851.6122 | -11916.6802 | -13587.6288 | 1
| 60420389 | 3202.2035 | 11956.025 | -8753.8216 | 0 |  | -9949.4241 | -7558.2191 | -8433.6012 | -9074.0419 | -10269.6444 | 1
| 60420391 | 197.0144 | 1347.2818 | -1150.2674 | 0 |  | -1284.9955 | -1015.5392 | -1130.5659 | -1169.9688 | -1304.697 | 1
| 60420392 | 8891.0082 | 23790.4204 | -14899.4122 | 0 |  | -17278.4543 | -12520.3702 | -14010.3114 | -15788.513 | -18167.5551 | 1
| 60420393 | 259.0088 | 1725.9296 | -1466.9208 | 0 |  | -1639.5138 | -1294.3279 | -1441.0199 | -1492.8217 | -1665.4147 | 1
| 60420394 | 1333.409 | 6663.211 | -5329.802 | 0 |  | -5996.1231 | -4663.4809 | -5196.4611 | -5463.1429 | -6129.464 | 1
| 60420395 | 249.0848 | 1666.4907 | -1417.4059 | 0 |  | -1584.055 | -1250.7568 | -1392.4974 | -1442.3144 | -1608.9635 | 1
| 60420396 | 662.1167 | 3856.9243 | -3194.8076 | 0 |  | -3580.5 | -2809.1151 | -3128.5959 | -3261.0192 | -3646.7117 | 1
| 60420412 | 230.2662 | 1442.4941 | -1212.2279 | 0 |  | -1356.4773 | -1067.9784 | -1189.2012 | -1235.2545 | -1379.5039 | 1
| 60420414 | 4884.5455 | 15548.226 | -10663.6805 | 0 |  | -12218.5031 | -9108.8579 | -10175.2259 | -11152.1351 | -12706.9577 | 1
| 60420419 | 23034.3902 | 37447.0584 | -14412.6682 | 0 |  | -18157.374 | -10667.9624 | -12109.2292 | -16716.1072 | -20460.8131 | 1
| 60420420 | 1456.3934 | 11150.848 | -9694.4546 | 0 |  | -10809.5394 | -8579.3698 | -9548.8153 | -9840.094 | -10955.1788 | 1
| 60420428 | 25781.4042 | 39823.5138 | -14042.1095 | 0 |  | -18024.4609 | -10059.7582 | -11463.9691 | -16620.25 | -20602.6013 | 1
| 60420429 | 17002.1408 | 33718.9184 | -16716.7777 | 0 |  | -20088.6695 | -13344.8858 | -15016.5636 | -18416.9917 | -21788.8836 | 1
| 60420430 | 766.7004 | 4135.4066 | -3368.7061 | 0 |  | -3782.2468 | -2955.1654 | -3292.0361 | -3445.3761 | -3858.9168 | 1
| 60420431 | 19196.7724 | 36173.5249 | -16976.7525 | 0 |  | -20594.105 | -13359.4 | -15057.0753 | -18896.4297 | -22513.7822 | 1
| 60420449 | 2021.7006 | 7621.1749 | -5599.4743 | 0 |  | -6361.5918 | -4837.3568 | -5397.3042 | -5801.6443 | -6563.7618 | 1
| 60420453 | 959.4529 | 20980.0958 | -20020.6428 | 0 |  | -22118.6524 | -17922.6333 | -19924.6975 | -20116.5881 | -22214.5977 | 1
| 60420454 | 18253.5943 | 110221.7418 | -91968.1475 | 0 |  | -102990.3217 | -80945.9733 | -90142.788 | -93793.5069 | -104815.6811 | 1
| 60420457 | 354632.8412 | 173340.8986 | 181291.9426 | 1 |  | 163957.8528 | 198626.0325 | 216755.2267 | 145828.6585 | 128494.5686 | 1
| 60420458 | 95670.7159 | 87059.8291 | 8610.8868 | 1 |  | -95.0961 | 17316.8697 | 18177.9584 | -956.1848 | -9662.1677 | 0
| 60420460 | 45509.9991 | 59629.3263 | -14119.3272 | 0 |  | -20082.2598 | -8156.3946 | -9568.3273 | -18670.3271 | -24633.2598 | 1
| 60420482 | 1621.7996 | 8376.4823 | -6754.6826 | 0 |  | -7592.3309 | -5917.0344 | -6592.5027 | -6916.8626 | -7754.5108 | 1
| 60420493 | 20560.5047 | 38970.4555 | -18409.9508 | 0 |  | -22306.9963 | -14512.9052 | -16353.9003 | -20466.0012 | -24363.0468 | 1
| 60420494 | 13595.5822 | 29947.3 | -16351.7177 | 0 |  | -19346.4477 | -13356.9877 | -14992.1595 | -17711.276 | -20706.006 | 1
| 60420504 | 4581.0551 | 15178.384 | -10597.3288 | 0 |  | -12115.1672 | -9079.4904 | -10139.2233 | -11055.4344 | -12573.2728 | 1
| 60420509 | 354461.4156 | 422156.4752 | -67695.0595 | 0 |  | -109910.707 | -25479.412 | -32248.9179 | -103141.2011 | -145356.8486 | 1
| 60420533 | 5743.5309 | 16558.3036 | -10814.7727 | 0 |  | -12470.603 | -9158.9423 | -10240.4196 | -11389.1258 | -13044.9561 | 1
| 60420537 | 230.9143 | 1559.7208 | -1328.8066 | 0 |  | -1484.7786 | -1172.8345 | -1305.7151 | -1351.898 | -1507.8701 | 1
| 60420538 | 1307.9381 | 4201.1147 | -2893.1765 | 0 |  | -3313.288 | -2473.0651 | -2762.3827 | -3023.9704 | -3444.0818 | 1
| 60464617 | 53116.0081 | 172351.0227 | -119235.0145 | 0 |  | -136470.1168 | -101999.9123 | -113923.4137 | -124546.6153 | -141781.7176 | 1
| 60723020 | 27401.4966 | 60116.9455 | -32715.4489 | 0 |  | -38727.1435 | -26703.7544 | -29975.2993 | -35455.5986 | -41467.2931 | 1
| 60436155 | 4078.3273 | 11692.4025 | -7614.0751 | 0 |  | -8783.3154 | -6444.8349 | -7206.2424 | -8021.9079 | -9191.1481 | 1
| 60436156 | 251.8108 | 1173.9183 | -922.1075 | 0 |  | -1039.4993 | -804.7157 | -896.9264 | -947.2886 | -1064.6804 | 1
| 60436157 | 1239.5292 | 4886.0979 | -3646.5686 | 0 |  | -4135.1784 | -3157.9589 | -3522.6157 | -3770.5216 | -4259.1313 | 1
| 60436158 | 6503.5862 | 17147.0224 | -10643.4362 | 0 |  | -12358.1385 | -8928.734 | -9993.0776 | -11293.7949 | -13008.4971 | 1
| 60436159 | 1035.1995 | 5514.0589 | -4478.8594 | 0 |  | -5030.2653 | -3927.4535 | -4375.3395 | -4582.3793 | -5133.7852 | 1
| 60436160 | 280.3155 | 1761.1526 | -1480.8372 | 0 |  | -1656.9524 | -1304.7219 | -1452.8056 | -1508.8687 | -1684.984 | 1
| 60436163 | 11472.708 | 12689.6552 | -1216.9472 | 0 |  | -2485.9127 | 52.0183 | -69.6764 | -2364.218 | -3633.1835 | 1
| 60436167 | 12146.9931 | 11366.0389 | 780.9542 | 1 |  | -355.6497 | 1917.5581 | 1995.6535 | -433.7451 | -1570.349 | 0
| 60436171 | 1523.8953 | 2137.599 | -613.7038 | 0 |  | -827.4637 | -399.9439 | -461.3142 | -766.0933 | -979.8532 | 1
| 60436172 | 26569.6482 | 27926.3773 | -1356.7291 | 0 |  | -4149.3668 | 1435.9086 | 1300.2357 | -4013.6939 | -6806.3316 | 1
| 60436174 | 16213.9241 | 17078.2274 | -864.3033 | 0 |  | -2572.126 | 843.5194 | 757.0891 | -2485.6957 | -4193.5185 | 1
| 60436179 | 2222.279 | 2941.6753 | -719.3962 | 0 |  | -1013.5638 | -425.2287 | -497.1683 | -941.6241 | -1235.7917 | 1
| 60436180 | 1553.7241 | 1556.969 | -3.2449 | 0 |  | -158.9418 | 152.452 | 152.1275 | -158.6173 | -314.3142 | 1
| 60436181 | 23299.6097 | 19008.891 | 4290.7187 | 1 |  | 2389.8296 | 6191.6078 | 6620.6796 | 1960.7577 | 59.8686 | 1
| 60436184 | 25808.8812 | 21795.3647 | 4013.5165 | 1 |  | 1833.98 | 6193.053 | 6594.4046 | 1432.6284 | -746.9081 | 0
| 60436186 | 14637.3067 | 16501.4499 | -1864.1432 | 0 |  | -3514.2882 | -213.9982 | -400.4125 | -3327.8739 | -4978.0188 | 1
| 60436187 | 3167.098 | 4129.3526 | -962.2546 | 0 |  | -1375.1899 | -549.3194 | -645.5448 | -1278.9644 | -1691.8997 | 1
| 60436188 | 44411.0015 | 39872.4958 | 4538.5056 | 1 |  | 551.256 | 8525.7552 | 8979.6058 | 97.4055 | -3889.8441 | 0
| 60436192 | 26171.843 | 25507.5442 | 664.2987 | 1 |  | -1886.4557 | 3215.0532 | 3281.483 | -1952.8856 | -4503.64 | 0
| 60436195 | 6975.6487 | 7267.5065 | -291.8578 | 0 |  | -1018.6084 | 434.8929 | 405.7071 | -989.4226 | -1716.1733 | 1
| 60436204 | 6247.0754 | 6109.5486 | 137.5269 | 1 |  | -473.428 | 748.4817 | 762.2344 | -487.1807 | -1098.1355 | 0
| 60436205 | 63204.7122 | 42611.0882 | 20593.624 | 1 |  | 16332.5152 | 24854.7328 | 26914.0952 | 14273.1528 | 10012.044 | 1
| 60436213 | 2537.806 | 3498.0894 | -960.2835 | 0 |  | -1310.0924 | -610.4745 | -706.5029 | -1214.0641 | -1563.873 | 1
| 60436215 | 6540.124 | 9358.8752 | -2818.7512 | 0 |  | -3754.6387 | -1882.8637 | -2164.7388 | -3472.7636 | -4408.6511 | 1
| 60436273 | 235.3119 | 4789.2345 | -4553.9225 | 0 |  | -5032.846 | -4074.9991 | -4530.3914 | -4577.4537 | -5056.3772 | 1
| 60436295 | 1734.7873 | 10231.1961 | -8496.4088 | 0 |  | -9519.5284 | -7473.2892 | -8322.9301 | -8669.8875 | -9693.0071 | 1
| 60436296 | 2478.0072 | 12618.6587 | -10140.6514 | 0 |  | -11402.5173 | -8878.7856 | -9892.8507 | -10388.4522 | -11650.318 | 1
| 60436310 | 53.0013 | 875.0727 | -822.0715 | 0 |  | -909.5787 | -734.5642 | -816.7713 | -827.3716 | -914.8789 | 1
| 60436321 | 11949.3343 | 38085.4763 | -26136.1419 | 0 |  | -29944.6896 | -22327.5943 | -24941.2085 | -27331.0754 | -31139.623 | 1
| 60436352 | 11651.9775 | 25474.3912 | -13822.4137 | 0 |  | -16369.8528 | -11274.9746 | -12657.216 | -14987.6115 | -17535.0506 | 1
| 60436362 | 113519.4031 | 104655.3951 | 8864.008 | 1 |  | -1601.5315 | 19329.5475 | 20215.9483 | -2487.9323 | -12953.4718 | 0
| 60436363 | 910.5184 | 7075.9811 | -6165.4628 | 0 |  | -6873.0609 | -5457.8646 | -6074.4109 | -6256.5146 | -6964.1127 | 1
| 60436364 | 6048.5502 | 22652.8259 | -16604.2756 | 0 |  | -18869.5582 | -14338.993 | -15999.4206 | -17209.1306 | -19474.4132 | 1
| 60436365 | 113983.1121 | 105974.6085 | 8008.5036 | 1 |  | -2588.9573 | 18605.9644 | 19406.8148 | -3389.8076 | -13987.2685 | 0
| 60436380 | 3298.4424 | 19497.0605 | -16198.6181 | 0 |  | -18148.3242 | -14248.9121 | -15868.7739 | -16528.4624 | -18478.1684 | 1
| 60436382 | 328.6328 | 3944.9819 | -3616.3491 | 0 |  | -4010.8473 | -3221.8509 | -3583.4858 | -3649.2124 | -4043.7106 | 1
| 60436394 | 13622.745 | 25159.7893 | -11537.0443 | 0 |  | -14053.0233 | -9021.0654 | -10174.7698 | -12899.3188 | -15415.2978 | 1
| 60436423 | 421699.8977 | 201697.1072 | 220002.7905 | 1 |  | 199833.0798 | 240172.5012 | 262172.7803 | 177832.8007 | 157663.09 | 1
| 60436426 | 135430.9249 | 111945.4663 | 23485.4586 | 1 |  | 12290.9119 | 34680.0052 | 37028.5511 | 9942.3661 | -1252.1806 | 0
| 60436427 | 29910.6744 | 51362.9161 | -21452.2417 | 0 |  | -26588.5333 | -16315.9501 | -18461.1742 | -24443.3091 | -29579.6007 | 1
| 60436429 | 51511.3271 | 71408.1354 | -19896.8083 | 0 |  | -27037.6218 | -12755.9947 | -14745.6756 | -25047.941 | -32188.7545 | 1
| 60436435 | 10467.7065 | 30502.0631 | -20034.3566 | 0 |  | -23084.5629 | -16984.1503 | -18987.5859 | -21081.1272 | -24131.3335 | 1
| 60436436 | 241.0917 | 3114.4884 | -2873.3966 | 0 |  | -3184.8455 | -2561.9478 | -2849.2875 | -2897.5058 | -3208.9546 | 1
| 60436446 | 742.4583 | 6465.0813 | -5722.623 | 0 |  | -6369.1311 | -5076.1149 | -5648.3772 | -5796.8688 | -6443.377 | 1
| 60436448 | 7403.1649 | 15185.8178 | -7782.6529 | 0 |  | -9301.2347 | -6264.0711 | -7042.3364 | -8522.9694 | -10041.5512 | 1
| 60436450 | 161905.5737 | 277324.4258 | -115418.8521 | 0 |  | -143151.2947 | -87686.4095 | -99228.2948 | -131609.4095 | -159341.8521 | 1
| 60436474 | 208.8902 | 3141.456 | -2932.5659 | 0 |  | -3246.7115 | -2618.4203 | -2911.6769 | -2953.4549 | -3267.6005 | 1
| 60436475 | 185.6413 | 2884.4378 | -2698.7965 | 0 |  | -2987.2403 | -2410.3527 | -2680.2323 | -2717.3606 | -3005.8044 | 1
| 60436476 | 9466.1911 | 31412.9092 | -21946.7181 | 0 |  | -25088.009 | -18805.4271 | -21000.0989 | -22893.3372 | -26034.6281 | 1
| 60436477 | 111660.7056 | 113532.1548 | -1871.4492 | 0 |  | -13224.6647 | 9481.7663 | 9294.6214 | -13037.5198 | -24390.7352 | 1
| 60436496 | 647.4689 | 13597.0644 | -12949.5955 | 0 |  | -14309.302 | -11589.8891 | -12884.8486 | -13014.3424 | -14374.0488 | 1
| 60436516 | 1463.8371 | 6544.278 | -5080.4409 | 0 |  | -5734.8687 | -4426.0131 | -4934.0572 | -5226.8246 | -5881.2524 | 1
| 60436517 | 2349.6133 | 12841.5546 | -10491.9412 | 0 |  | -11776.0967 | -9207.7858 | -10256.9799 | -10726.9026 | -12011.058 | 1
| 60436518 | 51333.8728 | 62528.6239 | -11194.7511 | 0 |  | -17447.6135 | -4941.8887 | -6061.3638 | -16328.1384 | -22581.0008 | 1
| 60436523 | 182734.1137 | 136588.9451 | 46145.1686 | 1 |  | 32486.2741 | 59804.0631 | 64418.58 | 27871.7573 | 14212.8627 | 1
| 60436524 | 56415.5937 | 74839.6312 | -18424.0376 | 0 |  | -25908.0007 | -10940.0744 | -12782.4782 | -24065.5969 | -31549.56 | 1
| 60436525 | 243961.0105 | 151335.8466 | 92625.1638 | 1 |  | 77491.5792 | 107758.7485 | 117021.2649 | 68229.0628 | 53095.4781 | 1
| 60436551 | 745962.7054 | 267520.1872 | 478442.5182 | 1 |  | 451690.4994 | 505194.5369 | 553038.7887 | 403846.2476 | 377094.2289 | 1
| 60436564 | 1412.5136 | 9211.929 | -7799.4155 | 0 |  | -8720.6084 | -6878.2226 | -7658.1641 | -7940.6668 | -8861.8597 | 1
| 60436565 | 99.0956 | 1442.4941 | -1343.3985 | 0 |  | -1487.6479 | -1199.1491 | -1333.489 | -1353.3081 | -1497.5575 | 1
| 60436566 | 1452.7146 | 9369.3321 | -7916.6174 | 0 |  | -8853.5506 | -6979.6842 | -7771.346 | -8061.8889 | -8998.8221 | 1
| 60436573 | 4644.877 | 19360.5712 | -14715.6941 | 0 |  | -16651.7513 | -12779.637 | -14251.2064 | -15180.1818 | -17116.239 | 1
| 60436574 | 24446.1541 | 47309.5132 | -22863.3592 | 0 |  | -27594.3105 | -18132.4078 | -20418.7438 | -25307.9746 | -30038.9259 | 1
| 60436583 | 7257.0554 | 29180.0979 | -21923.0424 | 0 |  | -24841.0522 | -19005.0326 | -21197.3369 | -22648.748 | -25566.7577 | 1
| 60436608 | 298.7694 | 7515.621 | -7216.8516 | 0 |  | -7968.4137 | -6465.2895 | -7186.9746 | -7246.7285 | -7998.2906 | 1
| 60436609 | 6399.2782 | 15796.5157 | -9397.2374 | 0 |  | -10976.889 | -7817.5859 | -8757.3096 | -10037.1653 | -11616.8168 | 1
| 60436612 | 2045.3081 | 12811.8351 | -10766.527 | 0 |  | -12047.7105 | -9485.3435 | -10561.9962 | -10971.0578 | -12252.2413 | 1
| 60436613 | 673547.578 | 262264.2473 | 411283.3307 | 1 |  | 385056.906 | 437509.7554 | 478638.0885 | 343928.5729 | 317702.1482 | 1
| 60436614 | 69277.5734 | 88922.248 | -19644.6747 | 0 |  | -28536.8995 | -10752.4499 | -12716.9173 | -26572.432 | -35464.6568 | 1
| 60436627 | 291808.8148 | 408325.1691 | -116516.3544 | 0 |  | -157348.8713 | -75683.8375 | -87335.4729 | -145697.2358 | -186529.7528 | 1
| 60436628 | 30931.8915 | 131321.1682 | -100389.2768 | 0 |  | -113521.3936 | -87257.1599 | -97296.0876 | -103482.4659 | -116614.5827 | 1
| 60436629 | 4861.4217 | 50640.3913 | -45778.9696 | 0 |  | -50843.0087 | -40714.9305 | -45292.8274 | -46265.1118 | -51329.1509 | 1
| 60436670 | 47926.3388 | 43528.8919 | 4397.4469 | 1 |  | 44.5577 | 8750.3361 | 9190.0808 | -395.187 | -4748.0762 | 0
| 60436675 | 12117.7231 | 29201.5619 | -17083.8388 | 0 |  | -20003.995 | -14163.6826 | -15872.0665 | -18295.6111 | -21215.7673 | 1
| 60436682 | 791.0268 | 7687.9816 | -6896.9548 | 0 |  | -7665.753 | -6128.1567 | -6817.8521 | -6976.0575 | -7744.8557 | 1
| 60436686 | 4929.9448 | 46443.9301 | -41513.9854 | 0 |  | -46158.3784 | -36869.5924 | -41020.9909 | -42006.9799 | -46651.3729 | 1
| 60436713 | 107179.6535 | 104049.4485 | 3130.205 | 1 |  | -7274.7399 | 13535.1498 | 13848.1703 | -7587.7604 | -17992.7052 | 0
| 60436718 | 104378.2421 | 180381.5333 | -76003.2912 | 0 |  | -94041.4446 | -57965.1379 | -65565.467 | -86441.1154 | -104479.2688 | 1
| 60436719 | 87550.924 | 165001.1387 | -77450.2147 | 0 |  | -93950.3286 | -60950.1009 | -68695.1223 | -86205.3071 | -102705.421 | 1
| 60436723 | 2720.4656 | 9483.1823 | -6762.7167 | 0 |  | -7711.035 | -5814.3985 | -6490.6702 | -7034.7633 | -7983.0815 | 1
| 60436744 | 274472.6704 | 165765.7407 | 108706.9296 | 1 |  | 92130.3556 | 125283.5037 | 136154.1967 | 81259.6626 | 64683.0885 | 1
| 60436754 | 566.2706 | 6538.2792 | -5972.0086 | 0 |  | -6625.8365 | -5318.1807 | -5915.3815 | -6028.6356 | -6682.4636 | 1
| 60436755 | 486925.1307 | 250761.7191 | 236163.4116 | 1 |  | 211087.2397 | 261239.5835 | 284855.9246 | 187470.8985 | 162394.7266 | 1
| 60436774 | 9814.8199 | 28481.6908 | -18666.8708 | 0 |  | -21515.0399 | -15818.7017 | -17685.3888 | -19648.3528 | -22496.5219 | 1
| 60436775 | 7073.4726 | 23843.255 | -16769.7824 | 0 |  | -19154.1079 | -14385.4569 | -16062.4352 | -17477.1297 | -19861.4552 | 1
| 60436799 | 303882.1995 | 398358.8502 | -94476.6507 | 0 |  | -134312.5357 | -54640.7656 | -64088.4307 | -124864.8706 | -164700.7556 | 1
| 60436800 | 71449.6989 | 191921.2489 | -120471.55 | 0 |  | -139663.6749 | -101279.4251 | -113326.5801 | -127616.5199 | -146808.6448 | 1
| 60436808 | 350.8256 | 2187.2567 | -1836.4311 | 0 |  | -2055.1567 | -1617.7054 | -1801.3485 | -1871.5136 | -2090.2393 | 1
| 60436810 | 15963.3833 | 25927.1544 | -9963.7711 | 0 |  | -12556.4865 | -7371.0556 | -8367.4327 | -11560.1094 | -14152.8248 | 1
| 60436813 | 139.3105 | 5316.8433 | -5177.5329 | 0 |  | -5709.2172 | -4645.8485 | -5163.6018 | -5191.4639 | -5723.1482 | 1
| 60436822 | 13273.3682 | 33693.0515 | -20419.6833 | 0 |  | -23788.9885 | -17050.3782 | -19092.3465 | -21747.0202 | -25116.3253 | 1
| 60436823 | 571.4016 | 5432.0552 | -4860.6536 | 0 |  | -5403.8591 | -4317.4481 | -4803.5135 | -4917.7938 | -5460.9993 | 1
| 60436824 | 6338.3033 | 22593.387 | -16255.0836 | 0 |  | -18514.4223 | -13995.7449 | -15621.2533 | -16888.914 | -19148.2527 | 1
| 60436825 | 776.6164 | 6525.6209 | -5749.0045 | 0 |  | -6401.5666 | -5096.4424 | -5671.3429 | -5826.6662 | -6479.2283 | 1
| 60436834 | 196074.4674 | 144926.3517 | 51148.1156 | 1 |  | 36655.4805 | 65640.7508 | 70755.5624 | 31540.6689 | 17048.0337 | 1
| 60436877 | 45059.909 | 58435.5951 | -13375.6861 | 0 |  | -19219.2456 | -7532.1266 | -8869.6952 | -17881.677 | -23725.2365 | 1
| 60436884 | 5796.5912 | 21487.7133 | -15691.1221 | 0 |  | -17839.8934 | -13542.3508 | -15111.463 | -16270.7812 | -18419.5525 | 1
| 60436885 | 117.8372 | 1742.4404 | -1624.6032 | 0 |  | -1798.8472 | -1450.3592 | -1612.8195 | -1636.3869 | -1810.631 | 1
| 60436886 | 1324.7655 | 9264.2133 | -7939.4478 | 0 |  | -8865.8691 | -7013.0264 | -7806.9712 | -8071.9243 | -8998.3456 | 1
| 60436887 | 5055.8668 | 19143.7292 | -14087.8624 | 0 |  | -16002.2354 | -12173.4895 | -13582.2757 | -14593.4491 | -16507.822 | 1
| 60436893 | 123301.6784 | 107966.3621 | 15335.3163 | 1 |  | 4538.6801 | 26131.9526 | 27665.4842 | 3005.1485 | -7791.4877 | 0
| 60436905 | 825125.8875 | 688270.4495 | 136855.438 | 1 |  | 68028.3931 | 205682.483 | 219368.0268 | 54342.8493 | -14484.1957 | 0
| 60436917 | 11315.7449 | 14732.0419 | -3416.297 | 0 |  | -4889.5012 | -1943.0928 | -2284.7225 | -4547.8715 | -6021.0757 | 1
| 60436919 | 2565.064 | 3757.3091 | -1192.2451 | 0 |  | -1567.976 | -816.5142 | -935.7387 | -1448.7515 | -1824.4824 | 1
| 60436922 | 7668.7107 | 11594.4384 | -3925.7276 | 0 |  | -5085.1715 | -2766.2838 | -3158.8566 | -4692.5987 | -5852.0425 | 1
| 60436923 | 9777.7608 | 14251.027 | -4473.2662 | 0 |  | -5898.3689 | -3048.1635 | -3495.4901 | -5451.0423 | -6876.145 | 1
| 60436925 | 15355.7097 | 19096.9486 | -3741.2389 | 0 |  | -5650.9338 | -1831.544 | -2205.6679 | -5276.8099 | -7186.5047 | 1
| 60436926 | 96.1065 | 157.403 | -61.2965 | 0 |  | -77.0368 | -45.5562 | -51.6859 | -70.9072 | -86.6475 | 1
| 60436927 | 6691.8568 | 8901.5259 | -2209.6691 | 0 |  | -3099.8217 | -1319.5165 | -1540.4834 | -2878.8548 | -3769.0073 | 1
| 60436931 | 6131.4991 | 9358.8752 | -3227.3761 | 0 |  | -4163.2636 | -2291.4886 | -2614.2262 | -3840.526 | -4776.4135 | 1
| 60436932 | 239.6842 | 429.8313 | -190.1472 | 0 |  | -233.1303 | -147.164 | -166.1787 | -214.1156 | -257.0987 | 1
| 60436938 | 783.3776 | 1259.7745 | -476.3969 | 0 |  | -602.3744 | -350.4195 | -398.0592 | -554.7347 | -680.7121 | 1
| 60436940 | 7999.2808 | 10676.4375 | -2677.1567 | 0 |  | -3744.8005 | -1609.513 | -1877.2286 | -3477.0848 | -4544.7285 | 1
| 60436956 | 16361.9128 | 22956.0547 | -6594.1419 | 0 |  | -8889.7474 | -4298.5364 | -4957.9506 | -8230.3332 | -10525.9386 | 1
| 60436978 | 22157.83 | 34013.0072 | -11855.1772 | 0 |  | -15256.4779 | -8453.8765 | -9639.3942 | -14070.9602 | -17472.2609 | 1
| 60436992 | 6414.179 | 19393.5928 | -12979.4138 | 0 |  | -14918.773 | -11040.0545 | -12337.9959 | -13620.8317 | -15560.1909 | 1
| 60437019 | 120150.7108 | 107165.0376 | 12985.6732 | 1 |  | 2269.1694 | 23702.1769 | 25000.7442 | 970.6021 | -9745.9017 | 0
| 60437055 | 88171.578 | 87633.3044 | 538.2736 | 1 |  | -8225.0569 | 9301.604 | 9355.4314 | -8278.8842 | -17042.2147 | 0
| 60437069 | 38801.578 | 70676.7067 | -31875.1286 | 0 |  | -38942.7993 | -24807.458 | -27994.9708 | -35755.2864 | -42822.9571 | 1
| 60437070 | 903.4136 | 7962.061 | -7058.6475 | 0 |  | -7854.8536 | -6262.4414 | -6968.3061 | -7148.9888 | -7945.1949 | 1
| 60437082 | 299205.928 | 334415.3015 | -35209.3735 | 0 |  | -68650.9036 | -1767.8433 | -5288.7807 | -65129.9663 | -98571.4964 | 1
| 60437084 | 25282.3778 | 110365.3805 | -85083.0028 | 0 |  | -96119.5408 | -74046.4647 | -82554.765 | -87611.2405 | -98647.7786 | 1
| 60437085 | 5196.6147 | 11496.5333 | -6299.9187 | 0 |  | -7449.572 | -5150.2653 | -5780.2572 | -6819.5801 | -7969.2335 | 1
| 60437088 | 6162.9594 | 22017.1598 | -15854.2005 | 0 |  | -18055.9164 | -13652.4845 | -15237.9045 | -16470.4964 | -18672.2124 | 1
| 60437089 | 22687.2091 | 45619.3571 | -22932.148 | 0 |  | -27494.0837 | -18370.2123 | -20663.4271 | -25200.8689 | -29762.8046 | 1
| 60437094 | 704016.5905 | 258339.0784 | 445677.5122 | 1 |  | 419843.6043 | 471511.42 | 516079.1712 | 375275.8531 | 349441.9453 | 1
| 60437095 | 4315.4384 | 15096.9307 | -10781.4923 | 0 |  | -12291.1854 | -9271.7992 | -10349.9485 | -11213.0361 | -12722.7292 | 1
| 60437105 | 4431.403 | 13589.9925 | -9158.5895 | 0 |  | -10517.5888 | -7799.5903 | -8715.4492 | -9601.7298 | -10960.7291 | 1
| 60437129 | 3972.1717 | 9674.8335 | -5702.6618 | 0 |  | -6670.1451 | -4735.1785 | -5305.4446 | -6099.879 | -7067.3623 | 1
| 60437147 | 1474.8829 | 6623.6256 | -5148.7428 | 0 |  | -5811.1053 | -4486.3802 | -5001.2545 | -5296.2311 | -5958.5936 | 1
| 60437244 | 1437.8715 | 9619.1956 | -8181.3241 | 0 |  | -9143.2436 | -7219.4045 | -8037.5369 | -8325.1112 | -9287.0308 | 1
| 60437263 | 1291.7583 | 8318.1441 | -7026.3858 | 0 |  | -7858.2002 | -6194.5714 | -6897.2099 | -7155.5616 | -7987.376 | 1
| 60437268 | 37815.1144 | 52308.4349 | -14493.3205 | 0 |  | -19724.164 | -9262.477 | -10711.8091 | -18274.832 | -23505.6755 | 1
| 60437275 | 75135.0472 | 66529.5638 | 8605.4834 | 1 |  | 1952.527 | 15258.4398 | 16118.9881 | 1091.9787 | -5560.9777 | 0
| 60437290 | 10468.2978 | 16372.2296 | -5903.9318 | 0 |  | -7541.1548 | -4266.7089 | -4857.1021 | -6950.7616 | -8587.9846 | 1
| 60437292 | 236.1661 | 2057.2464 | -1821.0803 | 0 |  | -2026.805 | -1615.3557 | -1797.4637 | -1844.6969 | -2050.4216 | 1
| 60437293 | 773.6158 | 5184.9435 | -4411.3277 | 0 |  | -4929.822 | -3892.8334 | -4333.9661 | -4488.6893 | -5007.1836 | 1
| 60437294 | 699127.5062 | 513375.9162 | 185751.59 | 1 |  | 134413.9984 | 237089.1817 | 255664.3407 | 115838.8394 | 64501.2478 | 1
| 60437295 | 23492.9477 | 44591.8346 | -21098.8869 | 0 |  | -25558.0703 | -16639.7034 | -18749.5921 | -23448.1816 | -27907.3651 | 1
| 60437296 | 19727.7706 | 40543.9353 | -20816.1647 | 0 |  | -24870.5582 | -16761.7711 | -18843.3876 | -22788.9417 | -26843.3352 | 1
| 60437297 | 39938.0477 | 65276.5724 | -25338.5247 | 0 |  | -31866.1819 | -18810.8674 | -21344.7199 | -29332.3295 | -35859.9867 | 1
| 60437298 | 385850.7458 | 211372.4395 | 174478.3063 | 1 |  | 153341.0623 | 195615.5502 | 213063.3808 | 135893.2317 | 114755.9877 | 1
| 60437302 | 745.2282 | 3677.1161 | -2931.8879 | 0 |  | -3299.5995 | -2564.1763 | -2857.3651 | -3006.4107 | -3374.1223 | 1
| 60437307 | 20171.0578 | 34299.2164 | -14128.1586 | 0 |  | -17558.0802 | -10698.2369 | -12111.0528 | -16145.2644 | -19575.186 | 1
| 60437308 | 2073.007 | 8772.0958 | -6699.0888 | 0 |  | -7576.2984 | -5821.8792 | -6491.7881 | -6906.3895 | -7783.5991 | 1
| 60437309 | 420.8832 | 3306.5641 | -2885.6809 | 0 |  | -3216.3373 | -2555.0245 | -2843.5926 | -2927.7692 | -3258.4256 | 1
| 60437342 | 133239.9947 | 113065.4493 | 20174.5453 | 1 |  | 8868.0004 | 31481.0903 | 33498.5448 | 6850.5459 | -4455.9991 | 0
| 60437345 | 11221.3592 | 30076.0843 | -18854.725 | 0 |  | -21862.3335 | -15847.1166 | -17732.5891 | -19976.861 | -22984.4694 | 1
| 60437357 | 1306.3015 | 7352.8123 | -6046.5107 | 0 |  | -6781.792 | -5311.2295 | -5915.8806 | -6177.1409 | -6912.4221 | 1
| 60437367 | 723.3649 | 12238.0209 | -11514.656 | 0 |  | -12738.4581 | -10290.8539 | -11442.3195 | -11586.9925 | -12810.7946 | 1
| 60437386 | 1921.8349 | 9024.8066 | -7102.9717 | 0 |  | -8005.4524 | -6200.4911 | -6910.7882 | -7295.1552 | -8197.6359 | 1
| 60437387 | 256613.1161 | 102097.3283 | 154515.7878 | 1 |  | 144306.055 | 164725.5207 | 180177.0994 | 128854.4762 | 118644.7434 | 1
| 60437392 | 29306.5165 | 50928.1316 | -21621.615 | 0 |  | -26714.4282 | -16528.8019 | -18690.9634 | -24552.2667 | -29645.0798 | 1
| 60437395 | 282323.7636 | 125447.586 | 156876.1776 | 1 |  | 144331.419 | 169420.9362 | 185108.5539 | 128643.8012 | 116099.0426 | 1
| 60437396 | 226.938 | 846.9662 | -620.0282 | 0 |  | -704.7248 | -535.3316 | -597.3344 | -642.722 | -727.4186 | 1
| 60437400 | 109.7929 | 541.4905 | -431.6977 | 0 |  | -485.8467 | -377.5486 | -420.7184 | -442.677 | -496.826 | 1
| 60437401 | 13884.7526 | 20870.2007 | -6985.4481 | 0 |  | -9072.4682 | -4898.428 | -5596.9728 | -8373.9234 | -10460.9434 | 1
| 60437403 | 20215.5528 | 37219.7597 | -17004.2069 | 0 |  | -20726.1828 | -13282.2309 | -14982.6516 | -19025.7621 | -22747.7381 | 1
| 60437404 | 117023.1492 | 95008.6815 | 22014.4677 | 1 |  | 12513.5995 | 31515.3358 | 33716.7826 | 10312.1528 | 811.2846 | 1
| 60437406 | 5363.0471 | 14155.0591 | -8792.012 | 0 |  | -10207.5179 | -7376.5061 | -8255.7073 | -9328.3167 | -10743.8227 | 1
| 60437410 | 155.5206 | 1679.6993 | -1524.1787 | 0 |  | -1692.1486 | -1356.2088 | -1508.6267 | -1539.7308 | -1707.7007 | 1
| 60437422 | 5497.7106 | 10984.4496 | -5486.739 | 0 |  | -6585.184 | -4388.2941 | -4936.968 | -6036.5101 | -7134.955 | 1
| 60437423 | 10773.8203 | 16650.3266 | -5876.5062 | 0 |  | -7541.5389 | -4211.4736 | -4799.1242 | -6953.8883 | -8618.9209 | 1
| 60437424 | 30320.5741 | 62020.0911 | -31699.517 | 0 |  | -37901.5261 | -25497.5079 | -28667.4596 | -34731.5744 | -40933.5835 | 1
| 60437428 | 1440472.7996 | 704340.3101 | 736132.4895 | 1 |  | 665698.4585 | 806566.5205 | 880179.7695 | 592085.2095 | 521651.1785 | 1
| 60437454 | 81621.7644 | 69508.7757 | 12112.9886 | 1 |  | 5162.1111 | 19063.8662 | 20275.1651 | 3950.8122 | -3000.0654 | 0
| 60437459 | 256.9686 | 1893.2391 | -1636.2705 | 0 |  | -1825.5944 | -1446.9466 | -1610.5737 | -1661.9674 | -1851.2913 | 1
| 60437460 | 6926.171 | 19074.3838 | -12148.2128 | 0 |  | -14055.6512 | -10240.7744 | -11455.5957 | -12840.8299 | -14748.2683 | 1
| 60437461 | 1405.1844 | 6938.9414 | -5533.757 | 0 |  | -6227.6512 | -4839.8629 | -5393.2386 | -5674.2755 | -6368.1696 | 1
| 60437470 | 362852.8657 | 179347.5298 | 183505.3359 | 1 |  | 165570.5829 | 201440.0888 | 219790.6224 | 147220.0493 | 129285.2963 | 1
| 60437472 | 15284.3585 | 21575.7102 | -6291.3516 | 0 |  | -8448.9226 | -4133.7806 | -4762.9158 | -7819.7875 | -9977.3585 | 1
| 60437474 | 18566.1448 | 50056.361 | -31490.2162 | 0 |  | -36495.8523 | -26484.5801 | -29633.6017 | -33346.8306 | -38352.4667 | 1
| 60437484 | 257024.9608 | 142748.5764 | 114276.3844 | 1 |  | 100001.5267 | 128551.242 | 139978.8805 | 88573.8883 | 74299.0307 | 1
| 60437485 | 29220.835 | 31895.4649 | -2674.6299 | 0 |  | -5864.1764 | 514.9166 | 247.4536 | -5596.7134 | -8786.2599 | 1
| 60437489 | 383.8829 | 1678.9755 | -1295.0926 | 0 |  | -1462.9902 | -1127.1951 | -1256.7044 | -1333.4809 | -1501.3785 | 1
| 60437491 | 28251.5083 | 49270.997 | -21019.4887 | 0 |  | -25946.5884 | -16092.389 | -18194.3379 | -23844.6396 | -28771.7393 | 1
| 60437497 | 1417.4536 | 9051.7742 | -7634.3207 | 0 |  | -8539.4981 | -6729.1432 | -7492.5753 | -7776.066 | -8681.2434 | 1
| 60437498 | 16315.3046 | 38638.0379 | -22322.7333 | 0 |  | -26186.5371 | -18458.9295 | -20691.2028 | -23954.2637 | -27818.0675 | 1
| 60437500 | 167.1787 | 2094.1206 | -1926.9419 | 0 |  | -2136.3539 | -1717.5298 | -1910.224 | -1943.6597 | -2153.0718 | 1
| 60437501 | 4172.3867 | 19587.3196 | -15414.9329 | 0 |  | -17373.6648 | -13456.2009 | -14997.6942 | -15832.1715 | -17790.9035 | 1
| 60437516 | 64041.0633 | 72057.01 | -8015.9467 | 0 |  | -15221.6478 | -810.2457 | -1611.8404 | -14420.0531 | -21625.7541 | 1
| 60437518 | 4444.3864 | 16828.9142 | -12384.5279 | 0 |  | -14067.4193 | -10701.6364 | -11940.0892 | -12828.9665 | -14511.8579 | 1
| 60437534 | 58807.2485 | 92155.6142 | -33348.3657 | 0 |  | -42563.9271 | -24132.8043 | -27467.6408 | -39229.0906 | -48444.652 | 1
| 60437544 | 73263.8358 | 49200.8531 | 24062.9827 | 1 |  | 19142.8974 | 28983.068 | 31389.3663 | 16736.5991 | 11816.5138 | 1
| 60437575 | 332.1934 | 3629.6255 | -3297.4321 | 0 |  | -3660.3947 | -2934.4696 | -3264.2128 | -3330.6514 | -3693.614 | 1
| 60437577 | 8181.2237 | 15233.7306 | -7052.5069 | 0 |  | -8575.8799 | -5529.1338 | -6234.3845 | -7870.6292 | -9394.0023 | 1
| 60437606 | 39472.8969 | 58352.4907 | -18879.5937 | 0 |  | -24714.8428 | -13044.3447 | -14932.304 | -22826.8834 | -28662.1325 | 1
| 60437636 | 419.4459 | 3489.834 | -3070.3881 | 0 |  | -3419.3715 | -2721.4047 | -3028.4435 | -3112.3327 | -3461.3161 | 1
| 60437645 | 45800.6829 | 46913.7147 | -1113.0318 | 0 |  | -5804.4033 | 3578.3396 | 3467.0365 | -5693.1001 | -10384.4716 | 1
| 60437646 | 11318.6012 | 20765.7559 | -9447.1548 | 0 |  | -11523.7303 | -7370.5792 | -8315.2946 | -10579.0149 | -12655.5905 | 1
| 60437648 | 45531.6819 | 63365.7217 | -17834.0399 | 0 |  | -24170.6121 | -11497.4677 | -13280.8717 | -22387.2081 | -28723.7803 | 1
| 60437649 | 48624.1475 | 65669.5295 | -17045.3821 | 0 |  | -23612.335 | -10478.4291 | -12182.9673 | -21907.7968 | -28474.7498 | 1
| 60437650 | 10210.0879 | 27214.7616 | -17004.6737 | 0 |  | -19726.1499 | -14283.1976 | -15983.6649 | -18025.6825 | -20747.1587 | 1
| 60437651 | 4089.5697 | 15498.1433 | -11408.5736 | 0 |  | -12958.3879 | -9858.7593 | -10999.6166 | -11817.5306 | -13367.3449 | 1
| 60437652 | 29705.8372 | 50118.0013 | -20412.1641 | 0 |  | -25423.9643 | -15400.364 | -17441.5804 | -23382.7479 | -28394.548 | 1
| 60437653 | 923.5758 | 5475.5336 | -4551.9578 | 0 |  | -5099.5112 | -4004.4044 | -4459.6002 | -4644.3154 | -5191.8687 | 1
| 60437654 | 182022.8568 | 132425.4701 | 49597.3867 | 1 |  | 36354.8397 | 62839.9337 | 67799.6724 | 31395.101 | 18152.554 | 1
| 60437690 | 31815.1106 | 56047.5822 | -24232.4716 | 0 |  | -29837.2298 | -18627.7134 | -21050.9605 | -27413.9826 | -33018.7409 | 1
| 60437701 | 11277.8717 | 29221.9252 | -17944.0536 | 0 |  | -20866.2461 | -15021.8611 | -16816.2664 | -19071.8407 | -21994.0333 | 1
| 60437720 | 4664.8353 | 15832.2119 | -11167.3766 | 0 |  | -12750.5978 | -9584.1554 | -10700.8931 | -11633.8601 | -13217.0813 | 1
| 60437721 | 1278.2143 | 6495.3511 | -5217.1368 | 0 |  | -5866.6719 | -4567.6017 | -5089.3154 | -5344.9582 | -5994.4933 | 1
| 60437722 | 19362.2814 | 37278.0979 | -17915.8164 | 0 |  | -21643.6262 | -14188.0066 | -15979.5883 | -19852.0446 | -23579.8543 | 1
| 60437749 | 67525.0749 | 48681.6711 | 18843.4038 | 1 |  | 13975.2367 | 23711.5709 | 25595.9113 | 12090.8963 | 7222.7292 | 1
| 60437758 | 6308.6197 | 27108.5421 | -20799.9223 | 0 |  | -23510.7765 | -18089.0681 | -20169.0604 | -21430.7843 | -24141.6385 | 1
| 60437759 | 4731.207 | 22816.2829 | -18085.0759 | 0 |  | -20366.7042 | -15803.4476 | -17611.9552 | -18558.1966 | -20839.8249 | 1
| 60437777 | 341898.3669 | 183679.9653 | 158218.4016 | 1 |  | 139850.4051 | 176586.3982 | 192408.2383 | 124028.5649 | 105660.5684 | 1
| 60437779 | 7064.8972 | 13126.5821 | -6061.6849 | 0 |  | -7374.3431 | -4749.0267 | -5355.1951 | -6768.1746 | -8080.8328 | 1
| 60437788 | 222635.6398 | 139739.2068 | 82896.4329 | 1 |  | 68922.5122 | 96870.3536 | 105159.9969 | 60632.8689 | 46658.9483 | 1
| 60437789 | 5820.0433 | 19679.7801 | -13859.7367 | 0 |  | -15827.7147 | -11891.7587 | -13277.7324 | -14441.7411 | -16409.7191 | 1
| 60437792 | 90345.2827 | 91578.2864 | -1233.0037 | 0 |  | -10390.8323 | 7924.8249 | 7801.5246 | -10267.532 | -19425.3606 | 1
| 60437802 | 218093.1071 | 147855.9191 | 70237.188 | 1 |  | 55451.5961 | 85022.7799 | 92046.4987 | 48427.8773 | 33642.2854 | 1
| 60437804 | 1735.3136 | 4535.2366 | -2799.923 | 0 |  | -3253.4467 | -2346.3993 | -2626.3916 | -2973.4544 | -3426.978 | 1
| 60437810 | 138771.6577 | 114884.9402 | 23886.7175 | 1 |  | 12398.2235 | 35375.2115 | 37763.8833 | 10009.5518 | -1478.9423 | 0
| 60437811 | 8772.7257 | 23334.1718 | -14561.4461 | 0 |  | -16894.8633 | -12228.0289 | -13684.1736 | -15438.7187 | -17772.1359 | 1
| 60437812 | 375.8216 | 2421.0345 | -2045.213 | 0 |  | -2287.3164 | -1803.1095 | -2007.6308 | -2082.7951 | -2324.8986 | 1
| 60437813 | 19136.3132 | 38928.0777 | -19791.7645 | 0 |  | -23684.5723 | -15898.9567 | -17878.1332 | -21705.3958 | -25598.2036 | 1
| 60437814 | 557.5012 | 3646.1363 | -3088.6352 | 0 |  | -3453.2488 | -2724.0215 | -3032.8851 | -3144.3853 | -3508.9989 | 1
| 60437815 | 4400.8821 | 16133.8093 | -11732.9272 | 0 |  | -13346.3081 | -10119.5463 | -11292.839 | -12173.0154 | -13786.3963 | 1
| 60437819 | 48148.3102 | 57725.08 | -9576.7698 | 0 |  | -15349.2778 | -3804.2618 | -4761.9388 | -14391.6009 | -20164.1089 | 1
| 60437821 | 205295.2929 | 100727.3775 | 104567.9154 | 1 |  | 94495.1776 | 114640.6531 | 125097.4447 | 84038.3861 | 73965.6483 | 1
| 60437827 | 3647.1095 | 15692.4204 | -12045.3109 | 0 |  | -13614.553 | -10476.0689 | -11680.6 | -12410.0219 | -13979.2639 | 1
| 60437837 | 264.1724 | 2609.8081 | -2345.6356 | 0 |  | -2606.6164 | -2084.6548 | -2319.2184 | -2372.0529 | -2633.0337 | 1
| 60437845 | 3363.7713 | 12736.4358 | -9372.6645 | 0 |  | -10646.3081 | -8099.0209 | -9036.2874 | -9709.0416 | -10982.6852 | 1
| 60437848 | 9453.5961 | 19639.9322 | -10186.3362 | 0 |  | -12150.3294 | -8222.343 | -9240.9766 | -11131.6958 | -13095.689 | 1
| 60437851 | 49457.5327 | 46584.1559 | 2873.3768 | 1 |  | -1785.0388 | 7531.7924 | 7819.13 | -2072.3765 | -6730.7921 | 0
| 60437852 | 3661.1493 | 9373.1604 | -5712.0111 | 0 |  | -6649.3271 | -4774.695 | -5345.8961 | -6078.126 | -7015.442 | 1
| 60437867 | 4915.7956 | 11472.9572 | -6557.1616 | 0 |  | -7704.4573 | -5409.8658 | -6065.582 | -7048.7411 | -8196.0368 | 1
| 60437868 | 2151.412 | 6388.3713 | -4236.9594 | 0 |  | -4875.7965 | -3598.1222 | -4021.8182 | -4452.1006 | -5090.9377 | 1
| 60437890 | 16540.2798 | 43044.772 | -26504.4922 | 0 |  | -30808.9694 | -22200.015 | -24850.4643 | -28158.5202 | -32462.9974 | 1
| 60437891 | 9565.0021 | 31473.9992 | -21908.9971 | 0 |  | -25056.397 | -18761.5971 | -20952.4969 | -22865.4973 | -26012.8972 | 1
| 60437903 | 7986.5378 | 22610.4481 | -14623.9103 | 0 |  | -16884.9551 | -12362.8655 | -13825.2566 | -15422.5641 | -17683.6089 | 1
| 60437914 | 77.9168 | 574.0257 | -496.1089 | 0 |  | -553.5115 | -438.7063 | -488.3172 | -503.9006 | -561.3031 | 1
| 60437915 | 39166.0668 | 55082.2504 | -15916.1835 | 0 |  | -21424.4086 | -10407.9585 | -11999.5768 | -19832.7902 | -25341.0152 | 1
| 60437935 | 19430.4127 | 36983.6551 | -17553.2425 | 0 |  | -21251.608 | -13854.877 | -15610.2012 | -19496.2837 | -23194.6493 | 1
| 60437936 | 48235.1862 | 45937.46 | 2297.7262 | 1 |  | -2296.0198 | 6891.4722 | 7121.2448 | -2525.7924 | -7119.5384 | 0
| 60437937 | 7960.3338 | 15746.3213 | -7785.9876 | 0 |  | -9360.6197 | -6211.3554 | -6989.9542 | -8582.0209 | -10156.6531 | 1
| 60437950 | 10783.2302 | 19069.5419 | -8286.3117 | 0 |  | -10193.2659 | -6379.3575 | -7207.9887 | -9364.6348 | -11271.589 | 1
| 60437951 | 888.0341 | 3183.2849 | -2295.2507 | 0 |  | -2613.5792 | -1976.9222 | -2206.4473 | -2384.0541 | -2702.3826 | 1
| 60437952 | 15924.3026 | 24200.7731 | -8276.4705 | 0 |  | -10696.5478 | -5856.3932 | -6684.0402 | -9868.9007 | -12288.9781 | 1
| 60437957 | 19930.1862 | 43222.5384 | -23292.3522 | 0 |  | -27614.606 | -18970.0984 | -21299.3336 | -25285.3708 | -29607.6247 | 1
| 60437958 | 75395.1784 | 89323.4606 | -13928.2823 | 0 |  | -22860.6283 | -4995.9362 | -6388.7644 | -21467.8001 | -30400.1462 | 1
| 60438027 | 62315.5292 | 70940.3292 | -8624.8 | 0 |  | -15718.8329 | -1530.7671 | -2393.2471 | -14856.3529 | -21950.3858 | 1
| 60438029 | 131.8452 | 1079.2564 | -947.4112 | 0 |  | -1055.3368 | -839.4856 | -934.2267 | -960.5957 | -1068.5214 | 1
| 60438030 | 54085.0804 | 71017.3796 | -16932.2992 | 0 |  | -24034.0372 | -9830.5613 | -11523.7912 | -22340.8073 | -29442.5452 | 1
| 60438031 | 626587.4397 | 255723.2163 | 370864.2234 | 1 |  | 345291.9018 | 396436.545 | 433522.9674 | 308205.4794 | 282633.1578 | 1
| 60438032 | 16398.5571 | 29797.0516 | -13398.4945 | 0 |  | -16378.1997 | -10418.7894 | -11758.6388 | -15038.3502 | -18018.0554 | 1
| 60438038 | 3289.0297 | 12724.8782 | -9435.8485 | 0 |  | -10708.3363 | -8163.3607 | -9106.9456 | -9764.7515 | -11037.2393 | 1
| 60462155 | 1462.0505 | 21634.2045 | -20172.154 | 0 |  | -22335.5745 | -18008.7336 | -20025.949 | -20318.3591 | -22481.7795 | 1
| 60462846 | 740.3897 | 6279.0595 | -5538.6698 | 0 |  | -6166.5757 | -4910.7638 | -5464.6308 | -5612.7088 | -6240.6147 | 1
| 60462857 | 104.1165 | 1409.4725 | -1305.356 | 0 |  | -1446.3032 | -1164.4087 | -1294.9443 | -1315.7676 | -1456.7149 | 1
| 60462860 | 7194.9582 | 19260.6861 | -12065.7279 | 0 |  | -13991.7965 | -10139.6593 | -11346.2321 | -12785.2237 | -14711.2923 | 1
| 60462866 | 69003.5265 | 186385.6328 | -117382.1063 | 0 |  | -136020.6695 | -98743.543 | -110481.7536 | -124282.4589 | -142921.0222 | 1
| 60462867 | 1980.2312 | 12926.8604 | -10946.6292 | 0 |  | -12239.3153 | -9653.9432 | -10748.6061 | -11144.6524 | -12437.3384 | 1
| 60462868 | 4813.5488 | 21472.3032 | -16658.7545 | 0 |  | -18805.9848 | -14511.5242 | -16177.3996 | -17140.1094 | -19287.3397 | 1
| 60462869 | 1450.3111 | 10740.8297 | -9290.5185 | 0 |  | -10364.6015 | -8216.4356 | -9145.4874 | -9435.5496 | -10509.6326 | 1
| 60462870 | 108402.7009 | 111510.6818 | -3107.9809 | 0 |  | -14259.0491 | 8043.0873 | 7732.2892 | -13948.251 | -25099.3192 | 1
| 60462875 | 3184.6406 | 12034.9818 | -8850.3412 | 0 |  | -10053.8394 | -7646.843 | -8531.8771 | -9168.8053 | -10372.3034 | 1
| 60462890 | 41571.9552 | 144063.0296 | -102491.0745 | 0 |  | -116897.3774 | -88084.7715 | -98333.8789 | -106648.27 | -121054.5729 | 1
| 60462966 | 1243.3624 | 10903.7363 | -9660.3739 | 0 |  | -10750.7475 | -8570.0002 | -9536.0376 | -9784.7101 | -10875.0837 | 1
| 60463004 | 2498.4876 | 16408.9894 | -13910.5018 | 0 |  | -15551.4007 | -12269.6028 | -13660.653 | -14160.3505 | -15801.2495 | 1
| 60463060 | 818.3774 | 4807.5029 | -3989.1256 | 0 |  | -4469.8759 | -3508.3753 | -3907.2878 | -4070.9633 | -4551.7136 | 1
| 60463070 | 78856.3551 | 90722.4763 | -11866.1212 | 0 |  | -20938.3688 | -2793.8736 | -3980.4857 | -19751.7567 | -28824.0043 | 1
| 60463071 | 45540.6449 | 66124.6774 | -20584.0325 | 0 |  | -27196.5003 | -13971.5648 | -16029.968 | -25138.097 | -31750.5648 | 1
| 60463098 | 1734.6294 | 13285.1449 | -11550.5155 | 0 |  | -12879.03 | -10222.001 | -11377.0526 | -11723.9785 | -13052.493 | 1
| 60463207 | 27650.593 | 47011.7684 | -19361.1754 | 0 |  | -24062.3522 | -14659.9986 | -16596.1161 | -22126.2347 | -26827.4115 | 1
| 60463224 | 3407.7035 | 41714.9008 | -38307.1972 | 0 |  | -42478.6873 | -34135.7072 | -37966.4269 | -38647.9676 | -42819.4577 | 1
| 60463247 | 8629.99 | 23942.3198 | -15312.3298 | 0 |  | -17706.5618 | -12918.0978 | -14449.3308 | -16175.3288 | -18569.5608 | 1
| 60463257 | 1042.0258 | 6001.0129 | -4958.9871 | 0 |  | -5559.0884 | -4358.8858 | -4854.7845 | -5063.1897 | -5663.291 | 1
| 60463263 | 31973.5163 | 41296.0041 | -9322.4878 | 0 |  | -13452.0882 | -5192.8873 | -6125.1361 | -12519.8394 | -16649.4398 | 1
| 60463271 | 54546.0783 | 198771.7121 | -144225.6337 | 0 |  | -164102.8049 | -124348.4625 | -138771.0259 | -149680.2416 | -169557.4128 | 1
| 60463330 | 21682.3782 | 55752.0387 | -34069.6605 | 0 |  | -39644.8644 | -28494.4566 | -31901.4227 | -36237.8983 | -41813.1022 | 1
| 60463331 | 136.0226 | 2630.1714 | -2494.1488 | 0 |  | -2757.1659 | -2231.1316 | -2480.5465 | -2507.751 | -2770.7682 | 1
| 60463428 | 21949.3334 | 32238.4596 | -10289.1262 | 0 |  | -13512.9722 | -7065.2803 | -8094.1929 | -12484.0596 | -15707.9055 | 1
| 60463431 | 130322.5299 | 134257.6192 | -3935.0893 | 0 |  | -17360.8512 | 9490.6726 | 9097.1637 | -16967.3423 | -30393.1042 | 1
| 60463432 | 5961.5518 | 26670.4553 | -20708.9035 | 0 |  | -23375.9491 | -18041.858 | -20112.7484 | -21305.0587 | -23972.1043 | 1
| 60463466 | 7223.4311 | 19303.5287 | -12080.0976 | 0 |  | -14010.4505 | -10149.7447 | -11357.7545 | -12802.4407 | -14732.7936 | 1
| 60463502 | 29721.3059 | 37932.4759 | -8211.1699 | 0 |  | -12004.4175 | -4417.9224 | -5239.0394 | -11183.3005 | -14976.5481 | 1
| 60463515 | 3838.003 | 12089.4857 | -8251.4828 | 0 |  | -9460.4313 | -7042.5342 | -7867.6825 | -8635.2831 | -9844.2316 | 1
| 60463555 | 77897.4157 | 69174.4003 | 8723.0155 | 1 |  | 1805.5754 | 15640.4555 | 16512.757 | 933.2739 | -5984.1661 | 0
| 60463556 | 2123.2617 | 9425.3828 | -7302.1211 | 0 |  | -8244.6594 | -6359.5828 | -7089.7949 | -7514.4473 | -8456.9855 | 1
| 60463597 | 42080.8839 | 75132.9732 | -33052.0893 | 0 |  | -40565.3866 | -25538.792 | -28844.0009 | -37260.1777 | -44773.475 | 1
| 60463659 | 1818.8698 | 13658.8395 | -11839.9696 | 0 |  | -13205.8536 | -10474.0857 | -11658.0826 | -12021.8566 | -13387.7406 | 1
| 60463660 | 5978.4354 | 26711.7324 | -20733.2969 | 0 |  | -23404.4702 | -18062.1237 | -20135.4534 | -21331.1405 | -24002.3137 | 1
| 60463661 | 567.191 | 6690.729 | -6123.538 | 0 |  | -6792.6109 | -5454.4651 | -6066.8189 | -6180.2571 | -6849.33 | 1
| 60463672 | 11261.0325 | 30021.5986 | -18760.5661 | 0 |  | -21762.7259 | -15758.4062 | -17634.4628 | -19886.6693 | -22888.8292 | 1
| 60463700 | 222599.2699 | 356000.8898 | -133401.62 | 0 |  | -169001.7089 | -97801.531 | -111141.693 | -155661.547 | -191261.6359 | 1
| 60463770 | 193027.5601 | 129150.2766 | 63877.2835 | 1 |  | 50962.2558 | 76792.3111 | 83180.0395 | 44574.5275 | 31659.4998 | 1
| 60463771 | 11130.7665 | 32218.6365 | -21087.8701 | 0 |  | -24309.7337 | -17866.0064 | -19974.7934 | -22200.9467 | -25422.8104 | 1
| 60463787 | 470.1226 | 2109.5307 | -1639.408 | 0 |  | -1850.3611 | -1428.4549 | -1592.3957 | -1686.4203 | -1897.3733 | 1
| 60463788 | 5664.0723 | 15467.3231 | -9803.2508 | 0 |  | -11349.9831 | -8256.5185 | -9236.8436 | -10369.6581 | -11916.3904 | 1
| 60463810 | 2564.0383 | 9020.4037 | -6456.3653 | 0 |  | -7358.4057 | -5554.325 | -6199.9615 | -6712.7692 | -7614.8095 | 1
| 60463812 | 1047.155 | 4548.1767 | -3501.0217 | 0 |  | -3955.8394 | -3046.204 | -3396.3062 | -3605.7372 | -4060.5549 | 1
| 60463813 | 9583.3229 | 22978.6391 | -13395.3162 | 0 |  | -15693.1801 | -11097.4523 | -12436.9839 | -14353.6485 | -16651.5124 | 1
| 60463814 | 350.8935 | 1739.1382 | -1388.2447 | 0 |  | -1562.1585 | -1214.3309 | -1353.1554 | -1423.3341 | -1597.2479 | 1
| 60463817 | 297.7703 | 1494.2279 | -1196.4576 | 0 |  | -1345.8804 | -1047.0348 | -1166.6806 | -1226.2347 | -1375.6575 | 1
| 60463825 | 266.4713 | 1248.7673 | -982.296 | 0 |  | -1107.1728 | -857.4193 | -955.6489 | -1008.9432 | -1133.8199 | 1
| 60463828 | 16620.9149 | 32073.8918 | -15452.9769 | 0 |  | -18660.3661 | -12245.5877 | -13790.8854 | -17115.0684 | -20322.4576 | 1
| 60463829 | 275.5486 | 1368.7458 | -1093.1972 | 0 |  | -1230.0718 | -956.3226 | -1065.6424 | -1120.7521 | -1257.6267 | 1
| 60463830 | 3282.1523 | 10937.8586 | -7655.7064 | 0 |  | -8749.4922 | -6561.9205 | -7327.4912 | -7983.9216 | -9077.7075 | 1
| 60463831 | 215.0305 | 1438.6416 | -1223.611 | 0 |  | -1367.4752 | -1079.7469 | -1202.108 | -1245.1141 | -1388.9782 | 1
| 60463840 | 141.3704 | 703.3603 | -561.9899 | 0 |  | -632.326 | -491.6539 | -547.8529 | -576.127 | -646.463 | 1
| 60463841 | 1770.6584 | 6686.8764 | -4916.218 | 0 |  | -5584.9057 | -4247.5304 | -4739.1522 | -5093.2839 | -5761.9715 | 1
| 60463843 | 1813.7641 | 5082.5578 | -3268.7937 | 0 |  | -3777.0495 | -2760.5379 | -3087.4173 | -3450.1701 | -3958.4259 | 1
| 60463851 | 6662.839 | 18030.3505 | -11367.5115 | 0 |  | -13170.5466 | -9564.4765 | -10701.2276 | -12033.7954 | -13836.8305 | 1
| 60463867 | 2629.5978 | 4075.3753 | -1445.7775 | 0 |  | -1853.3151 | -1038.24 | -1182.8178 | -1708.7373 | -2116.2748 | 1
| 60463868 | 548.3845 | 660.6387 | -112.2542 | 0 |  | -178.3181 | -46.1904 | -57.4158 | -167.0927 | -233.1566 | 1
| 60463869 | 2633.6426 | 2978.1979 | -344.5553 | 0 |  | -642.3751 | -46.7355 | -81.1911 | -607.9196 | -905.7394 | 1
| 60463870 | 591.3146 | 711.3401 | -120.0254 | 0 |  | -191.1595 | -48.8914 | -60.894 | -179.1569 | -250.2909 | 1
| 60463871 | 2914.4864 | 3270.4912 | -356.0048 | 0 |  | -683.0539 | -28.9557 | -64.5561 | -647.4534 | -974.5025 | 1
| 60463877 | 10968.8295 | 13651.0876 | -2682.2581 | 0 |  | -4047.3669 | -1317.1494 | -1585.3752 | -3779.1411 | -5144.2498 | 1
| 60463898 | 83664.8667 | 88795.6652 | -5130.7985 | 0 |  | -14010.365 | 3748.768 | 3235.6882 | -13497.2852 | -22376.8517 | 1
| 60463934 | 8369.4015 | 17257.0945 | -8887.693 | 0 |  | -10613.4024 | -7161.9835 | -8050.7528 | -9724.6331 | -11450.3426 | 1
| 60463936 | 2630.501 | 4076.6428 | -1446.1418 | 0 |  | -1853.8061 | -1038.4775 | -1183.0917 | -1709.1919 | -2116.8562 | 1
| 60463971 | 6957.8458 | 15237.5332 | -8279.6874 | 0 |  | -9803.4407 | -6755.9341 | -7583.9028 | -8975.472 | -10499.2253 | 1
| 60464038 | 5476.8863 | 12903.2426 | -7426.3563 | 0 |  | -8716.6806 | -6136.032 | -6878.6677 | -7974.0449 | -9264.3692 | 1
| 60464039 | 1030.4791 | 3495.3517 | -2464.8727 | 0 |  | -2814.4078 | -2115.3375 | -2361.8248 | -2567.9206 | -2917.4558 | 1
| 60464044 | 12925.2678 | 21668.2401 | -8742.9723 | 0 |  | -10909.7963 | -6576.1483 | -7450.4455 | -10035.4991 | -12202.3231 | 1
| 60464176 | 201.9683 | 1372.5983 | -1170.63 | 0 |  | -1307.8898 | -1033.3702 | -1150.4332 | -1190.8268 | -1328.0867 | 1
| 60464187 | 15736.4793 | 32110.2156 | -16373.7363 | 0 |  | -19584.7579 | -13162.7147 | -14800.0884 | -17947.3842 | -21158.4058 | 1
| 60464188 | 148829.448 | 114591.0478 | 34238.4002 | 1 |  | 22779.2954 | 45697.505 | 49121.345 | 19355.4554 | 7896.3506 | 1
| 60464206 | 63.8717 | 455.6982 | -391.8265 | 0 |  | -437.3963 | -346.2567 | -385.4393 | -398.2137 | -443.7835 | 1
| 60464231 | 5958.0703 | 13688.0996 | -7730.0293 | 0 |  | -9098.8393 | -6361.2194 | -7134.2223 | -8325.8364 | -9694.6463 | 1
| 60464293 | 18563.5207 | 27264.1492 | -8700.6286 | 0 |  | -11427.0435 | -5974.2136 | -6844.2765 | -10556.9806 | -13283.3955 | 1
| 60464336 | 33989.0917 | 39368.0849 | -5378.9932 | 0 |  | -9315.8017 | -1442.1847 | -1980.084 | -8777.9023 | -12714.7108 | 1
| 60464376 | 3104.775 | 14458.5128 | -11353.7379 | 0 |  | -12799.5892 | -9907.8866 | -11043.2604 | -11664.2154 | -13110.0667 | 1
| 60464377 | 236.8989 | 2780.4197 | -2543.5209 | 0 |  | -2821.5628 | -2265.4789 | -2519.831 | -2567.2108 | -2845.2527 | 1
| 60464378 | 2479.3381 | 13181.1268 | -10701.7887 | 0 |  | -12019.9014 | -9383.676 | -10453.8549 | -10949.7225 | -12267.8352 | 1
| 60464388 | 1682.5764 | 6078.079 | -4395.5027 | 0 |  | -5003.3106 | -3787.6948 | -4227.245 | -4563.7603 | -5171.5682 | 1
| 60464494 | 255.3103 | 2639.5275 | -2384.2172 | 0 |  | -2648.17 | -2120.2645 | -2358.6862 | -2409.7483 | -2673.701 | 1
| 60464495 | 7804.6858 | 23366.6431 | -15561.9573 | 0 |  | -17898.6216 | -13225.293 | -14781.4887 | -16342.4259 | -18679.0902 | 1
| 60464518 | 399.9368 | 3516.2513 | -3116.3145 | 0 |  | -3467.9396 | -2764.6894 | -3076.3208 | -3156.3082 | -3507.9333 | 1
| 60464541 | 78139.7063 | 209655.1091 | -131515.4028 | 0 |  | -152480.9137 | -110549.8919 | -123701.4321 | -139329.3734 | -160294.8843 | 1
| 60464546 | 2121.6516 | 7073.3467 | -4951.6951 | 0 |  | -5659.0298 | -4244.3605 | -4739.53 | -5163.8603 | -5871.195 | 1
| 60464552 | 378291.6514 | 354144.6353 | 24147.016 | 1 |  | -11267.4475 | 59561.4796 | 61976.1812 | -13682.1491 | -49096.6126 | 0
| 60464614 | 856767.2168 | 700906.2392 | 155860.9775 | 1 |  | 85770.3536 | 225951.6014 | 241537.6992 | 70184.2558 | 93.6319 | 1
| 60464620 | 9807.3703 | 69143.2712 | -59335.9008 | 0 |  | -66250.2279 | -52421.5737 | -58355.1638 | -60316.6379 | -67230.965 | 1
| 60464625 | 11952.7939 | 83275.1136 | -71322.3198 | 0 |  | -79649.8311 | -62994.8084 | -70127.0404 | -72517.5992 | -80845.1105 | 1
| 60464626 | 7560.5152 | 51882.3139 | -44321.7987 | 0 |  | -49510.0301 | -39133.5673 | -43565.7472 | -45077.8502 | -50266.0816 | 1
| 60464638 | 16761.0444 | 30237.277 | -13476.2326 | 0 |  | -16499.9603 | -10452.5049 | -11800.1282 | -15152.337 | -18176.0647 | 1
| 60464655 | 6064.7734 | 24752.45 | -18687.6766 | 0 |  | -21162.9216 | -16212.4316 | -18081.1993 | -19294.1539 | -21769.3989 | 1
| 60464661 | 608179.7342 | 564078.1826 | 44101.5516 | 1 |  | -12306.2667 | 100509.3698 | 104919.525 | -16716.4219 | -73124.2401 | 0
| 60464664 | 3383.6159 | 41409.9447 | -38026.3287 | 0 |  | -42167.3232 | -33885.3343 | -37687.9671 | -38364.6903 | -42505.6848 | 1
| 60464667 | 41449.5125 | 38308.1729 | 3141.3396 | 1 |  | -689.4777 | 6972.1569 | 7286.2908 | -1003.6117 | -4834.429 | 0
| 60464716 | 249423.4964 | 376843.9763 | -127420.4799 | 0 |  | -165104.8776 | -89736.0823 | -102478.1303 | -152362.8296 | -190047.2272 | 1
| 60464742 | 995.9382 | 4249.788 | -3253.8498 | 0 |  | -3678.8286 | -2828.871 | -3154.256 | -3353.4436 | -3778.4224 | 1
| 60464780 | 2716.4337 | 29174.1336 | -26457.6999 | 0 |  | -29375.1132 | -23540.2865 | -26186.0565 | -26729.3432 | -29646.7566 | 1
| 60464842 | 5454.8543 | 11902.1442 | -6447.2899 | 0 |  | -7637.5044 | -5257.0755 | -5901.8045 | -6992.7754 | -8182.9898 | 1
| 60464848 | 19575.9957 | 33234.9949 | -13658.9991 | 0 |  | -16982.4986 | -10335.4996 | -11701.3996 | -15616.5987 | -18940.0982 | 1
| 60464874 | 12393.7872 | 42980.9303 | -30587.1431 | 0 |  | -34885.2361 | -26289.0501 | -29347.7644 | -31826.5218 | -36124.6148 | 1
| 60464877 | 12710.4023 | 32841.6443 | -20131.242 | 0 |  | -23415.4064 | -16847.0776 | -18860.2018 | -21402.2822 | -24686.4467 | 1
| 60494640 | 27914.5145 | 35190.0393 | -7275.5248 | 0 |  | -10794.5287 | -3756.5208 | -4484.0733 | -10066.9762 | -13585.9801 | 1
| 60494819 | 11042.4722 | 29522.4219 | -18479.9497 | 0 |  | -21432.1919 | -15527.7075 | -17375.7025 | -19584.1969 | -22536.4391 | 1
| 60494825 | 1128927.5196 | 325952.4801 | 802975.0395 | 1 |  | 770379.7915 | 835570.2875 | 915867.7914 | 690082.2875 | 657487.0395 | 1
| 60494897 | 18586.7187 | 15602.1613 | 2984.5574 | 1 |  | 1424.3412 | 4544.7735 | 4843.2292 | 1125.8855 | -434.3306 | 0
| 60494965 | 2635057.7934 | 493905.9027 | 2141151.8907 | 1 |  | 2091761.3004 | 2190542.481 | 2404657.67 | 1877646.1114 | 1828255.5211 | 1
| 60495098 | 615429.9245 | 242691.7875 | 372738.137 | 1 |  | 348468.9583 | 397007.3158 | 434281.1295 | 311195.1446 | 286925.9658 | 1
| 60495110 | 5011.7884 | 13517.4895 | -8505.7011 | 0 |  | -9857.4501 | -7153.9522 | -8004.5223 | -9006.88 | -10358.6289 | 1
| 60495123 | 323.4071 | 4677.5113 | -4354.1043 | 0 |  | -4821.8554 | -3886.3531 | -4321.7636 | -4386.445 | -4854.1961 | 1
| 60495143 | 1087.7877 | 7818.9674 | -6731.1797 | 0 |  | -7513.0764 | -5949.2829 | -6622.4009 | -6839.9584 | -7621.8552 | 1
| 60495359 | 13207.0584 | 33106.9179 | -19899.8595 | 0 |  | -23210.5513 | -16589.1677 | -18579.1537 | -21220.5654 | -24531.2571 | 1
| 60496272 | 1525.8315 | 9049.5728 | -7523.7413 | 0 |  | -8428.6986 | -6618.784 | -7371.1582 | -7676.3245 | -8581.2817 | 1
| 60496561 | 34125.3945 | 48328.7803 | -14203.3858 | 0 |  | -19036.2638 | -9370.5078 | -10790.8464 | -17615.9253 | -22448.8033 | 1
| 60496610 | 1499.1919 | 7279.6144 | -5780.4225 | 0 |  | -6508.3839 | -5052.461 | -5630.5033 | -5930.3417 | -6658.3031 | 1
| 60498157 | 1019.811 | 5383.2169 | -4363.4059 | 0 |  | -4901.7276 | -3825.0842 | -4261.4248 | -4465.387 | -5003.7087 | 1
| 60498286 | 35050.0263 | 69038.8347 | -33988.8084 | 0 |  | -40892.6918 | -27084.9249 | -30483.8057 | -37493.811 | -44397.6945 | 1
| 60498387 | 4943.3121 | 14635.1785 | -9691.8664 | 0 |  | -11155.3842 | -8228.3485 | -9197.5351 | -10186.1976 | -11649.7154 | 1
| 60498388 | 268442.3548 | 340023.842 | -71581.4872 | 0 |  | -105583.8714 | -37579.103 | -44737.2517 | -98425.7226 | -132428.1068 | 1
| 60498751 | 4112.8828 | 18762.3296 | -14649.4469 | 0 |  | -16525.6798 | -12773.2139 | -14238.1586 | -15060.7351 | -16936.9681 | 1
| 60499205 | 5337.3686 | 19241.143 | -13903.7744 | 0 |  | -15827.8887 | -11979.6601 | -13370.0376 | -14437.5113 | -16361.6256 | 1
| 60499818 | 28200.6538 | 51224.2254 | -23023.5715 | 0 |  | -28145.994 | -17901.149 | -20203.5061 | -25843.6369 | -30966.0594 | 1
| 60499844 | 720.2256 | 5589.3179 | -4869.0923 | 0 |  | -5428.0241 | -4310.1605 | -4797.0697 | -4941.1148 | -5500.0466 | 1
| 60499887 | 333.8808 | 5435.3573 | -5101.4765 | 0 |  | -5645.0122 | -4557.9408 | -5068.0884 | -5134.8646 | -5678.4003 | 1
| 60499893 | 240616.5313 | 149871.8885 | 90744.6428 | 1 |  | 75757.4539 | 105731.8316 | 114806.2959 | 66682.9896 | 51695.8008 | 1
| 60499904 | 2641.1391 | 13377.055 | -10735.9159 | 0 |  | -12073.6214 | -9398.2104 | -10471.802 | -11000.0298 | -12337.7353 | 1
| 60500100 | 22349.5493 | 13462.9112 | 8886.638 | 1 |  | 7540.3469 | 10232.9291 | 11121.5929 | 6651.6831 | 5305.392 | 1
| 60500927 | 15293.9054 | 16940.6373 | -1646.7319 | 0 |  | -3340.7956 | 47.3318 | -117.3414 | -3176.1225 | -4870.1862 | 1
| 60501468 | 11835.5673 | 20091.9999 | -8256.4326 | 0 |  | -10265.6326 | -6247.2326 | -7072.8758 | -9439.9893 | -11449.1893 | 1
| 60507904 | 14398.242 | 29192.2058 | -14793.9638 | 0 |  | -17713.1844 | -11874.7432 | -13354.1396 | -16233.788 | -19153.0086 | 1
| 60507995 | 25841.3331 | 109388.6371 | -83547.304 | 0 |  | -94486.1677 | -72608.4403 | -80963.1707 | -86131.4373 | -97070.301 | 1
| 60508041 | 15360.2338 | 25964.3432 | -10604.1094 | 0 |  | -13200.5438 | -8007.6751 | -9068.0861 | -12140.1328 | -14736.5671 | 1
| 60508716 | 1659.843 | 10768.8981 | -9109.055 | 0 |  | -10185.9448 | -8032.1652 | -8943.0707 | -9275.0393 | -10351.9291 | 1
| 60531237 | 86627.8468 | 90389.5083 | -3761.6616 | 0 |  | -12800.6124 | 5277.2893 | 4901.1231 | -12424.4463 | -21463.3971 | 1
| 60531244 | 28165.8618 | 31287.4271 | -3121.5652 | 0 |  | -6250.308 | 7.1775 | -304.9791 | -5938.1514 | -9066.8941 | 1
| 60531566 | 20316.2012 | 24614.86 | -4298.6588 | 0 |  | -6760.1448 | -1837.1728 | -2267.0387 | -6330.2789 | -8791.7649 | 1
| 60531630 | 8899.6052 | 11809.6292 | -2910.024 | 0 |  | -4090.9869 | -1729.061 | -2020.0634 | -3799.9845 | -4980.9474 | 1
| 60532134 | 5302.6217 | 17326.9902 | -12024.3685 | 0 |  | -13757.0675 | -10291.6695 | -11494.1063 | -12554.6307 | -14287.3297 | 1
| 60532137 | 409639.8336 | 234487.0176 | 175152.816 | 1 |  | 151704.1142 | 198601.5177 | 216116.7993 | 134188.8326 | 110740.1308 | 1
| 60532450 | 7236.6798 | 8175.6008 | -938.921 | 0 |  | -1756.4811 | -121.3609 | -215.2531 | -1662.589 | -2480.1491 | 1
| 60532464 | 8899.8197 | 11706.7118 | -2806.8922 | 0 |  | -3977.5634 | -1636.221 | -1916.9102 | -3696.8741 | -4867.5453 | 1
| 60532715 | 507.5158 | 3819.4998 | -3311.984 | 0 |  | -3693.934 | -2930.034 | -3261.2324 | -3362.7356 | -3744.6856 | 1
| 60532900 | 107830.5717 | 64784.423 | 43046.1487 | 1 |  | 36567.7064 | 49524.591 | 53829.2059 | 32263.0915 | 25784.6492 | 1
| 60532983 | 3453.6439 | 3979.1043 | -525.4603 | 0 |  | -923.3708 | -127.5499 | -180.0959 | -870.8247 | -1268.7351 | 1
| 60532988 | 11795.0657 | 11188.2725 | 606.7932 | 1 |  | -512.0341 | 1725.6204 | 1786.2997 | -572.7134 | -1691.5407 | 0
| 60533121 | 6082.3399 | 16093.3721 | -10011.0323 | 0 |  | -11620.3695 | -8401.6951 | -9402.7983 | -10619.2663 | -12228.6035 | 1
| 60533122 | 55572.7673 | 140010.2073 | -84437.44 | 0 |  | -98438.4607 | -70436.4193 | -78880.1633 | -89994.7167 | -103995.7374 | 1
| 60533266 | 12895.8152 | 17283.0795 | -4387.2643 | 0 |  | -6115.5723 | -2658.9564 | -3097.6828 | -5676.8458 | -7405.1538 | 1
| 60533272 | 293.2009 | 3198.1431 | -2904.9422 | 0 |  | -3224.7565 | -2585.1279 | -2875.6221 | -2934.2623 | -3254.0766 | 1
| 60533273 | 696060.8115 | 263669.3169 | 432391.4946 | 1 |  | 406024.5629 | 458758.4263 | 501997.5758 | 362785.4135 | 336418.4818 | 1
| 60533297 | 595.0233 | 5199.2528 | -4604.2295 | 0 |  | -5124.1548 | -4084.3042 | -4544.7272 | -4663.7318 | -5183.6571 | 1
| 60533412 | 2912.5749 | 12590.5903 | -9678.0155 | 0 |  | -10937.0745 | -8418.9564 | -9386.758 | -9969.2729 | -11228.332 | 1
| 60533422 | 288.6237 | 2447.4518 | -2158.8281 | 0 |  | -2403.5733 | -1914.0829 | -2129.9657 | -2187.6904 | -2432.4356 | 1
| 60533541 | 453.2433 | 3140.1887 | -2686.9454 | 0 |  | -3000.9643 | -2372.9266 | -2641.6211 | -2732.2698 | -3046.2886 | 1
| 60533590 | 1219486.6757 | 319251.2943 | 900235.3814 | 1 |  | 868310.252 | 932160.5108 | 1022184.049 | 778286.7138 | 746361.5844 | 1
| 60533606 | 18811.7298 | 23755.1974 | -4943.4676 | 0 |  | -7318.9873 | -2567.9478 | -3062.2946 | -6824.6405 | -9200.1603 | 1
| 60533664 | 61248.9138 | 160875.392 | -99626.4783 | 0 |  | -115714.0175 | -83538.9391 | -93501.5869 | -105751.3696 | -121838.9088 | 1
| 60533835 | 90.0504 | 1416.6272 | -1326.5768 | 0 |  | -1468.2395 | -1184.914 | -1317.5717 | -1335.5818 | -1477.2445 | 1
| 60533844 | 7683.6101 | 25227.4109 | -17543.8008 | 0 |  | -20066.5419 | -15021.0597 | -16775.4398 | -18312.1618 | -20834.9029 | 1
| 60533850 | 334845.6764 | 163377.1775 | 171468.4989 | 1 |  | 155130.7812 | 187806.2167 | 204953.0666 | 137983.9313 | 121646.2135 | 1
| 60533904 | 9135.0214 | 23619.2584 | -14484.237 | 0 |  | -16846.1628 | -12122.3111 | -13570.7348 | -15397.7391 | -17759.665 | 1
| 60533919 | 233294.8836 | 97161.2974 | 136133.5862 | 1 |  | 126417.4565 | 145849.716 | 159463.0746 | 112804.0979 | 103087.9681 | 1
| 60533973 | 89640.7149 | 81472.5724 | 8168.1425 | 1 |  | 20.8853 | 16315.3998 | 17132.214 | -795.929 | -8943.1862 | 0
| 60534000 | 74654.2933 | 49143.8638 | 25510.4296 | 1 |  | 20596.0432 | 30424.8159 | 32975.8589 | 18045.0002 | 13130.6138 | 1
| 60534085 | 13130.6694 | 29481.6952 | -16351.0259 | 0 |  | -19299.1954 | -13402.8563 | -15037.9589 | -17664.0928 | -20612.2623 | 1
| 60534139 | 92722.9636 | 69313.322 | 23409.6416 | 1 |  | 16478.3094 | 30340.9738 | 32681.9379 | 14137.3452 | 7206.013 | 1
| 60534400 | 52777.1423 | 80419.1829 | -27642.0406 | 0 |  | -35683.9589 | -19600.1223 | -22364.3264 | -32919.7549 | -40961.6732 | 1
| 60534647 | 120069.7471 | 70253.8322 | 49815.9149 | 1 |  | 42790.5316 | 56841.2981 | 61822.8896 | 37808.9401 | 30783.5569 | 1
| 60534708 | 210.009 | 8852.5662 | -8642.5572 | 0 |  | -9527.8138 | -7757.3006 | -8621.5563 | -8663.5581 | -9548.8147 | 1
| 60534711 | 52958.4366 | 51812.4801 | 1145.9565 | 1 |  | -4035.2915 | 6327.2045 | 6441.8001 | -4149.8872 | -9331.1352 | 0
| 60534740 | 290.7379 | 2105.1278 | -1814.3898 | 0 |  | -2024.9026 | -1603.877 | -1785.316 | -1843.4636 | -2053.9764 | 1
| 60534794 | 3807202.0161 | 617573.4909 | 3189628.5252 | 1 |  | 3127871.1761 | 3251385.8743 | 3570348.7268 | 2808908.3236 | 2747150.9745 | 1
| 60534885 | 324945.5015 | 157896.6906 | 167048.8109 | 1 |  | 151259.1418 | 182838.4799 | 199543.361 | 134554.2607 | 118764.5917 | 1
| 60535118 | 970038.8884 | 279067.845 | 690971.0434 | 1 |  | 663064.2589 | 718877.8279 | 787974.9323 | 593967.1546 | 566060.3701 | 1
| 60535173 | 240.0115 | 2813.4413 | -2573.4299 | 0 |  | -2854.774 | -2292.0857 | -2549.4287 | -2597.431 | -2878.7751 | 1
| 60535183 | 18742.3932 | 35407.9739 | -16665.5807 | 0 |  | -20206.3781 | -13124.7834 | -14791.3414 | -18539.8201 | -22080.6174 | 1
| 60535204 | 138224.6508 | 112438.0387 | 25786.6121 | 1 |  | 14542.8082 | 37030.416 | 39609.0772 | 11964.147 | 720.3431 | 1
| 60535216 | 687.5439 | 6161.2825 | -5473.7386 | 0 |  | -6089.8668 | -4857.6103 | -5404.9842 | -5542.4929 | -6158.6212 | 1
| 60535249 | 40139.5334 | 50705.786 | -10566.2526 | 0 |  | -15636.8312 | -5495.674 | -6552.2993 | -14580.2059 | -19650.7845 | 1
| 60535252 | 188.4655 | 894.1185 | -705.6529 | 0 |  | -795.0648 | -616.2411 | -686.8064 | -724.4995 | -813.9113 | 1
| 60535284 | 9676.2464 | 20859.0464 | -11182.8 | 0 |  | -13268.7047 | -9096.8954 | -10215.1754 | -12150.4247 | -14236.3293 | 1
| 60535321 | 3277.546 | 12922.4575 | -9644.9115 | 0 |  | -10937.1572 | -8352.6657 | -9317.1569 | -9972.6661 | -11264.9118 | 1
| 60535333 | 47249.3848 | 41577.1431 | 5672.2417 | 1 |  | 1514.5274 | 9829.956 | 10397.1802 | 947.3032 | -3210.4111 | 0
| 60535343 | 13742.6199 | 19252.5739 | -5509.9539 | 0 |  | -7435.2113 | -3584.6966 | -4135.692 | -6884.2159 | -8809.4733 | 1
| 60535449 | 156945.4043 | 73822.4474 | 83122.9568 | 1 |  | 75740.7121 | 90505.2016 | 98817.4973 | 67428.4164 | 60046.1717 | 1
| 60536403 | 4105.2899 | 5880.5987 | -1775.3088 | 0 |  | -2363.3687 | -1187.249 | -1364.7798 | -2185.8378 | -2773.8977 | 1
| 60547210 | 5588.6186 | 17823.9655 | -12235.3469 | 0 |  | -14017.7434 | -10452.9503 | -11676.485 | -12794.2087 | -14576.6053 | 1
| 60547737 | 714.8072 | 3658.7946 | -2943.9875 | 0 |  | -3309.8669 | -2578.108 | -2872.5067 | -3015.4682 | -3381.3476 | 1
| 60548019 | 8679.8333 | 4661.5509 | 4018.2824 | 1 |  | 3552.1273 | 4484.4375 | 4886.2657 | 3150.299 | 2684.1439 | 1
| 60548603 | 60642.2399 | 68310.1578 | -7667.9179 | 0 |  | -14498.9337 | -836.9022 | -1603.6939 | -13732.1419 | -20563.1577 | 1
| 60548841 | 20894.2846 | 26843.8188 | -5949.5342 | 0 |  | -8633.9161 | -3265.1523 | -3860.1058 | -8038.9627 | -10723.3446 | 1
| 60550743 | 3073.2945 | 4958.1951 | -1884.9006 | 0 |  | -2380.7201 | -1389.0811 | -1577.5711 | -2192.23 | -2688.0495 | 1
| 60551086 | 8709.9914 | 28311.6295 | -19601.638 | 0 |  | -22432.801 | -16770.4751 | -18730.6389 | -20472.6372 | -23303.8001 | 1
| 60551259 | 40011.9948 | 46535.7068 | -6523.712 | 0 |  | -11177.2827 | -1870.1413 | -2522.5125 | -10524.9115 | -15178.4821 | 1
| 60551304 | 4047.2191 | 2203.6422 | 1843.5769 | 1 |  | 1623.2127 | 2063.9411 | 2248.2988 | 1438.855 | 1218.4908 | 1
| 60551851 | 8584.7617 | 13570.7818 | -4986.0201 | 0 |  | -6343.0983 | -3628.9419 | -4127.544 | -5844.4963 | -7201.5745 | 1
| 60552007 | 17438.1678 | 40622.0864 | -23183.9186 | 0 |  | -27246.1273 | -19121.71 | -21440.1019 | -24927.7354 | -28989.9441 | 1
| 60552806 | 26728.8152 | 28422.8022 | -1693.9871 | 0 |  | -4536.2673 | 1148.2932 | 978.8945 | -4366.8686 | -7209.1488 | 1
| 60552893 | 162158.0586 | 100691.1506 | 61466.9081 | 1 |  | 51397.793 | 71536.0231 | 77682.7139 | 45251.1022 | 35181.9871 | 1
| 60553609 | 51789.6505 | 24993.5078 | 26796.1427 | 1 |  | 24296.7919 | 29295.4935 | 31975.1078 | 21617.1777 | 19117.8269 | 1
| 60556657 | 14601.827 | 44364.5358 | -29762.7088 | 0 |  | -34199.1624 | -25326.2553 | -28302.5261 | -31222.8915 | -35659.3451 | 1
| 60556679 | 22468.83 | 36264.3344 | -13795.5044 | 0 |  | -17421.9378 | -10169.071 | -11548.6214 | -16042.3874 | -19668.8208 | 1
| 60556875 | 3271.1362 | 5401.7229 | -2130.5867 | 0 |  | -2670.759 | -1590.4144 | -1803.473 | -2457.7003 | -2997.8726 | 1
| 60556938 | 7690.1424 | 10352.7107 | -2662.5682 | 0 |  | -3697.8393 | -1627.2971 | -1893.554 | -3431.5825 | -4466.8535 | 1
| 60556976 | 27066.9038 | 63367.9232 | -36301.0194 | 0 |  | -42637.8117 | -29964.2271 | -33594.329 | -39007.7098 | -45344.5021 | 1
| 60557097 | 362.1727 | 3266.3878 | -2904.215 | 0 |  | -3230.8538 | -2577.5763 | -2867.9978 | -2940.4323 | -3267.0711 | 1
| 60558902 | 30412.5293 | 55834.5928 | -25422.0634 | 0 |  | -31005.5227 | -19838.6041 | -22380.8105 | -28463.3164 | -34046.7756 | 1
| 60560163 | 12177.6799 | 39829.5677 | -27651.8878 | 0 |  | -31634.8446 | -23668.9311 | -26434.1199 | -28869.6558 | -32852.6126 | 1
| 60562305 | 9406.9778 | 14024.829 | -4617.8512 | 0 |  | -6020.3341 | -3215.3683 | -3677.1534 | -5558.549 | -6961.0319 | 1
| 60562327 | 831.7978 | 1636.7712 | -804.9734 | 0 |  | -968.6505 | -641.2963 | -721.7936 | -888.1532 | -1051.8303 | 1
| 60563121 | 71380.182 | 41423.9613 | 29956.2208 | 1 |  | 25813.8246 | 34098.6169 | 37094.239 | 22818.2026 | 18675.8064 | 1
| 60563415 | 5463.5926 | 8887.2165 | -3423.6239 | 0 |  | -4312.3456 | -2534.9023 | -2877.2646 | -3969.9832 | -4858.7048 | 1
| 60563463 | 16242.4365 | 20121.7193 | -3879.2828 | 0 |  | -5891.4547 | -1867.1108 | -2255.0391 | -5503.5264 | -7515.6983 | 1
| 60564293 | 15339.322 | 37453.1124 | -22113.7904 | 0 |  | -25859.1016 | -18368.4791 | -20579.8582 | -23647.7226 | -27393.0338 | 1
| 60571049 | 16261.0662 | 12030.1652 | 4230.901 | 1 |  | 3027.8845 | 5433.9176 | 5857.0077 | 2604.7944 | 1401.7779 | 1
| 60576537 | 113457.293 | 70444.2158 | 43013.0772 | 1 |  | 35968.6556 | 50057.4988 | 54358.8065 | 31667.3479 | 24622.9263 | 1
| 60576547 | 1966664.0585 | 863845.6095 | 1102818.449 | 1 |  | 1016433.888 | 1189203.0099 | 1299484.8548 | 906152.0431 | 819767.4822 | 1
| 60576549 | 12820.1823 | 62051.9369 | -49231.7546 | 0 |  | -55436.9483 | -43026.5609 | -47949.7364 | -50513.7728 | -56718.9665 | 1
| 60576598 | 2361.641 | 18253.1695 | -15891.5284 | 0 |  | -17716.8454 | -14066.2115 | -15655.3643 | -16127.6925 | -17953.0095 | 1
| 60576812 | 213570.2731 | 128083.6785 | 85486.5946 | 1 |  | 72678.2268 | 98294.9625 | 106843.6219 | 64129.5673 | 51321.1995 | 1
| 60576821 | 7758.0615 | 12350.0829 | -4592.0214 | 0 |  | -5827.0297 | -3357.0131 | -3816.2152 | -5367.8275 | -6602.8358 | 1
| 60577095 | 3363.8761 | 6045.1564 | -2681.2804 | 0 |  | -3285.796 | -2076.7647 | -2344.8928 | -3017.668 | -3622.1836 | 1
| 60579425 | 37571.0871 | 54475.2031 | -16904.116 | 0 |  | -22351.6363 | -11456.5957 | -13147.0073 | -20661.2247 | -26108.745 | 1
| 60579614 | 7122.8701 | 9269.1665 | -2146.2964 | 0 |  | -3073.213 | -1219.3797 | -1434.0094 | -2858.5834 | -3785.5 | 1
| 60579652 | 1751.0398 | 3295.0065 | -1543.9667 | 0 |  | -1873.4674 | -1214.4661 | -1368.8627 | -1719.0707 | -2048.5713 | 1
| 60580059 | 432607.7188 | 468547.3695 | -35939.6506 | 0 |  | -82794.3876 | 10915.0863 | 7321.1212 | -79200.4225 | -126055.1595 | 1
| 60580240 | 6960.2744 | 30093.4215 | -23133.1471 | 0 |  | -26142.4893 | -20123.805 | -22437.1197 | -23829.1746 | -26838.5167 | 1
| 60580379 | 54908.5665 | 45026.0688 | 9882.4978 | 1 |  | 5379.8909 | 14385.1047 | 15373.3544 | 4391.6411 | -110.9658 | 0
| 60585721 | 20358.2812 | 42333.7067 | -21975.4254 | 0 |  | -26208.7961 | -17742.0548 | -19939.5973 | -24011.2536 | -28244.6242 | 1
| 60585862 | 8263.8815 | 25775.0193 | -17511.1378 | 0 |  | -20088.6397 | -14933.6359 | -16684.7496 | -18337.5259 | -20915.0279 | 1
| 60586104 | 29881.4404 | 49088.2774 | -19206.837 | 0 |  | -24115.6647 | -14298.0093 | -16218.693 | -22194.981 | -27103.8088 | 1
| 60586610 | 26822.7299 | 30991.9667 | -4169.2368 | 0 |  | -7268.4335 | -1070.0401 | -1486.9638 | -6851.5098 | -9950.7065 | 1
| 60586641 | 14144.7004 | 35761.3051 | -21616.6047 | 0 |  | -25192.7353 | -18040.4742 | -20202.1347 | -23031.0748 | -26607.2053 | 1
| 60586657 | 7463.9848 | 18373.7753 | -10909.7905 | 0 |  | -12747.168 | -9072.413 | -10163.392 | -11656.189 | -13493.5665 | 1
| 60586726 | 382.2643 | 8061.1259 | -7678.8616 | 0 |  | -8484.9742 | -6872.749 | -7640.6352 | -7717.088 | -8523.2006 | 1
| 60586735 | 55513.2031 | 40524.5829 | 14988.6202 | 1 |  | 10936.1619 | 19041.0785 | 20539.9405 | 9437.2999 | 5384.8416 | 1
| 60587525 | 3930.6909 | 2055.045 | 1875.6459 | 1 |  | 1670.1414 | 2081.1504 | 2268.715 | 1482.5768 | 1277.0723 | 1
| 60587957 | 62970.2755 | 178657.8684 | -115687.5929 | 0 |  | -133553.3797 | -97821.806 | -109390.5653 | -121984.6204 | -139850.4073 | 1
| 60588121 | 9517.1854 | 22019.6006 | -12502.4152 | 0 |  | -14704.3753 | -10300.4552 | -11550.6967 | -13454.1337 | -15656.0938 | 1
| 60588139 | 32569.6063 | 50020.5876 | -17450.9813 | 0 |  | -22453.0401 | -12448.9226 | -14194.0207 | -20707.9419 | -25710.0007 | 1
| 60588244 | 391719.2527 | 174898.4179 | 216820.8348 | 1 |  | 199330.993 | 234310.6766 | 255992.7601 | 177648.9095 | 160159.0678 | 1
| 60588259 | 38583.9564 | 15543.2728 | 23040.6836 | 1 |  | 21486.3563 | 24595.0109 | 26899.0792 | 19182.2879 | 17627.9607 | 1
| 60588413 | 18041.6005 | 100456.5171 | -82414.9166 | 0 |  | -92460.5683 | -72369.2649 | -80610.7566 | -84219.0767 | -94264.7284 | 1
| 60588625 | 1287684.1774 | 672403.893 | 615280.2844 | 1 |  | 548039.8951 | 682520.6737 | 744048.7021 | 486511.8666 | 419271.4773 | 1
| 60588722 | 5545.9149 | 15538.4457 | -9992.5308 | 0 |  | -11546.3754 | -8438.6863 | -9437.9394 | -10547.1223 | -12100.9669 | 1
| 60588795 | 40863.4474 | 46819.6637 | -5956.2163 | 0 |  | -10638.1827 | -1274.25 | -1869.8716 | -10042.5611 | -14724.5274 | 1
| 60588884 | 1342543.4593 | 701688.5179 | 640854.9414 | 1 |  | 570686.0896 | 711023.7931 | 775109.2873 | 506600.5954 | 436431.7436 | 1
| 60588889 | 16739.5587 | 22230.2647 | -5490.706 | 0 |  | -7713.7325 | -3267.6795 | -3816.7501 | -7164.6619 | -9387.6883 | 1
| 60589003 | 942.4256 | 7861.3451 | -6918.9195 | 0 |  | -7705.0541 | -6132.785 | -6824.677 | -7013.1621 | -7799.2966 | 1
| 60589297 | 1588.5497 | 9893.8634 | -8305.3137 | 0 |  | -9294.7 | -7315.9273 | -8146.4587 | -8464.1686 | -9453.555 | 1
| 60589335 | 573.1199 | 4852.5259 | -4279.406 | 0 |  | -4764.6586 | -3794.1534 | -4222.094 | -4336.718 | -4821.9706 | 1
| 60589349 | 26.9255 | 468.3565 | -441.431 | 0 |  | -488.2667 | -394.5954 | -438.7385 | -444.1236 | -490.9592 | 1
| 60589377 | 58287.9656 | 92789.6292 | -34501.6636 | 0 |  | -43780.6265 | -25222.7006 | -28672.867 | -40330.4601 | -49609.423 | 1
| 60589431 | 64228.3581 | 78917.2499 | -14688.8918 | 0 |  | -22580.6168 | -6797.1668 | -8266.056 | -21111.7276 | -29003.4526 | 1
| 60589470 | 3667.6857 | 29200.6515 | -25532.9658 | 0 |  | -28453.0309 | -22612.9006 | -25166.1972 | -25899.7344 | -28819.7995 | 1
| 60590249 | 3252.1909 | 8747.425 | -5495.2342 | 0 |  | -6369.9767 | -4620.4917 | -5170.0151 | -5820.4532 | -6695.1958 | 1
| 60590427 | 13406.2052 | 22458.6743 | -9052.4691 | 0 |  | -11298.3366 | -6806.6017 | -7711.8486 | -10393.0897 | -12638.9571 | 1
| 60590511 | 1209566.1185 | 307912.2231 | 901653.8954 | 1 |  | 870862.673 | 932445.1177 | 1022610.5072 | 780697.2835 | 749906.0612 | 1
| 60591058 | 1449319.9417 | 370660.4407 | 1078659.501 | 1 |  | 1041593.4569 | 1115725.545 | 1223591.4951 | 933727.5068 | 896661.4627 | 1
| 60591105 | 2308.2045 | 13284.5945 | -10976.39 | 0 |  | -12304.8495 | -9647.9306 | -10745.5696 | -11207.2105 | -12535.6699 | 1
| 60591486 | 22624.8059 | 16826.1624 | 5798.6434 | 1 |  | 4116.0272 | 7481.2597 | 8061.124 | 3536.1628 | 1853.5466 | 1
| 60591814 | 25076.0898 | 37924.7711 | -12848.6813 | 0 |  | -16641.1585 | -9056.2042 | -10341.0724 | -15356.2903 | -19148.7674 | 1
| 60593429 | 6984.5665 | 24292.8993 | -17308.3327 | 0 |  | -19737.6227 | -14879.0428 | -16609.8761 | -18006.7894 | -20436.0793 | 1
| 60593453 | 447911.8862 | 213872.1756 | 234039.7107 | 1 |  | 212652.4931 | 255426.9282 | 278830.8993 | 189248.522 | 167861.3045 | 1
| 60593463 | 461314.0881 | 208189.7065 | 253124.3817 | 1 |  | 232305.411 | 273943.3523 | 299255.7905 | 206992.9728 | 186174.0022 | 1
| 60593526 | 165.75 | 2395.718 | -2229.968 | 0 |  | -2469.5398 | -1990.3962 | -2213.393 | -2246.543 | -2486.1148 | 1
| 60594065 | 8601.6521 | 17926.8828 | -9325.2307 | 0 |  | -11117.919 | -7532.5424 | -8465.0655 | -10185.3959 | -11978.0842 | 1
| 60594084 | 11119.8425 | 22110.1707 | -10990.3283 | 0 |  | -13201.3453 | -8779.3112 | -9878.344 | -12102.3125 | -14313.3296 | 1
| 60594102 | 16344.2769 | 26966.5491 | -10622.2722 | 0 |  | -13318.9271 | -7925.6173 | -8987.8445 | -12256.6999 | -14953.3548 | 1
| 60594122 | 5443.8802 | 21494.3177 | -16050.4374 | 0 |  | -18199.8692 | -13901.0057 | -15506.0494 | -16594.8255 | -18744.2572 | 1
| 60595101 | 10660.0588 | 12607.6515 | -1947.5927 | 0 |  | -3208.3579 | -686.8276 | -881.5868 | -3013.5986 | -4274.3637 | 1
| 60595379 | 7287.6493 | 7244.9417 | 42.7076 | 1 |  | -681.7866 | 767.2018 | 771.4725 | -686.0573 | -1410.5515 | 0
| 60596845 | 1916841.8588 | 444310.1932 | 1472531.6656 | 1 |  | 1428100.6463 | 1516962.6849 | 1664215.8515 | 1280847.4797 | 1236416.4604 | 1
| 60596965 | 175670.5016 | 130618.6376 | 45051.864 | 1 |  | 31990.0002 | 58113.7278 | 62618.9142 | 27484.8138 | 14422.9501 | 1
| 60597398 | 3173.7046 | 14281.2969 | -11107.5923 | 0 |  | -12535.722 | -9679.4626 | -10790.2218 | -11424.9627 | -12853.0924 | 1
| 60597626 | 17571.7304 | 33947.3179 | -16375.5875 | 0 |  | -19770.3193 | -12980.8557 | -14618.4145 | -18132.7606 | -21527.4924 | 1
| 60597631 | 203455.8807 | 167394.8069 | 36061.0737 | 1 |  | 19321.593 | 52800.5544 | 56406.6618 | 15715.4857 | -1023.995 | 0
| 60598337 | 859.8792 | 6684.1246 | -5824.2455 | 0 |  | -6492.6579 | -5155.833 | -5738.2575 | -5910.2334 | -6578.6458 | 1
| 60598385 | 39217.36 | 48799.8887 | -9582.5286 | 0 |  | -14462.5175 | -4702.5398 | -5660.7926 | -13504.2646 | -18384.2535 | 1
| 60599918 | 34191.975 | 14765.0635 | 19426.9115 | 1 |  | 17950.4052 | 20903.4179 | 22846.109 | 16007.714 | 14531.2077 | 1
| 60599928 | 296806.5666 | 392284.0363 | -95477.4697 | 0 |  | -134705.8733 | -56249.066 | -65796.813 | -125158.1263 | -164386.53 | 1
| 60599967 | 91783.005 | 108526.0784 | -16743.0734 | 0 |  | -27595.6812 | -5890.4656 | -7564.7729 | -25921.3739 | -36773.9817 | 1
| 60599971 | 143914.1387 | 259948.5576 | -116034.4189 | 0 |  | -142029.2746 | -90039.5631 | -101643.005 | -130425.8328 | -156420.6885 | 1
| 60599981 | 5380.4525 | 22076.5987 | -16696.1463 | 0 |  | -18903.8061 | -14488.4864 | -16158.101 | -17234.1915 | -19441.8514 | 1
| 60600215 | 34195.673 | 15967.0502 | 18228.6228 | 1 |  | 16631.9178 | 19825.3279 | 21648.1901 | 14809.0555 | 13212.3505 | 1
| 60600259 | 24606.8479 | 13430.9903 | 11175.8575 | 1 |  | 9832.7585 | 12518.9566 | 13636.5423 | 8715.1727 | 7372.0737 | 1
| 60600388 | 24773.6101 | 40420.1042 | -15646.4941 | 0 |  | -19688.5046 | -11604.4837 | -13169.1331 | -18123.8552 | -22165.8656 | 1
| 60600403 | 4511.7371 | 2087.5162 | 2424.2208 | 1 |  | 2215.4692 | 2632.9725 | 2875.3945 | 1973.0471 | 1764.2955 | 1
| 60600437 | 22807.1553 | 27728.8272 | -4921.6719 | 0 |  | -7694.5546 | -2148.7892 | -2640.9563 | -7202.3874 | -9975.2701 | 1
| 60600599 | 7236.7868 | 19424.9633 | -12188.1765 | 0 |  | -14130.6728 | -10245.6801 | -11464.4978 | -12911.8552 | -14854.3515 | 1
| 60600609 | 168.2354 | 1940.0197 | -1771.7843 | 0 |  | -1965.7863 | -1577.7824 | -1754.9608 | -1788.6079 | -1982.6098 | 1
| 60600739 | 474.0525 | 2698.9664 | -2224.914 | 0 |  | -2494.8106 | -1955.0173 | -2177.5087 | -2272.3192 | -2542.2159 | 1
| 60602139 | 135183.8135 | 131530.0341 | 3653.7794 | 1 |  | -9499.224 | 16806.7828 | 17172.1607 | -9864.602 | -23017.6054 | 0
| 60604642 | 1797.0891 | 10439.7827 | -8642.6935 | 0 |  | -9686.6718 | -7598.7153 | -8462.9846 | -8822.4024 | -9866.3807 | 1
| 60605090 | 100245.5056 | 96615.7333 | 3629.7723 | 1 |  | -6031.801 | 13291.3457 | 13654.3229 | -6394.7782 | -16056.3516 | 0
| 60610541 | 3701.8585 | 2935.6213 | 766.2372 | 1 |  | 472.6751 | 1059.7993 | 1136.4231 | 396.0514 | 102.4892 | 1
| 60611697 | 148845.0158 | 99286.081 | 49558.9349 | 1 |  | 39630.3268 | 59487.543 | 64443.4364 | 34674.4333 | 24745.8252 | 1
| 60611866 | 24062.6957 | 131111.2347 | -107048.539 | 0 |  | -120159.6625 | -93937.4155 | -104642.2694 | -109454.8086 | -122565.932 | 1
| 60612049 | 180887.6185 | 320648.0805 | -139760.462 | 0 |  | -171825.2701 | -107695.654 | -121671.7002 | -157849.2239 | -189914.0319 | 1
| 60612435 | 20415.9453 | 46894.5416 | -26478.5964 | 0 |  | -31168.0505 | -21789.1422 | -24437.0018 | -28520.1909 | -33209.6451 | 1
| 60612701 | 26768.4506 | 48884.6441 | -22116.1936 | 0 |  | -27004.658 | -17227.7292 | -19439.3485 | -24793.0386 | -29681.503 | 1
| 60612731 | 18725.3194 | 30726.2916 | -12000.9722 | 0 |  | -15073.6014 | -8928.3431 | -10128.4403 | -13873.5042 | -16946.1333 | 1
| 60612912 | 10830.1547 | 30110.2066 | -19280.0519 | 0 |  | -22291.0725 | -16269.0312 | -18197.0364 | -20363.0673 | -23374.088 | 1
| 60613321 | 2656.3899 | 3743.2814 | -1086.8915 | 0 |  | -1461.2197 | -712.5634 | -821.2525 | -1352.5305 | -1726.8586 | 1
| 60613611 | 81289.6189 | 214052.6645 | -132763.0456 | 0 |  | -154168.312 | -111357.7791 | -124634.0837 | -140892.0074 | -162297.2739 | 1
| 60613612 | 20259.2853 | 29505.1493 | -9245.8641 | 0 |  | -12196.379 | -6295.3491 | -7219.9355 | -11271.7926 | -14222.3075 | 1
| 60613615 | 2280.8205 | 9846.9646 | -7566.1441 | 0 |  | -8550.8405 | -6581.4476 | -7338.062 | -7794.2261 | -8778.9226 | 1
| 60613682 | 7159.2174 | 18380.93 | -11221.7126 | 0 |  | -13059.8056 | -9383.6196 | -10505.7909 | -11937.6343 | -13775.7273 | 1
| 60614594 | 5162.1652 | 15950.1408 | -10787.9756 | 0 |  | -12382.9897 | -9192.9615 | -10271.7591 | -11304.1921 | -12899.2062 | 1
| 60614795 | 2188.6001 | 12052.8884 | -9864.2883 | 0 |  | -11069.5771 | -8658.9994 | -9645.4283 | -10083.1483 | -11288.4371 | 1
| 60619140 | 36857.16 | 52785.5972 | -15928.4373 | 0 |  | -21206.997 | -10649.8775 | -12242.7213 | -19614.1533 | -24892.713 | 1
| 60619325 | 91060.5635 | 69281.1266 | 21779.4369 | 1 |  | 14851.3242 | 28707.5496 | 30885.4933 | 12673.3806 | 5745.2679 | 1
| 60621952 | 90033.4603 | 59615.6729 | 30417.7874 | 1 |  | 24456.2201 | 36379.3547 | 39421.1334 | 21414.4414 | 15452.8741 | 1
| 60621953 | 3166.5798 | 14962.6428 | -11796.063 | 0 |  | -13292.3273 | -10299.7987 | -11479.405 | -12112.721 | -13608.9852 | 1
| 60622336 | 1375.8756 | 25580.9552 | -24205.0796 | 0 |  | -26763.1751 | -21646.9841 | -24067.492 | -24342.6672 | -26900.7627 | 1
| 60622919 | 4570.4144 | 14582.7251 | -10012.3107 | 0 |  | -11470.5832 | -8554.0382 | -9555.2693 | -10469.3522 | -11927.6247 | 1
| 60641191 | 6692903.7494 | 1628783.7905 | 5064119.9589 | 1 |  | 4901241.5799 | 5226998.338 | 5733410.3339 | 4394829.584 | 4231951.2049 | 1
| 60641195 | 322995.5992 | 350228.8222 | -27233.223 | 0 |  | -62256.1052 | 7789.6592 | 5066.3369 | -59532.7829 | -94555.6652 | 1
| 60642734 | 632.1756 | 4035.7914 | -3403.6158 | 0 |  | -3807.1949 | -3000.0367 | -3340.3982 | -3466.8333 | -3870.4125 | 1
| 60642743 | 7612.213 | 14513.2642 | -6901.0512 | 0 |  | -8352.3776 | -5449.7248 | -6139.8299 | -7662.2725 | -9113.5989 | 1
| 60642749 | 200886.2988 | 145437.6364 | 55448.6624 | 1 |  | 40904.8988 | 69992.4261 | 75537.2923 | 35360.0325 | 20816.2689 | 1
| 60642888 | 2704.2768 | 9113.9649 | -6409.6882 | 0 |  | -7321.0847 | -5498.2917 | -6139.2605 | -6680.1158 | -7591.5123 | 1
| 60642889 | 16223.9242 | 30740.9194 | -14516.9952 | 0 |  | -17591.0872 | -11442.9033 | -12894.6028 | -16139.3876 | -19213.4796 | 1
| 60642897 | 449772.6059 | 196066.9223 | 253705.6835 | 1 |  | 234098.9913 | 273312.3758 | 298682.9441 | 208728.423 | 189121.7307 | 1
| 60643074 | 45579.6152 | 28273.6546 | 17305.9606 | 1 |  | 14478.5951 | 20133.326 | 21863.9221 | 12747.999 | 9920.6336 | 1
| 60643448 | 3007.9389 | 11754.0428 | -8746.1039 | 0 |  | -9921.5082 | -7570.6996 | -8445.31 | -9046.8978 | -10222.302 | 1
| 60643449 | 8244.1616 | 20416.7124 | -12172.5508 | 0 |  | -14214.222 | -10130.8796 | -11348.1346 | -12996.967 | -15038.6382 | 1
| 60644145 | 12024.0924 | 26455.2645 | -14431.1721 | 0 |  | -17076.6986 | -11785.6457 | -13228.7629 | -15633.5814 | -18279.1078 | 1
| 60644211 | 2725.4091 | 10485.2947 | -7759.8856 | 0 |  | -8808.4151 | -6711.3561 | -7487.3447 | -8032.4265 | -9080.956 | 1
| 60644212 | 120.6244 | 1375.9005 | -1255.2761 | 0 |  | -1392.8661 | -1117.686 | -1243.2136 | -1267.3385 | -1404.9286 | 1
| 60644249 | 89947.1829 | 85108.2518 | 4838.931 | 1 |  | -3671.8942 | 13349.7562 | 13833.6493 | -4155.7873 | -12666.6124 | 0
| 60644253 | 3225.1745 | 8328.4589 | -5103.2844 | 0 |  | -5936.1303 | -4270.4385 | -4780.767 | -5425.8019 | -6258.6477 | 1
| 60644699 | 455.5413 | 13256.7511 | -12801.2098 | 0 |  | -14126.8849 | -11475.5347 | -12755.6556 | -12846.7639 | -14172.439 | 1
| 60644705 | 1540.3467 | 8074.6986 | -6534.3519 | 0 |  | -7341.8217 | -5726.882 | -6380.3172 | -6688.3865 | -7495.8564 | 1
| 60644707 | 496095.8494 | 203334.9792 | 292760.8702 | 1 |  | 272427.3723 | 313094.3681 | 342370.4551 | 243151.2853 | 222817.7874 | 1
| 60644734 | 176.7795 | 2400.6712 | -2223.8917 | 0 |  | -2463.9588 | -1983.8246 | -2206.2138 | -2241.5697 | -2481.6368 | 1
| 60644744 | 58.8958 | 708.298 | -649.4022 | 0 |  | -720.232 | -578.5724 | -643.5126 | -655.2918 | -726.1216 | 1
| 60644749 | 184.0341 | 1856.9373 | -1672.9032 | 0 |  | -1858.5969 | -1487.2094 | -1654.4997 | -1691.3066 | -1877.0003 | 1
| 60644751 | 526.6326 | 5862.4369 | -5335.8043 | 0 |  | -5922.0479 | -4749.5606 | -5283.141 | -5388.4675 | -5974.7112 | 1
| 60644769 | 91.9911 | 1054.0813 | -962.0901 | 0 |  | -1067.4983 | -856.682 | -952.891 | -971.2892 | -1076.6974 | 1
| 60646747 | 36472.1997 | 52074.5319 | -15602.3322 | 0 |  | -20809.7853 | -10394.879 | -11955.1122 | -19249.5521 | -24457.0053 | 1
| 60647047 | 2978.5245 | 16198.7518 | -13220.2273 | 0 |  | -14840.1024 | -11600.3521 | -12922.3748 | -13518.0797 | -15137.9549 | 1
| 60647200 | 130168.5666 | 112771.0066 | 17397.56 | 1 |  | 6120.4593 | 28674.6607 | 30414.4167 | 4380.7033 | -6896.3973 | 0
| 60647436 | 113551.8001 | 209155.6882 | -95603.8882 | 0 |  | -116519.457 | -74688.3193 | -84248.7082 | -106959.0682 | -127874.637 | 1
| 60648122 | 10333.1936 | 32790.4608 | -22457.2672 | 0 |  | -25736.3132 | -19178.2211 | -21423.9478 | -23490.5865 | -26769.6326 | 1
| 60648472 | 389443.2931 | 171616.62 | 217826.673 | 1 |  | 200665.011 | 234988.335 | 256771.0023 | 178882.3437 | 161720.6817 | 1
| 60648563 | 6127790.1332 | 1379232.4681 | 4748557.6651 | 1 |  | 4610634.4182 | 4886480.9119 | 5361336.6784 | 4135778.6517 | 3997855.4049 | 1
| 60648566 | 18972.19 | 60144.8564 | -41172.6663 | 0 |  | -47187.152 | -35158.1807 | -39275.4473 | -43069.8853 | -49084.371 | 1
| 60648567 | 62775.3237 | 56295.7946 | 6479.5291 | 1 |  | 849.9496 | 12109.1085 | 12757.0614 | 201.9967 | -5427.5828 | 0
| 60649165 | 10067.0855 | 5403.9868 | 4663.0987 | 1 |  | 4122.7 | 5203.4974 | 5669.8073 | 3656.3902 | 3115.9915 | 1
| 60649344 | 110945.8692 | 81273.8923 | 29671.9769 | 1 |  | 21544.5876 | 37799.3661 | 40766.5638 | 18577.3899 | 10450.0007 | 1
| 60649513 | 9840.6575 | 13588.3934 | -3747.7359 | 0 |  | -5106.5752 | -2388.8965 | -2763.6701 | -4731.8016 | -6090.641 | 1
| 60649816 | 201078.8625 | 52153.7837 | 148925.0787 | 1 |  | 143709.7004 | 154140.4571 | 169032.965 | 128817.1925 | 123601.8141 | 1
| 60650033 | 232613.1289 | 128107.8944 | 104505.2345 | 1 |  | 91694.4451 | 117316.0239 | 127766.5474 | 81243.9216 | 68433.1322 | 1
| 60650101 | 23421.456 | 17556.1064 | 5865.3496 | 1 |  | 4109.739 | 7620.9603 | 8207.4952 | 3523.204 | 1767.5934 | 1
| 60650103 | 293306.245 | 145686.9495 | 147619.2955 | 1 |  | 133050.6005 | 162187.9904 | 176949.92 | 118288.671 | 103719.976 | 1
| 60650290 | 44391.6742 | 51899.5173 | -7507.8431 | 0 |  | -12697.7948 | -2317.8913 | -3068.6756 | -11947.0105 | -17136.9622 | 1
| 60650394 | 5377.652 | 2247.5913 | 3130.0607 | 1 |  | 2905.3016 | 3354.8199 | 3667.8259 | 2592.2955 | 2367.5364 | 1
| 60650753 | 6170.655 | 6333.5452 | -162.8902 | 0 |  | -796.2447 | 470.4643 | 454.1753 | -779.9557 | -1413.3102 | 1
| 60650882 | 3812.6552 | 8137.0756 | -4324.4204 | 0 |  | -5138.128 | -3510.7129 | -3943.1549 | -4705.6859 | -5519.3935 | 1
| 60650940 | 64444.3573 | 67070.1963 | -2625.839 | 0 |  | -9332.8586 | 4081.1807 | 3818.5968 | -9070.2747 | -15777.2943 | 1
| 60650946 | 9166.6807 | 9147.0323 | 19.6484 | 1 |  | -895.0548 | 934.3517 | 936.3165 | -897.0196 | -1811.7229 | 0
| 60651019 | 26472.8437 | 36563.7303 | -10090.8866 | 0 |  | -13747.2597 | -6434.5136 | -7443.6023 | -12738.171 | -16394.544 | 1
| 60651026 | 173951.3724 | 108766.0354 | 65185.3369 | 1 |  | 54308.7334 | 76061.9405 | 82580.4742 | 47790.1997 | 36913.5962 | 1
| 60651046 | 330602.9574 | 161465.7765 | 169137.1809 | 1 |  | 152990.6033 | 185283.7586 | 202197.4767 | 136076.8852 | 119930.3075 | 1
| 60651052 | 26213.511 | 32551.0541 | -6337.5431 | 0 |  | -9592.6485 | -3082.4377 | -3716.192 | -8958.8942 | -12213.9996 | 1
| 60651056 | 254165.265 | 96970.1532 | 157195.1118 | 1 |  | 147498.0965 | 166892.1271 | 182611.6383 | 131778.5853 | 122081.57 | 1
| 60651083 | 431383.5534 | 197659.1144 | 233724.439 | 1 |  | 213958.5275 | 253490.3504 | 276862.7943 | 190586.0836 | 170820.1722 | 1
| 60651119 | 50284.8007 | 54659.5737 | -4374.773 | 0 |  | -9840.7304 | 1091.1844 | 653.707 | -9403.2531 | -14869.2105 | 1
| 60651121 | 192178.5764 | 121768.2952 | 70410.2812 | 1 |  | 58233.4517 | 82587.1107 | 89628.1388 | 51192.4235 | 39015.594 | 1
| 60651134 | 177023.1995 | 128474.9846 | 48548.2149 | 1 |  | 35700.7164 | 61395.7133 | 66250.5348 | 30845.8949 | 17998.3964 | 1
| 60651152 | 7532.6411 | 14091.9729 | -6559.3318 | 0 |  | -7968.5291 | -5150.1345 | -5806.0677 | -7312.5959 | -8721.7932 | 1
| 60651242 | 70736.6066 | 29188.9036 | 41547.7029 | 1 |  | 38628.8126 | 44466.5933 | 48621.3636 | 34474.0423 | 31555.1519 | 1
| 60651307 | 75948.9723 | 17842.569 | 58106.4033 | 1 |  | 56322.1464 | 59890.6602 | 65701.3005 | 50511.506 | 48727.2491 | 1
| 60651308 | 44587.2704 | 11815.1328 | 32772.1376 | 1 |  | 31590.6243 | 33953.6508 | 37230.8646 | 28313.4105 | 27131.8972 | 1
| 60651337 | 62804.0324 | 17045.7561 | 45758.2762 | 1 |  | 44053.7006 | 47462.8518 | 52038.6794 | 39477.873 | 37773.2974 | 1
| 60651406 | 28824.3211 | 23688.0534 | 5136.2677 | 1 |  | 2767.4623 | 7505.073 | 8018.6998 | 2253.8356 | -114.9698 | 0
| 60651408 | 32617.61 | 26246.1276 | 6371.4823 | 1 |  | 3746.8696 | 8996.0951 | 9633.2433 | 3109.7213 | 485.1086 | 1
| 60651526 | 3019.628 | 6675.3189 | -3655.6908 | 0 |  | -4323.2227 | -2988.159 | -3353.728 | -3957.6536 | -4625.1855 | 1
| 60651607 | 71162.7942 | 40770.6837 | 30392.1105 | 1 |  | 26315.0422 | 34469.1789 | 37508.3899 | 23275.8311 | 19198.7627 | 1
| 60651608 | 1038.8278 | 838.1986 | 200.6293 | 1 |  | 116.8094 | 284.4491 | 304.512 | 96.7465 | 12.9266 | 1
| 60651611 | 3158.0838 | 2461.7612 | 696.3226 | 1 |  | 450.1465 | 942.4987 | 1012.131 | 380.5142 | 134.3381 | 1
| 60651625 | 48648.0201 | 13694.6129 | 34953.4072 | 1 |  | 33583.9459 | 36322.8685 | 39818.2092 | 30088.6052 | 28719.1439 | 1
| 60651634 | 1631.1584 | 3871.784 | -2240.6256 | 0 |  | -2627.804 | -1853.4472 | -2077.5097 | -2403.7414 | -2790.9198 | 1
| 60651668 | 16965.791 | 14803.5887 | 2162.2023 | 1 |  | 681.8434 | 3642.5611 | 3858.7814 | 465.6232 | -1014.7357 | 0
| 60651713 | 40946.245 | 29808.6092 | 11137.6358 | 1 |  | 8156.7749 | 14118.4967 | 15232.2603 | 7043.0113 | 4062.1504 | 1
| 60651746 | 148334.3635 | 43638.6604 | 104695.7031 | 1 |  | 100331.8371 | 109059.5692 | 119529.1395 | 89862.2668 | 85498.4007 | 1
| 60651753 | 131578.8489 | 39801.835 | 91777.0139 | 1 |  | 87796.8304 | 95757.1974 | 104934.8988 | 78619.129 | 74638.9455 | 1
| 60651772 | 3213.6084 | 3184.9345 | 28.6739 | 1 |  | -289.8195 | 347.1674 | 350.0348 | -292.6869 | -611.1804 | 0
| 60651824 | 75359.8571 | 20801.9645 | 54557.8926 | 1 |  | 52477.6961 | 56638.089 | 62093.8783 | 47021.9069 | 44941.7104 | 1
| 60651832 | 162740.0203 | 37598.9579 | 125141.0625 | 1 |  | 121381.1667 | 128900.9583 | 141415.0645 | 108867.0604 | 105107.1647 | 1
| 60651925 | 12753.9831 | 15561.2614 | -2807.2783 | 0 |  | -4363.4044 | -1251.1521 | -1531.88 | -4082.6766 | -5638.8027 | 1
| 60651931 | 110702.3726 | 245642.1388 | -134939.7661 | 0 |  | -159503.98 | -110375.5523 | -123869.5289 | -146010.0034 | -170574.2173 | 1
| 60651967 | 173610.1423 | 42381.588 | 131228.5543 | 1 |  | 126990.3955 | 135466.7131 | 148589.5686 | 113867.5401 | 109629.3813 | 1
| 60651968 | 77443.6477 | 19279.6682 | 58163.9795 | 1 |  | 56236.0127 | 60091.9463 | 65908.3443 | 50419.6147 | 48491.6479 | 1
| 60651977 | 10958.0603 | 12827.2452 | -1869.1849 | 0 |  | -3151.9094 | -586.4604 | -773.3789 | -2964.9909 | -4247.7154 | 1
| 60651994 | 6868.8556 | 7004.4343 | -135.5787 | 0 |  | -836.0221 | 564.8647 | 551.3069 | -822.4642 | -1522.9077 | 1
| 60652014 | 6529.0276 | 2013.2176 | 4515.81 | 1 |  | 4314.4882 | 4717.1318 | 5168.7128 | 3862.9072 | 3661.5855 | 1
| 60652025 | 163187.3043 | 32188.9171 | 130998.3872 | 1 |  | 127779.4955 | 134217.2789 | 147317.1176 | 114679.6568 | 111460.7651 | 1
| 60652593 | 5329.3041 | 19880.6615 | -14551.3575 | 0 |  | -16539.4236 | -12563.2913 | -14018.4271 | -15084.2879 | -17072.354 | 1
| 60652934 | 162.1918 | 1717.1238 | -1554.9321 | 0 |  | -1726.6444 | -1383.2197 | -1538.7129 | -1571.1512 | -1742.8636 | 1
| 60653828 | 1284.2834 | 7621.3881 | -6337.1046 | 0 |  | -7099.2434 | -5574.9658 | -6208.6763 | -6465.533 | -7227.6718 | 1
| 60653831 | 651217.581 | 500101.4865 | 151116.0944 | 1 |  | 101105.9458 | 201126.2431 | 216237.8525 | 85994.3363 | 35984.1877 | 1
| 60654571 | 52891.5234 | 31317.1465 | 21574.3769 | 1 |  | 18442.6622 | 24706.0916 | 26863.5292 | 16285.2246 | 13153.5099 | 1
| 60654584 | 3600.965 | 2588.344 | 1012.621 | 1 |  | 753.7866 | 1271.4554 | 1372.7175 | 652.5245 | 393.6901 | 1
| 60654595 | 2513.3875 | 10849.3305 | -8335.943 | 0 |  | -9420.8761 | -7251.01 | -8084.6043 | -8587.2818 | -9672.2148 | 1
| 60654684 | 12759.9939 | 8708.8998 | 4051.0941 | 1 |  | 3180.2041 | 4921.9841 | 5327.0935 | 2775.0947 | 1904.2047 | 1
| 60654702 | 4384.2357 | 2531.6569 | 1852.5788 | 1 |  | 1599.4131 | 2105.7445 | 2291.0024 | 1414.1552 | 1160.9896 | 1
| 60654706 | 126444.3529 | 59654.0925 | 66790.2604 | 1 |  | 60824.8511 | 72755.6696 | 79434.6957 | 54145.8251 | 48180.4158 | 1
| 60654726 | 674334.5964 | 210037.816 | 464296.7804 | 1 |  | 443292.9988 | 485300.562 | 531730.24 | 396863.3208 | 375859.5391 | 1
| 60654728 | 75243.9261 | 104903.6076 | -29659.6814 | 0 |  | -40150.0422 | -19169.3207 | -22135.2888 | -37184.0741 | -47674.4348 | 1
| 60654731 | 1610.6434 | 4226.216 | -2615.5726 | 0 |  | -3038.1942 | -2192.951 | -2454.5082 | -2776.6369 | -3199.2585 | 1
| 60654732 | 145981.3862 | 104223.9127 | 41757.4734 | 1 |  | 31335.0822 | 52179.8647 | 56355.6121 | 27159.3348 | 16736.9436 | 1
| 60654741 | 82878.7114 | 98460.5407 | -15581.8293 | 0 |  | -25427.8834 | -5735.7752 | -7293.9582 | -23869.7005 | -33715.7545 | 1
| 60654742 | 9260.4978 | 15462.3698 | -6201.8721 | 0 |  | -7748.1091 | -4655.6351 | -5275.8223 | -7127.9218 | -8674.1588 | 1
| 60654786 | 12627.4108 | 11911.4458 | 715.965 | 1 |  | -475.1796 | 1907.1096 | 1978.7061 | -546.7761 | -1737.9207 | 0
| 60655016 | 50856.7161 | 39145.47 | 11711.2461 | 1 |  | 7796.6991 | 15625.7931 | 16796.9177 | 6625.5745 | 2711.0275 | 1
| 60655172 | 724774.8978 | 264751.3251 | 460023.5727 | 1 |  | 433548.4402 | 486498.7053 | 532501.0625 | 387546.083 | 361070.9505 | 1
| 60655189 | 483802.6774 | 479768.87 | 4033.8074 | 1 |  | -43943.0796 | 52010.6944 | 52414.0752 | -44346.4603 | -92323.3473 | 0
| 60655192 | 4516754.76 | 1266418.5994 | 3250336.1606 | 1 |  | 3123694.3006 | 3376978.0205 | 3702011.6366 | 2798660.6846 | 2672018.8246 | 1
| 60655193 | 1154330.3835 | 315716.3308 | 838614.0527 | 1 |  | 807042.4197 | 870185.6858 | 954047.0911 | 723181.0144 | 691609.3813 | 1
| 60655197 | 10255.0597 | 30782.1964 | -20527.1367 | 0 |  | -23605.3563 | -17448.9171 | -19501.6307 | -21552.6427 | -24630.8623 | 1
| 60655242 | 4030.0729 | 18291.2213 | -14261.1484 | 0 |  | -16090.2705 | -12432.0263 | -13858.1411 | -14664.1557 | -16493.2778 | 1
| 60655251 | 37406.7361 | 53067.3817 | -15660.6456 | 0 |  | -20967.3838 | -10353.9074 | -11919.972 | -19401.3192 | -24708.0574 | 1
| 60655252 | 2589.692 | 8839.0216 | -6249.3295 | 0 |  | -7133.2317 | -5365.4274 | -5990.3603 | -6508.2987 | -7392.2009 | 1
| 60655327 | 2691.5464 | 13951.0807 | -11259.5343 | 0 |  | -12654.6424 | -9864.4262 | -10990.3797 | -11528.689 | -12923.797 | 1
| 60655364 | 46356.8045 | 31167.4485 | 15189.356 | 1 |  | 12072.6111 | 18306.1008 | 19825.0364 | 10553.6755 | 7436.9307 | 1
| 60655403 | 17941.6522 | 18451.9265 | -510.2743 | 0 |  | -2355.4669 | 1334.9184 | 1283.8909 | -2304.4395 | -4149.6322 | 1
| 60655430 | 1854476.6616 | 432906.7298 | 1421569.9317 | 1 |  | 1378279.2588 | 1464860.6047 | 1607017.5979 | 1236122.2656 | 1192831.5926 | 1
| 60655437 | 7074705.529 | 832507.3113 | 6242198.2177 | 1 |  | 6158947.4866 | 6325448.9488 | 6949668.7706 | 5534727.6648 | 5451476.9337 | 1
| 60655494 | 23911.8819 | 6174.4911 | 17737.3908 | 1 |  | 17119.9417 | 18354.8399 | 20128.579 | 15346.2026 | 14728.7535 | 1
| 60655516 | 100619.2512 | 51001.2584 | 49617.9928 | 1 |  | 44517.867 | 54718.1186 | 59679.9179 | 39556.0677 | 34455.9418 | 1
| 60655537 | 10363.9431 | 20106.3092 | -9742.3662 | 0 |  | -11752.9971 | -7731.7352 | -8705.9719 | -10778.7605 | -12789.3914 | 1
| 60655545 | 26379.0907 | 46626.5162 | -20247.4256 | 0 |  | -24910.0772 | -15584.774 | -17609.5165 | -22885.3346 | -27547.9863 | 1
| 60655556 | 7497.4492 | 8749.2802 | -1251.831 | 0 |  | -2126.759 | -376.9029 | -502.086 | -2001.5759 | -2876.5039 | 1
| 60655896 | 153062.6129 | 121220.6868 | 31841.9261 | 1 |  | 19719.8575 | 43963.9948 | 47148.1874 | 16535.6648 | 4413.5962 | 1
| 60656328 | 766.0172 | 3156.3158 | -2390.2986 | 0 |  | -2705.9301 | -2074.667 | -2313.6968 | -2466.9003 | -2782.5319 | 1
| 60656332 | 95766.8702 | 73931.2018 | 21835.6684 | 1 |  | 14442.5482 | 29228.7885 | 31412.3554 | 12258.9813 | 4865.8612 | 1
| 60656681 | 10742.2276 | 7731.4601 | 3010.7675 | 1 |  | 2237.6215 | 3783.9135 | 4084.9903 | 1936.5448 | 1163.3988 | 1
| 60656988 | 1038.551 | 3277.395 | -2238.844 | 0 |  | -2566.5835 | -1911.1045 | -2134.9889 | -2342.6991 | -2670.4386 | 1
| 60657096 | 1398.7487 | 3869.5826 | -2470.8338 | 0 |  | -2857.7921 | -2083.8756 | -2330.959 | -2610.7087 | -2997.667 | 1
| 60657097 | 136829.3351 | 75604.8537 | 61224.4814 | 1 |  | 53663.996 | 68784.9668 | 74907.4149 | 47541.5479 | 39981.0625 | 1
| 60657099 | 936.1911 | 927.5814 | 8.6097 | 1 |  | -84.1484 | 101.3679 | 102.2288 | -85.0094 | -177.7675 | 0
| 60657108 | 464139.5164 | 172133.9586 | 292005.5577 | 1 |  | 274792.1619 | 309218.9536 | 338419.5094 | 245591.6061 | 228378.2102 | 1
| 60657112 | 7757.202 | 7959.353 | -202.151 | 0 |  | -998.0863 | 593.7843 | 573.5692 | -977.8712 | -1773.8065 | 1
| 60657165 | 4909.4637 | 1846.4585 | 3063.0052 | 1 |  | 2878.3593 | 3247.651 | 3553.9515 | 2572.0588 | 2387.413 | 1
| 60657184 | 40646.7931 | 28164.0984 | 12482.6947 | 1 |  | 9666.2849 | 15299.1046 | 16547.374 | 8418.0154 | 5601.6056 | 1
| 60657192 | 117423.6872 | 56132.743 | 61290.9442 | 1 |  | 55677.6699 | 66904.2185 | 73033.3129 | 49548.5755 | 43935.3012 | 1
| 60657195 | 11123.4013 | 10711.6763 | 411.725 | 1 |  | -659.4426 | 1482.8926 | 1524.0651 | -700.6151 | -1771.7828 | 0
| 60657203 | 32485.0992 | 51149.3764 | -18664.2771 | 0 |  | -23779.2148 | -13549.3395 | -15415.7672 | -21912.7871 | -27027.7247 | 1
| 60657215 | 849.6356 | 2441.9482 | -1592.3126 | 0 |  | -1836.5075 | -1348.1178 | -1507.3491 | -1677.2762 | -1921.471 | 1
| 60657217 | 23959.8926 | 32462.4461 | -8502.5535 | 0 |  | -11748.7981 | -5256.3089 | -6106.5643 | -10898.5428 | -14144.7874 | 1
| 60657218 | 13776.4191 | 70588.4979 | -56812.0788 | 0 |  | -63870.9286 | -49753.229 | -55434.4369 | -58189.7207 | -65248.5705 | 1
| 60657219 | 61185.9461 | 73714.1446 | -12528.1985 | 0 |  | -19899.613 | -5156.7841 | -6409.6039 | -18646.7931 | -26018.2076 | 1
| 60657222 | 1806.4251 | 6674.834 | -4868.4089 | 0 |  | -5535.8923 | -4200.9255 | -4687.7664 | -5049.0514 | -5716.5348 | 1
| 60657228 | 3483260.7678 | 1124001.8908 | 2359258.877 | 1 |  | 2246858.6879 | 2471659.066 | 2707584.9537 | 2010932.8002 | 1898532.6111 | 1
| 60657229 | 43273.8776 | 77073.5433 | -33799.6657 | 0 |  | -41507.02 | -26092.3113 | -29472.2779 | -38127.0534 | -45834.4078 | 1
| 60657239 | 5923.1053 | 12139.295 | -6216.1896 | 0 |  | -7430.1191 | -5002.2601 | -5623.8791 | -6808.5001 | -8022.4296 | 1
| 60657245 | 166207.9246 | 44878.5722 | 121329.3524 | 1 |  | 116841.4951 | 125817.2096 | 137950.1448 | 104708.5599 | 100220.7027 | 1
| 60657330 | 85921.0453 | 90940.4189 | -5019.3736 | 0 |  | -14113.4155 | 4074.6683 | 3572.731 | -13611.4781 | -22705.52 | 1
| 60657332 | 173968.1744 | 129723.2015 | 44244.9729 | 1 |  | 31272.6527 | 57217.293 | 61641.7903 | 26848.1554 | 13875.8353 | 1
| 60657337 | 171.0888 | 11046.9242 | -10875.8355 | 0 |  | -11980.5279 | -9771.143 | -10858.7266 | -10892.9443 | -11997.6368 | 1
| 60657493 | 4760.9011 | 13551.5192 | -8790.6181 | 0 |  | -10145.77 | -7435.4662 | -8314.528 | -9266.7082 | -10621.8601 | 1
| 60657515 | 38224.665 | 29704.5911 | 8520.0739 | 1 |  | 5549.6148 | 11490.533 | 12342.5404 | 4697.6074 | 1727.1483 | 1
| 60657536 | 125033.4347 | 25260.9829 | 99772.4518 | 1 |  | 97246.3535 | 102298.5501 | 112275.7953 | 87269.1083 | 84743.01 | 1
| 60657671 | 31734.8927 | 30002.2762 | 1732.6165 | 1 |  | -1267.6111 | 4732.8442 | 4906.1058 | -1440.8727 | -4441.1003 | 0
| 60657676 | 84060.8784 | 75639.8549 | 8421.0235 | 1 |  | 857.038 | 15985.009 | 16827.1113 | 14.9356 | -7549.0499 | 0
| 60657693 | 589674.6712 | 244526.138 | 345148.5331 | 1 |  | 320695.9193 | 369601.1469 | 404116.0002 | 286181.066 | 261728.4522 | 1
| 60657967 | 124156.6882 | 94582.1523 | 29574.5359 | 1 |  | 20116.3206 | 39032.7511 | 41990.2047 | 17158.867 | 7700.6518 | 1
| 60658035 | 849454.8607 | 260335.2348 | 589119.6259 | 1 |  | 563086.1024 | 615153.1493 | 674065.1119 | 504174.1398 | 478140.6163 | 1
| 60658057 | 176817.0595 | 255455.9796 | -78638.9202 | 0 |  | -104184.5181 | -53093.3222 | -60957.2142 | -96320.6261 | -121866.2241 | 1
| 60658064 | 70993.7582 | 52677.4453 | 18316.3129 | 1 |  | 13048.5683 | 23584.0574 | 25415.6887 | 11216.937 | 5949.1925 | 1
| 60658065 | 16033.7924 | 71874.6171 | -55840.8247 | 0 |  | -63028.2864 | -48653.363 | -54237.4455 | -57444.204 | -64631.6657 | 1
| 60658172 | 31483.5703 | 8422.7125 | 23060.8578 | 1 |  | 22218.5865 | 23903.129 | 26209.2148 | 19912.5007 | 19070.2295 | 1
| 60658334 | 34548.2546 | 11376.4957 | 23171.7588 | 1 |  | 22034.1093 | 24309.4084 | 26626.5843 | 19716.9334 | 18579.2838 | 1
| 60658406 | 422000.3503 | 205590.9056 | 216409.4447 | 1 |  | 195850.3542 | 236968.5353 | 258609.4798 | 174209.4097 | 153650.3191 | 1
| 60658419 | 657808.9956 | 538888.3668 | 118920.6288 | 1 |  | 65031.7922 | 172809.4655 | 184701.5284 | 53139.7293 | -749.1074 | 0
| 60658427 | 434880.3162 | 167965.2393 | 266915.0769 | 1 |  | 250118.553 | 283711.6008 | 310403.1085 | 223427.0453 | 206630.5213 | 1
| 60658429 | 477937.4128 | 523793.0398 | -45855.627 | 0 |  | -98234.9309 | 6523.677 | 1938.1143 | -93649.3682 | -146028.6722 | 1
| 60658490 | 4345.5901 | 2467.8151 | 1877.775 | 1 |  | 1630.9935 | 2124.5565 | 2312.334 | 1443.216 | 1196.4345 | 1
| 60658498 | 3983.2028 | 2045.1385 | 1938.0643 | 1 |  | 1733.5505 | 2142.5782 | 2336.3846 | 1539.744 | 1335.2302 | 1
| 60658501 | 1933.1496 | 8104.6043 | -6171.4548 | 0 |  | -6981.9152 | -5360.9943 | -5978.1398 | -6364.7697 | -7175.2301 | 1
| 60658555 | 1006.2967 | 1408.4838 | -402.1871 | 0 |  | -543.0355 | -261.3387 | -301.5574 | -502.8168 | -643.6651 | 1
| 60658582 | 3346.775 | 2462.8619 | 883.9131 | 1 |  | 637.6269 | 1130.1993 | 1218.5906 | 549.2356 | 302.9494 | 1
| 60658656 | 2882.3768 | 2964.24 | -81.8633 | 0 |  | -378.2873 | 214.5607 | 206.3744 | -370.101 | -666.525 | 1
| 60658667 | 55856.2217 | 42425.6168 | 13430.6049 | 1 |  | 9188.0432 | 17673.1666 | 19016.227 | 7844.9827 | 3602.421 | 1
| 60658670 | 2761.326 | 3532.7621 | -771.4361 | 0 |  | -1124.7124 | -418.1599 | -495.3036 | -1047.5687 | -1400.845 | 1
| 60658834 | 3181.9718 | 7662.1147 | -4480.143 | 0 |  | -5246.3544 | -3713.9315 | -4161.9458 | -4798.3401 | -5564.5516 | 1
| 60658969 | 55553.8095 | 81396.6227 | -25842.8131 | 0 |  | -33982.4754 | -17703.1508 | -20287.4322 | -31398.1941 | -39537.8563 | 1
| 60659124 | 17501.4146 | 29122.31 | -11620.8954 | 0 |  | -14533.1264 | -8708.6644 | -9870.7539 | -13371.0369 | -16283.2679 | 1
| 60659210 | 1789.503 | 1900.3938 | -110.8908 | 0 |  | -300.9302 | 79.1486 | 68.0595 | -289.8411 | -479.8805 | 1
| 60659212 | 4262.4917 | 3791.4314 | 471.0602 | 1 |  | 91.9171 | 850.2034 | 897.3094 | 44.8111 | -334.3321 | 0
| 60659303 | 1447.7102 | 33529.7022 | -32081.992 | 0 |  | -35434.9622 | -28729.0218 | -31937.221 | -32226.763 | -35579.7333 | 1
| 60659317 | 1279.9937 | 1668.6921 | -388.6985 | 0 |  | -555.5677 | -221.8293 | -260.6991 | -516.6978 | -683.567 | 1
| 60659321 | 1135.2344 | 1148.6017 | -13.3674 | 0 |  | -128.2276 | 101.4928 | 100.1561 | -126.8908 | -241.751 | 1
| 60659397 | 18162.4689 | 14204.7968 | 3957.6721 | 1 |  | 2537.1924 | 5378.1518 | 5773.919 | 2141.4252 | 720.9455 | 1
| 60660173 | 2655232.8435 | 939381.9097 | 1715850.9338 | 1 |  | 1621912.7429 | 1809789.1248 | 1981374.2182 | 1450327.6495 | 1356389.4585 | 1
| 60660183 | 8402.4891 | 21964.3253 | -13561.8362 | 0 |  | -15758.2687 | -11365.4037 | -12721.5873 | -14402.0851 | -16598.5176 | 1
| 60660208 | 40036.9372 | 89218.3418 | -49181.4046 | 0 |  | -58103.2388 | -40259.5704 | -45177.7109 | -53185.0983 | -62106.9325 | 1
| 60660267 | 1505.5659 | 16701.2307 | -15195.6648 | 0 |  | -16865.7879 | -13525.5417 | -15045.1082 | -15346.2214 | -17016.3445 | 1
| 60660294 | 1136705.7481 | 664052.9575 | 472652.7907 | 1 |  | 406247.4949 | 539058.0864 | 586323.3655 | 358982.2158 | 292576.9201 | 1
| 60660351 | 108295.1544 | 124621.3625 | -16326.2081 | 0 |  | -28788.3443 | -3864.0718 | -5496.6926 | -27155.7235 | -39617.8597 | 1
| 60660352 | 12577.485 | 39498.2509 | -26920.766 | 0 |  | -30870.591 | -22970.9409 | -25663.0175 | -28178.5144 | -32128.3395 | 1
| 60660353 | 2906.2277 | 7714.9724 | -4808.7448 | 0 |  | -5580.242 | -4037.2475 | -4518.122 | -5099.3675 | -5870.8648 | 1
| 60660358 | 29945.2759 | 144518.254 | -114572.978 | 0 |  | -129024.8034 | -100121.1526 | -111578.4504 | -117567.5056 | -132019.331 | 1
| 60660359 | 1776020.0257 | 831255.0837 | 944764.942 | 1 |  | 861639.4336 | 1027890.4504 | 1122366.9446 | 767162.9394 | 684037.4311 | 1
| 60660360 | 304272.5256 | 113934.0677 | 190338.4579 | 1 |  | 178945.0511 | 201731.8646 | 220765.7104 | 159911.2053 | 148517.7985 | 1
| 60663632 | 22842.8984 | 46963.3367 | -24120.4382 | 0 |  | -28816.7719 | -19424.1046 | -21836.1484 | -26404.7281 | -31101.0617 | 1
| 60663635 | 536.6036 | 5615.8755 | -5079.2719 | 0 |  | -5640.8594 | -4517.6843 | -5025.6115 | -5132.9322 | -5694.5198 | 1
| 60663650 | 1182.7975 | 3905.9063 | -2723.1089 | 0 |  | -3113.6995 | -2332.5182 | -2604.8291 | -2841.3886 | -3231.9793 | 1
| 60663657 | 160959.0982 | 151451.9726 | 9507.1255 | 1 |  | -5638.0717 | 24652.3228 | 25603.0353 | -6588.7843 | -21733.9816 | 0
| 60663663 | 957.0384 | 3249.3266 | -2292.2883 | 0 |  | -2617.2209 | -1967.3556 | -2196.5844 | -2387.9921 | -2712.9248 | 1
| 60664125 | 35498.779 | 41947.263 | -6448.484 | 0 |  | -10643.2103 | -2253.7577 | -2898.6061 | -9998.3619 | -14193.0882 | 1
| 60664126 | 33098.9053 | 33823.8912 | -724.9859 | 0 |  | -4107.375 | 2657.4032 | 2584.9046 | -4034.8764 | -7417.2655 | 1
| 60664133 | 118356.458 | 243533.964 | -125177.506 | 0 |  | -149530.9024 | -100824.1096 | -113341.8602 | -137013.1518 | -161366.5482 | 1
| 60664134 | 31362.7098 | 54315.5986 | -22952.8888 | 0 |  | -28384.4487 | -17521.329 | -19816.6178 | -26089.1598 | -31520.7197 | 1
| 60664135 | 63488.8602 | 151832.7807 | -88343.9206 | 0 |  | -103527.1986 | -73160.6425 | -81995.0345 | -94692.8066 | -109876.0846 | 1
| 60668785 | 135626.8796 | 68689.4418 | 66937.4378 | 1 |  | 60068.4937 | 73806.382 | 80500.1258 | 53374.7499 | 46505.8057 | 1
| 60668786 | 62485.5003 | 44807.5802 | 17677.9201 | 1 |  | 13197.162 | 22158.6781 | 23926.4701 | 11429.37 | 6948.612 | 1
| 60668789 | 74725.7118 | 53613.6459 | 21112.0659 | 1 |  | 15750.7013 | 26473.4305 | 28584.6371 | 13639.4947 | 8278.1301 | 1
| 60668791 | 3280.0115 | 15685.2657 | -12405.2542 | 0 |  | -13973.7808 | -10836.7277 | -12077.2531 | -12733.2554 | -14301.7819 | 1
| 60668792 | 88.1272 | 1249.3177 | -1161.1905 | 0 |  | -1286.1223 | -1036.2587 | -1152.3778 | -1170.0032 | -1294.935 | 1
| 60668793 | 709.8249 | 6074.3255 | -5364.5006 | 0 |  | -5971.9331 | -4757.068 | -5293.5181 | -5435.4831 | -6042.9156 | 1
| 60668796 | 1212.5457 | 8299.9822 | -7087.4365 | 0 |  | -7917.4347 | -6257.4383 | -6966.1819 | -7208.691 | -8038.6893 | 1
| 60668847 | 3288.2119 | 16948.8928 | -13660.6809 | 0 |  | -15355.5701 | -11965.7916 | -13331.8597 | -13989.5021 | -15684.3913 | 1
| 60668850 | 2767.015 | 16490.4427 | -13723.4277 | 0 |  | -15372.472 | -12074.3834 | -13446.7262 | -14000.1292 | -15649.1735 | 1
| 60668864 | 2784.0597 | 19146.481 | -16362.4213 | 0 |  | -18277.0694 | -14447.7732 | -16084.0153 | -16640.8273 | -18555.4754 | 1
| 60668865 | 163.5681 | 3532.7621 | -3369.1941 | 0 |  | -3722.4703 | -3015.9179 | -3352.8373 | -3385.5509 | -3738.8271 | 1
| 60668866 | 3335.6354 | 16562.5399 | -13226.9045 | 0 |  | -14883.1585 | -11570.6505 | -12893.3409 | -13560.468 | -15216.722 | 1
| 60669086 | 318582.5378 | 153348.5139 | 165234.024 | 1 |  | 149899.1726 | 180568.8753 | 197092.2777 | 133375.7702 | 118040.9188 | 1
| 60669224 | 9111.0625 | 13900.998 | -4789.9354 | 0 |  | -6180.0352 | -3399.8357 | -3878.8292 | -5701.0417 | -7091.1415 | 1
| 60669451 | 93605.1787 | 108156.7867 | -14551.608 | 0 |  | -25367.2866 | -3735.9293 | -5191.0901 | -23912.1258 | -34727.8045 | 1
| 60669455 | 5946.2619 | 22165.2067 | -16218.9449 | 0 |  | -18435.4655 | -14002.4242 | -15624.3187 | -16813.571 | -19030.0917 | 1
| 60673578 | 298.7237 | 734.1805 | -435.4568 | 0 |  | -508.8748 | -362.0387 | -405.5844 | -465.3292 | -538.7472 | 1
| 60673580 | 160933.4997 | 123588.3364 | 37345.1634 | 1 |  | 24986.3297 | 49703.997 | 53438.5133 | 21251.8134 | 8892.9797 | 1
| 60673840 | 30534.4332 | 40370.1972 | -9835.764 | 0 |  | -13872.7837 | -5798.7443 | -6782.3207 | -12889.2073 | -16926.2271 | 1
| 60673931 | 8398.3802 | 27605.5173 | -19207.1371 | 0 |  | -21967.6888 | -16446.5854 | -18367.2991 | -20046.9751 | -22807.5269 | 1
| 60673932 | 2573.3713 | 13593.897 | -11020.5256 | 0 |  | -12379.9153 | -9661.1359 | -10763.1885 | -11277.8628 | -12637.2525 | 1
| 60673938 | 9627.5787 | 35030.4268 | -25402.8481 | 0 |  | -28905.8908 | -21899.8054 | -24440.0902 | -26365.606 | -29868.6486 | 1
| 60674001 | 352410.7871 | 187301.8858 | 165108.9013 | 1 |  | 146378.7127 | 183839.0899 | 200349.98 | 129867.8226 | 111137.634 | 1
| 60674007 | 135.3916 | 2582.2901 | -2446.8985 | 0 |  | -2705.1275 | -2188.6695 | -2433.3593 | -2460.4376 | -2718.6666 | 1
| 60674011 | 242.0835 | 2955.4343 | -2713.3508 | 0 |  | -3008.8942 | -2417.8074 | -2689.1424 | -2737.5591 | -3033.1026 | 1
| 60674013 | 2709.1881 | 14011.07 | -11301.8819 | 0 |  | -12702.9889 | -9900.7749 | -11030.9631 | -11572.8008 | -12973.9078 | 1
| 60674087 | 4825.6096 | 18713.1114 | -13887.5018 | 0 |  | -15758.8129 | -12016.1906 | -13404.9408 | -14370.0627 | -16241.3739 | 1
| 60674103 | 5753.8082 | 18380.93 | -12627.1218 | 0 |  | -14465.2148 | -10789.0288 | -12051.741 | -13202.5026 | -15040.5956 | 1
| 60674115 | 87.8969 | 858.5619 | -770.665 | 0 |  | -856.5212 | -684.8088 | -761.8753 | -779.4547 | -865.3109 | 1
| 60674133 | 668.0911 | 3849.7696 | -3181.6785 | 0 |  | -3566.6554 | -2796.7015 | -3114.8694 | -3248.4876 | -3633.4645 | 1
| 60674177 | 129.1081 | 899.2886 | -770.1805 | 0 |  | -860.1093 | -680.2516 | -757.2696 | -783.0913 | -873.0201 | 1
| 60674178 | 8754.8486 | 23119.5313 | -14364.6827 | 0 |  | -16676.6359 | -12052.7296 | -13489.1979 | -15240.1676 | -17552.1207 | 1
| 60674181 | 1712.0403 | 8173.3993 | -6461.3591 | 0 |  | -7278.699 | -5644.0191 | -6290.155 | -6632.5631 | -7449.903 | 1
| 60674182 | 33303.4638 | 51781.7402 | -18478.2764 | 0 |  | -23656.4504 | -13300.1024 | -15147.93 | -21808.6228 | -26986.7968 | 1
| 60674211 | 28871.2333 | 33408.14 | -4536.9067 | 0 |  | -7877.7207 | -1196.0927 | -1649.7834 | -7424.03 | -10764.844 | 1
| 60674321 | 1741.1283 | 11240.4915 | -9499.3631 | 0 |  | -10623.4123 | -8375.314 | -9325.2503 | -9673.476 | -10797.5251 | 1
| 60674343 | 56099.5002 | 94010.8785 | -37911.3783 | 0 |  | -47312.4661 | -28510.2904 | -32301.4283 | -43521.3283 | -52922.4161 | 1
| 60674576 | 530.5921 | 3352.244 | -2821.6518 | 0 |  | -3156.8762 | -2486.4274 | -2768.5926 | -2874.7111 | -3209.9354 | 1
| 60674586 | 2667.3319 | 11135.9883 | -8468.6564 | 0 |  | -9582.2553 | -7355.0576 | -8201.9233 | -8735.3896 | -9848.9885 | 1
| 60674629 | 168859.7112 | 119872.3043 | 48987.4069 | 1 |  | 37000.1765 | 60974.6373 | 65873.378 | 32101.4358 | 20114.2053 | 1
| 60674741 | 85582.1068 | 222443.3769 | -136861.27 | 0 |  | -159105.6077 | -114616.9324 | -128303.0594 | -145419.4807 | -167663.8184 | 1
| 60674748 | 290.4533 | 4591.0081 | -4300.5548 | 0 |  | -4759.6557 | -3841.454 | -4271.5095 | -4329.6002 | -4788.701 | 1
| 60674756 | 766.576 | 6810.2067 | -6043.6307 | 0 |  | -6724.6514 | -5362.61 | -5966.9731 | -6120.2883 | -6801.309 | 1
| 60674809 | 24738.194 | 62428.4583 | -37690.2644 | 0 |  | -43933.1102 | -31447.4185 | -35216.445 | -40164.0838 | -46406.9296 | 1
| 60674810 | 6735.3889 | 25765.1128 | -19029.7239 | 0 |  | -21606.2352 | -16453.2126 | -18356.185 | -19703.2628 | -22279.7741 | 1
| 60674838 | 95452.1379 | 122628.5082 | -27176.3703 | 0 |  | -39439.2211 | -14913.5194 | -17631.1565 | -36721.584 | -48984.4349 | 1
| 60674844 | 3263.4051 | 16317.4721 | -13054.067 | 0 |  | -14685.8143 | -11422.3198 | -12727.7265 | -13380.4076 | -15012.1548 | 1
| 60674866 | 721.3222 | 6606.1337 | -5884.8114 | 0 |  | -6545.4248 | -5224.1981 | -5812.6792 | -5956.9437 | -6617.557 | 1
| 60674870 | 703.8946 | 7185.5028 | -6481.6082 | 0 |  | -7200.1585 | -5763.058 | -6411.2188 | -6551.9977 | -7270.548 | 1
| 60674967 | 10726.6627 | 32732.1226 | -22005.4599 | 0 |  | -25278.6721 | -18732.2476 | -20932.7936 | -23078.1261 | -26351.3384 | 1
| 60675070 | 31.8523 | 1388.2032 | -1356.3509 | 0 |  | -1495.1713 | -1217.5306 | -1353.1657 | -1359.5362 | -1498.3565 | 1
| 60675146 | 496.0017 | 5478.0284 | -4982.0267 | 0 |  | -5529.8296 | -4434.2239 | -4932.4265 | -5031.6269 | -5579.4297 | 1
| 60675151 | 93678.6179 | 69118.6288 | 24559.9892 | 1 |  | 17648.1263 | 31471.852 | 33927.8509 | 15192.1274 | 8280.2645 | 1
| 60675210 | 70924.7335 | 164842.0312 | -93917.2977 | 0 |  | -110401.5008 | -77433.0946 | -86824.8243 | -101009.771 | -117493.9741 | 1
| 60675243 | 255.1644 | 5014.8822 | -4759.7178 | 0 |  | -5261.206 | -4258.2296 | -4734.2013 | -4785.2342 | -5286.7224 | 1
| 60675351 | 86151.5934 | 65637.2199 | 20514.3735 | 1 |  | 13950.6515 | 27078.0955 | 29129.5328 | 11899.2141 | 5335.4921 | 1
| 60675357 | 47339.4965 | 44121.8444 | 3217.6521 | 1 |  | -1194.5323 | 7629.8365 | 7951.6018 | -1516.2975 | -5928.482 | 0
| 60675378 | 388.0951 | 7288.9705 | -6900.8754 | 0 |  | -7629.7725 | -6171.9784 | -6862.0659 | -6939.6849 | -7668.582 | 1
| 60675410 | 2338.4347 | 19193.812 | -16855.3773 | 0 |  | -18774.7585 | -14935.9961 | -16621.5339 | -17089.2208 | -19008.602 | 1
| 60675422 | 169987.9324 | 163646.854 | 6341.0784 | 1 |  | -10023.607 | 22705.7638 | 23339.8717 | -10657.7148 | -27022.4002 | 0
| 60677024 | 2969.8202 | 22105.7678 | -19135.9476 | 0 |  | -21346.5244 | -16925.3708 | -18838.9656 | -19432.9296 | -21643.5064 | 1
| 60677034 | 21409.4482 | 109393.0568 | -87983.6085 | 0 |  | -98922.9142 | -77044.3029 | -85842.6637 | -90124.5534 | -101063.859 | 1
| 60677097 | 1885120.2773 | 452322.8873 | 1432797.39 | 1 |  | 1387565.1012 | 1478029.6787 | 1621309.4177 | 1244285.3622 | 1199053.0735 | 1
| 60677099 | 2462.0984 | 13931.8181 | -11469.7198 | 0 |  | -12862.9016 | -10076.538 | -11223.5099 | -11715.9296 | -13109.1114 | 1
| 60677107 | 25349.6445 | 48311.7192 | -22962.0747 | 0 |  | -27793.2466 | -18130.9028 | -20427.1102 | -25497.0391 | -30328.2111 | 1
| 60677108 | 15978.7133 | 38007.3251 | -22028.6118 | 0 |  | -25829.3443 | -18227.8793 | -20430.7405 | -23626.4831 | -27427.2156 | 1
| 60677109 | 220977.7424 | 146002.8563 | 74974.8861 | 1 |  | 60374.6005 | 89575.1717 | 97072.6604 | 52877.1119 | 38276.8262 | 1
| 60677164 | 17177.0304 | 59877.4673 | -42700.4369 | 0 |  | -48688.1837 | -36712.6902 | -40982.7339 | -44418.14 | -50405.8867 | 1
| 60677401 | 996.3859 | 4728.1445 | -3731.7586 | 0 |  | -4204.5731 | -3258.9442 | -3632.12 | -3831.3972 | -4304.2117 | 1
| 60677549 | 30366.7307 | 46903.3474 | -16536.6167 | 0 |  | -21226.9515 | -11846.282 | -13499.9437 | -19573.2898 | -24263.6245 | 1
| 60677694 | 301587.2897 | 163770.1347 | 137817.155 | 1 |  | 121440.1415 | 154194.1685 | 167975.884 | 107658.426 | 91281.4126 | 1
| 60678010 | 6376.6947 | 21451.9399 | -15075.2452 | 0 |  | -17220.4392 | -12930.0512 | -14437.5758 | -15712.9147 | -17858.1087 | 1
| 60678344 | 241.9624 | 1697.4815 | -1455.5191 | 0 |  | -1625.2673 | -1285.771 | -1431.3229 | -1479.7154 | -1649.4635 | 1
| 60678404 | 33259.8276 | 50216.5158 | -16956.6882 | 0 |  | -21978.3398 | -11935.0366 | -13630.7054 | -20282.671 | -25304.3225 | 1
| 60678409 | 11290.2768 | 27694.6757 | -16404.3989 | 0 |  | -19173.8665 | -13634.9313 | -15275.3712 | -17533.4266 | -20302.8941 | 1
| 60678412 | 149019.5539 | 218036.9822 | -69017.4283 | 0 |  | -90821.1265 | -47213.7301 | -54115.4729 | -83919.3837 | -105723.0819 | 1
| 60680073 | 99244.8799 | 56458.7527 | 42786.1272 | 1 |  | 37140.2519 | 48432.0024 | 52710.6152 | 32861.6392 | 27215.7639 | 1
| 60680074 | 130666.0866 | 66052.7175 | 64613.369 | 1 |  | 58008.0973 | 71218.6408 | 77679.9777 | 51546.7604 | 44941.4886 | 1
| 60680104 | 10754.5744 | 67289.2265 | -56534.6521 | 0 |  | -63263.5748 | -49805.7295 | -55459.1947 | -57610.1095 | -64339.0322 | 1
| 60680115 | 952.6362 | 9022.0548 | -8069.4186 | 0 |  | -8971.6241 | -7167.2131 | -7974.155 | -8164.6822 | -9066.8877 | 1
| 60680116 | 130067.7386 | 65881.3469 | 64186.3916 | 1 |  | 57598.257 | 70774.5263 | 77193.1655 | 51179.6178 | 44591.4831 | 1
| 60680147 | 4574.361 | 25215.303 | -20640.9419 | 0 |  | -23162.4722 | -18119.4116 | -20183.5058 | -21098.378 | -23619.9083 | 1
| 60680582 | 47991.7724 | 152645.997 | -104654.2246 | 0 |  | -119918.8243 | -89389.6249 | -99855.0473 | -109453.4018 | -124718.0015 | 1
| 60680706 | 91703.6203 | 155850.2459 | -64146.6255 | 0 |  | -79731.6501 | -48561.6009 | -54976.2635 | -73316.9875 | -88902.0121 | 1
| 60680921 | 4311.3148 | 12326.0076 | -8014.6928 | 0 |  | -9247.2936 | -6782.0921 | -7583.5613 | -8445.8243 | -9678.4251 | 1
| 60680927 | 942.2218 | 4979.127 | -4036.9052 | 0 |  | -4534.818 | -3538.9925 | -3942.6831 | -4131.1274 | -4629.0401 | 1
| 60684394 | 712165.164 | 302331.0203 | 409834.1437 | 1 |  | 379601.0417 | 440067.2457 | 481050.6601 | 338617.6273 | 308384.5253 | 1
| 60684396 | 4881.9409 | 22833.8944 | -17951.9534 | 0 |  | -20235.3429 | -15668.564 | -17463.7593 | -18440.1475 | -20723.537 | 1
| 60684554 | 18037.0515 | 5036.8966 | 13000.155 | 1 |  | 12496.4653 | 13503.8446 | 14803.8601 | 11196.4498 | 10692.7601 | 1
| 60684575 | 42647.5173 | 32437.6799 | 10209.8374 | 1 |  | 6966.0694 | 13453.6054 | 14474.5891 | 5945.0856 | 2701.3177 | 1
| 60684593 | 3047.4224 | 14149.7608 | -11102.3383 | 0 |  | -12517.3144 | -9687.3623 | -10797.5961 | -11407.0806 | -12822.0567 | 1
| 60684610 | 173007.0529 | 126183.0092 | 46824.0437 | 1 |  | 34205.7428 | 59442.3446 | 64124.749 | 29523.3384 | 16905.0375 | 1
| 60684612 | 49237.624 | 77665.1805 | -28427.5565 | 0 |  | -36194.0745 | -20661.0384 | -23503.7941 | -33351.3189 | -41117.8369 | 1
| 60684613 | 7632.968 | 29128.9144 | -21495.9463 | 0 |  | -24408.8378 | -18583.0549 | -20732.6495 | -22259.2432 | -25172.1346 | 1
| 60684614 | 122268.1272 | 112082.506 | 10185.6211 | 1 |  | -1022.6295 | 21393.8717 | 22412.4339 | -2041.1916 | -13249.4422 | 0
| 60684622 | 2785331.6775 | 521423.3624 | 2263908.3151 | 1 |  | 2211765.9789 | 2316050.6514 | 2542441.4829 | 1985375.1474 | 1933232.8111 | 1
| 60684623 | 11694.418 | 32995.7451 | -21301.3272 | 0 |  | -24600.9017 | -18001.7526 | -20131.8854 | -22470.769 | -25770.3435 | 1
| 60684624 | 403912.9662 | 227066.511 | 176846.4552 | 1 |  | 154139.8041 | 199553.1063 | 217237.7518 | 136455.1585 | 113748.5074 | 1
| 60684666 | 338.2009 | 3791.9818 | -3453.7809 | 0 |  | -3832.9791 | -3074.5827 | -3419.9608 | -3487.601 | -3866.7992 | 1
| 60684672 | 44525.2277 | 47201.6426 | -2676.415 | 0 |  | -7396.5792 | 2043.7493 | 1776.1078 | -7128.9377 | -11849.102 | 1
| 60689989 | 311273.3008 | 157127.287 | 154146.0138 | 1 |  | 138433.2851 | 169858.7425 | 185273.3439 | 123018.6837 | 107305.955 | 1
| 60690079 | 555449.2685 | 564818.4746 | -9369.2061 | 0 |  | -65851.0535 | 47112.6414 | 46175.7208 | -64914.1329 | -121395.9804 | 1
| 60690164 | 14200.9693 | 79114.0098 | -64913.0405 | 0 |  | -72824.4415 | -57001.6395 | -63492.9436 | -66333.1374 | -74244.5384 | 1
| 60690166 | 32949.4961 | 128203.1026 | -95253.6065 | 0 |  | -108073.9168 | -82433.2962 | -91958.6569 | -98548.5561 | -111368.8664 | 1
| 60693800 | 2781.0713 | 11579.5786 | -8798.5073 | 0 |  | -9956.4652 | -7640.5494 | -8520.4002 | -9076.6144 | -10234.5723 | 1
| 60693829 | 2546.8899 | 14643.4339 | -12096.544 | 0 |  | -13560.8874 | -10632.2006 | -11841.855 | -12351.233 | -13815.5764 | 1
| 60693838 | 37616.9005 | 67630.4629 | -30013.5624 | 0 |  | -36776.6087 | -23250.5161 | -26251.8724 | -33775.2525 | -40538.2988 | 1
| 60694013 | 534.4978 | 5713.8396 | -5179.3418 | 0 |  | -5750.7258 | -4607.9579 | -5125.8921 | -5232.7916 | -5804.1756 | 1
| 60694016 | 59.2736 | 1230.6054 | -1171.3318 | 0 |  | -1294.3924 | -1048.2713 | -1165.4045 | -1177.2592 | -1300.3197 | 1
| 60694021 | 3165.6685 | 14001.7139 | -10836.0454 | 0 |  | -12236.2168 | -9435.874 | -10519.4786 | -11152.6123 | -12552.7836 | 1
| 60694027 | 524.7957 | 4964.249 | -4439.4533 | 0 |  | -4935.8782 | -3943.0284 | -4386.9737 | -4491.9328 | -4988.3577 | 1
| 60694029 | 9984.8062 | 28345.7518 | -18360.9456 | 0 |  | -21195.5208 | -15526.3704 | -17362.465 | -19359.4262 | -22194.0014 | 1
| 60694304 | 12489.1653 | 28033.1472 | -15543.9819 | 0 |  | -18347.2967 | -12740.6672 | -14295.0654 | -16792.8985 | -19596.2132 | 1
| 60694309 | 29802.6303 | 45692.0046 | -15889.3743 | 0 |  | -20458.5748 | -11320.1738 | -12909.1113 | -18869.6373 | -23438.8378 | 1
| 60694835 | 845016.8993 | 189220.2634 | 655796.6359 | 1 |  | 636874.6096 | 674718.6623 | 740298.3258 | 571294.946 | 552372.9196 | 1
| 60697616 | 46912.0476 | 79697.1104 | -32785.0627 | 0 |  | -40754.7738 | -24815.3517 | -28093.858 | -37476.2675 | -45445.9785 | 1
| 60697672 | 708.7019 | 5535.6162 | -4826.9143 | 0 |  | -5380.4759 | -4273.3527 | -4756.0441 | -4897.7845 | -5451.3461 | 1
| 60697673 | 73070.454 | 163041.0223 | -89970.5683 | 0 |  | -106274.6705 | -73666.466 | -82663.5229 | -97277.6137 | -113581.7159 | 1
| 60697924 | 2463.7966 | 4897.1051 | -2433.3084 | 0 |  | -2923.0189 | -1943.5979 | -2186.9288 | -2679.6881 | -3169.3986 | 1
| 60697925 | 75779.4157 | 65099.9067 | 10679.509 | 1 |  | 4169.5183 | 17189.4997 | 18257.4505 | 3101.5674 | -3408.4233 | 0
| 60697946 | 415.4422 | 691.2524 | -275.8102 | 0 |  | -344.9354 | -206.685 | -234.266 | -317.3544 | -386.4797 | 1
| 60700482 | 5046.3342 | 8794.9114 | -3748.5772 | 0 |  | -4628.0684 | -2869.0861 | -3243.9438 | -4253.2106 | -5132.7018 | 1
| 60700496 | 58640.8757 | 68917.7555 | -10276.8797 | 0 |  | -17168.6553 | -3385.1042 | -4412.7922 | -16140.9673 | -23032.7429 | 1
| 60700500 | 71732.1012 | 175816.0311 | -104083.9299 | 0 |  | -121665.5331 | -86502.3268 | -96910.7198 | -111257.1401 | -128838.7432 | 1
| 60700507 | 1079.2374 | 4716.5869 | -3637.3495 | 0 |  | -4109.0082 | -3165.6908 | -3529.4258 | -3745.2733 | -4216.932 | 1
| 60700516 | 19401.9637 | 35957.2334 | -16555.2696 | 0 |  | -20150.993 | -12959.5463 | -14615.0733 | -18495.466 | -22091.1893 | 1
| 60700559 | 2627.6529 | 5265.5897 | -2637.9368 | 0 |  | -3164.4958 | -2111.3778 | -2375.1715 | -2900.7021 | -3427.261 | 1
| 60700563 | 16694.8716 | 74245.7613 | -57550.8897 | 0 |  | -64975.4659 | -50126.3136 | -55881.4026 | -59220.3769 | -66644.953 | 1
| 60700577 | 6471.49 | 34550.6422 | -28079.1522 | 0 |  | -31534.2164 | -24624.088 | -27432.0032 | -28726.3012 | -32181.3654 | 1
| 60700602 | 62103.3989 | 150984.2072 | -88880.8083 | 0 |  | -103979.229 | -73782.3876 | -82670.4684 | -95091.1482 | -110189.5689 | 1
| 60700607 | 568862.5872 | 499385.5026 | 69477.0845 | 1 |  | 19538.5343 | 119415.6348 | 126363.3432 | 12590.8258 | -37347.7245 | 0
| 60700608 | 2168003.3409 | 1000110.1603 | 1167893.1805 | 1 |  | 1067882.1645 | 1267904.1966 | 1384693.5146 | 951092.8465 | 851081.8304 | 1
| 60700610 | 45643.9662 | 37730.6844 | 7913.2818 | 1 |  | 4140.2133 | 11686.3502 | 12477.6784 | 3348.8851 | -424.1833 | 0
| 60700638 | 37242.7441 | 53310.0905 | -16067.3464 | 0 |  | -21398.3555 | -10736.3374 | -12343.072 | -19791.6208 | -25122.6299 | 1
| 60700643 | 56736.0791 | 43410.2508 | 13325.8284 | 1 |  | 8984.8033 | 17666.8535 | 18999.4363 | 7652.2205 | 3311.1954 | 1
| 60700649 | 14006.4834 | 17915.579 | -3909.0956 | 0 |  | -5700.6535 | -2117.5377 | -2508.4472 | -5309.7439 | -7101.3018 | 1
| 60700681 | 18552.9641 | 30906.5349 | -12353.5709 | 0 |  | -15444.2243 | -9262.9174 | -10498.2744 | -14208.8673 | -17299.5207 | 1
| 60700687 | 297600.2787 | 204279.9476 | 93320.3311 | 1 |  | 72892.3363 | 113748.3258 | 123080.3589 | 63560.3032 | 43132.3084 | 1
| 60700729 | 178789.5381 | 127982.4122 | 50807.1258 | 1 |  | 38008.8846 | 63605.3671 | 68686.0796 | 32928.172 | 20129.9308 | 1
| 60700730 | 185202.7071 | 121959.8205 | 63242.8865 | 1 |  | 51046.9045 | 75438.8686 | 81763.1573 | 44722.6158 | 32526.6338 | 1
| 60700792 | 16165.1548 | 19703.5625 | -3538.4077 | 0 |  | -5508.7639 | -1568.0514 | -1921.8922 | -5154.9231 | -7125.2794 | 1
| 60700794 | 3168.4921 | 6125.7383 | -2957.2462 | 0 |  | -3569.82 | -2344.6723 | -2640.397 | -3274.0954 | -3886.6692 | 1
| 60700814 | 43240.9189 | 53665.0728 | -10424.1539 | 0 |  | -15790.6612 | -5057.6467 | -6100.0621 | -14748.2458 | -20114.7531 | 1
| 60700815 | 10137.386 | 22304.9982 | -12167.6122 | 0 |  | -14398.112 | -9937.1124 | -11153.8736 | -13181.3508 | -15411.8506 | 1
| 60700829 | 25595.6344 | 26477.2641 | -881.6297 | 0 |  | -3529.3561 | 1766.0967 | 1677.9337 | -3441.1932 | -6088.9196 | 1
| 60700832 | 45455.0498 | 127931.2939 | -82476.2441 | 0 |  | -95269.3735 | -69683.1147 | -77930.7391 | -87021.7491 | -99814.8784 | 1
| 60700834 | 82029.4973 | 83001.473 | -971.9757 | 0 |  | -9272.123 | 7328.1716 | 7230.9741 | -9174.9254 | -17475.0727 | 1
| 60701800 | 243.7856 | 1986.8003 | -1743.0148 | 0 |  | -1941.6948 | -1544.3347 | -1718.6362 | -1767.3933 | -1966.0733 | 1
| 60704120 | 244792.4399 | 155552.7065 | 89239.7334 | 1 |  | 73684.4628 | 104795.0041 | 113718.9774 | 64760.4894 | 49205.2188 | 1
| 60704383 | 5590.674 | 4703.9286 | 886.7454 | 1 |  | 416.3525 | 1357.1382 | 1445.8128 | 327.678 | -142.7149 | 0
| 60704434 | 5478.1485 | 12805.7812 | -7327.6326 | 0 |  | -8608.2107 | -6047.0545 | -6779.8178 | -7875.4475 | -9156.0256 | 1
| 60704436 | 479.8039 | 1547.0625 | -1067.2587 | 0 |  | -1221.9649 | -912.5524 | -1019.2783 | -1115.2391 | -1269.9453 | 1
| 60704536 | 84022.8931 | 76331.6577 | 7691.2354 | 1 |  | 58.0696 | 15324.4012 | 16093.5247 | -711.0539 | -8344.2197 | 0
| 60704539 | 180.5799 | 480.6489 | -300.069 | 0 |  | -348.1339 | -252.0041 | -282.011 | -318.127 | -366.1919 | 1
| 60704605 | 14825.0264 | 19699.5063 | -4874.4799 | 0 |  | -6844.4305 | -2904.5293 | -3391.9772 | -6356.9825 | -8326.9332 | 1
| 60704626 | 1333.4974 | 11282.9345 | -9949.4371 | 0 |  | -11077.7305 | -8821.1436 | -9816.0873 | -10082.7868 | -11211.0803 | 1
| 60705945 | 77638.369 | 50771.8293 | 26866.5397 | 1 |  | 21789.3568 | 31943.7226 | 34630.3766 | 19102.7028 | 14025.5199 | 1
| 60714531 | 5662.9565 | 21486.6126 | -15823.6561 | 0 |  | -17972.3174 | -13674.9949 | -15257.3605 | -16389.9518 | -18538.6131 | 1
| 60714538 | 591.3711 | 2319.3337 | -1727.9626 | 0 |  | -1959.896 | -1496.0293 | -1668.8255 | -1787.0997 | -2019.0331 | 1
| 60714548 | 1459.2296 | 5079.2622 | -3620.0326 | 0 |  | -4127.9588 | -3112.1064 | -3474.1096 | -3765.9556 | -4273.8818 | 1
| 60714957 | 7841.5114 | 33333.0277 | -25491.5162 | 0 |  | -28824.819 | -22158.2135 | -24707.3651 | -26275.6674 | -29608.9702 | 1
| 60714972 | 34715.1828 | 39445.9667 | -4730.7838 | 0 |  | -8675.3805 | -786.1872 | -1259.2656 | -8202.3021 | -12146.8988 | 1
| 60714979 | 3528.7176 | 5562.4906 | -2033.773 | 0 |  | -2590.022 | -1477.5239 | -1680.9012 | -2386.6447 | -2942.8938 | 1
| 60715067 | 341528.1114 | 413421.0298 | -71892.9183 | 0 |  | -113235.0213 | -30550.8153 | -37740.1072 | -106045.7295 | -147387.8324 | 1
| 60715070 | 48599.3485 | 49785.0334 | -1185.6849 | 0 |  | -6164.1882 | 3792.8184 | 3674.2499 | -6045.6198 | -11024.1231 | 1
| 60715145 | 797.6698 | 1351.1343 | -553.4645 | 0 |  | -688.5779 | -418.351 | -473.6975 | -633.2314 | -768.3449 | 1
| 60715148 | 4483.5912 | 7668.719 | -3185.1278 | 0 |  | -3951.9997 | -2418.2559 | -2736.7687 | -3633.487 | -4400.3589 | 1
| 60715448 | 19820.4052 | 91343.1913 | -71522.7862 | 0 |  | -80657.1053 | -62388.467 | -69540.7456 | -73504.8267 | -82639.1458 | 1
| 60715771 | 580.0783 | 2995.6106 | -2415.5323 | 0 |  | -2715.0933 | -2115.9712 | -2357.5244 | -2473.5401 | -2773.1011 | 1
| 60715972 | 1269.679 | 9459.5911 | -8189.9122 | 0 |  | -9135.8713 | -7243.9531 | -8062.9443 | -8316.8801 | -9262.8392 | 1
| 60715989 | 21884.8117 | 38126.155 | -16241.3433 | 0 |  | -20053.9588 | -12428.7278 | -14052.8622 | -18429.8245 | -22242.44 | 1
| 60716151 | 3753.1088 | 18320.9407 | -14567.8319 | 0 |  | -16399.926 | -12735.7379 | -14192.5211 | -14943.1428 | -16775.2369 | 1
| 60716289 | 77.4616 | 2028.5614 | -1951.0998 | 0 |  | -2153.9559 | -1748.2437 | -1943.3536 | -1958.846 | -2161.7021 | 1
| 60716302 | 275295.4175 | 159371.3589 | 115924.0586 | 1 |  | 99986.9227 | 131861.1945 | 143453.6004 | 88394.5169 | 72457.381 | 1
| 60716338 | 30900.9593 | 18195.4586 | 12705.5007 | 1 |  | 10885.9549 | 14525.0466 | 15795.5967 | 9615.4048 | 7795.8589 | 1
| 60716373 | 3619.7212 | 2593.2973 | 1026.4239 | 1 |  | 767.0942 | 1285.7536 | 1388.396 | 664.4518 | 405.1221 | 1
| 60716375 | 27779.6972 | 17723.2496 | 10056.4477 | 1 |  | 8284.1227 | 11828.7726 | 12834.4174 | 7278.4779 | 5506.153 | 1
| 60716956 | 264.4529 | 3128.7977 | -2864.3449 | 0 |  | -3177.2246 | -2551.4651 | -2837.8996 | -2890.7902 | -3203.6699 | 1
| 60716957 | 39183.8196 | 40352.4518 | -1168.6322 | 0 |  | -5203.8774 | 2866.613 | 2749.7498 | -5087.0141 | -9122.2593 | 1
| 60716965 | 255353.9956 | 189026.1643 | 66327.8313 | 1 |  | 47425.2149 | 85230.4478 | 91863.2309 | 40792.4318 | 21889.8153 | 1
| 60716967 | 1300.6208 | 7833.8271 | -6533.2063 | 0 |  | -7316.589 | -5749.8236 | -6403.1442 | -6663.2684 | -7446.6511 | 1
| 60716969 | 165.4139 | 2194.8365 | -2029.4226 | 0 |  | -2248.9062 | -1809.9389 | -2012.8812 | -2045.9639 | -2265.4476 | 1
| 60716977 | 296.564 | 3401.226 | -3104.662 | 0 |  | -3444.7846 | -2764.5394 | -3075.0056 | -3134.3184 | -3474.441 | 1
| 60716998 | 278.1389 | 1800.6588 | -1522.5199 | 0 |  | -1702.5858 | -1342.454 | -1494.706 | -1550.3338 | -1730.3997 | 1
| 60716999 | 200.2422 | 2542.1138 | -2341.8715 | 0 |  | -2596.0829 | -2087.6602 | -2321.8473 | -2361.8958 | -2616.1071 | 1
| 60717012 | 9421.5854 | 23367.7438 | -13946.1584 | 0 |  | -16282.9328 | -11609.384 | -13003.9999 | -14888.3169 | -17225.0913 | 1
| 60717019 | 44661.1843 | 76051.5244 | -31390.34 | 0 |  | -38995.4925 | -23785.1876 | -26924.2216 | -35856.4585 | -43461.6109 | 1
| 60717022 | 83500.4516 | 101728.5796 | -18228.1279 | 0 |  | -28400.9859 | -8055.27 | -9878.0827 | -26578.1731 | -36751.031 | 1
| 60717024 | 41081.1332 | 56004.6541 | -14923.5208 | 0 |  | -20523.9862 | -9323.0554 | -10815.4075 | -19031.6342 | -24632.0996 | 1
| 60717052 | 25181.6663 | 42320.498 | -17138.8317 | 0 |  | -21370.8815 | -12906.7819 | -14620.6651 | -19656.9983 | -23889.0481 | 1
| 60717382 | 184129.1966 | 133978.0363 | 50151.1603 | 1 |  | 36753.3567 | 63548.964 | 68564.08 | 31738.2407 | 18340.4371 | 1
| 60717401 | 5572.6015 | 22277.4802 | -16704.8788 | 0 |  | -18932.6268 | -14477.1307 | -16147.6186 | -17262.1389 | -19489.8869 | 1
| 60717536 | 21465.5416 | 40120.1579 | -18654.6163 | 0 |  | -22666.6321 | -14642.6005 | -16508.0622 | -20801.1705 | -24813.1863 | 1
| 60723037 | 2572.5815 | 10592.5281 | -8019.9466 | 0 |  | -9079.1994 | -6960.6938 | -7762.6885 | -8277.2048 | -9336.4576 | 1
| 60723102 | 857.7973 | 8692.9394 | -7835.142 | 0 |  | -8704.436 | -6965.8481 | -7749.3623 | -7920.9218 | -8790.2157 | 1
| 60723117 | 13741.7433 | 32236.7984 | -18495.0551 | 0 |  | -21718.735 | -15271.3753 | -17120.8808 | -19869.2294 | -23092.9093 | 1
| 60723192 | 59800.1388 | 174686.8096 | -114886.6708 | 0 |  | -132355.3518 | -97417.9899 | -108906.6569 | -120866.6847 | -138335.3657 | 1
| 60723213 | 46074.4055 | 53896.2241 | -7821.8186 | 0 |  | -13211.4411 | -2432.1962 | -3214.3781 | -12429.2592 | -17818.8816 | 1
| 60725090 | 9912.3445 | 8923.6928 | 988.6517 | 1 |  | 96.2824 | 1881.021 | 1979.8861 | -2.5828 | -894.952 | 0
| 60725092 | 25377.0427 | 22442.7034 | 2934.3392 | 1 |  | 690.0689 | 5178.6096 | 5472.0435 | 396.635 | -1847.6354 | 0
| 60725219 | 4104.9955 | 3181.082 | 923.9135 | 1 |  | 605.8053 | 1242.0217 | 1334.413 | 513.4139 | 195.3058 | 1
| 60725220 | 3342.6946 | 2602.6534 | 740.0412 | 1 |  | 479.7758 | 1000.3065 | 1074.3106 | 405.7717 | 145.5064 | 1
| 60725230 | 73671.6299 | 43059.6318 | 30611.9982 | 1 |  | 26306.035 | 34917.9614 | 37979.1612 | 23244.8352 | 18938.872 | 1
| 60725235 | 37998.676 | 10117.2716 | 27881.4045 | 1 |  | 26869.6773 | 28893.1316 | 31681.2721 | 24081.5369 | 23069.8097 | 1
| 60725967 | 13303848.2013 | 1150515.8923 | 12153332.309 | 1 |  | 12038280.7198 | 12268383.8982 | 13483717.1291 | 10822947.4889 | 10707895.8996 | 1
| 60725976 | 296.7595 | 3326.3771 | -3029.6175 | 0 |  | -3362.2552 | -2696.9798 | -2999.9416 | -3059.2935 | -3391.9312 | 1
| 60734578 | 37055.4641 | 46894.4482 | -9838.9841 | 0 |  | -14528.4289 | -5149.5392 | -6133.4377 | -13544.5305 | -18233.9753 | 1
| 60734579 | 2497.4913 | 10404.6796 | -7907.1883 | 0 |  | -8947.6562 | -6866.7203 | -7657.4392 | -8156.9374 | -9197.4054 | 1
| 60735770 | 426034.0528 | 373480.6199 | 52553.4329 | 1 |  | 15205.3709 | 89901.4949 | 95156.8382 | 9950.0276 | -27398.0344 | 0
| 60735779 | 14182.3229 | 29091.4899 | -14909.167 | 0 |  | -17818.3159 | -12000.018 | -13490.9347 | -16327.3993 | -19236.5482 | 1
| 60735802 | 2386.7476 | 3303.2619 | -916.5143 | 0 |  | -1246.8405 | -586.1881 | -677.8395 | -1155.189 | -1485.5152 | 1
| 60735804 | 12864.0617 | 14726.5383 | -1862.4765 | 0 |  | -3335.1303 | -389.8227 | -576.0703 | -3148.8827 | -4621.5365 | 1
| 60735847 | 14330.2799 | 33195.5259 | -18865.246 | 0 |  | -22184.7986 | -15545.6934 | -17432.218 | -20298.274 | -23617.8266 | 1
| 60735868 | 76199.3229 | 49797.6917 | 26401.6312 | 1 |  | 21421.862 | 31381.4004 | 34021.5635 | 18781.6989 | 13801.9297 | 1
| 60735903 | 16366.3694 | 32812.4752 | -16446.1058 | 0 |  | -19727.3533 | -13164.8583 | -14809.4689 | -18082.7428 | -21363.9903 | 1
| 60735966 | 65021.6233 | 72338.2441 | -7316.6208 | 0 |  | -14550.4452 | -82.7964 | -814.4585 | -13818.7831 | -21052.6075 | 1
| 60735967 | 178525.8187 | 124829.3986 | 53696.4201 | 1 |  | 41213.4802 | 66179.3599 | 71549.0019 | 35843.8382 | 23360.8983 | 1
| 60735970 | 1175.7798 | 6501.1819 | -5325.4021 | 0 |  | -5975.5203 | -4675.2839 | -5207.8241 | -5442.9801 | -6093.0982 | 1
| 60736194 | 8973.113 | 2284.5452 | 6688.5678 | 1 |  | 6460.1133 | 6917.0224 | 7585.8791 | 5791.2565 | 5562.802 | 1
| 60736195 | 97709.916 | 23444.2438 | 74265.6722 | 1 |  | 71921.2478 | 76610.0965 | 84036.6638 | 64494.6806 | 62150.2562 | 1
| 60736197 | 16758.5895 | 4242.7268 | 12515.8627 | 1 |  | 12091.59 | 12940.1354 | 14191.7217 | 10840.0038 | 10415.7311 | 1
| 60736225 | 32245.7825 | 30516.3724 | 1729.4101 | 1 |  | -1322.2272 | 4781.0473 | 4953.9883 | -1495.1682 | -4546.8054 | 0
| 60736231 | 303.9919 | 3323.6253 | -3019.6333 | 0 |  | -3351.9959 | -2687.2708 | -2989.2341 | -3050.0325 | -3382.395 | 1
| 60736237 | 235270.7551 | 303338.507 | -68067.7519 | 0 |  | -98401.6026 | -37733.9012 | -44540.6764 | -91594.8274 | -121928.6781 | 1
| 60736602 | 17590.9625 | 68674.7879 | -51083.8253 | 0 |  | -57951.3041 | -44216.3466 | -49324.7291 | -52842.9216 | -59710.4004 | 1
| 60737375 | 3957.406 | 39582.4179 | -35625.0119 | 0 |  | -39583.2536 | -31666.7701 | -35229.2712 | -36020.7525 | -39978.9942 | 1
| 60739399 | 2759.0723 | 8522.8781 | -5763.8058 | 0 |  | -6616.0936 | -4911.518 | -5487.8986 | -6039.713 | -6892.0008 | 1
| 60739603 | 6430866.2366 | 792578.6787 | 5638287.5579 | 1 |  | 5559029.69 | 5717545.4258 | 6281374.1816 | 4995200.9342 | 4915943.0664 | 1
| 60739607 | 35.3965 | 1265.8285 | -1230.432 | 0 |  | -1357.0148 | -1103.8492 | -1226.8924 | -1233.9716 | -1360.5545 | 1
| 60739675 | 2836089.0121 | 510172.3488 | 2325916.6633 | 1 |  | 2274899.4285 | 2376933.8982 | 2609525.5646 | 2042307.7621 | 1991290.5273 | 1
| 60739714 | 36849.0621 | 38513.1061 | -1664.044 | 0 |  | -5515.3546 | 2187.2666 | 2020.8622 | -5348.9502 | -9200.2608 | 1
| 60739726 | 2485.9248 | 16721.7595 | -14235.8347 | 0 |  | -15908.0106 | -12563.6587 | -13987.2422 | -14484.4272 | -16156.6031 | 1
| 60739727 | 12158.4584 | 46130.1347 | -33971.6763 | 0 |  | -38584.6898 | -29358.6629 | -32755.8305 | -35187.5222 | -39800.5356 | 1
| 60739739 | 54628.7611 | 49472.4288 | 5156.3323 | 1 |  | 209.0894 | 10103.5752 | 10619.2084 | -306.5438 | -5253.7867 | 0
| 60739770 | 6439.4143 | 19869.6543 | -13430.2401 | 0 |  | -15417.2055 | -11443.2747 | -12786.2987 | -14074.1815 | -16061.1469 | 1
| 60739773 | 707.753 | 1518.9942 | -811.2412 | 0 |  | -963.1406 | -659.3418 | -740.4659 | -882.0165 | -1033.9159 | 1
| 60739782 | 3182.3892 | 6183.2969 | -3000.9077 | 0 |  | -3619.2374 | -2382.578 | -2682.6688 | -3319.1466 | -3937.4763 | 1
| 60739802 | 18188.4212 | 24074.4063 | -5885.9851 | 0 |  | -8293.4257 | -3478.5445 | -4067.143 | -7704.8272 | -10112.2678 | 1
| 60739804 | 6462.2121 | 10687.4447 | -4225.2326 | 0 |  | -5293.9771 | -3156.4881 | -3579.0114 | -4871.4538 | -5940.1983 | 1
| 60739900 | 2384.5136 | 16164.8831 | -13780.3696 | 0 |  | -15396.8579 | -12163.8813 | -13541.9182 | -14018.8209 | -15635.3093 | 1
| 60739972 | 10659.8467 | 27434.9057 | -16775.0589 | 0 |  | -19518.5495 | -14031.5684 | -15709.0743 | -17841.0436 | -20584.5342 | 1
| 60739973 | 204.1571 | 3137.0531 | -2932.896 | 0 |  | -3246.6014 | -2619.1907 | -2912.4803 | -2953.3118 | -3267.0171 | 1
| 60739975 | 2545894.0874 | 506831.6624 | 2039062.4251 | 1 |  | 1988379.2588 | 2089745.5913 | 2293651.8338 | 1784473.0163 | 1733789.8501 | 1
| 60740008 | 523.0044 | 6024.2428 | -5501.2384 | 0 |  | -6103.6626 | -4898.8141 | -5448.9379 | -5553.5388 | -6155.9631 | 1
| 60740039 | 3241.0894 | 15173.9811 | -11932.8917 | 0 |  | -13450.2898 | -10415.4936 | -11608.7827 | -12257.0006 | -13774.3987 | 1
| 60740106 | 26578.2801 | 31620.395 | -5042.1149 | 0 |  | -8204.1544 | -1880.0754 | -2384.2869 | -7699.9429 | -10861.9824 | 1
| 60744159 | 243840.0712 | 138423.2956 | 105416.7756 | 1 |  | 91574.446 | 119259.1051 | 129800.7827 | 81032.7684 | 67190.4389 | 1
| 60744162 | 30147.5269 | 36257.1797 | -6109.6528 | 0 |  | -9735.3708 | -2483.9348 | -3094.9001 | -9124.4055 | -12750.1235 | 1
| 60744885 | 57.3234 | 604.3602 | -547.0368 | 0 |  | -607.4729 | -486.6008 | -541.3045 | -552.7692 | -613.2052 | 1
| 60744892 | 2927.2285 | 15500.3447 | -12573.1162 | 0 |  | -14123.1507 | -11023.0817 | -12280.3934 | -12865.8391 | -14415.8735 | 1
| 60744893 | 24159.088 | 116320.8638 | -92161.7758 | 0 |  | -103793.8622 | -80529.6894 | -89745.867 | -94577.6846 | -106209.771 | 1
| 60744895 | 66.5098 | 542.251 | -475.7413 | 0 |  | -529.9664 | -421.5162 | -469.0903 | -482.3923 | -536.6174 | 1
| 60744902 | 848942.2877 | 292379.9575 | 556562.3302 | 1 |  | 527324.3345 | 585800.326 | 641456.559 | 471668.1014 | 442430.1057 | 1
| 60744964 | 36.3486 | 324.7422 | -288.3936 | 0 |  | -320.8679 | -255.9194 | -284.7588 | -292.0285 | -324.5027 | 1
| 60744966 | 2207.6697 | 13167.3678 | -10959.6981 | 0 |  | -12276.4349 | -9642.9614 | -10738.9312 | -11180.4651 | -12497.2019 | 1
| 60744968 | 188373.078 | 343318.6938 | -154945.6157 | 0 |  | -189277.4851 | -120613.7463 | -136108.3079 | -173782.9235 | -208114.7929 | 1
| 60744973 | 17677.3708 | 40408.5467 | -22731.1759 | 0 |  | -26772.0306 | -18690.3212 | -20963.4388 | -24498.913 | -28539.7676 | 1
| 60744975 | 1411188.6051 | 373626.3318 | 1037562.2732 | 1 |  | 1000199.64 | 1074924.9064 | 1178681.1337 | 896443.4127 | 859080.7795 | 1
| 60744977 | 683.5922 | 6678.621 | -5995.0288 | 0 |  | -6662.8909 | -5327.1667 | -5926.6696 | -6063.3881 | -6731.2502 | 1
| 60744980 | 339429.316 | 174954.0043 | 164475.3117 | 1 |  | 146979.9113 | 181970.7122 | 198418.2433 | 130532.3801 | 113036.9797 | 1
| 60744986 | 8300.0841 | 25335.2815 | -17035.1974 | 0 |  | -19568.7256 | -14501.6693 | -16205.189 | -17865.2058 | -20398.734 | 1
| 60745426 | 1228.5534 | 6799.7003 | -5571.1469 | 0 |  | -6251.1169 | -4891.1769 | -5448.2916 | -5694.0022 | -6373.9723 | 1
| 60745437 | 153.5002 | 248.2125 | -94.7123 | 0 |  | -119.5335 | -69.891 | -79.3623 | -110.0623 | -134.8835 | 1
| 60745439 | 543.1483 | 695.1049 | -151.9566 | 0 |  | -221.4671 | -82.4461 | -97.6418 | -206.2714 | -275.7819 | 1
| 60746146 | 4165.7772 | 15898.8055 | -11733.0283 | 0 |  | -13322.9088 | -10143.1477 | -11316.4505 | -12149.606 | -13739.4865 | 1
| 60746158 | 7437.5479 | 18940.096 | -11502.5481 | 0 |  | -13396.5577 | -9608.5385 | -10758.7933 | -12246.3029 | -14140.3125 | 1
| 60746160 | 369.6215 | 1996.1564 | -1626.535 | 0 |  | -1826.1506 | -1426.9193 | -1589.5728 | -1663.4971 | -1863.1128 | 1
| 60746175 | 463624.2931 | 191872.0769 | 271752.2163 | 1 |  | 252565.0086 | 290939.4239 | 318114.6456 | 225389.7869 | 206202.5792 | 1
| 60746178 | 121519.7304 | 236948.6801 | -115428.9496 | 0 |  | -139123.8176 | -91734.0816 | -103276.9766 | -127580.9227 | -151275.7907 | 1
| 60746179 | 12066.8562 | 71096.7581 | -59029.9019 | 0 |  | -66139.5777 | -51920.2261 | -57823.2163 | -60236.5875 | -67346.2633 | 1
| 60748511 | 4996.5771 | 6765.578 | -1769.0009 | 0 |  | -2445.5587 | -1092.4431 | -1269.3431 | -2268.6586 | -2945.2164 | 1
| 60748548 | 279289.3387 | 360710.0308 | -81420.692 | 0 |  | -117491.6951 | -45349.689 | -53491.7582 | -109349.6259 | -145420.629 | 1
| 60748564 | 164711.7692 | 93065.91 | 71645.8592 | 1 |  | 62339.2682 | 80952.4502 | 88117.0361 | 55174.6823 | 45868.0913 | 1
| 60748579 | 11628.5925 | 17342.9507 | -5714.3582 | 0 |  | -7448.6532 | -3980.0631 | -4551.4989 | -6877.2174 | -8611.5125 | 1
| 60748725 | 63126.5695 | 70599.6562 | -7473.0867 | 0 |  | -14533.0523 | -413.1211 | -1160.4297 | -13785.7437 | -20845.7093 | 1
| 60748727 | 13378.4478 | 30863.6497 | -17485.2019 | 0 |  | -20571.5668 | -14398.8369 | -16147.3571 | -18823.0467 | -21909.4116 | 1
| 60751848 | 13971.0501 | 29551.591 | -15580.5409 | 0 |  | -18535.7 | -12625.3818 | -14183.4359 | -16977.6459 | -19932.805 | 1
| 60752022 | 12828.2171 | 4637.8854 | 8190.3317 | 1 |  | 7726.5431 | 8654.1202 | 9473.1534 | 6907.5099 | 6443.7214 | 1
| 60752030 | 121.432 | 2379.2071 | -2257.7751 | 0 |  | -2495.6958 | -2019.8544 | -2245.6319 | -2269.9183 | -2507.839 | 1
| 60752048 | 196.0563 | 3682.4601 | -3486.4038 | 0 |  | -3854.6498 | -3118.1578 | -3466.7981 | -3506.0094 | -3874.2554 | 1
| 60752050 | 282.1397 | 4545.9753 | -4263.8356 | 0 |  | -4718.4331 | -3809.238 | -4235.6216 | -4292.0495 | -4746.6471 | 1
| 60752204 | 12397.8643 | 32515.831 | -20117.9667 | 0 |  | -23369.5498 | -16866.3836 | -18878.1803 | -21357.7531 | -24609.3363 | 1
| 60752239 | 11710.2632 | 28588.4606 | -16878.1975 | 0 |  | -19737.0435 | -14019.3514 | -15707.1712 | -18049.2238 | -20908.0699 | 1
| 60752673 | 1520.565 | 4978.8735 | -3458.3085 | 0 |  | -3956.1959 | -2960.4212 | -3306.252 | -3610.365 | -4108.2524 | 1
| 60755833 | 141.3302 | 1455.7027 | -1314.3725 | 0 |  | -1459.9428 | -1168.8022 | -1300.2395 | -1328.5055 | -1474.0758 | 1
| 60755860 | 77990.2941 | 79319.5633 | -1329.2692 | 0 |  | -9261.2255 | 6602.6872 | 6469.7602 | -9128.2986 | -17060.2549 | 1
| 60755872 | 100565.4714 | 180308.609 | -79743.1376 | 0 |  | -97773.9985 | -61712.2767 | -69686.5904 | -89799.6847 | -107830.5456 | 1
| 60755874 | 14585.3696 | 33356.7814 | -18771.4119 | 0 |  | -22107.09 | -15435.7337 | -17312.8749 | -20229.9488 | -23565.627 | 1
| 60755875 | 122.4281 | 1285.0911 | -1162.663 | 0 |  | -1291.1721 | -1034.1539 | -1150.4202 | -1174.9058 | -1303.4149 | 1
| 60755878 | 251.7302 | 2358.8438 | -2107.1136 | 0 |  | -2342.998 | -1871.2292 | -2081.9406 | -2132.2866 | -2368.171 | 1
| 60755882 | 78030.6544 | 79341.0273 | -1310.3729 | 0 |  | -9244.4757 | 6623.7298 | 6492.6925 | -9113.4384 | -17047.5411 | 1
| 60755889 | 787.3109 | 5456.271 | -4668.9601 | 0 |  | -5214.5872 | -4123.333 | -4590.229 | -4747.6912 | -5293.3183 | 1
| 60755909 | 6503.7225 | 18659.9626 | -12156.2401 | 0 |  | -14022.2364 | -10290.2439 | -11505.8679 | -12806.6124 | -14672.6086 | 1
| 60755967 | 35377.6032 | 50778.9839 | -15401.3808 | 0 |  | -20479.2792 | -10323.4824 | -11863.6205 | -18939.1411 | -24017.0395 | 1
| 60756432 | 7647.6356 | 44996.4936 | -37348.858 | 0 |  | -41848.5074 | -32849.2086 | -36584.0944 | -38113.6216 | -42613.2709 | 1
| 60756445 | 1304.7145 | 15709.6588 | -14404.9443 | 0 |  | -15975.9102 | -12833.9784 | -14274.4728 | -14535.4158 | -16106.3816 | 1
| 60758903 | 72949.6137 | 31803.949 | 41145.6647 | 1 |  | 37965.2698 | 44326.0596 | 48440.6261 | 33850.7034 | 30670.3085 | 1
| 60758917 | 191776.485 | 101579.9823 | 90196.5027 | 1 |  | 80038.5044 | 100354.5009 | 109374.1511 | 71018.8542 | 60860.8559 | 1
| 60758933 | 85195.9235 | 81880.9396 | 3314.9839 | 1 |  | -4873.11 | 11503.0779 | 11834.5763 | -5204.6084 | -13392.7024 | 0
| 60758937 | 362172.9533 | 170667.2487 | 191505.7046 | 1 |  | 174438.9798 | 208572.4295 | 227723 | 155288.4093 | 138221.6844 | 1
| 60758938 | 101.2423 | 1926.8111 | -1825.5688 | 0 |  | -2018.2499 | -1632.8877 | -1815.4446 | -1835.693 | -2028.3741 | 1
| 60758939 | 19332.6528 | 42675.4803 | -23342.8275 | 0 |  | -27610.3755 | -19075.2795 | -21409.5622 | -25276.0928 | -29543.6408 | 1
| 60759218 | 36176.3034 | 19601.1457 | 16575.1577 | 1 |  | 14615.0431 | 18535.2723 | 20192.788 | 12957.5274 | 10997.4128 | 1
| 60759715 | 5733.5148 | 42921.4662 | -37187.9514 | 0 |  | -41480.098 | -32895.8047 | -36614.5999 | -37761.3028 | -42053.4495 | 1
| 60759716 | 5579.7781 | 27955.5464 | -22375.7683 | 0 |  | -25171.3229 | -19580.2136 | -21817.7905 | -22933.7461 | -25729.3007 | 1
| 60759719 | 37573.4535 | 109653.8163 | -72080.3628 | 0 |  | -83045.7445 | -61114.9812 | -68323.0175 | -75837.7082 | -86803.0898 | 1
| 60759746 | 14394.4578 | 36546.1188 | -22151.661 | 0 |  | -25806.2729 | -18497.0492 | -20712.2153 | -23591.1068 | -27245.7187 | 1
| 60759862 | 338.7657 | 5606.5194 | -5267.7537 | 0 |  | -5828.4056 | -4707.1017 | -5233.8771 | -5301.6302 | -5862.2822 | 1
| 60760234 | 2062.6583 | 6215.4797 | -4152.8214 | 0 |  | -4774.3694 | -3531.2734 | -3946.5556 | -4359.0872 | -4980.6352 | 1
| 60760236 | 353.0087 | 1562.1089 | -1209.1002 | 0 |  | -1365.3111 | -1052.8893 | -1173.7993 | -1244.4011 | -1400.612 | 1
| 60760237 | 36979.5925 | 36346.5373 | 633.0552 | 1 |  | -3001.5985 | 4267.7089 | 4331.0145 | -3064.904 | -6699.5578 | 0
| 60760238 | 24963.5907 | 48041.4923 | -23077.9016 | 0 |  | -27882.0508 | -18273.7523 | -20581.5425 | -25574.2606 | -30378.4099 | 1
| 60760239 | 462768.492 | 214230.4601 | 248538.032 | 1 |  | 227114.986 | 269961.078 | 294814.8812 | 202261.1828 | 180838.1368 | 1
| 60760274 | 6349.7507 | 16489.3497 | -10139.5991 | 0 |  | -11788.534 | -8490.6641 | -9504.624 | -10774.5741 | -12423.5091 | 1
| 60762386 | 24486.8858 | 54508.775 | -30021.8893 | 0 |  | -35472.7668 | -24571.0118 | -27573.2007 | -32470.5778 | -37921.4553 | 1
| 60762388 | 76574.4163 | 78405.9653 | -1831.549 | 0 |  | -9672.1455 | 6009.0475 | 5825.8926 | -9488.9906 | -17329.5872 | 1
| 60762887 | 724.716 | 1465.2693 | -740.5533 | 0 |  | -887.0803 | -594.0264 | -668.0817 | -813.0249 | -959.5518 | 1
| 60762915 | 2410.8099 | 13089.2167 | -10678.4068 | 0 |  | -11987.3284 | -9369.4851 | -10437.3258 | -10919.4878 | -12228.4094 | 1
| 60762916 | 226362.4513 | 146855.9146 | 79506.5367 | 1 |  | 64820.9452 | 94192.1281 | 102142.7818 | 56870.2916 | 42184.7001 | 1
| 60762931 | 7175.3591 | 10290.0945 | -3114.7354 | 0 |  | -4143.7448 | -2085.7259 | -2397.1994 | -3832.2713 | -4861.2807 | 1
| 60762937 | 154917.0895 | 73145.5843 | 81771.5052 | 1 |  | 74456.9468 | 89086.0636 | 97263.2141 | 66279.7962 | 58965.2378 | 1
| 60763575 | 6994.1058 | 23668.2404 | -16674.1347 | 0 |  | -19040.9587 | -14307.3106 | -15974.7241 | -17373.5452 | -19740.3693 | 1
| 60763594 | 2133.0375 | 10682.4915 | -8549.454 | 0 |  | -9617.7031 | -7481.2048 | -8336.1502 | -8762.7577 | -9831.0069 | 1
| 60763596 | 32643.7331 | 33923.2658 | -1279.5327 | 0 |  | -4671.8593 | 2112.7939 | 1984.8406 | -4543.906 | -7936.2326 | 1
| 60763597 | 212138.609 | 141908.1764 | 70230.4326 | 1 |  | 56039.615 | 84421.2502 | 91444.2935 | 49016.5717 | 34825.7541 | 1
| 60763598 | 9366.3045 | 15300.6564 | -5934.3518 | 0 |  | -7464.4175 | -4404.2862 | -4997.7214 | -6870.9823 | -8401.0479 | 1
| 60763619 | 2901.2158 | 15654.9959 | -12753.7801 | 0 |  | -14319.2797 | -11188.2805 | -12463.6585 | -13043.9017 | -14609.4013 | 1
| 60763622 | 346311.0913 | 181510.4454 | 164800.6459 | 1 |  | 146649.6014 | 182951.6905 | 199431.755 | 130169.5368 | 112018.4922 | 1
| 60763624 | 15029.2805 | 36598.9534 | -21569.6729 | 0 |  | -25229.5682 | -17909.7775 | -20066.7448 | -23072.6009 | -26732.4963 | 1
| 60766132 | 656.4836 | 1968.9873 | -1312.5037 | 0 |  | -1509.4024 | -1115.605 | -1246.8553 | -1378.1521 | -1575.0508 | 1
| 60766139 | 3397.3879 | 12023.169 | -8625.781 | 0 |  | -9828.0979 | -7423.4641 | -8286.0422 | -8965.5198 | -10167.8367 | 1
| 60766161 | 143009.5377 | 136766.7114 | 6242.8263 | 1 |  | -7433.8448 | 19919.4974 | 20543.7801 | -8058.1275 | -21734.7986 | 0
| 60766172 | 135013.6896 | 103236.0161 | 31777.6735 | 1 |  | 21454.0719 | 42101.2751 | 45279.0424 | 18276.3045 | 7952.7029 | 1
| 60766236 | 15525.0037 | 33179.0151 | -17654.0114 | 0 |  | -20971.9129 | -14336.1099 | -16101.511 | -19206.5117 | -22524.4132 | 1
| 60766238 | 15682.6572 | 33361.1843 | -17678.5271 | 0 |  | -21014.6455 | -14342.4087 | -16110.2614 | -19246.7928 | -22582.9112 | 1
| 60766247 | 2684.8987 | 15183.3372 | -12498.4386 | 0 |  | -14016.7723 | -10980.1049 | -12229.9487 | -12766.9284 | -14285.2622 | 1
| 60766253 | 8219.7016 | 23395.2618 | -15175.5602 | 0 |  | -17515.0864 | -12836.0341 | -14353.5901 | -15997.5304 | -18337.0566 | 1
| 60766264 | 128656.1572 | 103236.0161 | 25420.1411 | 1 |  | 15096.5394 | 35743.7427 | 38285.7568 | 12554.5253 | 2230.9237 | 1
| 60766295 | 26332.6771 | 44063.4888 | -17730.8117 | 0 |  | -22137.1606 | -13324.4628 | -15097.544 | -20364.0794 | -24770.4283 | 1
| 60766296 | 173.3544 | 794.4903 | -621.1359 | 0 |  | -700.5849 | -541.6869 | -603.8004 | -638.4713 | -717.9204 | 1
| 60766321 | 363141.6679 | 448400.3784 | -85258.7105 | 0 |  | -130098.7483 | -40418.6727 | -48944.5437 | -121572.8773 | -166412.9151 | 1
| 60766329 | 247.2647 | 2229.5092 | -1982.2445 | 0 |  | -2205.1954 | -1759.2936 | -1957.518 | -2006.971 | -2229.9219 | 1
| 60766330 | 2656.9711 | 12023.169 | -9366.1979 | 0 |  | -10568.5148 | -8163.881 | -9100.5008 | -9631.895 | -10834.2119 | 1
| 60766344 | 916.8039 | 4432.6011 | -3515.7972 | 0 |  | -3959.0573 | -3072.5371 | -3424.1168 | -3607.4776 | -4050.7377 | 1
| 60766355 | 252576.6905 | 93504.2083 | 159072.4822 | 1 |  | 149722.0613 | 168422.903 | 184330.1512 | 133814.8131 | 124464.3923 | 1
| 60766527 | 31729.1234 | 33773.6968 | -2044.5734 | 0 |  | -5421.9431 | 1332.7963 | 1128.3389 | -5217.4857 | -8594.8554 | 1
| 60766534 | 82145.1623 | 65192.062 | 16953.1004 | 1 |  | 10433.8942 | 23472.3066 | 25167.6166 | 8738.5841 | 2219.3779 | 1
| 60766858 | 8402.5092 | 23391.4093 | -14988.9001 | 0 |  | -17328.041 | -12649.7592 | -14148.6492 | -15829.151 | -18168.292 | 1
| 60766907 | 8155.3249 | 23292.8948 | -15137.5699 | 0 |  | -17466.8594 | -12808.2804 | -14322.0374 | -15953.1024 | -18282.3919 | 1
| 60766918 | 56174.437 | 52842.2247 | 3332.2123 | 1 |  | -1952.0102 | 8616.4348 | 8949.656 | -2285.2314 | -7569.4539 | 0
| 60766924 | 564.9587 | 5243.832 | -4678.8733 | 0 |  | -5203.2565 | -4154.4901 | -4622.3774 | -4735.3692 | -5259.7524 | 1
| 60766928 | 3478.3157 | 14309.3652 | -10831.0495 | 0 |  | -12261.986 | -9400.113 | -10483.2179 | -11178.8811 | -12609.8176 | 1
| 60766937 | 3343.2677 | 13979.6995 | -10636.4318 | 0 |  | -12034.4017 | -9238.4618 | -10302.105 | -10970.7585 | -12368.7285 | 1
| 60766991 | 896.66 | 1856.365 | -959.7049 | 0 |  | -1145.3414 | -774.0685 | -870.0389 | -1049.3709 | -1235.0074 | 1
| 60766992 | 4673.5701 | 8511.8709 | -3838.3008 | 0 |  | -4689.4878 | -2987.1137 | -3370.9437 | -4305.6578 | -5156.8449 | 1
| 60767003 | 5993.6452 | 17238.9326 | -11245.2874 | 0 |  | -12969.1807 | -9521.3942 | -10645.9229 | -11844.6519 | -13568.5452 | 1
| 60767101 | 12458.0637 | 24458.336 | -12000.2723 | 0 |  | -14446.1059 | -9554.4387 | -10754.4659 | -13246.0786 | -15691.9122 | 1
| 60767108 | 56902.9563 | 55326.8449 | 1576.1114 | 1 |  | -3956.573 | 7108.7959 | 7266.4071 | -4114.1842 | -9646.8687 | 0
| 60767110 | 113.3611 | 988.6765 | -875.3154 | 0 |  | -974.183 | -776.4477 | -863.9793 | -886.6515 | -985.5192 | 1
| 60767119 | 101.8014 | 673.0606 | -571.2591 | 0 |  | -638.5652 | -503.9531 | -561.079 | -581.4393 | -648.7453 | 1
| 60767274 | 2816.7938 | 12188.3534 | -9371.5596 | 0 |  | -10590.395 | -8152.7243 | -9089.8803 | -9653.239 | -10872.0744 | 1
| 60767605 | 31458.6375 | 39265.6681 | -7807.0306 | 0 |  | -11733.5974 | -3880.4638 | -4661.1669 | -10952.8944 | -14879.4612 | 1
| 60767609 | 933357.8183 | 329110.9973 | 604246.821 | 1 |  | 571335.7213 | 637157.9207 | 697582.6028 | 510911.0392 | 477999.9394 | 1
| 60767636 | 510.7813 | 4434.8025 | -3924.0212 | 0 |  | -4367.5015 | -3480.541 | -3872.9431 | -3975.0993 | -4418.5796 | 1
| 60767641 | 69863.5901 | 85550.7414 | -15687.1513 | 0 |  | -24242.2254 | -7132.0772 | -8700.7923 | -22673.5103 | -31228.5845 | 1
| 60767645 | 8014.1199 | 26409.0342 | -18394.9143 | 0 |  | -21035.8178 | -15754.0109 | -17593.5024 | -19196.3263 | -21837.2298 | 1
| 60767646 | 1330581.8802 | 364106.7514 | 966475.1288 | 1 |  | 930064.4537 | 1002885.804 | 1099533.3168 | 833416.9408 | 797006.2656 | 1
| 60770173 | 5167.9774 | 15826.176 | -10658.1985 | 0 |  | -12240.8161 | -9075.5809 | -10141.4008 | -11174.9963 | -12757.6139 | 1
| 60770183 | 731.0303 | 6887.7579 | -6156.7276 | 0 |  | -6845.5034 | -5467.9518 | -6083.6246 | -6229.8307 | -6918.6064 | 1
| 60770184 | 289091.4345 | 176489.5093 | 112601.9252 | 1 |  | 94952.9743 | 130250.8762 | 141511.0687 | 83692.7818 | 66043.8309 | 1
| 60770186 | 263.8156 | 3033.0351 | -2769.2195 | 0 |  | -3072.523 | -2465.916 | -2742.838 | -2795.6011 | -3098.9046 | 1
| 60770188 | 469.6618 | 4708.8819 | -4239.2201 | 0 |  | -4710.1082 | -3768.3319 | -4192.2539 | -4286.1862 | -4757.0744 | 1
| 60770189 | 4630.4066 | 20820.1264 | -16189.7198 | 0 |  | -18271.7324 | -14107.7071 | -15726.6791 | -16652.7604 | -18734.7731 | 1
| 60770192 | 92594.7202 | 92385.1144 | 209.6058 | 1 |  | -9028.9056 | 9448.1173 | 9469.0778 | -9049.8662 | -18288.3776 | 0
| 60770488 | 2332.1807 | 11041.8767 | -8709.696 | 0 |  | -9813.8837 | -7605.5083 | -8476.4779 | -8942.9141 | -10047.1017 | 1
| 60770489 | 590.7525 | 4356.101 | -3765.3485 | 0 |  | -4200.9586 | -3329.7384 | -3706.2732 | -3824.4237 | -4260.0338 | 1
| 60770490 | 2123.8147 | 11128.8336 | -9005.0189 | 0 |  | -10117.9023 | -7892.1356 | -8792.6375 | -9217.4004 | -10330.2838 | 1
| 60770492 | 4257.4564 | 15957.694 | -11700.2377 | 0 |  | -13296.0071 | -10104.4683 | -11274.492 | -12125.9833 | -13721.7527 | 1
| 60770496 | 309232.387 | 340399.5125 | -31167.1255 | 0 |  | -65207.0768 | 2872.8257 | -243.8868 | -62090.3642 | -96130.3155 | 1
| 60771108 | 106348.409 | 49851.0766 | 56497.3323 | 1 |  | 51512.2246 | 61482.44 | 67132.1732 | 45862.4914 | 40877.3837 | 1
| 60771380 | 68.5878 | 1971.9406 | -1903.3528 | 0 |  | -2100.5468 | -1706.1587 | -1896.494 | -1910.2116 | -2107.4056 | 1
| 60771382 | 10295.2687 | 26577.9948 | -16282.7262 | 0 |  | -18940.5257 | -13624.9267 | -15253.1993 | -17312.253 | -19970.0525 | 1
| 60771384 | 37491.036 | 51581.9595 | -14090.9234 | 0 |  | -19249.1194 | -8932.7275 | -10341.8198 | -17840.027 | -22998.223 | 1
| 60771672 | 6682.1906 | 8764.4862 | -2082.2956 | 0 |  | -2958.7443 | -1205.847 | -1414.0766 | -2750.5147 | -3626.9633 | 1
| 60771700 | 741.98 | 995.0512 | -253.0712 | 0 |  | -352.5764 | -153.5661 | -178.8732 | -327.2692 | -426.7744 | 1
| 60771729 | 24210.8192 | 25238.4181 | -1027.5989 | 0 |  | -3551.4407 | 1496.2429 | 1393.483 | -3448.6808 | -5972.5227 | 1
| 60771757 | 232178.0683 | 119932.2936 | 112245.7747 | 1 |  | 100252.5454 | 124239.0041 | 135463.5816 | 89027.9679 | 77034.7385 | 1
| 60771765 | 38521.0125 | 136520.8907 | -97999.8782 | 0 |  | -111651.9673 | -84347.7892 | -94147.777 | -101851.9795 | -115504.0686 | 1
| 60771770 | 140090.6854 | 264646.6494 | -124555.9639 | 0 |  | -151020.6289 | -98091.299 | -110546.8954 | -138565.0325 | -165029.6974 | 1
| 60771771 | 1026.802 | 8325.8491 | -7299.0471 | 0 |  | -8131.632 | -6466.4622 | -7196.3669 | -7401.7273 | -8234.3122 | 1
| 60771775 | 761.6256 | 6761.7254 | -6000.0998 | 0 |  | -6676.2724 | -5323.9273 | -5923.9373 | -6076.2624 | -6752.4349 | 1
| 60774676 | 1615.2259 | 6233.93 | -4618.7041 | 0 |  | -5242.0971 | -3995.3111 | -4457.1815 | -4780.2267 | -5403.6197 | 1
| 60774834 | 57223.7054 | 53305.6352 | 3918.0703 | 1 |  | -1412.4932 | 9248.6338 | 9640.4408 | -1804.3003 | -7134.8638 | 0
| 60774837 | 5356.418 | 17013.3483 | -11656.9303 | 0 |  | -13358.2651 | -9955.5955 | -11121.2885 | -12192.5721 | -13893.9069 | 1
| 60774838 | 24253.9609 | 44825.7377 | -20571.7767 | 0 |  | -25054.3505 | -16089.203 | -18146.3806 | -22997.1728 | -27479.7466 | 1
| 60774945 | 11829.3556 | 20119.3136 | -8289.958 | 0 |  | -10301.8894 | -6278.0267 | -7107.0225 | -9472.8936 | -11484.8249 | 1
| 60775061 | 2121.924 | 8814.569 | -6692.645 | 0 |  | -7574.1019 | -5811.1881 | -6480.4526 | -6904.8374 | -7786.2943 | 1
| 60775064 | 2468.0583 | 36826.7638 | -34358.7055 | 0 |  | -38041.3819 | -30676.0291 | -34111.8997 | -34605.5113 | -38288.1877 | 1
| 60775725 | 99871.8638 | 179497.6026 | -79625.7388 | 0 |  | -97575.4991 | -61675.9786 | -69638.5524 | -89612.9252 | -107562.6855 | 1
| 60776075 | 60709.6917 | 37575.2924 | 23134.3994 | 1 |  | 19376.8701 | 26891.9286 | 29205.3685 | 17063.4302 | 13305.901 | 1
| 60776202 | 18522.5586 | 33514.1844 | -14991.6258 | 0 |  | -18343.0443 | -11640.2074 | -13139.3699 | -16843.8817 | -20195.3001 | 1
| 60776332 | 4873.3872 | 14300.0091 | -9426.6219 | 0 |  | -10856.6228 | -7996.621 | -8939.2832 | -9913.9606 | -11343.9615 | 1
| 60776337 | 7104.0978 | 17852.5842 | -10748.4864 | 0 |  | -12533.7449 | -8963.228 | -10038.0767 | -11458.8962 | -13244.1546 | 1
| 60776384 | 1417.1956 | 6323.4736 | -4906.278 | 0 |  | -5538.6253 | -4273.9306 | -4764.5584 | -5047.9975 | -5680.3449 | 1
| 60776386 | 1056.6344 | 5188.5237 | -4131.8893 | 0 |  | -4650.7417 | -3613.0369 | -4026.2258 | -4237.5527 | -4756.4051 | 1
| 60776387 | 395257.4023 | 361158.6256 | 34098.7767 | 1 |  | -2017.0859 | 70214.6392 | 73624.5169 | -5426.9636 | -41542.8261 | 0
| 60776401 | 151188.6333 | 129428.2085 | 21760.4249 | 1 |  | 8817.604 | 34703.2457 | 36879.2882 | 6641.5615 | -6301.2593 | 0
| 60776407 | 389.7383 | 1849.7606 | -1460.0223 | 0 |  | -1644.9984 | -1275.0462 | -1421.0485 | -1498.9961 | -1683.9722 | 1
| 60776638 | 194.4707 | 965.3318 | -770.8611 | 0 |  | -867.3943 | -674.3279 | -751.414 | -790.3082 | -886.8414 | 1
| 60776657 | 1899.1688 | 6856.9377 | -4957.7689 | 0 |  | -5643.4627 | -4272.0751 | -4767.852 | -5147.6858 | -5833.3796 | 1
| 60776864 | 7467.4194 | 18844.8836 | -11377.4643 | 0 |  | -13261.9526 | -9492.9759 | -10630.7223 | -12124.2062 | -14008.6946 | 1
| 60776911 | 2770.8195 | 1997.2572 | 773.5623 | 1 |  | 573.8366 | 973.288 | 1050.6443 | 496.4804 | 296.7546 | 1
| 60778713 | 95031.5499 | 206229.8775 | -111198.3276 | 0 |  | -131821.3154 | -90575.3399 | -101695.1726 | -120701.4826 | -141324.4704 | 1
| 60778714 | 119455.0565 | 234184.1867 | -114729.1303 | 0 |  | -138147.5489 | -91310.7116 | -102783.6246 | -126674.6359 | -150093.0546 | 1
| 60778941 | 1303.9875 | 6754.5707 | -5450.5832 | 0 |  | -6126.0403 | -4775.1261 | -5320.1844 | -5580.982 | -6256.439 | 1
| 60779008 | 3411.6049 | 14668.7504 | -11257.1455 | 0 |  | -12724.0206 | -9790.2705 | -10915.985 | -11598.306 | -13065.1811 | 1
| 60779009 | 310505.1011 | 163476.7927 | 147028.3084 | 1 |  | 130680.6291 | 163375.9876 | 178078.8185 | 115977.7983 | 99630.119 | 1
| 60779073 | 90507.0862 | 72585.5878 | 17921.4984 | 1 |  | 10662.9396 | 25180.0572 | 26972.207 | 8870.7898 | 1612.231 | 1
| 60779074 | 27601.9387 | 36691.5601 | -9089.6213 | 0 |  | -12758.7773 | -5420.4653 | -6329.4275 | -11849.8152 | -15518.9712 | 1
| 60779075 | 13523.6946 | 23630.8898 | -10107.1952 | 0 |  | -12470.2842 | -7744.1062 | -8754.8257 | -11459.5646 | -13822.6536 | 1
| 60779078 | 15618.7413 | 27699.4204 | -12080.6791 | 0 |  | -14850.6211 | -9310.737 | -10518.8049 | -13642.5532 | -16412.4952 | 1
| 60779244 | 147119.8082 | 112588.8374 | 34530.9708 | 1 |  | 23272.0871 | 45789.8545 | 49242.9516 | 19818.99 | 8560.1062 | 1
| 60779361 | 8140.2897 | 24968.1912 | -16827.9016 | 0 |  | -19324.7207 | -14331.0825 | -16013.8726 | -17641.9305 | -20138.7497 | 1
| 60779362 | 52.6737 | 979.0908 | -926.4171 | 0 |  | -1024.3262 | -828.508 | -921.1497 | -931.6845 | -1029.5936 | 1
| 60779363 | 790.9404 | 6676.97 | -5886.0295 | 0 |  | -6553.7265 | -5218.3326 | -5806.9355 | -5965.1236 | -6632.8206 | 1
| 60779420 | 6328.2044 | 23525.6972 | -17197.4928 | 0 |  | -19550.0625 | -14844.9231 | -16564.6724 | -17830.3132 | -20182.8829 | 1
| 60781554 | 484709.8087 | 421986.3185 | 62723.4902 | 1 |  | 20524.8583 | 104922.122 | 111194.471 | 14252.5093 | -27946.1225 | 0
| 60781557 | 540.5542 | 3616.9672 | -3076.413 | 0 |  | -3438.1098 | -2714.7163 | -3022.3576 | -3130.4685 | -3492.1652 | 1
| 60781559 | 390.824 | 2788.1248 | -2397.3007 | 0 |  | -2676.1132 | -2118.4883 | -2358.2183 | -2436.3831 | -2715.1956 | 1
| 60781604 | 2126.4541 | 9602.6848 | -7476.2307 | 0 |  | -8436.4992 | -6515.9622 | -7263.5853 | -7688.8761 | -8649.1446 | 1
| 60781641 | 34085.6227 | 53615.5404 | -19529.9177 | 0 |  | -24891.4717 | -14168.3636 | -16121.3554 | -22938.48 | -28300.034 | 1
| 60781720 | 1391.8415 | 7299.9777 | -5908.1362 | 0 |  | -6638.1339 | -5178.1384 | -5768.952 | -6047.3203 | -6777.3181 | 1
| 60781874 | 1305163.9137 | 345782.5085 | 959381.4052 | 1 |  | 924803.1543 | 993959.656 | 1089897.7965 | 828865.0138 | 794286.7629 | 1
| 60781897 | 13708.8919 | 32962.7235 | -19253.8316 | 0 |  | -22550.104 | -15957.5593 | -17882.9424 | -20624.7208 | -23920.9932 | 1
| 60782111 | 76357.6746 | 207217.6701 | -130859.9956 | 0 |  | -151581.7626 | -110138.2285 | -123224.2281 | -138495.763 | -159217.53 | 1
| 60782337 | 154000.7312 | 255579.7299 | -101578.9988 | 0 |  | -127136.9718 | -76021.0258 | -86178.9257 | -116979.0719 | -142537.0449 | 1
| 60784553 | 290529.9289 | 173593.5139 | 116936.415 | 1 |  | 99577.0636 | 134295.7664 | 145989.4078 | 87883.4221 | 70524.0707 | 1
| 60784555 | 411.5013 | 3610.9133 | -3199.412 | 0 |  | -3560.5033 | -2838.3207 | -3158.2619 | -3240.5621 | -3601.6535 | 1
| 60784557 | 115.6719 | 1214.645 | -1098.9731 | 0 |  | -1220.4376 | -977.5086 | -1087.4059 | -1110.5403 | -1232.0048 | 1
| 60785088 | 184376.5305 | 80118.2888 | 104258.2418 | 1 |  | 96246.4129 | 112270.0706 | 122695.8948 | 85820.5887 | 77808.7598 | 1
| 60785116 | 446336.3878 | 130481.4705 | 315854.9173 | 1 |  | 302806.7703 | 328903.0644 | 360488.5561 | 271221.2785 | 258173.1315 | 1
| 60786299 | 2194.8921 | 13124.4397 | -10929.5476 | 0 |  | -12241.9916 | -9617.1036 | -10710.0584 | -11149.0368 | -12461.4808 | 1
| 60786303 | 1185025.4501 | 344026.3091 | 840999.141 | 1 |  | 806596.5101 | 875401.7719 | 959501.686 | 722496.596 | 688093.9651 | 1
| 60786311 | 8874.2282 | 22453.0972 | -13578.869 | 0 |  | -15824.1787 | -11333.5593 | -12691.4462 | -14466.2918 | -16711.6015 | 1
| 60786484 | 3151.6049 | 14361.0991 | -11209.4942 | 0 |  | -12645.6041 | -9773.3843 | -10894.3337 | -11524.6547 | -12960.7646 | 1
| 60786539 | 462.1533 | 6749.0671 | -6286.9138 | 0 |  | -6961.8205 | -5612.0071 | -6240.6985 | -6333.1292 | -7008.0359 | 1
| 60786542 | 4431.6486 | 20899.3783 | -16467.7297 | 0 |  | -18557.6675 | -14377.7919 | -16024.5648 | -16910.8946 | -19000.8324 | 1
| 60786549 | 22090.0085 | 34321.5629 | -12231.5544 | 0 |  | -15663.7107 | -8799.3981 | -10022.5535 | -14440.5552 | -17872.7115 | 1
| 60786601 | 153.2044 | 1976.3435 | -1823.1391 | 0 |  | -2020.7734 | -1625.5047 | -1807.8186 | -1838.4595 | -2036.0939 | 1
| 60408974 | 2231.7846 | 1876.7283 | 355.0563 | 1 |  | 167.3835 | 542.7291 | 578.2348 | 131.8778 | -55.795 | 0
| 60408975 | 16942.3859 | 12918.0546 | 4024.3313 | 1 |  | 2732.5258 | 5316.1367 | 5718.5699 | 2330.0927 | 1038.2872 | 1
| 60408976 | 1311.3177 | 1110.6269 | 200.6909 | 1 |  | 89.6282 | 311.7535 | 331.8226 | 69.5591 | -41.5036 | 0
| 60408995 | 22635.2486 | 17983.0196 | 4652.2291 | 1 |  | 2853.9271 | 6450.531 | 6915.7539 | 2388.7042 | 590.4022 | 1
| 60408996 | 21488.5283 | 17183.3462 | 4305.1821 | 1 |  | 2586.8475 | 6023.5167 | 6454.0349 | 2156.3293 | 437.9947 | 1
| 60409055 | 438937.1564 | 160354.5993 | 278582.5572 | 1 |  | 262547.0972 | 294618.0171 | 322476.2728 | 234688.8415 | 218653.3816 | 1
| 60409061 | 169012.4979 | 82044.947 | 86967.5509 | 1 |  | 78763.0562 | 95172.0456 | 103868.8007 | 70066.3012 | 61861.8065 | 1
| 60409070 | 7104.8889 | 3089.2339 | 4015.655 | 1 |  | 3706.7316 | 4324.5784 | 4726.1439 | 3305.1661 | 2996.2427 | 1
| 60409071 | 19054.781 | 14354.4948 | 4700.2862 | 1 |  | 3264.8367 | 6135.7357 | 6605.7643 | 2794.8081 | 1359.3586 | 1
| 60409072 | 6447.0096 | 5303.8213 | 1143.1883 | 1 |  | 612.8062 | 1673.5704 | 1787.8893 | 498.4874 | -31.8948 | 0
| 60409078 | 206720.7944 | 98451.7349 | 108269.0595 | 1 |  | 98423.886 | 118114.233 | 128941.139 | 87596.9801 | 77751.8066 | 1
| 60409079 | 212915.497 | 95585.459 | 117330.038 | 1 |  | 107771.4921 | 126888.5839 | 138621.5878 | 96038.4883 | 86479.9424 | 1
| 60409080 | 287469.1007 | 116758.3663 | 170710.7344 | 1 |  | 159034.8977 | 182386.571 | 199457.6444 | 141963.8243 | 130287.9877 | 1
| 60409091 | 2791.6617 | 1098.6985 | 1692.9633 | 1 |  | 1583.0934 | 1802.8331 | 1972.1294 | 1413.7971 | 1303.9272 | 1
| 60409092 | 38270.7945 | 15330.3167 | 22940.4779 | 1 |  | 21407.4462 | 24473.5095 | 26767.5573 | 19113.3984 | 17580.3667 | 1
| 60409093 | 7970.3541 | 3538.1944 | 4432.1597 | 1 |  | 4078.3402 | 4785.9791 | 5229.1951 | 3635.1243 | 3281.3048 | 1
| 60409173 | 23429.925 | 9833.0217 | 13596.9033 | 1 |  | 12613.6011 | 14580.2055 | 15939.8958 | 11253.9108 | 10270.6086 | 1
| 60409174 | 234679.3821 | 66160.7114 | 168518.6707 | 1 |  | 161902.5995 | 175134.7418 | 191986.6089 | 145050.7325 | 138434.6613 | 1
| 60409175 | 7194.7835 | 5158.5262 | 2036.2574 | 1 |  | 1520.4048 | 2552.11 | 2755.7357 | 1316.779 | 800.9264 | 1
| 60409176 | 4170.5759 | 3048.4452 | 1122.1307 | 1 |  | 817.2862 | 1426.9752 | 1539.1883 | 705.0731 | 400.2286 | 1
| 60409179 | 1555.028 | 1413.325 | 141.703 | 1 |  | 0.37048 | 283.0355 | 297.2058 | -13.7998 | -155.1323 | 0
| 60409180 | 44131.2326 | 31333.6573 | 12797.5753 | 1 |  | 9664.2095 | 15930.941 | 17210.6985 | 8384.452 | 5251.0863 | 1
| 60409181 | 1349.8382 | 1228.9543 | 120.8839 | 1 |  | -2.0116 | 243.7793 | 255.8677 | -14.0999 | -136.9954 | 0
| 60409196 | 125213.1029 | 69502.7883 | 55710.3145 | 1 |  | 48760.0357 | 62660.5933 | 68231.6248 | 43189.0042 | 36238.7254 | 1
| 60409198 | 263677.8714 | 121443.5827 | 142234.2887 | 1 |  | 130089.9304 | 154378.647 | 168602.0758 | 115866.5016 | 103722.1433 | 1
| 60409202 | 30241.3236 | 22513.0344 | 7728.2892 | 1 |  | 5476.9857 | 9979.5926 | 10752.4215 | 4704.1568 | 2452.8534 | 1
| 60409203 | 1520.3568 | 1356.0875 | 164.2692 | 1 |  | 28.6605 | 299.878 | 316.3049 | 12.2336 | -123.3752 | 0
| 60409212 | 131137.9725 | 71834.1142 | 59303.8584 | 1 |  | 52120.4469 | 66487.2698 | 72417.6556 | 46190.0611 | 39006.6497 | 1
| 60409239 | 369331.6338 | 82418.863 | 286912.7708 | 1 |  | 278670.8846 | 295154.6571 | 323845.9342 | 249979.6075 | 241737.7212 | 1
| 60409258 | 44347.9752 | 17457.2387 | 26890.7365 | 1 |  | 25145.0126 | 28636.4604 | 31325.534 | 22455.939 | 20710.2151 | 1
| 60409272 | 13846.2308 | 10461.7971 | 3384.4337 | 1 |  | 2338.254 | 4430.6134 | 4769.0568 | 1999.8107 | 953.6309 | 1
| 60409278 | 8817.2073 | 7072.1286 | 1745.0787 | 1 |  | 1037.8658 | 2452.2916 | 2626.7994 | 863.358 | 156.1451 | 1
| 60409289 | 2530.3648 | 5763.372 | -3233.0072 | 0 |  | -3809.3444 | -2656.67 | -2979.9707 | -3486.0437 | -4062.3809 | 1
| 60409290 | 438.2846 | 1438.6416 | -1000.357 | 0 |  | -1144.2211 | -856.4928 | -956.5285 | -1044.1854 | -1188.0496 | 1
| 60409298 | 16645.4158 | 19483.3015 | -2837.8856 | 0 |  | -4786.2158 | -889.5555 | -1173.3441 | -4502.4272 | -6450.7574 | 1
| 60409299 | 3647.6554 | 5154.6736 | -1507.0182 | 0 |  | -2022.4856 | -991.5509 | -1142.2527 | -1871.7838 | -2387.2511 | 1
| 60409300 | 7466.4989 | 14060.0521 | -6593.5532 | 0 |  | -7999.5584 | -5187.548 | -5846.9033 | -7340.2031 | -8746.2083 | 1
| 60409305 | 1338.8209 | 1982.9478 | -644.1269 | 0 |  | -842.4216 | -445.8321 | -510.2448 | -778.009 | -976.3037 | 1
| 60409306 | 3621.2651 | 4937.2814 | -1316.0163 | 0 |  | -1809.7444 | -822.2882 | -953.8898 | -1678.1428 | -2171.871 | 1
| 60409307 | 845.0835 | 1217.9471 | -372.8636 | 0 |  | -494.6584 | -251.0689 | -288.3553 | -457.372 | -579.1667 | 1
| 60409308 | 7113.9866 | 9141.4829 | -2027.4963 | 0 |  | -2941.6446 | -1113.3481 | -1316.0977 | -2738.895 | -3653.0433 | 1
| 60409309 | 753.8446 | 1088.6125 | -334.7678 | 0 |  | -443.6291 | -225.9066 | -259.3834 | -410.1523 | -519.0136 | 1
| 60409314 | 944.8809 | 1358.8393 | -413.9585 | 0 |  | -549.8424 | -278.0745 | -319.4704 | -508.4465 | -644.3305 | 1
| 60409315 | 1506.1187 | 2140.3508 | -634.2322 | 0 |  | -848.2672 | -420.1971 | -483.6203 | -784.844 | -998.8791 | 1
| 60409318 | 291.426 | 690.1517 | -398.7257 | 0 |  | -467.7408 | -329.7105 | -369.5831 | -427.8683 | -496.8834 | 1
| 60409319 | 561.7581 | 1317.5623 | -755.8042 | 0 |  | -887.5604 | -624.0479 | -699.6284 | -811.98 | -943.7362 | 1
| 60409320 | 11924.0093 | 16596.1119 | -4672.1025 | 0 |  | -6331.7137 | -3012.4913 | -3479.7016 | -5864.5034 | -7524.1146 | 1
| 60409323 | 9579.3601 | 12273.0325 | -2693.6724 | 0 |  | -3920.9757 | -1466.3692 | -1735.7364 | -3651.6084 | -4878.9117 | 1
| 60409324 | 1101.566 | 1640.0734 | -538.5074 | 0 |  | -702.5147 | -374.5001 | -428.3508 | -648.664 | -812.6713 | 1
| 60409326 | 10127.1607 | 14476.1244 | -4348.9636 | 0 |  | -5796.5761 | -2901.3512 | -3336.2476 | -5361.6797 | -6809.2922 | 1
| 60409329 | 752.9532 | 1024.7707 | -271.8175 | 0 |  | -374.2946 | -169.3404 | -196.5222 | -347.1128 | -449.5899 | 1
| 60409330 | 19241.0737 | 17521.2674 | 1719.8063 | 1 |  | -32.3204 | 3471.9331 | 3643.9137 | -204.3011 | -1956.4278 | 0
| 60409331 | 1210.164 | 1648.3288 | -438.1648 | 0 |  | -602.9976 | -273.3319 | -317.1484 | -559.1812 | -724.014 | 1
| 60409332 | 1912.7937 | 2615.862 | -703.0684 | 0 |  | -964.6546 | -441.4822 | -511.789 | -894.3477 | -1155.9339 | 1
| 60409334 | 1362.947 | 2017.6205 | -654.6735 | 0 |  | -856.4355 | -452.9114 | -518.3787 | -790.9682 | -992.7302 | 1
| 60409344 | 7307.7572 | 8874.0079 | -1566.2507 | 0 |  | -2453.6515 | -678.8499 | -835.475 | -2297.0264 | -3184.4272 | 1
| 60409354 | 37323.3074 | 43942.9599 | -6619.6525 | 0 |  | -11013.9485 | -2225.3565 | -2887.3218 | -10351.9833 | -14746.2793 | 1
| 60409357 | 537.7361 | 1266.3788 | -728.6427 | 0 |  | -855.2806 | -602.0048 | -674.8691 | -782.4163 | -909.0542 | 1
| 60409358 | 8116.1203 | 14203.1457 | -6087.0254 | 0 |  | -7507.34 | -4666.7108 | -5275.4134 | -6898.6374 | -8318.952 | 1
| 60409362 | 280.3483 | 1359.9401 | -1079.5918 | 0 |  | -1215.5858 | -943.5978 | -1051.557 | -1107.6266 | -1243.6206 | 1
| 60409363 | 972.1959 | 4677.5113 | -3705.3155 | 0 |  | -4173.0666 | -3237.5643 | -3608.0959 | -3802.5351 | -4270.2862 | 1
| 60409396 | 1259.0289 | 2900.9486 | -1641.9197 | 0 |  | -1932.0146 | -1351.8249 | -1516.0168 | -1767.8226 | -2057.9175 | 1
| 60409414 | 23246.056 | 32241.2013 | -8995.1453 | 0 |  | -12219.2655 | -5771.0252 | -6670.5397 | -11319.7509 | -14543.8711 | 1
| 60409419 | 14525.9133 | 23114.5781 | -8588.6648 | 0 |  | -10900.1226 | -6277.207 | -7136.0735 | -10041.2561 | -12352.7139 | 1
| 60409424 | 685.2365 | 1668.1418 | -982.9053 | 0 |  | -1149.7195 | -816.0911 | -914.3816 | -1051.4289 | -1218.2431 | 1
| 60409425 | 3203.8081 | 6858.0385 | -3654.2304 | 0 |  | -4340.0342 | -2968.4265 | -3333.8496 | -3974.6112 | -4660.415 | 1
| 60409432 | 35169.1829 | 43938.557 | -8769.3741 | 0 |  | -13163.2298 | -4375.5184 | -5252.4559 | -12286.2924 | -16680.1481 | 1
| 60409433 | 1941.4639 | 4586.1516 | -2644.6876 | 0 |  | -3103.3028 | -2186.0725 | -2450.5412 | -2838.834 | -3297.4492 | 1
| 60409437 | 7460.6532 | 22228.4982 | -14767.8449 | 0 |  | -16990.6947 | -12544.9951 | -14021.7796 | -15513.9102 | -17736.7601 | 1
| 60409441 | 979.7635 | 2397.369 | -1417.6056 | 0 |  | -1657.3425 | -1177.8687 | -1319.6292 | -1515.5819 | -1755.3188 | 1
| 60409452 | 336.6187 | 926.8066 | -590.1878 | 0 |  | -682.8685 | -497.5072 | -556.526 | -623.8497 | -716.5304 | 1
| 60409453 | 616.2959 | 1663.7389 | -1047.4429 | 0 |  | -1213.8168 | -881.069 | -985.8133 | -1109.0725 | -1275.4464 | 1
| 60409462 | 13615.0401 | 21211.9829 | -7596.9427 | 0 |  | -9718.141 | -5475.7444 | -6235.4387 | -8958.4467 | -11079.645 | 1
| 60409463 | 1205.2452 | 2767.7615 | -1562.5163 | 0 |  | -1839.2924 | -1285.7401 | -1441.9917 | -1683.0408 | -1959.8169 | 1
| 60409470 | 567.1948 | 2856.3694 | -2289.1746 | 0 |  | -2574.8116 | -2003.5377 | -2232.4552 | -2345.8941 | -2631.5311 | 1
| 60409471 | 2444.8231 | 5678.0662 | -3233.2431 | 0 |  | -3801.0497 | -2665.4365 | -2988.7608 | -3477.7254 | -4045.532 | 1
| 60409474 | 467.0877 | 997.803 | -530.7153 | 0 |  | -630.4956 | -430.935 | -484.0066 | -577.4241 | -677.2044 | 1
| 60409475 | 10481.2154 | 18596.1208 | -8114.9055 | 0 |  | -9974.5175 | -6255.2934 | -7066.7839 | -9163.027 | -11022.6391 | 1
| 60409476 | 1205.634 | 2992.3084 | -1786.6744 | 0 |  | -2085.9052 | -1487.4436 | -1666.111 | -1907.2378 | -2206.4686 | 1
| 60409477 | 4156.7488 | 8952.7094 | -4795.9606 | 0 |  | -5691.2315 | -3900.6897 | -4380.2857 | -5211.6355 | -6106.9064 | 1
| 60409497 | 9776.5495 | 17713.3431 | -7936.7936 | 0 |  | -9708.1279 | -6165.4593 | -6959.1386 | -8914.4485 | -10685.7828 | 1
| 60409507 | 3448.4337 | 7523.4239 | -4074.9903 | 0 |  | -4827.3327 | -3322.6479 | -3730.1469 | -4419.8336 | -5172.176 | 1
| 60409513 | 421.9617 | 1069.3499 | -647.3882 | 0 |  | -754.3232 | -540.4532 | -605.192 | -689.5844 | -796.5194 | 1
| 60409516 | 1019.9923 | 2489.8295 | -1469.8372 | 0 |  | -1718.8202 | -1220.8543 | -1367.838 | -1571.8364 | -1820.8194 | 1
| 60409517 | 2543.2018 | 5607.0697 | -3063.868 | 0 |  | -3624.5749 | -2503.161 | -2809.5478 | -3318.1881 | -3878.8951 | 1
| 60409528 | 5557.7092 | 13787.6238 | -8229.9146 | 0 |  | -9608.6769 | -6851.1522 | -7674.1436 | -8785.6855 | -10164.4479 | 1
| 60409535 | 6549.8786 | 16086.4783 | -9536.5997 | 0 |  | -11145.2475 | -7927.9519 | -8881.6118 | -10191.5876 | -11800.2354 | 1
| 60409539 | 5257.0448 | 18076.0304 | -12818.9856 | 0 |  | -14626.5887 | -11011.3826 | -12293.2811 | -13344.6901 | -15152.2931 | 1
| 60409544 | 417.7706 | 1439.7423 | -1021.9717 | 0 |  | -1165.9459 | -877.9974 | -980.1946 | -1063.7487 | -1207.723 | 1
| 60409545 | 4591.9019 | 11438.6864 | -6846.7845 | 0 |  | -7990.6532 | -5702.9159 | -6387.5943 | -7305.9747 | -8449.8433 | 1
| 60409547 | 1218.7592 | 4127.7015 | -2908.9423 | 0 |  | -3321.7125 | -2496.1722 | -2787.0664 | -3030.8182 | -3443.5884 | 1
| 60409551 | 3765.7165 | 10053.9802 | -6288.2637 | 0 |  | -7293.6617 | -5282.8657 | -5911.6921 | -6664.8353 | -7670.2334 | 1
| 60409598 | 2916.6881 | 2631.8225 | 284.8656 | 1 |  | 21.6833 | 548.0478 | 576.5344 | -6.8032 | -269.9855 | 0
| 60409602 | 1642.5016 | 1400.1164 | 242.3852 | 1 |  | 102.3736 | 382.3969 | 406.6354 | 78.1351 | -61.8766 | 0
| 60409603 | 27624.5991 | 20226.2877 | 7398.3113 | 1 |  | 5375.6825 | 9420.9401 | 10160.7712 | 4635.8514 | 2613.2226 | 1
| 60409605 | 46393.6612 | 26783.2792 | 19610.382 | 1 |  | 16932.0541 | 22288.7099 | 24249.7482 | 14971.0159 | 12292.688 | 1
| 60409606 | 1966.6387 | 1404.5192 | 562.1195 | 1 |  | 421.6676 | 702.5714 | 758.7834 | 365.4556 | 225.0037 | 1
| 60409619 | 1919.2185 | 1648.8792 | 270.3393 | 1 |  | 105.4514 | 435.2272 | 462.2612 | 78.4175 | -86.4705 | 0
| 60409620 | 12645.2027 | 10072.142 | 2573.0607 | 1 |  | 1565.8465 | 3580.2749 | 3837.581 | 1308.5404 | 301.3262 | 1
| 60409625 | 41718.4942 | 28631.3887 | 13087.1055 | 1 |  | 10223.9666 | 15950.2444 | 17258.9549 | 8915.2561 | 6052.1172 | 1
| 60409626 | 49616.5875 | 34970.4375 | 14646.1499 | 1 |  | 11149.1062 | 18143.1937 | 19607.8087 | 9684.4912 | 6187.4474 | 1
| 60409631 | 26450.0105 | 19989.6329 | 6460.3776 | 1 |  | 4461.4143 | 8459.3409 | 9105.3786 | 3815.3766 | 1816.4133 | 1
| 60412107 | 6225.6265 | 4184.3886 | 2041.2379 | 1 |  | 1622.799 | 2459.6767 | 2663.8005 | 1418.6752 | 1000.2364 | 1
| 60412109 | 4080.3394 | 3171.1755 | 909.164 | 1 |  | 592.0464 | 1226.2815 | 1317.1979 | 501.13 | 184.0125 | 1
| 60412111 | 3322.2224 | 2990.6573 | 331.565 | 1 |  | 32.4993 | 630.6308 | 663.7873 | -0.6572 | -299.7229 | 0
| 60412115 | 31051.5213 | 18590.0669 | 12461.4545 | 1 |  | 10602.4478 | 14320.4611 | 15566.6066 | 9356.3023 | 7497.2956 | 1
| 60412116 | 1916.0519 | 1307.6558 | 608.3961 | 1 |  | 477.6305 | 739.1617 | 800.0013 | 416.7909 | 286.0253 | 1
| 60412117 | 5277.8389 | 3529.46 | 1748.3789 | 1 |  | 1395.4329 | 2101.3249 | 2276.1628 | 1220.595 | 867.649 | 1
| 60412118 | 96699.801 | 46531.8543 | 50167.9468 | 1 |  | 45514.7613 | 54821.1322 | 59837.9269 | 40497.9666 | 35844.7812 | 1
| 60412119 | 37773.0998 | 22455.2466 | 15317.8532 | 1 |  | 13072.3286 | 17563.3779 | 19095.1632 | 11540.5432 | 9295.0186 | 1
| 60412121 | 3973.1811 | 2741.8945 | 1231.2865 | 1 |  | 957.0971 | 1505.476 | 1628.6047 | 833.9684 | 559.779 | 1
| 60412135 | 2482.7009 | 1816.1887 | 666.5123 | 1 |  | 484.8934 | 848.1311 | 914.7823 | 418.2422 | 236.6233 | 1
| 60412139 | 11281.7345 | 8374.2808 | 2907.4537 | 1 |  | 2070.0256 | 3744.8818 | 4035.6272 | 1779.2802 | 941.8522 | 1
| 60412140 | 2372.3365 | 1997.8075 | 374.529 | 1 |  | 174.7483 | 574.3098 | 611.7627 | 137.2954 | -62.4854 | 0
| 60412162 | 9582.296 | 7672.5716 | 1909.7245 | 1 |  | 1142.4673 | 2676.9816 | 2867.9541 | 951.4948 | 184.2377 | 1
| 60412168 | 3346.0994 | 1165.1172 | 2180.9821 | 1 |  | 2064.4704 | 2297.4938 | 2515.5921 | 1846.3722 | 1729.8605 | 1
| 60412169 | 41157.3466 | 12924.0301 | 28233.3164 | 1 |  | 26940.9134 | 29525.7195 | 32349.0511 | 24117.5818 | 22825.1788 | 1
| 60412175 | 2307.3398 | 1567.9762 | 739.3636 | 1 |  | 582.566 | 896.1613 | 970.0976 | 508.6296 | 351.832 | 1
| 60412176 | 2711.7289 | 1838.2031 | 873.5259 | 1 |  | 689.7056 | 1057.3462 | 1144.6988 | 602.353 | 418.5327 | 1
| 60412179 | 8214.3103 | 5528.3682 | 2685.9421 | 1 |  | 2133.1053 | 3238.7789 | 3507.3732 | 1864.5111 | 1311.6743 | 1
| 60412185 | 43020.949 | 24340.7806 | 18680.1684 | 1 |  | 16246.0904 | 21114.2465 | 22982.2633 | 14378.0735 | 11943.9955 | 1
| 60412186 | 22022.0575 | 13574.084 | 8447.9735 | 1 |  | 7090.5651 | 9805.3819 | 10650.1792 | 6245.7678 | 4888.3594 | 1
| 60412190 | 9072.4917 | 8465.0903 | 607.4015 | 1 |  | -239.1076 | 1453.9105 | 1514.6506 | -299.8477 | -1146.3567 | 0
| 60412191 | 16910.9061 | 11334.118 | 5576.7881 | 1 |  | 4443.3764 | 6710.1999 | 7267.8788 | 3885.6975 | 2752.2857 | 1
| 60412196 | 26933.687 | 16241.6799 | 10692.0071 | 1 |  | 9067.8391 | 12316.1751 | 13385.3758 | 7998.6384 | 6374.4704 | 1
| 60412207 | 2504.8032 | 1968.0881 | 536.7151 | 1 |  | 339.9063 | 733.5239 | 787.1954 | 286.2348 | 89.426 | 1
| 60412208 | 36731.5479 | 24021.5717 | 12709.9762 | 1 |  | 10307.819 | 15112.1333 | 16383.131 | 9036.8214 | 6634.6642 | 1
| 60412209 | 14416.147 | 10507.477 | 3908.67 | 1 |  | 2857.9223 | 4959.4177 | 5350.2847 | 2467.0553 | 1416.3076 | 1
| 60412210 | 216096.4048 | 88288.2331 | 127808.1718 | 1 |  | 118979.3484 | 136636.9951 | 149417.8122 | 106198.5313 | 97369.708 | 1
| 60412212 | 4485.9135 | 3719.3342 | 766.5793 | 1 |  | 394.6459 | 1138.5127 | 1215.1706 | 317.9879 | -53.9455 | 0
| 60412213 | 33903.7179 | 23814.6363 | 10089.0817 | 1 |  | 7707.618 | 12470.5453 | 13479.4535 | 6698.7099 | 4317.2462 | 1
| 60412215 | 2909.6431 | 2007.714 | 901.9291 | 1 |  | 701.1577 | 1102.7005 | 1192.8934 | 610.9648 | 410.1934 | 1
| 60412216 | 62851.8376 | 33615.4507 | 29236.3868 | 1 |  | 25874.8418 | 32597.9319 | 35521.5706 | 22951.2031 | 19589.658 | 1
| 60412219 | 2899.0545 | 1957.0725 | 941.982 | 1 |  | 746.2747 | 1137.6892 | 1231.8874 | 652.0765 | 456.3693 | 1
| 60412223 | 40227.7402 | 22653.9266 | 17573.8136 | 1 |  | 15308.421 | 19839.2063 | 21596.5877 | 13551.0396 | 11285.647 | 1
| 60412228 | 53605.6398 | 21723.2511 | 31882.3887 | 1 |  | 29710.0636 | 34054.7138 | 37242.9527 | 26521.8247 | 24349.4996 | 1
| 60412231 | 14181.0315 | 9239.4471 | 4941.5845 | 1 |  | 4017.6398 | 5865.5292 | 6359.6876 | 3523.4813 | 2599.5366 | 1
| 60412232 | 2954.4148 | 2051.7428 | 902.672 | 1 |  | 697.4977 | 1107.8463 | 1198.1135 | 607.2305 | 402.0562 | 1
| 60412233 | 66288.7906 | 35285.2436 | 31003.547 | 1 |  | 27475.0227 | 34532.0714 | 37632.4261 | 24374.668 | 20846.1436 | 1
| 60412239 | 6767.9863 | 4722.0905 | 2045.8957 | 1 |  | 1573.6867 | 2518.1048 | 2722.6944 | 1369.0971 | 896.8881 | 1
| 60412245 | 8348.1032 | 5336.2925 | 3011.8106 | 1 |  | 2478.1814 | 3545.4399 | 3846.621 | 2177.0003 | 1643.3711 | 1
| 60412248 | 6049.8064 | 7342.9058 | -1293.0994 | 0 |  | -2027.39 | -558.8089 | -688.1188 | -1898.0801 | -2632.3707 | 1
| 60412251 | 1250.216 | 2231.7106 | -981.4946 | 0 |  | -1204.6657 | -758.3236 | -856.473 | -1106.5162 | -1329.6873 | 1
| 60412254 | 28668.9591 | 26817.9519 | 1851.0073 | 1 |  | -830.7879 | 4532.8024 | 4717.9032 | -1015.8887 | -3697.6838 | 0
| 60412255 | 1150.6188 | 1570.1777 | -419.5588 | 0 |  | -576.5766 | -262.5411 | -304.4969 | -534.6207 | -691.6385 | 1
| 60412256 | 32575.5517 | 29490.501 | 3085.0507 | 1 |  | 136.0006 | 6034.1008 | 6342.6058 | -172.5045 | -3121.5546 | 0
| 60412266 | 2013.7473 | 3514.0499 | -1500.3026 | 0 |  | -1851.7076 | -1148.8976 | -1298.9279 | -1701.6773 | -2053.0823 | 1
| 60412270 | 12062.7223 | 13313.2133 | -1250.4909 | 0 |  | -2581.8123 | 80.8304 | -44.2187 | -2456.7632 | -3788.0845 | 1
| 60412287 | 9841.8113 | 12074.9028 | -2233.0915 | 0 |  | -3440.5818 | -1025.6012 | -1248.9104 | -3217.2726 | -4424.7629 | 1
| 60412288 | 1649.5092 | 2374.8043 | -725.2951 | 0 |  | -962.7755 | -487.8147 | -560.3442 | -890.246 | -1127.7265 | 1
| 60412295 | 976.536 | 763.816 | 212.72 | 1 |  | 136.3384 | 289.1016 | 310.3736 | 115.0664 | 38.6848 | 1
| 60412299 | 753.0636 | 1044.0333 | -290.9697 | 0 |  | -395.373 | -186.5664 | -215.6633 | -366.2761 | -470.6794 | 1
| 60412300 | 8205.7157 | 9801.3648 | -1595.6492 | 0 |  | -2575.7856 | -615.5127 | -775.0776 | -2416.2207 | -3396.3572 | 1
| 60412301 | 4722.3295 | 6001.1276 | -1278.7981 | 0 |  | -1878.9109 | -678.6854 | -806.5652 | -1751.0311 | -2351.1439 | 1
| 60412303 | 538.8845 | 814.5331 | -275.6486 | 0 |  | -357.1019 | -194.1952 | -221.7601 | -329.537 | -410.9903 | 1
| 60412307 | 1209.4098 | 1660.9871 | -451.5773 | 0 |  | -617.676 | -285.4786 | -330.6363 | -572.5183 | -738.617 | 1
| 60412308 | 8985.1706 | 10616.4483 | -1631.2776 | 0 |  | -2692.9225 | -569.6328 | -732.7606 | -2529.7947 | -3591.4395 | 1
| 60412311 | 16153.8423 | 17422.7529 | -1268.9106 | 0 |  | -3011.1859 | 473.3647 | 346.4737 | -2884.2948 | -4626.5701 | 1
| 60412312 | 1082.6121 | 1505.7855 | -423.1734 | 0 |  | -573.752 | -272.5949 | -314.9122 | -531.4346 | -682.0132 | 1
| 60412313 | 8997.6795 | 10718.2649 | -1720.5854 | 0 |  | -2792.4119 | -648.7589 | -820.8174 | -2620.3533 | -3692.1798 | 1
| 60412317 | 2346.0045 | 3532.2118 | -1186.2072 | 0 |  | -1539.4284 | -832.9861 | -951.6068 | -1420.8077 | -1774.0289 | 1
| 60412318 | 39211.6933 | 38458.6205 | 753.0728 | 1 |  | -3092.7893 | 4598.9348 | 4674.2421 | -3168.0965 | -7013.9586 | 0
| 60412319 | 640.7128 | 998.3534 | -357.6407 | 0 |  | -457.476 | -257.8053 | -293.5694 | -421.7119 | -521.5473 | 1
| 60412320 | 4296.3337 | 5515.1596 | -1218.8259 | 0 |  | -1770.3419 | -667.3099 | -789.1925 | -1648.4593 | -2199.9752 | 1
| 60412323 | 12842.1499 | 17904.3181 | -5062.1682 | 0 |  | -6852.6 | -3271.7364 | -3777.9532 | -6346.3832 | -8136.815 | 1
| 60412324 | 14372.9224 | 16516.3096 | -2143.3873 | 0 |  | -3795.0182 | -491.7563 | -706.095 | -3580.6795 | -5232.3105 | 1
| 60412325 | 3289.5864 | 4558.0832 | -1268.4967 | 0 |  | -1724.3051 | -812.6884 | -939.5381 | -1597.4554 | -2053.2637 | 1
| 60412328 | 6144.3192 | 9678.6345 | -3534.3153 | 0 |  | -4502.1787 | -2566.4518 | -2919.8833 | -4148.7472 | -5116.6106 | 1
| 60412329 | 22897.6432 | 27983.0644 | -5085.4212 | 0 |  | -7883.7277 | -2287.1148 | -2795.6569 | -7375.1856 | -10173.492 | 1
| 60412330 | 1196.378 | 1836.0016 | -639.6237 | 0 |  | -823.2238 | -456.0235 | -519.9859 | -759.2615 | -942.8616 | 1
| 60412331 | 3105.1214 | 4543.2235 | -1438.1021 | 0 |  | -1892.4245 | -983.7798 | -1127.59 | -1748.6142 | -2202.9366 | 1
| 60412336 | 924.2188 | 574.4464 | 349.7724 | 1 |  | 292.3278 | 407.2171 | 442.1943 | 257.3505 | 199.9059 | 1
| 60412337 | 20094.9882 | 10544.1083 | 9550.8799 | 1 |  | 8496.469 | 10605.2907 | 11560.3787 | 7541.3811 | 6486.9702 | 1
| 60412338 | 5548.457 | 3283.9271 | 2264.5299 | 1 |  | 1936.1372 | 2592.9226 | 2819.3756 | 1709.6842 | 1381.2915 | 1
| 60412339 | 8267.0486 | 4768.2094 | 3498.8392 | 1 |  | 3022.0183 | 3975.6602 | 4325.5441 | 2672.1344 | 2195.3134 | 1
| 60412344 | 1612.846 | 2057.2464 | -444.4004 | 0 |  | -650.1251 | -238.6758 | -283.1158 | -605.685 | -811.4097 | 1
| 60412350 | 1727.7563 | 2325.8222 | -598.066 | 0 |  | -830.6482 | -365.4837 | -425.2903 | -770.8416 | -1003.4238 | 1
| 60412351 | 6929.4099 | 8410.6046 | -1481.1947 | 0 |  | -2322.2552 | -640.1343 | -788.2538 | -2174.1357 | -3015.1962 | 1
| 60412352 | 10413.9539 | 13715.5266 | -3301.5727 | 0 |  | -4673.1253 | -1930.02 | -2260.1773 | -4342.9681 | -5714.5207 | 1
| 60412353 | 10017.5434 | 13279.6413 | -3262.0979 | 0 |  | -4590.062 | -1934.1337 | -2260.3435 | -4263.8522 | -5591.8163 | 1
| 60412357 | 2593.3286 | 5920.2247 | -3326.8961 | 0 |  | -3918.9185 | -2734.8736 | -3067.5632 | -3586.2289 | -4178.2514 | 1
| 60412375 | 965.6082 | 707.791 | 257.8172 | 1 |  | 187.0381 | 328.5963 | 354.378 | 161.2564 | 90.4773 | 1
| 60412376 | 1528.1822 | 1111.8808 | 416.3014 | 1 |  | 305.1133 | 527.4895 | 569.1196 | 263.4832 | 152.2951 | 1
| 60412380 | 46638.7836 | 29876.0298 | 16762.7539 | 1 |  | 13775.1509 | 19750.3568 | 21426.6322 | 12098.8755 | 9111.2725 | 1
| 60412384 | 1927.9737 | 1285.026 | 642.9477 | 1 |  | 514.4451 | 771.4503 | 835.7451 | 450.1503 | 321.6477 | 1
| 60412394 | 5805.8618 | 8615.3386 | -2809.4768 | 0 |  | -3671.0107 | -1947.9429 | -2228.8906 | -3390.063 | -4251.5968 | 1
| 60412405 | 104424.5547 | 55592.9846 | 48831.5701 | 1 |  | 43272.2716 | 54390.8686 | 59274.0256 | 38389.1146 | 32829.8162 | 1
| 60412408 | 922.2482 | 1411.6739 | -489.4257 | 0 |  | -630.5931 | -348.2583 | -397.2009 | -581.6505 | -722.8179 | 1
| 60412409 | 8637.5117 | 11697.3557 | -3059.844 | 0 |  | -4229.5795 | -1890.1084 | -2196.0928 | -3923.5951 | -5093.3307 | 1
| 60412410 | 1421.729 | 1285.0911 | 136.638 | 1 |  | 8.1289 | 265.1471 | 278.8109 | -5.5349 | -134.044 | 0
| 60412416 | 5201.1305 | 7868.4998 | -2667.3693 | 0 |  | -3454.2192 | -1880.5193 | -2147.2562 | -3187.4823 | -3974.3323 | 1
| 60412418 | 56387.299 | 22155.4802 | 34231.8188 | 1 |  | 32016.2708 | 36447.3668 | 39870.5487 | 28593.0889 | 26377.5409 | 1
| 60412419 | 3021.3783 | 3323.0749 | -301.6966 | 0 |  | -634.0041 | 30.6109 | 0.44123 | -603.8344 | -936.1419 | 1
| 60412425 | 7041.5829 | 7631.2945 | -589.7116 | 0 |  | -1352.8411 | 173.4178 | 114.4467 | -1293.8699 | -2056.9994 | 1
| 60412436 | 13101.2121 | 5833.6985 | 7267.5137 | 1 |  | 6684.1438 | 7850.8835 | 8577.6349 | 5957.3925 | 5374.0226 | 1
| 60412439 | 2266.3625 | 2719.3298 | -452.9672 | 0 |  | -724.9002 | -181.0343 | -226.331 | -679.6035 | -951.5365 | 1
| 60412450 | 2627.065 | 1347.1351 | 1279.9299 | 1 |  | 1145.2164 | 1414.6434 | 1542.6364 | 1017.2234 | 882.5099 | 1
| 60412451 | 6855.3075 | 3424.1163 | 3431.1912 | 1 |  | 3088.7796 | 3773.6028 | 4116.7219 | 2745.6604 | 2403.2488 | 1
| 60412462 | 58737.2426 | 47635.3265 | 11101.9161 | 1 |  | 6338.3834 | 15865.4487 | 16975.6403 | 5228.1918 | 464.6592 | 1
| 60412463 | 1258.2733 | 1618.6094 | -360.336 | 0 |  | -522.197 | -198.4751 | -234.5087 | -486.1633 | -648.0243 | 1
| 60412464 | 936.9435 | 1589.9906 | -653.0471 | 0 |  | -812.0462 | -494.048 | -559.3527 | -746.7415 | -905.7405 | 1
| 60412469 | 1798.2109 | 1788.1203 | 10.0906 | 1 |  | -168.7214 | 188.9026 | 189.9117 | -169.7305 | -348.5425 | 0
| 60412470 | 3670.0708 | 3568.5355 | 101.5352 | 1 |  | -255.3183 | 458.3888 | 468.5423 | -265.4718 | -622.3254 | 0
| 60412472 | 539.1231 | 605.9466 | -66.8235 | 0 |  | -127.4182 | -6.2289 | -12.9112 | -120.7358 | -181.3305 | 1
| 60412473 | 13812.5951 | 13328.6233 | 483.9717 | 1 |  | -848.8906 | 1816.8341 | 1865.2312 | -897.2878 | -2230.1501 | 0
| 60412474 | 2245.5035 | 2464.513 | -219.0095 | 0 |  | -465.4608 | 27.4418 | 5.5409 | -443.5598 | -690.0111 | 1
| 60412476 | 2154.594 | 994.7607 | 1159.8333 | 1 |  | 1060.3572 | 1259.3094 | 1375.2927 | 944.3739 | 844.8978 | 1
| 60412477 | 31126.9771 | 12514.8701 | 18612.107 | 1 |  | 17360.62 | 19863.594 | 21724.8047 | 15499.4093 | 14247.9223 | 1
| 60412486 | 10715.6592 | 12990.7022 | -2275.043 | 0 |  | -3574.1132 | -975.9728 | -1203.4771 | -3346.6089 | -4645.6791 | 1
| 60412488 | 18692.32 | 17278.5585 | 1413.7615 | 1 |  | -314.0943 | 3141.6174 | 3282.9935 | -455.4705 | -2183.3263 | 0
| 60412490 | 6457.506 | 5814.5555 | 642.9505 | 1 |  | 61.4949 | 1224.406 | 1288.7011 | -2.8001 | -584.2557 | 0
| 60412491 | 166293.4683 | 60685.2181 | 105608.2502 | 1 |  | 99539.7284 | 111676.772 | 122237.597 | 88978.9034 | 82910.3816 | 1
| 60412496 | 1167.8686 | 1518.4438 | -350.5752 | 0 |  | -502.4195 | -198.7308 | -233.7883 | -467.362 | -619.2064 | 1
| 60412497 | 6359.7286 | 6159.6314 | 200.0973 | 1 |  | -415.8659 | 816.0604 | 836.0701 | -435.8756 | -1051.8387 | 0
| 60412498 | 21679.3538 | 18311.0342 | 3368.3196 | 1 |  | 1537.2161 | 5199.423 | 5536.255 | 1200.3842 | -630.7192 | 0
| 60412499 | 1042.7268 | 1075.9542 | -33.2274 | 0 |  | -140.8229 | 74.368 | 71.0452 | -137.5001 | -245.0955 | 1
| 60412533 | 3483.8166 | 3695.6687 | -211.8522 | 0 |  | -581.4191 | 157.7147 | 136.5295 | -560.2338 | -929.8007 | 1
| 60412540 | 16539.4364 | 21562.5623 | -5023.1259 | 0 |  | -7179.3821 | -2866.8697 | -3369.1823 | -6677.0695 | -8833.3258 | 1
| 60412542 | 1179.777 | 1215.1953 | -35.4183 | 0 |  | -156.9379 | 86.1012 | 82.5594 | -153.396 | -274.9156 | 1
| 60412543 | 4065.287 | 4040.7446 | 24.5424 | 1 |  | -379.5321 | 428.6169 | 431.0711 | -381.9863 | -786.0608 | 0
| 60412548 | 24423.9165 | 10463.4931 | 13960.4233 | 1 |  | 12914.074 | 15006.7727 | 16402.815 | 11518.0317 | 10471.6824 | 1
| 60412554 | 11941.0491 | 13647.2819 | -1706.2328 | 0 |  | -3070.961 | -341.5046 | -512.1279 | -2900.3377 | -4265.0659 | 1
| 60412555 | 22663.9878 | 10135.2018 | 12528.786 | 1 |  | 11515.2658 | 13542.3062 | 14795.1848 | 10262.3872 | 9248.867 | 1
| 60412559 | 29363.7388 | 28214.2157 | 1149.5231 | 1 |  | -1671.8985 | 3970.9447 | 4085.897 | -1786.8508 | -4608.2723 | 0
| 60412560 | 38719.6729 | 34959.9807 | 3759.6922 | 1 |  | 263.6941 | 7255.6903 | 7631.6595 | -112.2751 | -3608.2732 | 0
| 60412562 | 9964.6591 | 15565.2872 | -5600.6282 | 0 |  | -7157.1569 | -4044.0994 | -4604.1622 | -6597.0941 | -8153.6228 | 1
| 60412563 | 69242.4352 | 68809.8849 | 432.5503 | 1 |  | -6448.4382 | 7313.5388 | 7356.7938 | -6491.6932 | -13372.6817 | 0
| 60412568 | 673.4868 | 1243.2637 | -569.7769 | 0 |  | -694.1032 | -445.4505 | -502.4282 | -637.1256 | -761.4519 | 1
| 60412569 | 4953.807 | 8384.7377 | -3430.9307 | 0 |  | -4269.4045 | -2592.4569 | -2935.55 | -3926.3114 | -4764.7852 | 1
| 60412585 | 2649.7649 | 3161.8194 | -512.0544 | 0 |  | -828.2364 | -195.8725 | -247.0779 | -777.0309 | -1093.2129 | 1
| 60412590 | 10668.9941 | 9391.8968 | 1277.0973 | 1 |  | 337.9076 | 2216.287 | 2343.9967 | 210.1979 | -728.9918 | 0
| 60412594 | 15885.6831 | 22766.7504 | -6881.0673 | 0 |  | -9157.7423 | -4604.3922 | -5292.499 | -8469.6356 | -10746.3106 | 1
| 60412596 | 1210.2081 | 3708.327 | -2498.1189 | 0 |  | -2868.9516 | -2127.2862 | -2377.0981 | -2619.1397 | -2989.9724 | 1
| 60412606 | 496.0482 | 2291.1495 | -1795.1014 | 0 |  | -2024.2163 | -1565.9864 | -1745.4966 | -1844.7062 | -2073.8211 | 1
| 60412607 | 16484.2069 | 24437.0936 | -7952.8868 | 0 |  | -10396.5961 | -5509.1774 | -6304.4661 | -9601.3074 | -12045.0168 | 1
| 60412608 | 1550.8308 | 4887.1986 | -3336.3678 | 0 |  | -3825.0877 | -2847.6479 | -3181.2847 | -3491.4509 | -3980.1707 | 1
| 60412609 | 2919.8549 | 8330.8024 | -5410.9475 | 0 |  | -6244.0277 | -4577.8672 | -5118.962 | -5702.933 | -6536.0132 | 1
| 60412615 | 21049.6552 | 29829.3845 | -8779.7294 | 0 |  | -11762.6678 | -5796.7909 | -6674.7638 | -10884.6949 | -13867.6333 | 1
| 60412618 | 4475.3185 | 7794.32 | -3319.0015 | 0 |  | -4098.4335 | -2539.5695 | -2871.4697 | -3766.5334 | -4545.9654 | 1
| 60412619 | 272.6148 | 1073.2024 | -800.5875 | 0 |  | -907.9078 | -693.2673 | -773.3261 | -827.849 | -935.1693 | 1
| 60412620 | 8101.3813 | 15468.9742 | -7367.5929 | 0 |  | -8914.4903 | -5820.6955 | -6557.4548 | -8177.731 | -9724.6284 | 1
| 60412625 | 517.7986 | 788.4061 | -270.6076 | 0 |  | -349.4482 | -191.767 | -218.8277 | -322.3874 | -401.2281 | 1
| 60412626 | 10235.9472 | 11281.0526 | -1045.1053 | 0 |  | -2173.2106 | 82.9999 | -21.5106 | -2068.7 | -3196.8053 | 1
| 60412627 | 462.1283 | 705.7629 | -243.6346 | 0 |  | -314.2109 | -173.0583 | -197.4218 | -289.8475 | -360.4238 | 1
| 60412628 | 704.3196 | 2110.6314 | -1406.3118 | 0 |  | -1617.3749 | -1195.2486 | -1335.8798 | -1476.7437 | -1687.8069 | 1
| 60412629 | 70923.5304 | 63502.7614 | 7420.769 | 1 |  | 1070.4929 | 13771.0451 | 14513.122 | 328.416 | -6021.8602 | 0
| 60412630 | 2867.5367 | 10367.1351 | -7499.5984 | 0 |  | -8536.3119 | -6462.8849 | -7212.8447 | -7786.352 | -8823.0655 | 1
| 60412631 | 1811.2465 | 3065.1507 | -1253.9042 | 0 |  | -1560.4193 | -947.3892 | -1072.7796 | -1435.0289 | -1741.544 | 1
| 60412647 | 858.2144 | 1423.1872 | -564.9728 | 0 |  | -707.2915 | -422.6541 | -479.1513 | -650.7942 | -793.1129 | 1
| 60412653 | 19390.8912 | 32650.6693 | -13259.7781 | 0 |  | -16524.845 | -9994.7112 | -11320.689 | -15198.8672 | -18463.9342 | 1
| 60412656 | 1257.9799 | 3005.5171 | -1747.5372 | 0 |  | -2048.0889 | -1446.9855 | -1621.7392 | -1873.3352 | -2173.8869 | 1
| 60412658 | 4978.3873 | 5349.5005 | -371.1131 | 0 |  | -906.0632 | 163.8369 | 126.7256 | -868.9519 | -1403.9019 | 1
| 60412659 | 65517.8685 | 35969.0657 | 29548.8028 | 1 |  | 25951.8962 | 33145.7094 | 36100.5896 | 22997.0159 | 19400.1094 | 1
| 60412669 | 41581.3256 | 27339.9478 | 14241.3779 | 1 |  | 11507.3831 | 16975.3726 | 18399.5104 | 10083.2453 | 7349.2505 | 1
| 60412674 | 1261.4522 | 3143.6575 | -1882.2052 | 0 |  | -2196.571 | -1567.8395 | -1756.06 | -2008.3504 | -2322.7162 | 1
| 60412676 | 27099.9583 | 32622.0506 | -5522.0922 | 0 |  | -8784.2973 | -2259.8872 | -2812.0964 | -8232.0881 | -11494.2931 | 1
| 60412679 | 392.1434 | 700.9463 | -308.8029 | 0 |  | -378.8975 | -238.7083 | -269.5886 | -348.0173 | -418.1119 | 1
| 60412680 | 2909.5149 | 4559.0663 | -1649.5513 | 0 |  | -2105.458 | -1193.6447 | -1358.5999 | -1940.5028 | -2396.4095 | 1
| 60412684 | 9131.903 | 10241.9282 | -1110.0252 | 0 |  | -2134.218 | -85.8323 | -196.8349 | -2023.2155 | -3047.4083 | 1
| 60412685 | 6358.4951 | 7665.7921 | -1307.297 | 0 |  | -2073.8762 | -540.7178 | -671.4475 | -1943.1465 | -2709.7257 | 1
| 60412690 | 464.8873 | 1589.9906 | -1125.1033 | 0 |  | -1284.1024 | -966.1042 | -1078.6146 | -1171.592 | -1330.5911 | 1
| 60412691 | 2634.2591 | 7461.2332 | -4826.9741 | 0 |  | -5573.0974 | -4080.8508 | -4563.5482 | -5090.4 | -5836.5233 | 1
| 60412697 | 12176.1022 | 13535.742 | -1359.6399 | 0 |  | -2713.2141 | -6.0657 | -142.0296 | -2577.2501 | -3930.8243 | 1
| 60412698 | 1991.9719 | 5164.0298 | -3172.0579 | 0 |  | -3688.4609 | -2655.6549 | -2972.8607 | -3371.2551 | -3887.6581 | 1
| 60412700 | 1108.5417 | 3200.8949 | -2092.3532 | 0 |  | -2412.4427 | -1772.2637 | -1981.4991 | -2203.2074 | -2523.2969 | 1
| 60412701 | 461.3837 | 697.6507 | -236.267 | 0 |  | -306.0321 | -166.502 | -190.1287 | -282.4054 | -352.1705 | 1
| 60412702 | 4485.4472 | 5730.2677 | -1244.8204 | 0 |  | -1817.8472 | -671.7937 | -796.2757 | -1693.3652 | -2266.3919 | 1
| 60412709 | 802.0123 | 2582.8404 | -1780.8281 | 0 |  | -2039.1121 | -1522.544 | -1700.6268 | -1861.0293 | -2119.3134 | 1
| 60412716 | 564.4563 | 1517.3431 | -952.8867 | 0 |  | -1104.621 | -801.1524 | -896.4411 | -1009.3324 | -1161.0667 | 1
| 60412720 | 2155.1222 | 5134.3103 | -2979.1881 | 0 |  | -3492.6191 | -2465.7571 | -2763.6759 | -3194.7003 | -3708.1313 | 1
| 60412725 | 4836.6814 | 5194.3543 | -357.6729 | 0 |  | -877.1084 | 161.7625 | 125.9952 | -841.3411 | -1360.7765 | 1
| 60412727 | 141464.5197 | 94976.2103 | 46488.3094 | 1 |  | 36990.6884 | 55985.9305 | 60634.7614 | 32341.8575 | 22844.2364 | 1
| 60412729 | 2944.9666 | 7720.4529 | -4775.4863 | 0 |  | -5547.5316 | -4003.441 | -4480.9897 | -5069.983 | -5842.0283 | 1
| 60412730 | 4427.4833 | 10686.344 | -6258.8607 | 0 |  | -7327.4951 | -5190.2263 | -5816.1124 | -6701.609 | -7770.2434 | 1
| 60412737 | 6451.3693 | 15357.8014 | -8906.4321 | 0 |  | -10442.2123 | -7370.652 | -8261.2952 | -9551.5691 | -11087.3492 | 1
| 60412757 | 134576.825 | 38178.631 | 96398.194 | 1 |  | 92580.3309 | 100216.0571 | 109855.8765 | 82940.5115 | 79122.6484 | 1
| 60412758 | 138996.878 | 39141.4498 | 99855.4282 | 1 |  | 95941.2833 | 103769.5732 | 113755.116 | 85955.7404 | 82041.5955 | 1
| 60412759 | 8561.2089 | 10112.8687 | -1551.6598 | 0 |  | -2562.9467 | -540.373 | -695.5389 | -2407.7807 | -3419.0676 | 1
| 60412767 | 12145.2385 | 5245.5627 | 6899.6758 | 1 |  | 6375.1195 | 7424.2321 | 8114.1996 | 5685.1519 | 5160.5957 | 1
| 60412768 | 2689.4687 | 1212.016 | 1477.4527 | 1 |  | 1356.2511 | 1598.6543 | 1746.3996 | 1208.5058 | 1087.3042 | 1
| 60412769 | 54284.9277 | 20295.2473 | 33989.6804 | 1 |  | 31960.1557 | 36019.2051 | 39418.1732 | 28561.1876 | 26531.6629 | 1
| 60412785 | 231659.9155 | 56122.0957 | 175537.8198 | 1 |  | 169925.6103 | 181150.0294 | 198703.8114 | 152371.8283 | 146759.6187 | 1
| 60412786 | 47022.251 | 17227.308 | 29794.943 | 1 |  | 28072.2122 | 31517.6738 | 34497.1681 | 25092.7179 | 23369.9871 | 1
| 60412811 | 7350.3261 | 3171.6236 | 4178.7025 | 1 |  | 3861.5402 | 4495.8649 | 4913.7352 | 3443.6699 | 3126.5076 | 1
| 60412816 | 25948.0855 | 9255.7867 | 16692.2988 | 1 |  | 15766.7201 | 17617.8775 | 19287.1073 | 14097.4902 | 13171.9116 | 1
| 60412820 | 1789.8307 | 1527.7999 | 262.0307 | 1 |  | 109.2507 | 414.8107 | 441.0138 | 83.0477 | -69.7323 | 0
| 60412821 | 17629.6543 | 13348.4363 | 4281.218 | 1 |  | 2946.3744 | 5616.0617 | 6044.1835 | 2518.2526 | 1183.409 | 1
| 60412842 | 43930.0039 | 15380.7645 | 28549.2394 | 1 |  | 27011.1629 | 30087.3158 | 32942.2398 | 24156.239 | 22618.1625 | 1
| 60412877 | 10478.0408 | 4085.2621 | 6392.7788 | 1 |  | 5984.2526 | 6801.305 | 7440.5828 | 5344.9747 | 4936.4485 | 1
| 60412878 | 4365.5099 | 1744.8873 | 2620.6226 | 1 |  | 2446.1338 | 2795.1113 | 3057.1735 | 2184.0716 | 2009.5828 | 1
| 60412887 | 96054.1109 | 40342.565 | 55711.546 | 1 |  | 51677.2895 | 59745.8024 | 65316.957 | 46106.1349 | 42071.8784 | 1
| 60412892 | 243730.6306 | 58395.5447 | 185335.0859 | 1 |  | 179495.5314 | 191174.6404 | 209708.1489 | 160962.0228 | 155122.4684 | 1
| 60412895 | 12890.6877 | 5388.287 | 7502.4007 | 1 |  | 6963.572 | 8041.2294 | 8791.4695 | 6213.3319 | 5674.5032 | 1
| 60412898 | 15702.7252 | 5932.5661 | 9770.1591 | 1 |  | 9176.9025 | 10363.4157 | 11340.4316 | 8199.8866 | 7606.63 | 1
| 60412899 | 275755.3316 | 64860.9821 | 210894.3495 | 1 |  | 204408.2513 | 217380.4477 | 238469.8827 | 183318.8163 | 176832.7181 | 1
| 60412922 | 12887.2925 | 14734.2433 | -1846.9508 | 0 |  | -3320.3751 | -373.5265 | -558.2216 | -3135.6801 | -4609.1044 | 1
| 60412923 | 5242.7256 | 5358.8573 | -116.1317 | 0 |  | -652.0174 | 419.754 | 408.1409 | -640.4043 | -1176.29 | 1
| 60412924 | 2841.3253 | 2995.6106 | -154.2852 | 0 |  | -453.8463 | 145.2758 | 129.8473 | -438.4178 | -737.9788 | 1
| 60412925 | 1394.6917 | 1500.2819 | -105.5902 | 0 |  | -255.6184 | 44.438 | 33.8789 | -245.0594 | -395.0876 | 1
| 60412926 | 10034.8328 | 9711.6561 | 323.1767 | 1 |  | -647.9889 | 1294.3424 | 1326.66 | -680.3065 | -1651.4722 | 0
| 60412935 | 2752.5273 | 3151.9129 | -399.3856 | 0 |  | -714.5769 | -84.1943 | -124.1329 | -674.6383 | -989.8296 | 1
| 60412936 | 10829.214 | 11208.6359 | -379.4218 | 0 |  | -1500.2854 | 741.4418 | 703.4996 | -1462.3432 | -2583.2068 | 1
| 60412937 | 848.1613 | 1147.501 | -299.3397 | 0 |  | -414.0899 | -184.5896 | -214.5236 | -384.1559 | -498.906 | 1
| 60412938 | 14535.6906 | 16323.1332 | -1787.4426 | 0 |  | -3419.7559 | -155.1293 | -333.8736 | -3241.0117 | -4873.325 | 1
| 60412940 | 1949.277 | 1117.7115 | 831.5656 | 1 |  | 719.7944 | 943.3367 | 1026.4933 | 636.6379 | 524.8667 | 1
| 60412942 | 1316.6249 | 2112.8328 | -796.2079 | 0 |  | -1007.4912 | -584.9246 | -664.5454 | -927.8704 | -1139.1537 | 1
| 60412943 | 16943.8505 | 21600.5372 | -4656.6866 | 0 |  | -6816.7403 | -2496.6329 | -2962.3016 | -6351.0717 | -8511.1254 | 1
| 60412944 | 7582.734 | 10897.132 | -3314.398 | 0 |  | -4404.1112 | -2224.6848 | -2556.1246 | -4072.6714 | -5162.3846 | 1
| 60412945 | 1202.6512 | 1934.5161 | -731.8649 | 0 |  | -925.3165 | -538.4133 | -611.5998 | -852.13 | -1045.5816 | 1
| 60412954 | 11886.805 | 11286.787 | 600.0179 | 1 |  | -528.6608 | 1728.6966 | 1788.6984 | -588.6625 | -1717.3412 | 0
| 60412962 | 1723.7018 | 2500.2864 | -776.5846 | 0 |  | -1026.6132 | -526.556 | -604.2144 | -948.9548 | -1198.9834 | 1
| 60412967 | 941.6411 | 980.1915 | -38.5505 | 0 |  | -136.5696 | 59.4687 | 55.6137 | -132.7146 | -230.7337 | 1
| 60412968 | 1673.3139 | 1724.2785 | -50.9646 | 0 |  | -223.3925 | 121.4632 | 116.3667 | -218.296 | -390.7239 | 1
| 60412969 | 15054.3305 | 15799.1903 | -744.8598 | 0 |  | -2324.7788 | 835.0592 | 760.5733 | -2250.2928 | -3830.2119 | 1
| 60412978 | 805.1254 | 1306.0048 | -500.8794 | 0 |  | -631.4799 | -370.2789 | -420.3668 | -581.3919 | -711.9924 | 1
| 60412983 | 1525.5212 | 2437.5453 | -912.0241 | 0 |  | -1155.7786 | -668.2696 | -759.472 | -1064.5762 | -1308.3307 | 1
| 60412992 | 11710.8026 | 17363.8643 | -5653.0618 | 0 |  | -7389.4482 | -3916.6753 | -4481.9815 | -6824.142 | -8560.5284 | 1
| 60413001 | 1523.1237 | 1876.7283 | -353.6046 | 0 |  | -541.2774 | -165.9318 | -201.2922 | -505.917 | -693.5898 | 1
| 60413002 | 20860.2009 | 17390.2816 | 3469.9193 | 1 |  | 1730.8911 | 5208.9475 | 5555.9394 | 1383.8992 | -355.129 | 0
| 60413004 | 1755.3857 | 2134.2969 | -378.9111 | 0 |  | -592.3408 | -165.4814 | -203.3725 | -554.4497 | -767.8794 | 1
| 60413010 | 16252.534 | 16855.3315 | -602.7975 | 0 |  | -2288.3306 | 1082.7357 | 1022.4559 | -2228.0509 | -3913.584 | 1
| 60413011 | 3961.382 | 4523.4105 | -562.0285 | 0 |  | -1014.3695 | -109.6874 | -165.8902 | -958.1667 | -1410.5077 | 1
| 60413038 | 7188.9249 | 9202.0226 | -2013.0977 | 0 |  | -2933.2999 | -1092.8954 | -1294.2052 | -2731.9902 | -3652.1924 | 1
| 60413039 | 52405.2775 | 63456.5312 | -11051.2537 | 0 |  | -17396.9068 | -4705.6006 | -5810.726 | -16291.7815 | -22637.4346 | 1
| 60413048 | 94573.9925 | 61600.1662 | 32973.8263 | 1 |  | 26813.8097 | 39133.8429 | 42431.2256 | 23516.4271 | 17356.4104 | 1
| 60413049 | 45099.7483 | 42216.4799 | 2883.2684 | 1 |  | -1338.3796 | 7104.9164 | 7393.2432 | -1626.7064 | -5848.3544 | 0
| 60413061 | 40757.723 | 21120.6655 | 19637.0575 | 1 |  | 17524.991 | 21749.1241 | 23712.8298 | 15561.2852 | 13449.2187 | 1
| 60413068 | 21325.6592 | 12541.9954 | 8783.6638 | 1 |  | 7529.4643 | 10037.8634 | 10916.2298 | 6651.0979 | 5396.8984 | 1
| 60413069 | 941.81 | 680.9193 | 260.8908 | 1 |  | 192.7989 | 328.9827 | 355.0718 | 166.7098 | 98.6179 | 1
| 60413075 | 25297.046 | 13919.0443 | 11378.0016 | 1 |  | 9986.0972 | 12769.9061 | 13907.7062 | 8848.2971 | 7456.3926 | 1
| 60413078 | 15293.2068 | 8835.219 | 6457.9878 | 1 |  | 5574.4659 | 7341.5097 | 7987.3085 | 4928.6672 | 4045.1453 | 1
| 60413079 | 13687.8755 | 17162.9829 | -3475.1074 | 0 |  | -5191.4057 | -1758.8091 | -2106.3198 | -4843.8949 | -6560.1932 | 1
| 60413083 | 7693.6663 | 6209.3955 | 1484.2708 | 1 |  | 863.3312 | 2105.2103 | 2253.6374 | 714.9041 | 93.9646 | 1
| 60413085 | 20809.8578 | 33914.2963 | -13104.4385 | 0 |  | -16495.8681 | -9713.0088 | -11023.4527 | -15185.4243 | -18576.8539 | 1
| 60413087 | 6088.8591 | 5833.952 | 254.9072 | 1 |  | -328.488 | 838.3024 | 863.7931 | -353.9788 | -937.3739 | 0
| 60413088 | 2277.908 | 2324.9109 | -47.0028 | 0 |  | -279.4939 | 185.4882 | 180.788 | -274.7936 | -507.2847 | 1
| 60413092 | 4671.0767 | 6236.0138 | -1564.9371 | 0 |  | -2188.5385 | -941.3357 | -1097.8294 | -2032.0447 | -2655.6461 | 1
| 60413095 | 1240.3607 | 893.1045 | 347.2563 | 1 |  | 257.9458 | 436.5667 | 471.2923 | 223.2202 | 133.9098 | 1
| 60413097 | 7296.1668 | 6745.0554 | 551.1113 | 1 |  | -123.3942 | 1225.6169 | 1280.728 | -178.5053 | -853.0109 | 0
| 60413100 | 3681.9147 | 4967.5512 | -1285.6365 | 0 |  | -1782.3916 | -788.8814 | -917.445 | -1653.828 | -2150.5831 | 1
| 60413102 | 1041.1117 | 1479.3682 | -438.2566 | 0 |  | -586.1934 | -290.3197 | -334.1454 | -542.3677 | -690.3045 | 1
| 60413109 | 10212.5062 | 12690.2055 | -2477.6993 | 0 |  | -3746.7199 | -1208.6788 | -1456.4487 | -3498.9499 | -4767.9705 | 1
| 60413110 | 767.8831 | 1164.5622 | -396.679 | 0 |  | -513.1353 | -280.2228 | -319.8907 | -473.4674 | -589.9236 | 1
| 60413111 | 8255.3945 | 10604.8907 | -2349.4962 | 0 |  | -3409.9853 | -1289.0072 | -1523.9568 | -3175.0357 | -4235.5248 | 1
| 60413112 | 5376.5415 | 7297.7763 | -1921.2347 | 0 |  | -2651.0124 | -1191.4571 | -1383.5806 | -2458.8889 | -3188.6665 | 1
| 60413117 | 6071.4011 | 9071.0368 | -2999.6357 | 0 |  | -3906.7394 | -2092.532 | -2392.4956 | -3606.7758 | -4513.8795 | 1
| 60413118 | 1033.7854 | 1757.3001 | -723.5147 | 0 |  | -899.2448 | -547.7847 | -620.1362 | -826.8933 | -1002.6233 | 1
| 60413119 | 1895.7114 | 2635.675 | -739.9636 | 0 |  | -1003.5311 | -476.3961 | -550.3925 | -929.5347 | -1193.1022 | 1
| 60413144 | 485.5514 | 317.644 | 167.9074 | 1 |  | 136.1429 | 199.6718 | 216.4625 | 119.3522 | 87.5878 | 1
| 60413145 | 1513.2925 | 1071.5732 | 441.7192 | 1 |  | 334.5619 | 548.8766 | 593.0485 | 290.39 | 183.2327 | 1
| 60413146 | 9668.442 | 6232.2111 | 3436.2308 | 1 |  | 2813.0097 | 4059.452 | 4403.075 | 2469.3866 | 1846.1655 | 1
| 60413147 | 4425.946 | 3021.5475 | 1404.3984 | 1 |  | 1102.2437 | 1706.5532 | 1846.993 | 961.8038 | 659.6491 | 1
| 60413148 | 2398.1999 | 1678.722 | 719.4779 | 1 |  | 551.6057 | 887.3501 | 959.2979 | 479.6579 | 311.7857 | 1
| 60413154 | 1175.679 | 1877.829 | -702.1501 | 0 |  | -889.933 | -514.3672 | -584.5822 | -819.7179 | -1007.5008 | 1
| 60413159 | 26041.7405 | 22236.3489 | 3805.3916 | 1 |  | 1581.7567 | 6029.0265 | 6409.5657 | 1201.2176 | -1022.4173 | 0
| 60413161 | 5520.5759 | 3766.604 | 1753.9719 | 1 |  | 1377.3115 | 2130.6323 | 2306.0295 | 1201.9143 | 825.2539 | 1
| 60413168 | 1940.708 | 782.0685 | 1158.6395 | 1 |  | 1080.4327 | 1236.8464 | 1352.7103 | 964.5687 | 886.3619 | 1
| 60413169 | 21834.7322 | 8138.3288 | 13696.4035 | 1 |  | 12882.5706 | 14510.2364 | 15879.8767 | 11512.9303 | 10699.0974 | 1
| 60413172 | 7852.2826 | 6113.9515 | 1738.3311 | 1 |  | 1126.9359 | 2349.7262 | 2523.5593 | 953.1028 | 341.7077 | 1
| 60413173 | 25332.859 | 17816.2604 | 7516.5985 | 1 |  | 5734.9725 | 9298.2246 | 10049.8844 | 4983.3126 | 3201.6866 | 1
| 60413175 | 2384.4004 | 4216.3095 | -1831.9091 | 0 |  | -2253.54 | -1410.2781 | -1593.469 | -2070.3491 | -2491.9801 | 1
| 60413176 | 22452.0084 | 17692.4294 | 4759.579 | 1 |  | 2990.3361 | 6528.8219 | 7004.7798 | 2514.3782 | 745.1352 | 1
| 60413177 | 6149.7173 | 4696.2236 | 1453.4937 | 1 |  | 983.8713 | 1923.116 | 2068.4654 | 838.522 | 368.8996 | 1
| 60413178 | 116863.1665 | 61575.4 | 55287.7665 | 1 |  | 49130.2265 | 61445.3065 | 66974.0831 | 43601.4498 | 37443.9098 | 1
| 60413179 | 1984.824 | 1048.7576 | 936.0664 | 1 |  | 831.1906 | 1040.9422 | 1134.5488 | 737.584 | 632.7082 | 1
| 60413180 | 5186.8458 | 2692.2422 | 2494.6036 | 1 |  | 2225.3794 | 2763.8278 | 3013.2882 | 1975.919 | 1706.6948 | 1
| 60413181 | 17403.7904 | 7932.9883 | 9470.8021 | 1 |  | 8677.5033 | 10264.1009 | 11211.1811 | 7730.4231 | 6937.1242 | 1
| 60413182 | 38706.8788 | 16263.2217 | 22443.6572 | 1 |  | 20817.335 | 24069.9793 | 26314.345 | 18572.9693 | 16946.6471 | 1
| 60413202 | 2469.9642 | 2045.6889 | 424.2753 | 1 |  | 219.7065 | 628.8442 | 671.2718 | 177.2789 | -27.29 | 0
| 60413203 | 2831.1212 | 2337.3798 | 493.7414 | 1 |  | 260.0035 | 727.4794 | 776.8536 | 210.6293 | -23.1087 | 0
| 60413206 | 42614.594 | 35499.3337 | 7115.2603 | 1 |  | 3565.3269 | 10665.1937 | 11376.7197 | 2853.8009 | -696.1325 | 0
| 60413210 | 1060.7831 | 1214.645 | -153.8618 | 0 |  | -275.3263 | -32.3974 | -47.7835 | -259.9402 | -381.4047 | 1
| 60413211 | 73958.1701 | 53790.0046 | 20168.1655 | 1 |  | 14789.165 | 25547.166 | 27563.9825 | 12772.3485 | 7393.348 | 1
| 60413212 | 2147.7197 | 2427.0885 | -279.3688 | 0 |  | -522.0777 | -36.66 | -64.5969 | -494.1408 | -736.8496 | 1
| 60413213 | 31734.2242 | 28089.8343 | 3644.3899 | 1 |  | 835.4065 | 6453.3733 | 6817.8123 | 470.9675 | -2338.016 | 0
| 60413220 | 2177.3732 | 2286.1963 | -108.8231 | 0 |  | -337.4427 | 119.7965 | 108.9142 | -326.5604 | -555.1801 | 1
| 60413227 | 1499.6706 | 1270.7817 | 228.8889 | 1 |  | 101.8108 | 355.9671 | 378.856 | 78.9219 | -48.1563 | 0
| 60413228 | 13456.8415 | 10367.6855 | 3089.156 | 1 |  | 2052.3875 | 4125.9246 | 4434.8402 | 1743.4719 | 706.7033 | 1
| 60413229 | 1325.4904 | 1089.1628 | 236.3275 | 1 |  | 127.4113 | 345.2438 | 368.8766 | 103.7785 | -5.1378 | 0
| 60413234 | 244126.0864 | 66777.747 | 177348.3395 | 1 |  | 170670.5648 | 184026.1142 | 201760.9481 | 152935.7308 | 146257.9561 | 1
| 60413235 | 48729.5912 | 19142.2984 | 29587.2928 | 1 |  | 27673.063 | 31501.5227 | 34460.252 | 24714.3337 | 22800.1039 | 1
| 60413236 | 258672.793 | 105585.5038 | 153087.2892 | 1 |  | 142528.7388 | 163645.8396 | 178954.5685 | 127220.0099 | 116661.4595 | 1
| 60413247 | 1443.6615 | 1354.4365 | 89.2251 | 1 |  | -46.2186 | 224.6687 | 233.5912 | -55.1411 | -190.5847 | 0
| 60413251 | 72423.7819 | 41457.5332 | 30966.2486 | 1 |  | 26820.4953 | 35112.002 | 38208.6268 | 23723.8705 | 19578.1171 | 1
| 60413252 | 10973.75 | 8089.1942 | 2884.5557 | 1 |  | 2075.6363 | 3693.4752 | 3981.9307 | 1787.1807 | 978.2613 | 1
| 60413271 | 112014.2109 | 45320.9315 | 66693.2794 | 1 |  | 62161.1862 | 71225.3725 | 77894.7005 | 55491.8583 | 50959.7651 | 1
| 60413273 | 1579.0936 | 836.3189 | 742.7747 | 1 |  | 659.1428 | 826.4066 | 900.684 | 584.8653 | 501.2334 | 1
| 60413276 | 10758.287 | 8299.4318 | 2458.8552 | 1 |  | 1628.912 | 3288.7984 | 3534.6839 | 1383.0265 | 553.0833 | 1
| 60413277 | 3967.3633 | 3205.8482 | 761.5152 | 1 |  | 440.9304 | 1082.1 | 1158.2515 | 364.7788 | 44.194 | 1
| 60413279 | 7909.4029 | 4046.4755 | 3862.9274 | 1 |  | 3458.2798 | 4267.5749 | 4653.8677 | 3071.9871 | 2667.3395 | 1
| 60413281 | 8530.3236 | 6686.3261 | 1843.9976 | 1 |  | 1175.365 | 2512.6302 | 2697.0299 | 990.9652 | 322.3326 | 1
| 60413282 | 23180.1885 | 16493.1945 | 6686.994 | 1 |  | 5037.6746 | 8336.3135 | 9005.0129 | 4368.9752 | 2719.6557 | 1
| 60413285 | 11961.9861 | 9191.5657 | 2770.4204 | 1 |  | 1851.2638 | 3689.577 | 3966.619 | 1574.2218 | 655.0652 | 1
| 60413293 | 4787.3251 | 3941.1294 | 846.1957 | 1 |  | 452.0828 | 1240.3087 | 1324.9282 | 367.4632 | -26.6497 | 0
| 60413294 | 21957.4566 | 16014.3811 | 5943.0755 | 1 |  | 4341.6374 | 7544.5136 | 8138.8212 | 3747.3298 | 2145.8917 | 1
| 60413296 | 8557.4009 | 6417.7503 | 2139.6506 | 1 |  | 1497.8755 | 2781.4256 | 2995.3906 | 1283.9105 | 642.1354 | 1
| 60413297 | 3003.9451 | 1408.7373 | 1595.2078 | 1 |  | 1454.3341 | 1736.0815 | 1895.6023 | 1294.8133 | 1153.9396 | 1
| 60413298 | 13453.0891 | 6007.0971 | 7445.9919 | 1 |  | 6845.2822 | 8046.7017 | 8791.3008 | 6100.683 | 5499.9733 | 1
| 60413299 | 2229.0203 | 1274.1252 | 954.8951 | 1 |  | 827.4826 | 1082.3076 | 1177.7971 | 731.9931 | 604.5806 | 1
| 60413300 | 12433.5535 | 6709.3109 | 5724.2425 | 1 |  | 5053.3114 | 6395.1736 | 6967.5979 | 4480.8872 | 3809.9561 | 1
| 60413315 | 5910.4203 | 4728.6948 | 1181.7254 | 1 |  | 708.8559 | 1654.5949 | 1772.7674 | 590.6834 | 117.8139 | 1
| 60413319 | 73871.4768 | 25080.4417 | 48791.0352 | 1 |  | 46282.991 | 51299.0794 | 56178.1829 | 41403.8875 | 38895.8433 | 1
| 60413320 | 26221.2874 | 9689.7904 | 16531.497 | 1 |  | 15562.5179 | 17500.476 | 19153.6257 | 13909.3682 | 12940.3892 | 1
| 60415961 | 1888.0136 | 1935.6168 | -47.6032 | 0 |  | -241.1649 | 145.9585 | 141.1981 | -236.4046 | -429.9663 | 1
| 60415962 | 4066.3049 | 4073.7662 | -7.4613 | 0 |  | -414.8379 | 399.9153 | 399.1692 | -414.0918 | -821.4684 | 1
| 60416003 | 17840.1849 | 15457.4166 | 2382.7683 | 1 |  | 837.0266 | 3928.51 | 4166.7868 | 598.7498 | -946.9918 | 0
| 60416009 | 31185.7871 | 21913.6921 | 9272.0949 | 1 |  | 7080.7257 | 11463.4642 | 12390.6737 | 6153.5162 | 3962.147 | 1
| 60416010 | 825.539 | 868.4684 | -42.9294 | 0 |  | -129.7762 | 43.9175 | 39.6245 | -125.4833 | -212.3301 | 1
| 60416016 | 647.6182 | 936.7131 | -289.0949 | 0 |  | -382.7662 | -195.4236 | -224.333 | -353.8567 | -447.528 | 1
| 60416017 | 4269.4094 | 5927.9297 | -1658.5203 | 0 |  | -2251.3133 | -1065.7273 | -1231.5793 | -2085.4612 | -2678.2542 | 1
| 60416018 | 13767.5084 | 17114.0008 | -3346.4924 | 0 |  | -5057.8925 | -1635.0923 | -1969.7415 | -4723.2432 | -6434.6433 | 1
| 60416021 | 702.7763 | 882.7778 | -180.0015 | 0 |  | -268.2793 | -91.7237 | -109.7239 | -250.2791 | -338.5569 | 1
| 60416022 | 111103.385 | 76203.4238 | 34899.9612 | 1 |  | 27279.6188 | 42520.3036 | 46010.2997 | 23789.6227 | 16169.2803 | 1
| 60416023 | 42531.072 | 37920.9186 | 4610.1535 | 1 |  | 818.0616 | 8402.2453 | 8863.2607 | 357.0463 | -3435.0456 | 0
| 60416032 | 1663.2746 | 1658.7856 | 4.489 | 1 |  | -161.3896 | 170.3676 | 170.8165 | -161.8385 | -327.717 | 0
| 60416033 | 1388.5729 | 804.1236 | 584.4493 | 1 |  | 504.037 | 664.8617 | 723.3066 | 445.592 | 365.1797 | 1
| 60416034 | 9437.6733 | 5211.5928 | 4226.0805 | 1 |  | 3704.9213 | 4747.2398 | 5169.8479 | 3282.3132 | 2761.1539 | 1
| 60416036 | 12798.0573 | 9750.7317 | 3047.3256 | 1 |  | 2072.2524 | 4022.3988 | 4327.1313 | 1767.5199 | 792.4467 | 1
| 60416037 | 1274.1246 | 1170.6161 | 103.5084 | 1 |  | -13.5532 | 220.57 | 230.9209 | -23.904 | -140.9657 | 0
| 60416038 | 97327.7516 | 55810.9273 | 41516.8244 | 1 |  | 35935.7317 | 47097.9171 | 51249.5995 | 31784.0492 | 26202.9565 | 1
| 60416082 | 1254.2638 | 2667.0455 | -1412.7818 | 0 |  | -1679.4863 | -1146.0772 | -1287.3554 | -1538.2081 | -1804.9127 | 1
| 60416091 | 40336.1561 | 31313.294 | 9022.8621 | 1 |  | 5891.5327 | 12154.1915 | 13056.4777 | 4989.2465 | 1857.9171 | 1
| 60416096 | 15169.344 | 16285.7087 | -1116.3647 | 0 |  | -2744.9355 | 512.2062 | 400.5697 | -2633.2991 | -4261.8699 | 1
| 60416100 | 203328.7141 | 94336.1413 | 108992.5727 | 1 |  | 99558.9586 | 118426.1869 | 129325.4441 | 88659.7013 | 79226.0872 | 1
| 60416108 | 54981.1531 | 25101.4827 | 29879.6703 | 1 |  | 27369.5221 | 32389.8186 | 35377.7857 | 24381.555 | 21871.4068 | 1
| 60416110 | 5240.0004 | 5257.591 | -17.5906 | 0 |  | -543.3497 | 508.1685 | 506.4094 | -541.5907 | -1067.3498 | 1
| 60416125 | 893.2881 | 3116.6898 | -2223.4017 | 0 |  | -2535.0707 | -1911.7327 | -2134.0729 | -2312.7305 | -2624.3995 | 1
| 60416156 | 417.2281 | 1170.6161 | -753.388 | 0 |  | -870.4496 | -636.3264 | -711.6652 | -795.1108 | -912.1724 | 1
| 60416157 | 912.6328 | 2461.7612 | -1549.1284 | 0 |  | -1795.3045 | -1302.9523 | -1457.8651 | -1640.3917 | -1886.5678 | 1
| 60416189 | 11188.113 | 22599.9913 | -11411.8783 | 0 |  | -13671.8774 | -9151.8791 | -10293.0669 | -12530.6896 | -14790.6887 | 1
| 60416192 | 51049.8344 | 54441.6311 | -3391.7967 | 0 |  | -8835.9598 | 2052.3664 | 1713.1867 | -8496.7802 | -13940.9433 | 1
| 60416217 | 18104.3176 | 32462.4461 | -14358.1285 | 0 |  | -17604.3731 | -11111.8839 | -12547.6968 | -16168.5603 | -19414.8049 | 1
| 60416225 | 2278.5986 | 7778.2407 | -5499.6422 | 0 |  | -6277.4662 | -4721.8181 | -5271.7823 | -5727.502 | -6505.3261 | 1
| 60416226 | 10189.9094 | 24380.9569 | -14191.0475 | 0 |  | -16629.1432 | -11752.9518 | -13172.0565 | -15210.0384 | -17648.1341 | 1
| 60416230 | 114604.3714 | 87882.6176 | 26721.7537 | 1 |  | 17933.492 | 35510.0155 | 38182.1909 | 15261.3166 | 6473.0548 | 1
| 60416231 | 29046.2691 | 38261.0412 | -9214.7721 | 0 |  | -13040.8762 | -5388.668 | -6310.1452 | -12119.399 | -15945.5031 | 1
| 60416235 | 600.4019 | 1659.336 | -1058.9342 | 0 |  | -1224.8678 | -893.0006 | -998.894 | -1118.9743 | -1284.9079 | 1
| 60416243 | 94886.9478 | 46174.6705 | 48712.2773 | 1 |  | 44094.8102 | 53329.7443 | 58200.9721 | 39223.5825 | 34606.1155 | 1
| 60416263 | 4048.3882 | 2185.4804 | 1862.9078 | 1 |  | 1644.3598 | 2081.4559 | 2267.7466 | 1458.069 | 1239.521 | 1
| 60416264 | 35503.5275 | 18351.7609 | 17151.7666 | 1 |  | 15316.5905 | 18986.9427 | 20702.1194 | 13601.4139 | 11766.2378 | 1
| 60416279 | 7722.5805 | 4080.9209 | 3641.6596 | 1 |  | 3233.5676 | 4049.7517 | 4413.9177 | 2869.4016 | 2461.3095 | 1
| 60416281 | 291714.4987 | 104471.5748 | 187242.9239 | 1 |  | 176795.7664 | 197690.0814 | 216414.3738 | 158071.4741 | 147624.3166 | 1
| 60416284 | 3792.3825 | 2132.0954 | 1660.2871 | 1 |  | 1447.0776 | 1873.4967 | 2039.5254 | 1281.0489 | 1067.8393 | 1
| 60416338 | 5177.6848 | 3241.0712 | 1936.6135 | 1 |  | 1612.5064 | 2260.7207 | 2454.382 | 1418.8451 | 1094.7379 | 1
| 60416352 | 1011.4969 | 730.8783 | 280.6186 | 1 |  | 207.5307 | 353.7064 | 381.7683 | 179.4689 | 106.381 | 1
| 60416363 | 20879.0371 | 9525.6344 | 11353.4027 | 1 |  | 10400.8393 | 12305.9661 | 13441.3064 | 9265.499 | 8312.9356 | 1
| 60416364 | 13220.1311 | 6153.027 | 7067.104 | 1 |  | 6451.8013 | 7682.4067 | 8389.1171 | 5745.0909 | 5129.7882 | 1
| 60416368 | 2882.3675 | 1593.8431 | 1288.5243 | 1 |  | 1129.14 | 1447.9086 | 1576.7611 | 1000.2876 | 840.9032 | 1
| 60416369 | 14619.993 | 7788.6976 | 6831.2954 | 1 |  | 6052.4257 | 7610.1652 | 8293.2947 | 5369.2961 | 4590.4264 | 1
| 60416370 | 2342.6424 | 1297.7494 | 1044.8931 | 1 |  | 915.1181 | 1174.668 | 1279.1573 | 810.6288 | 680.8539 | 1
| 60416371 | 15377.8038 | 8248.7987 | 7129.0051 | 1 |  | 6304.1252 | 7953.885 | 8666.7855 | 5591.2247 | 4766.3448 | 1
| 60416378 | 18934.0407 | 10487.1136 | 8446.9271 | 1 |  | 7398.2157 | 9495.6385 | 10340.3312 | 6553.523 | 5504.8117 | 1
| 60416410 | 59811.4026 | 28644.047 | 31167.3556 | 1 |  | 28302.9509 | 34031.7603 | 37148.4959 | 25186.2154 | 22321.8107 | 1
| 60416416 | 2899.2009 | 1692.3576 | 1206.8433 | 1 |  | 1037.6076 | 1376.0791 | 1496.7634 | 916.9232 | 747.6875 | 1
| 60416417 | 3374.3891 | 1966.437 | 1407.9521 | 1 |  | 1211.3084 | 1604.5958 | 1745.391 | 1070.5132 | 873.8695 | 1
| 60416425 | 73015.1218 | 34815.6098 | 38199.5121 | 1 |  | 34717.9511 | 41681.073 | 45501.0242 | 30897.9999 | 27416.4389 | 1
| 60416428 | 2700.5811 | 1326.3476 | 1374.2336 | 1 |  | 1241.5988 | 1506.8683 | 1644.2917 | 1104.1754 | 971.5407 | 1
| 60416429 | 6042.2998 | 2907.216 | 3135.0838 | 1 |  | 2844.3622 | 3425.8054 | 3739.3138 | 2530.8538 | 2240.1322 | 1
| 60416430 | 21394.5176 | 9490.027 | 11904.4906 | 1 |  | 10955.4879 | 12853.4933 | 14043.9424 | 9765.0389 | 8816.0362 | 1
| 60416434 | 102062.4164 | 71294.7612 | 30767.6552 | 1 |  | 23638.1791 | 37897.1313 | 40973.8969 | 20561.4136 | 13431.9375 | 1
| 60416443 | 311668.4608 | 137954.3887 | 173714.0721 | 1 |  | 159918.6332 | 187509.511 | 204880.9182 | 142547.226 | 128751.7872 | 1
| 60416451 | 54138.2551 | 38713.9876 | 15424.2675 | 1 |  | 11552.8687 | 19295.6662 | 20838.093 | 10010.4419 | 6139.0432 | 1
| 60416452 | 65631.041 | 44613.849 | 21017.192 | 1 |  | 16555.8071 | 25478.5769 | 27580.2961 | 14454.0879 | 9992.703 | 1
| 60416453 | 1966.6829 | 2076.509 | -109.8261 | 0 |  | -317.477 | 97.8248 | 86.8422 | -306.4944 | -514.1453 | 1
| 60416454 | 9920.7146 | 9547.0984 | 373.6162 | 1 |  | -581.0936 | 1328.326 | 1365.6877 | -618.4553 | -1573.1651 | 0
| 60416499 | 50810.0366 | 47417.9342 | 3392.1024 | 1 |  | -1349.691 | 8133.8958 | 8473.106 | -1688.9013 | -6430.6947 | 0
| 60416500 | 5922.5469 | 8138.1763 | -2215.6294 | 0 |  | -3029.447 | -1401.8117 | -1623.3747 | -2807.884 | -3621.7017 | 1
| 60416503 | 7892.6726 | 3756.4637 | 4136.2089 | 1 |  | 3760.5625 | 4511.8553 | 4925.4762 | 3346.9416 | 2971.2952 | 1
| 60416514 | 195324.3248 | 109999.3927 | 85324.9322 | 1 |  | 74324.9929 | 96324.8714 | 104857.3647 | 65792.4997 | 54792.5604 | 1
| 60416515 | 20825.2959 | 22300.5953 | -1475.2995 | 0 |  | -3705.359 | 754.76 | 607.2301 | -3557.8291 | -5787.8886 | 1
| 60416532 | 42645.6107 | 46547.2644 | -3901.6537 | 0 |  | -8556.3801 | 753.0728 | 362.9074 | -8166.2148 | -12820.9412 | 1
| 60416546 | 117887.1907 | 38520.3581 | 79366.8326 | 1 |  | 75514.7968 | 83218.8684 | 91155.5517 | 67578.1135 | 63726.0777 | 1
| 60416551 | 5247.496 | 6832.7219 | -1585.2259 | 0 |  | -2268.4981 | -901.9537 | -1060.4763 | -2109.9755 | -2793.2477 | 1
| 60416562 | 20760.4122 | 19423.3122 | 1337.1 | 1 |  | -605.2312 | 3279.4313 | 3413.1413 | -738.9412 | -2681.2724 | 0
| 60416567 | 6162.4312 | 9136.5297 | -2974.0985 | 0 |  | -3887.7515 | -2060.4455 | -2357.8554 | -3590.3416 | -4503.9946 | 1
| 60416580 | 1693.5779 | 1075.8829 | 617.695 | 1 |  | 510.1068 | 725.2833 | 787.0528 | 448.3373 | 340.749 | 1
| 60416581 | 20878.091 | 11646.6094 | 9231.4816 | 1 |  | 8066.8207 | 10396.1426 | 11319.2907 | 7143.6725 | 5979.0116 | 1
| 60416582 | 4204.0941 | 1909.1597 | 2294.9344 | 1 |  | 2104.0185 | 2485.8504 | 2715.3438 | 1874.525 | 1683.6091 | 1
| 60416583 | 36496.4885 | 16688.3526 | 19808.1359 | 1 |  | 18139.3007 | 21476.9712 | 23457.7848 | 16158.4871 | 14489.6518 | 1
| 60416600 | 1520.5481 | 2056.1457 | -535.5976 | 0 |  | -741.2122 | -329.9831 | -383.5428 | -687.6524 | -893.267 | 1
| 60416601 | 5370.3973 | 6837.6751 | -1467.2778 | 0 |  | -2151.0453 | -783.5103 | -930.2381 | -2004.3176 | -2688.0851 | 1
| 60416602 | 409140.4532 | 165922.5934 | 243217.8598 | 1 |  | 226625.6005 | 259810.1192 | 284131.9051 | 202303.8145 | 185711.5552 | 1
| 60416607 | 25232.2942 | 21411.2133 | 3821.0809 | 1 |  | 1679.9596 | 5962.2022 | 6344.3103 | 1297.8515 | -843.2698 | 0
| 60416632 | 1844.655 | 4601.5616 | -2756.9066 | 0 |  | -3217.0628 | -2296.7504 | -2572.4411 | -2941.3721 | -3401.5283 | 1
| 60416633 | 34579.5729 | 53476.8497 | -18897.2768 | 0 |  | -24244.9617 | -13549.5918 | -15439.3195 | -22355.2341 | -27702.919 | 1
| 60416647 | 129426.4936 | 71987.6647 | 57438.829 | 1 |  | 50240.0625 | 64637.5954 | 70381.4783 | 44496.1796 | 37297.4131 | 1
| 60416648 | 39384.9646 | 36150.9602 | 3234.0044 | 1 |  | -381.0916 | 6849.1004 | 7172.5009 | -704.492 | -4319.588 | 0
| 60416652 | 138474.472 | 43385.1536 | 95089.3184 | 1 |  | 90750.8031 | 99427.8338 | 108936.7656 | 81241.8712 | 76903.3559 | 1
| 60416654 | 13852.0017 | 6379.7521 | 7472.2496 | 1 |  | 6834.2744 | 8110.2248 | 8857.4498 | 6087.0494 | 5449.0742 | 1
| 60416656 | 160171.9616 | 48551.3687 | 111620.593 | 1 |  | 106765.4561 | 116475.7298 | 127637.7891 | 95603.3968 | 90748.2599 | 1
| 60416661 | 15144.6969 | 18503.6603 | -3358.9634 | 0 |  | -5209.3294 | -1508.5973 | -1844.4937 | -4873.4331 | -6723.7991 | 1
| 60416662 | 112874.8754 | 76365.2297 | 36509.6457 | 1 |  | 28873.1227 | 44146.1686 | 47797.1332 | 25222.1581 | 17585.6352 | 1
| 60416671 | 92561.1423 | 57493.3784 | 35067.7639 | 1 |  | 29318.4261 | 40817.1018 | 44323.8782 | 25811.6497 | 20062.3119 | 1
| 60416672 | 111843.0477 | 65216.0327 | 46627.0149 | 1 |  | 40105.4117 | 53148.6182 | 57811.3197 | 35442.7102 | 28921.1069 | 1
| 60416684 | 6191.1883 | 6237.2322 | -46.0439 | 0 |  | -669.7671 | 577.6794 | 573.075 | -665.1627 | -1288.8859 | 1
| 60416685 | 1573.2229 | 778.2659 | 794.957 | 1 |  | 717.1304 | 872.7836 | 952.2793 | 637.6347 | 559.8081 | 1
| 60416688 | 1161187.1337 | 286807.5605 | 874379.5732 | 1 |  | 845698.8172 | 903060.3293 | 990498.2866 | 758260.8599 | 729580.1038 | 1
| 60416689 | 22616.3539 | 20845.9933 | 1770.3605 | 1 |  | -314.2388 | 3854.9599 | 4031.9959 | -491.2749 | -2575.8742 | 0
| 60416699 | 171618.7877 | 91557.923 | 80060.8647 | 1 |  | 70905.0724 | 89216.657 | 97222.7434 | 62898.9859 | 53743.1936 | 1
| 60416711 | 27237.0011 | 31811.37 | -4574.3689 | 0 |  | -7755.5059 | -1393.2319 | -1850.6688 | -7298.069 | -10479.206 | 1
| 60416722 | 32358.7528 | 13674.6638 | 18684.089 | 1 |  | 17316.6226 | 20051.5554 | 21919.9643 | 15448.2137 | 14080.7474 | 1
| 60416735 | 26068.8978 | 29427.2096 | -3358.3118 | 0 |  | -6301.0328 | -415.5909 | -751.422 | -5965.2016 | -8907.9226 | 1
| 60416746 | 40166.4461 | 25571.2308 | 14595.2153 | 1 |  | 12038.0922 | 17152.3384 | 18611.8599 | 10578.5707 | 8021.4476 | 1
| 60416751 | 704.2088 | 1425.9833 | -721.7745 | 0 |  | -864.3728 | -579.1761 | -651.3536 | -792.1953 | -934.7937 | 1
| 60416752 | 5505.0697 | 9307.1414 | -3802.0717 | 0 |  | -4732.7858 | -2871.3576 | -3251.5647 | -4352.5787 | -5283.2928 | 1
| 60416753 | 166064.6438 | 98472.6486 | 67591.9952 | 1 |  | 57744.7304 | 77439.2601 | 84198.4596 | 50985.5308 | 41138.266 | 1
| 60416754 | 309.6869 | 517.1539 | -207.467 | 0 |  | -259.1824 | -155.7516 | -176.4983 | -238.4357 | -290.1511 | 1
| 60416755 | 2134.1567 | 3324.7417 | -1190.5849 | 0 |  | -1523.0591 | -858.1108 | -977.1693 | -1404.0006 | -1736.4748 | 1
| 60416758 | 18785.8907 | 13035.0661 | 5750.8246 | 1 |  | 4447.318 | 7054.3312 | 7629.4137 | 3872.2355 | 2568.7289 | 1
| 60416766 | 21365.5561 | 26650.6424 | -5285.0863 | 0 |  | -7950.1505 | -2620.022 | -3148.5306 | -7421.6419 | -10086.7061 | 1
| 60416805 | 29770.1389 | 33433.8319 | -3663.693 | 0 |  | -7007.0761 | -320.3098 | -686.6791 | -6640.7069 | -9984.09 | 1
| 60416806 | 845.9041 | 1701.1634 | -855.2593 | 0 |  | -1025.3756 | -685.1429 | -770.6689 | -939.8497 | -1109.966 | 1
| 60416814 | 23344.4336 | 28253.8416 | -4909.4081 | 0 |  | -7734.7922 | -2084.0239 | -2574.9647 | -7243.8514 | -10069.2356 | 1
| 60416835 | 2057.0772 | 3778.2228 | -1721.1456 | 0 |  | -2098.9679 | -1343.3233 | -1515.4379 | -1926.8533 | -2304.6756 | 1
| 60416839 | 7421.2666 | 6064.4191 | 1356.8476 | 1 |  | 750.4057 | 1963.2895 | 2098.9743 | 614.7209 | 8.279 | 1
| 60416847 | 12146.9996 | 13307.1593 | -1160.1597 | 0 |  | -2490.8756 | 170.5562 | 54.5403 | -2374.8597 | -3705.5756 | 1
| 60416858 | 4671.3208 | 5341.2458 | -669.9249 | 0 |  | -1204.0495 | -135.8004 | -202.7929 | -1137.057 | -1671.1816 | 1
| 60416859 | 18433.0827 | 19551.5461 | -1118.4634 | 0 |  | -3073.618 | 836.6912 | 724.8449 | -2961.7717 | -4916.9263 | 1
| 60416871 | 754.3076 | 1812.8865 | -1058.579 | 0 |  | -1239.8676 | -877.2903 | -983.1482 | -1134.0097 | -1315.2984 | 1
| 60416872 | 3785.0708 | 8045.1654 | -4260.0946 | 0 |  | -5064.6112 | -3455.5781 | -3881.5876 | -4638.6017 | -5443.1183 | 1
| 60416873 | 9562.2212 | 16689.6731 | -7127.4519 | 0 |  | -8796.4192 | -5458.4846 | -6171.2298 | -8083.674 | -9752.6413 | 1
| 60416875 | 520.8544 | 1164.0118 | -643.1574 | 0 |  | -759.5586 | -526.7562 | -591.072 | -695.2429 | -811.644 | 1
| 60416884 | 12455.5355 | 19480.5497 | -7025.0142 | 0 |  | -8973.0692 | -5076.9593 | -5779.4607 | -8270.5678 | -10218.6227 | 1
| 60416895 | 1144.1998 | 1719.3253 | -575.1255 | 0 |  | -747.058 | -403.193 | -460.7055 | -689.5455 | -861.478 | 1
| 60416896 | 2165.021 | 3215.2043 | -1050.1833 | 0 |  | -1371.7038 | -728.6629 | -833.6812 | -1266.6854 | -1588.2059 | 1
| 60416904 | 1479.4762 | 1293.8968 | 185.5793 | 1 |  | 56.1897 | 314.969 | 333.527 | 37.6317 | -91.758 | 0
| 60416905 | 5736.3161 | 4877.8425 | 858.4737 | 1 |  | 370.6894 | 1346.2579 | 1432.1053 | 284.8421 | -202.9422 | 0
| 60416906 | 6395.789 | 5416.0947 | 979.6942 | 1 |  | 438.0847 | 1521.3037 | 1619.2731 | 340.1153 | -201.4942 | 0
| 60416907 | 3120.5309 | 2698.9664 | 421.5644 | 1 |  | 151.6678 | 691.4611 | 733.6175 | 109.5114 | -160.3853 | 0
| 60416929 | 35844.8719 | 26598.9085 | 9245.9634 | 1 |  | 6586.0725 | 11905.8542 | 12830.4505 | 5661.4762 | 3001.5853 | 1
| 60416941 | 1193.9381 | 1046.2347 | 147.7034 | 1 |  | 43.0799 | 252.3269 | 267.0972 | 28.3096 | -76.3139 | 0
| 60416942 | 1107.8616 | 971.3858 | 136.4758 | 1 |  | 39.3372 | 233.6144 | 247.262 | 25.6896 | -71.4489 | 0
| 60416951 | 1862.0706 | 1773.2606 | 88.81 | 1 |  | -88.516 | 266.1361 | 275.0171 | -97.397 | -274.7231 | 0
| 60416962 | 19234.6581 | 22043.0268 | -2808.3687 | 0 |  | -5012.6713 | -604.066 | -884.9028 | -4731.8345 | -6936.1371 | 1
| 60416972 | 40450.2356 | 29034.2524 | 11415.9832 | 1 |  | 8512.5579 | 14319.4084 | 15461.0067 | 7370.9596 | 4467.5344 | 1
| 60416973 | 4582.2219 | 3931.2229 | 650.999 | 1 |  | 257.8767 | 1044.1212 | 1109.2211 | 192.7768 | -200.3455 | 0
| 60416988 | 9711.2268 | 14203.1457 | -4491.9189 | 0 |  | -5912.2335 | -3071.6044 | -3520.7962 | -5463.0416 | -6883.3562 | 1
| 60417009 | 10832.2369 | 10122.7752 | 709.4617 | 1 |  | -302.8158 | 1721.7393 | 1792.6854 | -373.7619 | -1386.0395 | 0
| 60417011 | 8593.7629 | 7571.3053 | 1022.4576 | 1 |  | 265.3271 | 1779.5882 | 1881.8339 | 163.0813 | -594.0492 | 0
| 60417012 | 1409.7245 | 1325.2674 | 84.4571 | 1 |  | -48.0696 | 216.9838 | 225.4296 | -56.5153 | -189.0421 | 0
| 60417014 | 16531.793 | 12370.9966 | 4160.7964 | 1 |  | 2923.6967 | 5397.8961 | 5813.9757 | 2507.6171 | 1270.5174 | 1
| 60417015 | 1015.7421 | 854.7094 | 161.0327 | 1 |  | 75.5618 | 246.5037 | 262.6069 | 59.4585 | -26.0124 | 0
| 60417016 | 29870.4343 | 20696.2954 | 9174.139 | 1 |  | 7104.5094 | 11243.7685 | 12161.1824 | 6187.0955 | 4117.466 | 1
| 60417020 | 22042.8042 | 18245.5414 | 3797.2628 | 1 |  | 1972.7087 | 5621.817 | 6001.5433 | 1592.9824 | -231.5717 | 0
| 60417023 | 2739.9374 | 2747.9485 | -8.0111 | 0 |  | -282.8059 | 266.7838 | 265.9826 | -282.0048 | -556.7997 | 1
| 60417024 | 1359.1189 | 1383.0552 | -23.9362 | 0 |  | -162.2418 | 114.3693 | 111.9756 | -159.8481 | -298.1537 | 1
| 60417027 | 1078.418 | 1065.4973 | 12.9206 | 1 |  | -93.6291 | 119.4704 | 120.7624 | -94.9212 | -201.4709 | 0
| 60417028 | 13651.4298 | 12060.5934 | 1590.8363 | 1 |  | 384.777 | 2796.8957 | 2955.9793 | 225.6934 | -980.366 | 0
| 60417029 | 2830.4687 | 2746.8478 | 83.621 | 1 |  | -191.0638 | 358.3057 | 366.6678 | -199.4259 | -474.1107 | 0
| 60417030 | 2929.742 | 3118.3409 | -188.5989 | 0 |  | -500.433 | 123.2352 | 104.3753 | -481.5731 | -793.4072 | 1
| 60417031 | 6305.0342 | 7395.7404 | -1090.7062 | 0 |  | -1830.2802 | -351.1322 | -460.2028 | -1721.2096 | -2460.7837 | 1
| 60417032 | 15995.3472 | 17089.2346 | -1093.8874 | 0 |  | -2802.8108 | 615.0361 | 505.6474 | -2693.4221 | -4402.3455 | 1
| 60417033 | 1075.7385 | 1343.9796 | -268.2412 | 0 |  | -402.6391 | -133.8432 | -160.6673 | -375.815 | -510.213 | 1
| 60417035 | 12747.4396 | 13357.7924 | -610.3528 | 0 |  | -1946.1321 | 725.4264 | 664.3912 | -1885.0968 | -3220.876 | 1
| 60417037 | 5338.6859 | 4329.6837 | 1009.0022 | 1 |  | 576.0339 | 1441.9706 | 1542.8708 | 475.1336 | 42.1653 | 1
| 60417038 | 471.1981 | 398.4608 | 72.7373 | 1 |  | 32.8913 | 112.5834 | 119.8572 | 25.6175 | -14.2285 | 0
| 60417039 | 639.8834 | 1130.4399 | -490.5564 | 0 |  | -603.6004 | -377.5125 | -426.5681 | -554.5448 | -667.5888 | 1
| 60417042 | 10758.867 | 9488.7602 | 1270.1068 | 1 |  | 321.2308 | 2218.9828 | 2345.9935 | 194.2201 | -754.6559 | 0
| 60417050 | 45769.374 | 36420.0863 | 9349.2877 | 1 |  | 5707.279 | 12991.2963 | 13926.2251 | 4772.3503 | 1130.3416 | 1
| 60417053 | 9014.8593 | 15636.2837 | -6621.4244 | 0 |  | -8185.0528 | -5057.796 | -5719.9385 | -7522.9103 | -9086.5387 | 1
| 60417061 | 86722.2333 | 57346.9826 | 29375.2507 | 1 |  | 23640.5525 | 35109.949 | 38047.4741 | 20703.0274 | 14968.3291 | 1
| 60417063 | 13256.9952 | 12036.928 | 1220.0672 | 1 |  | 16.3744 | 2423.76 | 2545.7667 | -105.6323 | -1309.3251 | 0
| 60417064 | 2658.714 | 4770.5222 | -2111.8082 | 0 |  | -2588.8605 | -1634.756 | -1845.9368 | -2377.6796 | -2854.7319 | 1
| 60417072 | 7011.1319 | 6379.2251 | 631.9068 | 1 |  | -6.0157 | 1269.8293 | 1333.02 | -69.2064 | -707.1289 | 0
| 60417073 | 14469.7157 | 12404.5686 | 2065.1471 | 1 |  | 824.6903 | 3305.604 | 3512.1187 | 618.1755 | -622.2813 | 0
| 60417074 | 10426.6304 | 9220.1844 | 1206.446 | 1 |  | 284.4275 | 2128.4644 | 2249.109 | 163.783 | -758.2355 | 0
| 60417076 | 1669.724 | 1750.1454 | -80.4214 | 0 |  | -255.436 | 94.5931 | 86.551 | -247.3938 | -422.4084 | 1
| 60417077 | 5099.1193 | 5156.8751 | -57.7557 | 0 |  | -573.4433 | 457.9318 | 452.1562 | -567.6677 | -1083.3552 | 1
| 60417079 | 750.4558 | 717.1193 | 33.3364 | 1 |  | -38.3755 | 105.0484 | 108.382 | -41.7092 | -113.4211 | 0
| 60417080 | 23004.0847 | 18448.0739 | 4556.0107 | 1 |  | 2711.2033 | 6400.8181 | 6856.4192 | 2255.6023 | 410.7949 | 1
| 60417081 | 7153.216 | 6378.6747 | 774.5412 | 1 |  | 136.6738 | 1412.4087 | 1489.8628 | 59.2196 | -578.6478 | 0
| 60417084 | 2904.8917 | 2744.6463 | 160.2454 | 1 |  | -114.2192 | 434.71 | 450.7346 | -130.2438 | -404.7084 | 0
| 60417085 | 2951.4118 | 2860.7723 | 90.6395 | 1 |  | -195.4377 | 376.7167 | 385.7807 | -204.5017 | -490.5789 | 0
| 60417087 | 44301.8149 | 32389.7986 | 11912.0163 | 1 |  | 8673.0365 | 15150.9962 | 16342.1978 | 7481.8349 | 4242.855 | 1
| 60417240 | 709.5111 | 1317.012 | -607.5008 | 0 |  | -739.202 | -475.7996 | -536.5497 | -678.4519 | -810.1531 | 1
| 60417241 | 4358.7362 | 7303.2799 | -2944.5437 | 0 |  | -3674.8716 | -2214.2157 | -2508.67 | -3380.4173 | -4110.7453 | 1
| 60417242 | 692.2196 | 1285.6414 | -593.4219 | 0 |  | -721.986 | -464.8577 | -524.1999 | -662.6438 | -791.208 | 1
| 60417243 | 5810.8239 | 9413.3609 | -3602.537 | 0 |  | -4543.8731 | -2661.2009 | -3021.4546 | -4183.6194 | -5124.9555 | 1
| 60417244 | 479.7114 | 787.0151 | -307.3037 | 0 |  | -386.0052 | -228.6022 | -259.3326 | -355.2749 | -433.9764 | 1
| 60417247 | 2879.9165 | 4556.9825 | -1677.066 | 0 |  | -2132.7642 | -1221.3677 | -1389.0743 | -1965.0576 | -2420.7559 | 1
| 60417249 | 30354.7209 | 27457.4704 | 2897.2504 | 1 |  | 151.5034 | 5642.9975 | 5932.7225 | -138.2217 | -2883.9687 | 0
| 60417251 | 10568.0646 | 14915.3118 | -4347.2472 | 0 |  | -5838.7784 | -2855.716 | -3290.4407 | -5404.0536 | -6895.5848 | 1
| 60417252 | 21498.7442 | 25445.3535 | -3946.6093 | 0 |  | -6491.1447 | -1402.074 | -1796.7349 | -6096.4837 | -8641.0191 | 1
| 60417253 | 28685.6088 | 35946.2262 | -7260.6174 | 0 |  | -10855.24 | -3665.9948 | -4392.0565 | -10129.1783 | -13723.8009 | 1
| 60417254 | 1215.617 | 2048.991 | -833.374 | 0 |  | -1038.2731 | -628.4749 | -711.8123 | -954.9357 | -1159.8348 | 1
| 60417256 | 304.1785 | 523.9429 | -219.7644 | 0 |  | -272.1587 | -167.3702 | -189.3466 | -250.1823 | -302.5766 | 1
| 60417257 | 13749.3637 | 17961.0052 | -4211.6415 | 0 |  | -6007.742 | -2415.541 | -2836.7051 | -5586.5779 | -7382.6784 | 1
| 60417258 | 1354.908 | 2261.9804 | -907.0724 | 0 |  | -1133.2705 | -680.8744 | -771.5816 | -1042.5632 | -1268.7613 | 1
| 60417260 | 2824.3571 | 4270.2448 | -1445.8877 | 0 |  | -1872.9122 | -1018.8632 | -1163.452 | -1728.3234 | -2155.3479 | 1
| 60417262 | 1249.3311 | 2064.4011 | -815.07 | 0 |  | -1021.5101 | -608.6299 | -690.1369 | -940.0031 | -1146.4432 | 1
| 60417267 | 1205.6611 | 2075.4083 | -869.7472 | 0 |  | -1077.288 | -662.2064 | -749.1811 | -990.3133 | -1197.8541 | 1
| 60417268 | 3557.3831 | 5748.5123 | -2191.1292 | 0 |  | -2765.9804 | -1616.2779 | -1835.3909 | -2546.8675 | -3121.7187 | 1
| 60417272 | 4453.7796 | 7249.8949 | -2796.1153 | 0 |  | -3521.1048 | -2071.1259 | -2350.7374 | -3241.4933 | -3966.4828 | 1
| 60417273 | 590.8494 | 1069.3499 | -478.5004 | 0 |  | -585.4354 | -371.5655 | -419.4155 | -537.5854 | -644.5204 | 1
| 60417277 | 7300.8356 | 10617.549 | -3316.7134 | 0 |  | -4378.4683 | -2254.9585 | -2586.6298 | -4046.797 | -5108.5519 | 1
| 60417278 | 780.9889 | 1325.8177 | -544.8289 | 0 |  | -677.4106 | -412.2471 | -466.73 | -622.9277 | -755.5095 | 1
| 60417279 | 5235.0506 | 7941.1473 | -2706.0968 | 0 |  | -3500.2115 | -1911.982 | -2182.5917 | -3229.6018 | -4023.7166 | 1
| 60417281 | 2521.6532 | 4026.4352 | -1504.782 | 0 |  | -1907.4256 | -1102.1385 | -1252.6167 | -1756.9474 | -2159.5909 | 1
| 60417282 | 9629.7775 | 13270.2852 | -3640.5077 | 0 |  | -4967.5362 | -2313.4792 | -2677.53 | -4603.4854 | -5930.514 | 1
| 60417284 | 5179.4625 | 7866.2984 | -2686.8358 | 0 |  | -3473.4657 | -1900.206 | -2168.8896 | -3204.7821 | -3991.4119 | 1
| 60417285 | 1776.449 | 5541.0265 | -3764.5775 | 0 |  | -4318.6801 | -3210.4748 | -3586.9326 | -3942.2224 | -4496.325 | 1
| 60417288 | 4009.5259 | 6230.6278 | -2221.102 | 0 |  | -2844.1648 | -1598.0392 | -1820.1494 | -2622.0546 | -3245.1173 | 1
| 60417302 | 1175.9407 | 1024.7707 | 151.17 | 1 |  | 48.693 | 253.6471 | 268.7641 | 33.576 | -68.9011 | 0
| 60417303 | 1683.4818 | 1461.2063 | 222.2754 | 1 |  | 76.1548 | 368.396 | 390.6236 | 53.9272 | -92.1934 | 0
| 60417312 | 17273.4379 | 14042.4405 | 3230.9973 | 1 |  | 1826.7533 | 4635.2414 | 4958.3411 | 1503.6536 | 99.4095 | 1
| 60417348 | 657.9853 | 1515.1416 | -857.1563 | 0 |  | -1008.6705 | -705.6422 | -791.3578 | -922.9549 | -1074.469 | 1
| 60417360 | 5682.1167 | 10091.955 | -4409.8383 | 0 |  | -5419.0338 | -3400.6428 | -3841.6266 | -4978.05 | -5987.2455 | 1
| 60417361 | 3435.8913 | 6541.5813 | -3105.6901 | 0 |  | -3759.8482 | -2451.5319 | -2762.1009 | -3449.2792 | -4103.4373 | 1
| 60417367 | 98710.8195 | 99726.9195 | -1016.1 | 0 |  | -10988.792 | 8956.5919 | 8854.9819 | -10887.182 | -20859.8739 | 1
| 60417368 | 831.8417 | 2636.2254 | -1804.3836 | 0 |  | -2068.0062 | -1540.7611 | -1721.1995 | -1887.5678 | -2151.1903 | 1
| 60417376 | 7431.9771 | 40676.2822 | -33244.3051 | 0 |  | -37311.9333 | -29176.6769 | -32501.1074 | -33987.5028 | -38055.131 | 1
| 60417400 | 14679.333 | 13632.8351 | 1046.4978 | 1 |  | -316.7857 | 2409.7814 | 2514.4311 | -421.4355 | -1784.719 | 0
| 60417406 | 4560.2961 | 8763.3855 | -4203.0894 | 0 |  | -5079.428 | -3326.7509 | -3747.0598 | -4659.119 | -5535.4576 | 1
| 60417407 | 522.6799 | 1177.7708 | -655.0909 | 0 |  | -772.868 | -537.3138 | -602.8229 | -707.3589 | -825.136 | 1
| 60417408 | 782.6937 | 1741.3397 | -958.646 | 0 |  | -1132.78 | -784.512 | -880.3766 | -1036.9154 | -1211.0493 | 1
| 60417434 | 114756.7213 | 94858.9835 | 19897.7378 | 1 |  | 10411.8394 | 29383.6362 | 31373.4099 | 8422.0657 | -1063.8327 | 0
| 60417435 | 19266.9654 | 30080.4871 | -10813.5217 | 0 |  | -13821.5704 | -7805.473 | -8886.8252 | -12740.2183 | -15748.267 | 1
| 60417436 | 13702.4871 | 16708.3796 | -3005.8925 | 0 |  | -4676.7305 | -1335.0546 | -1635.6438 | -4376.1412 | -6046.9792 | 1
| 60417437 | 1170.1013 | 1768.4634 | -598.3621 | 0 |  | -775.2085 | -421.5158 | -481.352 | -715.3723 | -892.2186 | 1
| 60417438 | 14118.6773 | 17102.5827 | -2983.9054 | 0 |  | -4694.1636 | -1273.6471 | -1572.0376 | -4395.7731 | -6106.0314 | 1
| 60417453 | 463.3553 | 1026.9721 | -563.6168 | 0 |  | -666.314 | -460.9196 | -517.2813 | -609.9523 | -712.6495 | 1
| 60417471 | 48479.8575 | 79092.8149 | -30612.9574 | 0 |  | -38522.2389 | -22703.6759 | -25764.9716 | -35460.9431 | -43370.2246 | 1
| 60417484 | 16870.077 | 15983.8572 | 886.2199 | 1 |  | -712.1659 | 2484.6056 | 2573.2276 | -800.7878 | -2399.1736 | 0
| 60417490 | 895.5261 | 1776.5627 | -881.0366 | 0 |  | -1058.6929 | -703.3803 | -791.484 | -970.5892 | -1148.2455 | 1
| 60417496 | 553434.7911 | 481919.0315 | 71515.7596 | 1 |  | 23323.8565 | 119707.6628 | 126859.2387 | 16172.2805 | -32019.6226 | 0
| 60417497 | 830.8198 | 7539.9291 | -6709.1093 | 0 |  | -7463.1022 | -5955.1164 | -6626.0273 | -6792.1913 | -7546.1842 | 1
| 60417502 | 252941.6152 | 145373.7946 | 107567.8206 | 1 |  | 93030.4412 | 122105.2001 | 132861.9821 | 82273.6591 | 67736.2796 | 1
| 60417503 | 16315.9089 | 25747.5013 | -9431.5923 | 0 |  | -12006.3425 | -6856.8422 | -7800.0015 | -11063.1832 | -13637.9334 | 1
| 60417508 | 16514.8686 | 14979.9703 | 1534.8983 | 1 |  | 36.9013 | 3032.8954 | 3186.3852 | -116.5885 | -1614.5856 | 0
| 60417511 | 45936.7651 | 123235.4119 | -77298.6469 | 0 |  | -89622.188 | -64975.1057 | -72704.9703 | -81892.3234 | -94215.8646 | 1
| 60417513 | 680.4756 | 688.271 | -7.7954 | 0 |  | -76.6225 | 61.0317 | 60.2522 | -75.843 | -144.67 | 1
| 60417514 | 87429.3309 | 44190.5447 | 43238.7862 | 1 |  | 38819.7318 | 47657.8407 | 51981.7193 | 34495.8531 | 30076.7987 | 1
| 60417515 | 70341.7782 | 159147.3075 | -88805.5293 | 0 |  | -104720.26 | -72890.7985 | -81771.3515 | -95839.7071 | -111754.4378 | 1
| 60417516 | 163982.9179 | 253159.9696 | -89177.0517 | 0 |  | -114493.0487 | -63861.0548 | -72778.7599 | -105575.3435 | -130891.3405 | 1
| 60417542 | 336541.9011 | 311488.3483 | 25053.5528 | 1 |  | -6095.282 | 56202.3876 | 58707.7429 | -8600.6373 | -39749.4721 | 0
| 60417574 | 45951.3152 | 25164.3524 | 20786.9628 | 1 |  | 18270.5276 | 23303.3981 | 25382.0943 | 16191.8313 | 13675.3961 | 1
| 60417599 | 7356.6518 | 6679.3971 | 677.2547 | 1 |  | 9.315 | 1345.1944 | 1412.9198 | -58.4105 | -726.3502 | 0
| 60417607 | 178501.6953 | 168222.5487 | 10279.1466 | 1 |  | -6543.1083 | 27101.4015 | 28129.3161 | -7571.0229 | -24393.2778 | 0
| 60417611 | 5555.5298 | 10871.8154 | -5316.2856 | 0 |  | -6403.4672 | -4229.1041 | -4760.7327 | -5871.8386 | -6959.0201 | 1
| 60417618 | 454.3881 | 919.1015 | -464.7134 | 0 |  | -556.6235 | -372.8032 | -419.2746 | -510.1522 | -602.0624 | 1
| 60417619 | 4359.167 | 7642.3018 | -3283.1348 | 0 |  | -4047.3649 | -2518.9046 | -2847.2181 | -3719.0515 | -4483.2816 | 1
| 60417658 | 12229.5078 | 10997.8855 | 1231.6224 | 1 |  | 131.8338 | 2331.4109 | 2454.5731 | 8.6716 | -1091.117 | 0
| 60417659 | 8211.3696 | 7844.2609 | 367.1087 | 1 |  | -417.3174 | 1151.5348 | 1188.2457 | -454.0282 | -1238.4543 | 0
| 60417684 | 7187.6823 | 6984.8728 | 202.8095 | 1 |  | -495.6778 | 901.2968 | 921.5777 | -515.9587 | -1214.446 | 0
| 60417707 | 21228.0878 | 79381.3988 | -58153.311 | 0 |  | -66091.4509 | -50215.1711 | -56030.5022 | -60276.1198 | -68214.2596 | 1
| 60417724 | 1689376.3294 | 857441.5314 | 831934.798 | 1 |  | 746190.6449 | 917678.9512 | 1000872.431 | 662997.1651 | 577253.0119 | 1
| 60417725 | 19762.8539 | 17248.8561 | 2513.9978 | 1 |  | 789.1121 | 4238.8834 | 4490.2831 | 537.7124 | -1187.1732 | 0
| 60417727 | 141955.9767 | 234175.3474 | -92219.3707 | 0 |  | -115636.9055 | -68801.836 | -78023.7731 | -106414.9684 | -129832.5032 | 1
| 60417741 | 14545.746 | 14394.1207 | 151.6253 | 1 |  | -1287.7868 | 1591.0374 | 1606.1999 | -1302.9493 | -2742.3614 | 0
| 60417742 | 9724.966 | 9760.0878 | -35.1218 | 0 |  | -1011.1306 | 940.887 | 937.3748 | -1007.6184 | -1983.6272 | 1
| 60417751 | 1187.7203 | 1361.5911 | -173.8708 | 0 |  | -310.03 | -37.7117 | -55.0988 | -292.6429 | -428.802 | 1
| 60417752 | 23919.6258 | 22074.3973 | 1845.2285 | 1 |  | -362.2112 | 4052.6682 | 4237.1911 | -546.7341 | -2754.1738 | 0
| 60417756 | 7768.9009 | 6592.2145 | 1176.6864 | 1 |  | 517.465 | 1835.9079 | 1953.5765 | 399.7964 | -259.4251 | 0
| 60417759 | 849.192 | 940.5656 | -91.3735 | 0 |  | -185.4301 | 2.683 | -6.4543 | -176.2927 | -270.3493 | 1
| 60417760 | 7817.8021 | 7996.1834 | -178.3812 | 0 |  | -977.9996 | 621.2371 | 603.399 | -960.1615 | -1759.7798 | 1
| 60417763 | 774.5154 | 957.0764 | -182.561 | 0 |  | -278.2686 | -86.8534 | -105.1095 | -260.0125 | -355.7202 | 1
| 60417766 | 11268.6791 | 11444.19 | -175.511 | 0 |  | -1319.93 | 968.908 | 951.3569 | -1302.3789 | -2446.7979 | 1
| 60417777 | 5761.0379 | 6021.491 | -260.4531 | 0 |  | -862.6022 | 341.696 | 315.6507 | -836.5569 | -1438.706 | 1
| 60417779 | 5200.3983 | 5397.3825 | -196.9842 | 0 |  | -736.7225 | 342.754 | 323.0556 | -717.0241 | -1256.7623 | 1
| 60417781 | 16451.9164 | 16651.1479 | -199.2315 | 0 |  | -1864.3463 | 1465.8833 | 1445.9601 | -1844.4231 | -3509.5379 | 1
| 60417783 | 11214.0848 | 10570.7684 | 643.3164 | 1 |  | -413.7604 | 1700.3932 | 1764.7249 | -478.0921 | -1535.1689 | 0
| 60417784 | 1248.4797 | 1304.3537 | -55.874 | 0 |  | -186.3093 | 74.5614 | 68.974 | -180.7219 | -311.1573 | 1
| 60417792 | 1486.607 | 1548.7136 | -62.1066 | 0 |  | -216.9779 | 92.7648 | 86.5541 | -210.7673 | -365.6386 | 1
| 60417793 | 19815.5374 | 19022.65 | 792.8875 | 1 |  | -1109.3775 | 2695.1525 | 2774.4412 | -1188.6663 | -3090.9313 | 0
| 60417794 | 1159.127 | 1342.8789 | -183.7519 | 0 |  | -318.0398 | -49.464 | -67.8392 | -299.6646 | -433.9525 | 1
| 60417796 | 14189.7779 | 13981.3505 | 208.4273 | 1 |  | -1189.7077 | 1606.5624 | 1627.4051 | -1210.5504 | -2608.6855 | 0
| 60417805 | 2581.1606 | 2712.1751 | -131.0145 | 0 |  | -402.232 | 140.2031 | 127.1016 | -389.1305 | -660.348 | 1
| 60417807 | 4375.1321 | 4426.5471 | -51.415 | 0 |  | -494.0697 | 391.2397 | 386.0982 | -488.9282 | -931.5829 | 1
| 60417808 | 1510.7499 | 1576.2316 | -65.4817 | 0 |  | -223.1049 | 92.1415 | 85.5933 | -216.5567 | -374.1799 | 1
| 60417809 | 2380.7407 | 2460.1101 | -79.3694 | 0 |  | -325.3805 | 166.6416 | 158.7046 | -317.4435 | -563.4545 | 1
| 60417810 | 13711.7747 | 12746.3423 | 965.4324 | 1 |  | -309.2018 | 2240.0667 | 2336.6099 | -405.745 | -1680.3793 | 0
| 60417819 | 24380.0035 | 22227.9478 | 2152.0557 | 1 |  | -70.7391 | 4374.8505 | 4590.056 | -285.9447 | -2508.7395 | 0
| 60417826 | 1571.2322 | 1630.7173 | -59.4851 | 0 |  | -222.5568 | 103.5867 | 97.6382 | -216.6083 | -379.68 | 1
| 60417827 | 4666.9311 | 4686.8675 | -19.9364 | 0 |  | -488.6232 | 448.7503 | 446.7567 | -486.6295 | -955.3163 | 1
| 60417828 | 1504.8916 | 1563.023 | -58.1314 | 0 |  | -214.4337 | 98.1709 | 92.3578 | -208.6205 | -364.9228 | 1
| 60417829 | 7929.6777 | 7716.05 | 213.6277 | 1 |  | -557.9773 | 985.2327 | 1006.5954 | -579.3401 | -1350.9451 | 0
| 60417831 | 3055.1745 | 3119.992 | -64.8174 | 0 |  | -376.8166 | 247.1818 | 240.7 | -370.3349 | -682.3341 | 1
| 60417849 | 11765.9545 | 11068.294 | 697.6605 | 1 |  | -409.1689 | 1804.4899 | 1874.2559 | -478.935 | -1585.7644 | 0
| 60417853 | 1648.6391 | 1693.4583 | -44.8193 | 0 |  | -214.1651 | 124.5266 | 120.0446 | -209.6832 | -379.029 | 1
| 60417854 | 1741.504 | 1787.0196 | -45.5156 | 0 |  | -224.2175 | 133.1864 | 128.6348 | -219.666 | -398.3679 | 1
| 60417862 | 3401.7799 | 3680.809 | -279.0291 | 0 |  | -647.11 | 89.0518 | 61.1489 | -619.2071 | -987.288 | 1
| 60417863 | 8454.4233 | 8114.5108 | 339.9125 | 1 |  | -471.5386 | 1151.3635 | 1185.3548 | -505.5299 | -1316.9809 | 0
| 60417864 | 14451.7098 | 13187.1808 | 1264.529 | 1 |  | -54.1891 | 2583.2471 | 2709.7 | -180.642 | -1499.36 | 0
| 60417865 | 2493.9109 | 2538.2612 | -44.3504 | 0 |  | -298.1765 | 209.4758 | 205.0407 | -293.7415 | -547.5676 | 1
| 60417866 | 8685.2419 | 8318.6944 | 366.5475 | 1 |  | -465.3219 | 1198.4169 | 1235.0717 | -501.9767 | -1333.8461 | 0
| 60417872 | 270816.2829 | 291469.5272 | -20653.2444 | 0 |  | -49800.1971 | 8493.7084 | 6428.3839 | -47734.8726 | -76881.8254 | 1
| 60417898 | 35269.79 | 20310.4577 | 14959.3323 | 1 |  | 12928.2865 | 16990.378 | 18486.3113 | 11432.3533 | 9401.3075 | 1
| 60417904 | 1131.3194 | 3025.8804 | -1894.561 | 0 |  | -2197.149 | -1591.973 | -1781.4291 | -2007.6929 | -2310.281 | 1
| 60417908 | 37083.8465 | 50140.0158 | -13056.1693 | 0 |  | -18070.1709 | -8042.1677 | -9347.7847 | -16764.5539 | -21778.5555 | 1
| 60417910 | 50387.8896 | 106062.8477 | -55674.9582 | 0 |  | -66281.243 | -45068.6734 | -50636.1692 | -60713.7471 | -71320.0319 | 1
| 60417921 | 890.333 | 1308.6021 | -418.2691 | 0 |  | -549.1294 | -287.4089 | -329.2359 | -507.3024 | -638.1627 | 1
| 60417945 | 2065.7076 | 3539.9168 | -1474.2093 | 0 |  | -1828.2009 | -1120.2176 | -1267.6385 | -1680.78 | -2034.7717 | 1
| 60417946 | 591.6455 | 1064.947 | -473.3015 | 0 |  | -579.7962 | -366.8068 | -414.1369 | -532.466 | -638.9607 | 1
| 60417947 | 62004.9528 | 56335.9709 | 5668.9819 | 1 |  | 35.3848 | 11302.579 | 11869.4772 | -531.5134 | -6165.1105 | 0
| 60417967 | 4421.8761 | 34060.0607 | -29638.1846 | 0 |  | -33044.1907 | -26232.1785 | -29195.997 | -30080.3722 | -33486.3783 | 1
| 60417968 | 567166.0856 | 549117.6551 | 18048.4305 | 1 |  | -36863.335 | 72960.196 | 74765.0391 | -38668.1781 | -93579.9436 | 0
| 60417985 | 16490.2368 | 80890.7105 | -64400.4737 | 0 |  | -72489.5448 | -56311.4027 | -62751.45 | -66049.4974 | -74138.5685 | 1
| 60417995 | 1278.8097 | 1145.5972 | 133.2125 | 1 |  | 18.6527 | 247.7722 | 261.0934 | 5.3315 | -109.2282 | 0
| 60417996 | 8076.5291 | 6522.4764 | 1554.0527 | 1 |  | 901.805 | 2206.3003 | 2361.7056 | 746.3998 | 94.1521 | 1
| 60418015 | 247233.2908 | 127898.7575 | 119334.5333 | 1 |  | 106544.6575 | 132124.409 | 144057.8624 | 94611.2042 | 81821.3285 | 1
| 60418021 | 9120.7534 | 38519.4912 | -29398.7377 | 0 |  | -33250.6869 | -25546.7886 | -28486.6624 | -30310.8131 | -34162.7622 | 1
| 60418025 | 21028.3678 | 28164.6833 | -7136.3155 | 0 |  | -9952.7838 | -4319.8472 | -5033.4787 | -9239.1523 | -12055.6206 | 1
| 60418029 | 19845.7289 | 12323.726 | 7522.0029 | 1 |  | 6289.6303 | 8754.3755 | 9506.5758 | 5537.43 | 4305.0574 | 1
| 60418037 | 3555.9014 | 2756.6329 | 799.2685 | 1 |  | 523.6052 | 1074.9318 | 1154.8586 | 443.6784 | 168.0151 | 1
| 60418039 | 1470.2502 | 2618.0635 | -1147.8133 | 0 |  | -1409.6196 | -886.007 | -1000.7883 | -1294.8383 | -1556.6447 | 1
| 60418043 | 28909.5903 | 32629.2052 | -3719.615 | 0 |  | -6982.5355 | -456.6944 | -828.6559 | -6610.574 | -9873.4945 | 1
| 60418046 | 11194.7453 | 18651.7072 | -7456.9619 | 0 |  | -9322.1326 | -5591.7912 | -6337.4874 | -8576.4364 | -10441.6071 | 1
| 60418049 | 7667.9394 | 5353.5566 | 2314.3828 | 1 |  | 1779.0271 | 2849.7385 | 3081.1767 | 1547.5889 | 1012.2332 | 1
| 60418050 | 14082.1303 | 9173.6505 | 4908.4797 | 1 |  | 3991.1147 | 5825.8448 | 6316.6927 | 3500.2667 | 2582.9016 | 1
| 60418054 | 854.7487 | 1670.3432 | -815.5945 | 0 |  | -982.6288 | -648.5602 | -730.1196 | -901.0694 | -1068.1037 | 1
| 60418055 | 47562.0873 | 48064.0571 | -501.9697 | 0 |  | -5308.3754 | 4304.436 | 4254.239 | -5258.1785 | -10064.5842 | 1
| 60418071 | 621.5652 | 1162.3607 | -540.7955 | 0 |  | -657.0316 | -424.5594 | -478.639 | -602.952 | -719.1881 | 1
| 60418072 | 1902.7355 | 1512.1681 | 390.5675 | 1 |  | 239.3507 | 541.7843 | 580.841 | 200.2939 | 49.0771 | 1
| 60418085 | 34632.0388 | 21030.417 | 13601.6218 | 1 |  | 11498.5801 | 15704.6635 | 17064.8257 | 10138.4179 | 8035.3762 | 1
| 60418096 | 10391.6205 | 7033.2926 | 3358.3279 | 1 |  | 2654.9986 | 4061.6572 | 4397.49 | 2319.1659 | 1615.8366 | 1
| 60418099 | 764.0105 | 4706.9311 | -3942.9206 | 0 |  | -4413.6137 | -3472.2275 | -3866.5196 | -4019.3217 | -4490.0148 | 1
| 60418101 | 35962.4757 | 30401.8029 | 5560.6728 | 1 |  | 2520.4925 | 8600.8531 | 9156.9204 | 1964.4252 | -1075.7551 | 0
| 60418102 | 45568.5422 | 35969.8262 | 9598.716 | 1 |  | 6001.7333 | 13195.6986 | 14155.5702 | 5041.8617 | 1444.8791 | 1
| 60418106 | 1308.714 | 2587.7937 | -1279.0796 | 0 |  | -1537.859 | -1020.3003 | -1148.2082 | -1409.951 | -1668.7304 | 1
| 60418120 | 392.6653 | 820.5871 | -427.9217 | 0 |  | -509.9804 | -345.863 | -388.6552 | -467.1883 | -549.247 | 1
| 60418121 | 18305.2147 | 25430.4938 | -7125.2791 | 0 |  | -9668.3285 | -4582.2297 | -5294.7576 | -8955.8006 | -11498.85 | 1
| 60418122 | 1660.783 | 3302.7116 | -1641.9286 | 0 |  | -1972.1997 | -1311.6574 | -1475.8503 | -1808.0069 | -2138.278 | 1
| 60418135 | 5391.303 | 3871.8093 | 1519.4937 | 1 |  | 1132.3127 | 1906.6746 | 2058.624 | 980.3634 | 593.1824 | 1
| 60418143 | 1114.5667 | 6625.0608 | -5510.4941 | 0 |  | -6173.0002 | -4847.988 | -5399.0375 | -5621.9508 | -6284.4569 | 1
| 60418149 | 9141.8191 | 46793.0828 | -37651.2636 | 0 |  | -42330.5719 | -32971.9554 | -36737.0817 | -38565.4456 | -43244.7538 | 1
| 60418153 | 47508.5017 | 50676.617 | -3168.1153 | 0 |  | -8235.777 | 1899.5464 | 1582.7349 | -7918.9654 | -12986.6271 | 1
| 60418157 | 9382.4502 | 19885.0644 | -10502.6143 | 0 |  | -12491.1207 | -8514.1078 | -9564.3692 | -11440.8593 | -13429.3657 | 1
| 60418158 | 150320.8926 | 125044.5895 | 25276.3031 | 1 |  | 12771.8442 | 37780.7621 | 40308.3924 | 10244.2139 | -2260.2451 | 0
| 60418169 | 432.4305 | 834.3461 | -401.9156 | 0 |  | -485.3502 | -318.481 | -358.6725 | -445.1586 | -528.5932 | 1
| 60418170 | 9619.9372 | 14503.6424 | -4883.7052 | 0 |  | -6334.0695 | -3433.341 | -3921.7115 | -5845.6989 | -7296.0632 | 1
| 60418194 | 85095.1849 | 62162.6343 | 22932.5505 | 1 |  | 16716.2871 | 29148.8139 | 31442.069 | 14423.032 | 8206.7686 | 1
| 60418195 | 4554.9133 | 6706.6894 | -2151.7762 | 0 |  | -2822.4451 | -1481.1072 | -1696.2848 | -2607.2675 | -3277.9364 | 1
| 60418198 | 30322.0959 | 36670.5002 | -6348.4043 | 0 |  | -10015.4544 | -2681.3543 | -3316.1947 | -9380.6139 | -13047.6639 | 1
| 60418200 | 14064.0649 | 9163.5103 | 4900.5546 | 1 |  | 3984.2036 | 5816.9056 | 6306.9611 | 3494.1481 | 2577.7971 | 1
| 60418215 | 28326.678 | 20106.1312 | 8220.5468 | 1 |  | 6209.9336 | 10231.1599 | 11053.2146 | 5387.879 | 3377.2658 | 1
| 60418237 | 18119.3663 | 21173.4577 | -3054.0914 | 0 |  | -5171.4371 | -936.7456 | -1242.1547 | -4866.028 | -6983.3738 | 1
| 60418251 | 7058.1486 | 11900.989 | -4842.8404 | 0 |  | -6032.9393 | -3652.7415 | -4137.0255 | -5548.6553 | -6738.7542 | 1
| 60418252 | 818.5918 | 1556.4186 | -737.8269 | 0 |  | -893.4687 | -582.185 | -655.9677 | -819.686 | -975.3279 | 1
| 60418264 | 771.488 | 2036.3327 | -1264.8448 | 0 |  | -1468.4781 | -1061.2115 | -1187.696 | -1341.9936 | -1545.6269 | 1
| 60418266 | 5977.5686 | 9389.6954 | -3412.1267 | 0 |  | -4351.0963 | -2473.1572 | -2814.3699 | -4009.8836 | -4948.8532 | 1
| 60418286 | 41526.1281 | 22066.4993 | 19459.6288 | 1 |  | 17252.9788 | 21666.2787 | 23612.2416 | 15307.0159 | 13100.366 | 1
| 60418288 | 373.3898 | 773.2561 | -399.8663 | 0 |  | -477.1919 | -322.5407 | -362.5273 | -437.2053 | -514.5309 | 1
| 60418289 | 18614.3522 | 25558.1774 | -6943.8251 | 0 |  | -9499.6429 | -4388.0074 | -5082.3899 | -8805.2604 | -11361.0781 | 1
| 60418290 | 1272.9314 | 2543.7648 | -1270.8334 | 0 |  | -1525.2099 | -1016.457 | -1143.5403 | -1398.1266 | -1652.5031 | 1
| 60418292 | 123124.6855 | 90827.0447 | 32297.6408 | 1 |  | 23214.9363 | 41380.3452 | 44610.1093 | 19985.1722 | 10902.4677 | 1
| 60418300 | 23295.0283 | 18375.9473 | 4919.0809 | 1 |  | 3081.4862 | 6756.6757 | 7248.5838 | 2589.5781 | 751.9834 | 1
| 60418301 | 9300.3824 | 8601.7392 | 698.6432 | 1 |  | -161.5307 | 1558.8172 | 1628.6815 | -231.395 | -1091.5689 | 0
| 60418305 | 68573.2419 | 33211.4187 | 35361.8232 | 1 |  | 32040.6813 | 38682.9651 | 42219.1474 | 28504.499 | 25183.3571 | 1
| 60418307 | 10844.235 | 17035.8497 | -6191.6147 | 0 |  | -7895.1996 | -4488.0297 | -5107.1912 | -7276.0382 | -8979.6231 | 1
| 60418308 | 729.223 | 1741.89 | -1012.667 | 0 |  | -1186.856 | -838.478 | -939.7447 | -1085.5893 | -1259.7783 | 1
| 60418309 | 13194.3757 | 22325.9119 | -9131.5363 | 0 |  | -11364.1275 | -6898.9451 | -7812.0987 | -10450.9738 | -12683.565 | 1
| 60418323 | 31518.8819 | 101987.9271 | -70469.0452 | 0 |  | -80667.8379 | -60270.2524 | -67317.157 | -73620.9333 | -83819.7261 | 1
| 60418331 | 1083.9291 | 2817.2939 | -1733.3648 | 0 |  | -2015.0942 | -1451.6354 | -1624.9719 | -1841.7577 | -2123.4871 | 1
| 60418332 | 5254.3107 | 11645.0715 | -6390.7608 | 0 |  | -7555.268 | -5226.2537 | -5865.3297 | -6916.1919 | -8080.699 | 1
| 60418333 | 776.0449 | 2047.8903 | -1271.8454 | 0 |  | -1476.6345 | -1067.0564 | -1194.241 | -1349.4499 | -1554.239 | 1
| 60418337 | 15190.8127 | 20742.5256 | -5551.7129 | 0 |  | -7625.9655 | -3477.4604 | -4032.6317 | -7070.7942 | -9145.0468 | 1
| 60418339 | 1015.5674 | 945.3269 | 70.2405 | 1 |  | -24.2922 | 164.7732 | 171.7973 | -31.3162 | -125.8489 | 0
| 60418360 | 6607.1597 | 8479.5489 | -1872.3892 | 0 |  | -2720.3441 | -1024.4343 | -1211.6733 | -2533.1052 | -3381.0601 | 1
| 60418374 | 27397.9959 | 16667.058 | 10730.9379 | 1 |  | 9064.2321 | 12397.6437 | 13470.7375 | 7991.1383 | 6324.4325 | 1
| 60418375 | 18772.9941 | 12256.8002 | 6516.1938 | 1 |  | 5290.5138 | 7741.8739 | 8393.4933 | 4638.8944 | 3413.2144 | 1
| 60418378 | 1164.0222 | 1237.3667 | -73.3445 | 0 |  | -197.0812 | 50.3922 | 43.0577 | -189.7467 | -313.4834 | 1
| 60418379 | 2353.9162 | 2442.538 | -88.6218 | 0 |  | -332.8756 | 155.632 | 146.7698 | -324.0134 | -568.2672 | 1
| 60418386 | 1483.2374 | 2742.9952 | -1259.7578 | 0 |  | -1534.0574 | -985.4583 | -1111.4341 | -1408.0816 | -1682.3811 | 1
| 60418387 | 5012.0846 | 8347.8635 | -3335.779 | 0 |  | -4170.5653 | -2500.9926 | -2834.5705 | -3836.9874 | -4671.7738 | 1
| 60418395 | 6832.8562 | 12531.7018 | -5698.8456 | 0 |  | -6952.0158 | -4445.6754 | -5015.56 | -6382.1312 | -7635.3014 | 1
| 60418396 | 80796.9896 | 60282.0535 | 20514.9361 | 1 |  | 14486.7307 | 26543.1414 | 28594.635 | 12435.2371 | 6407.0318 | 1
| 60418415 | 70791.9518 | 129398.6189 | -58606.6671 | 0 |  | -71546.5289 | -45666.8052 | -51527.4719 | -65685.8622 | -78625.7241 | 1
| 60418420 | 12320.6623 | 8211.5922 | 4109.0701 | 1 |  | 3287.9108 | 4930.2293 | 5341.1363 | 2877.0038 | 2055.8446 | 1
| 60418441 | 4228.3166 | 7739.1651 | -3510.8485 | 0 |  | -4284.765 | -2736.932 | -3088.0168 | -3933.6802 | -4707.5967 | 1
| 60418442 | 11591.3487 | 16521.2629 | -4929.9142 | 0 |  | -6582.0405 | -3277.7879 | -3770.7793 | -6089.049 | -7741.1753 | 1
| 60418452 | 133152.5071 | 100038.9737 | 33113.5334 | 1 |  | 23109.636 | 43117.4308 | 46428.7841 | 19798.2827 | 9794.3853 | 1
| 60418462 | 31033.16 | 35166.9161 | -4133.7561 | 0 |  | -7650.4477 | -617.0645 | -1030.4401 | -7237.0721 | -10753.7637 | 1
| 60418464 | 346314.7558 | 312889.3785 | 33425.3772 | 1 |  | 2136.4394 | 64714.3151 | 68056.8528 | -1206.0983 | -32495.0362 | 0
| 60418466 | 20200.1058 | 60657.5362 | -40457.4304 | 0 |  | -46523.184 | -34391.6768 | -38437.4198 | -42477.441 | -48543.1946 | 1
| 60418467 | 51505.1868 | 27009.1214 | 24496.0654 | 1 |  | 21795.1533 | 27196.9776 | 29646.5841 | 19345.5467 | 16644.6346 | 1
| 60418474 | 2008.4461 | 3780.9746 | -1772.5285 | 0 |  | -2150.6259 | -1394.431 | -1571.6839 | -1973.3731 | -2351.4706 | 1
| 60418475 | 981.4591 | 2881.1357 | -1899.6766 | 0 |  | -2187.7901 | -1611.563 | -1801.5307 | -1997.8225 | -2285.936 | 1
| 60418481 | 529465.0813 | 209877.1109 | 319587.9704 | 1 |  | 298600.2593 | 340575.6815 | 372534.4785 | 266641.4623 | 245653.7512 | 1
| 60418482 | 30065.0852 | 36400.2733 | -6335.1881 | 0 |  | -9975.2155 | -2695.1608 | -3328.6796 | -9341.6966 | -12981.724 | 1
| 60418498 | 868.5385 | 1648.3288 | -779.7903 | 0 |  | -944.6232 | -614.9574 | -692.9365 | -866.6442 | -1031.477 | 1
| 60418499 | 1498.4482 | 2780.4197 | -1281.9715 | 0 |  | -1560.0135 | -1003.9296 | -1132.1267 | -1431.8164 | -1709.8583 | 1
| 60418500 | 31826.427 | 35795.4275 | -3969.0004 | 0 |  | -7548.5432 | -389.4577 | -786.3577 | -7151.6431 | -10731.1859 | 1
| 60418502 | 5157.227 | 8587.8206 | -3430.5935 | 0 |  | -4289.3756 | -2571.8115 | -2914.8708 | -3946.3163 | -4805.0983 | 1
| 60418515 | 1929.9743 | 2755.8724 | -825.8981 | 0 |  | -1101.4853 | -550.3108 | -632.9006 | -1018.8955 | -1294.4827 | 1
| 60418519 | 1099.9815 | 1926.8111 | -826.8296 | 0 |  | -1019.5107 | -634.1485 | -716.8314 | -936.8277 | -1129.5088 | 1
| 60418534 | 19098.125 | 58507.3747 | -39409.2497 | 0 |  | -45259.9871 | -33558.5122 | -37499.4372 | -41319.0622 | -47169.7996 | 1
| 60418535 | 1005.3838 | 6072.6041 | -5067.2203 | 0 |  | -5674.4807 | -4459.9599 | -4966.6819 | -5167.7587 | -5775.0191 | 1
| 60418536 | 1482.248 | 2830.5025 | -1348.2545 | 0 |  | -1631.3048 | -1065.2043 | -1200.0297 | -1496.4793 | -1779.5296 | 1
| 60418537 | 3983.1957 | 7026.4487 | -3043.253 | 0 |  | -3745.8978 | -2340.6081 | -2644.9334 | -3441.5725 | -4144.2174 | 1
| 60418538 | 1230.9712 | 2372.0525 | -1141.0813 | 0 |  | -1378.2865 | -903.876 | -1017.9841 | -1264.1784 | -1501.3836 | 1
| 60418539 | 3876.8804 | 6859.6895 | -2982.8091 | 0 |  | -3668.7781 | -2296.8402 | -2595.1211 | -3370.4971 | -4056.4661 | 1
| 60418563 | 1661.0432 | 3064.956 | -1403.9127 | 0 |  | -1710.4083 | -1097.4171 | -1237.8084 | -1570.017 | -1876.5126 | 1
| 60418585 | 975.3623 | 1914.7031 | -939.3408 | 0 |  | -1130.8112 | -747.8705 | -841.8046 | -1036.8771 | -1228.3474 | 1
| 60418586 | 14792.0093 | 33806.9761 | -19014.9667 | 0 |  | -22395.6643 | -15634.2691 | -17535.7658 | -20494.1677 | -23874.8653 | 1
| 60418587 | 4207.5849 | 6803.0024 | -2595.4176 | 0 |  | -3275.7178 | -1915.1173 | -2174.6591 | -3016.176 | -3696.4763 | 1
| 60418588 | 439.2182 | 790.8676 | -351.6494 | 0 |  | -430.7361 | -272.5626 | -307.7275 | -395.5712 | -474.6579 | 1
| 60418591 | 26847.4659 | 31489.4093 | -4641.9433 | 0 |  | -7790.8842 | -1493.0024 | -1957.1967 | -7326.6899 | -10475.6308 | 1
| 60418592 | 342.1228 | 618.0545 | -275.9317 | 0 |  | -337.7371 | -214.1262 | -241.7194 | -310.1439 | -371.9494 | 1
| 60418593 | 307.6418 | 556.4142 | -248.7723 | 0 |  | -304.4137 | -193.1309 | -218.0081 | -279.5365 | -335.1779 | 1
| 60418594 | 21071.282 | 25770.6164 | -4699.3344 | 0 |  | -7276.396 | -2122.2727 | -2592.2062 | -6806.4626 | -9383.5242 | 1
| 60418595 | 874.6075 | 1588.8899 | -714.2824 | 0 |  | -873.1714 | -555.3934 | -626.8216 | -801.7431 | -960.6321 | 1
| 60418596 | 1578.4373 | 2804.0852 | -1225.648 | 0 |  | -1506.0565 | -945.2394 | -1067.8042 | -1383.4917 | -1663.9002 | 1
| 60418599 | 1820.5414 | 2981.3012 | -1160.7598 | 0 |  | -1458.8899 | -862.6297 | -978.7057 | -1342.814 | -1640.9441 | 1
| 60418600 | 6599.3081 | 10064.9874 | -3465.6792 | 0 |  | -4472.178 | -2459.1805 | -2805.7484 | -4125.61 | -5132.1088 | 1
| 60418601 | 761.5201 | 1384.7063 | -623.1862 | 0 |  | -761.6568 | -484.7156 | -547.0342 | -699.3382 | -837.8088 | 1
| 60418602 | 5267.367 | 8460.6874 | -3193.3204 | 0 |  | -4039.3891 | -2347.2517 | -2666.5837 | -3720.0571 | -4566.1258 | 1
| 60418608 | 745.3238 | 1315.3609 | -570.0371 | 0 |  | -701.5732 | -438.501 | -495.5047 | -644.5695 | -776.1055 | 1
| 60418609 | 7632.8386 | 11341.823 | -3708.9845 | 0 |  | -4843.1668 | -2574.8022 | -2945.7006 | -4472.2683 | -5606.4506 | 1
| 60418618 | 952.6129 | 1663.7389 | -711.1259 | 0 |  | -877.4998 | -544.7521 | -615.8646 | -806.3872 | -972.7611 | 1
| 60418619 | 12587.5755 | 17085.3821 | -4497.8066 | 0 |  | -6206.3448 | -2789.2684 | -3239.049 | -5756.5641 | -7465.1023 | 1
| 60418624 | 25274.5897 | 29403.5441 | -4128.9544 | 0 |  | -7069.3088 | -1188.6 | -1601.4954 | -6656.4133 | -9596.7677 | 1
| 60418625 | 1006.6712 | 1771.6095 | -764.9383 | 0 |  | -942.0993 | -587.7774 | -664.2712 | -865.6054 | -1042.7664 | 1
| 60418627 | 9443.7565 | 16109.0431 | -6665.2866 | 0 |  | -8276.1909 | -5054.3823 | -5720.911 | -7609.6623 | -9220.5666 | 1
| 60418628 | 525.5835 | 939.4649 | -413.8813 | 0 |  | -507.8278 | -319.9348 | -361.323 | -466.4397 | -560.3862 | 1
| 60418629 | 5595.3235 | 8722.1085 | -3126.785 | 0 |  | -3998.9959 | -2254.5742 | -2567.2527 | -3686.3174 | -4558.5282 | 1
| 60418630 | 1682.9328 | 2900.9486 | -1218.0159 | 0 |  | -1508.1107 | -927.921 | -1049.7226 | -1386.3091 | -1676.404 | 1
| 60418631 | 2699.0735 | 4519.558 | -1820.4845 | 0 |  | -2272.4403 | -1368.5287 | -1550.5771 | -2090.3918 | -2542.3476 | 1
| 60418639 | 4703.2375 | 7146.9776 | -2443.74 | 0 |  | -3158.4378 | -1729.0423 | -1973.4163 | -2914.0638 | -3628.7616 | 1
| 60418646 | 4969.567 | 8673.1264 | -3703.5595 | 0 |  | -4570.8721 | -2836.2468 | -3206.6028 | -4200.5162 | -5067.8288 | 1
| 60418650 | 11080.5788 | 18309.3832 | -7228.8043 | 0 |  | -9059.7427 | -5397.866 | -6120.7465 | -8336.8622 | -10167.8005 | 1
| 60418653 | 32083.4027 | 34947.8728 | -2864.47 | 0 |  | -6359.2573 | 630.3173 | 343.8703 | -6072.8103 | -9567.5976 | 1
| 60418664 | 1518.8062 | 2531.6569 | -1012.8508 | 0 |  | -1266.0165 | -759.6851 | -860.9702 | -1164.7314 | -1417.8971 | 1
| 60418672 | 23863.0407 | 26372.7105 | -2509.6698 | 0 |  | -5146.9409 | 127.6012 | -123.3657 | -4895.9739 | -7533.2449 | 1
| 60418679 | 676.6924 | 1655.4835 | -978.791 | 0 |  | -1144.3394 | -813.2427 | -911.1218 | -1046.4603 | -1212.0086 | 1
| 60418680 | 59809.4313 | 53448.7813 | 6360.65 | 1 |  | 1015.7719 | 11705.5281 | 12341.5931 | 379.7069 | -4965.1712 | 0
| 60418681 | 1403.7611 | 1772.1598 | -368.3988 | 0 |  | -545.6147 | -191.1828 | -228.0227 | -508.7749 | -685.9909 | 1
| 60418688 | 23345.0313 | 26689.7179 | -3344.6867 | 0 |  | -6013.6585 | -675.7149 | -1010.1836 | -5679.1898 | -8348.1616 | 1
| 60418689 | 9743.9127 | 9204.7744 | 539.1384 | 1 |  | -381.3391 | 1459.6158 | 1513.5297 | -435.2529 | -1355.7303 | 0
| 60418690 | 1998.9828 | 2547.067 | -548.0842 | 0 |  | -802.7909 | -293.3775 | -348.1859 | -747.9825 | -1002.6892 | 1
| 60418691 | 22207.3968 | 22423.3257 | -215.9289 | 0 |  | -2458.2614 | 2026.4037 | 2004.8108 | -2436.6685 | -4679.0011 | 1
| 60418693 | 956.3775 | 1238.3105 | -281.9329 | 0 |  | -405.764 | -158.1019 | -186.2952 | -377.5707 | -501.4017 | 1
| 60418694 | 6483.8602 | 7723.7551 | -1239.8949 | 0 |  | -2012.2704 | -467.5194 | -591.5088 | -1888.2809 | -2660.6564 | 1
| 60418699 | 715.0176 | 1401.2171 | -686.1995 | 0 |  | -826.3212 | -546.0778 | -614.6977 | -757.7012 | -897.8229 | 1
| 60418716 | 1325.0476 | 3106.233 | -1781.1853 | 0 |  | -2091.8086 | -1470.562 | -1648.6806 | -1913.6901 | -2224.3134 | 1
| 60418719 | 2788.3255 | 4048.4496 | -1260.1241 | 0 |  | -1664.9691 | -855.2791 | -981.2916 | -1538.9567 | -1943.8016 | 1
| 60418721 | 12515.5175 | 14503.6424 | -1988.1249 | 0 |  | -3438.4891 | -537.7606 | -736.5731 | -3239.6766 | -4690.0408 | 1
| 60418725 | 5706.1321 | 6881.1536 | -1175.0215 | 0 |  | -1863.1369 | -486.9062 | -604.4083 | -1745.6347 | -2433.7501 | 1
| 60418733 | 20586.5308 | 18430.4624 | 2156.0684 | 1 |  | 313.0222 | 3999.1146 | 4214.7215 | 97.4153 | -1745.6309 | 0
| 60418734 | 1193.9667 | 1314.2602 | -120.2935 | 0 |  | -251.7195 | 11.1326 | -0.89679 | -239.6901 | -371.1161 | 1
| 60418735 | 2301.7906 | 2494.2324 | -192.4418 | 0 |  | -441.8651 | 56.9814 | 37.7372 | -422.6209 | -672.0441 | 1
| 60418737 | 1371.2192 | 2080.3616 | -709.1424 | 0 |  | -917.1785 | -501.1062 | -572.0204 | -846.2643 | -1054.3004 | 1
| 60418739 | 4560.2666 | 5220.1665 | -659.8999 | 0 |  | -1181.9166 | -137.8833 | -203.8733 | -1115.9266 | -1637.9432 | 1
| 60418740 | 498.5775 | 1226.7529 | -728.1754 | 0 |  | -850.8506 | -605.5001 | -678.3176 | -778.0331 | -900.7084 | 1
| 60418742 | 16487.7189 | 17522.9184 | -1035.1995 | 0 |  | -2787.4914 | 717.0923 | 613.5724 | -2683.9714 | -4436.2633 | 1
| 60418743 | 40579.42 | 36293.5035 | 4285.9166 | 1 |  | 656.5662 | 7915.2669 | 8343.8586 | 227.9746 | -3401.3758 | 0
| 60418744 | 1291.65 | 1629.0662 | -337.4162 | 0 |  | -500.3228 | -174.5096 | -208.2512 | -466.5812 | -629.4878 | 1
| 60418748 | 7765.9547 | 6539.9303 | 1226.0245 | 1 |  | 572.0314 | 1880.0175 | 2002.6199 | 449.429 | -204.564 | 0
| 60418776 | 596.7604 | 666.4862 | -69.7258 | 0 |  | -136.3744 | -3.0772 | -10.0498 | -129.4019 | -196.0505 | 1
| 60418779 | 5633.0943 | 5325.8357 | 307.2587 | 1 |  | -225.3249 | 839.8422 | 870.5681 | -256.0508 | -788.6343 | 0
| 60418780 | 16070.9456 | 16225.7194 | -154.7738 | 0 |  | -1777.3458 | 1467.7981 | 1452.3207 | -1761.8684 | -3384.4403 | 1
| 60418788 | 39936.0691 | 34700.2107 | 5235.8584 | 1 |  | 1765.8373 | 8705.8794 | 9229.4653 | 1242.2515 | -2227.7696 | 0
| 60418792 | 4913.4513 | 4460.1191 | 453.3322 | 1 |  | 7.3203 | 899.3441 | 944.6773 | -38.0129 | -484.0248 | 0
| 60418798 | 3955.3966 | 4416.0903 | -460.6937 | 0 |  | -902.3027 | -19.0847 | -65.154 | -856.2333 | -1297.8424 | 1
| 60418804 | 74142.1262 | 42122.3683 | 32019.7579 | 1 |  | 27807.521 | 36231.9947 | 39433.9705 | 24605.5452 | 20393.3084 | 1
| 60418805 | 55390.8293 | 34886.2324 | 20504.5969 | 1 |  | 17015.9737 | 23993.2202 | 26043.6798 | 14965.514 | 11476.8907 | 1
| 60418808 | 28000.7643 | 20179.5071 | 7821.2571 | 1 |  | 5803.3064 | 9839.2079 | 10621.3336 | 5021.1807 | 3003.23 | 1
| 60418811 | 2704.7943 | 2235.5631 | 469.2312 | 1 |  | 245.6749 | 692.7875 | 739.7106 | 198.7517 | -24.8046 | 0
| 60418812 | 25376.0144 | 18508.6136 | 6867.4008 | 1 |  | 5016.5394 | 8718.2622 | 9405.0022 | 4329.7994 | 2478.938 | 1
| 60418816 | 4943.377 | 7746.8702 | -2803.4932 | 0 |  | -3578.1802 | -2028.8062 | -2309.1555 | -3297.8309 | -4072.5179 | 1
| 60418818 | 24868.891 | 16857.533 | 8011.358 | 1 |  | 6325.6047 | 9697.1113 | 10498.2471 | 5524.4689 | 3838.7156 | 1
| 60418819 | 53212.9159 | 32388.6978 | 20824.218 | 1 |  | 17585.3482 | 24063.0878 | 26145.5096 | 15502.9264 | 12264.0567 | 1
| 60418825 | 23349.8408 | 15260.3877 | 8089.4531 | 1 |  | 6563.4144 | 9615.4919 | 10424.4372 | 5754.4691 | 4228.4303 | 1
| 60418829 | 11063.8322 | 7966.4639 | 3097.3683 | 1 |  | 2300.7219 | 3894.0147 | 4203.7515 | 1990.9851 | 1194.3387 | 1
| 60418851 | 14337.1023 | 14177.2788 | 159.8236 | 1 |  | -1257.9043 | 1577.5514 | 1593.5338 | -1273.8867 | -2691.6146 | 0
| 60418857 | 1754.2675 | 2538.8116 | -784.5441 | 0 |  | -1038.4253 | -530.663 | -609.1174 | -959.9709 | -1213.852 | 1
| 60418859 | 12036.3169 | 13917.5088 | -1881.1919 | 0 |  | -3272.9428 | -489.441 | -677.5602 | -3084.8236 | -4476.5745 | 1
| 60418865 | 2103.7095 | 2969.1933 | -865.4838 | 0 |  | -1162.4031 | -568.5645 | -655.1129 | -1075.8548 | -1372.7741 | 1
| 60418866 | 4268.4774 | 5789.7893 | -1521.3119 | 0 |  | -2100.2909 | -942.333 | -1094.4642 | -1948.1597 | -2527.1386 | 1
| 60418870 | 1058.5832 | 1525.5985 | -467.0152 | 0 |  | -619.5751 | -314.4554 | -361.1569 | -572.8736 | -725.4334 | 1
| 60418871 | 713.1459 | 1035.2275 | -322.0816 | 0 |  | -425.6044 | -218.5589 | -250.767 | -393.3962 | -496.919 | 1
| 60418875 | 6239.0471 | 8049.0179 | -1809.9708 | 0 |  | -2614.8726 | -1005.069 | -1186.0661 | -2433.8755 | -3238.7773 | 1
| 60418880 | 1123.1904 | 1650.5302 | -527.3399 | 0 |  | -692.3929 | -362.2868 | -415.0208 | -639.6589 | -804.7119 | 1
| 60418881 | 17095.7738 | 19835.532 | -2739.7582 | 0 |  | -4723.3114 | -756.205 | -1030.1808 | -4449.3356 | -6432.8888 | 1
| 60418884 | 36028.0158 | 32753.5866 | 3274.4291 | 1 |  | -0.92956 | 6549.7878 | 6877.2307 | -328.3725 | -3603.7311 | 0
| 60418886 | 1689.4131 | 1981.8471 | -292.434 | 0 |  | -490.6187 | -94.2493 | -123.4927 | -461.3753 | -659.56 | 1
| 60418892 | 1085.0417 | 1380.3034 | -295.2617 | 0 |  | -433.292 | -157.2314 | -186.7575 | -403.7659 | -541.7962 | 1
| 60418893 | 7105.0871 | 8286.2232 | -1181.1361 | 0 |  | -2009.7584 | -352.5138 | -470.6274 | -1891.6448 | -2720.2671 | 1
| 60418894 | 15255.1927 | 16984.6662 | -1729.4734 | 0 |  | -3427.94 | -31.0068 | -203.9541 | -3254.9927 | -4953.4593 | 1
| 60418895 | 23832.3786 | 24517.9966 | -685.618 | 0 |  | -3137.4177 | 1766.1816 | 1697.6198 | -3068.8559 | -5520.6555 | 1
| 60418896 | 16486.5891 | 17394.6845 | -908.0955 | 0 |  | -2647.5639 | 831.373 | 740.5635 | -2556.7544 | -4296.2228 | 1
| 60418897 | 1763.3309 | 2129.3436 | -366.0127 | 0 |  | -578.9471 | -153.0784 | -189.6797 | -542.3458 | -755.2802 | 1
| 60418898 | 3575.5539 | 4204.2016 | -628.6476 | 0 |  | -1049.0678 | -208.2275 | -271.0922 | -986.203 | -1406.6232 | 1
| 60418899 | 2438.3693 | 2914.7076 | -476.3384 | 0 |  | -767.8091 | -184.8676 | -232.5014 | -720.1753 | -1011.6461 | 1
| 60418918 | 791.9027 | 1501.3826 | -709.48 | 0 |  | -859.6182 | -559.3417 | -630.2897 | -788.6702 | -938.8085 | 1
| 60418919 | 1312.3221 | 2457.3583 | -1145.0361 | 0 |  | -1390.772 | -899.3003 | -1013.8039 | -1276.2684 | -1522.0042 | 1
| 60418925 | 16612.9322 | 18090.3398 | -1477.4076 | 0 |  | -3286.4416 | 331.6264 | 183.8856 | -3138.7008 | -4947.7348 | 1
| 60418928 | 3170.0485 | 3640.0824 | -470.0339 | 0 |  | -834.0421 | -106.0256 | -153.029 | -787.0387 | -1151.0469 | 1
| 60418929 | 2357.653 | 3063.8552 | -706.2023 | 0 |  | -1012.5878 | -399.8167 | -470.437 | -941.9676 | -1248.3531 | 1
| 60418930 | 1890.0673 | 2474.9698 | -584.9025 | 0 |  | -832.3995 | -337.4055 | -395.8958 | -773.9093 | -1021.4062 | 1
| 60418931 | 4037.036 | 6423.8043 | -2386.7683 | 0 |  | -3029.1487 | -1744.3878 | -1983.0647 | -2790.4719 | -3432.8523 | 1
| 60418936 | 1115.3207 | 1812.8865 | -697.5658 | 0 |  | -878.8545 | -516.2772 | -586.0337 | -809.0979 | -990.3865 | 1
| 60418941 | 11122.3066 | 12953.2777 | -1830.9711 | 0 |  | -3126.2988 | -535.6433 | -718.7404 | -2943.2017 | -4238.5295 | 1
| 60418944 | 875.7581 | 1178.8716 | -303.1135 | 0 |  | -421.0006 | -185.2263 | -215.5377 | -390.6893 | -508.5764 | 1
| 60418946 | 4063.436 | 4707.7812 | -644.3452 | 0 |  | -1115.1233 | -173.567 | -238.0016 | -1050.6888 | -1521.4669 | 1
| 60418947 | 1541.2588 | 1852.5124 | -311.2536 | 0 |  | -496.5049 | -126.0024 | -157.1277 | -465.3795 | -650.6307 | 1
| 60418949 | 1013.0093 | 1224.5514 | -211.5422 | 0 |  | -333.9973 | -89.087 | -110.2412 | -312.8431 | -435.2982 | 1
| 60418950 | 8500.911 | 9289.5298 | -788.6188 | 0 |  | -1717.5718 | 140.3342 | 61.4723 | -1638.7099 | -2567.6629 | 1
| 60418951 | 39901.2264 | 34322.1132 | 5579.1132 | 1 |  | 2146.9019 | 9011.3245 | 9569.2358 | 1588.9905 | -1843.2208 | 0
| 60418952 | 13203.1461 | 14369.3545 | -1166.2084 | 0 |  | -2603.1439 | 270.727 | 154.1062 | -2486.523 | -3923.4585 | 1
| 60418953 | 10583.2959 | 11720.4708 | -1137.1749 | 0 |  | -2309.222 | 34.8721 | -78.8454 | -2195.5045 | -3367.5516 | 1
| 60418954 | 1714.5925 | 2159.0631 | -444.4706 | 0 |  | -660.3769 | -228.5642 | -273.0113 | -615.9298 | -831.8361 | 1
| 60418955 | 23601.6099 | 23306.1034 | 295.5065 | 1 |  | -2035.1039 | 2626.1168 | 2655.6675 | -2064.6545 | -4395.2649 | 0
| 60418961 | 37349.3288 | 38475.6817 | -1126.3529 | 0 |  | -4973.921 | 2721.2153 | 2608.58 | -4861.2857 | -8708.8539 | 1
| 60418969 | 1859.7219 | 2176.1242 | -316.4023 | 0 |  | -534.0147 | -98.7899 | -130.4301 | -502.3745 | -719.9869 | 1
| 60418976 | 27712.2822 | 27866.3881 | -154.1059 | 0 |  | -2940.7447 | 2632.5329 | 2617.1224 | -2925.3341 | -5711.9729 | 1
| 60418983 | 1038.0069 | 1216.8464 | -178.8395 | 0 |  | -300.5242 | -57.1549 | -75.0388 | -282.6402 | -404.3249 | 1
| 60418986 | 4817.6611 | 5732.5519 | -914.8907 | 0 |  | -1488.1459 | -341.6356 | -433.1246 | -1396.6569 | -1969.912 | 1
| 60418987 | 4235.4344 | 5080.9254 | -845.491 | 0 |  | -1353.5835 | -337.3985 | -421.9476 | -1269.0344 | -1777.127 | 1
| 60418988 | 1442.5486 | 1804.6311 | -362.0825 | 0 |  | -542.5456 | -181.6194 | -217.8276 | -506.3373 | -686.8004 | 1
| 60418989 | 6723.9045 | 7800.2551 | -1076.3506 | 0 |  | -1856.3762 | -296.3251 | -403.9602 | -1748.7411 | -2528.7666 | 1
| 60418990 | 27162.0399 | 25671.5516 | 1490.4883 | 1 |  | -1076.6669 | 4057.6434 | 4206.6923 | -1225.7157 | -3792.8709 | 0
| 60419040 | 123136.1815 | 31897.2262 | 91238.9553 | 1 |  | 88049.2327 | 94428.6779 | 103552.5735 | 78925.3372 | 75735.6146 | 1
| 60419044 | 40221.7136 | 11101.866 | 29119.8477 | 1 |  | 28009.6611 | 30230.0343 | 33142.019 | 25097.6763 | 23987.4897 | 1
| 60419057 | 101038.2791 | 11002.4486 | 90035.8305 | 1 |  | 88935.5856 | 91136.0753 | 100139.6584 | 79932.0026 | 78831.7577 | 1
| 60419058 | 4724.5517 | 1306.0048 | 3418.5469 | 1 |  | 3287.9464 | 3549.1474 | 3891.0021 | 2946.0917 | 2815.4913 | 1
| 60419074 | 87112.6199 | 25629.7242 | 61482.8957 | 1 |  | 58919.9233 | 64045.8681 | 70194.1577 | 52771.6337 | 50208.6613 | 1
| 60419077 | 28934.7468 | 7869.6005 | 21065.1463 | 1 |  | 20278.1862 | 21852.1063 | 23958.6209 | 18171.6716 | 17384.7115 | 1
| 60419078 | 49918.0821 | 19539.9886 | 30378.0935 | 1 |  | 28424.0946 | 32332.0923 | 35369.9017 | 25386.2853 | 23432.2864 | 1
| 60419084 | 7200.2805 | 2709.9736 | 4490.3068 | 1 |  | 4219.3095 | 4761.3042 | 5210.3349 | 3770.2788 | 3499.2814 | 1
| 60419099 | 269059.1057 | 59015.6747 | 210043.4309 | 1 |  | 204141.8635 | 215944.9984 | 236949.3415 | 183137.5204 | 177235.9529 | 1
| 60419100 | 54637.2059 | 13688.5589 | 40948.647 | 1 |  | 39579.7911 | 42317.5029 | 46412.3676 | 35484.9264 | 34116.0705 | 1
| 60419111 | 4085.1685 | 1770.5088 | 2314.6597 | 1 |  | 2137.6088 | 2491.7106 | 2723.1766 | 1906.1429 | 1729.092 | 1
| 60419116 | 3955.8955 | 1638.4223 | 2317.4731 | 1 |  | 2153.6309 | 2481.3154 | 2713.0627 | 1921.8836 | 1758.0414 | 1
| 60419117 | 28651.0386 | 11498.6757 | 17152.3629 | 1 |  | 16002.4954 | 18302.2305 | 20017.4668 | 14287.2591 | 13137.3915 | 1
| 60419181 | 1557.0004 | 651.0055 | 905.9949 | 1 |  | 840.8943 | 971.0954 | 1061.6949 | 750.2949 | 685.1943 | 1
| 60419200 | 1795.4629 | 1489.2747 | 306.1882 | 1 |  | 157.2607 | 455.1156 | 485.7344 | 126.6419 | -22.2856 | 0
| 60419201 | 18844.2448 | 14102.4298 | 4741.8151 | 1 |  | 3331.5721 | 6152.058 | 6626.2395 | 2857.3906 | 1447.1476 | 1
| 60419210 | 5179.0602 | 4198.1476 | 980.9126 | 1 |  | 561.0978 | 1400.7273 | 1498.8186 | 463.0065 | 43.1918 | 1
| 60419222 | 54242.0155 | 31523.5316 | 22718.4839 | 1 |  | 19566.1307 | 25870.837 | 28142.6854 | 17294.2823 | 14141.9292 | 1
| 60419233 | 24955.7819 | 12356.4284 | 12599.3535 | 1 |  | 11363.7107 | 13834.9963 | 15094.9317 | 10103.7753 | 8868.1325 | 1
| 60419235 | 7156.0113 | 5987.919 | 1168.0923 | 1 |  | 569.3004 | 1766.8842 | 1883.6934 | 452.4912 | -146.3007 | 0
| 60419240 | 58602.2502 | 35254.9738 | 23347.2764 | 1 |  | 19821.7791 | 26872.7738 | 29207.5015 | 17487.0514 | 13961.554 | 1
| 60419241 | 4054.6213 | 3104.5819 | 950.0394 | 1 |  | 639.5812 | 1260.4976 | 1355.5015 | 544.5772 | 234.1191 | 1
| 60419242 | 1455.2354 | 1089.7132 | 365.5222 | 1 |  | 256.5509 | 474.4935 | 511.0457 | 219.9986 | 111.0273 | 1
| 60419249 | 1082.2147 | 812.3317 | 269.8831 | 1 |  | 188.6499 | 351.1162 | 378.1045 | 161.6616 | 80.4284 | 1
| 60419252 | 10910.9546 | 8591.1227 | 2319.8319 | 1 |  | 1460.7196 | 3178.9441 | 3410.9273 | 1228.7364 | 369.6241 | 1
| 60419256 | 3015.8562 | 2257.0272 | 758.829 | 1 |  | 533.1263 | 984.5318 | 1060.4147 | 457.2434 | 231.5407 | 1
| 60419263 | 4258.2669 | 1421.9196 | 2836.3473 | 1 |  | 2694.1554 | 2978.5393 | 3262.174 | 2410.5206 | 2268.3287 | 1
| 60419271 | 22099.6344 | 12731.4825 | 9368.1519 | 1 |  | 8095.0037 | 10641.3002 | 11578.1154 | 7158.1885 | 5885.0402 | 1
| 60419272 | 1404.9049 | 1210.7924 | 194.1125 | 1 |  | 73.0332 | 315.1917 | 334.603 | 53.622 | -67.4573 | 0
| 60419273 | 16122.4748 | 12647.2774 | 3475.1974 | 1 |  | 2210.4697 | 4739.9251 | 5087.4449 | 1862.9499 | 598.2222 | 1
| 60419274 | 2851.8645 | 2136.4983 | 715.3662 | 1 |  | 501.7163 | 929.016 | 1000.5526 | 430.1797 | 216.5299 | 1
| 60419275 | 119528.3788 | 64687.1366 | 54841.2422 | 1 |  | 48372.5286 | 61309.9559 | 66794.0801 | 42888.4043 | 36419.6907 | 1
| 60419278 | 1657.857 | 1486.5229 | 171.3341 | 1 |  | 22.6818 | 319.9864 | 337.1198 | 5.5484 | -143.1039 | 0
| 60419282 | 3588.2629 | 2755.6535 | 832.6093 | 1 |  | 557.044 | 1108.1747 | 1191.4356 | 473.783 | 198.2177 | 1
| 60419283 | 9619.53 | 7122.7617 | 2496.7683 | 1 |  | 1784.4921 | 3209.0445 | 3458.7213 | 1534.8153 | 822.5391 | 1
| 60419290 | 1862.5858 | 1562.4726 | 300.1132 | 1 |  | 143.866 | 456.3605 | 486.3718 | 113.8547 | -42.3926 | 0
| 60419291 | 31864.2376 | 22630.8115 | 9233.4261 | 1 |  | 6970.3449 | 11496.5072 | 12419.8498 | 6047.0023 | 3783.9212 | 1
| 60419292 | 5297.3316 | 4340.1405 | 957.191 | 1 |  | 523.177 | 1391.2051 | 1486.9242 | 427.4579 | -6.5562 | 0
| 60419299 | 44003.2003 | 29603.8752 | 14399.325 | 1 |  | 11438.9375 | 17359.7126 | 18799.6451 | 9999.005 | 7038.6175 | 1
| 60419301 | 5818.5021 | 6439.2144 | -620.7123 | 0 |  | -1264.6337 | 23.2091 | -38.8621 | -1202.5625 | -1846.4839 | 1
| 60419302 | 4132.7211 | 4642.2883 | -509.5672 | 0 |  | -973.7961 | -45.3384 | -96.2951 | -922.8393 | -1387.0682 | 1
| 60419305 | 4581.356 | 3754.5573 | 826.7987 | 1 |  | 451.3429 | 1202.2544 | 1284.9343 | 368.6631 | -6.7927 | 0
| 60419310 | 83295.2626 | 42104.2065 | 41191.0562 | 1 |  | 36980.6355 | 45401.4768 | 49520.5824 | 32861.5299 | 28651.1093 | 1
| 60419311 | 6943.0868 | 5602.6668 | 1340.42 | 1 |  | 780.1533 | 1900.6867 | 2034.7287 | 646.1113 | 85.8446 | 1
| 60419312 | 95125.8138 | 54560.5089 | 40565.3049 | 1 |  | 35109.2541 | 46021.3558 | 50077.8863 | 31052.7236 | 25596.6727 | 1
| 60419319 | 2237.832 | 1803.5304 | 434.3016 | 1 |  | 253.9485 | 614.6546 | 658.0848 | 210.5184 | 30.1653 | 1
| 60419320 | 32644.1737 | 22363.8868 | 10280.287 | 1 |  | 8043.8983 | 12516.6756 | 13544.7043 | 7015.8696 | 4779.4809 | 1
| 60419321 | 17388.5483 | 12805.2308 | 4583.3175 | 1 |  | 3302.7944 | 5863.8406 | 6322.1723 | 2844.4627 | 1563.9396 | 1
| 60419322 | 2108.2682 | 1700.613 | 407.6552 | 1 |  | 237.5939 | 577.7165 | 618.482 | 196.8284 | 26.7671 | 1
| 60419333 | 1059.907 | 1212.9939 | -153.0869 | 0 |  | -274.3863 | -31.7875 | -47.0962 | -259.0776 | -380.377 | 1
| 60419335 | 43915.2082 | 32744.7809 | 11170.4273 | 1 |  | 7895.9492 | 14444.9054 | 15561.9481 | 6778.9065 | 3504.4284 | 1
| 60419337 | 35049.365 | 28973.7128 | 6075.6522 | 1 |  | 3178.281 | 8973.0235 | 9580.5887 | 2570.7157 | -326.6555 | 0
| 60419342 | 1232.5099 | 1066.0477 | 166.4622 | 1 |  | 59.8574 | 273.067 | 289.7132 | 43.2112 | -63.3936 | 0
| 60419343 | 9163.2432 | 7009.9379 | 2153.3053 | 1 |  | 1452.3115 | 2854.2991 | 3069.6296 | 1236.981 | 535.9872 | 1
| 60419344 | 1011.2425 | 823.8892 | 187.3532 | 1 |  | 104.9643 | 269.7422 | 288.4775 | 86.229 | 3.8401 | 1
| 60419345 | 22016.2301 | 18336.3508 | 3679.8793 | 1 |  | 1846.2442 | 5513.5144 | 5881.5023 | 1478.2563 | -355.3788 | 0
| 60419354 | 5563.947 | 5031.393 | 532.5541 | 1 |  | 29.4148 | 1035.6934 | 1088.9488 | -23.8406 | -526.9799 | 0
| 60419363 | 14272.9923 | 10550.4051 | 3722.5873 | 1 |  | 2667.5468 | 4777.6278 | 5149.8865 | 2295.288 | 1240.2475 | 1
| 60419367 | 45260.9645 | 34713.4193 | 10547.5452 | 1 |  | 7076.2032 | 14018.8871 | 15073.6416 | 6021.4487 | 2550.1068 | 1
| 60419372 | 14246.4146 | 12323.6656 | 1922.749 | 1 |  | 690.3824 | 3155.1155 | 3347.3904 | 498.1075 | -734.2591 | 0
| 60419374 | 3920.7212 | 4061.1079 | -140.3867 | 0 |  | -546.4975 | 265.7241 | 251.6854 | -532.4588 | -938.5696 | 1
| 60419380 | 1137.3187 | 1662.6382 | -525.3194 | 0 |  | -691.5832 | -359.0556 | -411.5875 | -639.0513 | -805.3151 | 1
| 60419381 | 2767.8266 | 3952.1366 | -1184.31 | 0 |  | -1579.5237 | -789.0964 | -907.5274 | -1461.0927 | -1856.3063 | 1
| 60419382 | 1300.9732 | 1580.6345 | -279.6613 | 0 |  | -437.7247 | -121.5978 | -149.5639 | -409.7586 | -567.822 | 1
| 60419383 | 6989.2004 | 7963.1617 | -973.9613 | 0 |  | -1770.2775 | -177.6452 | -275.0413 | -1672.8814 | -2469.1975 | 1
| 60419384 | 1554.9938 | 1883.3326 | -328.3388 | 0 |  | -516.6721 | -140.0056 | -172.8395 | -483.8382 | -672.1715 | 1
| 60419385 | 13819.2371 | 14765.6138 | -946.3767 | 0 |  | -2422.9381 | 530.1846 | 435.547 | -2328.3005 | -3804.8618 | 1
| 60419391 | 33196.0396 | 27722.744 | 5473.2956 | 1 |  | 2701.0211 | 8245.57 | 8792.8995 | 2153.6916 | -618.5828 | 0
| 60419392 | 6097.6332 | 6182.7465 | -85.1133 | 0 |  | -703.388 | 533.1613 | 524.65 | -694.8767 | -1313.1513 | 1
| 60419393 | 5997.8673 | 8209.1728 | -2211.3054 | 0 |  | -3032.2227 | -1390.3881 | -1611.5187 | -2811.0922 | -3632.0094 | 1
| 60419400 | 85161.3851 | 53917.6882 | 31243.697 | 1 |  | 25851.9281 | 36635.4658 | 39759.8355 | 22727.5584 | 17335.7896 | 1
| 60419406 | 1361.4632 | 1379.753 | -18.2898 | 0 |  | -156.2651 | 119.6855 | 117.8565 | -154.4361 | -292.4114 | 1
| 60419407 | 20153.5107 | 17484.9436 | 2668.5671 | 1 |  | 920.0727 | 4417.0614 | 4683.9181 | 653.216 | -1095.2783 | 0
| 60419415 | 793.4918 | 1074.3031 | -280.8113 | 0 |  | -388.2416 | -173.381 | -201.4621 | -360.1605 | -467.5908 | 1
| 60419416 | 9321.2151 | 8745.774 | 575.4411 | 1 |  | -299.1363 | 1450.0185 | 1507.5626 | -356.6804 | -1231.2578 | 0
| 60419423 | 1284.4719 | 1325.8177 | -41.3458 | 0 |  | -173.9276 | 91.236 | 87.1014 | -169.793 | -302.3748 | 1
| 60419425 | 54108.0397 | 34902.1929 | 19205.8468 | 1 |  | 15715.6275 | 22696.0661 | 24616.6508 | 13795.0429 | 10304.8236 | 1
| 60419427 | 101857.6755 | 55270.4735 | 46587.2019 | 1 |  | 41060.1546 | 52114.2493 | 56772.9695 | 36401.4344 | 30874.387 | 1
| 60419428 | 17340.5743 | 13102.4253 | 4238.149 | 1 |  | 2927.9064 | 5548.3915 | 5972.2064 | 2504.0915 | 1193.849 | 1
| 60419429 | 3036.4027 | 2544.3152 | 492.0875 | 1 |  | 237.6559 | 746.519 | 795.7277 | 188.4472 | -65.9843 | 0
| 60419431 | 11338.4134 | 10781.006 | 557.4074 | 1 |  | -520.6932 | 1635.508 | 1691.2487 | -576.4339 | -1654.5345 | 0
| 60419434 | 3571.9127 | 2979.6501 | 592.2625 | 1 |  | 294.2975 | 890.2276 | 949.4538 | 235.0713 | -62.8937 | 0
| 60419435 | 3864.9833 | 3216.305 | 648.6782 | 1 |  | 327.0477 | 970.3087 | 1035.1766 | 262.1799 | -59.4506 | 0
| 60419436 | 28159.6063 | 19994.5861 | 8165.0202 | 1 |  | 6165.5615 | 10164.4788 | 10980.9808 | 5349.0595 | 3349.6009 | 1
| 60419442 | 47485.226 | 36328.1761 | 11157.0498 | 1 |  | 7524.2322 | 14789.8674 | 15905.5724 | 6408.5272 | 2775.7096 | 1
| 60419443 | 4334.9984 | 4388.5722 | -53.5739 | 0 |  | -492.4311 | 385.2834 | 379.926 | -487.0737 | -925.9309 | 1
| 60419444 | 1437.822 | 1395.1631 | 42.6588 | 1 |  | -96.8575 | 182.1752 | 186.441 | -101.1234 | -240.6397 | 0
| 60419445 | 3673.3374 | 3488.183 | 185.1545 | 1 |  | -163.6638 | 533.9728 | 552.4882 | -182.1793 | -530.9976 | 0
| 60419451 | 7908.7084 | 7012.1393 | 896.5691 | 1 |  | 195.3552 | 1597.783 | 1687.4399 | 105.6983 | -595.5157 | 0
| 60419455 | 9647.2242 | 4801.4188 | 4845.8054 | 1 |  | 4365.6636 | 5325.9473 | 5810.5279 | 3881.083 | 3400.9411 | 1
| 60419456 | 5771.1843 | 2927.4965 | 2843.6878 | 1 |  | 2550.9381 | 3136.4374 | 3420.8062 | 2266.5693 | 1973.8197 | 1
| 60419467 | 80685.4403 | 54276.523 | 26408.9173 | 1 |  | 20981.265 | 31836.5696 | 34477.4613 | 18340.3732 | 12912.7209 | 1
| 60419468 | 23002.0775 | 18546.0381 | 4456.0394 | 1 |  | 2601.4356 | 6310.6433 | 6756.2472 | 2155.8317 | 301.2279 | 1
| 60419470 | 187648.1934 | 86029.5548 | 101618.6386 | 1 |  | 93015.6831 | 110221.5941 | 120383.458 | 82853.8193 | 74250.8638 | 1
| 60419471 | 9399.2598 | 7623.0391 | 1776.2207 | 1 |  | 1013.9168 | 2538.5246 | 2716.1467 | 836.2947 | 73.9908 | 1
| 60419477 | 2179.4862 | 2681.3549 | -501.8687 | 0 |  | -770.0042 | -233.7332 | -283.92 | -719.8173 | -987.9528 | 1
| 60419478 | 2364.7186 | 2900.9486 | -536.23 | 0 |  | -826.3248 | -246.1351 | -299.7581 | -772.7018 | -1062.7967 | 1
| 60419482 | 803.6963 | 856.5995 | -52.9032 | 0 |  | -138.5631 | 32.7568 | 27.4665 | -133.2728 | -218.9327 | 1
| 60419483 | 4853.3524 | 4908.3986 | -55.0462 | 0 |  | -545.8861 | 435.7937 | 430.289 | -540.3814 | -1031.2213 | 1
| 60419484 | 725.3592 | 773.9563 | -48.5971 | 0 |  | -125.9927 | 28.7986 | 23.9389 | -121.133 | -198.5286 | 1
| 60419486 | 624.3478 | 784.2633 | -159.9155 | 0 |  | -238.3418 | -81.4892 | -97.4807 | -222.3503 | -300.7766 | 1
| 60419487 | 1043.3407 | 1301.6019 | -258.2612 | 0 |  | -388.4213 | -128.101 | -153.9271 | -362.5952 | -492.7554 | 1
| 60419489 | 944.8265 | 1386.9077 | -442.0812 | 0 |  | -580.772 | -303.3904 | -347.5985 | -536.5638 | -675.2546 | 1
| 60419494 | 2131.8066 | 2528.3548 | -396.5481 | 0 |  | -649.3836 | -143.7126 | -183.3675 | -609.7288 | -862.5643 | 1
| 60419496 | 3868.6796 | 6150.2752 | -2281.5957 | 0 |  | -2896.6232 | -1666.5681 | -1894.7277 | -2668.4636 | -3283.4912 | 1
| 60419497 | 4684.8302 | 5261.9939 | -577.1637 | 0 |  | -1103.3631 | -50.9643 | -108.6807 | -1045.6467 | -1571.8461 | 1
| 60419498 | 8090.9047 | 9228.9902 | -1138.0855 | 0 |  | -2060.9846 | -215.1865 | -328.9951 | -1947.176 | -2870.075 | 1
| 60419500 | 854.7004 | 1103.4722 | -248.7718 | 0 |  | -359.119 | -138.4246 | -163.3017 | -334.2418 | -444.589 | 1
| 60419502 | 36194.4524 | 32336.4136 | 3858.0388 | 1 |  | 624.3975 | 7091.6802 | 7477.4841 | 238.5936 | -2995.0478 | 0
| 60419507 | 7772.3277 | 8818.9719 | -1046.6442 | 0 |  | -1928.5414 | -164.747 | -269.4114 | -1823.8769 | -2705.7741 | 1
| 60419508 | 8048.8811 | 9601.5841 | -1552.703 | 0 |  | -2512.8614 | -592.5446 | -747.8149 | -2357.5911 | -3317.7495 | 1
| 60419514 | 23812.6798 | 23255.4703 | 557.2095 | 1 |  | -1768.3375 | 2882.7566 | 2938.4775 | -1824.0584 | -4149.6055 | 0
| 60419515 | 52022.2436 | 42449.8327 | 9572.4109 | 1 |  | 5327.4276 | 13817.3942 | 14774.6352 | 4370.1865 | 125.2033 | 1
| 60419516 | 1694.8708 | 2113.3832 | -418.5124 | 0 |  | -629.8507 | -207.1741 | -249.0253 | -587.9995 | -799.3378 | 1
| 60419517 | 28553.1433 | 26884.5455 | 1668.5978 | 1 |  | -1019.8568 | 4357.0523 | 4523.9121 | -1186.7165 | -3875.1711 | 0
| 60419518 | 1216.3034 | 1528.3503 | -312.0469 | 0 |  | -464.8819 | -159.2119 | -190.4166 | -433.6772 | -586.5123 | 1
| 60419521 | 6303.2883 | 7313.7367 | -1010.4484 | 0 |  | -1741.8221 | -279.0747 | -380.1196 | -1640.7772 | -2372.1509 | 1
| 60419524 | 5975.6613 | 6662.1102 | -686.4489 | 0 |  | -1352.6599 | -20.2379 | -88.8828 | -1284.015 | -1950.2261 | 1
| 60419525 | 10089.5885 | 11105.7185 | -1016.13 | 0 |  | -2126.7018 | 94.4419 | -7.1711 | -2025.0888 | -3135.6607 | 1
| 60419528 | 511.7104 | 650.5258 | -138.8153 | 0 |  | -203.8679 | -73.7628 | -87.6443 | -189.9864 | -255.0389 | 1
| 60419529 | 19050.9703 | 19375.9812 | -325.0109 | 0 |  | -2262.6091 | 1612.5872 | 1580.0861 | -2230.108 | -4167.7061 | 1
| 60419530 | 2840.731 | 3479.9276 | -639.1965 | 0 |  | -987.1893 | -291.2038 | -355.1234 | -923.2696 | -1271.2624 | 1
| 60419534 | 8107.0234 | 9663.7748 | -1556.7514 | 0 |  | -2523.1288 | -590.3739 | -746.049 | -2367.4537 | -3333.8312 | 1
| 60419538 | 11644.5569 | 12696.8098 | -1052.253 | 0 |  | -2321.934 | 217.428 | 112.2027 | -2216.7087 | -3486.3896 | 1
| 60419547 | 2934.8944 | 3811.2444 | -876.35 | 0 |  | -1257.4745 | -495.2256 | -582.8606 | -1169.8395 | -1550.9639 | 1
| 60419550 | 1781.4037 | 2360.4949 | -579.0912 | 0 |  | -815.1407 | -343.0417 | -400.9508 | -757.2315 | -993.281 | 1
| 60419551 | 10125.7438 | 11839.899 | -1714.1552 | 0 |  | -2898.1451 | -530.1653 | -701.5808 | -2726.7296 | -3910.7195 | 1
| 60419564 | 10781.9604 | 12504.1838 | -1722.2233 | 0 |  | -2972.6417 | -471.805 | -644.0273 | -2800.4194 | -4050.8378 | 1
| 60419567 | 42305.2593 | 40305.6293 | 1999.63 | 1 |  | -2030.9329 | 6030.1929 | 6230.1559 | -2230.8959 | -6261.4589 | 0
| 60418380 | 63700.5881 | 121712.8412 | -58012.2531 | 0 |  | -70183.5373 | -45840.969 | -51642.1943 | -64382.3119 | -76553.5961 | 1
| 60612471 | 36145.3164 | 56195.629 | -20050.3126 | 0 |  | -25669.8755 | -14430.7497 | -16435.781 | -23664.8443 | -29284.4072 | 1
| 60668934 | 14875.0128 | 29496.555 | -14621.5422 | 0 |  | -17571.1977 | -11671.8867 | -13134.0409 | -16109.0435 | -19058.699 | 1
| 60705676 | 69714.5764 | 77094.2062 | -7379.6297 | 0 |  | -15089.0503 | 329.7909 | -408.1721 | -14351.0874 | -22060.508 | 1
| 60465189 | 16209.906 | 11993.4495 | 4216.4565 | 1 |  | 3017.1115 | 5415.8014 | 5837.4471 | 2595.4659 | 1396.1209 | 1
| 60465198 | 3387.4397 | 2802.4341 | 585.0055 | 1 |  | 304.7621 | 865.2489 | 923.7495 | 246.2615 | -33.9819 | 0
| 60465199 | 45917.0079 | 29895.0158 | 16021.9921 | 1 |  | 13032.4906 | 19011.4937 | 20613.6929 | 11430.2913 | 8440.7898 | 1
| 60465205 | 22185.367 | 15420.5425 | 6764.8246 | 1 |  | 5222.7703 | 8306.8788 | 8983.3613 | 4546.2879 | 3004.2336 | 1
| 60465206 | 36719.4354 | 23997.3558 | 12722.0795 | 1 |  | 10322.3439 | 15121.8151 | 16394.023 | 9050.136 | 6650.4004 | 1
| 60465209 | 48945.3624 | 31108.0096 | 17837.3528 | 1 |  | 14726.5518 | 20948.1538 | 22731.8891 | 12942.8166 | 9832.0156 | 1
| 60465222 | 51120.2946 | 13910.9321 | 37209.3625 | 1 |  | 35818.2693 | 38600.4557 | 42321.3919 | 32097.333 | 30706.2398 | 1
| 60465227 | 23158.4917 | 15485.485 | 7673.0067 | 1 |  | 6124.4582 | 9221.5552 | 9988.8559 | 5357.1575 | 3808.609 | 1
| 60465230 | 2134.5034 | 1601.5482 | 532.9552 | 1 |  | 372.8004 | 693.11 | 746.4055 | 319.5049 | 159.35 | 1
| 60465231 | 1700.8008 | 1402.8682 | 297.9326 | 1 |  | 157.6458 | 438.2194 | 468.0127 | 127.8525 | -12.4343 | 0
| 60465235 | 36526.537 | 25482.778 | 11043.759 | 1 |  | 8495.4812 | 13592.0368 | 14696.4127 | 7391.1053 | 4842.8275 | 1
| 60465236 | 52876.6643 | 34684.2502 | 18192.4141 | 1 |  | 14723.9891 | 21660.8391 | 23480.0805 | 12904.7477 | 9436.3227 | 1
| 60465296 | 10425.5722 | 18885.496 | -8459.9238 | 0 |  | -10348.4734 | -6571.3742 | -7417.3666 | -9502.481 | -11391.0306 | 1
| 60465300 | 18.5162 | 621.0917 | -602.5754 | 0 |  | -664.6846 | -540.4663 | -600.7238 | -604.4271 | -666.5362 | 1
| 60465308 | 54723.0085 | 135999.3716 | -81276.3631 | 0 |  | -94876.3003 | -67676.426 | -75804.0623 | -86748.664 | -100348.6011 | 1
| 60465354 | 26.5257 | 590.6708 | -564.1452 | 0 |  | -623.2122 | -505.0781 | -561.4926 | -566.7977 | -625.8648 | 1
| 60465355 | 325.5872 | 4616.3588 | -4290.7717 | 0 |  | -4752.4075 | -3829.1358 | -4258.2129 | -4323.3304 | -4784.9663 | 1
| 60465378 | 16343.1062 | 37815.2494 | -21472.1433 | 0 |  | -25253.6682 | -17690.6183 | -19837.8326 | -23106.4539 | -26887.9788 | 1
| 60465425 | 584.6409 | 4859.7253 | -4275.0845 | 0 |  | -4761.057 | -3789.1119 | -4216.6204 | -4333.5486 | -4819.5211 | 1
| 60465442 | 11530.0919 | 31518.028 | -19987.9361 | 0 |  | -23139.7389 | -16836.1333 | -18834.9269 | -21140.9453 | -24292.7481 | 1
| 60465443 | 1649.9808 | 11612.6002 | -9962.6194 | 0 |  | -11123.8794 | -8801.3594 | -9797.6213 | -10127.6175 | -11288.8775 | 1
| 60465449 | 59.8134 | 1808.4836 | -1748.6702 | 0 |  | -1929.5186 | -1567.8218 | -1742.6889 | -1754.6516 | -1935.4999 | 1
| 60465450 | 520.4612 | 6192.653 | -5672.1917 | 0 |  | -6291.457 | -5052.9264 | -5620.1456 | -5724.2379 | -6343.5032 | 1
| 60465456 | 1767.5444 | 7275.6451 | -5508.1008 | 0 |  | -6235.6653 | -4780.5363 | -5331.3463 | -5684.8552 | -6412.4197 | 1
| 60465460 | 472.7104 | 3995.5207 | -3522.8103 | 0 |  | -3922.3623 | -3123.2582 | -3475.5392 | -3570.0813 | -3969.6334 | 1
| 60465467 | 30368.1069 | 53880.814 | -23512.7072 | 0 |  | -28900.7886 | -18124.6258 | -20475.8965 | -26549.5178 | -31937.5992 | 1
| 60465468 | 17973.5258 | 80050.9763 | -62077.4505 | 0 |  | -70082.5482 | -54072.3529 | -60280.0979 | -63874.8031 | -71879.9007 | 1
| 60465473 | 11029.1402 | 30286.3219 | -19257.1817 | 0 |  | -22285.8139 | -16228.5495 | -18154.2677 | -20360.0957 | -23388.7279 | 1
| 60465474 | 1443.5597 | 10636.8116 | -9193.2519 | 0 |  | -10256.9331 | -8129.5708 | -9048.896 | -9337.6079 | -10401.2891 | 1
| 60465483 | 60923.3647 | 55984.188 | 4939.1767 | 1 |  | -659.2421 | 10537.5955 | 11031.5132 | -1153.1597 | -6751.5785 | 0
| 60465493 | 22971.8852 | 46660.0882 | -23688.203 | 0 |  | -28354.2118 | -19022.1942 | -21391.0145 | -25985.3915 | -30651.4003 | 1
| 60465497 | 6945.7714 | 55809.1762 | -48863.4047 | 0 |  | -54444.3224 | -43282.4871 | -48168.8276 | -49557.9819 | -55138.8995 | 1
| 60465498 | 69264.9269 | 57743.7787 | 11521.1482 | 1 |  | 5746.7703 | 17295.5261 | 18447.6409 | 4594.6555 | -1179.7224 | 0
| 60465506 | 12617.3496 | 24352.8771 | -11735.5276 | 0 |  | -14170.8153 | -9300.2398 | -10473.7926 | -12997.2625 | -15432.5502 | 1
| 60465507 | 22207.1538 | 32474.221 | -10267.0671 | 0 |  | -13514.4892 | -7019.645 | -8046.3517 | -12487.7825 | -15735.2046 | 1
| 60465509 | 8400.8043 | 28014.435 | -19613.6306 | 0 |  | -22415.0741 | -16812.1871 | -18773.5502 | -20453.711 | -23255.1545 | 1
| 60465510 | 41082.9443 | 121290.7643 | -80207.82 | 0 |  | -92336.8964 | -68078.7436 | -76099.5256 | -84316.1144 | -96445.1909 | 1
| 60465524 | 52.8912 | 1543.7604 | -1490.8691 | 0 |  | -1645.2452 | -1336.4931 | -1485.58 | -1496.1583 | -1650.5343 | 1
| 60465533 | 113708.9927 | 63719.948 | 49989.0447 | 1 |  | 43617.0499 | 56361.0395 | 61359.944 | 38618.1454 | 32246.1506 | 1
| 60465534 | 32578.1154 | 33771.1617 | -1193.0463 | 0 |  | -4570.1625 | 2184.0698 | 2064.7652 | -4450.8579 | -7827.9741 | 1
| 60465563 | 8942.3351 | 17831.4147 | -8889.0796 | 0 |  | -10672.2211 | -7105.9381 | -7994.8461 | -9783.3131 | -11566.4546 | 1
| 60465567 | 7469.9666 | 26465.171 | -18995.2044 | 0 |  | -21641.7215 | -16348.6873 | -18248.2078 | -19742.2011 | -22388.7182 | 1
| 60465578 | 735.1076 | 7175.2564 | -6440.1488 | 0 |  | -7157.6745 | -5722.6232 | -6366.6381 | -6513.6596 | -7231.1852 | 1
| 60465585 | 2995.7459 | 14404.5775 | -11408.8317 | 0 |  | -12849.2894 | -9968.3739 | -11109.2571 | -11708.4063 | -13148.864 | 1
| 60465593 | 3579.273 | 15460.7188 | -11881.4458 | 0 |  | -13427.5177 | -10335.3739 | -11523.5185 | -12239.3731 | -13785.445 | 1
| 60465621 | 17360.6746 | 13978.5987 | 3382.0758 | 1 |  | 1984.216 | 4779.9357 | 5118.1433 | 1646.0084 | 248.1485 | 1
| 60465622 | 22463.7058 | 17681.9725 | 4781.7333 | 1 |  | 3013.536 | 6549.9305 | 7028.1038 | 2535.3627 | 767.1654 | 1
| 60465630 | 7720.6369 | 4338.2619 | 3382.375 | 1 |  | 2948.5488 | 3816.2012 | 4154.4387 | 2610.3113 | 2176.4852 | 1
| 60465632 | 3165.8041 | 2903.1501 | 262.6541 | 1 |  | -27.661 | 552.9691 | 579.2345 | -53.9264 | -344.2414 | 0
| 60465633 | 5009.5682 | 4508.0004 | 501.5678 | 1 |  | 50.7677 | 952.3678 | 1002.5246 | 0.61095 | -450.1891 | 0
| 60465635 | 27263.2017 | 11471.6897 | 15791.5121 | 1 |  | 14644.3431 | 16938.681 | 18517.8322 | 13065.1919 | 11918.0229 | 1
| 60465638 | 59850.2466 | 52662.8669 | 7187.3797 | 1 |  | 1921.093 | 12453.6664 | 13172.4044 | 1202.355 | -4063.9317 | 0
| 60465639 | 727.5898 | 1574.5805 | -846.9908 | 0 |  | -1004.4488 | -689.5327 | -774.2318 | -919.7497 | -1077.2078 | 1
| 60465640 | 4015.9257 | 7443.0714 | -3427.1457 | 0 |  | -4171.4528 | -2682.8385 | -3025.5531 | -3828.7382 | -4573.0454 | 1
| 60465641 | 4224.2115 | 3761.1616 | 463.0499 | 1 |  | 86.9337 | 839.166 | 885.471 | 40.6287 | -335.4875 | 0
| 60465642 | 6814.9449 | 10149.1925 | -3334.2476 | 0 |  | -4349.1668 | -2319.3283 | -2652.7531 | -4015.7421 | -5030.6613 | 1
| 60465644 | 815.6142 | 899.8389 | -84.2247 | 0 |  | -174.2086 | 5.7592 | -2.6633 | -165.7862 | -255.7701 | 1
| 60465657 | 21035.8559 | 15952.1904 | 5083.6655 | 1 |  | 3488.4464 | 6678.8845 | 7187.251 | 2980.0799 | 1384.8608 | 1
| 60465660 | 1292.6722 | 1436.4401 | -143.768 | 0 |  | -287.412 | -0.12395 | -14.5008 | -273.0352 | -416.6792 | 1
| 60465661 | 11107.1852 | 11061.6897 | 45.4955 | 1 |  | -1060.6734 | 1151.6645 | 1156.2141 | -1065.223 | -2171.392 | 0
| 60465663 | 22493.0989 | 27819.6074 | -5326.5085 | 0 |  | -8108.4693 | -2544.5478 | -3077.1986 | -7575.8184 | -10357.7792 | 1
| 60465664 | 6171.2667 | 10614.2468 | -4442.9801 | 0 |  | -5504.4048 | -3381.5554 | -3825.8534 | -5060.1068 | -6121.5315 | 1
| 60465666 | 1720.6431 | 1876.1779 | -155.5348 | 0 |  | -343.1526 | 32.083 | 16.5295 | -327.5991 | -515.2169 | 1
| 60465668 | 44596.438 | 15727.3083 | 28869.1296 | 1 |  | 27296.3988 | 30441.8605 | 33328.7734 | 24409.4859 | 22836.755 | 1
| 60465675 | 212977.1244 | 97372.4786 | 115604.6458 | 1 |  | 105867.3979 | 125341.8936 | 136902.3582 | 94306.9334 | 84569.6855 | 1
| 60465676 | 350476.9961 | 133361.6328 | 217115.3632 | 1 |  | 203779.1999 | 230451.5265 | 252163.0628 | 182067.6636 | 168731.5003 | 1
| 60465685 | 695.2761 | 1956.5305 | -1261.2544 | 0 |  | -1456.9074 | -1065.6013 | -1191.7268 | -1330.782 | -1526.435 | 1
| 60465686 | 1630.418 | 4303.2664 | -2672.8484 | 0 |  | -3103.175 | -2242.5218 | -2509.8066 | -2835.8902 | -3266.2168 | 1
| 60465687 | 482.9364 | 1381.4041 | -898.4677 | 0 |  | -1036.6081 | -760.3272 | -850.174 | -946.7613 | -1084.9017 | 1
| 60465688 | 9720.5771 | 18612.0813 | -8891.5042 | 0 |  | -10752.7124 | -7030.2961 | -7919.4465 | -9863.5619 | -11724.7701 | 1
| 60465698 | 3050.1351 | 2748.4988 | 301.6362 | 1 |  | 26.7863 | 576.4861 | 606.6497 | -3.3773 | -278.2272 | 0
| 60465699 | 37827.1454 | 26396.9263 | 11430.2191 | 1 |  | 8790.5264 | 14069.9117 | 15212.9336 | 7647.5045 | 5007.8119 | 1
| 60465704 | 1724.3198 | 1905.347 | -181.0272 | 0 |  | -371.5619 | 9.5075 | -8.5952 | -353.4592 | -543.9939 | 1
| 60465705 | 11543.0086 | 11448.0425 | 94.9661 | 1 |  | -1049.8382 | 1239.7703 | 1249.2669 | -1059.3348 | -2204.1391 | 0
| 60465706 | 5526.5352 | 5832.7174 | -306.1822 | 0 |  | -889.4539 | 277.0896 | 246.4714 | -858.8357 | -1442.1074 | 1
| 60465707 | 3212.8431 | 3484.3304 | -271.4873 | 0 |  | -619.9203 | 76.9457 | 49.797 | -592.7716 | -941.2047 | 1
| 60465708 | 3259.3441 | 2930.6681 | 328.676 | 1 |  | 35.6092 | 621.7428 | 654.6104 | 2.7416 | -290.3252 | 0
| 60465714 | 77104.4157 | 46339.7786 | 30764.6372 | 1 |  | 26130.6593 | 35398.615 | 38475.0787 | 23054.1956 | 18420.2177 | 1
| 60465715 | 13176.4486 | 10762.8441 | 2413.6045 | 1 |  | 1337.3201 | 3489.8889 | 3731.2494 | 1095.9597 | 19.6753 | 1
| 60465716 | 19270.6145 | 7197.565 | 12073.0494 | 1 |  | 11353.2929 | 12792.8059 | 14000.1109 | 10145.988 | 9426.2315 | 1
| 60465717 | 17554.2378 | 6601.0635 | 10953.1743 | 1 |  | 10293.0679 | 11613.2806 | 12708.598 | 9197.7505 | 8537.6441 | 1
| 60465727 | 25061.5929 | 62699.4162 | -37637.8232 | 0 |  | -43907.7649 | -31367.8816 | -35131.664 | -40143.9825 | -46413.9242 | 1
| 60465728 | 3263.1259 | 12514.2492 | -9251.1233 | 0 |  | -10502.5483 | -7999.6984 | -8924.8107 | -9577.4359 | -10828.8608 | 1
| 60465732 | 5699.6121 | 2254.943 | 3444.6692 | 1 |  | 3219.1749 | 3670.1635 | 4014.6304 | 2874.708 | 2649.2137 | 1
| 60465740 | 12442.5588 | 10161.3004 | 2281.2584 | 1 |  | 1265.1284 | 3297.3885 | 3525.5143 | 1037.0025 | 20.8725 | 1
| 60465743 | 9582.9384 | 5323.6428 | 4259.2957 | 1 |  | 3726.9314 | 4791.6599 | 5217.5895 | 3301.0018 | 2768.6375 | 1
| 60465751 | 20855.7864 | 9014.1948 | 11841.5916 | 1 |  | 10940.1721 | 12743.0111 | 13927.1703 | 9756.013 | 8854.5935 | 1
| 60465754 | 10645.1683 | 17245.5369 | -6600.3686 | 0 |  | -8324.9223 | -4875.8149 | -5535.8517 | -7664.8854 | -9389.4391 | 1
| 60465760 | 7703.3398 | 12938.9683 | -5235.6285 | 0 |  | -6529.5253 | -3941.7316 | -4465.2945 | -6005.9625 | -7299.8593 | 1
| 60465763 | 24841.4263 | 9374.9349 | 15466.4914 | 1 |  | 14528.9979 | 16403.9849 | 17950.634 | 12982.3487 | 12044.8552 | 1
| 60465772 | 868.0628 | 734.1557 | 133.9071 | 1 |  | 60.4915 | 207.3227 | 220.7134 | 47.1008 | -26.3147 | 0
| 60465781 | 22200.0284 | 10375.2728 | 11824.7557 | 1 |  | 10787.2284 | 12862.2829 | 14044.7585 | 9604.7528 | 8567.2255 | 1
| 60465782 | 16073.6408 | 15307.1683 | 766.4725 | 1 |  | -764.2443 | 2297.1893 | 2373.8366 | -840.8916 | -2371.6084 | 0
| 60465790 | 122715.1487 | 36736.1773 | 85978.9714 | 1 |  | 82305.3537 | 89652.5891 | 98250.4863 | 73707.4565 | 70033.8388 | 1
| 60465794 | 676.9201 | 1387.4581 | -710.538 | 0 |  | -849.2838 | -571.7922 | -642.846 | -778.23 | -916.9758 | 1
| 60465795 | 1380.7953 | 2725.3837 | -1344.5884 | 0 |  | -1617.1268 | -1072.0501 | -1206.5089 | -1482.668 | -1755.2063 | 1
| 60465810 | 86034.4734 | 27261.3607 | 58773.1128 | 1 |  | 56046.9767 | 61499.2488 | 67376.5601 | 50169.6654 | 47443.5293 | 1
| 60465812 | 12679.6114 | 10465.0992 | 2214.5122 | 1 |  | 1168.0023 | 3261.0221 | 3482.4733 | 946.551 | -99.9589 | 0
| 60465813 | 10464.7627 | 8796.9575 | 1667.8053 | 1 |  | 788.1095 | 2547.501 | 2714.2815 | 621.329 | -258.3668 | 0
| 60465814 | 18736.4411 | 14771.1174 | 3965.3236 | 1 |  | 2488.2119 | 5442.4354 | 5838.9677 | 2091.6795 | 614.5678 | 1
| 60465823 | 1263.4106 | 1513.4906 | -250.0799 | 0 |  | -401.429 | -98.7309 | -123.7389 | -376.421 | -527.77 | 1
| 60465824 | 45284.699 | 37790.4832 | 7494.2158 | 1 |  | 3715.1675 | 11273.2641 | 12022.6857 | 2965.7459 | -813.3024 | 0
| 60465825 | 21838.9257 | 21167.4037 | 671.522 | 1 |  | -1445.2184 | 2788.2624 | 2855.4146 | -1512.3706 | -3629.1109 | 0
| 60465828 | 26123.6208 | 55137.3888 | -29013.768 | 0 |  | -34527.5069 | -23500.0291 | -26401.4059 | -31626.1301 | -37139.869 | 1
| 60465834 | 7094.0881 | 12363.8419 | -5269.7538 | 0 |  | -6506.138 | -4033.3696 | -4560.345 | -5979.1626 | -7215.5468 | 1
| 60465835 | 2397.5888 | 4981.8605 | -2584.2717 | 0 |  | -3082.4578 | -2086.0857 | -2344.5128 | -2824.0306 | -3322.2167 | 1
| 60465836 | 170120.248 | 48473.0351 | 121647.2129 | 1 |  | 116799.9094 | 126494.5165 | 138659.2377 | 104635.1881 | 99787.8846 | 1
| 60465842 | 543285.0607 | 378543.3332 | 164741.7276 | 1 |  | 126887.3943 | 202596.0609 | 219070.2336 | 110413.2215 | 72558.8882 | 1
| 60465848 | 12145.3221 | 9304.46 | 2840.862 | 1 |  | 1910.416 | 3771.308 | 4055.3942 | 1626.3298 | 695.8838 | 1
| 60465858 | 2397.8115 | 2244.9193 | 152.8922 | 1 |  | -71.5997 | 377.3841 | 392.6733 | -86.8889 | -311.3809 | 0
| 60465859 | 24910.7198 | 19356.7186 | 5554.0011 | 1 |  | 3618.3293 | 7489.673 | 8045.0731 | 3062.9292 | 1127.2573 | 1
| 60465860 | 18164.2615 | 14785.9772 | 3378.2844 | 1 |  | 1899.6867 | 4856.8821 | 5194.7105 | 1561.8582 | 83.2605 | 1
| 60465861 | 8088.6439 | 8900.4252 | -811.7812 | 0 |  | -1701.8238 | 78.2613 | -2.9169 | -1620.6456 | -2510.6882 | 1
| 60465862 | 3082.6332 | 6099.6421 | -3017.0089 | 0 |  | -3626.9731 | -2407.0447 | -2708.7456 | -3325.2722 | -3935.2365 | 1
| 60465863 | 1011.3442 | 2219.0523 | -1207.7082 | 0 |  | -1429.6134 | -985.8029 | -1106.5737 | -1308.8426 | -1530.7478 | 1
| 60465864 | 5523.2936 | 9957.1168 | -4433.8232 | 0 |  | -5429.5348 | -3438.1115 | -3881.4938 | -4986.1525 | -5981.8642 | 1
| 60465889 | 45628.1365 | 32703.5039 | 12924.6326 | 1 |  | 9654.2822 | 16194.983 | 17487.4463 | 8361.819 | 5091.4686 | 1
| 60465907 | 16327.3781 | 22224.0953 | -5896.7172 | 0 |  | -8119.1267 | -3674.3076 | -4263.9793 | -7529.455 | -9751.8645 | 1
| 60465909 | 55589.1105 | 20140.6082 | 35448.5023 | 1 |  | 33434.4415 | 37462.5631 | 41007.4133 | 29889.5912 | 27875.5304 | 1
| 60465912 | 33027.6645 | 17537.7782 | 15489.8864 | 1 |  | 13736.1085 | 17243.6642 | 18792.6528 | 12187.1199 | 10433.3421 | 1
| 60465913 | 160999.1557 | 65111.4643 | 95887.6914 | 1 |  | 89376.545 | 102398.8379 | 111987.607 | 79787.7759 | 73276.6294 | 1
| 60465914 | 23146.9235 | 18707.844 | 4439.0796 | 1 |  | 2568.2952 | 6309.864 | 6753.7719 | 2124.3872 | 253.6028 | 1
| 60465915 | 9450.3292 | 5165.708 | 4284.6212 | 1 |  | 3768.0504 | 4801.192 | 5229.6541 | 3339.5883 | 2823.0174 | 1
| 60465916 | 3837.2791 | 2143.4 | 1693.8791 | 1 |  | 1479.5391 | 1908.2191 | 2077.607 | 1310.1512 | 1095.8112 | 1
| 60465921 | 14114.3712 | 7585.1769 | 6529.1942 | 1 |  | 5770.6765 | 7287.7119 | 7940.6313 | 5117.7571 | 4359.2394 | 1
| 60465925 | 75111.669 | 146199.9322 | -71088.2632 | 0 |  | -85708.2564 | -56468.27 | -63577.0963 | -78599.4301 | -93219.4233 | 1
| 60465942 | 3975.9224 | 13300.9476 | -9325.0252 | 0 |  | -10655.1199 | -7994.9304 | -8927.4329 | -9722.6174 | -11052.7122 | 1
| 60465943 | 69933.9036 | 130843.8456 | -60909.942 | 0 |  | -73994.3266 | -47825.5575 | -53916.5517 | -67903.3324 | -80987.7169 | 1
| 60465945 | 42765.0927 | 21363.8823 | 21401.2104 | 1 |  | 19264.8221 | 23537.5986 | 25677.7196 | 17124.7011 | 14988.3129 | 1
| 60465949 | 2378.6004 | 1685.2029 | 693.3975 | 1 |  | 524.8772 | 861.9178 | 931.2575 | 455.5374 | 287.0171 | 1
| 60465950 | 128854.653 | 75694.3406 | 53160.3124 | 1 |  | 45590.8783 | 60729.7465 | 66045.7777 | 40274.8471 | 32705.413 | 1
| 60465969 | 23237.6713 | 12119.482 | 11118.1893 | 1 |  | 9906.2411 | 12330.1375 | 13441.9564 | 8794.4222 | 7582.474 | 1
| 60465970 | 31952.3636 | 16211.9604 | 15740.4032 | 1 |  | 14119.2071 | 17361.5992 | 18935.6396 | 12545.1668 | 10923.9708 | 1
| 60465980 | 42906.1567 | 25968.7461 | 16937.4107 | 1 |  | 14340.5361 | 19534.2853 | 21228.0263 | 12646.795 | 10049.9204 | 1
| 60465992 | 1965.995 | 754.6897 | 1211.3053 | 1 |  | 1135.8363 | 1286.7743 | 1407.9048 | 1014.7058 | 939.2368 | 1
| 60465993 | 19190.1134 | 7042.1654 | 12147.948 | 1 |  | 11443.7315 | 12852.1646 | 14066.9594 | 10228.9367 | 9524.7202 | 1
| 60465996 | 4060.5325 | 2337.9301 | 1722.6024 | 1 |  | 1488.8094 | 1956.3954 | 2128.6556 | 1316.5491 | 1082.7561 | 1
| 60465997 | 27682.6009 | 14625.272 | 13057.3289 | 1 |  | 11594.8017 | 14519.8561 | 15825.589 | 10289.0688 | 8826.5416 | 1
| 60465998 | 35767.158 | 20758.4861 | 15008.6719 | 1 |  | 12932.8233 | 17084.5205 | 18585.3877 | 11431.9561 | 9356.1075 | 1
| 60465999 | 2682.5949 | 1772.7102 | 909.8847 | 1 |  | 732.6137 | 1087.1557 | 1178.1442 | 641.6252 | 464.3542 | 1
| 60466000 | 21955.071 | 13375.404 | 8579.667 | 1 |  | 7242.1266 | 9917.2074 | 10775.1741 | 6384.1599 | 5046.6195 | 1
| 60466004 | 266178.4973 | 245573.6341 | 20604.8632 | 1 |  | -3952.5002 | 45162.2266 | 47222.7129 | -6012.9865 | -30570.3499 | 0
| 60466005 | 32464.4622 | 16434.0853 | 16030.3769 | 1 |  | 14386.9684 | 17673.7854 | 19276.8231 | 12783.9307 | 11140.5222 | 1
| 60466009 | 2467.2781 | 1061.6865 | 1405.5917 | 1 |  | 1299.423 | 1511.7603 | 1652.3195 | 1158.8639 | 1052.6952 | 1
| 60466010 | 109393.2388 | 27954.7017 | 81438.5371 | 1 |  | 78643.0669 | 84234.0072 | 92377.861 | 70499.2132 | 67703.743 | 1
| 60466022 | 14034.5681 | 5676.2707 | 8358.2974 | 1 |  | 7790.6703 | 8925.9245 | 9761.7542 | 6954.8406 | 6387.2135 | 1
| 60466027 | 28933.1812 | 18377.0775 | 10556.1038 | 1 |  | 8718.396 | 12393.8115 | 13449.4219 | 7662.7856 | 5825.0779 | 1
| 60466062 | 3841.0914 | 1403.4185 | 2437.6729 | 1 |  | 2297.3311 | 2578.0148 | 2821.7821 | 2053.5638 | 1913.2219 | 1
| 60466082 | 30538.018 | 5288.4053 | 25249.6127 | 1 |  | 24720.7721 | 25778.4532 | 28303.4145 | 22195.8109 | 21666.9703 | 1
| 60466099 | 2123.7078 | 886.0799 | 1237.6279 | 1 |  | 1149.0199 | 1326.2359 | 1449.9987 | 1025.2571 | 936.6491 | 1
| 60466109 | 5054.4749 | 2245.4696 | 2809.0053 | 1 |  | 2584.4583 | 3033.5522 | 3314.4528 | 2303.5578 | 2079.0108 | 1
| 60466110 | 14306.5504 | 6234.4804 | 8072.0701 | 1 |  | 7448.6221 | 8695.5181 | 9502.7251 | 6641.415 | 6017.967 | 1
| 60466116 | 450401.4273 | 62600.4619 | 387800.9654 | 1 |  | 381540.9192 | 394061.0115 | 432841.1081 | 342760.8226 | 336500.7764 | 1
| 60466131 | 154132.5827 | 46148.8036 | 107983.7791 | 1 |  | 103368.8987 | 112598.6595 | 123397.0374 | 92570.5208 | 87955.6405 | 1
| 60466163 | 54614.8895 | 26969.3009 | 27645.5886 | 1 |  | 24948.6585 | 30342.5187 | 33107.0775 | 22184.0996 | 19487.1695 | 1
| 60466164 | 159885.2549 | 67211.6388 | 92673.6161 | 1 |  | 85952.4522 | 99394.78 | 108662.1416 | 76685.0906 | 69963.9267 | 1
| 60466178 | 37432.6984 | 14629.1245 | 22803.5739 | 1 |  | 21340.6615 | 24266.4864 | 26546.8437 | 19060.3041 | 17597.3916 | 1
| 60466205 | 83635.7444 | 14224.7735 | 69410.9709 | 1 |  | 67988.4936 | 70833.4483 | 77774.5454 | 61047.3965 | 59624.9191 | 1
| 60466233 | 2411.9584 | 2991.2077 | -579.2492 | 0 |  | -878.37 | -280.1285 | -338.0534 | -820.4451 | -1119.5659 | 1
| 60466234 | 2459.1386 | 3047.3444 | -588.2059 | 0 |  | -892.9403 | -283.4714 | -342.292 | -834.1197 | -1138.8542 | 1
| 60466235 | 20434.0651 | 20408.457 | 25.6081 | 1 |  | -2015.2376 | 2066.4538 | 2069.0146 | -2017.7984 | -4058.6441 | 0
| 60466236 | 26149.015 | 25967.095 | 181.92 | 1 |  | -2414.7895 | 2778.6295 | 2796.8215 | -2432.9815 | -5029.691 | 0
| 60466237 | 17288.498 | 17725.451 | -436.953 | 0 |  | -2209.4981 | 1335.5921 | 1291.8968 | -2165.8028 | -3938.3479 | 1
| 60466238 | 2073.4199 | 2239.966 | -166.5461 | 0 |  | -390.5427 | 57.4505 | 40.7959 | -373.8881 | -597.8847 | 1
| 60466239 | 2907.0864 | 3063.8552 | -156.7688 | 0 |  | -463.1543 | 149.6167 | 133.9398 | -447.4774 | -753.863 | 1
| 60466240 | 1658.3512 | 2182.7286 | -524.3773 | 0 |  | -742.6502 | -306.1045 | -358.5422 | -690.2124 | -908.4853 | 1
| 60466241 | 741.7286 | 1225.1018 | -483.3732 | 0 |  | -605.8834 | -360.863 | -409.2003 | -557.5461 | -680.0562 | 1
| 60466242 | 8264.5624 | 11865.7659 | -3601.2036 | 0 |  | -4787.7802 | -2414.627 | -2774.7473 | -4427.6598 | -5614.2364 | 1
| 60466246 | 10642.6665 | 12076.0035 | -1433.3371 | 0 |  | -2640.9374 | -225.7367 | -369.0704 | -2497.6037 | -3705.2041 | 1
| 60466248 | 16549.6954 | 14959.891 | 1589.8044 | 1 |  | 93.8153 | 3085.7935 | 3244.774 | -65.1651 | -1561.1542 | 0
| 60466251 | 817.9432 | 1106.224 | -288.2808 | 0 |  | -398.9032 | -177.6584 | -206.4865 | -370.0751 | -480.6975 | 1
| 60466254 | 1471.7762 | 1828.2966 | -356.5204 | 0 |  | -539.3501 | -173.6908 | -209.3428 | -503.6981 | -686.5277 | 1
| 60466259 | 6423.7983 | 7918.5826 | -1494.7842 | 0 |  | -2286.6425 | -702.926 | -852.4044 | -2137.1641 | -2929.0223 | 1
| 60466260 | 499.3409 | 829.3928 | -330.0519 | 0 |  | -412.9912 | -247.1126 | -280.1178 | -379.986 | -462.9253 | 1
| 60466267 | 6501.5013 | 9601.5841 | -3100.0828 | 0 |  | -4060.2412 | -2139.9244 | -2449.9327 | -3750.2329 | -4710.3913 | 1
| 60466271 | 3476.4335 | 4179.9857 | -703.5522 | 0 |  | -1121.5508 | -285.5536 | -355.9089 | -1051.1956 | -1469.1941 | 1
| 60466272 | 10550.7867 | 11377.5964 | -826.8097 | 0 |  | -1964.5694 | 310.9499 | 228.2689 | -1881.8884 | -3019.6481 | 1
| 60466273 | 64519.2093 | 43483.4091 | 21035.8002 | 1 |  | 16687.4593 | 25384.1411 | 27487.7211 | 14583.8793 | 10235.5383 | 1
| 60466275 | 32292.9883 | 33388.7023 | -1095.714 | 0 |  | -4434.5842 | 2243.1562 | 2133.5848 | -4325.0128 | -7663.8831 | 1
| 60466278 | 18323.0105 | 19607.6829 | -1284.6723 | 0 |  | -3245.4406 | 676.0959 | 547.6287 | -3116.9734 | -5077.7417 | 1
| 60466279 | 5357.2249 | 8376.4823 | -3019.2574 | 0 |  | -3856.9056 | -2181.6091 | -2483.5349 | -3554.9798 | -4392.6281 | 1
| 60466282 | 23590.0401 | 16799.7451 | 6790.295 | 1 |  | 5110.3205 | 8470.2695 | 9149.299 | 4431.291 | 2751.3164 | 1
| 60466283 | 1413.6074 | 1179.9723 | 233.6351 | 1 |  | 115.6379 | 351.6324 | 374.9959 | 92.2744 | -25.7228 | 0
| 60466298 | 27041.0378 | 19199.3156 | 7841.7221 | 1 |  | 5921.7906 | 9761.6537 | 10545.8259 | 5137.6184 | 3217.6868 | 1
| 60466299 | 11073.4033 | 4338.7689 | 6734.6344 | 1 |  | 6300.7575 | 7168.5113 | 7841.9747 | 5627.2941 | 5193.4172 | 1
| 60466304 | 12572.1274 | 9642.8611 | 2929.2663 | 1 |  | 1964.9802 | 3893.5525 | 4186.4791 | 1672.0536 | 707.7675 | 1
| 60466341 | 45481.4726 | 91314.4636 | -45832.991 | 0 |  | -54964.4374 | -36701.5447 | -41284.8438 | -50381.1383 | -59512.5846 | 1
| 60466342 | 7884.5204 | 24984.302 | -17099.7815 | 0 |  | -19598.2117 | -14601.3513 | -16311.3295 | -17888.2336 | -20386.6638 | 1
| 60466371 | 1743.4449 | 710.5796 | 1032.8654 | 1 |  | 961.8074 | 1103.9233 | 1207.2099 | 858.5209 | 787.4629 | 1
| 60466372 | 66966.9418 | 22070.0484 | 44896.8934 | 1 |  | 42689.8885 | 47103.8982 | 51593.5875 | 38200.1992 | 35993.1943 | 1
| 60466375 | 4620.9191 | 4857.4791 | -236.56 | 0 |  | -722.308 | 249.1879 | 225.5319 | -698.6519 | -1184.3999 | 1
| 60466395 | 427.2032 | 835.4468 | -408.2435 | 0 |  | -491.7882 | -324.6989 | -365.5232 | -450.9639 | -534.5085 | 1
| 60493445 | 2105.2944 | 1728.6814 | 376.613 | 1 |  | 203.7449 | 549.4812 | 587.1425 | 166.0836 | -6.7845 | 0
| 60493465 | 8186.5522 | 7721.5536 | 464.9986 | 1 |  | -307.1567 | 1237.154 | 1283.6539 | -353.6566 | -1125.812 | 0
| 60493555 | 3689.9873 | 4403.432 | -713.4446 | 0 |  | -1153.7878 | -273.1014 | -344.4459 | -1082.4434 | -1522.7866 | 1
| 60493563 | 55089.9953 | 21510.5589 | 33579.4363 | 1 |  | 31428.3805 | 35730.4922 | 39088.4359 | 28070.4368 | 25919.3809 | 1
| 60493670 | 1568.1325 | 2214.6494 | -646.5169 | 0 |  | -867.9819 | -425.052 | -489.7037 | -803.3302 | -1024.7951 | 1
| 60493675 | 3008.1263 | 2607.6066 | 400.5197 | 1 |  | 139.759 | 661.2804 | 701.3323 | 99.7071 | -161.0536 | 0
| 60493677 | 5653.9265 | 5240.5298 | 413.3967 | 1 |  | -110.6563 | 937.4497 | 978.7894 | -151.996 | -676.0489 | 0
| 60493905 | 12571.8647 | 7376.2873 | 5195.5774 | 1 |  | 4457.9487 | 5933.2061 | 6452.7639 | 3938.3909 | 3200.7622 | 1
| 60493974 | 41759.0866 | 29779.4401 | 11979.6465 | 1 |  | 9001.7025 | 14957.5905 | 16155.5551 | 7803.7378 | 4825.7938 | 1
| 60493975 | 2972.5581 | 3607.0608 | -634.5026 | 0 |  | -995.2087 | -273.7966 | -337.2468 | -931.7585 | -1292.4645 | 1
| 60493976 | 2130.8506 | 1607.0518 | 523.7988 | 1 |  | 363.0936 | 684.5039 | 736.8838 | 310.7137 | 150.0085 | 1
| 60493978 | 1308.3786 | 937.2634 | 371.1152 | 1 |  | 277.3888 | 464.8415 | 501.953 | 240.2773 | 146.551 | 1
| 60494161 | 2011.9492 | 1518.4438 | 493.5054 | 1 |  | 341.661 | 645.3497 | 694.7003 | 292.3104 | 140.4661 | 1
| 60494176 | 2135.6937 | 2659.3405 | -523.6468 | 0 |  | -789.5809 | -257.7128 | -310.0775 | -737.2162 | -1003.1503 | 1
| 60495937 | 15602.4798 | 10956.0205 | 4646.4593 | 1 |  | 3550.8572 | 5742.0614 | 6206.7073 | 3086.2113 | 1990.6093 | 1
| 60495972 | 89089.5596 | 82506.6992 | 6582.8604 | 1 |  | -1667.8095 | 14833.5304 | 15491.8164 | -2326.0955 | -10576.7654 | 0
| 60496928 | 25659.8318 | 14936.3671 | 10723.4647 | 1 |  | 9229.828 | 12217.1014 | 13289.4478 | 8157.4815 | 6663.8448 | 1
| 60497007 | 7768.0703 | 7098.5459 | 669.5244 | 1 |  | -40.3301 | 1379.379 | 1446.3315 | -107.2826 | -817.1372 | 0
| 60497094 | 8075.6524 | 6778.2362 | 1297.4162 | 1 |  | 619.5925 | 1975.2398 | 2104.9814 | 489.8509 | -187.9727 | 0
| 60497154 | 6375.3531 | 4693.4718 | 1681.8813 | 1 |  | 1212.5342 | 2151.2285 | 2319.4166 | 1044.346 | 574.9988 | 1
| 60497155 | 3667.5009 | 2741.3442 | 926.1567 | 1 |  | 652.0223 | 1200.2911 | 1292.9068 | 559.4066 | 285.2722 | 1
| 60497255 | 20463.9251 | 29888.4114 | -9424.4863 | 0 |  | -12413.3275 | -6435.6452 | -7378.0938 | -11470.8788 | -14459.72 | 1
| 60497301 | 55842.3257 | 46444.347 | 9397.9787 | 1 |  | 4753.544 | 14042.4134 | 14982.2113 | 3813.7462 | -830.6885 | 0
| 60497700 | 12880.2787 | 21953.8684 | -9073.5898 | 0 |  | -11268.9766 | -6878.2029 | -7785.5619 | -10361.6176 | -12557.0045 | 1
| 60497759 | 7544.2897 | 6352.8078 | 1191.4819 | 1 |  | 556.2012 | 1826.7627 | 1945.9109 | 437.053 | -198.2278 | 0
| 60497761 | 5696.9104 | 7711.6471 | -2014.7367 | 0 |  | -2785.9014 | -1243.572 | -1445.0457 | -2584.4278 | -3355.5925 | 1
| 60497769 | 3831.4365 | 3219.6072 | 611.8293 | 1 |  | 289.8686 | 933.7901 | 994.973 | 228.6857 | -93.275 | 0
| 60497773 | 513848.331 | 170812.5438 | 343035.7872 | 1 |  | 325954.5329 | 360117.0416 | 394420.6203 | 291650.9541 | 274569.6997 | 1
| 60497786 | 1754.7042 | 1868.4729 | -113.7687 | 0 |  | -300.616 | 73.0786 | 61.7017 | -289.2391 | -476.0864 | 1
| 60497870 | 40733.198 | 25573.5875 | 15159.6105 | 1 |  | 12602.2518 | 17716.9693 | 19232.9303 | 11086.2907 | 8528.932 | 1
| 60498014 | 8326.2893 | 9415.012 | -1088.7226 | 0 |  | -2030.2238 | -147.2214 | -256.0937 | -1921.3516 | -2862.8528 | 1
| 60498105 | 637.6299 | 810.1302 | -172.5003 | 0 |  | -253.5134 | -91.4873 | -108.7374 | -236.2633 | -317.2763 | 1
| 60498619 | 2523.8656 | 2652.1858 | -128.3202 | 0 |  | -393.5388 | 136.8983 | 124.0663 | -380.7068 | -645.9254 | 1
| 60498811 | 6446.367 | 8358.8707 | -1912.5038 | 0 |  | -2748.3909 | -1076.6167 | -1267.8671 | -2557.1405 | -3393.0275 | 1
| 60499295 | 184717.0657 | 95879.9017 | 88837.164 | 1 |  | 79249.1739 | 98425.1542 | 107308.8706 | 70365.4575 | 60777.4673 | 1
| 60499594 | 22157.9718 | 23734.834 | -1576.8622 | 0 |  | -3950.3456 | 796.6212 | 638.9349 | -3792.6594 | -6166.1428 | 1
| 60499687 | 7815.9549 | 14498.6891 | -6682.7343 | 0 |  | -8132.6032 | -5232.8654 | -5901.1388 | -7464.3298 | -8914.1987 | 1
| 60499701 | 2052.3562 | 4551.4789 | -2499.1226 | 0 |  | -2954.2705 | -2043.9747 | -2293.887 | -2704.3582 | -3159.5061 | 1
| 60501996 | 2291.4494 | 2413.8798 | -122.4305 | 0 |  | -363.8185 | 118.9575 | 106.7145 | -351.5754 | -592.9634 | 1
| 60502129 | 3008.5431 | 4860.7813 | -1852.2382 | 0 |  | -2338.3163 | -1366.1601 | -1551.3839 | -2153.0925 | -2639.1707 | 1
| 60502178 | 30065.8043 | 30012.2425 | 53.5618 | 1 |  | -2947.6625 | 3054.786 | 3060.1422 | -2953.0186 | -5954.2429 | 0
| 60506759 | 2945.6574 | 5215.7636 | -2270.1062 | 0 |  | -2791.6825 | -1748.5298 | -1975.5404 | -2564.6719 | -3086.2483 | 1
| 60506792 | 5946.4959 | 14238.9191 | -8292.4232 | 0 |  | -9716.3151 | -6868.5313 | -7697.7736 | -8887.0728 | -10310.9647 | 1
| 60506905 | 8592.7576 | 6746.3153 | 1846.4423 | 1 |  | 1171.8107 | 2521.0738 | 2705.718 | 987.1665 | 312.535 | 1
| 60507303 | 30142.3774 | 28550.1892 | 1592.1882 | 1 |  | -1262.8308 | 4447.2071 | 4606.4259 | -1422.0496 | -4277.0685 | 0
| 60507334 | 3324.4655 | 5269.6989 | -1945.2335 | 0 |  | -2472.2034 | -1418.2636 | -1612.7869 | -2277.68 | -2804.6499 | 1
| 60507753 | 1361.7487 | 5916.9225 | -4555.1738 | 0 |  | -5146.866 | -3963.4815 | -4418.9989 | -4691.3486 | -5283.0409 | 1
| 60507773 | 2527.028 | 2110.6314 | 416.3967 | 1 |  | 205.3335 | 627.4598 | 669.0995 | 163.6939 | -47.3693 | 0
| 60507845 | 43306.5812 | 36390.9172 | 6915.6639 | 1 |  | 3276.5722 | 10554.7557 | 11246.3221 | 2585.0058 | -1054.0859 | 0
| 60508014 | 40747.6569 | 35314.963 | 5432.6938 | 1 |  | 1901.1975 | 8964.1901 | 9507.4595 | 1357.9282 | -2173.5682 | 0
| 60508019 | 65515.0049 | 46286.944 | 19228.0609 | 1 |  | 14599.3665 | 23856.7553 | 25779.5613 | 12676.5604 | 8047.866 | 1
| 60508457 | 42564.3639 | 50698.6314 | -8134.2674 | 0 |  | -13204.1306 | -3064.4043 | -3877.8311 | -12390.7038 | -17460.567 | 1
| 60508482 | 41603.5485 | 31687.0824 | 9916.4662 | 1 |  | 6747.7579 | 13085.1744 | 14076.821 | 5756.1113 | 2587.4031 | 1
| 60508522 | 27445.5483 | 30755.7791 | -3310.2308 | 0 |  | -6385.8087 | -234.6529 | -565.676 | -6054.7856 | -9130.3635 | 1
| 60508879 | 54295.8357 | 63653.0098 | -9357.1741 | 0 |  | -15722.4751 | -2991.8731 | -3927.5905 | -14786.7577 | -21152.0587 | 1
| 60508886 | 35074.373 | 35972.6435 | -898.2705 | 0 |  | -4495.5348 | 2698.9939 | 2609.1668 | -4405.7078 | -8002.9721 | 1
| 60509078 | 2645.2935 | 2941.6753 | -296.3818 | 0 |  | -590.5493 | -2.2142 | -31.8524 | -560.9111 | -855.0786 | 1
| 60509227 | 888.9873 | 1600.9978 | -712.0105 | 0 |  | -872.1103 | -551.9107 | -623.1117 | -800.9092 | -961.009 | 1
| 60509301 | 15248.2219 | 19659.9671 | -4411.7452 | 0 |  | -6377.7419 | -2445.7485 | -2886.923 | -5936.5674 | -7902.5641 | 1
| 60509399 | 12326.9855 | 10175.6098 | 2151.3758 | 1 |  | 1133.8148 | 3168.9367 | 3384.0743 | 918.6772 | -98.8838 | 0
| 60509719 | 1464.7059 | 1618.6094 | -153.9034 | 0 |  | -315.7643 | 7.9575 | -7.4328 | -300.374 | -462.2349 | 1
| 60509766 | 9649.4466 | 9741.3756 | -91.9289 | 0 |  | -1066.0665 | 882.2086 | 873.0157 | -1056.8736 | -2031.0111 | 1
| 60509769 | 4025.6764 | 4402.8816 | -377.2052 | 0 |  | -817.4933 | 63.083 | 25.3625 | -779.7728 | -1220.061 | 1
| 60509844 | 10200.1084 | 17292.8679 | -7092.7595 | 0 |  | -8822.0462 | -5363.4727 | -6072.7486 | -8112.7703 | -9842.0571 | 1
| 60509886 | 162252.7313 | 206605.5481 | -44352.8169 | 0 |  | -65013.3717 | -23692.262 | -28127.5437 | -60578.09 | -81238.6448 | 1
| 60509930 | 3808.8202 | 8880.6122 | -5071.792 | 0 |  | -5959.8533 | -4183.7308 | -4690.91 | -5452.6741 | -6340.7353 | 1
| 60509957 | 25306.6175 | 28316.5827 | -3009.9652 | 0 |  | -5841.6235 | -178.3069 | -479.3035 | -5540.627 | -8372.2852 | 1
| 60510042 | 29032.2067 | 31594.5281 | -2562.3214 | 0 |  | -5721.7742 | 597.1314 | 340.8993 | -5465.542 | -8624.9949 | 1
| 60510071 | 9020.2406 | 7293.9237 | 1726.3169 | 1 |  | 996.9245 | 2455.7092 | 2628.3409 | 824.2928 | 94.9004 | 1
| 60510209 | 102857.7394 | 45910.5883 | 56947.1511 | 1 |  | 52356.0922 | 61538.2099 | 67232.925 | 46661.3771 | 42070.3183 | 1
| 60510364 | 22372.8428 | 18979.8005 | 3393.0423 | 1 |  | 1495.0622 | 5291.0223 | 5630.3266 | 1155.758 | -742.2221 | 0
| 60510423 | 16674.6857 | 16844.3243 | -169.6387 | 0 |  | -1854.0711 | 1514.7938 | 1497.8299 | -1837.1072 | -3521.5397 | 1
| 60510456 | 6621.176 | 6463.9806 | 157.1954 | 1 |  | -489.2026 | 803.5935 | 819.313 | -504.9222 | -1151.3202 | 0
| 60510460 | 7539.78 | 7356.6648 | 183.1152 | 1 |  | -552.5513 | 918.7816 | 937.0932 | -570.8628 | -1306.5293 | 0
| 60510483 | 1452.4329 | 2587.2433 | -1134.8104 | 0 |  | -1393.5348 | -876.0861 | -989.5671 | -1280.0537 | -1538.778 | 1
| 60510484 | 2257.7788 | 4439.2054 | -2181.4266 | 0 |  | -2625.3471 | -1737.5061 | -1955.6487 | -2407.2045 | -2851.125 | 1
| 60510529 | 14439.2049 | 14367.7034 | 71.5015 | 1 |  | -1365.2688 | 1508.2718 | 1515.422 | -1372.419 | -2809.1893 | 0
| 60510645 | 2437.3266 | 2692.3621 | -255.0356 | 0 |  | -524.2718 | 14.2007 | -11.3029 | -498.7682 | -768.0044 | 1
| 60510676 | 2243.8845 | 2455.7072 | -211.8228 | 0 |  | -457.3935 | 33.748 | 12.5657 | -436.2112 | -681.7819 | 1
| 60510748 | 10403.9428 | 10098.009 | 305.9338 | 1 |  | -703.8671 | 1315.7347 | 1346.3281 | -734.4605 | -1744.2614 | 0
| 60510984 | 13725.1858 | 26895.5527 | -13170.3669 | 0 |  | -15859.9221 | -10480.8116 | -11797.8483 | -14542.8855 | -17232.4407 | 1
| 60511002 | 5323.7068 | 9621.397 | -4297.6903 | 0 |  | -5259.83 | -3335.5506 | -3765.3196 | -4830.0609 | -5792.2006 | 1
| 60511057 | 508.4272 | 1707.7677 | -1199.3406 | 0 |  | -1370.1173 | -1028.5638 | -1148.4978 | -1250.1833 | -1420.96 | 1
| 60568730 | 2764.2414 | 4451.3133 | -1687.0719 | 0 |  | -2132.2033 | -1241.9406 | -1410.6478 | -1963.4961 | -2408.6274 | 1
| 60568979 | 1769.5472 | 4793.087 | -3023.5398 | 0 |  | -3502.8485 | -2544.2311 | -2846.5851 | -3200.4945 | -3679.8032 | 1
| 60569049 | 6939.4891 | 9347.3177 | -2407.8286 | 0 |  | -3342.5604 | -1473.0968 | -1713.8797 | -3101.7775 | -4036.5093 | 1
| 60569158 | 1176.5189 | 1120.5334 | 55.9855 | 1 |  | -56.0678 | 168.0388 | 173.6374 | -61.6664 | -173.7197 | 0
| 60569282 | 7085.3267 | 10106.8147 | -3021.488 | 0 |  | -4032.1695 | -2010.8065 | -2312.9553 | -3730.0207 | -4740.7022 | 1
| 60569338 | 1852.7976 | 2833.8047 | -981.0071 | 0 |  | -1264.3875 | -697.6266 | -795.7273 | -1166.2868 | -1449.6673 | 1
| 60569408 | 4932.4766 | 7293.3734 | -2360.8968 | 0 |  | -3090.2342 | -1631.5595 | -1867.6492 | -2854.1445 | -3583.4818 | 1
| 60569462 | 14028.0392 | 14480.5272 | -452.4881 | 0 |  | -1900.5408 | 995.5646 | 950.3158 | -1855.292 | -3303.3447 | 1
| 60569671 | 11983.1665 | 15427.6972 | -3444.5306 | 0 |  | -4987.3004 | -1901.7609 | -2246.214 | -4642.8473 | -6185.617 | 1
| 60569688 | 15744.3702 | 15815.1507 | -70.7805 | 0 |  | -1652.2956 | 1510.7346 | 1503.6565 | -1645.2175 | -3226.7326 | 1
| 60569720 | 4443.3759 | 8461.2377 | -4017.8619 | 0 |  | -4863.9856 | -3171.7381 | -3573.5243 | -4462.1995 | -5308.3232 | 1
| 60570417 | 30192.1727 | 28837.7738 | 1354.3989 | 1 |  | -1529.3785 | 4238.1763 | 4373.6162 | -1664.8184 | -4548.5957 | 0
| 60570935 | 21454.4281 | 20134.928 | 1319.5001 | 1 |  | -693.9927 | 3332.9929 | 3464.9429 | -825.9427 | -2839.4355 | 0
| 60571692 | 19042.1751 | 20976.4287 | -1934.2536 | 0 |  | -4031.8964 | 163.3893 | -30.0361 | -3838.4711 | -5936.1139 | 1
| 60572283 | 20798.8863 | 8429.8616 | 12369.0247 | 1 |  | 11526.0386 | 13212.0109 | 14448.9134 | 10289.1361 | 9446.1499 | 1
| 60572557 | 110583.716 | 59532.4629 | 51051.2531 | 1 |  | 45098.0068 | 57004.4994 | 62109.6247 | 39992.8815 | 34039.6352 | 1
| 60572610 | 7196.7737 | 7160.1862 | 36.5875 | 1 |  | -679.4312 | 752.6061 | 756.2648 | -683.0899 | -1399.1085 | 0
| 60575143 | 13010.2147 | 8920.7885 | 4089.4262 | 1 |  | 3197.3473 | 4981.505 | 5390.4476 | 2788.4047 | 1896.3258 | 1
| 60581102 | 1732.2936 | 2464.513 | -732.2194 | 0 |  | -978.6707 | -485.7681 | -558.99 | -905.4488 | -1151.9001 | 1
| 60581113 | 10174.9131 | 9091.4002 | 1083.513 | 1 |  | 174.3729 | 1992.653 | 2101.0043 | 66.0217 | -843.1184 | 0
| 60581120 | 1656.4775 | 1208.0406 | 448.4369 | 1 |  | 327.6328 | 569.2409 | 614.0846 | 282.7891 | 161.9851 | 1
| 60581830 | 3340.5896 | 4265.2916 | -924.7019 | 0 |  | -1351.2311 | -498.1728 | -590.643 | -1258.7609 | -1685.29 | 1
| 60582154 | 858.2233 | 1001.1052 | -142.8819 | 0 |  | -242.9924 | -42.7714 | -57.0595 | -228.7042 | -328.8147 | 1
| 60582199 | 8862.22 | 9299.9867 | -437.7667 | 0 |  | -1367.7654 | 492.2319 | 448.4553 | -1323.9887 | -2253.9874 | 1
| 60582596 | 33190.9444 | 30353.4658 | 2837.4786 | 1 |  | -197.8679 | 5872.8252 | 6156.5731 | -481.6158 | -3516.9624 | 0
| 60582658 | 809.5461 | 2686.8585 | -1877.3124 | 0 |  | -2145.9983 | -1608.6266 | -1796.3578 | -1958.267 | -2226.9529 | 1
| 60582807 | 4220.3115 | 8161.2914 | -3940.9799 | 0 |  | -4757.1091 | -3124.8508 | -3518.9488 | -4363.0111 | -5179.1402 | 1
| 60583067 | 877.3553 | 1023.1196 | -145.7643 | 0 |  | -248.0762 | -43.4523 | -58.0287 | -233.4998 | -335.8118 | 1
| 60583113 | 7532.286 | 19209.2221 | -11676.9361 | 0 |  | -13597.8583 | -9756.0139 | -10923.7075 | -12430.1647 | -14351.0869 | 1
| 60583561 | 12029.6125 | 12348.9822 | -319.3697 | 0 |  | -1554.2679 | 915.5285 | 883.5915 | -1522.331 | -2757.2292 | 1
| 60583704 | 75941.0022 | 26030.5851 | 49910.417 | 1 |  | 47307.3585 | 52513.4755 | 57504.5172 | 42316.3168 | 39713.2583 | 1
| 60584250 | 209664.943 | 24797.7816 | 184867.1614 | 1 |  | 182387.3832 | 187346.9395 | 205833.6557 | 163900.6671 | 161420.8889 | 1
| 60584312 | 12835.5662 | 4023.6834 | 8811.8828 | 1 |  | 8409.5145 | 9214.2511 | 10095.4394 | 7528.3262 | 7125.9578 | 1
| 60584558 | 50685.1134 | 15329.1827 | 35355.9307 | 1 |  | 33823.0124 | 36888.8489 | 40424.442 | 30287.4193 | 28754.5011 | 1
| 60584943 | 32399.3934 | 4088.3041 | 28311.0892 | 1 |  | 27902.2588 | 28719.9196 | 31551.0285 | 25071.1499 | 24662.3195 | 1
| 60586158 | 146.1249 | 303.7988 | -157.674 | 0 |  | -188.0539 | -127.2941 | -143.0615 | -172.2865 | -202.6663 | 1
| 60586695 | 16314.9692 | 13225.706 | 3089.2632 | 1 |  | 1766.6926 | 4411.8338 | 4720.7602 | 1457.7663 | 135.1957 | 1
| 60590022 | 27778.5112 | 36114.086 | -8335.5749 | 0 |  | -11946.9835 | -4724.1663 | -5557.7237 | -11113.426 | -14724.8346 | 1
| 60590193 | 7473.1203 | 4986.8138 | 2486.3066 | 1 |  | 1987.6252 | 2984.9879 | 3233.6186 | 1738.9945 | 1240.3131 | 1
| 60593992 | 13919.9315 | 10174.509 | 3745.4225 | 1 |  | 2727.9716 | 4762.8734 | 5137.4156 | 2353.4293 | 1335.9784 | 1
| 60594662 | 45568.318 | 34292.9441 | 11275.3739 | 1 |  | 7846.0795 | 14704.6683 | 15832.2057 | 6718.5421 | 3289.2477 | 1
| 60594680 | 8261.7534 | 9318.6989 | -1056.9456 | 0 |  | -1988.8155 | -125.0757 | -230.7702 | -1883.1209 | -2814.9908 | 1
| 60594712 | 60934.1754 | 34364.8747 | 26569.3008 | 1 |  | 23132.8133 | 30005.7882 | 32662.7183 | 20475.8832 | 17039.3957 | 1
| 60594903 | 5401.9352 | 12450.7988 | -7048.8636 | 0 |  | -8293.9435 | -5803.7837 | -6508.6701 | -7589.0571 | -8834.137 | 1
| 60595612 | 370746.2676 | 143787.6565 | 226958.6111 | 1 |  | 212579.8454 | 241337.3767 | 264033.2378 | 189883.9843 | 175505.2187 | 1
| 60595762 | 12269.9567 | 14278.5451 | -2008.5884 | 0 |  | -3436.4429 | -580.7339 | -781.5927 | -3235.5841 | -4663.4386 | 1
| 60595767 | 5027.458 | 6716.5959 | -1689.1379 | 0 |  | -2360.7974 | -1017.4783 | -1186.3921 | -2191.8837 | -2863.5433 | 1
| 60596327 | 29319.6541 | 25034.2345 | 4285.4197 | 1 |  | 1781.9962 | 6788.8431 | 7217.3851 | 1353.4542 | -1149.9692 | 0
| 60596702 | 13213.9984 | 11116.7257 | 2097.2727 | 1 |  | 985.6001 | 3208.9453 | 3418.6725 | 775.8729 | -335.7997 | 0
| 60596781 | 322611.1787 | 138306.6192 | 184304.5594 | 1 |  | 170473.8975 | 198135.2214 | 216565.6773 | 152043.4416 | 138212.7797 | 1
| 60601074 | 57763.1856 | 47988.1074 | 9775.0782 | 1 |  | 4976.2674 | 14573.8889 | 15551.3967 | 3998.7596 | -800.0511 | 0
| 60601379 | 10161.3608 | 9683.7062 | 477.6546 | 1 |  | -490.716 | 1446.0252 | 1493.7907 | -538.4815 | -1506.8521 | 0
| 60601674 | 75388.1176 | 45130.0868 | 30258.0307 | 1 |  | 25745.022 | 34771.0394 | 37796.8425 | 22719.219 | 18206.2103 | 1
| 60601875 | 1235.5548 | 3670.9025 | -2435.3477 | 0 |  | -2802.438 | -2068.2575 | -2311.7922 | -2558.9032 | -2925.9934 | 1
| 60601935 | 13477.9507 | 13791.5304 | -313.5797 | 0 |  | -1692.7328 | 1065.5733 | 1034.2153 | -1661.3748 | -3040.5278 | 1
| 60604720 | 39876.5631 | 16688.0991 | 23188.464 | 1 |  | 21519.6541 | 24857.2739 | 27176.1203 | 19200.8077 | 17531.9978 | 1
| 60609928 | 90196.0598 | 48494.4388 | 41701.621 | 1 |  | 36852.1772 | 46551.0649 | 50721.227 | 32682.015 | 27832.5712 | 1
| 60611001 | 49673.4455 | 37270.3928 | 12403.0527 | 1 |  | 8676.0134 | 16130.092 | 17370.3973 | 7435.7082 | 3708.6689 | 1
| 60611057 | 5399.7006 | 4417.7413 | 981.9593 | 1 |  | 540.1852 | 1423.7334 | 1521.9293 | 441.9892 | 0.21509 | 1
| 60612898 | 187189.9462 | 128536.0746 | 58653.8716 | 1 |  | 45800.2641 | 71507.479 | 77372.8662 | 39934.877 | 27081.2695 | 1
| 60614404 | 3170.9331 | 16603.2665 | -13432.3334 | 0 |  | -15092.66 | -11772.0067 | -13115.2401 | -13749.4267 | -15409.7534 | 1
| 60614408 | 12972.1386 | 41501.562 | -28529.4234 | 0 |  | -32679.5796 | -24379.2672 | -27232.2096 | -29826.6373 | -33976.7935 | 1
| 60614450 | 99.8865 | 2567.4303 | -2467.5439 | 0 |  | -2724.2869 | -2210.8008 | -2457.5552 | -2477.5325 | -2734.2756 | 1
| 60614947 | 855.9922 | 7198.7114 | -6342.7192 | 0 |  | -7062.5904 | -5622.8481 | -6257.12 | -6428.3184 | -7148.1896 | 1
| 60615171 | 37761.8344 | 43621.5495 | -5859.7152 | 0 |  | -10221.8701 | -1497.5602 | -2083.5317 | -9635.8986 | -13998.0536 | 1
| 60615366 | 18794.2051 | 40379.9279 | -21585.7229 | 0 |  | -25623.7156 | -17547.7301 | -19706.3023 | -23465.1434 | -27503.1362 | 1
| 60615438 | 11584.8329 | 9418.3141 | 2166.5188 | 1 |  | 1224.6874 | 3108.3502 | 3325.0021 | 1008.0355 | 66.2041 | 1
| 60615550 | 33653.4236 | 54206.0769 | -20552.6533 | 0 |  | -25973.261 | -15132.0456 | -17187.3109 | -23917.9957 | -29338.6033 | 1
| 60615572 | 1214.6579 | 9090.8498 | -7876.1919 | 0 |  | -8785.2769 | -6967.107 | -7754.7261 | -7997.6577 | -8906.7427 | 1
| 60615592 | 5396.4674 | 19710.0499 | -14313.5825 | 0 |  | -16284.5875 | -12342.5775 | -13773.9358 | -14853.2292 | -16824.2342 | 1
| 60615605 | 794.1681 | 10007.7499 | -9213.5818 | 0 |  | -10214.3567 | -8212.8068 | -9134.1649 | -9292.9986 | -10293.7736 | 1
| 60615650 | 204.4157 | 4840.418 | -4636.0022 | 0 |  | -5120.044 | -4151.9604 | -4615.5607 | -4656.4438 | -5140.4856 | 1
| 60615730 | 22303.4014 | 17440.9148 | 4862.4867 | 1 |  | 3118.3952 | 6606.5781 | 7092.8268 | 2632.1465 | 888.055 | 1
| 60615785 | 21449.7733 | 12747.443 | 8702.3303 | 1 |  | 7427.586 | 9977.0746 | 10847.3077 | 6557.353 | 5282.6087 | 1
| 60615892 | 31981.2451 | 33760.0074 | -1778.7623 | 0 |  | -5154.7631 | 1597.2384 | 1419.3622 | -4976.8868 | -8352.8876 | 1
| 60616049 | 1808.9336 | 1609.2532 | 199.6803 | 1 |  | 38.755 | 360.6057 | 380.5737 | 18.787 | -142.1383 | 0
| 60616207 | 3198.6513 | 1651.8503 | 1546.801 | 1 |  | 1381.616 | 1711.986 | 1866.6662 | 1226.9359 | 1061.7509 | 1
| 60616248 | 119793.6086 | 52206.6832 | 67586.9254 | 1 |  | 62366.2571 | 72807.5937 | 79566.2862 | 55607.5645 | 50386.8962 | 1
| 60616546 | 6520.8079 | 23650.6289 | -17129.8211 | 0 |  | -19494.8839 | -14764.7582 | -16477.7403 | -17781.9018 | -20146.9647 | 1
| 60616561 | 603.7076 | 6980.2184 | -6376.5109 | 0 |  | -7074.5327 | -5678.489 | -6316.1401 | -6436.8816 | -7134.9035 | 1
| 60617188 | 19546.9369 | 20141.5323 | -594.5954 | 0 |  | -2608.7486 | 1419.5579 | 1360.0983 | -2549.289 | -4563.4423 | 1
| 60617207 | 11248.0791 | 31123.9701 | -19875.891 | 0 |  | -22988.288 | -16763.494 | -18751.0831 | -21000.6989 | -24113.0959 | 1
| 60617243 | 69483.899 | 177632.5088 | -108148.6097 | 0 |  | -125911.8606 | -90385.3589 | -101200.2198 | -115096.9996 | -132860.2505 | 1
| 60617254 | 79.1132 | 2839.8586 | -2760.7454 | 0 |  | -3044.7313 | -2476.7596 | -2752.8341 | -2768.6568 | -3052.6426 | 1
| 60617262 | 14656.3687 | 24999.0114 | -10342.6427 | 0 |  | -12842.5438 | -7842.7416 | -8877.0058 | -11808.2796 | -14308.1807 | 1
| 60617397 | 12282.6886 | 32546.6512 | -20263.9626 | 0 |  | -23518.6278 | -17009.2975 | -19035.6938 | -21492.2315 | -24746.8966 | 1
| 60617400 | 51.5971 | 2210.7969 | -2159.1998 | 0 |  | -2380.2795 | -1938.1201 | -2154.0401 | -2164.3595 | -2385.4392 | 1
| 60617406 | 1054.3546 | 9214.1305 | -8159.7759 | 0 |  | -9081.1889 | -7238.3628 | -8054.3404 | -8265.2113 | -9186.6244 | 1
| 60617410 | 1479.3277 | 10383.385 | -8904.0573 | 0 |  | -9942.3958 | -7865.7188 | -8756.1245 | -9051.99 | -10090.3285 | 1
| 60617440 | 862.764 | 10451.8906 | -9589.1266 | 0 |  | -10634.3157 | -8543.9376 | -9502.8502 | -9675.403 | -10720.5921 | 1
| 60617579 | 4323.2677 | 7920.2337 | -3596.9659 | 0 |  | -4388.9893 | -2804.9426 | -3164.6392 | -4029.2927 | -4821.3161 | 1
| 60640472 | 23918.4128 | 5887.7534 | 18030.6594 | 1 |  | 17441.8841 | 18619.4348 | 20422.5007 | 15638.8181 | 15050.0428 | 1
| 60640993 | 797197.5119 | 139665.4586 | 657532.0533 | 1 |  | 643565.5075 | 671498.5992 | 737251.8045 | 577812.3021 | 563845.7563 | 1
| 60640996 | 211721.2291 | 46137.7964 | 165583.4327 | 1 |  | 160969.6531 | 170197.2124 | 186755.5556 | 144411.3098 | 139797.5302 | 1
| 60641002 | 37306.4348 | 4698.2415 | 32608.1933 | 1 |  | 32138.3692 | 33078.0175 | 36338.8368 | 28877.5499 | 28407.7257 | 1
| 60641008 | 47923.3317 | 6009.8857 | 41913.446 | 1 |  | 41312.4574 | 42514.4346 | 46705.7792 | 37121.1128 | 36520.1243 | 1
| 60641050 | 425.4746 | 726.4755 | -301.0008 | 0 |  | -373.6484 | -228.3533 | -258.4534 | -343.5483 | -416.1958 | 1
| 60641211 | 179654.6894 | 36442.3629 | 143212.3265 | 1 |  | 139568.0902 | 146856.5628 | 161177.7954 | 125246.8576 | 121602.6213 | 1
| 60641358 | 238643.3144 | 51256.6966 | 187386.6178 | 1 |  | 182260.9482 | 192512.2875 | 211250.9493 | 163522.2864 | 158396.6167 | 1
| 60641425 | 23508.8102 | 17602.1703 | 5906.6399 | 1 |  | 4146.4228 | 7666.8569 | 8257.5209 | 3555.7589 | 1795.5418 | 1
| 60641476 | 14106.1596 | 11930.7084 | 2175.4511 | 1 |  | 982.3803 | 3368.522 | 3586.0671 | 764.8352 | -428.2357 | 0
| 60641515 | 1062.7184 | 1287.8429 | -225.1244 | 0 |  | -353.9087 | -96.3401 | -118.8526 | -331.3963 | -460.1806 | 1
| 60641647 | 30913.2478 | 29044.7092 | 1868.5386 | 1 |  | -1035.9323 | 4773.0095 | 4959.8634 | -1222.7862 | -4127.2571 | 0
| 60641648 | 2011.0075 | 1753.998 | 257.0096 | 1 |  | 81.6098 | 432.4094 | 458.1103 | 55.9088 | -119.491 | 0
| 60641754 | 4177.3245 | 3575.6902 | 601.6343 | 1 |  | 244.0652 | 959.2033 | 1019.3667 | 183.9018 | -173.6672 | 0
| 60641776 | 42285.517 | 10090.3039 | 32195.2131 | 1 |  | 31186.1827 | 33204.2435 | 36423.7648 | 27966.6614 | 26957.631 | 1
| 60641835 | 38804.6896 | 9283.4759 | 29521.2137 | 1 |  | 28592.8661 | 30449.5613 | 33401.6826 | 25640.7447 | 24712.3971 | 1
| 60641879 | 48223.4177 | 44868.6657 | 3354.752 | 1 |  | -1132.1146 | 7841.6185 | 8177.0937 | -1467.5898 | -5954.4564 | 0
| 60641928 | 6133.6135 | 1976.3435 | 4157.27 | 1 |  | 3959.6357 | 4354.9044 | 4770.6314 | 3543.9087 | 3346.2743 | 1
| 60641933 | 235115.0433 | 25673.3941 | 209441.6492 | 1 |  | 206874.3098 | 212008.9886 | 232953.1536 | 185930.1449 | 183362.8055 | 1
| 60641940 | 5556.1251 | 1332.422 | 4223.703 | 1 |  | 4090.4608 | 4356.9452 | 4779.3155 | 3668.0905 | 3534.8483 | 1
| 60641951 | 9738.7326 | 2194.1013 | 7544.6313 | 1 |  | 7325.2212 | 7764.0414 | 8518.5046 | 6570.758 | 6351.3479 | 1
| 60641956 | 51339.0117 | 13188.2815 | 38150.7302 | 1 |  | 36831.902 | 39469.5583 | 43284.6314 | 33016.829 | 31698.0009 | 1
| 60641958 | 40054.4629 | 16233.4245 | 23821.0384 | 1 |  | 22197.696 | 25444.3809 | 27826.4847 | 19815.5922 | 18192.2497 | 1
| 60641968 | 25966.0507 | 26607.1639 | -641.1133 | 0 |  | -3301.8297 | 2019.6031 | 1955.4918 | -3237.7183 | -5898.4347 | 1
| 60641973 | 65183.247 | 39773.9814 | 25409.2656 | 1 |  | 21431.8675 | 29386.6638 | 31927.5903 | 18890.9409 | 14913.5428 | 1
| 60641995 | 3029.1058 | 386.8514 | 2642.2544 | 1 |  | 2603.5693 | 2680.9395 | 2945.165 | 2339.3438 | 2300.6587 | 1
| 60642017 | 109170.1918 | 59180.7828 | 49989.409 | 1 |  | 44071.3307 | 55907.4873 | 60906.4282 | 39072.3898 | 33154.3116 | 1
| 60642043 | 66222.0422 | 16340.1944 | 49881.8478 | 1 |  | 48247.8284 | 51515.8672 | 56504.052 | 43259.6436 | 41625.6241 | 1
| 60642914 | 45943.7021 | 40070.0752 | 5873.627 | 1 |  | 1866.6195 | 9880.6345 | 10467.9972 | 1279.2568 | -2727.7508 | 0
| 60643040 | 180189.1207 | 89676.2415 | 90512.8792 | 1 |  | 81545.255 | 99480.5033 | 108531.7912 | 72493.9671 | 63526.3429 | 1
| 60643045 | 30784.8804 | 59081.1676 | -28296.2872 | 0 |  | -34204.4039 | -22388.1704 | -25217.7991 | -31374.7752 | -37282.892 | 1
| 60643053 | 40194.5651 | 35433.8408 | 4760.7243 | 1 |  | 1217.3402 | 8304.1084 | 8780.1808 | 741.2678 | -2802.1163 | 0
| 60643054 | 31319.0682 | 29679.2746 | 1639.7936 | 1 |  | -1328.1338 | 4607.7211 | 4771.7004 | -1492.1132 | -4460.0406 | 0
| 60644957 | 46790.6831 | 13477.771 | 33312.9121 | 1 |  | 31965.135 | 34660.6892 | 37991.9804 | 28633.8438 | 27286.0667 | 1
| 60644961 | 180165.067 | 38521.9119 | 141643.1551 | 1 |  | 137790.9639 | 145495.3463 | 159659.6618 | 123626.6484 | 119774.4572 | 1
| 60645059 | 5624.6472 | 1430.3862 | 4194.2611 | 1 |  | 4051.2224 | 4337.2997 | 4756.7258 | 3631.7963 | 3488.7577 | 1
| 60645213 | 213390.2674 | 24259.3331 | 189130.9343 | 1 |  | 186705.0009 | 191556.8676 | 210469.961 | 167791.9075 | 165365.9742 | 1
| 60645284 | 222984.2769 | 49070.1155 | 173914.1613 | 1 |  | 169007.1498 | 178821.1729 | 196212.589 | 151615.7336 | 146708.7221 | 1
| 60645286 | 368698.7311 | 38729.5012 | 329969.2299 | 1 |  | 326096.2798 | 333842.18 | 366839.103 | 293099.3568 | 289226.4067 | 1
| 60645455 | 16384.2861 | 52956.2898 | -36572.0037 | 0 |  | -41867.6327 | -31276.3747 | -34933.5751 | -38210.4323 | -43506.0613 | 1
| 60645522 | 29599.5747 | 7510.2153 | 22089.3594 | 1 |  | 21338.3379 | 22840.381 | 25049.3169 | 19129.402 | 18378.3804 | 1
| 60645524 | 414929.1561 | 46101.7325 | 368827.4236 | 1 |  | 364217.2504 | 373437.5969 | 410320.3392 | 327334.508 | 322724.3348 | 1
| 60645615 | 141824.3409 | 17170.5225 | 124653.8183 | 1 |  | 122936.7661 | 126370.8706 | 138836.2524 | 110471.3843 | 108754.332 | 1
| 60645697 | 141518.7735 | 192162.1201 | -50643.3466 | 0 |  | -69859.5586 | -31427.1346 | -36491.4692 | -64795.2239 | -84011.4359 | 1
| 60645800 | 6666.3467 | 2025.8759 | 4640.4708 | 1 |  | 4437.8832 | 4843.0584 | 5307.1055 | 3973.8362 | 3771.2486 | 1
| 60645808 | 598890.959 | 149337.4887 | 449553.4703 | 1 |  | 434619.7214 | 464487.2191 | 509442.5662 | 389664.3744 | 374730.6255 | 1
| 60645947 | 1949.7431 | 5012.1304 | -3062.3873 | 0 |  | -3563.6003 | -2561.1742 | -2867.4129 | -3257.3616 | -3758.5746 | 1
| 60646026 | 798.3409 | 1825.5448 | -1027.2039 | 0 |  | -1209.7584 | -844.6494 | -947.3698 | -1107.038 | -1289.5925 | 1
| 60646069 | 15270.0767 | 13845.4116 | 1424.6652 | 1 |  | 40.124 | 2809.2063 | 2951.6728 | -102.3425 | -1486.8837 | 0
| 60646070 | 805.827 | 707.7632 | 98.0638 | 1 |  | 27.2874 | 168.8401 | 178.6465 | 17.4811 | -53.2952 | 0
| 60646096 | 5764.7154 | 10944.463 | -5179.7476 | 0 |  | -6274.1939 | -4085.3013 | -4603.276 | -5756.2191 | -6850.6654 | 1
| 60646212 | 653.8368 | 679.1445 | -25.3077 | 0 |  | -93.2221 | 42.6068 | 40.076 | -90.6914 | -158.6058 | 1
| 60646214 | 1246.5749 | 1286.1918 | -39.6169 | 0 |  | -168.2361 | 89.0023 | 85.0406 | -164.2744 | -292.8936 | 1
| 60646508 | 1374.4217 | 2369.851 | -995.4294 | 0 |  | -1232.4145 | -758.4443 | -857.9872 | -1132.8715 | -1369.8566 | 1
| 60646512 | 27746.209 | 8127.7194 | 19618.4895 | 1 |  | 18805.7176 | 20431.2615 | 22393.1104 | 16843.8686 | 16031.0967 | 1
| 60646525 | 162029.3517 | 36614.9138 | 125414.4379 | 1 |  | 121752.9465 | 129075.9293 | 141617.3731 | 109211.5027 | 105550.0113 | 1
| 60646546 | 2980.1058 | 508.0276 | 2472.0782 | 1 |  | 2421.2754 | 2522.8809 | 2770.0887 | 2174.0676 | 2123.2648 | 1
| 60646605 | 1597.8701 | 2614.7613 | -1016.8912 | 0 |  | -1278.3673 | -755.415 | -857.1042 | -1176.6782 | -1438.1543 | 1
| 60647011 | 18037.9304 | 13403.4723 | 4634.4581 | 1 |  | 3294.1109 | 5974.8053 | 6438.2512 | 2830.6651 | 1490.3178 | 1
| 60647012 | 15827.9383 | 12316.5109 | 3511.4273 | 1 |  | 2279.7762 | 4743.0784 | 5094.2212 | 1928.6335 | 696.9824 | 1
| 60647030 | 1516.6594 | 1323.0659 | 193.5935 | 1 |  | 61.2869 | 325.9 | 345.2594 | 41.9275 | -90.3791 | 0
| 60647037 | 12840.1831 | 12231.7555 | 608.4277 | 1 |  | -614.7479 | 1831.6032 | 1892.446 | -675.5906 | -1898.7662 | 0
| 60648791 | 1104540.0403 | 175759.1813 | 928780.8591 | 1 |  | 911204.9409 | 946356.7772 | 1039234.8631 | 818326.855 | 800750.9369 | 1
| 60648796 | 5732.8843 | 1483.2207 | 4249.6635 | 1 |  | 4101.3415 | 4397.9856 | 4822.952 | 3676.3751 | 3528.053 | 1
| 60649025 | 51651.5468 | 10250.8009 | 41400.7458 | 1 |  | 40375.6657 | 42425.8259 | 46565.9005 | 36235.5912 | 35210.5111 | 1
| 60649028 | 52375.5446 | 16138.2122 | 36237.3324 | 1 |  | 34623.5112 | 37851.1536 | 41474.8869 | 30999.778 | 29385.9567 | 1
| 60650583 | 5478.0817 | 3789.23 | 1688.8517 | 1 |  | 1309.9287 | 2067.7747 | 2236.6598 | 1141.0435 | 762.1205 | 1
| 60650682 | 16546.1848 | 10493.1676 | 6053.0172 | 1 |  | 5003.7005 | 7102.334 | 7707.6357 | 4398.3988 | 3349.082 | 1
| 60651100 | 2339.149 | 1492.5769 | 846.5721 | 1 |  | 697.3144 | 995.8298 | 1080.487 | 612.6572 | 463.3995 | 1
| 60651187 | 3628.1745 | 3591.1003 | 37.0742 | 1 |  | -322.0359 | 396.1842 | 399.8916 | -325.7433 | -684.8533 | 0
| 60651257 | 29838.9633 | 21238.9505 | 8600.0127 | 1 |  | 6476.1177 | 10723.9078 | 11583.9091 | 5616.1164 | 3492.2214 | 1
| 60651271 | 1848.2093 | 1851.4117 | -3.2024 | 0 |  | -188.3436 | 181.9388 | 181.6185 | -188.0233 | -373.1645 | 1
| 60651364 | 10899.4294 | 7116.7078 | 3782.7216 | 1 |  | 3071.0508 | 4494.3924 | 4872.6645 | 2692.7787 | 1981.1079 | 1
| 60651444 | 29593.6143 | 21084.2993 | 8509.315 | 1 |  | 6400.885 | 10617.7449 | 11468.6764 | 5549.9535 | 3441.5236 | 1
| 60651454 | 6429.2463 | 3440.852 | 2988.3943 | 1 |  | 2644.3091 | 3332.4795 | 3631.319 | 2345.4697 | 2001.3845 | 1
| 60651630 | 4380.0556 | 2432.5921 | 1947.4635 | 1 |  | 1704.2043 | 2190.7227 | 2385.4691 | 1509.4579 | 1266.1987 | 1
| 60651676 | 15295.963 | 6654.4052 | 8641.5578 | 1 |  | 7976.1172 | 9306.9983 | 10171.1541 | 7111.9615 | 6446.5209 | 1
| 60651683 | 22388.1243 | 11646.7226 | 10741.4017 | 1 |  | 9576.7295 | 11906.074 | 12980.2142 | 8502.5893 | 7337.9171 | 1
| 60651691 | 1525.6128 | 1031.375 | 494.2378 | 1 |  | 391.1003 | 597.3753 | 646.7991 | 341.6765 | 238.539 | 1
| 60651785 | 1190.8933 | 824.4396 | 366.4537 | 1 |  | 284.0098 | 448.8977 | 485.543 | 247.3644 | 164.9204 | 1
| 60651791 | 44178.4762 | 24912.0545 | 19266.4217 | 1 |  | 16775.2163 | 21757.6272 | 23684.2694 | 14848.5741 | 12357.3687 | 1
| 60651880 | 17111.5467 | 11705.0608 | 5406.486 | 1 |  | 4235.9799 | 6576.992 | 7117.6406 | 3695.3313 | 2524.8252 | 1
| 60651884 | 2525.1696 | 1370.9473 | 1154.2224 | 1 |  | 1017.1276 | 1291.3171 | 1406.7393 | 901.7054 | 764.6107 | 1
| 60651888 | 48645.5129 | 28984.1696 | 19661.3432 | 1 |  | 16762.9263 | 22559.7602 | 24525.8945 | 14796.792 | 11898.375 | 1
| 60651890 | 6160.3654 | 4423.2449 | 1737.1205 | 1 |  | 1294.796 | 2179.445 | 2353.157 | 1121.0839 | 678.7594 | 1
| 60651894 | 13158.5428 | 8400.1477 | 4758.395 | 1 |  | 3918.3803 | 5598.4098 | 6074.2493 | 3442.5408 | 2602.526 | 1
| 60652156 | 72958.8012 | 24378.7555 | 48580.0458 | 1 |  | 46142.1702 | 51017.9213 | 55875.9259 | 41284.1656 | 38846.2901 | 1
| 60652159 | 66637.8265 | 22457.448 | 44180.3785 | 1 |  | 41934.6337 | 46426.1233 | 50844.1612 | 37516.5959 | 35270.8511 | 1
| 60652237 | 306139.9559 | 83532.5706 | 222607.3853 | 1 |  | 214254.1282 | 230960.6423 | 253221.3809 | 191993.3897 | 183640.1326 | 1
| 60652239 | 327485.8868 | 265409.0396 | 62076.8472 | 1 |  | 35535.9432 | 88617.7512 | 94825.4359 | 29328.2585 | 2787.3546 | 1
| 60653993 | 23872.3604 | 28748.178 | -4875.8177 | 0 |  | -7750.6355 | -2000.9999 | -2488.5816 | -7263.0537 | -10137.8715 | 1
| 60653994 | 608.0133 | 4281.2228 | -3673.2096 | 0 |  | -4101.3318 | -3245.0873 | -3612.4082 | -3734.0109 | -4162.1332 | 1
| 60654111 | 75927.9499 | 51484.5457 | 24443.4042 | 1 |  | 19294.9496 | 29591.8588 | 32036.1992 | 16850.6092 | 11702.1546 | 1
| 60654827 | 33729.053 | 13166.6361 | 20562.4169 | 1 |  | 19245.7533 | 21879.0805 | 23935.3222 | 17189.5116 | 15872.848 | 1
| 60655700 | 42197.695 | 26980.3081 | 15217.3868 | 1 |  | 12519.356 | 17915.4176 | 19437.1563 | 10997.6173 | 8299.5865 | 1
| 60655711 | 5013.0561 | 3247.6755 | 1765.3805 | 1 |  | 1440.613 | 2090.1481 | 2266.6861 | 1264.0749 | 939.3074 | 1
| 60657000 | 47585.1567 | 32472.9029 | 15112.2538 | 1 |  | 11864.9635 | 18359.5441 | 19870.7695 | 10353.7381 | 7106.4478 | 1
| 60657015 | 1892.4174 | 1569.6273 | 322.7901 | 1 |  | 165.8274 | 479.7528 | 512.0318 | 133.5483 | -23.4144 | 0
| 60657075 | 4084.8441 | 2739.6931 | 1345.151 | 1 |  | 1071.1817 | 1619.1203 | 1753.6354 | 936.6666 | 662.6973 | 1
| 60657092 | 1335.1357 | 728.1265 | 607.0091 | 1 |  | 534.1965 | 679.8218 | 740.5227 | 473.4956 | 400.6829 | 1
| 60657380 | 11437.892 | 7634.5967 | 3803.2953 | 1 |  | 3039.8356 | 4566.7549 | 4947.0845 | 2659.5061 | 1896.0464 | 1
| 60657381 | 2691.1599 | 1616.9583 | 1074.2016 | 1 |  | 912.5058 | 1235.8974 | 1343.3176 | 805.0856 | 643.3898 | 1
| 60657474 | 19923.9291 | 12613.1551 | 7310.774 | 1 |  | 6049.4585 | 8572.0895 | 9303.1669 | 5318.3811 | 4057.0656 | 1
| 60657569 | 81971.7403 | 56121.8808 | 25849.8596 | 1 |  | 20237.6715 | 31462.0476 | 34047.0336 | 17652.6855 | 12040.4975 | 1
| 60657726 | 5418.083 | 2910.3047 | 2507.7782 | 1 |  | 2216.7478 | 2798.8087 | 3049.5865 | 1965.9699 | 1674.9395 | 1
| 60657828 | 1737.4742 | 1407.8214 | 329.6528 | 1 |  | 188.8706 | 470.4349 | 503.4002 | 155.9053 | 15.1232 | 1
| 60657831 | 18122.8189 | 10669.8332 | 7452.9857 | 1 |  | 6386.0024 | 8519.969 | 9265.2676 | 5640.7038 | 4573.7205 | 1
| 60657842 | 7242.4808 | 4573.4933 | 2668.9875 | 1 |  | 2211.6382 | 3126.3368 | 3393.2356 | 1944.7394 | 1487.3901 | 1
| 60657927 | 2583.0751 | 2242.1675 | 340.9076 | 1 |  | 116.6908 | 565.1243 | 599.2151 | 82.6001 | -141.6167 | 0
| 60657945 | 25774.1431 | 18642.3511 | 7131.792 | 1 |  | 5267.5569 | 8996.0271 | 9709.2063 | 4554.3777 | 2690.1426 | 1
| 60657994 | 24278.793 | 14685.2612 | 9593.5317 | 1 |  | 8125.0056 | 11062.0578 | 12021.411 | 7165.6524 | 5697.1263 | 1
| 60657995 | 18378.5234 | 10405.6603 | 7972.8631 | 1 |  | 6932.2971 | 9013.4291 | 9810.7155 | 6135.0108 | 5094.4447 | 1
| 60658109 | 17673.5546 | 10605.4411 | 7068.1135 | 1 |  | 6007.5694 | 8128.6576 | 8835.469 | 5300.758 | 4240.2139 | 1
| 60658116 | 1472.3119 | 953.2239 | 519.088 | 1 |  | 423.7656 | 614.4104 | 666.3192 | 371.8568 | 276.5345 | 1
| 60658142 | 26610.3384 | 20228.4892 | 6381.8492 | 1 |  | 4359.0003 | 8404.6981 | 9042.883 | 3720.8154 | 1697.9664 | 1
| 60658149 | 20707.4541 | 16192.6978 | 4514.7563 | 1 |  | 2895.4865 | 6134.0261 | 6585.5017 | 2444.0109 | 824.7411 | 1
| 60658151 | 2921.5695 | 4302.1657 | -1380.5962 | 0 |  | -1810.8128 | -950.3797 | -1088.4393 | -1672.7532 | -2102.9697 | 1
| 60658456 | 28588.7096 | 15628.0283 | 12960.6813 | 1 |  | 11397.8785 | 14523.4842 | 15819.5523 | 10101.8104 | 8539.0075 | 1
| 60658518 | 8548.527 | 6680.8225 | 1867.7045 | 1 |  | 1199.6222 | 2535.7867 | 2722.5572 | 1012.8518 | 344.7695 | 1
| 60658865 | 25101.8658 | 14777.1714 | 10324.6944 | 1 |  | 8846.9772 | 11802.4115 | 12834.8809 | 7814.5078 | 6336.7906 | 1
| 60658912 | 10561.371 | 5570.746 | 4990.6251 | 1 |  | 4433.5505 | 5547.6997 | 6046.7622 | 3934.488 | 3377.4134 | 1
| 60658978 | 23195.6433 | 14401.2754 | 8794.3679 | 1 |  | 7354.2404 | 10234.4955 | 11113.9323 | 6474.8036 | 5034.6761 | 1
| 60659225 | 2410.2319 | 1447.4473 | 962.7845 | 1 |  | 818.0398 | 1107.5293 | 1203.8077 | 721.7614 | 577.0166 | 1
| 60660168 | 1391.5308 | 1230.055 | 161.4758 | 1 |  | 38.4703 | 284.4813 | 300.6288 | 22.3227 | -100.6828 | 0
| 60660170 | 2278.4159 | 1915.2535 | 363.1624 | 1 |  | 171.637 | 554.6877 | 591.004 | 135.3208 | -56.2045 | 0
| 60660171 | 1067.5079 | 1909.1995 | -841.6916 | 0 |  | -1032.6116 | -650.7717 | -734.9409 | -948.4424 | -1139.3624 | 1
| 60660174 | 1098.2168 | 1963.1348 | -864.918 | 0 |  | -1061.2315 | -668.6045 | -755.0963 | -974.7397 | -1171.0532 | 1
| 60660178 | 9624.9606 | 7678.6255 | 1946.3351 | 1 |  | 1178.4725 | 2714.1976 | 2908.8311 | 983.839 | 215.9765 | 1
| 60660188 | 3344.4397 | 2788.6751 | 555.7646 | 1 |  | 276.8971 | 834.6321 | 890.2086 | 221.3206 | -57.5469 | 0
| 60660194 | 146.5073 | 779.31 | -632.8028 | 0 |  | -710.7338 | -554.8718 | -618.1521 | -647.4535 | -725.3845 | 1
| 60660195 | 1531.5579 | 2984.6034 | -1453.0455 | 0 |  | -1751.5059 | -1154.5852 | -1299.8897 | -1606.2013 | -1904.6616 | 1
| 60660196 | 522.2666 | 2644.4808 | -2122.2142 | 0 |  | -2386.6623 | -1857.7661 | -2069.9875 | -2174.4408 | -2438.8889 | 1
| 60660201 | 1538.856 | 2997.812 | -1458.9561 | 0 |  | -1758.7373 | -1159.1749 | -1305.0705 | -1612.8417 | -1912.6229 | 1
| 60660203 | 679.498 | 1752.8972 | -1073.3993 | 0 |  | -1248.689 | -898.1095 | -1005.4495 | -1141.3491 | -1316.6388 | 1
| 60660210 | 1858.0033 | 1326.3681 | 531.6352 | 1 |  | 398.9984 | 664.272 | 717.4356 | 345.8349 | 213.1981 | 1
| 60660320 | 1956.7871 | 4255.3851 | -2298.598 | 0 |  | -2724.1365 | -1873.0595 | -2102.9193 | -2494.2767 | -2919.8152 | 1
| 60663029 | 11167.5243 | 2273.449 | 8894.0753 | 1 |  | 8666.7304 | 9121.4202 | 10010.8277 | 7777.3229 | 7549.978 | 1
| 60663045 | 68544.7658 | 14836.7389 | 53708.0268 | 1 |  | 52224.353 | 55191.7007 | 60562.5034 | 46853.5503 | 45369.8764 | 1
| 60663047 | 2322.6578 | 268.2102 | 2054.4476 | 1 |  | 2027.6266 | 2081.2686 | 2286.7134 | 1822.1818 | 1795.3608 | 1
| 60663053 | 101520.0247 | 79524.2972 | 21995.7275 | 1 |  | 14043.2978 | 29948.1572 | 32147.73 | 11843.725 | 3891.2953 | 1
| 60663056 | 201253.2154 | 23869.9467 | 177383.2687 | 1 |  | 174996.274 | 179770.2633 | 197508.5902 | 157257.9471 | 154870.9525 | 1
| 60663586 | 1409.6717 | 1824.9944 | -415.3228 | 0 |  | -597.8222 | -232.8233 | -274.3556 | -556.2899 | -738.7894 | 1
| 60663589 | 2143.9332 | 2685.7578 | -541.8246 | 0 |  | -810.4003 | -273.2488 | -327.4312 | -756.2179 | -1024.7937 | 1
| 60663593 | 3084.6986 | 3888.8452 | -804.1466 | 0 |  | -1193.0311 | -415.2621 | -495.6767 | -1112.6164 | -1501.501 | 1
| 60663594 | 550.993 | 723.7237 | -172.7307 | 0 |  | -245.1031 | -100.3583 | -117.6314 | -227.83 | -300.2024 | 1
| 60663623 | 392982.1599 | 171217.0585 | 221765.1013 | 1 |  | 204643.3955 | 238886.8072 | 261063.3173 | 182466.8853 | 165345.1795 | 1
| 60663693 | 108132.3198 | 55798.269 | 52334.0508 | 1 |  | 46754.2239 | 57913.8777 | 63147.2828 | 41520.8188 | 35940.9919 | 1
| 60663694 | 9161.092 | 7104.5998 | 2056.4921 | 1 |  | 1346.0322 | 2766.9521 | 2972.6013 | 1140.3829 | 429.923 | 1
| 60663783 | 6449.8076 | 2623.0349 | 3826.7728 | 1 |  | 3564.4693 | 4089.0763 | 4471.7536 | 3181.792 | 2919.4885 | 1
| 60663788 | 2712.884 | 18056.2175 | -15343.3335 | 0 |  | -17148.9552 | -13537.7117 | -15072.0451 | -15614.6219 | -17420.2436 | 1
| 60663789 | 5456.9233 | 19734.8161 | -14277.8927 | 0 |  | -16251.3744 | -12304.4111 | -13732.2004 | -14823.5851 | -16797.0667 | 1
| 60663790 | 5005.0556 | 25584.5947 | -20579.539 | 0 |  | -23137.9985 | -18021.0796 | -20079.0335 | -21080.0446 | -23638.5041 | 1
| 60663791 | 12211.6113 | 29771.7351 | -17560.1238 | 0 |  | -20537.2973 | -14582.9503 | -16338.9626 | -18781.2849 | -21758.4584 | 1
| 60663792 | 37.7754 | 1246.5659 | -1208.7905 | 0 |  | -1333.4471 | -1084.1339 | -1205.013 | -1212.568 | -1337.2246 | 1
| 60663794 | 3176.6586 | 14986.8586 | -11810.2 | 0 |  | -13308.8859 | -10311.5142 | -11492.5342 | -12127.8659 | -13626.5518 | 1
| 60663795 | 955.7103 | 11026.4666 | -10070.7564 | 0 |  | -11173.403 | -8968.1097 | -9975.1853 | -10166.3274 | -11268.9741 | 1
| 60664021 | 74.5254 | 1906.4477 | -1831.9224 | 0 |  | -2022.5672 | -1641.2776 | -1824.4698 | -1839.3749 | -2030.0197 | 1
| 60664025 | 2143.8285 | 12183.8741 | -10040.0457 | 0 |  | -11258.4331 | -8821.6582 | -9825.6628 | -10254.4285 | -11472.8159 | 1
| 60664030 | 8680.7048 | 7242.7402 | 1437.9645 | 1 |  | 713.6905 | 2162.2386 | 2306.035 | 569.8941 | -154.38 | 0
| 60664031 | 9440.4649 | 8246.0469 | 1194.418 | 1 |  | 369.8133 | 2019.0227 | 2138.4645 | 250.3715 | -574.2332 | 0
| 60664035 | 18571.5046 | 14343.4876 | 4228.0171 | 1 |  | 2793.6683 | 5662.3658 | 6085.1675 | 2370.8666 | 936.5178 | 1
| 60664036 | 264287.4082 | 111799.6209 | 152487.7873 | 1 |  | 141307.8252 | 163667.7494 | 178916.5281 | 126059.0465 | 114879.0844 | 1
| 60664037 | 20187.4752 | 14880.6391 | 5306.836 | 1 |  | 3818.7721 | 6794.8999 | 7325.5836 | 3288.0885 | 1800.0246 | 1
| 60664038 | 32013.3412 | 28424.4533 | 3588.8879 | 1 |  | 746.4426 | 6431.3333 | 6790.2221 | 387.5538 | -2454.8915 | 0
| 60664045 | 1197.6411 | 12257.072 | -11059.4309 | 0 |  | -12285.1381 | -9833.7237 | -10939.6668 | -11179.195 | -12404.9022 | 1
| 60664046 | 611.2433 | 7140.3732 | -6529.1299 | 0 |  | -7243.1673 | -5815.0926 | -6468.0056 | -6590.2543 | -7304.2916 | 1
| 60664047 | 112.5208 | 2446.3511 | -2333.8303 | 0 |  | -2578.4654 | -2089.1952 | -2322.5782 | -2345.0823 | -2589.7175 | 1
| 60664049 | 199.9748 | 3394.6217 | -3194.6469 | 0 |  | -3534.1091 | -2855.1847 | -3174.6494 | -3214.6444 | -3554.1066 | 1
| 60664053 | 45136.858 | 57706.3678 | -12569.5098 | 0 |  | -18340.1466 | -6798.873 | -8055.824 | -17083.1956 | -22853.8324 | 1
| 60664058 | 42973.5372 | 56294.1435 | -13320.6063 | 0 |  | -18950.0206 | -7691.1919 | -9023.2526 | -17617.96 | -23247.3744 | 1
| 60664064 | 159.1861 | 3499.1902 | -3340.004 | 0 |  | -3689.9231 | -2990.085 | -3324.0854 | -3355.9227 | -3705.8417 | 1
| 60664065 | 63.3524 | 1726.48 | -1663.1275 | 0 |  | -1835.7755 | -1490.4795 | -1656.7923 | -1669.4627 | -1842.1107 | 1
| 60664073 | 91022.9338 | 92262.4793 | -1239.5455 | 0 |  | -10465.7934 | 7986.7024 | 7862.7479 | -10341.8389 | -19568.0868 | 1
| 60664074 | 887.5836 | 727.0258 | 160.5578 | 1 |  | 87.8552 | 233.2604 | 249.3161 | 71.7994 | -0.90317 | 0
| 60664078 | 1994.5713 | 4926.8245 | -2932.2532 | 0 |  | -3424.9357 | -2439.5708 | -2732.7961 | -3131.7104 | -3624.3928 | 1
| 60664079 | 1890.2533 | 2527.254 | -637.0007 | 0 |  | -889.7261 | -384.2753 | -447.9754 | -826.026 | -1078.7515 | 1
| 60664081 | 1312.7423 | 2405.6244 | -1092.8822 | 0 |  | -1333.4446 | -852.3197 | -961.608 | -1224.1564 | -1464.7189 | 1
| 60664084 | 798.6715 | 1853.0628 | -1054.3913 | 0 |  | -1239.6976 | -869.085 | -974.5241 | -1134.2584 | -1319.5647 | 1
| 60664086 | 13148.91 | 15118.9451 | -1970.035 | 0 |  | -3481.9295 | -458.1405 | -655.144 | -3284.926 | -4796.8206 | 1
| 60664095 | 56742.2604 | 39113.5491 | 17628.7113 | 1 |  | 13717.3563 | 21540.0662 | 23302.9373 | 11954.4852 | 8043.1303 | 1
| 60664111 | 9631.3594 | 8439.2233 | 1192.1361 | 1 |  | 348.2137 | 2036.0584 | 2155.272 | 229.0001 | -614.9222 | 0
| 60664113 | 21104.3754 | 8375.9319 | 12728.4435 | 1 |  | 11890.8503 | 13566.0367 | 14838.8811 | 10618.006 | 9780.4128 | 1
| 60664115 | 2024.8445 | 1651.0806 | 373.7639 | 1 |  | 208.6558 | 538.8719 | 576.2483 | 171.2794 | 6.1713 | 1
| 60664116 | 1405.8378 | 1149.1521 | 256.6857 | 1 |  | 141.7705 | 371.6009 | 397.2695 | 116.1019 | 1.1867 | 1
| 60668701 | 10421.6895 | 10570.2195 | -148.53 | 0 |  | -1205.552 | 908.4919 | 893.6389 | -1190.699 | -2247.7209 | 1
| 60668804 | 45158.7697 | 26914.8153 | 18243.9545 | 1 |  | 15552.473 | 20935.436 | 22759.8315 | 13728.0775 | 11036.596 | 1
| 60668929 | 17254.5625 | 32814.6766 | -15560.1142 | 0 |  | -18841.5818 | -12278.6465 | -13834.6579 | -17285.5704 | -20567.0381 | 1
| 60668950 | 13390.3704 | 13636.2747 | -245.9043 | 0 |  | -1609.5318 | 1117.7231 | 1093.1327 | -1584.9414 | -2948.5688 | 1
| 60668953 | 1530.9595 | 1800.2282 | -269.2687 | 0 |  | -449.2915 | -89.2459 | -116.1727 | -422.3646 | -602.3875 | 1
| 60668957 | 5054.0931 | 644.9213 | 4409.1718 | 1 |  | 4344.6797 | 4473.6639 | 4914.5811 | 3903.7625 | 3839.2704 | 1
| 60668958 | 15918.2221 | 2359.6413 | 13558.5808 | 1 |  | 13322.6167 | 13794.5449 | 15150.403 | 11966.7586 | 11730.7945 | 1
| 60669096 | 1014.0001 | 1686.854 | -672.8539 | 0 |  | -841.5393 | -504.1685 | -571.4539 | -774.2539 | -942.9393 | 1
| 60669100 | 19545.5456 | 23415.0748 | -3869.5292 | 0 |  | -6211.0366 | -1528.0217 | -1914.9746 | -5824.0837 | -8165.5912 | 1
| 60669140 | 97477.1642 | 43189.6999 | 54287.4644 | 1 |  | 49968.4944 | 58606.4344 | 64035.1808 | 44539.748 | 40220.778 | 1
| 60669144 | 26852.8407 | 19193.2617 | 7659.579 | 1 |  | 5740.2529 | 9578.9052 | 10344.8631 | 4974.295 | 3054.9688 | 1
| 60669146 | 1863.92 | 1650.5302 | 213.3897 | 1 |  | 48.3367 | 378.4428 | 399.7817 | 26.9977 | -138.0553 | 0
| 60669151 | 1590.8503 | 1203.6378 | 387.2125 | 1 |  | 266.8488 | 507.5763 | 546.2976 | 228.1275 | 107.7637 | 1
| 60669153 | 16536.064 | 13663.7927 | 2872.2713 | 1 |  | 1505.8921 | 4238.6506 | 4525.8777 | 1218.6649 | -147.7143 | 0
| 60670141 | 3276.0526 | 2517.8979 | 758.1547 | 1 |  | 506.3649 | 1009.9445 | 1085.76 | 430.5495 | 178.7597 | 1
| 60670142 | 2868.1085 | 2326.9229 | 541.1856 | 1 |  | 308.4933 | 773.8779 | 827.9964 | 254.3747 | 21.6824 | 1
| 60670145 | 9179.5148 | 8225.1332 | 954.3816 | 1 |  | 131.8683 | 1776.8949 | 1872.3331 | 36.4301 | -786.0832 | 0
| 60670164 | 8442.9871 | 9235.5945 | -792.6074 | 0 |  | -1716.1669 | 130.952 | 51.6913 | -1636.9061 | -2560.4656 | 1
| 60670171 | 24056.8009 | 23082.6572 | 974.1437 | 1 |  | -1334.122 | 3282.4095 | 3379.8238 | -1431.5363 | -3739.8021 | 0
| 60673689 | 36100.285 | 30462.4371 | 5637.8479 | 1 |  | 2591.6042 | 8684.0916 | 9247.8764 | 2027.8194 | -1018.4243 | 0
| 60673697 | 2130.3162 | 2264.7322 | -134.416 | 0 |  | -360.8893 | 92.0572 | 78.6156 | -347.4477 | -573.9209 | 1
| 60673700 | 21768.5307 | 25345.188 | -3576.6572 | 0 |  | -6111.176 | -1042.1384 | -1399.8042 | -5753.5103 | -8288.0291 | 1
| 60673702 | 49446.5591 | 27465.6871 | 21980.872 | 1 |  | 19234.3033 | 24727.4407 | 26925.5279 | 17036.2161 | 14289.6473 | 1
| 60677114 | 1694.2065 | 2169.5199 | -475.3135 | 0 |  | -692.2655 | -258.3615 | -305.8928 | -644.7341 | -861.6861 | 1
| 60677115 | 937.8276 | 1216.8464 | -279.0188 | 0 |  | -400.7034 | -157.3341 | -185.236 | -372.8015 | -494.4862 | 1
| 60677163 | 3053.201 | 5661.5554 | -2608.3544 | 0 |  | -3174.51 | -2042.1989 | -2303.0343 | -2913.6745 | -3479.8301 | 1
| 60680244 | 9669.4203 | 8027.0035 | 1642.4168 | 1 |  | 839.7164 | 2445.1171 | 2609.3588 | 675.4748 | -127.2256 | 0
| 60680315 | 13993.7373 | 13971.4441 | 22.2932 | 1 |  | -1374.8512 | 1419.4376 | 1421.667 | -1377.0805 | -2774.2249 | 0
| 60680337 | 35237.2416 | 41043.112 | -5805.8704 | 0 |  | -9910.1816 | -1701.5592 | -2282.1463 | -9329.5946 | -13433.9058 | 1
| 60684380 | 21786.3354 | 17302.224 | 4484.1114 | 1 |  | 2753.889 | 6214.3338 | 6662.7449 | 2305.4779 | 575.2555 | 1
| 60684400 | 8815.317 | 15955.4926 | -7140.1756 | 0 |  | -8735.7248 | -5544.6263 | -6258.6438 | -8021.7073 | -9617.2565 | 1
| 60684403 | 806.1287 | 1993.4046 | -1187.2759 | 0 |  | -1386.6164 | -987.9355 | -1106.6631 | -1267.8888 | -1467.2293 | 1
| 60684525 | 4989.5168 | 5216.6629 | -227.1461 | 0 |  | -748.8124 | 294.5202 | 271.8056 | -726.0978 | -1247.7641 | 1
| 60684528 | 548.0962 | 668.4974 | -120.4013 | 0 |  | -187.251 | -53.5515 | -65.5916 | -175.2109 | -242.0606 | 1
| 60684529 | 3789.2218 | 4174.243 | -385.0212 | 0 |  | -802.4455 | 32.4031 | -6.099 | -763.9433 | -1181.3676 | 1
| 60684629 | 51933.2587 | 42921.4914 | 9011.7673 | 1 |  | 4719.6182 | 13303.9165 | 14205.0932 | 3818.4414 | -473.7077 | 0
| 60684645 | 580583.9688 | 176778.9987 | 403804.97 | 1 |  | 386127.0702 | 421482.8699 | 461863.3669 | 345746.5732 | 328068.6733 | 1
| 60685374 | 1140.6354 | 1598.246 | -457.6106 | 0 |  | -617.4352 | -297.786 | -343.5471 | -571.6742 | -731.4988 | 1
| 60685379 | 5954.0089 | 1345.1071 | 4608.9019 | 1 |  | 4474.3912 | 4743.4126 | 5204.3028 | 4013.501 | 3878.9903 | 1
| 60685390 | 80054.2559 | 17201.7039 | 62852.552 | 1 |  | 61132.3816 | 64572.7224 | 70857.9776 | 54847.1264 | 53126.956 | 1
| 60685391 | 11551.1789 | 6981.3192 | 4569.8598 | 1 |  | 3871.7278 | 5267.9917 | 5724.9776 | 3414.7419 | 2716.61 | 1
| 60685415 | 29203.4619 | 14229.0126 | 14974.4492 | 1 |  | 13551.548 | 16397.3505 | 17894.7954 | 12054.103 | 10631.2018 | 1
| 60689742 | 3011.1408 | 1438.6511 | 1572.4898 | 1 |  | 1428.6246 | 1716.3549 | 1873.6038 | 1271.3757 | 1127.5106 | 1
| 60689755 | 896.5636 | 577.235 | 319.3286 | 1 |  | 261.6051 | 377.0521 | 408.985 | 229.6722 | 171.9487 | 1
| 60689756 | 9000.1985 | 5540.6446 | 3459.5539 | 1 |  | 2905.4894 | 4013.6184 | 4359.5737 | 2559.534 | 2005.4696 | 1
| 60689758 | 101037.9711 | 42408.1384 | 58629.8327 | 1 |  | 54389.0188 | 62870.6465 | 68733.6298 | 48526.0356 | 44285.2217 | 1
| 60689767 | 52459.0418 | 15971.6889 | 36487.3529 | 1 |  | 34890.184 | 38084.5218 | 41733.2571 | 31241.4488 | 29644.2799 | 1
| 60690379 | 534345.213 | 151052.4111 | 383292.8018 | 1 |  | 368187.5607 | 398398.043 | 436727.3231 | 329858.2805 | 314753.0394 | 1
| 60693943 | 34594.3974 | 19322.0459 | 15272.3515 | 1 |  | 13340.1469 | 17204.5561 | 18731.7913 | 11812.9118 | 9880.7072 | 1
| 60693969 | 45640.511 | 39859.2872 | 5781.2238 | 1 |  | 1795.2951 | 9767.1525 | 10345.2749 | 1217.1727 | -2768.756 | 0
| 60694038 | 9952.4133 | 17974.2138 | -8021.8005 | 0 |  | -9819.2219 | -6224.3792 | -7026.5592 | -9017.0419 | -10814.4633 | 1
| 60694042 | 2044.6087 | 8912.5331 | -6867.9244 | 0 |  | -7759.1777 | -5976.6711 | -6663.4636 | -7072.3853 | -7963.6386 | 1
| 60694060 | 16730.204 | 10691.8476 | 6038.3563 | 1 |  | 4969.1716 | 7107.5411 | 7711.3767 | 4365.3359 | 3296.1512 | 1
| 60694642 | 5338.0863 | 4297.2124 | 1040.8739 | 1 |  | 611.1526 | 1470.5951 | 1574.6825 | 507.0652 | 77.344 | 1
| 60694802 | 11859.763 | 19319.2941 | -7459.5311 | 0 |  | -9391.4605 | -5527.6017 | -6273.5548 | -8645.5074 | -10577.4368 | 1
| 60694865 | 4207.1827 | 2899.8479 | 1307.3348 | 1 |  | 1017.35 | 1597.3196 | 1728.053 | 886.6165 | 596.6317 | 1
| 60694868 | 9164.7054 | 5568.5445 | 3596.1609 | 1 |  | 3039.3064 | 4153.0153 | 4512.6314 | 2679.6903 | 2122.8359 | 1
| 60694870 | 363.1249 | 178.3167 | 184.8082 | 1 |  | 166.9765 | 202.6398 | 221.1206 | 148.4957 | 130.664 | 1
| 60694872 | 5616.1151 | 2718.7794 | 2897.3357 | 1 |  | 2625.4577 | 3169.2136 | 3458.9472 | 2335.7242 | 2063.8462 | 1
| 60695016 | 26129.7504 | 24852.6156 | 1277.1348 | 1 |  | -1208.1268 | 3762.3964 | 3890.1098 | -1335.8402 | -3821.1018 | 0
| 60695017 | 4229.1726 | 5028.0908 | -798.9182 | 0 |  | -1301.7272 | -296.1091 | -376.0009 | -1221.8354 | -1724.6445 | 1
| 60697514 | 863.2281 | 1820.5915 | -957.3634 | 0 |  | -1139.4226 | -775.3043 | -871.0406 | -1043.6862 | -1225.7454 | 1
| 60698045 | 8870.4547 | 7307.1324 | 1563.3223 | 1 |  | 832.6091 | 2294.0355 | 2450.3678 | 676.2768 | -54.4364 | 0
| 60698046 | 135855.7238 | 66883.6242 | 68972.0996 | 1 |  | 62283.7372 | 75660.462 | 82557.672 | 55386.5272 | 48698.1648 | 1
| 60701777 | 9334.4864 | 5681.3684 | 3653.118 | 1 |  | 3084.9812 | 4221.2549 | 4586.5667 | 2719.6694 | 2151.5326 | 1
| 60701908 | 35789.2687 | 33975.9367 | 1813.3321 | 1 |  | -1584.2616 | 5210.9257 | 5392.2589 | -1765.5948 | -5163.1885 | 0
| 60701950 | 463149.7606 | 184547.333 | 278602.4277 | 1 |  | 260147.6944 | 297057.1609 | 324917.4037 | 232287.4516 | 213832.7183 | 1
| 60704467 | 8598.2351 | 8309.8887 | 288.3465 | 1 |  | -542.6424 | 1119.3353 | 1148.17 | -571.477 | -1402.4659 | 0
| 60705678 | 212871.8555 | 75320.646 | 137551.2094 | 1 |  | 130019.1448 | 145083.274 | 158838.395 | 116264.0239 | 108731.9593 | 1
| 60706001 | 3015.1272 | 4876.7417 | -1861.6146 | 0 |  | -2349.2887 | -1373.9404 | -1560.1018 | -2163.1273 | -2650.8014 | 1
| 60706133 | 9816.0982 | 11456.2979 | -1640.1998 | 0 |  | -2785.8296 | -494.57 | -658.59 | -2621.8096 | -3767.4394 | 1
| 60706134 | 29155.5273 | 27112.3946 | 2043.1327 | 1 |  | -668.1067 | 4754.3722 | 4958.6855 | -872.42 | -3583.6595 | 0
| 60706137 | 4112.1955 | 4897.1051 | -784.9096 | 0 |  | -1274.6201 | -295.1991 | -373.6901 | -1196.1292 | -1685.8397 | 1
| 60706138 | 20258.415 | 20214.1798 | 44.2352 | 1 |  | -1977.1828 | 2065.6532 | 2070.0767 | -1981.6063 | -4003.0243 | 0
| 60706143 | 716.2358 | 952.6735 | -236.4377 | 0 |  | -331.705 | -141.1703 | -164.8141 | -308.0613 | -403.3286 | 1
| 60715961 | 3727.523 | 2574.585 | 1152.938 | 1 |  | 895.4795 | 1410.3965 | 1525.6903 | 780.1857 | 522.7272 | 1
| 60716104 | 190597.7919 | 100728.0247 | 89869.7672 | 1 |  | 79796.9647 | 99942.5697 | 108929.5464 | 70809.988 | 60737.1855 | 1
| 60716218 | 40438.3182 | 8973.6231 | 31464.6951 | 1 |  | 30567.3328 | 32362.0574 | 35508.5269 | 27420.8633 | 26523.501 | 1
| 60716620 | 67758.7005 | 21973.4623 | 45785.2381 | 1 |  | 43587.8919 | 47982.5844 | 52561.1082 | 39009.3681 | 36812.0219 | 1
| 60716622 | 13824.0505 | 10567.4662 | 3256.5843 | 1 |  | 2199.8377 | 4313.3309 | 4638.9893 | 1874.1792 | 817.4326 | 1
| 60716711 | 40854.9051 | 26199.347 | 14655.5581 | 1 |  | 12035.6234 | 17275.4928 | 18741.0486 | 10570.0676 | 7950.1329 | 1
| 60717295 | 2937.6246 | 6962.6069 | -4024.9823 | 0 |  | -4721.243 | -3328.7216 | -3731.2198 | -4318.7448 | -5015.0054 | 1
| 60722837 | 25146.0397 | 10630.2073 | 14515.8324 | 1 |  | 13452.8117 | 15578.8531 | 17030.4364 | 12001.2284 | 10938.2077 | 1
| 60722838 | 13457.1502 | 6209.1638 | 7247.9864 | 1 |  | 6627.07 | 7868.9028 | 8593.7014 | 5902.2714 | 5281.355 | 1
| 60722849 | 7402.2947 | 5144.7672 | 2257.5275 | 1 |  | 1743.0508 | 2772.0042 | 2997.757 | 1517.298 | 1002.8213 | 1
| 60722892 | 120193.9849 | 66721.215 | 53472.7699 | 1 |  | 46800.6484 | 60144.8914 | 65492.1684 | 41453.3714 | 34781.2499 | 1
| 60722894 | 18373.1085 | 39919.2765 | -21546.168 | 0 |  | -25538.0957 | -17554.2404 | -19708.8572 | -23383.4789 | -27375.4065 | 1
| 60722895 | 69714.5764 | 77094.2062 | -7379.6297 | 0 |  | -15089.0503 | 329.7909 | -408.1721 | -14351.0874 | -22060.508 | 1
| 60722897 | 16604.4311 | 37924.2207 | -21319.7896 | 0 |  | -25112.2117 | -17527.3676 | -19659.3465 | -22980.2328 | -26772.6548 | 1
| 60722901 | 21812.4571 | 43674.9345 | -21862.4774 | 0 |  | -26229.9709 | -17494.984 | -19681.2317 | -24043.7231 | -28411.2166 | 1
| 60722902 | 59.7132 | 1788.6707 | -1728.9575 | 0 |  | -1907.8246 | -1550.0904 | -1722.9862 | -1734.9288 | -1913.7959 | 1
| 60722906 | 118492.0928 | 65056.9428 | 53435.15 | 1 |  | 46929.4557 | 59940.8443 | 65284.3593 | 41585.9407 | 35080.2464 | 1
| 60722908 | 995.4652 | 11263.6719 | -10268.2067 | 0 |  | -11394.5739 | -9141.8395 | -10168.6602 | -10367.7532 | -11494.1204 | 1
| 60722910 | 6029.7095 | 22652.8259 | -16623.1163 | 0 |  | -18888.3989 | -14357.8337 | -16020.1454 | -17226.0873 | -19491.3699 | 1
| 60722911 | 3737.0543 | 17273.0549 | -13536.0006 | 0 |  | -15263.3061 | -11808.6951 | -13162.2952 | -13909.7061 | -15637.0115 | 1
| 60722983 | 24317.1866 | 8779.3459 | 15537.8407 | 1 |  | 14659.9061 | 16415.7753 | 17969.5593 | 13106.122 | 12228.1874 | 1
| 60722986 | 162396.5733 | 48437.7517 | 113958.8217 | 1 |  | 109115.0465 | 118802.5968 | 130198.479 | 97719.1643 | 92875.3892 | 1
| 60722987 | 157938.3503 | 55665.6322 | 102272.7181 | 1 |  | 96706.1549 | 107839.2813 | 118066.5531 | 86478.8831 | 80912.3199 | 1
| 60723139 | 1668.3462 | 691.0595 | 977.2867 | 1 |  | 908.1807 | 1046.3926 | 1144.1213 | 810.4521 | 741.3461 | 1
| 60724880 | 3665.8423 | 2938.9235 | 726.9188 | 1 |  | 433.0265 | 1020.8112 | 1093.5031 | 360.3346 | 66.4423 | 1
| 60724910 | 8489.0802 | 8336.306 | 152.7742 | 1 |  | -680.8564 | 986.4048 | 1001.6822 | -696.1338 | -1529.7644 | 0
| 60724914 | 4731.5607 | 4849.7741 | -118.2134 | 0 |  | -603.1908 | 366.764 | 354.9427 | -591.3695 | -1076.3469 | 1
| 60724928 | 14453.942 | 9886.1203 | 4567.8217 | 1 |  | 3579.2096 | 5556.4337 | 6013.2159 | 3122.4275 | 2133.8154 | 1
| 60724949 | 14607.499 | 63050.7786 | -48443.2797 | 0 |  | -54748.3575 | -42138.2018 | -46982.5298 | -49904.0296 | -56209.1074 | 1
| 60724954 | 27734.6031 | 32551.0541 | -4816.451 | 0 |  | -8071.5564 | -1561.3456 | -2042.9907 | -7589.9113 | -10845.0168 | 1
| 60725293 | 3631.0409 | 4202.5505 | -571.5096 | 0 |  | -991.7647 | -151.2546 | -208.4055 | -934.6137 | -1354.8687 | 1
| 60725300 | 4974.7995 | 5853.6311 | -878.8316 | 0 |  | -1464.1947 | -293.4685 | -381.3516 | -1376.3115 | -1961.6746 | 1
| 60725308 | 2485.9914 | 3031.9343 | -545.943 | 0 |  | -849.1364 | -242.7495 | -297.3438 | -794.5421 | -1097.7355 | 1
| 60725456 | 14803.1022 | 50397.3103 | -35594.2081 | 0 |  | -40633.9391 | -30554.4771 | -34113.8979 | -37074.5183 | -42114.2493 | 1
| 60725461 | 64274.5245 | 142354.8335 | -78080.309 | 0 |  | -92315.7924 | -63844.8257 | -71652.8566 | -84507.7615 | -98743.2448 | 1
| 60725528 | 1066665.1541 | 564480.3711 | 502184.783 | 1 |  | 445736.7459 | 558632.8201 | 608851.2985 | 395518.2676 | 339070.2305 | 1
| 60725560 | 14314.6488 | 3923.5179 | 10391.1309 | 1 |  | 9998.7791 | 10783.4827 | 11822.5958 | 8959.666 | 8567.3142 | 1
| 60725595 | 3772.7869 | 4802.9935 | -1030.2066 | 0 |  | -1510.5059 | -549.9072 | -652.9279 | -1407.4853 | -1887.7846 | 1
| 60734594 | 1319.8057 | 6183.2843 | -4863.4787 | 0 |  | -5481.8071 | -4245.1502 | -4731.4981 | -4995.4592 | -5613.7877 | 1
| 60736018 | 5834.0964 | 10808.524 | -4974.4276 | 0 |  | -6055.28 | -3893.5752 | -4391.018 | -5557.8373 | -6638.6897 | 1
| 60736020 | 6434.5717 | 11746.3378 | -5311.7661 | 0 |  | -6486.3998 | -4137.1323 | -4668.3089 | -5955.2232 | -7129.857 | 1
| 60736123 | 2091.7187 | 6329.6927 | -4237.974 | 0 |  | -4870.9433 | -3605.0047 | -4028.8021 | -4447.1459 | -5080.1151 | 1
| 60736125 | 1261.4522 | 3143.6575 | -1882.2052 | 0 |  | -2196.571 | -1567.8395 | -1756.06 | -2008.3504 | -2322.7162 | 1
| 60736147 | 57318.6955 | 34945.6713 | 22373.0242 | 1 |  | 18878.4571 | 25867.5913 | 28104.8937 | 16641.1546 | 13146.5875 | 1
| 60736162 | 2719.8617 | 3407.8304 | -687.9686 | 0 |  | -1028.7517 | -347.1856 | -415.9825 | -959.9548 | -1300.7378 | 1
| 60736211 | 31163.8638 | 21329.2096 | 9834.6542 | 1 |  | 7701.7333 | 11967.5752 | 12951.0406 | 6718.2679 | 4585.3469 | 1
| 60739477 | 978.3123 | 982.9433 | -4.631 | 0 |  | -102.9254 | 93.6633 | 93.2002 | -102.4623 | -200.7566 | 1
| 60739531 | 129053.9361 | 83424.1496 | 45629.7865 | 1 |  | 37287.3715 | 53972.2014 | 58535.1801 | 32724.3929 | 24381.9779 | 1
| 60739544 | 33227.3442 | 28854.835 | 4372.5092 | 1 |  | 1487.0257 | 7257.9927 | 7695.2437 | 1049.7748 | -1835.7087 | 0
| 60739549 | 1260.514 | 3375.9095 | -2115.3955 | 0 |  | -2452.9865 | -1777.8046 | -1989.3441 | -2241.4469 | -2579.0379 | 1
| 60739553 | 8876.6158 | 17018.2381 | -8141.6223 | 0 |  | -9843.4461 | -6439.7985 | -7253.9607 | -9029.2839 | -10731.1077 | 1
| 60739627 | 2589.142 | 2341.7827 | 247.3593 | 1 |  | 13.181 | 481.5376 | 506.2735 | -11.5549 | -245.7332 | 0
| 60739634 | 7939.3376 | 6889.9594 | 1049.3782 | 1 |  | 360.3823 | 1738.3741 | 1843.312 | 255.4444 | -433.5515 | 0
| 60739640 | 7021.6973 | 6134.8652 | 886.8321 | 1 |  | 273.3456 | 1500.3186 | 1589.0018 | 184.6624 | -428.8242 | 0
| 60739690 | 1141.5962 | 2752.3514 | -1610.7552 | 0 |  | -1885.9903 | -1335.5201 | -1496.5956 | -1724.9148 | -2000.15 | 1
| 60739695 | 8737.4369 | 10138.7356 | -1401.2987 | 0 |  | -2415.1723 | -387.4252 | -527.555 | -2275.0424 | -3288.916 | 1
| 60740442 | 1971.9258 | 7569.4595 | -5597.5337 | 0 |  | -6354.4797 | -4840.5877 | -5400.3411 | -5794.7263 | -6551.6722 | 1
| 60740443 | 433.1987 | 3301.9261 | -2868.7273 | 0 |  | -3198.92 | -2538.5347 | -2825.4075 | -2912.0472 | -3242.2398 | 1
| 60740447 | 176.0798 | 3124.3949 | -2948.3151 | 0 |  | -3260.7546 | -2635.8756 | -2930.7071 | -2965.9231 | -3278.3626 | 1
| 60740457 | 657.9807 | 4174.243 | -3516.2622 | 0 |  | -3933.6865 | -3098.8379 | -3450.4642 | -3582.0603 | -3999.4846 | 1
| 60740469 | 1801.4044 | 7213.536 | -5412.1316 | 0 |  | -6133.4852 | -4690.778 | -5231.9912 | -5592.272 | -6313.6256 | 1
| 60740472 | 725.1918 | 6608.7253 | -5883.5335 | 0 |  | -6544.4061 | -5222.661 | -5811.0143 | -5956.0527 | -6616.9252 | 1
| 60740480 | 126.7606 | 2897.6465 | -2770.8859 | 0 |  | -3060.6505 | -2481.1212 | -2758.2098 | -2783.5619 | -3073.3266 | 1
| 60740499 | 2302.4757 | 8218.1834 | -5915.7077 | 0 |  | -6737.5261 | -5093.8894 | -5685.4602 | -6145.9553 | -6967.7736 | 1
| 60740500 | 33.2475 | 1112.8283 | -1079.5809 | 0 |  | -1190.8637 | -968.298 | -1076.2561 | -1082.9056 | -1194.1884 | 1
| 60740570 | 976.5868 | 8992.8857 | -8016.2989 | 0 |  | -8915.5875 | -7117.0104 | -7918.6402 | -8113.9576 | -9013.2462 | 1
| 60740578 | 5302.0393 | 20030.3595 | -14728.3202 | 0 |  | -16731.3561 | -12725.2842 | -14198.1163 | -15258.5241 | -17261.5601 | 1
| 60740581 | 3333.826 | 15384.7691 | -12050.943 | 0 |  | -13589.4199 | -10512.4661 | -11717.5604 | -12384.3256 | -13922.8025 | 1
| 60740582 | 660.2875 | 4182.3552 | -3522.0676 | 0 |  | -3940.3032 | -3103.8321 | -3456.0389 | -3588.0964 | -4006.3319 | 1
| 60740585 | 19145.9245 | 36526.3058 | -17380.3813 | 0 |  | -21033.0119 | -13727.7508 | -15465.7889 | -19294.9738 | -22947.6044 | 1
| 60740591 | 779.3029 | 4583.4029 | -3804.1 | 0 |  | -4262.4403 | -3345.7597 | -3726.1697 | -3882.0303 | -4340.3706 | 1
| 60740626 | 1072.1066 | 5456.4803 | -4384.3737 | 0 |  | -4930.0218 | -3838.7257 | -4277.1631 | -4491.5844 | -5037.2324 | 1
| 60740640 | 11814.951 | 19238.8845 | -7423.9335 | 0 |  | -9347.822 | -5500.0451 | -6242.4384 | -8605.4286 | -10529.3171 | 1
| 60740645 | 2216.756 | 8054.6715 | -5837.9156 | 0 |  | -6643.3827 | -5032.4484 | -5616.24 | -6059.5912 | -6865.0583 | 1
| 60740654 | 6947.9808 | 14637.2291 | -7689.2482 | 0 |  | -9152.9711 | -6225.5253 | -6994.4501 | -8384.0463 | -9847.7692 | 1
| 60740662 | 833.521 | 8270.8131 | -7437.2921 | 0 |  | -8264.3734 | -6610.2108 | -7353.94 | -7520.6442 | -8347.7255 | 1
| 60740678 | 471.682 | 5484.3394 | -5012.6574 | 0 |  | -5561.0913 | -4464.2234 | -4965.4892 | -5059.8256 | -5608.2595 | 1
| 60744718 | 77051.5815 | 58468.0663 | 18583.5152 | 1 |  | 12736.7086 | 24430.3218 | 26288.6733 | 10878.357 | 5031.5504 | 1
| 60744744 | 56238.2499 | 13748.5482 | 42489.7017 | 1 |  | 41114.8469 | 43864.5565 | 48113.5267 | 36865.8767 | 35491.0219 | 1
| 60744761 | 46188.8522 | 41637.501 | 4551.3512 | 1 |  | 387.6011 | 8715.1013 | 9170.2364 | -67.534 | -4231.2841 | 0
| 60745056 | 46061.6442 | 32824.5831 | 13237.0611 | 1 |  | 9954.6028 | 16519.5194 | 17843.2255 | 8630.8967 | 5348.4384 | 1
| 60745057 | 12839.4592 | 10546.5525 | 2292.9066 | 1 |  | 1238.2514 | 3347.5619 | 3576.8525 | 1008.9607 | -45.6946 | 0
| 60745243 | 1368.1295 | 9260.8569 | -7892.7274 | 0 |  | -8818.8131 | -6966.6417 | -7755.9145 | -8029.5404 | -8955.626 | 1
| 60748231 | 10142.9217 | 10425.4733 | -282.5515 | 0 |  | -1325.0989 | 759.9958 | 731.7406 | -1296.8437 | -2339.391 | 1
| 60748232 | 13639.3069 | 13597.1991 | 42.1078 | 1 |  | -1317.6122 | 1401.8277 | 1406.0384 | -1321.8229 | -2681.5428 | 0
| 60748244 | 3142.742 | 6547.6353 | -3404.8933 | 0 |  | -4059.6569 | -2750.1298 | -3090.6191 | -3719.1675 | -4373.9311 | 1
| 60748245 | 23285.2723 | 32775.0507 | -9489.7784 | 0 |  | -12767.2835 | -6212.2734 | -7161.2512 | -11818.3057 | -15095.8107 | 1
| 60748744 | 24209.9642 | 11481.3229 | 12728.6413 | 1 |  | 11580.509 | 13876.7736 | 15149.6377 | 10307.6448 | 9159.5126 | 1
| 60748786 | 48589.1245 | 53802.6629 | -5213.5384 | 0 |  | -10593.8047 | 166.7279 | -354.626 | -10072.4509 | -15452.7172 | 1
| 60748994 | 87454.1112 | 67136.2395 | 20317.8717 | 1 |  | 13604.2478 | 27031.4957 | 29063.2828 | 11572.4606 | 4858.8366 | 1
| 60749024 | 1076.1861 | 21658.5126 | -20582.3265 | 0 |  | -22748.1777 | -18416.4752 | -20474.7079 | -20689.9451 | -22855.7963 | 1
| 60749026 | 3556.4236 | 15835.5141 | -12279.0904 | 0 |  | -13862.6418 | -10695.539 | -11923.4481 | -12634.7328 | -14218.2842 | 1
| 60749114 | 11218.9941 | 6035.25 | 5183.7442 | 1 |  | 4580.2192 | 5787.2692 | 6305.6436 | 4061.8448 | 3458.3198 | 1
| 60749183 | 41682.1651 | 14476.1244 | 27206.0407 | 1 |  | 25758.4283 | 28653.6532 | 31374.2572 | 23037.8242 | 21590.2118 | 1
| 60752015 | 12197.1883 | 9253.7564 | 2943.4318 | 1 |  | 2018.0562 | 3868.8075 | 4163.1507 | 1723.713 | 798.3374 | 1
| 60752016 | 10231.7071 | 4634.8648 | 5596.8423 | 1 |  | 5133.3558 | 6060.3287 | 6620.013 | 4573.6716 | 4110.1851 | 1
| 60753334 | 22620.316 | 22192.7247 | 427.5913 | 1 |  | -1791.6812 | 2646.8638 | 2689.6229 | -1834.4403 | -4053.7128 | 0
| 60753352 | 1909.3098 | 1823.2209 | 86.0889 | 1 |  | -96.2332 | 268.411 | 277.0199 | -104.8421 | -287.1642 | 0
| 60753353 | 10520.0472 | 15989.6149 | -5469.5677 | 0 |  | -7068.5292 | -3870.6062 | -4417.563 | -6521.5724 | -8120.5339 | 1
| 60753354 | 205859.9218 | 107759.977 | 98099.9448 | 1 |  | 87323.9471 | 108875.9425 | 118685.937 | 77513.9527 | 66737.955 | 1
| 60753360 | 3739.3435 | 3780.0399 | -40.6964 | 0 |  | -418.7004 | 337.3076 | 333.238 | -414.6307 | -792.6347 | 1
| 60755131 | 255.8647 | 441.3889 | -185.5242 | 0 |  | -229.6631 | -141.3853 | -159.9377 | -211.1107 | -255.2496 | 1
| 60755132 | 1313.4682 | 2195.3868 | -881.9186 | 0 |  | -1101.4573 | -662.3799 | -750.5718 | -1013.2654 | -1232.8041 | 1
| 60755249 | 19967.4393 | 27782.1829 | -7814.7436 | 0 |  | -10592.9619 | -5036.5254 | -5817.9997 | -9811.4876 | -12589.7059 | 1
| 60755253 | 14496.1099 | 13333.1901 | 1162.9198 | 1 |  | -170.3992 | 2496.2388 | 2612.5308 | -286.6912 | -1620.0102 | 0
| 60755264 | 1745.5667 | 5926.2786 | -4180.7119 | 0 |  | -4773.3398 | -3588.0841 | -4006.1553 | -4355.2686 | -4947.8965 | 1
| 60755266 | 5144.8053 | 10051.2284 | -4906.4231 | 0 |  | -5911.5459 | -3901.3003 | -4391.9426 | -5420.9036 | -6426.0265 | 1
| 60755314 | 1240.5895 | 2109.1766 | -868.587 | 0 |  | -1079.5047 | -657.6694 | -744.5281 | -992.646 | -1203.5637 | 1
| 60755316 | 3210.4471 | 9001.1411 | -5790.694 | 0 |  | -6690.8081 | -4890.5799 | -5469.6493 | -6111.7387 | -7011.8528 | 1
| 60755857 | 7335.054 | 6827.7687 | 507.2853 | 1 |  | -175.4916 | 1190.0622 | 1240.7907 | -226.2201 | -908.997 | 0
| 60756226 | 88.0255 | 2117.7861 | -2029.7606 | 0 |  | -2241.5392 | -1817.982 | -2020.958 | -2038.5631 | -2250.3417 | 1
| 60758781 | 1079.598 | 3182.1827 | -2102.5846 | 0 |  | -2420.8029 | -1784.3664 | -1994.6248 | -2210.5444 | -2528.7627 | 1
| 60758784 | 2649.3845 | 6576.8044 | -3927.4199 | 0 |  | -4585.1004 | -3269.7395 | -3662.4815 | -4192.3584 | -4850.0388 | 1
| 60758787 | 372.3555 | 1329.1199 | -956.7644 | 0 |  | -1089.6763 | -823.8524 | -919.5288 | -993.9999 | -1126.9119 | 1
| 60758789 | 4817.6793 | 10184.9659 | -5367.2866 | 0 |  | -6385.7831 | -4348.79 | -4885.5186 | -5849.0545 | -6867.5511 | 1
| 60758790 | 2274.8223 | 5344.5479 | -3069.7256 | 0 |  | -3604.1804 | -2535.2708 | -2842.2433 | -3297.2078 | -3831.6626 | 1
| 60758847 | 1404.5887 | 1853.6132 | -449.0245 | 0 |  | -634.3858 | -263.6632 | -308.5656 | -589.4834 | -774.8447 | 1
| 60758870 | 11020.3164 | 13518.4976 | -2498.1812 | 0 |  | -3850.031 | -1146.3315 | -1396.1496 | -3600.2129 | -4952.0626 | 1
| 60758951 | 6485.2448 | 13434.2925 | -6949.0478 | 0 |  | -8292.477 | -5605.6185 | -6300.5233 | -7597.5722 | -8941.0015 | 1
| 60759001 | 5102.091 | 7691.2838 | -2589.1928 | 0 |  | -3358.3212 | -1820.0644 | -2078.9837 | -3099.4019 | -3868.5303 | 1
| 60759002 | 1082.9249 | 1596.0446 | -513.1196 | 0 |  | -672.7241 | -353.5152 | -404.8272 | -621.4121 | -781.0166 | 1
| 60759015 | 17308.8664 | 21207.0296 | -3898.1633 | 0 |  | -6018.8662 | -1777.4603 | -2167.2766 | -5629.0499 | -7749.7529 | 1
| 60759043 | 1973.9289 | 2739.1427 | -765.2138 | 0 |  | -1039.1281 | -491.2996 | -567.821 | -962.6067 | -1236.521 | 1
| 60759046 | 3704.8567 | 4910.8641 | -1206.0074 | 0 |  | -1697.0938 | -714.921 | -835.5218 | -1576.4931 | -2067.5795 | 1
| 60759063 | 13701.8353 | 15470.6253 | -1768.7899 | 0 |  | -3315.8525 | -221.7274 | -398.6064 | -3138.9735 | -4686.036 | 1
| 60759065 | 9588.2251 | 11450.244 | -1862.0188 | 0 |  | -3007.0432 | -716.9944 | -903.1963 | -2820.8413 | -3965.8657 | 1
| 60759071 | 5186.2304 | 6274.1063 | -1087.8759 | 0 |  | -1715.2865 | -460.4653 | -569.2529 | -1606.4989 | -2233.9096 | 1
| 60759087 | 1057.3111 | 1772.7102 | -715.3991 | 0 |  | -892.6701 | -538.1281 | -609.668 | -821.1302 | -998.4012 | 1
| 60759093 | 754.0606 | 1276.2853 | -522.2247 | 0 |  | -649.8532 | -394.5962 | -446.8187 | -597.6308 | -725.2593 | 1
| 60759139 | 19110.0004 | 20678.1335 | -1568.1331 | 0 |  | -3635.9465 | 499.6802 | 342.8669 | -3479.1331 | -5546.9465 | 1
| 60759140 | 9223.7411 | 11452.4454 | -2228.7043 | 0 |  | -3373.9489 | -1083.4598 | -1306.3302 | -3151.0785 | -4296.323 | 1
| 60759150 | 4162.8603 | 5325.8357 | -1162.9754 | 0 |  | -1695.559 | -630.3918 | -746.6894 | -1579.2614 | -2111.845 | 1
| 60762276 | 6477.8501 | 11959.3272 | -5481.4771 | 0 |  | -6677.4098 | -4285.5444 | -4833.6921 | -6129.2621 | -7325.1948 | 1
| 60762969 | 2898.7359 | 1943.3219 | 955.414 | 1 |  | 761.0818 | 1149.7462 | 1245.2876 | 665.5404 | 471.2082 | 1
| 60762983 | 74963.3448 | 39794.3447 | 35169.0001 | 1 |  | 31189.5657 | 39148.4346 | 42665.3346 | 27672.6656 | 23693.2312 | 1
| 60766208 | 1756.5218 | 1570.728 | 185.7937 | 1 |  | 28.7209 | 342.8665 | 361.4459 | 10.1416 | -146.9312 | 0
| 60766211 | 17190.8776 | 13796.4295 | 3394.448 | 1 |  | 2014.8051 | 4774.091 | 5113.5358 | 1675.3603 | 295.7173 | 1
| 60766390 | 24758.2782 | 17906.5195 | 6851.7587 | 1 |  | 5061.1067 | 8642.4106 | 9327.5865 | 4375.9308 | 2585.2789 | 1
| 60766516 | 1526.2739 | 2321.9697 | -795.6958 | 0 |  | -1027.8927 | -563.4988 | -643.0684 | -948.3232 | -1180.5201 | 1
| 60766519 | 37464.2207 | 35247.2687 | 2216.9519 | 1 |  | -1307.7749 | 5741.6788 | 5963.374 | -1529.4701 | -5054.197 | 0
| 60766551 | 46010.5637 | 5774.3779 | 40236.1858 | 1 |  | 39658.748 | 40813.6236 | 44837.2422 | 35635.1295 | 35057.6917 | 1
| 60767136 | 1369.6531 | 1292.2458 | 77.4074 | 1 |  | -51.8172 | 206.6319 | 214.3727 | -59.5579 | -188.7825 | 0
| 60767147 | 1771.2124 | 1638.4223 | 132.7901 | 1 |  | -31.0522 | 296.6323 | 309.9113 | -44.3312 | -208.1734 | 0
| 60767176 | 15544.5839 | 12862.4683 | 2682.1156 | 1 |  | 1395.8688 | 3968.3624 | 4236.574 | 1127.6572 | -158.5896 | 0
| 60767316 | 2462.1127 | 4762.8172 | -2300.7045 | 0 |  | -2776.9862 | -1824.4228 | -2054.4932 | -2546.9157 | -3023.1975 | 1
| 60767341 | 2591.0046 | 2343.9841 | 247.0205 | 1 |  | 12.6221 | 481.4189 | 506.121 | -12.0799 | -246.4783 | 0
| 60767491 | 46609.6781 | 31655.0677 | 14954.6104 | 1 |  | 11789.1036 | 18120.1172 | 19615.5782 | 10293.6426 | 7128.1358 | 1
| 60767513 | 8700.1027 | 7515.1685 | 1184.9341 | 1 |  | 433.4173 | 1936.451 | 2054.9444 | 314.9239 | -436.593 | 0
| 60767525 | 1915.4486 | 2116.6853 | -201.2367 | 0 |  | -412.9052 | 10.4318 | -9.6918 | -392.7816 | -604.4501 | 1
| 60769621 | 32913.7574 | 38459.1708 | -5545.4135 | 0 |  | -9391.3306 | -1699.4964 | -2254.0377 | -8836.7892 | -12682.7063 | 1
| 60769640 | 6054.4261 | 10248.2573 | -4193.8312 | 0 |  | -5218.6569 | -3169.0055 | -3588.3886 | -4799.2738 | -5824.0996 | 1
| 60769642 | 44180.1787 | 23543.1764 | 20637.0023 | 1 |  | 18282.6846 | 22991.3199 | 25055.0201 | 16218.9844 | 13864.6668 | 1
| 60769661 | 28696.7969 | 17366.0658 | 11330.7312 | 1 |  | 9594.1246 | 13067.3377 | 14200.4109 | 8461.0515 | 6724.4449 | 1
| 60769735 | 1035.4802 | 2083.1134 | -1047.6331 | 0 |  | -1255.9445 | -839.3218 | -944.0851 | -1151.1812 | -1359.4925 | 1
| 60769791 | 5829.8112 | 9147.5369 | -3317.7257 | 0 |  | -4232.4794 | -2402.972 | -2734.7446 | -3900.7068 | -4815.4605 | 1
| 60769803 | 71400.2947 | 39679.3194 | 31720.9753 | 1 |  | 27753.0433 | 35688.9072 | 38861.0048 | 24580.9458 | 20613.0139 | 1
| 60769815 | 32805.4526 | 20910.9358 | 11894.5168 | 1 |  | 9803.4232 | 13985.6104 | 15175.0621 | 8613.9715 | 6522.878 | 1
| 60769917 | 11725.2408 | 7813.4638 | 3911.7771 | 1 |  | 3130.4307 | 4693.1234 | 5084.3011 | 2739.253 | 1957.9066 | 1
| 60769919 | 2478.7611 | 1802.98 | 675.7811 | 1 |  | 495.4831 | 856.0791 | 923.6572 | 427.905 | 247.607 | 1
| 60769920 | 37812.7582 | 23637.4203 | 14175.3379 | 1 |  | 11811.5959 | 16539.08 | 17956.6137 | 10394.0621 | 8030.3201 | 1
| 60769928 | 1898.3588 | 2119.9875 | -221.6287 | 0 |  | -433.6274 | -9.6299 | -31.7928 | -411.4646 | -623.4633 | 1
| 60769931 | 2360.7383 | 1718.2245 | 642.5137 | 1 |  | 470.6913 | 814.3362 | 878.5876 | 406.4399 | 234.6174 | 1
| 60769934 | 10200.1872 | 6650.5527 | 3549.6345 | 1 |  | 2884.5792 | 4214.6898 | 4569.6532 | 2529.6158 | 1864.5605 | 1
| 60769944 | 2049.2366 | 1445.2459 | 603.9907 | 1 |  | 459.4661 | 748.5153 | 808.9144 | 399.0671 | 254.5425 | 1
| 60769973 | 1104.9385 | 783.1626 | 321.7759 | 1 |  | 243.4596 | 400.0922 | 432.2697 | 211.282 | 132.9658 | 1
| 60769979 | 49572.9238 | 28002.327 | 21570.5968 | 1 |  | 18770.3641 | 24370.8295 | 26527.8892 | 16613.3044 | 13813.0717 | 1
| 60769989 | 1535.2831 | 3030.2833 | -1495.0002 | 0 |  | -1798.0285 | -1191.9719 | -1341.4719 | -1648.5285 | -1951.5568 | 1
| 60769990 | 132670.6425 | 50545.4531 | 82125.1894 | 1 |  | 77070.6441 | 87179.7347 | 95392.2536 | 68858.1251 | 63803.5798 | 1
| 60770002 | 6567.5738 | 10276.3257 | -3708.7519 | 0 |  | -4736.3845 | -2681.1193 | -3051.9945 | -4365.5093 | -5393.1419 | 1
| 60770046 | 1389.9626 | 2522.3008 | -1132.3382 | 0 |  | -1384.5683 | -880.1081 | -993.342 | -1271.3345 | -1523.5646 | 1
| 60770053 | 2945.2834 | 2447.4518 | 497.8316 | 1 |  | 253.0864 | 742.5768 | 792.36 | 203.3033 | -41.4419 | 0
| 60770058 | 29027.8679 | 19998.4386 | 9029.4293 | 1 |  | 7029.5855 | 11029.2732 | 11932.2161 | 6126.6425 | 4126.7987 | 1
| 60770126 | 34559.777 | 21222.4397 | 13337.3373 | 1 |  | 11215.0934 | 15459.5813 | 16793.315 | 9881.3596 | 7759.1157 | 1
| 60770140 | 31853.2801 | 44376.0934 | -12522.8132 | 0 |  | -16960.4226 | -8085.2039 | -9337.4852 | -15708.1412 | -20145.7506 | 1
| 60770154 | 1157.785 | 1615.3072 | -457.5222 | 0 |  | -619.0529 | -295.9915 | -341.7437 | -573.3007 | -734.8314 | 1
| 60770176 | 24194.4622 | 15440.9058 | 8753.5564 | 1 |  | 7209.4658 | 10297.647 | 11173.0026 | 6334.1102 | 4790.0196 | 1
| 60770408 | 22286.0317 | 28664.4104 | -6378.3787 | 0 |  | -9244.8197 | -3511.9376 | -4149.7755 | -8606.9818 | -11473.4229 | 1
| 60770450 | 30675.3909 | 26429.9479 | 4245.4429 | 1 |  | 1602.4481 | 6888.4377 | 7312.982 | 1177.9038 | -1465.0909 | 0
| 60770518 | 66443.3167 | 180677.6501 | -114234.3334 | 0 |  | -132302.0984 | -96166.5684 | -107590.0018 | -120878.6651 | -138946.4301 | 1
| 60770523 | 893.5328 | 1645.0266 | -751.4938 | 0 |  | -915.9965 | -586.9911 | -662.1405 | -840.8471 | -1005.3498 | 1
| 60770580 | 712.172 | 4885.9271 | -4173.7551 | 0 |  | -4662.3478 | -3685.1624 | -4102.5379 | -4244.9723 | -4733.565 | 1
| 60770586 | 1438.8229 | 2598.2505 | -1159.4276 | 0 |  | -1419.2526 | -899.6025 | -1015.5453 | -1303.3099 | -1563.1349 | 1
| 60770594 | 17039.538 | 14613.7144 | 2425.8235 | 1 |  | 964.4521 | 3887.195 | 4129.7773 | 721.8697 | -739.5017 | 0
| 60770596 | 1280.1589 | 2445.8007 | -1165.6419 | 0 |  | -1410.2219 | -921.0618 | -1037.626 | -1293.6578 | -1538.2378 | 1
| 60770600 | 1039.2403 | 2051.1925 | -1011.9522 | 0 |  | -1217.0715 | -806.833 | -908.0282 | -1115.8762 | -1320.9955 | 1
| 60770626 | 214454.6723 | 116121.0492 | 98333.6231 | 1 |  | 86721.5182 | 109945.7281 | 119779.0904 | 76888.1559 | 65276.051 | 1
| 60770681 | 1451.9758 | 2620.8153 | -1168.8395 | 0 |  | -1430.921 | -906.758 | -1023.6419 | -1314.0371 | -1576.1186 | 1
| 60770683 | 7910.2285 | 12603.799 | -4693.5705 | 0 |  | -5953.9504 | -3433.1906 | -3902.5476 | -5484.5933 | -6744.9732 | 1
| 60770685 | 6669.7889 | 10525.6388 | -3855.8499 | 0 |  | -4908.4138 | -2803.286 | -3188.871 | -4522.8288 | -5575.3927 | 1
| 60770719 | 46748.8879 | 48758.6116 | -2009.7238 | 0 |  | -6885.585 | 2866.1374 | 2665.165 | -6684.6126 | -11560.4737 | 1
| 60770721 | 30556.6165 | 98023.4978 | -67466.8813 | 0 |  | -77269.2311 | -57664.5316 | -64411.2197 | -70522.543 | -80324.8928 | 1
| 60770722 | 4941.7571 | 14841.5635 | -9899.8065 | 0 |  | -11383.9628 | -8415.6501 | -9405.6308 | -10393.9822 | -11878.1386 | 1
| 60770726 | 36456.7913 | 32869.6916 | 3587.0997 | 1 |  | 300.1305 | 6874.0688 | 7232.7788 | -58.5794 | -3345.5486 | 0
| 60770767 | 406.8952 | 1554.7676 | -1147.8723 | 0 |  | -1303.3491 | -992.3956 | -1107.1828 | -1188.5618 | -1344.0386 | 1
| 60770823 | 10757.4145 | 16373.216 | -5615.8015 | 0 |  | -7253.1231 | -3978.4799 | -4540.0601 | -6691.543 | -8328.8646 | 1
| 60770857 | 6589.2777 | 8547.0939 | -1957.8163 | 0 |  | -2812.5256 | -1103.1069 | -1298.8885 | -2616.744 | -3471.4534 | 1
| 60770971 | 21773.9355 | 39406.3408 | -17632.4052 | 0 |  | -21573.0393 | -13691.7712 | -15455.0117 | -19809.7988 | -23750.4329 | 1
| 60770979 | 3779.6019 | 6366.5668 | -2586.9649 | 0 |  | -3223.6216 | -1950.3082 | -2209.0047 | -2964.9251 | -3601.5818 | 1
| 60770980 | 10836.7239 | 7400.8775 | 3435.8464 | 1 |  | 2695.7586 | 4175.9341 | 4519.5188 | 2352.174 | 1612.0863 | 1
| 60770981 | 10151.1827 | 15936.7803 | -5785.5976 | 0 |  | -7379.2757 | -4191.9196 | -4770.4794 | -6800.7159 | -8394.3939 | 1
| 60771059 | 2696.7031 | 5037.4469 | -2340.7438 | 0 |  | -2844.4885 | -1836.9992 | -2071.0735 | -2610.4142 | -3114.1588 | 1
| 60771061 | 1372.6397 | 2751.801 | -1379.1613 | 0 |  | -1654.3414 | -1103.9812 | -1241.8973 | -1516.4252 | -1791.6053 | 1
| 60771136 | 31713.5734 | 36827.3529 | -5113.7795 | 0 |  | -8796.5148 | -1431.0442 | -1942.4221 | -8285.1368 | -11967.8721 | 1
| 60771172 | 1929.5113 | 3718.2335 | -1788.7222 | 0 |  | -2160.5456 | -1416.8989 | -1595.7711 | -1981.6734 | -2353.4967 | 1
| 60771225 | 9808.7092 | 11143.6934 | -1334.9841 | 0 |  | -2449.3535 | -220.6148 | -354.1132 | -2315.855 | -3430.2244 | 1
| 60771230 | 5151.6919 | 6234.4804 | -1082.7885 | 0 |  | -1706.2365 | -459.3405 | -567.6193 | -1597.9577 | -2221.4057 | 1
| 60771263 | 22171.7919 | 27778.3304 | -5606.5385 | 0 |  | -8384.3715 | -2828.7055 | -3389.3593 | -7823.7177 | -10601.5507 | 1
| 60771264 | 3658.1147 | 6609.826 | -2951.7113 | 0 |  | -3612.6939 | -2290.7287 | -2585.8998 | -3317.5228 | -3978.5054 | 1
| 60771351 | 15218.558 | 89126.735 | -73908.1771 | 0 |  | -82820.8506 | -64995.5036 | -72386.3213 | -75430.0329 | -84342.7064 | 1
| 60771400 | 20102.3459 | 13041.8857 | 7060.4603 | 1 |  | 5756.2717 | 8364.6488 | 9070.6949 | 5050.2257 | 3746.0371 | 1
| 60771404 | 3934.0141 | 3392.4203 | 541.5938 | 1 |  | 202.3518 | 880.8359 | 934.9952 | 148.1924 | -191.0496 | 0
| 60771406 | 61039.7988 | 33913.1956 | 27126.6032 | 1 |  | 23735.2837 | 30517.9228 | 33230.5831 | 21022.6233 | 17631.3038 | 1
| 60771444 | 7824.5011 | 12443.0938 | -4618.5927 | 0 |  | -5862.9021 | -3374.2833 | -3836.1426 | -5401.0428 | -6645.3522 | 1
| 60771481 | 806.7084 | 1494.7783 | -688.0699 | 0 |  | -837.5478 | -538.5921 | -607.3991 | -768.7408 | -918.2186 | 1
| 60771484 | 12308.6654 | 21019.3568 | -8710.6914 | 0 |  | -10812.6271 | -6608.7557 | -7479.8249 | -9941.558 | -12043.4936 | 1
| 60771495 | 34836.251 | 38537.322 | -3701.071 | 0 |  | -7554.8032 | 152.6612 | -217.4459 | -7184.6961 | -11038.4283 | 1
| 60771504 | 37800.3423 | 22952.7722 | 14847.5701 | 1 |  | 12552.2929 | 17142.8473 | 18627.6043 | 11067.5359 | 8772.2586 | 1
| 60771516 | 3775.4737 | 6650.0023 | -2874.5286 | 0 |  | -3539.5288 | -2209.5284 | -2496.9812 | -3252.076 | -3917.0762 | 1
| 60771519 | 24524.7798 | 31057.9269 | -6533.147 | 0 |  | -9638.9397 | -3427.3543 | -4080.6691 | -8985.625 | -12091.4177 | 1
| 60771521 | 1025.5971 | 2025.3255 | -999.7285 | 0 |  | -1202.261 | -797.1959 | -897.1688 | -1102.2882 | -1304.8207 | 1
| 60771635 | 1242.6148 | 2503.5886 | -1260.9738 | 0 |  | -1511.3326 | -1010.6149 | -1136.7123 | -1385.2353 | -1635.5941 | 1
| 60771642 | 3719.3872 | 6561.9447 | -2842.5575 | 0 |  | -3498.7519 | -2186.363 | -2470.6188 | -3214.4962 | -3870.6907 | 1
| 60771689 | 98495.1094 | 41503.6261 | 56991.4833 | 1 |  | 52841.1207 | 61141.8459 | 66840.9942 | 47141.9723 | 42991.6097 | 1
| 60771853 | 17865.9147 | 16074.3704 | 1791.5443 | 1 |  | 184.1073 | 3398.9813 | 3578.1358 | 4.9528 | -1602.4842 | 0
| 60773988 | 302.0353 | 5985.7175 | -5683.6823 | 0 |  | -6282.254 | -5085.1105 | -5653.4787 | -5713.8858 | -6312.4575 | 1
| 60774040 | 104270.1499 | 25690.1255 | 78580.0243 | 1 |  | 76011.0118 | 81149.0369 | 89007.0393 | 68153.0094 | 65583.9968 | 1
| 60774114 | 23928.7704 | 13015.4684 | 10913.3021 | 1 |  | 9611.7552 | 12214.8489 | 13306.1791 | 8520.425 | 7218.8782 | 1
| 60774237 | 13882.1457 | 3630.9779 | 10251.1678 | 1 |  | 9888.07 | 10614.2656 | 11639.3824 | 8862.9533 | 8499.8555 | 1
| 60774238 | 16101.2682 | 9976.9297 | 6124.3385 | 1 |  | 5126.6455 | 7122.0315 | 7734.4653 | 4514.2117 | 3516.5187 | 1
| 60774241 | 3945.5994 | 2634.0239 | 1311.5755 | 1 |  | 1048.1731 | 1574.9779 | 1706.1354 | 917.0155 | 653.6131 | 1
| 60774313 | 66557.8802 | 36372.205 | 30185.6752 | 1 |  | 26548.4547 | 33822.8957 | 36841.4632 | 23529.8872 | 19892.6667 | 1
| 60774314 | 6119.0204 | 4045.1475 | 2073.8729 | 1 |  | 1669.3582 | 2478.3876 | 2685.7749 | 1461.9709 | 1057.4561 | 1
| 60774360 | 108197.6923 | 54847.7969 | 53349.8954 | 1 |  | 47865.1157 | 58834.675 | 64169.6646 | 42530.1261 | 37045.3464 | 1
| 60774375 | 6333.5772 | 4457.3673 | 1876.21 | 1 |  | 1430.4733 | 2321.9467 | 2509.5677 | 1242.8523 | 797.1155 | 1
| 60774377 | 45611.5448 | 23255.4703 | 22356.0745 | 1 |  | 20030.5274 | 24681.6215 | 26917.229 | 17794.92 | 15469.373 | 1
| 60774380 | 16831.4443 | 24058.3022 | -7226.8579 | 0 |  | -9632.6882 | -4821.0277 | -5543.7135 | -8910.0024 | -11315.8326 | 1
| 60774385 | 1929.2966 | 15073.2652 | -13143.9686 | 0 |  | -14651.2952 | -11636.6421 | -12951.039 | -13336.8983 | -14844.2248 | 1
| 60774387 | 634.0743 | 8889.9683 | -8255.894 | 0 |  | -9144.8909 | -7366.8972 | -8192.4866 | -8319.3015 | -9208.2983 | 1
| 60774390 | 37192.9058 | 57307.3567 | -20114.4509 | 0 |  | -25845.1865 | -14383.7152 | -16395.1603 | -23833.7414 | -29564.4771 | 1
| 60774457 | 6519.6878 | 10596.6353 | -4076.9476 | 0 |  | -5136.6111 | -3017.284 | -3424.9788 | -4728.9163 | -5788.5799 | 1
| 60774458 | 237918.9494 | 262940.6631 | -25021.7136 | 0 |  | -51315.7799 | 1272.3527 | -1229.8187 | -48813.6086 | -75107.6749 | 1
| 60774462 | 4108.4206 | 2838.2076 | 1270.213 | 1 |  | 986.3923 | 1554.0338 | 1681.0551 | 859.371 | 575.5502 | 1
| 60774580 | 33886.6218 | 38471.8291 | -4585.2074 | 0 |  | -8432.3903 | -738.0244 | -1196.5452 | -7973.8695 | -11821.0524 | 1
| 60774584 | 16772.2114 | 4364.6266 | 12407.5848 | 1 |  | 11971.1222 | 12844.0475 | 14084.806 | 10730.3637 | 10293.901 | 1
| 60774586 | 10469.9111 | 6463.9806 | 4005.9305 | 1 |  | 3359.5325 | 4652.3286 | 5052.9216 | 2958.9394 | 2312.5414 | 1
| 60774796 | 2619.9083 | 759.5064 | 1860.402 | 1 |  | 1784.4513 | 1936.3526 | 2122.3928 | 1598.4111 | 1522.4605 | 1
| 60774858 | 361125.1401 | 65908.7257 | 295216.4144 | 1 |  | 288625.5418 | 301807.287 | 331328.9284 | 259103.9004 | 252513.0278 | 1
| 60774865 | 1913.8102 | 1616.4079 | 297.4023 | 1 |  | 135.7615 | 459.0431 | 488.7833 | 106.0213 | -55.6195 | 0
| 60774920 | 6568.32 | 4333.5362 | 2234.7838 | 1 |  | 1801.4301 | 2668.1374 | 2891.6158 | 1577.9518 | 1144.5981 | 1
| 60774960 | 3789.9472 | 2406.1748 | 1383.7724 | 1 |  | 1143.1549 | 1624.3898 | 1762.7671 | 1004.7776 | 764.1602 | 1
| 60774961 | 415133.3225 | 119882.2108 | 295251.1117 | 1 |  | 283262.8906 | 307239.3328 | 336764.4439 | 253737.7794 | 241749.5584 | 1
| 60774993 | 134764.7799 | 19924.6204 | 114840.1595 | 1 |  | 112847.6975 | 116832.6215 | 128316.6375 | 101363.6815 | 99371.2195 | 1
| 60775051 | 88841.917 | 152137.7368 | -63295.8198 | 0 |  | -78509.5935 | -48082.0461 | -54411.6281 | -72180.0115 | -87393.7852 | 1
| 60775115 | 959.7518 | 799.123 | 160.6288 | 1 |  | 80.7165 | 240.5411 | 256.604 | 64.6536 | -15.2587 | 0
| 60775116 | 53920.4161 | 33767.3501 | 20153.0659 | 1 |  | 16776.3309 | 23529.801 | 25545.1076 | 14761.0243 | 11384.2893 | 1
| 60775120 | 241855.9057 | 130651.6592 | 111204.2465 | 1 |  | 98139.0806 | 124269.4124 | 135389.8371 | 87018.656 | 73953.49 | 1
| 60775124 | 203212.271 | 119880.0093 | 83332.2616 | 1 |  | 71344.2607 | 95320.2626 | 103653.4887 | 63011.0345 | 51023.0336 | 1
| 60775176 | 126269.6459 | 79615.657 | 46653.9889 | 1 |  | 38692.4232 | 54615.5546 | 59280.9535 | 34027.0243 | 26065.4586 | 1
| 60775179 | 408959.1421 | 386808.0854 | 22151.0567 | 1 |  | -16529.7519 | 60831.8652 | 63046.9709 | -18744.8575 | -57425.6661 | 0
| 60775223 | 23689.494 | 14596.6533 | 9092.8408 | 1 |  | 7633.1754 | 10552.5061 | 11461.7902 | 6723.8914 | 5264.226 | 1
| 60775403 | 17646.9066 | 11122.2293 | 6524.6773 | 1 |  | 5412.4544 | 7636.9003 | 8289.368 | 4759.9867 | 3647.7637 | 1
| 60775417 | 15690.0412 | 9306.0406 | 6384.0006 | 1 |  | 5453.3965 | 7314.6047 | 7953.0047 | 4814.9965 | 3884.3924 | 1
| 60775484 | 7492.4596 | 4807.3964 | 2685.0633 | 1 |  | 2204.3237 | 3165.8029 | 3434.3093 | 1935.8173 | 1455.0777 | 1
| 60775530 | 12443.6992 | 17943.944 | -5500.2448 | 0 |  | -7294.6392 | -3705.8504 | -4255.8749 | -6744.6147 | -8539.0091 | 1
| 60775562 | 257385.1508 | 92276.1431 | 165109.0077 | 1 |  | 155881.3934 | 174336.622 | 190847.5228 | 139370.4926 | 130142.8783 | 1
| 60775571 | 38231.4506 | 40807.5578 | -2576.1072 | 0 |  | -6656.863 | 1504.6486 | 1247.0378 | -6399.2523 | -10480.0081 | 1
| 60775589 | 2746.1114 | 2308.2107 | 437.9007 | 1 |  | 207.0796 | 668.7217 | 712.5118 | 163.2895 | -67.5315 | 0
| 60775633 | 181713.8153 | 77701.5043 | 104012.3111 | 1 |  | 96242.1606 | 111782.4615 | 122183.6926 | 85840.9295 | 78070.7791 | 1
| 60775634 | 14586.7042 | 8861.3496 | 5725.3547 | 1 |  | 4839.2197 | 6611.4896 | 7184.0251 | 4266.6842 | 3380.5493 | 1
| 60775905 | 3377.8376 | 2260.8797 | 1116.9579 | 1 |  | 890.8699 | 1343.0459 | 1454.7417 | 779.1742 | 553.0862 | 1
| 60775942 | 8082.6798 | 12059.4927 | -3976.8129 | 0 |  | -5182.7621 | -2770.8636 | -3168.5449 | -4785.0809 | -5991.0301 | 1
| 60775945 | 25040.3221 | 30336.955 | -5296.6329 | 0 |  | -8330.3284 | -2262.9374 | -2792.6007 | -7800.6651 | -10834.3606 | 1
| 60776003 | 122333.976 | 61712.9901 | 60620.9859 | 1 |  | 54449.6869 | 66792.2849 | 72854.3835 | 48387.5883 | 42216.2893 | 1
| 60776004 | 69657.4043 | 16701.2814 | 52956.1229 | 1 |  | 51285.9947 | 54626.251 | 59921.8633 | 45990.3824 | 44320.2543 | 1
| 60776012 | 16428.1825 | 4277.6737 | 12150.5088 | 1 |  | 11722.7414 | 12578.2762 | 13793.327 | 10507.6905 | 10079.9232 | 1
| 60776791 | 13568.8409 | 10771.0995 | 2797.7415 | 1 |  | 1720.6315 | 3874.8514 | 4154.6255 | 1440.8574 | 363.7474 | 1
| 60776805 | 10672.3839 | 7139.8229 | 3532.561 | 1 |  | 2818.5787 | 4246.5433 | 4599.7994 | 2465.3226 | 1751.3403 | 1
| 60778846 | 9481.0346 | 8398.4967 | 1082.538 | 1 |  | 242.6883 | 1922.3876 | 2030.6414 | 134.4345 | -705.4151 | 0
| 60779014 | 529.95 | 7663.7658 | -7133.8158 | 0 |  | -7900.1923 | -6367.4392 | -7080.8207 | -7186.8108 | -7953.1873 | 1
| 60779015 | 71.763 | 2000.009 | -1928.246 | 0 |  | -2128.2469 | -1728.2451 | -1921.0697 | -1935.4223 | -2135.4232 | 1
| 60779017 | 13846.4889 | 33112.9719 | -19266.483 | 0 |  | -22577.7802 | -15955.1858 | -17881.8341 | -20651.1319 | -23962.4291 | 1
| 60779020 | 810.9249 | 7782.0932 | -6971.1683 | 0 |  | -7749.3776 | -6192.959 | -6890.0758 | -7052.2608 | -7830.4701 | 1
| 60779255 | 4048.5568 | 2880.5853 | 1167.9715 | 1 |  | 879.913 | 1456.0301 | 1572.8272 | 763.1159 | 475.0573 | 1
| 60779320 | 54355.9778 | 31591.7763 | 22764.2016 | 1 |  | 19605.0239 | 25923.3792 | 28199.7993 | 17328.6038 | 14169.4261 | 1
| 60779427 | 13462.728 | 15825.0572 | -2362.3292 | 0 |  | -3944.8349 | -779.8235 | -1016.0564 | -3708.602 | -5291.1077 | 1
| 60779447 | 73662.9308 | 70622.7714 | 3040.1595 | 1 |  | -4022.1177 | 10102.4366 | 10406.4525 | -4326.1336 | -11388.4108 | 0
| 60779459 | 5750.1959 | 3937.8272 | 1812.3687 | 1 |  | 1418.586 | 2206.1514 | 2387.3883 | 1237.3491 | 843.5664 | 1
| 60779461 | 1508.6731 | 1186.0262 | 322.6469 | 1 |  | 204.0443 | 441.2495 | 473.5142 | 171.7796 | 53.1769 | 1
| 60781541 | 1519.0322 | 1498.6308 | 20.4014 | 1 |  | -129.4617 | 170.2645 | 172.3046 | -131.5018 | -281.3649 | 0
| 60781599 | 57947.3308 | 39094.8369 | 18852.4939 | 1 |  | 14943.0102 | 22761.9776 | 24647.227 | 13057.7609 | 9148.2772 | 1
| 60781651 | 60962.0628 | 51963.9095 | 8998.1534 | 1 |  | 3801.7624 | 14194.5443 | 15094.3597 | 2901.9471 | -2294.4438 | 0
| 60781655 | 68650.1446 | 64194.0138 | 4456.1308 | 1 |  | -1963.2706 | 10875.5321 | 11321.1452 | -2408.8837 | -8828.2851 | 0
| 60781656 | 1564.3058 | 3310.4166 | -1746.1108 | 0 |  | -2077.1525 | -1415.0692 | -1589.6803 | -1902.5414 | -2233.5831 | 1
| 60781658 | 23189.1845 | 29893.7753 | -6704.5907 | 0 |  | -9693.9682 | -3715.2132 | -4385.6723 | -9023.5092 | -12012.8867 | 1
| 60781670 | 33930.7882 | 21419.55 | 12511.2382 | 1 |  | 10369.2832 | 14653.1932 | 15904.3171 | 9118.1594 | 6976.2044 | 1
| 60781672 | 7063.9353 | 5758.4069 | 1305.5283 | 1 |  | 729.6877 | 1881.369 | 2011.9219 | 599.1348 | 23.2941 | 1
| 60781678 | 23203.2276 | 13948.4511 | 9254.7765 | 1 |  | 7859.9314 | 10649.6216 | 11575.0993 | 6934.4538 | 5539.6086 | 1
| 60781684 | 46203.1643 | 41646.3068 | 4556.8575 | 1 |  | 392.2269 | 8721.4882 | 9177.174 | -63.4589 | -4228.0896 | 0
| 60781689 | 30656.9425 | 22275.1354 | 8381.807 | 1 |  | 6154.2935 | 10609.3206 | 11447.5013 | 5316.1128 | 3088.5992 | 1
| 60781697 | 12996.9139 | 8558.8966 | 4438.0174 | 1 |  | 3582.1277 | 5293.907 | 5737.7088 | 3138.326 | 2282.4363 | 1
| 60781702 | 8800.0809 | 10083.1492 | -1283.0684 | 0 |  | -2291.3833 | -274.7534 | -403.0603 | -2163.0764 | -3171.3914 | 1
| 60781706 | 5379.2944 | 6271.9049 | -892.6105 | 0 |  | -1519.8009 | -265.42 | -354.681 | -1430.5399 | -2057.7304 | 1
| 60781708 | 10228.0041 | 11238.9057 | -1010.9016 | 0 |  | -2134.7922 | 112.989 | 11.8988 | -2033.702 | -3157.5926 | 1
| 60781727 | 34990.2618 | 40826.8204 | -5836.5587 | 0 |  | -9919.2407 | -1753.8766 | -2337.5325 | -9335.5848 | -13418.2669 | 1
| 60781733 | 76594.2523 | 68716.874 | 7877.3784 | 1 |  | 1005.691 | 14749.0658 | 15536.8036 | 217.9531 | -6653.7343 | 0
| 60781735 | 11755.3462 | 19026.5025 | -7271.1563 | 0 |  | -9173.8066 | -5368.5061 | -6095.6217 | -8446.6909 | -10349.3412 | 1
| 60781736 | 1944.5399 | 4050.1007 | -2105.5608 | 0 |  | -2510.5708 | -1700.5507 | -1911.1068 | -2300.0148 | -2705.0248 | 1
| 60782096 | 4802.3396 | 1907.8922 | 2894.4475 | 1 |  | 2703.6583 | 3085.2367 | 3374.6814 | 2414.2135 | 2223.4243 | 1
| 60782097 | 2855.799 | 2544.3152 | 311.4838 | 1 |  | 57.0522 | 565.9153 | 597.0636 | 25.9039 | -228.5277 | 0
| 60782100 | 39250.6688 | 27052.9557 | 12197.7131 | 1 |  | 9492.4175 | 14903.0087 | 16122.78 | 8272.6462 | 5567.3507 | 1
| 60782144 | 49774.835 | 22996.2506 | 26778.5843 | 1 |  | 24478.9593 | 29078.2094 | 31756.0678 | 21801.1008 | 19501.4758 | 1
| 60782280 | 2642.3898 | 3418.2872 | -775.8974 | 0 |  | -1117.7261 | -434.0687 | -511.6584 | -1040.1364 | -1381.9651 | 1
| 60784217 | 3816.2659 | 3303.8123 | 512.4536 | 1 |  | 182.0724 | 842.8349 | 894.0802 | 130.8271 | -199.5542 | 0
| 60784244 | 65866.8859 | 38970.0792 | 26896.8067 | 1 |  | 22999.7988 | 30793.8147 | 33483.4953 | 20310.1182 | 16413.1102 | 1
| 60784248 | 8035.1672 | 6231.1782 | 1803.989 | 1 |  | 1180.8712 | 2427.1068 | 2607.5057 | 1000.4723 | 377.3545 | 1
| 60784257 | 2495.1805 | 2009.3651 | 485.8154 | 1 |  | 284.8789 | 686.7519 | 735.3335 | 236.2974 | 35.3609 | 1
| 60784530 | 100065.1199 | 58813.1422 | 41251.9777 | 1 |  | 35370.6635 | 47133.2919 | 51258.4897 | 31245.4657 | 25364.1515 | 1
| 60784531 | 171295.2296 | 86610.7352 | 84684.4944 | 1 |  | 76023.4208 | 93345.5679 | 101814.0173 | 67554.9714 | 58893.8979 | 1
| 60784550 | 2448.9562 | 2224.0056 | 224.9507 | 1 |  | 2.5501 | 447.3512 | 469.8463 | -19.945 | -242.3455 | 0
| 60784562 | 38510.5154 | 29765.1308 | 8745.3846 | 1 |  | 5768.8715 | 11721.8977 | 12596.4361 | 4894.3331 | 1917.82 | 1
| 60784563 | 47223.0198 | 35110.7794 | 12112.2404 | 1 |  | 8601.1625 | 15623.3183 | 16834.5424 | 7389.9384 | 3878.8605 | 1
| 60784564 | 171331.6999 | 47091.6765 | 124240.0234 | 1 |  | 119530.8558 | 128949.1911 | 141373.1934 | 107106.8534 | 102397.6858 | 1
| 60784565 | 49225.2883 | 32485.0109 | 16740.2774 | 1 |  | 13491.7763 | 19988.7785 | 21662.8063 | 11817.7486 | 8569.2475 | 1
| 60784567 | 102893.3081 | 60030.5389 | 42862.7691 | 1 |  | 36859.7152 | 48865.823 | 53152.0999 | 32573.4383 | 26570.3844 | 1
| 60784720 | 2201.4159 | 1776.5627 | 424.8532 | 1 |  | 247.1969 | 602.5095 | 644.9948 | 204.7116 | 27.0553 | 1
| 60784727 | 17791.871 | 14547.6712 | 3244.1998 | 1 |  | 1789.4327 | 4698.967 | 5023.3869 | 1465.0127 | 10.2456 | 1
| 60784728 | 1021.5083 | 958.1771 | 63.3312 | 1 |  | -32.4865 | 159.1489 | 165.482 | -38.8196 | -134.6373 | 0
| 60784729 | 14813.5898 | 12555.9176 | 2257.6722 | 1 |  | 1002.0804 | 3513.2639 | 3739.0311 | 776.3132 | -479.2786 | 0
| 60785091 | 6515.9259 | 5199.2528 | 1316.6731 | 1 |  | 796.7478 | 1836.5984 | 1968.2657 | 665.0805 | 145.1552 | 1
| 60785092 | 4213.9923 | 3850.32 | 363.6723 | 1 |  | -21.3597 | 748.7043 | 785.0715 | -57.7269 | -442.7589 | 0
| 60785516 | 18495.7548 | 26442.0559 | -7946.3011 | 0 |  | -10590.5067 | -5302.0955 | -6096.7256 | -9795.8766 | -12440.0821 | 1
| 60785526 | 11870.18 | 8987.9324 | 2882.2476 | 1 |  | 1983.4544 | 3781.0408 | 4069.2656 | 1695.2296 | 796.4364 | 1
| 60785531 | 2252.0254 | 1816.739 | 435.2864 | 1 |  | 253.6125 | 616.9603 | 660.4889 | 210.0838 | 28.4099 | 1
| 60785590 | 13261.5105 | 17430.4579 | -4168.9474 | 0 |  | -5911.9932 | -2425.9016 | -2842.7963 | -5495.0984 | -7238.1442 | 1
| 60785703 | 43579.4845 | 9589.1482 | 33990.3363 | 1 |  | 33031.4215 | 34949.2511 | 38348.2848 | 29632.3879 | 28673.4731 | 1
| 60785768 | 244575.6332 | 105234.374 | 139341.2592 | 1 |  | 128817.8218 | 149864.6966 | 163798.8225 | 114883.6958 | 104360.2584 | 1
| 60785769 | 9189.8749 | 6333.5452 | 2856.3297 | 1 |  | 2222.9752 | 3489.6842 | 3775.3172 | 1937.3422 | 1303.9877 | 1
| 60785770 | 368996.6224 | 116031.8908 | 252964.7316 | 1 |  | 241361.5425 | 264567.9206 | 289864.3938 | 216065.0693 | 204461.8802 | 1
| 60786027 | 7569.5498 | 6257.0451 | 1312.5046 | 1 |  | 686.8001 | 1938.2092 | 2069.4596 | 555.5497 | -70.1548 | 0
| 60786032 | 11104.0612 | 9645.0625 | 1458.9986 | 1 |  | 494.4924 | 2423.5049 | 2569.4048 | 348.5925 | -615.9137 | 0
| 60786037 | 11354.0346 | 9845.3936 | 1508.641 | 1 |  | 524.1016 | 2493.1803 | 2644.0444 | 373.2375 | -611.3019 | 0
| 60382988 | 1010.0373 | 2539.8846 | -1529.8473 | 0 |  | -1783.8358 | -1275.8589 | -1428.8436 | -1630.8511 | -1884.8395 | 1
| 60382993 | 52367.6321 | 63034.4049 | -10666.7728 | 0 |  | -16970.2133 | -4363.3323 | -5430.0096 | -15903.536 | -22206.9765 | 1
| 60382994 | 2164839.501 | 846034.4054 | 1318805.0956 | 1 |  | 1234201.6551 | 1403408.5362 | 1535289.0458 | 1102321.1455 | 1017717.705 | 1
| 60383021 | 57102.2288 | 66433.4295 | -9331.2007 | 0 |  | -15974.5437 | -2687.8578 | -3620.9779 | -15041.4236 | -21684.7666 | 1
| 60383025 | 22998.8126 | 42283.6239 | -19284.8113 | 0 |  | -23513.1737 | -15056.4489 | -16984.9301 | -21584.6926 | -25813.055 | 1
| 60383029 | 89977.2843 | 55289.3259 | 34687.9584 | 1 |  | 29159.0258 | 40216.891 | 43685.6868 | 25690.23 | 20161.2974 | 1
| 60383062 | 8422.7516 | 23061.7435 | -14638.9919 | 0 |  | -16945.1663 | -12332.8176 | -13796.7167 | -15481.2671 | -17787.4414 | 1
| 60383063 | 1128.074 | 5567.9942 | -4439.9201 | 0 |  | -4996.7196 | -3883.1207 | -4327.1127 | -4552.7275 | -5109.527 | 1
| 60383087 | 497511.5806 | 211445.0871 | 286066.4935 | 1 |  | 264921.9848 | 307211.0022 | 335817.6516 | 236315.3354 | 215170.8267 | 1
| 60383104 | 16267.3398 | 20759.9253 | -4492.5854 | 0 |  | -6568.578 | -2416.5929 | -2865.8515 | -6119.3194 | -8195.312 | 1
| 60383105 | 22760.0315 | 25652.86 | -2892.8285 | 0 |  | -5458.1145 | -327.5425 | -616.8254 | -5168.8317 | -7734.1177 | 1
| 60383106 | 11174.5981 | 16243.7017 | -5069.1036 | 0 |  | -6693.4737 | -3444.7334 | -3951.6438 | -6186.5634 | -7810.9335 | 1
| 60383118 | 9511.2702 | 16316.9651 | -6805.6949 | 0 |  | -8437.3914 | -5173.9984 | -5854.5679 | -7756.8219 | -9388.5184 | 1
| 60383149 | 2842.6655 | 8264.0681 | -5421.4026 | 0 |  | -6247.8094 | -4594.9958 | -5137.1361 | -5705.6692 | -6532.076 | 1
| 60383168 | 186989.2404 | 133944.4643 | 53044.7761 | 1 |  | 39650.3296 | 66439.2225 | 71743.7001 | 34345.852 | 20951.4056 | 1
| 60383171 | 1929.4917 | 4412.0323 | -2482.5406 | 0 |  | -2923.7438 | -2041.3374 | -2289.5914 | -2675.4898 | -3116.693 | 1
| 60383194 | 3931.9992 | 8604.2743 | -4672.275 | 0 |  | -5532.7025 | -3811.8476 | -4279.0751 | -5065.475 | -5925.9024 | 1
| 60383195 | 2258.2629 | 4733.2254 | -2474.9626 | 0 |  | -2948.2851 | -2001.64 | -2249.1363 | -2700.7889 | -3174.1114 | 1
| 60383196 | 78359.5438 | 79244.1639 | -884.6201 | 0 |  | -8809.0365 | 7039.7963 | 6951.3343 | -8720.5745 | -16644.9909 | 1
| 60383228 | 1368.0842 | 5851.9509 | -4483.8668 | 0 |  | -5069.0619 | -3898.6717 | -4347.0584 | -4620.6752 | -5205.8703 | 1
| 60383242 | 36859.1856 | 54385.4943 | -17526.3087 | 0 |  | -22964.8582 | -12087.7593 | -13840.3902 | -21212.2273 | -26650.7767 | 1
| 60383246 | 329.7726 | 2008.0274 | -1678.2548 | 0 |  | -1879.0575 | -1477.452 | -1645.2775 | -1711.232 | -1912.0348 | 1
| 60383258 | 141269.4074 | 111288.8866 | 29980.5207 | 1 |  | 18851.6321 | 41109.4094 | 44107.4615 | 15853.58 | 4724.6914 | 1
| 60383261 | 12070.7307 | 22189.1966 | -10118.466 | 0 |  | -12337.3856 | -7899.5463 | -8911.3929 | -11325.539 | -13544.4587 | 1
| 60383274 | 2335.2999 | 14355.0451 | -12019.7452 | 0 |  | -13455.2498 | -10584.2407 | -11786.2153 | -12253.2752 | -13688.7797 | 1
| 60383299 | 25541.4476 | 44457.5467 | -18916.0991 | 0 |  | -23361.8538 | -14470.3445 | -16361.9544 | -21470.2439 | -25915.9986 | 1
| 60383306 | 9716.877 | 27379.3193 | -17662.4423 | 0 |  | -20400.3742 | -14924.5104 | -16690.7546 | -18634.13 | -21372.0619 | 1
| 60383307 | 6139.0209 | 19492.6576 | -13353.6367 | 0 |  | -15302.9025 | -11404.3709 | -12739.7346 | -13967.5388 | -15916.8045 | 1
| 60383308 | 4367.8518 | 15796.4385 | -11428.5867 | 0 |  | -13008.2306 | -9848.9429 | -10991.8015 | -11865.3719 | -13445.0157 | 1
| 60383314 | 866338.689 | 283306.7192 | 583031.9698 | 1 |  | 554701.2978 | 611362.6417 | 669665.8387 | 496398.1009 | 468067.4289 | 1
| 60383315 | 939.67 | 5533.8718 | -4594.2018 | 0 |  | -5147.589 | -4040.8146 | -4500.2348 | -4688.1688 | -5241.556 | 1
| 60383316 | 686744.138 | 251657.7055 | 435086.4325 | 1 |  | 409920.6619 | 460252.2031 | 503760.8463 | 366412.0187 | 341246.2481 | 1
| 60383320 | 3898.1863 | 10896.2292 | -6998.0429 | 0 |  | -8087.6659 | -5908.42 | -6608.2243 | -7387.8616 | -8477.4845 | 1
| 60383330 | 2358.8012 | 10601.5886 | -8242.7874 | 0 |  | -9302.9463 | -7182.6285 | -8006.9073 | -8478.6675 | -9538.8264 | 1
| 60383336 | 3356.6531 | 13582.8898 | -10226.2367 | 0 |  | -11584.5257 | -8867.9477 | -9890.5714 | -10561.902 | -11920.191 | 1
| 60383344 | 4434.3088 | 15946.6868 | -11512.378 | 0 |  | -13107.0467 | -9917.7093 | -11068.9471 | -11955.8089 | -13550.4776 | 1
| 60383347 | 204.272 | 755.7038 | -551.4318 | 0 |  | -627.0021 | -475.8614 | -531.0046 | -571.859 | -647.4293 | 1
| 60383350 | 16253.3344 | 34232.4045 | -17979.0701 | 0 |  | -21402.3106 | -14555.8297 | -16353.7367 | -19604.4036 | -23027.644 | 1
| 60383351 | 544.2867 | 3588.3485 | -3044.0618 | 0 |  | -3402.8966 | -2685.2269 | -2989.6331 | -3098.4905 | -3457.3253 | 1
| 60383352 | 17450.7752 | 45347.4791 | -27896.7039 | 0 |  | -32431.4518 | -23361.956 | -26151.6264 | -29641.7814 | -34176.5294 | 1
| 60383355 | 77.119 | 460.3683 | -383.2493 | 0 |  | -429.2862 | -337.2125 | -375.5374 | -390.9612 | -436.9981 | 1
| 60383370 | 263.7975 | 2112.2825 | -1848.4849 | 0 |  | -2059.7132 | -1637.2567 | -1822.1052 | -1874.8647 | -2086.0929 | 1
| 60383371 | 481.2081 | 3483.2297 | -3002.0216 | 0 |  | -3350.3446 | -2653.6987 | -2953.9008 | -3050.1424 | -3398.4654 | 1
| 60383395 | 51.4664 | 316.3765 | -264.9101 | 0 |  | -296.5477 | -233.2724 | -259.7634 | -270.0567 | -301.6944 | 1
| 60383433 | 25.8341 | 338.4715 | -312.6375 | 0 |  | -346.4846 | -278.7903 | -310.0541 | -315.2209 | -349.068 | 1
| 60383434 | 1344.9588 | 7191.0064 | -5846.0476 | 0 |  | -6565.1482 | -5126.947 | -5711.5517 | -5980.5435 | -6699.6441 | 1
| 60383445 | 8657.8047 | 18141.4536 | -9483.6488 | 0 |  | -11297.7942 | -7669.5035 | -8617.8683 | -10349.4293 | -12163.5746 | 1
| 60383498 | 9259.3978 | 29929.6885 | -20670.2907 | 0 |  | -23663.2595 | -17677.3218 | -19744.3509 | -21596.2305 | -24589.1993 | 1
| 60383515 | 1555.3587 | 9880.0663 | -8324.7076 | 0 |  | -9312.7142 | -7336.701 | -8169.1717 | -8480.2435 | -9468.2501 | 1
| 60383540 | 62496.3873 | 56267.1016 | 6229.2857 | 1 |  | 602.5755 | 11855.9959 | 12478.9244 | -20.353 | -5647.0632 | 0
| 60383541 | 40451.9846 | 39762.2879 | 689.6967 | 1 |  | -3286.5321 | 4665.9255 | 4734.8951 | -3355.5018 | -7331.7306 | 0
| 60383542 | 93662.5732 | 61530.4098 | 32132.1634 | 1 |  | 25979.1225 | 38285.2044 | 41498.4208 | 22765.9061 | 16612.8651 | 1
| 60383564 | 67522.137 | 169524.6542 | -102002.5172 | 0 |  | -118954.9826 | -85050.0517 | -95250.3035 | -108754.7309 | -125707.1963 | 1
| 60383567 | 39442.8837 | 59037.6891 | -19594.8054 | 0 |  | -25498.5743 | -13691.0365 | -15650.5171 | -23539.0938 | -29442.8627 | 1
| 60383571 | 1228.7897 | 21183.3998 | -19954.6101 | 0 |  | -22072.9501 | -17836.2701 | -19831.7312 | -20077.4891 | -22195.8291 | 1
| 60383572 | 17217.935 | 36907.7054 | -19689.7704 | 0 |  | -23380.541 | -15998.9999 | -17967.9769 | -21411.5639 | -25102.3345 | 1
| 60383576 | 57591.4657 | 68109.1647 | -10517.699 | 0 |  | -17328.6155 | -3706.7825 | -4758.5524 | -16276.8456 | -23087.7621 | 1
| 60383592 | 4927.1126 | 15187.3388 | -10260.2263 | 0 |  | -11778.9601 | -8741.4924 | -9767.515 | -10752.9375 | -12271.6714 | 1
| 60383599 | 8842.9145 | 20970.5894 | -12127.675 | 0 |  | -14224.7339 | -10030.616 | -11243.3835 | -13011.9664 | -15109.0253 | 1
| 60383600 | 169465.0978 | 83452.9172 | 86012.1806 | 1 |  | 77666.8889 | 94357.4723 | 102958.6904 | 69065.6708 | 60720.3791 | 1
| 60383601 | 188.4908 | 1460.9597 | -1272.4689 | 0 |  | -1418.5648 | -1126.3729 | -1253.6198 | -1291.3179 | -1437.4139 | 1
| 60383602 | 166.6251 | 1324.066 | -1157.4409 | 0 |  | -1289.8475 | -1025.0343 | -1140.7784 | -1174.1034 | -1306.51 | 1
| 60383603 | 338.1253 | 9407.2327 | -9069.1075 | 0 |  | -10009.8307 | -8128.3842 | -9035.2949 | -9102.92 | -10043.6433 | 1
| 60383604 | 166981.0109 | 248475.1367 | -81494.1259 | 0 |  | -106341.6395 | -56646.6122 | -64796.0248 | -98192.2269 | -123039.7406 | 1
| 60383617 | 4022.6519 | 39874.115 | -35851.4631 | 0 |  | -39838.8746 | -31864.0516 | -35449.1979 | -36253.7283 | -40241.1398 | 1
| 60383630 | 139980.9069 | 279726.5075 | -139745.6006 | 0 |  | -167718.2514 | -111772.9499 | -125747.5099 | -153743.6913 | -181716.3421 | 1
| 60383635 | 7301768.1357 | 1654554.7908 | 5647213.3449 | 1 |  | 5481757.8658 | 5812668.824 | 6377390.1584 | 4917036.5313 | 4751581.0522 | 1
| 60383637 | 5435.8226 | 43195.4847 | -37759.6621 | 0 |  | -42079.2106 | -33440.1137 | -37216.0799 | -38303.2444 | -42622.7929 | 1
| 60383649 | 14761.4284 | 43126.7757 | -28365.3473 | 0 |  | -32678.0249 | -24052.6698 | -26889.2045 | -29841.4902 | -34154.1677 | 1
| 60383659 | 138821.6544 | 319428.2561 | -180606.6017 | 0 |  | -212549.4273 | -148663.7761 | -166724.4363 | -194488.7672 | -226431.5928 | 1
| 60383668 | 8750.5358 | 27588.4562 | -18837.9204 | 0 |  | -21596.766 | -16079.0748 | -17962.8668 | -19712.974 | -22471.8196 | 1
| 60383692 | 61546.5363 | 49503.5402 | 12042.9961 | 1 |  | 7092.6421 | 16993.3501 | 18197.6497 | 5888.3425 | 937.9884 | 1
| 60383708 | 137.2092 | 1295.9268 | -1158.7176 | 0 |  | -1288.3102 | -1029.1249 | -1144.9967 | -1172.4385 | -1302.0312 | 1
| 60383716 | 82.0563 | 1969.7392 | -1887.6828 | 0 |  | -2084.6568 | -1690.7089 | -1879.4772 | -1895.8885 | -2092.8624 | 1
| 60383722 | 26000.0292 | 43667.2294 | -17667.2002 | 0 |  | -22033.9232 | -13300.4773 | -15067.1973 | -20267.2032 | -24633.9261 | 1
| 60383730 | 1344.7787 | 6363.5277 | -5018.749 | 0 |  | -5655.1017 | -4382.3962 | -4884.2711 | -5153.2268 | -5789.5796 | 1
| 60383731 | 1497.3034 | 6801.0804 | -5303.777 | 0 |  | -5983.885 | -4623.669 | -5154.0467 | -5453.5073 | -6133.6154 | 1
| 60383733 | 10058.6313 | 64197.6788 | -54139.0475 | 0 |  | -60558.8154 | -47719.2796 | -53133.1844 | -55144.9106 | -61564.6785 | 1
| 60383739 | 135.0959 | 2335.1783 | -2200.0824 | 0 |  | -2433.6002 | -1966.5646 | -2186.5728 | -2213.592 | -2447.1098 | 1
| 60383754 | 12861.8948 | 23392.5934 | -10530.6986 | 0 |  | -12869.9579 | -8191.4393 | -9244.5091 | -11816.8881 | -14156.1474 | 1
| 60383755 | 37737.1463 | 41438.2214 | -3701.0751 | 0 |  | -7844.8972 | 442.7471 | 72.6396 | -7474.7897 | -11618.6118 | 1
| 60383761 | 71529.8384 | 63197.9775 | 8331.8609 | 1 |  | 2012.0631 | 14651.6586 | 15484.8447 | 1178.8771 | -5140.9207 | 0
| 60383770 | 877.4741 | 10307.1458 | -9429.6717 | 0 |  | -10460.3863 | -8398.9571 | -9341.9243 | -9517.4191 | -10548.1337 | 1
| 60383771 | 56921.5647 | 56162.4033 | 759.1614 | 1 |  | -4857.0789 | 6375.4018 | 6451.3179 | -4932.995 | -10549.2354 | 0
| 60383772 | 2139.3966 | 8593.12 | -6453.7234 | 0 |  | -7313.0354 | -5594.4114 | -6239.7837 | -6667.6631 | -7526.975 | 1
| 60383773 | 40456.6281 | 61893.5082 | -21436.8801 | 0 |  | -27626.2309 | -15247.5293 | -17391.2173 | -25482.5429 | -31671.8937 | 1
| 60383775 | 314.4593 | 3944.9819 | -3630.5226 | 0 |  | -4025.0208 | -3236.0244 | -3599.0767 | -3661.9686 | -4056.4668 | 1
| 60383800 | 48908.6182 | 49548.1574 | -639.5392 | 0 |  | -5594.3549 | 4315.2765 | 4251.3226 | -5530.401 | -10485.2168 | 1
| 60383804 | 1560.9498 | 6405.3563 | -4844.4065 | 0 |  | -5484.9422 | -4203.8709 | -4688.3115 | -5000.5015 | -5641.0371 | 1
| 60383810 | 934.3714 | 5679.3128 | -4744.9414 | 0 |  | -5312.8727 | -4177.0102 | -4651.5043 | -4838.3786 | -5406.3099 | 1
| 60383841 | 9733.6803 | 28549.4287 | -18815.7484 | 0 |  | -21670.6913 | -15960.8056 | -17842.3804 | -19789.1165 | -22644.0593 | 1
| 60383854 | 44695.1874 | 70561.131 | -25865.9436 | 0 |  | -32922.0567 | -18809.8305 | -21396.4249 | -30335.4624 | -37391.5755 | 1
| 60383865 | 18202.133 | 27334.8776 | -9132.7446 | 0 |  | -11866.2324 | -6399.2569 | -7312.5313 | -10952.9579 | -13686.4457 | 1
| 60383866 | 29165.9704 | 35112.7197 | -5946.7493 | 0 |  | -9458.0213 | -2435.4773 | -3030.1523 | -8863.3464 | -12374.6183 | 1
| 60383867 | 118.361 | 1149.1463 | -1030.7853 | 0 |  | -1145.6999 | -915.8707 | -1018.9492 | -1042.6214 | -1157.536 | 1
| 60383868 | 22901.6235 | 32184.7162 | -9283.0927 | 0 |  | -12501.5643 | -6064.6211 | -6992.9304 | -11573.2551 | -14791.7267 | 1
| 60383871 | 23796.4658 | 30046.1328 | -6249.667 | 0 |  | -9254.2803 | -3245.0537 | -3870.0204 | -8629.3136 | -11633.9269 | 1
| 60383872 | 61304.8837 | 49402.391 | 11902.4927 | 1 |  | 6962.2536 | 16842.7318 | 18032.9811 | 5772.0043 | 831.7652 | 1
| 60383875 | 166319.3119 | 89170.5096 | 77148.8023 | 1 |  | 68231.7514 | 86065.8533 | 93780.7335 | 60516.8712 | 51599.8202 | 1
| 60383876 | 39354.655 | 42358.4511 | -3003.7961 | 0 |  | -7239.6412 | 1232.049 | 931.6694 | -6939.2616 | -11175.1067 | 1
| 60383877 | 2611.3778 | 9558.7274 | -6947.3496 | 0 |  | -7903.2223 | -5991.4768 | -6686.2118 | -7208.4874 | -8164.3601 | 1
| 60383913 | 83192.9921 | 235750.954 | -152557.9618 | 0 |  | -176133.0572 | -128982.8664 | -144238.6626 | -160877.2611 | -184452.3564 | 1
| 60383914 | 67449.3997 | 212072.6596 | -144623.26 | 0 |  | -165830.5259 | -123415.994 | -137878.32 | -151368.1999 | -172575.4659 | 1
| 60383924 | 11216.363 | 31259.3587 | -20042.9957 | 0 |  | -23168.9316 | -16917.0599 | -18921.3594 | -21164.632 | -24290.5679 | 1
| 60383927 | 55087.9749 | 50474.9782 | 4612.9966 | 1 |  | -434.5012 | 9660.4945 | 10121.7941 | -895.8009 | -5943.2987 | 0
| 60383928 | 55167.8864 | 50513.0043 | 4654.8821 | 1 |  | -396.4183 | 9706.1826 | 10171.6708 | -861.9065 | -5913.2069 | 0
| 60383945 | 2478780.4872 | 998220.7584 | 1480559.7288 | 1 |  | 1380737.6529 | 1580381.8046 | 1728437.7775 | 1232681.6801 | 1132859.6042 | 1
| 60383946 | 390935.8665 | 395192.1684 | -4256.3019 | 0 |  | -43775.5187 | 35262.915 | 34837.2848 | -43349.8885 | -82869.1053 | 1
| 60383947 | 57958.9935 | 150915.7026 | -92956.7091 | 0 |  | -108048.2794 | -77865.1388 | -87160.8097 | -98752.6084 | -113844.1787 | 1
| 60383964 | 1290.0749 | 7336.9938 | -6046.9189 | 0 |  | -6780.6183 | -5313.2195 | -5917.9114 | -6175.9264 | -6909.6258 | 1
| 60383965 | 5839.0398 | 17547.4871 | -11708.4473 | 0 |  | -13463.196 | -9953.6986 | -11124.5433 | -12292.3513 | -14047.1 | 1
| 60383998 | 532817.1763 | 445454.6793 | 87362.497 | 1 |  | 42817.0291 | 131907.9649 | 140644.2146 | 34080.7794 | -10464.6885 | 0
| 60384012 | 47.2305 | 1006.0584 | -958.828 | 0 |  | -1059.4338 | -858.2221 | -954.1049 | -963.551 | -1064.1569 | 1
| 60384030 | 7438.6703 | 15030.9251 | -7592.2548 | 0 |  | -9095.3473 | -6089.1623 | -6848.3878 | -8336.1219 | -9839.2144 | 1
| 60384041 | 426.8001 | 5026.4397 | -4599.6396 | 0 |  | -5102.2836 | -4096.9957 | -4556.9596 | -4642.3196 | -5144.9636 | 1
| 60384055 | 29620.1437 | 62665.1132 | -33044.9695 | 0 |  | -39311.4808 | -26778.4582 | -30082.9551 | -36006.9839 | -42273.4952 | 1
| 60384056 | 42219.4617 | 75201.2179 | -32981.7562 | 0 |  | -40501.8779 | -25461.6344 | -28759.81 | -37203.7023 | -44723.8241 | 1
| 60384061 | 70514.6407 | 160758.2712 | -90243.6305 | 0 |  | -106319.4576 | -74167.8034 | -83192.1664 | -97295.0946 | -113370.9217 | 1
| 60384071 | 146.4809 | 1566.4185 | -1419.9376 | 0 |  | -1576.5794 | -1263.2957 | -1405.2895 | -1434.5857 | -1591.2275 | 1
| 60384072 | 1340.9282 | 7195.7905 | -5854.8623 | 0 |  | -6574.4413 | -5135.2832 | -5720.7694 | -5988.9551 | -6708.5341 | 1
| 60384073 | 19453.1855 | 32354.5658 | -12901.3802 | 0 |  | -16136.8368 | -9665.9237 | -10956.0617 | -14846.6988 | -18082.1554 | 1
| 60384076 | 693.2093 | 8210.2735 | -7517.0642 | 0 |  | -8338.0915 | -6696.0368 | -7447.7432 | -7586.3851 | -8407.4124 | 1
| 60384079 | 103390.9407 | 97200.7662 | 6190.1745 | 1 |  | -3529.9021 | 15910.2511 | 16529.2686 | -4148.9196 | -13868.9962 | 0
| 60384080 | 17175.0305 | 38359.5557 | -21184.5251 | 0 |  | -25020.4807 | -17348.5696 | -19467.0221 | -22902.0282 | -26737.9837 | 1
| 60384081 | 1206510.5853 | 345158.9504 | 861351.6349 | 1 |  | 826835.7398 | 895867.5299 | 982002.6934 | 740700.5763 | 706184.6813 | 1
| 60384082 | 38391.1117 | 59917.1647 | -21526.053 | 0 |  | -27517.7695 | -15534.3366 | -17686.9419 | -25365.1642 | -31356.8807 | 1
| 60384083 | 74690.1568 | 84360.3123 | -9670.1556 | 0 |  | -18106.1868 | -1234.1243 | -2201.1399 | -17139.1712 | -25575.2025 | 1
| 60384088 | 58400.4841 | 46468.3033 | 11932.1808 | 1 |  | 7285.3505 | 16579.0112 | 17772.2293 | 6092.1324 | 1445.3021 | 1
| 60384089 | 7430.7616 | 15362.512 | -7931.7504 | 0 |  | -9468.0016 | -6395.4992 | -7188.6743 | -8674.8266 | -10211.0778 | 1
| 60384115 | 188767.5099 | 340280.1819 | -151512.672 | 0 |  | -185540.6901 | -117484.6538 | -132635.921 | -170389.4229 | -204417.4411 | 1
| 60384116 | 39278.3911 | 154115.5318 | -114837.1407 | 0 |  | -130248.6939 | -99425.5876 | -110909.3016 | -118764.9799 | -134176.533 | 1
| 60384122 | 2068.9052 | 10813.8395 | -8744.9343 | 0 |  | -9826.3183 | -7663.5503 | -8538.0438 | -8951.8248 | -10033.2088 | 1
| 60384130 | 384.5853 | 4985.7131 | -4601.1277 | 0 |  | -5099.699 | -4102.5564 | -4562.6692 | -4639.5862 | -5138.1576 | 1
| 60384131 | 6570.3133 | 25852.0697 | -19281.7564 | 0 |  | -21866.9634 | -16696.5495 | -18624.7251 | -19938.7878 | -22523.9947 | 1
| 60384132 | 120.6873 | 927.8349 | -807.1476 | 0 |  | -899.9311 | -714.3641 | -795.0789 | -819.2163 | -911.9998 | 1
| 60384133 | 313.9096 | 3876.1869 | -3562.2773 | 0 |  | -3949.896 | -3174.6586 | -3530.8864 | -3593.6683 | -3981.287 | 1
| 60384143 | 1110.5269 | 9570.7639 | -8460.237 | 0 |  | -9417.3134 | -7503.1606 | -8349.1843 | -8571.2897 | -9528.3661 | 1
| 60384159 | 127231.7088 | 84952.1564 | 42279.5524 | 1 |  | 33784.3368 | 50774.768 | 55002.7233 | 29556.3815 | 21061.1659 | 1
| 60384160 | 1553.2973 | 6997.5482 | -5444.2509 | 0 |  | -6144.0057 | -4744.4961 | -5288.9212 | -5599.5806 | -6299.3354 | 1
| 60384166 | 1635.201 | 28471.4087 | -26836.2077 | 0 |  | -29683.3486 | -23989.0668 | -26672.6876 | -26999.7278 | -29846.8687 | 1
| 60384190 | 19.1159 | 416.6227 | -397.5067 | 0 |  | -439.169 | -355.8445 | -395.5951 | -399.4183 | -441.0806 | 1
| 60384191 | 2447.1483 | 13612.6092 | -11165.4609 | 0 |  | -12526.7218 | -9804.2 | -10920.7461 | -11410.1757 | -12771.4366 | 1
| 60384193 | 16561.6692 | 29396.6484 | -12834.9792 | 0 |  | -15774.6441 | -9895.3144 | -11178.8123 | -14491.1461 | -17430.811 | 1
| 60384194 | 21451.96 | 28430.7875 | -6978.8275 | 0 |  | -9821.9063 | -4135.7488 | -4833.6315 | -9124.0235 | -11967.1023 | 1
| 60384196 | 12647.1487 | 29049.1121 | -16401.9635 | 0 |  | -19306.8747 | -13497.0522 | -15137.2486 | -17666.6783 | -20571.5895 | 1
| 60384216 | 46054.2669 | 78631.0626 | -32576.7958 | 0 |  | -40439.902 | -24713.6895 | -27971.3691 | -37182.2225 | -45045.3287 | 1
| 60384217 | 212.1822 | 3794.7336 | -3582.5514 | 0 |  | -3962.0248 | -3203.0781 | -3561.3332 | -3603.7696 | -3983.243 | 1
| 60384218 | 150940.3694 | 143981.3833 | 6958.9862 | 1 |  | -7439.1522 | 21357.1245 | 22053.0231 | -8135.0508 | -22533.1891 | 0
| 60384228 | 282.3428 | 8452.5876 | -8170.2447 | 0 |  | -9015.5035 | -7324.986 | -8142.0104 | -8198.479 | -9043.7378 | 1
| 60384229 | 62731.7849 | 151512.3558 | -88780.5709 | 0 |  | -103931.8065 | -73629.3353 | -82507.3924 | -95053.7494 | -110204.985 | 1
| 60384242 | 289249.1025 | 162507.058 | 126742.0445 | 1 |  | 110491.3387 | 142992.7503 | 155666.9548 | 97817.1343 | 81566.4285 | 1
| 60384243 | 83859.5084 | 86571.1093 | -2711.6009 | 0 |  | -11368.7118 | 5945.5101 | 5674.35 | -11097.5517 | -19754.6626 | 1
| 60384246 | 18076.469 | 30797.527 | -12721.058 | 0 |  | -15800.8107 | -9641.3053 | -10913.4111 | -14528.7049 | -17608.4576 | 1
| 60384251 | 37.2196 | 1052.2887 | -1015.0691 | 0 |  | -1120.298 | -909.8402 | -1011.3471 | -1018.7911 | -1124.0199 | 1
| 60384252 | 1826.9067 | 14400.725 | -12573.8183 | 0 |  | -14013.8908 | -11133.7458 | -12391.1276 | -12756.509 | -14196.5815 | 1
| 60384253 | 3115.9107 | 19366.0748 | -16250.164 | 0 |  | -18186.7715 | -14313.5566 | -15938.573 | -16561.7551 | -18498.3626 | 1
| 60384254 | 258236.4488 | 333469.4956 | -75233.0468 | 0 |  | -108579.9964 | -41886.0973 | -49409.402 | -101056.6917 | -134403.6413 | 1
| 60384256 | 6285.242 | 16544.8677 | -10259.6258 | 0 |  | -11914.1125 | -8605.139 | -9631.1016 | -10888.15 | -12542.6367 | 1
| 60384276 | 3403.1717 | 11154.2992 | -7751.1275 | 0 |  | -8866.5574 | -6635.6976 | -7410.8103 | -8091.4447 | -9206.8746 | 1
| 60384294 | 111.4065 | 5212.9815 | -5101.5749 | 0 |  | -5622.8731 | -4580.2768 | -5090.4343 | -5112.7156 | -5634.0137 | 1
| 60384295 | 24810.5787 | 101965.8288 | -77155.2501 | 0 |  | -87351.833 | -66958.6672 | -74674.1922 | -79636.308 | -89832.8909 | 1
| 60384307 | 9287.1037 | 34813.0345 | -25525.9308 | 0 |  | -29007.2343 | -22044.6274 | -24597.2205 | -26454.6412 | -29935.9446 | 1
| 60384332 | 487987.5108 | 154177.0045 | 333810.5063 | 1 |  | 318392.8058 | 349228.2067 | 382609.2574 | 285011.7552 | 269594.0547 | 1
| 60384334 | 537088.1786 | 447244.639 | 89843.5397 | 1 |  | 45119.0758 | 134568.0036 | 143552.3575 | 36134.7218 | -8589.7421 | 0
| 60384336 | 4323.314 | 5067.7167 | -744.4027 | 0 |  | -1251.1744 | -237.6311 | -312.0713 | -1176.7341 | -1683.5058 | 1
| 60384337 | 4523.4318 | 5291.7133 | -768.2815 | 0 |  | -1297.4529 | -239.1102 | -315.9383 | -1220.6247 | -1749.796 | 1
| 60384340 | 46872.7825 | 35767.9095 | 11104.8731 | 1 |  | 7528.0821 | 14681.664 | 15792.1513 | 6417.5948 | 2840.8039 | 1
| 60384346 | 3375.871 | 3333.5317 | 42.3392 | 1 |  | -291.0139 | 375.6924 | 379.9263 | -295.2479 | -628.601 | 0
| 60384347 | 22254.8756 | 14012.7211 | 8242.1545 | 1 |  | 6840.8824 | 9643.4267 | 10467.6421 | 6016.667 | 4615.3949 | 1
| 60384352 | 24557.1359 | 22379.2969 | 2177.839 | 1 |  | -60.0906 | 4415.7687 | 4633.5526 | -277.8745 | -2515.8042 | 0
| 60384354 | 4654.5048 | 4133.2051 | 521.2997 | 1 |  | 107.9791 | 934.6202 | 986.7501 | 55.8492 | -357.4713 | 0
| 60384355 | 15611.0079 | 12853.6625 | 2757.3454 | 1 |  | 1471.9792 | 4042.7117 | 4318.4462 | 1196.2446 | -89.1216 | 0
| 60384356 | 24588.7654 | 18056.2175 | 6532.5479 | 1 |  | 4726.9262 | 8338.1697 | 8991.4245 | 4073.6714 | 2268.0496 | 1
| 60384358 | 5824.867 | 4785.3819 | 1039.485 | 1 |  | 560.9468 | 1518.0232 | 1621.9717 | 456.9983 | -21.5399 | 0
| 60384359 | 8348.3534 | 7822.8199 | 525.5335 | 1 |  | -256.7485 | 1307.8154 | 1360.3688 | -309.3019 | -1091.5839 | 0
| 60384360 | 1696.6164 | 1679.6993 | 16.9171 | 1 |  | -151.0528 | 184.887 | 186.5787 | -152.7445 | -320.7145 | 0
| 60384361 | 4408.9986 | 4263.6405 | 145.3581 | 1 |  | -281.0059 | 571.7222 | 586.258 | -295.5417 | -721.9058 | 0
| 60384367 | 4358.9047 | 3876.1869 | 482.7178 | 1 |  | 95.0991 | 870.3365 | 918.6083 | 46.8273 | -340.7914 | 0
| 60384368 | 17049.4446 | 11129.9343 | 5919.5103 | 1 |  | 4806.5169 | 7032.5037 | 7624.4548 | 4214.5658 | 3101.5724 | 1
| 60384372 | 12181.4713 | 9801.3648 | 2380.1064 | 1 |  | 1399.97 | 3360.2429 | 3598.2536 | 1161.9593 | 181.8228 | 1
| 60384377 | 6666.4409 | 8427.6658 | -1761.2249 | 0 |  | -2603.9915 | -918.4583 | -1094.5808 | -2427.869 | -3270.6356 | 1
| 60384378 | 4143.1121 | 5379.771 | -1236.6589 | 0 |  | -1774.636 | -698.6818 | -822.3476 | -1650.9701 | -2188.9472 | 1
| 60384379 | 12155.1982 | 14587.8475 | -2432.6493 | 0 |  | -3891.4341 | -973.8646 | -1217.1295 | -3648.1691 | -5106.9539 | 1
| 60384383 | 28104.432 | 68986.3735 | -40881.9414 | 0 |  | -47780.5788 | -33983.3041 | -38071.4982 | -43692.3846 | -50591.022 | 1
| 60384392 | 31634.5107 | 27781.0822 | 3853.4285 | 1 |  | 1075.3203 | 6631.5367 | 7016.8796 | 689.9774 | -2088.1308 | 0
| 60384401 | 1157.8207 | 1166.2133 | -8.3926 | 0 |  | -125.0139 | 108.2288 | 107.3895 | -124.1746 | -240.796 | 1
| 60384402 | 32035.3367 | 22892.7829 | 9142.5537 | 1 |  | 6853.2755 | 11431.832 | 12346.0874 | 5939.0201 | 3649.7418 | 1
| 60384403 | 8093.888 | 6613.1282 | 1480.7598 | 1 |  | 819.447 | 2142.0726 | 2290.1486 | 671.371 | 10.0582 | 1
| 60384405 | 29235.2637 | 21172.3569 | 8062.9067 | 1 |  | 5945.671 | 10180.1424 | 10986.4331 | 5139.3804 | 3022.1447 | 1
| 60384406 | 16083.044 | 12493.7269 | 3589.3171 | 1 |  | 2339.9444 | 4838.6898 | 5197.6215 | 1981.0127 | 731.64 | 1
| 60384407 | 58889.8381 | 45522.4937 | 13367.3445 | 1 |  | 8815.0951 | 17919.5938 | 19256.3283 | 7478.3607 | 2926.1113 | 1
| 60384408 | 1208.1023 | 1216.296 | -8.1937 | 0 |  | -129.8233 | 113.4359 | 112.6165 | -129.004 | -250.6336 | 1
| 60384409 | 43138.6545 | 25044.1409 | 18094.5135 | 1 |  | 15590.0994 | 20598.9276 | 22408.379 | 13780.6481 | 11276.234 | 1
| 60384416 | 16718.2462 | 14771.6678 | 1946.5784 | 1 |  | 469.4116 | 3423.7452 | 3618.403 | 274.7538 | -1202.413 | 0
| 60384435 | 117979.861 | 71859.4307 | 46120.4302 | 1 |  | 38934.4872 | 53306.3733 | 57918.4163 | 34322.4441 | 27136.5011 | 1
| 60401629 | 169359.2936 | 162355.7089 | 7003.5847 | 1 |  | -9231.9862 | 23239.1556 | 23939.514 | -9932.3447 | -26167.9156 | 0
| 60401644 | 197.5854 | 1947.1857 | -1749.6003 | 0 |  | -1944.3189 | -1554.8818 | -1729.8418 | -1769.3589 | -1964.0774 | 1
| 60401645 | 142.113 | 1909.1597 | -1767.0467 | 0 |  | -1957.9626 | -1576.1307 | -1752.8354 | -1781.258 | -1972.174 | 1
| 60401649 | 668.6557 | 6229.4226 | -5560.7668 | 0 |  | -6183.7091 | -4937.8246 | -5493.9013 | -5627.6324 | -6250.5747 | 1
| 60401667 | 1660.6465 | 8586.7823 | -6926.1358 | 0 |  | -7784.814 | -6067.4575 | -6760.0711 | -7092.2004 | -7950.8787 | 1
| 60401671 | 925.0854 | 8576.263 | -7651.1776 | 0 |  | -8508.8039 | -6793.5513 | -7558.669 | -7743.6861 | -8601.3124 | 1
| 60401676 | 546842.6314 | 168440.8181 | 378401.8133 | 1 |  | 361557.7314 | 395245.8951 | 433086.0764 | 323717.5501 | 306873.4683 | 1
| 60401693 | 8925.303 | 28171.838 | -19246.535 | 0 |  | -22063.7188 | -16429.3512 | -18354.0047 | -20139.0653 | -22956.2491 | 1
| 60401694 | 1391.7935 | 10620.3008 | -9228.5073 | 0 |  | -10290.5374 | -8166.4772 | -9089.3279 | -9367.6866 | -10429.7167 | 1
| 60401695 | 21358.9982 | 43992.4923 | -22633.4941 | 0 |  | -27032.7433 | -18234.2449 | -20497.5943 | -24769.3939 | -29168.6432 | 1
| 60401696 | 30870.4676 | 53041.5147 | -22171.0471 | 0 |  | -27475.1986 | -16866.8957 | -19084.0004 | -25258.0939 | -30562.2454 | 1
| 60401722 | 1188.9606 | 8710.0005 | -7521.0399 | 0 |  | -8392.04 | -6650.0399 | -7402.1439 | -7639.936 | -8510.9361 | 1
| 60401728 | 17691.1048 | 39753.0677 | -22061.9629 | 0 |  | -26037.2697 | -18086.6561 | -20292.8524 | -23831.0734 | -27806.3802 | 1
| 60401729 | 2334.2708 | 14659.9447 | -12325.6738 | 0 |  | -13791.6683 | -10859.6794 | -12092.2467 | -12559.1009 | -14025.0954 | 1
| 60401730 | 2312.1206 | 14586.7468 | -12274.6262 | 0 |  | -13733.3009 | -10815.9515 | -12043.4141 | -12505.8382 | -13964.5129 | 1
| 60401735 | 62217.9133 | 78338.271 | -16120.3577 | 0 |  | -23954.1848 | -8286.5306 | -9898.5664 | -22342.149 | -30175.9761 | 1
| 60401736 | 8917750.5897 | 908874.1921 | 8008876.3976 | 1 |  | 7917988.9784 | 8099763.8168 | 8900651.4566 | 7117101.3387 | 7026213.9195 | 1
| 60401748 | 3632.3556 | 17604.9221 | -13972.5665 | 0 |  | -15733.0587 | -12212.0743 | -13609.3309 | -14335.8021 | -16096.2943 | 1
| 60401749 | 598.9663 | 6724.8513 | -6125.885 | 0 |  | -6798.3701 | -5453.3999 | -6065.9884 | -6185.7816 | -6858.2667 | 1
| 60401750 | 4882.611 | 20528.9859 | -15646.3748 | 0 |  | -17699.2734 | -13593.4762 | -15158.1137 | -16134.6359 | -18187.5345 | 1
| 60401762 | 6267.8116 | 15687.5077 | -9419.6962 | 0 |  | -10988.447 | -7850.9454 | -8792.915 | -10046.4773 | -11615.2281 | 1
| 60401763 | 1578.9836 | 7517.2371 | -5938.2535 | 0 |  | -6689.9772 | -5186.5298 | -5780.3551 | -6096.1518 | -6847.8755 | 1
| 60401785 | 2487.1173 | 10667.8196 | -8180.7023 | 0 |  | -9247.4843 | -7113.9204 | -7931.9906 | -8429.4141 | -9496.196 | 1
| 60401786 | 37369.583 | 43470.5854 | -6101.0024 | 0 |  | -10448.0609 | -1753.9439 | -2364.0441 | -9837.9607 | -14185.0192 | 1
| 60401787 | 7179.9967 | 19624.2148 | -12444.2181 | 0 |  | -14406.6396 | -10481.7967 | -11726.2185 | -13162.2178 | -15124.6393 | 1
| 60401797 | 2514.536 | 14749.6534 | -12235.1174 | 0 |  | -13710.0827 | -10760.152 | -11983.6638 | -12486.571 | -13961.5363 | 1
| 60401798 | 24369.109 | 47490.0314 | -23120.9224 | 0 |  | -27869.9255 | -18371.9192 | -20684.0115 | -25557.8333 | -30306.8364 | 1
| 60401810 | 339243.1925 | 217206.2577 | 122036.9348 | 1 |  | 100316.309 | 143757.5606 | 155961.254 | 88112.6155 | 66391.9898 | 1
| 60401811 | 4295.5932 | 23770.6074 | -19475.0142 | 0 |  | -21852.0749 | -17097.9535 | -19045.4549 | -19904.5735 | -22281.6343 | 1
| 60401812 | 91872.472 | 112666.9886 | -20794.5165 | 0 |  | -32061.2154 | -9527.8177 | -11607.2693 | -29981.7637 | -41248.4626 | 1
| 60401818 | 932.5021 | 5590.0784 | -4657.5763 | 0 |  | -5216.5842 | -4098.5685 | -4564.3261 | -4750.8266 | -5309.8344 | 1
| 60401820 | 292097.5903 | 178289.1871 | 113808.4031 | 1 |  | 95979.4844 | 131637.3218 | 143018.1622 | 84598.6441 | 66769.7254 | 1
| 60401821 | 804.2869 | 8657.7163 | -7853.4294 | 0 |  | -8719.2011 | -6987.6578 | -7773.0007 | -7933.8581 | -8799.6297 | 1
| 60401822 | 44161.5362 | 68857.2158 | -24695.6796 | 0 |  | -31581.4012 | -17809.958 | -20279.526 | -29111.8332 | -35997.5548 | 1
| 60401823 | 11291.8186 | 34444.2932 | -23152.4746 | 0 |  | -26596.9039 | -19708.0452 | -22023.2927 | -24281.6564 | -27726.0857 | 1
| 60401849 | 348450.4999 | 198249.1005 | 150201.3994 | 1 |  | 130376.4893 | 170026.3095 | 185046.4494 | 115356.3494 | 95531.4394 | 1
| 60401850 | 6810.2464 | 27063.9629 | -20253.7165 | 0 |  | -22960.1128 | -17547.3202 | -19572.6919 | -20934.7412 | -23641.1375 | 1
| 60401851 | 316834.5156 | 189005.801 | 127828.7146 | 1 |  | 108928.1345 | 146729.2947 | 159512.1662 | 96145.263 | 77244.683 | 1
| 60401852 | 22257.0115 | 58370.6526 | -36113.6411 | 0 |  | -41950.7064 | -30276.5758 | -33887.94 | -38339.3423 | -44176.4075 | 1
| 60401853 | 3895.5951 | 23982.4961 | -20086.901 | 0 |  | -22485.1506 | -17688.6514 | -19697.3415 | -20476.4605 | -22874.7101 | 1
| 60401865 | 301576.9813 | 216907.9624 | 84669.0189 | 1 |  | 62978.2227 | 106359.8151 | 114826.717 | 54511.3208 | 32820.5245 | 1
| 60401880 | 5010.1703 | 18580.1604 | -13569.9901 | 0 |  | -15428.0061 | -11711.9741 | -13068.9731 | -14071.0071 | -15929.0232 | 1
| 60401881 | 2428.3924 | 15126.0998 | -12697.7074 | 0 |  | -14210.3173 | -11185.0974 | -12454.8681 | -12940.5466 | -14453.1566 | 1
| 60401882 | 150013.2939 | 124021.4699 | 25991.824 | 1 |  | 13589.677 | 38393.971 | 40993.1534 | 10990.4946 | -1411.6524 | 0
| 60401883 | 1677.3054 | 12448.047 | -10770.7417 | 0 |  | -12015.5464 | -9525.937 | -10603.0111 | -10938.4722 | -12183.2769 | 1
| 60401884 | 707734.8503 | 270279.1429 | 437455.7074 | 1 |  | 410427.7931 | 464483.6217 | 508229.1924 | 366682.2223 | 339654.3081 | 1
| 60401894 | 23233.2661 | 59653.5422 | -36420.2761 | 0 |  | -42385.6303 | -30454.9219 | -34096.9495 | -38743.6027 | -44708.9569 | 1
| 60401902 | 247.0298 | 3591.6507 | -3344.6209 | 0 |  | -3703.7859 | -2985.4558 | -3319.9179 | -3369.3239 | -3728.4889 | 1
| 60401903 | 189982.5279 | 137461.266 | 52521.2619 | 1 |  | 38775.1353 | 66267.3885 | 71519.5147 | 33523.0091 | 19776.8825 | 1
| 60401907 | 13569.2184 | 27256.7975 | -13687.5791 | 0 |  | -16413.2589 | -10961.8994 | -12330.6573 | -15044.501 | -17770.1807 | 1
| 60401911 | 236655.022 | 110546.9634 | 126108.0586 | 1 |  | 115053.3623 | 137162.755 | 149773.5608 | 102442.5564 | 91387.8601 | 1
| 60401912 | 2275.8587 | 12087.4577 | -9811.599 | 0 |  | -11020.3447 | -8602.8532 | -9584.0131 | -10039.1848 | -11247.9306 | 1
| 60401913 | 49708.055 | 59214.1181 | -9506.0631 | 0 |  | -15427.475 | -3584.6513 | -4535.2576 | -14476.8686 | -20398.2805 | 1
| 60401915 | 240173.0342 | 117098.3396 | 123074.6947 | 1 |  | 111364.8607 | 134784.5286 | 147091.9981 | 99057.3912 | 87347.5573 | 1
| 60401947 | 235084.0754 | 115842.9739 | 119241.1015 | 1 |  | 107656.8041 | 130825.3989 | 142749.5091 | 95732.694 | 84148.3966 | 1
| 60401948 | 8230.5653 | 35199.3874 | -26968.8221 | 0 |  | -30488.7608 | -23448.8834 | -26145.7656 | -27791.8786 | -31311.8174 | 1
| 60401949 | 2832.2863 | 20339.6619 | -17507.3757 | 0 |  | -19541.3419 | -15473.4095 | -17224.147 | -17790.6043 | -19824.5705 | 1
| 60401950 | 13464.9908 | 45232.4538 | -31767.4631 | 0 |  | -36290.7085 | -27244.2177 | -30420.964 | -33113.9622 | -37637.2075 | 1
| 60401954 | 7233.1353 | 25009.4683 | -17776.333 | 0 |  | -20277.2798 | -15275.3862 | -17053.0195 | -18499.6465 | -21000.5933 | 1
| 60401959 | 13383.1574 | 27064.1324 | -13680.9749 | 0 |  | -16387.3882 | -10974.5617 | -12342.6592 | -15019.2907 | -17725.7039 | 1
| 60401969 | 213500.7869 | 100270.5583 | 113230.2287 | 1 |  | 103203.1728 | 123257.2845 | 134580.3074 | 91880.15 | 81853.0942 | 1
| 60401970 | 5072.934 | 14823.8101 | -9750.8761 | 0 |  | -11233.2571 | -8268.4951 | -9243.5827 | -10258.1695 | -11740.5505 | 1
| 60401972 | 82144.315 | 76337.4884 | 5806.8266 | 1 |  | -1826.9222 | 13440.5755 | 14021.2581 | -2407.6049 | -10041.3537 | 0
| 60401974 | 10757.1538 | 32655.6225 | -21898.4688 | 0 |  | -25164.031 | -18632.9065 | -20822.7534 | -22974.1842 | -26239.7464 | 1
| 60401977 | 10135.5937 | 33181.7669 | -23046.1732 | 0 |  | -26364.3498 | -19727.9965 | -22032.6138 | -24059.7325 | -27377.9092 | 1
| 60401982 | 265867.072 | 203614.5621 | 62252.5099 | 1 |  | 41891.0537 | 82613.9661 | 88839.2171 | 35665.8027 | 15304.3465 | 1
| 60402006 | 83986.4117 | 68934.0758 | 15052.3359 | 1 |  | 8158.9283 | 21945.7435 | 23450.9771 | 6653.6947 | -239.7129 | 0
| 60402008 | 3018.0885 | 16071.6186 | -13053.5301 | 0 |  | -14660.692 | -11446.3682 | -12751.7213 | -13355.339 | -14962.5008 | 1
| 60402009 | 2495.1459 | 14546.5705 | -12051.4245 | 0 |  | -13506.0816 | -10596.7675 | -11801.9099 | -12300.9391 | -13755.5962 | 1
| 60402015 | 42519.0343 | 48828.9586 | -6309.9243 | 0 |  | -11192.8202 | -1427.0285 | -2058.0209 | -10561.8278 | -15444.7236 | 1
| 60402023 | 462.3107 | 4458.6776 | -3996.3669 | 0 |  | -4442.2346 | -3550.4991 | -3950.1358 | -4042.5979 | -4488.4657 | 1
| 60402024 | 107986.8663 | 78267.4356 | 29719.4306 | 1 |  | 21892.6871 | 37546.1742 | 40518.1173 | 18920.744 | 11094.0004 | 1
| 60402025 | 37943.056 | 46084.7475 | -8141.6915 | 0 |  | -12750.1663 | -3533.2168 | -4347.3859 | -11935.9971 | -16544.4718 | 1
| 60402026 | 7788.3992 | 17571.5703 | -9783.1711 | 0 |  | -11540.3281 | -8026.014 | -9004.3311 | -10562.011 | -12319.168 | 1
| 60402037 | 4146.2254 | 18754.6246 | -14608.3991 | 0 |  | -16483.8616 | -12732.9367 | -14193.7766 | -15023.0217 | -16898.4841 | 1
| 60402069 | 121.234 | 1758.0697 | -1636.8356 | 0 |  | -1812.6426 | -1461.0287 | -1624.7122 | -1648.959 | -1824.766 | 1
| 60402075 | 571.1633 | 7569.6542 | -6998.4909 | 0 |  | -7755.4563 | -6241.5255 | -6941.3746 | -7055.6073 | -7812.5727 | 1
| 60402078 | 75174.8962 | 86686.1345 | -11511.2384 | 0 |  | -20179.8518 | -2842.6249 | -3993.7487 | -19028.728 | -27697.3414 | 1
| 60402098 | 156.1131 | 2678.8063 | -2522.6933 | 0 |  | -2790.5739 | -2254.8126 | -2507.082 | -2538.3046 | -2806.1852 | 1
| 60402145 | 1156340.9517 | 326787.9269 | 829553.0247 | 1 |  | 796874.232 | 862231.8174 | 945187.1199 | 713918.9296 | 681240.1369 | 1
| 60402146 | 2636431.5063 | 496470.0309 | 2139961.4754 | 1 |  | 2090314.4723 | 2189608.4785 | 2403604.626 | 1876318.3248 | 1826671.3217 | 1
| 60402152 | 2583.7935 | 14575.1892 | -11991.3957 | 0 |  | -13448.9146 | -10533.8767 | -11733.0163 | -12249.775 | -13707.2939 | 1
| 60402157 | 246.1929 | 3521.2094 | -3275.0165 | 0 |  | -3627.1375 | -2922.8956 | -3250.3972 | -3299.6358 | -3651.7568 | 1
| 60402199 | 153869.7958 | 104759.4032 | 49110.3926 | 1 |  | 38634.4523 | 59586.3329 | 64497.3722 | 33723.413 | 23247.4727 | 1
| 60402211 | 11225.9096 | 31685.8879 | -20459.9783 | 0 |  | -23628.567 | -17291.3895 | -19337.3873 | -21582.5692 | -24751.158 | 1
| 60402217 | 2495.1459 | 14546.5705 | -12051.4245 | 0 |  | -13506.0816 | -10596.7675 | -11801.9099 | -12300.9391 | -13755.5962 | 1
| 60402241 | 8124.1085 | 26843.2684 | -18719.16 | 0 |  | -21403.4868 | -16034.8331 | -17906.7491 | -19531.5708 | -22215.8977 | 1
| 60420571 | 5605.518 | 14846.8792 | -9241.3612 | 0 |  | -10726.0492 | -7756.6733 | -8680.8094 | -9801.913 | -11286.601 | 1
| 60420612 | 1120.573 | 7504.3083 | -6383.7353 | 0 |  | -7134.1661 | -5633.3045 | -6271.678 | -6495.7926 | -7246.2234 | 1
| 60420623 | 1223.4464 | 7189.1993 | -5965.753 | 0 |  | -6684.6729 | -5246.833 | -5843.4083 | -6088.0976 | -6807.0175 | 1
| 60420673 | 437.7883 | 3261.365 | -2823.5767 | 0 |  | -3149.7132 | -2497.4402 | -2779.7978 | -2867.3555 | -3193.492 | 1
| 60420674 | 1778980.7644 | 289479.9209 | 1489500.8435 | 1 |  | 1460552.8514 | 1518448.8356 | 1667398.9199 | 1311602.7671 | 1282654.775 | 1
| 60420706 | 55.5102 | 1232.8069 | -1177.2966 | 0 |  | -1300.5773 | -1054.016 | -1171.7456 | -1182.8477 | -1306.1283 | 1
| 60420717 | 15.8892 | 514.0364 | -498.1472 | 0 |  | -549.5509 | -446.7436 | -496.5583 | -499.7362 | -551.1398 | 1
| 60420759 | 49.3606 | 767.8721 | -718.5115 | 0 |  | -795.2987 | -641.7243 | -713.5754 | -723.4476 | -800.2348 | 1
| 60420766 | 19166.5278 | 45993.602 | -26827.0742 | 0 |  | -31426.4344 | -22227.714 | -24910.4214 | -28743.727 | -33343.0872 | 1
| 60420818 | 70296.5776 | 49105.0275 | 21191.5501 | 1 |  | 16281.0473 | 26102.0528 | 28221.2078 | 14161.8923 | 9251.3896 | 1
| 60420838 | 606.5958 | 5488.1687 | -4881.5728 | 0 |  | -5430.3897 | -4332.756 | -4820.9133 | -4942.2324 | -5491.0493 | 1
| 60420848 | 39.9375 | 804.0763 | -764.1387 | 0 |  | -844.5464 | -683.7311 | -760.145 | -768.1325 | -848.5401 | 1
| 60420854 | 17164.2937 | 39869.744 | -22705.4503 | 0 |  | -26692.4247 | -18718.4759 | -20989.0209 | -24421.8797 | -28408.8541 | 1
| 60420855 | 134728.344 | 103610.2611 | 31118.0829 | 1 |  | 20757.0568 | 41479.109 | 44590.9173 | 17645.2485 | 7284.2224 | 1
| 60420883 | 4551822.9453 | 609701.689 | 3942121.2563 | 1 |  | 3881151.0874 | 4003091.4252 | 4397303.5508 | 3486938.9617 | 3425968.7928 | 1
| 60420895 | 137240.0649 | 157957.7806 | -20717.7157 | 0 |  | -36513.4937 | -4921.9376 | -6993.7092 | -34441.7222 | -50237.5002 | 1
| 60420904 | 20.0979 | 260.8585 | -240.7606 | 0 |  | -266.8465 | -214.6748 | -238.7509 | -242.7704 | -268.8563 | 1
| 60420912 | 13538.3921 | 31808.0678 | -18269.6757 | 0 |  | -21450.4825 | -15088.8689 | -16915.8365 | -19623.5149 | -22804.3217 | 1
| 60420913 | 32576.9243 | 55840.0964 | -23263.172 | 0 |  | -28847.1817 | -17679.1624 | -20005.4796 | -26520.8645 | -32104.8741 | 1
| 60420990 | 1138013.0981 | 304078.9643 | 833934.1338 | 1 |  | 803526.2374 | 864342.0302 | 947735.4436 | 720132.824 | 689724.9276 | 1
| 60421029 | 1704.9044 | 10729.1683 | -9024.2638 | 0 |  | -10097.1807 | -7951.347 | -8853.7734 | -9194.7543 | -10267.6711 | 1
| 60421037 | 1008636.4656 | 431024.4979 | 577611.9676 | 1 |  | 534509.5179 | 620714.4174 | 678475.6142 | 476748.3211 | 433645.8713 | 1
| 60421064 | 2421226.0295 | 470025.2232 | 1951200.8063 | 1 |  | 1904198.2839 | 1998203.3286 | 2193323.4092 | 1709078.2033 | 1662075.681 | 1
| 60421079 | 1015.3757 | 5560.1646 | -4544.7889 | 0 |  | -5100.8054 | -3988.7725 | -4443.2514 | -4646.3265 | -5202.343 | 1
| 60421095 | 57.7244 | 1409.4725 | -1351.748 | 0 |  | -1492.6953 | -1210.8008 | -1345.9756 | -1357.5205 | -1498.4677 | 1
| 60421111 | 197864.9073 | 133357.7803 | 64507.127 | 1 |  | 51171.3489 | 77842.905 | 84293.6177 | 44720.6363 | 31384.8582 | 1
| 60421112 | 17351.8028 | 38514.7572 | -21162.9545 | 0 |  | -25014.4302 | -17311.4787 | -19427.7742 | -22898.1347 | -26749.6105 | 1
| 60421113 | 310041.7345 | 167288.0371 | 142753.6974 | 1 |  | 126024.8937 | 159482.5011 | 173757.8709 | 111749.524 | 95020.7203 | 1
| 60421118 | 2299.0329 | 13479.9724 | -11180.9395 | 0 |  | -12528.9367 | -9832.9422 | -10951.0362 | -11410.8428 | -12758.84 | 1
| 60421119 | 717.6524 | 6987.3731 | -6269.7207 | 0 |  | -6968.4581 | -5570.9834 | -6197.9555 | -6341.486 | -7040.2233 | 1
| 60421120 | 2773.7462 | 14933.4737 | -12159.7275 | 0 |  | -13653.0749 | -10666.3802 | -11882.3529 | -12437.1022 | -13930.4495 | 1
| 60421121 | 140830.4147 | 119496.4083 | 21334.0064 | 1 |  | 9384.3656 | 33283.6472 | 35417.0479 | 7250.9649 | -4698.6759 | 0
| 60421133 | 277109.7299 | 109023.3875 | 168086.3424 | 1 |  | 157184.0037 | 178988.6812 | 195797.3154 | 140375.3694 | 129473.0307 | 1
| 60421134 | 11469.2601 | 21091.2587 | -9621.9986 | 0 |  | -11731.1244 | -7512.8727 | -8475.0726 | -10768.9246 | -12878.0505 | 1
| 60421135 | 48368.9123 | 44739.6404 | 3629.2719 | 1 |  | -844.6921 | 8103.236 | 8466.1632 | -1207.6193 | -5681.5834 | 0
| 60421136 | 80731.6191 | 58203.8935 | 22527.7256 | 1 |  | 16707.3362 | 28348.1149 | 30600.8875 | 14454.5637 | 8634.1743 | 1
| 60421137 | 592.3128 | 3878.9075 | -3286.5947 | 0 |  | -3674.4855 | -2898.704 | -3227.3634 | -3345.826 | -3733.7167 | 1
| 60421145 | 588373.5177 | 218351.5572 | 370021.9605 | 1 |  | 348186.8048 | 391857.1162 | 428859.3123 | 311184.6087 | 289349.453 | 1
| 60421146 | 11.1662 | 336.2701 | -325.1039 | 0 |  | -358.7309 | -291.4769 | -323.9873 | -326.2205 | -359.8475 | 1
| 60421147 | 290.2806 | 4037.9928 | -3747.7122 | 0 |  | -4151.5115 | -3343.9129 | -3718.6842 | -3776.7403 | -4180.5395 | 1
| 60421173 | 30332.4467 | 53639.7563 | -23307.3096 | 0 |  | -28671.2852 | -17943.3339 | -20274.0649 | -26340.5542 | -31704.5299 | 1
| 60421174 | 7723.0285 | 26238.4226 | -18515.3941 | 0 |  | -21139.2364 | -15891.5519 | -17743.0913 | -19287.697 | -21911.5392 | 1
| 60421197 | 255.76 | 3829.4063 | -3573.6463 | 0 |  | -3956.5869 | -3190.7056 | -3548.0702 | -3599.2223 | -3982.1629 | 1
| 60421207 | 772308.2868 | 276322.0979 | 495986.1889 | 1 |  | 468353.9791 | 523618.3987 | 573217.0176 | 418755.3602 | 391123.1504 | 1
| 60421208 | 24775.2914 | 48344.7408 | -23569.4493 | 0 |  | -28403.9234 | -18734.9753 | -21091.9202 | -26046.9785 | -30881.4526 | 1
| 60421261 | 96929.0183 | 98897.5267 | -1968.5083 | 0 |  | -11858.261 | 7921.2443 | 7724.3935 | -11661.4102 | -21551.1628 | 1
| 60421262 | 71718.3066 | 84873.7984 | -13155.4918 | 0 |  | -21642.8716 | -4668.112 | -5983.6611 | -20327.3225 | -28814.7023 | 1
| 60421263 | 223.4488 | 3600.4564 | -3377.0076 | 0 |  | -3737.0532 | -3016.962 | -3354.6627 | -3399.3525 | -3759.3981 | 1
| 60421264 | 84935.4146 | 92487.4814 | -7552.0669 | 0 |  | -16800.815 | 1696.6813 | 941.4746 | -16045.6083 | -25294.3565 | 1
| 60421265 | 294037.6743 | 173292.4669 | 120745.2074 | 1 |  | 103415.9608 | 138074.4541 | 150148.9749 | 91341.44 | 74012.1933 | 1
| 60421266 | 918241.8296 | 307319.4852 | 610922.3445 | 1 |  | 580190.3959 | 641654.293 | 702746.5274 | 519098.1615 | 488366.213 | 1
| 60421267 | 41316.3589 | 64083.9418 | -22767.5829 | 0 |  | -29175.9771 | -16359.1887 | -18635.947 | -26899.2188 | -33307.613 | 1
| 60421268 | 17010.4621 | 40624.2879 | -23613.8258 | 0 |  | -27676.2546 | -19551.397 | -21912.7796 | -25314.872 | -29377.3008 | 1
| 60421269 | 3935.724 | 18841.5815 | -14905.8575 | 0 |  | -16790.0156 | -13021.6993 | -14512.2851 | -15299.4299 | -17183.588 | 1
| 60421270 | 55250.5632 | 69809.8893 | -14559.3262 | 0 |  | -21540.3151 | -7578.3372 | -9034.2698 | -20084.3825 | -27065.3714 | 1
| 60421274 | 213600.9249 | 99649.9736 | 113950.9513 | 1 |  | 103985.954 | 123915.9487 | 135311.0438 | 92590.8588 | 82625.8615 | 1
| 60421275 | 6696.5574 | 16529.4038 | -9832.8464 | 0 |  | -11485.7868 | -8179.906 | -9163.1906 | -10502.5021 | -12155.4425 | 1
| 60421276 | 10647.6108 | 21187.3377 | -10539.727 | 0 |  | -12658.4607 | -8420.9932 | -9474.9659 | -11604.488 | -13723.2218 | 1
| 60421297 | 335925.414 | 118936.7709 | 216988.6431 | 1 |  | 205094.966 | 228882.3202 | 250581.1845 | 183396.1017 | 171502.4246 | 1
| 60421305 | 2795.4692 | 9701.9587 | -6906.4895 | 0 |  | -7876.6854 | -5936.2937 | -6626.9426 | -7186.0365 | -8156.2323 | 1
| 60421306 | 11915.7322 | 21399.2694 | -9483.5373 | 0 |  | -11623.4642 | -7343.6103 | -8291.9641 | -10675.1105 | -12815.0374 | 1
| 60421315 | 82789.0932 | 82676.4259 | 112.6674 | 1 |  | -8154.9752 | 8380.3099 | 8391.5767 | -8166.242 | -16433.8846 | 0
| 60421316 | 280673.2763 | 127774.7784 | 152898.4978 | 1 |  | 140121.02 | 165675.9757 | 180965.8255 | 124831.1702 | 112053.6924 | 1
| 60421319 | 3578.8725 | 16760.1192 | -13181.2467 | 0 |  | -14857.2586 | -11505.2348 | -12823.3595 | -13539.134 | -15215.1459 | 1
| 60421361 | 108078.666 | 102488.0766 | 5590.5894 | 1 |  | -4658.2183 | 15839.397 | 16398.456 | -5217.2772 | -15466.0849 | 0
| 60421366 | 40715.964 | 40934.5034 | -218.5393 | 0 |  | -4311.9897 | 3874.911 | 3853.0571 | -4290.1357 | -8383.5861 | 1
| 60421372 | 1424.5592 | 6953.6915 | -5529.1323 | 0 |  | -6224.5015 | -4833.7632 | -5386.6764 | -5671.5882 | -6366.9574 | 1
| 60421375 | 4797.5204 | 17553.1883 | -12755.6679 | 0 |  | -14510.9867 | -11000.3491 | -12275.9158 | -13235.4199 | -14990.7387 | 1
| 60421376 | 88958.308 | 80064.751 | 8893.557 | 1 |  | 887.0819 | 16900.0321 | 17789.3878 | -2.2738 | -8008.7489 | 0
| 60421377 | 1286.2502 | 8478.8493 | -7192.599 | 0 |  | -8040.484 | -6344.7141 | -7063.974 | -7321.2241 | -8169.109 | 1
| 60421378 | 1261869.3377 | 305432.8504 | 956436.4873 | 1 |  | 925893.2023 | 986979.7724 | 1082623.4211 | 830249.5535 | 799706.2685 | 1
| 60421410 | 49538.8095 | 44817.467 | 4721.3425 | 1 |  | 239.5958 | 9203.0892 | 9675.2235 | -232.5384 | -4714.2851 | 0
| 60421434 | 1080.9072 | 12806.8819 | -11725.9747 | 0 |  | -13006.6628 | -10445.2865 | -11617.8839 | -11834.0654 | -13114.7536 | 1
| 60421435 | 57.2571 | 2133.7465 | -2076.4894 | 0 |  | -2289.864 | -1863.1147 | -2070.7636 | -2082.2151 | -2295.5897 | 1
| 60421436 | 37921.7087 | 58790.027 | -20868.3183 | 0 |  | -26747.321 | -14989.3156 | -17076.1475 | -24660.4892 | -30539.4919 | 1
| 60421437 | 448622.8972 | 205622.2761 | 243000.6211 | 1 |  | 222438.3935 | 263562.8487 | 287862.9108 | 198138.3314 | 177576.1038 | 1
| 60421438 | 862.096 | 7765.5824 | -6903.4864 | 0 |  | -7680.0447 | -6126.9282 | -6817.2768 | -6989.696 | -7766.2543 | 1
| 60421439 | 389651.3886 | 191535.8068 | 198115.5818 | 1 |  | 178962.0011 | 217269.1625 | 237080.7207 | 159150.4429 | 139996.8623 | 1
| 60421440 | 210013.1648 | 140241.6857 | 69771.4791 | 1 |  | 55747.3105 | 83795.6476 | 90772.7955 | 48770.1626 | 34745.994 | 1
| 60421441 | 331448.1633 | 176542.8942 | 154905.2691 | 1 |  | 137250.9797 | 172559.5585 | 188050.0854 | 121760.4527 | 104106.1633 | 1
| 60421442 | 108263.2575 | 100295.992 | 7967.2655 | 1 |  | -2062.3337 | 17996.8647 | 18793.5913 | -2859.0602 | -12888.6594 | 0
| 60421451 | 4887.7001 | 20118.9675 | -15231.2674 | 0 |  | -17243.1642 | -13219.3707 | -14742.4974 | -15720.0375 | -17731.9342 | 1
| 60421458 | 3023.7218 | 14711.5066 | -11687.7848 | 0 |  | -13158.9355 | -10216.6341 | -11385.4126 | -11990.157 | -13461.3076 | 1
| 60421475 | 124718.0657 | 110199.1734 | 14518.8923 | 1 |  | 3498.975 | 25538.8097 | 26990.6989 | 2047.0858 | -8972.8316 | 0
| 60421516 | 717.7048 | 9307.1414 | -8589.4366 | 0 |  | -9520.1507 | -7658.7224 | -8517.6661 | -8661.207 | -9591.9212 | 1
| 60421539 | 91.9286 | 1806.8325 | -1714.904 | 0 |  | -1895.5872 | -1534.2207 | -1705.7111 | -1724.0968 | -1904.7801 | 1
| 60421542 | 55.2526 | 1250.4184 | -1195.1658 | 0 |  | -1320.2076 | -1070.124 | -1189.6405 | -1200.691 | -1325.7329 | 1
| 60421543 | 229.5532 | 3461.2153 | -3231.6621 | 0 |  | -3577.7837 | -2885.5406 | -3208.7068 | -3254.6175 | -3600.739 | 1
| 60421544 | 33354.6565 | 56159.3053 | -22804.6488 | 0 |  | -28420.5793 | -17188.7182 | -19469.1831 | -26140.1144 | -31756.0449 | 1
| 60421559 | 15711.7784 | 38529.0666 | -22817.2882 | 0 |  | -26670.1948 | -18964.3815 | -21246.1103 | -24388.466 | -28241.3727 | 1
| 60421560 | 4254.1469 | 19333.6035 | -15079.4566 | 0 |  | -17012.8169 | -13146.0962 | -14654.0419 | -15504.8712 | -17438.2316 | 1
| 60421573 | 428.2704 | 4981.8605 | -4553.5902 | 0 |  | -5051.7762 | -4055.4041 | -4510.7631 | -4596.4172 | -5094.6033 | 1
| 60421574 | 154834.2439 | 125624.1188 | 29210.1251 | 1 |  | 16647.7133 | 41772.537 | 44693.5495 | 13726.7007 | 1164.2889 | 1
| 60421578 | 1098.3172 | 8741.3711 | -7643.0539 | 0 |  | -8517.191 | -6768.9168 | -7533.2222 | -7752.8856 | -8627.0227 | 1
| 60421589 | 6182.1855 | 22672.0885 | -16489.903 | 0 |  | -18757.1119 | -14222.6942 | -15871.6845 | -17108.1216 | -19375.3304 | 1
| 60421597 | 4052123.8916 | 435259.5127 | 3616864.3789 | 1 |  | 3573338.4276 | 3660390.3301 | 4022076.768 | 3211651.9897 | 3168126.0384 | 1
| 60421598 | 188491.6491 | 89512.9972 | 98978.6519 | 1 |  | 90027.3521 | 107929.9516 | 117827.8168 | 80129.487 | 71178.1872 | 1
| 60421614 | 38363.7699 | 58172.5229 | -19808.753 | 0 |  | -25626.0053 | -13991.5007 | -15972.376 | -23645.13 | -29462.3822 | 1
| 60421635 | 305.7941 | 4028.6367 | -3722.8426 | 0 |  | -4125.7062 | -3319.9789 | -3692.2632 | -3753.422 | -4156.2857 | 1
| 60421663 | 942.6283 | 7960.4099 | -7017.7816 | 0 |  | -7813.8226 | -6221.7406 | -6923.5188 | -7112.0444 | -7908.0854 | 1
| 60421664 | 10734.554 | 30212.5736 | -19478.0196 | 0 |  | -22499.277 | -16456.7623 | -18404.5642 | -20551.475 | -23572.7324 | 1
| 60421673 | 267.1677 | 3790.3307 | -3523.163 | 0 |  | -3902.1961 | -3144.1299 | -3496.4462 | -3549.8798 | -3928.9129 | 1
| 60421681 | 288.239 | 4129.9029 | -3841.664 | 0 |  | -4254.6543 | -3428.6737 | -3812.8401 | -3870.4879 | -4283.4782 | 1
| 60421682 | 8306.7802 | 27922.5248 | -19615.7446 | 0 |  | -22407.997 | -16823.4921 | -18785.0665 | -20446.4226 | -23238.6751 | 1
| 60421701 | 343.3403 | 4485.4356 | -4142.0953 | 0 |  | -4590.6389 | -3693.5517 | -4107.7613 | -4176.4293 | -4624.9729 | 1
| 60421716 | 742.1684 | 6909.7723 | -6167.6039 | 0 |  | -6858.5811 | -5476.6267 | -6093.387 | -6241.8207 | -6932.798 | 1
| 60421717 | 115.1586 | 2065.5018 | -1950.3433 | 0 |  | -2156.8935 | -1743.7931 | -1938.8274 | -1961.8591 | -2168.4093 | 1
| 60421720 | 883.5219 | 4851.6131 | -3968.0912 | 0 |  | -4453.2525 | -3482.9299 | -3879.739 | -4056.4434 | -4541.6047 | 1
| 60421752 | 58.8368 | 1149.1521 | -1090.3153 | 0 |  | -1205.2305 | -975.4001 | -1084.4317 | -1096.199 | -1211.1142 | 1
| 60421763 | 18186.1207 | 39958.352 | -21772.2314 | 0 |  | -25768.0666 | -17776.3961 | -19953.6193 | -23590.8434 | -27586.6786 | 1
| 60421764 | 538.6494 | 5735.3037 | -5196.6543 | 0 |  | -5770.1846 | -4623.1239 | -5142.7893 | -5250.5192 | -5824.0496 | 1
| 60421765 | 91288.3696 | 91432.9913 | -144.6217 | 0 |  | -9287.9208 | 8998.6775 | 8984.2153 | -9273.4586 | -18416.7577 | 1
| 60421766 | 2955.0006 | 15140.4091 | -12185.4086 | 0 |  | -13699.4495 | -10671.3677 | -11889.9085 | -12480.9086 | -13994.9495 | 1
| 60421794 | 5027.705 | 13377.5538 | -8349.8488 | 0 |  | -9687.6042 | -7012.0934 | -7847.0783 | -8852.6193 | -10190.3747 | 1
| 60421822 | 57.5177 | 789.9272 | -732.4095 | 0 |  | -811.4022 | -653.4168 | -726.6577 | -738.1613 | -817.154 | 1
| 60421870 | 9045.2774 | 22729.9266 | -13684.6492 | 0 |  | -15957.6419 | -11411.6565 | -12780.1214 | -14589.1769 | -16862.1696 | 1
| 60421894 | 192.1374 | 3561.9312 | -3369.7938 | 0 |  | -3725.9869 | -3013.6007 | -3350.58 | -3389.0075 | -3745.2007 | 1
| 60421896 | 1171.2092 | 11500.8771 | -10329.6679 | 0 |  | -11479.7557 | -9179.5802 | -10212.547 | -10446.7889 | -11596.8766 | 1
| 60421899 | 6395214.8737 | 776829.0209 | 5618385.8528 | 1 |  | 5540702.9507 | 5696068.7549 | 6257907.3402 | 4978864.3655 | 4901181.4634 | 1
| 60421938 | 496026.3478 | 218756.6223 | 277269.7255 | 1 |  | 255394.0632 | 299145.3877 | 326872.3602 | 227667.0907 | 205791.4284 | 1
| 60421939 | 794361.7444 | 280150.4035 | 514211.3409 | 1 |  | 486196.3006 | 542226.3813 | 593647.5154 | 434775.1665 | 406760.1262 | 1
| 60422036 | 947.368 | 8023.7014 | -7076.3334 | 0 |  | -7878.7035 | -6273.9632 | -6981.5966 | -7171.0702 | -7973.4403 | 1
| 60422037 | 7959.4221 | 25925.2676 | -17965.8455 | 0 |  | -20558.3723 | -15373.3187 | -17169.9033 | -18761.7877 | -21354.3145 | 1
| 60422098 | 104395.6615 | 97884.8639 | 6510.7976 | 1 |  | -3277.6888 | 16299.284 | 16950.3637 | -3928.7686 | -13717.255 | 0
| 60422108 | 1464.8342 | 10304.9444 | -8840.1102 | 0 |  | -9870.6046 | -7809.6157 | -8693.6268 | -8986.5936 | -10017.088 | 1
| 60422159 | 42029.8019 | 41337.5792 | 692.2227 | 1 |  | -3441.5352 | 4825.9807 | 4895.2029 | -3510.7575 | -7644.5154 | 0
| 60422160 | 67197.3407 | 52643.7289 | 14553.6118 | 1 |  | 9289.2389 | 19817.9847 | 21273.3459 | 7833.8777 | 2569.5048 | 1
| 60422161 | 1253518.7352 | 232145.3022 | 1021373.4331 | 1 |  | 998158.9029 | 1044587.9633 | 1146725.3066 | 896021.5596 | 872807.0293 | 1
| 60422162 | 1184.0206 | 6128.5269 | -4944.5062 | 0 |  | -5557.3589 | -4331.6535 | -4826.1042 | -5062.9083 | -5675.761 | 1
| 60422163 | 117302.2449 | 72693.0746 | 44609.1703 | 1 |  | 37339.8628 | 51878.4778 | 56339.3948 | 32878.9458 | 25609.6383 | 1
| 60422164 | 560.9349 | 3869.0208 | -3308.0859 | 0 |  | -3694.988 | -2921.1838 | -3251.9924 | -3364.1794 | -3751.0815 | 1
| 60422170 | 2964438.1182 | 534485.061 | 2429953.0572 | 1 |  | 2376504.5511 | 2483401.5633 | 2726396.869 | 2133509.2454 | 2080060.7393 | 1
| 60422171 | 421124.1686 | 200544.1026 | 220580.0661 | 1 |  | 200525.6558 | 240634.4763 | 262692.4829 | 178467.6492 | 158413.2389 | 1
| 60422172 | 31086.5069 | 53439.4252 | -22352.9183 | 0 |  | -27696.8608 | -17008.9758 | -19244.2676 | -25461.569 | -30805.5115 | 1
| 60422175 | 9251806.7546 | 950104.9769 | 8301701.7776 | 1 |  | 8206691.2799 | 8396712.2753 | 9226882.4531 | 7376521.1022 | 7281510.6045 | 1
| 60422176 | 368.2903 | 4687.4178 | -4319.1276 | 0 |  | -4787.8693 | -3850.3858 | -4282.2985 | -4355.9566 | -4824.6984 | 1
| 60422177 | 416912.3306 | 199531.4398 | 217380.8908 | 1 |  | 197427.7469 | 237334.0348 | 259072.1239 | 175689.6578 | 155736.5138 | 1
| 60422178 | 12775.4488 | 33505.929 | -20730.4802 | 0 |  | -24081.0732 | -17379.8873 | -19452.9354 | -22008.0251 | -25358.618 | 1
| 60422189 | 2587.0957 | 14327.5271 | -11740.4314 | 0 |  | -13173.1841 | -10307.6787 | -11481.7219 | -11999.141 | -13431.8937 | 1
| 60422228 | 406185.9941 | 198913.9357 | 207272.0585 | 1 |  | 187380.6649 | 227163.452 | 247890.6579 | 166653.4591 | 146762.0655 | 1
| 60422232 | 386966.7962 | 192965.6426 | 194001.1536 | 1 |  | 174704.5893 | 213297.7179 | 232697.8332 | 155304.474 | 136007.9097 | 1
| 60422248 | 59945.4511 | 52095.1402 | 7850.3109 | 1 |  | 2640.7969 | 13059.8249 | 13844.856 | 1855.7658 | -3353.7482 | 0
| 60422249 | 30778.3073 | 36927.5749 | -6149.2676 | 0 |  | -9842.0251 | -2456.5101 | -3071.4369 | -9227.0983 | -12919.8558 | 1
| 60422250 | 330.1173 | 2771.0828 | -2440.9655 | 0 |  | -2718.0738 | -2163.8572 | -2407.9538 | -2473.9772 | -2751.0855 | 1
| 60422265 | 20681.92 | 65760.8893 | -45078.9694 | 0 |  | -51655.0583 | -38502.8804 | -43010.7774 | -47147.1614 | -53723.2503 | 1
| 60422277 | 148421.1927 | 79372.4718 | 69048.721 | 1 |  | 61111.4738 | 76985.9682 | 83890.8402 | 54206.6017 | 46269.3545 | 1
| 60422278 | 33095.4376 | 36730.3466 | -3634.909 | 0 |  | -7307.9437 | 38.1256 | -325.3653 | -6944.4528 | -10617.4875 | 1
| 60422279 | 89200.555 | 84119.2546 | 5081.3004 | 1 |  | -3330.625 | 13493.2259 | 14001.3559 | -3838.7551 | -12250.6805 | 0
| 60422280 | 503691.139 | 201880.3771 | 301810.7619 | 1 |  | 281622.7242 | 321998.7996 | 352179.8758 | 251441.648 | 231253.6103 | 1
| 60422281 | 97791.1375 | 96285.5172 | 1505.6203 | 1 |  | -8122.9314 | 11134.172 | 11284.734 | -8273.4935 | -17902.0452 | 0
| 60422293 | 36461.053 | 58234.7136 | -21773.6606 | 0 |  | -27597.132 | -15950.1893 | -18127.5553 | -25419.7659 | -31243.2373 | 1
| 60422294 | 19111.3037 | 43102.0095 | -23990.7058 | 0 |  | -28300.9068 | -19680.5049 | -22079.5754 | -25901.8362 | -30212.0371 | 1
| 60422297 | 11720.1461 | 33448.1412 | -21727.9952 | 0 |  | -25072.8093 | -18383.181 | -20555.9806 | -22900.0098 | -26244.8239 | 1
| 60422298 | 137.3028 | 2586.1426 | -2448.8398 | 0 |  | -2707.454 | -2190.2255 | -2435.1095 | -2462.5701 | -2721.1843 | 1
| 60422343 | 251954.9178 | 156354.031 | 95600.8868 | 1 |  | 79965.4837 | 111236.2899 | 120796.3786 | 70405.395 | 54769.9919 | 1
| 60422474 | 254.1578 | 3783.7264 | -3529.5686 | 0 |  | -3907.9412 | -3151.196 | -3504.1528 | -3554.9844 | -3933.357 | 1
| 60422506 | 85524.2725 | 89581.0292 | -4056.7567 | 0 |  | -13014.8597 | 4901.3462 | 4495.6705 | -12609.184 | -21567.2869 | 1
| 60422537 | 57217.1541 | 72490.6939 | -15273.5397 | 0 |  | -22522.6091 | -8024.4703 | -9551.8243 | -20995.2551 | -28244.3245 | 1
| 60422538 | 19918.1715 | 42186.7605 | -22268.589 | 0 |  | -26487.2651 | -18049.913 | -20276.7719 | -24260.4062 | -28479.0822 | 1
| 60422539 | 2333.2812 | 13539.9617 | -11206.6805 | 0 |  | -12560.6766 | -9852.6843 | -10973.3524 | -11440.0086 | -12794.0048 | 1
| 60422540 | 3163.9544 | 15985.7624 | -12821.808 | 0 |  | -14420.3843 | -11223.2318 | -12505.4126 | -13138.2035 | -14736.7797 | 1
| 60422560 | 71747.0696 | 83218.3149 | -11471.2454 | 0 |  | -19793.0768 | -3149.4139 | -4296.5384 | -18645.9523 | -26967.7838 | 1
| 60422561 | 246.6134 | 3712.1796 | -3465.5661 | 0 |  | -3836.7841 | -3094.3482 | -3440.9048 | -3490.2275 | -3861.4454 | 1
| 60422582 | 126075.9353 | 73869.3462 | 52206.5891 | 1 |  | 44819.6545 | 59593.5237 | 64814.1826 | 39598.9956 | 32212.0609 | 1
| 60422583 | 123092.2258 | 72972.9461 | 50119.2797 | 1 |  | 42821.9851 | 57416.5743 | 62428.5023 | 37810.0571 | 30512.7625 | 1
| 60422586 | 1176.4635 | 9601.5841 | -8425.1206 | 0 |  | -9385.279 | -7464.9622 | -8307.4742 | -8542.7669 | -9502.9253 | 1
| 60422587 | 39198.674 | 61859.9362 | -22661.2623 | 0 |  | -28847.2559 | -16475.2686 | -18741.3949 | -26581.1297 | -32767.1233 | 1
| 60422588 | 10618.5675 | 31518.5784 | -20900.0108 | 0 |  | -24051.8687 | -17748.153 | -19838.1541 | -21961.8676 | -25113.7254 | 1
| 60422591 | 697.8272 | 7109.5531 | -6411.7259 | 0 |  | -7122.6812 | -5700.7706 | -6341.9432 | -6481.5086 | -7192.4639 | 1
| 60422598 | 133.3716 | 2418.2827 | -2284.9111 | 0 |  | -2526.7394 | -2043.0828 | -2271.574 | -2298.2483 | -2540.0766 | 1
| 60422645 | 105136.7631 | 101023.0178 | 4113.7453 | 1 |  | -5988.5565 | 14216.0471 | 14627.4216 | -6399.931 | -16502.2328 | 0
| 60422651 | 7013.4761 | 24324.8202 | -17311.3441 | 0 |  | -19743.8261 | -14878.8621 | -16609.9965 | -18012.6917 | -20445.1737 | 1
| 60422680 | 12655.827 | 26278.2613 | -13622.4343 | 0 |  | -16250.2604 | -10994.6081 | -12356.8516 | -14888.017 | -17515.8431 | 1
| 60422681 | 433.2139 | 3867.2462 | -3434.0323 | 0 |  | -3820.7569 | -3047.3077 | -3390.7109 | -3477.3537 | -3864.0783 | 1
| 60422684 | 73532.0822 | 82370.2098 | -8838.1276 | 0 |  | -17075.1486 | -601.1066 | -1484.9194 | -16191.3358 | -24428.3568 | 1
| 60422685 | 374755.2846 | 187770.2423 | 186985.0423 | 1 |  | 168208.0181 | 205762.0665 | 224460.5708 | 149509.5138 | 130732.4896 | 1
| 60422686 | 1167392.4218 | 332518.8277 | 834873.5941 | 1 |  | 801621.7113 | 868125.4768 | 951612.8362 | 718134.3519 | 684882.4691 | 1
| 60422687 | 595845.6756 | 237145.2574 | 358700.4182 | 1 |  | 334985.8925 | 382414.9439 | 418284.9858 | 299115.8506 | 275401.3249 | 1
| 60422688 | 21014.4749 | 45266.0258 | -24251.5509 | 0 |  | -28778.1535 | -19724.9483 | -22150.1034 | -26352.9984 | -30879.601 | 1
| 60422689 | 36803.9665 | 60364.6076 | -23560.6411 | 0 |  | -29597.1019 | -17524.1803 | -19880.2445 | -27241.0378 | -33277.4985 | 1
| 60422690 | 165041.6752 | 126937.8286 | 38103.8467 | 1 |  | 25410.0638 | 50797.6295 | 54608.0142 | 21599.6791 | 8905.8963 | 1
| 60422691 | 82868.5063 | 89527.0939 | -6658.5876 | 0 |  | -15611.297 | 2294.1218 | 1628.263 | -14945.4382 | -23898.1476 | 1
| 60422719 | 6837.7586 | 22746.6581 | -15908.8994 | 0 |  | -18183.5652 | -13634.2336 | -15225.1236 | -16592.6753 | -18867.3411 | 1
| 60422741 | 12430.7312 | 33620.404 | -21189.6728 | 0 |  | -24551.7132 | -17827.6324 | -19946.5997 | -22432.7459 | -25794.7863 | 1
| 60422763 | 749391.4887 | 268007.256 | 481384.2327 | 1 |  | 454583.5071 | 508184.9583 | 556323.3815 | 406445.0838 | 379644.3582 | 1
| 60422776 | 11328.8484 | 32861.4572 | -21532.6088 | 0 |  | -24818.7545 | -18246.4631 | -20399.724 | -22665.4936 | -25951.6394 | 1
| 60422777 | 20663.514 | 42753.6315 | -22090.1175 | 0 |  | -26365.4806 | -17814.7543 | -20023.7661 | -24156.4689 | -28431.832 | 1
| 60422780 | 2740.8574 | 14551.5237 | -11810.6663 | 0 |  | -13265.8187 | -10355.5139 | -11536.5805 | -12084.752 | -13539.9044 | 1
| 60422798 | 1161.1984 | 9405.6558 | -8244.4575 | 0 |  | -9185.023 | -7303.8919 | -8128.3376 | -8360.5773 | -9301.1429 | 1
| 60422838 | 1937.2059 | 12451.8995 | -10514.6937 | 0 |  | -11759.8836 | -9269.5037 | -10320.9731 | -10708.4143 | -11953.6042 | 1
| 60422912 | 3094.7819 | 15985.7624 | -12890.9805 | 0 |  | -14489.5567 | -11292.4042 | -12581.5023 | -13200.4586 | -14799.0349 | 1
| 60422913 | 187930.6524 | 134035.8241 | 53894.8284 | 1 |  | 40491.2459 | 67298.4108 | 72687.8936 | 35101.7631 | 21698.1807 | 1
| 60422914 | 4108.3838 | 18623.6388 | -14515.255 | 0 |  | -16377.6189 | -12652.8911 | -14104.4166 | -14926.0934 | -16788.4573 | 1
| 60422963 | 226.2938 | 1291.3636 | -1065.0698 | 0 |  | -1194.2062 | -935.9334 | -1042.4404 | -1087.6992 | -1216.8355 | 1
| 60422979 | 516691.746 | 218637.7445 | 298054.0015 | 1 |  | 276190.227 | 319917.7759 | 349723.1761 | 246384.8269 | 224521.0524 | 1
| 60422997 | 5303.1801 | 17371.0464 | -12067.8663 | 0 |  | -13804.9709 | -10330.7617 | -11537.5483 | -12598.1843 | -14335.2889 | 1
| 60423005 | 6337349.4538 | 772055.1965 | 5565294.2573 | 1 |  | 5488088.7376 | 5642499.7769 | 6199029.2026 | 4931559.3119 | 4854353.7922 | 1
| 60423006 | 2342.2685 | 12030.874 | -9688.6055 | 0 |  | -10891.6929 | -8485.5181 | -9454.3787 | -9922.8324 | -11125.9198 | 1
| 60423007 | 13888.8975 | 33219.1914 | -19330.2938 | 0 |  | -22652.213 | -16008.3747 | -17941.4041 | -20719.1836 | -24041.1027 | 1
| 60423008 | 35513.4784 | 54907.7862 | -19394.3078 | 0 |  | -24885.0864 | -13903.5291 | -15842.9599 | -22945.6556 | -28436.4342 | 1
| 60423013 | 837.5506 | 3688.2704 | -2850.7198 | 0 |  | -3219.5469 | -2481.8928 | -2766.9648 | -2934.4749 | -3303.3019 | 1
| 60423019 | 4083.4095 | 17125.008 | -13041.5985 | 0 |  | -14754.0993 | -11329.0977 | -12633.2575 | -13449.9394 | -15162.4402 | 1
| 60423038 | 5511101.6761 | 719752.8155 | 4791348.8606 | 1 |  | 4719373.5791 | 4863324.1422 | 5342459.0282 | 4240238.693 | 4168263.4114 | 1
| 60423040 | 8173.0171 | 24809.6875 | -16636.6704 | 0 |  | -19117.6391 | -14155.7016 | -15819.3687 | -17453.9721 | -19934.9408 | 1
| 60423041 | 274591.2699 | 158191.6837 | 116399.5863 | 1 |  | 100580.4179 | 132218.7546 | 143858.7133 | 88940.4593 | 73121.2909 | 1
| 60423042 | 74288.0954 | 80782.4207 | -6494.3253 | 0 |  | -14572.5673 | 1583.9168 | 934.4843 | -13923.1348 | -22001.3769 | 1
| 60423057 | 148.4021 | 1738.0375 | -1589.6354 | 0 |  | -1763.4392 | -1415.8317 | -1574.7952 | -1604.4756 | -1778.2794 | 1
| 60423060 | 46734.933 | 63119.1604 | -16384.2273 | 0 |  | -22696.1434 | -10072.3113 | -11710.734 | -21057.7206 | -27369.6367 | 1
| 60423064 | 14348.4786 | 33636.9148 | -19288.4362 | 0 |  | -22652.1277 | -15924.7447 | -17853.5883 | -20723.2841 | -24086.9755 | 1
| 60423073 | 5760.4075 | 20481.6549 | -14721.2474 | 0 |  | -16769.4129 | -12673.0819 | -14145.2066 | -15297.2881 | -17345.4536 | 1
| 60423074 | 114.8172 | 1402.3178 | -1287.5006 | 0 |  | -1427.7324 | -1147.2688 | -1276.0189 | -1298.9823 | -1439.2141 | 1
| 60423077 | 86.089 | 1461.2063 | -1375.1174 | 0 |  | -1521.238 | -1228.9967 | -1366.5085 | -1383.7263 | -1529.8469 | 1
| 60423078 | 2567.5644 | 15606.0139 | -13038.4494 | 0 |  | -14599.0508 | -11477.848 | -12781.693 | -13295.2059 | -14855.8072 | 1
| 60423092 | 2787.2583 | 8496.2804 | -5709.022 | 0 |  | -6558.6501 | -4859.394 | -5430.2962 | -5987.7479 | -6837.3759 | 1
| 60423116 | 151.3268 | 1975.7931 | -1824.4663 | 0 |  | -2022.0456 | -1626.887 | -1809.3336 | -1839.599 | -2037.1783 | 1
| 60423117 | 743.4495 | 6373.1711 | -5629.7216 | 0 |  | -6267.0387 | -4992.4045 | -5555.3766 | -5704.0665 | -6341.3836 | 1
| 60423118 | 152.8911 | 1992.3039 | -1839.4128 | 0 |  | -2038.6432 | -1640.1824 | -1824.1237 | -1854.7019 | -2053.9323 | 1
| 60423123 | 5439.3483 | 19722.7082 | -14283.3599 | 0 |  | -16255.6307 | -12311.0891 | -13739.4251 | -14827.2947 | -16799.5655 | 1
| 60423124 | 310.4656 | 3091.3732 | -2780.9076 | 0 |  | -3090.0449 | -2471.7703 | -2749.861 | -2811.9542 | -3121.0915 | 1
| 60423129 | 132.5204 | 1181.3417 | -1048.8213 | 0 |  | -1166.9555 | -930.6871 | -1035.5692 | -1062.0733 | -1180.2075 | 1
| 60423170 | 96773.641 | 92639.3808 | 4134.2602 | 1 |  | -5129.6779 | 13398.1982 | 13811.6243 | -5543.1039 | -14807.042 | 0
| 60423171 | 9047.5039 | 26252.1816 | -17204.6777 | 0 |  | -19829.8958 | -14579.4595 | -16299.9273 | -18109.428 | -20734.6462 | 1
| 60423172 | 76040.4355 | 81765.9143 | -5725.4788 | 0 |  | -13902.0703 | 2451.1126 | 1878.5647 | -13329.5224 | -21506.1138 | 1
| 60423173 | 577959.2703 | 230928.9389 | 347030.3314 | 1 |  | 323937.4375 | 370123.2253 | 404826.2585 | 289234.4044 | 266141.5105 | 1
| 60423195 | 316.7926 | 3160.1683 | -2843.3757 | 0 |  | -3159.3925 | -2527.3588 | -2811.6964 | -2875.0549 | -3191.0718 | 1
| 60423199 | 2392.3966 | 12115.6295 | -9723.2329 | 0 |  | -10934.7958 | -8511.6699 | -9483.9932 | -9962.4725 | -11174.0355 | 1
| 60423200 | 10136.5341 | 27808.0499 | -17671.5158 | 0 |  | -20452.3208 | -14890.7108 | -16657.8624 | -18685.1692 | -21465.9742 | 1
| 60423207 | 1346.0018 | 8478.8493 | -7132.8475 | 0 |  | -7980.7324 | -6284.9625 | -6998.2473 | -7267.4476 | -8115.3326 | 1
| 60423208 | 445230.0109 | 201315.7076 | 243914.3033 | 1 |  | 223782.7325 | 264045.874 | 288437.3044 | 199391.3022 | 179259.7314 | 1
| 60423215 | 1199.3499 | 7969.2157 | -6769.8659 | 0 |  | -7566.7874 | -5972.9443 | -6649.9309 | -6889.8008 | -7686.7224 | 1
| 60423216 | 1569.5117 | 9454.0875 | -7884.5758 | 0 |  | -8829.9845 | -6939.167 | -7727.6246 | -8041.527 | -8986.9357 | 1
| 60423217 | 3268.032 | 15995.1185 | -12727.0866 | 0 |  | -14326.5984 | -11127.5747 | -12400.2834 | -13053.8898 | -14653.4016 | 1
| 60423227 | 2338.5888 | 13891.6418 | -11553.053 | 0 |  | -12942.2172 | -10163.8889 | -11319.1942 | -11786.9119 | -13176.0761 | 1
| 60423238 | 988.8336 | 7029.2005 | -6040.3669 | 0 |  | -6743.2869 | -5337.4468 | -5941.4835 | -6139.2502 | -6842.1703 | 1
| 60423240 | 2282.0341 | 7316.2062 | -5034.1721 | 0 |  | -5765.7927 | -4302.5515 | -4805.9687 | -5262.3755 | -5993.9961 | 1
| 60423278 | 6749.4502 | 17912.5735 | -11163.1232 | 0 |  | -12954.3806 | -9371.8659 | -10488.1782 | -11838.0682 | -13629.3256 | 1
| 60423287 | 1409.5919 | 6730.3549 | -5320.763 | 0 |  | -5993.7985 | -4647.7275 | -5179.8038 | -5461.7222 | -6134.7577 | 1
| 60423309 | 997.1279 | 4451.5794 | -3454.4515 | 0 |  | -3899.6095 | -3009.2936 | -3354.7387 | -3554.1643 | -3999.3223 | 1
| 60423337 | 6359.2727 | 19238.3912 | -12879.1185 | 0 |  | -14802.9576 | -10955.2793 | -12243.1912 | -13515.0457 | -15438.8849 | 1
| 60423348 | 263.4368 | 1391.8609 | -1128.4241 | 0 |  | -1267.6102 | -989.238 | -1102.0804 | -1154.7678 | -1293.9539 | 1
| 60423349 | 99.6602 | 703.9107 | -604.2505 | 0 |  | -674.6416 | -533.8594 | -594.2845 | -614.2165 | -684.6076 | 1
| 60423350 | 4156.1169 | 14588.9482 | -10432.8313 | 0 |  | -11891.7262 | -8973.9365 | -10017.2197 | -10848.443 | -12307.3379 | 1
| 60423363 | 9513.3028 | 21551.5551 | -12038.2523 | 0 |  | -14193.4078 | -9883.0968 | -11086.922 | -12989.5826 | -15144.7381 | 1
| 60423375 | 41281.6512 | 56531.8991 | -15250.248 | 0 |  | -20903.4379 | -9597.0581 | -11122.0829 | -19378.4131 | -25031.603 | 1
| 60423376 | 11152.565 | 26726.5921 | -15574.027 | 0 |  | -18246.6862 | -12901.3678 | -14458.7705 | -16689.2835 | -19361.9427 | 1
| 60423383 | 14977.9263 | 29154.2309 | -14176.3046 | 0 |  | -17091.7277 | -11260.8815 | -12678.512 | -15674.0973 | -18589.5203 | 1
| 60423385 | 947.9391 | 5210.8104 | -4262.8713 | 0 |  | -4783.9523 | -3741.7902 | -4168.0773 | -4357.6652 | -4878.7462 | 1
| 60423390 | 15220.3949 | 33156.4503 | -17936.0555 | 0 |  | -21251.7005 | -14620.4104 | -16414.016 | -19458.0949 | -22773.74 | 1
| 60423393 | 1863.4626 | 8422.7125 | -6559.2499 | 0 |  | -7401.5211 | -5716.9786 | -6372.9036 | -6745.5962 | -7587.8674 | 1
| 60423394 | 432.5762 | 2671.9988 | -2239.4226 | 0 |  | -2506.6225 | -1972.2227 | -2196.165 | -2282.6802 | -2549.8801 | 1
| 60423395 | 405.1626 | 2526.1533 | -2120.9908 | 0 |  | -2373.6061 | -1868.3754 | -2080.4745 | -2161.507 | -2414.1223 | 1
| 60423400 | 70004.0192 | 75403.7504 | -5399.7312 | 0 |  | -12940.1063 | 2140.6438 | 1600.6707 | -12400.1332 | -19940.5082 | 1
| 60423402 | 1835.5546 | 8168.9965 | -6333.4419 | 0 |  | -7150.3415 | -5516.5422 | -6149.8864 | -6516.9973 | -7333.897 | 1
| 60423403 | 160.5482 | 1074.3031 | -913.7549 | 0 |  | -1021.1852 | -806.3246 | -897.7001 | -929.8097 | -1037.24 | 1
| 60423405 | 260.04 | 1711.0699 | -1451.0299 | 0 |  | -1622.1368 | -1279.9229 | -1425.0259 | -1477.0339 | -1648.1408 | 1
| 60423408 | 304211.2056 | 163830.6743 | 140380.5313 | 1 |  | 123997.4639 | 156763.5988 | 170801.6519 | 109959.4108 | 93576.3433 | 1
| 60423409 | 3471810.0764 | 568552.3575 | 2903257.719 | 1 |  | 2846402.4832 | 2960112.9547 | 3250438.7266 | 2556076.7113 | 2499221.4756 | 1
| 60423424 | 4098.2088 | 14338.5343 | -10240.3255 | 0 |  | -11674.179 | -8806.4721 | -9830.5047 | -10650.1464 | -12083.9998 | 1
| 60423440 | 5337.8332 | 17714.9942 | -12377.1609 | 0 |  | -14148.6603 | -10605.6615 | -11843.3776 | -12910.9442 | -14682.4436 | 1
| 60423441 | 17853.7592 | 22270.3188 | -4416.5596 | 0 |  | -6643.5915 | -2189.5278 | -2631.1837 | -6201.9355 | -8428.9674 | 1
| 60423450 | 422.4275 | 2371.5021 | -1949.0746 | 0 |  | -2186.2248 | -1711.9244 | -1906.8319 | -1991.3174 | -2228.4676 | 1
| 60423451 | 5392.6623 | 16034.7445 | -10642.0821 | 0 |  | -12245.5566 | -9038.6077 | -10102.8159 | -11181.3484 | -12784.8228 | 1
| 60423478 | 5570.5307 | 15368.2583 | -9797.7275 | 0 |  | -11334.5534 | -8260.9017 | -9240.6745 | -10354.7806 | -11891.6064 | 1
| 60423479 | 8145.0953 | 19572.4598 | -11427.3645 | 0 |  | -13384.6105 | -9470.1186 | -10612.855 | -12241.8741 | -14199.1201 | 1
| 60423489 | 9781.2325 | 22564.7682 | -12783.5357 | 0 |  | -15040.0126 | -10527.0589 | -11805.4125 | -13761.659 | -16018.1358 | 1
| 60423520 | 13258.4487 | 7399.0425 | 5859.4062 | 1 |  | 5119.5019 | 6599.3104 | 7185.251 | 4533.5613 | 3793.657 | 1
| 60423522 | 2337.7862 | 1552.0158 | 785.7704 | 1 |  | 630.5688 | 940.972 | 1019.549 | 551.9918 | 396.7902 | 1
| 60423523 | 7131.6171 | 4633.4825 | 2498.1346 | 1 |  | 2034.7863 | 2961.4828 | 3211.2963 | 1784.9729 | 1321.6246 | 1
| 60423524 | 31547.7233 | 18679.2252 | 12868.4981 | 1 |  | 11000.5756 | 14736.4206 | 16023.2705 | 9713.7258 | 7845.8033 | 1
| 60423529 | 5334.2737 | 3563.0319 | 1771.2418 | 1 |  | 1414.9386 | 2127.545 | 2304.6692 | 1237.8144 | 881.5112 | 1
| 60423533 | 3198.728 | 2184.3796 | 1014.3484 | 1 |  | 795.9104 | 1232.7864 | 1334.2212 | 694.4756 | 476.0376 | 1
| 60423534 | 15190.2436 | 9842.0915 | 5348.1521 | 1 |  | 4363.943 | 6332.3613 | 6867.1765 | 3829.1278 | 2844.9186 | 1
| 60423537 | 10329.4722 | 6685.2254 | 3644.2469 | 1 |  | 2975.7243 | 4312.7694 | 4677.1941 | 2611.2996 | 1942.7771 | 1
| 60423541 | 27124.7166 | 14445.3042 | 12679.4124 | 1 |  | 11234.882 | 14123.9428 | 15391.884 | 9966.9407 | 8522.4103 | 1
| 60423547 | 1649.3759 | 1086.9614 | 562.4145 | 1 |  | 453.7184 | 671.1107 | 727.3521 | 397.4769 | 288.7808 | 1
| 60423548 | 17206.6223 | 10620.3008 | 6586.3215 | 1 |  | 5524.2914 | 7648.3515 | 8306.9837 | 4865.6592 | 3803.6291 | 1
| 60423549 | 6368.8863 | 4108.9893 | 2259.897 | 1 |  | 1848.9981 | 2670.796 | 2896.7857 | 1623.0084 | 1212.1095 | 1
| 60423551 | 1393.6809 | 1086.411 | 307.2698 | 1 |  | 198.6287 | 415.9109 | 446.6379 | 167.9017 | 59.2606 | 1
| 60423552 | 9712.8989 | 7253.7474 | 2459.1515 | 1 |  | 1733.7767 | 3184.5262 | 3430.4414 | 1487.8616 | 762.4868 | 1
| 60423553 | 16137.2904 | 9351.1702 | 6786.1203 | 1 |  | 5851.0032 | 7721.2373 | 8399.8493 | 5172.3912 | 4237.2742 | 1
| 60423561 | 17516.2242 | 11432.6325 | 6083.5917 | 1 |  | 4940.3285 | 7226.855 | 7835.2141 | 4331.9693 | 3188.706 | 1
| 60423565 | 35885.061 | 20604.3852 | 15280.6758 | 1 |  | 13220.2373 | 17341.1144 | 18869.1819 | 11692.1697 | 9631.7312 | 1
| 60423570 | 2098.5861 | 1629.6166 | 468.9696 | 1 |  | 306.0079 | 631.9312 | 678.8282 | 259.111 | 96.1493 | 1
| 60423571 | 10255.5703 | 7638.9996 | 2616.5707 | 1 |  | 1852.6708 | 3380.4707 | 3642.1278 | 1591.0137 | 827.1138 | 1
| 60423579 | 127684.1722 | 59968.3482 | 67715.824 | 1 |  | 61718.9892 | 73712.6588 | 80484.2412 | 54947.4068 | 48950.5719 | 1
| 60423583 | 86222.9093 | 44071.7442 | 42151.1652 | 1 |  | 37743.9907 | 46558.3396 | 50773.4561 | 33528.8742 | 29121.6998 | 1
| 60423584 | 6178.352 | 5549.8323 | 628.5198 | 1 |  | 73.5365 | 1183.503 | 1246.355 | 10.6846 | -544.2987 | 0
| 60423585 | 40808.7421 | 31163.0457 | 9645.6964 | 1 |  | 6529.3919 | 12762.001 | 13726.5707 | 5564.8222 | 2448.5177 | 1
| 60423586 | 23305.2056 | 19143.1789 | 4162.0267 | 1 |  | 2247.7088 | 6076.3446 | 6492.5473 | 1831.5062 | -82.8117 | 0
| 60423591 | 15168.2041 | 7160.1862 | 8008.0179 | 1 |  | 7291.9993 | 8724.0365 | 9524.8383 | 6491.1975 | 5775.1789 | 1
| 60423595 | 63808.9453 | 31233.4918 | 32575.4536 | 1 |  | 29452.1044 | 35698.8027 | 38956.3481 | 26194.559 | 23071.2098 | 1
| 60423597 | 2497.508 | 1378.6523 | 1118.8556 | 1 |  | 980.9904 | 1256.7209 | 1368.6064 | 869.1049 | 731.2396 | 1
| 60423609 | 24784.0313 | 11042.9774 | 13741.0539 | 1 |  | 12636.7561 | 14845.3516 | 16219.457 | 11262.6507 | 10158.353 | 1
| 60423610 | 45432.8591 | 19340.7582 | 26092.1009 | 1 |  | 24158.0251 | 28026.1767 | 30635.3868 | 21548.815 | 19614.7392 | 1
| 60423633 | 11389.3852 | 5430.4041 | 5958.9811 | 1 |  | 5415.9406 | 6502.0215 | 7097.9196 | 4820.0425 | 4277.0021 | 1
| 60423642 | 5251.0525 | 2430.941 | 2820.1114 | 1 |  | 2577.0173 | 3063.2055 | 3345.2167 | 2295.0062 | 2051.9121 | 1
| 60423644 | 31626.9878 | 16292.313 | 15334.6748 | 1 |  | 13705.4435 | 16963.9061 | 18497.3736 | 12171.976 | 10542.7447 | 1
| 60423647 | 6057.3805 | 3449.1074 | 2608.2731 | 1 |  | 2263.3624 | 2953.1839 | 3214.0112 | 2002.5351 | 1657.6244 | 1
| 60423648 | 2165.7096 | 1249.3177 | 916.3919 | 1 |  | 791.4601 | 1041.3237 | 1132.9629 | 699.821 | 574.8892 | 1
| 60423649 | 22270.2447 | 12069.3992 | 10200.8455 | 1 |  | 8993.9056 | 11407.7854 | 12427.87 | 7973.821 | 6766.8811 | 1
| 60423650 | 2990.612 | 1737.4872 | 1253.1248 | 1 |  | 1079.3761 | 1426.8735 | 1552.186 | 954.0636 | 780.3149 | 1
| 60423651 | 39082.8408 | 20437.6261 | 18645.2147 | 1 |  | 16601.4521 | 20688.9773 | 22553.4988 | 14736.9306 | 12693.168 | 1
| 60423652 | 4388.7289 | 2537.7109 | 1851.018 | 1 |  | 1597.2469 | 2104.7891 | 2289.8909 | 1412.1451 | 1158.374 | 1
| 60423653 | 47627.0644 | 25663.2962 | 21963.7683 | 1 |  | 19397.4386 | 24530.0979 | 26726.4747 | 17201.0618 | 14634.7322 | 1
| 60423658 | 20777.5952 | 11294.492 | 9483.1032 | 1 |  | 8353.654 | 10612.5524 | 11560.8627 | 7405.3437 | 6275.8945 | 1
| 60423659 | 22432.2643 | 12136.5432 | 10295.7211 | 1 |  | 9082.0668 | 11509.3754 | 12538.9476 | 8052.4947 | 6838.8404 | 1
| 60423660 | 48904.1729 | 24748.5975 | 24155.5754 | 1 |  | 21680.7156 | 26630.4351 | 29045.9927 | 19265.1581 | 16790.2983 | 1
| 60423664 | 39323.2857 | 20341.8634 | 18981.4223 | 1 |  | 16947.236 | 21015.6087 | 22913.7509 | 15049.0938 | 13014.9074 | 1
| 60383446 | 44253.4798 | 160437.8463 | -116184.3665 | 0 |  | -132228.1511 | -100140.5818 | -111759.0185 | -120609.7145 | -136653.4991 | 1
| 60438545 | 150515.5171 | 120179.4053 | 30336.1118 | 1 |  | 18318.1713 | 42354.0524 | 45387.6635 | 15284.5601 | 3266.6196 | 1
| 60438546 | 371554.5327 | 189433.9812 | 182120.5515 | 1 |  | 163177.1534 | 201063.9496 | 219276.0048 | 144965.0982 | 126021.7001 | 1
| 60438566 | 61390.2025 | 76365.7801 | -14975.5775 | 0 |  | -22612.1555 | -7338.9995 | -8836.5573 | -21114.5978 | -28751.1758 | 1
| 60438567 | 4360.8241 | 19586.7692 | -15225.9451 | 0 |  | -17184.622 | -13267.2682 | -14789.8627 | -15662.0275 | -17620.7044 | 1
| 60438596 | 6427.4378 | 23724.3772 | -17296.9394 | 0 |  | -19669.3771 | -14924.5017 | -16654.1956 | -17939.6832 | -20312.1209 | 1
| 60438597 | 60262.025 | 74807.7103 | -14545.6853 | 0 |  | -22026.4564 | -7064.9143 | -8519.4828 | -20571.8878 | -28052.6589 | 1
| 60438598 | 53959.5893 | 70730.642 | -16771.0526 | 0 |  | -23844.1168 | -9697.9884 | -11375.0937 | -22167.0116 | -29240.0758 | 1
| 60438599 | 111484.9148 | 90420.8789 | 21064.036 | 1 |  | 12021.9481 | 30106.1239 | 32212.5275 | 9915.5445 | 873.4566 | 1
| 60438600 | 3971.0995 | 16165.7302 | -12194.6307 | 0 |  | -13811.2037 | -10578.0576 | -11797.5207 | -12591.7406 | -14208.3136 | 1
| 60438601 | 60977.2159 | 74747.1707 | -13769.9548 | 0 |  | -21244.6719 | -6295.2378 | -7672.2332 | -19867.6764 | -27342.3935 | 1
| 60438613 | 7692.3972 | 26658.8978 | -18966.5005 | 0 |  | -21632.3903 | -16300.6108 | -18197.2608 | -19735.7403 | -22401.63 | 1
| 60438653 | 7191.3739 | 23238.9595 | -16047.5855 | 0 |  | -18371.4815 | -13723.6896 | -15328.4481 | -16766.7229 | -19090.6189 | 1
| 60438683 | 1141975.8005 | 305092.1774 | 836883.623 | 1 |  | 806374.4053 | 867392.8408 | 951081.2031 | 722686.043 | 692176.8253 | 1
| 60438748 | 1625623.6097 | 476076.4336 | 1149547.1761 | 1 |  | 1101939.5327 | 1197154.8195 | 1312109.5371 | 986984.8151 | 939377.1718 | 1
| 60438767 | 34.7643 | 1027.5225 | -992.7582 | 0 |  | -1095.5104 | -890.0059 | -989.2817 | -996.2346 | -1098.9868 | 1
| 60438768 | 92168.9863 | 83632.7361 | 8536.2501 | 1 |  | 172.9765 | 16899.5237 | 17753.1488 | -680.6485 | -9043.9221 | 0
| 60438769 | 3622.6063 | 17431.0083 | -13808.4019 | 0 |  | -15551.5028 | -12065.3011 | -13446.1413 | -14170.6626 | -15913.7634 | 1
| 60438770 | 105106.3167 | 98469.3464 | 6636.9702 | 1 |  | -3209.9644 | 16483.9049 | 17147.6019 | -3873.6615 | -13720.5961 | 0
| 60438796 | 129784.2339 | 141722.1546 | -11937.9208 | 0 |  | -26110.1362 | 2234.2947 | 1040.5026 | -24916.3441 | -39088.5596 | 1
| 60438797 | 27857.2537 | 51678.8229 | -23821.5692 | 0 |  | -28989.4515 | -18653.6869 | -21035.8438 | -26607.2946 | -31775.1769 | 1
| 60438798 | 328234.1565 | 179987.0483 | 148247.1081 | 1 |  | 130248.4033 | 166245.8129 | 181070.5238 | 115423.6925 | 97424.9876 | 1
| 60438800 | 2043.9935 | 12842.6553 | -10798.6618 | 0 |  | -12082.9273 | -9514.3962 | -10594.2624 | -11003.0611 | -12287.3267 | 1
| 60438801 | 380.7731 | 5007.1771 | -4626.404 | 0 |  | -5127.1217 | -4125.6863 | -4588.3267 | -4664.4813 | -5165.199 | 1
| 60438802 | 351219.6734 | 180889.0887 | 170330.5846 | 1 |  | 152241.6758 | 188419.4935 | 205452.552 | 135208.6173 | 117119.7084 | 1
| 60438803 | 53415.2848 | 69890.7923 | -16475.5075 | 0 |  | -23464.5867 | -9486.4282 | -11133.979 | -21817.036 | -28806.1152 | 1
| 60438804 | 5355.8369 | 21415.6161 | -16059.7793 | 0 |  | -18201.3409 | -13918.2176 | -15524.1956 | -16595.3629 | -18736.9246 | 1
| 60438833 | 441.8773 | 5037.4469 | -4595.5697 | 0 |  | -5099.3144 | -4091.825 | -4551.3819 | -4639.7574 | -5143.5021 | 1
| 60438834 | 680.1536 | 6468.3834 | -5788.2298 | 0 |  | -6435.0682 | -5141.3915 | -5720.2145 | -5856.2452 | -6503.0835 | 1
| 60438848 | 869386.3332 | 285213.167 | 584173.1662 | 1 |  | 555651.8495 | 612694.4829 | 671111.7996 | 497234.5329 | 468713.2162 | 1
| 60438871 | 357092.9916 | 170131.1979 | 186961.7937 | 1 |  | 169948.6739 | 203974.9135 | 222671.0929 | 151252.4946 | 134239.3748 | 1
| 60438884 | 484.8259 | 5765.5735 | -5280.7475 | 0 |  | -5857.3049 | -4704.1902 | -5232.2649 | -5329.2301 | -5905.7875 | 1
| 60438918 | 1321398.2501 | 362215.1634 | 959183.0867 | 1 |  | 922961.5703 | 995404.603 | 1091322.9117 | 827043.2617 | 790821.7453 | 1
| 60438919 | 433194.7484 | 206931.5831 | 226263.1654 | 1 |  | 205570.0071 | 246956.3237 | 269582.6402 | 182943.6905 | 162250.5322 | 1
| 60439001 | 9328.9035 | 17730.7725 | -8401.8691 | 0 |  | -10174.9463 | -6628.7918 | -7468.9787 | -9334.7594 | -11107.8367 | 1
| 60439005 | 612.8284 | 6731.4556 | -6118.6273 | 0 |  | -6791.7728 | -5445.4817 | -6057.3444 | -6179.9101 | -6853.0556 | 1
| 60439009 | 322498.8658 | 161627.032 | 160871.8338 | 1 |  | 144709.1306 | 177034.537 | 193121.7203 | 128621.9472 | 112459.244 | 1
| 60439011 | 17888.5182 | 48985.3601 | -31096.8419 | 0 |  | -35995.3779 | -26198.3059 | -29307.9901 | -32885.6937 | -37784.2297 | 1
| 60439016 | 1019119.729 | 312607.346 | 706512.383 | 1 |  | 675251.6484 | 737773.1176 | 808424.3559 | 604600.4101 | 573339.6755 | 1
| 60439035 | 1391926.9458 | 366167.3 | 1025759.6458 | 1 |  | 989142.9158 | 1062376.3758 | 1164952.3404 | 886566.9512 | 849950.2212 | 1
| 60439036 | 181.6657 | 3251.5281 | -3069.8624 | 0 |  | -3395.0152 | -2744.7096 | -3051.6958 | -3088.029 | -3413.1818 | 1
| 60439042 | 1534.1881 | 10993.9954 | -9459.8072 | 0 |  | -10559.2068 | -8360.4077 | -9306.3884 | -9613.2261 | -10712.6256 | 1
| 60439043 | 16212.3826 | 38029.3395 | -21816.9569 | 0 |  | -25619.8909 | -18014.0229 | -20195.7186 | -23438.1952 | -27241.1291 | 1
| 60439044 | 71.9349 | 1738.5879 | -1666.653 | 0 |  | -1840.5118 | -1492.7942 | -1659.4595 | -1673.8465 | -1847.7053 | 1
| 60439071 | 7443.4992 | 17251.8982 | -9808.399 | 0 |  | -11533.5888 | -8083.2092 | -9064.0491 | -10552.7489 | -12277.9388 | 1
| 60439099 | 1651.0656 | 11882.8271 | -10231.7615 | 0 |  | -11420.0442 | -9043.4788 | -10066.6549 | -10396.868 | -11585.1507 | 1
| 60439111 | 3078381.1757 | 541685.9739 | 2536695.2018 | 1 |  | 2482526.6044 | 2590863.7992 | 2844533.3194 | 2228857.0842 | 2174688.4868 | 1
| 60439125 | 1188530.5345 | 336174.3202 | 852356.2144 | 1 |  | 818738.7823 | 885973.6464 | 971209.2678 | 733503.1609 | 699885.7289 | 1
| 60439126 | 270136.6955 | 159706.8253 | 110429.8702 | 1 |  | 94459.1877 | 126400.5527 | 137443.5398 | 83416.2007 | 67445.5181 | 1
| 60439127 | 558925.6025 | 230196.4095 | 328729.193 | 1 |  | 305709.5521 | 351748.834 | 384621.7533 | 272836.6328 | 249816.9918 | 1
| 60439128 | 156.5525 | 2937.8228 | -2781.2702 | 0 |  | -3075.0525 | -2487.4879 | -2765.615 | -2796.9255 | -3090.7077 | 1
| 60439129 | 243747.1058 | 151651.7534 | 92095.3524 | 1 |  | 76930.177 | 107260.5277 | 116470.0629 | 67720.6418 | 52555.4664 | 1
| 60439160 | 63980.1014 | 76986.5864 | -13006.4849 | 0 |  | -20705.1436 | -5307.8263 | -6608.4748 | -19404.4951 | -27103.1537 | 1
| 60439161 | 21954.1145 | 44657.8778 | -22703.7633 | 0 |  | -27169.5511 | -18237.9755 | -20508.3519 | -24899.1748 | -29364.9625 | 1
| 60439187 | 1118.5879 | 8055.6223 | -6937.0344 | 0 |  | -7742.5966 | -6131.4722 | -6825.1756 | -7048.8932 | -7854.4554 | 1
| 60439197 | 3017.3382 | 15205.3516 | -12188.0134 | 0 |  | -13708.5486 | -10667.4783 | -11886.2796 | -12489.7473 | -14010.2824 | 1
| 60439198 | 1636.8925 | 8904.2777 | -7267.3852 | 0 |  | -8157.813 | -6376.9575 | -7103.696 | -7431.0745 | -8321.5023 | 1
| 60439199 | 6525.9956 | 23450.2978 | -16924.3022 | 0 |  | -19269.332 | -14579.2724 | -16271.7027 | -17576.9018 | -19921.9316 | 1
| 60439200 | 42217.8266 | 60871.4893 | -18653.6627 | 0 |  | -24740.8116 | -12566.5138 | -14431.8801 | -22875.4454 | -28962.5943 | 1
| 60439201 | 195875.0075 | 134132.6875 | 61742.3201 | 1 |  | 48329.0513 | 75155.5888 | 81329.8208 | 42154.8193 | 28741.5506 | 1
| 60439202 | 13170.967 | 32879.0688 | -19708.1017 | 0 |  | -22996.0086 | -16420.1949 | -18391.005 | -21025.1984 | -24313.1053 | 1
| 60439203 | 46378.369 | 63924.8877 | -17546.5187 | 0 |  | -23939.0075 | -11154.0299 | -12908.6818 | -22184.3556 | -28576.8444 | 1
| 60439209 | 119851.7895 | 73052.5473 | 46799.2422 | 1 |  | 39493.9875 | 54104.4969 | 58784.4211 | 34814.0632 | 27508.8085 | 1
| 60439213 | 1075.1388 | 7723.7551 | -6648.6163 | 0 |  | -7420.9918 | -5876.2407 | -6541.1024 | -6756.1301 | -7528.5056 | 1
| 60439214 | 119.7362 | 1610.3539 | -1490.6178 | 0 |  | -1651.6532 | -1329.5824 | -1478.6441 | -1502.5914 | -1663.6268 | 1
| 60439217 | 744246.9203 | 275267.6078 | 468979.3125 | 1 |  | 441452.5518 | 496506.0733 | 543404.0046 | 394554.6205 | 367027.8597 | 1
| 60439220 | 432.4869 | 5016.5332 | -4584.0463 | 0 |  | -5085.6997 | -4082.393 | -4540.7976 | -4627.295 | -5128.9483 | 1
| 60439240 | 11042.74 | 29678.7242 | -18635.9842 | 0 |  | -21603.8567 | -15668.1118 | -17531.7102 | -19740.2582 | -22708.1307 | 1
| 60439241 | 160.8869 | 2039.0845 | -1878.1977 | 0 |  | -2082.1061 | -1674.2892 | -1862.109 | -1894.2864 | -2098.1948 | 1
| 60439242 | 2030.2964 | 11396.3087 | -9366.0123 | 0 |  | -10505.6432 | -8226.3814 | -9162.9827 | -9569.0419 | -10708.6728 | 1
| 60439249 | 3316.4399 | 10181.3401 | -6864.9001 | 0 |  | -7883.0342 | -5846.7661 | -6533.2562 | -7196.5441 | -8214.6781 | 1
| 60439251 | 223270.2315 | 143384.7928 | 79885.4387 | 1 |  | 65546.9594 | 94223.918 | 102212.4618 | 57558.4155 | 43219.9362 | 1
| 60439253 | 134.2835 | 1880.5808 | -1746.2973 | 0 |  | -1934.3553 | -1558.2392 | -1732.8689 | -1759.7256 | -1947.7837 | 1
| 60439258 | 6875.2434 | 23073.8514 | -16198.6081 | 0 |  | -18505.9932 | -13891.2229 | -15511.0837 | -16886.1324 | -19193.5175 | 1
| 60439259 | 76962.2618 | 83097.2357 | -6134.9738 | 0 |  | -14444.6974 | 2174.7497 | 1561.2523 | -13831.2 | -22140.9236 | 1
| 60439260 | 14363.5147 | 34445.9443 | -20082.4296 | 0 |  | -23527.024 | -16637.8351 | -18646.0781 | -21518.781 | -24963.3755 | 1
| 60439261 | 4301.635 | 17754.0697 | -13452.4347 | 0 |  | -15227.8417 | -11677.0278 | -13022.2713 | -13882.5982 | -15658.0052 | 1
| 60439266 | 165970.7524 | 123259.7713 | 42710.981 | 1 |  | 30385.0039 | 55036.9582 | 59308.0563 | 26113.9058 | 13787.9287 | 1
| 60439267 | 4199.7439 | 17514.663 | -13314.9192 | 0 |  | -15066.3855 | -11563.4529 | -12894.9448 | -13734.8936 | -15486.3599 | 1
| 60439277 | 6733.2928 | 22639.6172 | -15906.3244 | 0 |  | -18170.2861 | -13642.3627 | -15232.9951 | -16579.6537 | -18843.6154 | 1
| 60439278 | 53.442 | 811.2309 | -757.789 | 0 |  | -838.9121 | -676.6659 | -752.4448 | -763.1332 | -844.2563 | 1
| 60439284 | 769.3887 | 6171.1889 | -5401.8003 | 0 |  | -6018.9192 | -4784.6814 | -5324.8614 | -5478.7391 | -6095.858 | 1
| 60439285 | 1675785.2589 | 397457.4789 | 1278327.78 | 1 |  | 1238582.0321 | 1318073.5279 | 1445906.3059 | 1110749.2541 | 1071003.5062 | 1
| 60439286 | 14206.4753 | 34243.4117 | -20036.9364 | 0 |  | -23461.2775 | -16612.5952 | -18616.2888 | -21457.5839 | -24881.9251 | 1
| 60439287 | 1348701.6529 | 356289.9855 | 992411.6674 | 1 |  | 956782.6689 | 1028040.666 | 1127281.8327 | 857541.5021 | 821912.5036 | 1
| 60439288 | 624.8332 | 5120.001 | -4495.1677 | 0 |  | -5007.1678 | -3983.1676 | -4432.6844 | -4557.6511 | -5069.6511 | 1
| 60439293 | 88.854 | 1068.2492 | -979.3952 | 0 |  | -1086.2201 | -872.5702 | -970.5098 | -988.2806 | -1095.1055 | 1
| 60439296 | 1127.9143 | 7552.593 | -6424.6788 | 0 |  | -7179.9381 | -5669.4195 | -6311.8874 | -6537.4702 | -7292.7295 | 1
| 60439314 | 3027739.946 | 537990.8555 | 2489749.0905 | 1 |  | 2435950.005 | 2543548.1761 | 2792523.0851 | 2186975.0959 | 2133176.0104 | 1
| 60439328 | 723490.1554 | 260237.2707 | 463252.8847 | 1 |  | 437229.1576 | 489276.6117 | 535601.9002 | 390903.8691 | 364880.1421 | 1
| 60439353 | 214972.9942 | 140645.6501 | 74327.3442 | 1 |  | 60262.7791 | 88391.9092 | 95824.6436 | 52830.0447 | 38765.4797 | 1
| 60439354 | 926.8063 | 7091.3912 | -6164.5849 | 0 |  | -6873.724 | -5455.4457 | -6071.9042 | -6257.2655 | -6966.4046 | 1
| 60439355 | 34870.546 | 55086.6532 | -20216.1072 | 0 |  | -25724.7726 | -14707.4419 | -16729.0526 | -23703.1618 | -29211.8272 | 1
| 60439356 | 349972.372 | 180185.178 | 169787.194 | 1 |  | 151768.6762 | 187805.7118 | 204784.4312 | 134789.9568 | 116771.439 | 1
| 60439365 | 1402.7744 | 10169.0054 | -8766.231 | 0 |  | -9783.1316 | -7749.3305 | -8625.9536 | -8906.5085 | -9923.409 | 1
| 60439369 | 2914.6272 | 13966.4908 | -11051.8636 | 0 |  | -12448.5127 | -9655.2145 | -10760.4009 | -11343.3263 | -12739.9754 | 1
| 60439370 | 31590.6621 | 51509.3119 | -19918.6498 | 0 |  | -25069.581 | -14767.7186 | -16759.5836 | -23077.716 | -28228.6472 | 1
| 60439391 | 1006253.65 | 308615.5834 | 697638.0666 | 1 |  | 666776.5082 | 728499.6249 | 798263.4316 | 597012.7016 | 566151.1432 | 1
| 60439407 | 16104.2707 | 47300.1571 | -31195.8864 | 0 |  | -35925.9021 | -26465.8707 | -29585.4594 | -32806.3135 | -37536.3292 | 1
| 60439414 | 2697105.4109 | 541007.9301 | 2156097.4808 | 1 |  | 2101996.6878 | 2210198.2738 | 2425808.0219 | 1886386.9397 | 1832286.1467 | 1
| 60439422 | 1308.9831 | 5741.422 | -4432.4389 | 0 |  | -5006.5811 | -3858.2967 | -4301.5405 | -4563.3372 | -5137.4794 | 1
| 60439445 | 21315.35 | 30452.5042 | -9137.1542 | 0 |  | -12182.4046 | -6091.9038 | -7005.6192 | -11268.6892 | -14313.9396 | 1
| 60439463 | 11569.7969 | 27067.8154 | -15498.0185 | 0 |  | -18204.8001 | -12791.237 | -14341.0388 | -16654.9982 | -19361.7797 | 1
| 60439464 | 11434.2732 | 30098.649 | -18664.3759 | 0 |  | -21674.2408 | -15654.511 | -17520.9486 | -19807.8032 | -22817.6681 | 1
| 60439479 | 70643.4827 | 86565.6057 | -15922.123 | 0 |  | -24578.6836 | -7265.5624 | -8857.7747 | -22986.4713 | -31643.0318 | 1
| 60439480 | 2472.9131 | 10839.8945 | -8366.9814 | 0 |  | -9450.9709 | -7282.9919 | -8119.6901 | -8614.2727 | -9698.2622 | 1
| 60439481 | 20037.0978 | 44726.6728 | -24689.575 | 0 |  | -29162.2423 | -20216.9077 | -22685.8652 | -26693.2848 | -31165.9521 | 1
| 60439482 | 80743.9508 | 65313.4917 | 15430.459 | 1 |  | 8899.1099 | 21961.8082 | 23504.8541 | 7356.064 | 824.7148 | 1
| 60439483 | 1358.0229 | 6291.2782 | -4933.2554 | 0 |  | -5562.3832 | -4304.1275 | -4797.4531 | -5069.0576 | -5698.1855 | 1
| 60439496 | 168363.0776 | 95635.44 | 72727.6376 | 1 |  | 63164.0936 | 82291.1816 | 89563.9454 | 55891.3299 | 46327.7859 | 1
| 60439506 | 313.0971 | 2840.9594 | -2527.8622 | 0 |  | -2811.9582 | -2243.7663 | -2496.5525 | -2559.1719 | -2843.2679 | 1
| 60439532 | 60.8717 | 1054.4901 | -993.6185 | 0 |  | -1099.0675 | -888.1695 | -987.5313 | -999.7056 | -1105.1547 | 1
| 60439533 | 13958.7963 | 38884.5993 | -24925.803 | 0 |  | -28814.2629 | -21037.3431 | -23529.9234 | -26321.6826 | -30210.1426 | 1
| 60439534 | 94020.3739 | 105605.3168 | -11584.9429 | 0 |  | -22145.4746 | -1024.4112 | -2182.9055 | -20986.9803 | -31547.512 | 1
| 60439537 | 81197.861 | 62178.1196 | 19019.7413 | 1 |  | 12801.9294 | 25237.5533 | 27139.5274 | 10899.9552 | 4682.1433 | 1
| 60439538 | 10743288.3244 | 1015382.65 | 9727905.6744 | 1 |  | 9626367.4094 | 9829443.9394 | 10802234.5069 | 8653576.842 | 8552038.577 | 1
| 60439565 | 60114.7544 | 88712.5608 | -28597.8064 | 0 |  | -37469.0624 | -19726.5503 | -22586.3309 | -34609.2818 | -43480.5379 | 1
| 60439594 | 47631.0773 | 63806.5603 | -16175.483 | 0 |  | -22556.139 | -9794.8269 | -11412.3752 | -20938.5907 | -27319.2467 | 1
| 60439595 | 862.7004 | 6413.8978 | -5551.1973 | 0 |  | -6192.5871 | -4909.8076 | -5464.9273 | -5637.4674 | -6278.8572 | 1
| 60439596 | 777659.9031 | 266972.5788 | 510687.3242 | 1 |  | 483990.0664 | 537384.5821 | 588453.3145 | 432921.3339 | 406224.076 | 1
| 60439597 | 258253.0488 | 152555.9952 | 105697.0536 | 1 |  | 90441.4541 | 120952.6532 | 131522.3585 | 79871.7487 | 64616.1492 | 1
| 60439600 | 3860.8219 | 10365.6395 | -6504.8176 | 0 |  | -7541.3816 | -5468.2537 | -6118.7354 | -6890.8998 | -7927.4637 | 1
| 60439601 | 43234.5216 | 40859.7189 | 2374.8027 | 1 |  | -1711.1692 | 6460.7746 | 6698.2549 | -1948.6494 | -6034.6213 | 0
| 60439602 | 3355.105 | 9441.1002 | -6085.9952 | 0 |  | -7030.1052 | -5141.8852 | -5750.4847 | -6421.5057 | -7365.6157 | 1
| 60439641 | 111669.1592 | 77331.742 | 34337.4171 | 1 |  | 26604.2429 | 42070.5913 | 45504.333 | 23170.5012 | 15437.327 | 1
| 60439644 | 18080.955 | 29390.3108 | -11309.3558 | 0 |  | -14248.3869 | -8370.3247 | -9501.2603 | -13117.4513 | -16056.4824 | 1
| 60439649 | 316.9495 | 3195.9417 | -2878.9922 | 0 |  | -3198.5864 | -2559.398 | -2847.2973 | -2910.6872 | -3230.2813 | 1
| 60439658 | 70467.5241 | 64398.3322 | 6069.1919 | 1 |  | -370.6413 | 12509.0251 | 13115.9443 | -977.5605 | -7417.3937 | 0
| 60439710 | 3697.1666 | 14592.2504 | -10895.0838 | 0 |  | -12354.3088 | -9435.8588 | -10525.3671 | -11264.8004 | -12724.0255 | 1
| 60439729 | 291058.8656 | 120388.3508 | 170670.5147 | 1 |  | 158631.6797 | 182709.3498 | 199776.4013 | 141564.6282 | 129525.7931 | 1
| 60439750 | 1175.7552 | 10843.1967 | -9667.4415 | 0 |  | -10751.7612 | -8583.1218 | -9549.866 | -9785.017 | -10869.3367 | 1
| 60439756 | 381.6589 | 4077.6187 | -3695.9598 | 0 |  | -4103.7217 | -3288.198 | -3657.7939 | -3734.1257 | -4141.8876 | 1
| 60439757 | 1046.2801 | 8057.2733 | -7010.9932 | 0 |  | -7816.7206 | -6205.2659 | -6906.3652 | -7115.6212 | -7921.3486 | 1
| 60439758 | 995.1865 | 7803.0069 | -6807.8204 | 0 |  | -7588.1211 | -6027.5197 | -6708.3018 | -6907.3391 | -7687.6398 | 1
| 60439759 | 108376.3936 | 58053.3105 | 50323.0831 | 1 |  | 44517.752 | 56128.4141 | 61160.7224 | 39485.4437 | 33680.1127 | 1
| 60439767 | 105110.7917 | 96232.6826 | 8878.1091 | 1 |  | -745.1591 | 18501.3774 | 19389.1883 | -1632.97 | -11256.2383 | 0
| 60439768 | 24318.9008 | 45540.6556 | -21221.7547 | 0 |  | -25775.8203 | -16667.6892 | -18789.8646 | -23653.6448 | -28207.7104 | 1
| 60439769 | 388.9825 | 3777.1221 | -3388.1396 | 0 |  | -3765.8518 | -3010.4274 | -3349.2413 | -3427.0378 | -3804.75 | 1
| 60439770 | 10005.3135 | 28189.4495 | -18184.1359 | 0 |  | -21003.0809 | -15365.191 | -17183.6046 | -19184.6673 | -22003.6123 | 1
| 60439777 | 1643762.9074 | 505108.4846 | 1138654.4229 | 1 |  | 1088143.5744 | 1189165.2713 | 1303030.7136 | 974278.1321 | 923767.2837 | 1
| 60439778 | 78977.3924 | 108340.607 | -29363.2146 | 0 |  | -40197.2753 | -18529.1539 | -21465.4754 | -37260.9539 | -48095.0146 | 1
| 60439779 | 129728.8978 | 139704.5341 | -9975.6363 | 0 |  | -23946.0897 | 3994.8171 | 2997.2535 | -22948.5261 | -36918.9795 | 1
| 60439788 | 3080.8579 | 14423.8401 | -11342.9822 | 0 |  | -12785.3662 | -9900.5982 | -11034.8964 | -11651.068 | -13093.452 | 1
| 60439826 | 370.9042 | 2474.7334 | -2103.8292 | 0 |  | -2351.3025 | -1856.3559 | -2066.7388 | -2140.9196 | -2388.393 | 1
| 60439828 | 97856.4299 | 114013.72 | -16157.29 | 0 |  | -27558.662 | -4755.918 | -6371.647 | -25942.933 | -37344.305 | 1
| 60439829 | 1795.6631 | 13061.1483 | -11265.4852 | 0 |  | -12571.6001 | -9959.3704 | -11085.9189 | -11445.0515 | -12751.1664 | 1
| 60439830 | 8606.5173 | 31759.6361 | -23153.1188 | 0 |  | -26329.0824 | -19977.1552 | -22292.4671 | -24013.7705 | -27189.7341 | 1
| 60439831 | 1269788.6981 | 418625.9833 | 851162.7148 | 1 |  | 809300.1165 | 893025.3131 | 978141.5846 | 724183.845 | 682321.2466 | 1
| 60439835 | 886338.2739 | 285224.7245 | 601113.5494 | 1 |  | 572591.0769 | 629636.0218 | 689747.3768 | 512479.722 | 483957.2495 | 1
| 60439836 | 599.1187 | 4974.7059 | -4375.5872 | 0 |  | -4873.0578 | -3878.1166 | -4315.6753 | -4435.4991 | -4932.9696 | 1
| 60439844 | 1726070.9089 | 399245.5992 | 1326825.3097 | 1 |  | 1286900.7498 | 1366749.8696 | 1499432.4006 | 1154218.2188 | 1114293.6589 | 1
| 60439857 | 38411.9574 | 44140.8574 | -5728.9 | 0 |  | -10142.9857 | -1314.8142 | -1887.7042 | -9570.0957 | -13984.1814 | 1
| 60439870 | 1885.878 | 6568.8682 | -4682.9902 | 0 |  | -5339.877 | -4026.1034 | -4494.4024 | -4871.578 | -5528.4648 | 1
| 60439886 | 233348.6116 | 144863.6107 | 88485.0009 | 1 |  | 73998.6399 | 102971.362 | 111819.8621 | 65150.1398 | 50663.7787 | 1
| 60439887 | 561.9474 | 4793.6374 | -4231.6899 | 0 |  | -4711.0537 | -3752.3262 | -4175.4952 | -4287.8847 | -4767.2484 | 1
| 60439888 | 6489.4125 | 21763.4438 | -15274.0313 | 0 |  | -17450.3757 | -13097.6869 | -14625.09 | -15922.9725 | -18099.3169 | 1
| 60439890 | 110168.2936 | 98592.0768 | 11576.2168 | 1 |  | 1717.0091 | 21435.4245 | 22593.0462 | 559.3874 | -9299.8202 | 0
| 60439893 | 2170.4904 | 18891.1139 | -16720.6235 | 0 |  | -18609.7349 | -14831.5121 | -16503.5744 | -16937.6725 | -18826.7839 | 1
| 60439903 | 19786.8723 | 46846.11 | -27059.2376 | 0 |  | -31743.8486 | -22374.6267 | -25080.5504 | -29037.9249 | -33722.5359 | 1
| 60439915 | 1367.9633 | 8745.774 | -7377.8106 | 0 |  | -8252.388 | -6503.2332 | -7241.0143 | -7514.607 | -8389.1843 | 1
| 60439934 | 4769.052 | 19073.2831 | -14304.2311 | 0 |  | -16211.5595 | -12396.9028 | -13827.3259 | -14781.1363 | -16688.4647 | 1
| 60439956 | 1164.4948 | 5302.6017 | -4138.1069 | 0 |  | -4668.3671 | -3607.8467 | -4021.6574 | -4254.5564 | -4784.8166 | 1
| 60439957 | 19635.7191 | 29115.2559 | -9479.5368 | 0 |  | -12391.0624 | -6568.0112 | -7515.9649 | -11443.1087 | -14354.6343 | 1
| 60439234 | 11346.5435 | 27936.2838 | -16589.7403 | 0 |  | -19383.3687 | -13796.112 | -15455.086 | -17724.3947 | -20518.0231 | 1
| 60501030 | 5645.327 | 29022.6948 | -23377.3679 | 0 |  | -26279.6373 | -20475.0984 | -22812.8352 | -23941.9006 | -26844.17 | 1
| 60452464 | 67153.1416 | 32334.7625 | 34818.3791 | 1 |  | 31584.9028 | 38051.8553 | 41533.6932 | 28103.0649 | 24869.5886 | 1
| 60452466 | 42281.9326 | 21516.3321 | 20765.6005 | 1 |  | 18613.9673 | 22917.2338 | 24993.7938 | 16537.4073 | 14385.7741 | 1
| 60452467 | 6264.3094 | 3520.6542 | 2743.6552 | 1 |  | 2391.5898 | 3095.7206 | 3370.0861 | 2117.2243 | 1765.1588 | 1
| 60452473 | 2740.5191 | 1729.2318 | 1011.2873 | 1 |  | 838.3641 | 1184.2105 | 1285.3392 | 737.2354 | 564.3122 | 1
| 60452474 | 34694.3793 | 18294.5234 | 16399.8559 | 1 |  | 14570.4036 | 18229.3083 | 19869.2938 | 12930.418 | 11100.9656 | 1
| 60452475 | 17130.063 | 9479.4041 | 7650.6589 | 1 |  | 6702.7185 | 8598.5993 | 9363.6652 | 5937.6526 | 4989.7122 | 1
| 60452479 | 68031.48 | 32698.5506 | 35332.9294 | 1 |  | 32063.0744 | 38602.7845 | 42136.0774 | 28529.7814 | 25259.9264 | 1
| 60452483 | 1575.426 | 998.3534 | 577.0726 | 1 |  | 477.2373 | 676.908 | 734.6152 | 419.53 | 319.6947 | 1
| 60452484 | 17642.002 | 10582.3259 | 7059.6761 | 1 |  | 6001.4435 | 8117.9087 | 8823.8763 | 5295.4759 | 4237.2433 | 1
| 60452485 | 2879.7982 | 1816.1887 | 1063.6095 | 1 |  | 881.9907 | 1245.2284 | 1351.5893 | 775.6297 | 594.0108 | 1
| 60452488 | 32876.0452 | 17125.008 | 15751.0372 | 1 |  | 14038.5364 | 17463.538 | 19038.6417 | 12463.4326 | 10750.9318 | 1
| 60452491 | 15296.541 | 9244.4003 | 6052.1407 | 1 |  | 5127.7006 | 6976.5807 | 7581.7948 | 4522.4866 | 3598.0465 | 1
| 60452493 | 3443.6889 | 1569.6273 | 1874.0616 | 1 |  | 1717.0989 | 2031.0244 | 2218.4305 | 1529.6927 | 1372.73 | 1
| 60452494 | 22731.3051 | 12165.1619 | 10566.1432 | 1 |  | 9349.6271 | 11782.6594 | 12839.2738 | 8293.0127 | 7076.4965 | 1
| 60452510 | 42464.98 | 21599.9868 | 20864.9932 | 1 |  | 18704.9945 | 23024.9919 | 25111.4912 | 16618.4952 | 14458.4965 | 1
| 60452516 | 88424.1003 | 38164.7281 | 50259.3722 | 1 |  | 46442.8994 | 54075.845 | 59101.7822 | 41416.9621 | 37600.4893 | 1
| 60452517 | 39099.611 | 18633.5453 | 20466.0657 | 1 |  | 18602.7112 | 22329.4202 | 24376.0268 | 16556.1046 | 14692.7501 | 1
| 60452520 | 6392.4781 | 3373.708 | 3018.7701 | 1 |  | 2681.3993 | 3356.1409 | 3658.0179 | 2379.5223 | 2042.1515 | 1
| 60452521 | 2603.0163 | 1480.4689 | 1122.5473 | 1 |  | 974.5004 | 1270.5942 | 1382.8489 | 862.2457 | 714.1988 | 1
| 60452522 | 8879.4737 | 4949.3893 | 3930.0844 | 1 |  | 3435.1455 | 4425.0233 | 4818.0318 | 3042.137 | 2547.1981 | 1
| 60452525 | 106437.2004 | 37936.879 | 68500.3213 | 1 |  | 64706.6334 | 72294.0093 | 79144.0414 | 57856.6013 | 54062.9134 | 1
| 60452530 | 18640.7406 | 8179.4533 | 10461.2873 | 1 |  | 9643.342 | 11279.2326 | 12325.3614 | 8597.2132 | 7779.2679 | 1
| 60452535 | 122488.9541 | 90457.2026 | 32031.7514 | 1 |  | 22986.0312 | 41077.4717 | 44280.6468 | 19782.856 | 10737.1358 | 1
| 60452561 | 577.6116 | 2872.3299 | -2294.7183 | 0 |  | -2581.9513 | -2007.4853 | -2236.9571 | -2352.4794 | -2639.7124 | 1
| 60452571 | 162.6448 | 1064.3966 | -901.7518 | 0 |  | -1008.1915 | -795.3122 | -885.4874 | -918.0163 | -1024.456 | 1
| 60452572 | 287.3781 | 1791.9728 | -1504.5947 | 0 |  | -1683.792 | -1325.3974 | -1475.8569 | -1533.3325 | -1712.5298 | 1
| 60452573 | 4903.2602 | 15944.4854 | -11041.2252 | 0 |  | -12635.6737 | -9446.7766 | -10550.8991 | -11531.5512 | -13125.9997 | 1
| 60452574 | 2496251.8081 | 484707.1823 | 2011544.6258 | 1 |  | 1963073.9075 | 2060015.344 | 2261169.8066 | 1761919.445 | 1713448.7267 | 1
| 60452577 | 435.516 | 2641.1786 | -2205.6626 | 0 |  | -2469.7804 | -1941.5447 | -2162.111 | -2249.2142 | -2513.332 | 1
| 60452588 | 1067.5348 | 5375.3681 | -4307.8333 | 0 |  | -4845.3701 | -3770.2965 | -4201.0798 | -4414.5868 | -4952.1236 | 1
| 60452589 | 280.4984 | 1423.7818 | -1143.2835 | 0 |  | -1285.6617 | -1000.9053 | -1115.2336 | -1171.3333 | -1313.7115 | 1
| 60452590 | 369.901 | 2231.7106 | -1861.8096 | 0 |  | -2084.9807 | -1638.6386 | -1824.8195 | -1898.7997 | -2121.9708 | 1
| 60452597 | 77492.635 | 80046.5891 | -2553.954 | 0 |  | -10558.6129 | 5450.7049 | 5195.3095 | -10303.2175 | -18307.8764 | 1
| 60452601 | 13783.8323 | 28973.7128 | -15189.8805 | 0 |  | -18087.2517 | -12292.5092 | -13811.4972 | -16568.2637 | -19465.635 | 1
| 60452607 | 35453.2413 | 51973.8159 | -16520.5746 | 0 |  | -21717.9562 | -11323.193 | -12975.2505 | -20065.8988 | -25263.2803 | 1
| 60452620 | 8023.5047 | 20843.2415 | -12819.7368 | 0 |  | -14904.061 | -10735.4127 | -12017.3863 | -13622.0873 | -15706.4114 | 1
| 60452624 | 13181.9335 | 28212.5646 | -15030.6311 | 0 |  | -17851.8875 | -12209.3746 | -13712.4377 | -16348.8244 | -19170.0809 | 1
| 60452634 | 10004.847 | 25036.9863 | -15032.1392 | 0 |  | -17535.8378 | -12528.4406 | -14031.6545 | -16032.6239 | -18536.3226 | 1
| 60452640 | 7661.4412 | 20470.6477 | -12809.2065 | 0 |  | -14856.2712 | -10762.1417 | -12043.0624 | -13575.3506 | -15622.4154 | 1
| 60452641 | 9518.0664 | 23905.4457 | -14387.3793 | 0 |  | -16777.9238 | -11996.8347 | -13435.5726 | -15339.1859 | -17729.7305 | 1
| 60452675 | 44718.9582 | 59318.3728 | -14599.4147 | 0 |  | -20531.252 | -8667.5774 | -10127.5189 | -19071.3105 | -25003.1478 | 1
| 60452677 | 1333.1281 | 6526.1713 | -5193.0431 | 0 |  | -5845.6603 | -4540.426 | -5059.7303 | -5326.3559 | -5978.9731 | 1
| 60452678 | 2096.5504 | 9100.7563 | -7004.2058 | 0 |  | -7914.2815 | -6094.1302 | -6794.5508 | -7213.8609 | -8123.9365 | 1
| 60452702 | 14427.6239 | 48379.4135 | -33951.7895 | 0 |  | -38789.7309 | -29113.8482 | -32509.0271 | -35394.5519 | -40232.4933 | 1
| 60452708 | 8413.0472 | 22790.9663 | -14377.9191 | 0 |  | -16657.0157 | -12098.8225 | -13536.6144 | -15219.2238 | -17498.3204 | 1
| 60452709 | 902.8606 | 2471.6913 | -1568.8307 | 0 |  | -1815.9998 | -1321.6616 | -1478.5446 | -1659.1168 | -1906.2859 | 1
| 60452715 | 17992.6188 | 35463.5603 | -17470.9414 | 0 |  | -21017.2975 | -13924.5854 | -15671.6796 | -19270.2033 | -22816.5594 | 1
| 60452721 | 306.4546 | 1910.3003 | -1603.8456 | 0 |  | -1794.8756 | -1412.8156 | -1573.2002 | -1634.4911 | -1825.5211 | 1
| 60452722 | 4395.1987 | 12885.033 | -8489.8343 | 0 |  | -9778.3376 | -7201.331 | -8050.3145 | -8929.3542 | -10217.8575 | 1
| 60452726 | 818597.6662 | 252494.253 | 566103.4132 | 1 |  | 540853.9879 | 591352.8385 | 647963.1798 | 484243.6466 | 458994.2213 | 1
| 60452750 | 7303.1338 | 20628.0507 | -13324.9169 | 0 |  | -15387.722 | -11262.1119 | -12594.6036 | -14055.2303 | -16118.0354 | 1
| 60452771 | 927.6758 | 4813.4503 | -3885.7745 | 0 |  | -4367.1196 | -3404.4295 | -3793.007 | -3978.5421 | -4459.8872 | 1
| 60452783 | 53217.7343 | 64873.7087 | -11655.9744 | 0 |  | -18143.3453 | -5168.6035 | -6334.201 | -16977.7478 | -23465.1187 | 1
| 60452788 | 8917.3399 | 20236.7446 | -11319.4047 | 0 |  | -13343.0792 | -9295.7303 | -10427.6707 | -12211.1387 | -14234.8132 | 1
| 60452789 | 588.8612 | 3298.859 | -2709.9978 | 0 |  | -3039.8837 | -2380.1119 | -2651.1117 | -2768.8839 | -3098.7699 | 1
| 60452790 | 1140.5247 | 5619.1777 | -4478.6529 | 0 |  | -5040.5707 | -3916.7352 | -4364.6005 | -4592.7054 | -5154.6232 | 1
| 60452795 | 13040.2618 | 26602.761 | -13562.4993 | 0 |  | -16222.7754 | -10902.2232 | -12258.4731 | -14866.5255 | -17526.8016 | 1
| 60452796 | 359.6587 | 1900.3938 | -1540.7351 | 0 |  | -1730.7745 | -1350.6957 | -1504.7692 | -1576.701 | -1766.7404 | 1
| 60452813 | 6228.6529 | 18675.3727 | -12446.7198 | 0 |  | -14314.2571 | -10579.1825 | -11823.8545 | -13069.5851 | -14937.1224 | 1
| 60452815 | 6188.014 | 23525.1468 | -17337.1328 | 0 |  | -19689.6475 | -14984.6181 | -16718.3314 | -17955.9342 | -20308.4489 | 1
| 60452816 | 1862.2051 | 10777.1535 | -8914.9484 | 0 |  | -9992.6637 | -7837.233 | -8728.7279 | -9101.1689 | -10178.8842 | 1
| 60452817 | 2170.8252 | 9207.5262 | -7036.701 | 0 |  | -7957.4536 | -6115.9484 | -6819.6185 | -7253.7835 | -8174.5361 | 1
| 60452820 | 38778.8211 | 48204.3989 | -9425.5779 | 0 |  | -14246.0178 | -4605.138 | -5547.6958 | -13303.46 | -18123.8999 | 1
| 60452821 | 5016.5667 | 16247.1835 | -11230.6168 | 0 |  | -12855.3351 | -9605.8984 | -10728.9601 | -11732.2734 | -13356.9918 | 1
| 60452822 | 26633.1842 | 44405.8128 | -17772.6286 | 0 |  | -22213.2099 | -13332.0473 | -15109.3102 | -20435.947 | -24876.5283 | 1
| 60452836 | 11993.8046 | 24220.2517 | -12226.4472 | 0 |  | -14648.4723 | -9804.422 | -11027.0667 | -13425.8276 | -15847.8528 | 1
| 60452842 | 20495.7284 | 33678.7421 | -13183.0138 | 0 |  | -16550.888 | -9815.1396 | -11133.4409 | -15232.5866 | -18600.4608 | 1
| 60452845 | 5035.6003 | 16297.8166 | -11262.2164 | 0 |  | -12891.998 | -9632.4347 | -10758.6563 | -11765.7764 | -13395.5581 | 1
| 60452882 | 173165.9394 | 256810.6035 | -83644.6641 | 0 |  | -109325.7244 | -57963.6037 | -66328.0702 | -100961.258 | -126642.3184 | 1
| 60452920 | 397267.8306 | 191055.3423 | 206212.4883 | 1 |  | 187106.9541 | 225318.0225 | 245939.2714 | 166485.7052 | 147380.171 | 1
| 60452944 | 11911.7588 | 29550.7806 | -17639.0218 | 0 |  | -20594.0998 | -14683.9437 | -16447.8459 | -18830.1976 | -21785.2757 | 1
| 60452959 | 13880216.8537 | 1163477.4254 | 12716739.4282 | 1 |  | 12600391.6857 | 12833087.1708 | 14104761.1136 | 11328717.7429 | 11212370.0003 | 1
| 60452960 | 590.3428 | 6668.1642 | -6077.8214 | 0 |  | -6744.6379 | -5411.005 | -6018.7872 | -6136.8557 | -6803.6721 | 1
| 60452961 | 5694.0429 | 22526.243 | -16832.2001 | 0 |  | -19084.8244 | -14579.5758 | -16262.7958 | -17401.6044 | -19654.2287 | 1
| 60452963 | 54.9147 | 1550.915 | -1496.0003 | 0 |  | -1651.0918 | -1340.9088 | -1490.5088 | -1501.4918 | -1656.5833 | 1
| 60452976 | 21748.2869 | 44893.9823 | -23145.6955 | 0 |  | -27635.0937 | -18656.2972 | -20970.8668 | -25320.5241 | -29809.9224 | 1
| 60452979 | 250158.4713 | 430604.6431 | -180446.1718 | 0 |  | -223506.6361 | -137385.7075 | -155430.3247 | -205462.0189 | -248522.4832 | 1
| 60452980 | 62.2324 | 5931.1752 | -5868.9428 | 0 |  | -6462.0603 | -5275.8253 | -5862.7195 | -5875.166 | -6468.2835 | 1
| 60452981 | 11568.62 | 91866.9203 | -80298.3003 | 0 |  | -89484.9923 | -71111.6083 | -79141.4383 | -81455.1623 | -90641.8543 | 1
| 60453041 | 26538.3896 | 47819.1468 | -21280.7572 | 0 |  | -26062.6719 | -16498.8425 | -18626.9182 | -23934.5961 | -28716.5108 | 1
| 60453042 | 5413.4955 | 21098.0583 | -15684.5628 | 0 |  | -17794.3686 | -13574.757 | -15143.2132 | -16225.9123 | -18335.7182 | 1
| 60453043 | 3074764.7413 | 523799.8177 | 2550964.9235 | 1 |  | 2498584.9418 | 2603344.9053 | 2858441.3977 | 2243488.4494 | 2191108.4676 | 1
| 60453055 | 33.6922 | 970.285 | -936.5928 | 0 |  | -1033.6213 | -839.5643 | -933.2236 | -939.9621 | -1036.9906 | 1
| 60453056 | 415.9769 | 4978.5584 | -4562.5814 | 0 |  | -5060.4373 | -4064.7256 | -4520.9838 | -4604.1791 | -5102.035 | 1
| 60453064 | 20260.2537 | 41665.5694 | -21405.3156 | 0 |  | -25571.8726 | -17238.7587 | -19379.2903 | -23431.341 | -27597.8979 | 1
| 60453102 | 56.2947 | 1406.1703 | -1349.8756 | 0 |  | -1490.4926 | -1209.2586 | -1344.2461 | -1355.5051 | -1496.1221 | 1
| 60453105 | 2088.0765 | 12446.9303 | -10358.8539 | 0 |  | -11603.5469 | -9114.1608 | -10150.0462 | -10567.6615 | -11812.3545 | 1
| 60453109 | 440.4411 | 5758.9691 | -5318.528 | 0 |  | -5894.4249 | -4742.6311 | -5274.4839 | -5362.5721 | -5938.4691 | 1
| 60453115 | 31903.6805 | 48971.0507 | -17067.3702 | 0 |  | -21964.4752 | -12170.2651 | -13877.0021 | -20257.7382 | -25154.8433 | 1
| 60453135 | 27131.847 | 47205.5011 | -20073.6541 | 0 |  | -24794.2042 | -15353.104 | -17360.4694 | -22786.8388 | -27507.3889 | 1
| 60453145 | 4667.9597 | 19527.3303 | -14859.3706 | 0 |  | -16812.1036 | -12906.6376 | -14392.5746 | -15326.1666 | -17278.8996 | 1
| 60453146 | 522.7634 | 5966.4549 | -5443.6915 | 0 |  | -6040.337 | -4847.046 | -5391.4152 | -5495.9679 | -6092.6133 | 1
| 60453152 | 829.8171 | 7805.2084 | -6975.3913 | 0 |  | -7755.9121 | -6194.8704 | -6892.4095 | -7058.373 | -7838.8938 | 1
| 60453161 | 6207.6488 | 23078.2543 | -16870.6056 | 0 |  | -19178.431 | -14562.7801 | -16249.8407 | -17491.3704 | -19799.1959 | 1
| 60453179 | 125.1835 | 2537.7109 | -2412.5274 | 0 |  | -2666.2985 | -2158.7563 | -2400.0091 | -2425.0458 | -2678.8169 | 1
| 60453194 | 1611.2002 | 11323.1108 | -9711.9106 | 0 |  | -10844.2217 | -8579.5995 | -9550.7906 | -9873.0306 | -11005.3417 | 1
| 60453220 | 7335.7988 | 25281.3462 | -17945.5474 | 0 |  | -20473.682 | -15417.4128 | -17211.9675 | -18679.1273 | -21207.2619 | 1
| 60453233 | 45395.1509 | 62758.6744 | -17363.5235 | 0 |  | -23639.391 | -11087.6561 | -12824.0084 | -21903.0386 | -28178.9061 | 1
| 60453243 | 9170.6118 | 30800.9087 | -21630.2969 | 0 |  | -24710.3877 | -18550.206 | -20713.2357 | -22547.3581 | -25627.4489 | 1
| 60453252 | 80689.3179 | 83980.5638 | -3291.2459 | 0 |  | -11689.3023 | 5106.8105 | 4777.6859 | -11360.1777 | -19758.2341 | 1
| 60453259 | 402.1048 | 5368.2134 | -4966.1086 | 0 |  | -5502.93 | -4429.2873 | -4925.8982 | -5006.3191 | -5543.1405 | 1
| 60453260 | 175.888 | 2855.2687 | -2679.3807 | 0 |  | -2964.9076 | -2393.8538 | -2661.7919 | -2696.9695 | -2982.4964 | 1
| 60453261 | 2621.2103 | 15013.8263 | -12392.616 | 0 |  | -13893.9986 | -10891.2334 | -12130.495 | -12654.737 | -14156.1197 | 1
| 60453271 | 73.6283 | 1887.1851 | -1813.5568 | 0 |  | -2002.2753 | -1624.8383 | -1806.194 | -1820.9196 | -2009.6381 | 1
| 60453293 | 8846.8631 | 28333.6439 | -19486.7808 | 0 |  | -22320.1452 | -16653.4164 | -18602.0945 | -20371.4671 | -23204.8315 | 1
| 60453311 | 78176.5896 | 60206.5972 | 17969.9924 | 1 |  | 11949.3327 | 23990.6521 | 25787.6513 | 10152.3334 | 4131.6737 | 1
| 60453312 | 51967.3925 | 48916.9255 | 3050.467 | 1 |  | -1841.2255 | 7942.1596 | 8247.2063 | -2146.2722 | -7037.9648 | 0
| 60453313 | 1102539.4428 | 228665.6678 | 873873.775 | 1 |  | 851007.2082 | 896740.3418 | 984127.7193 | 763619.8307 | 740753.2639 | 1
| 60453314 | 451.097 | 3798.5459 | -3347.4489 | 0 |  | -3727.3035 | -2967.5943 | -3302.3392 | -3392.5586 | -3772.4132 | 1
| 60453315 | 1077226.7185 | 316331.0831 | 760895.6354 | 1 |  | 729262.5271 | 792528.7437 | 868618.3073 | 653172.9636 | 621539.8553 | 1
| 60453328 | 64.3471 | 1635.6705 | -1571.3234 | 0 |  | -1734.8905 | -1407.7564 | -1564.8887 | -1577.7581 | -1741.3252 | 1
| 60453347 | 1893.6698 | 10918.0457 | -9024.3759 | 0 |  | -10116.1804 | -7932.5713 | -8835.0089 | -9213.7428 | -10305.5474 | 1
| 60453369 | 725.6828 | 7291.6161 | -6565.9333 | 0 |  | -7295.0949 | -5836.7717 | -6493.365 | -6638.5016 | -7367.6632 | 1
| 60453370 | 1414.0103 | 10513.941 | -9099.9307 | 0 |  | -10151.3248 | -8048.5366 | -8958.5297 | -9241.3318 | -10292.7259 | 1
| 60453371 | 4853.5145 | 20229.8426 | -15376.3281 | 0 |  | -17399.3124 | -13353.3438 | -14890.9767 | -15861.6795 | -17884.6638 | 1
| 60453410 | 1473.3226 | 10831.0888 | -9357.7662 | 0 |  | -10440.8751 | -8274.6573 | -9210.4339 | -9505.0985 | -10588.2073 | 1
| 60453419 | 35544.3644 | 115839.1216 | -80294.7571 | 0 |  | -91878.6693 | -68710.845 | -76740.3207 | -83849.1936 | -95433.1057 | 1
| 60453421 | 11692.647 | 32011.7011 | -20319.0541 | 0 |  | -23520.2243 | -17117.884 | -19149.7894 | -21488.3188 | -24689.4889 | 1
| 60453435 | 118.2512 | 2314.2646 | -2196.0134 | 0 |  | -2427.4399 | -1964.587 | -2184.1883 | -2207.8385 | -2439.265 | 1
| 60453473 | 1371.2938 | 10617.549 | -9246.2552 | 0 |  | -10308.0101 | -8184.5003 | -9109.1258 | -9383.3846 | -10445.1395 | 1
| 60453477 | 55146.7965 | 201679.8441 | -146533.0477 | 0 |  | -166701.0321 | -126365.0633 | -141018.368 | -152047.7273 | -172215.7117 | 1
| 60453510 | 86749.6099 | 79775.8119 | 6973.798 | 1 |  | -1003.7832 | 14951.3792 | 15648.759 | -1701.163 | -9678.7442 | 0
| 60453511 | 21583.1568 | 43820.7799 | -22237.6231 | 0 |  | -26619.7011 | -17855.5451 | -20079.3074 | -24395.9388 | -28778.0168 | 1
| 60453512 | 3657.6618 | 17506.4076 | -13848.7459 | 0 |  | -15599.3866 | -12098.1051 | -13482.9797 | -14214.512 | -15965.1528 | 1
| 60453514 | 134597.4888 | 110817.7783 | 23779.7105 | 1 |  | 12697.9327 | 34861.4884 | 37239.4594 | 10319.9616 | -761.8162 | 0
| 60453521 | 2125.9174 | 8315.9426 | -6190.0253 | 0 |  | -7021.6195 | -5358.431 | -5977.4335 | -6402.617 | -7234.2113 | 1
| 60453522 | 830068.8951 | 244281.2277 | 585787.6673 | 1 |  | 561359.5446 | 610215.7901 | 668794.5569 | 502780.7778 | 478352.6551 | 1
| 60453523 | 135892.1414 | 106987.2713 | 28904.8701 | 1 |  | 18206.1429 | 39603.5972 | 42494.0842 | 15315.6559 | 4616.9288 | 1
| 60453540 | 1682.7207 | 8550.9464 | -6868.2257 | 0 |  | -7723.3204 | -6013.1311 | -6699.9537 | -7036.4978 | -7891.5924 | 1
| 60453550 | 539612.0988 | 225360.3944 | 314251.7044 | 1 |  | 291715.665 | 336787.7438 | 368212.9143 | 260290.4945 | 237754.4551 | 1
| 60453595 | 1471.9743 | 7357.7655 | -5885.7912 | 0 |  | -6621.5678 | -5150.0147 | -5738.5938 | -6032.9887 | -6768.7652 | 1
| 60453620 | 5517.3546 | 17634.6416 | -12117.287 | 0 |  | -13880.7511 | -10353.8228 | -11565.5515 | -12669.0224 | -14432.4866 | 1
| 60453654 | 8600.2348 | 24198.7877 | -15598.5529 | 0 |  | -18018.4317 | -13178.6742 | -14738.5294 | -16458.5764 | -18878.4552 | 1
| 60453658 | 24999.0841 | 43289.132 | -18290.0479 | 0 |  | -22618.9611 | -13961.1347 | -15790.1395 | -20789.9563 | -25118.8695 | 1
| 60453661 | 15259.8701 | 33333.6663 | -18073.7962 | 0 |  | -21407.1629 | -14740.4296 | -16547.8092 | -19599.7832 | -22933.1499 | 1
| 60453685 | 15160.5302 | 32661.6765 | -17501.1463 | 0 |  | -20767.3139 | -14234.9786 | -15985.0933 | -19017.1993 | -22283.3669 | 1
| 60453697 | 2235170.4231 | 445837.9931 | 1789332.43 | 1 |  | 1744748.6307 | 1833916.2293 | 2012849.4723 | 1565815.3877 | 1521231.5884 | 1
| 60453737 | 3859.7744 | 15115.6429 | -11255.8685 | 0 |  | -12767.4328 | -9744.3042 | -10869.8911 | -11641.8459 | -13153.4102 | 1
| 60453738 | 20897.6092 | 40996.3314 | -20098.7222 | 0 |  | -24198.3553 | -15999.0891 | -18008.9613 | -22188.4831 | -26288.1163 | 1
| 60453746 | 347.2558 | 2514.0454 | -2166.7896 | 0 |  | -2418.1941 | -1915.3851 | -2132.064 | -2201.5152 | -2452.9197 | 1
| 60453801 | 22013.8567 | 40086.586 | -18072.7292 | 0 |  | -22081.3878 | -14064.0707 | -15871.3436 | -20274.1149 | -24282.7735 | 1
| 60453804 | 8901.8309 | 15192.1555 | -6290.3245 | 0 |  | -7809.5401 | -4771.109 | -5400.1414 | -7180.5076 | -8699.7232 | 1
| 60453805 | 51877.4086 | 42906.0257 | 8971.3828 | 1 |  | 4680.7802 | 13261.9854 | 14159.1237 | 3783.642 | -506.9606 | 0
| 60453809 | 562122.3443 | 227598.7093 | 334523.6349 | 1 |  | 311763.764 | 357283.5059 | 390735.8694 | 278311.4005 | 255551.5296 | 1
| 60453810 | 164547.6173 | 120729.2151 | 43818.4022 | 1 |  | 31745.4806 | 55891.3237 | 60273.1639 | 27363.6404 | 15290.7189 | 1
| 60453811 | 2109.8028 | 9838.239 | -7728.4361 | 0 |  | -8712.26 | -6744.6122 | -7517.4558 | -7939.4164 | -8923.2403 | 1
| 60453814 | 227894.464 | 143002.8428 | 84891.6211 | 1 |  | 70591.3368 | 99191.9054 | 107681.0675 | 62102.1747 | 47801.8904 | 1
| 60453821 | 4398.1906 | 16095.2841 | -11697.0934 | 0 |  | -13306.6218 | -10087.565 | -11257.2744 | -12136.9125 | -13746.4409 | 1
| 60453867 | 420575.5227 | 197328.8983 | 223246.6244 | 1 |  | 203513.7346 | 242979.5142 | 265304.1766 | 181189.0721 | 161456.1823 | 1
| 60453901 | 99909.6001 | 90122.5836 | 9787.0164 | 1 |  | 774.7581 | 18799.2748 | 19777.9764 | -203.9436 | -9216.2019 | 0
| 60453902 | 49218.3586 | 61746.562 | -12528.2035 | 0 |  | -18702.8597 | -6353.5472 | -7606.3676 | -17450.0393 | -23624.6955 | 1
| 60484948 | 804226.9474 | 281318.8182 | 522908.1292 | 1 |  | 494776.2474 | 551040.011 | 603330.8239 | 442485.4345 | 414353.5526 | 1
| 60485468 | 30372.2821 | 50879.1495 | -20506.8674 | 0 |  | -25594.7823 | -15418.9524 | -17469.6392 | -23544.0956 | -28632.0105 | 1
| 60485520 | 28651.8454 | 53234.6912 | -24582.8458 | 0 |  | -29906.3149 | -19259.3767 | -21717.6612 | -27448.0303 | -32771.4994 | 1
| 60486316 | 85775.7214 | 87266.7646 | -1491.0432 | 0 |  | -10217.7196 | 7235.6333 | 7086.529 | -10068.6153 | -18795.2918 | 1
| 60493741 | 756396.6614 | 265568.61 | 490828.0514 | 1 |  | 464271.1904 | 517384.9124 | 566467.7176 | 415188.3853 | 388631.5243 | 1
| 60494707 | 1546.3618 | 8719.3664 | -7173.0045 | 0 |  | -8044.9412 | -6301.0679 | -7018.3683 | -7327.6407 | -8199.5773 | 1
| 60494724 | 15747.3624 | 37463.0189 | -21715.6565 | 0 |  | -25461.9584 | -17969.3546 | -20140.9202 | -23290.3927 | -27036.6946 | 1
| 60495381 | 760710.4975 | 266327.0063 | 494383.4912 | 1 |  | 467750.7906 | 521016.1918 | 570454.541 | 418312.4414 | 391679.7408 | 1
| 60498004 | 1395801.6968 | 371964.244 | 1023837.4528 | 1 |  | 986641.0284 | 1061033.8772 | 1163417.6224 | 884257.2831 | 847060.8587 | 1
| 60498484 | 267260.4663 | 146559.8208 | 120700.6455 | 1 |  | 106044.6634 | 135356.6276 | 147426.6921 | 93974.5988 | 79318.6168 | 1
| 60498570 | 10025.9626 | 25071.1086 | -15045.146 | 0 |  | -17552.2569 | -12538.0352 | -14042.5498 | -16047.7423 | -18554.8531 | 1
| 60498634 | 605795.5794 | 242790.8523 | 363004.7271 | 1 |  | 338725.6418 | 387283.8123 | 423584.285 | 302425.1691 | 278146.0839 | 1
| 60498707 | 82784.9349 | 39059.0635 | 43725.8715 | 1 |  | 39819.9651 | 47631.7778 | 52004.365 | 35447.378 | 31541.4716 | 1
| 60500423 | 580.0432 | 6156.3292 | -5576.286 | 0 |  | -6191.9189 | -4960.653 | -5518.2816 | -5634.2903 | -6249.9232 | 1
| 60500741 | 63777.2486 | 54458.0771 | 9319.1715 | 1 |  | 3873.3638 | 14764.9792 | 15696.8964 | 2941.4466 | -2504.3611 | 0
| 60501141 | 812.946 | 7949.4027 | -7136.4568 | 0 |  | -7931.3971 | -6341.5165 | -7055.1622 | -7217.7514 | -8012.6917 | 1
| 60501565 | 1257950.967 | 347472.6647 | 910478.3023 | 1 |  | 875731.0359 | 945225.5688 | 1036273.399 | 784683.2056 | 749935.9391 | 1
| 60511271 | 867560.429 | 285728.8545 | 581831.5746 | 1 |  | 553258.6891 | 610404.46 | 668587.6175 | 495075.5317 | 466502.6462 | 1
| 60511347 | 25002.2172 | 42692.5415 | -17690.3243 | 0 |  | -21959.5785 | -13421.0702 | -15190.1026 | -20190.5461 | -24459.8002 | 1
| 60511561 | 280.4456 | 1904.2463 | -1623.8006 | 0 |  | -1814.2253 | -1433.376 | -1595.7561 | -1651.8452 | -1842.2698 | 1
| 60512497 | 10587.1603 | 5870.1419 | 4717.0184 | 1 |  | 4130.0042 | 5304.0326 | 5775.7344 | 3658.3024 | 3071.2882 | 1
| 60512526 | 257550.5316 | 152353.4626 | 105197.0689 | 1 |  | 89961.7227 | 120432.4152 | 130952.1221 | 79442.0158 | 64206.6695 | 1
| 60512604 | 6173.4224 | 17859.7389 | -11686.3164 | 0 |  | -13472.2903 | -9900.3425 | -11068.9742 | -12303.6587 | -14089.6326 | 1
| 60512718 | 5798.5787 | 2493.6821 | 3304.8966 | 1 |  | 3055.5284 | 3554.2649 | 3884.7545 | 2725.0388 | 2475.6706 | 1
| 60512838 | 21171.9177 | 37258.2849 | -16086.3672 | 0 |  | -19812.1957 | -12360.5387 | -13969.1754 | -18203.5589 | -21929.3874 | 1
| 60513017 | 61543.1706 | 53314.7614 | 8228.4092 | 1 |  | 2896.9331 | 13559.8854 | 14382.7263 | 2074.0922 | -3257.384 | 0
| 60513712 | 5910386.8571 | 796419.6426 | 5113967.2145 | 1 |  | 5034325.2503 | 5193609.1788 | 5705005.9002 | 4522928.5288 | 4443286.5646 | 1
| 60514730 | 70892.0573 | 77478.058 | -6586.0007 | 0 |  | -14333.8065 | 1161.8051 | 503.205 | -13675.2064 | -21423.0122 | 1
| 60535779 | 8498.1464 | 25712.2782 | -17214.1318 | 0 |  | -19785.3596 | -14642.904 | -16364.3172 | -18063.9465 | -20635.1743 | 1
| 60535847 | 904189.9696 | 290887.3807 | 613302.589 | 1 |  | 584213.8509 | 642391.327 | 703721.5859 | 522883.592 | 493794.854 | 1
| 60535871 | 33202.5404 | 35452.4188 | -2249.8785 | 0 |  | -5795.1204 | 1295.3634 | 1070.3756 | -5570.1325 | -9115.3744 | 1
| 60536121 | 2869.2057 | 14303.3113 | -11434.1056 | 0 |  | -12864.4367 | -10003.7744 | -11147.185 | -11721.0261 | -13151.3573 | 1
| 60536642 | 441852.0484 | 204553.4766 | 237298.5717 | 1 |  | 216843.2241 | 257753.9194 | 281483.7766 | 193113.3669 | 172658.0192 | 1
| 60536685 | 100319.9895 | 96671.3197 | 3648.6698 | 1 |  | -6018.4621 | 13315.8018 | 13680.6688 | -6383.3291 | -16050.4611 | 0
| 60536797 | 3222992.5932 | 552954.599 | 2670037.9942 | 1 |  | 2614742.5343 | 2725333.4541 | 2992337.2535 | 2347738.7349 | 2292443.275 | 1
| 60536813 | 521.7414 | 4795.8388 | -4274.0974 | 0 |  | -4753.6813 | -3794.5135 | -4221.9233 | -4326.2715 | -4805.8554 | 1
| 60537155 | 1005.5328 | 11535.5498 | -10530.0171 | 0 |  | -11683.572 | -9376.4621 | -10429.4638 | -10630.5703 | -11784.1253 | 1
| 60537452 | 4757148.1671 | 454477.6096 | 4302670.5574 | 1 |  | 4257222.7965 | 4348118.3184 | 4778385.3741 | 3826955.7407 | 3781507.9798 | 1
| 60558841 | 3587.7403 | 1235.8456 | 2351.8946 | 1 |  | 2228.3101 | 2475.4792 | 2710.6687 | 1993.1206 | 1869.536 | 1
| 60558957 | 809688.996 | 283877.9931 | 525811.0029 | 1 |  | 497423.2036 | 554198.8022 | 606779.9025 | 444842.1033 | 416454.304 | 1
| 60559857 | 1208.5461 | 4722.0711 | -3513.5251 | 0 |  | -3985.7322 | -3041.318 | -3392.6705 | -3634.3797 | -4106.5868 | 1
| 60560714 | 115986.9811 | 81020.773 | 34966.2081 | 1 |  | 26864.1308 | 43068.2854 | 46564.9062 | 23367.51 | 15265.4327 | 1
| 60560766 | 3399.2081 | 12312.5717 | -8913.3636 | 0 |  | -10144.6208 | -7682.1064 | -8573.4428 | -9253.2844 | -10484.5416 | 1
| 60571425 | 2631.075 | 9564.1596 | -6933.0846 | 0 |  | -7889.5005 | -5976.6686 | -6669.9771 | -7196.1921 | -8152.608 | 1
| 60571462 | 15900.61 | 37830.1091 | -21929.4991 | 0 |  | -25712.51 | -18146.4882 | -20339.4381 | -23519.5601 | -27302.571 | 1
| 60571548 | 236818.8864 | 131518.4765 | 105300.4099 | 1 |  | 92148.5622 | 118452.2575 | 128982.2985 | 81618.5212 | 68466.6736 | 1
| 60572859 | 84407.9206 | 76083.4746 | 8324.446 | 1 |  | 716.0986 | 15932.7935 | 16765.2381 | -116.346 | -7724.6935 | 0
| 60572873 | 196192.2473 | 91471.5908 | 104720.6565 | 1 |  | 95573.4974 | 113867.8156 | 124339.8812 | 85101.4318 | 75954.2727 | 1
| 60572920 | 3577039.1491 | 577726.3117 | 2999312.8374 | 1 |  | 2941540.2062 | 3057085.4686 | 3357016.7523 | 2641608.9225 | 2583836.2913 | 1
| 60573041 | 2411.4928 | 11016.5601 | -8605.0674 | 0 |  | -9706.7234 | -7503.4114 | -8363.9181 | -8846.2167 | -9947.8727 | 1
| 60585456 | 18715.4155 | 33839.9977 | -15124.5822 | 0 |  | -18508.582 | -11740.5825 | -13253.0407 | -16996.1238 | -20380.1235 | 1
| 60586830 | 174.0895 | 1980.196 | -1806.1065 | 0 |  | -2004.1261 | -1608.0869 | -1788.6975 | -1823.5154 | -2021.535 | 1
| 60586922 | 4507.8289 | 2978.5494 | 1529.2795 | 1 |  | 1231.4245 | 1827.1344 | 1980.0624 | 1078.4966 | 780.6416 | 1
| 60587225 | 14324.5825 | 36041.9888 | -21717.4063 | 0 |  | -25321.6052 | -18113.2074 | -20284.948 | -23149.8646 | -26754.0634 | 1
| 60587358 | 16763.6079 | 10287.3329 | 6476.2751 | 1 |  | 5447.5418 | 7505.0083 | 8152.6358 | 4799.9143 | 3771.181 | 1
| 60587363 | 64375.2167 | 34782.7647 | 29592.452 | 1 |  | 26114.1756 | 33070.7285 | 36029.9737 | 23154.9304 | 19676.6539 | 1
| 60587371 | 2755.0895 | 11747.9889 | -8992.8993 | 0 |  | -10167.6982 | -7818.1004 | -8717.3904 | -9268.4083 | -10443.2072 | 1
| 60587626 | 13032.8326 | 22531.6843 | -9498.8517 | 0 |  | -11752.0201 | -7245.6833 | -8195.5684 | -10802.135 | -13055.3034 | 1
| 60587777 | 813.775 | 6176.1422 | -5362.3672 | 0 |  | -5979.9814 | -4744.753 | -5280.9897 | -5443.7447 | -6061.3589 | 1
| 60587788 | 1080.3482 | 7448.0246 | -6367.6764 | 0 |  | -7112.4789 | -5622.8739 | -6259.6416 | -6475.7112 | -7220.5137 | 1
| 60587843 | 16115.0021 | 9819.5267 | 6295.4754 | 1 |  | 5313.5227 | 7277.4281 | 7906.9756 | 4683.9752 | 3702.0225 | 1
| 60592301 | 12871.2996 | 33126.7309 | -20255.4312 | 0 |  | -23568.1043 | -16942.7582 | -18968.3013 | -21542.5612 | -24855.2343 | 1
| 60592361 | 407453.3963 | 181325.5244 | 226127.872 | 1 |  | 207995.3195 | 244260.4244 | 266873.2116 | 185382.5323 | 167249.9799 | 1
| 60592440 | 3551793.9175 | 538497.7373 | 3013296.1802 | 1 |  | 2959446.4065 | 3067145.954 | 3368475.572 | 2658116.7885 | 2604267.0148 | 1
| 60592555 | 9536.6508 | 26886.1965 | -17349.5457 | 0 |  | -20038.1653 | -14660.926 | -16395.8806 | -18303.2108 | -20991.8304 | 1
| 60592587 | 3186.6117 | 16196.5504 | -13009.9386 | 0 |  | -14629.5937 | -11390.2836 | -12691.2775 | -13328.5998 | -14948.2548 | 1
| 60592823 | 169.0317 | 1933.4154 | -1764.3837 | 0 |  | -1957.7252 | -1571.0422 | -1747.4805 | -1781.2869 | -1974.6284 | 1
| 60593035 | 6438.8693 | 21814.0769 | -15375.2076 | 0 |  | -17556.6153 | -13193.7999 | -14731.3206 | -16019.0945 | -18200.5022 | 1
| 60593123 | 31345.3698 | 18660.513 | 12684.8568 | 1 |  | 10818.8055 | 14550.9081 | 15819.3938 | 9550.3198 | 7684.2685 | 1
| 60602539 | 257.0064 | 3611.4579 | -3354.4515 | 0 |  | -3715.5972 | -2993.3057 | -3328.7508 | -3380.1521 | -3741.2979 | 1
| 60602540 | 8593.6349 | 28045.8055 | -19452.1706 | 0 |  | -22256.7512 | -16647.5901 | -18592.8071 | -20311.5341 | -23116.1146 | 1
| 60602977 | 2927879.2547 | 520449.7752 | 2407429.4795 | 1 |  | 2355384.502 | 2459474.457 | 2700217.405 | 2114641.5541 | 2062596.5765 | 1
| 60606091 | 2664.1768 | 14477.2251 | -11813.0483 | 0 |  | -13260.7708 | -10365.3258 | -11546.6307 | -12079.466 | -13527.1885 | 1
| 60606878 | 129.484 | 1302.0109 | -1172.5269 | 0 |  | -1302.728 | -1042.3258 | -1159.5785 | -1185.4753 | -1315.6764 | 1
| 60606881 | 2365548.1149 | 1013424.3669 | 1352123.7481 | 1 |  | 1250781.3114 | 1453466.1847 | 1588678.5596 | 1115568.9366 | 1014226.4999 | 1
| 60606895 | 20292.5343 | 96023.6045 | -75731.0702 | 0 |  | -85333.4307 | -66128.7097 | -73701.8168 | -77760.3236 | -87362.6841 | 1
| 60606901 | 4605.318 | 13262.2082 | -8656.8902 | 0 |  | -9983.111 | -7330.6693 | -8196.3584 | -9117.422 | -10443.6428 | 1
| 60606908 | 12117.7705 | 32986.9394 | -20869.1689 | 0 |  | -24167.8628 | -17570.475 | -19657.3919 | -22080.946 | -25379.6399 | 1
| 60606948 | 28417.9481 | 37303.272 | -8885.3239 | 0 |  | -12615.6511 | -5154.9967 | -6043.5291 | -11727.1187 | -15457.4459 | 1
| 60606999 | 24071.93 | 7816.3751 | 16255.5549 | 1 |  | 15473.9174 | 17037.1924 | 18662.7479 | 13848.3619 | 13066.7244 | 1
| 60607340 | 1118852.3683 | 334059.8363 | 784792.532 | 1 |  | 751386.5484 | 818198.5157 | 896677.7689 | 672907.2952 | 639501.3116 | 1
| 60608320 | 22400.3641 | 43119.0707 | -20718.7066 | 0 |  | -25030.6136 | -16406.7995 | -18478.6702 | -22958.743 | -27270.65 | 1
| 60608467 | 13462.1599 | 15974.2048 | -2512.045 | 0 |  | -4109.4654 | -914.6245 | -1165.829 | -3858.261 | -5455.6814 | 1
| 60608551 | 264268.6924 | 112925.3642 | 151343.3283 | 1 |  | 140050.7919 | 162635.8647 | 177770.1975 | 124916.459 | 113623.9226 | 1
| 60640452 | 2360784.4383 | 473478.7335 | 1887305.7048 | 1 |  | 1839957.8315 | 1934653.5782 | 2123384.1487 | 1651227.261 | 1603879.3877 | 1
| 60640862 | 37141.4612 | 53322.7488 | -16181.2876 | 0 |  | -21513.5625 | -10849.0127 | -12467.1415 | -19895.4337 | -25227.7086 | 1
| 60640876 | 1755160.504 | 402395.861 | 1352764.643 | 1 |  | 1312525.0569 | 1393004.2291 | 1528280.6934 | 1177248.5926 | 1137009.0065 | 1
| 60640886 | 26838.2249 | 44466.9028 | -17628.6779 | 0 |  | -22075.3682 | -13181.9876 | -14944.8554 | -20312.5004 | -24759.1907 | 1
| 60640887 | 5600.8876 | 17487.6954 | -11886.8077 | 0 |  | -13635.5773 | -10138.0382 | -11326.719 | -12446.8965 | -14195.666 | 1
| 60640890 | 1896848.7965 | 420663.4168 | 1476185.3797 | 1 |  | 1434119.038 | 1518251.7214 | 1665870.2594 | 1286500.5001 | 1244434.1584 | 1
| 60640891 | 81189.1838 | 81666.8495 | -477.6657 | 0 |  | -8644.3507 | 7689.0192 | 7641.2527 | -8596.5841 | -16763.269 | 1
| 60640987 | 380.1192 | 4594.9573 | -4214.8382 | 0 |  | -4674.3339 | -3755.3424 | -4176.8262 | -4252.8501 | -4712.3458 | 1
| 60641127 | 12822.717 | 29039.2056 | -16216.4886 | 0 |  | -19120.4092 | -13312.568 | -14934.2169 | -17498.7603 | -20402.6809 | 1
| 60641171 | 1020.2106 | 8376.4823 | -7356.2716 | 0 |  | -8193.9199 | -6518.6234 | -7254.2506 | -7458.2927 | -8295.9409 | 1
| 60641174 | 1346.76 | 10007.7499 | -8660.9899 | 0 |  | -9661.7649 | -7660.2149 | -8526.3139 | -8795.6659 | -9796.4409 | 1
| 60641321 | 311.4433 | 4215.7591 | -3904.3159 | 0 |  | -4325.8918 | -3482.74 | -3873.1716 | -3935.4602 | -4357.0361 | 1
| 60641338 | 11053.1072 | 31198.2687 | -20145.1616 | 0 |  | -23264.9884 | -17025.3347 | -19039.8508 | -21250.4723 | -24370.2991 | 1
| 60641390 | 1590.4661 | 10947.2148 | -9356.7486 | 0 |  | -10451.4701 | -8262.0272 | -9197.702 | -9515.7953 | -10610.5167 | 1
| 60641391 | 665.7271 | 6617.5311 | -5951.804 | 0 |  | -6613.5571 | -5290.0509 | -5885.2313 | -6018.3767 | -6680.1298 | 1
| 60641392 | 5306098.3869 | 696347.6472 | 4609750.7397 | 1 |  | 4540115.975 | 4679385.5044 | 5140360.5784 | 4079140.901 | 4009506.1363 | 1
| 60641427 | 136.0537 | 2013.768 | -1877.7143 | 0 |  | -2079.0911 | -1676.3375 | -1864.1089 | -1891.3196 | -2092.6964 | 1
| 60641463 | 300.7927 | 4166.7771 | -3865.9844 | 0 |  | -4282.6621 | -3449.3067 | -3835.9051 | -3896.0636 | -4312.7413 | 1
| 60642332 | 66745.7665 | 78785.1635 | -12039.397 | 0 |  | -19917.9133 | -4160.8806 | -5364.8203 | -18713.9736 | -26592.49 | 1
| 60642333 | 9707.4157 | 29393.6376 | -19686.2219 | 0 |  | -22625.5856 | -16746.8581 | -18715.4803 | -20656.9634 | -23596.3272 | 1
| 60642339 | 21.3285 | 627.4106 | -606.0821 | 0 |  | -668.8232 | -543.3411 | -603.9493 | -608.215 | -670.9561 | 1
| 60642340 | 3918.8758 | 16886.702 | -12967.8263 | 0 |  | -14656.4965 | -11279.1561 | -12575.9387 | -13359.7139 | -15048.3841 | 1
| 60642400 | 24378.6296 | 46991.405 | -22612.7755 | 0 |  | -27311.916 | -17913.635 | -20174.9125 | -25050.6384 | -29749.7789 | 1
| 60642404 | 272602.6853 | 160312.2215 | 112290.4638 | 1 |  | 96259.2417 | 128321.686 | 139550.7323 | 85030.1953 | 68998.9731 | 1
| 60642407 | 23755.2764 | 43090.4519 | -19335.1755 | 0 |  | -23644.2207 | -15026.1303 | -16959.6479 | -21710.7032 | -26019.7484 | 1
| 60643492 | 103574.6862 | 110990.5914 | -7415.9052 | 0 |  | -18514.9643 | 3683.154 | 2941.5634 | -17773.3738 | -28872.4329 | 1
| 60644040 | 16476.9982 | 33804.7746 | -17327.7764 | 0 |  | -20708.2539 | -13947.2989 | -15680.0766 | -18975.4762 | -22355.9537 | 1
| 60644272 | 10115.0153 | 34668.8401 | -24553.8249 | 0 |  | -28020.7089 | -21086.9409 | -23542.3234 | -25565.3264 | -29032.2104 | 1
| 60644416 | 28931.2923 | 51507.1105 | -22575.8182 | 0 |  | -27726.5293 | -17425.1072 | -19682.689 | -25468.9475 | -30619.6585 | 1
| 60646103 | 3317177.1679 | 559035.5289 | 2758141.639 | 1 |  | 2702238.0861 | 2814045.1919 | 3089859.3558 | 2426423.9222 | 2370520.3693 | 1
| 60646118 | 16842237.2534 | 1129888.392 | 15712348.8614 | 1 |  | 15599360.0222 | 15825337.7006 | 17396572.5867 | 14028125.1361 | 13915136.2969 | 1
| 60646207 | 427106.3806 | 202682.252 | 224424.1286 | 1 |  | 204155.9034 | 244692.3538 | 267134.7667 | 181713.4906 | 161445.2654 | 1
| 60646305 | 480.9547 | 5351.7026 | -4870.7479 | 0 |  | -5405.9182 | -4335.5777 | -4822.6525 | -4918.8434 | -5454.0137 | 1
| 60646334 | 4338.6999 | 19295.6286 | -14956.9287 | 0 |  | -16886.4916 | -13027.3659 | -14523.0587 | -15390.7987 | -17320.3616 | 1
| 60646644 | 85.797 | 1745.7426 | -1659.9456 | 0 |  | -1834.5198 | -1485.3713 | -1651.3659 | -1668.5253 | -1843.0995 | 1
| 60647303 | 27866.592 | 30085.1729 | -2218.5809 | 0 |  | -5227.0982 | 789.9364 | 568.0783 | -5005.2401 | -8013.7574 | 1
| 60647715 | 664.1079 | 7848.6868 | -7184.5789 | 0 |  | -7969.4476 | -6399.7102 | -7118.1681 | -7250.9897 | -8035.8584 | 1
| 60647724 | 356.6198 | 1032.7867 | -676.1669 | 0 |  | -779.4455 | -572.8882 | -640.5049 | -711.8289 | -815.1075 | 1
| 60647726 | 1395.4901 | 6581.7576 | -5186.2676 | 0 |  | -5844.4434 | -4528.0918 | -5046.7186 | -5325.8166 | -5983.9924 | 1
| 60647798 | 17930.5491 | 37703.5263 | -19772.9772 | 0 |  | -23543.3298 | -16002.6246 | -17979.9223 | -21566.0321 | -25336.3847 | 1
| 60647807 | 223.8638 | 3330.7799 | -3106.9162 | 0 |  | -3439.9942 | -2773.8382 | -3084.5298 | -3129.3026 | -3462.3805 | 1
| 60647813 | 25551.6192 | 54485.6599 | -28934.0407 | 0 |  | -34382.6067 | -23485.4748 | -26378.8788 | -31489.2027 | -36937.7686 | 1
| 60647815 | 41319.9013 | 58251.7748 | -16931.8734 | 0 |  | -22757.0509 | -11106.696 | -12799.8833 | -21063.8636 | -26889.041 | 1
| 60648681 | 28166.3173 | 34087.5382 | -5921.2209 | 0 |  | -9329.9747 | -2512.4671 | -3104.5892 | -8737.8526 | -12146.6064 | 1
| 60648732 | 557539.2089 | 246612.0032 | 310927.2057 | 1 |  | 286266.0053 | 335588.406 | 366681.1266 | 255173.2848 | 230512.0845 | 1
| 60648927 | 1458.4984 | 10234.4983 | -8775.9999 | 0 |  | -9799.4497 | -7752.5501 | -8630.1501 | -8921.8497 | -9945.2996 | 1
| 60648967 | 225.5504 | 2864.6248 | -2639.0745 | 0 |  | -2925.537 | -2352.612 | -2616.5195 | -2661.6295 | -2948.092 | 1
| 60648978 | 800541.3376 | 295659.554 | 504881.7837 | 1 |  | 475315.8283 | 534447.7391 | 584935.9174 | 424827.6499 | 395261.6945 | 1
| 60649010 | 24576.8375 | 42261.6095 | -17684.772 | 0 |  | -21910.933 | -13458.6111 | -15227.0883 | -20142.4558 | -24368.6167 | 1
| 60649012 | 7234.4594 | 24957.184 | -17722.7246 | 0 |  | -20218.443 | -15227.0062 | -16999.2787 | -18446.1706 | -20941.889 | 1
| 60649150 | 33354.0994 | 109324.5521 | -75970.4527 | 0 |  | -86902.9079 | -65037.9975 | -72635.0428 | -79305.8627 | -90238.3179 | 1
| 60649346 | 18137.7038 | 20888.9214 | -2751.2177 | 0 |  | -4840.1098 | -662.3255 | -937.4473 | -4564.988 | -6653.8802 | 1
| 60649351 | 11635.5116 | 14028.6815 | -2393.1699 | 0 |  | -3796.038 | -990.3017 | -1229.6187 | -3556.7211 | -4959.5892 | 1
| 60649353 | 22682.3993 | 17167.3858 | 5515.0135 | 1 |  | 3798.275 | 7231.7521 | 7783.2535 | 3246.7736 | 1530.035 | 1
| 60649364 | 4025.4917 | 3905.356 | 120.1357 | 1 |  | -270.3999 | 510.6713 | 522.6849 | -282.4135 | -672.9491 | 0
| 60649534 | 98.9231 | 631.2632 | -532.3401 | 0 |  | -595.4664 | -469.2137 | -522.4478 | -542.2324 | -605.3587 | 1
| 60649578 | 1624111.8356 | 389861.9578 | 1234249.8779 | 1 |  | 1195263.6821 | 1273236.0736 | 1396661.0614 | 1071838.6943 | 1032852.4985 | 1
| 60649580 | 6438.4257 | 25971.4979 | -19533.0722 | 0 |  | -22130.222 | -16935.9224 | -18889.2297 | -20176.9148 | -22774.0646 | 1
| 60649583 | 342.7831 | 3544.8701 | -3202.087 | 0 |  | -3556.574 | -2847.6 | -3167.8087 | -3236.3653 | -3590.8523 | 1
| 60649585 | 121.6446 | 721.4804 | -599.8357 | 0 |  | -671.9838 | -527.6877 | -587.6713 | -612.0002 | -684.1482 | 1
| 60649601 | 13029.6806 | 35959.9852 | -22930.3046 | 0 |  | -26526.3031 | -19334.306 | -21627.3365 | -24233.2726 | -27829.2711 | 1
| 60652272 | 41245.9061 | 57906.1486 | -16660.2425 | 0 |  | -22450.8573 | -10869.6276 | -12535.6519 | -20784.8331 | -26575.448 | 1
| 60652273 | 35611.5666 | 53455.3856 | -17843.819 | 0 |  | -23189.3576 | -12498.2805 | -14282.6624 | -21404.9757 | -26750.5142 | 1
| 60652364 | 292.5949 | 1863.5196 | -1570.9248 | 0 |  | -1757.2767 | -1384.5728 | -1541.6653 | -1600.1843 | -1786.5362 | 1
| 60652370 | 8692.7653 | 4936.1806 | 3756.5847 | 1 |  | 3262.9666 | 4250.2027 | 4625.8612 | 2887.3082 | 2393.6901 | 1
| 60652371 | 55824.3581 | 27536.7223 | 28287.6358 | 1 |  | 25533.9635 | 31041.308 | 33870.0716 | 22705.2 | 19951.5277 | 1
| 60652373 | 62898.0929 | 32890.076 | 30008.0169 | 1 |  | 26719.0093 | 33297.0245 | 36297.8262 | 23718.2076 | 20429.2 | 1
| 60652377 | 10687.783 | 6558.0922 | 4129.6909 | 1 |  | 3473.8817 | 4785.5001 | 5198.4692 | 3060.9126 | 2405.1034 | 1
| 60652379 | 8285.9678 | 4357.7521 | 3928.2157 | 1 |  | 3492.4405 | 4363.9909 | 4756.8125 | 3099.6189 | 2663.8437 | 1
| 60652381 | 1339.7621 | 849.7562 | 490.0059 | 1 |  | 405.0303 | 574.9816 | 623.9822 | 356.0297 | 271.0541 | 1
| 60652385 | 20428.9656 | 8568.0076 | 11860.958 | 1 |  | 11004.1572 | 12717.7587 | 13903.8545 | 9818.0614 | 8961.2606 | 1
| 60652738 | 307.256 | 10819.3121 | -10512.056 | 0 |  | -11593.9872 | -9430.1248 | -10481.3304 | -10542.7816 | -11624.7128 | 1
| 60652743 | 6849.8616 | 23947.8234 | -17097.9618 | 0 |  | -19492.7441 | -14703.1794 | -16412.9756 | -17782.948 | -20177.7303 | 1
| 60652745 | 5701.5295 | 15004.4702 | -9302.9407 | 0 |  | -10803.3877 | -7802.4936 | -8732.7877 | -9873.0936 | -11373.5406 | 1
| 60652753 | 10247.1179 | 25080.4647 | -14833.3468 | 0 |  | -17341.3933 | -12325.3003 | -13808.635 | -15858.0586 | -18366.1051 | 1
| 60652755 | 2473.0995 | 8823.9251 | -6350.8256 | 0 |  | -7233.2181 | -5468.4331 | -6103.5156 | -6598.1355 | -7480.5281 | 1
| 60652886 | 656864.2962 | 515391.2782 | 141473.0179 | 1 |  | 89933.8901 | 193012.1457 | 207159.4475 | 75786.5883 | 24247.4605 | 1
| 60652957 | 68.3581 | 1040.8989 | -972.5408 | 0 |  | -1076.6307 | -868.4509 | -965.705 | -979.3766 | -1083.4665 | 1
| 60652962 | 10072936.9461 | 986329.135 | 9086607.8111 | 1 |  | 8987974.8976 | 9185240.7246 | 10093901.5058 | 8079314.1165 | 7980681.203 | 1
| 60652964 | 24818.6038 | 33521.4575 | -8702.8537 | 0 |  | -12054.9995 | -5350.7079 | -6220.9933 | -11184.7141 | -14536.8598 | 1
| 60652965 | 180964.5666 | 90856.3298 | 90108.2368 | 1 |  | 81022.6038 | 99193.8698 | 108204.6934 | 72011.7801 | 62926.1471 | 1
| 60663826 | 164.7423 | 1052.2887 | -887.5464 | 0 |  | -992.7752 | -782.3175 | -871.0721 | -904.0206 | -1009.2495 | 1
| 60664564 | 521282.8836 | 218575.5538 | 302707.3297 | 1 |  | 280849.7743 | 324564.8851 | 354835.6181 | 250579.0414 | 228721.486 | 1
| 60668993 | 532.7176 | 3595.4869 | -3062.7693 | 0 |  | -3422.318 | -2703.2206 | -3009.4975 | -3116.0411 | -3475.5898 | 1
| 60668994 | 16216.4303 | 39281.409 | -23064.9786 | 0 |  | -26993.1195 | -19136.8377 | -21443.3356 | -24686.6217 | -28614.7626 | 1
| 60668995 | 2419.508 | 14333.0307 | -11913.5227 | 0 |  | -13346.8257 | -10480.2196 | -11671.5719 | -12155.4735 | -13588.7766 | 1
| 60668997 | 2809.7748 | 8368.0059 | -5558.2311 | 0 |  | -6395.0317 | -4721.4305 | -5277.2536 | -5839.2086 | -6676.0092 | 1
| 60669001 | 1127.5056 | 4532.4481 | -3404.9424 | 0 |  | -3858.1872 | -2951.6976 | -3292.1918 | -3517.693 | -3970.9378 | 1
| 60669548 | 48337.8972 | 65847.2959 | -17509.3987 | 0 |  | -24094.1283 | -10924.6691 | -12675.609 | -22343.1884 | -28927.918 | 1
| 60669553 | 319.0778 | 4696.774 | -4377.6962 | 0 |  | -4847.3736 | -3908.0188 | -4345.7884 | -4409.604 | -4879.2814 | 1
| 60670860 | 245.8599 | 5004.4253 | -4758.5654 | 0 |  | -5259.008 | -4258.1229 | -4733.9794 | -4783.1514 | -5283.594 | 1
| 60670861 | 1917650.7964 | 846916.1263 | 1070734.6701 | 1 |  | 986043.0575 | 1155426.2827 | 1262499.7497 | 878969.5905 | 794277.9778 | 1
| 60670876 | 1469890.0384 | 798421.4769 | 671468.5615 | 1 |  | 591626.4139 | 751310.7092 | 818457.5654 | 524479.5577 | 444637.41 | 1
| 60677201 | 12139.0009 | 32864.209 | -20725.2082 | 0 |  | -24011.6291 | -17438.7873 | -19511.3081 | -21939.1082 | -25225.5292 | 1
| 60677203 | 7390.9663 | 25338.0333 | -17947.067 | 0 |  | -20480.8703 | -15413.2636 | -17207.9703 | -18686.1636 | -21219.9669 | 1
| 60677460 | 226.8558 | 1740.239 | -1513.3832 | 0 |  | -1687.4071 | -1339.3593 | -1490.6976 | -1536.0688 | -1710.0927 | 1
| 60680477 | 21095.8918 | 41061.2739 | -19965.3821 | 0 |  | -24071.5095 | -15859.2547 | -17855.7929 | -22074.9713 | -26181.0987 | 1
| 60680481 | 108.6349 | 2078.7105 | -1970.0756 | 0 |  | -2177.9466 | -1762.2045 | -1959.2121 | -1980.9391 | -2188.8101 | 1
| 60680482 | 182112.2222 | 129661.5612 | 52450.661 | 1 |  | 39484.5048 | 65416.8171 | 70661.8832 | 34239.4387 | 21273.2826 | 1
| 60680486 | 26402.1725 | 49619.9254 | -23217.7529 | 0 |  | -28179.7454 | -18255.7603 | -20577.5356 | -25857.9701 | -30819.9627 | 1
| 60680492 | 182.8673 | 2709.9736 | -2527.1064 | 0 |  | -2798.1037 | -2256.109 | -2508.8196 | -2545.3931 | -2816.3904 | 1
| 60680498 | 209.9836 | 3849.7696 | -3639.786 | 0 |  | -4024.763 | -3254.8091 | -3618.7877 | -3660.7844 | -4045.7613 | 1
| 60680509 | 247752.799 | 303106.4752 | -55353.6762 | 0 |  | -85664.3238 | -25043.0287 | -30578.3963 | -80128.9561 | -110439.6037 | 1
| 60681175 | 9875.2245 | 19325.8373 | -9450.6128 | 0 |  | -11383.1965 | -7518.0291 | -8463.0904 | -10438.1353 | -12370.719 | 1
| 60681185 | 1261755.2356 | 344176.5575 | 917578.6781 | 1 |  | 883161.0223 | 951996.3338 | 1043754.2016 | 791403.1545 | 756985.4988 | 1
| 60681195 | 100562.6778 | 96042.258 | 4520.4199 | 1 |  | -5083.8059 | 14124.6457 | 14576.6876 | -5535.8479 | -15140.0737 | 0
| 60681246 | 245.4702 | 2203.0919 | -1957.6217 | 0 |  | -2177.9309 | -1737.3125 | -1933.0747 | -1982.1687 | -2202.4779 | 1
| 60681247 | 2053.7017 | 11166.8085 | -9113.1068 | 0 |  | -10229.7876 | -7996.4259 | -8907.7366 | -9318.477 | -10435.1578 | 1
| 60684781 | 1515.4477 | 7253.083 | -5737.6353 | 0 |  | -6462.9436 | -5012.327 | -5586.0905 | -5889.1801 | -6614.4884 | 1
| 60685631 | 12695.232 | 21434.7604 | -8739.5284 | 0 |  | -10883.0045 | -6596.0524 | -7470.0052 | -10009.0516 | -12152.5277 | 1
| 60685649 | 17258.6611 | 25304.7952 | -8046.1341 | 0 |  | -10576.6136 | -5515.6546 | -6320.268 | -9772.0002 | -12302.4797 | 1
| 60685650 | 1354918.0084 | 239657.9761 | 1115260.0323 | 1 |  | 1091294.2347 | 1139225.8299 | 1250751.8331 | 979768.2314 | 955802.4338 | 1
| 60685664 | 9154.268 | 17921.6632 | -8767.3951 | 0 |  | -10559.5615 | -6975.2288 | -7851.9683 | -9682.8219 | -11474.9883 | 1
| 60685667 | 40026.2162 | 63540.7363 | -23514.5201 | 0 |  | -29868.5937 | -17160.4465 | -19511.8985 | -27517.1417 | -33871.2154 | 1
| 60685673 | 1444.9196 | 6104.1902 | -4659.2706 | 0 |  | -5269.6896 | -4048.8516 | -4514.7786 | -4803.7626 | -5414.1816 | 1
| 60685678 | 270922.7334 | 102528.5433 | 168394.1901 | 1 |  | 158141.3358 | 178647.0444 | 195486.4634 | 141301.9167 | 131049.0624 | 1
| 60685689 | 125951.4873 | 71669.9212 | 54281.5661 | 1 |  | 47114.574 | 61448.5582 | 66876.7149 | 41686.4174 | 34519.4253 | 1
| 60685692 | 125.9966 | 2700.0671 | -2574.0706 | 0 |  | -2844.0773 | -2304.0639 | -2561.4709 | -2586.6702 | -2856.6769 | 1
| 60688992 | 38522.8499 | 43752.7385 | -5229.8886 | 0 |  | -9605.1624 | -854.6147 | -1377.6036 | -9082.1736 | -13457.4474 | 1
| 60689979 | 1916.3314 | 15631.3304 | -13714.9991 | 0 |  | -15278.1321 | -12151.866 | -13523.3659 | -13906.6322 | -15469.7652 | 1
| 60689980 | 3763897.1636 | 725284.4859 | 3038612.6777 | 1 |  | 2966084.2291 | 3111141.1263 | 3415002.3941 | 2662222.9614 | 2589694.5128 | 1
| 60689981 | 30152.9601 | 68064.6971 | -37911.7371 | 0 |  | -44718.2068 | -31105.2674 | -34896.4411 | -40927.0331 | -47733.5028 | 1
| 60690672 | 677908.8528 | 185325.892 | 492582.9608 | 1 |  | 474050.3716 | 511115.55 | 560373.8461 | 424792.0756 | 406259.4864 | 1
| 60691758 | 482.0572 | 4575.1444 | -4093.0871 | 0 |  | -4550.6016 | -3635.5727 | -4044.8814 | -4141.2929 | -4598.8073 | 1
| 60694993 | 11858.9192 | 32877.4177 | -21018.4985 | 0 |  | -24306.2402 | -17730.7567 | -19832.6065 | -22204.3904 | -25492.1322 | 1
| 60694994 | 3675.0408 | 17646.1991 | -13971.1583 | 0 |  | -15735.7782 | -12206.5384 | -13603.6542 | -14338.6624 | -16103.2823 | 1
| 60694997 | 337.151 | 4434.2521 | -4097.1012 | 0 |  | -4540.5264 | -3653.6759 | -4063.3861 | -4130.8163 | -4574.2415 | 1
| 60694999 | 65515.7106 | 80276.6396 | -14760.929 | 0 |  | -22788.593 | -6733.2651 | -8209.358 | -21312.5001 | -29340.164 | 1
| 60695000 | 237.9573 | 3543.7693 | -3305.8121 | 0 |  | -3660.189 | -2951.4351 | -3282.0163 | -3329.6078 | -3683.9847 | 1
| 60695002 | 652.7102 | 6646.1498 | -5993.4395 | 0 |  | -6658.0545 | -5328.8246 | -5928.1685 | -6058.7106 | -6723.3255 | 1
| 60695005 | 101307.3156 | 101317.4605 | -10.1449 | 0 |  | -10141.8909 | 10121.6012 | 10120.5867 | -10140.8764 | -20272.6225 | 1
| 60697494 | 107961.6359 | 102292.1484 | 5669.4875 | 1 |  | -4559.7274 | 15898.7023 | 16465.651 | -5126.6761 | -15355.891 | 0
| 60697760 | 386.8863 | 2519.3506 | -2132.4643 | 0 |  | -2384.3993 | -1880.5292 | -2093.7756 | -2171.1529 | -2423.088 | 1
| 60697761 | 95465.2925 | 103699.4194 | -8234.1269 | 0 |  | -18604.0689 | 2135.815 | 1312.4023 | -17780.6562 | -28150.5981 | 1
| 60697762 | 5390.7761 | 12772.9401 | -7382.164 | 0 |  | -8659.458 | -6104.8699 | -6843.0863 | -7921.2416 | -9198.5356 | 1
| 60697769 | 53041.0247 | 49491.3719 | 3549.6528 | 1 |  | -1399.4844 | 8498.79 | 8853.7553 | -1754.4497 | -6703.5868 | 0
| 60700918 | 16586.5227 | 17402.3896 | -815.8669 | 0 |  | -2556.1058 | 924.3721 | 842.7854 | -2474.5191 | -4214.7581 | 1
| 60700920 | 248.3893 | 302.1478 | -53.7585 | 0 |  | -83.9732 | -23.5437 | -28.9195 | -78.5974 | -108.8122 | 1
| 60701052 | 9.2621 | 275.7305 | -266.4684 | 0 |  | -294.0414 | -238.8954 | -265.5422 | -267.3946 | -294.9677 | 1
| 60701053 | 5378.197 | 22066.6923 | -16688.4953 | 0 |  | -18895.1645 | -14481.826 | -16150.6756 | -17226.315 | -19432.9842 | 1
| 60701054 | 151754.4822 | 88791.7704 | 62962.7118 | 1 |  | 54083.5348 | 71841.8889 | 78138.16 | 47787.2636 | 38908.0865 | 1
| 60701055 | 2307.423 | 9333.6133 | -7026.1903 | 0 |  | -7959.5516 | -6092.829 | -6795.448 | -7256.9326 | -8190.2939 | 1
| 60701056 | 182699.1905 | 97620.1447 | 85079.0459 | 1 |  | 75317.0314 | 94841.0603 | 103348.9649 | 66809.1268 | 57047.1123 | 1
| 60701057 | 1574389.0389 | 767189.9945 | 807199.0443 | 1 |  | 730480.0449 | 883918.0438 | 964637.9482 | 649760.1405 | 573041.141 | 1
| 60701058 | 27639.1981 | 36761.7815 | -9122.5833 | 0 |  | -12798.7615 | -5446.4052 | -6358.6635 | -11886.5031 | -15562.6813 | 1
| 60701061 | 17832.9791 | 79843.2526 | -62010.2735 | 0 |  | -69994.5988 | -54025.9482 | -60226.9756 | -63793.5714 | -71777.8967 | 1
| 60701067 | 2315668.2057 | 938975.3015 | 1376692.9042 | 1 |  | 1282795.374 | 1470590.4343 | 1608259.7248 | 1145126.0836 | 1051228.5535 | 1
| 60701086 | 4156760.5531 | 1302657.5494 | 2854103.0038 | 1 |  | 2723837.2488 | 2984368.7587 | 3269779.0591 | 2438426.9485 | 2308161.1935 | 1
| 60701096 | 162857.2427 | 330660.8058 | -167803.563 | 0 |  | -200869.6436 | -134737.4825 | -151517.8388 | -184089.2873 | -217155.3679 | 1
| 60701353 | 17809.2135 | 34650.1279 | -16840.9144 | 0 |  | -20305.9272 | -13375.9016 | -15059.9931 | -18621.8358 | -22086.8486 | 1
| 60701358 | 69661.1054 | 75146.1818 | -5485.0765 | 0 |  | -12999.6946 | 2029.5417 | 1481.0341 | -12451.187 | -19965.8052 | 1
| 60706084 | 3190.7086 | 12099.669 | -8908.9604 | 0 |  | -10118.9273 | -7698.9935 | -8589.8895 | -9228.0313 | -10437.9982 | 1
| 60718688 | 12230.0439 | 11266.4237 | 963.6202 | 1 |  | -163.0221 | 2090.2626 | 2186.6246 | -259.3842 | -1386.0265 | 0
| 60718702 | 28965.6541 | 70495.6852 | -41530.031 | 0 |  | -48579.5996 | -34480.4625 | -38633.4656 | -44426.5965 | -51476.165 | 1
| 60718706 | 1266796.4977 | 666614.1468 | 600182.3509 | 1 |  | 533520.9362 | 666843.7656 | 726862.0007 | 473502.7011 | 406841.2865 | 1
| 60718713 | 880697.6293 | 573284.3211 | 307413.3081 | 1 |  | 250084.876 | 364741.7403 | 395483.0711 | 219343.5452 | 162015.1131 | 1
| 60718726 | 8744.0378 | 6490.3979 | 2253.6399 | 1 |  | 1604.6001 | 2902.6797 | 3128.0437 | 1379.2361 | 730.1963 | 1
| 60718757 | 2021.4435 | 1568.5266 | 452.9169 | 1 |  | 296.0643 | 609.7696 | 655.0613 | 250.7726 | 93.9199 | 1
| 60718768 | 4177.6271 | 4096.8813 | 80.7457 | 1 |  | -328.9424 | 490.4339 | 498.5085 | -337.017 | -746.7051 | 0
| 60723565 | 414.3119 | 4967.0008 | -4552.6889 | 0 |  | -5049.389 | -4055.9888 | -4511.2577 | -4594.1201 | -5090.8202 | 1
| 60724242 | 51301.7594 | 74616.7353 | -23314.9759 | 0 |  | -30776.6494 | -15853.3024 | -18184.7999 | -28445.1518 | -35906.8254 | 1
| 60724380 | 102829.2831 | 51979.3195 | 50849.9635 | 1 |  | 45652.0316 | 56047.8955 | 61132.8919 | 40567.0352 | 35369.1033 | 1
| 60724386 | 55557.076 | 31415.661 | 24141.415 | 1 |  | 20999.8489 | 27282.9811 | 29697.1226 | 18585.7074 | 15444.1413 | 1
| 60724387 | 2295.946 | 1780.9656 | 514.9804 | 1 |  | 336.8838 | 693.0769 | 744.575 | 285.3858 | 107.2892 | 1
| 60725376 | 59762.1697 | 74913.3795 | -15151.2097 | 0 |  | -22642.5477 | -7659.8718 | -9174.9928 | -21127.4267 | -28618.7647 | 1
| 60725416 | 153.349 | 1862.5145 | -1709.1655 | 0 |  | -1895.4169 | -1522.914 | -1693.8306 | -1724.5004 | -1910.7518 | 1
| 60726256 | 111237.146 | 111455.0954 | -217.9494 | 0 |  | -11363.4589 | 10927.5601 | 10905.7652 | -11341.664 | -22487.1735 | 1
| 60737417 | 23254.3449 | 45144.3962 | -21890.0513 | 0 |  | -26404.4909 | -17375.6117 | -19564.6168 | -24215.4858 | -28729.9254 | 1
| 60740861 | 445.0131 | 5583.9546 | -5138.9415 | 0 |  | -5697.3369 | -4580.546 | -5094.4402 | -5183.4428 | -5741.8382 | 1
| 60740864 | 81.1889 | 1925.7103 | -1844.5214 | 0 |  | -2037.0925 | -1651.9504 | -1836.4025 | -1852.6403 | -2045.2114 | 1
| 60740869 | 1304.6841 | 11067.1933 | -9762.5092 | 0 |  | -10869.2285 | -8655.7898 | -9632.0407 | -9892.9776 | -10999.6969 | 1
| 60744128 | 286893.8199 | 163259.9508 | 123633.8692 | 1 |  | 107307.8741 | 139959.8642 | 152323.2512 | 94944.4872 | 78618.4921 | 1
| 60744129 | 24626.4315 | 47293.5528 | -22667.1213 | 0 |  | -27396.4766 | -17937.766 | -20204.4782 | -25129.7645 | -29859.1197 | 1
| 60744707 | 71679.5832 | 81788.4791 | -10108.896 | 0 |  | -18287.7439 | -1930.048 | -2940.9376 | -17276.8543 | -25455.7022 | 1
| 60745347 | 302.4074 | 3283.449 | -2981.0416 | 0 |  | -3309.3865 | -2652.6967 | -2950.8009 | -3011.2823 | -3339.6272 | 1
| 60745348 | 3235.3754 | 14972.5493 | -11737.1738 | 0 |  | -13234.4288 | -10239.9189 | -11413.6363 | -12060.7114 | -13557.9663 | 1
| 60745350 | 384.7536 | 3900.4027 | -3515.6492 | 0 |  | -3905.6895 | -3125.6089 | -3477.1738 | -3554.1245 | -3944.1648 | 1
| 60745351 | 1975.5571 | 13007.7634 | -11032.2062 | 0 |  | -12332.9826 | -9731.4299 | -10834.6505 | -11229.7619 | -12530.5383 | 1
| 60745354 | 395.094 | 5293.3644 | -4898.2704 | 0 |  | -5427.6069 | -4368.934 | -4858.761 | -4937.7798 | -5467.1163 | 1
| 60748122 | 1534.4285 | 9320.9004 | -7786.4719 | 0 |  | -8718.5619 | -6854.3819 | -7633.029 | -7939.9147 | -8872.0048 | 1
| 60748881 | 418.0403 | 6047.9082 | -5629.868 | 0 |  | -6234.6588 | -5025.0772 | -5588.064 | -5671.672 | -6276.4628 | 1
| 60748883 | 1027337.1928 | 304825.2527 | 722511.9401 | 1 |  | 692029.4148 | 752994.4653 | 825245.6593 | 619778.2208 | 589295.6955 | 1
| 60748887 | 202.192 | 4003.8705 | -3801.6785 | 0 |  | -4202.0655 | -3401.2914 | -3781.4593 | -3821.8977 | -4222.2847 | 1
| 60749389 | 60625.685 | 29046.3603 | 31579.3247 | 1 |  | 28674.6887 | 34483.9607 | 37641.8932 | 25516.7562 | 22612.1201 | 1
| 60749390 | 2315.0367 | 1290.0443 | 1024.9924 | 1 |  | 895.988 | 1153.9969 | 1256.4961 | 793.4888 | 664.4843 | 1
| 60749393 | 3682133.9784 | 592204.0871 | 3089929.8913 | 1 |  | 3030709.4826 | 3149150.3 | 3458143.2891 | 2721716.4934 | 2662496.0847 | 1
| 60749744 | 47738.0861 | 40045.7085 | 7692.3775 | 1 |  | 3687.8067 | 11696.9484 | 12466.1861 | 2918.5689 | -1086.0019 | 0
| 60749746 | 149458.7724 | 112286.1393 | 37172.6331 | 1 |  | 25944.0192 | 48401.247 | 52118.5104 | 22226.7559 | 10998.1419 | 1
| 60749747 | 213887.0289 | 135819.5415 | 78067.4874 | 1 |  | 64485.5333 | 91649.4416 | 99456.1903 | 56678.7845 | 43096.8304 | 1
| 60749749 | 640256.3165 | 239182.1405 | 401074.1761 | 1 |  | 377155.962 | 424992.3901 | 465099.8077 | 337048.5444 | 313130.3304 | 1
| 60751835 | 26466.1515 | 38364.4514 | -11898.3 | 0 |  | -15734.7451 | -8061.8548 | -9251.6848 | -14544.9151 | -18381.3602 | 1
| 60751839 | 18784.4036 | 32202.2082 | -13417.8046 | 0 |  | -16638.0254 | -10197.5838 | -11539.3642 | -15296.2449 | -18516.4658 | 1
| 60752810 | 4265.4611 | 13372.2301 | -9106.7691 | 0 |  | -10443.9921 | -7769.5461 | -8680.223 | -9533.3152 | -10870.5382 | 1
| 60752812 | 74143.2099 | 78128.5838 | -3985.3739 | 0 |  | -11798.2323 | 3827.4845 | 3428.9471 | -11399.6949 | -19212.5533 | 1
| 60753379 | 9469.207 | 5529.4689 | 3939.7381 | 1 |  | 3386.7912 | 4492.685 | 4886.6588 | 2992.8174 | 2439.8705 | 1
| 60753382 | 2120.5494 | 1269.681 | 850.8684 | 1 |  | 723.9003 | 977.8365 | 1062.9233 | 638.8134 | 511.8453 | 1
| 60753403 | 125.4641 | 1899.2931 | -1773.829 | 0 |  | -1963.7583 | -1583.8997 | -1761.2826 | -1786.3754 | -1976.3047 | 1
| 60753404 | 168.9816 | 2348.387 | -2179.4054 | 0 |  | -2414.2441 | -1944.5667 | -2162.5072 | -2196.3035 | -2431.1422 | 1
| 60753409 | 20969.2384 | 38545.5774 | -17576.339 | 0 |  | -21430.8967 | -13721.7812 | -15479.4151 | -19673.2628 | -23527.8206 | 1
| 60755491 | 66764.1701 | 54838.5908 | 11925.5793 | 1 |  | 6441.7202 | 17409.4384 | 18601.9963 | 5249.1623 | -234.6968 | 0
| 60755493 | 18318.411 | 38018.6682 | -19700.2571 | 0 |  | -23502.1239 | -15898.3903 | -17868.416 | -21532.0982 | -25333.965 | 1
| 60755495 | 65107.4599 | 77582.0761 | -12474.6162 | 0 |  | -20232.8238 | -4716.4086 | -5963.8702 | -18985.3622 | -26743.5698 | 1
| 60755498 | 3182.0024 | 22774.4555 | -19592.4531 | 0 |  | -21869.8986 | -17315.0075 | -19274.2528 | -19910.6533 | -22188.0988 | 1
| 60755773 | 21095.8918 | 41061.2739 | -19965.3821 | 0 |  | -24071.5095 | -15859.2547 | -17855.7929 | -22074.9713 | -26181.0987 | 1
| 60755775 | 108.6349 | 2078.7105 | -1970.0756 | 0 |  | -2177.9466 | -1762.2045 | -1959.2121 | -1980.9391 | -2188.8101 | 1
| 60756132 | 427.1042 | 2553.6713 | -2126.5672 | 0 |  | -2381.9343 | -1871.2 | -2083.8568 | -2169.2776 | -2424.6447 | 1
| 60756134 | 55.8006 | 385.2521 | -329.4516 | 0 |  | -367.9768 | -290.9263 | -323.8715 | -335.0316 | -373.5568 | 1
| 60756135 | 55.8006 | 385.2521 | -329.4516 | 0 |  | -367.9768 | -290.9263 | -323.8715 | -335.0316 | -373.5568 | 1
| 60756136 | 4296068.1562 | 637973.1422 | 3658095.014 | 1 |  | 3594297.6998 | 3721892.3283 | 4087701.8297 | 3228488.1984 | 3164690.8842 | 1
| 60756517 | 11505.2596 | 32118.471 | -20613.2113 | 0 |  | -23825.0584 | -17401.3642 | -19462.6854 | -21763.7373 | -24975.5844 | 1
| 60756532 | 2470.0129 | 9840.6269 | -7370.614 | 0 |  | -8354.6767 | -6386.5513 | -7123.6127 | -7617.6153 | -8601.678 | 1
| 60756533 | 1548001.6726 | 387783.2473 | 1160218.4253 | 1 |  | 1121440.1005 | 1198996.75 | 1315018.5925 | 1005418.258 | 966639.9333 | 1
| 60759565 | 119288.5737 | 56873.1225 | 62415.4512 | 1 |  | 56728.139 | 68102.7635 | 74344.3086 | 50486.5939 | 44799.2816 | 1
| 60760125 | 981869.7868 | 267586.7808 | 714283.006 | 1 |  | 687524.3279 | 741041.684 | 812469.9846 | 616096.0273 | 589337.3492 | 1
| 60760126 | 1579712.6802 | 395507.0023 | 1184205.6779 | 1 |  | 1144654.9776 | 1223756.3781 | 1342176.9459 | 1026234.4099 | 986683.7096 | 1
| 60762322 | 4903656.3363 | 687883.1073 | 4215773.229 | 1 |  | 4146984.9183 | 4284561.5397 | 4706138.8626 | 3725407.5954 | 3656619.2846 | 1
| 60762324 | 3423480.2864 | 574141.8157 | 2849338.4707 | 1 |  | 2791924.2892 | 2906752.6523 | 3191686.4994 | 2506990.4421 | 2449576.2605 | 1
| 60763848 | 637560.1986 | 188964.475 | 448595.7236 | 1 |  | 429699.2761 | 467492.1711 | 512351.7435 | 384839.7037 | 365943.2562 | 1
| 60763850 | 13164.7766 | 24671.0282 | -11506.2516 | 0 |  | -13973.3544 | -9039.1488 | -10189.774 | -12822.7293 | -15289.8321 | 1
| 60763853 | 516666.4718 | 169804.1777 | 346862.2942 | 1 |  | 329881.8764 | 363842.7119 | 398528.9413 | 295195.647 | 278215.2292 | 1
| 60769771 | 24705.5402 | 45133.9394 | -20428.3992 | 0 |  | -24941.7931 | -15915.0052 | -17957.8452 | -22898.9532 | -27412.3471 | 1
| 60769774 | 488.1467 | 4342.342 | -3854.1953 | 0 |  | -4288.4295 | -3419.9611 | -3805.3806 | -3903.0099 | -4337.2441 | 1
| 60770075 | 1801.6964 | 12291.1944 | -10489.4979 | 0 |  | -11718.6174 | -9260.3785 | -10309.3283 | -10669.6676 | -11898.787 | 1
| 60770078 | 1781.336 | 12214.1439 | -10432.8079 | 0 |  | -11654.2223 | -9211.3935 | -10254.6743 | -10610.9415 | -11832.3559 | 1
| 60770905 | 5291.858 | 15732.1249 | -10440.2669 | 0 |  | -12013.4794 | -8867.0544 | -9911.0811 | -10969.4527 | -12542.6652 | 1
| 60771936 | 4549.5788 | 12104.1891 | -7554.6104 | 0 |  | -8765.0293 | -6344.1915 | -7099.6525 | -8009.5682 | -9219.9872 | 1
| 60774244 | 74436.7575 | 77048.7771 | -2612.0196 | 0 |  | -10316.8973 | 5092.8581 | 4831.6562 | -10055.6953 | -17760.573 | 1
| 60776753 | 120668.3632 | 82779.0961 | 37889.2671 | 1 |  | 29611.3575 | 46167.1767 | 49956.1034 | 25822.4308 | 17544.5212 | 1
| 60778793 | 13032.8326 | 22531.6843 | -9498.8517 | 0 |  | -11752.0201 | -7245.6833 | -8195.5684 | -10802.135 | -13055.3034 | 1
| 60779377 | 6001.1951 | 15312.0642 | -9310.869 | 0 |  | -10842.0754 | -7779.6626 | -8710.7495 | -9910.9885 | -11442.195 | 1
| 60782224 | 1028.2874 | 5437.5588 | -4409.2714 | 0 |  | -4953.0273 | -3865.5155 | -4306.4426 | -4512.1001 | -5055.856 | 1
| 60782227 | 352420.0263 | 176813.1211 | 175606.9053 | 1 |  | 157925.5932 | 193288.2174 | 210848.9079 | 140364.9026 | 122683.5905 | 1
| 60782231 | 24858.3129 | 42582.4695 | -17724.1566 | 0 |  | -21982.4035 | -13465.9096 | -15238.3253 | -20209.9878 | -24468.2348 | 1
| 60782233 | 5971.4293 | 18492.6531 | -12521.2238 | 0 |  | -14370.4891 | -10671.9585 | -11924.0808 | -13118.3667 | -14967.632 | 1
| 60782327 | 978.3528 | 6991.2256 | -6012.8728 | 0 |  | -6711.9954 | -5313.7503 | -5915.0376 | -6110.7081 | -6809.8307 | 1
| 60785366 | 1442222.6048 | 370483.7751 | 1071738.8297 | 1 |  | 1034690.4522 | 1108787.2073 | 1215961.0902 | 927516.5693 | 890468.1918 | 1
| 60785368 | 99975.2391 | 94762.1201 | 5213.1189 | 1 |  | -4263.0931 | 14689.3309 | 15210.6428 | -4784.405 | -14260.617 | 0
| 60785369 | 462.2321 | 4237.7735 | -3775.5414 | 0 |  | -4199.3188 | -3351.7641 | -3729.3182 | -3821.7646 | -4245.542 | 1
| 60391979 | 72492.6358 | 51827.4201 | 20665.2156 | 1 |  | 15482.4736 | 25847.9576 | 27914.4792 | 13415.9521 | 8233.21 | 1
| 60392018 | 24930.2833 | 21766.746 | 3163.5374 | 1 |  | 986.8628 | 5340.2119 | 5656.5657 | 670.509 | -1506.1656 | 0
| 60392075 | 6646.0019 | 6074.8759 | 571.126 | 1 |  | -36.3616 | 1178.6136 | 1235.7262 | -93.4742 | -700.9618 | 0
| 60392076 | 752580.8648 | 232543.1454 | 520037.7194 | 1 |  | 496783.4048 | 543292.0339 | 595295.8059 | 444779.6329 | 421525.3184 | 1
| 60392112 | 96486.3352 | 79547.9627 | 16938.3725 | 1 |  | 8983.5762 | 24893.1688 | 26587.006 | 7289.739 | -665.0573 | 0
| 60392128 | 1707368.9972 | 388452.4853 | 1318916.5119 | 1 |  | 1280071.2634 | 1357761.7604 | 1489653.4116 | 1148179.6122 | 1109334.3636 | 1
| 60392147 | 13141.383 | 19685.834 | -6544.4511 | 0 |  | -8513.0345 | -4575.8677 | -5230.3128 | -7858.5894 | -9827.1728 | 1
| 60392149 | 445002.1052 | 195833.0193 | 249169.086 | 1 |  | 229585.7841 | 268752.3879 | 293669.2965 | 204668.8755 | 185085.5735 | 1
| 60392183 | 7888.1291 | 13388.0623 | -5499.9332 | 0 |  | -6838.7394 | -4161.1269 | -4711.1203 | -6288.7461 | -7627.5523 | 1
| 60392209 | 1096926.5257 | 327331.6828 | 769594.8429 | 1 |  | 736861.6747 | 802328.0112 | 879287.4955 | 659902.1904 | 627169.0221 | 1
| 60392210 | 842193.4023 | 283769.5722 | 558423.8301 | 1 |  | 530046.8729 | 586800.7873 | 642643.1704 | 474204.4899 | 445827.5327 | 1
| 60392211 | 27357.2935 | 35074.4556 | -7717.1622 | 0 |  | -11224.6077 | -4209.7166 | -4981.4328 | -10452.8915 | -13960.3371 | 1
| 60392225 | 12171.7316 | 10019.6027 | 2152.1289 | 1 |  | 1150.1686 | 3154.0892 | 3369.302 | 934.9557 | -67.0046 | 0
| 60392250 | 14881.366 | 21696.8502 | -6815.4842 | 0 |  | -8985.1693 | -4645.7992 | -5327.3476 | -8303.6208 | -10473.3059 | 1
| 60392255 | 12373.5295 | 10162.8341 | 2210.6955 | 1 |  | 1194.412 | 3226.9789 | 3448.0484 | 973.3425 | -42.9409 | 0
| 60392298 | 508760.4309 | 211031.7666 | 297728.6643 | 1 |  | 276625.4876 | 318831.841 | 348604.7074 | 246852.6212 | 225749.4446 | 1
| 60392311 | 1850.1268 | 2703.3693 | -853.2425 | 0 |  | -1123.5794 | -582.9056 | -668.2298 | -1038.2552 | -1308.5921 | 1
| 60392317 | 7469.8311 | 4837.9238 | 2631.9073 | 1 |  | 2148.1149 | 3115.6997 | 3378.8904 | 1884.9242 | 1401.1318 | 1
| 60392319 | 17493.0566 | 19302.7833 | -1809.7267 | 0 |  | -3740.005 | 120.5516 | -60.421 | -3559.0324 | -5489.3107 | 1
| 60392321 | 273878.2772 | 149399.6795 | 124478.5978 | 1 |  | 109538.6298 | 139418.5657 | 151866.4255 | 97090.7701 | 82150.8021 | 1
| 60392322 | 3899.7069 | 7247.1431 | -3347.4363 | 0 |  | -4072.1506 | -2622.7219 | -2957.4656 | -3737.4069 | -4462.1213 | 1
| 60392323 | 8983.6316 | 11331.3662 | -2347.7346 | 0 |  | -3480.8712 | -1214.598 | -1449.3715 | -3246.0978 | -4379.2344 | 1
| 60392330 | 5798.8128 | 11120.5782 | -5321.7654 | 0 |  | -6433.8232 | -4209.7076 | -4741.8841 | -5901.6467 | -7013.7045 | 1
| 60392337 | 926.7106 | 2075.4083 | -1148.6977 | 0 |  | -1356.2385 | -941.1569 | -1056.0266 | -1241.3688 | -1448.9096 | 1
| 60392341 | 640134.9031 | 240426.5049 | 399708.3982 | 1 |  | 375665.7477 | 423751.0487 | 463721.8885 | 335694.9079 | 311652.2574 | 1
| 60392349 | 41172.4748 | 49197.7991 | -8025.3243 | 0 |  | -12945.1042 | -3105.5444 | -3908.0768 | -12142.5718 | -17062.3517 | 1
| 60392366 | 12177.4463 | 20997.8927 | -8820.4464 | 0 |  | -10920.2357 | -6720.6571 | -7602.7018 | -10038.191 | -12137.9803 | 1
| 60392393 | 5402.1798 | 10468.4014 | -5066.2216 | 0 |  | -6113.0618 | -4019.3815 | -4526.0037 | -5606.4396 | -6653.2797 | 1
| 60392394 | 38672.0945 | 47160.916 | -8488.8215 | 0 |  | -13204.9131 | -3772.7299 | -4621.6121 | -12356.031 | -17072.1226 | 1
| 60392396 | 22738.032 | 32536.1944 | -9798.1624 | 0 |  | -13051.7818 | -6544.543 | -7524.3592 | -12071.9656 | -15325.585 | 1
| 60392411 | 5541.6465 | 9861.9044 | -4320.2579 | 0 |  | -5306.4483 | -3334.0675 | -3766.0932 | -4874.4226 | -5860.613 | 1
| 60432663 | 21478.1845 | 34610.502 | -13132.3174 | 0 |  | -16593.3676 | -9671.2672 | -10984.499 | -15280.1359 | -18741.1861 | 1
| 60432664 | 15559.1456 | 23871.8737 | -8312.7281 | 0 |  | -10699.9155 | -5925.5407 | -6756.8135 | -9868.6427 | -12255.83 | 1
| 60432671 | 106942.6361 | 77883.6735 | 29058.9626 | 1 |  | 21270.5953 | 36847.33 | 39753.2262 | 18364.699 | 10576.3317 | 1
| 60432675 | 10500.7974 | 18286.9665 | -7786.1691 | 0 |  | -9614.8657 | -5957.4724 | -6736.0894 | -8836.2488 | -10664.9455 | 1
| 60432677 | 1620.244 | 8528.932 | -6908.6881 | 0 |  | -7761.5813 | -6055.7949 | -6746.6637 | -7070.7125 | -7923.6057 | 1
| 60432681 | 19761.576 | 28807.504 | -9045.928 | 0 |  | -11926.6784 | -6165.1776 | -7069.7704 | -11022.0856 | -13902.836 | 1
| 60432685 | 185.2942 | 533.1248 | -347.8306 | 0 |  | -401.1431 | -294.5181 | -329.3012 | -366.36 | -419.6725 | 1
| 60432704 | 1955.5301 | 4740.8028 | -2785.2727 | 0 |  | -3259.3529 | -2311.1924 | -2589.7197 | -2980.8257 | -3454.906 | 1
| 60432707 | 473.4615 | 1649.9799 | -1176.5184 | 0 |  | -1341.5164 | -1011.5204 | -1129.1723 | -1223.8646 | -1388.8626 | 1
| 60432708 | 13716.8379 | 84346.8796 | -70630.0417 | 0 |  | -79064.7297 | -62195.3538 | -69258.3579 | -72001.7255 | -80436.4135 | 1
| 60432709 | 1716.856 | 5361.0587 | -3644.2027 | 0 |  | -4180.3086 | -3108.0968 | -3472.5171 | -3815.8883 | -4351.9942 | 1
| 60432710 | 7397.3085 | 16963.2021 | -9565.8936 | 0 |  | -11262.2138 | -7869.5734 | -8826.1628 | -10305.6245 | -12001.9447 | 1
| 60432716 | 9808.1069 | 20685.8385 | -10877.7317 | 0 |  | -12946.3155 | -8809.1478 | -9896.921 | -11858.5423 | -13927.1262 | 1
| 60432717 | 30310.7712 | 43282.5276 | -12971.7564 | 0 |  | -17300.0092 | -8643.5036 | -9940.6793 | -16002.8335 | -20331.0863 | 1
| 60432718 | 38680.2568 | 50239.0806 | -11558.8238 | 0 |  | -16582.7318 | -6534.9157 | -7690.7981 | -15426.8495 | -20450.7575 | 1
| 60432719 | 6607.7071 | 15608.7657 | -9001.0585 | 0 |  | -10561.9351 | -7440.1819 | -8340.2878 | -9661.8292 | -11222.7058 | 1
| 60432722 | 3250.0916 | 13687.4582 | -10437.3666 | 0 |  | -11806.1124 | -9068.6208 | -10112.3574 | -10762.3757 | -12131.1216 | 1
| 60432726 | 378499.2084 | 159852.6707 | 218646.5376 | 1 |  | 202661.2706 | 234631.8047 | 256496.4585 | 180796.6168 | 164811.3497 | 1
| 60432728 | 120290.7517 | 136588.9451 | -16298.1934 | 0 |  | -29957.0879 | -2639.2989 | -4269.1182 | -28327.2685 | -41986.163 | 1
| 60432736 | 12483.4046 | 24409.5756 | -11926.171 | 0 |  | -14367.1286 | -9485.2135 | -10677.8306 | -13174.5115 | -15615.4691 | 1
| 60432737 | 25318.3539 | 38691.9732 | -13373.6193 | 0 |  | -17242.8166 | -9504.422 | -10841.7839 | -15905.4547 | -19774.652 | 1
| 60432749 | 38819.0623 | 72533.622 | -33714.5597 | 0 |  | -40967.9219 | -26461.1975 | -29832.6535 | -37596.4659 | -44849.8281 | 1
| 60432757 | 3364.313 | 11775.5069 | -8411.1938 | 0 |  | -9588.7445 | -7233.6432 | -8074.7625 | -8747.6251 | -9925.1758 | 1
| 60432778 | 16226.4029 | 36477.8741 | -20251.4712 | 0 |  | -23899.2586 | -16603.6838 | -18628.8309 | -21874.1115 | -25521.8989 | 1
| 60432798 | 17096.8923 | 33540.0514 | -16443.1591 | 0 |  | -19797.1642 | -13089.154 | -14733.4699 | -18152.8483 | -21506.8535 | 1
| 60432806 | 55121.7869 | 61729.5009 | -6607.7139 | 0 |  | -12780.664 | -434.7638 | -1095.5352 | -12119.8926 | -18292.8427 | 1
| 60432817 | 26238.3517 | 47648.5351 | -21410.1834 | 0 |  | -26175.037 | -16645.3299 | -18786.3483 | -24034.0186 | -28798.8721 | 1
| 60432818 | 716.6204 | 2512.3943 | -1795.774 | 0 |  | -2047.0134 | -1544.5345 | -1724.1119 | -1867.436 | -2118.6754 | 1
| 60432819 | 3449.325 | 10401.2574 | -6951.9325 | 0 |  | -7992.0582 | -5911.8067 | -6607 | -7296.865 | -8336.9907 | 1
| 60432828 | 7750.7194 | 22786.013 | -15035.2936 | 0 |  | -17313.895 | -12756.6923 | -14260.2217 | -15810.3656 | -18088.9669 | 1
| 60432837 | 217655.2537 | 111678.5416 | 105976.7121 | 1 |  | 94808.8579 | 117144.5662 | 127742.2374 | 84211.1867 | 73043.3325 | 1
| 60432840 | 24346.1114 | 45333.1698 | -20987.0583 | 0 |  | -25520.3753 | -16453.7414 | -18552.4472 | -23421.6695 | -27954.9864 | 1
| 60432841 | 16862.2965 | 35281.391 | -18419.0945 | 0 |  | -21947.2336 | -14890.9554 | -16732.8649 | -20105.3242 | -23633.4633 | 1
| 60432855 | 742.4255 | 2394.0669 | -1651.6414 | 0 |  | -1891.0481 | -1412.2347 | -1577.3989 | -1725.884 | -1965.2907 | 1
| 60432856 | 3305.9408 | 9324.7529 | -6018.8121 | 0 |  | -6951.2874 | -5086.3368 | -5688.218 | -6349.4062 | -7281.8815 | 1
| 60432871 | 102502.5998 | 105538.7232 | -3036.1234 | 0 |  | -13589.9958 | 7517.7489 | 7214.1365 | -13286.3834 | -23840.2557 | 1
| 60432875 | 2853.8818 | 4484.3349 | -1630.4531 | 0 |  | -2078.8866 | -1182.0196 | -1345.0649 | -1915.8413 | -2364.2748 | 1
| 60432880 | 95821.6231 | 66656.3254 | 29165.2977 | 1 |  | 22499.6652 | 35830.9303 | 38747.46 | 19583.1354 | 12917.5029 | 1
| 60432895 | 42634.4303 | 72658.5537 | -30024.1234 | 0 |  | -37289.9788 | -22758.2681 | -25760.6804 | -34287.5665 | -41553.4218 | 1
| 60432929 | 20054.3312 | 15100.2328 | 4954.0983 | 1 |  | 3444.0751 | 6464.1216 | 6959.5315 | 2948.6652 | 1438.6419 | 1
| 60432930 | 5476.7663 | 4296.6621 | 1180.1042 | 1 |  | 750.438 | 1609.7704 | 1727.7808 | 632.4276 | 202.7614 | 1
| 60432957 | 119283.0167 | 39530.1718 | 79752.8449 | 1 |  | 75799.8277 | 83705.8621 | 91681.1466 | 67824.5432 | 63871.5261 | 1
| 60432958 | 33467.2873 | 12230.6547 | 21236.6326 | 1 |  | 20013.5671 | 22459.698 | 24583.3613 | 17889.9038 | 16666.8383 | 1
| 60432969 | 68207.8078 | 23879.5788 | 44328.229 | 1 |  | 41940.2711 | 46716.1869 | 51149.0098 | 37507.4482 | 35119.4903 | 1
| 60432974 | 12487.807 | 8118.3633 | 4369.4437 | 1 |  | 3557.6074 | 5181.28 | 5618.2244 | 3120.663 | 2308.8267 | 1
| 60432976 | 54781.1802 | 30137.7246 | 24643.4556 | 1 |  | 21629.6831 | 27657.2281 | 30121.5736 | 19165.3376 | 16151.5651 | 1
| 60432997 | 16795.2638 | 6278.5092 | 10516.7546 | 1 |  | 9888.9037 | 11144.6055 | 12196.281 | 8837.2282 | 8209.3773 | 1
| 60433204 | 11024.1954 | 20811.3206 | -9787.1253 | 0 |  | -11868.2573 | -7705.9932 | -8684.7057 | -10889.5448 | -12970.6769 | 1
| 60433228 | 177759.5435 | 56098.2153 | 121661.3282 | 1 |  | 116051.5067 | 127271.1498 | 139437.2826 | 103885.3739 | 98275.5523 | 1
| 60433234 | 44080.4267 | 21454.6917 | 22625.735 | 1 |  | 20480.2658 | 24771.2042 | 27033.7777 | 18217.6923 | 16072.2231 | 1
| 60433259 | 305027.6915 | 91690.5599 | 213337.1316 | 1 |  | 204168.0756 | 222506.1876 | 243839.9008 | 182834.3625 | 173665.3065 | 1
| 60433277 | 49419.5015 | 29725.5048 | 19693.9967 | 1 |  | 16721.4462 | 22666.5472 | 24635.9468 | 14752.0465 | 11779.4961 | 1
| 60433286 | 26281.3486 | 9842.0915 | 16439.2572 | 1 |  | 15455.048 | 17423.4663 | 19067.392 | 13811.1223 | 12826.9132 | 1
| 60433293 | 49746.5527 | 34930.8116 | 14815.7411 | 1 |  | 11322.6599 | 18308.8222 | 19790.3963 | 9841.0858 | 6348.0046 | 1
| 60433305 | 20805.2283 | 19677.5786 | 1127.6496 | 1 |  | -840.1082 | 3095.4075 | 3208.1725 | -952.8732 | -2920.6311 | 0
| 60433306 | 10113.9594 | 10535.5453 | -421.5859 | 0 |  | -1475.1404 | 631.9686 | 589.81 | -1432.9818 | -2486.5364 | 1
| 60433307 | 22419.2413 | 22157.5017 | 261.7396 | 1 |  | -1954.0106 | 2477.4897 | 2503.6637 | -1980.1846 | -4195.9347 | 0
| 60433315 | 10918.2689 | 14074.9118 | -3156.6429 | 0 |  | -4564.134 | -1749.1517 | -2064.816 | -4248.4698 | -5655.9609 | 1
| 60433316 | 2414.1962 | 2884.4378 | -470.2416 | 0 |  | -758.6853 | -181.7978 | -228.8219 | -711.6612 | -1000.105 | 1
| 60433317 | 2325.6283 | 2782.0708 | -456.4425 | 0 |  | -734.6496 | -178.2354 | -223.8797 | -689.0053 | -967.2124 | 1
| 60433327 | 1758.3613 | 2082.0126 | -323.6514 | 0 |  | -531.8526 | -115.4501 | -147.8152 | -499.4875 | -707.6888 | 1
| 60433328 | 2957.7634 | 3576.2406 | -618.4771 | 0 |  | -976.1012 | -260.8531 | -322.7008 | -914.2535 | -1271.8775 | 1
| 60433352 | 118634.906 | 52452.079 | 66182.827 | 1 |  | 60937.6191 | 71428.0349 | 78046.3176 | 54319.3364 | 49074.1285 | 1
| 60433392 | 728461.6082 | 164305.0848 | 564156.5234 | 1 |  | 547726.015 | 580587.0319 | 637002.6843 | 491310.3626 | 474879.8541 | 1
| 60433405 | 5113.6278 | 3849.2192 | 1264.4086 | 1 |  | 879.4867 | 1649.3305 | 1775.7714 | 753.0458 | 368.1239 | 1
| 60433406 | 56302.6879 | 36117.3882 | 20185.2997 | 1 |  | 16573.5609 | 23797.0385 | 25815.5685 | 14555.0309 | 10943.2921 | 1
| 60433416 | 20533.6937 | 10126.0773 | 10407.6164 | 1 |  | 9395.0086 | 11420.2241 | 12460.9857 | 8354.247 | 7341.6393 | 1
| 60433422 | 11010.8656 | 5677.5158 | 5333.3498 | 1 |  | 4765.5982 | 5901.1013 | 6434.4363 | 4232.2632 | 3664.5116 | 1
| 60433423 | 4314.425 | 2265.8329 | 2048.592 | 1 |  | 1822.0087 | 2275.1753 | 2480.0345 | 1617.1495 | 1390.5662 | 1
| 60433432 | 182024.5959 | 58698.1169 | 123326.4791 | 1 |  | 117456.6674 | 129196.2907 | 141528.9386 | 105124.0195 | 99254.2078 | 1
| 60433535 | 40519.1193 | 32269.2697 | 8249.8497 | 1 |  | 5022.9227 | 11476.7766 | 12301.7616 | 4197.9377 | 971.0108 | 1
| 60433540 | 15708.122 | 9439.2278 | 6268.8942 | 1 |  | 5324.9714 | 7212.817 | 7839.7064 | 4698.082 | 3754.1592 | 1
| 60433545 | 9990.2955 | 5485.9905 | 4504.305 | 1 |  | 3955.706 | 5052.904 | 5503.3345 | 3505.2755 | 2956.6764 | 1
| 60433552 | 2248.8045 | 1390.7602 | 858.0442 | 1 |  | 718.9682 | 997.1202 | 1082.9247 | 633.1638 | 494.0878 | 1
| 60433573 | 8462.7538 | 4181.0864 | 4281.6673 | 1 |  | 3863.5587 | 4699.776 | 5127.9427 | 3435.392 | 3017.2833 | 1
| 60433574 | 44552.6999 | 19986.3307 | 24566.3692 | 1 |  | 22567.7361 | 26565.0022 | 29021.6391 | 20111.0992 | 18112.4661 | 1
| 60433580 | 7046.1667 | 3531.6614 | 3514.5053 | 1 |  | 3161.3392 | 3867.6715 | 4219.122 | 2809.8887 | 2456.7225 | 1
| 60433581 | 4501.1433 | 3711.6292 | 789.5141 | 1 |  | 418.3512 | 1160.677 | 1239.6285 | 339.3998 | -31.7631 | 0
| 60433585 | 179968.1516 | 76409.8089 | 103558.3427 | 1 |  | 95917.3618 | 111199.3236 | 121555.1579 | 85561.5276 | 77920.5467 | 1
| 60433586 | 3220.5521 | 1984.0485 | 1236.5036 | 1 |  | 1038.0987 | 1434.9085 | 1558.5588 | 914.4484 | 716.0435 | 1
| 60433587 | 28348.22 | 16005.025 | 12343.195 | 1 |  | 10742.6925 | 13943.6975 | 15178.017 | 9508.373 | 7907.8705 | 1
| 60433606 | 5035.2899 | 4417.7413 | 617.5486 | 1 |  | 175.7744 | 1059.3227 | 1121.0776 | 114.0196 | -327.7546 | 0
| 60433607 | 11281.4563 | 7840.4314 | 3441.0248 | 1 |  | 2656.9817 | 4225.068 | 4569.1705 | 2312.8792 | 1528.8361 | 1
| 60433612 | 14967.4844 | 11636.2657 | 3331.2187 | 1 |  | 2167.5921 | 4494.8453 | 4827.9671 | 1834.4703 | 670.8437 | 1
| 60433617 | 5536.0799 | 5763.372 | -227.2922 | 0 |  | -803.6294 | 349.045 | 326.3158 | -780.9002 | -1357.2374 | 1
| 60433623 | 16510.45 | 11160.7545 | 5349.6955 | 1 |  | 4233.6201 | 6465.771 | 7000.7405 | 3698.6505 | 2582.5751 | 1
| 60433626 | 2824.7008 | 2052.8435 | 771.8572 | 1 |  | 566.5729 | 977.1416 | 1054.3273 | 489.3872 | 284.1028 | 1
| 60433631 | 9160.8872 | 7527.2765 | 1633.6107 | 1 |  | 880.883 | 2386.3383 | 2549.6994 | 717.522 | -35.2057 | 0
| 60433653 | 90176.7785 | 42913.7863 | 47262.9922 | 1 |  | 42971.6136 | 51554.3708 | 56280.6701 | 38245.3144 | 33953.9357 | 1
| 60433654 | 8521.4275 | 5030.2922 | 3491.1352 | 1 |  | 2988.106 | 3994.1645 | 4343.278 | 2638.9925 | 2135.9633 | 1
| 60433655 | 10722.1518 | 6279.6099 | 4442.5419 | 1 |  | 3814.5809 | 5070.5029 | 5514.757 | 3370.3267 | 2742.3657 | 1
| 60433663 | 50060.8156 | 26382.0666 | 23678.749 | 1 |  | 21040.5423 | 26316.9556 | 28684.8305 | 18672.6674 | 16034.4608 | 1
| 60433667 | 14960.513 | 9296.6845 | 5663.8285 | 1 |  | 4734.1601 | 6593.497 | 7159.8798 | 4167.7772 | 3238.1088 | 1
| 60433675 | 6118.3166 | 3607.0608 | 2511.2559 | 1 |  | 2150.5498 | 2871.9619 | 3123.0875 | 1899.4242 | 1538.7181 | 1
| 60433685 | 388.6809 | 241.0578 | 147.6231 | 1 |  | 123.5173 | 171.7289 | 186.4912 | 108.755 | 84.6492 | 1
| 60433687 | 35857.0277 | 16882.2992 | 18974.7286 | 1 |  | 17286.4987 | 20662.9585 | 22560.4313 | 15389.0258 | 13700.7959 | 1
| 60433688 | 100408.1088 | 48499.9424 | 51908.1665 | 1 |  | 47058.1722 | 56758.1607 | 61948.9774 | 41867.3556 | 37017.3614 | 1
| 60433694 | 7180.3699 | 3499.7405 | 3680.6294 | 1 |  | 3330.6554 | 4030.6035 | 4398.6664 | 2962.5924 | 2612.6184 | 1
| 60433695 | 1552.9645 | 1017.0657 | 535.8989 | 1 |  | 434.1923 | 637.6054 | 691.1953 | 380.6024 | 278.8958 | 1
| 60433696 | 20790.2792 | 12656.6335 | 8133.6457 | 1 |  | 6867.9823 | 9399.309 | 10212.6736 | 6054.6177 | 4788.9544 | 1
| 60433706 | 7792.4371 | 12346.7807 | -4554.3437 | 0 |  | -5789.0217 | -3319.6656 | -3775.1 | -5333.5874 | -6568.2654 | 1
| 60433707 | 6465.7888 | 10903.1859 | -4437.3971 | 0 |  | -5527.7157 | -3347.0785 | -3790.8182 | -5083.976 | -6174.2946 | 1
| 60433710 | 16431.1012 | 22967.0815 | -6535.9804 | 0 |  | -8832.6886 | -4239.2722 | -4892.8703 | -8179.0905 | -10475.7987 | 1
| 60433712 | 9405.3109 | 15911.4638 | -6506.1529 | 0 |  | -8097.2993 | -4915.0065 | -5565.6218 | -7446.684 | -9037.8304 | 1
| 60433715 | 9687.2979 | 15213.607 | -5526.3091 | 0 |  | -7047.6698 | -4004.9484 | -4557.5793 | -6495.0389 | -8016.3996 | 1
| 60433722 | 559.9688 | 1156.3068 | -596.338 | 0 |  | -711.9687 | -480.7073 | -540.3411 | -652.3349 | -767.9655 | 1
| 60433724 | 8334.4328 | 11587.2837 | -3252.8508 | 0 |  | -4411.5792 | -2094.1225 | -2419.4075 | -4086.2941 | -5245.0225 | 1
| 60441858 | 1070034.7031 | 365861.2998 | 704173.4034 | 1 |  | 667587.2734 | 740759.5334 | 811176.8737 | 597169.9331 | 560583.8031 | 1
| 60441862 | 697.513 | 8227.3346 | -7529.8216 | 0 |  | -8352.5551 | -6707.0882 | -7460.0703 | -7599.5729 | -8422.3064 | 1
| 60441867 | 5894.2747 | 25979.2029 | -20084.9282 | 0 |  | -22682.8485 | -17487.0079 | -19495.5007 | -20674.3557 | -23272.276 | 1
| 60441868 | 184120.7967 | 148382.0634 | 35738.7332 | 1 |  | 20900.5269 | 50576.9396 | 54150.8129 | 17326.6536 | 2488.4472 | 1
| 60441869 | 1372493.1967 | 267365.0018 | 1105128.1949 | 1 |  | 1078391.6947 | 1131864.6951 | 1242377.5146 | 967878.8752 | 941142.3751 | 1
| 60441870 | 5081.9221 | 18485.9693 | -13404.0472 | 0 |  | -15252.6441 | -11555.4503 | -12895.855 | -13912.2394 | -15760.8363 | 1
| 60441871 | 274.664 | 4392.4248 | -4117.7608 | 0 |  | -4557.0032 | -3678.5183 | -4090.2944 | -4145.2272 | -4584.4696 | 1
| 60441872 | 3066.1976 | 17977.516 | -14911.3184 | 0 |  | -16709.0699 | -13113.5668 | -14604.6986 | -15217.9381 | -17015.6897 | 1
| 60441876 | 569.5354 | 7372.0749 | -6802.5394 | 0 |  | -7539.7469 | -6065.332 | -6745.5859 | -6859.493 | -7596.7005 | 1
| 60441877 | 856139.7652 | 311251.2584 | 544888.5067 | 1 |  | 513763.3809 | 576013.6326 | 630502.4832 | 459274.5302 | 428149.4044 | 1
| 60441878 | 1340683.3804 | 432619.9921 | 908063.3882 | 1 |  | 864801.389 | 951325.3875 | 1042131.7263 | 773995.0502 | 730733.051 | 1
| 60441880 | 3677.2291 | 15623.8775 | -11946.6484 | 0 |  | -13509.0362 | -10384.2607 | -11578.9255 | -12314.3713 | -13876.7591 | 1
| 60441881 | 1741.659 | 12027.0215 | -10285.3624 | 0 |  | -11488.0646 | -9082.6603 | -10111.1965 | -10459.5283 | -11662.2305 | 1
| 60441883 | 236629.7629 | 161131.7079 | 75498.055 | 1 |  | 59384.8843 | 91611.2258 | 99161.0313 | 51835.0788 | 35721.908 | 1
| 60441886 | 2013.8679 | 13544.3645 | -11530.4967 | 0 |  | -12884.9331 | -10176.0602 | -11329.1099 | -11731.8835 | -13086.3199 | 1
| 60441887 | 8439.3989 | 21400.7905 | -12961.3915 | 0 |  | -15101.4706 | -10821.3125 | -12117.4516 | -13805.3314 | -15945.4105 | 1
| 60441888 | 39621.8951 | 47173.5592 | -7551.6641 | 0 |  | -12269.02 | -2834.3081 | -3589.4745 | -11513.8536 | -16231.2095 | 1
| 60441890 | 1658092.342 | 397324.2917 | 1260768.0503 | 1 |  | 1221035.6211 | 1300500.4794 | 1426577.2845 | 1094958.8161 | 1055226.3869 | 1
| 60441891 | 1018331.7317 | 306684.9199 | 711646.8119 | 1 |  | 680978.3199 | 742315.3039 | 813479.985 | 609813.6387 | 579145.1467 | 1
| 60441892 | 2723788.1464 | 502020.4135 | 2221767.7329 | 1 |  | 2171565.6915 | 2271969.7742 | 2494146.5475 | 1949388.9183 | 1899186.8769 | 1
| 60441898 | 80.5985 | 1467.0438 | -1386.4454 | 0 |  | -1533.1498 | -1239.741 | -1378.3855 | -1394.5052 | -1541.2096 | 1
| 60441900 | 38884.7266 | 52348.3935 | -13463.6669 | 0 |  | -18698.5062 | -8228.8275 | -9575.1942 | -17352.1395 | -22586.9789 | 1
| 60441902 | 806.9777 | 8150.2842 | -7343.3066 | 0 |  | -8158.335 | -6528.2781 | -7262.6088 | -7424.0043 | -8239.0327 | 1
| 60441904 | 12807.2044 | 41653.4615 | -28846.257 | 0 |  | -33011.6032 | -24680.9109 | -27565.5366 | -30126.9775 | -34292.3236 | 1
| 60441918 | 822.3408 | 5605.2888 | -4782.948 | 0 |  | -5343.4769 | -4222.4191 | -4700.7139 | -4865.1821 | -5425.711 | 1
| 60441923 | 294.8691 | 3713.3676 | -3418.4985 | 0 |  | -3789.8353 | -3047.1618 | -3389.0116 | -3447.9854 | -3819.3222 | 1
| 60441924 | 29798.98 | 45739.7247 | -15940.7447 | 0 |  | -20514.7172 | -11366.7723 | -12960.8467 | -18920.6427 | -23494.6152 | 1
| 60441931 | 2469144.7932 | 529072.8188 | 1940071.9744 | 1 |  | 1887164.6926 | 1992979.2563 | 2186986.4538 | 1693157.4951 | 1640250.2132 | 1
| 60441932 | 236663.8912 | 171689.2676 | 64974.6236 | 1 |  | 47805.6968 | 82143.5503 | 88641.0127 | 41308.2345 | 24139.3077 | 1
| 60441933 | 83831.4522 | 101899.7416 | -18068.2894 | 0 |  | -28258.2635 | -7878.3152 | -9685.1442 | -26451.4346 | -36641.4088 | 1
| 60441936 | 12544.8958 | 33923.6524 | -21378.7567 | 0 |  | -24771.1219 | -17986.3914 | -20124.2671 | -22633.2462 | -26025.6115 | 1
| 60441940 | 101376.5273 | 66094.7997 | 35281.7276 | 1 |  | 28672.2476 | 41891.2076 | 45419.3803 | 25144.0749 | 18534.5949 | 1
| 60441941 | 14100.9321 | 26475.9966 | -12375.0645 | 0 |  | -15022.6641 | -9727.4648 | -10964.9713 | -13785.1577 | -16432.7573 | 1
| 60441944 | 2378002.5023 | 576402.145 | 1801600.3573 | 1 |  | 1743960.1428 | 1859240.5718 | 2039400.6075 | 1563800.1071 | 1506159.8925 | 1
| 60441952 | 4558.7331 | 17472.7026 | -12913.9695 | 0 |  | -14661.2397 | -11166.6992 | -12458.0962 | -13369.8428 | -15117.1131 | 1
| 60441959 | 3417.4429 | 12690.2969 | -9272.854 | 0 |  | -10541.8837 | -8003.8243 | -8931.1097 | -9614.5983 | -10883.628 | 1
| 60441962 | 1696.3896 | 8745.9846 | -7049.595 | 0 |  | -7924.1935 | -6174.9965 | -6879.956 | -7219.234 | -8093.8324 | 1
| 60441969 | 24754.4668 | 42415.16 | -17660.6932 | 0 |  | -21902.2092 | -13419.1772 | -15185.2465 | -20136.1399 | -24377.6559 | 1
| 60441970 | 75.6465 | 1780.4153 | -1704.7687 | 0 |  | -1882.8103 | -1526.7272 | -1697.2041 | -1712.3334 | -1890.3749 | 1
| 60441971 | 3901960.0457 | 540594.6096 | 3361365.4361 | 1 |  | 3307305.9751 | 3415424.897 | 3751561.4407 | 2971169.4315 | 2917109.9705 | 1
| 60441983 | 3543.5322 | 21584.0264 | -18040.4942 | 0 |  | -20198.8968 | -15882.0916 | -17686.141 | -18394.8474 | -20553.2501 | 1
| 60441984 | 384.6255 | 4618.1334 | -4233.5078 | 0 |  | -4695.3212 | -3771.6945 | -4195.0453 | -4271.9704 | -4733.7837 | 1
| 60441985 | 1307.0372 | 9046.6436 | -7739.6064 | 0 |  | -8644.2708 | -6834.9421 | -7608.9027 | -7870.3102 | -8774.9745 | 1
| 60441987 | 170.2903 | 2683.8765 | -2513.5862 | 0 |  | -2781.9738 | -2245.1985 | -2496.5572 | -2530.6152 | -2799.0029 | 1
| 60441989 | 11020.5351 | 23326.6816 | -12306.1466 | 0 |  | -14638.8147 | -9973.4784 | -11204.0931 | -13408.2001 | -15740.8682 | 1
| 60441992 | 50.5485 | 1864.07 | -1813.5215 | 0 |  | -1999.9285 | -1627.1145 | -1808.4667 | -1818.5764 | -2004.9834 | 1
| 60441995 | 136248.8366 | 93051.4451 | 43197.3915 | 1 |  | 33892.247 | 52502.536 | 56822.2751 | 29572.5078 | 20267.3633 | 1
| 60441998 | 28713.7921 | 53895.1234 | -25181.3313 | 0 |  | -30570.8436 | -19791.819 | -22309.9521 | -28052.7105 | -33442.2229 | 1
| 60441999 | 792164.6783 | 286055.7684 | 506108.9099 | 1 |  | 477503.333 | 534714.4867 | 585325.3777 | 426892.4421 | 398286.8652 | 1
| 60442000 | 140.1145 | 2228.0713 | -2087.9568 | 0 |  | -2310.7639 | -1865.1497 | -2073.9453 | -2101.9682 | -2324.7754 | 1
| 60442001 | 418.8158 | 4540.8138 | -4121.998 | 0 |  | -4576.0794 | -3667.9166 | -4080.1164 | -4163.8796 | -4617.9609 | 1
| 60442015 | 1536.0873 | 12527.8493 | -10991.7619 | 0 |  | -12244.5469 | -9738.977 | -10838.1532 | -11145.3707 | -12398.1556 | 1
| 60442019 | 5970.4072 | 25355.6448 | -19385.2377 | 0 |  | -21920.8021 | -16849.6732 | -18788.1969 | -19982.2784 | -22517.8429 | 1
| 60442024 | 37548.1035 | 59510.4485 | -21962.345 | 0 |  | -27913.3899 | -16011.3002 | -18207.5347 | -25717.1554 | -31668.2002 | 1
| 60442028 | 31361.5763 | 69494.5329 | -38132.9567 | 0 |  | -45082.41 | -31183.5034 | -34996.799 | -41269.1143 | -48218.5676 | 1
| 60442030 | 107.79 | 2175.8489 | -2068.0589 | 0 |  | -2285.6438 | -1850.474 | -2057.2799 | -2078.8379 | -2296.4228 | 1
| 60442035 | 13328.7624 | 34657.2826 | -21328.5202 | 0 |  | -24794.2484 | -17862.7919 | -19995.6439 | -22661.3964 | -26127.1247 | 1
| 60442036 | 4344.0771 | 19384.2366 | -15040.1595 | 0 |  | -16978.5832 | -13101.7358 | -14605.7518 | -15474.5672 | -17412.9909 | 1
| 60442042 | 12282.6831 | 25959.0962 | -13676.4132 | 0 |  | -16272.3228 | -11080.5035 | -12448.1449 | -14904.6815 | -17500.5911 | 1
| 60442043 | 17868.5504 | 44368.3883 | -26499.838 | 0 |  | -30936.6768 | -22062.9991 | -24712.9829 | -28286.693 | -32723.5318 | 1
| 60442044 | 399051.3966 | 137429.5849 | 261621.8118 | 1 |  | 247878.8533 | 275364.7702 | 301526.9514 | 221716.6721 | 207973.7136 | 1
| 60442055 | 1335.4503 | 11090.3084 | -9754.8581 | 0 |  | -10863.889 | -8645.8273 | -9621.3131 | -9888.4032 | -10997.434 | 1
| 60442068 | 9935.1268 | 26119.059 | -16183.9322 | 0 |  | -18795.8381 | -13572.0263 | -15190.4196 | -17177.4449 | -19789.3508 | 1
| 60442071 | 3046.212 | 18866.3477 | -15820.1357 | 0 |  | -17706.7704 | -13933.5009 | -15515.5144 | -16124.7569 | -18011.3916 | 1
| 60442081 | 758809.0722 | 268558.7169 | 490250.3553 | 1 |  | 463394.4836 | 517106.227 | 566131.2625 | 414369.4481 | 387513.5764 | 1
| 60442084 | 66733.6351 | 68794.1401 | -2060.505 | 0 |  | -8939.919 | 4818.909 | 4612.8585 | -8733.8685 | -15613.2825 | 1
| 60442095 | 1339.8313 | 11109.571 | -9769.7397 | 0 |  | -10880.6968 | -8658.7826 | -9635.7566 | -9903.7228 | -11014.6799 | 1
| 60442099 | 6456726.559 | 777445.4243 | 5679281.1347 | 1 |  | 5601536.5923 | 5757025.6772 | 6324953.7906 | 5033608.4788 | 4955863.9364 | 1
| 60442100 | 2405.689 | 14331.93 | -11926.2409 | 0 |  | -13359.4339 | -10493.0479 | -11685.672 | -12166.8099 | -13600.0029 | 1
| 60442101 | 275416.4058 | 160010.0738 | 115406.3321 | 1 |  | 99405.3247 | 131407.3394 | 142947.9727 | 87864.6915 | 71863.6841 | 1
| 60442102 | 7356.6635 | 25570.8357 | -18214.1721 | 0 |  | -20771.2557 | -15657.0886 | -17478.5058 | -18949.8385 | -21506.922 | 1
| 60442103 | 267087.6932 | 173536.2764 | 93551.4167 | 1 |  | 76197.7891 | 110905.0444 | 120260.1861 | 66842.6474 | 49489.0198 | 1
| 60442104 | 1112.2157 | 6124.9778 | -5012.7621 | 0 |  | -5625.2599 | -4400.2643 | -4901.5405 | -5123.9837 | -5736.4814 | 1
| 60442105 | 653.6914 | 4930.2002 | -4276.5088 | 0 |  | -4769.5288 | -3783.4888 | -4211.1396 | -4341.8779 | -4834.8979 | 1
| 60442106 | 5713.9402 | 15839.3583 | -10125.4181 | 0 |  | -11709.3539 | -8541.4822 | -9554.024 | -10696.8121 | -12280.7479 | 1
| 60442111 | 50.8156 | 1005.915 | -955.0994 | 0 |  | -1055.6909 | -854.5079 | -950.0178 | -960.1809 | -1060.7724 | 1
| 60442116 | 628.379 | 6183.8472 | -5555.4682 | 0 |  | -6173.853 | -4937.0835 | -5492.6303 | -5618.3061 | -6236.6909 | 1
| 60442117 | 621.5449 | 5666.6375 | -5045.0925 | 0 |  | -5611.7563 | -4478.4288 | -4982.9381 | -5107.247 | -5673.9108 | 1
| 60442134 | 986.0185 | 9027.008 | -8040.9895 | 0 |  | -8943.6903 | -7138.2887 | -7942.3877 | -8139.5914 | -9042.2922 | 1
| 60442135 | 184074.6889 | 131916.3869 | 52158.3019 | 1 |  | 38966.6632 | 65349.9406 | 70565.7708 | 33750.833 | 20559.1943 | 1
| 60442136 | 8071.5088 | 18953.1823 | -10881.6735 | 0 |  | -12776.9917 | -8986.3553 | -10074.5226 | -11688.8244 | -13584.1426 | 1
| 60442138 | 28685.0034 | 51652.4056 | -22967.4022 | 0 |  | -28132.6427 | -17802.1616 | -20098.9018 | -25835.9025 | -31001.1431 | 1
| 60442139 | 1615648.9946 | 408824.0681 | 1206824.9264 | 1 |  | 1165942.5196 | 1247707.3332 | 1368389.8259 | 1045260.027 | 1004377.6202 | 1
| 60442140 | 23777.0327 | 51287.5168 | -27510.4841 | 0 |  | -32639.2358 | -22381.7324 | -25132.7808 | -29888.1874 | -35016.939 | 1
| 60442142 | 540.8006 | 4932.4818 | -4391.6812 | 0 |  | -4884.9293 | -3898.433 | -4337.6011 | -4445.7612 | -4939.0094 | 1
| 60442150 | 315673.3075 | 198396.5971 | 117276.7105 | 1 |  | 97437.0508 | 137116.3702 | 148844.0412 | 85709.3797 | 65869.72 | 1
| 60442155 | 1003419.6551 | 331166.5927 | 672253.0624 | 1 |  | 639136.4032 | 705369.7217 | 772595.0279 | 571911.0969 | 538794.4377 | 1
| 60442156 | 398.6441 | 6268.0523 | -5869.4082 | 0 |  | -6496.2135 | -5242.603 | -5829.5438 | -5909.2726 | -6536.0779 | 1
| 60442158 | 405881.5774 | 145074.5894 | 260806.988 | 1 |  | 246299.529 | 275314.4469 | 301395.1457 | 220218.8302 | 205711.3713 | 1
| 60442163 | 216.8674 | 3836.0106 | -3619.1432 | 0 |  | -4002.7443 | -3235.5422 | -3597.4565 | -3640.83 | -4024.431 | 1
| 60442164 | 32949.5512 | 54592.4298 | -21642.8786 | 0 |  | -27102.1216 | -16183.6356 | -18347.9235 | -24937.8337 | -30397.0767 | 1
| 60442169 | 314.7885 | 5621.9295 | -5307.1409 | 0 |  | -5869.3339 | -4744.948 | -5275.6621 | -5338.6198 | -5900.8127 | 1
| 60442191 | 5550.894 | 22933.5096 | -17382.6156 | 0 |  | -19675.9665 | -15089.2646 | -16827.5262 | -17937.705 | -20231.0559 | 1
| 60442200 | 426.8489 | 3562.2775 | -3135.4286 | 0 |  | -3491.6563 | -2779.2008 | -3092.7437 | -3178.1135 | -3534.3412 | 1
| 60442202 | 120.9545 | 3614.7658 | -3493.8113 | 0 |  | -3855.2879 | -3132.3347 | -3481.7159 | -3505.9068 | -3867.3833 | 1
| 60442203 | 114647.3664 | 76775.5481 | 37871.8182 | 1 |  | 30194.2634 | 45549.373 | 49336.5549 | 26407.0816 | 18729.5268 | 1
| 60442219 | 1477710.7656 | 409136.1224 | 1068574.6433 | 1 |  | 1027661.031 | 1109488.2555 | 1216345.7198 | 920803.5667 | 879889.9545 | 1
| 60442221 | 5375.3259 | 16942.3664 | -11567.0405 | 0 |  | -13261.2771 | -9872.8038 | -11029.5079 | -12104.5731 | -13798.8097 | 1
| 60442222 | 826.0574 | 9306.0406 | -8479.9833 | 0 |  | -9410.5873 | -7549.3792 | -8397.3775 | -8562.589 | -9493.1931 | 1
| 60442223 | 532.6787 | 7345.1072 | -6812.4286 | 0 |  | -7546.9393 | -6077.9179 | -6759.1607 | -6865.6965 | -7600.2072 | 1
| 60442224 | 40345.6147 | 64014.5964 | -23668.9817 | 0 |  | -30070.4413 | -17267.522 | -19634.4202 | -27703.5432 | -34105.0028 | 1
| 60442228 | 3893.5443 | 16096.4142 | -12202.8699 | 0 |  | -13812.5113 | -10593.2285 | -11813.5155 | -12592.2243 | -14201.8658 | 1
| 60442230 | 14595.5687 | 31803.6955 | -17208.1268 | 0 |  | -20388.4963 | -14027.7572 | -15748.5699 | -18667.6837 | -21848.0532 | 1
| 60442233 | 509.3879 | 7324.1936 | -6814.8056 | 0 |  | -7547.225 | -6082.3863 | -6763.8668 | -6865.7444 | -7598.1638 | 1
| 60442235 | 273.6974 | 4383.619 | -4109.9216 | 0 |  | -4548.2835 | -3671.5597 | -4082.5519 | -4137.2914 | -4575.6533 | 1
| 60442236 | 12921.0113 | 33927.505 | -21006.4937 | 0 |  | -24399.2442 | -17613.7432 | -19714.3925 | -22298.5948 | -25691.3453 | 1
| 60442237 | 6780.3828 | 24387.5612 | -17607.1784 | 0 |  | -20045.9345 | -15168.4223 | -16929.1401 | -18285.2167 | -20723.9728 | 1
| 60442238 | 5187753.9075 | 693093.9177 | 4494659.9898 | 1 |  | 4425350.598 | 4563969.3816 | 5013435.3805 | 3975884.599 | 3906575.2073 | 1
| 60442239 | 2002394.1004 | 430336.5477 | 1572057.5527 | 1 |  | 1529023.8979 | 1615091.2075 | 1772296.9627 | 1371818.1426 | 1328784.4879 | 1
| 60442240 | 511.3178 | 6219.0703 | -5707.7524 | 0 |  | -6329.6595 | -5085.8454 | -5656.6207 | -5758.8842 | -6380.7912 | 1
| 60442241 | 1708.4484 | 9817.3043 | -8108.8559 | 0 |  | -9090.5863 | -7127.1255 | -7938.0111 | -8279.7008 | -9261.4312 | 1
| 60442248 | 103.7805 | 2904.2508 | -2800.4703 | 0 |  | -3090.8954 | -2510.0452 | -2790.0922 | -2810.8483 | -3101.2734 | 1
| 60442249 | 270.8613 | 5056.7095 | -4785.8483 | 0 |  | -5291.5192 | -4280.1773 | -4758.7621 | -4812.9344 | -5318.6053 | 1
| 60442253 | 195.3125 | 4059.4568 | -3864.1443 | 0 |  | -4270.09 | -3458.1987 | -3844.6131 | -3883.6756 | -4289.6213 | 1
| 60442254 | 11689.3821 | 35753.6001 | -24064.218 | 0 |  | -27639.578 | -20488.858 | -22895.2798 | -25233.1562 | -28808.5163 | 1
| 60442255 | 460.9713 | 6936.1896 | -6475.2183 | 0 |  | -7168.8373 | -5781.5994 | -6429.1212 | -6521.3155 | -7214.9344 | 1
| 60442266 | 2329.0934 | 14012.7211 | -11683.6277 | 0 |  | -13084.8998 | -10282.3556 | -11450.7183 | -11916.537 | -13317.8091 | 1
| 60442267 | 400.7552 | 5433.7063 | -5032.951 | 0 |  | -5576.3217 | -4489.5804 | -4992.8755 | -5073.0265 | -5616.3972 | 1
| 60442269 | 30748.0598 | 46473.3734 | -15725.3136 | 0 |  | -20372.6509 | -11077.9762 | -12650.5076 | -18800.1196 | -23447.4569 | 1
| 60442271 | 3306.6705 | 12472.0275 | -9165.357 | 0 |  | -10412.5597 | -7918.1542 | -8834.6899 | -9496.024 | -10743.2268 | 1
| 60442274 | 28241.5964 | 51246.2398 | -23004.6434 | 0 |  | -28129.2673 | -17880.0194 | -20180.4837 | -25828.803 | -30953.427 | 1
| 60442275 | 26210.5262 | 49343.6445 | -23133.1183 | 0 |  | -28067.4828 | -18198.7539 | -20512.0657 | -25754.171 | -30688.5354 | 1
| 60442276 | 245395.0588 | 152420.6066 | 92974.4522 | 1 |  | 77732.3916 | 108216.5129 | 117513.9581 | 68434.9464 | 53192.8857 | 1
| 60442283 | 421.8219 | 7013.7904 | -6591.9685 | 0 |  | -7293.3475 | -5890.5895 | -6549.7863 | -6634.1507 | -7335.5297 | 1
| 60442295 | 503236.1928 | 161618.6966 | 341617.4962 | 1 |  | 325455.6266 | 357779.3659 | 391941.1155 | 291293.8769 | 275132.0073 | 1
| 60442300 | 1982.3657 | 16957.6985 | -14975.3329 | 0 |  | -16671.1027 | -13279.563 | -14777.0963 | -15173.5694 | -16869.3393 | 1
| 60442301 | 696365.8547 | 280640.7744 | 415725.0802 | 1 |  | 387661.0028 | 443789.1577 | 485361.6657 | 346088.4948 | 318024.4173 | 1
| 60442303 | 142866.4144 | 100980.6308 | 41885.7836 | 1 |  | 31787.7205 | 51983.8467 | 56172.4251 | 27599.1422 | 17501.0791 | 1
| 60442313 | 2464.8349 | 16902.6625 | -14437.8276 | 0 |  | -16128.0938 | -12747.5613 | -14191.3441 | -14684.3111 | -16374.5773 | 1
| 60442322 | 29176.1402 | 67004.7034 | -37828.5632 | 0 |  | -44529.0335 | -31128.0928 | -34910.9491 | -40746.1772 | -47446.6475 | 1
| 60442336 | 41710.7763 | 80251.8734 | -38541.0971 | 0 |  | -46566.2845 | -30515.9098 | -34370.0195 | -42712.1748 | -50737.3621 | 1
| 60442339 | 3400.7691 | 19972.5717 | -16571.8026 | 0 |  | -18569.0598 | -14574.5455 | -16231.7257 | -16911.8795 | -18909.1367 | 1
| 60442343 | 11144.5477 | 32781.655 | -21637.1073 | 0 |  | -24915.2728 | -18358.9418 | -20522.6525 | -22751.5621 | -26029.7276 | 1
| 60442344 | 201.5723 | 3676.9565 | -3475.3842 | 0 |  | -3843.0798 | -3107.6885 | -3455.2269 | -3495.5414 | -3863.2371 | 1
| 60442345 | 13238.4611 | 34350.1816 | -21111.7205 | 0 |  | -24546.7387 | -17676.7024 | -19787.8744 | -22435.5666 | -25870.5848 | 1
| 60442346 | 11584878.4293 | 1052219.359 | 10532659.0703 | 1 |  | 10427437.1344 | 10637881.0062 | 11691146.9132 | 9374171.2274 | 9268949.2915 | 1
| 60442354 | 36685.8907 | 47949.0365 | -11263.1458 | 0 |  | -16058.0495 | -6468.2422 | -7594.5568 | -14931.7349 | -19726.6385 | 1
| 60442364 | 180418.7062 | 130598.2743 | 49820.4319 | 1 |  | 36760.6045 | 62880.2593 | 67862.3025 | 31778.5613 | 18718.7339 | 1
| 60442365 | 102996.1439 | 98505.1199 | 4491.024 | 1 |  | -5359.488 | 14341.536 | 14790.6384 | -5808.5904 | -15659.1023 | 0
| 60442371 | 418.5023 | 5571.2963 | -5152.794 | 0 |  | -5709.9236 | -4595.6644 | -5110.9438 | -5194.6442 | -5751.7739 | 1
| 60442375 | 4765.9297 | 21205.3785 | -16439.4489 | 0 |  | -18559.9867 | -14318.911 | -15962.8559 | -16916.0419 | -19036.5797 | 1
| 60442397 | 141.5171 | 2991.2077 | -2849.6906 | 0 |  | -3148.8114 | -2550.5699 | -2835.5389 | -2863.8423 | -3162.9631 | 1
| 60442427 | 1285.5228 | 6005.3226 | -4719.7998 | 0 |  | -5320.3321 | -4119.2675 | -4591.2475 | -4848.3521 | -5448.8843 | 1
| 60442428 | 1930.6017 | 12900.4431 | -10969.8414 | 0 |  | -12259.8857 | -9679.7971 | -10776.7813 | -11162.9016 | -12452.9459 | 1
| 60442449 | 134707.6007 | 111102.3145 | 23605.2862 | 1 |  | 12495.0547 | 34715.5176 | 37076.0462 | 10134.5261 | -975.7054 | 0
| 60442450 | 128798.9232 | 108622.9418 | 20175.9814 | 1 |  | 9313.6873 | 31038.2756 | 33055.8738 | 7296.0891 | -3566.2051 | 0
| 60442451 | 280815.9635 | 160721.1391 | 120094.8243 | 1 |  | 104022.7104 | 136166.9382 | 148176.4207 | 92013.228 | 75941.1141 | 1
| 60442452 | 85467.2375 | 88355.377 | -2888.1395 | 0 |  | -11723.6772 | 5947.3982 | 5658.5843 | -11434.8633 | -20270.401 | 1
| 60442453 | 63547.3799 | 76091.7007 | -12544.3208 | 0 |  | -20153.4909 | -4935.1507 | -6189.5828 | -18899.0588 | -26508.2289 | 1
| 60442454 | 103684.8879 | 97387.8887 | 6296.9993 | 1 |  | -3441.7896 | 16035.7881 | 16665.4881 | -4071.4895 | -13810.2784 | 0
| 60442455 | 21601.1268 | 44075.5967 | -22474.4699 | 0 |  | -26882.0295 | -18066.9102 | -20314.3572 | -24634.5825 | -29042.1422 | 1
| 60442456 | 14507.2035 | 35996.3089 | -21489.1054 | 0 |  | -25088.7363 | -17889.4745 | -20038.3851 | -22939.8258 | -26539.4567 | 1
| 60442501 | 1587.3275 | 11456.8483 | -9869.5208 | 0 |  | -11015.2057 | -8723.836 | -9710.7881 | -10028.2536 | -11173.9384 | 1
| 60442502 | 3300.3458 | 16814.0545 | -13513.7087 | 0 |  | -15195.1142 | -11832.3033 | -13183.6741 | -13843.7433 | -15525.1487 | 1
| 60442528 | 1158.5145 | 11382.5497 | -10224.0352 | 0 |  | -11362.2901 | -9085.7802 | -10108.1837 | -10339.8866 | -11478.1416 | 1
| 60442542 | 22075.3702 | 44564.3166 | -22488.9463 | 0 |  | -26945.378 | -18032.5147 | -20281.4093 | -24696.4834 | -29152.915 | 1
| 60442551 | 329867.119 | 174251.7447 | 155615.3743 | 1 |  | 138190.1998 | 173040.5487 | 188602.0862 | 122628.6624 | 105203.4879 | 1
| 60442552 | 1096.2915 | 9410.6091 | -8314.3176 | 0 |  | -9255.3785 | -7373.2567 | -8204.6884 | -8423.9467 | -9365.0076 | 1
| 60442553 | 265718.6451 | 156322.1101 | 109396.5351 | 1 |  | 93764.3241 | 125028.7461 | 135968.3996 | 82824.6706 | 67192.4596 | 1
| 60442554 | 50676.0013 | 67875.9236 | -17199.9223 | 0 |  | -23987.5147 | -10412.3299 | -12132.3222 | -22267.5224 | -29055.1148 | 1
| 60442565 | 154161.7514 | 129384.1797 | 24777.5717 | 1 |  | 11839.1538 | 37715.9897 | 40193.7469 | 9361.3966 | -3577.0214 | 0
| 60442570 | 5929464.8691 | 771535.6565 | 5157929.2126 | 1 |  | 5080775.647 | 5235082.7783 | 5750875.6996 | 4564982.7257 | 4487829.1601 | 1
| 60442576 | 2119588.1746 | 451686.6709 | 1667901.5037 | 1 |  | 1622732.8366 | 1713070.1708 | 1879860.3211 | 1455942.6862 | 1410774.0191 | 1
| 60442577 | 88565.5701 | 91776.416 | -3210.846 | 0 |  | -12388.4876 | 5966.7956 | 5645.711 | -12067.403 | -21245.0446 | 1
| 60442578 | 2089.9537 | 13449.1522 | -11359.1985 | 0 |  | -12704.1137 | -10014.2833 | -11150.2031 | -11568.1939 | -12913.1091 | 1
| 60442579 | 2241.0705 | 13950.5304 | -11709.4598 | 0 |  | -13104.5129 | -10314.4068 | -11485.3528 | -11933.5669 | -13328.6199 | 1
| 60442583 | 971.8005 | 8962.0655 | -7990.265 | 0 |  | -8886.4716 | -7094.0585 | -7893.085 | -8087.4451 | -8983.6516 | 1
| 60442591 | 10063.2653 | 29865.8467 | -19802.5813 | 0 |  | -22789.166 | -16815.9967 | -18796.2548 | -20808.9079 | -23795.4925 | 1
| 60442592 | 382154.2358 | 195349.2526 | 186804.9831 | 1 |  | 167270.0579 | 206339.9084 | 225020.4067 | 148589.5596 | 129054.6343 | 1
| 60442598 | 4778.1982 | 20368.2807 | -15590.0825 | 0 |  | -17626.9106 | -13553.2545 | -15112.2627 | -16067.9023 | -18104.7304 | 1
| 60442599 | 4554.6922 | 19870.2047 | -15315.5125 | 0 |  | -17302.533 | -13328.492 | -14860.0433 | -15770.9817 | -17758.0022 | 1
| 60442603 | 128.7454 | 3124.3949 | -2995.6494 | 0 |  | -3308.0889 | -2683.2099 | -2982.7749 | -3008.524 | -3320.9635 | 1
| 60442606 | 1508.692 | 7479.2111 | -5970.5191 | 0 |  | -6718.4402 | -5222.598 | -5819.6499 | -6121.3883 | -6869.3094 | 1
| 60442608 | 59409.2936 | 73549.5869 | -14140.2933 | 0 |  | -21495.252 | -6785.3346 | -8199.3639 | -20081.2227 | -27436.1814 | 1
| 60442629 | 17098.1443 | 39004.5561 | -21906.4118 | 0 |  | -25806.8675 | -18005.9562 | -20196.5974 | -23616.2263 | -27516.6819 | 1
| 60442630 | 692.8309 | 7171.4538 | -6478.623 | 0 |  | -7195.7684 | -5761.4776 | -6409.3399 | -6547.9061 | -7265.0515 | 1
| 60442633 | 464.6626 | 6039.1025 | -5574.4399 | 0 |  | -6178.3501 | -4970.5296 | -5527.9736 | -5620.9062 | -6224.8164 | 1
| 60442634 | 1329022.8137 | 367703.3554 | 961319.4583 | 1 |  | 924549.1228 | 998089.7938 | 1094221.7397 | 828417.1769 | 791646.8414 | 1
| 60442642 | 1015.1594 | 5832.6844 | -4817.5251 | 0 |  | -5400.7935 | -4234.2566 | -4716.0091 | -4919.041 | -5502.3095 | 1
| 60442651 | 21280.8451 | 34183.1103 | -12902.2652 | 0 |  | -16320.5762 | -9483.9542 | -10774.1807 | -15030.3497 | -18448.6607 | 1
| 60442663 | 2266.6134 | 9115.851 | -6849.2376 | 0 |  | -7760.8227 | -5937.6525 | -6622.5762 | -7075.8989 | -7987.484 | 1
| 60442681 | 65.2935 | 1843.7067 | -1778.4132 | 0 |  | -1962.7838 | -1594.0425 | -1771.8838 | -1784.9425 | -1969.3132 | 1
| 60442685 | 7685.9228 | 27133.3083 | -19447.3854 | 0 |  | -22160.7163 | -16734.0546 | -18678.7932 | -20215.9777 | -22929.3085 | 1
| 60442693 | 14595.6172 | 37994.1165 | -23398.4993 | 0 |  | -27197.9109 | -19599.0876 | -21938.9376 | -24858.061 | -28657.4727 | 1
| 60442694 | 1845.5155 | 11011.6069 | -9166.0914 | 0 |  | -10267.2521 | -8064.9307 | -8981.5399 | -9350.643 | -10451.8037 | 1
| 60442695 | 512177.4623 | 215112.1371 | 297065.3252 | 1 |  | 275554.1115 | 318576.5389 | 348283.0714 | 245847.579 | 224336.3653 | 1
| 60442696 | 3261.4839 | 16349.0001 | -13087.5162 | 0 |  | -14722.4162 | -11452.6162 | -12761.3678 | -13413.6646 | -15048.5646 | 1
| 60442697 | 151383.3808 | 116533.8193 | 34849.5615 | 1 |  | 23196.1796 | 46502.9434 | 49987.8996 | 19711.2234 | 8057.8415 | 1
| 60442698 | 608333.3316 | 234518.3881 | 373814.9434 | 1 |  | 350363.1046 | 397266.7823 | 434648.2766 | 312981.6103 | 289529.7715 | 1
| 60442699 | 45159.8923 | 63238.5885 | -18078.6962 | 0 |  | -24402.555 | -11754.8373 | -13562.707 | -22594.6854 | -28918.5443 | 1
| 60442700 | 89744.7457 | 81183.0829 | 8561.6628 | 1 |  | 443.3545 | 16679.9711 | 17536.1374 | -412.8118 | -8531.1201 | 0
| 60442701 | 228666.2233 | 130127.1659 | 98539.0573 | 1 |  | 85526.3407 | 111551.7739 | 121405.6797 | 75672.435 | 62659.7184 | 1
| 60442706 | 31480.7008 | 52114.1578 | -20633.457 | 0 |  | -25844.8727 | -15422.0412 | -17485.3869 | -23781.5271 | -28992.9428 | 1
| 60442714 | 120446.135 | 107497.4552 | 12948.6798 | 1 |  | 2198.9343 | 23698.4253 | 24993.2933 | 904.0663 | -9845.6792 | 0
| 60442724 | 244.5324 | 3961.4927 | -3716.9604 | 0 |  | -4113.1096 | -3320.8111 | -3692.5071 | -3741.4136 | -4137.5629 | 1
| 60442725 | 1285735.9496 | 346330.1169 | 939405.8326 | 1 |  | 904772.8209 | 974038.8443 | 1067979.4276 | 810832.2377 | 776199.226 | 1
| 60442726 | 5460.6186 | 21614.2962 | -16153.6776 | 0 |  | -18315.1072 | -13992.248 | -15607.6157 | -16699.7395 | -18861.1691 | 1
| 60442732 | 217794.2051 | 132798.064 | 84996.1412 | 1 |  | 71716.3348 | 98275.9476 | 106775.5617 | 63216.7206 | 49936.9142 | 1
| 60442795 | 100.2447 | 2415.5309 | -2315.2862 | 0 |  | -2556.8393 | -2073.7331 | -2305.2617 | -2325.3106 | -2566.8637 | 1
| 60442811 | 4907994.5856 | 699241.4412 | 4208753.1444 | 1 |  | 4138829.0003 | 4278677.2885 | 4699552.603 | 3717953.6859 | 3648029.5417 | 1
| 60442832 | 4067.214 | 16903.7632 | -12836.5493 | 0 |  | -14526.9256 | -11146.1729 | -12429.8279 | -13243.2707 | -14933.647 | 1
| 60442835 | 223.0231 | 3909.7589 | -3686.7357 | 0 |  | -4077.7116 | -3295.7598 | -3664.4334 | -3709.038 | -4100.0139 | 1
| 60442870 | 103422.959 | 98129.2238 | 5293.7351 | 1 |  | -4519.1872 | 15106.6575 | 15636.031 | -5048.5608 | -14861.4831 | 0
| 60442871 | 183779.8878 | 131111.21 | 52668.6779 | 1 |  | 39557.5569 | 65779.7989 | 71046.6667 | 34290.6891 | 21179.5681 | 1
| 60442872 | 208170.4035 | 139598.865 | 68571.5385 | 1 |  | 54611.652 | 82531.425 | 89388.5788 | 47754.4981 | 33794.6116 | 1
| 60442878 | 95018.3257 | 87407.1064 | 7611.2193 | 1 |  | -1129.4914 | 16351.9299 | 17113.0519 | -1890.6133 | -10631.3239 | 0
| 60442879 | 18623.5929 | 38196.0987 | -19572.5058 | 0 |  | -23392.1156 | -15752.8959 | -17710.1465 | -21434.8651 | -25254.4749 | 1
| 60442880 | 15488.1078 | 34754.146 | -19266.0382 | 0 |  | -22741.4527 | -15790.6236 | -17717.2274 | -20814.8489 | -24290.2635 | 1
| 60442881 | 1640.3356 | 10725.97 | -9085.6344 | 0 |  | -10158.2314 | -8013.0374 | -8921.6008 | -9249.668 | -10322.265 | 1
| 60442882 | 3615.7984 | 16338.5433 | -12722.7449 | 0 |  | -14356.5992 | -11088.8906 | -12361.165 | -13084.3247 | -14718.1791 | 1
| 60442883 | 8973.6582 | 26242.2751 | -17268.6169 | 0 |  | -19892.8444 | -14644.3894 | -16371.2511 | -18165.9827 | -20790.2102 | 1
| 60442905 | 1305.354 | 10580.6749 | -9275.3209 | 0 |  | -10333.3883 | -8217.2534 | -9144.7855 | -9405.8563 | -10463.9237 | 1
| 60442907 | 1907943.8557 | 419839.5276 | 1488104.3282 | 1 |  | 1446120.3754 | 1530088.2809 | 1678898.7138 | 1297309.9426 | 1255325.9899 | 1
| 60442908 | 10762.2986 | 30700.1927 | -19937.8941 | 0 |  | -23007.9134 | -16867.8749 | -18861.6643 | -21014.124 | -24084.1433 | 1
| 60442909 | 569093.8994 | 228880.4982 | 340213.4012 | 1 |  | 317325.3514 | 363101.451 | 397122.7911 | 283304.0113 | 260415.9614 | 1
| 60442910 | 395.3503 | 5457.9221 | -5062.5718 | 0 |  | -5608.364 | -4516.7796 | -5023.0367 | -5102.1068 | -5647.899 | 1
| 60442921 | 10710.7786 | 28063.417 | -17352.6384 | 0 |  | -20158.9801 | -14546.2967 | -16281.5605 | -18423.7163 | -21230.058 | 1
| 60442923 | 1421.8777 | 9531.138 | -8109.2603 | 0 |  | -9062.3741 | -7156.1465 | -7967.0725 | -8251.4481 | -9204.5619 | 1
| 60442924 | 115.9114 | 2194.2861 | -2078.3747 | 0 |  | -2297.8033 | -1858.9461 | -2066.7836 | -2089.9658 | -2309.3944 | 1
| 60442942 | 7637.2087 | 19104.0189 | -11466.8102 | 0 |  | -13377.2121 | -9556.4083 | -10703.0893 | -12230.531 | -14140.9329 | 1
| 60442949 | 448.2773 | 5063.8642 | -4615.5869 | 0 |  | -5121.9733 | -4109.2005 | -4570.7592 | -4660.4146 | -5166.8011 | 1
| 60442953 | 58.0911 | 1379.2027 | -1321.1115 | 0 |  | -1459.0318 | -1183.1913 | -1315.3024 | -1326.9207 | -1464.8409 | 1
| 60442954 | 2804.5122 | 13727.6345 | -10923.1223 | 0 |  | -12295.8858 | -9550.3589 | -10642.6711 | -11203.5735 | -12576.337 | 1
| 60442963 | 2829.8269 | 15981.3595 | -13151.5326 | 0 |  | -14749.6686 | -11553.3967 | -12868.5499 | -13434.5153 | -15032.6513 | 1
| 60442964 | 355.2563 | 5133.2096 | -4777.9533 | 0 |  | -5291.2743 | -4264.6323 | -4742.4277 | -4813.4789 | -5326.7999 | 1
| 60442965 | 3438.2922 | 17704.5373 | -14266.2451 | 0 |  | -16036.6989 | -12495.7914 | -13922.4159 | -14610.0744 | -16380.5281 | 1
| 60442966 | 548.3359 | 6568.549 | -6020.2131 | 0 |  | -6677.068 | -5363.3582 | -5965.3795 | -6075.0467 | -6731.9016 | 1
| 60442967 | 58906.3095 | 76061.9812 | -17155.6717 | 0 |  | -24761.8698 | -9549.4736 | -11265.0408 | -23046.3027 | -30652.5008 | 1
| 60442972 | 12729.0431 | 34877.977 | -22148.9339 | 0 |  | -25636.7316 | -18661.1362 | -20876.0296 | -23421.8382 | -26909.6359 | 1
| 60442973 | 56.8777 | 1646.6777 | -1589.8 | 0 |  | -1754.4678 | -1425.1322 | -1584.1122 | -1595.4878 | -1760.1555 | 1
| 60442974 | 4190093.448 | 648249.4678 | 3541843.9801 | 1 |  | 3477019.0334 | 3606668.9269 | 3960853.3249 | 3122834.6353 | 3058009.6886 | 1
| 60442975 | 14376.5589 | 37122.3459 | -22745.787 | 0 |  | -26458.0216 | -19033.5524 | -21308.1311 | -24183.4429 | -27895.6775 | 1
| 60442976 | 122806.2292 | 115191.4908 | 7614.7384 | 1 |  | -3904.4107 | 19133.8874 | 19895.3613 | -4665.8846 | -16185.0336 | 0
| 60442977 | 407083.2869 | 210470.9495 | 196612.3374 | 1 |  | 175565.2424 | 217659.4323 | 237320.6661 | 155904.0087 | 134856.9137 | 1
| 60442982 | 197.0596 | 3826.1041 | -3629.0445 | 0 |  | -4011.6549 | -3246.4341 | -3609.3385 | -3648.7504 | -4031.3608 | 1
| 60442983 | 155806.6813 | 118846.4329 | 36960.2484 | 1 |  | 25075.6051 | 48844.8917 | 52540.9165 | 21379.5803 | 9494.937 | 1
| 60442984 | 38315.5764 | 61681.6195 | -23366.0431 | 0 |  | -29534.2051 | -17197.8812 | -19534.4855 | -27197.6008 | -33365.7627 | 1
| 60442985 | 1017085.9518 | 321555.6525 | 695530.2993 | 1 |  | 663374.7341 | 727685.8646 | 797238.8945 | 593821.7042 | 561666.1389 | 1
| 60442992 | 348402.2816 | 194643.1405 | 153759.1411 | 1 |  | 134294.8271 | 173223.4552 | 188599.3693 | 118918.913 | 99454.5989 | 1
| 60442993 | 3330.0903 | 18226.8291 | -14896.7389 | 0 |  | -16719.4218 | -13074.0559 | -14563.7298 | -15229.7479 | -17052.4308 | 1
| 60442994 | 28229.6065 | 54758.6386 | -26529.032 | 0 |  | -32004.8959 | -21053.1682 | -23706.0714 | -29351.9927 | -34827.8565 | 1
| 60443007 | 74.5819 | 2376.4553 | -2301.8735 | 0 |  | -2539.519 | -2064.228 | -2294.4153 | -2309.3317 | -2546.9772 | 1
| 60443033 | 5174.6521 | 21059.8238 | -15885.1717 | 0 |  | -17991.1541 | -13779.1893 | -15367.7065 | -16402.6369 | -18508.6193 | 1
| 60443050 | 5506.5183 | 26259.3363 | -20752.818 | 0 |  | -23378.7516 | -18126.8844 | -20202.1662 | -21303.4698 | -23929.4035 | 1
| 60443064 | 7981.4202 | 27050.2039 | -19068.7837 | 0 |  | -21773.8041 | -16363.7633 | -18270.6417 | -19866.9257 | -22571.9461 | 1
| 60443065 | 16704.9019 | 39530.7222 | -22825.8203 | 0 |  | -26778.8925 | -18872.7481 | -21155.3301 | -24496.3105 | -28449.3827 | 1
| 60443066 | 14555.459 | 36840.5615 | -22285.1025 | 0 |  | -25969.1587 | -18601.0464 | -20829.5566 | -23740.6484 | -27424.7046 | 1
| 60443069 | 38.8341 | 1263.627 | -1224.793 | 0 |  | -1351.1557 | -1098.4303 | -1220.9095 | -1228.6764 | -1355.0391 | 1
| 60443074 | 699.626 | 7237.787 | -6538.161 | 0 |  | -7261.9397 | -5814.3823 | -6468.1984 | -6608.1236 | -7331.9023 | 1
| 60443100 | 442.5385 | 5820.0591 | -5377.5206 | 0 |  | -5959.5265 | -4795.5147 | -5333.2667 | -5421.7744 | -6003.7804 | 1
| 60443111 | 131.2269 | 3170.0748 | -3038.8478 | 0 |  | -3355.8553 | -2721.8403 | -3025.7251 | -3051.9705 | -3368.978 | 1
| 60443121 | 1008.9862 | 11428.7799 | -10419.7938 | 0 |  | -11562.6718 | -9276.9158 | -10318.8952 | -10520.6924 | -11663.5704 | 1
| 60443127 | 39.7439 | 1284.5407 | -1244.7968 | 0 |  | -1373.2509 | -1116.3427 | -1240.8224 | -1248.7712 | -1377.2253 | 1
| 60443128 | 5249.0769 | 22081.0016 | -16831.9248 | 0 |  | -19040.0249 | -14623.8246 | -16307.0171 | -17356.8324 | -19564.9326 | 1
| 60443133 | 16163.7241 | 38395.8794 | -22232.1553 | 0 |  | -26071.7433 | -18392.5674 | -20615.7829 | -23848.5277 | -27688.1157 | 1
| 60443135 | 2337.2427 | 13841.0087 | -11503.766 | 0 |  | -12887.8669 | -10119.6651 | -11270.0417 | -11737.4903 | -13121.5911 | 1
| 60443136 | 533.9106 | 6183.8472 | -5649.9366 | 0 |  | -6268.3214 | -5031.5519 | -5596.5456 | -5703.3277 | -6321.7124 | 1
| 60443137 | 61.1073 | 1636.7712 | -1575.664 | 0 |  | -1739.3411 | -1411.9868 | -1569.5532 | -1581.7747 | -1745.4518 | 1
| 60443146 | 260.9754 | 2596.4166 | -2335.4412 | 0 |  | -2595.0829 | -2075.7996 | -2309.3437 | -2361.5388 | -2621.1804 | 1
| 60443163 | 1172546.4127 | 325943.6744 | 846602.7383 | 1 |  | 814008.3709 | 879197.1057 | 963857.3796 | 729348.097 | 696753.7296 | 1
| 60443173 | 1236585.3109 | 345235.4505 | 891349.8604 | 1 |  | 856826.3154 | 925873.4055 | 1015008.3915 | 767691.3293 | 733167.7843 | 1
| 60443177 | 14454.1258 | 37538.9686 | -23084.8428 | 0 |  | -26838.7397 | -19330.946 | -21639.4303 | -24530.2554 | -28284.1523 | 1
| 60443178 | 1258.1288 | 10464.5489 | -9206.42 | 0 |  | -10252.8749 | -8159.9652 | -9080.6072 | -9332.2329 | -10378.6878 | 1
| 60443204 | 608.1682 | 7602.6758 | -6994.5076 | 0 |  | -7754.7752 | -6234.24 | -6933.6908 | -7055.3244 | -7815.592 | 1
| 60443207 | 367.6669 | 5154.1233 | -4786.4563 | 0 |  | -5301.8687 | -4271.044 | -4749.6896 | -4823.223 | -5338.6354 | 1
| 60443213 | 845.6749 | 8121.6655 | -7275.9905 | 0 |  | -8088.1571 | -6463.824 | -7191.4231 | -7360.558 | -8172.7246 | 1
| 60443214 | 753870.4632 | 267472.8563 | 486397.607 | 1 |  | 459650.3214 | 513144.8926 | 561784.6533 | 411010.5607 | 384263.275 | 1
| 60443215 | 80946.4767 | 87035.6133 | -6089.1366 | 0 |  | -14792.6979 | 2614.4248 | 2005.5111 | -14183.7842 | -22887.3456 | 1
| 60443216 | 304749.1786 | 169728.8846 | 135020.294 | 1 |  | 118047.4056 | 151993.1825 | 165495.2119 | 104545.3762 | 87572.4877 | 1
| 60443219 | 29897.0513 | 52541.2373 | -22644.186 | 0 |  | -27898.3097 | -17390.0623 | -19654.4809 | -25633.8911 | -30888.0149 | 1
| 60443220 | 83708.2828 | 88523.2369 | -4814.9541 | 0 |  | -13667.2778 | 4037.3696 | 3555.8742 | -13185.7824 | -22038.1061 | 1
| 60443221 | 782684.5896 | 272553.7816 | 510130.808 | 1 |  | 482875.4298 | 537386.1862 | 588399.267 | 431862.349 | 404606.9709 | 1
| 60443222 | 1405.7198 | 10711.6606 | -9305.9408 | 0 |  | -10377.1068 | -8234.7747 | -9165.3688 | -9446.5127 | -10517.6788 | 1
| 60443223 | 250982.238 | 153946.2051 | 97036.033 | 1 |  | 81641.4125 | 112430.6535 | 122134.2568 | 71937.8092 | 56543.1887 | 1
| 60443251 | 846028.7771 | 209555.3113 | 636473.4658 | 1 |  | 615517.9347 | 657428.997 | 721076.3436 | 551870.5881 | 530915.057 | 1
| 60443258 | 607.1101 | 1373.1487 | -766.0387 | 0 |  | -903.3535 | -628.7238 | -705.3276 | -826.7497 | -964.0645 | 1
| 60443259 | 7646.1474 | 15099.1321 | -7452.9847 | 0 |  | -8962.8979 | -5943.0715 | -6688.3699 | -8217.5994 | -9727.5126 | 1
| 60443260 | 10512.5327 | 17243.8858 | -6731.3531 | 0 |  | -8455.7417 | -5006.9645 | -5680.0998 | -7782.6064 | -9506.9949 | 1
| 60443261 | 1034.3989 | 2289.4984 | -1255.0996 | 0 |  | -1484.0494 | -1026.1497 | -1151.6597 | -1358.5395 | -1587.4893 | 1
| 60443262 | 1060.6261 | 2344.5345 | -1283.9083 | 0 |  | -1518.3618 | -1049.4549 | -1177.8457 | -1389.9709 | -1624.4244 | 1
| 60443263 | 909.9159 | 2026.4263 | -1116.5104 | 0 |  | -1319.153 | -913.8678 | -1025.5188 | -1207.502 | -1410.1446 | 1
| 60443264 | 2454.5917 | 5380.8717 | -2926.28 | 0 |  | -3464.3671 | -2388.1928 | -2680.8208 | -3171.7391 | -3709.8263 | 1
| 60443265 | 6013.372 | 11607.0966 | -5593.7246 | 0 |  | -6754.4343 | -4433.0149 | -4992.3874 | -6195.0618 | -7355.7715 | 1
| 60443266 | 536.4421 | 1405.62 | -869.1779 | 0 |  | -1009.7399 | -728.6159 | -815.5337 | -922.8221 | -1063.3841 | 1
| 60443267 | 13651.8882 | 23440.9417 | -9789.0534 | 0 |  | -12133.1476 | -7444.9593 | -8423.8646 | -11154.2423 | -13498.3364 | 1
| 60443268 | 806.7397 | 2080.3616 | -1273.6219 | 0 |  | -1481.6581 | -1065.5858 | -1192.9479 | -1354.2959 | -1562.332 | 1
| 60443269 | 2999.5896 | 6096.8903 | -3097.3007 | 0 |  | -3706.9897 | -2487.6117 | -2797.3417 | -3397.2597 | -4006.9487 | 1
| 60443272 | 6298.0226 | 11476.6613 | -5178.6386 | 0 |  | -6326.3048 | -4030.9725 | -4548.8364 | -5808.4409 | -6956.107 | 1
| 60443273 | 10544.6413 | 18098.5952 | -7553.9539 | 0 |  | -9363.8134 | -5744.0943 | -6499.4897 | -8608.418 | -10418.2775 | 1
| 60443274 | 868.5083 | 2231.7106 | -1363.2023 | 0 |  | -1586.3734 | -1140.0313 | -1276.3515 | -1450.0532 | -1673.2242 | 1
| 60443278 | 665.0798 | 1499.7315 | -834.6518 | 0 |  | -984.6249 | -684.6786 | -768.1438 | -901.1597 | -1051.1329 | 1
| 60443279 | 29707.5017 | 36531.2591 | -6823.7574 | 0 |  | -10476.8833 | -3170.6315 | -3853.0072 | -9794.5076 | -13447.6335 | 1
| 60443280 | 12115.0995 | 19216.3768 | -7101.2772 | 0 |  | -9022.9149 | -5179.6396 | -5889.7673 | -8312.7872 | -10234.4249 | 1
| 60443284 | 979.8312 | 2501.9375 | -1522.1062 | 0 |  | -1772.3 | -1271.9125 | -1424.1231 | -1620.0894 | -1870.2831 | 1
| 60443285 | 7231.7874 | 14449.7071 | -7217.9197 | 0 |  | -8662.8904 | -5772.949 | -6494.741 | -7941.0984 | -9386.0691 | 1
| 60443287 | 17596.8343 | 25322.6232 | -7725.7889 | 0 |  | -10258.0512 | -5193.5266 | -5966.1054 | -9485.4723 | -12017.7346 | 1
| 60443288 | 2049.1041 | 4329.1333 | -2280.0293 | 0 |  | -2712.9426 | -1847.1159 | -2075.1188 | -2484.9397 | -2917.853 | 1
| 60443289 | 16501.9903 | 24170.1689 | -7668.1786 | 0 |  | -10085.1955 | -5251.1617 | -6017.9796 | -9318.3776 | -11735.3945 | 1
| 60443290 | 2443.4991 | 5077.6232 | -2634.1241 | 0 |  | -3141.8865 | -2126.3618 | -2389.7742 | -2878.474 | -3386.2364 | 1
| 60443291 | 7476.3331 | 13189.3822 | -5713.0491 | 0 |  | -7031.9873 | -4394.1109 | -4965.4158 | -6460.6824 | -7779.6206 | 1
| 60443292 | 10086.9122 | 16702.3314 | -6615.4192 | 0 |  | -8285.6523 | -4945.186 | -5606.7279 | -7624.1104 | -9294.3435 | 1
| 60443293 | 1168.0307 | 2568.5311 | -1400.5003 | 0 |  | -1657.3534 | -1143.6472 | -1283.6973 | -1517.3034 | -1774.1565 | 1
| 60443294 | 1337.3854 | 3348.9418 | -2011.5564 | 0 |  | -2346.4506 | -1676.6622 | -1877.8179 | -2145.2949 | -2480.1891 | 1
| 60443298 | 12859.8609 | 20100.2553 | -7240.3944 | 0 |  | -9250.4199 | -5230.3688 | -5954.4083 | -8526.3805 | -10536.406 | 1
| 60445407 | 115881.0148 | 57802.6808 | 58078.334 | 1 |  | 52298.0659 | 63858.6021 | 69666.4355 | 46490.2325 | 40709.9644 | 1
| 60445408 | 9333.9299 | 6626.3368 | 2707.5931 | 1 |  | 2044.9594 | 3370.2268 | 3640.9861 | 1774.2001 | 1111.5664 | 1
| 60445416 | 5376.8941 | 4116.1439 | 1260.7502 | 1 |  | 849.1358 | 1672.3646 | 1798.4396 | 723.0608 | 311.4464 | 1
| 60445425 | 58741.4713 | 60873.1404 | -2131.6691 | 0 |  | -8218.9831 | 3955.6449 | 3742.478 | -8005.8162 | -14093.1303 | 1
| 60445440 | 31357.9647 | 20275.2698 | 11082.6949 | 1 |  | 9055.1679 | 13110.2218 | 14218.4913 | 7946.8984 | 5919.3714 | 1
| 60445447 | 109216.6591 | 63408.6498 | 45808.0092 | 1 |  | 39467.1442 | 52148.8742 | 56729.6751 | 34886.3433 | 28545.4783 | 1
| 60445476 | 29696.7719 | 41491.1052 | -11794.3333 | 0 |  | -15943.4438 | -7645.2228 | -8824.6561 | -14764.0105 | -18913.121 | 1
| 60445488 | 15416.2599 | 15362.2043 | 54.0556 | 1 |  | -1482.1648 | 1590.276 | 1595.6816 | -1487.5704 | -3023.7908 | 0
| 60445491 | 2014.7695 | 4297.7628 | -2282.9933 | 0 |  | -2712.7695 | -1853.217 | -2081.5163 | -2484.4702 | -2914.2465 | 1
| 60445492 | 2627.7777 | 5588.3575 | -2960.5798 | 0 |  | -3519.4155 | -2401.744 | -2697.802 | -3223.3576 | -3782.1933 | 1
| 60445493 | 6429.7952 | 12719.925 | -6290.1297 | 0 |  | -7562.1222 | -5018.1372 | -5647.1502 | -6933.1092 | -8205.1017 | 1
| 60445494 | 3084.5162 | 6497.5525 | -3413.0364 | 0 |  | -4062.7916 | -2763.2811 | -3104.5848 | -3721.488 | -4371.2433 | 1
| 60445532 | 50290.7724 | 38464.6744 | 11826.0979 | 1 |  | 7979.6305 | 15672.5654 | 16855.1752 | 6797.0207 | 2950.5532 | 1
| 60445553 | 3085.0741 | 6498.6533 | -3413.5792 | 0 |  | -4063.4445 | -2763.7139 | -3105.0718 | -3722.0866 | -4371.9519 | 1
| 60445554 | 10776.3365 | 19916.435 | -9140.0984 | 0 |  | -11131.7419 | -7148.4549 | -8062.4648 | -10217.7321 | -12209.3756 | 1
| 60445598 | 157481.5581 | 88435.1793 | 69046.3788 | 1 |  | 60202.8609 | 77889.8967 | 84794.5346 | 53298.223 | 44454.7051 | 1
| 60445601 | 145512.8547 | 83867.1896 | 61645.6651 | 1 |  | 53258.9462 | 70032.3841 | 76196.9506 | 47094.3796 | 38707.6607 | 1
| 60445602 | 46263.8772 | 36944.5796 | 9319.2976 | 1 |  | 5624.8397 | 13013.7556 | 13945.6853 | 4692.9099 | 998.4519 | 1
| 60445609 | 6934.5304 | 11657.7298 | -4723.1994 | 0 |  | -5888.9724 | -3557.4264 | -4029.7463 | -5416.6524 | -6582.4254 | 1
| 60445610 | 4405.3981 | 4612.5688 | -207.1708 | 0 |  | -668.4277 | 254.0861 | 233.369 | -647.7106 | -1108.9675 | 1
| 60445624 | 29178.8637 | 24952.2308 | 4226.6329 | 1 |  | 1731.4098 | 6721.856 | 7144.5193 | 1308.7466 | -1186.4765 | 0
| 60445682 | 72481.799 | 51401.4413 | 21080.3576 | 1 |  | 15940.2135 | 26220.5018 | 28328.5375 | 13832.1777 | 8692.0336 | 1
| 60445725 | 78991.0408 | 54726.1673 | 24264.8734 | 1 |  | 18792.2567 | 29737.4902 | 32163.9775 | 16365.7694 | 10893.1526 | 1
| 60445776 | 886044.3761 | 256140.9397 | 629903.4364 | 1 |  | 604289.3424 | 655517.5303 | 718507.874 | 541298.9987 | 515684.9048 | 1
| 60445777 | 26086.2235 | 23140.9954 | 2945.2282 | 1 |  | 631.1286 | 5259.3277 | 5553.8505 | 336.6058 | -1977.4937 | 0
| 60445784 | 1690.7555 | 3338.485 | -1647.7295 | 0 |  | -1981.578 | -1313.881 | -1478.654 | -1816.8051 | -2150.6536 | 1
| 60445790 | 61845.7923 | 71296.4122 | -9450.6199 | 0 |  | -16580.2611 | -2320.9787 | -3266.0407 | -15635.1991 | -22764.8404 | 1
| 60445812 | 630380.427 | 320957.9613 | 309422.4657 | 1 |  | 277326.6695 | 341518.2618 | 372460.5084 | 246384.423 | 214288.6268 | 1
| 60445813 | 123483.0942 | 111728.0741 | 11755.0201 | 1 |  | 582.2127 | 22927.8275 | 24103.3295 | -593.2893 | -11766.0967 | 0
| 60445836 | 3170.8257 | 3863.5286 | -692.7029 | 0 |  | -1079.0557 | -306.35 | -375.6203 | -1009.7854 | -1396.1383 | 1
| 60445837 | 14540.2548 | 15473.3771 | -933.1223 | 0 |  | -2480.46 | 614.2154 | 520.9032 | -2387.1477 | -3934.4854 | 1
| 60445838 | 98309.713 | 92179.8301 | 6129.8829 | 1 |  | -3088.1001 | 15347.8659 | 15960.8542 | -3701.0884 | -12919.0714 | 0
| 60445878 | 696479.7133 | 228431.9547 | 468047.7586 | 1 |  | 445204.5631 | 490890.9541 | 537695.7299 | 398399.7873 | 375556.5918 | 1
| 60445879 | 165602.4074 | 82607.4151 | 82994.9923 | 1 |  | 74734.2508 | 91255.7338 | 99555.233 | 66434.7516 | 58174.01 | 1
| 60445889 | 373860.401 | 158889.5404 | 214970.8606 | 1 |  | 199081.9065 | 230859.8146 | 252356.9007 | 177584.8205 | 161695.8664 | 1
| 60445893 | 148770.2578 | 119450.178 | 29320.0798 | 1 |  | 17375.062 | 41265.0976 | 44197.1055 | 14443.054 | 2498.0362 | 1
| 60445894 | 2839.5882 | 5461.2243 | -2621.6361 | 0 |  | -3167.7585 | -2075.5137 | -2337.6773 | -2905.5949 | -3451.7174 | 1
| 60445926 | 124397.3263 | 68327.7693 | 56069.557 | 1 |  | 49236.78 | 62902.3339 | 68509.2896 | 43629.8243 | 36797.0474 | 1
| 60445927 | 29266.0441 | 23303.3516 | 5962.6925 | 1 |  | 3632.3573 | 8293.0277 | 8889.2969 | 3036.0881 | 705.7529 | 1
| 60445928 | 1315.1964 | 1623.5626 | -308.3662 | 0 |  | -470.7225 | -146.01 | -176.8466 | -439.8859 | -602.2421 | 1
| 60445932 | 37670.6955 | 33962.728 | 3707.9675 | 1 |  | 311.6947 | 7104.2403 | 7475.037 | -59.1021 | -3455.3749 | 0
| 60445933 | 6958.6743 | 12689.1048 | -5730.4305 | 0 |  | -6999.341 | -4461.52 | -5034.563 | -6426.2979 | -7695.2084 | 1
| 60445934 | 10017.4141 | 17298.3715 | -7280.9574 | 0 |  | -9010.7945 | -5551.1202 | -6279.216 | -8282.6988 | -10012.5359 | 1
| 60445967 | 5147.8511 | 12663.2379 | -7515.3868 | 0 |  | -8781.7106 | -6249.063 | -7000.6017 | -8030.1719 | -9296.4957 | 1
| 60445968 | 3291.391 | 8525.6299 | -5234.2389 | 0 |  | -6086.8018 | -4381.6759 | -4905.0998 | -5563.378 | -6415.9409 | 1
| 60445998 | 56002.2646 | 45784.4651 | 10217.7995 | 1 |  | 5639.353 | 14796.246 | 15818.026 | 4617.573 | 39.1265 | 1
| 60445999 | 20392.8393 | 21786.0086 | -1393.1693 | 0 |  | -3571.7702 | 785.4316 | 646.1146 | -3432.4532 | -5611.0541 | 1
| 60446025 | 6957.6294 | 12687.4537 | -5729.8244 | 0 |  | -6998.5697 | -4461.079 | -5034.0614 | -6425.5873 | -7694.3327 | 1
| 60446038 | 1214.836 | 3369.3052 | -2154.4692 | 0 |  | -2491.3997 | -1817.5387 | -2032.9856 | -2275.9528 | -2612.8833 | 1
| 60446043 | 15190.05 | 24280.7913 | -9090.7414 | 0 |  | -11518.8205 | -6662.6622 | -7571.7364 | -10609.7464 | -13037.8255 | 1
| 60446061 | 70370.1967 | 46896.1927 | 23474.0039 | 1 |  | 18784.3847 | 28163.6232 | 30511.0236 | 16436.9843 | 11747.365 | 1
| 60446067 | 9529.348 | 9321.4507 | 207.8972 | 1 |  | -724.2478 | 1140.0423 | 1160.832 | -745.0375 | -1677.1826 | 0
| 60446074 | 63809.4047 | 49660.652 | 14148.7527 | 1 |  | 9182.6875 | 19114.8179 | 20529.6932 | 7767.8122 | 2801.747 | 1
| 60446087 | 102076.2171 | 79903.4954 | 22172.7217 | 1 |  | 14182.3721 | 30163.0712 | 32380.3434 | 11965.1 | 3974.7504 | 1
| 60446088 | 15841.1535 | 25675.9545 | -9834.8009 | 0 |  | -12402.3964 | -7267.2055 | -8250.6856 | -11418.9163 | -13986.5117 | 1
| 60446093 | 6552.4259 | 18184.4514 | -11632.0255 | 0 |  | -13450.4707 | -9813.5804 | -10976.7829 | -12287.2681 | -14105.7133 | 1
| 60446120 | 7744.5156 | 16069.4171 | -8324.9015 | 0 |  | -9931.8432 | -6717.9598 | -7550.4499 | -9099.3531 | -10706.2948 | 1
| 60446125 | 3109.2742 | 9946.1096 | -6836.8353 | 0 |  | -7831.4463 | -5842.2244 | -6525.9079 | -7147.7628 | -8142.3737 | 1
| 60446128 | 360.0069 | 1464.5085 | -1104.5016 | 0 |  | -1250.9524 | -958.0507 | -1068.5009 | -1140.5023 | -1286.9531 | 1
| 60446136 | 12514.6102 | 31279.1717 | -18764.5615 | 0 |  | -21892.4787 | -15636.6443 | -17513.1005 | -20016.0225 | -23143.9397 | 1
| 60446147 | 13286.463 | 27944.5392 | -14658.0762 | 0 |  | -17452.5302 | -11863.6223 | -13329.4299 | -15986.7225 | -18781.1765 | 1
| 60446169 | 849.3817 | 3209.7007 | -2360.319 | 0 |  | -2681.289 | -2039.3489 | -2275.3808 | -2445.2571 | -2766.2272 | 1
| 60446170 | 1579.4436 | 5466.1775 | -3886.734 | 0 |  | -4433.3517 | -3340.1162 | -3728.7896 | -4044.6783 | -4591.2961 | 1
| 60446179 | 509936.9624 | 206245.2839 | 303691.6785 | 1 |  | 283067.1501 | 324316.2069 | 354685.3747 | 252697.9823 | 232073.4539 | 1
| 60446181 | 595.831 | 2510.7432 | -1914.9122 | 0 |  | -2165.9865 | -1663.8379 | -1855.3291 | -1974.4953 | -2225.5696 | 1
| 60446182 | 1268.6345 | 4865.7345 | -3597.1 | 0 |  | -4083.6735 | -3110.5266 | -3470.2366 | -3723.9635 | -4210.5369 | 1
| 60446195 | 2521.8997 | 11306.6 | -8784.7003 | 0 |  | -9915.3603 | -7654.0403 | -8532.5103 | -9036.8903 | -10167.5503 | 1
| 60446196 | 2271.4416 | 10455.7431 | -8184.3015 | 0 |  | -9229.8758 | -7138.7272 | -7957.1573 | -8411.4456 | -9457.0199 | 1
| 60446231 | 13868.9209 | 26740.9014 | -12871.9806 | 0 |  | -15546.0707 | -10197.8904 | -11485.0885 | -14258.8727 | -16932.9628 | 1
| 60446232 | 790.7881 | 3009.9199 | -2219.1318 | 0 |  | -2520.1238 | -1918.1398 | -2140.053 | -2298.2106 | -2599.2026 | 1
| 60446234 | 114638.7585 | 96153.4307 | 18485.3278 | 1 |  | 8869.9847 | 28100.6708 | 29949.2036 | 7021.4519 | -2593.8912 | 0
| 60446236 | 448.3882 | 1497.5301 | -1049.1419 | 0 |  | -1198.8949 | -899.3889 | -1004.3031 | -1093.9807 | -1243.7337 | 1
| 60446240 | 21159.7466 | 31362.2761 | -10202.5295 | 0 |  | -13338.7571 | -7066.3019 | -8086.5548 | -12318.5042 | -15454.7318 | 1
| 60446244 | 3962.0382 | 11271.3769 | -7309.3387 | 0 |  | -8436.4764 | -6182.201 | -6913.1349 | -7705.5425 | -8832.6802 | 1
| 60446259 | 4739.2131 | 11227.3481 | -6488.135 | 0 |  | -7610.8698 | -5365.4002 | -6014.2137 | -6962.0563 | -8084.7911 | 1
| 60446260 | 8835.0643 | 17532.2746 | -8697.2102 | 0 |  | -10450.4377 | -6943.9828 | -7813.7038 | -9580.7167 | -11333.9441 | 1
| 60446270 | 715.7428 | 2755.6535 | -2039.9107 | 0 |  | -2315.4761 | -1764.3454 | -1968.3364 | -2111.485 | -2387.0504 | 1
| 60446271 | 1064.3091 | 3910.3092 | -2846.0001 | 0 |  | -3237.0311 | -2454.9692 | -2739.5692 | -2952.431 | -3343.462 | 1
| 60446272 | 873.8258 | 3291.154 | -2417.3282 | 0 |  | -2746.4436 | -2088.2128 | -2329.9456 | -2504.7108 | -2833.8262 | 1
| 60446277 | 5570.2389 | 13235.6125 | -7665.3736 | 0 |  | -8988.9349 | -6341.8124 | -7108.3497 | -8222.3975 | -9545.9587 | 1
| 60446288 | 5041.3118 | 14038.588 | -8997.2762 | 0 |  | -10401.135 | -7593.4174 | -8493.1451 | -9501.4074 | -10905.2662 | 1
| 60446289 | 184.4979 | 820.0367 | -635.5388 | 0 |  | -717.5425 | -553.5352 | -617.089 | -653.9886 | -735.9923 | 1
| 60446291 | 5273.7263 | 7747.6748 | -2473.9485 | 0 |  | -3248.716 | -1699.181 | -1946.5759 | -3001.3211 | -3776.0886 | 1
| 60446299 | 4621.6137 | 12624.1623 | -8002.5486 | 0 |  | -9264.9648 | -6740.1323 | -7540.3872 | -8464.7099 | -9727.1262 | 1
| 60446319 | 23454.0599 | 33305.0476 | -9850.9877 | 0 |  | -13181.4925 | -6520.4829 | -7505.5817 | -12196.3937 | -15526.8984 | 1
| 60446338 | 72532.5559 | 68394.9133 | 4137.6427 | 1 |  | -2701.8487 | 10977.134 | 11390.8983 | -3115.6129 | -9955.1043 | 0
| 60446339 | 748.584 | 3303.8123 | -2555.2283 | 0 |  | -2885.6095 | -2224.8471 | -2480.3699 | -2630.0867 | -2960.4679 | 1
| 60446354 | 357.8827 | 2181.0775 | -1823.1948 | 0 |  | -2041.3025 | -1605.087 | -1787.4065 | -1858.983 | -2077.0908 | 1
| 60446355 | 2841.8235 | 11213.0387 | -8371.2152 | 0 |  | -9492.5191 | -7249.9113 | -8087.0329 | -8655.3976 | -9776.7014 | 1
| 60446372 | 721.2692 | 3935.6258 | -3214.3566 | 0 |  | -3607.9192 | -2820.794 | -3142.2297 | -3286.4835 | -3680.0461 | 1
| 60446378 | 5518.9997 | 19587.3196 | -14068.3198 | 0 |  | -16027.0518 | -12109.5879 | -13516.4199 | -14620.2198 | -16578.9518 | 1
| 60446379 | 540.0258 | 3613.6651 | -3073.6393 | 0 |  | -3435.0058 | -2712.2728 | -3019.6367 | -3127.6419 | -3489.0084 | 1
| 60446385 | 451.6702 | 2614.211 | -2162.5408 | 0 |  | -2423.9619 | -1901.1197 | -2117.3738 | -2207.7078 | -2469.1289 | 1
| 60446389 | 212308.414 | 139467.8793 | 72840.5348 | 1 |  | 58893.7468 | 86787.3227 | 94071.3762 | 51609.6934 | 37662.9054 | 1
| 60446397 | 36353.8239 | 51677.1718 | -15323.3479 | 0 |  | -20491.0651 | -10155.6308 | -11687.9656 | -18958.7303 | -24126.4475 | 1
| 60446398 | 11475.9405 | 26411.2357 | -14935.2952 | 0 |  | -17576.4188 | -12294.1716 | -13787.7012 | -16082.8893 | -18724.0128 | 1
| 60446401 | 13468.8371 | 31762.3879 | -18293.5509 | 0 |  | -21469.7897 | -15117.3121 | -16946.6672 | -19640.4346 | -22816.6734 | 1
| 60446405 | 1443.9998 | 6862.9917 | -5418.992 | 0 |  | -6105.2911 | -4732.6928 | -5274.592 | -5563.3919 | -6249.6911 | 1
| 60446407 | 9489.797 | 30773.941 | -21284.144 | 0 |  | -24361.5381 | -18206.7499 | -20335.1643 | -22233.1237 | -25310.5178 | 1
| 60446426 | 153.8467 | 932.8605 | -779.0138 | 0 |  | -872.2999 | -685.7278 | -763.6291 | -794.3985 | -887.6845 | 1
| 60446433 | 101815.4063 | 81952.4865 | 19862.9199 | 1 |  | 11667.6712 | 28058.1685 | 30044.4605 | 9681.3792 | 1486.1306 | 1
| 60446434 | 36919.5222 | 52377.23 | -15457.7078 | 0 |  | -20695.4308 | -10219.9848 | -11765.7556 | -19149.66 | -24387.383 | 1
| 60446436 | 271.6645 | 830.2348 | -558.5703 | 0 |  | -641.5937 | -475.5468 | -531.4038 | -585.7367 | -668.7602 | 1
| 60446445 | 5627.6964 | 19088.6932 | -13460.9968 | 0 |  | -15369.8661 | -11552.1275 | -12898.2271 | -14023.7664 | -15932.6357 | 1
| 60446446 | 4816.7161 | 15907.6113 | -11090.8952 | 0 |  | -12681.6563 | -9500.1341 | -10609.2236 | -11572.5668 | -13163.3279 | 1
| 60446447 | 335.6504 | 2634.5743 | -2298.9239 | 0 |  | -2562.3814 | -2035.4665 | -2265.3589 | -2332.489 | -2595.9464 | 1
| 60446454 | 325.0053 | 2561.9267 | -2236.9214 | 0 |  | -2493.1141 | -1980.7287 | -2204.4209 | -2269.422 | -2525.6146 | 1
| 60446460 | 1582.8368 | 9805.7677 | -8222.9309 | 0 |  | -9203.5076 | -7242.3541 | -8064.6472 | -8381.2146 | -9361.7913 | 1
| 60446470 | 5542003.6785 | 741290.6116 | 4800713.0669 | 1 |  | 4726584.0057 | 4874842.128 | 5354913.4347 | 4246512.699 | 4172383.6378 | 1
| 60446479 | 3618.054 | 11036.9235 | -7418.8695 | 0 |  | -8522.5618 | -6315.1771 | -7057.0641 | -7780.6749 | -8884.3672 | 1
| 60446482 | 4416.8028 | 19528.431 | -15111.6282 | 0 |  | -17064.4713 | -13158.7851 | -14669.9479 | -15553.3085 | -17506.1516 | 1
| 60446488 | 7970.6217 | 22008.3541 | -14037.7324 | 0 |  | -16238.5678 | -11836.897 | -13240.6703 | -14834.7946 | -17035.63 | 1
| 60446528 | 6190.0448 | 15867.435 | -9677.3902 | 0 |  | -11264.1337 | -8090.6467 | -9058.3857 | -10296.3946 | -11883.1381 | 1
| 60446529 | 95266.1268 | 79340.4769 | 15925.6499 | 1 |  | 7991.6022 | 23859.6976 | 25452.2625 | 6399.0372 | -1535.0105 | 0
| 60446530 | 468.6919 | 3317.0209 | -2848.329 | 0 |  | -3180.0311 | -2516.6269 | -2801.4598 | -2895.1982 | -3226.9003 | 1
| 60446535 | 234.9975 | 1924.6096 | -1689.6121 | 0 |  | -1882.0731 | -1497.1511 | -1666.1123 | -1713.1118 | -1905.5728 | 1
| 60446536 | 1053.3213 | 6682.4736 | -5629.1522 | 0 |  | -6297.3996 | -4960.9049 | -5523.8201 | -5734.4844 | -6402.7317 | 1
| 60446540 | 15448.6236 | 35309.4594 | -19860.8358 | 0 |  | -23391.7817 | -16329.8898 | -18315.9734 | -21405.6982 | -24936.6441 | 1
| 60446558 | 1194.9687 | 5832.7174 | -4637.7487 | 0 |  | -5221.0204 | -4054.4769 | -4518.2518 | -4757.2455 | -5340.5173 | 1
| 60446559 | 811945.521 | 281006.764 | 530938.7571 | 1 |  | 502838.0807 | 559039.4335 | 612133.3092 | 449744.205 | 421643.5286 | 1
| 60446577 | 66043.6898 | 71408.1354 | -5364.4455 | 0 |  | -12505.2591 | 1776.368 | 1239.9234 | -11968.8145 | -19109.6281 | 1
| 60446593 | 1513883.9361 | 384047.4022 | 1129836.5338 | 1 |  | 1091431.7936 | 1168241.274 | 1281224.9274 | 978448.1402 | 940043.4 | 1
| 60446594 | 161187.3955 | 120644.4597 | 40542.9359 | 1 |  | 28478.4899 | 52607.3818 | 56661.6754 | 24424.1963 | 12359.7504 | 1
| 60446604 | 144074.0471 | 109567.3599 | 34506.6872 | 1 |  | 23549.9512 | 45463.4232 | 48914.0919 | 20099.2825 | 9142.5465 | 1
| 60446606 | 296.5314 | 2364.8978 | -2068.3664 | 0 |  | -2304.8562 | -1831.8766 | -2038.7133 | -2098.0195 | -2334.5093 | 1
| 60446607 | 3994.77 | 17015.4863 | -13020.7163 | 0 |  | -14722.265 | -11319.1677 | -12621.2393 | -13420.1933 | -15121.742 | 1
| 60446608 | 1786.056 | 9851.998 | -8065.942 | 0 |  | -9051.1418 | -7080.7422 | -7887.3364 | -8244.5476 | -9229.7474 | 1
| 60446610 | 314.2171 | 1849.7606 | -1535.5435 | 0 |  | -1720.5196 | -1350.5675 | -1504.1218 | -1566.9652 | -1751.9413 | 1
| 60446617 | 431227.9192 | 202893.5903 | 228334.3289 | 1 |  | 208044.9699 | 248623.688 | 271457.1209 | 185211.537 | 164922.178 | 1
| 60446618 | 42320.9731 | 58969.9948 | -16649.0217 | 0 |  | -22546.0212 | -10752.0223 | -12416.9244 | -20881.119 | -26778.1185 | 1
| 60446623 | 6444.711 | 20798.6624 | -14353.9513 | 0 |  | -16433.8175 | -12274.0851 | -13709.4802 | -14998.4224 | -17078.2886 | 1
| 60446631 | 108.7555 | 587.2343 | -478.4788 | 0 |  | -537.2023 | -419.7554 | -467.6033 | -489.3544 | -548.0778 | 1
| 60446642 | 41324.1601 | 57827.9974 | -16503.8373 | 0 |  | -22286.637 | -10721.0375 | -12371.4213 | -20636.2533 | -26419.053 | 1
| 60446653 | 661151.1554 | 251412.2449 | 409738.9105 | 1 |  | 384597.686 | 434880.135 | 475854.026 | 343623.795 | 318482.5705 | 1
| 60446654 | 6490.1409 | 19404.0496 | -12913.9087 | 0 |  | -14854.3137 | -10973.5038 | -12264.8947 | -13562.9228 | -15503.3278 | 1
| 60446659 | 242934.5562 | 149666.6041 | 93267.952 | 1 |  | 78301.2916 | 108234.6124 | 117561.4076 | 68974.4964 | 54007.836 | 1
| 60446660 | 2546073.1966 | 503052.3389 | 2043020.8578 | 1 |  | 1992715.6239 | 2093326.0916 | 2297628.1774 | 1788413.5381 | 1738108.3042 | 1
| 60446673 | 4827.8511 | 15375.4129 | -10547.5619 | 0 |  | -12085.1031 | -9010.0206 | -10064.7767 | -11030.347 | -12567.8883 | 1
| 60446674 | 60898.0925 | 69135.6981 | -8237.6056 | 0 |  | -15151.1754 | -1324.0358 | -2147.7964 | -14327.4149 | -21240.9847 | 1
| 60446675 | 928.4533 | 4626.8782 | -3698.4249 | 0 |  | -4161.1128 | -3235.7371 | -3605.5796 | -3791.2703 | -4253.9581 | 1
| 60446676 | 7796.1662 | 20801.4142 | -13005.2479 | 0 |  | -15085.3894 | -10925.1065 | -12225.6313 | -13784.8646 | -15865.006 | 1
| 60446677 | 2129.6804 | 8669.8242 | -6540.1438 | 0 |  | -7407.1263 | -5673.1614 | -6327.1758 | -6753.1119 | -7620.0943 | 1
| 60446687 | 44850.4873 | 57833.0131 | -12982.5258 | 0 |  | -18765.8271 | -7199.2245 | -8497.4771 | -17467.5745 | -23250.8758 | 1
| 60446690 | 845.1538 | 3582.2945 | -2737.1408 | 0 |  | -3095.3702 | -2378.9113 | -2652.6254 | -2821.6561 | -3179.8856 | 1
| 60446700 | 6998.6434 | 17661.0589 | -10662.4155 | 0 |  | -12428.5214 | -8896.3096 | -9962.5511 | -11362.2798 | -13128.3857 | 1
| 60446712 | 419.2975 | 2484.3259 | -2065.0285 | 0 |  | -2313.4611 | -1816.5959 | -2023.0987 | -2106.9582 | -2355.3908 | 1
| 60446722 | 2554.4616 | 9810.7209 | -7256.2594 | 0 |  | -8237.3315 | -6275.1873 | -7000.8132 | -7511.7055 | -8492.7776 | 1
| 60446727 | 18332.3869 | 31076.6391 | -12744.2522 | 0 |  | -15851.9161 | -9636.5883 | -10911.0135 | -14577.4909 | -17685.1548 | 1
| 60446741 | 5330.137 | 17041.3533 | -11711.2163 | 0 |  | -13415.3516 | -10007.081 | -11178.2026 | -12244.23 | -13948.3653 | 1
| 60446757 | 12893.7813 | 29610.4795 | -16716.6982 | 0 |  | -19677.7462 | -13755.6503 | -15427.3201 | -18006.0764 | -20967.1243 | 1
| 60446765 | 12535.0261 | 29114.605 | -16579.5788 | 0 |  | -19491.0393 | -13668.1183 | -15326.0762 | -17833.0815 | -20744.542 | 1
| 60446774 | 2484.0173 | 9744.6777 | -7260.6604 | 0 |  | -8235.1282 | -6286.1927 | -7012.2587 | -7509.0622 | -8483.5299 | 1
| 60446779 | 4622.8843 | 20100.8056 | -15477.9214 | 0 |  | -17488.0019 | -13467.8408 | -15015.6329 | -15940.2098 | -17950.2904 | 1
| 60446818 | 7828.4774 | 21705.1056 | -13876.6283 | 0 |  | -16047.1388 | -11706.1177 | -13093.7805 | -14659.476 | -16829.9865 | 1
| 60446826 | 8159.2381 | 18586.2143 | -10426.9763 | 0 |  | -12285.5977 | -8568.3548 | -9611.0525 | -11242.9001 | -13101.5215 | 1
| 60446833 | 11964.4842 | 27087.078 | -15122.5938 | 0 |  | -17831.3016 | -12413.886 | -13926.1454 | -16319.0422 | -19027.7501 | 1
| 60447135 | 34019.9976 | 13591.1452 | 20428.8524 | 1 |  | 19069.7379 | 21787.9669 | 23830.8522 | 17026.8527 | 15667.7381 | 1
| 60447139 | 16701.3869 | 10906.4881 | 5794.8988 | 1 |  | 4704.25 | 6885.5476 | 7465.0375 | 4124.7601 | 3034.1113 | 1
| 60447146 | 131394.6932 | 56279.8342 | 75114.859 | 1 |  | 69486.8756 | 80742.8424 | 88254.3283 | 61975.3897 | 56347.4063 | 1
| 60447189 | 474760.4073 | 144767.848 | 329992.5593 | 1 |  | 315515.7745 | 344469.3441 | 377468.6 | 282516.5186 | 268039.7338 | 1
| 60447200 | 202336.1506 | 78906.7931 | 123429.3575 | 1 |  | 115538.6782 | 131320.0368 | 143662.9725 | 103195.7424 | 95305.0631 | 1
| 60447202 | 30463.5566 | 13690.21 | 16773.3466 | 1 |  | 15404.3256 | 18142.3676 | 19819.7023 | 13726.991 | 12357.97 | 1
| 60447203 | 3774.9084 | 1811.2354 | 1963.673 | 1 |  | 1782.5495 | 2144.7965 | 2341.1638 | 1586.1822 | 1405.0586 | 1
| 60447204 | 6231.452 | 2970.294 | 3261.158 | 1 |  | 2964.1286 | 3558.1874 | 3884.3032 | 2638.0128 | 2340.9834 | 1
| 60447210 | 5087.0341 | 2894.8947 | 2192.1394 | 1 |  | 1902.65 | 2481.6289 | 2700.8428 | 1683.436 | 1393.9466 | 1
| 60447243 | 3588.2584 | 3445.2549 | 143.0035 | 1 |  | -201.522 | 487.529 | 501.8294 | -215.8223 | -560.3478 | 0
| 60447283 | 44649.5991 | 26843.2684 | 17806.3306 | 1 |  | 15122.0038 | 20490.6575 | 22271.2905 | 13341.3707 | 10657.0439 | 1
| 60447341 | 18342.3826 | 13119.4865 | 5222.8961 | 1 |  | 3910.9475 | 6534.8448 | 7057.1344 | 3388.6579 | 2076.7092 | 1
| 60447376 | 13576.4457 | 8471.1442 | 5105.3014 | 1 |  | 4258.187 | 5952.4159 | 6462.946 | 3747.6569 | 2900.5425 | 1
| 60447377 | 155125.8541 | 56917.1513 | 98208.7029 | 1 |  | 92516.9877 | 103900.418 | 113721.2883 | 82696.1174 | 77004.4023 | 1
| 60447379 | 72990.2616 | 36291.302 | 36698.9595 | 1 |  | 33069.8293 | 40328.0897 | 43997.9857 | 29399.9334 | 25770.8032 | 1
| 60447385 | 3263.7001 | 2113.3832 | 1150.3169 | 1 |  | 938.9786 | 1361.6552 | 1476.6869 | 823.9469 | 612.6086 | 1
| 60447386 | 14172.6784 | 8149.7339 | 6022.9446 | 1 |  | 5207.9712 | 6837.918 | 7440.2124 | 4605.6767 | 3790.7034 | 1
| 60447389 | 2839.1366 | 1702.8145 | 1136.3221 | 1 |  | 966.0407 | 1306.6036 | 1420.2358 | 852.4085 | 682.127 | 1
| 60447394 | 209398.7597 | 84183.0963 | 125215.6633 | 1 |  | 116797.3537 | 133633.973 | 146155.5393 | 104275.7873 | 95857.4777 | 1
| 60447395 | 24900.533 | 13920.2606 | 10980.2725 | 1 |  | 9588.2464 | 12372.2985 | 13470.3258 | 8490.2192 | 7098.1931 | 1
| 60447398 | 85004.3331 | 47942.9778 | 37061.3552 | 1 |  | 32267.0575 | 41855.653 | 45561.7885 | 28560.9219 | 23766.6241 | 1
| 60447399 | 29295.3052 | 17517.4148 | 11777.8904 | 1 |  | 10026.1489 | 13529.6318 | 14707.4209 | 8848.3598 | 7096.6184 | 1
| 60447400 | 27294.8684 | 16419.4462 | 10875.4221 | 1 |  | 9233.4775 | 12517.3667 | 13604.909 | 8145.9353 | 6503.9907 | 1
| 60447403 | 73668.2187 | 50951.7971 | 22716.4216 | 1 |  | 17621.2419 | 27811.6013 | 30083.2435 | 15349.5998 | 10254.4201 | 1
| 60447404 | 74340.204 | 51327.6931 | 23012.5109 | 1 |  | 17879.7416 | 28145.2802 | 30446.5313 | 15578.4905 | 10445.7212 | 1
| 60447405 | 101325.3355 | 45804.2781 | 55521.0574 | 1 |  | 50940.6296 | 60101.4852 | 65653.5909 | 45388.5238 | 40808.096 | 1
| 60447406 | 19574.7512 | 12063.3452 | 7511.4059 | 1 |  | 6305.0714 | 8717.7405 | 9468.881 | 5553.9308 | 4347.5963 | 1
| 60447407 | 37790.4921 | 22052.3829 | 15738.1092 | 1 |  | 13532.8709 | 17943.3475 | 19517.1584 | 11959.06 | 9753.8217 | 1
| 60447408 | 24683.4061 | 14967.596 | 9715.81 | 1 |  | 8219.0504 | 11212.5696 | 12184.1507 | 7247.4694 | 5750.7098 | 1
| 60447409 | 22254.6599 | 13597.7495 | 8656.9104 | 1 |  | 7297.1354 | 10016.6853 | 10882.3764 | 6431.4444 | 5071.6694 | 1
| 60448055 | 4193089.5145 | 630672.0637 | 3562417.4508 | 1 |  | 3499350.2444 | 3625484.6571 | 3981726.4022 | 3143108.4993 | 3080041.2929 | 1
| 60448056 | 3566.5425 | 17973.6634 | -14407.1209 | 0 |  | -16204.4873 | -12609.7546 | -14050.4667 | -14763.7752 | -16561.1415 | 1
| 60448058 | 73320.9421 | 89030.1186 | -15709.1765 | 0 |  | -24612.1884 | -6806.1647 | -8377.0823 | -23041.2708 | -31944.2826 | 1
| 60448059 | 1199729.1905 | 367001.0957 | 832728.0948 | 1 |  | 796027.9852 | 869428.2043 | 952701.0138 | 712755.1757 | 676055.0661 | 1
| 60448060 | 17994.7453 | 42993.5885 | -24998.8433 | 0 |  | -29298.2021 | -20699.4844 | -23199.3687 | -26798.3178 | -31097.6767 | 1
| 60448081 | 1857171.7712 | 421169.7482 | 1436002.023 | 1 |  | 1393885.0482 | 1478118.9979 | 1621719.2002 | 1250284.8459 | 1208167.8711 | 1
| 60448088 | 208.1377 | 3009.3696 | -2801.2319 | 0 |  | -3102.1689 | -2500.2949 | -2780.4181 | -2822.0457 | -3122.9826 | 1
| 60448135 | 184527.3119 | 130509.1159 | 54018.196 | 1 |  | 40967.2844 | 67069.1076 | 72470.9272 | 35565.4648 | 22514.5532 | 1
| 60448136 | 91506.5303 | 91240.3652 | 266.1651 | 1 |  | -8857.8714 | 9390.2016 | 9416.8181 | -8884.4879 | -18008.5245 | 0
| 60448160 | 4933403.3112 | 629420.5446 | 4303982.7665 | 1 |  | 4241040.7121 | 4366924.821 | 4797323.0977 | 3810642.4354 | 3747700.381 | 1
| 60448191 | 206.009 | 2701.1679 | -2495.1589 | 0 |  | -2765.2757 | -2225.0421 | -2474.558 | -2515.7598 | -2785.8766 | 1
| 60448217 | 2133.9738 | 11963.73 | -9829.7563 | 0 |  | -11026.1293 | -8633.3833 | -9616.3589 | -10043.1536 | -11239.5266 | 1
| 60448219 | 6789.3275 | 25583.4939 | -18794.1664 | 0 |  | -21352.5158 | -16235.817 | -18115.2337 | -19473.0992 | -22031.4486 | 1
| 60448278 | 114187.2232 | 96626.1901 | 17561.033 | 1 |  | 7898.414 | 27223.6521 | 28979.7554 | 6142.3107 | -3520.3083 | 0
| 60448279 | 18665.2586 | 34865.3187 | -16200.0601 | 0 |  | -19686.592 | -12713.5283 | -14333.5343 | -18066.586 | -21553.1179 | 1
| 60448284 | 44038.1909 | 57233.058 | -13194.8671 | 0 |  | -18918.1729 | -7471.5613 | -8791.048 | -17598.6862 | -23321.992 | 1
| 60448301 | 9100094.3167 | 929250.7282 | 8170843.5885 | 1 |  | 8077918.5157 | 8263768.6613 | 9080853.0202 | 7260834.1568 | 7167909.084 | 1
| 60448302 | 82886.3077 | 81685.5618 | 1200.7459 | 1 |  | -6967.8103 | 9369.3021 | 9489.3767 | -7087.8849 | -15256.441 | 0
| 60448303 | 73176.7882 | 76306.3412 | -3129.5529 | 0 |  | -10760.187 | 4501.0812 | 4188.1259 | -10447.2317 | -18077.8659 | 1
| 60448327 | 1009161.8295 | 302484.0204 | 706677.809 | 1 |  | 676429.407 | 736926.2111 | 807593.992 | 605761.6261 | 575513.2241 | 1
| 60448353 | 22570.0818 | 35875.2297 | -13305.1479 | 0 |  | -16892.6709 | -9717.6249 | -11048.1397 | -15562.1561 | -19149.6791 | 1
| 60448447 | 54493.3552 | 69626.069 | -15132.7138 | 0 |  | -22095.3207 | -8170.1069 | -9683.3783 | -20582.0493 | -27544.6562 | 1
| 60448479 | 1018433.2853 | 298141.1281 | 720292.1572 | 1 |  | 690478.0443 | 750106.27 | 822135.4857 | 618448.8286 | 588634.7158 | 1
| 60448505 | 133.2486 | 621.907 | -488.6585 | 0 |  | -550.8492 | -426.4678 | -475.3336 | -501.9833 | -564.174 | 1
| 60448506 | 4194.4431 | 11791.4673 | -7597.0242 | 0 |  | -8776.171 | -6417.8775 | -7177.5799 | -8016.4685 | -9195.6153 | 1
| 60448511 | 1399.7559 | 5779.3325 | -4379.5766 | 0 |  | -4957.5098 | -3801.6433 | -4239.601 | -4519.5522 | -5097.4854 | 1
| 60448514 | 243603.5037 | 141060.0713 | 102543.4323 | 1 |  | 88437.4252 | 116649.4395 | 126903.7827 | 78183.082 | 64077.0748 | 1
| 60448549 | 678.0423 | 3306.5641 | -2628.5218 | 0 |  | -2959.1782 | -2297.8654 | -2560.7175 | -2696.326 | -3026.9824 | 1
| 60448550 | 559886.0334 | 223291.5904 | 336594.443 | 1 |  | 314265.284 | 358923.6021 | 392583.0464 | 280605.8397 | 258276.6807 | 1
| 60448551 | 79636.2637 | 79465.9591 | 170.3046 | 1 |  | -7776.2913 | 8116.9005 | 8133.931 | -7793.3217 | -15739.9176 | 0
| 60448552 | 251581.3063 | 147112.3825 | 104468.9239 | 1 |  | 89757.6856 | 119180.1621 | 129627.0545 | 79310.7933 | 64599.555 | 1
| 60448562 | 7438.6905 | 19732.6146 | -12293.9241 | 0 |  | -14267.1856 | -10320.6626 | -11550.055 | -13037.7932 | -15011.0546 | 1
| 60448568 | 103837.9295 | 94167.1808 | 9670.7487 | 1 |  | 254.0307 | 19087.4668 | 20054.5417 | -713.0442 | -10129.7623 | 0
| 60448677 | 49628.4393 | 47228.6103 | 2399.829 | 1 |  | -2323.032 | 7122.6901 | 7362.673 | -2563.0149 | -7285.8759 | 0
| 60448757 | 982.0878 | 1797.4764 | -815.3887 | 0 |  | -995.1363 | -635.641 | -717.1799 | -913.5974 | -1093.3451 | 1
| 60448758 | 8737.2085 | 12701.7631 | -3964.5546 | 0 |  | -5234.7309 | -2694.3783 | -3090.8338 | -4838.2755 | -6108.4518 | 1
| 60448824 | 1177.3554 | 2137.599 | -960.2436 | 0 |  | -1174.0035 | -746.4837 | -842.5081 | -1077.9791 | -1291.739 | 1
| 60448872 | 8640.9971 | 14629.1245 | -5988.1274 | 0 |  | -7451.0398 | -4525.2149 | -5124.0277 | -6852.2271 | -8315.1395 | 1
| 60448873 | 69401.3947 | 72513.809 | -3112.4143 | 0 |  | -10363.7952 | 4138.9666 | 3827.7252 | -10052.5537 | -17303.9347 | 1
| 60448874 | 22636.9222 | 35295.7004 | -12658.7782 | 0 |  | -16188.3483 | -9129.2082 | -10395.086 | -14922.4705 | -18452.0405 | 1
| 60448875 | 227.9678 | 656.0294 | -428.0615 | 0 |  | -493.6645 | -362.4586 | -405.2647 | -450.8583 | -516.4612 | 1
| 60448887 | 113408.5272 | 92035.0853 | 21373.4419 | 1 |  | 12169.9333 | 30576.9504 | 32714.2946 | 10032.5891 | 829.0806 | 1
| 60448890 | 31120.1097 | 43213.7326 | -12093.623 | 0 |  | -16414.9962 | -7772.2497 | -8981.612 | -15205.6339 | -19527.0072 | 1
| 60448905 | 49207.8046 | 56964.4822 | -7756.6776 | 0 |  | -13453.1258 | -2060.2294 | -2835.8971 | -12677.4581 | -18373.9063 | 1
| 60448934 | 235464.8731 | 154248.9032 | 81215.9699 | 1 |  | 65791.0796 | 96640.8602 | 104762.4572 | 57669.4826 | 42244.5923 | 1
| 60448935 | 400585.7278 | 204834.7107 | 195751.0171 | 1 |  | 175267.5461 | 216234.4882 | 235809.5899 | 155692.4443 | 135208.9733 | 1
| 60448936 | 370.854 | 1073.7528 | -702.8988 | 0 |  | -810.2741 | -595.5235 | -665.8134 | -739.9842 | -847.3595 | 1
| 60448951 | 16973.1029 | 29663.8645 | -12690.7616 | 0 |  | -15657.148 | -9724.3751 | -10993.4513 | -14388.0718 | -17354.4583 | 1
| 60448971 | 889.7486 | 1181.8487 | -292.1001 | 0 |  | -410.2849 | -173.9152 | -203.1252 | -381.0749 | -499.2598 | 1
| 60449009 | 116674.3769 | 93594.2558 | 23080.1211 | 1 |  | 13720.6955 | 32439.5467 | 34747.5588 | 11412.6834 | 2053.2578 | 1
| 60449013 | 415.1173 | 1499.7315 | -1084.6142 | 0 |  | -1234.5874 | -934.6411 | -1043.1025 | -1126.126 | -1276.0991 | 1
| 60449019 | 1262.9587 | 3039.5465 | -1776.5879 | 0 |  | -2080.5425 | -1472.6332 | -1650.292 | -1902.8837 | -2206.8384 | 1
| 60449020 | 50426.7735 | 57794.9758 | -7368.2023 | 0 |  | -13147.6999 | -1588.7047 | -2325.525 | -12410.8796 | -18190.3772 | 1
| 60449027 | 136635.6499 | 102217.8498 | 34417.8001 | 1 |  | 24196.0152 | 44639.5851 | 48081.3651 | 20754.2351 | 10532.4502 | 1
| 60449033 | 21433.6074 | 33823.4869 | -12389.8795 | 0 |  | -15772.2281 | -9007.5308 | -10246.5187 | -14533.2402 | -17915.5889 | 1
| 60449041 | 613.9323 | 1734.7354 | -1120.803 | 0 |  | -1294.2766 | -947.3295 | -1059.4098 | -1182.1963 | -1355.6698 | 1
| 60449042 | 14903.1294 | 23489.3734 | -8586.244 | 0 |  | -10935.1813 | -6237.3067 | -7095.9311 | -10076.5569 | -12425.4943 | 1
| 60449054 | 123966.6551 | 61063.9572 | 62902.6979 | 1 |  | 56796.3021 | 69009.0936 | 75299.3634 | 50506.0323 | 44399.6366 | 1
| 60449058 | 37141.9459 | 54555.5556 | -17413.6098 | 0 |  | -22869.1653 | -11958.0542 | -13699.4152 | -21127.8043 | -26583.3599 | 1
| 60449067 | 2277.8138 | 6552.5886 | -4274.7748 | 0 |  | -4930.0336 | -3619.5159 | -4046.9934 | -4502.5562 | -5157.815 | 1
| 60449068 | 493.4448 | 1672.5447 | -1179.0998 | 0 |  | -1346.3543 | -1011.8453 | -1129.7553 | -1228.4443 | -1395.6988 | 1
| 60449069 | 742.3212 | 2446.9015 | -1704.5802 | 0 |  | -1949.2704 | -1459.8901 | -1630.3481 | -1778.8123 | -2023.5025 | 1
| 60449071 | 164893.061 | 100156.2005 | 64736.8605 | 1 |  | 54721.2405 | 74752.4806 | 81226.1666 | 48247.5544 | 38231.9344 | 1
| 60449072 | 1086.4097 | 3553.6758 | -2467.2661 | 0 |  | -2822.6337 | -2111.8985 | -2358.6251 | -2575.9071 | -2931.2746 | 1
| 60449073 | 790.6443 | 2667.0455 | -1876.4013 | 0 |  | -2143.1058 | -1609.6967 | -1797.3368 | -1955.4657 | -2222.1703 | 1
| 60449074 | 31445.2757 | 43490.5638 | -12045.2881 | 0 |  | -16394.3444 | -7696.2317 | -8900.7605 | -15189.8156 | -19538.872 | 1
| 60449076 | 14332.3927 | 29073.8783 | -14741.4857 | 0 |  | -17648.8735 | -11834.0978 | -13308.2464 | -16174.7249 | -19082.1128 | 1
| 60449089 | 51171.1212 | 44342.5214 | 6828.5998 | 1 |  | 2394.3476 | 11262.8519 | 11945.7119 | 1711.4877 | -2722.7645 | 0
| 60449094 | 16485.5645 | 15748.5572 | 737.0074 | 1 |  | -837.8483 | 2311.8631 | 2385.5638 | -911.5491 | -2486.4048 | 0
| 60449095 | 1404.7282 | 1702.8145 | -298.0862 | 0 |  | -468.3677 | -127.8048 | -157.6134 | -438.559 | -608.8405 | 1
| 60449096 | 36589.4102 | 32242.8524 | 4346.5578 | 1 |  | 1122.2726 | 7570.843 | 8005.4988 | 687.6168 | -2536.6685 | 0
| 60449097 | 3368.4517 | 5187.1449 | -1818.6932 | 0 |  | -2337.4077 | -1299.9787 | -1481.848 | -2155.5384 | -2674.2529 | 1
| 60449107 | 35162.9057 | 33985.2928 | 1177.6129 | 1 |  | -2220.9164 | 4576.1422 | 4693.9035 | -2338.6777 | -5737.2069 | 0
| 60449129 | 7236.8894 | 8129.9209 | -893.0315 | 0 |  | -1706.0235 | -80.0394 | -169.3425 | -1616.7204 | -2429.7125 | 1
| 60449150 | 15157.3987 | 14881.7398 | 275.6589 | 1 |  | -1212.5151 | 1763.8329 | 1791.3988 | -1240.081 | -2728.255 | 0
| 60449179 | 46671.9657 | 54228.6417 | -7556.676 | 0 |  | -12979.5402 | -2133.8119 | -2889.4795 | -12223.8726 | -17646.7368 | 1
| 60449206 | 16331.184 | 25325.375 | -8994.191 | 0 |  | -11526.7285 | -6461.6535 | -7361.0726 | -10627.3094 | -13159.8469 | 1
| 60449238 | 452.0444 | 667.0366 | -214.9922 | 0 |  | -281.6959 | -148.2885 | -169.7878 | -260.1966 | -326.9003 | 1
| 60461774 | 21009.2486 | 16823.4106 | 4185.8379 | 1 |  | 2503.4969 | 5868.179 | 6286.7628 | 2084.9131 | 402.572 | 1
| 60461777 | 951.9584 | 883.8785 | 68.0799 | 1 |  | -20.3079 | 156.4678 | 163.2758 | -27.1159 | -115.5038 | 0
| 60461806 | 4728.2066 | 4247.1297 | 481.0769 | 1 |  | 56.364 | 905.7899 | 953.8976 | 8.2563 | -416.4567 | 0
| 60461819 | 20566.7271 | 31335.3084 | -10768.5814 | 0 |  | -13902.1122 | -7635.0505 | -8711.9086 | -12825.2541 | -15958.7849 | 1
| 60461820 | 1534.2548 | 3527.8089 | -1993.5541 | 0 |  | -2346.3349 | -1640.7732 | -1840.1286 | -2146.9795 | -2499.7604 | 1
| 60461828 | 19937.925 | 26022.6814 | -6084.7564 | 0 |  | -8687.0246 | -3482.4883 | -4090.9639 | -8078.5489 | -10680.8171 | 1
| 60461841 | 26165.157 | 31317.1465 | -5151.9895 | 0 |  | -8283.7041 | -2020.2748 | -2535.4738 | -7768.5052 | -10900.2198 | 1
| 60461842 | 253016.6236 | 134449.1446 | 118567.479 | 1 |  | 105122.5645 | 132012.3934 | 143869.1413 | 93265.8166 | 79820.9022 | 1
| 60461844 | 37214.149 | 41667.7708 | -4453.6218 | 0 |  | -8620.3989 | -286.8447 | -732.2069 | -8175.0367 | -12341.8138 | 1
| 60461852 | 220812.8096 | 109152.3883 | 111660.4213 | 1 |  | 100745.1825 | 122575.6601 | 133741.7023 | 89579.1403 | 78663.9015 | 1
| 60461856 | 304.9122 | 582.2811 | -277.3689 | 0 |  | -335.597 | -219.1408 | -246.8777 | -307.8601 | -366.0882 | 1
| 60461857 | 98643.4295 | 76334.9599 | 22308.4696 | 1 |  | 14674.9736 | 29941.9656 | 32172.8126 | 12444.1267 | 4810.6307 | 1
| 60461869 | 890.9921 | 1666.4907 | -775.4986 | 0 |  | -942.1477 | -608.8496 | -686.3994 | -864.5978 | -1031.2469 | 1
| 60461871 | 70788.1374 | 63918.8337 | 6869.3036 | 1 |  | 477.4203 | 13261.187 | 13948.1174 | -209.5101 | -6601.3935 | 0
| 60461891 | 3215.9392 | 6957.6537 | -3741.7144 | 0 |  | -4437.4798 | -3045.9491 | -3420.1205 | -4063.3083 | -4759.0737 | 1
| 60461895 | 159613.076 | 118318.0871 | 41294.9889 | 1 |  | 29463.1802 | 53126.7976 | 57256.2965 | 25333.6813 | 13501.8726 | 1
| 60461905 | 728.8181 | 1925.16 | -1196.3419 | 0 |  | -1388.8579 | -1003.8259 | -1123.4601 | -1269.2237 | -1461.7397 | 1
| 60461931 | 9829.8748 | 13296.7025 | -3466.8276 | 0 |  | -4796.4979 | -2137.1574 | -2483.8402 | -4449.8151 | -5779.4854 | 1
| 60461972 | 9885.9087 | 11554.2621 | -1668.3534 | 0 |  | -2823.7796 | -512.9272 | -679.7625 | -2656.9442 | -3812.3705 | 1
| 60461991 | 2481.7386 | 1529.153 | 952.5856 | 1 |  | 799.6703 | 1105.5009 | 1200.7594 | 704.4117 | 551.4964 | 1
| 60462022 | 6299.5225 | 7734.7623 | -1435.2397 | 0 |  | -2208.716 | -661.7635 | -805.2875 | -2065.192 | -2838.6682 | 1
| 60462048 | 57875.0287 | 46831.8006 | 11043.2281 | 1 |  | 6360.048 | 15726.4082 | 16830.731 | 5255.7252 | 572.5452 | 1
| 60485326 | 14157.0728 | 15918.6185 | -1761.5457 | 0 |  | -3353.4075 | -169.6838 | -345.8384 | -3177.253 | -4769.1148 | 1
| 60485838 | 22684.5778 | 25811.3431 | -3126.7653 | 0 |  | -5707.8996 | -545.631 | -858.3075 | -5395.2231 | -7976.3574 | 1
| 60486878 | 204651.8817 | 74274.9617 | 130376.92 | 1 |  | 122949.4238 | 137804.4162 | 150842.1082 | 109911.7318 | 102484.2357 | 1
| 60486996 | 65455.4195 | 33733.2278 | 31722.1917 | 1 |  | 28348.8689 | 35095.5144 | 38267.7336 | 25176.6497 | 21803.3269 | 1
| 60487558 | 225925.0002 | 80156.1108 | 145768.8894 | 1 |  | 137753.2784 | 153784.5005 | 168361.3894 | 123176.3894 | 115160.7783 | 1
| 60487627 | 13832.7005 | 17484.9436 | -3652.2431 | 0 |  | -5400.7374 | -1903.7487 | -2268.973 | -5035.5131 | -6784.0075 | 1
| 60487730 | 97622.5464 | 39690.3266 | 57932.2198 | 1 |  | 53963.1871 | 61901.2525 | 67694.4744 | 48169.9652 | 44200.9325 | 1
| 60487815 | 51938.9923 | 53686.5369 | -1747.5446 | 0 |  | -7116.1983 | 3621.1091 | 3446.3546 | -6941.4439 | -12310.0975 | 1
| 60488434 | 16677.5167 | 11179.4668 | 5498.0499 | 1 |  | 4380.1033 | 6615.9966 | 7165.8016 | 3830.2983 | 2712.3516 | 1
| 60490875 | 31861.0071 | 17388.6306 | 14472.3765 | 1 |  | 12733.5135 | 16211.2396 | 17658.4772 | 11286.2758 | 9547.4128 | 1
| 60515516 | 157455.8857 | 123993.9519 | 33461.9338 | 1 |  | 21062.5386 | 45861.329 | 49207.5224 | 17716.3453 | 5316.9501 | 1
| 60516205 | 119195.6937 | 93219.4605 | 25976.2332 | 1 |  | 16654.2872 | 35298.1793 | 37895.8026 | 14056.6639 | 4734.7178 | 1
| 60516206 | 571621.7146 | 218079.6793 | 353542.0353 | 1 |  | 331734.0674 | 375350.0033 | 410704.2068 | 296379.8639 | 274571.8959 | 1
| 60516207 | 9748.7594 | 19855.345 | -10106.5855 | 0 |  | -12092.12 | -8121.0511 | -9131.7096 | -11081.4615 | -13066.996 | 1
| 60516725 | 2280.5808 | 8715.5041 | -6434.9233 | 0 |  | -7306.4738 | -5563.3729 | -6206.8653 | -6662.9814 | -7534.5318 | 1
| 60516919 | 67900.9258 | 66847.3004 | 1053.6254 | 1 |  | -5631.1046 | 7738.3554 | 7843.718 | -5736.4672 | -12421.1972 | 0
| 60517264 | 1123.5582 | 2236.437 | -1112.8788 | 0 |  | -1336.5225 | -889.2351 | -1000.5229 | -1225.2346 | -1448.8783 | 1
| 60517309 | 151394.9942 | 108199.7148 | 43195.2794 | 1 |  | 32375.3079 | 54015.2509 | 58334.7788 | 28055.78 | 17235.8085 | 1
| 60517712 | 125936.8822 | 101853.5113 | 24083.3708 | 1 |  | 13898.0197 | 34268.722 | 36677.0591 | 11489.6826 | 1304.3315 | 1
| 60517916 | 4601.1931 | 14859.1751 | -10257.982 | 0 |  | -11743.8995 | -8772.0645 | -9797.8627 | -10718.1013 | -12204.0188 | 1
| 60518347 | 15429.9985 | 23210.8911 | -7780.8926 | 0 |  | -10101.9817 | -5459.8035 | -6237.8928 | -9323.8925 | -11644.9816 | 1
| 60518652 | 35558.835 | 45501.58 | -9942.745 | 0 |  | -14492.903 | -5392.587 | -6386.8615 | -13498.6285 | -18048.7865 | 1
| 60518657 | 84770.8085 | 76866.6078 | 7904.2007 | 1 |  | 217.5399 | 15590.8615 | 16381.2815 | -572.8802 | -8259.541 | 0
| 60519483 | 384154.0322 | 179315.0585 | 204838.9737 | 1 |  | 186907.4678 | 222770.4795 | 243254.3769 | 166423.5704 | 148492.0646 | 1
| 60529269 | 46461.6638 | 65473.6013 | -19011.9375 | 0 |  | -25559.2977 | -12464.5774 | -14365.7712 | -23658.1039 | -30205.464 | 1
| 60529322 | 616.066 | 7657.1615 | -7041.0955 | 0 |  | -7806.8117 | -6275.3794 | -6979.4889 | -7102.7021 | -7868.4182 | 1
| 60529853 | 44235.4608 | 72378.9708 | -28143.51 | 0 |  | -35381.4071 | -20905.6129 | -23719.9639 | -32567.0561 | -39804.9531 | 1
| 60530032 | 30433.7721 | 37133.9035 | -6700.1314 | 0 |  | -10413.5218 | -2986.7411 | -3656.7542 | -9743.5086 | -13456.899 | 1
| 60530768 | 11420.4431 | 32132.23 | -20711.7869 | 0 |  | -23925.0099 | -17498.5639 | -19569.7426 | -21853.8312 | -25067.0542 | 1
| 60530903 | 28305.1176 | 51727.2546 | -23422.137 | 0 |  | -28594.8624 | -18249.4115 | -20591.6252 | -26252.6488 | -31425.3742 | 1
| 60530906 | 431755.3077 | 209188.6102 | 222566.6974 | 1 |  | 201647.8364 | 243485.5585 | 265742.2282 | 179391.1667 | 158472.3056 | 1
| 60531335 | 345491.146 | 182972.7524 | 162518.3936 | 1 |  | 144221.1184 | 180815.6689 | 197067.5082 | 127969.279 | 109672.0038 | 1
| 60531699 | 6717938.5055 | 805890.2409 | 5912048.2645 | 1 |  | 5831459.2405 | 5992637.2886 | 6583842.1151 | 5240254.414 | 5159665.3899 | 1
| 60532184 | 5966.2787 | 17542.7314 | -11576.4527 | 0 |  | -13330.7258 | -9822.1795 | -10979.8248 | -12173.0806 | -13927.3537 | 1
| 60532863 | 271188.4673 | 162004.0288 | 109184.4385 | 1 |  | 92984.0357 | 125384.8414 | 136303.2853 | 82065.5918 | 65865.1889 | 1
| 60537730 | 13631.1486 | 19256.5531 | -5625.4045 | 0 |  | -7551.0598 | -3699.7492 | -4262.2896 | -6988.5193 | -8914.1747 | 1
| 60538177 | 3086.1422 | 4329.6837 | -1243.5415 | 0 |  | -1676.5098 | -810.5731 | -934.9272 | -1552.1557 | -1985.124 | 1
| 60538242 | 20746.5153 | 21207.58 | -461.0647 | 0 |  | -2581.8227 | 1659.6933 | 1613.5868 | -2535.7162 | -4656.4742 | 1
| 60538486 | 133960.1309 | 73984.9218 | 59975.2091 | 1 |  | 52576.7169 | 67373.7013 | 73371.2222 | 46579.196 | 39180.7038 | 1
| 60539076 | 28052.2592 | 27624.7799 | 427.4793 | 1 |  | -2334.9987 | 3189.9573 | 3232.7052 | -2377.7466 | -5140.2246 | 0
| 60539451 | 5153.8898 | 6980.2184 | -1826.3287 | 0 |  | -2524.3505 | -1128.3068 | -1310.9397 | -2341.7176 | -3039.7395 | 1
| 60539780 | 9395.1424 | 9484.3573 | -89.215 | 0 |  | -1037.6507 | 859.2208 | 850.2993 | -1028.7292 | -1977.1649 | 1
| 60539921 | 17822.2253 | 16759.5688 | 1062.6565 | 1 |  | -613.3004 | 2738.6134 | 2844.879 | -719.566 | -2395.5229 | 0
| 60540033 | 18905.0382 | 17321.4866 | 1583.5516 | 1 |  | -148.5971 | 3315.7002 | 3474.0554 | -306.9522 | -2039.1009 | 0
| 60541280 | 38767.3033 | 31387.0423 | 7380.261 | 1 |  | 4241.5568 | 10518.9652 | 11256.9913 | 3503.5307 | 364.8264 | 1
| 60541481 | 19213.9533 | 30591.7718 | -11377.8185 | 0 |  | -14436.9957 | -8318.6413 | -9456.4232 | -13299.2138 | -16358.391 | 1
| 60541768 | 4002.4109 | 8074.8849 | -4072.474 | 0 |  | -4879.9624 | -3264.9855 | -3672.2329 | -4472.715 | -5280.2035 | 1
| 60542023 | 56379.7995 | 41971.5697 | 14408.2298 | 1 |  | 10211.0729 | 18605.3868 | 20046.2098 | 8770.2499 | 4573.0929 | 1
| 60542140 | 1765.476 | 3369.8555 | -1604.3795 | 0 |  | -1941.365 | -1267.3939 | -1427.8319 | -1780.9271 | -2117.9126 | 1
| 60542602 | 323.2972 | 1849.7606 | -1526.4634 | 0 |  | -1711.4395 | -1341.4874 | -1494.1337 | -1558.7931 | -1743.7692 | 1
| 60542702 | 13102.2019 | 28611.5758 | -15509.3738 | 0 |  | -18370.5314 | -12648.2163 | -14199.1536 | -16819.594 | -19680.7516 | 1
| 60542856 | 1514.7286 | 5279.055 | -3764.3264 | 0 |  | -4292.232 | -3236.4209 | -3612.8536 | -3915.7993 | -4443.7048 | 1
| 60542985 | 5659.9523 | 3501.942 | 2158.0104 | 1 |  | 1807.8162 | 2508.2046 | 2724.0056 | 1592.0151 | 1241.8209 | 1
| 60542997 | 14830.5975 | 8904.8281 | 5925.7695 | 1 |  | 5035.2867 | 6816.2523 | 7408.8292 | 4442.7097 | 3552.2269 | 1
| 60543210 | 11439.4166 | 27746.9599 | -16307.5433 | 0 |  | -19082.2393 | -13532.8473 | -15163.6016 | -17451.485 | -20226.181 | 1
| 60543487 | 4049.0837 | 11783.2119 | -7734.1282 | 0 |  | -8912.4494 | -6555.807 | -7329.2198 | -8139.0366 | -9317.3578 | 1
| 60543497 | 42470.4525 | 50644.1457 | -8173.6932 | 0 |  | -13238.1077 | -3109.2786 | -3926.6479 | -12420.7384 | -17485.153 | 1
| 60543526 | 9628.1726 | 23576.3303 | -13948.1577 | 0 |  | -16305.7907 | -11590.5247 | -12985.3404 | -14910.975 | -17268.608 | 1
| 60543881 | 5635.1923 | 18459.0811 | -12823.8888 | 0 |  | -14669.7969 | -10977.9807 | -12260.3696 | -13387.408 | -15233.3162 | 1
| 60543978 | 2073.4573 | 8931.7957 | -6858.3384 | 0 |  | -7751.518 | -5965.1588 | -6650.9927 | -7065.6841 | -7958.8637 | 1
| 60544014 | 2272.9587 | 7722.6543 | -5449.6957 | 0 |  | -6221.9611 | -4677.4302 | -5222.3998 | -5676.9915 | -6449.257 | 1
| 60544205 | 15898.5809 | 29580.7601 | -13682.1792 | 0 |  | -16640.2552 | -10724.1032 | -12092.3211 | -15272.0373 | -18230.1133 | 1
| 60544633 | 1441.3326 | 9532.8697 | -8091.5371 | 0 |  | -9044.824 | -7138.2501 | -7947.4038 | -8235.6703 | -9188.9573 | 1
| 60544634 | 14273.8731 | 35694.7116 | -21420.8384 | 0 |  | -24990.3096 | -17851.3673 | -19993.4511 | -22848.2257 | -26417.6969 | 1
| 60544833 | 31306.5022 | 46899.7719 | -15593.2697 | 0 |  | -20283.2469 | -10903.2925 | -12462.6194 | -18723.9199 | -23413.8971 | 1
| 60544872 | 87901.4146 | 99255.8112 | -11354.3966 | 0 |  | -21279.9777 | -1428.8155 | -2564.2552 | -20144.5381 | -30070.1192 | 1
| 60544890 | 4628.0503 | 20881.2164 | -16253.166 | 0 |  | -18341.2877 | -14165.0444 | -15790.361 | -16715.9711 | -18804.0927 | 1
| 60544892 | 1077261.2627 | 236789.8002 | 840471.4625 | 1 |  | 816792.4825 | 864150.4425 | 948197.5888 | 732745.3363 | 709066.3562 | 1
| 60544897 | 92485.9479 | 101829.2955 | -9343.3476 | 0 |  | -19526.2771 | 839.582 | -94.7528 | -18591.9424 | -28774.8719 | 1
| 60545040 | 3779.7927 | 22314.3544 | -18534.5617 | 0 |  | -20765.9971 | -16303.1263 | -18156.5824 | -18912.541 | -21143.9764 | 1
| 60545041 | 50627.4904 | 50785.5241 | -158.0337 | 0 |  | -5236.5861 | 4920.5187 | 4904.7153 | -5220.7828 | -10299.3352 | 1
| 60545650 | 1030.5503 | 7960.1135 | -6929.5632 | 0 |  | -7725.5745 | -6133.5518 | -6826.5081 | -7032.6182 | -7828.6295 | 1
| 60545670 | 152366.6581 | 130899.8717 | 21466.7864 | 1 |  | 8376.7992 | 34556.7736 | 36703.4522 | 6230.1206 | -6859.8666 | 0
| 60545676 | 725.1852 | 8864.1014 | -8138.9162 | 0 |  | -9025.3263 | -7252.506 | -8066.3977 | -8211.4347 | -9097.8448 | 1
| 60545688 | 565.0378 | 5728.7466 | -5163.7089 | 0 |  | -5736.5835 | -4590.8342 | -5107.2051 | -5220.2127 | -5793.0873 | 1
| 60545693 | 102396.3131 | 126136.5041 | -23740.191 | 0 |  | -36353.8414 | -11126.5406 | -13500.5597 | -33979.8223 | -46593.4727 | 1
| 60546330 | 225722.6079 | 149967.6512 | 75754.9567 | 1 |  | 60758.1916 | 90751.7219 | 98327.2175 | 53182.6959 | 38185.9308 | 1
| 60546354 | 181395.6406 | 150223.5687 | 31172.072 | 1 |  | 16149.7151 | 46194.4288 | 49311.636 | 13032.5079 | -1989.849 | 0
| 60546369 | 11879.5669 | 37925.3215 | -26045.7545 | 0 |  | -29838.2867 | -22253.2224 | -24857.7978 | -27233.7112 | -31026.2434 | 1
| 60546391 | 13074.5129 | 35564.2762 | -22489.7633 | 0 |  | -26046.1909 | -18933.3356 | -21182.312 | -23797.2146 | -27353.6422 | 1
| 60576725 | 1347653.2147 | 358745.1424 | 988908.0723 | 1 |  | 953033.5581 | 1024782.5866 | 1123673.3938 | 854142.7509 | 818268.2366 | 1
| 60576730 | 19848.4935 | 21253.8102 | -1405.3167 | 0 |  | -3530.6978 | 720.0643 | 579.5326 | -3390.1661 | -5515.5471 | 1
| 60576731 | 47336.2531 | 29743.1922 | 17593.0609 | 1 |  | 14618.7417 | 20567.3801 | 22326.6862 | 12859.4356 | 9885.1164 | 1
| 60576737 | 139861.1591 | 99971.8298 | 39889.3293 | 1 |  | 29892.1463 | 49886.5123 | 53875.4452 | 25903.2134 | 15906.0304 | 1
| 60576768 | 142902.6156 | 103443.5019 | 39459.1137 | 1 |  | 29114.7635 | 49803.4639 | 53749.3752 | 25168.8521 | 14824.5019 | 1
| 60578520 | 29763.442 | 23008.3586 | 6755.0834 | 1 |  | 4454.2476 | 9055.9193 | 9731.4276 | 3778.7392 | 1477.9034 | 1
| 60580673 | 26340.9841 | 42102.005 | -15761.0209 | 0 |  | -19971.2214 | -11550.8204 | -13126.9225 | -18395.1193 | -22605.3198 | 1
| 60621509 | 92961.0632 | 73547.3855 | 19413.6778 | 1 |  | 12058.9392 | 26768.4163 | 28709.7841 | 10117.5714 | 2762.8329 | 1
| 60622038 | 6937.5966 | 11512.4347 | -4574.8381 | 0 |  | -5726.0815 | -3423.5946 | -3881.0784 | -5268.5977 | -6419.8412 | 1
| 60622377 | 167855.6168 | 84741.712 | 83113.9048 | 1 |  | 74639.7336 | 91588.076 | 99899.4665 | 66328.3432 | 57854.172 | 1
| 60622418 | 58224.7913 | 39104.7434 | 19120.048 | 1 |  | 15209.5736 | 23030.5223 | 24942.5271 | 13297.5688 | 9387.0945 | 1
| 60622687 | 39814.4338 | 19487.0676 | 20327.3661 | 1 |  | 18378.6594 | 22276.0729 | 24308.8095 | 16345.9227 | 14397.216 | 1
| 60622723 | 8789.8424 | 5147.4556 | 3642.3868 | 1 |  | 3127.6413 | 4157.1324 | 4521.3711 | 2763.4026 | 2248.657 | 1
| 60640374 | 14301.1845 | 30859.7972 | -16558.6127 | 0 |  | -19644.5924 | -13472.633 | -15128.4942 | -17988.7311 | -21074.7109 | 1
| 60640378 | 2453.7232 | 9516.2782 | -7062.555 | 0 |  | -8014.1829 | -6110.9272 | -6817.1827 | -7307.9274 | -8259.5552 | 1
| 60640524 | 8574.6796 | 3982.9568 | 4591.7228 | 1 |  | 4193.4271 | 4990.0185 | 5449.1908 | 3734.2548 | 3335.9592 | 1
| 60640573 | 76074.201 | 58525.8541 | 17548.3469 | 1 |  | 11695.7615 | 23400.9323 | 25155.767 | 9940.9268 | 4088.3414 | 1
| 60640811 | 122311.262 | 56303.4996 | 66007.7624 | 1 |  | 60377.4124 | 71638.1124 | 78238.8886 | 53776.6362 | 48146.2862 | 1
| 60640834 | 8806.378 | 4437.5543 | 4368.8237 | 1 |  | 3925.0683 | 4812.5791 | 5249.4615 | 3488.1859 | 3044.4305 | 1
| 60641563 | 852.3562 | 4627.9789 | -3775.6227 | 0 |  | -4238.4206 | -3312.8248 | -3690.3871 | -3860.8583 | -4323.6562 | 1
| 60642120 | 62996.6078 | 63700.3407 | -703.733 | 0 |  | -7073.767 | 5666.3011 | 5595.9278 | -7003.3937 | -13373.4278 | 1
| 60642147 | 2950.7564 | 13925.6355 | -10974.8791 | 0 |  | -12367.4427 | -9582.3156 | -10679.8035 | -11269.9548 | -12662.5183 | 1
| 60642235 | 2087.5303 | 6861.891 | -4774.3607 | 0 |  | -5460.5497 | -4088.1716 | -4565.6076 | -4983.1137 | -5669.3028 | 1
| 60642267 | 48679.398 | 66511.5807 | -17832.1827 | 0 |  | -24483.3408 | -11181.0246 | -12964.2429 | -22700.1225 | -29351.2806 | 1
| 60642269 | 1009012.1927 | 332095.6007 | 676916.592 | 1 |  | 643707.0319 | 710126.152 | 777817.8112 | 576015.3727 | 542805.8126 | 1
| 60642295 | 32183.8517 | 30614.8869 | 1568.9648 | 1 |  | -1492.5239 | 4630.4535 | 4787.35 | -1649.4203 | -4710.909 | 0
| 60642310 | 211896.5474 | 67083.4049 | 144813.1425 | 1 |  | 138104.802 | 151521.483 | 166002.7972 | 123623.4877 | 116915.1472 | 1
| 60642348 | 4183.8964 | 8027.0035 | -3843.1071 | 0 |  | -4645.8075 | -3040.4067 | -3424.7175 | -4261.4967 | -5064.1971 | 1
| 60642364 | 242332.9539 | 158330.3744 | 84002.5794 | 1 |  | 68169.542 | 99835.6169 | 108235.8748 | 59769.284 | 43936.2466 | 1
| 60642758 | 12238.9047 | 6112.3004 | 6126.6043 | 1 |  | 5515.3742 | 6737.8343 | 7350.4948 | 4902.7138 | 4291.4838 | 1
| 60642770 | 5614.1366 | 6038.5521 | -424.4156 | 0 |  | -1028.2708 | 179.4397 | 136.9981 | -985.8292 | -1589.6844 | 1
| 60642783 | 23183.8015 | 9404.0048 | 13779.7967 | 1 |  | 12839.3962 | 14720.1972 | 16098.1769 | 11461.4166 | 10521.0161 | 1
| 60643132 | 366180.349 | 201739.4849 | 164440.8641 | 1 |  | 144266.9156 | 184614.8126 | 201058.899 | 127822.8292 | 107648.8807 | 1
| 60643140 | 774792.3445 | 294482.8838 | 480309.4607 | 1 |  | 450861.1723 | 509757.7491 | 557788.6951 | 402830.2262 | 373381.9379 | 1
| 60643157 | 6995.831 | 16997.3244 | -10001.4934 | 0 |  | -11701.2259 | -8301.761 | -9301.9103 | -10701.0765 | -12400.809 | 1
| 60643271 | 51766.0409 | 55157.6497 | -3391.6088 | 0 |  | -8907.3737 | 2124.1562 | 1784.9953 | -8568.2129 | -14083.9778 | 1
| 60643333 | 4231.9871 | 1816.1887 | 2415.7985 | 1 |  | 2234.1796 | 2597.4173 | 2838.9972 | 1992.5997 | 1810.9809 | 1
| 60643347 | 13484.6044 | 25869.1309 | -12384.5265 | 0 |  | -14971.4396 | -9797.6134 | -11036.0661 | -13732.9869 | -16319.9 | 1
| 60643395 | 231.8839 | 1262.5263 | -1030.6424 | 0 |  | -1156.895 | -904.3898 | -1007.454 | -1053.8308 | -1180.0834 | 1
| 60643467 | 20359.5305 | 10581.7756 | 9777.7549 | 1 |  | 8719.5773 | 10835.9324 | 11813.7079 | 7741.8018 | 6683.6243 | 1
| 60643472 | 16375.5603 | 8472.7953 | 7902.765 | 1 |  | 7055.4855 | 8750.0445 | 9540.321 | 6265.209 | 5417.9294 | 1
| 60643615 | 10279.5171 | 4755.1121 | 5524.405 | 1 |  | 5048.8938 | 5999.9162 | 6552.3567 | 4496.4533 | 4020.9421 | 1
| 60643642 | 124457.9841 | 43964.9743 | 80493.0098 | 1 |  | 76096.5124 | 84889.5073 | 92938.8083 | 68047.2114 | 63650.714 | 1
| 60643651 | 102091.2041 | 37623.7241 | 64467.48 | 1 |  | 60705.1076 | 68229.8524 | 74676.6004 | 54258.3596 | 50495.9872 | 1
| 60643685 | 14415.1419 | 14813.4952 | -398.3533 | 0 |  | -1879.7028 | 1082.9963 | 1043.1609 | -1839.8674 | -3321.217 | 1
| 60643731 | 63043.4267 | 23870.773 | 39172.6537 | 1 |  | 36785.5764 | 41559.731 | 45476.9964 | 32868.311 | 30481.2337 | 1
| 60643732 | 2585.8274 | 1411.1236 | 1174.7039 | 1 |  | 1033.5915 | 1315.8162 | 1433.2866 | 916.1211 | 775.0088 | 1
| 60643736 | 50860.9801 | 21582.3753 | 29278.6048 | 1 |  | 27120.3673 | 31436.8423 | 34364.7028 | 24192.5068 | 22034.2692 | 1
| 60644188 | 411478.9204 | 125647.7843 | 285831.1361 | 1 |  | 273266.3577 | 298395.9145 | 326979.0282 | 244683.2441 | 232118.4657 | 1
| 60644190 | 183883.3603 | 59936.4273 | 123946.933 | 1 |  | 117953.2902 | 129940.5757 | 142335.269 | 105558.5969 | 99564.9542 | 1
| 60644193 | 9965.2722 | 10471.7035 | -506.4314 | 0 |  | -1553.6017 | 540.739 | 490.0958 | -1502.9586 | -2550.1289 | 1
| 60644311 | 18859.3155 | 7836.5789 | 11022.7366 | 1 |  | 10239.0787 | 11806.3945 | 12908.6681 | 9136.805 | 8353.1471 | 1
| 60644328 | 210661.5946 | 65945.26 | 144716.3346 | 1 |  | 138121.8086 | 151310.8606 | 165782.494 | 123650.1751 | 117055.6491 | 1
| 60644347 | 606.1725 | 731.9791 | -125.8066 | 0 |  | -199.0045 | -52.6087 | -65.1893 | -186.4238 | -259.6217 | 1
| 60644360 | 11417.5397 | 6587.8116 | 4829.7281 | 1 |  | 4170.9469 | 5488.5092 | 5971.482 | 3687.9741 | 3029.1929 | 1
| 60644361 | 17104.1606 | 7025.348 | 10078.8126 | 1 |  | 9376.2778 | 10781.3474 | 11789.2287 | 8368.3966 | 7665.8618 | 1
| 60644366 | 78654.5894 | 46134.4942 | 32520.0952 | 1 |  | 27906.6458 | 37133.5447 | 40385.5542 | 24654.6363 | 20041.1869 | 1
| 60644374 | 185267.511 | 60882.4965 | 124385.0145 | 1 |  | 118296.7649 | 130473.2642 | 142911.7656 | 105858.2634 | 99770.0138 | 1
| 60645464 | 35535.7176 | 15540.521 | 19995.1966 | 1 |  | 18441.1445 | 21549.2487 | 23548.7683 | 16441.6248 | 14887.5727 | 1
| 60645470 | 4098.9734 | 1805.1815 | 2293.7919 | 1 |  | 2113.2738 | 2474.3101 | 2703.6893 | 1883.8946 | 1703.3765 | 1
| 60645472 | 12716.4495 | 7309.3338 | 5407.1157 | 1 |  | 4676.1823 | 6138.0491 | 6678.7607 | 4135.4708 | 3404.5374 | 1
| 60645579 | 165555.9089 | 53568.2094 | 111987.6995 | 1 |  | 106630.8785 | 117344.5204 | 128543.2904 | 95432.1086 | 90075.2876 | 1
| 60645617 | 105985.989 | 81383.414 | 24602.575 | 1 |  | 16464.2336 | 32740.9164 | 35201.1739 | 14003.9761 | 5865.6347 | 1
| 60645618 | 165122.8466 | 59151.0633 | 105971.7832 | 1 |  | 100056.6769 | 111886.8896 | 122484.0679 | 89459.4986 | 83544.3922 | 1
| 60648385 | 65761.2264 | 45272.6301 | 20488.5963 | 1 |  | 15961.3332 | 25015.8593 | 27064.7189 | 13912.4736 | 9385.2106 | 1
| 60648388 | 24433.7962 | 21379.2924 | 3054.5038 | 1 |  | 916.5746 | 5192.433 | 5497.8834 | 611.1242 | -1526.8051 | 0
| 60649745 | 2067.5988 | 3054.4991 | -986.9003 | 0 |  | -1292.3503 | -681.4504 | -780.1405 | -1193.6602 | -1499.1101 | 1
| 60649746 | 3471.8434 | 5264.1953 | -1792.352 | 0 |  | -2318.7715 | -1265.9324 | -1445.1676 | -2139.5363 | -2665.9558 | 1
| 60649749 | 9425.8517 | 12828.8963 | -3403.0446 | 0 |  | -4685.9342 | -2120.155 | -2460.4595 | -4345.6298 | -5628.5194 | 1
| 60649751 | 995.4865 | 1476.6164 | -481.1299 | 0 |  | -628.7916 | -333.4683 | -381.5813 | -580.6786 | -728.3402 | 1
| 60649756 | 1247.6632 | 1716.0231 | -468.3599 | 0 |  | -639.9622 | -296.7576 | -343.5936 | -593.1262 | -764.7285 | 1
| 60649757 | 7206.2974 | 10980.2364 | -3773.939 | 0 |  | -4871.9626 | -2675.9153 | -3053.3092 | -4494.5687 | -5592.5924 | 1
| 60649993 | 3206.6401 | 6668.1642 | -3461.524 | 0 |  | -4128.3405 | -2794.7076 | -3140.86 | -3782.1881 | -4449.0045 | 1
| 60650004 | 24290.6706 | 39501.0027 | -15210.3321 | 0 |  | -19160.4324 | -11260.2318 | -12781.265 | -17639.3992 | -21589.4994 | 1
| 60650015 | 5614.8038 | 10140.9371 | -4526.1332 | 0 |  | -5540.2269 | -3512.0395 | -3964.6529 | -5087.6136 | -6101.7073 | 1
| 60650183 | 2783.3485 | 3970.2985 | -1186.95 | 0 |  | -1583.9798 | -789.9201 | -908.6151 | -1465.2848 | -1862.3147 | 1
| 60650188 | 2540.5423 | 3714.9314 | -1174.389 | 0 |  | -1545.8822 | -802.8959 | -920.3348 | -1428.4433 | -1799.9364 | 1
| 60650190 | 32252.0284 | 27660.5533 | 4591.475 | 1 |  | 1825.4197 | 7357.5303 | 7816.6779 | 1366.2722 | -1399.7832 | 0
| 60650191 | 975.9277 | 1872.3254 | -896.3977 | 0 |  | -1083.6302 | -709.1651 | -798.8049 | -993.9905 | -1181.223 | 1
| 60650195 | 1968.1597 | 3555.8773 | -1587.7175 | 0 |  | -1943.3053 | -1232.1298 | -1390.9016 | -1784.5335 | -2140.1212 | 1
| 60650203 | 519.4431 | 968.634 | -449.1909 | 0 |  | -546.0543 | -352.3275 | -397.2466 | -501.1352 | -597.9986 | 1
| 60650208 | 14527.2554 | 14344.5883 | 182.6671 | 1 |  | -1251.7917 | 1617.1259 | 1635.3926 | -1270.0584 | -2704.5173 | 0
| 60650213 | 9660.5723 | 14308.2645 | -4647.6922 | 0 |  | -6078.5187 | -3216.8658 | -3681.635 | -5613.7494 | -7044.5759 | 1
| 60650261 | 487.1539 | 809.9542 | -322.8003 | 0 |  | -403.7957 | -241.8049 | -274.0849 | -371.5157 | -452.5111 | 1
| 60650262 | 301.8527 | 502.704 | -200.8513 | 0 |  | -251.1217 | -150.5809 | -170.666 | -231.0365 | -281.3069 | 1
| 60650266 | 72867.7179 | 63405.3477 | 9462.3702 | 1 |  | 3121.8355 | 15802.905 | 16749.142 | 2175.5984 | -4164.9363 | 0
| 60650267 | 693.7283 | 1139.2596 | -445.5312 | 0 |  | -559.4572 | -331.6053 | -376.1584 | -514.9041 | -628.83 | 1
| 60650268 | 256.7884 | 922.9541 | -666.1656 | 0 |  | -758.461 | -573.8702 | -640.4868 | -691.8445 | -784.1399 | 1
| 60650277 | 284.4514 | 1018.7167 | -734.2654 | 0 |  | -836.137 | -632.3937 | -705.8202 | -762.7105 | -864.5822 | 1
| 60650279 | 10263.2983 | 21021.0079 | -10757.7095 | 0 |  | -12859.8103 | -8655.6088 | -9731.3797 | -11784.0394 | -13886.1402 | 1
| 60650323 | 1366.226 | 2413.3295 | -1047.1035 | 0 |  | -1288.4364 | -805.7705 | -910.4809 | -1183.7261 | -1425.059 | 1
| 60650358 | 47745.6733 | 43327.6572 | 4418.0161 | 1 |  | 85.2504 | 8750.7818 | 9192.5834 | -356.5512 | -4689.317 | 0
| 60650360 | 34727.0154 | 34186.1742 | 540.8411 | 1 |  | -2877.7763 | 3959.4586 | 4013.5427 | -2931.8604 | -6350.4778 | 0
| 60650361 | 2611.3818 | 3096.3265 | -484.9447 | 0 |  | -794.5773 | -175.312 | -223.8065 | -746.0829 | -1055.7155 | 1
| 60650363 | 7408.1451 | 11454.6469 | -4046.5017 | 0 |  | -5191.9664 | -2901.037 | -3305.6872 | -4787.3162 | -5932.7809 | 1
| 60650364 | 2915.8299 | 4230.0685 | -1314.2386 | 0 |  | -1737.2455 | -891.2318 | -1022.6556 | -1605.8216 | -2028.8284 | 1
| 60650366 | 7441.4292 | 9929.0484 | -2487.6192 | 0 |  | -3480.524 | -1494.7143 | -1743.4763 | -3231.7621 | -4224.6669 | 1
| 60650367 | 9489.3062 | 15052.3515 | -5563.0453 | 0 |  | -7068.2804 | -4057.8101 | -4614.1146 | -6511.9759 | -8017.211 | 1
| 60650755 | 5720.204 | 7861.3451 | -2141.1411 | 0 |  | -2927.2756 | -1355.0066 | -1569.1207 | -2713.1615 | -3499.296 | 1
| 60650781 | 279.9869 | 1003.3066 | -723.3197 | 0 |  | -823.6504 | -622.9891 | -695.321 | -751.3184 | -851.6491 | 1
| 60653336 | 156.9974 | 571.8242 | -414.8268 | 0 |  | -472.0093 | -357.6444 | -399.1271 | -430.5266 | -487.709 | 1
| 60653338 | 474.4363 | 1659.336 | -1184.8997 | 0 |  | -1350.8333 | -1018.9661 | -1137.4561 | -1232.3433 | -1398.2769 | 1
| 60653448 | 1431.8065 | 2693.4628 | -1261.6563 | 0 |  | -1531.0026 | -992.31 | -1118.4757 | -1404.837 | -1674.1833 | 1
| 60653450 | 11904.4603 | 18706.1929 | -6801.7326 | 0 |  | -8672.3519 | -4931.1133 | -5611.2865 | -7992.1786 | -9862.7979 | 1
| 60653456 | 8509.8241 | 12930.1626 | -4420.3385 | 0 |  | -5713.3547 | -3127.3222 | -3569.3561 | -5271.3209 | -6564.3371 | 1
| 60653492 | 60004.383 | 45452.0476 | 14552.3354 | 1 |  | 10007.1306 | 19097.5401 | 20552.7737 | 8551.8971 | 4006.6923 | 1
| 60653498 | 5898.0381 | 6364.3654 | -466.3272 | 0 |  | -1102.7638 | 170.1093 | 123.4766 | -1056.131 | -1692.5676 | 1
| 60653584 | 25967.9914 | 31358.4235 | -5390.4321 | 0 |  | -8526.2745 | -2254.5898 | -2793.633 | -7987.2313 | -11123.0736 | 1
| 60653586 | 6267.0712 | 6733.6571 | -466.5859 | 0 |  | -1139.9516 | 206.7798 | 160.1212 | -1093.293 | -1766.6587 | 1
| 60653589 | 11867.7851 | 16541.0758 | -4673.2907 | 0 |  | -6327.3983 | -3019.1831 | -3486.5122 | -5860.0692 | -7514.1768 | 1
| 60653590 | 11472.2285 | 12302.7519 | -830.5235 | 0 |  | -2060.7987 | 399.7517 | 316.6994 | -1977.7463 | -3208.0215 | 1
| 60653596 | 13515.7659 | 11306.6 | 2209.1659 | 1 |  | 1078.5059 | 3339.8259 | 3560.7425 | 857.5893 | -273.0707 | 0
| 60653750 | 20386.0888 | 24311.6115 | -3925.5227 | 0 |  | -6356.6838 | -1494.3615 | -1886.9138 | -5964.1316 | -8395.2927 | 1
| 60653760 | 11482.6931 | 16384.2232 | -4901.53 | 0 |  | -6539.9524 | -3263.1077 | -3753.2607 | -6049.7994 | -7688.2217 | 1
| 60654045 | 7922.3153 | 7005.535 | 916.7803 | 1 |  | 216.2268 | 1617.3338 | 1709.0118 | 124.5487 | -576.0048 | 0
| 60654154 | 18711.1571 | 15196.5459 | 3514.6113 | 1 |  | 1994.9567 | 5034.2659 | 5385.727 | 1643.4956 | 123.841 | 1
| 60654166 | 9296.4347 | 20219.6834 | -10923.2487 | 0 |  | -12945.217 | -8901.2803 | -9993.6052 | -11852.8922 | -13874.8605 | 1
| 60655761 | 155149.4841 | 122127.13 | 33022.3541 | 1 |  | 20809.6411 | 45235.0671 | 48537.3025 | 17507.4057 | 5294.6927 | 1
| 60655776 | 133.6983 | 3284.5497 | -3150.8514 | 0 |  | -3479.3063 | -2822.3964 | -3137.4815 | -3164.2212 | -3492.6762 | 1
| 60655777 | 20556.1465 | 38507.6025 | -17951.4561 | 0 |  | -21802.2163 | -14100.6958 | -15895.8414 | -20007.0707 | -23857.831 | 1
| 60655783 | 1613.1176 | 10129.9299 | -8516.8122 | 0 |  | -9529.8052 | -7503.8192 | -8355.5005 | -8678.124 | -9691.117 | 1
| 60655786 | 37164.4912 | 59311.2181 | -22146.727 | 0 |  | -28077.8488 | -16215.6052 | -18430.2779 | -25863.1761 | -31794.2979 | 1
| 60656213 | 6436.8385 | 23672.6433 | -17235.8048 | 0 |  | -19603.0691 | -14868.5405 | -16592.121 | -17879.4887 | -20246.753 | 1
| 60656220 | 423544.3117 | 202376.2517 | 221168.0601 | 1 |  | 200930.4349 | 241405.6852 | 263522.4912 | 178813.6289 | 158576.0037 | 1
| 60656221 | 35158.7157 | 34605.1991 | 553.5165 | 1 |  | -2907.0034 | 4014.0365 | 4069.3881 | -2962.355 | -6422.8749 | 0
| 60656232 | 50947.5733 | 79289.8438 | -28342.2705 | 0 |  | -36271.2548 | -20413.2861 | -23247.5131 | -33437.0278 | -41366.0122 | 1
| 60656234 | 48501.6466 | 69146.7053 | -20645.0587 | 0 |  | -27559.7292 | -13730.3882 | -15794.8941 | -25495.2234 | -32409.8939 | 1
| 60656237 | 46428.8956 | 64939.7519 | -18510.8564 | 0 |  | -25004.8316 | -12016.8812 | -13867.9668 | -23153.7459 | -29647.7211 | 1
| 60656398 | 2618.275 | 5402.3357 | -2784.0608 | 0 |  | -3324.2943 | -2243.8272 | -2522.2333 | -3045.8883 | -3586.1218 | 1
| 60656401 | 7149.7392 | 9702.2122 | -2552.473 | 0 |  | -3522.6942 | -1582.2517 | -1837.499 | -3267.4469 | -4237.6681 | 1
| 60656408 | 793.0596 | 3295.0065 | -2501.9469 | 0 |  | -2831.4476 | -2172.4462 | -2422.6409 | -2581.2529 | -2910.7535 | 1
| 60656410 | 10299.5023 | 29574.1558 | -19274.6535 | 0 |  | -22232.0691 | -16317.2379 | -18244.7033 | -20304.6037 | -23262.0193 | 1
| 60656414 | 11728.0345 | 23183.9235 | -11455.889 | 0 |  | -13774.2814 | -9137.4967 | -10283.0856 | -12628.6925 | -14947.0848 | 1
| 60656422 | 4590.3495 | 14326.9768 | -9736.6272 | 0 |  | -11169.3249 | -8303.9296 | -9277.5923 | -10195.6622 | -11628.3599 | 1
| 60656428 | 13013033.4137 | 1159960.6237 | 11853072.79 | 1 |  | 11737076.7276 | 11969068.8524 | 13154376.1314 | 10551769.4486 | 10435773.3863 | 1
| 60656477 | 1804.9704 | 3854.1725 | -2049.2021 | 0 |  | -2434.6193 | -1663.7848 | -1868.705 | -2229.6991 | -2615.1164 | 1
| 60656478 | 4006.2415 | 7848.1365 | -3841.895 | 0 |  | -4626.7086 | -3057.0814 | -3441.2709 | -4242.5191 | -5027.3328 | 1
| 60656479 | 2392.7476 | 5259.2421 | -2866.4944 | 0 |  | -3392.4186 | -2340.5702 | -2627.2197 | -3105.7692 | -3631.6934 | 1
| 60656481 | 3991.0725 | 18388.8762 | -14397.8037 | 0 |  | -16236.6913 | -12558.9161 | -13998.6964 | -14796.9109 | -16635.7985 | 1
| 60656515 | 1003.8082 | 4417.191 | -3413.3828 | 0 |  | -3855.1019 | -2971.6637 | -3313.002 | -3513.7636 | -3955.4827 | 1
| 60660851 | 2359.9867 | 4656.0473 | -2296.0606 | 0 |  | -2761.6653 | -1830.4559 | -2060.0619 | -2532.0593 | -2997.664 | 1
| 60660853 | 967.4142 | 2015.9694 | -1048.5553 | 0 |  | -1250.1522 | -846.9583 | -951.8138 | -1145.2967 | -1346.8936 | 1
| 60660854 | 12093.2456 | 18705.6425 | -6612.3969 | 0 |  | -8482.9611 | -4741.8326 | -5403.0723 | -7821.7215 | -9692.2857 | 1
| 60660855 | 1046.4829 | 2712.1751 | -1665.6922 | 0 |  | -1936.9097 | -1394.4747 | -1561.0439 | -1770.3405 | -2041.558 | 1
| 60660856 | 264.3278 | 942.2167 | -677.8889 | 0 |  | -772.1106 | -583.6672 | -651.4561 | -704.3217 | -798.5433 | 1
| 60660859 | 563.2928 | 1964.2356 | -1400.9428 | 0 |  | -1597.3663 | -1204.5192 | -1344.6135 | -1457.2721 | -1653.6956 | 1
| 60660860 | 246.222 | 1485.9725 | -1239.7506 | 0 |  | -1388.3478 | -1091.1533 | -1215.1284 | -1264.3728 | -1412.97 | 1
| 60660866 | 3481.6371 | 9039.1159 | -5557.4788 | 0 |  | -6461.3904 | -4653.5672 | -5209.3151 | -5905.6425 | -6809.5541 | 1
| 60660875 | 1219.2924 | 1826.77 | -607.4776 | 0 |  | -790.1546 | -424.8006 | -485.5484 | -729.4069 | -912.0839 | 1
| 60660987 | 99590.2522 | 27493.7942 | 72096.458 | 1 |  | 69347.0786 | 74845.8374 | 82055.4832 | 62137.4328 | 59388.0534 | 1
| 60660994 | 18405.7582 | 7674.773 | 10730.9852 | 1 |  | 9963.5079 | 11498.4625 | 12571.561 | 8890.4094 | 8122.9321 | 1
| 60661002 | 19265.995 | 35471.8157 | -16205.8207 | 0 |  | -19753.0022 | -12658.6391 | -14279.2212 | -18132.4202 | -21679.6017 | 1
| 60661005 | 1110.1116 | 1876.7283 | -766.6167 | 0 |  | -954.2895 | -578.9439 | -655.6055 | -877.6279 | -1065.3007 | 1
| 60661007 | 90129.3582 | 65438.9286 | 24690.4295 | 1 |  | 18146.5367 | 31234.3224 | 33703.3654 | 15677.4937 | 9133.6009 | 1
| 60661013 | 54197.6302 | 49182.389 | 5015.2412 | 1 |  | 97.0023 | 9933.4801 | 10435.0043 | -404.5218 | -5322.7607 | 0
| 60661027 | 136505.4732 | 36512.5468 | 99992.9264 | 1 |  | 96341.6717 | 103644.1811 | 113643.4738 | 86342.3791 | 82691.1244 | 1
| 60661028 | 39013.5108 | 13828.3504 | 25185.1604 | 1 |  | 23802.3253 | 26567.9954 | 29086.5115 | 21283.8093 | 19900.9743 | 1
| 60661032 | 243512.6193 | 79614.006 | 163898.6133 | 1 |  | 155937.2127 | 171860.0139 | 188249.8752 | 139547.3514 | 131585.9508 | 1
| 60663084 | 147313.3004 | 39060.1642 | 108253.1362 | 1 |  | 104347.1198 | 112159.1527 | 122984.4663 | 93521.8062 | 89615.7898 | 1
| 60663095 | 19171.4578 | 34062.3432 | -14890.8854 | 0 |  | -18297.1197 | -11484.651 | -12973.7396 | -16808.0312 | -20214.2655 | 1
| 60663136 | 8156.6053 | 4380.3168 | 3776.2884 | 1 |  | 3338.2567 | 4214.3201 | 4591.9489 | 2960.6279 | 2522.5962 | 1
| 60663152 | 16300.7754 | 6616.4303 | 9684.3451 | 1 |  | 9022.7021 | 10345.9881 | 11314.4227 | 8054.2676 | 7392.6245 | 1
| 60663153 | 17033.2432 | 6875.65 | 10157.5932 | 1 |  | 9470.0282 | 10845.1582 | 11860.9175 | 8454.2689 | 7766.7039 | 1
| 60663159 | 34476.2965 | 15110.1393 | 19366.1572 | 1 |  | 17855.1433 | 20877.1712 | 22813.7869 | 15918.5276 | 14407.5136 | 1
| 60663170 | 141202.6682 | 112612.5029 | 28590.1653 | 1 |  | 17328.915 | 39851.4156 | 42710.4322 | 14469.8985 | 3208.6482 | 1
| 60663193 | 24885.2334 | 12787.6193 | 12097.6142 | 1 |  | 10818.8522 | 13376.3761 | 14586.1375 | 9609.0908 | 8330.3289 | 1
| 60663195 | 18094.9261 | 10667.0814 | 7427.8447 | 1 |  | 6361.1366 | 8494.5528 | 9237.3373 | 5618.3521 | 4551.6439 | 1
| 60663198 | 41154.5499 | 27486.6395 | 13667.9104 | 1 |  | 10919.2464 | 16416.5744 | 17783.3654 | 9552.4554 | 6803.7915 | 1
| 60664120 | 16592.6574 | 41198.3136 | -24605.6562 | 0 |  | -28725.4875 | -20485.8248 | -22946.3904 | -26264.9219 | -30384.7533 | 1
| 60664257 | 4662.4507 | 3014.3228 | 1648.1279 | 1 |  | 1346.6956 | 1949.5602 | 2114.373 | 1181.8828 | 880.4506 | 1
| 60664262 | 1416.083 | 2334.628 | -918.5449 | 0 |  | -1152.0077 | -685.0821 | -776.9366 | -1060.1532 | -1293.616 | 1
| 60664264 | 2247.979 | 4816.2021 | -2568.2231 | 0 |  | -3049.8433 | -2086.6029 | -2343.4252 | -2793.021 | -3274.6412 | 1
| 60664354 | 64607.9145 | 73556.1912 | -8948.2767 | 0 |  | -16303.8958 | -1592.6576 | -2487.4852 | -15409.0681 | -22764.6873 | 1
| 60664502 | 279655.2381 | 114933.3915 | 164721.8466 | 1 |  | 153228.5074 | 176215.1857 | 192687.3704 | 136756.3228 | 125262.9836 | 1
| 60670089 | 21989.1587 | 26370.509 | -4381.3503 | 0 |  | -7018.4012 | -1744.2994 | -2182.4345 | -6580.2662 | -9217.3171 | 1
| 60670095 | 73710.0726 | 52970.5183 | 20739.5544 | 1 |  | 15442.5025 | 26036.6062 | 28110.5616 | 13368.5471 | 8071.4953 | 1
| 60670106 | 9609.8822 | 13767.2604 | -4157.3782 | 0 |  | -5534.1043 | -2780.6522 | -3196.39 | -5118.3665 | -6495.0925 | 1
| 60670265 | 123813.1189 | 47802.0856 | 76011.0333 | 1 |  | 71230.8247 | 80791.2419 | 88392.3452 | 63629.7214 | 58849.5129 | 1
| 60670563 | 14770.0692 | 28764.5759 | -13994.5067 | 0 |  | -16870.9643 | -11118.0491 | -12517.4998 | -15471.5136 | -18347.9712 | 1
| 60670584 | 9152.9685 | 26163.0232 | -17010.0548 | 0 |  | -19626.3571 | -14393.7525 | -16094.7579 | -17925.3516 | -20541.654 | 1
| 60670620 | 263222.7165 | 172270.9983 | 90951.7182 | 1 |  | 73724.6184 | 108178.8181 | 117273.9899 | 64629.4466 | 47402.3467 | 1
| 60670624 | 9679.3469 | 29714.4976 | -20035.1507 | 0 |  | -23006.6005 | -17063.7009 | -19067.216 | -21003.0854 | -23974.5352 | 1
| 60670657 | 42753.0107 | 54924.2761 | -12171.2654 | 0 |  | -17663.693 | -6678.8378 | -7895.9643 | -16446.5664 | -21938.994 | 1
| 60670660 | 4396.5242 | 21870.2137 | -17473.6894 | 0 |  | -19660.7108 | -15286.6681 | -17034.037 | -17913.3419 | -20100.3632 | 1
| 60670687 | 1009772.3221 | 344098.4063 | 665673.9158 | 1 |  | 631264.0751 | 700083.7564 | 766651.148 | 564696.6836 | 530286.8429 | 1
| 60670690 | 595.629 | 5534.0534 | -4938.4244 | 0 |  | -5491.8298 | -4385.0191 | -4878.8615 | -4997.9873 | -5551.3927 | 1
| 60670692 | 4214.5201 | 14166.7205 | -9952.2003 | 0 |  | -11368.8724 | -8535.5283 | -9530.7483 | -10373.6524 | -11790.3244 | 1
| 60670698 | 16877.1308 | 27711.3352 | -10834.2044 | 0 |  | -13605.3379 | -8063.0709 | -9146.4913 | -12521.9175 | -15293.051 | 1
| 60670700 | 237181.4125 | 181556.1253 | 55625.2873 | 1 |  | 37469.6747 | 73780.8998 | 79343.4285 | 31907.146 | 13751.5335 | 1
| 60670701 | 256827.1114 | 105614.2281 | 151212.8833 | 1 |  | 140651.4605 | 161774.3061 | 176895.5944 | 125530.1722 | 114968.7493 | 1
| 60670702 | 159826.1582 | 121074.8413 | 38751.3169 | 1 |  | 26643.8328 | 50858.801 | 54733.9327 | 22768.7011 | 10661.2169 | 1
| 60670703 | 337.8668 | 5720.4439 | -5382.5772 | 0 |  | -5954.6216 | -4810.5328 | -5348.7905 | -5416.3639 | -5988.4082 | 1
| 60670708 | 396.76 | 5403.4365 | -5006.6765 | 0 |  | -5547.0201 | -4466.3328 | -4967.0005 | -5046.3525 | -5586.6961 | 1
| 60670714 | 4189.3509 | 15750.1239 | -11560.773 | 0 |  | -13135.7854 | -9985.7606 | -11141.8379 | -11979.7081 | -13554.7205 | 1
| 60673049 | 166701.4372 | 94993.8218 | 71707.6154 | 1 |  | 62208.2333 | 81206.9976 | 88377.7592 | 55037.4717 | 45538.0895 | 1
| 60673053 | 597828.7771 | 205279.9521 | 392548.825 | 1 |  | 372020.8298 | 413076.8202 | 452331.7027 | 332765.9473 | 312237.9521 | 1
| 60673055 | 215480.8767 | 112227.8011 | 103253.0756 | 1 |  | 92030.2955 | 114475.8557 | 124801.1632 | 81704.9879 | 70482.2078 | 1
| 60673076 | 3691.9632 | 4768.8711 | -1076.9079 | 0 |  | -1553.795 | -600.0208 | -707.7116 | -1446.1042 | -1922.9913 | 1
| 60673082 | 7405.4268 | 8948.8569 | -1543.43 | 0 |  | -2438.3157 | -648.5444 | -802.8874 | -2283.9727 | -3178.8584 | 1
| 60673084 | 28997.8327 | 28058.4638 | 939.369 | 1 |  | -1866.4774 | 3745.2154 | 3839.1522 | -1960.4143 | -4766.2607 | 0
| 60673088 | 111530.2888 | 63617.7867 | 47912.5021 | 1 |  | 41550.7234 | 54274.2808 | 59065.531 | 36759.4732 | 30397.6945 | 1
| 60673089 | 47775.1281 | 33454.7455 | 14320.3825 | 1 |  | 10974.908 | 17665.8571 | 19097.8954 | 9542.8697 | 6197.3952 | 1
| 60673113 | 23010.8492 | 23601.0965 | -590.2473 | 0 |  | -2950.357 | 1769.8623 | 1710.8376 | -2891.3322 | -5251.4419 | 1
| 60673123 | 177635.9584 | 88079.6466 | 89556.3119 | 1 |  | 80748.3472 | 98364.2765 | 107319.9077 | 71792.716 | 62984.7514 | 1
| 60673124 | 450117.48 | 160755.2615 | 289362.2186 | 1 |  | 273286.6924 | 305437.7447 | 334373.9666 | 244350.4706 | 228274.9444 | 1
| 60673127 | 27861.6121 | 21648.4185 | 6213.1936 | 1 |  | 4048.3517 | 8378.0354 | 8999.3548 | 3427.0324 | 1262.1905 | 1
| 60677828 | 863.7346 | 8102.3308 | -7238.5962 | 0 |  | -8048.8292 | -6428.3631 | -7152.2227 | -7324.9696 | -8135.2027 | 1
| 60677830 | 192.5301 | 3265.9281 | -3073.398 | 0 |  | -3399.9908 | -2746.8052 | -3054.145 | -3092.651 | -3419.2438 | 1
| 60677834 | 317.4296 | 4600.1344 | -4282.7048 | 0 |  | -4742.7182 | -3822.6913 | -4250.9618 | -4314.4477 | -4774.4612 | 1
| 60680841 | 30114.6097 | 49055.2558 | -18940.6461 | 0 |  | -23846.1717 | -14035.1206 | -15929.1852 | -21952.1071 | -26857.6327 | 1
| 60680843 | 1280.8257 | 8700.0941 | -7419.2684 | 0 |  | -8289.2778 | -6549.259 | -7291.1858 | -7547.3509 | -8417.3603 | 1
| 60681263 | 51.8234 | 1721.5267 | -1669.7033 | 0 |  | -1841.856 | -1497.5506 | -1664.521 | -1674.8856 | -1847.0383 | 1
| 60681266 | 33.9274 | 1285.0911 | -1251.1636 | 0 |  | -1379.6727 | -1122.6545 | -1247.7709 | -1254.5564 | -1383.0655 | 1
| 60681285 | 218590.6602 | 106278.6694 | 112311.9908 | 1 |  | 101684.1238 | 122939.8577 | 134171.0568 | 90452.9248 | 79825.0578 | 1
| 60681287 | 2572.4153 | 10922.0869 | -8349.6717 | 0 |  | -9441.8804 | -7257.463 | -8092.4301 | -8606.9132 | -9699.1219 | 1
| 60685011 | 17588.9387 | 20103.5574 | -2514.6187 | 0 |  | -4524.9745 | -504.263 | -755.7249 | -4273.5126 | -6283.8684 | 1
| 60685072 | 33388.0501 | 51446.0205 | -18057.9704 | 0 |  | -23202.5725 | -12913.3684 | -14719.1654 | -21396.7754 | -26541.3775 | 1
| 60685075 | 11049.7217 | 19012.7564 | -7963.0347 | 0 |  | -9864.3103 | -6061.759 | -6858.0625 | -9068.0069 | -10969.2825 | 1
| 60685118 | 26102.5406 | 40796.0003 | -14693.4596 | 0 |  | -18773.0597 | -10613.8596 | -12083.2056 | -17303.7137 | -21383.3137 | 1
| 60685120 | 15970.9544 | 30133.3217 | -14162.3674 | 0 |  | -17175.6995 | -11149.0352 | -12565.2719 | -15759.4628 | -18772.795 | 1
| 60690279 | 83645.4807 | 95244.2357 | -11598.755 | 0 |  | -21123.1786 | -2074.3314 | -3234.2069 | -19963.3031 | -29487.7266 | 1
| 60690285 | 116810.9774 | 112960.8809 | 3850.0965 | 1 |  | -7445.9916 | 15146.1846 | 15531.1943 | -7831.0012 | -19127.0893 | 0
| 60690475 | 5055.847 | 2384.7108 | 2671.1363 | 1 |  | 2432.6652 | 2909.6073 | 3176.721 | 2165.5516 | 1927.0805 | 1
| 60690476 | 97044.3611 | 32045.8234 | 64998.5377 | 1 |  | 61793.9554 | 68203.12 | 74702.9738 | 55294.1016 | 52089.5193 | 1
| 60690595 | 3346346.4842 | 563624.4322 | 2782722.052 | 1 |  | 2726359.6087 | 2839084.4952 | 3117356.7004 | 2448087.4035 | 2391724.9603 | 1
| 60690616 | 22398.2964 | 36841.1119 | -14442.8155 | 0 |  | -18126.9267 | -10758.7043 | -12202.9858 | -16682.6451 | -20366.7563 | 1
| 60690618 | 33027.8109 | 41064.576 | -8036.7652 | 0 |  | -12143.2228 | -3930.3076 | -4733.9841 | -11339.5462 | -15446.0038 | 1
| 60690621 | 2496.9435 | 6872.3478 | -4375.4044 | 0 |  | -5062.6392 | -3688.1696 | -4125.71 | -4625.0987 | -5312.3335 | 1
| 60694677 | 9009.8421 | 13300.0046 | -4290.1626 | 0 |  | -5620.163 | -2960.1621 | -3389.1784 | -5191.1468 | -6521.1472 | 1
| 60694679 | 4669.4488 | 5348.9508 | -679.502 | 0 |  | -1214.3971 | -144.607 | -212.5572 | -1146.4469 | -1681.342 | 1
| 60694686 | 11232.4446 | 13900.4476 | -2668.003 | 0 |  | -4058.0478 | -1277.9582 | -1544.7585 | -3791.2475 | -5181.2922 | 1
| 60694954 | 239936.0891 | 70287.0516 | 169649.0375 | 1 |  | 162620.3324 | 176677.7427 | 193642.6464 | 145655.4286 | 138626.7234 | 1
| 60694959 | 515444.6397 | 213987.2008 | 301457.4389 | 1 |  | 280058.7188 | 322856.1589 | 353001.9028 | 249912.9749 | 228514.2548 | 1
| 60694961 | 49793.1083 | 21177.3102 | 28615.7982 | 1 |  | 26498.0671 | 30733.5292 | 33595.109 | 23636.4873 | 21518.7563 | 1
| 60698374 | 5592.9305 | 16422.1704 | -10829.24 | 0 |  | -12471.457 | -9187.0229 | -10269.9469 | -11388.533 | -13030.7501 | 1
| 60705390 | 11193.9998 | 21179.479 | -9985.4793 | 0 |  | -12103.4272 | -7867.5314 | -8866.0793 | -11104.8793 | -13222.8272 | 1
| 60705741 | 3396.5786 | 3571.8377 | -175.2591 | 0 |  | -532.4429 | 181.9246 | 164.3987 | -514.917 | -872.1008 | 1
| 60705744 | 3947.5121 | 4126.6008 | -179.0887 | 0 |  | -591.7488 | 233.5714 | 215.6625 | -573.8399 | -986.5 | 1
| 60705751 | 3204.3437 | 10060.0341 | -6855.6904 | 0 |  | -7861.6938 | -5849.687 | -6535.2561 | -7176.1248 | -8182.1282 | 1
| 60720842 | 1730.1285 | 11918.6005 | -10188.472 | 0 |  | -11380.3321 | -8996.612 | -10015.4592 | -10361.4849 | -11553.3449 | 1
| 60721047 | 1994.425 | 1199.7852 | 794.6398 | 1 |  | 674.6613 | 914.6183 | 994.0823 | 595.1973 | 475.2188 | 1
| 60721624 | 8057.2874 | 17665.8748 | -9608.5874 | 0 |  | -11375.1749 | -7841.9999 | -8802.8587 | -10414.3161 | -12180.9036 | 1
| 60721640 | 19390.816 | 33349.0729 | -13958.2569 | 0 |  | -17293.1642 | -10623.3497 | -12019.1753 | -15897.3385 | -19232.2458 | 1
| 60721723 | 34173.8249 | 56235.8053 | -22061.9805 | 0 |  | -27685.561 | -16438.3999 | -18644.598 | -25479.363 | -31102.9435 | 1
| 60721750 | 393.4152 | 5285.109 | -4891.6938 | 0 |  | -5420.2047 | -4363.1829 | -4852.3523 | -4931.0353 | -5459.5462 | 1
| 60721769 | 25410.8073 | 48368.9566 | -22958.1493 | 0 |  | -27795.045 | -18121.2537 | -20417.0686 | -25499.2301 | -30336.1257 | 1
| 60721784 | 229124.1908 | 136231.7613 | 92892.4295 | 1 |  | 79269.2534 | 106515.6056 | 115804.8486 | 69980.0104 | 56356.8343 | 1
| 60721786 | 418132.4827 | 201382.3012 | 216750.1816 | 1 |  | 196611.9514 | 236888.4117 | 258563.4298 | 174936.9333 | 154798.7032 | 1
| 60721797 | 6328.6418 | 15800.5718 | -9471.9299 | 0 |  | -11051.9871 | -7891.8727 | -8839.0657 | -10104.7941 | -11684.8513 | 1
| 60723079 | 22605.3851 | 20941.2056 | 1664.1795 | 1 |  | -429.9411 | 3758.3 | 3924.718 | -596.359 | -2690.4796 | 0
| 60723081 | 15561.8228 | 12898.2417 | 2663.5812 | 1 |  | 1373.757 | 3953.4053 | 4219.7635 | 1107.3989 | -182.4253 | 0
| 60727158 | 105179.7413 | 37930.2747 | 67249.4666 | 1 |  | 63456.4392 | 71042.4941 | 77767.4408 | 56731.4925 | 52938.465 | 1
| 60727189 | 39919.0662 | 15992.9171 | 23926.1491 | 1 |  | 22326.8574 | 25525.4408 | 27918.0558 | 19934.2425 | 18334.9508 | 1
| 60736493 | 3997.1488 | 7215.7726 | -3218.6238 | 0 |  | -3940.201 | -2497.0465 | -2818.9089 | -3618.3387 | -4339.9159 | 1
| 60736495 | 568.5716 | 1140.3463 | -571.7748 | 0 |  | -685.8094 | -457.7401 | -514.9176 | -628.6319 | -742.6665 | 1
| 60737623 | 185541.5045 | 160498.7936 | 25042.7109 | 1 |  | 8992.8316 | 41092.5903 | 43596.8614 | 6488.5605 | -9561.3189 | 0
| 60737624 | 19644.5692 | 51753.1215 | -32108.5523 | 0 |  | -37283.8644 | -26933.2401 | -30144.0953 | -34073.0092 | -39248.3213 | 1
| 60740806 | 14286.0381 | 14898.801 | -612.7629 | 0 |  | -2102.643 | 877.1172 | 815.8409 | -2041.3667 | -3531.2468 | 1
| 60740807 | 21869.3464 | 22912.5959 | -1043.2494 | 0 |  | -3334.509 | 1248.0101 | 1143.6852 | -3230.1841 | -5521.4437 | 1
| 60740812 | 12318.5236 | 7826.1221 | 4492.4015 | 1 |  | 3709.7893 | 5275.0138 | 5724.2539 | 3260.5492 | 2477.937 | 1
| 60740980 | 32080.2201 | 28528.6411 | 3551.579 | 1 |  | 698.7149 | 6404.4431 | 6759.601 | 343.557 | -2509.3071 | 0
| 60740981 | 11473.1364 | 12787.0689 | -1313.9325 | 0 |  | -2592.6394 | -35.2256 | -166.6189 | -2461.2462 | -3739.953 | 1
| 60740982 | 6692.3426 | 8316.493 | -1624.1504 | 0 |  | -2455.7997 | -792.5011 | -954.9161 | -2293.3846 | -3125.0339 | 1
| 60745500 | 124557.9451 | 60665.1042 | 63892.8408 | 1 |  | 57826.3304 | 69959.3513 | 76348.6353 | 51437.0463 | 45370.5359 | 1
| 60748443 | 34612.7289 | 23558.7188 | 11054.0101 | 1 |  | 8698.1382 | 13409.882 | 14515.283 | 7592.7372 | 5236.8654 | 1
| 60748449 | 67473.9516 | 42124.5698 | 25349.3818 | 1 |  | 21136.9248 | 29561.8387 | 32096.7769 | 18601.9866 | 14389.5296 | 1
| 60748458 | 41332.7249 | 16826.7128 | 24506.0121 | 1 |  | 22823.3408 | 26188.6834 | 28639.2846 | 20372.7396 | 18690.0683 | 1
| 60752845 | 647.293 | 7191.0064 | -6543.7134 | 0 |  | -7262.814 | -5824.6127 | -6478.9841 | -6608.4427 | -7327.5433 | 1
| 60752846 | 411.111 | 5602.1165 | -5191.0055 | 0 |  | -5751.2172 | -4630.7939 | -5149.8944 | -5232.1166 | -5792.3283 | 1
| 60752887 | 38139.806 | 54646.3651 | -16506.5591 | 0 |  | -21971.1956 | -11041.9226 | -12692.5785 | -20320.5397 | -25785.1762 | 1
| 60752943 | 344.7125 | 1560.2712 | -1215.5587 | 0 |  | -1371.5858 | -1059.5315 | -1181.0874 | -1250.0299 | -1406.057 | 1
| 60756407 | 4582.937 | 4121.6475 | 461.2895 | 1 |  | 49.1247 | 873.4542 | 919.5832 | 2.9958 | -409.169 | 0
| 60756408 | 16900.0675 | 13885.0375 | 3015.03 | 1 |  | 1626.5262 | 4403.5337 | 4705.0367 | 1325.0232 | -63.4805 | 0
| 60756513 | 315252.8534 | 198263.9603 | 116988.8932 | 1 |  | 97162.4972 | 136815.2892 | 148514.1785 | 85463.6078 | 65637.2118 | 1
| 60756553 | 63701.8262 | 67000.3005 | -3298.4744 | 0 |  | -9998.5044 | 3401.5557 | 3071.7083 | -9668.657 | -16368.687 | 1
| 60756554 | 79679.4783 | 76265.0641 | 3414.4142 | 1 |  | -4212.0922 | 11040.9206 | 11382.362 | -4553.5336 | -12180.04 | 0
| 60756650 | 131261.2245 | 127684.117 | 3577.1075 | 1 |  | -9191.3042 | 16345.5192 | 16703.2299 | -9549.015 | -22317.4267 | 0
| 60756656 | 909.6874 | 3917.4639 | -3007.7765 | 0 |  | -3399.5229 | -2616.0301 | -2916.8078 | -3098.7452 | -3490.4916 | 1
| 60756684 | 7206.5809 | 9454.6379 | -2248.057 | 0 |  | -3193.5208 | -1302.5932 | -1527.3989 | -2968.7151 | -3914.1789 | 1
| 60756687 | 4350.9149 | 5971.4082 | -1620.4933 | 0 |  | -2217.6341 | -1023.3525 | -1185.4018 | -2055.5848 | -2652.7256 | 1
| 60756690 | 25816.8526 | 35341.9307 | -9525.0781 | 0 |  | -13059.2712 | -5990.885 | -6943.3928 | -12106.7634 | -15640.9564 | 1
| 60756693 | 1197.8497 | 4262.5398 | -3064.69 | 0 |  | -3490.944 | -2638.4361 | -2944.9051 | -3184.475 | -3610.729 | 1
| 60756695 | 1483.7534 | 5110.6448 | -3626.8914 | 0 |  | -4137.9559 | -3115.827 | -3478.5161 | -3775.2668 | -4286.3313 | 1
| 60756787 | 217.2316 | 3322.4601 | -3105.2285 | 0 |  | -3437.4745 | -2772.9825 | -3083.5054 | -3126.9517 | -3459.1977 | 1
| 60759639 | 4368.5426 | 14171.7752 | -9803.2326 | 0 |  | -11220.4101 | -8386.0551 | -9366.3783 | -10240.0868 | -11657.2643 | 1
| 60759640 | 539.1805 | 3310.967 | -2771.7865 | 0 |  | -3102.8832 | -2440.6898 | -2717.8685 | -2825.7046 | -3156.8013 | 1
| 60759644 | 43861.3917 | 57662.339 | -13800.9473 | 0 |  | -19567.1812 | -8034.7134 | -9414.8081 | -18187.0865 | -23953.3204 | 1
| 60759669 | 737.374 | 3463.9671 | -2726.5931 | 0 |  | -3072.9898 | -2380.1964 | -2652.8557 | -2800.3305 | -3146.7272 | 1
| 60759672 | 15148.9508 | 26776.1245 | -11627.1737 | 0 |  | -14304.7862 | -8949.5613 | -10112.2787 | -13142.0688 | -15819.6813 | 1
| 60759706 | 2537.3687 | 9227.3391 | -6689.9705 | 0 |  | -7612.7044 | -5767.2365 | -6436.2336 | -6943.7073 | -7866.4412 | 1
| 60760169 | 200598.5604 | 101781.4588 | 98817.1016 | 1 |  | 88638.9557 | 108995.2475 | 118876.9576 | 78757.2455 | 68579.0997 | 1
| 60760170 | 552.5726 | 4720.0431 | -4167.4704 | 0 |  | -4639.4748 | -3695.4661 | -4112.2132 | -4222.7277 | -4694.732 | 1
| 60763468 | 1192358.6715 | 321715.8073 | 870642.8642 | 1 |  | 838471.2834 | 902814.4449 | 989878.7313 | 751406.997 | 719235.4163 | 1
| 60763470 | 30003.7599 | 28806.9536 | 1196.8062 | 1 |  | -1683.8892 | 4077.5016 | 4197.1822 | -1803.5698 | -4684.2651 | 0
| 60763640 | 18363.3452 | 28656.1549 | -10292.8098 | 0 |  | -13158.4252 | -7427.1943 | -8456.4752 | -12129.1443 | -14994.7598 | 1
| 60763684 | 294465.7477 | 73091.1369 | 221374.6109 | 1 |  | 214065.4972 | 228683.7246 | 250821.1857 | 191928.0361 | 184618.9224 | 1
| 60767738 | 27898.9815 | 29355.6628 | -1456.6812 | 0 |  | -4392.2475 | 1478.8851 | 1333.2169 | -4246.5794 | -7182.1457 | 1
| 60767739 | 14650.2929 | 18119.5089 | -3469.216 | 0 |  | -5281.1669 | -1657.2651 | -2004.1867 | -4934.2453 | -6746.1962 | 1
| 60767966 | 403.5098 | 1706.1166 | -1302.6068 | 0 |  | -1473.2185 | -1131.9951 | -1262.2558 | -1342.9578 | -1513.5694 | 1
| 60767967 | 804.1577 | 3148.0603 | -2343.9026 | 0 |  | -2658.7087 | -2029.0966 | -2263.4869 | -2424.3184 | -2739.1244 | 1
| 60769716 | 251482.3456 | 145769.5036 | 105712.842 | 1 |  | 91135.8916 | 120289.7924 | 130861.0766 | 80564.6074 | 65987.6571 | 1
| 60769718 | 68.2867 | 384.7018 | -316.4151 | 0 |  | -354.8853 | -277.9449 | -309.5864 | -323.2438 | -361.7139 | 1
| 60769719 | 66363.1913 | 71229.2683 | -4866.077 | 0 |  | -11989.0039 | 2256.8498 | 1770.2421 | -11502.3962 | -18625.323 | 1
| 60769720 | 65682.2455 | 70825.3039 | -5143.0585 | 0 |  | -12225.5889 | 1939.4719 | 1425.1661 | -11711.283 | -18793.8134 | 1
| 60770637 | 17696.0083 | 20332.5073 | -2636.499 | 0 |  | -4669.7497 | -603.2483 | -866.8982 | -4406.0998 | -6439.3506 | 1
| 60770700 | 131722.1269 | 100156.2005 | 31565.9264 | 1 |  | 21550.3064 | 41581.5465 | 44738.1391 | 18393.7138 | 8378.0937 | 1
| 60770731 | 4404.5483 | 13683.6057 | -9279.0574 | 0 |  | -10647.4179 | -7910.6968 | -8838.6025 | -9719.5122 | -11087.8728 | 1
| 60770732 | 33364.4456 | 40143.8234 | -6779.3778 | 0 |  | -10793.7601 | -2764.9954 | -3442.9332 | -10115.8223 | -14130.2047 | 1
| 60770736 | 74131.618 | 49483.436 | 24648.182 | 1 |  | 19699.8384 | 29596.5256 | 32061.3438 | 17235.0202 | 12286.6766 | 1
| 60770759 | 415993.7973 | 183332.688 | 232661.1093 | 1 |  | 214327.8405 | 250994.3781 | 274260.489 | 191061.7296 | 172728.4608 | 1
| 60770761 | 1086.4097 | 3553.6758 | -2467.2661 | 0 |  | -2822.6337 | -2111.8985 | -2358.6251 | -2575.9071 | -2931.2746 | 1
| 60771432 | 16226.4029 | 36477.8741 | -20251.4712 | 0 |  | -23899.2586 | -16603.6838 | -18628.8309 | -21874.1115 | -25521.8989 | 1
| 60771437 | 103077.2281 | 80311.8627 | 22765.3654 | 1 |  | 14734.1791 | 30796.5517 | 33073.0882 | 12457.6426 | 4426.4563 | 1
| 60771476 | 584332.2577 | 194095.5321 | 390236.7256 | 1 |  | 370827.1724 | 409646.2788 | 448669.9514 | 331803.4998 | 312393.9466 | 1
| 60773966 | 424.7528 | 2162.3652 | -1737.6124 | 0 |  | -1953.849 | -1521.3759 | -1695.1372 | -1780.0877 | -1996.3242 | 1
| 60773968 | 21812.9241 | 37848.271 | -16035.3469 | 0 |  | -19820.174 | -12250.5198 | -13854.0545 | -18216.6393 | -22001.4664 | 1
| 60774327 | 1574.613 | 4074.3166 | -2499.7035 | 0 |  | -2907.1352 | -2092.2719 | -2342.2422 | -2657.1648 | -3064.5965 | 1
| 60774508 | 177613.6089 | 60700.3273 | 116913.2816 | 1 |  | 110843.2489 | 122983.3143 | 134674.6425 | 99151.9207 | 93081.888 | 1
| 60774653 | 1716.418 | 4358.3024 | -2641.8845 | 0 |  | -3077.7147 | -2206.0542 | -2470.2427 | -2813.5263 | -3249.3565 | 1
| 60774655 | 11157.0836 | 19173.4487 | -8016.3651 | 0 |  | -9933.7099 | -6099.0202 | -6900.6567 | -9132.0734 | -11049.4183 | 1
| 60774659 | 48674.2811 | 43077.2433 | 5597.0378 | 1 |  | 1289.3135 | 9904.7622 | 10464.466 | 729.6097 | -3578.1146 | 0
| 60775647 | 48465.6954 | 49596.2599 | -1130.5645 | 0 |  | -6090.1905 | 3829.0615 | 3716.0051 | -5977.134 | -10936.76 | 1
| 60775970 | 201302.4345 | 135965.3869 | 65337.0476 | 1 |  | 51740.5089 | 78933.5863 | 85467.291 | 45206.8041 | 31610.2654 | 1
| 60775971 | 9370879.8858 | 931763.1225 | 8439116.7633 | 1 |  | 8345940.451 | 8532293.0755 | 9376204.7518 | 7502028.7747 | 7408852.4624 | 1
| 60778769 | 302647.2059 | 188821.9807 | 113825.2252 | 1 |  | 94943.0272 | 132707.4233 | 144089.9458 | 83560.5046 | 64678.3066 | 1
| 60778806 | 593.9908 | 6239.4336 | -5645.4428 | 0 |  | -6269.3862 | -5021.4995 | -5586.0437 | -5704.8419 | -6328.7853 | 1
| 60778810 | 512.6613 | 5679.1669 | -5166.5056 | 0 |  | -5734.4223 | -4598.5889 | -5115.2395 | -5217.7717 | -5785.6884 | 1
| 60779296 | 790.1441 | 2701.1679 | -1911.0238 | 0 |  | -2181.1406 | -1640.907 | -1832.0094 | -1990.0382 | -2260.155 | 1
| 60779302 | 36741.9937 | 50149.3719 | -13407.3781 | 0 |  | -18422.3153 | -8392.441 | -9733.1788 | -17081.5775 | -22096.5147 | 1
| 60779304 | 807064.0863 | 269179.5232 | 537884.5631 | 1 |  | 510966.6107 | 564802.5154 | 618590.9717 | 457178.1544 | 430260.2021 | 1
| 60779444 | 8042.2731 | 19216.9271 | -11174.6541 | 0 |  | -13096.3468 | -9252.9614 | -10370.4268 | -11978.8814 | -13900.5741 | 1
| 60779464 | 1593.1909 | 4975.2562 | -3382.0654 | 0 |  | -3879.591 | -2884.5397 | -3222.7463 | -3541.3844 | -4038.9101 | 1
| 60779489 | 561.176 | 1977.9946 | -1416.8186 | 0 |  | -1614.618 | -1219.0191 | -1360.701 | -1472.9362 | -1670.7356 | 1
| 60779490 | 25833950.4103 | 1571510.0756 | 24262440.3347 | 1 |  | 24105289.3271 | 24419591.3423 | 26845835.3757 | 21679045.2937 | 21521894.2861 | 1
| 60782060 | 67596.9786 | 69334.9285 | -1737.9499 | 0 |  | -8671.4427 | 5195.543 | 5021.748 | -8497.6477 | -15431.1406 | 1
| 60782353 | 885.4338 | 4470.0256 | -3584.5918 | 0 |  | -4031.5943 | -3137.5892 | -3496.0484 | -3673.1352 | -4120.1377 | 1
| 60784440 | 89251.7518 | 67559.4665 | 21692.2853 | 1 |  | 14936.3386 | 28448.2319 | 30617.4605 | 12767.1101 | 6011.1635 | 1
| 60784442 | 108366.0802 | 76045.4704 | 32320.6098 | 1 |  | 24716.0628 | 39925.1568 | 43157.2178 | 21484.0018 | 13879.4547 | 1
| 60785347 | 37181.841 | 22915.8981 | 14265.943 | 1 |  | 11974.3532 | 16557.5328 | 17984.1271 | 10547.7589 | 8256.1691 | 1
| 60786106 | 144079.117 | 102488.627 | 41590.49 | 1 |  | 31341.6273 | 51839.3527 | 55998.4017 | 27182.5783 | 16933.7156 | 1
| 60786137 | 26648.714 | 34060.6921 | -7411.9781 | 0 |  | -10818.0473 | -4005.9089 | -4747.1067 | -10076.8495 | -13482.9187 | 1
| 60413362 | 9284.7672 | 13916.9584 | -4632.1912 | 0 |  | -6023.8871 | -3240.4954 | -3703.7145 | -5560.668 | -6952.3638 | 1
| 60413367 | 912.4774 | 1566.3251 | -653.8477 | 0 |  | -810.4802 | -497.2152 | -562.6 | -745.0955 | -901.728 | 1
| 60413368 | 12253.2722 | 16424.9498 | -4171.6776 | 0 |  | -5814.1726 | -2529.1826 | -2946.3504 | -5397.0048 | -7039.4998 | 1
| 60413380 | 852.3548 | 1278.4867 | -426.132 | 0 |  | -553.9806 | -298.2833 | -340.8965 | -511.3675 | -639.2161 | 1
| 60413381 | 7299.4869 | 9473.9005 | -2174.4136 | 0 |  | -3121.8036 | -1227.0235 | -1444.4649 | -2904.3623 | -3851.7523 | 1
| 60413386 | 14768.3868 | 19056.7723 | -4288.3855 | 0 |  | -6194.0627 | -2382.7083 | -2811.5468 | -5765.2242 | -7670.9014 | 1
| 60413391 | 689.108 | 1046.2347 | -357.1268 | 0 |  | -461.7503 | -252.5033 | -288.216 | -426.0376 | -530.661 | 1
| 60413401 | 11289.9416 | 15630.7801 | -4340.8384 | 0 |  | -5903.9165 | -2777.7604 | -3211.8443 | -5469.8326 | -7032.9106 | 1
| 60413412 | 24488.4517 | 28072.7731 | -3584.3215 | 0 |  | -6391.5988 | -777.0442 | -1135.4763 | -6033.1666 | -8840.4439 | 1
| 60413419 | 33636.6292 | 15422.7439 | 18213.8853 | 1 |  | 16671.6109 | 19756.1597 | 21577.5483 | 14850.2224 | 13307.948 | 1
| 60413427 | 4293.4056 | 2315.9157 | 1977.4899 | 1 |  | 1745.8983 | 2209.0814 | 2406.8304 | 1548.1493 | 1316.5577 | 1
| 60413428 | 111412.8697 | 47410.7795 | 64002.0902 | 1 |  | 59261.0122 | 68743.1681 | 75143.3772 | 52860.8032 | 48119.7253 | 1
| 60413446 | 4836.1968 | 1363.1061 | 3473.0907 | 1 |  | 3336.7801 | 3609.4013 | 3956.7104 | 2989.471 | 2853.1604 | 1
| 60413450 | 3822.9201 | 2129.894 | 1693.0262 | 1 |  | 1480.0368 | 1906.0156 | 2075.3182 | 1310.7342 | 1097.7448 | 1
| 60413451 | 16294.1809 | 8735.3171 | 7558.8638 | 1 |  | 6685.3321 | 8432.3955 | 9188.2819 | 5929.4457 | 5055.914 | 1
| 60413452 | 9738.0557 | 5550.3826 | 4187.6731 | 1 |  | 3632.6348 | 4742.7113 | 5161.4787 | 3213.8675 | 2658.8293 | 1
| 60413455 | 8633.3902 | 4452.414 | 4180.9761 | 1 |  | 3735.7347 | 4626.2175 | 5044.3152 | 3317.6371 | 2872.3957 | 1
| 60413456 | 19660.3764 | 10945.0133 | 8715.3631 | 1 |  | 7620.8617 | 9809.8644 | 10681.4007 | 6749.3254 | 5654.8241 | 1
| 60413476 | 234810.5736 | 92570.5858 | 142239.9878 | 1 |  | 132982.9293 | 151497.0464 | 165721.0452 | 118758.9305 | 109501.8719 | 1
| 60413477 | 3801.9146 | 2118.3364 | 1683.5781 | 1 |  | 1471.7445 | 1895.4118 | 2063.7696 | 1303.3867 | 1091.553 | 1
| 60413478 | 80801.4297 | 39982.0175 | 40819.4121 | 1 |  | 36821.2104 | 44817.6139 | 48899.5551 | 32739.2692 | 28741.0674 | 1
| 60413517 | 41396.9782 | 20188.8633 | 21208.1149 | 1 |  | 19189.2286 | 23227.0013 | 25347.8128 | 17068.4171 | 15049.5308 | 1
| 60413522 | 131636.1037 | 81169.8742 | 50466.2294 | 1 |  | 42349.242 | 58583.2168 | 63629.8398 | 37302.619 | 29185.6316 | 1
| 60413544 | 140184.2845 | 85625.0401 | 54559.2444 | 1 |  | 45996.7404 | 63121.7484 | 68577.6729 | 40540.816 | 31978.312 | 1
| 60413546 | 236874.3783 | 124464.5098 | 112409.8685 | 1 |  | 99963.4175 | 124856.3195 | 136097.3063 | 88722.4306 | 76275.9797 | 1
| 60413552 | 523151.6402 | 215652.0405 | 307499.5998 | 1 |  | 285934.3957 | 329064.8038 | 359814.7638 | 255184.4358 | 233619.2317 | 1
| 60413553 | 61273.7258 | 60384.9709 | 888.7549 | 1 |  | -5149.7422 | 6927.252 | 7016.1275 | -5238.6177 | -11277.1148 | 0
| 60413554 | 22496.6158 | 29120.659 | -6624.0431 | 0 |  | -9536.109 | -3711.9772 | -4374.3815 | -8873.7047 | -11785.7706 | 1
| 60413578 | 82710.5555 | 43571.7346 | 39138.8209 | 1 |  | 34781.6474 | 43495.9943 | 47409.8764 | 30867.7653 | 26510.5919 | 1
| 60413581 | 99732.9639 | 39177.1942 | 60555.7697 | 1 |  | 56638.0502 | 64473.4891 | 70529.066 | 50582.4733 | 46664.7538 | 1
| 60413582 | 68905.9909 | 32820.7648 | 36085.2261 | 1 |  | 32803.1496 | 39367.3026 | 42975.8252 | 29194.627 | 25912.5505 | 1
| 60413583 | 9957.7789 | 5738.8869 | 4218.892 | 1 |  | 3645.0033 | 4792.7807 | 5214.6699 | 3223.1141 | 2649.2254 | 1
| 60413584 | 250151.0506 | 81185.0454 | 168966.0052 | 1 |  | 160847.5007 | 177084.5097 | 193981.1103 | 143950.9001 | 135832.3956 | 1
| 60413590 | 99128.5695 | 39002.021 | 60126.5485 | 1 |  | 56226.3463 | 64026.7506 | 70039.4054 | 50213.6915 | 46313.4894 | 1
| 60413594 | 813.5657 | 1542.1093 | -728.5436 | 0 |  | -882.7545 | -574.3326 | -647.187 | -809.9001 | -964.1111 | 1
| 60413597 | 41550.7264 | 31673.9 | 9876.8264 | 1 |  | 6709.4364 | 13044.2164 | 14031.8991 | 5721.7538 | 2554.3638 | 1
| 60413600 | 98883.0572 | 69120.8384 | 29762.2188 | 1 |  | 22850.135 | 36674.3027 | 39650.5246 | 19873.9131 | 12961.8293 | 1
| 60413601 | 3432.2629 | 4465.0723 | -1032.8094 | 0 |  | -1479.3166 | -586.3022 | -689.5831 | -1376.0357 | -1822.5429 | 1
| 60413602 | 51477.0236 | 43905.5354 | 7571.4882 | 1 |  | 3180.9347 | 11962.0418 | 12719.1906 | 2423.7859 | -1966.7677 | 0
| 60413605 | 149585.2414 | 89344.3743 | 60240.867 | 1 |  | 51306.4296 | 69175.3045 | 75199.3912 | 45282.3429 | 36347.9055 | 1
| 60413606 | 58595.0165 | 47425.0889 | 11169.9277 | 1 |  | 6427.4188 | 15912.4366 | 17029.4293 | 5310.426 | 567.9171 | 1
| 60413607 | 1227.2628 | 1623.0122 | -395.7494 | 0 |  | -558.0506 | -233.4482 | -273.0231 | -518.4757 | -680.7769 | 1
| 60413608 | 187452.5807 | 119005.487 | 68447.0937 | 1 |  | 56546.545 | 80347.6424 | 87192.3518 | 49701.8356 | 37801.2869 | 1
| 60413609 | 21678.3547 | 30784.3978 | -9106.0431 | 0 |  | -12184.4829 | -6027.6034 | -6938.2077 | -11273.8786 | -14352.3184 | 1
| 60413620 | 217229.4783 | 67721.0458 | 149508.4325 | 1 |  | 142736.3279 | 156280.5371 | 171231.3803 | 127785.4847 | 121013.3801 | 1
| 60413624 | 96216.8879 | 38152.2662 | 58064.6216 | 1 |  | 54249.395 | 61879.8483 | 67686.3104 | 48442.9328 | 44627.7062 | 1
| 60413634 | 55644.6698 | 25262.4595 | 30382.2102 | 1 |  | 27855.9643 | 32908.4562 | 35946.6772 | 24817.7433 | 22291.4973 | 1
| 60413635 | 124668.4029 | 46382.8715 | 78285.5314 | 1 |  | 73647.2442 | 82923.8185 | 90752.3716 | 65818.6911 | 61180.4039 | 1
| 60413638 | 563928.8407 | 249134.8544 | 314793.9863 | 1 |  | 289880.5009 | 339707.4718 | 371186.8704 | 258401.1023 | 233487.6168 | 1
| 60413641 | 60793.9738 | 60060.8087 | 733.165 | 1 |  | -5272.9158 | 6739.2459 | 6812.5624 | -5346.2323 | -11352.3132 | 0
| 60413642 | 28782.2083 | 35137.1967 | -6354.9883 | 0 |  | -9868.708 | -2841.2687 | -3476.7675 | -9233.2092 | -12746.9288 | 1
| 60413654 | 44032.7159 | 51103.6965 | -7070.9806 | 0 |  | -12181.3502 | -1960.6109 | -2667.709 | -11474.2522 | -16584.6218 | 1
| 60413657 | 6027.5199 | 7815.1149 | -1787.5949 | 0 |  | -2569.1064 | -1006.0835 | -1184.843 | -2390.3469 | -3171.8584 | 1
| 60413661 | 82595.0888 | 59454.3118 | 23140.7771 | 1 |  | 17195.3459 | 29086.2082 | 31400.2859 | 14881.2682 | 8935.837 | 1
| 60413663 | 147936.3538 | 101455.6009 | 46480.7529 | 1 |  | 36335.1928 | 56626.313 | 61274.3883 | 31687.1175 | 21541.5575 | 1
| 60413675 | 128277.2391 | 88976.1833 | 39301.0558 | 1 |  | 30403.4375 | 48198.6741 | 52128.7797 | 26473.3319 | 17575.7136 | 1
| 60413683 | 70241.3519 | 36591.6784 | 33649.6735 | 1 |  | 29990.5057 | 37308.8413 | 40673.8087 | 26625.5383 | 22966.3705 | 1
| 60413684 | 36048.1087 | 21787.8954 | 14260.2134 | 1 |  | 12081.4239 | 16439.0029 | 17865.0243 | 10655.4025 | 8476.613 | 1
| 60413688 | 19487.9032 | 12713.1125 | 6774.7907 | 1 |  | 5503.4795 | 8046.102 | 8723.5811 | 4826.0004 | 3554.6892 | 1
| 60413689 | 12179.1201 | 8380.9348 | 3798.1853 | 1 |  | 2960.0918 | 4636.2788 | 5016.0973 | 2580.2733 | 1742.1798 | 1
| 60413694 | 105345.5271 | 74203.4148 | 31142.1123 | 1 |  | 23721.7708 | 38562.4537 | 41676.665 | 20607.5596 | 13187.2181 | 1
| 60413709 | 962.3914 | 583.0656 | 379.3258 | 1 |  | 321.0192 | 437.6324 | 475.5649 | 283.0867 | 224.7801 | 1
| 60413710 | 31048.3639 | 15543.2624 | 15505.1016 | 1 |  | 13950.7753 | 17059.4278 | 18609.938 | 12400.2652 | 10845.9389 | 1
| 60413727 | 24721.3943 | 5695.7908 | 19025.6035 | 1 |  | 18456.0245 | 19595.1826 | 21497.743 | 16553.4641 | 15983.885 | 1
| 60413730 | 4412.8958 | 1926.8111 | 2486.0848 | 1 |  | 2293.4037 | 2678.7659 | 2927.3744 | 2044.7952 | 1852.1141 | 1
| 60413734 | 706040.4654 | 180748.7469 | 525291.7185 | 1 |  | 507216.8438 | 543366.5932 | 595895.7651 | 454687.672 | 436612.7973 | 1
| 60413743 | 11645.7545 | 5821.1598 | 5824.5946 | 1 |  | 5242.4786 | 6406.7106 | 6989.1701 | 4660.0192 | 4077.9032 | 1
| 60413744 | 39098.8451 | 16400.1836 | 22698.6614 | 1 |  | 21058.6431 | 24338.6798 | 26608.546 | 18788.7769 | 17148.7586 | 1
| 60413756 | 1246.2607 | 295.8424 | 950.4183 | 1 |  | 920.834 | 980.0025 | 1075.0443 | 825.7922 | 796.2079 | 1
| 60413757 | 26420.6462 | 12939.5187 | 13481.1275 | 1 |  | 12187.1757 | 14775.0794 | 16123.1922 | 10839.0629 | 9545.1111 | 1
| 60413768 | 183237.2403 | 68332.1722 | 114905.0681 | 1 |  | 108071.8509 | 121738.2853 | 133228.7921 | 96581.3441 | 89748.1269 | 1
| 60413769 | 146866.195 | 57331.0221 | 89535.1728 | 1 |  | 83802.0706 | 95268.275 | 104221.7923 | 74848.5533 | 69115.4511 | 1
| 60413774 | 759474.7863 | 193363.0027 | 566111.7837 | 1 |  | 546775.4834 | 585448.0839 | 642059.2623 | 490164.305 | 470828.0048 | 1
| 60413780 | 22655.0223 | 11318.7079 | 11336.3144 | 1 |  | 10204.4436 | 12468.1852 | 13601.8166 | 9070.8121 | 7938.9414 | 1
| 60413781 | 284637.7511 | 98437.4256 | 186200.3255 | 1 |  | 176356.583 | 196044.0681 | 214664.1007 | 157736.5504 | 147892.8079 | 1
| 60413821 | 42169.4112 | 9447.4379 | 32721.9733 | 1 |  | 31777.2295 | 33666.7171 | 36938.9144 | 28505.0322 | 27560.2884 | 1
| 60413824 | 106903.4486 | 47410.2292 | 59493.2195 | 1 |  | 54752.1965 | 64234.2424 | 70183.5643 | 48802.8746 | 44061.8517 | 1
| 60413826 | 241531.6465 | 84514.9636 | 157016.683 | 1 |  | 148565.1866 | 165468.1793 | 181169.8476 | 132863.5183 | 124412.0219 | 1
| 60413827 | 4263.9991 | 2237.7646 | 2026.2345 | 1 |  | 1802.4581 | 2250.011 | 2452.6344 | 1599.8346 | 1376.0582 | 1
| 60413854 | 59292.0848 | 23940.1184 | 35351.9664 | 1 |  | 32957.9546 | 37745.9783 | 41281.1749 | 29422.7579 | 27028.7461 | 1
| 60413855 | 14358.6442 | 6351.7071 | 8006.9371 | 1 |  | 7371.7664 | 8642.1078 | 9442.8016 | 6571.0727 | 5935.902 | 1
| 60413862 | 277564.4972 | 96625.0894 | 180939.4078 | 1 |  | 171276.8989 | 190601.9168 | 208695.8576 | 153182.9581 | 143520.4492 | 1
| 60413863 | 35117.8943 | 17203.1592 | 17914.7351 | 1 |  | 16194.4192 | 19635.051 | 21426.5245 | 14402.9457 | 12682.6298 | 1
| 60413864 | 13638.2635 | 7047.9127 | 6590.3507 | 1 |  | 5885.5595 | 7295.142 | 7954.1771 | 5226.5244 | 4521.7331 | 1
| 60413896 | 689.1155 | 856.5995 | -167.484 | 0 |  | -253.144 | -81.8241 | -98.5725 | -236.3956 | -322.0555 | 1
| 60413901 | 37328.6142 | 39177.3909 | -1848.7767 | 0 |  | -5766.5158 | 2068.9624 | 1884.0847 | -5581.6381 | -9499.3772 | 1
| 60413905 | 586234.4716 | 274563.6971 | 311670.7746 | 1 |  | 284214.4048 | 339127.1443 | 370294.2217 | 253047.3274 | 225590.9577 | 1
| 60413906 | 1167997.3249 | 393990.2096 | 774007.1152 | 1 |  | 734608.0943 | 813406.1362 | 890806.8477 | 657207.3828 | 617808.3618 | 1
| 60413907 | 12165.375 | 28525.1692 | -16359.7943 | 0 |  | -19212.3112 | -13507.2773 | -15143.2568 | -17576.3318 | -20428.8487 | 1
| 60413910 | 22725.5929 | 24158.6909 | -1433.0981 | 0 |  | -3848.9672 | 982.771 | 839.4612 | -3705.6574 | -6121.5265 | 1
| 60413919 | 328.9023 | 650.4984 | -321.5962 | 0 |  | -386.646 | -256.5463 | -288.706 | -354.4864 | -419.5363 | 1
| 60413920 | 24477.271 | 27075.7937 | -2598.5227 | 0 |  | -5306.1021 | 109.0566 | -150.7956 | -5046.2498 | -7753.8292 | 1
| 60413922 | 140068.6356 | 120341.7616 | 19726.8741 | 1 |  | 7692.6979 | 31761.0502 | 33733.7376 | 5720.0105 | -6314.1656 | 0
| 60413923 | 4753.8076 | 14458.5128 | -9704.7053 | 0 |  | -11150.5566 | -8258.854 | -9229.3245 | -10180.086 | -11625.9373 | 1
| 60413925 | 253667.3539 | 175382.7349 | 78284.619 | 1 |  | 60746.3455 | 95822.8925 | 103651.3544 | 52917.8836 | 35379.6102 | 1
| 60413928 | 12608.3799 | 14695.2821 | -2086.9023 | 0 |  | -3556.4305 | -617.3741 | -826.0643 | -3347.7403 | -4817.2685 | 1
| 60413941 | 1266.1095 | 2012.0835 | -745.974 | 0 |  | -947.1823 | -544.7656 | -619.363 | -872.5849 | -1073.7933 | 1
| 60413961 | 24958.1483 | 42381.0376 | -17422.8894 | 0 |  | -21660.9931 | -13184.7856 | -14927.0745 | -19918.7042 | -24156.808 | 1
| 60413966 | 341065.4018 | 205777.4777 | 135287.924 | 1 |  | 114710.1763 | 155865.6718 | 169394.4642 | 101181.3839 | 80603.6361 | 1
| 60413968 | 515095.4221 | 268897.1885 | 246198.2336 | 1 |  | 219308.5148 | 273087.9525 | 297707.7758 | 194688.6914 | 167798.9726 | 1
| 60413998 | 4371.1617 | 8927.7489 | -4556.5873 | 0 |  | -5449.3622 | -3663.8124 | -4119.4711 | -4993.7034 | -5886.4783 | 1
| 60414004 | 819426.4905 | 326306.9121 | 493119.5783 | 1 |  | 460488.8871 | 525750.2696 | 575062.2274 | 411176.9293 | 378546.2381 | 1
| 60414006 | 114751.0077 | 95846.8801 | 18904.1276 | 1 |  | 9319.4396 | 28488.8156 | 30379.2284 | 7429.0268 | -2155.6612 | 0
| 60414007 | 66815.6868 | 69893.5441 | -3077.8573 | 0 |  | -10067.2117 | 3911.4972 | 3603.7114 | -9759.4259 | -16748.7803 | 1
| 60414009 | 8366.688 | 7935.5233 | 431.1647 | 1 |  | -362.3877 | 1224.717 | 1267.8335 | -405.5041 | -1199.0565 | 0
| 60414013 | 33206.2575 | 51585.812 | -18379.5545 | 0 |  | -23538.1357 | -13220.9733 | -15058.9288 | -21700.1803 | -26858.7615 | 1
| 60414014 | 234896.9543 | 90150.0598 | 144746.8945 | 1 |  | 135731.8885 | 153761.9005 | 168236.5899 | 121257.199 | 112242.1931 | 1
| 60414018 | 26538.6008 | 50274.3036 | -23735.7028 | 0 |  | -28763.1332 | -18708.2725 | -21081.8427 | -26389.5629 | -31416.9933 | 1
| 60414019 | 5826.8225 | 18028.6995 | -12201.877 | 0 |  | -14004.747 | -10399.0071 | -11619.1948 | -12784.5593 | -14587.4292 | 1
| 60414037 | 24615.842 | 22620.9187 | 1994.9233 | 1 |  | -267.1686 | 4257.0152 | 4456.5075 | -466.6609 | -2728.7528 | 0
| 60414038 | 4191.2873 | 5561.1787 | -1369.8914 | 0 |  | -1926.0093 | -813.7735 | -950.7627 | -1789.0201 | -2345.138 | 1
| 60414039 | 445252.1472 | 197825.3232 | 247426.824 | 1 |  | 227644.2917 | 267209.3563 | 291952.0387 | 202901.6093 | 183119.0769 | 1
| 60414046 | 813611.6306 | 269158.6096 | 544453.0211 | 1 |  | 517537.1601 | 571368.882 | 625814.1842 | 463091.858 | 436175.9971 | 1
| 60414047 | 6052.6008 | 6721.7328 | -669.132 | 0 |  | -1341.3053 | 3.0413 | -63.8719 | -1274.3921 | -1946.5653 | 1
| 60414048 | 1718.9267 | 5689.6238 | -3970.697 | 0 |  | -4539.6594 | -3401.7347 | -3798.8044 | -4142.5897 | -4711.5521 | 1
| 60414049 | 16812.0229 | 32738.1766 | -15926.1536 | 0 |  | -19199.9713 | -12652.336 | -14244.9513 | -17607.3559 | -20881.1736 | 1
| 60414057 | 261.4288 | 291.7863 | -30.3575 | 0 |  | -59.5361 | -1.1788 | -4.2146 | -56.5004 | -85.679 | 1
| 60414058 | 9606.1494 | 8575.8815 | 1030.2679 | 1 |  | 172.6797 | 1887.856 | 1990.8828 | 69.6529 | -787.9352 | 0
| 60414068 | 4405.4154 | 6741.7598 | -2336.3445 | 0 |  | -3010.5204 | -1662.1685 | -1895.8029 | -2776.886 | -3451.062 | 1
| 60414077 | 22687.0091 | 21340.7094 | 1346.2998 | 1 |  | -787.7712 | 3480.3707 | 3615.0007 | -922.4011 | -3056.4721 | 0
| 60414084 | 7513.8518 | 7248.7734 | 265.0784 | 1 |  | -459.7989 | 989.9558 | 1016.4636 | -486.3067 | -1211.1841 | 0
| 60414095 | 24874.4065 | 31657.2691 | -6782.8627 | 0 |  | -9948.5896 | -3617.1357 | -4295.422 | -9270.3033 | -12436.0302 | 1
| 60414096 | 620.2184 | 3187.6863 | -2567.4678 | 0 |  | -2886.2365 | -2248.6992 | -2505.446 | -2629.4897 | -2948.2583 | 1
| 60414097 | 1961.2777 | 8736.4178 | -6775.1401 | 0 |  | -7648.7819 | -5901.4983 | -6579.0124 | -6971.2679 | -7844.9097 | 1
| 60414098 | 972.8882 | 3784.2767 | -2811.3886 | 0 |  | -3189.8162 | -2432.9609 | -2714.0998 | -2908.6774 | -3287.1051 | 1
| 60414099 | 869.3095 | 3173.9273 | -2304.6178 | 0 |  | -2622.0105 | -1987.2251 | -2217.6869 | -2391.5488 | -2708.9415 | 1
| 60414100 | 32639.6511 | 51139.4699 | -18499.8187 | 0 |  | -23613.7657 | -13385.8718 | -15235.8536 | -21763.7839 | -26877.7308 | 1
| 60414101 | 6781.6119 | 17662.7099 | -10881.098 | 0 |  | -12647.369 | -9114.827 | -10202.9368 | -11559.2592 | -13325.5302 | 1
| 60414110 | 48248.4623 | 34044.1886 | 14204.2738 | 1 |  | 10799.8549 | 17608.6926 | 19029.12 | 9379.4275 | 5975.0087 | 1
| 60414112 | 99333.6615 | 87145.6853 | 12187.9762 | 1 |  | 3473.4077 | 20902.5447 | 22121.3423 | 2254.61 | -6459.9585 | 0
| 60414113 | 22793.8687 | 24209.6458 | -1415.7771 | 0 |  | -3836.7417 | 1005.1875 | 863.6098 | -3695.1639 | -6116.1285 | 1
| 60414114 | 9402.8984 | 20166.8488 | -10763.9504 | 0 |  | -12780.6353 | -8747.2655 | -9823.6606 | -11704.2403 | -13720.9251 | 1
| 60414116 | 623.7652 | 1842.0556 | -1218.2904 | 0 |  | -1402.4959 | -1034.0848 | -1155.9138 | -1280.6669 | -1464.8724 | 1
| 60414117 | 10432.9262 | 19339.1071 | -8906.1809 | 0 |  | -10840.0916 | -6972.2702 | -7862.8883 | -9949.4735 | -11883.3843 | 1
| 60414118 | 14350.8682 | 25291.803 | -10940.9349 | 0 |  | -13470.1152 | -8411.7546 | -9505.848 | -12376.0217 | -14905.202 | 1
| 60414124 | 915.8905 | 1201.8757 | -285.9852 | 0 |  | -406.1728 | -165.7976 | -194.3961 | -377.5742 | -497.7618 | 1
| 60414125 | 7447.7276 | 8125.3999 | -677.6723 | 0 |  | -1490.2123 | 134.8677 | 67.1005 | -1422.4451 | -2234.9851 | 1
| 60414127 | 51048.8896 | 61263.8961 | -10215.0065 | 0 |  | -16341.3962 | -4088.6169 | -5110.1176 | -15319.8955 | -21446.2851 | 1
| 60414133 | 3577.6569 | 11584.5319 | -8006.875 | 0 |  | -9165.3282 | -6848.4218 | -7649.1093 | -8364.6407 | -9523.0939 | 1
| 60414144 | 13405.7167 | 30469.0414 | -17063.3247 | 0 |  | -20110.2289 | -14016.4206 | -15722.7531 | -18403.8964 | -21450.8005 | 1
| 60414146 | 46038.1471 | 70293.1056 | -24254.9585 | 0 |  | -31284.2691 | -17225.648 | -19651.1438 | -28858.7732 | -35888.0838 | 1
| 60414148 | 35900.1452 | 63229.7828 | -27329.6376 | 0 |  | -33652.6159 | -21006.6593 | -23739.6231 | -30919.6521 | -37242.6304 | 1
| 60414152 | 1576821.4865 | 384932.3814 | 1191889.1051 | 1 |  | 1153395.8669 | 1230382.3432 | 1349571.2537 | 1034206.9564 | 995713.7183 | 1
| 60414158 | 10600.7906 | 25796.4833 | -15195.6928 | 0 |  | -17775.3411 | -12616.0444 | -14135.6137 | -16255.7718 | -18835.4202 | 1
| 60414160 | 133996.2654 | 95251.3904 | 38744.875 | 1 |  | 29219.736 | 48270.014 | 52144.5015 | 25345.2485 | 15820.1094 | 1
| 60414162 | 235517.7335 | 90287.4605 | 145230.273 | 1 |  | 136201.5269 | 154259.019 | 168782.0463 | 121678.4996 | 112649.7536 | 1
| 60414192 | 79277.0961 | 76394.3988 | 2882.6973 | 1 |  | -4756.7425 | 10522.1372 | 10810.407 | -5045.0123 | -12684.4521 | 0
| 60414203 | 7062.1932 | 14646.736 | -7584.5428 | 0 |  | -9049.2164 | -6119.8692 | -6878.3235 | -8290.7622 | -9755.4358 | 1
| 60427146 | 32316.3131 | 37155.3675 | -4839.0544 | 0 |  | -8554.5911 | -1123.5176 | -1607.4231 | -8070.6857 | -11786.2225 | 1
| 60427155 | 10665.0831 | 11834.3954 | -1169.3123 | 0 |  | -2352.7519 | 14.1272 | -102.804 | -2235.8206 | -3419.2602 | 1
| 60427161 | 632.0541 | 1011.0117 | -378.9576 | 0 |  | -480.0588 | -277.8564 | -315.7522 | -442.163 | -543.2642 | 1
| 60427162 | 10319.002 | 13787.6238 | -3468.6218 | 0 |  | -4847.3842 | -2089.8594 | -2436.7216 | -4500.522 | -5879.2844 | 1
| 60427168 | 8465.0086 | 10957.6716 | -2492.663 | 0 |  | -3588.4301 | -1396.8958 | -1646.1621 | -3339.1638 | -4434.931 | 1
| 60427169 | 2627.0616 | 3762.8127 | -1135.751 | 0 |  | -1512.0323 | -759.4698 | -873.0449 | -1398.4572 | -1774.7385 | 1
| 60427173 | 8442.5239 | 9583.9725 | -1141.4486 | 0 |  | -2099.8459 | -183.0514 | -297.1962 | -1985.701 | -2944.0983 | 1
| 60427179 | 5033.4825 | 5964.2535 | -930.771 | 0 |  | -1527.1963 | -334.3456 | -427.4227 | -1434.1192 | -2030.5446 | 1
| 60427181 | 988.669 | 1265.8285 | -277.1595 | 0 |  | -403.7423 | -150.5766 | -178.2926 | -376.0264 | -502.6092 | 1
| 60427182 | 27178.7868 | 25386.465 | 1792.3218 | 1 |  | -746.3247 | 4330.9683 | 4510.2005 | -925.5569 | -3464.2034 | 0
| 60427183 | 100703.4059 | 75206.1711 | 25497.2348 | 1 |  | 17976.6177 | 33017.8519 | 35567.5754 | 15426.8942 | 7906.2771 | 1
| 60427187 | 13928.1575 | 14586.1964 | -658.0389 | 0 |  | -2116.6585 | 800.5807 | 734.7768 | -2050.8547 | -3509.4743 | 1
| 60427189 | 233829.1967 | 121867.9104 | 111961.2863 | 1 |  | 99774.4953 | 124148.0773 | 135344.206 | 88578.3666 | 76391.5756 | 1
| 60427190 | 10958.4586 | 11648.924 | -690.4654 | 0 |  | -1855.3578 | 474.427 | 405.3804 | -1786.3113 | -2951.2037 | 1
| 60427191 | 12096.5627 | 6412.9615 | 5683.6012 | 1 |  | 5042.305 | 6324.8973 | 6893.2574 | 4473.9449 | 3832.6487 | 1
| 60427197 | 873.2643 | 1128.7888 | -255.5244 | 0 |  | -368.4033 | -142.6456 | -168.198 | -342.8509 | -455.7297 | 1
| 60427205 | 4280.7697 | 6743.5635 | -2462.7939 | 0 |  | -3137.1502 | -1788.4375 | -2034.7169 | -2890.8708 | -3565.2272 | 1
| 60427209 | 46729.8205 | 41892.3178 | 4837.5027 | 1 |  | 648.2709 | 9026.7345 | 9510.4848 | 164.5207 | -4024.7111 | 0
| 60427217 | 29433.6235 | 30755.7791 | -1322.1556 | 0 |  | -4397.7335 | 1753.4223 | 1621.2067 | -4265.518 | -7341.0959 | 1
| 60427220 | 3073.9935 | 3654.9421 | -580.9486 | 0 |  | -946.4428 | -215.4544 | -273.5493 | -888.348 | -1253.8422 | 1
| 60427221 | 21859.2072 | 20738.1227 | 1121.0845 | 1 |  | -952.7278 | 3194.8967 | 3307.0052 | -1064.8363 | -3138.6485 | 0
| 60427223 | 10676.9631 | 11235.6035 | -558.6404 | 0 |  | -1682.2008 | 564.9199 | 509.0559 | -1626.3367 | -2749.8971 | 1
| 60427224 | 2524.3883 | 4302.7161 | -1778.3278 | 0 |  | -2208.5994 | -1348.0562 | -1525.889 | -2030.7666 | -2461.0382 | 1
| 60427225 | 1544.1684 | 1941.6708 | -397.5024 | 0 |  | -591.6695 | -203.3354 | -243.0856 | -551.9193 | -746.0863 | 1
| 60427226 | 5368.857 | 6328.592 | -959.735 | 0 |  | -1592.5942 | -326.8758 | -422.8493 | -1496.6207 | -2129.4799 | 1
| 60427227 | 2219.6539 | 2620.2649 | -400.611 | 0 |  | -662.6375 | -138.5845 | -178.6456 | -622.5764 | -884.6029 | 1
| 60427231 | 10592.4284 | 11456.8483 | -864.4199 | 0 |  | -2010.1047 | 281.2649 | 194.8229 | -1923.6627 | -3069.3476 | 1
| 60427233 | 4958.2163 | 6667.0635 | -1708.8472 | 0 |  | -2375.5536 | -1042.1409 | -1213.0256 | -2204.6688 | -2871.3752 | 1
| 60427234 | 1809.8897 | 2583.3908 | -773.5011 | 0 |  | -1031.8402 | -515.162 | -592.5122 | -954.4901 | -1212.8292 | 1
| 60427235 | 25776.9649 | 26921.97 | -1145.0051 | 0 |  | -3837.2021 | 1547.1919 | 1432.6914 | -3722.7016 | -6414.8986 | 1
| 60427237 | 123177.68 | 85593.6695 | 37584.0105 | 1 |  | 29024.6435 | 46143.3774 | 49901.7785 | 25266.2425 | 16706.8755 | 1
| 60427238 | 1579.9783 | 2474.9698 | -894.9916 | 0 |  | -1142.4886 | -647.4946 | -736.9937 | -1052.9894 | -1300.4864 | 1
| 60427243 | 3641.8334 | 4476.6299 | -834.7964 | 0 |  | -1282.4594 | -387.1335 | -470.6131 | -1198.9798 | -1646.6428 | 1
| 60427257 | 15592.6555 | 16230.6727 | -638.0171 | 0 |  | -2261.0844 | 985.0501 | 921.2484 | -2197.2827 | -3820.35 | 1
| 60427261 | 5090.0618 | 5987.3686 | -897.3068 | 0 |  | -1496.0437 | -298.5699 | -388.3006 | -1406.313 | -2005.0498 | 1
| 60427267 | 50272.5881 | 39160.3297 | 11112.2583 | 1 |  | 7196.2253 | 15028.2913 | 16139.5171 | 6084.9995 | 2168.9665 | 1
| 60427270 | 16306.4298 | 16018.2337 | 288.1962 | 1 |  | -1313.6272 | 1890.0195 | 1918.8391 | -1342.4468 | -2944.2702 | 0
| 60427280 | 126.2221 | 1760.0519 | -1633.8298 | 0 |  | -1809.835 | -1457.8247 | -1621.2076 | -1646.4521 | -1822.4572 | 1
| 60427281 | 31115.6122 | 62449.372 | -31333.7598 | 0 |  | -37578.697 | -25088.8226 | -28222.1985 | -34445.321 | -40690.2582 | 1
| 60427282 | 1192.1099 | 10673.6857 | -9481.5758 | 0 |  | -10548.9444 | -8414.2073 | -9362.3648 | -9600.7868 | -10668.1554 | 1
| 60427287 | 1191.9229 | 8646.7091 | -7454.7862 | 0 |  | -8319.4571 | -6590.1153 | -7335.5939 | -7573.9785 | -8438.6494 | 1
| 60427294 | 6549.3916 | 21316.5513 | -14767.1597 | 0 |  | -16898.8149 | -12635.5046 | -14112.2206 | -15422.0989 | -17553.754 | 1
| 60427323 | 42321.0342 | 62191.8034 | -19870.7692 | 0 |  | -26089.9496 | -13651.5889 | -15638.6658 | -24102.8726 | -30322.053 | 1
| 60427344 | 4434.7194 | 16528.9679 | -12094.2485 | 0 |  | -13747.1453 | -10441.3517 | -11650.7766 | -12537.7204 | -14190.6172 | 1
| 60427357 | 400.565 | 3211.6776 | -2811.1127 | 0 |  | -3132.2804 | -2489.9449 | -2771.0562 | -2851.1692 | -3172.3369 | 1
| 60427358 | 192795.8211 | 135889.4372 | 56906.3839 | 1 |  | 43317.4402 | 70495.3276 | 76185.966 | 37626.8018 | 24037.8581 | 1
| 60427359 | 95670.2639 | 86506.1668 | 9164.0972 | 1 |  | 513.4805 | 17814.7138 | 18731.1236 | -402.9292 | -9053.5459 | 0
| 60427389 | 71.6437 | 1212.9939 | -1141.3502 | 0 |  | -1262.6496 | -1020.0508 | -1134.1859 | -1148.5146 | -1269.814 | 1
| 60427400 | 610.4968 | 4550.9541 | -3940.4572 | 0 |  | -4395.5527 | -3485.3618 | -3879.4076 | -4001.5069 | -4456.6023 | 1
| 60427402 | 2889.8675 | 14460.7143 | -11570.8468 | 0 |  | -13016.9182 | -10124.7754 | -11281.8601 | -11859.8336 | -13305.905 | 1
| 60427405 | 648523.7327 | 240952.0989 | 407571.6339 | 1 |  | 383476.424 | 431666.8437 | 472424.0071 | 342719.2606 | 318624.0507 | 1
| 60427406 | 92701.0042 | 89788.515 | 2912.4892 | 1 |  | -6066.3623 | 11891.3407 | 12182.5896 | -6357.6113 | -15336.4628 | 0
| 60427407 | 1099.4999 | 4583.6564 | -3484.1565 | 0 |  | -3942.5222 | -3025.7909 | -3374.2065 | -3594.1065 | -4052.4722 | 1
| 60427416 | 3942.9682 | 10299.2207 | -6356.2525 | 0 |  | -7386.1746 | -5326.3304 | -5961.9557 | -6750.5493 | -7780.4714 | 1
| 60427433 | 430280.6786 | 212827.5919 | 217453.0867 | 1 |  | 196170.3275 | 238735.8459 | 260481.1545 | 174425.0188 | 153142.2596 | 1
| 60427441 | 199981.6601 | 138437.605 | 61544.0551 | 1 |  | 47700.2946 | 75387.8156 | 81542.2212 | 41545.8891 | 27702.1286 | 1
| 60427443 | 3076.0336 | 14300.0091 | -11223.9755 | 0 |  | -12653.9764 | -9793.9746 | -10916.3722 | -11531.5789 | -12961.5798 | 1
| 60427447 | 489.1388 | 6572.4015 | -6083.2627 | 0 |  | -6740.5028 | -5426.0225 | -6034.3488 | -6132.1766 | -6789.4167 | 1
| 60427448 | 750.2533 | 8536.6371 | -7786.3837 | 0 |  | -8640.0474 | -6932.72 | -7711.3584 | -7861.4091 | -8715.0728 | 1
| 60427453 | 1078.7047 | 10762.8441 | -9684.1394 | 0 |  | -10760.4238 | -8607.8549 | -9576.2689 | -9792.0098 | -10868.2942 | 1
| 60427458 | 108030.9973 | 92749.4529 | 15281.5445 | 1 |  | 6006.5992 | 24556.4898 | 26084.6442 | 4478.4447 | -4796.5006 | 0
| 60427461 | 543704.0343 | 228327.3862 | 315376.648 | 1 |  | 292543.9094 | 338209.3867 | 369747.0515 | 261006.2446 | 238173.506 | 1
| 60427469 | 91387.3472 | 92789.0788 | -1401.7316 | 0 |  | -10680.6395 | 7877.1762 | 7737.0031 | -10540.4664 | -19819.3742 | 1
| 60427470 | 21183.7302 | 43602.2869 | -22418.5567 | 0 |  | -26778.7854 | -18058.3281 | -20300.1837 | -24536.9298 | -28897.1585 | 1
| 60427488 | 9470.3448 | 28689.7269 | -19219.3821 | 0 |  | -22088.3548 | -16350.4094 | -18272.3476 | -20166.4166 | -23035.3893 | 1
| 60427494 | 67078.8381 | 89267.3239 | -22188.4858 | 0 |  | -31115.2181 | -13261.7534 | -15480.6019 | -28896.3696 | -37823.102 | 1
| 60427495 | 16455.2398 | 43169.7038 | -26714.4641 | 0 |  | -31031.4344 | -22397.4937 | -25068.9401 | -28359.988 | -32676.9584 | 1
| 60427500 | 29703.6018 | 62392.1345 | -32688.5328 | 0 |  | -38927.7462 | -26449.3193 | -29718.1726 | -35658.893 | -41898.1064 | 1
| 60427501 | 7627.8485 | 30612.6855 | -22984.837 | 0 |  | -26046.1055 | -19923.5684 | -22222.0521 | -23747.6218 | -26808.8904 | 1
| 60427502 | 1729.4948 | 9638.4582 | -7908.9634 | 0 |  | -8872.8093 | -6945.1176 | -7736.014 | -8081.9129 | -9045.7587 | 1
| 60427541 | 10092.0899 | 28855.9357 | -18763.8458 | 0 |  | -21649.4394 | -15878.2522 | -17754.6368 | -19773.0548 | -22658.6484 | 1
| 60427553 | 9593.5386 | 33459.1484 | -23865.6098 | 0 |  | -27211.5246 | -20519.695 | -22906.2559 | -24824.9637 | -28170.8785 | 1
| 60427556 | 20120.0223 | 46226.9547 | -26106.9324 | 0 |  | -30729.6279 | -21484.237 | -24094.9302 | -28118.9347 | -32741.6301 | 1
| 60427579 | 4275.361 | 22924.1535 | -18648.7925 | 0 |  | -20941.2078 | -16356.3771 | -18221.2564 | -19076.3286 | -21368.7439 | 1
| 60427619 | 148670.3156 | 134510.2346 | 14160.0811 | 1 |  | 709.0576 | 27611.1045 | 29027.1126 | -706.9505 | -14157.974 | 0
| 60427620 | 90962.7998 | 104756.111 | -13793.3112 | 0 |  | -24268.9223 | -3317.7001 | -4697.0313 | -22889.5912 | -33365.2023 | 1
| 60427621 | 550173.0077 | 260712.7819 | 289460.2258 | 1 |  | 263388.9476 | 315531.504 | 344477.5265 | 234442.925 | 208371.6468 | 1
| 60427623 | 894.5711 | 8872.3568 | -7977.7857 | 0 |  | -8865.0214 | -7090.55 | -7888.3286 | -8067.2428 | -8954.4785 | 1
| 60427624 | 446.3327 | 5784.2857 | -5337.953 | 0 |  | -5916.3816 | -4759.5245 | -5293.3198 | -5382.5863 | -5961.0149 | 1
| 60427641 | 75367.808 | 82028.4362 | -6660.6282 | 0 |  | -14863.4718 | 1542.2154 | 876.1526 | -14197.409 | -22400.2526 | 1
| 60427651 | 139435.9854 | 113909.1515 | 25526.8339 | 1 |  | 14135.9187 | 36917.749 | 39470.4324 | 11583.2353 | 192.3202 | 1
| 60427654 | 1714.9946 | 10721.0167 | -9006.0221 | 0 |  | -10078.1238 | -7933.9204 | -8834.5227 | -9177.5216 | -10249.6233 | 1
| 60427658 | 9369.2371 | 25676.5048 | -16307.2678 | 0 |  | -18874.9182 | -13739.6173 | -15370.3441 | -17244.1915 | -19811.842 | 1
| 60427660 | 1703.3901 | 10678.639 | -8975.2488 | 0 |  | -10043.1127 | -7907.3849 | -8804.9098 | -9145.5879 | -10213.4517 | 1
| 60427702 | 2731.0651 | 14019.3254 | -11288.2603 | 0 |  | -12690.1928 | -9886.3277 | -11015.1538 | -11561.3668 | -12963.2993 | 1
| 60427703 | 19624.6289 | 40813.0614 | -21188.4325 | 0 |  | -25269.7387 | -17107.1264 | -19225.9696 | -23150.8954 | -27232.2015 | 1
| 60427712 | 21388.0486 | 26157.3385 | -4769.29 | 0 |  | -7385.0238 | -2153.5561 | -2630.4851 | -6908.0948 | -9523.8287 | 1
| 60427720 | 29232.9905 | 50306.2245 | -21073.234 | 0 |  | -26103.8565 | -16042.6116 | -18149.935 | -23996.5331 | -29027.1555 | 1
| 60427730 | 4078.4912 | 16002.2732 | -11923.782 | 0 |  | -13524.0093 | -10323.5547 | -11515.9329 | -12331.6311 | -13931.8585 | 1
| 60427731 | 2130.2643 | 11055.0854 | -8924.8211 | 0 |  | -10030.3296 | -7819.3126 | -8711.7947 | -9137.8475 | -10243.3561 | 1
| 60427759 | 4513.9674 | 18650.6065 | -14136.6391 | 0 |  | -16001.6997 | -12271.5784 | -13685.2424 | -14588.0358 | -16453.0965 | 1
| 60427766 | 12490.8545 | 19857.9481 | -7367.0936 | 0 |  | -9352.8884 | -5381.2988 | -6118.0081 | -8616.179 | -10601.9738 | 1
| 60427788 | 14293.4235 | 33479.5117 | -19186.0882 | 0 |  | -22534.0394 | -15838.1371 | -17756.7459 | -20615.4306 | -23963.3818 | 1
| 60427789 | 16912.8778 | 36711.2268 | -19798.3491 | 0 |  | -23469.4718 | -16127.2264 | -18107.0613 | -21489.6369 | -25160.7596 | 1
| 60427793 | 61887.509 | 72583.7048 | -10696.1957 | 0 |  | -17954.5662 | -3437.8252 | -4507.4448 | -16884.9466 | -24143.3171 | 1
| 60427801 | 2226.1959 | 10421.6208 | -8195.4248 | 0 |  | -9237.5869 | -7153.2628 | -7972.8052 | -8418.0444 | -9460.2065 | 1
| 60427805 | 1265.9938 | 7224.5784 | -5958.5846 | 0 |  | -6681.0424 | -5236.1267 | -5831.9852 | -6085.1839 | -6807.6418 | 1
| 60427807 | 263024.5322 | 155007.8499 | 108016.6823 | 1 |  | 92515.8973 | 123517.4673 | 134319.1356 | 81714.2291 | 66213.4441 | 1
| 60427809 | 2841.4958 | 13613.1596 | -10771.6637 | 0 |  | -12132.9797 | -9410.3478 | -10487.5142 | -11055.8133 | -12417.1293 | 1
| 60427821 | 201046.6755 | 137295.0572 | 63751.6183 | 1 |  | 50022.1126 | 77481.124 | 83856.2859 | 43646.9508 | 29917.445 | 1
| 60427838 | 104.7216 | 495.8593 | -391.1377 | 0 |  | -440.7236 | -341.5517 | -380.6655 | -401.6098 | -451.1958 | 1
| 60427868 | 25509.3145 | 68229.2548 | -42719.9403 | 0 |  | -49542.8658 | -35897.0149 | -40169.0089 | -45270.8718 | -52093.7973 | 1
| 60427869 | 4435.7995 | 26488.2861 | -22052.4866 | 0 |  | -24701.3152 | -19403.658 | -21608.9067 | -22496.0666 | -25144.8952 | 1
| 60427870 | 120.7337 | 2477.7216 | -2356.9879 | 0 |  | -2604.76 | -2109.2157 | -2344.9145 | -2369.0613 | -2616.8334 | 1
| 60427871 | 21782.8459 | 62783.991 | -41001.1451 | 0 |  | -47279.5442 | -34722.746 | -38822.8605 | -43179.4297 | -49457.8288 | 1
| 60427880 | 1163.0859 | 3876.3725 | -2713.2866 | 0 |  | -3100.9238 | -2325.6493 | -2596.978 | -2829.5951 | -3217.2324 | 1
| 60427888 | 597.5216 | 2191.8198 | -1594.2982 | 0 |  | -1813.4801 | -1375.1162 | -1534.546 | -1654.0503 | -1873.2323 | 1
| 60427898 | 29450.2343 | 49527.4649 | -20077.2306 | 0 |  | -25029.9771 | -15124.4841 | -17132.2071 | -23022.254 | -27975.0005 | 1
| 60427899 | 228.4461 | 2266.9337 | -2038.4876 | 0 |  | -2265.1809 | -1811.7942 | -2015.643 | -2061.3322 | -2288.0256 | 1
| 60427902 | 9563.6569 | 26788.2324 | -17224.5755 | 0 |  | -19903.3988 | -14545.7523 | -16268.2098 | -18180.9412 | -20859.7645 | 1
| 60427903 | 837868.9314 | 279500.4281 | 558368.5033 | 1 |  | 530418.4605 | 586318.5461 | 642155.3965 | 474581.6102 | 446631.5674 | 1
| 60427914 | 17321.6815 | 36990.2595 | -19668.578 | 0 |  | -23367.6039 | -15969.552 | -17936.4098 | -21400.7461 | -25099.7721 | 1
| 60427916 | 166454.1877 | 123138.6921 | 43315.4956 | 1 |  | 31001.6264 | 55629.3648 | 59960.9143 | 26670.0768 | 14356.2076 | 1
| 60427918 | 72201.5425 | 80850.6653 | -8649.1228 | 0 |  | -16734.1893 | -564.0563 | -1428.9686 | -15869.2771 | -23954.3436 | 1
| 60427920 | 89311.5635 | 88834.7408 | 476.8227 | 1 |  | -8406.6514 | 9360.2968 | 9407.979 | -8454.3337 | -17337.8077 | 0
| 60427925 | 32523.2994 | 52177.9996 | -19654.7002 | 0 |  | -24872.5001 | -14436.9002 | -16402.3702 | -22907.0301 | -28124.8301 | 1
| 60427950 | 39766.2247 | 52405.2983 | -12639.0736 | 0 |  | -17879.6035 | -7398.5438 | -8662.4512 | -16615.6961 | -21856.2259 | 1
| 60427951 | 42.3876 | 451.2954 | -408.9078 | 0 |  | -454.0373 | -363.7782 | -404.669 | -413.1465 | -458.2761 | 1
| 60427959 | 687.6522 | 2958.6779 | -2271.0256 | 0 |  | -2566.8934 | -1975.1578 | -2202.2604 | -2339.7909 | -2635.6586 | 1
| 60427960 | 1559.553 | 5419.7219 | -3860.1689 | 0 |  | -4402.141 | -3318.1967 | -3704.2136 | -4016.1242 | -4558.0963 | 1
| 60427986 | 119.3927 | 530.0827 | -410.6901 | 0 |  | -463.6983 | -357.6818 | -398.7508 | -422.6293 | -475.6376 | 1
| 60428000 | 28912.0447 | 48236.8702 | -19324.8255 | 0 |  | -24148.5125 | -14501.1385 | -16433.621 | -22216.0299 | -27039.717 | 1
| 60428001 | 125873.7785 | 104445.7079 | 21428.0706 | 1 |  | 10983.4998 | 31872.6414 | 34015.4485 | 8840.6928 | -1603.878 | 0
| 60428004 | 153547.4403 | 107764.9302 | 45782.51 | 1 |  | 35006.017 | 56559.003 | 61137.254 | 30427.766 | 19651.273 | 1
| 60428005 | 46188.8248 | 57518.1446 | -11329.3198 | 0 |  | -17081.1342 | -5577.5053 | -6710.4373 | -15948.2023 | -21700.0167 | 1
| 60428009 | 43982.2529 | 40692.1509 | 3290.1021 | 1 |  | -779.113 | 7359.3172 | 7688.3274 | -1108.1232 | -5177.3383 | 0
| 60428010 | 43967.5815 | 40684.7992 | 3282.7824 | 1 |  | -785.6976 | 7351.2623 | 7679.5405 | -1113.9758 | -5182.4557 | 0
| 60428011 | 328191.5314 | 117181.4898 | 211010.0415 | 1 |  | 199291.8926 | 222728.1905 | 243829.1947 | 178190.8884 | 166472.7394 | 1
| 60428034 | 165.1618 | 732.8882 | -567.7264 | 0 |  | -641.0152 | -494.4376 | -551.2102 | -584.2426 | -657.5314 | 1
| 60428038 | 38318.714 | 56053.0858 | -17734.3718 | 0 |  | -23339.6803 | -12129.0632 | -13902.5004 | -21566.2432 | -27171.5517 | 1
| 60428039 | 52834.4867 | 66425.1741 | -13590.6874 | 0 |  | -20233.2048 | -6948.17 | -8307.2388 | -18874.1361 | -25516.6535 | 1
| 60428041 | 11111.6797 | 28631.9391 | -17520.2594 | 0 |  | -20383.4533 | -14657.0655 | -16409.0915 | -18631.4274 | -21494.6213 | 1
| 60428042 | 16706.833 | 35855.9671 | -19149.1341 | 0 |  | -22734.7308 | -15563.5373 | -17478.4507 | -20819.8174 | -24405.4141 | 1
| 60428047 | 44.7604 | 471.6587 | -426.8983 | 0 |  | -474.0642 | -379.7325 | -422.4223 | -431.3744 | -478.5402 | 1
| 60428056 | 1164759.187 | 330195.7573 | 834563.4297 | 1 |  | 801543.854 | 867583.0054 | 951039.3484 | 718087.511 | 685067.9353 | 1
| 60428057 | 22300.2587 | 42425.0665 | -20124.8078 | 0 |  | -24367.3144 | -15882.3011 | -17894.7819 | -22354.8337 | -26597.3403 | 1
| 60428075 | 68.0194 | 696.756 | -628.7366 | 0 |  | -698.4122 | -559.061 | -621.9346 | -635.5385 | -705.2141 | 1
| 60428076 | 4677.4008 | 16319.2807 | -11641.8798 | 0 |  | -13273.8079 | -10009.9518 | -11174.1398 | -12109.6199 | -13741.548 | 1
| 60428082 | 260.834 | 1099.966 | -839.132 | 0 |  | -949.1286 | -729.1354 | -813.0486 | -865.2154 | -975.212 | 1
| 60428092 | 3881.2983 | 9957.4936 | -6076.1952 | 0 |  | -7071.9446 | -5080.4459 | -5688.0654 | -6464.3251 | -7460.0744 | 1
| 60428093 | 238268.4842 | 99317.8797 | 138950.6045 | 1 |  | 129018.8165 | 148882.3925 | 162777.4529 | 115123.7561 | 105191.9681 | 1
| 60428094 | 126867.6478 | 71517.0566 | 55350.5912 | 1 |  | 48198.8856 | 62502.2969 | 68037.356 | 42663.8265 | 35512.1208 | 1
| 60428095 | 7061.6077 | 14412.622 | -7351.0144 | 0 |  | -8792.2766 | -5909.7522 | -6644.8536 | -8057.1751 | -9498.4373 | 1
| 60428112 | 153874.613 | 118390.1843 | 35484.4287 | 1 |  | 23645.4103 | 47323.4471 | 50871.89 | 20096.9674 | 8257.949 | 1
| 60428113 | 226.7253 | 955.2136 | -728.4883 | 0 |  | -824.0097 | -632.967 | -705.8158 | -751.1609 | -846.6822 | 1
| 60428129 | 237.1617 | 1969.1888 | -1732.0271 | 0 |  | -1928.946 | -1535.1082 | -1708.3109 | -1755.7432 | -1952.6621 | 1
| 60428146 | 68706.7954 | 77842.9468 | -9136.1515 | 0 |  | -16920.4462 | -1351.8568 | -2265.4719 | -16006.831 | -23791.1257 | 1
| 60428148 | 125428.1911 | 106420.4003 | 19007.7908 | 1 |  | 8365.7508 | 29649.8308 | 31550.6099 | 6464.9717 | -4177.0683 | 0
| 60428150 | 15585.0283 | 35277.5385 | -19692.5102 | 0 |  | -23220.2641 | -16164.7564 | -18134.0074 | -21251.013 | -24778.7669 | 1
| 60428186 | 182380.2975 | 128474.4342 | 53905.8632 | 1 |  | 41058.4198 | 66753.3067 | 72143.893 | 35667.8335 | 22820.3901 | 1
| 60428197 | 15676.6718 | 35390.9127 | -19714.241 | 0 |  | -23253.3322 | -16175.1497 | -18146.5738 | -21281.9081 | -24820.9994 | 1
| 60428224 | 274989.3034 | 158575.2847 | 116414.0187 | 1 |  | 100556.4902 | 132271.5471 | 143912.949 | 88915.0883 | 73057.5598 | 1
| 60428236 | 318873.2982 | 170899.5007 | 147973.7975 | 1 |  | 130883.8474 | 165063.7476 | 179861.1273 | 116086.4677 | 98996.5176 | 1
| 60428238 | 91.7347 | 446.679 | -354.9443 | 0 |  | -399.6122 | -310.2764 | -345.7709 | -364.1178 | -408.7857 | 1
| 60428239 | 3436.3724 | 8331.501 | -4895.1285 | 0 |  | -5728.2786 | -4061.9784 | -4551.4913 | -5238.7657 | -6071.9158 | 1
| 60428245 | 19434.1994 | 39594.5639 | -20160.3645 | 0 |  | -24119.8209 | -16200.9081 | -18216.9446 | -22103.7845 | -26063.2409 | 1
| 60428256 | 115.7964 | 1877.2786 | -1761.4823 | 0 |  | -1949.2102 | -1573.7544 | -1749.9027 | -1773.0619 | -1960.7898 | 1
| 60428271 | 7231.3374 | 20408.457 | -13177.1196 | 0 |  | -15217.9653 | -11136.2739 | -12453.9859 | -13900.2533 | -15941.099 | 1
| 60428284 | 165.6075 | 1432.5876 | -1266.9801 | 0 |  | -1410.2389 | -1123.7214 | -1250.4194 | -1283.5409 | -1426.7996 | 1
| 60428303 | 239740.4824 | 148499.2902 | 91241.1922 | 1 |  | 76391.2632 | 106091.1212 | 115215.2404 | 67267.144 | 52417.2149 | 1
| 60428304 | 71774.0323 | 79639.3225 | -7865.2902 | 0 |  | -15829.2224 | 98.6421 | -687.887 | -15042.6934 | -23006.6257 | 1
| 60428306 | 64964.9399 | 75596.3765 | -10631.4366 | 0 |  | -18191.0742 | -3071.7989 | -4134.9426 | -17127.9306 | -24687.5682 | 1
| 60428346 | 108691.5485 | 98285.5261 | 10406.0223 | 1 |  | 577.4697 | 20234.5749 | 21275.1772 | -463.1325 | -10291.6851 | 0
| 60428370 | 5747.0981 | 11558.6425 | -5811.5444 | 0 |  | -6967.4086 | -4655.6801 | -5236.8346 | -6386.2542 | -7542.1184 | 1
| 60429870 | 4113.2151 | 8201.4677 | -4088.2526 | 0 |  | -4908.3994 | -3268.1058 | -3676.9311 | -4499.5741 | -5319.7209 | 1
| 60429871 | 324757.6301 | 160635.283 | 164122.3471 | 1 |  | 148058.8188 | 180185.8754 | 196598.1102 | 131646.5841 | 115583.0558 | 1
| 60429875 | 57647.0441 | 41408.8146 | 16238.2295 | 1 |  | 12097.3481 | 20379.111 | 22002.9339 | 10473.5251 | 6332.6437 | 1
| 60429900 | 773.3421 | 735.4232 | 37.9189 | 1 |  | -35.6234 | 111.4612 | 115.2531 | -39.4153 | -112.9576 | 0
| 60429934 | 23934.5409 | 22338.7656 | 1595.7752 | 1 |  | -638.1013 | 3829.6518 | 3989.2293 | -797.6788 | -3031.5554 | 0
| 60429942 | 114058.5967 | 83210.6099 | 30847.9868 | 1 |  | 22526.9258 | 39169.0478 | 42253.8465 | 19442.1271 | 11121.0662 | 1
| 60429943 | 34556.4951 | 39050.2577 | -4493.7626 | 0 |  | -8398.7884 | -588.7368 | -1038.1131 | -7949.4121 | -11854.4379 | 1
| 60429945 | 110637.7377 | 87543.5957 | 23094.142 | 1 |  | 14339.7824 | 31848.5015 | 34157.9157 | 12030.3682 | 3276.0086 | 1
| 60429946 | 138003.8465 | 99750.585 | 38253.2615 | 1 |  | 28278.203 | 48228.32 | 52053.6461 | 24452.8768 | 14477.8183 | 1
| 60429947 | 139452.7745 | 100362.5855 | 39090.189 | 1 |  | 29053.9304 | 49126.4476 | 53035.4665 | 25144.9115 | 15108.653 | 1
| 60429968 | 71281.5911 | 40382.1121 | 30899.4791 | 1 |  | 26861.2679 | 34937.6903 | 38027.6382 | 23771.32 | 19733.1087 | 1
| 60429969 | 5101.4912 | 4769.9839 | 331.5072 | 1 |  | -145.4912 | 808.5056 | 841.6563 | -178.6419 | -655.6403 | 0
| 60429973 | 26123.4417 | 27149.3106 | -1025.8689 | 0 |  | -3740.8 | 1689.0622 | 1586.4753 | -3638.2131 | -6353.1441 | 1
| 60430004 | 162309.87 | 109637.2556 | 52672.6144 | 1 |  | 41708.8888 | 63636.34 | 68903.6014 | 36441.6274 | 25477.9018 | 1
| 60430018 | 131905.5715 | 94898.0591 | 37007.5124 | 1 |  | 27517.7065 | 46497.3183 | 50198.0695 | 23816.9552 | 14327.1493 | 1
| 60430023 | 18523.6746 | 22581.6251 | -4057.9506 | 0 |  | -6316.1131 | -1799.788 | -2205.5831 | -5910.318 | -8168.4805 | 1
| 60430027 | 8502.4143 | 7504.8153 | 997.599 | 1 |  | 247.1175 | 1748.0805 | 1847.8404 | 147.3576 | -603.124 | 0
| 60430028 | 1226.104 | 1241.4228 | -15.3188 | 0 |  | -139.4611 | 108.8235 | 107.2916 | -137.9292 | -262.0715 | 1
| 60430036 | 892.6161 | 2159.6134 | -1266.9973 | 0 |  | -1482.9587 | -1051.036 | -1177.7357 | -1356.2589 | -1572.2203 | 1
| 60430037 | 3547.259 | 7624.6902 | -4077.4312 | 0 |  | -4839.9002 | -3314.9622 | -3722.7053 | -4432.1571 | -5194.6261 | 1
| 60430052 | 177950.151 | 69327.7719 | 108622.3791 | 1 |  | 101689.6019 | 115555.1563 | 126417.3942 | 90827.364 | 83894.5868 | 1
| 60430065 | 14837.7674 | 11994.4207 | 2843.3467 | 1 |  | 1643.9046 | 4042.7888 | 4327.1234 | 1359.57 | 160.1279 | 1
| 60430071 | 4924.2451 | 13798.631 | -8874.3859 | 0 |  | -10254.249 | -7494.5228 | -8381.9614 | -9366.8104 | -10746.6735 | 1
| 60430072 | 217240.1946 | 163745.3685 | 53494.8261 | 1 |  | 37120.2893 | 69869.363 | 75218.8456 | 31770.8067 | 15396.2698 | 1
| 60430101 | 240858.1294 | 134364.9395 | 106493.1899 | 1 |  | 93056.696 | 119929.6838 | 130579.0028 | 82407.377 | 68970.883 | 1
| 60430102 | 134288.1939 | 95904.1176 | 38384.0764 | 1 |  | 28793.6646 | 47974.4881 | 51812.8958 | 24955.257 | 15364.8452 | 1
| 60430121 | 863.8159 | 1817.2894 | -953.4735 | 0 |  | -1135.2025 | -771.7446 | -867.0919 | -1039.8551 | -1221.5841 | 1
| 60430122 | 7458.3471 | 12565.2737 | -5106.9267 | 0 |  | -6363.4541 | -3850.3993 | -4361.092 | -5852.7614 | -7109.2888 | 1
| 60430123 | 706.0189 | 1496.4294 | -790.4105 | 0 |  | -940.0535 | -640.7676 | -719.8086 | -861.0124 | -1010.6553 | 1
| 60430124 | 642.252 | 1365.4437 | -723.1917 | 0 |  | -859.7361 | -586.6473 | -658.9665 | -787.4169 | -923.9613 | 1
| 60430126 | 215289.9972 | 171331.5335 | 43958.4637 | 1 |  | 26825.3104 | 61091.617 | 65487.4634 | 22429.464 | 5296.3106 | 1
| 60430132 | 208457.7504 | 132635.1574 | 75822.593 | 1 |  | 62559.0773 | 89086.1088 | 96668.3681 | 54976.818 | 41713.3023 | 1
| 60430135 | 39318.9945 | 39785.5389 | -466.5444 | 0 |  | -4445.0983 | 3512.0094 | 3465.355 | -4398.4439 | -8376.9978 | 1
| 60430150 | 53100.1529 | 41626.5769 | 11473.576 | 1 |  | 7310.9183 | 15636.2337 | 16783.5913 | 6163.5607 | 2000.903 | 1
| 60430151 | 1798.3807 | 2657.5118 | -859.1311 | 0 |  | -1124.8822 | -593.3799 | -679.293 | -1038.9691 | -1304.7203 | 1
| 60430152 | 22097.777 | 22507.6012 | -409.8242 | 0 |  | -2660.5843 | 1840.936 | 1799.9535 | -2619.6019 | -4870.362 | 1
| 60430162 | 487.1455 | 1204.7385 | -717.5929 | 0 |  | -838.0668 | -597.1191 | -668.8784 | -766.3075 | -886.7813 | 1
| 60430163 | 14544.1531 | 23586.7871 | -9042.6341 | 0 |  | -11401.3128 | -6683.9554 | -7588.2188 | -10497.0494 | -12855.7281 | 1
| 60430183 | 6444.6315 | 11977.4891 | -5532.8576 | 0 |  | -6730.6065 | -4335.1087 | -4888.3944 | -6177.3207 | -7375.0696 | 1
| 60430210 | 178983.4301 | 69574.941 | 109408.4891 | 1 |  | 102450.995 | 116365.9832 | 127306.8321 | 91510.1461 | 84552.652 | 1
| 60430211 | 14705.0115 | 18992.2224 | -4287.2108 | 0 |  | -6186.4331 | -2387.9886 | -2816.7097 | -5757.712 | -7656.9342 | 1
| 60430217 | 9803.6018 | 14880.5956 | -5076.9938 | 0 |  | -6565.0534 | -3588.9342 | -4096.6336 | -6057.354 | -7545.4135 | 1
| 60430222 | 244380.1142 | 101622.51 | 142757.6042 | 1 |  | 132595.3532 | 152919.8552 | 167195.6156 | 118319.5927 | 108157.3417 | 1
| 60430236 | 188826.5615 | 116056.1067 | 72770.4548 | 1 |  | 61164.8442 | 84376.0655 | 91653.111 | 53887.7987 | 42282.188 | 1
| 60430237 | 155911.4295 | 103867.2793 | 52044.1502 | 1 |  | 41657.4223 | 62430.8782 | 67635.2932 | 36453.0073 | 26066.2793 | 1
| 60430260 | 15277.3428 | 20935.859 | -5658.5162 | 0 |  | -7752.1021 | -3564.9303 | -4130.782 | -7186.2505 | -9279.8364 | 1
| 60430275 | 10143.3542 | 18385.3329 | -8241.9787 | 0 |  | -10080.512 | -6403.4454 | -7227.6433 | -9256.3141 | -11094.8474 | 1
| 60430285 | 140965.8105 | 94380.1702 | 46585.6403 | 1 |  | 37147.6233 | 56023.6573 | 60682.2214 | 32489.0593 | 23051.0423 | 1
| 60430286 | 135541.3705 | 93476.4787 | 42064.8918 | 1 |  | 32717.2439 | 51412.5397 | 55619.0288 | 28510.7547 | 19163.1069 | 1
| 60430315 | 1012.2461 | 2134.8472 | -1122.6011 | 0 |  | -1336.0858 | -909.1164 | -1021.3765 | -1223.8257 | -1437.3104 | 1
| 60430316 | 52294.1696 | 51614.4307 | 679.7389 | 1 |  | -4481.7042 | 5841.182 | 5909.1559 | -4549.6781 | -9711.1211 | 0
| 60430317 | 34841.1478 | 39525.7689 | -4684.6211 | 0 |  | -8637.198 | -732.0442 | -1200.5063 | -8168.7359 | -12121.3128 | 1
| 60430336 | 37976.884 | 32286.1189 | 5690.7651 | 1 |  | 2462.1532 | 8919.377 | 9488.4535 | 1893.0767 | -1335.5352 | 0
| 60430337 | 2514.3433 | 5339.5947 | -2825.2513 | 0 |  | -3359.2108 | -2291.2919 | -2573.817 | -3076.6857 | -3610.6451 | 1
| 60430340 | 36715.7593 | 22492.3907 | 14223.3686 | 1 |  | 11974.1295 | 16472.6077 | 17894.9445 | 10551.7927 | 8302.5536 | 1
| 60430341 | 31047.1024 | 19738.7999 | 11308.3026 | 1 |  | 9334.4226 | 13282.1825 | 14413.0128 | 8203.5923 | 6229.7123 | 1
| 60430342 | 126937.2639 | 50421.7418 | 76515.5221 | 1 |  | 71473.348 | 81557.6963 | 89209.2485 | 63821.7957 | 58779.6216 | 1
| 60430344 | 7298.4083 | 11205.8841 | -3907.4758 | 0 |  | -5028.0642 | -2786.8874 | -3177.6349 | -4637.3166 | -5757.905 | 1
| 60430373 | 838.0911 | 1401.7674 | -563.6763 | 0 |  | -703.8531 | -423.4996 | -479.8672 | -647.4854 | -787.6622 | 1
| 60430374 | 16658.851 | 20601.083 | -3942.2321 | 0 |  | -6002.3404 | -1882.1238 | -2276.347 | -5608.1172 | -7668.2255 | 1
| 60430388 | 16572.1394 | 21641.2638 | -5069.1245 | 0 |  | -7233.2508 | -2904.9981 | -3411.9105 | -6726.3384 | -8890.4648 | 1
| 60430391 | 33173.3034 | 30497.6602 | 2675.6432 | 1 |  | -374.1228 | 5725.4093 | 5992.9736 | -641.6871 | -3691.4531 | 0
| 60430392 | 10721.9655 | 12550.9644 | -1828.9988 | 0 |  | -3084.0953 | -573.9024 | -756.8023 | -2901.1954 | -4156.2918 | 1
| 60430396 | 14754.103 | 16819.0077 | -2064.9047 | 0 |  | -3746.8055 | -383.0039 | -589.4944 | -3540.315 | -5222.2158 | 1
| 60430399 | 17454.0135 | 24282.9928 | -6828.9793 | 0 |  | -9257.2786 | -4400.68 | -5083.5779 | -8574.3806 | -11002.6799 | 1
| 60430402 | 10300.2461 | 14512.4481 | -4212.202 | 0 |  | -5663.4468 | -2760.9572 | -3182.1774 | -5242.2266 | -6693.4714 | 1
| 60430420 | 43940.5616 | 29117.7909 | 14822.7707 | 1 |  | 11910.9916 | 17734.5498 | 19216.8268 | 10428.7145 | 7516.9354 | 1
| 60430436 | 1071.1699 | 1761.6187 | -690.4488 | 0 |  | -866.6107 | -514.2869 | -583.3318 | -797.5658 | -973.7277 | 1
| 60430437 | 32342.7875 | 28541.57 | 3801.2175 | 1 |  | 947.0605 | 6655.3745 | 7035.4962 | 566.9387 | -2287.2183 | 0
| 60430438 | 5193.2854 | 7255.3646 | -2062.0792 | 0 |  | -2787.6156 | -1336.5427 | -1542.7506 | -2581.4077 | -3306.9442 | 1
| 60430440 | 3595.7207 | 4163.8492 | -568.1285 | 0 |  | -984.5134 | -151.7435 | -208.5564 | -927.7005 | -1344.0855 | 1
| 60430441 | 11294.7089 | 23642.9239 | -12348.215 | 0 |  | -14712.5074 | -9983.9226 | -11218.7441 | -13477.6859 | -15841.9783 | 1
| 60430442 | 61601.612 | 36329.8059 | 25271.8061 | 1 |  | 21638.8255 | 28904.7867 | 31431.9673 | 19111.6449 | 15478.6643 | 1
| 60430448 | 852.4568 | 2444.1497 | -1591.6928 | 0 |  | -1836.1078 | -1347.2779 | -1506.4471 | -1676.9385 | -1921.3535 | 1
| 60430454 | 71039.154 | 41375.8587 | 29663.2953 | 1 |  | 25525.7094 | 33800.8812 | 36767.2107 | 22559.3799 | 18421.794 | 1
| 60430455 | 5035.35 | 5895.3006 | -859.9506 | 0 |  | -1449.4806 | -270.4205 | -356.4156 | -1363.4856 | -1953.0156 | 1
| 60430468 | 134097.2872 | 92477.5749 | 41619.7122 | 1 |  | 32371.9547 | 50867.4697 | 55029.4409 | 28209.9835 | 18962.226 | 1
| 60430469 | 341367.0741 | 160570.8908 | 180796.1833 | 1 |  | 164739.0942 | 196853.2723 | 214932.8907 | 146659.4758 | 130602.3868 | 1
| 60430489 | 3289.403 | 4201.6217 | -912.2187 | 0 |  | -1332.3809 | -492.0566 | -583.2784 | -1241.159 | -1661.3212 | 1
| 60430498 | 32410.1465 | 47037.6353 | -14627.4888 | 0 |  | -19331.2523 | -9923.7253 | -11386.4742 | -17868.5035 | -22572.267 | 1
| 60430503 | 243.9749 | 1145.8499 | -901.875 | 0 |  | -1016.46 | -787.29 | -877.4775 | -926.2725 | -1040.8575 | 1
| 60430521 | 208606.6322 | 79151.6674 | 129454.9649 | 1 |  | 121539.7981 | 137370.1316 | 150315.6281 | 108594.3016 | 100679.1349 | 1
| 60430524 | 115888.5156 | 96800.104 | 19088.4116 | 1 |  | 9408.4012 | 28768.422 | 30677.2632 | 7499.5601 | -2180.4503 | 0
| 60430542 | 107197.9944 | 81359.7485 | 25838.2458 | 1 |  | 17702.271 | 33974.2207 | 36558.0453 | 15118.4464 | 6982.4716 | 1
| 60430571 | 2305.0517 | 5864.0879 | -3559.0362 | 0 |  | -4145.445 | -2972.6274 | -3328.531 | -3789.5414 | -4375.9502 | 1
| 60430572 | 45187.2339 | 50560.4909 | -5373.2571 | 0 |  | -10429.3062 | -317.208 | -854.5337 | -9891.9805 | -14948.0296 | 1
| 60430589 | 11083.2608 | 16179.8179 | -5096.5572 | 0 |  | -6714.539 | -3478.5754 | -3988.2311 | -6204.8833 | -7822.8651 | 1
| 60430622 | 527.5407 | 642.1327 | -114.592 | 0 |  | -178.8053 | -50.3788 | -61.838 | -167.3461 | -231.5594 | 1
| 60430637 | 27197.5861 | 21882.4534 | 5315.1327 | 1 |  | 3126.8873 | 7503.378 | 8034.8913 | 2595.3741 | 407.1287 | 1
| 60430642 | 23455.2441 | 35947.8773 | -12492.6331 | 0 |  | -16087.4209 | -8897.8454 | -10147.1087 | -14838.1576 | -18432.9453 | 1
| 60430657 | 222094.9377 | 82064.207 | 140030.7307 | 1 |  | 131824.31 | 148237.1514 | 162240.2245 | 117821.237 | 109614.8163 | 1
| 60430660 | 12719.5676 | 12526.785 | 192.7826 | 1 |  | -1059.8959 | 1445.4611 | 1464.7394 | -1079.1741 | -2331.8526 | 0
| 60430667 | 838.0134 | 1134.9499 | -296.9366 | 0 |  | -410.4316 | -183.4416 | -213.1352 | -380.7379 | -494.2329 | 1
| 60430668 | 13269.8477 | 12940.5081 | 329.3396 | 1 |  | -964.7112 | 1623.3904 | 1656.3244 | -997.6452 | -2291.696 | 0
| 60430669 | 8354.0578 | 8641.2863 | -287.2285 | 0 |  | -1151.3571 | 576.9001 | 548.1773 | -1122.6343 | -1986.7629 | 1
| 60430694 | 33849.0129 | 42737.1207 | -8888.1078 | 0 |  | -13161.8198 | -4614.3957 | -5503.2065 | -12273.0091 | -16546.7211 | 1
| 60430710 | 97583.6152 | 98043.3677 | -459.7524 | 0 |  | -10264.0892 | 9344.5844 | 9298.6091 | -10218.1139 | -20022.4507 | 1
| 60430717 | 19947.6216 | 17539.6284 | 2407.9932 | 1 |  | 654.0303 | 4161.956 | 4402.7553 | 413.231 | -1340.7318 | 0
| 60430719 | 24912.9109 | 36050.2442 | -11137.3334 | 0 |  | -14742.3578 | -7532.309 | -8646.0423 | -13628.6245 | -17233.6489 | 1
| 60430731 | 187355.8575 | 111633.9625 | 75721.895 | 1 |  | 64558.4988 | 86885.2913 | 94457.4808 | 56986.3093 | 45822.913 | 1
| 60430752 | 5992.3629 | 12262.5756 | -6270.2128 | 0 |  | -7496.4703 | -5043.9552 | -5670.9765 | -6869.449 | -8095.7066 | 1
| 60430753 | 47654.254 | 51402.5421 | -3748.288 | 0 |  | -8888.5422 | 1391.9662 | 1017.1374 | -8513.7134 | -13653.9676 | 1
| 60430759 | 535586.6348 | 216878.7933 | 318707.8415 | 1 |  | 297019.9621 | 340395.7208 | 372266.5049 | 265149.178 | 243461.2986 | 1
| 60430766 | 131798.8732 | 93750.5581 | 38048.3152 | 1 |  | 28673.2593 | 47423.371 | 51228.2025 | 24868.4278 | 15493.372 | 1
| 60430767 | 9571.1282 | 15111.7904 | -5540.6622 | 0 |  | -7051.8412 | -4029.4831 | -4583.5494 | -6497.775 | -8008.9541 | 1
| 60430768 | 1392.3802 | 3546.5211 | -2154.141 | 0 |  | -2508.7931 | -1799.4889 | -2014.903 | -2293.379 | -2648.0311 | 1
| 60430769 | 72825.2977 | 101556.3168 | -28731.0191 | 0 |  | -38886.6508 | -18575.3874 | -21448.4893 | -36013.5489 | -46169.1806 | 1
| 60430771 | 76367.2704 | 68364.0931 | 8003.1773 | 1 |  | 1166.768 | 14839.5866 | 15639.9044 | 366.4503 | -6469.959 | 0
| 60430776 | 37518.8008 | 48196.1435 | -10677.3427 | 0 |  | -15496.957 | -5857.7283 | -6925.4626 | -14429.2228 | -19248.8371 | 1
| 60430777 | 13057.6345 | 23977.5429 | -10919.9084 | 0 |  | -13317.6627 | -8522.1541 | -9614.1449 | -12225.6718 | -14623.4261 | 1
| 60430781 | 282734.256 | 153630.2983 | 129103.9577 | 1 |  | 113740.9278 | 144466.9875 | 157377.3833 | 100830.5321 | 85467.5022 | 1
| 60430795 | 106872.3953 | 83248.0344 | 23624.361 | 1 |  | 15299.5575 | 31949.1644 | 34311.6005 | 12937.1214 | 4612.318 | 1
| 60430796 | 135359.6131 | 95360.3617 | 39999.2514 | 1 |  | 30463.2152 | 49535.2876 | 53535.2127 | 26463.2901 | 16927.2539 | 1
| 60430815 | 260210.7659 | 142712.803 | 117497.9629 | 1 |  | 103226.6826 | 131769.2432 | 143519.0394 | 91476.8863 | 77205.606 | 1
| 60430816 | 34360.0866 | 45141.6444 | -10781.5578 | 0 |  | -15295.7222 | -6267.3933 | -7345.5491 | -14217.5664 | -18731.7309 | 1
| 60430817 | 82831.7249 | 76902.3812 | 5929.3436 | 1 |  | -1760.8945 | 13619.5818 | 14212.5161 | -2353.8288 | -10044.067 | 0
| 60430819 | 9460.8218 | 9973.4645 | -512.6427 | 0 |  | -1509.9891 | 484.7038 | 433.4395 | -1458.7249 | -2456.0713 | 1
| 60430820 | 32903.1849 | 63968.9165 | -31065.7316 | 0 |  | -37462.6233 | -24668.84 | -27775.4131 | -34356.0501 | -40752.9418 | 1
| 60430824 | 13982.0241 | 20203.1726 | -6221.1485 | 0 |  | -8241.4657 | -4200.8312 | -4822.9461 | -7619.3509 | -9639.6682 | 1
| 60430825 | 69886.6995 | 58161.5157 | 11725.1838 | 1 |  | 5909.0323 | 17541.3354 | 18713.8538 | 4736.5139 | -1079.6377 | 0
| 60430826 | 34675.7921 | 48381.6149 | -13705.8228 | 0 |  | -18543.9843 | -8867.6613 | -10238.2436 | -17173.402 | -22011.5635 | 1
| 60430827 | 87547.1634 | 77076.2951 | 10470.8683 | 1 |  | 2763.2388 | 18178.4978 | 19225.5846 | 1716.1519 | -5991.4776 | 0
| 60430828 | 757243.6714 | 242803.5106 | 514440.1608 | 1 |  | 490159.8097 | 538720.5118 | 590164.5279 | 438715.7936 | 414435.4426 | 1
| 60430830 | 17019.6415 | 26650.092 | -9630.4505 | 0 |  | -12295.4597 | -6965.4413 | -7928.4863 | -11332.4146 | -13997.4238 | 1
| 60430831 | 28336.8175 | 33860.1426 | -5523.3252 | 0 |  | -8909.3394 | -2137.3109 | -2689.6434 | -8357.0069 | -11743.0212 | 1
| 60430834 | 18252.3614 | 26434.3508 | -8181.9894 | 0 |  | -10825.4245 | -5538.5543 | -6356.7533 | -10007.2256 | -12650.6606 | 1
| 60430838 | 595.8385 | 1805.1815 | -1209.343 | 0 |  | -1389.8612 | -1028.8249 | -1149.7592 | -1268.9269 | -1449.445 | 1
| 60430840 | 12692.3087 | 35288.5457 | -22596.237 | 0 |  | -26125.0916 | -19067.3824 | -21327.0061 | -23865.4679 | -27394.3225 | 1
| 60430848 | 873.108 | 1178.8066 | -305.6986 | 0 |  | -423.5793 | -187.818 | -218.3879 | -393.0094 | -510.8901 | 1
| 60430849 | 13614.3047 | 13372.2301 | 242.0745 | 1 |  | -1095.1485 | 1579.2975 | 1603.505 | -1119.3559 | -2456.579 | 0
| 60430859 | 2601.2723 | 5865.739 | -3264.4667 | 0 |  | -3851.0406 | -2677.8928 | -3004.3395 | -3524.5939 | -4111.1678 | 1
| 60430860 | 66390.1654 | 60596.8596 | 5793.3058 | 1 |  | -266.3801 | 11852.9918 | 12432.3224 | -845.7107 | -6905.3967 | 0
| 60430862 | 6348.0853 | 17183.3462 | -10835.2609 | 0 |  | -12553.5955 | -9116.9262 | -10200.4523 | -11470.0694 | -13188.404 | 1
| 60430863 | 2485.86 | 5872.3433 | -3386.4833 | 0 |  | -3973.7177 | -2799.249 | -3137.8973 | -3635.0693 | -4222.3037 | 1
| 60430864 | 528306.1602 | 192013.5195 | 336292.6407 | 1 |  | 317091.2888 | 355493.9927 | 389123.2568 | 283462.0247 | 264260.6728 | 1
| 60430867 | 510050.7142 | 129990.9349 | 380059.7793 | 1 |  | 367060.6859 | 393058.8728 | 431064.8508 | 329054.7079 | 316055.6144 | 1
| 60430872 | 6777.4162 | 7975.0704 | -1197.6542 | 0 |  | -1995.1613 | -400.1472 | -519.9126 | -1875.3959 | -2672.9029 | 1
| 60430873 | 5800.4616 | 6999.0692 | -1198.6076 | 0 |  | -1898.5145 | -498.7007 | -618.5614 | -1778.6537 | -2478.5607 | 1
| 60430879 | 765.769 | 4009.9244 | -3244.1554 | 0 |  | -3645.1479 | -2843.163 | -3167.5785 | -3320.7323 | -3721.7248 | 1
| 60430884 | 76086.3304 | 42410.927 | 33675.4034 | 1 |  | 29434.3107 | 37916.4961 | 41284.0365 | 26066.7704 | 21825.6777 | 1
| 60430886 | 6748.0285 | 14717.1821 | -7969.1536 | 0 |  | -9440.8718 | -6497.4354 | -7294.3508 | -8643.9565 | -10115.6747 | 1
| 60430887 | 104560.5024 | 55640.6863 | 48919.8161 | 1 |  | 43355.7475 | 54483.8848 | 59375.8664 | 38463.7659 | 32899.6973 | 1
| 60430888 | 21574.2916 | 19598.1036 | 1976.188 | 1 |  | 16.3776 | 3935.9983 | 4133.6171 | -181.2412 | -2141.0516 | 0
| 60430896 | 20394.4134 | 32231.8452 | -11837.4318 | 0 |  | -15060.6163 | -8614.2473 | -9797.9905 | -13876.8731 | -17100.0577 | 1
| 60430897 | 43710.5135 | 52431.1653 | -8720.6518 | 0 |  | -13963.7683 | -3477.5352 | -4349.6004 | -13091.7031 | -18334.8197 | 1
| 60430904 | 295986.5362 | 157519.6939 | 138466.8423 | 1 |  | 122714.873 | 154218.8117 | 168065.496 | 108868.1887 | 93116.2193 | 1
| 60430908 | 807210.6727 | 269606.6028 | 537604.07 | 1 |  | 510643.4097 | 564564.7302 | 618325.1372 | 456883.0027 | 429922.3424 | 1
| 60430911 | 181995.7981 | 120479.902 | 61515.8962 | 1 |  | 49467.906 | 73563.8864 | 79715.476 | 43316.3163 | 31268.3261 | 1
| 60430915 | 54386.7281 | 55015.1064 | -628.3783 | 0 |  | -6129.8889 | 4873.1324 | 4810.2945 | -6067.0511 | -11568.5617 | 1
| 60430919 | 38567.9511 | 41343.9168 | -2775.9657 | 0 |  | -6910.3574 | 1358.4259 | 1080.8294 | -6632.7609 | -10767.1525 | 1
| 60430926 | 4510.074 | 10326.9588 | -5816.8848 | 0 |  | -6849.5806 | -4784.1889 | -5365.8774 | -6267.8922 | -7300.5881 | 1
| 60430940 | 5429.5023 | 6617.288 | -1187.7857 | 0 |  | -1849.5145 | -526.0569 | -644.8354 | -1730.7359 | -2392.4647 | 1
| 60430942 | 13471.4982 | 13806.2338 | -334.7356 | 0 |  | -1715.359 | 1045.8878 | 1012.4142 | -1681.8854 | -3062.5088 | 1
| 60430949 | 10020.5225 | 19716.1038 | -9695.5813 | 0 |  | -11667.1917 | -7723.9709 | -8693.529 | -10697.6335 | -12669.2439 | 1
| 60430980 | 63347.9503 | 40698.4885 | 22649.4617 | 1 |  | 18579.6129 | 26719.3106 | 28984.2567 | 16314.6667 | 12244.8178 | 1
| 60430982 | 30247.7634 | 41643.0046 | -11395.2412 | 0 |  | -15559.5416 | -7230.9407 | -8370.4648 | -14420.0175 | -18584.318 | 1
| 60430984 | 96048.1674 | 83818.7579 | 12229.4095 | 1 |  | 3847.5337 | 20611.2853 | 21834.2262 | 2624.5927 | -5757.2831 | 0
| 60430985 | 3592.3805 | 8954.3605 | -5361.98 | 0 |  | -6257.416 | -4466.5439 | -5002.7419 | -5721.218 | -6616.6541 | 1
| 60430992 | 342257.6266 | 170463.6154 | 171794.0111 | 1 |  | 154747.6496 | 188840.3727 | 206019.7738 | 137568.2485 | 120521.8869 | 1
| 60430993 | 26418.9016 | 22645.2553 | 3773.6462 | 1 |  | 1509.1207 | 6038.1717 | 6415.5364 | 1131.7561 | -1132.7695 | 0
| 60430999 | 4134.4559 | 10673.1354 | -6538.6795 | 0 |  | -7605.993 | -5471.366 | -6125.2339 | -6952.1251 | -8019.4386 | 1
| 60431000 | 12300.915 | 12872.5682 | -571.6533 | 0 |  | -1858.9101 | 715.6035 | 658.4382 | -1801.7448 | -3089.0016 | 1
| 60431007 | 301.678 | 439.0738 | -137.3957 | 0 |  | -181.3031 | -93.4884 | -107.2279 | -167.5635 | -211.4709 | 1
| 60431008 | 39733.873 | 45907.1954 | -6173.3225 | 0 |  | -10764.042 | -1582.6029 | -2199.9352 | -10146.7098 | -14737.4293 | 1
| 60431012 | 8643.0664 | 15961.5466 | -7318.4801 | 0 |  | -8914.6348 | -5722.3255 | -6454.1735 | -8182.7868 | -9778.9414 | 1
| 60431013 | 898.3928 | 2330.7755 | -1432.3827 | 0 |  | -1665.4602 | -1199.3051 | -1342.5434 | -1522.222 | -1755.2995 | 1
| 60431019 | 13836.8653 | 21833.8899 | -7997.0246 | 0 |  | -10180.4136 | -5813.6356 | -6613.3381 | -9380.7111 | -11564.1001 | 1
| 60431025 | 22467.9207 | 34359.5377 | -11891.617 | 0 |  | -15327.5708 | -8455.6633 | -9644.825 | -14138.4091 | -17574.3629 | 1
| 60431031 | 2096.1585 | 2522.8997 | -426.7412 | 0 |  | -679.0312 | -174.4512 | -217.1253 | -636.357 | -888.647 | 1
| 60431034 | 26029.9041 | 37817.4509 | -11787.5468 | 0 |  | -15569.2918 | -8005.8017 | -9184.5564 | -14390.5372 | -18172.2823 | 1
| 60431035 | 2171.1556 | 5861.3361 | -3690.1805 | 0 |  | -4276.3142 | -3104.0469 | -3473.065 | -3907.2961 | -4493.4297 | 1
| 60431044 | 4949.1472 | 16109.0431 | -11159.8959 | 0 |  | -12770.8002 | -9548.9916 | -10664.9812 | -11654.8106 | -13265.7149 | 1
| 60431045 | 9790.9024 | 15022.8129 | -5231.9106 | 0 |  | -6734.1918 | -3729.6293 | -4252.8203 | -6211.0008 | -7713.2821 | 1
| 60431046 | 63423.4552 | 65687.1411 | -2263.6858 | 0 |  | -8832.3999 | 4305.0283 | 4078.6597 | -8606.0314 | -15174.7455 | 1
| 60431060 | 3422.3085 | 4194.0165 | -771.708 | 0 |  | -1191.1097 | -352.3064 | -429.4772 | -1113.9389 | -1533.3405 | 1
| 60431061 | 31515.9511 | 45568.1736 | -14052.2225 | 0 |  | -18609.0398 | -9495.4051 | -10900.6274 | -17203.8176 | -21760.6349 | 1
| 60431070 | 61110.5218 | 55525.8407 | 5584.6811 | 1 |  | 32.0971 | 11137.2652 | 11695.7333 | -526.3711 | -6078.9551 | 0
| 60431084 | 3862.7366 | 12552.6155 | -8689.8789 | 0 |  | -9945.1404 | -7434.6173 | -8303.6052 | -9076.1525 | -10331.4141 | 1
| 60431090 | 211765.152 | 131057.825 | 80707.327 | 1 |  | 67601.5445 | 93813.1095 | 101883.8422 | 59530.8118 | 46425.0293 | 1
| 60431106 | 388415.9886 | 168602.8476 | 219813.141 | 1 |  | 202952.8562 | 236673.4257 | 258654.7398 | 180971.5421 | 164111.2574 | 1
| 60431107 | 73434.9965 | 65035.1412 | 8399.8553 | 1 |  | 1896.3411 | 14903.3694 | 15743.3549 | 1056.3556 | -5447.1585 | 0
| 60431114 | 300379.772 | 158789.9252 | 141589.8468 | 1 |  | 125710.8543 | 157468.8394 | 171627.824 | 111551.8696 | 95672.8771 | 1
| 60431116 | 10697.2246 | 19499.8123 | -8802.5877 | 0 |  | -10752.569 | -6852.6065 | -7732.8653 | -9872.3102 | -11822.2914 | 1
| 60431118 | 36600.804 | 26163.4227 | 10437.3813 | 1 |  | 7821.039 | 13053.7236 | 14097.4617 | 6777.3009 | 4160.9586 | 1
| 60431125 | 34798.3888 | 25634.6774 | 9163.7114 | 1 |  | 6600.2436 | 11727.1791 | 12643.5502 | 5683.8725 | 3120.4047 | 1
| 60431126 | 998.8875 | 889.9324 | 108.9551 | 1 |  | 19.9618 | 197.9483 | 208.8438 | 9.0663 | -79.9269 | 0
| 60431135 | 1608.3333 | 1456.8035 | 151.5298 | 1 |  | 5.8495 | 297.2102 | 312.3631 | -9.3035 | -154.9839 | 0
| 60431136 | 27431.6543 | 21291.2347 | 6140.4196 | 1 |  | 4011.2961 | 8269.543 | 8883.585 | 3397.2541 | 1268.1307 | 1
| 60431137 | 1919.6564 | 1734.7354 | 184.9211 | 1 |  | 11.4475 | 358.3946 | 376.8867 | -7.0446 | -180.5181 | 0
| 60431145 | 2419.1757 | 1845.9081 | 573.2676 | 1 |  | 388.6768 | 757.8584 | 815.1852 | 331.35 | 146.7592 | 1
| 60431146 | 25589.9626 | 17285.7132 | 8304.2494 | 1 |  | 6575.6781 | 10032.8207 | 10863.2456 | 5745.2531 | 4016.6818 | 1
| 60431159 | 4556.2886 | 3430.9455 | 1125.3431 | 1 |  | 782.2485 | 1468.4376 | 1580.9719 | 669.7142 | 326.6197 | 1
| 60431180 | 315169.5384 | 66930.6116 | 248238.9268 | 1 |  | 241545.8656 | 254931.9879 | 279755.8806 | 216721.9729 | 210028.9118 | 1
| 60431184 | 15886.7721 | 5405.272 | 10481.5001 | 1 |  | 9940.9729 | 11022.0273 | 12070.1774 | 8892.8229 | 8352.2957 | 1
| 60431188 | 40398.3442 | 12970.6754 | 27427.6688 | 1 |  | 26130.6012 | 28724.7363 | 31467.5032 | 23387.8344 | 22090.7668 | 1
| 60431198 | 88226.7387 | 43032.0186 | 45194.7201 | 1 |  | 40891.5182 | 49497.922 | 54017.394 | 36372.0462 | 32068.8444 | 1
| 60431211 | 220728.0105 | 54216.7386 | 166511.2719 | 1 |  | 161089.5981 | 171932.9458 | 188584.073 | 144438.4709 | 139016.797 | 1
| 60431215 | 75505.1662 | 22617.6231 | 52887.5431 | 1 |  | 50625.7808 | 55149.3054 | 60438.0597 | 45337.0265 | 43075.2642 | 1
| 60431229 | 560665.2262 | 170251.7267 | 390413.4994 | 1 |  | 373388.3268 | 407438.6721 | 446480.022 | 334346.9768 | 317321.8041 | 1
| 60431237 | 144311.0866 | 34923.6037 | 109387.4829 | 1 |  | 105895.1226 | 112879.8433 | 123818.5916 | 94956.3743 | 91464.0139 | 1
| 60431252 | 2299.1182 | 804.6306 | 1494.4876 | 1 |  | 1414.0246 | 1574.9507 | 1724.3995 | 1264.5758 | 1184.1128 | 1
| 60431253 | 151966.2744 | 40209.7274 | 111756.5469 | 1 |  | 107735.5742 | 115777.5197 | 126953.1744 | 96559.9195 | 92538.9467 | 1
| 60431254 | 18609.4202 | 6235.5067 | 12373.9135 | 1 |  | 11750.3628 | 12997.4641 | 14234.8555 | 10512.9715 | 9889.4208 | 1
| 60431281 | 19905.7384 | 12485.4715 | 7420.2669 | 1 |  | 6171.7197 | 8668.814 | 9410.8407 | 5429.693 | 4181.1459 | 1
| 60431287 | 218946.1463 | 94820.4583 | 124125.688 | 1 |  | 114643.6421 | 133607.7338 | 146020.3026 | 102231.0733 | 92749.0275 | 1
| 60431288 | 26882.425 | 18054.5664 | 8827.8586 | 1 |  | 7022.4019 | 10633.3152 | 11516.1011 | 6139.6161 | 4334.1594 | 1
| 60431298 | 201843.4446 | 87315.1963 | 114528.2484 | 1 |  | 105796.7288 | 123259.768 | 134712.5929 | 94343.9039 | 85612.3843 | 1
| 60431300 | 98774.6 | 28971.0105 | 69803.5895 | 1 |  | 66906.4885 | 72700.6906 | 79681.0495 | 59926.1295 | 57029.0285 | 1
| 60431301 | 132020.1979 | 36148.5485 | 95871.6494 | 1 |  | 92256.7946 | 99486.5043 | 109073.6692 | 82669.6296 | 79054.7748 | 1
| 60431302 | 2314.4728 | 817.0524 | 1497.4204 | 1 |  | 1415.7151 | 1579.1256 | 1728.8677 | 1265.9731 | 1184.2679 | 1
| 60431310 | 38915.9552 | 24910.9538 | 14005.0015 | 1 |  | 11513.9061 | 16496.0968 | 17896.597 | 10113.4059 | 7622.3106 | 1
| 60431311 | 162229.0767 | 76690.4926 | 85538.5841 | 1 |  | 77869.5348 | 93207.6333 | 101761.4917 | 69315.6764 | 61646.6272 | 1
| 60431313 | 216108.3258 | 49039.6227 | 167068.703 | 1 |  | 162164.7408 | 171972.6653 | 188679.5356 | 145457.8705 | 140553.9082 | 1
| 60431314 | 119442.8786 | 33305.9768 | 86136.9018 | 1 |  | 82806.3041 | 89467.4995 | 98081.1897 | 74192.6139 | 70862.0163 | 1
| 60434779 | 373768.1266 | 152981.4236 | 220786.703 | 1 |  | 205488.5606 | 236084.8454 | 258163.5157 | 183409.8903 | 168111.748 | 1
| 60434782 | 62406.1593 | 19001.8556 | 43404.3037 | 1 |  | 41504.1182 | 45304.4893 | 49644.9196 | 37163.6878 | 35263.5022 | 1
| 60434788 | 76982.4947 | 26758.513 | 50223.9817 | 1 |  | 47548.1304 | 52899.833 | 57922.2312 | 42525.7322 | 39849.8809 | 1
| 60434795 | 49785.2938 | 20286.8274 | 29498.4665 | 1 |  | 27469.7837 | 31527.1492 | 34476.9958 | 24519.9371 | 22491.2543 | 1
| 60434801 | 174516.7593 | 57211.0436 | 117305.7157 | 1 |  | 111584.6113 | 123026.82 | 134757.3916 | 99854.0397 | 94132.9354 | 1
| 60434829 | 65524.0978 | 26019.3792 | 39504.7186 | 1 |  | 36902.7807 | 42106.6565 | 46057.1284 | 32952.3088 | 30350.3709 | 1
| 60434857 | 66328.4552 | 65532.4899 | 795.9654 | 1 |  | -5757.2836 | 7349.2144 | 7428.8109 | -5836.8801 | -12390.1291 | 0
| 60434862 | 57467.1725 | 60416.3414 | -2949.1689 | 0 |  | -8990.8031 | 3092.4652 | 2797.5483 | -8695.8862 | -14737.5203 | 1
| 60434876 | 36275.9694 | 46317.7642 | -10041.7947 | 0 |  | -14673.5712 | -5410.0183 | -6414.1978 | -13669.3917 | -18301.1681 | 1
| 60434879 | 1773.6318 | 4166.6377 | -2393.006 | 0 |  | -2809.6697 | -1976.3422 | -2215.6428 | -2570.3691 | -2987.0329 | 1
| 60434915 | 56746.6099 | 70752.6564 | -14006.0464 | 0 |  | -21081.3121 | -6930.7808 | -8331.3854 | -19680.7074 | -26755.9731 | 1
| 60434931 | 16597.4851 | 18161.4806 | -1563.9955 | 0 |  | -3380.1436 | 252.1526 | 95.753 | -3223.744 | -5039.8921 | 1
| 60434932 | 22802.9039 | 22414.8177 | 388.0862 | 1 |  | -1853.3956 | 2629.568 | 2668.3766 | -1892.2042 | -4133.6859 | 0
| 60434933 | 10760.2509 | 13458.4225 | -2698.1716 | 0 |  | -4044.0138 | -1352.3293 | -1622.1465 | -3774.1967 | -5120.0389 | 1
| 60434954 | 69540.8914 | 78564.4691 | -9023.5777 | 0 |  | -16880.0246 | -1167.1308 | -2069.4885 | -15977.6668 | -23834.1137 | 1
| 60434956 | 8559.5928 | 18963.7614 | -10404.1686 | 0 |  | -12300.5448 | -8507.7925 | -9548.2093 | -11260.1279 | -13156.504 | 1
| 60435010 | 174410.3859 | 135505.2858 | 38905.1001 | 1 |  | 25354.5715 | 52455.6287 | 56346.1387 | 21464.0615 | 7913.5329 | 1
| 60435047 | 646.1784 | 2727.5852 | -2081.4068 | 0 |  | -2354.1653 | -1808.6483 | -2016.789 | -2146.0246 | -2418.7832 | 1
| 60435048 | 2917.9659 | 9451.3357 | -6533.3698 | 0 |  | -7478.5034 | -5588.2362 | -6241.5732 | -6825.1664 | -7770.3 | 1
| 60435054 | 968.8972 | 2454.1993 | -1485.3021 | 0 |  | -1730.722 | -1239.8821 | -1388.4123 | -1582.1918 | -1827.6117 | 1
| 60435111 | 50375.692 | 60694.2733 | -10318.5813 | 0 |  | -16388.0087 | -4249.154 | -5281.0121 | -15356.1505 | -21425.5779 | 1
| 60435121 | 2573.1768 | 5680.5804 | -3107.4036 | 0 |  | -3675.4616 | -2539.3455 | -2850.0859 | -3364.7212 | -3932.7793 | 1
| 60435138 | 212947.9371 | 144136.5848 | 68811.3523 | 1 |  | 54397.6938 | 83225.0108 | 90106.146 | 47516.5586 | 33102.9001 | 1
| 60435160 | 4727.4483 | 17017.1374 | -12289.6891 | 0 |  | -13991.4028 | -10587.9754 | -11816.9443 | -12762.4339 | -14464.1477 | 1
| 60435221 | 23953.5988 | 22234.3208 | 1719.278 | 1 |  | -504.1541 | 3942.7101 | 4114.6379 | -676.0819 | -2899.5139 | 0
| 60435226 | 433529.7526 | 196496.7537 | 237032.999 | 1 |  | 217383.3236 | 256682.6743 | 280385.9742 | 193680.0237 | 174030.3483 | 1
| 60435227 | 1951.0848 | 3468.37 | -1517.2852 | 0 |  | -1864.1222 | -1170.4482 | -1322.1767 | -1712.3937 | -2059.2307 | 1
| 60435229 | 864.5123 | 1816.1887 | -951.6764 | 0 |  | -1133.2953 | -770.0575 | -865.2252 | -1038.1276 | -1219.7465 | 1
| 60435230 | 17393.6662 | 24925.2631 | -7531.5969 | 0 |  | -10024.1232 | -5039.0706 | -5792.2303 | -9270.9636 | -11763.4899 | 1
| 60435260 | 25303.7818 | 23535.3177 | 1768.4641 | 1 |  | -585.0677 | 4121.9959 | 4298.8423 | -761.9141 | -3115.4458 | 0
| 60435262 | 757234.4179 | 242566.3054 | 514668.1126 | 1 |  | 490411.482 | 538924.7431 | 590391.5544 | 438944.6708 | 414688.0403 | 1
| 60435264 | 91993.4442 | 48653.0249 | 43340.4193 | 1 |  | 38475.1168 | 48205.7218 | 52539.7637 | 34141.0749 | 29275.7724 | 1
| 60435265 | 80255.1399 | 64066.8806 | 16188.2593 | 1 |  | 9781.5712 | 22594.9474 | 24213.7733 | 8162.7453 | 1756.0572 | 1
| 60435276 | 16798.9703 | 21615.3969 | -4816.4266 | 0 |  | -6977.9663 | -2654.8869 | -3136.5296 | -6496.3236 | -8657.8633 | 1
| 60435278 | 18319.4633 | 11799.981 | 6519.4823 | 1 |  | 5339.4842 | 7699.4804 | 8351.4286 | 4687.536 | 3507.5379 | 1
| 60435281 | 751.6146 | 1389.6595 | -638.0449 | 0 |  | -777.0108 | -499.0789 | -562.8834 | -713.2063 | -852.1723 | 1
| 60435282 | 7408.9536 | 11384.2008 | -3975.2472 | 0 |  | -5113.6673 | -2836.8271 | -3234.3518 | -4716.1426 | -5854.5626 | 1
| 60435361 | 6939.8126 | 10774.4017 | -3834.5891 | 0 |  | -4912.0292 | -2757.1489 | -3140.6078 | -4528.5703 | -5606.0105 | 1
| 60435389 | 1742.4079 | 1455.636 | 286.7718 | 1 |  | 141.2082 | 432.3355 | 461.0126 | 112.5311 | -33.0325 | 0
| 60435390 | 15042.619 | 10598.3587 | 4444.2602 | 1 |  | 3384.4243 | 5504.0961 | 5948.5221 | 2939.9983 | 1880.1624 | 1
| 60435400 | 24456.3503 | 28968.2092 | -4511.8589 | 0 |  | -7408.6798 | -1615.038 | -2066.2238 | -6957.4939 | -9854.3148 | 1
| 60435401 | 2926.3608 | 5036.8966 | -2110.5358 | 0 |  | -2614.2254 | -1606.8461 | -1817.8997 | -2403.1719 | -2906.8615 | 1
| 60435418 | 7918.5779 | 9215.7327 | -1297.1547 | 0 |  | -2218.728 | -375.5815 | -505.2969 | -2089.0125 | -3010.5858 | 1
| 60435419 | 7642.4011 | 8937.8892 | -1295.4881 | 0 |  | -2189.277 | -401.6992 | -531.248 | -2059.7282 | -2953.5171 | 1
| 60435423 | 12974.8465 | 8349.7534 | 4625.093 | 1 |  | 3790.1177 | 5460.0684 | 5922.5777 | 3327.6084 | 2492.6331 | 1
| 60435424 | 6654.2397 | 4589.7406 | 2064.4991 | 1 |  | 1605.5251 | 2523.4732 | 2729.9231 | 1399.0752 | 940.1011 | 1
| 60435431 | 302511.7397 | 90179.7201 | 212332.0196 | 1 |  | 203314.0476 | 221349.9916 | 242583.1936 | 182080.8456 | 173062.8736 | 1
| 60435433 | 24799.9341 | 29700.7386 | -4900.8045 | 0 |  | -7870.8783 | -1930.7306 | -2420.811 | -7380.7979 | -10350.8717 | 1
| 60435443 | 20501.0017 | 25112.936 | -4611.9343 | 0 |  | -7123.2279 | -2100.6407 | -2561.8341 | -6662.0345 | -9173.3281 | 1
| 60435445 | 4258.0289 | 9724.8648 | -5466.8358 | 0 |  | -6439.3223 | -4494.3494 | -5041.0329 | -5892.6387 | -6865.1252 | 1
| 60435458 | 12270.8531 | 22825.639 | -10554.7859 | 0 |  | -12837.3498 | -8272.222 | -9327.7006 | -11781.8712 | -14064.4351 | 1
| 60435465 | 1874.1824 | 2084.3329 | -210.1505 | 0 |  | -418.5838 | -1.7172 | -22.7323 | -397.5688 | -606.0021 | 1
| 60435476 | 24883.7527 | 27680.3663 | -2796.6136 | 0 |  | -5564.6503 | -28.577 | -308.2384 | -5284.9889 | -8053.0255 | 1
| 60435500 | 168810.6602 | 79574.38 | 89236.2802 | 1 |  | 81278.8422 | 97193.7182 | 106117.3462 | 72355.2141 | 64397.7761 | 1
| 60435504 | 10188.124 | 11344.5748 | -1156.4508 | 0 |  | -2290.9083 | -21.9933 | -137.6384 | -2175.2632 | -3309.7207 | 1
| 60435510 | 4925.2423 | 4790.3352 | 134.9071 | 1 |  | -344.1264 | 613.9406 | 627.4313 | -357.6171 | -836.6506 | 0
| 60435516 | 97275.7794 | 42372.2319 | 54903.5475 | 1 |  | 50666.3243 | 59140.7707 | 64631.1255 | 45175.9696 | 40938.7464 | 1
| 60435517 | 1837.4334 | 1827.1959 | 10.2375 | 1 |  | -172.4821 | 192.9571 | 193.9809 | -173.5058 | -356.2254 | 0
| 60435519 | 83247.0369 | 37349.6447 | 45897.3923 | 1 |  | 42162.4278 | 49632.3567 | 54222.096 | 37572.6886 | 33837.7241 | 1
| 60435524 | 9927.0911 | 6661.0095 | 3266.0816 | 1 |  | 2599.9807 | 3932.1826 | 4258.7907 | 2273.3725 | 1607.2715 | 1
| 60435525 | 37929.6504 | 22769.5022 | 15160.1481 | 1 |  | 12883.1979 | 17437.0984 | 18953.1132 | 11367.1831 | 9090.2329 | 1
| 60435526 | 2961.9926 | 2056.6961 | 905.2966 | 1 |  | 699.627 | 1110.9662 | 1201.4958 | 609.0973 | 403.4277 | 1
| 60435539 | 60737.8396 | 33756.3429 | 26981.4967 | 1 |  | 23605.8624 | 30357.131 | 33055.2806 | 20907.7127 | 17532.0784 | 1
| 60435540 | 17262.5945 | 11130.4847 | 6132.1098 | 1 |  | 5019.0613 | 7245.1583 | 7858.3693 | 4405.8504 | 3292.8019 | 1
| 60435546 | 33502.9732 | 25797.0337 | 7705.9395 | 1 |  | 5126.2362 | 10285.6429 | 11056.2369 | 4355.6422 | 1775.9388 | 1
| 60435549 | 21330.5454 | 8447.8606 | 12882.6848 | 1 |  | 12037.8988 | 13727.4709 | 15015.7394 | 10749.6303 | 9904.8442 | 1
| 60435559 | 5056.7082 | 4653.2955 | 403.4127 | 1 |  | -61.9168 | 868.7423 | 909.0835 | -102.2581 | -567.5876 | 0
| 60435568 | 1327.6193 | 1755.649 | -428.0297 | 0 |  | -603.5946 | -252.4648 | -295.2678 | -560.7916 | -736.3566 | 1
| 60435570 | 39516.5018 | 29772.8358 | 9743.666 | 1 |  | 6766.3824 | 12720.9496 | 13695.3162 | 5792.0158 | 2814.7322 | 1
| 60435572 | 4647.5414 | 4204.2016 | 443.3398 | 1 |  | 22.9196 | 863.76 | 908.0939 | -21.4143 | -441.8345 | 0
| 60435573 | 68769.9237 | 40917.0795 | 27852.8442 | 1 |  | 23761.1362 | 31944.5521 | 34729.8366 | 20975.8518 | 16884.1439 | 1
| 60435577 | 4253.2877 | 4487.6371 | -234.3494 | 0 |  | -683.1131 | 214.4143 | 190.9794 | -659.6782 | -1108.4419 | 1
| 60435580 | 3019.0346 | 2716.578 | 302.4567 | 1 |  | 30.7989 | 574.1144 | 604.3601 | 0.55319 | -271.1046 | 0
| 60435582 | 72172.3435 | 49249.5329 | 22922.8106 | 1 |  | 17997.8573 | 27847.7639 | 30140.0449 | 15705.5762 | 10780.6229 | 1
| 60435584 | 28533.6331 | 24642.378 | 3891.2551 | 1 |  | 1427.0173 | 6355.4929 | 6744.6184 | 1037.8918 | -1426.346 | 0
| 60435585 | 33373.3198 | 28041.4026 | 5331.9172 | 1 |  | 2527.777 | 8136.0575 | 8669.2492 | 1994.5852 | -809.555 | 0
| 60435600 | 18177.5014 | 19812.9672 | -1635.4658 | 0 |  | -3616.7626 | 345.8309 | 182.2843 | -3453.216 | -5434.5127 | 1
| 60435601 | 114431.4287 | 81678.4071 | 32753.0217 | 1 |  | 24585.181 | 40920.8624 | 44196.1645 | 21309.8788 | 13142.0381 | 1
| 60435602 | 3670.8912 | 3348.9418 | 321.9494 | 1 |  | -12.9448 | 656.8436 | 689.0385 | -45.1397 | -380.0339 | 0
| 60435623 | 6277.9059 | 5563.5913 | 714.3146 | 1 |  | 157.9555 | 1270.6737 | 1342.1052 | 86.524 | -469.8351 | 0
| 60435624 | 106394.432 | 65392.6984 | 41001.7336 | 1 |  | 34462.4638 | 47541.0034 | 51641.1768 | 30362.2904 | 23823.0206 | 1
| 60435626 | 30727.4551 | 12685.4802 | 18041.9749 | 1 |  | 16773.4269 | 19310.5229 | 21114.7204 | 14969.2294 | 13700.6813 | 1
| 60435658 | 551.127 | 1082.474 | -531.3471 | 0 |  | -639.5945 | -423.0997 | -476.2344 | -586.4598 | -694.7072 | 1
| 60435659 | 4572.5451 | 7074.8677 | -2502.3226 | 0 |  | -3209.8094 | -1794.8358 | -2045.0681 | -2959.5771 | -3667.0639 | 1
| 60435668 | 3812.508 | 7923.862 | -4111.354 | 0 |  | -4903.7402 | -3318.9678 | -3730.1032 | -4492.6048 | -5284.991 | 1
| 60435699 | 570.5832 | 3328.5785 | -2757.9953 | 0 |  | -3090.8532 | -2425.1375 | -2700.937 | -2815.0536 | -3147.9115 | 1
| 60435700 | 64790.8239 | 58799.6345 | 5991.1894 | 1 |  | 111.2259 | 11871.1529 | 12470.2718 | -487.893 | -6367.8564 | 0
| 60435712 | 112745.5871 | 96409.8986 | 16335.6885 | 1 |  | 6694.6986 | 25976.6784 | 27610.2472 | 5061.1298 | -4579.8601 | 0
| 60435716 | 4685.2788 | 6875.8649 | -2190.5861 | 0 |  | -2878.1726 | -1502.9996 | -1722.0582 | -2659.114 | -3346.7005 | 1
| 60435752 | 17040.9541 | 17342.6536 | -301.6995 | 0 |  | -2035.9649 | 1432.5659 | 1402.3959 | -2005.7949 | -3740.0603 | 1
| 60435753 | 10648.0394 | 12872.0612 | -2224.0218 | 0 |  | -3511.2279 | -936.8157 | -1159.2179 | -3288.8257 | -4576.0319 | 1
| 60435757 | 5503.4499 | 12031.6862 | -6528.2363 | 0 |  | -7731.405 | -5325.0677 | -5977.8913 | -7078.5813 | -8281.7499 | 1
| 60435758 | 17276.5114 | 26374.0869 | -9097.5755 | 0 |  | -11734.9842 | -6460.1668 | -7369.9244 | -10825.2266 | -13462.6353 | 1
| 60435759 | 103792.5889 | 76848.5581 | 26944.0308 | 1 |  | 19259.175 | 34628.8866 | 37323.2897 | 16564.7719 | 8879.9161 | 1
| 60435791 | 522.5468 | 2014.3183 | -1491.7715 | 0 |  | -1693.2034 | -1290.3397 | -1439.5169 | -1544.0262 | -1745.4581 | 1
| 60435792 | 6077.4962 | 15007.7723 | -8930.2762 | 0 |  | -10431.0534 | -7429.4989 | -8322.5266 | -9538.0258 | -11038.803 | 1
| 60435815 | 8009.8608 | 10431.2978 | -2421.437 | 0 |  | -3464.5668 | -1378.3072 | -1620.4509 | -3222.4231 | -4265.5529 | 1
| 60435817 | 182601.9361 | 117544.2807 | 65057.6555 | 1 |  | 53303.2274 | 76812.0835 | 83317.8491 | 46797.4619 | 35043.0338 | 1
| 60435820 | 1816.1727 | 6660.4592 | -4844.2865 | 0 |  | -5510.3324 | -4178.2406 | -4662.6692 | -5025.9038 | -5691.9497 | 1
| 60435825 | 94454.9305 | 52641.4473 | 41813.4831 | 1 |  | 36549.3384 | 47077.6279 | 51258.9762 | 32367.9901 | 27103.8453 | 1
| 60435827 | 66778.0369 | 69562.7776 | -2784.7407 | 0 |  | -9741.0184 | 4171.5371 | 3893.063 | -9462.5444 | -16418.8221 | 1
| 60435834 | 67816.9775 | 67952.974 | -135.9965 | 0 |  | -6931.2939 | 6659.3009 | 6645.7013 | -6917.6942 | -13712.9916 | 1
| 60435837 | 1152109.2277 | 332376.8348 | 819732.393 | 1 |  | 786494.7095 | 852970.0764 | 934943.3157 | 704521.4702 | 671283.7867 | 1
| 60435838 | 24119.9804 | 38957.7972 | -14837.8168 | 0 |  | -18733.5965 | -10942.0371 | -12425.8188 | -17249.8148 | -21145.5946 | 1
| 60435841 | 100130.2059 | 92102.7796 | 8027.4263 | 1 |  | -1182.8517 | 17237.7042 | 18040.4469 | -1985.5943 | -11195.8723 | 0
| 60435842 | 49360.8714 | 57234.1587 | -7873.2873 | 0 |  | -13596.7032 | -2149.8715 | -2937.2002 | -12809.3745 | -18532.7903 | 1
| 60435852 | 30726.3367 | 26512.7551 | 4213.5817 | 1 |  | 1562.3062 | 6864.8572 | 7286.2153 | 1140.948 | -1510.3275 | 0
| 60435853 | 147883.9015 | 108113.3083 | 39770.5933 | 1 |  | 28959.2624 | 50581.9241 | 54558.9834 | 24982.2031 | 14170.8723 | 1
| 60435859 | 18826.869 | 31766.2404 | -12939.3715 | 0 |  | -16115.9955 | -9762.7474 | -11056.6846 | -14822.0584 | -17998.6824 | 1
| 60435865 | 2198.9816 | 7089.7401 | -4890.7586 | 0 |  | -5599.7326 | -4181.7845 | -4670.8604 | -5110.6567 | -5819.6307 | 1
| 60435866 | 44794.0819 | 54167.5517 | -9373.4698 | 0 |  | -14790.225 | -3956.7146 | -4894.0616 | -13852.878 | -19269.6332 | 1
| 60435871 | 209287.6852 | 135907.5991 | 73380.0861 | 1 |  | 59789.3261 | 86970.846 | 94308.8546 | 52451.3175 | 38860.5576 | 1
| 60435886 | 66617.8336 | 67268.3259 | -650.4923 | 0 |  | -7377.3249 | 6076.3403 | 6011.2911 | -7312.2757 | -14039.1083 | 1
| 60435889 | 853.4224 | 3137.6035 | -2284.1811 | 0 |  | -2597.9414 | -1970.4207 | -2198.8388 | -2369.5233 | -2683.2837 | 1
| 60435890 | 382.2245 | 1919.6564 | -1537.4319 | 0 |  | -1729.3975 | -1345.4662 | -1499.2094 | -1575.6543 | -1767.62 | 1
| 60435891 | 864.8263 | 3986.8093 | -3121.983 | 0 |  | -3520.6639 | -2723.3021 | -3035.5004 | -3208.4656 | -3607.1465 | 1
| 60435892 | 4095.8882 | 13646.1812 | -9550.293 | 0 |  | -10914.9111 | -8185.6748 | -9140.7041 | -9959.8818 | -11324.4999 | 1
| 60435920 | 9830.4767 | 12143.7362 | -2313.2595 | 0 |  | -3527.6331 | -1098.8859 | -1330.2118 | -3296.3072 | -4510.6808 | 1
| 60435936 | 15917.8744 | 19015.7985 | -3097.9241 | 0 |  | -4999.504 | -1196.3443 | -1506.1367 | -4689.7116 | -6591.2914 | 1
| 60435955 | 461.534 | 2362.146 | -1900.612 | 0 |  | -2136.8266 | -1664.3974 | -1854.4586 | -1946.7654 | -2182.98 | 1
| 60435956 | 19613.0523 | 39149.3225 | -19536.2703 | 0 |  | -23451.2025 | -15621.338 | -17574.9651 | -21497.5755 | -25412.5078 | 1
| 60435959 | 223688.3854 | 140092.5381 | 83595.8473 | 1 |  | 69586.5935 | 97605.1011 | 105964.6858 | 61227.0088 | 47217.7549 | 1
| 60435960 | 644.8199 | 2727.0348 | -2082.2149 | 0 |  | -2354.9184 | -1809.5114 | -2017.7329 | -2146.6969 | -2419.4004 | 1
| 60435962 | 64485.0811 | 66035.5191 | -1550.438 | 0 |  | -8153.9899 | 5053.1139 | 4898.0701 | -7998.9461 | -14602.498 | 1
| 60435963 | 120803.6418 | 93814.9502 | 26988.6916 | 1 |  | 17607.1966 | 36370.1866 | 39069.0558 | 14908.3274 | 5526.8324 | 1
| 60435965 | 113786.4215 | 90769.8072 | 23016.6143 | 1 |  | 13939.6336 | 32093.595 | 34395.2565 | 11637.9722 | 2560.9914 | 1
| 60435966 | 10597.2504 | 21952.2173 | -11354.9669 | 0 |  | -13550.1886 | -9159.7452 | -10295.2419 | -12414.6919 | -14609.9137 | 1
| 60435967 | 16683.921 | 29443.17 | -12759.2491 | 0 |  | -15703.5661 | -9814.9321 | -11090.857 | -14427.6412 | -17371.9582 | 1
| 60435993 | 4192.0718 | 6591.9373 | -2399.8655 | 0 |  | -3059.0592 | -1740.6717 | -1980.6583 | -2819.0727 | -3478.2664 | 1
| 60436019 | 153.6331 | 998.3534 | -844.7203 | 0 |  | -944.5557 | -744.885 | -829.357 | -860.0836 | -959.919 | 1
| 60436030 | 365737.8403 | 184904.5167 | 180833.3235 | 1 |  | 162342.8719 | 199323.7752 | 217407.1076 | 144259.5395 | 125769.0878 | 1
| 60436049 | 12269.2269 | 14951.324 | -2682.0971 | 0 |  | -4177.2295 | -1186.9647 | -1455.1744 | -3909.0198 | -5404.1522 | 1
| 60436050 | 333.5751 | 672.3 | -338.725 | 0 |  | -405.955 | -271.495 | -305.3675 | -372.0825 | -439.3125 | 1
| 60436057 | 64018.7495 | 70521.5051 | -6502.7555 | 0 |  | -13554.9061 | 549.395 | -100.8806 | -12904.6305 | -19956.781 | 1
| 60436058 | 95273.3277 | 88080.1969 | 7193.1308 | 1 |  | -1614.8889 | 16001.1505 | 16720.4636 | -2334.202 | -11142.2217 | 0
| 60436059 | 67546.9341 | 43181.3341 | 24365.6 | 1 |  | 20047.4666 | 28683.7334 | 31120.2934 | 17610.9066 | 13292.7732 | 1
| 60436060 | 32467.6405 | 27465.9406 | 5001.6999 | 1 |  | 2255.1058 | 7748.2939 | 8248.4639 | 1754.9358 | -991.6582 | 0
| 60436069 | 12484.6024 | 26642.387 | -14157.7846 | 0 |  | -16822.0233 | -11493.5459 | -12909.3244 | -15406.2448 | -18070.4835 | 1
| 60436081 | 26652.0773 | 39339.1968 | -12687.1195 | 0 |  | -16621.0392 | -8753.1998 | -10021.9118 | -15352.3272 | -19286.2469 | 1
| 60436088 | 289.1411 | 1157.4075 | -868.2664 | 0 |  | -984.0072 | -752.5257 | -839.3523 | -897.1805 | -1012.9213 | 1
| 60436089 | 13517.2327 | 25739.2459 | -12222.0132 | 0 |  | -14795.9378 | -9648.0886 | -10870.29 | -13573.7365 | -16147.6611 | 1
| 60436090 | 10146.0828 | 21327.0082 | -11180.9253 | 0 |  | -13313.6262 | -9048.2245 | -10166.3171 | -12195.5336 | -14328.2344 | 1
| 60436092 | 545686.5825 | 210400.5034 | 335286.0791 | 1 |  | 314246.0288 | 356326.1294 | 389854.7374 | 280717.4209 | 259677.3705 | 1
| 60436115 | 7295.5105 | 9719.9577 | -2424.4472 | 0 |  | -3396.443 | -1452.4515 | -1694.8962 | -3153.9983 | -4125.994 | 1
| 60436116 | 6277.2402 | 8660.5528 | -2383.3126 | 0 |  | -3249.3678 | -1517.2573 | -1755.5885 | -3011.0366 | -3877.0919 | 1
| 60436123 | 13814.9774 | 35258.8263 | -21443.8489 | 0 |  | -24969.7315 | -17917.9663 | -20062.3512 | -22825.3467 | -26351.2293 | 1
| 60436135 | 4417.714 | 11925.7552 | -7508.0412 | 0 |  | -8700.6167 | -6315.4657 | -7066.2698 | -7949.8126 | -9142.3881 | 1
| 60436138 | 1199.7788 | 4222.3635 | -3022.5847 | 0 |  | -3444.821 | -2600.3483 | -2902.6068 | -3142.5626 | -3564.7989 | 1
| 60439976 | 1546.0272 | 8517.3745 | -6971.3473 | 0 |  | -7823.0847 | -6119.6098 | -6816.7446 | -7125.95 | -7977.6875 | 1
| 60440016 | 55963.3074 | 73033.349 | -17070.0417 | 0 |  | -24373.3766 | -9766.7068 | -11473.7109 | -22666.3724 | -29969.7073 | 1
| 60440102 | 167092.9882 | 129452.9747 | 37640.0135 | 1 |  | 24694.716 | 50585.3109 | 54349.3123 | 20930.7147 | 7985.4172 | 1
| 60440103 | 3229.0773 | 12432.6369 | -9203.5597 | 0 |  | -10446.8234 | -7960.296 | -8880.6519 | -9526.4674 | -10769.7311 | 1
| 60440169 | 9330.9262 | 25410.1305 | -16079.2043 | 0 |  | -18620.2174 | -13538.1913 | -15146.1117 | -17012.2969 | -19553.31 | 1
| 60440181 | 237610.9262 | 146847.1088 | 90763.8173 | 1 |  | 76079.1065 | 105448.5282 | 114524.91 | 67002.7247 | 52318.0138 | 1
| 60440205 | 2954.2127 | 14039.1384 | -11084.9257 | 0 |  | -12488.8396 | -9681.0119 | -10789.5045 | -11380.347 | -12784.2608 | 1
| 60440218 | 47490.7734 | 62467.5339 | -14976.7605 | 0 |  | -21223.5139 | -8730.0071 | -10227.6831 | -19725.8378 | -25972.5912 | 1
| 60440285 | 513629.5884 | 235683.5007 | 277946.0877 | 1 |  | 254377.7376 | 301514.4377 | 329309.0465 | 226583.1288 | 203014.7788 | 1
| 60440311 | 1378036.5086 | 358485.9227 | 1019550.5859 | 1 |  | 983701.9937 | 1055399.1782 | 1157354.2368 | 881746.9351 | 845898.3428 | 1
| 60440354 | 390.2599 | 1783.1668 | -1392.9069 | 0 |  | -1571.2236 | -1214.5902 | -1353.8809 | -1431.9329 | -1610.2496 | 1
| 60440355 | 149716.0934 | 82816.1081 | 66899.9852 | 1 |  | 58618.3744 | 75181.596 | 81871.5946 | 51928.3759 | 43646.7651 | 1
| 60440375 | 167054.3325 | 73020.8589 | 94033.4736 | 1 |  | 86731.3877 | 101335.5594 | 110738.9068 | 77328.0403 | 70025.9544 | 1
| 60440391 | 2967.0243 | 11066.0926 | -8099.0682 | 0 |  | -9205.6775 | -6992.459 | -7802.3658 | -8395.7707 | -9502.3799 | 1
| 60440399 | 10062.9236 | 21175.1087 | -11112.1852 | 0 |  | -13229.6961 | -8994.6743 | -10105.8928 | -12118.4775 | -14235.9884 | 1
| 60440404 | 98194.5559 | 88456.6433 | 9737.9126 | 1 |  | 892.2483 | 18583.5769 | 19557.3682 | -81.543 | -8927.2073 | 0
| 60440423 | 329674.4412 | 168247.8653 | 161426.5759 | 1 |  | 144601.7894 | 178251.3625 | 194394.02 | 128459.1318 | 111634.3453 | 1
| 60440440 | 346062.6459 | 176887.9701 | 169174.6758 | 1 |  | 151485.8788 | 186863.4728 | 203780.9404 | 134568.4113 | 116879.6142 | 1
| 60440451 | 17104.639 | 37732.6954 | -20628.0564 | 0 |  | -24401.3259 | -16854.7869 | -18917.5925 | -22338.5203 | -26111.7898 | 1
| 60440452 | 11566.1633 | 29300.0764 | -17733.913 | 0 |  | -20663.9207 | -14803.9054 | -16577.2967 | -18890.5294 | -21820.537 | 1
| 60440464 | 184168.9167 | 149657.7984 | 34511.1183 | 1 |  | 19545.3385 | 49476.8981 | 52928.01 | 16094.2266 | 1128.4468 | 1
| 60440467 | 6525.7707 | 19834.4313 | -13308.6605 | 0 |  | -15292.1037 | -11325.2174 | -12656.0835 | -13961.2376 | -15944.6807 | 1
| 60440477 | 102011.9348 | 53905.4322 | 48106.5025 | 1 |  | 42715.9593 | 53497.0458 | 58307.696 | 37905.3091 | 32514.7658 | 1
| 60440478 | 18747.7791 | 17795.9238 | 951.8553 | 1 |  | -827.7371 | 2731.4477 | 2826.6332 | -922.9226 | -2702.515 | 0
| 60440479 | 129844.4755 | 62242.2568 | 67602.2186 | 1 |  | 61377.9929 | 73826.4443 | 80586.6662 | 54617.7711 | 48393.5454 | 1
| 60440492 | 61711.2148 | 81495.6875 | -19784.4726 | 0 |  | -27934.0414 | -11634.9039 | -13613.3512 | -25955.5941 | -34105.1629 | 1
| 60440540 | 7858.8909 | 22578.5272 | -14719.6364 | 0 |  | -16977.4891 | -12461.7836 | -13933.7473 | -15505.5254 | -17763.3782 | 1
| 60440542 | 138515.1327 | 65465.3423 | 73049.7905 | 1 |  | 66503.2562 | 79596.3247 | 86901.3037 | 59198.2772 | 52651.743 | 1
| 60440546 | 12024.7919 | 28629.1873 | -16604.3954 | 0 |  | -19467.3141 | -13741.4766 | -15401.9162 | -17806.8746 | -20669.7933 | 1
| 60440550 | 43587.2446 | 44130.7171 | -543.4725 | 0 |  | -4956.5442 | 3869.5992 | 3815.2519 | -4902.197 | -9315.2687 | 1
| 60440571 | 1836.4386 | 5656.0518 | -3819.6132 | 0 |  | -4385.2183 | -3254.008 | -3635.9693 | -4003.257 | -4568.8622 | 1
| 60440572 | 106287.0245 | 91379.056 | 14907.9685 | 1 |  | 5770.0629 | 24045.8741 | 25536.671 | 4279.2661 | -4858.6395 | 0
| 60440576 | 502.525 | 1758.4008 | -1255.8759 | 0 |  | -1431.716 | -1080.0358 | -1205.6234 | -1306.1284 | -1481.9685 | 1
| 60440592 | 33077.5622 | 26431.8864 | 6645.6758 | 1 |  | 4002.4872 | 9288.8645 | 9953.4321 | 3337.9196 | 694.731 | 1
| 60440617 | 400359.8285 | 118218.3326 | 282141.4959 | 1 |  | 270319.6626 | 293963.3291 | 322177.4787 | 242105.513 | 230283.6798 | 1
| 60440618 | 680821.3523 | 158935.5807 | 521885.7717 | 1 |  | 505992.2136 | 537779.3297 | 589967.9069 | 453803.6364 | 437910.0784 | 1
| 60440619 | 2327.9177 | 3286.7156 | -958.7979 | 0 |  | -1287.4695 | -630.1264 | -726.0062 | -1191.5897 | -1520.2613 | 1
| 60440629 | 224211.8609 | 137878.439 | 86333.4219 | 1 |  | 72545.578 | 100121.2658 | 108754.608 | 63912.2358 | 50124.3919 | 1
| 60440638 | 607.0093 | 937.2146 | -330.2053 | 0 |  | -423.9268 | -236.4838 | -269.5044 | -390.9062 | -484.6277 | 1
| 60440639 | 3413.9063 | 4661.2295 | -1247.3232 | 0 |  | -1713.4462 | -781.2003 | -905.9326 | -1588.7138 | -2054.8368 | 1
| 60440646 | 123273.3598 | 120170.5995 | 3102.7602 | 1 |  | -8914.2997 | 15119.8202 | 15430.0962 | -9224.5757 | -21241.6357 | 0
| 60440655 | 107231.5931 | 100677.3916 | 6554.2015 | 1 |  | -3513.5376 | 16621.9407 | 17277.3608 | -4168.9578 | -14236.697 | 0
| 60440661 | 307127.0719 | 147379.3072 | 159747.7648 | 1 |  | 145009.834 | 174485.6955 | 190460.4719 | 129035.0576 | 114297.1268 | 1
| 60440662 | 11137.2142 | 30322.0953 | -19184.881 | 0 |  | -22217.0906 | -16152.6715 | -18071.1596 | -20298.6025 | -23330.812 | 1
| 60440663 | 4050.2221 | 14998.9666 | -10948.7444 | 0 |  | -12448.6411 | -9448.8478 | -10543.7222 | -11353.7666 | -12853.6633 | 1
| 60440664 | 26581.1793 | 52389.8883 | -25808.709 | 0 |  | -31047.6978 | -20569.7201 | -23150.591 | -28466.8269 | -33705.8157 | 1
| 60440685 | 14496.3726 | 30215.3254 | -15718.9528 | 0 |  | -18740.4853 | -12697.4202 | -14269.3155 | -17168.59 | -20190.1226 | 1
| 60440696 | 216921.1441 | 83829.3748 | 133091.7693 | 1 |  | 124708.8319 | 141474.7068 | 154783.8838 | 111399.6549 | 103016.7174 | 1
| 60440711 | 604023.4358 | 202622.8131 | 401400.6227 | 1 |  | 381138.3414 | 421662.904 | 461802.9663 | 340998.2792 | 320735.9978 | 1
| 60440727 | 6454.7713 | 8308.2376 | -1853.4663 | 0 |  | -2684.2901 | -1022.6426 | -1207.9892 | -2498.9434 | -3329.7672 | 1
| 60440735 | 70652.437 | 32084.3275 | 38568.1095 | 1 |  | 35359.6767 | 41776.5422 | 45633.3532 | 31502.8658 | 28294.433 | 1
| 60440738 | 519.3247 | 638.0766 | -118.7519 | 0 |  | -182.5596 | -54.9443 | -66.8195 | -170.6844 | -234.4921 | 1
| 60440747 | 483.6166 | 705.5618 | -221.9451 | 0 |  | -292.5013 | -151.389 | -173.5835 | -270.3068 | -340.863 | 1
| 60440755 | 454799.988 | 182501.6441 | 272298.3439 | 1 |  | 254048.1795 | 290548.5083 | 317778.3427 | 226818.3451 | 208568.1807 | 1
| 60440756 | 15273.5571 | 19817.3701 | -4543.813 | 0 |  | -6525.5501 | -2562.076 | -3016.4573 | -6071.1688 | -8052.9058 | 1
| 60440757 | 218129.436 | 119496.9586 | 98632.4774 | 1 |  | 86682.7815 | 110582.1732 | 120445.421 | 76819.5338 | 64869.8379 | 1
| 60440762 | 8185.5114 | 5413.1307 | 2772.3808 | 1 |  | 2231.0677 | 3313.6938 | 3590.9319 | 1953.8296 | 1412.5165 | 1
| 60440764 | 397.5434 | 1052.2887 | -654.7453 | 0 |  | -759.9742 | -549.5164 | -614.991 | -694.4996 | -799.7285 | 1
| 60440786 | 426554.7382 | 161444.3125 | 265110.4257 | 1 |  | 248965.9945 | 281254.857 | 307765.8995 | 222454.9519 | 206310.5207 | 1
| 60440787 | 72701.0084 | 60516.507 | 12184.5014 | 1 |  | 6132.8507 | 18236.1521 | 19454.6022 | 4914.4005 | -1137.2501 | 0
| 60440788 | 184531.6856 | 108184.8551 | 76346.8305 | 1 |  | 65528.345 | 87165.316 | 94799.999 | 57893.6619 | 47075.1764 | 1
| 60440789 | 11500.5421 | 15794.237 | -4293.695 | 0 |  | -5873.1187 | -2714.2713 | -3143.6408 | -5443.7492 | -7023.1729 | 1
| 60440790 | 61202.1251 | 54031.0624 | 7171.0628 | 1 |  | 1767.9565 | 12574.169 | 13291.2753 | 1050.8502 | -4352.256 | 0
| 60440813 | 10284.8277 | 10649.0601 | -364.2324 | 0 |  | -1429.1384 | 700.6736 | 664.2504 | -1392.7152 | -2457.6212 | 1
| 60440819 | 78335.2437 | 91653.1354 | -13317.8917 | 0 |  | -22483.2052 | -4152.5781 | -5484.3673 | -21151.416 | -30316.7296 | 1
| 60440820 | 8574.4566 | 19902.1256 | -11327.669 | 0 |  | -13317.8816 | -9337.4564 | -10470.2233 | -12185.1147 | -14175.3272 | 1
| 60440824 | 377392.5684 | 171695.3216 | 205697.2468 | 1 |  | 188527.7147 | 222866.779 | 243436.5036 | 167957.99 | 150788.4578 | 1
| 60440825 | 3860.3559 | 6616.9807 | -2756.6248 | 0 |  | -3418.3229 | -2094.9268 | -2370.5892 | -3142.6604 | -3804.3585 | 1
| 60440826 | 2590.1629 | 4595.5077 | -2005.3447 | 0 |  | -2464.8955 | -1545.794 | -1746.3284 | -2264.361 | -2723.9118 | 1
| 60440834 | 657.7766 | 1952.1276 | -1294.351 | 0 |  | -1489.5638 | -1099.1382 | -1228.5733 | -1360.1287 | -1555.3414 | 1
| 60440894 | 18978.0756 | 16542.7269 | 2435.3487 | 1 |  | 781.076 | 4089.6214 | 4333.1562 | 537.5411 | -1116.7316 | 0
| 60440895 | 7654.5062 | 7313.1864 | 341.3199 | 1 |  | -389.9988 | 1072.6385 | 1106.7705 | -424.1307 | -1155.4494 | 0
| 60440896 | 12060.9187 | 11087.5566 | 973.3621 | 1 |  | -135.3936 | 2082.1178 | 2179.454 | -232.7298 | -1341.4854 | 0
| 60440897 | 1816.6041 | 1505.2351 | 311.369 | 1 |  | 160.8455 | 461.8925 | 493.0294 | 129.7086 | -20.8149 | 0
| 60440898 | 11841.7784 | 10905.9377 | 935.8406 | 1 |  | -154.7532 | 2026.4344 | 2120.0184 | -248.3372 | -1338.931 | 0
| 60440912 | 17601.3671 | 16486.0398 | 1115.3272 | 1 |  | -533.2767 | 2763.9312 | 2875.4639 | -644.8095 | -2293.4135 | 0
| 60440940 | 62536.9569 | 49142.7631 | 13394.1938 | 1 |  | 8479.9175 | 18308.4701 | 19647.8895 | 7140.4981 | 2226.2218 | 1
| 60440944 | 4359.5046 | 4299.9643 | 59.5404 | 1 |  | -370.4561 | 489.5368 | 495.4908 | -376.4101 | -806.4065 | 0
| 60440945 | 2920.1574 | 2923.5134 | -3.356 | 0 |  | -295.7073 | 288.9953 | 288.6598 | -295.3717 | -587.7231 | 1
| 60440946 | 11020.1823 | 10219.6386 | 800.5437 | 1 |  | -221.4202 | 1822.5076 | 1902.5619 | -301.4745 | -1323.4384 | 0
| 60440978 | 1480.8471 | 1569.0769 | -88.2298 | 0 |  | -245.1375 | 68.6779 | 59.8549 | -236.3145 | -393.2222 | 1
| 60440979 | 26212.6793 | 22540.5524 | 3672.1269 | 1 |  | 1418.0716 | 5926.1821 | 6293.3948 | 1050.859 | -1203.1963 | 0
| 60440988 | 7636.7639 | 10123.3255 | -2486.5617 | 0 |  | -3498.8942 | -1474.2291 | -1722.8853 | -3250.238 | -4262.5706 | 1
| 60440994 | 3092.2454 | 2533.308 | 558.9374 | 1 |  | 305.6066 | 812.2682 | 868.1619 | 249.7128 | -3.618 | 0
| 60440996 | 23580.8345 | 26764.0166 | -3183.1821 | 0 |  | -5859.5838 | -506.7805 | -825.0987 | -5541.2656 | -8217.6672 | 1
| 60441018 | 600340.3346 | 211338.8676 | 389001.467 | 1 |  | 367867.5803 | 410135.3538 | 449035.5005 | 328967.4336 | 307833.5468 | 1
| 60441026 | 35872.0206 | 31314.9344 | 4557.0862 | 1 |  | 1425.5928 | 7688.5797 | 8144.2883 | 969.8842 | -2161.6093 | 0
| 60441029 | 29900.7058 | 23059.9925 | 6840.7133 | 1 |  | 4534.7141 | 9146.7126 | 9830.7839 | 3850.6427 | 1544.6435 | 1
| 60441030 | 3048.8906 | 3816.5449 | -767.6542 | 0 |  | -1149.3087 | -385.9998 | -462.7652 | -1072.5433 | -1454.1978 | 1
| 60441057 | 33639.6713 | 44532.3957 | -10892.7244 | 0 |  | -15345.9639 | -6439.4848 | -7528.7572 | -14256.6915 | -18709.9311 | 1
| 60441058 | 6993.7355 | 15548.7764 | -8555.0409 | 0 |  | -10109.9185 | -7000.1632 | -7855.6673 | -9254.4144 | -10809.2921 | 1
| 60441059 | 728766.7271 | 248439.1991 | 480327.528 | 1 |  | 455483.6081 | 505171.4479 | 553204.2007 | 407450.8553 | 382606.9354 | 1
| 60441060 | 170597.7036 | 119055.5698 | 51542.1339 | 1 |  | 39636.5769 | 63447.6908 | 68601.9042 | 34482.3635 | 22576.8065 | 1
| 60441068 | 9709.4492 | 20090.3488 | -10380.8996 | 0 |  | -12389.9344 | -8371.8647 | -9409.9546 | -11351.8445 | -13360.8794 | 1
| 60441077 | 7180.0705 | 22705.1101 | -15525.0396 | 0 |  | -17795.5506 | -13254.5285 | -14807.0325 | -16243.0466 | -18513.5576 | 1
| 60441081 | 230602.992 | 137414.4854 | 93188.5066 | 1 |  | 79447.0581 | 106929.9552 | 116248.8058 | 70128.2074 | 56386.7589 | 1
| 60441082 | 1588.5258 | 4871.2381 | -3282.7123 | 0 |  | -3769.8362 | -2795.5885 | -3123.8598 | -3441.5649 | -3928.6887 | 1
| 60441083 | 320398.3652 | 164194.4624 | 156203.9028 | 1 |  | 139784.4566 | 172623.349 | 188243.7393 | 124164.0663 | 107744.62 | 1
| 60441087 | 2670.3429 | 7403.4454 | -4733.1025 | 0 |  | -5473.4471 | -3992.758 | -4466.0682 | -5000.1368 | -5740.4814 | 1
| 60441091 | 41051.8868 | 64514.3235 | -23462.4367 | 0 |  | -29913.869 | -17011.0043 | -19357.248 | -27567.6254 | -34019.0577 | 1
| 60441092 | 7863.6573 | 24160.8128 | -16297.1556 | 0 |  | -18713.2368 | -13881.0743 | -15510.7898 | -17083.5213 | -19499.6026 | 1
| 60441114 | 233429.5446 | 127086.9762 | 106342.5684 | 1 |  | 93633.8708 | 119051.266 | 129685.5229 | 82999.614 | 70290.9163 | 1
| 60441122 | 781105.16 | 242490.906 | 538614.254 | 1 |  | 514365.1634 | 562863.3446 | 616724.77 | 460503.738 | 436254.6474 | 1
| 60441147 | 40794.8475 | 28421.6613 | 12373.1862 | 1 |  | 9531.0201 | 15215.3523 | 16452.6709 | 8293.7014 | 5451.5353 | 1
| 60441148 | 134921.314 | 59944.4712 | 74976.8428 | 1 |  | 68982.3956 | 80971.2899 | 88468.9742 | 61484.7114 | 55490.2643 | 1
| 60441149 | 10899.6814 | 11053.657 | -153.9755 | 0 |  | -1259.3412 | 951.3902 | 935.9926 | -1243.9437 | -2349.3094 | 1
| 60441164 | 324263.1426 | 191492.8787 | 132770.2639 | 1 |  | 113620.976 | 151919.5517 | 165196.5781 | 100343.9496 | 81194.6617 | 1
| 60441165 | 124544.4888 | 89596.4393 | 34948.0495 | 1 |  | 25988.4055 | 43907.6934 | 47402.4983 | 22493.6006 | 13533.9567 | 1
| 60441195 | 1352988.7309 | 323711.9638 | 1029276.7672 | 1 |  | 996905.5708 | 1061647.9636 | 1164575.6403 | 893977.8941 | 861606.6977 | 1
| 60441203 | 8244.7979 | 16049.0538 | -7804.2559 | 0 |  | -9409.1613 | -6199.3505 | -6979.7761 | -8628.7357 | -10233.6411 | 1
| 60441206 | 457592.9602 | 120156.1386 | 337436.8216 | 1 |  | 325421.2077 | 349452.4354 | 383196.1176 | 291677.5256 | 279661.9117 | 1
| 60441218 | 4400.0578 | 7671.1157 | -3271.0579 | 0 |  | -4038.1695 | -2503.9464 | -2831.0522 | -3711.0637 | -4478.1753 | 1
| 60441219 | 6731.5845 | 10774.546 | -4042.9615 | 0 |  | -5120.4161 | -2965.5069 | -3369.8031 | -4716.1199 | -5793.5745 | 1
| 60441238 | 90043.5099 | 49839.1832 | 40204.3267 | 1 |  | 35220.4084 | 45188.245 | 49208.6777 | 31199.9757 | 26216.0574 | 1
| 60441253 | 26924.9627 | 25459.1808 | 1465.7819 | 1 |  | -1080.1362 | 4011.7 | 4158.2782 | -1226.7144 | -3772.6324 | 0
| 60441254 | 45316.2847 | 35609.8466 | 9706.4382 | 1 |  | 6145.4535 | 13267.4228 | 14238.0666 | 5174.8097 | 1613.825 | 1
| 60441279 | 21176.4554 | 36302.3092 | -15125.8539 | 0 |  | -18756.0848 | -11495.6229 | -13008.2083 | -17243.4994 | -20873.7303 | 1
| 60441280 | 85537.8083 | 82953.5917 | 2584.2166 | 1 |  | -5711.1426 | 10879.5758 | 11137.9974 | -5969.5642 | -14264.9234 | 0
| 60441281 | 2477.4578 | 7959.3092 | -5481.8514 | 0 |  | -6277.7823 | -4685.9205 | -5234.1056 | -5729.5972 | -6525.5281 | 1
| 60441283 | 10512.236 | 18896.6503 | -8384.4143 | 0 |  | -10274.0794 | -6494.7493 | -7333.1907 | -9435.6379 | -11325.303 | 1
| 60441287 | 241442.922 | 135097.4689 | 106345.4531 | 1 |  | 92835.7062 | 119855.2 | 130489.7453 | 82201.1609 | 68691.414 | 1
| 60441289 | 45532.5915 | 57166.4644 | -11633.873 | 0 |  | -17350.5194 | -5917.2265 | -7080.6138 | -16187.1321 | -21903.7786 | 1
| 60441297 | 8061.4551 | 10216.324 | -2154.8689 | 0 |  | -3176.5013 | -1133.2365 | -1348.7234 | -2961.0144 | -3982.6468 | 1
| 60441298 | 38383.9449 | 43683.1899 | -5299.245 | 0 |  | -9667.564 | -930.926 | -1460.8505 | -9137.6395 | -13505.9585 | 1
| 60441304 | 6702.4111 | 15119.4954 | -8417.0844 | 0 |  | -9929.0339 | -6905.1348 | -7746.8433 | -9087.3255 | -10599.275 | 1
| 60441312 | 1182.1572 | 5649.4475 | -4467.2903 | 0 |  | -5032.235 | -3902.3455 | -4349.0746 | -4585.506 | -5150.4507 | 1
| 60441313 | 442191.6507 | 202743.3419 | 239448.3088 | 1 |  | 219173.9746 | 259722.643 | 283667.4739 | 195229.1437 | 174954.8095 | 1
| 60441315 | 109814.3052 | 90363.6414 | 19450.6638 | 1 |  | 10414.2996 | 28487.0279 | 30432.0943 | 8469.2333 | -567.1309 | 0
| 60441325 | 39753.8147 | 38169.7582 | 1584.0565 | 1 |  | -2232.9194 | 5401.0323 | 5559.4379 | -2391.325 | -6208.3008 | 0
| 60441334 | 22280.0824 | 21366.3135 | 913.7688 | 1 |  | -1222.8625 | 3050.4002 | 3141.7771 | -1314.2394 | -3450.8707 | 0
| 60441336 | 182497.4461 | 119025.8503 | 63471.5958 | 1 |  | 51569.0108 | 75374.1808 | 81721.3404 | 45221.8512 | 33319.2662 | 1
| 60441340 | 70444.5309 | 80658.0393 | -10213.5084 | 0 |  | -18279.3123 | -2147.7045 | -3169.0553 | -17257.9615 | -25323.7654 | 1
| 60441350 | 64693.1134 | 40780.1177 | 23912.9957 | 1 |  | 19834.9839 | 27991.0075 | 30382.307 | 17443.6844 | 13365.6726 | 1
| 60441351 | 109551.682 | 95294.3184 | 14257.3635 | 1 |  | 4727.9317 | 23786.7954 | 25212.5317 | 3302.1953 | -6227.2365 | 0
| 60441353 | 34384.3537 | 29872.2272 | 4512.1266 | 1 |  | 1524.9038 | 7499.3493 | 7950.5619 | 1073.6912 | -1913.5315 | 0
| 60441355 | 119876.2204 | 95414.8473 | 24461.373 | 1 |  | 14919.8883 | 34002.8578 | 36448.9951 | 12473.751 | 2932.2663 | 1
| 60441378 | 26780.1115 | 24190.8863 | 2589.2252 | 1 |  | 170.1365 | 5008.3138 | 5267.2363 | -88.786 | -2507.8746 | 0
| 60441392 | 21084.5247 | 32848.2486 | -11763.7239 | 0 |  | -15048.5488 | -8478.8991 | -9655.2715 | -13872.1764 | -17157.0013 | 1
| 60441401 | 63331.9698 | 41926.222 | 21405.7478 | 1 |  | 17213.1256 | 25598.37 | 27738.9448 | 15072.5509 | 10879.9287 | 1
| 60441412 | 24419.4003 | 23856.0038 | 563.3965 | 1 |  | -1822.2039 | 2948.9968 | 3005.3365 | -1878.5436 | -4264.1439 | 0
| 60441413 | 1285.663 | 2269.8999 | -984.2368 | 0 |  | -1211.2268 | -757.2468 | -855.6705 | -1112.8031 | -1339.7931 | 1
| 60441416 | 117769.3327 | 60745.2992 | 57024.0335 | 1 |  | 50949.5036 | 63098.5634 | 68800.9667 | 45247.1002 | 39172.5703 | 1
| 60441423 | 312.0396 | 633.767 | -321.7274 | 0 |  | -385.1041 | -258.3507 | -290.5235 | -352.9314 | -416.3081 | 1
| 60441424 | 7858.1841 | 11225.2811 | -3367.0969 | 0 |  | -4489.625 | -2244.5688 | -2581.2785 | -4152.9153 | -5275.4435 | 1
| 60441425 | 441.266 | 887.2738 | -446.0078 | 0 |  | -534.7352 | -357.2804 | -401.8812 | -490.1344 | -578.8618 | 1
| 60441426 | 2270.8701 | 4058.6439 | -1787.7737 | 0 |  | -2193.6381 | -1381.9093 | -1560.6867 | -2014.8607 | -2420.7251 | 1
| 60441427 | 3329.3189 | 5638.2447 | -2308.9259 | 0 |  | -2872.7503 | -1745.1014 | -1975.994 | -2641.8577 | -3205.6822 | 1
| 60441429 | 22324.2299 | 41026.0508 | -18701.8209 | 0 |  | -22804.426 | -14599.2158 | -16469.3979 | -20934.2439 | -25036.849 | 1
| 60441451 | 3646.2 | 5076.9807 | -1430.7807 | 0 |  | -1938.4787 | -923.0826 | -1066.1607 | -1795.4007 | -2303.0987 | 1
| 60441452 | 26835.3982 | 23170.5214 | 3664.8768 | 1 |  | 1347.8246 | 5981.9289 | 6348.4166 | 981.337 | -1335.7152 | 0
| 60441454 | 3009.6509 | 4557.7987 | -1548.1479 | 0 |  | -2003.9277 | -1092.368 | -1247.1828 | -1849.113 | -2304.8928 | 1
| 60441489 | 546.3421 | 1285.7865 | -739.4444 | 0 |  | -868.023 | -610.8657 | -684.8102 | -794.0786 | -922.6572 | 1
| 60441490 | 9582.9974 | 14795.4173 | -5212.42 | 0 |  | -6691.9617 | -3732.8782 | -4254.1202 | -6170.7197 | -7650.2614 | 1
| 60441496 | 1438.7928 | 4591.1048 | -3152.312 | 0 |  | -3611.4224 | -2693.2015 | -3008.4327 | -3296.1912 | -3755.3017 | 1
| 60441497 | 167.2258 | 618.0545 | -450.8287 | 0 |  | -512.6342 | -389.0233 | -434.1061 | -467.5513 | -529.3567 | 1
| 60441532 | 684698.9063 | 235314.7594 | 449384.1469 | 1 |  | 425852.671 | 472915.6228 | 517854.0375 | 380914.2563 | 357382.7804 | 1
| 60441544 | 5496.1272 | 14415.5847 | -8919.4576 | 0 |  | -10361.016 | -7477.8991 | -8369.8448 | -9469.0703 | -10910.6287 | 1
| 60441548 | 4911.3154 | 13320.3679 | -8409.0526 | 0 |  | -9741.0894 | -7077.0158 | -7917.921 | -8900.1841 | -10232.2209 | 1
| 60441553 | 28113.4383 | 24986.6441 | 3126.7941 | 1 |  | 628.1297 | 5625.4585 | 5938.138 | 315.4503 | -2183.2141 | 0
| 60441559 | 202767.5587 | 131384.739 | 71382.8197 | 1 |  | 58244.3458 | 84521.2936 | 91659.5756 | 51106.0638 | 37967.5899 | 1
| 60441560 | 116261.4227 | 116496.3948 | -234.9721 | 0 |  | -11884.6116 | 11414.6674 | 11391.1702 | -11861.1144 | -23510.7538 | 1
| 60441566 | 17041.0026 | 31016.6498 | -13975.6472 | 0 |  | -17077.3122 | -10873.9822 | -12271.547 | -15679.7475 | -18781.4125 | 1
| 60441593 | 75468.1573 | 83857.8335 | -8389.6762 | 0 |  | -16775.4595 | -3.8928 | -842.8605 | -15936.4919 | -24322.2753 | 1
| 60441598 | 41628.7085 | 49949.0408 | -8320.3323 | 0 |  | -13315.2364 | -3325.4282 | -4157.4615 | -12483.2032 | -17478.1072 | 1
| 60441607 | 391261.6675 | 175069.0296 | 216192.6379 | 1 |  | 198685.7349 | 233699.5409 | 255318.8047 | 177066.4712 | 159559.5682 | 1
| 60441628 | 95624.8988 | 87784.6535 | 7840.2453 | 1 |  | -938.22 | 16618.7107 | 17402.7352 | -1722.2446 | -10500.7099 | 0
| 60441629 | 74872.7892 | 76452.1866 | -1579.3974 | 0 |  | -9224.6161 | 6065.8213 | 5907.8815 | -9066.6763 | -16711.895 | 1
| 60441630 | 96546.9253 | 88258.5136 | 8288.4117 | 1 |  | -537.4397 | 17114.263 | 17943.1042 | -1366.2809 | -10192.1322 | 0
| 60441631 | 90311.5086 | 85530.9285 | 4780.5801 | 1 |  | -3772.5128 | 13333.6729 | 13811.7309 | -4250.5708 | -12803.6636 | 0
| 60441632 | 8566.9842 | 20048.5214 | -11481.5372 | 0 |  | -13486.3893 | -9476.685 | -10624.8387 | -12338.2356 | -14343.0877 | 1
| 60441634 | 139114.0292 | 99884.3225 | 39229.7067 | 1 |  | 29241.2745 | 49218.139 | 53141.1096 | 25318.3038 | 15329.8715 | 1
| 60441638 | 146894.3557 | 102940.4727 | 43953.883 | 1 |  | 33659.8357 | 54247.9303 | 58643.3186 | 29264.4474 | 18970.4002 | 1
| 60441643 | 125105.0936 | 65585.758 | 59519.3356 | 1 |  | 52960.7598 | 66077.9114 | 72029.8449 | 47008.8262 | 40450.2504 | 1
| 60441644 | 8003.8114 | 19126.6681 | -11122.8567 | 0 |  | -13035.5235 | -9210.1899 | -10322.4756 | -11923.2378 | -13835.9047 | 1
| 60441678 | 73527.8818 | 75434.5706 | -1906.6888 | 0 |  | -9450.1459 | 5636.7683 | 5446.0994 | -9259.477 | -16802.934 | 1
| 60441680 | 1683.0726 | 2561.6862 | -878.6136 | 0 |  | -1134.7823 | -622.445 | -710.3064 | -1046.9209 | -1303.0895 | 1
| 60441681 | 4221.4753 | 5747.5061 | -1526.0309 | 0 |  | -2100.7815 | -951.2803 | -1103.8833 | -1948.1784 | -2522.929 | 1
| 60441685 | 315346.1197 | 102303.1758 | 213042.9439 | 1 |  | 202812.6263 | 223273.2615 | 244577.5558 | 181508.3319 | 171278.0143 | 1
| 60441689 | 234090.4594 | 89935.0861 | 144155.3733 | 1 |  | 135161.8647 | 153148.8819 | 167564.4192 | 120746.3274 | 111752.8187 | 1
| 60441697 | 6248.9452 | 8365.7244 | -2116.7792 | 0 |  | -2953.3516 | -1280.2067 | -1491.8847 | -2741.6737 | -3578.2461 | 1
| 60449256 | 36750.1301 | 28485.2915 | 8264.8387 | 1 |  | 5416.3095 | 11113.3678 | 11939.8517 | 4589.8257 | 1741.2965 | 1
| 60449312 | 436383.0061 | 149955.8628 | 286427.1433 | 1 |  | 271431.557 | 301422.7296 | 330065.4439 | 242788.8427 | 227793.2564 | 1
| 60449338 | 5466.9366 | 4455.382 | 1011.5546 | 1 |  | 566.0164 | 1457.0928 | 1558.2482 | 464.8609 | 19.3227 | 1
| 60449340 | 41988.3222 | 62602.3721 | -20614.05 | 0 |  | -26874.2872 | -14353.8128 | -16415.2178 | -24812.8822 | -31073.1194 | 1
| 60449372 | 50721.2772 | 28977.8552 | 21743.422 | 1 |  | 18845.6364 | 24641.2075 | 26815.5497 | 16671.2942 | 13773.5087 | 1
| 60449382 | 26081.7668 | 22172.7187 | 3909.0482 | 1 |  | 1691.7763 | 6126.32 | 6517.2249 | 1300.8715 | -916.4004 | 0
| 60449384 | 334617.1953 | 101062.5135 | 233554.6817 | 1 |  | 223448.4304 | 243660.9331 | 267016.4013 | 200092.9622 | 189986.7109 | 1
| 60449385 | 21013.3812 | 15592.1892 | 5421.192 | 1 |  | 3861.9731 | 6980.4109 | 7522.5301 | 3319.8539 | 1760.635 | 1
| 60449422 | 23453.0949 | 18546.0504 | 4907.0445 | 1 |  | 3052.4395 | 6761.6495 | 7252.354 | 2561.735 | 707.13 | 1
| 60449423 | 4812.558 | 4889.8926 | -77.3346 | 0 |  | -566.3239 | 411.6546 | 403.9212 | -558.5904 | -1047.5797 | 1
| 60449424 | 4848.8745 | 4923.3555 | -74.481 | 0 |  | -566.8166 | 417.8545 | 410.4064 | -559.3685 | -1051.704 | 1
| 60449430 | 17932.0751 | 13135.9618 | 4796.1133 | 1 |  | 3482.5171 | 6109.7094 | 6589.3208 | 3002.9058 | 1689.3096 | 1
| 60449481 | 9482.1789 | 12405.1017 | -2922.9228 | 0 |  | -4163.433 | -1682.4127 | -1974.705 | -3871.1407 | -5111.6509 | 1
| 60449502 | 15336.2302 | 20330.3058 | -4994.0756 | 0 |  | -7027.1062 | -2961.045 | -3460.4526 | -6527.6986 | -8560.7292 | 1
| 60449503 | 7601.5581 | 11673.1399 | -4071.5817 | 0 |  | -5238.8957 | -2904.2677 | -3311.4259 | -4831.7375 | -5999.0515 | 1
| 60449504 | 46215.4339 | 44392.6042 | 1822.8298 | 1 |  | -2616.4307 | 6262.0902 | 6444.3732 | -2798.7136 | -7237.9741 | 0
| 60449515 | 822.5997 | 792.9693 | 29.6304 | 1 |  | -49.6665 | 108.9274 | 111.8904 | -52.6295 | -131.9265 | 0
| 60449517 | 166956.0208 | 142072.1837 | 24883.837 | 1 |  | 10676.6187 | 39091.0554 | 41579.4391 | 8188.235 | -6018.9834 | 0
| 60449536 | 53255.4927 | 58408.6274 | -5153.1347 | 0 |  | -10993.9975 | 687.728 | 172.4145 | -10478.684 | -16319.5467 | 1
| 60449537 | 1880.0809 | 4404.5327 | -2524.4518 | 0 |  | -2964.9051 | -2083.9986 | -2336.4438 | -2712.4599 | -3152.9132 | 1
| 60449582 | 7904.3521 | 14064.4549 | -6160.1029 | 0 |  | -7566.5483 | -4753.6574 | -5369.6676 | -6950.5381 | -8356.9836 | 1
| 60449583 | 1115.2522 | 2488.1785 | -1372.9263 | 0 |  | -1621.7441 | -1124.1084 | -1261.401 | -1484.4515 | -1733.2693 | 1
| 60449617 | 185193.679 | 68376.8679 | 116816.8111 | 1 |  | 109979.1243 | 123654.4979 | 135336.179 | 98297.4432 | 91459.7564 | 1
| 60449620 | 10204.6963 | 16110.1438 | -5905.4475 | 0 |  | -7516.4619 | -4294.4331 | -4884.9779 | -6925.9171 | -8536.9315 | 1
| 60449627 | 35194.0494 | 22197.8158 | 12996.2336 | 1 |  | 10776.452 | 15216.0152 | 16515.6385 | 9476.8286 | 7257.0471 | 1
| 60449641 | 73721.6247 | 63194.5597 | 10527.065 | 1 |  | 4207.609 | 16846.521 | 17899.2275 | 3154.9025 | -3164.5535 | 0
| 60449670 | 938.1751 | 1090.8139 | -152.6388 | 0 |  | -261.7202 | -43.5574 | -58.8213 | -246.4563 | -355.5377 | 1
| 60449671 | 14151.0527 | 14193.7896 | -42.7369 | 0 |  | -1462.1159 | 1376.642 | 1372.3683 | -1457.8422 | -2877.2212 | 1
| 60449677 | 830.6048 | 957.6267 | -127.022 | 0 |  | -222.7846 | -31.2593 | -43.9615 | -210.0825 | -305.8451 | 1
| 60449678 | 5921.0379 | 6402.3402 | -481.3023 | 0 |  | -1121.5363 | 158.9317 | 110.8015 | -1073.4061 | -1713.6401 | 1
| 60449683 | 32960.6047 | 23915.9025 | 9044.7022 | 1 |  | 6653.1119 | 11436.2925 | 12340.7627 | 5748.6417 | 3357.0515 | 1
| 60449686 | 3090.6697 | 3825.5538 | -734.8841 | 0 |  | -1117.4395 | -352.3287 | -425.8171 | -1043.9511 | -1426.5064 | 1
| 60449696 | 47445.2771 | 52255.05 | -4809.7729 | 0 |  | -10035.2779 | 415.7321 | -65.2452 | -9554.3006 | -14779.8056 | 1
| 60449699 | 24979.7254 | 24808.5868 | 171.1386 | 1 |  | -2309.72 | 2651.9973 | 2669.1112 | -2326.8339 | -4807.6926 | 0
| 60449700 | 4035.177 | 4930.677 | -895.5001 | 0 |  | -1388.5678 | -402.4324 | -491.9824 | -1299.0178 | -1792.0855 | 1
| 60449708 | 4840.9398 | 5301.0695 | -460.1297 | 0 |  | -990.2366 | 69.9773 | 23.9643 | -944.2237 | -1474.3306 | 1
| 60449709 | 7934.3969 | 8389.1405 | -454.7436 | 0 |  | -1293.6577 | 384.1705 | 338.6961 | -1248.1833 | -2087.0973 | 1
| 60449710 | 2733.2462 | 2697.8657 | 35.3805 | 1 |  | -234.4061 | 305.167 | 308.7051 | -237.9441 | -507.7307 | 0
| 60449712 | 7698.2836 | 7925.7373 | -227.4537 | 0 |  | -1020.0274 | 565.1201 | 542.3747 | -997.282 | -1789.8558 | 1
| 60449754 | 1396.5319 | 879.4756 | 517.0563 | 1 |  | 429.1088 | 605.0039 | 656.7095 | 377.4031 | 289.4556 | 1
| 60449755 | 14433.0039 | 8647.2595 | 5785.7444 | 1 |  | 4921.0185 | 6650.4704 | 7229.0448 | 4342.444 | 3477.7181 | 1
| 60449773 | 9254.0711 | 7126.6142 | 2127.4568 | 1 |  | 1414.7954 | 2840.1183 | 3052.8639 | 1202.0497 | 489.3883 | 1
| 60449798 | 15392.9167 | 8504.1658 | 6888.7509 | 1 |  | 6038.3343 | 7739.1675 | 8428.0426 | 5349.4592 | 4499.0426 | 1
| 60449837 | 42323.2009 | 20915.8891 | 21407.3118 | 1 |  | 19315.7229 | 23498.9007 | 25639.6319 | 17174.9917 | 15083.4028 | 1
| 60449838 | 3930.4457 | 2162.9156 | 1767.5301 | 1 |  | 1551.2385 | 1983.8217 | 2160.5747 | 1374.4855 | 1158.194 | 1
| 60449894 | 9894.7835 | 10762.8441 | -868.0606 | 0 |  | -1944.345 | 208.2238 | 121.4177 | -1857.539 | -2933.8234 | 1
| 60449895 | 814.3255 | 922.4037 | -108.0782 | 0 |  | -200.3186 | -15.8378 | -26.6456 | -189.5107 | -281.7511 | 1
| 60449952 | 612.1569 | 1545.8845 | -933.7276 | 0 |  | -1088.316 | -779.1391 | -872.5119 | -994.9433 | -1149.5317 | 1
| 60449975 | 13622.7558 | 23118.981 | -9496.2252 | 0 |  | -11808.1233 | -7184.3271 | -8133.9496 | -10858.5008 | -13170.3989 | 1
| 60449976 | 2282.7416 | 6054.5126 | -3771.771 | 0 |  | -4377.2223 | -3166.3197 | -3543.4968 | -4000.0452 | -4605.4964 | 1
| 60449977 | 165886.0638 | 108025.2506 | 57860.8132 | 1 |  | 47058.2881 | 68663.3382 | 74449.4196 | 41272.2068 | 30469.6817 | 1
| 60449985 | 15799.4478 | 28016.086 | -12216.6382 | 0 |  | -15018.2468 | -9415.0296 | -10636.6935 | -13796.583 | -16598.1916 | 1
| 60449986 | 5112.4112 | 12583.986 | -7471.5748 | 0 |  | -8729.9734 | -6213.1762 | -6960.3336 | -7982.8159 | -9241.2145 | 1
| 60450005 | 87106.3464 | 72640.9422 | 14465.4042 | 1 |  | 7201.3099 | 21729.4984 | 23176.0388 | 5754.7695 | -1509.3247 | 0
| 60450010 | 75138.8233 | 42012.6678 | 33126.1555 | 1 |  | 28924.8888 | 37327.4223 | 40640.0379 | 25612.2732 | 21411.0064 | 1
| 60450025 | 92141.6785 | 79021.268 | 13120.4105 | 1 |  | 5218.2837 | 21022.5373 | 22334.5783 | 3906.2426 | -3995.8842 | 0
| 60450026 | 69462.0975 | 68251.8196 | 1210.2779 | 1 |  | -5614.9041 | 8035.4599 | 8156.4876 | -5735.9319 | -12561.1138 | 0
| 60450035 | 311.112 | 806.4051 | -495.2932 | 0 |  | -575.9337 | -414.6526 | -464.182 | -526.4044 | -607.0449 | 1
| 60450036 | 4751.2964 | 9418.2846 | -4666.9882 | 0 |  | -5608.8167 | -3725.1598 | -4191.8586 | -5142.1179 | -6083.9463 | 1
| 60450039 | 60850.8273 | 36871.5499 | 23979.2774 | 1 |  | 20292.1224 | 27666.4324 | 30064.3602 | 17894.1947 | 14207.0397 | 1
| 60450041 | 231492.9313 | 139899.912 | 91593.0192 | 1 |  | 77603.028 | 105583.0104 | 114742.3124 | 68443.7261 | 54453.7349 | 1
| 60450043 | 112109.6271 | 88369.136 | 23740.4911 | 1 |  | 14903.5775 | 32577.4047 | 34951.4538 | 12529.5284 | 3692.6148 | 1
| 60450044 | 96006.9111 | 80902.9496 | 15103.9615 | 1 |  | 7013.6666 | 23194.2565 | 24704.6527 | 5503.2704 | -2587.0245 | 0
| 60450048 | 237247.5725 | 134039.1262 | 103208.4463 | 1 |  | 89804.5336 | 116612.3589 | 126933.2035 | 79483.689 | 66079.7764 | 1
| 60450049 | 78215.6293 | 71899.0567 | 6316.5726 | 1 |  | -873.3331 | 13506.4783 | 14138.1355 | -1504.9903 | -8694.896 | 0
| 60450050 | 12556.7827 | 13577.5707 | -1020.788 | 0 |  | -2378.545 | 336.9691 | 234.8903 | -2276.4662 | -3634.2233 | 1
| 60450060 | 42167.7104 | 66341.5194 | -24173.809 | 0 |  | -30807.9609 | -17539.657 | -19957.0379 | -28390.58 | -35024.7319 | 1
| 60450068 | 23085.5138 | 29533.5421 | -6448.0283 | 0 |  | -9401.3825 | -3494.6741 | -4139.4769 | -8756.5796 | -11709.9339 | 1
| 60450069 | 22890.9229 | 29369.5232 | -6478.6003 | 0 |  | -9415.5526 | -3541.648 | -4189.508 | -8767.6926 | -11704.6449 | 1
| 60450095 | 129853.5293 | 91865.024 | 37988.5053 | 1 |  | 28802.0029 | 47175.0077 | 50973.8582 | 25003.1524 | 15816.65 | 1
| 60450106 | 2084.8199 | 5761.7209 | -3676.9011 | 0 |  | -4253.0732 | -3100.729 | -3468.4191 | -3885.3831 | -4461.5551 | 1
| 60450127 | 10101.8328 | 28551.0361 | -18449.2033 | 0 |  | -21304.3069 | -15594.0997 | -17439.02 | -19459.3866 | -22314.4902 | 1
| 60450130 | 67093.4122 | 48899.18 | 18194.2323 | 1 |  | 13304.3143 | 23084.1503 | 24903.5735 | 11484.891 | 6594.973 | 1
| 60450164 | 138141.456 | 87956.9162 | 50184.5398 | 1 |  | 41388.8481 | 58980.2314 | 63998.6854 | 36370.3942 | 27574.7025 | 1
| 60450169 | 19806.0656 | 15472.027 | 4334.0386 | 1 |  | 2786.8359 | 5881.2413 | 6314.6452 | 2353.4321 | 806.2294 | 1
| 60450170 | 25247.9873 | 31306.6897 | -6058.7023 | 0 |  | -9189.3713 | -2928.0334 | -3533.9036 | -8583.5011 | -11714.17 | 1
| 60450171 | 36828.3788 | 40870.8492 | -4042.4705 | 0 |  | -8129.5554 | 44.6144 | -359.6326 | -7725.3084 | -11812.3933 | 1
| 60450172 | 76463.4153 | 68246.316 | 8217.0993 | 1 |  | 1392.4677 | 15041.7309 | 15863.4409 | 570.7578 | -6253.8738 | 0
| 60450175 | 1269.1935 | 2657.6894 | -1388.4959 | 0 |  | -1654.2648 | -1122.7269 | -1261.5765 | -1515.4152 | -1781.1842 | 1
| 60450176 | 67632.3862 | 64994.2376 | 2638.1486 | 1 |  | -3861.2751 | 9137.5724 | 9401.3872 | -4125.09 | -10624.5138 | 0
| 60450177 | 60197.2103 | 60304.0679 | -106.8577 | 0 |  | -6137.2645 | 5923.5491 | 5912.8634 | -6126.5787 | -12156.9855 | 1
| 60450183 | 13053.9483 | 9592.1903 | 3461.758 | 1 |  | 2502.539 | 4420.9771 | 4767.1529 | 2156.3632 | 1197.1442 | 1
| 60450219 | 367270.197 | 178098.7625 | 189171.4345 | 1 |  | 171361.5582 | 206981.3107 | 225898.4542 | 152444.4148 | 134634.5385 | 1
| 60450237 | 70928.7865 | 75086.7429 | -4157.9565 | 0 |  | -11666.6308 | 3350.7178 | 2934.9221 | -11250.8351 | -18759.5094 | 1
| 60450252 | 125548.1232 | 117756.1693 | 7791.9539 | 1 |  | -3983.6631 | 19567.5708 | 20346.7662 | -4762.8584 | -16538.4754 | 0
| 60450259 | 1290.5912 | 2071.0054 | -780.4142 | 0 |  | -987.5148 | -573.3137 | -651.3551 | -909.4734 | -1116.5739 | 1
| 60450266 | 236708.9434 | 136839.9093 | 99869.0341 | 1 |  | 86185.0432 | 113553.025 | 123539.9284 | 76198.1397 | 62514.1488 | 1
| 60450270 | 78468.9463 | 42952.164 | 35516.7823 | 1 |  | 31221.5659 | 39811.9987 | 43363.6769 | 27669.8877 | 23374.6713 | 1
| 60450271 | 68003.0156 | 35050.6106 | 32952.405 | 1 |  | 29447.344 | 36457.4661 | 39752.7066 | 26152.1035 | 22647.0424 | 1
| 60450291 | 329518.0342 | 143069.4364 | 186448.5978 | 1 |  | 172141.6542 | 200755.5414 | 219400.4012 | 153496.7944 | 139189.8507 | 1
| 60450296 | 29079.3449 | 36940.1767 | -7860.8318 | 0 |  | -11554.8494 | -4166.8141 | -4952.8973 | -10768.7663 | -14462.7839 | 1
| 60450302 | 31207.3152 | 31892.8233 | -685.5081 | 0 |  | -3874.7905 | 2503.7742 | 2435.2234 | -3806.2396 | -6995.522 | 1
| 60450303 | 2334.1871 | 3636.7802 | -1302.5931 | 0 |  | -1666.2711 | -938.9151 | -1069.1744 | -1536.0118 | -1899.6898 | 1
| 60450314 | 230913.7004 | 119548.6925 | 111365.0079 | 1 |  | 99410.1387 | 123319.8772 | 134456.378 | 88273.6379 | 76318.7686 | 1
| 60450315 | 15332.3091 | 26508.0991 | -11175.79 | 0 |  | -13826.5999 | -8524.9801 | -9642.5591 | -12709.0209 | -15359.8308 | 1
| 60450334 | 74313.8636 | 61206.6816 | 13107.1821 | 1 |  | 6986.5139 | 19227.8502 | 20538.5684 | 5675.7957 | -444.8725 | 0
| 60450335 | 891.2862 | 2814.179 | -1922.8928 | 0 |  | -2204.3107 | -1641.4749 | -1833.7642 | -2012.0214 | -2293.4393 | 1
| 60450337 | 7242.2454 | 27228.5206 | -19986.2752 | 0 |  | -22709.1273 | -17263.4232 | -19262.0507 | -20710.4998 | -23433.3518 | 1
| 60450338 | 118007.0896 | 106070.3712 | 11936.7184 | 1 |  | 1329.6813 | 22543.7555 | 23737.4273 | 136.0094 | -10471.0277 | 0
| 60450339 | 38689.3381 | 57328.8207 | -18639.4826 | 0 |  | -24372.3646 | -12906.6005 | -14770.5488 | -22508.4164 | -28241.2985 | 1
| 60450340 | 3434.1795 | 12577.932 | -9143.7526 | 0 |  | -10401.5458 | -7885.9594 | -8800.3346 | -9487.1705 | -10744.9637 | 1
| 60450342 | 405021.0447 | 186024.4997 | 218996.545 | 1 |  | 200394.095 | 237598.9949 | 259498.6494 | 178494.4405 | 159891.9905 | 1
| 60450345 | 67203.0103 | 54941.261 | 12261.7493 | 1 |  | 6767.6232 | 17755.8754 | 18982.0503 | 5541.4483 | 47.3222 | 1
| 60450346 | 31657.7669 | 35393.8588 | -3736.0919 | 0 |  | -7275.4777 | -196.706 | -570.3152 | -6901.8685 | -10441.2544 | 1
| 60450355 | 3661.6976 | 11657.1794 | -7995.4818 | 0 |  | -9161.1997 | -6829.7639 | -7629.312 | -8361.6516 | -9527.3695 | 1
| 60450367 | 286421.7735 | 144704.5566 | 141717.2169 | 1 |  | 127246.7612 | 156187.6726 | 170359.3943 | 113075.0396 | 98604.5839 | 1
| 60450368 | 10128.3007 | 20579.1749 | -10450.8742 | 0 |  | -12508.7917 | -8392.9567 | -9438.0441 | -11463.7043 | -13521.6218 | 1
| 60450377 | 476498.0175 | 206013.0319 | 270484.9856 | 1 |  | 249883.6824 | 291086.2888 | 318134.7874 | 222835.1839 | 202233.8807 | 1
| 60450388 | 246312.6361 | 143198.7711 | 103113.865 | 1 |  | 88793.9879 | 117433.7421 | 127745.1286 | 78482.6014 | 64162.7243 | 1
| 60450389 | 1486.1944 | 5873.9944 | -4387.8001 | 0 |  | -4975.1995 | -3800.4006 | -4239.1806 | -4536.4195 | -5123.8189 | 1
| 60450391 | 517754.3148 | 211421.9719 | 306332.3429 | 1 |  | 285190.1457 | 327474.5401 | 358107.7744 | 254556.9114 | 233414.7142 | 1
| 60450398 | 410.6788 | 2205.2933 | -1794.6145 | 0 |  | -2015.1438 | -1574.0852 | -1753.5466 | -1835.6824 | -2056.2117 | 1
| 60450409 | 100364.4285 | 54129.7858 | 46234.6427 | 1 |  | 40821.6641 | 51647.6213 | 56271.0856 | 36198.1999 | 30785.2213 | 1
| 60450439 | 18528.3705 | 35480.0711 | -16951.7006 | 0 |  | -20499.7077 | -13403.6935 | -15098.8636 | -18804.5377 | -22352.5448 | 1
| 60450442 | 195997.4183 | 126720.9866 | 69276.4316 | 1 |  | 56604.3329 | 81948.5303 | 88876.1734 | 49676.6898 | 37004.5911 | 1
| 60450447 | 11916.7959 | 33085.4538 | -21168.6579 | 0 |  | -24477.2033 | -17860.1125 | -19976.9783 | -22360.3375 | -25668.8829 | 1
| 60450466 | 365.9922 | 1837.1024 | -1471.1101 | 0 |  | -1654.8204 | -1287.3999 | -1434.5109 | -1507.7093 | -1691.4196 | 1
| 60450467 | 12542.8006 | 27378.7689 | -14835.9683 | 0 |  | -17573.8452 | -12098.0914 | -13581.6882 | -16090.2483 | -18828.1252 | 1
| 60450473 | 684.385 | 3582.8449 | -2898.4599 | 0 |  | -3256.7444 | -2540.1754 | -2830.0214 | -2966.8984 | -3325.1829 | 1
| 60450475 | 6890.3985 | 14070.3879 | -7179.9894 | 0 |  | -8587.0282 | -5772.9506 | -6490.9495 | -7869.0292 | -9276.068 | 1
| 60450476 | 12022.0515 | 20452.675 | -8430.6235 | 0 |  | -10475.891 | -6385.356 | -7228.4184 | -9632.8287 | -11678.0962 | 1
| 60450478 | 7401.6526 | 23510.8374 | -16109.1848 | 0 |  | -18460.2686 | -13758.1011 | -15369.0196 | -16849.3501 | -19200.4338 | 1
| 60450479 | 7558.63 | 14095.2315 | -6536.6015 | 0 |  | -7946.1247 | -5127.0784 | -5780.7385 | -7292.4645 | -8701.9877 | 1
| 60450480 | 92309.6879 | 88545.2513 | 3764.4366 | 1 |  | -5090.0885 | 12618.9617 | 12995.4054 | -5466.5322 | -14321.0573 | 0
| 60450481 | 415802.907 | 200666.2825 | 215136.6244 | 1 |  | 195069.9962 | 235203.2527 | 256716.9151 | 173556.3337 | 153489.7055 | 1
| 60450507 | 310322.4195 | 161777.2804 | 148545.1391 | 1 |  | 132367.4111 | 164722.8672 | 179577.3811 | 117512.8972 | 101335.1692 | 1
| 60450519 | 105563.2261 | 92560.129 | 13003.0972 | 1 |  | 3747.0843 | 22259.1101 | 23559.4198 | 2446.7746 | -6809.2383 | 0
| 60450521 | 309.0436 | 1461.2063 | -1152.1627 | 0 |  | -1298.2834 | -1006.0421 | -1121.2584 | -1183.0671 | -1329.1877 | 1
| 60450522 | 19456.5354 | 34085.4583 | -14628.9229 | 0 |  | -18037.4688 | -11220.3771 | -12683.2694 | -16574.5765 | -19983.1223 | 1
| 60450538 | 172.2917 | 1288.3932 | -1116.1015 | 0 |  | -1244.9408 | -987.2622 | -1098.8723 | -1133.3307 | -1262.17 | 1
| 60450549 | 747325.7948 | 260344.5909 | 486981.2038 | 1 |  | 460946.7447 | 513015.6629 | 561713.7833 | 412248.6243 | 386214.1652 | 1
| 60450550 | 195843.576 | 118215.7201 | 77627.8559 | 1 |  | 65806.2839 | 89449.4279 | 97212.2135 | 58043.4983 | 46221.9263 | 1
| 60450581 | 187401.668 | 81036.2369 | 106365.4311 | 1 |  | 98261.8074 | 114469.0547 | 125105.5978 | 87625.2643 | 79521.6406 | 1
| 60450582 | 20641.7734 | 22106.2999 | -1464.5265 | 0 |  | -3675.1565 | 746.1035 | 599.6509 | -3528.7038 | -5739.3338 | 1
| 60450589 | 14219.6906 | 28887.8566 | -14668.1659 | 0 |  | -17556.9516 | -11779.3803 | -13246.1969 | -16090.135 | -18978.9207 | 1
| 60450594 | 2721.3108 | 10228.4443 | -7507.1335 | 0 |  | -8529.9779 | -6484.2891 | -7235.0024 | -7779.2646 | -8802.109 | 1
| 60450595 | 865.2278 | 4151.367 | -3286.1392 | 0 |  | -3701.2759 | -2871.0025 | -3199.6164 | -3372.662 | -3787.7987 | 1
| 60450596 | 12618.7589 | 25113.3975 | -12494.6387 | 0 |  | -15005.9784 | -9983.2989 | -11232.7628 | -13756.5146 | -16267.8543 | 1
| 60450597 | 1044242.188 | 300835.1413 | 743407.0467 | 1 |  | 713323.5325 | 773490.5608 | 847831.2655 | 638982.8279 | 608899.3137 | 1
| 60450601 | 74511.2621 | 75012.4443 | -501.1822 | 0 |  | -8002.4267 | 7000.0622 | 6949.944 | -7952.3084 | -15453.5529 | 1
| 60450612 | 487.1845 | 1501.5208 | -1014.3363 | 0 |  | -1164.4884 | -864.1842 | -965.6179 | -1063.0548 | -1213.2068 | 1
| 60450613 | 8268.1811 | 14995.1807 | -6726.9996 | 0 |  | -8226.5176 | -5227.4815 | -5900.1815 | -7553.8177 | -9053.3357 | 1
| 60450619 | 9771.2124 | 24710.0723 | -14938.8599 | 0 |  | -17409.8672 | -12467.8527 | -13961.7387 | -15915.9812 | -18386.9884 | 1
| 60450629 | 719.1414 | 3322.5245 | -2603.3832 | 0 |  | -2935.6356 | -2271.1307 | -2531.469 | -2675.2973 | -3007.5497 | 1
| 60450630 | 2746.157 | 9733.1202 | -6986.9631 | 0 |  | -7960.2751 | -6013.6511 | -6712.3474 | -7261.5788 | -8234.8908 | 1
| 60450639 | 839.6692 | 3827.2048 | -2987.5356 | 0 |  | -3370.2561 | -2604.8151 | -2903.5687 | -3071.5025 | -3454.223 | 1
| 60450640 | 6263.5394 | 14925.4663 | -8661.9269 | 0 |  | -10154.4735 | -7169.3803 | -8035.573 | -9288.2808 | -10780.8275 | 1
| 60450650 | 408.3244 | 3279.5964 | -2871.272 | 0 |  | -3199.2317 | -2543.3124 | -2830.4396 | -2912.1045 | -3240.0641 | 1
| 60450660 | 225.1407 | 1652.1813 | -1427.0406 | 0 |  | -1592.2587 | -1261.8224 | -1404.5265 | -1449.5547 | -1614.7728 | 1
| 60450661 | 2815.9685 | 13043.5368 | -10227.5683 | 0 |  | -11531.922 | -8923.2146 | -9945.9714 | -10509.1651 | -11813.5188 | 1
| 60450663 | 306.5121 | 1658.7856 | -1352.2735 | 0 |  | -1518.1521 | -1186.3949 | -1321.6223 | -1382.9247 | -1548.8033 | 1
| 60450667 | 155785.4338 | 116836.5174 | 38948.9164 | 1 |  | 27265.2646 | 50632.5681 | 54527.4597 | 23370.373 | 11686.7212 | 1
| 60450672 | 135753.8445 | 102658.6883 | 33095.1562 | 1 |  | 22829.2873 | 43361.025 | 46670.5406 | 19519.7717 | 9253.9029 | 1
| 60450680 | 4213.7866 | 12620.8601 | -8407.0735 | 0 |  | -9669.1595 | -7144.9875 | -7985.6948 | -8828.4522 | -10090.5382 | 1
| 60450701 | 1843611.6123 | 385337.4466 | 1458274.1657 | 1 |  | 1419740.4211 | 1496807.9104 | 1642635.327 | 1273913.0045 | 1235379.2599 | 1
| 60450713 | 37597.2398 | 30337.1586 | 7260.0811 | 1 |  | 4226.3652 | 10293.797 | 11019.8051 | 3500.3571 | 466.6413 | 1
| 60450714 | 9264.4815 | 12058.3044 | -2793.8229 | 0 |  | -3999.6533 | -1587.9924 | -1867.3747 | -3720.271 | -4926.1015 | 1
| 60450717 | 3185.0374 | 10874.0169 | -7688.9795 | 0 |  | -8776.3812 | -6601.5778 | -7370.4757 | -8007.4832 | -9094.8849 | 1
| 60450720 | 160069.3533 | 113720.9283 | 46348.4249 | 1 |  | 34976.3321 | 57720.5178 | 62355.3603 | 30341.4896 | 18969.3968 | 1
| 60450755 | 6859.8999 | 18116.2067 | -11256.3068 | 0 |  | -13067.9275 | -9444.6861 | -10570.3168 | -11942.2968 | -13753.9175 | 1
| 60450756 | 954.7873 | 4129.9029 | -3175.1157 | 0 |  | -3588.106 | -2762.1254 | -3079.6369 | -3270.5944 | -3683.5847 | 1
| 60450763 | 100834.7603 | 106858.487 | -6023.7267 | 0 |  | -16709.5754 | 4662.122 | 4059.7493 | -16107.2027 | -26793.0514 | 1
| 60450766 | 522.6887 | 2861.3227 | -2338.634 | 0 |  | -2624.7662 | -2052.5017 | -2286.3651 | -2390.9028 | -2677.0351 | 1
| 60450769 | 7369.7747 | 11893.2715 | -4523.4968 | 0 |  | -5712.824 | -3334.1697 | -3786.5193 | -5260.4743 | -6449.8014 | 1
| 60450790 | 61518.7116 | 63699.24 | -2180.5284 | 0 |  | -8550.4524 | 4189.3956 | 3971.3428 | -8332.3995 | -14702.3235 | 1
| 60450795 | 9534.8163 | 21547.1522 | -12012.3359 | 0 |  | -14167.0511 | -9857.6207 | -11058.8543 | -12965.8175 | -15120.5328 | 1
| 60450828 | 9915.8217 | 17330.2318 | -7414.4101 | 0 |  | -9147.4333 | -5681.387 | -6422.828 | -8405.9923 | -10139.0155 | 1
| 60450829 | 47179.3362 | 41131.9852 | 6047.351 | 1 |  | 1934.1525 | 10160.5495 | 10765.2846 | 1329.4174 | -2783.7811 | 0
| 60450830 | 2903.4801 | 6692.326 | -3788.8459 | 0 |  | -4458.0785 | -3119.6133 | -3498.4979 | -4079.1939 | -4748.4265 | 1
| 60450843 | 17464.2491 | 22972.7861 | -5508.537 | 0 |  | -7805.8156 | -3211.2584 | -3762.1121 | -7254.9619 | -9552.2406 | 1
| 60450863 | 119157.2902 | 73064.7156 | 46092.5746 | 1 |  | 38786.103 | 53399.0462 | 58008.3036 | 34176.8456 | 26870.374 | 1
| 60450864 | 9410.5234 | 15755.1941 | -6344.6706 | 0 |  | -7920.19 | -4769.1512 | -5403.6183 | -7285.723 | -8861.2424 | 1
| 60450870 | 415908.409 | 187954.0626 | 227954.3464 | 1 |  | 209158.9401 | 246749.7526 | 269545.1873 | 186363.5055 | 167568.0992 | 1
| 60450879 | 2667.821 | 7202.3817 | -4534.5607 | 0 |  | -5254.7988 | -3814.3225 | -4267.7786 | -4801.3428 | -5521.5809 | 1
| 60450880 | 11984.0137 | 20817.2178 | -8833.2041 | 0 |  | -10914.9259 | -6751.4823 | -7634.8027 | -10031.6055 | -12113.3273 | 1
| 60450891 | 20071.471 | 24468.9833 | -4397.5122 | 0 |  | -6844.4106 | -1950.6139 | -2390.3651 | -6404.6593 | -8851.5577 | 1
| 60450902 | 9146.0989 | 19995.1365 | -10849.0376 | 0 |  | -12848.5513 | -8849.524 | -9934.4277 | -11763.6475 | -13763.1611 | 1
| 60450910 | 2105336.864 | 445702.0541 | 1659634.8099 | 1 |  | 1615064.6045 | 1704205.0153 | 1870168.4963 | 1449101.1235 | 1404530.9181 | 1
| 60450914 | 8670.6501 | 12103.1751 | -3432.525 | 0 |  | -4642.8425 | -2222.2075 | -2565.46 | -4299.59 | -5509.9075 | 1
| 60450919 | 58873.9108 | 72519.3126 | -13645.4018 | 0 |  | -20897.3331 | -6393.4706 | -7758.0108 | -19532.7929 | -26784.7242 | 1
| 60450920 | 1553.0411 | 7044.6106 | -5491.5695 | 0 |  | -6196.0306 | -4787.1085 | -5336.2654 | -5646.8736 | -6351.3347 | 1
| 60450941 | 217.2498 | 1289.494 | -1072.2442 | 0 |  | -1201.1936 | -943.2948 | -1050.5192 | -1093.9692 | -1222.9186 | 1
| 60450942 | 23903.8368 | 43490.0134 | -19586.1766 | 0 |  | -23935.178 | -15237.1753 | -17195.7929 | -21976.5603 | -26325.5616 | 1
| 60450986 | 300.1824 | 1079.432 | -779.2495 | 0 |  | -887.1927 | -671.3063 | -749.2313 | -809.2678 | -917.211 | 1
| 60450987 | 16170.817 | 25198.5758 | -9027.7588 | 0 |  | -11547.6164 | -6507.9012 | -7410.6771 | -10644.8405 | -13164.6981 | 1
| 60451008 | 660.6311 | 1364.3736 | -703.7425 | 0 |  | -840.1799 | -567.3052 | -637.6794 | -769.8056 | -906.243 | 1
| 60451009 | 6329.0362 | 9210.409 | -2881.3728 | 0 |  | -3802.4137 | -1960.3319 | -2248.4692 | -3514.2764 | -4435.3173 | 1
| 60451012 | 15644.0445 | 17400.9602 | -1756.9157 | 0 |  | -3497.0117 | -16.8197 | -192.5112 | -3321.3201 | -5061.4162 | 1
| 60451018 | 2943.9939 | 9908.1347 | -6964.1408 | 0 |  | -7954.9542 | -5973.3273 | -6669.7414 | -7258.5402 | -8249.3536 | 1
| 60451029 | 19013.3209 | 23644.8327 | -4631.5118 | 0 |  | -6995.9951 | -2267.0285 | -2730.1797 | -6532.8439 | -8897.3272 | 1
| 60451055 | 19879.5996 | 39029.344 | -19149.7444 | 0 |  | -23052.6789 | -15246.81 | -17161.7845 | -21137.7044 | -25040.6388 | 1
| 60451057 | 752.7842 | 3221.8086 | -2469.0245 | 0 |  | -2791.2053 | -2146.8436 | -2393.746 | -2544.3029 | -2866.4837 | 1
| 60451060 | 274.0372 | 770.6607 | -496.6235 | 0 |  | -573.6896 | -419.5574 | -469.2198 | -524.0272 | -601.0933 | 1
| 60451061 | 2859.3944 | 6190.8895 | -3331.4951 | 0 |  | -3950.5841 | -2712.4062 | -3045.5557 | -3617.4346 | -4236.5235 | 1
| 60451068 | 14888.6832 | 31336.4091 | -16447.7259 | 0 |  | -19581.3668 | -13314.085 | -14958.8576 | -17936.5942 | -21070.2352 | 1
| 60451069 | 25872.2888 | 45538.4541 | -19666.1653 | 0 |  | -24220.0107 | -15112.3199 | -17078.9364 | -22253.3942 | -26807.2396 | 1
| 60451075 | 221842.586 | 148279.1461 | 73563.44 | 1 |  | 58735.5253 | 88391.3546 | 95747.6986 | 51379.1814 | 36551.2667 | 1
| 60451076 | 205278.363 | 142324.2487 | 62954.1143 | 1 |  | 48721.6894 | 77186.5391 | 83481.9506 | 42426.278 | 28193.8531 | 1
| 60451085 | 50435.988 | 49803.4387 | 632.5493 | 1 |  | -4347.7946 | 5612.8932 | 5676.1481 | -4411.0495 | -9391.3934 | 0
| 60451086 | 271021.6053 | 172151.5702 | 98870.0351 | 1 |  | 81654.8781 | 116085.1921 | 125972.1957 | 71767.8746 | 54552.7176 | 1
| 60451093 | 268.571 | 2166.2178 | -1897.6468 | 0 |  | -2114.2686 | -1681.025 | -1870.7897 | -1924.5039 | -2141.1256 | 1
| 60451114 | 2765.2788 | 6028.6452 | -3263.3664 | 0 |  | -3866.2309 | -2660.5019 | -2986.8385 | -3539.8943 | -4142.7588 | 1
| 60451119 | 16503.532 | 18030.4176 | -1526.8855 | 0 |  | -3329.9273 | 276.1562 | 123.4677 | -3177.2387 | -4980.2805 | 1
| 60451128 | 404975.8876 | 203243.6194 | 201732.2682 | 1 |  | 181407.9063 | 222056.6301 | 242229.857 | 161234.6795 | 140910.3175 | 1
| 60451138 | 204094.6992 | 93708.2813 | 110386.4179 | 1 |  | 101015.5898 | 119757.246 | 130795.8878 | 89976.948 | 80606.1199 | 1
| 60451155 | 65035.324 | 49559.3117 | 15476.0123 | 1 |  | 10520.0812 | 20431.9435 | 21979.5447 | 8972.4799 | 4016.5488 | 1
| 60451218 | 5010.392 | 19514.672 | -14504.28 | 0 |  | -16455.7472 | -12552.8128 | -14003.2408 | -15005.3192 | -16956.7864 | 1
| 60451219 | 102321.9837 | 96071.9774 | 6250.0063 | 1 |  | -3357.1915 | 15857.204 | 16482.2046 | -3982.1921 | -13589.3898 | 0
| 60451224 | 1445.5607 | 9194.3175 | -7748.7568 | 0 |  | -8668.1885 | -6829.325 | -7604.2007 | -7893.3129 | -8812.7446 | 1
| 60451235 | 1691068.819 | 401602.7919 | 1289466.0271 | 1 |  | 1249305.7479 | 1329626.3063 | 1458572.909 | 1120359.1452 | 1080198.866 | 1
| 60451237 | 2293.3693 | 6919.9751 | -4626.6058 | 0 |  | -5318.6033 | -3934.6082 | -4397.2688 | -4855.9427 | -5547.9402 | 1
| 60451303 | 3704.7926 | 16129.4064 | -12424.6138 | 0 |  | -14037.5544 | -10811.6732 | -12054.1345 | -12795.0931 | -14408.0337 | 1
| 60451415 | 1609.6236 | 9825.5807 | -8215.9571 | 0 |  | -9198.5151 | -7233.399 | -8054.9947 | -8376.9194 | -9359.4775 | 1
| 60451429 | 645.6601 | 5580.1021 | -4934.4419 | 0 |  | -5492.4521 | -4376.4317 | -4869.8759 | -4999.008 | -5557.0182 | 1
| 60451430 | 1884.0107 | 11027.5673 | -9143.5567 | 0 |  | -10246.3134 | -8040.7999 | -8955.1556 | -9331.9577 | -10434.7145 | 1
| 60451487 | 78769.3202 | 85339.4031 | -6570.083 | 0 |  | -15104.0233 | 1963.8573 | 1306.8491 | -14447.015 | -22980.9553 | 1
| 60451488 | 58237.9065 | 71785.6825 | -13547.776 | 0 |  | -20726.3442 | -6369.2078 | -7723.9854 | -19371.5666 | -26550.1349 | 1
| 60451522 | 853.4456 | 3927.0738 | -3073.6282 | 0 |  | -3466.3356 | -2680.9208 | -2988.2836 | -3158.9728 | -3551.6802 | 1
| 60451581 | 22400.4026 | 43466.348 | -21065.9453 | 0 |  | -25412.5801 | -16719.3105 | -18825.905 | -23305.9856 | -27652.6204 | 1
| 60453908 | 86760.8407 | 117471.6331 | -30710.7924 | 0 |  | -42457.9557 | -18963.6291 | -22034.7083 | -39386.8765 | -51134.0398 | 1
| 60453909 | 19317.0488 | 50900.0632 | -31583.0144 | 0 |  | -36673.0207 | -26493.0081 | -29651.3095 | -33514.7193 | -38604.7256 | 1
| 60453916 | 125502.567 | 96572.8052 | 28929.7618 | 1 |  | 19272.4813 | 38587.0423 | 41480.0185 | 16379.5051 | 6722.2246 | 1
| 60453934 | 14747.1565 | 34823.4914 | -20076.3348 | 0 |  | -23558.684 | -16593.9857 | -18601.6192 | -21551.0505 | -25033.3996 | 1
| 60453952 | 154071.3535 | 118274.0583 | 35797.2953 | 1 |  | 23969.8894 | 47624.7011 | 51204.4306 | 20390.1599 | 8562.7541 | 1
| 60453953 | 21500.2613 | 38931.9303 | -17431.6689 | 0 |  | -21324.862 | -13538.4759 | -15281.6428 | -19581.6951 | -23474.8881 | 1
| 60453962 | 718.988 | 5095.2347 | -4376.2467 | 0 |  | -4885.7702 | -3866.7232 | -4304.3479 | -4448.1455 | -4957.669 | 1
| 60453996 | 264754.7395 | 150731.5511 | 114023.1884 | 1 |  | 98950.0333 | 129096.3435 | 140498.6623 | 87547.7144 | 72474.5593 | 1
| 60454005 | 57399.7006 | 66219.3394 | -8819.6388 | 0 |  | -15441.5727 | -2197.7049 | -3079.6687 | -14559.6089 | -21181.5428 | 1
| 60454011 | 33808.4733 | 47432.7939 | -13624.3206 | 0 |  | -18367.6 | -8881.0412 | -10243.4733 | -17005.1679 | -21748.4473 | 1
| 60454030 | 17180.2865 | 31926.3953 | -14746.1088 | 0 |  | -17938.7483 | -11553.4692 | -13028.0801 | -16464.1374 | -19656.7769 | 1
| 60454031 | 14992.09 | 29338.0512 | -14345.9612 | 0 |  | -17279.7664 | -11412.1561 | -12846.7522 | -15845.1702 | -18778.9754 | 1
| 60454053 | 338.8092 | 1473.8646 | -1135.0554 | 0 |  | -1282.4419 | -987.6689 | -1101.1745 | -1168.9363 | -1316.3228 | 1
| 60454054 | 15966.7318 | 29626.9903 | -13660.2586 | 0 |  | -16622.9576 | -10697.5595 | -12063.5854 | -15256.9317 | -18219.6308 | 1
| 60454069 | 1946939.6806 | 394030.9363 | 1552908.7443 | 1 |  | 1513505.6507 | 1592311.838 | 1747602.7124 | 1358214.7763 | 1318811.6826 | 1
| 60454070 | 28250.434 | 45669.4398 | -17419.0059 | 0 |  | -21985.9498 | -12852.0619 | -14593.9625 | -20244.0493 | -24810.9932 | 1
| 60454118 | 23115.4132 | 60442.2084 | -37326.7952 | 0 |  | -43371.016 | -31282.5743 | -35015.2538 | -39638.3365 | -45682.5573 | 1
| 60454151 | 1513264.8892 | 376121.665 | 1137143.2243 | 1 |  | 1099531.0578 | 1174755.3908 | 1288469.7132 | 985816.7353 | 948204.5688 | 1
| 60454152 | 98206.4287 | 86762.0843 | 11444.3444 | 1 |  | 2768.136 | 20120.5529 | 21264.9873 | 1623.7016 | -7052.5069 | 0
| 60454166 | 331194.0213 | 199301.3892 | 131892.632 | 1 |  | 111962.4931 | 151822.771 | 165012.0342 | 98773.2299 | 78843.091 | 1
| 60454183 | 3328.069 | 13323.1197 | -9995.0507 | 0 |  | -11327.3627 | -8662.7387 | -9662.2438 | -10327.8576 | -11660.1696 | 1
| 60454230 | 19884.9992 | 34534.5523 | -14649.5531 | 0 |  | -18103.0083 | -11196.0979 | -12661.0532 | -16638.053 | -20091.5082 | 1
| 60454241 | 3149.5737 | 2115.5846 | 1033.9891 | 1 |  | 822.4307 | 1245.5476 | 1348.9465 | 719.0317 | 507.4733 | 1
| 60454242 | 31680.8105 | 18946.7003 | 12734.1103 | 1 |  | 10839.4402 | 14628.7803 | 15902.1913 | 9566.0292 | 7671.3592 | 1
| 60454250 | 65443.856 | 39270.4018 | 26173.4542 | 1 |  | 22246.414 | 30100.4944 | 32717.8398 | 19629.0686 | 15702.0284 | 1
| 60454257 | 1011.0834 | 976.8894 | 34.194 | 1 |  | -63.4949 | 131.8829 | 135.3023 | -66.9143 | -164.6033 | 0
| 60454258 | 1190.8829 | 1149.1521 | 41.7308 | 1 |  | -73.1844 | 156.646 | 160.8191 | -77.3575 | -192.2727 | 0
| 60454263 | 58395.3884 | 26343.666 | 32051.7224 | 1 |  | 29417.3558 | 34686.089 | 37891.2612 | 26212.1836 | 23577.817 | 1
| 60454264 | 26847.6354 | 22407.3652 | 4440.2701 | 1 |  | 2199.5336 | 6681.0067 | 7125.0337 | 1755.5066 | -485.2299 | 0
| 60454282 | 1819.0434 | 1311.5084 | 507.535 | 1 |  | 376.3842 | 638.6859 | 689.4394 | 325.6307 | 194.4799 | 1
| 60454283 | 33311.7335 | 20978.0798 | 12333.6537 | 1 |  | 10235.8457 | 14431.4617 | 15664.8271 | 9002.4804 | 6904.6724 | 1
| 60454286 | 2630.8795 | 2513.495 | 117.3845 | 1 |  | -133.965 | 368.734 | 380.4724 | -145.7035 | -397.053 | 0
| 60454313 | 15824.7164 | 8644.5077 | 7180.2087 | 1 |  | 6315.758 | 8044.6595 | 8762.6804 | 5597.7371 | 4733.2863 | 1
| 60454339 | 7342.8766 | 14080.4154 | -6737.5388 | 0 |  | -8145.5803 | -5329.4973 | -6003.2511 | -7471.8265 | -8879.868 | 1
| 60454364 | 83277.9516 | 61282.7336 | 21995.218 | 1 |  | 15866.9446 | 28123.4913 | 30323.0131 | 13667.4228 | 7539.1494 | 1
| 60454376 | 2163.9386 | 5034.6951 | -2870.7565 | 0 |  | -3374.226 | -2367.287 | -2654.3627 | -3087.1504 | -3590.6199 | 1
| 60454382 | 14659.6846 | 39741.5101 | -25081.8255 | 0 |  | -29055.9765 | -21107.6745 | -23615.8571 | -26547.794 | -30521.945 | 1
| 60454396 | 1412.8016 | 2569.5449 | -1156.7433 | 0 |  | -1413.6978 | -899.7888 | -1015.4631 | -1298.0234 | -1554.9779 | 1
| 60454397 | 10484.3761 | 14639.7641 | -4155.3881 | 0 |  | -5619.3645 | -2691.4117 | -3106.9505 | -5203.8257 | -6667.8021 | 1
| 60454437 | 153512.9393 | 95155.6277 | 58357.3117 | 1 |  | 48841.7489 | 67872.8744 | 73708.6056 | 43006.0177 | 33490.455 | 1
| 60454558 | 14265.8364 | 9772.1957 | 4493.6407 | 1 |  | 3516.4211 | 5470.8602 | 5920.2243 | 3067.057 | 2089.8374 | 1
| 60454563 | 4460.662 | 2206.9444 | 2253.7176 | 1 |  | 2033.0232 | 2474.4121 | 2699.7838 | 1807.6514 | 1586.957 | 1
| 60454565 | 3037.53 | 1520.0949 | 1517.4351 | 1 |  | 1365.4256 | 1669.4446 | 1821.1881 | 1213.6821 | 1061.6726 | 1
| 60454566 | 50409.1092 | 18751.3224 | 31657.7867 | 1 |  | 29782.6545 | 33532.919 | 36698.6977 | 26616.8758 | 24741.7436 | 1
| 60454567 | 12730.1521 | 6341.8006 | 6388.3515 | 1 |  | 5754.1714 | 7022.5315 | 7661.3667 | 5115.3363 | 4481.1562 | 1
| 60454568 | 9336.936 | 4595.5077 | 4741.4283 | 1 |  | 4281.8775 | 5200.9791 | 5675.1219 | 3807.7347 | 3348.1839 | 1
| 60454569 | 7864.8328 | 3848.6689 | 4016.1639 | 1 |  | 3631.297 | 4401.0308 | 4802.6472 | 3229.6806 | 2844.8138 | 1
| 60454570 | 2924.1288 | 1449.6488 | 1474.48 | 1 |  | 1329.5152 | 1619.4449 | 1766.8929 | 1182.0672 | 1037.1023 | 1
| 60454571 | 2539.6131 | 1260.3249 | 1279.2883 | 1 |  | 1153.2558 | 1405.3208 | 1533.2496 | 1025.327 | 899.2945 | 1
| 60454572 | 3744.9669 | 1852.5124 | 1892.4544 | 1 |  | 1707.2032 | 2077.7057 | 2266.9511 | 1517.9577 | 1332.7065 | 1
| 60454573 | 10597.2637 | 5149.7204 | 5447.5433 | 1 |  | 4932.5713 | 5962.5153 | 6507.2697 | 4387.8169 | 3872.8449 | 1
| 60454574 | 18638.6385 | 9056.1771 | 9582.4614 | 1 |  | 8676.8436 | 10488.0791 | 11446.3252 | 7718.5975 | 6812.9798 | 1
| 60454576 | 6769.5182 | 3494.2369 | 3275.2812 | 1 |  | 2925.8576 | 3624.7049 | 3952.2331 | 2598.3294 | 2248.9057 | 1
| 60454577 | 14608.7883 | 7168.992 | 7439.7963 | 1 |  | 6722.8971 | 8156.6955 | 8900.6752 | 5978.9175 | 5262.0183 | 1
| 60454579 | 87202.2007 | 39377.722 | 47824.4787 | 1 |  | 43886.7065 | 51762.2509 | 56544.6988 | 39104.2586 | 35166.4864 | 1
| 60454582 | 4230.0296 | 2094.1206 | 2135.909 | 1 |  | 1926.497 | 2345.3211 | 2558.912 | 1712.9061 | 1503.494 | 1
| 60454583 | 37074.1251 | 16980.2633 | 20093.8618 | 1 |  | 18395.8355 | 21791.8881 | 23801.2743 | 16386.4493 | 14688.423 | 1
| 60454586 | 2783.9904 | 1631.2676 | 1152.7228 | 1 |  | 989.596 | 1315.8496 | 1431.1218 | 874.3237 | 711.197 | 1
| 60454587 | 4852.6124 | 2824.9989 | 2027.6135 | 1 |  | 1745.1136 | 2310.1134 | 2512.8748 | 1542.3523 | 1259.8524 | 1
| 60454591 | 13608.615 | 7116.7078 | 6491.9072 | 1 |  | 5780.2365 | 7203.578 | 7852.7687 | 5131.0457 | 4419.375 | 1
| 60454593 | 3228.8771 | 1666.4907 | 1562.3865 | 1 |  | 1395.7374 | 1729.0355 | 1885.2742 | 1239.4987 | 1072.8497 | 1
| 60454594 | 2566.5563 | 1066.5981 | 1499.9582 | 1 |  | 1393.2984 | 1606.618 | 1756.6138 | 1243.3026 | 1136.6428 | 1
| 60454598 | 30142.3444 | 13986.8541 | 16155.4902 | 1 |  | 14756.8048 | 17554.1756 | 19169.7247 | 13141.2558 | 11742.5704 | 1
| 60454601 | 34037.0361 | 16272.5001 | 17764.536 | 1 |  | 16137.286 | 19391.786 | 21168.2396 | 14360.8324 | 12733.5824 | 1
| 60454604 | 6959.1915 | 4891.6015 | 2067.59 | 1 |  | 1578.4298 | 2556.7501 | 2763.5091 | 1371.6708 | 882.5107 | 1
| 60454605 | 1892.0049 | 1355.5372 | 536.4677 | 1 |  | 400.914 | 672.0214 | 725.6682 | 347.2672 | 211.7135 | 1
| 60454606 | 10054.2006 | 5043.5009 | 5010.6997 | 1 |  | 4506.3496 | 5515.0498 | 6016.1198 | 4005.2797 | 3500.9296 | 1
| 60454612 | 114086.3098 | 45958.9293 | 68127.3805 | 1 |  | 63531.4875 | 72723.2734 | 79536.0114 | 56718.7495 | 52122.8565 | 1
| 60454613 | 2057.8837 | 1208.591 | 849.2926 | 1 |  | 728.4335 | 970.1517 | 1055.081 | 643.5043 | 522.6452 | 1
| 60454614 | 6117.7223 | 3547.6219 | 2570.1004 | 1 |  | 2215.3383 | 2924.8626 | 3181.8727 | 1958.3282 | 1603.566 | 1
| 60454615 | 12844.1494 | 7300.5281 | 5543.6214 | 1 |  | 4813.5686 | 6273.6742 | 6828.0363 | 4259.2064 | 3529.1536 | 1
| 60454616 | 2333.8599 | 1146.4003 | 1187.4596 | 1 |  | 1072.8196 | 1302.0996 | 1420.8456 | 954.0736 | 839.4336 | 1
| 60454618 | 18243.836 | 9138.7311 | 9105.1049 | 1 |  | 8191.2317 | 10018.978 | 10929.4885 | 7280.7213 | 6366.8481 | 1
| 60454619 | 6690.2895 | 4482.6838 | 2207.6056 | 1 |  | 1759.3372 | 2655.874 | 2876.6346 | 1538.5767 | 1090.3083 | 1
| 60454640 | 34484.7414 | 29995.1813 | 4489.5601 | 1 |  | 1490.042 | 7489.0782 | 7938.0342 | 1041.0859 | -1958.4322 | 0
| 60454646 | 18029.9865 | 19380.0878 | -1350.1013 | 0 |  | -3288.1101 | 587.9075 | 452.8974 | -3153.0999 | -5091.1087 | 1
| 60454687 | 20388.2211 | 29555.4435 | -9167.2224 | 0 |  | -12122.7668 | -6211.6781 | -7128.4003 | -11206.0446 | -14161.5889 | 1
| 60454688 | 142230.1354 | 100117.1249 | 42113.0105 | 1 |  | 32101.298 | 52124.723 | 56336.024 | 27889.9969 | 17878.2844 | 1
| 60454703 | 41069.041 | 34711.165 | 6357.8761 | 1 |  | 2886.7596 | 9828.9925 | 10464.7802 | 2250.972 | -1220.1445 | 0
| 60454709 | 248878.8248 | 155561.5123 | 93317.3126 | 1 |  | 77761.1613 | 108873.4638 | 118205.195 | 68429.4301 | 52873.2788 | 1
| 60454732 | 123805.2743 | 55215.8089 | 68589.4654 | 1 |  | 63067.8845 | 74111.0463 | 80969.9928 | 56208.9379 | 50687.3571 | 1
| 60454742 | 7808.3262 | 10055.0937 | -2246.7675 | 0 |  | -3252.2768 | -1241.2581 | -1465.9348 | -3027.6001 | -4033.1095 | 1
| 60454784 | 1848.5974 | 2587.2904 | -738.693 | 0 |  | -997.422 | -479.964 | -553.8333 | -923.5527 | -1182.2818 | 1
| 60454785 | 126478.654 | 67251.5512 | 59227.1028 | 1 |  | 52501.9476 | 65952.2579 | 71874.9682 | 46579.2374 | 39854.0822 | 1
| 60454803 | 56325.321 | 52812.0145 | 3513.3065 | 1 |  | -1767.8949 | 8794.508 | 9145.8386 | -2119.2256 | -7400.427 | 0
| 60454817 | 2316.7915 | 4087.7971 | -1771.0057 | 0 |  | -2179.7854 | -1362.226 | -1539.3265 | -2002.6848 | -2411.4645 | 1
| 60454824 | 1046.9055 | 2411.6784 | -1364.7729 | 0 |  | -1605.9408 | -1123.6051 | -1260.0824 | -1469.4635 | -1710.6313 | 1
| 60454842 | 782178.0665 | 256389.7025 | 525788.3639 | 1 |  | 500149.3937 | 551427.3342 | 604006.1706 | 447570.5573 | 421931.587 | 1
| 60454863 | 10246.1688 | 22613.7503 | -12367.5815 | 0 |  | -14628.9565 | -10106.2065 | -11342.9646 | -13392.1984 | -15653.5734 | 1
| 60454869 | 205181.8956 | 125055.0463 | 80126.8493 | 1 |  | 67621.3447 | 92632.3539 | 100645.0389 | 59608.6597 | 47103.1551 | 1
| 60454870 | 58656.6337 | 58977.6999 | -321.0662 | 0 |  | -6218.8362 | 5576.7038 | 5544.5972 | -6186.7295 | -12084.4995 | 1
| 60441321 | 26985.7145 | 25497.2068 | 1488.5076 | 1 |  | -1061.2131 | 4038.2283 | 4187.0791 | -1210.0638 | -3759.7845 | 0
| 60441391 | 17298.4912 | 28928.5832 | -11630.092 | 0 |  | -14522.9503 | -8737.2337 | -9900.2429 | -13359.9411 | -16252.7995 | 1
| 60726384 | 513629.5884 | 235683.5007 | 277946.0877 | 1 |  | 254377.7376 | 301514.4377 | 329309.0465 | 226583.1288 | 203014.7788 | 1
| 60476144 | 60018.7255 | 57851.1125 | 2167.613 | 1 |  | -3617.4983 | 7952.7242 | 8169.4855 | -3834.2596 | -9619.3708 | 0
| 60476151 | 313018.4561 | 171390.9724 | 141627.4837 | 1 |  | 124488.3865 | 158766.5809 | 172929.3293 | 110325.6381 | 93186.5409 | 1
| 60476198 | 390083.8957 | 177195.071 | 212888.8246 | 1 |  | 195169.3175 | 230608.3317 | 251897.2142 | 173880.435 | 156160.9279 | 1
| 60476394 | 19896.3024 | 30451.9803 | -10555.6779 | 0 |  | -13600.8759 | -7510.4798 | -8566.0476 | -12545.3081 | -15590.5061 | 1
| 60476399 | 314509.974 | 162814.159 | 151695.815 | 1 |  | 135414.3991 | 167977.2309 | 183146.8124 | 120244.8176 | 103963.4017 | 1
| 60477845 | 156230.1115 | 110611.3932 | 45618.7183 | 1 |  | 34557.579 | 56679.8576 | 61241.7295 | 29995.7072 | 18934.5678 | 1
| 60478192 | 3665.4873 | 9123.8714 | -5458.3841 | 0 |  | -6370.7713 | -4545.997 | -5091.8354 | -5824.9329 | -6737.32 | 1
| 60478486 | 33699.2283 | 40541.7338 | -6842.5056 | 0 |  | -10896.679 | -2788.3322 | -3472.5828 | -10212.4284 | -14266.6018 | 1
| 60478497 | 863.0097 | 2472.218 | -1609.2083 | 0 |  | -1856.4301 | -1361.9865 | -1522.9073 | -1695.5093 | -1942.7311 | 1
| 60478882 | 478024.0633 | 122112.1971 | 355911.8663 | 1 |  | 343700.6465 | 368123.086 | 403714.2726 | 308109.4599 | 295898.2402 | 1
| 60479041 | 3126.7239 | 2197.0379 | 929.686 | 1 |  | 709.9822 | 1149.3898 | 1242.3584 | 617.0136 | 397.3098 | 1
| 60479167 | 66533.2268 | 37406.4492 | 29126.7775 | 1 |  | 25386.1326 | 32867.4225 | 35780.1002 | 22473.4549 | 18732.8099 | 1
| 60479189 | 430233.1963 | 126326.2406 | 303906.9557 | 1 |  | 291274.3316 | 316539.5797 | 346930.2753 | 260883.636 | 248251.012 | 1
| 60479191 | 13987.6765 | 28281.3597 | -14293.6831 | 0 |  | -17121.8191 | -11465.5472 | -12894.9155 | -15692.4508 | -18520.5867 | 1
| 60479284 | 159959.997 | 71864.384 | 88095.613 | 1 |  | 80909.1746 | 95282.0514 | 104091.6127 | 72099.6133 | 64913.1749 | 1
| 60479547 | 6724.3463 | 7908.6761 | -1184.3298 | 0 |  | -1975.1974 | -393.4622 | -511.8952 | -1856.7645 | -2647.6321 | 1
| 60479730 | 101258.0356 | 29333.2717 | 71924.7639 | 1 |  | 68991.4367 | 74858.091 | 82050.5674 | 61798.9603 | 58865.6331 | 1
| 60479775 | 356313.176 | 159086.5693 | 197226.6067 | 1 |  | 181317.9498 | 213135.2636 | 232857.9243 | 161595.2891 | 145686.6322 | 1
| 60479797 | 53999.5084 | 30807.513 | 23191.9954 | 1 |  | 20111.2441 | 26272.7467 | 28591.9462 | 17792.0446 | 14711.2933 | 1
| 60479798 | 25193.8699 | 14833.1898 | 10360.68 | 1 |  | 8877.3611 | 11843.999 | 12880.067 | 7841.293 | 6357.9741 | 1
| 60479799 | 614646.1356 | 113066.821 | 501579.3146 | 1 |  | 490272.6325 | 512885.9967 | 563043.9282 | 440114.701 | 428808.019 | 1
| 60479811 | 172407.701 | 78582.6309 | 93825.07 | 1 |  | 85966.8069 | 101683.3331 | 111065.8401 | 76584.2999 | 68726.0368 | 1
| 60479818 | 372998.7086 | 178586.932 | 194411.7766 | 1 |  | 176553.0834 | 212270.4698 | 231711.6475 | 157111.9058 | 139253.2126 | 1
| 60481257 | 22010.9365 | 25516.9004 | -3505.9639 | 0 |  | -6057.6539 | -954.2738 | -1304.8702 | -5707.0575 | -8258.7475 | 1
| 60481681 | 58016.4294 | 53701.947 | 4314.4825 | 1 |  | -1055.7122 | 9684.6772 | 10116.1254 | -1487.1605 | -6857.3552 | 0
| 60481735 | 14983.4848 | 30599.4768 | -15615.992 | 0 |  | -18675.9397 | -12556.0444 | -14117.6436 | -17114.3405 | -20174.2882 | 1
| 60481927 | 17078.07 | 22009.4548 | -4931.3848 | 0 |  | -7132.3302 | -2730.4393 | -3223.5777 | -6639.1918 | -8840.1372 | 1
| 60481960 | 27546.1336 | 42678.2321 | -15132.0986 | 0 |  | -19399.9218 | -10864.2754 | -12377.4852 | -17886.7119 | -22154.5352 | 1
| 60481989 | 87563.1319 | 65521.4827 | 22041.6492 | 1 |  | 15489.501 | 28593.7975 | 30797.9624 | 13285.336 | 6733.1878 | 1
| 60482166 | 48021.7971 | 55107.5669 | -7085.7698 | 0 |  | -12596.5265 | -1575.0131 | -2283.5901 | -11887.9495 | -17398.7062 | 1
| 60484665 | 103132.8742 | 89574.9752 | 13557.8989 | 1 |  | 4600.4014 | 22515.3965 | 23871.1864 | 3244.6115 | -5712.886 | 0
| 60485088 | 90590.6498 | 91931.0673 | -1340.4174 | 0 |  | -10533.5242 | 7852.6893 | 7718.6475 | -10399.4824 | -19592.5892 | 1
| 60485091 | 49445.3456 | 64600.1797 | -15154.8341 | 0 |  | -21614.8521 | -8694.8161 | -10210.2995 | -20099.3687 | -26559.3866 | 1
| 60485787 | 99177.4953 | 94332.2888 | 4845.2065 | 1 |  | -4588.0224 | 14278.4354 | 14762.9561 | -5072.543 | -14505.7719 | 0
| 60489102 | 1923.4381 | 6264.7502 | -4341.312 | 0 |  | -4967.7871 | -3714.837 | -4148.9682 | -4533.6558 | -5160.1309 | 1
| 60489218 | 771675.8182 | 252115.0548 | 519560.7634 | 1 |  | 494349.2579 | 544772.2689 | 596728.3452 | 442393.1816 | 417181.6761 | 1
| 60489377 | 48203.4418 | 34539.0338 | 13664.4079 | 1 |  | 10210.5045 | 17118.3113 | 18484.7521 | 8844.0637 | 5390.1604 | 1
| 60489756 | 26150.7316 | 20400.2016 | 5750.53 | 1 |  | 3710.5098 | 7790.5501 | 8365.6031 | 3135.4568 | 1095.4367 | 1
| 60489927 | 30554.0961 | 25728.2387 | 4825.8574 | 1 |  | 2253.0336 | 7398.6813 | 7881.2671 | 1770.4478 | -802.376 | 0
| 60490443 | 10886.1045 | 29292.3713 | -18406.2668 | 0 |  | -21335.504 | -15477.0297 | -17317.6564 | -19494.8773 | -22424.1144 | 1
| 60490494 | 29446.7388 | 64107.0569 | -34660.3182 | 0 |  | -41071.0239 | -28249.6125 | -31715.6443 | -37604.992 | -44015.6977 | 1
| 60490536 | 17223.4153 | 14099.678 | 3123.7373 | 1 |  | 1713.7695 | 4533.7051 | 4846.0789 | 1401.3958 | -8.572 | 0
| 60490800 | 208973.3526 | 76450.2989 | 132523.0537 | 1 |  | 124878.0238 | 140168.0836 | 153420.389 | 111625.7185 | 103980.6886 | 1
| 60490914 | 12822.6421 | 5600.4654 | 7222.1767 | 1 |  | 6662.1301 | 7782.2232 | 8504.4409 | 5939.9125 | 5379.8659 | 1
| 60491086 | 3265.3433 | 8818.4215 | -5553.0782 | 0 |  | -6434.9203 | -4671.236 | -5226.5439 | -5879.6125 | -6761.4547 | 1
| 60491114 | 2613.4957 | 9319.7996 | -6706.3039 | 0 |  | -7638.2839 | -5774.3239 | -6444.9543 | -6967.6535 | -7899.6334 | 1
| 60491151 | 586974.9163 | 207822.0659 | 379152.8504 | 1 |  | 358370.6438 | 399935.057 | 437850.3421 | 320455.3588 | 299673.1522 | 1
| 60491305 | 146306.6508 | 107483.6962 | 38822.9546 | 1 |  | 28074.585 | 49571.3242 | 53453.6197 | 24192.2895 | 13443.9199 | 1
| 60491309 | 734.4744 | 4174.4821 | -3440.0077 | 0 |  | -3857.456 | -3022.5595 | -3366.5603 | -3513.4552 | -3930.9034 | 1
| 60491314 | 64366.1315 | 41950.5586 | 22415.5729 | 1 |  | 18220.5171 | 26610.6288 | 28852.1861 | 15978.9598 | 11783.9039 | 1
| 60491403 | 145138.8641 | 92425.8411 | 52713.023 | 1 |  | 43470.4389 | 61955.6071 | 67226.9095 | 38199.1366 | 28956.5525 | 1
| 60491423 | 370198.9917 | 159749.203 | 210449.7886 | 1 |  | 194474.8683 | 226424.7089 | 247469.6878 | 173429.8895 | 157454.9692 | 1
| 60491515 | 11321.3117 | 25461.8643 | -14140.5526 | 0 |  | -16686.739 | -11594.3662 | -13008.4214 | -15272.6838 | -17818.8702 | 1
| 60491523 | 75727.1953 | 82361.9544 | -6634.7591 | 0 |  | -14870.9546 | 1601.4363 | 937.9604 | -14207.4787 | -22443.6741 | 1
| 60491618 | 13863.9574 | 9979.2951 | 3884.6622 | 1 |  | 2886.7327 | 4882.5918 | 5271.058 | 2498.2665 | 1500.337 | 1
| 60491657 | 3045.746 | 9015.4505 | -5969.7044 | 0 |  | -6871.2495 | -5068.1594 | -5665.1298 | -6274.279 | -7175.8241 | 1
| 60491680 | 17125.9496 | 31017.7506 | -13891.8009 | 0 |  | -16993.576 | -10790.0259 | -12179.206 | -15604.3959 | -18706.171 | 1
| 60491700 | 58150.0581 | 62250.692 | -4100.6339 | 0 |  | -10325.7031 | 2124.4353 | 1714.372 | -9915.6397 | -16140.7089 | 1
| 60491758 | 6633.7546 | 5205.2551 | 1428.4995 | 1 |  | 907.974 | 1949.025 | 2091.875 | 765.1241 | 244.5985 | 1
| 60491853 | 23422.4677 | 38908.2648 | -15485.7971 | 0 |  | -19376.6236 | -11594.9706 | -13143.5503 | -17828.0439 | -21718.8704 | 1
| 60491938 | 369756.0152 | 176655.718 | 193100.2971 | 1 |  | 175434.7253 | 210765.8689 | 230075.8986 | 156124.6956 | 138459.1238 | 1
| 60492123 | 2636.1679 | 8421.0614 | -5784.8935 | 0 |  | -6626.9997 | -4942.7874 | -5521.2767 | -6048.5103 | -6890.6165 | 1
| 60492172 | 3285.8294 | 8250.4498 | -4964.6203 | 0 |  | -5789.6653 | -4139.5754 | -4636.0374 | -5293.2033 | -6118.2483 | 1
| 60492297 | 7173.1916 | 16679.7666 | -9506.575 | 0 |  | -11174.5517 | -7838.5984 | -8789.2559 | -10223.8942 | -11891.8709 | 1
| 60492798 | 20981.9464 | 32330.91 | -11348.9636 | 0 |  | -14582.0546 | -8115.8726 | -9250.769 | -13447.1583 | -16680.2493 | 1
| 60492981 | 41746.0235 | 30088.7426 | 11657.281 | 1 |  | 8648.4067 | 14666.1552 | 15831.8833 | 7482.6786 | 4473.8044 | 1
| 60493101 | 38023.2655 | 30358.9602 | 7664.3053 | 1 |  | 4628.4093 | 10700.2013 | 11466.6318 | 3861.9787 | 826.0827 | 1
| 60493244 | 15748.9073 | 17137.1159 | -1388.2086 | 0 |  | -3101.9202 | 325.503 | 186.6821 | -2963.0994 | -4676.8109 | 1
| 60502814 | 2052621.8063 | 447649.2285 | 1604972.5778 | 1 |  | 1560207.6549 | 1649737.5006 | 1810234.7584 | 1399710.3972 | 1354945.4743 | 1
| 60502815 | 5379.5127 | 23936.8162 | -18557.3035 | 0 |  | -20950.9852 | -16163.6219 | -18019.3523 | -19095.2548 | -21488.9364 | 1
| 60503023 | 2601.9542 | 7587.9655 | -4986.0113 | 0 |  | -5744.8079 | -4227.2147 | -4725.8159 | -5246.2067 | -6005.0033 | 1
| 60503037 | 70628.6471 | 69741.0943 | 887.5527 | 1 |  | -6086.5567 | 7861.6622 | 7950.4175 | -6175.312 | -13149.4214 | 0
| 60504462 | 330542.3507 | 155860.3579 | 174681.9929 | 1 |  | 159095.9571 | 190268.0287 | 207736.228 | 141627.7578 | 126041.722 | 1
| 60504517 | 2030.4592 | 12183.8741 | -10153.4149 | 0 |  | -11371.8023 | -8935.0275 | -9950.369 | -10356.4608 | -11574.8482 | 1
| 60504521 | 778.2621 | 7672.5716 | -6894.3095 | 0 |  | -7661.5666 | -6127.0523 | -6816.4833 | -6972.1357 | -7739.3928 | 1
| 60504825 | 749.8062 | 6681.3728 | -5931.5667 | 0 |  | -6599.704 | -5263.4294 | -5856.5861 | -6006.5473 | -6674.6846 | 1
| 60504891 | 11115.4403 | 30216.9765 | -19101.5362 | 0 |  | -22123.2338 | -16079.8385 | -17989.9922 | -20213.0802 | -23234.7779 | 1
| 60504897 | 73715.4563 | 81877.6375 | -8162.1812 | 0 |  | -16349.9449 | 25.5826 | -790.6356 | -15533.7268 | -23721.4906 | 1
| 60504988 | 17505.8126 | 38641.8904 | -21136.0779 | 0 |  | -25000.2669 | -17271.8888 | -19385.4966 | -22886.6591 | -26750.8482 | 1
| 60505548 | 15497.9602 | 30471.2429 | -14973.2826 | 0 |  | -18020.4069 | -11926.1584 | -13423.4866 | -16523.0787 | -19570.203 | 1
| 60505750 | 1378.0862 | 9657.7208 | -8279.6346 | 0 |  | -9245.4066 | -7313.8625 | -8141.8259 | -8417.4432 | -9383.2153 | 1
| 60505807 | 42515.5464 | 68683.8524 | -26168.306 | 0 |  | -33036.6912 | -19299.9207 | -21916.7513 | -30419.8606 | -37288.2458 | 1
| 60505881 | 236357.3958 | 78723.7479 | 157633.6479 | 1 |  | 149761.2731 | 165506.0227 | 181269.3875 | 133997.9083 | 126125.5336 | 1
| 60506136 | 877238.35 | 286076.1318 | 591162.2182 | 1 |  | 562554.605 | 619769.8314 | 678886.0532 | 503438.3832 | 474830.77 | 1
| 60506232 | 19631.3886 | 18772.7865 | 858.6021 | 1 |  | -1018.6765 | 2735.8808 | 2821.741 | -1104.5367 | -2981.8154 | 0
| 60506431 | 928.7491 | 7621.9384 | -6693.1894 | 0 |  | -7455.3832 | -5930.9955 | -6600.3144 | -6786.0643 | -7548.2581 | 1
| 60506439 | 33158.3454 | 53950.7098 | -20792.3643 | 0 |  | -26187.4353 | -15397.2934 | -17476.5298 | -24108.1989 | -29503.2699 | 1
| 60506445 | 1243.4103 | 9134.3283 | -7890.918 | 0 |  | -8804.3508 | -6977.4852 | -7766.577 | -8015.259 | -8928.6918 | 1
| 60506456 | 6032.7049 | 22366.6386 | -16333.9336 | 0 |  | -18570.5975 | -14097.2698 | -15730.6631 | -16937.2041 | -19173.868 | 1
| 60506541 | 61499.386 | 57966.6882 | 3532.6979 | 1 |  | -2263.9709 | 9329.3667 | 9682.6365 | -2617.2407 | -8413.9096 | 0
| 60506553 | 83055.6384 | 65347.5688 | 17708.0696 | 1 |  | 11173.3127 | 24242.8265 | 26013.6334 | 9402.5057 | 2867.7489 | 1
| 60506589 | 82525.2967 | 88071.3912 | -5546.0945 | 0 |  | -14353.2336 | 3261.0446 | 2706.4352 | -13798.6242 | -22605.7633 | 1
| 60506590 | 91024.2279 | 92714.7802 | -1690.5523 | 0 |  | -10962.0303 | 7580.9257 | 7411.8705 | -10792.9751 | -20064.4531 | 1
| 60511510 | 21683.9875 | 36400.8237 | -14716.8362 | 0 |  | -18356.9186 | -11076.7539 | -12548.4375 | -16885.235 | -20525.3173 | 1
| 60511605 | 86897.4579 | 102551.3681 | -15653.9102 | 0 |  | -25909.047 | -5398.7733 | -6964.1644 | -24343.6559 | -34598.7927 | 1
| 60511903 | 92296.7708 | 51687.0783 | 40609.6925 | 1 |  | 35440.9847 | 45778.4004 | 49839.3696 | 31380.0154 | 26211.3076 | 1
| 60517789 | 53661.0579 | 52475.1941 | 1185.8638 | 1 |  | -4061.6556 | 6433.3832 | 6551.9696 | -4180.242 | -9427.7614 | 0
| 60518166 | 56936.6268 | 64654.6653 | -7718.0386 | 0 |  | -14183.5051 | -1252.572 | -2024.3759 | -13411.7013 | -19877.1678 | 1
| 60518236 | 224453.741 | 84787.884 | 139665.857 | 1 |  | 131187.0686 | 148144.6454 | 162111.2311 | 117220.4829 | 108741.6945 | 1
| 60518456 | 3905.5546 | 4420.4931 | -514.9386 | 0 |  | -956.9879 | -72.8893 | -124.3831 | -905.494 | -1347.5434 | 1
| 60518669 | 62908.0811 | 71986.5639 | -9078.4828 | 0 |  | -16277.1392 | -1879.8265 | -2787.6747 | -15369.291 | -22567.9473 | 1
| 60518723 | 79155.9139 | 37679.3104 | 41476.6035 | 1 |  | 37708.6724 | 45244.5345 | 49392.1949 | 33561.0121 | 29793.081 | 1
| 60518887 | 23036.9368 | 23282.8249 | -245.8881 | 0 |  | -2574.1706 | 2082.3943 | 2057.8055 | -2549.5818 | -4877.8643 | 1
| 60518891 | 709893.9584 | 203822.255 | 506071.7034 | 1 |  | 485689.4779 | 526453.9289 | 577061.0992 | 435082.3076 | 414700.082 | 1
| 60519028 | 10806.973 | 24240.0647 | -13433.0917 | 0 |  | -15857.0982 | -11009.0852 | -12352.3944 | -14513.789 | -16937.7955 | 1
| 60519066 | 8400.4495 | 7431.5518 | 968.8977 | 1 |  | 225.7425 | 1712.0528 | 1808.9426 | 128.8527 | -614.3025 | 0
| 60519345 | 1126.7489 | 1988.4514 | -861.7025 | 0 |  | -1060.5477 | -662.8574 | -749.0277 | -974.3774 | -1173.2226 | 1
| 60519394 | 134768.37 | 56469.4 | 78298.97 | 1 |  | 72652.03 | 83945.91 | 91775.807 | 64822.133 | 59175.193 | 1
| 60519418 | 3926.3379 | 3463.9671 | 462.3708 | 1 |  | 115.9741 | 808.7675 | 855.0046 | 69.737 | -276.6597 | 0
| 60519569 | 17603.2712 | 40793.2485 | -23189.9773 | 0 |  | -27269.3021 | -19110.6524 | -21429.6501 | -24950.3044 | -29029.6292 | 1
| 60519647 | 19613.9195 | 7246.2383 | 12367.6812 | 1 |  | 11643.0573 | 13092.305 | 14329.0731 | 10406.2892 | 9681.6654 | 1
| 60519664 | 114254.4794 | 91097.8219 | 23156.6574 | 1 |  | 14046.8753 | 32266.4396 | 34582.1054 | 11731.2095 | 2621.4273 | 1
| 60519695 | 416.8758 | 2055.5954 | -1638.7195 | 0 |  | -1844.279 | -1433.16 | -1597.0319 | -1680.4071 | -1885.9666 | 1
| 60519776 | 35308.8077 | 53589.6735 | -18280.8658 | 0 |  | -23639.8331 | -12921.8984 | -14749.985 | -21811.7466 | -27170.7139 | 1
| 60519806 | 57764.1005 | 33275.8095 | 24488.291 | 1 |  | 21160.7101 | 27815.8719 | 30264.701 | 18711.881 | 15384.3 | 1
| 60520803 | 35581.1505 | 13968.6923 | 21612.4582 | 1 |  | 20215.589 | 23009.3275 | 25170.5733 | 18054.3432 | 16657.474 | 1
| 60520856 | 18264.5596 | 9148.6376 | 9115.9219 | 1 |  | 8201.0582 | 10030.7857 | 10942.3779 | 7289.466 | 6374.6022 | 1
| 60521298 | 108392.7436 | 44831.7916 | 63560.952 | 1 |  | 59077.7728 | 68044.1311 | 74400.2263 | 52721.6776 | 48238.4984 | 1
| 60521419 | 853.7196 | 1729.4234 | -875.7038 | 0 |  | -1048.6461 | -702.7615 | -790.3318 | -961.0758 | -1134.0181 | 1
| 60522093 | 21027.4056 | 10460.6963 | 10566.7092 | 1 |  | 9520.6396 | 11612.7789 | 12669.4498 | 8463.9687 | 7417.8991 | 1
| 60522484 | 9121.5234 | 19062.8263 | -9941.3029 | 0 |  | -11847.5855 | -8035.0203 | -9029.1505 | -10853.4552 | -12759.7379 | 1
| 60522489 | 2498.272 | 6206.412 | -3708.14 | 0 |  | -4328.7812 | -3087.4988 | -3458.3128 | -3957.9672 | -4578.6084 | 1
| 60522641 | 5010.4293 | 6913.3839 | -1902.9546 | 0 |  | -2594.293 | -1211.6162 | -1401.9116 | -2403.9975 | -3095.3359 | 1
| 60522760 | 124931.9803 | 66750.1147 | 58181.8656 | 1 |  | 51506.8541 | 64856.877 | 70675.0636 | 45688.6675 | 39013.656 | 1
| 60522845 | 12987.0306 | 23178.4199 | -10191.3893 | 0 |  | -12509.2313 | -7873.5473 | -8892.6862 | -11490.0923 | -13807.9343 | 1
| 60522941 | 19292.9472 | 20377.3835 | -1084.4363 | 0 |  | -3122.1747 | 953.302 | 844.8584 | -3013.731 | -5051.4694 | 1
| 60523271 | 6714.6828 | 7688.532 | -973.8492 | 0 |  | -1742.7024 | -204.996 | -302.3809 | -1645.3175 | -2414.1707 | 1
| 60524925 | 129162.7822 | 111216.7894 | 17945.9928 | 1 |  | 6824.3139 | 29067.6718 | 30862.271 | 5029.7146 | -6091.9644 | 0
| 60525698 | 239828.0621 | 133460.6977 | 106367.3644 | 1 |  | 93021.2946 | 119713.4342 | 130350.1706 | 82384.5582 | 69038.4884 | 1
| 60525703 | 24261.3582 | 38663.9048 | -14402.5466 | 0 |  | -18268.9371 | -10536.1561 | -11976.4108 | -16828.6824 | -20695.0729 | 1
| 60526816 | 98396.6851 | 94559.5876 | 3837.0976 | 1 |  | -5618.8612 | 13293.0563 | 13676.7661 | -6002.5709 | -15458.5297 | 0
| 60526828 | 10471.0716 | 32850.45 | -22379.3785 | 0 |  | -25664.4235 | -19094.3335 | -21332.2713 | -23426.4856 | -26711.5306 | 1
| 60527316 | 304.8737 | 2158.5127 | -1853.639 | 0 |  | -2069.4903 | -1637.7877 | -1823.1516 | -1884.1264 | -2099.9776 | 1
| 60527400 | 64148.6247 | 69094.9714 | -4946.3467 | 0 |  | -11855.8439 | 1963.1504 | 1468.5157 | -11361.2092 | -18270.7064 | 1
| 60527413 | 458374.5815 | 216767.0702 | 241607.5113 | 1 |  | 219930.8042 | 263284.2183 | 287444.9694 | 195770.0531 | 174093.3461 | 1
| 60528183 | 12503.8454 | 36541.7159 | -24037.8706 | 0 |  | -27692.0421 | -20383.699 | -22787.486 | -25288.2551 | -28942.4267 | 1
| 60528782 | 324222.6626 | 161677.1148 | 162545.5478 | 1 |  | 146377.8363 | 178713.2593 | 194967.814 | 130123.2815 | 113955.57 | 1
| 60529557 | 55986.8956 | 48871.2942 | 7115.6014 | 1 |  | 2228.472 | 12002.7308 | 12714.2909 | 1516.9118 | -3370.2176 | 0
| 60530295 | 395111.7765 | 190682.7485 | 204429.0281 | 1 |  | 185360.7532 | 223497.3029 | 243940.2057 | 164917.8504 | 145849.5756 | 1
| 60530802 | 200172.9175 | 62506.1574 | 137666.7601 | 1 |  | 131416.1443 | 143917.3758 | 157684.0518 | 117649.4683 | 111398.8526 | 1
| 60537699 | 17546.8573 | 17268.652 | 278.2053 | 1 |  | -1448.6599 | 2005.0705 | 2032.891 | -1476.4805 | -3203.3457 | 0
| 60537995 | 57501.8432 | 81666.8495 | -24165.0063 | 0 |  | -32331.6912 | -15998.3213 | -18414.8219 | -29915.1906 | -38081.8755 | 1
| 60538146 | 1302583.5813 | 350214.5592 | 952369.0221 | 1 |  | 917347.5661 | 987390.478 | 1082627.3802 | 822110.6639 | 787089.208 | 1
| 60538201 | 77656.9924 | 96216.7221 | -18559.7297 | 0 |  | -28181.4019 | -8938.0575 | -10794.0305 | -26325.429 | -35947.1012 | 1
| 60538204 | 263515.8006 | 162626.4862 | 100889.3145 | 1 |  | 84626.6659 | 117151.9631 | 127240.8945 | 74537.7344 | 58275.0858 | 1
| 60538241 | 19184.7118 | 40695.2843 | -21510.5725 | 0 |  | -25580.101 | -17441.0441 | -19592.1013 | -23429.0437 | -27498.5721 | 1
| 60538956 | 8534.431 | 21342.9686 | -12808.5376 | 0 |  | -14942.8345 | -10674.2408 | -11955.0945 | -13661.9807 | -15796.2776 | 1
| 60544437 | 1387.9382 | 2583.9948 | -1196.0566 | 0 |  | -1454.4561 | -937.6571 | -1057.2628 | -1334.8504 | -1593.2499 | 1
| 60544438 | 145722.7808 | 120771.5929 | 24951.1879 | 1 |  | 12874.0286 | 37028.3472 | 39523.466 | 10378.9098 | -1698.2495 | 0
| 60544439 | 83380.2257 | 74912.2788 | 8467.9469 | 1 |  | 976.719 | 15959.1748 | 16805.9695 | 129.9243 | -7361.3035 | 0
| 60544568 | 252290.7028 | 162461.9285 | 89828.7743 | 1 |  | 73582.5815 | 106074.9672 | 115057.8446 | 64599.704 | 48353.5112 | 1
| 60544575 | 26228.4488 | 23856.5108 | 2371.938 | 1 |  | -13.7131 | 4757.589 | 4994.7828 | -250.9069 | -2636.558 | 0
| 60544840 | 146315.5313 | 71773.6055 | 74541.9258 | 1 |  | 67364.5652 | 81719.2863 | 89173.4789 | 59910.3727 | 52733.0121 | 1
| 60544845 | 62697.2284 | 86038.3606 | -23341.1322 | 0 |  | -31944.9683 | -14737.2962 | -17071.4094 | -29610.8551 | -38214.6911 | 1
| 60544852 | 8709.391 | 18219.6745 | -9510.2834 | 0 |  | -11332.2509 | -7688.316 | -8639.3443 | -10381.2225 | -12203.19 | 1
| 60544947 | 84637.7843 | 48021.7929 | 36615.9914 | 1 |  | 31813.8121 | 41418.1707 | 45079.7698 | 28152.2129 | 23350.0336 | 1
| 60545083 | 217343.2859 | 126110.0868 | 91233.199 | 1 |  | 78622.1904 | 103844.2077 | 112967.5276 | 69498.8705 | 56887.8618 | 1
| 60545115 | 1429.8646 | 2344.1774 | -914.3127 | 0 |  | -1148.7305 | -679.895 | -771.3263 | -1057.2992 | -1291.7169 | 1
| 60545119 | 175065.7896 | 73496.4377 | 101569.3519 | 1 |  | 94219.7082 | 108918.9957 | 119075.9309 | 84062.773 | 76713.1292 | 1
| 60545133 | 404357.7459 | 159595.1022 | 244762.6438 | 1 |  | 228803.1336 | 260722.154 | 285198.4184 | 204326.8692 | 188367.359 | 1
| 60545625 | 150361.8885 | 67844.5036 | 82517.385 | 1 |  | 75732.9346 | 89301.8353 | 97553.5738 | 67481.1961 | 60696.7457 | 1
| 60545739 | 149232.1878 | 103843.0635 | 45389.1244 | 1 |  | 35004.8181 | 55773.4307 | 60312.3432 | 30465.9056 | 20081.5993 | 1
| 60546079 | 5534.2563 | 5395.1811 | 139.0752 | 1 |  | -400.4429 | 678.5933 | 692.5008 | -414.3504 | -953.8685 | 0
| 60546261 | 75642.5735 | 71822.0062 | 3820.5672 | 1 |  | -3361.6334 | 11002.7679 | 11384.8246 | -3743.6901 | -10925.8907 | 0
| 60546274 | 69171.8851 | 52612.8011 | 16559.084 | 1 |  | 11297.8039 | 21820.3641 | 23476.2725 | 9641.8955 | 4380.6154 | 1
| 60546304 | 37832.3585 | 55508.7795 | -17676.421 | 0 |  | -23227.2989 | -12125.543 | -13893.1851 | -21459.6568 | -27010.5348 | 1
| 60546437 | 505017.4038 | 234628.4602 | 270388.9436 | 1 |  | 246926.0976 | 293851.7896 | 320890.684 | 219887.2032 | 196424.3572 | 1
| 60546476 | 265046.8974 | 129576.2554 | 135470.642 | 1 |  | 122513.0165 | 148428.2675 | 161975.3317 | 108965.9523 | 96008.3267 | 1
| 60546483 | 87548.2211 | 64097.1505 | 23451.0707 | 1 |  | 17041.3556 | 29860.7857 | 32205.8928 | 14696.2486 | 8286.5335 | 1
| 60559832 | 101593.5607 | 43761.1042 | 57832.4565 | 1 |  | 53456.3461 | 62208.5669 | 67991.8126 | 47673.1005 | 43296.99 | 1
| 60560626 | 12475.2031 | 6938.4811 | 5536.722 | 1 |  | 4842.8739 | 6230.5701 | 6784.2423 | 4289.2017 | 3595.3536 | 1
| 60560630 | 196467.6242 | 63280.3672 | 133187.2571 | 1 |  | 126859.2203 | 139515.2938 | 152834.0195 | 113540.4946 | 107212.4579 | 1
| 60560634 | 148831.9026 | 52244.4557 | 96587.4469 | 1 |  | 91363.0013 | 101811.8925 | 111470.6372 | 81704.2566 | 76479.8111 | 1
| 60560635 | 251205.8355 | 112581.6827 | 138624.1528 | 1 |  | 127365.9845 | 149882.3211 | 163744.7363 | 113503.5692 | 102245.401 | 1
| 60560636 | 28978.7487 | 20659.2831 | 8319.4657 | 1 |  | 6253.5373 | 10385.394 | 11217.3405 | 5421.5908 | 3355.6625 | 1
| 60560686 | 18029.2648 | 18858.0923 | -828.8274 | 0 |  | -2714.6367 | 1056.9818 | 974.099 | -2631.7539 | -4517.5632 | 1
| 60560690 | 125281.6713 | 54451.2324 | 70830.439 | 1 |  | 65385.3157 | 76275.5622 | 83358.6061 | 58302.2718 | 52857.1486 | 1
| 60560799 | 42167.5885 | 27862.6788 | 14304.9097 | 1 |  | 11518.6418 | 17091.1776 | 18521.6686 | 10088.1509 | 7301.883 | 1
| 60604509 | 3903.9911 | 7041.8588 | -3137.8676 | 0 |  | -3842.0535 | -2433.6818 | -2747.4685 | -3528.2668 | -4232.4526 | 1
| 60605011 | 1192.8957 | 3519.5535 | -2326.6578 | 0 |  | -2678.6132 | -1974.7025 | -2207.3682 | -2445.9474 | -2797.9027 | 1
| 60605076 | 6704.3866 | 10588.9303 | -3884.5436 | 0 |  | -4943.4367 | -2825.6506 | -3214.105 | -4554.9823 | -5613.8753 | 1
| 60605713 | 74485.0871 | 37335.8857 | 37149.2014 | 1 |  | 33415.6128 | 40882.79 | 44597.7101 | 29700.6927 | 25967.1041 | 1
| 60608917 | 27172.1707 | 19917.0152 | 7255.1555 | 1 |  | 5263.454 | 9246.857 | 9972.3726 | 4537.9384 | 2546.2369 | 1
| 60609316 | 482818.788 | 206084.5787 | 276734.2093 | 1 |  | 256125.7514 | 297342.6671 | 325016.0881 | 228452.3305 | 207843.8726 | 1
| 60609484 | 414667.9502 | 111258.3035 | 303409.6468 | 1 |  | 292283.8164 | 314535.4771 | 344876.4418 | 261942.8517 | 250817.0214 | 1
| 60609786 | 1299.3823 | 3517.9024 | -2218.5201 | 0 |  | -2570.3103 | -1866.7298 | -2088.5818 | -2348.4583 | -2700.2485 | 1
| 60609867 | 37287.7506 | 20782.7019 | 16505.0487 | 1 |  | 14426.7785 | 18583.3189 | 20233.8237 | 12776.2736 | 10698.0034 | 1
| 60609869 | 109673.2384 | 52753.126 | 56920.1124 | 1 |  | 51644.7998 | 62195.425 | 67887.4363 | 45952.7886 | 40677.476 | 1
| 60610824 | 9442.7927 | 16202.054 | -6759.2613 | 0 |  | -8379.4667 | -5139.0559 | -5814.982 | -7703.5405 | -9323.7459 | 1
| 60611088 | 130871.7431 | 63871.038 | 67000.7051 | 1 |  | 60613.6013 | 73387.8089 | 80087.8794 | 53913.5307 | 47526.4269 | 1
| 60611099 | 31076.2808 | 42381.0376 | -11304.7568 | 0 |  | -15542.8606 | -7066.6531 | -8197.1288 | -14412.3849 | -18650.4887 | 1
| 60611204 | 13969.4118 | 25648.4364 | -11679.0246 | 0 |  | -14243.8682 | -9114.181 | -10282.0834 | -13075.9658 | -15640.8094 | 1
| 60611261 | 6870.1686 | 14340.7358 | -7470.5672 | 0 |  | -8904.6408 | -6036.4936 | -6783.5503 | -8157.584 | -9591.6576 | 1
| 60611333 | 74237.0709 | 102023.5726 | -27786.5017 | 0 |  | -37988.859 | -17584.1445 | -20362.7947 | -35210.2088 | -45412.5661 | 1
| 60611344 | 5663.1245 | 16768.3746 | -11105.2501 | 0 |  | -12782.0875 | -9428.4126 | -10538.9376 | -11671.5625 | -13348.4 | 1
| 60611347 | 1431.4566 | 1607.2331 | -175.7765 | 0 |  | -336.4998 | -15.0532 | -32.6309 | -318.9222 | -479.6455 | 1
| 60611385 | 27176.3789 | 13750.1993 | 13426.1796 | 1 |  | 12051.1597 | 14801.1995 | 16143.8175 | 10708.5417 | 9333.5218 | 1
| 60611404 | 101895.6179 | 105374.7159 | -3479.098 | 0 |  | -14016.5696 | 7058.3736 | 6710.4638 | -13668.6598 | -24206.1314 | 1
| 60641098 | 1924.7883 | 1597.1453 | 327.643 | 1 |  | 167.9284 | 487.3575 | 520.1218 | 135.1641 | -24.5504 | 0
| 60641234 | 180326.8371 | 110883.8215 | 69443.0156 | 1 |  | 58354.6334 | 80531.3977 | 87475.6993 | 51410.3319 | 40321.9497 | 1
| 60641370 | 201401.9616 | 133559.2121 | 67842.7494 | 1 |  | 54486.8282 | 81198.6707 | 87982.9456 | 47702.5533 | 34346.6321 | 1
| 60641374 | 4191.8085 | 8532.7846 | -4340.976 | 0 |  | -5194.2545 | -3487.6976 | -3921.7952 | -4760.1569 | -5613.4353 | 1
| 60641377 | 7132.1261 | 16345.698 | -9213.5719 | 0 |  | -10848.1417 | -7579.0021 | -8500.3593 | -9926.7845 | -11561.3543 | 1
| 60641378 | 26158.7694 | 40054.1147 | -13895.3453 | 0 |  | -17900.7568 | -9889.9339 | -11279.4684 | -16511.2223 | -20516.6338 | 1
| 60641379 | 116680.8037 | 98365.3284 | 18315.4753 | 1 |  | 8478.9424 | 28152.0081 | 29983.5557 | 6647.3949 | -3189.1379 | 0
| 60642375 | 30572.6845 | 41722.2565 | -11149.572 | 0 |  | -15321.7976 | -6977.3463 | -8092.3035 | -14206.8404 | -18379.0661 | 1
| 60642377 | 7765.0243 | 19113.4594 | -11348.4351 | 0 |  | -13259.7811 | -9437.0892 | -10571.9327 | -12124.9376 | -14036.2835 | 1
| 60642383 | 43496.6872 | 58090.5192 | -14593.832 | 0 |  | -20402.8839 | -8784.7801 | -10244.1633 | -18943.5007 | -24752.5526 | 1
| 60642393 | 18448.5615 | 7429.2703 | 11019.2913 | 1 |  | 10276.3642 | 11762.2183 | 12864.1474 | 9174.4351 | 8431.5081 | 1
| 60643590 | 1118.036 | 3137.0531 | -2019.0172 | 0 |  | -2332.7225 | -1705.3119 | -1907.2136 | -2130.8208 | -2444.5261 | 1
| 60643759 | 149391.4173 | 139480.5375 | 9910.8798 | 1 |  | -4037.174 | 23858.9335 | 24850.0215 | -5028.262 | -18976.3157 | 0
| 60643771 | 2142.1254 | 5587.8071 | -3445.6817 | 0 |  | -4004.4624 | -2886.901 | -3231.4692 | -3659.8943 | -4218.675 | 1
| 60643840 | 11445.7175 | 20619.2449 | -9173.5274 | 0 |  | -11235.4519 | -7111.6029 | -8028.9557 | -10318.0992 | -12380.0237 | 1
| 60643845 | 14636.1954 | 14112.2165 | 523.9789 | 1 |  | -887.2427 | 1935.2006 | 1987.5985 | -939.6406 | -2350.8623 | 0
| 60645116 | 29360.1244 | 20951.6625 | 8408.4619 | 1 |  | 6313.2957 | 10503.6282 | 11344.4744 | 5472.4495 | 3377.2832 | 1
| 60645126 | 20056.6965 | 18846.5347 | 1210.1618 | 1 |  | -674.4917 | 3094.8152 | 3215.8314 | -795.5079 | -2680.1614 | 0
| 60645189 | 9609.0802 | 7376.4778 | 2232.6025 | 1 |  | 1494.9547 | 2970.2503 | 3193.5105 | 1271.6944 | 534.0467 | 1
| 60645364 | 86412.9949 | 25395.0436 | 61017.9513 | 1 |  | 58478.447 | 63557.4557 | 69659.2508 | 52376.6518 | 49837.1475 | 1
| 60646161 | 152945.4557 | 117349.4531 | 35596.0025 | 1 |  | 23861.0572 | 47330.9479 | 50890.5481 | 20301.457 | 8566.5117 | 1
| 60646163 | 398868.8479 | 130328.6059 | 268540.242 | 1 |  | 255507.3814 | 281573.1025 | 308427.1267 | 228653.3572 | 215620.4966 | 1
| 60646363 | 155.4815 | 1693.4583 | -1537.9768 | 0 |  | -1707.3227 | -1368.631 | -1522.4287 | -1553.525 | -1722.8708 | 1
| 60646367 | 43537.6965 | 60965.0505 | -17427.3541 | 0 |  | -23523.8591 | -11330.849 | -13073.5844 | -21781.1237 | -27877.6288 | 1
| 60646378 | 32288.6159 | 32459.6943 | -171.0784 | 0 |  | -3417.0478 | 3074.891 | 3057.7832 | -3399.94 | -6645.9094 | 1
| 60646379 | 17178.187 | 20429.3707 | -3251.1837 | 0 |  | -5294.1207 | -1208.2466 | -1533.365 | -4969.0024 | -7011.9394 | 1
| 60646380 | 17752.0377 | 20401.8527 | -2649.815 | 0 |  | -4690.0002 | -609.6297 | -874.6112 | -4425.0187 | -6465.204 | 1
| 60646385 | 3415.3481 | 4816.7525 | -1401.4044 | 0 |  | -1883.0796 | -919.7291 | -1059.8695 | -1742.9392 | -2224.6144 | 1
| 60646387 | 15577.6902 | 18350.1098 | -2772.4196 | 0 |  | -4607.4306 | -937.4087 | -1214.6506 | -4330.1887 | -6165.1996 | 1
| 60646388 | 56163.1804 | 40859.842 | 15303.3383 | 1 |  | 11217.3541 | 19389.3225 | 20919.6564 | 9687.0203 | 5601.0361 | 1
| 60646390 | 24106.7616 | 21945.0627 | 2161.6989 | 1 |  | -32.8073 | 4356.2052 | 4572.3751 | -248.9772 | -2443.4835 | 0
| 60646588 | 3654.3665 | 15667.1038 | -12012.7373 | 0 |  | -13579.4477 | -10446.0269 | -11647.3007 | -12378.174 | -13944.8844 | 1
| 60646614 | 3366.0205 | 12971.9899 | -9605.9694 | 0 |  | -10903.1684 | -8308.7704 | -9269.3673 | -9942.5715 | -11239.7704 | 1
| 60646622 | 2927.6238 | 13451.3537 | -10523.7299 | 0 |  | -11868.8653 | -9178.5946 | -10230.9675 | -10816.4923 | -12161.6277 | 1
| 60646623 | 25594.485 | 46732.1854 | -21137.7003 | 0 |  | -25810.9189 | -16464.4818 | -18578.2518 | -23697.1489 | -28370.3674 | 1
| 60646788 | 7513.9756 | 7690.7334 | -176.7579 | 0 |  | -945.8312 | 592.3155 | 574.6397 | -928.1554 | -1697.2288 | 1
| 60649985 | 538.7035 | 2602.6534 | -2063.9498 | 0 |  | -2324.2152 | -1803.6845 | -2010.0795 | -2117.8202 | -2378.0855 | 1
| 60650085 | 356.5058 | 2571.8332 | -2215.3275 | 0 |  | -2472.5108 | -1958.1441 | -2179.6769 | -2250.978 | -2508.1614 | 1
| 60650237 | 2227.8803 | 4027.9695 | -1800.0893 | 0 |  | -2202.8862 | -1397.2923 | -1577.3012 | -2022.8773 | -2425.6742 | 1
| 60650243 | 373207.904 | 233742.3803 | 139465.5237 | 1 |  | 116091.2857 | 162839.7617 | 176786.3141 | 102144.7333 | 78770.4953 | 1
| 60650316 | 61211.5348 | 57433.9395 | 3777.5953 | 1 |  | -1965.7987 | 9520.9892 | 9898.7488 | -2343.5582 | -8086.9521 | 0
| 60650318 | 86341.6905 | 46691.1358 | 39650.5547 | 1 |  | 34981.4411 | 44319.6683 | 48284.7238 | 31016.3857 | 26347.2721 | 1
| 60650351 | 186713.2168 | 136782.1215 | 49931.0953 | 1 |  | 36252.8832 | 63609.3075 | 68602.417 | 31259.7737 | 17581.5615 | 1
| 60652909 | 381678.8021 | 174882.4575 | 206796.3446 | 1 |  | 189308.0989 | 224284.5904 | 244964.2248 | 168628.4644 | 151140.2187 | 1
| 60652916 | 21196.2098 | 34042.5302 | -12846.3204 | 0 |  | -16250.5734 | -9442.0674 | -10726.6994 | -14965.9414 | -18370.1944 | 1
| 60652917 | 172973.7249 | 146925.26 | 26048.4649 | 1 |  | 11355.9389 | 40740.9909 | 43345.8374 | 8751.0924 | -5941.4336 | 0
| 60652918 | 136615.6179 | 121725.9175 | 14889.7004 | 1 |  | 2717.1087 | 27062.2922 | 28551.2622 | 1228.1387 | -10944.4531 | 0
| 60652922 | 40170.4328 | 51353.56 | -11183.1272 | 0 |  | -16318.4832 | -6047.7712 | -7166.084 | -15200.1705 | -20335.5265 | 1
| 60652924 | 1652.0685 | 4062.2086 | -2410.1402 | 0 |  | -2816.361 | -2003.9193 | -2244.9333 | -2575.347 | -2981.5679 | 1
| 60652929 | 4008.077 | 8091.3957 | -4083.3187 | 0 |  | -4892.4583 | -3274.1791 | -3682.511 | -4484.1264 | -5293.266 | 1
| 60652930 | 1088816.4732 | 334382.3473 | 754434.1259 | 1 |  | 720995.8912 | 787872.3606 | 863315.7732 | 645552.4786 | 612114.2438 | 1
| 60652992 | 6500.9058 | 10023.6588 | -3522.753 | 0 |  | -4525.1189 | -2520.3871 | -2872.6624 | -4172.8436 | -5175.2095 | 1
| 60652998 | 103452.6846 | 108483.7007 | -5031.0161 | 0 |  | -15879.3862 | 5817.354 | 5314.2523 | -15376.2846 | -26224.6546 | 1
| 60653145 | 262136.5026 | 142095.2989 | 120041.2037 | 1 |  | 105831.6739 | 134250.7336 | 146254.854 | 93827.5535 | 79618.0236 | 1
| 60653465 | 138870.127 | 105603.1154 | 33267.0116 | 1 |  | 22706.7001 | 43827.3231 | 47154.0243 | 19379.9989 | 8819.6874 | 1
| 60653489 | 15197.9774 | 16513.1794 | -1315.202 | 0 |  | -2966.5199 | 336.116 | 204.5958 | -2834.9997 | -4486.3176 | 1
| 60653532 | 13832.1529 | 24379.3058 | -10547.153 | 0 |  | -12985.0836 | -8109.2224 | -9163.9377 | -11930.3683 | -14368.2988 | 1
| 60653537 | 54837.3864 | 58302.9583 | -3465.5718 | 0 |  | -9295.8677 | 2364.724 | 2018.1668 | -8949.3105 | -14779.6063 | 1
| 60653539 | 54961.6948 | 58453.757 | -3492.0622 | 0 |  | -9337.4379 | 2353.3135 | 2004.1073 | -8988.2317 | -14833.6073 | 1
| 60654552 | 44717.6225 | 53490.0583 | -8772.4358 | 0 |  | -14121.4417 | -3423.43 | -4300.6736 | -13244.1981 | -18593.2039 | 1
| 60654712 | 1213.341 | 3412.2332 | -2198.8923 | 0 |  | -2540.1156 | -1857.6689 | -2077.5582 | -2320.2264 | -2661.4497 | 1
| 60655053 | 31529.6326 | 23693.0067 | 7836.6259 | 1 |  | 5467.3252 | 10205.9266 | 10989.5892 | 4683.6627 | 2314.362 | 1
| 60660609 | 60513.2484 | 78453.2963 | -17940.0479 | 0 |  | -25785.3775 | -10094.7182 | -11888.723 | -23991.3727 | -31836.7023 | 1
| 60660619 | 144417.2478 | 130834.3788 | 13582.869 | 1 |  | 499.4311 | 26666.3069 | 28024.5938 | -858.8558 | -13942.2937 | 0
| 60663251 | 3956.7081 | 9129.2868 | -5172.5788 | 0 |  | -6085.5075 | -4259.6501 | -4776.908 | -5568.2496 | -6481.1783 | 1
| 60663258 | 1265604.3717 | 345898.6345 | 919705.7372 | 1 |  | 885115.8737 | 954295.6006 | 1046266.1743 | 793145.3 | 758555.4365 | 1
| 60664287 | 70901.3441 | 69687.159 | 1214.185 | 1 |  | -5754.5309 | 8182.9009 | 8304.3194 | -5875.9494 | -12844.6653 | 0
| 60664288 | 331487.2958 | 161781.6833 | 169705.6125 | 1 |  | 153527.4442 | 185883.7809 | 202854.3421 | 136556.8829 | 120378.7146 | 1
| 60664290 | 25953.1341 | 38710.1351 | -12757.001 | 0 |  | -16628.0145 | -8885.9875 | -10161.6876 | -15352.3144 | -19223.3279 | 1
| 60664292 | 93432.8512 | 81368.5543 | 12064.2969 | 1 |  | 3927.4415 | 20201.1523 | 21407.582 | 2721.0118 | -5415.8437 | 0
| 60664294 | 88526.2954 | 78954.6744 | 9571.621 | 1 |  | 1676.1535 | 17467.0884 | 18424.2505 | 718.9914 | -7176.476 | 0
| 60664436 | 171.2011 | 968.634 | -797.4329 | 0 |  | -894.2963 | -700.5695 | -780.3128 | -814.553 | -911.4164 | 1
| 60664498 | 2138.096 | 7289.5209 | -5151.4248 | 0 |  | -5880.3769 | -4422.4727 | -4937.6152 | -5365.2344 | -6094.1865 | 1
| 60668990 | 1513.179 | 2505.2396 | -992.0607 | 0 |  | -1242.5846 | -741.5367 | -840.7428 | -1143.3786 | -1393.9025 | 1
| 60668991 | 18883.1373 | 25522.404 | -6639.2667 | 0 |  | -9191.5071 | -4087.0263 | -4750.953 | -8527.5804 | -11079.8208 | 1
| 60668992 | 5709.6437 | 7871.2516 | -2161.6079 | 0 |  | -2948.7331 | -1374.4828 | -1590.6436 | -2732.5723 | -3519.6975 | 1
| 60670287 | 124937.7672 | 103998.265 | 20939.5022 | 1 |  | 10539.6757 | 31339.3287 | 33433.2789 | 8445.7255 | -1954.101 | 0
| 60670332 | 58345.9788 | 41914.3322 | 16431.6466 | 1 |  | 12240.2134 | 20623.0798 | 22266.2445 | 10597.0487 | 6405.6155 | 1
| 60670335 | 710.0772 | 5304.922 | -4594.8448 | 0 |  | -5125.337 | -4064.3526 | -4523.8371 | -4665.8525 | -5196.3447 | 1
| 60670366 | 4473.1401 | 2897.3292 | 1575.8109 | 1 |  | 1286.078 | 1865.5438 | 2023.1249 | 1128.4969 | 838.764 | 1
| 60670370 | 1752.1038 | 2290.0488 | -537.945 | 0 |  | -766.9499 | -308.9401 | -362.7346 | -713.1554 | -942.1603 | 1
| 60670371 | 9521.2877 | 14652.2396 | -5130.9519 | 0 |  | -6596.1759 | -3665.728 | -4178.8232 | -6083.0807 | -7548.3047 | 1
| 60670390 | 1093.9182 | 7187.7042 | -6093.786 | 0 |  | -6812.5564 | -5375.0156 | -5984.3942 | -6203.1778 | -6921.9483 | 1
| 60670395 | 35141.2234 | 55752.0387 | -20610.8153 | 0 |  | -26186.0192 | -15035.6114 | -17096.693 | -24124.9376 | -29700.1415 | 1
| 60670396 | 58251.9536 | 71065.8113 | -12813.8577 | 0 |  | -19920.4388 | -5707.2765 | -6988.6623 | -18639.053 | -25745.6342 | 1
| 60672887 | 281.0809 | 1752.3469 | -1471.266 | 0 |  | -1646.5007 | -1296.0313 | -1443.1579 | -1499.3741 | -1674.6088 | 1
| 60673165 | 913.1993 | 4050.6511 | -3137.4518 | 0 |  | -3542.5169 | -2732.3867 | -3046.1319 | -3228.7717 | -3633.8368 | 1
| 60673172 | 83439.94 | 52730.9352 | 30709.0048 | 1 |  | 25435.9112 | 35982.0983 | 39052.9988 | 22365.0108 | 17091.9172 | 1
| 60677724 | 313219.8452 | 169161.4632 | 144058.382 | 1 |  | 127142.2357 | 160974.5283 | 175380.3665 | 112736.3975 | 95820.2512 | 1
| 60677725 | 41108.2634 | 35501.8527 | 5606.4108 | 1 |  | 2056.2255 | 9156.596 | 9717.2371 | 1495.5844 | -2054.6008 | 0
| 60677770 | 10145.5055 | 23148.1501 | -13002.6446 | 0 |  | -15317.4596 | -10687.8296 | -11988.094 | -14017.1951 | -16332.0101 | 1
| 60678310 | 28521.3415 | 27101.3979 | 1419.9437 | 1 |  | -1290.1961 | 4130.0835 | 4272.0778 | -1432.1905 | -4142.3303 | 0
| 60678313 | 93314.7669 | 79047.135 | 14267.632 | 1 |  | 6362.9185 | 22172.3455 | 23599.1087 | 4936.1553 | -2968.5582 | 0
| 60678316 | 302714.236 | 156246.1604 | 146468.0756 | 1 |  | 130843.4596 | 162092.6916 | 176739.4992 | 116196.652 | 100572.036 | 1
| 60678317 | 31164.0457 | 41589.6197 | -10425.574 | 0 |  | -14584.5359 | -6266.612 | -7309.1694 | -13541.9785 | -17700.9405 | 1
| 60678318 | 25857.3099 | 17560.923 | 8296.3869 | 1 |  | 6540.2946 | 10052.4792 | 10882.1179 | 5710.6559 | 3954.5636 | 1
| 60678427 | 319871.7813 | 184371.7681 | 135500.0133 | 1 |  | 117062.8365 | 153937.1901 | 167487.1914 | 103512.8351 | 85075.6583 | 1
| 60680758 | 99168.5204 | 86571.6596 | 12596.8608 | 1 |  | 3939.6948 | 21254.0268 | 22513.7128 | 2680.0087 | -5977.1572 | 0
| 60680774 | 126725.3892 | 98922.2929 | 27803.0963 | 1 |  | 17910.867 | 37695.3256 | 40475.6352 | 15130.5574 | 5238.3281 | 1
| 60680879 | 204422.4547 | 116472.7293 | 87949.7253 | 1 |  | 76302.4524 | 99596.9983 | 108391.9708 | 67507.4799 | 55860.2069 | 1
| 60680880 | 136649.9848 | 72353.122 | 64296.8628 | 1 |  | 57061.5506 | 71532.175 | 77961.8613 | 50631.8643 | 43396.5521 | 1
| 60684502 | 219806.1348 | 207327.292 | 12478.8427 | 1 |  | -8253.8865 | 33211.5719 | 34459.4562 | -9501.7708 | -30234.5 | 0
| 60684504 | 248644.7996 | 137920.2664 | 110724.5333 | 1 |  | 96932.5066 | 124516.5599 | 135589.0132 | 85860.0533 | 72068.0267 | 1
| 60684508 | 57209.9075 | 33397.7462 | 23812.1613 | 1 |  | 20472.3867 | 27151.9359 | 29533.1521 | 18091.1705 | 14751.3959 | 1
| 60684510 | 308.3139 | 1654.9331 | -1346.6192 | 0 |  | -1512.1125 | -1181.1259 | -1315.7878 | -1377.4506 | -1542.9439 | 1
| 60684519 | 5889.3719 | 20466.2448 | -14576.8729 | 0 |  | -16623.4974 | -12530.2484 | -13987.9357 | -15165.8101 | -17212.4346 | 1
| 60685527 | 8724.6195 | 7564.701 | 1159.9185 | 1 |  | 403.4484 | 1916.3886 | 2032.3804 | 287.4565 | -469.0135 | 0
| 60685529 | 3864.002 | 4015.428 | -151.426 | 0 |  | -552.9688 | 250.1168 | 234.9742 | -537.8262 | -939.369 | 1
| 60689700 | 2937.0817 | 5904.4269 | -2967.3452 | 0 |  | -3557.7879 | -2376.9025 | -2673.637 | -3261.0534 | -3851.4961 | 1
| 60689704 | 26582.3713 | 31963.6583 | -5381.287 | 0 |  | -8577.6528 | -2184.9211 | -2723.0498 | -8039.5241 | -11235.8899 | 1
| 60689775 | 12508.3393 | 18852.2866 | -6343.9473 | 0 |  | -8229.176 | -4458.7187 | -5093.1134 | -7594.7813 | -9480.0099 | 1
| 60689778 | 46505.9883 | 38457.7419 | 8048.2464 | 1 |  | 4202.4722 | 11894.0206 | 12698.8452 | 3397.6475 | -448.1267 | 0
| 60689779 | 40605.8101 | 37996.3596 | 2609.4506 | 1 |  | -1190.1854 | 6409.0865 | 6670.0316 | -1451.1304 | -5250.7664 | 0
| 60689781 | 561.0666 | 1095.1494 | -534.0827 | 0 |  | -643.5977 | -424.5678 | -477.9761 | -590.1894 | -699.7043 | 1
| 60689783 | 3329.401 | 5720.1274 | -2390.7264 | 0 |  | -2962.7391 | -1818.7137 | -2057.7863 | -2723.6665 | -3295.6792 | 1
| 60689851 | 42576.5632 | 65510.4754 | -22933.9122 | 0 |  | -29484.9598 | -16382.8647 | -18676.2559 | -27191.5685 | -33742.6161 | 1
| 60689852 | 15650.1955 | 38909.9159 | -23259.7203 | 0 |  | -27150.7119 | -19368.7287 | -21694.7008 | -24824.7399 | -28715.7315 | 1
| 60689853 | 22008.9105 | 51492.2508 | -29483.3403 | 0 |  | -34632.5654 | -24334.1152 | -27282.4492 | -31684.2313 | -36833.4564 | 1
| 60689854 | 395449.3 | 166091.0036 | 229358.2964 | 1 |  | 212749.196 | 245967.3967 | 268903.2264 | 189813.3664 | 173204.266 | 1
| 60689856 | 13143.4236 | 14062.2535 | -918.8299 | 0 |  | -2325.0553 | 487.3954 | 395.5124 | -2233.1723 | -3639.3976 | 1
| 60689859 | 9919.6398 | 13348.4363 | -3428.7965 | 0 |  | -4763.6402 | -2093.9529 | -2436.8325 | -4420.7605 | -5755.6041 | 1
| 60689866 | 186545.1428 | 106048.3568 | 80496.786 | 1 |  | 69891.9503 | 91101.6217 | 99151.3003 | 61842.2717 | 51237.436 | 1
| 60690310 | 324330.2578 | 152589.5672 | 171740.6906 | 1 |  | 156481.7339 | 186999.6473 | 204173.7164 | 139307.6648 | 124048.7081 | 1
| 60690311 | 245916.9038 | 130116.1587 | 115800.7451 | 1 |  | 102789.1292 | 128812.3609 | 140392.4355 | 91209.0547 | 78197.4388 | 1
| 60690452 | 35155.3081 | 38019.9834 | -2864.6753 | 0 |  | -6666.6737 | 937.323 | 650.8555 | -6380.2061 | -10182.2045 | 1
| 60690479 | 1761.8838 | 6446.9194 | -4685.0356 | 0 |  | -5329.7275 | -4040.3436 | -4508.8472 | -4861.224 | -5505.9159 | 1
| 60690507 | 1020.797 | 1906.4477 | -885.6508 | 0 |  | -1076.2956 | -695.006 | -783.5711 | -987.7305 | -1178.3753 | 1
| 60690522 | 125660.1363 | 94404.9364 | 31255.2 | 1 |  | 21814.7063 | 40695.6936 | 43821.2136 | 18689.1863 | 9248.6927 | 1
| 60690524 | 152110.3724 | 97717.5544 | 54392.818 | 1 |  | 44621.0626 | 64164.5734 | 69603.8552 | 39181.7808 | 29410.0253 | 1
| 60690664 | 28712.1152 | 41148.7812 | -12436.6659 | 0 |  | -16551.544 | -8321.7878 | -9565.4544 | -15307.8774 | -19422.7555 | 1
| 60690665 | 77118.4549 | 73073.5253 | 4044.9296 | 1 |  | -3262.4229 | 11352.2821 | 11756.7751 | -3666.9159 | -10974.2684 | 0
| 60690666 | 13214.8086 | 25365.5513 | -12150.7427 | 0 |  | -14687.2978 | -9614.1876 | -10829.2618 | -13472.2235 | -16008.7787 | 1
| 60690667 | 335992.2583 | 173928.6833 | 162063.575 | 1 |  | 144670.7067 | 179456.4433 | 195662.8008 | 128464.3492 | 111071.4809 | 1
| 60690669 | 36070.9855 | 47151.5599 | -11080.5744 | 0 |  | -15795.7304 | -6365.4184 | -7473.4758 | -14687.6729 | -19402.8289 | 1
| 60694504 | 98246.7061 | 83676.765 | 14569.9411 | 1 |  | 6202.2646 | 22937.6176 | 24394.6117 | 4745.2705 | -3622.406 | 0
| 60694506 | 8066.704 | 18270.858 | -10204.1539 | 0 |  | -12031.2397 | -8377.0681 | -9397.4835 | -11010.8243 | -12837.9101 | 1
| 60694507 | 34729.611 | 46104.7748 | -11375.1638 | 0 |  | -15985.6412 | -6764.6863 | -7902.2027 | -14848.1249 | -19458.6023 | 1
| 60694510 | 22088.9357 | 35076.1067 | -12987.171 | 0 |  | -16494.7817 | -9479.5603 | -10778.2774 | -15196.0646 | -18703.6752 | 1
| 60694513 | 109739.3661 | 88971.2301 | 20768.136 | 1 |  | 11871.013 | 29665.259 | 31742.0726 | 9794.1994 | 897.0763 | 1
| 60694929 | 1614.7516 | 2057.7968 | -443.0451 | 0 |  | -648.8248 | -237.2655 | -281.57 | -604.5203 | -810.3 | 1
| 60694930 | 38242.8977 | 33116.8244 | 5126.0733 | 1 |  | 1814.3909 | 8437.7558 | 8950.3631 | 1301.7836 | -2009.8989 | 0
| 60697544 | 74.408 | 864.0655 | -789.6575 | 0 |  | -876.0641 | -703.251 | -782.2167 | -797.0983 | -883.5049 | 1
| 60697549 | 104944.9483 | 96594.2692 | 8350.679 | 1 |  | -1308.7479 | 18010.106 | 18845.1739 | -2143.8158 | -11803.2427 | 0
| 60698331 | 4501.6362 | 6658.1026 | -2156.4664 | 0 |  | -2822.2766 | -1490.6561 | -1706.3028 | -2606.63 | -3272.4403 | 1
| 60698355 | 34708.7354 | 53029.9572 | -18321.2218 | 0 |  | -23624.2175 | -13018.2261 | -14850.3483 | -21792.0953 | -27095.0911 | 1
| 60698361 | 54644.485 | 68668.9926 | -14024.5076 | 0 |  | -20891.4069 | -7157.6083 | -8560.0591 | -19488.9561 | -26355.8554 | 1
| 60698438 | 69705.1348 | 40883.802 | 28821.3328 | 1 |  | 24732.9526 | 32909.713 | 35791.8463 | 21850.8193 | 17762.4391 | 1
| 60698501 | 52014.5171 | 41496.6088 | 10517.9083 | 1 |  | 6368.2474 | 14667.5692 | 15719.36 | 5316.4566 | 1166.7957 | 1
| 60698510 | 2091.9123 | 2323.0704 | -231.1581 | 0 |  | -463.4652 | 1.1489 | -21.9669 | -440.3494 | -672.6564 | 1
| 60698523 | 2138.3892 | 2110.081 | 28.3082 | 1 |  | -182.6999 | 239.3163 | 242.1471 | -185.5307 | -396.5388 | 0
| 60698618 | 2840.5849 | 3291.154 | -450.5691 | 0 |  | -779.6845 | -121.4537 | -166.5106 | -734.6276 | -1063.743 | 1
| 60698626 | 1389700.1418 | 359583.8913 | 1030116.2505 | 1 |  | 994157.8613 | 1066074.6396 | 1169086.2647 | 891146.2363 | 855187.8472 | 1
| 60701309 | 74001.2552 | 76347.0678 | -2345.8126 | 0 |  | -9980.5194 | 5288.8941 | 5054.3129 | -9745.9382 | -17380.6449 | 1
| 60701313 | 4080.9509 | 17531.7242 | -13450.7733 | 0 |  | -15203.9457 | -11697.6009 | -13042.6782 | -13858.8684 | -15612.0408 | 1
| 60702129 | 21907.6587 | 28495.4498 | -6587.7911 | 0 |  | -9437.3361 | -3738.2461 | -4397.0252 | -8778.557 | -11628.1019 | 1
| 60702131 | 1260.313 | 3620.2694 | -2359.9564 | 0 |  | -2721.9834 | -1997.9295 | -2233.9251 | -2485.9877 | -2848.0147 | 1
| 60705840 | 6017.5125 | 9353.8939 | -3336.3813 | 0 |  | -4271.7707 | -2400.992 | -2734.6301 | -3938.1326 | -4873.522 | 1
| 60705931 | 14561.8781 | 15546.0246 | -984.1465 | 0 |  | -2538.7489 | 570.456 | 472.0414 | -2440.3343 | -3994.9367 | 1
| 60706271 | 60265.3171 | 80396.6182 | -20131.301 | 0 |  | -28170.9628 | -12091.6392 | -14104.7693 | -26157.8327 | -34197.4946 | 1
| 60706273 | 14661.2026 | 34195.5304 | -19534.3277 | 0 |  | -22953.8808 | -16114.7747 | -18068.2075 | -21000.448 | -24420.001 | 1
| 60716345 | 24801.5785 | 37744.2529 | -12942.6744 | 0 |  | -16717.0997 | -9168.2491 | -10462.5166 | -15422.8323 | -19197.2576 | 1
| 60716348 | 11424.58 | 25151.4612 | -13726.8812 | 0 |  | -16242.0273 | -11211.7351 | -12584.4232 | -14869.3392 | -17384.4853 | 1
| 60716350 | 1971.1396 | 5514.0589 | -3542.9193 | 0 |  | -4094.3252 | -2991.5134 | -3345.8053 | -3740.0332 | -4291.4391 | 1
| 60716352 | 1176.1174 | 4063.8597 | -2887.7423 | 0 |  | -3294.1283 | -2481.3563 | -2770.1305 | -3005.354 | -3411.74 | 1
| 60716353 | 468.7441 | 1728.6814 | -1259.9373 | 0 |  | -1432.8054 | -1087.0691 | -1213.0629 | -1306.8117 | -1479.6798 | 1
| 60716387 | 42370.1015 | 17056.213 | 25313.8885 | 1 |  | 23608.2672 | 27019.5098 | 29550.8986 | 21076.8783 | 19371.257 | 1
| 60716403 | 27983.4267 | 16401.6364 | 11581.7903 | 1 |  | 9941.6267 | 13221.954 | 14380.133 | 8783.4477 | 7143.284 | 1
| 60716413 | 4819.9087 | 2101.8256 | 2718.0831 | 1 |  | 2507.9005 | 2928.2657 | 3200.074 | 2236.0922 | 2025.9097 | 1
| 60716417 | 7449.6734 | 3326.3771 | 4123.2964 | 1 |  | 3790.6586 | 4455.9341 | 4868.2637 | 3378.329 | 3045.6913 | 1
| 60716428 | 13335.3273 | 6636.2433 | 6699.084 | 1 |  | 6035.4597 | 7362.7084 | 8032.6168 | 5365.5513 | 4701.927 | 1
| 60716431 | 2793608.8393 | 425235.259 | 2368373.5803 | 1 |  | 2325850.0544 | 2410897.1062 | 2647734.4642 | 2089012.6964 | 2046489.1705 | 1
| 60716652 | 41776.5991 | 11126.4134 | 30650.1857 | 1 |  | 29537.5444 | 31762.8271 | 34827.8456 | 26472.5258 | 25359.8845 | 1
| 60716692 | 5969.6435 | 3775.471 | 2194.1725 | 1 |  | 1816.6254 | 2571.7196 | 2791.1368 | 1597.2081 | 1219.661 | 1
| 60716727 | 4473.5053 | 2844.8119 | 1628.6935 | 1 |  | 1344.2123 | 1913.1746 | 2076.044 | 1181.3429 | 896.8617 | 1
| 60716731 | 1757.0286 | 1128.7888 | 628.2398 | 1 |  | 515.3609 | 741.1187 | 803.9427 | 452.5369 | 339.6581 | 1
| 60720944 | 172444.8853 | 115212.4045 | 57232.4808 | 1 |  | 45711.2403 | 68753.7212 | 74476.9693 | 39987.9922 | 28466.7518 | 1
| 60720979 | 1418.2838 | 1675.2965 | -257.0126 | 0 |  | -424.5423 | -89.483 | -115.1843 | -398.841 | -566.3707 | 1
| 60720980 | 7515.1756 | 8140.1033 | -624.9278 | 0 |  | -1438.9381 | 189.0826 | 126.5898 | -1376.4453 | -2190.4557 | 1
| 60720984 | 116458.4291 | 92830.3558 | 23628.0732 | 1 |  | 14345.0377 | 32911.1088 | 35273.9162 | 11982.2303 | 2699.1948 | 1
| 60721402 | 377710.7262 | 212098.3646 | 165612.3616 | 1 |  | 144402.5251 | 186822.1981 | 203383.4342 | 127841.289 | 106631.4525 | 1
| 60721432 | 324011.5289 | 152283.5669 | 171727.962 | 1 |  | 156499.6053 | 186956.3187 | 204129.1149 | 139326.8091 | 124098.4524 | 1
| 60721482 | 798195.208 | 234924.0036 | 563271.2044 | 1 |  | 539778.8041 | 586763.6048 | 643090.7252 | 483451.6836 | 459959.2833 | 1
| 60721488 | 55381.1089 | 64203.9203 | -8822.8114 | 0 |  | -15243.2035 | -2402.4194 | -3284.7005 | -14360.9223 | -20781.3143 | 1
| 60721563 | 134937.7722 | 95408.243 | 39529.5292 | 1 |  | 29988.7049 | 49070.3535 | 53023.3064 | 26035.752 | 16494.9277 | 1
| 60721824 | 88483.2699 | 63126.3151 | 25356.9548 | 1 |  | 19044.3233 | 31669.5864 | 34205.2818 | 16508.6279 | 10195.9963 | 1
| 60721885 | 1657.5458 | 2663.7434 | -1006.1975 | 0 |  | -1272.5719 | -739.8232 | -840.443 | -1171.9521 | -1438.3265 | 1
| 60721893 | 9415.3445 | 13527.3034 | -4111.9589 | 0 |  | -5464.6892 | -2759.2286 | -3170.4245 | -5053.4934 | -6406.2237 | 1
| 60723248 | 13368.2021 | 6464.5309 | 6903.6712 | 1 |  | 6257.2181 | 7550.1243 | 8240.4914 | 5566.851 | 4920.3979 | 1
| 60723266 | 12091.3792 | 24540.011 | -12448.6318 | 0 |  | -14902.6329 | -9994.6307 | -11239.4939 | -13657.7697 | -16111.7708 | 1
| 60723274 | 16356.1833 | 23231.1096 | -6874.9262 | 0 |  | -9198.0372 | -4551.8153 | -5239.3079 | -8510.5446 | -10833.6555 | 1
| 60723543 | 68793.0224 | 55584.9148 | 13208.1076 | 1 |  | 7649.6161 | 18766.5991 | 20087.4099 | 6328.8054 | 770.3139 | 1
| 60724493 | 68733.9824 | 78241.4076 | -9507.4252 | 0 |  | -17331.566 | -1683.2844 | -2634.027 | -16380.8234 | -24204.9642 | 1
| 60724500 | 38092.1294 | 65702.5512 | -27610.4218 | 0 |  | -34180.6769 | -21040.1667 | -23801.2088 | -31419.6347 | -37989.8898 | 1
| 60724781 | 2899.8402 | 3610.3629 | -710.5227 | 0 |  | -1071.559 | -349.4864 | -420.5387 | -1000.5067 | -1361.543 | 1
| 60724815 | 12743.2171 | 13784.872 | -1041.6549 | 0 |  | -2420.1421 | 336.8323 | 232.6668 | -2315.9766 | -3694.4638 | 1
| 60725858 | 7954.7632 | 5912.5196 | 2042.2436 | 1 |  | 1450.9916 | 2633.4955 | 2837.7199 | 1246.7673 | 655.5153 | 1
| 60725896 | 18518.9512 | 11981.9989 | 6536.9524 | 1 |  | 5338.7525 | 7735.1523 | 8388.8475 | 4685.0573 | 3486.8574 | 1
| 60725898 | 278.3013 | 514.5868 | -236.2855 | 0 |  | -287.7442 | -184.8268 | -208.4554 | -264.1156 | -315.5743 | 1
| 60726072 | 2134.5217 | 9037.0104 | -6902.4887 | 0 |  | -7806.1897 | -5998.7876 | -6689.0365 | -7115.9408 | -8019.6419 | 1
| 60726078 | 488337.2189 | 141188.5837 | 347148.6352 | 1 |  | 333029.7768 | 361267.4936 | 395982.3571 | 298314.9133 | 284196.0549 | 1
| 60726127 | 18181.8562 | 23830.3996 | -5648.5435 | 0 |  | -8031.5834 | -3265.5035 | -3830.3579 | -7466.7291 | -9849.7691 | 1
| 60726138 | 112267.6811 | 85691.3823 | 26576.2988 | 1 |  | 18007.1606 | 35145.437 | 37803.0669 | 15349.5307 | 6780.3925 | 1
| 60726206 | 875.1006 | 5501.9509 | -4626.8504 | 0 |  | -5177.0455 | -4076.6553 | -4539.3403 | -4714.3604 | -5264.5555 | 1
| 60726220 | 71676.3795 | 51364.5336 | 20311.8459 | 1 |  | 15175.3926 | 25448.2993 | 27479.4839 | 13144.208 | 8007.7546 | 1
| 60726238 | 14163.4827 | 20578.4144 | -6414.9317 | 0 |  | -8472.7732 | -4357.0903 | -4998.5835 | -7831.28 | -9889.1214 | 1
| 60726273 | 32254.3977 | 37859.9729 | -5605.5752 | 0 |  | -9391.5725 | -1819.5779 | -2380.1354 | -8831.0149 | -12617.0122 | 1
| 60726278 | 10860.4324 | 30395.8435 | -19535.4111 | 0 |  | -22574.9955 | -16495.8268 | -18449.3679 | -20621.4544 | -23661.0387 | 1
| 60726285 | 25360.6734 | 47744.2978 | -22383.6244 | 0 |  | -27158.0542 | -17609.1946 | -19847.5571 | -24919.6917 | -29694.1215 | 1
| 60726349 | 7385.2779 | 22420.5739 | -15035.296 | 0 |  | -17277.3534 | -12793.2386 | -14296.7682 | -15773.8238 | -18015.8812 | 1
| 60726371 | 73133.6661 | 75383.9375 | -2250.2713 | 0 |  | -9788.6651 | 5288.1224 | 5063.0953 | -9563.6379 | -17102.0317 | 1
| 60726388 | 4015.3476 | 14262.5846 | -10247.237 | 0 |  | -11673.4955 | -8820.9786 | -9845.7023 | -10648.7718 | -12075.0303 | 1
| 60726409 | 655679.2349 | 242877.8092 | 412801.4257 | 1 |  | 388513.6448 | 437089.2066 | 478369.3492 | 347233.5022 | 322945.7213 | 1
| 60726410 | 182654.7527 | 121720.4139 | 60934.3388 | 1 |  | 48762.2975 | 73106.3802 | 79199.8141 | 42668.8636 | 30496.8222 | 1
| 60726427 | 203731.2458 | 133363.2839 | 70367.9619 | 1 |  | 57031.6335 | 83704.2903 | 90741.0865 | 49994.8373 | 36658.5089 | 1
| 60726428 | 129.9449 | 713.8751 | -583.9302 | 0 |  | -655.3178 | -512.5427 | -570.9358 | -596.9247 | -668.3122 | 1
| 60726432 | 4238.1392 | 12657.341 | -8419.2017 | 0 |  | -9684.9358 | -7153.4676 | -7995.3878 | -8843.0157 | -10108.7498 | 1
| 60726434 | 222.4711 | 1689.0555 | -1466.5843 | 0 |  | -1635.4899 | -1297.6788 | -1444.3372 | -1488.8314 | -1657.737 | 1
| 60726666 | 71732.9566 | 107432.5127 | -35699.5561 | 0 |  | -46442.8074 | -24956.3048 | -28526.2605 | -42872.8518 | -53616.103 | 1
| 60726674 | 108631.184 | 73650.3163 | 34980.8677 | 1 |  | 27615.8361 | 42345.8994 | 45843.9861 | 24117.7493 | 16752.7177 | 1
| 60726732 | 27358.4031 | 36922.5652 | -9564.1621 | 0 |  | -13256.4186 | -5871.9056 | -6828.3218 | -12300.0024 | -15992.2589 | 1
| 60726733 | 6455.8957 | 13491.53 | -7035.6343 | 0 |  | -8384.7873 | -5686.4813 | -6390.0447 | -7681.2239 | -9030.3769 | 1
| 60726735 | 13162.3097 | 12860.1464 | 302.1633 | 1 |  | -983.8514 | 1588.1779 | 1618.3943 | -1014.0677 | -2300.0823 | 0
| 60736861 | 3498.3639 | 1735.2857 | 1763.0782 | 1 |  | 1589.5496 | 1936.6068 | 2112.9146 | 1413.2418 | 1239.7132 | 1
| 60736921 | 1175.3671 | 586.684 | 588.6831 | 1 |  | 530.0147 | 647.3515 | 706.2198 | 471.1464 | 412.478 | 1
| 60737255 | 10368.7211 | 20243.3489 | -9874.6278 | 0 |  | -11898.9627 | -7850.2929 | -8837.7557 | -10911.4999 | -12935.8348 | 1
| 60737346 | 24248.6547 | 28433.8094 | -4185.1548 | 0 |  | -7028.5357 | -1341.7738 | -1760.2893 | -6610.0202 | -9453.4012 | 1
| 60737351 | 88892.3596 | 68346.4816 | 20545.8781 | 1 |  | 13711.2299 | 27380.5262 | 29435.114 | 11656.6421 | 4821.9939 | 1
| 60737354 | 10282.5797 | 9653.3179 | 629.2618 | 1 |  | -336.07 | 1594.5936 | 1657.5197 | -398.9962 | -1364.328 | 0
| 60737359 | 1745.7401 | 5870.1419 | -4124.4018 | 0 |  | -4711.416 | -3537.3876 | -3949.8278 | -4298.9758 | -4885.99 | 1
| 60737360 | 689408.3178 | 257623.6101 | 431784.7077 | 1 |  | 406022.3467 | 457547.0687 | 500725.5395 | 362843.8759 | 337081.5149 | 1
| 60737361 | 4166.8033 | 12503.083 | -8336.2797 | 0 |  | -9586.588 | -7085.9714 | -7919.5994 | -8752.96 | -10003.2683 | 1
| 60737362 | 4083.0758 | 11255.4165 | -7172.3406 | 0 |  | -8297.8823 | -6046.799 | -6764.0331 | -7580.6482 | -8706.1899 | 1
| 60737363 | 3718.4266 | 11500.3268 | -7781.9001 | 0 |  | -8931.9328 | -6631.8674 | -7410.0575 | -8153.7428 | -9303.7755 | 1
| 60737480 | 1982162.6931 | 437892.4429 | 1544270.2503 | 1 |  | 1500481.006 | 1588059.4945 | 1742486.5196 | 1346053.9809 | 1302264.7367 | 1
| 60737486 | 5505.2825 | 19300.5819 | -13795.2994 | 0 |  | -15725.3576 | -11865.2412 | -13244.7711 | -14345.8276 | -16275.8858 | 1
| 60737487 | 265.2871 | 3244.9237 | -2979.6366 | 0 |  | -3304.129 | -2655.1442 | -2953.1079 | -3006.1653 | -3330.6577 | 1
| 60737506 | 13930.2512 | 18256.7991 | -4326.548 | 0 |  | -6152.2279 | -2500.8681 | -2933.5229 | -5719.5731 | -7545.253 | 1
| 60737601 | 54174.4056 | 42162.7438 | 12011.6618 | 1 |  | 7795.3874 | 16227.9362 | 17429.1024 | 6594.2213 | 2377.9469 | 1
| 60737604 | 8062.7801 | 10066.248 | -2003.4679 | 0 |  | -3010.0927 | -996.8431 | -1197.1898 | -2809.7459 | -3816.3707 | 1
| 60737610 | 320755.3974 | 160554.38 | 160201.0174 | 1 |  | 144145.5794 | 176256.4554 | 192276.5571 | 128125.4776 | 112070.0396 | 1
| 60737656 | 206985.1228 | 159615.4655 | 47369.6573 | 1 |  | 31408.1107 | 63331.2038 | 68068.1695 | 26671.145 | 10709.5984 | 1
| 60737658 | 41234.8127 | 50140.5661 | -8905.7534 | 0 |  | -13919.81 | -3891.6968 | -4782.2721 | -13029.2346 | -18043.2913 | 1
| 60739666 | 87442.7644 | 33679.2925 | 53763.4719 | 1 |  | 50395.5426 | 57131.4011 | 62507.7483 | 45019.1954 | 41651.2662 | 1
| 60739667 | 81324.2804 | 36067.8558 | 45256.4247 | 1 |  | 41649.6391 | 48863.2102 | 53388.8527 | 37123.9966 | 33517.211 | 1
| 60739669 | 6694.6802 | 11269.7258 | -4575.0456 | 0 |  | -5702.0182 | -3448.0731 | -3905.5776 | -5244.5137 | -6371.4862 | 1
| 60740915 | 193226.4538 | 132949.9634 | 60276.4904 | 1 |  | 46981.494 | 73571.4867 | 79599.1358 | 40953.845 | 27658.8487 | 1
| 60740916 | 59920.8561 | 48065.6496 | 11855.2064 | 1 |  | 7048.6415 | 16661.7714 | 17847.292 | 5863.1208 | 1056.5559 | 1
| 60740920 | 18807.8261 | 39084.38 | -20276.5539 | 0 |  | -24184.9919 | -16368.1159 | -18395.7713 | -22157.3365 | -26065.7745 | 1
| 60740949 | 826.059 | 932.8605 | -106.8016 | 0 |  | -200.0876 | -13.5155 | -24.1957 | -189.4075 | -282.6935 | 1
| 60740950 | 4144.1768 | 4485.986 | -341.8092 | 0 |  | -790.4078 | 106.7894 | 72.6084 | -756.2269 | -1204.8255 | 1
| 60740960 | 66198.5617 | 66363.5338 | -164.9721 | 0 |  | -6801.3255 | 6471.3813 | 6454.8841 | -6784.8282 | -13421.1816 | 1
| 60741054 | 2419.0558 | 1200.886 | 1218.1698 | 1 |  | 1098.0812 | 1338.2584 | 1460.0754 | 976.2642 | 856.1756 | 1
| 60741066 | 8168.4107 | 10585.9369 | -2417.5262 | 0 |  | -3476.1199 | -1358.9325 | -1600.6851 | -3234.3673 | -4292.9609 | 1
| 60741118 | 179661.6656 | 104996.0681 | 74665.5975 | 1 |  | 64165.9907 | 85165.2043 | 92631.7641 | 56699.431 | 46199.8242 | 1
| 60741184 | 1802.5323 | 3165.1215 | -1362.5893 | 0 |  | -1679.1014 | -1046.0771 | -1182.336 | -1542.8425 | -1859.3546 | 1
| 60744784 | 33590.7254 | 42480.6528 | -8889.9274 | 0 |  | -13137.9927 | -4641.8621 | -5530.8549 | -12249 | -16497.0652 | 1
| 60744786 | 20244.0738 | 32073.8918 | -11829.818 | 0 |  | -15037.2071 | -8622.4288 | -9805.4106 | -13854.2253 | -17061.6145 | 1
| 60744789 | 26604.6222 | 37033.1876 | -10428.5653 | 0 |  | -14131.8841 | -6725.2466 | -7768.1031 | -13089.0276 | -16792.3463 | 1
| 60744827 | 51742.2404 | 46186.4037 | 5555.8367 | 1 |  | 937.1963 | 10174.4771 | 10730.0608 | 381.6127 | -4237.0277 | 0
| 60744835 | 794.1476 | 4920.2202 | -4126.0726 | 0 |  | -4618.0946 | -3634.0506 | -4046.6579 | -4205.4874 | -4697.5094 | 1
| 60744839 | 61887.509 | 72583.7048 | -10696.1957 | 0 |  | -17954.5662 | -3437.8252 | -4507.4448 | -16884.9466 | -24143.3171 | 1
| 60744850 | 192950.3991 | 119619.689 | 73330.7101 | 1 |  | 61368.7412 | 85292.679 | 92625.75 | 54035.6702 | 42073.7013 | 1
| 60744851 | 30329.5251 | 31419.3792 | -1089.8541 | 0 |  | -4231.792 | 2052.0838 | 1943.0984 | -4122.8066 | -7264.7445 | 1
| 60744854 | 2059.314 | 5093.0333 | -3033.7193 | 0 |  | -3543.0227 | -2524.416 | -2827.7879 | -3239.6507 | -3748.9541 | 1
| 60744856 | 48925.6849 | 53710.7527 | -4785.0679 | 0 |  | -10156.1431 | 586.0074 | 107.5006 | -9677.6363 | -15048.7116 | 1
| 60744857 | 20951.1936 | 27570.2943 | -6619.1007 | 0 |  | -9376.1301 | -3862.0712 | -4523.9813 | -8714.22 | -11471.2494 | 1
| 60748171 | 41.3515 | 686.2992 | -644.9477 | 0 |  | -713.5776 | -576.3178 | -640.8125 | -649.0828 | -717.7127 | 1
| 60748175 | 49080.8152 | 60115.2944 | -11034.4792 | 0 |  | -17046.0087 | -5022.9498 | -6126.3977 | -15942.5607 | -21954.0902 | 1
| 60748284 | 14235.9837 | 32804.2198 | -18568.2361 | 0 |  | -21848.6581 | -15287.8142 | -17144.6378 | -19991.8345 | -23272.2565 | 1
| 60748331 | 1033.9553 | 2601.4868 | -1567.5315 | 0 |  | -1827.6801 | -1307.3828 | -1464.1359 | -1670.927 | -1931.0757 | 1
| 60748332 | 39225.7753 | 59682.1609 | -20456.3856 | 0 |  | -26424.6017 | -14488.1695 | -16533.8081 | -24378.9631 | -30347.1792 | 1
| 60748356 | 4632.2113 | 11670.3881 | -7038.1768 | 0 |  | -8205.2156 | -5871.138 | -6574.9557 | -7501.3979 | -8668.4367 | 1
| 60748422 | 51058.5604 | 33787.6397 | 17270.9207 | 1 |  | 13892.1567 | 20649.6846 | 22376.7767 | 12165.0646 | 8786.3007 | 1
| 60749305 | 11537.1433 | 11636.8161 | -99.6728 | 0 |  | -1263.3544 | 1064.0088 | 1054.0415 | -1253.3872 | -2417.0688 | 1
| 60749310 | 917.474 | 2066.0522 | -1148.5782 | 0 |  | -1355.1834 | -941.973 | -1056.8308 | -1240.3256 | -1446.9308 | 1
| 60749312 | 25204.0678 | 31555.4525 | -6351.3847 | 0 |  | -9506.9299 | -3195.8394 | -3830.9779 | -8871.7915 | -12027.3367 | 1
| 60749433 | 3715.8062 | 4925.1301 | -1209.3239 | 0 |  | -1701.8369 | -716.8109 | -837.7432 | -1580.9045 | -2073.4175 | 1
| 60749445 | 3430.275 | 5117.2882 | -1687.0132 | 0 |  | -2198.742 | -1175.2844 | -1343.9857 | -2030.0407 | -2541.7695 | 1
| 60749453 | 385902.9156 | 185554.4921 | 200348.4234 | 1 |  | 181792.9742 | 218903.8726 | 238938.715 | 161758.1319 | 143202.6827 | 1
| 60752017 | 2939.1029 | 2033.378 | 905.7249 | 1 |  | 702.3871 | 1109.0627 | 1199.6352 | 611.8146 | 408.4768 | 1
| 60752020 | 867.5018 | 616.5285 | 250.9733 | 1 |  | 189.3204 | 312.6262 | 337.7235 | 164.2231 | 102.5703 | 1
| 60752704 | 6545.6273 | 22672.0885 | -16126.4611 | 0 |  | -18393.67 | -13859.2523 | -15471.8984 | -16781.0239 | -19048.2327 | 1
| 60752711 | 149.4323 | 1903.6959 | -1754.2637 | 0 |  | -1944.6333 | -1563.8941 | -1739.3204 | -1769.2069 | -1959.5765 | 1
| 60752878 | 16833.2042 | 37351.8461 | -20518.6419 | 0 |  | -24253.8265 | -16783.4573 | -18835.3215 | -22201.9623 | -25937.147 | 1
| 60752879 | 4486.2753 | 15136.5566 | -10650.2813 | 0 |  | -12163.937 | -9136.6256 | -10201.6538 | -11098.9088 | -12612.5645 | 1
| 60755520 | 280067.7991 | 144185.0165 | 135882.7826 | 1 |  | 121464.2809 | 150301.2842 | 163889.5625 | 107876.0027 | 93457.501 | 1
| 60762961 | 38455.1523 | 18886.1607 | 19568.9916 | 1 |  | 17680.3756 | 21457.6077 | 23414.5069 | 15723.4764 | 13834.8604 | 1
| 60763134 | 2548.7115 | 7459.5822 | -4910.8706 | 0 |  | -5656.8288 | -4164.9124 | -4655.9995 | -5165.7418 | -5911.7 | 1
| 60763137 | 39532.0675 | 55738.8301 | -16206.7626 | 0 |  | -21780.6456 | -10632.8796 | -12253.5559 | -20159.9694 | -25733.8524 | 1
| 60763140 | 2344.0579 | 8124.4173 | -5780.3594 | 0 |  | -6592.8012 | -4967.9177 | -5545.9537 | -6014.7652 | -6827.2069 | 1
| 60763143 | 4068.5866 | 11030.3191 | -6961.7326 | 0 |  | -8064.7645 | -5858.7007 | -6554.8739 | -7368.5912 | -8471.6232 | 1
| 60763218 | 1792.0999 | 7002.7832 | -5210.6833 | 0 |  | -5910.9616 | -4510.405 | -5031.4733 | -5389.8933 | -6090.1716 | 1
| 60763223 | 270753.3288 | 152720.0025 | 118033.3262 | 1 |  | 102761.326 | 133305.3265 | 145108.6591 | 90957.9934 | 75685.9931 | 1
| 60763226 | 954.7212 | 2989.0987 | -2034.3775 | 0 |  | -2333.2874 | -1735.4676 | -1938.9054 | -2129.8496 | -2428.7595 | 1
| 60763227 | 79878.3055 | 97698.8422 | -17820.5366 | 0 |  | -27590.4208 | -8050.6524 | -9832.7061 | -25808.3672 | -35578.2514 | 1
| 60763572 | 68816.0705 | 27185.5925 | 41630.478 | 1 |  | 38911.9188 | 44349.0372 | 48512.085 | 34748.871 | 32030.3117 | 1
| 60763599 | 112594.7816 | 41781.6954 | 70813.0862 | 1 |  | 66634.9167 | 74991.2558 | 82072.5644 | 59553.6081 | 55375.4385 | 1
| 60763600 | 122232.1372 | 44796.5686 | 77435.5686 | 1 |  | 72955.9118 | 81915.2255 | 89658.7823 | 65212.3549 | 60732.698 | 1
| 60766419 | 5958.937 | 20112.9135 | -14153.9765 | 0 |  | -16165.2679 | -12142.6852 | -13558.0828 | -14749.8702 | -16761.1616 | 1
| 60766446 | 13255.1749 | 42092.6489 | -28837.474 | 0 |  | -33046.7389 | -24628.2091 | -27511.9565 | -30162.9915 | -34372.2564 | 1
| 60767800 | 18984.1468 | 44317.2048 | -25333.058 | 0 |  | -29764.7785 | -20901.3375 | -23434.6433 | -27231.4727 | -31663.1932 | 1
| 60767806 | 3138.0804 | 15725.9924 | -12587.912 | 0 |  | -14160.5112 | -11015.3128 | -12274.104 | -12901.72 | -14474.3193 | 1
| 60767807 | 63806.0753 | 80190.2331 | -16384.1578 | 0 |  | -24403.1811 | -8365.1345 | -10003.5503 | -22764.7653 | -30783.7886 | 1
| 60767824 | 119467.361 | 99886.524 | 19580.8371 | 1 |  | 9592.1847 | 29569.4895 | 31527.5732 | 7634.101 | -2354.5514 | 0
| 60767825 | 274.4707 | 1359.9401 | -1085.4693 | 0 |  | -1221.4633 | -949.4753 | -1058.0223 | -1112.9164 | -1248.9104 | 1
| 60767937 | 11134.8547 | 16813.3314 | -5678.4768 | 0 |  | -7359.8099 | -3997.1436 | -4564.9913 | -6791.9622 | -8473.2954 | 1
| 60767938 | 44813.5447 | 30233.9814 | 14579.5633 | 1 |  | 11556.1652 | 17602.9615 | 19060.9178 | 10098.2088 | 7074.8107 | 1
| 60767939 | 3302.6962 | 6514.3642 | -3211.668 | 0 |  | -3863.1044 | -2560.2316 | -2881.3984 | -3541.9376 | -4193.3741 | 1
| 60767942 | 9417.3375 | 10940.5929 | -1523.2555 | 0 |  | -2617.3148 | -429.1962 | -581.5217 | -2464.9892 | -3559.0485 | 1
| 60767980 | 9384.7245 | 8057.8237 | 1326.9008 | 1 |  | 521.1184 | 2132.6831 | 2265.3732 | 388.4283 | -417.3541 | 0
| 60767981 | 13922.4687 | 9096.3534 | 4826.1153 | 1 |  | 3916.48 | 5735.7507 | 6218.3622 | 3433.8685 | 2524.2331 | 1
| 60767982 | 30464.3027 | 18836.0779 | 11628.2248 | 1 |  | 9744.617 | 13511.8326 | 14674.6551 | 8581.7946 | 6698.1868 | 1
| 60767985 | 66537.9183 | 37335.3353 | 29202.583 | 1 |  | 25469.0495 | 32936.1165 | 35856.3748 | 22548.7912 | 18815.2576 | 1
| 60769689 | 3598.4854 | 5020.1951 | -1421.7098 | 0 |  | -1923.7293 | -919.6903 | -1061.8612 | -1781.5583 | -2283.5778 | 1
| 60769855 | 6142.1798 | 15679.7621 | -9537.5823 | 0 |  | -11105.5585 | -7969.6061 | -8923.3643 | -10151.8003 | -11719.7765 | 1
| 60770020 | 29042.6611 | 24430.1967 | 4612.4644 | 1 |  | 2169.4447 | 7055.4841 | 7516.7305 | 1708.1983 | -734.8214 | 0
| 60770022 | 11097.67 | 23641.8232 | -12544.1531 | 0 |  | -14908.3354 | -10179.9708 | -11434.3861 | -13653.9201 | -16018.1024 | 1
| 60770917 | 23222.8203 | 29763.4797 | -6540.6594 | 0 |  | -9517.0074 | -3564.3114 | -4218.3774 | -8862.9414 | -11839.2894 | 1
| 60770920 | 1405.237 | 3004.4163 | -1599.1793 | 0 |  | -1899.6209 | -1298.7377 | -1458.6556 | -1739.703 | -2040.1446 | 1
| 60770922 | 89080.9815 | 54164.0092 | 34916.9723 | 1 |  | 29500.5714 | 40333.3732 | 43825.0704 | 26008.8741 | 20592.4732 | 1
| 60770957 | 39784.6929 | 56184.6218 | -16399.929 | 0 |  | -22018.3912 | -10781.4668 | -12421.4597 | -20378.3983 | -25996.8605 | 1
| 60770993 | 2128.1306 | 3206.861 | -1078.7304 | 0 |  | -1399.4165 | -758.0443 | -865.9173 | -1291.5434 | -1612.2295 | 1
| 60771036 | 622.7692 | 3852.5214 | -3229.7522 | 0 |  | -3615.0043 | -2844.5 | -3167.4752 | -3292.0291 | -3677.2812 | 1
| 60771037 | 412364.7647 | 198764.788 | 213599.9766 | 1 |  | 193723.4978 | 233476.4554 | 254836.4531 | 172363.5002 | 152487.0214 | 1
| 60774085 | 10292.4798 | 6965.3587 | 3327.1211 | 1 |  | 2630.5852 | 4023.657 | 4356.3691 | 2297.8731 | 1601.3373 | 1
| 60774087 | 3033.8858 | 2128.2429 | 905.6429 | 1 |  | 692.8186 | 1118.4672 | 1209.0315 | 602.2543 | 389.43 | 1
| 60774223 | 217713.2989 | 137686.3633 | 80026.9356 | 1 |  | 66258.2993 | 93795.572 | 101798.2655 | 58255.6057 | 44486.9694 | 1
| 60774637 | 78995.3108 | 69716.3281 | 9278.9827 | 1 |  | 2307.3499 | 16250.6155 | 17178.5138 | 1379.4516 | -5592.1812 | 0
| 60775012 | 922.3897 | 2265.2826 | -1342.8929 | 0 |  | -1569.4211 | -1116.3646 | -1250.6539 | -1435.1319 | -1661.6601 | 1
| 60775018 | 165436.0406 | 109211.2769 | 56224.7638 | 1 |  | 45303.6361 | 67145.8915 | 72768.3678 | 39681.1597 | 28760.032 | 1
| 60775139 | 1419060.8631 | 349559.6306 | 1069501.2325 | 1 |  | 1034545.2694 | 1104457.1955 | 1211407.3188 | 927595.1462 | 892639.1831 | 1
| 60775143 | 147747.846 | 108982.8774 | 38764.9687 | 1 |  | 27866.6809 | 49663.2564 | 53539.7533 | 23990.1841 | 13091.8963 | 1
| 60775254 | 185741.4612 | 129685.777 | 56055.6841 | 1 |  | 43087.1064 | 69024.2618 | 74629.8303 | 37481.538 | 24512.9603 | 1
| 60775515 | 280979.61 | 108239.798 | 172739.812 | 1 |  | 161915.8322 | 183563.7918 | 200837.773 | 144641.851 | 133817.8712 | 1
| 60775517 | 100143.9562 | 83409.8403 | 16734.1159 | 1 |  | 8393.1319 | 25075.1 | 26748.5116 | 6719.7203 | -1621.2637 | 0
| 60775655 | 249.9152 | 605.3962 | -355.481 | 0 |  | -416.0207 | -294.9414 | -330.4895 | -380.4726 | -441.0122 | 1
| 60775656 | 513473.6721 | 212473.7103 | 300999.9619 | 1 |  | 279752.5908 | 322247.3329 | 352347.3291 | 249652.5946 | 228405.2236 | 1
| 60775657 | 259110.0084 | 149196.5965 | 109913.4119 | 1 |  | 94993.7523 | 124833.0716 | 135824.4128 | 84002.4111 | 69082.7514 | 1
| 60775932 | 177547.2252 | 80133.4992 | 97413.726 | 1 |  | 89400.3761 | 105427.0759 | 115168.4485 | 79659.0035 | 71645.6536 | 1
| 60775933 | 14963.7526 | 17025.0096 | -2061.257 | 0 |  | -3763.7579 | -358.756 | -564.8817 | -3557.6322 | -5260.1332 | 1
| 60775967 | 523.8633 | 2072.1062 | -1548.2428 | 0 |  | -1755.4535 | -1341.0322 | -1495.8565 | -1600.6292 | -1807.8398 | 1
| 60776019 | 10388.632 | 22986.3442 | -12597.7121 | 0 |  | -14896.3465 | -10299.0777 | -11558.8489 | -13636.5753 | -15935.2097 | 1
| 60776107 | 2384.1271 | 11525.093 | -9140.9659 | 0 |  | -10293.4752 | -7988.4566 | -8902.5531 | -9379.3786 | -10531.8879 | 1
| 60776128 | 36554.5468 | 54718.4623 | -18163.9155 | 0 |  | -23635.7617 | -12692.0692 | -14508.4608 | -21819.3701 | -27291.2164 | 1
| 60776224 | 1385.2805 | 4501.2667 | -3115.9862 | 0 |  | -3566.1129 | -2665.8595 | -2977.4582 | -3254.5143 | -3704.6409 | 1
| 60776226 | 3245.0274 | 13775.5158 | -10530.4885 | 0 |  | -11908.04 | -9152.9369 | -10205.9857 | -10854.9912 | -12232.5428 | 1
| 60776239 | 23511.0862 | 50765.2249 | -27254.1387 | 0 |  | -32330.6612 | -22177.6162 | -24903.0301 | -29605.2473 | -34681.7698 | 1
| 60776250 | 4289.1746 | 16148.1187 | -11858.9441 | 0 |  | -13473.7559 | -10244.1322 | -11430.0266 | -12287.8615 | -13902.6734 | 1
| 60776263 | 75895.8318 | 75422.4627 | 473.3691 | 1 |  | -7068.8771 | 8015.6154 | 8062.9523 | -7116.2141 | -14658.4603 | 0
| 60776277 | 29766.6348 | 51064.0705 | -21297.4358 | 0 |  | -26403.8428 | -16191.0287 | -18320.7723 | -24274.0992 | -29380.5063 | 1
| 60776300 | 141159.3031 | 111226.1455 | 29933.1576 | 1 |  | 18810.543 | 41055.7722 | 44049.0879 | 15817.2273 | 4694.6127 | 1
| 60776313 | 37845.4099 | 35193.8419 | 2651.568 | 1 |  | -867.8162 | 6170.9522 | 6436.109 | -1132.973 | -4652.3572 | 0
| 60776317 | 180.1717 | 1351.1343 | -1170.9626 | 0 |  | -1306.076 | -1035.8492 | -1152.9454 | -1188.9798 | -1324.0932 | 1
| 60776352 | 140814.8681 | 74286.8719 | 66527.9962 | 1 |  | 59099.309 | 73956.6834 | 80609.483 | 52446.5094 | 45017.8222 | 1
| 60776368 | 3794341.5803 | 583484.7304 | 3210856.8499 | 1 |  | 3152508.3768 | 3269205.3229 | 3590291.0079 | 2831422.6918 | 2773074.2188 | 1
| 60776369 | 859.394 | 5340.145 | -4480.751 | 0 |  | -5014.7655 | -3946.7365 | -4394.8116 | -4566.6904 | -5100.7049 | 1
| 60776372 | 2221.8747 | 10193.2213 | -7971.3466 | 0 |  | -8990.6687 | -6952.0245 | -7749.1591 | -8193.5341 | -9212.8562 | 1
| 60776424 | 30956.1203 | 30371.6356 | 584.4848 | 1 |  | -2452.6788 | 3621.6483 | 3680.0968 | -2511.1273 | -5548.2908 | 0
| 60776438 | 73510.4219 | 93008.1222 | -19497.7002 | 0 |  | -28798.5125 | -10196.888 | -12146.6581 | -26848.7424 | -36149.5547 | 1
| 60776459 | 3407.5426 | 16942.2884 | -13534.7459 | 0 |  | -15228.9747 | -11840.517 | -13193.9916 | -13875.5001 | -15569.729 | 1
| 60776461 | 29128.3542 | 31551.2027 | -2422.8485 | 0 |  | -5577.9688 | 732.2717 | 489.9869 | -5335.684 | -8490.8042 | 1
| 60776511 | 139402.1985 | 115106.7353 | 24295.4632 | 1 |  | 12784.7896 | 35806.1367 | 38235.683 | 10355.2433 | -1155.4302 | 0
| 60776547 | 21686.656 | 39744.2619 | -18057.6059 | 0 |  | -22032.0321 | -14083.1797 | -15888.9403 | -20226.2715 | -24200.6977 | 1
| 60776564 | 37191.3889 | 36168.8291 | 1022.5599 | 1 |  | -2594.323 | 4639.4428 | 4741.6988 | -2696.579 | -6313.4619 | 0
| 60776665 | 30194.1478 | 58084.4653 | -27890.3174 | 0 |  | -33698.7639 | -22081.8709 | -24870.9026 | -30909.7322 | -36718.1787 | 1
| 60776671 | 860.9392 | 7045.7113 | -6184.7721 | 0 |  | -6889.3432 | -5480.2009 | -6098.6781 | -6270.866 | -6975.4371 | 1
| 60776851 | 143457.7348 | 113538.7591 | 29918.9756 | 1 |  | 18565.0997 | 41272.8516 | 44264.7491 | 15573.2022 | 4219.3263 | 1
| 60776920 | 56300.1198 | 66526.4404 | -10226.3206 | 0 |  | -16878.9646 | -3573.6765 | -4596.3086 | -15856.3326 | -22508.9766 | 1
| 60776943 | 2249.4202 | 10552.0561 | -8302.636 | 0 |  | -9357.8416 | -7247.4303 | -8077.6939 | -8527.578 | -9582.7836 | 1
| 60776947 | 11817.0676 | 28279.1582 | -16462.0906 | 0 |  | -19290.0065 | -13634.1748 | -15280.3839 | -17643.7974 | -20471.7132 | 1
| 60776958 | 11336.1516 | 29788.2459 | -18452.0943 | 0 |  | -21430.9189 | -15473.2697 | -17318.4791 | -19585.7094 | -22564.534 | 1
| 60777016 | 306457.888 | 171066.2598 | 135391.6282 | 1 |  | 118285.0022 | 152498.2541 | 166037.417 | 104745.8394 | 87639.2134 | 1
| 60778630 | 3263.0691 | 10020.8703 | -6757.8012 | 0 |  | -7759.8882 | -5755.7142 | -6431.4943 | -7084.1081 | -8086.1951 | 1
| 60778638 | 589.6857 | 4834.9144 | -4245.2287 | 0 |  | -4728.7201 | -3761.7372 | -4186.2601 | -4304.1972 | -4787.6887 | 1
| 60778639 | 3057.2807 | 9613.7383 | -6556.4577 | 0 |  | -7517.8315 | -5595.0838 | -6250.7296 | -6862.1857 | -7823.5596 | 1
| 60778641 | 1292683.4083 | 346333.9695 | 946349.4388 | 1 |  | 911716.0419 | 980982.8357 | 1075617.7796 | 817081.098 | 782447.701 | 1
| 60778642 | 1461.457 | 10050.1276 | -8588.6706 | 0 |  | -9593.6834 | -7583.6579 | -8442.5249 | -8734.8163 | -9739.8291 | 1
| 60778732 | 11666.9954 | 14899.6086 | -3232.6132 | 0 |  | -4722.574 | -1742.6523 | -2065.9136 | -4399.3127 | -5889.2736 | 1
| 60778733 | 20570.8742 | 22801.4155 | -2230.5414 | 0 |  | -4510.6829 | 49.6002 | -173.454 | -4287.6288 | -6567.7704 | 1
| 60778873 | 4978.9862 | 19465.69 | -14486.7038 | 0 |  | -16433.2728 | -12540.1348 | -13988.8052 | -14984.6024 | -16931.1714 | 1
| 60778875 | 221.8672 | 1013.7635 | -791.8963 | 0 |  | -893.2727 | -690.52 | -769.7096 | -814.083 | -915.4594 | 1
| 60778877 | 8016.0462 | 15955.9714 | -7939.9252 | 0 |  | -9535.5224 | -6344.3281 | -7138.3206 | -8741.5298 | -10337.127 | 1
| 60778878 | 1019094.4951 | 283904.4104 | 735190.0847 | 1 |  | 706799.6437 | 763580.5257 | 837099.5342 | 633280.6352 | 604890.1941 | 1
| 60778970 | 12504.4301 | 25875.7352 | -13371.3051 | 0 |  | -15958.8786 | -10783.7316 | -12120.8621 | -14621.7481 | -17209.3216 | 1
| 60779083 | 1460.2305 | 4576.2451 | -3116.0145 | 0 |  | -3573.639 | -2658.39 | -2969.9915 | -3262.0376 | -3719.6621 | 1
| 60779085 | 7313.774 | 17958.8037 | -10645.0298 | 0 |  | -12440.9101 | -8849.1494 | -9913.6524 | -11376.4072 | -13172.2875 | 1
| 60782242 | 1223812.5382 | 338554.0777 | 885258.4605 | 1 |  | 851403.0528 | 919113.8683 | 1007639.7144 | 762877.2067 | 729021.799 | 1
| 60782243 | 529377.8389 | 221420.3657 | 307957.4732 | 1 |  | 285815.4366 | 330099.5097 | 360895.257 | 255019.6893 | 232877.6527 | 1
| 60782378 | 52304.9966 | 34374.7614 | 17930.2351 | 1 |  | 14492.759 | 21367.7113 | 23160.7348 | 12699.7355 | 9262.2593 | 1
| 60782411 | 99402.6518 | 53038.439 | 46364.2128 | 1 |  | 41060.3689 | 51668.0567 | 56304.478 | 36423.9476 | 31120.1037 | 1
| 60784543 | 31820.91 | 28667.7125 | 3153.1975 | 1 |  | 286.4262 | 6019.9687 | 6335.2885 | -28.8935 | -2895.6648 | 0
| 60784650 | 23845.0185 | 34821.8403 | -10976.8218 | 0 |  | -14459.0058 | -7494.6377 | -8592.3199 | -13361.3236 | -16843.5077 | 1
| 60784774 | 36639.2176 | 37419.5404 | -780.3228 | 0 |  | -4522.2769 | 2961.6312 | 2883.5989 | -4444.2446 | -8186.1986 | 1
| 60784775 | 16345.1816 | 18603.2755 | -2258.0939 | 0 |  | -4118.4214 | -397.7663 | -623.5757 | -3892.612 | -5752.9396 | 1
| 60784979 | 18077.6026 | 19400.3683 | -1322.7657 | 0 |  | -3262.8026 | 617.2711 | 484.9945 | -3130.526 | -5070.5628 | 1
| 60786064 | 157095.6647 | 67078.9131 | 90016.7516 | 1 |  | 83308.8603 | 96724.6429 | 105726.3181 | 74307.1851 | 67599.2938 | 1
| 60786075 | 68505.6325 | 63141.7251 | 5363.9074 | 1 |  | -950.2651 | 11678.0799 | 12214.4707 | -1486.6559 | -7800.8284 | 0
| 60786078 | 9141.5148 | 18955.506 | -9813.9913 | 0 |  | -11709.5419 | -7918.4406 | -8899.8398 | -10728.1427 | -12623.6933 | 1
| 60786127 | 84403.7002 | 78170.9615 | 6232.7387 | 1 |  | -1584.3574 | 14049.8349 | 14673.1087 | -2207.6313 | -10024.7275 | 0
| 60786130 | 17323.4754 | 34951.1749 | -17627.6995 | 0 |  | -21122.817 | -14132.5821 | -15895.352 | -19360.0471 | -22855.1646 | 1
| 60786133 | 29070.8921 | 49351.8999 | -20281.0078 | 0 |  | -25216.1978 | -15345.8178 | -17373.9186 | -23188.097 | -28123.287 | 1
| 60786172 | 17663.6418 | 23863.068 | -6199.4262 | 0 |  | -8585.733 | -3813.1194 | -4433.062 | -7965.7904 | -10352.0972 | 1
| 60786173 | 9630.1541 | 15177.2833 | -5547.1291 | 0 |  | -7064.8575 | -4029.4008 | -4584.1137 | -6510.1445 | -8027.8729 | 1
| 60786174 | 1064.1597 | 2449.1029 | -1384.9432 | 0 |  | -1629.8535 | -1140.0329 | -1278.5273 | -1491.3592 | -1736.2695 | 1
| 60786189 | 20311.7833 | 27584.0533 | -7272.27 | 0 |  | -10030.6753 | -4513.8647 | -5241.0917 | -9303.4483 | -12061.8537 | 1
| 60786213 | 15184.2357 | 17513.5623 | -2329.3266 | 0 |  | -4080.6829 | -577.9704 | -810.9031 | -3847.7502 | -5599.1064 | 1
| 60786227 | 5090.0618 | 5987.3686 | -897.3068 | 0 |  | -1496.0437 | -298.5699 | -388.3006 | -1406.313 | -2005.0498 | 1
| 60786272 | 91681.4202 | 59367.9968 | 32313.4235 | 1 |  | 26376.6238 | 38250.2231 | 41481.5655 | 23145.2814 | 17208.4818 | 1
| 60786341 | 34502.4262 | 35807.5354 | -1305.1092 | 0 |  | -4885.8627 | 2275.6444 | 2145.1335 | -4755.3518 | -8336.1053 | 1
| 60382326 | 743.6806 | 1080.3571 | -336.6764 | 0 |  | -444.7121 | -228.6407 | -262.3084 | -411.0445 | -519.0802 | 1
| 60382344 | 4671.4053 | 3904.2553 | 767.15 | 1 |  | 376.7245 | 1157.5755 | 1234.2905 | 300.0095 | -90.4161 | 0
| 60382353 | 1645.0883 | 1625.764 | 19.3243 | 1 |  | -143.2521 | 181.9007 | 183.8331 | -145.1846 | -307.761 | 0
| 60382356 | 22277.5138 | 17711.1416 | 4566.3721 | 1 |  | 2795.258 | 6337.4863 | 6794.1235 | 2338.6207 | 567.5066 | 1
| 60382358 | 15780.6151 | 12962.6338 | 2817.9812 | 1 |  | 1521.7179 | 4114.2446 | 4396.0428 | 1239.9197 | -56.3436 | 0
| 60382366 | 12073.5568 | 9871.2606 | 2202.2963 | 1 |  | 1215.1702 | 3189.4223 | 3409.652 | 994.9406 | 7.8145 | 1
| 60382367 | 10641.0102 | 8783.1984 | 1857.8118 | 1 |  | 979.4919 | 2736.1316 | 2921.9128 | 793.7107 | -84.6091 | 0
| 60382370 | 20571.5924 | 16515.7593 | 4055.8331 | 1 |  | 2404.2572 | 5707.409 | 6112.9924 | 1998.6739 | 347.0979 | 1
| 60382371 | 1789.1231 | 1636.7712 | 152.3519 | 1 |  | -11.3252 | 316.029 | 331.2642 | -26.5604 | -190.2375 | 0
| 60382372 | 2322.2704 | 2115.0343 | 207.2362 | 1 |  | -4.2673 | 418.7396 | 439.4632 | -24.9909 | -236.4943 | 0
| 60382374 | 6068.7397 | 5193.1989 | 875.5408 | 1 |  | 356.221 | 1394.8607 | 1482.4148 | 268.6669 | -250.653 | 0
| 60382379 | 20099.066 | 16084.2769 | 4014.7891 | 1 |  | 2406.3614 | 5623.2168 | 6024.6957 | 2004.8825 | 396.4548 | 1
| 60382382 | 4468.1547 | 3973.0503 | 495.1044 | 1 |  | 97.7994 | 892.4094 | 941.9199 | 48.2889 | -349.0161 | 0
| 60382400 | 1552.8551 | 1384.1559 | 168.6992 | 1 |  | 30.2836 | 307.1148 | 323.9847 | 13.4137 | -125.0019 | 0
| 60382401 | 10541.7575 | 8785.3999 | 1756.3576 | 1 |  | 877.8176 | 2634.8976 | 2810.5333 | 702.1818 | -176.3582 | 0
| 60382403 | 1188.3631 | 1635.1202 | -446.7571 | 0 |  | -610.2691 | -283.2451 | -327.9208 | -565.5934 | -729.1054 | 1
| 60382418 | 917.9849 | 1113.3787 | -195.3938 | 0 |  | -306.7317 | -84.056 | -103.5953 | -287.1923 | -398.5302 | 1
| 60382423 | 8305.2558 | 9577.3682 | -1272.1124 | 0 |  | -2229.8493 | -314.3756 | -441.5869 | -2102.638 | -3060.3748 | 1
| 60382424 | 4025.8923 | 4964.249 | -938.3567 | 0 |  | -1434.7816 | -441.9318 | -535.7674 | -1340.9459 | -1837.3708 | 1
| 60382426 | 22940.3083 | 25634.1271 | -2693.8188 | 0 |  | -5257.2315 | -130.4061 | -399.7879 | -4987.8496 | -7551.2623 | 1
| 60382432 | 7910.8774 | 11094.1609 | -3183.2835 | 0 |  | -4292.6996 | -2073.8674 | -2392.1958 | -3974.3713 | -5083.7873 | 1
| 60382477 | 1101.5106 | 876.7238 | 224.7868 | 1 |  | 137.1144 | 312.4592 | 334.9378 | 114.6357 | 26.9633 | 1
| 60382478 | 11790.8888 | 8664.871 | 3126.0178 | 1 |  | 2259.5307 | 3992.5049 | 4305.1066 | 1946.9289 | 1080.4418 | 1
| 60382479 | 11672.3031 | 8584.5184 | 3087.7846 | 1 |  | 2229.3328 | 3946.2365 | 4255.0149 | 1920.5543 | 1062.1025 | 1
| 60382484 | 8886.5212 | 6814.56 | 2071.9612 | 1 |  | 1390.5052 | 2753.4172 | 2960.6133 | 1183.3091 | 501.8531 | 1
| 60382492 | 17638.1232 | 12763.9538 | 4874.1694 | 1 |  | 3597.774 | 6150.5648 | 6637.9817 | 3110.3571 | 1833.9617 | 1
| 60382502 | 29382.6449 | 23646.226 | 5736.4189 | 1 |  | 3371.7963 | 8101.0415 | 8674.6834 | 2798.1544 | 433.5318 | 1
| 60382507 | 18941.5572 | 8499.7629 | 10441.7943 | 1 |  | 9591.818 | 11291.7706 | 12335.95 | 8547.6385 | 7697.6622 | 1
| 60382514 | 4168.4538 | 2163.466 | 2004.9879 | 1 |  | 1788.6413 | 2221.3345 | 2421.8333 | 1588.1425 | 1371.7959 | 1
| 60382516 | 1566.6522 | 854.159 | 712.4932 | 1 |  | 627.0773 | 797.9091 | 869.1584 | 555.8279 | 470.412 | 1
| 60382518 | 1228.3444 | 663.7344 | 564.61 | 1 |  | 498.2365 | 630.9834 | 687.4444 | 441.7755 | 375.4021 | 1
| 60382519 | 3187.5861 | 1712.1706 | 1475.4155 | 1 |  | 1304.1985 | 1646.6326 | 1794.1741 | 1156.6569 | 985.4398 | 1
| 60382546 | 2014.526 | 1118.3319 | 896.1941 | 1 |  | 784.3609 | 1008.0273 | 1097.6467 | 694.7415 | 582.9083 | 1
| 60382557 | 52575.4801 | 24546.6153 | 28028.8648 | 1 |  | 25574.2032 | 30483.5263 | 33286.4128 | 22771.3167 | 20316.6552 | 1
| 60382558 | 4197.0333 | 2394.6172 | 1802.4161 | 1 |  | 1562.9544 | 2041.8778 | 2222.1194 | 1382.7128 | 1143.2511 | 1
| 60382559 | 17786.7141 | 9743.577 | 8043.1371 | 1 |  | 7068.7794 | 9017.4948 | 9821.8085 | 6264.4657 | 5290.108 | 1
| 60382560 | 1228.7825 | 524.4933 | 704.2893 | 1 |  | 651.8399 | 756.7386 | 827.1675 | 581.411 | 528.9617 | 1
| 60382561 | 1665.2995 | 870.6698 | 794.6297 | 1 |  | 707.5627 | 881.6966 | 961.1596 | 628.0997 | 541.0327 | 1
| 60382564 | 14934.0284 | 6765.578 | 8168.4504 | 1 |  | 7491.8926 | 8845.0082 | 9661.8533 | 6675.0476 | 5998.4898 | 1
| 60382565 | 24512.8577 | 10859.7075 | 13653.1502 | 1 |  | 12567.1794 | 14739.1209 | 16104.4359 | 11201.8644 | 10115.8937 | 1
| 60396663 | 36702.4602 | 10280.7286 | 26421.7316 | 1 |  | 25393.6588 | 27449.8045 | 30091.9776 | 22751.4856 | 21723.4127 | 1
| 60396673 | 111079.8137 | 29447.5729 | 81632.2408 | 1 |  | 78687.4835 | 84576.9981 | 92740.2222 | 70524.2595 | 67579.5022 | 1
| 60396686 | 5889.6094 | 1642.8252 | 4246.7842 | 1 |  | 4082.5017 | 4411.0667 | 4835.7451 | 3657.8233 | 3493.5407 | 1
| 60396687 | 34684.3027 | 9959.8686 | 24724.4341 | 1 |  | 23728.4473 | 25720.421 | 28192.8644 | 21256.0039 | 20260.017 | 1
| 60396705 | 6254.6492 | 2696.2146 | 3558.4346 | 1 |  | 3288.8131 | 3828.056 | 4183.8995 | 2932.9697 | 2663.3482 | 1
| 60396710 | 6462.3747 | 1856.365 | 4606.0097 | 1 |  | 4420.3732 | 4791.6462 | 5252.2472 | 3959.7723 | 3774.1358 | 1
| 60396711 | 1062.1541 | 306.5506 | 755.6035 | 1 |  | 724.9484 | 786.2586 | 861.8189 | 649.3881 | 618.733 | 1
| 60396716 | 31387.9029 | 8819.5222 | 22568.3806 | 1 |  | 21686.4284 | 23450.3329 | 25707.1709 | 19429.5904 | 18547.6381 | 1
| 60396724 | 6682.2251 | 2628.5203 | 4053.7047 | 1 |  | 3790.8527 | 4316.5568 | 4721.9272 | 3385.4822 | 3122.6302 | 1
| 60396740 | 3815.13 | 2129.3436 | 1685.7864 | 1 |  | 1472.852 | 1898.7207 | 2067.2994 | 1304.2734 | 1091.339 | 1
| 60396748 | 3246.9851 | 1377.0012 | 1869.9838 | 1 |  | 1732.2837 | 2007.684 | 2194.6823 | 1545.2853 | 1407.5852 | 1
| 60396760 | 32470.3784 | 12850.9107 | 19619.4677 | 1 |  | 18334.3767 | 20904.5588 | 22866.5056 | 16372.4299 | 15087.3388 | 1
| 60396764 | 28471.1084 | 11339.6216 | 17131.4868 | 1 |  | 15997.5246 | 18265.449 | 19978.5976 | 14284.376 | 13150.4138 | 1
| 60396765 | 33145.0317 | 13104.0764 | 20040.9553 | 1 |  | 18730.5477 | 21351.363 | 23355.4585 | 16726.4522 | 15416.0445 | 1
| 60396773 | 43153.6098 | 16870.7416 | 26282.8682 | 1 |  | 24595.794 | 27969.9423 | 30598.2291 | 21967.5072 | 20280.433 | 1
| 60396774 | 29171.0579 | 11605.4456 | 17565.6124 | 1 |  | 16405.0678 | 18726.1569 | 20482.7182 | 14648.5066 | 13487.962 | 1
| 60396789 | 47394.5278 | 18318.7393 | 29075.7885 | 1 |  | 27243.9145 | 30907.6624 | 33815.2412 | 24336.3357 | 22504.4618 | 1
| 60396790 | 2251.6298 | 936.7131 | 1314.9168 | 1 |  | 1221.2455 | 1408.5881 | 1540.0798 | 1089.7538 | 996.0825 | 1
| 60396792 | 5848.7679 | 2576.2361 | 3272.5318 | 1 |  | 3014.9082 | 3530.1554 | 3857.4086 | 2687.655 | 2430.0314 | 1
| 60396793 | 28806.2506 | 12178.3705 | 16627.88 | 1 |  | 15410.043 | 17845.7171 | 19508.5051 | 13747.255 | 12529.4179 | 1
| 60396893 | 8551.1407 | 3601.5572 | 4949.5835 | 1 |  | 4589.4278 | 5309.7392 | 5804.6976 | 4094.4694 | 3734.3137 | 1
| 60396894 | 3895.2646 | 1657.1346 | 2238.1301 | 1 |  | 2072.4166 | 2403.8435 | 2627.6565 | 1848.6036 | 1682.8901 | 1
| 60396969 | 30878.4892 | 24188.3308 | 6690.1584 | 1 |  | 4271.3253 | 9108.9915 | 9778.0073 | 3602.3095 | 1183.4764 | 1
| 60396970 | 2297.9814 | 2229.5092 | 68.4722 | 1 |  | -154.4787 | 291.4231 | 298.2703 | -161.3259 | -384.2769 | 0
| 60396980 | 5763.7373 | 8124.4173 | -2360.68 | 0 |  | -3173.1217 | -1548.2383 | -1784.3063 | -2937.0537 | -3749.4955 | 1
| 60396981 | 66255.1141 | 60782.8813 | 5472.2328 | 1 |  | -606.0553 | 11550.5209 | 12097.7442 | -1153.2786 | -7231.5667 | 0
| 60396990 | 27974.8986 | 22285.7356 | 5689.1629 | 1 |  | 3460.5894 | 7917.7365 | 8486.6528 | 2891.6731 | 663.0995 | 1
| 60397003 | 15342.1666 | 19397.9956 | -4055.829 | 0 |  | -5995.6286 | -2116.0295 | -2521.6124 | -5590.0457 | -7529.8453 | 1
| 60397012 | 1624.9548 | 1627.4151 | -2.4603 | 0 |  | -165.2018 | 160.2812 | 160.0352 | -164.9558 | -327.6973 | 1
| 60397016 | 1185.7329 | 1193.1809 | -7.4481 | 0 |  | -126.7661 | 111.87 | 111.1252 | -126.0213 | -245.3394 | 1
| 60397023 | 16221.4668 | 13959.3361 | 2262.1307 | 1 |  | 866.197 | 3658.0643 | 3884.2773 | 639.984 | -755.9496 | 0
| 60397024 | 15158.6295 | 13147.5548 | 2011.0747 | 1 |  | 696.3192 | 3325.8302 | 3526.9376 | 495.2117 | -819.5437 | 0
| 60397033 | 1147.6372 | 1718.2245 | -570.5873 | 0 |  | -742.4098 | -398.7649 | -455.8236 | -685.351 | -857.1735 | 1
| 60397034 | 8383.5027 | 11357.2331 | -2973.7304 | 0 |  | -4109.4537 | -1838.0071 | -2135.3801 | -3812.0807 | -4947.804 | 1
| 60397079 | 17644.6357 | 9624.1488 | 8020.4869 | 1 |  | 7058.072 | 8982.9018 | 9784.9504 | 6256.0233 | 5293.6084 | 1
| 60397083 | 874.823 | 503.0292 | 371.7938 | 1 |  | 321.4909 | 422.0967 | 459.2761 | 284.3115 | 234.0086 | 1
| 60397084 | 28375.889 | 12145.3489 | 16230.5401 | 1 |  | 15016.0052 | 17445.075 | 19068.129 | 13392.9512 | 12178.4163 | 1
| 60397085 | 48163.7734 | 23718.3232 | 24445.4502 | 1 |  | 22073.6179 | 26817.2825 | 29261.8275 | 19629.0728 | 17257.2405 | 1
| 60397089 | 9659.6411 | 5397.3825 | 4262.2586 | 1 |  | 3722.5203 | 4801.9968 | 5228.2227 | 3296.2945 | 2756.5562 | 1
| 60397090 | 3343.1719 | 1906.4477 | 1436.7242 | 1 |  | 1246.0794 | 1627.3689 | 1771.0414 | 1102.407 | 911.7622 | 1
| 60397092 | 3716.5481 | 2093.5702 | 1622.9779 | 1 |  | 1413.6209 | 1832.335 | 1994.6328 | 1251.3231 | 1041.9661 | 1
| 60397101 | 12860.0456 | 7115.0567 | 5744.9889 | 1 |  | 5033.4833 | 6456.4946 | 7030.9935 | 4458.9844 | 3747.4787 | 1
| 60397102 | 1211.2057 | 695.6553 | 515.5504 | 1 |  | 445.9849 | 585.1159 | 636.671 | 394.4298 | 324.8643 | 1
| 60397111 | 1607.8545 | 853.6087 | 754.2458 | 1 |  | 668.8849 | 839.6067 | 915.0312 | 593.4603 | 508.0995 | 1
| 60397112 | 464.8197 | 247.6621 | 217.1576 | 1 |  | 192.3914 | 241.9238 | 263.6396 | 170.6756 | 145.9094 | 1
| 60397113 | 413.1054 | 220.1441 | 192.9613 | 1 |  | 170.9469 | 214.9758 | 234.2719 | 151.6508 | 129.6364 | 1
| 60397123 | 14744.2621 | 8123.3166 | 6620.9455 | 1 |  | 5808.6138 | 7433.2771 | 8095.3717 | 5146.5193 | 4334.1876 | 1
| 60397135 | 1409.5154 | 793.069 | 616.4463 | 1 |  | 537.1394 | 695.7532 | 757.3979 | 475.4948 | 396.1879 | 1
| 60397138 | 48884.8019 | 22947.2686 | 25937.5333 | 1 |  | 23642.8064 | 28232.2602 | 30826.0135 | 21049.0531 | 18754.3263 | 1
| 60397144 | 947.508 | 549.2595 | 398.2485 | 1 |  | 343.3226 | 453.1745 | 492.9993 | 303.4977 | 248.5718 | 1
| 60397191 | 1327.6804 | 7243.841 | -5916.1605 | 0 |  | -6640.5446 | -5191.7764 | -5783.3925 | -6048.9286 | -6773.3127 | 1
| 60397197 | 22766.3514 | 40536.7806 | -17770.4292 | 0 |  | -21824.1073 | -13716.7511 | -15493.794 | -20047.0643 | -24100.7424 | 1
| 60397299 | 9143.1709 | 22101.365 | -12958.1941 | 0 |  | -15168.3306 | -10748.0576 | -12043.877 | -13872.5112 | -16082.6477 | 1
| 60397314 | 338.1868 | 2522.3008 | -2184.114 | 0 |  | -2436.3441 | -1931.8839 | -2150.2953 | -2217.9327 | -2470.1628 | 1
| 60397320 | 153939.2895 | 122481.0117 | 31458.2778 | 1 |  | 19210.1766 | 43706.379 | 46852.2067 | 16064.3489 | 3816.2477 | 1
| 60397321 | 5944.5058 | 17408.4435 | -11463.9377 | 0 |  | -13204.782 | -9723.0933 | -10869.4871 | -12058.3883 | -13799.2326 | 1
| 60397351 | 2963.322 | 10787.4748 | -7824.1528 | 0 |  | -8902.9003 | -6745.4053 | -7527.8206 | -8120.485 | -9199.2325 | 1
| 60397375 | 398.4476 | 2041.8363 | -1643.3888 | 0 |  | -1847.5724 | -1439.2052 | -1603.544 | -1683.2335 | -1887.4172 | 1
| 60397376 | 4649.0748 | 15376.5137 | -10727.4388 | 0 |  | -12265.0902 | -9189.7875 | -10262.5313 | -11192.3463 | -12729.9977 | 1
| 60397440 | 3675.661 | 8634.1881 | -4958.5271 | 0 |  | -5821.9459 | -4095.1083 | -4590.961 | -5326.0932 | -6189.512 | 1
| 60397441 | 18908.7547 | 25067.2593 | -6158.5046 | 0 |  | -8665.2305 | -3651.7786 | -4267.6291 | -8049.38 | -10556.106 | 1
| 60397449 | 86069.585 | 82432.4005 | 3637.1845 | 1 |  | -4606.0556 | 11880.4246 | 12244.143 | -4969.774 | -13213.0141 | 0
| 60397475 | 8783.8272 | 23043.5816 | -14259.7544 | 0 |  | -16564.1126 | -11955.3963 | -13381.3717 | -15138.1372 | -17442.4953 | 1
| 60397476 | 63579.9414 | 71085.0739 | -7505.1325 | 0 |  | -14613.6399 | -396.6251 | -1147.1384 | -13863.1267 | -20971.634 | 1
| 60397477 | 14075.919 | 30525.7286 | -16449.8095 | 0 |  | -19502.3824 | -13397.2367 | -15042.2176 | -17857.4014 | -20909.9743 | 1
| 60397536 | 3207.3132 | 12257.6224 | -9050.3092 | 0 |  | -10276.0714 | -7824.5469 | -8729.5779 | -9371.0405 | -10596.8027 | 1
| 60397595 | 2592.0552 | 12006.6581 | -9414.603 | 0 |  | -10615.2688 | -8213.9371 | -9155.3974 | -9673.8085 | -10874.4743 | 1
| 60397615 | 35219.6931 | 46451.0648 | -11231.3718 | 0 |  | -15876.4782 | -6586.2653 | -7709.4025 | -14753.3411 | -19398.4476 | 1
| 60397669 | 661004.7658 | 243997.7922 | 417006.9735 | 1 |  | 392607.1943 | 441406.7528 | 483107.4501 | 350906.497 | 326506.7177 | 1
| 60397687 | 118676.6032 | 103876.6354 | 14799.9678 | 1 |  | 4412.3042 | 25187.6313 | 26667.6281 | 2932.3075 | -7455.3561 | 0
| 60397705 | 8710.2002 | 23379.3013 | -14669.1012 | 0 |  | -17007.0313 | -12331.171 | -13798.0811 | -15540.1212 | -17878.0513 | 1
| 60397744 | 14434.0245 | 6361.0632 | 8072.9613 | 1 |  | 7436.8549 | 8709.0676 | 9516.3637 | 6629.5588 | 5993.4525 | 1
| 60397745 | 12083.0902 | 5351.1522 | 6731.9379 | 1 |  | 6196.8227 | 7267.0532 | 7940.247 | 5523.6289 | 4988.5137 | 1
| 60397748 | 2991.9167 | 1348.9329 | 1642.9838 | 1 |  | 1508.0905 | 1777.8771 | 1942.1755 | 1343.7922 | 1208.8989 | 1
| 60397787 | 9132.6913 | 4331.3348 | 4801.3565 | 1 |  | 4368.2231 | 5234.49 | 5714.6257 | 3888.0874 | 3454.9539 | 1
| 60397795 | 5885.132 | 2738.042 | 3147.09 | 1 |  | 2873.2858 | 3420.8942 | 3735.6032 | 2558.5768 | 2284.7726 | 1
| 60397796 | 70198.8531 | 28922.5293 | 41276.3238 | 1 |  | 38384.0709 | 44168.5767 | 48296.2091 | 34256.4385 | 31364.1855 | 1
| 60397797 | 98429.7208 | 39715.6432 | 58714.0776 | 1 |  | 54742.5133 | 62685.642 | 68557.0497 | 48871.1056 | 44899.5412 | 1
| 60397798 | 269741.271 | 89979.49 | 179761.781 | 1 |  | 170763.832 | 188759.73 | 206735.9081 | 152787.6539 | 143789.7049 | 1
| 60397799 | 3692.5146 | 1769.9584 | 1922.5562 | 1 |  | 1745.5603 | 2099.552 | 2291.8076 | 1553.3047 | 1376.3089 | 1
| 60397800 | 145502.87 | 55157.6497 | 90345.2203 | 1 |  | 84829.4553 | 95860.9853 | 104895.5073 | 75794.9333 | 70279.1683 | 1
| 60397801 | 4441.3567 | 2037.4335 | 2403.9233 | 1 |  | 2200.1799 | 2607.6666 | 2848.0589 | 1959.7876 | 1756.0442 | 1
| 60397802 | 19306.0365 | 8579.0148 | 10727.0217 | 1 |  | 9869.1202 | 11584.9232 | 12657.6254 | 8796.4181 | 7938.5166 | 1
| 60397807 | 256344.9719 | 83756.5672 | 172588.4047 | 1 |  | 164212.748 | 180964.0614 | 198222.9019 | 146953.9075 | 138578.2508 | 1
| 60397808 | 17174.6197 | 7665.4169 | 9509.2028 | 1 |  | 8742.6611 | 10275.7445 | 11226.6647 | 7791.7408 | 7025.1991 | 1
| 60397809 | 2854.6838 | 1314.2602 | 1540.4236 | 1 |  | 1408.9976 | 1671.8497 | 1825.892 | 1254.9553 | 1123.5292 | 1
| 60397810 | 6322.6067 | 2888.2903 | 3434.3163 | 1 |  | 3145.4873 | 3723.1454 | 4066.577 | 2802.0557 | 2513.2266 | 1
| 60397816 | 10250.344 | 5342.3465 | 4907.9975 | 1 |  | 4373.7629 | 5442.2322 | 5933.0319 | 3882.9631 | 3348.7285 | 1
| 60397831 | 675.0387 | 223.8465 | 451.1922 | 1 |  | 428.8075 | 473.5768 | 518.696 | 383.6883 | 361.3037 | 1
| 60397852 | 30540.9908 | 19109.0565 | 11431.9343 | 1 |  | 9521.0286 | 13342.8399 | 14486.0334 | 8377.8352 | 6466.9296 | 1
| 60397872 | 28211.6249 | 19324.7977 | 8886.8272 | 1 |  | 6954.3474 | 10819.3069 | 11707.9897 | 6065.6647 | 4133.1849 | 1
| 60397873 | 3403.265 | 2647.2326 | 756.0324 | 1 |  | 491.3092 | 1020.7557 | 1096.3589 | 415.7059 | 150.9827 | 1
| 60397901 | 21971.3939 | 13329.1737 | 8642.2202 | 1 |  | 7309.3028 | 9975.1376 | 10839.3596 | 6445.0808 | 5112.1634 | 1
| 60397917 | 2065.448 | 1480.4689 | 584.979 | 1 |  | 436.9322 | 733.0259 | 791.5238 | 378.4342 | 230.3874 | 1
| 60397957 | 37990.1913 | 24122.838 | 13867.3533 | 1 |  | 11455.0695 | 16279.6371 | 17666.3724 | 10068.3342 | 7656.0504 | 1
| 60397987 | 2190.5729 | 1850.311 | 340.2619 | 1 |  | 155.2308 | 525.293 | 559.3192 | 121.2046 | -63.8265 | 0
| 60397993 | 129336.2393 | 47194.6003 | 82141.6391 | 1 |  | 77422.1791 | 86861.0991 | 95075.263 | 69208.0151 | 64488.5551 | 1
| 60398000 | 39617.3864 | 26430.4983 | 13186.8881 | 1 |  | 10543.8383 | 15829.938 | 17148.6268 | 9225.1495 | 6582.0997 | 1
| 60398083 | 25362.6766 | 24880.9318 | 481.7448 | 1 |  | -2006.3484 | 2969.8379 | 3018.0124 | -2054.5229 | -4542.6161 | 0
| 60398142 | 1667.9373 | 7254.8482 | -5586.9109 | 0 |  | -6312.3957 | -4861.426 | -5420.1171 | -5753.7046 | -6479.1894 | 1
| 60398143 | 3493.5145 | 13131.044 | -9637.5295 | 0 |  | -10950.6339 | -8324.4251 | -9288.1781 | -9986.881 | -11299.9854 | 1
| 60398161 | 125.4975 | 853.6087 | -728.1112 | 0 |  | -813.4721 | -642.7503 | -715.5615 | -740.661 | -826.0218 | 1
| 60398162 | 21048.9315 | 39072.2721 | -18023.3406 | 0 |  | -21930.5678 | -14116.1134 | -15918.4474 | -20128.2338 | -24035.461 | 1
| 60398163 | 95419.5738 | 89979.49 | 5440.0838 | 1 |  | -3557.8652 | 14438.0328 | 14982.0412 | -4101.8736 | -13099.8226 | 0
| 60398164 | 276.8418 | 1769.9584 | -1493.1167 | 0 |  | -1670.1125 | -1316.1208 | -1465.4325 | -1520.8008 | -1697.7967 | 1
| 60398165 | 26670.1858 | 44710.7124 | -18040.5266 | 0 |  | -22511.5978 | -13569.4553 | -15373.508 | -20707.5452 | -25178.6164 | 1
| 60398166 | 34578.6799 | 51730.0064 | -17151.3265 | 0 |  | -22324.3271 | -11978.3258 | -13693.4585 | -20609.1945 | -25782.1951 | 1
| 60398174 | 1402.7676 | 6716.5959 | -5313.8283 | 0 |  | -5985.4879 | -4642.1687 | -5173.5515 | -5454.105 | -6125.7646 | 1
| 60398199 | 265.9651 | 1649.9799 | -1384.0148 | 0 |  | -1549.0128 | -1219.0168 | -1357.4183 | -1410.6113 | -1575.6093 | 1
| 60398243 | 4319.9889 | 14498.1388 | -10178.1499 | 0 |  | -11627.9638 | -8728.336 | -9746.151 | -10610.1488 | -12059.9627 | 1
| 60398244 | 405.9418 | 2399.5705 | -1993.6287 | 0 |  | -2233.5857 | -1753.6716 | -1953.0345 | -2034.2228 | -2274.1799 | 1
| 60398245 | 3063.5711 | 11510.2332 | -8446.6622 | 0 |  | -9597.6855 | -7295.6388 | -8140.3051 | -8753.0193 | -9904.0426 | 1
| 60398336 | 2202.2214 | 9560.3071 | -7358.0857 | 0 |  | -8314.1164 | -6402.055 | -7137.8635 | -7578.3078 | -8534.3385 | 1
| 60398379 | 10367.7475 | 14178.6353 | -3810.8878 | 0 |  | -5228.7513 | -2393.0243 | -2774.1131 | -4847.6626 | -6265.5261 | 1
| 60398411 | 3069.0648 | 11211.3877 | -8142.3228 | 0 |  | -9263.4616 | -7021.184 | -7835.4163 | -8449.2293 | -9570.3681 | 1
| 60431799 | 12520.0755 | 13444.7494 | -924.6738 | 0 |  | -2269.1488 | 419.8011 | 327.3337 | -2176.6814 | -3521.1563 | 1
| 60431833 | 8918.8732 | 4280.1513 | 4638.7219 | 1 |  | 4210.7068 | 5066.737 | 5530.6092 | 3746.8346 | 3318.8195 | 1
| 60431841 | 6037.2884 | 3352.244 | 2685.0444 | 1 |  | 2349.82 | 3020.2688 | 3288.7732 | 2081.3156 | 1746.0912 | 1
| 60431964 | 403.5044 | 563.0185 | -159.514 | 0 |  | -215.8159 | -103.2122 | -119.1636 | -199.8645 | -256.1663 | 1
| 60431965 | 1719.8348 | 2336.2791 | -616.4443 | 0 |  | -850.0722 | -382.8164 | -444.4608 | -788.4277 | -1022.0556 | 1
| 60431969 | 638.3858 | 936.1627 | -297.7769 | 0 |  | -391.3931 | -204.1606 | -233.9383 | -361.6155 | -455.2317 | 1
| 60431970 | 10366.6263 | 12641.7738 | -2275.1475 | 0 |  | -3539.3249 | -1010.9701 | -1238.4849 | -3311.8101 | -4575.9875 | 1
| 60431971 | 22254.6979 | 23733.7333 | -1479.0354 | 0 |  | -3852.4087 | 894.3379 | 746.4344 | -3704.5052 | -6077.8785 | 1
| 60431981 | 9278.5356 | 11049.0314 | -1770.4958 | 0 |  | -2875.399 | -665.5927 | -842.6423 | -2698.3494 | -3803.2525 | 1
| 60431984 | 415.0603 | 518.9897 | -103.9293 | 0 |  | -155.8283 | -52.0304 | -62.4233 | -145.4354 | -197.3343 | 1
| 60431992 | 23670.7963 | 24239.5143 | -568.7181 | 0 |  | -2992.6695 | 1855.2334 | 1798.3615 | -2935.7977 | -5359.7491 | 1
| 60431995 | 9583.9692 | 9710.5554 | -126.5862 | 0 |  | -1097.6417 | 844.4694 | 831.8107 | -1084.9831 | -2056.0386 | 1
| 60431996 | 4249.1606 | 5511.3071 | -1262.1465 | 0 |  | -1813.2772 | -711.0157 | -837.2304 | -1687.0625 | -2238.1932 | 1
| 60432000 | 7690.0295 | 9445.2818 | -1755.2523 | 0 |  | -2699.7805 | -810.7241 | -986.2493 | -2524.2552 | -3468.7834 | 1
| 60432009 | 373.5138 | 563.0185 | -189.5047 | 0 |  | -245.8065 | -133.2028 | -152.1533 | -226.856 | -283.1579 | 1
| 60432010 | 3024.9611 | 4312.6225 | -1287.6614 | 0 |  | -1718.9237 | -856.3992 | -985.1653 | -1590.1576 | -2021.4198 | 1
| 60432011 | 1212.6933 | 1722.0771 | -509.3837 | 0 |  | -681.5914 | -337.176 | -388.1144 | -630.6531 | -802.8608 | 1
| 60432012 | 1663.2959 | 2261.9804 | -598.6846 | 0 |  | -824.8826 | -372.4865 | -432.355 | -765.0142 | -991.2122 | 1
| 60432015 | 1026.5004 | 1413.8754 | -387.3749 | 0 |  | -528.7625 | -245.9874 | -284.7249 | -490.025 | -631.4125 | 1
| 60432016 | 2774.2585 | 3818.9494 | -1044.691 | 0 |  | -1426.5859 | -662.796 | -767.2651 | -1322.1168 | -1704.0118 | 1
| 60432017 | 4618.5783 | 6148.6242 | -1530.0459 | 0 |  | -2144.9083 | -915.1834 | -1068.188 | -1991.9037 | -2606.7661 | 1
| 60432018 | 1074.7111 | 1530.5517 | -455.8406 | 0 |  | -608.8958 | -302.7854 | -348.3695 | -563.3117 | -716.3669 | 1
| 60432019 | 8877.4112 | 11052.8839 | -2175.4727 | 0 |  | -3280.7611 | -1070.1843 | -1287.7316 | -3063.2138 | -4168.5022 | 1
| 60432020 | 1789.1025 | 2427.0885 | -637.986 | 0 |  | -880.6949 | -395.2772 | -459.0758 | -816.8963 | -1059.6051 | 1
| 60432021 | 10166.0503 | 12061.1438 | -1895.0935 | 0 |  | -3101.2079 | -688.9791 | -878.4885 | -2911.6985 | -4117.8129 | 1
| 60432024 | 2556.076 | 3417.1865 | -861.1105 | 0 |  | -1202.8291 | -519.3918 | -605.5029 | -1116.7181 | -1458.4367 | 1
| 60432033 | 1440.7482 | 2200.3401 | -759.5919 | 0 |  | -979.6259 | -539.5579 | -615.5171 | -903.6667 | -1123.7007 | 1
| 60432036 | 7213.0888 | 9170.652 | -1957.5633 | 0 |  | -2874.6285 | -1040.4981 | -1236.2544 | -2678.8721 | -3595.9374 | 1
| 60432037 | 600.8793 | 860.7634 | -259.8841 | 0 |  | -345.9604 | -173.8078 | -199.7962 | -319.972 | -406.0484 | 1
| 60432044 | 5537.5724 | 7439.2188 | -1901.6464 | 0 |  | -2645.5683 | -1157.7246 | -1347.8892 | -2455.4037 | -3199.3256 | 1
| 60432047 | 17129.4231 | 18704.5418 | -1575.1187 | 0 |  | -3445.5728 | 295.3355 | 137.8237 | -3288.061 | -5158.5151 | 1
| 60432048 | 3269.5801 | 4314.2736 | -1044.6935 | 0 |  | -1476.1209 | -613.2662 | -717.7355 | -1371.6515 | -1803.0789 | 1
| 60432049 | 2696.9291 | 3596.0536 | -899.1244 | 0 |  | -1258.7298 | -539.5191 | -629.4315 | -1168.8173 | -1528.4227 | 1
| 60432050 | 1713.5807 | 2368.7503 | -655.1696 | 0 |  | -892.0447 | -418.2946 | -483.8116 | -826.5277 | -1063.4027 | 1
| 60432055 | 1057.5362 | 1455.7027 | -398.1666 | 0 |  | -543.7368 | -252.5963 | -292.413 | -503.9202 | -649.4905 | 1
| 60432056 | 12357.1852 | 14253.7788 | -1896.5936 | 0 |  | -3321.9715 | -471.2158 | -660.8751 | -3132.3122 | -4557.6901 | 1
| 60432057 | 6963.4457 | 8701.1948 | -1737.7491 | 0 |  | -2607.8685 | -867.6296 | -1041.4045 | -2434.0936 | -3304.2131 | 1
| 60432063 | 3113.1211 | 4119.4461 | -1006.325 | 0 |  | -1418.2696 | -594.3804 | -695.0129 | -1317.6371 | -1729.5817 | 1
| 60432071 | 3923.9246 | 1653.8324 | 2270.0922 | 1 |  | 2104.7089 | 2435.4754 | 2662.4846 | 1877.6997 | 1712.3165 | 1
| 60432229 | 6121.8681 | 4255.3851 | 1866.4831 | 1 |  | 1440.9445 | 2292.0216 | 2478.6699 | 1254.2962 | 828.7577 | 1
| 60432230 | 2073.6102 | 1600.9978 | 472.6124 | 1 |  | 312.5126 | 632.7122 | 679.9734 | 265.2514 | 105.1516 | 1
| 60432236 | 6006.9585 | 4446.9104 | 1560.0481 | 1 |  | 1115.357 | 2004.7391 | 2160.7439 | 959.3522 | 514.6612 | 1
| 60432245 | 2157.4536 | 1509.0877 | 648.3659 | 1 |  | 497.4571 | 799.2747 | 864.1112 | 432.6205 | 281.7118 | 1
| 60432286 | 1823.7865 | 1382.5048 | 441.2817 | 1 |  | 303.0312 | 579.5322 | 623.6603 | 258.903 | 120.6526 | 1
| 60432290 | 4599.1662 | 3425.9923 | 1173.1739 | 1 |  | 830.5747 | 1515.7731 | 1633.0905 | 713.2573 | 370.6581 | 1
| 60432301 | 10231.9638 | 7478.2944 | 2753.6694 | 1 |  | 2005.8399 | 3501.4988 | 3776.8657 | 1730.473 | 982.6435 | 1
| 60432308 | 47680.181 | 30653.4121 | 17026.7689 | 1 |  | 13961.4277 | 20092.1101 | 21794.787 | 12258.7508 | 9193.4096 | 1
| 60432315 | 3334.8932 | 2336.2791 | 998.6141 | 1 |  | 764.9862 | 1232.242 | 1332.1035 | 665.1248 | 431.4969 | 1
| 60432325 | 7300.2184 | 5044.0512 | 2256.1671 | 1 |  | 1751.762 | 2760.5722 | 2986.1889 | 1526.1453 | 1021.7402 | 1
| 60432326 | 18022.7639 | 11840.9997 | 6181.7641 | 1 |  | 4997.6642 | 7365.8641 | 7984.0405 | 4379.4878 | 3195.3878 | 1
| 60432327 | 2725.7425 | 1929.0125 | 796.73 | 1 |  | 603.8288 | 989.6313 | 1069.3043 | 524.1558 | 331.2545 | 1
| 60432337 | 6117.7507 | 4614.7703 | 1502.9804 | 1 |  | 1041.5034 | 1964.4575 | 2114.7555 | 891.2054 | 429.7283 | 1
| 60432361 | 1040.4328 | 744.6374 | 295.7955 | 1 |  | 221.3317 | 370.2592 | 399.8388 | 191.7522 | 117.2885 | 1
| 60432466 | 8045.4584 | 1620.8108 | 6424.6476 | 1 |  | 6262.5665 | 6586.7287 | 7229.1934 | 5620.1018 | 5458.0207 | 1
| 60432468 | 8275.5311 | 1698.4116 | 6577.1195 | 1 |  | 6407.2783 | 6746.9607 | 7404.6726 | 5749.5664 | 5579.7252 | 1
| 60432469 | 30394.162 | 6175.5918 | 24218.5702 | 1 |  | 23601.011 | 24836.1293 | 27257.9864 | 21179.154 | 20561.5948 | 1
| 60432476 | 69984.7919 | 13986.8541 | 55997.9378 | 1 |  | 54599.2524 | 57396.6232 | 62996.417 | 48999.4586 | 47600.7732 | 1
| 60432478 | 32640.8566 | 6767.229 | 25873.6276 | 1 |  | 25196.9047 | 26550.3505 | 29137.7133 | 22609.5419 | 21932.819 | 1
| 60432483 | 18360.1504 | 3718.2335 | 14641.9169 | 1 |  | 14270.0936 | 15013.7403 | 16477.932 | 12805.9019 | 12434.0785 | 1
| 60432510 | 151354.58 | 30401.8975 | 120952.6825 | 1 |  | 117912.4928 | 123992.8723 | 136088.1405 | 105817.2245 | 102777.0348 | 1
| 60432517 | 1863.354 | 443.04 | 1420.314 | 1 |  | 1376.01 | 1464.618 | 1606.6494 | 1233.9786 | 1189.6746 | 1
| 60432518 | 158665.8019 | 30595.6243 | 128070.1776 | 1 |  | 125010.6152 | 131129.74 | 143936.7578 | 112203.5974 | 109144.035 | 1
| 60432519 | 3808.1007 | 783.1626 | 3024.9381 | 1 |  | 2946.6219 | 3103.2544 | 3405.7482 | 2644.128 | 2565.8118 | 1
| 60432539 | 6754.6842 | 1499.7315 | 5254.9526 | 1 |  | 5104.9795 | 5404.9258 | 5930.4211 | 4579.4842 | 4429.5111 | 1
| 60432568 | 40308.4113 | 10635.1605 | 29673.2508 | 1 |  | 28609.7347 | 30736.7669 | 33704.0919 | 25642.4097 | 24578.8936 | 1
| 60432569 | 90807.0125 | 23138.2436 | 67668.769 | 1 |  | 65354.9446 | 69982.5933 | 76749.4702 | 58588.0677 | 56274.2434 | 1
| 60433891 | 32926.2255 | 30016.095 | 2910.1305 | 1 |  | -91.479 | 5911.74 | 6202.753 | -382.4921 | -3384.1016 | 0
| 60433897 | 863.6075 | 1033.0261 | -169.4186 | 0 |  | -272.7212 | -66.116 | -83.0579 | -255.7794 | -359.082 | 1
| 60433898 | 3522.3102 | 4052.3022 | -529.992 | 0 |  | -935.2222 | -124.7618 | -177.761 | -882.223 | -1287.4532 | 1
| 60433899 | 4858.1345 | 5489.2926 | -631.1581 | 0 |  | -1180.0874 | -82.2288 | -145.3446 | -1116.9716 | -1665.9008 | 1
| 60433900 | 20972.4872 | 20062.8308 | 909.6564 | 1 |  | -1096.6267 | 2915.9395 | 3006.9051 | -1187.5923 | -3193.8754 | 0
| 60433901 | 1236.4651 | 1470.5625 | -234.0974 | 0 |  | -381.1536 | -87.0411 | -110.4509 | -357.7439 | -504.8001 | 1
| 60433916 | 1690.7431 | 2044.0378 | -353.2947 | 0 |  | -557.6985 | -148.8909 | -184.2204 | -522.369 | -726.7728 | 1
| 60433927 | 1306.3426 | 1552.0158 | -245.6732 | 0 |  | -400.8748 | -90.4716 | -115.0389 | -376.3074 | -531.509 | 1
| 60433933 | 89775.0803 | 32470.9254 | 57304.1549 | 1 |  | 54057.0624 | 60551.2475 | 66281.663 | 48326.6469 | 45079.5544 | 1
| 60433934 | 27700.0051 | 15621.596 | 12078.4092 | 1 |  | 10516.2496 | 13640.5688 | 14848.4097 | 9308.4086 | 7746.249 | 1
| 60433935 | 9373.4646 | 5921.4118 | 3452.0528 | 1 |  | 2859.9116 | 4044.194 | 4389.3993 | 2514.7063 | 1922.5652 | 1
| 60433978 | 37039.0658 | 17939.9157 | 19099.1501 | 1 |  | 17305.1586 | 20893.1417 | 22803.0567 | 15395.2436 | 13601.252 | 1
| 60433979 | 11755.2178 | 8545.4607 | 3209.7571 | 1 |  | 2355.2111 | 4064.3032 | 4385.2789 | 2034.2354 | 1179.6893 | 1
| 60434008 | 15311.5587 | 15853.1256 | -541.5669 | 0 |  | -2126.8794 | 1043.7457 | 989.589 | -2072.7227 | -3658.0353 | 1
| 60434027 | 15886.7956 | 16074.3704 | -187.5748 | 0 |  | -1795.0118 | 1419.8623 | 1401.1048 | -1776.2543 | -3383.6914 | 1
| 60434028 | 2211.12 | 2652.1858 | -441.0658 | 0 |  | -706.2844 | -175.8472 | -219.9538 | -662.1778 | -927.3964 | 1
| 60434029 | 17117.1921 | 17274.1556 | -156.9636 | 0 |  | -1884.3791 | 1570.452 | 1554.7556 | -1868.6828 | -3596.0983 | 1
| 60434037 | 10349.8027 | 11811.8306 | -1462.0279 | 0 |  | -2643.211 | -280.8449 | -427.0477 | -2497.0082 | -3678.1913 | 1
| 60434047 | 10066.4593 | 11389.7044 | -1323.245 | 0 |  | -2462.2155 | -184.2746 | -316.5991 | -2329.891 | -3468.8614 | 1
| 60434058 | 280017.5291 | 145306.1003 | 134711.4288 | 1 |  | 120180.8187 | 149242.0388 | 162713.1817 | 106709.6759 | 92179.0658 | 1
| 60434102 | 656075.1262 | 260891.649 | 395183.4772 | 1 |  | 369094.3123 | 421272.6421 | 460790.9898 | 329575.9646 | 303486.7997 | 1
| 60434109 | 15572.1584 | 14181.4238 | 1390.7346 | 1 |  | -27.4078 | 2808.8769 | 2947.9504 | -166.4813 | -1584.6237 | 0
| 60434119 | 5315.9289 | 6143.9908 | -828.0618 | 0 |  | -1442.4609 | -213.6628 | -296.469 | -1359.6547 | -1974.0538 | 1
| 60434124 | 244207.0418 | 134494.8245 | 109712.2173 | 1 |  | 96262.7348 | 123161.6997 | 134132.9214 | 85291.5131 | 71842.0306 | 1
| 60434130 | 173320.7465 | 125035.2334 | 48285.5132 | 1 |  | 35781.9898 | 60789.0365 | 65617.5878 | 30953.4385 | 18449.9152 | 1
| 60434135 | 744.5071 | 889.0483 | -144.5412 | 0 |  | -233.4461 | -55.6364 | -70.0905 | -218.9919 | -307.8968 | 1
| 60434136 | 6770.554 | 7063.7134 | -293.1594 | 0 |  | -999.5308 | 413.2119 | 383.896 | -970.2148 | -1676.5862 | 1
| 60434152 | 24742.3586 | 37530.1628 | -12787.8042 | 0 |  | -16540.8205 | -9034.7879 | -10313.5684 | -15262.0401 | -19015.0564 | 1
| 60434153 | 41752.352 | 53000.2377 | -11247.8857 | 0 |  | -16547.9094 | -5947.8619 | -7072.6505 | -15423.1209 | -20723.1446 | 1
| 60434154 | 189767.8482 | 125540.464 | 64227.3842 | 1 |  | 51673.3377 | 76781.4306 | 83204.169 | 45250.5993 | 32696.5529 | 1
| 60434156 | 498.1738 | 457.0728 | 41.1011 | 1 |  | -4.6062 | 86.8084 | 90.9185 | -8.7163 | -54.4236 | 0
| 60434157 | 19446.452 | 13599.8792 | 5846.5728 | 1 |  | 4486.5848 | 7206.5607 | 7791.218 | 3901.9276 | 2541.9396 | 1
| 60434192 | 17033.8526 | 23344.6286 | -6310.776 | 0 |  | -8645.2389 | -3976.3132 | -4607.3908 | -8014.1613 | -10348.6242 | 1
| 60434205 | 2537.4064 | 3695.3686 | -1157.9622 | 0 |  | -1527.499 | -788.4253 | -904.2215 | -1411.7028 | -1781.2397 | 1
| 60434213 | 40064.5096 | 30649.7325 | 9414.7771 | 1 |  | 6349.8038 | 12479.7503 | 13421.228 | 5408.3261 | 2343.3529 | 1
| 60434231 | 66198.0757 | 43178.5456 | 23019.5302 | 1 |  | 18701.6756 | 27337.3847 | 29639.3377 | 16399.7226 | 12081.868 | 1
| 60434240 | 454.3974 | 695.3691 | -240.9718 | 0 |  | -310.5087 | -171.4349 | -195.532 | -286.4115 | -355.9484 | 1
| 60434243 | 2522.7516 | 4872.3389 | -2349.5872 | 0 |  | -2836.8211 | -1862.3534 | -2097.3121 | -2601.8624 | -3089.0963 | 1
| 60434250 | 64210.6376 | 40015.5412 | 24195.0963 | 1 |  | 20193.5422 | 28196.6505 | 30616.1601 | 17774.0326 | 13772.4785 | 1
| 60434275 | 19010.5417 | 4783.6733 | 14226.8684 | 1 |  | 13748.5011 | 14705.2357 | 16127.9226 | 12325.8142 | 11847.4469 | 1
| 60434340 | 15671.9339 | 9000.0404 | 6671.8935 | 1 |  | 5771.8895 | 7571.8976 | 8239.0869 | 5104.7001 | 4204.6961 | 1
| 60434349 | 50669.5366 | 26245.5773 | 24423.9594 | 1 |  | 21799.4016 | 27048.5171 | 29490.913 | 19357.0057 | 16732.448 | 1
| 60434452 | 212026.4903 | 95215.6169 | 116810.8734 | 1 |  | 107289.3117 | 126332.435 | 138013.5224 | 95608.2243 | 86086.6626 | 1
| 60434596 | 577357.9084 | 164192.8113 | 413165.0971 | 1 |  | 396745.8159 | 429584.3782 | 470900.8879 | 355429.3062 | 339010.0251 | 1
| 60434751 | 28225.4957 | 12180.572 | 16044.9237 | 1 |  | 14826.8665 | 17262.9809 | 18867.4733 | 13222.3742 | 12004.317 | 1
| 60434753 | 41806.2718 | 18584.0129 | 23222.2589 | 1 |  | 21363.8576 | 25080.6602 | 27402.8861 | 19041.6317 | 17183.2304 | 1
| 60434754 | 32003.9641 | 14520.1532 | 17483.8109 | 1 |  | 16031.7956 | 18935.8262 | 20684.2073 | 14283.4145 | 12831.3992 | 1
| 60434755 | 2170.47 | 1111.1772 | 1059.2927 | 1 |  | 948.175 | 1170.4104 | 1276.3397 | 842.2457 | 731.128 | 1
| 60434756 | 39470.3692 | 18461.2826 | 21009.0866 | 1 |  | 19162.9584 | 22855.2149 | 24956.1235 | 17062.0497 | 15215.9214 | 1
| 60434757 | 5378.7202 | 3778.7731 | 1599.9471 | 1 |  | 1222.0698 | 1977.8244 | 2137.8191 | 1062.0751 | 684.1978 | 1
| 60434773 | 2020.5571 | 1053.9398 | 966.6174 | 1 |  | 861.2234 | 1072.0113 | 1168.6731 | 764.5616 | 659.1677 | 1
| 60434774 | 19191.0539 | 9566.361 | 9624.6929 | 1 |  | 8668.0568 | 10581.329 | 11543.7983 | 7705.5875 | 6748.9514 | 1
| 60434775 | 4893.7283 | 2532.2073 | 2361.521 | 1 |  | 2108.3003 | 2614.7418 | 2850.8939 | 1872.1482 | 1618.9275 | 1
| 60434776 | 53719.8182 | 24808.5868 | 28911.2314 | 1 |  | 26430.3727 | 31392.0901 | 34283.2132 | 23539.2496 | 21058.3909 | 1
| 60447484 | 443.5632 | 946.0692 | -502.506 | 0 |  | -597.113 | -407.8991 | -458.1497 | -546.8624 | -641.4693 | 1
| 60447485 | 8613.4961 | 14159.6673 | -5546.1711 | 0 |  | -6962.1378 | -4130.2044 | -4684.8215 | -6407.5207 | -7823.4874 | 1
| 60447520 | 1435.8116 | 2903.1501 | -1467.3385 | 0 |  | -1757.6535 | -1177.0234 | -1323.7573 | -1610.9196 | -1901.2346 | 1
| 60447526 | 283.7391 | 609.7991 | -326.06 | 0 |  | -387.0399 | -265.0801 | -297.6861 | -354.4339 | -415.4138 | 1
| 60447527 | 2187.9214 | 4335.7377 | -2147.8163 | 0 |  | -2581.3901 | -1714.2425 | -1929.0242 | -2366.6084 | -2800.1822 | 1
| 60447528 | 1447.1822 | 2953.2328 | -1506.0506 | 0 |  | -1801.3739 | -1210.7273 | -1361.3324 | -1650.7688 | -1946.0921 | 1
| 60447561 | 640.9122 | 955.9757 | -315.0635 | 0 |  | -410.6611 | -219.4659 | -250.9723 | -379.1547 | -474.7523 | 1
| 60447572 | 5504.2226 | 8189.9102 | -2685.6875 | 0 |  | -3504.6785 | -1866.6965 | -2135.2653 | -3236.1098 | -4055.1008 | 1
| 60447573 | 9718.9777 | 13460.1594 | -3741.1817 | 0 |  | -5087.1977 | -2395.1658 | -2769.2839 | -4713.0795 | -6059.0954 | 1
| 60447575 | 9063.4374 | 13886.6886 | -4823.2512 | 0 |  | -6211.9201 | -3434.5824 | -3916.9075 | -5729.595 | -7118.2638 | 1
| 60447589 | 17418.9731 | 20456.3383 | -3037.3652 | 0 |  | -5082.9991 | -991.7314 | -1295.4679 | -4779.2625 | -6824.8964 | 1
| 60447593 | 5624.1047 | 7262.0029 | -1637.8982 | 0 |  | -2364.0984 | -911.6979 | -1075.4877 | -2200.3086 | -2926.5089 | 1
| 60447600 | 918.4602 | 1380.3034 | -461.8431 | 0 |  | -599.8735 | -323.8128 | -369.9971 | -553.6892 | -691.7195 | 1
| 60447606 | 2271.8563 | 3269.69 | -997.8336 | 0 |  | -1324.8026 | -670.8646 | -770.648 | -1225.0193 | -1551.9883 | 1
| 60447612 | 33501.6217 | 42020.0013 | -8518.3796 | 0 |  | -12720.3798 | -4316.3795 | -5168.2175 | -11868.5418 | -16070.5419 | 1
| 60447613 | 13005.3362 | 15739.201 | -2733.8648 | 0 |  | -4307.7849 | -1159.9447 | -1433.3312 | -4034.3984 | -5608.3185 | 1
| 60447614 | 22043.2781 | 24104.1257 | -2060.8476 | 0 |  | -4471.2602 | 349.5649 | 143.4802 | -4265.1755 | -6675.588 | 1
| 60447628 | 539.6587 | 813.9827 | -274.324 | 0 |  | -355.7223 | -192.9257 | -220.3581 | -328.2899 | -409.6882 | 1
| 60447629 | 7265.2789 | 9622.4978 | -2357.2188 | 0 |  | -3319.4686 | -1394.969 | -1630.6909 | -3083.7467 | -4045.9965 | 1
| 60447645 | 5507.2432 | 7452.9778 | -1945.7346 | 0 |  | -2691.0324 | -1200.4369 | -1395.0103 | -2496.459 | -3241.7567 | 1
| 60447646 | 13599.401 | 16334.1404 | -2734.7394 | 0 |  | -4368.1534 | -1101.3253 | -1374.7993 | -4094.6795 | -5728.0935 | 1
| 60447652 | 1117.1229 | 1492.5769 | -375.4539 | 0 |  | -524.7116 | -226.1962 | -263.7416 | -487.1662 | -636.4239 | 1
| 60447653 | 20564.4271 | 20527.8851 | 36.542 | 1 |  | -2016.2465 | 2089.3305 | 2092.9847 | -2019.9007 | -4072.6892 | 0
| 60447654 | 677.7028 | 832.1446 | -154.4419 | 0 |  | -237.6563 | -71.2274 | -86.6716 | -222.2121 | -305.4266 | 1
| 60447655 | 13191.7663 | 13826.149 | -634.3827 | 0 |  | -2016.9976 | 748.2322 | 684.7939 | -1953.5593 | -3336.1742 | 1
| 60447661 | 815.5742 | 884.4288 | -68.8546 | 0 |  | -157.2975 | 19.5883 | 12.7028 | -150.412 | -238.8549 | 1
| 60447662 | 23082.0147 | 19986.8811 | 3095.1337 | 1 |  | 1096.4456 | 5093.8218 | 5403.3351 | 786.9322 | -1211.7559 | 0
| 60447678 | 1514.5207 | 1629.6166 | -115.0959 | 0 |  | -278.0575 | 47.8658 | 36.3562 | -266.5479 | -429.5096 | 1
| 60447679 | 16991.4108 | 16142.6151 | 848.7957 | 1 |  | -765.4658 | 2463.0572 | 2547.9368 | -850.3453 | -2464.6069 | 0
| 60447703 | 11319.2405 | 10628.5562 | 690.6843 | 1 |  | -372.1714 | 1753.5399 | 1822.6083 | -441.2398 | -1504.0954 | 0
| 60447704 | 912.9268 | 937.8138 | -24.887 | 0 |  | -118.6684 | 68.8944 | 66.4057 | -116.1797 | -209.961 | 1
| 60447705 | 13411.6248 | 12269.7303 | 1141.8945 | 1 |  | -85.0785 | 2368.8675 | 2483.057 | -199.268 | -1426.241 | 0
| 60447710 | 5149.1677 | 5013.7814 | 135.3862 | 1 |  | -365.9919 | 636.7644 | 650.303 | -379.5305 | -880.9087 | 0
| 60447735 | 4602.5417 | 4549.8278 | 52.714 | 1 |  | -402.2688 | 507.6967 | 512.9681 | -407.5402 | -862.523 | 0
| 60447736 | 6938.893 | 6708.3405 | 230.5525 | 1 |  | -440.2815 | 901.3866 | 924.4418 | -463.3368 | -1134.1708 | 0
| 60447742 | 8053.8729 | 7779.8918 | 273.9811 | 1 |  | -504.008 | 1051.9703 | 1079.3684 | -531.4061 | -1309.3953 | 0
| 60447745 | 3732.5156 | 3685.2119 | 47.3037 | 1 |  | -321.2175 | 415.8248 | 420.5552 | -325.9479 | -694.4691 | 0
| 60447753 | 1557.7577 | 2053.9443 | -496.1866 | 0 |  | -701.581 | -290.7922 | -340.4108 | -651.9624 | -857.3568 | 1
| 60447754 | 11825.1603 | 13522.9005 | -1697.7402 | 0 |  | -3050.0303 | -345.4502 | -515.2242 | -2880.2562 | -4232.5463 | 1
| 60447771 | 18730.8321 | 19115.1105 | -384.2784 | 0 |  | -2295.7894 | 1527.2327 | 1488.8049 | -2257.3616 | -4168.8726 | 1
| 60447779 | 6986.7627 | 12878.4287 | -5891.666 | 0 |  | -7179.5088 | -4603.8231 | -5192.9897 | -6590.3422 | -7878.1851 | 1
| 60447852 | 2217.4836 | 1995.6061 | 221.8775 | 1 |  | 22.3169 | 421.4381 | 443.6258 | 0.12912 | -199.4315 | 0
| 60447893 | 1413.186 | 1307.6558 | 105.5301 | 1 |  | -25.2355 | 236.2957 | 246.8487 | -35.7885 | -166.5541 | 0
| 60447894 | 13014.5339 | 11019.3119 | 1995.222 | 1 |  | 893.2908 | 3097.1532 | 3296.6754 | 693.7686 | -408.1626 | 0
| 60447907 | 33091.2264 | 24737.5903 | 8353.6361 | 1 |  | 5879.8771 | 10827.3951 | 11662.7587 | 5044.5135 | 2570.7544 | 1
| 60451638 | 53627.6579 | 19010.5421 | 34617.1158 | 1 |  | 32716.0616 | 36518.1701 | 39979.8816 | 29254.3501 | 27353.2959 | 1
| 60451656 | 1260.0898 | 1042.9326 | 217.1572 | 1 |  | 112.864 | 321.4505 | 343.1662 | 91.1483 | -13.145 | 0
| 60451657 | 8530.3453 | 6898.2148 | 1632.1306 | 1 |  | 942.3091 | 2321.952 | 2485.1651 | 779.096 | 89.2746 | 1
| 60451658 | 3186.9716 | 1302.7026 | 1884.269 | 1 |  | 1753.9987 | 2014.5393 | 2202.9662 | 1565.5718 | 1435.3016 | 1
| 60451668 | 3847.9593 | 1539.3575 | 2308.6018 | 1 |  | 2154.666 | 2462.5375 | 2693.3977 | 1923.8059 | 1769.8701 | 1
| 60451669 | 5736.1112 | 2287.8474 | 3448.2639 | 1 |  | 3219.4791 | 3677.0486 | 4021.875 | 2874.6527 | 2645.868 | 1
| 60451670 | 3471.6746 | 1389.6595 | 2082.0151 | 1 |  | 1943.0491 | 2220.981 | 2429.1825 | 1734.8476 | 1595.8816 | 1
| 60451674 | 43097.0552 | 16145.9172 | 26951.138 | 1 |  | 25336.5463 | 28565.7297 | 31260.8435 | 22641.4325 | 21026.8408 | 1
| 60451681 | 3295.8815 | 1251.5191 | 2044.3624 | 1 |  | 1919.2104 | 2169.5143 | 2373.9505 | 1714.7742 | 1589.6223 | 1
| 60451682 | 5049.9246 | 1912.5017 | 3137.4229 | 1 |  | 2946.1727 | 3328.673 | 3642.4153 | 2632.4304 | 2441.1802 | 1
| 60451688 | 3390.8383 | 1260.8752 | 2129.9631 | 1 |  | 2003.8755 | 2256.0506 | 2469.0469 | 1790.8792 | 1664.7917 | 1
| 60451689 | 9611.2959 | 3541.5679 | 6069.728 | 1 |  | 5715.5712 | 6423.8848 | 7030.8576 | 5108.5984 | 4754.4416 | 1
| 60451702 | 30011.2308 | 11773.3054 | 18237.9254 | 1 |  | 17060.5948 | 19415.2559 | 21239.0484 | 15236.8023 | 14059.4717 | 1
| 60451711 | 18526.161 | 24566.4283 | -6040.2673 | 0 |  | -8496.9101 | -3583.6245 | -4187.6512 | -7892.8834 | -10349.5262 | 1
| 60451721 | 9942.944 | 15383.6683 | -5440.7244 | 0 |  | -6979.0912 | -3902.3575 | -4446.43 | -6435.0188 | -7973.3856 | 1
| 60451722 | 379.9456 | 773.2561 | -393.3105 | 0 |  | -470.6361 | -315.9848 | -355.3159 | -431.305 | -508.6306 | 1
| 60451731 | 1734.262 | 3357.7476 | -1623.4856 | 0 |  | -1959.2604 | -1287.7108 | -1450.0594 | -1796.9118 | -2132.6866 | 1
| 60451737 | 469.5934 | 944.9685 | -475.375 | 0 |  | -569.8719 | -380.8782 | -428.4157 | -522.3344 | -616.8312 | 1
| 60451753 | 4467.4106 | 8128.2698 | -3660.8592 | 0 |  | -4473.6862 | -2848.0322 | -3214.1182 | -4107.6003 | -4920.4273 | 1
| 60451765 | 1621.965 | 2553.121 | -931.1559 | 0 |  | -1186.468 | -675.8438 | -768.9594 | -1093.3524 | -1348.6645 | 1
| 60451766 | 32979.4285 | 38378.2679 | -5398.8394 | 0 |  | -9236.6662 | -1561.0126 | -2100.8965 | -8696.7822 | -12534.609 | 1
| 60451787 | 5244.8746 | 8658.2667 | -3413.3921 | 0 |  | -4279.2187 | -2547.5654 | -2888.9046 | -3937.8795 | -4803.7062 | 1
| 60451791 | 11727.4818 | 11826.14 | -98.6582 | 0 |  | -1281.2722 | 1083.9558 | 1074.09 | -1271.4064 | -2454.0204 | 1
| 60451796 | 7043.6703 | 7167.3409 | -123.6706 | 0 |  | -840.4047 | 593.0635 | 580.6965 | -828.0376 | -1544.7717 | 1
| 60451797 | 1243.3361 | 1157.9579 | 85.3782 | 1 |  | -30.4176 | 201.174 | 209.7118 | -38.9554 | -154.7512 | 0
| 60451798 | 16110.2396 | 15708.3809 | 401.8587 | 1 |  | -1168.9793 | 1972.6968 | 2012.8827 | -1209.1652 | -2780.0033 | 0
| 60451799 | 13025.8586 | 13364.9471 | -339.0885 | 0 |  | -1675.5832 | 997.4062 | 963.4974 | -1641.6744 | -2978.1691 | 1
| 60451800 | 1310.5943 | 1541.0086 | -230.4143 | 0 |  | -384.5151 | -76.3134 | -99.3548 | -361.4737 | -515.5746 | 1
| 60451802 | 499.3851 | 578.9789 | -79.5938 | 0 |  | -137.4917 | -21.6959 | -29.6553 | -129.5323 | -187.4302 | 1
| 60451808 | 909.8861 | 1189.8788 | -279.9927 | 0 |  | -398.9805 | -161.0048 | -189.0041 | -370.9813 | -489.9691 | 1
| 60451809 | 6635.0045 | 7059.4703 | -424.4658 | 0 |  | -1130.4128 | 281.4812 | 239.0346 | -1087.9663 | -1793.9133 | 1
| 60451825 | 10832.3162 | 10171.2069 | 661.1093 | 1 |  | -356.0114 | 1678.23 | 1744.3409 | -422.1223 | -1439.243 | 0
| 60451826 | 5569.6957 | 6044.6061 | -474.9104 | 0 |  | -1079.371 | 129.5502 | 82.0592 | -1031.88 | -1636.3406 | 1
| 60451831 | 4479.0067 | 5047.9038 | -568.897 | 0 |  | -1073.6874 | -64.1067 | -120.9964 | -1016.7977 | -1521.5881 | 1
| 60451832 | 4013.781 | 4550.3781 | -536.5971 | 0 |  | -991.6349 | -81.5593 | -135.219 | -937.9752 | -1393.013 | 1
| 60451852 | 2111.6415 | 1478.8179 | 632.8236 | 1 |  | 484.9418 | 780.7054 | 843.9877 | 421.6595 | 273.7777 | 1
| 60451853 | 26511.9989 | 16690.2235 | 9821.7755 | 1 |  | 8152.7531 | 11490.7978 | 12472.9754 | 7170.5756 | 5501.5533 | 1
| 60451854 | 1662.5184 | 940.0152 | 722.5032 | 1 |  | 628.5016 | 816.5047 | 888.755 | 556.2513 | 462.2498 | 1
| 60451855 | 3907.2805 | 2711.6247 | 1195.6557 | 1 |  | 924.4933 | 1466.8182 | 1586.3838 | 804.9277 | 533.7652 | 1
| 60451869 | 2910.246 | 2122.1889 | 788.0571 | 1 |  | 575.8382 | 1000.276 | 1079.0817 | 497.0325 | 284.8136 | 1
| 60451882 | 1816.3817 | 1234.4579 | 581.9238 | 1 |  | 458.478 | 705.3695 | 763.5619 | 400.2856 | 276.8398 | 1
| 60451883 | 4638.048 | 3108.9848 | 1529.0633 | 1 |  | 1218.1648 | 1839.9617 | 1992.8681 | 1065.2585 | 754.36 | 1
| 60451908 | 1119.3807 | 822.2381 | 297.1426 | 1 |  | 214.9188 | 379.3664 | 409.0806 | 185.2045 | 102.9807 | 1
| 60451909 | 29749.3611 | 19223.5315 | 10525.8296 | 1 |  | 8603.4765 | 12448.1828 | 13500.7657 | 7550.8935 | 5628.5404 | 1
| 60451933 | 10422.0838 | 7319.7907 | 3102.2931 | 1 |  | 2370.3141 | 3834.2722 | 4144.5015 | 2060.0848 | 1328.1057 | 1
| 60451934 | 2260.9095 | 1654.3828 | 606.5267 | 1 |  | 441.0884 | 771.965 | 832.6176 | 380.4357 | 214.9975 | 1
| 60451942 | 1044.4444 | 736.3819 | 308.0624 | 1 |  | 234.4242 | 381.7006 | 412.5069 | 203.618 | 129.9798 | 1
| 60451943 | 36733.6615 | 22318.2069 | 14415.4546 | 1 |  | 12183.6339 | 16647.2753 | 18088.8208 | 10742.0885 | 8510.2678 | 1
| 60451944 | 1858.6276 | 1304.904 | 553.7236 | 1 |  | 423.2332 | 684.214 | 739.5864 | 367.8608 | 237.3704 | 1
| 60451945 | 3418.9673 | 2381.4086 | 1037.5587 | 1 |  | 799.4179 | 1275.6996 | 1379.4555 | 695.662 | 457.5212 | 1
| 60451965 | 9511.7055 | 6709.4412 | 2802.2643 | 1 |  | 2131.3202 | 3473.2084 | 3753.4348 | 1851.0937 | 1180.1496 | 1
| 60451968 | 7119.8119 | 4870.1374 | 2249.6745 | 1 |  | 1762.6608 | 2736.6882 | 2961.6557 | 1537.6933 | 1050.6796 | 1
| 60451972 | 45294.7902 | 29252.195 | 16042.5952 | 1 |  | 13117.3757 | 18967.8147 | 20572.0742 | 11513.1162 | 8587.8967 | 1
| 60451987 | 39178.7705 | 32973.7307 | 6205.0398 | 1 |  | 2907.6668 | 9502.4129 | 10122.9169 | 2287.1628 | -1010.2103 | 0
| 60452016 | 6910.8753 | 7301.6288 | -390.7535 | 0 |  | -1120.9163 | 339.4094 | 300.3341 | -1081.841 | -1812.0039 | 1
| 60452017 | 1393.853 | 1575.1309 | -181.2779 | 0 |  | -338.791 | -23.7648 | -41.8926 | -320.6632 | -478.1763 | 1
| 60452018 | 11324.927 | 11429.3303 | -104.4033 | 0 |  | -1247.3363 | 1038.5297 | 1028.0894 | -1236.896 | -2379.829 | 1
| 60452019 | 1377.9734 | 1557.5194 | -179.546 | 0 |  | -335.2979 | -23.794 | -41.7486 | -317.3433 | -473.0952 | 1
| 60452020 | 14317.0789 | 14049.5952 | 267.4837 | 1 |  | -1137.4758 | 1672.4432 | 1699.1916 | -1164.2242 | -2569.1837 | 0
| 60452022 | 2186.6973 | 2306.5596 | -119.8623 | 0 |  | -350.5183 | 110.7936 | 98.8074 | -338.5321 | -569.188 | 1
| 60452025 | 32269.1851 | 30550.4948 | 1718.6903 | 1 |  | -1336.3592 | 4773.7398 | 4945.6088 | -1508.2282 | -4563.2777 | 0
| 60452073 | 1430.2524 | 1387.4581 | 42.7943 | 1 |  | -95.9515 | 181.5401 | 185.8196 | -100.2309 | -238.9767 | 0
| 60452098 | 12533.9561 | 12277.9857 | 255.9704 | 1 |  | -971.8282 | 1483.769 | 1509.366 | -997.4252 | -2225.2238 | 0
| 60452102 | 1187.3994 | 1331.8717 | -144.4723 | 0 |  | -277.6595 | -11.2851 | -25.7324 | -263.2122 | -396.3994 | 1
| 60452103 | 5001.075 | 5347.8501 | -346.7751 | 0 |  | -881.5601 | 188.0099 | 153.3324 | -846.8826 | -1381.6676 | 1
| 60452117 | 5264.4845 | 5766.1238 | -501.6394 | 0 |  | -1078.2517 | 74.973 | 24.8091 | -1028.0878 | -1604.7002 | 1
| 60452123 | 860.2601 | 1007.1592 | -146.8991 | 0 |  | -247.615 | -46.1832 | -60.8731 | -232.9251 | -333.641 | 1
| 60452172 | 3534.229 | 3055.0495 | 479.1795 | 1 |  | 173.6745 | 784.6844 | 832.6024 | 125.7566 | -179.7484 | 0
| 60452182 | 317.0905 | 312.6046 | 4.4859 | 1 |  | -26.7745 | 35.7464 | 36.195 | -27.2231 | -58.4836 | 0
| 60452183 | 4891.8316 | 4631.2811 | 260.5505 | 1 |  | -202.5776 | 723.6786 | 749.7337 | -228.6327 | -691.7608 | 0
| 60452184 | 1258.088 | 1229.5047 | 28.5833 | 1 |  | -94.3672 | 151.5338 | 154.3921 | -97.2255 | -220.176 | 0
| 60452185 | 14098.1146 | 12452.4499 | 1645.6647 | 1 |  | 400.4197 | 2890.9097 | 3055.4761 | 235.8532 | -1009.3918 | 0
| 60452186 | 803.0621 | 788.1158 | 14.9463 | 1 |  | -63.8653 | 93.7578 | 95.2525 | -65.3599 | -144.1715 | 0
| 60452187 | 3382.0508 | 3243.2727 | 138.7781 | 1 |  | -185.5492 | 463.1054 | 476.9832 | -199.427 | -523.7542 | 0
| 60452193 | 12475.6738 | 10118.3723 | 2357.3015 | 1 |  | 1345.4642 | 3369.1387 | 3604.8688 | 1109.7341 | 97.8969 | 1
| 60452203 | 11500.6403 | 9659.9222 | 1840.718 | 1 |  | 874.7258 | 2806.7103 | 2990.7821 | 690.654 | -275.3382 | 0
| 60452243 | 788.0011 | 689.051 | 98.9501 | 1 |  | 30.0451 | 167.8552 | 177.7503 | 20.15 | -48.7551 | 0
| 60452252 | 781.9331 | 685.7488 | 96.1842 | 1 |  | 27.6094 | 164.7591 | 174.3775 | 17.9909 | -50.5839 | 0
| 60452253 | 43194.5026 | 29934.6417 | 13259.8609 | 1 |  | 10266.3967 | 16253.325 | 17579.3111 | 8940.4106 | 5946.9464 | 1
| 60452354 | 3300.1192 | 2209.6962 | 1090.423 | 1 |  | 869.4534 | 1311.3927 | 1420.435 | 760.4111 | 539.4415 | 1
| 60452356 | 1347.4747 | 1233.9076 | 113.5672 | 1 |  | -9.8236 | 236.9579 | 248.3146 | -21.1803 | -144.5711 | 0
| 60452357 | 9791.7607 | 8493.709 | 1298.0517 | 1 |  | 448.6808 | 2147.4226 | 2277.2278 | 318.8756 | -530.4953 | 0
| 60452362 | 7844.0559 | 5328.0371 | 2516.0188 | 1 |  | 1983.2151 | 3048.8225 | 3300.4244 | 1731.6132 | 1198.8095 | 1
| 60452363 | 3366.0205 | 2338.4805 | 1027.5401 | 1 |  | 793.692 | 1261.3881 | 1364.1421 | 690.938 | 457.0899 | 1
| 60452391 | 19511.4792 | 12536.1047 | 6975.3745 | 1 |  | 5721.7641 | 8228.985 | 8926.5224 | 5024.2266 | 3770.6161 | 1
| 60452414 | 368.2692 | 276.2808 | 91.9884 | 1 |  | 64.3603 | 119.6165 | 128.8153 | 55.1615 | 27.5334 | 1
| 60452416 | 3547.8405 | 2372.6028 | 1175.2377 | 1 |  | 937.9774 | 1412.498 | 1530.0217 | 820.4536 | 583.1933 | 1
| 60452418 | 1872.2893 | 1374.7998 | 497.4895 | 1 |  | 360.0095 | 634.9695 | 684.7184 | 310.2606 | 172.7806 | 1
| 60452419 | 1876.0765 | 1377.5516 | 498.5249 | 1 |  | 360.7698 | 636.2801 | 686.1326 | 310.9173 | 173.1621 | 1
| 60452420 | 18048.4879 | 13847.0627 | 4201.4253 | 1 |  | 2816.719 | 5586.1315 | 6006.2741 | 2396.5765 | 1011.8702 | 1
| 60452421 | 3990.3136 | 3305.4634 | 684.8502 | 1 |  | 354.3039 | 1015.3965 | 1083.8815 | 285.8188 | -44.7275 | 0
| 60452434 | 5582.5331 | 4155.2195 | 1427.3136 | 1 |  | 1011.7916 | 1842.8355 | 1985.5669 | 869.0603 | 453.5383 | 1
| 60452437 | 3781.3721 | 2541.5634 | 1239.8087 | 1 |  | 985.6523 | 1493.965 | 1617.9459 | 861.6715 | 607.5151 | 1
| 60452438 | 25908.1702 | 15809.6471 | 10098.523 | 1 |  | 8517.5583 | 11679.4877 | 12689.34 | 7507.706 | 5926.7413 | 1
| 60452448 | 2178.9152 | 1670.8936 | 508.0216 | 1 |  | 340.9322 | 675.111 | 725.9131 | 290.1301 | 123.0407 | 1
| 60452449 | 5924.0218 | 4448.0111 | 1476.0106 | 1 |  | 1031.2095 | 1920.8118 | 2068.4128 | 883.6085 | 438.8073 | 1
| 60452450 | 6537.2904 | 4892.1518 | 1645.1386 | 1 |  | 1155.9234 | 2134.3538 | 2298.8677 | 991.4096 | 502.1944 | 1
| 60454932 | 1705.2527 | 1474.415 | 230.8377 | 1 |  | 83.3962 | 378.2792 | 401.363 | 60.3125 | -87.129 | 0
| 60454995 | 1609.8 | 1606.5014 | 3.2986 | 1 |  | -157.3516 | 163.9487 | 164.2786 | -157.6814 | -318.3316 | 0
| 60454996 | 838.2272 | 842.6015 | -4.3742 | 0 |  | -88.6344 | 79.8859 | 79.4485 | -88.197 | -172.4571 | 1
| 60454997 | 17432.3028 | 15389.1719 | 2043.1309 | 1 |  | 504.2137 | 3582.0481 | 3786.3611 | 299.9006 | -1239.0166 | 0
| 60455064 | 16328.1886 | 13915.3073 | 2412.8813 | 1 |  | 1021.3505 | 3804.412 | 4045.7001 | 780.0624 | -611.4683 | 0
| 60455066 | 1015.5835 | 975.7886 | 39.7948 | 1 |  | -57.784 | 137.3737 | 141.3532 | -61.7635 | -159.3424 | 0
| 60455071 | 1575.3885 | 1156.3068 | 419.0818 | 1 |  | 303.4511 | 534.7124 | 576.6206 | 261.5429 | 145.9122 | 1
| 60455072 | 10276.3217 | 7208.0676 | 3068.2542 | 1 |  | 2347.4474 | 3789.0609 | 4095.8863 | 2040.622 | 1319.8152 | 1
| 60455077 | 2490.3913 | 1838.7534 | 651.6379 | 1 |  | 467.7625 | 835.5132 | 900.677 | 402.5987 | 218.7234 | 1
| 60455099 | 10917.0791 | 7220.7258 | 3696.3533 | 1 |  | 2974.2807 | 4418.4258 | 4788.0612 | 2604.6453 | 1882.5728 | 1
| 60455100 | 2648.885 | 1874.5268 | 774.3582 | 1 |  | 586.9055 | 961.8109 | 1039.2467 | 509.4697 | 322.017 | 1
| 60455117 | 69808.232 | 39934.1362 | 29874.0958 | 1 |  | 25880.6822 | 33867.5094 | 36854.919 | 22893.2726 | 18899.859 | 1
| 60455122 | 961.4614 | 716.0186 | 245.4428 | 1 |  | 173.841 | 317.0447 | 341.589 | 149.2967 | 77.6948 | 1
| 60455123 | 8198.2368 | 5872.3433 | 2325.8934 | 1 |  | 1738.6591 | 2913.1277 | 3145.7171 | 1506.0697 | 918.8354 | 1
| 60455124 | 2696.0534 | 1684.6526 | 1011.4009 | 1 |  | 842.9356 | 1179.8661 | 1281.0062 | 741.7955 | 573.3303 | 1
| 60455125 | 39935.0013 | 21646.7674 | 18288.2339 | 1 |  | 16123.5572 | 20452.9107 | 22281.7341 | 14294.7338 | 12130.057 | 1
| 60455126 | 37119.0841 | 20301.6871 | 16817.397 | 1 |  | 14787.2283 | 18847.5657 | 20529.3054 | 13105.4886 | 11075.3199 | 1
| 60455127 | 1103.5058 | 821.1374 | 282.3683 | 1 |  | 200.2546 | 364.4821 | 392.7189 | 172.0178 | 89.904 | 1
| 60455128 | 21758.9646 | 14636.2792 | 7122.6854 | 1 |  | 5659.0575 | 8586.3133 | 9298.5818 | 4946.7889 | 3483.161 | 1
| 60455180 | 32556.3501 | 17869.095 | 14687.2551 | 1 |  | 12900.3456 | 16474.1646 | 17942.8901 | 11431.6201 | 9644.7106 | 1
| 60455253 | 2707.7511 | 1204.7385 | 1503.0126 | 1 |  | 1382.5387 | 1623.4864 | 1773.7877 | 1232.2375 | 1111.7636 | 1
| 60455254 | 21316.0626 | 9149.7383 | 12166.3242 | 1 |  | 11251.3504 | 13081.2981 | 14297.9305 | 10034.718 | 9119.7441 | 1
| 60455255 | 6846.4883 | 3020.9271 | 3825.5612 | 1 |  | 3523.4684 | 4127.6539 | 4510.21 | 3140.9123 | 2838.8196 | 1
| 60455320 | 35358.9181 | 25825.1021 | 9533.8161 | 1 |  | 6951.3058 | 12116.3263 | 13069.7079 | 5997.9242 | 3415.414 | 1
| 60455326 | 34584.9207 | 24149.8056 | 10435.1151 | 1 |  | 8020.1346 | 12850.0957 | 13893.6072 | 6976.623 | 4561.6425 | 1
| 60455350 | 68308.9129 | 42160.3432 | 26148.5697 | 1 |  | 21932.5354 | 30364.604 | 32979.461 | 19317.6784 | 15101.6441 | 1
| 60455693 | 73508.0064 | 29391.4362 | 44116.5702 | 1 |  | 41177.4266 | 47055.7138 | 51467.3709 | 36765.7696 | 33826.626 | 1
| 60455694 | 35008.2634 | 14672.0526 | 20336.2108 | 1 |  | 18869.0055 | 21803.416 | 23837.0371 | 16835.3844 | 15368.1792 | 1
| 60455707 | 363943.5862 | 92727.9888 | 271215.5974 | 1 |  | 261942.7985 | 280488.3963 | 307609.956 | 234821.2388 | 225548.4399 | 1
| 60455714 | 5057.1804 | 1350.4307 | 3706.7497 | 1 |  | 3571.7066 | 3841.7928 | 4212.4678 | 3201.0317 | 3065.9886 | 1
| 60455729 | 55843.0811 | 8406.032 | 47437.0491 | 1 |  | 46596.4459 | 48277.6523 | 53021.3572 | 41852.741 | 41012.1378 | 1
| 60455757 | 280946.7995 | 75048.7681 | 205898.0314 | 1 |  | 198393.1546 | 213402.9082 | 233992.7114 | 177803.3515 | 170298.4746 | 1
| 60455836 | 33668.7078 | 8768.2932 | 24900.4147 | 1 |  | 24023.5854 | 25777.244 | 28267.2855 | 21533.5439 | 20656.7146 | 1
| 60455857 | 5074.2222 | 1487.5779 | 3586.6443 | 1 |  | 3437.8866 | 3735.4021 | 4094.0666 | 3079.2221 | 2930.4643 | 1
| 60458424 | 626.2851 | 588.3351 | 37.95 | 1 |  | -20.8835 | 96.7835 | 100.5785 | -24.6785 | -83.512 | 0
| 60458425 | 13421.1792 | 11378.1468 | 2043.0324 | 1 |  | 905.2178 | 3180.8471 | 3385.1504 | 700.9145 | -436.9002 | 0
| 60458435 | 3326.908 | 2963.1393 | 363.7686 | 1 |  | 67.4547 | 660.0826 | 696.4594 | 31.0778 | -265.2361 | 0
| 60458436 | 1501.1098 | 1358.289 | 142.8208 | 1 |  | 6.9919 | 278.6497 | 292.9318 | -7.2902 | -143.1191 | 0
| 60458470 | 4853.0434 | 2977.4487 | 1875.5947 | 1 |  | 1577.8499 | 2173.3396 | 2360.8991 | 1390.2904 | 1092.5455 | 1
| 60458471 | 27060.9397 | 15335.787 | 11725.1527 | 1 |  | 10191.574 | 13258.7314 | 14431.2467 | 9019.0588 | 7485.4801 | 1
| 60458555 | 68739.5511 | 30828.4267 | 37911.1244 | 1 |  | 34828.2817 | 40993.9671 | 44785.0795 | 31037.1693 | 27954.3266 | 1
| 60458593 | 7623.0277 | 3979.6546 | 3643.3731 | 1 |  | 3245.4076 | 4041.3386 | 4405.6759 | 2881.0703 | 2483.1049 | 1
| 60458594 | 12138.3904 | 6255.9444 | 5882.446 | 1 |  | 5256.8515 | 6508.0404 | 7096.285 | 4668.6069 | 4043.0125 | 1
| 60458595 | 2993.7418 | 1584.487 | 1409.2548 | 1 |  | 1250.8061 | 1567.7035 | 1708.629 | 1109.8806 | 951.4319 | 1
| 60458596 | 6905.4199 | 3612.5644 | 3292.8555 | 1 |  | 2931.5991 | 3654.1119 | 3983.3975 | 2602.3135 | 2241.0571 | 1
| 60458613 | 6626.806 | 15211.4056 | -8584.5996 | 0 |  | -10105.7402 | -7063.4591 | -7921.919 | -9247.2802 | -10768.4208 | 1
| 60458623 | 862.9371 | 682.4403 | 180.4968 | 1 |  | 112.2527 | 248.7408 | 266.7905 | 94.2031 | 25.959 | 1
| 60458625 | 5716.1918 | 13895.4944 | -8179.3026 | 0 |  | -9568.852 | -6789.7531 | -7607.6834 | -8750.9217 | -10140.4712 | 1
| 60458653 | 285.2964 | 577.4885 | -292.1921 | 0 |  | -349.9409 | -234.4432 | -263.6624 | -320.7217 | -378.4706 | 1
| 60458654 | 47521.4575 | 47319.5791 | 201.8784 | 1 |  | -4530.0795 | 4933.8363 | 4954.0242 | -4550.2673 | -9282.2252 | 0
| 60458658 | 12811.4919 | 16419.9966 | -3608.5047 | 0 |  | -5250.5043 | -1966.505 | -2327.3555 | -4889.6539 | -6531.6535 | 1
| 60458691 | 636.0992 | 1250.4184 | -614.3192 | 0 |  | -739.361 | -489.2774 | -550.7093 | -677.9291 | -802.9709 | 1
| 60458765 | 25209.0071 | 7372.0749 | 17836.9322 | 1 |  | 17099.7247 | 18574.1397 | 20357.8329 | 15316.0315 | 14578.824 | 1
| 60458767 | 6702.8088 | 1993.955 | 4708.8538 | 1 |  | 4509.4583 | 4908.2493 | 5379.1347 | 4038.573 | 3839.1775 | 1
| 60458768 | 47742.6649 | 16637.3889 | 31105.276 | 1 |  | 29441.5371 | 32769.0149 | 35879.5425 | 26331.0095 | 24667.2706 | 1
| 60458783 | 83092.871 | 23608.8015 | 59484.0695 | 1 |  | 57123.1893 | 61844.9496 | 67793.3566 | 51174.7824 | 48813.9022 | 1
| 60458786 | 45990.196 | 13206.4434 | 32783.7526 | 1 |  | 31463.1083 | 34104.3969 | 37382.7722 | 28184.733 | 26864.0887 | 1
| 60458790 | 62992.6364 | 20131.0754 | 42861.561 | 1 |  | 40848.4535 | 44874.6685 | 49160.8246 | 36562.2974 | 34549.1898 | 1
| 60458794 | 78108.6511 | 21845.4475 | 56263.2036 | 1 |  | 54078.6589 | 58447.7484 | 64074.0687 | 48452.3385 | 46267.7938 | 1
| 60458796 | 38046.3303 | 11226.7977 | 26819.5325 | 1 |  | 25696.8528 | 27942.2123 | 30624.1656 | 23014.8995 | 21892.2197 | 1
| 60458805 | 4597.8411 | 1385.2566 | 3212.5845 | 1 |  | 3074.0588 | 3351.1102 | 3672.3686 | 2752.8004 | 2614.2747 | 1
| 60458808 | 6537.4549 | 1986.25 | 4551.2049 | 1 |  | 4352.5799 | 4749.8299 | 5204.9504 | 3897.4594 | 3698.8344 | 1
| 60458809 | 2824.6631 | 861.3137 | 1963.3494 | 1 |  | 1877.2181 | 2049.4808 | 2245.8157 | 1680.8831 | 1594.7517 | 1
| 60458812 | 4067.0111 | 1331.8717 | 2735.1394 | 1 |  | 2601.9522 | 2868.3266 | 3141.8405 | 2328.4383 | 2195.2511 | 1
| 60458815 | 71127.7378 | 22564.2179 | 48563.52 | 1 |  | 46307.0982 | 50819.9417 | 55676.2937 | 41450.7462 | 39194.3244 | 1
| 60458817 | 15512.5841 | 6480.4914 | 9032.0927 | 1 |  | 8384.0436 | 9680.1419 | 10583.3511 | 7480.8343 | 6832.7852 | 1
| 60458818 | 17295.9326 | 5431.5048 | 11864.4278 | 1 |  | 11321.2773 | 12407.5783 | 13594.0211 | 10134.8346 | 9591.6841 | 1
| 60458834 | 10344.8976 | 3131.5495 | 7213.348 | 1 |  | 6900.1931 | 7526.503 | 8247.8378 | 6178.8583 | 5865.7033 | 1
| 60458839 | 73096.5185 | 17060.0655 | 56036.4529 | 1 |  | 54330.4464 | 57742.4595 | 63346.1048 | 48726.8011 | 47020.7946 | 1
| 60458841 | 4568.0834 | 1426.5336 | 3141.5498 | 1 |  | 2998.8964 | 3284.2031 | 3598.3581 | 2684.7414 | 2542.0881 | 1
| 60458846 | 9021.4282 | 6238.3329 | 2783.0953 | 1 |  | 2159.262 | 3406.9286 | 3685.2381 | 1880.9525 | 1257.1192 | 1
| 60458897 | 907.2841 | 714.3675 | 192.9166 | 1 |  | 121.4798 | 264.3533 | 283.645 | 102.1882 | 30.7514 | 1
| 60458898 | 3281.5013 | 2546.5167 | 734.9846 | 1 |  | 480.333 | 989.6363 | 1063.1348 | 406.8345 | 152.1828 | 1
| 60458988 | 2974.4721 | 2702.8189 | 271.6532 | 1 |  | 1.3713 | 541.9351 | 569.1004 | -25.794 | -296.0759 | 0
| 60459035 | 1442.6849 | 1341.7782 | 100.9068 | 1 |  | -33.2711 | 235.0846 | 245.1752 | -43.3617 | -177.5396 | 0
| 60459044 | 679.5095 | 604.2955 | 75.214 | 1 |  | 14.7845 | 135.6436 | 143.165 | 7.2631 | -53.1665 | 0
| 60459050 | 1630.8146 | 1499.1812 | 131.6334 | 1 |  | -18.2847 | 281.5515 | 294.7148 | -31.4481 | -181.3662 | 0
| 60459058 | 6421.8937 | 4646.6912 | 1775.2026 | 1 |  | 1310.5334 | 2239.8717 | 2417.3919 | 1133.0132 | 668.3441 | 1
| 60459066 | 21396.7483 | 17667.1128 | 3729.6355 | 1 |  | 1962.9242 | 5496.3468 | 5869.3103 | 1589.9607 | -176.7506 | 0
| 60459088 | 4106.1689 | 1759.0837 | 2347.0852 | 1 |  | 2171.1769 | 2522.9936 | 2757.7021 | 1936.4683 | 1760.56 | 1
| 60459093 | 7502.9096 | 6727.0527 | 775.8568 | 1 |  | 103.1516 | 1448.5621 | 1526.1478 | 25.5659 | -647.1394 | 0
| 60459103 | 2158.8117 | 1956.5305 | 202.2812 | 1 |  | 6.6281 | 397.9342 | 418.1623 | -13.6 | -209.253 | 0
| 60459110 | 79997.7915 | 50791.6422 | 29206.1493 | 1 |  | 24126.9851 | 34285.3135 | 37205.9285 | 21206.3701 | 16127.2059 | 1
| 60459126 | 2761.7856 | 2273.538 | 488.2476 | 1 |  | 260.8938 | 715.6014 | 764.4262 | 212.069 | -15.2848 | 0
| 60459140 | 108157.8435 | 57189.5796 | 50968.2639 | 1 |  | 45249.306 | 56687.2219 | 61784.0483 | 40152.4796 | 34433.5216 | 1
| 60459145 | 26061.4408 | 17433.7601 | 8627.6807 | 1 |  | 6884.3047 | 10371.0567 | 11233.8247 | 6021.5366 | 4278.1606 | 1
| 60459168 | 1101.1542 | 1064.947 | 36.2072 | 1 |  | -70.2875 | 142.7019 | 146.3226 | -73.9082 | -180.4029 | 0
| 60459169 | 5202.8235 | 4844.8208 | 358.0027 | 1 |  | -126.4794 | 842.4848 | 878.285 | -162.2797 | -646.7618 | 0
| 60459170 | 1294.2244 | 1249.3177 | 44.9067 | 1 |  | -80.025 | 169.8385 | 174.3292 | -84.5157 | -209.4475 | 0
| 60459171 | 2935.4128 | 2789.7759 | 145.637 | 1 |  | -133.3406 | 424.6146 | 439.1783 | -147.9043 | -426.8819 | 0
| 60459172 | 1716.8479 | 1650.5302 | 66.3177 | 1 |  | -98.7354 | 231.3707 | 238.0025 | -105.3671 | -270.4201 | 0
| 60459175 | 5208.719 | 5283.4579 | -74.739 | 0 |  | -603.0848 | 453.6068 | 446.1329 | -595.6109 | -1123.9567 | 1
| 60459177 | 36134.3799 | 24312.7122 | 11821.6676 | 1 |  | 9390.3964 | 14252.9388 | 15435.1056 | 8208.2296 | 5776.9584 | 1
| 60459178 | 50670.4554 | 37825.1559 | 12845.2995 | 1 |  | 9062.7839 | 16627.8151 | 17912.345 | 7778.2539 | 3995.7383 | 1
| 60459189 | 4312.3107 | 3293.9058 | 1018.4049 | 1 |  | 689.0143 | 1347.7954 | 1449.6359 | 587.1738 | 257.7832 | 1
| 60459202 | 37897.0689 | 29150.9288 | 8746.1401 | 1 |  | 5831.0472 | 11661.233 | 12535.847 | 4956.4332 | 2041.3403 | 1
| 60459203 | 193017.1238 | 88102.7617 | 104914.3621 | 1 |  | 96104.0859 | 113724.6383 | 124216.0745 | 85612.6497 | 76802.3736 | 1
| 60459214 | 115857.8565 | 64241.3448 | 51616.5117 | 1 |  | 45192.3772 | 58040.6462 | 63202.2973 | 40030.726 | 33606.5915 | 1
| 60459216 | 1695.7359 | 1321.4148 | 374.321 | 1 |  | 242.1795 | 506.4625 | 543.8946 | 204.7474 | 72.6059 | 1
| 60459217 | 1473.0046 | 1134.8427 | 338.1619 | 1 |  | 224.6776 | 451.6462 | 485.4623 | 190.8614 | 77.3771 | 1
| 60459218 | 13052.1287 | 9280.1737 | 3771.955 | 1 |  | 2843.9376 | 4699.9723 | 5077.1678 | 2466.7421 | 1538.7247 | 1
| 60459219 | 38604.0945 | 24345.7339 | 14258.3606 | 1 |  | 11823.7873 | 16692.934 | 18118.7701 | 10397.9512 | 7963.3778 | 1
| 60459235 | 69415.3264 | 40649.6044 | 28765.722 | 1 |  | 24700.7615 | 32830.6824 | 35707.2546 | 21824.1893 | 17759.2289 | 1
| 60459236 | 16308.1515 | 12067.7481 | 4240.4034 | 1 |  | 3033.6286 | 5447.1782 | 5871.2185 | 2609.5882 | 1402.8134 | 1
| 60459238 | 14647.913 | 14904.855 | -256.942 | 0 |  | -1747.4275 | 1233.5435 | 1207.8493 | -1721.7333 | -3212.2188 | 1
| 60459239 | 32685.8696 | 29434.9146 | 3250.9549 | 1 |  | 307.4635 | 6194.4464 | 6519.5419 | -17.632 | -2961.1235 | 0
| 60459248 | 43634.1802 | 28397.4857 | 15236.6945 | 1 |  | 12396.9459 | 18076.4431 | 19600.1125 | 10873.2765 | 8033.5279 | 1
| 60459258 | 43601.5908 | 31227.9882 | 12373.6026 | 1 |  | 9250.8038 | 15496.4014 | 16733.7617 | 8013.4435 | 4890.6447 | 1
| 60459260 | 7069.08 | 6360.5128 | 708.5672 | 1 |  | 72.5159 | 1344.6185 | 1415.4752 | 1.6592 | -634.3921 | 0
| 60642451 | 24474.6269 | 29204.3137 | -4729.6868 | 0 |  | -7650.1182 | -1809.2555 | -2282.2241 | -7177.1495 | -10097.5809 | 1
| 60483459 | 7807.9071 | 9573.5157 | -1765.6086 | 0 |  | -2722.9602 | -808.2571 | -984.8179 | -2546.3993 | -3503.7509 | 1
| 60483625 | 498.8317 | 699.5078 | -200.6761 | 0 |  | -270.6268 | -130.7253 | -150.7929 | -250.5592 | -320.51 | 1
| 60489307 | 55848.8726 | 45333.1698 | 10515.7028 | 1 |  | 5982.3858 | 15049.0198 | 16100.5901 | 4930.8156 | 397.4986 | 1
| 60489520 | 26362.6917 | 21300.4018 | 5062.2899 | 1 |  | 2932.2497 | 7192.3301 | 7698.5591 | 2426.0207 | 295.9806 | 1
| 60490015 | 33988.2259 | 46381.6059 | -12393.3801 | 0 |  | -17031.5406 | -7755.2195 | -8994.5575 | -15792.2026 | -20430.3632 | 1
| 60490070 | 9506.2212 | 16098.0359 | -6591.8146 | 0 |  | -8201.6182 | -4982.0111 | -5641.1925 | -7542.4368 | -9152.2404 | 1
| 60493140 | 2707.3946 | 1592.0227 | 1115.3719 | 1 |  | 956.1696 | 1274.5741 | 1386.1113 | 844.6324 | 685.4301 | 1
| 60505406 | 8587.819 | 10412.2646 | -1824.4456 | 0 |  | -2865.6721 | -783.2191 | -965.6637 | -2683.2275 | -3724.454 | 1
| 60505413 | 3611.7294 | 4768.3208 | -1156.5914 | 0 |  | -1633.4235 | -679.7593 | -795.4185 | -1517.7644 | -1994.5964 | 1
| 60516240 | 2059.2023 | 2464.513 | -405.3107 | 0 |  | -651.762 | -158.8594 | -199.3905 | -611.2309 | -857.6822 | 1
| 60516528 | 3968.9406 | 5596.0625 | -1627.1219 | 0 |  | -2186.7282 | -1067.5157 | -1230.2279 | -2024.016 | -2583.6222 | 1
| 60516887 | 1984.1495 | 1994.5054 | -10.3559 | 0 |  | -209.8064 | 189.0947 | 188.0591 | -208.7708 | -408.2213 | 1
| 60517605 | 22522.0813 | 22832.2433 | -310.162 | 0 |  | -2593.3863 | 1973.0624 | 1942.0462 | -2562.3701 | -4845.5944 | 1
| 60518339 | 7154.2355 | 8499.7629 | -1345.5275 | 0 |  | -2195.5038 | -495.5512 | -630.1039 | -2060.951 | -2910.9273 | 1
| 60520915 | 8741.3088 | 7865.1976 | 876.1111 | 1 |  | 89.5914 | 1662.6309 | 1750.242 | 1.9803 | -784.5395 | 0
| 60521573 | 4384.1834 | 3672.5536 | 711.6298 | 1 |  | 344.3745 | 1078.8852 | 1150.0482 | 273.2115 | -94.0439 | 0
| 60522905 | 10333.3855 | 7323.0928 | 3010.2927 | 1 |  | 2277.9834 | 3742.602 | 4043.6312 | 1976.9541 | 1244.6448 | 1
| 60523657 | 20714.5134 | 16323.6836 | 4390.8299 | 1 |  | 2758.4615 | 6023.1982 | 6462.2812 | 2319.3785 | 687.0102 | 1
| 60523667 | 15302.6643 | 12459.0542 | 2843.61 | 1 |  | 1597.7046 | 4089.5155 | 4373.8765 | 1313.3436 | 67.4382 | 1
| 60523903 | 444975.6415 | 105398.9317 | 339576.7098 | 1 |  | 329036.8166 | 350116.603 | 384074.2739 | 295079.1456 | 284539.2525 | 1
| 60524492 | 60958.3519 | 22498.1747 | 38460.1773 | 1 |  | 36210.3598 | 40709.9947 | 44556.0125 | 32364.3421 | 30114.5246 | 1
| 60524554 | 18717.0028 | 17966.5088 | 750.494 | 1 |  | -1046.1569 | 2547.1449 | 2622.1943 | -1121.2063 | -2917.8571 | 0
| 60524692 | 13879.5369 | 13096.9217 | 782.6152 | 1 |  | -527.077 | 2092.3073 | 2170.5689 | -605.3385 | -1915.0307 | 0
| 60525717 | 36323.5326 | 30843.2864 | 5480.2462 | 1 |  | 2395.9176 | 8564.5748 | 9112.5995 | 1847.8929 | -1236.4357 | 0
| 60526914 | 19678.9739 | 12738.0869 | 6940.887 | 1 |  | 5667.0783 | 8214.6957 | 8908.7844 | 4972.9896 | 3699.1809 | 1
| 60527045 | 2217.1194 | 2478.272 | -261.1526 | 0 |  | -508.9798 | -13.3254 | -39.4407 | -482.8646 | -730.6918 | 1
| 60527120 | 704.3838 | 803.5259 | -99.1421 | 0 |  | -179.4947 | -18.7895 | -28.7037 | -169.5805 | -249.9331 | 1
| 60527123 | 17949.3106 | 17069.972 | 879.3386 | 1 |  | -827.6586 | 2586.3358 | 2674.2697 | -915.5924 | -2622.5896 | 0
| 60527659 | 14563.747 | 14298.9084 | 264.8386 | 1 |  | -1165.0523 | 1694.7294 | 1721.2133 | -1191.5361 | -2621.427 | 0
| 60528096 | 1700.3348 | 1913.6024 | -213.2676 | 0 |  | -404.6279 | -21.9074 | -43.2342 | -383.3011 | -574.6614 | 1
| 60528663 | 1945.2798 | 2182.1782 | -236.8984 | 0 |  | -455.1162 | -18.6806 | -42.3704 | -431.4264 | -649.6442 | 1
| 60549519 | 45935.4217 | 18288.4695 | 27646.9522 | 1 |  | 25818.1053 | 29475.7992 | 32240.4944 | 23053.4101 | 21224.5631 | 1
| 60551231 | 13063.7736 | 5360.5084 | 7703.2652 | 1 |  | 7167.2144 | 8239.3161 | 9009.6426 | 6396.8879 | 5860.837 | 1
| 60551581 | 16214.3613 | 8324.198 | 7890.1633 | 1 |  | 7057.7435 | 8722.5831 | 9511.5994 | 6268.7271 | 5436.3073 | 1
| 60551633 | 22707.1223 | 11014.9091 | 11692.2132 | 1 |  | 10590.7223 | 12793.7041 | 13962.9254 | 9421.501 | 8320.0101 | 1
| 60551634 | 35661.7549 | 16916.9719 | 18744.783 | 1 |  | 17053.0858 | 20436.4802 | 22310.9585 | 15178.6075 | 13486.9103 | 1
| 60555417 | 4911.9277 | 2497.5346 | 2414.3931 | 1 |  | 2164.6397 | 2664.1466 | 2905.5859 | 1923.2004 | 1673.4469 | 1
| 60557635 | 68187.694 | 35913.2046 | 32274.4894 | 1 |  | 28683.1689 | 35865.8099 | 39093.2588 | 25455.72 | 21864.3995 | 1
| 60557868 | 45392.2353 | 23841.6039 | 21550.6314 | 1 |  | 19166.471 | 23934.7918 | 26089.8549 | 17011.4079 | 14627.2475 | 1
| 60558095 | 24629.5919 | 22523.4912 | 2106.1007 | 1 |  | -146.2484 | 4358.4498 | 4569.0599 | -356.8585 | -2609.2076 | 0
| 60558507 | 736975.2059 | 202435.6906 | 534539.5153 | 1 |  | 514295.9463 | 554783.0844 | 608237.0359 | 460841.9947 | 440598.4257 | 1
| 60558594 | 22812.0665 | 45087.1587 | -22275.0922 | 0 |  | -26783.8081 | -17766.3763 | -19993.8856 | -24556.2989 | -29065.0147 | 1
| 60558654 | 348.1744 | 445.7918 | -97.6173 | 0 |  | -142.1965 | -53.0381 | -62.7999 | -132.4348 | -177.0139 | 1
| 60561262 | 218312.7442 | 91456.1064 | 126856.6378 | 1 |  | 117711.0272 | 136002.2485 | 148687.9122 | 105025.3634 | 95879.7528 | 1
| 60561266 | 40392.1829 | 25207.5979 | 15184.585 | 1 |  | 12663.8252 | 17705.3448 | 19223.8033 | 11145.3667 | 8624.6069 | 1
| 60561345 | 1186.2626 | 5642.8431 | -4456.5806 | 0 |  | -5020.8649 | -3892.2963 | -4337.9543 | -4575.2068 | -5139.4911 | 1
| 60561394 | 23194.936 | 7264.7443 | 15930.1917 | 1 |  | 15203.7172 | 16656.6661 | 18249.6853 | 13610.6981 | 12884.2236 | 1
| 60561412 | 6641.1711 | 5181.0909 | 1460.0801 | 1 |  | 941.971 | 1978.1892 | 2124.1972 | 795.963 | 277.8539 | 1
| 60561511 | 3822.0799 | 2965.3408 | 856.7391 | 1 |  | 560.205 | 1153.2732 | 1238.9471 | 474.5311 | 177.997 | 1
| 60561779 | 14908.3063 | 7968.6654 | 6939.641 | 1 |  | 6142.7744 | 7736.5075 | 8430.4716 | 5448.8103 | 4651.9438 | 1
| 60562223 | 29253.7615 | 19949.4566 | 9304.305 | 1 |  | 7309.3593 | 11299.2506 | 12229.6811 | 6378.9288 | 4383.9831 | 1
| 60562846 | 5503.653 | 2205.8437 | 3297.8093 | 1 |  | 3077.2249 | 3518.3937 | 3848.1746 | 2747.444 | 2526.8596 | 1
| 60565054 | 48742.749 | 24708.9716 | 24033.7775 | 1 |  | 21562.8803 | 26504.6746 | 28908.0524 | 19159.5026 | 16688.6054 | 1
| 60565358 | 17558.5871 | 9656.0697 | 7902.5173 | 1 |  | 6936.9104 | 8868.1243 | 9658.376 | 6146.6586 | 5181.0517 | 1
| 60565791 | 1661.1346 | 7805.7587 | -6144.6242 | 0 |  | -6925.2 | -5364.0483 | -5978.5107 | -6310.7376 | -7091.3135 | 1
| 60569279 | 18227.1154 | 16485.4895 | 1741.626 | 1 |  | 93.077 | 3390.1749 | 3564.3375 | -81.0856 | -1729.6345 | 0
| 60569377 | 28165.728 | 13596.6488 | 14569.0793 | 1 |  | 13209.4144 | 15928.7441 | 17385.6521 | 11752.5065 | 10392.8416 | 1
| 60569421 | 26787.7246 | 13865.2245 | 12922.5 | 1 |  | 11535.9776 | 14309.0225 | 15601.2725 | 10243.7276 | 8857.2051 | 1
| 60569721 | 7255.9625 | 5503.602 | 1752.3605 | 1 |  | 1202.0003 | 2302.7207 | 2477.9567 | 1026.7642 | 476.404 | 1
| 60570900 | 1011.7337 | 905.8929 | 105.8408 | 1 |  | 15.2516 | 196.4301 | 207.0142 | 4.6675 | -85.9218 | 0
| 60581336 | 10812.5226 | 14009.4189 | -3196.8964 | 0 |  | -4597.8382 | -1795.9545 | -2115.6441 | -4278.1486 | -5679.0905 | 1
| 60582755 | 16783.9274 | 13438.145 | 3345.7824 | 1 |  | 2001.9679 | 4689.5969 | 5024.1751 | 1667.3896 | 323.5751 | 1
| 60583210 | 22255.3358 | 17695.7315 | 4559.6042 | 1 |  | 2790.0311 | 6329.1774 | 6785.1378 | 2334.0707 | 564.4975 | 1
| 60583646 | 29499.3897 | 23443.1431 | 6056.2466 | 1 |  | 3711.9323 | 8400.5609 | 9006.1856 | 3106.3076 | 761.9933 | 1
| 60585255 | 2311.3256 | 3198.1431 | -886.8175 | 0 |  | -1206.6318 | -567.0032 | -655.6849 | -1117.9501 | -1437.7644 | 1
| 60585319 | 48784.9786 | 33268.7238 | 15516.2548 | 1 |  | 12189.3824 | 18843.1272 | 20394.7526 | 10637.7569 | 7310.8845 | 1
| 60618379 | 22678.0449 | 28121.2048 | -5443.16 | 0 |  | -8255.2804 | -2631.0395 | -3175.3555 | -7710.9644 | -10523.0849 | 1
| 60618841 | 18531.7274 | 14845.9664 | 3685.761 | 1 |  | 2201.1643 | 5170.3576 | 5538.9337 | 1832.5882 | 347.9916 | 1
| 60619681 | 6172.4329 | 1837.1024 | 4335.3306 | 1 |  | 4151.6203 | 4519.0408 | 4952.5739 | 3718.0873 | 3534.3771 | 1
| 60620052 | 9790.4827 | 14848.1679 | -5057.6852 | 0 |  | -6542.502 | -3572.8684 | -4078.6369 | -6036.7335 | -7521.5502 | 1
| 60620055 | 33418.8061 | 20790.9573 | 12627.8487 | 1 |  | 10548.753 | 14706.9445 | 15969.7293 | 9285.9681 | 7206.8724 | 1
| 60620565 | 7293.3897 | 6255.394 | 1037.9956 | 1 |  | 412.4562 | 1663.535 | 1767.3346 | 308.6566 | -316.8828 | 0
| 60640491 | 9123.8978 | 6995.2666 | 2128.6312 | 1 |  | 1429.1045 | 2828.1579 | 3041.021 | 1216.2414 | 516.7148 | 1
| 60640499 | 4157.2637 | 7174.4956 | -3017.2318 | 0 |  | -3734.6814 | -2299.7823 | -2601.5055 | -3432.9582 | -4150.4078 | 1
| 60640546 | 11095.918 | 16141.5143 | -5045.5963 | 0 |  | -6659.7477 | -3431.4449 | -3936.0045 | -6155.1881 | -7769.3396 | 1
| 60640549 | 6935.0234 | 11901.5393 | -4966.5159 | 0 |  | -6156.6699 | -3776.362 | -4273.0136 | -5660.0183 | -6850.1722 | 1
| 60640557 | 11747.9808 | 17029.2453 | -5281.2646 | 0 |  | -6984.1891 | -3578.34 | -4106.4665 | -6456.0626 | -8158.9872 | 1
| 60640585 | 75592.5189 | 33803.1235 | 41789.3953 | 1 |  | 38409.083 | 45169.7077 | 49348.6472 | 34230.1435 | 30849.8311 | 1
| 60640688 | 13497.8541 | 18187.7536 | -4689.8995 | 0 |  | -6508.6748 | -2871.1241 | -3340.1141 | -6039.6849 | -7858.4602 | 1
| 60640709 | 34359.6085 | 22635.7647 | 11723.8438 | 1 |  | 9460.2673 | 13987.4203 | 15159.8046 | 8287.8829 | 6024.3065 | 1
| 60640744 | 2753.5745 | 1629.0662 | 1124.5083 | 1 |  | 961.6017 | 1287.4149 | 1399.8657 | 849.1508 | 686.2442 | 1
| 60640838 | 7682.9795 | 11799.1723 | -4116.1928 | 0 |  | -5296.1101 | -2936.2756 | -3347.8949 | -4884.4908 | -6064.408 | 1
| 60640852 | 9718.6828 | 13775.5158 | -4056.833 | 0 |  | -5434.3846 | -2679.2815 | -3084.9648 | -5028.7013 | -6406.2529 | 1
| 60642328 | 1247.0609 | 1512.3898 | -265.3289 | 0 |  | -416.5679 | -114.0899 | -140.6228 | -390.035 | -541.274 | 1
| 60642429 | 516490.6513 | 193381.7149 | 323108.9364 | 1 |  | 303770.7649 | 342447.1079 | 374758.0015 | 271459.8713 | 252121.6998 | 1
| 60642439 | 2116.5494 | 3661.5464 | -1544.997 | 0 |  | -1911.1516 | -1178.8423 | -1333.342 | -1756.6519 | -2122.8066 | 1
| 60642453 | 32702.2081 | 34106.9224 | -1404.7143 | 0 |  | -4815.4065 | 2005.9779 | 1865.5065 | -4674.9351 | -8085.6274 | 1
| 60642553 | 1300.8194 | 1659.4555 | -358.6361 | 0 |  | -524.5817 | -192.6906 | -228.5542 | -488.7181 | -654.6636 | 1
| 60642555 | 9126.7222 | 10005.6599 | -878.9376 | 0 |  | -1879.5036 | 121.6284 | 33.7346 | -1791.6099 | -2792.1758 | 1
| 60642714 | 13061.5387 | 17117.303 | -4055.7643 | 0 |  | -5767.4946 | -2344.034 | -2749.6104 | -5361.9181 | -7073.6484 | 1
| 60642723 | 739.2181 | 2103.4767 | -1364.2586 | 0 |  | -1574.6063 | -1153.9109 | -1290.3368 | -1438.1804 | -1648.5281 | 1
| 60642725 | 5686.4438 | 9246.0514 | -3559.6076 | 0 |  | -4484.2127 | -2635.0024 | -2990.9632 | -4128.252 | -5052.8571 | 1
| 60642757 | 77628.1538 | 64206.1218 | 13422.032 | 1 |  | 7001.4199 | 19842.6442 | 21184.8474 | 5659.2167 | -761.3955 | 0
| 60642958 | 3750.207 | 6994.5278 | -3244.3208 | 0 |  | -3943.7736 | -2544.868 | -2869.3001 | -3619.3415 | -4318.7943 | 1
| 60643014 | 27263.7054 | 34777.8115 | -7514.106 | 0 |  | -10991.8872 | -4036.3249 | -4787.7355 | -10240.4766 | -13718.2577 | 1
| 60643535 | 36285.5624 | 26251.6312 | 10033.9312 | 1 |  | 7408.7681 | 12659.0943 | 13662.4875 | 6405.375 | 3780.2118 | 1
| 60643541 | 20287.6167 | 11282.9345 | 9004.6822 | 1 |  | 7876.3888 | 10132.9757 | 11033.4439 | 6975.9206 | 5847.6271 | 1
| 60643628 | 22875.3364 | 28620.9319 | -5745.5955 | 0 |  | -8607.6887 | -2883.5023 | -3458.0618 | -8033.1291 | -10895.2223 | 1
| 60643709 | 2382.5243 | 1842.0556 | 540.4687 | 1 |  | 356.2631 | 724.6742 | 778.7211 | 302.2162 | 118.0107 | 1
| 60643945 | 1453.1846 | 1438.6416 | 14.543 | 1 |  | -129.3211 | 158.4072 | 159.8615 | -130.7754 | -274.6396 | 0
| 60643951 | 8312.951 | 11476.6613 | -3163.7103 | 0 |  | -4311.3764 | -2016.0442 | -2332.4152 | -3995.0054 | -5142.6715 | 1
| 60643952 | 3525.0013 | 4816.7525 | -1291.7512 | 0 |  | -1773.4265 | -810.076 | -939.2511 | -1644.2513 | -2125.9266 | 1
| 60644383 | 1347.5541 | 2770.5133 | -1422.9591 | 0 |  | -1700.0105 | -1145.9078 | -1288.2037 | -1557.7145 | -1834.7659 | 1
| 60644446 | 201860.9908 | 52772.2569 | 149088.734 | 1 |  | 143811.5083 | 154365.9597 | 169274.8331 | 128902.6349 | 123625.4092 | 1
| 60644473 | 2839.5588 | 7337.9526 | -4498.3937 | 0 |  | -5232.189 | -3764.5985 | -4214.4379 | -4782.3496 | -5516.1449 | 1
| 60644493 | 1938.8354 | 3830.507 | -1891.6716 | 0 |  | -2274.7223 | -1508.6209 | -1697.7881 | -2085.5552 | -2468.6059 | 1
| 60644494 | 60095.7479 | 55264.4196 | 4831.3283 | 1 |  | -695.1137 | 10357.7702 | 10840.9031 | -1178.2465 | -6704.6885 | 0
| 60644495 | 150.7011 | 443.04 | -292.3388 | 0 |  | -336.6428 | -248.0348 | -277.2687 | -307.4089 | -351.7129 | 1
| 60644565 | 37222.6682 | 42597.8796 | -5375.2113 | 0 |  | -9634.9993 | -1115.4234 | -1652.9445 | -9097.4781 | -13357.2661 | 1
| 60644572 | 11661.6698 | 18162.437 | -6500.7672 | 0 |  | -8317.0109 | -4684.5235 | -5334.6002 | -7666.9342 | -9483.1779 | 1
| 60646693 | 914.1147 | 1261.9759 | -347.8613 | 0 |  | -474.0589 | -221.6637 | -256.4498 | -439.2727 | -565.4703 | 1
| 60647116 | 5711.6639 | 7231.1827 | -1519.5188 | 0 |  | -2242.637 | -796.4005 | -948.3524 | -2090.6851 | -2813.8034 | 1
| 60647604 | 51296.784 | 44714.5432 | 6582.2407 | 1 |  | 2110.7864 | 11053.6951 | 11711.9191 | 1452.5623 | -3018.892 | 0
| 60647839 | 53780.7355 | 38245.6311 | 15535.1044 | 1 |  | 11710.5413 | 19359.6676 | 20913.178 | 10157.0309 | 6332.4678 | 1
| 60647845 | 949.877 | 1690.7065 | -740.8295 | 0 |  | -909.9002 | -571.7589 | -645.8418 | -835.8172 | -1004.8879 | 1
| 60648146 | 100568.6357 | 95397.2358 | 5171.3999 | 1 |  | -4368.3237 | 14711.1235 | 15228.2635 | -4885.4637 | -14425.1872 | 0
| 60648300 | 2700.138 | 11471.1577 | -8771.0197 | 0 |  | -9918.1354 | -7623.9039 | -8501.0059 | -9041.0335 | -10188.1492 | 1
| 60648341 | 5306.6286 | 3006.6178 | 2300.0109 | 1 |  | 1999.3491 | 2600.6726 | 2830.6737 | 1769.348 | 1468.6862 | 1
| 60648411 | 117973.4955 | 98478.1522 | 19495.3433 | 1 |  | 9647.5281 | 29343.1586 | 31292.6929 | 7697.9938 | -2149.8214 | 0
| 60650408 | 35382.0953 | 13521.7998 | 21860.2955 | 1 |  | 20508.1156 | 23212.4755 | 25398.5051 | 18322.086 | 16969.906 | 1
| 60652092 | 24551.6839 | 20322.6008 | 4229.0831 | 1 |  | 2196.823 | 6261.3432 | 6684.2515 | 1773.9147 | -258.3454 | 0
| 60652101 | 3673.893 | 2403.423 | 1270.47 | 1 |  | 1030.1277 | 1510.8123 | 1637.8593 | 903.0807 | 662.7384 | 1
| 60652389 | 500.7361 | 798.5727 | -297.8365 | 0 |  | -377.6938 | -217.9793 | -247.7629 | -347.9102 | -427.7674 | 1
| 60652390 | 4364.1163 | 6658.2577 | -2294.1414 | 0 |  | -2959.9672 | -1628.3156 | -1857.7298 | -2730.553 | -3396.3788 | 1
| 60652866 | 10889.9107 | 15602.7117 | -4712.801 | 0 |  | -6273.0722 | -3152.5298 | -3623.8099 | -5801.7921 | -7362.0632 | 1
| 60652868 | 1451.6614 | 3014.3228 | -1562.6614 | 0 |  | -1864.0937 | -1261.2291 | -1417.4953 | -1707.8275 | -2009.2598 | 1
| 60652870 | 357.4799 | 497.8874 | -140.4074 | 0 |  | -190.1962 | -90.6187 | -104.6594 | -176.1554 | -225.9442 | 1
| 60652872 | 152515.4376 | 102667.4941 | 49847.9435 | 1 |  | 39581.1941 | 60114.6929 | 65099.4872 | 34596.3997 | 24329.6503 | 1
| 60652874 | 31243.7068 | 33497.6736 | -2253.9669 | 0 |  | -5603.7342 | 1095.8005 | 870.4038 | -5378.3376 | -8728.1049 | 1
| 60653354 | 10905.5395 | 12193.7806 | -1288.2411 | 0 |  | -2507.6191 | -68.863 | -197.6871 | -2378.795 | -3598.1731 | 1
| 60653355 | 5838.4249 | 4112.8418 | 1725.5831 | 1 |  | 1314.2989 | 2136.8673 | 2309.4256 | 1141.7406 | 730.4564 | 1
| 60654888 | 5317.8599 | 7716.6004 | -2398.7405 | 0 |  | -3170.4005 | -1627.0804 | -1866.9545 | -2930.5265 | -3702.1865 | 1
| 60654889 | 23507.455 | 26857.0274 | -3349.5724 | 0 |  | -6035.2752 | -663.8697 | -998.8269 | -5700.3179 | -8386.0207 | 1
| 60654974 | 170784.35 | 85169.3418 | 85615.0082 | 1 |  | 77098.074 | 94131.9424 | 102693.4432 | 68536.5732 | 60019.639 | 1
| 60655000 | 136866.0516 | 87166.599 | 49699.4526 | 1 |  | 40982.7927 | 58416.1125 | 63386.0577 | 36012.8474 | 27296.1875 | 1
| 60655007 | 61406.5399 | 56049.2332 | 5357.3067 | 1 |  | -247.6166 | 10962.23 | 11497.9607 | -783.3473 | -6388.2706 | 0
| 60655058 | 7405.7335 | 11580.129 | -4174.3955 | 0 |  | -5332.4084 | -3016.3826 | -3433.8221 | -4914.9688 | -6072.9817 | 1
| 60655080 | 38348.4287 | 25732.0912 | 12616.3375 | 1 |  | 10043.1284 | 15189.5466 | 16451.1804 | 8781.4947 | 6208.2855 | 1
| 60655759 | 6826.6948 | 5134.3103 | 1692.3845 | 1 |  | 1178.9534 | 2205.8155 | 2375.0539 | 1009.715 | 496.284 | 1
| 60655923 | 3773.2968 | 2981.8516 | 791.4452 | 1 |  | 493.2601 | 1089.6304 | 1168.7749 | 414.1155 | 115.9304 | 1
| 60656025 | 26698.6667 | 18510.2646 | 8188.4021 | 1 |  | 6337.3756 | 10039.4286 | 10858.2688 | 5518.5354 | 3667.509 | 1
| 60656030 | 14776.6927 | 10484.3618 | 4292.3308 | 1 |  | 3243.8947 | 5340.767 | 5770.0001 | 2814.6616 | 1766.2254 | 1
| 60656631 | 13246.5078 | 9607.0877 | 3639.4201 | 1 |  | 2678.7114 | 4600.1289 | 4964.0709 | 2314.7693 | 1354.0606 | 1
| 60656633 | 51072.513 | 32667.1801 | 18405.333 | 1 |  | 15138.6149 | 21672.051 | 23512.5843 | 13298.0817 | 10031.3636 | 1
| 60656693 | 147470.8864 | 66708.0592 | 80762.8271 | 1 |  | 74092.0212 | 87433.633 | 95509.9158 | 66015.7385 | 59344.9326 | 1
| 60663488 | 5985.5471 | 19800.309 | -13814.7618 | 0 |  | -15794.7927 | -11834.731 | -13216.2071 | -14413.3166 | -16393.3475 | 1
| 60664274 | 11442.7076 | 6683.5743 | 4759.1333 | 1 |  | 4090.7758 | 5427.4907 | 5903.404 | 3614.8625 | 2946.5051 | 1
| 60669457 | 16774.8697 | 23319.0764 | -6544.2067 | 0 |  | -8876.1144 | -4212.2991 | -4866.7198 | -8221.6937 | -10553.6013 | 1
| 60669624 | 8947.277 | 9040.767 | -93.49 | 0 |  | -997.5667 | 810.5867 | 801.2377 | -988.2177 | -1892.2944 | 1
| 60669629 | 4611.102 | 4454.6155 | 156.4865 | 1 |  | -288.975 | 601.9481 | 617.5967 | -304.6237 | -750.0852 | 0
| 60672917 | 12895.4472 | 2592.1965 | 10303.2507 | 1 |  | 10044.031 | 10562.4703 | 11592.7954 | 9013.7059 | 8754.4863 | 1
| 60672929 | 267493.7004 | 96920.6328 | 170573.0675 | 1 |  | 160881.0042 | 180265.1308 | 197322.4376 | 143823.6975 | 134131.6342 | 1
| 60672951 | 34302.9907 | 7206.4165 | 27096.5742 | 1 |  | 26375.9326 | 27817.2159 | 30526.8733 | 23666.2752 | 22945.6335 | 1
| 60673233 | 8349.3137 | 2780.9701 | 5568.3436 | 1 |  | 5290.2466 | 5846.4406 | 6403.2749 | 4733.4122 | 4455.3152 | 1
| 60673310 | 9008.8646 | 7865.748 | 1143.1166 | 1 |  | 356.5418 | 1929.6914 | 2044.0031 | 242.2302 | -544.3446 | 0
| 60673612 | 11093.4129 | 4676.4106 | 6417.0022 | 1 |  | 5949.3612 | 6884.6433 | 7526.3435 | 5307.6609 | 4840.0199 | 1
| 60677665 | 19787.2311 | 35748.6469 | -15961.4157 | 0 |  | -19536.2804 | -12386.551 | -13982.6926 | -17940.1388 | -21515.0035 | 1
| 60678471 | 2306.4523 | 3097.9776 | -791.5253 | 0 |  | -1101.323 | -481.7275 | -560.88 | -1022.1705 | -1331.9682 | 1
| 60678472 | 24337.2714 | 24773.3637 | -436.0923 | 0 |  | -2913.4287 | 2041.2441 | 1997.6349 | -2869.8194 | -5347.1558 | 1
| 60678496 | 34169.8136 | 33425.0261 | 744.7876 | 1 |  | -2597.7151 | 4087.2902 | 4161.7689 | -2672.1938 | -6014.6964 | 0
| 60680565 | 45251.6736 | 85479.1946 | -40227.521 | 0 |  | -48775.4405 | -31679.6016 | -35702.3537 | -44752.6884 | -53300.6078 | 1
| 60681051 | 875.3707 | 810.1302 | 65.2405 | 1 |  | -15.7725 | 146.2535 | 152.7776 | -22.2966 | -103.3096 | 0
| 60681168 | 3509.8512 | 4611.4681 | -1101.6169 | 0 |  | -1562.7637 | -640.4701 | -750.6318 | -1452.6021 | -1913.7489 | 1
| 60685498 | 14022.5075 | 2845.3622 | 11177.1452 | 1 |  | 10892.609 | 11461.6815 | 12579.396 | 9774.8945 | 9490.3583 | 1
| 60688984 | 1448.0053 | 2150.2573 | -702.252 | 0 |  | -917.2778 | -487.2263 | -557.4515 | -847.0526 | -1062.0783 | 1
| 60694275 | 79401.6187 | 58173.0732 | 21228.5454 | 1 |  | 15411.2381 | 27045.8528 | 29168.7073 | 13288.3836 | 7471.0762 | 1
| 60694278 | 247.1639 | 267.4751 | -20.3111 | 0 |  | -47.0586 | 6.4364 | 4.4053 | -45.0275 | -71.775 | 1
| 60694731 | 4371.2027 | 3793.0825 | 578.1202 | 1 |  | 198.812 | 957.4285 | 1015.2405 | 140.9999 | -238.3083 | 0
| 60694733 | 926.485 | 826.641 | 99.8439 | 1 |  | 17.1798 | 182.5081 | 192.4924 | 7.1955 | -75.4686 | 0
| 60694734 | 5484.5783 | 4718.7884 | 765.79 | 1 |  | 293.9111 | 1237.6688 | 1314.2478 | 217.3321 | -254.5467 | 0
| 60700845 | 1646.0165 | 701.1589 | 944.8576 | 1 |  | 874.7417 | 1014.9735 | 1109.4593 | 780.256 | 710.1401 | 1
| 60701979 | 420395.7517 | 168487.8223 | 251907.9294 | 1 |  | 235059.1472 | 268756.7116 | 293947.5046 | 209868.3542 | 193019.572 | 1
| 60701983 | 48187.873 | 40688.1297 | 7499.7434 | 1 |  | 3430.9304 | 11568.5563 | 12318.5307 | 2680.9561 | -1387.8569 | 0
| 60704994 | 46422.5699 | 15103.6816 | 31318.8883 | 1 |  | 29808.5201 | 32829.2564 | 35961.1453 | 26676.6313 | 25166.2631 | 1
| 60705086 | 6198.8138 | 2228.5783 | 3970.2355 | 1 |  | 3747.3777 | 4193.0933 | 4590.1169 | 3350.3541 | 3127.4963 | 1
| 60714500 | 17439.3885 | 9417.7638 | 8021.6247 | 1 |  | 7079.8483 | 8963.4011 | 9765.5635 | 6277.6858 | 5335.9095 | 1
| 60714678 | 294.6306 | 1482.12 | -1187.4895 | 0 |  | -1335.7015 | -1039.2775 | -1158.0264 | -1216.9525 | -1365.1645 | 1
| 60714691 | 98623.6656 | 86036.7095 | 12586.9561 | 1 |  | 3983.2851 | 21190.627 | 22449.3226 | 2724.5895 | -5879.0814 | 0
| 60714769 | 4529.8464 | 14211.9515 | -9682.1051 | 0 |  | -11103.3003 | -8260.91 | -9229.1205 | -10135.0897 | -11556.2849 | 1
| 60721247 | 53017.2123 | 19766.737 | 33250.4753 | 1 |  | 31273.8016 | 35227.149 | 38552.1965 | 27948.7541 | 25972.0804 | 1
| 60721293 | 81314.7082 | 24482.2232 | 56832.485 | 1 |  | 54384.2627 | 59280.7073 | 64963.9558 | 48701.0142 | 46252.7918 | 1
| 60722477 | 2851.7544 | 2568.5311 | 283.2234 | 1 |  | 26.3703 | 540.0765 | 568.3988 | -1.9521 | -258.8052 | 0
| 60722736 | 18796.925 | 15033.0889 | 3763.8361 | 1 |  | 2260.5273 | 5267.145 | 5643.5286 | 1884.1436 | 380.8347 | 1
| 60722749 | 362685.9027 | 128856.3842 | 233829.5185 | 1 |  | 220943.8801 | 246715.1569 | 270098.1088 | 197560.9282 | 184675.2898 | 1
| 60724004 | 5329.9314 | 1765.5555 | 3564.3759 | 1 |  | 3387.8203 | 3740.9314 | 4097.369 | 3031.3827 | 2854.8272 | 1
| 60726471 | 27452.3599 | 22414.5199 | 5037.84 | 1 |  | 2796.388 | 7279.292 | 7783.076 | 2292.604 | 51.152 | 1
| 60726480 | 23634.8887 | 26473.4264 | -2838.5377 | 0 |  | -5485.8803 | -191.195 | -475.0488 | -5202.0265 | -7849.3692 | 1
| 60726496 | 1953.2492 | 2949.9307 | -996.6815 | 0 |  | -1291.6746 | -701.6884 | -801.3566 | -1192.0064 | -1486.9995 | 1
| 60726498 | 735.5508 | 1141.4471 | -405.8962 | 0 |  | -520.0409 | -291.7515 | -332.3412 | -479.4513 | -593.596 | 1
| 60726968 | 15077.0689 | 10912.4537 | 4164.6152 | 1 |  | 3073.3699 | 5255.8606 | 5672.3221 | 2656.9083 | 1565.663 | 1
| 60726971 | 37818.8428 | 40060.1687 | -2241.3259 | 0 |  | -6247.3428 | 1764.691 | 1540.5584 | -6023.2102 | -10029.227 | 1
| 60734465 | 51621.8199 | 33322.6591 | 18299.1608 | 1 |  | 14966.8949 | 21631.4267 | 23461.3428 | 13136.9788 | 9804.7129 | 1
| 60737300 | 102991.3122 | 84874.8991 | 18116.413 | 1 |  | 9628.9231 | 26603.9029 | 28415.5443 | 7817.2818 | -670.2081 | 0
| 60737472 | 2508.1301 | 3356.0965 | -847.9664 | 0 |  | -1183.576 | -512.3567 | -597.1534 | -1098.7794 | -1434.389 | 1
| 60740317 | 2066.0447 | 8768.2932 | -6702.2485 | 0 |  | -7579.0778 | -5825.4192 | -6495.644 | -6908.8529 | -7785.6823 | 1
| 60740367 | 2901.4589 | 15811.2982 | -12909.8393 | 0 |  | -14490.9691 | -11328.7095 | -12619.6934 | -13199.9852 | -14781.115 | 1
| 60740776 | 4332.4761 | 6969.2112 | -2636.7351 | 0 |  | -3333.6562 | -1939.814 | -2203.4875 | -3069.9827 | -3766.9038 | 1
| 60741027 | 1717.6329 | 11189.9236 | -9472.2907 | 0 |  | -10591.2831 | -8353.2984 | -9300.5275 | -9644.054 | -10763.0464 | 1
| 60741029 | 2801.3115 | 15458.5173 | -12657.2058 | 0 |  | -14203.0575 | -11111.3541 | -12377.0746 | -12937.3369 | -14483.1887 | 1
| 60744168 | 4819.8079 | 2546.5167 | 2273.2912 | 1 |  | 2018.6396 | 2527.9429 | 2755.272 | 1791.3104 | 1536.6588 | 1
| 60745291 | 1232.9981 | 1113.3787 | 119.6194 | 1 |  | 8.2816 | 230.9573 | 242.9193 | -3.6804 | -115.0182 | 0
| 60745292 | 22573.2568 | 17453.5731 | 5119.6837 | 1 |  | 3374.3264 | 6865.041 | 7377.0094 | 2862.358 | 1117.0007 | 1
| 60748320 | 13629.155 | 20514.1261 | -6884.9711 | 0 |  | -8936.3837 | -4833.5585 | -5522.0556 | -8247.8866 | -10299.2992 | 1
| 60748321 | 68472.5385 | 63737.2149 | 4735.3236 | 1 |  | -1638.3978 | 11109.0451 | 11582.5775 | -2111.9302 | -8485.6517 | 0
| 60748324 | 63096.4498 | 26515.2538 | 36581.1961 | 1 |  | 33929.6707 | 39232.7214 | 42890.8411 | 30271.5511 | 27620.0257 | 1
| 60748834 | 48175.1623 | 63002.484 | -14827.3217 | 0 |  | -21127.5701 | -8527.0733 | -10009.8054 | -19644.8379 | -25945.0863 | 1
| 60749543 | 38201.2745 | 31705.7008 | 6495.5737 | 1 |  | 3325.0036 | 9666.1438 | 10315.7012 | 2675.4463 | -495.1238 | 0
| 60752469 | 2865.0946 | 2526.7037 | 338.3909 | 1 |  | 85.7205 | 591.0613 | 624.9003 | 51.8814 | -200.7889 | 0
| 60752470 | 407.2804 | 366.5399 | 40.7405 | 1 |  | 4.0865 | 77.3945 | 81.4686 | 0.012491 | -36.6415 | 0
| 60752496 | 71913.2262 | 70774.1204 | 1139.1058 | 1 |  | -5938.3063 | 8216.5178 | 8330.4284 | -6052.2168 | -13129.6289 | 0
| 60752730 | 4493.5703 | 3127.697 | 1365.8733 | 1 |  | 1053.1036 | 1678.643 | 1815.2303 | 916.5162 | 603.7465 | 1
| 60752817 | 14525.6934 | 11471.1577 | 3054.5357 | 1 |  | 1907.4199 | 4201.6515 | 4507.1051 | 1601.9664 | 454.8506 | 1
| 60756110 | 6709.4536 | 5794.1922 | 915.2614 | 1 |  | 335.8421 | 1494.6806 | 1586.2067 | 244.316 | -335.1032 | 0
| 60756111 | 17881.4009 | 14328.6278 | 3552.7731 | 1 |  | 2119.9103 | 4985.6358 | 5340.9132 | 1764.633 | 331.7702 | 1
| 60759846 | 2268.1238 | 1203.0874 | 1065.0364 | 1 |  | 944.7277 | 1185.3452 | 1291.8488 | 838.224 | 717.9153 | 1
| 60766963 | 855.3341 | 364.8888 | 490.4453 | 1 |  | 453.9564 | 526.9342 | 575.9787 | 404.9119 | 368.423 | 1
| 60769710 | 20675.7309 | 18089.7894 | 2585.9414 | 1 |  | 776.9625 | 4394.9204 | 4653.5145 | 518.3684 | -1290.6106 | 0
| 60771053 | 2218.525 | 2549.2685 | -330.7435 | 0 |  | -585.6703 | -75.8166 | -108.891 | -552.596 | -807.5228 | 1
| 60771838 | 42008.0534 | 31040.8657 | 10967.1877 | 1 |  | 7863.1012 | 14071.2743 | 15167.9931 | 6766.3824 | 3662.2958 | 1
| 60774132 | 8680.671 | 11184.9704 | -2504.2994 | 0 |  | -3622.7964 | -1385.8023 | -1636.2323 | -3372.3665 | -4490.8635 | 1
| 60774133 | 12548.7721 | 9135.429 | 3413.3431 | 1 |  | 2499.8002 | 4326.886 | 4668.2203 | 2158.4659 | 1244.923 | 1
| 60774817 | 5427.38 | 2225.1063 | 3202.2737 | 1 |  | 2979.7631 | 3424.7844 | 3745.0117 | 2659.5357 | 2437.0251 | 1
| 60774831 | 1922.2164 | 1161.26 | 760.9564 | 1 |  | 644.8304 | 877.0824 | 953.1781 | 568.7348 | 452.6088 | 1
| 60775244 | 118193.4987 | 31334.758 | 86858.7407 | 1 |  | 83725.2649 | 89992.2165 | 98678.0905 | 75039.3908 | 71905.915 | 1
| 60775301 | 86408.6681 | 24020.471 | 62388.1972 | 1 |  | 59986.1501 | 64790.2443 | 71029.064 | 53747.3304 | 51345.2833 | 1
| 60775414 | 136356.3694 | 36680.957 | 99675.4124 | 1 |  | 96007.3167 | 103343.5081 | 113311.0493 | 86039.7754 | 82371.6797 | 1
| 60775854 | 92500.7271 | 33417.321 | 59083.4061 | 1 |  | 55741.674 | 62425.1382 | 68333.4788 | 49833.3334 | 46491.6013 | 1
| 60776587 | 20223.8493 | 8086.4424 | 12137.4069 | 1 |  | 11328.7626 | 12946.0511 | 14159.7918 | 10115.022 | 9306.3777 | 1
| 60776592 | 5022.423 | 2060.5486 | 2961.8744 | 1 |  | 2755.8195 | 3167.9292 | 3464.1167 | 2459.6321 | 2253.5772 | 1
| 60776598 | 3128.5217 | 1287.8429 | 1840.6789 | 1 |  | 1711.8946 | 1969.4631 | 2153.531 | 1527.8267 | 1399.0424 | 1
| 60778742 | 55951.8205 | 24442.5972 | 31509.2233 | 1 |  | 29064.9636 | 33953.483 | 37104.4053 | 25914.0412 | 23469.7815 | 1
| 60779088 | 8662.5154 | 10404.0092 | -1741.4939 | 0 |  | -2781.8948 | -701.0929 | -875.2423 | -2607.7454 | -3648.1463 | 1
| 60779098 | 98256.9105 | 65858.3031 | 32398.6074 | 1 |  | 25812.7771 | 38984.4377 | 42224.2984 | 22572.9163 | 15987.086 | 1
| 60779104 | 5482.2027 | 6399.0186 | -916.816 | 0 |  | -1556.7178 | -276.9141 | -368.5957 | -1465.0362 | -2104.9381 | 1
| 60779108 | 4110.2738 | 6423.8043 | -2313.5304 | 0 |  | -2955.9109 | -1671.15 | -1902.5031 | -2724.5578 | -3366.9383 | 1
| 60779204 | 34903.5016 | 46846.11 | -11942.6083 | 0 |  | -16627.2193 | -7257.9973 | -8452.2581 | -15432.9585 | -20117.5695 | 1
| 60781835 | 41294.153 | 30232.9369 | 11061.2161 | 1 |  | 8037.9224 | 14084.5098 | 15190.6314 | 6931.8008 | 3908.5071 | 1
| 60781953 | 42341.8983 | 20169.6006 | 22172.2977 | 1 |  | 20155.3376 | 24189.2577 | 26406.4875 | 17938.1078 | 15921.1478 | 1
| 60398602 | 129268.3193 | 202283.1269 | -73014.8076 | 0 |  | -93243.1203 | -52786.4949 | -60087.9757 | -85941.6395 | -106169.9522 | 1
| 60398603 | 12586.52 | 59358.158 | -46771.6381 | 0 |  | -52707.4539 | -40835.8223 | -45512.9861 | -48030.2901 | -53966.1059 | 1
| 60398604 | 7189.8104 | 43591.0437 | -36401.2334 | 0 |  | -40760.3377 | -32042.129 | -35682.2523 | -37120.2144 | -41479.3188 | 1
| 60398605 | 60469.4759 | 72937.036 | -12467.5601 | 0 |  | -19761.2637 | -5173.8565 | -6420.6126 | -18514.5077 | -25808.2113 | 1
| 60398611 | 3259.1839 | 6694.6075 | -3435.4237 | 0 |  | -4104.8844 | -2765.9629 | -3109.5053 | -3761.3421 | -4430.8028 | 1
| 60398654 | 180.159 | 617.0355 | -436.8765 | 0 |  | -498.5801 | -375.173 | -418.8606 | -454.8924 | -516.596 | 1
| 60398655 | 2843.0008 | 6555.6858 | -3712.6851 | 0 |  | -4368.2537 | -3057.1165 | -3428.385 | -3996.9851 | -4652.5537 | 1
| 60398682 | 9184.4701 | 49371.9507 | -40187.4806 | 0 |  | -45124.6757 | -35250.2855 | -39269.0336 | -41105.9276 | -46043.1227 | 1
| 60398694 | 1180.1717 | 7778.2407 | -6598.069 | 0 |  | -7375.893 | -5820.2449 | -6480.0518 | -6716.0862 | -7493.9102 | 1
| 60398695 | 1362.6819 | 8611.4861 | -7248.8041 | 0 |  | -8109.9527 | -6387.6555 | -7112.5359 | -7385.0723 | -8246.2209 | 1
| 60398696 | 168.3007 | 1624.113 | -1455.8123 | 0 |  | -1618.2236 | -1293.401 | -1438.9822 | -1472.6424 | -1635.0537 | 1
| 60398697 | 8275.5569 | 27237.8767 | -18962.3198 | 0 |  | -21686.1075 | -16238.5321 | -18134.7641 | -19789.8755 | -22513.6631 | 1
| 60398749 | 450073.6524 | 201196.2794 | 248877.373 | 1 |  | 228757.7451 | 268997.0009 | 293884.7382 | 203870.0078 | 183750.3798 | 1
| 60398755 | 622.5666 | 9751.9657 | -9129.3991 | 0 |  | -10104.5957 | -8154.2026 | -9067.1425 | -9191.6558 | -10166.8524 | 1
| 60398769 | 249.9065 | 1814.5376 | -1564.6311 | 0 |  | -1746.0849 | -1383.1774 | -1539.6405 | -1589.6218 | -1771.0755 | 1
| 60398785 | 180918.9941 | 127178.336 | 53740.6582 | 1 |  | 41022.8246 | 66458.4918 | 71832.5576 | 35648.7587 | 22930.9251 | 1
| 60398789 | 42478.9139 | 46561.0868 | -4082.1729 | 0 |  | -8738.2816 | 573.9358 | 165.7185 | -8330.0643 | -12986.173 | 1
| 60398790 | 5918.6562 | 14464.8444 | -8546.1883 | 0 |  | -9992.6727 | -7099.7039 | -7954.3227 | -9138.0539 | -10584.5384 | 1
| 60398794 | 1336.2431 | 3356.6835 | -2020.4404 | 0 |  | -2356.1088 | -1684.7721 | -1886.8161 | -2154.0647 | -2489.7331 | 1
| 60398814 | 18384.9202 | 35177.373 | -16792.4527 | 0 |  | -20310.19 | -13274.7154 | -14953.9607 | -18630.9448 | -22148.6821 | 1
| 60398815 | 246.8506 | 1920.7571 | -1673.9065 | 0 |  | -1865.9822 | -1481.8308 | -1649.2215 | -1698.5916 | -1890.6673 | 1
| 60398816 | 419.392 | 3018.7257 | -2599.3337 | 0 |  | -2901.2062 | -2297.4611 | -2557.3945 | -2641.2729 | -2943.1454 | 1
| 60398817 | 155.9281 | 1274.0839 | -1118.1558 | 0 |  | -1245.5642 | -990.7474 | -1102.563 | -1133.7486 | -1261.157 | 1
| 60398818 | 16155.9724 | 35866.4239 | -19710.4515 | 0 |  | -23297.0939 | -16123.8091 | -18094.8543 | -21326.0488 | -24912.6911 | 1
| 60398819 | 126.4987 | 1051.7383 | -925.2397 | 0 |  | -1030.4135 | -820.0658 | -912.5898 | -937.8895 | -1043.0634 | 1
| 60398823 | 2577.734 | 6885.4982 | -4307.7641 | 0 |  | -4996.3139 | -3619.2143 | -4049.9907 | -4565.5375 | -5254.0873 | 1
| 60398824 | 768.8406 | 4477.7306 | -3708.89 | 0 |  | -4156.663 | -3261.1169 | -3632.0059 | -3785.774 | -4233.5471 | 1
| 60398847 | 6705.3583 | 47509.0667 | -40803.7083 | 0 |  | -45554.615 | -36052.8017 | -40133.1725 | -41474.2442 | -46225.1508 | 1
| 60398848 | 30588.0954 | 48043.5945 | -17455.4992 | 0 |  | -22259.8586 | -12651.1397 | -14396.6896 | -20514.3087 | -25318.6681 | 1
| 60398849 | 8843.754 | 15891.3272 | -7047.5732 | 0 |  | -8636.7059 | -5458.4405 | -6163.1978 | -7931.9486 | -9521.0813 | 1
| 60398851 | 3700.3012 | 14374.8581 | -10674.5569 | 0 |  | -12112.0427 | -9237.0711 | -10304.5268 | -11044.5871 | -12482.0729 | 1
| 60398852 | 2866.0838 | 12167.3633 | -9301.2795 | 0 |  | -10518.0159 | -8084.5432 | -9014.6712 | -9587.8879 | -10804.6243 | 1
| 60398897 | 28864.5634 | 27648.4655 | 1216.0979 | 1 |  | -1548.7487 | 3980.9444 | 4102.5542 | -1670.3585 | -4435.205 | 0
| 60398899 | 1235.9953 | 26491.4038 | -25255.4085 | 0 |  | -27904.5489 | -22606.2681 | -25131.809 | -25379.0081 | -28028.1484 | 1
| 60398903 | 240.5544 | 1504.6848 | -1264.1303 | 0 |  | -1414.5988 | -1113.6619 | -1240.0749 | -1288.1858 | -1438.6543 | 1
| 60398908 | 15623.1171 | 33661.681 | -18038.5639 | 0 |  | -21404.732 | -14672.3958 | -16476.2522 | -19600.8756 | -22967.0437 | 1
| 60398909 | 196967.9328 | 130582.8642 | 66385.0686 | 1 |  | 53326.7822 | 79443.355 | 86081.8619 | 46688.2753 | 33629.9889 | 1
| 60398910 | 31948.9084 | 49377.7669 | -17428.8585 | 0 |  | -22366.6352 | -12491.0818 | -14233.9677 | -20623.7493 | -25561.526 | 1
| 60398911 | 3540.4711 | 13360.5442 | -9820.0732 | 0 |  | -11156.1276 | -8484.0187 | -9466.026 | -10174.1203 | -11510.1747 | 1
| 60398912 | 109620.9842 | 96014.74 | 13606.2442 | 1 |  | 4004.7702 | 23207.7182 | 24568.3427 | 2644.1458 | -6957.3282 | 0
| 60398933 | 29930.9591 | 47867.0281 | -17936.069 | 0 |  | -22722.7719 | -13149.3662 | -14942.9731 | -20929.1649 | -25715.8678 | 1
| 60398945 | 658.607 | 10463.53 | -9804.923 | 0 |  | -10851.276 | -8758.57 | -9739.0623 | -9870.7837 | -10917.1367 | 1
| 60398946 | 12611.9948 | 60955.8628 | -48343.8681 | 0 |  | -54439.4543 | -42248.2818 | -47082.6686 | -49605.0675 | -55700.6538 | 1
| 60398948 | 24503.0009 | 42844.9913 | -18341.9904 | 0 |  | -22626.4895 | -14057.4913 | -15891.6903 | -20792.2905 | -25076.7896 | 1
| 60398949 | 793.8698 | 4647.2415 | -3853.3717 | 0 |  | -4318.0959 | -3388.6475 | -3773.9847 | -3932.7587 | -4397.4828 | 1
| 60398950 | 489200.1726 | 190016.2623 | 299183.9103 | 1 |  | 280182.2841 | 318185.5365 | 348103.9276 | 250263.893 | 231262.2668 | 1
| 60398966 | 12366.4743 | 19328.6259 | -6962.1516 | 0 |  | -8895.0142 | -5029.289 | -5725.5042 | -8198.799 | -10131.6616 | 1
| 60398988 | 335802.2369 | 163569.2532 | 172232.9837 | 1 |  | 155876.0584 | 188589.909 | 205813.2074 | 138652.76 | 122295.8347 | 1
| 60398989 | 191.5752 | 1344.53 | -1152.9548 | 0 |  | -1287.4078 | -1018.5018 | -1133.7973 | -1172.1123 | -1306.5653 | 1
| 60398995 | 74669.2792 | 98429.1702 | -23759.891 | 0 |  | -33602.808 | -13916.974 | -16292.9631 | -31226.8189 | -41069.7359 | 1
| 60399000 | 1984.2268 | 8473.2113 | -6488.9844 | 0 |  | -7336.3055 | -5641.6633 | -6290.5617 | -6687.4071 | -7534.7282 | 1
| 60399015 | 14798.0166 | 31921.9924 | -17123.9757 | 0 |  | -20316.175 | -13931.7765 | -15644.1741 | -18603.7774 | -21795.9766 | 1
| 60399018 | 3406.4582 | 11806.8774 | -8400.4192 | 0 |  | -9581.1069 | -7219.7314 | -8059.7733 | -8741.065 | -9921.7527 | 1
| 60399019 | 1024.5118 | 5004.4253 | -3979.9135 | 0 |  | -4480.356 | -3479.4709 | -3877.4623 | -4082.3647 | -4582.8072 | 1
| 60399036 | 3771.2359 | 14956.5888 | -11185.3529 | 0 |  | -12681.0118 | -9689.6941 | -10808.2294 | -11562.4765 | -13058.1354 | 1
| 60399041 | 26086.8848 | 46145.5014 | -20058.6166 | 0 |  | -24673.1667 | -15444.0665 | -17449.9281 | -22667.3051 | -27281.8552 | 1
| 60399053 | 3704.5859 | 13457.4076 | -9752.8218 | 0 |  | -11098.5625 | -8407.081 | -9382.3632 | -10123.2803 | -11469.0211 | 1
| 60399069 | 27258.3329 | 29238.4602 | -1980.1272 | 0 |  | -4903.9733 | 943.7188 | 745.7061 | -4705.9605 | -7629.8065 | 1
| 60399080 | 3083.0353 | 14503.6424 | -11420.607 | 0 |  | -12870.9713 | -9970.2428 | -11112.3035 | -11728.9106 | -13179.2748 | 1
| 60399082 | 3945.0465 | 40943.6712 | -36998.6247 | 0 |  | -41092.9918 | -32904.2575 | -36604.12 | -37393.1293 | -41487.4964 | 1
| 60399083 | 31350.1308 | 120490.807 | -89140.6762 | 0 |  | -101189.7569 | -77091.5955 | -86005.6631 | -92275.6892 | -104324.7699 | 1
| 60399086 | 261.0554 | 2546.5167 | -2285.4612 | 0 |  | -2540.1129 | -2030.8096 | -2259.3557 | -2311.5668 | -2566.2184 | 1
| 60399105 | 369614.7593 | 348832.2117 | 20782.5477 | 1 |  | -14100.6735 | 55665.7688 | 57744.0236 | -16178.9283 | -51062.1494 | 0
| 60399106 | 412395.8517 | 368630.0501 | 43765.8016 | 1 |  | 6902.7966 | 80628.8066 | 85005.3868 | 2526.2164 | -34336.7886 | 0
| 60399108 | 192.6099 | 2272.4373 | -2079.8274 | 0 |  | -2307.0711 | -1852.5836 | -2060.5664 | -2099.0883 | -2326.3321 | 1
| 60399120 | 808418.9987 | 278380.4451 | 530038.5536 | 1 |  | 502200.5091 | 557876.5981 | 610880.4535 | 449196.6537 | 421358.6092 | 1
| 60399121 | 9666.8516 | 27635.7871 | -17968.9355 | 0 |  | -20732.5142 | -15205.3568 | -17002.2504 | -18935.6207 | -21699.1994 | 1
| 60399124 | 52667.852 | 71604.0636 | -18936.2116 | 0 |  | -26096.618 | -11775.8053 | -13669.4264 | -24202.9968 | -31363.4032 | 1
| 60399125 | 140427.1929 | 118707.7421 | 21719.4508 | 1 |  | 9848.6766 | 33590.225 | 35762.1701 | 7676.7315 | -4194.0427 | 0
| 60399126 | 32260.8736 | 55435.0312 | -23174.1576 | 0 |  | -28717.6608 | -17630.6545 | -19948.0703 | -26400.245 | -31943.7481 | 1
| 60399130 | 214599.8384 | 262348.4295 | -47748.5911 | 0 |  | -73983.4341 | -21513.7482 | -26288.6073 | -69208.5749 | -95443.4179 | 1
| 60399135 | 29786.0105 | 50550.0341 | -20764.0236 | 0 |  | -25819.027 | -15709.0202 | -17785.4225 | -23742.6246 | -28797.628 | 1
| 60399167 | 1097690.3904 | 727132.4639 | 370557.9266 | 1 |  | 297844.6802 | 443271.173 | 480326.9656 | 260788.8875 | 188075.6411 | 1
| 60399168 | 255747.5215 | 309656.4019 | -53908.8804 | 0 |  | -84874.5206 | -22943.2402 | -28334.1282 | -79483.6325 | -110449.2727 | 1
| 60399179 | 1753.9768 | 9932.3964 | -8178.4196 | 0 |  | -9171.6593 | -7185.18 | -8003.0219 | -8353.8173 | -9347.0569 | 1
| 60399180 | 976.2853 | 3795.2503 | -2818.965 | 0 |  | -3198.49 | -2439.44 | -2721.3365 | -2916.5935 | -3296.1185 | 1
| 60399181 | 122127.9305 | 196051.4152 | -73923.4847 | 0 |  | -93528.6263 | -54318.3432 | -61710.6917 | -86136.2778 | -105741.4193 | 1
| 60399186 | 652402.4245 | 459573.2628 | 192829.1617 | 1 |  | 146871.8354 | 238786.488 | 258069.4041 | 127588.9193 | 81631.593 | 1
| 60399187 | 20092.1299 | 78300.7935 | -58208.6636 | 0 |  | -66038.7429 | -50378.5842 | -56199.4506 | -60217.8765 | -68047.9559 | 1
| 60399206 | 111140.8106 | 229397.7019 | -118256.8913 | 0 |  | -141196.6615 | -95317.1211 | -107142.8102 | -129370.9723 | -152310.7425 | 1
| 60399208 | 10917.9208 | 64155.6921 | -53237.7712 | 0 |  | -59653.3404 | -46822.202 | -52145.9791 | -54329.5633 | -60745.1325 | 1
| 60399209 | 408867.1635 | 392295.0854 | 16572.0781 | 1 |  | -22657.4305 | 55801.5866 | 57458.7944 | -24314.6383 | -63544.1468 | 0
| 60399210 | 120.4929 | 2152.4587 | -2031.9658 | 0 |  | -2247.2117 | -1816.7199 | -2019.9165 | -2044.0151 | -2259.261 | 1
| 60399211 | 100.8868 | 1868.4729 | -1767.5861 | 0 |  | -1954.4334 | -1580.7388 | -1757.4974 | -1777.6748 | -1964.522 | 1
| 60399212 | 67989.3054 | 95741.7613 | -27752.4559 | 0 |  | -37326.632 | -18178.2798 | -20953.5254 | -34551.3864 | -44125.5626 | 1
| 60399213 | 5252.6489 | 11441.7759 | -6189.127 | 0 |  | -7333.3046 | -5044.9494 | -5663.8621 | -6714.3919 | -7858.5695 | 1
| 60399215 | 11093.1456 | 17603.5121 | -6510.3665 | 0 |  | -8270.7177 | -4750.0153 | -5401.0519 | -7619.681 | -9380.0323 | 1
| 60399221 | 7337.6066 | 15468.2244 | -8130.6177 | 0 |  | -9677.4402 | -6583.7953 | -7396.8571 | -8864.3784 | -10411.2008 | 1
| 60399222 | 33031.1514 | 102275.2046 | -69244.0532 | 0 |  | -79471.5736 | -59016.5327 | -65940.938 | -72547.1683 | -82774.6888 | 1
| 60399245 | 116195.6062 | 94534.271 | 21661.3352 | 1 |  | 12207.9081 | 31114.7623 | 33280.8958 | 10041.7746 | 588.3475 | 1
| 60399260 | 239575.1883 | 277357.5732 | -37782.3849 | 0 |  | -65518.1422 | -10046.6275 | -13824.866 | -61739.9037 | -89475.661 | 1
| 60399282 | 174.228 | 1853.0628 | -1678.8348 | 0 |  | -1864.1411 | -1493.5286 | -1661.412 | -1696.2576 | -1881.5639 | 1
| 60399283 | 22494.4274 | 40043.1075 | -17548.6801 | 0 |  | -21552.9908 | -13544.3693 | -15299.2373 | -19798.1228 | -23802.4336 | 1
| 60399291 | 206925.5782 | 144708.9595 | 62216.6187 | 1 |  | 47745.7227 | 76687.5146 | 82909.1765 | 41524.0609 | 27053.1649 | 1
| 60399298 | 86838.2288 | 92742.8486 | -5904.6197 | 0 |  | -15178.9046 | 3369.6651 | 2779.2032 | -14588.4426 | -23862.7275 | 1
| 60399341 | 35024.5555 | 55048.6784 | -20024.1229 | 0 |  | -25528.9907 | -14519.255 | -16521.6673 | -23526.5784 | -29031.4462 | 1
| 60399368 | 318.3637 | 10425.9629 | -10107.5992 | 0 |  | -11150.1955 | -9065.0029 | -10075.7628 | -10139.4356 | -11182.0318 | 1
| 60399379 | 1789.1869 | 21481.7265 | -19692.5395 | 0 |  | -21840.7122 | -17544.3669 | -19513.6208 | -19871.4582 | -22019.6309 | 1
| 60399397 | 8077.8354 | 9018.7526 | -940.9172 | 0 |  | -1842.7925 | -39.042 | -133.1337 | -1748.7008 | -2650.576 | 1
| 60399400 | 46106.3475 | 40215.3702 | 5890.9772 | 1 |  | 1869.4402 | 9912.5142 | 10501.612 | 1280.3425 | -2741.1946 | 0
| 60399401 | 12655.8142 | 13277.4398 | -621.6256 | 0 |  | -1949.3696 | 706.1184 | 643.9558 | -1887.207 | -3214.951 | 1
| 60399402 | 8859.9227 | 11257.0676 | -2397.1449 | 0 |  | -3522.8516 | -1271.4381 | -1511.1526 | -3283.1372 | -4408.8439 | 1
| 60399403 | 1012.4876 | 1304.3537 | -291.8661 | 0 |  | -422.3014 | -161.4307 | -190.6173 | -393.1148 | -523.5502 | 1
| 60399404 | 9678.7373 | 10990.6932 | -1311.9559 | 0 |  | -2411.0253 | -212.8866 | -344.0822 | -2279.8297 | -3378.899 | 1
| 60399418 | 51556.8826 | 42966.6209 | 8590.2617 | 1 |  | 4293.5996 | 12886.9238 | 13745.9499 | 3434.5734 | -862.0887 | 0
| 60399423 | 2936.2446 | 3700.0716 | -763.8271 | 0 |  | -1133.8342 | -393.8199 | -470.2026 | -1057.4515 | -1427.4587 | 1
| 60399431 | 28781.7126 | 26509.1998 | 2272.5128 | 1 |  | -378.4072 | 4923.4328 | 5150.6841 | -605.6585 | -3256.5784 | 0
| 60399434 | 45089.6763 | 21191.3939 | 23898.2824 | 1 |  | 21779.143 | 26017.4218 | 28407.25 | 19389.3148 | 17270.1754 | 1
| 60399435 | 11700.6174 | 39847.5971 | -28146.9797 | 0 |  | -32131.7395 | -24162.22 | -26976.918 | -29317.0415 | -33301.8012 | 1
| 60399440 | 14213.9869 | 17046.8569 | -2832.87 | 0 |  | -4537.5556 | -1128.1843 | -1411.4713 | -4254.2687 | -5958.9543 | 1
| 60399451 | 24376.8419 | 46396.3074 | -22019.4654 | 0 |  | -26659.0962 | -17379.8347 | -19581.7812 | -24457.1496 | -29096.7804 | 1
| 60399452 | 5726.5557 | 21788.1489 | -16061.5931 | 0 |  | -18240.408 | -13882.7783 | -15488.9376 | -16634.2487 | -18813.0636 | 1
| 60399465 | 545.5896 | 6500.8547 | -5955.2651 | 0 |  | -6605.3506 | -5305.1797 | -5900.7062 | -6009.8241 | -6659.9096 | 1
| 60399466 | 79.1804 | 1044.1945 | -965.0141 | 0 |  | -1069.4335 | -860.5946 | -957.0961 | -972.9321 | -1077.3516 | 1
| 60399474 | 1123956.4827 | 343309.7402 | 780646.7425 | 1 |  | 746315.7685 | 814977.7165 | 893042.3908 | 668251.0942 | 633920.1202 | 1
| 60399475 | 35942.7985 | 60241.3269 | -24298.5284 | 0 |  | -30322.6611 | -18274.3957 | -20704.2485 | -27892.8082 | -33916.9409 | 1
| 60399476 | 8756.4752 | 29039.2056 | -20282.7305 | 0 |  | -23186.651 | -17378.8099 | -19407.0829 | -21158.378 | -24062.2985 | 1
| 60399477 | 152477.3212 | 125557.5252 | 26919.796 | 1 |  | 14364.0435 | 39475.5485 | 42167.5281 | 11672.0639 | -883.6886 | 0
| 60399478 | 1456.2441 | 10610.9447 | -9154.7006 | 0 |  | -10215.795 | -8093.6061 | -9009.0762 | -9300.325 | -10361.4195 | 1
| 60399479 | 34230.7019 | 56524.1941 | -22293.4921 | 0 |  | -27945.9116 | -16641.0727 | -18870.4219 | -25716.5623 | -31368.9817 | 1
| 60399480 | 51013.7697 | 69310.1623 | -18296.3925 | 0 |  | -25227.4088 | -11365.3763 | -13195.0156 | -23397.7695 | -30328.7857 | 1
| 60399481 | 60173.7843 | 75396.0454 | -15222.2611 | 0 |  | -22761.8656 | -7682.6566 | -9204.8827 | -21239.6395 | -28779.2441 | 1
| 60399504 | 494.3237 | 5784.8361 | -5290.5124 | 0 |  | -5868.996 | -4712.0287 | -5241.08 | -5339.9447 | -5918.4283 | 1
| 60399517 | 2548.86 | 15056.204 | -12507.344 | 0 |  | -14012.9644 | -11001.7236 | -12252.458 | -12762.23 | -14267.8504 | 1
| 60399519 | 10481.339 | 25936.5341 | -15455.1951 | 0 |  | -18048.8485 | -12861.5417 | -14407.0612 | -16503.329 | -19096.9824 | 1
| 60399530 | 15617.0293 | 37070.6121 | -21453.5828 | 0 |  | -25160.644 | -17746.5216 | -19891.8799 | -23015.2857 | -26722.3469 | 1
| 60399547 | 46478.282 | 40991.2889 | 5486.9931 | 1 |  | 1387.8642 | 9586.122 | 10134.8213 | 839.1649 | -3259.964 | 0
| 60399558 | 30291.9683 | 55068.4914 | -24776.5231 | 0 |  | -30283.3722 | -19269.6739 | -21747.3262 | -27805.7199 | -33312.569 | 1
| 60399559 | 34415.8144 | 40088.5512 | -5672.7368 | 0 |  | -9681.5919 | -1663.8817 | -2231.1554 | -9114.3182 | -13123.1734 | 1
| 60399560 | 78782.4897 | 62164.6838 | 16617.806 | 1 |  | 10401.3376 | 22834.2743 | 24496.0549 | 8739.557 | 2523.0886 | 1
| 60399561 | 215.9184 | 2196.6364 | -1980.718 | 0 |  | -2200.3816 | -1761.0544 | -1959.1262 | -2002.3098 | -2221.9735 | 1
| 60399562 | 111718.7085 | 74293.2096 | 37425.4989 | 1 |  | 29996.178 | 44854.8199 | 48597.3698 | 26253.6281 | 18824.3071 | 1
| 60399563 | 31816.0045 | 39001.2605 | -7185.256 | 0 |  | -11085.382 | -3285.1299 | -4003.6555 | -10366.8564 | -14266.9825 | 1
| 60399564 | 3254.2579 | 11575.6275 | -8321.3695 | 0 |  | -9478.9323 | -7163.8068 | -7995.9438 | -8646.7953 | -9804.3581 | 1
| 60399566 | 426049.9947 | 146419.443 | 279630.5517 | 1 |  | 264988.6074 | 294272.496 | 322235.5512 | 237025.5523 | 222383.608 | 1
| 60399580 | 3432.8561 | 11384.2298 | -7951.3737 | 0 |  | -9089.7967 | -6812.9507 | -7608.0881 | -8294.6593 | -9433.0823 | 1
| 60399581 | 73990.6618 | 57680.1485 | 16310.5133 | 1 |  | 10542.4984 | 22078.5281 | 23709.5795 | 8911.4471 | 3143.4323 | 1
| 60399584 | 41190.7261 | 62139.5192 | -20948.7931 | 0 |  | -27162.7451 | -14734.8412 | -16829.7205 | -25067.8658 | -31281.8177 | 1
| 60399585 | 58871.9278 | 77378.9932 | -18507.0654 | 0 |  | -26244.9647 | -10769.166 | -12619.8726 | -24394.2581 | -32132.1575 | 1
| 60399586 | 113128.1073 | 105472.1296 | 7655.9776 | 1 |  | -2891.2353 | 18203.1906 | 18968.7884 | -3656.8331 | -14204.0461 | 0
| 60399589 | 555.1565 | 5932.3326 | -5377.1761 | 0 |  | -5970.4093 | -4783.9428 | -5321.6604 | -5432.6917 | -6025.925 | 1
| 60399592 | 75262.1246 | 84485.7945 | -9223.6698 | 0 |  | -17672.2493 | -775.0904 | -1697.4574 | -16749.8823 | -25198.4617 | 1
| 60399593 | 50404.8618 | 68886.9353 | -18482.0734 | 0 |  | -25370.767 | -11593.3799 | -13441.5873 | -23522.5596 | -30411.2532 | 1
| 60399597 | 456478.9143 | 449054.4871 | 7424.4272 | 1 |  | -37481.0216 | 52329.8759 | 53072.3186 | -38223.4643 | -83128.913 | 0
| 60399608 | 818162.8887 | 281787.7251 | 536375.1636 | 1 |  | 508196.3911 | 564553.9361 | 618191.4524 | 454558.8747 | 426380.1022 | 1
| 60399619 | 199465.2155 | 143808.5702 | 55656.6453 | 1 |  | 41275.7883 | 70037.5023 | 75603.1668 | 35710.1237 | 21329.2667 | 1
| 60399625 | 76564.2634 | 84569.4492 | -8005.1858 | 0 |  | -16462.1307 | 451.7591 | -348.7595 | -15661.6121 | -24118.5571 | 1
| 60399626 | 60.7419 | 1386.3573 | -1325.6154 | 0 |  | -1464.2511 | -1186.9797 | -1319.5412 | -1331.6896 | -1470.3253 | 1
| 60399653 | 79.2554 | 910.5964 | -831.341 | 0 |  | -922.4007 | -740.2814 | -823.4155 | -839.2666 | -930.3262 | 1
| 60399660 | 122035.9333 | 201374.888 | -79338.9547 | 0 |  | -99476.4435 | -59201.4659 | -67135.3614 | -91542.548 | -111680.0368 | 1
| 60399663 | 38963.6178 | 61960.1018 | -22996.484 | 0 |  | -29192.4942 | -16800.4738 | -19100.1222 | -26892.8458 | -33088.8559 | 1
| 60399664 | 100193.6594 | 100200.2293 | -6.5699 | 0 |  | -10026.5928 | 10013.453 | 10012.796 | -10025.9358 | -20045.9588 | 1
| 60399665 | 82785.4277 | 68754.086 | 14031.3417 | 1 |  | 7155.9331 | 20906.7503 | 22309.8845 | 5752.7989 | -1122.6097 | 0
| 60399666 | 14868.9318 | 28346.8768 | -13477.945 | 0 |  | -16312.6327 | -10643.2573 | -11991.0518 | -14964.8382 | -17799.5259 | 1
| 60399678 | 4055.4028 | 11878.3146 | -7822.9118 | 0 |  | -9010.7432 | -6635.0803 | -7417.3715 | -8228.452 | -9416.2835 | 1
| 60399684 | 8867.5404 | 32442.0828 | -23574.5423 | 0 |  | -26818.7506 | -20330.3341 | -22687.7883 | -24461.2964 | -27705.5047 | 1
| 60399686 | 876.7702 | 15826.7796 | -14950.0094 | 0 |  | -16532.6874 | -13367.3315 | -14862.3324 | -15037.6864 | -16620.3644 | 1
| 60399697 | 12676.0082 | 22000.3341 | -9324.3259 | 0 |  | -11524.3593 | -7124.2925 | -8056.7251 | -10591.9267 | -12791.9601 | 1
| 60399699 | 116002.5868 | 81643.3857 | 34359.2011 | 1 |  | 26194.8625 | 42523.5397 | 45959.4598 | 22758.9424 | 14594.6038 | 1
| 60399700 | 8218.5608 | 22813.0768 | -14594.5161 | 0 |  | -16875.8237 | -12313.2084 | -13772.66 | -15416.3721 | -17697.6798 | 1
| 60399703 | 4888.2459 | 20839.9394 | -15951.6935 | 0 |  | -18035.6875 | -13867.6996 | -15462.8689 | -16440.5181 | -18524.512 | 1
| 60399705 | 55197.7925 | 74822.5701 | -19624.7776 | 0 |  | -27107.0346 | -12142.5206 | -14104.9983 | -25144.5568 | -32626.8138 | 1
| 60399706 | 3516.4673 | 13108.3296 | -9591.8623 | 0 |  | -10902.6952 | -8281.0293 | -9240.2155 | -9943.509 | -11254.3419 | 1
| 60399712 | 2014585.8533 | 1020453.826 | 994132.0273 | 1 |  | 892086.6447 | 1096177.4099 | 1195590.6126 | 792673.442 | 690628.0594 | 1
| 60399736 | 51.7153 | 1279.5875 | -1227.8722 | 0 |  | -1355.8309 | -1099.9134 | -1222.7006 | -1233.0437 | -1361.0024 | 1
| 60399743 | 44355.6148 | 39330.3123 | 5025.3024 | 1 |  | 1092.2712 | 8958.3337 | 9460.8639 | 589.741 | -3343.2903 | 0
| 60399747 | 160128.9608 | 96167.5507 | 63961.4101 | 1 |  | 54344.655 | 73578.1652 | 79974.3062 | 47948.514 | 38331.7589 | 1
| 60399761 | 57888.9614 | 76248.5533 | -18359.5919 | 0 |  | -25984.4473 | -10734.7366 | -12570.6958 | -24148.4881 | -31773.3434 | 1
| 60399762 | 33610.291 | 57768.0081 | -24157.7172 | 0 |  | -29934.518 | -18380.9164 | -20796.6881 | -27518.7463 | -33295.5471 | 1
| 60399763 | 31869.7906 | 56215.9924 | -24346.2017 | 0 |  | -29967.801 | -18724.6025 | -21159.2227 | -27533.1808 | -33154.78 | 1
| 60399764 | 11712.5972 | 33538.4003 | -21825.8031 | 0 |  | -25179.6432 | -18471.9631 | -20654.5434 | -22997.0628 | -26350.9029 | 1
| 60399772 | 2267.7382 | 14095.2751 | -11827.537 | 0 |  | -13237.0645 | -10418.0094 | -11600.7631 | -12054.3108 | -13463.8383 | 1
| 60399784 | 12740.8109 | 26139.5931 | -13398.7821 | 0 |  | -16012.7414 | -10784.8228 | -12124.701 | -14672.8632 | -17286.8225 | 1
| 60399800 | 12093.9238 | 61594.5028 | -49500.579 | 0 |  | -55660.0293 | -43341.1287 | -48291.1866 | -50709.9714 | -56869.4216 | 1
| 60399816 | 2623.9283 | 13982.421 | -11358.4927 | 0 |  | -12756.7348 | -9960.2506 | -11096.0999 | -11620.8855 | -13019.1276 | 1
| 60399826 | 373227.3438 | 205933.2297 | 167294.1141 | 1 |  | 146700.7912 | 187887.4371 | 204616.8485 | 129971.3798 | 109378.0568 | 1
| 60399827 | 38440.7508 | 65160.4464 | -26719.6956 | 0 |  | -33235.7402 | -20203.6509 | -22875.6205 | -30563.7706 | -37079.8153 | 1
| 60399831 | 296730.8375 | 327869.7945 | -31138.957 | 0 |  | -63925.9365 | 1648.0224 | -1465.8733 | -60812.0408 | -93599.0202 | 1
| 60399841 | 832.019 | 4450.5654 | -3618.5463 | 0 |  | -4063.6029 | -3173.4898 | -3535.3444 | -3701.7482 | -4146.8048 | 1
| 60399854 | 18453.4506 | 40220.1212 | -21766.6706 | 0 |  | -25788.6827 | -17744.6585 | -19921.3255 | -23612.0157 | -27634.0278 | 1
| 60399860 | 13186.8792 | 93294.4684 | -80107.5892 | 0 |  | -89437.036 | -70778.1424 | -78788.9013 | -81426.2771 | -90755.724 | 1
| 60399886 | 4283.0767 | 13710.9152 | -9427.8385 | 0 |  | -10798.93 | -8056.747 | -8999.5308 | -9856.1462 | -11227.2377 | 1
| 60399895 | 140.9454 | 2065.0664 | -1924.121 | 0 |  | -2130.6276 | -1717.6144 | -1910.0265 | -1938.2155 | -2144.7222 | 1
| 60399896 | 99.2713 | 1606.4726 | -1507.2012 | 0 |  | -1667.8485 | -1346.554 | -1497.2741 | -1517.1284 | -1677.7756 | 1
| 60399903 | 157.8558 | 1515.9707 | -1358.1148 | 0 |  | -1509.7119 | -1206.5178 | -1342.3293 | -1373.9004 | -1525.4975 | 1
| 60399919 | 30540.5399 | 61415.7956 | -30875.2557 | 0 |  | -37016.8352 | -24733.6761 | -27821.2017 | -33929.3097 | -40070.8892 | 1
| 60399923 | 157451.044 | 117825.5147 | 39625.5293 | 1 |  | 27842.9778 | 51408.0807 | 55370.6337 | 23880.4249 | 12097.8734 | 1
| 60399925 | 1354591.1175 | 355327.4055 | 999263.712 | 1 |  | 963730.9715 | 1034796.4526 | 1134722.8238 | 863804.6003 | 828271.8597 | 1
| 60399935 | 42.1019 | 783.843 | -741.7411 | 0 |  | -820.1254 | -663.3568 | -737.531 | -745.9513 | -824.3356 | 1
| 60399936 | 25868.5893 | 40055.8488 | -14187.2595 | 0 |  | -18192.8444 | -10181.6746 | -11600.4006 | -16774.1184 | -20779.7033 | 1
| 60399938 | 19397.7284 | 26030.8386 | -6633.1103 | 0 |  | -9236.1941 | -4030.0264 | -4693.3374 | -8572.8831 | -11175.967 | 1
| 60399951 | 711.7355 | 3968.6489 | -3256.9134 | 0 |  | -3653.7783 | -2860.0485 | -3185.7399 | -3328.087 | -3724.9519 | 1
| 60399954 | 169616.9106 | 88079.9233 | 81536.9873 | 1 |  | 72728.995 | 90344.9796 | 98498.6783 | 64575.2962 | 55767.3039 | 1
| 60399955 | 154.8714 | 1650.0758 | -1495.2043 | 0 |  | -1660.2119 | -1330.1968 | -1479.7172 | -1510.6915 | -1675.6991 | 1
| 60399980 | 7164.9919 | 16928.17 | -9763.1781 | 0 |  | -11455.9951 | -8070.3611 | -9046.679 | -10479.6773 | -12172.4943 | 1
| 60399981 | 388956.4468 | 375579.9554 | 13376.4914 | 1 |  | -24181.5041 | 50934.4869 | 52272.1361 | -25519.1533 | -63077.1488 | 0
| 60399983 | 6261.8622 | 43812.0264 | -37550.1642 | 0 |  | -41931.3669 | -33168.9616 | -36923.978 | -38176.3504 | -42557.5531 | 1
| 60399985 | 437.943 | 5077.6232 | -4639.6803 | 0 |  | -5147.4426 | -4131.9179 | -4595.886 | -4683.4746 | -5191.2369 | 1
| 60399986 | 681.7525 | 6612.5778 | -5930.8253 | 0 |  | -6592.0831 | -5269.5675 | -5862.6501 | -5999.0006 | -6660.2584 | 1
| 60399992 | 79342.6815 | 79111.5271 | 231.1544 | 1 |  | -7679.9983 | 8142.3072 | 8165.4226 | -7703.1137 | -15614.2664 | 0
| 60400014 | 579986.4449 | 226515.6005 | 353470.8444 | 1 |  | 330819.2844 | 376122.4045 | 411469.4889 | 295472.1999 | 272820.6399 | 1
| 60400015 | 117451.5808 | 101177.1186 | 16274.4622 | 1 |  | 6156.7503 | 26392.1741 | 28019.6203 | 4529.3041 | -5588.4077 | 0
| 60400024 | 72491.0988 | 75558.4016 | -3067.3028 | 0 |  | -10623.143 | 4488.5374 | 4181.8071 | -10316.4127 | -17872.2528 | 1
| 60400047 | 1187017.1593 | 724922.6371 | 462094.5223 | 1 |  | 389602.2586 | 534586.786 | 580796.2382 | 343392.8064 | 270900.5426 | 1
| 60400048 | 494442.3636 | 454075.2137 | 40367.15 | 1 |  | -5040.3714 | 85774.6713 | 89811.3863 | -9077.0864 | -54484.6078 | 0
| 60400061 | 112831.5 | 190946.7153 | -78115.2153 | 0 |  | -97209.8869 | -59020.5438 | -66832.0653 | -89398.3653 | -108493.0369 | 1
| 60400062 | 1291.9464 | 5719.3669 | -4427.4205 | 0 |  | -4999.3572 | -3855.4838 | -4298.2259 | -4556.6152 | -5128.5518 | 1
| 60400067 | 257380.8735 | 155182.3141 | 102198.5595 | 1 |  | 86680.3281 | 117716.7909 | 127936.6468 | 76460.4721 | 60942.2407 | 1
| 60400080 | 1532.821 | 10393.5253 | -8860.7043 | 0 |  | -9900.0568 | -7821.3517 | -8707.4222 | -9013.9864 | -10053.3389 | 1
| 60400101 | 52261.1638 | 180436.779 | -128175.6152 | 0 |  | -146219.2931 | -110131.9373 | -122949.4988 | -133401.7316 | -151445.4095 | 1
| 60400102 | 1407.1714 | 28478.0381 | -27070.8667 | 0 |  | -29918.6705 | -24223.0629 | -26930.1496 | -27211.5838 | -30059.3877 | 1
| 60400132 | 2024.6022 | 12199.2842 | -10174.682 | 0 |  | -11394.6104 | -8954.7536 | -9972.2218 | -10377.1422 | -11597.0706 | 1
| 60400143 | 14711.0682 | 34933.013 | -20221.9448 | 0 |  | -23715.2461 | -16728.6435 | -18750.838 | -21693.0516 | -25186.3529 | 1
| 60400146 | 90066.8713 | 84377.9239 | 5688.9475 | 1 |  | -2748.8449 | 14126.7399 | 14695.6346 | -3317.7397 | -11755.532 | 0
| 60400174 | 210286.4036 | 87553.6432 | 122732.7604 | 1 |  | 113977.3961 | 131488.1248 | 143761.4008 | 101704.1201 | 92948.7558 | 1
| 60400186 | 111228.1813 | 68210.0604 | 43018.1209 | 1 |  | 36197.1149 | 49839.1269 | 54140.939 | 31895.3028 | 25074.2967 | 1
| 60400199 | 181638.2904 | 294916.8571 | -113278.5667 | 0 |  | -142770.2524 | -83786.881 | -95114.7376 | -131442.3957 | -160934.0814 | 1
| 60400200 | 159648.5242 | 276402.928 | -116754.4038 | 0 |  | -144394.6966 | -89114.111 | -100789.5514 | -132719.2562 | -160359.549 | 1
| 60400205 | 715.1946 | 6763.9269 | -6048.7323 | 0 |  | -6725.125 | -5372.3396 | -5977.2128 | -6120.2517 | -6796.6444 | 1
| 60400206 | 1862.8647 | 11651.1255 | -9788.2608 | 0 |  | -10953.3733 | -8623.1482 | -9601.9743 | -9974.5472 | -11139.6598 | 1
| 60400230 | 35263.7 | 35055.9342 | 207.7658 | 1 |  | -3297.8276 | 3713.3593 | 3734.1358 | -3318.6042 | -6824.1976 | 0
| 60400231 | 1130.6692 | 5279.0256 | -4148.3564 | 0 |  | -4676.259 | -3620.4539 | -4035.2895 | -4261.4233 | -4789.3259 | 1
| 60400237 | 839.9903 | 7394.0893 | -6554.099 | 0 |  | -7293.5079 | -5814.6901 | -6470.1 | -6638.098 | -7377.507 | 1
| 60408470 | 750.3372 | 2439.2424 | -1688.9053 | 0 |  | -1932.8295 | -1444.981 | -1613.8715 | -1763.939 | -2007.8632 | 1
| 60408473 | 958.0258 | 4281.8024 | -3323.7765 | 0 |  | -3751.9568 | -2895.5963 | -3227.974 | -3419.5791 | -3847.7594 | 1
| 60408475 | 16038.5603 | 24799.8096 | -8761.2494 | 0 |  | -11241.2303 | -6281.2684 | -7157.3934 | -10365.1054 | -12845.0864 | 1
| 60408476 | 195.7268 | 1179.4219 | -983.6951 | 0 |  | -1101.6373 | -865.7529 | -964.1224 | -1003.2678 | -1121.21 | 1
| 60408477 | 1914.9979 | 7759.5285 | -5844.5306 | 0 |  | -6620.4834 | -5068.5777 | -5653.0308 | -6036.0304 | -6811.9832 | 1
| 60408478 | 4358.1852 | 13653.3359 | -9295.1507 | 0 |  | -10660.4843 | -7929.8171 | -8859.3322 | -9730.9692 | -11096.3028 | 1
| 60408485 | 31938.6721 | 48679.3598 | -16740.6877 | 0 |  | -21608.6237 | -11872.7517 | -13546.8205 | -19934.5549 | -24802.4909 | 1
| 60408486 | 11412.9902 | 26988.5635 | -15575.5733 | 0 |  | -18274.4297 | -12876.717 | -14434.2743 | -16716.8723 | -19415.7287 | 1
| 60408493 | 36385.0214 | 52327.6976 | -15942.6761 | 0 |  | -21175.4459 | -10709.9064 | -12304.174 | -19581.1783 | -24813.948 | 1
| 60408499 | 6784.8669 | 11995.6882 | -5210.8213 | 0 |  | -6410.3901 | -4011.2525 | -4532.3346 | -5889.308 | -7088.8768 | 1
| 60408502 | 443.2805 | 2512.9447 | -2069.6641 | 0 |  | -2320.9586 | -1818.3697 | -2025.3361 | -2113.9922 | -2365.2867 | 1
| 60408513 | 195.5791 | 1896.5413 | -1700.9622 | 0 |  | -1890.6163 | -1511.3081 | -1681.4043 | -1720.5201 | -1910.1742 | 1
| 60408530 | 80418.4967 | 72870.9928 | 7547.5039 | 1 |  | 260.4046 | 14834.6032 | 15589.3536 | -494.3458 | -7781.445 | 0
| 60408531 | 77456.4581 | 71410.8872 | 6045.571 | 1 |  | -1095.5177 | 13186.6597 | 13791.2168 | -1700.0748 | -8841.1636 | 0
| 60408532 | 57362.0631 | 60044.8483 | -2682.7852 | 0 |  | -8687.27 | 3321.6996 | 3053.4211 | -8418.9915 | -14423.4763 | 1
| 60408535 | 1230.1289 | 6403.4409 | -5173.312 | 0 |  | -5813.6561 | -4532.9679 | -5050.2991 | -5296.3249 | -5936.669 | 1
| 60408538 | 27905.6623 | 28664.7743 | -759.112 | 0 |  | -3625.5894 | 2107.3655 | 2031.4543 | -3549.6782 | -6416.1556 | 1
| 60408559 | 988.7352 | 3784.096 | -2795.3608 | 0 |  | -3173.7704 | -2416.9512 | -2696.4872 | -2894.2343 | -3272.6439 | 1
| 60408564 | 696.0908 | 3531.111 | -2835.0203 | 0 |  | -3188.1314 | -2481.9092 | -2765.4112 | -2904.6293 | -3257.7404 | 1
| 60408582 | 23821.3868 | 36451.4568 | -12630.07 | 0 |  | -16275.2157 | -8984.9243 | -10247.9313 | -15012.2087 | -18657.3544 | 1
| 60408583 | 2159.1384 | 7951.0538 | -5791.9155 | 0 |  | -6587.0209 | -4996.8101 | -5576.0016 | -6007.8293 | -6802.9347 | 1
| 60408584 | 5935.5653 | 15771.1219 | -9835.5566 | 0 |  | -11412.6688 | -8258.4444 | -9242.0001 | -10429.1131 | -12006.2253 | 1
| 60408591 | 359.1511 | 1878.3794 | -1519.2283 | 0 |  | -1707.0662 | -1331.3904 | -1483.3132 | -1555.1434 | -1742.9813 | 1
| 60408592 | 6351.0254 | 16410.0901 | -10059.0648 | 0 |  | -11700.0738 | -8418.0557 | -9423.9622 | -10694.1673 | -12335.1763 | 1
| 60408604 | 6768.6311 | 10485.5482 | -3716.9171 | 0 |  | -4765.4719 | -2668.3623 | -3040.054 | -4393.7802 | -5442.3351 | 1
| 60408605 | 965.4247 | 2328.4599 | -1363.0352 | 0 |  | -1595.8812 | -1130.1892 | -1266.4928 | -1459.5777 | -1692.4237 | 1
| 60408613 | 275.3554 | 954.4531 | -679.0977 | 0 |  | -774.543 | -583.6524 | -651.5622 | -706.6333 | -802.0786 | 1
| 60408619 | 114065.4127 | 119645.0055 | -5579.5929 | 0 |  | -17544.0934 | 6384.9077 | 5826.9484 | -16986.1341 | -28950.6347 | 1
| 60408620 | 8485.3463 | 28642.3959 | -20157.0496 | 0 |  | -23021.2892 | -17292.81 | -19308.515 | -21005.5842 | -23869.8238 | 1
| 60408621 | 15762.2128 | 40937.4428 | -25175.23 | 0 |  | -29268.9743 | -21081.4857 | -23599.0087 | -26751.4513 | -30845.1956 | 1
| 60408622 | 26375.1148 | 54561.0592 | -28185.9444 | 0 |  | -33642.0503 | -22729.8385 | -25548.4329 | -30823.4559 | -36279.5618 | 1
| 60408625 | 377.8122 | 1709.9034 | -1332.0911 | 0 |  | -1503.0815 | -1161.1008 | -1294.3099 | -1369.8724 | -1540.8627 | 1
| 60408628 | 4464.6579 | 7615.5978 | -3150.9398 | 0 |  | -3912.4996 | -2389.38 | -2704.474 | -3597.4056 | -4358.9654 | 1
| 60408642 | 15714.5605 | 20286.1211 | -4571.5606 | 0 |  | -6600.1727 | -2542.9485 | -3000.1046 | -6143.0167 | -8171.6288 | 1
| 60408648 | 20768.3814 | 23117.5385 | -2349.1571 | 0 |  | -4660.911 | -37.4033 | -272.319 | -4425.9953 | -6737.7491 | 1
| 60408649 | 9789.1107 | 15703.2252 | -5914.1145 | 0 |  | -7484.437 | -4343.792 | -4935.2034 | -6893.0255 | -8463.3481 | 1
| 60408650 | 10826.6333 | 16745.3916 | -5918.7583 | 0 |  | -7593.2974 | -4244.2191 | -4836.0949 | -7001.4216 | -8675.9608 | 1
| 60408660 | 268388.748 | 93351.3437 | 175037.4043 | 1 |  | 165702.2699 | 184372.5387 | 201876.2791 | 148198.5295 | 138863.3951 | 1
| 60408661 | 46547.9824 | 34580.3554 | 11967.6269 | 1 |  | 8509.5914 | 15425.6625 | 16622.4252 | 7312.8287 | 3854.7932 | 1
| 60408708 | 135382.485 | 62550.7746 | 72831.7104 | 1 |  | 66576.6329 | 79086.7878 | 86369.9589 | 59293.4619 | 53038.3844 | 1
| 60408712 | 213.504 | 923.7788 | -710.2748 | 0 |  | -802.6527 | -617.8969 | -688.9244 | -731.6252 | -824.0031 | 1
| 60408722 | 35214.9526 | 39223.8395 | -4008.8869 | 0 |  | -7931.2709 | -86.503 | -487.3917 | -7530.3822 | -11452.7661 | 1
| 60408723 | 21920.6598 | 22787.7262 | -867.0664 | 0 |  | -3145.839 | 1411.7063 | 1324.9996 | -3059.1323 | -5337.905 | 1
| 60408724 | 9765.8367 | 13699.2539 | -3933.4172 | 0 |  | -5303.3426 | -2563.4918 | -2956.8335 | -4910.0008 | -6279.9262 | 1
| 60408732 | 4199.8634 | 8967.803 | -4767.9396 | 0 |  | -5664.7199 | -3871.1593 | -4347.9533 | -5187.926 | -6084.7063 | 1
| 60408735 | 11172.093 | 26648.9913 | -15476.8983 | 0 |  | -18141.7974 | -12811.9991 | -14359.689 | -16594.1076 | -19259.0067 | 1
| 60408739 | 377931.1422 | 110678.0264 | 267253.1158 | 1 |  | 256185.3132 | 278320.9185 | 305046.2301 | 229460.0016 | 218392.199 | 1
| 60408740 | 2466.5825 | 5100.3033 | -2633.7208 | 0 |  | -3143.7511 | -2123.6905 | -2387.0626 | -2880.3791 | -3390.4094 | 1
| 60408742 | 45349.7588 | 58100.9761 | -12751.2173 | 0 |  | -18561.3149 | -6941.1197 | -8216.2414 | -17286.1932 | -23096.2908 | 1
| 60408743 | 1487.8167 | 6957.1033 | -5469.2866 | 0 |  | -6164.9969 | -4773.5763 | -5320.5049 | -5618.0683 | -6313.7786 | 1
| 60408744 | 102602.2475 | 91206.2429 | 11396.0046 | 1 |  | 2275.3803 | 20516.6289 | 21656.2294 | 1135.7799 | -7984.8444 | 0
| 60408763 | 650.7863 | 2514.5339 | -1863.7477 | 0 |  | -2115.2011 | -1612.2943 | -1798.669 | -1928.8263 | -2180.2797 | 1
| 60408773 | 5257.6756 | 14122.3568 | -8864.6812 | 0 |  | -10276.9169 | -7452.4455 | -8338.9136 | -9390.4487 | -10802.6844 | 1
| 60408778 | 46260.0392 | 61296.3674 | -15036.3282 | 0 |  | -21165.965 | -8906.6915 | -10410.3243 | -19662.3321 | -25791.9689 | 1
| 60408779 | 17879.3121 | 45113.576 | -27234.264 | 0 |  | -31745.6216 | -22722.9064 | -25446.3328 | -29022.1952 | -33533.5528 | 1
| 60408780 | 10420.2556 | 33179.0151 | -22758.7594 | 0 |  | -26076.661 | -19440.8579 | -21716.7339 | -23800.785 | -27118.6865 | 1
| 60408781 | 23656.3866 | 41371.677 | -17715.2904 | 0 |  | -21852.4581 | -13578.1227 | -15349.6517 | -20080.929 | -24218.0968 | 1
| 60408782 | 43433.9613 | 56113.6254 | -12679.6641 | 0 |  | -18291.0267 | -7068.3016 | -8336.268 | -17023.0602 | -22634.4228 | 1
| 60408783 | 163167.2346 | 114115.5366 | 49051.698 | 1 |  | 37640.1443 | 60463.2516 | 65368.4214 | 32734.9745 | 21323.4209 | 1
| 60408784 | 51136.6486 | 61361.3099 | -10224.6613 | 0 |  | -16360.7923 | -4088.5303 | -5110.9965 | -15338.3262 | -21474.4572 | 1
| 60408785 | 10149.9721 | 24418.3814 | -14268.4093 | 0 |  | -16710.2475 | -11826.5712 | -13253.4121 | -15283.4065 | -17725.2447 | 1
| 60408786 | 627.4596 | 3501.942 | -2874.4824 | 0 |  | -3224.6766 | -2524.2882 | -2811.7364 | -2937.2283 | -3287.4225 | 1
| 60408787 | 19030.7966 | 35315.5134 | -16284.7167 | 0 |  | -19816.2681 | -12753.1654 | -14381.6371 | -18187.7964 | -21719.3478 | 1
| 60408788 | 6356.9524 | 18329.1961 | -11972.2438 | 0 |  | -13805.1634 | -10139.3242 | -11336.5485 | -12607.939 | -14440.8586 | 1
| 60408789 | 20766.074 | 37125.6481 | -16359.5741 | 0 |  | -20072.1389 | -12647.0093 | -14282.9667 | -18436.1815 | -22148.7463 | 1
| 60408802 | 354467.7047 | 156150.3977 | 198317.307 | 1 |  | 182702.2672 | 213932.3468 | 233764.0775 | 162870.5365 | 147255.4968 | 1
| 60408805 | 183.715 | 1059.9937 | -876.2787 | 0 |  | -982.2781 | -770.2794 | -857.9072 | -894.6502 | -1000.6496 | 1
| 60408821 | 43487.1825 | 57724.5297 | -14237.3472 | 0 |  | -20009.8002 | -8464.8943 | -9888.629 | -18586.0655 | -24358.5184 | 1
| 60408822 | 60350.8707 | 69002.5109 | -8651.6402 | 0 |  | -15551.8913 | -1751.3892 | -2616.5532 | -14686.7273 | -21586.9784 | 1
| 60408823 | 9108.2053 | 23581.2835 | -14473.0783 | 0 |  | -16831.2066 | -12114.9499 | -13562.2577 | -15383.8988 | -17742.0271 | 1
| 60408824 | 46857.9053 | 60132.3556 | -13274.4502 | 0 |  | -19287.6858 | -7261.2147 | -8588.6597 | -17960.2408 | -23973.4763 | 1
| 60408830 | 5325.7995 | 14707.826 | -9382.0265 | 0 |  | -10852.8091 | -7911.2439 | -8849.4465 | -9914.6064 | -11385.389 | 1
| 60408834 | 51443.9733 | 59831.3085 | -8387.3352 | 0 |  | -14370.4661 | -2404.2044 | -3242.9379 | -13531.7325 | -19514.8634 | 1
| 60408835 | 102505.856 | 86791.2533 | 15714.6027 | 1 |  | 7035.4773 | 24393.728 | 25965.1883 | 5464.0171 | -3215.1083 | 0
| 60408836 | 26333.4108 | 43523.0351 | -17189.6242 | 0 |  | -21541.9277 | -12837.3207 | -14556.2831 | -19822.9653 | -24175.2688 | 1
| 60408837 | 10678.6483 | 25826.7532 | -15148.1049 | 0 |  | -17730.7802 | -12565.4296 | -14080.2401 | -16215.9697 | -18798.645 | 1
| 60408842 | 347.7707 | 2029.7284 | -1681.9578 | 0 |  | -1884.9306 | -1478.9849 | -1647.1807 | -1716.7348 | -1919.7077 | 1
| 60408843 | 175649.6289 | 112911.3485 | 62738.2804 | 1 |  | 51447.1456 | 74029.4153 | 80303.2433 | 45173.3175 | 33882.1827 | 1
| 60408844 | 743.7838 | 3727.0393 | -2983.2555 | 0 |  | -3355.9594 | -2610.5515 | -2908.8771 | -3057.6338 | -3430.3378 | 1
| 60408845 | 4127.8235 | 13076.008 | -8948.1845 | 0 |  | -10255.7853 | -7640.5837 | -8535.4021 | -9360.9669 | -10668.5677 | 1
| 60408846 | 1034.8664 | 4847.5727 | -3812.7062 | 0 |  | -4297.4635 | -3327.9489 | -3709.2196 | -3916.1928 | -4400.9501 | 1
| 60408864 | 5470.4024 | 5670.9471 | -200.5447 | 0 |  | -767.6394 | 366.55 | 346.4955 | -747.585 | -1314.6797 | 1
| 60408949 | 51016.2231 | 25523.5715 | 25492.6515 | 1 |  | 22940.2944 | 28045.0087 | 30594.2739 | 20391.0292 | 17838.6721 | 1
| 60408959 | 79106.1851 | 35087.369 | 44018.816 | 1 |  | 40510.0791 | 47527.5529 | 51929.4345 | 36108.1975 | 32599.4606 | 1
| 60423681 | 21561.0757 | 82395.6026 | -60834.5268 | 0 |  | -69074.0871 | -52594.9666 | -58678.4192 | -62990.6344 | -71230.1947 | 1
| 60423686 | 126298.255 | 120443.0278 | 5855.2272 | 1 |  | -6189.0756 | 17899.53 | 18485.0527 | -6774.5983 | -18818.9011 | 0
| 60423690 | 484.6223 | 6066.0701 | -5581.4478 | 0 |  | -6188.0548 | -4974.8408 | -5532.9856 | -5629.91 | -6236.5171 | 1
| 60423691 | 20889.5283 | 45128.4358 | -24238.9075 | 0 |  | -28751.7511 | -19726.0639 | -22149.9547 | -26327.8603 | -30840.7039 | 1
| 60423692 | 270780.5389 | 165146.0352 | 105634.5037 | 1 |  | 89119.9002 | 122149.1072 | 132712.5576 | 78556.4498 | 62041.8463 | 1
| 60423695 | 147844.5101 | 73534.7172 | 74309.7929 | 1 |  | 66956.3212 | 81663.2646 | 89094.2439 | 59525.3419 | 52171.8702 | 1
| 60423710 | 26125.649 | 46187.3288 | -20061.6798 | 0 |  | -24680.4127 | -15442.9469 | -17449.1149 | -22674.2447 | -27292.9776 | 1
| 60423739 | 247352.3695 | 106218.8418 | 141133.5277 | 1 |  | 130511.6435 | 151755.4119 | 165868.7647 | 116398.2908 | 105776.4066 | 1
| 60423745 | 30519.9835 | 98416.847 | -67896.8635 | 0 |  | -77738.5482 | -58055.1788 | -64844.8651 | -70948.8618 | -80790.5465 | 1
| 60423768 | 20504.9812 | 85518.0879 | -65013.1067 | 0 |  | -73564.9155 | -56461.2979 | -62962.6086 | -67063.6048 | -75615.4136 | 1
| 60423771 | 15052.6054 | 38154.8217 | -23102.2162 | 0 |  | -26917.6984 | -19286.7341 | -21596.9557 | -24607.4768 | -28422.9589 | 1
| 60423784 | 119674.4849 | 102181.526 | 17492.9589 | 1 |  | 7274.8063 | 27711.1115 | 29460.4074 | 5525.5104 | -4692.6422 | 0
| 60423787 | 5355.4778 | 13337.4997 | -7982.0219 | 0 |  | -9315.7718 | -6648.2719 | -7446.4741 | -8517.5697 | -9851.3196 | 1
| 60423794 | 1995577.4422 | 457315.7551 | 1538261.6871 | 1 |  | 1492530.1116 | 1583993.2626 | 1737819.4314 | 1338703.9429 | 1292972.3674 | 1
| 60423795 | 61679.7076 | 78280.4832 | -16600.7756 | 0 |  | -24428.8239 | -8772.7273 | -10432.8048 | -22768.7463 | -30596.7947 | 1
| 60423796 | 33333.4374 | 57275.4358 | -23941.9983 | 0 |  | -29669.5419 | -18214.4548 | -20608.6546 | -27275.3421 | -33002.8857 | 1
| 60423800 | 61716.2048 | 47651.166 | 14065.0388 | 1 |  | 9299.9222 | 18830.1554 | 20236.6593 | 7893.4183 | 3128.3017 | 1
| 60423807 | 3113.2517 | 9799.5588 | -6686.3071 | 0 |  | -7666.263 | -5706.3513 | -6374.982 | -6997.6323 | -7977.5882 | 1
| 60423808 | 483.4622 | 3337.1635 | -2853.7013 | 0 |  | -3187.4176 | -2519.9849 | -2805.3551 | -2902.0475 | -3235.7639 | 1
| 60423809 | 75226.2646 | 52007.6804 | 23218.5842 | 1 |  | 18017.8162 | 28419.3523 | 30741.2107 | 15695.9578 | 10495.1897 | 1
| 60423825 | 38184.0884 | 36869.7754 | 1314.313 | 1 |  | -2372.6645 | 5001.2906 | 5132.7219 | -2504.0958 | -6191.0733 | 0
| 60423826 | 417.3478 | 3056.0245 | -2638.6766 | 0 |  | -2944.2791 | -2333.0742 | -2596.9419 | -2680.4114 | -2986.0139 | 1
| 60423836 | 8966.0412 | 17352.5404 | -8386.4992 | 0 |  | -10121.7533 | -6651.2452 | -7489.8951 | -9283.1033 | -11018.3574 | 1
| 60423837 | 19950.7966 | 27550.1049 | -7599.3083 | 0 |  | -10354.3188 | -4844.2978 | -5604.2286 | -9594.388 | -12349.3984 | 1
| 60423851 | 7800.7618 | 16297.9521 | -8497.1903 | 0 |  | -10126.9856 | -6867.3951 | -7717.1142 | -9277.2665 | -10907.0617 | 1
| 60423861 | 72450.4235 | 83766.4737 | -11316.0501 | 0 |  | -19692.6975 | -2939.4028 | -4071.0078 | -18561.0925 | -26937.7399 | 1
| 60423863 | 942.2668 | 8684.1336 | -7741.8668 | 0 |  | -8610.2802 | -6873.4535 | -7647.6402 | -7836.0935 | -8704.5069 | 1
| 60423867 | 3422.5476 | 10470.5913 | -7048.0437 | 0 |  | -8095.1029 | -6000.9846 | -6705.789 | -7390.2985 | -8437.3576 | 1
| 60423868 | 53449.9164 | 44274.709 | 9175.2075 | 1 |  | 4747.7366 | 13602.6784 | 14520.1991 | 3830.2158 | -597.2551 | 0
| 60423918 | 257761.177 | 161941.2877 | 95819.8892 | 1 |  | 79625.7605 | 112014.018 | 121596.0069 | 70043.7716 | 53849.6428 | 1
| 60423919 | 26805.3149 | 51256.1462 | -24450.8313 | 0 |  | -29576.4459 | -19325.2167 | -21770.2998 | -27131.3628 | -32256.9774 | 1
| 60423920 | 2198.1915 | 13968.1419 | -11769.9504 | 0 |  | -13166.7646 | -10373.1363 | -11550.1313 | -11989.7696 | -13386.5838 | 1
| 60423921 | 10058.4616 | 31005.0923 | -20946.6307 | 0 |  | -24047.1399 | -17846.1214 | -19940.7845 | -21952.4768 | -25052.986 | 1
| 60423922 | 1700.6854 | 12170.1151 | -10469.4297 | 0 |  | -11686.4412 | -9252.4182 | -10299.3612 | -10639.4983 | -11856.5098 | 1
| 60423925 | 504783.2106 | 405763.9799 | 99019.2307 | 1 |  | 58442.8328 | 139595.6287 | 149497.5518 | 48540.9097 | 7964.5117 | 1
| 60423931 | 4110.4149 | 35472.14 | -31361.7251 | 0 |  | -34908.9391 | -27814.5111 | -30950.6836 | -31772.7666 | -35319.9806 | 1
| 60423932 | 8624.0376 | 51835.9076 | -43211.87 | 0 |  | -48395.4607 | -38028.2792 | -42349.4662 | -44074.2737 | -49257.8645 | 1
| 60423933 | 71919.4652 | 151629.4766 | -79710.0114 | 0 |  | -94872.9591 | -64547.0638 | -72518.0649 | -86901.958 | -102064.9056 | 1
| 60423934 | 10546.1522 | 57769.2926 | -47223.1403 | 0 |  | -53000.0696 | -41446.2111 | -46168.5251 | -48277.7555 | -54054.6848 | 1
| 60423937 | 7593.7014 | 16267.2778 | -8673.5764 | 0 |  | -10300.3042 | -7046.8486 | -7914.2063 | -9432.9465 | -11059.6743 | 1
| 60423939 | 334.7017 | 2732.8033 | -2398.1016 | 0 |  | -2671.3819 | -2124.8213 | -2364.6314 | -2431.5718 | -2704.8521 | 1
| 60423940 | 13819.1501 | 22288.8248 | -8469.6747 | 0 |  | -10698.5572 | -6240.7922 | -7087.7597 | -9851.5897 | -12080.4722 | 1
| 60423946 | 5435.071 | 16388.454 | -10953.3831 | 0 |  | -12592.2285 | -9314.5377 | -10409.876 | -11496.8902 | -13135.7356 | 1
| 60423950 | 4611.4003 | 12132.5819 | -7521.1816 | 0 |  | -8734.4398 | -6307.9234 | -7060.0416 | -7982.3217 | -9195.5798 | 1
| 60423953 | 428726.1494 | 137985.5253 | 290740.6241 | 1 |  | 276942.0716 | 304539.1766 | 333613.239 | 247868.0091 | 234069.4566 | 1
| 60423965 | 1020.8731 | 6990.1965 | -5969.3234 | 0 |  | -6668.3431 | -5270.3038 | -5867.2361 | -6071.4107 | -6770.4304 | 1
| 60423975 | 63389.7368 | 48258.0613 | 15131.6755 | 1 |  | 10305.8694 | 19957.4816 | 21470.6492 | 8792.7018 | 3966.8957 | 1
| 60423976 | 1954.1112 | 8019.9411 | -6065.8299 | 0 |  | -6867.824 | -5263.8358 | -5870.4188 | -6261.241 | -7063.2351 | 1
| 60423980 | 262166.4905 | 160251.6819 | 101914.8086 | 1 |  | 85889.6404 | 117939.9768 | 128131.4576 | 75698.1595 | 59672.9913 | 1
| 60423981 | 2860.6424 | 16236.7267 | -13376.0842 | 0 |  | -14999.7569 | -11752.4116 | -13090.02 | -13662.1485 | -15285.8211 | 1
| 60423982 | 16769.8659 | 40106.3989 | -23336.533 | 0 |  | -27347.1729 | -19325.8931 | -21659.5464 | -25013.5196 | -29024.1595 | 1
| 60423997 | 1028080.8688 | 305132.9041 | 722947.9647 | 1 |  | 692434.6743 | 753461.2551 | 825756.0516 | 620139.8778 | 589626.5874 | 1
| 60424004 | 16421.5333 | 77229.0275 | -60807.4942 | 0 |  | -68530.397 | -53084.5915 | -59165.3409 | -62449.6475 | -70172.5503 | 1
| 60424019 | 1044395.1287 | 322465.3979 | 721929.7308 | 1 |  | 689683.191 | 754176.2706 | 826369.2437 | 617490.2179 | 585243.6782 | 1
| 60424025 | 2226.4485 | 9693.086 | -7466.6375 | 0 |  | -8435.9461 | -6497.3289 | -7243.9926 | -7689.2823 | -8658.5909 | 1
| 60424026 | 6383.9494 | 16792.5439 | -10408.5945 | 0 |  | -12087.8489 | -8729.3401 | -9770.1996 | -11046.9894 | -12726.2438 | 1
| 60424038 | 47003.14 | 67960.6791 | -20957.5391 | 0 |  | -27753.607 | -14161.4712 | -16257.2251 | -25657.8531 | -32453.921 | 1
| 60424043 | 1538.7302 | 24590.9528 | -23052.2226 | 0 |  | -25511.3178 | -20593.1273 | -22898.3495 | -23206.0956 | -25665.1909 | 1
| 60424044 | 183307.5177 | 274003.0561 | -90695.5384 | 0 |  | -118095.844 | -63295.2328 | -72364.7866 | -109026.2902 | -136426.5958 | 1
| 60424051 | 28239.5142 | 32022.4718 | -3782.9577 | 0 |  | -6985.2049 | -580.7105 | -959.0063 | -6606.9091 | -9809.1563 | 1
| 60424115 | 19741.6258 | 26682.3511 | -6940.7254 | 0 |  | -9608.9605 | -4272.4902 | -4966.5628 | -8914.8879 | -11583.123 | 1
| 60424125 | 1380.3568 | 7619.6539 | -6239.2971 | 0 |  | -7001.2624 | -5477.3317 | -6101.2614 | -6377.3327 | -7139.2981 | 1
| 60424149 | 78843.8505 | 88186.9668 | -9343.1163 | 0 |  | -18161.813 | -524.4196 | -1458.7312 | -17227.5013 | -26046.198 | 1
| 60424157 | 3595.6602 | 11771.3347 | -8175.6745 | 0 |  | -9352.808 | -6998.541 | -7816.1085 | -8535.2405 | -9712.374 | 1
| 60424203 | 802898.2936 | 182782.4582 | 620115.8354 | 1 |  | 601837.5895 | 638394.0812 | 700405.6647 | 539826.006 | 521547.7602 | 1
| 60424204 | 367.8646 | 3393.949 | -3026.0844 | 0 |  | -3365.4793 | -2686.6895 | -2989.2979 | -3062.8708 | -3402.2657 | 1
| 60424209 | 548.7886 | 4434.5944 | -3885.8058 | 0 |  | -4329.2653 | -3442.3464 | -3830.927 | -3940.6847 | -4384.1441 | 1
| 60424211 | 12971.4668 | 24173.3943 | -11201.9275 | 0 |  | -13619.2669 | -8784.5881 | -9904.7808 | -12499.0742 | -14916.4136 | 1
| 60424241 | 104471.9827 | 143573.016 | -39101.0333 | 0 |  | -53458.3349 | -24743.7317 | -28653.8351 | -49548.2316 | -63905.5332 | 1
| 60424242 | 130689.9806 | 160648.4916 | -29958.511 | 0 |  | -46023.3601 | -13893.6618 | -16889.5129 | -43027.509 | -59092.3582 | 1
| 60424254 | 18739.8547 | 25982.1653 | -7242.3106 | 0 |  | -9840.5271 | -4644.0941 | -5368.3251 | -9116.2961 | -11714.5126 | 1
| 60424258 | 135.2849 | 6512.3596 | -6377.0747 | 0 |  | -7028.3107 | -5725.8388 | -6363.5462 | -6390.6032 | -7041.8392 | 1
| 60424263 | 4038.0257 | 12443.3812 | -8405.3555 | 0 |  | -9649.6936 | -7161.0174 | -8001.5529 | -8809.1581 | -10053.4962 | 1
| 60424271 | 68386.9187 | 56040.4665 | 12346.4522 | 1 |  | 6742.4055 | 17950.4988 | 19185.144 | 5507.7603 | -96.2864 | 0
| 60424281 | 327298.9951 | 179121.8821 | 148177.1129 | 1 |  | 130264.9247 | 166089.3012 | 180907.0125 | 115447.2134 | 97535.0252 | 1
| 60424282 | 722111.641 | 266336.3624 | 455775.2785 | 1 |  | 429141.6423 | 482408.9148 | 527986.4426 | 383564.1144 | 356930.4782 | 1
| 60424292 | 29722.5815 | 98142.8284 | -68420.2469 | 0 |  | -78234.5297 | -58605.9641 | -65447.9887 | -71392.5051 | -81206.7879 | 1
| 60424306 | 113554.2382 | 101028.5214 | 12525.7168 | 1 |  | 2422.8647 | 22628.5689 | 23881.1406 | 1170.293 | -8932.5592 | 0
| 60424317 | 279859.8429 | 113947.7571 | 165912.0858 | 1 |  | 154517.3101 | 177306.8615 | 193898.0701 | 137926.1015 | 126531.3258 | 1
| 60424330 | 12999.2912 | 66168.8443 | -53169.553 | 0 |  | -59786.4375 | -46552.6686 | -51869.6239 | -54469.4822 | -61086.3666 | 1
| 60424342 | 84853.83 | 81681.1589 | 3172.6711 | 1 |  | -4995.4448 | 11340.787 | 11658.0541 | -5312.7119 | -13480.8278 | 0
| 60424356 | 2551.8108 | 29951.9926 | -27400.1819 | 0 |  | -30395.3811 | -24404.9826 | -27145.0008 | -27655.3629 | -30650.5622 | 1
| 60424418 | 921.5265 | 8979.677 | -8058.1506 | 0 |  | -8956.1183 | -7160.1829 | -7965.9979 | -8150.3032 | -9048.2709 | 1
| 60424421 | 23410.6538 | 27776.9935 | -4366.3396 | 0 |  | -7144.039 | -1588.6403 | -2025.2742 | -6707.405 | -9485.1044 | 1
| 60424427 | 193981.3913 | 99182.7606 | 94798.6307 | 1 |  | 84880.3547 | 104716.9068 | 114196.7699 | 75400.4916 | 65482.2156 | 1
| 60424441 | 126.7541 | 3009.9199 | -2883.1659 | 0 |  | -3184.1579 | -2582.1739 | -2870.4905 | -2895.8413 | -3196.8333 | 1
| 60424466 | 3389.5343 | 11654.9751 | -8265.4407 | 0 |  | -9430.9382 | -7099.9432 | -7926.4873 | -8604.3942 | -9769.8917 | 1
| 60424484 | 536549.564 | 229500.7542 | 307048.8098 | 1 |  | 284098.7343 | 329998.8852 | 360703.7662 | 253393.8534 | 230443.778 | 1
| 60424485 | 114641.5815 | 107016.4404 | 7625.1411 | 1 |  | -3076.5029 | 18326.7851 | 19089.2993 | -3839.017 | -14540.6611 | 0
| 60424486 | 31906.3992 | 107344.5473 | -75438.1481 | 0 |  | -86172.6028 | -64703.6933 | -72247.5081 | -78628.788 | -89363.2427 | 1
| 60424488 | 380307.0566 | 187941.9547 | 192365.1019 | 1 |  | 173570.9065 | 211159.2974 | 230395.8076 | 154334.3963 | 135540.2008 | 1
| 60424490 | 39596.5975 | 38883.3799 | 713.2176 | 1 |  | -3175.1203 | 4601.5556 | 4672.8774 | -3246.4421 | -7134.7801 | 0
| 60424494 | 5855.217 | 45887.0538 | -40031.8368 | 0 |  | -44620.5422 | -35443.1314 | -39446.3151 | -40617.3585 | -45206.0639 | 1
| 60424504 | 32.463 | 1306.5551 | -1274.0921 | 0 |  | -1404.7477 | -1143.4366 | -1270.8458 | -1277.3384 | -1407.994 | 1
| 60424511 | 183785.472 | 128683.0208 | 55102.4512 | 1 |  | 42234.1491 | 67970.7533 | 73480.9984 | 36723.904 | 23855.6019 | 1
| 60424517 | 234.0419 | 8733.2356 | -8499.1936 | 0 |  | -9372.5172 | -7625.8701 | -8475.7894 | -8522.5978 | -9395.9214 | 1
| 60424524 | 954.0995 | 5445.5796 | -4491.48 | 0 |  | -5036.038 | -3946.9221 | -4396.0701 | -4586.89 | -5131.4479 | 1
| 60424549 | 1828807.6758 | 429135.6617 | 1399672.0141 | 1 |  | 1356758.448 | 1442585.5803 | 1582552.7817 | 1216791.2465 | 1173877.6804 | 1
| 60424550 | 86232.5316 | 88400.5066 | -2167.9749 | 0 |  | -11008.0256 | 6672.0757 | 6455.2782 | -10791.2281 | -19631.2788 | 1
| 60424558 | 113821.6422 | 104813.3485 | 9008.2937 | 1 |  | -1473.0411 | 19489.6286 | 20390.4579 | -2373.8705 | -12855.2054 | 0
| 60424561 | 25413.7109 | 47731.0892 | -22317.3783 | 0 |  | -27090.4872 | -17544.2694 | -19776.0072 | -24858.7494 | -29631.8583 | 1
| 60424568 | 348523.4478 | 113918.3503 | 234605.0975 | 1 |  | 223213.2625 | 245996.9326 | 269457.4423 | 199752.7527 | 188360.9177 | 1
| 60424572 | 23713.1978 | 135307.6958 | -111594.498 | 0 |  | -125125.2676 | -98063.7285 | -109223.1783 | -113965.8178 | -127496.5874 | 1
| 60424600 | 66570.0786 | 78300.2962 | -11730.2176 | 0 |  | -19560.2472 | -3900.188 | -5073.2097 | -18387.2255 | -26217.2551 | 1
| 60424649 | 19553.5561 | 43352.4234 | -23798.8673 | 0 |  | -28134.1096 | -19463.6249 | -21843.5117 | -25754.2229 | -30089.4652 | 1
| 60424654 | 41755.6865 | 63612.8335 | -21857.147 | 0 |  | -28218.4303 | -15495.8636 | -17681.5783 | -26032.7156 | -32393.999 | 1
| 60424683 | 13542.3615 | 33427.2275 | -19884.866 | 0 |  | -23227.5887 | -16542.1432 | -18530.6298 | -21239.1021 | -24581.8249 | 1
| 60424684 | 401.8175 | 5311.5263 | -4909.7088 | 0 |  | -5440.8614 | -4378.5562 | -4869.527 | -4949.8905 | -5481.0432 | 1
| 60424693 | 14902.3919 | 37775.0731 | -22872.6812 | 0 |  | -26650.1885 | -19095.1739 | -21382.442 | -24362.9204 | -28140.4277 | 1
| 60424695 | 32911.5181 | 37490.867 | -4579.3489 | 0 |  | -8328.4356 | -830.2622 | -1288.1971 | -7870.5007 | -11619.5874 | 1
| 60424702 | 79482.1347 | 248194.4887 | -168712.354 | 0 |  | -193531.8029 | -143892.9051 | -160764.1405 | -176660.5675 | -201480.0163 | 1
| 60424707 | 49046.5536 | 44970.8386 | 4075.715 | 1 |  | -421.3689 | 8572.7988 | 8980.3703 | -828.9404 | -5326.0243 | 0
| 60424708 | 60204.5054 | 49885.3214 | 10319.1839 | 1 |  | 5330.6518 | 15307.7161 | 16339.6345 | 4298.7334 | -689.7987 | 0
| 60424709 | 2800215.119 | 343524.0213 | 2456691.0976 | 1 |  | 2422338.6955 | 2491043.4997 | 2736712.6095 | 2176669.5857 | 2142317.1836 | 1
| 60424710 | 909.2081 | 5654.4692 | -4745.261 | 0 |  | -5310.708 | -4179.8141 | -4654.3402 | -4836.1819 | -5401.6288 | 1
| 60424711 | 57645.1781 | 48801.3264 | 8843.8517 | 1 |  | 3963.7191 | 13723.9844 | 14608.3695 | 3079.3339 | -1800.7987 | 0
| 60424712 | 35795.9647 | 38336.5657 | -2540.601 | 0 |  | -6374.2576 | 1293.0556 | 1038.9955 | -6120.1975 | -9953.8541 | 1
| 60424713 | 17377.9261 | 26540.8943 | -9162.9682 | 0 |  | -11817.0577 | -6508.8788 | -7425.1756 | -10900.7608 | -13554.8503 | 1
| 60424723 | 5055.9867 | 13189.9588 | -8133.972 | 0 |  | -9452.9679 | -6814.9761 | -7628.3733 | -8639.5707 | -9958.5666 | 1
| 60424724 | 13971.5796 | 22292.3739 | -8320.7943 | 0 |  | -10550.0317 | -6091.5569 | -6923.6364 | -9717.9523 | -11947.1897 | 1
| 60424725 | 27992.6449 | 100509.553 | -72516.908 | 0 |  | -82567.8633 | -62465.9527 | -69717.6435 | -75316.1725 | -85367.1278 | 1
| 60424742 | 480.1014 | 12677.7764 | -12197.675 | 0 |  | -13465.4526 | -10929.8974 | -12149.6649 | -12245.6851 | -13513.4628 | 1
| 60424746 | 527.1784 | 13630.2118 | -13103.0334 | 0 |  | -14466.0546 | -11740.0122 | -13050.3156 | -13155.7512 | -14518.7724 | 1
| 60424747 | 15202.7071 | 75635.7423 | -60433.0353 | 0 |  | -67996.6095 | -52869.461 | -58912.7646 | -61953.306 | -69516.8802 | 1
| 60424759 | 16049.8198 | 37815.7998 | -21765.98 | 0 |  | -25547.56 | -17984.4 | -20160.998 | -23370.962 | -27152.542 | 1
| 60424770 | 4881.0275 | 40327.1295 | -35446.102 | 0 |  | -39478.815 | -31413.3891 | -34957.9993 | -35934.2048 | -39966.9177 | 1
| 60424802 | 58274.7056 | 72212.762 | -13938.0563 | 0 |  | -21159.3325 | -6716.7802 | -8110.5858 | -19765.5269 | -26986.8031 | 1
| 60424803 | 1195976.6298 | 330768.1319 | 865208.4979 | 1 |  | 832131.6847 | 898285.3111 | 984806.1609 | 745610.8349 | 712534.0218 | 1
| 60424804 | 1277494.7603 | 354436.9227 | 923057.8376 | 1 |  | 887614.1453 | 958501.5299 | 1050807.3136 | 795308.3616 | 759864.6693 | 1
| 60424815 | 176.5607 | 7475.8441 | -7299.2834 | 0 |  | -8046.8678 | -6551.699 | -7281.6273 | -7316.9395 | -8064.5239 | 1
| 60424823 | 950629.9301 | 274732.1073 | 675897.8228 | 1 |  | 648424.6121 | 703371.0336 | 770960.8158 | 580834.8298 | 553361.6191 | 1
| 60424824 | 294683.0779 | 152708.445 | 141974.6329 | 1 |  | 126703.7884 | 157245.4774 | 171442.9407 | 112506.3251 | 97235.4806 | 1
| 60424846 | 4354.9246 | 39496.2346 | -35141.3101 | 0 |  | -39090.9335 | -31191.6866 | -34705.8176 | -35576.8025 | -39526.426 | 1
| 60424856 | 6798.7819 | 49245.9905 | -42447.2086 | 0 |  | -47371.8077 | -37522.6096 | -41767.3305 | -43127.0868 | -48051.6859 | 1
| 60424858 | 235919.4905 | 277536.5692 | -41617.0787 | 0 |  | -69370.7356 | -13863.4217 | -18025.1296 | -65209.0277 | -92962.6846 | 1
| 60424867 | 563.0319 | 4357.0214 | -3793.9895 | 0 |  | -4229.6916 | -3358.2873 | -3737.6863 | -3850.2927 | -4285.9948 | 1
| 60424868 | 190971.3074 | 89597.922 | 101373.3853 | 1 |  | 92413.5931 | 110333.1775 | 120470.5161 | 82276.2546 | 73316.4624 | 1
| 60424869 | 355526.2713 | 185679.4239 | 169846.8474 | 1 |  | 151278.905 | 188414.7898 | 205399.4745 | 134294.2203 | 115726.2779 | 1
| 60424871 | 2189.7976 | 8872.9915 | -6683.1939 | 0 |  | -7570.493 | -5795.8947 | -6464.2141 | -6902.1736 | -7789.4728 | 1
| 60424872 | 7267.7799 | 76484.3158 | -69216.536 | 0 |  | -76864.9676 | -61568.1044 | -68489.758 | -69943.314 | -77591.7456 | 1
| 60424883 | 88.6833 | 2281.243 | -2192.5597 | 0 |  | -2420.684 | -1964.4354 | -2183.6914 | -2201.4281 | -2429.5524 | 1
| 60424884 | 478.1998 | 5944.4405 | -5466.2407 | 0 |  | -6060.6848 | -4871.7967 | -5418.4207 | -5514.0607 | -6108.5048 | 1
| 60424885 | 3227.4167 | 11072.4165 | -7844.9997 | 0 |  | -8952.2414 | -6737.7581 | -7522.258 | -8167.7414 | -9274.983 | 1
| 60424887 | 145658.9493 | 126792.5335 | 18866.4159 | 1 |  | 6187.1625 | 31545.6692 | 33432.3108 | 4300.5209 | -8378.7324 | 0
| 60424901 | 54.008 | 1881.6815 | -1827.6735 | 0 |  | -2015.8417 | -1639.5054 | -1822.2727 | -1833.0743 | -2021.2425 | 1
| 60424916 | 132842.4783 | 321034.8002 | -188192.3219 | 0 |  | -220295.8019 | -156088.8419 | -174908.0741 | -201476.5697 | -233580.0497 | 1
| 60424925 | 26752.2594 | 49253.3855 | -22501.1261 | 0 |  | -27426.4646 | -17575.7875 | -19825.9001 | -25176.352 | -30101.6906 | 1
| 60424946 | 23926.9101 | 87997.5135 | -64070.6034 | 0 |  | -72870.3548 | -55270.8521 | -61677.9124 | -66463.2944 | -75263.0458 | 1
| 60424947 | 397846.1074 | 360579.651 | 37266.4564 | 1 |  | 1208.4913 | 73324.4215 | 77051.0671 | -2518.1544 | -38576.1195 | 0
| 60424959 | 2020.3512 | 12991.8029 | -10971.4517 | 0 |  | -12270.632 | -9672.2715 | -10769.4166 | -11173.4869 | -12472.6672 | 1
| 60424991 | 29756.5785 | 52239.3856 | -22482.8071 | 0 |  | -27706.7456 | -17258.8685 | -19507.1492 | -25458.4649 | -30682.4035 | 1
| 60425024 | 459.228 | 6295.5703 | -5836.3423 | 0 |  | -6465.8993 | -5206.7853 | -5790.4195 | -5882.2651 | -6511.8221 | 1
| 60425057 | 2376.7495 | 9420.0591 | -7043.3096 | 0 |  | -7985.3155 | -6101.3037 | -6805.6347 | -7280.9846 | -8222.9905 | 1
| 60425083 | 39219.8436 | 62596.8685 | -23377.025 | 0 |  | -29636.7118 | -17117.3381 | -19455.0406 | -27299.0093 | -33558.6962 | 1
| 60425084 | 188351.3632 | 247922.68 | -59571.3168 | 0 |  | -84363.5848 | -34779.0488 | -40736.1805 | -78406.4531 | -103198.7211 | 1
| 60425099 | 24546.792 | 99979.1945 | -75432.4025 | 0 |  | -85430.322 | -65434.4831 | -72977.7233 | -77887.0817 | -87885.0012 | 1
| 60425100 | 175.5706 | 7007.3608 | -6831.7902 | 0 |  | -7532.5263 | -6131.0541 | -6814.2332 | -6849.3473 | -7550.0834 | 1
| 60425101 | 52523.8672 | 147059.5548 | -94535.6876 | 0 |  | -109241.6431 | -79829.7321 | -89283.3009 | -99788.0743 | -114494.0298 | 1
| 60425106 | 73819.0702 | 53872.2229 | 19946.8473 | 1 |  | 14559.625 | 25334.0696 | 27328.7543 | 12564.9403 | 7177.718 | 1
| 60425109 | 807474.8165 | 512737.2762 | 294737.5403 | 1 |  | 243463.8127 | 346011.2679 | 375485.0219 | 213990.0586 | 162716.331 | 1
| 60425111 | 140793.0923 | 77757.887 | 63035.2053 | 1 |  | 55259.4166 | 70810.994 | 77114.5145 | 48955.8961 | 41180.1074 | 1
| 60425115 | 3935.3408 | 10642.2154 | -6706.8746 | 0 |  | -7771.0962 | -5642.6531 | -6313.3405 | -7100.4087 | -8164.6302 | 1
| 60425126 | 70880.7596 | 162778.0529 | -91897.2933 | 0 |  | -108175.0986 | -75619.488 | -84809.2173 | -98985.3693 | -115263.1745 | 1
| 60425127 | 877.0759 | 16611.2682 | -15734.1922 | 0 |  | -17395.319 | -14073.0654 | -15646.4846 | -15821.8998 | -17483.0266 | 1
| 60425136 | 2779.5597 | 9813.7552 | -7034.1955 | 0 |  | -8015.571 | -6052.8199 | -6756.2395 | -7312.1514 | -8293.527 | 1
| 60425137 | 207.6977 | 1822.4604 | -1614.7626 | 0 |  | -1797.0087 | -1432.5166 | -1593.9929 | -1635.5324 | -1817.7785 | 1
| 60425148 | 1617.8645 | 12320.3635 | -10702.499 | 0 |  | -11934.5354 | -9470.4627 | -10540.7126 | -10864.2855 | -12096.3218 | 1
| 60425151 | 144.6909 | 1382.6261 | -1237.9352 | 0 |  | -1376.1978 | -1099.6726 | -1223.4661 | -1252.4043 | -1390.6669 | 1
| 60425152 | 265.0235 | 2180.412 | -1915.3885 | 0 |  | -2133.4297 | -1697.3473 | -1888.8862 | -1941.8909 | -2159.9321 | 1
| 60425167 | 47910.9817 | 45814.2557 | 2096.7259 | 1 |  | -2484.6996 | 6678.1515 | 6887.8241 | -2694.3722 | -7275.7978 | 0
| 60425176 | 281864.3695 | 302211.4954 | -20347.1258 | 0 |  | -50568.2754 | 9874.0237 | 7839.3111 | -48533.5628 | -78754.7123 | 1
| 60425188 | 10624.8747 | 29382.0801 | -18757.2053 | 0 |  | -21695.4133 | -15818.9973 | -17694.7179 | -19819.6928 | -22757.9008 | 1
| 60425193 | 37942.4232 | 109766.5175 | -71824.0942 | 0 |  | -82800.746 | -60847.4425 | -68029.8519 | -75618.3366 | -86594.9883 | 1
| 60425212 | 330.1868 | 2542.6732 | -2212.4864 | 0 |  | -2466.7538 | -1958.2191 | -2179.4678 | -2245.5051 | -2499.7724 | 1
| 60425219 | 344311.4161 | 136716.7238 | 207594.6924 | 1 |  | 193923.02 | 221266.3648 | 242025.834 | 173163.5508 | 159491.8784 | 1
| 60425220 | 12600.3762 | 29615.9318 | -17015.5556 | 0 |  | -19977.1488 | -14053.9625 | -15755.518 | -18275.5933 | -21237.1864 | 1
| 60425235 | 707.916 | 13559.4973 | -12851.5813 | 0 |  | -14207.5311 | -11495.6316 | -12780.7897 | -12922.3729 | -14278.3227 | 1
| 60425249 | 13409.3943 | 64549.0412 | -51139.647 | 0 |  | -57594.5511 | -44684.7428 | -49798.7075 | -52480.5864 | -58935.4905 | 1
| 60425260 | 116788.934 | 102701.6164 | 14087.3176 | 1 |  | 3817.1559 | 24357.4792 | 25766.211 | 2408.4242 | -7861.7375 | 0
| 60425261 | 217922.0194 | 141055.1181 | 76866.9013 | 1 |  | 62761.3895 | 90972.4131 | 98659.1032 | 55074.6993 | 40969.1875 | 1
| 60425283 | 1017147.4221 | 575686.4029 | 441461.0192 | 1 |  | 383892.3789 | 499029.6595 | 543175.7614 | 339746.277 | 282177.6367 | 1
| 60425310 | 25907.6758 | 90399.5953 | -64491.9195 | 0 |  | -73531.8791 | -55451.96 | -61901.152 | -67082.6871 | -76122.6466 | 1
| 60425311 | 667449.0804 | 466003.8588 | 201445.2216 | 1 |  | 154844.8357 | 248045.6075 | 268190.1296 | 134700.3135 | 88099.9277 | 1
| 60425312 | 4382.0196 | 36166.0256 | -31784.006 | 0 |  | -35400.6086 | -28167.4035 | -31345.8041 | -32222.208 | -35838.8105 | 1
| 60425317 | 305.66 | 3524.5067 | -3218.8467 | 0 |  | -3571.2974 | -2866.3961 | -3188.2807 | -3249.4127 | -3601.8634 | 1
| 60425327 | 162.9201 | 5743.3399 | -5580.4197 | 0 |  | -6154.7537 | -5006.0858 | -5564.1277 | -5596.7118 | -6171.0457 | 1
| 60425328 | 25458.5534 | 89597.4282 | -64138.8748 | 0 |  | -73098.6176 | -55179.132 | -61593.0195 | -66684.7301 | -75644.473 | 1
| 60425329 | 1745236.0927 | 754635.9684 | 990600.1243 | 1 |  | 915136.5274 | 1066063.7211 | 1165123.7335 | 816076.515 | 740612.9182 | 1
| 60425330 | 313170.2394 | 318648.1872 | -5477.9478 | 0 |  | -37342.7666 | 26386.8709 | 25839.0761 | -36794.9718 | -68659.7905 | 1
| 60425375 | 44631.8547 | 39230.6842 | 5401.1705 | 1 |  | 1478.1021 | 9324.2389 | 9864.356 | 937.985 | -2985.0834 | 0
| 60425376 | 8714.9632 | 16814.8525 | -8099.8892 | 0 |  | -9781.3745 | -6418.404 | -7228.3929 | -8971.3856 | -10652.8708 | 1
| 60425382 | 1260595.4453 | 641088.4372 | 619507.008 | 1 |  | 555398.1643 | 683615.8518 | 745566.5526 | 493447.4635 | 429338.6198 | 1
| 60425384 | 117375.321 | 194394.0451 | -77018.7241 | 0 |  | -96458.1286 | -57579.3196 | -65281.192 | -88756.2562 | -108195.6607 | 1
| 60425385 | 362679.8799 | 343046.8851 | 19632.9948 | 1 |  | -14671.6937 | 53937.6833 | 55900.9828 | -16634.9932 | -50939.6817 | 0
| 60425392 | 4059714.6211 | 1148575.165 | 2911139.4562 | 1 |  | 2796281.9397 | 3025996.9727 | 3317110.9183 | 2505167.9941 | 2390310.4776 | 1
| 60425415 | 1714550.0246 | 262033.7538 | 1452516.2708 | 1 |  | 1426312.8955 | 1478719.6462 | 1623971.2733 | 1281061.2684 | 1254857.893 | 1
| 60425425 | 6302.6101 | 43712.5842 | -37409.9741 | 0 |  | -41781.2326 | -33038.7157 | -36779.7131 | -38040.2351 | -42411.4936 | 1
| 60425429 | 52915.4536 | 48112.0414 | 4803.4123 | 1 |  | -7.7919 | 9614.6164 | 10094.9576 | -488.1331 | -5299.3372 | 0
| 60425430 | 294.2835 | 2342.9098 | -2048.6263 | 0 |  | -2282.9173 | -1814.3353 | -2019.198 | -2078.0547 | -2312.3456 | 1
| 60425444 | 147754.9961 | 300660.1969 | -152905.2009 | 0 |  | -182971.2205 | -122839.1812 | -138129.7012 | -167680.7005 | -197746.7202 | 1
| 60425467 | 7941563.8648 | 1763116.9527 | 6178446.9121 | 1 |  | 6002135.2168 | 6354758.6074 | 6972603.2986 | 5384290.5256 | 5207978.8304 | 1
| 60425498 | 64.3634 | 1072.8408 | -1008.4774 | 0 |  | -1115.7615 | -901.1933 | -1002.0411 | -1014.9137 | -1122.1978 | 1
| 60425499 | 27502.8012 | 55917.1468 | -28414.3456 | 0 |  | -34006.0602 | -22822.6309 | -25664.0654 | -31164.6257 | -36756.3404 | 1
| 60425513 | 14726.7266 | 34245.0628 | -19518.3362 | 0 |  | -22942.8425 | -16093.8299 | -18045.6636 | -20991.0089 | -24415.5152 | 1
| 60425528 | 41679.7547 | 115129.7672 | -73450.0124 | 0 |  | -84962.9891 | -61937.0357 | -69282.0369 | -77617.9879 | -89130.9646 | 1
| 60425574 | 70601.6771 | 75269.4625 | -4667.7854 | 0 |  | -12194.7316 | 2859.1609 | 2392.3823 | -11727.9531 | -19254.8994 | 1
| 60425579 | 1566.0675 | 9221.2852 | -7655.2176 | 0 |  | -8577.3462 | -6733.0891 | -7498.6109 | -7811.8244 | -8733.9529 | 1
| 60425596 | 4357.4878 | 16135.4604 | -11777.9726 | 0 |  | -13391.5186 | -10164.4265 | -11342.2238 | -12213.7213 | -13827.2674 | 1
| 60425598 | 67824.0678 | 161277.5805 | -93453.5127 | 0 |  | -109581.2707 | -77325.7546 | -86671.1059 | -100235.9195 | -116363.6775 | 1
| 60425627 | 386443.289 | 186922.6876 | 199520.6014 | 1 |  | 180828.3327 | 218212.8702 | 238164.9303 | 160876.2725 | 142184.0038 | 1
| 60425638 | 12532.3666 | 30440.4227 | -17908.0561 | 0 |  | -20952.0984 | -14864.0138 | -16654.8194 | -19161.2927 | -22205.335 | 1
| 60425646 | 3440.7796 | 8141.1173 | -4700.3377 | 0 |  | -5514.4495 | -3886.226 | -4356.2598 | -5044.4157 | -5858.5274 | 1
| 60425658 | 158.4307 | 1491.4761 | -1333.0454 | 0 |  | -1482.193 | -1183.8978 | -1317.2023 | -1348.8885 | -1498.0361 | 1
| 60425659 | 2101.1316 | 10427.1244 | -8325.9928 | 0 |  | -9368.7052 | -7283.2803 | -8115.8796 | -8536.1059 | -9578.8184 | 1
| 60425662 | 263.9483 | 2278.4912 | -2014.5429 | 0 |  | -2242.3921 | -1786.6938 | -1988.1481 | -2040.9378 | -2268.7869 | 1
| 60425666 | 7163.1 | 13767.1937 | -6604.0937 | 0 |  | -7980.8131 | -5227.3744 | -5887.7837 | -7320.4037 | -8697.1231 | 1
| 60425668 | 785561.5968 | 181752.4601 | 603809.1367 | 1 |  | 585633.8906 | 621984.3827 | 682365.2963 | 525252.977 | 507077.731 | 1
| 60425689 | 2458.1771 | 11664.8845 | -9206.7073 | 0 |  | -10373.1958 | -8040.2189 | -8960.8896 | -9452.525 | -10619.0135 | 1
| 60425690 | 143618.2642 | 112983.996 | 30634.2682 | 1 |  | 19335.8686 | 41932.6678 | 44996.0946 | 16272.4417 | 4974.0421 | 1
| 60425692 | 16549.4139 | 43744.2799 | -27194.866 | 0 |  | -31569.294 | -22820.438 | -25539.9246 | -28849.8074 | -33224.2354 | 1
| 60425708 | 857.9473 | 4975.3244 | -4117.3771 | 0 |  | -4614.9096 | -3619.8447 | -4031.5824 | -4203.1718 | -4700.7043 | 1
| 60425719 | 541.4303 | 4144.2123 | -3602.782 | 0 |  | -4017.2032 | -3188.3608 | -3548.639 | -3656.925 | -4071.3463 | 1
| 60425732 | 45924.9553 | 57533.5547 | -11608.5994 | 0 |  | -17361.9549 | -5855.244 | -7016.1039 | -16201.095 | -21954.4504 | 1
| 60425754 | 563.3704 | 4087.5252 | -3524.1549 | 0 |  | -3932.9074 | -3115.4023 | -3467.8178 | -3580.4919 | -3989.2444 | 1
| 60425755 | 1529.6622 | 8307.1369 | -6777.4747 | 0 |  | -7608.1884 | -5946.761 | -6624.5084 | -6930.4409 | -7761.1546 | 1
| 60425756 | 1711718.1755 | 390706.2103 | 1321011.9652 | 1 |  | 1281941.3441 | 1360082.5862 | 1492183.7827 | 1149840.1476 | 1110769.5266 | 1
| 60425761 | 2154.8323 | 6254.5197 | -4099.6874 | 0 |  | -4725.1394 | -3474.2355 | -3884.2042 | -4315.1707 | -4940.6226 | 1
| 60425788 | 14641.3623 | 35838.9059 | -21197.5436 | 0 |  | -24781.4342 | -17613.653 | -19733.4074 | -22661.6798 | -26245.5704 | 1
| 60425797 | 119702.1226 | 102212.8965 | 17489.2261 | 1 |  | 7267.9364 | 27710.5157 | 29459.4383 | 5519.0138 | -4702.2758 | 0
| 60425798 | 1344.7941 | 7807.9602 | -6463.1661 | 0 |  | -7243.9621 | -5682.37 | -6328.6866 | -6597.6455 | -7378.4415 | 1
| 60425799 | 44846.4057 | 61006.3276 | -16159.9219 | 0 |  | -22260.5546 | -10059.2891 | -11675.2813 | -20644.5624 | -26745.1952 | 1
| 60425807 | 256571.836 | 148719.4342 | 107852.4018 | 1 |  | 92980.4584 | 122724.3452 | 133509.5854 | 82195.2182 | 67323.2748 | 1
| 60425808 | 154.6104 | 1423.7818 | -1269.1715 | 0 |  | -1411.5496 | -1126.7933 | -1253.7104 | -1284.6325 | -1427.0107 | 1
| 60425809 | 417.5 | 3246.5748 | -2829.0748 | 0 |  | -3153.7323 | -2504.4173 | -2787.3248 | -2870.8248 | -3195.4823 | 1
| 60425813 | 45915.1244 | 40917.0114 | 4998.113 | 1 |  | 906.4119 | 9089.8141 | 9589.6254 | 406.6006 | -3685.1006 | 0
| 60425819 | 4914.9055 | 17861.9403 | -12947.0348 | 0 |  | -14733.2288 | -11160.8408 | -12455.5442 | -13438.5253 | -15224.7194 | 1
| 60425850 | 127838.3561 | 106365.9146 | 21472.4415 | 1 |  | 10835.85 | 32109.0329 | 34256.2771 | 8688.6058 | -1947.9856 | 0
| 60425859 | 3529.7167 | 14014.3722 | -10484.6554 | 0 |  | -11886.0926 | -9083.2182 | -10131.6837 | -10837.6271 | -12239.0643 | 1
| 60425875 | 487.6169 | 3604.8593 | -3117.2425 | 0 |  | -3477.7284 | -2756.7565 | -3068.4808 | -3166.0041 | -3526.4901 | 1
| 60425876 | 3688.15 | 15124.999 | -11436.8491 | 0 |  | -12949.349 | -9924.3492 | -11068.0341 | -11805.6641 | -13318.164 | 1
| 60425918 | 217.2694 | 1765.5555 | -1548.2861 | 0 |  | -1724.8417 | -1371.7306 | -1526.5592 | -1570.0131 | -1746.5686 | 1
| 60425919 | 7389.0128 | 20916.4394 | -13527.4267 | 0 |  | -15619.0706 | -11435.7827 | -12788.5254 | -14266.328 | -16357.9719 | 1
| 60425922 | 390.0787 | 3276.2943 | -2886.2155 | 0 |  | -3213.845 | -2558.5861 | -2847.2077 | -2925.2234 | -3252.8528 | 1
| 60425925 | 189.9538 | 2541.013 | -2351.0593 | 0 |  | -2605.1606 | -2096.958 | -2332.0639 | -2370.0547 | -2624.156 | 1
| 60425935 | 3742.1793 | 14709.4771 | -10967.2978 | 0 |  | -12438.2455 | -9496.3501 | -10593.0799 | -11341.5157 | -12812.4635 | 1
| 60425936 | 13235.0356 | 30748.0741 | -17513.0385 | 0 |  | -20587.8459 | -14438.2311 | -16189.535 | -18836.5421 | -21911.3495 | 1
| 60426291 | 2048009.8965 | 451399.3829 | 1596610.5136 | 1 |  | 1551470.5753 | 1641750.4519 | 1801411.5033 | 1391809.524 | 1346669.5857 | 1
| 60426331 | 65044.4854 | 76512.7262 | -11468.2408 | 0 |  | -19119.5134 | -3816.9682 | -4963.7923 | -17972.6894 | -25623.962 | 1
| 60426357 | 2731.1432 | 13510.2422 | -10779.0991 | 0 |  | -12130.1233 | -9428.0748 | -10505.9847 | -11052.2134 | -12403.2376 | 1
| 60426428 | 5577.0235 | 21798.1165 | -16221.093 | 0 |  | -18400.9046 | -14041.2813 | -15663.3906 | -16778.7953 | -18958.607 | 1
| 60426457 | 162.8278 | 3473.3232 | -3310.4955 | 0 |  | -3657.8278 | -2963.1631 | -3294.2127 | -3326.7782 | -3674.1106 | 1
| 60426483 | 3851.1942 | 17901.5663 | -14050.3721 | 0 |  | -15840.5287 | -12260.2155 | -13665.2527 | -14435.4915 | -16225.6481 | 1
| 60426492 | 3207.5898 | 15887.7983 | -12680.2084 | 0 |  | -14268.9883 | -11091.4286 | -12359.4495 | -13000.9674 | -14589.7473 | 1
| 60426504 | 1313.5434 | 9948.8614 | -8635.3179 | 0 |  | -9630.2041 | -7640.4318 | -8503.9636 | -8766.6723 | -9761.5584 | 1
| 60426516 | 3884.9128 | 17985.221 | -14100.3082 | 0 |  | -15898.8303 | -12301.7861 | -13711.8169 | -14488.7995 | -16287.3216 | 1
| 60426528 | 6205.6502 | 20434.8743 | -14229.2241 | 0 |  | -16272.7115 | -12185.7366 | -13608.659 | -14849.7891 | -16893.2765 | 1
| 60426535 | 1057.3559 | 8755.6804 | -7698.3246 | 0 |  | -8573.8926 | -6822.7565 | -7592.589 | -7804.0602 | -8679.6282 | 1
| 60426538 | 1307.1136 | 6319.164 | -5012.0504 | 0 |  | -5643.9668 | -4380.134 | -4881.339 | -5142.7618 | -5774.6782 | 1
| 60426556 | 402796.1112 | 194994.8207 | 207801.2906 | 1 |  | 188301.8085 | 227300.7726 | 248080.9017 | 167521.6794 | 148022.1974 | 1
| 60426577 | 41453.8259 | 63365.7217 | -21911.8958 | 0 |  | -28248.468 | -15575.3236 | -17766.5132 | -26057.2784 | -32393.8506 | 1
| 60426578 | 1895.0514 | 12190.4785 | -10295.427 | 0 |  | -11514.4749 | -9076.3792 | -10105.9219 | -10484.9322 | -11703.98 | 1
| 60426581 | 811.8769 | 4751.9849 | -3940.108 | 0 |  | -4415.3065 | -3464.9095 | -3858.9203 | -4021.2957 | -4496.4942 | 1
| 60426584 | 708.0478 | 15181.5102 | -14473.4624 | 0 |  | -15991.6135 | -12955.3114 | -14402.6577 | -14544.2672 | -16062.4182 | 1
| 60426585 | 4324.9906 | 12671.5374 | -8346.5467 | 0 |  | -9613.7004 | -7079.393 | -7914.0476 | -8779.0458 | -10046.1995 | 1
| 60426595 | 24564.5001 | 31386.1698 | -6821.6696 | 0 |  | -9960.2866 | -3683.0527 | -4365.2196 | -9278.1197 | -12416.7366 | 1
| 60426600 | 194500.6457 | 135094.1667 | 59406.4789 | 1 |  | 45897.0622 | 72915.8956 | 78856.5435 | 39956.4144 | 26446.9977 | 1
| 60426635 | 185418.5376 | 88511.3919 | 96907.1458 | 1 |  | 88056.0066 | 105758.2849 | 115448.9995 | 78365.292 | 69514.1528 | 1
| 60426660 | 8093.413 | 17475.7447 | -9382.3317 | 0 |  | -11129.9062 | -7634.7572 | -8572.9904 | -10191.673 | -11939.2475 | 1
| 60426678 | 14.1502 | 484.317 | -470.1668 | 0 |  | -518.5985 | -421.7351 | -468.7518 | -471.5818 | -520.0135 | 1
| 60426706 | 2801.3618 | 9149.0604 | -6347.6986 | 0 |  | -7262.6047 | -5432.7926 | -6067.5624 | -6627.8348 | -7542.7408 | 1
| 60426707 | 2459.5667 | 8499.3225 | -6039.7557 | 0 |  | -6889.688 | -5189.8235 | -5793.7991 | -6285.7124 | -7135.6446 | 1
| 60426708 | 3528.854 | 10413.0453 | -6884.1913 | 0 |  | -7925.4958 | -5842.8867 | -6531.3059 | -7237.0767 | -8278.3812 | 1
| 60426727 | 1684.0399 | 11102.4163 | -9418.3764 | 0 |  | -10528.6181 | -8308.1348 | -9249.9724 | -9586.7804 | -10697.022 | 1
| 60426730 | 435.2075 | 5248.7852 | -4813.5777 | 0 |  | -5338.4562 | -4288.6992 | -4770.0569 | -4857.0985 | -5381.977 | 1
| 60426731 | 549.2109 | 5929.0304 | -5379.8196 | 0 |  | -5972.7226 | -4786.9165 | -5324.8985 | -5434.7407 | -6027.6437 | 1
| 60426736 | 684.8804 | 6698.9844 | -6014.104 | 0 |  | -6684.0024 | -5344.2056 | -5945.616 | -6082.592 | -6752.4905 | 1
| 60426743 | 13893.7534 | 39229.6751 | -25335.9217 | 0 |  | -29258.8892 | -21412.9542 | -23946.5464 | -26725.2971 | -30648.2646 | 1
| 60426746 | 6048.0117 | 14938.9022 | -8890.8905 | 0 |  | -10384.7807 | -7397.0003 | -8286.0893 | -9495.6916 | -10989.5819 | 1
| 60426758 | 537921.7537 | 422982.9504 | 114938.8033 | 1 |  | 72640.5083 | 157237.0983 | 168730.9787 | 61146.6279 | 18848.3329 | 1
| 60426774 | 5745.0967 | 21784.3575 | -16039.2608 | 0 |  | -18217.6965 | -13860.825 | -15464.7511 | -16613.7705 | -18792.2062 | 1
| 60426775 | 2224.1479 | 8750.5477 | -6526.3998 | 0 |  | -7401.4545 | -5651.345 | -6303.985 | -6748.8146 | -7623.8693 | 1
| 60426786 | 10155.9508 | 35205.9917 | -25050.0409 | 0 |  | -28570.64 | -21529.4417 | -24034.4458 | -26065.6359 | -29586.2351 | 1
| 60426798 | 2292.1733 | 13528.4041 | -11236.2308 | 0 |  | -12589.0712 | -9883.3904 | -11007.0135 | -11465.4481 | -12818.2885 | 1
| 60426806 | 909569.1434 | 293692.0162 | 615877.1272 | 1 |  | 586507.9256 | 645246.3288 | 706834.0415 | 524920.2128 | 495551.0112 | 1
| 60426837 | 546.4263 | 3689.2844 | -3142.8582 | 0 |  | -3511.7866 | -2773.9297 | -3088.2156 | -3197.5008 | -3566.4293 | 1
| 60426846 | 1293.6775 | 9651.6668 | -8357.9894 | 0 |  | -9323.1561 | -7392.8227 | -8228.6216 | -8487.3571 | -9452.5238 | 1
| 60426853 | 332670.6075 | 176659.5706 | 156011.0369 | 1 |  | 138345.0799 | 173676.994 | 189278.0977 | 122743.9762 | 105078.0191 | 1
| 60426854 | 3994.212 | 11837.5 | -7843.288 | 0 |  | -9027.038 | -6659.538 | -7443.8668 | -8242.7092 | -9426.4592 | 1
| 60426859 | 751.8423 | 7244.9417 | -6493.0994 | 0 |  | -7217.5936 | -5768.6052 | -6417.9152 | -6568.2836 | -7292.7778 | 1
| 60426862 | 9864.4323 | 19423.4374 | -9559.0051 | 0 |  | -11501.3488 | -7616.6614 | -8572.5619 | -10545.4483 | -12487.7921 | 1
| 60426863 | 6866.4352 | 15998.5606 | -9132.1254 | 0 |  | -10731.9814 | -7532.2693 | -8445.4818 | -9818.7689 | -11418.6249 | 1
| 60426872 | 38084.7131 | 39397.4916 | -1312.7786 | 0 |  | -5252.5278 | 2626.9706 | 2495.6927 | -5121.2499 | -9060.9991 | 1
| 60426883 | 1928665.8082 | 431390.4875 | 1497275.3207 | 1 |  | 1454136.272 | 1540414.3694 | 1690141.9015 | 1304408.7399 | 1261269.6911 | 1
| 60426884 | 46808.5351 | 66084.5011 | -19275.966 | 0 |  | -25884.4161 | -12667.5159 | -14595.1125 | -23956.8195 | -30565.2696 | 1
| 60426897 | 894636.8594 | 292885.7385 | 601751.1209 | 1 |  | 572462.547 | 631039.6947 | 691214.8068 | 512287.4349 | 482998.8611 | 1
| 60426906 | 856.4272 | 7764.4817 | -6908.0546 | 0 |  | -7684.5027 | -6131.6064 | -6822.4118 | -6993.6973 | -7770.1454 | 1
| 60426913 | 1536.6312 | 6989.6895 | -5453.0583 | 0 |  | -6152.0272 | -4754.0893 | -5299.3951 | -5606.7214 | -6305.6903 | 1
| 60426914 | 595.2723 | 6804.1032 | -6208.8309 | 0 |  | -6889.2412 | -5528.4206 | -6149.3037 | -6268.3581 | -6948.7684 | 1
| 60426916 | 7985.1546 | 17659.5371 | -9674.3825 | 0 |  | -11440.3362 | -7908.4288 | -8875.867 | -10472.898 | -12238.8517 | 1
| 60426917 | 75.7873 | 1581.1849 | -1505.3975 | 0 |  | -1663.516 | -1347.279 | -1497.8188 | -1512.9763 | -1671.0947 | 1
| 60426920 | 974.6733 | 8165.1439 | -7190.4706 | 0 |  | -8006.985 | -6373.9562 | -7093.0033 | -7287.938 | -8104.4524 | 1
| 60426921 | 419.0608 | 5958.7499 | -5539.6891 | 0 |  | -6135.5641 | -4943.8141 | -5497.783 | -5581.5952 | -6177.4702 | 1
| 60426924 | 467.437 | 5385.8249 | -4918.3879 | 0 |  | -5456.9704 | -4379.8054 | -4871.6442 | -4965.1316 | -5503.7141 | 1
| 60426925 | 42298.99 | 61393.2308 | -19094.2408 | 0 |  | -25233.5638 | -12954.9177 | -14864.3417 | -23324.1398 | -29463.4628 | 1
| 60426926 | 51.3685 | 1222.35 | -1170.9815 | 0 |  | -1293.2165 | -1048.7465 | -1165.8447 | -1176.1184 | -1298.3534 | 1
| 60426927 | 197744.4003 | 135896.5919 | 61847.8083 | 1 |  | 48258.1491 | 75437.4675 | 81622.2484 | 42073.3683 | 28483.7091 | 1
| 60426928 | 105.7527 | 2102.9263 | -1997.1737 | 0 |  | -2207.4663 | -1786.881 | -1986.5984 | -2007.7489 | -2218.0416 | 1
| 60426929 | 45532.8654 | 64522.5789 | -18989.7135 | 0 |  | -25441.9714 | -12537.4556 | -14436.427 | -23543.0001 | -29995.2579 | 1
| 60426931 | 786343.3437 | 547535.4191 | 238807.9246 | 1 |  | 184054.3827 | 293561.4665 | 317442.259 | 160173.5903 | 105420.0484 | 1
| 60426937 | 1166.6438 | 9542.1452 | -8375.5013 | 0 |  | -9329.7159 | -7421.2868 | -8258.837 | -8492.1657 | -9446.3802 | 1
| 60426938 | 200.6958 | 3334.0821 | -3133.3863 | 0 |  | -3466.7945 | -2799.9781 | -3113.3167 | -3153.4559 | -3486.8641 | 1
| 60426939 | 6874.5008 | 24913.1552 | -18038.6545 | 0 |  | -20529.97 | -15547.3389 | -17351.2044 | -18726.1045 | -21217.4201 | 1
| 60426941 | 406.6032 | 3140.1887 | -2733.5855 | 0 |  | -3047.6044 | -2419.5667 | -2692.9252 | -2774.2459 | -3088.2647 | 1
| 60426951 | 12665.6105 | 22911.184 | -10245.5735 | 0 |  | -12536.6919 | -7954.4551 | -8979.0125 | -11512.1346 | -13803.253 | 1
| 60426952 | 3463.2254 | 16911.4683 | -13448.2429 | 0 |  | -15139.3897 | -11757.0961 | -13101.9203 | -13794.5654 | -15485.7122 | 1
| 60426960 | 937.5878 | 8224.0325 | -7286.4447 | 0 |  | -8108.848 | -6464.0415 | -7192.6859 | -7380.2035 | -8202.6067 | 1
| 60426974 | 1375.8176 | 10209.7321 | -8833.9145 | 0 |  | -9854.8877 | -7812.9413 | -8696.3327 | -8971.4962 | -9992.4694 | 1
| 60426976 | 425.1866 | 3503.2105 | -3078.0239 | 0 |  | -3428.3449 | -2727.7029 | -3035.5052 | -3120.5426 | -3470.8636 | 1
| 60426982 | 5290.0076 | 20989.087 | -15699.0794 | 0 |  | -17797.9881 | -13600.1707 | -15170.0786 | -16228.0801 | -18326.9888 | 1
| 60426983 | 6320.8134 | 22815.1821 | -16494.3687 | 0 |  | -18775.8869 | -14212.8505 | -15862.2874 | -17126.45 | -19407.9683 | 1
| 60426998 | 16399.3508 | 25410.254 | -9010.9032 | 0 |  | -11551.9286 | -6469.8778 | -7370.9682 | -10650.8383 | -13191.8637 | 1
| 60427005 | 3695.548 | 15637.3844 | -11941.8364 | 0 |  | -13505.5748 | -10378.098 | -11572.2816 | -12311.3912 | -13875.1296 | 1
| 60427107 | 5144.0403 | 15142.2146 | -9998.1743 | 0 |  | -11512.3958 | -8483.9529 | -9483.7703 | -10512.5784 | -12026.7998 | 1
| 60428393 | 2291192.4985 | 853099.2217 | 1438093.2767 | 1 |  | 1352783.3546 | 1523403.1989 | 1667212.5266 | 1208974.0269 | 1123664.1047 | 1
| 60428394 | 106614.3024 | 181435.6207 | -74821.3183 | 0 |  | -92964.8804 | -56677.7562 | -64159.8881 | -85482.7486 | -103626.3106 | 1
| 60428395 | 13213.8846 | 64029.7319 | -50815.8473 | 0 |  | -57218.8205 | -44412.8741 | -49494.4588 | -52137.2358 | -58540.209 | 1
| 60428396 | 600975.7693 | 450451.0977 | 150524.6716 | 1 |  | 105479.5618 | 195569.7813 | 210622.2485 | 90427.0947 | 45381.9849 | 1
| 60428402 | 1523.4586 | 6196.4667 | -4673.0081 | 0 |  | -5292.6548 | -4053.3615 | -4520.6623 | -4825.354 | -5445.0006 | 1
| 60428410 | 3597.1053 | 8594.8945 | -4997.7892 | 0 |  | -5857.2787 | -4138.2998 | -4638.0787 | -5357.4998 | -6216.9892 | 1
| 60428427 | 9949.0234 | 16291.6144 | -6342.5911 | 0 |  | -7971.7525 | -4713.4296 | -5347.6887 | -7337.4934 | -8966.6548 | 1
| 60428446 | 989.0108 | 4347.6416 | -3358.6308 | 0 |  | -3793.3949 | -2923.8666 | -3259.7297 | -3457.5319 | -3892.296 | 1
| 60428448 | 2807.9369 | 11838.7675 | -9030.8306 | 0 |  | -10214.7074 | -7846.9539 | -8750.0369 | -9311.6243 | -10495.5011 | 1
| 60428451 | 747.4284 | 2927.243 | -2179.8147 | 0 |  | -2472.539 | -1887.0904 | -2105.0718 | -2254.5575 | -2547.2818 | 1
| 60428452 | 4518.4982 | 22159.7031 | -17641.2049 | 0 |  | -19857.1752 | -15425.2346 | -17189.3551 | -18093.0547 | -20309.0251 | 1
| 60428458 | 47501.889 | 39999.0633 | 7502.8257 | 1 |  | 3502.9194 | 11502.732 | 12253.0146 | 2752.6368 | -1247.2695 | 0
| 60428459 | 7044.8542 | 13278.1791 | -6233.325 | 0 |  | -7561.1429 | -4905.507 | -5528.8395 | -6937.8104 | -8265.6283 | 1
| 60428472 | 11526.1167 | 21454.0269 | -9927.9102 | 0 |  | -12073.3129 | -7782.5075 | -8775.2985 | -11080.5218 | -13225.9245 | 1
| 60428478 | 358.5416 | 3290.5183 | -2931.9766 | 0 |  | -3261.0285 | -2602.9248 | -2896.1225 | -2967.8308 | -3296.8826 | 1
| 60428481 | 39720.0977 | 35000.4162 | 4719.6815 | 1 |  | 1219.6399 | 8219.7231 | 8691.6913 | 747.6717 | -2752.3699 | 0
| 60428482 | 24642.5828 | 26929.5203 | -2286.9375 | 0 |  | -4979.8895 | 406.0146 | 177.3208 | -4751.1957 | -7444.1478 | 1
| 60428486 | 104.1498 | 795.5043 | -691.3545 | 0 |  | -770.9049 | -611.8041 | -680.9395 | -701.7695 | -781.3199 | 1
| 60428492 | 89067.1962 | 91546.3655 | -2479.1693 | 0 |  | -11633.8059 | 6675.4672 | 6427.5503 | -11385.8889 | -20540.5255 | 1
| 60428500 | 94.1894 | 512.0837 | -417.8943 | 0 |  | -469.1027 | -366.6859 | -408.4754 | -427.3133 | -478.5216 | 1
| 60428501 | 34835.0815 | 33745.5576 | 1089.5239 | 1 |  | -2285.0318 | 4464.0797 | 4573.0321 | -2393.9842 | -5768.54 | 0
| 60428504 | 539.7604 | 2269.3929 | -1729.6325 | 0 |  | -1956.5718 | -1502.6932 | -1675.6564 | -1783.6085 | -2010.5478 | 1
| 60428505 | 22720.8463 | 39862.5894 | -17141.743 | 0 |  | -21128.002 | -13155.4841 | -14869.6584 | -19413.8277 | -23400.0866 | 1
| 60428510 | 611750.9961 | 468204.8463 | 143546.1498 | 1 |  | 96725.6651 | 190366.6344 | 204721.2494 | 82371.0502 | 35550.5655 | 1
| 60428518 | 119875.4357 | 63096.0677 | 56779.3679 | 1 |  | 50469.7612 | 63088.9747 | 68766.9115 | 44791.8244 | 38482.2176 | 1
| 60428519 | 43742.4384 | 41884.3933 | 1858.0451 | 1 |  | -2330.3943 | 6046.4844 | 6232.2889 | -2516.1988 | -6704.6381 | 0
| 60428520 | 58166.9487 | 48775.7222 | 9391.2265 | 1 |  | 4513.6543 | 14268.7987 | 15207.9214 | 3574.5316 | -1303.0406 | 0
| 60428521 | 11442.1304 | 19966.1955 | -8524.0651 | 0 |  | -10520.6847 | -6527.4456 | -7379.8521 | -9668.2782 | -11664.8977 | 1
| 60428551 | 254846.612 | 140950.5496 | 113896.0623 | 1 |  | 99801.0073 | 127991.1173 | 139380.7235 | 88411.4011 | 74316.3461 | 1
| 60428555 | 8088.8627 | 25429.9434 | -17341.0808 | 0 |  | -19884.0751 | -14798.0864 | -16532.1945 | -18149.967 | -20692.9614 | 1
| 60428556 | 2443.5534 | 12716.0724 | -10272.5191 | 0 |  | -11544.1263 | -9000.9118 | -10028.1637 | -10516.8744 | -11788.4817 | 1
| 60428583 | 2879.14 | 7590.2471 | -4711.1071 | 0 |  | -5470.1318 | -3952.0824 | -4423.1931 | -4999.0211 | -5758.0458 | 1
| 60428616 | 53322.6013 | 42562.7775 | 10759.8237 | 1 |  | 6503.546 | 15016.1015 | 16092.0839 | 5427.5636 | 1171.2859 | 1
| 60428617 | 58970.1673 | 43317.9743 | 15652.193 | 1 |  | 11320.3956 | 19983.9905 | 21549.2098 | 9755.1763 | 5423.3789 | 1
| 60428618 | 2444.1823 | 6707.0294 | -4262.8471 | 0 |  | -4933.5501 | -3592.1442 | -4018.4289 | -4507.2653 | -5177.9683 | 1
| 60428619 | 3840.8887 | 9135.878 | -5294.9893 | 0 |  | -6208.5771 | -4381.4015 | -4910.9004 | -5679.0782 | -6592.666 | 1
| 60428625 | 36195.8097 | 41680.3204 | -5484.5107 | 0 |  | -9652.5427 | -1316.4786 | -1864.9297 | -9104.0917 | -13272.1237 | 1
| 60428641 | 1360.223 | 7491.8864 | -6131.6634 | 0 |  | -6880.8521 | -5382.4748 | -5995.6411 | -6267.6857 | -7016.8744 | 1
| 60428646 | 164269.8213 | 75333.6015 | 88936.2198 | 1 |  | 81402.8597 | 96469.58 | 105363.202 | 72509.2377 | 64975.8776 | 1
| 60428647 | 43344.4457 | 37174.9975 | 6169.4482 | 1 |  | 2451.9485 | 9886.948 | 10503.8928 | 1835.0036 | -1882.4961 | 0
| 60428652 | 4447.5433 | 12275.5597 | -7828.0164 | 0 |  | -9055.5724 | -6600.4605 | -7383.2621 | -8272.7708 | -9500.3267 | 1
| 60428654 | 905.9319 | 6251.7312 | -5345.7992 | 0 |  | -5970.9724 | -4720.6261 | -5255.206 | -5436.3924 | -6061.5655 | 1
| 60428669 | 13029.6266 | 18857.3568 | -5827.7302 | 0 |  | -7713.4659 | -3941.9945 | -4524.7675 | -7130.6929 | -9016.4285 | 1
| 60428670 | 12442.1152 | 18362.765 | -5920.6498 | 0 |  | -7756.9263 | -4084.3733 | -4676.4383 | -7164.8613 | -9001.1378 | 1
| 60428672 | 591.6281 | 4309.1086 | -3717.4804 | 0 |  | -4148.3913 | -3286.5696 | -3658.3176 | -3776.6432 | -4207.5541 | 1
| 60428676 | 53225.3431 | 40999.4011 | 12225.942 | 1 |  | 8126.0018 | 16325.8821 | 17548.4763 | 6903.4076 | 2803.4675 | 1
| 60428689 | 58570.0988 | 142978.0047 | -84407.9059 | 0 |  | -98705.7064 | -70110.1054 | -78550.896 | -90264.9158 | -104562.7163 | 1
| 60428692 | 199788.3516 | 123529.9982 | 76258.3534 | 1 |  | 63905.3536 | 88611.3533 | 96237.1886 | 56279.5183 | 43926.5184 | 1
| 60428708 | 18773.7538 | 28182.8579 | -9409.104 | 0 |  | -12227.3898 | -6590.8183 | -7531.7287 | -11286.4794 | -14104.7652 | 1
| 60428716 | 29387.2028 | 30810.4558 | -1423.253 | 0 |  | -4504.2986 | 1657.7926 | 1515.4673 | -4361.9733 | -7443.0189 | 1
| 60428723 | 1127451.105 | 202607.9575 | 924843.1475 | 1 |  | 904582.3518 | 945103.9433 | 1037588.258 | 812098.037 | 791837.2413 | 1
| 60428725 | 93675.8451 | 96021.8946 | -2346.0496 | 0 |  | -11948.239 | 7256.1399 | 7021.5349 | -11713.6341 | -21315.8235 | 1
| 60428740 | 162690.7619 | 239518.7087 | -76827.9467 | 0 |  | -100779.8176 | -52876.0759 | -60558.8705 | -93097.0229 | -117048.8938 | 1
| 60428744 | 890029.6085 | 532104.1984 | 357925.4101 | 1 |  | 304714.9902 | 411135.8299 | 446928.3709 | 268922.4492 | 215712.0294 | 1
| 60428758 | 9569.6756 | 16309.8669 | -6740.1913 | 0 |  | -8371.178 | -5109.2046 | -5783.2238 | -7697.1589 | -9328.1456 | 1
| 60428766 | 154090.1 | 116898.1578 | 37191.9422 | 1 |  | 25502.1265 | 48881.758 | 52600.9522 | 21782.9322 | 10093.1165 | 1
| 60428767 | 37428.6976 | 55540.15 | -18111.4524 | 0 |  | -23665.4674 | -12557.4374 | -14368.5826 | -21854.3222 | -27408.3372 | 1
| 60428768 | 65064.446 | 74516.5698 | -9452.1238 | 0 |  | -16903.7808 | -2000.4668 | -2945.6792 | -15958.5684 | -23410.2254 | 1
| 60428804 | 2825.3391 | 6859.6405 | -4034.3014 | 0 |  | -4720.2654 | -3348.3373 | -3751.7674 | -4316.8353 | -5002.7993 | 1
| 60428814 | 81162.817 | 83260.1423 | -2097.3253 | 0 |  | -10423.3395 | 6228.689 | 6018.9564 | -10213.607 | -18539.6212 | 1
| 60428824 | 2699.7569 | 6536.6728 | -3836.9159 | 0 |  | -4490.5832 | -3183.2486 | -3566.9402 | -4106.8916 | -4760.5589 | 1
| 60428825 | 45014.4362 | 37055.8493 | 7958.5869 | 1 |  | 4253.0019 | 11664.1718 | 12460.0305 | 3457.1432 | -248.4417 | 0
| 60428826 | 15107.8418 | 19908.903 | -4801.0611 | 0 |  | -6791.9514 | -2810.1709 | -3290.277 | -6311.8453 | -8302.7356 | 1
| 60428831 | 1103.9051 | 3439.5802 | -2335.6751 | 0 |  | -2679.6332 | -1991.7171 | -2225.2846 | -2446.0657 | -2790.0237 | 1
| 60428837 | 25328.5396 | 59609.5134 | -34280.9738 | 0 |  | -40241.9252 | -28320.0225 | -31748.1199 | -36813.8278 | -42774.7791 | 1
| 60428842 | 10737.5882 | 24240.6151 | -13503.0268 | 0 |  | -15927.0883 | -11078.9653 | -12429.268 | -14576.7856 | -17000.8471 | 1
| 60428843 | 2234.3643 | 9769.9943 | -7535.63 | 0 |  | -8512.6294 | -6558.6305 | -7312.1935 | -7759.0664 | -8736.0658 | 1
| 60428844 | 112875.0579 | 85172.0936 | 27702.9643 | 1 |  | 19185.7549 | 36220.1737 | 38990.4701 | 16415.4585 | 7898.2492 | 1
| 60428848 | 3218.269 | 11643.9708 | -8425.7018 | 0 |  | -9590.0988 | -7261.3047 | -8103.8749 | -8747.5287 | -9911.9257 | 1
| 60428852 | 18116.5069 | 50937.4877 | -32820.9808 | 0 |  | -37914.7295 | -27727.232 | -31009.3301 | -34632.6314 | -39726.3802 | 1
| 60428860 | 2777.9825 | 10638.4627 | -7860.4802 | 0 |  | -8924.3265 | -6796.6339 | -7582.6819 | -8138.2784 | -9202.1247 | 1
| 60428863 | 29268.1642 | 28752.2341 | 515.9301 | 1 |  | -2359.2933 | 3391.1535 | 3442.7465 | -2410.8863 | -5286.1098 | 0
| 60428864 | 1819.2593 | 4654.6383 | -2835.379 | 0 |  | -3300.8428 | -2369.9152 | -2653.4531 | -3017.3049 | -3482.7688 | 1
| 60428881 | 261285.3991 | 158982.0009 | 102303.3982 | 1 |  | 86405.1981 | 118201.5982 | 128431.9381 | 76174.8582 | 60276.6582 | 1
| 60428882 | 194079.9604 | 118679.6737 | 75400.2867 | 1 |  | 63532.3193 | 87268.254 | 94808.2827 | 55992.2906 | 44124.3232 | 1
| 60428883 | 1823175.587 | 426917.7101 | 1396257.8769 | 1 |  | 1353566.1059 | 1438949.6479 | 1578575.4356 | 1213940.3182 | 1171248.5472 | 1
| 60428885 | 8964.8572 | 49429.4062 | -40464.5489 | 0 |  | -45407.4896 | -35521.6083 | -39568.0632 | -41361.0347 | -46303.9753 | 1
| 60428907 | 48797.3204 | 58952.9337 | -10155.6133 | 0 |  | -16050.9067 | -4260.3199 | -5275.8813 | -15035.3453 | -20930.6387 | 1
| 60428908 | 51629.3714 | 123904.9894 | -72275.618 | 0 |  | -84666.117 | -59885.1191 | -67112.6809 | -77438.5552 | -89829.0541 | 1
| 60428909 | 25272.1145 | 85445.1636 | -60173.0491 | 0 |  | -68717.5654 | -51628.5327 | -57645.8376 | -62700.2605 | -71244.7769 | 1
| 60428938 | 19521.2672 | 38717.8401 | -19196.5729 | 0 |  | -23068.357 | -15324.7889 | -17244.4462 | -21148.6997 | -25020.4837 | 1
| 60428940 | 750147.8744 | 234105.0676 | 516042.8068 | 1 |  | 492632.3 | 539453.3136 | 591057.5942 | 441028.0194 | 417617.5126 | 1
| 60428960 | 67171.2843 | 43796.5951 | 23374.6892 | 1 |  | 18995.0297 | 27754.3487 | 30091.8176 | 16657.5607 | 12277.9012 | 1
| 60428961 | 21429.9123 | 23092.1878 | -1662.2755 | 0 |  | -3971.4943 | 646.9433 | 480.7157 | -3805.2667 | -6114.4855 | 1
| 60428966 | 4915.5223 | 9796.2632 | -4880.7409 | 0 |  | -5860.3672 | -3901.1146 | -4389.1887 | -5372.2932 | -6351.9195 | 1
| 60428968 | 6701.245 | 12888.2857 | -6187.0406 | 0 |  | -7475.8692 | -4898.2121 | -5516.9161 | -6857.1651 | -8145.9937 | 1
| 60428970 | 7546.1939 | 13028.2214 | -5482.0275 | 0 |  | -6784.8496 | -4179.2053 | -4727.4081 | -6236.6469 | -7539.469 | 1
| 60428973 | 191627.5475 | 111868.4159 | 79759.1316 | 1 |  | 68572.29 | 90945.9731 | 98921.8863 | 60596.3768 | 49409.5352 | 1
| 60429037 | 172.1898 | 2699.5168 | -2527.327 | 0 |  | -2797.2787 | -2257.3753 | -2510.108 | -2544.546 | -2814.4977 | 1
| 60429038 | 2122.2034 | 15585.1002 | -13462.8968 | 0 |  | -15021.4068 | -11904.3868 | -13250.6764 | -13675.1171 | -15233.6271 | 1
| 60429062 | 895427.509 | 260537.217 | 634890.292 | 1 |  | 608836.5703 | 660944.0137 | 724433.0429 | 545347.5411 | 519293.8194 | 1
| 60429081 | 16190.9207 | 30416.2069 | -14225.2862 | 0 |  | -17266.9069 | -11183.6655 | -12606.1941 | -15844.3782 | -18885.9989 | 1
| 60429092 | 27592.3058 | 47245.1211 | -19652.8153 | 0 |  | -24377.3274 | -14928.3032 | -16893.5847 | -22412.0459 | -27136.558 | 1
| 60429101 | 25419.7808 | 25775.8108 | -356.03 | 0 |  | -2933.6111 | 2221.5511 | 2185.9481 | -2898.0081 | -5475.5892 | 1
| 60429109 | 4383.0923 | 37564.846 | -33181.7537 | 0 |  | -36938.2383 | -29425.2691 | -32743.4444 | -33620.0629 | -37376.5475 | 1
| 60429128 | 23534.6518 | 25746.911 | -2212.2592 | 0 |  | -4786.9503 | 362.4319 | 141.206 | -4565.7244 | -7140.4155 | 1
| 60429138 | 8818.2524 | 15978.0265 | -7159.7742 | 0 |  | -8757.5768 | -5561.9715 | -6277.9489 | -8041.5994 | -9639.4021 | 1
| 60429146 | 1543.6543 | 4422.1726 | -2878.5183 | 0 |  | -3320.7356 | -2436.3011 | -2724.1529 | -3032.8838 | -3475.101 | 1
| 60429148 | 108080.4403 | 63624.1224 | 44456.3179 | 1 |  | 38093.9056 | 50818.7301 | 55264.3619 | 33648.2738 | 27285.8616 | 1
| 60429153 | 24765.3083 | 87738.9638 | -62973.6555 | 0 |  | -71747.5519 | -54199.7591 | -60497.1247 | -65450.1863 | -74224.0827 | 1
| 60429159 | 2516.9075 | 5840.5431 | -3323.6357 | 0 |  | -3907.69 | -2739.5814 | -3071.9449 | -3575.3264 | -4159.3807 | 1
| 60429160 | 1047.5363 | 3019.5195 | -1971.9832 | 0 |  | -2273.9352 | -1670.0313 | -1867.2296 | -2076.7368 | -2378.6888 | 1
| 60429175 | 14954.7313 | 19789.7548 | -4835.0235 | 0 |  | -6813.999 | -2856.048 | -3339.5504 | -6330.4966 | -8309.4721 | 1
| 60429176 | 50563.4299 | 149245.0735 | -98681.6436 | 0 |  | -113606.1509 | -83757.1362 | -93625.3006 | -103737.9866 | -118662.4939 | 1
| 60429178 | 1185866.9688 | 334452.2431 | 851414.7258 | 1 |  | 817969.5015 | 884859.9501 | 970001.4226 | 732828.0289 | 699382.8046 | 1
| 60429188 | 2184.0103 | 6239.0558 | -4055.0456 | 0 |  | -4678.9512 | -3431.14 | -3836.6445 | -4273.4466 | -4897.3522 | 1
| 60429198 | 167.8706 | 674.5816 | -506.711 | 0 |  | -574.1692 | -439.2529 | -489.924 | -523.4981 | -590.9563 | 1
| 60429199 | 8547.7153 | 14076.2185 | -5528.5032 | 0 |  | -6936.125 | -4120.8813 | -4673.7316 | -6383.2747 | -7790.8966 | 1
| 60429200 | 1248.4508 | 3765.8435 | -2517.3927 | 0 |  | -2893.9771 | -2140.8084 | -2392.5476 | -2642.2378 | -3018.8222 | 1
| 60429208 | 415.8737 | 7968.6355 | -7552.7618 | 0 |  | -8349.6253 | -6755.8982 | -7511.1744 | -7594.3491 | -8391.2127 | 1
| 60429223 | 9519.3516 | 15091.7668 | -5572.4152 | 0 |  | -7081.5919 | -4063.2385 | -4620.48 | -6524.3503 | -8033.527 | 1
| 60429256 | 386.4921 | 2501.9375 | -2115.4454 | 0 |  | -2365.6391 | -1865.2516 | -2076.7962 | -2154.0946 | -2404.2883 | 1
| 60429269 | 411535.4154 | 185930.3882 | 225605.0272 | 1 |  | 207011.9884 | 244198.066 | 266758.5687 | 184451.4857 | 165858.4469 | 1
| 60429271 | 116.2838 | 1116.1305 | -999.8467 | 0 |  | -1111.4598 | -888.2337 | -988.2184 | -1011.4751 | -1123.0882 | 1
| 60429272 | 6714.72 | 21128.3281 | -14413.6081 | 0 |  | -16526.441 | -12300.7753 | -13742.1362 | -15085.0801 | -17197.913 | 1
| 60429274 | 4567.1863 | 14593.3511 | -10026.1648 | 0 |  | -11485.4999 | -8566.8297 | -9569.4462 | -10482.8834 | -11942.2185 | 1
| 60429285 | 4288.8258 | 9098.1055 | -4809.2797 | 0 |  | -5719.0903 | -3899.4692 | -4380.3971 | -5238.1623 | -6147.9728 | 1
| 60429290 | 4196.4171 | 14639.5813 | -10443.1642 | 0 |  | -11907.1223 | -8979.2061 | -10023.5225 | -10862.8059 | -12326.7641 | 1
| 60429293 | 224856.3401 | 89793.6293 | 135062.7108 | 1 |  | 126083.3479 | 144042.0738 | 157548.3449 | 112577.0768 | 103597.7139 | 1
| 60429294 | 38522.2813 | 33991.4592 | 4530.8221 | 1 |  | 1131.6762 | 7929.9681 | 8383.0503 | 678.594 | -2720.5519 | 0
| 60429296 | 126941.0536 | 95486.3942 | 31454.6594 | 1 |  | 21906.02 | 41003.2988 | 44148.7648 | 18760.5541 | 9211.9146 | 1
| 60429336 | 48759.526 | 63078.4337 | -14318.9077 | 0 |  | -20626.7511 | -8011.0643 | -9442.9551 | -19194.8603 | -25502.7037 | 1
| 60429340 | 5377.142 | 10384.6525 | -5007.5105 | 0 |  | -6045.9758 | -3969.0453 | -4469.7963 | -5545.2247 | -6583.69 | 1
| 60429345 | 4304.6709 | 14922.4665 | -10617.7956 | 0 |  | -12110.0423 | -9125.549 | -10187.3285 | -11048.2627 | -12540.5094 | 1
| 60429349 | 249.2092 | 910.8499 | -661.6407 | 0 |  | -752.7257 | -570.5557 | -636.7198 | -686.5616 | -777.6466 | 1
| 60429358 | 144109.1045 | 103932.2218 | 40176.8827 | 1 |  | 29783.6605 | 50570.1048 | 54587.7931 | 25765.9722 | 15372.75 | 1
| 60429368 | 2463.7965 | 6233.7322 | -3769.9357 | 0 |  | -4393.3089 | -3146.5625 | -3523.5561 | -4016.3154 | -4639.6886 | 1
| 60429369 | 193.8097 | 725.283 | -531.4732 | 0 |  | -604.0015 | -458.9449 | -512.0922 | -550.8542 | -623.3825 | 1
| 60429370 | 11041.7011 | 15814.7682 | -4773.067 | 0 |  | -6354.5438 | -3191.5902 | -3668.8969 | -5877.2371 | -7458.714 | 1
| 60429377 | 89570.6754 | 166112.6816 | -76542.0061 | 0 |  | -93153.2743 | -59930.738 | -67584.9386 | -85499.0737 | -102110.3418 | 1
| 60429426 | 970.5916 | 15751.6455 | -14781.0539 | 0 |  | -16356.2184 | -13205.8893 | -14683.9947 | -14878.1131 | -16453.2776 | 1
| 60429428 | 1401.9577 | 9824.4799 | -8422.5222 | 0 |  | -9404.9702 | -7440.0742 | -8282.3264 | -8562.718 | -9545.166 | 1
| 60429437 | 413.4082 | 1530.167 | -1116.7588 | 0 |  | -1269.7755 | -963.7421 | -1075.418 | -1158.0996 | -1311.1163 | 1
| 60429438 | 5146.7763 | 10251.3079 | -5104.5317 | 0 |  | -6129.6625 | -4079.4009 | -4589.854 | -5619.2093 | -6644.3401 | 1
| 60429439 | 130.3883 | 494.5918 | -364.2035 | 0 |  | -413.6627 | -314.7443 | -351.1647 | -377.2423 | -426.7015 | 1
| 60429447 | 6988.0323 | 12137.9055 | -5149.8733 | 0 |  | -6363.6638 | -3936.0827 | -4451.07 | -5848.6765 | -7062.467 | 1
| 60429469 | 10722.3119 | 24982.5006 | -14260.1887 | 0 |  | -16758.4388 | -11761.9386 | -13187.9575 | -15332.4199 | -17830.67 | 1
| 60429472 | 4425.7623 | 14313.7681 | -9888.0058 | 0 |  | -11319.3826 | -8456.6289 | -9445.4295 | -10330.582 | -11761.9588 | 1
| 60429478 | 22362.3388 | 24344.0828 | -1981.744 | 0 |  | -4416.1523 | 452.6643 | 254.4899 | -4217.9779 | -6652.3861 | 1
| 60429481 | 4025.4714 | 8376.4823 | -4351.0109 | 0 |  | -5188.6591 | -3513.3627 | -3948.4637 | -4753.558 | -5591.2062 | 1
| 60429495 | 2718.0365 | 4479.3817 | -1761.3451 | 0 |  | -2209.2833 | -1313.407 | -1489.5415 | -2033.1488 | -2481.087 | 1
| 60429497 | 172721.2603 | 93960.2453 | 78761.0149 | 1 |  | 69364.9904 | 88157.0395 | 96033.141 | 61488.8889 | 52092.8644 | 1
| 60429503 | 13138.5929 | 15828.3594 | -2689.7665 | 0 |  | -4272.6024 | -1106.9306 | -1375.9072 | -4003.6258 | -5586.4617 | 1
| 60429507 | 146521.0575 | 85190.8059 | 61330.2516 | 1 |  | 52811.171 | 69849.3322 | 75982.3574 | 46678.1459 | 38159.0653 | 1
| 60429510 | 48477.4692 | 25462.4764 | 23014.9928 | 1 |  | 20468.7452 | 25561.2405 | 27862.7398 | 18167.2459 | 15620.9983 | 1
| 60429511 | 3504.3585 | 6473.887 | -2969.5285 | 0 |  | -3616.9172 | -2322.1398 | -2619.0927 | -3319.9644 | -3967.3531 | 1
| 60429516 | 937.0088 | 1979.6456 | -1042.6369 | 0 |  | -1240.6014 | -844.6723 | -948.936 | -1136.3377 | -1334.3023 | 1
| 60429517 | 39667.6833 | 44234.1004 | -4566.4171 | 0 |  | -8989.8271 | -143.0071 | -599.6488 | -8533.1854 | -12956.5955 | 1
| 60429521 | 1151.9953 | 1869.0232 | -717.028 | 0 |  | -903.9303 | -530.1256 | -601.8284 | -832.2275 | -1019.1298 | 1
| 60429542 | 18238.1043 | 11184.72 | 7053.3843 | 1 |  | 5934.9123 | 8171.8563 | 8877.1948 | 5229.5739 | 4111.1019 | 1
| 60429546 | 2258.5465 | 3472.2225 | -1213.676 | 0 |  | -1560.8983 | -866.4538 | -987.8214 | -1439.5307 | -1786.7529 | 1
| 60429558 | 13566.7646 | 19003.3874 | -5436.6228 | 0 |  | -7336.9615 | -3536.2841 | -4079.9463 | -6793.2993 | -8693.638 | 1
| 60429559 | 18810.2846 | 21186.1159 | -2375.8313 | 0 |  | -4494.4429 | -257.2197 | -494.8028 | -4256.8598 | -6375.4714 | 1
| 60429563 | 195606.4182 | 99704.3547 | 95902.0635 | 1 |  | 85931.628 | 105872.499 | 115462.7053 | 76341.4217 | 66370.9862 | 1
| 60429565 | 32612.8994 | 31700.7476 | 912.1518 | 1 |  | -2257.923 | 4082.2266 | 4173.4417 | -2349.1381 | -5519.2129 | 0
| 60429577 | 8553.3472 | 15525.6613 | -6972.3141 | 0 |  | -8524.8802 | -5419.748 | -6116.9794 | -7827.6488 | -9380.2149 | 1
| 60429578 | 1072.1338 | 772.1817 | 299.9521 | 1 |  | 222.7339 | 377.1703 | 407.1655 | 192.7387 | 115.5206 | 1
| 60429579 | 14906.2543 | 9086.9512 | 5819.3031 | 1 |  | 4910.6079 | 6727.9982 | 7309.9285 | 4328.6776 | 3419.9825 | 1
| 60429582 | 954.3626 | 1547.0625 | -592.7 | 0 |  | -747.4062 | -437.9937 | -497.2637 | -688.1362 | -842.8425 | 1
| 60429584 | 8622.7452 | 12122.7841 | -3500.039 | 0 |  | -4712.3174 | -2287.7606 | -2637.7644 | -4362.3135 | -5574.5919 | 1
| 60429585 | 1193.6472 | 2036.8831 | -843.2359 | 0 |  | -1046.9242 | -639.5476 | -723.8712 | -962.6006 | -1166.2889 | 1
| 60429587 | 8854.0851 | 13846.5123 | -4992.4272 | 0 |  | -6377.0785 | -3607.776 | -4107.0187 | -5877.8357 | -7262.487 | 1
| 60429602 | 8459.0987 | 13138.1987 | -4679.1 | 0 |  | -5992.9199 | -3365.2801 | -3833.1901 | -5525.0099 | -6838.8297 | 1
| 60429603 | 25461.5195 | 30477.8472 | -5016.3277 | 0 |  | -8064.1124 | -1968.543 | -2470.1758 | -7562.4797 | -10610.2644 | 1
| 60429606 | 2963.3402 | 4717.1373 | -1753.797 | 0 |  | -2225.5108 | -1282.0833 | -1457.463 | -2050.1311 | -2521.8448 | 1
| 60429616 | 700.3097 | 1145.8499 | -445.5402 | 0 |  | -560.1252 | -330.9552 | -375.5093 | -515.5712 | -630.1562 | 1
| 60429617 | 1409.4622 | 2188.2322 | -778.77 | 0 |  | -997.5932 | -559.9468 | -637.8238 | -919.7162 | -1138.5394 | 1
| 60429623 | 263992.3712 | 158179.0254 | 105813.3458 | 1 |  | 89995.4433 | 121631.2483 | 132212.5829 | 79414.1087 | 63596.2062 | 1
| 60429624 | 10285.7536 | 8670.4395 | 1615.314 | 1 |  | 748.2701 | 2482.358 | 2643.8894 | 586.7387 | -280.3053 | 0
| 60429625 | 1639.2368 | 4051.7518 | -2412.515 | 0 |  | -2817.6902 | -2007.3399 | -2248.5914 | -2576.4387 | -2981.6139 | 1
| 60429626 | 1291.7402 | 1927.3614 | -635.6212 | 0 |  | -828.3574 | -442.8851 | -506.4472 | -764.7952 | -957.5314 | 1
| 60429627 | 11967.7377 | 18679.7756 | -6712.0379 | 0 |  | -8580.0155 | -4844.0604 | -5515.2642 | -7908.8117 | -9776.7892 | 1
| 60429638 | 587.3364 | 964.7814 | -377.445 | 0 |  | -473.9231 | -280.9668 | -318.7113 | -436.1786 | -532.6568 | 1
| 60429640 | 131377.4882 | 82723.5411 | 48653.9471 | 1 |  | 40381.593 | 56926.3012 | 61791.6959 | 35516.1983 | 27243.8442 | 1
| 60429651 | 7795.0674 | 10324.207 | -2529.1396 | 0 |  | -3561.5603 | -1496.7189 | -1749.6328 | -3308.6463 | -4341.067 | 1
| 60429654 | 534.9257 | 1268.5803 | -733.6545 | 0 |  | -860.5125 | -606.7965 | -680.1619 | -787.1471 | -914.0051 | 1
| 60429657 | 862.7428 | 1512.3898 | -649.647 | 0 |  | -800.886 | -498.4081 | -563.3728 | -735.9213 | -887.1603 | 1
| 60429659 | 35486.5098 | 19984.448 | 15502.0618 | 1 |  | 13503.617 | 17500.5066 | 19050.7128 | 11953.4109 | 9954.9661 | 1
| 60429669 | 136837.0476 | 102302.6052 | 34534.4424 | 1 |  | 24304.1819 | 44764.7029 | 48218.1472 | 20850.7376 | 10620.4771 | 1
| 60429674 | 5031.7161 | 7277.4129 | -2245.6968 | 0 |  | -2973.4381 | -1517.9555 | -1742.5252 | -2748.8684 | -3476.6097 | 1
| 60429675 | 31232.0879 | 31063.9808 | 168.1071 | 1 |  | -2938.291 | 3274.5051 | 3291.3158 | -2955.1017 | -6061.4998 | 0
| 60429684 | 25196.6578 | 34746.4409 | -9549.7831 | 0 |  | -13024.4272 | -6075.139 | -7030.1173 | -12069.4489 | -15544.093 | 1
| 60429688 | 16140.1154 | 23444.7942 | -7304.6788 | 0 |  | -9649.1582 | -4960.1993 | -5690.6672 | -8918.6903 | -11263.1697 | 1
| 60429691 | 15752.0696 | 18787.0958 | -3035.0263 | 0 |  | -4913.7358 | -1156.3167 | -1459.8193 | -4610.2332 | -6488.9428 | 1
| 60429692 | 15645.9005 | 12166.0448 | 3479.8557 | 1 |  | 2263.2512 | 4696.4602 | 5044.4458 | 1915.2657 | 698.6612 | 1
| 60429693 | 44294.8894 | 39575.8517 | 4719.0377 | 1 |  | 761.4525 | 8676.6229 | 9148.5266 | 289.5487 | -3668.0364 | 0
| 60429694 | 5465.1407 | 7822.8199 | -2357.6792 | 0 |  | -3139.9612 | -1575.3972 | -1811.1651 | -2904.1932 | -3686.4752 | 1
| 60429696 | 66634.5975 | 52415.7552 | 14218.8423 | 1 |  | 8977.2668 | 19460.4179 | 20882.3021 | 7555.3826 | 2313.8071 | 1
| 60429711 | 67442.8593 | 55020.0597 | 12422.7997 | 1 |  | 6920.7937 | 17924.8056 | 19167.0856 | 5678.5137 | 176.5078 | 1
| 60429717 | 21595.8491 | 8154.6871 | 13441.162 | 1 |  | 12625.6933 | 14256.6307 | 15600.7469 | 11281.5771 | 10466.1083 | 1
| 60429735 | 2859.1422 | 507.7741 | 2351.3681 | 1 |  | 2300.5907 | 2402.1455 | 2637.2823 | 2065.4539 | 2014.6765 | 1
| 60429736 | 105616.2897 | 35122.8873 | 70493.4024 | 1 |  | 66981.1137 | 74005.6911 | 81055.0314 | 59931.7734 | 56419.4847 | 1
| 60429744 | 29485.4609 | 11057.8372 | 18427.6237 | 1 |  | 17321.84 | 19533.4074 | 21376.1698 | 15479.0776 | 14373.2939 | 1
| 60429747 | 436846.7804 | 112695.6073 | 324151.1732 | 1 |  | 312881.6124 | 335420.7339 | 367835.8512 | 280466.4951 | 269196.9344 | 1
| 60429748 | 221218.2483 | 67143.3942 | 154074.8541 | 1 |  | 147360.5147 | 160789.1936 | 176196.679 | 131953.0293 | 125238.6899 | 1
| 60429749 | 150092.1772 | 56080.0534 | 94012.1238 | 1 |  | 88404.1185 | 99620.1291 | 109021.3415 | 79002.9061 | 73394.9007 | 1
| 60429752 | 19606.2713 | 7096.3444 | 12509.9268 | 1 |  | 11800.2924 | 13219.5613 | 14470.554 | 10549.2997 | 9839.6653 | 1
| 60429769 | 13088.5932 | 2427.8346 | 10660.7586 | 1 |  | 10417.9752 | 10903.5421 | 11969.6179 | 9351.8993 | 9109.1158 | 1
| 60429774 | 3385.0111 | 1323.6163 | 2061.3949 | 1 |  | 1929.0332 | 2193.7565 | 2399.896 | 1722.8937 | 1590.5321 | 1
| 60429775 | 29337.167 | 10925.7507 | 18411.4163 | 1 |  | 17318.8412 | 19503.9914 | 21345.133 | 15477.6996 | 14385.1245 | 1
| 60429776 | 8102.7013 | 3138.7042 | 4963.9971 | 1 |  | 4650.1266 | 5277.8675 | 5774.2672 | 4153.7269 | 3839.8565 | 1
| 60429787 | 22538.4375 | 13424.9364 | 9113.5011 | 1 |  | 7771.0074 | 10455.9947 | 11367.3448 | 6859.6573 | 5517.1637 | 1
| 60429796 | 39145.3989 | 16240.0288 | 22905.3701 | 1 |  | 21281.3672 | 24529.3729 | 26819.91 | 18990.8302 | 17366.8273 | 1
| 60429800 | 32477.7522 | 27753.0139 | 4724.7383 | 1 |  | 1949.4369 | 7500.0397 | 7972.5135 | 1476.9631 | -1298.3383 | 0
| 60429804 | 322731.7319 | 252139.0296 | 70592.7023 | 1 |  | 45378.7993 | 95806.6053 | 102865.8755 | 38319.5291 | 13105.6262 | 1
| 60429806 | 376559.0532 | 107258.5989 | 269300.4544 | 1 |  | 258574.5945 | 280026.3142 | 306956.3597 | 231644.549 | 220918.6891 | 1
| 60429817 | 69256.1408 | 27394.7294 | 41861.4114 | 1 |  | 39121.9385 | 44600.8844 | 48787.0255 | 34935.7973 | 32196.3244 | 1
| 60429819 | 7554.7351 | 6206.9623 | 1347.7727 | 1 |  | 727.0765 | 1968.469 | 2103.2462 | 592.2992 | -28.397 | 0
| 60429821 | 2447.7883 | 1155.7564 | 1292.0319 | 1 |  | 1176.4563 | 1407.6076 | 1536.8107 | 1047.2531 | 931.6774 | 1
| 60429822 | 493930.9211 | 129768.3311 | 364162.5901 | 1 |  | 351185.757 | 377139.4232 | 413555.6822 | 314769.4979 | 301792.6648 | 1
| 60429833 | 37473.8597 | 16383.6728 | 21090.1869 | 1 |  | 19451.8196 | 22728.5542 | 24837.5728 | 17342.8009 | 15704.4336 | 1
| 60443307 | 291.9254 | 1901.301 | -1609.3755 | 0 |  | -1799.5056 | -1419.2455 | -1580.183 | -1638.5681 | -1828.6982 | 1
| 60443316 | 480.2397 | 5249.3356 | -4769.0959 | 0 |  | -5294.0295 | -4244.1623 | -4721.0719 | -4817.1199 | -5342.0534 | 1
| 60443317 | 99.4039 | 1794.7246 | -1695.3208 | 0 |  | -1874.7932 | -1515.8483 | -1685.3804 | -1705.2611 | -1884.7336 | 1
| 60443318 | 55913.5011 | 64849.4928 | -8935.9917 | 0 |  | -15420.941 | -2451.0424 | -3344.6416 | -14527.3418 | -21012.2911 | 1
| 60443319 | 8804.9963 | 24726.0328 | -15921.0365 | 0 |  | -18393.6398 | -13448.4332 | -15040.5369 | -16801.5361 | -19274.1394 | 1
| 60443320 | 239439.5565 | 136035.833 | 103403.7234 | 1 |  | 89800.1401 | 117007.3068 | 127347.6791 | 79459.7678 | 65856.1845 | 1
| 60443322 | 181573.2057 | 79199.8336 | 102373.372 | 1 |  | 94453.3886 | 110293.3554 | 120530.6926 | 84216.0514 | 76296.0681 | 1
| 60443323 | 394.4675 | 4201.4498 | -3806.9823 | 0 |  | -4227.1273 | -3386.8373 | -3767.5355 | -3846.429 | -4266.574 | 1
| 60443324 | 1154.9024 | 8140.3777 | -6985.4754 | 0 |  | -7799.5131 | -6171.4376 | -6869.9851 | -7100.9656 | -7915.0034 | 1
| 60443325 | 75707.5756 | 77099.4102 | -1391.8346 | 0 |  | -9101.7756 | 6318.1064 | 6178.923 | -8962.5922 | -16672.5332 | 1
| 60443327 | 51.0581 | 451.7491 | -400.691 | 0 |  | -445.8659 | -355.5161 | -395.5852 | -405.7968 | -450.9718 | 1
| 60443328 | 1097.5894 | 6885.2447 | -5787.6552 | 0 |  | -6476.1797 | -5099.1308 | -5677.8963 | -5897.4142 | -6585.9386 | 1
| 60443339 | 381.8893 | 4004.4208 | -3622.5315 | 0 |  | -4022.9736 | -3222.0895 | -3584.3426 | -3660.7205 | -4061.1626 | 1
| 60443347 | 162.9876 | 1143.0622 | -980.0745 | 0 |  | -1094.3808 | -865.7683 | -963.7758 | -996.3733 | -1110.6795 | 1
| 60443348 | 270.9623 | 1697.735 | -1426.7727 | 0 |  | -1596.5462 | -1256.9992 | -1399.6765 | -1453.869 | -1623.6425 | 1
| 60443349 | 76.1631 | 818.5735 | -742.4104 | 0 |  | -824.2677 | -660.553 | -734.7941 | -750.0267 | -831.884 | 1
| 60443351 | 116.3588 | 920.4832 | -804.1244 | 0 |  | -896.1727 | -712.0761 | -792.4885 | -815.7603 | -907.8086 | 1
| 60443353 | 1331.7163 | 5679.5663 | -4347.85 | 0 |  | -4915.8067 | -3779.8934 | -4214.6784 | -4481.0217 | -5048.9783 | 1
| 60443360 | 244.2013 | 2886.6393 | -2642.4379 | 0 |  | -2931.1018 | -2353.774 | -2618.0178 | -2666.8581 | -2955.522 | 1
| 60443362 | 18901.0468 | 23725.9548 | -4824.908 | 0 |  | -7197.5035 | -2452.3125 | -2934.8033 | -6715.0127 | -9087.6082 | 1
| 60443367 | 227.9038 | 1543.0959 | -1315.192 | 0 |  | -1469.5016 | -1160.8825 | -1292.4017 | -1337.9824 | -1492.292 | 1
| 60443368 | 21531.9382 | 38259.3901 | -16727.4519 | 0 |  | -20553.3909 | -12901.5128 | -14574.258 | -18880.6457 | -22706.5847 | 1
| 60443372 | 169.0723 | 1251.5631 | -1082.4908 | 0 |  | -1207.6471 | -957.3345 | -1065.5835 | -1099.398 | -1224.5543 | 1
| 60443378 | 1038.4232 | 4613.8237 | -3575.4005 | 0 |  | -4036.7829 | -3114.0182 | -3471.5582 | -3679.2429 | -4140.6252 | 1
| 60443381 | 424.4137 | 3382.7947 | -2958.381 | 0 |  | -3296.6605 | -2620.1015 | -2915.9396 | -3000.8224 | -3339.1019 | 1
| 60443382 | 307.8186 | 2396.9068 | -2089.0882 | 0 |  | -2328.7789 | -1849.3975 | -2058.3064 | -2119.8701 | -2359.5607 | 1
| 60443388 | 1631.3003 | 9716.059 | -8084.7586 | 0 |  | -9056.3645 | -7113.1527 | -7921.6286 | -8247.8887 | -9219.4946 | 1
| 60443392 | 13032.0151 | 30242.8434 | -17210.8283 | 0 |  | -20235.1127 | -14186.544 | -15907.6268 | -18514.0298 | -21538.3142 | 1
| 60443394 | 14.214 | 137.4007 | -123.1867 | 0 |  | -136.9267 | -109.4466 | -121.7653 | -124.6081 | -138.3481 | 1
| 60443401 | 4229.2826 | 10430.5372 | -6201.2547 | 0 |  | -7244.3084 | -5158.2009 | -5778.3264 | -6624.1829 | -7667.2366 | 1
| 60443403 | 151.1016 | 1144.3297 | -993.2281 | 0 |  | -1107.6611 | -878.7951 | -978.1179 | -1008.3383 | -1122.7712 | 1
| 60443404 | 2691.9823 | 8140.1033 | -5448.121 | 0 |  | -6262.1313 | -4634.1107 | -5178.9228 | -5717.3192 | -6531.3296 | 1
| 60443405 | 49417.1291 | 60863.7843 | -11446.6552 | 0 |  | -17533.0336 | -5360.2768 | -6504.9423 | -16388.3681 | -22474.7466 | 1
| 60443410 | 2334.5799 | 7374.7663 | -5040.1864 | 0 |  | -5777.663 | -4302.7097 | -4806.7284 | -5273.6444 | -6011.121 | 1
| 60443411 | 394.0906 | 2323.6433 | -1929.5527 | 0 |  | -2161.9171 | -1697.1884 | -1890.1437 | -1968.9618 | -2201.3261 | 1
| 60443412 | 144.8099 | 1100.7265 | -955.9166 | 0 |  | -1065.9892 | -845.8439 | -941.4356 | -970.3976 | -1080.4702 | 1
| 60443415 | 200.7982 | 1412.2864 | -1211.4882 | 0 |  | -1352.7168 | -1070.2595 | -1191.4083 | -1231.568 | -1372.7966 | 1
| 60443416 | 407.7461 | 2391.5831 | -1983.837 | 0 |  | -2222.9954 | -1744.6787 | -1943.0624 | -2024.6117 | -2263.77 | 1
| 60443422 | 471.16 | 2659.7933 | -2188.6334 | 0 |  | -2454.6127 | -1922.654 | -2141.5174 | -2235.7494 | -2501.7287 | 1
| 60443423 | 33138.9538 | 32253.9236 | 885.0302 | 1 |  | -2340.3621 | 4110.4226 | 4198.9256 | -2428.8651 | -5654.2575 | 0
| 60443435 | 827.4053 | 3907.8073 | -3080.402 | 0 |  | -3471.1827 | -2689.6213 | -2997.6615 | -3163.1425 | -3553.9233 | 1
| 60443437 | 1653.9309 | 6056.2774 | -4402.3465 | 0 |  | -5007.9742 | -3796.7188 | -4236.9534 | -4567.7396 | -5173.3673 | 1
| 60443438 | 338.1173 | 2108.6696 | -1770.5522 | 0 |  | -1981.4192 | -1559.6853 | -1736.7405 | -1804.3639 | -2015.2309 | 1
| 60443441 | 141.356 | 1312.6582 | -1171.3022 | 0 |  | -1302.568 | -1040.0363 | -1157.1666 | -1185.4378 | -1316.7036 | 1
| 60443442 | 51090.7396 | 55982.1599 | -4891.4203 | 0 |  | -10489.6363 | 706.7957 | 217.6537 | -10000.4943 | -15598.7103 | 1
| 60443443 | 88.6706 | 728.832 | -640.1614 | 0 |  | -713.0446 | -567.2782 | -631.2944 | -649.0285 | -721.9117 | 1
| 60443444 | 147.4204 | 1116.6974 | -969.277 | 0 |  | -1080.9468 | -857.6073 | -954.535 | -984.0191 | -1095.6888 | 1
| 60443450 | 706.6921 | 4130.8933 | -3424.2011 | 0 |  | -3837.2905 | -3011.1118 | -3353.5319 | -3494.8704 | -3907.9597 | 1
| 60443453 | 565.842 | 5124.1329 | -4558.2909 | 0 |  | -5070.7042 | -4045.8776 | -4501.7067 | -4614.8751 | -5127.2884 | 1
| 60443455 | 227.9321 | 1536.5047 | -1308.5726 | 0 |  | -1462.2231 | -1154.9221 | -1285.7794 | -1331.3658 | -1485.0163 | 1
| 60443456 | 18705.0809 | 23522.3889 | -4817.308 | 0 |  | -7169.5469 | -2465.0691 | -2946.7999 | -6687.8161 | -9040.055 | 1
| 60443457 | 3060.3599 | 8595.655 | -5535.2951 | 0 |  | -6394.8606 | -4675.7296 | -5229.2591 | -5841.3311 | -6700.8966 | 1
| 60443462 | 2115.2317 | 11271.9273 | -9156.6956 | 0 |  | -10283.8883 | -8029.5028 | -8945.1724 | -9368.2187 | -10495.4115 | 1
| 60443464 | 81.6985 | 682.9473 | -601.2488 | 0 |  | -669.5436 | -532.9541 | -593.079 | -609.4187 | -677.7134 | 1
| 60443480 | 973.0408 | 4916.0038 | -3942.9631 | 0 |  | -4434.5634 | -3451.3627 | -3845.659 | -4040.2671 | -4531.8675 | 1
| 60443481 | 11472.8421 | 18666.7196 | -7193.8775 | 0 |  | -9060.5495 | -5327.2056 | -6046.5933 | -8341.1617 | -10207.8337 | 1
| 60443484 | 754.2375 | 6006.6312 | -5252.3937 | 0 |  | -5853.0568 | -4651.7306 | -5176.9699 | -5327.8174 | -5928.4806 | 1
| 60443496 | 408.3429 | 2414.9058 | -2006.5629 | 0 |  | -2248.0534 | -1765.0723 | -1965.7286 | -2047.3972 | -2288.8877 | 1
| 60443501 | 498.5122 | 2890.4845 | -2391.9724 | 0 |  | -2681.0208 | -2102.9239 | -2342.1211 | -2441.8236 | -2730.872 | 1
| 60443502 | 537.1958 | 2985.5496 | -2448.3538 | 0 |  | -2746.9087 | -2149.7988 | -2394.6342 | -2502.0733 | -2800.6283 | 1
| 60443506 | 102.1452 | 817.3059 | -715.1607 | 0 |  | -796.8913 | -633.4301 | -704.9462 | -725.3752 | -807.1058 | 1
| 60443507 | 1736.3349 | 6192.6641 | -4456.3292 | 0 |  | -5075.5956 | -3837.0628 | -4282.6957 | -4629.9627 | -5249.2291 | 1
| 60443508 | 326.6378 | 2047.3209 | -1720.6831 | 0 |  | -1925.4152 | -1515.951 | -1688.0193 | -1753.3469 | -1958.079 | 1
| 60443516 | 649.523 | 6664.3117 | -6014.7887 | 0 |  | -6681.2198 | -5348.3575 | -5949.8364 | -6079.741 | -6746.1721 | 1
| 60443517 | 11958.9316 | 33616.0011 | -21657.0695 | 0 |  | -25018.6696 | -18295.4694 | -20461.1764 | -22852.9627 | -26214.5628 | 1
| 60443518 | 35080.6063 | 58775.1673 | -23694.561 | 0 |  | -29572.0777 | -17817.0443 | -20186.5004 | -27202.6216 | -33080.1383 | 1
| 60443520 | 221.5814 | 1524.0829 | -1302.5015 | 0 |  | -1454.9097 | -1150.0932 | -1280.3433 | -1324.6596 | -1477.0679 | 1
| 60443523 | 2399.2332 | 8099.0352 | -5699.802 | 0 |  | -6509.7055 | -4889.8985 | -5459.8787 | -5939.7253 | -6749.6288 | 1
| 60443526 | 450.2511 | 5612.5733 | -5162.3223 | 0 |  | -5723.5796 | -4601.0649 | -5117.2971 | -5207.3474 | -5768.6047 | 1
| 60443527 | 23546.6628 | 50010.6811 | -26464.0183 | 0 |  | -31465.0864 | -21462.9502 | -24109.352 | -28818.6846 | -33819.7527 | 1
| 60443536 | 11779.7032 | 32658.3743 | -20878.6711 | 0 |  | -24144.5085 | -17612.8337 | -19700.7008 | -22056.6414 | -25322.4789 | 1
| 60443538 | 5731.3453 | 13972.7878 | -8241.4425 | 0 |  | -9638.7212 | -6844.1637 | -7668.3079 | -8814.577 | -10211.8558 | 1
| 60443539 | 470.7603 | 3056.785 | -2586.0247 | 0 |  | -2891.7032 | -2280.3462 | -2538.9487 | -2633.1007 | -2938.7792 | 1
| 60443547 | 1620.2012 | 5958.4238 | -4338.2226 | 0 |  | -4934.065 | -3742.3802 | -4176.2025 | -4500.2427 | -5096.0851 | 1
| 60443550 | 5873.816 | 12443.3812 | -6569.5653 | 0 |  | -7813.9034 | -5325.2271 | -5982.1837 | -7156.9469 | -8401.285 | 1
| 60443551 | 104.1793 | 2255.3761 | -2151.1968 | 0 |  | -2376.7344 | -1925.6592 | -2140.7788 | -2161.6147 | -2387.1523 | 1
| 60443552 | 23273.1668 | 52152.1326 | -28878.9658 | 0 |  | -34094.1791 | -23663.7526 | -26551.6491 | -31206.2825 | -36421.4958 | 1
| 60443553 | 244.6441 | 4042.3957 | -3797.7516 | 0 |  | -4201.9912 | -3393.512 | -3773.2872 | -3822.216 | -4226.4556 | 1
| 60443559 | 109974.9954 | 108069.8298 | 1905.1656 | 1 |  | -8901.8173 | 12712.1486 | 12902.6652 | -9092.3339 | -19899.3169 | 0
| 60443560 | 109.8381 | 873.0774 | -763.2393 | 0 |  | -850.5471 | -675.9316 | -752.2555 | -774.2231 | -861.5309 | 1
| 60443568 | 100098.5967 | 86710.7331 | 13387.8636 | 1 |  | 4716.7903 | 22058.9369 | 23397.7233 | 3378.004 | -5293.0693 | 0
| 60443570 | 21395.9554 | 25107.8204 | -3711.865 | 0 |  | -6222.6471 | -1201.083 | -1572.2695 | -5851.4606 | -8362.2426 | 1
| 60443601 | 4353.3216 | 10642.7224 | -6289.4008 | 0 |  | -7353.6731 | -5225.1286 | -5854.0687 | -6724.733 | -7789.0052 | 1
| 60443602 | 5312.6651 | 11915.8336 | -6603.1684 | 0 |  | -7794.7518 | -5411.5851 | -6071.9019 | -7134.435 | -8326.0183 | 1
| 60443603 | 2485.8138 | 7684.0446 | -5198.2307 | 0 |  | -5966.6352 | -4429.8263 | -4949.6494 | -5446.8121 | -6215.2166 | 1
| 60443612 | 19843.2033 | 37948.9869 | -18105.7836 | 0 |  | -21900.6823 | -14310.8849 | -16121.4633 | -20090.1039 | -23885.0026 | 1
| 60443613 | 800.3542 | 6403.4409 | -5603.0867 | 0 |  | -6243.4308 | -4962.7426 | -5523.0513 | -5683.1221 | -6323.4662 | 1
| 60443614 | 174.6674 | 1337.5019 | -1162.8345 | 0 |  | -1296.5847 | -1029.0843 | -1145.3677 | -1180.3012 | -1314.0514 | 1
| 60443619 | 160225.9543 | 74294.7306 | 85931.2237 | 1 |  | 78501.7507 | 93360.6968 | 101953.8192 | 69908.6283 | 62479.1552 | 1
| 60443624 | 841.0588 | 4740.3236 | -3899.2648 | 0 |  | -4373.2972 | -3425.2324 | -3815.1589 | -3983.3707 | -4457.4031 | 1
| 60443625 | 1488.1631 | 6746.3229 | -5258.1599 | 0 |  | -5932.7922 | -4583.5276 | -5109.3436 | -5406.9762 | -6081.6085 | 1
| 60443629 | 1041.4067 | 7211.3697 | -6169.963 | 0 |  | -6891.1 | -5448.8261 | -6065.8224 | -6274.1037 | -6995.2407 | 1
| 60443630 | 18628.4888 | 35469.6142 | -16841.1255 | 0 |  | -20388.0869 | -13294.164 | -14978.2766 | -18703.9743 | -22250.9358 | 1
| 60443631 | 3131.1666 | 8838.0075 | -5706.8409 | 0 |  | -6590.6416 | -4823.0401 | -5393.7242 | -6019.9576 | -6903.7583 | 1
| 60443634 | 1106.6264 | 4804.2073 | -3697.581 | 0 |  | -4178.0017 | -3217.1603 | -3586.9184 | -3808.2436 | -4288.6644 | 1
| 60443644 | 152.4801 | 1152.6954 | -1000.2153 | 0 |  | -1115.4849 | -884.9458 | -984.9673 | -1015.4634 | -1130.7329 | 1
| 60443645 | 29310.484 | 46191.1813 | -16880.6973 | 0 |  | -21499.8155 | -12261.5792 | -13949.649 | -19811.7457 | -24430.8639 | 1
| 60443668 | 259.4916 | 1695.707 | -1436.2154 | 0 |  | -1605.7861 | -1266.6447 | -1410.2663 | -1462.1646 | -1631.7353 | 1
| 60443669 | 426.1289 | 2499.07 | -2072.9412 | 0 |  | -2322.8482 | -1823.0342 | -2030.3283 | -2115.554 | -2365.461 | 1
| 60443685 | 167.9641 | 1227.4799 | -1059.5158 | 0 |  | -1182.2638 | -936.7678 | -1042.7194 | -1076.3122 | -1199.0602 | 1
| 60443693 | 50429.4035 | 81691.0654 | -31261.6619 | 0 |  | -39430.7684 | -23092.5554 | -26218.7215 | -36304.6022 | -44473.7088 | 1
| 60443697 | 29338.4243 | 45639.17 | -16300.7458 | 0 |  | -20864.6628 | -11736.8288 | -13366.9034 | -19234.5882 | -23798.5052 | 1
| 60443698 | 3840.8053 | 15472.2763 | -11631.4711 | 0 |  | -13178.6987 | -10084.2434 | -11247.3905 | -12015.5516 | -13562.7792 | 1
| 60443702 | 325.2328 | 4279.0506 | -3953.8178 | 0 |  | -4381.7229 | -3525.9127 | -3921.2945 | -3986.3411 | -4414.2461 | 1
| 60443704 | 76.1078 | 1228.9543 | -1152.8465 | 0 |  | -1275.742 | -1029.9511 | -1145.2358 | -1160.4573 | -1283.3528 | 1
| 60443707 | 139.8019 | 1525.6039 | -1385.802 | 0 |  | -1538.3624 | -1233.2416 | -1371.8218 | -1399.7822 | -1552.3426 | 1
| 60443709 | 346.7192 | 3739.7323 | -3393.0131 | 0 |  | -3766.9864 | -3019.0399 | -3358.3412 | -3427.685 | -3801.6583 | 1
| 60443714 | 10311.3889 | 28913.1732 | -18601.7842 | 0 |  | -21493.1016 | -15710.4669 | -17570.6454 | -19632.9231 | -22524.2405 | 1
| 60443717 | 327392.6359 | 174378.3275 | 153014.3083 | 1 |  | 135576.4756 | 170452.1411 | 185753.5719 | 120275.0448 | 102837.212 | 1
| 60443718 | 31201.4417 | 52918.7844 | -21717.3428 | 0 |  | -27009.2212 | -16425.4643 | -18597.1986 | -24837.4869 | -30129.3654 | 1
| 60443719 | 57014.5477 | 64291.4276 | -7276.8799 | 0 |  | -13706.0227 | -847.7372 | -1575.4252 | -12978.3347 | -19407.4774 | 1
| 60443720 | 115.4529 | 2004.9622 | -1889.5093 | 0 |  | -2090.0055 | -1689.0131 | -1877.964 | -1901.0546 | -2101.5508 | 1
| 60443722 | 10013.769 | 26015.5267 | -16001.7577 | 0 |  | -18603.3104 | -13400.205 | -15000.3808 | -17003.1346 | -19604.6873 | 1
| 60443723 | 2684.8418 | 7986.2247 | -5301.3829 | 0 |  | -6100.0053 | -4502.7604 | -5032.8987 | -5569.867 | -6368.4895 | 1
| 60443728 | 2380.1049 | 14111.2356 | -11731.1306 | 0 |  | -13142.2542 | -10320.0071 | -11493.1201 | -11969.1411 | -13380.2647 | 1
| 60443732 | 447.2364 | 2618.7252 | -2171.4888 | 0 |  | -2433.3613 | -1909.6163 | -2126.7651 | -2216.2124 | -2478.085 | 1
| 60443733 | 14169.3901 | 20856.5114 | -6687.1213 | 0 |  | -8772.7724 | -4601.4701 | -5270.1823 | -8104.0603 | -10189.7114 | 1
| 60443734 | 79.9338 | 1302.1522 | -1222.2184 | 0 |  | -1352.4336 | -1092.0032 | -1214.225 | -1230.2118 | -1360.427 | 1
| 60443746 | 577.3447 | 5773.2785 | -5195.9339 | 0 |  | -5773.2617 | -4618.606 | -5138.1994 | -5253.6683 | -5830.9962 | 1
| 60443747 | 1971.2885 | 6860.401 | -4889.1125 | 0 |  | -5575.1526 | -4203.0724 | -4691.9836 | -5086.2413 | -5772.2814 | 1
| 60443750 | 12033.2456 | 28963.1518 | -16929.9061 | 0 |  | -19826.2213 | -14033.591 | -15726.5816 | -18133.2307 | -21029.5459 | 1
| 60443751 | 12167.5301 | 29133.5084 | -16965.9782 | 0 |  | -19879.3291 | -14052.6274 | -15749.2252 | -18182.7312 | -21096.0821 | 1
| 60443759 | 42388.0598 | 36811.4688 | 5576.5911 | 1 |  | 1895.4442 | 9257.7379 | 9815.397 | 1337.7851 | -2343.3618 | 0
| 60443760 | 1845.9123 | 6593.7118 | -4747.7995 | 0 |  | -5407.1707 | -4088.4283 | -4563.2083 | -4932.3908 | -5591.7619 | 1
| 60443775 | 1335.0763 | 5285.6168 | -3950.5404 | 0 |  | -4479.1021 | -3421.9787 | -3817.0328 | -4084.048 | -4612.6097 | 1
| 60443776 | 304.6824 | 1945.4112 | -1640.7287 | 0 |  | -1835.2699 | -1446.1876 | -1610.2605 | -1671.197 | -1865.7381 | 1
| 60443778 | 1115.3305 | 4719.5361 | -3604.2056 | 0 |  | -4076.1592 | -3132.252 | -3492.6726 | -3715.7387 | -4187.6923 | 1
| 60443779 | 1287.6061 | 4997.3795 | -3709.7734 | 0 |  | -4209.5113 | -3210.0354 | -3581.0128 | -3838.534 | -4338.272 | 1
| 60443785 | 90.0049 | 747.5916 | -657.5866 | 0 |  | -732.3458 | -582.8275 | -648.5862 | -666.5871 | -741.3463 | 1
| 60443798 | 12091.3437 | 18299.6418 | -6208.2981 | 0 |  | -8038.2622 | -4378.3339 | -4999.1637 | -7417.4324 | -9247.3966 | 1
| 60443809 | 7159.8947 | 24626.9679 | -17467.0732 | 0 |  | -19929.77 | -15004.3764 | -16751.0837 | -18183.0627 | -20645.7595 | 1
| 60443828 | 10089.8781 | 26076.0663 | -15986.1882 | 0 |  | -18593.7949 | -13378.5816 | -14977.2004 | -16995.176 | -19602.7827 | 1
| 60443841 | 5104.4796 | 11572.3319 | -6467.8522 | 0 |  | -7625.0854 | -5310.619 | -5957.4043 | -6978.3002 | -8135.5334 | 1
| 60443843 | 330.9122 | 824.4396 | -493.5274 | 0 |  | -575.9713 | -411.0834 | -460.4362 | -526.6186 | -609.0626 | 1
| 60443844 | 15671.402 | 26107.4369 | -10436.0348 | 0 |  | -13046.7785 | -7825.2911 | -8868.8946 | -12003.175 | -14613.9187 | 1
| 60443845 | 5545.3834 | 12301.1009 | -6755.7175 | 0 |  | -7985.8275 | -5525.6074 | -6201.1791 | -7310.2558 | -8540.3659 | 1
| 60443846 | 11128.8581 | 20588.9751 | -9460.117 | 0 |  | -11519.0145 | -7401.2195 | -8347.2312 | -10573.0028 | -12631.9003 | 1
| 60443848 | 928.4935 | 2613.6606 | -1685.1671 | 0 |  | -1946.5331 | -1423.801 | -1592.3177 | -1778.0164 | -2039.3825 | 1
| 60443849 | 7631.4263 | 15357.251 | -7725.8248 | 0 |  | -9261.5499 | -6190.0997 | -6962.6822 | -8488.9674 | -10024.6925 | 1
| 60443854 | 11907.3482 | 19047.9666 | -7140.6184 | 0 |  | -9045.415 | -5235.8217 | -5949.8835 | -8331.3532 | -10236.1498 | 1
| 60443855 | 6395.4783 | 11981.3416 | -5585.8633 | 0 |  | -6783.9974 | -4387.7291 | -4946.3154 | -6225.4111 | -7423.5452 | 1
| 60443856 | 22752.1598 | 29784.3934 | -7032.2336 | 0 |  | -10010.6729 | -4053.7943 | -4757.0176 | -9307.4496 | -12285.8889 | 1
| 60443858 | 1999.7448 | 4481.5831 | -2481.8383 | 0 |  | -2929.9966 | -2033.68 | -2281.8638 | -2681.8128 | -3129.9711 | 1
| 60443859 | 5847.4436 | 12813.4862 | -6966.0426 | 0 |  | -8247.3912 | -5684.694 | -6381.2983 | -7550.787 | -8832.1356 | 1
| 60443860 | 1275.2699 | 3578.442 | -2303.1721 | 0 |  | -2661.0163 | -1945.3279 | -2175.6451 | -2430.6991 | -2788.5433 | 1
| 60443861 | 1986.8397 | 5298.3177 | -3311.478 | 0 |  | -3841.3098 | -2781.6462 | -3112.794 | -3510.162 | -4039.9937 | 1
| 60443870 | 1711.5857 | 7202.3817 | -5490.796 | 0 |  | -6211.0342 | -4770.5579 | -5319.6375 | -5661.9546 | -6382.1927 | 1
| 60443898 | 91377.7925 | 89971.7849 | 1406.0076 | 1 |  | -7591.1709 | 10403.1861 | 10543.7868 | -7731.7717 | -16728.9502 | 0
| 60443899 | 63503.2111 | 74490.7028 | -10987.4917 | 0 |  | -18436.562 | -3538.4214 | -4637.1706 | -17337.8128 | -24786.8831 | 1
| 60443902 | 110748.7542 | 102036.2309 | 8712.5233 | 1 |  | -1491.0998 | 18916.1463 | 19787.3987 | -2362.3522 | -12565.9753 | 0
| 60443909 | 190.3061 | 1995.6055 | -1805.2994 | 0 |  | -2004.86 | -1605.7389 | -1786.2688 | -1824.33 | -2023.8906 | 1
| 60443914 | 2417.9694 | 13878.4332 | -11460.4638 | 0 |  | -12848.3071 | -10072.6204 | -11218.6668 | -11702.2607 | -13090.104 | 1
| 60443915 | 922.4574 | 4817.8967 | -3895.4393 | 0 |  | -4377.2289 | -3413.6496 | -3803.1935 | -3987.685 | -4469.4747 | 1
| 60443918 | 22684.8176 | 44410.2157 | -21725.3981 | 0 |  | -26166.4197 | -17284.3766 | -19456.9164 | -23993.8799 | -28434.9015 | 1
| 60443919 | 325639.1515 | 170590.7486 | 155048.4029 | 1 |  | 137989.328 | 172107.4778 | 187612.318 | 122484.4877 | 105425.4129 | 1
| 60443920 | 96783.0509 | 92619.0175 | 4164.0334 | 1 |  | -5097.8683 | 13425.9352 | 13842.3385 | -5514.2717 | -14776.1734 | 0
| 60443922 | 150.246 | 3754.5573 | -3604.3113 | 0 |  | -3979.7671 | -3228.8556 | -3589.2867 | -3619.3359 | -3994.7917 | 1
| 60443927 | 553.3492 | 6237.2322 | -5683.8829 | 0 |  | -6307.6061 | -5060.1597 | -5628.548 | -5739.2178 | -6362.9411 | 1
| 60443928 | 78421.9078 | 83288.2107 | -4866.3029 | 0 |  | -13195.124 | 3462.5182 | 2975.8879 | -12708.4937 | -21037.3147 | 1
| 60443934 | 9023.4089 | 18880.1724 | -9856.7635 | 0 |  | -11744.7807 | -7968.7462 | -8954.4226 | -10759.1043 | -12647.1216 | 1
| 60443946 | 29774.1517 | 31068.7793 | -1294.6276 | 0 |  | -4401.5055 | 1812.2503 | 1682.7876 | -4272.0428 | -7378.9207 | 1
| 60443953 | 307.9854 | 2843.8393 | -2535.8539 | 0 |  | -2820.2378 | -2251.4699 | -2505.0553 | -2566.6524 | -2851.0363 | 1
| 60443956 | 44663.8657 | 38126.6621 | 6537.2036 | 1 |  | 2724.5374 | 10349.8698 | 11003.5902 | 2070.8171 | -1741.8491 | 0
| 60443968 | 132659.8931 | 108578.3626 | 24081.5305 | 1 |  | 13223.6942 | 34939.3668 | 37347.5198 | 10815.5412 | -42.2951 | 0
| 60443991 | 20917.9701 | 42398.0988 | -21480.1287 | 0 |  | -25719.9386 | -17240.3188 | -19388.3317 | -23571.9257 | -27811.7356 | 1
| 60443995 | 8374.4886 | 16047.4874 | -7672.9988 | 0 |  | -9277.7475 | -6068.25 | -6835.5499 | -8510.4476 | -10115.1964 | 1
| 60443996 | 128.1209 | 1406.4557 | -1278.3348 | 0 |  | -1418.9804 | -1137.6892 | -1265.5227 | -1291.1469 | -1431.7925 | 1
| 60443997 | 28437.9366 | 30256.29 | -1818.3534 | 0 |  | -4843.9824 | 1207.2756 | 1025.4403 | -4662.1471 | -7687.7761 | 1
| 60444011 | 141671.1082 | 77247.5778 | 64423.5304 | 1 |  | 56698.7726 | 72148.2882 | 78590.6412 | 50256.4196 | 42531.6618 | 1
| 60444012 | 391.7122 | 3037.0115 | -2645.2993 | 0 |  | -2949.0004 | -2341.5982 | -2606.1281 | -2684.4705 | -2988.1717 | 1
| 60444015 | 4819.3552 | 12017.9968 | -7198.6416 | 0 |  | -8400.4413 | -5996.842 | -6716.7061 | -7680.5772 | -8882.3768 | 1
| 60444016 | 1206.0595 | 8899.6097 | -7693.5502 | 0 |  | -8583.5112 | -6803.5892 | -7572.9442 | -7814.1561 | -8704.1171 | 1
| 60444022 | 240.6128 | 2137.0623 | -1896.4495 | 0 |  | -2110.1557 | -1682.7432 | -1872.3882 | -1920.5108 | -2134.217 | 1
| 60444023 | 99.7216 | 1427.2433 | -1327.5216 | 0 |  | -1470.246 | -1184.7973 | -1317.5495 | -1337.4938 | -1480.2181 | 1
| 60444024 | 4043.7605 | 12616.2729 | -8572.5123 | 0 |  | -9834.1396 | -7310.885 | -8168.1363 | -8976.8884 | -10238.5157 | 1
| 60444029 | 6838.4754 | 14467.633 | -7629.1576 | 0 |  | -9075.9209 | -6182.3943 | -6945.3101 | -8313.0052 | -9759.7685 | 1
| 60444032 | 4709.4488 | 24486.0757 | -19776.6269 | 0 |  | -22225.2345 | -17328.0194 | -19305.6821 | -20247.5718 | -22696.1794 | 1
| 60444034 | 20370.9125 | 51816.9633 | -31446.0508 | 0 |  | -36627.7471 | -26264.3545 | -29408.9595 | -33483.142 | -38664.8384 | 1
| 60444035 | 1329.47 | 12632.4177 | -11302.9477 | 0 |  | -12566.1895 | -10039.7059 | -11170.0007 | -11435.8947 | -12699.1365 | 1
| 60444042 | 29942.4793 | 50889.056 | -20946.5767 | 0 |  | -26035.4823 | -15857.6711 | -17952.3288 | -23940.8246 | -29029.7302 | 1
| 60444043 | 1377.1241 | 10280.1782 | -8903.0541 | 0 |  | -9931.0719 | -7875.0363 | -8765.3417 | -9040.7665 | -10068.7843 | 1
| 60444044 | 4842.0193 | 19973.1221 | -15131.1028 | 0 |  | -17128.415 | -13133.7906 | -14646.9009 | -15615.3047 | -17612.6169 | 1
| 60444045 | 33213.4028 | 53640.857 | -20427.4542 | 0 |  | -25791.5399 | -15063.3685 | -17106.114 | -23748.7945 | -29112.8802 | 1
| 60444046 | 293507.1215 | 161109.1431 | 132397.9784 | 1 |  | 116287.0641 | 148508.8927 | 161748.6906 | 103047.2663 | 86936.352 | 1
| 60444051 | 1460.1483 | 13187.7311 | -11727.5828 | 0 |  | -13046.3559 | -10408.8097 | -11581.568 | -11873.5976 | -13192.3707 | 1
| 60444052 | 1173.7496 | 11741.9349 | -10568.1853 | 0 |  | -11742.3788 | -9393.9918 | -10450.8103 | -10685.5602 | -11859.7537 | 1
| 60444054 | 3355.9506 | 10039.3763 | -6683.4256 | 0 |  | -7687.3632 | -5679.488 | -6347.8306 | -7019.0207 | -8022.9583 | 1
| 60444061 | 6468.0914 | 14006.2506 | -7538.1592 | 0 |  | -8938.7843 | -6137.5342 | -6891.3501 | -8184.9684 | -9585.5934 | 1
| 60444076 | 17023.3457 | 26088.8917 | -9065.546 | 0 |  | -11674.4351 | -6456.6568 | -7363.2114 | -10767.8805 | -13376.7697 | 1
| 60444077 | 12337.8416 | 22088.8079 | -9750.9664 | 0 |  | -11959.8472 | -7542.0856 | -8517.1822 | -10984.7505 | -13193.6313 | 1
| 60444089 | 119.8295 | 2876.1824 | -2756.3529 | 0 |  | -3043.9712 | -2468.7347 | -2744.37 | -2768.3359 | -3055.9541 | 1
| 60444090 | 33176.8762 | 34173.7305 | -996.8543 | 0 |  | -4414.2274 | 2420.5187 | 2320.8333 | -4314.5419 | -7731.915 | 1
| 60444091 | 48644.9412 | 41554.581 | 7090.3602 | 1 |  | 2934.9021 | 11245.8183 | 11954.8543 | 2225.8661 | -1929.592 | 0
| 60444092 | 15773.0174 | 23308.4291 | -7535.4117 | 0 |  | -9866.2547 | -5204.5688 | -5958.11 | -9112.7135 | -11443.5564 | 1
| 60444107 | 38052.0157 | 36657.0831 | 1394.9325 | 1 |  | -2270.7758 | 5060.6409 | 5200.1341 | -2410.269 | -6075.9773 | 0
| 60444108 | 1383.3577 | 6083.4027 | -4700.045 | 0 |  | -5308.3852 | -4091.7047 | -4561.7092 | -4838.3807 | -5446.721 | 1
| 60444121 | 348.2279 | 6090.286 | -5742.0581 | 0 |  | -6351.0867 | -5133.0295 | -5707.2353 | -5776.8809 | -6385.9095 | 1
| 60444122 | 2177.2417 | 8162.9189 | -5985.6772 | 0 |  | -6801.9691 | -5169.3853 | -5767.953 | -6203.4014 | -7019.6933 | 1
| 60444123 | 3513.8296 | 16894.9575 | -13381.1278 | 0 |  | -15070.6236 | -11691.6321 | -13029.7449 | -13732.5108 | -15422.0065 | 1
| 60444139 | 109.1796 | 2195.3689 | -2086.1893 | 0 |  | -2305.7262 | -1866.6524 | -2075.2713 | -2097.1072 | -2316.6441 | 1
| 60444140 | 1527.6264 | 10113.4002 | -8585.7739 | 0 |  | -9597.1139 | -7574.4339 | -8433.0112 | -8738.5365 | -9749.8765 | 1
| 60444141 | 1377.423 | 10336.3149 | -8958.8919 | 0 |  | -9992.5234 | -7925.2604 | -8821.1496 | -9096.6342 | -10130.2657 | 1
| 60444142 | 610387.924 | 233866.2113 | 376521.7126 | 1 |  | 353135.0915 | 399908.3338 | 437560.505 | 315482.9203 | 292096.2991 | 1
| 60444147 | 14841.4609 | 35582.4381 | -20740.9771 | 0 |  | -24299.2209 | -17182.7333 | -19256.831 | -22225.1232 | -25783.367 | 1
| 60444148 | 1591.0446 | 11108.4703 | -9517.4257 | 0 |  | -10628.2727 | -8406.5787 | -9358.3212 | -9676.5301 | -10787.3772 | 1
| 60444151 | 2579.2364 | 8582.7262 | -6003.4898 | 0 |  | -6861.7624 | -5145.2171 | -5745.5661 | -6261.4134 | -7119.686 | 1
| 60444152 | 7443.8296 | 34702.4121 | -27258.5825 | 0 |  | -30728.8238 | -23788.3413 | -26514.1996 | -28002.9655 | -31473.2067 | 1
| 60444153 | 33.4872 | 1683.5519 | -1650.0647 | 0 |  | -1818.4199 | -1481.7095 | -1646.716 | -1653.4134 | -1821.7686 | 1
| 60444154 | 3484.5915 | 23483.8698 | -19999.2783 | 0 |  | -22347.6653 | -17650.8913 | -19650.8192 | -20347.7374 | -22696.1244 | 1
| 60444155 | 1830.2495 | 16796.443 | -14966.1934 | 0 |  | -16645.8377 | -13286.5491 | -14783.1685 | -15149.2184 | -16828.8627 | 1
| 60444157 | 16022.6346 | 25429.267 | -9406.6324 | 0 |  | -11949.5591 | -6863.7057 | -7804.369 | -11008.8959 | -13551.8226 | 1
| 60444158 | 5612.8496 | 14720.6328 | -9107.7832 | 0 |  | -10579.8465 | -7635.7199 | -8546.4983 | -9669.0682 | -11141.1315 | 1
| 60444159 | 1312.3494 | 6717.6767 | -5405.3272 | 0 |  | -6077.0949 | -4733.5596 | -5274.0923 | -5536.5622 | -6208.3298 | 1
| 60444160 | 11331.5135 | 18854.3147 | -7522.8012 | 0 |  | -9408.2326 | -5637.3697 | -6389.6498 | -8655.9525 | -10541.384 | 1
| 60444161 | 38597.2326 | 35587.2845 | 3009.9481 | 1 |  | -548.7803 | 6568.6766 | 6869.6714 | -849.7751 | -4408.5036 | 0
| 60444162 | 10959.0223 | 18581.2879 | -7622.2656 | 0 |  | -9480.3944 | -5764.1368 | -6526.3633 | -8718.1678 | -10576.2966 | 1
| 60444165 | 4896.7037 | 12155.651 | -7258.9473 | 0 |  | -8474.5124 | -6043.3822 | -6769.2769 | -7748.6176 | -8964.1828 | 1
| 60444166 | 168720.5433 | 75310.5323 | 93410.011 | 1 |  | 85878.9577 | 100941.0642 | 110282.0653 | 76537.9566 | 69006.9034 | 1
| 60444169 | 148.4576 | 1635.8794 | -1487.4217 | 0 |  | -1651.0097 | -1323.8338 | -1472.576 | -1502.2675 | -1665.8554 | 1
| 60444181 | 1868.4745 | 7168.9188 | -5300.4443 | 0 |  | -6017.3362 | -4583.5524 | -5113.5968 | -5487.2917 | -6204.1836 | 1
| 60444195 | 95.9299 | 1180.5812 | -1084.6513 | 0 |  | -1202.7094 | -966.5931 | -1075.0583 | -1094.2443 | -1212.3024 | 1
| 60444213 | 19821.8081 | 41459.1843 | -21637.3762 | 0 |  | -25783.2946 | -17491.4578 | -19655.1954 | -23619.557 | -27765.4755 | 1
| 60444214 | 6269.585 | 13818.9091 | -7549.3241 | 0 |  | -8931.2151 | -6167.4332 | -6922.3656 | -8176.2826 | -9558.1736 | 1
| 60444215 | 5345.3724 | 12698.9161 | -7353.5437 | 0 |  | -8623.4353 | -6083.6521 | -6819.0065 | -7888.0809 | -9157.9726 | 1
| 60444216 | 32599.6934 | 32547.7379 | 51.9555 | 1 |  | -3202.8183 | 3306.7292 | 3311.9248 | -3208.0139 | -6462.7877 | 0
| 60444232 | 562.6719 | 3791.7012 | -3229.0293 | 0 |  | -3608.1995 | -2849.8592 | -3172.7621 | -3285.2965 | -3664.4666 | 1
| 60444236 | 18.2589 | 310.2923 | -292.0335 | 0 |  | -323.0627 | -261.0042 | -290.2076 | -293.8593 | -324.8886 | 1
| 60444237 | 2402.418 | 8230.8588 | -5828.4408 | 0 |  | -6651.5267 | -5005.3549 | -5588.199 | -6068.6826 | -6891.7684 | 1
| 60444238 | 959.044 | 4926.6511 | -3967.6071 | 0 |  | -4460.2722 | -3474.942 | -3871.7027 | -4063.5115 | -4556.1766 | 1
| 60444239 | 3030.4573 | 9339.1905 | -6308.7332 | 0 |  | -7242.6523 | -5374.8142 | -6005.6875 | -6611.7789 | -7545.698 | 1
| 60444240 | 7013.2058 | 14617.4555 | -7604.2497 | 0 |  | -9065.9953 | -6142.5042 | -6902.9292 | -8305.5703 | -9767.3159 | 1
| 60444251 | 64093.8258 | 74840.1816 | -10746.3557 | 0 |  | -18230.3739 | -3262.3376 | -4336.9731 | -17155.7383 | -24639.7565 | 1
| 60444258 | 6943.1318 | 14315.7825 | -7372.6506 | 0 |  | -8804.2288 | -5941.0724 | -6678.3374 | -8066.9638 | -9498.542 | 1
| 60444266 | 435337.1181 | 136043.1562 | 299293.9619 | 1 |  | 285689.6462 | 312898.2775 | 342827.6737 | 255760.2501 | 242155.9344 | 1
| 60444267 | 911.0448 | 4994.8445 | -4083.7997 | 0 |  | -4583.2841 | -3584.3152 | -3992.6952 | -4174.9041 | -4674.3886 | 1
| 60444272 | 120.1886 | 1368.9367 | -1248.7481 | 0 |  | -1385.6418 | -1111.8545 | -1236.7293 | -1260.767 | -1397.6607 | 1
| 60444279 | 29.0499 | 974.1376 | -945.0876 | 0 |  | -1042.5014 | -847.6739 | -942.1827 | -947.9926 | -1045.4064 | 1
| 60444280 | 7650.577 | 25315.4685 | -17664.8915 | 0 |  | -20196.4384 | -15133.3446 | -16899.8338 | -18429.9492 | -20961.4961 | 1
| 60444281 | 170.1175 | 3144.2078 | -2974.0903 | 0 |  | -3288.5111 | -2659.6696 | -2957.0786 | -2991.1021 | -3305.5229 | 1
| 60444282 | 451.5669 | 5563.0409 | -5111.474 | 0 |  | -5667.7781 | -4555.1699 | -5066.3174 | -5156.6307 | -5712.9348 | 1
| 60444283 | 87.3957 | 2074.3076 | -1986.9119 | 0 |  | -2194.3427 | -1779.4812 | -1978.1723 | -1995.6515 | -2203.0822 | 1
| 60444284 | 415.0645 | 5303.2709 | -4888.2064 | 0 |  | -5418.5335 | -4357.8794 | -4846.7 | -4929.7129 | -5460.04 | 1
| 60444285 | 34.9853 | 1114.4794 | -1079.4941 | 0 |  | -1190.942 | -968.0461 | -1075.9955 | -1082.9926 | -1194.4406 | 1
| 60444286 | 1057.1191 | 5208.5507 | -4151.4316 | 0 |  | -4672.2866 | -3630.5765 | -4045.7196 | -4257.1435 | -4777.9985 | 1
| 60444292 | 43999.4857 | 37946.1652 | 6053.3205 | 1 |  | 2258.704 | 9847.937 | 10453.2691 | 1653.3719 | -2141.2446 | 0
| 60444307 | 3568.08 | 10231.2809 | -6663.2009 | 0 |  | -7686.329 | -5640.0728 | -6306.3929 | -7020.0089 | -8043.137 | 1
| 60444309 | 52917.125 | 43202.6287 | 9714.4963 | 1 |  | 5394.2334 | 14034.7592 | 15006.2088 | 4422.7838 | 102.5209 | 1
| 60444318 | 400.5737 | 5197.0514 | -4796.4777 | 0 |  | -5316.1828 | -4276.7725 | -4756.4203 | -4836.535 | -5356.2402 | 1
| 60444325 | 1767.0191 | 7074.3607 | -5307.3416 | 0 |  | -6014.7777 | -4599.9055 | -5130.6397 | -5484.0435 | -6191.4796 | 1
| 60444326 | 2326.3841 | 8229.3377 | -5902.9536 | 0 |  | -6725.8874 | -5080.0199 | -5670.3152 | -6135.592 | -6958.5258 | 1
| 60444341 | 345.7787 | 2685.9045 | -2340.1259 | 0 |  | -2608.7163 | -2071.5354 | -2305.548 | -2374.7037 | -2643.2942 | 1
| 60444342 | 1388.3691 | 6076.3045 | -4687.9354 | 0 |  | -5295.5658 | -4080.3049 | -4549.0984 | -4826.7723 | -5434.4027 | 1
| 60444352 | 12377.499 | 19741.842 | -7364.3429 | 0 |  | -9338.5271 | -5390.1587 | -6126.593 | -8602.0928 | -10576.277 | 1
| 60444353 | 2446.4564 | 8338.8526 | -5892.3963 | 0 |  | -6726.2815 | -5058.511 | -5647.7506 | -6137.0419 | -6970.9272 | 1
| 60444355 | 51.429 | 753.1687 | -701.7397 | 0 |  | -777.0566 | -626.4228 | -696.5968 | -706.8826 | -782.1995 | 1
| 60444367 | 422.5278 | 5416.6451 | -4994.1173 | 0 |  | -5535.7818 | -4452.4527 | -4951.8645 | -5036.37 | -5578.0345 | 1
| 60444368 | 8658.2148 | 27254.3875 | -18596.1727 | 0 |  | -21321.6115 | -15870.734 | -17730.3513 | -19461.9942 | -22187.433 | 1
| 60444369 | 9525.723 | 28487.7447 | -18962.0218 | 0 |  | -21810.7962 | -16113.2473 | -18009.4495 | -19914.5941 | -22763.3685 | 1
| 60444370 | 2089.8243 | 12914.2021 | -10824.3778 | 0 |  | -12115.7981 | -9532.9576 | -10615.3954 | -11033.3603 | -12324.7805 | 1
| 60444371 | 244.9407 | 3931.7733 | -3686.8325 | 0 |  | -4080.0099 | -3293.6552 | -3662.3385 | -3711.3266 | -4104.5039 | 1
| 60444372 | 232484.3058 | 144009.4516 | 88474.8541 | 1 |  | 74073.909 | 102875.7993 | 111723.2847 | 65226.4235 | 50825.4784 | 1
| 60444391 | 111705.5244 | 68121.333 | 43584.1913 | 1 |  | 36772.058 | 50396.3246 | 54754.7438 | 32413.6389 | 25601.5056 | 1
| 60444396 | 9171.5842 | 19405.9455 | -10234.3613 | 0 |  | -12174.9559 | -8293.7668 | -9317.2029 | -11151.5197 | -13092.1143 | 1
| 60444397 | 255.7072 | 2636.9777 | -2381.2706 | 0 |  | -2644.9683 | -2117.5728 | -2355.6998 | -2406.8413 | -2670.539 | 1
| 60444398 | 805.3257 | 5209.3112 | -4403.9855 | 0 |  | -4924.9166 | -3883.0543 | -4323.4529 | -4484.518 | -5005.4492 | 1
| 60444399 | 6954.3379 | 14596.4145 | -7642.0766 | 0 |  | -9101.718 | -6182.4351 | -6946.6428 | -8337.5104 | -9797.1518 | 1
| 60444400 | 390702.6858 | 113586.5099 | 277116.1759 | 1 |  | 265757.5249 | 288474.8269 | 316186.4445 | 238045.9073 | 226687.2563 | 1
| 60444405 | 1712.3318 | 6852.2888 | -5139.9569 | 0 |  | -5825.1858 | -4454.7281 | -4968.7238 | -5311.1901 | -5996.419 | 1
| 60444409 | 4239.3962 | 11648.6374 | -7409.2412 | 0 |  | -8574.1049 | -6244.3774 | -6985.3016 | -7833.1808 | -8998.0445 | 1
| 60444438 | 191958.254 | 89088.3734 | 102869.8806 | 1 |  | 93961.0433 | 111778.7179 | 122065.706 | 83674.0552 | 74765.2179 | 1
| 60444441 | 14987.9532 | 21805.6408 | -6817.6876 | 0 |  | -8998.2517 | -4637.1235 | -5318.8923 | -8316.4829 | -10497.047 | 1
| 60444451 | 2175.0448 | 8363.1893 | -6188.1445 | 0 |  | -7024.4635 | -5351.8256 | -5970.6401 | -6405.649 | -7241.968 | 1
| 60444452 | 2024.8513 | 7517.4906 | -5492.6393 | 0 |  | -6244.3884 | -4740.8903 | -5290.1542 | -5695.1245 | -6446.8735 | 1
| 60444453 | 1179.6446 | 5561.1787 | -4381.534 | 0 |  | -4937.6519 | -3825.4162 | -4263.5696 | -4499.4985 | -5055.6163 | 1
| 60444459 | 18222.0393 | 22953.8729 | -4731.8336 | 0 |  | -7027.2209 | -2436.4463 | -2909.6297 | -6554.0376 | -8849.4248 | 1
| 60444460 | 769.0868 | 1558.0697 | -788.9829 | 0 |  | -944.7899 | -633.1759 | -712.0742 | -865.8916 | -1021.6985 | 1
| 60444461 | 5030.2154 | 8583.4177 | -3553.2023 | 0 |  | -4411.5441 | -2694.8606 | -3050.1808 | -4056.2239 | -4914.5656 | 1
| 60444467 | 5955.1359 | 9309.3428 | -3354.2069 | 0 |  | -4285.1412 | -2423.2726 | -2758.6933 | -3949.7205 | -4880.6548 | 1
| 60444472 | 1535.686 | 2138.3299 | -602.6438 | 0 |  | -816.4768 | -388.8108 | -449.0752 | -756.2124 | -970.0454 | 1
| 60444487 | 17033.4432 | 22048.5304 | -5015.0872 | 0 |  | -7219.9402 | -2810.2342 | -3311.7429 | -6718.4315 | -8923.2846 | 1
| 60444488 | 1530.3075 | 3577.8917 | -2047.5842 | 0 |  | -2405.3733 | -1689.795 | -1894.5534 | -2200.6149 | -2558.4041 | 1
| 60444491 | 2361.0752 | 4126.6008 | -1765.5256 | 0 |  | -2178.1857 | -1352.8655 | -1529.4181 | -2001.6331 | -2414.2932 | 1
| 60444498 | 765.9273 | 1533.8539 | -767.9266 | 0 |  | -921.312 | -614.5412 | -691.3339 | -844.5193 | -997.9047 | 1
| 60444506 | 646.9515 | 1288.9436 | -641.9921 | 0 |  | -770.8865 | -513.0977 | -577.297 | -706.6872 | -835.5816 | 1
| 60444507 | 6948.1401 | 10984.0889 | -4035.9488 | 0 |  | -5134.3577 | -2937.5399 | -3341.1348 | -4730.7628 | -5829.1717 | 1
| 60444508 | 8047.4827 | 12475.565 | -4428.0823 | 0 |  | -5675.6388 | -3180.5258 | -3623.334 | -5232.8306 | -6480.3871 | 1
| 60444510 | 26357.9964 | 17079.2601 | 9278.7363 | 1 |  | 7570.8103 | 10986.6623 | 11914.536 | 6642.9367 | 4935.0107 | 1
| 60444513 | 1089.9326 | 2296.1028 | -1206.1702 | 0 |  | -1435.7805 | -976.5599 | -1097.177 | -1315.1635 | -1544.7737 | 1
| 60444515 | 3441.8038 | 6138.7177 | -2696.9139 | 0 |  | -3310.7856 | -2083.0421 | -2352.7335 | -3041.0943 | -3654.966 | 1
| 60444516 | 3525.2632 | 8007.1906 | -4481.9274 | 0 |  | -5282.6465 | -3681.2083 | -4129.4011 | -4834.4537 | -5635.1728 | 1
| 60444519 | 851.7711 | 2070.4551 | -1218.684 | 0 |  | -1425.7295 | -1011.6385 | -1133.5069 | -1303.8611 | -1510.9066 | 1
| 60444520 | 5172.8297 | 10329.1603 | -5156.3305 | 0 |  | -6189.2465 | -4123.4145 | -4639.0475 | -5673.6135 | -6706.5295 | 1
| 60444522 | 1580.3321 | 3042.3912 | -1462.059 | 0 |  | -1766.2982 | -1157.8199 | -1304.0258 | -1620.0923 | -1924.3314 | 1
| 60444528 | 1151.9099 | 2354.4409 | -1202.531 | 0 |  | -1437.9751 | -967.0869 | -1087.34 | -1317.722 | -1553.1661 | 1
| 60444529 | 697.5815 | 1421.5804 | -723.9989 | 0 |  | -866.157 | -581.8409 | -654.2408 | -793.7571 | -935.9151 | 1
| 60444536 | 3688.5126 | 7792.5501 | -4104.0375 | 0 |  | -4883.2925 | -3324.7825 | -3735.1862 | -4472.8888 | -5252.1438 | 1
| 60444538 | 7297.2961 | 10908.6895 | -3611.3935 | 0 |  | -4702.2624 | -2520.5245 | -2881.6638 | -4341.1231 | -5431.992 | 1
| 60444542 | 14067.1491 | 19768.3881 | -5701.239 | 0 |  | -7678.0778 | -3724.4002 | -4294.5241 | -7107.9539 | -9084.7927 | 1
| 60444543 | 2275.0231 | 4252.6333 | -1977.6102 | 0 |  | -2402.8735 | -1552.3469 | -1750.1079 | -2205.1125 | -2630.3758 | 1
| 60444545 | 10727.6562 | 15724.8917 | -4997.2354 | 0 |  | -6569.7246 | -3424.7463 | -3924.4698 | -6070.0011 | -7642.4902 | 1
| 60444546 | 2693.1709 | 4983.5116 | -2290.3407 | 0 |  | -2788.6918 | -1791.9895 | -2021.0236 | -2559.6578 | -3058.0089 | 1
| 60444549 | 2888.6975 | 5303.8213 | -2415.1238 | 0 |  | -2945.5059 | -1884.7417 | -2126.254 | -2703.9935 | -3234.3757 | 1
| 60444554 | 781.6275 | 2481.0238 | -1699.3963 | 0 |  | -1947.4987 | -1451.2939 | -1621.2336 | -1777.5591 | -2025.6614 | 1
| 60444555 | 2352.7312 | 6724.8513 | -4372.1201 | 0 |  | -5044.6052 | -3699.635 | -4136.847 | -4607.3932 | -5279.8783 | 1
| 60444556 | 11367.5862 | 23370.4956 | -12002.9094 | 0 |  | -14339.9589 | -9665.8598 | -10866.1507 | -13139.668 | -15476.7175 | 1
| 60444563 | 12037.103 | 17165.7347 | -5128.6317 | 0 |  | -6845.2052 | -3412.0582 | -3924.9214 | -6332.342 | -8048.9155 | 1
| 60444568 | 4896.296 | 10913.0924 | -6016.7964 | 0 |  | -7108.1056 | -4925.4871 | -5527.1668 | -6506.426 | -7597.7352 | 1
| 60444572 | 1103.8751 | 1876.7283 | -772.8532 | 0 |  | -960.526 | -585.1803 | -662.4656 | -883.2407 | -1070.9135 | 1
| 60444573 | 4020.6673 | 6239.984 | -2219.3167 | 0 |  | -2843.3151 | -1595.3183 | -1817.25 | -2621.3834 | -3245.3818 | 1
| 60444585 | 706.4439 | 1212.4435 | -505.9996 | 0 |  | -627.244 | -384.7553 | -435.3552 | -576.644 | -697.8884 | 1
| 60444591 | 5315.2811 | 7734.7623 | -2419.4812 | 0 |  | -3192.9574 | -1646.005 | -1887.9531 | -2951.0093 | -3724.4855 | 1
| 60444592 | 11421.3807 | 14654.9914 | -3233.6108 | 0 |  | -4699.1099 | -1768.1116 | -2091.4727 | -4375.7488 | -5841.248 | 1
| 60444594 | 21893.5459 | 24925.2631 | -3031.7172 | 0 |  | -5524.2435 | -539.1909 | -842.3626 | -5221.0718 | -7713.5981 | 1
| 60444595 | 4458.2287 | 7957.1078 | -3498.8791 | 0 |  | -4294.5899 | -2703.1683 | -3053.0563 | -3944.702 | -4740.4128 | 1
| 60444596 | 2052.7739 | 3362.7008 | -1309.927 | 0 |  | -1646.1971 | -973.6569 | -1104.6496 | -1515.2044 | -1851.4744 | 1
| 60444597 | 23074.3021 | 25672.1019 | -2597.7998 | 0 |  | -5165.01 | -30.5896 | -290.3696 | -4905.23 | -7472.4402 | 1
| 60444598 | 110798.2233 | 72156.6252 | 38641.5981 | 1 |  | 31425.9356 | 45857.2606 | 49721.4204 | 27561.7758 | 20346.1132 | 1
| 60444599 | 2688.5784 | 4154.6692 | -1466.0907 | 0 |  | -1881.5576 | -1050.6238 | -1197.2329 | -1734.9486 | -2150.4155 | 1
| 60444600 | 571.6571 | 946.6195 | -374.9624 | 0 |  | -469.6244 | -280.3005 | -317.7967 | -432.1281 | -526.7901 | 1
| 60444608 | 1865.3948 | 5038.7011 | -3173.3064 | 0 |  | -3677.1765 | -2669.4362 | -2986.7669 | -3359.8458 | -3863.7159 | 1
| 60444612 | 145.8133 | 1712.1706 | -1566.3573 | 0 |  | -1737.5744 | -1395.1402 | -1551.776 | -1580.9386 | -1752.1557 | 1
| 60444618 | 8778.5717 | 23019.9161 | -14241.3444 | 0 |  | -16543.3361 | -11939.3528 | -13363.4873 | -15119.2016 | -17421.1932 | 1
| 60444619 | 191096.2211 | 78678.1167 | 112418.1045 | 1 |  | 104550.2928 | 120285.9161 | 131527.7266 | 93308.4824 | 85440.6707 | 1
| 60444620 | 10936.5575 | 16248.2648 | -5311.7072 | 0 |  | -6936.5337 | -3686.8808 | -4218.0515 | -6405.363 | -8030.1895 | 1
| 60444621 | 19004.4601 | 22435.0982 | -3430.6381 | 0 |  | -5674.1479 | -1187.1283 | -1530.1921 | -5331.0841 | -7574.594 | 1
| 60444637 | 134.1572 | 1736.3864 | -1602.2292 | 0 |  | -1775.8679 | -1428.5906 | -1588.8135 | -1615.6449 | -1789.2836 | 1
| 60444638 | 932.7019 | 7492.6038 | -6559.9019 | 0 |  | -7309.1622 | -5810.6415 | -6466.6317 | -6653.172 | -7402.4324 | 1
| 60444639 | 963.9386 | 7659.3629 | -6695.4243 | 0 |  | -7461.3606 | -5929.488 | -6599.0305 | -6791.8182 | -7557.7545 | 1
| 60444650 | 16478.9879 | 22568.6963 | -6089.7084 | 0 |  | -8346.578 | -3832.8388 | -4441.8096 | -7737.6072 | -9994.4768 | 1
| 60444651 | 39543.1675 | 38348.4805 | 1194.687 | 1 |  | -2640.1611 | 5029.535 | 5149.0037 | -2759.6298 | -6594.4778 | 0
| 60444660 | 418.7893 | 1557.2923 | -1138.5029 | 0 |  | -1294.2322 | -982.7737 | -1096.624 | -1180.3819 | -1336.1111 | 1
| 60444663 | 5053.4783 | 16538.8744 | -11485.3961 | 0 |  | -13139.2835 | -9831.5086 | -10980.0482 | -11990.7439 | -13644.6313 | 1
| 60444665 | 11550.1929 | 16448.7887 | -4898.5958 | 0 |  | -6543.4746 | -3253.7169 | -3743.5765 | -6053.6151 | -7698.4939 | 1
| 60444671 | 6946.6725 | 12038.7844 | -5092.1119 | 0 |  | -6295.9903 | -3888.2334 | -4397.4446 | -5786.7791 | -6990.6576 | 1
| 60444672 | 11010.5097 | 15934.4234 | -4923.9137 | 0 |  | -6517.356 | -3330.4713 | -3822.8627 | -6024.9646 | -7618.407 | 1
| 60444673 | 32880.5666 | 29902.141 | 2978.4256 | 1 |  | -11.7885 | 5968.6397 | 6266.4823 | -309.6311 | -3299.8452 | 0
| 60444677 | 301.8498 | 2243.2682 | -1941.4184 | 0 |  | -2165.7452 | -1717.0916 | -1911.2335 | -1971.6034 | -2195.9302 | 1
| 60444683 | 13105.0506 | 27490.492 | -14385.4415 | 0 |  | -17134.4907 | -11636.3923 | -13074.9364 | -15695.9465 | -18444.9957 | 1
| 60444684 | 184.3811 | 1483.7711 | -1299.39 | 0 |  | -1447.7671 | -1151.0129 | -1280.9519 | -1317.8281 | -1466.2052 | 1
| 60444685 | 32953.4544 | 45471.8605 | -12518.4061 | 0 |  | -17065.5922 | -7971.22 | -9223.0607 | -15813.7515 | -20360.9376 | 1
| 60444686 | 1191.2675 | 4029.4906 | -2838.2231 | 0 |  | -3241.1722 | -2435.274 | -2719.0964 | -2957.3498 | -3360.2989 | 1
| 60444693 | 20276.5887 | 36564.2807 | -16287.6919 | 0 |  | -19944.12 | -12631.2639 | -14260.0331 | -18315.3508 | -21971.7789 | 1
| 60444699 | 5502.5045 | 12295.3333 | -6792.8288 | 0 |  | -8022.3621 | -5563.2955 | -6242.5784 | -7343.0793 | -8572.6126 | 1
| 60444700 | 3324.097 | 8931.5515 | -5607.4545 | 0 |  | -6500.6097 | -4714.2994 | -5275.0448 | -5939.8642 | -6833.0194 | 1
| 60444701 | 138.627 | 735.1697 | -596.5427 | 0 |  | -670.0597 | -523.0257 | -582.68 | -610.4054 | -683.9224 | 1
| 60444702 | 7318.4608 | 14637.2291 | -7318.7682 | 0 |  | -8782.4911 | -5855.0453 | -6586.9222 | -8050.6143 | -9514.3372 | 1
| 60444703 | 386.1269 | 1640.696 | -1254.5691 | 0 |  | -1418.6387 | -1090.4995 | -1215.9565 | -1293.1818 | -1457.2514 | 1
| 60444719 | 5651.278 | 10800.1502 | -5148.8721 | 0 |  | -6228.8871 | -4068.8571 | -4583.7443 | -5713.9999 | -6794.0149 | 1
| 60444720 | 5644.2115 | 16342.9462 | -10698.7347 | 0 |  | -12333.0293 | -9064.4401 | -10134.3136 | -11263.1559 | -12897.4505 | 1
| 60444721 | 20020.8606 | 33677.0911 | -13656.2304 | 0 |  | -17023.9396 | -10288.5213 | -11654.1444 | -15658.3165 | -19026.0256 | 1
| 60444722 | 341.9321 | 2366.5489 | -2024.6168 | 0 |  | -2261.2716 | -1787.9619 | -1990.4236 | -2058.81 | -2295.4649 | 1
| 60444725 | 219.1422 | 842.9101 | -623.7679 | 0 |  | -708.059 | -539.4769 | -601.8537 | -645.6822 | -729.9732 | 1
| 60444726 | 8562.3505 | 13864.5403 | -5302.1899 | 0 |  | -6688.6439 | -3915.7358 | -4445.9548 | -6158.4249 | -7544.8789 | 1
| 60444733 | 3633.188 | 13558.6739 | -9925.4859 | 0 |  | -11281.3533 | -8569.6185 | -9562.1671 | -10288.8047 | -11644.6721 | 1
| 60444734 | 69.897 | 663.7344 | -593.8374 | 0 |  | -660.2109 | -527.464 | -586.8477 | -600.8271 | -667.2006 | 1
| 60444736 | 584.5684 | 1973.0434 | -1388.475 | 0 |  | -1585.7794 | -1191.1707 | -1330.0182 | -1446.9318 | -1644.2362 | 1
| 60444737 | 36868.5646 | 49644.1412 | -12775.5766 | 0 |  | -17739.9907 | -7811.1625 | -9088.7201 | -16462.4331 | -21426.8472 | 1
| 60444738 | 11914.9888 | 26727.6928 | -14812.704 | 0 |  | -17485.4732 | -12139.9347 | -13621.2051 | -16004.2028 | -18676.9721 | 1
| 60444739 | 1918.6436 | 5100.3033 | -3181.6597 | 0 |  | -3691.69 | -2671.6294 | -2989.7953 | -3373.5241 | -3883.5544 | 1
| 60444740 | 405.7827 | 3436.4491 | -3030.6664 | 0 |  | -3374.3113 | -2687.0214 | -2990.0881 | -3071.2446 | -3414.8895 | 1
| 60444742 | 3178.1717 | 7209.2264 | -4031.0546 | 0 |  | -4751.9773 | -3310.132 | -3713.2375 | -4348.8718 | -5069.7944 | 1
| 60444748 | 1904.3365 | 6147.0329 | -4242.6963 | 0 |  | -4857.3996 | -3627.9931 | -4052.2627 | -4433.13 | -5047.8333 | 1
| 60444749 | 91.0175 | 782.0618 | -691.0443 | 0 |  | -769.2505 | -612.8382 | -681.9426 | -700.1461 | -778.3523 | 1
| 60444750 | 407.3938 | 2821.1464 | -2413.7526 | 0 |  | -2695.8672 | -2131.6379 | -2373.0132 | -2454.492 | -2736.6066 | 1
| 60444751 | 2336.5968 | 5837.7546 | -3501.1577 | 0 |  | -4084.9332 | -2917.3823 | -3267.4981 | -3734.8174 | -4318.5929 | 1
| 60444752 | 13910.1187 | 18174.1559 | -4264.0372 | 0 |  | -6081.4528 | -2446.6216 | -2873.0253 | -5655.0491 | -7472.4647 | 1
| 60444753 | 229.3245 | 1786.4692 | -1557.1448 | 0 |  | -1735.7917 | -1378.4978 | -1534.2123 | -1580.0772 | -1758.7241 | 1
| 60444755 | 183.1911 | 1460.1056 | -1276.9145 | 0 |  | -1422.9251 | -1130.904 | -1258.5954 | -1295.2336 | -1441.2442 | 1
| 60444757 | 226.6955 | 892.8509 | -666.1554 | 0 |  | -755.4405 | -576.8703 | -643.4859 | -688.825 | -778.1101 | 1
| 60444760 | 4910.6525 | 10930.4527 | -6019.8002 | 0 |  | -7112.8454 | -4926.7549 | -5528.7349 | -6510.8654 | -7603.9107 | 1
| 60444777 | 1210.4183 | 7504.7117 | -6294.2934 | 0 |  | -7044.7645 | -5543.8222 | -6173.2515 | -6415.3352 | -7165.8064 | 1
| 60444779 | 5671.1265 | 10777.8416 | -5106.7151 | 0 |  | -6184.4993 | -4028.9309 | -4539.6024 | -5673.8277 | -6751.6119 | 1
| 60444781 | 3186.2573 | 7572.2481 | -4385.9907 | 0 |  | -5143.2155 | -3628.7659 | -4067.365 | -4704.6165 | -5461.8413 | 1
| 60444797 | 323.6405 | 2435.8942 | -2112.2538 | 0 |  | -2355.8432 | -1868.6644 | -2079.8897 | -2144.6178 | -2388.2073 | 1
| 60444798 | 1717.3818 | 8223.4821 | -6506.1004 | 0 |  | -7328.4486 | -5683.7522 | -6334.3622 | -6677.8385 | -7500.1868 | 1
| 60444800 | 4462.4908 | 8617.7101 | -4155.2193 | 0 |  | -5016.9904 | -3293.4483 | -3708.9703 | -4601.4684 | -5463.2394 | 1
| 60444801 | 1201.6196 | 3471.0151 | -2269.3955 | 0 |  | -2616.497 | -1922.294 | -2149.2335 | -2389.5574 | -2736.659 | 1
| 60444802 | 5697.8901 | 16833.8675 | -11135.9774 | 0 |  | -12819.3642 | -9452.5907 | -10566.1884 | -11705.7664 | -13389.1532 | 1
| 60444803 | 3521.3199 | 7689.8752 | -4168.5553 | 0 |  | -4937.5429 | -3399.5678 | -3816.4234 | -4520.6873 | -5289.6749 | 1
| 60444804 | 7923.3309 | 12964.0842 | -5040.7533 | 0 |  | -6337.1617 | -3744.3448 | -4248.4202 | -5833.0864 | -7129.4948 | 1
| 60444823 | 2990.5975 | 11458.4994 | -8467.9019 | 0 |  | -9613.7519 | -7322.052 | -8168.8422 | -8766.9617 | -9912.8116 | 1
| 60444828 | 1994.8251 | 5221.733 | -3226.9079 | 0 |  | -3749.0812 | -2704.7346 | -3027.4254 | -3426.3904 | -3948.5637 | 1
| 60444830 | 3525.2551 | 8098.5282 | -4573.2731 | 0 |  | -5383.1259 | -3763.4202 | -4220.7476 | -4925.7986 | -5735.6514 | 1
| 60444848 | 13607.2452 | 28468.4821 | -14861.2369 | 0 |  | -17708.0851 | -12014.3887 | -13500.5124 | -16221.9614 | -19068.8096 | 1
| 60444849 | 218.0723 | 1748.4944 | -1530.4221 | 0 |  | -1705.2715 | -1355.5726 | -1508.6148 | -1552.2293 | -1727.0787 | 1
| 60444854 | 1395.2007 | 4767.9559 | -3372.7552 | 0 |  | -3849.5508 | -2895.9596 | -3233.2351 | -3512.2752 | -3989.0708 | 1
| 60444865 | 242.2476 | 1879.4801 | -1637.2324 | 0 |  | -1825.1805 | -1449.2844 | -1613.0077 | -1661.4572 | -1849.4052 | 1
| 60444866 | 496.5748 | 3341.7871 | -2845.2124 | 0 |  | -3179.3911 | -2511.0337 | -2795.5549 | -2894.8699 | -3229.0486 | 1
| 60444868 | 8403.1419 | 13580.8662 | -5177.7243 | 0 |  | -6535.811 | -3819.6377 | -4337.4101 | -6018.0385 | -7376.1252 | 1
| 60444878 | 176.5367 | 2009.3651 | -1832.8284 | 0 |  | -2033.7649 | -1631.8919 | -1815.1747 | -1850.482 | -2051.4186 | 1
| 60444879 | 2762.8394 | 14034.1851 | -11271.3457 | 0 |  | -12674.7642 | -9867.9272 | -10995.0617 | -11547.6296 | -12951.0481 | 1
| 60444889 | 493.7884 | 3635.6795 | -3141.8911 | 0 |  | -3505.459 | -2778.3231 | -3092.5122 | -3191.2699 | -3554.8379 | 1
| 60444890 | 189.1088 | 1634.0194 | -1444.9106 | 0 |  | -1608.3126 | -1281.5087 | -1425.9997 | -1463.8215 | -1627.2234 | 1
| 60444891 | 2864.8445 | 11823.9386 | -8959.0941 | 0 |  | -10141.4879 | -7776.7002 | -8672.6096 | -9245.5785 | -10427.9724 | 1
| 60444894 | 586.8697 | 2058.7287 | -1471.859 | 0 |  | -1677.7319 | -1265.9862 | -1413.1721 | -1530.546 | -1736.4189 | 1
| 60444897 | 269.9131 | 2056.1457 | -1786.2327 | 0 |  | -1991.8472 | -1580.6181 | -1759.2414 | -1813.224 | -2018.8385 | 1
| 60444898 | 7098.0279 | 19427.7151 | -12329.6872 | 0 |  | -14272.4588 | -10386.9157 | -11619.8845 | -13039.49 | -14982.2615 | 1
| 60444899 | 635.8074 | 4028.0863 | -3392.2789 | 0 |  | -3795.0875 | -2989.4702 | -3328.6981 | -3455.8596 | -3858.6682 | 1
| 60444900 | 14299.0833 | 28958.3027 | -14659.2194 | 0 |  | -17555.0497 | -11763.3891 | -13229.3111 | -16089.1277 | -18984.958 | 1
| 60444903 | 76884.6851 | 47420.9818 | 29463.7032 | 1 |  | 24721.6051 | 34205.8014 | 37152.1717 | 21775.2347 | 17033.1365 | 1
| 60444905 | 8738.0799 | 13908.1435 | -5170.0636 | 0 |  | -6560.878 | -3779.2493 | -4296.2556 | -6043.8716 | -7434.6859 | 1
| 60444906 | 3002.2015 | 7017.8287 | -4015.6273 | 0 |  | -4717.4101 | -3313.8444 | -3715.4071 | -4315.8474 | -5017.6303 | 1
| 60444909 | 496.6978 | 1791.5325 | -1294.8347 | 0 |  | -1473.988 | -1115.6815 | -1245.1649 | -1344.5045 | -1523.6577 | 1
| 60444911 | 867.0496 | 2912.0326 | -2044.983 | 0 |  | -2336.1862 | -1753.7797 | -1958.278 | -2131.6879 | -2422.8912 | 1
| 60444913 | 6098.4293 | 17975.8649 | -11877.4356 | 0 |  | -13675.0221 | -10079.8491 | -11267.5927 | -12487.2785 | -14284.865 | 1
| 60444924 | 15053.4586 | 29505.3607 | -14451.9021 | 0 |  | -17402.4382 | -11501.366 | -12946.5562 | -15957.248 | -18907.784 | 1
| 60444925 | 517.3919 | 2174.5813 | -1657.1894 | 0 |  | -1874.6475 | -1439.7313 | -1605.4502 | -1708.9286 | -1926.3867 | 1
| 60444926 | 5176.3498 | 10257.8991 | -5081.5494 | 0 |  | -6107.3393 | -4055.7595 | -4563.9144 | -5599.1843 | -6624.9743 | 1
| 60444927 | 738.1265 | 2561.4327 | -1823.3062 | 0 |  | -2079.4494 | -1567.1629 | -1749.4935 | -1897.1188 | -2153.2621 | 1
| 60444928 | 7402.968 | 12522.4754 | -5119.5073 | 0 |  | -6371.7549 | -3867.2598 | -4379.2105 | -5859.8041 | -7112.0517 | 1
| 60444929 | 19786.6211 | 34668.8401 | -14882.219 | 0 |  | -18349.1031 | -11415.335 | -12903.5569 | -16860.8811 | -20327.7652 | 1
| 60444935 | 4920.2448 | 13003.1242 | -8082.8795 | 0 |  | -9383.1919 | -6782.567 | -7590.855 | -8574.9039 | -9875.2164 | 1
| 60444936 | 1868.0983 | 5167.9896 | -3299.8913 | 0 |  | -3816.6902 | -2783.0923 | -3113.0815 | -3486.7011 | -4003.5001 | 1
| 60444944 | 20499.9707 | 26652.6908 | -6152.7201 | 0 |  | -8817.9892 | -3487.451 | -4102.723 | -8202.7172 | -10867.9863 | 1
| 60444945 | 3438.5696 | 9130.0474 | -5691.4778 | 0 |  | -6604.4825 | -4778.4731 | -5347.6208 | -6035.3348 | -6948.3395 | 1
| 60444946 | 7316.5721 | 14634.9475 | -7318.3754 | 0 |  | -8781.8702 | -5854.8807 | -6586.7182 | -8050.0326 | -9513.5274 | 1
| 60444951 | 65273.4903 | 43677.9539 | 21595.5363 | 1 |  | 17227.7409 | 25963.3317 | 28122.8854 | 15068.1873 | 10700.3919 | 1
| 60444959 | 21674.8144 | 45207.1373 | -23532.3229 | 0 |  | -28053.0366 | -19011.6092 | -21364.8415 | -25699.8043 | -30220.5181 | 1
| 60444960 | 1604.6097 | 10006.6492 | -8402.0395 | 0 |  | -9402.7044 | -7401.3745 | -8241.5785 | -8562.5004 | -9563.1653 | 1
| 60444961 | 4819.8598 | 15403.4813 | -10583.6215 | 0 |  | -12123.9697 | -9043.2734 | -10101.6356 | -11065.6075 | -12605.9557 | 1
| 60444962 | 369.441 | 2640.0779 | -2270.6369 | 0 |  | -2534.6446 | -2006.6291 | -2233.6928 | -2307.581 | -2571.5887 | 1
| 60444972 | 1957.8281 | 8741.9214 | -6784.0934 | 0 |  | -7658.2855 | -5909.9012 | -6588.3106 | -6979.8762 | -7854.0683 | 1
| 60455884 | 356046.9735 | 174931.9899 | 181114.9836 | 1 |  | 163621.7847 | 198608.1826 | 216719.681 | 145510.2863 | 128017.0873 | 1
| 60455898 | 3929.1363 | 9505.271 | -5576.1347 | 0 |  | -6526.6618 | -4625.6076 | -5183.2211 | -5969.0484 | -6919.5755 | 1
| 60455904 | 768.1877 | 1960.9334 | -1192.7457 | 0 |  | -1388.839 | -996.6523 | -1115.9269 | -1269.5644 | -1465.6578 | 1
| 60455905 | 7827.8396 | 14631.3259 | -6803.4863 | 0 |  | -8266.6189 | -5340.3537 | -6020.7024 | -7586.2703 | -9049.4029 | 1
| 60455906 | 2106.6701 | 4950.49 | -2843.8199 | 0 |  | -3338.8689 | -2348.7709 | -2633.1529 | -3054.4869 | -3549.5359 | 1
| 60455908 | 171384.9882 | 103478.725 | 67906.2632 | 1 |  | 57558.3907 | 78254.1357 | 85044.7621 | 50767.7644 | 40419.8919 | 1
| 60455913 | 25249.0947 | 20070.1333 | 5178.9615 | 1 |  | 3171.9481 | 7185.9748 | 7703.8709 | 2654.052 | 647.0387 | 1
| 60455936 | 1090.3739 | 2713.8262 | -1623.4522 | 0 |  | -1894.8348 | -1352.0696 | -1514.4148 | -1732.4896 | -2003.8722 | 1
| 60455973 | 716.9878 | 841.6426 | -124.6548 | 0 |  | -208.8191 | -40.4905 | -52.956 | -196.3536 | -280.5178 | 1
| 60455974 | 34461.3774 | 23939.4076 | 10521.9698 | 1 |  | 8128.029 | 12915.9106 | 13968.1075 | 7075.8321 | 4681.8913 | 1
| 60455983 | 8548.9384 | 9748.3505 | -1199.4121 | 0 |  | -2174.2471 | -224.5771 | -344.5183 | -2054.3059 | -3029.141 | 1
| 60455986 | 38610.8966 | 49486.1878 | -10875.2912 | 0 |  | -15823.91 | -5926.6724 | -7014.2015 | -14736.3809 | -19684.9997 | 1
| 60456030 | 3962.3248 | 4224.4373 | -262.1125 | 0 |  | -684.5562 | 160.3313 | 134.12 | -658.3449 | -1080.7887 | 1
| 60456033 | 259.5467 | 652.7272 | -393.1805 | 0 |  | -458.4532 | -327.9078 | -367.2258 | -419.1352 | -484.4079 | 1
| 60456051 | 28512.914 | 36377.7086 | -7864.7946 | 0 |  | -11502.5654 | -4227.0237 | -5013.5032 | -10716.086 | -14353.8568 | 1
| 60456062 | 27841.3354 | 23880.594 | 3960.7415 | 1 |  | 1572.6821 | 6348.8009 | 6744.875 | 1176.6079 | -1211.4515 | 0
| 60456063 | 16792.6512 | 22106.8686 | -5314.2174 | 0 |  | -7524.9042 | -3103.5305 | -3634.9523 | -6993.4825 | -9204.1693 | 1
| 60456065 | 14541.2018 | 25878.487 | -11337.2852 | 0 |  | -13925.1339 | -8749.4365 | -9883.1651 | -12791.4054 | -15379.2541 | 1
| 60456084 | 265.1094 | 1865.5565 | -1600.4471 | 0 |  | -1787.0028 | -1413.8915 | -1573.9362 | -1626.9581 | -1813.5137 | 1
| 60456091 | 939.4491 | 15574.8594 | -14635.4103 | 0 |  | -16192.8962 | -13077.9243 | -14541.4654 | -14729.3552 | -16286.8411 | 1
| 60456097 | 288630.8031 | 303212.5469 | -14581.7438 | 0 |  | -44902.9985 | 15739.5109 | 14281.3365 | -43444.8241 | -73766.0788 | 1
| 60456098 | 10240.4492 | 34169.1131 | -23928.6639 | 0 |  | -27345.5752 | -20511.7526 | -22904.619 | -24952.7088 | -28369.6201 | 1
| 60456099 | 1226.7173 | 10633.5094 | -9406.7922 | 0 |  | -10470.1431 | -8343.4412 | -9284.1205 | -9529.4639 | -10592.8149 | 1
| 60456109 | 5050.4935 | 19148.1321 | -14097.6386 | 0 |  | -16012.4518 | -12182.8254 | -13592.5893 | -14602.688 | -16517.5012 | 1
| 60456121 | 10009.8311 | 28897.7631 | -18887.932 | 0 |  | -21777.7083 | -15998.1556 | -17886.9488 | -19888.9151 | -22778.6914 | 1
| 60456122 | 224308.0078 | 132522.8839 | 91785.1239 | 1 |  | 78532.8355 | 105037.4123 | 114215.9246 | 69354.3231 | 56102.0347 | 1
| 60456159 | 162556.5195 | 227486.2017 | -64929.6821 | 0 |  | -87678.3023 | -42181.062 | -48674.0302 | -81185.3341 | -103933.9543 | 1
| 60456164 | 92.2306 | 1588.8899 | -1496.6593 | 0 |  | -1655.5483 | -1337.7703 | -1487.4362 | -1505.8823 | -1664.7713 | 1
| 60456165 | 129.4932 | 2059.9982 | -1930.5051 | 0 |  | -2136.5049 | -1724.5053 | -1917.5558 | -1943.4544 | -2149.4542 | 1
| 60456172 | 150.533 | 1564.137 | -1413.604 | 0 |  | -1570.0177 | -1257.1903 | -1398.5507 | -1428.6573 | -1585.071 | 1
| 60456178 | 2199.4508 | 12024.2697 | -9824.8189 | 0 |  | -11027.2459 | -8622.3919 | -9604.8738 | -10044.764 | -11247.1909 | 1
| 60456179 | 786.3546 | 6525.0705 | -5738.7159 | 0 |  | -6391.223 | -5086.2089 | -5660.0805 | -5817.3514 | -6469.8584 | 1
| 60456182 | 5572.474 | 12576.9793 | -7004.5053 | 0 |  | -8262.2032 | -5746.8073 | -6447.2579 | -7561.7527 | -8819.4506 | 1
| 60456193 | 72455.3827 | 50198.1488 | 22257.2339 | 1 |  | 17237.419 | 27277.0488 | 29502.7722 | 15011.6956 | 9991.8807 | 1
| 60456194 | 90984.1248 | 56488.92 | 34495.2048 | 1 |  | 28846.3128 | 40144.0968 | 43593.6173 | 25396.7923 | 19747.9003 | 1
| 60456203 | 3173.1761 | 17065.5691 | -13892.393 | 0 |  | -15598.9499 | -12185.8361 | -13575.0754 | -14209.7106 | -15916.2675 | 1
| 60456210 | 17458.6067 | 25730.9401 | -8272.3334 | 0 |  | -10845.4274 | -5699.2394 | -6526.4728 | -10018.1941 | -12591.2881 | 1
| 60456213 | 6945.0122 | 45716.8971 | -38771.885 | 0 |  | -43343.5747 | -34200.1952 | -38077.3837 | -39466.3862 | -44038.0759 | 1
| 60456214 | 1273.943 | 5135.5407 | -3861.5977 | 0 |  | -4375.1518 | -3348.0436 | -3734.2034 | -3988.992 | -4502.5461 | 1
| 60456221 | 434878.5039 | 374463.9929 | 60414.5111 | 1 |  | 22968.1118 | 97860.9103 | 103902.3615 | 16926.6607 | -20519.7386 | 0
| 60456227 | 78572.3188 | 90681.7496 | -12109.4308 | 0 |  | -21177.6058 | -3041.2559 | -4252.1989 | -19966.6627 | -29034.8377 | 1
| 60456255 | 25631.5963 | 47404.1752 | -21772.5789 | 0 |  | -26512.9964 | -17032.1613 | -19209.4192 | -24335.7385 | -29076.156 | 1
| 60456256 | 2520.9776 | 30188.4441 | -27667.4665 | 0 |  | -30686.3109 | -24648.6221 | -27415.3687 | -27919.5643 | -30938.4087 | 1
| 60456257 | 16377.945 | 51378.8766 | -35000.9315 | 0 |  | -40138.8192 | -29863.0439 | -33363.137 | -36638.726 | -41776.6137 | 1
| 60456266 | 224.0374 | 2911.4055 | -2687.3681 | 0 |  | -2978.5087 | -2396.2276 | -2664.9644 | -2709.7718 | -3000.9124 | 1
| 60456267 | 74390.8353 | 80252.9742 | -5862.1388 | 0 |  | -13887.4362 | 2163.1586 | 1576.9447 | -13301.2224 | -21326.5198 | 1
| 60456268 | 67868.2299 | 81178.1297 | -13309.8998 | 0 |  | -21427.7127 | -5192.0868 | -6523.0768 | -20096.7228 | -28214.5357 | 1
| 60456272 | 16514.2308 | 71565.2414 | -55051.0106 | 0 |  | -62207.5347 | -47894.4864 | -53399.5875 | -56702.4336 | -63858.9578 | 1
| 60456309 | 76348.5353 | 63197.217 | 13151.3183 | 1 |  | 6831.5966 | 19471.04 | 20786.1719 | 5516.4648 | -803.2569 | 0
| 60456327 | 4822335.3933 | 699265.657 | 4123069.7363 | 1 |  | 4053143.1706 | 4192996.302 | 4605303.2756 | 3640836.197 | 3570909.6313 | 1
| 60456328 | 4659.7714 | 19850.9421 | -15191.1707 | 0 |  | -17176.2649 | -13206.0765 | -14725.1936 | -15657.1479 | -17642.2421 | 1
| 60456339 | 1118.9575 | 4758.0691 | -3639.1117 | 0 |  | -4114.9186 | -3163.3047 | -3527.2159 | -3751.0074 | -4226.8143 | 1
| 60456360 | 28207.2533 | 30341.7218 | -2134.4684 | 0 |  | -5168.6406 | 899.7038 | 686.2569 | -4955.1938 | -7989.3659 | 1
| 60456370 | 486.3402 | 2696.5518 | -2210.2117 | 0 |  | -2479.8668 | -1940.5565 | -2161.5776 | -2258.8457 | -2528.5009 | 1
| 60456388 | 140515.7623 | 131910.8833 | 8604.8789 | 1 |  | -4586.2094 | 21795.9673 | 22656.4551 | -5446.6973 | -18637.7856 | 0
| 60456394 | 184520.5108 | 126379.7633 | 58140.7475 | 1 |  | 45502.7711 | 70778.7238 | 76592.7985 | 39688.6964 | 27050.72 | 1
| 60456396 | 2645.0023 | 27474.7768 | -24829.7744 | 0 |  | -27577.2521 | -22082.2968 | -24565.2742 | -25094.2747 | -27841.7523 | 1
| 60456433 | 204443.504 | 255363.1669 | -50919.6629 | 0 |  | -76455.9796 | -25383.3462 | -30475.3125 | -71364.0133 | -96900.33 | 1
| 60456434 | 30490.0811 | 97380.4382 | -66890.3571 | 0 |  | -76628.4009 | -57152.3132 | -63841.349 | -69939.3652 | -79677.409 | 1
| 60456469 | 167.5683 | 2549.8188 | -2382.2505 | 0 |  | -2637.2324 | -2127.2686 | -2365.4937 | -2399.0073 | -2653.9892 | 1
| 60456472 | 59208.3221 | 47811.6358 | 11396.6863 | 1 |  | 6615.5228 | 16177.8499 | 17317.5186 | 5475.8541 | 694.6905 | 1
| 60456476 | 16.1976 | 1102.7036 | -1086.5059 | 0 |  | -1196.7763 | -976.2356 | -1084.8862 | -1088.1257 | -1198.3961 | 1
| 60456477 | 2009.6457 | 24697.0245 | -22687.3788 | 0 |  | -25157.0813 | -20217.6764 | -22486.4142 | -22888.3434 | -25358.0458 | 1
| 60456483 | 171230.3294 | 125877.8348 | 45352.4946 | 1 |  | 32764.7111 | 57940.2781 | 62475.5276 | 28229.4617 | 15641.6782 | 1
| 60456499 | 257733.0052 | 286968.11 | -29235.1048 | 0 |  | -57931.9158 | -538.2938 | -3461.8043 | -55008.4054 | -83705.2164 | 1
| 60456509 | 4756.3535 | 23976.4422 | -19220.0887 | 0 |  | -21617.7329 | -16822.4445 | -18744.4533 | -19695.724 | -22093.3682 | 1
| 60456518 | 177800.2349 | 164987.5314 | 12812.7035 | 1 |  | -3686.0497 | 29311.4566 | 30592.727 | -4967.32 | -21466.0731 | 0
| 60456525 | 28816.5846 | 30688.2656 | -1871.681 | 0 |  | -4940.5075 | 1197.1456 | 1009.9775 | -4753.3394 | -7822.166 | 1
| 60456526 | 5209.1181 | 11995.4347 | -6786.3166 | 0 |  | -7985.8601 | -5586.7731 | -6265.4048 | -7307.2284 | -8506.7719 | 1
| 60456533 | 103425.1559 | 206806.6423 | -103381.4864 | 0 |  | -124062.1506 | -82700.8222 | -93038.9708 | -113724.002 | -134404.6662 | 1
| 60456535 | 1164804.4796 | 698820.1627 | 465984.3169 | 1 |  | 396102.3006 | 535866.3332 | 582464.7649 | 349503.8689 | 279621.8527 | 1
| 60456561 | 58.8995 | 1108.4254 | -1049.5259 | 0 |  | -1160.3684 | -938.6834 | -1043.6359 | -1055.4159 | -1166.2584 | 1
| 60456562 | 89963.4558 | 83440.6604 | 6522.7953 | 1 |  | -1821.2707 | 14866.8614 | 15519.1409 | -2473.5502 | -10817.6163 | 0
| 60456571 | 758.1115 | 14069.9673 | -13311.8558 | 0 |  | -14718.8526 | -11904.8591 | -13236.0447 | -13387.667 | -14794.6637 | 1
| 60456572 | 294089.4997 | 111663.9143 | 182425.5854 | 1 |  | 171259.1939 | 193591.9768 | 211834.5353 | 153016.6354 | 141850.244 | 1
| 60456579 | 77.5958 | 771.6747 | -694.0789 | 0 |  | -771.2464 | -616.9114 | -686.3193 | -701.8385 | -779.0059 | 1
| 60456580 | 19666.6564 | 28866.5657 | -9199.9093 | 0 |  | -12086.5658 | -6313.2527 | -7233.2436 | -11166.5749 | -14053.2315 | 1
| 60456581 | 228678.5662 | 98228.8145 | 130449.7517 | 1 |  | 120626.8702 | 140272.6331 | 153317.6083 | 107581.895 | 97759.0136 | 1
| 60456592 | 40652.7429 | 63747.6717 | -23094.9288 | 0 |  | -29469.696 | -16720.1616 | -19029.6545 | -27160.2031 | -33534.9703 | 1
| 60456607 | 55.7251 | 460.8754 | -405.1503 | 0 |  | -451.2378 | -359.0627 | -399.5778 | -410.7228 | -456.8103 | 1
| 60456608 | 3053.217 | 8865.6398 | -5812.4228 | 0 |  | -6698.9868 | -4925.8588 | -5507.1011 | -6117.7445 | -7004.3085 | 1
| 60456610 | 88134.4967 | 93796.238 | -5661.7412 | 0 |  | -15041.365 | 3717.8826 | 3151.7084 | -14475.1909 | -23854.8147 | 1
| 60456613 | 434265.8834 | 211783.5586 | 222482.3248 | 1 |  | 201303.969 | 243660.6807 | 265908.9132 | 179055.7365 | 157877.3806 | 1
| 60456616 | 361.7915 | 2173.5673 | -1811.7758 | 0 |  | -2029.1325 | -1594.4191 | -1775.5967 | -1847.9549 | -2065.3117 | 1
| 60456622 | 16177.1492 | 39829.5677 | -23652.4185 | 0 |  | -27635.3753 | -19669.4617 | -22034.7036 | -25270.1334 | -29253.0902 | 1
| 60456624 | 22563.1998 | 47969.9455 | -25406.7457 | 0 |  | -30203.7402 | -20609.7512 | -23150.4257 | -27663.0657 | -32460.0602 | 1
| 60456625 | 21798.6559 | 40073.3773 | -18274.7214 | 0 |  | -22282.0591 | -14267.3837 | -16094.8558 | -20454.587 | -24461.9247 | 1
| 60456626 | 7144.0855 | 25983.0555 | -18838.97 | 0 |  | -21437.2755 | -16240.6644 | -18124.5614 | -19553.3785 | -22151.6841 | 1
| 60456652 | 9755.3626 | 18278.3472 | -8522.9846 | 0 |  | -10350.8194 | -6695.1499 | -7547.4484 | -9498.5209 | -11326.3556 | 1
| 60456674 | 46509.1231 | 39829.7207 | 6679.4024 | 1 |  | 2696.4303 | 10662.3745 | 11330.3147 | 2028.4901 | -1954.482 | 0
| 60456675 | 109.9353 | 839.361 | -729.4257 | 0 |  | -813.3618 | -645.4896 | -718.4321 | -740.4192 | -824.3553 | 1
| 60456676 | 20083.0563 | 25515.4593 | -5432.403 | 0 |  | -7983.949 | -2880.8571 | -3424.0974 | -7440.7087 | -9992.2546 | 1
| 60456698 | 139179.3586 | 104577.7943 | 34601.5643 | 1 |  | 24143.7849 | 45059.3437 | 48519.5002 | 20683.6284 | 10225.849 | 1
| 60456699 | 878765.6617 | 265827.2793 | 612938.3824 | 1 |  | 586355.6545 | 639521.1103 | 700814.9486 | 525061.8162 | 498479.0883 | 1
| 60456717 | 122032.2653 | 197985.0137 | -75952.7484 | 0 |  | -95751.2498 | -56154.247 | -63749.5219 | -88155.9749 | -107954.4763 | 1
| 60456726 | 592.4689 | 3230.6906 | -2638.2218 | 0 |  | -2961.2908 | -2315.1527 | -2578.9749 | -2697.4687 | -3020.5377 | 1
| 60456733 | 2517.3751 | 9970.1689 | -7452.7938 | 0 |  | -8449.8106 | -6455.7769 | -7201.0562 | -7704.5313 | -8701.5482 | 1
| 60456734 | 4834.0683 | 14489.4346 | -9655.3664 | 0 |  | -11104.3098 | -8206.4229 | -9171.9595 | -10138.7732 | -11587.7166 | 1
| 60456735 | 28603.713 | 37920.8145 | -9317.1015 | 0 |  | -13109.183 | -5525.0201 | -6456.7302 | -12177.4728 | -15969.5543 | 1
| 60456749 | 6950.8081 | 45736.7856 | -38785.9775 | 0 |  | -43359.656 | -34212.2989 | -38090.8966 | -39481.0583 | -44054.7368 | 1
| 60456757 | 17030.7754 | 23347.4692 | -6316.6938 | 0 |  | -8651.4407 | -3981.9469 | -4613.6163 | -8019.7713 | -10354.5183 | 1
| 60456787 | 143176.321 | 120745.1756 | 22431.1454 | 1 |  | 10356.6279 | 34505.663 | 36748.7775 | 8113.5133 | -3961.0042 | 0
| 60456824 | 17299.0211 | 21875.1017 | -4576.0805 | 0 |  | -6763.5907 | -2388.5704 | -2846.1784 | -6305.9827 | -8493.4928 | 1
| 60456825 | 549.6767 | 2628.3585 | -2078.6818 | 0 |  | -2341.5176 | -1815.8459 | -2023.7141 | -2133.6494 | -2396.4853 | 1
| 60456827 | 54.0238 | 982.393 | -928.3691 | 0 |  | -1026.6084 | -830.1299 | -922.9668 | -933.7715 | -1032.0108 | 1
| 60456852 | 3743.7846 | 33317.5589 | -29573.7743 | 0 |  | -32905.5301 | -26242.0184 | -29199.3958 | -29948.1527 | -33279.9086 | 1
| 60456853 | 469.356 | 3084.6707 | -2615.3147 | 0 |  | -2923.7818 | -2306.8476 | -2568.3791 | -2662.2503 | -2970.7174 | 1
| 60456857 | 33765.9636 | 31151.9295 | 2614.0341 | 1 |  | -501.1589 | 5729.227 | 5990.6304 | -762.5623 | -3877.7552 | 0
| 60456868 | 126.17 | 742.5214 | -616.3514 | 0 |  | -690.6036 | -542.0993 | -603.7344 | -628.9684 | -703.2206 | 1
| 60456869 | 2650.1624 | 7551.207 | -4901.0446 | 0 |  | -5656.1653 | -4145.9239 | -4636.0284 | -5166.0608 | -5921.1815 | 1
| 60456870 | 137.6612 | 802.6025 | -664.9413 | 0 |  | -745.2016 | -584.6811 | -651.1752 | -678.7074 | -758.9677 | 1
| 60456877 | 18011.8146 | 35054.6426 | -17042.828 | 0 |  | -20548.2923 | -13537.3637 | -15241.6465 | -18844.0095 | -22349.4737 | 1
| 60456887 | 40148.1978 | 60527.5142 | -20379.3164 | 0 |  | -26432.0678 | -14326.565 | -16364.4966 | -24394.1362 | -30446.8876 | 1
| 60456894 | 14902.9247 | 40884.0579 | -25981.1332 | 0 |  | -30069.539 | -21892.7274 | -24490.8408 | -27471.4257 | -31559.8315 | 1
| 60456895 | 39503.8014 | 68247.4167 | -28743.6154 | 0 |  | -35568.357 | -21918.8737 | -24793.2352 | -32693.9955 | -39518.7372 | 1
| 60456910 | 2272.8581 | 11959.8775 | -9687.0194 | 0 |  | -10883.0071 | -8491.0316 | -9459.7336 | -9914.3052 | -11110.293 | 1
| 60456924 | 77402.0482 | 85099.4461 | -7697.3979 | 0 |  | -16207.3425 | 812.5467 | 42.8069 | -15437.6027 | -23947.5474 | 1
| 60456974 | 64848.7301 | 46210.2334 | 18638.4967 | 1 |  | 14017.4734 | 23259.5201 | 25123.3697 | 12153.6237 | 7532.6004 | 1
| 60456997 | 559.406 | 2539.8846 | -1980.4787 | 0 |  | -2234.4671 | -1726.4902 | -1924.5381 | -2036.4193 | -2290.4077 | 1
| 60457002 | 1311.4362 | 5066.0799 | -3754.6437 | 0 |  | -4261.2517 | -3248.0357 | -3623.5001 | -3885.7873 | -4392.3953 | 1
| 60457012 | 755.1293 | 3438.8197 | -2683.6905 | 0 |  | -3027.5724 | -2339.8085 | -2608.1775 | -2759.2034 | -3103.0854 | 1
| 60457016 | 2027.1421 | 29158.6648 | -27131.5227 | 0 |  | -30047.3891 | -24215.6562 | -26928.8085 | -27334.2369 | -30250.1034 | 1
| 60457022 | 695.0752 | 4833.8136 | -4138.7385 | 0 |  | -4622.1199 | -3655.3571 | -4069.231 | -4208.246 | -4691.6274 | 1
| 60457023 | 203.0298 | 1948.2751 | -1745.2453 | 0 |  | -1940.0728 | -1550.4178 | -1724.9423 | -1765.5483 | -1960.3758 | 1
| 60457027 | 7502.1738 | 13867.5824 | -6365.4087 | 0 |  | -7752.1669 | -4978.6504 | -5615.1913 | -7115.626 | -8502.3843 | 1
| 60457045 | 173.7525 | 1439.9186 | -1266.1661 | 0 |  | -1410.1579 | -1122.1742 | -1248.7908 | -1283.5413 | -1427.5332 | 1
| 60457053 | 298.97 | 1686.3272 | -1387.3573 | 0 |  | -1555.99 | -1218.7245 | -1357.4603 | -1417.2543 | -1585.887 | 1
| 60457077 | 95631.1183 | 172167.607 | -76536.4888 | 0 |  | -93753.2495 | -59319.7281 | -66973.3769 | -86099.6006 | -103316.3613 | 1
| 60457082 | 20526.6156 | 78287.5345 | -57760.9189 | 0 |  | -65589.6724 | -49932.1655 | -55708.2574 | -59813.5805 | -67642.3339 | 1
| 60457083 | 62.658 | 2470.5864 | -2407.9284 | 0 |  | -2654.9871 | -2160.8698 | -2401.6626 | -2414.1942 | -2661.2528 | 1
| 60457084 | 6960.9694 | 44466.1351 | -37505.1658 | 0 |  | -41951.7793 | -33058.5523 | -36809.0689 | -38201.2627 | -42647.8762 | 1
| 60457104 | 889.3916 | 5822.2606 | -4932.869 | 0 |  | -5515.095 | -4350.6429 | -4843.9298 | -5021.8081 | -5604.0342 | 1
| 60457119 | 368.5659 | 1822.9674 | -1454.4015 | 0 |  | -1636.6982 | -1272.1047 | -1417.5449 | -1491.2581 | -1673.5548 | 1
| 60457141 | 1309.3596 | 23234.1191 | -21924.7595 | 0 |  | -24248.1714 | -19601.3476 | -21793.8235 | -22055.6955 | -24379.1074 | 1
| 60457149 | 1643.9435 | 5530.7578 | -3886.8143 | 0 |  | -4439.8901 | -3333.7385 | -3722.4199 | -4051.2086 | -4604.2844 | 1
| 60457155 | 1408.4684 | 5588.8109 | -4180.3425 | 0 |  | -4739.2236 | -3621.4614 | -4039.4956 | -4321.1893 | -4880.0704 | 1
| 60457162 | 98.6948 | 2017.6205 | -1918.9257 | 0 |  | -2120.6877 | -1717.1636 | -1909.0562 | -1928.7951 | -2130.5572 | 1
| 60457163 | 49277.9128 | 85146.7771 | -35868.8643 | 0 |  | -44383.542 | -27354.1866 | -30941.073 | -40796.6556 | -49311.3333 | 1
| 60457167 | 345.8447 | 3374.8088 | -3028.9641 | 0 |  | -3366.445 | -2691.4832 | -2994.3796 | -3063.5486 | -3401.0294 | 1
| 60457184 | 1340370.8821 | 315838.5107 | 1024532.3714 | 1 |  | 992948.5203 | 1056116.2225 | 1158569.4596 | 890495.2832 | 858911.4321 | 1
| 60457185 | 137008.3956 | 109704.3996 | 27303.996 | 1 |  | 16333.5561 | 38274.436 | 41004.8356 | 13603.1565 | 2632.7165 | 1
| 60457187 | 12553.0814 | 30152.034 | -17598.9525 | 0 |  | -20614.1559 | -14583.7491 | -16343.6444 | -18854.2607 | -21869.4641 | 1
| 60457195 | 643.4167 | 3877.133 | -3233.7163 | 0 |  | -3621.4296 | -2846.003 | -3169.3747 | -3298.058 | -3685.7713 | 1
| 60457206 | 78778.9325 | 81124.1944 | -2345.2618 | 0 |  | -10457.6813 | 5767.1576 | 5532.6314 | -10223.1551 | -18335.5745 | 1
| 60457222 | 308.9595 | 1579.6009 | -1270.6414 | 0 |  | -1428.6015 | -1112.6813 | -1239.7455 | -1301.5374 | -1459.4974 | 1
| 60457223 | 2439.6854 | 7081.9659 | -4642.2806 | 0 |  | -5350.4772 | -3934.084 | -4398.312 | -4886.2491 | -5594.4457 | 1
| 60457251 | 9965.1499 | 53727.5193 | -43762.3695 | 0 |  | -49135.1214 | -38389.6175 | -42765.8545 | -44758.8844 | -50131.6364 | 1
| 60457252 | 4458.073 | 35058.9024 | -30600.8294 | 0 |  | -34106.7197 | -27094.9392 | -30155.0221 | -31046.6367 | -34552.527 | 1
| 60457268 | 842.8324 | 8181.1044 | -7338.272 | 0 |  | -8156.3824 | -6520.1615 | -7253.9887 | -7422.5552 | -8240.6657 | 1
| 60457277 | 85594.4525 | 157339.6691 | -71745.2166 | 0 |  | -87479.1835 | -56011.2497 | -63185.7713 | -80304.6618 | -96038.6288 | 1
| 60457305 | 343726.9788 | 157858.7157 | 185868.263 | 1 |  | 170082.3915 | 201654.1346 | 220240.9609 | 151495.5652 | 135709.6936 | 1
| 60457310 | 4688.7199 | 15795.5016 | -11106.7817 | 0 |  | -12686.3319 | -9527.2316 | -10637.9097 | -11575.6537 | -13155.2039 | 1
| 60457323 | 7585.9033 | 58871.9961 | -51286.0929 | 0 |  | -57173.2925 | -45398.8932 | -50527.5025 | -52044.6832 | -57931.8828 | 1
| 60457330 | 151.559 | 1660.216 | -1508.657 | 0 |  | -1674.6786 | -1342.6354 | -1493.5011 | -1523.8129 | -1689.8345 | 1
| 60457331 | 2870.267 | 12601.316 | -9731.0489 | 0 |  | -10991.1805 | -8470.9173 | -9444.0222 | -10018.0756 | -11278.2072 | 1
| 60457337 | 10940.1712 | 34218.6455 | -23278.4743 | 0 |  | -26700.3388 | -19856.6097 | -22184.4572 | -24372.4914 | -27794.356 | 1
| 60457341 | 1502.6889 | 5040.9827 | -3538.2938 | 0 |  | -4042.3921 | -3034.1955 | -3388.0249 | -3688.5627 | -4192.661 | 1
| 60457343 | 4916.325 | 17223.7589 | -12307.4339 | 0 |  | -14029.8098 | -10585.058 | -11815.8014 | -12799.0664 | -14521.4423 | 1
| 60457344 | 19884.4419 | 24511.0654 | -4626.6235 | 0 |  | -7077.73 | -2175.5169 | -2638.1793 | -6615.0677 | -9066.1742 | 1
| 60457345 | 8203.7443 | 14866.6527 | -6662.9084 | 0 |  | -8149.5737 | -5176.2432 | -5842.534 | -7483.2829 | -8969.9481 | 1
| 60457359 | 11871.0469 | 27797.593 | -15926.5461 | 0 |  | -18706.3054 | -13146.7868 | -14739.4414 | -17113.6508 | -19893.4101 | 1
| 60457360 | 9629.9104 | 24783.2702 | -15153.3598 | 0 |  | -17631.6868 | -12675.0328 | -14190.3688 | -16116.3508 | -18594.6779 | 1
| 60457361 | 624.5368 | 4718.238 | -4093.7012 | 0 |  | -4565.525 | -3621.8774 | -4031.2476 | -4156.1549 | -4627.9787 | 1
| 60457362 | 73103.9095 | 72894.6583 | 209.2512 | 1 |  | -7080.2146 | 7498.7171 | 7519.6422 | -7101.1397 | -14390.6055 | 0
| 60457365 | 67.8352 | 948.2706 | -880.4354 | 0 |  | -975.2625 | -785.6084 | -873.6519 | -887.219 | -982.046 | 1
| 60457366 | 4307.6577 | 17317.6341 | -13009.9764 | 0 |  | -14741.7398 | -11278.213 | -12579.2106 | -13440.7421 | -15172.5056 | 1
| 60457371 | 122.2871 | 1665.39 | -1543.1029 | 0 |  | -1709.6419 | -1376.5639 | -1530.8741 | -1555.3316 | -1721.8706 | 1
| 60457373 | 965.7363 | 4099.9655 | -3134.2292 | 0 |  | -3544.2257 | -2724.2326 | -3037.6555 | -3230.8028 | -3640.7993 | 1
| 60457376 | 42868.8145 | 113980.6572 | -71111.8427 | 0 |  | -82509.9084 | -59713.777 | -66824.9612 | -75398.7241 | -86796.7898 | 1
| 60457399 | 599.4973 | 4658.4409 | -4058.9436 | 0 |  | -4524.7877 | -3593.0995 | -3998.9939 | -4118.8933 | -4584.7374 | 1
| 60457418 | 602700.0345 | 439337.8786 | 163362.1558 | 1 |  | 119428.368 | 207295.9437 | 223632.1593 | 103092.1524 | 59158.3645 | 1
| 60457422 | 4994.5196 | 54098.7702 | -49104.2506 | 0 |  | -54514.1277 | -43694.3736 | -48604.7987 | -49603.7026 | -55013.5796 | 1
| 60457427 | 694.1278 | 4911.4144 | -4217.2867 | 0 |  | -4708.4281 | -3726.1452 | -4147.8739 | -4286.6994 | -4777.8409 | 1
| 60457434 | 9536.7771 | 25149.8101 | -15613.033 | 0 |  | -18128.014 | -13098.052 | -14659.3553 | -16566.7107 | -19081.6917 | 1
| 60457435 | 7021.6771 | 20978.0798 | -13956.4027 | 0 |  | -16054.2107 | -11858.5947 | -13254.235 | -14658.5704 | -16756.3784 | 1
| 60457436 | 8308.6535 | 23189.4271 | -14880.7736 | 0 |  | -17199.7163 | -12561.8309 | -14049.9083 | -15711.639 | -18030.5817 | 1
| 60457437 | 14875.5095 | 32505.3742 | -17629.8647 | 0 |  | -20880.4021 | -14379.3273 | -16142.3138 | -19117.4157 | -22367.9531 | 1
| 60457438 | 13298.878 | 31245.5997 | -17946.7217 | 0 |  | -21071.2817 | -14822.1617 | -16616.8339 | -19276.6095 | -22401.1695 | 1
| 60457445 | 3172.9177 | 14059.5017 | -10886.584 | 0 |  | -12292.5341 | -9480.6338 | -10569.2922 | -11203.8757 | -12609.8259 | 1
| 60457446 | 35.8775 | 361.0363 | -325.1588 | 0 |  | -361.2625 | -289.0552 | -321.5711 | -328.7466 | -364.8502 | 1
| 60457449 | 17009.953 | 20247.588 | -3237.6351 | 0 |  | -5262.3939 | -1212.8762 | -1536.6398 | -4938.6304 | -6963.3892 | 1
| 60457455 | 4092.0392 | 32466.7755 | -28374.7364 | 0 |  | -31621.4139 | -25128.0588 | -27965.5325 | -28783.9403 | -32030.6179 | 1
| 60457470 | 161235.2032 | 83833.1774 | 77402.0258 | 1 |  | 69018.708 | 85785.3435 | 93525.5461 | 61278.5055 | 52895.1877 | 1
| 60457471 | 762.2334 | 2822.2912 | -2060.0578 | 0 |  | -2342.2869 | -1777.8286 | -1983.8344 | -2136.2811 | -2418.5102 | 1
| 60457473 | 64135.8126 | 95242.0342 | -31106.2217 | 0 |  | -40630.4251 | -21582.0182 | -24692.6404 | -37519.8029 | -47044.0063 | 1
| 60457475 | 4761.6124 | 35549.4839 | -30787.8715 | 0 |  | -34342.8199 | -27232.9231 | -30311.7103 | -31264.0327 | -34818.9811 | 1
| 60457479 | 110390.7521 | 126502.4936 | -16111.7416 | 0 |  | -28761.991 | -3461.4922 | -5072.6664 | -27150.8168 | -39801.0662 | 1
| 60457483 | 2074.3114 | 10462.8978 | -8388.5864 | 0 |  | -9434.8762 | -7342.2966 | -8181.1553 | -8596.0175 | -9642.3073 | 1
| 60457484 | 251.9878 | 2117.7861 | -1865.7983 | 0 |  | -2077.5769 | -1654.0197 | -1840.5995 | -1890.997 | -2102.7757 | 1
| 60457485 | 107502.2794 | 101307.0036 | 6195.2757 | 1 |  | -3935.4246 | 16325.9761 | 16945.5037 | -4554.9522 | -14685.6526 | 0
| 60457486 | 5826.4655 | 21030.9144 | -15204.4488 | 0 |  | -17307.5403 | -13101.3574 | -14621.8023 | -15787.0954 | -17890.1868 | 1
| 60457487 | 48632.563 | 69266.1335 | -20633.5705 | 0 |  | -27560.1838 | -13706.9572 | -15770.3142 | -25496.8268 | -32423.4401 | 1
| 60457488 | 8913.8496 | 24171.82 | -15257.9704 | 0 |  | -17675.1524 | -12840.7884 | -14366.5855 | -16149.3554 | -18566.5374 | 1
| 60457491 | 37402.9811 | 105654.0298 | -68251.0487 | 0 |  | -78816.4517 | -57685.6457 | -64510.7506 | -71991.3468 | -82556.7498 | 1
| 60457501 | 1993.5706 | 5965.015 | -3971.4444 | 0 |  | -4567.9459 | -3374.9429 | -3772.0873 | -4170.8015 | -4767.303 | 1
| 60457502 | 25356.3322 | 61425.702 | -36069.3698 | 0 |  | -42211.94 | -29926.7996 | -33533.7366 | -38605.003 | -44747.5732 | 1
| 60457504 | 7833.1928 | 55437.9253 | -47604.7325 | 0 |  | -53148.525 | -42060.9399 | -46821.4132 | -48388.0517 | -53931.8443 | 1
| 60457507 | 636.8051 | 10540.8739 | -9904.0688 | 0 |  | -10958.1562 | -8849.9814 | -9840.3883 | -9967.7493 | -11021.8367 | 1
| 60457513 | 165204.357 | 128165.1318 | 37039.2251 | 1 |  | 24222.712 | 49855.7383 | 53559.6608 | 20518.7894 | 7702.2763 | 1
| 60457516 | 49971.802 | 83492.9447 | -33521.1427 | 0 |  | -41870.4371 | -25171.8482 | -28523.9625 | -38518.3229 | -46867.6173 | 1
| 60457517 | 3739.4239 | 19568.6073 | -15829.1834 | 0 |  | -17786.0442 | -13872.3227 | -15455.2411 | -16203.1258 | -18159.9866 | 1
| 60457518 | 1925.3905 | 27441.6294 | -25516.2389 | 0 |  | -28260.4018 | -22772.076 | -25323.6999 | -25708.778 | -28452.9409 | 1
| 60457523 | 14237.0322 | 63313.748 | -49076.7158 | 0 |  | -55408.0906 | -42745.341 | -47653.0126 | -50500.419 | -56831.7938 | 1
| 60457540 | 30504.224 | 28562.6111 | 1941.6129 | 1 |  | -914.6482 | 4797.874 | 4992.0353 | -1108.8095 | -3965.0706 | 0
| 60457556 | 3887.6279 | 14020.9765 | -10133.3486 | 0 |  | -11535.4462 | -8731.2509 | -9744.5858 | -10522.1114 | -11924.209 | 1
| 60457557 | 395.0644 | 1499.2392 | -1104.1749 | 0 |  | -1254.0988 | -954.2509 | -1064.6684 | -1143.6813 | -1293.6052 | 1
| 60457559 | 52025.3968 | 60179.6865 | -8154.2897 | 0 |  | -14172.2584 | -2136.3211 | -2951.7501 | -13356.8294 | -19374.7981 | 1
| 60457560 | 18372.8141 | 33876.3215 | -15503.5073 | 0 |  | -18891.1395 | -12115.8752 | -13666.2259 | -17340.7887 | -20728.4209 | 1
| 60457561 | 20374.5447 | 35914.3053 | -15539.7605 | 0 |  | -19131.1911 | -11948.33 | -13502.3061 | -17577.215 | -21168.6455 | 1
| 60457567 | 193689.5183 | 132575.7185 | 61113.7999 | 1 |  | 47856.228 | 74371.3717 | 80482.7517 | 41744.848 | 28487.2762 | 1
| 60457569 | 21479.6393 | 36505.3921 | -15025.7529 | 0 |  | -18676.2921 | -11375.2136 | -12877.7889 | -17173.7168 | -20824.256 | 1
| 60457571 | 135789.4618 | 140849.2834 | -5059.8216 | 0 |  | -19144.7499 | 9025.1068 | 8519.1246 | -18638.7677 | -32723.6961 | 1
| 60457580 | 10820.4449 | 15336.9078 | -4516.4629 | 0 |  | -6050.1537 | -2982.7721 | -3434.4184 | -5598.5074 | -7132.1982 | 1
| 60457584 | 143772.582 | 122631.8104 | 21140.7716 | 1 |  | 8877.5906 | 33403.9526 | 35518.0298 | 6763.5134 | -5499.6676 | 0
| 60457603 | 10108.951 | 34957.7792 | -24848.8282 | 0 |  | -28344.6061 | -21353.0503 | -23837.9331 | -25859.7233 | -29355.5012 | 1
| 60457607 | 44764.0447 | 65042.1189 | -20278.0743 | 0 |  | -26782.2862 | -13773.8624 | -15801.6698 | -24754.4787 | -31258.6906 | 1
| 60457609 | 1024.4777 | 16246.6467 | -15222.169 | 0 |  | -16846.8337 | -13597.5043 | -15119.7213 | -15324.6168 | -16949.2815 | 1
| 60457613 | 81606.6433 | 157014.8246 | -75408.1812 | 0 |  | -91109.6637 | -59706.6988 | -67247.5169 | -83568.8456 | -99270.328 | 1
| 60457621 | 53340.1268 | 86423.6127 | -33083.486 | 0 |  | -41725.8472 | -24441.1247 | -27749.4733 | -38417.4986 | -47059.8599 | 1
| 60457625 | 68481.3669 | 144723.7678 | -76242.401 | 0 |  | -90714.7778 | -61770.0242 | -69394.2643 | -83090.5377 | -97562.9144 | 1
| 60457639 | 64442.6435 | 100822.1363 | -36379.4928 | 0 |  | -46461.7064 | -26297.2792 | -29935.2284 | -42823.7571 | -52905.9708 | 1
| 60457640 | 650.8382 | 15700.8195 | -15049.9813 | 0 |  | -16620.0632 | -13479.8993 | -14984.8975 | -15115.0651 | -16685.1471 | 1
| 60457649 | 3492.4249 | 11511.7437 | -8019.3188 | 0 |  | -9170.4932 | -6868.1444 | -7670.0763 | -8368.5613 | -9519.7357 | 1
| 60457667 | 31057.6126 | 64793.3561 | -33735.7435 | 0 |  | -40215.0791 | -27256.4078 | -30629.9822 | -36841.5047 | -43320.8403 | 1
| 60457688 | 461.4462 | 2629.3725 | -2167.9263 | 0 |  | -2430.8636 | -1904.989 | -2121.7817 | -2214.0709 | -2477.0082 | 1
| 60457702 | 1586.6636 | 18823.3048 | -17236.6412 | 0 |  | -19118.9717 | -15354.3107 | -17077.9748 | -17395.3076 | -19277.638 | 1
| 60457703 | 6390.7932 | 42161.2858 | -35770.4926 | 0 |  | -39986.6212 | -31554.364 | -35131.4133 | -36409.5719 | -40625.7005 | 1
| 60457706 | 103015.1542 | 122033.5688 | -19018.4146 | 0 |  | -31221.7715 | -6815.0578 | -8716.8992 | -29319.9301 | -41523.2869 | 1
| 60457708 | 1647.2057 | 27214.0172 | -25566.8115 | 0 |  | -28288.2132 | -22845.4098 | -25402.0909 | -25731.5321 | -28452.9338 | 1
| 60457724 | 2126.6716 | 10126.6277 | -7999.9561 | 0 |  | -9012.6189 | -6987.2933 | -7787.2889 | -8212.6232 | -9225.286 | 1
| 60457728 | 20956.0306 | 46556.0701 | -25600.0395 | 0 |  | -30255.6466 | -20944.4325 | -23504.4365 | -27695.6426 | -32351.2496 | 1
| 60457734 | 864.337 | 16288.6334 | -15424.2964 | 0 |  | -17053.1597 | -13795.4331 | -15337.8627 | -15510.7301 | -17139.5934 | 1
| 60457736 | 4742.9378 | 14836.6103 | -10093.6725 | 0 |  | -11577.3336 | -8610.0115 | -9619.3788 | -10567.9663 | -12051.6273 | 1
| 60457739 | 17090.9905 | 33269.8245 | -16178.834 | 0 |  | -19505.8165 | -12851.8516 | -14469.735 | -17887.9331 | -21214.9155 | 1
| 60457746 | 1509.7435 | 7177.2474 | -5667.5039 | 0 |  | -6385.2286 | -4949.7791 | -5516.5295 | -5818.4782 | -6536.203 | 1
| 60457747 | 1977.5102 | 4522.5613 | -2545.0511 | 0 |  | -2997.3072 | -2092.7949 | -2347.3 | -2742.8021 | -3195.0582 | 1
| 60457765 | 934165.0132 | 280635.8212 | 653529.192 | 1 |  | 625465.6099 | 681592.7741 | 746945.6933 | 560112.6907 | 532049.1086 | 1
| 60457766 | 776.1729 | 4399.5794 | -3623.4065 | 0 |  | -4063.3645 | -3183.4486 | -3545.7892 | -3701.0238 | -4140.9818 | 1
| 60457767 | 428270.4787 | 187385.5405 | 240884.9382 | 1 |  | 222146.3841 | 259623.4922 | 283711.986 | 198057.8903 | 179319.3363 | 1
| 60457770 | 31226.2787 | 127856.1598 | -96629.881 | 0 |  | -109415.497 | -83844.2651 | -93507.2532 | -99752.5089 | -112538.1249 | 1
| 60457771 | 7635.0653 | 60633.2281 | -52998.1628 | 0 |  | -59061.4856 | -46934.84 | -52234.6563 | -53761.6693 | -59824.9921 | 1
| 60457772 | 233695.4023 | 358981.9462 | -125286.5439 | 0 |  | -161184.7386 | -89388.3493 | -101917.0037 | -148656.0842 | -184554.2788 | 1
| 60457779 | 4619.3013 | 8604.2743 | -3984.9729 | 0 |  | -4845.4004 | -3124.5455 | -3523.0428 | -4446.9031 | -5307.3305 | 1
| 60457801 | 4029.629 | 16250.4857 | -12220.8567 | 0 |  | -13845.9052 | -10595.8081 | -11817.8938 | -12623.8196 | -14248.8681 | 1
| 60457810 | 5552.5807 | 37573.6853 | -32021.1046 | 0 |  | -35778.4732 | -28263.7361 | -31465.8466 | -32576.3627 | -36333.7312 | 1
| 60457812 | 79580.9363 | 72528.6687 | 7052.2675 | 1 |  | -200.5993 | 14305.1344 | 15010.3612 | -905.8261 | -8158.693 | 0
| 60457814 | 1389.3733 | 5512.5053 | -4123.1321 | 0 |  | -4674.3826 | -3571.8815 | -3984.1947 | -4262.0694 | -4813.3199 | 1
| 60457818 | 7053.0906 | 19580.1649 | -12527.0743 | 0 |  | -14485.0907 | -10569.0578 | -11821.7652 | -13232.3833 | -15190.3998 | 1
| 60457824 | 12423.1728 | 26872.4375 | -14449.2647 | 0 |  | -17136.5085 | -11762.0209 | -13206.9474 | -15691.582 | -18378.8257 | 1
| 60457825 | 44663.7872 | 55195.6246 | -10531.8374 | 0 |  | -16051.3998 | -5012.2749 | -6065.4587 | -14998.2161 | -20517.7786 | 1
| 60457826 | 14115.2073 | 28943.9933 | -14828.786 | 0 |  | -17723.1854 | -11934.3867 | -13417.2653 | -16240.3068 | -19134.7061 | 1
| 60457827 | 4427.6295 | 14338.5343 | -9910.9048 | 0 |  | -11344.7583 | -8477.0514 | -9468.1419 | -10353.6678 | -11787.5212 | 1
| 60457834 | 17054.7497 | 29791.8655 | -12737.1158 | 0 |  | -15716.3024 | -9757.9293 | -11031.6409 | -14442.5908 | -17421.7774 | 1
| 60457844 | 110008.5568 | 92855.6724 | 17152.8844 | 1 |  | 7867.3171 | 26438.4516 | 28153.74 | 6152.0287 | -3133.5386 | 0
| 60457845 | 293650.995 | 155010.6017 | 138640.3933 | 1 |  | 123139.3331 | 154141.4534 | 168005.4928 | 109275.2938 | 93774.2336 | 1
| 60457846 | 7257.9955 | 20342.4138 | -13084.4183 | 0 |  | -15118.6597 | -11050.1769 | -12358.6187 | -13810.2178 | -15844.4592 | 1
| 60457847 | 175252.685 | 118558.5945 | 56694.0905 | 1 |  | 44838.231 | 68549.9499 | 74219.359 | 39168.822 | 27312.9625 | 1
| 60457855 | 120231.4172 | 90589.8394 | 29641.5778 | 1 |  | 20582.5938 | 38700.5617 | 41664.7195 | 17618.4361 | 8559.4521 | 1
| 60457856 | 7094.1809 | 18477.243 | -11383.0621 | 0 |  | -13230.7864 | -9535.3378 | -10673.644 | -12092.4802 | -13940.2045 | 1
| 60457871 | 15218.5042 | 29006.184 | -13787.6798 | 0 |  | -16688.2982 | -10887.0614 | -12265.8294 | -15309.5303 | -18210.1487 | 1
| 60457872 | 455008.7288 | 180616.1101 | 274392.6188 | 1 |  | 256331.0078 | 292454.2298 | 319893.4916 | 228891.7459 | 210830.1349 | 1
| 60457873 | 10773.5664 | 24716.1263 | -13942.5599 | 0 |  | -16414.1725 | -11470.9473 | -12865.2032 | -15019.9165 | -17491.5291 | 1
| 60457885 | 16282.793 | 30261.0053 | -13978.2123 | 0 |  | -17004.3128 | -10952.1118 | -12349.933 | -15606.4916 | -18632.5921 | 1
| 60457886 | 119199.4537 | 90178.17 | 29021.2837 | 1 |  | 20003.4667 | 38039.1007 | 40941.2291 | 17101.3384 | 8083.5213 | 1
| 60457887 | 6636.842 | 17672.0661 | -11035.224 | 0 |  | -12802.4306 | -9268.0174 | -10371.5398 | -11698.9082 | -13466.1148 | 1
| 60457902 | 1477.3751 | 6500.3043 | -5022.9293 | 0 |  | -5672.9597 | -4372.8988 | -4875.1918 | -5170.6668 | -5820.6972 | 1
| 60457912 | 15889.4269 | 29738.7135 | -13849.2866 | 0 |  | -16823.1579 | -10875.4152 | -12260.3439 | -15438.2293 | -18412.1006 | 1
| 60457916 | 188619.0244 | 116919.6218 | 71699.4026 | 1 |  | 60007.4404 | 83391.3648 | 90561.305 | 52837.5001 | 41145.538 | 1
| 60457920 | 16260.7249 | 19453.6047 | -3192.8798 | 0 |  | -5138.2403 | -1247.5193 | -1566.8073 | -4818.9523 | -6764.3128 | 1
| 60457932 | 14728.278 | 29664.4148 | -14936.1368 | 0 |  | -17902.5783 | -11969.6953 | -13463.309 | -16408.9646 | -19375.4061 | 1
| 60457933 | 14425.0716 | 29309.9829 | -14884.9113 | 0 |  | -17815.9095 | -11953.913 | -13442.4041 | -16327.4184 | -19258.4167 | 1
| 60457934 | 12084.3979 | 26441.5055 | -14357.1076 | 0 |  | -17001.2582 | -11712.9571 | -13148.6678 | -15565.5474 | -18209.698 | 1
| 60457953 | 1594.854 | 24367.7603 | -22772.9062 | 0 |  | -25209.6823 | -20336.1302 | -22613.4208 | -22932.3916 | -25369.1677 | 1
| 60457957 | 15340.2894 | 61404.4577 | -46064.1683 | 0 |  | -52204.6141 | -39923.7225 | -44530.1394 | -47598.1972 | -53738.643 | 1
| 60457967 | 898.822 | 5816.2066 | -4917.3846 | 0 |  | -5499.0052 | -4335.7639 | -4827.5024 | -5007.2668 | -5588.8874 | 1
| 60457977 | 382028.0638 | 165546.6974 | 216481.3665 | 1 |  | 199926.6967 | 233036.0362 | 254684.1728 | 178278.5601 | 161723.8903 | 1
| 60457996 | 3806.678 | 13012.1662 | -9205.4882 | 0 |  | -10506.7048 | -7904.2716 | -8824.8204 | -9586.156 | -10887.3726 | 1
| 60458006 | 4256.3574 | 12909.8337 | -8653.4763 | 0 |  | -9944.4597 | -7362.4929 | -8227.8406 | -9079.1121 | -10370.0954 | 1
| 60458007 | 623.2887 | 3192.4111 | -2569.1224 | 0 |  | -2888.3635 | -2249.8813 | -2506.7935 | -2631.4513 | -2950.6924 | 1
| 60458016 | 8298.3211 | 25186.6842 | -16888.3631 | 0 |  | -19407.0315 | -14369.6947 | -16058.531 | -17718.1952 | -20236.8636 | 1
| 60458030 | 24999.1332 | 41232.9863 | -16233.8531 | 0 |  | -20357.1517 | -12110.5544 | -13733.9398 | -18733.7664 | -22857.065 | 1
| 60458031 | 17500.7569 | 33722.2206 | -16221.4637 | 0 |  | -19593.6857 | -12849.2416 | -14471.388 | -17971.5394 | -21343.7614 | 1
| 60458045 | 823514.9724 | 263165.187 | 560349.7854 | 1 |  | 534033.2667 | 586666.3041 | 642701.2827 | 477998.2882 | 451681.7695 | 1
| 60458046 | 599794.001 | 223810.0297 | 375983.9713 | 1 |  | 353602.9683 | 398364.9742 | 435963.3714 | 316004.5712 | 293623.5682 | 1
| 60458050 | 38908.7848 | 53176.9033 | -14268.1186 | 0 |  | -19585.8089 | -8950.4282 | -10377.2401 | -18158.997 | -23476.6874 | 1
| 60459267 | 5603.8697 | 4408.3852 | 1195.4845 | 1 |  | 754.646 | 1636.3231 | 1755.8715 | 635.0976 | 194.259 | 1
| 60459268 | 1866.1728 | 1493.6776 | 372.4952 | 1 |  | 223.1274 | 521.863 | 559.1125 | 185.8779 | 36.5102 | 1
| 60459289 | 19735.9533 | 15449.1612 | 4286.7921 | 1 |  | 2741.876 | 5831.7082 | 6260.3874 | 2313.1967 | 768.2806 | 1
| 60459290 | 232400.2188 | 72252.3879 | 160147.8309 | 1 |  | 152922.5921 | 167373.0697 | 183387.8528 | 136907.809 | 129682.5702 | 1
| 60459302 | 126649.4483 | 48428.9459 | 78220.5024 | 1 |  | 73377.6078 | 83063.397 | 90885.4472 | 65555.5575 | 60712.663 | 1
| 60459303 | 540436.2814 | 143151.4401 | 397284.8413 | 1 |  | 382969.6973 | 411599.9853 | 451328.4695 | 343241.2132 | 328926.0692 | 1
| 60459305 | 31147.192 | 16825.0617 | 14322.1303 | 1 |  | 12639.6241 | 16004.6365 | 17436.8495 | 11207.4111 | 9524.9049 | 1
| 60459309 | 81018.2512 | 15267.954 | 65750.2972 | 1 |  | 64223.5018 | 67277.0926 | 73852.1223 | 57648.472 | 56121.6766 | 1
| 60459313 | 157889.8893 | 61309.0257 | 96580.8636 | 1 |  | 90449.961 | 102711.7662 | 112369.8525 | 80791.8747 | 74660.9721 | 1
| 60459316 | 5336.2388 | 1162.8357 | 4173.4031 | 1 |  | 4057.1196 | 4289.6867 | 4707.027 | 3639.7792 | 3523.4957 | 1
| 60459317 | 34118.2456 | 7175.5099 | 26942.7356 | 1 |  | 26225.1846 | 27660.2866 | 30354.5602 | 23530.911 | 22813.3601 | 1
| 60459318 | 2616.4554 | 536.9274 | 2079.528 | 1 |  | 2025.8353 | 2133.2208 | 2341.1736 | 1817.8825 | 1764.1898 | 1
| 60459319 | 32934.0911 | 6522.7299 | 26411.3611 | 1 |  | 25759.0881 | 27063.6341 | 29704.7702 | 23117.952 | 22465.679 | 1
| 60459320 | 41819.0643 | 21662.1775 | 20156.8868 | 1 |  | 17990.669 | 22323.1045 | 24338.7932 | 15974.9803 | 13808.7626 | 1
| 60459324 | 247242.7766 | 94020.7849 | 153221.9916 | 1 |  | 143819.9131 | 162624.0701 | 177946.2693 | 128497.714 | 119095.6355 | 1
| 60459332 | 10094.2495 | 5039.6484 | 5054.6012 | 1 |  | 4550.6363 | 5558.566 | 6064.0261 | 4045.1762 | 3541.2114 | 1
| 60459334 | 388093.7387 | 113670.2952 | 274423.4435 | 1 |  | 263056.414 | 285790.473 | 313232.8174 | 235614.0697 | 224247.0401 | 1
| 60459336 | 80355.7731 | 30184.5052 | 50171.2679 | 1 |  | 47152.8173 | 53189.7184 | 58206.8452 | 42135.6905 | 39117.24 | 1
| 60459343 | 56523.4011 | 21684.1919 | 34839.2092 | 1 |  | 32670.79 | 37007.6284 | 40491.5493 | 29186.8691 | 27018.4499 | 1
| 60459344 | 233533.7245 | 70904.0054 | 162629.7191 | 1 |  | 155539.3186 | 169720.1197 | 185983.0916 | 139276.3467 | 132185.9461 | 1
| 60459347 | 116801.617 | 42069.5338 | 74732.0833 | 1 |  | 70525.1299 | 78939.0366 | 86412.245 | 63051.9216 | 58844.9682 | 1
| 60459348 | 49086.2933 | 23112.3766 | 25973.9166 | 1 |  | 23662.679 | 28285.1543 | 30882.546 | 21065.2873 | 18754.0497 | 1
| 60459362 | 23264.5771 | 16734.8026 | 6529.7745 | 1 |  | 4856.2942 | 8203.2548 | 8856.2322 | 4203.3168 | 2529.8365 | 1
| 60459363 | 138594.2051 | 75401.549 | 63192.6561 | 1 |  | 55652.5012 | 70732.811 | 77052.0766 | 49333.2356 | 41793.0807 | 1
| 60459370 | 34898.2682 | 14499.2395 | 20399.0287 | 1 |  | 18949.1047 | 21848.9526 | 23888.8555 | 16909.2019 | 15459.2779 | 1
| 60459373 | 13287.8961 | 2654.4697 | 10633.4265 | 1 |  | 10367.9795 | 10898.8734 | 11962.2161 | 9304.6368 | 9039.1899 | 1
| 60459382 | 6372.5267 | 2899.8479 | 3472.6788 | 1 |  | 3182.694 | 3762.6636 | 4109.9314 | 2835.4261 | 2545.4413 | 1
| 60459384 | 29485.6732 | 17755.1704 | 11730.5028 | 1 |  | 9954.9857 | 13506.0198 | 14679.0701 | 8781.9355 | 7006.4184 | 1
| 60459404 | 4009.6654 | 820.348 | 3189.3174 | 1 |  | 3107.2826 | 3271.3522 | 3590.2839 | 2788.3509 | 2706.3161 | 1
| 60459406 | 6548.0053 | 2872.8802 | 3675.125 | 1 |  | 3387.837 | 3962.413 | 4329.9255 | 3020.3245 | 2733.0365 | 1
| 60459407 | 15728.395 | 6745.2146 | 8983.1803 | 1 |  | 8308.6589 | 9657.7018 | 10556.0198 | 7410.3408 | 6735.8194 | 1
| 60459418 | 69152.8723 | 29078.2812 | 40074.5911 | 1 |  | 37166.763 | 42982.4192 | 46989.8783 | 33159.3038 | 30251.4757 | 1
| 60459422 | 72562.7087 | 18247.6729 | 54315.0358 | 1 |  | 52490.2685 | 56139.8031 | 61571.3066 | 47058.7649 | 45233.9976 | 1
| 60459435 | 223128.1247 | 50228.5696 | 172899.5551 | 1 |  | 167876.6981 | 177922.4121 | 195212.3676 | 150586.7426 | 145563.8857 | 1
| 60459440 | 67951.1936 | 12824.6555 | 55126.5381 | 1 |  | 53844.0726 | 56409.0036 | 61921.6575 | 48331.4187 | 47048.9532 | 1
| 60459444 | 108415.4654 | 42616.5918 | 65798.8736 | 1 |  | 61537.2144 | 70060.5328 | 76640.4202 | 54957.3271 | 50695.6679 | 1
| 60459445 | 271112.8904 | 87599.7325 | 183513.1579 | 1 |  | 174753.1847 | 192273.1312 | 210624.447 | 156401.8689 | 147641.8956 | 1
| 60459446 | 99157.3043 | 37061.2559 | 62096.0484 | 1 |  | 58389.9228 | 65802.174 | 72011.7788 | 52180.318 | 48474.1924 | 1
| 60459459 | 67581.3614 | 28502.0541 | 39079.3074 | 1 |  | 36229.1019 | 41929.5128 | 45837.4435 | 32321.1712 | 29470.9658 | 1
| 60459473 | 14552.4863 | 2975.9163 | 11576.57 | 1 |  | 11278.9783 | 11874.1616 | 13031.8186 | 10121.3213 | 9823.7297 | 1
| 60459477 | 4692.1415 | 978.0292 | 3714.1123 | 1 |  | 3616.3094 | 3811.9152 | 4183.3264 | 3244.8981 | 3147.0952 | 1
| 60459478 | 2925.716 | 681.4263 | 2244.2897 | 1 |  | 2176.1471 | 2312.4323 | 2536.8613 | 1951.7181 | 1883.5755 | 1
| 60459481 | 989579.2918 | 198184.7084 | 791394.5834 | 1 |  | 771576.1126 | 811213.0543 | 890352.5126 | 692436.6542 | 672618.1834 | 1
| 60459489 | 5885.6698 | 2586.6929 | 3298.9768 | 1 |  | 3040.3075 | 3557.6461 | 3887.5438 | 2710.4098 | 2451.7406 | 1
| 60459490 | 401871.4876 | 116516.2078 | 285355.2798 | 1 |  | 273703.659 | 297006.9006 | 325542.4285 | 245168.131 | 233516.5102 | 1
| 60459493 | 26206.3974 | 10623.603 | 15582.7945 | 1 |  | 14520.4342 | 16645.1547 | 18203.4342 | 12962.1547 | 11899.7944 | 1
| 60459494 | 54311.2927 | 20810.2199 | 33501.0727 | 1 |  | 31420.0507 | 35582.0947 | 38932.202 | 28069.9435 | 25988.9215 | 1
| 60459504 | 76596.8157 | 16305.3038 | 60291.5119 | 1 |  | 58660.9815 | 61922.0422 | 67951.1934 | 52631.8303 | 51001.2999 | 1
| 60459510 | 24472.8871 | 10992.3443 | 13480.5428 | 1 |  | 12381.3084 | 14579.7773 | 15927.8316 | 11033.2541 | 9934.0197 | 1
| 60459512 | 18068.1958 | 7705.5932 | 10362.6026 | 1 |  | 9592.0433 | 11133.1619 | 12169.4222 | 8555.783 | 7785.2237 | 1
| 60459514 | 74530.2647 | 31744.7764 | 42785.4883 | 1 |  | 39611.0107 | 45959.966 | 50238.5148 | 35332.4618 | 32157.9842 | 1
| 60459515 | 7522.4807 | 1551.4616 | 5971.0191 | 1 |  | 5815.8729 | 6126.1652 | 6723.2671 | 5218.771 | 5063.6248 | 1
| 60459516 | 59058.0219 | 11494.5053 | 47563.5166 | 1 |  | 46414.0661 | 48712.9672 | 53469.3188 | 41657.7144 | 40508.2639 | 1
| 60459521 | 8938.6858 | 3535.6593 | 5403.0265 | 1 |  | 5049.4606 | 5756.5925 | 6296.8951 | 4509.1579 | 4155.592 | 1
| 60459522 | 14791.3316 | 5774.1244 | 9017.2072 | 1 |  | 8439.7948 | 9594.6196 | 10496.3404 | 7538.074 | 6960.6616 | 1
| 60459528 | 43025.0078 | 9634.5259 | 33390.482 | 1 |  | 32427.0294 | 34353.9345 | 37692.9827 | 29087.9812 | 28124.5286 | 1
| 60459529 | 45839.7901 | 9079.853 | 36759.9371 | 1 |  | 35851.9518 | 37667.9224 | 41343.9161 | 32175.9581 | 31267.9728 | 1
| 60459531 | 7263.7634 | 1480.2262 | 5783.5372 | 1 |  | 5635.5146 | 5931.5599 | 6509.9136 | 5057.1609 | 4909.1383 | 1
| 60459537 | 4745.0237 | 937.7216 | 3807.302 | 1 |  | 3713.5299 | 3901.0742 | 4281.8044 | 3332.7997 | 3239.0275 | 1
| 60459538 | 38050.579 | 7681.5095 | 30369.0695 | 1 |  | 29600.9186 | 31137.2205 | 34174.1274 | 26564.0116 | 25795.8607 | 1
| 60459547 | 23182.6569 | 17264.7995 | 5917.8574 | 1 |  | 4191.3774 | 7644.3373 | 8236.1231 | 3599.5917 | 1873.1117 | 1
| 60459549 | 24625.6488 | 4976.592 | 19649.0568 | 1 |  | 19151.3976 | 20146.716 | 22111.6217 | 17186.4919 | 16688.8327 | 1
| 60459552 | 645952.9663 | 258543.8124 | 387409.1539 | 1 |  | 361554.7727 | 413263.5352 | 452004.4506 | 322813.8573 | 296959.4761 | 1
| 60459559 | 27854.9971 | 8891.751 | 18963.2461 | 1 |  | 18074.071 | 19852.4212 | 21748.7459 | 16177.7464 | 15288.5713 | 1
| 60459560 | 7537.1193 | 2497.549 | 5039.5703 | 1 |  | 4789.8154 | 5289.3252 | 5793.2822 | 4285.8584 | 4036.1035 | 1
| 60459566 | 127276.224 | 45166.961 | 82109.263 | 1 |  | 77592.5669 | 86625.9591 | 94836.8854 | 69381.6406 | 64864.9445 | 1
| 60459590 | 78431.0435 | 41011.7415 | 37419.3021 | 1 |  | 33318.1279 | 41520.4762 | 45262.4064 | 29576.1977 | 25475.0236 | 1
| 60459592 | 277781.0357 | 88980.0359 | 188800.9998 | 1 |  | 179902.9962 | 197699.0034 | 216579.1034 | 161022.8963 | 152124.8927 | 1
| 60459594 | 153950.58 | 63447.1751 | 90503.405 | 1 |  | 84158.6875 | 96848.1225 | 105898.463 | 75108.347 | 68763.6295 | 1
| 60459602 | 6404.2469 | 3944.4316 | 2459.8153 | 1 |  | 2065.3721 | 2854.2584 | 3100.24 | 1819.3906 | 1424.9474 | 1
| 60459607 | 4647.8832 | 2475.5202 | 2172.363 | 1 |  | 1924.811 | 2419.915 | 2637.1513 | 1707.5747 | 1460.0227 | 1
| 60459608 | 48111.488 | 22179.5161 | 25931.9719 | 1 |  | 23714.0203 | 28149.9235 | 30743.1207 | 21120.8231 | 18902.8715 | 1
| 60459609 | 23781.9507 | 11738.6327 | 12043.318 | 1 |  | 10869.4547 | 13217.1812 | 14421.513 | 9665.1229 | 8491.2596 | 1
| 60459616 | 10946.7491 | 8263.6584 | 2683.0907 | 1 |  | 1856.7248 | 3509.4565 | 3777.7656 | 1588.4158 | 762.0499 | 1
| 60459617 | 1922.8831 | 1554.2172 | 368.6658 | 1 |  | 213.2441 | 524.0876 | 560.9542 | 176.3775 | 20.9558 | 1
| 60459618 | 6788.3982 | 5279.6054 | 1508.7928 | 1 |  | 980.8322 | 2036.7533 | 2187.6326 | 829.953 | 301.9924 | 1
| 60459619 | 4763.4804 | 3730.3414 | 1033.139 | 1 |  | 660.1048 | 1406.1731 | 1509.487 | 556.7909 | 183.7568 | 1
| 60459624 | 4708.7405 | 3720.9853 | 987.7552 | 1 |  | 615.6566 | 1359.8537 | 1458.6292 | 516.8811 | 144.7826 | 1
| 60459626 | 2913.6253 | 2799.6823 | 113.943 | 1 |  | -166.0253 | 393.9112 | 405.3055 | -177.4196 | -457.3878 | 0
| 60459627 | 6900.5897 | 6391.8834 | 508.7064 | 1 |  | -130.482 | 1147.8947 | 1198.7653 | -181.3526 | -820.541 | 0
| 60459628 | 10171.9748 | 9838.239 | 333.7358 | 1 |  | -650.0881 | 1317.5597 | 1350.9333 | -683.4617 | -1667.2856 | 0
| 60459637 | 1388.638 | 1461.7567 | -73.1187 | 0 |  | -219.2944 | 73.0569 | 65.7451 | -211.9825 | -358.1582 | 1
| 60459638 | 9578.8828 | 9312.0946 | 266.7882 | 1 |  | -664.4212 | 1197.9977 | 1224.6765 | -691.1 | -1622.3095 | 0
| 60459639 | 21934.5711 | 15296.7114 | 6637.8596 | 1 |  | 5108.1885 | 8167.5308 | 8831.3167 | 4444.4025 | 2914.7314 | 1
| 60459650 | 19981.013 | 17921.3792 | 2059.6338 | 1 |  | 267.4959 | 3851.7717 | 4057.7351 | 61.5325 | -1730.6054 | 0
| 60459664 | 10464.6042 | 7726.5069 | 2738.0973 | 1 |  | 1965.4466 | 3510.748 | 3784.5577 | 1691.6369 | 918.9862 | 1
| 60459665 | 2765.9711 | 2161.2645 | 604.7066 | 1 |  | 388.5802 | 820.8331 | 881.3037 | 328.1095 | 111.9831 | 1
| 60459666 | 13740.7614 | 9929.0484 | 3811.7131 | 1 |  | 2818.8082 | 4804.6179 | 5185.7892 | 2437.6369 | 1444.7321 | 1
| 60459669 | 12539.7413 | 14213.0522 | -1673.3109 | 0 |  | -3094.6161 | -252.0057 | -419.3368 | -2927.2851 | -4348.5903 | 1
| 60459671 | 82460.8716 | 52302.9313 | 30157.9402 | 1 |  | 24927.6471 | 35388.2333 | 38404.0274 | 21911.8531 | 16681.5599 | 1
| 60459680 | 3803.3646 | 3623.5716 | 179.7931 | 1 |  | -182.5641 | 542.1502 | 560.1295 | -200.5434 | -562.9005 | 0
| 60459681 | 5359.2796 | 6541.031 | -1181.7514 | 0 |  | -1835.8545 | -527.6483 | -645.8235 | -1717.6794 | -2371.7825 | 1
| 60459682 | 18227.4549 | 19663.2693 | -1435.8143 | 0 |  | -3402.1412 | 530.5126 | 386.9312 | -3258.5598 | -5224.8867 | 1
| 60459684 | 4766.302 | 4500.2954 | 266.0067 | 1 |  | -184.0229 | 716.0362 | 742.6369 | -210.6235 | -660.6531 | 0
| 60459686 | 26120.7141 | 21087.6015 | 5033.1127 | 1 |  | 2924.3525 | 7141.8728 | 7645.1841 | 2421.0413 | 312.2811 | 1
| 60459689 | 29056.9411 | 19507.5173 | 9549.4237 | 1 |  | 7598.672 | 11500.1755 | 12455.1178 | 6643.7296 | 4692.9779 | 1
| 60459692 | 2518.8796 | 2025.8759 | 493.0037 | 1 |  | 290.4161 | 695.5913 | 744.8916 | 241.1157 | 38.5281 | 1
| 60459693 | 15597.8536 | 11419.9742 | 4177.8794 | 1 |  | 3035.882 | 5319.8768 | 5737.6648 | 2618.094 | 1476.0966 | 1
| 60459705 | 19497.1984 | 14019.8758 | 5477.3226 | 1 |  | 4075.3351 | 6879.3102 | 7427.0425 | 3527.6028 | 2125.6152 | 1
| 60459707 | 110730.3872 | 90071.4001 | 20658.987 | 1 |  | 11651.847 | 29666.1271 | 31732.0258 | 9585.9483 | 578.8083 | 1
| 60459708 | 4442.4447 | 12578.4824 | -8136.0376 | 0 |  | -9393.8859 | -6878.1894 | -7691.7932 | -8580.2821 | -9838.1304 | 1
| 60459722 | 98749.1165 | 77036.6691 | 21712.4474 | 1 |  | 14008.7805 | 29416.1143 | 31587.359 | 11837.5357 | 4133.8688 | 1
| 60459723 | 345.3394 | 689.792 | -344.4526 | 0 |  | -413.4318 | -275.4734 | -309.9187 | -378.9865 | -447.9657 | 1
| 60459724 | 5220.6622 | 7665.2851 | -2444.6229 | 0 |  | -3211.1514 | -1678.0944 | -1922.5567 | -2966.6891 | -3733.2176 | 1
| 60459727 | 6992.6191 | 14995.114 | -8002.4949 | 0 |  | -9502.0063 | -6502.9835 | -7303.233 | -8701.7568 | -10201.2682 | 1
| 60459746 | 13898.8686 | 26478.3796 | -12579.5111 | 0 |  | -15227.349 | -9931.6731 | -11189.6242 | -13969.3979 | -16617.2359 | 1
| 60459755 | 60508.078 | 58348.0878 | 2159.9902 | 1 |  | -3674.8186 | 7994.799 | 8210.798 | -3890.8176 | -9725.6264 | 0
| 60459756 | 69440.7301 | 63081.7359 | 6358.9942 | 1 |  | 50.8207 | 12667.1678 | 13303.0673 | -585.0788 | -6893.2524 | 0
| 60459764 | 194550.8665 | 112442.992 | 82107.8746 | 1 |  | 70863.5754 | 93352.1738 | 101562.9612 | 62652.7879 | 51408.4887 | 1
| 60459775 | 9308.4798 | 18433.2142 | -9124.7344 | 0 |  | -10968.0558 | -7281.4129 | -8193.8864 | -10055.5823 | -11898.9038 | 1
| 60459780 | 2152.804 | 4197.3121 | -2044.5081 | 0 |  | -2464.2393 | -1624.7769 | -1829.2277 | -2259.7885 | -2679.5197 | 1
| 60459788 | 53130.0183 | 54342.0159 | -1211.9976 | 0 |  | -6646.1992 | 4222.204 | 4101.0042 | -6524.9994 | -11959.201 | 1
| 60459797 | 2196.959 | 3410.427 | -1213.468 | 0 |  | -1554.5107 | -872.4253 | -993.7721 | -1433.1639 | -1774.2066 | 1
| 60459805 | 11282.0638 | 25013.3208 | -13731.257 | 0 |  | -16232.589 | -11229.9249 | -12603.0506 | -14859.4633 | -17360.7954 | 1
| 60459830 | 14763.1407 | 18188.6058 | -3425.4651 | 0 |  | -5244.3257 | -1606.6045 | -1949.151 | -4901.7792 | -6720.6398 | 1
| 60459841 | 130.4735 | 926.2562 | -795.7827 | 0 |  | -888.4083 | -703.1571 | -782.7353 | -808.83 | -901.4557 | 1
| 60459842 | 254.1703 | 1733.0843 | -1478.914 | 0 |  | -1652.2224 | -1305.6056 | -1453.497 | -1504.331 | -1677.6395 | 1
| 60459861 | 154570.5449 | 66608.6579 | 87961.8869 | 1 |  | 81301.0211 | 94622.7527 | 103418.9414 | 72504.8324 | 65843.9666 | 1
| 60459862 | 23837.3792 | 22048.5003 | 1788.8788 | 1 |  | -415.9712 | 3993.7289 | 4172.6168 | -594.8591 | -2799.7091 | 0
| 60459870 | 1608.9616 | 3269.4772 | -1660.5156 | 0 |  | -1987.4633 | -1333.5679 | -1499.6194 | -1821.4117 | -2148.3595 | 1
| 60459885 | 16784.2107 | 28062.9492 | -11278.7384 | 0 |  | -14085.0334 | -8472.4435 | -9600.3174 | -12957.1595 | -15763.4544 | 1
| 60459886 | 497.7657 | 1842.0556 | -1344.2899 | 0 |  | -1528.4955 | -1160.0844 | -1294.5134 | -1394.0665 | -1578.2721 | 1
| 60459887 | 17734.2009 | 28503.7052 | -10769.5043 | 0 |  | -13619.8748 | -7919.1338 | -8996.0842 | -12542.9244 | -15393.2949 | 1
| 60459890 | 2501.1475 | 4759.5902 | -2258.4426 | 0 |  | -2734.4017 | -1782.4836 | -2008.3279 | -2508.5574 | -2984.5164 | 1
| 60459896 | 18533.2636 | 33806.9761 | -15273.7124 | 0 |  | -18654.41 | -11893.0148 | -13420.3861 | -17127.0388 | -20507.7364 | 1
| 60459897 | 528257.5466 | 215705.9758 | 312551.5708 | 1 |  | 290980.9733 | 334122.1684 | 365377.3255 | 259725.8162 | 238155.2186 | 1
| 60459898 | 303618.0091 | 154505.371 | 149112.6381 | 1 |  | 133662.101 | 164563.1752 | 179474.439 | 118750.8371 | 103300.3 | 1
| 60459936 | 66434.7214 | 42922.5037 | 23512.2177 | 1 |  | 19219.9674 | 27804.4681 | 30155.6899 | 16868.7456 | 12576.4952 | 1
| 60459938 | 4337.067 | 6496.3652 | -2159.2982 | 0 |  | -2808.9348 | -1509.6617 | -1725.5915 | -2593.0049 | -3242.6415 | 1
| 60459947 | 13974.3467 | 32964.925 | -18990.5783 | 0 |  | -22287.0708 | -15694.0858 | -17593.1436 | -20388.013 | -23684.5054 | 1
| 60459982 | 32434.3353 | 21670.4329 | 10763.9024 | 1 |  | 8596.8591 | 12930.9457 | 14007.3359 | 7520.4689 | 5353.4256 | 1
| 60459983 | 55843.34 | 35675.9993 | 20167.3406 | 1 |  | 16599.7407 | 23734.9406 | 25751.6746 | 14583.0066 | 11015.4067 | 1
| 60459984 | 5275.1049 | 4390.2233 | 884.8816 | 1 |  | 445.8593 | 1323.9039 | 1412.3921 | 357.3711 | -81.6512 | 0
| 60459985 | 53645.5428 | 31590.1252 | 22055.4177 | 1 |  | 18896.4051 | 25214.4302 | 27419.9719 | 16690.8634 | 13531.8509 | 1
| 60459987 | 80994.7785 | 43652.3697 | 37342.4088 | 1 |  | 32977.1718 | 41707.6457 | 45441.8866 | 29242.9309 | 24877.694 | 1
| 60460000 | 6168.8691 | 5099.0873 | 1069.7819 | 1 |  | 559.8731 | 1579.6906 | 1686.6688 | 452.8949 | -57.0138 | 0
| 60460004 | 81409.2762 | 47941.3268 | 33467.9494 | 1 |  | 28673.8167 | 38262.0821 | 41608.877 | 25327.0218 | 20532.8891 | 1
| 60460005 | 4218.4782 | 3078.1646 | 1140.3136 | 1 |  | 832.4972 | 1448.1301 | 1562.1615 | 718.4658 | 410.6494 | 1
| 60460007 | 18219.6281 | 12078.205 | 6141.4231 | 1 |  | 4933.6026 | 7349.2436 | 7963.3859 | 4319.4603 | 3111.6398 | 1
| 60460008 | 5769.5023 | 4121.0972 | 1648.4051 | 1 |  | 1236.2954 | 2060.5148 | 2225.3553 | 1071.4548 | 659.3451 | 1
| 60460009 | 61587.1821 | 34060.6921 | 27526.4899 | 1 |  | 24120.4207 | 30932.5592 | 33685.2082 | 21367.7717 | 17961.7025 | 1
| 60460011 | 1006.5172 | 1002.7563 | 3.7609 | 1 |  | -96.5148 | 104.0365 | 104.4126 | -96.8908 | -197.1665 | 0
| 60460014 | 3409.3183 | 2703.3693 | 705.949 | 1 |  | 435.6121 | 976.286 | 1046.8809 | 365.0172 | 94.6803 | 1
| 60460017 | 2111.4656 | 2296.1028 | -184.6372 | 0 |  | -414.2475 | 44.9731 | 26.5094 | -395.7837 | -625.394 | 1
| 60460020 | 10987.2324 | 7467.2872 | 3519.9452 | 1 |  | 2773.2165 | 4266.6739 | 4618.6684 | 2421.222 | 1674.4932 | 1
| 60460022 | 8946.883 | 6060.5665 | 2886.3164 | 1 |  | 2280.2598 | 3492.3731 | 3781.0047 | 1991.6281 | 1385.5715 | 1
| 60460025 | 20170.3732 | 14000.6132 | 6169.76 | 1 |  | 4769.6987 | 7569.8214 | 8186.7974 | 4152.7227 | 2752.6614 | 1
| 60460026 | 30317.9156 | 19440.9237 | 10876.9918 | 1 |  | 8932.8995 | 12821.0842 | 13908.7834 | 7845.2003 | 5901.1079 | 1
| 60460027 | 2475.976 | 1865.1707 | 610.8053 | 1 |  | 424.2883 | 797.3224 | 858.4029 | 363.2077 | 176.6907 | 1
| 60460028 | 25391.4906 | 16672.6119 | 8718.8786 | 1 |  | 7051.6174 | 10386.1398 | 11258.0277 | 6179.7296 | 4512.4684 | 1
| 60460029 | 44391.0457 | 27016.6319 | 17374.4138 | 1 |  | 14672.7506 | 20076.077 | 21813.5184 | 12935.3092 | 10233.646 | 1
| 60460034 | 103560.4088 | 50172.487 | 53387.9218 | 1 |  | 48370.6731 | 58405.1705 | 63743.9627 | 43031.8809 | 38014.6322 | 1
| 60460035 | 2108.7676 | 1484.3215 | 624.4461 | 1 |  | 476.0139 | 772.8782 | 835.3228 | 413.5693 | 265.1372 | 1
| 60460036 | 20871.0298 | 13155.2599 | 7715.7699 | 1 |  | 6400.2439 | 9031.2959 | 9802.8728 | 5628.6669 | 4313.1409 | 1
| 60460037 | 27315.1857 | 17741.4114 | 9573.7742 | 1 |  | 7799.6331 | 11347.9154 | 12305.2928 | 6842.2557 | 5068.1145 | 1
| 60460039 | 13644.1288 | 9678.6345 | 3965.4943 | 1 |  | 2997.6308 | 4933.3577 | 5329.9072 | 2601.0814 | 1633.218 | 1
| 60460040 | 7810.316 | 5747.9619 | 2062.3541 | 1 |  | 1487.5579 | 2637.1503 | 2843.3857 | 1281.3225 | 706.5263 | 1
| 60460044 | 4205.7838 | 5459.0228 | -1253.239 | 0 |  | -1799.1413 | -707.3367 | -832.6606 | -1673.8174 | -2219.7197 | 1
| 60460045 | 39328.0305 | 38747.0092 | 581.0213 | 1 |  | -3293.6796 | 4455.7222 | 4513.8244 | -3351.7817 | -7226.4827 | 0
| 60460046 | 414.346 | 340.1226 | 74.2234 | 1 |  | 40.2112 | 108.2357 | 115.658 | 32.7888 | -1.2235 | 0
| 60460052 | 51699.8079 | 29901.0697 | 21798.7382 | 1 |  | 18808.6312 | 24788.8451 | 26968.719 | 16628.7574 | 13638.6504 | 1
| 60460054 | 3154.2286 | 2661.5419 | 492.6866 | 1 |  | 226.5324 | 758.8408 | 808.1095 | 177.2638 | -88.8904 | 0
| 60460056 | 34578.7845 | 25574.6882 | 9004.0963 | 1 |  | 6446.6275 | 11561.5651 | 12461.9748 | 5546.2179 | 2988.749 | 1
| 60460057 | 39666.1559 | 24034.23 | 15631.9259 | 1 |  | 13228.5029 | 18035.3489 | 19598.5415 | 11665.3103 | 9261.8873 | 1
| 60460058 | 8047.4358 | 5807.9512 | 2239.4846 | 1 |  | 1658.6895 | 2820.2797 | 3044.2282 | 1434.741 | 853.9459 | 1
| 60460059 | 13502.2113 | 9420.5156 | 4081.6958 | 1 |  | 3139.6442 | 5023.7473 | 5431.9169 | 2731.4746 | 1789.4231 | 1
| 60460064 | 27447.449 | 20218.5827 | 7228.8663 | 1 |  | 5207.008 | 9250.7246 | 9973.6112 | 4484.1214 | 2462.2631 | 1
| 60460065 | 4427.4069 | 3959.8416 | 467.5652 | 1 |  | 71.5811 | 863.5494 | 910.3059 | 24.8245 | -371.1596 | 0
| 60460068 | 35796.6166 | 21944.5123 | 13852.1043 | 1 |  | 11657.653 | 16046.5555 | 17431.7659 | 10272.4426 | 8077.9914 | 1
| 60460071 | 26689.2105 | 19524.5785 | 7164.632 | 1 |  | 5212.1741 | 9117.0898 | 9833.553 | 4495.7109 | 2543.2531 | 1
| 60460077 | 7347.1225 | 5326.9364 | 2020.1861 | 1 |  | 1487.4925 | 2552.8797 | 2754.8984 | 1285.4739 | 752.7802 | 1
| 60460078 | 14797.4323 | 11599.942 | 3197.4904 | 1 |  | 2037.4962 | 4357.4846 | 4677.2336 | 1717.7471 | 557.7529 | 1
| 60460079 | 5515.4081 | 4614.7703 | 900.6379 | 1 |  | 439.1608 | 1362.1149 | 1452.1787 | 349.097 | -112.38 | 0
| 60460080 | 81350.4252 | 43765.7439 | 37584.6813 | 1 |  | 33208.1069 | 41961.2557 | 45719.7238 | 29449.6388 | 25073.0644 | 1
| 60460082 | 3124.6968 | 2510.1929 | 614.5039 | 1 |  | 363.4846 | 865.5232 | 926.9736 | 302.0342 | 51.0149 | 1
| 60460083 | 10887.6472 | 8276.8671 | 2610.7802 | 1 |  | 1783.0935 | 3438.4669 | 3699.5449 | 1522.0154 | 694.3287 | 1
| 60460084 | 24350.9482 | 17878.4511 | 6472.4971 | 1 |  | 4684.652 | 8260.3422 | 8907.5919 | 4037.4023 | 2249.5572 | 1
| 60460085 | 4198.0159 | 3512.9492 | 685.0667 | 1 |  | 333.7718 | 1036.3616 | 1104.8683 | 265.2651 | -86.0298 | 0
| 60460098 | 42285.5501 | 23109.0745 | 19176.4756 | 1 |  | 16865.5682 | 21487.3831 | 23405.0306 | 14947.9206 | 12637.0131 | 1
| 60460102 | 14825.2341 | 8327.5002 | 6497.7339 | 1 |  | 5664.9839 | 7330.4839 | 7980.2573 | 5015.2105 | 4182.4605 | 1
| 60460103 | 10149.861 | 5813.4548 | 4336.4062 | 1 |  | 3755.0607 | 4917.7517 | 5351.3923 | 3321.4201 | 2740.0746 | 1
| 60460114 | 2745.4684 | 1757.3001 | 988.1683 | 1 |  | 812.4383 | 1163.8983 | 1262.7151 | 713.6214 | 537.8914 | 1
| 60460115 | 272.4835 | 176.6656 | 95.8179 | 1 |  | 78.1513 | 113.4844 | 123.0662 | 68.5695 | 50.903 | 1
| 60460118 | 4612.4674 | 3406.7296 | 1205.7377 | 1 |  | 865.0648 | 1546.4107 | 1666.9845 | 744.491 | 403.818 | 1
| 60460123 | 24961.3269 | 14571.3367 | 10389.9903 | 1 |  | 8932.8566 | 11847.1239 | 12886.123 | 7893.8576 | 6436.7239 | 1
| 60460126 | 42354.9699 | 50804.3005 | -8449.3306 | 0 |  | -13529.7607 | -3368.9006 | -4213.8336 | -12684.8276 | -17765.2577 | 1
| 60460132 | 4826.561 | 19335.2546 | -14508.6935 | 0 |  | -16442.219 | -12575.1681 | -14026.0374 | -14991.3496 | -16924.8751 | 1
| 60460133 | 147.5756 | 1583.9367 | -1436.3611 | 0 |  | -1594.7548 | -1277.9674 | -1421.6035 | -1451.1187 | -1609.5123 | 1
| 60460134 | 3613.8506 | 17313.2312 | -13699.3806 | 0 |  | -15430.7037 | -11968.0575 | -13337.9955 | -14060.7657 | -15792.0888 | 1
| 60460140 | 4731.4661 | 8171.7917 | -3440.3256 | 0 |  | -4257.5047 | -2623.1464 | -2967.179 | -3913.4722 | -4730.6514 | 1
| 60460143 | 459.3123 | 2430.941 | -1971.6287 | 0 |  | -2214.7228 | -1728.5346 | -1925.6975 | -2017.56 | -2260.6541 | 1
| 60460149 | 376.5202 | 2280.1423 | -1903.6221 | 0 |  | -2131.6363 | -1675.6079 | -1865.9701 | -1941.2741 | -2169.2883 | 1
| 60460150 | 19657.1264 | 34688.6531 | -15031.5267 | 0 |  | -18500.392 | -11562.6614 | -13065.8141 | -16997.2394 | -20466.1047 | 1
| 60460153 | 29680.8829 | 44680.4426 | -14999.5596 | 0 |  | -19467.6039 | -10531.5154 | -12031.4713 | -17967.6479 | -22435.6922 | 1
| 60460155 | 286396.3035 | 144344.621 | 142051.6825 | 1 |  | 127617.2204 | 156486.1446 | 170691.3128 | 113412.0521 | 98977.59 | 1
| 60460180 | 19836.3386 | 26214.1241 | -6377.7855 | 0 |  | -8999.1979 | -3756.3731 | -4394.1517 | -8361.4194 | -10982.8318 | 1
| 60460181 | 2390.3659 | 9385.2925 | -6994.9266 | 0 |  | -7933.4558 | -6056.3973 | -6755.89 | -7233.9632 | -8172.4924 | 1
| 60460195 | 1181.0068 | 2895.5547 | -1714.5478 | 0 |  | -2004.1033 | -1424.9924 | -1596.4472 | -1832.6485 | -2122.204 | 1
| 60460196 | 2938.3279 | 10793.1139 | -7854.786 | 0 |  | -8934.0974 | -6775.4746 | -7560.9532 | -8148.6188 | -9227.9302 | 1
| 60460197 | 1695.8024 | 7381.9814 | -5686.179 | 0 |  | -6424.3771 | -4947.9809 | -5516.5988 | -5855.7592 | -6593.9574 | 1
| 60460198 | 412767.3933 | 204646.4875 | 208120.9058 | 1 |  | 187656.257 | 228585.5545 | 249397.6451 | 166844.1664 | 146379.5177 | 1
| 60460199 | 34682.0436 | 47010.1173 | -12328.0737 | 0 |  | -17029.0854 | -7627.062 | -8859.8693 | -15796.278 | -20497.2898 | 1
| 60460205 | 4050.6783 | 12673.1443 | -8622.466 | 0 |  | -9889.7804 | -7355.1516 | -8217.3982 | -9027.5338 | -10294.8483 | 1
| 60460206 | 28183.0002 | 40541.7338 | -12358.7337 | 0 |  | -16412.9071 | -8304.5603 | -9540.4337 | -15177.0337 | -19231.2071 | 1
| 60460207 | 260947.0343 | 133744.6835 | 127202.3507 | 1 |  | 113827.8824 | 140576.8191 | 153297.0542 | 101107.6473 | 87733.179 | 1
| 60460214 | 638.4357 | 1658.695 | -1020.2592 | 0 |  | -1186.1287 | -854.3897 | -956.4157 | -1084.1028 | -1249.9723 | 1
| 60460215 | 34292.4041 | 28568.9487 | 5723.4554 | 1 |  | 2866.5606 | 8580.3503 | 9152.6958 | 2294.215 | -562.6799 | 0
| 60460219 | 16088.4144 | 19476.9274 | -3388.513 | 0 |  | -5336.2057 | -1440.8202 | -1779.6715 | -4997.3544 | -6945.0471 | 1
| 60460237 | 2127.2835 | 5088.642 | -2961.3585 | 0 |  | -3470.2227 | -2452.4943 | -2748.6301 | -3174.0868 | -3682.951 | 1
| 60460240 | 2191.8753 | 5205.5086 | -3013.6333 | 0 |  | -3534.1841 | -2493.0824 | -2794.4457 | -3232.8208 | -3753.3717 | 1
| 60460247 | 19420.96 | 46163.6633 | -26742.7033 | 0 |  | -31359.0697 | -22126.337 | -24800.6073 | -28684.7993 | -33301.1657 | 1
| 60460248 | 843.7447 | 6519.0166 | -5675.2719 | 0 |  | -6327.1736 | -5023.3703 | -5590.8974 | -5759.6464 | -6411.548 | 1
| 60460255 | 100251.2184 | 89579.9285 | 10671.29 | 1 |  | 1713.2971 | 19629.2828 | 20696.4118 | 646.1681 | -8311.8247 | 0
| 60460279 | 2143.3303 | 5117.7953 | -2974.465 | 0 |  | -3486.2445 | -2462.6854 | -2760.1319 | -3188.798 | -3700.5775 | 1
| 60460283 | 292.1584 | 2390.7647 | -2098.6063 | 0 |  | -2337.6828 | -1859.5299 | -2069.3905 | -2127.8222 | -2366.8986 | 1
| 60460303 | 134.4994 | 481.9164 | -347.417 | 0 |  | -395.6087 | -299.2254 | -333.9671 | -360.867 | -409.0586 | 1
| 60460304 | 11279.8385 | 16776.0659 | -5496.2274 | 0 |  | -7173.834 | -3818.6208 | -4368.2436 | -6624.2113 | -8301.8179 | 1
| 60460322 | 14097.1294 | 22276.6565 | -8179.527 | 0 |  | -10407.1927 | -5951.8614 | -6769.8141 | -9589.24 | -11816.9056 | 1
| 60460335 | 339.0932 | 2282.3438 | -1943.2505 | 0 |  | -2171.4849 | -1715.0162 | -1909.3412 | -1977.1599 | -2205.3942 | 1
| 60460353 | 4709.3821 | 14132.1492 | -9422.7672 | 0 |  | -10835.9821 | -8009.5523 | -8951.829 | -9893.7054 | -11306.9203 | 1
| 60460367 | 58536.3627 | 83883.7004 | -25347.3377 | 0 |  | -33735.7077 | -16958.9677 | -19493.7014 | -31200.974 | -39589.344 | 1
| 60460382 | 9328.2868 | 21818.4798 | -12490.193 | 0 |  | -14672.041 | -10308.345 | -11557.3644 | -13423.0217 | -15604.8697 | 1
| 60460383 | 1193.0412 | 5531.6704 | -4338.6292 | 0 |  | -4891.7962 | -3785.4622 | -4219.3251 | -4457.9333 | -5011.1004 | 1
| 60460393 | 1578.4015 | 4802.6863 | -3224.2848 | 0 |  | -3704.5535 | -2744.0162 | -3066.4447 | -3382.125 | -3862.3936 | 1
| 60460396 | 292.9362 | 1703.9152 | -1410.979 | 0 |  | -1581.3705 | -1240.5875 | -1381.6854 | -1440.2726 | -1610.6642 | 1
| 60460437 | 10674.1151 | 26171.829 | -15497.7139 | 0 |  | -18114.8968 | -12880.531 | -14430.3024 | -16565.1254 | -19182.3083 | 1
| 60460440 | 198220.0946 | 120701.6971 | 77518.3975 | 1 |  | 65448.2278 | 89588.5672 | 97340.4069 | 57696.388 | 45626.2183 | 1
| 60460462 | 558.4291 | 3170.0748 | -2611.6457 | 0 |  | -2928.6531 | -2294.6382 | -2555.8027 | -2667.4886 | -2984.496 | 1
| 60460463 | 20070.5493 | 35101.4233 | -15030.874 | 0 |  | -18541.0163 | -11520.7317 | -13023.819 | -17037.9289 | -20548.0712 | 1
| 60460464 | 920468.197 | 267095.8595 | 653372.3374 | 1 |  | 626662.7515 | 680081.9234 | 745419.1571 | 561325.5177 | 534615.9318 | 1
| 60460489 | 611.7945 | 2222.2406 | -1610.4461 | 0 |  | -1832.6702 | -1388.2221 | -1549.2667 | -1671.6256 | -1893.8496 | 1
| 60460491 | 210.9881 | 792.7158 | -581.7276 | 0 |  | -660.9992 | -502.456 | -560.6288 | -602.8264 | -682.098 | 1
| 60460492 | 2492.9773 | 6373.1609 | -3880.1837 | 0 |  | -4517.4997 | -3242.8676 | -3630.8859 | -4129.4814 | -4766.7975 | 1
| 60460499 | 29170.2613 | 41887.3645 | -12717.1033 | 0 |  | -16905.8397 | -8528.3668 | -9800.0771 | -15634.1294 | -19822.8658 | 1
| 60460500 | 291.7184 | 816.2919 | -524.5735 | 0 |  | -606.2027 | -442.9443 | -495.4017 | -553.7453 | -635.3745 | 1
| 60460501 | 6762.3329 | 10444.2266 | -3681.8937 | 0 |  | -4726.3164 | -2637.471 | -3005.6604 | -4358.127 | -5402.5496 | 1
| 60460504 | 13501.3318 | 27746.9599 | -14245.6281 | 0 |  | -17020.3241 | -11470.9321 | -12895.4949 | -15595.7613 | -18370.4573 | 1
| 60460505 | 503926.2359 | 195618.9291 | 308307.3068 | 1 |  | 288745.4139 | 327869.1997 | 358699.9304 | 257914.6832 | 238352.7903 | 1
| 60460506 | 5246.4611 | 15722.6902 | -10476.2291 | 0 |  | -12048.4981 | -8903.9601 | -9951.583 | -11000.8752 | -12573.1442 | 1
| 60460508 | 7413.1362 | 18440.9193 | -11027.7831 | 0 |  | -12871.875 | -9183.6912 | -10286.4695 | -11769.0967 | -13613.1886 | 1
| 60460519 | 75661.889 | 67662.3838 | 7999.5052 | 1 |  | 1233.2668 | 14765.7435 | 15565.6941 | 433.3163 | -6332.9221 | 0
| 60460533 | 11386.3149 | 24357.2914 | -12970.9765 | 0 |  | -15406.7057 | -10535.2474 | -11832.345 | -14109.608 | -16545.3372 | 1
| 60460540 | 6144.2661 | 18612.0813 | -12467.8152 | 0 |  | -14329.0233 | -10606.607 | -11853.3886 | -13082.2418 | -14943.4499 | 1
| 60460548 | 622534.8891 | 211705.4074 | 410829.4816 | 1 |  | 389658.9409 | 432000.0224 | 473082.9705 | 348575.9927 | 327405.452 | 1
| 60460557 | 146539.1075 | 103369.2033 | 43169.9042 | 1 |  | 32832.9839 | 53506.8245 | 57823.815 | 28515.9935 | 18179.0731 | 1
| 60475923 | 1042.6632 | 8735.8675 | -7693.2042 | 0 |  | -8566.791 | -6819.6175 | -7588.9379 | -7797.4705 | -8671.0573 | 1
| 60475954 | 1225.0488 | 12156.9065 | -10931.8577 | 0 |  | -12147.5483 | -9716.167 | -10809.3528 | -11054.3626 | -12270.0532 | 1
| 60476065 | 3123285.9849 | 1002350.9247 | 2120935.0602 | 1 |  | 2020699.9677 | 2221170.1526 | 2433263.6587 | 1808606.4617 | 1708371.3692 | 1
| 60476939 | 5493.922 | 18535.5812 | -13041.6592 | 0 |  | -14895.2173 | -11188.1011 | -12492.267 | -13591.0514 | -15444.6095 | 1
| 60477232 | 546492.1453 | 223070.3456 | 323421.7997 | 1 |  | 301114.7651 | 345728.8343 | 378071.0142 | 268772.5852 | 246465.5506 | 1
| 60480297 | 5663.1656 | 10378.3148 | -4715.1492 | 0 |  | -5752.9807 | -3677.3178 | -4148.8327 | -5281.4658 | -6319.2973 | 1
| 60481499 | 41097.8893 | 48407.4818 | -7309.5925 | 0 |  | -12150.3407 | -2468.8443 | -3199.8036 | -11419.3814 | -16260.1296 | 1
| 60481647 | 37132.3972 | 34725.5272 | 2406.87 | 1 |  | -1065.6827 | 5879.4227 | 6120.1097 | -1306.3697 | -4778.9225 | 0
| 60482014 | 6731.7297 | 9363.2781 | -2631.5484 | 0 |  | -3567.8762 | -1695.2206 | -1958.3754 | -3304.7214 | -4241.0492 | 1
| 60482339 | 16701.2167 | 42793.2574 | -26092.0407 | 0 |  | -30371.3665 | -21812.715 | -24421.9191 | -27762.1624 | -32041.4882 | 1
| 60482405 | 89250.0902 | 169285.9929 | -80035.9026 | 0 |  | -96964.5019 | -63107.3034 | -71110.8936 | -88960.9117 | -105889.511 | 1
| 60483136 | 1221960.178 | 343954.7623 | 878005.4157 | 1 |  | 843609.9395 | 912400.8919 | 1000201.4335 | 755809.3979 | 721413.9217 | 1
| 60483152 | 1408.2373 | 10716.0635 | -9307.8262 | 0 |  | -10379.4325 | -8236.2198 | -9167.0025 | -9448.6499 | -10520.2563 | 1
| 60483153 | 14662.5389 | 37156.4683 | -22493.9293 | 0 |  | -26209.5762 | -18778.2825 | -21027.6755 | -23960.1832 | -27675.8301 | 1
| 60483229 | 2381987.6461 | 464032.351 | 1917955.2951 | 1 |  | 1871552.06 | 1964358.5302 | 2156154.0597 | 1679756.5305 | 1633353.2954 | 1
| 60483277 | 8721.4328 | 27577.9993 | -18856.5666 | 0 |  | -21614.3665 | -16098.7666 | -17984.4233 | -19728.7098 | -22486.5098 | 1
| 60484609 | 363.2785 | 3766.1149 | -3402.8364 | 0 |  | -3779.4478 | -3026.2249 | -3366.5085 | -3439.1642 | -3815.7757 | 1
| 60485430 | 470.3039 | 5692.3756 | -5222.0717 | 0 |  | -5791.3092 | -4652.8341 | -5175.0413 | -5269.1021 | -5838.3396 | 1
| 60485434 | 4423.2744 | 11445.5785 | -7022.3041 | 0 |  | -8166.8619 | -5877.7462 | -6579.9766 | -7464.6315 | -8609.1894 | 1
| 60485567 | 7831.054 | 24805.2846 | -16974.2306 | 0 |  | -19454.7591 | -14493.7021 | -16191.1252 | -17757.336 | -20237.8645 | 1
| 60485577 | 7253.7065 | 24628.619 | -17374.9125 | 0 |  | -19837.7744 | -14912.0506 | -16649.5418 | -18100.2831 | -20563.145 | 1
| 60485756 | 2136.9821 | 12999.5079 | -10862.5258 | 0 |  | -12162.4766 | -9562.575 | -10648.8276 | -11076.2241 | -12376.1748 | 1
| 60485757 | 30106.1356 | 63173.0957 | -33066.9601 | 0 |  | -39384.2697 | -26749.6505 | -30056.3465 | -36077.5736 | -42394.8832 | 1
| 60485760 | 17927.9811 | 23924.9577 | -5996.9766 | 0 |  | -8389.4723 | -3604.4808 | -4204.1784 | -7789.7747 | -10182.2704 | 1
| 60486210 | 66755.0351 | 82057.6053 | -15302.5701 | 0 |  | -23508.3306 | -7096.8096 | -8627.0666 | -21978.0736 | -30183.8342 | 1
| 60486270 | 15296.9313 | 22037.5996 | -6740.6682 | 0 |  | -8944.4282 | -4536.9083 | -5210.9751 | -8270.3614 | -10474.1213 | 1
| 60486412 | 1529.1366 | 6413.722 | -4884.5854 | 0 |  | -5525.9576 | -4243.2132 | -4731.6718 | -5037.4991 | -5678.8713 | 1
| 60503063 | 12241.4896 | 33838.897 | -21597.4074 | 0 |  | -24981.2971 | -18213.5177 | -20373.2584 | -22821.5563 | -26205.446 | 1
| 60503338 | 9933.987 | 29169.641 | -19235.6541 | 0 |  | -22152.6182 | -16318.69 | -18242.2554 | -20229.0527 | -23146.0169 | 1
| 60504655 | 145676.0981 | 46481.2211 | 99194.877 | 1 |  | 94546.7549 | 103842.9991 | 113762.4868 | 84627.2672 | 79979.145 | 1
| 60504768 | 12811.9418 | 60637.6478 | -47825.706 | 0 |  | -53889.4707 | -41761.9412 | -46544.5118 | -49106.9001 | -55170.6649 | 1
| 60504775 | 73988.5351 | 29685.3285 | 44303.2066 | 1 |  | 41334.6738 | 47271.7395 | 51702.0601 | 36904.3531 | 33935.8202 | 1
| 60504839 | 8696.7448 | 49254.8298 | -40558.0851 | 0 |  | -45483.5681 | -35632.6021 | -39688.4106 | -41427.7596 | -46353.2426 | 1
| 60505054 | 31716.4771 | 32259.3632 | -542.8861 | 0 |  | -3768.8224 | 2683.0502 | 2628.7616 | -3714.5338 | -6940.4701 | 1
| 60505106 | 4591.7924 | 13744.1246 | -9152.3323 | 0 |  | -10526.7447 | -7777.9198 | -8693.153 | -9611.5115 | -10985.924 | 1
| 60505140 | 15348.9258 | 29219.7238 | -13870.798 | 0 |  | -16792.7703 | -10948.8256 | -12335.9054 | -15405.6905 | -18327.6629 | 1
| 60505285 | 36355.7141 | 22308.5983 | 14047.1157 | 1 |  | 11816.2559 | 16277.9756 | 17682.6871 | 10411.5443 | 8180.6845 | 1
| 60505606 | 37204.2198 | 21335.8139 | 15868.4059 | 1 |  | 13734.8245 | 18001.9873 | 19588.8279 | 12147.9839 | 10014.4025 | 1
| 60505791 | 62746.3429 | 21883.9727 | 40862.3703 | 1 |  | 38673.973 | 43050.7675 | 47137.0046 | 34587.736 | 32399.3387 | 1
| 60505794 | 254350.7748 | 70200.6451 | 184150.1297 | 1 |  | 177130.0652 | 191170.1942 | 209585.2072 | 158715.0522 | 151694.9877 | 1
| 60505819 | 16810.825 | 20685.9013 | -3875.0763 | 0 |  | -5943.6665 | -1806.4862 | -2193.9938 | -5556.1588 | -7624.749 | 1
| 60506054 | 3306.2808 | 10119.7379 | -6813.4571 | 0 |  | -7825.4309 | -5801.4833 | -6482.829 | -7144.0852 | -8156.059 | 1
| 60506191 | 295959.4338 | 164026.6025 | 131932.8313 | 1 |  | 115530.1711 | 148335.4916 | 161528.7747 | 102336.8879 | 85934.2277 | 1
| 60506270 | 142278.3944 | 211701.4087 | -69423.0144 | 0 |  | -90593.1552 | -48252.8735 | -55195.1749 | -83650.8538 | -104820.9947 | 1
| 60506510 | 46074.8851 | 67220.4446 | -21145.5595 | 0 |  | -27867.6039 | -14423.515 | -16538.0709 | -25753.048 | -32475.0924 | 1
| 60513604 | 14535.351 | 28243.9352 | -13708.5841 | 0 |  | -16532.9776 | -10884.1906 | -12255.049 | -15162.1192 | -17986.5127 | 1
| 60513981 | 43393.5566 | 52415.7552 | -9022.1985 | 0 |  | -14263.7741 | -3780.623 | -4682.8429 | -13361.5542 | -18603.1297 | 1
| 60514923 | 34746.2738 | 142836.5757 | -108090.302 | 0 |  | -122373.9596 | -93806.6444 | -104615.6746 | -111564.9294 | -125848.5869 | 1
| 60514930 | 1198.8938 | 7374.5128 | -6175.619 | 0 |  | -6913.0702 | -5438.1677 | -6055.7296 | -6295.5084 | -7032.9596 | 1
| 60514936 | 3522.5338 | 10525.6023 | -7003.0685 | 0 |  | -8055.6287 | -5950.5083 | -6650.8151 | -7355.3219 | -8407.8821 | 1
| 60514964 | 28788.582 | 57864.8715 | -29076.2896 | 0 |  | -34862.7767 | -23289.8024 | -26197.4314 | -31955.1478 | -37741.6349 | 1
| 60514988 | 2232.7941 | 10845.5279 | -8612.7338 | 0 |  | -9697.2866 | -7528.181 | -8389.4544 | -8836.0132 | -9920.566 | 1
| 60515020 | 51017.3706 | 41070.1295 | 9947.2411 | 1 |  | 5840.2282 | 14054.2541 | 15048.9782 | 4845.5041 | 738.4911 | 1
| 60515094 | 136124.2453 | 287681.8841 | -151557.6388 | 0 |  | -180325.8272 | -122789.4504 | -137945.2142 | -165170.0633 | -193938.2517 | 1
| 60515424 | 75113.56 | 51133.0819 | 23980.4781 | 1 |  | 18867.1699 | 29093.7863 | 31491.8341 | 16469.1221 | 11355.8139 | 1
| 60515437 | 3065.925 | 30566.3245 | -27500.3995 | 0 |  | -30557.0319 | -24443.767 | -27193.807 | -27806.992 | -30863.6244 | 1
| 60522266 | 326.8843 | 3958.1906 | -3631.3063 | 0 |  | -4027.1254 | -3235.4873 | -3598.6179 | -3663.9947 | -4059.8138 | 1
| 60522413 | 1068.1126 | 5804.0987 | -4735.9861 | 0 |  | -5316.3959 | -4155.5762 | -4629.1748 | -4842.7973 | -5423.2072 | 1
| 60522423 | 1910.2974 | 9219.6341 | -7309.3367 | 0 |  | -8231.3001 | -6387.3733 | -7118.307 | -7500.3665 | -8422.3299 | 1
| 60523061 | 6725.7478 | 13729.8359 | -7004.0881 | 0 |  | -8377.0717 | -5631.1045 | -6331.5133 | -7676.6629 | -9049.6465 | 1
| 60523067 | 1408.8625 | 3927.9208 | -2519.0582 | 0 |  | -2911.8503 | -2126.2662 | -2378.172 | -2659.9445 | -3052.7366 | 1
| 60523092 | 5843.5984 | 44205.3756 | -38361.7771 | 0 |  | -42782.3147 | -33941.2396 | -37777.4173 | -38946.137 | -43366.6745 | 1
| 60523442 | 411079.497 | 199344.8677 | 211734.6294 | 1 |  | 191800.1426 | 231669.1161 | 252842.5791 | 170626.6796 | 150692.1929 | 1
| 60523815 | 3674.6558 | 7444.7224 | -3770.0667 | 0 |  | -4514.5389 | -3025.5944 | -3402.6011 | -4137.5322 | -4882.0045 | 1
| 60524174 | 3217.8144 | 12840.4539 | -9622.6395 | 0 |  | -10906.6848 | -8338.5941 | -9300.858 | -9944.4209 | -11228.4663 | 1
| 60524360 | 2256.2794 | 10314.3005 | -8058.0212 | 0 |  | -9089.4512 | -7026.5911 | -7832.3932 | -8283.6491 | -9315.0792 | 1
| 60524650 | 5865.9028 | 18117.8578 | -12251.955 | 0 |  | -14063.7408 | -10440.1693 | -11665.3648 | -12838.5453 | -14650.3311 | 1
| 60526473 | 12541.002 | 26000.1166 | -13459.1146 | 0 |  | -16059.1263 | -10859.103 | -12205.0144 | -14713.2148 | -17313.2265 | 1
| 60526562 | 4578.4722 | 10524.5883 | -5946.1161 | 0 |  | -6998.5749 | -4893.6573 | -5488.2689 | -6403.9633 | -7456.4222 | 1
| 60527990 | 553.766 | 4566.8889 | -4013.123 | 0 |  | -4469.8119 | -3556.4341 | -3957.7464 | -4068.4996 | -4525.1885 | 1
| 60528885 | 1175.3084 | 6469.24 | -5293.9316 | 0 |  | -5940.8556 | -4647.0076 | -5176.4007 | -5411.4624 | -6058.3864 | 1
| 60528939 | 7466.1846 | 14462.3094 | -6996.1248 | 0 |  | -8442.3558 | -5549.8939 | -6249.5064 | -7742.7433 | -9188.9742 | 1
| 60529667 | 1042.1127 | 8440.8744 | -7398.7617 | 0 |  | -8242.8491 | -6554.6742 | -7294.5504 | -7502.973 | -8347.0604 | 1
| 60530477 | 6066.754 | 17599.4185 | -11532.6645 | 0 |  | -13292.6064 | -9772.7227 | -10925.9891 | -12139.3399 | -13899.2818 | 1
| 60530593 | 114311.9245 | 91579.9375 | 22731.9871 | 1 |  | 13573.9933 | 31889.9808 | 34163.1795 | 11300.7946 | 2142.8009 | 1
| 60530970 | 10712.8648 | 15525.1109 | -4812.2461 | 0 |  | -6364.7572 | -3259.735 | -3740.9596 | -5883.5326 | -7436.0437 | 1
| 60531014 | 41238.397 | 55260.5671 | -14022.1701 | 0 |  | -19548.2268 | -8496.1134 | -9898.3304 | -18146.0098 | -23672.0665 | 1
| 60531111 | 17572.8112 | 21447.9427 | -3875.1315 | 0 |  | -6019.9258 | -1730.3372 | -2117.8504 | -5632.4126 | -7777.2069 | 1
| 60531227 | 1209.3493 | 8912.792 | -7703.4427 | 0 |  | -8594.7219 | -6812.1635 | -7582.5078 | -7824.3776 | -8715.6568 | 1
| 60531478 | 20708.212 | 35653.4345 | -14945.2225 | 0 |  | -18510.566 | -11379.8791 | -12874.4013 | -17016.0437 | -20581.3872 | 1
| 60531598 | 2868.2722 | 11832.7443 | -8964.4721 | 0 |  | -10147.7466 | -7781.1977 | -8677.6449 | -9251.2994 | -10434.5738 | 1
| 60531606 | 369485.4983 | 110842.8058 | 258642.6924 | 1 |  | 247558.4119 | 269726.973 | 295591.2423 | 221694.1426 | 210609.862 | 1
| 60531651 | 7082.1393 | 11155.2509 | -4073.1117 | 0 |  | -5188.6367 | -2957.5866 | -3364.8977 | -4781.3256 | -5896.8507 | 1
| 60531788 | 68777.4799 | 83346.5488 | -14569.0689 | 0 |  | -22903.7238 | -6234.414 | -7691.3209 | -21446.8169 | -29781.4718 | 1
| 60531846 | 12171.4094 | 27697.4275 | -15526.0181 | 0 |  | -18295.7608 | -12756.2753 | -14308.8772 | -16743.159 | -19512.9018 | 1
| 60531870 | 1446.9561 | 11122.7797 | -9675.8236 | 0 |  | -10788.1015 | -8563.5456 | -9531.1279 | -9820.5192 | -10932.7971 | 1
| 60531880 | 34229.7716 | 54468.0484 | -20238.2768 | 0 |  | -25685.0816 | -14791.472 | -16815.2996 | -23661.254 | -29108.0588 | 1
| 60531885 | 28234.2748 | 31334.7079 | -3100.4331 | 0 |  | -6233.9039 | 33.0377 | -277.0056 | -5923.8606 | -9057.3314 | 1
| 60531973 | 6379.914 | 23046.8838 | -16666.9698 | 0 |  | -18971.6582 | -14362.2814 | -16028.9784 | -17304.9612 | -19609.6496 | 1
| 60532078 | 610.6395 | 3801.3345 | -3190.695 | 0 |  | -3570.8284 | -2810.5615 | -3129.631 | -3251.7589 | -3631.8924 | 1
| 60532250 | 43853.0375 | 42371.3799 | 1481.6576 | 1 |  | -2755.4804 | 5718.7956 | 5866.9614 | -2903.6461 | -7140.7841 | 0
| 60532252 | 3447.267 | 10072.8392 | -6625.5721 | 0 |  | -7632.8561 | -5618.2882 | -6280.8454 | -6970.2988 | -7977.5828 | 1
| 60532411 | 4014.3829 | 18321.4911 | -14307.1082 | 0 |  | -16139.2573 | -12474.9591 | -13905.6699 | -14708.5465 | -16540.6956 | 1
| 60532573 | 14204.7709 | 21266.9389 | -7062.168 | 0 |  | -9188.8619 | -4935.4741 | -5641.6909 | -8482.6451 | -10609.339 | 1
| 60532655 | 369.1966 | 4960.3965 | -4591.1999 | 0 |  | -5087.2395 | -4095.1602 | -4554.2802 | -4628.1195 | -5124.1592 | 1
| 60532724 | 94021.9129 | 92188.0855 | 1833.8274 | 1 |  | -7384.9811 | 11052.636 | 11236.0187 | -7568.3638 | -16787.1724 | 0
| 60532725 | 507443.1151 | 213160.5598 | 294282.5553 | 1 |  | 272966.4993 | 315598.6113 | 345026.8668 | 243538.2438 | 222222.1878 | 1
| 60532730 | 1166.2739 | 11781.5608 | -10615.2869 | 0 |  | -11793.443 | -9437.1308 | -10498.6595 | -10731.9143 | -11910.0704 | 1
| 60532738 | 50430.9244 | 66291.4366 | -15860.5122 | 0 |  | -22489.6558 | -9231.3685 | -10817.4197 | -20903.6046 | -27532.7483 | 1
| 60532797 | 6727.6569 | 16011.4894 | -9283.8326 | 0 |  | -10884.9815 | -7682.6836 | -8611.0669 | -9956.5982 | -11557.7472 | 1
| 60532921 | 18562.8964 | 40094.291 | -21531.3946 | 0 |  | -25540.8237 | -17521.9655 | -19675.105 | -23387.6843 | -27397.1134 | 1
| 60532923 | 10540.6846 | 18207.6188 | -7666.9342 | 0 |  | -9487.6961 | -5846.1723 | -6612.8657 | -8721.0027 | -10541.7645 | 1
| 60533087 | 43145.6044 | 54769.0954 | -11623.491 | 0 |  | -17100.4006 | -6146.5815 | -7308.9306 | -15938.0515 | -21414.961 | 1
| 60556508 | 589.3414 | 1668.5818 | -1079.2404 | 0 |  | -1246.0985 | -912.3822 | -1020.3062 | -1138.1745 | -1305.0327 | 1
| 60556772 | 17556.9267 | 39245.0852 | -21688.1585 | 0 |  | -25612.667 | -17763.65 | -19932.4658 | -23443.8512 | -27368.3597 | 1
| 60556779 | 1275.3863 | 10072.142 | -8796.7558 | 0 |  | -9803.97 | -7789.5416 | -8669.2171 | -8924.2944 | -9931.5086 | 1
| 60557413 | 2958.166 | 11917.1011 | -8958.9351 | 0 |  | -10150.6452 | -7767.225 | -8663.1185 | -9254.7517 | -10446.4618 | 1
| 60557420 | 44894.3303 | 67342.0742 | -22447.7439 | 0 |  | -29181.9514 | -15713.5365 | -17958.3109 | -26937.177 | -33671.3844 | 1
| 60557685 | 127627.8629 | 104539.2691 | 23088.5938 | 1 |  | 12634.6669 | 33542.5207 | 35851.3801 | 10325.8075 | -128.1194 | 0
| 60557766 | 25481.3481 | 45959.4797 | -20478.1316 | 0 |  | -25074.0795 | -15882.1836 | -17929.9967 | -23026.2664 | -27622.2143 | 1
| 60557768 | 16927.0476 | 35814.1397 | -18887.0921 | 0 |  | -22468.5061 | -15305.6781 | -17194.3873 | -20579.7969 | -24161.2108 | 1
| 60558390 | 9713.7658 | 11450.7943 | -1737.0285 | 0 |  | -2882.108 | -591.9491 | -765.6519 | -2708.4051 | -3853.4845 | 1
| 60558429 | 108.5611 | 781.5615 | -673.0004 | 0 |  | -751.1565 | -594.8442 | -662.1443 | -683.8565 | -762.0126 | 1
| 60560089 | 148613.8268 | 122339.0187 | 26274.8081 | 1 |  | 14040.9062 | 38508.71 | 41136.1908 | 11413.4254 | -820.4765 | 0
| 60560249 | 651873.9839 | 263386.9821 | 388487.0018 | 1 |  | 362148.3036 | 414825.7 | 453674.4002 | 323299.6034 | 296960.9052 | 1
| 60560250 | 7244.4718 | 19382.1158 | -12137.6441 | 0 |  | -14075.8556 | -10199.4325 | -11413.1969 | -12862.0912 | -14800.3028 | 1
| 60560252 | 86370.5088 | 70256.8743 | 16113.6345 | 1 |  | 9087.947 | 23139.3219 | 24750.6853 | 7476.5836 | 450.8962 | 1
| 60560261 | 184895.3601 | 103441.6748 | 81453.6853 | 1 |  | 71109.5178 | 91797.8528 | 99943.2213 | 62964.1493 | 52619.9818 | 1
| 60560518 | 57269.2519 | 43902.7836 | 13366.4683 | 1 |  | 8976.1899 | 17756.7466 | 19093.3935 | 7639.5431 | 3249.2647 | 1
| 60560588 | 10858.2163 | 16183.1135 | -5324.8972 | 0 |  | -6943.2086 | -3706.5859 | -4239.0756 | -6410.7189 | -8029.0302 | 1
| 60564136 | 29081.1002 | 48034.3376 | -18953.2374 | 0 |  | -23756.6712 | -14149.8037 | -16045.1274 | -21861.3475 | -26664.7812 | 1
| 60564378 | 102538.5433 | 94819.908 | 7718.6353 | 1 |  | -1763.3555 | 17200.6261 | 17972.4896 | -2535.219 | -12017.2098 | 0
| 60564391 | 81615.9966 | 80256.2763 | 1359.7203 | 1 |  | -6665.9074 | 9385.3479 | 9521.3199 | -6801.8794 | -14827.507 | 0
| 60564760 | 265348.071 | 153368.8772 | 111979.1938 | 1 |  | 96642.3061 | 127316.0815 | 138514.0009 | 85444.3867 | 70107.499 | 1
| 60580974 | 27174.3873 | 49724.4938 | -22550.1065 | 0 |  | -27522.5559 | -17577.6571 | -19832.6678 | -25267.5452 | -30239.9946 | 1
| 60581533 | 4998.8363 | 20675.932 | -15677.0957 | 0 |  | -17744.6889 | -13609.5025 | -15177.2121 | -16176.9794 | -18244.5726 | 1
| 60581661 | 38155.2681 | 59857.1755 | -21701.9073 | 0 |  | -27687.6249 | -15716.1898 | -17886.3805 | -25517.4341 | -31503.1517 | 1
| 60582628 | 15569.9645 | 23690.7174 | -8120.7529 | 0 |  | -10489.8246 | -5751.6811 | -6563.7564 | -9677.7493 | -12046.821 | 1
| 60585486 | 34664.8998 | 41600.4657 | -6935.5659 | 0 |  | -11095.6125 | -2775.5193 | -3469.0759 | -10402.0559 | -14562.1025 | 1
| 60585638 | 8955.5753 | 29655.6091 | -20700.0338 | 0 |  | -23665.5947 | -17734.4729 | -19804.4763 | -21595.5913 | -24561.1522 | 1
| 60585645 | 182.3785 | 2539.3776 | -2356.9991 | 0 |  | -2610.9369 | -2103.0614 | -2338.7613 | -2375.237 | -2629.1747 | 1
| 60587042 | 19601.4117 | 40744.2664 | -21142.8547 | 0 |  | -25217.2813 | -17068.428 | -19182.7135 | -23102.9958 | -27177.4225 | 1
| 60587045 | 1787.9609 | 7163.3416 | -5375.3807 | 0 |  | -6091.7149 | -4659.0466 | -5196.5846 | -5554.1768 | -6270.511 | 1
| 60587735 | 242972.9446 | 156383.2 | 86589.7446 | 1 |  | 70951.4246 | 102228.0646 | 110887.0391 | 62292.4501 | 46654.1301 | 1
| 60592492 | 12454.2325 | 20502.6159 | -8048.3834 | 0 |  | -10098.645 | -5998.1218 | -6802.9602 | -9293.8067 | -11344.0682 | 1
| 60592641 | 11447.5198 | 19576.0485 | -8128.5288 | 0 |  | -10086.1336 | -6170.9239 | -6983.7768 | -9273.2808 | -11230.8856 | 1
| 60592844 | 17455.8583 | 24529.8249 | -7073.9666 | 0 |  | -9526.9491 | -4620.9841 | -5328.3808 | -8819.5524 | -11272.5349 | 1
| 60618144 | 14247.4838 | 16191.4793 | -1943.9955 | 0 |  | -3563.1434 | -324.8476 | -519.2471 | -3368.7439 | -4987.8918 | 1
| 60618703 | 3301.7797 | 7045.2075 | -3743.4278 | 0 |  | -4447.9485 | -3038.9071 | -3413.2498 | -4073.6058 | -4778.1265 | 1
| 60618774 | 36295.6817 | 23455.251 | 12840.4306 | 1 |  | 10494.9055 | 15185.9557 | 16469.9988 | 9210.8625 | 6865.3374 | 1
| 60618962 | 228404.055 | 83035.138 | 145368.917 | 1 |  | 137065.4032 | 153672.4308 | 168209.3225 | 122528.5115 | 114224.9977 | 1
| 60619854 | 27492.1718 | 15467.3231 | 12024.8487 | 1 |  | 10478.1164 | 13571.581 | 14774.0659 | 9275.6316 | 7728.8992 | 1
| 60619863 | 510301.7992 | 199969.5265 | 310332.2726 | 1 |  | 290335.32 | 330329.2253 | 361362.4526 | 259302.0927 | 239305.1401 | 1
| 60619889 | 5393.481 | 15284.0531 | -9890.5722 | 0 |  | -11418.9775 | -8362.1669 | -9351.2241 | -10429.9203 | -11958.3256 | 1
| 60619927 | 40878.4975 | 46553.8687 | -5675.3712 | 0 |  | -10330.7581 | -1019.9844 | -1587.5215 | -9763.221 | -14418.6078 | 1
| 60620001 | 29229.4813 | 26559.6538 | 2669.8275 | 1 |  | 13.8621 | 5325.7928 | 5592.7756 | -253.1207 | -2909.086 | 0
| 60620124 | 32368.0433 | 45885.7314 | -13517.6881 | 0 |  | -18106.2612 | -8929.1149 | -10280.8837 | -16754.4924 | -21343.0655 | 1
| 60620434 | 23722.1938 | 14056.7499 | 9665.4439 | 1 |  | 8259.7689 | 11071.1189 | 12037.6633 | 7293.2245 | 5887.5495 | 1
| 60620893 | 13401.2713 | 25767.8646 | -12366.5933 | 0 |  | -14943.3797 | -9789.8068 | -11026.4661 | -13706.7204 | -16283.5069 | 1
| 60621398 | 9945.64 | 11558.1146 | -1612.4746 | 0 |  | -2768.286 | -456.6631 | -617.9105 | -2607.0386 | -3762.85 | 1
| 60623354 | 21419.7565 | 14301.6602 | 7118.0964 | 1 |  | 5687.9303 | 8548.2624 | 9260.072 | 4976.1207 | 3545.9547 | 1
| 60623483 | 26680.4113 | 17575.2027 | 9105.2086 | 1 |  | 7347.6884 | 10862.7289 | 11773.2498 | 6437.1675 | 4679.6472 | 1
| 60623604 | 159011.6436 | 106845.2783 | 52166.3653 | 1 |  | 41481.8375 | 62850.8931 | 68067.5297 | 36265.2009 | 25580.6731 | 1
| 60623846 | 55820.7636 | 43245.1032 | 12575.6605 | 1 |  | 8251.1502 | 16900.1708 | 18157.7368 | 6993.5841 | 2669.0738 | 1
| 60624378 | 11363.0371 | 10353.9265 | 1009.1107 | 1 |  | -26.282 | 2044.5033 | 2145.4144 | -127.1931 | -1162.5857 | 0
| 60624392 | 3967.1599 | 5868.1754 | -1901.0155 | 0 |  | -2487.833 | -1314.1979 | -1504.2995 | -2297.7315 | -2884.549 | 1
| 60640716 | 39870.36 | 62736.1097 | -22865.7497 | 0 |  | -29139.3607 | -16592.1387 | -18878.7137 | -26852.7857 | -33126.3967 | 1
| 60640734 | 69912.5009 | 58851.8569 | 11060.6439 | 1 |  | 5175.4582 | 16945.8296 | 18051.894 | 4069.3939 | -1815.7918 | 0
| 60640925 | 1380.3272 | 11626.3592 | -10246.032 | 0 |  | -11408.668 | -9083.3961 | -10107.9993 | -10384.0648 | -11546.7007 | 1
| 60641056 | 6276.9732 | 8664.871 | -2387.8978 | 0 |  | -3254.3849 | -1521.4107 | -1760.2005 | -3015.5951 | -3882.0822 | 1
| 60641057 | 22703.2395 | 24283.5431 | -1580.3036 | 0 |  | -4008.6579 | 848.0507 | 690.0203 | -3850.6276 | -6278.9819 | 1
| 60641058 | 3169.198 | 4693.4718 | -1524.2738 | 0 |  | -1993.621 | -1054.9266 | -1207.354 | -1841.1936 | -2310.5408 | 1
| 60641064 | 30246.7351 | 74506.5208 | -44259.7857 | 0 |  | -51710.4378 | -36809.1336 | -41235.1122 | -47284.4592 | -54735.1113 | 1
| 60641065 | 1327.5565 | 2129.3436 | -801.7871 | 0 |  | -1014.7215 | -588.8528 | -669.0315 | -934.5428 | -1147.4772 | 1
| 60641066 | 52316.9145 | 103629.8284 | -51312.914 | 0 |  | -61675.8968 | -40949.9311 | -46081.2225 | -56544.6054 | -66907.5883 | 1
| 60641070 | 2072.0735 | 4528.3637 | -2456.2902 | 0 |  | -2909.1266 | -2003.4539 | -2249.0829 | -2663.4976 | -3116.334 | 1
| 60641072 | 4229.4725 | 6127.7105 | -1898.238 | 0 |  | -2511.009 | -1285.467 | -1475.2908 | -2321.1852 | -2933.9563 | 1
| 60641075 | 140221.8189 | 81360.2989 | 58861.52 | 1 |  | 50725.4901 | 66997.5499 | 72883.7019 | 44839.3381 | 36703.3082 | 1
| 60641781 | 115035.0865 | 71775.2256 | 43259.8609 | 1 |  | 36082.3383 | 50437.3835 | 54763.3696 | 31756.3523 | 24578.8297 | 1
| 60641843 | 50317.2851 | 44163.6543 | 6153.6308 | 1 |  | 1737.2654 | 10569.9962 | 11185.3593 | 1121.9023 | -3294.4632 | 0
| 60642070 | 10449.8118 | 79971.4226 | -69521.6107 | 0 |  | -77518.753 | -61524.4685 | -68476.6296 | -70566.5919 | -78563.7342 | 1
| 60643831 | 1587.6039 | 4236.0986 | -2648.4947 | 0 |  | -3072.1046 | -2224.8849 | -2489.7344 | -2807.2551 | -3230.865 | 1
| 60645170 | 1957.2099 | 8633.5005 | -6676.2906 | 0 |  | -7539.6406 | -5812.9405 | -6480.5696 | -6872.0115 | -7735.3616 | 1
| 60645191 | 537.9134 | 3579.2625 | -3041.3491 | 0 |  | -3399.2754 | -2683.4229 | -2987.5578 | -3095.1405 | -3453.0667 | 1
| 60645255 | 391.3796 | 5827.2138 | -5435.8342 | 0 |  | -6018.5556 | -4853.1128 | -5396.6962 | -5474.9722 | -6057.6935 | 1
| 60645264 | 147227.5046 | 92154.5381 | 55072.9665 | 1 |  | 45857.5127 | 64288.4203 | 69795.717 | 40350.2161 | 31134.7622 | 1
| 60645597 | 159178.0786 | 79571.4746 | 79606.604 | 1 |  | 71649.4565 | 87563.7515 | 95524.4119 | 63688.7961 | 55731.6487 | 1
| 60645689 | 80371.2056 | 82224.9148 | -1853.7091 | 0 |  | -10076.2006 | 6368.7824 | 6183.4114 | -9890.8297 | -18113.3212 | 1
| 60645776 | 312.7969 | 2037.9838 | -1725.1869 | 0 |  | -1928.9853 | -1521.3885 | -1693.9072 | -1756.4666 | -1960.265 | 1
| 60645792 | 23689.6608 | 40563.7483 | -16874.0875 | 0 |  | -20930.4623 | -12817.7126 | -14505.1214 | -19243.0535 | -23299.4284 | 1
| 60645846 | 1006742.4074 | 318250.1891 | 688492.2183 | 1 |  | 656667.1994 | 720317.2372 | 789166.459 | 587817.9776 | 555992.9586 | 1
| 60645891 | 152130.3777 | 116161.2255 | 35969.1522 | 1 |  | 24353.0296 | 47585.2747 | 51182.1899 | 20756.1144 | 9139.9919 | 1
| 60645912 | 4228.5693 | 36046.695 | -31818.1257 | 0 |  | -35422.7952 | -28213.4562 | -31395.2688 | -32240.9826 | -35845.6521 | 1
| 60645973 | 183.2527 | 719.7058 | -536.4531 | 0 |  | -608.4237 | -464.4825 | -518.1278 | -554.7784 | -626.7489 | 1
| 60645977 | 254.3167 | 2170.0703 | -1915.7536 | 0 |  | -2132.7606 | -1698.7466 | -1890.3219 | -1941.1853 | -2158.1923 | 1
| 60646030 | 251.3714 | 1182.1022 | -930.7308 | 0 |  | -1048.941 | -812.5206 | -905.5937 | -955.8679 | -1074.0782 | 1
| 60646054 | 59776.6561 | 86337.2062 | -26560.55 | 0 |  | -35194.2706 | -17926.8294 | -20582.8844 | -32538.2156 | -41171.9363 | 1
| 60646057 | 272832.9551 | 188159.347 | 84673.6081 | 1 |  | 65857.6735 | 103489.5428 | 111956.9037 | 57390.3126 | 38574.3779 | 1
| 60646058 | 23351.6368 | 52765.2339 | -29413.5971 | 0 |  | -34690.1205 | -24137.0737 | -27078.4334 | -31748.7608 | -37025.2842 | 1
| 60646140 | 32893.5639 | 53574.2634 | -20680.6995 | 0 |  | -26038.1258 | -15323.2731 | -17391.3431 | -23970.0559 | -29327.4822 | 1
| 60646154 | 2066.766 | 11484.3663 | -9417.6003 | 0 |  | -10566.0369 | -8269.1636 | -9210.9237 | -9624.2769 | -10772.7135 | 1
| 60646176 | 597.6988 | 3588.3485 | -2990.6497 | 0 |  | -3349.4846 | -2631.8149 | -2930.8798 | -3050.4196 | -3409.2544 | 1
| 60646177 | 2878.341 | 10842.6463 | -7964.3053 | 0 |  | -9048.57 | -6880.0407 | -7676.4712 | -8252.1394 | -9336.4041 | 1
| 60646194 | 1188.8717 | 3754.9427 | -2566.071 | 0 |  | -2941.5652 | -2190.5767 | -2447.1838 | -2684.9581 | -3060.4524 | 1
| 60646232 | 1116.1603 | 3469.2405 | -2353.0802 | 0 |  | -2700.0043 | -2006.1562 | -2241.4642 | -2464.6962 | -2811.6203 | 1
| 60646237 | 951.1133 | 17923.9053 | -16972.792 | 0 |  | -18765.1825 | -15180.4014 | -16877.6806 | -17067.9033 | -18860.2938 | 1
| 60646243 | 237.8754 | 1690.7065 | -1452.8311 | 0 |  | -1621.9017 | -1283.7604 | -1429.0435 | -1476.6186 | -1645.6893 | 1
| 60646565 | 125.7379 | 988.4469 | -862.709 | 0 |  | -961.5537 | -763.8643 | -850.1352 | -875.2828 | -974.1275 | 1
| 60646569 | 326.8912 | 1143.3157 | -816.4244 | 0 |  | -930.756 | -702.0929 | -783.7353 | -849.1136 | -963.4451 | 1
| 60646571 | 2811.487 | 13744.6957 | -10933.2087 | 0 |  | -12307.6782 | -9558.7391 | -10652.06 | -11214.3574 | -12588.8269 | 1
| 60646578 | 14745.9751 | 36082.1651 | -21336.1901 | 0 |  | -24944.4066 | -17727.9735 | -19861.5926 | -22810.7876 | -26419.0041 | 1
| 60646705 | 17313.3066 | 41411.8533 | -24098.5468 | 0 |  | -28239.7321 | -19957.3614 | -22367.2161 | -25829.8774 | -29971.0628 | 1
| 60646710 | 3557.2961 | 11806.8257 | -8249.5296 | 0 |  | -9430.2121 | -7068.847 | -7893.8 | -8605.2592 | -9785.9418 | 1
| 60646712 | 139108.2269 | 70366.8962 | 68741.3307 | 1 |  | 61704.641 | 75778.0203 | 82652.1534 | 54830.508 | 47793.8184 | 1
| 60646775 | 6156.384 | 25806.9402 | -19650.5562 | 0 |  | -22231.2502 | -17069.8621 | -19034.9178 | -20266.1946 | -22846.8886 | 1
| 60646776 | 357.2529 | 4511.8529 | -4154.6 | 0 |  | -4605.7853 | -3703.4147 | -4118.8747 | -4190.3253 | -4641.5106 | 1
| 60646800 | 144939.0173 | 223742.755 | -78803.7378 | 0 |  | -101178.0133 | -56429.4623 | -64309.836 | -93297.6395 | -115671.915 | 1
| 60646802 | 1168360.3354 | 642942.4819 | 525417.8535 | 1 |  | 461123.6053 | 589712.1017 | 642253.887 | 408581.8199 | 344287.5718 | 1
| 60646806 | 104891.2497 | 221543.9774 | -116652.7276 | 0 |  | -138807.1254 | -94498.3299 | -106163.6027 | -127141.8526 | -149296.2504 | 1
| 60646841 | 3307327.3266 | 561245.7754 | 2746081.5511 | 1 |  | 2689956.9736 | 2802206.1287 | 3076814.2838 | 2415348.8185 | 2359224.2409 | 1
| 60646853 | 14373.7786 | 33659.4795 | -19285.701 | 0 |  | -22651.6489 | -15919.753 | -17848.3231 | -20723.0788 | -24089.0268 | 1
| 60647118 | 41622.867 | 39631.7319 | 1991.1351 | 1 |  | -1972.0381 | 5954.3083 | 6153.4218 | -2171.1516 | -6134.3248 | 0
| 60647134 | 1575.5651 | 16005.025 | -14429.4599 | 0 |  | -16029.9624 | -12828.9574 | -14271.9034 | -14587.0164 | -16187.5189 | 1
| 60647142 | 24673.1312 | 54744.3292 | -30071.198 | 0 |  | -35545.6309 | -24596.765 | -27603.8848 | -32538.5111 | -38012.944 | 1
| 60647211 | 24694.2492 | 54767.9947 | -30073.7455 | 0 |  | -35550.545 | -24596.946 | -27604.3206 | -32543.1704 | -38019.9699 | 1
| 60647216 | 113422.9058 | 99449.538 | 13973.3678 | 1 |  | 4028.414 | 23918.3216 | 25315.6584 | 2631.0773 | -7313.8765 | 0
| 60647225 | 8430.259 | 16796.3465 | -8366.0875 | 0 |  | -10045.7222 | -6686.4529 | -7523.0616 | -9209.1134 | -10888.7481 | 1
| 60648746 | 27884.9245 | 28117.9027 | -232.9781 | 0 |  | -3044.7684 | 2578.8121 | 2555.5143 | -3021.4706 | -5833.2608 | 1
| 60648757 | 43508.8967 | 19114.5601 | 24394.3365 | 1 |  | 22482.8805 | 26305.7925 | 28745.2262 | 20043.4468 | 18131.9908 | 1
| 60648758 | 72121.3678 | 29414.0009 | 42707.3668 | 1 |  | 39765.9667 | 45648.7669 | 49919.5036 | 35495.23 | 32553.8299 | 1
| 60648778 | 10641.6111 | 4245.4786 | 6396.1325 | 1 |  | 5971.5846 | 6820.6803 | 7460.2936 | 5331.9714 | 4907.4235 | 1
| 60648805 | 277222.9199 | 92179.8301 | 185043.0898 | 1 |  | 175825.1068 | 194261.0728 | 212765.3818 | 157320.7978 | 148102.8148 | 1
| 60648811 | 24151.1019 | 10983.5385 | 13167.5633 | 1 |  | 12069.2095 | 14265.9172 | 15582.6735 | 10752.4532 | 9654.0993 | 1
| 60648813 | 115615.3642 | 38338.642 | 77276.7222 | 1 |  | 73442.858 | 81110.5864 | 88838.2586 | 65715.1858 | 61881.3216 | 1
| 60648814 | 43425.3353 | 20471.7484 | 22953.5869 | 1 |  | 20906.4121 | 25000.7618 | 27296.1205 | 18611.0534 | 16563.8786 | 1
| 60649727 | 174.2843 | 3526.1578 | -3351.8735 | 0 |  | -3704.4893 | -2999.2577 | -3334.4451 | -3369.302 | -3721.9177 | 1
| 60649734 | 8291.2482 | 28317.1331 | -20025.8849 | 0 |  | -22857.5982 | -17194.1715 | -19196.76 | -20855.0097 | -23686.723 | 1
| 60649744 | 190597.4778 | 268189.0017 | -77591.5239 | 0 |  | -104410.4241 | -50772.6238 | -58531.7762 | -96651.2717 | -123470.1719 | 1
| 60649769 | 790.9912 | 3818.8264 | -3027.8353 | 0 |  | -3409.7179 | -2645.9526 | -2948.7361 | -3106.9344 | -3488.817 | 1
| 60649775 | 21082.3352 | 34596.1926 | -13513.8574 | 0 |  | -16973.4767 | -10054.2382 | -11405.6239 | -15622.0909 | -19081.7102 | 1
| 60649788 | 89.1447 | 755.0942 | -665.9495 | 0 |  | -741.4589 | -590.4401 | -657.035 | -674.864 | -750.3734 | 1
| 60649795 | 1893.5766 | 10614.2468 | -8720.6702 | 0 |  | -9782.0949 | -7659.2456 | -8531.3126 | -8910.0279 | -9971.4526 | 1
| 60649798 | 46181.2165 | 68462.6076 | -22281.3911 | 0 |  | -29127.6518 | -15435.1303 | -17663.2694 | -26899.5127 | -33745.7735 | 1
| 60649840 | 13733.5982 | 29636.3465 | -15902.7482 | 0 |  | -18866.3829 | -12939.1136 | -14529.3884 | -17276.108 | -20239.7427 | 1
| 60649883 | 85764.8799 | 40045.8593 | 45719.0206 | 1 |  | 41714.4347 | 49723.6065 | 54295.5086 | 37142.5326 | 33137.9467 | 1
| 60649893 | 379.8237 | 3536.0643 | -3156.2406 | 0 |  | -3509.847 | -2802.6341 | -3118.2582 | -3194.2229 | -3547.8294 | 1
| 60649897 | 2708.4687 | 7581.6278 | -4873.1592 | 0 |  | -5631.322 | -4114.9964 | -4602.3123 | -5144.0061 | -5902.1688 | 1
| 60649898 | 184.5834 | 7542.1389 | -7357.5555 | 0 |  | -8111.7694 | -6603.3416 | -7339.0972 | -7376.0139 | -8130.2278 | 1
| 60649899 | 114.8829 | 1445.7962 | -1330.9133 | 0 |  | -1475.4929 | -1186.3337 | -1319.425 | -1342.4016 | -1486.9812 | 1
| 60649901 | 255.5295 | 7124.4816 | -6868.9522 | 0 |  | -7581.4003 | -6156.504 | -6843.3992 | -6894.5051 | -7606.9533 | 1
| 60649902 | 4703.1985 | 21744.1812 | -17040.9827 | 0 |  | -19215.4008 | -14866.5646 | -16570.6628 | -17511.3025 | -19685.7207 | 1
| 60649911 | 2602694.823 | 975634.1185 | 1627060.7045 | 1 |  | 1529497.2926 | 1724624.1163 | 1887330.1868 | 1366791.2222 | 1269227.8103 | 1
| 60649914 | 712.8104 | 13292.1083 | -12579.2979 | 0 |  | -13908.5088 | -11250.0871 | -12508.0169 | -12650.579 | -13979.7898 | 1
| 60650142 | 3296.8282 | 13592.7962 | -10295.9681 | 0 |  | -11655.2477 | -8936.6885 | -9966.2853 | -10625.6509 | -11984.9305 | 1
| 60650231 | 7617.3603 | 12053.9948 | -4436.6345 | 0 |  | -5642.034 | -3231.2351 | -3674.8985 | -5198.3706 | -6403.77 | 1
| 60650234 | 11835.0619 | 30270.3614 | -18435.2995 | 0 |  | -21462.3357 | -15408.2634 | -17251.7933 | -19618.8057 | -22645.8419 | 1
| 60650400 | 56769.9912 | 62267.7531 | -5497.7619 | 0 |  | -11724.5373 | 729.0134 | 179.2372 | -11174.7611 | -17401.5364 | 1
| 60650455 | 216.789 | 2100.7249 | -1883.9359 | 0 |  | -2094.0084 | -1673.8634 | -1862.257 | -1905.6148 | -2115.6873 | 1
| 60650461 | 14275.8166 | 44583.0288 | -30307.2122 | 0 |  | -34765.5151 | -25848.9094 | -28879.6306 | -31734.7939 | -36193.0968 | 1
| 60650464 | 2186.3414 | 23863.9198 | -21677.5784 | 0 |  | -24063.9704 | -19291.1864 | -21458.9443 | -21896.2125 | -24282.6045 | 1
| 60650471 | 654.3217 | 4760.6157 | -4106.2941 | 0 |  | -4582.3556 | -3630.2325 | -4040.8619 | -4171.7262 | -4647.7878 | 1
| 60650472 | 865.134 | 3496.1123 | -2630.9783 | 0 |  | -2980.5895 | -2281.367 | -2544.4649 | -2717.4917 | -3067.1029 | 1
| 60650478 | 661.3669 | 4641.2025 | -3979.8356 | 0 |  | -4443.9559 | -3515.7154 | -3913.6989 | -4045.9723 | -4510.0925 | 1
| 60650483 | 445.411 | 3782.3214 | -3336.9105 | 0 |  | -3715.1426 | -2958.6783 | -3292.3694 | -3381.4516 | -3759.6837 | 1
| 60650518 | 3425.9354 | 14526.2071 | -11100.2717 | 0 |  | -12552.8924 | -9647.651 | -10757.6782 | -11442.8653 | -12895.486 | 1
| 60650520 | 996.0397 | 16874.2375 | -15878.1979 | 0 |  | -17565.6216 | -14190.7741 | -15778.5939 | -15977.8018 | -17665.2256 | 1
| 60650615 | 1373.7979 | 1372.048 | 1.7499 | 1 |  | -135.4549 | 138.9547 | 139.1297 | -135.6299 | -272.8347 | 0
| 60650650 | 1760.8655 | 1333.5228 | 427.3427 | 1 |  | 293.9905 | 560.695 | 603.4293 | 251.2562 | 117.9039 | 1
| 60650660 | 9574.3162 | 12262.6309 | -2688.3147 | 0 |  | -3914.5778 | -1462.0516 | -1730.8831 | -3645.7463 | -4872.0094 | 1
| 60650665 | 50780.7402 | 63616.686 | -12835.9458 | 0 |  | -19197.6144 | -6474.2772 | -7757.8717 | -17914.0198 | -24275.6884 | 1
| 60650674 | 32177.0625 | 49322.7309 | -17145.6684 | 0 |  | -22077.9415 | -12213.3953 | -13927.9621 | -20363.3746 | -25295.6477 | 1
| 60652493 | 278583.6918 | 89382.8995 | 189200.7923 | 1 |  | 180262.5023 | 198139.0822 | 217059.1615 | 161342.4231 | 152404.1332 | 1
| 60653680 | 23251.4326 | 15433.2008 | 7818.2318 | 1 |  | 6274.9117 | 9361.5519 | 10143.3751 | 5493.0886 | 3949.7685 | 1
| 60653681 | 1067.2162 | 861.8641 | 205.3521 | 1 |  | 119.1657 | 291.5385 | 312.0737 | 98.6305 | 12.4441 | 1
| 60653686 | 4722.9841 | 3303.2619 | 1419.7222 | 1 |  | 1089.396 | 1750.0484 | 1892.0206 | 947.4238 | 617.0976 | 1
| 60653688 | 13408.7189 | 10533.3439 | 2875.375 | 1 |  | 1822.0406 | 3928.7094 | 4216.2469 | 1534.5031 | 481.1688 | 1
| 60653689 | 2233.069 | 1685.2029 | 547.8661 | 1 |  | 379.3458 | 716.3863 | 771.173 | 324.5592 | 156.0389 | 1
| 60653690 | 10822.1288 | 8144.7806 | 2677.3482 | 1 |  | 1862.8701 | 3491.8262 | 3759.561 | 1595.1353 | 780.6572 | 1
| 60654023 | 502532.2924 | 70422.9212 | 432109.3711 | 1 |  | 425067.079 | 439151.6632 | 482362.6004 | 381856.1419 | 374813.8498 | 1
| 60654226 | 37.4913 | 1347.9944 | -1310.5031 | 0 |  | -1445.3025 | -1175.7036 | -1306.7539 | -1314.2522 | -1449.0516 | 1
| 60654228 | 796.6237 | 12127.5296 | -11330.9058 | 0 |  | -12543.6588 | -10118.1529 | -11251.2434 | -11410.5682 | -12623.3211 | 1
| 60654233 | 103.1457 | 1407.8214 | -1304.6757 | 0 |  | -1445.4578 | -1163.8935 | -1294.3611 | -1314.9902 | -1455.7724 | 1
| 60654239 | 536.704 | 9862.4571 | -9325.7531 | 0 |  | -10311.9988 | -8339.5074 | -9272.0827 | -9379.4235 | -10365.6692 | 1
| 60654250 | 21688.493 | 90686.8728 | -68998.3797 | 0 |  | -78067.067 | -59929.6925 | -66829.5304 | -71167.229 | -80235.9163 | 1
| 60654251 | 7731.2623 | 25331.9793 | -17600.717 | 0 |  | -20133.915 | -15067.5191 | -16827.5908 | -18373.8433 | -20907.0412 | 1
| 60654252 | 7971.0516 | 23206.4882 | -15235.4366 | 0 |  | -17556.0855 | -12914.7878 | -14438.3315 | -16032.5418 | -18353.1906 | 1
| 60654254 | 475.0707 | 9146.4732 | -8671.4025 | 0 |  | -9586.0498 | -7756.7552 | -8623.8955 | -8718.9096 | -9633.5569 | 1
| 60654341 | 1329793.7213 | 396464.6291 | 933329.0922 | 1 |  | 893682.6293 | 972975.5552 | 1066308.4644 | 800349.7201 | 760703.2572 | 1
| 60654343 | 37455.0013 | 60782.8813 | -23327.88 | 0 |  | -29406.1682 | -17249.5919 | -19582.3799 | -27073.3802 | -33151.6683 | 1
| 60654349 | 237.5872 | 3009.3696 | -2771.7824 | 0 |  | -3072.7193 | -2470.8454 | -2748.0237 | -2795.5411 | -3096.4781 | 1
| 60654370 | 297.4894 | 3583.3953 | -3285.9058 | 0 |  | -3644.2454 | -2927.5663 | -3256.1569 | -3315.6548 | -3673.9943 | 1
| 60654393 | 3863.0325 | 12725.9789 | -8862.9464 | 0 |  | -10135.5443 | -7590.3485 | -8476.6431 | -9249.2496 | -10521.8475 | 1
| 60654403 | 518.5835 | 9305.5807 | -8786.9972 | 0 |  | -9717.5553 | -7856.4391 | -8735.1389 | -8838.8556 | -9769.4136 | 1
| 60654406 | 3324.2041 | 33012.6028 | -29688.3987 | 0 |  | -32989.6589 | -26387.1384 | -29355.9783 | -30020.8191 | -33322.0794 | 1
| 60654411 | 921.0118 | 13581.5956 | -12660.5838 | 0 |  | -14018.7434 | -11302.4243 | -12568.4827 | -12752.685 | -14110.8446 | 1
| 60654412 | 6139.9708 | 26264.8399 | -20124.8691 | 0 |  | -22751.3531 | -17498.3851 | -19510.872 | -20738.8662 | -23365.3502 | 1
| 60654413 | 3380.1678 | 18719.9519 | -15339.7841 | 0 |  | -17211.7793 | -13467.7889 | -15001.7673 | -15677.8009 | -17549.7961 | 1
| 60654460 | 206531.1626 | 36139.9293 | 170391.2334 | 1 |  | 166777.2404 | 174005.2263 | 191044.3496 | 149738.1171 | 146124.1242 | 1
| 60654473 | 122146.7979 | 22391.7485 | 99755.0493 | 1 |  | 97515.8745 | 101994.2242 | 111969.7291 | 87540.3695 | 85301.1947 | 1
| 60654487 | 143457.5341 | 53567.1087 | 89890.4254 | 1 |  | 84533.7145 | 95247.1363 | 104236.1788 | 75544.672 | 70187.9611 | 1
| 60654517 | 14838.6726 | 11416.1216 | 3422.551 | 1 |  | 2280.9388 | 4564.1632 | 4906.4183 | 1938.6837 | 797.0716 | 1
| 60654520 | 510.5886 | 2709.9877 | -2199.399 | 0 |  | -2470.3978 | -1928.4003 | -2148.3402 | -2250.4579 | -2521.4567 | 1
| 60654521 | 29.2912 | 666.4862 | -637.195 | 0 |  | -703.8436 | -570.5463 | -634.2658 | -640.1241 | -706.7727 | 1
| 60654529 | 697370.0367 | 514852.0805 | 182517.9562 | 1 |  | 131032.7482 | 234003.1643 | 252254.9599 | 112780.9526 | 61295.7445 | 1
| 60655959 | 1954.8429 | 8366.2314 | -6411.3885 | 0 |  | -7248.0116 | -5574.7654 | -6215.9042 | -6606.8728 | -7443.4959 | 1
| 60655960 | 2120.0961 | 8010.3078 | -5890.2117 | 0 |  | -6691.2425 | -5089.181 | -5678.2021 | -6102.2214 | -6903.2521 | 1
| 60655997 | 378025.0904 | 183865.987 | 194159.1033 | 1 |  | 175772.5046 | 212545.7021 | 231961.6124 | 156356.5943 | 137969.9956 | 1
| 60656581 | 1574.8051 | 7386.1741 | -5811.369 | 0 |  | -6549.9864 | -5072.7516 | -5653.8885 | -5968.8495 | -6707.4669 | 1
| 60656634 | 1874.3491 | 8311.2204 | -6436.8713 | 0 |  | -7267.9934 | -5605.7493 | -6249.4364 | -6624.3062 | -7455.4283 | 1
| 60656657 | 1688.7681 | 9578.4689 | -7889.7008 | 0 |  | -8847.5477 | -6931.8539 | -7720.824 | -8058.5776 | -9016.4245 | 1
| 60425301 | 6610.4216 | 14763.729 | -8153.3073 | 0 |  | -9629.6802 | -6676.9344 | -7492.2652 | -8814.3495 | -10290.7224 | 1
| 60658486 | 25048.0452 | 40097.5932 | -15049.5479 | 0 |  | -19059.3072 | -11039.7886 | -12544.7434 | -17554.3525 | -21564.1118 | 1
| 60658488 | 3829.9974 | 14749.6534 | -10919.656 | 0 |  | -12394.6213 | -9444.6907 | -10536.6563 | -11302.6557 | -12777.6211 | 1
| 60660633 | 27503.6106 | 98573.7447 | -71070.1341 | 0 |  | -80927.5086 | -61212.7596 | -68319.7731 | -73820.4952 | -83677.8696 | 1
| 60660634 | 32663.158 | 46343.0807 | -13679.9227 | 0 |  | -18314.2308 | -9045.6147 | -10413.6069 | -16946.2385 | -21580.5466 | 1
| 60660772 | 40336.9888 | 25358.3966 | 14978.5921 | 1 |  | 12442.7525 | 17514.4318 | 19012.291 | 10944.8933 | 8409.0536 | 1
| 60660773 | 19998.0416 | 13913.6562 | 6084.3854 | 1 |  | 4693.0198 | 7475.751 | 8084.1896 | 4084.5812 | 2693.2156 | 1
| 60660774 | 10018.9354 | 7419.9562 | 2598.9792 | 1 |  | 1856.9836 | 3340.9748 | 3600.8727 | 1597.0856 | 855.09 | 1
| 60660780 | 2267.3316 | 1778.7642 | 488.5674 | 1 |  | 310.691 | 666.4439 | 715.3006 | 261.8343 | 83.9579 | 1
| 60660783 | 43641.4212 | 27050.2039 | 16591.2173 | 1 |  | 13886.1969 | 19296.2377 | 20955.3594 | 12227.0752 | 9522.0548 | 1
| 60660786 | 3535.4955 | 2745.747 | 789.7485 | 1 |  | 515.1737 | 1064.3232 | 1143.298 | 436.1989 | 161.6242 | 1
| 60660788 | 1791.6819 | 1740.7893 | 50.8926 | 1 |  | -123.1863 | 224.9716 | 230.0608 | -128.2756 | -302.3545 | 0
| 60660906 | 11140.7086 | 13867.9763 | -2727.2677 | 0 |  | -4114.0654 | -1340.4701 | -1613.1969 | -3841.3386 | -5228.1362 | 1
| 60663343 | 15735.872 | 15055.1033 | 680.7687 | 1 |  | -824.7416 | 2186.279 | 2254.3559 | -892.8185 | -2398.3288 | 0
| 60663885 | 16831.1409 | 24593.2016 | -7762.0607 | 0 |  | -10221.3809 | -5302.7406 | -6078.9467 | -9445.1748 | -11904.495 | 1
| 60663886 | 200.3679 | 1409.2443 | -1208.8764 | 0 |  | -1349.8008 | -1067.952 | -1188.8396 | -1228.9132 | -1369.8376 | 1
| 60663888 | 147.2185 | 2386.3618 | -2239.1433 | 0 |  | -2477.7795 | -2000.5072 | -2224.4215 | -2253.8652 | -2492.5014 | 1
| 60668779 | 194793.8282 | 116620.7762 | 78173.0519 | 1 |  | 66510.9743 | 89835.1296 | 97652.4348 | 58693.6691 | 47031.5915 | 1
| 60669014 | 26306.393 | 48384.3667 | -22077.9737 | 0 |  | -26916.4103 | -17239.537 | -19447.3344 | -24708.613 | -29547.0496 | 1
| 60669429 | 2155.5266 | 13074.3569 | -10918.8303 | 0 |  | -12226.266 | -9611.3947 | -10703.2777 | -11134.383 | -12441.8187 | 1
| 60669433 | 1220.3084 | 9424.3681 | -8204.0597 | 0 |  | -9146.4965 | -7261.6229 | -8082.0289 | -8326.0905 | -9268.5273 | 1
| 60669440 | 2968.0665 | 10844.2603 | -7876.1939 | 0 |  | -8960.6199 | -6791.7678 | -7579.3872 | -8173.0005 | -9257.4266 | 1
| 60669446 | 195850.2666 | 293681.5639 | -97831.2972 | 0 |  | -127199.4536 | -68463.1408 | -78246.2706 | -117416.3239 | -146784.4803 | 1
| 60669692 | 2608.5408 | 6587.2612 | -3978.7205 | 0 |  | -4637.4466 | -3319.9943 | -3717.8664 | -4239.5745 | -4898.3007 | 1
| 60669694 | 3167.9532 | 9930.6218 | -6762.6686 | 0 |  | -7755.7308 | -5769.6064 | -6445.8733 | -7079.4639 | -8072.5261 | 1
| 60669696 | 18755.5538 | 29784.9437 | -11029.3899 | 0 |  | -14007.8843 | -8050.8955 | -9153.8345 | -12904.9453 | -15883.4397 | 1
| 60669706 | 83788.1564 | 58673.6416 | 25114.5148 | 1 |  | 19247.1506 | 30981.879 | 33493.3304 | 16735.6992 | 10868.335 | 1
| 60669777 | 81083.7784 | 16767.9537 | 64315.8247 | 1 |  | 62639.0293 | 65992.6201 | 72424.2025 | 56207.4468 | 54530.6515 | 1
| 60669778 | 332843.3263 | 56491.9621 | 276351.3641 | 1 |  | 270702.1679 | 282000.5603 | 309635.6968 | 243067.0315 | 237417.8353 | 1
| 60669779 | 213732.7993 | 39322.7071 | 174410.0922 | 1 |  | 170477.8215 | 178342.3629 | 195783.3721 | 153036.8122 | 149104.5415 | 1
| 60669788 | 129987.6847 | 198199.3669 | -68211.6822 | 0 |  | -88031.6189 | -48391.7455 | -55212.9137 | -81210.4506 | -101030.3873 | 1
| 60669802 | 4477.0103 | 20297.2842 | -15820.2739 | 0 |  | -17850.0024 | -13790.5455 | -15372.5729 | -16267.975 | -18297.7034 | 1
| 60670112 | 16221.2609 | 10823.9341 | 5397.3268 | 1 |  | 4314.9334 | 6479.7202 | 7019.4529 | 3775.2007 | 2692.8073 | 1
| 60670124 | 279.1064 | 1712.1706 | -1433.0642 | 0 |  | -1604.2813 | -1261.8471 | -1405.1536 | -1460.9748 | -1632.1919 | 1
| 60670496 | 28830.5526 | 29874.5087 | -1043.9561 | 0 |  | -4031.407 | 1943.4948 | 1839.0992 | -3927.0114 | -6914.4622 | 1
| 60670503 | 76.6406 | 1904.7967 | -1828.1561 | 0 |  | -2018.6357 | -1637.6764 | -1820.492 | -1835.8201 | -2026.2998 | 1
| 60670689 | 173.9397 | 1261.9568 | -1088.0171 | 0 |  | -1214.2128 | -961.8215 | -1070.6232 | -1105.4111 | -1231.6068 | 1
| 60672629 | 222.4361 | 2362.1764 | -2139.7402 | 0 |  | -2375.9579 | -1903.5226 | -2117.4966 | -2161.9839 | -2398.2015 | 1
| 60672818 | 196.6074 | 1057.1234 | -860.5159 | 0 |  | -966.2283 | -754.8036 | -840.8552 | -880.1767 | -985.889 | 1
| 60672829 | 161712.9977 | 123756.1962 | 37956.8014 | 1 |  | 25581.1818 | 50332.4211 | 54128.1012 | 21785.5017 | 9409.882 | 1
| 60672830 | 3042.556 | 15773.3234 | -12730.7674 | 0 |  | -14308.0997 | -11153.435 | -12426.5118 | -13035.023 | -14612.3553 | 1
| 60672839 | 334338.093 | 114738.4448 | 219599.6482 | 1 |  | 208125.8037 | 231073.4927 | 253033.4575 | 186165.8389 | 174691.9944 | 1
| 60672999 | 14588.9967 | 25451.4075 | -10862.4108 | 0 |  | -13407.5515 | -8317.27 | -9403.5111 | -12321.3104 | -14866.4512 | 1
| 60673017 | 3974.1266 | 7551.4605 | -3577.3339 | 0 |  | -4332.48 | -2822.1878 | -3179.9212 | -3974.7466 | -4729.8926 | 1
| 60673020 | 79768.0189 | 72842.9244 | 6925.0945 | 1 |  | -359.1979 | 14209.3869 | 14901.8964 | -1051.7074 | -8335.9998 | 0
| 60673032 | 185.5919 | 772.7057 | -587.1138 | 0 |  | -664.3844 | -509.8433 | -568.5547 | -605.673 | -682.9436 | 1
| 60673257 | 246.994 | 1285.026 | -1038.032 | 0 |  | -1166.5346 | -909.5294 | -1013.3326 | -1062.7314 | -1191.234 | 1
| 60673441 | 7975.8252 | 28324.2877 | -20348.4625 | 0 |  | -23180.8913 | -17516.0337 | -19550.88 | -21146.045 | -23978.4738 | 1
| 60673762 | 24175.5362 | 87266.0609 | -63090.5247 | 0 |  | -71817.1308 | -54363.9186 | -60672.9711 | -65508.0783 | -74234.6844 | 1
| 60673988 | 1294.2 | 5553.6848 | -4259.4848 | 0 |  | -4814.8533 | -3704.1163 | -4130.0648 | -4388.9048 | -4944.2733 | 1
| 60673989 | 246527.6752 | 134230.1012 | 112297.574 | 1 |  | 98874.5638 | 125720.5841 | 136950.3415 | 87644.8064 | 74221.7963 | 1
| 60429158 | 34497.5496 | 29992.1359 | 4505.4137 | 1 |  | 1506.2001 | 7504.6273 | 7955.1687 | 1055.6588 | -1943.5548 | 0
| 60677044 | 7761.7849 | 11257.4764 | -3495.6915 | 0 |  | -4621.4392 | -2369.9439 | -2719.513 | -4271.87 | -5397.6176 | 1
| 60677185 | 62002.6904 | 46405.4336 | 15597.2568 | 1 |  | 10956.7134 | 20237.8002 | 21797.5258 | 9396.9878 | 4756.4444 | 1
| 60677688 | 32432.0198 | 53266.0617 | -20834.0419 | 0 |  | -26160.6481 | -15507.4357 | -17590.8399 | -24077.2439 | -29403.8501 | 1
| 60677691 | 1295.233 | 9617.5445 | -8322.3115 | 0 |  | -9284.066 | -7360.5571 | -8192.7882 | -8451.8348 | -9413.5893 | 1
| 60677792 | 201379.0648 | 120017.049 | 81362.0158 | 1 |  | 69360.3109 | 93363.7207 | 101499.9222 | 61224.1093 | 49222.4044 | 1
| 60677796 | 1421.4721 | 22522.5549 | -21101.0828 | 0 |  | -23353.3383 | -18848.8273 | -20958.9356 | -21243.23 | -23495.4855 | 1
| 60677839 | 82299.5937 | 79041.6314 | 3257.9623 | 1 |  | -4646.2008 | 11162.1255 | 11487.9217 | -4971.997 | -12876.1602 | 0
| 60677925 | 6080.9236 | 23750.7945 | -17669.8709 | 0 |  | -20044.9503 | -15294.7914 | -17061.7785 | -18277.9632 | -20653.0427 | 1
| 60443419 | 6936.3509 | 13608.752 | -6672.4011 | 0 |  | -8033.2763 | -5311.5259 | -5978.766 | -7366.0362 | -8726.9113 | 1
| 60678032 | 161549.1913 | 119362.1204 | 42187.0709 | 1 |  | 30250.8588 | 54123.2829 | 58341.99 | 26032.1517 | 14095.9397 | 1
| 60678035 | 73711.4903 | 72981.0648 | 730.4255 | 1 |  | -6567.681 | 8028.532 | 8101.5745 | -6640.7235 | -13938.83 | 0
| 60678042 | 259627.9516 | 139373.2173 | 120254.7343 | 1 |  | 106317.4125 | 134192.056 | 146217.5294 | 94291.9391 | 80354.6174 | 1
| 60678046 | 98336.8151 | 86309.1378 | 12027.6773 | 1 |  | 3396.7635 | 20658.5911 | 21861.3588 | 2193.9958 | -6436.918 | 0
| 60678058 | 185556.7483 | 243900.7952 | -58344.0469 | 0 |  | -82734.1264 | -33953.9674 | -39788.3721 | -76899.7217 | -101289.8013 | 1
| 60678097 | 6829.1223 | 3310.967 | 3518.1553 | 1 |  | 3187.0586 | 3849.252 | 4201.0675 | 2835.2431 | 2504.1464 | 1
| 60678100 | 4613.5701 | 16678.1155 | -12064.5454 | 0 |  | -13732.3569 | -10396.7338 | -11603.1884 | -12525.9024 | -14193.714 | 1
| 60678103 | 224141.3988 | 136049.0417 | 88092.3571 | 1 |  | 74487.453 | 101697.2613 | 110506.497 | 65678.2172 | 52073.3131 | 1
| 60678108 | 41867.3614 | 51685.4272 | -9818.0658 | 0 |  | -14986.6085 | -4649.5231 | -5631.3297 | -14004.802 | -19173.3447 | 1
| 60678118 | 310914.5252 | 314104.7833 | -3190.2581 | 0 |  | -34600.7364 | 28220.2203 | 27901.1945 | -34281.7106 | -65692.1889 | 1
| 60678121 | 17058.156 | 69759.8129 | -52701.6569 | 0 |  | -59677.6381 | -45725.6756 | -50995.8413 | -54407.4725 | -61383.4537 | 1
| 60678255 | 802.8781 | 14542.8703 | -13739.9922 | 0 |  | -15194.2792 | -12285.7052 | -13659.7044 | -13820.28 | -15274.567 | 1
| 60678258 | 106637.4503 | 96794.05 | 9843.4003 | 1 |  | 163.9953 | 19522.8053 | 20507.1453 | -820.3447 | -10499.7497 | 0
| 60678264 | 3797.9893 | 15279.6503 | -11481.6609 | 0 |  | -13009.626 | -9953.6959 | -11101.862 | -11861.4599 | -13389.4249 | 1
| 60681005 | 1334.146 | 9745.2281 | -8411.0821 | 0 |  | -9385.6049 | -7436.5593 | -8277.6675 | -8544.4967 | -9519.0195 | 1
| 60681014 | 4987.486 | 19163.5422 | -14176.0562 | 0 |  | -16092.4104 | -12259.702 | -13677.3076 | -14674.8048 | -16591.159 | 1
| 60681015 | 177850.6265 | 130428.213 | 47422.4135 | 1 |  | 34379.5922 | 60465.2348 | 65207.4761 | 29637.3508 | 16594.5295 | 1
| 60681026 | 73.3153 | 589.6568 | -516.3415 | 0 |  | -575.3072 | -457.3758 | -509.01 | -523.673 | -582.6387 | 1
| 60681045 | 123731.8782 | 24538.9511 | 99192.927 | 1 |  | 96739.0319 | 101646.8222 | 111566.1149 | 86819.7392 | 84365.8441 | 1
| 60681068 | 25211.3358 | 35664.604 | -10453.2682 | 0 |  | -14019.7286 | -6886.8078 | -7932.1347 | -12974.4018 | -16540.8622 | 1
| 60684870 | 599.3203 | 12697.6649 | -12098.3446 | 0 |  | -13368.1111 | -10828.5781 | -12038.4126 | -12158.2766 | -13428.0431 | 1
| 60685046 | 18488.7205 | 71655.8443 | -53167.1237 | 0 |  | -60332.7082 | -46001.5393 | -51318.2517 | -55015.9958 | -62181.5802 | 1
| 60685048 | 38104.7334 | 35137.3099 | 2967.4235 | 1 |  | -546.3075 | 6481.1545 | 6777.8968 | -843.0498 | -4356.7808 | 0
| 60685055 | 22528.4681 | 46951.2287 | -24422.7607 | 0 |  | -29117.8836 | -19727.6378 | -22169.9139 | -26675.6075 | -31370.7304 | 1
| 60685058 | 22409.992 | 46822.4445 | -24412.4525 | 0 |  | -29094.6969 | -19730.208 | -22171.4533 | -26653.4517 | -31335.6961 | 1
| 60685067 | 247942.7717 | 160375.5129 | 87567.2588 | 1 |  | 71529.7075 | 103604.8101 | 112361.536 | 62772.9816 | 46735.4303 | 1
| 60685143 | 2742.1435 | 5051.7563 | -2309.6128 | 0 |  | -2814.7885 | -1804.4372 | -2035.3985 | -2583.8272 | -3089.0028 | 1
| 60685146 | 844.2673 | 7424.4536 | -6580.1863 | 0 |  | -7322.6317 | -5837.7409 | -6495.7596 | -6664.613 | -7407.0584 | 1
| 60685230 | 26320.4168 | 25785.9511 | 534.4657 | 1 |  | -2044.1294 | 3113.0608 | 3166.5074 | -2097.576 | -4676.1711 | 0
| 60685237 | 7043.749 | 5117.2491 | 1926.4999 | 1 |  | 1414.775 | 2438.2248 | 2630.8748 | 1222.125 | 710.4001 | 1
| 60685243 | 8442.7324 | 6077.6277 | 2365.1047 | 1 |  | 1757.3419 | 2972.8674 | 3209.3779 | 1520.8314 | 913.0687 | 1
| 60685244 | 2312.5932 | 1736.3864 | 576.2068 | 1 |  | 402.5681 | 749.8454 | 807.4661 | 344.9475 | 171.3088 | 1
| 60685245 | 52441.8458 | 30947.8548 | 21493.991 | 1 |  | 18399.2055 | 24588.7765 | 26738.1756 | 16249.8064 | 13155.021 | 1
| 60685246 | 31620.7386 | 19328.0999 | 12292.6387 | 1 |  | 10359.8287 | 14225.4487 | 15454.7125 | 9130.5648 | 7197.7548 | 1
| 60685247 | 12946.9047 | 11658.2801 | 1288.6246 | 1 |  | 122.7966 | 2454.4526 | 2583.315 | -6.0659 | -1171.8939 | 0
| 60685308 | 23726.6457 | 37944.5841 | -14217.9383 | 0 |  | -18012.3967 | -10423.4799 | -11845.2738 | -16590.6029 | -20385.0613 | 1
| 60685354 | 14861.6427 | 35005.6606 | -20144.0179 | 0 |  | -23644.5839 | -16643.4518 | -18657.8536 | -21630.1821 | -25130.7482 | 1
| 60685556 | 8415.4008 | 3282.3482 | 5133.0526 | 1 |  | 4804.8178 | 5461.2874 | 5974.5927 | 4291.5125 | 3963.2777 | 1
| 60685557 | 22149.3735 | 8416.6586 | 13732.7149 | 1 |  | 12891.049 | 14574.3808 | 15947.6522 | 11517.7776 | 10676.1117 | 1
| 60690233 | 98771.0572 | 96900.8199 | 1870.2373 | 1 |  | -7819.8447 | 11560.3193 | 11747.343 | -8006.8684 | -17696.9504 | 0
| 60690240 | 165459.6533 | 126880.0407 | 38579.6125 | 1 |  | 25891.6085 | 51267.6166 | 55125.5779 | 22033.6472 | 9345.6431 | 1
| 60690244 | 701929.1008 | 467334.1745 | 234594.9263 | 1 |  | 187861.5089 | 281328.3438 | 304787.8364 | 164402.0162 | 117668.5988 | 1
| 60690245 | 12047.672 | 56918.5092 | -44870.8372 | 0 |  | -50562.6882 | -39178.9863 | -43666.07 | -46075.6044 | -51767.4554 | 1
| 60690385 | 94980.3543 | 35022.7218 | 59957.6325 | 1 |  | 56455.3604 | 63459.9047 | 69455.668 | 50459.5971 | 46957.3249 | 1
| 60690528 | 2382.3713 | 9637.8215 | -7255.4502 | 0 |  | -8219.2324 | -6291.6681 | -7017.2131 | -7493.6873 | -8457.4695 | 1
| 60690592 | 1113.4015 | 2691.2614 | -1577.8599 | 0 |  | -1846.986 | -1308.7338 | -1466.5197 | -1689.2 | -1958.3262 | 1
| 60694547 | 68.5514 | 960.2838 | -891.7323 | 0 |  | -987.7607 | -795.7039 | -884.8772 | -898.5875 | -994.6158 | 1
| 60694551 | 13722.9714 | 20768.5445 | -7045.5731 | 0 |  | -9122.4276 | -4968.7187 | -5673.276 | -8417.8703 | -10494.7247 | 1
| 60694552 | 692.5272 | 4295.6727 | -3603.1455 | 0 |  | -4032.7128 | -3173.5782 | -3533.8928 | -3672.3982 | -4101.9655 | 1
| 60697413 | 6944.4432 | 16053.0645 | -9108.6214 | 0 |  | -10713.9278 | -7503.3149 | -8414.1771 | -9803.0657 | -11408.3721 | 1
| 60697432 | 14975.0124 | 104204.3834 | -89229.371 | 0 |  | -99649.8094 | -78808.9327 | -87731.8698 | -90726.8723 | -101147.3106 | 1
| 60697436 | 107.121 | 2196.4876 | -2089.3665 | 0 |  | -2309.0153 | -1869.7178 | -2078.6544 | -2100.0786 | -2319.7274 | 1
| 60697870 | 9.093 | 295.5434 | -286.4504 | 0 |  | -316.0047 | -256.896 | -285.5411 | -287.3597 | -316.914 | 1
| 60457983 | 10562.0483 | 34053.5374 | -23491.4892 | 0 |  | -26896.8429 | -20086.1354 | -22435.2843 | -24547.694 | -27953.0477 | 1
| 60698078 | 3874.854 | 17273.0549 | -13398.2009 | 0 |  | -15125.5064 | -11670.8954 | -13010.7155 | -13785.6863 | -15512.9918 | 1
| 60698131 | 736.6523 | 4224.0145 | -3487.3622 | 0 |  | -3909.7637 | -3064.9608 | -3413.697 | -3561.0275 | -3983.4289 | 1
| 60698134 | 152535.5045 | 109715.4068 | 42820.0977 | 1 |  | 31848.557 | 53791.6384 | 58073.6482 | 27566.5473 | 16595.0066 | 1
| 60698150 | 5247.498 | 14951.324 | -9703.826 | 0 |  | -11198.9584 | -8208.6936 | -9179.0762 | -10228.5758 | -11723.7082 | 1
| 60698599 | 14257.0705 | 19296.177 | -5039.1065 | 0 |  | -6968.7242 | -3109.4888 | -3613.3995 | -6464.8136 | -8394.4313 | 1
| 60698602 | 3015.6945 | 7332.9377 | -4317.2432 | 0 |  | -5050.537 | -3583.9494 | -4015.6737 | -4618.8126 | -5352.1064 | 1
| 60700719 | 249954.7715 | 150464.6264 | 99490.145 | 1 |  | 84443.6824 | 114536.6077 | 124485.6222 | 74494.6679 | 59448.2052 | 1
| 60700720 | 39837.3069 | 56804.3274 | -16967.0205 | 0 |  | -22647.4533 | -11286.5878 | -12983.2898 | -20950.7512 | -26631.184 | 1
| 60701405 | 98407.6656 | 46220.6271 | 52187.0385 | 1 |  | 47564.9758 | 56809.1012 | 62027.805 | 42346.2719 | 37724.2092 | 1
| 60701406 | 1952.4858 | 4654.3962 | -2701.9104 | 0 |  | -3167.3501 | -2236.4708 | -2506.6619 | -2897.159 | -3362.5986 | 1
| 60701409 | 54309.8897 | 51749.8193 | 2560.0703 | 1 |  | -2614.9116 | 7735.0523 | 7991.0593 | -2870.9186 | -8045.9006 | 0
| 60701727 | 707060.8493 | 202465.9604 | 504594.8889 | 1 |  | 484348.2929 | 524841.4849 | 575300.9738 | 433888.804 | 413642.2079 | 1
| 60701732 | 3415.6266 | 2904.2508 | 511.3758 | 1 |  | 220.9507 | 801.8009 | 852.9384 | 169.8131 | -120.612 | 0
| 60701885 | 133261.6096 | 56891.2353 | 76370.3742 | 1 |  | 70681.2507 | 82059.4978 | 89696.5352 | 63044.2133 | 57355.0897 | 1
| 60702094 | 494.9221 | 5538.8251 | -5043.903 | 0 |  | -5597.7855 | -4490.0205 | -4994.4108 | -5093.3952 | -5647.2777 | 1
| 60705049 | 29797.978 | 58683.8075 | -28885.8296 | 0 |  | -34754.2103 | -23017.4488 | -25906.0318 | -31865.6274 | -37734.0081 | 1
| 60705056 | 29953.8162 | 47410.7795 | -17456.9634 | 0 |  | -22198.0413 | -12715.8854 | -14461.5817 | -20452.345 | -25193.4229 | 1
| 60705057 | 220540.4385 | 137859.7268 | 82680.7118 | 1 |  | 68894.7391 | 96466.6844 | 104734.7556 | 60626.6679 | 46840.6952 | 1
| 60705060 | 123721.9471 | 104213.4559 | 19508.4912 | 1 |  | 9087.1456 | 29929.8368 | 31880.6859 | 7136.2965 | -3285.0491 | 0
| 60705064 | 208729.9255 | 140357.2613 | 68372.6642 | 1 |  | 54336.9381 | 82408.3903 | 89245.6567 | 47499.6716 | 33463.9455 | 1
| 60705070 | 7310.6828 | 15393.9469 | -8083.264 | 0 |  | -9622.6587 | -6543.8694 | -7352.1958 | -8814.3323 | -10353.727 | 1
| 60705100 | 3269.705 | 12607.6515 | -9337.9465 | 0 |  | -10598.7116 | -8077.1813 | -9010.976 | -9664.917 | -10925.6821 | 1
| 60705347 | 2144.6179 | 4856.9288 | -2712.3109 | 0 |  | -3198.0038 | -2226.618 | -2497.8491 | -2926.7727 | -3412.4656 | 1
| 60705392 | 3364.9507 | 16277.4533 | -12912.5026 | 0 |  | -14540.248 | -11284.7573 | -12576.0076 | -13248.9977 | -14876.743 | 1
| 60705394 | 36982.7406 | 51448.7723 | -14466.0317 | 0 |  | -19610.9089 | -9321.1544 | -10767.7576 | -18164.3057 | -23309.183 | 1
| 60705863 | 360890.2833 | 162919.2778 | 197971.0056 | 1 |  | 181679.0778 | 214262.9333 | 234060.0339 | 161881.9772 | 145590.0494 | 1
| 60705898 | 100917.7734 | 64953.005 | 35964.7684 | 1 |  | 29469.4679 | 42460.0689 | 46056.5457 | 25872.991 | 19377.6905 | 1
| 60705906 | 4032.1633 | 18455.2286 | -14423.0654 | 0 |  | -16268.5882 | -12577.5425 | -14019.849 | -14826.2817 | -16671.8046 | 1
| 60705921 | 46633.1219 | 43733.9789 | 2899.143 | 1 |  | -1474.2549 | 7272.5409 | 7562.4552 | -1764.1692 | -6137.5671 | 0
| 60706092 | 1935.5368 | 10633.8497 | -8698.3129 | 0 |  | -9761.6978 | -7634.9279 | -8504.7592 | -8891.8666 | -9955.2515 | 1
| 60706107 | 1887.7487 | 12238.9102 | -10351.1614 | 0 |  | -11575.0525 | -9127.2704 | -10162.3866 | -10539.9363 | -11763.8273 | 1
| 60714413 | 14444.8913 | 32982.5365 | -18537.6452 | 0 |  | -21835.8989 | -15239.3916 | -17093.1561 | -19982.1343 | -23280.388 | 1
| 60714418 | 14332.5489 | 34357.8866 | -20025.3377 | 0 |  | -23461.1264 | -16589.5491 | -18592.0828 | -21458.5926 | -24894.3813 | 1
| 60714442 | 6090.1387 | 13988.7587 | -7898.6199 | 0 |  | -9297.4958 | -6499.7441 | -7289.6061 | -8507.6338 | -9906.5097 | 1
| 60714465 | 3035.1942 | 16510.806 | -13475.6118 | 0 |  | -15126.6924 | -11824.5312 | -13172.0924 | -13779.1312 | -15430.2118 | 1
| 60714468 | 9016.4221 | 52998.2765 | -43981.8543 | 0 |  | -49281.682 | -38682.0267 | -43080.2121 | -44883.4965 | -50183.3242 | 1
| 60714476 | 11599.8795 | 32156.9962 | -20557.1167 | 0 |  | -23772.8163 | -17341.4171 | -19397.1287 | -21717.1046 | -24932.8043 | 1
| 60714816 | 149381.1885 | 256278.0352 | -106896.8467 | 0 |  | -132524.6502 | -81269.0432 | -91958.7279 | -121834.9656 | -147462.7691 | 1
| 60714832 | 9279.9157 | 62823.1665 | -53543.2508 | 0 |  | -59825.5674 | -47260.9341 | -52615.2592 | -54471.2424 | -60753.559 | 1
| 60714836 | 96615.6787 | 97855.6948 | -1240.0161 | 0 |  | -11025.5856 | 8545.5534 | 8421.5518 | -10901.584 | -20687.1535 | 1
| 60714897 | 536.3878 | 3462.8664 | -2926.4786 | 0 |  | -3272.7652 | -2580.192 | -2872.8398 | -2980.1174 | -3326.404 | 1
| 60653775 | 159011.6436 | 106845.2783 | 52166.3653 | 1 |  | 41481.8375 | 62850.8931 | 68067.5297 | 36265.2009 | 25580.6731 | 1
| 60717161 | 131612.0724 | 67549.4217 | 64062.6508 | 1 |  | 57307.7086 | 70817.5929 | 77223.858 | 50901.4435 | 44146.5013 | 1
| 60717162 | 130762.0766 | 67312.6463 | 63449.4303 | 1 |  | 56718.1657 | 70180.6949 | 76525.638 | 50373.2226 | 43641.958 | 1
| 60717165 | 8901.1458 | 22505.3293 | -13604.1836 | 0 |  | -15854.7165 | -11353.6506 | -12714.069 | -14494.2981 | -16744.8311 | 1
| 60717169 | 23767.9742 | 27518.9236 | -3750.9493 | 0 |  | -6502.8417 | -999.057 | -1374.1519 | -6127.7467 | -8879.6391 | 1
| 60717172 | 9252.4232 | 23617.0569 | -14364.6338 | 0 |  | -16726.3395 | -12002.9281 | -13439.3914 | -15289.8761 | -17651.5818 | 1
| 60717177 | 64838.0936 | 51368.5897 | 13469.5039 | 1 |  | 8332.645 | 18606.3629 | 19953.3133 | 6985.6946 | 1848.8356 | 1
| 60717189 | 1006.2361 | 3019.773 | -2013.5369 | 0 |  | -2315.5142 | -1711.5596 | -1912.9133 | -2114.1605 | -2416.1378 | 1
| 60717212 | 965.2675 | 2626.5839 | -1661.3165 | 0 |  | -1923.9749 | -1398.6581 | -1564.7897 | -1757.8432 | -2020.5016 | 1
| 60717219 | 588.5165 | 3397.9239 | -2809.4074 | 0 |  | -3149.1998 | -2469.615 | -2750.5557 | -2868.259 | -3208.0514 | 1
| 60717222 | 1376.8677 | 6471.6856 | -5094.8179 | 0 |  | -5741.9865 | -4447.6493 | -4957.1311 | -5232.5047 | -5879.6732 | 1
| 60717223 | 1216.8138 | 2905.1879 | -1688.3741 | 0 |  | -1978.8929 | -1397.8553 | -1566.6927 | -1810.0555 | -2100.5743 | 1
| 60717227 | 19400.9952 | 36477.3238 | -17076.3286 | 0 |  | -20724.061 | -13428.5962 | -15136.2291 | -19016.4281 | -22664.1605 | 1
| 60717228 | 1465.2196 | 6581.7576 | -5116.5381 | 0 |  | -5774.7139 | -4458.3623 | -4970.0161 | -5263.06 | -5921.2358 | 1
| 60717235 | 708429.8789 | 164379.8927 | 544049.9862 | 1 |  | 527611.997 | 560487.9755 | 614892.9741 | 473206.9983 | 456769.0091 | 1
| 60717236 | 1762.4847 | 5094.4726 | -3331.9879 | 0 |  | -3841.4352 | -2822.5406 | -3155.7394 | -3508.2364 | -4017.6836 | 1
| 60717239 | 1385.7859 | 4217.3391 | -2831.5532 | 0 |  | -3253.2871 | -2409.8193 | -2692.9746 | -2970.1318 | -3391.8657 | 1
| 60717241 | 168651.1324 | 77216.65 | 91434.4824 | 1 |  | 83712.8174 | 99156.1474 | 108299.5956 | 74569.3692 | 66847.7042 | 1
| 60717253 | 1162.7875 | 2814.4325 | -1651.645 | 0 |  | -1933.0883 | -1370.2018 | -1535.3663 | -1767.9238 | -2049.367 | 1
| 60717258 | 20592.6371 | 40591.2663 | -19998.6292 | 0 |  | -24057.7558 | -15939.5026 | -17939.3655 | -22057.8929 | -26117.0195 | 1
| 60717262 | 826.0206 | 4466.173 | -3640.1525 | 0 |  | -4086.7698 | -3193.5351 | -3557.5504 | -3722.7545 | -4169.3718 | 1
| 60717317 | 2655.9244 | 10713.862 | -8057.9376 | 0 |  | -9129.3238 | -6986.5514 | -7792.3452 | -8323.5301 | -9394.9163 | 1
| 60717326 | 945.4327 | 5044.6016 | -4099.1689 | 0 |  | -4603.6291 | -3594.7088 | -4004.6257 | -4193.7122 | -4698.1723 | 1
| 60717331 | 8480.7686 | 21852.0518 | -13371.2832 | 0 |  | -15556.4884 | -11186.078 | -12523.2064 | -14219.3601 | -16404.5653 | 1
| 60717338 | 4662.6332 | 9739.7312 | -5077.098 | 0 |  | -6051.0712 | -4103.1249 | -4610.8347 | -5543.3614 | -6517.3345 | 1
| 60717343 | 4374.0134 | 9585.8526 | -5211.8392 | 0 |  | -6170.4244 | -4253.2539 | -4774.4378 | -5649.2405 | -6607.8258 | 1
| 60717347 | 8500.4686 | 12598.0204 | -4097.5517 | 0 |  | -5357.3538 | -2837.7497 | -3247.5049 | -4947.5986 | -6207.4006 | 1
| 60717352 | 1433.586 | 7527.2765 | -6093.6904 | 0 |  | -6846.4181 | -5340.9628 | -5950.3318 | -6237.049 | -6989.7767 | 1
| 60717353 | 22042.1848 | 26315.0198 | -4272.835 | 0 |  | -6904.3369 | -1641.333 | -2068.6165 | -6477.0534 | -9108.5554 | 1
| 60717472 | 301.7322 | 1233.3106 | -931.5783 | 0 |  | -1054.9094 | -808.2473 | -901.4051 | -961.7516 | -1085.0826 | 1
| 60717498 | 7608.1319 | 20839.9394 | -13231.8074 | 0 |  | -15315.8014 | -11147.8135 | -12470.9942 | -13992.6206 | -16076.6146 | 1
| 60717501 | 211221.0393 | 92775.3762 | 118445.663 | 1 |  | 109168.1254 | 127723.2006 | 139567.7669 | 97323.5591 | 88046.0215 | 1
| 60717510 | 1328.38 | 6381.9769 | -5053.5969 | 0 |  | -5691.7946 | -4415.3992 | -4920.7589 | -5186.4349 | -5824.6326 | 1
| 60721699 | 48259.8829 | 59750.9559 | -11491.0731 | 0 |  | -17466.1687 | -5515.9775 | -6665.0848 | -16317.0613 | -22292.1569 | 1
| 60721731 | 86570.6198 | 96880.4565 | -10309.8367 | 0 |  | -19997.8824 | -621.7911 | -1652.7747 | -18966.8987 | -28654.9444 | 1
| 60721732 | 48288.4041 | 59377.8117 | -11089.4076 | 0 |  | -17027.1888 | -5151.6265 | -6260.5672 | -15918.248 | -21856.0292 | 1
| 60721734 | 248.6352 | 5032.4937 | -4783.8584 | 0 |  | -5287.1078 | -4280.6091 | -4758.9949 | -4808.722 | -5311.9713 | 1
| 60721743 | 7750.1813 | 20412.621 | -12662.4397 | 0 |  | -14703.7018 | -10621.1776 | -11887.4215 | -13437.4578 | -15478.7199 | 1
| 60721744 | 1570.0024 | 9820.0771 | -8250.0747 | 0 |  | -9232.0824 | -7268.067 | -8093.0744 | -8407.0749 | -9389.0826 | 1
| 60721747 | 71015.8921 | 70761.6063 | 254.2858 | 1 |  | -6821.8748 | 7330.4464 | 7355.875 | -6847.3034 | -13923.464 | 0
| 60722222 | 579.6667 | 1543.7604 | -964.0937 | 0 |  | -1118.4697 | -809.7177 | -906.127 | -1022.0604 | -1176.4364 | 1
| 60722286 | 8123.713 | 18272.509 | -10148.7961 | 0 |  | -11976.047 | -8321.5452 | -9336.4248 | -10961.1674 | -12788.4183 | 1
| 60722436 | 26714.1089 | 19518.5245 | 7195.5844 | 1 |  | 5243.7319 | 9147.4368 | 9866.9953 | 4524.1735 | 2572.321 | 1
| 60722450 | 1453.7121 | 1256.4723 | 197.2398 | 1 |  | 71.5926 | 322.887 | 342.611 | 51.8686 | -73.7787 | 0
| 60722460 | 1566.4514 | 1037.9793 | 528.4721 | 1 |  | 424.6741 | 632.27 | 685.1172 | 371.8269 | 268.029 | 1
| 60722461 | 194970.8871 | 45366.0557 | 149604.8313 | 1 |  | 145068.2258 | 154141.4369 | 169101.9201 | 130107.7426 | 125571.1371 | 1
| 60722463 | 6700.8977 | 1522.3083 | 5178.5894 | 1 |  | 5026.3586 | 5330.8202 | 5848.6792 | 4508.4996 | 4356.2688 | 1
| 60722492 | 52231.6105 | 31657.2691 | 20574.3414 | 1 |  | 17408.6145 | 23740.0683 | 25797.5024 | 15351.1803 | 12185.4534 | 1
| 60722494 | 28978.3861 | 19518.5245 | 9459.8616 | 1 |  | 7508.0091 | 11411.714 | 12357.7002 | 6562.023 | 4610.1705 | 1
| 60722588 | 118360.898 | 110629.0047 | 7731.8932 | 1 |  | -3331.0072 | 18794.7937 | 19567.983 | -4104.1966 | -15167.097 | 0
| 60723622 | 14143.2971 | 36230.212 | -22086.9149 | 0 |  | -25709.9361 | -18463.8937 | -20672.5852 | -23501.2446 | -27124.2658 | 1
| 60723665 | 39382.4159 | 55098.2108 | -15715.7949 | 0 |  | -21225.6159 | -10205.9738 | -11777.5533 | -19654.0365 | -25163.8575 | 1
| 60723676 | 9532.223 | 23686.9527 | -14154.7297 | 0 |  | -16523.425 | -11786.0344 | -13201.5074 | -15107.952 | -17476.6473 | 1
| 60723683 | 57405.122 | 64669.5251 | -7264.403 | 0 |  | -13731.3556 | -797.4505 | -1523.8908 | -13004.9152 | -19471.8678 | 1
| 60723692 | 1117.1658 | 7048.2495 | -5931.0837 | 0 |  | -6635.9087 | -5226.2588 | -5819.3671 | -6042.8003 | -6747.6253 | 1
| 60723713 | 387.407 | 1230.2685 | -842.8615 | 0 |  | -965.8883 | -719.8346 | -804.1207 | -881.6022 | -1004.629 | 1
| 60723947 | 16063.9783 | 28038.1055 | -11974.1272 | 0 |  | -14777.9377 | -9170.3166 | -10367.7294 | -13580.525 | -16384.3356 | 1
| 60724088 | 428785.2594 | 131022.2005 | 297763.0589 | 1 |  | 284660.8389 | 310865.279 | 340641.5849 | 254884.533 | 241782.3129 | 1
| 60724106 | 24418.5492 | 31029.4857 | -6610.9365 | 0 |  | -9713.8851 | -3507.988 | -4169.0816 | -9052.7914 | -12155.74 | 1
| 60724107 | 1891.66 | 6927.8338 | -5036.1738 | 0 |  | -5728.9572 | -4343.3904 | -4847.0078 | -5225.3398 | -5918.1232 | 1
| 60724108 | 20736.7659 | 28462.9829 | -7726.217 | 0 |  | -10572.5153 | -4879.9187 | -5652.5404 | -9799.8936 | -12646.1919 | 1
| 60724122 | 5975.1926 | 42517.0679 | -36541.8753 | 0 |  | -40793.5821 | -32290.1685 | -35944.356 | -37139.3946 | -41391.1014 | 1
| 60724158 | 98621.6005 | 64194.7662 | 34426.8343 | 1 |  | 28007.3577 | 40846.311 | 44288.9944 | 24564.6743 | 18145.1977 | 1
| 60724215 | 1294.4664 | 9654.969 | -8360.5026 | 0 |  | -9325.9995 | -7395.0057 | -8231.0559 | -8489.9492 | -9455.4461 | 1
| 60724505 | 1394392.8444 | 216304.9298 | 1178087.9145 | 1 |  | 1156457.4216 | 1199718.4075 | 1317527.199 | 1038648.6301 | 1017018.1371 | 1
| 60724571 | 41700.1919 | 8094.4721 | 33605.7198 | 1 |  | 32796.2726 | 34415.167 | 37775.739 | 29435.7006 | 28626.2534 | 1
| 60724573 | 66734.6456 | 12663.4251 | 54071.2205 | 1 |  | 52804.878 | 55337.563 | 60744.6851 | 47397.7559 | 46131.4134 | 1
| 60724609 | 60072.8669 | 58036.5839 | 2036.283 | 1 |  | -3767.3754 | 7839.9414 | 8043.5697 | -3971.0037 | -9774.6621 | 0
| 60724613 | 49665.4837 | 42967.7216 | 6697.7621 | 1 |  | 2400.9899 | 10994.5342 | 11664.3105 | 1731.2137 | -2565.5584 | 0
| 60732114 | 98777.4626 | 96904.122 | 1873.3405 | 1 |  | -7817.0717 | 11563.7527 | 11751.0868 | -8004.4057 | -17694.8179 | 0
| 60732122 | 31057.6126 | 64793.3561 | -33735.7435 | 0 |  | -40215.0791 | -27256.4078 | -30629.9822 | -36841.5047 | -43320.8403 | 1
| 60732139 | 518.5835 | 9305.5807 | -8786.9972 | 0 |  | -9717.5553 | -7856.4391 | -8735.1389 | -8838.8556 | -9769.4136 | 1
| 60732143 | 1925.3905 | 27441.6294 | -25516.2389 | 0 |  | -28260.4018 | -22772.076 | -25323.6999 | -25708.778 | -28452.9409 | 1
| 60732161 | 1910.2974 | 9219.6341 | -7309.3367 | 0 |  | -8231.3001 | -6387.3733 | -7118.307 | -7500.3665 | -8422.3299 | 1
| 60732166 | 52025.3968 | 60179.6865 | -8154.2897 | 0 |  | -14172.2584 | -2136.3211 | -2951.7501 | -13356.8294 | -19374.7981 | 1
| 60732167 | 18372.8141 | 33876.3215 | -15503.5073 | 0 |  | -18891.1395 | -12115.8752 | -13666.2259 | -17340.7887 | -20728.4209 | 1
| 60732184 | 3887.6279 | 14020.9765 | -10133.3486 | 0 |  | -11535.4462 | -8731.2509 | -9744.5858 | -10522.1114 | -11924.209 | 1
| 60732191 | 21479.6393 | 36505.3921 | -15025.7529 | 0 |  | -18676.2921 | -11375.2136 | -12877.7889 | -17173.7168 | -20824.256 | 1
| 60732203 | 650.8382 | 15700.8195 | -15049.9813 | 0 |  | -16620.0632 | -13479.8993 | -14984.8975 | -15115.0651 | -16685.1471 | 1
| 60732209 | 1068.1126 | 5804.0987 | -4735.9861 | 0 |  | -5316.3959 | -4155.5762 | -4629.1748 | -4842.7973 | -5423.2072 | 1
| 60732232 | 2256.2794 | 10314.3005 | -8058.0212 | 0 |  | -9089.4512 | -7026.5911 | -7832.3932 | -8283.6491 | -9315.0792 | 1
| 60732242 | 1024.4777 | 16246.6467 | -15222.169 | 0 |  | -16846.8337 | -13597.5043 | -15119.7213 | -15324.6168 | -16949.2815 | 1
| 60732243 | 13298.878 | 31245.5997 | -17946.7217 | 0 |  | -21071.2817 | -14822.1617 | -16616.8339 | -19276.6095 | -22401.1695 | 1
| 60732257 | 12047.672 | 56918.5092 | -44870.8372 | 0 |  | -50562.6882 | -39178.9863 | -43666.07 | -46075.6044 | -51767.4554 | 1
| 60732259 | 10108.951 | 34957.7792 | -24848.8282 | 0 |  | -28344.6061 | -21353.0503 | -23837.9331 | -25859.7233 | -29355.5012 | 1
| 60732265 | 3380.1678 | 18719.9519 | -15339.7841 | 0 |  | -17211.7793 | -13467.7889 | -15001.7673 | -15677.8009 | -17549.7961 | 1
| 60732268 | 103.1457 | 1407.8214 | -1304.6757 | 0 |  | -1445.4578 | -1163.8935 | -1294.3611 | -1314.9902 | -1455.7724 | 1
| 60732269 | 103015.1542 | 122033.5688 | -19018.4146 | 0 |  | -31221.7715 | -6815.0578 | -8716.8992 | -29319.9301 | -41523.2869 | 1
| 60732287 | 475.0707 | 9146.4732 | -8671.4025 | 0 |  | -9586.0498 | -7756.7552 | -8623.8955 | -8718.9096 | -9633.5569 | 1
| 60732296 | 7833.1928 | 55437.9253 | -47604.7325 | 0 |  | -53148.525 | -42060.9399 | -46821.4132 | -48388.0517 | -53931.8443 | 1
| 60732302 | 7971.0516 | 23206.4882 | -15235.4366 | 0 |  | -17556.0855 | -12914.7878 | -14438.3315 | -16032.5418 | -18353.1906 | 1
| 60732316 | 34450.9048 | 142206.7751 | -107755.8703 | 0 |  | -121976.5478 | -93535.1928 | -104310.7798 | -111200.9608 | -125421.6383 | 1
| 60732327 | 387.407 | 1230.2685 | -842.8615 | 0 |  | -965.8883 | -719.8346 | -804.1207 | -881.6022 | -1004.629 | 1
| 60732334 | 5865.9028 | 18117.8578 | -12251.955 | 0 |  | -14063.7408 | -10440.1693 | -11665.3648 | -12838.5453 | -14650.3311 | 1
| 60732342 | 1087.3051 | 3787.1381 | -2699.833 | 0 |  | -3078.5468 | -2321.1192 | -2591.1025 | -2808.5635 | -3187.2773 | 1
| 60732344 | 7731.2623 | 25331.9793 | -17600.717 | 0 |  | -20133.915 | -15067.5191 | -16827.5908 | -18373.8433 | -20907.0412 | 1
| 60732345 | 5826.4655 | 21030.9144 | -15204.4488 | 0 |  | -17307.5403 | -13101.3574 | -14621.8023 | -15787.0954 | -17890.1868 | 1
| 60732352 | 53340.1268 | 86423.6127 | -33083.486 | 0 |  | -41725.8472 | -24441.1247 | -27749.4733 | -38417.4986 | -47059.8599 | 1
| 60732374 | 64135.8126 | 95242.0342 | -31106.2217 | 0 |  | -40630.4251 | -21582.0182 | -24692.6404 | -37519.8029 | -47044.0063 | 1
| 60732383 | 461.4462 | 2629.3725 | -2167.9263 | 0 |  | -2430.8636 | -1904.989 | -2121.7817 | -2214.0709 | -2477.0082 | 1
| 60732400 | 4994.5196 | 54098.7702 | -49104.2506 | 0 |  | -54514.1277 | -43694.3736 | -48604.7987 | -49603.7026 | -55013.5796 | 1
| 60732415 | 81485.8753 | 50399.9402 | 31085.9351 | 1 |  | 26045.941 | 36125.9291 | 39234.5226 | 22937.3475 | 17897.3535 | 1
| 60732417 | 5247.498 | 14951.324 | -9703.826 | 0 |  | -11198.9584 | -8208.6936 | -9179.0762 | -10228.5758 | -11723.7082 | 1
| 60732421 | 143763.9021 | 122627.9578 | 21135.9442 | 1 |  | 8873.1484 | 33398.74 | 35512.3344 | 6759.554 | -5503.2418 | 0
| 60732423 | 251.9878 | 2117.7861 | -1865.7983 | 0 |  | -2077.5769 | -1654.0197 | -1840.5995 | -1890.997 | -2102.7757 | 1
| 60732428 | 3492.4249 | 11511.7437 | -8019.3188 | 0 |  | -9170.4932 | -6868.1444 | -7670.0763 | -8368.5613 | -9519.7357 | 1
| 60732436 | 161235.2032 | 83833.1774 | 77402.0258 | 1 |  | 69018.708 | 85785.3435 | 93525.5461 | 61278.5055 | 52895.1877 | 1
| 60732453 | 165459.6533 | 126880.0407 | 38579.6125 | 1 |  | 25891.6085 | 51267.6166 | 55125.5779 | 22033.6472 | 9345.6431 | 1
| 60732455 | 536.704 | 9862.4571 | -9325.7531 | 0 |  | -10311.9988 | -8339.5074 | -9272.0827 | -9379.4235 | -10365.6692 | 1
| 60732460 | 921.0118 | 13581.5956 | -12660.5838 | 0 |  | -14018.7434 | -11302.4243 | -12568.4827 | -12752.685 | -14110.8446 | 1
| 60732467 | 694.1278 | 4911.4144 | -4217.2867 | 0 |  | -4708.4281 | -3726.1452 | -4147.8739 | -4286.6994 | -4777.8409 | 1
| 60732473 | 37402.9811 | 105654.0298 | -68251.0487 | 0 |  | -78816.4517 | -57685.6457 | -64510.7506 | -71991.3468 | -82556.7498 | 1
| 60732521 | 636.8051 | 10540.8739 | -9904.0688 | 0 |  | -10958.1562 | -8849.9814 | -9840.3883 | -9967.7493 | -11021.8367 | 1
| 60732533 | 17058.156 | 69759.8129 | -52701.6569 | 0 |  | -59677.6381 | -45725.6756 | -50995.8413 | -54407.4725 | -61383.4537 | 1
| 60732538 | 4761.6124 | 35549.4839 | -30787.8715 | 0 |  | -34342.8199 | -27232.9231 | -30311.7103 | -31264.0327 | -34818.9811 | 1
| 60732541 | 20374.5447 | 35914.3053 | -15539.7605 | 0 |  | -19131.1911 | -11948.33 | -13502.3061 | -17577.215 | -21168.6455 | 1
| 60732544 | 150.533 | 1564.137 | -1413.604 | 0 |  | -1570.0177 | -1257.1903 | -1398.5507 | -1428.6573 | -1585.071 | 1
| 60732558 | 10009.8311 | 28897.7631 | -18887.932 | 0 |  | -21777.7083 | -15998.1556 | -17886.9488 | -19888.9151 | -22778.6914 | 1
| 60732569 | 758.1115 | 14069.9673 | -13311.8558 | 0 |  | -14718.8526 | -11904.8591 | -13236.0447 | -13387.667 | -14794.6637 | 1
| 60732576 | 109.9353 | 839.361 | -729.4257 | 0 |  | -813.3618 | -645.4896 | -718.4321 | -740.4192 | -824.3553 | 1
| 60732585 | 4987.486 | 19163.5422 | -14176.0562 | 0 |  | -16092.4104 | -12259.702 | -13677.3076 | -14674.8048 | -16591.159 | 1
| 60732593 | 10240.4492 | 34169.1131 | -23928.6639 | 0 |  | -27345.5752 | -20511.7526 | -22904.619 | -24952.7088 | -28369.6201 | 1
| 60732603 | 19666.6564 | 28866.5657 | -9199.9093 | 0 |  | -12086.5658 | -6313.2527 | -7233.2436 | -11166.5749 | -14053.2315 | 1
| 60732611 | 55.7251 | 460.8754 | -405.1503 | 0 |  | -451.2378 | -359.0627 | -399.5778 | -410.7228 | -456.8103 | 1
| 60732616 | 29.2912 | 666.4862 | -637.195 | 0 |  | -703.8436 | -570.5463 | -634.2658 | -640.1241 | -706.7727 | 1
| 60732630 | 16514.2308 | 71565.2414 | -55051.0106 | 0 |  | -62207.5347 | -47894.4864 | -53399.5875 | -56702.4336 | -63858.9578 | 1
| 60732666 | 434265.8834 | 211783.5586 | 222482.3248 | 1 |  | 201303.969 | 243660.6807 | 265908.9132 | 179055.7365 | 157877.3806 | 1
| 60732671 | 3053.217 | 8865.6398 | -5812.4228 | 0 |  | -6698.9868 | -4925.8588 | -5507.1011 | -6117.7445 | -7004.3085 | 1
| 60732676 | 1329793.7213 | 396464.6291 | 933329.0922 | 1 |  | 893682.6293 | 972975.5552 | 1066308.4644 | 800349.7201 | 760703.2572 | 1
| 60732678 | 103425.1559 | 206806.6423 | -103381.4864 | 0 |  | -124062.1506 | -82700.8222 | -93038.9708 | -113724.002 | -134404.6662 | 1
| 60732687 | 25631.5963 | 47404.1752 | -21772.5789 | 0 |  | -26512.9964 | -17032.1613 | -19209.4192 | -24335.7385 | -29076.156 | 1
| 60732705 | 89963.4558 | 83440.6604 | 6522.7953 | 1 |  | -1821.2707 | 14866.8614 | 15519.1409 | -2473.5502 | -10817.6163 | 0
| 60732746 | 297.4894 | 3583.3953 | -3285.9058 | 0 |  | -3644.2454 | -2927.5663 | -3256.1569 | -3315.6548 | -3673.9943 | 1
| 60732750 | 74390.8353 | 80252.9742 | -5862.1388 | 0 |  | -13887.4362 | 2163.1586 | 1576.9447 | -13301.2224 | -21326.5198 | 1
| 60732763 | 5050.4935 | 19148.1321 | -14097.6386 | 0 |  | -16012.4518 | -12182.8254 | -13592.5893 | -14602.688 | -16517.5012 | 1
| 60732768 | 67868.2299 | 81178.1297 | -13309.8998 | 0 |  | -21427.7127 | -5192.0868 | -6523.0768 | -20096.7228 | -28214.5357 | 1
| 60732780 | 8913.8496 | 24171.82 | -15257.9704 | 0 |  | -17675.1524 | -12840.7884 | -14366.5855 | -16149.3554 | -18566.5374 | 1
| 60732790 | 136346.2483 | 287920.5454 | -151574.297 | 0 |  | -180366.3516 | -122782.2425 | -137939.6722 | -165208.9219 | -194000.9764 | 1
| 60732799 | 1348.6666 | 3724.5219 | -2375.8552 | 0 |  | -2748.3074 | -2003.4031 | -2240.9886 | -2510.7219 | -2883.1741 | 1
| 60732803 | 8308.6535 | 23189.4271 | -14880.7736 | 0 |  | -17199.7163 | -12561.8309 | -14049.9083 | -15711.639 | -18030.5817 | 1
| 60732804 | 10820.4449 | 15336.9078 | -4516.4629 | 0 |  | -6050.1537 | -2982.7721 | -3434.4184 | -5598.5074 | -7132.1982 | 1
| 60732829 | 6390.7932 | 42161.2858 | -35770.4926 | 0 |  | -39986.6212 | -31554.364 | -35131.4133 | -36409.5719 | -40625.7005 | 1
| 60732833 | 110390.7521 | 126502.4936 | -16111.7416 | 0 |  | -28761.991 | -3461.4922 | -5072.6664 | -27150.8168 | -39801.0662 | 1
| 60732834 | 107502.2794 | 101307.0036 | 6195.2757 | 1 |  | -3935.4246 | 16325.9761 | 16945.5037 | -4554.9522 | -14685.6526 | 0
| 60732838 | 25211.3358 | 35664.604 | -10453.2682 | 0 |  | -14019.7286 | -6886.8078 | -7932.1347 | -12974.4018 | -16540.8622 | 1
| 60732839 | 1586.6636 | 18823.3048 | -17236.6412 | 0 |  | -19118.9717 | -15354.3107 | -17077.9748 | -17395.3076 | -19277.638 | 1
| 60732848 | 25356.3322 | 61425.702 | -36069.3698 | 0 |  | -42211.94 | -29926.7996 | -33533.7366 | -38605.003 | -44747.5732 | 1
| 60732856 | 3217.8144 | 12840.4539 | -9622.6395 | 0 |  | -10906.6848 | -8338.5941 | -9300.858 | -9944.4209 | -11228.4663 | 1
| 60732859 | 135789.4618 | 140849.2834 | -5059.8216 | 0 |  | -19144.7499 | 9025.1068 | 8519.1246 | -18638.7677 | -32723.6961 | 1
| 60732860 | 30504.224 | 28562.6111 | 1941.6129 | 1 |  | -914.6482 | 4797.874 | 4992.0353 | -1108.8095 | -3965.0706 | 0
| 60732870 | 193689.5183 | 132575.7185 | 61113.7999 | 1 |  | 47856.228 | 74371.3717 | 80482.7517 | 41744.848 | 28487.2762 | 1
| 60732877 | 326.8843 | 3958.1906 | -3631.3063 | 0 |  | -4027.1254 | -3235.4873 | -3598.6179 | -3663.9947 | -4059.8138 | 1
| 60732882 | 395.0644 | 1499.2392 | -1104.1749 | 0 |  | -1254.0988 | -954.2509 | -1064.6684 | -1143.6813 | -1293.6052 | 1
| 60732888 | 417.1829 | 1391.2453 | -974.0624 | 0 |  | -1113.1869 | -834.9379 | -932.3441 | -1015.7807 | -1154.9052 | 1
| 60732890 | 64442.6435 | 100822.1363 | -36379.4928 | 0 |  | -46461.7064 | -26297.2792 | -29935.2284 | -42823.7571 | -52905.9708 | 1
| 60732896 | 14237.0322 | 63313.748 | -49076.7158 | 0 |  | -55408.0906 | -42745.341 | -47653.0126 | -50500.419 | -56831.7938 | 1
| 60732901 | 2076.1136 | 10468.9517 | -8392.8381 | 0 |  | -9439.7333 | -7345.943 | -8185.2268 | -8600.4495 | -9647.3447 | 1
| 60732906 | 701929.1008 | 467334.1745 | 234594.9263 | 1 |  | 187861.5089 | 281328.3438 | 304787.8364 | 164402.0162 | 117668.5988 | 1
| 60732910 | 4464.9401 | 10403.412 | -5938.4719 | 0 |  | -6978.8131 | -4898.1307 | -5491.9779 | -6384.9659 | -7425.3071 | 1
| 60732924 | 1164804.4796 | 698820.1627 | 465984.3169 | 1 |  | 396102.3006 | 535866.3332 | 582464.7649 | 349503.8689 | 279621.8527 | 1
| 60732926 | 8291.2482 | 28317.1331 | -20025.8849 | 0 |  | -22857.5982 | -17194.1715 | -19196.76 | -20855.0097 | -23686.723 | 1
| 60732927 | 294089.4997 | 111663.9143 | 182425.5854 | 1 |  | 171259.1939 | 193591.9768 | 211834.5353 | 153016.6354 | 141850.244 | 1
| 60732937 | 629691.0099 | 550892.146 | 78798.8639 | 1 |  | 23709.6493 | 133888.0785 | 141767.9649 | 15829.7629 | -39259.4517 | 0
| 60732944 | 33729.606 | 53391.5438 | -19661.9378 | 0 |  | -25001.0922 | -14322.7834 | -16288.9772 | -23034.8984 | -28374.0528 | 1
| 60732985 | 35.8775 | 361.0363 | -325.1588 | 0 |  | -361.2625 | -289.0552 | -321.5711 | -328.7466 | -364.8502 | 1
| 60732987 | 129987.6847 | 198199.3669 | -68211.6822 | 0 |  | -88031.6189 | -48391.7455 | -55212.9137 | -81210.4506 | -101030.3873 | 1
| 60733012 | 343726.9788 | 157858.7157 | 185868.263 | 1 |  | 170082.3915 | 201654.1346 | 220240.9609 | 151495.5652 | 135709.6936 | 1
| 60733027 | 2186.3414 | 23863.9198 | -21677.5784 | 0 |  | -24063.9704 | -19291.1864 | -21458.9443 | -21896.2125 | -24282.6045 | 1
| 60733039 | 3522.5338 | 10525.6023 | -7003.0685 | 0 |  | -8055.6287 | -5950.5083 | -6650.8151 | -7355.3219 | -8407.8821 | 1
| 60733045 | 559.406 | 2539.8846 | -1980.4787 | 0 |  | -2234.4671 | -1726.4902 | -1924.5381 | -2036.4193 | -2290.4077 | 1
| 60733060 | 203.0298 | 1948.2751 | -1745.2453 | 0 |  | -1940.0728 | -1550.4178 | -1724.9423 | -1765.5483 | -1960.3758 | 1
| 60733062 | 45.7785 | 283.4206 | -237.6421 | 0 |  | -265.9842 | -209.3 | -233.0643 | -242.22 | -270.562 | 1
| 60733087 | 1493.1081 | 5101.0638 | -3607.9557 | 0 |  | -4118.0621 | -3097.8493 | -3458.6449 | -3757.2665 | -4267.3729 | 1
| 60733092 | 98.6948 | 2017.6205 | -1918.9257 | 0 |  | -2120.6877 | -1717.1636 | -1909.0562 | -1928.7951 | -2130.5572 | 1
| 60733108 | 3743.7846 | 33317.5589 | -29573.7743 | 0 |  | -32905.5301 | -26242.0184 | -29199.3958 | -29948.1527 | -33279.9086 | 1
| 60733113 | 151.559 | 1660.216 | -1508.657 | 0 |  | -1674.6786 | -1342.6354 | -1493.5011 | -1523.8129 | -1689.8345 | 1
| 60733115 | 335.5075 | 1935.7779 | -1600.2704 | 0 |  | -1793.8482 | -1406.6926 | -1566.7197 | -1633.8212 | -1827.399 | 1
| 60733120 | 1311.4362 | 5066.0799 | -3754.6437 | 0 |  | -4261.2517 | -3248.0357 | -3623.5001 | -3885.7873 | -4392.3953 | 1
| 60733121 | 73711.4903 | 72981.0648 | 730.4255 | 1 |  | -6567.681 | 8028.532 | 8101.5745 | -6640.7235 | -13938.83 | 0
| 60733124 | 18015.4991 | 35058.4952 | -17042.996 | 0 |  | -20548.8455 | -13537.1465 | -15241.4461 | -18844.5459 | -22350.3955 | 1
| 60733148 | 661.3669 | 4641.2025 | -3979.8356 | 0 |  | -4443.9559 | -3515.7154 | -3913.6989 | -4045.9723 | -4510.0925 | 1
| 60733160 | 14275.8166 | 44583.0288 | -30307.2122 | 0 |  | -34765.5151 | -25848.9094 | -28879.6306 | -31734.7939 | -36193.0968 | 1
| 60733165 | 469.356 | 3084.6707 | -2615.3147 | 0 |  | -2923.7818 | -2306.8476 | -2568.3791 | -2662.2503 | -2970.7174 | 1
| 60733196 | 184.5834 | 7542.1389 | -7357.5555 | 0 |  | -8111.7694 | -6603.3416 | -7339.0972 | -7376.0139 | -8130.2278 | 1
| 60733212 | 4307.6577 | 17317.6341 | -13009.9764 | 0 |  | -14741.7398 | -11278.213 | -12579.2106 | -13440.7421 | -15172.5056 | 1
| 60733216 | 549.6767 | 2628.3585 | -2078.6818 | 0 |  | -2341.5176 | -1815.8459 | -2023.7141 | -2133.6494 | -2396.4853 | 1
| 60733223 | 755.1293 | 3438.8197 | -2683.6905 | 0 |  | -3027.5724 | -2339.8085 | -2608.1775 | -2759.2034 | -3103.0854 | 1
| 60733227 | 379.8237 | 3536.0643 | -3156.2406 | 0 |  | -3509.847 | -2802.6341 | -3118.2582 | -3194.2229 | -3547.8294 | 1
| 60733234 | 624.5368 | 4718.238 | -4093.7012 | 0 |  | -4565.525 | -3621.8774 | -4031.2476 | -4156.1549 | -4627.9787 | 1
| 60733253 | 1309.3596 | 23234.1191 | -21924.7595 | 0 |  | -24248.1714 | -19601.3476 | -21793.8235 | -22055.6955 | -24379.1074 | 1
| 60733275 | 13659.8598 | 19750.7147 | -6090.855 | 0 |  | -8065.9264 | -4115.7835 | -4724.869 | -7456.8409 | -9431.9124 | 1
| 60733303 | 599.4973 | 4658.4409 | -4058.9436 | 0 |  | -4524.7877 | -3593.0995 | -3998.9939 | -4118.8933 | -4584.7374 | 1
| 60733305 | 137008.3956 | 109704.3996 | 27303.996 | 1 |  | 16333.5561 | 38274.436 | 41004.8356 | 13603.1565 | 2632.7165 | 1
| 60733311 | 40148.1978 | 60527.5142 | -20379.3164 | 0 |  | -26432.0678 | -14326.565 | -16364.4966 | -24394.1362 | -30446.8876 | 1
| 60733315 | 654.3217 | 4760.6157 | -4106.2941 | 0 |  | -4582.3556 | -3630.2325 | -4040.8619 | -4171.7262 | -4647.7878 | 1
| 60733339 | 1340370.8821 | 315838.5107 | 1024532.3714 | 1 |  | 992948.5203 | 1056116.2225 | 1158569.4596 | 890495.2832 | 858911.4321 | 1
| 60733347 | 85594.4525 | 157339.6691 | -71745.2166 | 0 |  | -87479.1835 | -56011.2497 | -63185.7713 | -80304.6618 | -96038.6288 | 1
| 60733353 | 308.9595 | 1579.6009 | -1270.6414 | 0 |  | -1428.6015 | -1112.6813 | -1239.7455 | -1301.5374 | -1459.4974 | 1
| 60733357 | 51017.3706 | 41070.1295 | 9947.2411 | 1 |  | 5840.2282 | 14054.2541 | 15048.9782 | 4845.5041 | 738.4911 | 1
| 60733366 | 2027.1421 | 29158.6648 | -27131.5227 | 0 |  | -30047.3891 | -24215.6562 | -26928.8085 | -27334.2369 | -30250.1034 | 1
| 60733384 | 38104.7334 | 35137.3099 | 2967.4235 | 1 |  | -546.3075 | 6481.1545 | 6777.8968 | -843.0498 | -4356.7808 | 0
| 60733387 | 122.2871 | 1665.39 | -1543.1029 | 0 |  | -1709.6419 | -1376.5639 | -1530.8741 | -1555.3316 | -1721.8706 | 1
| 60733405 | 2272.8581 | 11959.8775 | -9687.0194 | 0 |  | -10883.0071 | -8491.0316 | -9459.7336 | -9914.3052 | -11110.293 | 1
| 60733407 | 57405.122 | 64669.5251 | -7264.403 | 0 |  | -13731.3556 | -797.4505 | -1523.8908 | -13004.9152 | -19471.8678 | 1
| 60733422 | 7502.1738 | 13867.5824 | -6365.4087 | 0 |  | -7752.1669 | -4978.6504 | -5615.1913 | -7115.626 | -8502.3843 | 1
| 60733433 | 216.789 | 2100.7249 | -1883.9359 | 0 |  | -2094.0084 | -1673.8634 | -1862.257 | -1905.6148 | -2115.6873 | 1
| 60733461 | 2650.1624 | 7551.207 | -4901.0446 | 0 |  | -5656.1653 | -4145.9239 | -4636.0284 | -5166.0608 | -5921.1815 | 1
| 60733489 | 4916.325 | 17223.7589 | -12307.4339 | 0 |  | -14029.8098 | -10585.058 | -11815.8014 | -12799.0664 | -14521.4423 | 1
| 60733492 | 246.994 | 1285.026 | -1038.032 | 0 |  | -1166.5346 | -909.5294 | -1013.3326 | -1062.7314 | -1191.234 | 1
| 60733495 | 73103.9095 | 72894.6583 | 209.2512 | 1 |  | -7080.2146 | 7498.7171 | 7519.6422 | -7101.1397 | -14390.6055 | 0
| 60733496 | 298.97 | 1686.3272 | -1387.3573 | 0 |  | -1555.99 | -1218.7245 | -1357.4603 | -1417.2543 | -1585.887 | 1
| 60733506 | 1059.0402 | 4021.8854 | -2962.8451 | 0 |  | -3365.0337 | -2560.6566 | -2856.9411 | -3068.7492 | -3470.9377 | 1
| 60733519 | 33765.9636 | 31151.9295 | 2614.0341 | 1 |  | -501.1589 | 5729.227 | 5990.6304 | -762.5623 | -3877.7552 | 0
| 60733520 | 1408.4684 | 5588.8109 | -4180.3425 | 0 |  | -4739.2236 | -3621.4614 | -4039.4956 | -4321.1893 | -4880.0704 | 1
| 60733550 | 12553.0814 | 30152.034 | -17598.9525 | 0 |  | -20614.1559 | -14583.7491 | -16343.6444 | -18854.2607 | -21869.4641 | 1
| 60733569 | 3577.6207 | 8980.9854 | -5403.3647 | 0 |  | -6301.4632 | -4505.2661 | -5045.6026 | -5761.1267 | -6659.2253 | 1
| 60733583 | 17009.953 | 20247.588 | -3237.6351 | 0 |  | -5262.3939 | -1212.8762 | -1536.6398 | -4938.6304 | -6963.3892 | 1
| 60733612 | 310914.5252 | 314104.7833 | -3190.2581 | 0 |  | -34600.7364 | 28220.2203 | 27901.1945 | -34281.7106 | -65692.1889 | 1
| 60733616 | 3739.4239 | 19568.6073 | -15829.1834 | 0 |  | -17786.0442 | -13872.3227 | -15455.2411 | -16203.1258 | -18159.9866 | 1
| 60733618 | 1993.5706 | 5965.015 | -3971.4444 | 0 |  | -4567.9459 | -3374.9429 | -3772.0873 | -4170.8015 | -4767.303 | 1
| 60733624 | 44764.0447 | 65042.1189 | -20278.0743 | 0 |  | -26782.2862 | -13773.8624 | -15801.6698 | -24754.4787 | -31258.6906 | 1
| 60733628 | 14875.5095 | 32505.3742 | -17629.8647 | 0 |  | -20880.4021 | -14379.3273 | -16142.3138 | -19117.4157 | -22367.9531 | 1
| 60733632 | 6139.9708 | 26264.8399 | -20124.8691 | 0 |  | -22751.3531 | -17498.3851 | -19510.872 | -20738.8662 | -23365.3502 | 1
| 60733633 | 48632.563 | 69266.1335 | -20633.5705 | 0 |  | -27560.1838 | -13706.9572 | -15770.3142 | -25496.8268 | -32423.4401 | 1
| 60733640 | 762.2334 | 2822.2912 | -2060.0578 | 0 |  | -2342.2869 | -1777.8286 | -1983.8344 | -2136.2811 | -2418.5102 | 1
| 60733655 | 75113.56 | 51133.0819 | 23980.4781 | 1 |  | 18867.1699 | 29093.7863 | 31491.8341 | 16469.1221 | 11355.8139 | 1
| 60733661 | 3065.925 | 30566.3245 | -27500.3995 | 0 |  | -30557.0319 | -24443.767 | -27193.807 | -27806.992 | -30863.6244 | 1
| 60733681 | 3172.9177 | 14059.5017 | -10886.584 | 0 |  | -12292.5341 | -9480.6338 | -10569.2922 | -11203.8757 | -12609.8259 | 1
| 60733690 | 9536.7771 | 25149.8101 | -15613.033 | 0 |  | -18128.014 | -13098.052 | -14659.3553 | -16566.7107 | -19081.6917 | 1
| 60733693 | 7021.6771 | 20978.0798 | -13956.4027 | 0 |  | -16054.2107 | -11858.5947 | -13254.235 | -14658.5704 | -16756.3784 | 1
| 60733700 | 1643.9435 | 5530.7578 | -3886.8143 | 0 |  | -4439.8901 | -3333.7385 | -3722.4199 | -4051.2086 | -4604.2844 | 1
| 60733706 | 2708.4687 | 7581.6278 | -4873.1592 | 0 |  | -5631.322 | -4114.9964 | -4602.3123 | -5144.0061 | -5902.1688 | 1
| 60733709 | 7585.9033 | 58871.9961 | -51286.0929 | 0 |  | -57173.2925 | -45398.8932 | -50527.5025 | -52044.6832 | -57931.8828 | 1
| 60733710 | 2439.6854 | 7081.9659 | -4642.2806 | 0 |  | -5350.4772 | -3934.084 | -4398.312 | -4886.2491 | -5594.4457 | 1
| 60733711 | 9629.9104 | 24783.2702 | -15153.3598 | 0 |  | -17631.6868 | -12675.0328 | -14190.3688 | -16116.3508 | -18594.6779 | 1
| 60733719 | 11871.0469 | 27797.593 | -15926.5461 | 0 |  | -18706.3054 | -13146.7868 | -14739.4414 | -17113.6508 | -19893.4101 | 1
| 60733752 | 9532.223 | 23686.9527 | -14154.7297 | 0 |  | -16523.425 | -11786.0344 | -13201.5074 | -15107.952 | -17476.6473 | 1
| 60733756 | 3425.9354 | 14526.2071 | -11100.2717 | 0 |  | -12552.8924 | -9647.651 | -10757.6782 | -11442.8653 | -12895.486 | 1
| 60733762 | 1982.4042 | 6163.5108 | -4181.1066 | 0 |  | -4797.4577 | -3564.7556 | -3982.8662 | -4379.3471 | -4995.6981 | 1
| 60733765 | 18488.7205 | 71655.8443 | -53167.1237 | 0 |  | -60332.7082 | -46001.5393 | -51318.2517 | -55015.9958 | -62181.5802 | 1
| 60733774 | 114.8829 | 1445.7962 | -1330.9133 | 0 |  | -1475.4929 | -1186.3337 | -1319.425 | -1342.4016 | -1486.9812 | 1
| 60733779 | 49277.9128 | 85146.7771 | -35868.8643 | 0 |  | -44383.542 | -27354.1866 | -30941.073 | -40796.6556 | -49311.3333 | 1
| 60733783 | 77402.0482 | 85099.4461 | -7697.3979 | 0 |  | -16207.3425 | 812.5467 | 42.8069 | -15437.6027 | -23947.5474 | 1
| 60733785 | 59.0935 | 839.8497 | -780.7562 | 0 |  | -864.7412 | -696.7712 | -774.8468 | -786.6655 | -870.6505 | 1
| 60733786 | 41867.3614 | 51685.4272 | -9818.0658 | 0 |  | -14986.6085 | -4649.5231 | -5631.3297 | -14004.802 | -19173.3447 | 1
| 60733796 | 2870.267 | 12601.316 | -9731.0489 | 0 |  | -10991.1805 | -8470.9173 | -9444.0222 | -10018.0756 | -11278.2072 | 1
| 60733797 | 28788.582 | 57864.8715 | -29076.2896 | 0 |  | -34862.7767 | -23289.8024 | -26197.4314 | -31955.1478 | -37741.6349 | 1
| 60733810 | 965.7363 | 4099.9655 | -3134.2292 | 0 |  | -3544.2257 | -2724.2326 | -3037.6555 | -3230.8028 | -3640.7993 | 1
| 60733819 | 4613.5701 | 16678.1155 | -12064.5454 | 0 |  | -13732.3569 | -10396.7338 | -11603.1884 | -12525.9024 | -14193.714 | 1
| 60733833 | 1198.8938 | 7374.5128 | -6175.619 | 0 |  | -6913.0702 | -5438.1677 | -6055.7296 | -6295.5084 | -7032.9596 | 1
| 60733836 | 4578.4722 | 10524.5883 | -5946.1161 | 0 |  | -6998.5749 | -4893.6573 | -5488.2689 | -6403.9633 | -7456.4222 | 1
| 60733847 | 17299.0211 | 21875.1017 | -4576.0805 | 0 |  | -6763.5907 | -2388.5704 | -2846.1784 | -6305.9827 | -8493.4928 | 1
| 60733848 | 39503.8014 | 68247.4167 | -28743.6154 | 0 |  | -35568.357 | -21918.8737 | -24793.2352 | -32693.9955 | -39518.7372 | 1
| 60733857 | 64868.9146 | 46217.8386 | 18651.0761 | 1 |  | 14029.2922 | 23272.8599 | 25137.9675 | 12164.1846 | 7542.4007 | 1
| 60733892 | 42868.8145 | 113980.6572 | -71111.8427 | 0 |  | -82509.9084 | -59713.777 | -66824.9612 | -75398.7241 | -86796.7898 | 1
| 60733902 | 345.8447 | 3374.8088 | -3028.9641 | 0 |  | -3366.445 | -2691.4832 | -2994.3796 | -3063.5486 | -3401.0294 | 1
| 60733922 | 445.411 | 3782.3214 | -3336.9105 | 0 |  | -3715.1426 | -2958.6783 | -3292.3694 | -3381.4516 | -3759.6837 | 1
| 60733926 | 98336.8151 | 86309.1378 | 12027.6773 | 1 |  | 3396.7635 | 20658.5911 | 21861.3588 | 2193.9958 | -6436.918 | 0
| 60733938 | 79580.9363 | 72528.6687 | 7052.2675 | 1 |  | -200.5993 | 14305.1344 | 15010.3612 | -905.8261 | -8158.693 | 0
| 60733939 | 623.2887 | 3192.4111 | -2569.1224 | 0 |  | -2888.3635 | -2249.8813 | -2506.7935 | -2631.4513 | -2950.6924 | 1
| 60733943 | 7617.3603 | 12053.9948 | -4436.6345 | 0 |  | -5642.034 | -3231.2351 | -3674.8985 | -5198.3706 | -6403.77 | 1
| 60733946 | 599794.001 | 223810.0297 | 375983.9713 | 1 |  | 353602.9683 | 398364.9742 | 435963.3714 | 316004.5712 | 293623.5682 | 1
| 60733949 | 5552.5807 | 37573.6853 | -32021.1046 | 0 |  | -35778.4732 | -28263.7361 | -31465.8466 | -32576.3627 | -36333.7312 | 1
| 60733980 | 4427.6295 | 14338.5343 | -9910.9048 | 0 |  | -11344.7583 | -8477.0514 | -9468.1419 | -10353.6678 | -11787.5212 | 1
| 60733994 | 14143.2971 | 36230.212 | -22086.9149 | 0 |  | -25709.9361 | -18463.8937 | -20672.5852 | -23501.2446 | -27124.2658 | 1
| 60734006 | 21082.3352 | 34596.1926 | -13513.8574 | 0 |  | -16973.4767 | -10054.2382 | -11405.6239 | -15622.0909 | -19081.7102 | 1
| 60734008 | 7094.1809 | 18477.243 | -11383.0621 | 0 |  | -13230.7864 | -9535.3378 | -10673.644 | -12092.4802 | -13940.2045 | 1
| 60734029 | 16282.793 | 30261.0053 | -13978.2123 | 0 |  | -17004.3128 | -10952.1118 | -12349.933 | -15606.4916 | -18632.5921 | 1
| 60734038 | 14425.0716 | 29309.9829 | -14884.9113 | 0 |  | -17815.9095 | -11953.913 | -13442.4041 | -16327.4184 | -19258.4167 | 1
| 60734047 | 38908.7848 | 53176.9033 | -14268.1186 | 0 |  | -19585.8089 | -8950.4282 | -10377.2401 | -18158.997 | -23476.6874 | 1
| 60734050 | 120231.4172 | 90589.8394 | 29641.5778 | 1 |  | 20582.5938 | 38700.5617 | 41664.7195 | 17618.4361 | 8559.4521 | 1
| 60734054 | 24999.1332 | 41232.9863 | -16233.8531 | 0 |  | -20357.1517 | -12110.5544 | -13733.9398 | -18733.7664 | -22857.065 | 1
| 60734055 | 4742.9378 | 14836.6103 | -10093.6725 | 0 |  | -11577.3336 | -8610.0115 | -9619.3788 | -10567.9663 | -12051.6273 | 1
| 60734062 | 20956.0306 | 46556.0701 | -25600.0395 | 0 |  | -30255.6466 | -20944.4325 | -23504.4365 | -27695.6426 | -32351.2496 | 1
| 60734081 | 14535.351 | 28243.9352 | -13708.5841 | 0 |  | -16532.9776 | -10884.1906 | -12255.049 | -15162.1192 | -17986.5127 | 1
| 60734087 | 12423.1728 | 26872.4375 | -14449.2647 | 0 |  | -17136.5085 | -11762.0209 | -13206.9474 | -15691.582 | -18378.8257 | 1
| 60734097 | 4256.3574 | 12909.8337 | -8653.4763 | 0 |  | -9944.4597 | -7362.4929 | -8227.8406 | -9079.1121 | -10370.0954 | 1
| 60734111 | 79768.0189 | 72842.9244 | 6925.0945 | 1 |  | -359.1979 | 14209.3869 | 14901.8964 | -1051.7074 | -8335.9998 | 0
| 60734119 | 7053.0906 | 19580.1649 | -12527.0743 | 0 |  | -14485.0907 | -10569.0578 | -11821.7652 | -13232.3833 | -15190.3998 | 1
| 60734120 | 15340.2894 | 61404.4577 | -46064.1683 | 0 |  | -52204.6141 | -39923.7225 | -44530.1394 | -47598.1972 | -53738.643 | 1
| 60734133 | 175252.685 | 118558.5945 | 56694.0905 | 1 |  | 44838.231 | 68549.9499 | 74219.359 | 39168.822 | 27312.9625 | 1
| 60734135 | 1477.3751 | 6500.3043 | -5022.9293 | 0 |  | -5672.9597 | -4372.8988 | -4875.1918 | -5170.6668 | -5820.6972 | 1
| 60734143 | 152535.5045 | 109715.4068 | 42820.0977 | 1 |  | 31848.557 | 53791.6384 | 58073.6482 | 27566.5473 | 16595.0066 | 1
| 60734152 | 119199.4537 | 90178.17 | 29021.2837 | 1 |  | 20003.4667 | 38039.1007 | 40941.2291 | 17101.3384 | 8083.5213 | 1
| 60734159 | 17500.7569 | 33722.2206 | -16221.4637 | 0 |  | -19593.6857 | -12849.2416 | -14471.388 | -17971.5394 | -21343.7614 | 1
| 60734165 | 12084.3979 | 26441.5055 | -14357.1076 | 0 |  | -17001.2582 | -11712.9571 | -13148.6678 | -15565.5474 | -18209.698 | 1
| 60734167 | 16260.7249 | 19453.6047 | -3192.8798 | 0 |  | -5138.2403 | -1247.5193 | -1566.8073 | -4818.9523 | -6764.3128 | 1
| 60734168 | 293650.995 | 155010.6017 | 138640.3933 | 1 |  | 123139.3331 | 154141.4534 | 168005.4928 | 109275.2938 | 93774.2336 | 1
| 60734197 | 15218.5042 | 29006.184 | -13787.6798 | 0 |  | -16688.2982 | -10887.0614 | -12265.8294 | -15309.5303 | -18210.1487 | 1
| 60734210 | 3296.8282 | 13592.7962 | -10295.9681 | 0 |  | -11655.2477 | -8936.6885 | -9966.2853 | -10625.6509 | -11984.9305 | 1
| 60734219 | 224.0374 | 2911.4055 | -2687.3681 | 0 |  | -2978.5087 | -2396.2276 | -2664.9644 | -2709.7718 | -3000.9124 | 1
| 60734220 | 46509.1231 | 39829.7207 | 6679.4024 | 1 |  | 2696.4303 | 10662.3745 | 11330.3147 | 2028.4901 | -1954.482 | 0
| 60734221 | 4756.3535 | 23976.4422 | -19220.0887 | 0 |  | -21617.7329 | -16822.4445 | -18744.4533 | -19695.724 | -22093.3682 | 1
| 60734223 | 204443.504 | 255363.1669 | -50919.6629 | 0 |  | -76455.9796 | -25383.3462 | -30475.3125 | -71364.0133 | -96900.33 | 1
| 60734232 | 3874.854 | 17273.0549 | -13398.2009 | 0 |  | -15125.5064 | -11670.8954 | -13010.7155 | -13785.6863 | -15512.9918 | 1
| 60734246 | 361.7915 | 2173.5673 | -1811.7758 | 0 |  | -2029.1325 | -1594.4191 | -1775.5967 | -1847.9549 | -2065.3117 | 1
| 60734274 | 14115.2073 | 28943.9933 | -14828.786 | 0 |  | -17723.1854 | -11934.3867 | -13417.2653 | -16240.3068 | -19134.7061 | 1
| 60734279 | 17054.7497 | 29791.8655 | -12737.1158 | 0 |  | -15716.3024 | -9757.9293 | -11031.6409 | -14442.5908 | -17421.7774 | 1
| 60734282 | 110008.5568 | 92855.6724 | 17152.8844 | 1 |  | 7867.3171 | 26438.4516 | 28153.74 | 6152.0287 | -3133.5386 | 0
| 60734284 | 10773.5664 | 24716.1263 | -13942.5599 | 0 |  | -16414.1725 | -11470.9473 | -12865.2032 | -15019.9165 | -17491.5291 | 1
| 60734285 | 56769.9912 | 62267.7531 | -5497.7619 | 0 |  | -11724.5373 | 729.0134 | 179.2372 | -11174.7611 | -17401.5364 | 1
| 60734286 | 4029.629 | 16250.4857 | -12220.8567 | 0 |  | -13845.9052 | -10595.8081 | -11817.8938 | -12623.8196 | -14248.8681 | 1
| 60734291 | 12541.002 | 26000.1166 | -13459.1146 | 0 |  | -16059.1263 | -10859.103 | -12205.0144 | -14713.2148 | -17313.2265 | 1
| 60734299 | 3806.678 | 13012.1662 | -9205.4882 | 0 |  | -10506.7048 | -7904.2716 | -8824.8204 | -9586.156 | -10887.3726 | 1
| 60734310 | 188619.0244 | 116919.6218 | 71699.4026 | 1 |  | 60007.4404 | 83391.3648 | 90561.305 | 52837.5001 | 41145.538 | 1
| 60734312 | 736.6523 | 4224.0145 | -3487.3622 | 0 |  | -3909.7637 | -3064.9608 | -3413.697 | -3561.0275 | -3983.4289 | 1
| 60734327 | 3974.1266 | 7551.4605 | -3577.3339 | 0 |  | -4332.48 | -2822.1878 | -3179.9212 | -3974.7466 | -4729.8926 | 1
| 60734348 | 27503.6106 | 98573.7447 | -71070.1341 | 0 |  | -80927.5086 | -61212.7596 | -68319.7731 | -73820.4952 | -83677.8696 | 1
| 60734349 | 15889.4269 | 29738.7135 | -13849.2866 | 0 |  | -16823.1579 | -10875.4152 | -12260.3439 | -15438.2293 | -18412.1006 | 1
| 60734355 | 1594.854 | 24367.7603 | -22772.9062 | 0 |  | -25209.6823 | -20336.1302 | -22613.4208 | -22932.3916 | -25369.1677 | 1
| 60734362 | 44663.7872 | 55195.6246 | -10531.8374 | 0 |  | -16051.3998 | -5012.2749 | -6065.4587 | -14998.2161 | -20517.7786 | 1
| 60734366 | 1647.2057 | 27214.0172 | -25566.8115 | 0 |  | -28288.2132 | -22845.4098 | -25402.0909 | -25731.5321 | -28452.9338 | 1
| 60734368 | 553.766 | 4566.8889 | -4013.123 | 0 |  | -4469.8119 | -3556.4341 | -3957.7464 | -4068.4996 | -4525.1885 | 1
| 60734373 | 11835.0619 | 30270.3614 | -18435.2995 | 0 |  | -21462.3357 | -15408.2634 | -17251.7933 | -19618.8057 | -22645.8419 | 1
| 60734375 | 934165.0132 | 280635.8212 | 653529.192 | 1 |  | 625465.6099 | 681592.7741 | 746945.6933 | 560112.6907 | 532049.1086 | 1
| 60734380 | 5756.7882 | 14667.3964 | -8910.6082 | 0 |  | -10377.3479 | -7443.8686 | -8334.9294 | -9486.287 | -10953.0267 | 1
| 60734441 | 5113.9451 | 14894.9485 | -9781.0034 | 0 |  | -11270.4982 | -8291.5085 | -9269.6089 | -10292.3979 | -11781.8927 | 1
| 60734450 | 403.5438 | 2286.7466 | -1883.2028 | 0 |  | -2111.8775 | -1654.5281 | -1842.8484 | -1923.5572 | -2152.2318 | 1
| 60734626 | 89.1447 | 755.0942 | -665.9495 | 0 |  | -741.4589 | -590.4401 | -657.035 | -674.864 | -750.3734 | 1
| 60734629 | 1509.7435 | 7177.2474 | -5667.5039 | 0 |  | -6385.2286 | -4949.7791 | -5516.5295 | -5818.4782 | -6536.203 | 1
| 60734633 | 17090.9905 | 33269.8245 | -16178.834 | 0 |  | -19505.8165 | -12851.8516 | -14469.735 | -17887.9331 | -21214.9155 | 1
| 60734636 | 776.1729 | 4399.5794 | -3623.4065 | 0 |  | -4063.3645 | -3183.4486 | -3545.7892 | -3701.0238 | -4140.9818 | 1
| 60734646 | 1907.1271 | 6955.7196 | -5048.5925 | 0 |  | -5744.1645 | -4353.0205 | -4857.8798 | -5239.3052 | -5934.8772 | 1
| 60734654 | 823514.9724 | 263165.187 | 560349.7854 | 1 |  | 534033.2667 | 586666.3041 | 642701.2827 | 477998.2882 | 451681.7695 | 1
| 60734664 | 7257.9955 | 20342.4138 | -13084.4183 | 0 |  | -15118.6597 | -11050.1769 | -12358.6187 | -13810.2178 | -15844.4592 | 1
| 60734667 | 32663.158 | 46343.0807 | -13679.9227 | 0 |  | -18314.2308 | -9045.6147 | -10413.6069 | -16946.2385 | -21580.5466 | 1
| 60734671 | 32914.6108 | 41181.6725 | -8267.0617 | 0 |  | -12385.229 | -4148.8945 | -4975.6007 | -11558.5228 | -15676.6901 | 1
| 60734676 | 10562.0483 | 34053.5374 | -23491.4892 | 0 |  | -26896.8429 | -20086.1354 | -22435.2843 | -24547.694 | -27953.0477 | 1
| 60734680 | 6636.842 | 17672.0661 | -11035.224 | 0 |  | -12802.4306 | -9268.0174 | -10371.5398 | -11698.9082 | -13466.1148 | 1
| 60734695 | 898.822 | 5816.2066 | -4917.3846 | 0 |  | -5499.0052 | -4335.7639 | -4827.5024 | -5007.2668 | -5588.8874 | 1
| 60734713 | 2126.6716 | 10126.6277 | -7999.9561 | 0 |  | -9012.6189 | -6987.2933 | -7787.2889 | -8212.6232 | -9225.286 | 1
| 60734753 | 1389.3733 | 5512.5053 | -4123.1321 | 0 |  | -4674.3826 | -3571.8815 | -3984.1947 | -4262.0694 | -4813.3199 | 1
| 60734784 | 4619.3013 | 8604.2743 | -3984.9729 | 0 |  | -4845.4004 | -3124.5455 | -3523.0428 | -4446.9031 | -5307.3305 | 1
| 60734785 | 382028.0638 | 165546.6974 | 216481.3665 | 1 |  | 199926.6967 | 233036.0362 | 254684.1728 | 178278.5601 | 161723.8903 | 1
| 60734797 | 4477.0103 | 20297.2842 | -15820.2739 | 0 |  | -17850.0024 | -13790.5455 | -15372.5729 | -16267.975 | -18297.7034 | 1
| 60734807 | 455008.7288 | 180616.1101 | 274392.6188 | 1 |  | 256331.0078 | 292454.2298 | 319893.4916 | 228891.7459 | 210830.1349 | 1
| 60734834 | 1977.5102 | 4522.5613 | -2545.0511 | 0 |  | -2997.3072 | -2092.7949 | -2347.3 | -2742.8021 | -3195.0582 | 1
| 60734837 | 8298.3211 | 25186.6842 | -16888.3631 | 0 |  | -19407.0315 | -14369.6947 | -16058.531 | -17718.1952 | -20236.8636 | 1
| 60734845 | 59208.3221 | 47811.6358 | 11396.6863 | 1 |  | 6615.5228 | 16177.8499 | 17317.5186 | 5475.8541 | 694.6905 | 1
| 60734864 | 4834.0683 | 14489.4346 | -9655.3664 | 0 |  | -11104.3098 | -8206.4229 | -9171.9595 | -10138.7732 | -11587.7166 | 1
| 60734867 | 712.8104 | 13292.1083 | -12579.2979 | 0 |  | -13908.5088 | -11250.0871 | -12508.0169 | -12650.579 | -13979.7898 | 1
| 60734874 | 17030.7754 | 23347.4692 | -6316.6938 | 0 |  | -8651.4407 | -3981.9469 | -4613.6163 | -8019.7713 | -10354.5183 | 1
| 60734906 | 6945.0122 | 45716.8971 | -38771.885 | 0 |  | -43343.5747 | -34200.1952 | -38077.3837 | -39466.3862 | -44038.0759 | 1
| 60734911 | 177850.6265 | 130428.213 | 47422.4135 | 1 |  | 34379.5922 | 60465.2348 | 65207.4761 | 29637.3508 | 16594.5295 | 1
| 60734914 | 16.1976 | 1102.7036 | -1086.5059 | 0 |  | -1196.7763 | -976.2356 | -1084.8862 | -1088.1257 | -1198.3961 | 1
| 60734918 | 1118.9575 | 4758.0691 | -3639.1117 | 0 |  | -4114.9186 | -3163.3047 | -3527.2159 | -3751.0074 | -4226.8143 | 1
| 60734921 | 72455.3827 | 50198.1488 | 22257.2339 | 1 |  | 17237.419 | 27277.0488 | 29502.7722 | 15011.6956 | 9991.8807 | 1
| 60734923 | 2517.3751 | 9970.1689 | -7452.7938 | 0 |  | -8449.8106 | -6455.7769 | -7201.0562 | -7704.5313 | -8701.5482 | 1
| 60734971 | 17458.6067 | 25730.9401 | -8272.3334 | 0 |  | -10845.4274 | -5699.2394 | -6526.4728 | -10018.1941 | -12591.2881 | 1
| 60734980 | 184520.5108 | 126379.7633 | 58140.7475 | 1 |  | 45502.7711 | 70778.7238 | 76592.7985 | 39688.6964 | 27050.72 | 1
| 60734992 | 122032.2653 | 197985.0137 | -75952.7484 | 0 |  | -95751.2498 | -56154.247 | -63749.5219 | -88155.9749 | -107954.4763 | 1
| 60734995 | 9755.3626 | 18278.3472 | -8522.9846 | 0 |  | -10350.8194 | -6695.1499 | -7547.4484 | -9498.5209 | -11326.3556 | 1
| 60734996 | 22563.1998 | 47969.9455 | -25406.7457 | 0 |  | -30203.7402 | -20609.7512 | -23150.4257 | -27663.0657 | -32460.0602 | 1
| 60735006 | 200.3679 | 1409.2443 | -1208.8764 | 0 |  | -1349.8008 | -1067.952 | -1188.8396 | -1228.9132 | -1369.8376 | 1
| 60735007 | 30490.0811 | 97380.4382 | -66890.3571 | 0 |  | -76628.4009 | -57152.3132 | -63841.349 | -69939.3652 | -79677.409 | 1
| 60735012 | 7144.0855 | 25983.0555 | -18838.97 | 0 |  | -21437.2755 | -16240.6644 | -18124.5614 | -19553.3785 | -22151.6841 | 1
| 60735022 | 171230.3294 | 125877.8348 | 45352.4946 | 1 |  | 32764.7111 | 57940.2781 | 62475.5276 | 28229.4617 | 15641.6782 | 1
| 60735027 | 139179.3586 | 104577.7943 | 34601.5643 | 1 |  | 24143.7849 | 45059.3437 | 48519.5002 | 20683.6284 | 10225.849 | 1
| 60735032 | 77.5958 | 771.6747 | -694.0789 | 0 |  | -771.2464 | -616.9114 | -686.3193 | -701.8385 | -779.0059 | 1
| 60735035 | 22409.992 | 46822.4445 | -24412.4525 | 0 |  | -29094.6969 | -19730.208 | -22171.4533 | -26653.4517 | -31335.6961 | 1
| 60735037 | 16377.945 | 51378.8766 | -35000.9315 | 0 |  | -40138.8192 | -29863.0439 | -33363.137 | -36638.726 | -41776.6137 | 1
| 60735045 | 40652.7429 | 63747.6717 | -23094.9288 | 0 |  | -29469.696 | -16720.1616 | -19029.6545 | -27160.2031 | -33534.9703 | 1
| 60735061 | 4822335.3933 | 699265.657 | 4123069.7363 | 1 |  | 4053143.1706 | 4192996.302 | 4605303.2756 | 3640836.197 | 3570909.6313 | 1
| 60735075 | 73.3153 | 589.6568 | -516.3415 | 0 |  | -575.3072 | -457.3758 | -509.01 | -523.673 | -582.6387 | 1
| 60735104 | 224308.0078 | 132522.8839 | 91785.1239 | 1 |  | 78532.8355 | 105037.4123 | 114215.9246 | 69354.3231 | 56102.0347 | 1
| 60735106 | 177800.2349 | 164987.5314 | 12812.7035 | 1 |  | -3686.0497 | 29311.4566 | 30592.727 | -4967.32 | -21466.0731 | 0
| 60735127 | 939.4491 | 15574.8594 | -14635.4103 | 0 |  | -16192.8962 | -13077.9243 | -14541.4654 | -14729.3552 | -16286.8411 | 1
| 60735128 | 140515.7623 | 131910.8833 | 8604.8789 | 1 |  | -4586.2094 | 21795.9673 | 22656.4551 | -5446.6973 | -18637.7856 | 0
| 60735133 | 2009.6457 | 24697.0245 | -22687.3788 | 0 |  | -25157.0813 | -20217.6764 | -22486.4142 | -22888.3434 | -25358.0458 | 1
| 60735138 | 5843.5984 | 44205.3756 | -38361.7771 | 0 |  | -42782.3147 | -33941.2396 | -37777.4173 | -38946.137 | -43366.6745 | 1
| 60735165 | 190597.4778 | 268189.0017 | -77591.5239 | 0 |  | -104410.4241 | -50772.6238 | -58531.7762 | -96651.2717 | -123470.1719 | 1
| 60735167 | 1273.943 | 5135.5407 | -3861.5977 | 0 |  | -4375.1518 | -3348.0436 | -3734.2034 | -3988.992 | -4502.5461 | 1
| 60735178 | 1421.4721 | 22522.5549 | -21101.0828 | 0 |  | -23353.3383 | -18848.8273 | -20958.9356 | -21243.23 | -23495.4855 | 1
| 60735193 | 255.5295 | 7124.4816 | -6868.9522 | 0 |  | -7581.4003 | -6156.504 | -6843.3992 | -6894.5051 | -7606.9533 | 1
| 60735260 | 228678.5662 | 98228.8145 | 130449.7517 | 1 |  | 120626.8702 | 140272.6331 | 153317.6083 | 107581.895 | 97759.0136 | 1
| 60735300 | 16180.5512 | 40073.3773 | -23892.8261 | 0 |  | -27900.1639 | -19885.4884 | -22274.771 | -25510.8812 | -29518.219 | 1
| 60735306 | 28603.713 | 37920.8145 | -9317.1015 | 0 |  | -13109.183 | -5525.0201 | -6456.7302 | -12177.4728 | -15969.5543 | 1
| 60735309 | 22528.4681 | 46951.2287 | -24422.7607 | 0 |  | -29117.8836 | -19727.6378 | -22169.9139 | -26675.6075 | -31370.7304 | 1
| 60735313 | 57022.8568 | 76956.3165 | -19933.4597 | 0 |  | -27629.0914 | -12237.8281 | -14231.1741 | -25635.7454 | -33331.3771 | 1
| 60735373 | 6950.8081 | 45736.7856 | -38785.9775 | 0 |  | -43359.656 | -34212.2989 | -38090.8966 | -39481.0583 | -44054.7368 | 1
| 60735381 | 162556.5195 | 227486.2017 | -64929.6821 | 0 |  | -87678.3023 | -42181.062 | -48674.0302 | -81185.3341 | -103933.9543 | 1
| 60735386 | 28207.2533 | 30341.7218 | -2134.4684 | 0 |  | -5168.6406 | 899.7038 | 686.2569 | -4955.1938 | -7989.3659 | 1
| 60735388 | 2486.1232 | 28162.0329 | -25675.9097 | 0 |  | -28492.113 | -22859.7064 | -25427.2974 | -25924.522 | -28740.7253 | 1
| 60735393 | 37455.0013 | 60782.8813 | -23327.88 | 0 |  | -29406.1682 | -17249.5919 | -19582.3799 | -27073.3802 | -33151.6683 | 1
| 60735402 | 2645.0023 | 27474.7768 | -24829.7744 | 0 |  | -27577.2521 | -22082.2968 | -24565.2742 | -25094.2747 | -27841.7523 | 1
| 60735410 | 257733.0052 | 286968.11 | -29235.1048 | 0 |  | -57931.9158 | -538.2938 | -3461.8043 | -55008.4054 | -83705.2164 | 1
| 60735412 | 174.2843 | 3526.1578 | -3351.8735 | 0 |  | -3704.4893 | -2999.2577 | -3334.4451 | -3369.302 | -3721.9177 | 1
| 60735424 | 28816.5846 | 30688.2656 | -1871.681 | 0 |  | -4940.5075 | 1197.1456 | 1009.9775 | -4753.3394 | -7822.166 | 1
| 60735437 | 20083.0563 | 25515.4593 | -5432.403 | 0 |  | -7983.949 | -2880.8571 | -3424.0974 | -7440.7087 | -9992.2546 | 1
| 60735439 | 143176.321 | 120745.1756 | 22431.1454 | 1 |  | 10356.6279 | 34505.663 | 36748.7775 | 8113.5133 | -3961.0042 | 0
| 60735459 | 878765.6617 | 265827.2793 | 612938.3824 | 1 |  | 586355.6545 | 639521.1103 | 700814.9486 | 525061.8162 | 498479.0883 | 1
| 60735460 | 92.2306 | 1588.8899 | -1496.6593 | 0 |  | -1655.5483 | -1337.7703 | -1487.4362 | -1505.8823 | -1664.7713 | 1
| 60735468 | 2520.9776 | 30188.4441 | -27667.4665 | 0 |  | -30686.3109 | -24648.6221 | -27415.3687 | -27919.5643 | -30938.4087 | 1
| 60735495 | 237.5872 | 3009.3696 | -2771.7824 | 0 |  | -3072.7193 | -2470.8454 | -2748.0237 | -2795.5411 | -3096.4781 | 1
| 60735502 | 4659.7714 | 19850.9421 | -15191.1707 | 0 |  | -17176.2649 | -13206.0765 | -14725.1936 | -15657.1479 | -17642.2421 | 1
| 60735518 | 88134.4967 | 93796.238 | -5661.7412 | 0 |  | -15041.365 | 3717.8826 | 3151.7084 | -14475.1909 | -23854.8147 | 1
| 60735535 | 288630.8031 | 303212.5469 | -14581.7438 | 0 |  | -44902.9985 | 15739.5109 | 14281.3365 | -43444.8241 | -73766.0788 | 1
| 60735574 | 5209.1181 | 11995.4347 | -6786.3166 | 0 |  | -7985.8601 | -5586.7731 | -6265.4048 | -7307.2284 | -8506.7719 | 1
| 60735579 | 4703.1985 | 21744.1812 | -17040.9827 | 0 |  | -19215.4008 | -14866.5646 | -16570.6628 | -17511.3025 | -19685.7207 | 1
| 60735582 | 129.4932 | 2059.9982 | -1930.5051 | 0 |  | -2136.5049 | -1724.5053 | -1917.5558 | -1943.4544 | -2149.4542 | 1
| 60735588 | 510.5886 | 2709.9877 | -2199.399 | 0 |  | -2470.3978 | -1928.4003 | -2148.3402 | -2250.4579 | -2521.4567 | 1
| 60735608 | 1226.7173 | 10633.5094 | -9406.7922 | 0 |  | -10470.1431 | -8343.4412 | -9284.1205 | -9529.4639 | -10592.8149 | 1
| 60735615 | 16177.1492 | 39829.5677 | -23652.4185 | 0 |  | -27635.3753 | -19669.4617 | -22034.7036 | -25270.1334 | -29253.0902 | 1
| 60735646 | 23993.6886 | 27979.7989 | -3986.1104 | 0 |  | -6784.0902 | -1188.1305 | -1586.7415 | -6385.4792 | -9183.4591 | 1
| 60735655 | 90984.1248 | 56488.92 | 34495.2048 | 1 |  | 28846.3128 | 40144.0968 | 43593.6173 | 25396.7923 | 19747.9003 | 1
| 60735656 | 411079.497 | 199344.8677 | 211734.6294 | 1 |  | 191800.1426 | 231669.1161 | 252842.5791 | 170626.6796 | 150692.1929 | 1
| 60735670 | 46181.2165 | 68462.6076 | -22281.3911 | 0 |  | -29127.6518 | -15435.1303 | -17663.2694 | -26899.5127 | -33745.7735 | 1
| 60735680 | 697370.0367 | 514852.0805 | 182517.9562 | 1 |  | 131032.7482 | 234003.1643 | 252254.9599 | 112780.9526 | 61295.7445 | 1
| 60735692 | 83788.1564 | 58673.6416 | 25114.5148 | 1 |  | 19247.1506 | 30981.879 | 33493.3304 | 16735.6992 | 10868.335 | 1
| 60735695 | 434878.5039 | 374463.9929 | 60414.5111 | 1 |  | 22968.1118 | 97860.9103 | 103902.3615 | 16926.6607 | -20519.7386 | 0
| 60735889 | 1019238.7628 | 581180.0323 | 438058.7305 | 1 |  | 379940.7273 | 496176.7337 | 539982.6068 | 336134.8542 | 278016.851 | 1
| 60736756 | 201379.0648 | 120017.049 | 81362.0158 | 1 |  | 69360.3109 | 93363.7207 | 101499.9222 | 61224.1093 | 49222.4044 | 1
| 60736760 | 18755.5538 | 29784.9437 | -11029.3899 | 0 |  | -14007.8843 | -8050.8955 | -9153.8345 | -12904.9453 | -15883.4397 | 1
| 60736761 | 38610.8966 | 49486.1878 | -10875.2912 | 0 |  | -15823.91 | -5926.6724 | -7014.2015 | -14736.3809 | -19684.9997 | 1
| 60736765 | 25249.0947 | 20070.1333 | 5178.9615 | 1 |  | 3171.9481 | 7185.9748 | 7703.8709 | 2654.052 | 647.0387 | 1
| 60736792 | 34461.3774 | 23939.4076 | 10521.9698 | 1 |  | 8128.029 | 12915.9106 | 13968.1075 | 7075.8321 | 4681.8913 | 1
| 60736802 | 1090.3739 | 2713.8262 | -1623.4522 | 0 |  | -1894.8348 | -1352.0696 | -1514.4148 | -1732.4896 | -2003.8722 | 1
| 60736807 | 3962.3248 | 4224.4373 | -262.1125 | 0 |  | -684.5562 | 160.3313 | 134.12 | -658.3449 | -1080.7887 | 1
| 60736832 | 1952.4858 | 4654.3962 | -2701.9104 | 0 |  | -3167.3501 | -2236.4708 | -2506.6619 | -2897.159 | -3362.5986 | 1
| 60736834 | 259.5467 | 652.7272 | -393.1805 | 0 |  | -458.4532 | -327.9078 | -367.2258 | -419.1352 | -484.4079 | 1
| 60736845 | 2608.5408 | 6587.2612 | -3978.7205 | 0 |  | -4637.4466 | -3319.9943 | -3717.8664 | -4239.5745 | -4898.3007 | 1
| 60736846 | 6725.7478 | 13729.8359 | -7004.0881 | 0 |  | -8377.0717 | -5631.1045 | -6331.5133 | -7676.6629 | -9049.6465 | 1
| 60736847 | 2106.6701 | 4950.49 | -2843.8199 | 0 |  | -3338.8689 | -2348.7709 | -2633.1529 | -3054.4869 | -3549.5359 | 1
| 60736926 | 28512.914 | 36377.7086 | -7864.7946 | 0 |  | -11502.5654 | -4227.0237 | -5013.5032 | -10716.086 | -14353.8568 | 1
| 60736959 | 7827.8396 | 14631.3259 | -6803.4863 | 0 |  | -8266.6189 | -5340.3537 | -6020.7024 | -7586.2703 | -9049.4029 | 1
| 60736967 | 768.1877 | 1960.9334 | -1192.7457 | 0 |  | -1388.839 | -996.6523 | -1115.9269 | -1269.5644 | -1465.6578 | 1
| 60736987 | 8548.9384 | 9748.3505 | -1199.4121 | 0 |  | -2174.2471 | -224.5771 | -344.5183 | -2054.3059 | -3029.141 | 1
| 60736990 | 161549.1913 | 119362.1204 | 42187.0709 | 1 |  | 30250.8588 | 54123.2829 | 58341.99 | 26032.1517 | 14095.9397 | 1
| 60737003 | 695.0752 | 4833.8136 | -4138.7385 | 0 |  | -4622.1199 | -3655.3571 | -4069.231 | -4208.246 | -4691.6274 | 1
| 60737004 | 865.134 | 3496.1123 | -2630.9783 | 0 |  | -2980.5895 | -2281.367 | -2544.4649 | -2717.4917 | -3067.1029 | 1
| 60737015 | 224141.3988 | 136049.0417 | 88092.3571 | 1 |  | 74487.453 | 101697.2613 | 110506.497 | 65678.2172 | 52073.3131 | 1
| 60737026 | 14902.9247 | 40884.0579 | -25981.1332 | 0 |  | -30069.539 | -21892.7274 | -24490.8408 | -27471.4257 | -31559.8315 | 1
| 60737029 | 8203.7443 | 14866.6527 | -6662.9084 | 0 |  | -8149.5737 | -5176.2432 | -5842.534 | -7483.2829 | -8969.9481 | 1
| 60737033 | 126.17 | 742.5214 | -616.3514 | 0 |  | -690.6036 | -542.0993 | -603.7344 | -628.9684 | -703.2206 | 1
| 60737037 | 368.5659 | 1822.9674 | -1454.4015 | 0 |  | -1636.6982 | -1272.1047 | -1417.5449 | -1491.2581 | -1673.5548 | 1
| 60737044 | 137.6612 | 802.6025 | -664.9413 | 0 |  | -745.2016 | -584.6811 | -651.1752 | -678.7074 | -758.9677 | 1
| 60737058 | 2232.7941 | 10845.5279 | -8612.7338 | 0 |  | -9697.2866 | -7528.181 | -8389.4544 | -8836.0132 | -9920.566 | 1
| 60737082 | 259738.5418 | 139403.4871 | 120335.0547 | 1 |  | 106394.706 | 134275.4034 | 146308.9089 | 94361.2005 | 80420.8518 | 1
| 60737094 | 19884.4419 | 24511.0654 | -4626.6235 | 0 |  | -7077.73 | -2175.5169 | -2638.1793 | -6615.0677 | -9066.1742 | 1
| 60737104 | 889.3916 | 5822.2606 | -4932.869 | 0 |  | -5515.095 | -4350.6429 | -4843.9298 | -5021.8081 | -5604.0342 | 1
| 60737122 | 716.9878 | 841.6426 | -124.6548 | 0 |  | -208.8191 | -40.4905 | -52.956 | -196.3536 | -280.5178 | 1
| 60737136 | 54309.8897 | 51749.8193 | 2560.0703 | 1 |  | -2614.9116 | 7735.0523 | 7991.0593 | -2870.9186 | -8045.9006 | 0
| 60737142 | 3929.1363 | 9505.271 | -5576.1347 | 0 |  | -6526.6618 | -4625.6076 | -5183.2211 | -5969.0484 | -6919.5755 | 1
| 60737147 | 356046.9735 | 174931.9899 | 181114.9836 | 1 |  | 163621.7847 | 198608.1826 | 216719.681 | 145510.2863 | 128017.0873 | 1
| 60737182 | 16792.6512 | 22106.8686 | -5314.2174 | 0 |  | -7524.9042 | -3103.5305 | -3634.9523 | -6993.4825 | -9204.1693 | 1
| 60737187 | 27841.3354 | 23880.594 | 3960.7415 | 1 |  | 1572.6821 | 6348.8009 | 6744.875 | 1176.6079 | -1211.4515 | 0
| 60737191 | 3674.6558 | 7444.7224 | -3770.0667 | 0 |  | -4514.5389 | -3025.5944 | -3402.6011 | -4137.5322 | -4882.0045 | 1
| 60737195 | 171384.9882 | 103478.725 | 67906.2632 | 1 |  | 57558.3907 | 78254.1357 | 85044.7621 | 50767.7644 | 40419.8919 | 1
| 60737205 | 842.8324 | 8181.1044 | -7338.272 | 0 |  | -8156.3824 | -6520.1615 | -7253.9887 | -7422.5552 | -8240.6657 | 1
| 60737223 | 14541.2018 | 25878.487 | -11337.2852 | 0 |  | -13925.1339 | -8749.4365 | -9883.1651 | -12791.4054 | -15379.2541 | 1
| 60737243 | 1408.8625 | 3927.9208 | -2519.0582 | 0 |  | -2911.8503 | -2126.2662 | -2378.172 | -2659.9445 | -3052.7366 | 1
| 60737391 | 72.9436 | 3425.2316 | -3352.288 | 0 |  | -3694.8111 | -3009.7648 | -3344.9936 | -3359.5823 | -3702.1055 | 1
| 60737392 | 405379.9234 | 362780.6385 | 42599.2849 | 1 |  | 6321.2211 | 78877.3488 | 83137.2772 | 2061.2926 | -34216.7713 | 0
| 60737439 | 67140.9785 | 77553.4574 | -10412.4789 | 0 |  | -18167.8246 | -2657.1332 | -3698.3811 | -17126.5767 | -24881.9225 | 1
| 60737497 | 14237.088 | 6648.9016 | 7588.1864 | 1 |  | 6923.2963 | 8253.0766 | 9011.8953 | 6164.4776 | 5499.5875 | 1
| 60737500 | 46248.3617 | 20212.5287 | 26035.833 | 1 |  | 24014.5801 | 28057.0859 | 30660.6692 | 21410.9968 | 19389.7439 | 1
| 60737696 | 3289.4317 | 9762.5468 | -6473.1151 | 0 |  | -7449.3698 | -5496.8604 | -6144.1719 | -6802.0583 | -7778.313 | 1
| 60737703 | 1043.8534 | 5188.0166 | -4144.1632 | 0 |  | -4662.9649 | -3625.3616 | -4039.7779 | -4248.5486 | -4767.3503 | 1
| 60737705 | 344.3054 | 2678.8063 | -2334.5009 | 0 |  | -2602.3816 | -2066.6203 | -2300.0704 | -2368.9315 | -2636.8121 | 1
| 60737708 | 5266.3681 | 12560.7549 | -7294.3868 | 0 |  | -8550.4623 | -6038.3113 | -6767.75 | -7821.0236 | -9077.0991 | 1
| 60739255 | 12292.3727 | 27702.9311 | -15410.5584 | 0 |  | -18180.8515 | -12640.2652 | -14181.3211 | -16639.7956 | -19410.0887 | 1
| 60739615 | 44405.1501 | 56799.3742 | -12394.2241 | 0 |  | -18074.1615 | -6714.2867 | -7953.7091 | -16834.7391 | -22514.6765 | 1
| 60739949 | 15079.614 | 31166.8982 | -16087.2842 | 0 |  | -19203.974 | -12970.5943 | -14579.3228 | -17595.2456 | -20711.9354 | 1
| 60739952 | 5203.126 | 16412.8419 | -11209.7159 | 0 |  | -12851.0001 | -9568.4317 | -10689.4033 | -11730.0285 | -13371.3127 | 1
| 60739953 | 53747.8268 | 60692.0719 | -6944.2451 | 0 |  | -13013.4523 | -875.0379 | -1569.4624 | -12319.0278 | -18388.235 | 1
| 60740253 | 60959.6141 | 12389.8913 | 48569.7228 | 1 |  | 47330.7336 | 49808.7119 | 54665.6842 | 42473.7614 | 41234.7722 | 1
| 60740255 | 133388.7789 | 30405.6055 | 102983.1734 | 1 |  | 99942.6129 | 106023.734 | 116322.0513 | 89644.2955 | 86603.735 | 1
| 60740256 | 146971.3963 | 56382.7515 | 90588.6448 | 1 |  | 84950.3697 | 96226.92 | 105285.7844 | 75891.5052 | 70253.23 | 1
| 60740257 | 38079.8285 | 14970.8982 | 23108.9303 | 1 |  | 21611.8405 | 24606.0201 | 26916.9132 | 19300.9475 | 17803.8576 | 1
| 60740315 | 3167.9532 | 9930.6218 | -6762.6686 | 0 |  | -7755.7308 | -5769.6064 | -6445.8733 | -7079.4639 | -8072.5261 | 1
| 60740404 | 247942.7717 | 160375.5129 | 87567.2588 | 1 |  | 71529.7075 | 103604.8101 | 112361.536 | 62772.9816 | 46735.4303 | 1
| 60740405 | 5421.5164 | 12576.9793 | -7155.4629 | 0 |  | -8413.1608 | -5897.765 | -6613.3112 | -7697.6145 | -8955.3125 | 1
| 60740406 | 486.3402 | 2696.5518 | -2210.2117 | 0 |  | -2479.8668 | -1940.5565 | -2161.5776 | -2258.8457 | -2528.5009 | 1
| 60740430 | 78778.9325 | 81124.1944 | -2345.2618 | 0 |  | -10457.6813 | 5767.1576 | 5532.6314 | -10223.1551 | -18335.5745 | 1
| 60740433 | 10940.1712 | 34218.6455 | -23278.4743 | 0 |  | -26700.3388 | -19856.6097 | -22184.4572 | -24372.4914 | -27794.356 | 1
| 60740434 | 643.4167 | 3877.133 | -3233.7163 | 0 |  | -3621.4296 | -2846.003 | -3169.3747 | -3298.058 | -3685.7713 | 1
| 60740437 | 4698.878 | 34389.3249 | -29690.4468 | 0 |  | -33129.3793 | -26251.5144 | -29220.559 | -30160.3346 | -33599.2671 | 1
| 60740828 | 224132.8431 | 133511.8812 | 90620.9619 | 1 |  | 77269.7738 | 103972.15 | 113034.2462 | 68207.6776 | 54856.4895 | 1
| 60741152 | 281046.2257 | 147025.4255 | 134020.8002 | 1 |  | 119318.2576 | 148723.3427 | 162125.4228 | 105916.1776 | 91213.6351 | 1
| 60744093 | 289.0187 | 2751.801 | -2462.7823 | 0 |  | -2737.9624 | -2187.6022 | -2433.8804 | -2491.6841 | -2766.8642 | 1
| 60744662 | 1822.8885 | 8225.7886 | -6402.9001 | 0 |  | -7225.479 | -5580.3213 | -6220.6113 | -6585.189 | -7407.7679 | 1
| 60744690 | 387911.2114 | 119787.2862 | 268123.9252 | 1 |  | 256145.1966 | 280102.6538 | 306915.0463 | 229332.8041 | 217354.0754 | 1
| 60745104 | 1893.5766 | 10614.2468 | -8720.6702 | 0 |  | -9782.0949 | -7659.2456 | -8531.3126 | -8910.0279 | -9971.4526 | 1
| 60745121 | 2199.4508 | 12024.2697 | -9824.8189 | 0 |  | -11027.2459 | -8622.3919 | -9604.8738 | -10044.764 | -11247.1909 | 1
| 60745196 | 54.0238 | 982.393 | -928.3691 | 0 |  | -1026.6084 | -830.1299 | -922.9668 | -933.7715 | -1032.0108 | 1
| 60745289 | 97344.3851 | 18457.5765 | 78886.8086 | 1 |  | 77041.0509 | 80732.5662 | 88621.2471 | 69152.3701 | 67306.6124 | 1
| 60745290 | 6799.8213 | 1470.0859 | 5329.7354 | 1 |  | 5182.7268 | 5476.744 | 6009.7175 | 4649.7533 | 4502.7447 | 1
| 60745553 | 15849.5302 | 45049.7343 | -29200.2041 | 0 |  | -33705.1775 | -24695.2306 | -27615.2511 | -30785.1571 | -35290.1305 | 1
| 60748087 | 40157.5385 | 40564.1299 | -406.5915 | 0 |  | -4463.0044 | 3649.8215 | 3609.1624 | -4422.3453 | -8478.7583 | 1
| 60748088 | 21380.0085 | 43652.9201 | -22272.9115 | 0 |  | -26638.2035 | -17907.6195 | -20134.9107 | -24410.9124 | -28776.2044 | 1
| 60748092 | 162218.9762 | 121238.2983 | 40980.6779 | 1 |  | 28856.848 | 53104.5077 | 57202.5755 | 24758.7802 | 12634.9504 | 1
| 60748093 | 50919.5051 | 100062.0889 | -49142.5837 | 0 |  | -59148.7926 | -39136.3749 | -44050.6332 | -54234.5343 | -64240.7431 | 1
| 60748124 | 302.0005 | 3011.6608 | -2709.6603 | 0 |  | -3010.8264 | -2408.4942 | -2679.4603 | -2739.8603 | -3041.0264 | 1
| 60748127 | 79758.8811 | 76475.3017 | 3283.5793 | 1 |  | -4363.9508 | 10931.1095 | 11259.4674 | -4692.3088 | -12339.8389 | 0
| 60748135 | 16661.3479 | 32064.5357 | -15403.1878 | 0 |  | -18609.6413 | -12196.7342 | -13737.053 | -17069.3226 | -20275.7761 | 1
| 60748139 | 990.3594 | 5658.8036 | -4668.4442 | 0 |  | -5234.3246 | -4102.5639 | -4569.4083 | -4767.4801 | -5333.3605 | 1
| 60748146 | 221841.8128 | 139213.6129 | 82628.1999 | 1 |  | 68706.8386 | 96549.5612 | 104812.3812 | 60444.0186 | 46522.6573 | 1
| 60748147 | 30165.3875 | 94048.0194 | -63882.6319 | 0 |  | -73287.4338 | -54477.83 | -60866.0931 | -66899.1706 | -76303.9726 | 1
| 60748153 | 271.8437 | 4637.8854 | -4366.0417 | 0 |  | -4829.8303 | -3902.2532 | -4338.8574 | -4393.2261 | -4857.0146 | 1
| 60748154 | 1950.2069 | 8557.629 | -6607.4221 | 0 |  | -7463.185 | -5751.6592 | -6412.4014 | -6802.4428 | -7658.2057 | 1
| 60748283 | 53924.4054 | 127948.9725 | -74024.5671 | 0 |  | -86819.4644 | -61229.6699 | -68632.1266 | -79417.0077 | -92211.9049 | 1
| 60748412 | 98686.06 | 96098.3947 | 2587.6653 | 1 |  | -7022.1742 | 12197.5048 | 12456.2713 | -7280.9407 | -16890.7802 | 0
| 60749517 | 114723.0634 | 85104.9497 | 29618.1137 | 1 |  | 21107.6188 | 38128.6087 | 41090.4201 | 18145.8074 | 9635.3124 | 1
| 60749518 | 5727.0581 | 15429.3482 | -9702.2902 | 0 |  | -11245.225 | -8159.3553 | -9129.5844 | -10274.996 | -11817.9308 | 1
| 60749553 | 100831.7037 | 41816.3681 | 59015.3356 | 1 |  | 54833.6988 | 63196.9724 | 69098.5059 | 48932.1652 | 44750.5284 | 1
| 60749554 | 2842.6318 | 1524.4978 | 1318.134 | 1 |  | 1165.6842 | 1470.5838 | 1602.3972 | 1033.8708 | 881.4211 | 1
| 60749555 | 1398.104 | 945.5188 | 452.5852 | 1 |  | 358.0333 | 547.1371 | 592.3956 | 312.7748 | 218.2229 | 1
| 60749556 | 30866.5006 | 18497.6064 | 12368.8943 | 1 |  | 10519.1336 | 14218.6549 | 15455.5443 | 9282.2442 | 7432.4836 | 1
| 60749619 | 147.2185 | 2386.3618 | -2239.1433 | 0 |  | -2477.7795 | -2000.5072 | -2224.4215 | -2253.8652 | -2492.5014 | 1
| 60751799 | 113818.549 | 103763.8116 | 10054.7374 | 1 |  | -321.6438 | 20431.1185 | 21436.5923 | -1327.1175 | -11703.4987 | 0
| 60751854 | 11702.5378 | 30715.0525 | -19012.5146 | 0 |  | -22084.0199 | -15941.0094 | -17842.2608 | -20182.7684 | -23254.2737 | 1
| 60751855 | 4721.4575 | 12508.0255 | -7786.568 | 0 |  | -9037.3705 | -6535.7654 | -7314.4222 | -8258.7137 | -9509.5163 | 1
| 60751856 | 148368.5506 | 112821.0894 | 35547.4611 | 1 |  | 24265.3522 | 46829.5701 | 50384.3162 | 20710.6061 | 9428.4971 | 1
| 60752978 | 5690.636 | 8631.653 | -2941.017 | 0 |  | -3804.1823 | -2077.8517 | -2371.9534 | -3510.0806 | -4373.2459 | 1
| 60753077 | 98407.6656 | 46220.6271 | 52187.0385 | 1 |  | 47564.9758 | 56809.1012 | 62027.805 | 42346.2719 | 37724.2092 | 1
| 60753086 | 2377.5928 | 11263.5606 | -8885.9678 | 0 |  | -10012.3238 | -7759.6117 | -8648.2085 | -9123.727 | -10250.0831 | 1
| 60753089 | 58.8995 | 1108.4254 | -1049.5259 | 0 |  | -1160.3684 | -938.6834 | -1043.6359 | -1055.4159 | -1166.2584 | 1
| 60753199 | 7139.9764 | 23056.4434 | -15916.4669 | 0 |  | -18222.1113 | -13610.8226 | -15202.4693 | -16630.4646 | -18936.1089 | 1
| 60753226 | 22372.1477 | 85071.7028 | -62699.5552 | 0 |  | -71206.7255 | -54192.3849 | -60462.3404 | -64936.7699 | -73443.9402 | 1
| 60753250 | 8726.5277 | 24830.0508 | -16103.5232 | 0 |  | -18586.5282 | -13620.5181 | -15230.8704 | -16976.1759 | -19459.181 | 1
| 60753256 | 22270.5452 | 36452.0072 | -14181.462 | 0 |  | -17826.6627 | -10536.2613 | -11954.4075 | -16408.5165 | -20053.7172 | 1
| 60753262 | 183.9253 | 1477.1668 | -1293.2415 | 0 |  | -1440.9581 | -1145.5248 | -1274.8489 | -1311.634 | -1459.3507 | 1
| 60753263 | 20176.5388 | 40497.1547 | -20320.6159 | 0 |  | -24370.3314 | -16270.9004 | -18302.962 | -22338.2698 | -26387.9853 | 1
| 60753268 | 816429.7225 | 263610.4284 | 552819.2941 | 1 |  | 526458.2513 | 579180.3369 | 634462.2664 | 471176.3219 | 444815.279 | 1
| 60753270 | 181165.1366 | 127104.5877 | 54060.5488 | 1 |  | 41350.0901 | 66771.0076 | 72177.0625 | 35944.0352 | 23233.5764 | 1
| 60753288 | 30308.4905 | 96399.2751 | -66090.7845 | 0 |  | -75730.7121 | -56450.857 | -63059.9355 | -69121.6336 | -78761.5611 | 1
| 60753293 | 2946.9723 | 7706.3532 | -4759.3809 | 0 |  | -5530.0162 | -3988.7456 | -4464.6837 | -5054.0781 | -5824.7134 | 1
| 60753596 | 82345.4187 | 28435.4605 | 53909.9582 | 1 |  | 51066.4122 | 56753.5043 | 62144.5001 | 45675.4164 | 42831.8703 | 1
| 60755507 | 1106.3592 | 6428.2071 | -5321.848 | 0 |  | -5964.6687 | -4679.0272 | -5211.212 | -5432.4839 | -6075.3046 | 1
| 60755530 | 5343.148 | 21473.9543 | -16130.8063 | 0 |  | -18278.2017 | -13983.4109 | -15596.4915 | -16665.1211 | -18812.5165 | 1
| 60755532 | 28937.1191 | 50718.9947 | -21781.8756 | 0 |  | -26853.775 | -16709.9761 | -18888.1636 | -24675.5875 | -29747.4869 | 1
| 60755556 | 32359.5849 | 41269.3858 | -8909.801 | 0 |  | -13036.7395 | -4782.8624 | -5673.8425 | -12145.7594 | -16272.698 | 1
| 60755808 | 44142.1724 | 120172.5919 | -76030.4195 | 0 |  | -88047.6787 | -64013.1603 | -71616.2023 | -80444.6368 | -92461.896 | 1
| 60755952 | 2561.4352 | 5596.9231 | -3035.4879 | 0 |  | -3595.1803 | -2475.7956 | -2779.3444 | -3291.6315 | -3851.3238 | 1
| 60755953 | 1199.0989 | 4985.2112 | -3786.1123 | 0 |  | -4284.6334 | -3287.5912 | -3666.2024 | -3906.0222 | -4404.5433 | 1
| 60756008 | 2602694.823 | 975634.1185 | 1627060.7045 | 1 |  | 1529497.2926 | 1724624.1163 | 1887330.1868 | 1366791.2222 | 1269227.8103 | 1
| 60756010 | 1334.146 | 9745.2281 | -8411.0821 | 0 |  | -9385.6049 | -7436.5593 | -8277.6675 | -8544.4967 | -9519.0195 | 1
| 60756011 | 265.1094 | 1865.5565 | -1600.4471 | 0 |  | -1787.0028 | -1413.8915 | -1573.9362 | -1626.9581 | -1813.5137 | 1
| 60756013 | 3173.1761 | 17065.5691 | -13892.393 | 0 |  | -15598.9499 | -12185.8361 | -13575.0754 | -14209.7106 | -15916.2675 | 1
| 60756014 | 167.5683 | 2549.8188 | -2382.2505 | 0 |  | -2637.2324 | -2127.2686 | -2365.4937 | -2399.0073 | -2653.9892 | 1
| 60756031 | 16063.9783 | 28038.1055 | -11974.1272 | 0 |  | -14777.9377 | -9170.3166 | -10367.7294 | -13580.525 | -16384.3356 | 1
| 60756045 | 2235.679 | 13725.4331 | -11489.754 | 0 |  | -12862.2973 | -10117.2107 | -11266.1861 | -11713.3219 | -13085.8652 | 1
| 60756088 | 428270.4787 | 187385.5405 | 240884.9382 | 1 |  | 222146.3841 | 259623.4922 | 283711.986 | 198057.8903 | 179319.3363 | 1
| 60756092 | 790.9912 | 3818.8264 | -3027.8353 | 0 |  | -3409.7179 | -2645.9526 | -2948.7361 | -3106.9344 | -3488.817 | 1
| 60756176 | 4688.7199 | 15795.5016 | -11106.7817 | 0 |  | -12686.3319 | -9527.2316 | -10637.9097 | -11575.6537 | -13155.2039 | 1
| 60756181 | 173.7525 | 1439.9186 | -1266.1661 | 0 |  | -1410.1579 | -1122.1742 | -1248.7908 | -1283.5413 | -1427.5332 | 1
| 60756761 | 1053.6579 | 2530.5562 | -1476.8983 | 0 |  | -1729.9539 | -1223.8427 | -1371.5325 | -1582.2641 | -1835.3197 | 1
| 60756788 | 343600.3501 | 159385.4149 | 184214.9351 | 1 |  | 168276.3936 | 200153.4766 | 218574.9701 | 149854.9001 | 133916.3586 | 1
| 60756791 | 199.1397 | 2472.218 | -2273.0783 | 0 |  | -2520.3001 | -2025.8565 | -2253.1644 | -2292.9923 | -2540.2141 | 1
| 60756792 | 2274.6026 | 11357.2331 | -9082.6306 | 0 |  | -10218.3539 | -7946.9072 | -8855.1703 | -9310.0908 | -10445.8141 | 1
| 60756796 | 2573.1514 | 14417.2358 | -11844.0844 | 0 |  | -13285.808 | -10402.3608 | -11586.7693 | -12101.3996 | -13543.1232 | 1
| 60758889 | 4654.5118 | 4977.606 | -323.0942 | 0 |  | -820.8548 | 174.6664 | 142.357 | -788.5453 | -1286.3059 | 1
| 60758890 | 4572.9454 | 4901.0469 | -328.1015 | 0 |  | -818.2062 | 162.0031 | 129.193 | -785.3961 | -1275.5008 | 1
| 60759953 | 179927.4467 | 53916.0371 | 126011.4096 | 1 |  | 120619.8059 | 131403.0133 | 144004.1542 | 108018.6649 | 102627.0612 | 1
| 60759993 | 30728.9051 | 55142.79 | -24413.8849 | 0 |  | -29928.1639 | -18899.6059 | -21340.9944 | -27486.7754 | -33001.0544 | 1
| 60762583 | 32249.0744 | 56492.8236 | -24243.7492 | 0 |  | -29893.0315 | -18594.4668 | -21018.8417 | -27468.6566 | -33117.939 | 1
| 60762592 | 4073.2457 | 19715.5535 | -15642.3078 | 0 |  | -17613.8631 | -13670.7524 | -15234.9832 | -16049.6323 | -18021.1877 | 1
| 60762671 | 48801.4091 | 77698.7525 | -28897.3433 | 0 |  | -36667.2186 | -21127.4681 | -24017.2024 | -33777.4843 | -41547.3595 | 1
| 60762672 | 10940.3888 | 35135.5456 | -24195.1568 | 0 |  | -27708.7114 | -20681.6023 | -23101.1179 | -25289.1957 | -28802.7503 | 1
| 60762699 | 58032.6752 | 141702.9346 | -83670.2594 | 0 |  | -97840.5528 | -69499.9659 | -77866.9918 | -89473.5269 | -103643.8203 | 1
| 60763047 | 308249.1797 | 111758.2189 | 196490.9608 | 1 |  | 185315.1389 | 207666.7827 | 227315.8788 | 165666.0429 | 154490.221 | 1
| 60763428 | 2077.0152 | 1967.5377 | 109.4775 | 1 |  | -87.2763 | 306.2312 | 317.179 | -98.224 | -294.9778 | 0
| 60763899 | 87.1998 | 886.2598 | -799.06 | 0 |  | -887.686 | -710.434 | -790.34 | -807.78 | -896.406 | 1
| 60763905 | 9770.8769 | 14631.8763 | -4860.9994 | 0 |  | -6324.187 | -3397.8118 | -3883.9117 | -5838.0871 | -7301.2747 | 1
| 60763913 | 16371.5901 | 21240.6016 | -4869.0115 | 0 |  | -6993.0716 | -2744.9513 | -3231.8525 | -6506.1705 | -8630.2306 | 1
| 60767202 | 79294.3221 | 16830.8234 | 62463.4987 | 1 |  | 60780.4164 | 64146.5811 | 70392.931 | 54534.0665 | 52850.9842 | 1
| 60767203 | 46319.1809 | 10202.8881 | 36116.2927 | 1 |  | 35096.0039 | 37136.5816 | 40748.2108 | 31484.3747 | 30464.0858 | 1
| 60767205 | 2232.905 | 1224.0011 | 1008.9039 | 1 |  | 886.5038 | 1131.304 | 1232.1944 | 785.6134 | 663.2133 | 1
| 60767206 | 10927.7794 | 5725.9475 | 5201.8319 | 1 |  | 4629.2372 | 5774.4267 | 6294.6098 | 4109.054 | 3536.4592 | 1
| 60767210 | 20690.3537 | 10614.7972 | 10075.5565 | 1 |  | 9014.0768 | 11137.0362 | 12144.5919 | 8006.5212 | 6945.0414 | 1
| 60767952 | 95.6826 | 1174.497 | -1078.8144 | 0 |  | -1196.2641 | -961.3647 | -1069.2462 | -1088.3827 | -1205.8324 | 1
| 60767955 | 194.3382 | 1969.2408 | -1774.9026 | 0 |  | -1971.8266 | -1577.9785 | -1755.4687 | -1794.3364 | -1991.2605 | 1
| 60769962 | 47548.4129 | 44928.2495 | 2620.1634 | 1 |  | -1872.6616 | 7112.9883 | 7375.0047 | -2134.6779 | -6627.5028 | 0
| 60770343 | 23587.7911 | 12757.8998 | 10829.8913 | 1 |  | 9554.1013 | 12105.6813 | 13188.6704 | 8471.1122 | 7195.3222 | 1
| 60771550 | 628252.1725 | 238405.0319 | 389847.1406 | 1 |  | 366006.6374 | 413687.6438 | 452672.3579 | 327021.9234 | 303181.4202 | 1
| 60771557 | 74688.6271 | 81827.5547 | -7138.9276 | 0 |  | -15321.6831 | 1043.8279 | 329.9351 | -14607.7903 | -22790.5458 | 1
| 60771588 | 214777.9218 | 128165.1318 | 86612.79 | 1 |  | 73796.2768 | 99429.3032 | 108090.5822 | 65134.9978 | 52318.4846 | 1
| 60774629 | 24948.6137 | 29525.1764 | -4576.5627 | 0 |  | -7529.0803 | -1624.045 | -2081.7013 | -7071.424 | -10023.9417 | 1
| 60774635 | 6955.6747 | 12379.4975 | -5423.8228 | 0 |  | -6661.7726 | -4185.8731 | -4728.2553 | -6119.3903 | -7357.34 | 1
| 60775305 | 29733.7254 | 114736.418 | -85002.6926 | 0 |  | -96476.3344 | -73529.0508 | -82029.3201 | -87976.0652 | -99449.707 | 1
| 60775306 | 15755.5859 | 22057.8801 | -6302.2941 | 0 |  | -8508.0822 | -4096.5061 | -4726.7356 | -7877.8527 | -10083.6408 | 1
| 60775451 | 40329.4586 | 133718.8303 | -93389.3717 | 0 |  | -106761.2547 | -80017.4887 | -89356.4258 | -97422.3176 | -110794.2006 | 1
| 60775452 | 120102.3545 | 231172.1928 | -111069.8383 | 0 |  | -134187.0576 | -87952.619 | -99059.6029 | -123080.0738 | -146197.293 | 1
| 60775454 | 868656.1356 | 622669.5307 | 245986.6048 | 1 |  | 183719.6517 | 308253.5579 | 332852.2184 | 159120.9913 | 96854.0382 | 1
| 60775456 | 423.5313 | 6319.2358 | -5895.7045 | 0 |  | -6527.6281 | -5263.7809 | -5853.3514 | -5938.0577 | -6569.9812 | 1
| 60775458 | 186978.0822 | 288581.2836 | -101603.2014 | 0 |  | -130461.3297 | -72745.073 | -82905.3931 | -120301.0096 | -149159.1379 | 1
| 60775459 | 50532.3855 | 149748.914 | -99216.5286 | 0 |  | -114191.42 | -84241.6372 | -94163.29 | -104269.7671 | -119244.6585 | 1
| 60775461 | 27792.5472 | 110908.9979 | -83116.4507 | 0 |  | -94207.3505 | -72025.5509 | -80337.196 | -85895.7055 | -96986.6053 | 1
| 60775463 | 1673860.4131 | 864579.272 | 809281.141 | 1 |  | 722823.2138 | 895739.0682 | 976667.1823 | 641895.0997 | 555437.1725 | 1
| 60775464 | 131731.9667 | 242132.9338 | -110400.9671 | 0 |  | -134614.2605 | -86187.6737 | -97227.7705 | -123574.1638 | -147787.4572 | 1
| 60775465 | 766363.2386 | 584824.0367 | 181539.2019 | 1 |  | 123056.7982 | 240021.6056 | 258175.5257 | 104902.878 | 46420.4744 | 1
| 60775982 | 194.688 | 2537.1605 | -2342.4725 | 0 |  | -2596.1885 | -2088.7564 | -2323.0037 | -2361.9413 | -2615.6573 | 1
| 60775984 | 514.3853 | 4848.6734 | -4334.2881 | 0 |  | -4819.1554 | -3849.4208 | -4282.8496 | -4385.7266 | -4870.594 | 1
| 60775985 | 67.2683 | 1146.4003 | -1079.132 | 0 |  | -1193.772 | -964.492 | -1072.4051 | -1085.8588 | -1200.4988 | 1
| 60776152 | 433907.9581 | 389919.5216 | 43988.4365 | 1 |  | 4996.4843 | 82980.3886 | 87379.2323 | 597.6407 | -38394.3115 | 0
| 60776153 | 630416.3553 | 470282.0835 | 160134.2718 | 1 |  | 113106.0635 | 207162.4802 | 223175.9074 | 97092.6363 | 50064.4279 | 1
| 60776849 | 9797.4389 | 21779.4042 | -11981.9653 | 0 |  | -14159.9058 | -9804.0249 | -11002.2214 | -12961.7092 | -15139.6496 | 1
| 60778696 | 1857.6488 | 12328.0685 | -10470.4197 | 0 |  | -11703.2265 | -9237.6128 | -10284.6548 | -10656.1846 | -11888.9914 | 1
| 60779213 | 49971.802 | 83492.9447 | -33521.1427 | 0 |  | -41870.4371 | -25171.8482 | -28523.9625 | -38518.3229 | -46867.6173 | 1
| 60779219 | 14728.7512 | 29664.9652 | -14936.214 | 0 |  | -17902.7105 | -11969.7175 | -13463.3389 | -16409.0891 | -19375.5856 | 1
| 60782008 | 29580.9158 | 47094.3224 | -17513.4066 | 0 |  | -22222.8388 | -12803.9744 | -14555.315 | -20471.4982 | -25180.9304 | 1
| 60782199 | 50910.7913 | 58815.3436 | -7904.5523 | 0 |  | -13786.0867 | -2023.018 | -2813.4732 | -12995.6314 | -18877.1658 | 1
| 60782201 | 126638.1685 | 95725.8008 | 30912.3676 | 1 |  | 21339.7876 | 40484.9477 | 43576.1845 | 18248.5508 | 8675.9707 | 1
| 60782204 | 379992.8004 | 168621.5598 | 211371.2406 | 1 |  | 194509.0846 | 228233.3966 | 249370.5207 | 173371.9606 | 156509.8046 | 1
| 60782211 | 28155.2081 | 31517.2328 | -3362.0247 | 0 |  | -6513.748 | -210.3014 | -546.5039 | -6177.5455 | -9329.2688 | 1
| 60782216 | 124976.3342 | 99981.1859 | 24995.1483 | 1 |  | 14997.0297 | 34993.2669 | 37492.7817 | 12497.5149 | 2499.3963 | 1
| 60782237 | 51305.1297 | 42594.7194 | 8710.4103 | 1 |  | 4450.9384 | 12969.8822 | 13840.9233 | 3579.8973 | -679.5746 | 0
| 60784236 | 42177.8348 | 59578.1428 | -17400.3081 | 0 |  | -23358.1223 | -11442.4938 | -13182.5246 | -21618.0915 | -27575.9058 | 1
| 60784282 | 45738.2229 | 68876.4784 | -23138.2555 | 0 |  | -30025.9034 | -16250.6077 | -18564.4333 | -27712.0778 | -34599.7257 | 1
| 60784287 | 1024.715 | 5479.5495 | -4454.8345 | 0 |  | -5002.7894 | -3906.8796 | -4352.363 | -4557.306 | -5105.2609 | 1
| 60784298 | 268.3465 | 1449.2984 | -1180.9518 | 0 |  | -1325.8817 | -1036.022 | -1154.1172 | -1207.7865 | -1352.7163 | 1
| 60784328 | 2255.2374 | 7060.4179 | -4805.1805 | 0 |  | -5511.2223 | -4099.1387 | -4579.6567 | -5030.7042 | -5736.746 | 1
| 60784330 | 5794.587 | 12937.973 | -7143.386 | 0 |  | -8437.1833 | -5849.5887 | -6563.9273 | -7722.8447 | -9016.642 | 1
| 60784338 | 169.7151 | 1845.3578 | -1675.6426 | 0 |  | -1860.1784 | -1491.1068 | -1658.6711 | -1692.6141 | -1877.1499 | 1
| 60784364 | 2731.1432 | 13510.2422 | -10779.0991 | 0 |  | -12130.1233 | -9428.0748 | -10505.9847 | -11052.2134 | -12403.2376 | 1
| 60784390 | 170327.8258 | 97349.6529 | 72978.1729 | 1 |  | 63243.2076 | 82713.1382 | 90010.9555 | 55945.3903 | 46210.425 | 1
| 60784405 | 19202.4074 | 25207.9556 | -6005.5482 | 0 |  | -8526.3438 | -3484.7527 | -4085.3075 | -7925.789 | -10446.5845 | 1
| 60784408 | 1154259.4151 | 216523.7062 | 937735.7089 | 1 |  | 916083.3383 | 959388.0795 | 1053161.6504 | 822309.7674 | 800657.3968 | 1
| 60784452 | 116261.2995 | 103378.5594 | 12882.74 | 1 |  | 2544.8841 | 23220.596 | 24508.87 | 1256.6101 | -9081.2459 | 0
| 60784491 | 897.3246 | 6605.9735 | -5708.6489 | 0 |  | -6369.2463 | -5048.0516 | -5618.9164 | -5798.3814 | -6458.9787 | 1
| 60784514 | 28591.5921 | 31895.4649 | -3303.8728 | 0 |  | -6493.4193 | -114.3263 | -444.7136 | -6163.032 | -9352.5785 | 1
| 60784515 | 41223.0337 | 60261.6902 | -19038.6565 | 0 |  | -25064.8255 | -13012.4875 | -14916.3531 | -23160.9599 | -29187.1289 | 1
| 60784581 | 142978.5026 | 71874.5012 | 71104.0014 | 1 |  | 63916.5513 | 78291.4515 | 85401.8517 | 56806.1511 | 49618.701 | 1
| 60784583 | 39239.9183 | 37168.4064 | 2071.512 | 1 |  | -1645.3287 | 5788.3526 | 5995.5038 | -1852.4799 | -5569.3205 | 0
| 60784586 | 22378.97 | 27822.6247 | -5443.6548 | 0 |  | -8225.9172 | -2661.3923 | -3205.7578 | -7681.5517 | -10463.8142 | 1
| 60784590 | 6847.5949 | 14949.0424 | -8101.4475 | 0 |  | -9596.3518 | -6606.5433 | -7416.688 | -8786.207 | -10281.1113 | 1
| 60784591 | 5032.7049 | 12756.9691 | -7724.2642 | 0 |  | -8999.9611 | -6448.5673 | -7220.9937 | -8227.5347 | -9503.2316 | 1
| 60784593 | 394692.1572 | 120097.832 | 274594.3251 | 1 |  | 262584.5419 | 286604.1083 | 314063.5409 | 235125.1094 | 223115.3262 | 1
| 60784618 | 937.1958 | 3814.0098 | -2876.814 | 0 |  | -3258.215 | -2495.4131 | -2783.0945 | -2970.5336 | -3351.9346 | 1
| 60784658 | 1485.0463 | 6448.4524 | -4963.4062 | 0 |  | -5608.2514 | -4318.5609 | -4814.9015 | -5111.9108 | -5756.756 | 1
| 60784703 | 3171.8659 | 14044.0916 | -10872.2257 | 0 |  | -12276.6349 | -9467.8165 | -10555.0391 | -11189.4123 | -12593.8215 | 1
| 60784743 | 85234.3043 | 57317.6338 | 27916.6705 | 1 |  | 22184.9072 | 33648.4339 | 36440.101 | 19393.2401 | 13661.4767 | 1
| 60784753 | 2295.267 | 11497.575 | -9202.308 | 0 |  | -10352.0655 | -8052.5505 | -8972.7813 | -9431.8347 | -10581.5922 | 1
| 60784780 | 118183.4302 | 70120.7411 | 48062.689 | 1 |  | 41050.6149 | 55074.7631 | 59881.0321 | 36244.346 | 29232.2719 | 1
| 60784782 | 3513.2429 | 16007.4333 | -12494.1904 | 0 |  | -14094.9337 | -10893.4471 | -12142.8661 | -12845.5147 | -14446.258 | 1
| 60784787 | 133318.127 | 74768.0278 | 58550.0992 | 1 |  | 51073.2964 | 66026.902 | 71881.9119 | 45218.2865 | 37741.4837 | 1
| 60784790 | 970.4166 | 13331.9255 | -12361.5089 | 0 |  | -13694.7015 | -11028.3164 | -12264.4673 | -12458.5506 | -13791.7431 | 1
| 60784798 | 869.4436 | 8472.7042 | -7603.2607 | 0 |  | -8450.5311 | -6755.9903 | -7516.3163 | -7690.205 | -8537.4755 | 1
| 60784799 | 3430.481 | 15811.2191 | -12380.7381 | 0 |  | -13961.86 | -10799.6162 | -12037.69 | -12723.7862 | -14304.9081 | 1
| 60784800 | 1707.5583 | 7944.1426 | -6236.5843 | 0 |  | -7030.9985 | -5442.17 | -6065.8284 | -6407.3401 | -7201.7543 | 1
| 60784805 | 355.4291 | 5091.177 | -4735.748 | 0 |  | -5244.8657 | -4226.6303 | -4700.2051 | -4771.2909 | -5280.4086 | 1
| 60784808 | 25806.3837 | 51595.1681 | -25788.7845 | 0 |  | -30948.3013 | -20629.2676 | -23208.1461 | -28369.4228 | -33528.9396 | 1
| 60784809 | 3689.4442 | 26521.8581 | -22832.4138 | 0 |  | -25484.5996 | -20180.228 | -22463.4694 | -23201.3583 | -25853.5441 | 1
| 60784814 | 575607.6364 | 214051.593 | 361556.0434 | 1 |  | 340150.8841 | 382961.2027 | 419116.8071 | 303995.2798 | 282590.1205 | 1
| 60784847 | 6339.4158 | 17238.9694 | -10899.5535 | 0 |  | -12623.4504 | -9175.6566 | -10265.6119 | -11533.4951 | -13257.392 | 1
| 60784885 | 5584.046 | 11843.5841 | -6259.5381 | 0 |  | -7443.8966 | -5075.1797 | -5701.1335 | -6817.9427 | -8002.3012 | 1
| 60784900 | 9072.1086 | 21180.7466 | -12108.638 | 0 |  | -14226.7127 | -9990.5633 | -11201.4271 | -13015.8489 | -15133.9235 | 1
| 60784925 | 3084.5034 | 14264.2357 | -11179.7323 | 0 |  | -12606.1559 | -9753.3088 | -10871.282 | -11488.1827 | -12914.6062 | 1
| 60784927 | 123660.9726 | 86418.4397 | 37242.5328 | 1 |  | 28600.6888 | 45884.3768 | 49608.6301 | 24876.4356 | 16234.5916 | 1
| 60784929 | 10184.8516 | 27899.4097 | -17714.558 | 0 |  | -20504.499 | -14924.6171 | -16696.0729 | -18733.0432 | -21522.9842 | 1
| 60784936 | 5422.2242 | 11897.5811 | -6475.3569 | 0 |  | -7665.115 | -5285.5988 | -5933.1344 | -7017.5793 | -8207.3374 | 1
| 60784952 | 11099.0113 | 18993.9969 | -7894.9856 | 0 |  | -9794.3853 | -5995.5859 | -6785.0845 | -9004.8867 | -10904.2864 | 1
| 60785009 | 44763.5616 | 46588.719 | -1825.1574 | 0 |  | -6484.0293 | 2833.7145 | 2651.1987 | -6301.5136 | -10960.3855 | 1
| 60785023 | 3602.6041 | 9016.4763 | -5413.8723 | 0 |  | -6315.5199 | -4512.2246 | -5053.6118 | -5774.1327 | -6675.7803 | 1
| 60785055 | 605.8577 | 4802.9935 | -4197.1358 | 0 |  | -4677.4352 | -3716.8365 | -4136.5501 | -4257.7216 | -4738.0209 | 1
| 60785086 | 81606.6433 | 157014.8246 | -75408.1812 | 0 |  | -91109.6637 | -59706.6988 | -67247.5169 | -83568.8456 | -99270.328 | 1
| 60785109 | 29681.3785 | 32554.8361 | -2873.4576 | 0 |  | -6128.9412 | 382.026 | 94.6802 | -5841.5955 | -9097.0791 | 1
| 60785118 | 7102.7718 | 22672.1271 | -15569.3553 | 0 |  | -17836.568 | -13302.1426 | -14859.0781 | -16279.6325 | -18546.8452 | 1
| 60785140 | 18015.8267 | 24992.9818 | -6977.1551 | 0 |  | -9476.4532 | -4477.8569 | -5175.5724 | -8778.7377 | -11278.0359 | 1
| 60785187 | 1521.2749 | 11098.5277 | -9577.2528 | 0 |  | -10687.1055 | -8467.4 | -9425.1253 | -9729.3803 | -10839.233 | 1
| 60785196 | 7767.7889 | 17559.909 | -9792.1201 | 0 |  | -11548.111 | -8036.1292 | -9015.3412 | -10568.8989 | -12324.8898 | 1
| 60785201 | 19601.4219 | 32524.6688 | -12923.247 | 0 |  | -16175.7138 | -9670.7801 | -10963.1048 | -14883.3891 | -18135.856 | 1
| 60785202 | 994588.9383 | 313564.9727 | 681023.9656 | 1 |  | 649667.4683 | 712380.4629 | 780482.8594 | 581565.0718 | 550208.5745 | 1
| 60785206 | 33363.7297 | 34181.5893 | -817.8596 | 0 |  | -4236.0185 | 2600.2994 | 2518.5134 | -4154.2325 | -7572.3915 | 1
| 60785209 | 174205.8735 | 116285.0565 | 57920.817 | 1 |  | 46292.3113 | 69549.3226 | 75341.4043 | 40500.2296 | 28871.724 | 1
| 60785229 | 25692.6943 | 31934.505 | -6241.8107 | 0 |  | -9435.2612 | -3048.3602 | -3672.5412 | -8811.0801 | -12004.5306 | 1
| 60785241 | 319750.9228 | 156737.632 | 163013.2908 | 1 |  | 147339.5276 | 178687.054 | 194988.383 | 131038.1985 | 115364.4353 | 1
| 60785242 | 6247.248 | 14235.1673 | -7987.9193 | 0 |  | -9411.436 | -6564.4026 | -7363.1945 | -8612.6441 | -10036.1608 | 1
| 60785250 | 788374.158 | 274450.3229 | 513923.8351 | 1 |  | 486478.8028 | 541368.8674 | 592761.2509 | 435086.4193 | 407641.387 | 1
| 60785257 | 10220.9931 | 20696.0416 | -10475.0485 | 0 |  | -12544.6526 | -8405.4443 | -9452.9491 | -11497.1478 | -13566.7519 | 1
| 60785267 | 331798.4754 | 116207.0097 | 215591.4657 | 1 |  | 203970.7647 | 227212.1667 | 248771.3132 | 182411.6182 | 170790.9172 | 1
| 60785278 | 2047965.2789 | 451394.4297 | 1596570.8493 | 1 |  | 1551431.4063 | 1641710.2922 | 1801367.3772 | 1391774.3214 | 1346634.8784 | 1
| 60785362 | 514820.3843 | 224670.7931 | 290149.5912 | 1 |  | 267682.5119 | 312616.6705 | 341631.6297 | 238667.5528 | 216200.4735 | 1
| 60785387 | 31438.041 | 42007.0906 | -10569.0496 | 0 |  | -14769.7587 | -6368.3405 | -7425.2455 | -13712.8537 | -17913.5628 | 1
| 60785390 | 16485.6021 | 23502.8688 | -7017.2668 | 0 |  | -9367.5537 | -4666.9799 | -5368.7066 | -8665.827 | -11016.1139 | 1
| 60785458 | 32.2601 | 413.8709 | -381.6108 | 0 |  | -422.9978 | -340.2237 | -378.3847 | -384.8368 | -426.2239 | 1
| 60785470 | 1030.4505 | 7339.6036 | -6309.1531 | 0 |  | -7043.1135 | -5575.1928 | -6206.1081 | -6412.1982 | -7146.1586 | 1
| 60785474 | 59370.2053 | 65348.6695 | -5978.4642 | 0 |  | -12513.3312 | 556.4027 | -41.4437 | -11915.4848 | -18450.3517 | 1
| 60785601 | 24023.8283 | 43556.607 | -19532.7788 | 0 |  | -23888.4395 | -15177.118 | -17130.3959 | -21935.1616 | -26290.8223 | 1
| 60785627 | 131520.6556 | 89223.239 | 42297.4166 | 1 |  | 33375.0927 | 51219.7405 | 55449.4821 | 29145.351 | 20223.0271 | 1
| 60785636 | 84718.6443 | 57767.6083 | 26951.036 | 1 |  | 21174.2751 | 32727.7968 | 35422.9004 | 18479.1716 | 12702.4107 | 1
| 60785637 | 107.3823 | 1302.1522 | -1194.77 | 0 |  | -1324.9852 | -1064.5547 | -1184.0317 | -1205.5082 | -1335.7234 | 1
| 60785652 | 65044.4854 | 76512.7262 | -11468.2408 | 0 |  | -19119.5134 | -3816.9682 | -4963.7923 | -17972.6894 | -25623.962 | 1
| 60785731 | 940.624 | 6355.0092 | -5414.3853 | 0 |  | -6049.8862 | -4778.8844 | -5320.3229 | -5508.4477 | -6143.9486 | 1
| 60785756 | 4283.8994 | 11810.1212 | -7526.2219 | 0 |  | -8707.234 | -6345.2097 | -7097.8319 | -7954.6118 | -9135.6239 | 1
| 60785760 | 333.6743 | 3538.8161 | -3205.1418 | 0 |  | -3559.0234 | -2851.2602 | -3171.7744 | -3238.5092 | -3592.3909 | 1
| 60785783 | 6732.8937 | 15485.2093 | -8752.3157 | 0 |  | -10300.8366 | -7203.7947 | -8079.0263 | -9425.605 | -10974.126 | 1
| 60785801 | 713381.0588 | 260909.8109 | 452471.248 | 1 |  | 426380.2669 | 478562.229 | 523809.3538 | 381133.1421 | 355042.161 | 1
| 60785806 | 1708565.1439 | 271726.0792 | 1436839.0646 | 1 |  | 1409666.4567 | 1464011.6726 | 1607695.579 | 1265982.5503 | 1238809.9423 | 1
| 60785811 | 145.9384 | 1375.3501 | -1229.4118 | 0 |  | -1366.9468 | -1091.8768 | -1214.8179 | -1244.0056 | -1381.5406 | 1
| 60785812 | 6408.4068 | 20514.6765 | -14106.2697 | 0 |  | -16157.7374 | -12054.8021 | -13465.429 | -14747.1104 | -16798.578 | 1
| 60785836 | 6078.8614 | 15470.2524 | -9391.391 | 0 |  | -10938.4163 | -7844.3658 | -8783.5049 | -9999.2772 | -11546.3024 | 1
| 60785838 | 4819.6196 | 20657.2198 | -15837.6002 | 0 |  | -17903.3222 | -13771.8782 | -15355.6382 | -16319.5621 | -18385.2841 | 1
| 60785864 | 264.7446 | 1624.2181 | -1359.4734 | 0 |  | -1521.8952 | -1197.0516 | -1332.999 | -1385.9479 | -1548.3697 | 1
| 60785866 | 441085.4622 | 134483.3289 | 306602.1333 | 1 |  | 293153.8005 | 320050.4662 | 350710.6796 | 262493.5871 | 249045.2542 | 1
| 60785881 | 19390.3553 | 25763.1355 | -6372.7802 | 0 |  | -8949.0937 | -3796.4666 | -4433.7447 | -8311.8157 | -10888.1293 | 1
| 60785894 | 348138.0644 | 334114.7651 | 14023.2994 | 1 |  | -19388.1771 | 47434.7759 | 48837.1058 | -20790.5071 | -54201.9836 | 0
| 60785923 | 2163.3229 | 11139.2905 | -8975.9675 | 0 |  | -10089.8966 | -7862.0385 | -8759.6352 | -9192.2998 | -10306.2289 | 1
| 60785925 | 202.8263 | 2400.6712 | -2197.8449 | 0 |  | -2437.912 | -1957.7777 | -2177.5622 | -2218.1275 | -2458.1946 | 1
| 60785937 | 14391.2336 | 20478.2792 | -6087.0457 | 0 |  | -8134.8736 | -4039.2177 | -4647.9223 | -7526.169 | -9573.9969 | 1
| 60785978 | 66914.9126 | 93936.0295 | -27021.1169 | 0 |  | -36414.7198 | -17627.5139 | -20329.6256 | -33712.6081 | -43106.2111 | 1
| 60785999 | 144015.3706 | 113818.3421 | 30197.0285 | 1 |  | 18815.1943 | 41578.8627 | 44598.5655 | 15795.4914 | 4413.6572 | 1
| 60786011 | 2350.6143 | 13131.044 | -10780.4298 | 0 |  | -12093.5342 | -9467.3254 | -10545.3683 | -11015.4912 | -12328.5956 | 1
| 60786017 | 16701.269 | 37855.9761 | -21154.7071 | 0 |  | -24940.3047 | -17369.1095 | -19484.5802 | -22824.834 | -26610.4316 | 1
| 60786233 | 56219.7193 | 46739.3021 | 9480.4173 | 1 |  | 4806.4871 | 14154.3475 | 15102.3892 | 3858.4453 | -815.4849 | 0
| 60786236 | 79992.5505 | 53502.8635 | 26489.6871 | 1 |  | 21139.4007 | 31839.9734 | 34488.9421 | 18490.432 | 13140.1457 | 1
| 60786239 | 7323.9779 | 15461.8867 | -8137.9088 | 0 |  | -9684.0975 | -6591.7202 | -7405.511 | -8870.3066 | -10416.4953 | 1
| 60786259 | 578628.4471 | 233302.6425 | 345325.8047 | 1 |  | 321995.5404 | 368656.0689 | 403188.6494 | 287462.96 | 264132.6957 | 1
| 60786346 | 1304103.2138 | 323857.2589 | 980245.955 | 1 |  | 947860.2291 | 1012631.6808 | 1110656.2763 | 849835.6336 | 817449.9077 | 1
| 60786368 | 57792.7462 | 74320.0912 | -16527.3449 | 0 |  | -23959.3541 | -9095.3358 | -10748.0703 | -22306.6196 | -29738.6287 | 1
| 60786380 | 784449.8752 | 186694.0682 | 597755.8071 | 1 |  | 579086.4003 | 616425.2139 | 676200.7946 | 519310.8195 | 500641.4127 | 1
| 60786382 | 3360.6648 | 9260.8569 | -5900.1921 | 0 |  | -6826.2778 | -4974.1064 | -5564.1256 | -6236.2586 | -7162.3443 | 1
| 60786406 | 61741.612 | 74962.9119 | -13221.2999 | 0 |  | -20717.5911 | -5725.0087 | -7047.1387 | -19395.4611 | -26891.7523 | 1
| 60786426 | 4386.4748 | 10917.7773 | -6531.3025 | 0 |  | -7623.0803 | -5439.5248 | -6092.6551 | -6969.95 | -8061.7278 | 1
| 60786435 | 38932.011 | 58124.6416 | -19192.6306 | 0 |  | -25005.0947 | -13380.1664 | -15299.4295 | -23085.8317 | -28898.2958 | 1
| 60786464 | 3062.9365 | 14204.7968 | -11141.8603 | 0 |  | -12562.34 | -9721.3806 | -10835.5666 | -11448.1539 | -12868.6336 | 1
| 60786479 | 377.4016 | 3882.7912 | -3505.3896 | 0 |  | -3893.6687 | -3117.1105 | -3467.6494 | -3543.1297 | -3931.4089 | 1
| 60786482 | 8814.6178 | 31944.5571 | -23129.9393 | 0 |  | -26324.395 | -19935.4836 | -22248.4775 | -24011.4011 | -27205.8568 | 1
| 60786489 | 31752.0353 | 53080.5903 | -21328.555 | 0 |  | -26636.614 | -16020.496 | -18153.3515 | -24503.7585 | -29811.8176 | 1
| 60786493 | 71859.1517 | 80584.8414 | -8725.6896 | 0 |  | -16784.1738 | -667.2055 | -1539.7745 | -15911.6048 | -23970.089 | 1
| 60786494 | 178819.0294 | 124195.3837 | 54623.6457 | 1 |  | 42204.1073 | 67043.184 | 72505.5486 | 36741.7427 | 24322.2044 | 1
| 60786503 | 372.4576 | 3450.7585 | -3078.3009 | 0 |  | -3423.3767 | -2733.225 | -3041.0551 | -3115.5466 | -3460.6225 | 1
| 60786515 | 2345.957 | 9455.2966 | -7109.3396 | 0 |  | -8054.8692 | -6163.8099 | -6874.7439 | -7343.9353 | -8289.4649 | 1
| 60786525 | 39320.8409 | 50738.8077 | -11417.9668 | 0 |  | -16491.8476 | -6344.086 | -7485.8827 | -15350.0509 | -20423.9316 | 1
| 60786562 | 18734.4219 | 26583.4835 | -7849.0616 | 0 |  | -10507.4099 | -5190.7132 | -5975.6194 | -9722.5038 | -12380.8521 | 1
| 60786585 | 1153235.053 | 330867.7471 | 822367.3059 | 1 |  | 789280.5312 | 855454.0806 | 937690.8112 | 707043.8006 | 673957.0259 | 1
| 60786604 | 3381.6615 | 16326.9857 | -12945.3243 | 0 |  | -14578.0228 | -11312.6257 | -12607.1581 | -13283.4904 | -14916.189 | 1
| 60786606 | 2696874.0407 | 523115.72 | 2173758.3207 | 1 |  | 2121446.7487 | 2226069.8927 | 2443445.7248 | 1904070.9166 | 1851759.3446 | 1
| 60786608 | 871.8557 | 7703.3917 | -6831.536 | 0 |  | -7601.8752 | -6061.1969 | -6744.3505 | -6918.7216 | -7689.0608 | 1
| 60786616 | 110.6169 | 2115.0343 | -2004.4174 | 0 |  | -2215.9208 | -1792.9139 | -1993.3557 | -2015.4791 | -2226.9825 | 1

## Misc_calcs
Powercor
Proactive replacement of HV conductor
ESCALATION & OTHER
| Year end |  |  |  |  | 2021-06-30 | 2022-06-30 | 2023-06-30 | 2024-06-30 | 2025-06-30 | 2026-06-30
| Actual/forecast CPI (June to June) |  |  |  |  | 0% | 0.8606% | 3.498% | 7.832% | 4.052% | 3%
| HY ending |  |  |  |  | 2021-06-30 | 2021-12-31 | 2022-06-30 | 2022-12-31 | 2023-06-30 | 2023-12-31 | 2024-06-30 | 2024-12-31 | 2025-06-30 | 2025-12-31 | 2026-06-30
| FY ending |  |  |  |  | 2021-06-30 | 2022-06-30 | 2022-06-30 | 2023-06-30 | 2023-06-30 | 2024-06-30 | 2024-06-30 | 2025-06-30 | 2025-06-30 | 2026-06-30 | 2026-06-30
| Actual/forecast CPI (June to June) |  |  |  |  | 0% | 0.8606% | 0.8606% | 3.498% | 3.498% | 7.832% | 7.832% | 4.052% | 4.052% | 3% | 3%
| Actual cumulative HY escalation |  |  |  |  | 1 | 1.0043 | 1.0086 | 1.0261 | 1.0439 | 1.084 | 1.1256 | 1.1482 | 1.1713 | 1.1887 | 1.2064
| Convert from input dollars | 2023-12-31 | 1.084
| To output dollars | 2026-06-30 | 1.2064
| Conversion from input dollars to output dollars |  | 1.1129
| Convert from VCR date | 2023-12-31 | 1.084
| To input dollars | 2023-12-31 | 1.084
| VCR escalation |  | 1
|  |  |  | 1 | 2 | 3 | 4 | 5 | 6 | 7 | 8 | 9 | 10 | 11 | 12 | 13 | 14 | 15 | 16 | 17 | 18 | 19 | 20 | 21
DISCOUNT FACTOR |  |  |  | 2026-06-30 | 2026-27 | 2027-28 | 2028-29 | 2029-30 | 2030-31 | 2031-32 | 2032-33 | 2033-34 | 2034-35 | 2035-36 | 2036-37 | 2037-38 | 2038-39 | 2039-40 | 2040-41 | 2041-42 | 2042-43 | 2043-44 | 2044-45 | 2045-46 | 2046-47 | 2047-48 | 2048-49 | 2049-50 | 2050-51
| Discount factor |  |  | 0 | 0.98295 | 0.94971 | 0.91759 | 0.88656 | 0.85658 | 0.82761 | 0.79963 | 0.77259 | 0.74646 | 0.72122 | 0.69683 | 0.67326 | 0.6505 | 0.6285 | 0.60725 | 0.58671 | 0.56687 | 0.5477 | 0.52918 | 0.51129
0

## Data
Powercor
Proactive replacement of HV conductor
DATA
No change to existing practices
Not applicable (compliance)
Benefits
|  | Short categ | Flag to include | Units | Defined value
1 | Unserved energy | Energy | FALSE | MWh | FALSE
2 | Safety | Safety | FALSE | $ | TRUE
3 | Unplanned replacement | UnRepl | FALSE | $ | TRUE
4 | Bushfire | Fire | FALSE | $ | TRUE
5 | Reduction in CO2 emissions | Carbon | TRUE | MWh | FALSE
6 | Reliability in worst-served areas | Other | TRUE | MWh | FALSE
7 | Network resilience | Other | TRUE | MWh | FALSE
8 | Enabling solar exports | Other | TRUE | MWh | FALSE
9 | Aesthetics | Other | TRUE | Customers impacted | FALSE
10 | Customer value of time - residential | Other | TRUE | Customer minutes | FALSE
11 | Customer value of time - business | Other | TRUE | Customer minutes | FALSE
12 | Communication | Other | TRUE | Customers impacted | FALSE
13 | Information accessibility | Other | TRUE | Customers impacted | FALSE
Conversions
| thous_conv | 1000
| mill_conv | 1000000
Message
| Message | Enter asset life
Error message |  | Remove inputs prior to start year
Disproportionate factors applied to various bushfire and other risk valuations
| - Select - |  |  |  | 0
| Harm to property from network |  |  |  | 1
| Harm to property from bushfire |  |  |  | 1
| Harm to environment |  |  |  | 1
| Safety - Public trespass |  |  |  | 1
| Safety - Single fatality or serious injury ^ |  |  |  | 3
| Safety from bushfire in HBRA |  |  |  | 3
| Safety - Multiple fatality or serious injury ^ |  |  |  | 6
| Safety from bushfire (REFCL declared areas) |  |  |  | 6
| Safety from bushfire (electric line construction areas) |  |  |  | 10
DROPDOWN LISTS
| Business |  |  | Type |  | Include | Dollar inputs - month |  |  | Not used options | Conversions | Dollar inputs - year
| CitiPower | CP |  | - Select - |  | 0 | June | 6 | CY | Not used |  | 2023
| Powercor | PA |  | Capex |  | 1899-12-31 | December | 12 | FY |  |  | 2022
| United Energy | UE |  | Opex | [7 empty] | 2021
2020