## Cover
Powercor
Regulatory proposal 2026-31
Air break switches
| Model number: | 4.12
2025-01-31
14

## Summary
Powercor
Recplacement of CRO inoperable RMUs
SUMMARY
RESULTS
|  |  |  | PV of costs | PV of benefits | NPV
| Option |  |  | 2026-06-30 | 2026-06-30 | 2026-06-30
| Option 1 (base case) | No change to existing practices |  | 0 | 0 | 0
| Option 2 | Replace all CRP inoperable air break switches over 1 year |  | -27.822 | 434.2796 | 406.4577
| Option 3 | Replace all CRP inoperable air break switches over 5 years |  | -24.0235 | 349.4963 | 325.4728
| Option 4 | Replace all CRP inoperable air break switches over 10 years |  | -19.737 | 287.1362 | 267.3992
| Option 5 | Replace all CRP inoperable air break switches over 15 years |  | -15.9397 | 231.8921 | 215.9524
NPV
| Preferred option: |  |  | 2026-06-30
| Option 2 | Replace all CRP inoperable air break switches over 1 year |  | 406.4577
PREFERRED OPTION
Preferred Option
Option 2
| Expenditure forecast | 2026-06-30 | 2026-27 | 2027-28 | 2028-29 | 2029-30 | 2030-31 |  | Total
| Capital expenditure |  | 50.0944 | 0 | 0 | 0 | 0 |  | 50.0944
| Operating expenditure |  | 0 | 0 | 0 | 0 | 0 |  | 0
SENSITIVITIES
| Sensitivity | 2026-06-30 | Option 1 (base case) | Option 2 | Option 3 | Option 4 | Option 5 |  | Preferred option
| None |  | 0 | 406.4577 | 325.4728 | 267.3992 | 215.9524 |  | Option 2
| Capex 10% higher |  | 0 | 403.6755 | 323.0704 | 265.4255 | 214.3584 |  | Option 2
| Capex 10% lower |  | 0 | 409.2399 | 327.8751 | 269.3729 | 217.5464 |  | Option 2
| Total benefits 10% higher |  | 0 | 449.8856 | 360.4224 | 296.1128 | 239.1416 |  | Option 2
| Total benefits 10% lower |  | 0 | 363.0297 | 290.5232 | 238.6855 | 192.7632 |  | Option 2
| Capex 10% higher & Total benefits 10% lower |  | 0 | 360.2475 | 288.1208 | 236.7118 | 191.1692 |  | Option 2
| 0 | [7 empty] | #NAME?
| 0 | [6 empty] | 0 | #NAME?
|  | 0 | [6 empty] | #NAME?
0

## Assumptions
Powercor
Recplacement of CRO inoperable RMUs
Project
|  | Business: |  | Powercor
|  | Descripton: |  | Recplacement of CRO inoperable RMUs
|  | Date of cost inputs: |  | December |  | 2023
|  | Option |  | Description
|  | Option 1 (base case) |  | No change to existing practices
|  | Option 2 |  | Replace all CRP inoperable air break switches over 1 year
|  | Option 3 |  | Replace all CRP inoperable air break switches over 5 years
|  | Option 4 |  | Replace all CRP inoperable air break switches over 10 years
|  | Option 5 |  | Replace all CRP inoperable air break switches over 15 years
|  | Compliance project |  | No
|  | Expenditure starts |  | 2026-27 | [start]
Timing & WACC
|  | Input dollars |  |  |  | 2023-12-31 | [input_dollars]
|  | Pre-tax real WACC |  |  |  | 3.5% | [real_disc]
|  | VCR date |  |  |  | 2023-12-31 | [vcr_date]
|  | Analysis period (years) |  |  |  | 20 | [years]\
|  | Output dollars |  |  |  | 2026-06-30 | [output_dollars]
|  | Other benefits date |  |  |  | 2023-12-31 | [custval_date]
|  | Value of CO2 reductions input date |  |  |  | 2023-06-30
VCR
|  | Enter ZSS code >> | eg. AR | Network average |  | Network average | 43815.4862 | 2023 VCR ($/MWh)
Risks
SAFETY
|  | Value of statistical life |  |  |  | 5400000 | 2023-06-30
|  | Value of injury |  |  |  | 0 | 2023-12-31
Disproportionate factors applied to various bushfire and other risk valuations
|  | Harm to property from network |  |  |  | 1
|  | Harm to property from bushfire |  |  |  | 1
|  | Harm to environment |  |  |  | 1
|  | Safety - Public trespass |  |  |  | 1
|  | Safety - Single fatality or serious injury ^ |  |  |  | 3
|  | Safety from bushfire in HBRA |  |  |  | 3
|  | Safety - Multiple fatality or serious injury ^ |  |  |  | 6
|  | Safety from bushfire (REFCL declared areas) |  |  |  | 6
|  | Safety from bushfire (electric line construction areas) |  |  |  | 10
^ Public or employee
|  | Incident type |  |  |  | Value | Probability | DF selected | Description/comment
|  | Safety (fatality) |  |  |  | 5607473.5197 | 0.0011364 | 3 | 0
|  | Safety (moderate) |  |  |  | 1344753.7771 | 0.011364 | 3
|  | Safety (minor) |  |  |  | 127274.0425 | 0.11364 | 3 | 0
UNPLANNED REPLACEMENT/REPAIR
|  | Major failure (replace) |  |  |  | 0 | 2023-12-31
|  | Minor failure (repair) |  |  |  | 0 | 2023-12-31
|  | Premium for failure |  |  |  | 20%
Other benefits
| ENVIRONMENTAL | [8 empty] | 2026-27 | 2027-28 | 2028-29 | 2029-30 | 2030-31 | 2031-32
|  | Value of CO2 reductions |  |  |  |  | 2023-06-30 | $/kWh |  | 0.02473 | 0.022341 | 0.020196 | 0.018063 | 0.015913 | 0.013715
| CUSTOMER VALUE |  |  |  |  | Value
|  | Reliability in worst-served areas |  |  |  | 0 | 2023-12-31 | per MWh
|  | Network resilience |  |  |  | 0 | 2023-12-31 | per MWh
|  | Enabling solar exports |  |  |  | 4220.9954 | 2023-12-31 | per MWh
|  | Aesthetics |  |  |  | 0 | 2023-12-31 | per customer
|  | Customer value of time - residential |  |  |  | 0.54769 | 2023-12-31 | per customer minute
|  | Customer value of time - business |  |  |  | 0.54769 | 2023-12-31 | per customer minute
|  | Communication |  |  |  | 0 | 2023-12-31 | per customer
|  | Information accessibility |  |  |  | 0 | 2023-12-31 | per customer
Sensitivities
[6 empty] | Capex | Total benefits
| 1 | Capex 10% higher |  |  |  | 10% | 0%
| 2 | Capex 10% lower |  |  |  | -10% | 0%
| 3 | Total benefits 10% higher |  |  |  | 0% | 10%
| 4 | Total benefits 10% lower |  |  |  | 0% | -10%
| 5 | Capex 10% higher & Total benefits 10% lower |  |  |  | 10% | -10%

## Option1 (base case)
Powercor
Recplacement of CRO inoperable RMUs
OPTION 1 (base case)
Count | [5 empty] | 0 | 1 | 2 | 3 | 4 | 5 | 6 | 7 | 8 | 9 | 10 | 11 | 12 | 13 | 14 | 15 | 16 | 17 | 18 | 19 | 20 | 21 | 22 | 23 | 24 | 25
Value of CO2 reductions |  |  |  |  | $/MWh |  | 24.7305 | 22.3407 | 20.1963 | 18.0629 | 15.9134 | 13.7151 | 13.7151 | 13.7151 | 13.7151 | 13.7151 | 13.7151 | 13.7151 | 13.7151 | 13.7151 | 13.7151 | 13.7151 | 13.7151 | 13.7151 | 13.7151 | 13.7151 | 13.7151 | 13.7151 | 13.7151 | 13.7151 | 13.7151
[5 empty] | Units | 2026-06-30 | 2026-27 | 2027-28 | 2028-29 | 2029-30 | 2030-31 | 2031-32 | 2032-33 | 2033-34 | 2034-35 | 2035-36 | 2036-37 | 2037-38 | 2038-39 | 2039-40 | 2040-41 | 2041-42 | 2042-43 | 2043-44 | 2044-45 | 2045-46 | 2046-47 | 2047-48 | 2048-49 | 2049-50 | 2050-51
INVESTMENT & OPERATING COST
| Capex |  | Asset life (yrs)
| Replacement of CRO inoperable RMUs |  | 55 | Capex | 2023-12-31 |  | 0 | 0 | 0 | 0 | 0 | 0 | 0 | 0 | 0 | 0 | 0 | 0 | 0 | 0 | 0 | 0 | 0 | 0 | 0 | 0 | 0 | 0 | 0 | 0 | 0
|  |  | 0 |  | 2023-12-31 |  | 0 | 0 | 0 | 0 | 0 | 0 | 0 | 0 | 0 | 0 | 0 | 0 | 0 | 0 | 0 | 0 | 0 | 0 | 0 | 0 | 0 | 0 | 0 | 0 | 0
|  |  | 0 |  | 2023-12-31 |  | 0 | 0 | 0 | 0 | 0 | 0 | 0 | 0 | 0 | 0 | 0 | 0 | 0 | 0 | 0 | 0 | 0 | 0 | 0 | 0 | 0 | 0 | 0 | 0 | 0
| Capital expenditure |  |  |  | 2023-12-31 |  | 0 | 0 | 0 | 0 | 0 | 0 | 0 | 0 | 0 | 0 | 0 | 0 | 0 | 0 | 0 | 0 | 0 | 0 | 0 | 0 | 0 | 0 | 0 | 0 | 0
| Operating expenditure |  |  |  | 2023-12-31 |  | 0 | 0 | 0 | 0 | 0 | 0 | 0 | 0 | 0 | 0 | 0 | 0 | 0 | 0 | 0 | 0 | 0 | 0 | 0 | 0 | 0 | 0 | 0 | 0 | 0
RISK ASSUMPTIONS
| PoF (major) | [5 empty] | 0 | 0 | 0 | 0 | 0 | 0 | 0 | 0 | 0 | 0 | 0 | 0 | 0 | 0 | 0 | 0 | 0 | 0 | 0 | 0 | 0 | 0 | 0 | 0 | 0
| PoF (reparable) | [5 empty] | 0 | 0 | 0 | 0 | 0 | 0 | 0 | 0 | 0 | 0 | 0 | 0 | 0 | 0 | 0 | 0 | 0 | 0 | 0 | 0 | 0 | 0 | 0 | 0 | 0
| Energy at risk (weighted) |  |  |  | MWh |  | 0 | 0 | 0 | 0 | 0 | 0 | 0 | 0 | 0 | 0 | 0 | 0 | 0 | 0 | 0 | 0 | 0 | 0 | 0 | 0 | 0 | 0 | 0 | 0 | 0
| Energy at risk value | $/MWh | 43815.4862 |  | 2023-12-31 |  | 26988000 | 26988000 | 26988000 | 26988000 | 26988000 | 26988000 | 26988000 | 26988000 | 26988000 | 26988000 | 26988000 | 26988000 | 26988000 | 26988000 | 26988000 | 26988000 | 26988000 | 26988000 | 26988000 | 26988000 | 26988000 | 26988000 | 26988000 | 26988000 | 0
| Safety consequence | (after DF) |  | Safety | 2023-12-31 |  | 0 | 0 | 0 | 0 | 0 | 0 | 0 | 0 | 0 | 0 | 0 | 0 | 0 | 0 | 0 | 0 | 0 | 0 | 0 | 0 | 0 | 0 | 0 | 0 | 0
| Outages |  |  | Outages | 2023-12-31 |  | 0 | 0 | 0 | 0 | 0 | 0 | 0 | 0 | 0 | 0 | 0 | 0 | 0 | 0 | 0 | 0 | 0 | 0 | 0 | 0 | 0 | 0 | 0 | 0 | 0
| Asset failure | (after DF) |  | Failures | 2023-12-31 |  | 0 | 0 | 0 | 0 | 0 | 0 | 0 | 0 | 0 | 0 | 0 | 0 | 0 | 0 | 0 | 0 | 0 | 0 | 0 | 0 | 0 | 0 | 0 | 0 | 0
| Outage for planned program |  |  | Planned | 2023-12-31 |  | 0 | 0 | 0 | 0 | 0 | 0 | 0 | 0 | 0 | 0 | 0 | 0 | 0 | 0 | 0 | 0 | 0 | 0 | 0 | 0 | 0 | 0 | 0 | 0 | 0
[5 empty] | 2023-12-31 |  | 0 | 0 | 0 | 0 | 0 | 0 | 0 | 0 | 0 | 0 | 0 | 0 | 0 | 0 | 0 | 0 | 0 | 0 | 0 | 0 | 0 | 0 | 0 | 0 | 0
| Total risk cost | [5 empty] | 26988000 | 26988000 | 26988000 | 26988000 | 26988000 | 26988000 | 26988000 | 26988000 | 26988000 | 26988000 | 26988000 | 26988000 | 26988000 | 26988000 | 26988000 | 26988000 | 26988000 | 26988000 | 26988000 | 26988000 | 26988000 | 26988000 | 26988000 | 26988000 | 0
OTHER BENEFITS
| Reduction in CO2 emissions |  |  |  | MWh |  | 0 | 0 | 0 | 0 | 0 | 0 | 0 | 0 | 0 | 0 | 0 | 0 | 0 | 0 | 0 | 0 | 0 | 0 | 0 | 0 | 0 | 0 | 0 | 0 | 0
| Value of reduction in CO2 emissions |  |  |  | $ |  | 0 | 0 | 0 | 0 | 0 | 0 | 0 | 0 | 0 | 0 | 0 | 0 | 0 | 0 | 0 | 0 | 0 | 0 | 0 | 0 | 0 | 0 | 0 | 0 | 0
| Reliability in worst-served areas | $/MWh | 0 |  | MWh |  | 0 | 0 | 0 | 0 | 0 | 0 | 0 | 0 | 0 | 0 | 0 | 0 | 0 | 0 | 0 | 0 | 0 | 0 | 0 | 0 | 0 | 0 | 0 | 0 | 0
| Network resilience | $/MWh | 0 |  | MWh |  | 0 | 0 | 0 | 0 | 0 | 0 | 0 | 0 | 0 | 0 | 0 | 0 | 0 | 0 | 0 | 0 | 0 | 0 | 0 | 0 | 0 | 0 | 0 | 0 | 0
| Enabling solar exports | $/MWh | 4220.9954 |  | MWh |  | 0 | 0 | 0 | 0 | 0 | 0 | 0 | 0 | 0 | 0 | 0 | 0 | 0 | 0 | 0 | 0 | 0 | 0 | 0 | 0 | 0 | 0 | 0 | 0 | 0
| Aesthetics | $/customer | 0 |  | customers |  | 0 | 0 | 0 | 0 | 0 | 0 | 0 | 0 | 0 | 0 | 0 | 0 | 0 | 0 | 0 | 0 | 0 | 0 | 0 | 0 | 0 | 0 | 0 | 0 | 0
| Customer value of time (res) | $/customer min | 0.54769 |  | mins |  | 0 | 0 | 0 | 0 | 0 | 0 | 0 | 0 | 0 | 0 | 0 | 0 | 0 | 0 | 0 | 0 | 0 | 0 | 0 | 0 | 0 | 0 | 0 | 0 | 0
| Customer value of time (bus) | $/customer min | 0.54769 |  | mins |  | 0 | 0 | 0 | 0 | 0 | 0 | 0 | 0 | 0 | 0 | 0 | 0 | 0 | 0 | 0 | 0 | 0 | 0 | 0 | 0 | 0 | 0 | 0 | 0 | 0
| Communication | $/customer | 0 |  | customers |  | 0 | 0 | 0 | 0 | 0 | 0 | 0 | 0 | 0 | 0 | 0 | 0 | 0 | 0 | 0 | 0 | 0 | 0 | 0 | 0 | 0 | 0 | 0 | 0 | 0
| Information accessibility | $/customer | 0 |  | customers |  | 0 | 0 | 0 | 0 | 0 | 0 | 0 | 0 | 0 | 0 | 0 | 0 | 0 | 0 | 0 | 0 | 0 | 0 | 0 | 0 | 0 | 0 | 0 | 0 | 0
| Other benefits 1 |  |  |  | 2023-12-31 |  | 0 | 0 | 0 | 0 | 0 | 0 | 0 | 0 | 0 | 0 | 0 | 0 | 0 | 0 | 0 | 0 | 0 | 0 | 0 | 0 | 0 | 0 | 0 | 0 | 0
| Other benefits 2 |  |  |  | 2023-12-31 |  | 0 | 0 | 0 | 0 | 0 | 0 | 0 | 0 | 0 | 0 | 0 | 0 | 0 | 0 | 0 | 0 | 0 | 0 | 0 | 0 | 0 | 0 | 0 | 0 | 0
| Total other benefits |  |  |  | 2023-12-31 |  | 0 | 0 | 0 | 0 | 0 | 0 | 0 | 0 | 0 | 0 | 0 | 0 | 0 | 0 | 0 | 0 | 0 | 0 | 0 | 0 | 0 | 0 | 0 | 0 | 0
SUMMARY
| Risks mitigated vs base case |  |  |  | 2023-12-31
Capital expenditure
| Replacement of CRO inoperable RMUs |  |  |  | 2023-12-31 |  | 0 | 0 | 0 | 0 | 0 | 0 | 0 | 0 | 0 | 0 | 0 | 0 | 0 | 0 | 0 | 0 | 0 | 0 | 0 | 0 | 0 | 0 | 0 | 0 | 0
| 0 |  |  |  | 2023-12-31 |  | 0 | 0 | 0 | 0 | 0 | 0 | 0 | 0 | 0 | 0 | 0 | 0 | 0 | 0 | 0 | 0 | 0 | 0 | 0 | 0 | 0 | 0 | 0 | 0 | 0
| 0 |  |  |  | 2023-12-31 |  | 0 | 0 | 0 | 0 | 0 | 0 | 0 | 0 | 0 | 0 | 0 | 0 | 0 | 0 | 0 | 0 | 0 | 0 | 0 | 0 | 0 | 0 | 0 | 0 | 0
Cumulative capex
| Replacement of CRO inoperable RMUs |  |  |  | 2023-12-31 |  | 0 | 0 | 0 | 0 | 0 | 0 | 0 | 0 | 0 | 0 | 0 | 0 | 0 | 0 | 0 | 0 | 0 | 0 | 0 | 0 | 0 | 0 | 0 | 0 | 0
| 0 |  |  |  | 2023-12-31 |  | 0 | 0 | 0 | 0 | 0 | 0 | 0 | 0 | 0 | 0 | 0 | 0 | 0 | 0 | 0 | 0 | 0 | 0 | 0 | 0 | 0 | 0 | 0 | 0 | 0
| 0 |  |  |  | 2023-12-31 |  | 0 | 0 | 0 | 0 | 0 | 0 | 0 | 0 | 0 | 0 | 0 | 0 | 0 | 0 | 0 | 0 | 0 | 0 | 0 | 0 | 0 | 0 | 0 | 0 | 0
Annualised capex
| Annualised capex - Replacement of CRO inoperable RMUs |  |  |  | 2023-12-31 |  | 0 | 0 | 0 | 0 | 0 | 0 | 0 | 0 | 0 | 0 | 0 | 0 | 0 | 0 | 0 | 0 | 0 | 0 | 0 | 0 | 0 | 0 | 0 | 0 | 0
| Annualised capex - |  |  |  | 2023-12-31 |  | 0 | 0 | 0 | 0 | 0 | 0 | 0 | 0 | 0 | 0 | 0 | 0 | 0 | 0 | 0 | 0 | 0 | 0 | 0 | 0 | 0 | 0 | 0 | 0 | 0
| Annualised capex - |  |  |  | 2023-12-31 |  | 0 | 0 | 0 | 0 | 0 | 0 | 0 | 0 | 0 | 0 | 0 | 0 | 0 | 0 | 0 | 0 | 0 | 0 | 0 | 0 | 0 | 0 | 0 | 0 | 0
| Total annualised capex |  |  |  | 2023-12-31 |  | 0 | 0 | 0 | 0 | 0 | 0 | 0 | 0 | 0 | 0 | 0 | 0 | 0 | 0 | 0 | 0 | 0 | 0 | 0 | 0 | 0 | 0 | 0 | 0 | 0
| Annualised capex |  |  |  | 2023-12-31 |  | 0 | 0 | 0 | 0 | 0 | 0 | 0 | 0 | 0 | 0 | 0 | 0 | 0 | 0 | 0 | 0 | 0 | 0 | 0 | 0 | 0 | 0 | 0 | 0 | 0
| Operating expenditure |  |  |  | 2023-12-31 |  | 0 | 0 | 0 | 0 | 0 | 0 | 0 | 0 | 0 | 0 | 0 | 0 | 0 | 0 | 0 | 0 | 0 | 0 | 0 | 0 | 0 | 0 | 0 | 0 | 0
| Risk mitigated |  |  |  | 2023-12-31 |  | 0 | 0 | 0 | 0 | 0 | 0 | 0 | 0 | 0 | 0 | 0 | 0 | 0 | 0 | 0 | 0 | 0 | 0 | 0 | 0 | 0 | 0 | 0 | 0 | 0
| Other benefits value |  |  |  | 2023-12-31 |  | 0 | 0 | 0 | 0 | 0 | 0 | 0 | 0 | 0 | 0 | 0 | 0 | 0 | 0 | 0 | 0 | 0 | 0 | 0 | 0 | 0 | 0 | 0 | 0 | 0
| Net benefits |  |  |  | 2023-12-31 |  | 0 | 0 | 0 | 0 | 0 | 0 | 0 | 0 | 0 | 0 | 0 | 0 | 0 | 0 | 0 | 0 | 0 | 0 | 0 | 0 | 0 | 0 | 0 | 0 | 0
SENSITIVITIES
NPV | Net benefits |  |  |  | Option 1 (Base Case)NPV |  | 0 | 0 | 0 | 0 | 0 | 0 | 0 | 0 | 0 | 0 | 0 | 0 | 0 | 0 | 0 | 0 | 0 | 0 | 0 | 0 | 0 | 0 | 0 | 0 | 0
| Total annualised capex | [5 empty] | 0 | 0 | 0 | 0 | 0 | 0 | 0 | 0 | 0 | 0 | 0 | 0 | 0 | 0 | 0 | 0 | 0 | 0 | 0 | 0 | 0 | 0 | 0 | 0 | 0
| Total benefits | [5 empty] | 0 | 0 | 0 | 0 | 0 | 0 | 0 | 0 | 0 | 0 | 0 | 0 | 0 | 0 | 0 | 0 | 0 | 0 | 0 | 0 | 0 | 0 | 0 | 0 | 0
|  | Capex | Total benefits
sens1 | Capex 10% higher | 10% | 0% |  | Option 1 (Base Case)sens1 |  | 0 | 0 | 0 | 0 | 0 | 0 | 0 | 0 | 0 | 0 | 0 | 0 | 0 | 0 | 0 | 0 | 0 | 0 | 0 | 0 | 0 | 0 | 0 | 0 | 0
sens2 | Capex 10% lower | -10% | 0% |  | Option 1 (Base Case)sens2 |  | 0 | 0 | 0 | 0 | 0 | 0 | 0 | 0 | 0 | 0 | 0 | 0 | 0 | 0 | 0 | 0 | 0 | 0 | 0 | 0 | 0 | 0 | 0 | 0 | 0
sens3 | Total benefits 10% higher | 0% | 10% |  | Option 1 (Base Case)sens3 |  | 0 | 0 | 0 | 0 | 0 | 0 | 0 | 0 | 0 | 0 | 0 | 0 | 0 | 0 | 0 | 0 | 0 | 0 | 0 | 0 | 0 | 0 | 0 | 0 | 0
sens4 | Total benefits 10% lower | 0% | -10% |  | Option 1 (Base Case)sens4 |  | 0 | 0 | 0 | 0 | 0 | 0 | 0 | 0 | 0 | 0 | 0 | 0 | 0 | 0 | 0 | 0 | 0 | 0 | 0 | 0 | 0 | 0 | 0 | 0 | 0
sens5 | Capex 10% higher & Total benefits 10% lower | 10% | -10% |  | Option 1 (Base Case)sens5 |  | 0 | 0 | 0 | 0 | 0 | 0 | 0 | 0 | 0 | 0 | 0 | 0 | 0 | 0 | 0 | 0 | 0 | 0 | 0 | 0 | 0 | 0 | 0 | 0 | 0
sens | 0 | 0% | 0% |  | Option 1 (Base Case)sens |  | 0 | 0 | 0 | 0 | 0 | 0 | 0 | 0 | 0 | 0 | 0 | 0 | 0 | 0 | 0 | 0 | 0 | 0 | 0 | 0 | 0 | 0 | 0 | 0 | 0
sens | 0 | 0% | 0% |  | Option 1 (Base Case)sens |  | 0 | 0 | 0 | 0 | 0 | 0 | 0 | 0 | 0 | 0 | 0 | 0 | 0 | 0 | 0 | 0 | 0 | 0 | 0 | 0 | 0 | 0 | 0 | 0 | 0
sens | 0 | 0% | 0% |  | Option 1 (Base Case)sens |  | 0 | 0 | 0 | 0 | 0 | 0 | 0 | 0 | 0 | 0 | 0 | 0 | 0 | 0 | 0 | 0 | 0 | 0 | 0 | 0 | 0 | 0 | 0 | 0 | 0

## Option2
Powercor
Recplacement of CRO inoperable RMUs
OPTION 2 | Replace all CRP inoperable air break switches over 1 year
Count | [5 empty] | 1 | 2 | 3 | 4 | 5 | 6 | 7 | 8 | 9 | 10 | 11 | 12 | 13 | 14 | 15 | 16 | 17 | 18 | 19 | 20 | 21 | 22 | 23 | 24 | 25
Value of CO2 reductions |  |  |  |  | $/MWh | 24.7305 | 22.3407 | 20.1963 | 18.0629 | 15.9134 | 13.7151 | 13.7151 | 13.7151 | 13.7151 | 13.7151 | 13.7151 | 13.7151 | 13.7151 | 13.7151 | 13.7151 | 13.7151 | 13.7151 | 13.7151 | 13.7151 | 13.7151 | 13.7151 | 13.7151 | 13.7151 | 13.7151 | 13.7151
[5 empty] | Units | 2026-27 | 2027-28 | 2028-29 | 2029-30 | 2030-31 | 2031-32 | 2032-33 | 2033-34 | 2034-35 | 2035-36 | 2036-37 | 2037-38 | 2038-39 | 2039-40 | 2040-41 | 2041-42 | 2042-43 | 2043-44 | 2044-45 | 2045-46 | 2046-47 | 2047-48 | 2048-49 | 2049-50 | 2050-51
INVESTMENT & OPERATING COST
| Capex |  | Asset life (yrs)
| Replacement of CRO inoperable air break switches |  | 55 | Capex | 2023-12-31 | 45012000 | 0 | 0 | 0 | 0 | 0 | 0 | 0 | 0 | 0 | 0 | 0 | 0 | 0 | 0 | 0 | 0 | 0 | 0 | 0 | 0 | 0 | 0 | 0 | 0
|  |  | 0 |  | 2023-12-31 | 0 | 0 | 0 | 0 | 0 | 0 | 0 | 0 | 0 | 0 | 0 | 0 | 0 | 0 | 0 | 0 | 0 | 0 | 0 | 0 | 0 | 0 | 0 | 0 | 0
|  |  | 0 |  | 2023-12-31 | 0 | 0 | 0 | 0 | 0 | 0 | 0 | 0 | 0 | 0 | 0 | 0 | 0 | 0 | 0 | 0 | 0 | 0 | 0 | 0 | 0 | 0 | 0 | 0 | 0
| Capital expenditure |  |  |  | 2023-12-31 | 45012000 | 0 | 0 | 0 | 0 | 0 | 0 | 0 | 0 | 0 | 0 | 0 | 0 | 0 | 0 | 0 | 0 | 0 | 0 | 0 | 0 | 0 | 0 | 0 | 0
| Operating expenditure |  |  |  | 2023-12-31 | 0 | 0 | 0 | 0 | 0 | 0 | 0 | 0 | 0 | 0 | 0 | 0 | 0 | 0 | 0 | 0 | 0 | 0 | 0 | 0 | 0 | 0 | 0 | 0 | 0
RISK ASSUMPTIONS
| PoF (major) |  |  |  |  | 0 | 0 | 0 | 0 | 0 | 0 | 0 | 0 | 0 | 0 | 0 | 0 | 0 | 0 | 0 | 0 | 0 | 0 | 0 | 0 | 0 | 0 | 0 | 0 | 0
| PoF (reparable) |  |  |  |  | 0 | 0 | 0 | 0 | 0 | 0 | 0 | 0 | 0 | 0 | 0 | 0 | 0 | 0 | 0 | 0 | 0 | 0 | 0 | 0 | 0 | 0 | 0 | 0 | 0
| Energy at risk (weighted) |  |  |  | MWh | 0 | 0 | 0 | 0 | 0 | 0 | 0 | 0 | 0 | 0 | 0 | 0 | 0 | 0 | 0 | 0 | 0 | 0 | 0 | 0 | 0 | 0 | 0 | 0 | 0
| Energy at risk value | $/MWh | 43815.4862 |  | 2023-12-31 | 0 | 0 | 0 | 0 | 0 | 0 | 0 | 0 | 0 | 0 | 0 | 0 | 0 | 0 | 0 | 0 | 0 | 0 | 0 | 0 | 0 | 0 | 0 | 0 | 0
| Safety consequence | (after DF) |  | Safety | 2023-12-31 | 0 | 0 | 0 | 0 | 0 | 0 | 0 | 0 | 0 | 0 | 0 | 0 | 0 | 0 | 0 | 0 | 0 | 0 | 0 | 0 | 0 | 0 | 0 | 0 | 0
| Outages |  |  | Outages | 2023-12-31 | 0 | 0 | 0 | 0 | 0 | 0 | 0 | 0 | 0 | 0 | 0 | 0 | 0 | 0 | 0 | 0 | 0 | 0 | 0 | 0 | 0 | 0 | 0 | 0 | 0
| Asset failure | (after DF) |  | Failures | 2023-12-31 | 0 | 0 | 0 | 0 | 0 | 0 | 0 | 0 | 0 | 0 | 0 | 0 | 0 | 0 | 0 | 0 | 0 | 0 | 0 | 0 | 0 | 0 | 0 | 0 | 0
| Outage for planned program |  |  | Planned | 2023-12-31 | 0 | 0 | 0 | 0 | 0 | 0 | 0 | 0 | 0 | 0 | 0 | 0 | 0 | 0 | 0 | 0 | 0 | 0 | 0 | 0 | 0 | 0 | 0 | 0 | 0
[5 empty] | 2023-12-31 | 0 | 0 | 0 | 0 | 0 | 0 | 0 | 0 | 0 | 0 | 0 | 0 | 0 | 0 | 0 | 0 | 0 | 0 | 0 | 0 | 0 | 0 | 0 | 0 | 0
| Total risk cost |  |  |  |  | 0 | 0 | 0 | 0 | 0 | 0 | 0 | 0 | 0 | 0 | 0 | 0 | 0 | 0 | 0 | 0 | 0 | 0 | 0 | 0 | 0 | 0 | 0 | 0 | 0
OTHER BENEFITS
| Reduction in CO2 emissions |  |  |  | MWh | 0 | 0 | 0 | 0 | 0 | 0 | 0 | 0 | 0 | 0 | 0 | 0 | 0 | 0 | 0 | 0 | 0 | 0 | 0 | 0 | 0 | 0 | 0 | 0 | 0
| Value of reduction in CO2 emissions |  |  |  | $ | 0 | 0 | 0 | 0 | 0 | 0 | 0 | 0 | 0 | 0 | 0 | 0 | 0 | 0 | 0 | 0 | 0 | 0 | 0 | 0 | 0 | 0 | 0 | 0 | 0
| Reliability in worst-served areas | $/MWh | 0 |  | MWh | 0 | 0 | 0 | 0 | 0 | 0 | 0 | 0 | 0 | 0 | 0 | 0 | 0 | 0 | 0 | 0 | 0 | 0 | 0 | 0 | 0 | 0 | 0 | 0 | 0
| Network resilience | $/MWh | 0 |  | MWh | 0 | 0 | 0 | 0 | 0 | 0 | 0 | 0 | 0 | 0 | 0 | 0 | 0 | 0 | 0 | 0 | 0 | 0 | 0 | 0 | 0 | 0 | 0 | 0 | 0
| Enabling solar exports | $/MWh | 4220.9954 |  | MWh | 0 | 0 | 0 | 0 | 0 | 0 | 0 | 0 | 0 | 0 | 0 | 0 | 0 | 0 | 0 | 0 | 0 | 0 | 0 | 0 | 0 | 0 | 0 | 0 | 0
| Aesthetics | $/customer | 0 |  | customers | 0 | 0 | 0 | 0 | 0 | 0 | 0 | 0 | 0 | 0 | 0 | 0 | 0 | 0 | 0 | 0 | 0 | 0 | 0 | 0 | 0 | 0 | 0 | 0 | 0
| Customer value of time - residential | $/customer min | 0.54769 |  | mins | 0 | 0 | 0 | 0 | 0 | 0 | 0 | 0 | 0 | 0 | 0 | 0 | 0 | 0 | 0 | 0 | 0 | 0 | 0 | 0 | 0 | 0 | 0 | 0 | 0
| Customer value of time - business | $/customer min | 0.54769 |  | mins | 0 | 0 | 0 | 0 | 0 | 0 | 0 | 0 | 0 | 0 | 0 | 0 | 0 | 0 | 0 | 0 | 0 | 0 | 0 | 0 | 0 | 0 | 0 | 0 | 0
| Communication | $/customer | 0 |  | customers | 0 | 0 | 0 | 0 | 0 | 0 | 0 | 0 | 0 | 0 | 0 | 0 | 0 | 0 | 0 | 0 | 0 | 0 | 0 | 0 | 0 | 0 | 0 | 0 | 0
| Information accessibility | $/customer | 0 |  | customers | 0 | 0 | 0 | 0 | 0 | 0 | 0 | 0 | 0 | 0 | 0 | 0 | 0 | 0 | 0 | 0 | 0 | 0 | 0 | 0 | 0 | 0 | 0 | 0 | 0
| Other benefits 1 |  |  |  | 2023-12-31 | 0 | 0 | 0 | 0 | 0 | 0 | 0 | 0 | 0 | 0 | 0 | 0 | 0 | 0 | 0 | 0 | 0 | 0 | 0 | 0 | 0 | 0 | 0 | 0 | 0
| Other benefits 2 |  |  |  | 2023-12-31 | 0 | 0 | 0 | 0 | 0 | 0 | 0 | 0 | 0 | 0 | 0 | 0 | 0 | 0 | 0 | 0 | 0 | 0 | 0 | 0 | 0 | 0 | 0 | 0 | 0
| Total other benefits |  |  |  | 2023-12-31 | 0 | 0 | 0 | 0 | 0 | 0 | 0 | 0 | 0 | 0 | 0 | 0 | 0 | 0 | 0 | 0 | 0 | 0 | 0 | 0 | 0 | 0 | 0 | 0 | 0
SUMMARY
| Risks mitigated vs base case |  |  |  | 2023-12-31 | 26988000 | 26988000 | 26988000 | 26988000 | 26988000 | 26988000 | 26988000 | 26988000 | 26988000 | 26988000 | 26988000 | 26988000 | 26988000 | 26988000 | 26988000 | 26988000 | 26988000 | 26988000 | 26988000 | 26988000 | 26988000 | 26988000 | 26988000 | 26988000 | 0
Capital expenditure
| Replacement of CRO inoperable air break switches |  |  |  | 2023-12-31 | -45012000 | 0 | 0 | 0 | 0 | 0 | 0 | 0 | 0 | 0 | 0 | 0 | 0 | 0 | 0 | 0 | 0 | 0 | 0 | 0 | 0 | 0 | 0 | 0 | 0
| 0 |  |  |  | 2023-12-31 | 0 | 0 | 0 | 0 | 0 | 0 | 0 | 0 | 0 | 0 | 0 | 0 | 0 | 0 | 0 | 0 | 0 | 0 | 0 | 0 | 0 | 0 | 0 | 0 | 0
| 0 |  |  |  | 2023-12-31 | 0 | 0 | 0 | 0 | 0 | 0 | 0 | 0 | 0 | 0 | 0 | 0 | 0 | 0 | 0 | 0 | 0 | 0 | 0 | 0 | 0 | 0 | 0 | 0 | 0
Cumulative capex
| Replacement of CRO inoperable air break switches |  |  |  | 2023-12-31 | -45012000 | -45012000 | -45012000 | -45012000 | -45012000 | -45012000 | -45012000 | -45012000 | -45012000 | -45012000 | -45012000 | -45012000 | -45012000 | -45012000 | -45012000 | -45012000 | -45012000 | -45012000 | -45012000 | -45012000 | -45012000 | -45012000 | -45012000 | -45012000 | -45012000
| 0 |  |  |  | 2023-12-31 | 0 | 0 | 0 | 0 | 0 | 0 | 0 | 0 | 0 | 0 | 0 | 0 | 0 | 0 | 0 | 0 | 0 | 0 | 0 | 0 | 0 | 0 | 0 | 0 | 0
| 0 |  |  |  | 2023-12-31 | 0 | 0 | 0 | 0 | 0 | 0 | 0 | 0 | 0 | 0 | 0 | 0 | 0 | 0 | 0 | 0 | 0 | 0 | 0 | 0 | 0 | 0 | 0 | 0 | 0
Annualised capex
| Annualised capex - Replacement of CRO inoperable air break switches |  |  |  | 2023-12-31 | 0 | -1855089.8963 | -1855089.8963 | -1855089.8963 | -1855089.8963 | -1855089.8963 | -1855089.8963 | -1855089.8963 | -1855089.8963 | -1855089.8963 | -1855089.8963 | -1855089.8963 | -1855089.8963 | -1855089.8963 | -1855089.8963 | -1855089.8963 | -1855089.8963 | -1855089.8963 | -1855089.8963 | -1855089.8963 | -1855089.8963 | -1855089.8963 | -1855089.8963 | -1855089.8963 | -1855089.8963
| Annualised capex - |  |  |  | 2023-12-31 | 0 | 0 | 0 | 0 | 0 | 0 | 0 | 0 | 0 | 0 | 0 | 0 | 0 | 0 | 0 | 0 | 0 | 0 | 0 | 0 | 0 | 0 | 0 | 0 | 0
| Annualised capex - |  |  |  | 2023-12-31 | 0 | 0 | 0 | 0 | 0 | 0 | 0 | 0 | 0 | 0 | 0 | 0 | 0 | 0 | 0 | 0 | 0 | 0 | 0 | 0 | 0 | 0 | 0 | 0 | 0
| Total annualised capex |  |  |  | 2023-12-31 | 0 | -1855089.8963 | -1855089.8963 | -1855089.8963 | -1855089.8963 | -1855089.8963 | -1855089.8963 | -1855089.8963 | -1855089.8963 | -1855089.8963 | -1855089.8963 | -1855089.8963 | -1855089.8963 | -1855089.8963 | -1855089.8963 | -1855089.8963 | -1855089.8963 | -1855089.8963 | -1855089.8963 | -1855089.8963 | -1855089.8963 | -1855089.8963 | -1855089.8963 | -1855089.8963 | -1855089.8963
| Annualised capex |  |  |  | 2023-12-31 | 0 | -1855089.8963 | -1855089.8963 | -1855089.8963 | -1855089.8963 | -1855089.8963 | -1855089.8963 | -1855089.8963 | -1855089.8963 | -1855089.8963 | -1855089.8963 | -1855089.8963 | -1855089.8963 | -1855089.8963 | -1855089.8963 | -1855089.8963 | -1855089.8963 | -1855089.8963 | -1855089.8963 | -1855089.8963 | -1855089.8963 | -1855089.8963 | -1855089.8963 | -1855089.8963 | -1855089.8963
| Operating expenditure |  |  |  | 2023-12-31 | 0 | 0 | 0 | 0 | 0 | 0 | 0 | 0 | 0 | 0 | 0 | 0 | 0 | 0 | 0 | 0 | 0 | 0 | 0 | 0 | 0 | 0 | 0 | 0 | 0
| Risk mitigated |  |  |  | 2023-12-31 | 26988000 | 26988000 | 26988000 | 26988000 | 26988000 | 26988000 | 26988000 | 26988000 | 26988000 | 26988000 | 26988000 | 26988000 | 26988000 | 26988000 | 26988000 | 26988000 | 26988000 | 26988000 | 26988000 | 26988000 | 26988000 | 26988000 | 26988000 | 26988000 | 0
| Other benefits value |  |  |  | 2023-12-31 | 0 | 0 | 0 | 0 | 0 | 0 | 0 | 0 | 0 | 0 | 0 | 0 | 0 | 0 | 0 | 0 | 0 | 0 | 0 | 0 | 0 | 0 | 0 | 0 | 0
| Net benefits |  |  |  | 2023-12-31 | 26988000 | 25132910.1037 | 25132910.1037 | 25132910.1037 | 25132910.1037 | 25132910.1037 | 25132910.1037 | 25132910.1037 | 25132910.1037 | 25132910.1037 | 25132910.1037 | 25132910.1037 | 25132910.1037 | 25132910.1037 | 25132910.1037 | 25132910.1037 | 25132910.1037 | 25132910.1037 | 25132910.1037 | 25132910.1037 | 25132910.1037 | 25132910.1037 | 25132910.1037 | 25132910.1037 | -1855089.8963
| First capex year |  |  |  | 1
| First year |  |  |  | 1
SENSITIVITIES
NPV | Net benefits |  |  |  | Option 2NPV | 26988000 | 25132910.1037 | 25132910.1037 | 25132910.1037 | 25132910.1037 | 25132910.1037 | 25132910.1037 | 25132910.1037 | 25132910.1037 | 25132910.1037 | 25132910.1037 | 25132910.1037 | 25132910.1037 | 25132910.1037 | 25132910.1037 | 25132910.1037 | 25132910.1037 | 25132910.1037 | 25132910.1037 | 25132910.1037 | 25132910.1037 | 25132910.1037 | 25132910.1037 | 25132910.1037 | -1855089.8963
| Total annualised capex |  |  |  |  | 0 | -1855089.8963 | -1855089.8963 | -1855089.8963 | -1855089.8963 | -1855089.8963 | -1855089.8963 | -1855089.8963 | -1855089.8963 | -1855089.8963 | -1855089.8963 | -1855089.8963 | -1855089.8963 | -1855089.8963 | -1855089.8963 | -1855089.8963 | -1855089.8963 | -1855089.8963 | -1855089.8963 | -1855089.8963 | -1855089.8963 | -1855089.8963 | -1855089.8963 | -1855089.8963 | -1855089.8963
| Total benefits |  |  |  |  | 26988000 | 26988000 | 26988000 | 26988000 | 26988000 | 26988000 | 26988000 | 26988000 | 26988000 | 26988000 | 26988000 | 26988000 | 26988000 | 26988000 | 26988000 | 26988000 | 26988000 | 26988000 | 26988000 | 26988000 | 26988000 | 26988000 | 26988000 | 26988000 | 0
|  | Capex | Total benefits
sens1 | Capex 10% higher | 10% | 0% |  | Option 2sens1 | 26988000 | 24947401.114 | 24947401.114 | 24947401.114 | 24947401.114 | 24947401.114 | 24947401.114 | 24947401.114 | 24947401.114 | 24947401.114 | 24947401.114 | 24947401.114 | 24947401.114 | 24947401.114 | 24947401.114 | 24947401.114 | 24947401.114 | 24947401.114 | 24947401.114 | 24947401.114 | 24947401.114 | 24947401.114 | 24947401.114 | 24947401.114 | -2040598.886
sens2 | Capex 10% lower | -10% | 0% |  | Option 2sens2 | 26988000 | 25318419.0933 | 25318419.0933 | 25318419.0933 | 25318419.0933 | 25318419.0933 | 25318419.0933 | 25318419.0933 | 25318419.0933 | 25318419.0933 | 25318419.0933 | 25318419.0933 | 25318419.0933 | 25318419.0933 | 25318419.0933 | 25318419.0933 | 25318419.0933 | 25318419.0933 | 25318419.0933 | 25318419.0933 | 25318419.0933 | 25318419.0933 | 25318419.0933 | 25318419.0933 | -1669580.9067
sens3 | Total benefits 10% higher | 0% | 10% |  | Option 2sens3 | 29686800 | 27831710.1037 | 27831710.1037 | 27831710.1037 | 27831710.1037 | 27831710.1037 | 27831710.1037 | 27831710.1037 | 27831710.1037 | 27831710.1037 | 27831710.1037 | 27831710.1037 | 27831710.1037 | 27831710.1037 | 27831710.1037 | 27831710.1037 | 27831710.1037 | 27831710.1037 | 27831710.1037 | 27831710.1037 | 27831710.1037 | 27831710.1037 | 27831710.1037 | 27831710.1037 | -1855089.8963
sens4 | Total benefits 10% lower | 0% | -10% |  | Option 2sens4 | 24289200 | 22434110.1037 | 22434110.1037 | 22434110.1037 | 22434110.1037 | 22434110.1037 | 22434110.1037 | 22434110.1037 | 22434110.1037 | 22434110.1037 | 22434110.1037 | 22434110.1037 | 22434110.1037 | 22434110.1037 | 22434110.1037 | 22434110.1037 | 22434110.1037 | 22434110.1037 | 22434110.1037 | 22434110.1037 | 22434110.1037 | 22434110.1037 | 22434110.1037 | 22434110.1037 | -1855089.8963
sens5 | Capex 10% higher & Total benefits 10% lower | 10% | -10% |  | Option 2sens5 | 24289200 | 22248601.114 | 22248601.114 | 22248601.114 | 22248601.114 | 22248601.114 | 22248601.114 | 22248601.114 | 22248601.114 | 22248601.114 | 22248601.114 | 22248601.114 | 22248601.114 | 22248601.114 | 22248601.114 | 22248601.114 | 22248601.114 | 22248601.114 | 22248601.114 | 22248601.114 | 22248601.114 | 22248601.114 | 22248601.114 | 22248601.114 | -2040598.886
sens | 0 | 0% | 0% |  | Option 2sens | 26988000 | 25132910.1037 | 25132910.1037 | 25132910.1037 | 25132910.1037 | 25132910.1037 | 25132910.1037 | 25132910.1037 | 25132910.1037 | 25132910.1037 | 25132910.1037 | 25132910.1037 | 25132910.1037 | 25132910.1037 | 25132910.1037 | 25132910.1037 | 25132910.1037 | 25132910.1037 | 25132910.1037 | 25132910.1037 | 25132910.1037 | 25132910.1037 | 25132910.1037 | 25132910.1037 | -1855089.8963
sens | 0 | 0% | 0% |  | Option 2sens | 26988000 | 25132910.1037 | 25132910.1037 | 25132910.1037 | 25132910.1037 | 25132910.1037 | 25132910.1037 | 25132910.1037 | 25132910.1037 | 25132910.1037 | 25132910.1037 | 25132910.1037 | 25132910.1037 | 25132910.1037 | 25132910.1037 | 25132910.1037 | 25132910.1037 | 25132910.1037 | 25132910.1037 | 25132910.1037 | 25132910.1037 | 25132910.1037 | 25132910.1037 | 25132910.1037 | -1855089.8963
sens | 0 | 0% | 0% |  | Option 2sens | 26988000 | 25132910.1037 | 25132910.1037 | 25132910.1037 | 25132910.1037 | 25132910.1037 | 25132910.1037 | 25132910.1037 | 25132910.1037 | 25132910.1037 | 25132910.1037 | 25132910.1037 | 25132910.1037 | 25132910.1037 | 25132910.1037 | 25132910.1037 | 25132910.1037 | 25132910.1037 | 25132910.1037 | 25132910.1037 | 25132910.1037 | 25132910.1037 | 25132910.1037 | 25132910.1037 | -1855089.8963

## Option3
Powercor
Recplacement of CRO inoperable RMUs
OPTION 3 | Replace all CRP inoperable air break switches over 5 years
Count | [5 empty] | 1 | 2 | 3 | 4 | 5 | 6 | 7 | 8 | 9 | 10 | 11 | 12 | 13 | 14 | 15 | 16 | 17 | 18 | 19 | 20 | 21 | 22 | 23 | 24 | 25
Value of CO2 reductions |  |  |  |  | $/MWh | 24.7305 | 22.3407 | 20.1963 | 18.0629 | 15.9134 | 13.7151 | 13.7151 | 13.7151 | 13.7151 | 13.7151 | 13.7151 | 13.7151 | 13.7151 | 13.7151 | 13.7151 | 13.7151 | 13.7151 | 13.7151 | 13.7151 | 13.7151 | 13.7151 | 13.7151 | 13.7151 | 13.7151 | 13.7151
[5 empty] | Units | 2026-27 | 2027-28 | 2028-29 | 2029-30 | 2030-31 | 2031-32 | 2032-33 | 2033-34 | 2034-35 | 2035-36 | 2036-37 | 2037-38 | 2038-39 | 2039-40 | 2040-41 | 2041-42 | 2042-43 | 2043-44 | 2044-45 | 2045-46 | 2046-47 | 2047-48 | 2048-49 | 2049-50 | 2050-51
INVESTMENT & OPERATING COST
| Capex |  | Asset life (yrs)
| Replacement of CRO inoperable air break switches |  | 55 | Capex | 2023-12-31 | 8990000 | 8990000 | 8990000 | 8990000 | 8990000 | 62000 | 0 | 0 | 0 | 0 | 0 | 0 | 0 | 0 | 0 | 0 | 0 | 0 | 0 | 0 | 0 | 0 | 0 | 0 | 0
|  |  | 0 |  | 2023-12-31 | 0 | 0 | 0 | 0 | 0 | 0 | 0 | 0 | 0 | 0 | 0 | 0 | 0 | 0 | 0 | 0 | 0 | 0 | 0 | 0 | 0 | 0 | 0 | 0 | 0
|  |  | 0 |  | 2023-12-31 | 0 | 0 | 0 | 0 | 0 | 0 | 0 | 0 | 0 | 0 | 0 | 0 | 0 | 0 | 0 | 0 | 0 | 0 | 0 | 0 | 0 | 0 | 0 | 0 | 0
| Capital expenditure |  |  |  | 2023-12-31 | 8990000 | 8990000 | 8990000 | 8990000 | 8990000 | 62000 | 0 | 0 | 0 | 0 | 0 | 0 | 0 | 0 | 0 | 0 | 0 | 0 | 0 | 0 | 0 | 0 | 0 | 0 | 0
| Operating expenditure |  |  |  | 2023-12-31 | 0 | 0 | 0 | 0 | 0 | 0 | 0 | 0 | 0 | 0 | 0 | 0 | 0 | 0 | 0 | 0 | 0 | 0 | 0 | 0 | 0 | 0 | 0 | 0 | 0
RISK ASSUMPTIONS
| PoF (major) |  |  |  |  | 0 | 0 | 0 | 0 | 0 | 0 | 0 | 0 | 0 | 0 | 0 | 0 | 0 | 0 | 0 | 0 | 0 | 0 | 0 | 0 | 0 | 0 | 0 | 0 | 0
| PoF (reparable) |  |  |  |  | 0 | 0 | 0 | 0 | 0 | 0 | 0 | 0 | 0 | 0 | 0 | 0 | 0 | 0 | 0 | 0 | 0 | 0 | 0 | 0 | 0 | 0 | 0 | 0 | 0
| Energy at risk (weighted) |  |  |  | MWh | 0 | 0 | 0 | 0 | 0 | 0 | 0 | 0 | 0 | 0 | 0 | 0 | 0 | 0 | 0 | 0 | 0 | 0 | 0 | 0 | 0 | 0 | 0 | 0 | 0
| Energy at risk value | $/MWh | 43815.4862 |  | 2023-12-31 | 26988000 | 21597834.7107 | 16207669.4215 | 10817504.1322 | 5427338.843 | 37173.5537 | 0 | 0 | 0 | 0 | 0 | 0 | 0 | 0 | 0 | 0 | 0 | 0 | 0 | 0 | 0 | 0 | 0 | 0 | 0
| Safety consequence | (after DF) |  | Safety | 2023-12-31 | 0 | 0 | 0 | 0 | 0 | 0 | 0 | 0 | 0 | 0 | 0 | 0 | 0 | 0 | 0 | 0 | 0 | 0 | 0 | 0 | 0 | 0 | 0 | 0 | 0
| Outages |  |  | Outages | 2023-12-31 | 0 | 0 | 0 | 0 | 0 | 0 | 0 | 0 | 0 | 0 | 0 | 0 | 0 | 0 | 0 | 0 | 0 | 0 | 0 | 0 | 0 | 0 | 0 | 0 | 0
| Asset failure | (after DF) |  | Failures | 2023-12-31 | 0 | 0 | 0 | 0 | 0 | 0 | 0 | 0 | 0 | 0 | 0 | 0 | 0 | 0 | 0 | 0 | 0 | 0 | 0 | 0 | 0 | 0 | 0 | 0 | 0
| Outage for planned program |  |  | Planned | 2023-12-31 | 0 | 0 | 0 | 0 | 0 | 0 | 0 | 0 | 0 | 0 | 0 | 0 | 0 | 0 | 0 | 0 | 0 | 0 | 0 | 0 | 0 | 0 | 0 | 0 | 0
[5 empty] | 2023-12-31 | 0 | 0 | 0 | 0 | 0 | 0 | 0 | 0 | 0 | 0 | 0 | 0 | 0 | 0 | 0 | 0 | 0 | 0 | 0 | 0 | 0 | 0 | 0 | 0 | 0
| Total risk cost |  |  |  |  | 26988000 | 21597834.7107 | 16207669.4215 | 10817504.1322 | 5427338.843 | 37173.5537 | 0 | 0 | 0 | 0 | 0 | 0 | 0 | 0 | 0 | 0 | 0 | 0 | 0 | 0 | 0 | 0 | 0 | 0 | 0
OTHER BENEFITS
| Reduction in CO2 emissions |  |  |  | MWh | 0 | 0 | 0 | 0 | 0 | 0 | 0 | 0 | 0 | 0 | 0 | 0 | 0 | 0 | 0 | 0 | 0 | 0 | 0 | 0 | 0 | 0 | 0 | 0 | 0
| Value of reduction in CO2 emissions |  |  |  | $ | 0 | 0 | 0 | 0 | 0 | 0 | 0 | 0 | 0 | 0 | 0 | 0 | 0 | 0 | 0 | 0 | 0 | 0 | 0 | 0 | 0 | 0 | 0 | 0 | 0
| Reliability in worst-served areas | $/MWh | 0 |  | MWh | 0 | 0 | 0 | 0 | 0 | 0 | 0 | 0 | 0 | 0 | 0 | 0 | 0 | 0 | 0 | 0 | 0 | 0 | 0 | 0 | 0 | 0 | 0 | 0 | 0
| Network resilience | $/MWh | 0 |  | MWh | 0 | 0 | 0 | 0 | 0 | 0 | 0 | 0 | 0 | 0 | 0 | 0 | 0 | 0 | 0 | 0 | 0 | 0 | 0 | 0 | 0 | 0 | 0 | 0 | 0
| Enabling solar exports | $/MWh | 4220.9954 |  | MWh | 0 | 0 | 0 | 0 | 0 | 0 | 0 | 0 | 0 | 0 | 0 | 0 | 0 | 0 | 0 | 0 | 0 | 0 | 0 | 0 | 0 | 0 | 0 | 0 | 0
| Aesthetics | $/customer | 0 |  | customers | 0 | 0 | 0 | 0 | 0 | 0 | 0 | 0 | 0 | 0 | 0 | 0 | 0 | 0 | 0 | 0 | 0 | 0 | 0 | 0 | 0 | 0 | 0 | 0 | 0
| Customer value of time (res) | $/customer min | 0.54769 |  | mins | 0 | 0 | 0 | 0 | 0 | 0 | 0 | 0 | 0 | 0 | 0 | 0 | 0 | 0 | 0 | 0 | 0 | 0 | 0 | 0 | 0 | 0 | 0 | 0 | 0
| Customer value of time (bus) | $/customer min | 0.54769 |  | mins | 0 | 0 | 0 | 0 | 0 | 0 | 0 | 0 | 0 | 0 | 0 | 0 | 0 | 0 | 0 | 0 | 0 | 0 | 0 | 0 | 0 | 0 | 0 | 0 | 0
| Communication | $/customer | 0 |  | customers | 0 | 0 | 0 | 0 | 0 | 0 | 0 | 0 | 0 | 0 | 0 | 0 | 0 | 0 | 0 | 0 | 0 | 0 | 0 | 0 | 0 | 0 | 0 | 0 | 0
| Information accessibility | $/customer | 0 |  | customers | 0 | 0 | 0 | 0 | 0 | 0 | 0 | 0 | 0 | 0 | 0 | 0 | 0 | 0 | 0 | 0 | 0 | 0 | 0 | 0 | 0 | 0 | 0 | 0 | 0
| Other benefits 1 |  |  |  | 2023-12-31 | 0 | 0 | 0 | 0 | 0 | 0 | 0 | 0 | 0 | 0 | 0 | 0 | 0 | 0 | 0 | 0 | 0 | 0 | 0 | 0 | 0 | 0 | 0 | 0 | 0
| Other benefits 2 |  |  |  | 2023-12-31 | 0 | 0 | 0 | 0 | 0 | 0 | 0 | 0 | 0 | 0 | 0 | 0 | 0 | 0 | 0 | 0 | 0 | 0 | 0 | 0 | 0 | 0 | 0 | 0 | 0
| Total other benefits |  |  |  | 2023-12-31 | 0 | 0 | 0 | 0 | 0 | 0 | 0 | 0 | 0 | 0 | 0 | 0 | 0 | 0 | 0 | 0 | 0 | 0 | 0 | 0 | 0 | 0 | 0 | 0 | 0
SUMMARY
| Risks mitigated vs base case |  |  |  | 2023-12-31 | 0 | 5390165.2893 | 10780330.5785 | 16170495.8678 | 21560661.157 | 26950826.4463 | 26988000 | 26988000 | 26988000 | 26988000 | 26988000 | 26988000 | 26988000 | 26988000 | 26988000 | 26988000 | 26988000 | 26988000 | 26988000 | 26988000 | 26988000 | 26988000 | 26988000 | 26988000 | 0
Capital expenditure
| Replacement of CRO inoperable air break switches |  |  |  | 2023-12-31 | -8990000 | -8990000 | -8990000 | -8990000 | -8990000 | -62000 | 0 | 0 | 0 | 0 | 0 | 0 | 0 | 0 | 0 | 0 | 0 | 0 | 0 | 0 | 0 | 0 | 0 | 0 | 0
| 0 |  |  |  | 2023-12-31 | 0 | 0 | 0 | 0 | 0 | 0 | 0 | 0 | 0 | 0 | 0 | 0 | 0 | 0 | 0 | 0 | 0 | 0 | 0 | 0 | 0 | 0 | 0 | 0 | 0
| 0 |  |  |  | 2023-12-31 | 0 | 0 | 0 | 0 | 0 | 0 | 0 | 0 | 0 | 0 | 0 | 0 | 0 | 0 | 0 | 0 | 0 | 0 | 0 | 0 | 0 | 0 | 0 | 0 | 0
Cumulative capex
| Replacement of CRO inoperable air break switches |  |  |  | 2023-12-31 | -8990000 | -17980000 | -26970000 | -35960000 | -44950000 | -45012000 | -45012000 | -45012000 | -45012000 | -45012000 | -45012000 | -45012000 | -45012000 | -45012000 | -45012000 | -45012000 | -45012000 | -45012000 | -45012000 | -45012000 | -45012000 | -45012000 | -45012000 | -45012000 | -45012000
| 0 |  |  |  | 2023-12-31 | 0 | 0 | 0 | 0 | 0 | 0 | 0 | 0 | 0 | 0 | 0 | 0 | 0 | 0 | 0 | 0 | 0 | 0 | 0 | 0 | 0 | 0 | 0 | 0 | 0
| 0 |  |  |  | 2023-12-31 | 0 | 0 | 0 | 0 | 0 | 0 | 0 | 0 | 0 | 0 | 0 | 0 | 0 | 0 | 0 | 0 | 0 | 0 | 0 | 0 | 0 | 0 | 0 | 0 | 0
Annualised capex
| Annualised capex - Replacement of CRO inoperable air break switches |  |  |  | 2023-12-31 | 0 | -370506.9352 | -741013.8704 | -1111520.8057 | -1482027.7409 | -1852534.6761 | -1855089.8963 | -1855089.8963 | -1855089.8963 | -1855089.8963 | -1855089.8963 | -1855089.8963 | -1855089.8963 | -1855089.8963 | -1855089.8963 | -1855089.8963 | -1855089.8963 | -1855089.8963 | -1855089.8963 | -1855089.8963 | -1855089.8963 | -1855089.8963 | -1855089.8963 | -1855089.8963 | -1855089.8963
| Annualised capex - |  |  |  | 2023-12-31 | 0 | 0 | 0 | 0 | 0 | 0 | 0 | 0 | 0 | 0 | 0 | 0 | 0 | 0 | 0 | 0 | 0 | 0 | 0 | 0 | 0 | 0 | 0 | 0 | 0
| Annualised capex - |  |  |  | 2023-12-31 | 0 | 0 | 0 | 0 | 0 | 0 | 0 | 0 | 0 | 0 | 0 | 0 | 0 | 0 | 0 | 0 | 0 | 0 | 0 | 0 | 0 | 0 | 0 | 0 | 0
| Total annualised capex |  |  |  | 2023-12-31 | 0 | -370506.9352 | -741013.8704 | -1111520.8057 | -1482027.7409 | -1852534.6761 | -1855089.8963 | -1855089.8963 | -1855089.8963 | -1855089.8963 | -1855089.8963 | -1855089.8963 | -1855089.8963 | -1855089.8963 | -1855089.8963 | -1855089.8963 | -1855089.8963 | -1855089.8963 | -1855089.8963 | -1855089.8963 | -1855089.8963 | -1855089.8963 | -1855089.8963 | -1855089.8963 | -1855089.8963
| Annualised capex |  |  |  | 2023-12-31 | 0 | -370506.9352 | -741013.8704 | -1111520.8057 | -1482027.7409 | -1852534.6761 | -1855089.8963 | -1855089.8963 | -1855089.8963 | -1855089.8963 | -1855089.8963 | -1855089.8963 | -1855089.8963 | -1855089.8963 | -1855089.8963 | -1855089.8963 | -1855089.8963 | -1855089.8963 | -1855089.8963 | -1855089.8963 | -1855089.8963 | -1855089.8963 | -1855089.8963 | -1855089.8963 | -1855089.8963
| Operating expenditure |  |  |  | 2023-12-31 | 0 | 0 | 0 | 0 | 0 | 0 | 0 | 0 | 0 | 0 | 0 | 0 | 0 | 0 | 0 | 0 | 0 | 0 | 0 | 0 | 0 | 0 | 0 | 0 | 0
| Risk mitigated |  |  |  | 2023-12-31 | 0 | 5390165.2893 | 10780330.5785 | 16170495.8678 | 21560661.157 | 26950826.4463 | 26988000 | 26988000 | 26988000 | 26988000 | 26988000 | 26988000 | 26988000 | 26988000 | 26988000 | 26988000 | 26988000 | 26988000 | 26988000 | 26988000 | 26988000 | 26988000 | 26988000 | 26988000 | 0
| Other benefits value |  |  |  | 2023-12-31 | 0 | 0 | 0 | 0 | 0 | 0 | 0 | 0 | 0 | 0 | 0 | 0 | 0 | 0 | 0 | 0 | 0 | 0 | 0 | 0 | 0 | 0 | 0 | 0 | 0
| Net benefits |  |  |  | 2023-12-31 | 0 | 5019658.354 | 10039316.7081 | 15058975.0621 | 20078633.4161 | 25098291.7702 | 25132910.1037 | 25132910.1037 | 25132910.1037 | 25132910.1037 | 25132910.1037 | 25132910.1037 | 25132910.1037 | 25132910.1037 | 25132910.1037 | 25132910.1037 | 25132910.1037 | 25132910.1037 | 25132910.1037 | 25132910.1037 | 25132910.1037 | 25132910.1037 | 25132910.1037 | 25132910.1037 | -1855089.8963
| First capex year |  |  |  | 1
| First year |  |  |  | 1
SENSITIVITIES
NPV | Net benefits |  |  |  | Option 3NPV | 0 | 5019658.354 | 10039316.7081 | 15058975.0621 | 20078633.4161 | 25098291.7702 | 25132910.1037 | 25132910.1037 | 25132910.1037 | 25132910.1037 | 25132910.1037 | 25132910.1037 | 25132910.1037 | 25132910.1037 | 25132910.1037 | 25132910.1037 | 25132910.1037 | 25132910.1037 | 25132910.1037 | 25132910.1037 | 25132910.1037 | 25132910.1037 | 25132910.1037 | 25132910.1037 | -1855089.8963
| Total annualised capex |  |  |  |  | 0 | -370506.9352 | -741013.8704 | -1111520.8057 | -1482027.7409 | -1852534.6761 | -1855089.8963 | -1855089.8963 | -1855089.8963 | -1855089.8963 | -1855089.8963 | -1855089.8963 | -1855089.8963 | -1855089.8963 | -1855089.8963 | -1855089.8963 | -1855089.8963 | -1855089.8963 | -1855089.8963 | -1855089.8963 | -1855089.8963 | -1855089.8963 | -1855089.8963 | -1855089.8963 | -1855089.8963
| Total benefits |  |  |  |  | 0 | 5390165.2893 | 10780330.5785 | 16170495.8678 | 21560661.157 | 26950826.4463 | 26988000 | 26988000 | 26988000 | 26988000 | 26988000 | 26988000 | 26988000 | 26988000 | 26988000 | 26988000 | 26988000 | 26988000 | 26988000 | 26988000 | 26988000 | 26988000 | 26988000 | 26988000 | 0
|  | Capex | Total benefits
sens1 | Capex 10% higher | 10% | 0% |  | Option 3sens1 | 0 | 4982607.6605 | 9965215.321 | 14947822.9815 | 19930430.6421 | 24913038.3026 | 24947401.114 | 24947401.114 | 24947401.114 | 24947401.114 | 24947401.114 | 24947401.114 | 24947401.114 | 24947401.114 | 24947401.114 | 24947401.114 | 24947401.114 | 24947401.114 | 24947401.114 | 24947401.114 | 24947401.114 | 24947401.114 | 24947401.114 | 24947401.114 | -2040598.886
sens2 | Capex 10% lower | -10% | 0% |  | Option 3sens2 | 0 | 5056709.0476 | 10113418.0951 | 15170127.1427 | 20226836.1902 | 25283545.2378 | 25318419.0933 | 25318419.0933 | 25318419.0933 | 25318419.0933 | 25318419.0933 | 25318419.0933 | 25318419.0933 | 25318419.0933 | 25318419.0933 | 25318419.0933 | 25318419.0933 | 25318419.0933 | 25318419.0933 | 25318419.0933 | 25318419.0933 | 25318419.0933 | 25318419.0933 | 25318419.0933 | -1669580.9067
sens3 | Total benefits 10% higher | 0% | 10% |  | Option 3sens3 | 0 | 5558674.883 | 11117349.7659 | 16676024.6489 | 22234699.5318 | 27793374.4148 | 27831710.1037 | 27831710.1037 | 27831710.1037 | 27831710.1037 | 27831710.1037 | 27831710.1037 | 27831710.1037 | 27831710.1037 | 27831710.1037 | 27831710.1037 | 27831710.1037 | 27831710.1037 | 27831710.1037 | 27831710.1037 | 27831710.1037 | 27831710.1037 | 27831710.1037 | 27831710.1037 | -1855089.8963
sens4 | Total benefits 10% lower | 0% | -10% |  | Option 3sens4 | 0 | 4480641.8251 | 8961283.6502 | 13441925.4753 | 17922567.3004 | 22403209.1255 | 22434110.1037 | 22434110.1037 | 22434110.1037 | 22434110.1037 | 22434110.1037 | 22434110.1037 | 22434110.1037 | 22434110.1037 | 22434110.1037 | 22434110.1037 | 22434110.1037 | 22434110.1037 | 22434110.1037 | 22434110.1037 | 22434110.1037 | 22434110.1037 | 22434110.1037 | 22434110.1037 | -1855089.8963
sens5 | Capex 10% higher & Total benefits 10% lower | 10% | -10% |  | Option 3sens5 | 0 | 4443591.1316 | 8887182.2632 | 13330773.3948 | 17774364.5263 | 22217955.6579 | 22248601.114 | 22248601.114 | 22248601.114 | 22248601.114 | 22248601.114 | 22248601.114 | 22248601.114 | 22248601.114 | 22248601.114 | 22248601.114 | 22248601.114 | 22248601.114 | 22248601.114 | 22248601.114 | 22248601.114 | 22248601.114 | 22248601.114 | 22248601.114 | -2040598.886
sens | 0 | 0% | 0% |  | Option 3sens | 0 | 5019658.354 | 10039316.7081 | 15058975.0621 | 20078633.4161 | 25098291.7702 | 25132910.1037 | 25132910.1037 | 25132910.1037 | 25132910.1037 | 25132910.1037 | 25132910.1037 | 25132910.1037 | 25132910.1037 | 25132910.1037 | 25132910.1037 | 25132910.1037 | 25132910.1037 | 25132910.1037 | 25132910.1037 | 25132910.1037 | 25132910.1037 | 25132910.1037 | 25132910.1037 | -1855089.8963
sens | 0 | 0% | 0% |  | Option 3sens | 0 | 5019658.354 | 10039316.7081 | 15058975.0621 | 20078633.4161 | 25098291.7702 | 25132910.1037 | 25132910.1037 | 25132910.1037 | 25132910.1037 | 25132910.1037 | 25132910.1037 | 25132910.1037 | 25132910.1037 | 25132910.1037 | 25132910.1037 | 25132910.1037 | 25132910.1037 | 25132910.1037 | 25132910.1037 | 25132910.1037 | 25132910.1037 | 25132910.1037 | 25132910.1037 | -1855089.8963
sens | 0 | 0% | 0% |  | Option 3sens | 0 | 5019658.354 | 10039316.7081 | 15058975.0621 | 20078633.4161 | 25098291.7702 | 25132910.1037 | 25132910.1037 | 25132910.1037 | 25132910.1037 | 25132910.1037 | 25132910.1037 | 25132910.1037 | 25132910.1037 | 25132910.1037 | 25132910.1037 | 25132910.1037 | 25132910.1037 | 25132910.1037 | 25132910.1037 | 25132910.1037 | 25132910.1037 | 25132910.1037 | 25132910.1037 | -1855089.8963

## Option4
Powercor
Recplacement of CRO inoperable RMUs
OPTION 4 | Replace all CRP inoperable air break switches over 10 years
Count | [5 empty] | 1 | 2 | 3 | 4 | 5 | 6 | 7 | 8 | 9 | 10 | 11 | 12 | 13 | 14 | 15 | 16 | 17 | 18 | 19 | 20 | 21 | 22 | 23 | 24 | 25
Value of CO2 reductions |  |  |  |  | $/MWh | 24.7305 | 22.3407 | 20.1963 | 18.0629 | 15.9134 | 13.7151 | 13.7151 | 13.7151 | 13.7151 | 13.7151 | 13.7151 | 13.7151 | 13.7151 | 13.7151 | 13.7151 | 13.7151 | 13.7151 | 13.7151 | 13.7151 | 13.7151 | 13.7151 | 13.7151 | 13.7151 | 13.7151 | 13.7151
[5 empty] | Units | 2026-27 | 2027-28 | 2028-29 | 2029-30 | 2030-31 | 2031-32 | 2032-33 | 2033-34 | 2034-35 | 2035-36 | 2036-37 | 2037-38 | 2038-39 | 2039-40 | 2040-41 | 2041-42 | 2042-43 | 2043-44 | 2044-45 | 2045-46 | 2046-47 | 2047-48 | 2048-49 | 2049-50 | 2050-51
INVESTMENT & OPERATING COST
| Capex |  | Asset life (yrs)
| Replacement of CRO inoperable air break switches |  | 55 | Capex | 2023-12-31 | 4495000 | 4495000 | 4495000 | 4495000 | 4495000 | 4495000 | 4495000 | 4495000 | 4495000 | 4495000 | 62000 | 0 | 0 | 0 | 0 | 0 | 0 | 0 | 0 | 0 | 0 | 0 | 0 | 0 | 0
|  |  | 0 |  | 2023-12-31 | 0 | 0 | 0 | 0 | 0 | 0 | 0 | 0 | 0 | 0 | 0 | 0 | 0 | 0 | 0 | 0 | 0 | 0 | 0 | 0 | 0 | 0 | 0 | 0 | 0
|  |  | 0 |  | 2023-12-31 | 0 | 0 | 0 | 0 | 0 | 0 | 0 | 0 | 0 | 0 | 0 | 0 | 0 | 0 | 0 | 0 | 0 | 0 | 0 | 0 | 0 | 0 | 0 | 0 | 0
| Capital expenditure |  |  |  | 2023-12-31 | 4495000 | 4495000 | 4495000 | 4495000 | 4495000 | 4495000 | 4495000 | 4495000 | 4495000 | 4495000 | 62000 | 0 | 0 | 0 | 0 | 0 | 0 | 0 | 0 | 0 | 0 | 0 | 0 | 0 | 0
| Operating expenditure |  |  |  | 2023-12-31 | 0 | 0 | 0 | 0 | 0 | 0 | 0 | 0 | 0 | 0 | 0 | 0 | 0 | 0 | 0 | 0 | 0 | 0 | 0 | 0 | 0 | 0 | 0 | 0 | 0
RISK ASSUMPTIONS
| PoF (major) |  |  |  |  | 0 | 0 | 0 | 0 | 0 | 0 | 0 | 0 | 0 | 0 | 0 | 0 | 0 | 0 | 0 | 0 | 0 | 0 | 0 | 0 | 0 | 0 | 0 | 0 | 0
| PoF (reparable) |  |  |  |  | 0 | 0 | 0 | 0 | 0 | 0 | 0 | 0 | 0 | 0 | 0 | 0 | 0 | 0 | 0 | 0 | 0 | 0 | 0 | 0 | 0 | 0 | 0 | 0 | 0
| Energy at risk (weighted) |  |  |  | MWh | 0 | 0 | 0 | 0 | 0 | 0 | 0 | 0 | 0 | 0 | 0 | 0 | 0 | 0 | 0 | 0 | 0 | 0 | 0 | 0 | 0 | 0 | 0 | 0 | 0
| Energy at risk value | $/MWh | 43815.4862 |  | 2023-12-31 | 26988000 | 24292917.3554 | 21597834.7107 | 18902752.0661 | 16207669.4215 | 13512586.7769 | 10817504.1322 | 8122421.4876 | 5427338.843 | 2732256.1983 | 37173.5537 | 0 | 0 | 0 | 0 | 0 | 0 | 0 | 0 | 0 | 0 | 0 | 0 | 0 | 0
| Safety consequence | (after DF) |  | Safety | 2023-12-31 | 0 | 0 | 0 | 0 | 0 | 0 | 0 | 0 | 0 | 0 | 0 | 0 | 0 | 0 | 0 | 0 | 0 | 0 | 0 | 0 | 0 | 0 | 0 | 0 | 0
| Outages |  |  | Outages | 2023-12-31 | 0 | 0 | 0 | 0 | 0 | 0 | 0 | 0 | 0 | 0 | 0 | 0 | 0 | 0 | 0 | 0 | 0 | 0 | 0 | 0 | 0 | 0 | 0 | 0 | 0
| Asset failure | (after DF) |  | Failures | 2023-12-31 | 0 | 0 | 0 | 0 | 0 | 0 | 0 | 0 | 0 | 0 | 0 | 0 | 0 | 0 | 0 | 0 | 0 | 0 | 0 | 0 | 0 | 0 | 0 | 0 | 0
| Outage for planned program |  |  | Planned | 2023-12-31 | 0 | 0 | 0 | 0 | 0 | 0 | 0 | 0 | 0 | 0 | 0 | 0 | 0 | 0 | 0 | 0 | 0 | 0 | 0 | 0 | 0 | 0 | 0 | 0 | 0
[5 empty] | 2023-12-31 | 0 | 0 | 0 | 0 | 0 | 0 | 0 | 0 | 0 | 0 | 0 | 0 | 0 | 0 | 0 | 0 | 0 | 0 | 0 | 0 | 0 | 0 | 0 | 0 | 0
| Total risk cost |  |  |  |  | 26988000 | 24292917.3554 | 21597834.7107 | 18902752.0661 | 16207669.4215 | 13512586.7769 | 10817504.1322 | 8122421.4876 | 5427338.843 | 2732256.1983 | 37173.5537 | 0 | 0 | 0 | 0 | 0 | 0 | 0 | 0 | 0 | 0 | 0 | 0 | 0 | 0
OTHER BENEFITS
| Reduction in CO2 emissions |  |  |  | MWh | 0 | 0 | 0 | 0 | 0 | 0 | 0 | 0 | 0 | 0 | 0 | 0 | 0 | 0 | 0 | 0 | 0 | 0 | 0 | 0 | 0 | 0 | 0 | 0 | 0
| Value of reduction in CO2 emissions |  |  |  | $ | 0 | 0 | 0 | 0 | 0 | 0 | 0 | 0 | 0 | 0 | 0 | 0 | 0 | 0 | 0 | 0 | 0 | 0 | 0 | 0 | 0 | 0 | 0 | 0 | 0
| Reliability in worst-served areas | $/MWh | 0 |  | MWh | 0 | 0 | 0 | 0 | 0 | 0 | 0 | 0 | 0 | 0 | 0 | 0 | 0 | 0 | 0 | 0 | 0 | 0 | 0 | 0 | 0 | 0 | 0 | 0 | 0
| Network resilience | $/MWh | 0 |  | MWh | 0 | 0 | 0 | 0 | 0 | 0 | 0 | 0 | 0 | 0 | 0 | 0 | 0 | 0 | 0 | 0 | 0 | 0 | 0 | 0 | 0 | 0 | 0 | 0 | 0
| Enabling solar exports | $/MWh | 4220.9954 |  | MWh | 0 | 0 | 0 | 0 | 0 | 0 | 0 | 0 | 0 | 0 | 0 | 0 | 0 | 0 | 0 | 0 | 0 | 0 | 0 | 0 | 0 | 0 | 0 | 0 | 0
| Aesthetics | $/customer | 0 |  | customers | 0 | 0 | 0 | 0 | 0 | 0 | 0 | 0 | 0 | 0 | 0 | 0 | 0 | 0 | 0 | 0 | 0 | 0 | 0 | 0 | 0 | 0 | 0 | 0 | 0
| Customer value of time (res) | $/customer min | 0.54769 |  | mins | 0 | 0 | 0 | 0 | 0 | 0 | 0 | 0 | 0 | 0 | 0 | 0 | 0 | 0 | 0 | 0 | 0 | 0 | 0 | 0 | 0 | 0 | 0 | 0 | 0
| Customer value of time (bus) | $/customer min | 0.54769 |  | mins | 0 | 0 | 0 | 0 | 0 | 0 | 0 | 0 | 0 | 0 | 0 | 0 | 0 | 0 | 0 | 0 | 0 | 0 | 0 | 0 | 0 | 0 | 0 | 0 | 0
| Communication | $/customer | 0 |  | customers | 0 | 0 | 0 | 0 | 0 | 0 | 0 | 0 | 0 | 0 | 0 | 0 | 0 | 0 | 0 | 0 | 0 | 0 | 0 | 0 | 0 | 0 | 0 | 0 | 0
| Information accessibility | $/customer | 0 |  | customers | 0 | 0 | 0 | 0 | 0 | 0 | 0 | 0 | 0 | 0 | 0 | 0 | 0 | 0 | 0 | 0 | 0 | 0 | 0 | 0 | 0 | 0 | 0 | 0 | 0
| Other benefits 1 |  |  |  | 2023-12-31 | 0 | 0 | 0 | 0 | 0 | 0 | 0 | 0 | 0 | 0 | 0 | 0 | 0 | 0 | 0 | 0 | 0 | 0 | 0 | 0 | 0 | 0 | 0 | 0 | 0
| Other benefits 2 |  |  |  | 2023-12-31 | 0 | 0 | 0 | 0 | 0 | 0 | 0 | 0 | 0 | 0 | 0 | 0 | 0 | 0 | 0 | 0 | 0 | 0 | 0 | 0 | 0 | 0 | 0 | 0 | 0
| Total other benefits |  |  |  | 2023-12-31 | 0 | 0 | 0 | 0 | 0 | 0 | 0 | 0 | 0 | 0 | 0 | 0 | 0 | 0 | 0 | 0 | 0 | 0 | 0 | 0 | 0 | 0 | 0 | 0 | 0
SUMMARY
| Risks mitigated vs base case |  |  |  | 2023-12-31 | 0 | 2695082.6446 | 5390165.2893 | 8085247.9339 | 10780330.5785 | 13475413.2231 | 16170495.8678 | 18865578.5124 | 21560661.157 | 24255743.8017 | 26950826.4463 | 26988000 | 26988000 | 26988000 | 26988000 | 26988000 | 26988000 | 26988000 | 26988000 | 26988000 | 26988000 | 26988000 | 26988000 | 26988000 | 0
Capital expenditure
| Replacement of CRO inoperable air break switches |  |  |  | 2023-12-31 | -4495000 | -4495000 | -4495000 | -4495000 | -4495000 | -4495000 | -4495000 | -4495000 | -4495000 | -4495000 | -62000 | 0 | 0 | 0 | 0 | 0 | 0 | 0 | 0 | 0 | 0 | 0 | 0 | 0 | 0
| 0 |  |  |  | 2023-12-31 | 0 | 0 | 0 | 0 | 0 | 0 | 0 | 0 | 0 | 0 | 0 | 0 | 0 | 0 | 0 | 0 | 0 | 0 | 0 | 0 | 0 | 0 | 0 | 0 | 0
| 0 |  |  |  | 2023-12-31 | 0 | 0 | 0 | 0 | 0 | 0 | 0 | 0 | 0 | 0 | 0 | 0 | 0 | 0 | 0 | 0 | 0 | 0 | 0 | 0 | 0 | 0 | 0 | 0 | 0
Cumulative capex
| Replacement of CRO inoperable air break switches |  |  |  | 2023-12-31 | -4495000 | -8990000 | -13485000 | -17980000 | -22475000 | -26970000 | -31465000 | -35960000 | -40455000 | -44950000 | -45012000 | -45012000 | -45012000 | -45012000 | -45012000 | -45012000 | -45012000 | -45012000 | -45012000 | -45012000 | -45012000 | -45012000 | -45012000 | -45012000 | -45012000
| 0 |  |  |  | 2023-12-31 | 0 | 0 | 0 | 0 | 0 | 0 | 0 | 0 | 0 | 0 | 0 | 0 | 0 | 0 | 0 | 0 | 0 | 0 | 0 | 0 | 0 | 0 | 0 | 0 | 0
| 0 |  |  |  | 2023-12-31 | 0 | 0 | 0 | 0 | 0 | 0 | 0 | 0 | 0 | 0 | 0 | 0 | 0 | 0 | 0 | 0 | 0 | 0 | 0 | 0 | 0 | 0 | 0 | 0 | 0
Annualised capex
| Annualised capex - Replacement of CRO inoperable air break switches |  |  |  | 2023-12-31 | 0 | -185253.4676 | -370506.9352 | -555760.4028 | -741013.8704 | -926267.3381 | -1111520.8057 | -1296774.2733 | -1482027.7409 | -1667281.2085 | -1852534.6761 | -1855089.8963 | -1855089.8963 | -1855089.8963 | -1855089.8963 | -1855089.8963 | -1855089.8963 | -1855089.8963 | -1855089.8963 | -1855089.8963 | -1855089.8963 | -1855089.8963 | -1855089.8963 | -1855089.8963 | -1855089.8963
| Annualised capex - |  |  |  | 2023-12-31 | 0 | 0 | 0 | 0 | 0 | 0 | 0 | 0 | 0 | 0 | 0 | 0 | 0 | 0 | 0 | 0 | 0 | 0 | 0 | 0 | 0 | 0 | 0 | 0 | 0
| Annualised capex - |  |  |  | 2023-12-31 | 0 | 0 | 0 | 0 | 0 | 0 | 0 | 0 | 0 | 0 | 0 | 0 | 0 | 0 | 0 | 0 | 0 | 0 | 0 | 0 | 0 | 0 | 0 | 0 | 0
| Total annualised capex |  |  |  | 2023-12-31 | 0 | -185253.4676 | -370506.9352 | -555760.4028 | -741013.8704 | -926267.3381 | -1111520.8057 | -1296774.2733 | -1482027.7409 | -1667281.2085 | -1852534.6761 | -1855089.8963 | -1855089.8963 | -1855089.8963 | -1855089.8963 | -1855089.8963 | -1855089.8963 | -1855089.8963 | -1855089.8963 | -1855089.8963 | -1855089.8963 | -1855089.8963 | -1855089.8963 | -1855089.8963 | -1855089.8963
| Annualised capex |  |  |  | 2023-12-31 | 0 | -185253.4676 | -370506.9352 | -555760.4028 | -741013.8704 | -926267.3381 | -1111520.8057 | -1296774.2733 | -1482027.7409 | -1667281.2085 | -1852534.6761 | -1855089.8963 | -1855089.8963 | -1855089.8963 | -1855089.8963 | -1855089.8963 | -1855089.8963 | -1855089.8963 | -1855089.8963 | -1855089.8963 | -1855089.8963 | -1855089.8963 | -1855089.8963 | -1855089.8963 | -1855089.8963
| Operating expenditure |  |  |  | 2023-12-31 | 0 | 0 | 0 | 0 | 0 | 0 | 0 | 0 | 0 | 0 | 0 | 0 | 0 | 0 | 0 | 0 | 0 | 0 | 0 | 0 | 0 | 0 | 0 | 0 | 0
| Risk mitigated |  |  |  | 2023-12-31 | 0 | 2695082.6446 | 5390165.2893 | 8085247.9339 | 10780330.5785 | 13475413.2231 | 16170495.8678 | 18865578.5124 | 21560661.157 | 24255743.8017 | 26950826.4463 | 26988000 | 26988000 | 26988000 | 26988000 | 26988000 | 26988000 | 26988000 | 26988000 | 26988000 | 26988000 | 26988000 | 26988000 | 26988000 | 0
| Other benefits value |  |  |  | 2023-12-31 | 0 | 0 | 0 | 0 | 0 | 0 | 0 | 0 | 0 | 0 | 0 | 0 | 0 | 0 | 0 | 0 | 0 | 0 | 0 | 0 | 0 | 0 | 0 | 0 | 0
| Net benefits |  |  |  | 2023-12-31 | 0 | 2509829.177 | 5019658.354 | 7529487.5311 | 10039316.7081 | 12549145.8851 | 15058975.0621 | 17568804.2391 | 20078633.4161 | 22588462.5932 | 25098291.7702 | 25132910.1037 | 25132910.1037 | 25132910.1037 | 25132910.1037 | 25132910.1037 | 25132910.1037 | 25132910.1037 | 25132910.1037 | 25132910.1037 | 25132910.1037 | 25132910.1037 | 25132910.1037 | 25132910.1037 | -1855089.8963
| First capex year |  |  |  | 1
| First year |  |  |  | 1
SENSITIVITIES
NPV | Net benefits |  |  |  | Option 4NPV | 0 | 2509829.177 | 5019658.354 | 7529487.5311 | 10039316.7081 | 12549145.8851 | 15058975.0621 | 17568804.2391 | 20078633.4161 | 22588462.5932 | 25098291.7702 | 25132910.1037 | 25132910.1037 | 25132910.1037 | 25132910.1037 | 25132910.1037 | 25132910.1037 | 25132910.1037 | 25132910.1037 | 25132910.1037 | 25132910.1037 | 25132910.1037 | 25132910.1037 | 25132910.1037 | -1855089.8963
| Total annualised capex |  |  |  |  | 0 | -185253.4676 | -370506.9352 | -555760.4028 | -741013.8704 | -926267.3381 | -1111520.8057 | -1296774.2733 | -1482027.7409 | -1667281.2085 | -1852534.6761 | -1855089.8963 | -1855089.8963 | -1855089.8963 | -1855089.8963 | -1855089.8963 | -1855089.8963 | -1855089.8963 | -1855089.8963 | -1855089.8963 | -1855089.8963 | -1855089.8963 | -1855089.8963 | -1855089.8963 | -1855089.8963
| Total benefits |  |  |  |  | 0 | 2695082.6446 | 5390165.2893 | 8085247.9339 | 10780330.5785 | 13475413.2231 | 16170495.8678 | 18865578.5124 | 21560661.157 | 24255743.8017 | 26950826.4463 | 26988000 | 26988000 | 26988000 | 26988000 | 26988000 | 26988000 | 26988000 | 26988000 | 26988000 | 26988000 | 26988000 | 26988000 | 26988000 | 0
|  | Capex | Total benefits
sens1 | Capex 10% higher | 10% | 0% |  | Option 4sens1 | 0 | 2491303.8303 | 4982607.6605 | 7473911.4908 | 9965215.321 | 12456519.1513 | 14947822.9815 | 17439126.8118 | 19930430.6421 | 22421734.4723 | 24913038.3026 | 24947401.114 | 24947401.114 | 24947401.114 | 24947401.114 | 24947401.114 | 24947401.114 | 24947401.114 | 24947401.114 | 24947401.114 | 24947401.114 | 24947401.114 | 24947401.114 | 24947401.114 | -2040598.886
sens2 | Capex 10% lower | -10% | 0% |  | Option 4sens2 | 0 | 2528354.5238 | 5056709.0476 | 7585063.5713 | 10113418.0951 | 12641772.6189 | 15170127.1427 | 17698481.6665 | 20226836.1902 | 22755190.714 | 25283545.2378 | 25318419.0933 | 25318419.0933 | 25318419.0933 | 25318419.0933 | 25318419.0933 | 25318419.0933 | 25318419.0933 | 25318419.0933 | 25318419.0933 | 25318419.0933 | 25318419.0933 | 25318419.0933 | 25318419.0933 | -1669580.9067
sens3 | Total benefits 10% higher | 0% | 10% |  | Option 4sens3 | 0 | 2779337.4415 | 5558674.883 | 8338012.3244 | 11117349.7659 | 13896687.2074 | 16676024.6489 | 19455362.0904 | 22234699.5318 | 25014036.9733 | 27793374.4148 | 27831710.1037 | 27831710.1037 | 27831710.1037 | 27831710.1037 | 27831710.1037 | 27831710.1037 | 27831710.1037 | 27831710.1037 | 27831710.1037 | 27831710.1037 | 27831710.1037 | 27831710.1037 | 27831710.1037 | -1855089.8963
sens4 | Total benefits 10% lower | 0% | -10% |  | Option 4sens4 | 0 | 2240320.9126 | 4480641.8251 | 6720962.7377 | 8961283.6502 | 11201604.5628 | 13441925.4753 | 15682246.3879 | 17922567.3004 | 20162888.213 | 22403209.1255 | 22434110.1037 | 22434110.1037 | 22434110.1037 | 22434110.1037 | 22434110.1037 | 22434110.1037 | 22434110.1037 | 22434110.1037 | 22434110.1037 | 22434110.1037 | 22434110.1037 | 22434110.1037 | 22434110.1037 | -1855089.8963
sens5 | Capex 10% higher & Total benefits 10% lower | 10% | -10% |  | Option 4sens5 | 0 | 2221795.5658 | 4443591.1316 | 6665386.6974 | 8887182.2632 | 11108977.829 | 13330773.3948 | 15552568.9606 | 17774364.5263 | 19996160.0921 | 22217955.6579 | 22248601.114 | 22248601.114 | 22248601.114 | 22248601.114 | 22248601.114 | 22248601.114 | 22248601.114 | 22248601.114 | 22248601.114 | 22248601.114 | 22248601.114 | 22248601.114 | 22248601.114 | -2040598.886
sens | 0 | 0% | 0% |  | Option 4sens | 0 | 2509829.177 | 5019658.354 | 7529487.5311 | 10039316.7081 | 12549145.8851 | 15058975.0621 | 17568804.2391 | 20078633.4161 | 22588462.5932 | 25098291.7702 | 25132910.1037 | 25132910.1037 | 25132910.1037 | 25132910.1037 | 25132910.1037 | 25132910.1037 | 25132910.1037 | 25132910.1037 | 25132910.1037 | 25132910.1037 | 25132910.1037 | 25132910.1037 | 25132910.1037 | -1855089.8963
sens | 0 | 0% | 0% |  | Option 4sens | 0 | 2509829.177 | 5019658.354 | 7529487.5311 | 10039316.7081 | 12549145.8851 | 15058975.0621 | 17568804.2391 | 20078633.4161 | 22588462.5932 | 25098291.7702 | 25132910.1037 | 25132910.1037 | 25132910.1037 | 25132910.1037 | 25132910.1037 | 25132910.1037 | 25132910.1037 | 25132910.1037 | 25132910.1037 | 25132910.1037 | 25132910.1037 | 25132910.1037 | 25132910.1037 | -1855089.8963
sens | 0 | 0% | 0% |  | Option 4sens | 0 | 2509829.177 | 5019658.354 | 7529487.5311 | 10039316.7081 | 12549145.8851 | 15058975.0621 | 17568804.2391 | 20078633.4161 | 22588462.5932 | 25098291.7702 | 25132910.1037 | 25132910.1037 | 25132910.1037 | 25132910.1037 | 25132910.1037 | 25132910.1037 | 25132910.1037 | 25132910.1037 | 25132910.1037 | 25132910.1037 | 25132910.1037 | 25132910.1037 | 25132910.1037 | -1855089.8963

## Option5
Powercor
Recplacement of CRO inoperable RMUs
OPTION 5 | Replace all CRP inoperable air break switches over 15 years
Count | [5 empty] | 1 | 2 | 3 | 4 | 5 | 6 | 7 | 8 | 9 | 10 | 11 | 12 | 13 | 14 | 15 | 16 | 17 | 18 | 19 | 20 | 21 | 22 | 23 | 24 | 25
Value of CO2 reductions |  |  |  |  | $/MWh | 24.7305 | 22.3407 | 20.1963 | 18.0629 | 15.9134 | 13.7151 | 13.7151 | 13.7151 | 13.7151 | 13.7151 | 13.7151 | 13.7151 | 13.7151 | 13.7151 | 13.7151 | 13.7151 | 13.7151 | 13.7151 | 13.7151 | 13.7151 | 13.7151 | 13.7151 | 13.7151 | 13.7151 | 13.7151
[5 empty] | Units | 2026-27 | 2027-28 | 2028-29 | 2029-30 | 2030-31 | 2031-32 | 2032-33 | 2033-34 | 2034-35 | 2035-36 | 2036-37 | 2037-38 | 2038-39 | 2039-40 | 2040-41 | 2041-42 | 2042-43 | 2043-44 | 2044-45 | 2045-46 | 2046-47 | 2047-48 | 2048-49 | 2049-50 | 2050-51
INVESTMENT & OPERATING COST
| Capex |  | Asset life (yrs)
| Replacement of CRO inoperable air break switches |  | 55 | Capex | 2023-12-31 | 3007000 | 3007000 | 3007000 | 3007000 | 3007000 | 3007000 | 3007000 | 3007000 | 3007000 | 3007000 | 3007000 | 3007000 | 3007000 | 3007000 | 2914000 | 0 | 0 | 0 | 0 | 0 | 0 | 0 | 0 | 0 | 0
|  |  | 0 |  | 2023-12-31 | 0 | 0 | 0 | 0 | 0 | 0 | 0 | 0 | 0 | 0 | 0 | 0 | 0 | 0 | 0 | 0 | 0 | 0 | 0 | 0 | 0 | 0 | 0 | 0 | 0
|  |  | 0 |  | 2023-12-31 | 0 | 0 | 0 | 0 | 0 | 0 | 0 | 0 | 0 | 0 | 0 | 0 | 0 | 0 | 0 | 0 | 0 | 0 | 0 | 0 | 0 | 0 | 0 | 0 | 0
| Capital expenditure |  |  |  | 2023-12-31 | 3007000 | 3007000 | 3007000 | 3007000 | 3007000 | 3007000 | 3007000 | 3007000 | 3007000 | 3007000 | 3007000 | 3007000 | 3007000 | 3007000 | 2914000 | 0 | 0 | 0 | 0 | 0 | 0 | 0 | 0 | 0 | 0
| Operating expenditure |  |  |  | 2023-12-31 | 0 | 0 | 0 | 0 | 0 | 0 | 0 | 0 | 0 | 0 | 0 | 0 | 0 | 0 | 0 | 0 | 0 | 0 | 0 | 0 | 0 | 0 | 0 | 0 | 0
RISK ASSUMPTIONS
| PoF (major) |  |  |  |  | 0 | 0 | 0 | 0 | 0 | 0 | 0 | 0 | 0 | 0 | 0 | 0 | 0 | 0 | 0 | 0 | 0 | 0 | 0 | 0 | 0 | 0 | 0 | 0 | 0
| PoF (reparable) |  |  |  |  | 0 | 0 | 0 | 0 | 0 | 0 | 0 | 0 | 0 | 0 | 0 | 0 | 0 | 0 | 0 | 0 | 0 | 0 | 0 | 0 | 0 | 0 | 0 | 0 | 0
| Energy at risk (weighted) |  |  |  | MWh | 0 | 0 | 0 | 0 | 0 | 0 | 0 | 0 | 0 | 0 | 0 | 0 | 0 | 0 | 0 | 0 | 0 | 0 | 0 | 0 | 0 | 0 | 0 | 0 | 0
| Energy at risk value | $/MWh | 43815.4862 |  | 2023-12-31 | 26988000 | 25185082.6446 | 23382165.2893 | 21579247.9339 | 19776330.5785 | 17973413.2231 | 16170495.8678 | 14367578.5124 | 12564661.157 | 10761743.8017 | 8958826.4463 | 7155909.0909 | 5352991.7355 | 3550074.3802 | 1747157.0248 | 0 | 0 | 0 | 0 | 0 | 0 | 0 | 0 | 0 | 0
| Safety consequence | (after DF) |  | Safety | 2023-12-31 | 0 | 0 | 0 | 0 | 0 | 0 | 0 | 0 | 0 | 0 | 0 | 0 | 0 | 0 | 0 | 0 | 0 | 0 | 0 | 0 | 0 | 0 | 0 | 0 | 0
| Outages |  |  | Outages | 2023-12-31 | 0 | 0 | 0 | 0 | 0 | 0 | 0 | 0 | 0 | 0 | 0 | 0 | 0 | 0 | 0 | 0 | 0 | 0 | 0 | 0 | 0 | 0 | 0 | 0 | 0
| Asset failure | (after DF) |  | Failures | 2023-12-31 | 0 | 0 | 0 | 0 | 0 | 0 | 0 | 0 | 0 | 0 | 0 | 0 | 0 | 0 | 0 | 0 | 0 | 0 | 0 | 0 | 0 | 0 | 0 | 0 | 0
| Outage for planned program |  |  | Planned | 2023-12-31 | 0 | 0 | 0 | 0 | 0 | 0 | 0 | 0 | 0 | 0 | 0 | 0 | 0 | 0 | 0 | 0 | 0 | 0 | 0 | 0 | 0 | 0 | 0 | 0 | 0
[5 empty] | 2023-12-31 | 0 | 0 | 0 | 0 | 0 | 0 | 0 | 0 | 0 | 0 | 0 | 0 | 0 | 0 | 0 | 0 | 0 | 0 | 0 | 0 | 0 | 0 | 0 | 0 | 0
| Total risk cost |  |  |  |  | 26988000 | 25185082.6446 | 23382165.2893 | 21579247.9339 | 19776330.5785 | 17973413.2231 | 16170495.8678 | 14367578.5124 | 12564661.157 | 10761743.8017 | 8958826.4463 | 7155909.0909 | 5352991.7355 | 3550074.3802 | 1747157.0248 | 0 | 0 | 0 | 0 | 0 | 0 | 0 | 0 | 0 | 0
OTHER BENEFITS
| Reduction in CO2 emissions |  |  |  | MWh | 0 | 0 | 0 | 0 | 0 | 0 | 0 | 0 | 0 | 0 | 0 | 0 | 0 | 0 | 0 | 0 | 0 | 0 | 0 | 0 | 0 | 0 | 0 | 0 | 0
| Value of reduction in CO2 emissions |  |  |  | $ | 0 | 0 | 0 | 0 | 0 | 0 | 0 | 0 | 0 | 0 | 0 | 0 | 0 | 0 | 0 | 0 | 0 | 0 | 0 | 0 | 0 | 0 | 0 | 0 | 0
| Reliability in worst-served areas | $/MWh | 0 |  | MWh | 0 | 0 | 0 | 0 | 0 | 0 | 0 | 0 | 0 | 0 | 0 | 0 | 0 | 0 | 0 | 0 | 0 | 0 | 0 | 0 | 0 | 0 | 0 | 0 | 0
| Network resilience | $/MWh | 0 |  | MWh | 0 | 0 | 0 | 0 | 0 | 0 | 0 | 0 | 0 | 0 | 0 | 0 | 0 | 0 | 0 | 0 | 0 | 0 | 0 | 0 | 0 | 0 | 0 | 0 | 0
| Enabling solar exports | $/MWh | 4220.9954 |  | MWh | 0 | 0 | 0 | 0 | 0 | 0 | 0 | 0 | 0 | 0 | 0 | 0 | 0 | 0 | 0 | 0 | 0 | 0 | 0 | 0 | 0 | 0 | 0 | 0 | 0
| Aesthetics | $/customer | 0 |  | customers | 0 | 0 | 0 | 0 | 0 | 0 | 0 | 0 | 0 | 0 | 0 | 0 | 0 | 0 | 0 | 0 | 0 | 0 | 0 | 0 | 0 | 0 | 0 | 0 | 0
| Customer value of time (res) | $/customer min | 0.54769 |  | mins | 0 | 0 | 0 | 0 | 0 | 0 | 0 | 0 | 0 | 0 | 0 | 0 | 0 | 0 | 0 | 0 | 0 | 0 | 0 | 0 | 0 | 0 | 0 | 0 | 0
| Customer value of time (bus) | $/customer min | 0.54769 |  | mins | 0 | 0 | 0 | 0 | 0 | 0 | 0 | 0 | 0 | 0 | 0 | 0 | 0 | 0 | 0 | 0 | 0 | 0 | 0 | 0 | 0 | 0 | 0 | 0 | 0
| Communication | $/customer | 0 |  | customers | 0 | 0 | 0 | 0 | 0 | 0 | 0 | 0 | 0 | 0 | 0 | 0 | 0 | 0 | 0 | 0 | 0 | 0 | 0 | 0 | 0 | 0 | 0 | 0 | 0
| Information accessibility | $/customer | 0 |  | customers | 0 | 0 | 0 | 0 | 0 | 0 | 0 | 0 | 0 | 0 | 0 | 0 | 0 | 0 | 0 | 0 | 0 | 0 | 0 | 0 | 0 | 0 | 0 | 0 | 0
| Other benefits 1 |  |  |  | 2023-12-31 | 0 | 0 | 0 | 0 | 0 | 0 | 0 | 0 | 0 | 0 | 0 | 0 | 0 | 0 | 0 | 0 | 0 | 0 | 0 | 0 | 0 | 0 | 0 | 0 | 0
| Other benefits 2 |  |  |  | 2023-12-31 | 0 | 0 | 0 | 0 | 0 | 0 | 0 | 0 | 0 | 0 | 0 | 0 | 0 | 0 | 0 | 0 | 0 | 0 | 0 | 0 | 0 | 0 | 0 | 0 | 0
| Total other benefits |  |  |  | 2023-12-31 | 0 | 0 | 0 | 0 | 0 | 0 | 0 | 0 | 0 | 0 | 0 | 0 | 0 | 0 | 0 | 0 | 0 | 0 | 0 | 0 | 0 | 0 | 0 | 0 | 0
SUMMARY
| Risks mitigated vs base case |  |  |  | 2023-12-31 | 0 | 1802917.3554 | 3605834.7107 | 5408752.0661 | 7211669.4215 | 9014586.7769 | 10817504.1322 | 12620421.4876 | 14423338.843 | 16226256.1983 | 18029173.5537 | 19832090.9091 | 21635008.2645 | 23437925.6198 | 25240842.9752 | 26988000 | 26988000 | 26988000 | 26988000 | 26988000 | 26988000 | 26988000 | 26988000 | 26988000 | 0
Capital expenditure
| Replacement of CRO inoperable air break switches |  |  |  | 2023-12-31 | -3007000 | -3007000 | -3007000 | -3007000 | -3007000 | -3007000 | -3007000 | -3007000 | -3007000 | -3007000 | -3007000 | -3007000 | -3007000 | -3007000 | -2914000 | 0 | 0 | 0 | 0 | 0 | 0 | 0 | 0 | 0 | 0
| 0 |  |  |  | 2023-12-31 | 0 | 0 | 0 | 0 | 0 | 0 | 0 | 0 | 0 | 0 | 0 | 0 | 0 | 0 | 0 | 0 | 0 | 0 | 0 | 0 | 0 | 0 | 0 | 0 | 0
| 0 |  |  |  | 2023-12-31 | 0 | 0 | 0 | 0 | 0 | 0 | 0 | 0 | 0 | 0 | 0 | 0 | 0 | 0 | 0 | 0 | 0 | 0 | 0 | 0 | 0 | 0 | 0 | 0 | 0
Cumulative capex
| Replacement of CRO inoperable air break switches |  |  |  | 2023-12-31 | -3007000 | -6014000 | -9021000 | -12028000 | -15035000 | -18042000 | -21049000 | -24056000 | -27063000 | -30070000 | -33077000 | -36084000 | -39091000 | -42098000 | -45012000 | -45012000 | -45012000 | -45012000 | -45012000 | -45012000 | -45012000 | -45012000 | -45012000 | -45012000 | -45012000
| 0 |  |  |  | 2023-12-31 | 0 | 0 | 0 | 0 | 0 | 0 | 0 | 0 | 0 | 0 | 0 | 0 | 0 | 0 | 0 | 0 | 0 | 0 | 0 | 0 | 0 | 0 | 0 | 0 | 0
| 0 |  |  |  | 2023-12-31 | 0 | 0 | 0 | 0 | 0 | 0 | 0 | 0 | 0 | 0 | 0 | 0 | 0 | 0 | 0 | 0 | 0 | 0 | 0 | 0 | 0 | 0 | 0 | 0 | 0
Annualised capex
| Annualised capex - Replacement of CRO inoperable air break switches |  |  |  | 2023-12-31 | 0 | -123928.1818 | -247856.3636 | -371784.5453 | -495712.7271 | -619640.9089 | -743569.0907 | -867497.2725 | -991425.4542 | -1115353.636 | -1239281.8178 | -1363209.9996 | -1487138.1814 | -1611066.3632 | -1734994.5449 | -1855089.8963 | -1855089.8963 | -1855089.8963 | -1855089.8963 | -1855089.8963 | -1855089.8963 | -1855089.8963 | -1855089.8963 | -1855089.8963 | -1855089.8963
| Annualised capex - |  |  |  | 2023-12-31 | 0 | 0 | 0 | 0 | 0 | 0 | 0 | 0 | 0 | 0 | 0 | 0 | 0 | 0 | 0 | 0 | 0 | 0 | 0 | 0 | 0 | 0 | 0 | 0 | 0
| Annualised capex - |  |  |  | 2023-12-31 | 0 | 0 | 0 | 0 | 0 | 0 | 0 | 0 | 0 | 0 | 0 | 0 | 0 | 0 | 0 | 0 | 0 | 0 | 0 | 0 | 0 | 0 | 0 | 0 | 0
| Total annualised capex |  |  |  | 2023-12-31 | 0 | -123928.1818 | -247856.3636 | -371784.5453 | -495712.7271 | -619640.9089 | -743569.0907 | -867497.2725 | -991425.4542 | -1115353.636 | -1239281.8178 | -1363209.9996 | -1487138.1814 | -1611066.3632 | -1734994.5449 | -1855089.8963 | -1855089.8963 | -1855089.8963 | -1855089.8963 | -1855089.8963 | -1855089.8963 | -1855089.8963 | -1855089.8963 | -1855089.8963 | -1855089.8963
| Annualised capex |  |  |  | 2023-12-31 | 0 | -123928.1818 | -247856.3636 | -371784.5453 | -495712.7271 | -619640.9089 | -743569.0907 | -867497.2725 | -991425.4542 | -1115353.636 | -1239281.8178 | -1363209.9996 | -1487138.1814 | -1611066.3632 | -1734994.5449 | -1855089.8963 | -1855089.8963 | -1855089.8963 | -1855089.8963 | -1855089.8963 | -1855089.8963 | -1855089.8963 | -1855089.8963 | -1855089.8963 | -1855089.8963
| Operating expenditure |  |  |  | 2023-12-31 | 0 | 0 | 0 | 0 | 0 | 0 | 0 | 0 | 0 | 0 | 0 | 0 | 0 | 0 | 0 | 0 | 0 | 0 | 0 | 0 | 0 | 0 | 0 | 0 | 0
| Risk mitigated |  |  |  | 2023-12-31 | 0 | 1802917.3554 | 3605834.7107 | 5408752.0661 | 7211669.4215 | 9014586.7769 | 10817504.1322 | 12620421.4876 | 14423338.843 | 16226256.1983 | 18029173.5537 | 19832090.9091 | 21635008.2645 | 23437925.6198 | 25240842.9752 | 26988000 | 26988000 | 26988000 | 26988000 | 26988000 | 26988000 | 26988000 | 26988000 | 26988000 | 0
| Other benefits value |  |  |  | 2023-12-31 | 0 | 0 | 0 | 0 | 0 | 0 | 0 | 0 | 0 | 0 | 0 | 0 | 0 | 0 | 0 | 0 | 0 | 0 | 0 | 0 | 0 | 0 | 0 | 0 | 0
| Net benefits |  |  |  | 2023-12-31 | 0 | 1678989.1736 | 3357978.3472 | 5036967.5208 | 6715956.6944 | 8394945.868 | 10073935.0415 | 11752924.2151 | 13431913.3887 | 15110902.5623 | 16789891.7359 | 18468880.9095 | 20147870.0831 | 21826859.2567 | 23505848.4303 | 25132910.1037 | 25132910.1037 | 25132910.1037 | 25132910.1037 | 25132910.1037 | 25132910.1037 | 25132910.1037 | 25132910.1037 | 25132910.1037 | -1855089.8963
| First capex year |  |  |  | 1
| First year |  |  |  | 1
SENSITIVITIES
NPV | Net benefits |  |  |  | Option 5NPV | 0 | 1678989.1736 | 3357978.3472 | 5036967.5208 | 6715956.6944 | 8394945.868 | 10073935.0415 | 11752924.2151 | 13431913.3887 | 15110902.5623 | 16789891.7359 | 18468880.9095 | 20147870.0831 | 21826859.2567 | 23505848.4303 | 25132910.1037 | 25132910.1037 | 25132910.1037 | 25132910.1037 | 25132910.1037 | 25132910.1037 | 25132910.1037 | 25132910.1037 | 25132910.1037 | -1855089.8963
| Total annualised capex |  |  |  |  | 0 | -123928.1818 | -247856.3636 | -371784.5453 | -495712.7271 | -619640.9089 | -743569.0907 | -867497.2725 | -991425.4542 | -1115353.636 | -1239281.8178 | -1363209.9996 | -1487138.1814 | -1611066.3632 | -1734994.5449 | -1855089.8963 | -1855089.8963 | -1855089.8963 | -1855089.8963 | -1855089.8963 | -1855089.8963 | -1855089.8963 | -1855089.8963 | -1855089.8963 | -1855089.8963
| Total benefits |  |  |  |  | 0 | 1802917.3554 | 3605834.7107 | 5408752.0661 | 7211669.4215 | 9014586.7769 | 10817504.1322 | 12620421.4876 | 14423338.843 | 16226256.1983 | 18029173.5537 | 19832090.9091 | 21635008.2645 | 23437925.6198 | 25240842.9752 | 26988000 | 26988000 | 26988000 | 26988000 | 26988000 | 26988000 | 26988000 | 26988000 | 26988000 | 0
|  | Capex | Total benefits
sens1 | Capex 10% higher | 10% | 0% |  | Option 5sens1 | 0 | 1666596.3554 | 3333192.7108 | 4999789.0662 | 6666385.4217 | 8332981.7771 | 9999578.1325 | 11666174.4879 | 13332770.8433 | 14999367.1987 | 16665963.5541 | 18332559.9095 | 19999156.265 | 21665752.6204 | 23332348.9758 | 24947401.114 | 24947401.114 | 24947401.114 | 24947401.114 | 24947401.114 | 24947401.114 | 24947401.114 | 24947401.114 | 24947401.114 | -2040598.886
sens2 | Capex 10% lower | -10% | 0% |  | Option 5sens2 | 0 | 1691381.9918 | 3382763.9835 | 5074145.9753 | 6765527.9671 | 8456909.9588 | 10148291.9506 | 11839673.9424 | 13531055.9342 | 15222437.9259 | 16913819.9177 | 18605201.9095 | 20296583.9012 | 21987965.893 | 23679347.8848 | 25318419.0933 | 25318419.0933 | 25318419.0933 | 25318419.0933 | 25318419.0933 | 25318419.0933 | 25318419.0933 | 25318419.0933 | 25318419.0933 | -1669580.9067
sens3 | Total benefits 10% higher | 0% | 10% |  | Option 5sens3 | 0 | 1859280.9091 | 3718561.8183 | 5577842.7274 | 7437123.6365 | 9296404.5456 | 11155685.4548 | 13014966.3639 | 14874247.273 | 16733528.1822 | 18592809.0913 | 20452090.0004 | 22311370.9095 | 24170651.8187 | 26029932.7278 | 27831710.1037 | 27831710.1037 | 27831710.1037 | 27831710.1037 | 27831710.1037 | 27831710.1037 | 27831710.1037 | 27831710.1037 | 27831710.1037 | -1855089.8963
sens4 | Total benefits 10% lower | 0% | -10% |  | Option 5sens4 | 0 | 1498697.4381 | 2997394.8761 | 4496092.3142 | 5994789.7522 | 7493487.1903 | 8992184.6283 | 10490882.0664 | 11989579.5044 | 13488276.9425 | 14986974.3805 | 16485671.8186 | 17984369.2566 | 19483066.6947 | 20981764.1328 | 22434110.1037 | 22434110.1037 | 22434110.1037 | 22434110.1037 | 22434110.1037 | 22434110.1037 | 22434110.1037 | 22434110.1037 | 22434110.1037 | -1855089.8963
sens5 | Capex 10% higher & Total benefits 10% lower | 10% | -10% |  | Option 5sens5 | 0 | 1486304.6199 | 2972609.2398 | 4458913.8596 | 5945218.4795 | 7431523.0994 | 8917827.7193 | 10404132.3391 | 11890436.959 | 13376741.5789 | 14863046.1988 | 16349350.8186 | 17835655.4385 | 19321960.0584 | 20808264.6783 | 22248601.114 | 22248601.114 | 22248601.114 | 22248601.114 | 22248601.114 | 22248601.114 | 22248601.114 | 22248601.114 | 22248601.114 | -2040598.886
sens | 0 | 0% | 0% |  | Option 5sens | 0 | 1678989.1736 | 3357978.3472 | 5036967.5208 | 6715956.6944 | 8394945.868 | 10073935.0415 | 11752924.2151 | 13431913.3887 | 15110902.5623 | 16789891.7359 | 18468880.9095 | 20147870.0831 | 21826859.2567 | 23505848.4303 | 25132910.1037 | 25132910.1037 | 25132910.1037 | 25132910.1037 | 25132910.1037 | 25132910.1037 | 25132910.1037 | 25132910.1037 | 25132910.1037 | -1855089.8963
sens | 0 | 0% | 0% |  | Option 5sens | 0 | 1678989.1736 | 3357978.3472 | 5036967.5208 | 6715956.6944 | 8394945.868 | 10073935.0415 | 11752924.2151 | 13431913.3887 | 15110902.5623 | 16789891.7359 | 18468880.9095 | 20147870.0831 | 21826859.2567 | 23505848.4303 | 25132910.1037 | 25132910.1037 | 25132910.1037 | 25132910.1037 | 25132910.1037 | 25132910.1037 | 25132910.1037 | 25132910.1037 | 25132910.1037 | -1855089.8963
sens | 0 | 0% | 0% |  | Option 5sens | 0 | 1678989.1736 | 3357978.3472 | 5036967.5208 | 6715956.6944 | 8394945.868 | 10073935.0415 | 11752924.2151 | 13431913.3887 | 15110902.5623 | 16789891.7359 | 18468880.9095 | 20147870.0831 | 21826859.2567 | 23505848.4303 | 25132910.1037 | 25132910.1037 | 25132910.1037 | 25132910.1037 | 25132910.1037 | 25132910.1037 | 25132910.1037 | 25132910.1037 | 25132910.1037 | -1855089.8963

## Consol
Powercor
Recplacement of CRO inoperable RMUs
CONSOLIDATED
Discount factor |  |  |  |  | 0 | 0.98295 | 0.94971 | 0.91759 | 0.88656 | 0.85658 | 0.82761 | 0.79963 | 0.77259 | 0.74646 | 0.72122 | 0.69683 | 0.67326 | 0.6505 | 0.6285 | 0.60725 | 0.58671 | 0.56687 | 0.5477 | 0.52918 | 0.51129 | 0.494 | 0.47729 | 0.46115 | 0.44556 | 0.43049
Count |  |  |  |  | 0 | 1 | 2 | 3 | 4 | 5 | 6 | 7 | 8 | 9 | 10 | 11 | 12 | 13 | 14 | 15 | 16 | 17 | 18 | 19 | 20 | 21 | 22 | 23 | 24 | 25
Analysis period |  |  |  |  | TRUE | TRUE | TRUE | TRUE | TRUE | TRUE | TRUE | TRUE | TRUE | TRUE | TRUE | TRUE | TRUE | TRUE | TRUE | TRUE | TRUE | TRUE | TRUE | TRUE | TRUE | FALSE | FALSE | FALSE | FALSE | FALSE
[5 empty] | 2026-06-30 | 2026-27 | 2027-28 | 2028-29 | 2029-30 | 2030-31 | 2031-32 | 2032-33 | 2033-34 | 2034-35 | 2035-36 | 2036-37 | 2037-38 | 2038-39 | 2039-40 | 2040-41 | 2041-42 | 2042-43 | 2043-44 | 2044-45 | 2045-46 | 2046-47 | 2047-48 | 2048-49 | 2049-50 | 2050-51
COSTS |  |  | PV
Option 1 (base case) | Energy at risk value | Option 1 (base case)Energy at risk value | 490685640.9272 | 2026-06-30 |  | 30035286.5015 | 30035286.5015 | 30035286.5015 | 30035286.5015 | 30035286.5015 | 30035286.5015 | 30035286.5015 | 30035286.5015 | 30035286.5015 | 30035286.5015 | 30035286.5015 | 30035286.5015 | 30035286.5015 | 30035286.5015 | 30035286.5015 | 30035286.5015 | 30035286.5015 | 30035286.5015 | 30035286.5015 | 30035286.5015 | 30035286.5015 | 30035286.5015 | 30035286.5015 | 30035286.5015 | 0
Option 1 (base case) | Capital expenditure | Option 1 (base case)Capital expenditure | 0 | 2026-06-30 |  | 0 | 0 | 0 | 0 | 0 | 0 | 0 | 0 | 0 | 0 | 0 | 0 | 0 | 0 | 0 | 0 | 0 | 0 | 0 | 0 | 0 | 0 | 0 | 0 | 0
Option 1 (base case) | Total risk cost | Option 1 (base case)Total risk cost | 434279647.5792 | 2026-06-30 |  | 30035286.5015 | 30035286.5015 | 30035286.5015 | 30035286.5015 | 30035286.5015 | 30035286.5015 | 30035286.5015 | 30035286.5015 | 30035286.5015 | 30035286.5015 | 30035286.5015 | 30035286.5015 | 30035286.5015 | 30035286.5015 | 30035286.5015 | 30035286.5015 | 30035286.5015 | 30035286.5015 | 30035286.5015 | 30035286.5015 | 30035286.5015 | 30035286.5015 | 30035286.5015 | 30035286.5015 | 0
Option 1 (base case) |  | Option 1 (base case)
Option 1 (base case) | Annualised capex | Option 1 (base case)Annualised capex | 0 | 2026-06-30 |  | 0 | 0 | 0 | 0 | 0 | 0 | 0 | 0 | 0 | 0 | 0 | 0 | 0 | 0 | 0 | 0 | 0 | 0 | 0 | 0 | 0 | 0 | 0 | 0 | 0
Option 1 (base case) | Operating expenditure | Option 1 (base case)Operating expenditure | 0 | 2026-06-30 |  | 0 | 0 | 0 | 0 | 0 | 0 | 0 | 0 | 0 | 0 | 0 | 0 | 0 | 0 | 0 | 0 | 0 | 0 | 0 | 0 | 0 | 0 | 0 | 0 | 0
Option 1 (base case) | Risk mitigated | Option 1 (base case)Risk mitigated | 0 | 2026-06-30 |  | 0 | 0 | 0 | 0 | 0 | 0 | 0 | 0 | 0 | 0 | 0 | 0 | 0 | 0 | 0 | 0 | 0 | 0 | 0 | 0 | 0 | 0 | 0 | 0 | 0
Option 1 (base case) | Other benefits value | Option 1 (base case)Other benefits value | 0 | 2026-06-30 |  | 0 | 0 | 0 | 0 | 0 | 0 | 0 | 0 | 0 | 0 | 0 | 0 | 0 | 0 | 0 | 0 | 0 | 0 | 0 | 0 | 0 | 0 | 0 | 0 | 0
Option 1 (base case) | Net benefits | Option 1 (base case)Net benefits |  | 2026-06-30 |  | 0 | 0 | 0 | 0 | 0 | 0 | 0 | 0 | 0 | 0 | 0 | 0 | 0 | 0 | 0 | 0 | 0 | 0 | 0 | 0 | 0 | 0 | 0 | 0 | 0
Option 1 (base case) | NPV | Option 1 (base case)NPV | 0 | 2026-06-30
Option 1 (base case) | PV of costs | Option 1 (base case)PV of costs | 0 | 2026-06-30
Option 1 (base case) | PV of benefits | Option 1 (base case)PV of benefits | 0 | 2026-06-30
Option 2 | Energy at risk value | Option 2Energy at risk value | 0 | 2026-06-30 |  | 0 | 0 | 0 | 0 | 0 | 0 | 0 | 0 | 0 | 0 | 0 | 0 | 0 | 0 | 0 | 0 | 0 | 0 | 0 | 0 | 0 | 0 | 0 | 0 | 0
Option 2 | Capital expenditure | Option 2Capital expenditure | -49240132.4866 | 2026-06-30 |  | -50094424.0405 | 0 | 0 | 0 | 0 | 0 | 0 | 0 | 0 | 0 | 0 | 0 | 0 | 0 | 0 | 0 | 0 | 0 | 0 | 0 | 0 | 0 | 0 | 0 | 0
Option 2 | Total risk cost | Option 2Total risk cost | 0 | 2026-06-30 |  | 0 | 0 | 0 | 0 | 0 | 0 | 0 | 0 | 0 | 0 | 0 | 0 | 0 | 0 | 0 | 0 | 0 | 0 | 0 | 0 | 0 | 0 | 0 | 0 | 0
Option 2 |  | Option 2
Option 2 | Annualised capex | Option 2Annualised capex | -27821988.5309 | 2026-06-30 |  | 0 | -2064553.0059 | -2064553.0059 | -2064553.0059 | -2064553.0059 | -2064553.0059 | -2064553.0059 | -2064553.0059 | -2064553.0059 | -2064553.0059 | -2064553.0059 | -2064553.0059 | -2064553.0059 | -2064553.0059 | -2064553.0059 | -2064553.0059 | -2064553.0059 | -2064553.0059 | -2064553.0059 | -2064553.0059 | 0 | 0 | 0 | 0 | 0
Option 2 | Operating expenditure | Option 2Operating expenditure | 0 | 2026-06-30 |  | 0 | 0 | 0 | 0 | 0 | 0 | 0 | 0 | 0 | 0 | 0 | 0 | 0 | 0 | 0 | 0 | 0 | 0 | 0 | 0 | 0 | 0 | 0 | 0 | 0
Option 2 | Risk mitigated | Option 2Risk mitigated | 434279647.5792 | 2026-06-30 |  | 30035286.5015 | 30035286.5015 | 30035286.5015 | 30035286.5015 | 30035286.5015 | 30035286.5015 | 30035286.5015 | 30035286.5015 | 30035286.5015 | 30035286.5015 | 30035286.5015 | 30035286.5015 | 30035286.5015 | 30035286.5015 | 30035286.5015 | 30035286.5015 | 30035286.5015 | 30035286.5015 | 30035286.5015 | 30035286.5015 | 0 | 0 | 0 | 0 | 0
Option 2 | Other benefits value | Option 2Other benefits value | 0 | 2026-06-30 |  | 0 | 0 | 0 | 0 | 0 | 0 | 0 | 0 | 0 | 0 | 0 | 0 | 0 | 0 | 0 | 0 | 0 | 0 | 0 | 0 | 0 | 0 | 0 | 0 | 0
Option 2 | Net benefits | Option 2Net benefits |  | 2026-06-30 |  | 30035286.5015 | 27970733.4956 | 27970733.4956 | 27970733.4956 | 27970733.4956 | 27970733.4956 | 27970733.4956 | 27970733.4956 | 27970733.4956 | 27970733.4956 | 27970733.4956 | 27970733.4956 | 27970733.4956 | 27970733.4956 | 27970733.4956 | 27970733.4956 | 27970733.4956 | 27970733.4956 | 27970733.4956 | 27970733.4956 | 0 | 0 | 0 | 0 | 0
Option 2 | NPV | Option 2NPV | 406457659.0482 | 2026-06-30
Option 2 | PV of costs | Option 2PV of costs | -27821988.5309 | 2026-06-30
Option 2 | PV of benefits | Option 2PV of benefits | 434279647.5792 | 2026-06-30
Option 3 | Energy at risk value | Option 3Energy at risk value | 84783328.0527 | 2026-06-30 |  | 30035286.5015 | 24036503.3848 | 18037720.2681 | 12038937.1514 | 6040154.0347 | 41370.918 | 0 | 0 | 0 | 0 | 0 | 0 | 0 | 0 | 0 | 0 | 0 | 0 | 0 | 0 | 0 | 0 | 0 | 0 | 0
Option 3 | Capital expenditure | Option 3Capital expenditure | -46014324.4854 | 2026-06-30 |  | -10005084.6913 | -10005084.6913 | -10005084.6913 | -10005084.6913 | -10005084.6913 | -69000.5841 | 0 | 0 | 0 | 0 | 0 | 0 | 0 | 0 | 0 | 0 | 0 | 0 | 0 | 0 | 0 | 0 | 0 | 0 | 0
Option 3 | Total risk cost | Option 3Total risk cost | 84783328.0527 | 2026-06-30 |  | 30035286.5015 | 24036503.3848 | 18037720.2681 | 12038937.1514 | 6040154.0347 | 41370.918 | 0 | 0 | 0 | 0 | 0 | 0 | 0 | 0 | 0 | 0 | 0 | 0 | 0 | 0 | 0 | 0 | 0 | 0 | 0
Option 3
Option 3 | Annualised capex | Option 3Annualised capex | -24023532.3538 | 2026-06-30 |  | 0 | -412341.8538 | -824683.7076 | -1237025.5614 | -1649367.4152 | -2061709.269 | -2064553.0059 | -2064553.0059 | -2064553.0059 | -2064553.0059 | -2064553.0059 | -2064553.0059 | -2064553.0059 | -2064553.0059 | -2064553.0059 | -2064553.0059 | -2064553.0059 | -2064553.0059 | -2064553.0059 | -2064553.0059 | 0 | 0 | 0 | 0 | 0
Option 3 | Operating expenditure | Option 3Operating expenditure | 0 | 2026-06-30 |  | 0 | 0 | 0 | 0 | 0 | 0 | 0 | 0 | 0 | 0 | 0 | 0 | 0 | 0 | 0 | 0 | 0 | 0 | 0 | 0 | 0 | 0 | 0 | 0 | 0
Option 3 | Risk mitigated | Option 3Risk mitigated | 349496319.5264 | 2026-06-30 |  | 0 | 5998783.1167 | 11997566.2334 | 17996349.3501 | 23995132.4668 | 29993915.5834 | 30035286.5015 | 30035286.5015 | 30035286.5015 | 30035286.5015 | 30035286.5015 | 30035286.5015 | 30035286.5015 | 30035286.5015 | 30035286.5015 | 30035286.5015 | 30035286.5015 | 30035286.5015 | 30035286.5015 | 30035286.5015 | 0 | 0 | 0 | 0 | 0
Option 3 | Other benefits value | Option 3Other benefits value | 0 | 2026-06-30 |  | 0 | 0 | 0 | 0 | 0 | 0 | 0 | 0 | 0 | 0 | 0 | 0 | 0 | 0 | 0 | 0 | 0 | 0 | 0 | 0 | 0 | 0 | 0 | 0 | 0
Option 3 | Net benefits | Option 3Net benefits |  | 2026-06-30 |  | 0 | 5586441.2629 | 11172882.5258 | 16759323.7887 | 22345765.0516 | 27932206.3145 | 27970733.4956 | 27970733.4956 | 27970733.4956 | 27970733.4956 | 27970733.4956 | 27970733.4956 | 27970733.4956 | 27970733.4956 | 27970733.4956 | 27970733.4956 | 27970733.4956 | 27970733.4956 | 27970733.4956 | 27970733.4956 | 0 | 0 | 0 | 0 | 0
Option 3 | NPV | Option 3NPV | 325472787.1726 | 2026-06-30
Option 3 | PV of costs | Option 3PV of costs | -24023532.3538 | 2026-06-30
Option 3 | PV of benefits | Option 3PV of benefits | 349496319.5264 | 2026-06-30
Option 4 | Energy at risk value | Option 4Energy at risk value | 147143439.7032 | 2026-06-30 |  | 30035286.5015 | 27035894.9431 | 24036503.3848 | 21037111.8265 | 18037720.2681 | 15038328.7098 | 12038937.1514 | 9039545.5931 | 6040154.0347 | 3040762.4764 | 41370.918 | 0 | 0 | 0 | 0 | 0 | 0 | 0 | 0 | 0 | 0 | 0 | 0 | 0 | 0
Option 4 | Capital expenditure | Option 4Capital expenditure | -42374063.3657 | 2026-06-30 |  | -5002542.3456 | -5002542.3456 | -5002542.3456 | -5002542.3456 | -5002542.3456 | -5002542.3456 | -5002542.3456 | -5002542.3456 | -5002542.3456 | -5002542.3456 | -69000.5841 | 0 | 0 | 0 | 0 | 0 | 0 | 0 | 0 | 0 | 0 | 0 | 0 | 0 | 0
Option 4 | Total risk cost | Option 4Total risk cost | 147143439.7032 | 2026-06-30 |  | 30035286.5015 | 27035894.9431 | 24036503.3848 | 21037111.8265 | 18037720.2681 | 15038328.7098 | 12038937.1514 | 9039545.5931 | 6040154.0347 | 3040762.4764 | 41370.918 | 0 | 0 | 0 | 0 | 0 | 0 | 0 | 0 | 0 | 0 | 0 | 0 | 0 | 0
Option 4 |  | Option 4
Option 4 | Annualised capex | Option 4Annualised capex | -19737048.9887 | 2026-06-30 |  | 0 | -206170.9269 | -412341.8538 | -618512.7807 | -824683.7076 | -1030854.6345 | -1237025.5614 | -1443196.4883 | -1649367.4152 | -1855538.3421 | -2061709.269 | -2064553.0059 | -2064553.0059 | -2064553.0059 | -2064553.0059 | -2064553.0059 | -2064553.0059 | -2064553.0059 | -2064553.0059 | -2064553.0059 | 0 | 0 | 0 | 0 | 0
Option 4 | Operating expenditure | Option 4Operating expenditure | 0 | 2026-06-30 |  | 0 | 0 | 0 | 0 | 0 | 0 | 0 | 0 | 0 | 0 | 0 | 0 | 0 | 0 | 0 | 0 | 0 | 0 | 0 | 0 | 0 | 0 | 0 | 0 | 0
Option 4 | Risk mitigated | Option 4Risk mitigated | 287136207.876 | 2026-06-30 |  | 0 | 2999391.5583 | 5998783.1167 | 8998174.675 | 11997566.2334 | 14996957.7917 | 17996349.3501 | 20995740.9084 | 23995132.4668 | 26994524.0251 | 29993915.5834 | 30035286.5015 | 30035286.5015 | 30035286.5015 | 30035286.5015 | 30035286.5015 | 30035286.5015 | 30035286.5015 | 30035286.5015 | 30035286.5015 | 0 | 0 | 0 | 0 | 0
Option 4 | Other benefits value | Option 4Other benefits value | 0 | 2026-06-30 |  | 0 | 0 | 0 | 0 | 0 | 0 | 0 | 0 | 0 | 0 | 0 | 0 | 0 | 0 | 0 | 0 | 0 | 0 | 0 | 0 | 0 | 0 | 0 | 0 | 0
Option 4 | Net benefits | Option 4Net benefits |  | 2026-06-30 |  | 0 | 2793220.6314 | 5586441.2629 | 8379661.8943 | 11172882.5258 | 13966103.1572 | 16759323.7887 | 19552544.4201 | 22345765.0516 | 25138985.683 | 27932206.3145 | 27970733.4956 | 27970733.4956 | 27970733.4956 | 27970733.4956 | 27970733.4956 | 27970733.4956 | 27970733.4956 | 27970733.4956 | 27970733.4956 | 0 | 0 | 0 | 0 | 0
Option 4 | NPV | Option 4NPV | 267399158.8873 | 2026-06-30
Option 4 | PV of costs | Option 4PV of costs | -19737048.9887 | 2026-06-30
Option 4 | PV of benefits | Option 4PV of benefits | 287136207.876 | 2026-06-30
Option 5 | Energy at risk value | Option 5Energy at risk value | 202387528.2611 | 2026-06-30 |  | 30035286.5015 | 28028796.9763 | 26022307.451 | 24015817.9258 | 22009328.4005 | 20002838.8753 | 17996349.3501 | 15989859.8248 | 13983370.2996 | 11976880.7744 | 9970391.2491 | 7963901.7239 | 5957412.1986 | 3950922.6734 | 1944433.1482 | 0 | 0 | 0 | 0 | 0 | 0 | 0 | 0 | 0 | 0
Option 5 | Capital expenditure | Option 5Capital expenditure | -39149198.9076 | 2026-06-30 |  | -3346528.3278 | -3346528.3278 | -3346528.3278 | -3346528.3278 | -3346528.3278 | -3346528.3278 | -3346528.3278 | -3346528.3278 | -3346528.3278 | -3346528.3278 | -3346528.3278 | -3346528.3278 | -3346528.3278 | -3346528.3278 | -3243027.4517 | 0 | 0 | 0 | 0 | 0 | 0 | 0 | 0 | 0 | 0
Option 5 | Total risk cost | Option 5Total risk cost | 202387528.2611 | 2026-06-30 |  | 30035286.5015 | 28028796.9763 | 26022307.451 | 24015817.9258 | 22009328.4005 | 20002838.8753 | 17996349.3501 | 15989859.8248 | 13983370.2996 | 11976880.7744 | 9970391.2491 | 7963901.7239 | 5957412.1986 | 3950922.6734 | 1944433.1482 | 0 | 0 | 0 | 0 | 0 | 0 | 0 | 0 | 0 | 0
Option 5 |  | Option 5
Option 5 | Annualised capex | Option 5Annualised capex | -15939703.8532 | 2026-06-30 |  | 0 | -137921.2408 | -275842.4815 | -413763.7223 | -551684.963 | -689606.2038 | -827527.4445 | -965448.6853 | -1103369.926 | -1241291.1668 | -1379212.4075 | -1517133.6483 | -1655054.889 | -1792976.1298 | -1930897.3705 | -2064553.0059 | -2064553.0059 | -2064553.0059 | -2064553.0059 | -2064553.0059 | 0 | 0 | 0 | 0 | 0
Option 5 | Operating expenditure | Option 5Operating expenditure | 0 | 2026-06-30 |  | 0 | 0 | 0 | 0 | 0 | 0 | 0 | 0 | 0 | 0 | 0 | 0 | 0 | 0 | 0 | 0 | 0 | 0 | 0 | 0 | 0 | 0 | 0 | 0 | 0
Option 5 | Risk mitigated | Option 5Risk mitigated | 231892119.3181 | 2026-06-30 |  | 0 | 2006489.5252 | 4012979.0505 | 6019468.5757 | 8025958.1009 | 10032447.6262 | 12038937.1514 | 14045426.6767 | 16051916.2019 | 18058405.7271 | 20064895.2524 | 22071384.7776 | 24077874.3028 | 26084363.8281 | 28090853.3533 | 30035286.5015 | 30035286.5015 | 30035286.5015 | 30035286.5015 | 30035286.5015 | 0 | 0 | 0 | 0 | 0
Option 5 | Other benefits value | Option 5Other benefits value | 0 | 2026-06-30 |  | 0 | 0 | 0 | 0 | 0 | 0 | 0 | 0 | 0 | 0 | 0 | 0 | 0 | 0 | 0 | 0 | 0 | 0 | 0 | 0 | 0 | 0 | 0 | 0 | 0
Option 5 | Net benefits | Option 5Net benefits |  | 2026-06-30 |  | 0 | 1868568.2845 | 3737136.569 | 5605704.8535 | 7474273.1379 | 9342841.4224 | 11211409.7069 | 13079977.9914 | 14948546.2759 | 16817114.5604 | 18685682.8449 | 20554251.1293 | 22422819.4138 | 24291387.6983 | 26159955.9828 | 27970733.4956 | 27970733.4956 | 27970733.4956 | 27970733.4956 | 27970733.4956 | 0 | 0 | 0 | 0 | 0
Option 5 | NPV | Option 5NPV | 215952415.4649 | 2026-06-30
Option 5 | PV of costs | Option 5PV of costs | -15939703.8532 | 2026-06-30
Option 5 | PV of benefits | Option 5PV of benefits | 231892119.3181 | 2026-06-30
CHART DATA | [5 empty] | FY27 | FY28 | FY29 | FY30 | FY31 | FY32 | FY33 | FY34 | FY35 | FY36 | FY37 | FY38 | FY39 | FY40 | FY41 | FY42 | FY43 | FY44 | FY45 | FY46 | FY47 | FY48 | FY49 | FY50 | FY51
Option 2 | Annualised capex | -1 |  |  | Option 2 annualised capex | 2.0646 | 2.0646 | 2.0646 | 2.0646 | 2.0646 | 2.0646 | 2.0646 | 2.0646 | 2.0646 | 2.0646 | 2.0646 | 2.0646 | 2.0646 | 2.0646 | 2.0646 | 2.0646 | 2.0646 | 2.0646 | 2.0646 | 2.0646 | 0 | 0 | 0 | 0 | 0
Option 1 (base case) | Total risk cost | 1 |  |  | Option 1 (base case) risk cost | 30.0353 | 30.0353 | 30.0353 | 30.0353 | 30.0353 | 30.0353 | 30.0353 | 30.0353 | 30.0353 | 30.0353 | 30.0353 | 30.0353 | 30.0353 | 30.0353 | 30.0353 | 30.0353 | 30.0353 | 30.0353 | 30.0353 | 30.0353 | 30.0353 | 30.0353 | 30.0353 | 30.0353 | 0
[6 empty] | FY27 | FY28 | FY29 | FY30 | FY31 | FY32 | FY33 | FY34 | FY35 | FY36 | FY37 | FY38 | FY39 | FY40 | FY41 | FY42 | FY43 | FY44 | FY45 | FY46 | FY47 | FY48 | FY49 | FY50 | FY51
Energy at risk | Energy at risk (weighted) | 0 |  |  | Energy at risk energy at risk (weighted) | 0 | 0 | 0 | 0 | 0 | 0 | 0 | 0 | 0 | 0 | 0 | 0 | 0 | 0 | 0 | 0 | 0 | 0 | 0 | 0 | 0 | 0 | 0 | 0 | 0
Option 1 (base case) | Energy at risk value | 26.988 |  |  | Option 1 (base case) risk cost | 26.988 | 26.988 | 26.988 | 26.988 | 26.988 | 26.988 | 26.988 | 26.988 | 26.988 | 26.988 | 26.988 | 26.988 | 26.988 | 26.988 | 26.988 | 26.988 | 26.988 | 26.988 | 26.988 | 26.988 | 26.988 | 26.988 | 26.988 | 26.988 | 0

## Sensitivity_calcs
Powercor
Recplacement of CRO inoperable RMUs
SENSITIVITY CALCULATIONS
Discount factor | [6 empty] | 0 | 0.98295 | 0.94971 | 0.91759 | 0.88656 | 0.85658 | 0.82761 | 0.79963 | 0.77259 | 0.74646 | 0.72122 | 0.69683 | 0.67326 | 0.6505 | 0.6285 | 0.60725 | 0.58671 | 0.56687 | 0.5477 | 0.52918 | 0.51129 | 0.494 | 0.47729 | 0.46115 | 0.44556 | 0.43049
Count | [6 empty] | 0 | 1 | 2 | 3 | 4 | 5 | 6 | 7 | 8 | 9 | 10 | 11 | 12 | 13 | 14 | 15 | 16 | 17 | 18 | 19 | 20 | 21 | 22 | 23 | 24 | 25
Analysis period | [6 empty] | 1 | 1 | 1 | 1 | 1 | 1 | 1 | 1 | 1 | 1 | 1 | 1 | 1 | 1 | 1 | 1 | 1 | 1 | 1 | 1 | 1 | 0 | 0 | 0 | 0 | 0
[7 empty] | 2026-06-30 | 2026-27 | 2027-28 | 2028-29 | 2029-30 | 2030-31 | 2031-32 | 2032-33 | 2033-34 | 2034-35 | 2035-36 | 2036-37 | 2037-38 | 2038-39 | 2039-40 | 2040-41 | 2041-42 | 2042-43 | 2043-44 | 2044-45 | 2045-46 | 2046-47 | 2047-48 | 2048-49 | 2049-50 | 2050-51
PV
[25 empty] | 27970733.4956 | 27970733.4956 | 0 | 0 | 0 | 0 | 0
OPTION 1 (base case) | NPV | Net benefits | OPTION 1 (base case)NPV |  | 0 |  | 0 | 0 | 0 | 0 | 0 | 0 | 0 | 0 | 0 | 0 | 0 | 0 | 0 | 0 | 0 | 0 | 0 | 0 | 0 | 0 | 0 | 0 | 0 | 0 | 0 | 0
OPTION 1 (base case) | sens1 | Capex 10% higher | OPTION 1 (base case)sens1 |  | 0 |  | 0 | 0 | 0 | 0 | 0 | 0 | 0 | 0 | 0 | 0 | 0 | 0 | 0 | 0 | 0 | 0 | 0 | 0 | 0 | 0 | 0 | 0 | 0 | 0 | 0 | 0
OPTION 1 (base case) | sens2 | Capex 10% lower | OPTION 1 (base case)sens2 |  | 0 |  | 0 | 0 | 0 | 0 | 0 | 0 | 0 | 0 | 0 | 0 | 0 | 0 | 0 | 0 | 0 | 0 | 0 | 0 | 0 | 0 | 0 | 0 | 0 | 0 | 0 | 0
OPTION 1 (base case) | sens3 | Total benefits 10% higher | OPTION 1 (base case)sens3 |  | 0 |  | 0 | 0 | 0 | 0 | 0 | 0 | 0 | 0 | 0 | 0 | 0 | 0 | 0 | 0 | 0 | 0 | 0 | 0 | 0 | 0 | 0 | 0 | 0 | 0 | 0 | 0
OPTION 1 (base case) | sens4 | Total benefits 10% lower | OPTION 1 (base case)sens4 |  | 0 |  | 0 | 0 | 0 | 0 | 0 | 0 | 0 | 0 | 0 | 0 | 0 | 0 | 0 | 0 | 0 | 0 | 0 | 0 | 0 | 0 | 0 | 0 | 0 | 0 | 0 | 0
OPTION 1 (base case) | sens5 | Capex 10% higher & Total benefits 10% lower | OPTION 1 (base case)sens5 |  | 0 |  | 0 | 0 | 0 | 0 | 0 | 0 | 0 | 0 | 0 | 0 | 0 | 0 | 0 | 0 | 0 | 0 | 0 | 0 | 0 | 0 | 0 | 0 | 0 | 0 | 0 | 0
OPTION 1 (base case) | sens | 0 | OPTION 1 (base case)sens |  | 0 |  | 0 | 0 | 0 | 0 | 0 | 0 | 0 | 0 | 0 | 0 | 0 | 0 | 0 | 0 | 0 | 0 | 0 | 0 | 0 | 0 | 0 | 0 | 0 | 0 | 0 | 0
OPTION 1 (base case) | sens | 0 | OPTION 1 (base case)sens |  | 0 |  | 0 | 0 | 0 | 0 | 0 | 0 | 0 | 0 | 0 | 0 | 0 | 0 | 0 | 0 | 0 | 0 | 0 | 0 | 0 | 0 | 0 | 0 | 0 | 0 | 0 | 0
OPTION 1 (base case) | sens | 0 | OPTION 1 (base case)sens |  | 0 |  | 0 | 0 | 0 | 0 | 0 | 0 | 0 | 0 | 0 | 0 | 0 | 0 | 0 | 0 | 0 | 0 | 0 | 0 | 0 | 0 | 0 | 0 | 0 | 0 | 0 | 0
Option 2 | NPV | Net benefits | Option 2NPV |  | 406457659.0482 |  | 0 | 30035286.5015 | 27970733.4956 | 27970733.4956 | 27970733.4956 | 27970733.4956 | 27970733.4956 | 27970733.4956 | 27970733.4956 | 27970733.4956 | 27970733.4956 | 27970733.4956 | 27970733.4956 | 27970733.4956 | 27970733.4956 | 27970733.4956 | 27970733.4956 | 27970733.4956 | 27970733.4956 | 27970733.4956 | 27970733.4956 | 0 | 0 | 0 | 0 | 0
Option 2 | sens1 | Capex 10% higher | Option 2sens1 |  | 403675460.1951 |  | 0 | 30035286.5015 | 27764278.195 | 27764278.195 | 27764278.195 | 27764278.195 | 27764278.195 | 27764278.195 | 27764278.195 | 27764278.195 | 27764278.195 | 27764278.195 | 27764278.195 | 27764278.195 | 27764278.195 | 27764278.195 | 27764278.195 | 27764278.195 | 27764278.195 | 27764278.195 | 27764278.195 | 0 | 0 | 0 | 0 | 0
Option 2 | sens2 | Capex 10% lower | Option 2sens2 |  | 409239857.9013 |  | 0 | 30035286.5015 | 28177188.7962 | 28177188.7962 | 28177188.7962 | 28177188.7962 | 28177188.7962 | 28177188.7962 | 28177188.7962 | 28177188.7962 | 28177188.7962 | 28177188.7962 | 28177188.7962 | 28177188.7962 | 28177188.7962 | 28177188.7962 | 28177188.7962 | 28177188.7962 | 28177188.7962 | 28177188.7962 | 28177188.7962 | 0 | 0 | 0 | 0 | 0
Option 2 | sens3 | Total benefits 10% higher | Option 2sens3 |  | 449885623.8061 |  | 0 | 33038815.1516 | 30974262.1458 | 30974262.1458 | 30974262.1458 | 30974262.1458 | 30974262.1458 | 30974262.1458 | 30974262.1458 | 30974262.1458 | 30974262.1458 | 30974262.1458 | 30974262.1458 | 30974262.1458 | 30974262.1458 | 30974262.1458 | 30974262.1458 | 30974262.1458 | 30974262.1458 | 30974262.1458 | 30974262.1458 | 0 | 0 | 0 | 0 | 0
Option 2 | sens4 | Total benefits 10% lower | Option 2sens4 |  | 363029694.2903 |  | 0 | 27031757.8513 | 24967204.8455 | 24967204.8455 | 24967204.8455 | 24967204.8455 | 24967204.8455 | 24967204.8455 | 24967204.8455 | 24967204.8455 | 24967204.8455 | 24967204.8455 | 24967204.8455 | 24967204.8455 | 24967204.8455 | 24967204.8455 | 24967204.8455 | 24967204.8455 | 24967204.8455 | 24967204.8455 | 24967204.8455 | 0 | 0 | 0 | 0 | 0
Option 2 | sens5 | Capex 10% higher & Total benefits 10% lower | Option 2sens5 |  | 360247495.4372 |  | 0 | 27031757.8513 | 24760749.5449 | 24760749.5449 | 24760749.5449 | 24760749.5449 | 24760749.5449 | 24760749.5449 | 24760749.5449 | 24760749.5449 | 24760749.5449 | 24760749.5449 | 24760749.5449 | 24760749.5449 | 24760749.5449 | 24760749.5449 | 24760749.5449 | 24760749.5449 | 24760749.5449 | 24760749.5449 | 24760749.5449 | 0 | 0 | 0 | 0 | 0
Option 2 | sens | 0 | Option 2sens |  | 406457659.0482 |  | 0 | 30035286.5015 | 27970733.4956 | 27970733.4956 | 27970733.4956 | 27970733.4956 | 27970733.4956 | 27970733.4956 | 27970733.4956 | 27970733.4956 | 27970733.4956 | 27970733.4956 | 27970733.4956 | 27970733.4956 | 27970733.4956 | 27970733.4956 | 27970733.4956 | 27970733.4956 | 27970733.4956 | 27970733.4956 | 27970733.4956 | 0 | 0 | 0 | 0 | 0
Option 2 | sens | 0 | Option 2sens |  | 406457659.0482 |  | 0 | 30035286.5015 | 27970733.4956 | 27970733.4956 | 27970733.4956 | 27970733.4956 | 27970733.4956 | 27970733.4956 | 27970733.4956 | 27970733.4956 | 27970733.4956 | 27970733.4956 | 27970733.4956 | 27970733.4956 | 27970733.4956 | 27970733.4956 | 27970733.4956 | 27970733.4956 | 27970733.4956 | 27970733.4956 | 27970733.4956 | 0 | 0 | 0 | 0 | 0
Option 2 | sens | 0 | Option 2sens |  | 406457659.0482 |  | 0 | 30035286.5015 | 27970733.4956 | 27970733.4956 | 27970733.4956 | 27970733.4956 | 27970733.4956 | 27970733.4956 | 27970733.4956 | 27970733.4956 | 27970733.4956 | 27970733.4956 | 27970733.4956 | 27970733.4956 | 27970733.4956 | 27970733.4956 | 27970733.4956 | 27970733.4956 | 27970733.4956 | 27970733.4956 | 27970733.4956 | 0 | 0 | 0 | 0 | 0
[7 empty] | 0 | 0 | 5586441.2629 | 11172882.5258 | 16759323.7887 | 22345765.0516 | 27932206.3145 | 27970733.4956 | 27970733.4956 | 27970733.4956 | 27970733.4956 | 27970733.4956 | 27970733.4956 | 27970733.4956 | 27970733.4956 | 27970733.4956 | 27970733.4956 | 27970733.4956 | 27970733.4956 | 27970733.4956 | 27970733.4956 | 0 | 0 | 0 | 0 | 0
Option 3 | NPV | Net benefits | Option 3NPV |  | 325472787.1726 |  | 0 | 0 | 5586441.2629 | 11172882.5258 | 16759323.7887 | 22345765.0516 | 27932206.3145 | 27970733.4956 | 27970733.4956 | 27970733.4956 | 27970733.4956 | 27970733.4956 | 27970733.4956 | 27970733.4956 | 27970733.4956 | 27970733.4956 | 27970733.4956 | 27970733.4956 | 27970733.4956 | 27970733.4956 | 27970733.4956 | 0 | 0 | 0 | 0 | 0
Option 3 | sens1 | Capex 10% higher | Option 3sens1 |  | 323070433.9372 |  | 0 | 0 | 5545207.0775 | 11090414.155 | 16635621.2326 | 22180828.3101 | 27726035.3876 | 27764278.195 | 27764278.195 | 27764278.195 | 27764278.195 | 27764278.195 | 27764278.195 | 27764278.195 | 27764278.195 | 27764278.195 | 27764278.195 | 27764278.195 | 27764278.195 | 27764278.195 | 27764278.195 | 0 | 0 | 0 | 0 | 0
Option 3 | sens2 | Capex 10% lower | Option 3sens2 |  | 327875140.408 |  | 0 | 0 | 5627675.4483 | 11255350.8966 | 16883026.3448 | 22510701.7931 | 28138377.2414 | 28177188.7962 | 28177188.7962 | 28177188.7962 | 28177188.7962 | 28177188.7962 | 28177188.7962 | 28177188.7962 | 28177188.7962 | 28177188.7962 | 28177188.7962 | 28177188.7962 | 28177188.7962 | 28177188.7962 | 28177188.7962 | 0 | 0 | 0 | 0 | 0
Option 3 | sens3 | Total benefits 10% higher | Option 3sens3 |  | 360422419.1253 |  | 0 | 0 | 6186319.5746 | 12372639.1491 | 18558958.7237 | 24745278.2983 | 30931597.8728 | 30974262.1458 | 30974262.1458 | 30974262.1458 | 30974262.1458 | 30974262.1458 | 30974262.1458 | 30974262.1458 | 30974262.1458 | 30974262.1458 | 30974262.1458 | 30974262.1458 | 30974262.1458 | 30974262.1458 | 30974262.1458 | 0 | 0 | 0 | 0 | 0
Option 3 | sens4 | Total benefits 10% lower | Option 3sens4 |  | 290523155.22 |  | 0 | 0 | 4986562.9512 | 9973125.9025 | 14959688.8537 | 19946251.8049 | 24932814.7561 | 24967204.8455 | 24967204.8455 | 24967204.8455 | 24967204.8455 | 24967204.8455 | 24967204.8455 | 24967204.8455 | 24967204.8455 | 24967204.8455 | 24967204.8455 | 24967204.8455 | 24967204.8455 | 24967204.8455 | 24967204.8455 | 0 | 0 | 0 | 0 | 0
Option 3 | sens5 | Capex 10% higher & Total benefits 10% lower | Option 3sens5 |  | 288120801.9846 |  | 0 | 0 | 4945328.7658 | 9890657.5317 | 14835986.2975 | 19781315.0634 | 24726643.8292 | 24760749.5449 | 24760749.5449 | 24760749.5449 | 24760749.5449 | 24760749.5449 | 24760749.5449 | 24760749.5449 | 24760749.5449 | 24760749.5449 | 24760749.5449 | 24760749.5449 | 24760749.5449 | 24760749.5449 | 24760749.5449 | 0 | 0 | 0 | 0 | 0
Option 3 | sens | 0 | Option 3sens |  | 325472787.1726 |  | 0 | 0 | 5586441.2629 | 11172882.5258 | 16759323.7887 | 22345765.0516 | 27932206.3145 | 27970733.4956 | 27970733.4956 | 27970733.4956 | 27970733.4956 | 27970733.4956 | 27970733.4956 | 27970733.4956 | 27970733.4956 | 27970733.4956 | 27970733.4956 | 27970733.4956 | 27970733.4956 | 27970733.4956 | 27970733.4956 | 0 | 0 | 0 | 0 | 0
Option 3 | sens | 0 | Option 3sens |  | 325472787.1726 |  | 0 | 0 | 5586441.2629 | 11172882.5258 | 16759323.7887 | 22345765.0516 | 27932206.3145 | 27970733.4956 | 27970733.4956 | 27970733.4956 | 27970733.4956 | 27970733.4956 | 27970733.4956 | 27970733.4956 | 27970733.4956 | 27970733.4956 | 27970733.4956 | 27970733.4956 | 27970733.4956 | 27970733.4956 | 27970733.4956 | 0 | 0 | 0 | 0 | 0
Option 3 | sens | 0 | Option 3sens |  | 325472787.1726 |  | 0 | 0 | 5586441.2629 | 11172882.5258 | 16759323.7887 | 22345765.0516 | 27932206.3145 | 27970733.4956 | 27970733.4956 | 27970733.4956 | 27970733.4956 | 27970733.4956 | 27970733.4956 | 27970733.4956 | 27970733.4956 | 27970733.4956 | 27970733.4956 | 27970733.4956 | 27970733.4956 | 27970733.4956 | 27970733.4956 | 0 | 0 | 0 | 0 | 0
Option 4 | NPV | Net benefits | Option 4NPV |  | 267399158.8873 |  | 0 | 0 | 2793220.6314 | 5586441.2629 | 8379661.8943 | 11172882.5258 | 13966103.1572 | 16759323.7887 | 19552544.4201 | 22345765.0516 | 25138985.683 | 27932206.3145 | 27970733.4956 | 27970733.4956 | 27970733.4956 | 27970733.4956 | 27970733.4956 | 27970733.4956 | 27970733.4956 | 27970733.4956 | 27970733.4956 | 0 | 0 | 0 | 0 | 0
Option 4 | sens1 | Capex 10% higher | Option 4sens1 |  | 265425453.9884 |  | 0 | 0 | 2772603.5388 | 5545207.0775 | 8317810.6163 | 11090414.155 | 13863017.6938 | 16635621.2326 | 19408224.7713 | 22180828.3101 | 24953431.8488 | 27726035.3876 | 27764278.195 | 27764278.195 | 27764278.195 | 27764278.195 | 27764278.195 | 27764278.195 | 27764278.195 | 27764278.195 | 27764278.195 | 0 | 0 | 0 | 0 | 0
Option 4 | sens2 | Capex 10% lower | Option 4sens2 |  | 269372863.7862 |  | 0 | 0 | 2813837.7241 | 5627675.4483 | 8441513.1724 | 11255350.8966 | 14069188.6207 | 16883026.3448 | 19696864.069 | 22510701.7931 | 25324539.5172 | 28138377.2414 | 28177188.7962 | 28177188.7962 | 28177188.7962 | 28177188.7962 | 28177188.7962 | 28177188.7962 | 28177188.7962 | 28177188.7962 | 28177188.7962 | 0 | 0 | 0 | 0 | 0
Option 4 | sens3 | Total benefits 10% higher | Option 4sens3 |  | 296112779.6749 |  | 0 | 0 | 3093159.7873 | 6186319.5746 | 9279479.3618 | 12372639.1491 | 15465798.9364 | 18558958.7237 | 21652118.511 | 24745278.2983 | 27838438.0855 | 30931597.8728 | 30974262.1458 | 30974262.1458 | 30974262.1458 | 30974262.1458 | 30974262.1458 | 30974262.1458 | 30974262.1458 | 30974262.1458 | 30974262.1458 | 0 | 0 | 0 | 0 | 0
Option 4 | sens4 | Total benefits 10% lower | Option 4sens4 |  | 238685538.0997 |  | 0 | 0 | 2493281.4756 | 4986562.9512 | 7479844.4268 | 9973125.9025 | 12466407.3781 | 14959688.8537 | 17452970.3293 | 19946251.8049 | 22439533.2805 | 24932814.7561 | 24967204.8455 | 24967204.8455 | 24967204.8455 | 24967204.8455 | 24967204.8455 | 24967204.8455 | 24967204.8455 | 24967204.8455 | 24967204.8455 | 0 | 0 | 0 | 0 | 0
Option 4 | sens5 | Capex 10% higher & Total benefits 10% lower | Option 4sens5 |  | 236711833.2008 |  | 0 | 0 | 2472664.3829 | 4945328.7658 | 7417993.1488 | 9890657.5317 | 12363321.9146 | 14835986.2975 | 17308650.6805 | 19781315.0634 | 22253979.4463 | 24726643.8292 | 24760749.5449 | 24760749.5449 | 24760749.5449 | 24760749.5449 | 24760749.5449 | 24760749.5449 | 24760749.5449 | 24760749.5449 | 24760749.5449 | 0 | 0 | 0 | 0 | 0
Option 4 | sens | 0 | Option 4sens |  | 267399158.8873 |  | 0 | 0 | 2793220.6314 | 5586441.2629 | 8379661.8943 | 11172882.5258 | 13966103.1572 | 16759323.7887 | 19552544.4201 | 22345765.0516 | 25138985.683 | 27932206.3145 | 27970733.4956 | 27970733.4956 | 27970733.4956 | 27970733.4956 | 27970733.4956 | 27970733.4956 | 27970733.4956 | 27970733.4956 | 27970733.4956 | 0 | 0 | 0 | 0 | 0
Option 4 | sens | 0 | Option 4sens |  | 267399158.8873 |  | 0 | 0 | 2793220.6314 | 5586441.2629 | 8379661.8943 | 11172882.5258 | 13966103.1572 | 16759323.7887 | 19552544.4201 | 22345765.0516 | 25138985.683 | 27932206.3145 | 27970733.4956 | 27970733.4956 | 27970733.4956 | 27970733.4956 | 27970733.4956 | 27970733.4956 | 27970733.4956 | 27970733.4956 | 27970733.4956 | 0 | 0 | 0 | 0 | 0
Option 4 | sens | 0 | Option 4sens |  | 267399158.8873 |  | 0 | 0 | 2793220.6314 | 5586441.2629 | 8379661.8943 | 11172882.5258 | 13966103.1572 | 16759323.7887 | 19552544.4201 | 22345765.0516 | 25138985.683 | 27932206.3145 | 27970733.4956 | 27970733.4956 | 27970733.4956 | 27970733.4956 | 27970733.4956 | 27970733.4956 | 27970733.4956 | 27970733.4956 | 27970733.4956 | 0 | 0 | 0 | 0 | 0
Option 5 | NPV | Net benefits | Option 5NPV |  | 215952415.4649 |  | 0 | 0 | 1868568.2845 | 3737136.569 | 5605704.8535 | 7474273.1379 | 9342841.4224 | 11211409.7069 | 13079977.9914 | 14948546.2759 | 16817114.5604 | 18685682.8449 | 20554251.1293 | 22422819.4138 | 24291387.6983 | 26159955.9828 | 27970733.4956 | 27970733.4956 | 27970733.4956 | 27970733.4956 | 27970733.4956 | 0 | 0 | 0 | 0 | 0
Option 5 | sens1 | Capex 10% higher | Option 5sens1 |  | 214358445.0796 |  | 0 | 0 | 1854776.1604 | 3709552.3208 | 5564328.4812 | 7419104.6416 | 9273880.8021 | 11128656.9625 | 12983433.1229 | 14838209.2833 | 16692985.4437 | 18547761.6041 | 20402537.7645 | 22257313.9249 | 24112090.0853 | 25966866.2458 | 27764278.195 | 27764278.195 | 27764278.195 | 27764278.195 | 27764278.195 | 0 | 0 | 0 | 0 | 0
Option 5 | sens2 | Capex 10% lower | Option 5sens2 |  | 217546385.8502 |  | 0 | 0 | 1882360.4086 | 3764720.8171 | 5647081.2257 | 7529441.6342 | 9411802.0428 | 11294162.4514 | 13176522.8599 | 15058883.2685 | 16941243.6771 | 18823604.0856 | 20705964.4942 | 22588324.9027 | 24470685.3113 | 26353045.7199 | 28177188.7962 | 28177188.7962 | 28177188.7962 | 28177188.7962 | 28177188.7962 | 0 | 0 | 0 | 0 | 0
Option 5 | sens3 | Total benefits 10% higher | Option 5sens3 |  | 239141627.3967 |  | 0 | 0 | 2069217.237 | 4138434.474 | 6207651.711 | 8276868.948 | 10346086.185 | 12415303.4221 | 14484520.6591 | 16553737.8961 | 18622955.1331 | 20692172.3701 | 22761389.6071 | 24830606.8441 | 26899824.0811 | 28969041.3181 | 30974262.1458 | 30974262.1458 | 30974262.1458 | 30974262.1458 | 30974262.1458 | 0 | 0 | 0 | 0 | 0
Option 5 | sens4 | Total benefits 10% lower | Option 5sens4 |  | 192763203.5331 |  | 0 | 0 | 1667919.332 | 3335838.6639 | 5003757.9959 | 6671677.3278 | 8339596.6598 | 10007515.9918 | 11675435.3237 | 13343354.6557 | 15011273.9877 | 16679193.3196 | 18347112.6516 | 20015031.9835 | 21682951.3155 | 23350870.6475 | 24967204.8455 | 24967204.8455 | 24967204.8455 | 24967204.8455 | 24967204.8455 | 0 | 0 | 0 | 0 | 0
Option 5 | sens5 | Capex 10% higher & Total benefits 10% lower | Option 5sens5 |  | 191169233.1478 |  | 0 | 0 | 1654127.2079 | 3308254.4158 | 4962381.6237 | 6616508.8315 | 8270636.0394 | 9924763.2473 | 11578890.4552 | 13233017.6631 | 14887144.871 | 16541272.0789 | 18195399.2868 | 19849526.4946 | 21503653.7025 | 23157780.9104 | 24760749.5449 | 24760749.5449 | 24760749.5449 | 24760749.5449 | 24760749.5449 | 0 | 0 | 0 | 0 | 0
Option 5 | sens | 0 | Option 5sens |  | 215952415.4649 |  | 0 | 0 | 1868568.2845 | 3737136.569 | 5605704.8535 | 7474273.1379 | 9342841.4224 | 11211409.7069 | 13079977.9914 | 14948546.2759 | 16817114.5604 | 18685682.8449 | 20554251.1293 | 22422819.4138 | 24291387.6983 | 26159955.9828 | 27970733.4956 | 27970733.4956 | 27970733.4956 | 27970733.4956 | 27970733.4956 | 0 | 0 | 0 | 0 | 0
Option 5 | sens | 0 | Option 5sens |  | 215952415.4649 |  | 0 | 0 | 1868568.2845 | 3737136.569 | 5605704.8535 | 7474273.1379 | 9342841.4224 | 11211409.7069 | 13079977.9914 | 14948546.2759 | 16817114.5604 | 18685682.8449 | 20554251.1293 | 22422819.4138 | 24291387.6983 | 26159955.9828 | 27970733.4956 | 27970733.4956 | 27970733.4956 | 27970733.4956 | 27970733.4956 | 0 | 0 | 0 | 0 | 0
Option 5 | sens | 0 | Option 5sens |  | 215952415.4649 |  | 0 | 0 | 1868568.2845 | 3737136.569 | 5605704.8535 | 7474273.1379 | 9342841.4224 | 11211409.7069 | 13079977.9914 | 14948546.2759 | 16817114.5604 | 18685682.8449 | 20554251.1293 | 22422819.4138 | 24291387.6983 | 26159955.9828 | 27970733.4956 | 27970733.4956 | 27970733.4956 | 27970733.4956 | 27970733.4956 | 0 | 0 | 0 | 0 | 0
RESULTS
|  | 0 | 0 | 0 | 0 | 0 |  | 2028-29: #NAME?
|  | Option 1 (base case) | Option 2 | Option 3 | Option 4 | Option 5 |  | 2026-27: Max; 2028-29: Preferred
NPV | None | 0 | 406.4577 | 325.4728 | 267.3992 | 215.9524 |  | 2026-27: #NAME?; 2028-29: Option 2
sens1 | Capex 10% higher | 0 | 403.6755 | 323.0704 | 265.4255 | 214.3584 |  | 2026-27: #NAME?; 2028-29: Option 2
sens2 | Capex 10% lower | 0 | 409.2399 | 327.8751 | 269.3729 | 217.5464 |  | 2026-27: #NAME?; 2028-29: Option 2
sens3 | Total benefits 10% higher | 0 | 449.8856 | 360.4224 | 296.1128 | 239.1416 |  | 2026-27: #NAME?; 2028-29: Option 2
sens4 | Total benefits 10% lower | 0 | 363.0297 | 290.5232 | 238.6855 | 192.7632 |  | 2026-27: #NAME?; 2028-29: Option 2
sens5 | Capex 10% higher & Total benefits 10% lower | 0 | 360.2475 | 288.1208 | 236.7118 | 191.1692 |  | 2026-27: #NAME?; 2028-29: Option 2
sens | 0 | [6 empty] | 2026-27: #NAME?; 2028-29: #NAME?
sens | 0 | [6 empty] | 2026-27: #NAME?; 2028-29: #NAME?
sens | 0 | [6 empty] | 2026-27: #NAME?; 2028-29: #NAME?

## Workings_costs
Powercor
Recplacement of CRO inoperable RMUs
WORKINGS - COSTS
|  | Weighted average unit rate |  |  | 31000
Energy at risk
|  | Number of switches |  |  | 1452
Program duration (years)
|  | Option 1 (base case) |  |  | 0
|  | Option 2 |  |  | 1
|  | Option 3 |  |  | 5
|  | Option 4 |  |  | 10
|  | Option 5 |  |  | 15
Option 1 (base case) | [6 empty] | 2026-27 | 2027-28 | 2028-29 | 2029-30 | 2030-31 | 2031-32 | 2032-33 | 2033-34 | 2034-35 | 2035-36 | 2036-37 | 2037-38 | 2038-39 | 2039-40 | 2040-41 | 2041-42 | 2042-43 | 2043-44 | 2044-45 | 2045-46 | 2046-47 | 2047-48 | 2048-49 | 2049-50 | 2050-51
Option 1 (base case)
| Option 1 (base case) |  | Program duration |  | 0 |  | 1 | 0 | 0 | 0 | 0 | 0 | 0 | 0 | 0 | 0 | 0 | 0 | 0 | 0 | 0 | 0 | 0 | 0 | 0 | 0
Option 1 (base case)
| Option 1 (base case) |  | Number of switches replaced pa | Option 1 (base case)Number of switches replaced pa | 0 |  | 0 | 0 | 0 | 0 | 0 | 0 | 0 | 0 | 0 | 0 | 0 | 0 | 0 | 0 | 0 | 0 | 0 | 0 | 0 | 0
| Option 1 (base case) |  | Remaining switches |  |  | 1452 | 1452 | 1452 | 1452 | 1452 | 1452 | 1452 | 1452 | 1452 | 1452 | 1452 | 1452 | 1452 | 1452 | 1452 | 1452 | 1452 | 1452 | 1452 | 1452 | 1452
Option 1 (base case)
| Option 1 (base case) |  | Total CROd switches replaced |  |  |  | 2026-27: 0; 2027-28: 0; 2028-29: 0; 2029-30: 0; 2030-31: 0; 2031-32: 0; 2032-33: 0; 2033-34: 0; 2034-35: 0; 2035-36: 0; 2036-37: 0; 2037-38: 0; 2038-39: 0; 2039-40: 0
| Option 1 (base case) |  | Capex | Option 1 (base case)Capex |  |  | 0 | 0 | 0 | 0 | 0 | 0 | 0 | 0 | 0 | 0 | 0 | 0 | 0 | 0 | 0 | 0 | 0 | 0 | 0 | 0
Option 2 | [6 empty] | 2026-27 | 2027-28 | 2028-29 | 2029-30 | 2030-31 | 2031-32 | 2032-33 | 2033-34 | 2034-35 | 2035-36 | 2036-37 | 2037-38 | 2038-39 | 2039-40 | 2040-41 | 2041-42 | 2042-43 | 2043-44 | 2044-45 | 2045-46 | 2046-47 | 2047-48 | 2048-49 | 2049-50 | 2050-51
Option 2
| Option 2 |  | Program duration flag |  | 1 |  | 1 | 0 | 0 | 0 | 0 | 0 | 0 | 0 | 0 | 0 | 0 | 0 | 0 | 0 | 0 | 0 | 0 | 0 | 0 | 0
Option 2
| Option 2 |  | Number of switches replaced pa | Option 2Number of switches replaced pa | 1452 |  | 1452 | 0 | 0 | 0 | 0 | 0 | 0 | 0 | 0 | 0 | 0 | 0 | 0 | 0 | 0 | 0 | 0 | 0 | 0 | 0
| Option 2 |  | Remaining switches |  |  | 1452 | 0 | 0 | 0 | 0 | 0 | 0 | 0 | 0 | 0 | 0 | 0 | 0 | 0 | 0 | 0 | 0 | 0 | 0 | 0 | 0
Option 2
| Option 2 |  | Total CROd switches replaced |  |  |  | 1452 | 1452 | 1452 | 1452 | 1452 | 1452 | 1452 | 1452 | 1452 | 1452 | 1452 | 1452 | 1452 | 1452 | 1452 | 1452 | 1452 | 1452 | 1452 | 1452
| Option 2 |  | Capex | Option 2Capex |  |  | 45012000 | 0 | 0 | 0 | 0 | 0 | 0 | 0 | 0 | 0 | 0 | 0 | 0 | 0 | 0 | 0
Option 3 | [6 empty] | 2026-27 | 2027-28 | 2028-29 | 2029-30 | 2030-31 | 2031-32 | 2032-33 | 2033-34 | 2034-35 | 2035-36 | 2036-37 | 2037-38 | 2038-39 | 2039-40 | 2040-41 | 2041-42 | 2042-43 | 2043-44 | 2044-45 | 2045-46 | 2046-47 | 2047-48 | 2048-49 | 2049-50 | 2050-51
Option 3
| Option 3 |  | Program duration flag |  | 5 |  | 1 | 1 | 1 | 1 | 1 | 0 | 0 | 0 | 0 | 0 | 0 | 0 | 0 | 0 | 0 | 0 | 0 | 0 | 0 | 0
Option 3
| Option 3 |  | Number of switches replaced pa | Option 3Number of switches replaced pa | 290 |  | 290 | 290 | 290 | 290 | 290 | 2 | 0 | 0 | 0 | 0 | 0 | 0 | 0 | 0 | 0 | 0 | 0 | 0 | 0 | 0
| Option 3 |  | Remaining switches |  |  | 1452 | 1162 | 872 | 582 | 292 | 2 | 0 | 0 | 0 | 0 | 0 | 0 | 0 | 0 | 0 | 0 | 0 | 0 | 0 | 0 | 0
Option 3
| Option 3 |  | Total CROd switches replaced |  |  |  | 290 | 580 | 870 | 1160 | 1450 | 1452 | 1452 | 1452 | 1452 | 1452 | 1452 | 1452 | 1452 | 1452 | 1452 | 1452 | 1452 | 1452 | 1452 | 1452
| Option 3 |  | Capex | Option 3Capex |  |  | 8990000 | 8990000 | 8990000 | 8990000 | 8990000 | 62000 | 0 | 0 | 0 | 0 | 0 | 0 | 0 | 0 | 0 | 0
Option 4 | [6 empty] | 2026-27 | 2027-28 | 2028-29 | 2029-30 | 2030-31 | 2031-32 | 2032-33 | 2033-34 | 2034-35 | 2035-36 | 2036-37 | 2037-38 | 2038-39 | 2039-40 | 2040-41 | 2041-42 | 2042-43 | 2043-44 | 2044-45 | 2045-46 | 2046-47 | 2047-48 | 2048-49 | 2049-50 | 2050-51
Option 4
| Option 4 |  | Program duration |  | 10 |  | 1 | 1 | 1 | 1 | 1 | 1 | 1 | 1 | 1 | 1 | 0 | 0 | 0 | 0 | 0 | 0 | 0 | 0 | 0 | 0
Option 4
| Option 4 |  | Number of switches replaced pa | Option 4Number of switches replaced pa | 145 |  | 145 | 145 | 145 | 145 | 145 | 145 | 145 | 145 | 145 | 145 | 2 | 0 | 0 | 0 | 0 | 0 | 0 | 0 | 0 | 0
| Option 4 |  | Remaining switches |  |  | 1452 | 1307 | 1162 | 1017 | 872 | 727 | 582 | 437 | 292 | 147 | 2 | 0 | 0 | 0 | 0 | 0 | 0 | 0 | 0 | 0 | 0
Option 4
| Option 4 |  | Total CROd switches replaced |  |  |  | 145 | 290 | 435 | 580 | 725 | 870 | 1015 | 1160 | 1305 | 1450 | 1452 | 1452 | 1452 | 1452 | 1452 | 1452 | 1452 | 1452 | 1452 | 1452
| Option 4 |  | Capex | Option 4Capex |  |  | 4495000 | 4495000 | 4495000 | 4495000 | 4495000 | 4495000 | 4495000 | 4495000 | 4495000 | 4495000 | 62000 | 0 | 0 | 0 | 0 | 0
Option 5 | [6 empty] | 2026-27 | 2027-28 | 2028-29 | 2029-30 | 2030-31 | 2031-32 | 2032-33 | 2033-34 | 2034-35 | 2035-36 | 2036-37 | 2037-38 | 2038-39 | 2039-40 | 2040-41 | 2041-42 | 2042-43 | 2043-44 | 2044-45 | 2045-46 | 2046-47 | 2047-48 | 2048-49 | 2049-50 | 2050-51
Option 5
| Option 5 |  | Program duration |  | 15 |  | 1 | 1 | 1 | 1 | 1 | 1 | 1 | 1 | 1 | 1 | 1 | 1 | 1 | 1 | 1 | 0 | 0 | 0 | 0 | 0
Option 5
| Option 5 |  | Number of switches replaced pa | Option 5Number of switches replaced pa | 97 |  | 97 | 97 | 97 | 97 | 97 | 97 | 97 | 97 | 97 | 97 | 97 | 97 | 97 | 97 | 94 | 0 | 0 | 0 | 0 | 0
| Option 5 |  | Remaining switches |  |  | 1452 | 1355 | 1258 | 1161 | 1064 | 967 | 870 | 773 | 676 | 579 | 482 | 385 | 288 | 191 | 94 | 0 | 0 | 0 | 0 | 0 | 0
Option 5
| Option 5 |  | Total CROd switches replaced |  |  |  | 97 | 194 | 291 | 388 | 485 | 582 | 679 | 776 | 873 | 970 | 1067 | 1164 | 1261 | 1358 | 1452 | 1452 | 1452 | 1452 | 1452 | 1452
| Option 5 |  | Capex | Option 5Capex |  |  | 3007000 | 3007000 | 3007000 | 3007000 | 3007000 | 3007000 | 3007000 | 3007000 | 3007000 | 3007000 | 3007000 | 3007000 | 3007000 | 3007000 | 2914000 | 0

## Workings_risks
Powercor
Recplacement of CRO inoperable RMUs
WORKINGS - RISKS
| Number of CRO switches at 30 June 2026 |  |  | 1452
| Value of energy at risk | Planned | 2023 | 26988000
| Number of switches |  |  | 1452
| VCR |  |  | 43815.4862
Option 1 (base case) |  |  |  |  | 2026-06-30 | 2026-27 | 2027-28 | 2028-29 | 2029-30 | 2030-31 | 2031-32 | 2032-33 | 2033-34 | 2034-35 | 2035-36 | 2036-37 | 2037-38 | 2038-39 | 2039-40 | 2040-41 | 2041-42 | 2042-43 | 2043-44 | 2044-45 | 2045-46 | 2045-46 | 2045-46 | 2045-46 | 2045-46 | 2050-51
| Number of switches replaced pa |  |  |  |  | 0 | 0 | 0 | 0 | 0 | 0 | 0 | 0 | 0 | 0 | 0 | 0 | 0 | 0 | 0 | 0 | 0 | 0 | 0 | 0 | 0 | 0 | 0 | 0
| Remaining switches |  |  |  | 1452 | 1452 | 1452 | 1452 | 1452 | 1452 | 1452 | 1452 | 1452 | 1452 | 1452 | 1452 | 1452 | 1452 | 1452 | 1452 | 1452 | 1452 | 1452 | 1452 | 1452 | 1452 | 1452 | 1452 | 1452
| CROd switches in service |  |  |  |  | 0 | 0 | 0 | 0 | 0 | 0 | 0 | 0 | 0 | 0 | 0 | 0 | 0 | 0 | 0 | 0 | 0 | 0 | 0 | 0 | 0 | 0 | 0 | 0
| Value of energy at risk |  | 2023 |  |  | 26988000 | 26988000 | 26988000 | 26988000 | 26988000 | 26988000 | 26988000 | 26988000 | 26988000 | 26988000 | 26988000 | 26988000 | 26988000 | 26988000 | 26988000 | 26988000 | 26988000 | 26988000 | 26988000 | 26988000 | 26988000 | 26988000 | 26988000 | 26988000
| Total |  |  |  |  | 26988000 | 26988000 | 26988000 | 26988000 | 26988000 | 26988000 | 26988000 | 26988000 | 26988000 | 26988000 | 26988000 | 26988000 | 26988000 | 26988000 | 26988000 | 26988000 | 26988000 | 26988000 | 26988000 | 26988000 | 26988000 | 26988000 | 26988000 | 26988000
Option 2 |  |  |  |  | 2026-06-30 | 2026-27 | 2027-28 | 2028-29 | 2029-30 | 2030-31 | 2031-32 | 2032-33 | 2033-34 | 2034-35 | 2035-36 | 2036-37 | 2037-38 | 2038-39 | 2039-40 | 2039-40 | 2039-40 | 2039-40 | 2039-40 | 2039-40 | 2039-40 | 2039-40 | 2039-40 | 2039-40 | 2039-40
| Number of switches replaced pa |  |  |  |  | 1452 | 0 | 0 | 0 | 0 | 0 | 0 | 0 | 0 | 0 | 0 | 0 | 0 | 0 | 0 | 0 | 0 | 0 | 0 | 0 | 0 | 0 | 0 | 0
| Remaining switches |  |  |  | 1452 | 0 | 0 | 0 | 0 | 0 | 0 | 0 | 0 | 0 | 0 | 0 | 0 | 0 | 0 | 0 | 0 | 0 | 0 | 0 | 0 | 0 | 0 | 0 | 0
| CROd switches in service |  |  |  |  | 1452 | 1452 | 1452 | 1452 | 1452 | 1452 | 1452 | 1452 | 1452 | 1452 | 1452 | 1452 | 1452 | 1452 | 1452 | 1452 | 1452 | 1452 | 1452 | 1452 | 1452 | 1452 | 1452 | 1452
| % of total switch zones |  |  |  | 0% | bar: 2026-27 to 2045-46
| Energy at risk |  | 2023 |  |  | 0 | 0 | 0 | 0 | 0 | 0 | 0 | 0 | 0 | 0 | 0 | 0 | 0 | 0 | 0 | 0 | 0 | 0 | 0 | 0 | 0 | 0 | 0 | 0
| Total |  |  |  |  | 0 | 0 | 0 | 0 | 0 | 0 | 0 | 0 | 0 | 0 | 0 | 0 | 0 | 0 | 0 | 0 | 0 | 0 | 0 | 0 | 0 | 0 | 0 | 0
Option 3 |  |  |  |  | 2026-06-30 | 2026-27 | 2027-28 | 2028-29 | 2029-30 | 2030-31 | 2031-32 | 2032-33 | 2033-34 | 2034-35 | 2035-36 | 2036-37 | 2037-38 | 2038-39 | 2039-40 | 2039-40 | 2039-40 | 2039-40 | 2039-40 | 2039-40 | 2039-40 | 2039-40 | 2039-40 | 2039-40 | 2039-40
| Number of switches replaced pa |  |  |  |  | 290 | 290 | 290 | 290 | 290 | 2 | 0 | 0 | 0 | 0 | 0 | 0 | 0 | 0 | 0 | 0 | 0 | 0 | 0 | 0 | 0 | 0 | 0 | 0
| Remaining switches |  |  |  | 1452 | 1162 | 872 | 582 | 292 | 2 | 0 | 0 | 0 | 0 | 0 | 0 | 0 | 0 | 0 | 0 | 0 | 0 | 0 | 0 | 0 | 0 | 0 | 0 | 0
| CROd switches in service |  |  |  |  | 290 | 580 | 870 | 1160 | 1450 | 1452 | 1452 | 1452 | 1452 | 1452 | 1452 | 1452 | 1452 | 1452 | 1452 | 1452 | 1452 | 1452 | 1452 | 1452 | 1452 | 1452 | 1452 | 1452
| % of total switch zones |  |  |  | 100% | 80.03% | 60.06% | 40.08% | 20.11% | 0.1377% | 0% | 0% | 0% | 0% | 0% | 0% | 0% | 0% | 0% | 0% | 0% | 0% | 0% | 0% | 0% | 0% | 0% | 0% | 0%
| Energy at risk |  | 2023 |  |  | 26988000 | 21597834.7107 | 16207669.4215 | 10817504.1322 | 5427338.843 | 37173.5537 | 0 | 0 | 0 | 0 | 0 | 0 | 0 | 0 | 0 | 0 | 0 | 0 | 0 | 0 | 0 | 0 | 0 | 0
| Total |  |  |  |  | 26988000 | 21597834.7107 | 16207669.4215 | 10817504.1322 | 5427338.843 | 37173.5537 | 0 | 0 | 0 | 0 | 0 | 0 | 0 | 0 | 0 | 0 | 0 | 0 | 0 | 0 | 0 | 0 | 0 | 0
Option 4 |  |  |  |  | 2026-06-30 | 2026-27 | 2027-28 | 2028-29 | 2029-30 | 2030-31 | 2031-32 | 2032-33 | 2033-34 | 2034-35 | 2035-36 | 2036-37 | 2037-38 | 2038-39 | 2039-40 | 2039-40 | 2039-40 | 2039-40 | 2039-40 | 2039-40 | 2039-40 | 2039-40 | 2039-40 | 2039-40 | 2039-40
| Number of switches replaced pa |  |  |  |  | 145 | 145 | 145 | 145 | 145 | 145 | 145 | 145 | 145 | 145 | 2 | 0 | 0 | 0 | 0 | 0 | 0 | 0 | 0 | 0 | 0 | 0 | 0 | 0
| Remaining switches |  |  |  | 1452 | 1307 | 1162 | 1017 | 872 | 727 | 582 | 437 | 292 | 147 | 2 | 0 | 0 | 0 | 0 | 0 | 0 | 0 | 0 | 0 | 0 | 0 | 0 | 0 | 0
| CROd switches in service |  |  |  |  | 145 | 290 | 435 | 580 | 725 | 870 | 1015 | 1160 | 1305 | 1450 | 1452 | 1452 | 1452 | 1452 | 1452 | 1452 | 1452 | 1452 | 1452 | 1452 | 1452 | 1452 | 1452 | 1452
| % of total switch zones |  |  |  | 100% | 90.01% | 80.03% | 70.04% | 60.06% | 50.07% | 40.08% | 30.1% | 20.11% | 10.12% | 0.1377% | 0% | 0% | 0% | 0% | 0% | 0% | 0% | 0% | 0% | 0% | 0% | 0% | 0% | 0%
| Energy at risk |  |  |  |  | 26988000 | 24292917.3554 | 21597834.7107 | 18902752.0661 | 16207669.4215 | 13512586.7769 | 10817504.1322 | 8122421.4876 | 5427338.843 | 2732256.1983 | 37173.5537 | 0 | 0 | 0 | 0 | 0 | 0 | 0 | 0 | 0 | 0 | 0 | 0 | 0
| Total |  |  |  |  | 26988000 | 24292917.3554 | 21597834.7107 | 18902752.0661 | 16207669.4215 | 13512586.7769 | 10817504.1322 | 8122421.4876 | 5427338.843 | 2732256.1983 | 37173.5537 | 0 | 0 | 0 | 0 | 0 | 0 | 0 | 0 | 0 | 0 | 0 | 0 | 0
Option 5 |  |  |  |  | 2026-06-30 | 2026-27 | 2027-28 | 2028-29 | 2029-30 | 2030-31 | 2031-32 | 2032-33 | 2033-34 | 2034-35 | 2035-36 | 2036-37 | 2037-38 | 2038-39 | 2039-40 | 2039-40 | 2039-40 | 2039-40 | 2039-40 | 2039-40 | 2039-40 | 2039-40 | 2039-40 | 2039-40 | 2039-40
| Number of switches replaced pa |  |  |  |  | 97 | 97 | 97 | 97 | 97 | 97 | 97 | 97 | 97 | 97 | 97 | 97 | 97 | 97 | 94 | 0 | 0 | 0 | 0 | 0 | 0 | 0 | 0 | 0
| Remaining switches |  |  |  | 1452 | 1355 | 1258 | 1161 | 1064 | 967 | 870 | 773 | 676 | 579 | 482 | 385 | 288 | 191 | 94 | 0 | 0 | 0 | 0 | 0 | 0 | 0 | 0 | 0 | 0
| CROd switches in service |  |  |  |  | 97 | 194 | 291 | 388 | 485 | 582 | 679 | 776 | 873 | 970 | 1067 | 1164 | 1261 | 1358 | 1452 | 1452 | 1452 | 1452 | 1452 | 1452 | 1452 | 1452 | 1452 | 1452
| % of total switch zones |  |  |  | 100% | 93.32% | 86.64% | 79.96% | 73.28% | 66.6% | 59.92% | 53.24% | 46.56% | 39.88% | 33.2% | 26.52% | 19.83% | 13.15% | 6.474% | 0% | 0% | 0% | 0% | 0% | 0% | 0% | 0% | 0% | 0%
| Energy at risk |  |  |  |  | 26988000 | 25185082.6446 | 23382165.2893 | 21579247.9339 | 19776330.5785 | 17973413.2231 | 16170495.8678 | 14367578.5124 | 12564661.157 | 10761743.8017 | 8958826.4463 | 7155909.0909 | 5352991.7355 | 3550074.3802 | 1747157.0248 | 0 | 0 | 0 | 0 | 0 | 0 | 0 | 0 | 0
| Total |  |  |  |  | 26988000 | 25185082.6446 | 23382165.2893 | 21579247.9339 | 19776330.5785 | 17973413.2231 | 16170495.8678 | 14367578.5124 | 12564661.157 | 10761743.8017 | 8958826.4463 | 7155909.0909 | 5352991.7355 | 3550074.3802 | 1747157.0248 | 0 | 0 | 0 | 0 | 0 | 0 | 0 | 0 | 0

## Misc_calcs
Powercor
Recplacement of CRO inoperable RMUs
ESCALATION & OTHER
| Year end |  |  | 2021-06-30 | 2022-06-30 | 2023-06-30 | 2024-06-30 | 2025-06-30 | 2026-06-30
| Actual/forecast CPI (June to June) |  |  | 0% | 0.8606% | 3.498% | 7.832% | 4.052% | 3%
| HY ending |  |  | 2021-06-30 | 2021-12-31 | 2022-06-30 | 2022-12-31 | 2023-06-30 | 2023-12-31 | 2024-06-30 | 2024-12-31 | 2025-06-30 | 2025-12-31 | 2026-06-30
| FY ending |  |  | 2021-06-30 | 2022-06-30 | 2022-06-30 | 2023-06-30 | 2023-06-30 | 2024-06-30 | 2024-06-30 | 2025-06-30 | 2025-06-30 | 2026-06-30 | 2026-06-30
| Actual/forecast CPI (June to June) |  |  | 0% | 0.8606% | 0.8606% | 3.498% | 3.498% | 7.832% | 7.832% | 4.052% | 4.052% | 3% | 3%
| Actual cumulative HY escalation |  |  | 1 | 1.0043 | 1.0086 | 1.0261 | 1.0439 | 1.084 | 1.1256 | 1.1482 | 1.1713 | 1.1887 | 1.2064
| Convert from input dollars | 2023-12-31 | 1.084
| To output dollars | 2026-06-30 | 1.2064
| Conversion from input dollars to output dollars |  | 1.1129
| Convert from VCR date | 2023-12-31 | 1.084
| To input dollars | 2023-12-31 | 1.084
| VCR escalation |  | 1
| Start_year | 2026-27
FIRST YEAR
| Option | First year | Option included
| Option 2 | 1 | TRUE
| Option 3 | 1 | TRUE
| Option 4 | 1 | TRUE
| Option 5 | 1 | TRUE
| First year | 1
FLAGS
| Option 1 (base case) | FALSE | FALSE
FALSE
FALSE
| Option 2 | FALSE | FALSE
FALSE
FALSE
| Option 3 | FALSE | FALSE
FALSE
FALSE
| Option 4 | FALSE | FALSE
FALSE
FALSE
| Option 5 | FALSE | FALSE
FALSE
FALSE
Message | !! Capex asset life required !!
!

## Data
Powercor
Recplacement of CRO inoperable RMUs
DATA
Options
|  | Not used | Text |  | Flags for compliance project
Option1 | Option 1 (base case) | FALSE |  | Option 1 (base case): No change to existing practices | FALSE
Option2 | Option 2 | FALSE |  |  | FALSE
Option3 | Option 3 | FALSE |  |  | FALSE
Option4 | Option 4 | FALSE |  |  | FALSE
Option5 | Option 5 | FALSE |  |  | FALSE
Compliance project |  |  | Yes | FALSE
No change to existing practices
Not applicable (compliance)
For conditional formatting of preferred option on Summary :
< Enter description >
Categories
Short categ
| Capital expenditure | -1
| Annualised capex | -1
| Operating expenditure | -1
| Risk mitigated | 1
| Other benefits value | 1
| Net benefits | 1
| Total risk cost | 1
Benefits
|  | Short categ | Flag to include | Units | Defined value
1 | Unserved energy | Energy | FALSE | MWh | FALSE
2 | Safety | Safety | FALSE | $ | TRUE
3 | Unplanned replacement | UnRepl | FALSE | $ | TRUE
4 | Bushfire | Fire | FALSE | $ | TRUE
5 | Reduction in CO2 emissions | Carbon | TRUE | MWh | FALSE
6 | Reliability in worst-served areas | Other | TRUE | MWh | FALSE
7 | Network resilience | Other | TRUE | MWh | FALSE
8 | Enabling solar exports | Other | TRUE | MWh | FALSE
9 | Aesthetics | Other | TRUE | Customers impacted | FALSE
10 | Customer value of time - residential | Other | TRUE | Customer minutes | FALSE
11 | Customer value of time - business | Other | TRUE | Customer minutes | FALSE
12 | Communication | Other | TRUE | Customers impacted | FALSE
13 | Information accessibility | Other | TRUE | Customers impacted | FALSE
Value of benefits
|  |  | CitiPower | Powercor | United Energy
| Reliability in worst-served areas | per MWh | 0 | 151432.8174 | 0
| Network resilience | per MWh | 0 | 24590 | 38560
| Enabling solar exports | per MWh | 4220.9954 | 88.3577 | 862.6028
| Aesthetics | per customer impacted | 0 | 0 | 0
| Customer value of time - residential | per minute customer time | 0.54769 | 0.35181 | 0.34751
| Customer value of time - business | per minute customer time | 0.54769 | 0.35181 | 0.34751
| Communication | per customer impacted | 0 | 0 | 0
| Information accessibility | per customer impacted | 0 | 0 | 0
Conversions
| thous_conv | 1000
| mill_conv | 1000000
Message
| Message | Enter asset life
Error message |  | Remove inputs prior to start year
Disproportionate factors applied to various bushfire and other risk valuations
| - Select - |  |  |  | 0
| Harm to property from network |  |  |  | 1
| Harm to property from bushfire |  |  |  | 1
| Harm to environment |  |  |  | 1
| Safety - Public trespass |  |  |  | 1
| Safety - Single fatality or serious injury ^ |  |  |  | 3
| Safety from bushfire in HBRA |  |  |  | 3
| Safety - Multiple fatality or serious injury ^ |  |  |  | 6
| Safety from bushfire (REFCL declared areas) |  |  |  | 6
| Safety from bushfire (electric line construction areas) |  |  |  | 10
Total annualised capex
Energy at risk value
Total other benefits
DROPDOWN LISTS
| Business |  |  |  | Type | Include | Dollar inputs - month |  |  | Not used options | Conversions | Dollar inputs - year | Compliance | Capex first year
| CitiPower | CP | CP: |  | - Select - | 0 | June | 6 | CY | Not used |  | 2026 | No | 2026-27
| Powercor | PA | PAL: |  | Capex | 1899-12-31 | December | 12 | FY |  |  | 2025 | Yes | 2025-26
| United Energy | UE | UE: |  | Opex | [6 empty] | 2024 |  | 2024-25
2023
2022
2021
2020