## Cover
Powercor
Regulatory proposal 2026-31
Pole mounted transformer uplift
| Model number: | 4.15
2025-01-31
15

## Summary
Powercor
Pole mounted transformer uplift
SUMMARY
RESULTS
|  |  |  | PV of costs | PV of benefits | NPV
| Option |  |  | 2026-06-30 | 2026-06-30 | 2026-06-30
| Option 1 (base case) | No change to existing practices |  | 0 | 0 | 0
| Option 2 | Proactive replacement of P3 defects |  | -5.0641 | 23.7103 | 18.6462
| Option 3 | 0
| Option 4 | 0
| Option 5 | 0
NPV
| Preferred option: |  |  | 2026-06-30
| Option 2 | Proactive replacement of P3 defects |  | 18.6462
PREFERRED OPTION
Preferred Option
Option 2
| Expenditure forecast | 2026-06-30 | 2026-27 | 2027-28 | 2028-29 | 2029-30 | 2030-31 |  | Total
| Capital expenditure |  | 1.9106 | 1.9106 | 1.7138 | 1.2159 | 0.76425 |  | 7.5151
| Operating expenditure |  | 0 | 0 | 0 | 0 | 0 |  | 0
SENSITIVITIES
| Sensitivity | 2026-06-30 | Option 1 (base case) | Option 2 | Option 3 | Option 4 | Option 5 |  | Preferred option
| None |  | 0 | 18.6462 |  |  |  |  | Option 2
| Capex 10% higher |  | 0 | 18.1398 |  |  |  |  | Option 2
| Capex 10% lower |  | 0 | 19.1526 |  |  |  |  | Option 2
| Total benefits 10% higher |  | 0 | 21.0173 |  |  |  |  | Option 2
| Total benefits 10% lower |  | 0 | 16.2752 |  |  |  |  | Option 2
| Capex 10% higher & Total benefits 10% lower |  | 0 | 15.7688 |  |  |  |  | Option 2
| 0 | [7 empty] | #NAME?
| 0 | [6 empty] | 0 | #NAME?
|  | 0 | [6 empty] | #NAME?
0

## Assumptions
Powercor
Pole mounted transformer uplift
Project
|  | Business: |  | Powercor
|  | Descripton: |  | Pole mounted transformer uplift
|  | Date of cost inputs: |  | June |  | 2024
|  | Option |  | Description
|  | Option 1 (base case) |  | No change to existing practices
|  | Option 2 |  | Proactive replacement of P3 defects
Option 3
Option 4
Option 5
|  | Compliance project |  | No
|  | Expenditure starts |  | 2026-27 | [start]
Timing & WACC
|  | Input dollars |  |  |  | 2024-06-30 | [input_dollars]
|  | Pre-tax real WACC |  |  |  | 3.5% | [real_disc]
|  | VCR date |  |  |  | 2023-12-31 | [vcr_date]
|  | Analysis period (years) |  |  |  | 20 | [years]\
|  | Output dollars |  |  |  | 2026-06-30 | [output_dollars]
|  | Other benefits date |  |  |  | 2023-12-31 | [custval_date]
|  | Value of CO2 reductions input date |  |  |  | 2023-06-30
VCR
|  | Enter ZSS code >> | eg. AR | Network average |  | Network average | 43815.4862 | 2023 VCR ($/MWh)
Risks
SAFETY
|  | Value of statistical life |  |  |  | 5400000 | 2023-06-30
|  | Value of injury |  |  |  | 0 | 2024-06-30
Disproportionate factors applied to various bushfire and other risk valuations
|  | Harm to property from network |  |  |  | 1
|  | Harm to property from bushfire |  |  |  | 1
|  | Harm to environment |  |  |  | 1
|  | Safety - Public trespass |  |  |  | 1
|  | Safety - Single fatality or serious injury ^ |  |  |  | 3
|  | Safety from bushfire in HBRA |  |  |  | 3
|  | Safety - Multiple fatality or serious injury ^ |  |  |  | 6
|  | Safety from bushfire (REFCL declared areas) |  |  |  | 6
|  | Safety from bushfire (electric line construction areas) |  |  |  | 10
^ Public or employee
|  | Incident type |  |  |  | Value | Probability | DF selected | Description/comment
|  | Safety (fatality) |  |  |  | 5822918.3842 | 0 | 0 | 0
|  | Safety (injury) |  |  |  | 0 | 0 | 0 | 0
UNPLANNED REPLACEMENT/REPAIR
|  | Major failure (replace) |  |  |  | 0 | 2024-06-30
|  | Minor failure (repair) |  |  |  | 0 | 2024-06-30
|  | Premium for failure |  |  |  | 20%
Other benefits
| ENVIRONMENTAL | [8 empty] | 2026-27 | 2027-28 | 2028-29 | 2029-30 | 2030-31 | 2031-32
|  | Value of CO2 reductions |  |  |  |  | 2023-06-30 | $/kWh |  | 0.02473 | 0.022341 | 0.020196 | 0.018063 | 0.015913 | 0.013715
| CUSTOMER VALUE |  |  |  |  | Value
|  | Reliability in worst-served areas |  |  |  | 151432.8174 | 2023-12-31 | per MWh
|  | Network resilience |  |  |  | 24590 | 2023-12-31 | per MWh
|  | Enabling solar exports |  |  |  | 88.3577 | 2023-12-31 | per MWh
|  | Aesthetics |  |  |  | 0 | 2023-12-31 | per customer
|  | Customer value of time - residential |  |  |  | 0.35181 | 2023-12-31 | per customer minute
|  | Customer value of time - business |  |  |  | 0.35181 | 2023-12-31 | per customer minute
|  | Communication |  |  |  | 0 | 2023-12-31 | per customer
|  | Information accessibility |  |  |  | 0 | 2023-12-31 | per customer
Sensitivities
[6 empty] | Capex | Total benefits
| 1 | Capex 10% higher |  |  |  | 10% | 0%
| 2 | Capex 10% lower |  |  |  | -10% | 0%
| 3 | Total benefits 10% higher |  |  |  | 0% | 10%
| 4 | Total benefits 10% lower |  |  |  | 0% | -10%
| 5 | Capex 10% higher & Total benefits 10% lower |  |  |  | 10% | -10%

## Option1 (base case)
Powercor
Pole mounted transformer uplift
OPTION 1 (base case)
Count |  |  |  |  | 0 | 1 | 2 | 3 | 4 | 5 | 6 | 7 | 8 | 9 | 10 | 11 | 12 | 13 | 14 | 15 | 16 | 17 | 18 | 19 | 20 | 21 | 22 | 23 | 24 | 25
Value of CO2 reductions |  |  |  | $/MWh |  | 24.7305 | 22.3407 | 20.1963 | 18.0629 | 15.9134 | 13.7151 | 13.7151 | 13.7151 | 13.7151 | 13.7151 | 13.7151 | 13.7151 | 13.7151 | 13.7151 | 13.7151 | 13.7151 | 13.7151 | 13.7151 | 13.7151 | 13.7151 | 13.7151 | 13.7151 | 13.7151 | 13.7151 | 13.7151
|  |  |  | Units | 2026-06-30 | 2026-27 | 2027-28 | 2028-29 | 2029-30 | 2030-31 | 2031-32 | 2032-33 | 2033-34 | 2034-35 | 2035-36 | 2036-37 | 2037-38 | 2038-39 | 2039-40 | 2040-41 | 2041-42 | 2042-43 | 2043-44 | 2044-45 | 2045-46 | 2046-47 | 2047-48 | 2048-49 | 2049-50 | 2050-51
INVESTMENT & OPERATING COST
| Capex |  | Asset life (yrs)
| < Enter description > |  | 0 | 2024-06-30 |  | 0 | 0 | 0 | 0 | 0 | 0 | 0 | 0 | 0 | 0 | 0 | 0 | 0 | 0 | 0 | 0 | 0 | 0 | 0 | 0 | 0 | 0 | 0 | 0 | 0
| < Enter description > |  | 0 | 2024-06-30 |  | 0 | 0 | 0 | 0 | 0 | 0 | 0 | 0 | 0 | 0 | 0 | 0 | 0 | 0 | 0 | 0 | 0 | 0 | 0 | 0 | 0 | 0 | 0 | 0 | 0
| < Enter description > |  | 0 | 2024-06-30 |  | 0 | 0 | 0 | 0 | 0 | 0 | 0 | 0 | 0 | 0 | 0 | 0 | 0 | 0 | 0 | 0 | 0 | 0 | 0 | 0 | 0 | 0 | 0 | 0 | 0
| Capital expenditure |  |  | 2024-06-30 |  | 0 | 0 | 0 | 0 | 0 | 0 | 0 | 0 | 0 | 0 | 0 | 0 | 0 | 0 | 0 | 0 | 0 | 0 | 0 | 0 | 0 | 0 | 0 | 0 | 0
| Operating expenditure |  |  | 2024-06-30 |  | 0 | 0 | 0 | 0 | 0 | 0 | 0 | 0 | 0 | 0 | 0 | 0 | 0 | 0 | 0 | 0 | 0 | 0 | 0 | 0 | 0 | 0 | 0 | 0 | 0
RISK ASSUMPTIONS
| PoF (major) |  |  |  |  | 0 | 0 | 0 | 0 | 0 | 0 | 0 | 0 | 0 | 0 | 0 | 0 | 0 | 0 | 0 | 0 | 0 | 0 | 0 | 0 | 0 | 0 | 0 | 0 | 0
| PoF (reparable) |  |  |  |  | 0 | 0 | 0 | 0 | 0 | 0 | 0 | 0 | 0 | 0 | 0 | 0 | 0 | 0 | 0 | 0 | 0 | 0 | 0 | 0 | 0 | 0 | 0 | 0 | 0
| Energy at risk (weighted) |  |  | MWh |  | 0 | 0 | 0 | 0 | 0 | 0 | 0 | 0 | 0 | 0 | 0 | 0 | 0 | 0 | 0 | 0 | 0 | 0 | 0 | 0 | 0 | 0 | 0 | 0 | 0
| Energy at risk value | $/MWh | 45498.922 | 2024-06-30 |  | 0 | 0 | 0 | 0 | 0 | 0 | 0 | 0 | 0 | 0 | 0 | 0 | 0 | 0 | 0 | 0 | 0 | 0 | 0 | 0 | 0 | 0 | 0 | 0 | 0
| Safety consequence | (after DF) |  | 2024-06-30 |  | 0 | 0 | 0 | 0 | 0 | 0 | 0 | 0 | 0 | 0 | 0 | 0 | 0 | 0 | 0 | 0 | 0 | 0 | 0 | 0 | 0 | 0 | 0 | 0 | 0
| Unplanned replacements |  |  | 2024-06-30 |  | 0 | 0 | 0 | 0 | 0 | 11197953.4455 | 4479181.3782 | 1791672.5513 | 716669.0205 | 286667.6082 | 114667.0433 | 45866.8173 | 30577.8782 | 0 | 0 | 0 | 0 | 0 | 0 | 0 | 0 | 0 | 0 | 0 | 0
| Environmental consequence | (after DF) |  | 2024-06-30 |  | 0 | 0 | 0 | 0 | 0 | 0 | 0 | 0 | 0 | 0 | 0 | 0 | 0 | 0 | 0 | 0 | 0 | 0 | 0 | 0 | 0 | 0 | 0 | 0 | 0
| < Other risk - enter description > |  |  | 2024-06-30 |  | 0 | 0 | 0 | 0 | 0 | 5201979.2933 | 2080791.7173 | 832316.6869 | 332926.6748 | 133170.6699 | 53268.268 | 21307.3072 | 14204.8715 | 0 | 0 | 0 | 0 | 0 | 0 | 0 | 0 | 0 | 0 | 0 | 0
| < Other risk - enter description > |  |  | 2024-06-30 |  | 0 | 0 | 0 | 0 | 0 | 0 | 0 | 0 | 0 | 0 | 0 | 0 | 0 | 0 | 0 | 0 | 0 | 0 | 0 | 0 | 0 | 0 | 0 | 0 | 0
| Total risk cost |  |  |  |  | 0 | 0 | 0 | 0 | 0 | 16399932.7388 | 6559973.0955 | 2623989.2382 | 1049595.6953 | 419838.2781 | 167935.3112 | 67174.1245 | 44782.7497 | 0 | 0 | 0 | 0 | 0 | 0 | 0 | 0 | 0 | 0 | 0 | 0
OTHER BENEFITS
| Reduction in CO2 emissions |  |  | MWh |  | 0 | 0 | 0 | 0 | 0 | 0 | 0 | 0 | 0 | 0 | 0 | 0 | 0 | 0 | 0 | 0 | 0 | 0 | 0 | 0 | 0 | 0 | 0 | 0 | 0
| Value of reduction in CO2 emissions |  |  | $ |  | 0 | 0 | 0 | 0 | 0 | 0 | 0 | 0 | 0 | 0 | 0 | 0 | 0 | 0 | 0 | 0 | 0 | 0 | 0 | 0 | 0 | 0 | 0 | 0 | 0
| Reliability in worst-served areas | $/MWh | 151432.8174 | MWh |  | 0 | 0 | 0 | 0 | 0 | 0 | 0 | 0 | 0 | 0 | 0 | 0 | 0 | 0 | 0 | 0 | 0 | 0 | 0 | 0 | 0 | 0 | 0 | 0 | 0
| Network resilience | $/MWh | 24590 | MWh |  | 0 | 0 | 0 | 0 | 0 | 0 | 0 | 0 | 0 | 0 | 0 | 0 | 0 | 0 | 0 | 0 | 0 | 0 | 0 | 0 | 0 | 0 | 0 | 0 | 0
| Enabling solar exports | $/MWh | 88.3577 | MWh |  | 0 | 0 | 0 | 0 | 0 | 0 | 0 | 0 | 0 | 0 | 0 | 0 | 0 | 0 | 0 | 0 | 0 | 0 | 0 | 0 | 0 | 0 | 0 | 0 | 0
| Aesthetics | $/customer | 0 | customers |  | 0 | 0 | 0 | 0 | 0 | 0 | 0 | 0 | 0 | 0 | 0 | 0 | 0 | 0 | 0 | 0 | 0 | 0 | 0 | 0 | 0 | 0 | 0 | 0 | 0
| Customer value of time (res) | $/customer min | 0.35181 | mins |  | 0 | 0 | 0 | 0 | 0 | 0 | 0 | 0 | 0 | 0 | 0 | 0 | 0 | 0 | 0 | 0 | 0 | 0 | 0 | 0 | 0 | 0 | 0 | 0 | 0
| Customer value of time (bus) | $/customer min | 0.35181 | mins |  | 0 | 0 | 0 | 0 | 0 | 0 | 0 | 0 | 0 | 0 | 0 | 0 | 0 | 0 | 0 | 0 | 0 | 0 | 0 | 0 | 0 | 0 | 0 | 0 | 0
| Communication | $/customer | 0 | customers |  | 0 | 0 | 0 | 0 | 0 | 0 | 0 | 0 | 0 | 0 | 0 | 0 | 0 | 0 | 0 | 0 | 0 | 0 | 0 | 0 | 0 | 0 | 0 | 0 | 0
| Information accessibility | $/customer | 0 | customers |  | 0 | 0 | 0 | 0 | 0 | 0 | 0 | 0 | 0 | 0 | 0 | 0 | 0 | 0 | 0 | 0 | 0 | 0 | 0 | 0 | 0 | 0 | 0 | 0 | 0
| Other benefits 1 |  |  | 2024-06-30 |  | 0 | 0 | 0 | 0 | 0 | 0 | 0 | 0 | 0 | 0 | 0 | 0 | 0 | 0 | 0 | 0 | 0 | 0 | 0 | 0 | 0 | 0 | 0 | 0 | 0
| Other benefits 2 |  |  | 2024-06-30 |  | 0 | 0 | 0 | 0 | 0 | 0 | 0 | 0 | 0 | 0 | 0 | 0 | 0 | 0 | 0 | 0 | 0 | 0 | 0 | 0 | 0 | 0 | 0 | 0 | 0
| Total other benefits |  |  | 2024-06-30 |  | 0 | 0 | 0 | 0 | 0 | 0 | 0 | 0 | 0 | 0 | 0 | 0 | 0 | 0 | 0 | 0 | 0 | 0 | 0 | 0 | 0 | 0 | 0 | 0 | 0
SUMMARY
| Risks mitigated vs base case |  |  | 2024-06-30
Capital expenditure
| < Enter description > |  |  | 2024-06-30 |  | 0 | 0 | 0 | 0 | 0 | 0 | 0 | 0 | 0 | 0 | 0 | 0 | 0 | 0 | 0 | 0 | 0 | 0 | 0 | 0 | 0 | 0 | 0 | 0 | 0
| < Enter description > |  |  | 2024-06-30 |  | 0 | 0 | 0 | 0 | 0 | 0 | 0 | 0 | 0 | 0 | 0 | 0 | 0 | 0 | 0 | 0 | 0 | 0 | 0 | 0 | 0 | 0 | 0 | 0 | 0
| < Enter description > |  |  | 2024-06-30 |  | 0 | 0 | 0 | 0 | 0 | 0 | 0 | 0 | 0 | 0 | 0 | 0 | 0 | 0 | 0 | 0 | 0 | 0 | 0 | 0 | 0 | 0 | 0 | 0 | 0
Cumulative capex
| < Enter description > |  |  | 2024-06-30 |  | 0 | 0 | 0 | 0 | 0 | 0 | 0 | 0 | 0 | 0 | 0 | 0 | 0 | 0 | 0 | 0 | 0 | 0 | 0 | 0 | 0 | 0 | 0 | 0 | 0
| < Enter description > |  |  | 2024-06-30 |  | 0 | 0 | 0 | 0 | 0 | 0 | 0 | 0 | 0 | 0 | 0 | 0 | 0 | 0 | 0 | 0 | 0 | 0 | 0 | 0 | 0 | 0 | 0 | 0 | 0
| < Enter description > |  |  | 2024-06-30 |  | 0 | 0 | 0 | 0 | 0 | 0 | 0 | 0 | 0 | 0 | 0 | 0 | 0 | 0 | 0 | 0 | 0 | 0 | 0 | 0 | 0 | 0 | 0 | 0 | 0
Annualised capex
| Annualised capex - < Enter description > |  |  | 2024-06-30 |  | 0 | 0 | 0 | 0 | 0 | 0 | 0 | 0 | 0 | 0 | 0 | 0 | 0 | 0 | 0 | 0 | 0 | 0 | 0 | 0 | 0 | 0 | 0 | 0 | 0
| Annualised capex - < Enter description > |  |  | 2024-06-30 |  | 0 | 0 | 0 | 0 | 0 | 0 | 0 | 0 | 0 | 0 | 0 | 0 | 0 | 0 | 0 | 0 | 0 | 0 | 0 | 0 | 0 | 0 | 0 | 0 | 0
| Annualised capex - < Enter description > |  |  | 2024-06-30 |  | 0 | 0 | 0 | 0 | 0 | 0 | 0 | 0 | 0 | 0 | 0 | 0 | 0 | 0 | 0 | 0 | 0 | 0 | 0 | 0 | 0 | 0 | 0 | 0 | 0
| Total annualised capex |  |  | 2024-06-30 |  | 0 | 0 | 0 | 0 | 0 | 0 | 0 | 0 | 0 | 0 | 0 | 0 | 0 | 0 | 0 | 0 | 0 | 0 | 0 | 0 | 0 | 0 | 0 | 0 | 0
| Annualised capex |  |  | 2024-06-30 |  | 0 | 0 | 0 | 0 | 0 | 0 | 0 | 0 | 0 | 0 | 0 | 0 | 0 | 0 | 0 | 0 | 0 | 0 | 0 | 0 | 0 | 0 | 0 | 0 | 0
| Operating expenditure |  |  | 2024-06-30 |  | 0 | 0 | 0 | 0 | 0 | 0 | 0 | 0 | 0 | 0 | 0 | 0 | 0 | 0 | 0 | 0 | 0 | 0 | 0 | 0 | 0 | 0 | 0 | 0 | 0
| Risk mitigated |  |  | 2024-06-30 |  | 0 | 0 | 0 | 0 | 0 | 0 | 0 | 0 | 0 | 0 | 0 | 0 | 0 | 0 | 0 | 0 | 0 | 0 | 0 | 0 | 0 | 0 | 0 | 0 | 0
| Other benefits value |  |  | 2024-06-30 |  | 0 | 0 | 0 | 0 | 0 | 0 | 0 | 0 | 0 | 0 | 0 | 0 | 0 | 0 | 0 | 0 | 0 | 0 | 0 | 0 | 0 | 0 | 0 | 0 | 0
| Net benefits |  |  | 2024-06-30 |  | 0 | 0 | 0 | 0 | 0 | 0 | 0 | 0 | 0 | 0 | 0 | 0 | 0 | 0 | 0 | 0 | 0 | 0 | 0 | 0 | 0 | 0 | 0 | 0 | 0
SENSITIVITIES
NPV | Net benefits |  |  | Option 1 (Base Case)NPV |  | 0 | 0 | 0 | 0 | 0 | 0 | 0 | 0 | 0 | 0 | 0 | 0 | 0 | 0 | 0 | 0 | 0 | 0 | 0 | 0 | 0 | 0 | 0 | 0 | 0
| Total annualised capex |  |  |  |  | 0 | 0 | 0 | 0 | 0 | 0 | 0 | 0 | 0 | 0 | 0 | 0 | 0 | 0 | 0 | 0 | 0 | 0 | 0 | 0 | 0 | 0 | 0 | 0 | 0
| Total benefits |  |  |  |  | 0 | 0 | 0 | 0 | 0 | 0 | 0 | 0 | 0 | 0 | 0 | 0 | 0 | 0 | 0 | 0 | 0 | 0 | 0 | 0 | 0 | 0 | 0 | 0 | 0
|  | Capex | Total benefits
sens1 | Capex 10% higher | 10% | 0% | Option 1 (Base Case)sens1 |  | 0 | 0 | 0 | 0 | 0 | 0 | 0 | 0 | 0 | 0 | 0 | 0 | 0 | 0 | 0 | 0 | 0 | 0 | 0 | 0 | 0 | 0 | 0 | 0 | 0
sens2 | Capex 10% lower | -10% | 0% | Option 1 (Base Case)sens2 |  | 0 | 0 | 0 | 0 | 0 | 0 | 0 | 0 | 0 | 0 | 0 | 0 | 0 | 0 | 0 | 0 | 0 | 0 | 0 | 0 | 0 | 0 | 0 | 0 | 0
sens3 | Total benefits 10% higher | 0% | 10% | Option 1 (Base Case)sens3 |  | 0 | 0 | 0 | 0 | 0 | 0 | 0 | 0 | 0 | 0 | 0 | 0 | 0 | 0 | 0 | 0 | 0 | 0 | 0 | 0 | 0 | 0 | 0 | 0 | 0
sens4 | Total benefits 10% lower | 0% | -10% | Option 1 (Base Case)sens4 |  | 0 | 0 | 0 | 0 | 0 | 0 | 0 | 0 | 0 | 0 | 0 | 0 | 0 | 0 | 0 | 0 | 0 | 0 | 0 | 0 | 0 | 0 | 0 | 0 | 0
sens5 | Capex 10% higher & Total benefits 10% lower | 10% | -10% | Option 1 (Base Case)sens5 |  | 0 | 0 | 0 | 0 | 0 | 0 | 0 | 0 | 0 | 0 | 0 | 0 | 0 | 0 | 0 | 0 | 0 | 0 | 0 | 0 | 0 | 0 | 0 | 0 | 0
sens | 0 | 0% | 0% | Option 1 (Base Case)sens |  | 0 | 0 | 0 | 0 | 0 | 0 | 0 | 0 | 0 | 0 | 0 | 0 | 0 | 0 | 0 | 0 | 0 | 0 | 0 | 0 | 0 | 0 | 0 | 0 | 0
sens | 0 | 0% | 0% | Option 1 (Base Case)sens |  | 0 | 0 | 0 | 0 | 0 | 0 | 0 | 0 | 0 | 0 | 0 | 0 | 0 | 0 | 0 | 0 | 0 | 0 | 0 | 0 | 0 | 0 | 0 | 0 | 0
sens | 0 | 0% | 0% | Option 1 (Base Case)sens |  | 0 | 0 | 0 | 0 | 0 | 0 | 0 | 0 | 0 | 0 | 0 | 0 | 0 | 0 | 0 | 0 | 0 | 0 | 0 | 0 | 0 | 0 | 0 | 0 | 0

## Option2
Powercor
Pole mounted transformer uplift
OPTION 2 | Proactive replacement of P3 defects
Count |  |  |  |  | 1 | 2 | 3 | 4 | 5 | 6 | 7 | 8 | 9 | 10 | 11 | 12 | 13 | 14 | 15 | 16 | 17 | 18 | 19 | 20 | 21 | 22 | 23 | 24 | 25
Value of CO2 reductions |  |  |  | $/MWh | 24.7305 | 22.3407 | 20.1963 | 18.0629 | 15.9134 | 13.7151 | 13.7151 | 13.7151 | 13.7151 | 13.7151 | 13.7151 | 13.7151 | 13.7151 | 13.7151 | 13.7151 | 13.7151 | 13.7151 | 13.7151 | 13.7151 | 13.7151 | 13.7151 | 13.7151 | 13.7151 | 13.7151 | 13.7151
|  |  |  | Units | 2026-27 | 2027-28 | 2028-29 | 2029-30 | 2030-31 | 2031-32 | 2032-33 | 2033-34 | 2034-35 | 2035-36 | 2036-37 | 2037-38 | 2038-39 | 2039-40 | 2040-41 | 2041-42 | 2042-43 | 2043-44 | 2044-45 | 2045-46 | 2046-47 | 2047-48 | 2048-49 | 2049-50 | 2050-51
INVESTMENT & OPERATING COST
| Capex |  | Asset life (yrs)
| < Enter description > |  | 50 | 2024-06-30 | 1782743 | 1782743 | 1599066 | 1134473 | 713097 | 713097 | 713097 | 713097 | 713097 | 713097 | 0 | 0 | 0 | 0 | 0 | 0 | 0 | 0 | 0 | 0 | 0 | 0 | 0 | 0 | 0
| < Enter description > |  | 0 | 2024-06-30 | 0 | 0 | 0 | 0 | 0 | 0 | 0 | 0 | 0 | 0 | 0 | 0 | 0 | 0 | 0 | 0 | 0 | 0 | 0 | 0 | 0 | 0 | 0 | 0 | 0
| < Enter description > |  | 0 | 2024-06-30 | 0 | 0 | 0 | 0 | 0 | 0 | 0 | 0 | 0 | 0 | 0 | 0 | 0 | 0 | 0 | 0 | 0 | 0 | 0 | 0 | 0 | 0 | 0 | 0 | 0
| Capital expenditure |  |  | 2024-06-30 | 1782743 | 1782743 | 1599066 | 1134473 | 713097 | 713097 | 713097 | 713097 | 713097 | 713097 | 0 | 0 | 0 | 0 | 0 | 0 | 0 | 0 | 0 | 0 | 0 | 0 | 0 | 0 | 0
| Operating expenditure |  |  | 2024-06-30 | 0 | 0 | 0 | 0 | 0 | 0 | 0 | 0 | 0 | 0 | 0 | 0 | 0 | 0 | 0 | 0 | 0 | 0 | 0 | 0 | 0 | 0 | 0 | 0 | 0
RISK ASSUMPTIONS
| PoF (major) |  |  |  | 0 | 0 | 0 | 0 | 0 | 0 | 0 | 0 | 0 | 0 | 0 | 0 | 0 | 0 | 0 | 0 | 0 | 0 | 0 | 0 | 0 | 0 | 0 | 0 | 0
| PoF (reparable) |  |  |  | 0 | 0 | 0 | 0 | 0 | 0 | 0 | 0 | 0 | 0 | 0 | 0 | 0 | 0 | 0 | 0 | 0 | 0 | 0 | 0 | 0 | 0 | 0 | 0 | 0
| Energy at risk (weighted) |  |  | MWh | 0 | 0 | 0 | 0 | 0 | 0 | 0 | 0 | 0 | 0 | 0 | 0 | 0 | 0 | 0 | 0 | 0 | 0 | 0 | 0 | 0 | 0 | 0 | 0 | 0
| Energy at risk value | $/MWh | 45498.922 | 2024-06-30 | 0 | 0 | 0 | 0 | 0 | 0 | 0 | 0 | 0 | 0 | 0 | 0 | 0 | 0 | 0 | 0 | 0 | 0 | 0 | 0 | 0 | 0 | 0 | 0 | 0
| Safety consequence | (after DF) |  | 2024-06-30 | 0 | 0 | 0 | 0 | 0 | 0 | 0 | 0 | 0 | 0 | 0 | 0 | 0 | 0 | 0 | 0 | 0 | 0 | 0 | 0 | 0 | 0 | 0 | 0 | 0
| Unplanned replacements |  |  | 2024-06-30 | 0 | 0 | 0 | 0 | 0 | 0 | 0 | 0 | 0 | 0 | 0 | 0 | 0 | 0 | 0 | 0 | 0 | 0 | 0 | 0 | 0 | 0 | 0 | 0 | 0
| Environmental consequence | (after DF) |  | 2024-06-30 | 0 | 0 | 0 | 0 | 0 | 0 | 0 | 0 | 0 | 0 | 0 | 0 | 0 | 0 | 0 | 0 | 0 | 0 | 0 | 0 | 0 | 0 | 0 | 0 | 0
| < Other risk - enter description > |  |  | 2024-06-30 | 0 | 0 | 0 | 0 | 0 | 0 | 0 | 0 | 0 | 0 | 0 | 0 | 0 | 0 | 0 | 0 | 0 | 0 | 0 | 0 | 0 | 0 | 0 | 0 | 0
| < Other risk - enter description > |  |  | 2024-06-30 | 0 | 0 | 0 | 0 | 0 | 0 | 0 | 0 | 0 | 0 | 0 | 0 | 0 | 0 | 0 | 0 | 0 | 0 | 0 | 0 | 0 | 0 | 0 | 0 | 0
| Total risk cost |  |  |  | 0 | 0 | 0 | 0 | 0 | 0 | 0 | 0 | 0 | 0 | 0 | 0 | 0 | 0 | 0 | 0 | 0 | 0 | 0 | 0 | 0 | 0 | 0 | 0 | 0
OTHER BENEFITS
| Reduction in CO2 emissions |  |  | MWh | 0 | 0 | 0 | 0 | 0 | 0 | 0 | 0 | 0 | 0 | 0 | 0 | 0 | 0 | 0 | 0 | 0 | 0 | 0 | 0 | 0 | 0 | 0 | 0 | 0
| Value of reduction in CO2 emissions |  |  | $ | 0 | 0 | 0 | 0 | 0 | 0 | 0 | 0 | 0 | 0 | 0 | 0 | 0 | 0 | 0 | 0 | 0 | 0 | 0 | 0 | 0 | 0 | 0 | 0 | 0
| Reliability in worst-served areas | $/MWh | 151432.8174 | MWh | 0 | 0 | 0 | 0 | 0 | 0 | 0 | 0 | 0 | 0 | 0 | 0 | 0 | 0 | 0 | 0 | 0 | 0 | 0 | 0 | 0 | 0 | 0 | 0 | 0
| Network resilience | $/MWh | 24590 | MWh | 0 | 0 | 0 | 0 | 0 | 0 | 0 | 0 | 0 | 0 | 0 | 0 | 0 | 0 | 0 | 0 | 0 | 0 | 0 | 0 | 0 | 0 | 0 | 0 | 0
| Enabling solar exports | $/MWh | 88.3577 | MWh | 0 | 0 | 0 | 0 | 0 | 0 | 0 | 0 | 0 | 0 | 0 | 0 | 0 | 0 | 0 | 0 | 0 | 0 | 0 | 0 | 0 | 0 | 0 | 0 | 0
| Aesthetics | $/customer | 0 | customers | 0 | 0 | 0 | 0 | 0 | 0 | 0 | 0 | 0 | 0 | 0 | 0 | 0 | 0 | 0 | 0 | 0 | 0 | 0 | 0 | 0 | 0 | 0 | 0 | 0
| Customer value of time - residential | $/customer min | 0.35181 | mins | 0 | 0 | 0 | 0 | 0 | 0 | 0 | 0 | 0 | 0 | 0 | 0 | 0 | 0 | 0 | 0 | 0 | 0 | 0 | 0 | 0 | 0 | 0 | 0 | 0
| Customer value of time - business | $/customer min | 0.35181 | mins | 0 | 0 | 0 | 0 | 0 | 0 | 0 | 0 | 0 | 0 | 0 | 0 | 0 | 0 | 0 | 0 | 0 | 0 | 0 | 0 | 0 | 0 | 0 | 0 | 0
| Communication | $/customer | 0 | customers | 0 | 0 | 0 | 0 | 0 | 0 | 0 | 0 | 0 | 0 | 0 | 0 | 0 | 0 | 0 | 0 | 0 | 0 | 0 | 0 | 0 | 0 | 0 | 0 | 0
| Information accessibility | $/customer | 0 | customers | 0 | 0 | 0 | 0 | 0 | 0 | 0 | 0 | 0 | 0 | 0 | 0 | 0 | 0 | 0 | 0 | 0 | 0 | 0 | 0 | 0 | 0 | 0 | 0 | 0
| Other benefits 1 |  |  | 2024-06-30 | 0 | 0 | 0 | 0 | 0 | 0 | 0 | 0 | 0 | 0 | 0 | 0 | 0 | 0 | 0 | 0 | 0 | 0 | 0 | 0 | 0 | 0 | 0 | 0 | 0
| Other benefits 2 |  |  | 2024-06-30 | 0 | 0 | 0 | 0 | 0 | 0 | 0 | 0 | 0 | 0 | 0 | 0 | 0 | 0 | 0 | 0 | 0 | 0 | 0 | 0 | 0 | 0 | 0 | 0 | 0
| Total other benefits |  |  | 2024-06-30 | 0 | 0 | 0 | 0 | 0 | 0 | 0 | 0 | 0 | 0 | 0 | 0 | 0 | 0 | 0 | 0 | 0 | 0 | 0 | 0 | 0 | 0 | 0 | 0 | 0
SUMMARY
| Risks mitigated vs base case |  |  | 2024-06-30 | 0 | 0 | 0 | 0 | 0 | 16399932.7388 | 6559973.0955 | 2623989.2382 | 1049595.6953 | 419838.2781 | 167935.3112 | 67174.1245 | 44782.7497 | 0 | 0 | 0 | 0 | 0 | 0 | 0 | 0 | 0 | 0 | 0 | 0
Capital expenditure
| < Enter description > |  |  | 2024-06-30 | -1782743 | -1782743 | -1599066 | -1134473 | -713097 | -713097 | -713097 | -713097 | -713097 | -713097 | 0 | 0 | 0 | 0 | 0 | 0 | 0 | 0 | 0 | 0 | 0 | 0 | 0 | 0 | 0
| < Enter description > |  |  | 2024-06-30 | 0 | 0 | 0 | 0 | 0 | 0 | 0 | 0 | 0 | 0 | 0 | 0 | 0 | 0 | 0 | 0 | 0 | 0 | 0 | 0 | 0 | 0 | 0 | 0 | 0
| < Enter description > |  |  | 2024-06-30 | 0 | 0 | 0 | 0 | 0 | 0 | 0 | 0 | 0 | 0 | 0 | 0 | 0 | 0 | 0 | 0 | 0 | 0 | 0 | 0 | 0 | 0 | 0 | 0 | 0
Cumulative capex
| < Enter description > |  |  | 2024-06-30 | -1782743 | -3565486 | -5164552 | -6299025 | -7012122 | -7725219 | -8438316 | -9151413 | -9864510 | -10577607 | -10577607 | -10577607 | -10577607 | -10577607 | -10577607 | -10577607 | -10577607 | -10577607 | -10577607 | -10577607 | -10577607 | -10577607 | -10577607 | -10577607 | -10577607
| < Enter description > |  |  | 2024-06-30 | 0 | 0 | 0 | 0 | 0 | 0 | 0 | 0 | 0 | 0 | 0 | 0 | 0 | 0 | 0 | 0 | 0 | 0 | 0 | 0 | 0 | 0 | 0 | 0 | 0
| < Enter description > |  |  | 2024-06-30 | 0 | 0 | 0 | 0 | 0 | 0 | 0 | 0 | 0 | 0 | 0 | 0 | 0 | 0 | 0 | 0 | 0 | 0 | 0 | 0 | 0 | 0 | 0 | 0 | 0
Annualised capex
| Annualised capex - < Enter description > |  |  | 2024-06-30 | 0 | -76004.9473 | -152009.8946 | -220184.01 | -268550.8024 | -298952.7728 | -329354.7432 | -359756.7136 | -390158.684 | -420560.6544 | -450962.6247 | -450962.6247 | -450962.6247 | -450962.6247 | -450962.6247 | -450962.6247 | -450962.6247 | -450962.6247 | -450962.6247 | -450962.6247 | -450962.6247 | -450962.6247 | -450962.6247 | -450962.6247 | -450962.6247
| Annualised capex - < Enter description > |  |  | 2024-06-30 | 0 | 0 | 0 | 0 | 0 | 0 | 0 | 0 | 0 | 0 | 0 | 0 | 0 | 0 | 0 | 0 | 0 | 0 | 0 | 0 | 0 | 0 | 0 | 0 | 0
| Annualised capex - < Enter description > |  |  | 2024-06-30 | 0 | 0 | 0 | 0 | 0 | 0 | 0 | 0 | 0 | 0 | 0 | 0 | 0 | 0 | 0 | 0 | 0 | 0 | 0 | 0 | 0 | 0 | 0 | 0 | 0
| Total annualised capex |  |  | 2024-06-30 | 0 | -76004.9473 | -152009.8946 | -220184.01 | -268550.8024 | -298952.7728 | -329354.7432 | -359756.7136 | -390158.684 | -420560.6544 | -450962.6247 | -450962.6247 | -450962.6247 | -450962.6247 | -450962.6247 | -450962.6247 | -450962.6247 | -450962.6247 | -450962.6247 | -450962.6247 | -450962.6247 | -450962.6247 | -450962.6247 | -450962.6247 | -450962.6247
| Annualised capex |  |  | 2024-06-30 | 0 | -76004.9473 | -152009.8946 | -220184.01 | -268550.8024 | -298952.7728 | -329354.7432 | -359756.7136 | -390158.684 | -420560.6544 | -450962.6247 | -450962.6247 | -450962.6247 | -450962.6247 | -450962.6247 | -450962.6247 | -450962.6247 | -450962.6247 | -450962.6247 | -450962.6247 | -450962.6247 | -450962.6247 | -450962.6247 | -450962.6247 | -450962.6247
| Operating expenditure |  |  | 2024-06-30 | 0 | 0 | 0 | 0 | 0 | 0 | 0 | 0 | 0 | 0 | 0 | 0 | 0 | 0 | 0 | 0 | 0 | 0 | 0 | 0 | 0 | 0 | 0 | 0 | 0
| Risk mitigated |  |  | 2024-06-30 | 0 | 0 | 0 | 0 | 0 | 16399932.7388 | 6559973.0955 | 2623989.2382 | 1049595.6953 | 419838.2781 | 167935.3112 | 67174.1245 | 44782.7497 | 0 | 0 | 0 | 0 | 0 | 0 | 0 | 0 | 0 | 0 | 0 | 0
| Other benefits value |  |  | 2024-06-30 | 0 | 0 | 0 | 0 | 0 | 0 | 0 | 0 | 0 | 0 | 0 | 0 | 0 | 0 | 0 | 0 | 0 | 0 | 0 | 0 | 0 | 0 | 0 | 0 | 0
| Net benefits |  |  | 2024-06-30 | 0 | -76004.9473 | -152009.8946 | -220184.01 | -268550.8024 | 16100979.966 | 6230618.3523 | 2264232.5246 | 659437.0113 | -722.3762 | -283027.3135 | -383788.5002 | -406179.8751 | -450962.6247 | -450962.6247 | -450962.6247 | -450962.6247 | -450962.6247 | -450962.6247 | -450962.6247 | -450962.6247 | -450962.6247 | -450962.6247 | -450962.6247 | -450962.6247
| First capex year |  |  | 1
| First year |  |  | 1
SENSITIVITIES
NPV | Net benefits |  |  | Option 2NPV | 0 | -76004.9473 | -152009.8946 | -220184.01 | -268550.8024 | 16100979.966 | 6230618.3523 | 2264232.5246 | 659437.0113 | -722.3762 | -283027.3135 | -383788.5002 | -406179.8751 | -450962.6247 | -450962.6247 | -450962.6247 | -450962.6247 | -450962.6247 | -450962.6247 | -450962.6247 | -450962.6247 | -450962.6247 | -450962.6247 | -450962.6247 | -450962.6247
| Total annualised capex |  |  |  | 0 | -76004.9473 | -152009.8946 | -220184.01 | -268550.8024 | -298952.7728 | -329354.7432 | -359756.7136 | -390158.684 | -420560.6544 | -450962.6247 | -450962.6247 | -450962.6247 | -450962.6247 | -450962.6247 | -450962.6247 | -450962.6247 | -450962.6247 | -450962.6247 | -450962.6247 | -450962.6247 | -450962.6247 | -450962.6247 | -450962.6247 | -450962.6247
| Total benefits |  |  |  | 0 | 0 | 0 | 0 | 0 | 16399932.7388 | 6559973.0955 | 2623989.2382 | 1049595.6953 | 419838.2781 | 167935.3112 | 67174.1245 | 44782.7497 | 0 | 0 | 0 | 0 | 0 | 0 | 0 | 0 | 0 | 0 | 0 | 0
|  | Capex | Total benefits
sens1 | Capex 10% higher | 10% | 0% | Option 2sens1 | 0 | -83605.442 | -167210.884 | -242202.411 | -295405.8826 | 16071084.6887 | 6197682.878 | 2228256.8533 | 620421.1429 | -42778.4417 | -328123.576 | -428884.7627 | -451276.1376 | -496058.8872 | -496058.8872 | -496058.8872 | -496058.8872 | -496058.8872 | -496058.8872 | -496058.8872 | -496058.8872 | -496058.8872 | -496058.8872 | -496058.8872 | -496058.8872
sens2 | Capex 10% lower | -10% | 0% | Option 2sens2 | 0 | -68404.4526 | -136808.9051 | -198165.609 | -241695.7222 | 16130875.2433 | 6263553.8267 | 2300208.196 | 698452.8797 | 41333.6892 | -237931.051 | -338692.2378 | -361083.6126 | -405866.3623 | -405866.3623 | -405866.3623 | -405866.3623 | -405866.3623 | -405866.3623 | -405866.3623 | -405866.3623 | -405866.3623 | -405866.3623 | -405866.3623 | -405866.3623
sens3 | Total benefits 10% higher | 0% | 10% | Option 2sens3 | 0 | -76004.9473 | -152009.8946 | -220184.01 | -268550.8024 | 17740973.2399 | 6886615.6619 | 2526631.4485 | 764396.5808 | 41261.4516 | -266233.7824 | -377071.0878 | -401701.6001 | -450962.6247 | -450962.6247 | -450962.6247 | -450962.6247 | -450962.6247 | -450962.6247 | -450962.6247 | -450962.6247 | -450962.6247 | -450962.6247 | -450962.6247 | -450962.6247
sens4 | Total benefits 10% lower | 0% | -10% | Option 2sens4 | 0 | -76004.9473 | -152009.8946 | -220184.01 | -268550.8024 | 14460986.6921 | 5574621.0428 | 2001833.6008 | 554477.4418 | -42706.2041 | -299820.8446 | -390505.9127 | -410658.15 | -450962.6247 | -450962.6247 | -450962.6247 | -450962.6247 | -450962.6247 | -450962.6247 | -450962.6247 | -450962.6247 | -450962.6247 | -450962.6247 | -450962.6247 | -450962.6247
sens5 | Capex 10% higher & Total benefits 10% lower | 10% | -10% | Option 2sens5 | 0 | -83605.442 | -167210.884 | -242202.411 | -295405.8826 | 14431091.4149 | 5541685.5685 | 1965857.9295 | 515461.5734 | -84762.2695 | -344917.1071 | -435602.1752 | -455754.4125 | -496058.8872 | -496058.8872 | -496058.8872 | -496058.8872 | -496058.8872 | -496058.8872 | -496058.8872 | -496058.8872 | -496058.8872 | -496058.8872 | -496058.8872 | -496058.8872
sens | 0 | 0% | 0% | Option 2sens | 0 | -76004.9473 | -152009.8946 | -220184.01 | -268550.8024 | 16100979.966 | 6230618.3523 | 2264232.5246 | 659437.0113 | -722.3762 | -283027.3135 | -383788.5002 | -406179.8751 | -450962.6247 | -450962.6247 | -450962.6247 | -450962.6247 | -450962.6247 | -450962.6247 | -450962.6247 | -450962.6247 | -450962.6247 | -450962.6247 | -450962.6247 | -450962.6247
sens | 0 | 0% | 0% | Option 2sens | 0 | -76004.9473 | -152009.8946 | -220184.01 | -268550.8024 | 16100979.966 | 6230618.3523 | 2264232.5246 | 659437.0113 | -722.3762 | -283027.3135 | -383788.5002 | -406179.8751 | -450962.6247 | -450962.6247 | -450962.6247 | -450962.6247 | -450962.6247 | -450962.6247 | -450962.6247 | -450962.6247 | -450962.6247 | -450962.6247 | -450962.6247 | -450962.6247
sens | 0 | 0% | 0% | Option 2sens | 0 | -76004.9473 | -152009.8946 | -220184.01 | -268550.8024 | 16100979.966 | 6230618.3523 | 2264232.5246 | 659437.0113 | -722.3762 | -283027.3135 | -383788.5002 | -406179.8751 | -450962.6247 | -450962.6247 | -450962.6247 | -450962.6247 | -450962.6247 | -450962.6247 | -450962.6247 | -450962.6247 | -450962.6247 | -450962.6247 | -450962.6247 | -450962.6247

## Option3
Powercor
Pole mounted transformer uplift
OPTION 3 | 0
Not used
Count |  |  |  |  | 1 | 2 | 3 | 4 | 5 | 6 | 7 | 8 | 9 | 10 | 11 | 12 | 13 | 14 | 15 | 16 | 17 | 18 | 19 | 20 | 21 | 22 | 23 | 24 | 25
Value of CO2 reductions |  |  |  | $/MWh | 24.7305 | 22.3407 | 20.1963 | 18.0629 | 15.9134 | 13.7151 | 13.7151 | 13.7151 | 13.7151 | 13.7151 | 13.7151 | 13.7151 | 13.7151 | 13.7151 | 13.7151 | 13.7151 | 13.7151 | 13.7151 | 13.7151 | 13.7151 | 13.7151 | 13.7151 | 13.7151 | 13.7151 | 13.7151
|  |  |  | Units | 2026-27 | 2027-28 | 2028-29 | 2029-30 | 2030-31 | 2031-32 | 2032-33 | 2033-34 | 2034-35 | 2035-36 | 2036-37 | 2037-38 | 2038-39 | 2039-40 | 2040-41 | 2041-42 | 2042-43 | 2043-44 | 2044-45 | 2045-46 | 2046-47 | 2047-48 | 2048-49 | 2049-50 | 2050-51
INVESTMENT & OPERATING COST
| Capex |  | Asset life (yrs)
| < Enter description > |  | 0 | 2024-06-30 | 0 | 0 | 0 | 0 | 0 | 0 | 0 | 0 | 0 | 0 | 0 | 0 | 0 | 0 | 0 | 0 | 0 | 0 | 0 | 0 | 0 | 0 | 0 | 0 | 0
| < Enter description > |  | 0 | 2024-06-30 | 0 | 0 | 0 | 0 | 0 | 0 | 0 | 0 | 0 | 0 | 0 | 0 | 0 | 0 | 0 | 0 | 0 | 0 | 0 | 0 | 0 | 0 | 0 | 0 | 0
| < Enter description > |  | 0 | 2024-06-30 | 0 | 0 | 0 | 0 | 0 | 0 | 0 | 0 | 0 | 0 | 0 | 0 | 0 | 0 | 0 | 0 | 0 | 0 | 0 | 0 | 0 | 0 | 0 | 0 | 0
| Capital expenditure |  |  | 2024-06-30 | 0 | 0 | 0 | 0 | 0 | 0 | 0 | 0 | 0 | 0 | 0 | 0 | 0 | 0 | 0 | 0 | 0 | 0 | 0 | 0 | 0 | 0 | 0 | 0 | 0
| Operating expenditure |  |  | 2024-06-30 | 0 | 0 | 0 | 0 | 0 | 0 | 0 | 0 | 0 | 0 | 0 | 0 | 0 | 0 | 0 | 0 | 0 | 0 | 0 | 0 | 0 | 0 | 0 | 0 | 0
RISK ASSUMPTIONS
| PoF (major) |  |  |  | 0 | 0 | 0 | 0 | 0 | 0 | 0 | 0 | 0 | 0 | 0 | 0 | 0 | 0 | 0 | 0 | 0 | 0 | 0 | 0 | 0 | 0 | 0 | 0 | 0
| PoF (reparable) |  |  |  | 0 | 0 | 0 | 0 | 0 | 0 | 0 | 0 | 0 | 0 | 0 | 0 | 0 | 0 | 0 | 0 | 0 | 0 | 0 | 0 | 0 | 0 | 0 | 0 | 0
| Energy at risk (weighted) |  |  | MWh | 0 | 0 | 0 | 0 | 0 | 0 | 0 | 0 | 0 | 0 | 0 | 0 | 0 | 0 | 0 | 0 | 0 | 0 | 0 | 0 | 0 | 0 | 0 | 0 | 0
| Energy at risk value | $/MWh | 45498.922 | 2024-06-30 | 0 | 0 | 0 | 0 | 0 | 0 | 0 | 0 | 0 | 0 | 0 | 0 | 0 | 0 | 0 | 0 | 0 | 0 | 0 | 0 | 0 | 0 | 0 | 0 | 0
| Safety consequence | (after DF) |  | 2024-06-30 | 0 | 0 | 0 | 0 | 0 | 0 | 0 | 0 | 0 | 0 | 0 | 0 | 0 | 0 | 0 | 0 | 0 | 0 | 0 | 0 | 0 | 0 | 0 | 0 | 0
| Unplanned replacements |  |  | 2024-06-30 | 0 | 0 | 0 | 0 | 0 | 0 | 0 | 0 | 0 | 0 | 0 | 0 | 0 | 0 | 0 | 0 | 0 | 0 | 0 | 0 | 0 | 0 | 0 | 0 | 0
| Environmental consequence | (after DF) |  | 2024-06-30 | 0 | 0 | 0 | 0 | 0 | 0 | 0 | 0 | 0 | 0 | 0 | 0 | 0 | 0 | 0 | 0 | 0 | 0 | 0 | 0 | 0 | 0 | 0 | 0 | 0
| < Other risk - enter description > |  |  | 2024-06-30 | 0 | 0 | 0 | 0 | 0 | 0 | 0 | 0 | 0 | 0 | 0 | 0 | 0 | 0 | 0 | 0 | 0 | 0 | 0 | 0 | 0 | 0 | 0 | 0 | 0
| < Other risk - enter description > |  |  | 2024-06-30 | 0 | 0 | 0 | 0 | 0 | 0 | 0 | 0 | 0 | 0 | 0 | 0 | 0 | 0 | 0 | 0 | 0 | 0 | 0 | 0 | 0 | 0 | 0 | 0 | 0
| Total risk cost |  |  |  | 0 | 0 | 0 | 0 | 0 | 0 | 0 | 0 | 0 | 0 | 0 | 0 | 0 | 0 | 0 | 0 | 0 | 0 | 0 | 0 | 0 | 0 | 0 | 0 | 0
OTHER BENEFITS
| Reduction in CO2 emissions |  |  | MWh | 0 | 0 | 0 | 0 | 0 | 0 | 0 | 0 | 0 | 0 | 0 | 0 | 0 | 0 | 0 | 0 | 0 | 0 | 0 | 0 | 0 | 0 | 0 | 0 | 0
| Value of reduction in CO2 emissions |  |  | $ | 0 | 0 | 0 | 0 | 0 | 0 | 0 | 0 | 0 | 0 | 0 | 0 | 0 | 0 | 0 | 0 | 0 | 0 | 0 | 0 | 0 | 0 | 0 | 0 | 0
| Reliability in worst-served areas | $/MWh | 151432.8174 | MWh | 0 | 0 | 0 | 0 | 0 | 0 | 0 | 0 | 0 | 0 | 0 | 0 | 0 | 0 | 0 | 0 | 0 | 0 | 0 | 0 | 0 | 0 | 0 | 0 | 0
| Network resilience | $/MWh | 24590 | MWh | 0 | 0 | 0 | 0 | 0 | 0 | 0 | 0 | 0 | 0 | 0 | 0 | 0 | 0 | 0 | 0 | 0 | 0 | 0 | 0 | 0 | 0 | 0 | 0 | 0
| Enabling solar exports | $/MWh | 88.3577 | MWh | 0 | 0 | 0 | 0 | 0 | 0 | 0 | 0 | 0 | 0 | 0 | 0 | 0 | 0 | 0 | 0 | 0 | 0 | 0 | 0 | 0 | 0 | 0 | 0 | 0
| Aesthetics | $/customer | 0 | customers | 0 | 0 | 0 | 0 | 0 | 0 | 0 | 0 | 0 | 0 | 0 | 0 | 0 | 0 | 0 | 0 | 0 | 0 | 0 | 0 | 0 | 0 | 0 | 0 | 0
| Customer value of time (res) | $/customer min | 0.35181 | mins | 0 | 0 | 0 | 0 | 0 | 0 | 0 | 0 | 0 | 0 | 0 | 0 | 0 | 0 | 0 | 0 | 0 | 0 | 0 | 0 | 0 | 0 | 0 | 0 | 0
| Customer value of time (bus) | $/customer min | 0.35181 | mins | 0 | 0 | 0 | 0 | 0 | 0 | 0 | 0 | 0 | 0 | 0 | 0 | 0 | 0 | 0 | 0 | 0 | 0 | 0 | 0 | 0 | 0 | 0 | 0 | 0
| Communication | $/customer | 0 | customers | 0 | 0 | 0 | 0 | 0 | 0 | 0 | 0 | 0 | 0 | 0 | 0 | 0 | 0 | 0 | 0 | 0 | 0 | 0 | 0 | 0 | 0 | 0 | 0 | 0
| Information accessibility | $/customer | 0 | customers | 0 | 0 | 0 | 0 | 0 | 0 | 0 | 0 | 0 | 0 | 0 | 0 | 0 | 0 | 0 | 0 | 0 | 0 | 0 | 0 | 0 | 0 | 0 | 0 | 0
| Other benefits 1 |  |  | 2024-06-30 | 0 | 0 | 0 | 0 | 0 | 0 | 0 | 0 | 0 | 0 | 0 | 0 | 0 | 0 | 0 | 0 | 0 | 0 | 0 | 0 | 0 | 0 | 0 | 0 | 0
| Other benefits 2 |  |  | 2024-06-30 | 0 | 0 | 0 | 0 | 0 | 0 | 0 | 0 | 0 | 0 | 0 | 0 | 0 | 0 | 0 | 0 | 0 | 0 | 0 | 0 | 0 | 0 | 0 | 0 | 0
| Total other benefits |  |  | 2024-06-30 | 0 | 0 | 0 | 0 | 0 | 0 | 0 | 0 | 0 | 0 | 0 | 0 | 0 | 0 | 0 | 0 | 0 | 0 | 0 | 0 | 0 | 0 | 0 | 0 | 0
SUMMARY
| Risks mitigated vs base case |  |  | 2024-06-30 | 0 | 0 | 0 | 0 | 0 | 0 | 0 | 0 | 0 | 0 | 0 | 0 | 0 | 0 | 0 | 0 | 0 | 0 | 0 | 0 | 0 | 0 | 0 | 0 | 0
Capital expenditure
| < Enter description > |  |  | 2024-06-30 | 0 | 0 | 0 | 0 | 0 | 0 | 0 | 0 | 0 | 0 | 0 | 0 | 0 | 0 | 0 | 0 | 0 | 0 | 0 | 0 | 0 | 0 | 0 | 0 | 0
| < Enter description > |  |  | 2024-06-30 | 0 | 0 | 0 | 0 | 0 | 0 | 0 | 0 | 0 | 0 | 0 | 0 | 0 | 0 | 0 | 0 | 0 | 0 | 0 | 0 | 0 | 0 | 0 | 0 | 0
| < Enter description > |  |  | 2024-06-30 | 0 | 0 | 0 | 0 | 0 | 0 | 0 | 0 | 0 | 0 | 0 | 0 | 0 | 0 | 0 | 0 | 0 | 0 | 0 | 0 | 0 | 0 | 0 | 0 | 0
Cumulative capex
| < Enter description > |  |  | 2024-06-30 | 0 | 0 | 0 | 0 | 0 | 0 | 0 | 0 | 0 | 0 | 0 | 0 | 0 | 0 | 0 | 0 | 0 | 0 | 0 | 0 | 0 | 0 | 0 | 0 | 0
| < Enter description > |  |  | 2024-06-30 | 0 | 0 | 0 | 0 | 0 | 0 | 0 | 0 | 0 | 0 | 0 | 0 | 0 | 0 | 0 | 0 | 0 | 0 | 0 | 0 | 0 | 0 | 0 | 0 | 0
| < Enter description > |  |  | 2024-06-30 | 0 | 0 | 0 | 0 | 0 | 0 | 0 | 0 | 0 | 0 | 0 | 0 | 0 | 0 | 0 | 0 | 0 | 0 | 0 | 0 | 0 | 0 | 0 | 0 | 0
Annualised capex
| Annualised capex - < Enter description > |  |  | 2024-06-30 | 0 | 0 | 0 | 0 | 0 | 0 | 0 | 0 | 0 | 0 | 0 | 0 | 0 | 0 | 0 | 0 | 0 | 0 | 0 | 0 | 0 | 0 | 0 | 0 | 0
| Annualised capex - < Enter description > |  |  | 2024-06-30 | 0 | 0 | 0 | 0 | 0 | 0 | 0 | 0 | 0 | 0 | 0 | 0 | 0 | 0 | 0 | 0 | 0 | 0 | 0 | 0 | 0 | 0 | 0 | 0 | 0
| Annualised capex - < Enter description > |  |  | 2024-06-30 | 0 | 0 | 0 | 0 | 0 | 0 | 0 | 0 | 0 | 0 | 0 | 0 | 0 | 0 | 0 | 0 | 0 | 0 | 0 | 0 | 0 | 0 | 0 | 0 | 0
| Total annualised capex |  |  | 2024-06-30 | 0 | 0 | 0 | 0 | 0 | 0 | 0 | 0 | 0 | 0 | 0 | 0 | 0 | 0 | 0 | 0 | 0 | 0 | 0 | 0 | 0 | 0 | 0 | 0 | 0
| Annualised capex |  |  | 2024-06-30 | 0 | 0 | 0 | 0 | 0 | 0 | 0 | 0 | 0 | 0 | 0 | 0 | 0 | 0 | 0 | 0 | 0 | 0 | 0 | 0 | 0 | 0 | 0 | 0 | 0
| Operating expenditure |  |  | 2024-06-30 | 0 | 0 | 0 | 0 | 0 | 0 | 0 | 0 | 0 | 0 | 0 | 0 | 0 | 0 | 0 | 0 | 0 | 0 | 0 | 0 | 0 | 0 | 0 | 0 | 0
| Risk mitigated |  |  | 2024-06-30 | 0 | 0 | 0 | 0 | 0 | 0 | 0 | 0 | 0 | 0 | 0 | 0 | 0 | 0 | 0 | 0 | 0 | 0 | 0 | 0 | 0 | 0 | 0 | 0 | 0
| Other benefits value |  |  | 2024-06-30 | 0 | 0 | 0 | 0 | 0 | 0 | 0 | 0 | 0 | 0 | 0 | 0 | 0 | 0 | 0 | 0 | 0 | 0 | 0 | 0 | 0 | 0 | 0 | 0 | 0
| Net benefits |  |  | 2024-06-30 | 0 | 0 | 0 | 0 | 0 | 0 | 0 | 0 | 0 | 0 | 0 | 0 | 0 | 0 | 0 | 0 | 0 | 0 | 0 | 0 | 0 | 0 | 0 | 0 | 0
| First capex year |  |  | 0
| First year |  |  | Not used
SENSITIVITIES
NPV | Net benefits |  |  | Option 3NPV | 0 | 0 | 0 | 0 | 0 | 0 | 0 | 0 | 0 | 0 | 0 | 0 | 0 | 0 | 0 | 0 | 0 | 0 | 0 | 0 | 0 | 0 | 0 | 0 | 0
| Total annualised capex |  |  |  | 0 | 0 | 0 | 0 | 0 | 0 | 0 | 0 | 0 | 0 | 0 | 0 | 0 | 0 | 0 | 0 | 0 | 0 | 0 | 0 | 0 | 0 | 0 | 0 | 0
| Total benefits |  |  |  | 0 | 0 | 0 | 0 | 0 | 0 | 0 | 0 | 0 | 0 | 0 | 0 | 0 | 0 | 0 | 0 | 0 | 0 | 0 | 0 | 0 | 0 | 0 | 0 | 0
|  | Capex | Total benefits
sens1 | Capex 10% higher | 10% | 0% | Option 3sens1 | 0 | 0 | 0 | 0 | 0 | 0 | 0 | 0 | 0 | 0 | 0 | 0 | 0 | 0 | 0 | 0 | 0 | 0 | 0 | 0 | 0 | 0 | 0 | 0 | 0
sens2 | Capex 10% lower | -10% | 0% | Option 3sens2 | 0 | 0 | 0 | 0 | 0 | 0 | 0 | 0 | 0 | 0 | 0 | 0 | 0 | 0 | 0 | 0 | 0 | 0 | 0 | 0 | 0 | 0 | 0 | 0 | 0
sens3 | Total benefits 10% higher | 0% | 10% | Option 3sens3 | 0 | 0 | 0 | 0 | 0 | 0 | 0 | 0 | 0 | 0 | 0 | 0 | 0 | 0 | 0 | 0 | 0 | 0 | 0 | 0 | 0 | 0 | 0 | 0 | 0
sens4 | Total benefits 10% lower | 0% | -10% | Option 3sens4 | 0 | 0 | 0 | 0 | 0 | 0 | 0 | 0 | 0 | 0 | 0 | 0 | 0 | 0 | 0 | 0 | 0 | 0 | 0 | 0 | 0 | 0 | 0 | 0 | 0
sens5 | Capex 10% higher & Total benefits 10% lower | 10% | -10% | Option 3sens5 | 0 | 0 | 0 | 0 | 0 | 0 | 0 | 0 | 0 | 0 | 0 | 0 | 0 | 0 | 0 | 0 | 0 | 0 | 0 | 0 | 0 | 0 | 0 | 0 | 0
sens | 0 | 0% | 0% | Option 3sens | 0 | 0 | 0 | 0 | 0 | 0 | 0 | 0 | 0 | 0 | 0 | 0 | 0 | 0 | 0 | 0 | 0 | 0 | 0 | 0 | 0 | 0 | 0 | 0 | 0
sens | 0 | 0% | 0% | Option 3sens | 0 | 0 | 0 | 0 | 0 | 0 | 0 | 0 | 0 | 0 | 0 | 0 | 0 | 0 | 0 | 0 | 0 | 0 | 0 | 0 | 0 | 0 | 0 | 0 | 0
sens | 0 | 0% | 0% | Option 3sens | 0 | 0 | 0 | 0 | 0 | 0 | 0 | 0 | 0 | 0 | 0 | 0 | 0 | 0 | 0 | 0 | 0 | 0 | 0 | 0 | 0 | 0 | 0 | 0 | 0

## Option4
Powercor
Pole mounted transformer uplift
OPTION 4 | 0
Not used
Count |  |  |  |  | 1 | 2 | 3 | 4 | 5 | 6 | 7 | 8 | 9 | 10 | 11 | 12 | 13 | 14 | 15 | 16 | 17 | 18 | 19 | 20 | 21 | 22 | 23 | 24 | 25
Value of CO2 reductions |  |  |  | $/MWh | 24.7305 | 22.3407 | 20.1963 | 18.0629 | 15.9134 | 13.7151 | 13.7151 | 13.7151 | 13.7151 | 13.7151 | 13.7151 | 13.7151 | 13.7151 | 13.7151 | 13.7151 | 13.7151 | 13.7151 | 13.7151 | 13.7151 | 13.7151 | 13.7151 | 13.7151 | 13.7151 | 13.7151 | 13.7151
|  |  |  | Units | 2026-27 | 2027-28 | 2028-29 | 2029-30 | 2030-31 | 2031-32 | 2032-33 | 2033-34 | 2034-35 | 2035-36 | 2036-37 | 2037-38 | 2038-39 | 2039-40 | 2040-41 | 2041-42 | 2042-43 | 2043-44 | 2044-45 | 2045-46 | 2046-47 | 2047-48 | 2048-49 | 2049-50 | 2050-51
INVESTMENT & OPERATING COST
| Capex |  | Asset life (yrs)
| < Enter description > |  | 0 | 2024-06-30 | 0 | 0 | 0 | 0 | 0 | 0 | 0 | 0 | 0 | 0 | 0 | 0 | 0 | 0 | 0 | 0 | 0 | 0 | 0 | 0 | 0 | 0 | 0 | 0 | 0
| < Enter description > |  | 0 | 2024-06-30 | 0 | 0 | 0 | 0 | 0 | 0 | 0 | 0 | 0 | 0 | 0 | 0 | 0 | 0 | 0 | 0 | 0 | 0 | 0 | 0 | 0 | 0 | 0 | 0 | 0
| < Enter description > |  | 0 | 2024-06-30 | 0 | 0 | 0 | 0 | 0 | 0 | 0 | 0 | 0 | 0 | 0 | 0 | 0 | 0 | 0 | 0 | 0 | 0 | 0 | 0 | 0 | 0 | 0 | 0 | 0
| Capital expenditure |  |  | 2024-06-30 | 0 | 0 | 0 | 0 | 0 | 0 | 0 | 0 | 0 | 0 | 0 | 0 | 0 | 0 | 0 | 0 | 0 | 0 | 0 | 0 | 0 | 0 | 0 | 0 | 0
| Operating expenditure |  |  | 2024-06-30 | 0 | 0 | 0 | 0 | 0 | 0 | 0 | 0 | 0 | 0 | 0 | 0 | 0 | 0 | 0 | 0 | 0 | 0 | 0 | 0 | 0 | 0 | 0 | 0 | 0
RISK ASSUMPTIONS
| PoF (major) |  |  |  | 0 | 0 | 0 | 0 | 0 | 0 | 0 | 0 | 0 | 0 | 0 | 0 | 0 | 0 | 0 | 0 | 0 | 0 | 0 | 0 | 0 | 0 | 0 | 0 | 0
| PoF (reparable) |  |  |  | 0 | 0 | 0 | 0 | 0 | 0 | 0 | 0 | 0 | 0 | 0 | 0 | 0 | 0 | 0 | 0 | 0 | 0 | 0 | 0 | 0 | 0 | 0 | 0 | 0
| Energy at risk (weighted) |  |  | MWh | 0 | 0 | 0 | 0 | 0 | 0 | 0 | 0 | 0 | 0 | 0 | 0 | 0 | 0 | 0 | 0 | 0 | 0 | 0 | 0 | 0 | 0 | 0 | 0 | 0
| Energy at risk value | $/MWh | 45498.922 | 2024-06-30 | 0 | 0 | 0 | 0 | 0 | 0 | 0 | 0 | 0 | 0 | 0 | 0 | 0 | 0 | 0 | 0 | 0 | 0 | 0 | 0 | 0 | 0 | 0 | 0 | 0
| Safety consequence | (after DF) |  | 2024-06-30 | 0 | 0 | 0 | 0 | 0 | 0 | 0 | 0 | 0 | 0 | 0 | 0 | 0 | 0 | 0 | 0 | 0 | 0 | 0 | 0 | 0 | 0 | 0 | 0 | 0
| Unplanned replacements |  |  | 2024-06-30 | 0 | 0 | 0 | 0 | 0 | 0 | 0 | 0 | 0 | 0 | 0 | 0 | 0 | 0 | 0 | 0 | 0 | 0 | 0 | 0 | 0 | 0 | 0 | 0 | 0
| Environmental consequence | (after DF) |  | 2024-06-30 | 0 | 0 | 0 | 0 | 0 | 0 | 0 | 0 | 0 | 0 | 0 | 0 | 0 | 0 | 0 | 0 | 0 | 0 | 0 | 0 | 0 | 0 | 0 | 0 | 0
| < Other risk - enter description > |  |  | 2024-06-30 | 0 | 0 | 0 | 0 | 0 | 0 | 0 | 0 | 0 | 0 | 0 | 0 | 0 | 0 | 0 | 0 | 0 | 0 | 0 | 0 | 0 | 0 | 0 | 0 | 0
| < Other risk - enter description > |  |  | 2024-06-30 | 0 | 0 | 0 | 0 | 0 | 0 | 0 | 0 | 0 | 0 | 0 | 0 | 0 | 0 | 0 | 0 | 0 | 0 | 0 | 0 | 0 | 0 | 0 | 0 | 0
| Total risk cost |  |  |  | 0 | 0 | 0 | 0 | 0 | 0 | 0 | 0 | 0 | 0 | 0 | 0 | 0 | 0 | 0 | 0 | 0 | 0 | 0 | 0 | 0 | 0 | 0 | 0 | 0
OTHER BENEFITS
| Reduction in CO2 emissions |  |  | MWh | 0 | 0 | 0 | 0 | 0 | 0 | 0 | 0 | 0 | 0 | 0 | 0 | 0 | 0 | 0 | 0 | 0 | 0 | 0 | 0 | 0 | 0 | 0 | 0 | 0
| Value of reduction in CO2 emissions |  |  | $ | 0 | 0 | 0 | 0 | 0 | 0 | 0 | 0 | 0 | 0 | 0 | 0 | 0 | 0 | 0 | 0 | 0 | 0 | 0 | 0 | 0 | 0 | 0 | 0 | 0
| Reliability in worst-served areas | $/MWh | 151432.8174 | MWh | 0 | 0 | 0 | 0 | 0 | 0 | 0 | 0 | 0 | 0 | 0 | 0 | 0 | 0 | 0 | 0 | 0 | 0 | 0 | 0 | 0 | 0 | 0 | 0 | 0
| Network resilience | $/MWh | 24590 | MWh | 0 | 0 | 0 | 0 | 0 | 0 | 0 | 0 | 0 | 0 | 0 | 0 | 0 | 0 | 0 | 0 | 0 | 0 | 0 | 0 | 0 | 0 | 0 | 0 | 0
| Enabling solar exports | $/MWh | 88.3577 | MWh | 0 | 0 | 0 | 0 | 0 | 0 | 0 | 0 | 0 | 0 | 0 | 0 | 0 | 0 | 0 | 0 | 0 | 0 | 0 | 0 | 0 | 0 | 0 | 0 | 0
| Aesthetics | $/customer | 0 | customers | 0 | 0 | 0 | 0 | 0 | 0 | 0 | 0 | 0 | 0 | 0 | 0 | 0 | 0 | 0 | 0 | 0 | 0 | 0 | 0 | 0 | 0 | 0 | 0 | 0
| Customer value of time (res) | $/customer min | 0.35181 | mins | 0 | 0 | 0 | 0 | 0 | 0 | 0 | 0 | 0 | 0 | 0 | 0 | 0 | 0 | 0 | 0 | 0 | 0 | 0 | 0 | 0 | 0 | 0 | 0 | 0
| Customer value of time (bus) | $/customer min | 0.35181 | mins | 0 | 0 | 0 | 0 | 0 | 0 | 0 | 0 | 0 | 0 | 0 | 0 | 0 | 0 | 0 | 0 | 0 | 0 | 0 | 0 | 0 | 0 | 0 | 0 | 0
| Communication | $/customer | 0 | customers | 0 | 0 | 0 | 0 | 0 | 0 | 0 | 0 | 0 | 0 | 0 | 0 | 0 | 0 | 0 | 0 | 0 | 0 | 0 | 0 | 0 | 0 | 0 | 0 | 0
| Information accessibility | $/customer | 0 | customers | 0 | 0 | 0 | 0 | 0 | 0 | 0 | 0 | 0 | 0 | 0 | 0 | 0 | 0 | 0 | 0 | 0 | 0 | 0 | 0 | 0 | 0 | 0 | 0 | 0
| Other benefits 1 |  |  | 2024-06-30 | 0 | 0 | 0 | 0 | 0 | 0 | 0 | 0 | 0 | 0 | 0 | 0 | 0 | 0 | 0 | 0 | 0 | 0 | 0 | 0 | 0 | 0 | 0 | 0 | 0
| Other benefits 2 |  |  | 2024-06-30 | 0 | 0 | 0 | 0 | 0 | 0 | 0 | 0 | 0 | 0 | 0 | 0 | 0 | 0 | 0 | 0 | 0 | 0 | 0 | 0 | 0 | 0 | 0 | 0 | 0
| Total other benefits |  |  | 2024-06-30 | 0 | 0 | 0 | 0 | 0 | 0 | 0 | 0 | 0 | 0 | 0 | 0 | 0 | 0 | 0 | 0 | 0 | 0 | 0 | 0 | 0 | 0 | 0 | 0 | 0
SUMMARY
| Risks mitigated vs base case |  |  | 2024-06-30 | 0 | 0 | 0 | 0 | 0 | 0 | 0 | 0 | 0 | 0 | 0 | 0 | 0 | 0 | 0 | 0 | 0 | 0 | 0 | 0 | 0 | 0 | 0 | 0 | 0
Capital expenditure
| < Enter description > |  |  | 2024-06-30 | 0 | 0 | 0 | 0 | 0 | 0 | 0 | 0 | 0 | 0 | 0 | 0 | 0 | 0 | 0 | 0 | 0 | 0 | 0 | 0 | 0 | 0 | 0 | 0 | 0
| < Enter description > |  |  | 2024-06-30 | 0 | 0 | 0 | 0 | 0 | 0 | 0 | 0 | 0 | 0 | 0 | 0 | 0 | 0 | 0 | 0 | 0 | 0 | 0 | 0 | 0 | 0 | 0 | 0 | 0
| < Enter description > |  |  | 2024-06-30 | 0 | 0 | 0 | 0 | 0 | 0 | 0 | 0 | 0 | 0 | 0 | 0 | 0 | 0 | 0 | 0 | 0 | 0 | 0 | 0 | 0 | 0 | 0 | 0 | 0
Cumulative capex
| < Enter description > |  |  | 2024-06-30 | 0 | 0 | 0 | 0 | 0 | 0 | 0 | 0 | 0 | 0 | 0 | 0 | 0 | 0 | 0 | 0 | 0 | 0 | 0 | 0 | 0 | 0 | 0 | 0 | 0
| < Enter description > |  |  | 2024-06-30 | 0 | 0 | 0 | 0 | 0 | 0 | 0 | 0 | 0 | 0 | 0 | 0 | 0 | 0 | 0 | 0 | 0 | 0 | 0 | 0 | 0 | 0 | 0 | 0 | 0
| < Enter description > |  |  | 2024-06-30 | 0 | 0 | 0 | 0 | 0 | 0 | 0 | 0 | 0 | 0 | 0 | 0 | 0 | 0 | 0 | 0 | 0 | 0 | 0 | 0 | 0 | 0 | 0 | 0 | 0
Annualised capex
| Annualised capex - < Enter description > |  |  | 2024-06-30 | 0 | 0 | 0 | 0 | 0 | 0 | 0 | 0 | 0 | 0 | 0 | 0 | 0 | 0 | 0 | 0 | 0 | 0 | 0 | 0 | 0 | 0 | 0 | 0 | 0
| Annualised capex - < Enter description > |  |  | 2024-06-30 | 0 | 0 | 0 | 0 | 0 | 0 | 0 | 0 | 0 | 0 | 0 | 0 | 0 | 0 | 0 | 0 | 0 | 0 | 0 | 0 | 0 | 0 | 0 | 0 | 0
| Annualised capex - < Enter description > |  |  | 2024-06-30 | 0 | 0 | 0 | 0 | 0 | 0 | 0 | 0 | 0 | 0 | 0 | 0 | 0 | 0 | 0 | 0 | 0 | 0 | 0 | 0 | 0 | 0 | 0 | 0 | 0
| Total annualised capex |  |  | 2024-06-30 | 0 | 0 | 0 | 0 | 0 | 0 | 0 | 0 | 0 | 0 | 0 | 0 | 0 | 0 | 0 | 0 | 0 | 0 | 0 | 0 | 0 | 0 | 0 | 0 | 0
| Annualised capex |  |  | 2024-06-30 | 0 | 0 | 0 | 0 | 0 | 0 | 0 | 0 | 0 | 0 | 0 | 0 | 0 | 0 | 0 | 0 | 0 | 0 | 0 | 0 | 0 | 0 | 0 | 0 | 0
| Operating expenditure |  |  | 2024-06-30 | 0 | 0 | 0 | 0 | 0 | 0 | 0 | 0 | 0 | 0 | 0 | 0 | 0 | 0 | 0 | 0 | 0 | 0 | 0 | 0 | 0 | 0 | 0 | 0 | 0
| Risk mitigated |  |  | 2024-06-30 | 0 | 0 | 0 | 0 | 0 | 0 | 0 | 0 | 0 | 0 | 0 | 0 | 0 | 0 | 0 | 0 | 0 | 0 | 0 | 0 | 0 | 0 | 0 | 0 | 0
| Other benefits value |  |  | 2024-06-30 | 0 | 0 | 0 | 0 | 0 | 0 | 0 | 0 | 0 | 0 | 0 | 0 | 0 | 0 | 0 | 0 | 0 | 0 | 0 | 0 | 0 | 0 | 0 | 0 | 0
| Net benefits |  |  | 2024-06-30 | 0 | 0 | 0 | 0 | 0 | 0 | 0 | 0 | 0 | 0 | 0 | 0 | 0 | 0 | 0 | 0 | 0 | 0 | 0 | 0 | 0 | 0 | 0 | 0 | 0
| First capex year |  |  | 0
| First year |  |  | Not used
SENSITIVITIES
NPV | Net benefits |  |  | Option 4NPV | 0 | 0 | 0 | 0 | 0 | 0 | 0 | 0 | 0 | 0 | 0 | 0 | 0 | 0 | 0 | 0 | 0 | 0 | 0 | 0 | 0 | 0 | 0 | 0 | 0
| Total annualised capex |  |  |  | 0 | 0 | 0 | 0 | 0 | 0 | 0 | 0 | 0 | 0 | 0 | 0 | 0 | 0 | 0 | 0 | 0 | 0 | 0 | 0 | 0 | 0 | 0 | 0 | 0
| Total benefits |  |  |  | 0 | 0 | 0 | 0 | 0 | 0 | 0 | 0 | 0 | 0 | 0 | 0 | 0 | 0 | 0 | 0 | 0 | 0 | 0 | 0 | 0 | 0 | 0 | 0 | 0
|  | Capex | Total benefits
sens1 | Capex 10% higher | 10% | 0% | Option 4sens1 | 0 | 0 | 0 | 0 | 0 | 0 | 0 | 0 | 0 | 0 | 0 | 0 | 0 | 0 | 0 | 0 | 0 | 0 | 0 | 0 | 0 | 0 | 0 | 0 | 0
sens2 | Capex 10% lower | -10% | 0% | Option 4sens2 | 0 | 0 | 0 | 0 | 0 | 0 | 0 | 0 | 0 | 0 | 0 | 0 | 0 | 0 | 0 | 0 | 0 | 0 | 0 | 0 | 0 | 0 | 0 | 0 | 0
sens3 | Total benefits 10% higher | 0% | 10% | Option 4sens3 | 0 | 0 | 0 | 0 | 0 | 0 | 0 | 0 | 0 | 0 | 0 | 0 | 0 | 0 | 0 | 0 | 0 | 0 | 0 | 0 | 0 | 0 | 0 | 0 | 0
sens4 | Total benefits 10% lower | 0% | -10% | Option 4sens4 | 0 | 0 | 0 | 0 | 0 | 0 | 0 | 0 | 0 | 0 | 0 | 0 | 0 | 0 | 0 | 0 | 0 | 0 | 0 | 0 | 0 | 0 | 0 | 0 | 0
sens5 | Capex 10% higher & Total benefits 10% lower | 10% | -10% | Option 4sens5 | 0 | 0 | 0 | 0 | 0 | 0 | 0 | 0 | 0 | 0 | 0 | 0 | 0 | 0 | 0 | 0 | 0 | 0 | 0 | 0 | 0 | 0 | 0 | 0 | 0
sens | 0 | 0% | 0% | Option 4sens | 0 | 0 | 0 | 0 | 0 | 0 | 0 | 0 | 0 | 0 | 0 | 0 | 0 | 0 | 0 | 0 | 0 | 0 | 0 | 0 | 0 | 0 | 0 | 0 | 0
sens | 0 | 0% | 0% | Option 4sens | 0 | 0 | 0 | 0 | 0 | 0 | 0 | 0 | 0 | 0 | 0 | 0 | 0 | 0 | 0 | 0 | 0 | 0 | 0 | 0 | 0 | 0 | 0 | 0 | 0
sens | 0 | 0% | 0% | Option 4sens | 0 | 0 | 0 | 0 | 0 | 0 | 0 | 0 | 0 | 0 | 0 | 0 | 0 | 0 | 0 | 0 | 0 | 0 | 0 | 0 | 0 | 0 | 0 | 0 | 0

## Option5
Powercor
Pole mounted transformer uplift
OPTION 5 | 0
Not used
Count |  |  |  |  | 1 | 2 | 3 | 4 | 5 | 6 | 7 | 8 | 9 | 10 | 11 | 12 | 13 | 14 | 15 | 16 | 17 | 18 | 19 | 20 | 21 | 22 | 23 | 24 | 25
Value of CO2 reductions |  |  |  | $/MWh | 24.7305 | 22.3407 | 20.1963 | 18.0629 | 15.9134 | 13.7151 | 13.7151 | 13.7151 | 13.7151 | 13.7151 | 13.7151 | 13.7151 | 13.7151 | 13.7151 | 13.7151 | 13.7151 | 13.7151 | 13.7151 | 13.7151 | 13.7151 | 13.7151 | 13.7151 | 13.7151 | 13.7151 | 13.7151
|  |  |  | Units | 2026-27 | 2027-28 | 2028-29 | 2029-30 | 2030-31 | 2031-32 | 2032-33 | 2033-34 | 2034-35 | 2035-36 | 2036-37 | 2037-38 | 2038-39 | 2039-40 | 2040-41 | 2041-42 | 2042-43 | 2043-44 | 2044-45 | 2045-46 | 2046-47 | 2047-48 | 2048-49 | 2049-50 | 2050-51
INVESTMENT & OPERATING COST
| Capex |  | Asset life (yrs)
| < Enter description > |  | 0 | 2024-06-30 | 0 | 0 | 0 | 0 | 0 | 0 | 0 | 0 | 0 | 0 | 0 | 0 | 0 | 0 | 0 | 0 | 0 | 0 | 0 | 0 | 0 | 0 | 0 | 0 | 0
| < Enter description > |  | 0 | 2024-06-30 | 0 | 0 | 0 | 0 | 0 | 0 | 0 | 0 | 0 | 0 | 0 | 0 | 0 | 0 | 0 | 0 | 0 | 0 | 0 | 0 | 0 | 0 | 0 | 0 | 0
| < Enter description > |  | 0 | 2024-06-30 | 0 | 0 | 0 | 0 | 0 | 0 | 0 | 0 | 0 | 0 | 0 | 0 | 0 | 0 | 0 | 0 | 0 | 0 | 0 | 0 | 0 | 0 | 0 | 0 | 0
| Capital expenditure |  |  | 2024-06-30 | 0 | 0 | 0 | 0 | 0 | 0 | 0 | 0 | 0 | 0 | 0 | 0 | 0 | 0 | 0 | 0 | 0 | 0 | 0 | 0 | 0 | 0 | 0 | 0 | 0
| Operating expenditure |  |  | 2024-06-30 | 0 | 0 | 0 | 0 | 0 | 0 | 0 | 0 | 0 | 0 | 0 | 0 | 0 | 0 | 0 | 0 | 0 | 0 | 0 | 0 | 0 | 0 | 0 | 0 | 0
RISK ASSUMPTIONS
| PoF (major) |  |  |  | 0 | 0 | 0 | 0 | 0 | 0 | 0 | 0 | 0 | 0 | 0 | 0 | 0 | 0 | 0 | 0 | 0 | 0 | 0 | 0 | 0 | 0 | 0 | 0 | 0
| PoF (reparable) |  |  |  | 0 | 0 | 0 | 0 | 0 | 0 | 0 | 0 | 0 | 0 | 0 | 0 | 0 | 0 | 0 | 0 | 0 | 0 | 0 | 0 | 0 | 0 | 0 | 0 | 0
| Energy at risk (weighted) |  |  | MWh | 0 | 0 | 0 | 0 | 0 | 0 | 0 | 0 | 0 | 0 | 0 | 0 | 0 | 0 | 0 | 0 | 0 | 0 | 0 | 0 | 0 | 0 | 0 | 0 | 0
| Energy at risk value | $/MWh | 45498.922 | 2024-06-30 | 0 | 0 | 0 | 0 | 0 | 0 | 0 | 0 | 0 | 0 | 0 | 0 | 0 | 0 | 0 | 0 | 0 | 0 | 0 | 0 | 0 | 0 | 0 | 0 | 0
| Safety consequence | (after DF) |  | 2024-06-30 | 0 | 0 | 0 | 0 | 0 | 0 | 0 | 0 | 0 | 0 | 0 | 0 | 0 | 0 | 0 | 0 | 0 | 0 | 0 | 0 | 0 | 0 | 0 | 0 | 0
| Unplanned replacements |  |  | 2024-06-30 | 0 | 0 | 0 | 0 | 0 | 0 | 0 | 0 | 0 | 0 | 0 | 0 | 0 | 0 | 0 | 0 | 0 | 0 | 0 | 0 | 0 | 0 | 0 | 0 | 0
| Environmental consequence | (after DF) |  | 2024-06-30 | 0 | 0 | 0 | 0 | 0 | 0 | 0 | 0 | 0 | 0 | 0 | 0 | 0 | 0 | 0 | 0 | 0 | 0 | 0 | 0 | 0 | 0 | 0 | 0 | 0
| < Other risk - enter description > |  |  | 2024-06-30 | 0 | 0 | 0 | 0 | 0 | 0 | 0 | 0 | 0 | 0 | 0 | 0 | 0 | 0 | 0 | 0 | 0 | 0 | 0 | 0 | 0 | 0 | 0 | 0 | 0
| < Other risk - enter description > |  |  | 2024-06-30 | 0 | 0 | 0 | 0 | 0 | 0 | 0 | 0 | 0 | 0 | 0 | 0 | 0 | 0 | 0 | 0 | 0 | 0 | 0 | 0 | 0 | 0 | 0 | 0 | 0
| Total risk cost |  |  |  | 0 | 0 | 0 | 0 | 0 | 0 | 0 | 0 | 0 | 0 | 0 | 0 | 0 | 0 | 0 | 0 | 0 | 0 | 0 | 0 | 0 | 0 | 0 | 0 | 0
OTHER BENEFITS
| Reduction in CO2 emissions |  |  | MWh | 0 | 0 | 0 | 0 | 0 | 0 | 0 | 0 | 0 | 0 | 0 | 0 | 0 | 0 | 0 | 0 | 0 | 0 | 0 | 0 | 0 | 0 | 0 | 0 | 0
| Value of reduction in CO2 emissions |  |  | $ | 0 | 0 | 0 | 0 | 0 | 0 | 0 | 0 | 0 | 0 | 0 | 0 | 0 | 0 | 0 | 0 | 0 | 0 | 0 | 0 | 0 | 0 | 0 | 0 | 0
| Reliability in worst-served areas | $/MWh | 151432.8174 | MWh | 0 | 0 | 0 | 0 | 0 | 0 | 0 | 0 | 0 | 0 | 0 | 0 | 0 | 0 | 0 | 0 | 0 | 0 | 0 | 0 | 0 | 0 | 0 | 0 | 0
| Network resilience | $/MWh | 24590 | MWh | 0 | 0 | 0 | 0 | 0 | 0 | 0 | 0 | 0 | 0 | 0 | 0 | 0 | 0 | 0 | 0 | 0 | 0 | 0 | 0 | 0 | 0 | 0 | 0 | 0
| Enabling solar exports | $/MWh | 88.3577 | MWh | 0 | 0 | 0 | 0 | 0 | 0 | 0 | 0 | 0 | 0 | 0 | 0 | 0 | 0 | 0 | 0 | 0 | 0 | 0 | 0 | 0 | 0 | 0 | 0 | 0
| Aesthetics | $/customer | 0 | customers | 0 | 0 | 0 | 0 | 0 | 0 | 0 | 0 | 0 | 0 | 0 | 0 | 0 | 0 | 0 | 0 | 0 | 0 | 0 | 0 | 0 | 0 | 0 | 0 | 0
| Customer value of time (res) | $/customer min | 0.35181 | mins | 0 | 0 | 0 | 0 | 0 | 0 | 0 | 0 | 0 | 0 | 0 | 0 | 0 | 0 | 0 | 0 | 0 | 0 | 0 | 0 | 0 | 0 | 0 | 0 | 0
| Customer value of time (bus) | $/customer min | 0.35181 | mins | 0 | 0 | 0 | 0 | 0 | 0 | 0 | 0 | 0 | 0 | 0 | 0 | 0 | 0 | 0 | 0 | 0 | 0 | 0 | 0 | 0 | 0 | 0 | 0 | 0
| Communication | $/customer | 0 | customers | 0 | 0 | 0 | 0 | 0 | 0 | 0 | 0 | 0 | 0 | 0 | 0 | 0 | 0 | 0 | 0 | 0 | 0 | 0 | 0 | 0 | 0 | 0 | 0 | 0
| Information accessibility | $/customer | 0 | customers | 0 | 0 | 0 | 0 | 0 | 0 | 0 | 0 | 0 | 0 | 0 | 0 | 0 | 0 | 0 | 0 | 0 | 0 | 0 | 0 | 0 | 0 | 0 | 0 | 0
| Other benefits 1 |  |  | 2024-06-30 | 0 | 0 | 0 | 0 | 0 | 0 | 0 | 0 | 0 | 0 | 0 | 0 | 0 | 0 | 0 | 0 | 0 | 0 | 0 | 0 | 0 | 0 | 0 | 0 | 0
| Other benefits 2 |  |  | 2024-06-30 | 0 | 0 | 0 | 0 | 0 | 0 | 0 | 0 | 0 | 0 | 0 | 0 | 0 | 0 | 0 | 0 | 0 | 0 | 0 | 0 | 0 | 0 | 0 | 0 | 0
| Total other benefits |  |  | 2024-06-30 | 0 | 0 | 0 | 0 | 0 | 0 | 0 | 0 | 0 | 0 | 0 | 0 | 0 | 0 | 0 | 0 | 0 | 0 | 0 | 0 | 0 | 0 | 0 | 0 | 0
SUMMARY
| Risks mitigated vs base case |  |  | 2024-06-30 | 0 | 0 | 0 | 0 | 0 | 0 | 0 | 0 | 0 | 0 | 0 | 0 | 0 | 0 | 0 | 0 | 0 | 0 | 0 | 0 | 0 | 0 | 0 | 0 | 0
Capital expenditure
| < Enter description > |  |  | 2024-06-30 | 0 | 0 | 0 | 0 | 0 | 0 | 0 | 0 | 0 | 0 | 0 | 0 | 0 | 0 | 0 | 0 | 0 | 0 | 0 | 0 | 0 | 0 | 0 | 0 | 0
| < Enter description > |  |  | 2024-06-30 | 0 | 0 | 0 | 0 | 0 | 0 | 0 | 0 | 0 | 0 | 0 | 0 | 0 | 0 | 0 | 0 | 0 | 0 | 0 | 0 | 0 | 0 | 0 | 0 | 0
| < Enter description > |  |  | 2024-06-30 | 0 | 0 | 0 | 0 | 0 | 0 | 0 | 0 | 0 | 0 | 0 | 0 | 0 | 0 | 0 | 0 | 0 | 0 | 0 | 0 | 0 | 0 | 0 | 0 | 0
Cumulative capex
| < Enter description > |  |  | 2024-06-30 | 0 | 0 | 0 | 0 | 0 | 0 | 0 | 0 | 0 | 0 | 0 | 0 | 0 | 0 | 0 | 0 | 0 | 0 | 0 | 0 | 0 | 0 | 0 | 0 | 0
| < Enter description > |  |  | 2024-06-30 | 0 | 0 | 0 | 0 | 0 | 0 | 0 | 0 | 0 | 0 | 0 | 0 | 0 | 0 | 0 | 0 | 0 | 0 | 0 | 0 | 0 | 0 | 0 | 0 | 0
| < Enter description > |  |  | 2024-06-30 | 0 | 0 | 0 | 0 | 0 | 0 | 0 | 0 | 0 | 0 | 0 | 0 | 0 | 0 | 0 | 0 | 0 | 0 | 0 | 0 | 0 | 0 | 0 | 0 | 0
Annualised capex
| Annualised capex - < Enter description > |  |  | 2024-06-30 | 0 | 0 | 0 | 0 | 0 | 0 | 0 | 0 | 0 | 0 | 0 | 0 | 0 | 0 | 0 | 0 | 0 | 0 | 0 | 0 | 0 | 0 | 0 | 0 | 0
| Annualised capex - < Enter description > |  |  | 2024-06-30 | 0 | 0 | 0 | 0 | 0 | 0 | 0 | 0 | 0 | 0 | 0 | 0 | 0 | 0 | 0 | 0 | 0 | 0 | 0 | 0 | 0 | 0 | 0 | 0 | 0
| Annualised capex - < Enter description > |  |  | 2024-06-30 | 0 | 0 | 0 | 0 | 0 | 0 | 0 | 0 | 0 | 0 | 0 | 0 | 0 | 0 | 0 | 0 | 0 | 0 | 0 | 0 | 0 | 0 | 0 | 0 | 0
| Total annualised capex |  |  | 2024-06-30 | 0 | 0 | 0 | 0 | 0 | 0 | 0 | 0 | 0 | 0 | 0 | 0 | 0 | 0 | 0 | 0 | 0 | 0 | 0 | 0 | 0 | 0 | 0 | 0 | 0
| Annualised capex |  |  | 2024-06-30 | 0 | 0 | 0 | 0 | 0 | 0 | 0 | 0 | 0 | 0 | 0 | 0 | 0 | 0 | 0 | 0 | 0 | 0 | 0 | 0 | 0 | 0 | 0 | 0 | 0
| Operating expenditure |  |  | 2024-06-30 | 0 | 0 | 0 | 0 | 0 | 0 | 0 | 0 | 0 | 0 | 0 | 0 | 0 | 0 | 0 | 0 | 0 | 0 | 0 | 0 | 0 | 0 | 0 | 0 | 0
| Risk mitigated |  |  | 2024-06-30 | 0 | 0 | 0 | 0 | 0 | 0 | 0 | 0 | 0 | 0 | 0 | 0 | 0 | 0 | 0 | 0 | 0 | 0 | 0 | 0 | 0 | 0 | 0 | 0 | 0
| Other benefits value |  |  | 2024-06-30 | 0 | 0 | 0 | 0 | 0 | 0 | 0 | 0 | 0 | 0 | 0 | 0 | 0 | 0 | 0 | 0 | 0 | 0 | 0 | 0 | 0 | 0 | 0 | 0 | 0
| Net benefits |  |  | 2024-06-30 | 0 | 0 | 0 | 0 | 0 | 0 | 0 | 0 | 0 | 0 | 0 | 0 | 0 | 0 | 0 | 0 | 0 | 0 | 0 | 0 | 0 | 0 | 0 | 0 | 0
| First capex year |  |  | 0
| First year |  |  | Not used
SENSITIVITIES
NPV | Net benefits |  |  | Option 5NPV | 0 | 0 | 0 | 0 | 0 | 0 | 0 | 0 | 0 | 0 | 0 | 0 | 0 | 0 | 0 | 0 | 0 | 0 | 0 | 0 | 0 | 0 | 0 | 0 | 0
| Total annualised capex |  |  |  | 0 | 0 | 0 | 0 | 0 | 0 | 0 | 0 | 0 | 0 | 0 | 0 | 0 | 0 | 0 | 0 | 0 | 0 | 0 | 0 | 0 | 0 | 0 | 0 | 0
| Total benefits |  |  |  | 0 | 0 | 0 | 0 | 0 | 0 | 0 | 0 | 0 | 0 | 0 | 0 | 0 | 0 | 0 | 0 | 0 | 0 | 0 | 0 | 0 | 0 | 0 | 0 | 0
|  | Capex | Total benefits
sens1 | Capex 10% higher | 10% | 0% | Option 5sens1 | 0 | 0 | 0 | 0 | 0 | 0 | 0 | 0 | 0 | 0 | 0 | 0 | 0 | 0 | 0 | 0 | 0 | 0 | 0 | 0 | 0 | 0 | 0 | 0 | 0
sens2 | Capex 10% lower | -10% | 0% | Option 5sens2 | 0 | 0 | 0 | 0 | 0 | 0 | 0 | 0 | 0 | 0 | 0 | 0 | 0 | 0 | 0 | 0 | 0 | 0 | 0 | 0 | 0 | 0 | 0 | 0 | 0
sens3 | Total benefits 10% higher | 0% | 10% | Option 5sens3 | 0 | 0 | 0 | 0 | 0 | 0 | 0 | 0 | 0 | 0 | 0 | 0 | 0 | 0 | 0 | 0 | 0 | 0 | 0 | 0 | 0 | 0 | 0 | 0 | 0
sens4 | Total benefits 10% lower | 0% | -10% | Option 5sens4 | 0 | 0 | 0 | 0 | 0 | 0 | 0 | 0 | 0 | 0 | 0 | 0 | 0 | 0 | 0 | 0 | 0 | 0 | 0 | 0 | 0 | 0 | 0 | 0 | 0
sens5 | Capex 10% higher & Total benefits 10% lower | 10% | -10% | Option 5sens5 | 0 | 0 | 0 | 0 | 0 | 0 | 0 | 0 | 0 | 0 | 0 | 0 | 0 | 0 | 0 | 0 | 0 | 0 | 0 | 0 | 0 | 0 | 0 | 0 | 0
sens | 0 | 0% | 0% | Option 5sens | 0 | 0 | 0 | 0 | 0 | 0 | 0 | 0 | 0 | 0 | 0 | 0 | 0 | 0 | 0 | 0 | 0 | 0 | 0 | 0 | 0 | 0 | 0 | 0 | 0
sens | 0 | 0% | 0% | Option 5sens | 0 | 0 | 0 | 0 | 0 | 0 | 0 | 0 | 0 | 0 | 0 | 0 | 0 | 0 | 0 | 0 | 0 | 0 | 0 | 0 | 0 | 0 | 0 | 0 | 0
sens | 0 | 0% | 0% | Option 5sens | 0 | 0 | 0 | 0 | 0 | 0 | 0 | 0 | 0 | 0 | 0 | 0 | 0 | 0 | 0 | 0 | 0 | 0 | 0 | 0 | 0 | 0 | 0 | 0 | 0

## Consol
Powercor
Pole mounted transformer uplift
CONSOLIDATED
Discount factor |  |  |  |  | 0 | 0.98295 | 0.94971 | 0.91759 | 0.88656 | 0.85658 | 0.82761 | 0.79963 | 0.77259 | 0.74646 | 0.72122 | 0.69683 | 0.67326 | 0.6505 | 0.6285 | 0.60725 | 0.58671 | 0.56687 | 0.5477 | 0.52918 | 0.51129 | 0.494 | 0.47729 | 0.46115 | 0.44556 | 0.43049
Count |  |  |  |  | 0 | 1 | 2 | 3 | 4 | 5 | 6 | 7 | 8 | 9 | 10 | 11 | 12 | 13 | 14 | 15 | 16 | 17 | 18 | 19 | 20 | 21 | 22 | 23 | 24 | 25
Analysis period |  |  |  |  | TRUE | TRUE | TRUE | TRUE | TRUE | TRUE | TRUE | TRUE | TRUE | TRUE | TRUE | TRUE | TRUE | TRUE | TRUE | TRUE | TRUE | TRUE | TRUE | TRUE | TRUE | FALSE | FALSE | FALSE | FALSE | FALSE
[5 empty] | 2026-06-30 | 2026-27 | 2027-28 | 2028-29 | 2029-30 | 2030-31 | 2031-32 | 2032-33 | 2033-34 | 2034-35 | 2035-36 | 2036-37 | 2037-38 | 2038-39 | 2039-40 | 2040-41 | 2041-42 | 2042-43 | 2043-44 | 2044-45 | 2045-46 | 2046-47 | 2047-48 | 2048-49 | 2049-50 | 2050-51
COSTS |  |  | PV
Option 1 (base case) | Energy at risk value | Option 1 (base case)Energy at risk value | 0 | 2026-06-30 |  | 0 | 0 | 0 | 0 | 0 | 0 | 0 | 0 | 0 | 0 | 0 | 0 | 0 | 0 | 0 | 0 | 0 | 0 | 0 | 0 | 0 | 0 | 0 | 0 | 0
Option 1 (base case) | Capital expenditure | Option 1 (base case)Capital expenditure | 0 | 2026-06-30 |  | 0 | 0 | 0 | 0 | 0 | 0 | 0 | 0 | 0 | 0 | 0 | 0 | 0 | 0 | 0 | 0 | 0 | 0 | 0 | 0 | 0 | 0 | 0 | 0 | 0
Option 1 (base case) | Total risk cost | Option 1 (base case)Total risk cost | 23710296.3191 | 2026-06-30 |  | 0 | 0 | 0 | 0 | 0 | 17576389.6875 | 7030555.875 | 2812222.35 | 1124888.94 | 449955.576 | 179982.2304 | 71992.8922 | 47995.2614 | 0 | 0 | 0 | 0 | 0 | 0 | 0 | 0 | 0 | 0 | 0 | 0
Option 1 (base case) |  | Option 1 (base case)
Option 1 (base case) | Annualised capex | Option 1 (base case)Annualised capex | 0 | 2026-06-30 |  | 0 | 0 | 0 | 0 | 0 | 0 | 0 | 0 | 0 | 0 | 0 | 0 | 0 | 0 | 0 | 0 | 0 | 0 | 0 | 0 | 0 | 0 | 0 | 0 | 0
Option 1 (base case) | Operating expenditure | Option 1 (base case)Operating expenditure | 0 | 2026-06-30 |  | 0 | 0 | 0 | 0 | 0 | 0 | 0 | 0 | 0 | 0 | 0 | 0 | 0 | 0 | 0 | 0 | 0 | 0 | 0 | 0 | 0 | 0 | 0 | 0 | 0
Option 1 (base case) | Risk mitigated | Option 1 (base case)Risk mitigated | 0 | 2026-06-30 |  | 0 | 0 | 0 | 0 | 0 | 0 | 0 | 0 | 0 | 0 | 0 | 0 | 0 | 0 | 0 | 0 | 0 | 0 | 0 | 0 | 0 | 0 | 0 | 0 | 0
Option 1 (base case) | Other benefits value | Option 1 (base case)Other benefits value | 0 | 2026-06-30 |  | 0 | 0 | 0 | 0 | 0 | 0 | 0 | 0 | 0 | 0 | 0 | 0 | 0 | 0 | 0 | 0 | 0 | 0 | 0 | 0 | 0 | 0 | 0 | 0 | 0
Option 1 (base case) | Net benefits | Option 1 (base case)Net benefits |  | 2026-06-30 |  | 0 | 0 | 0 | 0 | 0 | 0 | 0 | 0 | 0 | 0 | 0 | 0 | 0 | 0 | 0 | 0 | 0 | 0 | 0 | 0 | 0 | 0 | 0 | 0 | 0
Option 1 (base case) | NPV | Option 1 (base case)NPV | 0 | 2026-06-30
Option 1 (base case) | PV of costs | Option 1 (base case)PV of costs | 0 | 2026-06-30
Option 1 (base case) | PV of benefits | Option 1 (base case)PV of benefits | 0 | 2026-06-30
Option 2 | Energy at risk value | Option 2Energy at risk value | 0 | 2026-06-30 |  | 0 | 0 | 0 | 0 | 0 | 0 | 0 | 0 | 0 | 0 | 0 | 0 | 0 | 0 | 0 | 0 | 0 | 0 | 0 | 0 | 0 | 0 | 0 | 0 | 0
Option 2 | Capital expenditure | Option 2Capital expenditure | -9953449.2115 | 2026-06-30 |  | -1910628.9141 | -1910628.9141 | -1713775.7575 | -1215854.9584 | -764251.3513 | -764251.3513 | -764251.3513 | -764251.3513 | -764251.3513 | -764251.3513 | 0 | 0 | 0 | 0 | 0 | 0 | 0 | 0 | 0 | 0 | 0 | 0 | 0 | 0 | 0
Option 2 | Total risk cost | Option 2Total risk cost | 0 | 2026-06-30 |  | 0 | 0 | 0 | 0 | 0 | 0 | 0 | 0 | 0 | 0 | 0 | 0 | 0 | 0 | 0 | 0 | 0 | 0 | 0 | 0 | 0 | 0 | 0 | 0 | 0
Option 2 |  | Option 2
Option 2 | Annualised capex | Option 2Annualised capex | -5064053.8862 | 2026-06-30 |  | 0 | -81457.1982 | -162914.3964 | -235979.0143 | -287815.4215 | -320398.2917 | -352981.1618 | -385564.0319 | -418146.9021 | -450729.7722 | -483312.6424 | -483312.6424 | -483312.6424 | -483312.6424 | -483312.6424 | -483312.6424 | -483312.6424 | -483312.6424 | -483312.6424 | -483312.6424 | 0 | 0 | 0 | 0 | 0
Option 2 | Operating expenditure | Option 2Operating expenditure | 0 | 2026-06-30 |  | 0 | 0 | 0 | 0 | 0 | 0 | 0 | 0 | 0 | 0 | 0 | 0 | 0 | 0 | 0 | 0 | 0 | 0 | 0 | 0 | 0 | 0 | 0 | 0 | 0
Option 2 | Risk mitigated | Option 2Risk mitigated | 23710296.3191 | 2026-06-30 |  | 0 | 0 | 0 | 0 | 0 | 17576389.6875 | 7030555.875 | 2812222.35 | 1124888.94 | 449955.576 | 179982.2304 | 71992.8922 | 47995.2614 | 0 | 0 | 0 | 0 | 0 | 0 | 0 | 0 | 0 | 0 | 0 | 0
Option 2 | Other benefits value | Option 2Other benefits value | 0 | 2026-06-30 |  | 0 | 0 | 0 | 0 | 0 | 0 | 0 | 0 | 0 | 0 | 0 | 0 | 0 | 0 | 0 | 0 | 0 | 0 | 0 | 0 | 0 | 0 | 0 | 0 | 0
Option 2 | Net benefits | Option 2Net benefits |  | 2026-06-30 |  | 0 | -81457.1982 | -162914.3964 | -235979.0143 | -287815.4215 | 17255991.3958 | 6677574.7132 | 2426658.318 | 706742.0379 | -774.1962 | -303330.412 | -411319.7502 | -435317.381 | -483312.6424 | -483312.6424 | -483312.6424 | -483312.6424 | -483312.6424 | -483312.6424 | -483312.6424 | 0 | 0 | 0 | 0 | 0
Option 2 | NPV | Option 2NPV | 18646242.4329 | 2026-06-30
Option 2 | PV of costs | Option 2PV of costs | -5064053.8862 | 2026-06-30
Option 2 | PV of benefits | Option 2PV of benefits | 23710296.3191 | 2026-06-30
Option 3 | Energy at risk value | Option 3Energy at risk value | 0 | 2026-06-30 |  | 0 | 0 | 0 | 0 | 0 | 0 | 0 | 0 | 0 | 0 | 0 | 0 | 0 | 0 | 0 | 0 | 0 | 0 | 0 | 0 | 0 | 0 | 0 | 0 | 0
Option 3 | Capital expenditure | Option 3Capital expenditure | 0 | 2026-06-30 |  | 0 | 0 | 0 | 0 | 0 | 0 | 0 | 0 | 0 | 0 | 0 | 0 | 0 | 0 | 0 | 0 | 0 | 0 | 0 | 0 | 0 | 0 | 0 | 0 | 0
Option 3 | Total risk cost | Option 3Total risk cost | 0 | 2026-06-30 |  | 0 | 0 | 0 | 0 | 0 | 0 | 0 | 0 | 0 | 0 | 0 | 0 | 0 | 0 | 0 | 0 | 0 | 0 | 0 | 0 | 0 | 0 | 0 | 0 | 0
Option 3
Option 3 | Annualised capex | Option 3Annualised capex | 0 | 2026-06-30 |  | 0 | 0 | 0 | 0 | 0 | 0 | 0 | 0 | 0 | 0 | 0 | 0 | 0 | 0 | 0 | 0 | 0 | 0 | 0 | 0 | 0 | 0 | 0 | 0 | 0
Option 3 | Operating expenditure | Option 3Operating expenditure | 0 | 2026-06-30 |  | 0 | 0 | 0 | 0 | 0 | 0 | 0 | 0 | 0 | 0 | 0 | 0 | 0 | 0 | 0 | 0 | 0 | 0 | 0 | 0 | 0 | 0 | 0 | 0 | 0
Option 3 | Risk mitigated | Option 3Risk mitigated | 0 | 2026-06-30 |  | 0 | 0 | 0 | 0 | 0 | 0 | 0 | 0 | 0 | 0 | 0 | 0 | 0 | 0 | 0 | 0 | 0 | 0 | 0 | 0 | 0 | 0 | 0 | 0 | 0
Option 3 | Other benefits value | Option 3Other benefits value | 0 | 2026-06-30 |  | 0 | 0 | 0 | 0 | 0 | 0 | 0 | 0 | 0 | 0 | 0 | 0 | 0 | 0 | 0 | 0 | 0 | 0 | 0 | 0 | 0 | 0 | 0 | 0 | 0
Option 3 | Net benefits | Option 3Net benefits |  | 2026-06-30 |  | 0 | 0 | 0 | 0 | 0 | 0 | 0 | 0 | 0 | 0 | 0 | 0 | 0 | 0 | 0 | 0 | 0 | 0 | 0 | 0 | 0 | 0 | 0 | 0 | 0
Option 3 | NPV | Option 3NPV | 0 | 2026-06-30
Option 3 | PV of costs | Option 3PV of costs | 0 | 2026-06-30
Option 3 | PV of benefits | Option 3PV of benefits | 0 | 2026-06-30
Option 4 | Energy at risk value | Option 4Energy at risk value | 0 | 2026-06-30 |  | 0 | 0 | 0 | 0 | 0 | 0 | 0 | 0 | 0 | 0 | 0 | 0 | 0 | 0 | 0 | 0 | 0 | 0 | 0 | 0 | 0 | 0 | 0 | 0 | 0
Option 4 | Capital expenditure | Option 4Capital expenditure | 0 | 2026-06-30 |  | 0 | 0 | 0 | 0 | 0 | 0 | 0 | 0 | 0 | 0 | 0 | 0 | 0 | 0 | 0 | 0 | 0 | 0 | 0 | 0 | 0 | 0 | 0 | 0 | 0
Option 4 | Total risk cost | Option 4Total risk cost | 0 | 2026-06-30 |  | 0 | 0 | 0 | 0 | 0 | 0 | 0 | 0 | 0 | 0 | 0 | 0 | 0 | 0 | 0 | 0 | 0 | 0 | 0 | 0 | 0 | 0 | 0 | 0 | 0
Option 4 |  | Option 4
Option 4 | Annualised capex | Option 4Annualised capex | 0 | 2026-06-30 |  | 0 | 0 | 0 | 0 | 0 | 0 | 0 | 0 | 0 | 0 | 0 | 0 | 0 | 0 | 0 | 0 | 0 | 0 | 0 | 0 | 0 | 0 | 0 | 0 | 0
Option 4 | Operating expenditure | Option 4Operating expenditure | 0 | 2026-06-30 |  | 0 | 0 | 0 | 0 | 0 | 0 | 0 | 0 | 0 | 0 | 0 | 0 | 0 | 0 | 0 | 0 | 0 | 0 | 0 | 0 | 0 | 0 | 0 | 0 | 0
Option 4 | Risk mitigated | Option 4Risk mitigated | 0 | 2026-06-30 |  | 0 | 0 | 0 | 0 | 0 | 0 | 0 | 0 | 0 | 0 | 0 | 0 | 0 | 0 | 0 | 0 | 0 | 0 | 0 | 0 | 0 | 0 | 0 | 0 | 0
Option 4 | Other benefits value | Option 4Other benefits value | 0 | 2026-06-30 |  | 0 | 0 | 0 | 0 | 0 | 0 | 0 | 0 | 0 | 0 | 0 | 0 | 0 | 0 | 0 | 0 | 0 | 0 | 0 | 0 | 0 | 0 | 0 | 0 | 0
Option 4 | Net benefits | Option 4Net benefits |  | 2026-06-30 |  | 0 | 0 | 0 | 0 | 0 | 0 | 0 | 0 | 0 | 0 | 0 | 0 | 0 | 0 | 0 | 0 | 0 | 0 | 0 | 0 | 0 | 0 | 0 | 0 | 0
Option 4 | NPV | Option 4NPV | 0 | 2026-06-30
Option 4 | PV of costs | Option 4PV of costs | 0 | 2026-06-30
Option 4 | PV of benefits | Option 4PV of benefits | 0 | 2026-06-30
Option 5 | Energy at risk value | Option 5Energy at risk value | 0 | 2026-06-30 |  | 0 | 0 | 0 | 0 | 0 | 0 | 0 | 0 | 0 | 0 | 0 | 0 | 0 | 0 | 0 | 0 | 0 | 0 | 0 | 0 | 0 | 0 | 0 | 0 | 0
Option 5 | Capital expenditure | Option 5Capital expenditure | 0 | 2026-06-30 |  | 0 | 0 | 0 | 0 | 0 | 0 | 0 | 0 | 0 | 0 | 0 | 0 | 0 | 0 | 0 | 0 | 0 | 0 | 0 | 0 | 0 | 0 | 0 | 0 | 0
Option 5 | Total risk cost | Option 5Total risk cost | 0 | 2026-06-30 |  | 0 | 0 | 0 | 0 | 0 | 0 | 0 | 0 | 0 | 0 | 0 | 0 | 0 | 0 | 0 | 0 | 0 | 0 | 0 | 0 | 0 | 0 | 0 | 0 | 0
Option 5 |  | Option 5
Option 5 | Annualised capex | Option 5Annualised capex | 0 | 2026-06-30 |  | 0 | 0 | 0 | 0 | 0 | 0 | 0 | 0 | 0 | 0 | 0 | 0 | 0 | 0 | 0 | 0 | 0 | 0 | 0 | 0 | 0 | 0 | 0 | 0 | 0
Option 5 | Operating expenditure | Option 5Operating expenditure | 0 | 2026-06-30 |  | 0 | 0 | 0 | 0 | 0 | 0 | 0 | 0 | 0 | 0 | 0 | 0 | 0 | 0 | 0 | 0 | 0 | 0 | 0 | 0 | 0 | 0 | 0 | 0 | 0
Option 5 | Risk mitigated | Option 5Risk mitigated | 0 | 2026-06-30 |  | 0 | 0 | 0 | 0 | 0 | 0 | 0 | 0 | 0 | 0 | 0 | 0 | 0 | 0 | 0 | 0 | 0 | 0 | 0 | 0 | 0 | 0 | 0 | 0 | 0
Option 5 | Other benefits value | Option 5Other benefits value | 0 | 2026-06-30 |  | 0 | 0 | 0 | 0 | 0 | 0 | 0 | 0 | 0 | 0 | 0 | 0 | 0 | 0 | 0 | 0 | 0 | 0 | 0 | 0 | 0 | 0 | 0 | 0 | 0
Option 5 | Net benefits | Option 5Net benefits |  | 2026-06-30 |  | 0 | 0 | 0 | 0 | 0 | 0 | 0 | 0 | 0 | 0 | 0 | 0 | 0 | 0 | 0 | 0 | 0 | 0 | 0 | 0 | 0 | 0 | 0 | 0 | 0
Option 5 | NPV | Option 5NPV | 0 | 2026-06-30
Option 5 | PV of costs | Option 5PV of costs | 0 | 2026-06-30
Option 5 | PV of benefits | Option 5PV of benefits | 0 | 2026-06-30
CHART DATA | [5 empty] | FY27 | FY28 | FY29 | FY30 | FY31 | FY32 | FY33 | FY34 | FY35 | FY36 | FY37 | FY38 | FY39 | FY40 | FY41 | FY42 | FY43 | FY44 | FY45 | FY46 | FY47 | FY48 | FY49 | FY50 | FY51
Option 2 | Annualised capex | -1 |  |  | Option 2 annualised capex | 0.48331 | 0.48331 | 0.48331 | 0.48331 | 0.48331 | 0.48331 | 0.48331 | 0.48331 | 0.48331 | 0.48331 | 0.48331 | 0.48331 | 0.48331 | 0.48331 | 0.48331 | 0.48331 | 0.48331 | 0.48331 | 0.48331 | 0.48331 | 0 | 0 | 0 | 0 | 0
Option 1 (base case) | Total risk cost | 1 |  |  | Option 1 (base case) risk cost | 0 | 0 | 0 | 0 | 0 | 17.5764 | 7.0306 | 2.8122 | 1.1249 | 0.44996 | 0.17998 | 0.071993 | 0.047995 | 0 | 0 | 0 | 0 | 0 | 0 | 0 | 0 | 0 | 0 | 0 | 0
[6 empty] | FY27 | FY28 | FY29 | FY30 | FY31 | FY32 | FY33 | FY34 | FY35 | FY36 | FY37 | FY38 | FY39 | FY40 | FY41 | FY42 | FY43 | FY44 | FY45 | FY46 | FY47 | FY48 | FY49 | FY50 | FY51
Energy at risk | Energy at risk (weighted) | 0 |  |  | Energy at risk energy at risk (weighted) | 0 | 0 | 0 | 0 | 0 | 0 | 0 | 0 | 0 | 0 | 0 | 0 | 0 | 0 | 0 | 0 | 0 | 0 | 0 | 0 | 0 | 0 | 0 | 0 | 0
Option 1 (base case) | Energy at risk value | 0 |  |  | Option 1 (base case) risk cost | 0 | 0 | 0 | 0 | 0 | 0 | 0 | 0 | 0 | 0 | 0 | 0 | 0 | 0 | 0 | 0 | 0 | 0 | 0 | 0 | 0 | 0 | 0 | 0 | 0

## Sensitivity_calcs
Powercor
Pole mounted transformer uplift
SENSITIVITY CALCULATIONS
Discount factor | [6 empty] | 0 | 0.98295 | 0.94971 | 0.91759 | 0.88656 | 0.85658 | 0.82761 | 0.79963 | 0.77259 | 0.74646 | 0.72122 | 0.69683 | 0.67326 | 0.6505 | 0.6285 | 0.60725 | 0.58671 | 0.56687 | 0.5477 | 0.52918 | 0.51129 | 0.494 | 0.47729 | 0.46115 | 0.44556 | 0.43049
Count | [6 empty] | 0 | 1 | 2 | 3 | 4 | 5 | 6 | 7 | 8 | 9 | 10 | 11 | 12 | 13 | 14 | 15 | 16 | 17 | 18 | 19 | 20 | 21 | 22 | 23 | 24 | 25
Analysis period | [6 empty] | 1 | 1 | 1 | 1 | 1 | 1 | 1 | 1 | 1 | 1 | 1 | 1 | 1 | 1 | 1 | 1 | 1 | 1 | 1 | 1 | 1 | 0 | 0 | 0 | 0 | 0
[7 empty] | 2026-06-30 | 2026-27 | 2027-28 | 2028-29 | 2029-30 | 2030-31 | 2031-32 | 2032-33 | 2033-34 | 2034-35 | 2035-36 | 2036-37 | 2037-38 | 2038-39 | 2039-40 | 2040-41 | 2041-42 | 2042-43 | 2043-44 | 2044-45 | 2045-46 | 2046-47 | 2047-48 | 2048-49 | 2049-50 | 2050-51
PV
[25 empty] | -483312.6424 | -483312.6424 | 0 | 0 | 0 | 0 | 0
OPTION 1 (base case) | NPV | Net benefits | OPTION 1 (base case)NPV |  | 0 |  | 0 | 0 | 0 | 0 | 0 | 0 | 0 | 0 | 0 | 0 | 0 | 0 | 0 | 0 | 0 | 0 | 0 | 0 | 0 | 0 | 0 | 0 | 0 | 0 | 0 | 0
OPTION 1 (base case) | sens1 | Capex 10% higher | OPTION 1 (base case)sens1 |  | 0 |  | 0 | 0 | 0 | 0 | 0 | 0 | 0 | 0 | 0 | 0 | 0 | 0 | 0 | 0 | 0 | 0 | 0 | 0 | 0 | 0 | 0 | 0 | 0 | 0 | 0 | 0
OPTION 1 (base case) | sens2 | Capex 10% lower | OPTION 1 (base case)sens2 |  | 0 |  | 0 | 0 | 0 | 0 | 0 | 0 | 0 | 0 | 0 | 0 | 0 | 0 | 0 | 0 | 0 | 0 | 0 | 0 | 0 | 0 | 0 | 0 | 0 | 0 | 0 | 0
OPTION 1 (base case) | sens3 | Total benefits 10% higher | OPTION 1 (base case)sens3 |  | 0 |  | 0 | 0 | 0 | 0 | 0 | 0 | 0 | 0 | 0 | 0 | 0 | 0 | 0 | 0 | 0 | 0 | 0 | 0 | 0 | 0 | 0 | 0 | 0 | 0 | 0 | 0
OPTION 1 (base case) | sens4 | Total benefits 10% lower | OPTION 1 (base case)sens4 |  | 0 |  | 0 | 0 | 0 | 0 | 0 | 0 | 0 | 0 | 0 | 0 | 0 | 0 | 0 | 0 | 0 | 0 | 0 | 0 | 0 | 0 | 0 | 0 | 0 | 0 | 0 | 0
OPTION 1 (base case) | sens5 | Capex 10% higher & Total benefits 10% lower | OPTION 1 (base case)sens5 |  | 0 |  | 0 | 0 | 0 | 0 | 0 | 0 | 0 | 0 | 0 | 0 | 0 | 0 | 0 | 0 | 0 | 0 | 0 | 0 | 0 | 0 | 0 | 0 | 0 | 0 | 0 | 0
OPTION 1 (base case) | sens | 0 | OPTION 1 (base case)sens |  | 0 |  | 0 | 0 | 0 | 0 | 0 | 0 | 0 | 0 | 0 | 0 | 0 | 0 | 0 | 0 | 0 | 0 | 0 | 0 | 0 | 0 | 0 | 0 | 0 | 0 | 0 | 0
OPTION 1 (base case) | sens | 0 | OPTION 1 (base case)sens |  | 0 |  | 0 | 0 | 0 | 0 | 0 | 0 | 0 | 0 | 0 | 0 | 0 | 0 | 0 | 0 | 0 | 0 | 0 | 0 | 0 | 0 | 0 | 0 | 0 | 0 | 0 | 0
OPTION 1 (base case) | sens | 0 | OPTION 1 (base case)sens |  | 0 |  | 0 | 0 | 0 | 0 | 0 | 0 | 0 | 0 | 0 | 0 | 0 | 0 | 0 | 0 | 0 | 0 | 0 | 0 | 0 | 0 | 0 | 0 | 0 | 0 | 0 | 0
Option 2 | NPV | Net benefits | Option 2NPV |  | 18646242.4329 |  | 0 | 0 | -81457.1982 | -162914.3964 | -235979.0143 | -287815.4215 | 17255991.3958 | 6677574.7132 | 2426658.318 | 706742.0379 | -774.1962 | -303330.412 | -411319.7502 | -435317.381 | -483312.6424 | -483312.6424 | -483312.6424 | -483312.6424 | -483312.6424 | -483312.6424 | -483312.6424 | 0 | 0 | 0 | 0 | 0
Option 2 | sens1 | Capex 10% higher | Option 2sens1 |  | 18139837.0443 |  | 0 | 0 | -89602.918 | -179205.8361 | -259576.9158 | -316596.9637 | 17223951.5667 | 6642276.597 | 2388101.9149 | 664927.3477 | -45847.1735 | -351661.6762 | -459651.0145 | -483648.6452 | -531643.9066 | -531643.9066 | -531643.9066 | -531643.9066 | -531643.9066 | -531643.9066 | -531643.9066 | 0 | 0 | 0 | 0 | 0
Option 2 | sens2 | Capex 10% lower | Option 2sens2 |  | 19152647.8215 |  | 0 | 0 | -73311.4784 | -146622.9568 | -212381.1129 | -259033.8794 | 17288031.225 | 6712872.8294 | 2465214.7212 | 748556.7281 | 44298.781 | -254999.1478 | -362988.486 | -386986.1167 | -434981.3782 | -434981.3782 | -434981.3782 | -434981.3782 | -434981.3782 | -434981.3782 | -434981.3782 | 0 | 0 | 0 | 0 | 0
Option 2 | sens3 | Total benefits 10% higher | Option 2sens3 |  | 21017272.0648 |  | 0 | 0 | -81457.1982 | -162914.3964 | -235979.0143 | -287815.4215 | 19013630.3646 | 7380630.3007 | 2707880.553 | 819230.9319 | 44221.3614 | -285332.189 | -404120.461 | -430517.8548 | -483312.6424 | -483312.6424 | -483312.6424 | -483312.6424 | -483312.6424 | -483312.6424 | -483312.6424 | 0 | 0 | 0 | 0 | 0
Option 2 | sens4 | Total benefits 10% lower | Option 2sens4 |  | 16275212.801 |  | 0 | 0 | -81457.1982 | -162914.3964 | -235979.0143 | -287815.4215 | 15498352.4271 | 5974519.1257 | 2145436.083 | 594253.1439 | -45769.7538 | -321328.635 | -418519.0394 | -440116.9071 | -483312.6424 | -483312.6424 | -483312.6424 | -483312.6424 | -483312.6424 | -483312.6424 | -483312.6424 | 0 | 0 | 0 | 0 | 0
Option 2 | sens5 | Capex 10% higher & Total benefits 10% lower | Option 2sens5 |  | 15768807.4124 |  | 0 | 0 | -89602.918 | -179205.8361 | -259576.9158 | -316596.9637 | 15466312.5979 | 5939221.0095 | 2106879.6799 | 552438.4537 | -90842.7311 | -369659.8993 | -466850.3037 | -488448.1713 | -531643.9066 | -531643.9066 | -531643.9066 | -531643.9066 | -531643.9066 | -531643.9066 | -531643.9066 | 0 | 0 | 0 | 0 | 0
Option 2 | sens | 0 | Option 2sens |  | 18646242.4329 |  | 0 | 0 | -81457.1982 | -162914.3964 | -235979.0143 | -287815.4215 | 17255991.3958 | 6677574.7132 | 2426658.318 | 706742.0379 | -774.1962 | -303330.412 | -411319.7502 | -435317.381 | -483312.6424 | -483312.6424 | -483312.6424 | -483312.6424 | -483312.6424 | -483312.6424 | -483312.6424 | 0 | 0 | 0 | 0 | 0
Option 2 | sens | 0 | Option 2sens |  | 18646242.4329 |  | 0 | 0 | -81457.1982 | -162914.3964 | -235979.0143 | -287815.4215 | 17255991.3958 | 6677574.7132 | 2426658.318 | 706742.0379 | -774.1962 | -303330.412 | -411319.7502 | -435317.381 | -483312.6424 | -483312.6424 | -483312.6424 | -483312.6424 | -483312.6424 | -483312.6424 | -483312.6424 | 0 | 0 | 0 | 0 | 0
Option 2 | sens | 0 | Option 2sens |  | 18646242.4329 |  | 0 | 0 | -81457.1982 | -162914.3964 | -235979.0143 | -287815.4215 | 17255991.3958 | 6677574.7132 | 2426658.318 | 706742.0379 | -774.1962 | -303330.412 | -411319.7502 | -435317.381 | -483312.6424 | -483312.6424 | -483312.6424 | -483312.6424 | -483312.6424 | -483312.6424 | -483312.6424 | 0 | 0 | 0 | 0 | 0
[7 empty] | 0 | 0 | 0 | 0 | 0 | 0 | 0 | 0 | 0 | 0 | 0 | 0 | 0 | 0 | 0 | 0 | 0 | 0 | 0 | 0 | 0 | 0 | 0 | 0 | 0 | 0
Option 3 | NPV | Net benefits | Option 3NPV |  | 0 |  | 0 | 0 | 0 | 0 | 0 | 0 | 0 | 0 | 0 | 0 | 0 | 0 | 0 | 0 | 0 | 0 | 0 | 0 | 0 | 0 | 0 | 0 | 0 | 0 | 0 | 0
Option 3 | sens1 | Capex 10% higher | Option 3sens1 |  | 0 |  | 0 | 0 | 0 | 0 | 0 | 0 | 0 | 0 | 0 | 0 | 0 | 0 | 0 | 0 | 0 | 0 | 0 | 0 | 0 | 0 | 0 | 0 | 0 | 0 | 0 | 0
Option 3 | sens2 | Capex 10% lower | Option 3sens2 |  | 0 |  | 0 | 0 | 0 | 0 | 0 | 0 | 0 | 0 | 0 | 0 | 0 | 0 | 0 | 0 | 0 | 0 | 0 | 0 | 0 | 0 | 0 | 0 | 0 | 0 | 0 | 0
Option 3 | sens3 | Total benefits 10% higher | Option 3sens3 |  | 0 |  | 0 | 0 | 0 | 0 | 0 | 0 | 0 | 0 | 0 | 0 | 0 | 0 | 0 | 0 | 0 | 0 | 0 | 0 | 0 | 0 | 0 | 0 | 0 | 0 | 0 | 0
Option 3 | sens4 | Total benefits 10% lower | Option 3sens4 |  | 0 |  | 0 | 0 | 0 | 0 | 0 | 0 | 0 | 0 | 0 | 0 | 0 | 0 | 0 | 0 | 0 | 0 | 0 | 0 | 0 | 0 | 0 | 0 | 0 | 0 | 0 | 0
Option 3 | sens5 | Capex 10% higher & Total benefits 10% lower | Option 3sens5 |  | 0 |  | 0 | 0 | 0 | 0 | 0 | 0 | 0 | 0 | 0 | 0 | 0 | 0 | 0 | 0 | 0 | 0 | 0 | 0 | 0 | 0 | 0 | 0 | 0 | 0 | 0 | 0
Option 3 | sens | 0 | Option 3sens |  | 0 |  | 0 | 0 | 0 | 0 | 0 | 0 | 0 | 0 | 0 | 0 | 0 | 0 | 0 | 0 | 0 | 0 | 0 | 0 | 0 | 0 | 0 | 0 | 0 | 0 | 0 | 0
Option 3 | sens | 0 | Option 3sens |  | 0 |  | 0 | 0 | 0 | 0 | 0 | 0 | 0 | 0 | 0 | 0 | 0 | 0 | 0 | 0 | 0 | 0 | 0 | 0 | 0 | 0 | 0 | 0 | 0 | 0 | 0 | 0
Option 3 | sens | 0 | Option 3sens |  | 0 |  | 0 | 0 | 0 | 0 | 0 | 0 | 0 | 0 | 0 | 0 | 0 | 0 | 0 | 0 | 0 | 0 | 0 | 0 | 0 | 0 | 0 | 0 | 0 | 0 | 0 | 0
Option 4 | NPV | Net benefits | Option 4NPV |  | 0 |  | 0 | 0 | 0 | 0 | 0 | 0 | 0 | 0 | 0 | 0 | 0 | 0 | 0 | 0 | 0 | 0 | 0 | 0 | 0 | 0 | 0 | 0 | 0 | 0 | 0 | 0
Option 4 | sens1 | Capex 10% higher | Option 4sens1 |  | 0 |  | 0 | 0 | 0 | 0 | 0 | 0 | 0 | 0 | 0 | 0 | 0 | 0 | 0 | 0 | 0 | 0 | 0 | 0 | 0 | 0 | 0 | 0 | 0 | 0 | 0 | 0
Option 4 | sens2 | Capex 10% lower | Option 4sens2 |  | 0 |  | 0 | 0 | 0 | 0 | 0 | 0 | 0 | 0 | 0 | 0 | 0 | 0 | 0 | 0 | 0 | 0 | 0 | 0 | 0 | 0 | 0 | 0 | 0 | 0 | 0 | 0
Option 4 | sens3 | Total benefits 10% higher | Option 4sens3 |  | 0 |  | 0 | 0 | 0 | 0 | 0 | 0 | 0 | 0 | 0 | 0 | 0 | 0 | 0 | 0 | 0 | 0 | 0 | 0 | 0 | 0 | 0 | 0 | 0 | 0 | 0 | 0
Option 4 | sens4 | Total benefits 10% lower | Option 4sens4 |  | 0 |  | 0 | 0 | 0 | 0 | 0 | 0 | 0 | 0 | 0 | 0 | 0 | 0 | 0 | 0 | 0 | 0 | 0 | 0 | 0 | 0 | 0 | 0 | 0 | 0 | 0 | 0
Option 4 | sens5 | Capex 10% higher & Total benefits 10% lower | Option 4sens5 |  | 0 |  | 0 | 0 | 0 | 0 | 0 | 0 | 0 | 0 | 0 | 0 | 0 | 0 | 0 | 0 | 0 | 0 | 0 | 0 | 0 | 0 | 0 | 0 | 0 | 0 | 0 | 0
Option 4 | sens | 0 | Option 4sens |  | 0 |  | 0 | 0 | 0 | 0 | 0 | 0 | 0 | 0 | 0 | 0 | 0 | 0 | 0 | 0 | 0 | 0 | 0 | 0 | 0 | 0 | 0 | 0 | 0 | 0 | 0 | 0
Option 4 | sens | 0 | Option 4sens |  | 0 |  | 0 | 0 | 0 | 0 | 0 | 0 | 0 | 0 | 0 | 0 | 0 | 0 | 0 | 0 | 0 | 0 | 0 | 0 | 0 | 0 | 0 | 0 | 0 | 0 | 0 | 0
Option 4 | sens | 0 | Option 4sens |  | 0 |  | 0 | 0 | 0 | 0 | 0 | 0 | 0 | 0 | 0 | 0 | 0 | 0 | 0 | 0 | 0 | 0 | 0 | 0 | 0 | 0 | 0 | 0 | 0 | 0 | 0 | 0
Option 5 | NPV | Net benefits | Option 5NPV |  | 0 |  | 0 | 0 | 0 | 0 | 0 | 0 | 0 | 0 | 0 | 0 | 0 | 0 | 0 | 0 | 0 | 0 | 0 | 0 | 0 | 0 | 0 | 0 | 0 | 0 | 0 | 0
Option 5 | sens1 | Capex 10% higher | Option 5sens1 |  | 0 |  | 0 | 0 | 0 | 0 | 0 | 0 | 0 | 0 | 0 | 0 | 0 | 0 | 0 | 0 | 0 | 0 | 0 | 0 | 0 | 0 | 0 | 0 | 0 | 0 | 0 | 0
Option 5 | sens2 | Capex 10% lower | Option 5sens2 |  | 0 |  | 0 | 0 | 0 | 0 | 0 | 0 | 0 | 0 | 0 | 0 | 0 | 0 | 0 | 0 | 0 | 0 | 0 | 0 | 0 | 0 | 0 | 0 | 0 | 0 | 0 | 0
Option 5 | sens3 | Total benefits 10% higher | Option 5sens3 |  | 0 |  | 0 | 0 | 0 | 0 | 0 | 0 | 0 | 0 | 0 | 0 | 0 | 0 | 0 | 0 | 0 | 0 | 0 | 0 | 0 | 0 | 0 | 0 | 0 | 0 | 0 | 0
Option 5 | sens4 | Total benefits 10% lower | Option 5sens4 |  | 0 |  | 0 | 0 | 0 | 0 | 0 | 0 | 0 | 0 | 0 | 0 | 0 | 0 | 0 | 0 | 0 | 0 | 0 | 0 | 0 | 0 | 0 | 0 | 0 | 0 | 0 | 0
Option 5 | sens5 | Capex 10% higher & Total benefits 10% lower | Option 5sens5 |  | 0 |  | 0 | 0 | 0 | 0 | 0 | 0 | 0 | 0 | 0 | 0 | 0 | 0 | 0 | 0 | 0 | 0 | 0 | 0 | 0 | 0 | 0 | 0 | 0 | 0 | 0 | 0
Option 5 | sens | 0 | Option 5sens |  | 0 |  | 0 | 0 | 0 | 0 | 0 | 0 | 0 | 0 | 0 | 0 | 0 | 0 | 0 | 0 | 0 | 0 | 0 | 0 | 0 | 0 | 0 | 0 | 0 | 0 | 0 | 0
Option 5 | sens | 0 | Option 5sens |  | 0 |  | 0 | 0 | 0 | 0 | 0 | 0 | 0 | 0 | 0 | 0 | 0 | 0 | 0 | 0 | 0 | 0 | 0 | 0 | 0 | 0 | 0 | 0 | 0 | 0 | 0 | 0
Option 5 | sens | 0 | Option 5sens |  | 0 |  | 0 | 0 | 0 | 0 | 0 | 0 | 0 | 0 | 0 | 0 | 0 | 0 | 0 | 0 | 0 | 0 | 0 | 0 | 0 | 0 | 0 | 0 | 0 | 0 | 0 | 0
RESULTS
|  | 0 | 0 | 1 | 1 | 1 |  | 2028-29: #NAME?
|  | Option 1 (base case) | Option 2 | Option 3 | Option 4 | Option 5 |  | 2026-27: Max; 2028-29: Preferred
NPV | None | 0 | 18.6462 |  |  |  |  | 2026-27: #NAME?; 2028-29: Option 2
sens1 | Capex 10% higher | 0 | 18.1398 |  |  |  |  | 2026-27: #NAME?; 2028-29: Option 2
sens2 | Capex 10% lower | 0 | 19.1526 |  |  |  |  | 2026-27: #NAME?; 2028-29: Option 2
sens3 | Total benefits 10% higher | 0 | 21.0173 |  |  |  |  | 2026-27: #NAME?; 2028-29: Option 2
sens4 | Total benefits 10% lower | 0 | 16.2752 |  |  |  |  | 2026-27: #NAME?; 2028-29: Option 2
sens5 | Capex 10% higher & Total benefits 10% lower | 0 | 15.7688 |  |  |  |  | 2026-27: #NAME?; 2028-29: Option 2
sens | 0 | [6 empty] | 2026-27: #NAME?; 2028-29: #NAME?
sens | 0 | [6 empty] | 2026-27: #NAME?; 2028-29: #NAME?
sens | 0 | [6 empty] | 2026-27: #NAME?; 2028-29: #NAME?

## Workings_costs
Powercor
Pole mounted transformer uplift
WORKINGS - COSTS
Replacement cost
| Cost of planned replacement | $ Dec 2023 |  | 11806.245
| Cost of unplanned replacement | $ Dec 2023 |  | 14167.494
Remediation cost
|  |  |  | All transformer leak incidents: |  | All transformer leak incidents: |  | All transformer leak incidents:
[6 empty] | For incidents >= | 10000 | For incidents < | 10000
| Incident type | Include |  | No. of incidents | Cost ($) | No. of incidents | Cost ($) | No. of incidents | Cost ($)
| #NAME? | TRUE |  | 70 | #NAME? | 15 | #NAME? | 55 | #NAME?
| #NAME? | FALSE |  | 5 | #NAME? | 0 | #NAME? | 0 | #NAME?
| #NAME? | FALSE |  | 8 | #NAME? | 0 | #NAME? | 0 | #NAME?
| #NAME? | FALSE |  | 5 | #NAME? | 0 | #NAME? | 0 | #NAME?
| #NAME? | FALSE |  | 1 | #NAME? | 0 | #NAME? | 0 | #NAME?
| #NAME? | FALSE |  | 1 | #NAME? | 0 | #NAME? | 0 | #NAME?
| #NAME? | FALSE |  | 1 | #NAME? | 0 | #NAME? | 0 | #NAME?
[6 empty] | 0 | 0 | 0 | 0
| Total |  |  | 70 | #NAME? | 15 | #NAME? | 55 | #NAME?
| Average cost |  |  |  | 6834.3383 |  | 18578.5973 |  | 3631.3585
| Percentage of total |  |  |  |  | 21.43% |  | 78.57%
| Remediation cost on failure |  | Proportion | Average $ per incident
| Non-notifiable |  | 78.57% | 3631.3585
| Notifiable |  | 21.43% | 18578.5973
| Fine |  | 0% | 1980000
| Weighted average rectification cost | $ Jun 2024 |  | 6834.3383
| Weighted average rectification cost | $ Dec 2023 |  | 6581.4714

## Workings_risks
Powercor
Pole mounted transformer uplift
WORKINGS - RISKS
Assumptions
2023 inspection
|  | Assets inspected |  | 30894
|  | P3 defects found |  | 511
|  | Inspection period |  | 2023-24
|  | Total network assets |  | 79643
|  | Total expected P3 defects |  | 1317.3294
Option 1 (base case)
Option 1 (base case)
|  | Time to failure if P3 defects not replaced |  | 8 | years
|  | Defect failure rates pa |  | 60%
P3 replacement profile: Option 1
|  | Years | 0 | 1 | 2 | 3 | 4 | 5 | 6 | 7 | 8 | 9 | 10 | 11 | 12 | 13 | 14 | 15 | 16 | 17 | 18 | 19 | 20 | 21 | 22
|  |  |  | 2023-24 | 2024-25 | 2025-26 | 2026-27 | 2027-28 | 2028-29 | 2029-30 | 2030-31 | 2031-32 | 2032-33 | 2033-34 | 2034-35 | 2035-36 | 2036-37 | 2037-38 | 2038-39 | 2039-40 | 2040-41 | 2041-42 | 2042-43 | 2043-44 | 2044-45
|  | Defects identified |  | 1317.3294 | 0 | 0 | 0 | 0 | 0 | 0 | 0 | 0 | 0 | 0 | 0 | 0 | 0 | 0 | 0 | 0 | 0 | 0 | 0 | 0 | 0
|  | Replaced (on failure) |  |  | 0 | 0 | 0 | 0 | 0 | 0 | 0 | 790.3976 | 316.159 | 126.4636 | 50.5854 | 20.2342 | 8.0937 | 3.2375 | 2.1583 | 0 | 0 | 0 | 0 | 0 | 0
|  | Residual defects |  | 1317.3294 | 1317.3294 | 1317.3294 | 1317.3294 | 1317.3294 | 1317.3294 | 1317.3294 | 1317.3294 | 526.9317 | 210.7727 | 84.3091 | 33.7236 | 13.4895 | 5.3958 | 2.1583 | 0 | 0 | 0 | 0 | 0 | 0 | 0
|  | Cost of unplanned replacements | $ Dec 2023 | 0 | 0 | 0 | 0 | 0 | 0 | 0 | 0 | 11197953.4455 | 4479181.3782 | 1791672.5513 | 716669.0205 | 286667.6082 | 114667.0433 | 45866.8173 | 30577.8782 | 0 | 0 | 0 | 0 | 0 | 0
|  | Rectification costs | $ Dec 2023 | 0 | 0 | 0 | 0 | 0 | 0 | 0 | 0 | 5201979.2933 | 2080791.7173 | 832316.6869 | 332926.6748 | 133170.6699 | 53268.268 | 21307.3072 | 14204.8715 | 0 | 0 | 0 | 0 | 0 | 0
Option 2
| Option 2 | Proactive replacement
|  | FY24 replacements | 151
P3 replacement profile: Option 2
|  |  |  | 2023-24 | 2024-25 | 2025-26 | 2026-27 | 2027-28 | 2028-29 | 2029-30 | 2030-31 | 2031-32 | 2032-33 | 2033-34 | 2034-35 | 2035-36 | 2036-37 | 2037-38 | 2038-39 | 2039-40 | 2040-41 | 2041-42 | 2042-43 | 2043-44 | 2044-45
|  | Defects identified |  | 1317.3294 | 0 | 0 | 0 | 0 | 0 | 0 | 0 | 0 | 0 | 0 | 0 | 0 | 0 | 0 | 0 | 0 | 0 | 0 | 0 | 0 | 0
|  | Proactive replacement |  | 75.5 | 151 | 151 | 151 | 151 | 151 | 151 | 151 | 151 | 151 | 151 | 151 | 60.4 | 0 | 0 | 0 | 0 | 0 | 0 | 0 | 0 | 0
|  | Reduction in faults |  | 2023-24: 0; 2024-25: 0; 2025-26: 0; 2026-27: 0; 2027-28: 0; 2028-29: -15.5576; 2029-30: -54.9091; 2030-31: -90.6; 2031-32: -90.6; 2032-33: -90.6; 2033-34: -90.6; 2034-35: -90.6; 2035-36: 0
|  | Total replacements |  | 75.5 | 151 | 151 | 151 | 151 | 135.4424 | 96.0909 | 60.4 | 60.4 | 60.4 | 60.4 | 60.4 | 60.4 | 0 | 0 | 0
|  | Residual defects |  | 1241.8294 | 1090.8294 | 939.8294 | 788.8294 | 637.8294 | 502.387 | 406.296 | 345.8961 | 285.4961 | 225.0961 | 164.6961 | 104.2961 | 43.8961 | 43.8961 | 43.8961 | 43.8961 | 43.8961 | 43.8961 | 43.8961 | 43.8961 | 43.8961 | 43.8961
|  | Proactive replacement cost | $ Dec 2023 | 891371.5 | 1782743 | 1782743 | 1782743 | 1782743 | 1599066 | 1134473 | 713097 | 713097 | 713097 | 713097 | 713097 | 713097 | 0 | 0 | 0 | 0 | 0 | 0 | 0 | 0 | 0

## Remediation
Powercor
Pole mounted transformer uplift
Transformer defect/damage incidents: 2024
Incident date | Incident No. | Depot Region | Incident Type | Method of remediation | Soil/PCB test results | Status | Cost ($) EX GST
2024-01-04 | INC-23639 | Ballarat | Transformer leak | Hydro Excavation | CAT-A (HYDRO) | Closed | 4167.93
2024-01-12 | INC-23738 | Warrnambool | Transformer leak | Hydro Excavation | CAT-A (HYDRO) | Closed | 17959.47
2024-01-08 | INC-24039 | Mildura | Third party | Excavation | CAT-A | Closed | 3326.94
2024-01-17 | INC-24038 | Mildura | Third party | Excavation | CAT-B | Closed | 3312.54
2023-07-22 | INC-21438 | Shepparton | Transformer leak | Excavation | CAT-B | Closed | 5668.05
2023-08-08 | INC-21670 | Maryborough | Transformer leak | Excavation | CAT-A | Closed | 10061.67
2024-01-30 | INC-24018 | Ballarat | Other equipment failure | Excavation | CAT-B | Closed | 9255.04
2024-01-22 | INC-23888 | Colac | Transformer leak | Dynamic Lifter | - | Closed | 1046.82
2023-09-20 | INC-22252 | Cobram | Transformer leak | Excavation | CAT-B | Closed | 4564.6
2022-09-13 | INC-18694 | Brooklyn | Third party | Hydro Excavation | CAT-A (HYDRO) | Closed | 68181.6
- | - | Warrnambool | Vehicle impact | Hydro Excavation | CAT-A (HYDRO) | Closed | 2560.14
2024-01-05 | INC-24262 | Shepparton | Transformer leak | Excavation | CAT-A | Closed | 8182.63
2024-01-09 | INC-24263 | Shepparton | Transformer leak | Excavation | CAT-A | Closed | 3488.88
2024-02-14 | INC-24248 | Ballarat | Weather | Hydro Excavation | CAT-A (HYDRO) | Closed | 11717.86
2024-02-21 | INC-24323 | Horsham | Other equipment failure | Excavation | CAT-B | Closed | 9659.94
- | - | Horsham | Other equipment failure | Test and Dispose. | CAT-A | Closed | 3011.8
2024-02-07 | INC-24198 | Ballarat | Transformer leak | Dynamic Lifter | - | Closed | 586.93
2024-02-08 | INC-24197 | Warrnambool | Transformer leak | Dynamic Lifter | - | Closed | 643.22
2024-02-07 | INC-24201 | Warrnambool | Transformer leak | Dynamic Lifter | - | Closed | 303.57
2024-02-08 | INC-24208 | Warrnambool | Transformer leak | Dynamic Lifter | - | Closed | 633.57
2024-02-23 | INC-24378 | Shepparton | Transformer leak | Dynamic Lifter | - | Closed | 594.73
2024-02-24 | INC-24377 | Mildura | Vehicle impact | Hydro Excavation | CAT-A (HYDRO) | Closed | 13423.34
2024-02-29 | INC-24454 | Geelong | Transformer leak | Dynamic Lifter | - | Closed | 423.57
2024-03-04 | INC-24666 | Geelong | Transformer leak | Excavation | CAT B | Closed | 7759.27
2024-02-13 | INC - 24236 | Mildura | Transformer leak | Excavation | CAT A | Closed | 18703.04
2024-02-17 | INC-24520 | Cobram | Transformer leak | Excavation | CAT A | Closed | 6670.66
2024-02-14 | INC-24524 | Horsham | Fire | Excavation | - | Closed | 930.26
2024-02-06 | INC-24127 | Colac | Transformer leak | Dynamic Lifter | - | Closed | 520.53
2024-03-11 | INC-24669 | Warrnambool | Transformer leak | Excavation | CAT C | Closed | 7133.99
2024-03-12 | INC-24715 | Colac | Transformer leak | Excavation | CAT D | Closed | 5511.88
2024-01-16 | INC-23805 | Geelong | Other equipment failure | Soil testing, backfill | CAT-A (HYDRO) | Closed | 3549.48
2024-04-16 | INC-25177 | Colac | Vehicle impact | Hydro excavation | CAT-A (HYDRO) | Closed | 3517.49
2024-03-28 | INC-25018 | Geelong | Transformer leak | Excavation | CAT D | Closed | 6943.43
2024-04-29 | INC-25364 | Geelong | Transformer leak | Excavation | CAT-A (HYDRO) | Closed | 6661.49
2024-04-17 | INC-25239 | Horsham | Transformer leak | Dynamic Lifter | - | Closed | 1006.82
2024-04-28 | INC-25380 | Burnley | Transformer leak | Dynamic Lifter | - | Closed | 778.07
2023-05-16 | INC-25468 | Mildura | Transformer leak | Waste pick up | CAT D | Closed | 4277.54
2024-05-10 | INC-25529 | Ballarat | Transformer leak | Dynamic Lifter | - | Closed | 538.38
2024-05-29 | INC-25784 | Maryborough | Transformer leak | Test and Dispose. | CAT B | Closed | 4732.74
2024-05-30 | INC-25816 | Maryborough | Transformer leak | Test and Dispose. | CAT D | Closed | 3828.14
2024-06-02 | INC-25863 | Colac | Vehicle impact | Excavation | CAT A | Closed | 19857
2024-05-31 | INC-25891 | Shepparton | Transformer leak | Dynamic Lifter | - | Closed | 926.34
2024-06-03 | INC-25870 | Bendigo | Other equipment failure | Hydro Excavation | CAT-A (HYDRO) | Closed | 5142.9
2024-06-03 | INC-25904 | Geelong | Transformer leak | Dynamic Lifter | - | Closed | 487.52
2024-06-14 | INC-0026017 | Brooklyn | Transformer leak | Hydro Excavation | CAT-A (HYDRO) | Closed | 4870.81
2024-06-16 | INC-0026033 | Brooklyn | Transformer leak | Dyanmic Lifter | - | Closed | 369.07
2024-06-26 | INC-26233 | Warrnambool | Transformer leak | Excavation/ hydro excavation |  | Closed | 10300.31
2024-07-08 | INC-26424 | Geelong | Transformer leak | Excavation |  | Closed | 7435
2024-08-09 | INC-26503 | Warrnambool | Transformer leak | Excavation | CAT-A (HYDRO) | Closed | 13595
2024-07-12 | INC-26565 | Warrnambool | Transformer leak | Dyanmic Lifter | - | Closed | 1495
2024-07-17 | INC-26625 | Burnley | Transformer leak | Hydro excavation |  | Closed | 6864.4
2024-07-23 | INC-26777 | Cobram | Transformer leak | Dynamic Lifter / removal of surface gravel / reinstate | CAT B | Closed | 2545
2024-07-25 | INC-26803 | Geelong | Transformer leak | Excavate PCB | - | Closed | 8008.4
2024-08-04 | INC-26976 | Warrnambool | Transformer leak | Excavate PCB test | CAT-A (HYDRO) | Closed | 11831
2024-08-04 | INC-26977 | Warrnambool | Transformer leak | Excavate PCB test | CAT-A (HYDRO) | Closed | 11298
2024-06-20 | INC-26234 | Bendigo | Transformer leak | Concrete wash | CAT-A (HYDRO) | Closed | 3148.57
2024-08-10 | INC-27166 | Geelong | Transformer leak | Dynamic Lifter | - | Closed | 700
2024-08-27 | INC-27405 | Horsham | Vehicle impact | Hot wash | CAT-A (HYDRO) | Closed | 6008.64
2024-09-02 | INC-27544 | Geelong | Other equipment failure | Hydro Excavation and Excavation test | CAT-A (HYDRO) / | Closed | 14096.82
2024-09-03 | INC-27545 | Warrnambool | Transformer leak | Excavation PCB or Hydro | CAT-A | Closed | 30959
2024-09-20 | INC-27797 | Geelong | Transformer leak | Dynamic Lifter Job. With PCB test | - | Closed | 700
2024-09-22 | INC-27839 | Ballarat | Transformer leak | Excavation - PCB test | CAT B and CAT D | Closed | 55154.57
2024-09-22 | INC-27843 | Brooklyn | Transformer leak | Hydro Excavation | - | Closed | 8280
2024-09-23 | INC-27850 | Cobram | Transformer leak | Dynamic Lifter | - | Closed | 1030
2024-09-26 | INC-27886 | Warrnambool | Transformer leak | Excavation - PCB test | CAT-A | Closed | 24369
2024-10-10 | INC-28067 | Warrnambool | Transformer leak | Dynamic Lifter | - | Closed | 810
2024-10-15 | INC-28147 | Shepparton | Transformer leak | Excavation - PCB test | CAT-A (HYDRO) | Closed | 8105.57
2024-10-29 | INC-28349 | Ballarat | Transformer leak | Hydro Excavation | CAT-A (HYDRO) | Closed | 20072.6
2024-11-01 | INC-28400 | Warrnambool | Transformer leak | Hydro Excavation | CAT-A (HYDRO) | Closed | 8989.07
2024-10-24 | INC-28274 | Warrnambool | Transformer leak | Dynamic Lifter | - | Closed | 700
2024-11-05 | INC-28422 | Warrnambool | Transformer leak | Excavation | CAT-A (HYDRO) | Closed | 16773
2024-11-01 | INC-28403 | Maryborough | Transformer leak | Hydro Excavation | CAT-A (HYDRO) | Closed | 10146
2024-11-06 | INC-28421 | Warrnambool | Transformer leak | Dynamic Lifter | - | Closed | 700
2024-11-06 | INC-28435 | Warrnambool | Transformer leak | Hydro Excavation | CAT-A (HYDRO) | Closed | 9140.86
2024-11-06 | INC-28429 | Colac | Transformer leak | Excavation - PCB test | CAT B | Closed | 16628.1
2024-11-17 | INC-28565 | Shepparton | Vegetation | Excavation and PCB test | CAT-A (HYDRO) | Closed | 9943
2024-11-18 | INC-28570 | Geelong | Third party | Hydro excavation (PCB test) | CAT-A (HYDRO) | Closed | 6357
2024-11-18 | INC-28615 | Shepparton | Transformer leak | Dynamic Lifter | - | Closed | 1527.58
2024-10-18 | INC-28197 | Maryborough | Other equipment failure | Hydro Excavation | CAT-A (HYDRO) | Closed | 8437
2024-11-14 | INC-28595 | Warrnambool | Transformer leak | Dynamic Lifter | - | Closed | 1825
2024-11-26 | INC-28710 | Geelong | Transformer leak | Hydro excavation | CAT-A (HYDRO) | Closed | 7534
2024-10-09 | INC-28052 | Burnley | Transformer leak | Pressure Wash Concrete | CAT-A (HYDRO) | Closed | 2963.95
2024-12-02 | INC-28849 | Geelong | Transformer leak | Hydro excavation | CAT-A (HYDRO) | Closed | 7364
2024-12-04 | INC-28896 | Geelong | Transformer leak | Excavation and PCB test | CAT-A (HYDRO) | Closed | 4635
2024-12-05 | HAZID-0014187 | Geelong | Third party | Excavation and PCB test | CAT-A (HYDRO) | Closed | 5166
2024-12-09 | INC-28967 | Echuca | Transformer leak | Excavation and PCB test | CAT-A (HYDRO) | Closed | 0
2024-12-16 | INC-29109 | Warrnambool | Transformer leak | Hydro excavation | CAT-A (HYDRO) | Closed | 9597.14
2024-12-19 | INC-29136 | Echuca | Transformer leak | Dynamic Lifter PCB test | - | Closed | 1385
2024-12-18 | INC-29178 | Echuca | Transformer leak | Dynamic Lifter | - | Closed | 920
2024-12-28 | INC-29358 | Brooklyn | Transformer leak | Excavation and PCB test | Cat A | Closed | 10828.2
2024-12-27 | INC-29390 | Brooklyn | Other equipment failure | Hydro excavation | CAT-A (HYDRO) | Closed | 5154

## Misc_calcs
Powercor
Pole mounted transformer uplift
ESCALATION & OTHER
| Year end |  |  | 2021-06-30 | 2022-06-30 | 2023-06-30 | 2024-06-30 | 2025-06-30 | 2026-06-30
| Actual/forecast CPI (June to June) |  |  | 0% | 0.8606% | 3.498% | 7.832% | 4.052% | 3%
| HY ending |  |  | 2021-06-30 | 2021-12-31 | 2022-06-30 | 2022-12-31 | 2023-06-30 | 2023-12-31 | 2024-06-30 | 2024-12-31 | 2025-06-30 | 2025-12-31 | 2026-06-30
| FY ending |  |  | 2021-06-30 | 2022-06-30 | 2022-06-30 | 2023-06-30 | 2023-06-30 | 2024-06-30 | 2024-06-30 | 2025-06-30 | 2025-06-30 | 2026-06-30 | 2026-06-30
| Actual/forecast CPI (June to June) |  |  | 0% | 0.8606% | 0.8606% | 3.498% | 3.498% | 7.832% | 7.832% | 4.052% | 4.052% | 3% | 3%
| Actual cumulative HY escalation |  |  | 1 | 1.0043 | 1.0086 | 1.0261 | 1.0439 | 1.084 | 1.1256 | 1.1482 | 1.1713 | 1.1887 | 1.2064
| Convert from input dollars | 2024-06-30 | 1.1256
| To output dollars | 2026-06-30 | 1.2064
| Conversion from input dollars to output dollars |  | 1.0717
| Convert from VCR date | 2023-12-31 | 1.084
| To input dollars | 2024-06-30 | 1.1256
| VCR escalation |  | 1.0384
| Start_year | 2026-27
FIRST YEAR
| Option | First year | Option included
| Option 2 | 1 | TRUE
| Option 3 | Not used | FALSE
| Option 4 | Not used | FALSE
| Option 5 | Not used | FALSE
| First year | 1
FLAGS
| Option 1 (base case) | FALSE | FALSE
FALSE
FALSE
| Option 2 | FALSE | FALSE
FALSE
FALSE
| Option 3 | FALSE | FALSE
FALSE
FALSE
| Option 4 | FALSE | FALSE
FALSE
FALSE
| Option 5 | FALSE | FALSE
FALSE
FALSE
Message | !! Capex asset life required !!
!

## Data
Powercor
Pole mounted transformer uplift
DATA
Options
|  | Not used | Text |  | Flags for compliance project
Option1 | Option 1 (base case) | FALSE |  | Option 1 (base case): No change to existing practices | FALSE
Option2 | Option 2 | FALSE |  |  | FALSE
Option3 | Option 3 | TRUE | Not used |  | TRUE
Option4 | Option 4 | TRUE | Not used |  | TRUE
Option5 | Option 5 | TRUE | Not used |  | TRUE
Compliance project |  |  | Yes | FALSE
No change to existing practices
Not applicable (compliance)
For conditional formatting of preferred option on Summary :
< Enter description >
Categories
Short categ
| Capital expenditure | -1
| Annualised capex | -1
| Operating expenditure | -1
| Risk mitigated | 1
| Other benefits value | 1
| Net benefits | 1
| Total risk cost | 1
Benefits
|  | Short categ | Flag to include | Units | Defined value
1 | Unserved energy | Energy | FALSE | MWh | FALSE
2 | Safety | Safety | FALSE | $ | TRUE
3 | Unplanned replacement | UnRepl | FALSE | $ | TRUE
4 | Bushfire | Fire | FALSE | $ | TRUE
5 | Reduction in CO2 emissions | Carbon | TRUE | MWh | FALSE
6 | Reliability in worst-served areas | Other | TRUE | MWh | FALSE
7 | Network resilience | Other | TRUE | MWh | FALSE
8 | Enabling solar exports | Other | TRUE | MWh | FALSE
9 | Aesthetics | Other | TRUE | Customers impacted | FALSE
10 | Customer value of time - residential | Other | TRUE | Customer minutes | FALSE
11 | Customer value of time - business | Other | TRUE | Customer minutes | FALSE
12 | Communication | Other | TRUE | Customers impacted | FALSE
13 | Information accessibility | Other | TRUE | Customers impacted | FALSE
Value of benefits
Powercor
| Reliability in worst-served areas | per MWh | 151432.8174
| Network resilience | per MWh | 24590
| Enabling solar exports | per MWh | 88.3577
| Aesthetics | per customer impacted | 0
| Customer value of time - residential | per minute customer time | 0.35181
| Customer value of time - business | per minute customer time | 0.35181
| Communication | per customer impacted | 0
| Information accessibility | per customer impacted | 0
Conversions
| thous_conv | 1000
| mill_conv | 1000000
Message
| Message | Enter asset life
Error message |  | Remove inputs prior to start year
Disproportionate factors applied to various bushfire and other risk valuations
| - Select - |  |  |  | 0
| Harm to property from network |  |  |  | 1
| Harm to property from bushfire |  |  |  | 1
| Harm to environment |  |  |  | 1
| Safety - Public trespass |  |  |  | 1
| Safety - Single fatality or serious injury ^ |  |  |  | 3
| Safety from bushfire in HBRA |  |  |  | 3
| Safety - Multiple fatality or serious injury ^ |  |  |  | 6
| Safety from bushfire (REFCL declared areas) |  |  |  | 6
| Safety from bushfire (electric line construction areas) |  |  |  | 10
Total annualised capex
Energy at risk value
Total other benefits
DROPDOWN LISTS
| Business |  |  |  | Type | Include | Dollar inputs - month |  |  | Not used options | Conversions | Dollar inputs - year | Compliance | Capex first year
| CitiPower | CP | CP: |  | - Select - | 0 | June | 6 | CY | Not used |  | 2026 | No | 2026-27
| Powercor | PA | PAL: |  | Capex | 1899-12-31 | December | 12 | FY |  |  | 2025 | Yes | 2025-26
| United Energy | UE | UE: |  | Opex | [6 empty] | 2024 |  | 2024-25
2023
2022
2021
2020