## Cover
Powercor
Regulatory proposal 2026-31
Bushfire resilience
| Model number: | 5.01
2025-01-31
14

## Summary
Powercor
Pole bushfire resilience program
SUMMARY
RESULTS
[5 empty] | PV of costs | PV of benefits | NPV |  | Total capital cost
| Option |  |  |  | 2026-06-30 | 2026-06-30 | 2026-06-30 |  | 2026-06-30
| Option 1 (base case) | No change to existing practices |  |  | 0 | 0 | 0 |  | 0
| Option 2 | Replace wood poles with non-burnable poles |  |  | -29.7706 | 79.6142 | 49.8436 |  | 51.3605
NPV
| Preferred option: |  | 2026-06-30
| Option 2 | Option 2 | 49.8436
EXPENDITURE
Capital expenditure 2026-31
| 2026-06-30 |  | 2026-27 | 2027-28 | 2028-29 | 2029-30 | 2030-31 |  | Total
| Replace wood poles with non-burnable poles |  | 9865.6562 | 9865.6562 | 9865.6562 | 9865.6562 | 9865.6562 |  | 49328.2812
SENSITIVITIES
NPV
2026-06-30
| Option 2 |  | 49.8436
| Capex 10% higher |  | 46.8665
| Capex 10% lower |  | 52.8207
| Total benefits 10% higher |  | 57.805
| Total benefits 10% lower |  | 41.8822
| Capex 10% higher & Total benefits 10% lower |  | 38.9051
End |  |  | . | . | . | . | . | . | .

## Total
Powercor
Pole bushfire resilience program
| No. of segments where option 2 is preferred |  | 48
|  | Number of poles in segment | Option 2 capex ($ 2023) | PV of option 2 cost ($ 2023) | PV of total benefits ($ 2023) | NPV ($ 2023)
| Selected for replacement | 1670 | 46149603.2394 | -26750185.0175 | 71536808.2808 | 44786623.2633
| Cost of total number of overlapped poles | 94 | -2597642.338
| Incremental cost of overlapped southern poles | 88 | 771626.7043
| 2026-31 bushfire resilience capex after removal of overlapped pole cost |  | 44323587.6057
| Expenditure per year over 5 years | 2023-12-31 | 8864717.5211 |  |  | 0
| Expenditure per year over 5 years | 2026-06-30 | 9865656.2362

## Assumptions
Powercor
Pole bushfire resilience program
Project
|  | Business: | Powercor
|  | Descripton: | Pole bushfire resilience program
|  | Date of cost inputs: | December |  | 2023
|  | Option | Description
|  | Option 1 (base case) | No change to existing practices
|  | Option 2 | Replace wood poles with non-burnable poles
Timing & WACC
|  | Input dollars |  |  | 2023-12-31 | [input_dollars]
|  | Pre-tax real WACC |  |  | 3.5% | [real_disc]
|  | VCR date |  |  | 2023-12-31 | [vcr_date]
|  | Model start year |  |  | 2026 | [start]
|  | Analysis period (years) |  |  | 20 | [years]\
|  | Output dollars |  |  | 2026-06-30 | [output_dollars]
|  | Other benefits date |  |  | 2024-12-31 | [custval_date]
|  | Value of CO2 reductions value date |  |  | 2023-12-31
Costs
| 2024 average cost of concrete pole |  |  |  | 27634.493
| 2024 average cost of wood pole |  |  |  | 18866.0077
| Asset life (years) |  |  |  | 60
VNR
Average to max. demand ratio based on ZSS network average
|  | Demand forecast flat from |  |  | 2034-35
VNR
Outage hours tiers for VNR
|  | 12<t<24 |  |  | 12
|  | >24 |  |  | 5
|  | >72 |  |  | 0
|  | Average historic bushfire outage duration |  |  | 29 |  | Based on network CAIDI
Other risks
SAFETY
|  | Value of statistical life |  |  | 5400000 | 2023-06-30
|  | Value of injury |  |  | 0 | 2023-12-31
Disproportionate factors applied to various bushfire and other risk valuations
|  | Harm to property from network |  |  | 1
|  | Harm to property from bushfire |  |  | 1
|  | Harm to environment |  |  | 1
|  | Safety - Public trespass |  |  | 1
|  | Safety - Single fatality or serious injury ^ |  |  | 3
|  | Safety from bushfire in HBRA |  |  | 3
|  | Safety - Multiple fatality or serious injury ^ |  |  | 6
|  | Safety from bushfire (REFCL declared areas) |  |  | 6
|  | Safety from bushfire (electric line construction areas) |  |  | 10
^ Public or employee
|  | Incident type |  |  | Value | Probability | DF selected | Description/comment
|  | Safety (fatality) |  |  | 5607473.5197 | 0 | 0 | 0
|  | Safety (injury) |  |  | 0 | 0 | 0 | 0
|  | Average to max. demand ratio |  | 50% | 50% | based on ZSS network average
Other benefits
| ENVIRONMENTAL | [7 empty] | 2026-27 | 2027-28 | 2028-29 | 2029-30 | 2030-31 | 2031-32
|  | Value of CO2 reductions |  |  |  | 2023-12-31 | $/kWh |  | 0.02473 | 0.022341 | 0.020196 | 0.018063 | 0.015913 | 0.013715
| CUSTOMER VALUE |  |  |  | Value
|  | Reliability in worst-served areas |  |  | 151432.8174 | 2024-12-31 | per MWh
|  | Enabling solar exports |  |  | 88.3577 | 2024-12-31 | per MWh
|  | Aesthetics |  |  | 0 | 2024-12-31 | per customer
|  | Customer value of time - residential |  |  | 0.35181 | 2024-12-31 | per customer minute
|  | Customer value of time - business |  |  | 0.35181 | 2024-12-31 | per customer minute
|  | Communication |  |  | 0 | 2024-12-31 | per customer
|  | Information accessibility |  |  | 0 | 2024-12-31 | per customer
Sensitivities
[5 empty] | Capex | Total benefits
| 1 | Capex 10% higher |  |  | 10% | 0%
| 2 | Capex 10% lower |  |  | -10% | 0%
| 3 | Total benefits 10% higher |  |  | 0% | 10%
| 4 | Total benefits 10% lower |  |  | 0% | -10%
| 5 | Capex 10% higher & Total benefits 10% lower |  |  | 10% | -10%

## Combined LOS
Powercor
Pole bushfire resilience program
Combined LOS0_per_year, LOS1_per_year, CUSTO and CUST1
| Equipment | Feeder | 2026-27 | 2027-28 | 2028-29 | 2029-30 | 2030-31 | 2031-32 | 2032-33 | 2033-34 | 2034-35 | 2035-36 | 2036-37 | 2037-38 | 2038-39 | 2039-40 | 2040-41 | 2041-42 | 2042-43 | 2043-44 | 2044-45 | 2045-46
| AC024-200218081 | AC024 | 0.00022523 | 0.00022778 | 0.00023033 | 0.00023289 | 0.00023544 | 0.00023449 | 0.00023354 | 0.0002326 | 0.00023165 | 0.0002307 | 0.00022976 | 0.00022881 | 0.00022786 | 0.00022691 | 0.00022597 | 0.00022502 | 0.00022407 | 0.00022313 | 0.00022218 | 0.00022123
| AC024-200218767 | AC024 | 0 | 0 | 0 | 0 | 0 | 0 | 0 | 0 | 0 | 0 | 0 | 0 | 0 | 0 | 0 | 0 | 0 | 0 | 0 | 0
| AC024-200218825 | AC024 | 0 | 0 | 0 | 0 | 0 | 0 | 0 | 0 | 0 | 0 | 0 | 0 | 0 | 0 | 0 | 0 | 0 | 0 | 0 | 0
| AC025-200218004 | AC025 | 0 | 0 | 0 | 0 | 0 | 0 | 0 | 0 | 0 | 0 | 0 | 0 | 0 | 0 | 0 | 0 | 0 | 0 | 0 | 0
| AC026-200217919 | AC026 | 0 | 0 | 0 | 0 | 0 | 0 | 0 | 0 | 0 | 0 | 0 | 0 | 0 | 0 | 0 | 0 | 0 | 0 | 0 | 0
| AC031-200217854 | AC031 | 0.054341 | 0.054629 | 0.054918 | 0.055207 | 0.055495 | 0.055465 | 0.055435 | 0.055405 | 0.055375 | 0.055344 | 0.055314 | 0.055284 | 0.055254 | 0.055224 | 0.055193 | 0.055163 | 0.055133 | 0.055103 | 0.055072 | 0.055042
| AC032-200217768 | AC032 | 0 | 0 | 0 | 0 | 0 | 0 | 0 | 0 | 0 | 0 | 0 | 0 | 0 | 0 | 0 | 0 | 0 | 0 | 0 | 0
| AL002-15404158 | AL002 | 0 | 0 | 0 | 0 | 0 | 0 | 0 | 0 | 0 | 0 | 0 | 0 | 0 | 0 | 0 | 0 | 0 | 0 | 0 | 0
| AL002-200779408 | AL002 | 0.56202 | 0.56826 | 0.57451 | 0.58076 | 0.58701 | 0.585 | 0.58299 | 0.58098 | 0.57897 | 0.57696 | 0.57496 | 0.57295 | 0.57094 | 0.56893 | 0.56692 | 0.56491 | 0.5629 | 0.56089 | 0.55888 | 0.55688
| AL006-200403372 | AL006 | 12.8578 | 12.9604 | 13.063 | 13.1656 | 13.2682 | 13.2278 | 13.1874 | 13.147 | 13.1066 | 13.0661 | 13.0257 | 12.9853 | 12.9449 | 12.9045 | 12.864 | 12.8236 | 12.7832 | 12.7428 | 12.7024 | 12.6619
| AL007-200403464 | AL007 | 0 | 0 | 0 | 0 | 0 | 0 | 0 | 0 | 0 | 0 | 0 | 0 | 0 | 0 | 0 | 0 | 0 | 0 | 0 | 0
| AL007-200403526 | AL007 | 0.0063708 | 0.006432 | 0.0064931 | 0.0065543 | 0.0066155 | 0.0065842 | 0.0065529 | 0.0065216 | 0.0064903 | 0.0064589 | 0.0064276 | 0.0063963 | 0.006365 | 0.0063337 | 0.0063024 | 0.0062711 | 0.0062398 | 0.0062085 | 0.0061772 | 0.0061458
| AL011-200635544 | AL011 | 0 | 0 | 0 | 0 | 0 | 0 | 0 | 0 | 0 | 0 | 0 | 0 | 0 | 0 | 0 | 0 | 0 | 0 | 0 | 0
| AL012-200635470 | AL012 | 0 | 0 | 0 | 0 | 0 | 0 | 0 | 0 | 0 | 0 | 0 | 0 | 0 | 0 | 0 | 0 | 0 | 0 | 0 | 0
| AL014-200635260 | AL014 | 14.1317 | 14.2259 | 14.32 | 14.4141 | 14.5082 | 14.4853 | 14.4623 | 14.4393 | 14.4163 | 14.3933 | 14.3704 | 14.3474 | 14.3244 | 14.3014 | 14.2784 | 14.2555 | 14.2325 | 14.2095 | 14.1865 | 14.1636
| ART023-15411707 | ART023 | 21.4474 | 21.6185 | 21.7897 | 21.9608 | 22.132 | 22.1509 | 22.1699 | 22.1888 | 22.2078 | 22.2267 | 22.2457 | 22.2646 | 22.2835 | 22.3025 | 22.3214 | 22.3404 | 22.3593 | 22.3783 | 22.3972 | 22.4162
| ART023-15411718 | ART023 | 7.5157e-07 | 7.6143e-07 | 7.7129e-07 | 7.8114e-07 | 7.91e-07 | 7.927e-07 | 7.944e-07 | 7.961e-07 | 7.978e-07 | 7.995e-07 | 8.012e-07 | 8.029e-07 | 8.046e-07 | 8.063e-07 | 8.08e-07 | 8.097e-07 | 8.114e-07 | 8.131e-07 | 8.148e-07 | 8.165e-07
| ART023-154832740 | ART023 | 0.007115 | 0.007181 | 0.007247 | 0.0073131 | 0.0073791 | 0.0073805 | 0.0073818 | 0.0073832 | 0.0073846 | 0.007386 | 0.0073874 | 0.0073887 | 0.0073901 | 0.0073915 | 0.0073929 | 0.0073943 | 0.0073956 | 0.007397 | 0.0073984 | 0.0073998
| ART023-154832902 | ART023 | 0 | 0 | 0 | 0 | 0 | 0 | 0 | 0 | 0 | 0 | 0 | 0 | 0 | 0 | 0 | 0 | 0 | 0 | 0 | 0
| ART023-24601770 | ART023 | 2.9303 | 2.9573 | 2.9842 | 3.0112 | 3.0381 | 3.0392 | 3.0403 | 3.0413 | 3.0424 | 3.0435 | 3.0445 | 3.0456 | 3.0467 | 3.0477 | 3.0488 | 3.0499 | 3.0509 | 3.052 | 3.0531 | 3.0541
| ART023-63832300 | ART023 | 4.3302 | 4.3623 | 4.3944 | 4.4265 | 4.4585 | 4.4592 | 4.4598 | 4.4605 | 4.4611 | 4.4617 | 4.4624 | 4.463 | 4.4636 | 4.4643 | 4.4649 | 4.4656 | 4.4662 | 4.4668 | 4.4675 | 4.4681
| ART023-76359967 | ART023 | 0.78702 | 0.79408 | 0.80114 | 0.8082 | 0.81526 | 0.81457 | 0.81389 | 0.8132 | 0.81251 | 0.81183 | 0.81114 | 0.81046 | 0.80977 | 0.80909 | 0.8084 | 0.80772 | 0.80703 | 0.80634 | 0.80566 | 0.80497
| ART031-140150600 | ART031 | 0.23627 | 0.23791 | 0.23955 | 0.24119 | 0.24283 | 0.24268 | 0.24253 | 0.24239 | 0.24224 | 0.24209 | 0.24194 | 0.2418 | 0.24165 | 0.2415 | 0.24135 | 0.2412 | 0.24106 | 0.24091 | 0.24076 | 0.24061
| ART031-15411744 | ART031 | 17.3122 | 17.4365 | 17.5607 | 17.6849 | 17.8091 | 17.8257 | 17.8423 | 17.8588 | 17.8754 | 17.892 | 17.9086 | 17.9252 | 17.9418 | 17.9583 | 17.9749 | 17.9915 | 18.0081 | 18.0247 | 18.0413 | 18.0578
| ART031-155164001 | ART031 | 0 | 0 | 0 | 0 | 0 | 0 | 0 | 0 | 0 | 0 | 0 | 0 | 0 | 0 | 0 | 0 | 0 | 0 | 0 | 0
| ART031-155164103 | ART031 | 0.00025449 | 0.00025731 | 0.00026014 | 0.00026297 | 0.0002658 | 0.00026604 | 0.00026628 | 0.00026652 | 0.00026676 | 0.000267 | 0.00026724 | 0.00026748 | 0.00026772 | 0.00026796 | 0.0002682 | 0.00026844 | 0.00026868 | 0.00026892 | 0.00026916 | 0.0002694
| ART031-76359985 | ART031 | 0.072704 | 0.073352 | 0.074001 | 0.074649 | 0.075297 | 0.075361 | 0.075425 | 0.075488 | 0.075552 | 0.075616 | 0.07568 | 0.075744 | 0.075807 | 0.075871 | 0.075935 | 0.075999 | 0.076062 | 0.076126 | 0.07619 | 0.076254
| ART031-76433910 | ART031 | 9.2195 | 9.2838 | 9.3481 | 9.4124 | 9.4767 | 9.4773 | 9.4779 | 9.4785 | 9.4791 | 9.4797 | 9.4803 | 9.4809 | 9.4815 | 9.4821 | 9.4827 | 9.4833 | 9.4839 | 9.4845 | 9.4851 | 9.4857
| ART031-78747678 | ART031 | 0.10355 | 0.1043 | 0.10505 | 0.1058 | 0.10655 | 0.10669 | 0.10683 | 0.10697 | 0.10711 | 0.10726 | 0.1074 | 0.10754 | 0.10768 | 0.10782 | 0.10797 | 0.10811 | 0.10825 | 0.10839 | 0.10853 | 0.10868
| ART031-78747795 | ART031 | 0 | 0 | 0 | 0 | 0 | 0 | 0 | 0 | 0 | 0 | 0 | 0 | 0 | 0 | 0 | 0 | 0 | 0 | 0 | 0
| ART033-15411794 | ART033 | 35.31 | 35.5532 | 35.7963 | 36.0395 | 36.2826 | 36.1971 | 36.1116 | 36.0261 | 35.9406 | 35.8551 | 35.7696 | 35.6841 | 35.5986 | 35.5131 | 35.4276 | 35.342 | 35.2565 | 35.171 | 35.0855 | 35
| ART033-154972245 | ART033 | 0.046632 | 0.046991 | 0.047349 | 0.047707 | 0.048065 | 0.048118 | 0.04817 | 0.048222 | 0.048275 | 0.048327 | 0.04838 | 0.048432 | 0.048485 | 0.048537 | 0.048589 | 0.048642 | 0.048694 | 0.048747 | 0.048799 | 0.048852
| ART033-154972416 | ART033 | 0.023887 | 0.024101 | 0.024315 | 0.024529 | 0.024743 | 0.024691 | 0.02464 | 0.024588 | 0.024537 | 0.024485 | 0.024434 | 0.024382 | 0.024331 | 0.024279 | 0.024228 | 0.024176 | 0.024125 | 0.024073 | 0.024022 | 0.02397
| ART033-154972520 | ART033 | 0.0096584 | 0.0097545 | 0.0098506 | 0.0099467 | 0.010043 | 0.010053 | 0.010064 | 0.010075 | 0.010085 | 0.010096 | 0.010106 | 0.010117 | 0.010127 | 0.010138 | 0.010149 | 0.010159 | 0.01017 | 0.01018 | 0.010191 | 0.010202
| ART033-154972637 | ART033 | 0.00016853 | 0.00017039 | 0.00017226 | 0.00017413 | 0.000176 | 0.00017508 | 0.00017416 | 0.00017324 | 0.00017232 | 0.0001714 | 0.00017048 | 0.00016956 | 0.00016864 | 0.00016772 | 0.0001668 | 0.00016588 | 0.00016496 | 0.00016404 | 0.00016312 | 0.0001622
| ART033-155019358 | ART033 | 0.010548 | 0.010652 | 0.010757 | 0.010862 | 0.010967 | 0.010933 | 0.010899 | 0.010866 | 0.010832 | 0.010798 | 0.010765 | 0.010731 | 0.010697 | 0.010664 | 0.01063 | 0.010596 | 0.010563 | 0.010529 | 0.010495 | 0.010462
| ART033-155019455 | ART033 | 0 | 0 | 0 | 0 | 0 | 0 | 0 | 0 | 0 | 0 | 0 | 0 | 0 | 0 | 0 | 0 | 0 | 0 | 0 | 0
| ART033-155019644 | ART033 | 0.096525 | 0.097303 | 0.098082 | 0.098861 | 0.099639 | 0.099956 | 0.10027 | 0.10059 | 0.10091 | 0.10122 | 0.10154 | 0.10186 | 0.10217 | 0.10249 | 0.10281 | 0.10312 | 0.10344 | 0.10376 | 0.10408 | 0.10439
| ART033-155019780 | ART033 | 0.0031438 | 0.0031661 | 0.0031883 | 0.0032105 | 0.0032328 | 0.0032281 | 0.0032233 | 0.0032186 | 0.0032139 | 0.0032092 | 0.0032045 | 0.0031998 | 0.0031951 | 0.0031904 | 0.0031857 | 0.003181 | 0.0031763 | 0.0031716 | 0.0031669 | 0.0031622
| ART033-155019881 | ART033 | 0.012499 | 0.012564 | 0.01263 | 0.012696 | 0.012762 | 0.012734 | 0.012706 | 0.012679 | 0.012651 | 0.012623 | 0.012596 | 0.012568 | 0.01254 | 0.012512 | 0.012485 | 0.012457 | 0.012429 | 0.012401 | 0.012374 | 0.012346
| ART033-155025562 | ART033 | 0.033218 | 0.033541 | 0.033864 | 0.034187 | 0.03451 | 0.034345 | 0.03418 | 0.034015 | 0.03385 | 0.033685 | 0.03352 | 0.033355 | 0.033191 | 0.033026 | 0.032861 | 0.032696 | 0.032531 | 0.032366 | 0.032201 | 0.032036
| ART033-155025764 | ART033 | 6.4336e-05 | 6.5152e-05 | 6.5968e-05 | 6.6784e-05 | 6.76e-05 | 6.778e-05 | 6.796e-05 | 6.814e-05 | 6.832e-05 | 6.85e-05 | 6.868e-05 | 6.886e-05 | 6.904e-05 | 6.922e-05 | 6.94e-05 | 6.958e-05 | 6.976e-05 | 6.994e-05 | 7.012e-05 | 7.03e-05
| ART033-155025850 | ART033 | 0.00056881 | 0.00057575 | 0.0005827 | 0.00058965 | 0.0005966 | 0.00059812 | 0.00059964 | 0.00060116 | 0.00060268 | 0.0006042 | 0.00060572 | 0.00060724 | 0.00060876 | 0.00061028 | 0.0006118 | 0.00061332 | 0.00061484 | 0.00061636 | 0.00061788 | 0.0006194
| ART033-155026277 | ART033 | 0.0041639 | 0.0042062 | 0.0042486 | 0.0042909 | 0.0043332 | 0.0043339 | 0.0043346 | 0.0043353 | 0.004336 | 0.0043367 | 0.0043373 | 0.004338 | 0.0043387 | 0.0043394 | 0.0043401 | 0.0043408 | 0.0043415 | 0.0043422 | 0.0043429 | 0.0043435
| ART033-155052342 | ART033 | 0.28445 | 0.28678 | 0.28911 | 0.29144 | 0.29378 | 0.29399 | 0.29421 | 0.29443 | 0.29464 | 0.29486 | 0.29507 | 0.29529 | 0.29551 | 0.29572 | 0.29594 | 0.29616 | 0.29637 | 0.29659 | 0.29681 | 0.29702
| ART033-155052479 | ART033 | 0.002807 | 0.0028326 | 0.0028583 | 0.0028839 | 0.0029096 | 0.0029026 | 0.0028956 | 0.0028887 | 0.0028817 | 0.0028748 | 0.0028678 | 0.0028608 | 0.0028539 | 0.0028469 | 0.00284 | 0.002833 | 0.002826 | 0.0028191 | 0.0028121 | 0.0028052
| ART033-155052606 | ART033 | 2.5971e-05 | 2.6379e-05 | 2.6786e-05 | 2.7193e-05 | 2.76e-05 | 2.7397e-05 | 2.7195e-05 | 2.6992e-05 | 2.679e-05 | 2.6587e-05 | 2.6385e-05 | 2.6182e-05 | 2.598e-05 | 2.5777e-05 | 2.5575e-05 | 2.5373e-05 | 2.517e-05 | 2.4968e-05 | 2.4765e-05 | 2.4563e-05
| ART033-155052720 | ART033 | 2.3326e-05 | 2.363e-05 | 2.3933e-05 | 2.4237e-05 | 2.454e-05 | 2.4447e-05 | 2.4354e-05 | 2.4261e-05 | 2.4168e-05 | 2.4075e-05 | 2.3982e-05 | 2.3889e-05 | 2.3796e-05 | 2.3703e-05 | 2.361e-05 | 2.3517e-05 | 2.3424e-05 | 2.3331e-05 | 2.3238e-05 | 2.3145e-05
| ART033-155062161 | ART033 | 2.0734e-05 | 2.1026e-05 | 2.1317e-05 | 2.1609e-05 | 2.19e-05 | 2.1816e-05 | 2.1732e-05 | 2.1648e-05 | 2.1564e-05 | 2.148e-05 | 2.1396e-05 | 2.1312e-05 | 2.1228e-05 | 2.1144e-05 | 2.106e-05 | 2.0976e-05 | 2.0892e-05 | 2.0808e-05 | 2.0724e-05 | 2.064e-05
| ART033-155062324 | ART033 | 2.2585e-06 | 2.2901e-06 | 2.3217e-06 | 2.3534e-06 | 2.385e-06 | 2.3733e-06 | 2.3616e-06 | 2.3499e-06 | 2.3382e-06 | 2.3265e-06 | 2.3148e-06 | 2.3031e-06 | 2.2914e-06 | 2.2797e-06 | 2.268e-06 | 2.2563e-06 | 2.2446e-06 | 2.2329e-06 | 2.2212e-06 | 2.2095e-06
| ART033-155062418 | ART033 | 0.037352 | 0.037738 | 0.038123 | 0.038508 | 0.038893 | 0.038682 | 0.038471 | 0.03826 | 0.038049 | 0.037838 | 0.037627 | 0.037416 | 0.037206 | 0.036995 | 0.036784 | 0.036573 | 0.036362 | 0.036151 | 0.03594 | 0.035729
| ART033-155079125 | ART033 | 0.013329 | 0.013439 | 0.013548 | 0.013657 | 0.013767 | 0.013706 | 0.013644 | 0.013583 | 0.013522 | 0.013461 | 0.013399 | 0.013338 | 0.013277 | 0.013215 | 0.013154 | 0.013093 | 0.013032 | 0.01297 | 0.012909 | 0.012848
| ART033-155091128 | ART033 | 0.029759 | 0.029934 | 0.030109 | 0.030283 | 0.030458 | 0.030372 | 0.030287 | 0.030201 | 0.030116 | 0.03003 | 0.029945 | 0.029859 | 0.029774 | 0.029688 | 0.029603 | 0.029517 | 0.029432 | 0.029346 | 0.029261 | 0.029175
| ART033-155155386 | ART033 | 0.0031176 | 0.0031392 | 0.0031608 | 0.0031824 | 0.003204 | 0.0031983 | 0.0031925 | 0.0031868 | 0.003181 | 0.0031752 | 0.0031695 | 0.0031637 | 0.003158 | 0.0031522 | 0.0031464 | 0.0031407 | 0.0031349 | 0.0031291 | 0.0031234 | 0.0031176
| ART033-162913151 | ART033 | 1.4224 | 1.4333 | 1.4441 | 1.455 | 1.4659 | 1.4617 | 1.4575 | 1.4533 | 1.449 | 1.4448 | 1.4406 | 1.4364 | 1.4322 | 1.428 | 1.4238 | 1.4196 | 1.4153 | 1.4111 | 1.4069 | 1.4027
| ART033-183308941 | ART033 | 6.3363e-06 | 6.4173e-06 | 6.4982e-06 | 6.5791e-06 | 6.66e-06 | 6.6261e-06 | 6.5922e-06 | 6.5583e-06 | 6.5244e-06 | 6.4905e-06 | 6.4566e-06 | 6.4227e-06 | 6.3888e-06 | 6.3549e-06 | 6.321e-06 | 6.2871e-06 | 6.2532e-06 | 6.2193e-06 | 6.1854e-06 | 6.1515e-06
| ART033-24601322 | ART033 | 4.0046 | 4.0406 | 4.0766 | 4.1126 | 4.1486 | 4.139 | 4.1294 | 4.1197 | 4.1101 | 4.1004 | 4.0908 | 4.0812 | 4.0715 | 4.0619 | 4.0523 | 4.0426 | 4.033 | 4.0234 | 4.0137 | 4.0041
| ART033-80719107 | ART033 | 0.063922 | 0.06446 | 0.064998 | 0.065537 | 0.066075 | 0.06609 | 0.066105 | 0.06612 | 0.066135 | 0.066149 | 0.066164 | 0.066179 | 0.066194 | 0.066209 | 0.066224 | 0.066239 | 0.066254 | 0.066269 | 0.066283 | 0.066298
| ART034-15411844 | ART034 | 63.5463 | 64.0829 | 64.6195 | 65.1561 | 65.6927 | 65.7465 | 65.8002 | 65.854 | 65.9078 | 65.9616 | 66.0154 | 66.0692 | 66.123 | 66.1768 | 66.2306 | 66.2844 | 66.3382 | 66.392 | 66.4458 | 66.4996
| ART034-15411868 | ART034 | 3.7579e-06 | 3.8071e-06 | 3.8564e-06 | 3.9057e-06 | 3.955e-06 | 3.9635e-06 | 3.972e-06 | 3.9805e-06 | 3.989e-06 | 3.9975e-06 | 4.006e-06 | 4.0145e-06 | 4.023e-06 | 4.0315e-06 | 4.04e-06 | 4.0485e-06 | 4.057e-06 | 4.0655e-06 | 4.074e-06 | 4.0825e-06
| BAN001-15414753 | BAN001 | 0 | 0 | 0 | 0 | 0 | 0 | 0 | 0 | 0 | 0 | 0 | 0 | 0 | 0 | 0 | 0 | 0 | 0 | 0 | 0
| BAN001-15414766 | BAN001 | 0 | 0 | 0 | 0 | 0 | 0 | 0 | 0 | 0 | 0 | 0 | 0 | 0 | 0 | 0 | 0 | 0 | 0 | 0 | 0
| BAN002-15414829 | BAN002 | 17.8322 | 17.9557 | 18.0793 | 18.2029 | 18.3265 | 18.365 | 18.4035 | 18.442 | 18.4805 | 18.519 | 18.5575 | 18.5961 | 18.6346 | 18.6731 | 18.7116 | 18.7501 | 18.7886 | 18.8271 | 18.8656 | 18.9042
| BAN003-141839634 | BAN003 | 0.039486 | 0.039823 | 0.040161 | 0.040498 | 0.040835 | 0.041 | 0.041165 | 0.04133 | 0.041495 | 0.04166 | 0.041825 | 0.04199 | 0.042155 | 0.04232 | 0.042485 | 0.04265 | 0.042815 | 0.04298 | 0.043145 | 0.04331
| BAN003-141839757 | BAN003 | 0.42045 | 0.42272 | 0.42499 | 0.42726 | 0.42953 | 0.43045 | 0.43136 | 0.43228 | 0.4332 | 0.43411 | 0.43503 | 0.43594 | 0.43686 | 0.43777 | 0.43869 | 0.43961 | 0.44052 | 0.44144 | 0.44235 | 0.44327
| BAN003-141839920 | BAN003 | 0.023229 | 0.023398 | 0.023568 | 0.023738 | 0.023908 | 0.023993 | 0.024078 | 0.024163 | 0.024248 | 0.024333 | 0.024418 | 0.024503 | 0.024588 | 0.024673 | 0.024758 | 0.024843 | 0.024928 | 0.025013 | 0.025099 | 0.025184
| BAN003-141840240 | BAN003 | 0.73646 | 0.74123 | 0.74601 | 0.75078 | 0.75556 | 0.75919 | 0.76281 | 0.76644 | 0.77006 | 0.77369 | 0.77732 | 0.78094 | 0.78457 | 0.7882 | 0.79182 | 0.79545 | 0.79907 | 0.8027 | 0.80633 | 0.80995
| BAN003-154067153 | BAN003 | 139.2057 | 139.8514 | 140.4971 | 141.1427 | 141.7884 | 142.5332 | 143.2779 | 144.0226 | 144.7674 | 145.5121 | 146.2568 | 147.0015 | 147.7463 | 148.491 | 149.2357 | 149.9804 | 150.7252 | 151.4699 | 152.2146 | 152.9594
| BAN003-15414742 | BAN003 | 320.5546 | 320.8195 | 321.0844 | 321.3493 | 321.6142 | 321.3859 | 321.1576 | 320.9293 | 320.701 | 320.4727 | 320.2444 | 320.0161 | 319.7878 | 319.5595 | 319.3312 | 319.1029 | 318.8746 | 318.6463 | 318.418 | 318.1897
| BAN003-159380665 | BAN003 | 0.36564 | 0.36928 | 0.37293 | 0.37658 | 0.38023 | 0.38174 | 0.38326 | 0.38477 | 0.38628 | 0.38779 | 0.3893 | 0.39081 | 0.39233 | 0.39384 | 0.39535 | 0.39686 | 0.39837 | 0.39989 | 0.4014 | 0.40291
| BAN003-159380816 | BAN003 | 0.78119 | 0.78654 | 0.79189 | 0.79723 | 0.80258 | 0.80477 | 0.80695 | 0.80914 | 0.81133 | 0.81352 | 0.81571 | 0.81789 | 0.82008 | 0.82227 | 0.82446 | 0.82665 | 0.82883 | 0.83102 | 0.83321 | 0.8354
| BAN003-163842570 | BAN003 | 0.06279 | 0.063328 | 0.063866 | 0.064404 | 0.064942 | 0.065526 | 0.066111 | 0.066695 | 0.067279 | 0.067863 | 0.068448 | 0.069032 | 0.069616 | 0.070201 | 0.070785 | 0.071369 | 0.071953 | 0.072538 | 0.073122 | 0.073706
| BAN003-164488210 | BAN003 | 0.065261 | 0.065853 | 0.066444 | 0.067035 | 0.067626 | 0.068164 | 0.068702 | 0.06924 | 0.069777 | 0.070315 | 0.070853 | 0.071391 | 0.071929 | 0.072467 | 0.073005 | 0.073543 | 0.07408 | 0.074618 | 0.075156 | 0.075694
| BAN003-171330864 | BAN003 | 0.29354 | 0.29594 | 0.29835 | 0.30076 | 0.30317 | 0.30515 | 0.30712 | 0.3091 | 0.31107 | 0.31305 | 0.31503 | 0.317 | 0.31898 | 0.32095 | 0.32293 | 0.32491 | 0.32688 | 0.32886 | 0.33083 | 0.33281
| BAN003-193118819 | BAN003 | 137.8172 | 138.4752 | 139.1333 | 139.7913 | 140.4494 | 141.3116 | 142.1739 | 143.0361 | 143.8984 | 144.7606 | 145.6229 | 146.4852 | 147.3474 | 148.2097 | 149.0719 | 149.9342 | 150.7964 | 151.6587 | 152.5209 | 153.3832
| BAN003-193396210 | BAN003 | 4.2825 | 4.3122 | 4.342 | 4.3717 | 4.4015 | 4.4372 | 4.473 | 4.5087 | 4.5444 | 4.5802 | 4.6159 | 4.6517 | 4.6874 | 4.7231 | 4.7589 | 4.7946 | 4.8304 | 4.8661 | 4.9018 | 4.9376
| BAN003-193396225 | BAN003 | 11.4508 | 11.5375 | 11.6242 | 11.7109 | 11.7976 | 11.8655 | 11.9334 | 12.0012 | 12.0691 | 12.137 | 12.2048 | 12.2727 | 12.3406 | 12.4085 | 12.4763 | 12.5442 | 12.6121 | 12.68 | 12.7478 | 12.8157
| BAN003-193396423 | BAN003 | 50.716 | 50.9504 | 51.1848 | 51.4193 | 51.6537 | 51.8774 | 52.1011 | 52.3248 | 52.5485 | 52.7722 | 52.9959 | 53.2196 | 53.4433 | 53.667 | 53.8907 | 54.1144 | 54.3381 | 54.5617 | 54.7854 | 55.0091
| BAN003-24598678 | BAN003 | 0.040082 | 0.040428 | 0.040774 | 0.04112 | 0.041465 | 0.041689 | 0.041912 | 0.042136 | 0.04236 | 0.042583 | 0.042807 | 0.043031 | 0.043254 | 0.043478 | 0.043702 | 0.043925 | 0.044149 | 0.044372 | 0.044596 | 0.04482
| BAN003-24598720 | BAN003 | 1.2278 | 1.2286 | 1.2294 | 1.2302 | 1.2309 | 1.2303 | 1.2297 | 1.229 | 1.2284 | 1.2278 | 1.2271 | 1.2265 | 1.2259 | 1.2252 | 1.2246 | 1.2239 | 1.2233 | 1.2227 | 1.222 | 1.2214
| BAN003-24598790 | BAN003 | 15.5207 | 15.5928 | 15.6649 | 15.7369 | 15.809 | 15.8467 | 15.8844 | 15.9221 | 15.9598 | 15.9974 | 16.0351 | 16.0728 | 16.1105 | 16.1482 | 16.1858 | 16.2235 | 16.2612 | 16.2989 | 16.3366 | 16.3742
| BAN003-24610965 | BAN003 | 0.10312 | 0.10387 | 0.10462 | 0.10537 | 0.10612 | 0.10755 | 0.10898 | 0.11042 | 0.11185 | 0.11328 | 0.11471 | 0.11614 | 0.11758 | 0.11901 | 0.12044 | 0.12187 | 0.1233 | 0.12474 | 0.12617 | 0.1276
| BAN003-79423703 | BAN003 | 0.066188 | 0.066658 | 0.067128 | 0.067598 | 0.068067 | 0.068418 | 0.068769 | 0.06912 | 0.069471 | 0.069822 | 0.070173 | 0.070524 | 0.070875 | 0.071226 | 0.071577 | 0.071928 | 0.072279 | 0.07263 | 0.072981 | 0.073332
| BAN003-79424004 | BAN003 | 0.39892 | 0.40166 | 0.4044 | 0.40713 | 0.40987 | 0.41218 | 0.41448 | 0.41679 | 0.41909 | 0.4214 | 0.42371 | 0.42601 | 0.42832 | 0.43063 | 0.43293 | 0.43524 | 0.43754 | 0.43985 | 0.44216 | 0.44446
| BAN003-79424224 | BAN003 | 0.38782 | 0.39078 | 0.39374 | 0.3967 | 0.39966 | 0.40205 | 0.40443 | 0.40681 | 0.40919 | 0.41157 | 0.41395 | 0.41633 | 0.41871 | 0.42109 | 0.42347 | 0.42585 | 0.42824 | 0.43062 | 0.433 | 0.43538
| BAN003-79424313 | BAN003 | 0.26298 | 0.26544 | 0.26791 | 0.27037 | 0.27283 | 0.27443 | 0.27603 | 0.27763 | 0.27923 | 0.28083 | 0.28243 | 0.28403 | 0.28564 | 0.28724 | 0.28884 | 0.29044 | 0.29204 | 0.29364 | 0.29524 | 0.29684
| BAN003-79424384 | BAN003 | 0.81402 | 0.8201 | 0.82619 | 0.83227 | 0.83836 | 0.84294 | 0.84753 | 0.85211 | 0.8567 | 0.86129 | 0.86587 | 0.87046 | 0.87504 | 0.87963 | 0.88421 | 0.8888 | 0.89338 | 0.89797 | 0.90256 | 0.90714
| BAN003-79424629 | BAN003 | 0.5117 | 0.51491 | 0.51813 | 0.52135 | 0.52456 | 0.5279 | 0.53123 | 0.53457 | 0.5379 | 0.54123 | 0.54457 | 0.5479 | 0.55123 | 0.55457 | 0.5579 | 0.56124 | 0.56457 | 0.5679 | 0.57124 | 0.57457
| BAN003-79424820 | BAN003 | 0.17995 | 0.18176 | 0.18357 | 0.18539 | 0.1872 | 0.18798 | 0.18877 | 0.18955 | 0.19034 | 0.19113 | 0.19191 | 0.1927 | 0.19348 | 0.19427 | 0.19505 | 0.19584 | 0.19662 | 0.19741 | 0.19819 | 0.19898
| BAN004-15414853 | BAN004 | 0 | 0 | 0 | 0 | 0 | 0 | 0 | 0 | 0 | 0 | 0 | 0 | 0 | 0 | 0 | 0 | 0 | 0 | 0 | 0
| BAN004-15414866 | BAN004 | 0 | 0 | 0 | 0 | 0 | 0 | 0 | 0 | 0 | 0 | 0 | 0 | 0 | 0 | 0 | 0 | 0 | 0 | 0 | 0
| BAN004-15414892 | BAN004 | 2.9688 | 2.9935 | 3.0182 | 3.0429 | 3.0676 | 3.0788 | 3.0901 | 3.1014 | 3.1126 | 3.1239 | 3.1351 | 3.1464 | 3.1576 | 3.1689 | 3.1801 | 3.1914 | 3.2026 | 3.2139 | 3.2252 | 3.2364
| BAN005-15414666 | BAN005 | 0 | 0 | 0 | 0 | 0 | 0 | 0 | 0 | 0 | 0 | 0 | 0 | 0 | 0 | 0 | 0 | 0 | 0 | 0 | 0
| BAN006-15414916 | BAN006 | 31.9385 | 32.1947 | 32.4509 | 32.7071 | 32.9632 | 33.1131 | 33.263 | 33.4129 | 33.5628 | 33.7127 | 33.8626 | 34.0125 | 34.1624 | 34.3122 | 34.4621 | 34.612 | 34.7619 | 34.9118 | 35.0617 | 35.2116
| BAN006-157281583 | BAN006 | 0.0024723 | 0.0024958 | 0.0025193 | 0.0025429 | 0.0025664 | 0.0025691 | 0.0025717 | 0.0025744 | 0.002577 | 0.0025796 | 0.0025823 | 0.0025849 | 0.0025876 | 0.0025902 | 0.0025929 | 0.0025955 | 0.0025982 | 0.0026008 | 0.0026034 | 0.0026061
| BAN006-161068079 | BAN006 | 0.010241 | 0.010329 | 0.010417 | 0.010504 | 0.010592 | 0.010612 | 0.010632 | 0.010652 | 0.010671 | 0.010691 | 0.010711 | 0.010731 | 0.01075 | 0.01077 | 0.01079 | 0.01081 | 0.010829 | 0.010849 | 0.010869 | 0.010889
| BAN006-193339101 | BAN006 | 4.6388 | 4.6678 | 4.6968 | 4.7258 | 4.7548 | 4.7673 | 4.7799 | 4.7924 | 4.805 | 4.8176 | 4.8301 | 4.8427 | 4.8552 | 4.8678 | 4.8804 | 4.8929 | 4.9055 | 4.918 | 4.9306 | 4.9432
| BAN006-193339124 | BAN006 | 12.0895 | 12.1423 | 12.1952 | 12.2481 | 12.301 | 12.301 | 12.301 | 12.301 | 12.301 | 12.301 | 12.301 | 12.301 | 12.301 | 12.3011 | 12.3011 | 12.3011 | 12.3011 | 12.3011 | 12.3011 | 12.3011
| BAN006-193339156 | BAN006 | 5.7285 | 5.7834 | 5.8382 | 5.8931 | 5.9479 | 5.9577 | 5.9676 | 5.9774 | 5.9872 | 5.997 | 6.0069 | 6.0167 | 6.0265 | 6.0363 | 6.0462 | 6.056 | 6.0658 | 6.0756 | 6.0855 | 6.0953
| BAN006-193339179 | BAN006 | 19.6147 | 19.664 | 19.7134 | 19.7628 | 19.8121 | 19.8745 | 19.9368 | 19.9992 | 20.0616 | 20.1239 | 20.1863 | 20.2487 | 20.311 | 20.3734 | 20.4358 | 20.4981 | 20.5605 | 20.6228 | 20.6852 | 20.7476
| BAN006-72501199 | BAN006 | 0.20126 | 0.20248 | 0.2037 | 0.20492 | 0.20614 | 0.20602 | 0.20591 | 0.20579 | 0.20568 | 0.20557 | 0.20545 | 0.20534 | 0.20522 | 0.20511 | 0.205 | 0.20488 | 0.20477 | 0.20465 | 0.20454 | 0.20443
| BAN006-72501281 | BAN006 | 0.38162 | 0.3846 | 0.38758 | 0.39055 | 0.39353 | 0.39497 | 0.3964 | 0.39783 | 0.39927 | 0.4007 | 0.40214 | 0.40357 | 0.405 | 0.40644 | 0.40787 | 0.4093 | 0.41074 | 0.41217 | 0.41361 | 0.41504
| BAN006-84647249 | BAN006 | 0.11931 | 0.12038 | 0.12145 | 0.12253 | 0.1236 | 0.12369 | 0.12377 | 0.12385 | 0.12394 | 0.12402 | 0.1241 | 0.12419 | 0.12427 | 0.12436 | 0.12444 | 0.12452 | 0.12461 | 0.12469 | 0.12478 | 0.12486
| BAN006-85222599 | BAN006 | 0.10666 | 0.10764 | 0.10862 | 0.10961 | 0.11059 | 0.11093 | 0.11127 | 0.1116 | 0.11194 | 0.11228 | 0.11262 | 0.11296 | 0.1133 | 0.11364 | 0.11398 | 0.11432 | 0.11466 | 0.115 | 0.11534 | 0.11568
| BAN007-15414603 | BAN007 | 0 | 0 | 0 | 0 | 0 | 0 | 0 | 0 | 0 | 0 | 0 | 0 | 0 | 0 | 0 | 0 | 0 | 0 | 0 | 0
| BAN007-156954231 | BAN007 | 8.7836 | 8.8379 | 8.8923 | 8.9466 | 9.001 | 9.0294 | 9.0578 | 9.0862 | 9.1146 | 9.143 | 9.1714 | 9.1998 | 9.2282 | 9.2566 | 9.285 | 9.3134 | 9.3419 | 9.3703 | 9.3987 | 9.4271
| BAN007-24598874 | BAN007 | 0 | 0 | 0 | 0 | 0 | 0 | 0 | 0 | 0 | 0 | 0 | 0 | 0 | 0 | 0 | 0 | 0 | 0 | 0 | 0
| BAN007-24598888 | BAN007 | 1.3454 | 1.3481 | 1.3508 | 1.3536 | 1.3563 | 1.3571 | 1.3579 | 1.3587 | 1.3595 | 1.3603 | 1.3612 | 1.362 | 1.3628 | 1.3636 | 1.3644 | 1.3653 | 1.3661 | 1.3669 | 1.3677 | 1.3685
| BAN008-15414979 | BAN008 | 80.3681 | 80.8096 | 81.2512 | 81.6927 | 82.1342 | 82.3457 | 82.5572 | 82.7687 | 82.9802 | 83.1917 | 83.4032 | 83.6147 | 83.8262 | 84.0377 | 84.2492 | 84.4607 | 84.6722 | 84.8837 | 85.0952 | 85.3067
| BAN008-193386449 | BAN008 | 22.3475 | 22.5221 | 22.6968 | 22.8714 | 23.046 | 23.1748 | 23.3036 | 23.4324 | 23.5613 | 23.6901 | 23.8189 | 23.9477 | 24.0765 | 24.2053 | 24.3342 | 24.463 | 24.5918 | 24.7206 | 24.8494 | 24.9782
| BAN008-193386491 | BAN008 | 235.0751 | 236.1877 | 237.3002 | 238.4127 | 239.5253 | 240.5491 | 241.5729 | 242.5967 | 243.6205 | 244.6442 | 245.668 | 246.6918 | 247.7156 | 248.7394 | 249.7632 | 250.787 | 251.8108 | 252.8346 | 253.8584 | 254.8822
| BAN008-193386514 | BAN008 | 46.2465 | 46.4957 | 46.7449 | 46.994 | 47.2432 | 47.445 | 47.6469 | 47.8488 | 48.0506 | 48.2525 | 48.4543 | 48.6562 | 48.8581 | 49.0599 | 49.2618 | 49.4637 | 49.6655 | 49.8674 | 50.0692 | 50.2711
| BAN008-193386533 | BAN008 | 0.78678 | 0.79247 | 0.79817 | 0.80386 | 0.80956 | 0.81357 | 0.81757 | 0.82158 | 0.82559 | 0.82959 | 0.8336 | 0.83761 | 0.84161 | 0.84562 | 0.84963 | 0.85363 | 0.85764 | 0.86165 | 0.86565 | 0.86966
| BAN009-15414553 | BAN009 | 113.0541 | 113.7627 | 114.4714 | 115.1801 | 115.8888 | 116.2705 | 116.6523 | 117.0341 | 117.4158 | 117.7976 | 118.1793 | 118.5611 | 118.9429 | 119.3246 | 119.7064 | 120.0882 | 120.4699 | 120.8517 | 121.2335 | 121.6152
| BAN009-199768607 | BAN009 | 46.5187 | 46.8357 | 47.1527 | 47.4697 | 47.7867 | 48.1382 | 48.4898 | 48.8413 | 49.1928 | 49.5444 | 49.8959 | 50.2474 | 50.599 | 50.9505 | 51.302 | 51.6536 | 52.0051 | 52.3566 | 52.7082 | 53.0597
| BAN009-201078585 | BAN009 | 23.8434 | 24.0302 | 24.2169 | 24.4037 | 24.5905 | 24.6961 | 24.8017 | 24.9074 | 25.013 | 25.1187 | 25.2243 | 25.3299 | 25.4356 | 25.5412 | 25.6468 | 25.7525 | 25.8581 | 25.9638 | 26.0694 | 26.175
| BAN009-77240394 | BAN009 | 1.8133 | 1.8242 | 1.8351 | 1.846 | 1.8569 | 1.8667 | 1.8765 | 1.8864 | 1.8962 | 1.906 | 1.9158 | 1.9256 | 1.9354 | 1.9452 | 1.9551 | 1.9649 | 1.9747 | 1.9845 | 1.9943 | 2.0041
| BAN009-77240588 | BAN009 | 0.23784 | 0.23971 | 0.24159 | 0.24346 | 0.24534 | 0.24691 | 0.24849 | 0.25006 | 0.25164 | 0.25321 | 0.25479 | 0.25636 | 0.25793 | 0.25951 | 0.26108 | 0.26266 | 0.26423 | 0.26581 | 0.26738 | 0.26896
| BAN009-78742110 | BAN009 | 0.063224 | 0.063798 | 0.064373 | 0.064948 | 0.065522 | 0.065702 | 0.065881 | 0.066061 | 0.06624 | 0.06642 | 0.066599 | 0.066779 | 0.066958 | 0.067138 | 0.067317 | 0.067497 | 0.067676 | 0.067856 | 0.068035 | 0.068215
| BAN009-78742394 | BAN009 | 0.021284 | 0.021491 | 0.021697 | 0.021904 | 0.022111 | 0.022307 | 0.022503 | 0.0227 | 0.022896 | 0.023092 | 0.023288 | 0.023485 | 0.023681 | 0.023877 | 0.024074 | 0.02427 | 0.024466 | 0.024662 | 0.024859 | 0.025055
| BAN011-15414529 | BAN011 | 7.7984 | 7.835 | 7.8715 | 7.9081 | 7.9447 | 7.9465 | 7.9483 | 7.9501 | 7.9518 | 7.9536 | 7.9554 | 7.9572 | 7.959 | 7.9607 | 7.9625 | 7.9643 | 7.9661 | 7.9678 | 7.9696 | 7.9714
| BAN011-171348706 | BAN011 | 0 | 0 | 0 | 0 | 0 | 0 | 0 | 0 | 0 | 0 | 0 | 0 | 0 | 0 | 0 | 0 | 0 | 0 | 0 | 0
| BAN013-15414453 | BAN013 | 0 | 0 | 0 | 0 | 0 | 0 | 0 | 0 | 0 | 0 | 0 | 0 | 0 | 0 | 0 | 0 | 0 | 0 | 0 | 0
| BAN015-15414416 | BAN015 | 0 | 0 | 0 | 0 | 0 | 0 | 0 | 0 | 0 | 0 | 0 | 0 | 0 | 0 | 0 | 0 | 0 | 0 | 0 | 0
| BAN015-24611936 | BAN015 | 75.7295 | 76.0765 | 76.4234 | 76.7704 | 77.1173 | 77.3713 | 77.6253 | 77.8793 | 78.1333 | 78.3873 | 78.6413 | 78.8953 | 79.1492 | 79.4032 | 79.6572 | 79.9112 | 80.1652 | 80.4192 | 80.6732 | 80.9272
| BAS011-111131839 | BAS011 | 0.007553 | 0.00761 | 0.007667 | 0.0077239 | 0.0077809 | 0.00782 | 0.0078591 | 0.0078982 | 0.0079373 | 0.0079764 | 0.0080155 | 0.0080546 | 0.0080937 | 0.0081328 | 0.0081719 | 0.008211 | 0.0082501 | 0.0082892 | 0.0083283 | 0.0083674
| BAS011-134530801 | BAS011 | 0.10131 | 0.1018 | 0.10228 | 0.10277 | 0.10326 | 0.10347 | 0.10367 | 0.10388 | 0.10409 | 0.1043 | 0.10451 | 0.10472 | 0.10493 | 0.10514 | 0.10535 | 0.10555 | 0.10576 | 0.10597 | 0.10618 | 0.10639
| BAS011-140236715 | BAS011 | 0.037571 | 0.037768 | 0.037965 | 0.038162 | 0.038359 | 0.038243 | 0.038128 | 0.038012 | 0.037897 | 0.037781 | 0.037666 | 0.03755 | 0.037435 | 0.037319 | 0.037204 | 0.037088 | 0.036973 | 0.036857 | 0.036742 | 0.036626
| BAS011-140237055 | BAS011 | 0.022156 | 0.022333 | 0.022511 | 0.022688 | 0.022865 | 0.022794 | 0.022722 | 0.02265 | 0.022579 | 0.022507 | 0.022435 | 0.022363 | 0.022292 | 0.02222 | 0.022148 | 0.022076 | 0.022005 | 0.021933 | 0.021861 | 0.021789
| BAS011-15414096 | BAS011 | 0 | 0 | 0 | 0 | 0 | 0 | 0 | 0 | 0 | 0 | 0 | 0 | 0 | 0 | 0 | 0 | 0 | 0 | 0 | 0
| BAS011-15414109 | BAS011 | 61.1409 | 61.4579 | 61.7749 | 62.0918 | 62.4088 | 62.5276 | 62.6464 | 62.7651 | 62.8839 | 63.0027 | 63.1215 | 63.2403 | 63.359 | 63.4778 | 63.5966 | 63.7154 | 63.8342 | 63.9529 | 64.0717 | 64.1905
| BAS011-158128939 | BAS011 | 0.08157 | 0.082247 | 0.082925 | 0.083602 | 0.08428 | 0.084501 | 0.084723 | 0.084944 | 0.085166 | 0.085387 | 0.085608 | 0.08583 | 0.086051 | 0.086273 | 0.086494 | 0.086716 | 0.086937 | 0.087158 | 0.08738 | 0.087601
| BAS011-158493706 | BAS011 | 0.013058 | 0.013152 | 0.013247 | 0.013341 | 0.013436 | 0.013501 | 0.013566 | 0.013632 | 0.013697 | 0.013763 | 0.013828 | 0.013894 | 0.013959 | 0.014025 | 0.01409 | 0.014156 | 0.014221 | 0.014286 | 0.014352 | 0.014417
| BAS011-158493822 | BAS011 | 1.9702e-05 | 1.9952e-05 | 2.0201e-05 | 2.0451e-05 | 2.07e-05 | 2.0691e-05 | 2.0682e-05 | 2.0673e-05 | 2.0664e-05 | 2.0655e-05 | 2.0646e-05 | 2.0637e-05 | 2.0628e-05 | 2.0619e-05 | 2.061e-05 | 2.0601e-05 | 2.0592e-05 | 2.0583e-05 | 2.0574e-05 | 2.0565e-05
| BAS011-163842929 | BAS011 | 0.035168 | 0.035393 | 0.035619 | 0.035844 | 0.03607 | 0.036209 | 0.036348 | 0.036488 | 0.036627 | 0.036766 | 0.036906 | 0.037045 | 0.037184 | 0.037324 | 0.037463 | 0.037602 | 0.037742 | 0.037881 | 0.03802 | 0.03816
| BAS011-163930345 | BAS011 | 0.0033179 | 0.0033442 | 0.0033704 | 0.0033967 | 0.0034229 | 0.0034112 | 0.0033994 | 0.0033876 | 0.0033758 | 0.003364 | 0.0033522 | 0.0033405 | 0.0033287 | 0.0033169 | 0.0033051 | 0.0032933 | 0.0032815 | 0.0032697 | 0.003258 | 0.0032462
| BAS011-163930441 | BAS011 | 8.9358e-06 | 9.0418e-06 | 9.1479e-06 | 9.2539e-06 | 9.36e-06 | 9.324e-06 | 9.288e-06 | 9.252e-06 | 9.216e-06 | 9.18e-06 | 9.144e-06 | 9.108e-06 | 9.072e-06 | 9.036e-06 | 9e-06 | 8.964e-06 | 8.928e-06 | 8.892e-06 | 8.856e-06 | 8.82e-06
| BAS011-164206932 | BAS011 | 8.095 | 8.1513 | 8.2076 | 8.264 | 8.3203 | 8.3452 | 8.37 | 8.3949 | 8.4198 | 8.4447 | 8.4695 | 8.4944 | 8.5193 | 8.5442 | 8.569 | 8.5939 | 8.6188 | 8.6437 | 8.6685 | 8.6934
| BAS011-164206954 | BAS011 | 23.2991 | 23.4765 | 23.654 | 23.8315 | 24.009 | 24.0612 | 24.1135 | 24.1657 | 24.218 | 24.2702 | 24.3225 | 24.3747 | 24.427 | 24.4792 | 24.5315 | 24.5837 | 24.636 | 24.6883 | 24.7405 | 24.7928
| BAS011-164206976 | BAS011 | 15.7714 | 15.8763 | 15.9811 | 16.086 | 16.1909 | 16.2107 | 16.2305 | 16.2504 | 16.2702 | 16.29 | 16.3099 | 16.3297 | 16.3496 | 16.3694 | 16.3892 | 16.4091 | 16.4289 | 16.4487 | 16.4686 | 16.4884
| BAS011-164287379 | BAS011 | 0.40582 | 0.40946 | 0.41309 | 0.41673 | 0.42037 | 0.42164 | 0.42292 | 0.4242 | 0.42547 | 0.42675 | 0.42803 | 0.42931 | 0.43058 | 0.43186 | 0.43314 | 0.43441 | 0.43569 | 0.43697 | 0.43824 | 0.43952
| BAS011-172348924 | BAS011 | 0.48513 | 0.48758 | 0.49002 | 0.49247 | 0.49491 | 0.49547 | 0.49603 | 0.49659 | 0.49715 | 0.49771 | 0.49827 | 0.49883 | 0.49939 | 0.49995 | 0.50051 | 0.50107 | 0.50162 | 0.50218 | 0.50274 | 0.5033
| BAS011-182896771 | BAS011 | 0.0077573 | 0.0078274 | 0.0078974 | 0.0079675 | 0.0080376 | 0.0080399 | 0.0080422 | 0.0080445 | 0.0080467 | 0.008049 | 0.0080513 | 0.0080536 | 0.0080559 | 0.0080581 | 0.0080604 | 0.0080627 | 0.008065 | 0.0080673 | 0.0080695 | 0.0080718
| BAS011-24598608 | BAS011 | 4.0788 | 4.1036 | 4.1284 | 4.1533 | 4.1781 | 4.1885 | 4.1988 | 4.2091 | 4.2195 | 4.2298 | 4.2401 | 4.2505 | 4.2608 | 4.2711 | 4.2815 | 4.2918 | 4.3021 | 4.3125 | 4.3228 | 4.3331
| BAS011-24602396 | BAS011 | 0.07593 | 0.07614 | 0.076351 | 0.076562 | 0.076772 | 0.076722 | 0.076671 | 0.076621 | 0.07657 | 0.07652 | 0.076469 | 0.076418 | 0.076368 | 0.076317 | 0.076267 | 0.076216 | 0.076166 | 0.076115 | 0.076065 | 0.076014
| BAS011-24608723 | BAS011 | 0.01372 | 0.013804 | 0.013888 | 0.013973 | 0.014057 | 0.014121 | 0.014185 | 0.014249 | 0.014313 | 0.014377 | 0.014441 | 0.014505 | 0.014569 | 0.014633 | 0.014697 | 0.014761 | 0.014825 | 0.014889 | 0.014953 | 0.015017
| BAS011-76148984 | BAS011 | 0.0042882 | 0.0043198 | 0.0043513 | 0.0043829 | 0.0044144 | 0.0044175 | 0.0044206 | 0.0044236 | 0.0044267 | 0.0044297 | 0.0044328 | 0.0044359 | 0.0044389 | 0.004442 | 0.004445 | 0.0044481 | 0.0044512 | 0.0044542 | 0.0044573 | 0.0044603
| BAS011-76149624 | BAS011 | 0.016055 | 0.016166 | 0.016278 | 0.016389 | 0.0165 | 0.016512 | 0.016524 | 0.016536 | 0.016548 | 0.01656 | 0.016572 | 0.016584 | 0.016596 | 0.016608 | 0.01662 | 0.016632 | 0.016644 | 0.016656 | 0.016667 | 0.016679
| BAS011-76150176 | BAS011 | 0.064196 | 0.064744 | 0.065291 | 0.065838 | 0.066386 | 0.066433 | 0.06648 | 0.066527 | 0.066575 | 0.066622 | 0.066669 | 0.066716 | 0.066764 | 0.066811 | 0.066858 | 0.066905 | 0.066953 | 0.067 | 0.067047 | 0.067095
| BAS011-76150520 | BAS011 | 0.083564 | 0.084202 | 0.08484 | 0.085478 | 0.086116 | 0.086096 | 0.086077 | 0.086057 | 0.086037 | 0.086017 | 0.085997 | 0.085977 | 0.085958 | 0.085938 | 0.085918 | 0.085898 | 0.085878 | 0.085858 | 0.085839 | 0.085819
| BAS011-76150666 | BAS011 | 0.15309 | 0.15429 | 0.15549 | 0.15669 | 0.15789 | 0.15815 | 0.15841 | 0.15868 | 0.15894 | 0.1592 | 0.15946 | 0.15972 | 0.15999 | 0.16025 | 0.16051 | 0.16077 | 0.16104 | 0.1613 | 0.16156 | 0.16182
| BAS011-79244341 | BAS011 | 0.021814 | 0.021971 | 0.022127 | 0.022284 | 0.02244 | 0.022561 | 0.022682 | 0.022803 | 0.022924 | 0.023044 | 0.023165 | 0.023286 | 0.023407 | 0.023528 | 0.023648 | 0.023769 | 0.02389 | 0.024011 | 0.024132 | 0.024252
| BAS011-79244394 | BAS011 | 0.064481 | 0.064996 | 0.065511 | 0.066025 | 0.06654 | 0.066734 | 0.066927 | 0.067121 | 0.067315 | 0.067508 | 0.067702 | 0.067895 | 0.068089 | 0.068283 | 0.068476 | 0.06867 | 0.068864 | 0.069057 | 0.069251 | 0.069445
| BAS011-79244446 | BAS011 | 0.88669 | 0.89263 | 0.89858 | 0.90452 | 0.91047 | 0.91161 | 0.91275 | 0.91389 | 0.91503 | 0.91617 | 0.91731 | 0.91845 | 0.91958 | 0.92072 | 0.92186 | 0.923 | 0.92414 | 0.92528 | 0.92642 | 0.92756
| BAS011-79244508 | BAS011 | 0.0013723 | 0.0013835 | 0.0013948 | 0.001406 | 0.0014172 | 0.0014214 | 0.0014255 | 0.0014296 | 0.0014337 | 0.0014378 | 0.0014419 | 0.001446 | 0.0014501 | 0.0014542 | 0.0014583 | 0.0014624 | 0.0014665 | 0.0014706 | 0.0014747 | 0.0014788
| BAS011-79244589 | BAS011 | 0.033077 | 0.033396 | 0.033716 | 0.034035 | 0.034354 | 0.034375 | 0.034395 | 0.034416 | 0.034437 | 0.034458 | 0.034479 | 0.034499 | 0.03452 | 0.034541 | 0.034562 | 0.034583 | 0.034603 | 0.034624 | 0.034645 | 0.034666
| BAS011-79245218 | BAS011 | 0.0022017 | 0.0022069 | 0.0022121 | 0.0022173 | 0.0022225 | 0.0022213 | 0.00222 | 0.0022188 | 0.0022176 | 0.0022164 | 0.0022151 | 0.0022139 | 0.0022127 | 0.0022115 | 0.0022102 | 0.002209 | 0.0022078 | 0.0022066 | 0.0022054 | 0.0022041
| BAS011-84427318 | BAS011 | 0.048637 | 0.04905 | 0.049463 | 0.049876 | 0.050288 | 0.050382 | 0.050476 | 0.05057 | 0.050664 | 0.050758 | 0.050852 | 0.050946 | 0.05104 | 0.051134 | 0.051228 | 0.051322 | 0.051416 | 0.051509 | 0.051603 | 0.051697
| BAS011-84621962 | BAS011 | 0.7527 | 0.7565 | 0.76029 | 0.76409 | 0.76788 | 0.76888 | 0.76987 | 0.77087 | 0.77187 | 0.77286 | 0.77386 | 0.77486 | 0.77585 | 0.77685 | 0.77785 | 0.77884 | 0.77984 | 0.78083 | 0.78183 | 0.78283
| BAS011-84622282 | BAS011 | 0.21739 | 0.2187 | 0.22001 | 0.22132 | 0.22263 | 0.22338 | 0.22413 | 0.22488 | 0.22563 | 0.22638 | 0.22713 | 0.22788 | 0.22863 | 0.22938 | 0.23013 | 0.23088 | 0.23163 | 0.23238 | 0.23313 | 0.23388
| BAS011-84732066 | BAS011 | 0.0004941 | 0.0004995 | 0.0005049 | 0.0005103 | 0.0005157 | 0.000518 | 0.00052029 | 0.00052258 | 0.00052488 | 0.00052717 | 0.00052947 | 0.00053177 | 0.00053406 | 0.00053635 | 0.00053865 | 0.00054095 | 0.00054324 | 0.00054553 | 0.00054783 | 0.00055013
| BAS011-85028212 | BAS011 | 0.15036 | 0.15129 | 0.15222 | 0.15315 | 0.15409 | 0.15408 | 0.15407 | 0.15406 | 0.15405 | 0.15405 | 0.15404 | 0.15403 | 0.15402 | 0.15402 | 0.15401 | 0.154 | 0.15399 | 0.15399 | 0.15398 | 0.15397
| BAS011-85028323 | BAS011 | 1.8359e-05 | 1.8489e-05 | 1.8619e-05 | 1.875e-05 | 1.888e-05 | 1.9048e-05 | 1.9216e-05 | 1.9384e-05 | 1.9552e-05 | 1.972e-05 | 1.9888e-05 | 2.0056e-05 | 2.0224e-05 | 2.0392e-05 | 2.056e-05 | 2.0728e-05 | 2.0896e-05 | 2.1064e-05 | 2.1232e-05 | 2.14e-05
| BAS011-85029671 | BAS011 | 0.035171 | 0.03543 | 0.035688 | 0.035946 | 0.036205 | 0.03633 | 0.036455 | 0.03658 | 0.036705 | 0.036831 | 0.036956 | 0.037081 | 0.037206 | 0.037332 | 0.037457 | 0.037582 | 0.037707 | 0.037833 | 0.037958 | 0.038083
| BAS011-85030316 | BAS011 | 0.017843 | 0.017976 | 0.018109 | 0.018243 | 0.018376 | 0.018431 | 0.018486 | 0.018541 | 0.018596 | 0.018652 | 0.018707 | 0.018762 | 0.018817 | 0.018872 | 0.018927 | 0.018982 | 0.019037 | 0.019093 | 0.019148 | 0.019203
| BAS011-85421065 | BAS011 | 0.08516 | 0.08565 | 0.08614 | 0.08663 | 0.08712 | 0.087211 | 0.087302 | 0.087393 | 0.087484 | 0.087576 | 0.087667 | 0.087758 | 0.087849 | 0.08794 | 0.088031 | 0.088122 | 0.088213 | 0.088305 | 0.088396 | 0.088487
| BAS011-85421256 | BAS011 | 0.036771 | 0.037058 | 0.037345 | 0.037632 | 0.037919 | 0.03804 | 0.038161 | 0.038281 | 0.038402 | 0.038523 | 0.038643 | 0.038764 | 0.038885 | 0.039006 | 0.039126 | 0.039247 | 0.039368 | 0.039489 | 0.039609 | 0.03973
| BAS011-85724039 | BAS011 | 0.41901 | 0.42151 | 0.424 | 0.4265 | 0.42899 | 0.42996 | 0.43092 | 0.43188 | 0.43284 | 0.43381 | 0.43477 | 0.43573 | 0.43669 | 0.43765 | 0.43862 | 0.43958 | 0.44054 | 0.4415 | 0.44246 | 0.44343
| BAS011-89021568 | BAS011 | 0.11226 | 0.11301 | 0.11376 | 0.11452 | 0.11527 | 0.11547 | 0.11566 | 0.11586 | 0.11606 | 0.11626 | 0.11645 | 0.11665 | 0.11685 | 0.11704 | 0.11724 | 0.11744 | 0.11764 | 0.11783 | 0.11803 | 0.11823
| BAS011-99529198 | BAS011 | 0.0085738 | 0.0086544 | 0.008735 | 0.0088156 | 0.0088962 | 0.0089452 | 0.0089942 | 0.0090431 | 0.0090921 | 0.0091411 | 0.00919 | 0.009239 | 0.009288 | 0.0093369 | 0.0093859 | 0.0094349 | 0.0094839 | 0.0095328 | 0.0095818 | 0.0096308
| BAS012-15414133 | BAS012 | 0 | 0 | 0 | 0 | 0 | 0 | 0 | 0 | 0 | 0 | 0 | 0 | 0 | 0 | 0 | 0 | 0 | 0 | 0 | 0
| BAS012-187042122 | BAS012 | 0 | 0 | 0 | 0 | 0 | 0 | 0 | 0 | 0 | 0 | 0 | 0 | 0 | 0 | 0 | 0 | 0 | 0 | 0 | 0
| BAS013-15414170 | BAS013 | 0 | 0 | 0 | 0 | 0 | 0 | 0 | 0 | 0 | 0 | 0 | 0 | 0 | 0 | 0 | 0 | 0 | 0 | 0 | 0
| BAS014-15414207 | BAS014 | 0 | 0 | 0 | 0 | 0 | 0 | 0 | 0 | 0 | 0 | 0 | 0 | 0 | 0 | 0 | 0 | 0 | 0 | 0 | 0
| BAS014-74639994 | BAS014 | 0 | 0 | 0 | 0 | 0 | 0 | 0 | 0 | 0 | 0 | 0 | 0 | 0 | 0 | 0 | 0 | 0 | 0 | 0 | 0
| BAS021-15414366 | BAS021 | 0 | 0 | 0 | 0 | 0 | 0 | 0 | 0 | 0 | 0 | 0 | 0 | 0 | 0 | 0 | 0 | 0 | 0 | 0 | 0
| BAS022-130430211 | BAS022 | 0.086221 | 0.086799 | 0.087377 | 0.087954 | 0.088532 | 0.088642 | 0.088753 | 0.088863 | 0.088974 | 0.089084 | 0.089195 | 0.089306 | 0.089416 | 0.089527 | 0.089637 | 0.089748 | 0.089858 | 0.089969 | 0.090079 | 0.09019
| BAS022-131562724 | BAS022 | 37.8166 | 38.0083 | 38.2 | 38.3917 | 38.5834 | 38.763 | 38.9426 | 39.1223 | 39.3019 | 39.4815 | 39.6611 | 39.8407 | 40.0203 | 40.1999 | 40.3795 | 40.5591 | 40.7387 | 40.9183 | 41.0979 | 41.2775
| BAS022-139345117 | BAS022 | 0.48903 | 0.49177 | 0.4945 | 0.49724 | 0.49997 | 0.49945 | 0.49893 | 0.4984 | 0.49788 | 0.49735 | 0.49683 | 0.49631 | 0.49578 | 0.49526 | 0.49473 | 0.49421 | 0.49369 | 0.49316 | 0.49264 | 0.49211
| BAS022-139345255 | BAS022 | 0.39214 | 0.39267 | 0.39319 | 0.39372 | 0.39424 | 0.39344 | 0.39263 | 0.39182 | 0.39102 | 0.39021 | 0.38941 | 0.3886 | 0.38779 | 0.38699 | 0.38618 | 0.38538 | 0.38457 | 0.38376 | 0.38296 | 0.38215
| BAS022-139345594 | BAS022 | 0.2343 | 0.2357 | 0.2371 | 0.2385 | 0.23989 | 0.24055 | 0.24121 | 0.24187 | 0.24253 | 0.24318 | 0.24384 | 0.2445 | 0.24516 | 0.24582 | 0.24647 | 0.24713 | 0.24779 | 0.24845 | 0.24911 | 0.24976
| BAS022-142437045 | BAS022 | 1.2552 | 1.2621 | 1.2689 | 1.2758 | 1.2826 | 1.283 | 1.2833 | 1.2836 | 1.2839 | 1.2842 | 1.2846 | 1.2849 | 1.2852 | 1.2855 | 1.2858 | 1.2862 | 1.2865 | 1.2868 | 1.2871 | 1.2875
| BAS022-142437276 | BAS022 | 0.032508 | 0.032693 | 0.032877 | 0.033062 | 0.033246 | 0.033257 | 0.033267 | 0.033277 | 0.033288 | 0.033298 | 0.033308 | 0.033318 | 0.033329 | 0.033339 | 0.033349 | 0.03336 | 0.03337 | 0.03338 | 0.033391 | 0.033401
| BAS022-142437414 | BAS022 | 0.34457 | 0.34641 | 0.34825 | 0.35009 | 0.35193 | 0.35219 | 0.35246 | 0.35272 | 0.35298 | 0.35325 | 0.35351 | 0.35377 | 0.35404 | 0.3543 | 0.35456 | 0.35483 | 0.35509 | 0.35535 | 0.35562 | 0.35588
| BAS022-144337084 | BAS022 | 0.2427 | 0.244 | 0.2453 | 0.2466 | 0.2479 | 0.24882 | 0.24975 | 0.25067 | 0.2516 | 0.25252 | 0.25344 | 0.25437 | 0.25529 | 0.25621 | 0.25714 | 0.25806 | 0.25899 | 0.25991 | 0.26083 | 0.26176
| BAS022-15416117 | BAS022 | 58.1743 | 58.4589 | 58.7436 | 59.0283 | 59.3129 | 59.509 | 59.7051 | 59.9012 | 60.0972 | 60.2933 | 60.4894 | 60.6855 | 60.8816 | 61.0776 | 61.2737 | 61.4698 | 61.6659 | 61.8619 | 62.058 | 62.2541
| BAS022-155392787 | BAS022 | 0.16968 | 0.17026 | 0.17083 | 0.17141 | 0.17199 | 0.17238 | 0.17278 | 0.17318 | 0.17358 | 0.17398 | 0.17438 | 0.17477 | 0.17517 | 0.17557 | 0.17597 | 0.17637 | 0.17676 | 0.17716 | 0.17756 | 0.17796
| BAS022-155392904 | BAS022 | 0.041878 | 0.042137 | 0.042397 | 0.042656 | 0.042915 | 0.043049 | 0.043183 | 0.043317 | 0.043451 | 0.043585 | 0.043719 | 0.043853 | 0.043987 | 0.044121 | 0.044255 | 0.044389 | 0.044523 | 0.044657 | 0.044791 | 0.044925
| BAS022-155393076 | BAS022 | 0.14938 | 0.15047 | 0.15156 | 0.15264 | 0.15373 | 0.1542 | 0.15467 | 0.15514 | 0.15561 | 0.15608 | 0.15655 | 0.15702 | 0.15749 | 0.15795 | 0.15842 | 0.15889 | 0.15936 | 0.15983 | 0.1603 | 0.16077
| BAS022-163916141 | BAS022 | 0.22234 | 0.22369 | 0.22504 | 0.22639 | 0.22773 | 0.22832 | 0.22891 | 0.2295 | 0.23009 | 0.23068 | 0.23127 | 0.23186 | 0.23245 | 0.23304 | 0.23363 | 0.23422 | 0.23481 | 0.2354 | 0.23599 | 0.23658
| BAS022-164206998 | BAS022 | 25.3354 | 25.4455 | 25.5556 | 25.6657 | 25.7758 | 25.8228 | 25.8698 | 25.9168 | 25.9638 | 26.0108 | 26.0578 | 26.1048 | 26.1518 | 26.1988 | 26.2458 | 26.2928 | 26.3398 | 26.3868 | 26.4338 | 26.4808
| BAS022-171331284 | BAS022 | 0.39051 | 0.39243 | 0.39434 | 0.39626 | 0.39818 | 0.39914 | 0.40009 | 0.40105 | 0.402 | 0.40296 | 0.40392 | 0.40487 | 0.40583 | 0.40679 | 0.40774 | 0.4087 | 0.40966 | 0.41061 | 0.41157 | 0.41253
| BAS022-172349144 | BAS022 | 0.00011409 | 0.00011475 | 0.0001154 | 0.00011605 | 0.0001167 | 0.00011731 | 0.00011793 | 0.00011854 | 0.00011916 | 0.00011977 | 0.00012039 | 0.000121 | 0.00012162 | 0.00012223 | 0.00012285 | 0.00012347 | 0.00012408 | 0.00012469 | 0.00012531 | 0.00012593
| BAS022-193385657 | BAS022 | 8.908 | 8.9362 | 8.9643 | 8.9925 | 9.0207 | 9.0294 | 9.038 | 9.0467 | 9.0554 | 9.064 | 9.0727 | 9.0814 | 9.09 | 9.0987 | 9.1074 | 9.1161 | 9.1247 | 9.1334 | 9.1421 | 9.1507
| BAS022-193385775 | BAS022 | 250.1655 | 251.3558 | 252.546 | 253.7362 | 254.9265 | 255.4082 | 255.8899 | 256.3716 | 256.8533 | 257.335 | 257.8167 | 258.2984 | 258.7801 | 259.2618 | 259.7436 | 260.2253 | 260.707 | 261.1887 | 261.6704 | 262.1521
| BAS022-24598930 | BAS022 | 10.3979 | 10.4529 | 10.5078 | 10.5628 | 10.6177 | 10.645 | 10.6723 | 10.6996 | 10.7269 | 10.7542 | 10.7815 | 10.8088 | 10.8361 | 10.8634 | 10.8908 | 10.9181 | 10.9454 | 10.9727 | 11 | 11.0273
| BAS022-72697775 | BAS022 | 0.028052 | 0.028221 | 0.028391 | 0.02856 | 0.02873 | 0.028774 | 0.028817 | 0.028861 | 0.028905 | 0.028948 | 0.028992 | 0.029036 | 0.029079 | 0.029123 | 0.029167 | 0.029211 | 0.029254 | 0.029298 | 0.029342 | 0.029385
| BAS022-72698236 | BAS022 | 0.062501 | 0.062874 | 0.063248 | 0.063621 | 0.063994 | 0.064204 | 0.064414 | 0.064624 | 0.064834 | 0.065044 | 0.065255 | 0.065465 | 0.065675 | 0.065885 | 0.066095 | 0.066305 | 0.066515 | 0.066725 | 0.066935 | 0.067145
| BAS022-72698508 | BAS022 | 0.035106 | 0.035283 | 0.035461 | 0.035638 | 0.035816 | 0.035898 | 0.03598 | 0.036062 | 0.036144 | 0.036226 | 0.036308 | 0.03639 | 0.036472 | 0.036554 | 0.036636 | 0.036718 | 0.0368 | 0.036882 | 0.036964 | 0.037046
| BAS022-88324187 | BAS022 | 0.26623 | 0.2677 | 0.26917 | 0.27064 | 0.27211 | 0.273 | 0.27389 | 0.27478 | 0.27567 | 0.27656 | 0.27745 | 0.27834 | 0.27923 | 0.28013 | 0.28102 | 0.28191 | 0.2828 | 0.28369 | 0.28458 | 0.28547
| BAS022-88324452 | BAS022 | 0.28175 | 0.2835 | 0.28525 | 0.287 | 0.28875 | 0.28935 | 0.28994 | 0.29054 | 0.29113 | 0.29172 | 0.29232 | 0.29291 | 0.2935 | 0.2941 | 0.29469 | 0.29528 | 0.29588 | 0.29647 | 0.29706 | 0.29766
| BAS023-141849160 | BAS023 | 0.33121 | 0.33299 | 0.33477 | 0.33656 | 0.33834 | 0.33899 | 0.33964 | 0.34028 | 0.34093 | 0.34158 | 0.34223 | 0.34287 | 0.34352 | 0.34417 | 0.34482 | 0.34546 | 0.34611 | 0.34676 | 0.34741 | 0.34805
| BAS023-141849179 | BAS023 | 0.041025 | 0.041309 | 0.041592 | 0.041876 | 0.04216 | 0.042352 | 0.042545 | 0.042738 | 0.04293 | 0.043123 | 0.043316 | 0.043508 | 0.043701 | 0.043894 | 0.044087 | 0.044279 | 0.044472 | 0.044665 | 0.044857 | 0.04505
| BAS023-15416141 | BAS023 | 0 | 0 | 0 | 0 | 0 | 0 | 0 | 0 | 0 | 0 | 0 | 0 | 0 | 0 | 0 | 0 | 0 | 0 | 0 | 0
| BAS023-155325011 | BAS023 | 0.41844 | 0.42089 | 0.42333 | 0.42577 | 0.42822 | 0.42914 | 0.43006 | 0.43099 | 0.43191 | 0.43283 | 0.43376 | 0.43468 | 0.43561 | 0.43653 | 0.43745 | 0.43838 | 0.4393 | 0.44022 | 0.44115 | 0.44207
| BAS023-24612761 | BAS023 | 83.3881 | 83.7491 | 84.1101 | 84.4711 | 84.8321 | 84.9517 | 85.0713 | 85.1909 | 85.3105 | 85.4301 | 85.5497 | 85.6693 | 85.7889 | 85.9085 | 86.0281 | 86.1477 | 86.2673 | 86.3869 | 86.5065 | 86.6261
| BAS023-41628847 | BAS023 | 10.5007 | 10.5658 | 10.6308 | 10.6958 | 10.7608 | 10.7952 | 10.8297 | 10.8641 | 10.8985 | 10.9329 | 10.9673 | 11.0017 | 11.0362 | 11.0706 | 11.105 | 11.1394 | 11.1738 | 11.2083 | 11.2427 | 11.2771
| BAS024-15416191 | BAS024 | 1.8323 | 1.8451 | 1.858 | 1.8708 | 1.8837 | 1.8942 | 1.9048 | 1.9153 | 1.9259 | 1.9365 | 1.947 | 1.9576 | 1.9681 | 1.9787 | 1.9892 | 1.9998 | 2.0104 | 2.0209 | 2.0315 | 2.042
| BAS032-155216556 | BAS032 | 118.5393 | 118.9448 | 119.3502 | 119.7557 | 120.1612 | 120.2915 | 120.4218 | 120.5521 | 120.6823 | 120.8126 | 120.9429 | 121.0732 | 121.2035 | 121.3338 | 121.4641 | 121.5944 | 121.7247 | 121.855 | 121.9853 | 122.1156
| BAS032-177751012 | BAS032 | 55.9949 | 56.1603 | 56.3258 | 56.4912 | 56.6566 | 56.7307 | 56.8048 | 56.8789 | 56.953 | 57.027 | 57.1011 | 57.1752 | 57.2493 | 57.3234 | 57.3975 | 57.4716 | 57.5457 | 57.6198 | 57.6939 | 57.768
| BAS033-139662053 | BAS033 | 1.0822 | 1.0899 | 1.0975 | 1.1052 | 1.1128 | 1.1105 | 1.1082 | 1.1059 | 1.1036 | 1.1013 | 1.099 | 1.0967 | 1.0944 | 1.0921 | 1.0898 | 1.0875 | 1.0851 | 1.0828 | 1.0805 | 1.0782
| BAS033-139662229 | BAS033 | 1.6162 | 1.6267 | 1.6373 | 1.6479 | 1.6585 | 1.6588 | 1.6591 | 1.6594 | 1.6597 | 1.66 | 1.6603 | 1.6606 | 1.6609 | 1.6612 | 1.6615 | 1.6618 | 1.6621 | 1.6624 | 1.6626 | 1.6629
| BAS033-140150122 | BAS033 | 0.099675 | 0.10043 | 0.10118 | 0.10193 | 0.10268 | 0.10246 | 0.10224 | 0.10202 | 0.10181 | 0.10159 | 0.10137 | 0.10115 | 0.10093 | 0.10072 | 0.1005 | 0.10028 | 0.10006 | 0.099845 | 0.099627 | 0.099409
| BAS033-142953276 | BAS033 | 0.69213 | 0.6951 | 0.69806 | 0.70103 | 0.70399 | 0.70685 | 0.70971 | 0.71257 | 0.71543 | 0.71829 | 0.72116 | 0.72402 | 0.72688 | 0.72974 | 0.7326 | 0.73546 | 0.73832 | 0.74118 | 0.74404 | 0.74691
| BAS033-155164312 | BAS033 | 0.0021946 | 0.0022147 | 0.0022349 | 0.002255 | 0.0022752 | 0.0022738 | 0.0022723 | 0.0022709 | 0.0022694 | 0.002268 | 0.0022666 | 0.0022651 | 0.0022637 | 0.0022622 | 0.0022608 | 0.0022594 | 0.0022579 | 0.0022565 | 0.002255 | 0.0022536
| BAS033-155176923 | BAS033 | 0.7472 | 0.75266 | 0.75812 | 0.76357 | 0.76903 | 0.76766 | 0.76629 | 0.76493 | 0.76356 | 0.76219 | 0.76082 | 0.75945 | 0.75808 | 0.75671 | 0.75535 | 0.75398 | 0.75261 | 0.75124 | 0.74987 | 0.7485
| BAS033-155190238 | BAS033 | 0.071439 | 0.071954 | 0.072469 | 0.072983 | 0.073498 | 0.073135 | 0.072771 | 0.072408 | 0.072044 | 0.071681 | 0.071317 | 0.070954 | 0.07059 | 0.070227 | 0.069863 | 0.0695 | 0.069137 | 0.068773 | 0.06841 | 0.068046
| BAS033-155190444 | BAS033 | 0.010934 | 0.011031 | 0.011127 | 0.011223 | 0.011319 | 0.01131 | 0.0113 | 0.01129 | 0.011281 | 0.011271 | 0.011262 | 0.011252 | 0.011242 | 0.011233 | 0.011223 | 0.011214 | 0.011204 | 0.011194 | 0.011185 | 0.011175
| BAS033-155190566 | BAS033 | 0.021402 | 0.021601 | 0.021801 | 0.022001 | 0.0222 | 0.022142 | 0.022083 | 0.022024 | 0.021965 | 0.021906 | 0.021847 | 0.021788 | 0.021729 | 0.021671 | 0.021612 | 0.021553 | 0.021494 | 0.021435 | 0.021376 | 0.021317
| BAS033-155190689 | BAS033 | 0.0016421 | 0.0016556 | 0.001669 | 0.0016824 | 0.0016959 | 0.0016939 | 0.001692 | 0.0016901 | 0.0016881 | 0.0016862 | 0.0016843 | 0.0016823 | 0.0016804 | 0.0016785 | 0.0016765 | 0.0016746 | 0.0016727 | 0.0016707 | 0.0016688 | 0.0016669
| BAS033-155190801 | BAS033 | 0.00017854 | 0.00018026 | 0.00018197 | 0.00018369 | 0.0001854 | 0.00018501 | 0.00018462 | 0.00018423 | 0.00018384 | 0.00018345 | 0.00018306 | 0.00018267 | 0.00018228 | 0.00018189 | 0.0001815 | 0.00018111 | 0.00018072 | 0.00018033 | 0.00017994 | 0.00017955
| BAS033-155250207 | BAS033 | 0.054334 | 0.054787 | 0.05524 | 0.055693 | 0.056145 | 0.056028 | 0.05591 | 0.055793 | 0.055675 | 0.055558 | 0.05544 | 0.055323 | 0.055205 | 0.055087 | 0.05497 | 0.054852 | 0.054735 | 0.054617 | 0.0545 | 0.054382
| BAS033-155250324 | BAS033 | 4.2545e-05 | 4.2979e-05 | 4.3413e-05 | 4.3846e-05 | 4.428e-05 | 4.4259e-05 | 4.4238e-05 | 4.4217e-05 | 4.4196e-05 | 4.4175e-05 | 4.4154e-05 | 4.4133e-05 | 4.4112e-05 | 4.4091e-05 | 4.407e-05 | 4.4049e-05 | 4.4028e-05 | 4.4007e-05 | 4.3986e-05 | 4.3965e-05
| BAS033-177750890 | BAS033 | 39.7469 | 39.9269 | 40.1068 | 40.2868 | 40.4668 | 40.5414 | 40.6161 | 40.6907 | 40.7654 | 40.8401 | 40.9147 | 40.9894 | 41.064 | 41.1387 | 41.2134 | 41.288 | 41.3627 | 41.4373 | 41.512 | 41.5867
| BAS033-193428051 | BAS033 | 332.2525 | 333.8779 | 335.5033 | 337.1287 | 338.7541 | 339.1172 | 339.4802 | 339.8432 | 340.2062 | 340.5693 | 340.9323 | 341.2953 | 341.6583 | 342.0213 | 342.3844 | 342.7474 | 343.1104 | 343.4734 | 343.8364 | 344.1995
| BAS033-193428083 | BAS033 | 2.7082 | 2.7279 | 2.7477 | 2.7675 | 2.7873 | 2.7784 | 2.7696 | 2.7608 | 2.7519 | 2.7431 | 2.7342 | 2.7254 | 2.7165 | 2.7077 | 2.6989 | 2.69 | 2.6812 | 2.6723 | 2.6635 | 2.6546
| BAS033-193428108 | BAS033 | 5.8177 | 5.8651 | 5.9125 | 5.9599 | 6.0073 | 6.0015 | 5.9957 | 5.9898 | 5.984 | 5.9782 | 5.9724 | 5.9665 | 5.9607 | 5.9549 | 5.9491 | 5.9433 | 5.9374 | 5.9316 | 5.9258 | 5.92
| BAS033-193428622 | BAS033 | 197.1821 | 198.1483 | 199.1144 | 200.0806 | 201.0467 | 201.3966 | 201.7465 | 202.0964 | 202.4463 | 202.7962 | 203.1461 | 203.4961 | 203.846 | 204.1959 | 204.5458 | 204.8957 | 205.2456 | 205.5955 | 205.9454 | 206.2953
| BAS033-78747898 | BAS033 | 0.00092916 | 0.00093452 | 0.00093988 | 0.00094524 | 0.0009506 | 0.00095564 | 0.00096068 | 0.00096572 | 0.00097076 | 0.0009758 | 0.00098084 | 0.00098588 | 0.00099092 | 0.00099596 | 0.001001 | 0.001006 | 0.0010111 | 0.0010161 | 0.0010212 | 0.0010262
| BAS033-78747960 | BAS033 | 0.0030851 | 0.0031008 | 0.0031165 | 0.0031323 | 0.003148 | 0.0031585 | 0.003169 | 0.0031796 | 0.0031901 | 0.0032007 | 0.0032112 | 0.0032218 | 0.0032323 | 0.0032429 | 0.0032534 | 0.0032639 | 0.0032745 | 0.003285 | 0.0032956 | 0.0033061
| BAS033-78748025 | BAS033 | 1.4289 | 1.4349 | 1.4408 | 1.4468 | 1.4528 | 1.4552 | 1.4576 | 1.46 | 1.4624 | 1.4648 | 1.4672 | 1.4696 | 1.472 | 1.4744 | 1.4768 | 1.4792 | 1.4816 | 1.484 | 1.4864 | 1.4888
| BAS033-78748089 | BAS033 | 0.16494 | 0.16577 | 0.16659 | 0.16742 | 0.16825 | 0.16867 | 0.16908 | 0.1695 | 0.16991 | 0.17033 | 0.17075 | 0.17116 | 0.17158 | 0.17199 | 0.17241 | 0.17282 | 0.17324 | 0.17366 | 0.17407 | 0.17449
| BAS033-95730010 | BAS033 | 0.0071446 | 0.0071964 | 0.0072483 | 0.0073001 | 0.007352 | 0.0073274 | 0.0073027 | 0.0072781 | 0.0072534 | 0.0072288 | 0.0072041 | 0.0071795 | 0.0071549 | 0.0071302 | 0.0071056 | 0.0070809 | 0.0070563 | 0.0070317 | 0.007007 | 0.0069824
| BAS033-96330036 | BAS033 | 0.34419 | 0.34694 | 0.3497 | 0.35245 | 0.3552 | 0.35444 | 0.35368 | 0.35292 | 0.35217 | 0.35141 | 0.35065 | 0.34989 | 0.34913 | 0.34837 | 0.34761 | 0.34686 | 0.3461 | 0.34534 | 0.34458 | 0.34382
| BAS034-15416250 | BAS034 | 0 | 0 | 0 | 0 | 0 | 0 | 0 | 0 | 0 | 0 | 0 | 0 | 0 | 0 | 0 | 0 | 0 | 0 | 0 | 0
| BAS034-199849971 | BAS034 | 0 | 0 | 0 | 0 | 0 | 0 | 0 | 0 | 0 | 0 | 0 | 0 | 0 | 0 | 0 | 0 | 0 | 0 | 0 | 0
| BBD013-15437974 | BBD013 | 1.7781 | 1.7946 | 1.811 | 1.8275 | 1.8439 | 1.8415 | 1.839 | 1.8365 | 1.8341 | 1.8316 | 1.8292 | 1.8267 | 1.8242 | 1.8218 | 1.8193 | 1.8169 | 1.8144 | 1.8119 | 1.8095 | 1.807
| BBD013-24614080 | BBD013 | 0.64313 | 0.6481 | 0.65307 | 0.65804 | 0.66302 | 0.66289 | 0.66277 | 0.66265 | 0.66252 | 0.6624 | 0.66228 | 0.66215 | 0.66203 | 0.6619 | 0.66178 | 0.66166 | 0.66153 | 0.66141 | 0.66129 | 0.66116
| BBD014-15437952 | BBD014 | 0.1366 | 0.13793 | 0.13925 | 0.14057 | 0.14189 | 0.14172 | 0.14155 | 0.14138 | 0.14121 | 0.14104 | 0.14087 | 0.14069 | 0.14052 | 0.14035 | 0.14018 | 0.14001 | 0.13984 | 0.13967 | 0.13949 | 0.13932
| BBD014-160682204 | BBD014 | 0.0014089 | 0.0014093 | 0.0014096 | 0.00141 | 0.0014103 | 0.0014101 | 0.0014098 | 0.0014095 | 0.0014092 | 0.0014089 | 0.0014086 | 0.0014084 | 0.0014081 | 0.0014078 | 0.0014075 | 0.0014072 | 0.001407 | 0.0014067 | 0.0014064 | 0.0014061
| BBD014-162435599 | BBD014 | 0 | 0 | 0 | 0 | 0 | 0 | 0 | 0 | 0 | 0 | 0 | 0 | 0 | 0 | 0 | 0 | 0 | 0 | 0 | 0
| BBD014-96325732 | BBD014 | 0.24633 | 0.24896 | 0.25159 | 0.25422 | 0.25685 | 0.25585 | 0.25484 | 0.25384 | 0.25283 | 0.25183 | 0.25082 | 0.24982 | 0.24881 | 0.24781 | 0.2468 | 0.2458 | 0.24479 | 0.24379 | 0.24278 | 0.24178
| BBD014-96325958 | BBD014 | 0 | 0 | 0 | 0 | 0 | 0 | 0 | 0 | 0 | 0 | 0 | 0 | 0 | 0 | 0 | 0 | 0 | 0 | 0 | 0
| BBD014-97325263 | BBD014 | 1.7128 | 1.7284 | 1.7441 | 1.7598 | 1.7755 | 1.7727 | 1.7698 | 1.7669 | 1.764 | 1.7612 | 1.7583 | 1.7554 | 1.7525 | 1.7497 | 1.7468 | 1.7439 | 1.741 | 1.7382 | 1.7353 | 1.7324
| BBD021-15437930 | BBD021 | 0.0015363 | 0.0015511 | 0.001566 | 0.0015809 | 0.0015958 | 0.0015938 | 0.0015919 | 0.00159 | 0.0015881 | 0.0015862 | 0.0015842 | 0.0015823 | 0.0015804 | 0.0015785 | 0.0015765 | 0.0015746 | 0.0015727 | 0.0015708 | 0.0015688 | 0.0015669
| BBD021-24611491 | BBD021 | 1.2433 | 1.2548 | 1.2663 | 1.2777 | 1.2892 | 1.2869 | 1.2845 | 1.2822 | 1.2798 | 1.2775 | 1.2752 | 1.2728 | 1.2705 | 1.2681 | 1.2658 | 1.2635 | 1.2611 | 1.2588 | 1.2564 | 1.2541
| BBD021-24613487 | BBD021 | 7.0207 | 7.0782 | 7.1357 | 7.1932 | 7.2508 | 7.2353 | 7.2198 | 7.2043 | 7.1888 | 7.1733 | 7.1579 | 7.1424 | 7.1269 | 7.1114 | 7.0959 | 7.0804 | 7.065 | 7.0495 | 7.034 | 7.0185
| BBD021-40480035 | BBD021 | 1.6453 | 1.6582 | 1.6712 | 1.6841 | 1.6971 | 1.6933 | 1.6895 | 1.6857 | 1.6819 | 1.6781 | 1.6743 | 1.6705 | 1.6667 | 1.6629 | 1.6591 | 1.6553 | 1.6515 | 1.6478 | 1.644 | 1.6402
| BBD022-15437908 | BBD022 | 0.049911 | 0.050383 | 0.050855 | 0.051327 | 0.051799 | 0.051682 | 0.051565 | 0.051447 | 0.05133 | 0.051213 | 0.051096 | 0.050979 | 0.050861 | 0.050744 | 0.050627 | 0.05051 | 0.050393 | 0.050275 | 0.050158 | 0.050041
| BET001-143534818 | BET001 | 0.19697 | 0.19826 | 0.19956 | 0.20085 | 0.20215 | 0.20245 | 0.20275 | 0.20306 | 0.20336 | 0.20366 | 0.20396 | 0.20427 | 0.20457 | 0.20487 | 0.20517 | 0.20548 | 0.20578 | 0.20608 | 0.20638 | 0.20669
| BET001-15424260 | BET001 | 134.5314 | 135.441 | 136.3505 | 137.2601 | 138.1697 | 138.5685 | 138.9673 | 139.3662 | 139.765 | 140.1639 | 140.5627 | 140.9615 | 141.3604 | 141.7592 | 142.1581 | 142.5569 | 142.9557 | 143.3546 | 143.7534 | 144.1523
| BET001-163510183 | BET001 | 4.9007 | 4.9311 | 4.9615 | 4.9919 | 5.0222 | 5.0353 | 5.0483 | 5.0613 | 5.0743 | 5.0874 | 5.1004 | 5.1134 | 5.1264 | 5.1395 | 5.1525 | 5.1655 | 5.1785 | 5.1916 | 5.2046 | 5.2176
| BET001-163510254 | BET001 | 6.8985 | 6.9502 | 7.0019 | 7.0536 | 7.1053 | 7.1293 | 7.1532 | 7.1771 | 7.201 | 7.2249 | 7.2488 | 7.2727 | 7.2967 | 7.3206 | 7.3445 | 7.3684 | 7.3923 | 7.4162 | 7.4401 | 7.4641
| BET001-163979859 | BET001 | 0.37104 | 0.37386 | 0.37669 | 0.37951 | 0.38234 | 0.38333 | 0.38432 | 0.38531 | 0.3863 | 0.3873 | 0.38829 | 0.38928 | 0.39027 | 0.39126 | 0.39225 | 0.39325 | 0.39424 | 0.39523 | 0.39622 | 0.39721
| BET002-147836095 | BET002 | 0 | 0 | 0 | 0 | 0 | 0 | 0 | 0 | 0 | 0 | 0 | 0 | 0 | 0 | 0 | 0 | 0 | 0 | 0 | 0
| BET002-15424310 | BET002 | 0 | 0 | 0 | 0 | 0 | 0 | 0 | 0 | 0 | 0 | 0 | 0 | 0 | 0 | 0 | 0 | 0 | 0 | 0 | 0
| BET003-15424094 | BET003 | 0.76827 | 0.7723 | 0.77634 | 0.78037 | 0.78441 | 0.78574 | 0.78708 | 0.78841 | 0.78974 | 0.79108 | 0.79241 | 0.79374 | 0.79508 | 0.79641 | 0.79774 | 0.79908 | 0.80041 | 0.80174 | 0.80308 | 0.80441
| BET004-112026510 | BET004 | 0.61176 | 0.6161 | 0.62043 | 0.62477 | 0.62911 | 0.63094 | 0.63276 | 0.63459 | 0.63642 | 0.63824 | 0.64007 | 0.6419 | 0.64373 | 0.64555 | 0.64738 | 0.64921 | 0.65103 | 0.65286 | 0.65469 | 0.65651
| BET004-15424334 | BET004 | 65.9867 | 66.3652 | 66.7436 | 67.1221 | 67.5006 | 67.8313 | 68.162 | 68.4927 | 68.8234 | 69.1541 | 69.4848 | 69.8156 | 70.1463 | 70.477 | 70.8077 | 71.1384 | 71.4691 | 71.7998 | 72.1305 | 72.4612
| BET004-163616866 | BET004 | 0.35139 | 0.3539 | 0.35642 | 0.35894 | 0.36145 | 0.36232 | 0.3632 | 0.36407 | 0.36494 | 0.36581 | 0.36668 | 0.36755 | 0.36843 | 0.3693 | 0.37017 | 0.37104 | 0.37191 | 0.37278 | 0.37366 | 0.37453
| BET004-164487583 | BET004 | 0.035575 | 0.035782 | 0.035989 | 0.036196 | 0.036403 | 0.036471 | 0.036539 | 0.036607 | 0.036675 | 0.036743 | 0.036811 | 0.036879 | 0.036947 | 0.037015 | 0.037082 | 0.03715 | 0.037218 | 0.037286 | 0.037354 | 0.037422
| BET004-164487758 | BET004 | 0.046905 | 0.047242 | 0.047579 | 0.047916 | 0.048253 | 0.04837 | 0.048487 | 0.048603 | 0.04872 | 0.048837 | 0.048954 | 0.049071 | 0.049188 | 0.049305 | 0.049422 | 0.049539 | 0.049656 | 0.049773 | 0.04989 | 0.050007
| BET004-24611449 | BET004 | 47.3211 | 47.5879 | 47.8548 | 48.1216 | 48.3885 | 48.4588 | 48.529 | 48.5993 | 48.6695 | 48.7398 | 48.81 | 48.8803 | 48.9505 | 49.0208 | 49.091 | 49.1613 | 49.2315 | 49.3018 | 49.372 | 49.4423
| BET004-72499638 | BET004 | 0.88516 | 0.89069 | 0.89622 | 0.90176 | 0.90729 | 0.90856 | 0.90983 | 0.9111 | 0.91237 | 0.91364 | 0.91491 | 0.91618 | 0.91745 | 0.91872 | 0.91999 | 0.92126 | 0.92253 | 0.9238 | 0.92507 | 0.92634
| BET004-72499720 | BET004 | 0.13681 | 0.1377 | 0.13858 | 0.13947 | 0.14036 | 0.14071 | 0.14107 | 0.14142 | 0.14177 | 0.14212 | 0.14248 | 0.14283 | 0.14318 | 0.14353 | 0.14389 | 0.14424 | 0.14459 | 0.14494 | 0.1453 | 0.14565
| BET004-72499790 | BET004 | 0.10551 | 0.10637 | 0.10723 | 0.10808 | 0.10894 | 0.10931 | 0.10968 | 0.11005 | 0.11041 | 0.11078 | 0.11115 | 0.11152 | 0.11189 | 0.11226 | 0.11263 | 0.113 | 0.11336 | 0.11373 | 0.1141 | 0.11447
| BET004-72500100 | BET004 | 0.48857 | 0.49138 | 0.49418 | 0.49698 | 0.49978 | 0.50089 | 0.502 | 0.50311 | 0.50421 | 0.50532 | 0.50643 | 0.50754 | 0.50865 | 0.50975 | 0.51086 | 0.51197 | 0.51308 | 0.51419 | 0.5153 | 0.5164
| BET004-72500230 | BET004 | 0.10541 | 0.10612 | 0.10684 | 0.10756 | 0.10828 | 0.10845 | 0.10863 | 0.10881 | 0.10899 | 0.10916 | 0.10934 | 0.10952 | 0.1097 | 0.10987 | 0.11005 | 0.11023 | 0.11041 | 0.11058 | 0.11076 | 0.11094
| BET004-72500251 | BET004 | 0.58889 | 0.59363 | 0.59836 | 0.6031 | 0.60783 | 0.60951 | 0.61119 | 0.61287 | 0.61455 | 0.61623 | 0.6179 | 0.61958 | 0.62126 | 0.62294 | 0.62462 | 0.6263 | 0.62798 | 0.62966 | 0.63133 | 0.63301
| BET004-72500469 | BET004 | 0.40919 | 0.4109 | 0.41261 | 0.41432 | 0.41602 | 0.41655 | 0.41707 | 0.41759 | 0.41812 | 0.41864 | 0.41916 | 0.41969 | 0.42021 | 0.42074 | 0.42126 | 0.42178 | 0.42231 | 0.42283 | 0.42335 | 0.42388
| BET005-110828671 | BET005 | 0.85224 | 0.85793 | 0.86362 | 0.86931 | 0.87501 | 0.8767 | 0.87839 | 0.88009 | 0.88178 | 0.88348 | 0.88517 | 0.88686 | 0.88856 | 0.89025 | 0.89195 | 0.89364 | 0.89534 | 0.89703 | 0.89872 | 0.90042
| BET005-117327746 | BET005 | 0.063892 | 0.064441 | 0.06499 | 0.065539 | 0.066087 | 0.066418 | 0.066748 | 0.067079 | 0.067409 | 0.067739 | 0.06807 | 0.0684 | 0.06873 | 0.069061 | 0.069391 | 0.069722 | 0.070052 | 0.070382 | 0.070713 | 0.071043
| BET005-142631975 | BET005 | 0.0045161 | 0.0045538 | 0.0045916 | 0.0046293 | 0.004667 | 0.0046861 | 0.0047052 | 0.0047242 | 0.0047433 | 0.0047624 | 0.0047815 | 0.0048005 | 0.0048196 | 0.0048387 | 0.0048577 | 0.0048768 | 0.0048959 | 0.0049149 | 0.004934 | 0.0049531
| BET005-142632215 | BET005 | 0.11939 | 0.12032 | 0.12125 | 0.12219 | 0.12312 | 0.12353 | 0.12394 | 0.12434 | 0.12475 | 0.12516 | 0.12557 | 0.12598 | 0.12639 | 0.12679 | 0.1272 | 0.12761 | 0.12802 | 0.12843 | 0.12883 | 0.12924
| BET005-143035133 | BET005 | 0.21801 | 0.21966 | 0.22131 | 0.22297 | 0.22462 | 0.22509 | 0.22555 | 0.22602 | 0.22649 | 0.22695 | 0.22742 | 0.22788 | 0.22835 | 0.22882 | 0.22928 | 0.22975 | 0.23022 | 0.23068 | 0.23115 | 0.23162
| BET005-143035406 | BET005 | 0.54983 | 0.55342 | 0.55701 | 0.5606 | 0.56418 | 0.56525 | 0.56631 | 0.56737 | 0.56844 | 0.5695 | 0.57056 | 0.57162 | 0.57269 | 0.57375 | 0.57481 | 0.57587 | 0.57694 | 0.578 | 0.57906 | 0.58013
| BET005-143035691 | BET005 | 0.082696 | 0.083266 | 0.083837 | 0.084408 | 0.084978 | 0.085245 | 0.085512 | 0.085779 | 0.086046 | 0.086313 | 0.08658 | 0.086848 | 0.087115 | 0.087382 | 0.087649 | 0.087916 | 0.088183 | 0.08845 | 0.088717 | 0.088984
| BET005-15436909 | BET005 | 98.4039 | 98.7623 | 99.1208 | 99.4792 | 99.8377 | 99.948 | 100.0583 | 100.1686 | 100.279 | 100.3893 | 100.4996 | 100.6099 | 100.7202 | 100.8305 | 100.9409 | 101.0512 | 101.1615 | 101.2718 | 101.3821 | 101.4925
| BET005-162764936 | BET005 | 0.016774 | 0.016892 | 0.017011 | 0.017129 | 0.017248 | 0.017286 | 0.017324 | 0.017362 | 0.0174 | 0.017438 | 0.017476 | 0.017514 | 0.017553 | 0.017591 | 0.017629 | 0.017667 | 0.017705 | 0.017743 | 0.017781 | 0.017819
| BET005-24614354 | BET005 | 76.2416 | 76.6578 | 77.0739 | 77.49 | 77.9062 | 78.0886 | 78.271 | 78.4534 | 78.6358 | 78.8183 | 79.0007 | 79.1831 | 79.3655 | 79.548 | 79.7304 | 79.9128 | 80.0952 | 80.2776 | 80.4601 | 80.6425
| BET005-54520179 | BET005 | 24.6429 | 24.8316 | 25.0204 | 25.2091 | 25.3979 | 25.4969 | 25.5959 | 25.6948 | 25.7938 | 25.8928 | 25.9918 | 26.0908 | 26.1897 | 26.2887 | 26.3877 | 26.4867 | 26.5857 | 26.6846 | 26.7836 | 26.8826
| BET005-76446461 | BET005 | 0.38988 | 0.39302 | 0.39616 | 0.3993 | 0.40244 | 0.40372 | 0.405 | 0.40629 | 0.40757 | 0.40885 | 0.41013 | 0.41141 | 0.41269 | 0.41397 | 0.41525 | 0.41653 | 0.41781 | 0.41909 | 0.42038 | 0.42166
| BET005-76446537 | BET005 | 0.20555 | 0.20731 | 0.20907 | 0.21083 | 0.21259 | 0.21331 | 0.21404 | 0.21477 | 0.21549 | 0.21622 | 0.21695 | 0.21767 | 0.2184 | 0.21913 | 0.21985 | 0.22058 | 0.22131 | 0.22203 | 0.22276 | 0.22349
| BET006-122234049 | BET006 | 0.12515 | 0.12591 | 0.12666 | 0.12742 | 0.12818 | 0.12848 | 0.12877 | 0.12907 | 0.12936 | 0.12966 | 0.12996 | 0.13025 | 0.13055 | 0.13085 | 0.13114 | 0.13144 | 0.13173 | 0.13203 | 0.13233 | 0.13262
| BET006-123629680 | BET006 | 1.3452 | 1.3542 | 1.3632 | 1.3722 | 1.3812 | 1.3832 | 1.3852 | 1.3872 | 1.3892 | 1.3912 | 1.3932 | 1.3952 | 1.3972 | 1.3992 | 1.4012 | 1.4032 | 1.4053 | 1.4073 | 1.4093 | 1.4113
| BET006-130742783 | BET006 | 0.29992 | 0.30183 | 0.30373 | 0.30564 | 0.30754 | 0.30823 | 0.30891 | 0.3096 | 0.31028 | 0.31097 | 0.31165 | 0.31234 | 0.31303 | 0.31371 | 0.3144 | 0.31508 | 0.31577 | 0.31645 | 0.31714 | 0.31782
| BET006-143535036 | BET006 | 0.088357 | 0.088988 | 0.089618 | 0.090248 | 0.090878 | 0.091066 | 0.091253 | 0.091441 | 0.091629 | 0.091816 | 0.092004 | 0.092192 | 0.092379 | 0.092567 | 0.092754 | 0.092942 | 0.09313 | 0.093317 | 0.093505 | 0.093692
| BET006-143535310 | BET006 | 0.11701 | 0.1178 | 0.11859 | 0.11938 | 0.12018 | 0.1207 | 0.12121 | 0.12173 | 0.12225 | 0.12277 | 0.12329 | 0.12381 | 0.12433 | 0.12485 | 0.12537 | 0.12589 | 0.1264 | 0.12692 | 0.12744 | 0.12796
| BET006-143535450 | BET006 | 0.47627 | 0.47997 | 0.48367 | 0.48737 | 0.49107 | 0.49235 | 0.49363 | 0.49491 | 0.49619 | 0.49747 | 0.49875 | 0.50003 | 0.50131 | 0.50259 | 0.50387 | 0.50515 | 0.50643 | 0.50771 | 0.50899 | 0.51027
| BET006-15436859 | BET006 | 152.2601 | 152.4453 | 152.6304 | 152.8155 | 153.0006 | 153.0476 | 153.0946 | 153.1416 | 153.1886 | 153.2356 | 153.2826 | 153.3296 | 153.3766 | 153.4236 | 153.4706 | 153.5176 | 153.5646 | 153.6116 | 153.6586 | 153.7056
| BET006-160813078 | BET006 | 0.36216 | 0.3649 | 0.36764 | 0.37038 | 0.37312 | 0.3746 | 0.37607 | 0.37755 | 0.37902 | 0.3805 | 0.38197 | 0.38344 | 0.38492 | 0.38639 | 0.38787 | 0.38934 | 0.39082 | 0.39229 | 0.39376 | 0.39524
| BET006-163864001 | BET006 | 0.65787 | 0.66185 | 0.66582 | 0.66979 | 0.67377 | 0.67545 | 0.67713 | 0.67881 | 0.6805 | 0.68218 | 0.68386 | 0.68554 | 0.68723 | 0.68891 | 0.69059 | 0.69227 | 0.69395 | 0.69564 | 0.69732 | 0.699
| BET006-195895491 | BET006 | 0 | 0 | 0 | 0 | 0 | 0 | 0 | 0 | 0 | 0 | 0 | 0 | 0 | 0 | 0 | 0 | 0 | 0 | 0 | 0
| BET006-195895635 | BET006 | 15.1492 | 15.247 | 15.3448 | 15.4426 | 15.5404 | 15.5844 | 15.6283 | 15.6723 | 15.7162 | 15.7602 | 15.8041 | 15.848 | 15.892 | 15.9359 | 15.9799 | 16.0238 | 16.0678 | 16.1117 | 16.1557 | 16.1996
| BET006-195895661 | BET006 | 37.987 | 38.1367 | 38.2863 | 38.436 | 38.5857 | 38.6631 | 38.7405 | 38.8179 | 38.8952 | 38.9726 | 39.05 | 39.1274 | 39.2047 | 39.2821 | 39.3595 | 39.4369 | 39.5142 | 39.5916 | 39.669 | 39.7464
| BET006-195895699 | BET006 | 110.878 | 111.6448 | 112.4117 | 113.1785 | 113.9454 | 114.1407 | 114.336 | 114.5313 | 114.7266 | 114.9219 | 115.1172 | 115.3126 | 115.5079 | 115.7032 | 115.8985 | 116.0938 | 116.2891 | 116.4844 | 116.6797 | 116.8751
| BET006-74053669 | BET006 | 0.11125 | 0.11209 | 0.11294 | 0.11378 | 0.11462 | 0.11493 | 0.11523 | 0.11554 | 0.11585 | 0.11615 | 0.11646 | 0.11677 | 0.11708 | 0.11738 | 0.11769 | 0.118 | 0.11831 | 0.11861 | 0.11892 | 0.11923
| BET006-74053924 | BET006 | 0.3223 | 0.32457 | 0.32685 | 0.32912 | 0.33139 | 0.33233 | 0.33327 | 0.33421 | 0.33515 | 0.33609 | 0.33704 | 0.33798 | 0.33892 | 0.33986 | 0.3408 | 0.34174 | 0.34268 | 0.34362 | 0.34456 | 0.3455
| BET007-110330821 | BET007 | 0.33479 | 0.336 | 0.33722 | 0.33843 | 0.33965 | 0.34049 | 0.34134 | 0.34219 | 0.34303 | 0.34388 | 0.34473 | 0.34557 | 0.34642 | 0.34727 | 0.34811 | 0.34896 | 0.3498 | 0.35065 | 0.3515 | 0.35234
| BET007-129159691 | BET007 | 0.070833 | 0.071264 | 0.071695 | 0.072126 | 0.072558 | 0.072791 | 0.073024 | 0.073257 | 0.073491 | 0.073724 | 0.073957 | 0.074191 | 0.074424 | 0.074657 | 0.074891 | 0.075124 | 0.075357 | 0.07559 | 0.075824 | 0.076057
| BET007-132469306 | BET007 | 2.3718 | 2.3812 | 2.3907 | 2.4001 | 2.4096 | 2.4167 | 2.4239 | 2.431 | 2.4382 | 2.4454 | 2.4525 | 2.4597 | 2.4669 | 2.474 | 2.4812 | 2.4884 | 2.4955 | 2.5027 | 2.5098 | 2.517
| BET007-132750977 | BET007 | 0.24928 | 0.25052 | 0.25176 | 0.253 | 0.25423 | 0.25528 | 0.25633 | 0.25738 | 0.25843 | 0.25948 | 0.26053 | 0.26157 | 0.26262 | 0.26367 | 0.26472 | 0.26577 | 0.26682 | 0.26787 | 0.26891 | 0.26996
| BET007-132751049 | BET007 | 0.019648 | 0.019752 | 0.019857 | 0.019961 | 0.020066 | 0.020162 | 0.020258 | 0.020354 | 0.02045 | 0.020546 | 0.020642 | 0.020738 | 0.020834 | 0.02093 | 0.021026 | 0.021122 | 0.021218 | 0.021314 | 0.02141 | 0.021506
| BET007-134953366 | BET007 | 0 | 0 | 0 | 0 | 0 | 0 | 0 | 0 | 0 | 0 | 0 | 0 | 0 | 0 | 0 | 0 | 0 | 0 | 0 | 0
| BET007-154907496 | BET007 | 0.20526 | 0.20639 | 0.20752 | 0.20865 | 0.20978 | 0.21068 | 0.21158 | 0.21248 | 0.21338 | 0.21428 | 0.21518 | 0.21608 | 0.21698 | 0.21788 | 0.21878 | 0.21968 | 0.22058 | 0.22148 | 0.22238 | 0.22328
| BET007-154907629 | BET007 | 0.1546 | 0.15538 | 0.15616 | 0.15694 | 0.15772 | 0.15833 | 0.15893 | 0.15954 | 0.16015 | 0.16075 | 0.16136 | 0.16197 | 0.16258 | 0.16318 | 0.16379 | 0.1644 | 0.16501 | 0.16561 | 0.16622 | 0.16683
| BET007-154907735 | BET007 | 0.13021 | 0.13111 | 0.13201 | 0.13291 | 0.13381 | 0.13415 | 0.1345 | 0.13485 | 0.1352 | 0.13555 | 0.1359 | 0.13625 | 0.13659 | 0.13694 | 0.13729 | 0.13764 | 0.13799 | 0.13834 | 0.13868 | 0.13903
| BET007-154907875 | BET007 | 0.09875 | 0.099381 | 0.10001 | 0.10064 | 0.10127 | 0.10151 | 0.10175 | 0.10199 | 0.10223 | 0.10247 | 0.10271 | 0.10294 | 0.10318 | 0.10342 | 0.10366 | 0.1039 | 0.10414 | 0.10438 | 0.10462 | 0.10485
| BET007-155326877 | BET007 | 187.0313 | 187.846 | 188.6607 | 189.4755 | 190.2902 | 190.5293 | 190.7685 | 191.0076 | 191.2467 | 191.4859 | 191.725 | 191.9642 | 192.2033 | 192.4424 | 192.6816 | 192.9207 | 193.1598 | 193.399 | 193.6381 | 193.8773
| BET007-159943710 | BET007 | 7.7422 | 7.7826 | 7.8229 | 7.8633 | 7.9036 | 7.9333 | 7.963 | 7.9927 | 8.0224 | 8.052 | 8.0817 | 8.1114 | 8.1411 | 8.1707 | 8.2004 | 8.2301 | 8.2598 | 8.2894 | 8.3191 | 8.3488
| BET007-162663688 | BET007 | 5.762 | 5.7971 | 5.8322 | 5.8674 | 5.9025 | 5.9156 | 5.9287 | 5.9418 | 5.9549 | 5.9681 | 5.9812 | 5.9943 | 6.0074 | 6.0205 | 6.0336 | 6.0468 | 6.0599 | 6.073 | 6.0861 | 6.0992
| BET007-24613316 | BET007 | 28.64 | 28.8127 | 28.9855 | 29.1582 | 29.3309 | 29.3912 | 29.4515 | 29.5117 | 29.572 | 29.6322 | 29.6925 | 29.7527 | 29.813 | 29.8733 | 29.9335 | 29.9938 | 30.054 | 30.1143 | 30.1745 | 30.2348
| BET007-63637518 | BET007 | 16.2803 | 16.3583 | 16.4363 | 16.5142 | 16.5922 | 16.6173 | 16.6424 | 16.6675 | 16.6925 | 16.7176 | 16.7427 | 16.7678 | 16.7929 | 16.818 | 16.8431 | 16.8682 | 16.8932 | 16.9183 | 16.9434 | 16.9685
| BET008-94648877 | BET008 | 0 | 0 | 0 | 0 | 0 | 0 | 0 | 0 | 0 | 0 | 0 | 0 | 0 | 0 | 0 | 0 | 0 | 0 | 0 | 0
| BGO011-197684068 | BGO011 | 0 | 0 | 0 | 0 | 0 | 0 | 0 | 0 | 0 | 0 | 0 | 0 | 0 | 0 | 0 | 0 | 0 | 0 | 0 | 0
| BGO012-197683994 | BGO012 | 22.8589 | 22.9678 | 23.0768 | 23.1857 | 23.2947 | 23.3291 | 23.3635 | 23.3979 | 23.4323 | 23.4667 | 23.5011 | 23.5355 | 23.5699 | 23.6043 | 23.6387 | 23.6731 | 23.7075 | 23.7419 | 23.7763 | 23.8107
| BGO013-163795489 | BGO013 | 4.1943 | 4.2201 | 4.2458 | 4.2715 | 4.2973 | 4.3053 | 4.3133 | 4.3213 | 4.3293 | 4.3373 | 4.3453 | 4.3533 | 4.3613 | 4.3693 | 4.3773 | 4.3853 | 4.3933 | 4.4013 | 4.4093 | 4.4173
| BGO013-197650863 | BGO013 | 69.4433 | 69.8061 | 70.1689 | 70.5317 | 70.8945 | 71.1757 | 71.4569 | 71.7381 | 72.0192 | 72.3004 | 72.5816 | 72.8628 | 73.144 | 73.4252 | 73.7063 | 73.9875 | 74.2687 | 74.5499 | 74.8311 | 75.1123
| BGO013-24606216 | BGO013 | 14.6847 | 14.7752 | 14.8657 | 14.9563 | 15.0468 | 15.091 | 15.1353 | 15.1795 | 15.2238 | 15.268 | 15.3122 | 15.3565 | 15.4007 | 15.4449 | 15.4892 | 15.5334 | 15.5777 | 15.6219 | 15.6661 | 15.7104
| BGO014-197650786 | BGO014 | 0 | 0 | 0 | 0 | 0 | 0 | 0 | 0 | 0 | 0 | 0 | 0 | 0 | 0 | 0 | 0 | 0 | 0 | 0 | 0
| BGO022-164367964 | BGO022 | 4.3165 | 4.346 | 4.3754 | 4.4049 | 4.4344 | 4.45 | 4.4655 | 4.4811 | 4.4967 | 4.5123 | 4.5279 | 4.5434 | 4.559 | 4.5746 | 4.5902 | 4.6057 | 4.6213 | 4.6369 | 4.6525 | 4.668
| BGO022-164368050 | BGO022 | 2.7706 | 2.7822 | 2.7938 | 2.8054 | 2.817 | 2.8214 | 2.8258 | 2.8301 | 2.8345 | 2.8389 | 2.8432 | 2.8476 | 2.852 | 2.8564 | 2.8607 | 2.8651 | 2.8695 | 2.8738 | 2.8782 | 2.8826
| BGO022-197683907 | BGO022 | 0 | 0 | 0 | 0 | 0 | 0 | 0 | 0 | 0 | 0 | 0 | 0 | 0 | 0 | 0 | 0 | 0 | 0 | 0 | 0
| BGO023-143335276 | BGO023 | 2.6784 | 2.695 | 2.7116 | 2.7282 | 2.7448 | 2.7604 | 2.776 | 2.7916 | 2.8072 | 2.8228 | 2.8384 | 2.854 | 2.8697 | 2.8853 | 2.9009 | 2.9165 | 2.9321 | 2.9477 | 2.9633 | 2.9789
| BGO023-143335516 | BGO023 | 0.13793 | 0.139 | 0.14007 | 0.14114 | 0.14222 | 0.14283 | 0.14345 | 0.14407 | 0.14469 | 0.14531 | 0.14593 | 0.14655 | 0.14717 | 0.14779 | 0.14841 | 0.14903 | 0.14965 | 0.15027 | 0.15088 | 0.1515
| BGO023-154908179 | BGO023 | 0.078383 | 0.07897 | 0.079558 | 0.080145 | 0.080732 | 0.081004 | 0.081276 | 0.081548 | 0.081819 | 0.082091 | 0.082363 | 0.082635 | 0.082907 | 0.083178 | 0.08345 | 0.083722 | 0.083994 | 0.084266 | 0.084538 | 0.084809
| BGO023-154971813 | BGO023 | 0.028101 | 0.028336 | 0.028571 | 0.028806 | 0.029041 | 0.029179 | 0.029316 | 0.029454 | 0.029591 | 0.029729 | 0.029866 | 0.030004 | 0.030141 | 0.030279 | 0.030416 | 0.030554 | 0.030691 | 0.030829 | 0.030966 | 0.031104
| BGO023-154971917 | BGO023 | 0.036499 | 0.03676 | 0.037021 | 0.037282 | 0.037543 | 0.037715 | 0.037888 | 0.03806 | 0.038233 | 0.038405 | 0.038578 | 0.03875 | 0.038923 | 0.039095 | 0.039268 | 0.03944 | 0.039613 | 0.039785 | 0.039958 | 0.04013
| BGO023-154972040 | BGO023 | 0.030847 | 0.031097 | 0.031348 | 0.031598 | 0.031848 | 0.032037 | 0.032225 | 0.032413 | 0.032602 | 0.03279 | 0.032978 | 0.033166 | 0.033355 | 0.033543 | 0.033731 | 0.03392 | 0.034108 | 0.034296 | 0.034484 | 0.034673
| BGO023-155521549 | BGO023 | 0.19528 | 0.19654 | 0.1978 | 0.19906 | 0.20032 | 0.20217 | 0.20401 | 0.20585 | 0.2077 | 0.20954 | 0.21138 | 0.21323 | 0.21507 | 0.21691 | 0.21876 | 0.2206 | 0.22244 | 0.22429 | 0.22613 | 0.22797
| BGO023-159428721 | BGO023 | 135.5157 | 136.1163 | 136.717 | 137.3176 | 137.9182 | 138.2889 | 138.6596 | 139.0303 | 139.4009 | 139.7716 | 140.1423 | 140.513 | 140.8836 | 141.2543 | 141.625 | 141.9957 | 142.3664 | 142.737 | 143.1077 | 143.4784
| BGO023-159428755 | BGO023 | 25.3004 | 25.4753 | 25.6502 | 25.825 | 25.9999 | 26.1212 | 26.2425 | 26.3638 | 26.4851 | 26.6064 | 26.7277 | 26.8489 | 26.9702 | 27.0915 | 27.2128 | 27.3341 | 27.4554 | 27.5767 | 27.698 | 27.8193
| BGO023-197650699 | BGO023 | 97.3517 | 97.7793 | 98.2069 | 98.6346 | 99.0622 | 99.2393 | 99.4165 | 99.5937 | 99.7708 | 99.948 | 100.1251 | 100.3023 | 100.4794 | 100.6566 | 100.8337 | 101.0109 | 101.1881 | 101.3652 | 101.5424 | 101.7195
| BGO023-24604124 | BGO023 | 25.4924 | 25.651 | 25.8095 | 25.9681 | 26.1267 | 26.3159 | 26.5051 | 26.6942 | 26.8834 | 27.0726 | 27.2618 | 27.451 | 27.6401 | 27.8293 | 28.0185 | 28.2077 | 28.3969 | 28.5861 | 28.7752 | 28.9644
| BGO023-24614382 | BGO023 | 7.9729 | 8.0232 | 8.0735 | 8.1238 | 8.174 | 8.2301 | 8.2862 | 8.3423 | 8.3984 | 8.4545 | 8.5106 | 8.5666 | 8.6227 | 8.6788 | 8.7349 | 8.791 | 8.8471 | 8.9031 | 8.9592 | 9.0153
| BGO023-76446934 | BGO023 | 0.25047 | 0.25266 | 0.25486 | 0.25705 | 0.25924 | 0.26018 | 0.26112 | 0.26207 | 0.26301 | 0.26395 | 0.26489 | 0.26583 | 0.26678 | 0.26772 | 0.26866 | 0.2696 | 0.27054 | 0.27148 | 0.27243 | 0.27337
| BGO023-76447847 | BGO023 | 0.18654 | 0.18825 | 0.18997 | 0.19168 | 0.1934 | 0.19471 | 0.19603 | 0.19734 | 0.19866 | 0.19997 | 0.20129 | 0.2026 | 0.20392 | 0.20523 | 0.20655 | 0.20786 | 0.20918 | 0.21049 | 0.21181 | 0.21313
| BGO023-76448158 | BGO023 | 0.20772 | 0.2095 | 0.21127 | 0.21304 | 0.21481 | 0.21649 | 0.21817 | 0.21985 | 0.22154 | 0.22322 | 0.2249 | 0.22658 | 0.22826 | 0.22994 | 0.23162 | 0.23331 | 0.23499 | 0.23667 | 0.23835 | 0.24003
| BGO023-76448224 | BGO023 | 0.34007 | 0.34189 | 0.34371 | 0.34553 | 0.34735 | 0.34915 | 0.35095 | 0.35274 | 0.35454 | 0.35634 | 0.35813 | 0.35993 | 0.36173 | 0.36352 | 0.36532 | 0.36712 | 0.36891 | 0.37071 | 0.37251 | 0.3743
| BGO023-95132601 | BGO023 | 0.12362 | 0.12466 | 0.1257 | 0.12674 | 0.12778 | 0.12823 | 0.12867 | 0.12911 | 0.12956 | 0.13 | 0.13044 | 0.13089 | 0.13133 | 0.13177 | 0.13222 | 0.13266 | 0.1331 | 0.13355 | 0.13399 | 0.13443
| BGO023-95621561 | BGO023 | 0.0058159 | 0.0058599 | 0.0059038 | 0.0059477 | 0.0059916 | 0.0060465 | 0.0061015 | 0.0061564 | 0.0062114 | 0.0062663 | 0.0063212 | 0.0063762 | 0.0064311 | 0.0064861 | 0.006541 | 0.0065959 | 0.0066509 | 0.0067058 | 0.0067608 | 0.0068157
| BLT016-15429893 | BLT016 | 0 | 0 | 0 | 0 | 0 | 0 | 0 | 0 | 0 | 0 | 0 | 0 | 0 | 0 | 0 | 0 | 0 | 0 | 0 | 0
| BLT017-15429856 | BLT017 | 0 | 0 | 0 | 0 | 0 | 0 | 0 | 0 | 0 | 0 | 0 | 0 | 0 | 0 | 0 | 0 | 0 | 0 | 0 | 0
| BLT019-15429808 | BLT019 | 0 | 0 | 0 | 0 | 0 | 0 | 0 | 0 | 0 | 0 | 0 | 0 | 0 | 0 | 0 | 0 | 0 | 0 | 0 | 0
| BLT020-15429758 | BLT020 | 0 | 0 | 0 | 0 | 0 | 0 | 0 | 0 | 0 | 0 | 0 | 0 | 0 | 0 | 0 | 0 | 0 | 0 | 0 | 0
| BLT021-15429734 | BLT021 | 0 | 0 | 0 | 0 | 0 | 0 | 0 | 0 | 0 | 0 | 0 | 0 | 0 | 0 | 0 | 0 | 0 | 0 | 0 | 0
| BLT022-15429547 | BLT022 | 0 | 0 | 0 | 0 | 0 | 0 | 0 | 0 | 0 | 0 | 0 | 0 | 0 | 0 | 0 | 0 | 0 | 0 | 0 | 0
| BLT022-164443534 | BLT022 | 0 | 0 | 0 | 0 | 0 | 0 | 0 | 0 | 0 | 0 | 0 | 0 | 0 | 0 | 0 | 0 | 0 | 0 | 0 | 0
| BLT030-15429658 | BLT030 | 0 | 0 | 0 | 0 | 0 | 0 | 0 | 0 | 0 | 0 | 0 | 0 | 0 | 0 | 0 | 0 | 0 | 0 | 0 | 0
| BLT031-15429682 | BLT031 | 0 | 0 | 0 | 0 | 0 | 0 | 0 | 0 | 0 | 0 | 0 | 0 | 0 | 0 | 0 | 0 | 0 | 0 | 0 | 0
| BMH003-137632826 | BMH003 | 0.25682 | 0.25834 | 0.25985 | 0.26136 | 0.26288 | 0.26375 | 0.26462 | 0.26549 | 0.26636 | 0.26723 | 0.2681 | 0.26898 | 0.26985 | 0.27072 | 0.27159 | 0.27246 | 0.27333 | 0.2742 | 0.27507 | 0.27594
| BMH003-137632841 | BMH003 | 0.065099 | 0.065659 | 0.066218 | 0.066778 | 0.067337 | 0.067715 | 0.068094 | 0.068472 | 0.06885 | 0.069228 | 0.069606 | 0.069985 | 0.070363 | 0.070741 | 0.071119 | 0.071497 | 0.071876 | 0.072254 | 0.072632 | 0.07301
| BMH003-137632864 | BMH003 | 0.033894 | 0.034136 | 0.034378 | 0.034621 | 0.034863 | 0.035002 | 0.03514 | 0.035279 | 0.035418 | 0.035556 | 0.035695 | 0.035834 | 0.035972 | 0.036111 | 0.03625 | 0.036388 | 0.036527 | 0.036665 | 0.036804 | 0.036943
| BMH003-137632887 | BMH003 | 0.024734 | 0.024874 | 0.025013 | 0.025152 | 0.025291 | 0.025396 | 0.025501 | 0.025606 | 0.025711 | 0.025816 | 0.025921 | 0.026026 | 0.026131 | 0.026236 | 0.026341 | 0.026446 | 0.026551 | 0.026656 | 0.026761 | 0.026866
| BMH003-140036206 | BMH003 | 23.4572 | 23.6124 | 23.7675 | 23.9227 | 24.0778 | 24.1446 | 24.2114 | 24.2782 | 24.3449 | 24.4117 | 24.4785 | 24.5453 | 24.6121 | 24.6788 | 24.7456 | 24.8124 | 24.8792 | 24.946 | 25.0128 | 25.0795
| BMH003-15408256 | BMH003 | 1.2481 | 1.2494 | 1.2506 | 1.2519 | 1.2531 | 1.2512 | 1.2493 | 1.2474 | 1.2455 | 1.2436 | 1.2417 | 1.2398 | 1.2379 | 1.236 | 1.2341 | 1.2322 | 1.2303 | 1.2284 | 1.2265 | 1.2246
| BMH003-155324907 | BMH003 | 1.1816 | 1.1905 | 1.1995 | 1.2085 | 1.2174 | 1.2214 | 1.2254 | 1.2293 | 1.2333 | 1.2372 | 1.2412 | 1.2451 | 1.2491 | 1.2531 | 1.257 | 1.261 | 1.2649 | 1.2689 | 1.2728 | 1.2768
| BMH003-24599924 | BMH003 | 0.0078922 | 0.0079662 | 0.0080402 | 0.0081142 | 0.0081882 | 0.0082431 | 0.008298 | 0.0083529 | 0.0084078 | 0.0084627 | 0.0085176 | 0.0085725 | 0.0086274 | 0.0086823 | 0.0087372 | 0.0087921 | 0.008847 | 0.0089019 | 0.0089568 | 0.0090117
| BMH003-24599938 | BMH003 | 21.0606 | 21.281 | 21.5013 | 21.7217 | 21.9421 | 21.9776 | 22.0132 | 22.0488 | 22.0844 | 22.12 | 22.1556 | 22.1912 | 22.2268 | 22.2623 | 22.2979 | 22.3335 | 22.3691 | 22.4047 | 22.4403 | 22.4759
| BMH003-54311761 | BMH003 | 1.4092 | 1.4189 | 1.4286 | 1.4384 | 1.4481 | 1.4525 | 1.457 | 1.4614 | 1.4658 | 1.4703 | 1.4747 | 1.4791 | 1.4835 | 1.488 | 1.4924 | 1.4968 | 1.5013 | 1.5057 | 1.5101 | 1.5146
| BMH003-84023922 | BMH003 | 0.0083375 | 0.0084072 | 0.0084769 | 0.0085466 | 0.0086163 | 0.0086585 | 0.0087006 | 0.0087428 | 0.0087849 | 0.008827 | 0.0088692 | 0.0089113 | 0.0089534 | 0.0089956 | 0.0090377 | 0.0090798 | 0.009122 | 0.0091641 | 0.0092062 | 0.0092484
| BMH003-84426167 | BMH003 | 0.063914 | 0.064491 | 0.065068 | 0.065645 | 0.066223 | 0.066749 | 0.067275 | 0.067802 | 0.068328 | 0.068855 | 0.069381 | 0.069907 | 0.070434 | 0.07096 | 0.071486 | 0.072013 | 0.072539 | 0.073066 | 0.073592 | 0.074118
| BMH004-15408343 | BMH004 | 0 | 0 | 0 | 0 | 0 | 0 | 0 | 0 | 0 | 0 | 0 | 0 | 0 | 0 | 0 | 0 | 0 | 0 | 0 | 0
| BMH004-15408369 | BMH004 | 77.2219 | 77.9612 | 78.7005 | 79.4398 | 80.1791 | 80.2395 | 80.3 | 80.3604 | 80.4208 | 80.4812 | 80.5416 | 80.602 | 80.6624 | 80.7229 | 80.7833 | 80.8437 | 80.9041 | 80.9645 | 81.0249 | 81.0853
| BMH005-15408219 | BMH005 | 65.8663 | 66.4328 | 66.9992 | 67.5657 | 68.1322 | 68.0751 | 68.018 | 67.9609 | 67.9038 | 67.8468 | 67.7897 | 67.7326 | 67.6755 | 67.6184 | 67.5613 | 67.5042 | 67.4471 | 67.3901 | 67.333 | 67.2759
| BMH005-15408230 | BMH005 | 0.40214 | 0.40578 | 0.40942 | 0.41307 | 0.41671 | 0.41759 | 0.41846 | 0.41934 | 0.42021 | 0.42109 | 0.42196 | 0.42284 | 0.42371 | 0.42459 | 0.42546 | 0.42634 | 0.42721 | 0.42809 | 0.42896 | 0.42984
| BMH005-65434147 | BMH005 | 8.4955 | 8.5973 | 8.6992 | 8.801 | 8.9029 | 8.9212 | 8.9395 | 8.9578 | 8.9761 | 8.9944 | 9.0127 | 9.031 | 9.0492 | 9.0675 | 9.0858 | 9.1041 | 9.1224 | 9.1407 | 9.159 | 9.1773
| BMH006-15408306 | BMH006 | 10.6533 | 10.7347 | 10.8161 | 10.8976 | 10.979 | 11.0123 | 11.0456 | 11.0789 | 11.1123 | 11.1456 | 11.1789 | 11.2122 | 11.2455 | 11.2789 | 11.3122 | 11.3455 | 11.3788 | 11.4122 | 11.4455 | 11.4788
| BMH006-201878277 | BMH006 | 2.5645 | 2.5844 | 2.6043 | 2.6243 | 2.6442 | 2.6527 | 2.6613 | 2.6699 | 2.6784 | 2.687 | 2.6956 | 2.7042 | 2.7127 | 2.7213 | 2.7299 | 2.7385 | 2.747 | 2.7556 | 2.7642 | 2.7727
| BMH006-24602242 | BMH006 | 0.0034569 | 0.0034883 | 0.0035196 | 0.003551 | 0.0035823 | 0.0035906 | 0.0035989 | 0.0036072 | 0.0036155 | 0.0036237 | 0.003632 | 0.0036403 | 0.0036486 | 0.0036569 | 0.0036652 | 0.0036735 | 0.0036818 | 0.0036901 | 0.0036984 | 0.0037066
| BMH006-74239819 | BMH006 | 0.020735 | 0.02091 | 0.021084 | 0.021259 | 0.021434 | 0.021504 | 0.021575 | 0.021646 | 0.021716 | 0.021787 | 0.021858 | 0.021929 | 0.021999 | 0.02207 | 0.022141 | 0.022211 | 0.022282 | 0.022353 | 0.022423 | 0.022494
| BMH006-84024816 | BMH006 | 0.023689 | 0.023895 | 0.024102 | 0.024308 | 0.024515 | 0.024602 | 0.024689 | 0.024776 | 0.024863 | 0.02495 | 0.025037 | 0.025124 | 0.025211 | 0.025298 | 0.025385 | 0.025472 | 0.025559 | 0.025646 | 0.025733 | 0.025821
| BMH006-85029171 | BMH006 | 0.04975 | 0.050172 | 0.050595 | 0.051017 | 0.051439 | 0.051553 | 0.051667 | 0.051781 | 0.051895 | 0.052009 | 0.052123 | 0.052237 | 0.052351 | 0.052465 | 0.052579 | 0.052693 | 0.052807 | 0.052921 | 0.053035 | 0.053149
| BMH006-85031037 | BMH006 | 0.020241 | 0.020413 | 0.020584 | 0.020756 | 0.020928 | 0.020969 | 0.02101 | 0.021051 | 0.021092 | 0.021133 | 0.021174 | 0.021215 | 0.021256 | 0.021297 | 0.021338 | 0.021379 | 0.02142 | 0.021461 | 0.021502 | 0.021543
| CDN001-144336613 | CDN001 | 0.0045509 | 0.0045572 | 0.0045636 | 0.00457 | 0.0045763 | 0.0045697 | 0.004563 | 0.0045564 | 0.0045498 | 0.0045431 | 0.0045365 | 0.0045298 | 0.0045232 | 0.0045165 | 0.0045099 | 0.0045033 | 0.0044966 | 0.00449 | 0.0044833 | 0.0044767
| CDN001-147732702 | CDN001 | 0.0030979 | 0.0031356 | 0.0031733 | 0.0032109 | 0.0032486 | 0.0031819 | 0.0031153 | 0.0030487 | 0.0029821 | 0.0029154 | 0.0028488 | 0.0027822 | 0.0027156 | 0.0026489 | 0.0025823 | 0.0025157 | 0.0024491 | 0.0023824 | 0.0023158 | 0.0022492
| CDN001-147732747 | CDN001 | 0.0062139 | 0.0062767 | 0.0063396 | 0.0064025 | 0.0064654 | 0.0063869 | 0.0063085 | 0.00623 | 0.0061516 | 0.0060731 | 0.0059947 | 0.0059162 | 0.0058378 | 0.0057593 | 0.0056809 | 0.0056024 | 0.005524 | 0.0054455 | 0.0053671 | 0.0052886
| CDN001-15400083 | CDN001 | 7.0535 | 7.1147 | 7.1759 | 7.2371 | 7.2983 | 7.2268 | 7.1553 | 7.0839 | 7.0124 | 6.9409 | 6.8694 | 6.798 | 6.7265 | 6.655 | 6.5835 | 6.5121 | 6.4406 | 6.3691 | 6.2976 | 6.2262
| CDN001-15400094 | CDN001 | 0.4951 | 0.50037 | 0.50564 | 0.5109 | 0.51617 | 0.50989 | 0.50361 | 0.49733 | 0.49105 | 0.48478 | 0.4785 | 0.47222 | 0.46594 | 0.45966 | 0.45338 | 0.4471 | 0.44083 | 0.43455 | 0.42827 | 0.42199
| CDN001-154719434 | CDN001 | 0.0028577 | 0.002887 | 0.0029164 | 0.0029457 | 0.0029751 | 0.0029363 | 0.0028974 | 0.0028586 | 0.0028198 | 0.002781 | 0.0027421 | 0.0027033 | 0.0026645 | 0.0026257 | 0.0025868 | 0.002548 | 0.0025092 | 0.0024704 | 0.0024316 | 0.0023927
| CDN001-156321963 | CDN001 | 1.4408 | 1.4563 | 1.4718 | 1.4873 | 1.5028 | 1.4829 | 1.4631 | 1.4432 | 1.4234 | 1.4036 | 1.3837 | 1.3639 | 1.344 | 1.3242 | 1.3044 | 1.2845 | 1.2647 | 1.2448 | 1.225 | 1.2052
| CDN001-158379454 | CDN001 | 0.019597 | 0.019627 | 0.019657 | 0.019687 | 0.019718 | 0.019686 | 0.019655 | 0.019623 | 0.019591 | 0.01956 | 0.019528 | 0.019497 | 0.019465 | 0.019434 | 0.019402 | 0.019371 | 0.019339 | 0.019308 | 0.019276 | 0.019244
| CDN001-160252941 | CDN001 | 0.000962 | 0.00097372 | 0.00098545 | 0.00099717 | 0.0010089 | 0.00099493 | 0.00098097 | 0.000967 | 0.00095304 | 0.00093908 | 0.00092511 | 0.00091115 | 0.00089718 | 0.00088322 | 0.00086925 | 0.00085529 | 0.00084132 | 0.00082735 | 0.00081339 | 0.00079942
| CDN001-162435420 | CDN001 | 0.00053254 | 0.0005405 | 0.00054847 | 0.00055643 | 0.0005644 | 0.00055318 | 0.00054196 | 0.00053074 | 0.00051952 | 0.0005083 | 0.00049708 | 0.00048586 | 0.00047464 | 0.00046342 | 0.0004522 | 0.00044098 | 0.00042976 | 0.00041854 | 0.00040732 | 0.0003961
| CDN001-162435922 | CDN001 | 0.004864 | 0.0049105 | 0.0049569 | 0.0050034 | 0.0050498 | 0.0049908 | 0.0049318 | 0.0048728 | 0.0048138 | 0.0047547 | 0.0046957 | 0.0046367 | 0.0045777 | 0.0045186 | 0.0044596 | 0.0044006 | 0.0043416 | 0.0042826 | 0.0042235 | 0.0041645
| CDN001-164044162 | CDN001 | 0 | 0 | 0 | 0 | 0 | 0 | 0 | 0 | 0 | 0 | 0 | 0 | 0 | 0 | 0 | 0 | 0 | 0 | 0 | 0
| CDN001-164044516 | CDN001 | 0.056501 | 0.056955 | 0.057409 | 0.057863 | 0.058317 | 0.057492 | 0.056667 | 0.055843 | 0.055018 | 0.054193 | 0.053369 | 0.052544 | 0.05172 | 0.050895 | 0.05007 | 0.049246 | 0.048421 | 0.047596 | 0.046772 | 0.045947
| CDN001-171348505 | CDN001 | 0.0026855 | 0.0027006 | 0.0027157 | 0.0027309 | 0.002746 | 0.0027189 | 0.0026919 | 0.0026648 | 0.0026378 | 0.0026107 | 0.0025836 | 0.0025566 | 0.0025295 | 0.0025024 | 0.0024754 | 0.0024483 | 0.0024213 | 0.0023942 | 0.0023671 | 0.0023401
| CDN001-177002783 | CDN001 | 0.011224 | 0.011346 | 0.011468 | 0.01159 | 0.011713 | 0.011556 | 0.011398 | 0.011241 | 0.011084 | 0.010927 | 0.01077 | 0.010613 | 0.010455 | 0.010298 | 0.010141 | 0.009984 | 0.0098268 | 0.0096696 | 0.0095125 | 0.0093553
| CDN001-178141597 | CDN001 | 4.1902e-06 | 4.1902e-06 | 4.1902e-06 | 4.1902e-06 | 4.1902e-06 | 4.1902e-06 | 4.1902e-06 | 4.1902e-06 | 4.1902e-06 | 4.1902e-06 | 4.1902e-06 | 4.1902e-06 | 4.1902e-06 | 4.1902e-06 | 4.1902e-06 | 4.1902e-06 | 4.1902e-06 | 4.1902e-06 | 4.1902e-06 | 4.1902e-06
| CDN001-202076817 | CDN001 | 0.43317 | 0.43721 | 0.44125 | 0.44529 | 0.44933 | 0.44333 | 0.43734 | 0.43135 | 0.42536 | 0.41936 | 0.41337 | 0.40738 | 0.40138 | 0.39539 | 0.3894 | 0.3834 | 0.37741 | 0.37142 | 0.36543 | 0.35943
| CDN002-15400020 | CDN002 | 2.8324 | 2.8603 | 2.8882 | 2.9161 | 2.944 | 2.9156 | 2.8871 | 2.8586 | 2.8301 | 2.8017 | 2.7732 | 2.7447 | 2.7163 | 2.6878 | 2.6593 | 2.6309 | 2.6024 | 2.5739 | 2.5455 | 2.517
| CDN002-15400044 | CDN002 | 0 | 0 | 0 | 0 | 0 | 0 | 0 | 0 | 0 | 0 | 0 | 0 | 0 | 0 | 0 | 0 | 0 | 0 | 0 | 0
| CDN002-162961049 | CDN002 | 0.003308 | 0.0033491 | 0.0033901 | 0.0034312 | 0.0034722 | 0.0034231 | 0.0033739 | 0.0033248 | 0.0032756 | 0.0032264 | 0.0031773 | 0.0031281 | 0.003079 | 0.0030298 | 0.0029806 | 0.0029315 | 0.0028823 | 0.0028332 | 0.002784 | 0.0027348
| CDN002-162961261 | CDN002 | 0.00014585 | 0.00014779 | 0.00014973 | 0.00015166 | 0.0001536 | 0.00015207 | 0.00015054 | 0.00014901 | 0.00014748 | 0.00014595 | 0.00014442 | 0.00014289 | 0.00014136 | 0.00013983 | 0.0001383 | 0.00013677 | 0.00013524 | 0.00013371 | 0.00013218 | 0.00013065
| CDN002-162961458 | CDN002 | 0.000914 | 0.00092526 | 0.00093652 | 0.00094778 | 0.00095904 | 0.00094989 | 0.00094073 | 0.00093158 | 0.00092243 | 0.00091327 | 0.00090412 | 0.00089497 | 0.00088581 | 0.00087666 | 0.00086751 | 0.00085835 | 0.0008492 | 0.00084005 | 0.00083089 | 0.00082174
| CDN002-163179235 | CDN002 | 0.017873 | 0.01803 | 0.018188 | 0.018345 | 0.018503 | 0.0183 | 0.018098 | 0.017895 | 0.017693 | 0.01749 | 0.017288 | 0.017085 | 0.016882 | 0.01668 | 0.016477 | 0.016275 | 0.016072 | 0.01587 | 0.015667 | 0.015465
| CDN002-163194789 | CDN002 | 1.7509e-05 | 1.7731e-05 | 1.7954e-05 | 1.8177e-05 | 1.84e-05 | 1.8135e-05 | 1.787e-05 | 1.7605e-05 | 1.734e-05 | 1.7075e-05 | 1.681e-05 | 1.6545e-05 | 1.628e-05 | 1.6015e-05 | 1.575e-05 | 1.5485e-05 | 1.522e-05 | 1.4955e-05 | 1.469e-05 | 1.4425e-05
| CDN002-163309826 | CDN002 | 0.017983 | 0.018204 | 0.018424 | 0.018644 | 0.018865 | 0.018665 | 0.018465 | 0.018265 | 0.018066 | 0.017866 | 0.017666 | 0.017466 | 0.017266 | 0.017067 | 0.016867 | 0.016667 | 0.016467 | 0.016268 | 0.016068 | 0.015868
| CDN002-85030215 | CDN002 | 0.40168 | 0.40652 | 0.41135 | 0.41619 | 0.42103 | 0.41544 | 0.40986 | 0.40428 | 0.39869 | 0.39311 | 0.38753 | 0.38195 | 0.37636 | 0.37078 | 0.3652 | 0.35961 | 0.35403 | 0.34845 | 0.34286 | 0.33728
| CDN003-15400133 | CDN003 | 1.1794 | 1.1883 | 1.1971 | 1.206 | 1.2149 | 1.2037 | 1.1926 | 1.1815 | 1.1703 | 1.1592 | 1.1481 | 1.137 | 1.1258 | 1.1147 | 1.1036 | 1.0924 | 1.0813 | 1.0702 | 1.0591 | 1.0479
| CDN004-139244393 | CDN004 | 0.0019911 | 0.0020167 | 0.0020422 | 0.0020677 | 0.0020932 | 0.0020913 | 0.0020893 | 0.0020874 | 0.0020854 | 0.0020835 | 0.0020815 | 0.0020795 | 0.0020776 | 0.0020756 | 0.0020737 | 0.0020717 | 0.0020698 | 0.0020678 | 0.0020659 | 0.0020639
| CDN004-139244670 | CDN004 | 0.099924 | 0.10096 | 0.102 | 0.10304 | 0.10408 | 0.10346 | 0.10284 | 0.10222 | 0.1016 | 0.10098 | 0.10036 | 0.099744 | 0.099124 | 0.098505 | 0.097885 | 0.097266 | 0.096646 | 0.096027 | 0.095407 | 0.094788
| CDN004-139351301 | CDN004 | 0.0031208 | 0.0031556 | 0.0031904 | 0.0032252 | 0.0032601 | 0.0032444 | 0.0032287 | 0.003213 | 0.0031973 | 0.0031816 | 0.0031659 | 0.0031502 | 0.0031345 | 0.0031188 | 0.0031031 | 0.0030874 | 0.0030717 | 0.003056 | 0.0030403 | 0.0030246
| CDN004-142953493 | CDN004 | 0.0094316 | 0.009516 | 0.0096004 | 0.0096848 | 0.0097692 | 0.0096967 | 0.0096242 | 0.0095517 | 0.0094792 | 0.0094066 | 0.0093341 | 0.0092616 | 0.0091891 | 0.0091166 | 0.009044 | 0.0089715 | 0.008899 | 0.0088265 | 0.008754 | 0.0086815
| CDN004-15399970 | CDN004 | 2.0391 | 2.0555 | 2.0718 | 2.0882 | 2.1045 | 2.0828 | 2.061 | 2.0393 | 2.0175 | 1.9957 | 1.974 | 1.9522 | 1.9305 | 1.9087 | 1.887 | 1.8652 | 1.8435 | 1.8217 | 1.8 | 1.7782
| CDN004-159428859 | CDN004 | 0.0017646 | 0.0017801 | 0.0017956 | 0.001811 | 0.0018265 | 0.0018194 | 0.0018123 | 0.0018053 | 0.0017982 | 0.0017911 | 0.001784 | 0.0017769 | 0.0017699 | 0.0017628 | 0.0017557 | 0.0017486 | 0.0017415 | 0.0017345 | 0.0017274 | 0.0017203
| CDN004-159428956 | CDN004 | 0.0067627 | 0.0068217 | 0.0068806 | 0.0069396 | 0.0069986 | 0.0069652 | 0.0069319 | 0.0068985 | 0.0068651 | 0.0068318 | 0.0067984 | 0.0067651 | 0.0067317 | 0.0066984 | 0.006665 | 0.0066317 | 0.0065983 | 0.0065649 | 0.0065316 | 0.0064982
| CDN004-159429052 | CDN004 | 0.00055189 | 0.00055211 | 0.00055234 | 0.00055257 | 0.0005528 | 0.00055256 | 0.00055232 | 0.00055208 | 0.00055184 | 0.0005516 | 0.00055136 | 0.00055112 | 0.00055088 | 0.00055064 | 0.0005504 | 0.00055016 | 0.00054992 | 0.00054968 | 0.00054944 | 0.0005492
| CDN004-162436765 | CDN004 | 0.0039939 | 0.0040351 | 0.0040763 | 0.0041175 | 0.0041587 | 0.0041355 | 0.0041122 | 0.0040889 | 0.0040657 | 0.0040424 | 0.0040191 | 0.0039958 | 0.0039726 | 0.0039493 | 0.003926 | 0.0039028 | 0.0038795 | 0.0038562 | 0.003833 | 0.0038097
| CDN004-202037935 | CDN004 | 0.51743 | 0.52082 | 0.52421 | 0.52761 | 0.531 | 0.53173 | 0.53247 | 0.5332 | 0.53393 | 0.53467 | 0.5354 | 0.53613 | 0.53687 | 0.5376 | 0.53833 | 0.53907 | 0.5398 | 0.54053 | 0.54127 | 0.542
| CDN004-202768387 | CDN004 | 1.6599 | 1.6752 | 1.6905 | 1.7059 | 1.7212 | 1.7154 | 1.7096 | 1.7039 | 1.6981 | 1.6923 | 1.6866 | 1.6808 | 1.675 | 1.6693 | 1.6635 | 1.6577 | 1.652 | 1.6462 | 1.6404 | 1.6347
| CDN006-143338433 | CDN006 | 0.018719 | 0.018885 | 0.019051 | 0.019217 | 0.019382 | 0.019318 | 0.019254 | 0.01919 | 0.019126 | 0.019062 | 0.018998 | 0.018934 | 0.01887 | 0.018805 | 0.018741 | 0.018677 | 0.018613 | 0.018549 | 0.018485 | 0.018421
| CDN006-143338709 | CDN006 | 0.0039237 | 0.0039617 | 0.0039996 | 0.0040376 | 0.0040756 | 0.0040634 | 0.0040512 | 0.004039 | 0.0040268 | 0.0040146 | 0.0040025 | 0.0039903 | 0.0039781 | 0.0039659 | 0.0039537 | 0.0039415 | 0.0039293 | 0.0039171 | 0.0039049 | 0.0038927
| CDN006-143338924 | CDN006 | 0.00027981 | 0.00028275 | 0.0002857 | 0.00028865 | 0.0002916 | 0.00029016 | 0.00028872 | 0.00028728 | 0.00028584 | 0.0002844 | 0.00028296 | 0.00028152 | 0.00028008 | 0.00027864 | 0.0002772 | 0.00027576 | 0.00027432 | 0.00027288 | 0.00027144 | 0.00027
| CDN006-143339149 | CDN006 | 0.0045544 | 0.0045868 | 0.0046191 | 0.0046514 | 0.0046838 | 0.004654 | 0.0046242 | 0.0045945 | 0.0045647 | 0.004535 | 0.0045052 | 0.0044754 | 0.0044457 | 0.0044159 | 0.0043862 | 0.0043564 | 0.0043266 | 0.0042969 | 0.0042671 | 0.0042374
| CDN006-15399920 | CDN006 | 1.7556 | 1.7714 | 1.7872 | 1.8029 | 1.8187 | 1.7974 | 1.7761 | 1.7548 | 1.7335 | 1.7122 | 1.6909 | 1.6696 | 1.6482 | 1.6269 | 1.6056 | 1.5843 | 1.563 | 1.5417 | 1.5204 | 1.4991
| CDN006-158379713 | CDN006 | 0.015389 | 0.015538 | 0.015686 | 0.015835 | 0.015983 | 0.015933 | 0.015882 | 0.015831 | 0.01578 | 0.015729 | 0.015678 | 0.015627 | 0.015576 | 0.015526 | 0.015475 | 0.015424 | 0.015373 | 0.015322 | 0.015271 | 0.01522
| CDN006-158379840 | CDN006 | 0.0042044 | 0.0042493 | 0.0042943 | 0.0043392 | 0.0043842 | 0.0043689 | 0.0043535 | 0.0043382 | 0.0043228 | 0.0043075 | 0.0042921 | 0.0042768 | 0.0042614 | 0.0042461 | 0.0042308 | 0.0042154 | 0.0042001 | 0.0041847 | 0.0041694 | 0.004154
| CDN006-160451043 | CDN006 | 0.013821 | 0.013967 | 0.014114 | 0.01426 | 0.014406 | 0.014361 | 0.014315 | 0.014269 | 0.014223 | 0.014177 | 0.014132 | 0.014086 | 0.01404 | 0.013994 | 0.013948 | 0.013902 | 0.013857 | 0.013811 | 0.013765 | 0.013719
| CDN006-162450281 | CDN006 | 1.9716e-05 | 1.9992e-05 | 2.0268e-05 | 2.0544e-05 | 2.082e-05 | 2.0757e-05 | 2.0694e-05 | 2.0631e-05 | 2.0568e-05 | 2.0505e-05 | 2.0442e-05 | 2.0379e-05 | 2.0316e-05 | 2.0253e-05 | 2.019e-05 | 2.0127e-05 | 2.0064e-05 | 2.0001e-05 | 1.9938e-05 | 1.9875e-05
| CDN006-162451240 | CDN006 | 0.00062951 | 0.00063537 | 0.00064122 | 0.00064708 | 0.00065293 | 0.00064859 | 0.00064425 | 0.0006399 | 0.00063556 | 0.00063121 | 0.00062687 | 0.00062252 | 0.00061818 | 0.00061383 | 0.00060949 | 0.00060514 | 0.0006008 | 0.00059645 | 0.00059211 | 0.00058776
| CDN006-162572514 | CDN006 | 6.88e-05 | 6.88e-05 | 6.88e-05 | 6.88e-05 | 6.88e-05 | 6.88e-05 | 6.88e-05 | 6.88e-05 | 6.88e-05 | 6.88e-05 | 6.88e-05 | 6.88e-05 | 6.88e-05 | 6.88e-05 | 6.88e-05 | 6.88e-05 | 6.88e-05 | 6.88e-05 | 6.88e-05 | 6.88e-05
| CDN006-162572817 | CDN006 | 5.8661e-05 | 5.9395e-05 | 6.013e-05 | 6.0865e-05 | 6.16e-05 | 6.078e-05 | 5.996e-05 | 5.914e-05 | 5.832e-05 | 5.75e-05 | 5.668e-05 | 5.586e-05 | 5.504e-05 | 5.422e-05 | 5.34e-05 | 5.258e-05 | 5.176e-05 | 5.094e-05 | 5.012e-05 | 4.93e-05
| CDN006-162588679 | CDN006 | 0.0035757 | 0.0036155 | 0.0036554 | 0.0036952 | 0.003735 | 0.0036795 | 0.003624 | 0.0035685 | 0.003513 | 0.0034575 | 0.003402 | 0.0033465 | 0.003291 | 0.0032355 | 0.00318 | 0.0031245 | 0.003069 | 0.0030135 | 0.002958 | 0.0029025
| CDN006-162675220 | CDN006 | 1.5637e-05 | 1.5803e-05 | 1.5969e-05 | 1.6134e-05 | 1.63e-05 | 1.6145e-05 | 1.599e-05 | 1.5835e-05 | 1.568e-05 | 1.5525e-05 | 1.537e-05 | 1.5215e-05 | 1.506e-05 | 1.4905e-05 | 1.475e-05 | 1.4595e-05 | 1.444e-05 | 1.4285e-05 | 1.413e-05 | 1.3975e-05
| CDN006-162675596 | CDN006 | 4.48e-06 | 4.54e-06 | 4.6e-06 | 4.66e-06 | 4.72e-06 | 4.701e-06 | 4.682e-06 | 4.663e-06 | 4.644e-06 | 4.625e-06 | 4.606e-06 | 4.587e-06 | 4.568e-06 | 4.549e-06 | 4.53e-06 | 4.511e-06 | 4.492e-06 | 4.473e-06 | 4.454e-06 | 4.435e-06
| CDN006-183157401 | CDN006 | 0.00016962 | 0.00017182 | 0.00017401 | 0.00017621 | 0.0001784 | 0.00017544 | 0.00017248 | 0.00016952 | 0.00016656 | 0.0001636 | 0.00016064 | 0.00015768 | 0.00015472 | 0.00015176 | 0.0001488 | 0.00014584 | 0.00014288 | 0.00013992 | 0.00013696 | 0.000134
| CDN006-202038054 | CDN006 | 1.1756 | 1.1842 | 1.1928 | 1.2014 | 1.2101 | 1.2067 | 1.2033 | 1.2 | 1.1966 | 1.1932 | 1.1898 | 1.1865 | 1.1831 | 1.1797 | 1.1764 | 1.173 | 1.1696 | 1.1662 | 1.1629 | 1.1595
| CDN006-202248649 | CDN006 | 1.3847 | 1.3968 | 1.4089 | 1.4209 | 1.433 | 1.4256 | 1.4182 | 1.4108 | 1.4034 | 1.396 | 1.3887 | 1.3813 | 1.3739 | 1.3665 | 1.3591 | 1.3517 | 1.3443 | 1.3369 | 1.3295 | 1.3221
| CHA003-15429144 | CHA003 | 3.6025 | 3.6298 | 3.657 | 3.6843 | 3.7116 | 3.7498 | 3.788 | 3.8262 | 3.8644 | 3.9027 | 3.9409 | 3.9791 | 4.0173 | 4.0555 | 4.0938 | 4.132 | 4.1702 | 4.2084 | 4.2466 | 4.2849
| CHA003-155052833 | CHA003 | 0.00028677 | 0.00028907 | 0.00029138 | 0.00029369 | 0.000296 | 0.00029956 | 0.00030312 | 0.00030668 | 0.00031024 | 0.0003138 | 0.00031736 | 0.00032092 | 0.00032448 | 0.00032804 | 0.0003316 | 0.00033516 | 0.00033872 | 0.00034228 | 0.00034584 | 0.0003494
| CHA003-155052965 | CHA003 | 0.00087787 | 0.00088455 | 0.00089124 | 0.00089793 | 0.00090461 | 0.00091569 | 0.00092676 | 0.00093784 | 0.00094891 | 0.00095999 | 0.00097106 | 0.00098214 | 0.00099321 | 0.0010043 | 0.0010154 | 0.0010264 | 0.0010375 | 0.0010486 | 0.0010597 | 0.0010707
| CHA003-24606706 | CHA003 | 2.541 | 2.5565 | 2.572 | 2.5875 | 2.6029 | 2.6236 | 2.6443 | 2.6649 | 2.6856 | 2.7063 | 2.7269 | 2.7476 | 2.7682 | 2.7889 | 2.8096 | 2.8302 | 2.8509 | 2.8715 | 2.8922 | 2.9129
| CHA005-15429107 | CHA005 | 6.0766 | 6.121 | 6.1654 | 6.2098 | 6.2542 | 6.3147 | 6.3753 | 6.4359 | 6.4964 | 6.557 | 6.6175 | 6.6781 | 6.7387 | 6.7992 | 6.8598 | 6.9203 | 6.9809 | 7.0415 | 7.102 | 7.1626
| CHA005-155053189 | CHA005 | 0.00035367 | 0.00035661 | 0.00035954 | 0.00036247 | 0.0003654 | 0.00036999 | 0.00037458 | 0.00037917 | 0.00038376 | 0.00038835 | 0.00039294 | 0.00039753 | 0.00040212 | 0.00040671 | 0.0004113 | 0.00041589 | 0.00042048 | 0.00042507 | 0.00042966 | 0.00043425
| CHA005-24606076 | CHA005 | 28.8313 | 29.0034 | 29.1755 | 29.3476 | 29.5197 | 29.701 | 29.8824 | 30.0637 | 30.245 | 30.4263 | 30.6077 | 30.789 | 30.9703 | 31.1516 | 31.333 | 31.5143 | 31.6956 | 31.8769 | 32.0583 | 32.2396
| CHA005-24606160 | CHA005 | 0.84994 | 0.85577 | 0.8616 | 0.86743 | 0.87326 | 0.87992 | 0.88659 | 0.89326 | 0.89992 | 0.90659 | 0.91326 | 0.91992 | 0.92659 | 0.93326 | 0.93992 | 0.94659 | 0.95326 | 0.95993 | 0.96659 | 0.97326
| CHA005-53118475 | CHA005 | 0.68623 | 0.69058 | 0.69494 | 0.69929 | 0.70365 | 0.70797 | 0.7123 | 0.71663 | 0.72096 | 0.72529 | 0.72961 | 0.73394 | 0.73827 | 0.7426 | 0.74693 | 0.75125 | 0.75558 | 0.75991 | 0.76424 | 0.76856
| CHA005-56709738 | CHA005 | 0.16167 | 0.16299 | 0.16432 | 0.16564 | 0.16697 | 0.16861 | 0.17024 | 0.17188 | 0.17352 | 0.17515 | 0.17679 | 0.17843 | 0.18007 | 0.1817 | 0.18334 | 0.18498 | 0.18661 | 0.18825 | 0.18989 | 0.19152
| CHA005-56710238 | CHA005 | 18.3502 | 18.4628 | 18.5755 | 18.6881 | 18.8007 | 18.8928 | 18.9849 | 19.077 | 19.1691 | 19.2612 | 19.3533 | 19.4454 | 19.5375 | 19.6296 | 19.7217 | 19.8138 | 19.9058 | 19.9979 | 20.09 | 20.1821
| CHA006-120251163 | CHA006 | 0.11141 | 0.11212 | 0.11282 | 0.11353 | 0.11423 | 0.11502 | 0.1158 | 0.11659 | 0.11737 | 0.11816 | 0.11895 | 0.11973 | 0.12052 | 0.1213 | 0.12209 | 0.12287 | 0.12366 | 0.12444 | 0.12523 | 0.12601
| CHA006-130745345 | CHA006 | 0.00054069 | 0.00054421 | 0.00054774 | 0.00055127 | 0.0005548 | 0.00056031 | 0.00056582 | 0.00057133 | 0.00057684 | 0.00058235 | 0.00058786 | 0.00059337 | 0.00059888 | 0.00060439 | 0.0006099 | 0.00061541 | 0.00062092 | 0.00062643 | 0.00063194 | 0.00063745
| CHA006-138134893 | CHA006 | 0.00021287 | 0.00021475 | 0.00021663 | 0.00021852 | 0.0002204 | 0.00022164 | 0.00022287 | 0.0002241 | 0.00022534 | 0.00022657 | 0.00022781 | 0.00022904 | 0.00023028 | 0.00023152 | 0.00023275 | 0.00023399 | 0.00023522 | 0.00023645 | 0.00023769 | 0.00023892
| CHA006-15429283 | CHA006 | 8.7738 | 8.8328 | 8.8919 | 8.951 | 9.0101 | 9.0862 | 9.1624 | 9.2385 | 9.3146 | 9.3907 | 9.4669 | 9.543 | 9.6191 | 9.6953 | 9.7714 | 9.8475 | 9.9236 | 9.9998 | 10.0759 | 10.152
| CHA006-155505830 | CHA006 | 0.0082267 | 0.0082901 | 0.0083535 | 0.0084169 | 0.0084804 | 0.008524 | 0.0085677 | 0.0086114 | 0.008655 | 0.0086987 | 0.0087424 | 0.008786 | 0.0088297 | 0.0088733 | 0.008917 | 0.0089607 | 0.0090043 | 0.009048 | 0.0090917 | 0.0091353
| CHA006-155506079 | CHA006 | 0.099325 | 0.099816 | 0.10031 | 0.1008 | 0.10129 | 0.10164 | 0.10198 | 0.10233 | 0.10267 | 0.10302 | 0.10337 | 0.10371 | 0.10406 | 0.1044 | 0.10475 | 0.1051 | 0.10544 | 0.10579 | 0.10614 | 0.10648
| CHA006-155506186 | CHA006 | 0.0098412 | 0.0099007 | 0.0099601 | 0.01002 | 0.010079 | 0.010116 | 0.010152 | 0.010189 | 0.010225 | 0.010262 | 0.010298 | 0.010335 | 0.010372 | 0.010408 | 0.010445 | 0.010481 | 0.010518 | 0.010554 | 0.010591 | 0.010628
| CHA006-155506347 | CHA006 | 0.011962 | 0.012031 | 0.012099 | 0.012167 | 0.012235 | 0.012281 | 0.012326 | 0.012372 | 0.012417 | 0.012462 | 0.012508 | 0.012553 | 0.012599 | 0.012644 | 0.01269 | 0.012735 | 0.012781 | 0.012826 | 0.012871 | 0.012917
| CHA006-155506472 | CHA006 | 0.019381 | 0.019478 | 0.019575 | 0.019671 | 0.019768 | 0.019832 | 0.019897 | 0.019961 | 0.020025 | 0.020089 | 0.020154 | 0.020218 | 0.020282 | 0.020346 | 0.020411 | 0.020475 | 0.020539 | 0.020603 | 0.020667 | 0.020732
| CHA006-155506614 | CHA006 | 0.00016294 | 0.00016446 | 0.00016597 | 0.00016749 | 0.000169 | 0.0001702 | 0.0001714 | 0.0001726 | 0.0001738 | 0.000175 | 0.0001762 | 0.0001774 | 0.0001786 | 0.0001798 | 0.000181 | 0.0001822 | 0.0001834 | 0.0001846 | 0.0001858 | 0.000187
| CHA006-155618024 | CHA006 | 0.00045352 | 0.00045704 | 0.00046056 | 0.00046408 | 0.0004676 | 0.00047215 | 0.0004767 | 0.00048125 | 0.0004858 | 0.00049035 | 0.0004949 | 0.00049945 | 0.000504 | 0.00050855 | 0.0005131 | 0.00051765 | 0.0005222 | 0.00052675 | 0.0005313 | 0.00053585
| CHA006-155618140 | CHA006 | 0.11383 | 0.1139 | 0.11398 | 0.11405 | 0.11412 | 0.11407 | 0.11401 | 0.11395 | 0.1139 | 0.11384 | 0.11379 | 0.11373 | 0.11367 | 0.11362 | 0.11356 | 0.1135 | 0.11345 | 0.11339 | 0.11334 | 0.11328
| CHA006-155618314 | CHA006 | 0.020321 | 0.020416 | 0.020511 | 0.020606 | 0.020701 | 0.020774 | 0.020847 | 0.020919 | 0.020992 | 0.021065 | 0.021137 | 0.02121 | 0.021282 | 0.021355 | 0.021428 | 0.0215 | 0.021573 | 0.021646 | 0.021718 | 0.021791
| CHA006-155621164 | CHA006 | 0.045638 | 0.045852 | 0.046066 | 0.046279 | 0.046493 | 0.046583 | 0.046674 | 0.046764 | 0.046854 | 0.046944 | 0.047034 | 0.047124 | 0.047215 | 0.047305 | 0.047395 | 0.047485 | 0.047575 | 0.047666 | 0.047756 | 0.047846
| CHA006-155668372 | CHA006 | 0.0026839 | 0.0027067 | 0.0027294 | 0.0027522 | 0.0027749 | 0.0028038 | 0.0028327 | 0.0028616 | 0.0028904 | 0.0029193 | 0.0029482 | 0.0029771 | 0.003006 | 0.0030349 | 0.0030637 | 0.0030926 | 0.0031215 | 0.0031504 | 0.0031793 | 0.0032081
| CHA006-155668704 | CHA006 | 0.0030997 | 0.0031238 | 0.0031478 | 0.0031719 | 0.003196 | 0.0032294 | 0.0032627 | 0.0032961 | 0.0033295 | 0.0033629 | 0.0033963 | 0.0034297 | 0.0034631 | 0.0034965 | 0.0035298 | 0.0035632 | 0.0035966 | 0.00363 | 0.0036634 | 0.0036968
| CHA006-155668831 | CHA006 | 0.017441 | 0.017579 | 0.017717 | 0.017854 | 0.017992 | 0.018123 | 0.018253 | 0.018384 | 0.018514 | 0.018644 | 0.018775 | 0.018905 | 0.019036 | 0.019166 | 0.019296 | 0.019427 | 0.019557 | 0.019688 | 0.019818 | 0.019948
| CHA006-155727138 | CHA006 | 0.0019791 | 0.0019943 | 0.0020095 | 0.0020248 | 0.00204 | 0.0020634 | 0.0020869 | 0.0021103 | 0.0021337 | 0.0021572 | 0.0021806 | 0.002204 | 0.0022275 | 0.0022509 | 0.0022743 | 0.0022977 | 0.0023212 | 0.0023446 | 0.002368 | 0.0023915
| CHA006-155747849 | CHA006 | 0.11696 | 0.11765 | 0.11834 | 0.11903 | 0.11973 | 0.12009 | 0.12044 | 0.1208 | 0.12116 | 0.12152 | 0.12188 | 0.12224 | 0.1226 | 0.12296 | 0.12332 | 0.12368 | 0.12404 | 0.12439 | 0.12475 | 0.12511
| CHA006-156354256 | CHA006 | 0.0038565 | 0.0038821 | 0.0039078 | 0.0039334 | 0.003959 | 0.004013 | 0.004067 | 0.004121 | 0.0041751 | 0.0042291 | 0.0042831 | 0.0043371 | 0.0043911 | 0.0044451 | 0.0044991 | 0.0045531 | 0.0046072 | 0.0046612 | 0.0047152 | 0.0047692
| CHA006-164004018 | CHA006 | 0.018701 | 0.018851 | 0.019001 | 0.019151 | 0.019301 | 0.019507 | 0.019713 | 0.01992 | 0.020126 | 0.020332 | 0.020539 | 0.020745 | 0.020952 | 0.021158 | 0.021364 | 0.021571 | 0.021777 | 0.021983 | 0.02219 | 0.022396
| CHA006-164004212 | CHA006 | 0.0016069 | 0.0016193 | 0.0016316 | 0.001644 | 0.0016564 | 0.0016754 | 0.0016944 | 0.0017134 | 0.0017325 | 0.0017515 | 0.0017705 | 0.0017896 | 0.0018086 | 0.0018276 | 0.0018466 | 0.0018657 | 0.0018847 | 0.0019037 | 0.0019227 | 0.0019418
| CHA006-164004465 | CHA006 | 0.00057641 | 0.00058071 | 0.00058501 | 0.0005893 | 0.0005936 | 0.000602 | 0.0006104 | 0.0006188 | 0.0006272 | 0.0006356 | 0.000644 | 0.0006524 | 0.0006608 | 0.0006692 | 0.0006776 | 0.000686 | 0.0006944 | 0.0007028 | 0.0007112 | 0.0007196
| CHA006-164281123 | CHA006 | 0 | 0 | 0 | 0 | 0 | 0 | 0 | 0 | 0 | 0 | 0 | 0 | 0 | 0 | 0 | 0 | 0 | 0 | 0 | 0
| CHA006-181783097 | CHA006 | 0 | 0 | 0 | 0 | 0 | 0 | 0 | 0 | 0 | 0 | 0 | 0 | 0 | 0 | 0 | 0 | 0 | 0 | 0 | 0
| CHA006-185820630 | CHA006 | 3.0018 | 3.0176 | 3.0333 | 3.049 | 3.0647 | 3.0744 | 3.0842 | 3.0939 | 3.1036 | 3.1133 | 3.123 | 3.1327 | 3.1424 | 3.1522 | 3.1619 | 3.1716 | 3.1813 | 3.191 | 3.2007 | 3.2104
| CHA006-202038162 | CHA006 | 1.8645 | 1.8744 | 1.8843 | 1.8941 | 1.904 | 1.9103 | 1.9167 | 1.923 | 1.9293 | 1.9356 | 1.9419 | 1.9482 | 1.9545 | 1.9608 | 1.9671 | 1.9735 | 1.9798 | 1.9861 | 1.9924 | 1.9987
| CHA006-24606426 | CHA006 | 4.3522 | 4.3635 | 4.3748 | 4.3862 | 4.3975 | 4.4052 | 4.4129 | 4.4207 | 4.4284 | 4.4361 | 4.4438 | 4.4516 | 4.4593 | 4.467 | 4.4747 | 4.4824 | 4.4902 | 4.4979 | 4.5056 | 4.5133
| CHA006-56709766 | CHA006 | 0.022845 | 0.023016 | 0.023186 | 0.023357 | 0.023527 | 0.023859 | 0.024191 | 0.024523 | 0.024854 | 0.025186 | 0.025518 | 0.02585 | 0.026182 | 0.026513 | 0.026845 | 0.027177 | 0.027509 | 0.027841 | 0.028172 | 0.028504
| CHA006-95436119 | CHA006 | 3.739 | 3.7628 | 3.7865 | 3.8103 | 3.8341 | 3.8715 | 3.9088 | 3.9462 | 3.9835 | 4.0209 | 4.0583 | 4.0956 | 4.133 | 4.1704 | 4.2077 | 4.2451 | 4.2824 | 4.3198 | 4.3572 | 4.3945
| CHA007-162618256 | CHA007 | 1.4454e-05 | 1.4566e-05 | 1.4677e-05 | 1.4789e-05 | 1.49e-05 | 1.509e-05 | 1.528e-05 | 1.547e-05 | 1.566e-05 | 1.585e-05 | 1.604e-05 | 1.623e-05 | 1.642e-05 | 1.661e-05 | 1.68e-05 | 1.699e-05 | 1.718e-05 | 1.737e-05 | 1.756e-05 | 1.775e-05
| CHA008-162618131 | CHA008 | 1.1642e-05 | 1.1732e-05 | 1.1821e-05 | 1.1911e-05 | 1.2e-05 | 1.215e-05 | 1.23e-05 | 1.245e-05 | 1.26e-05 | 1.275e-05 | 1.29e-05 | 1.305e-05 | 1.32e-05 | 1.335e-05 | 1.35e-05 | 1.365e-05 | 1.38e-05 | 1.395e-05 | 1.41e-05 | 1.425e-05
| CHM011-15436218 | CHM011 | 7.7143e-06 | 7.7657e-06 | 7.8171e-06 | 7.8686e-06 | 7.92e-06 | 7.914e-06 | 7.908e-06 | 7.902e-06 | 7.896e-06 | 7.89e-06 | 7.884e-06 | 7.878e-06 | 7.872e-06 | 7.866e-06 | 7.86e-06 | 7.854e-06 | 7.848e-06 | 7.842e-06 | 7.836e-06 | 7.83e-06
| CHM011-159371854 | CHM011 | 0.035807 | 0.036022 | 0.036238 | 0.036453 | 0.036669 | 0.036444 | 0.03622 | 0.035995 | 0.035771 | 0.035546 | 0.035322 | 0.035097 | 0.034873 | 0.034648 | 0.034424 | 0.034199 | 0.033975 | 0.03375 | 0.033526 | 0.033301
| CHM011-159371937 | CHM011 | 0.0049465 | 0.0049794 | 0.0050124 | 0.0050453 | 0.0050783 | 0.0050456 | 0.0050128 | 0.0049801 | 0.0049474 | 0.0049147 | 0.0048819 | 0.0048492 | 0.0048165 | 0.0047838 | 0.0047511 | 0.0047183 | 0.0046856 | 0.0046529 | 0.0046202 | 0.0045874
| CHM011-159372020 | CHM011 | 0.1102 | 0.11083 | 0.11146 | 0.11209 | 0.11272 | 0.11205 | 0.11139 | 0.11073 | 0.11006 | 0.1094 | 0.10874 | 0.10808 | 0.10741 | 0.10675 | 0.10609 | 0.10542 | 0.10476 | 0.1041 | 0.10344 | 0.10277
| CHM011-159372116 | CHM011 | 0.0117 | 0.011772 | 0.011844 | 0.011916 | 0.011988 | 0.011914 | 0.011839 | 0.011764 | 0.01169 | 0.011615 | 0.01154 | 0.011466 | 0.011391 | 0.011316 | 0.011242 | 0.011167 | 0.011092 | 0.011017 | 0.010943 | 0.010868
| CHM011-159372219 | CHM011 | 0.088855 | 0.089313 | 0.089771 | 0.09023 | 0.090688 | 0.090193 | 0.089697 | 0.089202 | 0.088706 | 0.088211 | 0.087715 | 0.08722 | 0.086724 | 0.086229 | 0.085734 | 0.085238 | 0.084743 | 0.084247 | 0.083752 | 0.083256
| CHM011-159372384 | CHM011 | 0.01258 | 0.012651 | 0.012723 | 0.012794 | 0.012865 | 0.012803 | 0.012741 | 0.01268 | 0.012618 | 0.012556 | 0.012494 | 0.012432 | 0.01237 | 0.012308 | 0.012247 | 0.012185 | 0.012123 | 0.012061 | 0.011999 | 0.011937
| CHM011-159372472 | CHM011 | 0.0038911 | 0.0039106 | 0.0039302 | 0.0039498 | 0.0039693 | 0.0039494 | 0.0039294 | 0.0039095 | 0.0038895 | 0.0038695 | 0.0038496 | 0.0038296 | 0.0038097 | 0.0037897 | 0.0037697 | 0.0037498 | 0.0037298 | 0.0037099 | 0.0036899 | 0.0036699
| CHM011-159372576 | CHM011 | 0.030201 | 0.030376 | 0.030551 | 0.030726 | 0.030902 | 0.030718 | 0.030534 | 0.03035 | 0.030166 | 0.029982 | 0.029798 | 0.029614 | 0.02943 | 0.029246 | 0.029063 | 0.028879 | 0.028695 | 0.028511 | 0.028327 | 0.028143
| CHM011-159372815 | CHM011 | 0.00033572 | 0.00033814 | 0.00034056 | 0.00034298 | 0.0003454 | 0.00034276 | 0.00034012 | 0.00033748 | 0.00033484 | 0.0003322 | 0.00032956 | 0.00032692 | 0.00032428 | 0.00032164 | 0.000319 | 0.00031636 | 0.00031372 | 0.00031108 | 0.00030844 | 0.0003058
| CHM011-159372981 | CHM011 | 0.017015 | 0.0171 | 0.017185 | 0.01727 | 0.017355 | 0.017251 | 0.017147 | 0.017043 | 0.016938 | 0.016834 | 0.01673 | 0.016625 | 0.016521 | 0.016417 | 0.016313 | 0.016208 | 0.016104 | 0.016 | 0.015896 | 0.015791
| CHM011-159373200 | CHM011 | 0.076187 | 0.076622 | 0.077058 | 0.077494 | 0.077929 | 0.07742 | 0.076911 | 0.076402 | 0.075892 | 0.075383 | 0.074874 | 0.074364 | 0.073855 | 0.073346 | 0.072837 | 0.072327 | 0.071818 | 0.071309 | 0.070799 | 0.07029
| CHM011-159373315 | CHM011 | 0.0041733 | 0.0041953 | 0.0042172 | 0.0042392 | 0.0042612 | 0.0042341 | 0.004207 | 0.00418 | 0.0041529 | 0.0041258 | 0.0040988 | 0.0040717 | 0.0040446 | 0.0040176 | 0.0039905 | 0.0039634 | 0.0039364 | 0.0039093 | 0.0038822 | 0.0038551
| CHM011-159373411 | CHM011 | 0.0067318 | 0.006772 | 0.0068122 | 0.0068524 | 0.0068926 | 0.0068564 | 0.0068202 | 0.0067841 | 0.0067479 | 0.0067118 | 0.0066756 | 0.0066395 | 0.0066033 | 0.0065671 | 0.006531 | 0.0064948 | 0.0064587 | 0.0064225 | 0.0063863 | 0.0063502
| CHM011-160317885 | CHM011 | 0.03315 | 0.033322 | 0.033494 | 0.033666 | 0.033839 | 0.033667 | 0.033496 | 0.033324 | 0.033153 | 0.032982 | 0.03281 | 0.032639 | 0.032467 | 0.032296 | 0.032125 | 0.031953 | 0.031782 | 0.031611 | 0.031439 | 0.031268
| CHM011-160318163 | CHM011 | 0.00012646 | 0.00012735 | 0.00012825 | 0.00012915 | 0.00013005 | 0.00012917 | 0.0001283 | 0.00012742 | 0.00012655 | 0.00012567 | 0.0001248 | 0.00012392 | 0.00012305 | 0.00012217 | 0.00012129 | 0.00012042 | 0.00011954 | 0.00011867 | 0.00011779 | 0.00011692
| CHM011-160318338 | CHM011 | 0.0027712 | 0.0027887 | 0.0028063 | 0.0028239 | 0.0028415 | 0.0028221 | 0.0028027 | 0.0027832 | 0.0027638 | 0.0027444 | 0.002725 | 0.0027056 | 0.0026862 | 0.0026667 | 0.0026473 | 0.0026279 | 0.0026085 | 0.0025891 | 0.0025697 | 0.0025503
| CHM011-160677964 | CHM011 | 0.046749 | 0.047033 | 0.047317 | 0.047601 | 0.047885 | 0.04763 | 0.047375 | 0.04712 | 0.046865 | 0.046611 | 0.046356 | 0.046101 | 0.045846 | 0.045591 | 0.045336 | 0.045081 | 0.044826 | 0.044571 | 0.044316 | 0.044062
| CHM011-160678238 | CHM011 | 0.041363 | 0.041578 | 0.041793 | 0.042008 | 0.042223 | 0.041985 | 0.041747 | 0.041508 | 0.04127 | 0.041031 | 0.040793 | 0.040554 | 0.040316 | 0.040078 | 0.039839 | 0.039601 | 0.039362 | 0.039124 | 0.038885 | 0.038647
| CHM011-160721783 | CHM011 | 0.00023411 | 0.00023571 | 0.00023731 | 0.0002389 | 0.0002405 | 0.00023887 | 0.00023725 | 0.00023562 | 0.000234 | 0.00023237 | 0.00023075 | 0.00022912 | 0.0002275 | 0.00022588 | 0.00022425 | 0.00022263 | 0.000221 | 0.00021938 | 0.00021775 | 0.00021613
| CHM011-163177271 | CHM011 | 0.0064558 | 0.0065036 | 0.0065514 | 0.0065992 | 0.006647 | 0.0065942 | 0.0065415 | 0.0064887 | 0.0064359 | 0.0063831 | 0.0063303 | 0.0062776 | 0.0062248 | 0.006172 | 0.0061192 | 0.0060664 | 0.0060137 | 0.0059609 | 0.0059081 | 0.0058553
| CHM011-163198394 | CHM011 | 0.018797 | 0.018897 | 0.018997 | 0.019097 | 0.019197 | 0.019061 | 0.018924 | 0.018788 | 0.018652 | 0.018516 | 0.018379 | 0.018243 | 0.018107 | 0.017971 | 0.017834 | 0.017698 | 0.017562 | 0.017426 | 0.017289 | 0.017153
| CHM011-163198509 | CHM011 | 0.2988 | 0.30054 | 0.30228 | 0.30402 | 0.30576 | 0.30413 | 0.30249 | 0.30085 | 0.29922 | 0.29758 | 0.29594 | 0.2943 | 0.29267 | 0.29103 | 0.28939 | 0.28776 | 0.28612 | 0.28448 | 0.28285 | 0.28121
| CHM011-163310655 | CHM011 | 0.14162 | 0.14252 | 0.14342 | 0.14432 | 0.14522 | 0.14426 | 0.1433 | 0.14235 | 0.14139 | 0.14044 | 0.13948 | 0.13853 | 0.13757 | 0.13661 | 0.13566 | 0.1347 | 0.13375 | 0.13279 | 0.13184 | 0.13088
| CHM011-164238923 | CHM011 | 0.00022194 | 0.00022346 | 0.00022497 | 0.00022649 | 0.000228 | 0.00022615 | 0.0002243 | 0.00022245 | 0.0002206 | 0.00021875 | 0.0002169 | 0.00021505 | 0.0002132 | 0.00021135 | 0.0002095 | 0.00020765 | 0.0002058 | 0.00020395 | 0.0002021 | 0.00020025
| CHM011-164366730 | CHM011 | 0.0084031 | 0.008452 | 0.0085008 | 0.0085497 | 0.0085986 | 0.0085467 | 0.0084949 | 0.008443 | 0.0083912 | 0.0083393 | 0.0082875 | 0.0082356 | 0.0081837 | 0.0081319 | 0.00808 | 0.0080282 | 0.0079763 | 0.0079245 | 0.0078726 | 0.0078207
| CHM011-187119686 | CHM011 | 21.0675 | 21.1724 | 21.2772 | 21.3821 | 21.487 | 21.3851 | 21.2832 | 21.1814 | 21.0795 | 20.9776 | 20.8758 | 20.7739 | 20.672 | 20.5701 | 20.4683 | 20.3664 | 20.2645 | 20.1627 | 20.0608 | 19.9589
| CHM011-24600428 | CHM011 | 1.5518 | 1.5595 | 1.5673 | 1.575 | 1.5827 | 1.5744 | 1.5661 | 1.5578 | 1.5495 | 1.5411 | 1.5328 | 1.5245 | 1.5162 | 1.5079 | 1.4996 | 1.4913 | 1.483 | 1.4746 | 1.4663 | 1.458
| CHM011-24600540 | CHM011 | 4.2593 | 4.2838 | 4.3083 | 4.3327 | 4.3572 | 4.3332 | 4.3091 | 4.2851 | 4.261 | 4.2369 | 4.2129 | 4.1888 | 4.1648 | 4.1407 | 4.1166 | 4.0926 | 4.0685 | 4.0444 | 4.0204 | 3.9963
| CLC001-15400682 | CLC001 | 0.97255 | 0.97398 | 0.97542 | 0.97686 | 0.97829 | 0.97645 | 0.97461 | 0.97277 | 0.97093 | 0.96909 | 0.96725 | 0.96541 | 0.96357 | 0.96174 | 0.9599 | 0.95806 | 0.95622 | 0.95438 | 0.95254 | 0.9507
| CLC001-15400693 | CLC001 | 0 | 0 | 0 | 0 | 0 | 0 | 0 | 0 | 0 | 0 | 0 | 0 | 0 | 0 | 0 | 0 | 0 | 0 | 0 | 0
| CLC002-15400645 | CLC002 | 7.0767 | 7.0845 | 7.0923 | 7.1001 | 7.1079 | 7.0955 | 7.0831 | 7.0706 | 7.0582 | 7.0458 | 7.0333 | 7.0209 | 7.0085 | 6.996 | 6.9836 | 6.9711 | 6.9587 | 6.9463 | 6.9338 | 6.9214
| CLC003-119149948 | CLC003 | 0.0046904 | 0.0047501 | 0.0048097 | 0.0048693 | 0.0049289 | 0.0048507 | 0.0047724 | 0.0046941 | 0.0046159 | 0.0045376 | 0.0044593 | 0.004381 | 0.0043028 | 0.0042245 | 0.0041462 | 0.004068 | 0.0039897 | 0.0039114 | 0.0038331 | 0.0037549
| CLC003-123633044 | CLC003 | 0.013955 | 0.014072 | 0.014189 | 0.014307 | 0.014424 | 0.014256 | 0.014089 | 0.013921 | 0.013754 | 0.013587 | 0.013419 | 0.013252 | 0.013084 | 0.012917 | 0.012749 | 0.012582 | 0.012414 | 0.012247 | 0.01208 | 0.011912
| CLC003-130014430 | CLC003 | 0.0001463 | 0.00014842 | 0.00015055 | 0.00015267 | 0.0001548 | 0.00015294 | 0.00015108 | 0.00014922 | 0.00014736 | 0.0001455 | 0.00014364 | 0.00014178 | 0.00013992 | 0.00013806 | 0.0001362 | 0.00013434 | 0.00013248 | 0.00013062 | 0.00012876 | 0.0001269
| CLC003-130014725 | CLC003 | 0.0012008 | 0.0012236 | 0.0012464 | 0.0012692 | 0.001292 | 0.0012627 | 0.0012335 | 0.0012042 | 0.001175 | 0.0011457 | 0.0011164 | 0.0010872 | 0.0010579 | 0.0010287 | 0.0009994 | 0.00097014 | 0.00094088 | 0.00091162 | 0.00088236 | 0.0008531
| CLC003-130014949 | CLC003 | 0.0037333 | 0.0037837 | 0.0038341 | 0.0038845 | 0.0039349 | 0.00389 | 0.0038452 | 0.0038003 | 0.0037555 | 0.0037106 | 0.0036658 | 0.0036209 | 0.0035761 | 0.0035312 | 0.0034864 | 0.0034415 | 0.0033967 | 0.0033518 | 0.0033069 | 0.0032621
| CLC003-130747301 | CLC003 | 0.0058191 | 0.0059032 | 0.0059872 | 0.0060712 | 0.0061553 | 0.0060805 | 0.0060058 | 0.005931 | 0.0058562 | 0.0057815 | 0.0057067 | 0.005632 | 0.0055572 | 0.0054824 | 0.0054077 | 0.0053329 | 0.0052582 | 0.0051834 | 0.0051086 | 0.0050339
| CLC003-130748256 | CLC003 | 0.0062733 | 0.0063381 | 0.0064028 | 0.0064676 | 0.0065323 | 0.0064514 | 0.0063704 | 0.0062895 | 0.0062086 | 0.0061276 | 0.0060467 | 0.0059657 | 0.0058848 | 0.0058039 | 0.0057229 | 0.005642 | 0.0055611 | 0.0054801 | 0.0053992 | 0.0053183
| CLC003-152030196 | CLC003 | 0.024238 | 0.024304 | 0.024371 | 0.024437 | 0.024504 | 0.024361 | 0.024219 | 0.024076 | 0.023934 | 0.023791 | 0.023648 | 0.023506 | 0.023363 | 0.02322 | 0.023078 | 0.022935 | 0.022792 | 0.02265 | 0.022507 | 0.022365
| CLC003-15400758 | CLC003 | 31.1319 | 31.3438 | 31.5558 | 31.7677 | 31.9797 | 31.7309 | 31.4822 | 31.2335 | 30.9848 | 30.7361 | 30.4873 | 30.2386 | 29.9899 | 29.7412 | 29.4925 | 29.2437 | 28.995 | 28.7463 | 28.4976 | 28.2489
| CLC003-154876479 | CLC003 | 0.0019078 | 0.0019209 | 0.001934 | 0.001947 | 0.0019601 | 0.0019544 | 0.0019487 | 0.001943 | 0.0019372 | 0.0019315 | 0.0019258 | 0.0019201 | 0.0019143 | 0.0019086 | 0.0019029 | 0.0018972 | 0.0018914 | 0.0018857 | 0.00188 | 0.0018743
| CLC003-154908324 | CLC003 | 0.070032 | 0.070206 | 0.070381 | 0.070555 | 0.070729 | 0.070354 | 0.069978 | 0.069603 | 0.069227 | 0.068851 | 0.068476 | 0.0681 | 0.067725 | 0.067349 | 0.066973 | 0.066598 | 0.066222 | 0.065847 | 0.065471 | 0.065095
| CLC003-154908634 | CLC003 | 0.00052533 | 0.00053019 | 0.00053506 | 0.00053993 | 0.0005448 | 0.00054344 | 0.00054208 | 0.00054072 | 0.00053936 | 0.000538 | 0.00053664 | 0.00053528 | 0.00053392 | 0.00053256 | 0.0005312 | 0.00052984 | 0.00052848 | 0.00052712 | 0.00052576 | 0.0005244
| CLC003-154908755 | CLC003 | 0.00023512 | 0.00023794 | 0.00024076 | 0.00024358 | 0.0002464 | 0.00024318 | 0.00023996 | 0.00023674 | 0.00023352 | 0.0002303 | 0.00022708 | 0.00022386 | 0.00022064 | 0.00021742 | 0.0002142 | 0.00021098 | 0.00020776 | 0.00020454 | 0.00020132 | 0.0001981
| CLC003-154908853 | CLC003 | 0.0016691 | 0.0016838 | 0.0016985 | 0.0017131 | 0.0017278 | 0.0017183 | 0.0017088 | 0.0016993 | 0.0016898 | 0.0016802 | 0.0016707 | 0.0016612 | 0.0016517 | 0.0016422 | 0.0016327 | 0.0016232 | 0.0016137 | 0.0016042 | 0.0015947 | 0.0015851
| CLC003-154908977 | CLC003 | 0.042845 | 0.043207 | 0.043569 | 0.04393 | 0.044292 | 0.043994 | 0.043696 | 0.043399 | 0.043101 | 0.042803 | 0.042505 | 0.042208 | 0.04191 | 0.041612 | 0.041314 | 0.041017 | 0.040719 | 0.040421 | 0.040123 | 0.039826
| CLC003-193886326 | CLC003 | 0.41101 | 0.41531 | 0.41961 | 0.42391 | 0.4282 | 0.42262 | 0.41703 | 0.41144 | 0.40585 | 0.40026 | 0.39467 | 0.38908 | 0.38349 | 0.3779 | 0.37231 | 0.36672 | 0.36113 | 0.35555 | 0.34996 | 0.34437
| CLC003-198593463 | CLC003 | 0.23982 | 0.24171 | 0.24359 | 0.24548 | 0.24736 | 0.24392 | 0.24048 | 0.23705 | 0.23361 | 0.23017 | 0.22673 | 0.2233 | 0.21986 | 0.21642 | 0.21298 | 0.20955 | 0.20611 | 0.20267 | 0.19923 | 0.19579
| CLC003-24597492 | CLC003 | 3.746 | 3.7814 | 3.8168 | 3.8522 | 3.8875 | 3.8348 | 3.7821 | 3.7293 | 3.6766 | 3.6238 | 3.5711 | 3.5183 | 3.4656 | 3.4129 | 3.3601 | 3.3074 | 3.2546 | 3.2019 | 3.1491 | 3.0964
| CLC003-24597520 | CLC003 | 0.86668 | 0.87281 | 0.87895 | 0.88509 | 0.89123 | 0.87961 | 0.868 | 0.85638 | 0.84477 | 0.83315 | 0.82154 | 0.80992 | 0.79831 | 0.78669 | 0.77508 | 0.76347 | 0.75185 | 0.74024 | 0.72862 | 0.71701
| CLC003-24597576 | CLC003 | 1.2633 | 1.277 | 1.2906 | 1.3043 | 1.318 | 1.2974 | 1.2769 | 1.2564 | 1.2359 | 1.2154 | 1.1948 | 1.1743 | 1.1538 | 1.1333 | 1.1128 | 1.0922 | 1.0717 | 1.0512 | 1.0307 | 1.0101
| CLC003-24607110 | CLC003 | 3.6858 | 3.6954 | 3.705 | 3.7146 | 3.7243 | 3.7036 | 3.6828 | 3.6621 | 3.6414 | 3.6206 | 3.5999 | 3.5792 | 3.5584 | 3.5377 | 3.517 | 3.4963 | 3.4755 | 3.4548 | 3.4341 | 3.4133
| CLC003-24607264 | CLC003 | 1.5684 | 1.5847 | 1.601 | 1.6173 | 1.6336 | 1.6142 | 1.5947 | 1.5753 | 1.5559 | 1.5365 | 1.517 | 1.4976 | 1.4782 | 1.4587 | 1.4393 | 1.4199 | 1.4004 | 1.381 | 1.3616 | 1.3421
| CLC003-24613704 | CLC003 | 0.2442 | 0.24633 | 0.24846 | 0.2506 | 0.25273 | 0.24979 | 0.24685 | 0.24391 | 0.24098 | 0.23804 | 0.2351 | 0.23216 | 0.22922 | 0.22629 | 0.22335 | 0.22041 | 0.21747 | 0.21453 | 0.21159 | 0.20866
| CLC003-78545961 | CLC003 | 0 | 0 | 0 | 0 | 0 | 0 | 0 | 0 | 0 | 0 | 0 | 0 | 0 | 0 | 0 | 0 | 0 | 0 | 0 | 0
| CLC003-80120806 | CLC003 | 0.0088237 | 0.0089036 | 0.0089835 | 0.0090633 | 0.0091432 | 0.0090697 | 0.0089962 | 0.0089227 | 0.0088492 | 0.0087757 | 0.0087022 | 0.0086287 | 0.0085552 | 0.0084817 | 0.0084082 | 0.0083347 | 0.0082612 | 0.0081877 | 0.0081142 | 0.0080407
| CLC003-80121007 | CLC003 | 0.00031174 | 0.00031518 | 0.00031862 | 0.00032206 | 0.0003255 | 0.00032287 | 0.00032025 | 0.00031762 | 0.000315 | 0.00031237 | 0.00030975 | 0.00030712 | 0.0003045 | 0.00030188 | 0.00029925 | 0.00029663 | 0.000294 | 0.00029138 | 0.00028875 | 0.00028612
| CLC003-80919181 | CLC003 | 0.27795 | 0.28076 | 0.28357 | 0.28638 | 0.28919 | 0.28642 | 0.28365 | 0.28087 | 0.2781 | 0.27533 | 0.27255 | 0.26978 | 0.26701 | 0.26423 | 0.26146 | 0.25869 | 0.25591 | 0.25314 | 0.25037 | 0.2476
| CLC004-15400582 | CLC004 | 16.3219 | 16.4455 | 16.5691 | 16.6927 | 16.8164 | 16.7428 | 16.6693 | 16.5958 | 16.5223 | 16.4488 | 16.3753 | 16.3018 | 16.2283 | 16.1548 | 16.0813 | 16.0078 | 15.9343 | 15.8608 | 15.7873 | 15.7138
| CLC004-176886107 | CLC004 | 0.0010129 | 0.0010229 | 0.0010329 | 0.001043 | 0.001053 | 0.0010504 | 0.0010479 | 0.0010453 | 0.0010427 | 0.0010402 | 0.0010376 | 0.001035 | 0.0010325 | 0.0010299 | 0.0010274 | 0.0010248 | 0.0010222 | 0.0010197 | 0.0010171 | 0.0010145
| CLC004-201015049 | CLC004 | 1.2637 | 1.2744 | 1.2851 | 1.2959 | 1.3066 | 1.2993 | 1.292 | 1.2847 | 1.2774 | 1.2702 | 1.2629 | 1.2556 | 1.2483 | 1.241 | 1.2337 | 1.2264 | 1.2191 | 1.2118 | 1.2045 | 1.1972
| CLC004-24597506 | CLC004 | 3.7056 | 3.7296 | 3.7537 | 3.7778 | 3.8019 | 3.784 | 3.766 | 3.7481 | 3.7302 | 3.7123 | 3.6944 | 3.6765 | 3.6586 | 3.6406 | 3.6227 | 3.6048 | 3.5869 | 3.569 | 3.5511 | 3.5331
| CLC006-142438034 | CLC006 | 0.0028372 | 0.002873 | 0.0029087 | 0.0029445 | 0.0029803 | 0.0029803 | 0.0029803 | 0.0029803 | 0.0029803 | 0.0029802 | 0.0029802 | 0.0029802 | 0.0029802 | 0.0029802 | 0.0029802 | 0.0029802 | 0.0029802 | 0.0029802 | 0.0029801 | 0.0029801
| CLC006-142438492 | CLC006 | 0.030719 | 0.030892 | 0.031065 | 0.031238 | 0.031411 | 0.031367 | 0.031323 | 0.031279 | 0.031235 | 0.031191 | 0.031147 | 0.031103 | 0.031059 | 0.031015 | 0.030971 | 0.030927 | 0.030884 | 0.03084 | 0.030796 | 0.030752
| CLC006-144337956 | CLC006 | 0.068388 | 0.068967 | 0.069545 | 0.070123 | 0.070702 | 0.070356 | 0.07001 | 0.069664 | 0.069319 | 0.068973 | 0.068627 | 0.068281 | 0.067935 | 0.067589 | 0.067243 | 0.066898 | 0.066552 | 0.066206 | 0.06586 | 0.065514
| CLC006-144337978 | CLC006 | 0.017387 | 0.017526 | 0.017665 | 0.017804 | 0.017944 | 0.017914 | 0.017885 | 0.017855 | 0.017826 | 0.017797 | 0.017767 | 0.017738 | 0.017709 | 0.017679 | 0.01765 | 0.01762 | 0.017591 | 0.017562 | 0.017532 | 0.017503
| CLC006-15400532 | CLC006 | 11.4739 | 11.5145 | 11.5551 | 11.5958 | 11.6364 | 11.6037 | 11.5711 | 11.5384 | 11.5057 | 11.4731 | 11.4404 | 11.4078 | 11.3751 | 11.3425 | 11.3098 | 11.2771 | 11.2445 | 11.2118 | 11.1792 | 11.1465
| CLC006-154827505 | CLC006 | 0.00034365 | 0.00034803 | 0.00035242 | 0.00035681 | 0.0003612 | 0.00036102 | 0.00036084 | 0.00036066 | 0.00036048 | 0.0003603 | 0.00036012 | 0.00035994 | 0.00035976 | 0.00035958 | 0.0003594 | 0.00035922 | 0.00035904 | 0.00035886 | 0.00035868 | 0.0003585
| CLC006-154827674 | CLC006 | 0.022834 | 0.023058 | 0.023281 | 0.023505 | 0.023728 | 0.023591 | 0.023454 | 0.023317 | 0.02318 | 0.023043 | 0.022906 | 0.022769 | 0.022632 | 0.022495 | 0.022359 | 0.022222 | 0.022085 | 0.021948 | 0.021811 | 0.021674
| CLC006-154827847 | CLC006 | 0.0050121 | 0.0050126 | 0.0050132 | 0.0050137 | 0.0050142 | 0.005013 | 0.0050119 | 0.0050107 | 0.0050095 | 0.0050083 | 0.0050071 | 0.0050059 | 0.0050047 | 0.0050035 | 0.0050023 | 0.0050011 | 0.005 | 0.0049988 | 0.0049976 | 0.0049964
| CLC006-154828072 | CLC006 | 0.037031 | 0.037367 | 0.037703 | 0.038039 | 0.038375 | 0.038218 | 0.038062 | 0.037906 | 0.037749 | 0.037593 | 0.037437 | 0.03728 | 0.037124 | 0.036968 | 0.036811 | 0.036655 | 0.036499 | 0.036343 | 0.036186 | 0.03603
| CLC006-154828287 | CLC006 | 0.028491 | 0.028849 | 0.029207 | 0.029564 | 0.029922 | 0.029802 | 0.029683 | 0.029563 | 0.029443 | 0.029324 | 0.029204 | 0.029084 | 0.028965 | 0.028845 | 0.028725 | 0.028606 | 0.028486 | 0.028366 | 0.028246 | 0.028127
| CLC006-154828396 | CLC006 | 0.098675 | 0.099885 | 0.1011 | 0.10231 | 0.10352 | 0.10311 | 0.10271 | 0.10231 | 0.10191 | 0.10151 | 0.10111 | 0.10071 | 0.10031 | 0.099908 | 0.099508 | 0.099107 | 0.098706 | 0.098305 | 0.097905 | 0.097504
| CLC006-154907356 | CLC006 | 0.0081171 | 0.0082026 | 0.0082881 | 0.0083736 | 0.008459 | 0.0084374 | 0.0084158 | 0.0083942 | 0.0083725 | 0.0083509 | 0.0083293 | 0.0083077 | 0.008286 | 0.0082644 | 0.0082428 | 0.0082212 | 0.0081996 | 0.0081779 | 0.0081563 | 0.0081347
| CLC006-156831394 | CLC006 | 4.1972 | 4.2411 | 4.2849 | 4.3288 | 4.3726 | 4.3622 | 4.3519 | 4.3415 | 4.3311 | 4.3208 | 4.3104 | 4.3 | 4.2897 | 4.2793 | 4.2689 | 4.2586 | 4.2482 | 4.2378 | 4.2275 | 4.2171
| CLC006-44811375 | CLC006 | 1.4763 | 1.4909 | 1.5055 | 1.52 | 1.5346 | 1.5306 | 1.5266 | 1.5226 | 1.5186 | 1.5146 | 1.5106 | 1.5065 | 1.5025 | 1.4985 | 1.4945 | 1.4905 | 1.4865 | 1.4825 | 1.4785 | 1.4745
| CLC006-80819775 | CLC006 | 0.17815 | 0.18015 | 0.18216 | 0.18416 | 0.18617 | 0.18551 | 0.18485 | 0.18419 | 0.18352 | 0.18286 | 0.1822 | 0.18154 | 0.18088 | 0.18022 | 0.17955 | 0.17889 | 0.17823 | 0.17757 | 0.17691 | 0.17624
| CLC006-80819849 | CLC006 | 0.04054 | 0.041086 | 0.041633 | 0.042179 | 0.042725 | 0.042555 | 0.042385 | 0.042215 | 0.042045 | 0.041874 | 0.041704 | 0.041534 | 0.041364 | 0.041194 | 0.041024 | 0.040854 | 0.040684 | 0.040513 | 0.040343 | 0.040173
| CLC013-120141536 | CLC013 | 0.066737 | 0.067457 | 0.068176 | 0.068896 | 0.069616 | 0.068892 | 0.068168 | 0.067445 | 0.066721 | 0.065997 | 0.065273 | 0.064549 | 0.063826 | 0.063102 | 0.062378 | 0.061654 | 0.060931 | 0.060207 | 0.059483 | 0.058759
| CLC013-155048935 | CLC013 | 0.00095362 | 0.0009613 | 0.00096899 | 0.00097667 | 0.00098435 | 0.00098184 | 0.00097933 | 0.00097683 | 0.00097432 | 0.00097181 | 0.00096931 | 0.0009668 | 0.00096429 | 0.00096179 | 0.00095928 | 0.00095677 | 0.00095426 | 0.00095176 | 0.00094925 | 0.00094674
| CLC013-155049125 | CLC013 | 0.1077 | 0.10837 | 0.10904 | 0.10972 | 0.11039 | 0.10993 | 0.10947 | 0.10901 | 0.10855 | 0.10809 | 0.10762 | 0.10716 | 0.1067 | 0.10624 | 0.10578 | 0.10532 | 0.10486 | 0.1044 | 0.10394 | 0.10348
| CLC013-155049446 | CLC013 | 0.033904 | 0.034267 | 0.03463 | 0.034992 | 0.035355 | 0.0351 | 0.034845 | 0.034589 | 0.034334 | 0.034079 | 0.033824 | 0.033569 | 0.033313 | 0.033058 | 0.032803 | 0.032548 | 0.032292 | 0.032037 | 0.031782 | 0.031527
| CLC013-155049582 | CLC013 | 0.012793 | 0.013011 | 0.013229 | 0.013447 | 0.013665 | 0.013364 | 0.013063 | 0.012761 | 0.01246 | 0.012159 | 0.011858 | 0.011556 | 0.011255 | 0.010954 | 0.010653 | 0.010352 | 0.01005 | 0.0097491 | 0.0094479 | 0.0091467
| CLC013-155079387 | CLC013 | 0.0031291 | 0.0031653 | 0.0032015 | 0.0032376 | 0.0032738 | 0.0032281 | 0.0031823 | 0.0031366 | 0.0030909 | 0.0030452 | 0.0029995 | 0.0029538 | 0.0029081 | 0.0028624 | 0.0028167 | 0.0027709 | 0.0027252 | 0.0026795 | 0.0026338 | 0.0025881
| CLC013-155079659 | CLC013 | 0.029883 | 0.030177 | 0.030471 | 0.030765 | 0.031058 | 0.030875 | 0.030691 | 0.030508 | 0.030324 | 0.030141 | 0.029957 | 0.029774 | 0.02959 | 0.029406 | 0.029223 | 0.029039 | 0.028856 | 0.028672 | 0.028489 | 0.028305
| CLC013-161744857 | CLC013 | 35.7129 | 35.9291 | 36.1453 | 36.3615 | 36.5777 | 36.3942 | 36.2107 | 36.0273 | 35.8438 | 35.6603 | 35.4768 | 35.2933 | 35.1098 | 34.9263 | 34.7429 | 34.5594 | 34.3759 | 34.1924 | 34.0089 | 33.8254
| CLC013-24598538 | CLC013 | 0.08382 | 0.08453 | 0.085239 | 0.085949 | 0.086658 | 0.086158 | 0.085658 | 0.085158 | 0.084657 | 0.084157 | 0.083657 | 0.083157 | 0.082657 | 0.082157 | 0.081657 | 0.081156 | 0.080656 | 0.080156 | 0.079656 | 0.079156
| CLC013-24598566 | CLC013 | 0.17758 | 0.17869 | 0.17979 | 0.1809 | 0.182 | 0.18122 | 0.18043 | 0.17964 | 0.17885 | 0.17807 | 0.17728 | 0.17649 | 0.1757 | 0.17491 | 0.17413 | 0.17334 | 0.17255 | 0.17176 | 0.17097 | 0.17019
| CLC013-24602770 | CLC013 | 5.8443 | 5.9141 | 5.9839 | 6.0536 | 6.1234 | 6.0294 | 5.9355 | 5.8415 | 5.7475 | 5.6536 | 5.5596 | 5.4656 | 5.3716 | 5.2777 | 5.1837 | 5.0897 | 4.9958 | 4.9018 | 4.8078 | 4.7139
| CLC013-24602784 | CLC013 | 6.5474 | 6.6089 | 6.6704 | 6.7319 | 6.7933 | 6.7053 | 6.6172 | 6.5292 | 6.4411 | 6.353 | 6.265 | 6.1769 | 6.0889 | 6.0008 | 5.9127 | 5.8247 | 5.7366 | 5.6486 | 5.5605 | 5.4725
| CLC013-40996443 | CLC013 | 14.4298 | 14.4617 | 14.4936 | 14.5255 | 14.5574 | 14.489 | 14.4206 | 14.3523 | 14.2839 | 14.2156 | 14.1472 | 14.0788 | 14.0105 | 13.9421 | 13.8738 | 13.8054 | 13.737 | 13.6687 | 13.6003 | 13.5319
| CLC013-77737876 | CLC013 | 0.0017487 | 0.0017571 | 0.0017655 | 0.0017738 | 0.0017822 | 0.0017764 | 0.0017706 | 0.0017647 | 0.0017589 | 0.0017531 | 0.0017472 | 0.0017414 | 0.0017356 | 0.0017298 | 0.0017239 | 0.0017181 | 0.0017123 | 0.0017065 | 0.0017006 | 0.0016948
| CLC013-77738225 | CLC013 | 0.0001395 | 0.0001395 | 0.0001395 | 0.0001395 | 0.0001395 | 0.0001395 | 0.0001395 | 0.0001395 | 0.0001395 | 0.0001395 | 0.0001395 | 0.0001395 | 0.0001395 | 0.0001395 | 0.0001395 | 0.0001395 | 0.0001395 | 0.0001395 | 0.0001395 | 0.0001395
| CLC014-119350337 | CLC014 | 0 | 0 | 0 | 0 | 0 | 0 | 0 | 0 | 0 | 0 | 0 | 0 | 0 | 0 | 0 | 0 | 0 | 0 | 0 | 0
| CLC014-161744928 | CLC014 | 21.6312 | 21.8019 | 21.9726 | 22.1433 | 22.3139 | 22.1925 | 22.0711 | 21.9496 | 21.8282 | 21.7067 | 21.5853 | 21.4638 | 21.3424 | 21.221 | 21.0995 | 20.9781 | 20.8566 | 20.7352 | 20.6137 | 20.4923
| CME014-15423823 | CME014 | 0 | 0 | 0 | 0 | 0 | 0 | 0 | 0 | 0 | 0 | 0 | 0 | 0 | 0 | 0 | 0 | 0 | 0 | 0 | 0
| CME014-15423849 | CME014 | 169.8191 | 170.6824 | 171.5457 | 172.4091 | 173.2724 | 174.0323 | 174.7921 | 175.552 | 176.3119 | 177.0717 | 177.8316 | 178.5914 | 179.3513 | 180.1112 | 180.871 | 181.6309 | 182.3908 | 183.1506 | 183.9105 | 184.6704
| CME014-24612269 | CME014 | 0 | 0 | 0 | 0 | 0 | 0 | 0 | 0 | 0 | 0 | 0 | 0 | 0 | 0 | 0 | 0 | 0 | 0 | 0 | 0
| CME015-15423773 | CME015 | 5.1516 | 5.1895 | 5.2275 | 5.2655 | 5.3034 | 5.3348 | 5.3661 | 5.3975 | 5.4289 | 5.4602 | 5.4916 | 5.523 | 5.5543 | 5.5857 | 5.6171 | 5.6484 | 5.6798 | 5.7112 | 5.7425 | 5.7739
| CME015-182988165 | CME015 | 9.7716 | 9.8314 | 9.8913 | 9.9512 | 10.0111 | 10.0632 | 10.1153 | 10.1674 | 10.2195 | 10.2716 | 10.3237 | 10.3758 | 10.4279 | 10.48 | 10.5321 | 10.5843 | 10.6364 | 10.6885 | 10.7406 | 10.7927
| CME016-142932211 | CME016 | 0 | 0 | 0 | 0 | 0 | 0 | 0 | 0 | 0 | 0 | 0 | 0 | 0 | 0 | 0 | 0 | 0 | 0 | 0 | 0
| CME016-142932557 | CME016 | 0.050781 | 0.051092 | 0.051403 | 0.051715 | 0.052026 | 0.052422 | 0.052819 | 0.053216 | 0.053612 | 0.054009 | 0.054406 | 0.054802 | 0.055199 | 0.055595 | 0.055992 | 0.056389 | 0.056785 | 0.057182 | 0.057578 | 0.057975
| CME016-142932825 | CME016 | 0.03518 | 0.035414 | 0.035647 | 0.03588 | 0.036113 | 0.036299 | 0.036486 | 0.036672 | 0.036858 | 0.037044 | 0.03723 | 0.037416 | 0.037602 | 0.037788 | 0.037974 | 0.03816 | 0.038346 | 0.038532 | 0.038718 | 0.038904
| CME016-142933135 | CME016 | 0.085005 | 0.085505 | 0.086004 | 0.086504 | 0.087003 | 0.087807 | 0.08861 | 0.089414 | 0.090217 | 0.091021 | 0.091824 | 0.092628 | 0.093431 | 0.094235 | 0.095038 | 0.095842 | 0.096645 | 0.097449 | 0.098252 | 0.099056
| CME016-154143626 | CME016 | 3.1758 | 3.1899 | 3.204 | 3.2181 | 3.2322 | 3.2675 | 3.3029 | 3.3383 | 3.3737 | 3.409 | 3.4444 | 3.4798 | 3.5151 | 3.5505 | 3.5859 | 3.6213 | 3.6566 | 3.692 | 3.7274 | 3.7627
| CME016-15423749 | CME016 | 122.858 | 123.4715 | 124.085 | 124.6985 | 125.312 | 125.8108 | 126.3095 | 126.8083 | 127.3071 | 127.8059 | 128.3046 | 128.8034 | 129.3022 | 129.801 | 130.2997 | 130.7985 | 131.2973 | 131.7961 | 132.2948 | 132.7936
| CME016-163066872 | CME016 | 0.0012425 | 0.0012535 | 0.0012645 | 0.0012754 | 0.0012864 | 0.001303 | 0.0013195 | 0.0013361 | 0.0013526 | 0.0013692 | 0.0013858 | 0.0014023 | 0.0014189 | 0.0014354 | 0.001452 | 0.0014686 | 0.0014851 | 0.0015017 | 0.0015182 | 0.0015348
| CME016-171344649 | CME016 | 0 | 0 | 0 | 0 | 0 | 0 | 0 | 0 | 0 | 0 | 0 | 0 | 0 | 0 | 0 | 0 | 0 | 0 | 0 | 0
| CME016-24605950 | CME016 | 0.055418 | 0.055792 | 0.056167 | 0.056541 | 0.056915 | 0.057432 | 0.057949 | 0.058466 | 0.058983 | 0.059499 | 0.060016 | 0.060533 | 0.06105 | 0.061567 | 0.062084 | 0.062601 | 0.063118 | 0.063635 | 0.064152 | 0.064668
| CME016-68675557 | CME016 | 0.76698 | 0.77192 | 0.77686 | 0.78179 | 0.78673 | 0.79413 | 0.80153 | 0.80892 | 0.81632 | 0.82372 | 0.83112 | 0.83852 | 0.84592 | 0.85331 | 0.86071 | 0.86811 | 0.87551 | 0.88291 | 0.89031 | 0.8977
| CME021-15423551 | CME021 | 0 | 0 | 0 | 0 | 0 | 0 | 0 | 0 | 0 | 0 | 0 | 0 | 0 | 0 | 0 | 0 | 0 | 0 | 0 | 0
| CME021-15423564 | CME021 | 9.8524 | 9.902 | 9.9517 | 10.0013 | 10.051 | 10.0771 | 10.1033 | 10.1294 | 10.1556 | 10.1817 | 10.2078 | 10.234 | 10.2601 | 10.2863 | 10.3124 | 10.3386 | 10.3647 | 10.3909 | 10.417 | 10.4432
| CME021-184455628 | CME021 | 7.6129 | 7.6623 | 7.7117 | 7.7611 | 7.8105 | 7.8573 | 7.9041 | 7.9509 | 7.9977 | 8.0446 | 8.0914 | 8.1382 | 8.185 | 8.2318 | 8.2786 | 8.3254 | 8.3722 | 8.4191 | 8.4659 | 8.5127
| CME022-15423527 | CME022 | 0.058211 | 0.058679 | 0.059147 | 0.059616 | 0.060084 | 0.060667 | 0.061249 | 0.061832 | 0.062415 | 0.062997 | 0.06358 | 0.064162 | 0.064745 | 0.065328 | 0.06591 | 0.066493 | 0.067076 | 0.067658 | 0.068241 | 0.068824
| CMN001-124828418 | CMN001 | 62.606 | 63.0895 | 63.573 | 64.0565 | 64.54 | 64.7141 | 64.8882 | 65.0624 | 65.2365 | 65.4107 | 65.5848 | 65.759 | 65.9331 | 66.1073 | 66.2814 | 66.4556 | 66.6297 | 66.8039 | 66.978 | 67.1522
| CMN001-132430534 | CMN001 | 24.8324 | 24.9976 | 25.1629 | 25.3281 | 25.4934 | 25.5564 | 25.6194 | 25.6825 | 25.7455 | 25.8085 | 25.8715 | 25.9345 | 25.9976 | 26.0606 | 26.1236 | 26.1866 | 26.2496 | 26.3127 | 26.3757 | 26.4387
| CMN001-15420462 | CMN001 | 157.9234 | 158.6808 | 159.4382 | 160.1956 | 160.9529 | 161.121 | 161.289 | 161.457 | 161.625 | 161.793 | 161.9611 | 162.1291 | 162.2971 | 162.4651 | 162.6331 | 162.8012 | 162.9692 | 163.1372 | 163.3052 | 163.4733
| CMN001-156820944 | CMN001 | 142.2185 | 142.9385 | 143.6586 | 144.3786 | 145.0986 | 145.4969 | 145.8952 | 146.2935 | 146.6918 | 147.0901 | 147.4885 | 147.8868 | 148.2851 | 148.6834 | 149.0817 | 149.48 | 149.8783 | 150.2767 | 150.675 | 151.0733
| CMN001-163864096 | CMN001 | 0.24895 | 0.25053 | 0.25211 | 0.25369 | 0.25527 | 0.25583 | 0.25639 | 0.25696 | 0.25752 | 0.25808 | 0.25865 | 0.25921 | 0.25977 | 0.26034 | 0.2609 | 0.26146 | 0.26203 | 0.26259 | 0.26315 | 0.26372
| CMN001-182014538 | CMN001 | 7.1016 | 7.1631 | 7.2246 | 7.2861 | 7.3476 | 7.3473 | 7.3471 | 7.3468 | 7.3466 | 7.3463 | 7.3461 | 7.3458 | 7.3456 | 7.3453 | 7.3451 | 7.3448 | 7.3446 | 7.3443 | 7.344 | 7.3438
| CMN001-73767965 | CMN001 | 0.1574 | 0.1587 | 0.16001 | 0.16132 | 0.16263 | 0.16276 | 0.16289 | 0.16301 | 0.16314 | 0.16327 | 0.1634 | 0.16353 | 0.16366 | 0.16379 | 0.16391 | 0.16404 | 0.16417 | 0.1643 | 0.16443 | 0.16456
| CMN001-73948224 | CMN001 | 0.24432 | 0.24608 | 0.24784 | 0.24959 | 0.25135 | 0.25221 | 0.25307 | 0.25393 | 0.25479 | 0.25565 | 0.25651 | 0.25737 | 0.25823 | 0.25909 | 0.25995 | 0.26081 | 0.26167 | 0.26253 | 0.26339 | 0.26425
| CMN001-73948442 | CMN001 | 0.01881 | 0.01901 | 0.01921 | 0.019411 | 0.019611 | 0.019768 | 0.019924 | 0.020081 | 0.020238 | 0.020395 | 0.020551 | 0.020708 | 0.020865 | 0.021022 | 0.021179 | 0.021335 | 0.021492 | 0.021649 | 0.021806 | 0.021962
| CMN001-74644085 | CMN001 | 0.70799 | 0.71354 | 0.71908 | 0.72462 | 0.73017 | 0.73325 | 0.73633 | 0.73941 | 0.74249 | 0.74557 | 0.74865 | 0.75173 | 0.75481 | 0.7579 | 0.76098 | 0.76406 | 0.76714 | 0.77022 | 0.7733 | 0.77638
| CMN001-74644167 | CMN001 | 0.508 | 0.51177 | 0.51555 | 0.51933 | 0.5231 | 0.52367 | 0.52424 | 0.52481 | 0.52539 | 0.52596 | 0.52653 | 0.5271 | 0.52767 | 0.52824 | 0.52881 | 0.52938 | 0.52995 | 0.53052 | 0.5311 | 0.53167
| CMN001-74644242 | CMN001 | 0.91052 | 0.91796 | 0.9254 | 0.93284 | 0.94028 | 0.9416 | 0.94291 | 0.94423 | 0.94554 | 0.94686 | 0.94817 | 0.94949 | 0.9508 | 0.95212 | 0.95343 | 0.95474 | 0.95606 | 0.95737 | 0.95869 | 0.96
| CMN001-74644428 | CMN001 | 0.058883 | 0.059349 | 0.059814 | 0.06028 | 0.060746 | 0.060903 | 0.061061 | 0.061218 | 0.061375 | 0.061533 | 0.06169 | 0.061848 | 0.062005 | 0.062162 | 0.06232 | 0.062477 | 0.062635 | 0.062792 | 0.062949 | 0.063107
| CMN002-138133472 | CMN002 | 0.06312 | 0.063538 | 0.063957 | 0.064376 | 0.064794 | 0.064932 | 0.065069 | 0.065207 | 0.065344 | 0.065482 | 0.065619 | 0.065757 | 0.065894 | 0.066032 | 0.066169 | 0.066307 | 0.066444 | 0.066581 | 0.066719 | 0.066856
| CMN002-15420512 | CMN002 | 121.8083 | 122.4279 | 123.0475 | 123.6671 | 124.2867 | 124.6614 | 125.036 | 125.4106 | 125.7852 | 126.1599 | 126.5345 | 126.9091 | 127.2837 | 127.6584 | 128.033 | 128.4076 | 128.7822 | 129.1569 | 129.5315 | 129.9061
| CMN002-15420523 | CMN002 | 0 | 0 | 0 | 0 | 0 | 0 | 0 | 0 | 0 | 0 | 0 | 0 | 0 | 0 | 0 | 0 | 0 | 0 | 0 | 0
| CMN002-78928402 | CMN002 | 0.084371 | 0.084945 | 0.085519 | 0.086093 | 0.086667 | 0.086828 | 0.08699 | 0.087152 | 0.087314 | 0.087476 | 0.087638 | 0.0878 | 0.087961 | 0.088123 | 0.088285 | 0.088447 | 0.088609 | 0.088771 | 0.088933 | 0.089094
| CMN002-78928472 | CMN002 | 0.22412 | 0.22546 | 0.22679 | 0.22813 | 0.22946 | 0.22982 | 0.23018 | 0.23054 | 0.2309 | 0.23126 | 0.23163 | 0.23199 | 0.23235 | 0.23271 | 0.23307 | 0.23343 | 0.23379 | 0.23415 | 0.23451 | 0.23487
| CMN002-87920200 | CMN002 | 0.066253 | 0.066737 | 0.06722 | 0.067704 | 0.068188 | 0.068508 | 0.068829 | 0.069149 | 0.069469 | 0.06979 | 0.07011 | 0.070431 | 0.070751 | 0.071072 | 0.071392 | 0.071712 | 0.072033 | 0.072353 | 0.072674 | 0.072994
| CMN003-123737154 | CMN003 | 73.9419 | 74.3863 | 74.8306 | 75.275 | 75.7194 | 75.8163 | 75.9133 | 76.0102 | 76.1071 | 76.204 | 76.301 | 76.3979 | 76.4948 | 76.5918 | 76.6887 | 76.7856 | 76.8825 | 76.9795 | 77.0764 | 77.1733
| CMN003-15420636 | CMN003 | 0.0077718 | 0.007827 | 0.0078821 | 0.0079373 | 0.0079924 | 0.008015 | 0.0080376 | 0.0080603 | 0.0080829 | 0.0081055 | 0.0081281 | 0.0081507 | 0.0081734 | 0.008196 | 0.0082186 | 0.0082412 | 0.0082638 | 0.0082865 | 0.0083091 | 0.0083317
| CMN003-15420649 | CMN003 | 95.8677 | 96.4251 | 96.9825 | 97.5399 | 98.0973 | 98.2743 | 98.4512 | 98.6281 | 98.805 | 98.9819 | 99.1588 | 99.3358 | 99.5127 | 99.6896 | 99.8665 | 100.0434 | 100.2203 | 100.3972 | 100.5742 | 100.7511
| CMN003-164373106 | CMN003 | 11.976 | 12.0462 | 12.1164 | 12.1866 | 12.2568 | 12.2693 | 12.2818 | 12.2943 | 12.3068 | 12.3193 | 12.3318 | 12.3443 | 12.3568 | 12.3693 | 12.3818 | 12.3943 | 12.4068 | 12.4193 | 12.4318 | 12.4443
| CMN003-164373173 | CMN003 | 1.1097 | 1.1165 | 1.1234 | 1.1302 | 1.137 | 1.1418 | 1.1467 | 1.1515 | 1.1563 | 1.1611 | 1.1659 | 1.1708 | 1.1756 | 1.1804 | 1.1852 | 1.1901 | 1.1949 | 1.1997 | 1.2045 | 1.2093
| CMN003-75645317 | CMN003 | 0.014047 | 0.014118 | 0.014189 | 0.014261 | 0.014332 | 0.014404 | 0.014477 | 0.01455 | 0.014622 | 0.014695 | 0.014768 | 0.01484 | 0.014913 | 0.014985 | 0.015058 | 0.015131 | 0.015203 | 0.015276 | 0.015349 | 0.015421
| CMN003-75645537 | CMN003 | 0.01839 | 0.018521 | 0.018652 | 0.018783 | 0.018914 | 0.018992 | 0.01907 | 0.019148 | 0.019227 | 0.019305 | 0.019383 | 0.019461 | 0.019539 | 0.019617 | 0.019695 | 0.019773 | 0.019851 | 0.019929 | 0.020007 | 0.020086
| CMN003-76447191 | CMN003 | 0.11901 | 0.12 | 0.12099 | 0.12197 | 0.12296 | 0.12302 | 0.12309 | 0.12315 | 0.12322 | 0.12328 | 0.12334 | 0.12341 | 0.12347 | 0.12353 | 0.1236 | 0.12366 | 0.12372 | 0.12379 | 0.12385 | 0.12392
| CMN003-76447226 | CMN003 | 0.026998 | 0.027181 | 0.027363 | 0.027546 | 0.027729 | 0.027819 | 0.027909 | 0.028 | 0.02809 | 0.02818 | 0.02827 | 0.028361 | 0.028451 | 0.028541 | 0.028631 | 0.028721 | 0.028812 | 0.028902 | 0.028992 | 0.029082
| CMN004-15420549 | CMN004 | 83.7897 | 84.4001 | 85.0106 | 85.621 | 86.2314 | 86.2938 | 86.3562 | 86.4186 | 86.481 | 86.5434 | 86.6058 | 86.6682 | 86.7306 | 86.7931 | 86.8555 | 86.9179 | 86.9803 | 87.0427 | 87.1051 | 87.1675
| CMN004-24614626 | CMN004 | 11.589 | 11.6816 | 11.7742 | 11.8668 | 11.9593 | 11.9693 | 11.9792 | 11.9891 | 11.999 | 12.009 | 12.0189 | 12.0288 | 12.0387 | 12.0486 | 12.0586 | 12.0685 | 12.0784 | 12.0883 | 12.0982 | 12.1082
| CMN004-74052344 | CMN004 | 0.16083 | 0.16176 | 0.1627 | 0.16363 | 0.16456 | 0.16485 | 0.16513 | 0.16542 | 0.1657 | 0.16598 | 0.16627 | 0.16655 | 0.16684 | 0.16712 | 0.16741 | 0.16769 | 0.16798 | 0.16826 | 0.16854 | 0.16883
| CMN004-76446391 | CMN004 | 0.084324 | 0.08507 | 0.085816 | 0.086562 | 0.087308 | 0.087392 | 0.087477 | 0.087562 | 0.087646 | 0.087731 | 0.087815 | 0.0879 | 0.087984 | 0.088069 | 0.088153 | 0.088238 | 0.088323 | 0.088407 | 0.088492 | 0.088576
| CMN004-76547682 | CMN004 | 0 | 0 | 0 | 0 | 0 | 0 | 0 | 0 | 0 | 0 | 0 | 0 | 0 | 0 | 0 | 0 | 0 | 0 | 0 | 0
| CMN005-15420597 | CMN005 | 40.6654 | 40.9175 | 41.1695 | 41.4216 | 41.6737 | 41.7627 | 41.8517 | 41.9408 | 42.0298 | 42.1188 | 42.2079 | 42.2969 | 42.3859 | 42.475 | 42.564 | 42.653 | 42.742 | 42.8311 | 42.9201 | 43.0091
| COB011-15431802 | COB011 | 7.5611e-05 | 7.6467e-05 | 7.7323e-05 | 7.818e-05 | 7.9036e-05 | 7.8015e-05 | 7.6995e-05 | 7.5974e-05 | 7.4954e-05 | 7.3934e-05 | 7.2913e-05 | 7.1893e-05 | 7.0872e-05 | 6.9852e-05 | 6.8831e-05 | 6.781e-05 | 6.679e-05 | 6.5769e-05 | 6.4749e-05 | 6.3729e-05
| COB011-15431815 | COB011 | 3.4888 | 3.5134 | 3.538 | 3.5626 | 3.5872 | 3.558 | 3.5288 | 3.4996 | 3.4705 | 3.4413 | 3.4121 | 3.383 | 3.3538 | 3.3246 | 3.2955 | 3.2663 | 3.2371 | 3.208 | 3.1788 | 3.1496
| COB011-162571445 | COB011 | 3.7841e-05 | 3.8371e-05 | 3.8901e-05 | 3.943e-05 | 3.996e-05 | 3.9342e-05 | 3.8724e-05 | 3.8106e-05 | 3.7488e-05 | 3.687e-05 | 3.6252e-05 | 3.5634e-05 | 3.5016e-05 | 3.4398e-05 | 3.378e-05 | 3.3162e-05 | 3.2544e-05 | 3.1926e-05 | 3.1308e-05 | 3.069e-05
| COB011-162571831 | COB011 | 9.0569e-07 | 9.1751e-07 | 9.2934e-07 | 9.4117e-07 | 9.53e-07 | 9.3745e-07 | 9.219e-07 | 9.0635e-07 | 8.908e-07 | 8.7525e-07 | 8.597e-07 | 8.4415e-07 | 8.286e-07 | 8.1305e-07 | 7.975e-07 | 7.8195e-07 | 7.664e-07 | 7.5085e-07 | 7.353e-07 | 7.1975e-07
| COB011-162572039 | COB011 | 0.0010207 | 0.0010298 | 0.0010388 | 0.0010479 | 0.001057 | 0.0010466 | 0.0010362 | 0.0010257 | 0.0010153 | 0.0010049 | 0.00099445 | 0.00098402 | 0.00097359 | 0.00096316 | 0.00095273 | 0.0009423 | 0.00093187 | 0.00092144 | 0.00091101 | 0.00090059
| COB011-162572240 | COB011 | 0.00088051 | 0.00089089 | 0.00090126 | 0.00091163 | 0.000922 | 0.00090765 | 0.0008933 | 0.00087895 | 0.0008646 | 0.00085025 | 0.0008359 | 0.00082155 | 0.0008072 | 0.00079285 | 0.0007785 | 0.00076415 | 0.0007498 | 0.00073545 | 0.0007211 | 0.00070675
| COB011-162572975 | COB011 | 1.3598e-05 | 1.3843e-05 | 1.4089e-05 | 1.4334e-05 | 1.458e-05 | 1.4281e-05 | 1.3982e-05 | 1.3684e-05 | 1.3385e-05 | 1.3086e-05 | 1.2787e-05 | 1.2488e-05 | 1.219e-05 | 1.1891e-05 | 1.1592e-05 | 1.1293e-05 | 1.0994e-05 | 1.0696e-05 | 1.0397e-05 | 1.0098e-05
| COB011-162661437 | COB011 | 0.00066191 | 0.00066969 | 0.00067746 | 0.00068523 | 0.000693 | 0.00068255 | 0.0006721 | 0.00066165 | 0.0006512 | 0.00064075 | 0.0006303 | 0.00061985 | 0.0006094 | 0.00059895 | 0.0005885 | 0.00057805 | 0.0005676 | 0.00055715 | 0.0005467 | 0.00053625
| COB011-162661589 | COB011 | 0.021741 | 0.021965 | 0.022189 | 0.022414 | 0.022638 | 0.0223 | 0.021962 | 0.021624 | 0.021286 | 0.020948 | 0.02061 | 0.020272 | 0.019934 | 0.019596 | 0.019258 | 0.01892 | 0.018582 | 0.018244 | 0.017906 | 0.017568
| COB011-162661811 | COB011 | 8.7588e-05 | 8.9316e-05 | 9.1044e-05 | 9.2772e-05 | 9.45e-05 | 9.261e-05 | 9.072e-05 | 8.883e-05 | 8.694e-05 | 8.505e-05 | 8.316e-05 | 8.127e-05 | 7.938e-05 | 7.749e-05 | 7.56e-05 | 7.371e-05 | 7.182e-05 | 6.993e-05 | 6.804e-05 | 6.615e-05
| COB011-162798633 | COB011 | 0.003334 | 0.0033592 | 0.0033844 | 0.0034096 | 0.0034348 | 0.0033954 | 0.0033561 | 0.0033167 | 0.0032774 | 0.003238 | 0.0031987 | 0.0031593 | 0.00312 | 0.0030806 | 0.0030413 | 0.0030019 | 0.0029626 | 0.0029232 | 0.0028839 | 0.0028445
| COB011-163103340 | COB011 | 0.0060328 | 0.0061095 | 0.0061862 | 0.0062629 | 0.0063396 | 0.0062477 | 0.0061558 | 0.0060639 | 0.005972 | 0.0058801 | 0.0057882 | 0.0056964 | 0.0056045 | 0.0055126 | 0.0054207 | 0.0053288 | 0.0052369 | 0.005145 | 0.0050531 | 0.0049613
| COB011-164044294 | COB011 | 0 | 0 | 0 | 0 | 0 | 0 | 0 | 0 | 0 | 0 | 0 | 0 | 0 | 0 | 0 | 0 | 0 | 0 | 0 | 0
| COB011-201141604 | COB011 | 0.25379 | 0.25556 | 0.25733 | 0.25909 | 0.26086 | 0.25821 | 0.25555 | 0.2529 | 0.25025 | 0.24759 | 0.24494 | 0.24229 | 0.23964 | 0.23698 | 0.23433 | 0.23168 | 0.22902 | 0.22637 | 0.22372 | 0.22107
| COB011-202349052 | COB011 | 0.85506 | 0.86083 | 0.86659 | 0.87236 | 0.87813 | 0.86919 | 0.86025 | 0.85131 | 0.84237 | 0.83342 | 0.82448 | 0.81554 | 0.8066 | 0.79766 | 0.78872 | 0.77978 | 0.77084 | 0.76189 | 0.75295 | 0.74401
| COB012-15431852 | COB012 | 0.023437 | 0.023639 | 0.02384 | 0.024042 | 0.024243 | 0.024008 | 0.023774 | 0.02354 | 0.023305 | 0.023071 | 0.022836 | 0.022602 | 0.022367 | 0.022133 | 0.021898 | 0.021664 | 0.021429 | 0.021195 | 0.02096 | 0.020726
| COB021-15436290 | COB021 | 0.028752 | 0.028993 | 0.029234 | 0.029475 | 0.029716 | 0.029429 | 0.029143 | 0.028856 | 0.02857 | 0.028283 | 0.027996 | 0.02771 | 0.027423 | 0.027137 | 0.02685 | 0.026563 | 0.026277 | 0.02599 | 0.025704 | 0.025417
| COB021-24613718 | COB021 | 0 | 0 | 0 | 0 | 0 | 0 | 0 | 0 | 0 | 0 | 0 | 0 | 0 | 0 | 0 | 0 | 0 | 0 | 0 | 0
| COB022-160576265 | COB022 | 0 | 0 | 0 | 0 | 0 | 0 | 0 | 0 | 0 | 0 | 0 | 0 | 0 | 0 | 0 | 0 | 0 | 0 | 0 | 0
| CRO013-15404871 | CRO013 | 0 | 0 | 0 | 0 | 0 | 0 | 0 | 0 | 0 | 0 | 0 | 0 | 0 | 0 | 0 | 0 | 0 | 0 | 0 | 0
| CRO013-15404884 | CRO013 | 0 | 0 | 0 | 0 | 0 | 0 | 0 | 0 | 0 | 0 | 0 | 0 | 0 | 0 | 0 | 0 | 0 | 0 | 0 | 0
| CRO014-15404821 | CRO014 | 0 | 0 | 0 | 0 | 0 | 0 | 0 | 0 | 0 | 0 | 0 | 0 | 0 | 0 | 0 | 0 | 0 | 0 | 0 | 0
| CRO021-153844129 | CRO021 | 0 | 0 | 0 | 0 | 0 | 0 | 0 | 0 | 0 | 0 | 0 | 0 | 0 | 0 | 0 | 0 | 0 | 0 | 0 | 0
| CRO021-15404447 | CRO021 | 0.44132 | 0.44336 | 0.4454 | 0.44743 | 0.44947 | 0.44925 | 0.44902 | 0.4488 | 0.44857 | 0.44835 | 0.44812 | 0.4479 | 0.44767 | 0.44745 | 0.44722 | 0.447 | 0.44677 | 0.44654 | 0.44632 | 0.44609
| CRO022-15404471 | CRO022 | 0 | 0 | 0 | 0 | 0 | 0 | 0 | 0 | 0 | 0 | 0 | 0 | 0 | 0 | 0 | 0 | 0 | 0 | 0 | 0
| CRO022-24612421 | CRO022 | 0 | 0 | 0 | 0 | 0 | 0 | 0 | 0 | 0 | 0 | 0 | 0 | 0 | 0 | 0 | 0 | 0 | 0 | 0 | 0
| CRO023-15404521 | CRO023 | 0.0046798 | 0.0047208 | 0.0047618 | 0.0048028 | 0.0048438 | 0.0048632 | 0.0048827 | 0.0049021 | 0.0049215 | 0.004941 | 0.0049604 | 0.0049798 | 0.0049993 | 0.0050187 | 0.0050381 | 0.0050576 | 0.005077 | 0.0050965 | 0.0051159 | 0.0051353
| CRO031-15404634 | CRO031 | 0 | 0 | 0 | 0 | 0 | 0 | 0 | 0 | 0 | 0 | 0 | 0 | 0 | 0 | 0 | 0 | 0 | 0 | 0 | 0
| CRO031-15404660 | CRO031 | 0 | 0 | 0 | 0 | 0 | 0 | 0 | 0 | 0 | 0 | 0 | 0 | 0 | 0 | 0 | 0 | 0 | 0 | 0 | 0
| CRO032-15404697 | CRO032 | 0 | 0 | 0 | 0 | 0 | 0 | 0 | 0 | 0 | 0 | 0 | 0 | 0 | 0 | 0 | 0 | 0 | 0 | 0 | 0
| CRO033-15404721 | CRO033 | 0.034285 | 0.034573 | 0.03486 | 0.035148 | 0.035436 | 0.035561 | 0.035687 | 0.035812 | 0.035938 | 0.036064 | 0.036189 | 0.036315 | 0.036441 | 0.036566 | 0.036692 | 0.036818 | 0.036943 | 0.037069 | 0.037194 | 0.03732
| CRO034-15404810 | CRO034 | 0 | 0 | 0 | 0 | 0 | 0 | 0 | 0 | 0 | 0 | 0 | 0 | 0 | 0 | 0 | 0 | 0 | 0 | 0 | 0
| CTN001-129145544 | CTN001 | 4.5716 | 4.5953 | 4.6189 | 4.6426 | 4.6662 | 4.6703 | 4.6744 | 4.6785 | 4.6827 | 4.6868 | 4.6909 | 4.695 | 4.6991 | 4.7032 | 4.7073 | 4.7115 | 4.7156 | 4.7197 | 4.7238 | 4.7279
| CTN001-15418475 | CTN001 | 3.7046 | 3.7178 | 3.731 | 3.7443 | 3.7575 | 3.7559 | 3.7544 | 3.7529 | 3.7513 | 3.7498 | 3.7482 | 3.7467 | 3.7451 | 3.7436 | 3.742 | 3.7405 | 3.739 | 3.7374 | 3.7359 | 3.7343
| CTN001-155143379 | CTN001 | 0.08267 | 0.083459 | 0.084247 | 0.085036 | 0.085824 | 0.085744 | 0.085665 | 0.085585 | 0.085505 | 0.085425 | 0.085345 | 0.085265 | 0.085185 | 0.085106 | 0.085026 | 0.084946 | 0.084866 | 0.084786 | 0.084706 | 0.084626
| CTN001-155143591 | CTN001 | 0.15881 | 0.16048 | 0.16215 | 0.16382 | 0.16549 | 0.16502 | 0.16456 | 0.16409 | 0.16363 | 0.16316 | 0.16269 | 0.16223 | 0.16176 | 0.1613 | 0.16083 | 0.16036 | 0.1599 | 0.15943 | 0.15897 | 0.1585
| CTN001-155143776 | CTN001 | 0.14406 | 0.14515 | 0.14624 | 0.14733 | 0.14843 | 0.14874 | 0.14905 | 0.14936 | 0.14966 | 0.14997 | 0.15028 | 0.15059 | 0.1509 | 0.15121 | 0.15152 | 0.15183 | 0.15214 | 0.15245 | 0.15276 | 0.15307
| CTN001-155143905 | CTN001 | 0.00056092 | 0.00056684 | 0.00057276 | 0.00057868 | 0.0005846 | 0.0005859 | 0.00058719 | 0.00058849 | 0.00058978 | 0.00059108 | 0.00059237 | 0.00059366 | 0.00059496 | 0.00059625 | 0.00059755 | 0.00059884 | 0.00060014 | 0.00060143 | 0.00060273 | 0.00060402
| CTN001-155145203 | CTN001 | 0.0069808 | 0.007057 | 0.0071332 | 0.0072094 | 0.0072856 | 0.0072754 | 0.0072651 | 0.0072549 | 0.0072446 | 0.0072344 | 0.0072241 | 0.0072139 | 0.0072036 | 0.0071933 | 0.0071831 | 0.0071728 | 0.0071626 | 0.0071523 | 0.0071421 | 0.0071318
| CTN001-155179699 | CTN001 | 0.0069178 | 0.0070025 | 0.0070872 | 0.007172 | 0.0072567 | 0.0072449 | 0.0072332 | 0.0072214 | 0.0072097 | 0.0071979 | 0.0071862 | 0.0071744 | 0.0071627 | 0.0071509 | 0.0071392 | 0.0071274 | 0.0071157 | 0.0071039 | 0.0070922 | 0.0070804
| CTN001-155179789 | CTN001 | 0.014282 | 0.01446 | 0.014637 | 0.014815 | 0.014992 | 0.014963 | 0.014934 | 0.014905 | 0.014875 | 0.014846 | 0.014817 | 0.014788 | 0.014758 | 0.014729 | 0.0147 | 0.014671 | 0.014641 | 0.014612 | 0.014583 | 0.014554
| CTN001-155190934 | CTN001 | 0.0013431 | 0.0013572 | 0.0013714 | 0.0013855 | 0.0013996 | 0.0013969 | 0.0013942 | 0.0013915 | 0.0013887 | 0.001386 | 0.0013833 | 0.0013806 | 0.0013779 | 0.0013752 | 0.0013725 | 0.0013698 | 0.0013671 | 0.0013644 | 0.0013617 | 0.001359
| CTN001-155191080 | CTN001 | 7.8811e-06 | 7.9709e-06 | 8.0606e-06 | 8.1503e-06 | 8.24e-06 | 8.257e-06 | 8.274e-06 | 8.291e-06 | 8.308e-06 | 8.325e-06 | 8.342e-06 | 8.359e-06 | 8.376e-06 | 8.393e-06 | 8.41e-06 | 8.427e-06 | 8.444e-06 | 8.461e-06 | 8.478e-06 | 8.495e-06
| CTN001-155191213 | CTN001 | 0.0093863 | 0.009498 | 0.0096096 | 0.0097213 | 0.009833 | 0.0098069 | 0.0097809 | 0.0097548 | 0.0097288 | 0.0097027 | 0.0096767 | 0.0096506 | 0.0096246 | 0.0095985 | 0.0095725 | 0.0095464 | 0.0095204 | 0.0094943 | 0.0094683 | 0.0094422
| CTN001-155191322 | CTN001 | 0.23946 | 0.24208 | 0.2447 | 0.24731 | 0.24993 | 0.24965 | 0.24937 | 0.24909 | 0.2488 | 0.24852 | 0.24824 | 0.24796 | 0.24768 | 0.2474 | 0.24712 | 0.24683 | 0.24655 | 0.24627 | 0.24599 | 0.24571
| CTN001-155250725 | CTN001 | 2.97e-05 | 2.97e-05 | 2.97e-05 | 2.97e-05 | 2.97e-05 | 2.97e-05 | 2.97e-05 | 2.97e-05 | 2.97e-05 | 2.97e-05 | 2.97e-05 | 2.97e-05 | 2.97e-05 | 2.97e-05 | 2.97e-05 | 2.97e-05 | 2.97e-05 | 2.97e-05 | 2.97e-05 | 2.97e-05
| CTN001-155250997 | CTN001 | 0.34403 | 0.34665 | 0.34926 | 0.35188 | 0.35449 | 0.35498 | 0.35548 | 0.35597 | 0.35646 | 0.35696 | 0.35745 | 0.35794 | 0.35844 | 0.35893 | 0.35943 | 0.35992 | 0.36041 | 0.36091 | 0.3614 | 0.36189
| CTN001-155668176 | CTN001 | 0.05758 | 0.058236 | 0.058891 | 0.059547 | 0.060202 | 0.06013 | 0.060059 | 0.059987 | 0.059915 | 0.059843 | 0.059772 | 0.0597 | 0.059628 | 0.059556 | 0.059485 | 0.059413 | 0.059341 | 0.059269 | 0.059197 | 0.059126
| CTN001-155668272 | CTN001 | 0.014831 | 0.015004 | 0.015177 | 0.015349 | 0.015522 | 0.015514 | 0.015505 | 0.015497 | 0.015488 | 0.01548 | 0.015471 | 0.015463 | 0.015454 | 0.015446 | 0.015437 | 0.015429 | 0.015421 | 0.015412 | 0.015404 | 0.015395
| CTN001-155821745 | CTN001 | 0.084583 | 0.085536 | 0.086489 | 0.087442 | 0.088395 | 0.088242 | 0.088089 | 0.087936 | 0.087783 | 0.08763 | 0.087477 | 0.087324 | 0.08717 | 0.087017 | 0.086864 | 0.086711 | 0.086558 | 0.086405 | 0.086252 | 0.086099
| CTN001-155821947 | CTN001 | 0.019895 | 0.019902 | 0.019909 | 0.019915 | 0.019922 | 0.019916 | 0.019909 | 0.019903 | 0.019897 | 0.019891 | 0.019884 | 0.019878 | 0.019872 | 0.019866 | 0.01986 | 0.019853 | 0.019847 | 0.019841 | 0.019835 | 0.019828
| CTN001-155822474 | CTN001 | 0.019703 | 0.019921 | 0.020139 | 0.020356 | 0.020574 | 0.020564 | 0.020555 | 0.020545 | 0.020535 | 0.020526 | 0.020516 | 0.020507 | 0.020497 | 0.020487 | 0.020478 | 0.020468 | 0.020459 | 0.020449 | 0.020439 | 0.02043
| CTN001-155822565 | CTN001 | 0.078603 | 0.079448 | 0.080293 | 0.081138 | 0.081983 | 0.081983 | 0.081982 | 0.081982 | 0.081981 | 0.081981 | 0.081981 | 0.08198 | 0.08198 | 0.08198 | 0.081979 | 0.081979 | 0.081979 | 0.081978 | 0.081978 | 0.081978
| CTN001-156780450 | CTN001 | 0.076742 | 0.077276 | 0.07781 | 0.078343 | 0.078877 | 0.079063 | 0.079249 | 0.079435 | 0.079621 | 0.079807 | 0.079993 | 0.080179 | 0.080366 | 0.080552 | 0.080738 | 0.080924 | 0.08111 | 0.081296 | 0.081482 | 0.081668
| CTN001-158006395 | CTN001 | 6.624e-07 | 6.624e-07 | 6.624e-07 | 6.624e-07 | 6.624e-07 | 6.624e-07 | 6.624e-07 | 6.624e-07 | 6.624e-07 | 6.624e-07 | 6.624e-07 | 6.624e-07 | 6.624e-07 | 6.624e-07 | 6.624e-07 | 6.624e-07 | 6.624e-07 | 6.624e-07 | 6.624e-07 | 6.624e-07
| CTN001-161785823 | CTN001 | 0.12639 | 0.12733 | 0.12828 | 0.12923 | 0.13018 | 0.13035 | 0.13052 | 0.13069 | 0.13087 | 0.13104 | 0.13121 | 0.13138 | 0.13155 | 0.13172 | 0.13189 | 0.13206 | 0.13223 | 0.1324 | 0.13257 | 0.13275
| CTN001-163126863 | CTN001 | 0.0083989 | 0.0084534 | 0.0085078 | 0.0085623 | 0.0086168 | 0.0086245 | 0.0086323 | 0.0086401 | 0.0086478 | 0.0086556 | 0.0086634 | 0.0086711 | 0.0086789 | 0.0086867 | 0.0086944 | 0.0087022 | 0.00871 | 0.0087177 | 0.0087255 | 0.0087333
| CTN001-163266702 | CTN001 | 0.0077005 | 0.0077876 | 0.0078747 | 0.0079618 | 0.0080489 | 0.0080529 | 0.0080568 | 0.0080607 | 0.0080647 | 0.0080686 | 0.0080726 | 0.0080765 | 0.0080804 | 0.0080844 | 0.0080883 | 0.0080923 | 0.0080962 | 0.0081002 | 0.0081041 | 0.008108
| CTN001-24604306 | CTN001 | 13.1559 | 13.2784 | 13.4009 | 13.5235 | 13.646 | 13.6249 | 13.6038 | 13.5827 | 13.5616 | 13.5405 | 13.5194 | 13.4983 | 13.4772 | 13.4561 | 13.435 | 13.4139 | 13.3928 | 13.3717 | 13.3505 | 13.3294
| CTN001-24604862 | CTN001 | 0.44669 | 0.44705 | 0.4474 | 0.44776 | 0.44812 | 0.44769 | 0.44725 | 0.44682 | 0.44639 | 0.44595 | 0.44552 | 0.44509 | 0.44466 | 0.44422 | 0.44379 | 0.44336 | 0.44292 | 0.44249 | 0.44206 | 0.44162
| CTN001-24611782 | CTN001 | 1.2303 | 1.2398 | 1.2493 | 1.2588 | 1.2682 | 1.2689 | 1.2695 | 1.2701 | 1.2708 | 1.2714 | 1.272 | 1.2727 | 1.2733 | 1.2739 | 1.2746 | 1.2752 | 1.2758 | 1.2765 | 1.2771 | 1.2777
| CTN001-24611950 | CTN001 | 0.58397 | 0.58899 | 0.59401 | 0.59903 | 0.60405 | 0.60302 | 0.60199 | 0.60096 | 0.59993 | 0.5989 | 0.59787 | 0.59684 | 0.59581 | 0.59479 | 0.59376 | 0.59273 | 0.5917 | 0.59067 | 0.58964 | 0.58861
| CTN002-15418512 | CTN002 | 64.892 | 65.2263 | 65.5607 | 65.8951 | 66.2294 | 66.2768 | 66.3242 | 66.3716 | 66.419 | 66.4664 | 66.5139 | 66.5613 | 66.6087 | 66.6561 | 66.7035 | 66.7509 | 66.7983 | 66.8457 | 66.8931 | 66.9405
| CTN002-154876793 | CTN002 | 0.18591 | 0.18712 | 0.18832 | 0.18953 | 0.19074 | 0.19101 | 0.19128 | 0.19154 | 0.19181 | 0.19208 | 0.19234 | 0.19261 | 0.19288 | 0.19314 | 0.19341 | 0.19368 | 0.19394 | 0.19421 | 0.19448 | 0.19474
| CTN002-154876923 | CTN002 | 0.28079 | 0.28271 | 0.28463 | 0.28655 | 0.28847 | 0.29042 | 0.29237 | 0.29432 | 0.29627 | 0.29822 | 0.30017 | 0.30212 | 0.30407 | 0.30602 | 0.30798 | 0.30993 | 0.31188 | 0.31383 | 0.31578 | 0.31773
| CTN002-154877191 | CTN002 | 0.14997 | 0.15087 | 0.15177 | 0.15267 | 0.15357 | 0.15381 | 0.15404 | 0.15427 | 0.15451 | 0.15474 | 0.15497 | 0.1552 | 0.15544 | 0.15567 | 0.1559 | 0.15614 | 0.15637 | 0.1566 | 0.15684 | 0.15707
| CTN002-154877287 | CTN002 | 0.011246 | 0.011265 | 0.011283 | 0.011301 | 0.011319 | 0.011313 | 0.011307 | 0.011301 | 0.011295 | 0.011289 | 0.011283 | 0.011277 | 0.011271 | 0.011265 | 0.011259 | 0.011253 | 0.011247 | 0.011242 | 0.011236 | 0.01123
| CTN002-154877444 | CTN002 | 0.00072291 | 0.00073069 | 0.00073846 | 0.00074623 | 0.000754 | 0.0007572 | 0.0007604 | 0.0007636 | 0.0007668 | 0.00077 | 0.0007732 | 0.0007764 | 0.0007796 | 0.0007828 | 0.000786 | 0.0007892 | 0.0007924 | 0.0007956 | 0.0007988 | 0.000802
| CTN002-155259126 | CTN002 | 0.059317 | 0.059685 | 0.060052 | 0.06042 | 0.060787 | 0.060923 | 0.061059 | 0.061195 | 0.061331 | 0.061467 | 0.061603 | 0.061739 | 0.061875 | 0.062011 | 0.062146 | 0.062282 | 0.062418 | 0.062554 | 0.06269 | 0.062826
| CTN002-155504946 | CTN002 | 0 | 0 | 0 | 0 | 0 | 0 | 0 | 0 | 0 | 0 | 0 | 0 | 0 | 0 | 0 | 0 | 0 | 0 | 0 | 0
| CTN002-155616870 | CTN002 | 0.011773 | 0.011862 | 0.011951 | 0.01204 | 0.012129 | 0.012157 | 0.012186 | 0.012215 | 0.012244 | 0.012273 | 0.012302 | 0.012331 | 0.01236 | 0.012389 | 0.012417 | 0.012446 | 0.012475 | 0.012504 | 0.012533 | 0.012562
| CTN002-155622465 | CTN002 | 0.006673 | 0.0067262 | 0.0067795 | 0.0068327 | 0.006886 | 0.006902 | 0.006918 | 0.006934 | 0.00695 | 0.0069661 | 0.0069821 | 0.0069981 | 0.0070141 | 0.0070301 | 0.0070461 | 0.0070621 | 0.0070781 | 0.0070941 | 0.0071101 | 0.0071261
| CTN002-155683683 | CTN002 | 0.10318 | 0.10387 | 0.10456 | 0.10525 | 0.10594 | 0.10641 | 0.10689 | 0.10737 | 0.10785 | 0.10832 | 0.1088 | 0.10928 | 0.10975 | 0.11023 | 0.11071 | 0.11119 | 0.11166 | 0.11214 | 0.11262 | 0.1131
| CTN002-155683893 | CTN002 | 0.051801 | 0.052229 | 0.052657 | 0.053085 | 0.053514 | 0.053704 | 0.053895 | 0.054086 | 0.054277 | 0.054468 | 0.054658 | 0.054849 | 0.05504 | 0.055231 | 0.055422 | 0.055612 | 0.055803 | 0.055994 | 0.056185 | 0.056376
| CTN002-158379241 | CTN002 | 0.34853 | 0.35033 | 0.35214 | 0.35394 | 0.35574 | 0.35605 | 0.35636 | 0.35667 | 0.35697 | 0.35728 | 0.35759 | 0.35789 | 0.3582 | 0.35851 | 0.35881 | 0.35912 | 0.35943 | 0.35974 | 0.36004 | 0.36035
| CTN002-182897070 | CTN002 | 6.1326e-06 | 6.1994e-06 | 6.2663e-06 | 6.3331e-06 | 6.4e-06 | 6.42e-06 | 6.44e-06 | 6.46e-06 | 6.48e-06 | 6.5e-06 | 6.52e-06 | 6.54e-06 | 6.56e-06 | 6.58e-06 | 6.6e-06 | 6.62e-06 | 6.64e-06 | 6.66e-06 | 6.68e-06 | 6.7e-06
| CTN002-24605474 | CTN002 | 9.2548 | 9.2994 | 9.3441 | 9.3888 | 9.4334 | 9.4374 | 9.4414 | 9.4455 | 9.4495 | 9.4535 | 9.4575 | 9.4615 | 9.4655 | 9.4695 | 9.4735 | 9.4775 | 9.4815 | 9.4855 | 9.4895 | 9.4935
| CTN003-15418451 | CTN003 | 17.8975 | 18.0088 | 18.1201 | 18.2314 | 18.3427 | 18.3541 | 18.3655 | 18.3769 | 18.3883 | 18.3997 | 18.4111 | 18.4225 | 18.4339 | 18.4453 | 18.4568 | 18.4682 | 18.4796 | 18.491 | 18.5024 | 18.5138
| CTN003-155024326 | CTN003 | 0.021345 | 0.02157 | 0.021794 | 0.022019 | 0.022244 | 0.022288 | 0.022332 | 0.022376 | 0.02242 | 0.022464 | 0.022508 | 0.022552 | 0.022596 | 0.02264 | 0.022684 | 0.022728 | 0.022772 | 0.022816 | 0.02286 | 0.022904
| CTN003-155024531 | CTN003 | 0.033178 | 0.033517 | 0.033856 | 0.034196 | 0.034535 | 0.034585 | 0.034636 | 0.034686 | 0.034736 | 0.034787 | 0.034837 | 0.034887 | 0.034937 | 0.034988 | 0.035038 | 0.035088 | 0.035139 | 0.035189 | 0.035239 | 0.035289
| CTN003-155024643 | CTN003 | 0 | 0 | 0 | 0 | 0 | 0 | 0 | 0 | 0 | 0 | 0 | 0 | 0 | 0 | 0 | 0 | 0 | 0 | 0 | 0
| CTN003-155024758 | CTN003 | 0.090938 | 0.091841 | 0.092743 | 0.093646 | 0.094549 | 0.094799 | 0.095049 | 0.095298 | 0.095548 | 0.095798 | 0.096048 | 0.096298 | 0.096548 | 0.096798 | 0.097048 | 0.097298 | 0.097548 | 0.097798 | 0.098048 | 0.098298
| CTN003-155024899 | CTN003 | 0.095547 | 0.096331 | 0.097114 | 0.097897 | 0.09868 | 0.099095 | 0.09951 | 0.099926 | 0.10034 | 0.10076 | 0.10117 | 0.10159 | 0.102 | 0.10242 | 0.10283 | 0.10325 | 0.10366 | 0.10408 | 0.10449 | 0.10491
| CTN003-155024988 | CTN003 | 0.028229 | 0.028456 | 0.028683 | 0.02891 | 0.029137 | 0.029323 | 0.029509 | 0.029694 | 0.02988 | 0.030066 | 0.030252 | 0.030438 | 0.030623 | 0.030809 | 0.030995 | 0.031181 | 0.031367 | 0.031553 | 0.031738 | 0.031924
| CTN003-155025108 | CTN003 | 0.009166 | 0.0092468 | 0.0093275 | 0.0094083 | 0.0094891 | 0.0095239 | 0.0095587 | 0.0095935 | 0.0096283 | 0.0096632 | 0.009698 | 0.0097328 | 0.0097676 | 0.0098024 | 0.0098373 | 0.0098721 | 0.0099069 | 0.0099417 | 0.0099765 | 0.010011
| CTN003-155025214 | CTN003 | 0.01894 | 0.019127 | 0.019315 | 0.019502 | 0.019689 | 0.019726 | 0.019763 | 0.0198 | 0.019836 | 0.019873 | 0.01991 | 0.019946 | 0.019983 | 0.02002 | 0.020056 | 0.020093 | 0.02013 | 0.020166 | 0.020203 | 0.02024
| CTN003-155025401 | CTN003 | 0.13884 | 0.14 | 0.14116 | 0.14232 | 0.14348 | 0.14339 | 0.1433 | 0.1432 | 0.14311 | 0.14302 | 0.14293 | 0.14283 | 0.14274 | 0.14265 | 0.14255 | 0.14246 | 0.14237 | 0.14228 | 0.14218 | 0.14209
| CTN003-155052230 | CTN003 | 0.031302 | 0.031622 | 0.031943 | 0.032263 | 0.032583 | 0.032649 | 0.032715 | 0.032781 | 0.032846 | 0.032912 | 0.032978 | 0.033044 | 0.03311 | 0.033176 | 0.033242 | 0.033308 | 0.033374 | 0.03344 | 0.033506 | 0.033572
| CTN003-155063034 | CTN003 | 0.073846 | 0.074596 | 0.075347 | 0.076098 | 0.076848 | 0.077025 | 0.077202 | 0.077379 | 0.077556 | 0.077733 | 0.077909 | 0.078086 | 0.078263 | 0.07844 | 0.078617 | 0.078794 | 0.07897 | 0.079147 | 0.079324 | 0.079501
| CTN003-155063181 | CTN003 | 0.0042747 | 0.0043198 | 0.0043649 | 0.00441 | 0.0044551 | 0.0044671 | 0.004479 | 0.004491 | 0.0045029 | 0.0045149 | 0.0045269 | 0.0045388 | 0.0045508 | 0.0045627 | 0.0045747 | 0.0045866 | 0.0045986 | 0.0046105 | 0.0046225 | 0.0046345
| CTN003-155063369 | CTN003 | 0.023883 | 0.024101 | 0.024319 | 0.024537 | 0.024755 | 0.024872 | 0.024989 | 0.025106 | 0.025223 | 0.02534 | 0.025457 | 0.025574 | 0.025691 | 0.025808 | 0.025925 | 0.026042 | 0.026159 | 0.026276 | 0.026393 | 0.02651
| CTN003-155063514 | CTN003 | 0.002458 | 0.0024788 | 0.0024995 | 0.0025203 | 0.002541 | 0.0025518 | 0.0025626 | 0.0025734 | 0.0025842 | 0.0025949 | 0.0026057 | 0.0026165 | 0.0026273 | 0.0026381 | 0.0026489 | 0.0026597 | 0.0026705 | 0.0026813 | 0.0026921 | 0.0027028
| CTN003-155063645 | CTN003 | 0.0043109 | 0.0043513 | 0.0043917 | 0.0044322 | 0.0044726 | 0.004488 | 0.0045035 | 0.0045189 | 0.0045344 | 0.0045498 | 0.0045653 | 0.0045807 | 0.0045962 | 0.0046116 | 0.0046271 | 0.0046425 | 0.004658 | 0.0046734 | 0.0046889 | 0.0047043
| CTN003-155063885 | CTN003 | 0.23106 | 0.23339 | 0.23572 | 0.23804 | 0.24037 | 0.24128 | 0.2422 | 0.24311 | 0.24402 | 0.24493 | 0.24584 | 0.24676 | 0.24767 | 0.24858 | 0.24949 | 0.2504 | 0.25131 | 0.25223 | 0.25314 | 0.25405
| CTN003-155155512 | CTN003 | 0.061841 | 0.0623 | 0.06276 | 0.063219 | 0.063679 | 0.063965 | 0.064251 | 0.064536 | 0.064822 | 0.065108 | 0.065394 | 0.06568 | 0.065966 | 0.066251 | 0.066537 | 0.066823 | 0.067109 | 0.067395 | 0.067681 | 0.067966
| CTN003-155155602 | CTN003 | 2.0439e-05 | 2.0625e-05 | 2.081e-05 | 2.0995e-05 | 2.118e-05 | 2.1301e-05 | 2.1423e-05 | 2.1545e-05 | 2.1666e-05 | 2.1788e-05 | 2.1909e-05 | 2.203e-05 | 2.2152e-05 | 2.2273e-05 | 2.2395e-05 | 2.2517e-05 | 2.2638e-05 | 2.276e-05 | 2.2881e-05 | 2.3002e-05
| CTN003-155176630 | CTN003 | 0.040313 | 0.040698 | 0.041082 | 0.041467 | 0.041851 | 0.041896 | 0.041941 | 0.041986 | 0.04203 | 0.042075 | 0.04212 | 0.042164 | 0.042209 | 0.042254 | 0.042299 | 0.042343 | 0.042388 | 0.042433 | 0.042477 | 0.042522
| CTN003-155177865 | CTN003 | 0.0027739 | 0.0028017 | 0.0028295 | 0.0028573 | 0.0028851 | 0.0028893 | 0.0028934 | 0.0028976 | 0.0029017 | 0.0029058 | 0.00291 | 0.0029141 | 0.0029183 | 0.0029224 | 0.0029266 | 0.0029307 | 0.0029349 | 0.002939 | 0.0029431 | 0.0029473
| CTN003-155392598 | CTN003 | 0.014055 | 0.014207 | 0.01436 | 0.014512 | 0.014665 | 0.014661 | 0.014657 | 0.014653 | 0.014649 | 0.014645 | 0.014641 | 0.014637 | 0.014633 | 0.014629 | 0.014625 | 0.014621 | 0.014617 | 0.014613 | 0.014609 | 0.014605
| CTN003-155422079 | CTN003 | 0.10946 | 0.11051 | 0.11157 | 0.11262 | 0.11368 | 0.11401 | 0.11434 | 0.11467 | 0.115 | 0.11532 | 0.11565 | 0.11598 | 0.11631 | 0.11664 | 0.11697 | 0.1173 | 0.11763 | 0.11796 | 0.11829 | 0.11861
| CTN003-158006357 | CTN003 | 0.95132 | 0.96147 | 0.97161 | 0.98176 | 0.99191 | 0.99395 | 0.99599 | 0.99804 | 1.0001 | 1.0021 | 1.0042 | 1.0062 | 1.0083 | 1.0103 | 1.0123 | 1.0144 | 1.0164 | 1.0185 | 1.0205 | 1.0226
| CTN003-182897268 | CTN003 | 0 | 0 | 0 | 0 | 0 | 0 | 0 | 0 | 0 | 0 | 0 | 0 | 0 | 0 | 0 | 0 | 0 | 0 | 0 | 0
| CTN003-24603160 | CTN003 | 5.5397 | 5.574 | 5.6083 | 5.6426 | 5.6769 | 5.6777 | 5.6786 | 5.6795 | 5.6804 | 5.6813 | 5.6821 | 5.683 | 5.6839 | 5.6848 | 5.6857 | 5.6865 | 5.6874 | 5.6883 | 5.6892 | 5.6901
| CTN003-47810169 | CTN003 | 6.9307 | 6.9867 | 7.0428 | 7.0988 | 7.1549 | 7.1677 | 7.1805 | 7.1933 | 7.2061 | 7.2189 | 7.2317 | 7.2445 | 7.2572 | 7.27 | 7.2828 | 7.2956 | 7.3084 | 7.3212 | 7.334 | 7.3468
| CTN003-88138723 | CTN003 | 0.055552 | 0.056103 | 0.056654 | 0.057205 | 0.057757 | 0.057926 | 0.058096 | 0.058266 | 0.058436 | 0.058605 | 0.058775 | 0.058945 | 0.059115 | 0.059284 | 0.059454 | 0.059624 | 0.059794 | 0.059963 | 0.060133 | 0.060303
| CTN004-134372186 | CTN004 | 0.16436 | 0.16567 | 0.16699 | 0.1683 | 0.16961 | 0.16985 | 0.1701 | 0.17034 | 0.17059 | 0.17084 | 0.17108 | 0.17133 | 0.17157 | 0.17182 | 0.17207 | 0.17231 | 0.17256 | 0.1728 | 0.17305 | 0.1733
| CTN004-134372435 | CTN004 | 0.10518 | 0.10606 | 0.10693 | 0.1078 | 0.10867 | 0.10877 | 0.10887 | 0.10897 | 0.10907 | 0.10917 | 0.10927 | 0.10937 | 0.10947 | 0.10957 | 0.10967 | 0.10977 | 0.10987 | 0.10997 | 0.11007 | 0.11017
| CTN004-15418536 | CTN004 | 71.1466 | 71.5681 | 71.9897 | 72.4112 | 72.8328 | 72.8872 | 72.9416 | 72.996 | 73.0504 | 73.1048 | 73.1592 | 73.2136 | 73.2681 | 73.3225 | 73.3769 | 73.4313 | 73.4857 | 73.5401 | 73.5945 | 73.649
| CTN004-15418547 | CTN004 | 0 | 0 | 0 | 0 | 0 | 0 | 0 | 0 | 0 | 0 | 0 | 0 | 0 | 0 | 0 | 0 | 0 | 0 | 0 | 0
| CTN004-155091767 | CTN004 | 0.036433 | 0.036706 | 0.036979 | 0.037252 | 0.037525 | 0.037599 | 0.037673 | 0.037748 | 0.037822 | 0.037896 | 0.037971 | 0.038045 | 0.038119 | 0.038193 | 0.038268 | 0.038342 | 0.038416 | 0.038491 | 0.038565 | 0.038639
| CTN004-155091935 | CTN004 | 0.059629 | 0.060133 | 0.060637 | 0.061142 | 0.061646 | 0.061716 | 0.061786 | 0.061856 | 0.061926 | 0.061996 | 0.062066 | 0.062136 | 0.062206 | 0.062277 | 0.062347 | 0.062417 | 0.062487 | 0.062557 | 0.062627 | 0.062697
| CTN004-155092023 | CTN004 | 0.036735 | 0.037026 | 0.037317 | 0.037608 | 0.037899 | 0.03795 | 0.038002 | 0.038054 | 0.038105 | 0.038157 | 0.038209 | 0.03826 | 0.038312 | 0.038364 | 0.038416 | 0.038467 | 0.038519 | 0.038571 | 0.038622 | 0.038674
| CTN004-155092123 | CTN004 | 0.18212 | 0.18343 | 0.18474 | 0.18605 | 0.18736 | 0.18737 | 0.18737 | 0.18738 | 0.18738 | 0.18739 | 0.1874 | 0.1874 | 0.18741 | 0.18741 | 0.18742 | 0.18742 | 0.18743 | 0.18744 | 0.18744 | 0.18745
| CTN004-160370806 | CTN004 | 0 | 0 | 0 | 0 | 0 | 0 | 0 | 0 | 0 | 0 | 0 | 0 | 0 | 0 | 0 | 0 | 0 | 0 | 0 | 0
| CTN005-15418323 | CTN005 | 4.5515 | 4.5748 | 4.598 | 4.6212 | 4.6445 | 4.6466 | 4.6487 | 4.6508 | 4.653 | 4.6551 | 4.6572 | 4.6593 | 4.6615 | 4.6636 | 4.6657 | 4.6678 | 4.67 | 4.6721 | 4.6742 | 4.6764
| CTN006-100525030 | CTN006 | 0.11302 | 0.11378 | 0.11453 | 0.11529 | 0.11604 | 0.11606 | 0.11608 | 0.1161 | 0.11612 | 0.11614 | 0.11615 | 0.11617 | 0.11619 | 0.11621 | 0.11623 | 0.11625 | 0.11627 | 0.11629 | 0.1163 | 0.11632
| CTN006-123737136 | CTN006 | 0.17358 | 0.1747 | 0.17583 | 0.17695 | 0.17807 | 0.17814 | 0.17821 | 0.17827 | 0.17834 | 0.17841 | 0.17848 | 0.17854 | 0.17861 | 0.17868 | 0.17875 | 0.17881 | 0.17888 | 0.17895 | 0.17901 | 0.17908
| CTN006-138230928 | CTN006 | 0.084043 | 0.084675 | 0.085308 | 0.085941 | 0.086574 | 0.086668 | 0.086763 | 0.086858 | 0.086953 | 0.087048 | 0.087143 | 0.087238 | 0.087333 | 0.087428 | 0.087523 | 0.087618 | 0.087713 | 0.087808 | 0.087903 | 0.087998
| CTN006-15418599 | CTN006 | 0.0012676 | 0.001281 | 0.0012944 | 0.0013078 | 0.0013213 | 0.0013253 | 0.0013294 | 0.0013334 | 0.0013375 | 0.0013415 | 0.0013456 | 0.0013496 | 0.0013537 | 0.0013577 | 0.0013618 | 0.0013658 | 0.0013699 | 0.0013739 | 0.001378 | 0.001382
| CTN006-154972740 | CTN006 | 0.051395 | 0.051809 | 0.052222 | 0.052636 | 0.05305 | 0.053028 | 0.053005 | 0.052983 | 0.052961 | 0.052939 | 0.052917 | 0.052895 | 0.052872 | 0.05285 | 0.052828 | 0.052806 | 0.052784 | 0.052762 | 0.052739 | 0.052717
| CTN006-154972844 | CTN006 | 1.1106e-05 | 1.123e-05 | 1.1353e-05 | 1.1477e-05 | 1.16e-05 | 1.1612e-05 | 1.1624e-05 | 1.1636e-05 | 1.1648e-05 | 1.166e-05 | 1.1672e-05 | 1.1684e-05 | 1.1696e-05 | 1.1708e-05 | 1.172e-05 | 1.1732e-05 | 1.1744e-05 | 1.1756e-05 | 1.1768e-05 | 1.178e-05
| CTN006-154972931 | CTN006 | 0.1336 | 0.13485 | 0.1361 | 0.13736 | 0.13861 | 0.13874 | 0.13887 | 0.139 | 0.13913 | 0.13925 | 0.13938 | 0.13951 | 0.13964 | 0.13977 | 0.1399 | 0.14003 | 0.14016 | 0.14029 | 0.14042 | 0.14055
| CTN006-154973045 | CTN006 | 0.042373 | 0.042829 | 0.043286 | 0.043742 | 0.044199 | 0.044192 | 0.044185 | 0.044178 | 0.044171 | 0.044164 | 0.044157 | 0.04415 | 0.044143 | 0.044136 | 0.044129 | 0.044122 | 0.044115 | 0.044108 | 0.044101 | 0.044094
| CTN006-155015964 | CTN006 | 0.024775 | 0.024948 | 0.025121 | 0.025294 | 0.025467 | 0.025479 | 0.02549 | 0.025502 | 0.025514 | 0.025525 | 0.025537 | 0.025549 | 0.02556 | 0.025572 | 0.025584 | 0.025595 | 0.025607 | 0.025619 | 0.02563 | 0.025642
| CTN006-155016184 | CTN006 | 0.00074391 | 0.00074551 | 0.00074711 | 0.0007487 | 0.0007503 | 0.00074977 | 0.00074924 | 0.00074872 | 0.00074819 | 0.00074766 | 0.00074713 | 0.0007466 | 0.00074607 | 0.00074554 | 0.00074501 | 0.00074448 | 0.00074396 | 0.00074343 | 0.0007429 | 0.00074237
| CTN006-155016351 | CTN006 | 0.00011128 | 0.00011246 | 0.00011364 | 0.00011482 | 0.000116 | 0.00011636 | 0.00011672 | 0.00011708 | 0.00011744 | 0.0001178 | 0.00011816 | 0.00011852 | 0.00011888 | 0.00011924 | 0.0001196 | 0.00011996 | 0.00012032 | 0.00012068 | 0.00012104 | 0.0001214
| CTN006-155016482 | CTN006 | 0.23799 | 0.24 | 0.242 | 0.24401 | 0.24601 | 0.24615 | 0.2463 | 0.24644 | 0.24659 | 0.24673 | 0.24687 | 0.24702 | 0.24716 | 0.2473 | 0.24745 | 0.24759 | 0.24773 | 0.24788 | 0.24802 | 0.24816
| CTN006-155018538 | CTN006 | 0.052714 | 0.053174 | 0.053634 | 0.054094 | 0.054555 | 0.054655 | 0.054756 | 0.054856 | 0.054957 | 0.055057 | 0.055158 | 0.055259 | 0.055359 | 0.05546 | 0.05556 | 0.055661 | 0.055762 | 0.055862 | 0.055963 | 0.056063
| CTN006-155018674 | CTN006 | 0.059745 | 0.060129 | 0.060514 | 0.060898 | 0.061283 | 0.061308 | 0.061333 | 0.061359 | 0.061384 | 0.061409 | 0.061434 | 0.061459 | 0.061485 | 0.06151 | 0.061535 | 0.06156 | 0.061585 | 0.06161 | 0.061636 | 0.061661
| CTN006-155018773 | CTN006 | 0.069789 | 0.070424 | 0.071059 | 0.071694 | 0.072329 | 0.072355 | 0.072381 | 0.072407 | 0.072432 | 0.072458 | 0.072484 | 0.07251 | 0.072535 | 0.072561 | 0.072587 | 0.072613 | 0.072639 | 0.072664 | 0.07269 | 0.072716
| CTN006-155018968 | CTN006 | 0.0001329 | 0.0001345 | 0.0001361 | 0.0001377 | 0.0001393 | 0.00013944 | 0.00013958 | 0.00013972 | 0.00013986 | 0.00014 | 0.00014014 | 0.00014028 | 0.00014042 | 0.00014056 | 0.0001407 | 0.00014084 | 0.00014098 | 0.00014112 | 0.00014126 | 0.0001414
| CTN006-155019123 | CTN006 | 0.067699 | 0.068222 | 0.068745 | 0.069269 | 0.069792 | 0.06986 | 0.069928 | 0.069996 | 0.070063 | 0.070131 | 0.070199 | 0.070267 | 0.070335 | 0.070402 | 0.07047 | 0.070538 | 0.070606 | 0.070673 | 0.070741 | 0.070809
| CTN006-155062010 | CTN006 | 0.048869 | 0.04931 | 0.049751 | 0.050191 | 0.050632 | 0.05066 | 0.050688 | 0.050715 | 0.050743 | 0.050771 | 0.050799 | 0.050826 | 0.050854 | 0.050882 | 0.05091 | 0.050937 | 0.050965 | 0.050993 | 0.051021 | 0.051048
| CTN006-155062651 | CTN006 | 0.16123 | 0.16266 | 0.16408 | 0.16551 | 0.16693 | 0.16694 | 0.16695 | 0.16696 | 0.16697 | 0.16698 | 0.16699 | 0.167 | 0.16701 | 0.16702 | 0.16703 | 0.16704 | 0.16705 | 0.16706 | 0.16706 | 0.16707
| CTN006-155077957 | CTN006 | 0.092645 | 0.093409 | 0.094172 | 0.094936 | 0.095699 | 0.095852 | 0.096004 | 0.096156 | 0.096309 | 0.096461 | 0.096614 | 0.096766 | 0.096919 | 0.097071 | 0.097223 | 0.097376 | 0.097528 | 0.097681 | 0.097833 | 0.097986
| CTN006-155078265 | CTN006 | 0.00034018 | 0.00034424 | 0.00034829 | 0.00035235 | 0.0003564 | 0.00035651 | 0.00035662 | 0.00035673 | 0.00035684 | 0.00035695 | 0.00035706 | 0.00035717 | 0.00035728 | 0.00035739 | 0.0003575 | 0.00035761 | 0.00035772 | 0.00035783 | 0.00035794 | 0.00035805
| CTN006-155078364 | CTN006 | 0.061014 | 0.061667 | 0.06232 | 0.062973 | 0.063626 | 0.063665 | 0.063704 | 0.063743 | 0.063782 | 0.063821 | 0.06386 | 0.063899 | 0.063938 | 0.063978 | 0.064017 | 0.064056 | 0.064095 | 0.064134 | 0.064173 | 0.064212
| CTN006-155078558 | CTN006 | 0.082003 | 0.082737 | 0.083471 | 0.084205 | 0.08494 | 0.084941 | 0.084942 | 0.084943 | 0.084945 | 0.084946 | 0.084947 | 0.084948 | 0.084949 | 0.084951 | 0.084952 | 0.084953 | 0.084954 | 0.084955 | 0.084957 | 0.084958
| CTN006-155078784 | CTN006 | 0.00045454 | 0.00045866 | 0.00046277 | 0.00046689 | 0.000471 | 0.00047165 | 0.0004723 | 0.00047295 | 0.0004736 | 0.00047425 | 0.0004749 | 0.00047555 | 0.0004762 | 0.00047685 | 0.0004775 | 0.00047815 | 0.0004788 | 0.00047945 | 0.0004801 | 0.00048075
| CTN006-155078876 | CTN006 | 4.5906e-05 | 4.643e-05 | 4.6953e-05 | 4.7477e-05 | 4.8e-05 | 4.8e-05 | 4.8e-05 | 4.8e-05 | 4.8e-05 | 4.8e-05 | 4.8e-05 | 4.8e-05 | 4.8e-05 | 4.8e-05 | 4.8e-05 | 4.8e-05 | 4.8e-05 | 4.8e-05 | 4.8e-05 | 4.8e-05
| CTN006-155392437 | CTN006 | 0.050011 | 0.050466 | 0.050921 | 0.051376 | 0.051831 | 0.051856 | 0.051882 | 0.051907 | 0.051933 | 0.051958 | 0.051984 | 0.05201 | 0.052035 | 0.052061 | 0.052086 | 0.052112 | 0.052137 | 0.052163 | 0.052188 | 0.052214
| CTN006-157466480 | CTN006 | 0.1882 | 0.18949 | 0.19078 | 0.19207 | 0.19336 | 0.19367 | 0.19397 | 0.19428 | 0.19458 | 0.19489 | 0.19519 | 0.1955 | 0.1958 | 0.1961 | 0.19641 | 0.19671 | 0.19702 | 0.19732 | 0.19763 | 0.19793
| CTN006-157466735 | CTN006 | 0.26692 | 0.26881 | 0.2707 | 0.27259 | 0.27448 | 0.27465 | 0.27481 | 0.27498 | 0.27515 | 0.27532 | 0.27548 | 0.27565 | 0.27582 | 0.27599 | 0.27615 | 0.27632 | 0.27649 | 0.27666 | 0.27682 | 0.27699
| CTN006-157466858 | CTN006 | 8.9099 | 8.9762 | 9.0425 | 9.1088 | 9.1751 | 9.1873 | 9.1994 | 9.2115 | 9.2236 | 9.2357 | 9.2478 | 9.2599 | 9.2721 | 9.2842 | 9.2963 | 9.3084 | 9.3205 | 9.3326 | 9.3448 | 9.3569
| CTN006-158006328 | CTN006 | 6.4093 | 6.4551 | 6.5008 | 6.5466 | 6.5923 | 6.5918 | 6.5913 | 6.5909 | 6.5904 | 6.5899 | 6.5894 | 6.5889 | 6.5884 | 6.5879 | 6.5875 | 6.587 | 6.5865 | 6.586 | 6.5855 | 6.585
| CTN006-163924253 | CTN006 | 0.05831 | 0.058655 | 0.059 | 0.059345 | 0.059691 | 0.059716 | 0.059742 | 0.059767 | 0.059793 | 0.059818 | 0.059844 | 0.059869 | 0.059895 | 0.05992 | 0.059946 | 0.059971 | 0.059997 | 0.060022 | 0.060048 | 0.060073
| CTN006-24603272 | CTN006 | 3.7314 | 3.7558 | 3.7801 | 3.8045 | 3.8288 | 3.8312 | 3.8336 | 3.836 | 3.8384 | 3.8408 | 3.8432 | 3.8457 | 3.8481 | 3.8505 | 3.8529 | 3.8553 | 3.8577 | 3.8601 | 3.8625 | 3.8649
| CTN006-24605098 | CTN006 | 0.45888 | 0.46295 | 0.46702 | 0.47109 | 0.47516 | 0.47574 | 0.47633 | 0.47691 | 0.4775 | 0.47808 | 0.47867 | 0.47926 | 0.47984 | 0.48043 | 0.48101 | 0.4816 | 0.48218 | 0.48277 | 0.48335 | 0.48394
| CTN006-24605334 | CTN006 | 8.0592 | 8.1065 | 8.1538 | 8.2011 | 8.2484 | 8.2531 | 8.2577 | 8.2624 | 8.2671 | 8.2718 | 8.2764 | 8.2811 | 8.2858 | 8.2905 | 8.2951 | 8.2998 | 8.3045 | 8.3092 | 8.3138 | 8.3185
| CTN006-88333121 | CTN006 | 0.011353 | 0.011452 | 0.01155 | 0.011649 | 0.011748 | 0.011763 | 0.011778 | 0.011793 | 0.011808 | 0.011823 | 0.011838 | 0.011854 | 0.011869 | 0.011884 | 0.011899 | 0.011914 | 0.011929 | 0.011944 | 0.01196 | 0.011975
| DDL011-193014102 | DDL011 | 35.4528 | 35.5094 | 35.5661 | 35.6228 | 35.6795 | 35.5566 | 35.4337 | 35.3109 | 35.188 | 35.0651 | 34.9422 | 34.8194 | 34.6965 | 34.5736 | 34.4508 | 34.3279 | 34.205 | 34.0822 | 33.9593 | 33.8364
| DDL011-24612671 | DDL011 | 1.0641 | 1.0658 | 1.0674 | 1.0691 | 1.0708 | 1.0672 | 1.0635 | 1.0599 | 1.0563 | 1.0527 | 1.0491 | 1.0455 | 1.0419 | 1.0383 | 1.0347 | 1.031 | 1.0274 | 1.0238 | 1.0202 | 1.0166
| DDL012-193014212 | DDL012 | 15.3062 | 15.3964 | 15.4866 | 15.5768 | 15.667 | 15.7719 | 15.8768 | 15.9817 | 16.0866 | 16.1915 | 16.2964 | 16.4013 | 16.5062 | 16.6111 | 16.716 | 16.8209 | 16.9258 | 17.0307 | 17.1356 | 17.2405
| DDL012-24612381 | DDL012 | 0.91166 | 0.91338 | 0.91511 | 0.91683 | 0.91856 | 0.91486 | 0.91116 | 0.90746 | 0.90376 | 0.90007 | 0.89637 | 0.89267 | 0.88897 | 0.88527 | 0.88157 | 0.87787 | 0.87417 | 0.87048 | 0.86678 | 0.86308
| DDL012-24612395 | DDL012 | 1.3631 | 1.3662 | 1.3692 | 1.3723 | 1.3754 | 1.3689 | 1.3624 | 1.3559 | 1.3494 | 1.3429 | 1.3364 | 1.3299 | 1.3234 | 1.3169 | 1.3104 | 1.3039 | 1.2974 | 1.2909 | 1.2844 | 1.2779
| DDL013-197602097 | DDL013 | 15.3931 | 15.4032 | 15.4134 | 15.4236 | 15.4337 | 15.4198 | 15.4058 | 15.3918 | 15.3778 | 15.3638 | 15.3498 | 15.3359 | 15.3219 | 15.3079 | 15.2939 | 15.2799 | 15.266 | 15.252 | 15.238 | 15.224
| DDL013-24612353 | DDL013 | 7.9163 | 7.9233 | 7.9302 | 7.9371 | 7.944 | 7.9349 | 7.9258 | 7.9167 | 7.9077 | 7.8986 | 7.8895 | 7.8804 | 7.8713 | 7.8622 | 7.8531 | 7.844 | 7.8349 | 7.8258 | 7.8167 | 7.8076
| DDL013-24612367 | DDL013 | 0.4084 | 0.40922 | 0.41004 | 0.41086 | 0.41168 | 0.41069 | 0.4097 | 0.40871 | 0.40771 | 0.40672 | 0.40573 | 0.40474 | 0.40375 | 0.40275 | 0.40176 | 0.40077 | 0.39978 | 0.39879 | 0.39779 | 0.3968
| DDL014-197602155 | DDL014 | 48.6184 | 48.6696 | 48.7209 | 48.7722 | 48.8234 | 48.7139 | 48.6044 | 48.4949 | 48.3854 | 48.2759 | 48.1664 | 48.0569 | 47.9474 | 47.8379 | 47.7284 | 47.6189 | 47.5093 | 47.3998 | 47.2903 | 47.1808
| DDL021-193014245 | DDL021 | 16.3757 | 16.4101 | 16.4445 | 16.4789 | 16.5133 | 16.44 | 16.3667 | 16.2934 | 16.2201 | 16.1469 | 16.0736 | 16.0003 | 15.927 | 15.8537 | 15.7804 | 15.7072 | 15.6339 | 15.5606 | 15.4873 | 15.414
| DDL021-24613592 | DDL021 | 10.3361 | 10.3446 | 10.3531 | 10.3616 | 10.3701 | 10.3589 | 10.3476 | 10.3363 | 10.325 | 10.3137 | 10.3025 | 10.2912 | 10.2799 | 10.2686 | 10.2574 | 10.2461 | 10.2348 | 10.2235 | 10.2123 | 10.201
| DDL022-197602273 | DDL022 | 20.3786 | 20.3983 | 20.4181 | 20.4378 | 20.4576 | 20.4127 | 20.3679 | 20.3231 | 20.2783 | 20.2334 | 20.1886 | 20.1438 | 20.099 | 20.0542 | 20.0093 | 19.9645 | 19.9197 | 19.8749 | 19.83 | 19.7852
| DDL022-24596878 | DDL022 | 1.2108 | 1.2106 | 1.2105 | 1.2103 | 1.2102 | 1.2102 | 1.2101 | 1.2101 | 1.2101 | 1.21 | 1.21 | 1.21 | 1.2099 | 1.2099 | 1.2099 | 1.2098 | 1.2098 | 1.2098 | 1.2097 | 1.2097
| DDL023-197602323 | DDL023 | 16.1692 | 16.1973 | 16.2254 | 16.2535 | 16.2816 | 16.221 | 16.1604 | 16.0998 | 16.0393 | 15.9787 | 15.9181 | 15.8575 | 15.7969 | 15.7363 | 15.6758 | 15.6152 | 15.5546 | 15.494 | 15.4334 | 15.3729
| DDL023-24612657 | DDL023 | 0.86161 | 0.8637 | 0.86578 | 0.86786 | 0.86995 | 0.86554 | 0.86113 | 0.85673 | 0.85232 | 0.84792 | 0.84351 | 0.8391 | 0.8347 | 0.83029 | 0.82588 | 0.82148 | 0.81707 | 0.81266 | 0.80826 | 0.80385
| DDL023-72495872 | DDL023 | 1.2211 | 1.2253 | 1.2294 | 1.2336 | 1.2378 | 1.2269 | 1.216 | 1.2052 | 1.1943 | 1.1834 | 1.1725 | 1.1617 | 1.1508 | 1.1399 | 1.1291 | 1.1182 | 1.1073 | 1.0965 | 1.0856 | 1.0747
| DDL024-203514186 | DDL024 | 37.5461 | 37.5875 | 37.6289 | 37.6702 | 37.7116 | 37.623 | 37.5343 | 37.4456 | 37.357 | 37.2683 | 37.1797 | 37.091 | 37.0023 | 36.9137 | 36.825 | 36.7363 | 36.6477 | 36.559 | 36.4704 | 36.3817
| DDL024-73759432 | DDL024 | 1.9883 | 1.9918 | 1.9953 | 1.9988 | 2.0023 | 1.9947 | 1.9872 | 1.9797 | 1.9721 | 1.9646 | 1.957 | 1.9495 | 1.942 | 1.9344 | 1.9269 | 1.9193 | 1.9118 | 1.9043 | 1.8967 | 1.8892
| ECA001-15422792 | ECA001 | 0 | 0 | 0 | 0 | 0 | 0 | 0 | 0 | 0 | 0 | 0 | 0 | 0 | 0 | 0 | 0 | 0 | 0 | 0 | 0
| ECA001-15422805 | ECA001 | 0 | 0 | 0 | 0 | 0 | 0 | 0 | 0 | 0 | 0 | 0 | 0 | 0 | 0 | 0 | 0 | 0 | 0 | 0 | 0
| ECA001-15422818 | ECA001 | 0 | 0 | 0 | 0 | 0 | 0 | 0 | 0 | 0 | 0 | 0 | 0 | 0 | 0 | 0 | 0 | 0 | 0 | 0 | 0
| ECA001-24613400 | ECA001 | 62.1998 | 62.5587 | 62.9175 | 63.2764 | 63.6353 | 63.9183 | 64.2012 | 64.4841 | 64.7671 | 65.05 | 65.3329 | 65.6159 | 65.8988 | 66.1817 | 66.4647 | 66.7476 | 67.0305 | 67.3135 | 67.5964 | 67.8794
| ECA001-24613414 | ECA001 | 2.2579 | 2.2671 | 2.2764 | 2.2856 | 2.2948 | 2.2993 | 2.3037 | 2.3082 | 2.3126 | 2.317 | 2.3215 | 2.3259 | 2.3304 | 2.3348 | 2.3392 | 2.3437 | 2.3481 | 2.3526 | 2.357 | 2.3614
| ECA003-15422755 | ECA003 | 119.6296 | 120.2278 | 120.826 | 121.4242 | 122.0223 | 122.6099 | 123.1974 | 123.7849 | 124.3724 | 124.9599 | 125.5475 | 126.135 | 126.7225 | 127.31 | 127.8975 | 128.4851 | 129.0726 | 129.6601 | 130.2476 | 130.8352
| ECA005-15422679 | ECA005 | 4.4524 | 4.4649 | 4.4774 | 4.4899 | 4.5023 | 4.5027 | 4.5031 | 4.5035 | 4.5039 | 4.5042 | 4.5046 | 4.505 | 4.5054 | 4.5058 | 4.5062 | 4.5065 | 4.5069 | 4.5073 | 4.5077 | 4.5081
| ECA005-24596794 | ECA005 | 0.0049422 | 0.0049786 | 0.0050149 | 0.0050513 | 0.0050876 | 0.0051496 | 0.0052116 | 0.0052736 | 0.0053355 | 0.0053975 | 0.0054595 | 0.0055215 | 0.0055835 | 0.0056455 | 0.0057075 | 0.0057694 | 0.0058314 | 0.0058934 | 0.0059554 | 0.0060174
| ECA005-88419875 | ECA005 | 4.6405 | 4.6684 | 4.6962 | 4.724 | 4.7519 | 4.7824 | 4.813 | 4.8435 | 4.874 | 4.9046 | 4.9351 | 4.9657 | 4.9962 | 5.0268 | 5.0573 | 5.0879 | 5.1184 | 5.149 | 5.1795 | 5.21
| ECA007-111138070 | ECA007 | 12.0424 | 12.1126 | 12.1828 | 12.253 | 12.3232 | 12.3534 | 12.3836 | 12.4138 | 12.444 | 12.4742 | 12.5044 | 12.5346 | 12.5648 | 12.595 | 12.6252 | 12.6554 | 12.6856 | 12.7158 | 12.746 | 12.7762
| ECA007-139030671 | ECA007 | 0.0080024 | 0.0080609 | 0.0081193 | 0.0081777 | 0.0082361 | 0.0082773 | 0.0083186 | 0.0083598 | 0.0084011 | 0.0084423 | 0.0084835 | 0.0085248 | 0.008566 | 0.0086073 | 0.0086485 | 0.0086897 | 0.008731 | 0.0087722 | 0.0088134 | 0.0088547
| ECA007-139030700 | ECA007 | 0.12276 | 0.12365 | 0.12455 | 0.12544 | 0.12634 | 0.12683 | 0.12732 | 0.12781 | 0.1283 | 0.12879 | 0.12928 | 0.12977 | 0.13026 | 0.13075 | 0.13124 | 0.13173 | 0.13222 | 0.13271 | 0.1332 | 0.13369
| ECA007-15422655 | ECA007 | 11.7645 | 11.8231 | 11.8817 | 11.9404 | 11.999 | 12.0965 | 12.1939 | 12.2914 | 12.3889 | 12.4863 | 12.5838 | 12.6813 | 12.7787 | 12.8762 | 12.9737 | 13.0712 | 13.1686 | 13.2661 | 13.3636 | 13.461
| ECA007-155422337 | ECA007 | 0.073194 | 0.073651 | 0.074108 | 0.074564 | 0.075021 | 0.075572 | 0.076123 | 0.076674 | 0.077225 | 0.077776 | 0.078327 | 0.078878 | 0.079429 | 0.07998 | 0.080531 | 0.081082 | 0.081633 | 0.082184 | 0.082735 | 0.083286
| ECA007-155422427 | ECA007 | 0.011223 | 0.011293 | 0.011364 | 0.011434 | 0.011505 | 0.011592 | 0.011679 | 0.011766 | 0.011853 | 0.011939 | 0.012026 | 0.012113 | 0.0122 | 0.012287 | 0.012374 | 0.012461 | 0.012548 | 0.012634 | 0.012721 | 0.012808
| ECA007-155422573 | ECA007 | 0.070463 | 0.071016 | 0.071569 | 0.072121 | 0.072674 | 0.073157 | 0.073639 | 0.074122 | 0.074604 | 0.075087 | 0.07557 | 0.076052 | 0.076535 | 0.077017 | 0.0775 | 0.077983 | 0.078465 | 0.078948 | 0.07943 | 0.079913
| ECA007-175612541 | ECA007 | 0 | 0 | 0 | 0 | 0 | 0 | 0 | 0 | 0 | 0 | 0 | 0 | 0 | 0 | 0 | 0 | 0 | 0 | 0 | 0
| ECA007-24611056 | ECA007 | 4.2362 | 4.2573 | 4.2784 | 4.2995 | 4.3205 | 4.3511 | 4.3817 | 4.4123 | 4.4429 | 4.4734 | 4.504 | 4.5346 | 4.5652 | 4.5958 | 4.6263 | 4.6569 | 4.6875 | 4.7181 | 4.7487 | 4.7792
| ECA010-15423016 | ECA010 | 101.9039 | 102.5708 | 103.2378 | 103.9048 | 104.5718 | 105.1378 | 105.7039 | 106.27 | 106.8361 | 107.4021 | 107.9682 | 108.5343 | 109.1003 | 109.6664 | 110.2325 | 110.7985 | 111.3646 | 111.9307 | 112.4968 | 113.0628
| ECA012-15423053 | ECA012 | 26.4164 | 26.5888 | 26.7612 | 26.9336 | 27.106 | 27.277 | 27.448 | 27.619 | 27.79 | 27.9609 | 28.1319 | 28.3029 | 28.4739 | 28.6449 | 28.8158 | 28.9868 | 29.1578 | 29.3288 | 29.4998 | 29.6707
| ECA012-160768254 | ECA012 | 0.038762 | 0.03902 | 0.039279 | 0.039537 | 0.039795 | 0.040059 | 0.040323 | 0.040587 | 0.040851 | 0.041114 | 0.041378 | 0.041642 | 0.041906 | 0.04217 | 0.042433 | 0.042697 | 0.042961 | 0.043225 | 0.043489 | 0.043752
| ECA012-164487948 | ECA012 | 0.0022192 | 0.0022327 | 0.0022461 | 0.0022596 | 0.0022731 | 0.0022922 | 0.0023114 | 0.0023305 | 0.0023496 | 0.0023687 | 0.0023878 | 0.002407 | 0.0024261 | 0.0024452 | 0.0024643 | 0.0024835 | 0.0025026 | 0.0025217 | 0.0025408 | 0.0025599
| ECA012-202230762 | ECA012 | 5.3036 | 5.3201 | 5.3366 | 5.3531 | 5.3695 | 5.3708 | 5.3721 | 5.3733 | 5.3746 | 5.3759 | 5.3771 | 5.3784 | 5.3797 | 5.3809 | 5.3822 | 5.3835 | 5.3847 | 5.386 | 5.3873 | 5.3885
| EHK021-15417698 | EHK021 | 2.3457 | 2.3578 | 2.37 | 2.3822 | 2.3943 | 2.3984 | 2.4024 | 2.4065 | 2.4105 | 2.4146 | 2.4186 | 2.4226 | 2.4267 | 2.4307 | 2.4348 | 2.4388 | 2.4429 | 2.4469 | 2.4509 | 2.455
| EHK022-15417761 | EHK022 | 0 | 0 | 0 | 0 | 0 | 0 | 0 | 0 | 0 | 0 | 0 | 0 | 0 | 0 | 0 | 0 | 0 | 0 | 0 | 0
| EHK023-15417824 | EHK023 | 439.3042 | 441.9157 | 444.5271 | 447.1386 | 449.7501 | 450.6294 | 451.5086 | 452.3879 | 453.2672 | 454.1465 | 455.0258 | 455.905 | 456.7843 | 457.6636 | 458.5429 | 459.4222 | 460.3014 | 461.1807 | 462.06 | 462.9393
| EHK024-109924737 | EHK024 | 0.0042357 | 0.0042699 | 0.0043041 | 0.0043383 | 0.0043725 | 0.0043955 | 0.0044185 | 0.0044415 | 0.0044645 | 0.0044876 | 0.0045106 | 0.0045336 | 0.0045566 | 0.0045796 | 0.0046026 | 0.0046256 | 0.0046486 | 0.0046716 | 0.0046946 | 0.0047176
| EHK024-119636484 | EHK024 | 3.7642 | 3.7728 | 3.7814 | 3.7901 | 3.7987 | 3.7958 | 3.7929 | 3.79 | 3.7871 | 3.7843 | 3.7814 | 3.7785 | 3.7756 | 3.7727 | 3.7698 | 3.767 | 3.7641 | 3.7612 | 3.7583 | 3.7554
| EHK024-130742429 | EHK024 | 0.42343 | 0.42641 | 0.42939 | 0.43237 | 0.43534 | 0.43745 | 0.43955 | 0.44165 | 0.44375 | 0.44585 | 0.44795 | 0.45005 | 0.45215 | 0.45425 | 0.45635 | 0.45845 | 0.46055 | 0.46265 | 0.46475 | 0.46685
| EHK024-15417874 | EHK024 | 73.2482 | 73.7302 | 74.2121 | 74.6941 | 75.1761 | 75.2989 | 75.4216 | 75.5444 | 75.6672 | 75.79 | 75.9127 | 76.0355 | 76.1583 | 76.2811 | 76.4038 | 76.5266 | 76.6494 | 76.7722 | 76.8949 | 77.0177
| EHK024-155053117 | EHK024 | 0.037591 | 0.037851 | 0.03811 | 0.038369 | 0.038629 | 0.038832 | 0.039036 | 0.03924 | 0.039444 | 0.039647 | 0.039851 | 0.040055 | 0.040259 | 0.040462 | 0.040666 | 0.04087 | 0.041074 | 0.041277 | 0.041481 | 0.041685
| EHK024-155155262 | EHK024 | 0.0042697 | 0.0043054 | 0.0043411 | 0.0043768 | 0.0044124 | 0.0044241 | 0.0044359 | 0.0044476 | 0.0044593 | 0.004471 | 0.0044827 | 0.0044944 | 0.0045062 | 0.0045179 | 0.0045296 | 0.0045413 | 0.004553 | 0.0045647 | 0.0045764 | 0.0045882
| EHK024-155423299 | EHK024 | 0.047156 | 0.047484 | 0.047812 | 0.04814 | 0.048468 | 0.048738 | 0.049009 | 0.049279 | 0.049549 | 0.04982 | 0.05009 | 0.050361 | 0.050631 | 0.050901 | 0.051172 | 0.051442 | 0.051712 | 0.051983 | 0.052253 | 0.052523
| EHK024-155616704 | EHK024 | 0.0055486 | 0.0055628 | 0.0055771 | 0.0055913 | 0.0056056 | 0.0056093 | 0.005613 | 0.0056167 | 0.0056204 | 0.0056241 | 0.0056278 | 0.0056315 | 0.0056352 | 0.0056389 | 0.0056426 | 0.0056463 | 0.00565 | 0.0056537 | 0.0056574 | 0.0056611
| EHK024-155621039 | EHK024 | 0.11862 | 0.11942 | 0.12022 | 0.12102 | 0.12182 | 0.12217 | 0.12252 | 0.12286 | 0.12321 | 0.12356 | 0.1239 | 0.12425 | 0.12459 | 0.12494 | 0.12529 | 0.12563 | 0.12598 | 0.12633 | 0.12667 | 0.12702
| EHK024-161138740 | EHK024 | 12.8621 | 12.922 | 12.982 | 13.0419 | 13.1019 | 13.1424 | 13.183 | 13.2236 | 13.2641 | 13.3047 | 13.3453 | 13.3858 | 13.4264 | 13.467 | 13.5075 | 13.5481 | 13.5887 | 13.6292 | 13.6698 | 13.7104
| EHK024-162768321 | EHK024 | 0 | 0 | 0 | 0 | 0 | 0 | 0 | 0 | 0 | 0 | 0 | 0 | 0 | 0 | 0 | 0 | 0 | 0 | 0 | 0
| EHK024-162802004 | EHK024 | 0.00015391 | 0.00015533 | 0.00015675 | 0.00015818 | 0.0001596 | 0.00016053 | 0.00016146 | 0.00016239 | 0.00016332 | 0.00016425 | 0.00016518 | 0.00016611 | 0.00016704 | 0.00016797 | 0.0001689 | 0.00016983 | 0.00017076 | 0.00017169 | 0.00017262 | 0.00017355
| EHK024-162802163 | EHK024 | 0.00021429 | 0.00021611 | 0.00021794 | 0.00021977 | 0.0002216 | 0.00022272 | 0.00022384 | 0.00022496 | 0.00022608 | 0.0002272 | 0.00022832 | 0.00022944 | 0.00023056 | 0.00023168 | 0.0002328 | 0.00023392 | 0.00023504 | 0.00023616 | 0.00023728 | 0.0002384
| EHK024-171210602 | EHK024 | 5.9349e-05 | 5.9811e-05 | 6.0274e-05 | 6.0737e-05 | 6.12e-05 | 6.165e-05 | 6.21e-05 | 6.255e-05 | 6.3e-05 | 6.345e-05 | 6.39e-05 | 6.435e-05 | 6.48e-05 | 6.525e-05 | 6.57e-05 | 6.615e-05 | 6.66e-05 | 6.705e-05 | 6.75e-05 | 6.795e-05
| EHK024-63048145 | EHK024 | 1.7752 | 1.7871 | 1.799 | 1.8109 | 1.8227 | 1.8315 | 1.8402 | 1.8489 | 1.8577 | 1.8664 | 1.8752 | 1.8839 | 1.8926 | 1.9014 | 1.9101 | 1.9189 | 1.9276 | 1.9363 | 1.9451 | 1.9538
| EHK024-63048164 | EHK024 | 9.2358 | 9.2913 | 9.3468 | 9.4023 | 9.4579 | 9.4838 | 9.5098 | 9.5358 | 9.5618 | 9.5877 | 9.6137 | 9.6397 | 9.6657 | 9.6917 | 9.7176 | 9.7436 | 9.7696 | 9.7956 | 9.8215 | 9.8475
| EHK024-73766693 | EHK024 | 0.33003 | 0.33234 | 0.33465 | 0.33697 | 0.33928 | 0.34004 | 0.34079 | 0.34155 | 0.3423 | 0.34306 | 0.34381 | 0.34457 | 0.34532 | 0.34608 | 0.34683 | 0.34759 | 0.34834 | 0.3491 | 0.34985 | 0.35061
| EHK024-73766943 | EHK024 | 0.066905 | 0.067275 | 0.067644 | 0.068014 | 0.068384 | 0.068677 | 0.068971 | 0.069265 | 0.069558 | 0.069852 | 0.070145 | 0.070439 | 0.070733 | 0.071026 | 0.07132 | 0.071614 | 0.071907 | 0.072201 | 0.072495 | 0.072788
| EHK031-134953753 | EHK031 | 0.5385 | 0.54188 | 0.54526 | 0.54864 | 0.55202 | 0.55314 | 0.55426 | 0.55538 | 0.5565 | 0.55762 | 0.55874 | 0.55986 | 0.56098 | 0.5621 | 0.56322 | 0.56433 | 0.56545 | 0.56657 | 0.56769 | 0.56881
| EHK031-134953882 | EHK031 | 0.21184 | 0.21336 | 0.21487 | 0.21639 | 0.2179 | 0.2182 | 0.2185 | 0.2188 | 0.2191 | 0.2194 | 0.2197 | 0.22 | 0.2203 | 0.22059 | 0.22089 | 0.22119 | 0.22149 | 0.22179 | 0.22209 | 0.22239
| EHK031-134954057 | EHK031 | 0.083922 | 0.084504 | 0.085087 | 0.085669 | 0.086252 | 0.086462 | 0.086672 | 0.086882 | 0.087092 | 0.087302 | 0.087513 | 0.087723 | 0.087933 | 0.088143 | 0.088353 | 0.088563 | 0.088773 | 0.088984 | 0.089194 | 0.089404
| EHK031-15417885 | EHK031 | 0 | 0 | 0 | 0 | 0 | 0 | 0 | 0 | 0 | 0 | 0 | 0 | 0 | 0 | 0 | 0 | 0 | 0 | 0 | 0
| EHK031-15417924 | EHK031 | 183.8058 | 184.9938 | 186.1818 | 187.3699 | 188.5579 | 188.9632 | 189.3685 | 189.7737 | 190.179 | 190.5843 | 190.9896 | 191.3949 | 191.8002 | 192.2054 | 192.6107 | 193.016 | 193.4213 | 193.8266 | 194.2318 | 194.6371
| EHK031-156804503 | EHK031 | 2.6683 | 2.6824 | 2.6966 | 2.7107 | 2.7248 | 2.7253 | 2.7258 | 2.7263 | 2.7267 | 2.7272 | 2.7277 | 2.7282 | 2.7286 | 2.7291 | 2.7296 | 2.73 | 2.7305 | 2.731 | 2.7315 | 2.7319
| EHK031-156804528 | EHK031 | 2.7263 | 2.7437 | 2.7611 | 2.7785 | 2.7958 | 2.8012 | 2.8066 | 2.812 | 2.8174 | 2.8228 | 2.8282 | 2.8336 | 2.839 | 2.8444 | 2.8498 | 2.8552 | 2.8606 | 2.866 | 2.8714 | 2.8768
| EHK032-15417935 | EHK032 | 0 | 0 | 0 | 0 | 0 | 0 | 0 | 0 | 0 | 0 | 0 | 0 | 0 | 0 | 0 | 0 | 0 | 0 | 0 | 0
| EHK032-15417948 | EHK032 | 0 | 0 | 0 | 0 | 0 | 0 | 0 | 0 | 0 | 0 | 0 | 0 | 0 | 0 | 0 | 0 | 0 | 0 | 0 | 0
| EHK033-15418024 | EHK033 | 763.7168 | 767.9218 | 772.1267 | 776.3317 | 780.5366 | 781.3918 | 782.2469 | 783.102 | 783.9571 | 784.8122 | 785.6673 | 786.5225 | 787.3776 | 788.2327 | 789.0878 | 789.9429 | 790.798 | 791.6532 | 792.5083 | 793.3634
| EHK034-15431419 | EHK034 | 0 | 0 | 0 | 0 | 0 | 0 | 0 | 0 | 0 | 0 | 0 | 0 | 0 | 0 | 0 | 0 | 0 | 0 | 0 | 0
| FNS011-15405543 | FNS011 | 56.7662 | 57.1043 | 57.4423 | 57.7803 | 58.1183 | 58.3839 | 58.6494 | 58.9149 | 59.1804 | 59.4459 | 59.7114 | 59.9769 | 60.2425 | 60.508 | 60.7735 | 61.039 | 61.3045 | 61.57 | 61.8355 | 62.1011
| FNS011-24604152 | FNS011 | 1.4319 | 1.4417 | 1.4515 | 1.4613 | 1.4711 | 1.4788 | 1.4865 | 1.4942 | 1.5019 | 1.5097 | 1.5174 | 1.5251 | 1.5328 | 1.5405 | 1.5482 | 1.556 | 1.5637 | 1.5714 | 1.5791 | 1.5868
| FNS012-15405393 | FNS012 | 60.3646 | 60.8608 | 61.357 | 61.8532 | 62.3494 | 62.5812 | 62.813 | 63.0448 | 63.2766 | 63.5084 | 63.7402 | 63.972 | 64.2038 | 64.4356 | 64.6674 | 64.8992 | 65.131 | 65.3628 | 65.5946 | 65.8264
| FNS012-76065032 | FNS012 | 5.6676 | 5.7098 | 5.752 | 5.7942 | 5.8364 | 5.8724 | 5.9084 | 5.9445 | 5.9805 | 6.0165 | 6.0526 | 6.0886 | 6.1246 | 6.1607 | 6.1967 | 6.2327 | 6.2688 | 6.3048 | 6.3408 | 6.3769
| FNS013-15405406 | FNS013 | 72.5472 | 73.1578 | 73.7683 | 74.3789 | 74.9894 | 74.8302 | 74.671 | 74.5118 | 74.3526 | 74.1934 | 74.0342 | 73.875 | 73.7158 | 73.5566 | 73.3974 | 73.2382 | 73.079 | 72.9198 | 72.7606 | 72.6014
| FNS013-73561266 | FNS013 | 1.6144 | 1.6261 | 1.6378 | 1.6495 | 1.6612 | 1.6673 | 1.6734 | 1.6795 | 1.6855 | 1.6916 | 1.6977 | 1.7038 | 1.7099 | 1.7159 | 1.722 | 1.7281 | 1.7342 | 1.7402 | 1.7463 | 1.7524
| FNS021-15405600 | FNS021 | 55.9815 | 56.2057 | 56.4298 | 56.6539 | 56.878 | 56.9604 | 57.0427 | 57.125 | 57.2073 | 57.2897 | 57.372 | 57.4543 | 57.5366 | 57.619 | 57.7013 | 57.7836 | 57.866 | 57.9483 | 58.0306 | 58.1129
| FNS021-24604138 | FNS021 | 2.8211 | 2.8427 | 2.8642 | 2.8858 | 2.9073 | 2.9259 | 2.9445 | 2.963 | 2.9816 | 3.0002 | 3.0187 | 3.0373 | 3.0559 | 3.0744 | 3.093 | 3.1115 | 3.1301 | 3.1487 | 3.1672 | 3.1858
| FNS022-15405419 | FNS022 | 56.3293 | 56.6996 | 57.07 | 57.4404 | 57.8107 | 57.7765 | 57.7423 | 57.7081 | 57.6738 | 57.6396 | 57.6054 | 57.5711 | 57.5369 | 57.5027 | 57.4684 | 57.4342 | 57.4 | 57.3658 | 57.3315 | 57.2973
| FNS022-24604096 | FNS022 | 13.5807 | 13.6935 | 13.8063 | 13.9191 | 14.0319 | 14.0615 | 14.0911 | 14.1206 | 14.1502 | 14.1798 | 14.2094 | 14.239 | 14.2686 | 14.2982 | 14.3278 | 14.3574 | 14.387 | 14.4166 | 14.4462 | 14.4757
| FNS032-15405445 | FNS032 | 4.0131 | 4.0397 | 4.0664 | 4.0931 | 4.1197 | 4.1238 | 4.1278 | 4.1319 | 4.136 | 4.14 | 4.1441 | 4.1481 | 4.1522 | 4.1563 | 4.1603 | 4.1644 | 4.1684 | 4.1725 | 4.1766 | 4.1806
| FNS032-156356596 | FNS032 | 0.00030031 | 0.00030349 | 0.00030666 | 0.00030983 | 0.000313 | 0.000313 | 0.000313 | 0.000313 | 0.000313 | 0.000313 | 0.000313 | 0.000313 | 0.000313 | 0.000313 | 0.000313 | 0.000313 | 0.000313 | 0.000313 | 0.000313 | 0.000313
| FNS032-24606816 | FNS032 | 2.0816 | 2.0945 | 2.1073 | 2.1201 | 2.133 | 2.129 | 2.125 | 2.1211 | 2.1171 | 2.1131 | 2.1092 | 2.1052 | 2.1012 | 2.0973 | 2.0933 | 2.0893 | 2.0853 | 2.0814 | 2.0774 | 2.0734
| GB011-15403523 | GB011 | 0 | 0 | 0 | 0 | 0 | 0 | 0 | 0 | 0 | 0 | 0 | 0 | 0 | 0 | 0 | 0 | 0 | 0 | 0 | 0
| GB011-15403536 | GB011 | 0 | 0 | 0 | 0 | 0 | 0 | 0 | 0 | 0 | 0 | 0 | 0 | 0 | 0 | 0 | 0 | 0 | 0 | 0 | 0
| GB012-15403573 | GB012 | 0.4944 | 0.4955 | 0.4966 | 0.49771 | 0.49881 | 0.49648 | 0.49416 | 0.49184 | 0.48952 | 0.48719 | 0.48487 | 0.48255 | 0.48023 | 0.4779 | 0.47558 | 0.47326 | 0.47093 | 0.46861 | 0.46629 | 0.46397
| GB014-15403449 | GB014 | 0 | 0 | 0 | 0 | 0 | 0 | 0 | 0 | 0 | 0 | 0 | 0 | 0 | 0 | 0 | 0 | 0 | 0 | 0 | 0
| GB014-15403475 | GB014 | 0.0073396 | 0.0073643 | 0.0073889 | 0.0074136 | 0.0074382 | 0.007422 | 0.0074059 | 0.0073897 | 0.0073735 | 0.0073574 | 0.0073412 | 0.007325 | 0.0073088 | 0.0072927 | 0.0072765 | 0.0072603 | 0.0072442 | 0.007228 | 0.0072118 | 0.0071956
| GB031-15403499 | GB031 | 0 | 0 | 0 | 0 | 0 | 0 | 0 | 0 | 0 | 0 | 0 | 0 | 0 | 0 | 0 | 0 | 0 | 0 | 0 | 0
| GB032-15403425 | GB032 | 0 | 0 | 0 | 0 | 0 | 0 | 0 | 0 | 0 | 0 | 0 | 0 | 0 | 0 | 0 | 0 | 0 | 0 | 0 | 0
| GB032-15403438 | GB032 | 0 | 0 | 0 | 0 | 0 | 0 | 0 | 0 | 0 | 0 | 0 | 0 | 0 | 0 | 0 | 0 | 0 | 0 | 0 | 0
| GCY011-153967160 | GCY011 | 0 | 0 | 0 | 0 | 0 | 0 | 0 | 0 | 0 | 0 | 0 | 0 | 0 | 0 | 0 | 0 | 0 | 0 | 0 | 0
| GCY011-15403919 | GCY011 | 0 | 0 | 0 | 0 | 0 | 0 | 0 | 0 | 0 | 0 | 0 | 0 | 0 | 0 | 0 | 0 | 0 | 0 | 0 | 0
| GCY012-15403889 | GCY012 | 0 | 0 | 0 | 0 | 0 | 0 | 0 | 0 | 0 | 0 | 0 | 0 | 0 | 0 | 0 | 0 | 0 | 0 | 0 | 0
| GCY013-15403874 | GCY013 | 0 | 0 | 0 | 0 | 0 | 0 | 0 | 0 | 0 | 0 | 0 | 0 | 0 | 0 | 0 | 0 | 0 | 0 | 0 | 0
| GCY014-116530590 | GCY014 | 0 | 0 | 0 | 0 | 0 | 0 | 0 | 0 | 0 | 0 | 0 | 0 | 0 | 0 | 0 | 0 | 0 | 0 | 0 | 0
| GCY014-15403904 | GCY014 | 0 | 0 | 0 | 0 | 0 | 0 | 0 | 0 | 0 | 0 | 0 | 0 | 0 | 0 | 0 | 0 | 0 | 0 | 0 | 0
| GCY022-15403949 | GCY022 | 0 | 0 | 0 | 0 | 0 | 0 | 0 | 0 | 0 | 0 | 0 | 0 | 0 | 0 | 0 | 0 | 0 | 0 | 0 | 0
| GCY024-15403979 | GCY024 | 0 | 0 | 0 | 0 | 0 | 0 | 0 | 0 | 0 | 0 | 0 | 0 | 0 | 0 | 0 | 0 | 0 | 0 | 0 | 0
| GCY024-77737752 | GCY024 | 0.17782 | 0.17861 | 0.17939 | 0.18018 | 0.18096 | 0.18061 | 0.18025 | 0.17989 | 0.17954 | 0.17918 | 0.17882 | 0.17847 | 0.17811 | 0.17775 | 0.1774 | 0.17704 | 0.17668 | 0.17633 | 0.17597 | 0.17561
| GHP011-123128913 | GHP011 | 0.00015493 | 0.00015659 | 0.00015826 | 0.00015993 | 0.0001616 | 0.00016188 | 0.00016216 | 0.00016244 | 0.00016272 | 0.000163 | 0.00016328 | 0.00016356 | 0.00016384 | 0.00016412 | 0.0001644 | 0.00016468 | 0.00016496 | 0.00016524 | 0.00016552 | 0.0001658
| GHP011-124927621 | GHP011 | 0.053218 | 0.053669 | 0.05412 | 0.054571 | 0.055022 | 0.054978 | 0.054934 | 0.054889 | 0.054845 | 0.054801 | 0.054756 | 0.054712 | 0.054668 | 0.054624 | 0.054579 | 0.054535 | 0.054491 | 0.054446 | 0.054402 | 0.054358
| GHP011-144337307 | GHP011 | 0.050245 | 0.050647 | 0.05105 | 0.051452 | 0.051854 | 0.052086 | 0.052317 | 0.052548 | 0.05278 | 0.053011 | 0.053242 | 0.053473 | 0.053705 | 0.053936 | 0.054167 | 0.054399 | 0.05463 | 0.054861 | 0.055093 | 0.055324
| GHP011-144337672 | GHP011 | 0.063153 | 0.063554 | 0.063956 | 0.064357 | 0.064759 | 0.064934 | 0.065109 | 0.065285 | 0.06546 | 0.065635 | 0.065811 | 0.065986 | 0.066161 | 0.066337 | 0.066512 | 0.066687 | 0.066863 | 0.067038 | 0.067213 | 0.067389
| GHP011-187048453 | GHP011 | 25.5075 | 25.6981 | 25.8886 | 26.0792 | 26.2697 | 26.3121 | 26.3545 | 26.3969 | 26.4393 | 26.4817 | 26.5241 | 26.5665 | 26.6089 | 26.6513 | 26.6937 | 26.7361 | 26.7785 | 26.8209 | 26.8633 | 26.9057
| GHP011-190579532 | GHP011 | 4.7079 | 4.7465 | 4.785 | 4.8235 | 4.8621 | 4.8607 | 4.8593 | 4.8579 | 4.8565 | 4.8552 | 4.8538 | 4.8524 | 4.851 | 4.8496 | 4.8482 | 4.8468 | 4.8455 | 4.8441 | 4.8427 | 4.8413
| GHP011-62939475 | GHP011 | 4.8219 | 4.8516 | 4.8814 | 4.9111 | 4.9408 | 4.9582 | 4.9755 | 4.9928 | 5.0102 | 5.0275 | 5.0448 | 5.0621 | 5.0795 | 5.0968 | 5.1141 | 5.1315 | 5.1488 | 5.1661 | 5.1835 | 5.2008
| GHP011-72503866 | GHP011 | 0.1152 | 0.11621 | 0.11722 | 0.11823 | 0.11924 | 0.11915 | 0.11905 | 0.11896 | 0.11887 | 0.11878 | 0.11868 | 0.11859 | 0.1185 | 0.11841 | 0.11831 | 0.11822 | 0.11813 | 0.11804 | 0.11794 | 0.11785
| GHP012-190579518 | GHP012 | 30.9983 | 31.2185 | 31.4386 | 31.6587 | 31.8789 | 31.9829 | 32.0869 | 32.1909 | 32.295 | 32.399 | 32.503 | 32.607 | 32.7111 | 32.8151 | 32.9191 | 33.0231 | 33.1271 | 33.2312 | 33.3352 | 33.4392
| GHP012-77546539 | GHP012 | 6.9486 | 6.9848 | 7.021 | 7.0572 | 7.0935 | 7.0937 | 7.0939 | 7.0941 | 7.0943 | 7.0946 | 7.0948 | 7.095 | 7.0952 | 7.0954 | 7.0957 | 7.0959 | 7.0961 | 7.0963 | 7.0965 | 7.0968
| GHP021-130746528 | GHP021 | 10.2125 | 10.2919 | 10.3713 | 10.4506 | 10.53 | 10.5912 | 10.6524 | 10.7136 | 10.7747 | 10.8359 | 10.8971 | 10.9583 | 11.0195 | 11.0807 | 11.1419 | 11.2031 | 11.2642 | 11.3254 | 11.3866 | 11.4478
| GHP021-140732642 | GHP021 | 0.04709 | 0.047392 | 0.047694 | 0.047996 | 0.048298 | 0.048354 | 0.048411 | 0.048468 | 0.048524 | 0.048581 | 0.048637 | 0.048694 | 0.048751 | 0.048807 | 0.048864 | 0.04892 | 0.048977 | 0.049034 | 0.04909 | 0.049147
| GHP021-141034135 | GHP021 | 0.023146 | 0.0233 | 0.023454 | 0.023608 | 0.023762 | 0.023751 | 0.023741 | 0.02373 | 0.023719 | 0.023709 | 0.023698 | 0.023687 | 0.023677 | 0.023666 | 0.023655 | 0.023645 | 0.023634 | 0.023623 | 0.023612 | 0.023602
| GHP021-187048221 | GHP021 | 20.3151 | 20.4474 | 20.5798 | 20.7121 | 20.8444 | 20.839 | 20.8335 | 20.8281 | 20.8226 | 20.8172 | 20.8117 | 20.8063 | 20.8008 | 20.7954 | 20.7899 | 20.7845 | 20.779 | 20.7736 | 20.7681 | 20.7627
| GHP021-190579468 | GHP021 | 7.2513 | 7.3107 | 7.3701 | 7.4294 | 7.4888 | 7.4998 | 7.5109 | 7.5219 | 7.533 | 7.544 | 7.5551 | 7.5661 | 7.5772 | 7.5882 | 7.5993 | 7.6103 | 7.6214 | 7.6324 | 7.6435 | 7.6545
| GHP021-24614163 | GHP021 | 5.269 | 5.2746 | 5.2802 | 5.2857 | 5.2913 | 5.2793 | 5.2673 | 5.2553 | 5.2434 | 5.2314 | 5.2194 | 5.2074 | 5.1954 | 5.1834 | 5.1714 | 5.1594 | 5.1474 | 5.1354 | 5.1234 | 5.1114
| GHP022-141431252 | GHP022 | 0.085461 | 0.086196 | 0.086931 | 0.087666 | 0.088401 | 0.088696 | 0.088992 | 0.089287 | 0.089582 | 0.089878 | 0.090173 | 0.090468 | 0.090764 | 0.091059 | 0.091354 | 0.09165 | 0.091945 | 0.09224 | 0.092536 | 0.092831
| GHP022-141431280 | GHP022 | 0.013485 | 0.013583 | 0.013681 | 0.013778 | 0.013876 | 0.013889 | 0.013902 | 0.013914 | 0.013927 | 0.01394 | 0.013952 | 0.013965 | 0.013978 | 0.01399 | 0.014003 | 0.014016 | 0.014029 | 0.014041 | 0.014054 | 0.014067
| GHP022-188587433 | GHP022 | 10.4682 | 10.5319 | 10.5957 | 10.6594 | 10.7232 | 10.7538 | 10.7844 | 10.8151 | 10.8457 | 10.8763 | 10.9069 | 10.9376 | 10.9682 | 10.9988 | 11.0295 | 11.0601 | 11.0907 | 11.1214 | 11.152 | 11.1826
| GHP022-190579440 | GHP022 | 5.0881 | 5.1261 | 5.164 | 5.202 | 5.2399 | 5.26 | 5.2802 | 5.3003 | 5.3204 | 5.3405 | 5.3607 | 5.3808 | 5.4009 | 5.421 | 5.4412 | 5.4613 | 5.4814 | 5.5016 | 5.5217 | 5.5418
| GHP022-72503462 | GHP022 | 0.17888 | 0.18049 | 0.1821 | 0.1837 | 0.18531 | 0.18592 | 0.18652 | 0.18713 | 0.18773 | 0.18834 | 0.18895 | 0.18955 | 0.19016 | 0.19076 | 0.19137 | 0.19197 | 0.19258 | 0.19319 | 0.19379 | 0.1944
| GL011-15402625 | GL011 | 0 | 0 | 0 | 0 | 0 | 0 | 0 | 0 | 0 | 0 | 0 | 0 | 0 | 0 | 0 | 0 | 0 | 0 | 0 | 0
| GL012-15402649 | GL012 | 0 | 0 | 0 | 0 | 0 | 0 | 0 | 0 | 0 | 0 | 0 | 0 | 0 | 0 | 0 | 0 | 0 | 0 | 0 | 0
| GL013-15402686 | GL013 | 0 | 0 | 0 | 0 | 0 | 0 | 0 | 0 | 0 | 0 | 0 | 0 | 0 | 0 | 0 | 0 | 0 | 0 | 0 | 0
| GL014-15402723 | GL014 | 0 | 0 | 0 | 0 | 0 | 0 | 0 | 0 | 0 | 0 | 0 | 0 | 0 | 0 | 0 | 0 | 0 | 0 | 0 | 0
| GL015-15402771 | GL015 | 0 | 0 | 0 | 0 | 0 | 0 | 0 | 0 | 0 | 0 | 0 | 0 | 0 | 0 | 0 | 0 | 0 | 0 | 0 | 0
| GL021-15402795 | GL021 | 0 | 0 | 0 | 0 | 0 | 0 | 0 | 0 | 0 | 0 | 0 | 0 | 0 | 0 | 0 | 0 | 0 | 0 | 0 | 0
| GL021-24612685 | GL021 | 0 | 0 | 0 | 0 | 0 | 0 | 0 | 0 | 0 | 0 | 0 | 0 | 0 | 0 | 0 | 0 | 0 | 0 | 0 | 0
| GL022-15402832 | GL022 | 0 | 0 | 0 | 0 | 0 | 0 | 0 | 0 | 0 | 0 | 0 | 0 | 0 | 0 | 0 | 0 | 0 | 0 | 0 | 0
| GL022-24612699 | GL022 | 0 | 0 | 0 | 0 | 0 | 0 | 0 | 0 | 0 | 0 | 0 | 0 | 0 | 0 | 0 | 0 | 0 | 0 | 0 | 0
| GL023-15402869 | GL023 | 0 | 0 | 0 | 0 | 0 | 0 | 0 | 0 | 0 | 0 | 0 | 0 | 0 | 0 | 0 | 0 | 0 | 0 | 0 | 0
| GL024-15402919 | GL024 | 0 | 0 | 0 | 0 | 0 | 0 | 0 | 0 | 0 | 0 | 0 | 0 | 0 | 0 | 0 | 0 | 0 | 0 | 0 | 0
| GLE011-15406891 | GLE011 | 0 | 0 | 0 | 0 | 0 | 0 | 0 | 0 | 0 | 0 | 0 | 0 | 0 | 0 | 0 | 0 | 0 | 0 | 0 | 0
| GLE012-15406954 | GLE012 | 0.097214 | 0.0982 | 0.099186 | 0.10017 | 0.10116 | 0.10139 | 0.10163 | 0.10187 | 0.1021 | 0.10234 | 0.10258 | 0.10281 | 0.10305 | 0.10328 | 0.10352 | 0.10376 | 0.10399 | 0.10423 | 0.10447 | 0.1047
| GLE012-77546340 | GLE012 | 0 | 0 | 0 | 0 | 0 | 0 | 0 | 0 | 0 | 0 | 0 | 0 | 0 | 0 | 0 | 0 | 0 | 0 | 0 | 0
| GLE013-15407017 | GLE013 | 100.8882 | 101.6641 | 102.44 | 103.2159 | 103.9918 | 104.0612 | 104.1306 | 104.1999 | 104.2693 | 104.3387 | 104.4081 | 104.4774 | 104.5468 | 104.6162 | 104.6856 | 104.7549 | 104.8243 | 104.8937 | 104.9631 | 105.0324
| GLE021-15407054 | GLE021 | 0 | 0 | 0 | 0 | 0 | 0 | 0 | 0 | 0 | 0 | 0 | 0 | 0 | 0 | 0 | 0 | 0 | 0 | 0 | 0
| GLE023-15407104 | GLE023 | 0 | 0 | 0 | 0 | 0 | 0 | 0 | 0 | 0 | 0 | 0 | 0 | 0 | 0 | 0 | 0 | 0 | 0 | 0 | 0
| GLE024-15407167 | GLE024 | 26.9534 | 26.9705 | 26.9875 | 27.0046 | 27.0216 | 26.9806 | 26.9395 | 26.8984 | 26.8573 | 26.8163 | 26.7752 | 26.7341 | 26.693 | 26.652 | 26.6109 | 26.5698 | 26.5287 | 26.4877 | 26.4466 | 26.4055
| GLE024-24612325 | GLE024 | 3.159 | 3.1649 | 3.1707 | 3.1765 | 3.1824 | 3.1698 | 3.1573 | 3.1448 | 3.1323 | 3.1198 | 3.1073 | 3.0947 | 3.0822 | 3.0697 | 3.0572 | 3.0447 | 3.0322 | 3.0196 | 3.0071 | 2.9946
| GLE031-15407178 | GLE031 | 0 | 0 | 0 | 0 | 0 | 0 | 0 | 0 | 0 | 0 | 0 | 0 | 0 | 0 | 0 | 0 | 0 | 0 | 0 | 0
| GLE031-24612339 | GLE031 | 2.2104 | 2.2148 | 2.2191 | 2.2235 | 2.2278 | 2.2185 | 2.2092 | 2.1999 | 2.1906 | 2.1814 | 2.1721 | 2.1628 | 2.1535 | 2.1442 | 2.1349 | 2.1256 | 2.1163 | 2.1071 | 2.0978 | 2.0885
| GLE032-15407241 | GLE032 | 2.202 | 2.2092 | 2.2165 | 2.2238 | 2.2311 | 2.229 | 2.227 | 2.2249 | 2.2229 | 2.2208 | 2.2188 | 2.2167 | 2.2146 | 2.2126 | 2.2105 | 2.2085 | 2.2064 | 2.2044 | 2.2023 | 2.2003
| GLE032-24612713 | GLE032 | 0 | 0 | 0 | 0 | 0 | 0 | 0 | 0 | 0 | 0 | 0 | 0 | 0 | 0 | 0 | 0 | 0 | 0 | 0 | 0
| GLE033-15407304 | GLE033 | 0 | 0 | 0 | 0 | 0 | 0 | 0 | 0 | 0 | 0 | 0 | 0 | 0 | 0 | 0 | 0 | 0 | 0 | 0 | 0
| GSB011-24597032 | GSB011 | 16.5144 | 16.6367 | 16.7589 | 16.8812 | 17.0034 | 17.1171 | 17.2308 | 17.3445 | 17.4582 | 17.5718 | 17.6855 | 17.7992 | 17.9129 | 18.0266 | 18.1402 | 18.2539 | 18.3676 | 18.4813 | 18.595 | 18.7086
| GSB011-24613746 | GSB011 | 42.2699 | 42.6493 | 43.0287 | 43.4081 | 43.7875 | 44.1582 | 44.5289 | 44.8996 | 45.2703 | 45.641 | 46.0117 | 46.3824 | 46.7531 | 47.1237 | 47.4944 | 47.8651 | 48.2358 | 48.6065 | 48.9772 | 49.3479
| GSB011-74623144 | GSB011 | 14.6589 | 14.7379 | 14.8169 | 14.896 | 14.975 | 15.042 | 15.109 | 15.1759 | 15.2429 | 15.3099 | 15.3769 | 15.4438 | 15.5108 | 15.5778 | 15.6447 | 15.7117 | 15.7787 | 15.8457 | 15.9126 | 15.9796
| GSB011-74623154 | GSB011 | 49.4531 | 49.8845 | 50.3159 | 50.7474 | 51.1788 | 51.617 | 52.0553 | 52.4935 | 52.9317 | 53.37 | 53.8082 | 54.2465 | 54.6847 | 55.123 | 55.5612 | 55.9994 | 56.4377 | 56.8759 | 57.3142 | 57.7524
| GSB012-181419068 | GSB012 | 0 | 0 | 0 | 0 | 0 | 0 | 0 | 0 | 0 | 0 | 0 | 0 | 0 | 0 | 0 | 0 | 0 | 0 | 0 | 0
| GSB012-24607348 | GSB012 | 215.4672 | 216.967 | 218.4668 | 219.9666 | 221.4664 | 221.6852 | 221.9041 | 222.1229 | 222.3417 | 222.5606 | 222.7794 | 222.9983 | 223.2171 | 223.436 | 223.6548 | 223.8737 | 224.0925 | 224.3114 | 224.5302 | 224.749
| GSB012-24607362 | GSB012 | 2.5537 | 2.5762 | 2.5988 | 2.6213 | 2.6438 | 2.6433 | 2.6427 | 2.6421 | 2.6416 | 2.641 | 2.6404 | 2.6399 | 2.6393 | 2.6387 | 2.6382 | 2.6376 | 2.637 | 2.6365 | 2.6359 | 2.6353
| GSB012-72499030 | GSB012 | 0.062535 | 0.06311 | 0.063685 | 0.06426 | 0.064835 | 0.065088 | 0.065341 | 0.065593 | 0.065846 | 0.066099 | 0.066351 | 0.066604 | 0.066857 | 0.067109 | 0.067362 | 0.067615 | 0.067867 | 0.06812 | 0.068372 | 0.068625
| GSB012-72499395 | GSB012 | 0.14122 | 0.1425 | 0.14378 | 0.14506 | 0.14634 | 0.1463 | 0.14627 | 0.14624 | 0.1462 | 0.14617 | 0.14613 | 0.1461 | 0.14607 | 0.14603 | 0.146 | 0.14597 | 0.14593 | 0.1459 | 0.14586 | 0.14583
| GSB012-74623277 | GSB012 | 101.9962 | 102.6794 | 103.3626 | 104.0457 | 104.7289 | 105.0405 | 105.3521 | 105.6638 | 105.9754 | 106.2871 | 106.5987 | 106.9104 | 107.222 | 107.5336 | 107.8453 | 108.1569 | 108.4686 | 108.7802 | 109.0919 | 109.4035
| GSB012-77736949 | GSB012 | 0.33165 | 0.33424 | 0.33682 | 0.33941 | 0.342 | 0.34465 | 0.3473 | 0.34995 | 0.3526 | 0.35525 | 0.3579 | 0.36055 | 0.3632 | 0.36586 | 0.36851 | 0.37116 | 0.37381 | 0.37646 | 0.37911 | 0.38176
| GSB012-85320967 | GSB012 | 0.0012194 | 0.0012327 | 0.001246 | 0.0012594 | 0.0012727 | 0.0012775 | 0.0012824 | 0.0012872 | 0.001292 | 0.0012969 | 0.0013017 | 0.0013065 | 0.0013114 | 0.0013162 | 0.001321 | 0.0013259 | 0.0013307 | 0.0013355 | 0.0013403 | 0.0013452
| GSB013-74623435 | GSB013 | 192.0134 | 193.3737 | 194.734 | 196.0943 | 197.4546 | 198.0889 | 198.7231 | 199.3574 | 199.9917 | 200.626 | 201.2603 | 201.8946 | 202.5289 | 203.1631 | 203.7974 | 204.4317 | 205.066 | 205.7003 | 206.3346 | 206.9688
| GSB014-163179564 | GSB014 | 0.0038196 | 0.0038622 | 0.0039049 | 0.0039476 | 0.0039902 | 0.0040148 | 0.0040393 | 0.0040638 | 0.0040884 | 0.0041129 | 0.0041374 | 0.004162 | 0.0041865 | 0.004211 | 0.0042356 | 0.0042601 | 0.0042846 | 0.0043091 | 0.0043337 | 0.0043582
| GSB014-194965507 | GSB014 | 71.116 | 71.6541 | 72.1922 | 72.7303 | 73.2684 | 73.8213 | 74.3742 | 74.9271 | 75.48 | 76.0329 | 76.5858 | 77.1387 | 77.6915 | 78.2444 | 78.7973 | 79.3502 | 79.9031 | 80.456 | 81.0089 | 81.5618
| GSB014-194965541 | GSB014 | 41.1881 | 41.4392 | 41.6904 | 41.9416 | 42.1927 | 42.3956 | 42.5984 | 42.8012 | 43.004 | 43.2068 | 43.4097 | 43.6125 | 43.8153 | 44.0181 | 44.2209 | 44.4238 | 44.6266 | 44.8294 | 45.0322 | 45.235
| GSB014-194965599 | GSB014 | 18.7011 | 18.8541 | 19.0071 | 19.1601 | 19.3131 | 19.4706 | 19.628 | 19.7854 | 19.9429 | 20.1003 | 20.2577 | 20.4152 | 20.5726 | 20.73 | 20.8875 | 21.0449 | 21.2023 | 21.3597 | 21.5172 | 21.6746
| GSB014-73768594 | GSB014 | 0.21609 | 0.21843 | 0.22077 | 0.22312 | 0.22546 | 0.22671 | 0.22795 | 0.2292 | 0.23045 | 0.2317 | 0.23295 | 0.2342 | 0.23545 | 0.23669 | 0.23794 | 0.23919 | 0.24044 | 0.24169 | 0.24294 | 0.24419
| GSB014-74623507 | GSB014 | 24.1771 | 24.329 | 24.4809 | 24.6329 | 24.7848 | 24.902 | 25.0192 | 25.1365 | 25.2537 | 25.3709 | 25.4881 | 25.6054 | 25.7226 | 25.8398 | 25.957 | 26.0742 | 26.1915 | 26.3087 | 26.4259 | 26.5431
| HSM001-108341890 | HSM001 | 0.31045 | 0.31252 | 0.31458 | 0.31665 | 0.31871 | 0.31896 | 0.31922 | 0.31947 | 0.31972 | 0.31998 | 0.32023 | 0.32048 | 0.32074 | 0.32099 | 0.32124 | 0.3215 | 0.32175 | 0.322 | 0.32226 | 0.32251
| HSM001-15416529 | HSM001 | 0 | 0 | 0 | 0 | 0 | 0 | 0 | 0 | 0 | 0 | 0 | 0 | 0 | 0 | 0 | 0 | 0 | 0 | 0 | 0
| HSM001-15416542 | HSM001 | 21.2253 | 21.2718 | 21.3182 | 21.3647 | 21.4112 | 21.3833 | 21.3554 | 21.3275 | 21.2996 | 21.2717 | 21.2438 | 21.2158 | 21.1879 | 21.16 | 21.1321 | 21.1042 | 21.0763 | 21.0484 | 21.0205 | 20.9926
| HSM001-157535060 | HSM001 | 0.18575 | 0.18757 | 0.1894 | 0.19122 | 0.19305 | 0.19327 | 0.1935 | 0.19373 | 0.19396 | 0.19419 | 0.19442 | 0.19465 | 0.19488 | 0.19511 | 0.19533 | 0.19556 | 0.19579 | 0.19602 | 0.19625 | 0.19648
| HSM001-157535228 | HSM001 | 0.21744 | 0.21922 | 0.221 | 0.22278 | 0.22457 | 0.22511 | 0.22566 | 0.2262 | 0.22675 | 0.22729 | 0.22784 | 0.22838 | 0.22893 | 0.22948 | 0.23002 | 0.23057 | 0.23111 | 0.23166 | 0.2322 | 0.23275
| HSM001-157577413 | HSM001 | 0.13277 | 0.13377 | 0.13476 | 0.13576 | 0.13675 | 0.13699 | 0.13723 | 0.13747 | 0.13771 | 0.13795 | 0.13819 | 0.13843 | 0.13867 | 0.1389 | 0.13914 | 0.13938 | 0.13962 | 0.13986 | 0.1401 | 0.14034
| HSM001-157577658 | HSM001 | 0.17247 | 0.1737 | 0.17492 | 0.17615 | 0.17738 | 0.17738 | 0.17739 | 0.17739 | 0.17739 | 0.17739 | 0.1774 | 0.1774 | 0.1774 | 0.17741 | 0.17741 | 0.17741 | 0.17741 | 0.17742 | 0.17742 | 0.17742
| HSM001-157598665 | HSM001 | 0.037278 | 0.037648 | 0.038018 | 0.038388 | 0.038758 | 0.038793 | 0.038827 | 0.038862 | 0.038896 | 0.03893 | 0.038965 | 0.038999 | 0.039034 | 0.039068 | 0.039102 | 0.039137 | 0.039171 | 0.039206 | 0.03924 | 0.039275
| HSM001-157598865 | HSM001 | 0.054295 | 0.054859 | 0.055424 | 0.055989 | 0.056554 | 0.056535 | 0.056516 | 0.056497 | 0.056478 | 0.056459 | 0.05644 | 0.056421 | 0.056402 | 0.056382 | 0.056363 | 0.056344 | 0.056325 | 0.056306 | 0.056287 | 0.056268
| HSM001-157598965 | HSM001 | 0.13598 | 0.13725 | 0.13851 | 0.13978 | 0.14104 | 0.14119 | 0.14134 | 0.14149 | 0.14163 | 0.14178 | 0.14193 | 0.14207 | 0.14222 | 0.14237 | 0.14251 | 0.14266 | 0.14281 | 0.14295 | 0.1431 | 0.14325
| HSM001-163581806 | HSM001 | 0.0036009 | 0.0036321 | 0.0036632 | 0.0036943 | 0.0037255 | 0.003736 | 0.0037464 | 0.0037569 | 0.0037673 | 0.0037778 | 0.0037883 | 0.0037987 | 0.0038092 | 0.0038196 | 0.0038301 | 0.0038406 | 0.003851 | 0.0038615 | 0.0038719 | 0.0038824
| HSM001-163582048 | HSM001 | 0.011908 | 0.012011 | 0.012115 | 0.012219 | 0.012322 | 0.012341 | 0.012359 | 0.012377 | 0.012396 | 0.012414 | 0.012432 | 0.01245 | 0.012469 | 0.012487 | 0.012505 | 0.012524 | 0.012542 | 0.01256 | 0.012579 | 0.012597
| HSM001-167869770 | HSM001 | 0.049673 | 0.050014 | 0.050354 | 0.050695 | 0.051035 | 0.051204 | 0.051373 | 0.051543 | 0.051712 | 0.051881 | 0.05205 | 0.052219 | 0.052388 | 0.052557 | 0.052726 | 0.052895 | 0.053064 | 0.053234 | 0.053403 | 0.053572
| HSM001-167869862 | HSM001 | 0.098679 | 0.099477 | 0.10028 | 0.10108 | 0.10187 | 0.1019 | 0.10193 | 0.10196 | 0.10199 | 0.10202 | 0.10205 | 0.10208 | 0.10211 | 0.10214 | 0.10217 | 0.1022 | 0.10223 | 0.10226 | 0.10229 | 0.10232
| HSM001-192496053 | HSM001 | 0 | 0 | 0 | 0 | 0 | 0 | 0 | 0 | 0 | 0 | 0 | 0 | 0 | 0 | 0 | 0 | 0 | 0 | 0 | 0
| HSM001-24613473 | HSM001 | 6.4463 | 6.5044 | 6.5625 | 6.6206 | 6.6786 | 6.6806 | 6.6826 | 6.6846 | 6.6866 | 6.6886 | 6.6906 | 6.6926 | 6.6946 | 6.6966 | 6.6986 | 6.7006 | 6.7026 | 6.7046 | 6.7066 | 6.7086
| HSM001-41021978 | HSM001 | 11.0669 | 11.1603 | 11.2538 | 11.3472 | 11.4407 | 11.4484 | 11.4562 | 11.4639 | 11.4717 | 11.4794 | 11.4872 | 11.4949 | 11.5027 | 11.5104 | 11.5182 | 11.5259 | 11.5337 | 11.5414 | 11.5492 | 11.5569
| HSM002-15416605 | HSM002 | 0 | 0 | 0 | 0 | 0 | 0 | 0 | 0 | 0 | 0 | 0 | 0 | 0 | 0 | 0 | 0 | 0 | 0 | 0 | 0
| HSM002-15416618 | HSM002 | 48.9981 | 49.2854 | 49.5728 | 49.8602 | 50.1475 | 50.0862 | 50.0249 | 49.9635 | 49.9022 | 49.8408 | 49.7795 | 49.7182 | 49.6568 | 49.5955 | 49.5341 | 49.4728 | 49.4115 | 49.3501 | 49.2888 | 49.2274
| HSM002-155422817 | HSM002 | 0.06223 | 0.06256 | 0.062889 | 0.063219 | 0.063548 | 0.063182 | 0.062816 | 0.06245 | 0.062084 | 0.061719 | 0.061353 | 0.060987 | 0.060621 | 0.060255 | 0.059889 | 0.059523 | 0.059157 | 0.058791 | 0.058425 | 0.058059
| HSM002-157400246 | HSM002 | 0.0066118 | 0.0066567 | 0.0067015 | 0.0067464 | 0.0067912 | 0.006791 | 0.0067908 | 0.0067906 | 0.0067904 | 0.0067902 | 0.00679 | 0.0067898 | 0.0067896 | 0.0067894 | 0.0067892 | 0.006789 | 0.0067888 | 0.0067886 | 0.0067884 | 0.0067882
| HSM002-157400607 | HSM002 | 0.0073592 | 0.0073953 | 0.0074314 | 0.0074674 | 0.0075035 | 0.0074948 | 0.0074861 | 0.0074775 | 0.0074688 | 0.0074601 | 0.0074515 | 0.0074428 | 0.0074341 | 0.0074255 | 0.0074168 | 0.0074081 | 0.0073995 | 0.0073908 | 0.0073821 | 0.0073735
| HSM002-157400755 | HSM002 | 0.083523 | 0.084154 | 0.084785 | 0.085416 | 0.086047 | 0.085929 | 0.085812 | 0.085694 | 0.085577 | 0.085459 | 0.085342 | 0.085224 | 0.085107 | 0.084989 | 0.084872 | 0.084754 | 0.084637 | 0.084519 | 0.084402 | 0.084284
| HSM002-157998943 | HSM002 | 0.0045916 | 0.004615 | 0.0046383 | 0.0046617 | 0.0046851 | 0.0046599 | 0.0046346 | 0.0046094 | 0.0045841 | 0.0045589 | 0.0045336 | 0.0045084 | 0.0044831 | 0.0044578 | 0.0044326 | 0.0044073 | 0.0043821 | 0.0043568 | 0.0043316 | 0.0043063
| HSM002-157999372 | HSM002 | 0.025115 | 0.025264 | 0.025414 | 0.025563 | 0.025713 | 0.025652 | 0.025591 | 0.02553 | 0.025469 | 0.025408 | 0.025347 | 0.025286 | 0.025225 | 0.025165 | 0.025104 | 0.025043 | 0.024982 | 0.024921 | 0.02486 | 0.024799
| HSM002-157999534 | HSM002 | 0.002863 | 0.00288 | 0.0028971 | 0.0029141 | 0.0029311 | 0.0029279 | 0.0029247 | 0.0029214 | 0.0029182 | 0.002915 | 0.0029117 | 0.0029085 | 0.0029053 | 0.0029021 | 0.0028988 | 0.0028956 | 0.0028924 | 0.0028891 | 0.0028859 | 0.0028827
| HSM002-158058496 | HSM002 | 0.0010209 | 0.0010233 | 0.0010257 | 0.001028 | 0.0010304 | 0.0010276 | 0.0010249 | 0.0010221 | 0.0010194 | 0.0010166 | 0.0010138 | 0.0010111 | 0.0010083 | 0.0010056 | 0.0010028 | 0.001 | 0.00099728 | 0.00099452 | 0.00099176 | 0.000989
| HSM002-158058597 | HSM002 | 0.0079667 | 0.0080069 | 0.0080471 | 0.0080873 | 0.0081275 | 0.0081079 | 0.0080882 | 0.0080685 | 0.0080489 | 0.0080292 | 0.0080095 | 0.0079898 | 0.0079702 | 0.0079505 | 0.0079308 | 0.0079111 | 0.0078915 | 0.0078718 | 0.0078521 | 0.0078324
| HSM002-158110114 | HSM002 | 0.025669 | 0.025805 | 0.02594 | 0.026076 | 0.026212 | 0.026094 | 0.025976 | 0.025858 | 0.02574 | 0.025622 | 0.025504 | 0.025386 | 0.025268 | 0.02515 | 0.025032 | 0.024914 | 0.024796 | 0.024677 | 0.024559 | 0.024441
| HSM002-158110202 | HSM002 | 0.0023122 | 0.002324 | 0.0023358 | 0.0023477 | 0.0023595 | 0.0023478 | 0.0023361 | 0.0023245 | 0.0023128 | 0.0023011 | 0.0022894 | 0.0022777 | 0.0022661 | 0.0022544 | 0.0022427 | 0.002231 | 0.0022194 | 0.0022077 | 0.002196 | 0.0021843
| HSM002-158110374 | HSM002 | 0.010632 | 0.010689 | 0.010745 | 0.010801 | 0.010858 | 0.010801 | 0.010743 | 0.010686 | 0.010629 | 0.010572 | 0.010515 | 0.010457 | 0.0104 | 0.010343 | 0.010286 | 0.010229 | 0.010171 | 0.010114 | 0.010057 | 0.0099999
| HSM002-158110591 | HSM002 | 0.0048068 | 0.0048342 | 0.0048616 | 0.004889 | 0.0049163 | 0.0048899 | 0.0048635 | 0.0048371 | 0.0048107 | 0.0047843 | 0.0047578 | 0.0047314 | 0.004705 | 0.0046786 | 0.0046522 | 0.0046257 | 0.0045993 | 0.0045729 | 0.0045465 | 0.0045201
| HSM002-158110691 | HSM002 | 0.17495 | 0.17591 | 0.17687 | 0.17784 | 0.1788 | 0.17881 | 0.17883 | 0.17884 | 0.17886 | 0.17887 | 0.17889 | 0.1789 | 0.17892 | 0.17893 | 0.17895 | 0.17896 | 0.17897 | 0.17899 | 0.179 | 0.17902
| HSM002-158126654 | HSM002 | 0.035665 | 0.035916 | 0.036167 | 0.036418 | 0.036669 | 0.036671 | 0.036672 | 0.036674 | 0.036675 | 0.036677 | 0.036678 | 0.03668 | 0.036681 | 0.036682 | 0.036684 | 0.036685 | 0.036687 | 0.036688 | 0.03669 | 0.036691
| HSM002-158165458 | HSM002 | 0.63914 | 0.64201 | 0.64488 | 0.64775 | 0.65062 | 0.65007 | 0.64952 | 0.64897 | 0.64843 | 0.64788 | 0.64733 | 0.64678 | 0.64623 | 0.64568 | 0.64513 | 0.64459 | 0.64404 | 0.64349 | 0.64294 | 0.64239
| HSM002-158165593 | HSM002 | 0.00014512 | 0.00014608 | 0.00014704 | 0.000148 | 0.00014896 | 0.00014896 | 0.00014896 | 0.00014896 | 0.00014896 | 0.00014896 | 0.00014896 | 0.00014896 | 0.00014896 | 0.00014896 | 0.00014896 | 0.00014896 | 0.00014896 | 0.00014896 | 0.00014896 | 0.00014896
| HSM002-163503065 | HSM002 | 0.0044879 | 0.0045136 | 0.0045392 | 0.0045649 | 0.0045906 | 0.0045722 | 0.0045538 | 0.0045354 | 0.004517 | 0.0044986 | 0.0044802 | 0.0044618 | 0.0044435 | 0.0044251 | 0.0044067 | 0.0043883 | 0.0043699 | 0.0043515 | 0.0043331 | 0.0043147
| HSM002-163560034 | HSM002 | 0.27182 | 0.27324 | 0.27465 | 0.27607 | 0.27748 | 0.27606 | 0.27464 | 0.27323 | 0.27181 | 0.27039 | 0.26897 | 0.26755 | 0.26614 | 0.26472 | 0.2633 | 0.26188 | 0.26046 | 0.25905 | 0.25763 | 0.25621
| HSM002-24600694 | HSM002 | 9.2604 | 9.3085 | 9.3566 | 9.4047 | 9.4528 | 9.4295 | 9.4063 | 9.3831 | 9.3598 | 9.3366 | 9.3134 | 9.2901 | 9.2669 | 9.2437 | 9.2204 | 9.1972 | 9.1739 | 9.1507 | 9.1275 | 9.1042
| HSM002-24601420 | HSM002 | 17.6816 | 17.7643 | 17.8471 | 17.9298 | 18.0125 | 17.994 | 17.9754 | 17.9568 | 17.9382 | 17.9197 | 17.9011 | 17.8825 | 17.8639 | 17.8454 | 17.8268 | 17.8082 | 17.7896 | 17.771 | 17.7525 | 17.7339
| HSM003-15416492 | HSM003 | 41.2835 | 41.6346 | 41.9858 | 42.337 | 42.6882 | 42.7631 | 42.838 | 42.9129 | 42.9878 | 43.0626 | 43.1375 | 43.2124 | 43.2873 | 43.3622 | 43.4371 | 43.512 | 43.5868 | 43.6617 | 43.7366 | 43.8115
| HSM003-160653285 | HSM003 | 0.19408 | 0.19591 | 0.19774 | 0.19957 | 0.2014 | 0.20082 | 0.20023 | 0.19965 | 0.19906 | 0.19847 | 0.19789 | 0.1973 | 0.19671 | 0.19613 | 0.19554 | 0.19496 | 0.19437 | 0.19378 | 0.1932 | 0.19261
| HSM003-160653643 | HSM003 | 0.10268 | 0.10364 | 0.1046 | 0.10555 | 0.10651 | 0.10626 | 0.10602 | 0.10577 | 0.10552 | 0.10528 | 0.10503 | 0.10478 | 0.10454 | 0.10429 | 0.10404 | 0.1038 | 0.10355 | 0.1033 | 0.10306 | 0.10281
| HSM003-160677450 | HSM003 | 0.1715 | 0.17325 | 0.17501 | 0.17676 | 0.17851 | 0.17787 | 0.17723 | 0.17659 | 0.17595 | 0.17531 | 0.17467 | 0.17403 | 0.17339 | 0.17275 | 0.17211 | 0.17147 | 0.17083 | 0.17019 | 0.16955 | 0.16891
| HSM003-160677580 | HSM003 | 0.074835 | 0.075761 | 0.076687 | 0.077613 | 0.078538 | 0.078349 | 0.07816 | 0.077971 | 0.077782 | 0.077593 | 0.077404 | 0.077215 | 0.077026 | 0.076836 | 0.076647 | 0.076458 | 0.076269 | 0.07608 | 0.075891 | 0.075702
| HSM003-160677831 | HSM003 | 0.1195 | 0.12069 | 0.12187 | 0.12306 | 0.12425 | 0.12432 | 0.1244 | 0.12447 | 0.12455 | 0.12463 | 0.1247 | 0.12478 | 0.12486 | 0.12493 | 0.12501 | 0.12509 | 0.12516 | 0.12524 | 0.12532 | 0.12539
| HSM003-160683184 | HSM003 | 0.10618 | 0.10733 | 0.10848 | 0.10963 | 0.11078 | 0.11034 | 0.1099 | 0.10946 | 0.10902 | 0.10858 | 0.10814 | 0.10771 | 0.10727 | 0.10683 | 0.10639 | 0.10595 | 0.10551 | 0.10508 | 0.10464 | 0.1042
| HSM003-160683337 | HSM003 | 0.11561 | 0.1167 | 0.11779 | 0.11888 | 0.11998 | 0.11975 | 0.11953 | 0.11931 | 0.11908 | 0.11886 | 0.11864 | 0.11841 | 0.11819 | 0.11797 | 0.11774 | 0.11752 | 0.1173 | 0.11707 | 0.11685 | 0.11663
| HSM003-160683747 | HSM003 | 0.17274 | 0.17464 | 0.17654 | 0.17845 | 0.18035 | 0.17981 | 0.17926 | 0.17872 | 0.17818 | 0.17764 | 0.1771 | 0.17655 | 0.17601 | 0.17547 | 0.17493 | 0.17439 | 0.17384 | 0.1733 | 0.17276 | 0.17222
| HSM003-160720939 | HSM003 | 0.22693 | 0.22888 | 0.23084 | 0.23279 | 0.23475 | 0.23423 | 0.23372 | 0.2332 | 0.23268 | 0.23217 | 0.23165 | 0.23114 | 0.23062 | 0.2301 | 0.22959 | 0.22907 | 0.22855 | 0.22804 | 0.22752 | 0.22701
| HSM003-160721106 | HSM003 | 0.10868 | 0.10976 | 0.11084 | 0.11192 | 0.113 | 0.11264 | 0.11227 | 0.1119 | 0.11153 | 0.11116 | 0.11079 | 0.11042 | 0.11005 | 0.10968 | 0.10931 | 0.10894 | 0.10857 | 0.1082 | 0.10783 | 0.10746
| HSM003-160828901 | HSM003 | 0.033292 | 0.03368 | 0.034069 | 0.034457 | 0.034845 | 0.034772 | 0.0347 | 0.034627 | 0.034554 | 0.034481 | 0.034409 | 0.034336 | 0.034263 | 0.034191 | 0.034118 | 0.034045 | 0.033972 | 0.0339 | 0.033827 | 0.033754
| HSM003-160875785 | HSM003 | 0.097049 | 0.097828 | 0.098607 | 0.099387 | 0.10017 | 0.10016 | 0.10015 | 0.10014 | 0.10013 | 0.10012 | 0.10011 | 0.10009 | 0.10008 | 0.10007 | 0.10006 | 0.10005 | 0.10004 | 0.10003 | 0.10002 | 0.10001
| HSM003-160931238 | HSM003 | 0.16934 | 0.17118 | 0.17302 | 0.17486 | 0.17671 | 0.17605 | 0.17539 | 0.17474 | 0.17408 | 0.17342 | 0.17276 | 0.17211 | 0.17145 | 0.17079 | 0.17013 | 0.16948 | 0.16882 | 0.16816 | 0.16751 | 0.16685
| HSM003-161008360 | HSM003 | 0.1509 | 0.15229 | 0.15367 | 0.15506 | 0.15645 | 0.1563 | 0.15615 | 0.156 | 0.15585 | 0.1557 | 0.15555 | 0.1554 | 0.15525 | 0.1551 | 0.15495 | 0.1548 | 0.15465 | 0.1545 | 0.15435 | 0.1542
| HSM003-161008735 | HSM003 | 0.069161 | 0.07002 | 0.07088 | 0.07174 | 0.0726 | 0.072426 | 0.072253 | 0.07208 | 0.071907 | 0.071734 | 0.071561 | 0.071388 | 0.071215 | 0.071041 | 0.070868 | 0.070695 | 0.070522 | 0.070349 | 0.070176 | 0.070003
| HSM003-161094121 | HSM003 | 3.1274e-05 | 3.163e-05 | 3.1987e-05 | 3.2343e-05 | 3.27e-05 | 3.261e-05 | 3.252e-05 | 3.243e-05 | 3.234e-05 | 3.225e-05 | 3.216e-05 | 3.207e-05 | 3.198e-05 | 3.189e-05 | 3.18e-05 | 3.171e-05 | 3.162e-05 | 3.153e-05 | 3.144e-05 | 3.135e-05
| HSM003-161094233 | HSM003 | 0.017985 | 0.01817 | 0.018355 | 0.018539 | 0.018724 | 0.018663 | 0.018602 | 0.018541 | 0.018479 | 0.018418 | 0.018357 | 0.018296 | 0.018235 | 0.018173 | 0.018112 | 0.018051 | 0.01799 | 0.017929 | 0.017867 | 0.017806
| HSM003-163378469 | HSM003 | 0.12136 | 0.12282 | 0.12429 | 0.12575 | 0.12721 | 0.12694 | 0.12668 | 0.12641 | 0.12615 | 0.12588 | 0.12562 | 0.12536 | 0.12509 | 0.12483 | 0.12456 | 0.1243 | 0.12403 | 0.12377 | 0.1235 | 0.12324
| HSM003-163378579 | HSM003 | 0.064971 | 0.065665 | 0.066359 | 0.067053 | 0.067747 | 0.067641 | 0.067534 | 0.067427 | 0.06732 | 0.067214 | 0.067107 | 0.067 | 0.066894 | 0.066787 | 0.06668 | 0.066573 | 0.066467 | 0.06636 | 0.066253 | 0.066146
| HSM003-164469812 | HSM003 | 0.0073203 | 0.007399 | 0.0074777 | 0.0075564 | 0.0076352 | 0.0076139 | 0.0075927 | 0.0075715 | 0.0075503 | 0.0075291 | 0.0075079 | 0.0074867 | 0.0074655 | 0.0074443 | 0.0074231 | 0.0074019 | 0.0073806 | 0.0073594 | 0.0073382 | 0.007317
| HSM003-164470113 | HSM003 | 0.0051342 | 0.0051881 | 0.005242 | 0.0052958 | 0.0053497 | 0.0053294 | 0.0053091 | 0.0052888 | 0.0052685 | 0.0052482 | 0.0052279 | 0.0052076 | 0.0051873 | 0.005167 | 0.0051467 | 0.0051264 | 0.0051061 | 0.0050858 | 0.0050655 | 0.0050451
| HSM003-24600316 | HSM003 | 4.7606 | 4.8023 | 4.844 | 4.8857 | 4.9273 | 4.9211 | 4.9148 | 4.9085 | 4.9022 | 4.896 | 4.8897 | 4.8834 | 4.8772 | 4.8709 | 4.8646 | 4.8583 | 4.8521 | 4.8458 | 4.8395 | 4.8332
| HSM003-24601084 | HSM003 | 22.2997 | 22.4692 | 22.6387 | 22.8082 | 22.9777 | 22.901 | 22.8244 | 22.7477 | 22.6711 | 22.5944 | 22.5178 | 22.4411 | 22.3644 | 22.2878 | 22.2111 | 22.1345 | 22.0578 | 21.9812 | 21.9045 | 21.8279
| HSM003-24601658 | HSM003 | 0.67565 | 0.68212 | 0.68859 | 0.69506 | 0.70154 | 0.69905 | 0.69656 | 0.69407 | 0.69159 | 0.6891 | 0.68661 | 0.68413 | 0.68164 | 0.67915 | 0.67667 | 0.67418 | 0.67169 | 0.66921 | 0.66672 | 0.66423
| HSM003-24601840 | HSM003 | 4.0773 | 4.1085 | 4.1398 | 4.1711 | 4.2023 | 4.1866 | 4.1709 | 4.1551 | 4.1394 | 4.1236 | 4.1079 | 4.0921 | 4.0764 | 4.0606 | 4.0449 | 4.0291 | 4.0134 | 3.9976 | 3.9819 | 3.9661
| HSM004-15416655 | HSM004 | 71.0275 | 71.5909 | 72.1543 | 72.7178 | 73.2812 | 73.1893 | 73.0974 | 73.0054 | 72.9135 | 72.8215 | 72.7296 | 72.6377 | 72.5457 | 72.4538 | 72.3619 | 72.2699 | 72.178 | 72.0861 | 71.9941 | 71.9022
| HSM004-155422230 | HSM004 | 0.0078584 | 0.0079034 | 0.0079483 | 0.0079932 | 0.0080382 | 0.0079912 | 0.0079442 | 0.0078971 | 0.0078501 | 0.0078031 | 0.0077561 | 0.0077091 | 0.0076621 | 0.007615 | 0.007568 | 0.007521 | 0.007474 | 0.007427 | 0.00738 | 0.007333
| HSM004-159429141 | HSM004 | 0.096835 | 0.097572 | 0.098308 | 0.099045 | 0.099782 | 0.09991 | 0.10004 | 0.10017 | 0.10029 | 0.10042 | 0.10055 | 0.10068 | 0.10081 | 0.10094 | 0.10106 | 0.10119 | 0.10132 | 0.10145 | 0.10158 | 0.1017
| HSM004-159429252 | HSM004 | 0.12528 | 0.12594 | 0.1266 | 0.12726 | 0.12791 | 0.1274 | 0.1269 | 0.12639 | 0.12588 | 0.12537 | 0.12487 | 0.12436 | 0.12385 | 0.12334 | 0.12283 | 0.12233 | 0.12182 | 0.12131 | 0.1208 | 0.1203
| HSM004-159452345 | HSM004 | 0.22264 | 0.22403 | 0.22542 | 0.22682 | 0.22821 | 0.22805 | 0.22789 | 0.22773 | 0.22757 | 0.2274 | 0.22724 | 0.22708 | 0.22692 | 0.22676 | 0.2266 | 0.22644 | 0.22627 | 0.22611 | 0.22595 | 0.22579
| HSM004-159452484 | HSM004 | 0.0089201 | 0.0089901 | 0.0090601 | 0.0091301 | 0.0092001 | 0.0092042 | 0.0092082 | 0.0092123 | 0.0092164 | 0.0092205 | 0.0092246 | 0.0092287 | 0.0092328 | 0.0092369 | 0.009241 | 0.009245 | 0.0092491 | 0.0092532 | 0.0092573 | 0.0092614
| HSM004-159452607 | HSM004 | 0.027067 | 0.02716 | 0.027252 | 0.027345 | 0.027438 | 0.027327 | 0.027216 | 0.027105 | 0.026994 | 0.026882 | 0.026771 | 0.02666 | 0.026549 | 0.026438 | 0.026327 | 0.026216 | 0.026105 | 0.025994 | 0.025883 | 0.025772
| HSM004-159452714 | HSM004 | 0.0066399 | 0.0066812 | 0.0067226 | 0.0067639 | 0.0068053 | 0.006812 | 0.0068188 | 0.0068256 | 0.0068323 | 0.0068391 | 0.0068458 | 0.0068526 | 0.0068593 | 0.0068661 | 0.0068729 | 0.0068796 | 0.0068864 | 0.0068931 | 0.0068999 | 0.0069067
| HSM004-160294257 | HSM004 | 0.36802 | 0.37019 | 0.37236 | 0.37453 | 0.3767 | 0.37672 | 0.37674 | 0.37675 | 0.37677 | 0.37679 | 0.37681 | 0.37682 | 0.37684 | 0.37686 | 0.37687 | 0.37689 | 0.37691 | 0.37692 | 0.37694 | 0.37696
| HSM004-160411068 | HSM004 | 0.062204 | 0.06259 | 0.062976 | 0.063362 | 0.063748 | 0.063743 | 0.063739 | 0.063735 | 0.063731 | 0.063726 | 0.063722 | 0.063718 | 0.063714 | 0.06371 | 0.063705 | 0.063701 | 0.063697 | 0.063693 | 0.063688 | 0.063684
| HSM004-160411194 | HSM004 | 0.074037 | 0.074633 | 0.07523 | 0.075827 | 0.076424 | 0.075798 | 0.075173 | 0.074548 | 0.073922 | 0.073297 | 0.072672 | 0.072046 | 0.071421 | 0.070796 | 0.07017 | 0.069545 | 0.06892 | 0.068294 | 0.067669 | 0.067044
| HSM004-160424470 | HSM004 | 0.59478 | 0.59843 | 0.60208 | 0.60572 | 0.60937 | 0.60946 | 0.60955 | 0.60964 | 0.60972 | 0.60981 | 0.6099 | 0.60999 | 0.61008 | 0.61017 | 0.61026 | 0.61035 | 0.61043 | 0.61052 | 0.61061 | 0.6107
| HSM004-160437576 | HSM004 | 0.057415 | 0.057822 | 0.058229 | 0.058635 | 0.059042 | 0.058731 | 0.05842 | 0.058109 | 0.057798 | 0.057487 | 0.057176 | 0.056865 | 0.056554 | 0.056243 | 0.055932 | 0.055621 | 0.05531 | 0.054999 | 0.054688 | 0.054377
| HSM004-160437658 | HSM004 | 0.11257 | 0.11324 | 0.11392 | 0.1146 | 0.11528 | 0.11467 | 0.11407 | 0.11347 | 0.11286 | 0.11226 | 0.11166 | 0.11105 | 0.11045 | 0.10985 | 0.10924 | 0.10864 | 0.10804 | 0.10743 | 0.10683 | 0.10623
| HSM004-160438050 | HSM004 | 0.39154 | 0.39436 | 0.39717 | 0.39999 | 0.40281 | 0.40326 | 0.4037 | 0.40415 | 0.4046 | 0.40505 | 0.4055 | 0.40594 | 0.40639 | 0.40684 | 0.40729 | 0.40774 | 0.40818 | 0.40863 | 0.40908 | 0.40953
| HSM004-160438389 | HSM004 | 0.13854 | 0.13943 | 0.14033 | 0.14122 | 0.14212 | 0.14155 | 0.14098 | 0.14041 | 0.13984 | 0.13928 | 0.13871 | 0.13814 | 0.13757 | 0.137 | 0.13644 | 0.13587 | 0.1353 | 0.13473 | 0.13416 | 0.1336
| HSM004-160438554 | HSM004 | 0.19436 | 0.19551 | 0.19666 | 0.19781 | 0.19896 | 0.19765 | 0.19635 | 0.19505 | 0.19375 | 0.19245 | 0.19114 | 0.18984 | 0.18854 | 0.18724 | 0.18594 | 0.18464 | 0.18333 | 0.18203 | 0.18073 | 0.17943
| HSM004-160438797 | HSM004 | 0.00037173 | 0.00037419 | 0.00037666 | 0.00037913 | 0.0003816 | 0.0003792 | 0.0003768 | 0.0003744 | 0.000372 | 0.0003696 | 0.0003672 | 0.0003648 | 0.0003624 | 0.00036 | 0.0003576 | 0.0003552 | 0.0003528 | 0.0003504 | 0.000348 | 0.0003456
| HSM004-160439137 | HSM004 | 0.00047096 | 0.00047404 | 0.00047713 | 0.00048021 | 0.0004833 | 0.00048208 | 0.00048087 | 0.00047966 | 0.00047844 | 0.00047723 | 0.00047601 | 0.0004748 | 0.00047358 | 0.00047236 | 0.00047115 | 0.00046993 | 0.00046872 | 0.00046751 | 0.00046629 | 0.00046508
| HSM004-163582339 | HSM004 | 0.49402 | 0.49769 | 0.50135 | 0.50501 | 0.50868 | 0.50591 | 0.50314 | 0.50038 | 0.49761 | 0.49485 | 0.49208 | 0.48931 | 0.48655 | 0.48378 | 0.48101 | 0.47825 | 0.47548 | 0.47272 | 0.46995 | 0.46718
| HSM004-163582585 | HSM004 | 3.7176e-05 | 3.7452e-05 | 3.7728e-05 | 3.8004e-05 | 3.828e-05 | 3.8046e-05 | 3.7812e-05 | 3.7578e-05 | 3.7344e-05 | 3.711e-05 | 3.6876e-05 | 3.6642e-05 | 3.6408e-05 | 3.6174e-05 | 3.594e-05 | 3.5706e-05 | 3.5472e-05 | 3.5238e-05 | 3.5004e-05 | 3.477e-05
| HSM004-163582753 | HSM004 | 5.9206e-05 | 5.9654e-05 | 6.0103e-05 | 6.0551e-05 | 6.1e-05 | 6.09e-05 | 6.08e-05 | 6.07e-05 | 6.06e-05 | 6.05e-05 | 6.04e-05 | 6.03e-05 | 6.02e-05 | 6.01e-05 | 6e-05 | 5.99e-05 | 5.98e-05 | 5.97e-05 | 5.96e-05 | 5.95e-05
| HSM004-163606098 | HSM004 | 0.73464 | 0.73963 | 0.74462 | 0.74961 | 0.7546 | 0.75431 | 0.75402 | 0.75373 | 0.75345 | 0.75316 | 0.75287 | 0.75258 | 0.75229 | 0.75201 | 0.75172 | 0.75143 | 0.75114 | 0.75085 | 0.75057 | 0.75028
| HSM004-163606269 | HSM004 | 0.0037363 | 0.003764 | 0.0037917 | 0.0038194 | 0.003847 | 0.0038496 | 0.0038522 | 0.0038547 | 0.0038573 | 0.0038599 | 0.0038624 | 0.003865 | 0.0038675 | 0.0038701 | 0.0038727 | 0.0038752 | 0.0038778 | 0.0038804 | 0.0038829 | 0.0038855
| HSM004-163794865 | HSM004 | 0.059069 | 0.059499 | 0.059928 | 0.060358 | 0.060787 | 0.060417 | 0.060046 | 0.059675 | 0.059305 | 0.058934 | 0.058563 | 0.058193 | 0.057822 | 0.057451 | 0.057081 | 0.05671 | 0.056339 | 0.055968 | 0.055598 | 0.055227
| HSM004-163794980 | HSM004 | 0.00060007 | 0.00060443 | 0.00060879 | 0.00061314 | 0.0006175 | 0.00061337 | 0.00060925 | 0.00060512 | 0.000601 | 0.00059687 | 0.00059275 | 0.00058862 | 0.0005845 | 0.00058038 | 0.00057625 | 0.00057213 | 0.000568 | 0.00056388 | 0.00055975 | 0.00055563
| HSM004-163795111 | HSM004 | 0.00018214 | 0.00018334 | 0.00018455 | 0.00018575 | 0.00018696 | 0.0001862 | 0.00018544 | 0.00018468 | 0.00018392 | 0.00018316 | 0.0001824 | 0.00018164 | 0.00018088 | 0.00018012 | 0.00017936 | 0.0001786 | 0.00017784 | 0.00017708 | 0.00017632 | 0.00017556
| HSM004-163795268 | HSM004 | 0.0011363 | 0.0011443 | 0.0011522 | 0.0011602 | 0.0011682 | 0.0011661 | 0.001164 | 0.0011619 | 0.0011598 | 0.0011577 | 0.0011557 | 0.0011536 | 0.0011515 | 0.0011494 | 0.0011473 | 0.0011452 | 0.0011431 | 0.001141 | 0.0011389 | 0.0011369
| HSM004-24599744 | HSM004 | 1.9493 | 1.9623 | 1.9753 | 1.9883 | 2.0013 | 1.9873 | 1.9732 | 1.9591 | 1.945 | 1.931 | 1.9169 | 1.9028 | 1.8887 | 1.8747 | 1.8606 | 1.8465 | 1.8324 | 1.8184 | 1.8043 | 1.7902
| HSM004-24599758 | HSM004 | 3.2515 | 3.2682 | 3.2848 | 3.3015 | 3.3182 | 3.3001 | 3.2821 | 3.264 | 3.246 | 3.2279 | 3.2099 | 3.1918 | 3.1738 | 3.1557 | 3.1377 | 3.1196 | 3.1016 | 3.0835 | 3.0655 | 3.0474
| HSM004-24604904 | HSM004 | 31.2547 | 31.4601 | 31.6656 | 31.871 | 32.0765 | 32.1019 | 32.1274 | 32.1528 | 32.1783 | 32.2037 | 32.2292 | 32.2546 | 32.28 | 32.3055 | 32.3309 | 32.3564 | 32.3818 | 32.4073 | 32.4327 | 32.4581
| HSM004-76359867 | HSM004 | 0.06271 | 0.063083 | 0.063455 | 0.063828 | 0.0642 | 0.063864 | 0.063527 | 0.06319 | 0.062853 | 0.062516 | 0.062179 | 0.061842 | 0.061505 | 0.061168 | 0.060831 | 0.060494 | 0.060157 | 0.05982 | 0.059483 | 0.059147
| HSM004-96221391 | HSM004 | 0.43622 | 0.43888 | 0.44155 | 0.44421 | 0.44688 | 0.44657 | 0.44625 | 0.44594 | 0.44562 | 0.44531 | 0.445 | 0.44468 | 0.44437 | 0.44406 | 0.44374 | 0.44343 | 0.44312 | 0.4428 | 0.44249 | 0.44218
| HSM005-121050437 | HSM005 | 17.245 | 17.3921 | 17.5391 | 17.6861 | 17.8332 | 17.8554 | 17.8777 | 17.8999 | 17.9222 | 17.9445 | 17.9667 | 17.989 | 18.0112 | 18.0335 | 18.0557 | 18.078 | 18.1003 | 18.1225 | 18.1448 | 18.167
| HSM005-15416442 | HSM005 | 65.8701 | 66.3359 | 66.8016 | 67.2673 | 67.7331 | 67.7236 | 67.7142 | 67.7048 | 67.6954 | 67.6859 | 67.6765 | 67.6671 | 67.6577 | 67.6482 | 67.6388 | 67.6294 | 67.62 | 67.6105 | 67.6011 | 67.5917
| HSM005-159947157 | HSM005 | 0.22153 | 0.22332 | 0.22511 | 0.22691 | 0.2287 | 0.22829 | 0.22789 | 0.22748 | 0.22708 | 0.22667 | 0.22627 | 0.22586 | 0.22546 | 0.22505 | 0.22465 | 0.22424 | 0.22383 | 0.22343 | 0.22302 | 0.22262
| HSM005-160318639 | HSM005 | 0.1619 | 0.16347 | 0.16503 | 0.1666 | 0.16817 | 0.16775 | 0.16732 | 0.1669 | 0.16647 | 0.16605 | 0.16562 | 0.1652 | 0.16477 | 0.16435 | 0.16392 | 0.1635 | 0.16307 | 0.16265 | 0.16222 | 0.1618
| HSM005-160319214 | HSM005 | 0.1429 | 0.14407 | 0.14524 | 0.14641 | 0.14757 | 0.14742 | 0.14726 | 0.14711 | 0.14695 | 0.1468 | 0.14664 | 0.14648 | 0.14633 | 0.14617 | 0.14602 | 0.14586 | 0.14571 | 0.14555 | 0.14539 | 0.14524
| HSM005-160415406 | HSM005 | 0.23499 | 0.23703 | 0.23907 | 0.24111 | 0.24315 | 0.24294 | 0.24273 | 0.24252 | 0.24231 | 0.2421 | 0.24189 | 0.24168 | 0.24147 | 0.24126 | 0.24105 | 0.24084 | 0.24063 | 0.24042 | 0.24021 | 0.24
| HSM005-160415504 | HSM005 | 0.039394 | 0.03976 | 0.040126 | 0.040492 | 0.040858 | 0.040826 | 0.040794 | 0.040762 | 0.04073 | 0.040698 | 0.040666 | 0.040634 | 0.040601 | 0.040569 | 0.040537 | 0.040505 | 0.040473 | 0.040441 | 0.040409 | 0.040377
| HSM005-160419737 | HSM005 | 0.10056 | 0.10148 | 0.10239 | 0.10331 | 0.10422 | 0.10425 | 0.10427 | 0.1043 | 0.10432 | 0.10435 | 0.10437 | 0.1044 | 0.10442 | 0.10445 | 0.10447 | 0.1045 | 0.10453 | 0.10455 | 0.10458 | 0.1046
| HSM005-160419880 | HSM005 | 0.075223 | 0.075882 | 0.076541 | 0.077199 | 0.077858 | 0.077933 | 0.078007 | 0.078082 | 0.078156 | 0.078231 | 0.078305 | 0.07838 | 0.078455 | 0.078529 | 0.078604 | 0.078678 | 0.078753 | 0.078828 | 0.078902 | 0.078977
| HSM005-160419993 | HSM005 | 0.041687 | 0.042073 | 0.042458 | 0.042843 | 0.043228 | 0.043308 | 0.043388 | 0.043469 | 0.043549 | 0.043629 | 0.043709 | 0.04379 | 0.04387 | 0.04395 | 0.04403 | 0.044111 | 0.044191 | 0.044271 | 0.044351 | 0.044431
| HSM005-160647192 | HSM005 | 0.27996 | 0.28238 | 0.2848 | 0.28722 | 0.28964 | 0.28926 | 0.28888 | 0.2885 | 0.28812 | 0.28774 | 0.28735 | 0.28697 | 0.28659 | 0.28621 | 0.28583 | 0.28545 | 0.28507 | 0.28468 | 0.2843 | 0.28392
| HSM006-153767042 | HSM006 | 0.15441 | 0.15566 | 0.15692 | 0.15818 | 0.15943 | 0.15907 | 0.15872 | 0.15836 | 0.158 | 0.15764 | 0.15728 | 0.15692 | 0.15656 | 0.1562 | 0.15584 | 0.15548 | 0.15513 | 0.15477 | 0.15441 | 0.15405
| HSM006-15416692 | HSM006 | 4.8174 | 4.8604 | 4.9034 | 4.9464 | 4.9895 | 4.987 | 4.9846 | 4.9821 | 4.9797 | 4.9773 | 4.9748 | 4.9724 | 4.9699 | 4.9675 | 4.9651 | 4.9626 | 4.9602 | 4.9577 | 4.9553 | 4.9529
| HSM006-15416703 | HSM006 | 0 | 0 | 0 | 0 | 0 | 0 | 0 | 0 | 0 | 0 | 0 | 0 | 0 | 0 | 0 | 0 | 0 | 0 | 0 | 0
| HSM006-160434642 | HSM006 | 0.10495 | 0.1059 | 0.10684 | 0.10778 | 0.10872 | 0.10876 | 0.1088 | 0.10884 | 0.10887 | 0.10891 | 0.10895 | 0.10899 | 0.10902 | 0.10906 | 0.1091 | 0.10914 | 0.10918 | 0.10921 | 0.10925 | 0.10929
| HSM006-160439280 | HSM006 | 0.018696 | 0.018878 | 0.019061 | 0.019244 | 0.019427 | 0.019409 | 0.019391 | 0.019373 | 0.019355 | 0.019337 | 0.019319 | 0.019301 | 0.019283 | 0.019265 | 0.019247 | 0.019229 | 0.019211 | 0.019193 | 0.019175 | 0.019158
| HSM006-160439382 | HSM006 | 0.00036391 | 0.00036743 | 0.00037095 | 0.00037448 | 0.000378 | 0.00037867 | 0.00037935 | 0.00038002 | 0.0003807 | 0.00038137 | 0.00038205 | 0.00038272 | 0.0003834 | 0.00038407 | 0.00038475 | 0.00038543 | 0.0003861 | 0.00038678 | 0.00038745 | 0.00038813
| HSM006-160439464 | HSM006 | 0.10833 | 0.10924 | 0.11015 | 0.11107 | 0.11198 | 0.11181 | 0.11164 | 0.11147 | 0.1113 | 0.11113 | 0.11096 | 0.11079 | 0.11062 | 0.11045 | 0.11028 | 0.11011 | 0.10994 | 0.10977 | 0.1096 | 0.10943
| HSM006-160439562 | HSM006 | 0.57445 | 0.57929 | 0.58414 | 0.58898 | 0.59382 | 0.59307 | 0.59232 | 0.59157 | 0.59082 | 0.59007 | 0.58933 | 0.58858 | 0.58783 | 0.58708 | 0.58633 | 0.58558 | 0.58483 | 0.58408 | 0.58333 | 0.58258
| HSM006-160439782 | HSM006 | 0.009322 | 0.0094129 | 0.0095039 | 0.0095949 | 0.0096858 | 0.009688 | 0.0096902 | 0.0096924 | 0.0096946 | 0.0096968 | 0.0096989 | 0.0097011 | 0.0097033 | 0.0097055 | 0.0097077 | 0.0097099 | 0.0097121 | 0.0097143 | 0.0097164 | 0.0097186
| HSM006-163605855 | HSM006 | 0.00016085 | 0.00016219 | 0.00016353 | 0.00016486 | 0.0001662 | 0.00016626 | 0.00016632 | 0.00016638 | 0.00016644 | 0.0001665 | 0.00016656 | 0.00016662 | 0.00016668 | 0.00016674 | 0.0001668 | 0.00016686 | 0.00016692 | 0.00016698 | 0.00016704 | 0.0001671
| HSM006-201967868 | HSM006 | 32.9146 | 33.1817 | 33.4489 | 33.716 | 33.9832 | 33.9366 | 33.89 | 33.8434 | 33.7968 | 33.7502 | 33.7036 | 33.657 | 33.6104 | 33.5638 | 33.5172 | 33.4706 | 33.4241 | 33.3775 | 33.3309 | 33.2843
| HSM006-24597826 | HSM006 | 5.2381 | 5.2886 | 5.3391 | 5.3896 | 5.4401 | 5.4424 | 5.4448 | 5.4471 | 5.4495 | 5.4518 | 5.4542 | 5.4565 | 5.4589 | 5.4612 | 5.4636 | 5.4659 | 5.4683 | 5.4706 | 5.473 | 5.4753
| HSM009-15416366 | HSM009 | 0 | 0 | 0 | 0 | 0 | 0 | 0 | 0 | 0 | 0 | 0 | 0 | 0 | 0 | 0 | 0 | 0 | 0 | 0 | 0
| HSM009-15416379 | HSM009 | 74.476 | 74.9296 | 75.3833 | 75.8369 | 76.2905 | 76.1503 | 76.0101 | 75.8699 | 75.7297 | 75.5895 | 75.4493 | 75.3091 | 75.1688 | 75.0286 | 74.8884 | 74.7482 | 74.608 | 74.4678 | 74.3276 | 74.1874
| HSM010-15416755 | HSM010 | 148.0226 | 148.956 | 149.8895 | 150.8229 | 151.7564 | 151.6045 | 151.4527 | 151.3008 | 151.149 | 150.9971 | 150.8452 | 150.6934 | 150.5415 | 150.3897 | 150.2378 | 150.086 | 149.9341 | 149.7822 | 149.6304 | 149.4785
| HTN011-155712659 | HTN011 | 0.025267 | 0.025386 | 0.025506 | 0.025626 | 0.025746 | 0.025295 | 0.024844 | 0.024394 | 0.023943 | 0.023492 | 0.023042 | 0.022591 | 0.02214 | 0.02169 | 0.021239 | 0.020788 | 0.020337 | 0.019887 | 0.019436 | 0.018985
| HTN011-156981207 | HTN011 | 0.069435 | 0.070117 | 0.070799 | 0.071481 | 0.072164 | 0.071127 | 0.070091 | 0.069054 | 0.068018 | 0.066981 | 0.065945 | 0.064908 | 0.063872 | 0.062835 | 0.061799 | 0.060762 | 0.059726 | 0.058689 | 0.057653 | 0.056616
| HTN011-157405209 | HTN011 | 0.0016481 | 0.0016619 | 0.0016757 | 0.0016894 | 0.0017032 | 0.0016832 | 0.0016632 | 0.0016433 | 0.0016233 | 0.0016033 | 0.0015833 | 0.0015633 | 0.0015433 | 0.0015233 | 0.0015034 | 0.0014834 | 0.0014634 | 0.0014434 | 0.0014234 | 0.0014034
| HTN011-157405424 | HTN011 | 0.0012188 | 0.0012296 | 0.0012403 | 0.0012511 | 0.0012618 | 0.0012486 | 0.0012353 | 0.0012221 | 0.0012089 | 0.0011956 | 0.0011824 | 0.0011692 | 0.001156 | 0.0011427 | 0.0011295 | 0.0011163 | 0.001103 | 0.0010898 | 0.0010766 | 0.0010634
| HTN011-157405677 | HTN011 | 0.17743 | 0.1787 | 0.17998 | 0.18126 | 0.18253 | 0.18012 | 0.17771 | 0.1753 | 0.17288 | 0.17047 | 0.16806 | 0.16565 | 0.16323 | 0.16082 | 0.15841 | 0.156 | 0.15358 | 0.15117 | 0.14876 | 0.14635
| HTN011-157406255 | HTN011 | 0.062759 | 0.063303 | 0.063846 | 0.06439 | 0.064933 | 0.064327 | 0.063721 | 0.063115 | 0.062509 | 0.061903 | 0.061297 | 0.060691 | 0.060085 | 0.059479 | 0.058873 | 0.058267 | 0.057661 | 0.057055 | 0.056449 | 0.055843
| HTN011-157406464 | HTN011 | 0.034678 | 0.035013 | 0.035349 | 0.035684 | 0.036019 | 0.035652 | 0.035284 | 0.034916 | 0.034549 | 0.034181 | 0.033813 | 0.033446 | 0.033078 | 0.032711 | 0.032343 | 0.031975 | 0.031608 | 0.03124 | 0.030872 | 0.030505
| HTN011-157406612 | HTN011 | 0.032481 | 0.032793 | 0.033105 | 0.033417 | 0.033729 | 0.033256 | 0.032783 | 0.032309 | 0.031836 | 0.031363 | 0.03089 | 0.030416 | 0.029943 | 0.02947 | 0.028997 | 0.028523 | 0.02805 | 0.027577 | 0.027104 | 0.02663
| HTN011-162645268 | HTN011 | 3.6818e-05 | 3.7138e-05 | 3.7459e-05 | 3.7779e-05 | 3.81e-05 | 3.7662e-05 | 3.7224e-05 | 3.6786e-05 | 3.6348e-05 | 3.591e-05 | 3.5472e-05 | 3.5034e-05 | 3.4596e-05 | 3.4158e-05 | 3.372e-05 | 3.3282e-05 | 3.2844e-05 | 3.2406e-05 | 3.1968e-05 | 3.153e-05
| HTN011-162645611 | HTN011 | 0.00066202 | 0.00066714 | 0.00067226 | 0.00067738 | 0.0006825 | 0.00067375 | 0.000665 | 0.00065625 | 0.0006475 | 0.00063875 | 0.00063 | 0.00062125 | 0.0006125 | 0.00060375 | 0.000595 | 0.00058625 | 0.0005775 | 0.00056875 | 0.00056 | 0.00055125
| HTN011-190418895 | HTN011 | 0 | 0 | 0 | 0 | 0 | 0 | 0 | 0 | 0 | 0 | 0 | 0 | 0 | 0 | 0 | 0 | 0 | 0 | 0 | 0
| HTN011-190418905 | HTN011 | 7.2476 | 7.2886 | 7.3297 | 7.3707 | 7.4117 | 7.3635 | 7.3153 | 7.2671 | 7.2189 | 7.1707 | 7.1225 | 7.0743 | 7.0261 | 6.9779 | 6.9296 | 6.8814 | 6.8332 | 6.785 | 6.7368 | 6.6886
| HTN011-24613192 | HTN011 | 9.6938 | 9.7547 | 9.8156 | 9.8765 | 9.9374 | 9.8259 | 9.7143 | 9.6028 | 9.4912 | 9.3797 | 9.2681 | 9.1566 | 9.045 | 8.9335 | 8.8219 | 8.7104 | 8.5988 | 8.4873 | 8.3757 | 8.2642
| HTN012-140933454 | HTN012 | 0.083297 | 0.083984 | 0.084672 | 0.085359 | 0.086047 | 0.085064 | 0.084081 | 0.083099 | 0.082116 | 0.081134 | 0.080151 | 0.079168 | 0.078186 | 0.077203 | 0.07622 | 0.075238 | 0.074255 | 0.073272 | 0.07229 | 0.071307
| HTN012-140933685 | HTN012 | 0.028279 | 0.028589 | 0.028899 | 0.029209 | 0.029519 | 0.028899 | 0.028279 | 0.027659 | 0.027039 | 0.026418 | 0.025798 | 0.025178 | 0.024558 | 0.023938 | 0.023318 | 0.022698 | 0.022078 | 0.021458 | 0.020838 | 0.020218
| HTN012-140933990 | HTN012 | 0.00085731 | 0.00086799 | 0.00087866 | 0.00088933 | 0.0009 | 0.0008832 | 0.0008664 | 0.0008496 | 0.0008328 | 0.000816 | 0.0007992 | 0.0007824 | 0.0007656 | 0.0007488 | 0.000732 | 0.0007152 | 0.0006984 | 0.0006816 | 0.0006648 | 0.000648
| HTN012-160319327 | HTN012 | 0.17875 | 0.17946 | 0.18018 | 0.18089 | 0.18161 | 0.18077 | 0.17993 | 0.17909 | 0.17825 | 0.17742 | 0.17658 | 0.17574 | 0.1749 | 0.17406 | 0.17322 | 0.17239 | 0.17155 | 0.17071 | 0.16987 | 0.16903
| HTN012-160319432 | HTN012 | 0.020516 | 0.020696 | 0.020877 | 0.021057 | 0.021238 | 0.021045 | 0.020852 | 0.020659 | 0.020465 | 0.020272 | 0.020079 | 0.019886 | 0.019693 | 0.0195 | 0.019307 | 0.019114 | 0.018921 | 0.018727 | 0.018534 | 0.018341
| HTN012-160319528 | HTN012 | 0.0058903 | 0.0059438 | 0.0059972 | 0.0060507 | 0.0061042 | 0.0060553 | 0.0060064 | 0.0059575 | 0.0059086 | 0.0058597 | 0.0058108 | 0.0057619 | 0.005713 | 0.0056642 | 0.0056153 | 0.0055664 | 0.0055175 | 0.0054686 | 0.0054197 | 0.0053708
| HTN012-160338385 | HTN012 | 0.10083 | 0.10179 | 0.10275 | 0.10371 | 0.10467 | 0.1031 | 0.10152 | 0.099943 | 0.098366 | 0.096789 | 0.095212 | 0.093635 | 0.092058 | 0.090481 | 0.088904 | 0.087327 | 0.085751 | 0.084174 | 0.082597 | 0.08102
| HTN012-160338483 | HTN012 | 0.093538 | 0.094519 | 0.095501 | 0.096483 | 0.097464 | 0.096425 | 0.095386 | 0.094347 | 0.093307 | 0.092268 | 0.091229 | 0.09019 | 0.08915 | 0.088111 | 0.087072 | 0.086033 | 0.084994 | 0.083954 | 0.082915 | 0.081876
| HTN012-160338601 | HTN012 | 0.093287 | 0.094322 | 0.095357 | 0.096392 | 0.097427 | 0.09574 | 0.094054 | 0.092368 | 0.090681 | 0.088995 | 0.087309 | 0.085622 | 0.083936 | 0.08225 | 0.080563 | 0.078877 | 0.077191 | 0.075504 | 0.073818 | 0.072131
| HTN012-160411348 | HTN012 | 0.0089633 | 0.0090569 | 0.0091505 | 0.0092441 | 0.0093378 | 0.0091916 | 0.0090455 | 0.0088994 | 0.0087533 | 0.0086072 | 0.008461 | 0.0083149 | 0.0081688 | 0.0080227 | 0.0078766 | 0.0077304 | 0.0075843 | 0.0074382 | 0.0072921 | 0.007146
| HTN012-160437866 | HTN012 | 0.0081706 | 0.0082594 | 0.0083482 | 0.008437 | 0.0085258 | 0.0084252 | 0.0083246 | 0.008224 | 0.0081234 | 0.0080229 | 0.0079223 | 0.0078217 | 0.0077211 | 0.0076205 | 0.00752 | 0.0074194 | 0.0073188 | 0.0072182 | 0.0071176 | 0.0070171
| HTN012-162615153 | HTN012 | 5.7751e-06 | 5.8389e-06 | 5.9026e-06 | 5.9663e-06 | 6.03e-06 | 5.9185e-06 | 5.807e-06 | 5.6955e-06 | 5.584e-06 | 5.4725e-06 | 5.361e-06 | 5.2495e-06 | 5.138e-06 | 5.0265e-06 | 4.915e-06 | 4.8035e-06 | 4.692e-06 | 4.5805e-06 | 4.469e-06 | 4.3575e-06
| HTN012-162615767 | HTN012 | 0.0063188 | 0.0063759 | 0.006433 | 0.0064901 | 0.0065472 | 0.0064828 | 0.0064184 | 0.006354 | 0.0062896 | 0.0062252 | 0.0061608 | 0.0060963 | 0.0060319 | 0.0059675 | 0.0059031 | 0.0058387 | 0.0057743 | 0.0057099 | 0.0056455 | 0.0055811
| HTN012-162670168 | HTN012 | 0 | 0 | 0 | 0 | 0 | 0 | 0 | 0 | 0 | 0 | 0 | 0 | 0 | 0 | 0 | 0 | 0 | 0 | 0 | 0
| HTN012-190418858 | HTN012 | 1.2523 | 1.2598 | 1.2673 | 1.2748 | 1.2823 | 1.2735 | 1.2647 | 1.256 | 1.2472 | 1.2384 | 1.2296 | 1.2209 | 1.2121 | 1.2033 | 1.1946 | 1.1858 | 1.177 | 1.1683 | 1.1595 | 1.1507
| HTN012-24597770 | HTN012 | 25.5559 | 25.7846 | 26.0134 | 26.2422 | 26.471 | 26.105 | 25.739 | 25.373 | 25.007 | 24.641 | 24.2751 | 23.9091 | 23.5431 | 23.1771 | 22.8111 | 22.4451 | 22.0791 | 21.7132 | 21.3472 | 20.9812
| HTN013-100723362 | HTN013 | 6.4193 | 6.4637 | 6.5081 | 6.5525 | 6.5969 | 6.5655 | 6.5341 | 6.5027 | 6.4713 | 6.4399 | 6.4085 | 6.3771 | 6.3457 | 6.3143 | 6.2829 | 6.2515 | 6.2201 | 6.1887 | 6.1573 | 6.1259
| HTN013-142439156 | HTN013 | 0.20068 | 0.20176 | 0.20285 | 0.20394 | 0.20503 | 0.2039 | 0.20277 | 0.20164 | 0.20051 | 0.19938 | 0.19824 | 0.19711 | 0.19598 | 0.19485 | 0.19372 | 0.19259 | 0.19146 | 0.19033 | 0.1892 | 0.18807
| HTN013-142439579 | HTN013 | 0.031189 | 0.031377 | 0.031566 | 0.031755 | 0.031943 | 0.031814 | 0.031685 | 0.031556 | 0.031426 | 0.031297 | 0.031168 | 0.031038 | 0.030909 | 0.03078 | 0.030651 | 0.030521 | 0.030392 | 0.030263 | 0.030134 | 0.030004
| HTN013-142439718 | HTN013 | 0.01803 | 0.018121 | 0.018212 | 0.018303 | 0.018395 | 0.018306 | 0.018217 | 0.018128 | 0.018039 | 0.01795 | 0.017861 | 0.017772 | 0.017683 | 0.017594 | 0.017505 | 0.017416 | 0.017327 | 0.017238 | 0.017149 | 0.01706
| HTN013-142440041 | HTN013 | 0.11303 | 0.11385 | 0.11467 | 0.11549 | 0.11631 | 0.11578 | 0.11524 | 0.11471 | 0.11417 | 0.11364 | 0.1131 | 0.11257 | 0.11203 | 0.1115 | 0.11097 | 0.11043 | 0.1099 | 0.10936 | 0.10883 | 0.10829
| HTN013-153173736 | HTN013 | 3.374 | 3.3945 | 3.4151 | 3.4356 | 3.4561 | 3.4392 | 3.4222 | 3.4052 | 3.3883 | 3.3713 | 3.3543 | 3.3374 | 3.3204 | 3.3034 | 3.2865 | 3.2695 | 3.2525 | 3.2356 | 3.2186 | 3.2016
| HTN013-158639235 | HTN013 | 0.027194 | 0.02733 | 0.027466 | 0.027601 | 0.027737 | 0.027593 | 0.02745 | 0.027306 | 0.027162 | 0.027018 | 0.026875 | 0.026731 | 0.026587 | 0.026443 | 0.0263 | 0.026156 | 0.026012 | 0.025868 | 0.025725 | 0.025581
| HTN013-158639340 | HTN013 | 0.02341 | 0.023577 | 0.023744 | 0.023911 | 0.024078 | 0.023966 | 0.023855 | 0.023744 | 0.023632 | 0.023521 | 0.023409 | 0.023298 | 0.023187 | 0.023075 | 0.022964 | 0.022853 | 0.022741 | 0.02263 | 0.022519 | 0.022407
| HTN013-159365790 | HTN013 | 0.0093106 | 0.0093553 | 0.0094 | 0.0094447 | 0.0094894 | 0.009429 | 0.0093686 | 0.0093082 | 0.0092478 | 0.0091874 | 0.009127 | 0.0090666 | 0.0090062 | 0.0089458 | 0.0088854 | 0.008825 | 0.0087646 | 0.0087042 | 0.0086437 | 0.0085833
| HTN013-159366167 | HTN013 | 0.0066222 | 0.0066533 | 0.0066843 | 0.0067153 | 0.0067463 | 0.0067094 | 0.0066724 | 0.0066354 | 0.0065985 | 0.0065615 | 0.0065245 | 0.0064875 | 0.0064506 | 0.0064136 | 0.0063766 | 0.0063396 | 0.0063027 | 0.0062657 | 0.0062287 | 0.0061918
| HTN013-159381071 | HTN013 | 0.039245 | 0.039422 | 0.0396 | 0.039777 | 0.039955 | 0.039738 | 0.039521 | 0.039305 | 0.039088 | 0.038871 | 0.038654 | 0.038437 | 0.03822 | 0.038004 | 0.037787 | 0.03757 | 0.037353 | 0.037136 | 0.03692 | 0.036703
| HTN013-159381283 | HTN013 | 0.029744 | 0.029876 | 0.030009 | 0.030142 | 0.030275 | 0.030095 | 0.029916 | 0.029736 | 0.029557 | 0.029378 | 0.029198 | 0.029019 | 0.02884 | 0.02866 | 0.028481 | 0.028302 | 0.028122 | 0.027943 | 0.027764 | 0.027584
| HTN013-160286800 | HTN013 | 0.10987 | 0.11047 | 0.11106 | 0.11165 | 0.11225 | 0.11167 | 0.1111 | 0.11052 | 0.10994 | 0.10937 | 0.10879 | 0.10822 | 0.10764 | 0.10707 | 0.10649 | 0.10592 | 0.10534 | 0.10477 | 0.10419 | 0.10362
| HTN013-160451212 | HTN013 | 0.021526 | 0.021693 | 0.02186 | 0.022027 | 0.022194 | 0.022105 | 0.022016 | 0.021928 | 0.021839 | 0.021751 | 0.021662 | 0.021573 | 0.021485 | 0.021396 | 0.021307 | 0.021219 | 0.02113 | 0.021042 | 0.020953 | 0.020864
| HTN013-160451319 | HTN013 | 0.00011254 | 0.00011325 | 0.00011395 | 0.00011466 | 0.00011536 | 0.00011463 | 0.0001139 | 0.00011318 | 0.00011245 | 0.00011172 | 0.00011099 | 0.00011026 | 0.00010954 | 0.00010881 | 0.00010808 | 0.00010735 | 0.00010662 | 0.0001059 | 0.00010517 | 0.00010444
| HTN013-160451462 | HTN013 | 0.028471 | 0.028663 | 0.028856 | 0.029049 | 0.029241 | 0.029066 | 0.02889 | 0.028714 | 0.028539 | 0.028363 | 0.028187 | 0.028012 | 0.027836 | 0.02766 | 0.027485 | 0.027309 | 0.027133 | 0.026958 | 0.026782 | 0.026606
| HTN013-160772532 | HTN013 | 0.020762 | 0.020863 | 0.020963 | 0.021064 | 0.021164 | 0.021053 | 0.020942 | 0.020831 | 0.02072 | 0.020609 | 0.020499 | 0.020388 | 0.020277 | 0.020166 | 0.020055 | 0.019944 | 0.019833 | 0.019722 | 0.019611 | 0.0195
| HTN013-162802647 | HTN013 | 0.00050392 | 0.00050619 | 0.00050846 | 0.00051072 | 0.00051299 | 0.00051026 | 0.00050754 | 0.00050481 | 0.00050208 | 0.00049935 | 0.00049662 | 0.00049389 | 0.00049117 | 0.00048844 | 0.00048571 | 0.00048298 | 0.00048025 | 0.00047752 | 0.0004748 | 0.00047207
| HTN013-162821734 | HTN013 | 0.23015 | 0.23231 | 0.23447 | 0.23663 | 0.23879 | 0.23738 | 0.23596 | 0.23455 | 0.23313 | 0.23171 | 0.2303 | 0.22888 | 0.22747 | 0.22605 | 0.22464 | 0.22322 | 0.22181 | 0.22039 | 0.21898 | 0.21756
| HTN013-162978763 | HTN013 | 6.0768e-05 | 6.1176e-05 | 6.1584e-05 | 6.1992e-05 | 6.24e-05 | 6.2091e-05 | 6.1782e-05 | 6.1473e-05 | 6.1164e-05 | 6.0855e-05 | 6.0546e-05 | 6.0237e-05 | 5.9928e-05 | 5.9619e-05 | 5.931e-05 | 5.9001e-05 | 5.8692e-05 | 5.8383e-05 | 5.8074e-05 | 5.7765e-05
| HTN013-163073376 | HTN013 | 0.093578 | 0.094013 | 0.094447 | 0.094882 | 0.095317 | 0.094852 | 0.094387 | 0.093922 | 0.093457 | 0.092992 | 0.092527 | 0.092063 | 0.091598 | 0.091133 | 0.090668 | 0.090203 | 0.089738 | 0.089273 | 0.088809 | 0.088344
| HTN013-163073497 | HTN013 | 1.9526e-05 | 1.9682e-05 | 1.9838e-05 | 1.9994e-05 | 2.015e-05 | 1.9994e-05 | 1.9838e-05 | 1.9682e-05 | 1.9526e-05 | 1.937e-05 | 1.9214e-05 | 1.9058e-05 | 1.8902e-05 | 1.8746e-05 | 1.859e-05 | 1.8434e-05 | 1.8278e-05 | 1.8122e-05 | 1.7966e-05 | 1.781e-05
| HTN013-163073657 | HTN013 | 0.00026888 | 0.00027096 | 0.00027304 | 0.00027512 | 0.0002772 | 0.00027538 | 0.00027356 | 0.00027174 | 0.00026992 | 0.0002681 | 0.00026628 | 0.00026446 | 0.00026264 | 0.00026082 | 0.000259 | 0.00025718 | 0.00025536 | 0.00025354 | 0.00025172 | 0.0002499
| HTN013-163073840 | HTN013 | 0.098441 | 0.09897 | 0.099499 | 0.10003 | 0.10056 | 0.099908 | 0.099258 | 0.098609 | 0.09796 | 0.097311 | 0.096661 | 0.096012 | 0.095363 | 0.094714 | 0.094065 | 0.093415 | 0.092766 | 0.092117 | 0.091468 | 0.090818
| HTN013-163074070 | HTN013 | 0.0013908 | 0.001399 | 0.0014073 | 0.0014156 | 0.0014239 | 0.0014183 | 0.0014127 | 0.0014071 | 0.0014016 | 0.001396 | 0.0013904 | 0.0013849 | 0.0013793 | 0.0013737 | 0.0013681 | 0.0013626 | 0.001357 | 0.0013514 | 0.0013459 | 0.0013403
| HTN013-171202197 | HTN013 | 0.13694 | 0.13761 | 0.13828 | 0.13896 | 0.13963 | 0.13906 | 0.13849 | 0.13792 | 0.13735 | 0.13678 | 0.13621 | 0.13564 | 0.13507 | 0.1345 | 0.13393 | 0.13336 | 0.13279 | 0.13222 | 0.13165 | 0.13108
| HTN013-182145838 | HTN013 | 2.2895 | 2.3036 | 2.3177 | 2.3319 | 2.346 | 2.3356 | 2.3253 | 2.315 | 2.3046 | 2.2943 | 2.2839 | 2.2736 | 2.2633 | 2.2529 | 2.2426 | 2.2322 | 2.2219 | 2.2116 | 2.2012 | 2.1909
| HTN013-190418811 | HTN013 | 12.6042 | 12.7203 | 12.8364 | 12.9525 | 13.0685 | 12.9911 | 12.9136 | 12.8361 | 12.7586 | 12.6812 | 12.6037 | 12.5262 | 12.4488 | 12.3713 | 12.2938 | 12.2163 | 12.1389 | 12.0614 | 11.9839 | 11.9064
| HTN013-192570901 | HTN013 | 0.11169 | 0.11258 | 0.11348 | 0.11437 | 0.11527 | 0.11461 | 0.11395 | 0.11329 | 0.11263 | 0.11197 | 0.11131 | 0.11065 | 0.10999 | 0.10934 | 0.10868 | 0.10802 | 0.10736 | 0.1067 | 0.10604 | 0.10538
| HTN013-201063848 | HTN013 | 4.4674 | 4.4901 | 4.5127 | 4.5354 | 4.5581 | 4.5311 | 4.5041 | 4.4771 | 4.4502 | 4.4232 | 4.3962 | 4.3692 | 4.3422 | 4.3152 | 4.2882 | 4.2612 | 4.2342 | 4.2072 | 4.1802 | 4.1533
| HTN032-159373067 | HTN032 | 0.09582 | 0.096825 | 0.09783 | 0.098836 | 0.099841 | 0.098977 | 0.098113 | 0.097249 | 0.096385 | 0.095521 | 0.094657 | 0.093793 | 0.092929 | 0.092065 | 0.091201 | 0.090337 | 0.089473 | 0.088609 | 0.087745 | 0.086881
| HTN032-159377664 | HTN032 | 0.096848 | 0.097602 | 0.098357 | 0.099112 | 0.099866 | 0.09926 | 0.098653 | 0.098047 | 0.09744 | 0.096834 | 0.096227 | 0.09562 | 0.095014 | 0.094407 | 0.093801 | 0.093194 | 0.092588 | 0.091981 | 0.091374 | 0.090768
| HTN032-159377774 | HTN032 | 0.11256 | 0.11308 | 0.1136 | 0.11412 | 0.11464 | 0.11432 | 0.114 | 0.11369 | 0.11337 | 0.11305 | 0.11274 | 0.11242 | 0.1121 | 0.11179 | 0.11147 | 0.11116 | 0.11084 | 0.11052 | 0.11021 | 0.10989
| HTN032-159443241 | HTN032 | 0.0049219 | 0.0049283 | 0.0049348 | 0.0049413 | 0.0049477 | 0.0049395 | 0.0049312 | 0.004923 | 0.0049148 | 0.0049065 | 0.0048983 | 0.00489 | 0.0048818 | 0.0048735 | 0.0048653 | 0.004857 | 0.0048488 | 0.0048405 | 0.0048323 | 0.0048241
| HTN032-159443483 | HTN032 | 0.28707 | 0.28847 | 0.28988 | 0.29128 | 0.29269 | 0.29152 | 0.29036 | 0.28919 | 0.28803 | 0.28686 | 0.2857 | 0.28453 | 0.28337 | 0.2822 | 0.28103 | 0.27987 | 0.2787 | 0.27754 | 0.27637 | 0.27521
| HTN032-159944977 | HTN032 | 0.15947 | 0.1608 | 0.16213 | 0.16346 | 0.16479 | 0.16408 | 0.16336 | 0.16265 | 0.16194 | 0.16123 | 0.16052 | 0.1598 | 0.15909 | 0.15838 | 0.15767 | 0.15695 | 0.15624 | 0.15553 | 0.15482 | 0.1541
| HTN032-160369507 | HTN032 | 0.035622 | 0.035948 | 0.036273 | 0.036598 | 0.036924 | 0.036589 | 0.036255 | 0.03592 | 0.035586 | 0.035252 | 0.034917 | 0.034583 | 0.034248 | 0.033914 | 0.033579 | 0.033245 | 0.032911 | 0.032576 | 0.032242 | 0.031907
| HTN032-160369615 | HTN032 | 0.047715 | 0.048161 | 0.048606 | 0.049052 | 0.049498 | 0.04919 | 0.048882 | 0.048575 | 0.048267 | 0.047959 | 0.047652 | 0.047344 | 0.047036 | 0.046729 | 0.046421 | 0.046113 | 0.045806 | 0.045498 | 0.04519 | 0.044883
| HTN032-160369738 | HTN032 | 0.089588 | 0.090305 | 0.091023 | 0.091741 | 0.092458 | 0.091765 | 0.091071 | 0.090377 | 0.089683 | 0.08899 | 0.088296 | 0.087602 | 0.086908 | 0.086215 | 0.085521 | 0.084827 | 0.084133 | 0.08344 | 0.082746 | 0.082052
| HTN032-162635166 | HTN032 | 9.1771e-05 | 9.2829e-05 | 9.3886e-05 | 9.4943e-05 | 9.6e-05 | 9.555e-05 | 9.51e-05 | 9.465e-05 | 9.42e-05 | 9.375e-05 | 9.33e-05 | 9.285e-05 | 9.24e-05 | 9.195e-05 | 9.15e-05 | 9.105e-05 | 9.06e-05 | 9.015e-05 | 8.97e-05 | 8.925e-05
| HTN032-162645765 | HTN032 | 0.037144 | 0.037408 | 0.037671 | 0.037934 | 0.038198 | 0.037987 | 0.037777 | 0.037566 | 0.037356 | 0.037146 | 0.036935 | 0.036725 | 0.036514 | 0.036304 | 0.036094 | 0.035883 | 0.035673 | 0.035462 | 0.035252 | 0.035042
| HTN032-162671033 | HTN032 | 0.042211 | 0.042564 | 0.042918 | 0.043271 | 0.043625 | 0.043233 | 0.04284 | 0.042447 | 0.042055 | 0.041662 | 0.04127 | 0.040877 | 0.040485 | 0.040092 | 0.0397 | 0.039307 | 0.038914 | 0.038522 | 0.038129 | 0.037737
| HTN032-162671207 | HTN032 | 0.0012124 | 0.0012234 | 0.0012344 | 0.0012454 | 0.0012563 | 0.0012504 | 0.0012445 | 0.0012386 | 0.0012327 | 0.0012268 | 0.0012208 | 0.0012149 | 0.001209 | 0.0012031 | 0.0011972 | 0.0011913 | 0.0011853 | 0.0011794 | 0.0011735 | 0.0011676
| HTN032-162798482 | HTN032 | 0.11531 | 0.116 | 0.11669 | 0.11739 | 0.11808 | 0.11767 | 0.11726 | 0.11686 | 0.11645 | 0.11604 | 0.11563 | 0.11523 | 0.11482 | 0.11441 | 0.114 | 0.1136 | 0.11319 | 0.11278 | 0.11238 | 0.11197
| HTN032-187419014 | HTN032 | 24.1124 | 24.2972 | 24.4819 | 24.6667 | 24.8515 | 24.7216 | 24.5918 | 24.4619 | 24.3321 | 24.2022 | 24.0724 | 23.9425 | 23.8127 | 23.6828 | 23.553 | 23.4231 | 23.2933 | 23.1634 | 23.0335 | 22.9037
| HTN032-190418526 | HTN032 | 113.7442 | 114.3876 | 115.031 | 115.6744 | 116.3178 | 115.5806 | 114.8433 | 114.1061 | 113.3689 | 112.6317 | 111.8944 | 111.1572 | 110.42 | 109.6827 | 108.9455 | 108.2083 | 107.4711 | 106.7338 | 105.9966 | 105.2594
| HTN033-107035043 | HTN033 | 0.066178 | 0.066589 | 0.067 | 0.067411 | 0.067822 | 0.067674 | 0.067526 | 0.067378 | 0.06723 | 0.067082 | 0.066934 | 0.066787 | 0.066639 | 0.066491 | 0.066343 | 0.066195 | 0.066047 | 0.0659 | 0.065752 | 0.065604
| HTN033-142434533 | HTN033 | 0.097649 | 0.098338 | 0.099026 | 0.099714 | 0.1004 | 0.1001 | 0.0998 | 0.099498 | 0.099197 | 0.098895 | 0.098594 | 0.098292 | 0.097991 | 0.097689 | 0.097388 | 0.097086 | 0.096785 | 0.096483 | 0.096182 | 0.09588
| HTN033-159363700 | HTN033 | 0.035201 | 0.035481 | 0.035761 | 0.03604 | 0.03632 | 0.036067 | 0.035813 | 0.035559 | 0.035306 | 0.035052 | 0.034798 | 0.034545 | 0.034291 | 0.034037 | 0.033784 | 0.03353 | 0.033277 | 0.033023 | 0.032769 | 0.032516
| HTN033-159373503 | HTN033 | 0.074138 | 0.074655 | 0.075171 | 0.075688 | 0.076204 | 0.075846 | 0.075487 | 0.075129 | 0.07477 | 0.074412 | 0.074053 | 0.073695 | 0.073336 | 0.072978 | 0.072619 | 0.072261 | 0.071902 | 0.071544 | 0.071185 | 0.070827
| HTN033-159373599 | HTN033 | 0.20431 | 0.2055 | 0.2067 | 0.20789 | 0.20908 | 0.20802 | 0.20695 | 0.20588 | 0.20481 | 0.20374 | 0.20267 | 0.20161 | 0.20054 | 0.19947 | 0.1984 | 0.19733 | 0.19626 | 0.1952 | 0.19413 | 0.19306
| HTN033-159944283 | HTN033 | 0.11995 | 0.12084 | 0.12173 | 0.12262 | 0.12351 | 0.12301 | 0.12251 | 0.12201 | 0.12152 | 0.12102 | 0.12052 | 0.12003 | 0.11953 | 0.11903 | 0.11853 | 0.11804 | 0.11754 | 0.11704 | 0.11655 | 0.11605
| HTN033-159944367 | HTN033 | 0.044374 | 0.044784 | 0.045193 | 0.045603 | 0.046012 | 0.045648 | 0.045284 | 0.044919 | 0.044555 | 0.04419 | 0.043826 | 0.043462 | 0.043097 | 0.042733 | 0.042368 | 0.042004 | 0.04164 | 0.041275 | 0.040911 | 0.040546
| HTN033-159944491 | HTN033 | 0.076408 | 0.076942 | 0.077476 | 0.07801 | 0.078545 | 0.078133 | 0.077721 | 0.077309 | 0.076896 | 0.076484 | 0.076072 | 0.07566 | 0.075248 | 0.074836 | 0.074424 | 0.074012 | 0.0736 | 0.073188 | 0.072776 | 0.072364
| HTN033-159944618 | HTN033 | 0.045899 | 0.046233 | 0.046567 | 0.046901 | 0.047235 | 0.046933 | 0.04663 | 0.046327 | 0.046024 | 0.045721 | 0.045419 | 0.045116 | 0.044813 | 0.04451 | 0.044208 | 0.043905 | 0.043602 | 0.043299 | 0.042996 | 0.042694
| HTN033-162626258 | HTN033 | 0.0061631 | 0.0062155 | 0.0062678 | 0.0063202 | 0.0063726 | 0.0063289 | 0.0062852 | 0.0062415 | 0.0061978 | 0.0061542 | 0.0061105 | 0.0060668 | 0.0060231 | 0.0059794 | 0.0059358 | 0.0058921 | 0.0058484 | 0.0058047 | 0.0057611 | 0.0057174
| HTN033-162670429 | HTN033 | 1.0899e-05 | 1.0975e-05 | 1.105e-05 | 1.1125e-05 | 1.12e-05 | 1.116e-05 | 1.112e-05 | 1.108e-05 | 1.104e-05 | 1.1e-05 | 1.096e-05 | 1.092e-05 | 1.088e-05 | 1.084e-05 | 1.08e-05 | 1.076e-05 | 1.072e-05 | 1.068e-05 | 1.064e-05 | 1.06e-05
| HTN033-162670652 | HTN033 | 0.00012382 | 0.00012386 | 0.00012391 | 0.00012395 | 0.000124 | 0.00012394 | 0.00012388 | 0.00012382 | 0.00012376 | 0.0001237 | 0.00012364 | 0.00012358 | 0.00012352 | 0.00012346 | 0.0001234 | 0.00012334 | 0.00012328 | 0.00012322 | 0.00012316 | 0.0001231
| HTN033-182145786 | HTN033 | 5.0374 | 5.046 | 5.0547 | 5.0633 | 5.072 | 5.0609 | 5.0498 | 5.0387 | 5.0276 | 5.0166 | 5.0055 | 4.9944 | 4.9833 | 4.9722 | 4.9611 | 4.95 | 4.939 | 4.9279 | 4.9168 | 4.9057
| HTN033-190418479 | HTN033 | 31.612 | 31.9027 | 32.1935 | 32.4842 | 32.7749 | 32.4605 | 32.1461 | 31.8317 | 31.5173 | 31.2029 | 30.8885 | 30.5741 | 30.2597 | 29.9453 | 29.6309 | 29.3165 | 29.0021 | 28.6877 | 28.3733 | 28.0589
| HTN034-100723274 | HTN034 | 0.34382 | 0.3456 | 0.34738 | 0.34916 | 0.35094 | 0.34881 | 0.34667 | 0.34453 | 0.3424 | 0.34026 | 0.33813 | 0.33599 | 0.33386 | 0.33172 | 0.32959 | 0.32745 | 0.32532 | 0.32318 | 0.32105 | 0.31891
| HTN034-108340859 | HTN034 | 11.7966 | 11.8667 | 11.9367 | 12.0068 | 12.0769 | 12.0051 | 11.9333 | 11.8616 | 11.7898 | 11.7181 | 11.6463 | 11.5745 | 11.5028 | 11.431 | 11.3593 | 11.2875 | 11.2157 | 11.144 | 11.0722 | 11.0004
| HTN034-142233453 | HTN034 | 0.18237 | 0.18375 | 0.18512 | 0.18649 | 0.18786 | 0.1851 | 0.18233 | 0.17956 | 0.17679 | 0.17402 | 0.17126 | 0.16849 | 0.16572 | 0.16295 | 0.16019 | 0.15742 | 0.15465 | 0.15188 | 0.14911 | 0.14635
| HTN034-142233590 | HTN034 | 0.090139 | 0.090945 | 0.091751 | 0.092558 | 0.093364 | 0.092341 | 0.091318 | 0.090295 | 0.089273 | 0.08825 | 0.087227 | 0.086205 | 0.085182 | 0.084159 | 0.083137 | 0.082114 | 0.081091 | 0.080068 | 0.079046 | 0.078023
| HTN034-142234012 | HTN034 | 0.14392 | 0.14462 | 0.14531 | 0.146 | 0.1467 | 0.14581 | 0.14492 | 0.14403 | 0.14314 | 0.14226 | 0.14137 | 0.14048 | 0.13959 | 0.1387 | 0.13782 | 0.13693 | 0.13604 | 0.13515 | 0.13426 | 0.13338
| HTN034-157456094 | HTN034 | 0.0067868 | 0.0068253 | 0.0068637 | 0.0069022 | 0.0069406 | 0.0069013 | 0.0068619 | 0.0068225 | 0.0067831 | 0.0067438 | 0.0067044 | 0.006665 | 0.0066256 | 0.0065863 | 0.0065469 | 0.0065075 | 0.0064681 | 0.0064288 | 0.0063894 | 0.00635
| HTN034-157599634 | HTN034 | 0.06419 | 0.064491 | 0.064791 | 0.065092 | 0.065393 | 0.065047 | 0.064701 | 0.064355 | 0.064009 | 0.063663 | 0.063317 | 0.062971 | 0.062625 | 0.062279 | 0.061933 | 0.061587 | 0.061241 | 0.060895 | 0.06055 | 0.060204
| HTN034-157998388 | HTN034 | 0.043926 | 0.044171 | 0.044417 | 0.044662 | 0.044907 | 0.044595 | 0.044284 | 0.043972 | 0.04366 | 0.043349 | 0.043037 | 0.042726 | 0.042414 | 0.042102 | 0.041791 | 0.041479 | 0.041168 | 0.040856 | 0.040545 | 0.040233
| HTN034-157998738 | HTN034 | 0.012093 | 0.012164 | 0.012235 | 0.012305 | 0.012376 | 0.012259 | 0.012142 | 0.012026 | 0.011909 | 0.011792 | 0.011675 | 0.011559 | 0.011442 | 0.011325 | 0.011208 | 0.011092 | 0.010975 | 0.010858 | 0.010741 | 0.010625
| HTN034-157999069 | HTN034 | 0.061654 | 0.061987 | 0.062321 | 0.062655 | 0.062989 | 0.062576 | 0.062163 | 0.06175 | 0.061337 | 0.060924 | 0.060511 | 0.060098 | 0.059685 | 0.059272 | 0.058859 | 0.058446 | 0.058033 | 0.05762 | 0.057208 | 0.056795
| HTN034-158085792 | HTN034 | 0.023577 | 0.023777 | 0.023977 | 0.024177 | 0.024377 | 0.024128 | 0.02388 | 0.023631 | 0.023383 | 0.023134 | 0.022885 | 0.022637 | 0.022388 | 0.02214 | 0.021891 | 0.021643 | 0.021394 | 0.021146 | 0.020897 | 0.020649
| HTN034-158085879 | HTN034 | 0.22967 | 0.23155 | 0.23343 | 0.2353 | 0.23718 | 0.23533 | 0.23348 | 0.23162 | 0.22977 | 0.22792 | 0.22606 | 0.22421 | 0.22236 | 0.22051 | 0.21865 | 0.2168 | 0.21495 | 0.21309 | 0.21124 | 0.20939
| HTN034-158086014 | HTN034 | 3.2173e-05 | 3.2515e-05 | 3.2857e-05 | 3.3198e-05 | 3.354e-05 | 3.3222e-05 | 3.2903e-05 | 3.2584e-05 | 3.2266e-05 | 3.1947e-05 | 3.1629e-05 | 3.131e-05 | 3.0992e-05 | 3.0673e-05 | 3.0355e-05 | 3.0036e-05 | 2.9718e-05 | 2.9399e-05 | 2.9081e-05 | 2.8763e-05
| HTN034-158095163 | HTN034 | 0.043597 | 0.043796 | 0.043995 | 0.044194 | 0.044393 | 0.044197 | 0.044 | 0.043803 | 0.043607 | 0.04341 | 0.043213 | 0.043017 | 0.04282 | 0.042623 | 0.042427 | 0.04223 | 0.042033 | 0.041837 | 0.04164 | 0.041443
| HTN034-158103724 | HTN034 | 0.070113 | 0.070556 | 0.070998 | 0.07144 | 0.071883 | 0.071332 | 0.07078 | 0.070229 | 0.069677 | 0.069126 | 0.068575 | 0.068023 | 0.067472 | 0.066921 | 0.066369 | 0.065818 | 0.065266 | 0.064715 | 0.064164 | 0.063612
| HTN034-158130464 | HTN034 | 0.04311 | 0.043362 | 0.043613 | 0.043864 | 0.044115 | 0.04379 | 0.043465 | 0.04314 | 0.042815 | 0.04249 | 0.042166 | 0.041841 | 0.041516 | 0.041191 | 0.040866 | 0.040541 | 0.040216 | 0.039891 | 0.039566 | 0.039241
| HTN034-158139663 | HTN034 | 0.010281 | 0.010334 | 0.010387 | 0.010441 | 0.010494 | 0.010432 | 0.010369 | 0.010307 | 0.010245 | 0.010182 | 0.01012 | 0.010057 | 0.009995 | 0.0099326 | 0.0098702 | 0.0098078 | 0.0097454 | 0.009683 | 0.0096206 | 0.0095582
| HTN034-158494823 | HTN034 | 0.41291 | 0.4162 | 0.41948 | 0.42277 | 0.42605 | 0.42082 | 0.41559 | 0.41036 | 0.40512 | 0.39989 | 0.39466 | 0.38943 | 0.38419 | 0.37896 | 0.37373 | 0.3685 | 0.36327 | 0.35803 | 0.3528 | 0.34757
| HTN034-158495102 | HTN034 | 0.008979 | 0.0090744 | 0.0091698 | 0.0092653 | 0.0093607 | 0.0092754 | 0.00919 | 0.0091047 | 0.0090194 | 0.008934 | 0.0088487 | 0.0087633 | 0.008678 | 0.0085926 | 0.0085073 | 0.008422 | 0.0083366 | 0.0082513 | 0.0081659 | 0.0080806
| HTN034-158495212 | HTN034 | 0.012514 | 0.012619 | 0.012724 | 0.012828 | 0.012933 | 0.0128 | 0.012666 | 0.012533 | 0.0124 | 0.012267 | 0.012134 | 0.012001 | 0.011868 | 0.011735 | 0.011602 | 0.011469 | 0.011336 | 0.011203 | 0.011069 | 0.010936
| HTN034-158638369 | HTN034 | 0.033658 | 0.033921 | 0.034185 | 0.034449 | 0.034713 | 0.034377 | 0.034041 | 0.033705 | 0.033369 | 0.033033 | 0.032697 | 0.032361 | 0.032025 | 0.031689 | 0.031353 | 0.031017 | 0.030681 | 0.030345 | 0.030009 | 0.029673
| HTN034-158638445 | HTN034 | 0.02186 | 0.022048 | 0.022237 | 0.022426 | 0.022615 | 0.022279 | 0.021943 | 0.021607 | 0.021271 | 0.020935 | 0.020598 | 0.020262 | 0.019926 | 0.01959 | 0.019254 | 0.018918 | 0.018582 | 0.018246 | 0.01791 | 0.017574
| HTN034-158638542 | HTN034 | 0.064722 | 0.065128 | 0.065533 | 0.065938 | 0.066343 | 0.065569 | 0.064795 | 0.064021 | 0.063247 | 0.062473 | 0.061699 | 0.060925 | 0.060151 | 0.059377 | 0.058603 | 0.057829 | 0.057055 | 0.056281 | 0.055507 | 0.054733
| HTN034-158638725 | HTN034 | 0.027389 | 0.027638 | 0.027887 | 0.028137 | 0.028386 | 0.028143 | 0.0279 | 0.027656 | 0.027413 | 0.02717 | 0.026927 | 0.026684 | 0.02644 | 0.026197 | 0.025954 | 0.025711 | 0.025468 | 0.025224 | 0.024981 | 0.024738
| HTN034-158639522 | HTN034 | 6.2395e-05 | 6.2719e-05 | 6.3043e-05 | 6.3366e-05 | 6.369e-05 | 6.3354e-05 | 6.3019e-05 | 6.2684e-05 | 6.2348e-05 | 6.2012e-05 | 6.1677e-05 | 6.1342e-05 | 6.1006e-05 | 6.0671e-05 | 6.0335e-05 | 6e-05 | 5.9664e-05 | 5.9328e-05 | 5.8993e-05 | 5.8657e-05
| HTN034-158639644 | HTN034 | 0.037034 | 0.037368 | 0.037702 | 0.038036 | 0.03837 | 0.037988 | 0.037606 | 0.037225 | 0.036843 | 0.036461 | 0.036079 | 0.035697 | 0.035315 | 0.034933 | 0.034551 | 0.034169 | 0.033787 | 0.033405 | 0.033023 | 0.032641
| HTN034-158639828 | HTN034 | 0.018278 | 0.018385 | 0.018493 | 0.0186 | 0.018707 | 0.018537 | 0.018366 | 0.018196 | 0.018026 | 0.017855 | 0.017685 | 0.017514 | 0.017344 | 0.017174 | 0.017003 | 0.016833 | 0.016662 | 0.016492 | 0.016322 | 0.016151
| HTN034-158639936 | HTN034 | 0.0047218 | 0.0047491 | 0.0047763 | 0.0048035 | 0.0048308 | 0.004778 | 0.0047253 | 0.0046725 | 0.0046198 | 0.004567 | 0.0045143 | 0.0044615 | 0.0044088 | 0.004356 | 0.0043033 | 0.0042505 | 0.0041978 | 0.004145 | 0.0040923 | 0.0040395
| HTN034-158640079 | HTN034 | 0.00025262 | 0.00025426 | 0.00025591 | 0.00025755 | 0.0002592 | 0.00025776 | 0.00025632 | 0.00025488 | 0.00025344 | 0.000252 | 0.00025056 | 0.00024912 | 0.00024768 | 0.00024624 | 0.0002448 | 0.00024336 | 0.00024192 | 0.00024048 | 0.00023904 | 0.0002376
| HTN034-158770728 | HTN034 | 0.037099 | 0.037182 | 0.037264 | 0.037347 | 0.037429 | 0.037306 | 0.037182 | 0.037058 | 0.036935 | 0.036811 | 0.036688 | 0.036564 | 0.03644 | 0.036317 | 0.036193 | 0.036069 | 0.035946 | 0.035822 | 0.035698 | 0.035575
| HTN034-158770892 | HTN034 | 0.37099 | 0.37448 | 0.37797 | 0.38146 | 0.38495 | 0.37866 | 0.37237 | 0.36608 | 0.3598 | 0.35351 | 0.34722 | 0.34093 | 0.33464 | 0.32835 | 0.32207 | 0.31578 | 0.30949 | 0.3032 | 0.29691 | 0.29063
| HTN034-160807148 | HTN034 | 0.049932 | 0.050413 | 0.050894 | 0.051375 | 0.051856 | 0.051171 | 0.050486 | 0.049801 | 0.049117 | 0.048432 | 0.047747 | 0.047062 | 0.046378 | 0.045693 | 0.045008 | 0.044323 | 0.043638 | 0.042954 | 0.042269 | 0.041584
| HTN034-161079325 | HTN034 | 0.25807 | 0.25986 | 0.26166 | 0.26345 | 0.26525 | 0.26274 | 0.26024 | 0.25774 | 0.25524 | 0.25273 | 0.25023 | 0.24773 | 0.24522 | 0.24272 | 0.24022 | 0.23772 | 0.23521 | 0.23271 | 0.23021 | 0.2277
| HTN034-161093808 | HTN034 | 0.21548 | 0.21691 | 0.21834 | 0.21977 | 0.22119 | 0.21982 | 0.21845 | 0.21707 | 0.2157 | 0.21432 | 0.21295 | 0.21157 | 0.2102 | 0.20882 | 0.20745 | 0.20607 | 0.2047 | 0.20332 | 0.20195 | 0.20057
| HTN034-162616477 | HTN034 | 0.0035 | 0.0035256 | 0.0035513 | 0.003577 | 0.0036026 | 0.0035746 | 0.0035467 | 0.0035187 | 0.0034907 | 0.0034627 | 0.0034348 | 0.0034068 | 0.0033788 | 0.0033508 | 0.0033229 | 0.0032949 | 0.0032669 | 0.0032389 | 0.003211 | 0.003183
| HTN034-162616681 | HTN034 | 0.0018983 | 0.0019087 | 0.0019191 | 0.0019296 | 0.00194 | 0.0019281 | 0.0019163 | 0.0019045 | 0.0018926 | 0.0018808 | 0.0018689 | 0.0018571 | 0.0018452 | 0.0018334 | 0.0018216 | 0.0018097 | 0.0017979 | 0.001786 | 0.0017742 | 0.0017623
| HTN034-162616888 | HTN034 | 0.0029626 | 0.0029768 | 0.002991 | 0.0030053 | 0.0030195 | 0.0030046 | 0.0029897 | 0.0029748 | 0.0029599 | 0.002945 | 0.0029301 | 0.0029152 | 0.0029003 | 0.0028854 | 0.0028705 | 0.0028556 | 0.0028407 | 0.0028258 | 0.0028109 | 0.002796
| HTN034-162617230 | HTN034 | 0.0054866 | 0.0055227 | 0.0055588 | 0.0055949 | 0.005631 | 0.0055912 | 0.0055515 | 0.0055117 | 0.0054719 | 0.0054322 | 0.0053924 | 0.0053527 | 0.0053129 | 0.0052731 | 0.0052334 | 0.0051936 | 0.0051539 | 0.0051141 | 0.0050743 | 0.0050346
| HTN034-162626507 | HTN034 | 0.0078586 | 0.0079518 | 0.008045 | 0.0081383 | 0.0082315 | 0.0080704 | 0.0079094 | 0.0077483 | 0.0075873 | 0.0074262 | 0.0072652 | 0.0071041 | 0.0069431 | 0.006782 | 0.0066209 | 0.0064599 | 0.0062988 | 0.0061378 | 0.0059767 | 0.0058157
| HTN034-162646056 | HTN034 | 0.024438 | 0.024577 | 0.024716 | 0.024854 | 0.024993 | 0.02482 | 0.024647 | 0.024474 | 0.024301 | 0.024128 | 0.023955 | 0.023782 | 0.023608 | 0.023435 | 0.023262 | 0.023089 | 0.022916 | 0.022743 | 0.02257 | 0.022397
| HTN034-162671356 | HTN034 | 0.011841 | 0.011962 | 0.012084 | 0.012205 | 0.012327 | 0.012094 | 0.011861 | 0.011628 | 0.011396 | 0.011163 | 0.01093 | 0.010697 | 0.010465 | 0.010232 | 0.009999 | 0.0097662 | 0.0095335 | 0.0093007 | 0.009068 | 0.0088352
| HTN034-162794244 | HTN034 | 0.00043283 | 0.00043573 | 0.00043862 | 0.00044151 | 0.0004444 | 0.00044264 | 0.00044088 | 0.00043912 | 0.00043736 | 0.0004356 | 0.00043384 | 0.00043208 | 0.00043032 | 0.00042856 | 0.0004268 | 0.00042504 | 0.00042328 | 0.00042152 | 0.00041976 | 0.000418
| HTN034-162794768 | HTN034 | 0.010591 | 0.010648 | 0.010705 | 0.010763 | 0.01082 | 0.010753 | 0.010686 | 0.010619 | 0.010552 | 0.010485 | 0.010418 | 0.010351 | 0.010285 | 0.010218 | 0.010151 | 0.010084 | 0.010017 | 0.0099498 | 0.0098828 | 0.0098159
| HTN034-167870005 | HTN034 | 0.04585 | 0.046211 | 0.046571 | 0.046932 | 0.047293 | 0.046957 | 0.046621 | 0.046285 | 0.045949 | 0.045613 | 0.045277 | 0.044942 | 0.044606 | 0.04427 | 0.043934 | 0.043598 | 0.043262 | 0.042926 | 0.04259 | 0.042254
| HTN034-172348553 | HTN034 | 0.00014568 | 0.00014636 | 0.00014704 | 0.00014772 | 0.0001484 | 0.00014756 | 0.00014672 | 0.00014588 | 0.00014504 | 0.0001442 | 0.00014336 | 0.00014252 | 0.00014168 | 0.00014084 | 0.00014 | 0.00013916 | 0.00013832 | 0.00013748 | 0.00013664 | 0.0001358
| HTN034-182145724 | HTN034 | 36.1574 | 36.3833 | 36.6091 | 36.835 | 37.0608 | 36.7024 | 36.3439 | 35.9855 | 35.627 | 35.2686 | 34.9101 | 34.5517 | 34.1932 | 33.8348 | 33.4763 | 33.1179 | 32.7595 | 32.401 | 32.0426 | 31.6841
| HTN034-182145744 | HTN034 | 3.8509 | 3.8765 | 3.9021 | 3.9276 | 3.9532 | 3.921 | 3.8889 | 3.8567 | 3.8246 | 3.7924 | 3.7602 | 3.7281 | 3.6959 | 3.6637 | 3.6316 | 3.5994 | 3.5672 | 3.5351 | 3.5029 | 3.4707
| HTN034-182145765 | HTN034 | 2.2378 | 2.251 | 2.2642 | 2.2773 | 2.2905 | 2.28 | 2.2696 | 2.2592 | 2.2487 | 2.2383 | 2.2279 | 2.2174 | 2.207 | 2.1966 | 2.1861 | 2.1757 | 2.1652 | 2.1548 | 2.1444 | 2.1339
| HTN034-190418432 | HTN034 | 2.6455 | 2.6687 | 2.692 | 2.7152 | 2.7384 | 2.7122 | 2.6859 | 2.6597 | 2.6334 | 2.6072 | 2.5809 | 2.5547 | 2.5285 | 2.5022 | 2.476 | 2.4497 | 2.4235 | 2.3972 | 2.371 | 2.3447
| HTN034-84443403 | HTN034 | 2.5479 | 2.5602 | 2.5725 | 2.5847 | 2.597 | 2.582 | 2.5671 | 2.5521 | 2.5372 | 2.5222 | 2.5073 | 2.4923 | 2.4774 | 2.4625 | 2.4475 | 2.4326 | 2.4176 | 2.4027 | 2.3877 | 2.3728
| HYT011-157370486 | HYT011 | 0.011504 | 0.011577 | 0.011649 | 0.011722 | 0.011795 | 0.011538 | 0.01128 | 0.011023 | 0.010766 | 0.010508 | 0.010251 | 0.0099934 | 0.009736 | 0.0094786 | 0.0092212 | 0.0089638 | 0.0087064 | 0.008449 | 0.0081916 | 0.0079342
| HYT011-157370579 | HYT011 | 0.016975 | 0.017082 | 0.017189 | 0.017296 | 0.017404 | 0.017064 | 0.016724 | 0.016384 | 0.016043 | 0.015703 | 0.015363 | 0.015023 | 0.014683 | 0.014343 | 0.014003 | 0.013663 | 0.013323 | 0.012983 | 0.012643 | 0.012303
| HYT011-162212996 | HYT011 | 0.0030107 | 0.0030318 | 0.0030529 | 0.0030741 | 0.0030952 | 0.003031 | 0.0029668 | 0.0029026 | 0.0028384 | 0.0027742 | 0.00271 | 0.0026458 | 0.0025816 | 0.0025175 | 0.0024533 | 0.0023891 | 0.0023249 | 0.0022607 | 0.0021965 | 0.0021323
| HYT011-162213233 | HYT011 | 0 | 0 | 0 | 0 | 0 | 0 | 0 | 0 | 0 | 0 | 0 | 0 | 0 | 0 | 0 | 0 | 0 | 0 | 0 | 0
| HYT011-41829518 | HYT011 | 2.3929 | 2.4069 | 2.4209 | 2.4349 | 2.4489 | 2.4237 | 2.3985 | 2.3733 | 2.3481 | 2.3228 | 2.2976 | 2.2724 | 2.2472 | 2.222 | 2.1968 | 2.1716 | 2.1463 | 2.1211 | 2.0959 | 2.0707
| HYT011-82429866 | HYT011 | 0.018752 | 0.018876 | 0.019001 | 0.019125 | 0.019249 | 0.018995 | 0.01874 | 0.018486 | 0.018231 | 0.017976 | 0.017722 | 0.017467 | 0.017213 | 0.016958 | 0.016703 | 0.016449 | 0.016194 | 0.01594 | 0.015685 | 0.01543
| KGT002-15430186 | KGT002 | 31.7503 | 31.9587 | 32.1672 | 32.3757 | 32.5842 | 32.7733 | 32.9624 | 33.1515 | 33.3406 | 33.5298 | 33.7189 | 33.908 | 34.0971 | 34.2862 | 34.4753 | 34.6644 | 34.8535 | 35.0426 | 35.2317 | 35.4208
| KGT002-24605712 | KGT002 | 0.29438 | 0.29603 | 0.29767 | 0.29931 | 0.30096 | 0.30226 | 0.30355 | 0.30485 | 0.30615 | 0.30745 | 0.30875 | 0.31005 | 0.31135 | 0.31265 | 0.31395 | 0.31525 | 0.31655 | 0.31785 | 0.31915 | 0.32045
| KGT003-119555477 | KGT003 | 10.2407 | 10.2512 | 10.2616 | 10.2721 | 10.2826 | 10.2742 | 10.2658 | 10.2575 | 10.2491 | 10.2408 | 10.2324 | 10.2241 | 10.2157 | 10.2073 | 10.199 | 10.1906 | 10.1823 | 10.1739 | 10.1656 | 10.1572
| KGT003-15424502 | KGT003 | 4.234 | 4.2626 | 4.2912 | 4.3198 | 4.3485 | 4.3781 | 4.4076 | 4.4372 | 4.4668 | 4.4964 | 4.526 | 4.5556 | 4.5852 | 4.6147 | 4.6443 | 4.6739 | 4.7035 | 4.7331 | 4.7627 | 4.7922
| KGT003-155046250 | KGT003 | 0.05669 | 0.057146 | 0.057602 | 0.058057 | 0.058513 | 0.058846 | 0.059178 | 0.059511 | 0.059844 | 0.060176 | 0.060509 | 0.060842 | 0.061175 | 0.061507 | 0.06184 | 0.062173 | 0.062505 | 0.062838 | 0.063171 | 0.063503
| KGT003-155046371 | KGT003 | 0.00022454 | 0.0002265 | 0.00022847 | 0.00023043 | 0.0002324 | 0.00023432 | 0.00023624 | 0.00023816 | 0.00024008 | 0.000242 | 0.00024392 | 0.00024584 | 0.00024776 | 0.00024968 | 0.0002516 | 0.00025352 | 0.00025544 | 0.00025736 | 0.00025928 | 0.0002612
| KGT003-155131479 | KGT003 | 0.013484 | 0.013587 | 0.013689 | 0.013791 | 0.013893 | 0.014024 | 0.014155 | 0.014286 | 0.014417 | 0.014548 | 0.01468 | 0.014811 | 0.014942 | 0.015073 | 0.015204 | 0.015335 | 0.015466 | 0.015597 | 0.015728 | 0.015859
| KGT003-155165277 | KGT003 | 0.012505 | 0.012587 | 0.01267 | 0.012752 | 0.012834 | 0.012956 | 0.013077 | 0.013198 | 0.013319 | 0.013441 | 0.013562 | 0.013683 | 0.013804 | 0.013925 | 0.014047 | 0.014168 | 0.014289 | 0.01441 | 0.014532 | 0.014653
| KGT003-155165426 | KGT003 | 0.089874 | 0.090476 | 0.091077 | 0.091678 | 0.092279 | 0.092963 | 0.093647 | 0.094331 | 0.095016 | 0.0957 | 0.096384 | 0.097068 | 0.097752 | 0.098436 | 0.09912 | 0.099804 | 0.10049 | 0.10117 | 0.10186 | 0.10254
| KGT003-155165521 | KGT003 | 0.11391 | 0.11469 | 0.11548 | 0.11626 | 0.11705 | 0.11769 | 0.11834 | 0.11898 | 0.11963 | 0.12028 | 0.12092 | 0.12157 | 0.12221 | 0.12286 | 0.12351 | 0.12415 | 0.1248 | 0.12544 | 0.12609 | 0.12674
| KGT003-155165638 | KGT003 | 0.10593 | 0.10653 | 0.10714 | 0.10774 | 0.10834 | 0.10933 | 0.11032 | 0.11131 | 0.1123 | 0.11329 | 0.11428 | 0.11527 | 0.11625 | 0.11724 | 0.11823 | 0.11922 | 0.12021 | 0.1212 | 0.12219 | 0.12318
| KGT003-155165904 | KGT003 | 0.092594 | 0.093269 | 0.093944 | 0.094619 | 0.095294 | 0.095858 | 0.096421 | 0.096985 | 0.097549 | 0.098113 | 0.098677 | 0.099241 | 0.099804 | 0.10037 | 0.10093 | 0.1015 | 0.10206 | 0.10262 | 0.10319 | 0.10375
| KGT003-155166011 | KGT003 | 0.011155 | 0.011237 | 0.011318 | 0.011399 | 0.01148 | 0.011575 | 0.011671 | 0.011766 | 0.011861 | 0.011956 | 0.012051 | 0.012146 | 0.012241 | 0.012336 | 0.012431 | 0.012526 | 0.012621 | 0.012716 | 0.012811 | 0.012906
| KGT003-155166153 | KGT003 | 0.046158 | 0.046489 | 0.04682 | 0.047151 | 0.047482 | 0.047742 | 0.048002 | 0.048261 | 0.048521 | 0.048781 | 0.04904 | 0.0493 | 0.04956 | 0.04982 | 0.050079 | 0.050339 | 0.050599 | 0.050858 | 0.051118 | 0.051378
| KGT003-155166380 | KGT003 | 0.044679 | 0.044954 | 0.04523 | 0.045506 | 0.045782 | 0.046233 | 0.046684 | 0.047136 | 0.047587 | 0.048038 | 0.048489 | 0.04894 | 0.049391 | 0.049842 | 0.050293 | 0.050744 | 0.051195 | 0.051646 | 0.052097 | 0.052548
| KGT003-155177979 | KGT003 | 0.21811 | 0.21988 | 0.22165 | 0.22342 | 0.2252 | 0.22589 | 0.22659 | 0.22729 | 0.22798 | 0.22868 | 0.22937 | 0.23007 | 0.23077 | 0.23146 | 0.23216 | 0.23285 | 0.23355 | 0.23425 | 0.23494 | 0.23564
| KGT003-155178122 | KGT003 | 0.00044494 | 0.00044786 | 0.00045077 | 0.00045369 | 0.0004566 | 0.00046122 | 0.00046584 | 0.00047046 | 0.00047508 | 0.0004797 | 0.00048432 | 0.00048894 | 0.00049356 | 0.00049818 | 0.0005028 | 0.00050742 | 0.00051204 | 0.00051666 | 0.00052128 | 0.0005259
| KGT003-155178538 | KGT003 | 0.00032884 | 0.00033098 | 0.00033312 | 0.00033526 | 0.0003374 | 0.00034083 | 0.00034426 | 0.00034769 | 0.00035112 | 0.00035455 | 0.00035798 | 0.00036141 | 0.00036484 | 0.00036827 | 0.0003717 | 0.00037513 | 0.00037856 | 0.00038199 | 0.00038542 | 0.00038885
| KGT003-84636133 | KGT003 | 31.7614 | 31.967 | 32.1726 | 32.3781 | 32.5837 | 32.6763 | 32.7689 | 32.8615 | 32.9541 | 33.0467 | 33.1394 | 33.232 | 33.3246 | 33.4172 | 33.5098 | 33.6024 | 33.6951 | 33.7877 | 33.8803 | 33.9729
| KGT004-15430149 | KGT004 | 2.4107 | 2.4277 | 2.4447 | 2.4617 | 2.4786 | 2.499 | 2.5193 | 2.5397 | 2.56 | 2.5804 | 2.6008 | 2.6211 | 2.6415 | 2.6618 | 2.6822 | 2.7025 | 2.7229 | 2.7433 | 2.7636 | 2.784
| KGT004-154877585 | KGT004 | 0.0005124 | 0.0005166 | 0.0005208 | 0.000525 | 0.0005292 | 0.00053498 | 0.00054075 | 0.00054652 | 0.0005523 | 0.00055807 | 0.00056385 | 0.00056963 | 0.0005754 | 0.00058117 | 0.00058695 | 0.00059273 | 0.0005985 | 0.00060428 | 0.00061005 | 0.00061582
| KGT004-154878038 | KGT004 | 0.043159 | 0.043475 | 0.04379 | 0.044106 | 0.044421 | 0.044865 | 0.045309 | 0.045753 | 0.046196 | 0.04664 | 0.047084 | 0.047527 | 0.047971 | 0.048415 | 0.048859 | 0.049302 | 0.049746 | 0.05019 | 0.050633 | 0.051077
| KGT004-154878151 | KGT004 | 0.12555 | 0.12625 | 0.12695 | 0.12765 | 0.12835 | 0.129 | 0.12966 | 0.13032 | 0.13098 | 0.13163 | 0.13229 | 0.13295 | 0.1336 | 0.13426 | 0.13492 | 0.13558 | 0.13623 | 0.13689 | 0.13755 | 0.1382
| KGT004-154878281 | KGT004 | 0.068274 | 0.068787 | 0.069299 | 0.069811 | 0.070323 | 0.07098 | 0.071636 | 0.072293 | 0.072949 | 0.073606 | 0.074262 | 0.074919 | 0.075575 | 0.076232 | 0.076888 | 0.077545 | 0.078201 | 0.078858 | 0.079514 | 0.080171
| KGT004-154878429 | KGT004 | 0.35261 | 0.35498 | 0.35734 | 0.3597 | 0.36206 | 0.36576 | 0.36945 | 0.37315 | 0.37684 | 0.38053 | 0.38423 | 0.38792 | 0.39162 | 0.39531 | 0.39901 | 0.4027 | 0.4064 | 0.41009 | 0.41378 | 0.41748
| KGT004-154971301 | KGT004 | 0.0014143 | 0.0014249 | 0.0014356 | 0.0014462 | 0.0014568 | 0.0014719 | 0.001487 | 0.0015021 | 0.0015171 | 0.0015322 | 0.0015473 | 0.0015624 | 0.0015775 | 0.0015926 | 0.0016076 | 0.0016227 | 0.0016378 | 0.0016529 | 0.001668 | 0.001683
| KGT004-154971445 | KGT004 | 5.332e-05 | 5.374e-05 | 5.416e-05 | 5.458e-05 | 5.5e-05 | 5.5635e-05 | 5.627e-05 | 5.6905e-05 | 5.754e-05 | 5.8175e-05 | 5.881e-05 | 5.9445e-05 | 6.008e-05 | 6.0715e-05 | 6.135e-05 | 6.1985e-05 | 6.262e-05 | 6.3255e-05 | 6.389e-05 | 6.4525e-05
| KGT004-154971580 | KGT004 | 0.0089672 | 0.0090361 | 0.009105 | 0.0091739 | 0.0092428 | 0.0093101 | 0.0093774 | 0.0094447 | 0.009512 | 0.0095793 | 0.0096466 | 0.0097139 | 0.0097812 | 0.0098485 | 0.0099158 | 0.009983 | 0.01005 | 0.010118 | 0.010185 | 0.010252
| KGT004-154971674 | KGT004 | 0.0021714 | 0.0021877 | 0.0022039 | 0.0022202 | 0.0022364 | 0.0022644 | 0.0022923 | 0.0023203 | 0.0023483 | 0.0023762 | 0.0024042 | 0.0024321 | 0.0024601 | 0.002488 | 0.002516 | 0.0025439 | 0.0025719 | 0.0025999 | 0.0026278 | 0.0026558
| KGT004-160450903 | KGT004 | 0.047562 | 0.04797 | 0.048377 | 0.048785 | 0.049192 | 0.049501 | 0.04981 | 0.050119 | 0.050428 | 0.050737 | 0.051046 | 0.051355 | 0.051664 | 0.051973 | 0.052282 | 0.052591 | 0.0529 | 0.053209 | 0.053518 | 0.053827
| KGT004-24604166 | KGT004 | 0.41322 | 0.4166 | 0.41999 | 0.42338 | 0.42677 | 0.42844 | 0.43012 | 0.43179 | 0.43347 | 0.43514 | 0.43682 | 0.4385 | 0.44017 | 0.44185 | 0.44352 | 0.4452 | 0.44688 | 0.44855 | 0.45023 | 0.4519
| KGT004-24604180 | KGT004 | 1.0059 | 1.013 | 1.0202 | 1.0273 | 1.0345 | 1.0431 | 1.0517 | 1.0603 | 1.0689 | 1.0775 | 1.0861 | 1.0947 | 1.1033 | 1.112 | 1.1206 | 1.1292 | 1.1378 | 1.1464 | 1.155 | 1.1636
| KGT004-24605698 | KGT004 | 17.4823 | 17.5929 | 17.7035 | 17.8141 | 17.9248 | 18.0651 | 18.2055 | 18.3458 | 18.4862 | 18.6265 | 18.7669 | 18.9072 | 19.0475 | 19.1879 | 19.3282 | 19.4686 | 19.6089 | 19.7493 | 19.8896 | 20.03
| KGT004-24605978 | KGT004 | 2.0057 | 2.0081 | 2.0105 | 2.0129 | 2.0153 | 2.0134 | 2.0116 | 2.0097 | 2.0078 | 2.006 | 2.0041 | 2.0022 | 2.0004 | 1.9985 | 1.9967 | 1.9948 | 1.9929 | 1.9911 | 1.9892 | 1.9873
| KGT004-55202181 | KGT004 | 12.4087 | 12.5094 | 12.6102 | 12.7109 | 12.8116 | 12.8767 | 12.9419 | 13.007 | 13.0721 | 13.1373 | 13.2024 | 13.2676 | 13.3327 | 13.3978 | 13.463 | 13.5281 | 13.5933 | 13.6584 | 13.7235 | 13.7887
| KRT012-118960990 | KRT012 | 0.031438 | 0.031716 | 0.031995 | 0.032273 | 0.032552 | 0.031921 | 0.03129 | 0.03066 | 0.030029 | 0.029399 | 0.028768 | 0.028137 | 0.027507 | 0.026876 | 0.026246 | 0.025615 | 0.024984 | 0.024354 | 0.023723 | 0.023093
| KRT012-141850121 | KRT012 | 0.045473 | 0.045917 | 0.04636 | 0.046803 | 0.047246 | 0.046504 | 0.045762 | 0.04502 | 0.044277 | 0.043535 | 0.042793 | 0.04205 | 0.041308 | 0.040566 | 0.039823 | 0.039081 | 0.038339 | 0.037597 | 0.036854 | 0.036112
| KRT012-141850552 | KRT012 | 0.078113 | 0.078887 | 0.079662 | 0.080436 | 0.081211 | 0.079912 | 0.078613 | 0.077315 | 0.076016 | 0.074717 | 0.073419 | 0.07212 | 0.070822 | 0.069523 | 0.068224 | 0.066926 | 0.065627 | 0.064328 | 0.06303 | 0.061731
| KRT012-141850665 | KRT012 | 0.052121 | 0.052242 | 0.052364 | 0.052485 | 0.052606 | 0.052455 | 0.052303 | 0.052152 | 0.052 | 0.051848 | 0.051697 | 0.051545 | 0.051393 | 0.051242 | 0.05109 | 0.050939 | 0.050787 | 0.050635 | 0.050484 | 0.050332
| KRT012-15397067 | KRT012 | 2.6486 | 2.6667 | 2.6848 | 2.7029 | 2.721 | 2.6778 | 2.6346 | 2.5914 | 2.5483 | 2.5051 | 2.4619 | 2.4187 | 2.3755 | 2.3323 | 2.2891 | 2.2459 | 2.2027 | 2.1595 | 2.1163 | 2.0731
| KRT012-160501273 | KRT012 | 0.013441 | 0.013561 | 0.013681 | 0.013801 | 0.013921 | 0.013638 | 0.013356 | 0.013073 | 0.012791 | 0.012508 | 0.012225 | 0.011943 | 0.01166 | 0.011378 | 0.011095 | 0.010812 | 0.01053 | 0.010247 | 0.0099645 | 0.0096819
| KRT012-163206103 | KRT012 | 0.00021974 | 0.0002221 | 0.00022447 | 0.00022683 | 0.0002292 | 0.00022278 | 0.00021636 | 0.00020994 | 0.00020352 | 0.0001971 | 0.00019068 | 0.00018426 | 0.00017784 | 0.00017142 | 0.000165 | 0.00015858 | 0.00015216 | 0.00014574 | 0.00013932 | 0.0001329
| KRT012-163310215 | KRT012 | 0.0033365 | 0.0033736 | 0.0034108 | 0.003448 | 0.0034851 | 0.0034237 | 0.0033622 | 0.0033007 | 0.0032392 | 0.0031777 | 0.0031162 | 0.0030547 | 0.0029932 | 0.0029317 | 0.0028702 | 0.0028087 | 0.0027472 | 0.0026857 | 0.0026242 | 0.0025627
| KRT012-163310404 | KRT012 | 0.00048903 | 0.00049413 | 0.00049922 | 0.00050431 | 0.0005094 | 0.00050009 | 0.00049077 | 0.00048145 | 0.00047214 | 0.00046282 | 0.00045351 | 0.00044419 | 0.00043488 | 0.00042556 | 0.00041625 | 0.00040693 | 0.00039762 | 0.0003883 | 0.00037899 | 0.00036967
| KRT012-163313957 | KRT012 | 0.00014878 | 0.00015026 | 0.00015174 | 0.00015322 | 0.0001547 | 0.00015117 | 0.00014763 | 0.0001441 | 0.00014056 | 0.00013703 | 0.00013349 | 0.00012996 | 0.00012642 | 0.00012289 | 0.00011935 | 0.00011582 | 0.00011228 | 0.00010875 | 0.00010521 | 0.00010168
| KRT012-24598034 | KRT012 | 1.1403 | 1.151 | 1.1617 | 1.1725 | 1.1832 | 1.16 | 1.1368 | 1.1135 | 1.0903 | 1.0671 | 1.0438 | 1.0206 | 0.99738 | 0.97415 | 0.95092 | 0.9277 | 0.90447 | 0.88124 | 0.85801 | 0.83478
| KRT013-146237675 | KRT013 | 0.015024 | 0.015184 | 0.015344 | 0.015504 | 0.015664 | 0.015405 | 0.015146 | 0.014888 | 0.014629 | 0.01437 | 0.014112 | 0.013853 | 0.013594 | 0.013336 | 0.013077 | 0.012818 | 0.01256 | 0.012301 | 0.012042 | 0.011784
| KRT013-15397117 | KRT013 | 6.3035 | 6.3548 | 6.4061 | 6.4573 | 6.5086 | 6.4131 | 6.3176 | 6.222 | 6.1265 | 6.0309 | 5.9354 | 5.8399 | 5.7443 | 5.6488 | 5.5533 | 5.4577 | 5.3622 | 5.2666 | 5.1711 | 5.0756
| KRT013-15397128 | KRT013 | 1.6237e-06 | 1.6363e-06 | 1.6489e-06 | 1.6614e-06 | 1.674e-06 | 1.6413e-06 | 1.6086e-06 | 1.5759e-06 | 1.5432e-06 | 1.5105e-06 | 1.4778e-06 | 1.4451e-06 | 1.4124e-06 | 1.3797e-06 | 1.347e-06 | 1.3143e-06 | 1.2816e-06 | 1.2489e-06 | 1.2162e-06 | 1.1835e-06
| KRT013-157932507 | KRT013 | 0.011486 | 0.011579 | 0.011673 | 0.011767 | 0.01186 | 0.01168 | 0.011499 | 0.011318 | 0.011137 | 0.010956 | 0.010775 | 0.010595 | 0.010414 | 0.010233 | 0.010052 | 0.0098714 | 0.0096906 | 0.0095098 | 0.009329 | 0.0091482
| KRT013-159317752 | KRT013 | 0.0092225 | 0.0092961 | 0.0093697 | 0.0094433 | 0.0095168 | 0.0093753 | 0.0092338 | 0.0090923 | 0.0089508 | 0.0088093 | 0.0086678 | 0.0085263 | 0.0083848 | 0.0082433 | 0.0081018 | 0.0079603 | 0.0078188 | 0.0076773 | 0.0075358 | 0.0073943
| KRT013-159427901 | KRT013 | 0.012703 | 0.012777 | 0.012851 | 0.012925 | 0.012999 | 0.012766 | 0.012532 | 0.012298 | 0.012064 | 0.011831 | 0.011597 | 0.011363 | 0.01113 | 0.010896 | 0.010662 | 0.010429 | 0.010195 | 0.0099612 | 0.0097275 | 0.0094938
| KRT013-161097284 | KRT013 | 0.078744 | 0.079341 | 0.079938 | 0.080535 | 0.081132 | 0.080209 | 0.079286 | 0.078363 | 0.07744 | 0.076517 | 0.075593 | 0.07467 | 0.073747 | 0.072824 | 0.071901 | 0.070978 | 0.070054 | 0.069131 | 0.068208 | 0.067285
| KRT013-161918444 | KRT013 | 0.0038297 | 0.0038607 | 0.0038917 | 0.0039227 | 0.0039537 | 0.0039037 | 0.0038537 | 0.0038038 | 0.0037538 | 0.0037038 | 0.0036539 | 0.0036039 | 0.0035539 | 0.0035039 | 0.003454 | 0.003404 | 0.003354 | 0.003304 | 0.0032541 | 0.0032041
| KRT013-163312849 | KRT013 | 0.0019939 | 0.002009 | 0.0020241 | 0.0020392 | 0.0020542 | 0.0020301 | 0.0020059 | 0.0019818 | 0.0019576 | 0.0019335 | 0.0019093 | 0.0018852 | 0.001861 | 0.0018369 | 0.0018127 | 0.0017886 | 0.0017644 | 0.0017403 | 0.0017161 | 0.0016919
| KRT013-163376810 | KRT013 | 0.015279 | 0.015414 | 0.015548 | 0.015683 | 0.015818 | 0.015624 | 0.01543 | 0.015236 | 0.015041 | 0.014847 | 0.014653 | 0.014459 | 0.014265 | 0.01407 | 0.013876 | 0.013682 | 0.013488 | 0.013294 | 0.013099 | 0.012905
| KRT013-163377041 | KRT013 | 0.00020126 | 0.00020314 | 0.00020503 | 0.00020691 | 0.0002088 | 0.00020496 | 0.00020112 | 0.00019728 | 0.00019344 | 0.0001896 | 0.00018576 | 0.00018192 | 0.00017808 | 0.00017424 | 0.0001704 | 0.00016656 | 0.00016272 | 0.00015888 | 0.00015504 | 0.0001512
| KRT013-163377167 | KRT013 | 0.014374 | 0.014516 | 0.014658 | 0.0148 | 0.014942 | 0.014742 | 0.014542 | 0.014342 | 0.014142 | 0.013942 | 0.013742 | 0.013542 | 0.013342 | 0.013142 | 0.012942 | 0.012742 | 0.012542 | 0.012342 | 0.012142 | 0.011942
| KRT013-163377432 | KRT013 | 0.0029747 | 0.0029983 | 0.0030218 | 0.0030453 | 0.0030689 | 0.0030237 | 0.0029786 | 0.0029334 | 0.0028883 | 0.0028431 | 0.002798 | 0.0027528 | 0.0027077 | 0.0026625 | 0.0026174 | 0.0025722 | 0.002527 | 0.0024819 | 0.0024367 | 0.0023916
| KRT013-163377643 | KRT013 | 0.00023749 | 0.00023987 | 0.00024225 | 0.00024462 | 0.000247 | 0.00024134 | 0.00023569 | 0.00023003 | 0.00022438 | 0.00021872 | 0.00021307 | 0.00020741 | 0.00020176 | 0.0001961 | 0.00019045 | 0.00018479 | 0.00017914 | 0.00017348 | 0.00016783 | 0.00016217
| KRT013-163377831 | KRT013 | 0.0052015 | 0.0052415 | 0.0052815 | 0.0053216 | 0.0053616 | 0.0052735 | 0.0051854 | 0.0050974 | 0.0050093 | 0.0049212 | 0.0048332 | 0.0047451 | 0.004657 | 0.0045689 | 0.0044809 | 0.0043928 | 0.0043047 | 0.0042167 | 0.0041286 | 0.0040405
| KRT013-24611768 | KRT013 | 0.076167 | 0.076734 | 0.077301 | 0.077868 | 0.078434 | 0.077853 | 0.077271 | 0.076689 | 0.076107 | 0.075526 | 0.074944 | 0.074362 | 0.07378 | 0.073198 | 0.072617 | 0.072035 | 0.071453 | 0.070871 | 0.07029 | 0.069708
| KRT013-79724634 | KRT013 | 0.29084 | 0.29339 | 0.29595 | 0.2985 | 0.30105 | 0.29842 | 0.2958 | 0.29318 | 0.29055 | 0.28793 | 0.28531 | 0.28268 | 0.28006 | 0.27743 | 0.27481 | 0.27219 | 0.26956 | 0.26694 | 0.26431 | 0.26169
| KRT013-79724804 | KRT013 | 5.251 | 5.2849 | 5.3189 | 5.3528 | 5.3867 | 5.2957 | 5.2047 | 5.1137 | 5.0227 | 4.9317 | 4.8407 | 4.7497 | 4.6587 | 4.5677 | 4.4767 | 4.3857 | 4.2947 | 4.2037 | 4.1127 | 4.0217
| KRT022-15396980 | KRT022 | 4.2357 | 4.2825 | 4.3292 | 4.3759 | 4.4227 | 4.3288 | 4.2348 | 4.1409 | 4.047 | 3.953 | 3.8591 | 3.7652 | 3.6713 | 3.5773 | 3.4834 | 3.3895 | 3.2956 | 3.2016 | 3.1077 | 3.0138
| KRT022-72389353 | KRT022 | 7.5883 | 7.6381 | 7.688 | 7.7378 | 7.7877 | 7.7366 | 7.6855 | 7.6344 | 7.5833 | 7.5322 | 7.4811 | 7.43 | 7.3789 | 7.3279 | 7.2768 | 7.2257 | 7.1746 | 7.1235 | 7.0724 | 7.0213
| KRT023-15396956 | KRT023 | 0.032666 | 0.032922 | 0.033178 | 0.033434 | 0.03369 | 0.033376 | 0.033062 | 0.032749 | 0.032435 | 0.032122 | 0.031808 | 0.031494 | 0.031181 | 0.030867 | 0.030554 | 0.03024 | 0.029926 | 0.029613 | 0.029299 | 0.028986
| KRT031-15433128 | KRT031 | 0.063374 | 0.064031 | 0.064688 | 0.065344 | 0.066001 | 0.064305 | 0.062609 | 0.060912 | 0.059216 | 0.05752 | 0.055824 | 0.054127 | 0.052431 | 0.050735 | 0.049039 | 0.047342 | 0.045646 | 0.04395 | 0.042254 | 0.040557
| KRT031-163356648 | KRT031 | 0.0029829 | 0.0030138 | 0.0030448 | 0.0030757 | 0.0031066 | 0.0030269 | 0.0029472 | 0.0028675 | 0.0027878 | 0.0027081 | 0.0026283 | 0.0025486 | 0.0024689 | 0.0023892 | 0.0023095 | 0.0022298 | 0.00215 | 0.0020703 | 0.0019906 | 0.0019109
| KYM001-15421949 | KYM001 | 0 | 0 | 0 | 0 | 0 | 0 | 0 | 0 | 0 | 0 | 0 | 0 | 0 | 0 | 0 | 0 | 0 | 0 | 0 | 0
| KYM001-15421988 | KYM001 | 8.9784 | 9.0405 | 9.1026 | 9.1646 | 9.2267 | 9.2785 | 9.3303 | 9.382 | 9.4338 | 9.4855 | 9.5373 | 9.5891 | 9.6408 | 9.6926 | 9.7443 | 9.7961 | 9.8479 | 9.8996 | 9.9514 | 10.0032
| KYM001-155421580 | KYM001 | 5.3237e-05 | 5.3623e-05 | 5.4009e-05 | 5.4394e-05 | 5.478e-05 | 5.5371e-05 | 5.5962e-05 | 5.6553e-05 | 5.7144e-05 | 5.7735e-05 | 5.8326e-05 | 5.8917e-05 | 5.9508e-05 | 6.0099e-05 | 6.069e-05 | 6.1281e-05 | 6.1872e-05 | 6.2463e-05 | 6.3054e-05 | 6.3645e-05
| KYM001-155421922 | KYM001 | 0.0036123 | 0.0036386 | 0.0036648 | 0.0036911 | 0.0037173 | 0.0037536 | 0.0037898 | 0.003826 | 0.0038623 | 0.0038985 | 0.0039347 | 0.0039709 | 0.0040072 | 0.0040434 | 0.0040796 | 0.0041158 | 0.0041521 | 0.0041883 | 0.0042245 | 0.0042607
| KYM002-15422060 | KYM002 | 0 | 0 | 0 | 0 | 0 | 0 | 0 | 0 | 0 | 0 | 0 | 0 | 0 | 0 | 0 | 0 | 0 | 0 | 0 | 0
| KYM002-15422073 | KYM002 | 1.2015 | 1.2047 | 1.2079 | 1.211 | 1.2142 | 1.2144 | 1.2146 | 1.2148 | 1.2149 | 1.2151 | 1.2153 | 1.2155 | 1.2157 | 1.2159 | 1.2161 | 1.2162 | 1.2164 | 1.2166 | 1.2168 | 1.217
| KYM002-182106953 | KYM002 | 0 | 0 | 0 | 0 | 0 | 0 | 0 | 0 | 0 | 0 | 0 | 0 | 0 | 0 | 0 | 0 | 0 | 0 | 0 | 0
| KYM003-15421938 | KYM003 | 6.2094 | 6.2471 | 6.2847 | 6.3223 | 6.3599 | 6.4122 | 6.4645 | 6.5167 | 6.569 | 6.6213 | 6.6736 | 6.7258 | 6.7781 | 6.8304 | 6.8827 | 6.9349 | 6.9872 | 7.0395 | 7.0917 | 7.144
| KYM003-155504708 | KYM003 | 0.046156 | 0.046461 | 0.046765 | 0.04707 | 0.047375 | 0.047814 | 0.048252 | 0.048691 | 0.049129 | 0.049568 | 0.050007 | 0.050445 | 0.050884 | 0.051323 | 0.051761 | 0.0522 | 0.052639 | 0.053077 | 0.053516 | 0.053955
| KYM003-163531836 | KYM003 | 0.0049822 | 0.0050132 | 0.0050443 | 0.0050753 | 0.0051064 | 0.0051683 | 0.0052303 | 0.0052922 | 0.0053541 | 0.0054161 | 0.005478 | 0.0055399 | 0.0056018 | 0.0056638 | 0.0057257 | 0.0057876 | 0.0058496 | 0.0059115 | 0.0059734 | 0.0060354
| KYM003-24602826 | KYM003 | 3.9436 | 3.963 | 3.9825 | 4.0019 | 4.0214 | 4.0557 | 4.09 | 4.1244 | 4.1587 | 4.1931 | 4.2274 | 4.2617 | 4.2961 | 4.3304 | 4.3647 | 4.3991 | 4.4334 | 4.4678 | 4.5021 | 4.5364
| KYM004-15422136 | KYM004 | 2.6636 | 2.6795 | 2.6954 | 2.7113 | 2.7271 | 2.7393 | 2.7515 | 2.7636 | 2.7758 | 2.7879 | 2.8001 | 2.8123 | 2.8244 | 2.8366 | 2.8487 | 2.8609 | 2.8731 | 2.8852 | 2.8974 | 2.9096
| KYM004-24596780 | KYM004 | 1.3715 | 1.379 | 1.3864 | 1.3938 | 1.4013 | 1.411 | 1.4207 | 1.4304 | 1.4401 | 1.4498 | 1.4595 | 1.4692 | 1.479 | 1.4887 | 1.4984 | 1.5081 | 1.5178 | 1.5275 | 1.5372 | 1.5469
| KYM004-24596836 | KYM004 | 2.0932 | 2.1058 | 2.1183 | 2.1308 | 2.1434 | 2.1553 | 2.1673 | 2.1793 | 2.1912 | 2.2032 | 2.2152 | 2.2271 | 2.2391 | 2.2511 | 2.263 | 2.275 | 2.2869 | 2.2989 | 2.3109 | 2.3228
| KYM005-15421849 | KYM005 | 0 | 0 | 0 | 0 | 0 | 0 | 0 | 0 | 0 | 0 | 0 | 0 | 0 | 0 | 0 | 0 | 0 | 0 | 0 | 0
| KYM006-15422186 | KYM006 | 0 | 0 | 0 | 0 | 0 | 0 | 0 | 0 | 0 | 0 | 0 | 0 | 0 | 0 | 0 | 0 | 0 | 0 | 0 | 0
| KYM006-15422212 | KYM006 | 1.0713 | 1.079 | 1.0866 | 1.0943 | 1.1019 | 1.1118 | 1.1216 | 1.1315 | 1.1414 | 1.1512 | 1.1611 | 1.1709 | 1.1808 | 1.1906 | 1.2005 | 1.2104 | 1.2202 | 1.2301 | 1.2399 | 1.2498
| LV001-15406542 | LV001 | 0 | 0 | 0 | 0 | 0 | 0 | 0 | 0 | 0 | 0 | 0 | 0 | 0 | 0 | 0 | 0 | 0 | 0 | 0 | 0
| LV001-15406555 | LV001 | 0 | 0 | 0 | 0 | 0 | 0 | 0 | 0 | 0 | 0 | 0 | 0 | 0 | 0 | 0 | 0 | 0 | 0 | 0 | 0
| LV001-24613045 | LV001 | 0 | 0 | 0 | 0 | 0 | 0 | 0 | 0 | 0 | 0 | 0 | 0 | 0 | 0 | 0 | 0 | 0 | 0 | 0 | 0
| LV002-15406265 | LV002 | 1.0447 | 1.053 | 1.0614 | 1.0697 | 1.078 | 1.0831 | 1.0882 | 1.0933 | 1.0983 | 1.1034 | 1.1085 | 1.1135 | 1.1186 | 1.1237 | 1.1288 | 1.1338 | 1.1389 | 1.144 | 1.1491 | 1.1541
| LV003-15406616 | LV003 | 2.872 | 2.8945 | 2.9171 | 2.9397 | 2.9622 | 2.9705 | 2.9787 | 2.9869 | 2.9952 | 3.0034 | 3.0116 | 3.0198 | 3.0281 | 3.0363 | 3.0445 | 3.0528 | 3.061 | 3.0692 | 3.0774 | 3.0857
| LV004-15406315 | LV004 | 0 | 0 | 0 | 0 | 0 | 0 | 0 | 0 | 0 | 0 | 0 | 0 | 0 | 0 | 0 | 0 | 0 | 0 | 0 | 0
| LV004-24612407 | LV004 | 0 | 0 | 0 | 0 | 0 | 0 | 0 | 0 | 0 | 0 | 0 | 0 | 0 | 0 | 0 | 0 | 0 | 0 | 0 | 0
| LV005-15406664 | LV005 | 0 | 0 | 0 | 0 | 0 | 0 | 0 | 0 | 0 | 0 | 0 | 0 | 0 | 0 | 0 | 0 | 0 | 0 | 0 | 0
| LV005-15406790 | LV005 | 0 | 0 | 0 | 0 | 0 | 0 | 0 | 0 | 0 | 0 | 0 | 0 | 0 | 0 | 0 | 0 | 0 | 0 | 0 | 0
| LV006-15406376 | LV006 | 188.8733 | 190.6241 | 192.3748 | 194.1255 | 195.8763 | 195.7902 | 195.7041 | 195.618 | 195.532 | 195.4459 | 195.3598 | 195.2737 | 195.1876 | 195.1016 | 195.0155 | 194.9294 | 194.8433 | 194.7572 | 194.6712 | 194.5851
| LV006-160301671 | LV006 | 0 | 0 | 0 | 0 | 0 | 0 | 0 | 0 | 0 | 0 | 0 | 0 | 0 | 0 | 0 | 0 | 0 | 0 | 0 | 0
| LV007-15406690 | LV007 | 1.0054 | 1.0134 | 1.0214 | 1.0294 | 1.0375 | 1.0423 | 1.0472 | 1.0521 | 1.057 | 1.0619 | 1.0668 | 1.0716 | 1.0765 | 1.0814 | 1.0863 | 1.0912 | 1.096 | 1.1009 | 1.1058 | 1.1107
| LV008-15406413 | LV008 | 0 | 0 | 0 | 0 | 0 | 0 | 0 | 0 | 0 | 0 | 0 | 0 | 0 | 0 | 0 | 0 | 0 | 0 | 0 | 0
| LV008-24612803 | LV008 | 0.025564 | 0.025864 | 0.026164 | 0.026465 | 0.026765 | 0.026731 | 0.026696 | 0.026662 | 0.026628 | 0.026593 | 0.026559 | 0.026525 | 0.02649 | 0.026456 | 0.026422 | 0.026387 | 0.026353 | 0.026319 | 0.026285 | 0.02625
| LV008-24612817 | LV008 | 0.0099925 | 0.010055 | 0.010117 | 0.010179 | 0.010242 | 0.01028 | 0.010318 | 0.010356 | 0.010394 | 0.010432 | 0.01047 | 0.010508 | 0.010546 | 0.010584 | 0.010622 | 0.01066 | 0.010698 | 0.010736 | 0.010774 | 0.010812
| LV009-15406766 | LV009 | 0 | 0 | 0 | 0 | 0 | 0 | 0 | 0 | 0 | 0 | 0 | 0 | 0 | 0 | 0 | 0 | 0 | 0 | 0 | 0
| LV009-155428316 | LV009 | 0 | 0 | 0 | 0 | 0 | 0 | 0 | 0 | 0 | 0 | 0 | 0 | 0 | 0 | 0 | 0 | 0 | 0 | 0 | 0
| LV009-24611519 | LV009 | 0 | 0 | 0 | 0 | 0 | 0 | 0 | 0 | 0 | 0 | 0 | 0 | 0 | 0 | 0 | 0 | 0 | 0 | 0 | 0
| LV010-15437621 | LV010 | 0.020837 | 0.021004 | 0.02117 | 0.021337 | 0.021503 | 0.021604 | 0.021705 | 0.021807 | 0.021908 | 0.022009 | 0.02211 | 0.022211 | 0.022312 | 0.022414 | 0.022515 | 0.022616 | 0.022717 | 0.022818 | 0.02292 | 0.023021
| LVN021-15436461 | LVN021 | 0.00066029 | 0.00066747 | 0.00067464 | 0.00068182 | 0.000689 | 0.00068847 | 0.00068794 | 0.00068741 | 0.00068688 | 0.00068635 | 0.00068582 | 0.00068529 | 0.00068476 | 0.00068423 | 0.0006837 | 0.00068317 | 0.00068264 | 0.00068211 | 0.00068158 | 0.00068105
| LVN022-131932324 | LVN022 | 0.067567 | 0.068297 | 0.069026 | 0.069756 | 0.070485 | 0.070115 | 0.069745 | 0.069375 | 0.069005 | 0.068635 | 0.068265 | 0.067895 | 0.067525 | 0.067155 | 0.066785 | 0.066415 | 0.066045 | 0.065675 | 0.065305 | 0.064935
| LVN022-15436485 | LVN022 | 0.43606 | 0.44118 | 0.4463 | 0.45141 | 0.45653 | 0.45594 | 0.45535 | 0.45476 | 0.45417 | 0.45358 | 0.45299 | 0.4524 | 0.45181 | 0.45121 | 0.45062 | 0.45003 | 0.44944 | 0.44885 | 0.44826 | 0.44767
| LVN022-155325443 | LVN022 | 0 | 0 | 0 | 0 | 0 | 0 | 0 | 0 | 0 | 0 | 0 | 0 | 0 | 0 | 0 | 0 | 0 | 0 | 0 | 0
| LVN023-15436448 | LVN023 | 0 | 0 | 0 | 0 | 0 | 0 | 0 | 0 | 0 | 0 | 0 | 0 | 0 | 0 | 0 | 0 | 0 | 0 | 0 | 0
| LVN024-15436435 | LVN024 | 0.0042597 | 0.0043058 | 0.0043519 | 0.0043981 | 0.0044442 | 0.0044418 | 0.0044393 | 0.0044369 | 0.0044345 | 0.004432 | 0.0044296 | 0.0044272 | 0.0044248 | 0.0044223 | 0.0044199 | 0.0044175 | 0.004415 | 0.0044126 | 0.0044102 | 0.0044078
| LVN031-15432398 | LVN031 | 0 | 0 | 0 | 0 | 0 | 0 | 0 | 0 | 0 | 0 | 0 | 0 | 0 | 0 | 0 | 0 | 0 | 0 | 0 | 0
| LVN032-15432411 | LVN032 | 0 | 0 | 0 | 0 | 0 | 0 | 0 | 0 | 0 | 0 | 0 | 0 | 0 | 0 | 0 | 0 | 0 | 0 | 0 | 0
| LVN033-15432424 | LVN033 | 0 | 0 | 0 | 0 | 0 | 0 | 0 | 0 | 0 | 0 | 0 | 0 | 0 | 0 | 0 | 0 | 0 | 0 | 0 | 0
| LVN034-15432437 | LVN034 | 0 | 0 | 0 | 0 | 0 | 0 | 0 | 0 | 0 | 0 | 0 | 0 | 0 | 0 | 0 | 0 | 0 | 0 | 0 | 0
| MBN012-15419426 | MBN012 | 40.9228 | 41.1687 | 41.4146 | 41.6606 | 41.9065 | 41.8939 | 41.8813 | 41.8687 | 41.8561 | 41.8434 | 41.8308 | 41.8182 | 41.8056 | 41.793 | 41.7804 | 41.7678 | 41.7552 | 41.7426 | 41.73 | 41.7174
| MBN012-15419437 | MBN012 | 0 | 0 | 0 | 0 | 0 | 0 | 0 | 0 | 0 | 0 | 0 | 0 | 0 | 0 | 0 | 0 | 0 | 0 | 0 | 0
| MBN013-15419363 | MBN013 | 1.226 | 1.2341 | 1.2422 | 1.2503 | 1.2584 | 1.2597 | 1.261 | 1.2623 | 1.2636 | 1.2649 | 1.2661 | 1.2674 | 1.2687 | 1.27 | 1.2713 | 1.2726 | 1.2739 | 1.2752 | 1.2764 | 1.2777
| MBN013-182964938 | MBN013 | 0.45244 | 0.45567 | 0.4589 | 0.46213 | 0.46537 | 0.46483 | 0.4643 | 0.46377 | 0.46324 | 0.4627 | 0.46217 | 0.46164 | 0.46111 | 0.46058 | 0.46004 | 0.45951 | 0.45898 | 0.45845 | 0.45791 | 0.45738
| MBN013-24605754 | MBN013 | 3.7178 | 3.7423 | 3.7668 | 3.7913 | 3.8158 | 3.8107 | 3.8056 | 3.8005 | 3.7954 | 3.7902 | 3.7851 | 3.78 | 3.7749 | 3.7698 | 3.7647 | 3.7596 | 3.7545 | 3.7494 | 3.7443 | 3.7392
| MBN014-15419313 | MBN014 | 2.0916 | 2.1058 | 2.1199 | 2.1341 | 2.1483 | 2.1497 | 2.1511 | 2.1525 | 2.154 | 2.1554 | 2.1568 | 2.1583 | 2.1597 | 2.1611 | 2.1625 | 2.164 | 2.1654 | 2.1668 | 2.1683 | 2.1697
| MBN014-160652409 | MBN014 | 0.0018281 | 0.001841 | 0.0018539 | 0.0018668 | 0.0018797 | 0.0018766 | 0.0018735 | 0.0018703 | 0.0018672 | 0.0018641 | 0.0018609 | 0.0018578 | 0.0018546 | 0.0018515 | 0.0018484 | 0.0018452 | 0.0018421 | 0.001839 | 0.0018358 | 0.0018327
| MBN014-24605768 | MBN014 | 0.3354 | 0.33777 | 0.34015 | 0.34253 | 0.3449 | 0.34448 | 0.34405 | 0.34362 | 0.34319 | 0.34276 | 0.34233 | 0.3419 | 0.34148 | 0.34105 | 0.34062 | 0.34019 | 0.33976 | 0.33933 | 0.3389 | 0.33848
| MBN023-94547225 | MBN023 | 0.023042 | 0.023042 | 0.023042 | 0.023042 | 0.023042 | 0.023042 | 0.023042 | 0.023042 | 0.023042 | 0.023042 | 0.023042 | 0.023042 | 0.023042 | 0.023042 | 0.023042 | 0.023042 | 0.023042 | 0.023042 | 0.023042 | 0.023042
| MBN023-94547273 | MBN023 | 143.1799 | 144.1634 | 145.1469 | 146.1303 | 147.1138 | 147.0112 | 146.9087 | 146.8061 | 146.7035 | 146.6009 | 146.4984 | 146.3958 | 146.2932 | 146.1907 | 146.0881 | 145.9855 | 145.8829 | 145.7804 | 145.6778 | 145.5752
| MBN031-140147987 | MBN031 | 0 | 0 | 0 | 0 | 0 | 0 | 0 | 0 | 0 | 0 | 0 | 0 | 0 | 0 | 0 | 0 | 0 | 0 | 0 | 0
| MBN031-140148011 | MBN031 | 0.60027 | 0.60461 | 0.60895 | 0.61328 | 0.61762 | 0.61694 | 0.61626 | 0.61558 | 0.61491 | 0.61423 | 0.61355 | 0.61287 | 0.6122 | 0.61152 | 0.61084 | 0.61016 | 0.60949 | 0.60881 | 0.60813 | 0.60745
| MBN031-162765180 | MBN031 | 1.37e-07 | 1.38e-07 | 1.39e-07 | 1.4e-07 | 1.41e-07 | 1.4105e-07 | 1.411e-07 | 1.4115e-07 | 1.412e-07 | 1.4125e-07 | 1.413e-07 | 1.4135e-07 | 1.414e-07 | 1.4145e-07 | 1.415e-07 | 1.4155e-07 | 1.416e-07 | 1.4165e-07 | 1.417e-07 | 1.4175e-07
| MBN031-24605740 | MBN031 | 0.30136 | 0.30338 | 0.3054 | 0.30742 | 0.30944 | 0.30913 | 0.30882 | 0.30851 | 0.3082 | 0.30789 | 0.30758 | 0.30727 | 0.30696 | 0.30665 | 0.30634 | 0.30603 | 0.30572 | 0.30541 | 0.3051 | 0.30479
| MBN031-52301620 | MBN031 | 0.35891 | 0.36093 | 0.36296 | 0.36498 | 0.36701 | 0.36618 | 0.36535 | 0.36453 | 0.3637 | 0.36287 | 0.36204 | 0.36122 | 0.36039 | 0.35956 | 0.35873 | 0.3579 | 0.35708 | 0.35625 | 0.35542 | 0.35459
| MBN032-140148075 | MBN032 | 0 | 0 | 0 | 0 | 0 | 0 | 0 | 0 | 0 | 0 | 0 | 0 | 0 | 0 | 0 | 0 | 0 | 0 | 0 | 0
| MBN032-140148099 | MBN032 | 5.0923 | 5.1281 | 5.1639 | 5.1998 | 5.2356 | 5.2417 | 5.2479 | 5.254 | 5.2602 | 5.2663 | 5.2724 | 5.2786 | 5.2847 | 5.2909 | 5.297 | 5.3032 | 5.3093 | 5.3154 | 5.3216 | 5.3277
| MDA022-15412339 | MDA022 | 0 | 0 | 0 | 0 | 0 | 0 | 0 | 0 | 0 | 0 | 0 | 0 | 0 | 0 | 0 | 0 | 0 | 0 | 0 | 0
| MDA022-15412350 | MDA022 | 0 | 0 | 0 | 0 | 0 | 0 | 0 | 0 | 0 | 0 | 0 | 0 | 0 | 0 | 0 | 0 | 0 | 0 | 0 | 0
| MDA022-24605196 | MDA022 | 0 | 0 | 0 | 0 | 0 | 0 | 0 | 0 | 0 | 0 | 0 | 0 | 0 | 0 | 0 | 0 | 0 | 0 | 0 | 0
| MDA023-15412302 | MDA023 | 21.2679 | 21.3972 | 21.5264 | 21.6557 | 21.7849 | 21.7944 | 21.8038 | 21.8132 | 21.8226 | 21.832 | 21.8414 | 21.8508 | 21.8602 | 21.8696 | 21.8791 | 21.8885 | 21.8979 | 21.9073 | 21.9167 | 21.9261
| MDA023-24605266 | MDA023 | 2.4921 | 2.5084 | 2.5247 | 2.5411 | 2.5574 | 2.5587 | 2.5599 | 2.5612 | 2.5625 | 2.5638 | 2.5651 | 2.5663 | 2.5676 | 2.5689 | 2.5702 | 2.5715 | 2.5727 | 2.574 | 2.5753 | 2.5766
| MDA024-15412265 | MDA024 | 16.2463 | 16.3351 | 16.4238 | 16.5126 | 16.6013 | 16.6012 | 16.6011 | 16.601 | 16.6009 | 16.6008 | 16.6007 | 16.6006 | 16.6005 | 16.6004 | 16.6003 | 16.6002 | 16.6001 | 16.6 | 16.5999 | 16.5998
| MDA031-15412215 | MDA031 | 0.0087658 | 0.008827 | 0.0088883 | 0.0089495 | 0.0090107 | 0.0090079 | 0.0090051 | 0.0090022 | 0.0089994 | 0.0089965 | 0.0089937 | 0.0089908 | 0.008988 | 0.0089851 | 0.0089823 | 0.0089794 | 0.0089766 | 0.0089738 | 0.0089709 | 0.0089681
| MDA032-15412191 | MDA032 | 0.97221 | 0.97554 | 0.97886 | 0.98219 | 0.98552 | 0.98269 | 0.97987 | 0.97705 | 0.97423 | 0.97141 | 0.96859 | 0.96576 | 0.96294 | 0.96012 | 0.9573 | 0.95448 | 0.95166 | 0.94883 | 0.94601 | 0.94319
| MDA033-15412154 | MDA033 | 0 | 0 | 0 | 0 | 0 | 0 | 0 | 0 | 0 | 0 | 0 | 0 | 0 | 0 | 0 | 0 | 0 | 0 | 0 | 0
| MDA034-15433030 | MDA034 | 0 | 0 | 0 | 0 | 0 | 0 | 0 | 0 | 0 | 0 | 0 | 0 | 0 | 0 | 0 | 0 | 0 | 0 | 0 | 0
| MLN011-196478975 | MLN011 | 0 | 0 | 0 | 0 | 0 | 0 | 0 | 0 | 0 | 0 | 0 | 0 | 0 | 0 | 0 | 0 | 0 | 0 | 0 | 0
| MLN011-24613386 | MLN011 | 2.6492 | 2.6722 | 2.6952 | 2.7181 | 2.7411 | 2.7496 | 2.758 | 2.7665 | 2.775 | 2.7835 | 2.7919 | 2.8004 | 2.8089 | 2.8173 | 2.8258 | 2.8343 | 2.8427 | 2.8512 | 2.8597 | 2.8681
| MLN012-196479104 | MLN012 | 0 | 0 | 0 | 0 | 0 | 0 | 0 | 0 | 0 | 0 | 0 | 0 | 0 | 0 | 0 | 0 | 0 | 0 | 0 | 0
| MLN012-24607519 | MLN012 | 1.8353 | 1.8513 | 1.8672 | 1.8831 | 1.8991 | 1.8983 | 1.8976 | 1.8969 | 1.8962 | 1.8955 | 1.8947 | 1.894 | 1.8933 | 1.8926 | 1.8919 | 1.8912 | 1.8904 | 1.8897 | 1.889 | 1.8883
| MLN012-76356455 | MLN012 | 0.084954 | 0.085574 | 0.086194 | 0.086814 | 0.087434 | 0.08792 | 0.088406 | 0.088891 | 0.089377 | 0.089863 | 0.090349 | 0.090834 | 0.09132 | 0.091806 | 0.092292 | 0.092777 | 0.093263 | 0.093749 | 0.094235 | 0.09472
| MLN012-84731779 | MLN012 | 6.637 | 6.693 | 6.7491 | 6.8051 | 6.8612 | 6.8796 | 6.898 | 6.9164 | 6.9348 | 6.9533 | 6.9717 | 6.9901 | 7.0085 | 7.0269 | 7.0454 | 7.0638 | 7.0822 | 7.1006 | 7.119 | 7.1374
| MLN013-196479162 | MLN013 | 81.1172 | 81.8503 | 82.5833 | 83.3164 | 84.0495 | 84.3238 | 84.598 | 84.8723 | 85.1465 | 85.4208 | 85.695 | 85.9693 | 86.2436 | 86.5178 | 86.7921 | 87.0663 | 87.3406 | 87.6148 | 87.8891 | 88.1634
| MLN014-196479219 | MLN014 | 35.3664 | 35.606 | 35.8457 | 36.0853 | 36.3249 | 36.504 | 36.683 | 36.862 | 37.0411 | 37.2201 | 37.3991 | 37.5782 | 37.7572 | 37.9362 | 38.1153 | 38.2943 | 38.4733 | 38.6524 | 38.8314 | 39.0104
| MLN021-196479276 | MLN021 | 72.6003 | 73.0561 | 73.512 | 73.9678 | 74.4236 | 74.7444 | 75.0652 | 75.386 | 75.7068 | 76.0276 | 76.3485 | 76.6693 | 76.9901 | 77.3109 | 77.6317 | 77.9525 | 78.2733 | 78.5941 | 78.9149 | 79.2357
| MLN021-24600176 | MLN021 | 46.7863 | 47.1098 | 47.4332 | 47.7566 | 48.08 | 48.1754 | 48.2707 | 48.3661 | 48.4614 | 48.5568 | 48.6521 | 48.7474 | 48.8428 | 48.9381 | 49.0335 | 49.1288 | 49.2241 | 49.3195 | 49.4148 | 49.5102
| MLN022-160532221 | MLN022 | 92.3378 | 93.0814 | 93.8251 | 94.5687 | 95.3123 | 95.5441 | 95.7758 | 96.0076 | 96.2394 | 96.4712 | 96.7029 | 96.9347 | 97.1665 | 97.3983 | 97.63 | 97.8618 | 98.0936 | 98.3254 | 98.5572 | 98.7889
| MLN022-196479342 | MLN022 | 31.6552 | 31.864 | 32.0728 | 32.2815 | 32.4903 | 32.6458 | 32.8013 | 32.9567 | 33.1122 | 33.2677 | 33.4231 | 33.5786 | 33.7341 | 33.8895 | 34.045 | 34.2005 | 34.3559 | 34.5114 | 34.6668 | 34.8223
| MLN022-83935111 | MLN022 | 25.706 | 25.9277 | 26.1495 | 26.3712 | 26.5929 | 26.6625 | 26.7322 | 26.8018 | 26.8715 | 26.9411 | 27.0108 | 27.0804 | 27.1501 | 27.2198 | 27.2894 | 27.3591 | 27.4287 | 27.4984 | 27.568 | 27.6377
| MLN022-84622495 | MLN022 | 0.25778 | 0.25965 | 0.26151 | 0.26338 | 0.26524 | 0.2657 | 0.26617 | 0.26663 | 0.2671 | 0.26756 | 0.26803 | 0.26849 | 0.26895 | 0.26942 | 0.26988 | 0.27035 | 0.27081 | 0.27128 | 0.27174 | 0.2722
| MLN023-196479399 | MLN023 | 0 | 0 | 0 | 0 | 0 | 0 | 0 | 0 | 0 | 0 | 0 | 0 | 0 | 0 | 0 | 0 | 0 | 0 | 0 | 0
| MLN024-196479455 | MLN024 | 0 | 0 | 0 | 0 | 0 | 0 | 0 | 0 | 0 | 0 | 0 | 0 | 0 | 0 | 0 | 0 | 0 | 0 | 0 | 0
| MLN032-196479760 | MLN032 | 40.087 | 40.3623 | 40.6375 | 40.9128 | 41.1881 | 41.397 | 41.6059 | 41.8147 | 42.0236 | 42.2324 | 42.4413 | 42.6502 | 42.859 | 43.0679 | 43.2768 | 43.4856 | 43.6945 | 43.9034 | 44.1122 | 44.3211
| MLN033-196479827 | MLN033 | 82.3312 | 82.9077 | 83.4841 | 84.0606 | 84.6371 | 84.8953 | 85.1534 | 85.4116 | 85.6698 | 85.928 | 86.1861 | 86.4443 | 86.7025 | 86.9606 | 87.2188 | 87.477 | 87.7352 | 87.9933 | 88.2515 | 88.5097
| MNA013-15432110 | MNA013 | 2.04e-06 | 2.04e-06 | 2.04e-06 | 2.04e-06 | 2.04e-06 | 2.04e-06 | 2.04e-06 | 2.04e-06 | 2.04e-06 | 2.04e-06 | 2.04e-06 | 2.04e-06 | 2.04e-06 | 2.04e-06 | 2.04e-06 | 2.04e-06 | 2.04e-06 | 2.04e-06 | 2.04e-06 | 2.04e-06
| MNA013-15432136 | MNA013 | 2.3066 | 2.3189 | 2.3311 | 2.3434 | 2.3556 | 2.378 | 2.4003 | 2.4227 | 2.445 | 2.4674 | 2.4897 | 2.5121 | 2.5344 | 2.5568 | 2.5791 | 2.6015 | 2.6238 | 2.6462 | 2.6685 | 2.6909
| MNA014-138630585 | MNA014 | 0 | 0 | 0 | 0 | 0 | 0 | 0 | 0 | 0 | 0 | 0 | 0 | 0 | 0 | 0 | 0 | 0 | 0 | 0 | 0
| MNA014-15420920 | MNA014 | 17.8755 | 17.9843 | 18.093 | 18.2018 | 18.3105 | 18.4496 | 18.5887 | 18.7278 | 18.8669 | 19.006 | 19.1451 | 19.2842 | 19.4232 | 19.5623 | 19.7014 | 19.8405 | 19.9796 | 20.1187 | 20.2578 | 20.3968
| MNA014-157238172 | MNA014 | 6.1903e-05 | 6.2177e-05 | 6.2451e-05 | 6.2726e-05 | 6.3e-05 | 6.396e-05 | 6.492e-05 | 6.588e-05 | 6.684e-05 | 6.78e-05 | 6.876e-05 | 6.972e-05 | 7.068e-05 | 7.164e-05 | 7.26e-05 | 7.356e-05 | 7.452e-05 | 7.548e-05 | 7.644e-05 | 7.74e-05
| MNA014-157238287 | MNA014 | 0.00026347 | 0.00026465 | 0.00026583 | 0.00026702 | 0.0002682 | 0.00027225 | 0.0002763 | 0.00028035 | 0.0002844 | 0.00028845 | 0.0002925 | 0.00029655 | 0.0003006 | 0.00030465 | 0.0003087 | 0.00031275 | 0.0003168 | 0.00032085 | 0.0003249 | 0.00032895
| MNA014-157238460 | MNA014 | 0.0046686 | 0.0046919 | 0.0047152 | 0.0047386 | 0.0047619 | 0.0048091 | 0.0048562 | 0.0049034 | 0.0049505 | 0.0049976 | 0.0050448 | 0.0050919 | 0.0051391 | 0.0051862 | 0.0052334 | 0.0052805 | 0.0053277 | 0.0053748 | 0.005422 | 0.0054691
| MNA014-163873875 | MNA014 | 0.00059657 | 0.00060103 | 0.00060549 | 0.00060994 | 0.0006144 | 0.00062184 | 0.00062928 | 0.00063672 | 0.00064416 | 0.0006516 | 0.00065904 | 0.00066648 | 0.00067392 | 0.00068136 | 0.0006888 | 0.00069624 | 0.00070368 | 0.00071112 | 0.00071856 | 0.000726
| MNA014-164469721 | MNA014 | 1.9863e-05 | 1.9953e-05 | 2.0042e-05 | 2.0131e-05 | 2.022e-05 | 2.0526e-05 | 2.0832e-05 | 2.1138e-05 | 2.1444e-05 | 2.175e-05 | 2.2056e-05 | 2.2362e-05 | 2.2668e-05 | 2.2974e-05 | 2.328e-05 | 2.3586e-05 | 2.3892e-05 | 2.4198e-05 | 2.4504e-05 | 2.481e-05
| MNA014-167870808 | MNA014 | 0.00015557 | 0.00015673 | 0.00015789 | 0.00015904 | 0.0001602 | 0.00016218 | 0.00016416 | 0.00016614 | 0.00016812 | 0.0001701 | 0.00017208 | 0.00017406 | 0.00017604 | 0.00017802 | 0.00018 | 0.00018198 | 0.00018396 | 0.00018594 | 0.00018792 | 0.0001899
| MNA014-184029858 | MNA014 | 8.4319 | 8.4722 | 8.5126 | 8.5529 | 8.5933 | 8.6674 | 8.7415 | 8.8157 | 8.8898 | 8.964 | 9.0381 | 9.1123 | 9.1864 | 9.2606 | 9.3347 | 9.4089 | 9.483 | 9.5572 | 9.6313 | 9.7055
| MNA014-187105725 | MNA014 | 0.003947 | 0.0039702 | 0.0039935 | 0.0040167 | 0.00404 | 0.0040859 | 0.0041319 | 0.0041778 | 0.0042238 | 0.0042697 | 0.0043157 | 0.0043616 | 0.0044076 | 0.0044535 | 0.0044995 | 0.0045454 | 0.0045914 | 0.0046373 | 0.0046832 | 0.0047292
| MNA014-203082790 | MNA014 | 0.62421 | 0.62787 | 0.63154 | 0.6352 | 0.63886 | 0.64452 | 0.65018 | 0.65583 | 0.66149 | 0.66715 | 0.6728 | 0.67846 | 0.68411 | 0.68977 | 0.69543 | 0.70108 | 0.70674 | 0.7124 | 0.71805 | 0.72371
| MNA021-15421016 | MNA021 | 30.6782 | 30.8556 | 31.0329 | 31.2103 | 31.3877 | 31.524 | 31.6604 | 31.7968 | 31.9332 | 32.0696 | 32.206 | 32.3424 | 32.4788 | 32.6152 | 32.7516 | 32.8879 | 33.0243 | 33.1607 | 33.2971 | 33.4335
| MNA021-164301884 | MNA021 | 25.1118 | 25.2452 | 25.3786 | 25.5119 | 25.6453 | 25.8505 | 26.0557 | 26.2609 | 26.4661 | 26.6713 | 26.8765 | 27.0817 | 27.2869 | 27.4921 | 27.6973 | 27.9025 | 28.1077 | 28.3129 | 28.5181 | 28.7233
| MNA022-15421040 | MNA022 | 0.97304 | 0.97828 | 0.98352 | 0.98876 | 0.994 | 1.0066 | 1.0192 | 1.0318 | 1.0444 | 1.057 | 1.0696 | 1.0822 | 1.0948 | 1.1074 | 1.12 | 1.1326 | 1.1452 | 1.1578 | 1.1704 | 1.183
| MNA024-15421140 | MNA024 | 51.7764 | 52.0283 | 52.2801 | 52.5319 | 52.7837 | 53.14 | 53.4962 | 53.8524 | 54.2087 | 54.5649 | 54.9212 | 55.2774 | 55.6337 | 55.9899 | 56.3461 | 56.7024 | 57.0586 | 57.4149 | 57.7711 | 58.1273
| MNA024-15421151 | MNA024 | 2.5076e-05 | 2.5212e-05 | 2.5348e-05 | 2.5484e-05 | 2.562e-05 | 2.596e-05 | 2.6299e-05 | 2.6638e-05 | 2.6978e-05 | 2.7318e-05 | 2.7657e-05 | 2.7996e-05 | 2.8336e-05 | 2.8676e-05 | 2.9015e-05 | 2.9355e-05 | 2.9694e-05 | 3.0033e-05 | 3.0373e-05 | 3.0713e-05
| MNA034-15421279 | MNA034 | 37.0543 | 37.2243 | 37.3943 | 37.5644 | 37.7344 | 37.9741 | 38.2138 | 38.4535 | 38.6931 | 38.9328 | 39.1725 | 39.4122 | 39.6518 | 39.8915 | 40.1312 | 40.3709 | 40.6105 | 40.8502 | 41.0899 | 41.3296
| MNA034-157168509 | MNA034 | 0.12237 | 0.1232 | 0.12403 | 0.12487 | 0.1257 | 0.12672 | 0.12775 | 0.12878 | 0.1298 | 0.13083 | 0.13186 | 0.13288 | 0.13391 | 0.13494 | 0.13596 | 0.13699 | 0.13802 | 0.13904 | 0.14007 | 0.1411
| MNA034-157168656 | MNA034 | 0.14559 | 0.14664 | 0.14769 | 0.14875 | 0.1498 | 0.15088 | 0.15196 | 0.15305 | 0.15413 | 0.15521 | 0.15629 | 0.15737 | 0.15846 | 0.15954 | 0.16062 | 0.1617 | 0.16279 | 0.16387 | 0.16495 | 0.16603
| MNA034-157168875 | MNA034 | 0.012151 | 0.012238 | 0.012324 | 0.012411 | 0.012498 | 0.012558 | 0.012618 | 0.012678 | 0.012738 | 0.012799 | 0.012859 | 0.012919 | 0.012979 | 0.013039 | 0.013099 | 0.013159 | 0.013219 | 0.013279 | 0.013339 | 0.013399
| MNA034-175612351 | MNA034 | 9.1351e-05 | 9.1913e-05 | 9.2475e-05 | 9.3038e-05 | 9.36e-05 | 9.476e-05 | 9.592e-05 | 9.708e-05 | 9.824e-05 | 9.94e-05 | 0.00010056 | 0.00010172 | 0.00010288 | 0.00010404 | 0.0001052 | 0.00010636 | 0.00010752 | 0.00010868 | 0.00010984 | 0.000111
| MNA034-181657157 | MNA034 | 25.755 | 25.8934 | 26.0318 | 26.1703 | 26.3087 | 26.4047 | 26.5007 | 26.5966 | 26.6926 | 26.7886 | 26.8846 | 26.9806 | 27.0766 | 27.1726 | 27.2686 | 27.3645 | 27.4605 | 27.5565 | 27.6525 | 27.7485
| MNA034-24605112 | MNA034 | 35.4134 | 35.6322 | 35.851 | 36.0698 | 36.2887 | 36.4881 | 36.6876 | 36.8871 | 37.0865 | 37.286 | 37.4855 | 37.6849 | 37.8844 | 38.0838 | 38.2833 | 38.4828 | 38.6822 | 38.8817 | 39.0812 | 39.2806
| MRO002-15420142 | MRO002 | 0.00031106 | 0.00031137 | 0.00031168 | 0.00031199 | 0.0003123 | 0.00031203 | 0.00031176 | 0.00031148 | 0.00031121 | 0.00031093 | 0.00031066 | 0.00031039 | 0.00031011 | 0.00030984 | 0.00030956 | 0.00030929 | 0.00030902 | 0.00030874 | 0.00030847 | 0.00030819
| MRO002-15420153 | MRO002 | 0 | 0 | 0 | 0 | 0 | 0 | 0 | 0 | 0 | 0 | 0 | 0 | 0 | 0 | 0 | 0 | 0 | 0 | 0 | 0
| MRO002-15420179 | MRO002 | 0 | 0 | 0 | 0 | 0 | 0 | 0 | 0 | 0 | 0 | 0 | 0 | 0 | 0 | 0 | 0 | 0 | 0 | 0 | 0
| MRO004-15420205 | MRO004 | 69.4817 | 70.0373 | 70.5928 | 71.1483 | 71.7039 | 71.7394 | 71.775 | 71.8106 | 71.8462 | 71.8818 | 71.9174 | 71.953 | 71.9886 | 72.0242 | 72.0597 | 72.0953 | 72.1309 | 72.1665 | 72.2021 | 72.2377
| MRO005-144335638 | MRO005 | 0.16408 | 0.16568 | 0.16728 | 0.16887 | 0.17047 | 0.17017 | 0.16987 | 0.16957 | 0.16927 | 0.16897 | 0.16866 | 0.16836 | 0.16806 | 0.16776 | 0.16746 | 0.16716 | 0.16686 | 0.16656 | 0.16626 | 0.16596
| MRO005-144335959 | MRO005 | 0.0058938 | 0.0059616 | 0.0060293 | 0.0060971 | 0.0061649 | 0.0061784 | 0.006192 | 0.0062055 | 0.0062191 | 0.0062326 | 0.0062461 | 0.0062597 | 0.0062732 | 0.0062868 | 0.0063003 | 0.0063139 | 0.0063274 | 0.0063409 | 0.0063545 | 0.006368
| MRO005-144336040 | MRO005 | 0.047919 | 0.048243 | 0.048567 | 0.048891 | 0.049215 | 0.049336 | 0.049456 | 0.049577 | 0.049697 | 0.049818 | 0.049938 | 0.050059 | 0.050179 | 0.050299 | 0.05042 | 0.05054 | 0.050661 | 0.050781 | 0.050902 | 0.051022
| MRO005-144336270 | MRO005 | 0.011928 | 0.012024 | 0.01212 | 0.012216 | 0.012312 | 0.012316 | 0.01232 | 0.012324 | 0.012328 | 0.012332 | 0.012335 | 0.012339 | 0.012343 | 0.012347 | 0.012351 | 0.012355 | 0.012359 | 0.012363 | 0.012366 | 0.01237
| MRO005-15420092 | MRO005 | 72.0374 | 72.6041 | 73.1707 | 73.7373 | 74.3039 | 74.3473 | 74.3907 | 74.4342 | 74.4776 | 74.521 | 74.5644 | 74.6078 | 74.6512 | 74.6946 | 74.7381 | 74.7815 | 74.8249 | 74.8683 | 74.9117 | 74.9551
| MRO005-155391758 | MRO005 | 0.16409 | 0.16549 | 0.16688 | 0.16828 | 0.16968 | 0.17008 | 0.17047 | 0.17087 | 0.17126 | 0.17166 | 0.17206 | 0.17245 | 0.17285 | 0.17325 | 0.17364 | 0.17404 | 0.17444 | 0.17483 | 0.17523 | 0.17563
| MRO005-155391898 | MRO005 | 0.12837 | 0.12954 | 0.1307 | 0.13186 | 0.13302 | 0.13323 | 0.13343 | 0.13364 | 0.13385 | 0.13405 | 0.13426 | 0.13446 | 0.13467 | 0.13488 | 0.13508 | 0.13529 | 0.1355 | 0.1357 | 0.13591 | 0.13611
| MRO005-155391999 | MRO005 | 0.33731 | 0.34003 | 0.34275 | 0.34548 | 0.3482 | 0.34905 | 0.3499 | 0.35075 | 0.35161 | 0.35246 | 0.35331 | 0.35416 | 0.35501 | 0.35586 | 0.35672 | 0.35757 | 0.35842 | 0.35927 | 0.36012 | 0.36097
| MRO005-155423773 | MRO005 | 0.37866 | 0.38116 | 0.38367 | 0.38617 | 0.38867 | 0.38932 | 0.38997 | 0.39062 | 0.39128 | 0.39193 | 0.39258 | 0.39323 | 0.39388 | 0.39453 | 0.39518 | 0.39583 | 0.39648 | 0.39713 | 0.39778 | 0.39844
| MRO005-155505168 | MRO005 | 0.16994 | 0.17161 | 0.17327 | 0.17494 | 0.1766 | 0.17675 | 0.1769 | 0.17704 | 0.17719 | 0.17734 | 0.17748 | 0.17763 | 0.17778 | 0.17793 | 0.17807 | 0.17822 | 0.17837 | 0.17851 | 0.17866 | 0.17881
| MRO005-155838268 | MRO005 | 0.056527 | 0.057085 | 0.057644 | 0.058202 | 0.05876 | 0.058875 | 0.05899 | 0.059106 | 0.059221 | 0.059336 | 0.059451 | 0.059567 | 0.059682 | 0.059797 | 0.059912 | 0.060028 | 0.060143 | 0.060258 | 0.060373 | 0.060489
| MRO005-163160444 | MRO005 | 0.026665 | 0.026939 | 0.027213 | 0.027487 | 0.027761 | 0.027739 | 0.027717 | 0.027695 | 0.027673 | 0.027651 | 0.027629 | 0.027607 | 0.027585 | 0.027563 | 0.02754 | 0.027518 | 0.027496 | 0.027474 | 0.027452 | 0.02743
| MRO005-163160605 | MRO005 | 0.043621 | 0.044019 | 0.044417 | 0.044816 | 0.045214 | 0.045334 | 0.045454 | 0.045574 | 0.045694 | 0.045814 | 0.045934 | 0.046054 | 0.046174 | 0.046294 | 0.046414 | 0.046534 | 0.046654 | 0.046773 | 0.046893 | 0.047013
| MRO005-163160879 | MRO005 | 0 | 0 | 0 | 0 | 0 | 0 | 0 | 0 | 0 | 0 | 0 | 0 | 0 | 0 | 0 | 0 | 0 | 0 | 0 | 0
| MRO005-163161051 | MRO005 | 0.017503 | 0.017674 | 0.017845 | 0.018016 | 0.018188 | 0.018246 | 0.018304 | 0.018362 | 0.01842 | 0.018478 | 0.018536 | 0.018594 | 0.018652 | 0.018711 | 0.018769 | 0.018827 | 0.018885 | 0.018943 | 0.019001 | 0.019059
| MRO005-172349913 | MRO005 | 0.033897 | 0.03418 | 0.034463 | 0.034746 | 0.035029 | 0.035193 | 0.035357 | 0.035522 | 0.035686 | 0.03585 | 0.036014 | 0.036178 | 0.036342 | 0.036506 | 0.03667 | 0.036835 | 0.036999 | 0.037163 | 0.037327 | 0.037491
| MRO005-24606286 | MRO005 | 10.4463 | 10.5185 | 10.5908 | 10.6631 | 10.7354 | 10.7517 | 10.768 | 10.7843 | 10.8006 | 10.8169 | 10.8332 | 10.8495 | 10.8659 | 10.8822 | 10.8985 | 10.9148 | 10.9311 | 10.9474 | 10.9637 | 10.98
| MRO005-24606314 | MRO005 | 17.481 | 17.6137 | 17.7464 | 17.8792 | 18.0119 | 18.0436 | 18.0753 | 18.1069 | 18.1386 | 18.1703 | 18.202 | 18.2336 | 18.2653 | 18.297 | 18.3287 | 18.3603 | 18.392 | 18.4237 | 18.4554 | 18.487
| MRO005-24606328 | MRO005 | 5.6964 | 5.7397 | 5.7831 | 5.8264 | 5.8698 | 5.8899 | 5.9101 | 5.9302 | 5.9503 | 5.9705 | 5.9906 | 6.0107 | 6.0309 | 6.051 | 6.0712 | 6.0913 | 6.1114 | 6.1316 | 6.1517 | 6.1718
| MRO005-24606858 | MRO005 | 14.0051 | 14.1234 | 14.2417 | 14.3599 | 14.4782 | 14.4989 | 14.5196 | 14.5403 | 14.561 | 14.5817 | 14.6023 | 14.623 | 14.6437 | 14.6644 | 14.6851 | 14.7058 | 14.7265 | 14.7472 | 14.7678 | 14.7885
| MRO005-73766637 | MRO005 | 0.34412 | 0.34688 | 0.34964 | 0.35241 | 0.35517 | 0.35599 | 0.3568 | 0.35762 | 0.35843 | 0.35925 | 0.36006 | 0.36088 | 0.36169 | 0.36251 | 0.36332 | 0.36414 | 0.36495 | 0.36577 | 0.36658 | 0.3674
| MRO006-15420268 | MRO006 | 0 | 0 | 0 | 0 | 0 | 0 | 0 | 0 | 0 | 0 | 0 | 0 | 0 | 0 | 0 | 0 | 0 | 0 | 0 | 0
| MRO007-122640081 | MRO007 | 18.4105 | 18.5307 | 18.6509 | 18.7711 | 18.8913 | 18.9431 | 18.9949 | 19.0467 | 19.0984 | 19.1502 | 19.202 | 19.2538 | 19.3056 | 19.3574 | 19.4092 | 19.461 | 19.5128 | 19.5645 | 19.6163 | 19.6681
| MRO007-129258735 | MRO007 | 0.31673 | 0.31935 | 0.32197 | 0.32459 | 0.32721 | 0.32858 | 0.32994 | 0.33131 | 0.33268 | 0.33404 | 0.33541 | 0.33678 | 0.33814 | 0.33951 | 0.34088 | 0.34224 | 0.34361 | 0.34498 | 0.34634 | 0.34771
| MRO007-15420070 | MRO007 | 35.9995 | 36.2758 | 36.5521 | 36.8284 | 37.1047 | 37.0865 | 37.0683 | 37.0501 | 37.0319 | 37.0137 | 36.9955 | 36.9773 | 36.9592 | 36.941 | 36.9228 | 36.9046 | 36.8864 | 36.8682 | 36.85 | 36.8318
| MRO007-161151299 | MRO007 | 0.12276 | 0.12388 | 0.12501 | 0.12613 | 0.12726 | 0.12727 | 0.12729 | 0.12731 | 0.12733 | 0.12734 | 0.12736 | 0.12738 | 0.12739 | 0.12741 | 0.12743 | 0.12744 | 0.12746 | 0.12748 | 0.12749 | 0.12751
| MRO007-24610986 | MRO007 | 13.9572 | 14.092 | 14.2268 | 14.3616 | 14.4964 | 14.4883 | 14.4802 | 14.4722 | 14.4641 | 14.456 | 14.4479 | 14.4398 | 14.4317 | 14.4237 | 14.4156 | 14.4075 | 14.3994 | 14.3913 | 14.3833 | 14.3752
| MRO007-76446321 | MRO007 | 0.46437 | 0.46837 | 0.47237 | 0.47638 | 0.48038 | 0.48062 | 0.48087 | 0.48111 | 0.48136 | 0.4816 | 0.48185 | 0.48209 | 0.48233 | 0.48258 | 0.48282 | 0.48307 | 0.48331 | 0.48356 | 0.4838 | 0.48405
| MRO007-76446588 | MRO007 | 0.15827 | 0.15981 | 0.16135 | 0.16289 | 0.16443 | 0.16445 | 0.16448 | 0.16451 | 0.16453 | 0.16456 | 0.16458 | 0.16461 | 0.16464 | 0.16466 | 0.16469 | 0.16472 | 0.16474 | 0.16477 | 0.1648 | 0.16482
| MRO007-76547638 | MRO007 | 0.20937 | 0.21065 | 0.21193 | 0.21321 | 0.21449 | 0.21504 | 0.2156 | 0.21615 | 0.2167 | 0.21725 | 0.2178 | 0.21835 | 0.21891 | 0.21946 | 0.22001 | 0.22056 | 0.22111 | 0.22167 | 0.22222 | 0.22277
| MRO007-76547903 | MRO007 | 0.0012963 | 0.0013108 | 0.0013252 | 0.0013397 | 0.0013542 | 0.0013555 | 0.0013568 | 0.0013581 | 0.0013594 | 0.0013607 | 0.001362 | 0.0013633 | 0.0013646 | 0.0013659 | 0.0013671 | 0.0013684 | 0.0013697 | 0.001371 | 0.0013723 | 0.0013736
| MRO007-76548012 | MRO007 | 0.20285 | 0.20471 | 0.20657 | 0.20843 | 0.21028 | 0.21038 | 0.21047 | 0.21057 | 0.21066 | 0.21076 | 0.21086 | 0.21095 | 0.21105 | 0.21114 | 0.21124 | 0.21133 | 0.21143 | 0.21152 | 0.21162 | 0.21171
| MRO008-129258570 | MRO008 | 0.12701 | 0.12812 | 0.12922 | 0.13033 | 0.13143 | 0.1315 | 0.13157 | 0.13165 | 0.13172 | 0.13179 | 0.13186 | 0.13193 | 0.132 | 0.13207 | 0.13214 | 0.13221 | 0.13228 | 0.13235 | 0.13242 | 0.13249
| MRO008-137134221 | MRO008 | 0.022179 | 0.022353 | 0.022527 | 0.022701 | 0.022874 | 0.022872 | 0.02287 | 0.022867 | 0.022865 | 0.022863 | 0.02286 | 0.022858 | 0.022855 | 0.022853 | 0.022851 | 0.022848 | 0.022846 | 0.022843 | 0.022841 | 0.022839
| MRO008-15411648 | MRO008 | 93.9911 | 94.5572 | 95.1232 | 95.6893 | 96.2553 | 96.2655 | 96.2756 | 96.2857 | 96.2958 | 96.306 | 96.3161 | 96.3262 | 96.3364 | 96.3465 | 96.3566 | 96.3667 | 96.3769 | 96.387 | 96.3971 | 96.4073
| MRO008-156506029 | MRO008 | 53.4673 | 53.8964 | 54.3255 | 54.7547 | 55.1838 | 55.1509 | 55.118 | 55.0852 | 55.0523 | 55.0194 | 54.9865 | 54.9536 | 54.9208 | 54.8879 | 54.855 | 54.8221 | 54.7892 | 54.7563 | 54.7235 | 54.6906
| MRO008-161918307 | MRO008 | 0.13682 | 0.13807 | 0.13932 | 0.14058 | 0.14183 | 0.14186 | 0.1419 | 0.14193 | 0.14196 | 0.14199 | 0.14202 | 0.14205 | 0.14208 | 0.14211 | 0.14214 | 0.14217 | 0.14221 | 0.14224 | 0.14227 | 0.1423
| MRO008-24606830 | MRO008 | 3.4696 | 3.5006 | 3.5316 | 3.5626 | 3.5936 | 3.5913 | 3.5889 | 3.5865 | 3.5842 | 3.5818 | 3.5795 | 3.5771 | 3.5748 | 3.5724 | 3.5701 | 3.5677 | 3.5654 | 3.563 | 3.5607 | 3.5583
| MRO008-24606844 | MRO008 | 1.355 | 1.368 | 1.3809 | 1.3939 | 1.4068 | 1.4094 | 1.412 | 1.4146 | 1.4171 | 1.4197 | 1.4223 | 1.4249 | 1.4275 | 1.43 | 1.4326 | 1.4352 | 1.4378 | 1.4403 | 1.4429 | 1.4455
| MRO008-77241441 | MRO008 | 3.124e-05 | 3.158e-05 | 3.192e-05 | 3.226e-05 | 3.26e-05 | 3.253e-05 | 3.246e-05 | 3.239e-05 | 3.232e-05 | 3.225e-05 | 3.218e-05 | 3.211e-05 | 3.204e-05 | 3.197e-05 | 3.19e-05 | 3.183e-05 | 3.176e-05 | 3.169e-05 | 3.162e-05 | 3.155e-05
| MRO008-77241511 | MRO008 | 0.26709 | 0.26928 | 0.27147 | 0.27366 | 0.27584 | 0.27546 | 0.27508 | 0.27469 | 0.27431 | 0.27392 | 0.27354 | 0.27315 | 0.27277 | 0.27238 | 0.272 | 0.27162 | 0.27123 | 0.27085 | 0.27046 | 0.27008
| NHL015-115332434 | NHL015 | 22.2739 | 22.4491 | 22.6243 | 22.7995 | 22.9747 | 22.9249 | 22.8751 | 22.8253 | 22.7755 | 22.7257 | 22.6759 | 22.6261 | 22.5763 | 22.5265 | 22.4766 | 22.4268 | 22.377 | 22.3272 | 22.2774 | 22.2276
| NHL015-154154899 | NHL015 | 0.95657 | 0.96546 | 0.97436 | 0.98326 | 0.99216 | 0.98749 | 0.98283 | 0.97816 | 0.9735 | 0.96883 | 0.96417 | 0.9595 | 0.95483 | 0.95017 | 0.9455 | 0.94084 | 0.93617 | 0.93151 | 0.92684 | 0.92218
| NHL015-15417078 | NHL015 | 0 | 0 | 0 | 0 | 0 | 0 | 0 | 0 | 0 | 0 | 0 | 0 | 0 | 0 | 0 | 0 | 0 | 0 | 0 | 0
| NHL015-15417104 | NHL015 | 4.7196 | 4.7597 | 4.7999 | 4.8401 | 4.8803 | 4.8609 | 4.8416 | 4.8222 | 4.8028 | 4.7834 | 4.764 | 4.7447 | 4.7253 | 4.7059 | 4.6865 | 4.6671 | 4.6478 | 4.6284 | 4.609 | 4.5896
| NHL015-157413262 | NHL015 | 0.090797 | 0.091794 | 0.092791 | 0.093788 | 0.094785 | 0.094443 | 0.094102 | 0.093761 | 0.093419 | 0.093078 | 0.092736 | 0.092395 | 0.092054 | 0.091712 | 0.091371 | 0.091029 | 0.090688 | 0.090347 | 0.090005 | 0.089664
| NHL015-157443574 | NHL015 | 0.017682 | 0.017868 | 0.018054 | 0.018239 | 0.018425 | 0.018362 | 0.018299 | 0.018236 | 0.018172 | 0.018109 | 0.018046 | 0.017983 | 0.01792 | 0.017856 | 0.017793 | 0.01773 | 0.017667 | 0.017604 | 0.017541 | 0.017477
| NHL015-157455075 | NHL015 | 0.08564 | 0.086409 | 0.087177 | 0.087946 | 0.088714 | 0.08854 | 0.088367 | 0.088193 | 0.088019 | 0.087846 | 0.087672 | 0.087498 | 0.087324 | 0.087151 | 0.086977 | 0.086803 | 0.08663 | 0.086456 | 0.086282 | 0.086108
| NHL015-157999738 | NHL015 | 0.26574 | 0.26828 | 0.27081 | 0.27335 | 0.27589 | 0.27474 | 0.27359 | 0.27243 | 0.27128 | 0.27013 | 0.26898 | 0.26783 | 0.26668 | 0.26553 | 0.26438 | 0.26323 | 0.26207 | 0.26092 | 0.25977 | 0.25862
| NHL015-157999871 | NHL015 | 0.066259 | 0.066949 | 0.067639 | 0.06833 | 0.06902 | 0.068718 | 0.068416 | 0.068114 | 0.067813 | 0.067511 | 0.067209 | 0.066907 | 0.066605 | 0.066303 | 0.066002 | 0.0657 | 0.065398 | 0.065096 | 0.064794 | 0.064492
| NHL015-158004096 | NHL015 | 0 | 0 | 0 | 0 | 0 | 0 | 0 | 0 | 0 | 0 | 0 | 0 | 0 | 0 | 0 | 0 | 0 | 0 | 0 | 0
| NHL015-158004251 | NHL015 | 0.040403 | 0.040781 | 0.041159 | 0.041537 | 0.041915 | 0.041767 | 0.041619 | 0.041471 | 0.041324 | 0.041176 | 0.041028 | 0.04088 | 0.040732 | 0.040585 | 0.040437 | 0.040289 | 0.040141 | 0.039993 | 0.039845 | 0.039698
| NHL015-158004482 | NHL015 | 0.038235 | 0.038525 | 0.038815 | 0.039105 | 0.039396 | 0.039287 | 0.039179 | 0.03907 | 0.038962 | 0.038854 | 0.038745 | 0.038637 | 0.038529 | 0.03842 | 0.038312 | 0.038204 | 0.038095 | 0.037987 | 0.037879 | 0.03777
| NHL015-158005276 | NHL015 | 0.030814 | 0.03112 | 0.031426 | 0.031733 | 0.032039 | 0.031933 | 0.031826 | 0.03172 | 0.031613 | 0.031507 | 0.0314 | 0.031294 | 0.031187 | 0.031081 | 0.030975 | 0.030868 | 0.030762 | 0.030655 | 0.030549 | 0.030442
| NHL015-158007892 | NHL015 | 0.035949 | 0.036256 | 0.036562 | 0.036868 | 0.037174 | 0.037082 | 0.03699 | 0.036898 | 0.036806 | 0.036714 | 0.036621 | 0.036529 | 0.036437 | 0.036345 | 0.036253 | 0.036161 | 0.036068 | 0.035976 | 0.035884 | 0.035792
| NHL015-158008058 | NHL015 | 0.35255 | 0.35534 | 0.35812 | 0.3609 | 0.36368 | 0.3629 | 0.36212 | 0.36134 | 0.36056 | 0.35978 | 0.359 | 0.35823 | 0.35745 | 0.35667 | 0.35589 | 0.35511 | 0.35433 | 0.35355 | 0.35277 | 0.35199
| NHL015-158050824 | NHL015 | 0.11419 | 0.11515 | 0.11612 | 0.11708 | 0.11804 | 0.11789 | 0.11774 | 0.11759 | 0.11744 | 0.1173 | 0.11715 | 0.117 | 0.11685 | 0.1167 | 0.11655 | 0.1164 | 0.11625 | 0.1161 | 0.11596 | 0.11581
| NHL015-158051013 | NHL015 | 0.00056168 | 0.00056756 | 0.00057344 | 0.00057932 | 0.0005852 | 0.0005838 | 0.0005824 | 0.000581 | 0.0005796 | 0.0005782 | 0.0005768 | 0.0005754 | 0.000574 | 0.0005726 | 0.0005712 | 0.0005698 | 0.0005684 | 0.000567 | 0.0005656 | 0.0005642
| NHL015-158071333 | NHL015 | 0.14499 | 0.14625 | 0.14751 | 0.14878 | 0.15004 | 0.14965 | 0.14926 | 0.14888 | 0.14849 | 0.1481 | 0.14772 | 0.14733 | 0.14694 | 0.14655 | 0.14617 | 0.14578 | 0.14539 | 0.14501 | 0.14462 | 0.14423
| NHL015-158071498 | NHL015 | 0.030586 | 0.03068 | 0.030774 | 0.030868 | 0.030962 | 0.030855 | 0.030749 | 0.030642 | 0.030535 | 0.030428 | 0.030321 | 0.030215 | 0.030108 | 0.030001 | 0.029894 | 0.029787 | 0.029681 | 0.029574 | 0.029467 | 0.02936
| NHL015-158071668 | NHL015 | 0.044599 | 0.045022 | 0.045444 | 0.045867 | 0.046289 | 0.046206 | 0.046122 | 0.046039 | 0.045956 | 0.045873 | 0.045789 | 0.045706 | 0.045623 | 0.045539 | 0.045456 | 0.045373 | 0.045289 | 0.045206 | 0.045123 | 0.045039
| NHL015-158092505 | NHL015 | 0.022575 | 0.022788 | 0.023002 | 0.023215 | 0.023429 | 0.023369 | 0.023309 | 0.02325 | 0.02319 | 0.023131 | 0.023071 | 0.023011 | 0.022952 | 0.022892 | 0.022832 | 0.022773 | 0.022713 | 0.022653 | 0.022594 | 0.022534
| NHL015-158092654 | NHL015 | 0.15155 | 0.15304 | 0.15454 | 0.15603 | 0.15753 | 0.15691 | 0.15629 | 0.15567 | 0.15505 | 0.15443 | 0.15381 | 0.15319 | 0.15257 | 0.15195 | 0.15132 | 0.1507 | 0.15008 | 0.14946 | 0.14884 | 0.14822
| NHL015-158130266 | NHL015 | 0.01385 | 0.013978 | 0.014105 | 0.014233 | 0.01436 | 0.014313 | 0.014266 | 0.014218 | 0.014171 | 0.014123 | 0.014076 | 0.014028 | 0.013981 | 0.013934 | 0.013886 | 0.013839 | 0.013791 | 0.013744 | 0.013696 | 0.013649
| NHL015-158130348 | NHL015 | 0.015015 | 0.015136 | 0.015258 | 0.015379 | 0.015501 | 0.015454 | 0.015408 | 0.015362 | 0.015316 | 0.01527 | 0.015224 | 0.015178 | 0.015132 | 0.015086 | 0.01504 | 0.014994 | 0.014948 | 0.014902 | 0.014856 | 0.01481
| NHL015-158145995 | NHL015 | 0.28969 | 0.29231 | 0.29492 | 0.29754 | 0.30016 | 0.29895 | 0.29775 | 0.29654 | 0.29534 | 0.29413 | 0.29292 | 0.29172 | 0.29051 | 0.28931 | 0.2881 | 0.2869 | 0.28569 | 0.28448 | 0.28328 | 0.28207
| NHL015-158146107 | NHL015 | 0.1887 | 0.19055 | 0.19239 | 0.19423 | 0.19608 | 0.1955 | 0.19493 | 0.19436 | 0.19379 | 0.19321 | 0.19264 | 0.19207 | 0.19149 | 0.19092 | 0.19035 | 0.18978 | 0.1892 | 0.18863 | 0.18806 | 0.18748
| NHL015-158377999 | NHL015 | 0.078943 | 0.079691 | 0.08044 | 0.081188 | 0.081936 | 0.081779 | 0.081623 | 0.081467 | 0.08131 | 0.081154 | 0.080998 | 0.080841 | 0.080685 | 0.080529 | 0.080372 | 0.080216 | 0.08006 | 0.079903 | 0.079747 | 0.079591
| NHL015-164675628 | NHL015 | 0.027137 | 0.027374 | 0.027611 | 0.027848 | 0.028085 | 0.028018 | 0.027951 | 0.027884 | 0.027817 | 0.027751 | 0.027684 | 0.027617 | 0.02755 | 0.027483 | 0.027417 | 0.02735 | 0.027283 | 0.027216 | 0.027149 | 0.027083
| NHL015-24600722 | NHL015 | 26.289 | 26.4891 | 26.6893 | 26.8894 | 27.0895 | 26.9846 | 26.8798 | 26.7749 | 26.6701 | 26.5652 | 26.4604 | 26.3555 | 26.2507 | 26.1458 | 26.041 | 25.9361 | 25.8313 | 25.7264 | 25.6216 | 25.5167
| NHL015-24600904 | NHL015 | 6.7627 | 6.8253 | 6.8878 | 6.9504 | 7.013 | 6.9837 | 6.9544 | 6.9252 | 6.8959 | 6.8666 | 6.8373 | 6.8081 | 6.7788 | 6.7495 | 6.7202 | 6.691 | 6.6617 | 6.6324 | 6.6032 | 6.5739
| NHL016-15417067 | NHL016 | 15.9967 | 16.1199 | 16.2431 | 16.3664 | 16.4896 | 16.4415 | 16.3935 | 16.3454 | 16.2974 | 16.2493 | 16.2013 | 16.1532 | 16.1052 | 16.0571 | 16.0091 | 15.961 | 15.913 | 15.8649 | 15.8169 | 15.7688
| NHL016-157284541 | NHL016 | 0.063415 | 0.064001 | 0.064587 | 0.065172 | 0.065758 | 0.065563 | 0.065367 | 0.065171 | 0.064976 | 0.06478 | 0.064585 | 0.064389 | 0.064193 | 0.063998 | 0.063802 | 0.063606 | 0.063411 | 0.063215 | 0.06302 | 0.062824
| NHL016-157284640 | NHL016 | 0.049511 | 0.049958 | 0.050405 | 0.050853 | 0.0513 | 0.051157 | 0.051015 | 0.050872 | 0.05073 | 0.050587 | 0.050445 | 0.050303 | 0.05016 | 0.050018 | 0.049875 | 0.049733 | 0.04959 | 0.049448 | 0.049305 | 0.049163
| NHL016-157284729 | NHL016 | 0.020893 | 0.02109 | 0.021288 | 0.021486 | 0.021683 | 0.02159 | 0.021496 | 0.021403 | 0.021309 | 0.021215 | 0.021122 | 0.021028 | 0.020935 | 0.020841 | 0.020748 | 0.020654 | 0.020561 | 0.020467 | 0.020373 | 0.02028
| NHL016-157284831 | NHL016 | 0.083328 | 0.084191 | 0.085053 | 0.085916 | 0.086779 | 0.086456 | 0.086133 | 0.08581 | 0.085487 | 0.085165 | 0.084842 | 0.084519 | 0.084196 | 0.083874 | 0.083551 | 0.083228 | 0.082905 | 0.082582 | 0.08226 | 0.081937
| NHL016-157328241 | NHL016 | 0.030281 | 0.030596 | 0.03091 | 0.031225 | 0.03154 | 0.031362 | 0.031185 | 0.031007 | 0.030829 | 0.030651 | 0.030474 | 0.030296 | 0.030118 | 0.02994 | 0.029763 | 0.029585 | 0.029407 | 0.029229 | 0.029052 | 0.028874
| NHL016-157328461 | NHL016 | 0.080587 | 0.081408 | 0.082228 | 0.083048 | 0.083869 | 0.083598 | 0.083328 | 0.083057 | 0.082787 | 0.082517 | 0.082246 | 0.081976 | 0.081705 | 0.081435 | 0.081164 | 0.080894 | 0.080623 | 0.080353 | 0.080082 | 0.079812
| NHL016-157328563 | NHL016 | 0.025074 | 0.025328 | 0.025581 | 0.025835 | 0.026089 | 0.025973 | 0.025856 | 0.02574 | 0.025624 | 0.025508 | 0.025391 | 0.025275 | 0.025159 | 0.025043 | 0.024926 | 0.02481 | 0.024694 | 0.024577 | 0.024461 | 0.024345
| NHL016-162991101 | NHL016 | 0.022069 | 0.022297 | 0.022526 | 0.022754 | 0.022982 | 0.022865 | 0.022747 | 0.02263 | 0.022512 | 0.022395 | 0.022277 | 0.02216 | 0.022042 | 0.021925 | 0.021808 | 0.02169 | 0.021573 | 0.021455 | 0.021338 | 0.02122
| NHL016-163161231 | NHL016 | 0.097223 | 0.098248 | 0.099272 | 0.1003 | 0.10132 | 0.10117 | 0.10103 | 0.10088 | 0.10073 | 0.10058 | 0.10044 | 0.10029 | 0.10014 | 0.099995 | 0.099847 | 0.0997 | 0.099553 | 0.099406 | 0.099258 | 0.099111
| NHL016-163161483 | NHL016 | 0.00033322 | 0.00033654 | 0.00033986 | 0.00034318 | 0.0003465 | 0.00034566 | 0.00034482 | 0.00034398 | 0.00034314 | 0.0003423 | 0.00034146 | 0.00034062 | 0.00033978 | 0.00033894 | 0.0003381 | 0.00033726 | 0.00033642 | 0.00033558 | 0.00033474 | 0.0003339
| NHL016-24601854 | NHL016 | 3.1142 | 3.1433 | 3.1725 | 3.2016 | 3.2307 | 3.2193 | 3.2079 | 3.1965 | 3.185 | 3.1736 | 3.1622 | 3.1507 | 3.1393 | 3.1279 | 3.1165 | 3.105 | 3.0936 | 3.0822 | 3.0708 | 3.0593
| NHL031-111738437 | NHL031 | 4.4608 | 4.4945 | 4.5281 | 4.5618 | 4.5954 | 4.5671 | 4.5388 | 4.5105 | 4.4821 | 4.4538 | 4.4255 | 4.3972 | 4.3688 | 4.3405 | 4.3122 | 4.2839 | 4.2555 | 4.2272 | 4.1989 | 4.1706
| NHL031-15417259 | NHL031 | 13.3092 | 13.4217 | 13.5343 | 13.6468 | 13.7594 | 13.7057 | 13.652 | 13.5982 | 13.5445 | 13.4908 | 13.4371 | 13.3834 | 13.3297 | 13.276 | 13.2222 | 13.1685 | 13.1148 | 13.0611 | 13.0074 | 12.9537
| NHL031-158072303 | NHL031 | 0.068217 | 0.068732 | 0.069247 | 0.069761 | 0.070276 | 0.070019 | 0.069761 | 0.069504 | 0.069246 | 0.068989 | 0.068731 | 0.068474 | 0.068216 | 0.067959 | 0.067701 | 0.067443 | 0.067186 | 0.066928 | 0.066671 | 0.066413
| NHL031-158072703 | NHL031 | 0.082801 | 0.083483 | 0.084165 | 0.084847 | 0.085529 | 0.084974 | 0.08442 | 0.083865 | 0.083311 | 0.082756 | 0.082202 | 0.081647 | 0.081092 | 0.080538 | 0.079983 | 0.079429 | 0.078874 | 0.078319 | 0.077765 | 0.07721
| NHL031-158073136 | NHL031 | 0 | 0 | 0 | 0 | 0 | 0 | 0 | 0 | 0 | 0 | 0 | 0 | 0 | 0 | 0 | 0 | 0 | 0 | 0 | 0
| NHL031-158078362 | NHL031 | 0.088575 | 0.089344 | 0.090112 | 0.090881 | 0.09165 | 0.091066 | 0.090482 | 0.089898 | 0.089315 | 0.088731 | 0.088147 | 0.087563 | 0.086979 | 0.086395 | 0.085811 | 0.085227 | 0.084644 | 0.08406 | 0.083476 | 0.082892
| NHL031-158078443 | NHL031 | 0.0083404 | 0.0084204 | 0.0085005 | 0.0085806 | 0.0086607 | 0.0086135 | 0.0085663 | 0.0085191 | 0.008472 | 0.0084248 | 0.0083776 | 0.0083304 | 0.0082832 | 0.008236 | 0.0081889 | 0.0081417 | 0.0080945 | 0.0080473 | 0.0080001 | 0.0079529
| NHL031-158078533 | NHL031 | 0.057494 | 0.058035 | 0.058575 | 0.059115 | 0.059656 | 0.059338 | 0.059019 | 0.058701 | 0.058383 | 0.058064 | 0.057746 | 0.057428 | 0.05711 | 0.056791 | 0.056473 | 0.056155 | 0.055837 | 0.055518 | 0.0552 | 0.054882
| NHL031-158078653 | NHL031 | 0.0014732 | 0.0014865 | 0.0014998 | 0.0015131 | 0.0015264 | 0.0015179 | 0.0015094 | 0.0015008 | 0.0014923 | 0.0014838 | 0.0014753 | 0.0014668 | 0.0014582 | 0.0014497 | 0.0014412 | 0.0014327 | 0.0014242 | 0.0014156 | 0.0014071 | 0.0013986
| NHL031-158092744 | NHL031 | 0.023626 | 0.02385 | 0.024074 | 0.024299 | 0.024523 | 0.024433 | 0.024343 | 0.024253 | 0.024163 | 0.024073 | 0.023983 | 0.023893 | 0.023803 | 0.023713 | 0.023623 | 0.023533 | 0.023443 | 0.023353 | 0.023263 | 0.023173
| NHL031-158092870 | NHL031 | 0.019487 | 0.019654 | 0.019821 | 0.019988 | 0.020155 | 0.020028 | 0.019902 | 0.019775 | 0.019648 | 0.019521 | 0.019395 | 0.019268 | 0.019141 | 0.019015 | 0.018888 | 0.018761 | 0.018635 | 0.018508 | 0.018381 | 0.018254
| NHL031-158093033 | NHL031 | 0.46747 | 0.47172 | 0.47597 | 0.48022 | 0.48446 | 0.48249 | 0.48051 | 0.47853 | 0.47655 | 0.47457 | 0.47259 | 0.47062 | 0.46864 | 0.46666 | 0.46468 | 0.4627 | 0.46072 | 0.45875 | 0.45677 | 0.45479
| NHL031-158103926 | NHL031 | 0.078452 | 0.079131 | 0.079811 | 0.080491 | 0.081171 | 0.080865 | 0.080559 | 0.080253 | 0.079947 | 0.079641 | 0.079335 | 0.079029 | 0.078723 | 0.078417 | 0.078111 | 0.077805 | 0.077499 | 0.077193 | 0.076888 | 0.076582
| NHL031-158104228 | NHL031 | 0 | 0 | 0 | 0 | 0 | 0 | 0 | 0 | 0 | 0 | 0 | 0 | 0 | 0 | 0 | 0 | 0 | 0 | 0 | 0
| NHL031-158104320 | NHL031 | 0.00061975 | 0.00062601 | 0.00063227 | 0.00063854 | 0.0006448 | 0.00064032 | 0.00063584 | 0.00063136 | 0.00062688 | 0.0006224 | 0.00061792 | 0.00061344 | 0.00060896 | 0.00060448 | 0.0006 | 0.00059552 | 0.00059104 | 0.00058656 | 0.00058208 | 0.0005776
| NHL031-158104465 | NHL031 | 0.033559 | 0.033889 | 0.034219 | 0.034549 | 0.034879 | 0.034745 | 0.034611 | 0.034477 | 0.034343 | 0.034209 | 0.034075 | 0.03394 | 0.033806 | 0.033672 | 0.033538 | 0.033404 | 0.03327 | 0.033136 | 0.033001 | 0.032867
| NHL031-158118521 | NHL031 | 0.04034 | 0.040707 | 0.041075 | 0.041443 | 0.04181 | 0.041681 | 0.041552 | 0.041423 | 0.041294 | 0.041165 | 0.041036 | 0.040907 | 0.040777 | 0.040648 | 0.040519 | 0.04039 | 0.040261 | 0.040132 | 0.040003 | 0.039874
| NHL031-158118640 | NHL031 | 0.025968 | 0.026174 | 0.026381 | 0.026587 | 0.026793 | 0.02662 | 0.026448 | 0.026275 | 0.026102 | 0.025929 | 0.025756 | 0.025584 | 0.025411 | 0.025238 | 0.025065 | 0.024892 | 0.02472 | 0.024547 | 0.024374 | 0.024201
| NHL031-159317140 | NHL031 | 0.1982 | 0.20012 | 0.20203 | 0.20395 | 0.20586 | 0.20508 | 0.2043 | 0.20352 | 0.20274 | 0.20196 | 0.20118 | 0.2004 | 0.19962 | 0.19884 | 0.19806 | 0.19727 | 0.19649 | 0.19571 | 0.19493 | 0.19415
| NHL031-159317397 | NHL031 | 0.022088 | 0.022315 | 0.022543 | 0.02277 | 0.022997 | 0.022859 | 0.02272 | 0.022582 | 0.022443 | 0.022305 | 0.022166 | 0.022028 | 0.02189 | 0.021751 | 0.021613 | 0.021474 | 0.021336 | 0.021197 | 0.021059 | 0.02092
| NHL031-159338407 | NHL031 | 0 | 0 | 0 | 0 | 0 | 0 | 0 | 0 | 0 | 0 | 0 | 0 | 0 | 0 | 0 | 0 | 0 | 0 | 0 | 0
| NHL031-159449178 | NHL031 | 0.070116 | 0.070658 | 0.071199 | 0.07174 | 0.072282 | 0.071985 | 0.071688 | 0.071391 | 0.071094 | 0.070798 | 0.070501 | 0.070204 | 0.069907 | 0.06961 | 0.069313 | 0.069017 | 0.06872 | 0.068423 | 0.068126 | 0.067829
| NHL031-163378374 | NHL031 | 0.017963 | 0.018128 | 0.018294 | 0.018459 | 0.018624 | 0.01851 | 0.018396 | 0.018281 | 0.018167 | 0.018052 | 0.017938 | 0.017824 | 0.017709 | 0.017595 | 0.017481 | 0.017366 | 0.017252 | 0.017137 | 0.017023 | 0.016909
| NHL031-171331453 | NHL031 | 0 | 0 | 0 | 0 | 0 | 0 | 0 | 0 | 0 | 0 | 0 | 0 | 0 | 0 | 0 | 0 | 0 | 0 | 0 | 0
| NHL031-187102650 | NHL031 | 2.7649 | 2.7874 | 2.8099 | 2.8323 | 2.8548 | 2.8377 | 2.8207 | 2.8036 | 2.7865 | 2.7694 | 2.7524 | 2.7353 | 2.7182 | 2.7012 | 2.6841 | 2.667 | 2.6499 | 2.6329 | 2.6158 | 2.5987
| NHL031-202230824 | NHL031 | 10.1395 | 10.23 | 10.3206 | 10.4111 | 10.5017 | 10.4248 | 10.348 | 10.2711 | 10.1942 | 10.1173 | 10.0405 | 9.9636 | 9.8867 | 9.8099 | 9.733 | 9.6561 | 9.5792 | 9.5024 | 9.4255 | 9.3486
| NHL031-44808373 | NHL031 | 0.53284 | 0.53738 | 0.54191 | 0.54645 | 0.55098 | 0.54712 | 0.54325 | 0.53938 | 0.53551 | 0.53164 | 0.52778 | 0.52391 | 0.52004 | 0.51617 | 0.51231 | 0.50844 | 0.50457 | 0.5007 | 0.49683 | 0.49297
| NHL031-47809173 | NHL031 | 0.201 | 0.20281 | 0.20462 | 0.20643 | 0.20824 | 0.20697 | 0.2057 | 0.20442 | 0.20315 | 0.20188 | 0.20061 | 0.19933 | 0.19806 | 0.19679 | 0.19552 | 0.19424 | 0.19297 | 0.1917 | 0.19043 | 0.18916
| NKA001-111726711 | NKA001 | 0.00022565 | 0.00022731 | 0.00022897 | 0.00023064 | 0.0002323 | 0.00023472 | 0.00023713 | 0.00023954 | 0.00024196 | 0.00024438 | 0.00024679 | 0.00024921 | 0.00025162 | 0.00025404 | 0.00025645 | 0.00025886 | 0.00026128 | 0.00026369 | 0.00026611 | 0.00026852
| NKA001-138135636 | NKA001 | 0.0031414 | 0.0031441 | 0.0031469 | 0.0031496 | 0.0031523 | 0.0031524 | 0.0031524 | 0.0031525 | 0.0031526 | 0.0031527 | 0.0031527 | 0.0031528 | 0.0031529 | 0.003153 | 0.003153 | 0.0031531 | 0.0031532 | 0.0031533 | 0.0031533 | 0.0031534
| NKA001-15424552 | NKA001 | 0 | 0 | 0 | 0 | 0 | 0 | 0 | 0 | 0 | 0 | 0 | 0 | 0 | 0 | 0 | 0 | 0 | 0 | 0 | 0
| NKA001-15424578 | NKA001 | 1.6522 | 1.6626 | 1.6729 | 1.6833 | 1.6936 | 1.7016 | 1.7096 | 1.7176 | 1.7256 | 1.7336 | 1.7416 | 1.7496 | 1.7576 | 1.7655 | 1.7735 | 1.7815 | 1.7895 | 1.7975 | 1.8055 | 1.8135
| NKA001-161093990 | NKA001 | 0.00035781 | 0.00036075 | 0.0003637 | 0.00036665 | 0.0003696 | 0.00037272 | 0.00037584 | 0.00037896 | 0.00038208 | 0.0003852 | 0.00038832 | 0.00039144 | 0.00039456 | 0.00039768 | 0.0004008 | 0.00040392 | 0.00040704 | 0.00041016 | 0.00041328 | 0.0004164
| NKA001-24606104 | NKA001 | 2.867 | 2.8823 | 2.8977 | 2.9131 | 2.9285 | 2.9398 | 2.9511 | 2.9625 | 2.9738 | 2.9851 | 2.9964 | 3.0077 | 3.019 | 3.0304 | 3.0417 | 3.053 | 3.0643 | 3.0756 | 3.0869 | 3.0982
| NKA001-24606118 | NKA001 | 0.50612 | 0.50989 | 0.51366 | 0.51743 | 0.5212 | 0.52477 | 0.52834 | 0.53192 | 0.53549 | 0.53906 | 0.54263 | 0.5462 | 0.54977 | 0.55334 | 0.55691 | 0.56048 | 0.56405 | 0.56763 | 0.5712 | 0.57477
| NKA001-96630054 | NKA001 | 0.90659 | 0.91281 | 0.91902 | 0.92524 | 0.93145 | 0.93675 | 0.94204 | 0.94733 | 0.95263 | 0.95792 | 0.96321 | 0.96851 | 0.9738 | 0.97909 | 0.98439 | 0.98968 | 0.99497 | 1.0003 | 1.0056 | 1.0109
| NKA002-15424741 | NKA002 | 29.2387 | 29.3974 | 29.5561 | 29.7148 | 29.8735 | 30.0326 | 30.1916 | 30.3507 | 30.5098 | 30.6688 | 30.8279 | 30.987 | 31.146 | 31.3051 | 31.4642 | 31.6233 | 31.7823 | 31.9414 | 32.1005 | 32.2595
| NKA002-15424752 | NKA002 | 0 | 0 | 0 | 0 | 0 | 0 | 0 | 0 | 0 | 0 | 0 | 0 | 0 | 0 | 0 | 0 | 0 | 0 | 0 | 0
| NKA002-157269526 | NKA002 | 0 | 0 | 0 | 0 | 0 | 0 | 0 | 0 | 0 | 0 | 0 | 0 | 0 | 0 | 0 | 0 | 0 | 0 | 0 | 0
| NKA002-160426606 | NKA002 | 9.7436e-06 | 9.8172e-06 | 9.8908e-06 | 9.9644e-06 | 1.0038e-05 | 1.0141e-05 | 1.0244e-05 | 1.0347e-05 | 1.045e-05 | 1.0552e-05 | 1.0655e-05 | 1.0758e-05 | 1.0861e-05 | 1.0964e-05 | 1.1067e-05 | 1.117e-05 | 1.1273e-05 | 1.1376e-05 | 1.1479e-05 | 1.1582e-05
| NKA002-176883603 | NKA002 | 0.010129 | 0.010193 | 0.010257 | 0.010321 | 0.010385 | 0.010439 | 0.010493 | 0.010547 | 0.010601 | 0.010655 | 0.010709 | 0.010763 | 0.010817 | 0.010871 | 0.010925 | 0.010979 | 0.011033 | 0.011087 | 0.011141 | 0.011195
| NKA002-24606230 | NKA002 | 1.2452 | 1.2531 | 1.261 | 1.2689 | 1.2768 | 1.284 | 1.2911 | 1.2982 | 1.3053 | 1.3125 | 1.3196 | 1.3267 | 1.3338 | 1.341 | 1.3481 | 1.3552 | 1.3623 | 1.3695 | 1.3766 | 1.3837
| NKA002-24606244 | NKA002 | 6.4387 | 6.4721 | 6.5054 | 6.5388 | 6.5722 | 6.6244 | 6.6767 | 6.7289 | 6.7812 | 6.8334 | 6.8857 | 6.9379 | 6.9902 | 7.0424 | 7.0947 | 7.1469 | 7.1992 | 7.2514 | 7.3037 | 7.3559
| NKA003-15422579 | NKA003 | 7.0563 | 7.1002 | 7.1441 | 7.188 | 7.232 | 7.2765 | 7.321 | 7.3655 | 7.41 | 7.4545 | 7.4991 | 7.5436 | 7.5881 | 7.6326 | 7.6771 | 7.7217 | 7.7662 | 7.8107 | 7.8552 | 7.8997
| NKA003-161248298 | NKA003 | 0.00041166 | 0.00041474 | 0.00041783 | 0.00042091 | 0.000424 | 0.0004281 | 0.0004322 | 0.0004363 | 0.0004404 | 0.0004445 | 0.0004486 | 0.0004527 | 0.0004568 | 0.0004609 | 0.000465 | 0.0004691 | 0.0004732 | 0.0004773 | 0.0004814 | 0.0004855
| NKA004-15424817 | NKA004 | 48.998 | 49.2152 | 49.4324 | 49.6497 | 49.8669 | 50.0079 | 50.149 | 50.2901 | 50.4311 | 50.5722 | 50.7133 | 50.8543 | 50.9954 | 51.1364 | 51.2775 | 51.4186 | 51.5596 | 51.7007 | 51.8418 | 51.9828
| NKA004-162977911 | NKA004 | 0.00021864 | 0.00022023 | 0.00022182 | 0.00022341 | 0.000225 | 0.00022743 | 0.00022986 | 0.00023229 | 0.00023472 | 0.00023715 | 0.00023958 | 0.00024201 | 0.00024444 | 0.00024687 | 0.0002493 | 0.00025173 | 0.00025416 | 0.00025659 | 0.00025902 | 0.00026145
| NKA005-154156915 | NKA005 | 1.6792 | 1.692 | 1.7048 | 1.7176 | 1.7304 | 1.7452 | 1.7601 | 1.7749 | 1.7898 | 1.8046 | 1.8195 | 1.8343 | 1.8492 | 1.864 | 1.8789 | 1.8937 | 1.9086 | 1.9234 | 1.9383 | 1.9531
| NKA005-15422555 | NKA005 | 2.1044 | 2.1186 | 2.1329 | 2.1471 | 2.1614 | 2.1748 | 2.1882 | 2.2016 | 2.215 | 2.2284 | 2.2418 | 2.2552 | 2.2686 | 2.282 | 2.2954 | 2.3088 | 2.3222 | 2.3356 | 2.349 | 2.3624
| NKA005-24606900 | NKA005 | 3.9638 | 3.9885 | 4.0131 | 4.0377 | 4.0623 | 4.0912 | 4.12 | 4.1489 | 4.1777 | 4.2066 | 4.2355 | 4.2643 | 4.2932 | 4.322 | 4.3509 | 4.3797 | 4.4086 | 4.4374 | 4.4663 | 4.4951
| NKA006-152812929 | NKA006 | 9.0155 | 9.0762 | 9.1369 | 9.1976 | 9.2582 | 9.2963 | 9.3343 | 9.3723 | 9.4104 | 9.4484 | 9.4865 | 9.5245 | 9.5625 | 9.6006 | 9.6386 | 9.6767 | 9.7147 | 9.7527 | 9.7908 | 9.8288
| NKA006-15424841 | NKA006 | 17.6018 | 17.7174 | 17.8331 | 17.9488 | 18.0645 | 18.1853 | 18.3062 | 18.4271 | 18.548 | 18.6688 | 18.7897 | 18.9106 | 19.0314 | 19.1523 | 19.2732 | 19.3941 | 19.5149 | 19.6358 | 19.7567 | 19.8776
| NKA006-15424865 | NKA006 | 0 | 0 | 0 | 0 | 0 | 0 | 0 | 0 | 0 | 0 | 0 | 0 | 0 | 0 | 0 | 0 | 0 | 0 | 0 | 0
| NKA006-160426703 | NKA006 | 0.0017716 | 0.0017855 | 0.0017994 | 0.0018133 | 0.0018272 | 0.0018475 | 0.0018678 | 0.0018882 | 0.0019085 | 0.0019288 | 0.0019491 | 0.0019694 | 0.0019898 | 0.0020101 | 0.0020304 | 0.0020507 | 0.002071 | 0.0020914 | 0.0021117 | 0.002132
| NKA006-160426816 | NKA006 | 0.015711 | 0.015768 | 0.015824 | 0.015881 | 0.015938 | 0.015943 | 0.015948 | 0.015953 | 0.015958 | 0.015963 | 0.015968 | 0.015973 | 0.015978 | 0.015983 | 0.015988 | 0.015993 | 0.015998 | 0.016003 | 0.016008 | 0.016013
| NKA006-162978025 | NKA006 | 0.033555 | 0.033777 | 0.034 | 0.034223 | 0.034445 | 0.034638 | 0.034831 | 0.035024 | 0.035217 | 0.035411 | 0.035604 | 0.035797 | 0.03599 | 0.036183 | 0.036376 | 0.036569 | 0.036762 | 0.036955 | 0.037148 | 0.037341
| NKA006-163615273 | NKA006 | 0 | 0 | 0 | 0 | 0 | 0 | 0 | 0 | 0 | 0 | 0 | 0 | 0 | 0 | 0 | 0 | 0 | 0 | 0 | 0
| NKA006-181987048 | NKA006 | 0 | 0 | 0 | 0 | 0 | 0 | 0 | 0 | 0 | 0 | 0 | 0 | 0 | 0 | 0 | 0 | 0 | 0 | 0 | 0
| NKA006-192419289 | NKA006 | 0.31983 | 0.32173 | 0.32363 | 0.32554 | 0.32744 | 0.32981 | 0.33218 | 0.33456 | 0.33693 | 0.33931 | 0.34168 | 0.34405 | 0.34643 | 0.3488 | 0.35117 | 0.35355 | 0.35592 | 0.35829 | 0.36067 | 0.36304
| NKA006-24605964 | NKA006 | 0.44741 | 0.45036 | 0.45331 | 0.45626 | 0.45921 | 0.46209 | 0.46497 | 0.46785 | 0.47073 | 0.47361 | 0.47649 | 0.47938 | 0.48226 | 0.48514 | 0.48802 | 0.4909 | 0.49378 | 0.49666 | 0.49954 | 0.50242
| OYN001-15412732 | OYN001 | 0.86746 | 0.8739 | 0.88033 | 0.88677 | 0.89321 | 0.8919 | 0.89059 | 0.88929 | 0.88798 | 0.88667 | 0.88537 | 0.88406 | 0.88275 | 0.88145 | 0.88014 | 0.87883 | 0.87753 | 0.87622 | 0.87491 | 0.87361
| OYN001-15412756 | OYN001 | 0.0033287 | 0.0033582 | 0.0033877 | 0.0034172 | 0.0034468 | 0.0034463 | 0.0034459 | 0.0034454 | 0.003445 | 0.0034445 | 0.0034441 | 0.0034436 | 0.0034432 | 0.0034427 | 0.0034423 | 0.0034418 | 0.0034414 | 0.0034409 | 0.0034405 | 0.00344
| OYN001-157370670 | OYN001 | 0.015004 | 0.015111 | 0.015218 | 0.015326 | 0.015433 | 0.015394 | 0.015355 | 0.015316 | 0.015277 | 0.015238 | 0.015199 | 0.01516 | 0.015121 | 0.015083 | 0.015044 | 0.015005 | 0.014966 | 0.014927 | 0.014888 | 0.014849
| OYN001-157370765 | OYN001 | 0.00040535 | 0.00040829 | 0.00041122 | 0.00041416 | 0.0004171 | 0.00041586 | 0.00041463 | 0.0004134 | 0.00041217 | 0.00041094 | 0.0004097 | 0.00040847 | 0.00040724 | 0.00040601 | 0.00040478 | 0.00040354 | 0.00040231 | 0.00040108 | 0.00039985 | 0.00039861
| OYN001-157425399 | OYN001 | 0.003873 | 0.0038968 | 0.0039207 | 0.0039445 | 0.0039683 | 0.0039563 | 0.0039443 | 0.0039323 | 0.0039203 | 0.0039082 | 0.0038962 | 0.0038842 | 0.0038722 | 0.0038602 | 0.0038482 | 0.0038362 | 0.0038241 | 0.0038121 | 0.0038001 | 0.0037881
| OYN001-157599093 | OYN001 | 4.6641e-05 | 4.6995e-05 | 4.735e-05 | 4.7705e-05 | 4.806e-05 | 4.8045e-05 | 4.803e-05 | 4.8015e-05 | 4.8e-05 | 4.7985e-05 | 4.797e-05 | 4.7955e-05 | 4.794e-05 | 4.7925e-05 | 4.791e-05 | 4.7895e-05 | 4.788e-05 | 4.7865e-05 | 4.785e-05 | 4.7835e-05
| OYN001-157599241 | OYN001 | 0.0063088 | 0.0063605 | 0.0064123 | 0.006464 | 0.0065157 | 0.0065099 | 0.0065041 | 0.0064984 | 0.0064926 | 0.0064868 | 0.006481 | 0.0064752 | 0.0064694 | 0.0064636 | 0.0064578 | 0.006452 | 0.0064462 | 0.0064404 | 0.0064346 | 0.0064288
| OYN001-157599335 | OYN001 | 0.042468 | 0.042776 | 0.043083 | 0.043391 | 0.043698 | 0.043618 | 0.043537 | 0.043456 | 0.043376 | 0.043295 | 0.043215 | 0.043134 | 0.043053 | 0.042973 | 0.042892 | 0.042812 | 0.042731 | 0.04265 | 0.04257 | 0.042489
| OYN001-157997774 | OYN001 | 0.016964 | 0.017091 | 0.017217 | 0.017344 | 0.017471 | 0.01744 | 0.017409 | 0.017378 | 0.017347 | 0.017316 | 0.017285 | 0.017254 | 0.017223 | 0.017192 | 0.017161 | 0.01713 | 0.0171 | 0.017069 | 0.017038 | 0.017007
| OYN001-157997885 | OYN001 | 0.064678 | 0.065132 | 0.065586 | 0.066041 | 0.066495 | 0.066373 | 0.066252 | 0.06613 | 0.066008 | 0.065886 | 0.065765 | 0.065643 | 0.065521 | 0.065399 | 0.065278 | 0.065156 | 0.065034 | 0.064913 | 0.064791 | 0.064669
| OYN001-157997976 | OYN001 | 0.0014223 | 0.0014329 | 0.0014435 | 0.0014541 | 0.0014647 | 0.001464 | 0.0014633 | 0.0014626 | 0.0014619 | 0.0014612 | 0.0014605 | 0.0014598 | 0.0014591 | 0.0014584 | 0.0014577 | 0.001457 | 0.0014563 | 0.0014556 | 0.0014549 | 0.0014542
| OYN001-157998086 | OYN001 | 0.0054214 | 0.0054664 | 0.0055115 | 0.0055566 | 0.0056016 | 0.005604 | 0.0056063 | 0.0056087 | 0.005611 | 0.0056134 | 0.0056157 | 0.0056181 | 0.0056204 | 0.0056228 | 0.0056251 | 0.0056275 | 0.0056298 | 0.0056322 | 0.0056345 | 0.0056369
| OYN001-157998203 | OYN001 | 0.012721 | 0.012823 | 0.012925 | 0.013026 | 0.013128 | 0.013123 | 0.013119 | 0.013114 | 0.013109 | 0.013104 | 0.013099 | 0.013094 | 0.01309 | 0.013085 | 0.01308 | 0.013075 | 0.01307 | 0.013066 | 0.013061 | 0.013056
| OYN001-157998251 | OYN001 | 0.0072511 | 0.0073071 | 0.007363 | 0.0074189 | 0.0074749 | 0.0074757 | 0.0074766 | 0.0074774 | 0.0074783 | 0.0074791 | 0.00748 | 0.0074808 | 0.0074817 | 0.0074825 | 0.0074834 | 0.0074842 | 0.0074851 | 0.0074859 | 0.0074868 | 0.0074876
| OYN001-157998623 | OYN001 | 0.011559 | 0.011657 | 0.011755 | 0.011853 | 0.011951 | 0.011944 | 0.011937 | 0.01193 | 0.011924 | 0.011917 | 0.01191 | 0.011903 | 0.011896 | 0.011889 | 0.011882 | 0.011876 | 0.011869 | 0.011862 | 0.011855 | 0.011848
| OYN001-159943098 | OYN001 | 0.02945 | 0.029741 | 0.030033 | 0.030325 | 0.030616 | 0.030498 | 0.03038 | 0.030263 | 0.030145 | 0.030027 | 0.029909 | 0.029791 | 0.029673 | 0.029555 | 0.029437 | 0.029319 | 0.029202 | 0.029084 | 0.028966 | 0.028848
| OYN001-159943284 | OYN001 | 0.0044465 | 0.0044703 | 0.0044941 | 0.004518 | 0.0045418 | 0.0045302 | 0.0045186 | 0.0045071 | 0.0044955 | 0.0044839 | 0.0044724 | 0.0044608 | 0.0044492 | 0.0044376 | 0.0044261 | 0.0044145 | 0.0044029 | 0.0043914 | 0.0043798 | 0.0043682
| OYN001-161991346 | OYN001 | 0.063837 | 0.064297 | 0.064758 | 0.065218 | 0.065678 | 0.065562 | 0.065446 | 0.06533 | 0.065214 | 0.065098 | 0.064981 | 0.064865 | 0.064749 | 0.064633 | 0.064517 | 0.064401 | 0.064284 | 0.064168 | 0.064052 | 0.063936
| OYN001-161991484 | OYN001 | 0 | 0 | 0 | 0 | 0 | 0 | 0 | 0 | 0 | 0 | 0 | 0 | 0 | 0 | 0 | 0 | 0 | 0 | 0 | 0
| OYN001-161991742 | OYN001 | 0.00087929 | 0.00088671 | 0.00089414 | 0.00090157 | 0.000909 | 0.00090864 | 0.00090828 | 0.00090792 | 0.00090757 | 0.00090721 | 0.00090685 | 0.00090649 | 0.00090613 | 0.00090577 | 0.00090542 | 0.00090506 | 0.0009047 | 0.00090434 | 0.00090398 | 0.00090362
| OYN001-161991880 | OYN001 | 0.0039547 | 0.0039905 | 0.0040263 | 0.0040621 | 0.004098 | 0.0040887 | 0.0040795 | 0.0040702 | 0.004061 | 0.0040517 | 0.0040425 | 0.0040332 | 0.004024 | 0.0040147 | 0.0040055 | 0.0039962 | 0.003987 | 0.0039777 | 0.0039685 | 0.0039592
| OYN001-161991949 | OYN001 | 0 | 0 | 0 | 0 | 0 | 0 | 0 | 0 | 0 | 0 | 0 | 0 | 0 | 0 | 0 | 0 | 0 | 0 | 0 | 0
| OYN001-24603328 | OYN001 | 0.67701 | 0.68396 | 0.6909 | 0.69785 | 0.7048 | 0.70304 | 0.70128 | 0.69953 | 0.69777 | 0.69601 | 0.69426 | 0.6925 | 0.69074 | 0.68899 | 0.68723 | 0.68547 | 0.68372 | 0.68196 | 0.6802 | 0.67845
| OYN001-24604668 | OYN001 | 3.229 | 3.2492 | 3.2694 | 3.2896 | 3.3098 | 3.301 | 3.2921 | 3.2832 | 3.2743 | 3.2654 | 3.2565 | 3.2477 | 3.2388 | 3.2299 | 3.221 | 3.2121 | 3.2032 | 3.1944 | 3.1855 | 3.1766
| OYN001-41898846 | OYN001 | 0.26591 | 0.26785 | 0.26979 | 0.27174 | 0.27368 | 0.27312 | 0.27255 | 0.27199 | 0.27142 | 0.27086 | 0.2703 | 0.26973 | 0.26917 | 0.26861 | 0.26804 | 0.26748 | 0.26692 | 0.26635 | 0.26579 | 0.26523
| OYN003-15412682 | OYN003 | 0.33787 | 0.34084 | 0.34381 | 0.34678 | 0.34976 | 0.3499 | 0.35003 | 0.35017 | 0.35031 | 0.35045 | 0.35059 | 0.35073 | 0.35086 | 0.351 | 0.35114 | 0.35128 | 0.35142 | 0.35156 | 0.3517 | 0.35183
| OYN003-157425942 | OYN003 | 0 | 0 | 0 | 0 | 0 | 0 | 0 | 0 | 0 | 0 | 0 | 0 | 0 | 0 | 0 | 0 | 0 | 0 | 0 | 0
| OYN003-158041159 | OYN003 | 0.022465 | 0.022672 | 0.022879 | 0.023087 | 0.023294 | 0.023313 | 0.023332 | 0.023351 | 0.023369 | 0.023388 | 0.023407 | 0.023426 | 0.023444 | 0.023463 | 0.023482 | 0.023501 | 0.023519 | 0.023538 | 0.023557 | 0.023576
| OYN003-158109405 | OYN003 | 0.020846 | 0.021039 | 0.021233 | 0.021426 | 0.02162 | 0.021631 | 0.021642 | 0.021653 | 0.021664 | 0.021675 | 0.021685 | 0.021696 | 0.021707 | 0.021718 | 0.021729 | 0.02174 | 0.021751 | 0.021762 | 0.021773 | 0.021784
| OYN003-158109515 | OYN003 | 0.00010769 | 0.00010867 | 0.00010965 | 0.00011062 | 0.0001116 | 0.00011168 | 0.00011176 | 0.00011184 | 0.00011192 | 0.000112 | 0.00011208 | 0.00011216 | 0.00011224 | 0.00011232 | 0.0001124 | 0.00011248 | 0.00011256 | 0.00011264 | 0.00011272 | 0.0001128
| OYN003-158109598 | OYN003 | 0.01308 | 0.013197 | 0.013314 | 0.013432 | 0.013549 | 0.013566 | 0.013582 | 0.013599 | 0.013616 | 0.013632 | 0.013649 | 0.013666 | 0.013682 | 0.013699 | 0.013716 | 0.013733 | 0.013749 | 0.013766 | 0.013783 | 0.013799
| OYN003-158109716 | OYN003 | 0.0082236 | 0.0082927 | 0.0083617 | 0.0084308 | 0.0084998 | 0.0084923 | 0.0084847 | 0.0084772 | 0.0084696 | 0.0084621 | 0.0084545 | 0.0084469 | 0.0084394 | 0.0084318 | 0.0084243 | 0.0084167 | 0.0084092 | 0.0084016 | 0.0083941 | 0.0083865
| OYN003-158109850 | OYN003 | 0.0069146 | 0.0069709 | 0.0070272 | 0.0070836 | 0.0071399 | 0.0071403 | 0.0071407 | 0.007141 | 0.0071414 | 0.0071418 | 0.0071422 | 0.0071426 | 0.0071429 | 0.0071433 | 0.0071437 | 0.0071441 | 0.0071444 | 0.0071448 | 0.0071452 | 0.0071456
| OYN003-158110054 | OYN003 | 0.026781 | 0.027029 | 0.027276 | 0.027524 | 0.027771 | 0.027785 | 0.027798 | 0.027811 | 0.027824 | 0.027837 | 0.02785 | 0.027863 | 0.027876 | 0.027889 | 0.027902 | 0.027915 | 0.027928 | 0.027941 | 0.027954 | 0.027967
| OYN003-161992042 | OYN003 | 4.892e-05 | 4.936e-05 | 4.98e-05 | 5.024e-05 | 5.068e-05 | 5.0645e-05 | 5.061e-05 | 5.0575e-05 | 5.054e-05 | 5.0505e-05 | 5.047e-05 | 5.0435e-05 | 5.04e-05 | 5.0365e-05 | 5.033e-05 | 5.0295e-05 | 5.026e-05 | 5.0225e-05 | 5.019e-05 | 5.0155e-05
| OYN005-15412808 | OYN005 | 3.7139 | 3.7412 | 3.7684 | 3.7956 | 3.8228 | 3.8181 | 3.8134 | 3.8087 | 3.804 | 3.7992 | 3.7945 | 3.7898 | 3.7851 | 3.7804 | 3.7756 | 3.7709 | 3.7662 | 3.7615 | 3.7568 | 3.752
| OYN005-159372302 | OYN005 | 0.10332 | 0.10437 | 0.10543 | 0.10648 | 0.10754 | 0.10791 | 0.10829 | 0.10867 | 0.10904 | 0.10942 | 0.1098 | 0.11018 | 0.11055 | 0.11093 | 0.11131 | 0.11169 | 0.11206 | 0.11244 | 0.11282 | 0.1132
| OYN005-159377479 | OYN005 | 0.0082295 | 0.0083045 | 0.0083796 | 0.0084547 | 0.0085297 | 0.008553 | 0.0085762 | 0.0085994 | 0.0086226 | 0.0086459 | 0.0086691 | 0.0086923 | 0.0087156 | 0.0087388 | 0.008762 | 0.0087852 | 0.0088085 | 0.0088317 | 0.0088549 | 0.0088781
| OYN005-160435471 | OYN005 | 0.028558 | 0.028822 | 0.029085 | 0.029349 | 0.029613 | 0.029718 | 0.029823 | 0.029928 | 0.030033 | 0.030138 | 0.030243 | 0.030348 | 0.030452 | 0.030557 | 0.030662 | 0.030767 | 0.030872 | 0.030977 | 0.031082 | 0.031187
| OYN005-160491322 | OYN005 | 0.01547 | 0.015592 | 0.015714 | 0.015836 | 0.015958 | 0.016007 | 0.016055 | 0.016104 | 0.016153 | 0.016202 | 0.01625 | 0.016299 | 0.016348 | 0.016397 | 0.016446 | 0.016494 | 0.016543 | 0.016592 | 0.016641 | 0.016689
| OYN005-160578653 | OYN005 | 0 | 0 | 0 | 0 | 0 | 0 | 0 | 0 | 0 | 0 | 0 | 0 | 0 | 0 | 0 | 0 | 0 | 0 | 0 | 0
| OYN005-160637132 | OYN005 | 0.001495 | 0.0015104 | 0.0015258 | 0.0015413 | 0.0015567 | 0.0015584 | 0.0015601 | 0.0015618 | 0.0015635 | 0.0015652 | 0.0015669 | 0.0015686 | 0.0015703 | 0.001572 | 0.0015737 | 0.0015754 | 0.0015772 | 0.0015789 | 0.0015806 | 0.0015823
| OYN005-160827931 | OYN005 | 0.092317 | 0.093114 | 0.09391 | 0.094707 | 0.095504 | 0.095509 | 0.095515 | 0.09552 | 0.095526 | 0.095531 | 0.095537 | 0.095542 | 0.095548 | 0.095553 | 0.095558 | 0.095564 | 0.095569 | 0.095575 | 0.09558 | 0.095586
| OYN005-160828059 | OYN005 | 0.027127 | 0.02735 | 0.027574 | 0.027797 | 0.028021 | 0.02804 | 0.02806 | 0.02808 | 0.028099 | 0.028119 | 0.028138 | 0.028158 | 0.028178 | 0.028197 | 0.028217 | 0.028236 | 0.028256 | 0.028276 | 0.028295 | 0.028315
| OYN005-160828223 | OYN005 | 5.4137e-05 | 5.4603e-05 | 5.5069e-05 | 5.5534e-05 | 5.6e-05 | 5.59e-05 | 5.58e-05 | 5.57e-05 | 5.56e-05 | 5.55e-05 | 5.54e-05 | 5.53e-05 | 5.52e-05 | 5.51e-05 | 5.5e-05 | 5.49e-05 | 5.48e-05 | 5.47e-05 | 5.46e-05 | 5.45e-05
| OYN005-160829369 | OYN005 | 0.074525 | 0.075067 | 0.075608 | 0.07615 | 0.076692 | 0.076632 | 0.076572 | 0.076511 | 0.076451 | 0.076391 | 0.076331 | 0.07627 | 0.07621 | 0.07615 | 0.07609 | 0.07603 | 0.075969 | 0.075909 | 0.075849 | 0.075789
| OYN005-160829541 | OYN005 | 0.022692 | 0.022885 | 0.023078 | 0.023271 | 0.023465 | 0.023479 | 0.023494 | 0.023509 | 0.023524 | 0.023539 | 0.023554 | 0.023568 | 0.023583 | 0.023598 | 0.023613 | 0.023628 | 0.023642 | 0.023657 | 0.023672 | 0.023687
| OYN005-160930811 | OYN005 | 0.0211 | 0.021298 | 0.021496 | 0.021694 | 0.021892 | 0.021926 | 0.021961 | 0.021995 | 0.02203 | 0.022064 | 0.022099 | 0.022133 | 0.022168 | 0.022203 | 0.022237 | 0.022272 | 0.022306 | 0.022341 | 0.022375 | 0.02241
| OYN005-160930950 | OYN005 | 0.11732 | 0.11849 | 0.11966 | 0.12083 | 0.122 | 0.1224 | 0.12281 | 0.12321 | 0.12362 | 0.12402 | 0.12443 | 0.12484 | 0.12524 | 0.12565 | 0.12605 | 0.12646 | 0.12686 | 0.12727 | 0.12768 | 0.12808
| OYN005-160931147 | OYN005 | 0.013047 | 0.01314 | 0.013232 | 0.013325 | 0.013418 | 0.01342 | 0.013422 | 0.013424 | 0.013426 | 0.013428 | 0.01343 | 0.013432 | 0.013434 | 0.013436 | 0.013438 | 0.01344 | 0.013442 | 0.013445 | 0.013447 | 0.013449
| OYN005-160960634 | OYN005 | 0.11589 | 0.11701 | 0.11812 | 0.11924 | 0.12035 | 0.12053 | 0.1207 | 0.12087 | 0.12105 | 0.12122 | 0.12139 | 0.12157 | 0.12174 | 0.12191 | 0.12209 | 0.12226 | 0.12243 | 0.12261 | 0.12278 | 0.12295
| OYN005-160960891 | OYN005 | 0.0091114 | 0.0091927 | 0.0092741 | 0.0093554 | 0.0094368 | 0.009457 | 0.0094772 | 0.0094973 | 0.0095175 | 0.0095377 | 0.0095579 | 0.0095781 | 0.0095983 | 0.0096185 | 0.0096387 | 0.0096589 | 0.0096791 | 0.0096993 | 0.0097195 | 0.0097397
| OYN005-161887259 | OYN005 | 1.9234 | 1.9405 | 1.9577 | 1.9748 | 1.992 | 1.9966 | 2.0012 | 2.0058 | 2.0104 | 2.015 | 2.0197 | 2.0243 | 2.0289 | 2.0335 | 2.0381 | 2.0427 | 2.0474 | 2.052 | 2.0566 | 2.0612
| OYN005-162206992 | OYN005 | 0 | 0 | 0 | 0 | 0 | 0 | 0 | 0 | 0 | 0 | 0 | 0 | 0 | 0 | 0 | 0 | 0 | 0 | 0 | 0
| OYN005-162260630 | OYN005 | 0 | 0 | 0 | 0 | 0 | 0 | 0 | 0 | 0 | 0 | 0 | 0 | 0 | 0 | 0 | 0 | 0 | 0 | 0 | 0
| OYN005-162551906 | OYN005 | 0.023357 | 0.023558 | 0.023759 | 0.02396 | 0.024161 | 0.024255 | 0.024349 | 0.024443 | 0.024537 | 0.024631 | 0.024725 | 0.024819 | 0.024914 | 0.025008 | 0.025102 | 0.025196 | 0.02529 | 0.025384 | 0.025478 | 0.025572
| OYN005-162690111 | OYN005 | 0 | 0 | 0 | 0 | 0 | 0 | 0 | 0 | 0 | 0 | 0 | 0 | 0 | 0 | 0 | 0 | 0 | 0 | 0 | 0
| OYN005-162952933 | OYN005 | 0 | 0 | 0 | 0 | 0 | 0 | 0 | 0 | 0 | 0 | 0 | 0 | 0 | 0 | 0 | 0 | 0 | 0 | 0 | 0
| OYN005-164254226 | OYN005 | 0.013119 | 0.013251 | 0.013382 | 0.013514 | 0.013645 | 0.01366 | 0.013674 | 0.013688 | 0.013702 | 0.013717 | 0.013731 | 0.013745 | 0.013759 | 0.013774 | 0.013788 | 0.013802 | 0.013817 | 0.013831 | 0.013845 | 0.013859
| OYN005-164254377 | OYN005 | 0.051799 | 0.052237 | 0.052674 | 0.053112 | 0.053549 | 0.05365 | 0.053751 | 0.053852 | 0.053953 | 0.054054 | 0.054155 | 0.054256 | 0.054357 | 0.054458 | 0.054559 | 0.05466 | 0.054761 | 0.054862 | 0.054963 | 0.055064
| OYN005-164276023 | OYN005 | 0.13197 | 0.13289 | 0.13381 | 0.13473 | 0.13565 | 0.13552 | 0.13538 | 0.13525 | 0.13511 | 0.13498 | 0.13484 | 0.13471 | 0.13457 | 0.13444 | 0.1343 | 0.13417 | 0.13403 | 0.1339 | 0.13376 | 0.13363
| OYN005-164365790 | OYN005 | 0.050274 | 0.050748 | 0.051223 | 0.051697 | 0.052172 | 0.052192 | 0.052213 | 0.052233 | 0.052254 | 0.052274 | 0.052295 | 0.052315 | 0.052336 | 0.052356 | 0.052377 | 0.052397 | 0.052418 | 0.052438 | 0.052459 | 0.052479
| OYN005-164366490 | OYN005 | 0.00068215 | 0.00068927 | 0.00069638 | 0.00070349 | 0.0007106 | 0.00071231 | 0.00071402 | 0.00071573 | 0.00071744 | 0.00071915 | 0.00072086 | 0.00072257 | 0.00072428 | 0.00072599 | 0.0007277 | 0.00072941 | 0.00073112 | 0.00073283 | 0.00073454 | 0.00073625
| OYN005-164366901 | OYN005 | 0.010547 | 0.010661 | 0.010775 | 0.010889 | 0.011004 | 0.011022 | 0.01104 | 0.011058 | 0.011076 | 0.011094 | 0.011112 | 0.01113 | 0.011148 | 0.011166 | 0.011184 | 0.011202 | 0.01122 | 0.011238 | 0.011256 | 0.011274
| OYN005-203082808 | OYN005 | 0.24552 | 0.2478 | 0.25008 | 0.25236 | 0.25464 | 0.25497 | 0.2553 | 0.25563 | 0.25596 | 0.25629 | 0.25662 | 0.25695 | 0.25728 | 0.25761 | 0.25794 | 0.25827 | 0.2586 | 0.25893 | 0.25926 | 0.25959
| OYN005-203102592 | OYN005 | 0.075446 | 0.076169 | 0.076892 | 0.077615 | 0.078338 | 0.078466 | 0.078594 | 0.078721 | 0.078849 | 0.078977 | 0.079104 | 0.079232 | 0.07936 | 0.079487 | 0.079615 | 0.079742 | 0.07987 | 0.079998 | 0.080125 | 0.080253
| OYN005-24603468 | OYN005 | 0.15855 | 0.16 | 0.16144 | 0.16289 | 0.16434 | 0.16432 | 0.16431 | 0.1643 | 0.16429 | 0.16428 | 0.16427 | 0.16426 | 0.16424 | 0.16423 | 0.16422 | 0.16421 | 0.1642 | 0.16419 | 0.16417 | 0.16416
| OYN005-24603482 | OYN005 | 4.393 | 4.4311 | 4.4692 | 4.5073 | 4.5454 | 4.5552 | 4.5651 | 4.5749 | 4.5847 | 4.5945 | 4.6044 | 4.6142 | 4.624 | 4.6338 | 4.6437 | 4.6535 | 4.6633 | 4.6731 | 4.683 | 4.6928
| OYN005-84748828 | OYN005 | 1.0334 | 1.0436 | 1.0538 | 1.064 | 1.0741 | 1.076 | 1.0778 | 1.0796 | 1.0814 | 1.0833 | 1.0851 | 1.0869 | 1.0888 | 1.0906 | 1.0924 | 1.0942 | 1.0961 | 1.0979 | 1.0997 | 1.1015
| OYN005-88333607 | OYN005 | 0.024422 | 0.024631 | 0.024841 | 0.02505 | 0.02526 | 0.025263 | 0.025267 | 0.025271 | 0.025274 | 0.025278 | 0.025282 | 0.025285 | 0.025289 | 0.025293 | 0.025297 | 0.0253 | 0.025304 | 0.025308 | 0.025311 | 0.025315
| OYN007-15412819 | OYN007 | 0.15455 | 0.15588 | 0.15722 | 0.15855 | 0.15988 | 0.15982 | 0.15975 | 0.15968 | 0.15962 | 0.15955 | 0.15948 | 0.15941 | 0.15935 | 0.15928 | 0.15921 | 0.15915 | 0.15908 | 0.15901 | 0.15895 | 0.15888
| OYN007-15412830 | OYN007 | 0 | 0 | 0 | 0 | 0 | 0 | 0 | 0 | 0 | 0 | 0 | 0 | 0 | 0 | 0 | 0 | 0 | 0 | 0 | 0
| PLD001-128232196 | PLD001 | 1.54 | 1.5565 | 1.573 | 1.5895 | 1.6059 | 1.567 | 1.5282 | 1.4893 | 1.4504 | 1.4115 | 1.3726 | 1.3337 | 1.2948 | 1.2559 | 1.217 | 1.1781 | 1.1392 | 1.1003 | 1.0614 | 1.0225
| PLD001-15398772 | PLD001 | 7.9029 | 7.9808 | 8.0587 | 8.1366 | 8.2145 | 8.035 | 7.8555 | 7.676 | 7.4965 | 7.317 | 7.1375 | 6.958 | 6.7785 | 6.5989 | 6.4194 | 6.2399 | 6.0604 | 5.8809 | 5.7014 | 5.5219
| PLD001-159945085 | PLD001 | 0.0037109 | 0.0037408 | 0.0037706 | 0.0038004 | 0.0038303 | 0.0037664 | 0.0037025 | 0.0036387 | 0.0035748 | 0.0035109 | 0.0034471 | 0.0033832 | 0.0033194 | 0.0032555 | 0.0031916 | 0.0031278 | 0.0030639 | 0.003 | 0.0029362 | 0.0028723
| PLD001-160255348 | PLD001 | 0.0013898 | 0.0014 | 0.0014102 | 0.0014205 | 0.0014307 | 0.0014052 | 0.0013798 | 0.0013543 | 0.0013289 | 0.0013034 | 0.001278 | 0.0012525 | 0.001227 | 0.0012016 | 0.0011761 | 0.0011507 | 0.0011252 | 0.0010998 | 0.0010743 | 0.0010489
| PLD001-160255473 | PLD001 | 0.0086248 | 0.0086846 | 0.0087444 | 0.0088041 | 0.0088639 | 0.0087596 | 0.0086553 | 0.008551 | 0.0084467 | 0.0083424 | 0.0082381 | 0.0081338 | 0.0080295 | 0.0079252 | 0.007821 | 0.0077167 | 0.0076124 | 0.0075081 | 0.0074038 | 0.0072995
| PLD001-160255864 | PLD001 | 0.00027287 | 0.00027615 | 0.00027943 | 0.00028272 | 0.000286 | 0.00027772 | 0.00026944 | 0.00026116 | 0.00025288 | 0.0002446 | 0.00023631 | 0.00022803 | 0.00021975 | 0.00021147 | 0.00020319 | 0.00019491 | 0.00018663 | 0.00017835 | 0.00017007 | 0.00016179
| PLD001-160255960 | PLD001 | 0.00018856 | 0.00018954 | 0.00019053 | 0.00019151 | 0.0001925 | 0.00018734 | 0.00018217 | 0.00017701 | 0.00017185 | 0.00016669 | 0.00016153 | 0.00015636 | 0.0001512 | 0.00014604 | 0.00014087 | 0.00013571 | 0.00013055 | 0.00012539 | 0.00012022 | 0.00011506
| PLD001-160286437 | PLD001 | 0.00011647 | 0.00011761 | 0.00011874 | 0.00011987 | 0.000121 | 0.00011845 | 0.0001159 | 0.00011334 | 0.00011079 | 0.00010824 | 0.00010569 | 0.00010314 | 0.00010058 | 9.8032e-05 | 9.548e-05 | 9.2928e-05 | 9.0376e-05 | 8.7824e-05 | 8.5272e-05 | 8.272e-05
| PLD001-160286548 | PLD001 | 0.040734 | 0.040867 | 0.041 | 0.041133 | 0.041266 | 0.041116 | 0.040967 | 0.040817 | 0.040668 | 0.040518 | 0.040369 | 0.04022 | 0.04007 | 0.039921 | 0.039771 | 0.039622 | 0.039473 | 0.039323 | 0.039174 | 0.039024
| PLD001-160286649 | PLD001 | 0.028071 | 0.02823 | 0.028389 | 0.028548 | 0.028707 | 0.028086 | 0.027465 | 0.026844 | 0.026223 | 0.025602 | 0.02498 | 0.024359 | 0.023738 | 0.023117 | 0.022496 | 0.021875 | 0.021254 | 0.020633 | 0.020012 | 0.019391
| PLD001-162206790 | PLD001 | 0 | 0 | 0 | 0 | 0 | 0 | 0 | 0 | 0 | 0 | 0 | 0 | 0 | 0 | 0 | 0 | 0 | 0 | 0 | 0
| PLD001-162207166 | PLD001 | 0.0001042 | 0.00010503 | 0.00010586 | 0.00010669 | 0.00010752 | 0.00010447 | 0.00010141 | 9.8358e-05 | 9.5304e-05 | 9.225e-05 | 8.9196e-05 | 8.6142e-05 | 8.3088e-05 | 8.0034e-05 | 7.698e-05 | 7.3926e-05 | 7.0872e-05 | 6.7818e-05 | 6.4764e-05 | 6.171e-05
| PLD001-162213349 | PLD001 | 0 | 0 | 0 | 0 | 0 | 0 | 0 | 0 | 0 | 0 | 0 | 0 | 0 | 0 | 0 | 0 | 0 | 0 | 0 | 0
| PLD001-162290445 | PLD001 | 0.0089372 | 0.0090108 | 0.0090845 | 0.0091581 | 0.0092317 | 0.0090229 | 0.008814 | 0.0086051 | 0.0083962 | 0.0081874 | 0.0079785 | 0.0077696 | 0.0075608 | 0.0073519 | 0.007143 | 0.0069342 | 0.0067253 | 0.0065164 | 0.0063076 | 0.0060987
| PLD001-162290662 | PLD001 | 0.00032784 | 0.00033058 | 0.00033332 | 0.00033606 | 0.0003388 | 0.00033082 | 0.00032284 | 0.00031486 | 0.00030688 | 0.0002989 | 0.00029092 | 0.00028294 | 0.00027496 | 0.00026698 | 0.000259 | 0.00025102 | 0.00024304 | 0.00023506 | 0.00022708 | 0.0002191
| PLD001-162291051 | PLD001 | 0.00085225 | 0.00085879 | 0.00086533 | 0.00087186 | 0.0008784 | 0.00085696 | 0.00083552 | 0.00081408 | 0.00079264 | 0.0007712 | 0.00074976 | 0.00072832 | 0.00070688 | 0.00068544 | 0.000664 | 0.00064256 | 0.00062112 | 0.00059968 | 0.00057824 | 0.0005568
| PLD001-162377877 | PLD001 | 3.9207e-05 | 3.9545e-05 | 3.9883e-05 | 4.0222e-05 | 4.056e-05 | 3.9504e-05 | 3.8448e-05 | 3.7392e-05 | 3.6336e-05 | 3.528e-05 | 3.4224e-05 | 3.3168e-05 | 3.2112e-05 | 3.1056e-05 | 3e-05 | 2.8944e-05 | 2.7888e-05 | 2.6832e-05 | 2.5776e-05 | 2.472e-05
| PLD001-163864241 | PLD001 | 0.008484 | 0.0085536 | 0.0086232 | 0.0086928 | 0.0087624 | 0.0086062 | 0.00845 | 0.0082938 | 0.0081375 | 0.0079813 | 0.0078251 | 0.0076688 | 0.0075126 | 0.0073564 | 0.0072001 | 0.0070439 | 0.0068877 | 0.0067314 | 0.0065752 | 0.006419
| PLD001-24597198 | PLD001 | 2.0194 | 2.0318 | 2.0442 | 2.0566 | 2.069 | 2.0295 | 1.9901 | 1.9506 | 1.9112 | 1.8718 | 1.8323 | 1.7929 | 1.7534 | 1.714 | 1.6745 | 1.6351 | 1.5956 | 1.5562 | 1.5167 | 1.4773
| PLD001-24611964 | PLD001 | 0 | 0 | 0 | 0 | 0 | 0 | 0 | 0 | 0 | 0 | 0 | 0 | 0 | 0 | 0 | 0 | 0 | 0 | 0 | 0
| PLD001-95142888 | PLD001 | 0.018994 | 0.019132 | 0.01927 | 0.019408 | 0.019546 | 0.019185 | 0.018824 | 0.018462 | 0.018101 | 0.01774 | 0.017379 | 0.017018 | 0.016657 | 0.016296 | 0.015935 | 0.015574 | 0.015213 | 0.014852 | 0.01449 | 0.014129
| PLD002-15398648 | PLD002 | 0 | 0 | 0 | 0 | 0 | 0 | 0 | 0 | 0 | 0 | 0 | 0 | 0 | 0 | 0 | 0 | 0 | 0 | 0 | 0
| PLD002-15398661 | PLD002 | 0.026565 | 0.026861 | 0.027157 | 0.027454 | 0.02775 | 0.027014 | 0.026278 | 0.025542 | 0.024806 | 0.024071 | 0.023335 | 0.022599 | 0.021863 | 0.021127 | 0.020391 | 0.019655 | 0.018919 | 0.018183 | 0.017447 | 0.016711
| PLD003-110224899 | PLD003 | 1.5637e-05 | 1.5845e-05 | 1.6053e-05 | 1.6262e-05 | 1.647e-05 | 1.5891e-05 | 1.5312e-05 | 1.4733e-05 | 1.4153e-05 | 1.3574e-05 | 1.2995e-05 | 1.2416e-05 | 1.1837e-05 | 1.1258e-05 | 1.0678e-05 | 1.0099e-05 | 9.5202e-06 | 8.941e-06 | 8.3619e-06 | 7.7827e-06
| PLD003-147733185 | PLD003 | 0.42175 | 0.42518 | 0.42861 | 0.43204 | 0.43547 | 0.4259 | 0.41633 | 0.40676 | 0.39719 | 0.38762 | 0.37805 | 0.36848 | 0.35892 | 0.34935 | 0.33978 | 0.33021 | 0.32064 | 0.31107 | 0.3015 | 0.29193
| PLD003-15398748 | PLD003 | 0.5316 | 0.53759 | 0.54359 | 0.54958 | 0.55558 | 0.54044 | 0.52531 | 0.51018 | 0.49505 | 0.47992 | 0.46479 | 0.44966 | 0.43452 | 0.41939 | 0.40426 | 0.38913 | 0.374 | 0.35887 | 0.34374 | 0.3286
| PLD003-160436494 | PLD003 | 5.6767e-05 | 5.7347e-05 | 5.7928e-05 | 5.8509e-05 | 5.909e-05 | 5.7257e-05 | 5.5423e-05 | 5.3589e-05 | 5.1756e-05 | 4.9923e-05 | 4.8089e-05 | 4.6255e-05 | 4.4422e-05 | 4.2589e-05 | 4.0755e-05 | 3.8922e-05 | 3.7088e-05 | 3.5254e-05 | 3.3421e-05 | 3.1588e-05
| PLD003-160436674 | PLD003 | 0.077075 | 0.077827 | 0.078578 | 0.07933 | 0.080082 | 0.078529 | 0.076977 | 0.075425 | 0.073872 | 0.07232 | 0.070768 | 0.069215 | 0.067663 | 0.066111 | 0.064558 | 0.063006 | 0.061454 | 0.059901 | 0.058349 | 0.056797
| PLD003-160451735 | PLD003 | 0.074015 | 0.074801 | 0.075587 | 0.076372 | 0.077158 | 0.075243 | 0.073329 | 0.071414 | 0.0695 | 0.067585 | 0.065671 | 0.063756 | 0.061842 | 0.059927 | 0.058013 | 0.056098 | 0.054184 | 0.052269 | 0.050355 | 0.04844
| PLD003-160519395 | PLD003 | 0.029157 | 0.029448 | 0.02974 | 0.030031 | 0.030322 | 0.029625 | 0.028928 | 0.02823 | 0.027533 | 0.026836 | 0.026139 | 0.025442 | 0.024744 | 0.024047 | 0.02335 | 0.022653 | 0.021955 | 0.021258 | 0.020561 | 0.019864
| PLD003-160519570 | PLD003 | 0.045224 | 0.045733 | 0.046241 | 0.04675 | 0.047259 | 0.046133 | 0.045007 | 0.043881 | 0.042755 | 0.041629 | 0.040503 | 0.039377 | 0.038251 | 0.037125 | 0.036 | 0.034874 | 0.033748 | 0.032622 | 0.031496 | 0.03037
| PLD003-160519700 | PLD003 | 0.0048157 | 0.0048523 | 0.0048888 | 0.0049253 | 0.0049619 | 0.0048596 | 0.0047573 | 0.004655 | 0.0045527 | 0.0044504 | 0.0043481 | 0.0042458 | 0.0041435 | 0.0040412 | 0.0039389 | 0.0038366 | 0.0037344 | 0.0036321 | 0.0035298 | 0.0034275
| PLD003-160519896 | PLD003 | 0.014146 | 0.014274 | 0.014402 | 0.014531 | 0.014659 | 0.014258 | 0.013858 | 0.013457 | 0.013056 | 0.012655 | 0.012255 | 0.011854 | 0.011453 | 0.011053 | 0.010652 | 0.010251 | 0.0098505 | 0.0094498 | 0.0090491 | 0.0086484
| PLD003-160520056 | PLD003 | 0.0010978 | 0.0011085 | 0.0011192 | 0.00113 | 0.0011407 | 0.0011059 | 0.001071 | 0.0010362 | 0.0010013 | 0.00096645 | 0.0009316 | 0.00089675 | 0.0008619 | 0.00082705 | 0.0007922 | 0.00075735 | 0.0007225 | 0.00068765 | 0.0006528 | 0.00061795
| PLD003-160574293 | PLD003 | 0.12767 | 0.12888 | 0.1301 | 0.13131 | 0.13252 | 0.13017 | 0.12783 | 0.12548 | 0.12313 | 0.12078 | 0.11843 | 0.11609 | 0.11374 | 0.11139 | 0.10904 | 0.10669 | 0.10434 | 0.102 | 0.099649 | 0.0973
| PLD003-160574380 | PLD003 | 0.0019113 | 0.0019252 | 0.001939 | 0.0019528 | 0.0019666 | 0.0019389 | 0.0019112 | 0.0018836 | 0.0018559 | 0.0018282 | 0.0018005 | 0.0017728 | 0.0017452 | 0.0017175 | 0.0016898 | 0.0016621 | 0.0016344 | 0.0016068 | 0.0015791 | 0.0015514
| PLD003-160574486 | PLD003 | 0.021203 | 0.021423 | 0.021643 | 0.021863 | 0.022082 | 0.021675 | 0.021268 | 0.020861 | 0.020454 | 0.020047 | 0.01964 | 0.019233 | 0.018826 | 0.018419 | 0.018012 | 0.017605 | 0.017198 | 0.016791 | 0.016384 | 0.015977
| PLD003-160574588 | PLD003 | 0.029054 | 0.029302 | 0.02955 | 0.029797 | 0.030045 | 0.029274 | 0.028503 | 0.027732 | 0.026961 | 0.026191 | 0.02542 | 0.024649 | 0.023878 | 0.023107 | 0.022336 | 0.021565 | 0.020794 | 0.020023 | 0.019252 | 0.018481
| PLD003-162199489 | PLD003 | 0 | 0 | 0 | 0 | 0 | 0 | 0 | 0 | 0 | 0 | 0 | 0 | 0 | 0 | 0 | 0 | 0 | 0 | 0 | 0
| PLD003-162199732 | PLD003 | 0 | 0 | 0 | 0 | 0 | 0 | 0 | 0 | 0 | 0 | 0 | 0 | 0 | 0 | 0 | 0 | 0 | 0 | 0 | 0
| PLD003-162199939 | PLD003 | 0.00091829 | 0.00092677 | 0.00093525 | 0.00094372 | 0.0009522 | 0.00092598 | 0.00089976 | 0.00087354 | 0.00084732 | 0.0008211 | 0.00079488 | 0.00076866 | 0.00074244 | 0.00071622 | 0.00069 | 0.00066378 | 0.00063756 | 0.00061134 | 0.00058512 | 0.0005589
| PLD003-162260412 | PLD003 | 0.00049872 | 0.00050424 | 0.00050976 | 0.00051528 | 0.0005208 | 0.0005088 | 0.0004968 | 0.0004848 | 0.0004728 | 0.0004608 | 0.0004488 | 0.0004368 | 0.0004248 | 0.0004128 | 0.0004008 | 0.0003888 | 0.0003768 | 0.0003648 | 0.0003528 | 0.0003408
| PLD003-162378154 | PLD003 | 0.00071362 | 0.0007203 | 0.00072699 | 0.00073367 | 0.00074036 | 0.00071888 | 0.0006974 | 0.00067592 | 0.00065445 | 0.00063297 | 0.00061149 | 0.00059001 | 0.00056853 | 0.00054706 | 0.00052558 | 0.0005041 | 0.00048262 | 0.00046115 | 0.00043967 | 0.00041819
| PLD003-162378402 | PLD003 | 0.0013652 | 0.0013773 | 0.0013894 | 0.0014015 | 0.0014136 | 0.0013788 | 0.001344 | 0.0013093 | 0.0012745 | 0.0012397 | 0.0012049 | 0.0011701 | 0.0011354 | 0.0011006 | 0.0010658 | 0.001031 | 0.00099624 | 0.00096146 | 0.00092668 | 0.0008919
| PLD003-163610230 | PLD003 | 3.7706e-06 | 3.8254e-06 | 3.8803e-06 | 3.9351e-06 | 3.99e-06 | 3.8455e-06 | 3.701e-06 | 3.5564e-06 | 3.4119e-06 | 3.2674e-06 | 3.1229e-06 | 2.9783e-06 | 2.8338e-06 | 2.6893e-06 | 2.5448e-06 | 2.4002e-06 | 2.2557e-06 | 2.1112e-06 | 1.9667e-06 | 1.8221e-06
| PLD003-163610492 | PLD003 | 0.013381 | 0.013511 | 0.013641 | 0.013771 | 0.013901 | 0.013631 | 0.01336 | 0.013089 | 0.012818 | 0.012547 | 0.012276 | 0.012005 | 0.011734 | 0.011463 | 0.011192 | 0.010921 | 0.01065 | 0.01038 | 0.010109 | 0.0098377
| PLD003-24597170 | PLD003 | 0.40494 | 0.40851 | 0.41209 | 0.41566 | 0.41924 | 0.4093 | 0.39935 | 0.38941 | 0.37946 | 0.36952 | 0.35957 | 0.34963 | 0.33968 | 0.32974 | 0.3198 | 0.30985 | 0.29991 | 0.28996 | 0.28002 | 0.27007
| PLD003-24597184 | PLD003 | 7.4278 | 7.4828 | 7.5378 | 7.5928 | 7.6478 | 7.5372 | 7.4267 | 7.3161 | 7.2055 | 7.095 | 6.9844 | 6.8738 | 6.7633 | 6.6527 | 6.5422 | 6.4316 | 6.321 | 6.2105 | 6.0999 | 5.9893
| PLD003-24605460 | PLD003 | 0.50618 | 0.51084 | 0.5155 | 0.52015 | 0.52481 | 0.51465 | 0.50448 | 0.49432 | 0.48415 | 0.47399 | 0.46382 | 0.45366 | 0.44349 | 0.43333 | 0.42317 | 0.413 | 0.40284 | 0.39267 | 0.38251 | 0.37234
| PLD004-121146862 | PLD004 | 3.3178 | 3.3483 | 3.3787 | 3.4091 | 3.4395 | 3.3737 | 3.3079 | 3.2421 | 3.1763 | 3.1105 | 3.0447 | 2.9789 | 2.9131 | 2.8473 | 2.7815 | 2.7157 | 2.65 | 2.5842 | 2.5184 | 2.4526
| PLD004-15398624 | PLD004 | 3.4688 | 3.5027 | 3.5365 | 3.5703 | 3.6041 | 3.5253 | 3.4464 | 3.3676 | 3.2888 | 3.2099 | 3.1311 | 3.0522 | 2.9734 | 2.8946 | 2.8157 | 2.7369 | 2.6581 | 2.5792 | 2.5004 | 2.4215
| PLD004-72962767 | PLD004 | 0 | 0 | 0 | 0 | 0 | 0 | 0 | 0 | 0 | 0 | 0 | 0 | 0 | 0 | 0 | 0 | 0 | 0 | 0 | 0
| PLD005-15398737 | PLD005 | 0.68351 | 0.69031 | 0.6971 | 0.7039 | 0.7107 | 0.69487 | 0.67904 | 0.66321 | 0.64739 | 0.63156 | 0.61573 | 0.5999 | 0.58407 | 0.56824 | 0.55241 | 0.53659 | 0.52076 | 0.50493 | 0.4891 | 0.47327
| PLD005-15398783 | PLD005 | 2.0026e-06 | 2.0294e-06 | 2.0563e-06 | 2.0831e-06 | 2.11e-06 | 2.0357e-06 | 1.9615e-06 | 1.8873e-06 | 1.813e-06 | 1.7388e-06 | 1.6645e-06 | 1.5902e-06 | 1.516e-06 | 1.4418e-06 | 1.3675e-06 | 1.2933e-06 | 1.219e-06 | 1.1447e-06 | 1.0705e-06 | 9.9625e-07
| PLD006-15398587 | PLD006 | 6.9038 | 6.9674 | 7.0309 | 7.0945 | 7.1581 | 7.0144 | 6.8706 | 6.7269 | 6.5832 | 6.4394 | 6.2957 | 6.152 | 6.0083 | 5.8645 | 5.7208 | 5.5771 | 5.4334 | 5.2896 | 5.1459 | 5.0022
| PLD006-161891725 | PLD006 | 0.023666 | 0.02394 | 0.024215 | 0.024489 | 0.024764 | 0.024065 | 0.023366 | 0.022667 | 0.021968 | 0.021269 | 0.020571 | 0.019872 | 0.019173 | 0.018474 | 0.017775 | 0.017076 | 0.016378 | 0.015679 | 0.01498 | 0.014281
| PLD006-161892052 | PLD006 | 0 | 0 | 0 | 0 | 0 | 0 | 0 | 0 | 0 | 0 | 0 | 0 | 0 | 0 | 0 | 0 | 0 | 0 | 0 | 0
| PLD006-162198254 | PLD006 | 3.253e-08 | 3.2948e-08 | 3.3365e-08 | 3.3783e-08 | 3.42e-08 | 3.2979e-08 | 3.1758e-08 | 3.0537e-08 | 2.9316e-08 | 2.8095e-08 | 2.6874e-08 | 2.5653e-08 | 2.4432e-08 | 2.3211e-08 | 2.199e-08 | 2.0769e-08 | 1.9548e-08 | 1.8327e-08 | 1.7106e-08 | 1.5885e-08
| PLD006-162198466 | PLD006 | 0.0039933 | 0.0040107 | 0.0040282 | 0.0040457 | 0.0040632 | 0.0040437 | 0.0040243 | 0.0040048 | 0.0039853 | 0.0039659 | 0.0039464 | 0.0039269 | 0.0039074 | 0.003888 | 0.0038685 | 0.003849 | 0.0038296 | 0.0038101 | 0.0037906 | 0.0037712
| PLD006-162198656 | PLD006 | 0.015927 | 0.016106 | 0.016285 | 0.016464 | 0.016643 | 0.016226 | 0.01581 | 0.015393 | 0.014976 | 0.014559 | 0.014142 | 0.013725 | 0.013309 | 0.012892 | 0.012475 | 0.012058 | 0.011641 | 0.011224 | 0.010808 | 0.010391
| PLD006-162260039 | PLD006 | 5.1863e-05 | 5.2647e-05 | 5.3431e-05 | 5.4216e-05 | 5.5e-05 | 5.3215e-05 | 5.143e-05 | 4.9645e-05 | 4.786e-05 | 4.6075e-05 | 4.429e-05 | 4.2505e-05 | 4.072e-05 | 3.8935e-05 | 3.715e-05 | 3.5365e-05 | 3.358e-05 | 3.1795e-05 | 3.001e-05 | 2.8225e-05
| PLD006-162260159 | PLD006 | 0.0026231 | 0.0026564 | 0.0026897 | 0.0027229 | 0.0027562 | 0.0026808 | 0.0026053 | 0.0025298 | 0.0024544 | 0.0023789 | 0.0023034 | 0.0022279 | 0.0021525 | 0.002077 | 0.0020015 | 0.0019261 | 0.0018506 | 0.0017751 | 0.0016997 | 0.0016242
| PLD006-162260296 | PLD006 | 0.0048984 | 0.0049253 | 0.0049521 | 0.004979 | 0.0050058 | 0.0049494 | 0.0048929 | 0.0048365 | 0.00478 | 0.0047236 | 0.0046671 | 0.0046107 | 0.0045542 | 0.0044978 | 0.0044413 | 0.0043849 | 0.0043284 | 0.004272 | 0.0042155 | 0.0041591
| PLD006-202509382 | PLD006 | 5.3365 | 5.3502 | 5.3639 | 5.3775 | 5.3912 | 5.3626 | 5.334 | 5.3054 | 5.2768 | 5.2482 | 5.2196 | 5.191 | 5.1623 | 5.1337 | 5.1051 | 5.0765 | 5.0479 | 5.0193 | 4.9907 | 4.9621
| PLD006-24597156 | PLD006 | 1.1646 | 1.1765 | 1.1883 | 1.2001 | 1.2119 | 1.1831 | 1.1544 | 1.1256 | 1.0968 | 1.068 | 1.0392 | 1.0104 | 0.98165 | 0.95286 | 0.92408 | 0.89529 | 0.86651 | 0.83773 | 0.80894 | 0.78016
| RCT011-15430907 | RCT011 | 17.9993 | 18.1069 | 18.2144 | 18.322 | 18.4296 | 18.4444 | 18.4593 | 18.4741 | 18.489 | 18.5038 | 18.5187 | 18.5335 | 18.5484 | 18.5632 | 18.5781 | 18.5929 | 18.6078 | 18.6226 | 18.6375 | 18.6523
| RCT012-109224809 | RCT012 | 6.0094e-05 | 6.0546e-05 | 6.0997e-05 | 6.1449e-05 | 6.19e-05 | 6.2225e-05 | 6.255e-05 | 6.2875e-05 | 6.32e-05 | 6.3525e-05 | 6.385e-05 | 6.4175e-05 | 6.45e-05 | 6.4825e-05 | 6.515e-05 | 6.5475e-05 | 6.58e-05 | 6.6125e-05 | 6.645e-05 | 6.6775e-05
| RCT013-15430798 | RCT013 | 8.4806 | 8.5352 | 8.5898 | 8.6444 | 8.699 | 8.7128 | 8.7266 | 8.7404 | 8.7542 | 8.7681 | 8.7819 | 8.7957 | 8.8095 | 8.8233 | 8.8372 | 8.851 | 8.8648 | 8.8786 | 8.8924 | 8.9063
| RCT013-24605168 | RCT013 | 10.0572 | 10.1097 | 10.1622 | 10.2148 | 10.2673 | 10.2572 | 10.2471 | 10.237 | 10.2269 | 10.2168 | 10.2067 | 10.1966 | 10.1865 | 10.1764 | 10.1663 | 10.1562 | 10.1461 | 10.136 | 10.1259 | 10.1158
| RCT013-24605182 | RCT013 | 1.5936 | 1.596 | 1.5985 | 1.601 | 1.6034 | 1.6 | 1.5965 | 1.5931 | 1.5896 | 1.5862 | 1.5827 | 1.5793 | 1.5758 | 1.5723 | 1.5689 | 1.5654 | 1.562 | 1.5585 | 1.5551 | 1.5516
| RCT014-15430846 | RCT014 | 0 | 0 | 0 | 0 | 0 | 0 | 0 | 0 | 0 | 0 | 0 | 0 | 0 | 0 | 0 | 0 | 0 | 0 | 0 | 0
| RCT014-24605126 | RCT014 | 0.0055913 | 0.0056304 | 0.0056695 | 0.0057086 | 0.0057477 | 0.0057584 | 0.0057691 | 0.0057798 | 0.0057905 | 0.0058012 | 0.005812 | 0.0058227 | 0.0058334 | 0.0058441 | 0.0058548 | 0.0058655 | 0.0058762 | 0.0058869 | 0.0058976 | 0.0059083
| RCT014-24611042 | RCT014 | 3.7814 | 3.8062 | 3.831 | 3.8558 | 3.8806 | 3.8869 | 3.8933 | 3.8996 | 3.9059 | 3.9122 | 3.9186 | 3.9249 | 3.9312 | 3.9376 | 3.9439 | 3.9502 | 3.9565 | 3.9629 | 3.9692 | 3.9755
| RCT015-15430944 | RCT015 | 0.054485 | 0.05489 | 0.055295 | 0.0557 | 0.056104 | 0.056323 | 0.056542 | 0.056761 | 0.05698 | 0.057199 | 0.057418 | 0.057637 | 0.057856 | 0.058074 | 0.058293 | 0.058512 | 0.058731 | 0.05895 | 0.059169 | 0.059388
| RCT021-15430691 | RCT021 | 5.1603 | 5.1958 | 5.2313 | 5.2668 | 5.3022 | 5.3161 | 5.33 | 5.3439 | 5.3578 | 5.3717 | 5.3856 | 5.3995 | 5.4134 | 5.4273 | 5.4412 | 5.4551 | 5.469 | 5.4829 | 5.4968 | 5.5107
| RCT021-24612845 | RCT021 | 0.081773 | 0.082282 | 0.08279 | 0.083299 | 0.083807 | 0.083957 | 0.084108 | 0.084258 | 0.084408 | 0.084558 | 0.084708 | 0.084859 | 0.085009 | 0.085159 | 0.085309 | 0.085459 | 0.08561 | 0.08576 | 0.08591 | 0.08606
| RCT022-109224755 | RCT022 | 5.6175 | 5.6517 | 5.6858 | 5.7199 | 5.754 | 5.7641 | 5.7741 | 5.7842 | 5.7943 | 5.8043 | 5.8144 | 5.8244 | 5.8345 | 5.8445 | 5.8546 | 5.8646 | 5.8747 | 5.8847 | 5.8948 | 5.9048
| RCT022-160254089 | RCT022 | 0.0036283 | 0.0036523 | 0.0036762 | 0.0037001 | 0.003724 | 0.0037324 | 0.0037409 | 0.0037493 | 0.0037577 | 0.0037661 | 0.0037745 | 0.003783 | 0.0037914 | 0.0037998 | 0.0038082 | 0.0038167 | 0.0038251 | 0.0038335 | 0.0038419 | 0.0038503
| RCT022-160254223 | RCT022 | 0.021793 | 0.021952 | 0.022111 | 0.02227 | 0.022429 | 0.022431 | 0.022432 | 0.022434 | 0.022435 | 0.022437 | 0.022438 | 0.02244 | 0.022441 | 0.022443 | 0.022444 | 0.022446 | 0.022447 | 0.022449 | 0.02245 | 0.022452
| RCT022-160652528 | RCT022 | 1.2617e-05 | 1.2692e-05 | 1.2766e-05 | 1.2841e-05 | 1.2915e-05 | 1.2948e-05 | 1.298e-05 | 1.3013e-05 | 1.3045e-05 | 1.3078e-05 | 1.311e-05 | 1.3143e-05 | 1.3175e-05 | 1.3208e-05 | 1.324e-05 | 1.3273e-05 | 1.3306e-05 | 1.3338e-05 | 1.3371e-05 | 1.3403e-05
| RCT022-162765375 | RCT022 | 0 | 0 | 0 | 0 | 0 | 0 | 0 | 0 | 0 | 0 | 0 | 0 | 0 | 0 | 0 | 0 | 0 | 0 | 0 | 0
| RCT022-187104623 | RCT022 | 0 | 0 | 0 | 0 | 0 | 0 | 0 | 0 | 0 | 0 | 0 | 0 | 0 | 0 | 0 | 0 | 0 | 0 | 0 | 0
| RCT022-201142435 | RCT022 | 0.36781 | 0.36964 | 0.37147 | 0.3733 | 0.37513 | 0.37505 | 0.37497 | 0.37489 | 0.37481 | 0.37473 | 0.37464 | 0.37456 | 0.37448 | 0.3744 | 0.37432 | 0.37424 | 0.37416 | 0.37407 | 0.37399 | 0.37391
| RCT022-74940140 | RCT022 | 0.017635 | 0.01775 | 0.017865 | 0.01798 | 0.018095 | 0.018157 | 0.01822 | 0.018282 | 0.018345 | 0.018407 | 0.01847 | 0.018532 | 0.018595 | 0.018657 | 0.018719 | 0.018782 | 0.018844 | 0.018907 | 0.018969 | 0.019032
| RCT023-15430737 | RCT023 | 1.0513 | 1.0579 | 1.0644 | 1.071 | 1.0776 | 1.0797 | 1.0818 | 1.084 | 1.0861 | 1.0882 | 1.0904 | 1.0925 | 1.0946 | 1.0967 | 1.0989 | 1.101 | 1.1031 | 1.1053 | 1.1074 | 1.1095
| RCT023-159364712 | RCT023 | 0.003974 | 0.0039974 | 0.0040209 | 0.0040443 | 0.0040678 | 0.0040661 | 0.0040644 | 0.0040628 | 0.0040611 | 0.0040595 | 0.0040578 | 0.0040561 | 0.0040545 | 0.0040528 | 0.0040512 | 0.0040495 | 0.0040479 | 0.0040462 | 0.0040445 | 0.0040429
| RCT023-159364841 | RCT023 | 0.02072 | 0.020827 | 0.020935 | 0.021043 | 0.02115 | 0.021142 | 0.021135 | 0.021127 | 0.021119 | 0.021112 | 0.021104 | 0.021097 | 0.021089 | 0.021081 | 0.021074 | 0.021066 | 0.021058 | 0.021051 | 0.021043 | 0.021035
| RCT023-159364971 | RCT023 | 0.016804 | 0.016916 | 0.017029 | 0.017142 | 0.017254 | 0.017258 | 0.017262 | 0.017266 | 0.017269 | 0.017273 | 0.017277 | 0.017281 | 0.017285 | 0.017288 | 0.017292 | 0.017296 | 0.0173 | 0.017304 | 0.017308 | 0.017311
| RCT023-159365116 | RCT023 | 0.0015647 | 0.001575 | 0.0015853 | 0.0015956 | 0.0016059 | 0.0016055 | 0.0016052 | 0.0016049 | 0.0016046 | 0.0016043 | 0.001604 | 0.0016037 | 0.0016033 | 0.001603 | 0.0016027 | 0.0016024 | 0.0016021 | 0.0016018 | 0.0016014 | 0.0016011
| RCT023-159365240 | RCT023 | 0.00044509 | 0.00044767 | 0.00045025 | 0.00045282 | 0.0004554 | 0.00045562 | 0.00045584 | 0.00045606 | 0.00045628 | 0.0004565 | 0.00045672 | 0.00045694 | 0.00045716 | 0.00045738 | 0.0004576 | 0.00045782 | 0.00045804 | 0.00045826 | 0.00045848 | 0.0004587
| RCT023-159365351 | RCT023 | 0.0023996 | 0.0024135 | 0.0024273 | 0.0024412 | 0.002455 | 0.0024517 | 0.0024483 | 0.0024449 | 0.0024416 | 0.0024382 | 0.0024348 | 0.0024314 | 0.0024281 | 0.0024247 | 0.0024213 | 0.0024179 | 0.0024146 | 0.0024112 | 0.0024078 | 0.0024045
| RCT023-159365509 | RCT023 | 1.6285e-06 | 1.6399e-06 | 1.6513e-06 | 1.6626e-06 | 1.674e-06 | 1.6797e-06 | 1.6854e-06 | 1.6911e-06 | 1.6968e-06 | 1.7025e-06 | 1.7082e-06 | 1.7139e-06 | 1.7196e-06 | 1.7253e-06 | 1.731e-06 | 1.7367e-06 | 1.7424e-06 | 1.7481e-06 | 1.7538e-06 | 1.7595e-06
| RCT023-160652906 | RCT023 | 0.0018487 | 0.001861 | 0.0018732 | 0.0018855 | 0.0018978 | 0.001897 | 0.0018962 | 0.0018955 | 0.0018947 | 0.001894 | 0.0018932 | 0.0018925 | 0.0018917 | 0.001891 | 0.0018902 | 0.0018895 | 0.0018887 | 0.001888 | 0.0018872 | 0.0018865
| RCT023-162905845 | RCT023 | 0.051598 | 0.051929 | 0.05226 | 0.05259 | 0.052921 | 0.052938 | 0.052956 | 0.052974 | 0.052992 | 0.053009 | 0.053027 | 0.053045 | 0.053062 | 0.05308 | 0.053098 | 0.053115 | 0.053133 | 0.053151 | 0.053169 | 0.053186
| RCT023-162905960 | RCT023 | 0.0011439 | 0.0011519 | 0.0011599 | 0.0011679 | 0.0011759 | 0.0011745 | 0.0011731 | 0.0011717 | 0.0011703 | 0.001169 | 0.0011676 | 0.0011662 | 0.0011648 | 0.0011635 | 0.0011621 | 0.0011607 | 0.0011593 | 0.001158 | 0.0011566 | 0.0011552
| RCT023-162906075 | RCT023 | 0.048675 | 0.048986 | 0.049297 | 0.049608 | 0.049919 | 0.049949 | 0.049979 | 0.050009 | 0.050039 | 0.050069 | 0.050098 | 0.050128 | 0.050158 | 0.050188 | 0.050218 | 0.050248 | 0.050278 | 0.050307 | 0.050337 | 0.050367
| RCT023-24605614 | RCT023 | 0.7496 | 0.75414 | 0.75869 | 0.76324 | 0.76779 | 0.76889 | 0.76998 | 0.77107 | 0.77217 | 0.77326 | 0.77435 | 0.77545 | 0.77654 | 0.77764 | 0.77873 | 0.77982 | 0.78092 | 0.78201 | 0.7831 | 0.7842
| RCT023-24605628 | RCT023 | 1.0162 | 1.0229 | 1.0297 | 1.0365 | 1.0432 | 1.0456 | 1.048 | 1.0504 | 1.0529 | 1.0553 | 1.0577 | 1.0601 | 1.0625 | 1.0649 | 1.0673 | 1.0697 | 1.0721 | 1.0745 | 1.0769 | 1.0793
| RCT023-24606802 | RCT023 | 0.92023 | 0.92495 | 0.92968 | 0.93441 | 0.93913 | 0.93845 | 0.93776 | 0.93708 | 0.93639 | 0.9357 | 0.93502 | 0.93433 | 0.93365 | 0.93296 | 0.93227 | 0.93159 | 0.9309 | 0.93022 | 0.92953 | 0.92884
| RCT023-24611339 | RCT023 | 0 | 0 | 0 | 0 | 0 | 0 | 0 | 0 | 0 | 0 | 0 | 0 | 0 | 0 | 0 | 0 | 0 | 0 | 0 | 0
| RCT023-85530600 | RCT023 | 0.022161 | 0.022299 | 0.022437 | 0.022574 | 0.022712 | 0.022769 | 0.022826 | 0.022884 | 0.022941 | 0.022998 | 0.023055 | 0.023112 | 0.023169 | 0.023226 | 0.023284 | 0.023341 | 0.023398 | 0.023455 | 0.023512 | 0.023569
| RVL001-15418899 | RVL001 | 6.5257e-05 | 6.5843e-05 | 6.6429e-05 | 6.7014e-05 | 6.76e-05 | 6.76e-05 | 6.76e-05 | 6.76e-05 | 6.76e-05 | 6.76e-05 | 6.76e-05 | 6.76e-05 | 6.76e-05 | 6.76e-05 | 6.76e-05 | 6.76e-05 | 6.76e-05 | 6.76e-05 | 6.76e-05 | 6.76e-05
| RVL001-15418912 | RVL001 | 11.9531 | 12.0376 | 12.1221 | 12.2066 | 12.2911 | 12.27 | 12.2489 | 12.2277 | 12.2066 | 12.1855 | 12.1644 | 12.1433 | 12.1222 | 12.1011 | 12.08 | 12.0589 | 12.0378 | 12.0167 | 11.9956 | 11.9745
| RVL004-15418812 | RVL004 | 0 | 0 | 0 | 0 | 0 | 0 | 0 | 0 | 0 | 0 | 0 | 0 | 0 | 0 | 0 | 0 | 0 | 0 | 0 | 0
| RVL004-15418838 | RVL004 | 2.1817 | 2.1949 | 2.2081 | 2.2213 | 2.2345 | 2.2294 | 2.2244 | 2.2193 | 2.2143 | 2.2092 | 2.2042 | 2.1991 | 2.1941 | 2.189 | 2.184 | 2.1789 | 2.1739 | 2.1688 | 2.1638 | 2.1587
| RVL004-162771521 | RVL004 | 0 | 0 | 0 | 0 | 0 | 0 | 0 | 0 | 0 | 0 | 0 | 0 | 0 | 0 | 0 | 0 | 0 | 0 | 0 | 0
| RVL006-15418762 | RVL006 | 2.5177 | 2.5338 | 2.5499 | 2.566 | 2.5821 | 2.5773 | 2.5725 | 2.5677 | 2.5629 | 2.5581 | 2.5533 | 2.5484 | 2.5436 | 2.5388 | 2.534 | 2.5292 | 2.5244 | 2.5196 | 2.5147 | 2.5099
| RVL008-15418862 | RVL008 | 0.46027 | 0.4639 | 0.46753 | 0.47116 | 0.47479 | 0.47458 | 0.47437 | 0.47416 | 0.47395 | 0.47374 | 0.47353 | 0.47332 | 0.47311 | 0.4729 | 0.47269 | 0.47248 | 0.47227 | 0.47206 | 0.47184 | 0.47163
| RVL008-24613925 | RVL008 | 1.1356 | 1.1444 | 1.1531 | 1.1619 | 1.1707 | 1.1701 | 1.1695 | 1.1689 | 1.1683 | 1.1678 | 1.1672 | 1.1666 | 1.166 | 1.1654 | 1.1648 | 1.1643 | 1.1637 | 1.1631 | 1.1625 | 1.1619
| SA001-15410791 | SA001 | 0 | 0 | 0 | 0 | 0 | 0 | 0 | 0 | 0 | 0 | 0 | 0 | 0 | 0 | 0 | 0 | 0 | 0 | 0 | 0
| SA001-15410802 | SA001 | 0 | 0 | 0 | 0 | 0 | 0 | 0 | 0 | 0 | 0 | 0 | 0 | 0 | 0 | 0 | 0 | 0 | 0 | 0 | 0
| SA001-15411152 | SA001 | 0 | 0 | 0 | 0 | 0 | 0 | 0 | 0 | 0 | 0 | 0 | 0 | 0 | 0 | 0 | 0 | 0 | 0 | 0 | 0
| SA002-15410828 | SA002 | 0.14115 | 0.14224 | 0.14333 | 0.14442 | 0.14552 | 0.14566 | 0.14581 | 0.14596 | 0.1461 | 0.14625 | 0.1464 | 0.14654 | 0.14669 | 0.14684 | 0.14698 | 0.14713 | 0.14728 | 0.14742 | 0.14757 | 0.14772
| SA002-24612976 | SA002 | 0.095933 | 0.096663 | 0.097394 | 0.098124 | 0.098855 | 0.09896 | 0.099065 | 0.099171 | 0.099276 | 0.099381 | 0.099486 | 0.099591 | 0.099696 | 0.099802 | 0.099907 | 0.10001 | 0.10012 | 0.10022 | 0.10033 | 0.10043
| SA003-15410891 | SA003 | 0 | 0 | 0 | 0 | 0 | 0 | 0 | 0 | 0 | 0 | 0 | 0 | 0 | 0 | 0 | 0 | 0 | 0 | 0 | 0
| SA003-24613059 | SA003 | 0 | 0 | 0 | 0 | 0 | 0 | 0 | 0 | 0 | 0 | 0 | 0 | 0 | 0 | 0 | 0 | 0 | 0 | 0 | 0
| SA004-15410928 | SA004 | 0 | 0 | 0 | 0 | 0 | 0 | 0 | 0 | 0 | 0 | 0 | 0 | 0 | 0 | 0 | 0 | 0 | 0 | 0 | 0
| SA005-15411004 | SA005 | 0 | 0 | 0 | 0 | 0 | 0 | 0 | 0 | 0 | 0 | 0 | 0 | 0 | 0 | 0 | 0 | 0 | 0 | 0 | 0
| SA005-24614201 | SA005 | 0 | 0 | 0 | 0 | 0 | 0 | 0 | 0 | 0 | 0 | 0 | 0 | 0 | 0 | 0 | 0 | 0 | 0 | 0 | 0
| SA006-15411054 | SA006 | 0 | 0 | 0 | 0 | 0 | 0 | 0 | 0 | 0 | 0 | 0 | 0 | 0 | 0 | 0 | 0 | 0 | 0 | 0 | 0
| SA006-24612920 | SA006 | 1.4606 | 1.4735 | 1.4863 | 1.4992 | 1.5121 | 1.5116 | 1.5112 | 1.5108 | 1.5104 | 1.5099 | 1.5095 | 1.5091 | 1.5087 | 1.5082 | 1.5078 | 1.5074 | 1.5069 | 1.5065 | 1.5061 | 1.5057
| SA007-111739222 | SA007 | 0 | 0 | 0 | 0 | 0 | 0 | 0 | 0 | 0 | 0 | 0 | 0 | 0 | 0 | 0 | 0 | 0 | 0 | 0 | 0
| SA007-15411091 | SA007 | 0 | 0 | 0 | 0 | 0 | 0 | 0 | 0 | 0 | 0 | 0 | 0 | 0 | 0 | 0 | 0 | 0 | 0 | 0 | 0
| SA009-15436559 | SA009 | 0 | 0 | 0 | 0 | 0 | 0 | 0 | 0 | 0 | 0 | 0 | 0 | 0 | 0 | 0 | 0 | 0 | 0 | 0 | 0
| SA009-15436572 | SA009 | 0 | 0 | 0 | 0 | 0 | 0 | 0 | 0 | 0 | 0 | 0 | 0 | 0 | 0 | 0 | 0 | 0 | 0 | 0 | 0
| SA009-76846685 | SA009 | 0 | 0 | 0 | 0 | 0 | 0 | 0 | 0 | 0 | 0 | 0 | 0 | 0 | 0 | 0 | 0 | 0 | 0 | 0 | 0
| SA010-15436583 | SA010 | 0 | 0 | 0 | 0 | 0 | 0 | 0 | 0 | 0 | 0 | 0 | 0 | 0 | 0 | 0 | 0 | 0 | 0 | 0 | 0
| SA010-24613811 | SA010 | 0 | 0 | 0 | 0 | 0 | 0 | 0 | 0 | 0 | 0 | 0 | 0 | 0 | 0 | 0 | 0 | 0 | 0 | 0 | 0
| SA011-15436594 | SA011 | 21.2328 | 21.3794 | 21.5259 | 21.6725 | 21.819 | 21.8615 | 21.904 | 21.9465 | 21.989 | 22.0315 | 22.074 | 22.1165 | 22.159 | 22.2015 | 22.244 | 22.2865 | 22.329 | 22.3715 | 22.414 | 22.4565
| SA012-15437079 | SA012 | 0 | 0 | 0 | 0 | 0 | 0 | 0 | 0 | 0 | 0 | 0 | 0 | 0 | 0 | 0 | 0 | 0 | 0 | 0 | 0
| SHL001-15428689 | SHL001 | 5.1565 | 5.2038 | 5.2511 | 5.2983 | 5.3456 | 5.3697 | 5.3938 | 5.4178 | 5.4419 | 5.466 | 5.4901 | 5.5142 | 5.5383 | 5.5623 | 5.5864 | 5.6105 | 5.6346 | 5.6587 | 5.6828 | 5.7069
| SHL001-155492469 | SHL001 | 0 | 0 | 0 | 0 | 0 | 0 | 0 | 0 | 0 | 0 | 0 | 0 | 0 | 0 | 0 | 0 | 0 | 0 | 0 | 0
| SHL001-160435720 | SHL001 | 0.038435 | 0.03877 | 0.039104 | 0.039439 | 0.039774 | 0.039949 | 0.040125 | 0.0403 | 0.040476 | 0.040651 | 0.040827 | 0.041002 | 0.041178 | 0.041354 | 0.041529 | 0.041705 | 0.04188 | 0.042056 | 0.042231 | 0.042407
| SHL001-160435873 | SHL001 | 0.1666 | 0.16803 | 0.16945 | 0.17087 | 0.17229 | 0.17319 | 0.17409 | 0.17499 | 0.17589 | 0.17679 | 0.17769 | 0.17859 | 0.17949 | 0.18039 | 0.18129 | 0.18219 | 0.1831 | 0.184 | 0.1849 | 0.1858
| SHL001-160436010 | SHL001 | 0.14706 | 0.14853 | 0.15 | 0.15148 | 0.15295 | 0.15365 | 0.15434 | 0.15504 | 0.15574 | 0.15644 | 0.15714 | 0.15784 | 0.15854 | 0.15924 | 0.15994 | 0.16063 | 0.16133 | 0.16203 | 0.16273 | 0.16343
| SHL001-160450736 | SHL001 | 0.00033358 | 0.00033674 | 0.00033989 | 0.00034305 | 0.0003462 | 0.00034683 | 0.00034746 | 0.00034809 | 0.00034872 | 0.00034935 | 0.00034998 | 0.00035061 | 0.00035124 | 0.00035187 | 0.0003525 | 0.00035313 | 0.00035376 | 0.00035439 | 0.00035502 | 0.00035565
| SHL001-160450820 | SHL001 | 0.0024001 | 0.0024234 | 0.0024467 | 0.00247 | 0.0024933 | 0.0024964 | 0.0024995 | 0.0025026 | 0.0025056 | 0.0025087 | 0.0025118 | 0.0025149 | 0.002518 | 0.0025211 | 0.0025242 | 0.0025273 | 0.0025304 | 0.0025335 | 0.0025366 | 0.0025396
| SHL001-160491672 | SHL001 | 0.053306 | 0.053326 | 0.053345 | 0.053365 | 0.053384 | 0.053369 | 0.053354 | 0.053339 | 0.053324 | 0.053308 | 0.053293 | 0.053278 | 0.053263 | 0.053248 | 0.053232 | 0.053217 | 0.053202 | 0.053187 | 0.053172 | 0.053156
| SHL001-160682032 | SHL001 | 0.045042 | 0.04542 | 0.045798 | 0.046176 | 0.046553 | 0.046786 | 0.047019 | 0.047252 | 0.047484 | 0.047717 | 0.04795 | 0.048183 | 0.048415 | 0.048648 | 0.048881 | 0.049114 | 0.049346 | 0.049579 | 0.049812 | 0.050045
| SHL001-162130935 | SHL001 | 0.00012428 | 0.00012538 | 0.00012649 | 0.00012759 | 0.0001287 | 0.00012939 | 0.00013008 | 0.00013077 | 0.00013146 | 0.00013215 | 0.00013284 | 0.00013353 | 0.00013422 | 0.00013491 | 0.0001356 | 0.00013629 | 0.00013698 | 0.00013767 | 0.00013836 | 0.00013905
| SHL001-162641927 | SHL001 | 0.00022535 | 0.00022761 | 0.00022987 | 0.00023214 | 0.0002344 | 0.00023504 | 0.00023568 | 0.00023632 | 0.00023696 | 0.0002376 | 0.00023824 | 0.00023888 | 0.00023952 | 0.00024016 | 0.0002408 | 0.00024144 | 0.00024208 | 0.00024272 | 0.00024336 | 0.000244
| SHL001-162662602 | SHL001 | 0.036518 | 0.036835 | 0.037152 | 0.037468 | 0.037785 | 0.037967 | 0.038149 | 0.038331 | 0.038513 | 0.038695 | 0.038877 | 0.039059 | 0.039241 | 0.039423 | 0.039605 | 0.039787 | 0.039969 | 0.040151 | 0.040333 | 0.040515
| SHL001-162662856 | SHL001 | 0.089098 | 0.089939 | 0.09078 | 0.091622 | 0.092463 | 0.092651 | 0.092839 | 0.093027 | 0.093215 | 0.093403 | 0.093591 | 0.093779 | 0.093967 | 0.094155 | 0.094343 | 0.094531 | 0.094719 | 0.094907 | 0.095095 | 0.095283
| SHL001-162663030 | SHL001 | 0.013226 | 0.013348 | 0.013469 | 0.013591 | 0.013712 | 0.01375 | 0.013787 | 0.013824 | 0.013861 | 0.013898 | 0.013935 | 0.013973 | 0.01401 | 0.014047 | 0.014084 | 0.014121 | 0.014158 | 0.014196 | 0.014233 | 0.01427
| SHL001-162760066 | SHL001 | 0 | 0 | 0 | 0 | 0 | 0 | 0 | 0 | 0 | 0 | 0 | 0 | 0 | 0 | 0 | 0 | 0 | 0 | 0 | 0
| SHL002-15428854 | SHL002 | 3.9279 | 3.9594 | 3.9909 | 4.0224 | 4.054 | 4.0639 | 4.0738 | 4.0837 | 4.0936 | 4.1035 | 4.1134 | 4.1234 | 4.1333 | 4.1432 | 4.1531 | 4.163 | 4.1729 | 4.1829 | 4.1928 | 4.2027
| SHL002-160491442 | SHL002 | 0.0096716 | 0.0097587 | 0.0098458 | 0.0099328 | 0.01002 | 0.010023 | 0.010026 | 0.010029 | 0.010032 | 0.010035 | 0.010038 | 0.010041 | 0.010044 | 0.010047 | 0.010049 | 0.010052 | 0.010055 | 0.010058 | 0.010061 | 0.010064
| SHL002-160491563 | SHL002 | 0.0069521 | 0.0070154 | 0.0070788 | 0.0071421 | 0.0072055 | 0.0072168 | 0.0072281 | 0.0072394 | 0.0072507 | 0.007262 | 0.0072733 | 0.0072846 | 0.0072959 | 0.0073071 | 0.0073184 | 0.0073297 | 0.007341 | 0.0073523 | 0.0073636 | 0.0073749
| SHL002-161866668 | SHL002 | 0.011433 | 0.01154 | 0.011648 | 0.011755 | 0.011863 | 0.011884 | 0.011906 | 0.011928 | 0.011949 | 0.011971 | 0.011993 | 0.012014 | 0.012036 | 0.012057 | 0.012079 | 0.012101 | 0.012122 | 0.012144 | 0.012165 | 0.012187
| SHL002-162436238 | SHL002 | 0.00050214 | 0.00050686 | 0.00051157 | 0.00051629 | 0.000521 | 0.0005219 | 0.0005228 | 0.0005237 | 0.0005246 | 0.0005255 | 0.0005264 | 0.0005273 | 0.0005282 | 0.0005291 | 0.00053 | 0.0005309 | 0.0005318 | 0.0005327 | 0.0005336 | 0.0005345
| SHL002-162436334 | SHL002 | 0.0044089 | 0.0044466 | 0.0044844 | 0.0045222 | 0.0045599 | 0.0045674 | 0.0045749 | 0.0045824 | 0.0045899 | 0.0045974 | 0.0046049 | 0.0046124 | 0.00462 | 0.0046275 | 0.004635 | 0.0046425 | 0.00465 | 0.0046575 | 0.004665 | 0.0046725
| SHL002-162436442 | SHL002 | 0.00031445 | 0.0003174 | 0.00032034 | 0.00032328 | 0.00032623 | 0.00032601 | 0.0003258 | 0.00032558 | 0.00032537 | 0.00032515 | 0.00032494 | 0.00032472 | 0.00032451 | 0.0003243 | 0.00032408 | 0.00032387 | 0.00032365 | 0.00032344 | 0.00032322 | 0.00032301
| SHL002-162485158 | SHL002 | 0 | 0 | 0 | 0 | 0 | 0 | 0 | 0 | 0 | 0 | 0 | 0 | 0 | 0 | 0 | 0 | 0 | 0 | 0 | 0
| SHL002-24604026 | SHL002 | 11.7285 | 11.8276 | 11.9267 | 12.0258 | 12.1249 | 12.1467 | 12.1685 | 12.1903 | 12.2121 | 12.2339 | 12.2557 | 12.2775 | 12.2993 | 12.3211 | 12.3429 | 12.3647 | 12.3865 | 12.4083 | 12.4301 | 12.4519
| SHL002-24604040 | SHL002 | 1.8144 | 1.8288 | 1.8432 | 1.8575 | 1.8719 | 1.8731 | 1.8742 | 1.8754 | 1.8765 | 1.8777 | 1.8788 | 1.88 | 1.8811 | 1.8823 | 1.8834 | 1.8846 | 1.8857 | 1.8868 | 1.888 | 1.8891
| SHL002-24614570 | SHL002 | 4.2051 | 4.2272 | 4.2493 | 4.2714 | 4.2935 | 4.2852 | 4.2769 | 4.2686 | 4.2603 | 4.252 | 4.2437 | 4.2354 | 4.2271 | 4.2188 | 4.2105 | 4.2022 | 4.1939 | 4.1855 | 4.1772 | 4.1689
| SHL002-42163201 | SHL002 | 0 | 0 | 0 | 0 | 0 | 0 | 0 | 0 | 0 | 0 | 0 | 0 | 0 | 0 | 0 | 0 | 0 | 0 | 0 | 0
| SHL002-54520142 | SHL002 | 0.25346 | 0.25354 | 0.25361 | 0.25369 | 0.25376 | 0.25371 | 0.25365 | 0.25359 | 0.25353 | 0.25347 | 0.25341 | 0.25335 | 0.2533 | 0.25324 | 0.25318 | 0.25312 | 0.25306 | 0.253 | 0.25294 | 0.25289
| SHL004-15428865 | SHL004 | 5.8017 | 5.8514 | 5.901 | 5.9506 | 6.0003 | 6.0189 | 6.0375 | 6.0561 | 6.0747 | 6.0934 | 6.112 | 6.1306 | 6.1492 | 6.1679 | 6.1865 | 6.2051 | 6.2237 | 6.2424 | 6.261 | 6.2796
| SHL004-24604082 | SHL004 | 12.548 | 12.665 | 12.782 | 12.899 | 13.016 | 13.0206 | 13.0253 | 13.03 | 13.0347 | 13.0394 | 13.044 | 13.0487 | 13.0534 | 13.0581 | 13.0628 | 13.0674 | 13.0721 | 13.0768 | 13.0815 | 13.0861
| SHL004-24612892 | SHL004 | 5.9086 | 5.9562 | 6.0038 | 6.0514 | 6.099 | 6.1048 | 6.1106 | 6.1165 | 6.1223 | 6.1281 | 6.1339 | 6.1397 | 6.1455 | 6.1513 | 6.1571 | 6.1629 | 6.1687 | 6.1745 | 6.1803 | 6.1861
| SHL005-15428600 | SHL005 | 0.0027172 | 0.0027421 | 0.0027669 | 0.0027918 | 0.0028166 | 0.0028295 | 0.0028423 | 0.0028552 | 0.002868 | 0.0028809 | 0.0028937 | 0.0029065 | 0.0029194 | 0.0029322 | 0.0029451 | 0.0029579 | 0.0029708 | 0.0029836 | 0.0029965 | 0.0030093
| SHL005-15428613 | SHL005 | 12.1134 | 12.2082 | 12.3031 | 12.398 | 12.4929 | 12.5358 | 12.5787 | 12.6216 | 12.6645 | 12.7074 | 12.7503 | 12.7931 | 12.836 | 12.8789 | 12.9218 | 12.9647 | 13.0076 | 13.0505 | 13.0934 | 13.1363
| SHL005-15428624 | SHL005 | 0 | 0 | 0 | 0 | 0 | 0 | 0 | 0 | 0 | 0 | 0 | 0 | 0 | 0 | 0 | 0 | 0 | 0 | 0 | 0
| SHL005-24604390 | SHL005 | 3.1709 | 3.1969 | 3.2229 | 3.2489 | 3.2749 | 3.2853 | 3.2957 | 3.3061 | 3.3165 | 3.327 | 3.3374 | 3.3478 | 3.3582 | 3.3686 | 3.379 | 3.3894 | 3.3998 | 3.4102 | 3.4207 | 3.4311
| SHL005-24613604 | SHL005 | 2.3804 | 2.4003 | 2.4202 | 2.4401 | 2.46 | 2.471 | 2.482 | 2.493 | 2.504 | 2.515 | 2.5261 | 2.5371 | 2.5481 | 2.5591 | 2.5701 | 2.5811 | 2.5921 | 2.6031 | 2.6141 | 2.6252
| SHL007-15428576 | SHL007 | 0.81156 | 0.81956 | 0.82757 | 0.83558 | 0.84359 | 0.84557 | 0.84755 | 0.84953 | 0.85151 | 0.85349 | 0.85548 | 0.85746 | 0.85944 | 0.86142 | 0.8634 | 0.86538 | 0.86736 | 0.86935 | 0.87133 | 0.87331
| SHL007-181581220 | SHL007 | 0 | 0 | 0 | 0 | 0 | 0 | 0 | 0 | 0 | 0 | 0 | 0 | 0 | 0 | 0 | 0 | 0 | 0 | 0 | 0
| SHL008-15428954 | SHL008 | 0.31074 | 0.31359 | 0.31644 | 0.31928 | 0.32213 | 0.32359 | 0.32506 | 0.32653 | 0.328 | 0.32946 | 0.33093 | 0.3324 | 0.33387 | 0.33533 | 0.3368 | 0.33827 | 0.33974 | 0.3412 | 0.34267 | 0.34414
| SHL008-181581109 | SHL008 | 7.3688 | 7.4349 | 7.501 | 7.5671 | 7.6332 | 7.6657 | 7.6982 | 7.7307 | 7.7632 | 7.7957 | 7.8282 | 7.8607 | 7.8932 | 7.9257 | 7.9582 | 7.9907 | 8.0232 | 8.0557 | 8.0882 | 8.1207
| SHN011-130746986 | SHN011 | 0.00035581 | 0.00035968 | 0.00036355 | 0.00036741 | 0.00037128 | 0.00037456 | 0.00037783 | 0.00038111 | 0.00038438 | 0.00038766 | 0.00039094 | 0.00039421 | 0.00039749 | 0.00040076 | 0.00040404 | 0.00040732 | 0.00041059 | 0.00041387 | 0.00041714 | 0.00042042
| SHN011-175612776 | SHN011 | 0 | 0 | 0 | 0 | 0 | 0 | 0 | 0 | 0 | 0 | 0 | 0 | 0 | 0 | 0 | 0 | 0 | 0 | 0 | 0
| SHN011-200057131 | SHN011 | 0 | 0 | 0 | 0 | 0 | 0 | 0 | 0 | 0 | 0 | 0 | 0 | 0 | 0 | 0 | 0 | 0 | 0 | 0 | 0
| SHN011-24605252 | SHN011 | 22.1274 | 22.2606 | 22.3938 | 22.527 | 22.6602 | 22.7855 | 22.9108 | 23.0362 | 23.1615 | 23.2869 | 23.4122 | 23.5375 | 23.6629 | 23.7882 | 23.9136 | 24.0389 | 24.1642 | 24.2896 | 24.4149 | 24.5403
| SHN011-95830821 | SHN011 | 0.00040073 | 0.00040293 | 0.00040512 | 0.00040731 | 0.0004095 | 0.00041145 | 0.0004134 | 0.00041535 | 0.0004173 | 0.00041925 | 0.0004212 | 0.00042315 | 0.0004251 | 0.00042705 | 0.000429 | 0.00043095 | 0.0004329 | 0.00043485 | 0.0004368 | 0.00043875
| SHN012-200057355 | SHN012 | 0 | 0 | 0 | 0 | 0 | 0 | 0 | 0 | 0 | 0 | 0 | 0 | 0 | 0 | 0 | 0 | 0 | 0 | 0 | 0
| SHN012-24613290 | SHN012 | 3.7218 | 3.7453 | 3.7689 | 3.7924 | 3.816 | 3.8432 | 3.8704 | 3.8976 | 3.9248 | 3.952 | 3.9792 | 4.0064 | 4.0336 | 4.0608 | 4.088 | 4.1152 | 4.1424 | 4.1696 | 4.1968 | 4.224
| SHN014-15423299 | SHN014 | 0 | 0 | 0 | 0 | 0 | 0 | 0 | 0 | 0 | 0 | 0 | 0 | 0 | 0 | 0 | 0 | 0 | 0 | 0 | 0
| SHN014-200219171 | SHN014 | 0 | 0 | 0 | 0 | 0 | 0 | 0 | 0 | 0 | 0 | 0 | 0 | 0 | 0 | 0 | 0 | 0 | 0 | 0 | 0
| SHN021-15423325 | SHN021 | 0 | 0 | 0 | 0 | 0 | 0 | 0 | 0 | 0 | 0 | 0 | 0 | 0 | 0 | 0 | 0 | 0 | 0 | 0 | 0
| SHN021-200219341 | SHN021 | 51.5238 | 51.7391 | 51.9545 | 52.1699 | 52.3853 | 52.4873 | 52.5894 | 52.6914 | 52.7935 | 52.8955 | 52.9976 | 53.0996 | 53.2017 | 53.3037 | 53.4057 | 53.5078 | 53.6098 | 53.7119 | 53.8139 | 53.916
| SHN022-200219453 | SHN022 | 0 | 0 | 0 | 0 | 0 | 0 | 0 | 0 | 0 | 0 | 0 | 0 | 0 | 0 | 0 | 0 | 0 | 0 | 0 | 0
| SHN023-200219561 | SHN023 | 0.50556 | 0.5084 | 0.51124 | 0.51408 | 0.51692 | 0.51795 | 0.51898 | 0.52001 | 0.52104 | 0.52207 | 0.52309 | 0.52412 | 0.52515 | 0.52618 | 0.52721 | 0.52824 | 0.52927 | 0.5303 | 0.53133 | 0.53236
| SHN024-159278517 | SHN024 | 8.9759e-05 | 9.0377e-05 | 9.0995e-05 | 9.1612e-05 | 9.223e-05 | 9.338e-05 | 9.453e-05 | 9.568e-05 | 9.683e-05 | 9.798e-05 | 9.913e-05 | 0.00010028 | 0.00010143 | 0.00010258 | 0.00010373 | 0.00010488 | 0.00010603 | 0.00010718 | 0.00010833 | 0.00010948
| SHN024-160253686 | SHN024 | 4.9817e-06 | 5.0263e-06 | 5.0709e-06 | 5.1154e-06 | 5.16e-06 | 5.2095e-06 | 5.259e-06 | 5.3085e-06 | 5.358e-06 | 5.4075e-06 | 5.457e-06 | 5.5065e-06 | 5.556e-06 | 5.6055e-06 | 5.655e-06 | 5.7045e-06 | 5.754e-06 | 5.8035e-06 | 5.853e-06 | 5.9025e-06
| SHN024-164487380 | SHN024 | 1.5687e-05 | 1.5816e-05 | 1.5944e-05 | 1.6072e-05 | 1.62e-05 | 1.6365e-05 | 1.653e-05 | 1.6695e-05 | 1.686e-05 | 1.7025e-05 | 1.719e-05 | 1.7355e-05 | 1.752e-05 | 1.7685e-05 | 1.785e-05 | 1.8015e-05 | 1.818e-05 | 1.8345e-05 | 1.851e-05 | 1.8675e-05
| SHN024-200219667 | SHN024 | 0.97048 | 0.97549 | 0.9805 | 0.9855 | 0.99051 | 0.99739 | 1.0043 | 1.0112 | 1.018 | 1.0249 | 1.0318 | 1.0387 | 1.0456 | 1.0525 | 1.0593 | 1.0662 | 1.0731 | 1.08 | 1.0869 | 1.0938
| SHN024-24605390 | SHN024 | 0.85573 | 0.86135 | 0.86698 | 0.87261 | 0.87824 | 0.88529 | 0.89234 | 0.8994 | 0.90645 | 0.91351 | 0.92056 | 0.92761 | 0.93467 | 0.94172 | 0.94877 | 0.95583 | 0.96288 | 0.96993 | 0.97699 | 0.98404
| SHP011-15432563 | SHP011 | 1.0881 | 1.092 | 1.0958 | 1.0997 | 1.1035 | 1.1058 | 1.108 | 1.1103 | 1.1125 | 1.1148 | 1.117 | 1.1192 | 1.1215 | 1.1237 | 1.126 | 1.1282 | 1.1305 | 1.1327 | 1.1349 | 1.1372
| SHP011-164003814 | SHP011 | 0.00026835 | 0.00027057 | 0.00027278 | 0.00027499 | 0.0002772 | 0.00028035 | 0.0002835 | 0.00028665 | 0.0002898 | 0.00029295 | 0.0002961 | 0.00029925 | 0.0003024 | 0.00030555 | 0.0003087 | 0.00031185 | 0.000315 | 0.00031815 | 0.0003213 | 0.00032445
| SHP011-24602590 | SHP011 | 1.4087 | 1.4175 | 1.4263 | 1.4352 | 1.444 | 1.4546 | 1.4652 | 1.4759 | 1.4865 | 1.4971 | 1.5077 | 1.5184 | 1.529 | 1.5396 | 1.5502 | 1.5609 | 1.5715 | 1.5821 | 1.5927 | 1.6034
| SHP012-153588795 | SHP012 | 0.43292 | 0.43556 | 0.4382 | 0.44083 | 0.44347 | 0.44724 | 0.451 | 0.45477 | 0.45854 | 0.4623 | 0.46607 | 0.46984 | 0.4736 | 0.47737 | 0.48114 | 0.4849 | 0.48867 | 0.49244 | 0.4962 | 0.49997
| SHP012-15432576 | SHP012 | 31.9051 | 32.1065 | 32.3078 | 32.5092 | 32.7105 | 32.9286 | 33.1467 | 33.3648 | 33.5829 | 33.8009 | 34.019 | 34.2371 | 34.4552 | 34.6733 | 34.8914 | 35.1095 | 35.3276 | 35.5457 | 35.7637 | 35.9818
| SHP012-160253286 | SHP012 | 4.9765e-05 | 5.0081e-05 | 5.0397e-05 | 5.0714e-05 | 5.103e-05 | 5.1642e-05 | 5.2254e-05 | 5.2866e-05 | 5.3478e-05 | 5.409e-05 | 5.4702e-05 | 5.5314e-05 | 5.5926e-05 | 5.6538e-05 | 5.715e-05 | 5.7762e-05 | 5.8374e-05 | 5.8986e-05 | 5.9598e-05 | 6.021e-05
| SHP012-160253407 | SHP012 | 0.00054964 | 0.00055466 | 0.00055967 | 0.00056469 | 0.0005697 | 0.00057375 | 0.0005778 | 0.00058185 | 0.0005859 | 0.00058995 | 0.000594 | 0.00059805 | 0.0006021 | 0.00060615 | 0.0006102 | 0.00061425 | 0.0006183 | 0.00062235 | 0.0006264 | 0.00063045
| SHP012-160253550 | SHP012 | 0.00041284 | 0.00041656 | 0.00042027 | 0.00042399 | 0.0004277 | 0.00042932 | 0.00043095 | 0.00043257 | 0.0004342 | 0.00043582 | 0.00043745 | 0.00043907 | 0.0004407 | 0.00044232 | 0.00044395 | 0.00044557 | 0.0004472 | 0.00044883 | 0.00045045 | 0.00045208
| SHP012-163378080 | SHP012 | 0 | 0 | 0 | 0 | 0 | 0 | 0 | 0 | 0 | 0 | 0 | 0 | 0 | 0 | 0 | 0 | 0 | 0 | 0 | 0
| SHP012-164366336 | SHP012 | 6.8894e-05 | 6.937e-05 | 6.9847e-05 | 7.0323e-05 | 7.08e-05 | 7.161e-05 | 7.242e-05 | 7.323e-05 | 7.404e-05 | 7.485e-05 | 7.566e-05 | 7.647e-05 | 7.728e-05 | 7.809e-05 | 7.89e-05 | 7.971e-05 | 8.052e-05 | 8.133e-05 | 8.214e-05 | 8.295e-05
| SHP012-24603174 | SHP012 | 2.1694 | 2.183 | 2.1966 | 2.2101 | 2.2237 | 2.2371 | 2.2504 | 2.2638 | 2.2772 | 2.2905 | 2.3039 | 2.3172 | 2.3306 | 2.344 | 2.3573 | 2.3707 | 2.384 | 2.3974 | 2.4108 | 2.4241
| SHP012-24612048 | SHP012 | 9.2632 | 9.3147 | 9.3662 | 9.4178 | 9.4693 | 9.5441 | 9.6189 | 9.6937 | 9.7685 | 9.8433 | 9.9181 | 9.993 | 10.0678 | 10.1426 | 10.2174 | 10.2922 | 10.367 | 10.4418 | 10.5166 | 10.5914
| SHP014-15432602 | SHP014 | 3.6972 | 3.7176 | 3.7381 | 3.7585 | 3.779 | 3.808 | 3.837 | 3.866 | 3.895 | 3.924 | 3.953 | 3.982 | 4.011 | 4.04 | 4.069 | 4.098 | 4.127 | 4.1559 | 4.1849 | 4.2139
| SHP014-164366107 | SHP014 | 0.011733 | 0.011814 | 0.011894 | 0.011974 | 0.012055 | 0.012149 | 0.012243 | 0.012337 | 0.012431 | 0.012526 | 0.01262 | 0.012714 | 0.012808 | 0.012902 | 0.012996 | 0.013091 | 0.013185 | 0.013279 | 0.013373 | 0.013467
| SHP014-177037469 | SHP014 | 0 | 0 | 0 | 0 | 0 | 0 | 0 | 0 | 0 | 0 | 0 | 0 | 0 | 0 | 0 | 0 | 0 | 0 | 0 | 0
| SHP014-24602550 | SHP014 | 32.2263 | 32.3916 | 32.557 | 32.7224 | 32.8878 | 33.1043 | 33.3209 | 33.5375 | 33.754 | 33.9706 | 34.1871 | 34.4037 | 34.6203 | 34.8368 | 35.0534 | 35.2699 | 35.4865 | 35.7031 | 35.9196 | 36.1362
| SHP014-24602854 | SHP014 | 0.14921 | 0.14994 | 0.15067 | 0.1514 | 0.15213 | 0.15371 | 0.1553 | 0.15689 | 0.15847 | 0.16006 | 0.16165 | 0.16323 | 0.16482 | 0.16641 | 0.16799 | 0.16958 | 0.17117 | 0.17275 | 0.17434 | 0.17592
| SHP014-24602868 | SHP014 | 0.5798 | 0.58341 | 0.58702 | 0.59063 | 0.59424 | 0.60119 | 0.60814 | 0.61509 | 0.62204 | 0.629 | 0.63595 | 0.6429 | 0.64985 | 0.6568 | 0.66375 | 0.6707 | 0.67765 | 0.6846 | 0.69155 | 0.6985
| SHP021-120932535 | SHP021 | 0.0024605 | 0.0024754 | 0.0024902 | 0.0025051 | 0.00252 | 0.0025329 | 0.0025458 | 0.0025586 | 0.0025715 | 0.0025844 | 0.0025973 | 0.0026102 | 0.002623 | 0.0026359 | 0.0026488 | 0.0026617 | 0.0026746 | 0.0026874 | 0.0027003 | 0.0027132
| SHP021-129439859 | SHP021 | 0.0011193 | 0.0011291 | 0.0011389 | 0.0011487 | 0.0011585 | 0.0011639 | 0.0011693 | 0.0011748 | 0.0011802 | 0.0011856 | 0.001191 | 0.0011965 | 0.0012019 | 0.0012073 | 0.0012128 | 0.0012182 | 0.0012236 | 0.001229 | 0.0012345 | 0.0012399
| SHP021-134953488 | SHP021 | 0.063507 | 0.06399 | 0.064473 | 0.064956 | 0.06544 | 0.06577 | 0.066101 | 0.066432 | 0.066763 | 0.067094 | 0.067425 | 0.067756 | 0.068086 | 0.068417 | 0.068748 | 0.069079 | 0.06941 | 0.069741 | 0.070072 | 0.070403
| SHP021-134953623 | SHP021 | 0.21019 | 0.21159 | 0.21299 | 0.2144 | 0.2158 | 0.21679 | 0.21777 | 0.21875 | 0.21973 | 0.22072 | 0.2217 | 0.22268 | 0.22366 | 0.22464 | 0.22563 | 0.22661 | 0.22759 | 0.22857 | 0.22955 | 0.23054
| SHP021-137932835 | SHP021 | 7.8894e-06 | 7.957e-06 | 8.0247e-06 | 8.0923e-06 | 8.16e-06 | 8.2592e-06 | 8.3584e-06 | 8.4576e-06 | 8.5568e-06 | 8.656e-06 | 8.7552e-06 | 8.8544e-06 | 8.9536e-06 | 9.0528e-06 | 9.152e-06 | 9.2512e-06 | 9.3504e-06 | 9.4496e-06 | 9.5488e-06 | 9.648e-06
| SHP021-138133628 | SHP021 | 0.1549 | 0.15601 | 0.15712 | 0.15824 | 0.15935 | 0.15971 | 0.16008 | 0.16044 | 0.16081 | 0.16118 | 0.16154 | 0.16191 | 0.16227 | 0.16264 | 0.16301 | 0.16337 | 0.16374 | 0.16411 | 0.16447 | 0.16484
| SHP021-15437442 | SHP021 | 0 | 0 | 0 | 0 | 0 | 0 | 0 | 0 | 0 | 0 | 0 | 0 | 0 | 0 | 0 | 0 | 0 | 0 | 0 | 0
| SHP021-15437455 | SHP021 | 0.43584 | 0.43758 | 0.43932 | 0.44106 | 0.44281 | 0.44355 | 0.44429 | 0.44503 | 0.44576 | 0.4465 | 0.44724 | 0.44798 | 0.44872 | 0.44946 | 0.4502 | 0.45094 | 0.45168 | 0.45242 | 0.45316 | 0.4539
| SHP021-155422659 | SHP021 | 7.4585e-05 | 7.5199e-05 | 7.5813e-05 | 7.6426e-05 | 7.704e-05 | 7.7964e-05 | 7.8888e-05 | 7.9812e-05 | 8.0736e-05 | 8.166e-05 | 8.2584e-05 | 8.3508e-05 | 8.4432e-05 | 8.5356e-05 | 8.628e-05 | 8.7204e-05 | 8.8128e-05 | 8.9052e-05 | 8.9976e-05 | 9.09e-05
| SHP021-157015365 | SHP021 | 0.0057081 | 0.0057482 | 0.0057884 | 0.0058285 | 0.0058687 | 0.0059246 | 0.0059806 | 0.0060365 | 0.0060925 | 0.0061484 | 0.0062044 | 0.0062604 | 0.0063163 | 0.0063723 | 0.0064282 | 0.0064842 | 0.0065402 | 0.0065961 | 0.0066521 | 0.006708
| SHP021-157015736 | SHP021 | 0.067216 | 0.067754 | 0.068292 | 0.068831 | 0.069369 | 0.069751 | 0.070132 | 0.070514 | 0.070896 | 0.071277 | 0.071659 | 0.072041 | 0.072422 | 0.072804 | 0.073186 | 0.073567 | 0.073949 | 0.074331 | 0.074712 | 0.075094
| SHP021-164271438 | SHP021 | 0 | 0 | 0 | 0 | 0 | 0 | 0 | 0 | 0 | 0 | 0 | 0 | 0 | 0 | 0 | 0 | 0 | 0 | 0 | 0
| SHP021-164488411 | SHP021 | 0.045084 | 0.045386 | 0.045688 | 0.04599 | 0.046292 | 0.046505 | 0.046719 | 0.046932 | 0.047146 | 0.047359 | 0.047572 | 0.047786 | 0.047999 | 0.048213 | 0.048426 | 0.048639 | 0.048853 | 0.049066 | 0.04928 | 0.049493
| SHP021-24614288 | SHP021 | 0.0015656 | 0.0015781 | 0.0015907 | 0.0016033 | 0.0016158 | 0.0016304 | 0.0016449 | 0.0016594 | 0.001674 | 0.0016885 | 0.0017031 | 0.0017176 | 0.0017321 | 0.0017467 | 0.0017612 | 0.0017758 | 0.0017903 | 0.0018048 | 0.0018194 | 0.0018339
| SHP021-24614430 | SHP021 | 3.9795 | 3.9968 | 4.0142 | 4.0315 | 4.0488 | 4.0668 | 4.0847 | 4.1027 | 4.1206 | 4.1386 | 4.1565 | 4.1745 | 4.1924 | 4.2104 | 4.2284 | 4.2463 | 4.2643 | 4.2822 | 4.3002 | 4.3181
| SHP021-66719539 | SHP021 | 0.028692 | 0.02894 | 0.029187 | 0.029435 | 0.029682 | 0.029744 | 0.029806 | 0.029867 | 0.029929 | 0.029991 | 0.030053 | 0.030115 | 0.030176 | 0.030238 | 0.0303 | 0.030362 | 0.030424 | 0.030485 | 0.030547 | 0.030609
| SHP021-85424826 | SHP021 | 0.33438 | 0.33696 | 0.33954 | 0.34213 | 0.34471 | 0.34842 | 0.35214 | 0.35586 | 0.35957 | 0.36329 | 0.367 | 0.37072 | 0.37443 | 0.37815 | 0.38186 | 0.38558 | 0.38929 | 0.39301 | 0.39672 | 0.40044
| SSE011-15435228 | SSE011 | 0 | 0 | 0 | 0 | 0 | 0 | 0 | 0 | 0 | 0 | 0 | 0 | 0 | 0 | 0 | 0 | 0 | 0 | 0 | 0
| SSE011-201930324 | SSE011 | 0 | 0 | 0 | 0 | 0 | 0 | 0 | 0 | 0 | 0 | 0 | 0 | 0 | 0 | 0 | 0 | 0 | 0 | 0 | 0
| SSE012-152773219 | SSE012 | 0 | 0 | 0 | 0 | 0 | 0 | 0 | 0 | 0 | 0 | 0 | 0 | 0 | 0 | 0 | 0 | 0 | 0 | 0 | 0
| SSE012-201930283 | SSE012 | 0 | 0 | 0 | 0 | 0 | 0 | 0 | 0 | 0 | 0 | 0 | 0 | 0 | 0 | 0 | 0 | 0 | 0 | 0 | 0
| SSE013-201930225 | SSE013 | 0 | 0 | 0 | 0 | 0 | 0 | 0 | 0 | 0 | 0 | 0 | 0 | 0 | 0 | 0 | 0 | 0 | 0 | 0 | 0
| SSE013-74144019 | SSE013 | 0 | 0 | 0 | 0 | 0 | 0 | 0 | 0 | 0 | 0 | 0 | 0 | 0 | 0 | 0 | 0 | 0 | 0 | 0 | 0
| SSE014-201930170 | SSE014 | 0 | 0 | 0 | 0 | 0 | 0 | 0 | 0 | 0 | 0 | 0 | 0 | 0 | 0 | 0 | 0 | 0 | 0 | 0 | 0
| SSE014-24597938 | SSE014 | 0 | 0 | 0 | 0 | 0 | 0 | 0 | 0 | 0 | 0 | 0 | 0 | 0 | 0 | 0 | 0 | 0 | 0 | 0 | 0
| SSE031-15437545 | SSE031 | 0 | 0 | 0 | 0 | 0 | 0 | 0 | 0 | 0 | 0 | 0 | 0 | 0 | 0 | 0 | 0 | 0 | 0 | 0 | 0
| SSE031-201930106 | SSE031 | 0 | 0 | 0 | 0 | 0 | 0 | 0 | 0 | 0 | 0 | 0 | 0 | 0 | 0 | 0 | 0 | 0 | 0 | 0 | 0
| SSE031-24597896 | SSE031 | 0 | 0 | 0 | 0 | 0 | 0 | 0 | 0 | 0 | 0 | 0 | 0 | 0 | 0 | 0 | 0 | 0 | 0 | 0 | 0
| SSE031-24597910 | SSE031 | 0 | 0 | 0 | 0 | 0 | 0 | 0 | 0 | 0 | 0 | 0 | 0 | 0 | 0 | 0 | 0 | 0 | 0 | 0 | 0
| SSE032-156444372 | SSE032 | 2.6197 | 2.6371 | 2.6545 | 2.672 | 2.6894 | 2.6934 | 2.6973 | 2.7013 | 2.7053 | 2.7093 | 2.7132 | 2.7172 | 2.7212 | 2.7252 | 2.7291 | 2.7331 | 2.7371 | 2.7411 | 2.745 | 2.749
| SSE032-201929980 | SSE032 | 0 | 0 | 0 | 0 | 0 | 0 | 0 | 0 | 0 | 0 | 0 | 0 | 0 | 0 | 0 | 0 | 0 | 0 | 0 | 0
| SSE033-201929907 | SSE033 | 0 | 0 | 0 | 0 | 0 | 0 | 0 | 0 | 0 | 0 | 0 | 0 | 0 | 0 | 0 | 0 | 0 | 0 | 0 | 0
| SSE034-201929860 | SSE034 | 0 | 0 | 0 | 0 | 0 | 0 | 0 | 0 | 0 | 0 | 0 | 0 | 0 | 0 | 0 | 0 | 0 | 0 | 0 | 0
| SSE034-24597952 | SSE034 | 0 | 0 | 0 | 0 | 0 | 0 | 0 | 0 | 0 | 0 | 0 | 0 | 0 | 0 | 0 | 0 | 0 | 0 | 0 | 0
| STL004-15415692 | STL004 | 4.8872 | 4.9241 | 4.9609 | 4.9978 | 5.0347 | 5.0379 | 5.041 | 5.0442 | 5.0474 | 5.0506 | 5.0538 | 5.057 | 5.0602 | 5.0634 | 5.0666 | 5.0698 | 5.073 | 5.0761 | 5.0793 | 5.0825
| STL005-141432115 | STL005 | 0.0066498 | 0.0066958 | 0.0067417 | 0.0067876 | 0.0068335 | 0.0068504 | 0.0068673 | 0.0068842 | 0.0069011 | 0.006918 | 0.0069349 | 0.0069518 | 0.0069687 | 0.0069857 | 0.0070026 | 0.0070195 | 0.0070364 | 0.0070533 | 0.0070702 | 0.0070871
| STL005-142032974 | STL005 | 0.07131 | 0.071902 | 0.072494 | 0.073086 | 0.073677 | 0.073622 | 0.073566 | 0.073511 | 0.073455 | 0.073399 | 0.073344 | 0.073288 | 0.073232 | 0.073177 | 0.073121 | 0.073066 | 0.07301 | 0.072954 | 0.072899 | 0.072843
| STL005-143031921 | STL005 | 0.062711 | 0.063146 | 0.06358 | 0.064015 | 0.064449 | 0.06456 | 0.064671 | 0.064781 | 0.064892 | 0.065002 | 0.065113 | 0.065224 | 0.065334 | 0.065445 | 0.065556 | 0.065666 | 0.065777 | 0.065888 | 0.065998 | 0.066109
| STL005-15415831 | STL005 | 14.1009 | 14.2211 | 14.3412 | 14.4613 | 14.5814 | 14.5979 | 14.6144 | 14.6309 | 14.6474 | 14.6639 | 14.6804 | 14.6969 | 14.7134 | 14.7299 | 14.7464 | 14.7629 | 14.7794 | 14.7959 | 14.8124 | 14.829
| STL005-155503897 | STL005 | 0.00011604 | 0.00011688 | 0.00011772 | 0.00011856 | 0.0001194 | 0.00011995 | 0.0001205 | 0.00012105 | 0.0001216 | 0.00012215 | 0.0001227 | 0.00012325 | 0.0001238 | 0.00012435 | 0.0001249 | 0.00012545 | 0.000126 | 0.00012655 | 0.0001271 | 0.00012765
| STL005-164675419 | STL005 | 0 | 0 | 0 | 0 | 0 | 0 | 0 | 0 | 0 | 0 | 0 | 0 | 0 | 0 | 0 | 0 | 0 | 0 | 0 | 0
| STL005-24599604 | STL005 | 9.1934 | 9.2542 | 9.3151 | 9.3759 | 9.4368 | 9.4436 | 9.4504 | 9.4572 | 9.464 | 9.4708 | 9.4776 | 9.4845 | 9.4913 | 9.4981 | 9.5049 | 9.5117 | 9.5185 | 9.5253 | 9.5321 | 9.5389
| STL005-24613578 | STL005 | 2.6849 | 2.703 | 2.7211 | 2.7393 | 2.7574 | 2.7567 | 2.756 | 2.7553 | 2.7546 | 2.7539 | 2.7532 | 2.7524 | 2.7517 | 2.751 | 2.7503 | 2.7496 | 2.7489 | 2.7482 | 2.7475 | 2.7467
| STL005-78736488 | STL005 | 0.021259 | 0.021408 | 0.021557 | 0.021706 | 0.021855 | 0.021814 | 0.021772 | 0.021731 | 0.02169 | 0.021649 | 0.021608 | 0.021567 | 0.021526 | 0.021485 | 0.021443 | 0.021402 | 0.021361 | 0.02132 | 0.021279 | 0.021238
| STL005-78747550 | STL005 | 0.012788 | 0.012888 | 0.012988 | 0.013089 | 0.013189 | 0.01318 | 0.013171 | 0.013162 | 0.013152 | 0.013143 | 0.013134 | 0.013125 | 0.013115 | 0.013106 | 0.013097 | 0.013088 | 0.013079 | 0.013069 | 0.01306 | 0.013051
| STL005-78747613 | STL005 | 0.09081 | 0.091606 | 0.092402 | 0.093198 | 0.093993 | 0.093806 | 0.093619 | 0.093432 | 0.093245 | 0.093058 | 0.092871 | 0.092684 | 0.092497 | 0.09231 | 0.092123 | 0.091936 | 0.091749 | 0.091562 | 0.091375 | 0.091188
| STL005-84921818 | STL005 | 5.5743 | 5.618 | 5.6618 | 5.7055 | 5.7493 | 5.7465 | 5.7436 | 5.7408 | 5.738 | 5.7351 | 5.7323 | 5.7295 | 5.7266 | 5.7238 | 5.721 | 5.7181 | 5.7153 | 5.7125 | 5.7097 | 5.7068
| STL006-144106192 | STL006 | 0.025824 | 0.026041 | 0.026257 | 0.026473 | 0.026689 | 0.02666 | 0.026632 | 0.026603 | 0.026574 | 0.026546 | 0.026517 | 0.026488 | 0.02646 | 0.026431 | 0.026402 | 0.026374 | 0.026345 | 0.026316 | 0.026288 | 0.026259
| STL006-144106506 | STL006 | 0.001126 | 0.001136 | 0.0011459 | 0.0011559 | 0.0011658 | 0.001168 | 0.0011702 | 0.0011723 | 0.0011745 | 0.0011767 | 0.0011788 | 0.001181 | 0.0011832 | 0.0011854 | 0.0011876 | 0.0011897 | 0.0011919 | 0.0011941 | 0.0011963 | 0.0011984
| STL006-144106734 | STL006 | 0.75626 | 0.76223 | 0.7682 | 0.77417 | 0.78014 | 0.77945 | 0.77876 | 0.77807 | 0.77738 | 0.77668 | 0.77599 | 0.7753 | 0.77461 | 0.77392 | 0.77323 | 0.77253 | 0.77184 | 0.77115 | 0.77046 | 0.76977
| STL006-144631935 | STL006 | 0.1497 | 0.15112 | 0.15253 | 0.15394 | 0.15536 | 0.15528 | 0.1552 | 0.15512 | 0.15504 | 0.15496 | 0.15488 | 0.1548 | 0.15472 | 0.15464 | 0.15456 | 0.15448 | 0.1544 | 0.15431 | 0.15423 | 0.15415
| STL006-144632294 | STL006 | 0.52136 | 0.52618 | 0.53101 | 0.53583 | 0.54066 | 0.54037 | 0.54008 | 0.5398 | 0.53951 | 0.53922 | 0.53894 | 0.53865 | 0.53836 | 0.53807 | 0.53779 | 0.5375 | 0.53721 | 0.53693 | 0.53664 | 0.53635
| STL006-15415768 | STL006 | 15.1284 | 15.2229 | 15.3174 | 15.4119 | 15.5064 | 15.5014 | 15.4965 | 15.4915 | 15.4865 | 15.4815 | 15.4765 | 15.4715 | 15.4665 | 15.4616 | 15.4566 | 15.4516 | 15.4466 | 15.4416 | 15.4366 | 15.4316
| STL006-155132358 | STL006 | 0.2099 | 0.21177 | 0.21363 | 0.2155 | 0.21736 | 0.21794 | 0.21851 | 0.21908 | 0.21966 | 0.22023 | 0.2208 | 0.22138 | 0.22195 | 0.22252 | 0.2231 | 0.22367 | 0.22424 | 0.22481 | 0.22539 | 0.22596
| STL006-155132567 | STL006 | 6.3707e-05 | 6.4291e-05 | 6.4874e-05 | 6.5457e-05 | 6.604e-05 | 6.6228e-05 | 6.6417e-05 | 6.6605e-05 | 6.6794e-05 | 6.6982e-05 | 6.7171e-05 | 6.7359e-05 | 6.7548e-05 | 6.7736e-05 | 6.7925e-05 | 6.8113e-05 | 6.8302e-05 | 6.849e-05 | 6.8679e-05 | 6.8867e-05
| STL006-155132685 | STL006 | 0.31421 | 0.31646 | 0.31872 | 0.32097 | 0.32322 | 0.32357 | 0.32392 | 0.32426 | 0.32461 | 0.32496 | 0.32531 | 0.32565 | 0.326 | 0.32635 | 0.32669 | 0.32704 | 0.32739 | 0.32773 | 0.32808 | 0.32843
| STL006-155132926 | STL006 | 0.091004 | 0.091826 | 0.092649 | 0.093471 | 0.094293 | 0.094491 | 0.094689 | 0.094888 | 0.095086 | 0.095284 | 0.095482 | 0.09568 | 0.095878 | 0.096077 | 0.096275 | 0.096473 | 0.096671 | 0.096869 | 0.097067 | 0.097266
| STL006-155133021 | STL006 | 0 | 0 | 0 | 0 | 0 | 0 | 0 | 0 | 0 | 0 | 0 | 0 | 0 | 0 | 0 | 0 | 0 | 0 | 0 | 0
| STL006-155133103 | STL006 | 0.038535 | 0.038841 | 0.039147 | 0.039453 | 0.039759 | 0.03973 | 0.0397 | 0.03967 | 0.039641 | 0.039611 | 0.039582 | 0.039552 | 0.039522 | 0.039493 | 0.039463 | 0.039433 | 0.039404 | 0.039374 | 0.039345 | 0.039315
| STL006-155133222 | STL006 | 0 | 0 | 0 | 0 | 0 | 0 | 0 | 0 | 0 | 0 | 0 | 0 | 0 | 0 | 0 | 0 | 0 | 0 | 0 | 0
| STL006-155178765 | STL006 | 0 | 0 | 0 | 0 | 0 | 0 | 0 | 0 | 0 | 0 | 0 | 0 | 0 | 0 | 0 | 0 | 0 | 0 | 0 | 0
| STL006-155178849 | STL006 | 0.055197 | 0.055747 | 0.056297 | 0.056847 | 0.057397 | 0.057359 | 0.057322 | 0.057284 | 0.057247 | 0.057209 | 0.057171 | 0.057134 | 0.057096 | 0.057059 | 0.057021 | 0.056984 | 0.056946 | 0.056908 | 0.056871 | 0.056833
| STL006-155178947 | STL006 | 0.046629 | 0.047095 | 0.047561 | 0.048027 | 0.048493 | 0.04842 | 0.048346 | 0.048273 | 0.0482 | 0.048126 | 0.048053 | 0.047979 | 0.047906 | 0.047832 | 0.047759 | 0.047686 | 0.047612 | 0.047539 | 0.047465 | 0.047392
| STL006-155179094 | STL006 | 0.015848 | 0.015994 | 0.016141 | 0.016288 | 0.016435 | 0.016412 | 0.016389 | 0.016367 | 0.016344 | 0.016321 | 0.016299 | 0.016276 | 0.016253 | 0.016231 | 0.016208 | 0.016185 | 0.016163 | 0.01614 | 0.016117 | 0.016095
| STL006-155189552 | STL006 | 0.064189 | 0.064851 | 0.065514 | 0.066176 | 0.066839 | 0.066839 | 0.066838 | 0.066838 | 0.066838 | 0.066838 | 0.066838 | 0.066838 | 0.066837 | 0.066837 | 0.066837 | 0.066837 | 0.066837 | 0.066836 | 0.066836 | 0.066836
| STL006-155189674 | STL006 | 0 | 0 | 0 | 0 | 0 | 0 | 0 | 0 | 0 | 0 | 0 | 0 | 0 | 0 | 0 | 0 | 0 | 0 | 0 | 0
| STL006-155189763 | STL006 | 0 | 0 | 0 | 0 | 0 | 0 | 0 | 0 | 0 | 0 | 0 | 0 | 0 | 0 | 0 | 0 | 0 | 0 | 0 | 0
| STL006-155189877 | STL006 | 0.00055296 | 0.00055872 | 0.00056448 | 0.00057024 | 0.000576 | 0.00057798 | 0.00057996 | 0.00058194 | 0.00058392 | 0.0005859 | 0.00058788 | 0.00058986 | 0.00059184 | 0.00059382 | 0.0005958 | 0.00059778 | 0.00059976 | 0.00060174 | 0.00060372 | 0.0006057
| STL006-155190011 | STL006 | 0 | 0 | 0 | 0 | 0 | 0 | 0 | 0 | 0 | 0 | 0 | 0 | 0 | 0 | 0 | 0 | 0 | 0 | 0 | 0
| STL006-155190105 | STL006 | 0.016198 | 0.016309 | 0.01642 | 0.016532 | 0.016643 | 0.016649 | 0.016656 | 0.016662 | 0.016668 | 0.016674 | 0.01668 | 0.016687 | 0.016693 | 0.016699 | 0.016705 | 0.016711 | 0.016718 | 0.016724 | 0.01673 | 0.016736
| STL006-155193804 | STL006 | 0 | 0 | 0 | 0 | 0 | 0 | 0 | 0 | 0 | 0 | 0 | 0 | 0 | 0 | 0 | 0 | 0 | 0 | 0 | 0
| STL006-155193946 | STL006 | 0 | 0 | 0 | 0 | 0 | 0 | 0 | 0 | 0 | 0 | 0 | 0 | 0 | 0 | 0 | 0 | 0 | 0 | 0 | 0
| STL006-155249643 | STL006 | 0.037207 | 0.037536 | 0.037865 | 0.038194 | 0.038523 | 0.038508 | 0.038493 | 0.038478 | 0.038463 | 0.038448 | 0.038433 | 0.038418 | 0.038402 | 0.038387 | 0.038372 | 0.038357 | 0.038342 | 0.038327 | 0.038312 | 0.038297
| STL006-155249816 | STL006 | 0.054235 | 0.054739 | 0.055242 | 0.055745 | 0.056249 | 0.056434 | 0.056619 | 0.056805 | 0.05699 | 0.057176 | 0.057361 | 0.057547 | 0.057732 | 0.057918 | 0.058103 | 0.058289 | 0.058474 | 0.058659 | 0.058845 | 0.05903
| STL006-155250434 | STL006 | 0.0070497 | 0.0071141 | 0.0071785 | 0.0072429 | 0.0073074 | 0.0073046 | 0.0073019 | 0.0072992 | 0.0072964 | 0.0072937 | 0.007291 | 0.0072883 | 0.0072855 | 0.0072828 | 0.0072801 | 0.0072774 | 0.0072746 | 0.0072719 | 0.0072692 | 0.0072665
| STL006-155392225 | STL006 | 0 | 0 | 0 | 0 | 0 | 0 | 0 | 0 | 0 | 0 | 0 | 0 | 0 | 0 | 0 | 0 | 0 | 0 | 0 | 0
| STL006-182934752 | STL006 | 0.040716 | 0.041139 | 0.041563 | 0.041986 | 0.04241 | 0.042398 | 0.042386 | 0.042375 | 0.042363 | 0.042352 | 0.04234 | 0.042329 | 0.042317 | 0.042305 | 0.042294 | 0.042282 | 0.042271 | 0.042259 | 0.042247 | 0.042236
| STL006-24599342 | STL006 | 0.54779 | 0.55266 | 0.55753 | 0.5624 | 0.56727 | 0.56873 | 0.57018 | 0.57164 | 0.5731 | 0.57456 | 0.57602 | 0.57748 | 0.57894 | 0.58039 | 0.58185 | 0.58331 | 0.58477 | 0.58623 | 0.58769 | 0.58914
| STL006-24601812 | STL006 | 1.816 | 1.8317 | 1.8473 | 1.863 | 1.8787 | 1.8776 | 1.8766 | 1.8756 | 1.8746 | 1.8736 | 1.8726 | 1.8716 | 1.8706 | 1.8696 | 1.8686 | 1.8676 | 1.8666 | 1.8656 | 1.8646 | 1.8636
| STL006-24613426 | STL006 | 10.4113 | 10.4947 | 10.5782 | 10.6616 | 10.7451 | 10.752 | 10.7589 | 10.7659 | 10.7728 | 10.7797 | 10.7866 | 10.7936 | 10.8005 | 10.8074 | 10.8143 | 10.8212 | 10.8282 | 10.8351 | 10.842 | 10.8489
| STL006-56211052 | STL006 | 0.079468 | 0.079604 | 0.07974 | 0.079875 | 0.080011 | 0.079967 | 0.079922 | 0.079877 | 0.079833 | 0.079788 | 0.079744 | 0.079699 | 0.079654 | 0.07961 | 0.079565 | 0.079521 | 0.079476 | 0.079432 | 0.079387 | 0.079342
| STL006-82629266 | STL006 | 0.040102 | 0.04042 | 0.040738 | 0.041056 | 0.041374 | 0.041344 | 0.041313 | 0.041283 | 0.041253 | 0.041222 | 0.041192 | 0.041162 | 0.041131 | 0.041101 | 0.041071 | 0.04104 | 0.04101 | 0.040979 | 0.040949 | 0.040919
| STL006-83365075 | STL006 | 0.082261 | 0.082911 | 0.083561 | 0.084211 | 0.084861 | 0.084768 | 0.084675 | 0.084582 | 0.084489 | 0.084396 | 0.084303 | 0.08421 | 0.084117 | 0.084025 | 0.083932 | 0.083839 | 0.083746 | 0.083653 | 0.08356 | 0.083467
| STL007-143136191 | STL007 | 0.0003417 | 0.000345 | 0.0003483 | 0.0003516 | 0.0003549 | 0.0003556 | 0.0003563 | 0.000357 | 0.0003577 | 0.0003584 | 0.0003591 | 0.0003598 | 0.0003605 | 0.0003612 | 0.0003619 | 0.0003626 | 0.0003633 | 0.000364 | 0.0003647 | 0.0003654
| STL007-143136451 | STL007 | 0.11923 | 0.1205 | 0.12176 | 0.12303 | 0.1243 | 0.12427 | 0.12423 | 0.1242 | 0.12417 | 0.12414 | 0.1241 | 0.12407 | 0.12404 | 0.12401 | 0.12397 | 0.12394 | 0.12391 | 0.12388 | 0.12385 | 0.12381
| STL007-15415881 | STL007 | 4.9021 | 4.9356 | 4.9692 | 5.0027 | 5.0362 | 5.0384 | 5.0406 | 5.0429 | 5.0451 | 5.0473 | 5.0495 | 5.0517 | 5.054 | 5.0562 | 5.0584 | 5.0606 | 5.0628 | 5.065 | 5.0673 | 5.0695
| STL007-155179441 | STL007 | 0.00038423 | 0.00038817 | 0.00039211 | 0.00039606 | 0.0004 | 0.0004002 | 0.0004004 | 0.0004006 | 0.0004008 | 0.000401 | 0.0004012 | 0.0004014 | 0.0004016 | 0.0004018 | 0.000402 | 0.0004022 | 0.0004024 | 0.0004026 | 0.0004028 | 0.000403
| STL007-155179565 | STL007 | 0.065502 | 0.065969 | 0.066437 | 0.066904 | 0.067371 | 0.067493 | 0.067615 | 0.067737 | 0.067859 | 0.06798 | 0.068102 | 0.068224 | 0.068346 | 0.068467 | 0.068589 | 0.068711 | 0.068833 | 0.068954 | 0.069076 | 0.069198
| STL007-155179964 | STL007 | 0.0039759 | 0.0040112 | 0.0040465 | 0.0040818 | 0.0041171 | 0.0041211 | 0.004125 | 0.004129 | 0.0041329 | 0.0041369 | 0.0041408 | 0.0041448 | 0.0041487 | 0.0041527 | 0.0041566 | 0.0041606 | 0.0041645 | 0.0041685 | 0.0041724 | 0.0041764
| STL007-162910244 | STL007 | 0.36296 | 0.36606 | 0.36916 | 0.37227 | 0.37537 | 0.37626 | 0.37714 | 0.37803 | 0.37892 | 0.3798 | 0.38069 | 0.38157 | 0.38246 | 0.38335 | 0.38423 | 0.38512 | 0.386 | 0.38689 | 0.38777 | 0.38866
| STL007-183308767 | STL007 | 0.00076009 | 0.00076731 | 0.00077454 | 0.00078177 | 0.000789 | 0.00079035 | 0.0007917 | 0.00079305 | 0.0007944 | 0.00079575 | 0.0007971 | 0.00079845 | 0.0007998 | 0.00080115 | 0.0008025 | 0.00080385 | 0.0008052 | 0.00080655 | 0.0008079 | 0.00080925
| STL007-76065702 | STL007 | 0.076736 | 0.077307 | 0.077878 | 0.078448 | 0.079019 | 0.078923 | 0.078826 | 0.07873 | 0.078633 | 0.078536 | 0.07844 | 0.078343 | 0.078247 | 0.07815 | 0.078053 | 0.077957 | 0.07786 | 0.077764 | 0.077667 | 0.077571
| STL007-85224567 | STL007 | 1.5876 | 1.6 | 1.6124 | 1.6248 | 1.6372 | 1.6388 | 1.6405 | 1.6421 | 1.6438 | 1.6454 | 1.647 | 1.6487 | 1.6503 | 1.652 | 1.6536 | 1.6553 | 1.6569 | 1.6585 | 1.6602 | 1.6618
| STL007-87836091 | STL007 | 7.0539 | 7.093 | 7.132 | 7.171 | 7.2101 | 7.2133 | 7.2166 | 7.2199 | 7.2232 | 7.2265 | 7.2298 | 7.2331 | 7.2364 | 7.2397 | 7.243 | 7.2463 | 7.2496 | 7.2529 | 7.2561 | 7.2594
| STN011-130745907 | STN011 | 0.071531 | 0.072038 | 0.072546 | 0.073053 | 0.07356 | 0.073708 | 0.073857 | 0.074006 | 0.074154 | 0.074303 | 0.074452 | 0.0746 | 0.074749 | 0.074898 | 0.075046 | 0.075195 | 0.075344 | 0.075492 | 0.075641 | 0.07579
| STN011-160424610 | STN011 | 0.051784 | 0.052149 | 0.052514 | 0.052879 | 0.053244 | 0.053331 | 0.053418 | 0.053505 | 0.053592 | 0.053679 | 0.053766 | 0.053853 | 0.05394 | 0.054027 | 0.054113 | 0.0542 | 0.054287 | 0.054374 | 0.054461 | 0.054548
| STN011-164271487 | STN011 | 2.4167e-05 | 2.4313e-05 | 2.4459e-05 | 2.4604e-05 | 2.475e-05 | 2.496e-05 | 2.517e-05 | 2.538e-05 | 2.559e-05 | 2.58e-05 | 2.601e-05 | 2.622e-05 | 2.643e-05 | 2.664e-05 | 2.685e-05 | 2.706e-05 | 2.727e-05 | 2.748e-05 | 2.769e-05 | 2.79e-05
| STN011-184475628 | STN011 | 0 | 0 | 0 | 0 | 0 | 0 | 0 | 0 | 0 | 0 | 0 | 0 | 0 | 0 | 0 | 0 | 0 | 0 | 0 | 0
| STN011-200055388 | STN011 | 3.4132 | 3.4337 | 3.4541 | 3.4745 | 3.495 | 3.5143 | 3.5337 | 3.5531 | 3.5724 | 3.5918 | 3.6111 | 3.6305 | 3.6499 | 3.6692 | 3.6886 | 3.7079 | 3.7273 | 3.7466 | 3.766 | 3.7854
| STN012-200055438 | STN012 | 0 | 0 | 0 | 0 | 0 | 0 | 0 | 0 | 0 | 0 | 0 | 0 | 0 | 0 | 0 | 0 | 0 | 0 | 0 | 0
| STN012-72075245 | STN012 | 0.11408 | 0.11477 | 0.11546 | 0.11615 | 0.11683 | 0.11845 | 0.12006 | 0.12167 | 0.12329 | 0.1249 | 0.12651 | 0.12813 | 0.12974 | 0.13135 | 0.13297 | 0.13458 | 0.13619 | 0.13781 | 0.13942 | 0.14103
| STN013-15421517 | STN013 | 0 | 0 | 0 | 0 | 0 | 0 | 0 | 0 | 0 | 0 | 0 | 0 | 0 | 0 | 0 | 0 | 0 | 0 | 0 | 0
| STN013-200055508 | STN013 | 0 | 0 | 0 | 0 | 0 | 0 | 0 | 0 | 0 | 0 | 0 | 0 | 0 | 0 | 0 | 0 | 0 | 0 | 0 | 0
| STN014-200055610 | STN014 | 0 | 0 | 0 | 0 | 0 | 0 | 0 | 0 | 0 | 0 | 0 | 0 | 0 | 0 | 0 | 0 | 0 | 0 | 0 | 0
| STN021-164443076 | STN021 | 0 | 0 | 0 | 0 | 0 | 0 | 0 | 0 | 0 | 0 | 0 | 0 | 0 | 0 | 0 | 0 | 0 | 0 | 0 | 0
| STN021-164443183 | STN021 | 0.01948 | 0.019608 | 0.019736 | 0.019864 | 0.019991 | 0.020136 | 0.02028 | 0.020424 | 0.020568 | 0.020713 | 0.020857 | 0.021001 | 0.021145 | 0.02129 | 0.021434 | 0.021578 | 0.021722 | 0.021866 | 0.022011 | 0.022155
| STN021-193604803 | STN021 | 9.5758 | 9.6326 | 9.6894 | 9.7463 | 9.8031 | 9.8764 | 9.9496 | 10.0228 | 10.096 | 10.1693 | 10.2425 | 10.3157 | 10.3889 | 10.4622 | 10.5354 | 10.6086 | 10.6819 | 10.7551 | 10.8283 | 10.9015
| STN021-200055789 | STN021 | 0 | 0 | 0 | 0 | 0 | 0 | 0 | 0 | 0 | 0 | 0 | 0 | 0 | 0 | 0 | 0 | 0 | 0 | 0 | 0
| STN022-200055843 | STN022 | 0.0062175 | 0.0062175 | 0.0062175 | 0.0062175 | 0.0062175 | 0.0062175 | 0.0062175 | 0.0062175 | 0.0062175 | 0.0062175 | 0.0062175 | 0.0062175 | 0.0062175 | 0.0062175 | 0.0062175 | 0.0062175 | 0.0062175 | 0.0062175 | 0.0062175 | 0.0062175
| STN023-200055989 | STN023 | 0 | 0 | 0 | 0 | 0 | 0 | 0 | 0 | 0 | 0 | 0 | 0 | 0 | 0 | 0 | 0 | 0 | 0 | 0 | 0
| STN024-138232567 | STN024 | 0.026344 | 0.026524 | 0.026703 | 0.026882 | 0.027061 | 0.027202 | 0.027342 | 0.027482 | 0.027623 | 0.027763 | 0.027904 | 0.028044 | 0.028185 | 0.028325 | 0.028466 | 0.028606 | 0.028746 | 0.028887 | 0.029027 | 0.029168
| STN024-160253800 | STN024 | 1.7604e-05 | 1.7748e-05 | 1.7892e-05 | 1.8036e-05 | 1.818e-05 | 1.8369e-05 | 1.8558e-05 | 1.8747e-05 | 1.8936e-05 | 1.9125e-05 | 1.9314e-05 | 1.9503e-05 | 1.9692e-05 | 1.9881e-05 | 2.007e-05 | 2.0259e-05 | 2.0448e-05 | 2.0637e-05 | 2.0826e-05 | 2.1015e-05
| STN024-160253882 | STN024 | 2.7813e-05 | 2.803e-05 | 2.8247e-05 | 2.8464e-05 | 2.8681e-05 | 2.8972e-05 | 2.9264e-05 | 2.9555e-05 | 2.9847e-05 | 3.0138e-05 | 3.043e-05 | 3.0721e-05 | 3.1013e-05 | 3.1304e-05 | 3.1595e-05 | 3.1887e-05 | 3.2178e-05 | 3.247e-05 | 3.2761e-05 | 3.3053e-05
| STN024-200056045 | STN024 | 0 | 0 | 0 | 0 | 0 | 0 | 0 | 0 | 0 | 0 | 0 | 0 | 0 | 0 | 0 | 0 | 0 | 0 | 0 | 0
| STN024-24605670 | STN024 | 0.82165 | 0.82766 | 0.83367 | 0.83968 | 0.84569 | 0.84883 | 0.85196 | 0.8551 | 0.85824 | 0.86138 | 0.86451 | 0.86765 | 0.87079 | 0.87393 | 0.87706 | 0.8802 | 0.88334 | 0.88648 | 0.88961 | 0.89275
| STN024-24611992 | STN024 | 0.00046818 | 0.00047196 | 0.00047574 | 0.00047952 | 0.0004833 | 0.0004883 | 0.00049329 | 0.00049829 | 0.00050328 | 0.00050827 | 0.00051327 | 0.00051826 | 0.00052326 | 0.00052826 | 0.00053325 | 0.00053825 | 0.00054324 | 0.00054823 | 0.00055323 | 0.00055822
| STN031-200777976 | STN031 | 0 | 0 | 0 | 0 | 0 | 0 | 0 | 0 | 0 | 0 | 0 | 0 | 0 | 0 | 0 | 0 | 0 | 0 | 0 | 0
| STN031-200778008 | STN031 | 0 | 0 | 0 | 0 | 0 | 0 | 0 | 0 | 0 | 0 | 0 | 0 | 0 | 0 | 0 | 0 | 0 | 0 | 0 | 0
| SU011-94649597 | SU011 | 0 | 0 | 0 | 0 | 0 | 0 | 0 | 0 | 0 | 0 | 0 | 0 | 0 | 0 | 0 | 0 | 0 | 0 | 0 | 0
| SU012-24612934 | SU012 | 0 | 0 | 0 | 0 | 0 | 0 | 0 | 0 | 0 | 0 | 0 | 0 | 0 | 0 | 0 | 0 | 0 | 0 | 0 | 0
| SU012-24613115 | SU012 | 0 | 0 | 0 | 0 | 0 | 0 | 0 | 0 | 0 | 0 | 0 | 0 | 0 | 0 | 0 | 0 | 0 | 0 | 0 | 0
| SU012-94649646 | SU012 | 0 | 0 | 0 | 0 | 0 | 0 | 0 | 0 | 0 | 0 | 0 | 0 | 0 | 0 | 0 | 0 | 0 | 0 | 0 | 0
| SU013-94649695 | SU013 | 0 | 0 | 0 | 0 | 0 | 0 | 0 | 0 | 0 | 0 | 0 | 0 | 0 | 0 | 0 | 0 | 0 | 0 | 0 | 0
| SU015-24612538 | SU015 | 0.74157 | 0.74285 | 0.74413 | 0.74541 | 0.74669 | 0.74776 | 0.74883 | 0.7499 | 0.75097 | 0.75205 | 0.75312 | 0.75419 | 0.75526 | 0.75633 | 0.7574 | 0.75848 | 0.75955 | 0.76062 | 0.76169 | 0.76276
| SU015-94649793 | SU015 | 0 | 0 | 0 | 0 | 0 | 0 | 0 | 0 | 0 | 0 | 0 | 0 | 0 | 0 | 0 | 0 | 0 | 0 | 0 | 0
| SU015-98840126 | SU015 | 0 | 0 | 0 | 0 | 0 | 0 | 0 | 0 | 0 | 0 | 0 | 0 | 0 | 0 | 0 | 0 | 0 | 0 | 0 | 0
| SU021-40665700 | SU021 | 1.8677 | 1.8787 | 1.8896 | 1.9006 | 1.9116 | 1.9207 | 1.9297 | 1.9388 | 1.9478 | 1.9569 | 1.966 | 1.975 | 1.9841 | 1.9932 | 2.0022 | 2.0113 | 2.0204 | 2.0294 | 2.0385 | 2.0476
| SU021-94649866 | SU021 | 0 | 0 | 0 | 0 | 0 | 0 | 0 | 0 | 0 | 0 | 0 | 0 | 0 | 0 | 0 | 0 | 0 | 0 | 0 | 0
| SU022-186913526 | SU022 | 0 | 0 | 0 | 0 | 0 | 0 | 0 | 0 | 0 | 0 | 0 | 0 | 0 | 0 | 0 | 0 | 0 | 0 | 0 | 0
| SU022-94649915 | SU022 | 0 | 0 | 0 | 0 | 0 | 0 | 0 | 0 | 0 | 0 | 0 | 0 | 0 | 0 | 0 | 0 | 0 | 0 | 0 | 0
| SU023-94649964 | SU023 | 0 | 0 | 0 | 0 | 0 | 0 | 0 | 0 | 0 | 0 | 0 | 0 | 0 | 0 | 0 | 0 | 0 | 0 | 0 | 0
| SU024-94650013 | SU024 | 0 | 0 | 0 | 0 | 0 | 0 | 0 | 0 | 0 | 0 | 0 | 0 | 0 | 0 | 0 | 0 | 0 | 0 | 0 | 0
| SU034-94650323 | SU034 | 0.00016097 | 0.00016226 | 0.00016355 | 0.00016485 | 0.00016614 | 0.00016661 | 0.00016708 | 0.00016754 | 0.00016801 | 0.00016848 | 0.00016895 | 0.00016942 | 0.00016988 | 0.00017035 | 0.00017082 | 0.00017129 | 0.00017176 | 0.00017222 | 0.00017269 | 0.00017316
| SU035-183159191 | SU035 | 0.97951 | 0.98705 | 0.99458 | 1.0021 | 1.0097 | 1.016 | 1.0223 | 1.0286 | 1.0349 | 1.0412 | 1.0475 | 1.0538 | 1.0601 | 1.0664 | 1.0727 | 1.0791 | 1.0854 | 1.0917 | 1.098 | 1.1043
| SU035-24612255 | SU035 | 0 | 0 | 0 | 0 | 0 | 0 | 0 | 0 | 0 | 0 | 0 | 0 | 0 | 0 | 0 | 0 | 0 | 0 | 0 | 0
| SU035-94650372 | SU035 | 0 | 0 | 0 | 0 | 0 | 0 | 0 | 0 | 0 | 0 | 0 | 0 | 0 | 0 | 0 | 0 | 0 | 0 | 0 | 0
| TNA011-155056985 | TNA011 | 154.352 | 155.7221 | 157.0923 | 158.4624 | 159.8326 | 160.7141 | 161.5955 | 162.4769 | 163.3584 | 164.2398 | 165.1213 | 166.0027 | 166.8842 | 167.7656 | 168.6471 | 169.5285 | 170.41 | 171.2914 | 172.1728 | 173.0543
| TNA012-182581784 | TNA012 | 52.2279 | 52.68 | 53.132 | 53.584 | 54.036 | 54.2642 | 54.4924 | 54.7205 | 54.9487 | 55.1768 | 55.405 | 55.6331 | 55.8613 | 56.0895 | 56.3176 | 56.5458 | 56.7739 | 57.0021 | 57.2302 | 57.4584
| TNA014-154750885 | TNA014 | 0 | 0 | 0 | 0 | 0 | 0 | 0 | 0 | 0 | 0 | 0 | 0 | 0 | 0 | 0 | 0 | 0 | 0 | 0 | 0
| TNA021-154751071 | TNA021 | 35.5923 | 35.9204 | 36.2486 | 36.5767 | 36.9049 | 37.1159 | 37.327 | 37.5381 | 37.7492 | 37.9602 | 38.1713 | 38.3824 | 38.5935 | 38.8046 | 39.0156 | 39.2267 | 39.4378 | 39.6489 | 39.8599 | 40.071
| TNA021-158086216 | TNA021 | 0.5294 | 0.53452 | 0.53964 | 0.54477 | 0.54989 | 0.55318 | 0.55646 | 0.55975 | 0.56304 | 0.56633 | 0.56961 | 0.5729 | 0.57619 | 0.57948 | 0.58276 | 0.58605 | 0.58934 | 0.59263 | 0.59591 | 0.5992
| TNA022-182581504 | TNA022 | 66.276 | 66.8162 | 67.3564 | 67.8966 | 68.4368 | 68.7128 | 68.9887 | 69.2646 | 69.5406 | 69.8165 | 70.0925 | 70.3684 | 70.6444 | 70.9203 | 71.1963 | 71.4722 | 71.7481 | 72.0241 | 72.3 | 72.576
| TNA022-184844358 | TNA022 | 42.3569 | 42.6954 | 43.0338 | 43.3722 | 43.7106 | 43.9177 | 44.1247 | 44.3317 | 44.5388 | 44.7458 | 44.9528 | 45.1599 | 45.3669 | 45.5739 | 45.781 | 45.988 | 46.195 | 46.402 | 46.6091 | 46.8161
| TNA022-187163239 | TNA022 | 2.1879 | 2.2115 | 2.2352 | 2.2589 | 2.2825 | 2.289 | 2.2954 | 2.3019 | 2.3084 | 2.3149 | 2.3213 | 2.3278 | 2.3343 | 2.3407 | 2.3472 | 2.3537 | 2.3602 | 2.3666 | 2.3731 | 2.3796
| TNA022-194840439 | TNA022 | 6.1872 | 6.236 | 6.2847 | 6.3335 | 6.3823 | 6.3958 | 6.4093 | 6.4228 | 6.4363 | 6.4498 | 6.4633 | 6.4769 | 6.4904 | 6.5039 | 6.5174 | 6.5309 | 6.5444 | 6.5579 | 6.5714 | 6.5849
| TNA023-154633087 | TNA023 | 0 | 0 | 0 | 0 | 0 | 0 | 0 | 0 | 0 | 0 | 0 | 0 | 0 | 0 | 0 | 0 | 0 | 0 | 0 | 0
| TNA023-154751161 | TNA023 | 0.57679 | 0.57679 | 0.57679 | 0.57679 | 0.57679 | 0.57679 | 0.57679 | 0.57679 | 0.57679 | 0.57679 | 0.57679 | 0.57679 | 0.57679 | 0.57679 | 0.57679 | 0.57679 | 0.57679 | 0.57679 | 0.57679 | 0.57679
| TNA024-154751243 | TNA024 | 0 | 0 | 0 | 0 | 0 | 0 | 0 | 0 | 0 | 0 | 0 | 0 | 0 | 0 | 0 | 0 | 0 | 0 | 0 | 0
| TNA031-188490107 | TNA031 | 1.3108 | 1.3227 | 1.3346 | 1.3466 | 1.3585 | 1.3645 | 1.3705 | 1.3764 | 1.3824 | 1.3884 | 1.3944 | 1.4003 | 1.4063 | 1.4123 | 1.4182 | 1.4242 | 1.4302 | 1.4362 | 1.4421 | 1.4481
| TNA033-153234693 | TNA033 | 0 | 0 | 0 | 0 | 0 | 0 | 0 | 0 | 0 | 0 | 0 | 0 | 0 | 0 | 0 | 0 | 0 | 0 | 0 | 0
| TNA033-178283696 | TNA033 | 0 | 0 | 0 | 0 | 0 | 0 | 0 | 0 | 0 | 0 | 0 | 0 | 0 | 0 | 0 | 0 | 0 | 0 | 0 | 0
| TNA033-188490077 | TNA033 | 0.69714 | 0.70532 | 0.71349 | 0.72167 | 0.72984 | 0.72892 | 0.72799 | 0.72707 | 0.72615 | 0.72522 | 0.7243 | 0.72338 | 0.72245 | 0.72153 | 0.7206 | 0.71968 | 0.71876 | 0.71783 | 0.71691 | 0.71599
| TQY021-185165057 | TQY021 | 32.0833 | 32.367 | 32.6508 | 32.9346 | 33.2183 | 33.1287 | 33.0392 | 32.9496 | 32.86 | 32.7704 | 32.6809 | 32.5913 | 32.5017 | 32.4121 | 32.3225 | 32.233 | 32.1434 | 32.0538 | 31.9642 | 31.8747
| TQY021-187647017 | TQY021 | 36.7014 | 37.0335 | 37.3657 | 37.6978 | 38.03 | 37.8062 | 37.5824 | 37.3585 | 37.1347 | 36.9109 | 36.6871 | 36.4633 | 36.2395 | 36.0157 | 35.7919 | 35.568 | 35.3442 | 35.1204 | 34.8966 | 34.6728
| TQY021-192995237 | TQY021 | 34.7884 | 35.1261 | 35.4637 | 35.8013 | 36.1389 | 36.1121 | 36.0852 | 36.0583 | 36.0314 | 36.0046 | 35.9777 | 35.9508 | 35.924 | 35.8971 | 35.8702 | 35.8433 | 35.8165 | 35.7896 | 35.7627 | 35.7358
| TQY021-24613536 | TQY021 | 10.5566 | 10.572 | 10.5875 | 10.6029 | 10.6183 | 10.5716 | 10.5249 | 10.4782 | 10.4315 | 10.3848 | 10.3381 | 10.2914 | 10.2447 | 10.198 | 10.1513 | 10.1046 | 10.0579 | 10.0112 | 9.9645 | 9.9179
| TQY022-192995279 | TQY022 | 13.3301 | 13.3956 | 13.4611 | 13.5265 | 13.592 | 13.5863 | 13.5807 | 13.575 | 13.5693 | 13.5637 | 13.558 | 13.5523 | 13.5467 | 13.541 | 13.5353 | 13.5297 | 13.524 | 13.5183 | 13.5127 | 13.507
| TQY022-88336509 | TQY022 | 17.2971 | 17.4391 | 17.5811 | 17.7231 | 17.8651 | 17.8256 | 17.7861 | 17.7466 | 17.7071 | 17.6675 | 17.628 | 17.5885 | 17.549 | 17.5095 | 17.4699 | 17.4304 | 17.3909 | 17.3514 | 17.3119 | 17.2724
| TQY031-156447550 | TQY031 | 28.9671 | 29.0318 | 29.0965 | 29.1611 | 29.2258 | 29.054 | 28.8822 | 28.7104 | 28.5387 | 28.3669 | 28.1951 | 28.0233 | 27.8515 | 27.6797 | 27.5079 | 27.3362 | 27.1644 | 26.9926 | 26.8208 | 26.649
| TQY031-192995335 | TQY031 | 12.275 | 12.3131 | 12.3513 | 12.3894 | 12.4276 | 12.3277 | 12.2279 | 12.128 | 12.0282 | 11.9283 | 11.8285 | 11.7286 | 11.6288 | 11.5289 | 11.4291 | 11.3293 | 11.2294 | 11.1296 | 11.0297 | 10.9299
| TQY032-192995307 | TQY032 | 8.5957 | 8.6413 | 8.6868 | 8.7324 | 8.778 | 8.729 | 8.68 | 8.631 | 8.582 | 8.533 | 8.484 | 8.435 | 8.386 | 8.337 | 8.288 | 8.239 | 8.19 | 8.141 | 8.092 | 8.043
| TRG002-154491390 | TRG002 | 0 | 0 | 0 | 0 | 0 | 0 | 0 | 0 | 0 | 0 | 0 | 0 | 0 | 0 | 0 | 0 | 0 | 0 | 0 | 0
| TRG002-158166546 | TRG002 | 0 | 0 | 0 | 0 | 0 | 0 | 0 | 0 | 0 | 0 | 0 | 0 | 0 | 0 | 0 | 0 | 0 | 0 | 0 | 0
| TRG002-158166806 | TRG002 | 0 | 0 | 0 | 0 | 0 | 0 | 0 | 0 | 0 | 0 | 0 | 0 | 0 | 0 | 0 | 0 | 0 | 0 | 0 | 0
| TRG002-158205190 | TRG002 | 0 | 0 | 0 | 0 | 0 | 0 | 0 | 0 | 0 | 0 | 0 | 0 | 0 | 0 | 0 | 0 | 0 | 0 | 0 | 0
| TRG002-158205316 | TRG002 | 0 | 0 | 0 | 0 | 0 | 0 | 0 | 0 | 0 | 0 | 0 | 0 | 0 | 0 | 0 | 0 | 0 | 0 | 0 | 0
| TRG002-158205503 | TRG002 | 0 | 0 | 0 | 0 | 0 | 0 | 0 | 0 | 0 | 0 | 0 | 0 | 0 | 0 | 0 | 0 | 0 | 0 | 0 | 0
| TRG002-158205673 | TRG002 | 0 | 0 | 0 | 0 | 0 | 0 | 0 | 0 | 0 | 0 | 0 | 0 | 0 | 0 | 0 | 0 | 0 | 0 | 0 | 0
| TRG002-158205847 | TRG002 | 0 | 0 | 0 | 0 | 0 | 0 | 0 | 0 | 0 | 0 | 0 | 0 | 0 | 0 | 0 | 0 | 0 | 0 | 0 | 0
| TRG002-163035708 | TRG002 | 0 | 0 | 0 | 0 | 0 | 0 | 0 | 0 | 0 | 0 | 0 | 0 | 0 | 0 | 0 | 0 | 0 | 0 | 0 | 0
| TRG002-163036120 | TRG002 | 0 | 0 | 0 | 0 | 0 | 0 | 0 | 0 | 0 | 0 | 0 | 0 | 0 | 0 | 0 | 0 | 0 | 0 | 0 | 0
| TRG002-24598160 | TRG002 | 0 | 0 | 0 | 0 | 0 | 0 | 0 | 0 | 0 | 0 | 0 | 0 | 0 | 0 | 0 | 0 | 0 | 0 | 0 | 0
| TRG002-24598202 | TRG002 | 0 | 0 | 0 | 0 | 0 | 0 | 0 | 0 | 0 | 0 | 0 | 0 | 0 | 0 | 0 | 0 | 0 | 0 | 0 | 0
| TRG003-162785300 | TRG003 | 0 | 0 | 0 | 0 | 0 | 0 | 0 | 0 | 0 | 0 | 0 | 0 | 0 | 0 | 0 | 0 | 0 | 0 | 0 | 0
| TRG003-162785510 | TRG003 | 0 | 0 | 0 | 0 | 0 | 0 | 0 | 0 | 0 | 0 | 0 | 0 | 0 | 0 | 0 | 0 | 0 | 0 | 0 | 0
| TRG003-163036413 | TRG003 | 0 | 0 | 0 | 0 | 0 | 0 | 0 | 0 | 0 | 0 | 0 | 0 | 0 | 0 | 0 | 0 | 0 | 0 | 0 | 0
| TRG003-163036890 | TRG003 | 0 | 0 | 0 | 0 | 0 | 0 | 0 | 0 | 0 | 0 | 0 | 0 | 0 | 0 | 0 | 0 | 0 | 0 | 0 | 0
| TRG003-163037137 | TRG003 | 0 | 0 | 0 | 0 | 0 | 0 | 0 | 0 | 0 | 0 | 0 | 0 | 0 | 0 | 0 | 0 | 0 | 0 | 0 | 0
| TRG003-163066379 | TRG003 | 0 | 0 | 0 | 0 | 0 | 0 | 0 | 0 | 0 | 0 | 0 | 0 | 0 | 0 | 0 | 0 | 0 | 0 | 0 | 0
| TRG003-60700569 | TRG003 | 0 | 0 | 0 | 0 | 0 | 0 | 0 | 0 | 0 | 0 | 0 | 0 | 0 | 0 | 0 | 0 | 0 | 0 | 0 | 0
| TRG004-158007081 | TRG004 | 0 | 0 | 0 | 0 | 0 | 0 | 0 | 0 | 0 | 0 | 0 | 0 | 0 | 0 | 0 | 0 | 0 | 0 | 0 | 0
| TRG004-162802539 | TRG004 | 0 | 0 | 0 | 0 | 0 | 0 | 0 | 0 | 0 | 0 | 0 | 0 | 0 | 0 | 0 | 0 | 0 | 0 | 0 | 0
| TRG004-24598258 | TRG004 | 0 | 0 | 0 | 0 | 0 | 0 | 0 | 0 | 0 | 0 | 0 | 0 | 0 | 0 | 0 | 0 | 0 | 0 | 0 | 0
| TRG005-117365806 | TRG005 | 0 | 0 | 0 | 0 | 0 | 0 | 0 | 0 | 0 | 0 | 0 | 0 | 0 | 0 | 0 | 0 | 0 | 0 | 0 | 0
| TRG005-158041024 | TRG005 | 0 | 0 | 0 | 0 | 0 | 0 | 0 | 0 | 0 | 0 | 0 | 0 | 0 | 0 | 0 | 0 | 0 | 0 | 0 | 0
| TRG005-162822850 | TRG005 | 0 | 0 | 0 | 0 | 0 | 0 | 0 | 0 | 0 | 0 | 0 | 0 | 0 | 0 | 0 | 0 | 0 | 0 | 0 | 0
| TRG005-162823024 | TRG005 | 0 | 0 | 0 | 0 | 0 | 0 | 0 | 0 | 0 | 0 | 0 | 0 | 0 | 0 | 0 | 0 | 0 | 0 | 0 | 0
| TRG005-24598286 | TRG005 | 0 | 0 | 0 | 0 | 0 | 0 | 0 | 0 | 0 | 0 | 0 | 0 | 0 | 0 | 0 | 0 | 0 | 0 | 0 | 0
| TRG005-60700588 | TRG005 | 0 | 0 | 0 | 0 | 0 | 0 | 0 | 0 | 0 | 0 | 0 | 0 | 0 | 0 | 0 | 0 | 0 | 0 | 0 | 0
| TRG005-74127795 | TRG005 | 0 | 0 | 0 | 0 | 0 | 0 | 0 | 0 | 0 | 0 | 0 | 0 | 0 | 0 | 0 | 0 | 0 | 0 | 0 | 0
| TRG011-185851173 | TRG011 | 1.5685 | 1.5833 | 1.5981 | 1.6129 | 1.6277 | 1.6117 | 1.5958 | 1.5798 | 1.5639 | 1.5479 | 1.532 | 1.5161 | 1.5001 | 1.4842 | 1.4682 | 1.4523 | 1.4364 | 1.4204 | 1.4045 | 1.3885
| TRG013-162785300 | TRG013 | 0 | 0 | 0 | 0 | 0 | 0 | 0 | 0 | 0 | 0 | 0 | 0 | 0 | 0 | 0 | 0 | 0 | 0 | 0 | 0
| TRG013-162785510 | TRG013 | 3.227e-05 | 3.2562e-05 | 3.2855e-05 | 3.3147e-05 | 3.344e-05 | 3.3024e-05 | 3.2608e-05 | 3.2192e-05 | 3.1776e-05 | 3.136e-05 | 3.0944e-05 | 3.0528e-05 | 3.0112e-05 | 2.9696e-05 | 2.928e-05 | 2.8864e-05 | 2.8448e-05 | 2.8032e-05 | 2.7616e-05 | 2.72e-05
| TRG013-162806327 | TRG013 | 0.00086314 | 0.00087686 | 0.00089057 | 0.00090429 | 0.000918 | 0.00090425 | 0.0008905 | 0.00087675 | 0.000863 | 0.00084925 | 0.0008355 | 0.00082175 | 0.000808 | 0.00079425 | 0.0007805 | 0.00076675 | 0.000753 | 0.00073925 | 0.0007255 | 0.00071175
| TRG013-162823585 | TRG013 | 0.011334 | 0.011436 | 0.011537 | 0.011639 | 0.011741 | 0.011619 | 0.011497 | 0.011376 | 0.011254 | 0.011132 | 0.011011 | 0.010889 | 0.010768 | 0.010646 | 0.010524 | 0.010403 | 0.010281 | 0.010159 | 0.010038 | 0.0099162
| TRG013-162823910 | TRG013 | 0.00012013 | 0.00012151 | 0.00012288 | 0.00012426 | 0.00012564 | 0.00012371 | 0.00012179 | 0.00011986 | 0.00011794 | 0.00011601 | 0.00011408 | 0.00011216 | 0.00011023 | 0.00010831 | 0.00010638 | 0.00010445 | 0.00010253 | 0.0001006 | 9.8676e-05 | 9.675e-05
| TRG013-162824119 | TRG013 | 2.9007e-06 | 2.954e-06 | 3.0073e-06 | 3.0607e-06 | 3.114e-06 | 3.0456e-06 | 2.9772e-06 | 2.9088e-06 | 2.8404e-06 | 2.772e-06 | 2.7036e-06 | 2.6352e-06 | 2.5668e-06 | 2.4984e-06 | 2.43e-06 | 2.3616e-06 | 2.2932e-06 | 2.2248e-06 | 2.1564e-06 | 2.088e-06
| TRG013-163036413 | TRG013 | 6.4594e-07 | 6.5246e-07 | 6.5897e-07 | 6.6549e-07 | 6.72e-07 | 6.6435e-07 | 6.567e-07 | 6.4905e-07 | 6.414e-07 | 6.3375e-07 | 6.261e-07 | 6.1845e-07 | 6.108e-07 | 6.0315e-07 | 5.955e-07 | 5.8785e-07 | 5.802e-07 | 5.7255e-07 | 5.649e-07 | 5.5725e-07
| TRG013-163036626 | TRG013 | 3.3597e-07 | 3.4247e-07 | 3.4898e-07 | 3.5549e-07 | 3.62e-07 | 3.56e-07 | 3.5e-07 | 3.44e-07 | 3.38e-07 | 3.32e-07 | 3.26e-07 | 3.2e-07 | 3.14e-07 | 3.08e-07 | 3.02e-07 | 2.96e-07 | 2.9e-07 | 2.84e-07 | 2.78e-07 | 2.72e-07
| TRG013-163036890 | TRG013 | 5.2806e-06 | 5.3554e-06 | 5.4303e-06 | 5.5051e-06 | 5.58e-06 | 5.489e-06 | 5.398e-06 | 5.307e-06 | 5.216e-06 | 5.125e-06 | 5.034e-06 | 4.943e-06 | 4.852e-06 | 4.761e-06 | 4.67e-06 | 4.579e-06 | 4.488e-06 | 4.397e-06 | 4.306e-06 | 4.215e-06
| TRG013-163037137 | TRG013 | 0.0022992 | 0.0023176 | 0.002336 | 0.0023544 | 0.0023728 | 0.0023503 | 0.0023278 | 0.0023052 | 0.0022827 | 0.0022602 | 0.0022377 | 0.0022151 | 0.0021926 | 0.0021701 | 0.0021476 | 0.002125 | 0.0021025 | 0.00208 | 0.0020574 | 0.0020349
| TRG013-163037241 | TRG013 | 0.0020909 | 0.0021082 | 0.0021254 | 0.0021427 | 0.0021599 | 0.0021387 | 0.0021175 | 0.0020963 | 0.0020751 | 0.0020539 | 0.0020328 | 0.0020116 | 0.0019904 | 0.0019692 | 0.001948 | 0.0019268 | 0.0019056 | 0.0018844 | 0.0018632 | 0.001842
| TRG013-163065605 | TRG013 | 0.00010577 | 0.00010691 | 0.00010806 | 0.0001092 | 0.00011034 | 0.00010877 | 0.00010719 | 0.00010561 | 0.00010404 | 0.00010247 | 0.00010089 | 9.9315e-05 | 9.774e-05 | 9.6165e-05 | 9.459e-05 | 9.3015e-05 | 9.144e-05 | 8.9865e-05 | 8.829e-05 | 8.6715e-05
| TRG013-163065814 | TRG013 | 0.0002388 | 0.0002406 | 0.0002424 | 0.0002442 | 0.000246 | 0.000243 | 0.00024 | 0.000237 | 0.000234 | 0.000231 | 0.000228 | 0.000225 | 0.000222 | 0.000219 | 0.000216 | 0.000213 | 0.00021 | 0.000207 | 0.000204 | 0.000201
| TRG013-163066137 | TRG013 | 0.0074077 | 0.0075102 | 0.0076128 | 0.0077153 | 0.0078178 | 0.007687 | 0.0075562 | 0.0074254 | 0.0072946 | 0.0071638 | 0.007033 | 0.0069022 | 0.0067714 | 0.0066406 | 0.0065098 | 0.006379 | 0.0062482 | 0.0061174 | 0.0059866 | 0.0058558
| TRG013-163066379 | TRG013 | 0 | 0 | 0 | 0 | 0 | 0 | 0 | 0 | 0 | 0 | 0 | 0 | 0 | 0 | 0 | 0 | 0 | 0 | 0 | 0
| TRG013-163066765 | TRG013 | 0.00038643 | 0.00039153 | 0.00039662 | 0.00040171 | 0.0004068 | 0.00040032 | 0.00039384 | 0.00038736 | 0.00038088 | 0.0003744 | 0.00036792 | 0.00036144 | 0.00035496 | 0.00034848 | 0.000342 | 0.00033552 | 0.00032904 | 0.00032256 | 0.00031608 | 0.0003096
| TRG013-176898414 | TRG013 | 0.81098 | 0.81968 | 0.82838 | 0.83707 | 0.84577 | 0.83276 | 0.81975 | 0.80674 | 0.79373 | 0.78071 | 0.7677 | 0.75469 | 0.74168 | 0.72867 | 0.71565 | 0.70264 | 0.68963 | 0.67662 | 0.66361 | 0.65059
| TRG013-176898441 | TRG013 | 0.47264 | 0.47667 | 0.48069 | 0.48471 | 0.48873 | 0.48373 | 0.47874 | 0.47374 | 0.46874 | 0.46374 | 0.45875 | 0.45375 | 0.44875 | 0.44375 | 0.43876 | 0.43376 | 0.42876 | 0.42376 | 0.41876 | 0.41377
| TRG013-185851126 | TRG013 | 4.0416 | 4.0755 | 4.1094 | 4.1434 | 4.1773 | 4.1387 | 4.1 | 4.0613 | 4.0227 | 3.984 | 3.9453 | 3.9067 | 3.868 | 3.8293 | 3.7906 | 3.752 | 3.7133 | 3.6746 | 3.636 | 3.5973
| TRG013-60700569 | TRG013 | 0.45797 | 0.45893 | 0.45988 | 0.46083 | 0.46178 | 0.45973 | 0.45767 | 0.45561 | 0.45355 | 0.45149 | 0.44943 | 0.44737 | 0.44531 | 0.44325 | 0.44119 | 0.43913 | 0.43707 | 0.43501 | 0.43295 | 0.43089
| TRG014-158007081 | TRG014 | 9.4025e-05 | 9.4999e-05 | 9.5973e-05 | 9.6946e-05 | 9.792e-05 | 9.6112e-05 | 9.4304e-05 | 9.2496e-05 | 9.0688e-05 | 8.888e-05 | 8.7072e-05 | 8.5264e-05 | 8.3456e-05 | 8.1648e-05 | 7.984e-05 | 7.8032e-05 | 7.6224e-05 | 7.4416e-05 | 7.2608e-05 | 7.08e-05
| TRG014-162802339 | TRG014 | 0.000975 | 0.0009822 | 0.0009894 | 0.0009966 | 0.0010038 | 0.00099029 | 0.00097678 | 0.00096327 | 0.00094976 | 0.00093625 | 0.00092274 | 0.00090923 | 0.00089572 | 0.00088221 | 0.0008687 | 0.00085519 | 0.00084168 | 0.00082817 | 0.00081466 | 0.00080115
| TRG014-162802539 | TRG014 | 0.0013975 | 0.0014117 | 0.0014259 | 0.00144 | 0.0014542 | 0.0014382 | 0.0014222 | 0.0014062 | 0.0013902 | 0.0013741 | 0.0013581 | 0.0013421 | 0.0013261 | 0.0013101 | 0.0012941 | 0.0012781 | 0.0012621 | 0.001246 | 0.00123 | 0.001214
| TRG014-182935203 | TRG014 | 5.6746e-05 | 5.723e-05 | 5.7713e-05 | 5.8197e-05 | 5.868e-05 | 5.796e-05 | 5.724e-05 | 5.652e-05 | 5.58e-05 | 5.508e-05 | 5.436e-05 | 5.364e-05 | 5.292e-05 | 5.22e-05 | 5.148e-05 | 5.076e-05 | 5.004e-05 | 4.932e-05 | 4.86e-05 | 4.788e-05
| TRG014-185851238 | TRG014 | 2.5736 | 2.5982 | 2.6228 | 2.6474 | 2.672 | 2.6487 | 2.6254 | 2.6021 | 2.5788 | 2.5556 | 2.5323 | 2.509 | 2.4857 | 2.4624 | 2.4391 | 2.4158 | 2.3925 | 2.3693 | 2.346 | 2.3227
| TRG014-24598258 | TRG014 | 1.1033 | 1.1106 | 1.1178 | 1.1251 | 1.1324 | 1.1241 | 1.1158 | 1.1075 | 1.0992 | 1.0909 | 1.0826 | 1.0743 | 1.0659 | 1.0576 | 1.0493 | 1.041 | 1.0327 | 1.0244 | 1.0161 | 1.0078
| TRG022-142033811 | TRG022 | 0.053664 | 0.054231 | 0.054798 | 0.055365 | 0.055932 | 0.055428 | 0.054924 | 0.054419 | 0.053915 | 0.053411 | 0.052907 | 0.052403 | 0.051899 | 0.051394 | 0.05089 | 0.050386 | 0.049882 | 0.049378 | 0.048873 | 0.048369
| TRG022-154491351 | TRG022 | 0.014618 | 0.01474 | 0.014863 | 0.014985 | 0.015108 | 0.015033 | 0.014958 | 0.014884 | 0.014809 | 0.014734 | 0.01466 | 0.014585 | 0.01451 | 0.014436 | 0.014361 | 0.014286 | 0.014212 | 0.014137 | 0.014062 | 0.013988
| TRG022-154491390 | TRG022 | 0.010601 | 0.010681 | 0.010761 | 0.010842 | 0.010922 | 0.010899 | 0.010877 | 0.010855 | 0.010832 | 0.01081 | 0.010787 | 0.010765 | 0.010743 | 0.01072 | 0.010698 | 0.010675 | 0.010653 | 0.010631 | 0.010608 | 0.010586
| TRG022-158166546 | TRG022 | 0.0010236 | 0.0010318 | 0.00104 | 0.0010481 | 0.0010563 | 0.0010479 | 0.0010394 | 0.0010309 | 0.0010224 | 0.0010139 | 0.0010055 | 0.00099699 | 0.00098851 | 0.00098003 | 0.00097155 | 0.00096307 | 0.00095459 | 0.00094611 | 0.00093764 | 0.00092916
| TRG022-158166693 | TRG022 | 0.010384 | 0.010493 | 0.010603 | 0.010712 | 0.010821 | 0.010669 | 0.010516 | 0.010363 | 0.01021 | 0.010057 | 0.0099043 | 0.0097515 | 0.0095986 | 0.0094458 | 0.0092929 | 0.0091401 | 0.0089872 | 0.0088344 | 0.0086815 | 0.0085287
| TRG022-158166806 | TRG022 | 0.032746 | 0.033022 | 0.033298 | 0.033574 | 0.033849 | 0.033541 | 0.033232 | 0.032924 | 0.032615 | 0.032307 | 0.031998 | 0.03169 | 0.031381 | 0.031072 | 0.030764 | 0.030455 | 0.030147 | 0.029838 | 0.02953 | 0.029221
| TRG022-158204991 | TRG022 | 0.063089 | 0.063571 | 0.064052 | 0.064534 | 0.065016 | 0.064555 | 0.064094 | 0.063633 | 0.063172 | 0.062711 | 0.06225 | 0.061789 | 0.061327 | 0.060866 | 0.060405 | 0.059944 | 0.059483 | 0.059022 | 0.058561 | 0.0581
| TRG022-158205190 | TRG022 | 0.031438 | 0.031612 | 0.031787 | 0.031961 | 0.032136 | 0.032017 | 0.031899 | 0.03178 | 0.031662 | 0.031543 | 0.031425 | 0.031306 | 0.031187 | 0.031069 | 0.03095 | 0.030832 | 0.030713 | 0.030595 | 0.030476 | 0.030358
| TRG022-158205316 | TRG022 | 0.078029 | 0.078773 | 0.079517 | 0.080261 | 0.081004 | 0.079982 | 0.07896 | 0.077938 | 0.076916 | 0.075894 | 0.074872 | 0.07385 | 0.072828 | 0.071806 | 0.070784 | 0.069762 | 0.06874 | 0.067718 | 0.066696 | 0.065674
| TRG022-158205503 | TRG022 | 0.10711 | 0.10829 | 0.10948 | 0.11066 | 0.11184 | 0.11082 | 0.1098 | 0.10878 | 0.10776 | 0.10674 | 0.10572 | 0.10469 | 0.10367 | 0.10265 | 0.10163 | 0.10061 | 0.099589 | 0.098568 | 0.097547 | 0.096526
| TRG022-158205673 | TRG022 | 0.0012302 | 0.0012442 | 0.0012583 | 0.0012723 | 0.0012864 | 0.0012656 | 0.0012449 | 0.0012241 | 0.0012034 | 0.0011826 | 0.0011618 | 0.0011411 | 0.0011203 | 0.0010996 | 0.0010788 | 0.001058 | 0.0010373 | 0.0010165 | 0.00099576 | 0.000975
| TRG022-158205847 | TRG022 | 0.00089003 | 0.00089983 | 0.00090962 | 0.00091941 | 0.0009292 | 0.00091816 | 0.00090712 | 0.00089608 | 0.00088504 | 0.000874 | 0.00086296 | 0.00085192 | 0.00084088 | 0.00082984 | 0.0008188 | 0.00080776 | 0.00079672 | 0.00078568 | 0.00077464 | 0.0007636
| TRG022-158206040 | TRG022 | 0.00019668 | 0.00019896 | 0.00020124 | 0.00020352 | 0.0002058 | 0.00020342 | 0.00020104 | 0.00019866 | 0.00019628 | 0.0001939 | 0.00019152 | 0.00018914 | 0.00018676 | 0.00018438 | 0.000182 | 0.00017962 | 0.00017724 | 0.00017486 | 0.00017248 | 0.0001701
| TRG022-160930593 | TRG022 | 0.029562 | 0.029839 | 0.030117 | 0.030395 | 0.030673 | 0.030352 | 0.030031 | 0.02971 | 0.029388 | 0.029067 | 0.028746 | 0.028425 | 0.028103 | 0.027782 | 0.027461 | 0.02714 | 0.026818 | 0.026497 | 0.026176 | 0.025855
| TRG022-163035515 | TRG022 | 3.028e-05 | 3.064e-05 | 3.1e-05 | 3.136e-05 | 3.172e-05 | 3.13e-05 | 3.088e-05 | 3.046e-05 | 3.004e-05 | 2.962e-05 | 2.92e-05 | 2.878e-05 | 2.836e-05 | 2.794e-05 | 2.752e-05 | 2.71e-05 | 2.668e-05 | 2.626e-05 | 2.584e-05 | 2.542e-05
| TRG022-163035708 | TRG022 | 0.00013267 | 0.00013445 | 0.00013623 | 0.00013802 | 0.0001398 | 0.00013782 | 0.00013584 | 0.00013386 | 0.00013188 | 0.0001299 | 0.00012792 | 0.00012594 | 0.00012396 | 0.00012198 | 0.00012 | 0.00011802 | 0.00011604 | 0.00011406 | 0.00011208 | 0.0001101
| TRG022-163035922 | TRG022 | 0.0040632 | 0.0041042 | 0.0041452 | 0.0041861 | 0.0042271 | 0.0041763 | 0.0041254 | 0.0040746 | 0.0040238 | 0.0039729 | 0.0039221 | 0.0038713 | 0.0038204 | 0.0037696 | 0.0037188 | 0.0036679 | 0.0036171 | 0.0035663 | 0.0035154 | 0.0034646
| TRG022-163036120 | TRG022 | 5.3789e-05 | 5.4341e-05 | 5.4894e-05 | 5.5447e-05 | 5.6e-05 | 5.5643e-05 | 5.5285e-05 | 5.4927e-05 | 5.457e-05 | 5.4213e-05 | 5.3855e-05 | 5.3498e-05 | 5.314e-05 | 5.2782e-05 | 5.2425e-05 | 5.2068e-05 | 5.171e-05 | 5.1353e-05 | 5.0995e-05 | 5.0637e-05
| TRG022-163036215 | TRG022 | 1.6875e-05 | 1.7082e-05 | 1.7288e-05 | 1.7494e-05 | 1.77e-05 | 1.7447e-05 | 1.7194e-05 | 1.6942e-05 | 1.6689e-05 | 1.6436e-05 | 1.6183e-05 | 1.5931e-05 | 1.5678e-05 | 1.5425e-05 | 1.5173e-05 | 1.492e-05 | 1.4667e-05 | 1.4414e-05 | 1.4161e-05 | 1.3909e-05
| TRG022-171344186 | TRG022 | 0 | 0 | 0 | 0 | 0 | 0 | 0 | 0 | 0 | 0 | 0 | 0 | 0 | 0 | 0 | 0 | 0 | 0 | 0 | 0
| TRG022-176898220 | TRG022 | 9.2372 | 9.3155 | 9.3938 | 9.4721 | 9.5504 | 9.469 | 9.3876 | 9.3063 | 9.2249 | 9.1435 | 9.0621 | 8.9808 | 8.8994 | 8.818 | 8.7366 | 8.6553 | 8.5739 | 8.4925 | 8.4111 | 8.3298
| TRG022-176898350 | TRG022 | 0.95794 | 0.95977 | 0.96159 | 0.96341 | 0.96524 | 0.96333 | 0.96143 | 0.95953 | 0.95763 | 0.95573 | 0.95383 | 0.95193 | 0.95003 | 0.94813 | 0.94623 | 0.94433 | 0.94243 | 0.94053 | 0.93862 | 0.93672
| TRG022-176898385 | TRG022 | 0.58159 | 0.58605 | 0.59051 | 0.59496 | 0.59942 | 0.59358 | 0.58774 | 0.5819 | 0.57605 | 0.57021 | 0.56437 | 0.55853 | 0.55269 | 0.54684 | 0.541 | 0.53516 | 0.52932 | 0.52348 | 0.51763 | 0.51179
| TRG022-185851624 | TRG022 | 2.2361 | 2.2618 | 2.2876 | 2.3134 | 2.3391 | 2.3124 | 2.2856 | 2.2588 | 2.232 | 2.2052 | 2.1784 | 2.1517 | 2.1249 | 2.0981 | 2.0713 | 2.0445 | 2.0178 | 1.991 | 1.9642 | 1.9374
| TRG022-24598160 | TRG022 | 0.86191 | 0.8686 | 0.8753 | 0.88199 | 0.88868 | 0.87922 | 0.86975 | 0.86028 | 0.85082 | 0.84135 | 0.83189 | 0.82242 | 0.81295 | 0.80349 | 0.79402 | 0.78455 | 0.77509 | 0.76562 | 0.75616 | 0.74669
| TRG022-24598202 | TRG022 | 0.65409 | 0.66095 | 0.66782 | 0.67469 | 0.68156 | 0.67546 | 0.66936 | 0.66326 | 0.65716 | 0.65106 | 0.64496 | 0.63887 | 0.63277 | 0.62667 | 0.62057 | 0.61447 | 0.60837 | 0.60227 | 0.59618 | 0.59008
| TRG024-117365806 | TRG024 | 0 | 0 | 0 | 0 | 0 | 0 | 0 | 0 | 0 | 0 | 0 | 0 | 0 | 0 | 0 | 0 | 0 | 0 | 0 | 0
| TRG024-158041024 | TRG024 | 0.015839 | 0.015943 | 0.016047 | 0.016152 | 0.016256 | 0.016121 | 0.015986 | 0.015852 | 0.015717 | 0.015583 | 0.015448 | 0.015313 | 0.015179 | 0.015044 | 0.014909 | 0.014775 | 0.01464 | 0.014505 | 0.014371 | 0.014236
| TRG024-158742698 | TRG024 | 0 | 0 | 0 | 0 | 0 | 0 | 0 | 0 | 0 | 0 | 0 | 0 | 0 | 0 | 0 | 0 | 0 | 0 | 0 | 0
| TRG024-162822011 | TRG024 | 0.0037931 | 0.0038289 | 0.0038647 | 0.0039005 | 0.0039362 | 0.0038699 | 0.0038035 | 0.0037371 | 0.0036707 | 0.0036043 | 0.0035379 | 0.0034716 | 0.0034052 | 0.0033388 | 0.0032724 | 0.003206 | 0.0031396 | 0.0030733 | 0.0030069 | 0.0029405
| TRG024-162822186 | TRG024 | 5.6054e-06 | 5.695e-06 | 5.7847e-06 | 5.8743e-06 | 5.964e-06 | 5.8227e-06 | 5.6814e-06 | 5.5401e-06 | 5.3988e-06 | 5.2575e-06 | 5.1162e-06 | 4.9749e-06 | 4.8336e-06 | 4.6923e-06 | 4.551e-06 | 4.4097e-06 | 4.2684e-06 | 4.1271e-06 | 3.9858e-06 | 3.8445e-06
| TRG024-162822411 | TRG024 | 0 | 0 | 0 | 0 | 0 | 0 | 0 | 0 | 0 | 0 | 0 | 0 | 0 | 0 | 0 | 0 | 0 | 0 | 0 | 0
| TRG024-162822646 | TRG024 | 5.7036e-07 | 5.7582e-07 | 5.8128e-07 | 5.8674e-07 | 5.922e-07 | 5.7883e-07 | 5.6546e-07 | 5.5209e-07 | 5.3872e-07 | 5.2535e-07 | 5.1198e-07 | 4.9861e-07 | 4.8524e-07 | 4.7187e-07 | 4.585e-07 | 4.4513e-07 | 4.3176e-07 | 4.1839e-07 | 4.0502e-07 | 3.9165e-07
| TRG024-162822850 | TRG024 | 0.0090488 | 0.0091401 | 0.0092314 | 0.0093227 | 0.009414 | 0.0092603 | 0.0091066 | 0.0089529 | 0.0087992 | 0.0086455 | 0.0084918 | 0.0083382 | 0.0081845 | 0.0080308 | 0.0078771 | 0.0077234 | 0.0075697 | 0.007416 | 0.0072623 | 0.0071086
| TRG024-162823024 | TRG024 | 2.8546e-05 | 2.879e-05 | 2.9033e-05 | 2.9277e-05 | 2.952e-05 | 2.916e-05 | 2.88e-05 | 2.844e-05 | 2.808e-05 | 2.772e-05 | 2.736e-05 | 2.7e-05 | 2.664e-05 | 2.628e-05 | 2.592e-05 | 2.556e-05 | 2.52e-05 | 2.484e-05 | 2.448e-05 | 2.412e-05
| TRG024-162823256 | TRG024 | 2.1966e-05 | 2.2212e-05 | 2.2458e-05 | 2.2704e-05 | 2.295e-05 | 2.252e-05 | 2.2089e-05 | 2.1658e-05 | 2.1228e-05 | 2.0797e-05 | 2.0367e-05 | 1.9937e-05 | 1.9506e-05 | 1.9076e-05 | 1.8645e-05 | 1.8214e-05 | 1.7784e-05 | 1.7353e-05 | 1.6923e-05 | 1.6492e-05
| TRG024-185851718 | TRG024 | 0.00019585 | 0.00019842 | 0.00020099 | 0.00020356 | 0.00020613 | 0.00020372 | 0.00020131 | 0.00019889 | 0.00019648 | 0.00019407 | 0.00019166 | 0.00018924 | 0.00018683 | 0.00018442 | 0.000182 | 0.00017959 | 0.00017718 | 0.00017477 | 0.00017235 | 0.00016994
| TRG024-24598286 | TRG024 | 0.090495 | 0.091294 | 0.092094 | 0.092894 | 0.093694 | 0.092199 | 0.090704 | 0.089209 | 0.087714 | 0.086219 | 0.084724 | 0.083229 | 0.081734 | 0.080239 | 0.078744 | 0.077249 | 0.075754 | 0.074259 | 0.072764 | 0.07127
| TRG024-60700588 | TRG024 | 0.57057 | 0.57681 | 0.58306 | 0.5893 | 0.59555 | 0.5851 | 0.57465 | 0.56421 | 0.55376 | 0.54331 | 0.53286 | 0.52242 | 0.51197 | 0.50152 | 0.49107 | 0.48063 | 0.47018 | 0.45973 | 0.44928 | 0.43884
| TRG024-74127795 | TRG024 | 1.7966 | 1.8153 | 1.8339 | 1.8525 | 1.8712 | 1.8534 | 1.8356 | 1.8179 | 1.8001 | 1.7823 | 1.7645 | 1.7468 | 1.729 | 1.7112 | 1.6934 | 1.6757 | 1.6579 | 1.6401 | 1.6224 | 1.6046
| WBE011-203216132 | WBE011 | 7.1367 | 7.1712 | 7.2057 | 7.2403 | 7.2748 | 7.2862 | 7.2977 | 7.3091 | 7.3206 | 7.332 | 7.3435 | 7.3549 | 7.3663 | 7.3778 | 7.3892 | 7.4007 | 7.4121 | 7.4236 | 7.435 | 7.4464
| WBE011-41045910 | WBE011 | 0 | 0 | 0 | 0 | 0 | 0 | 0 | 0 | 0 | 0 | 0 | 0 | 0 | 0 | 0 | 0 | 0 | 0 | 0 | 0
| WBE012-203216204 | WBE012 | 0 | 0 | 0 | 0 | 0 | 0 | 0 | 0 | 0 | 0 | 0 | 0 | 0 | 0 | 0 | 0 | 0 | 0 | 0 | 0
| WBE013-203216284 | WBE013 | 0 | 0 | 0 | 0 | 0 | 0 | 0 | 0 | 0 | 0 | 0 | 0 | 0 | 0 | 0 | 0 | 0 | 0 | 0 | 0
| WBE014-203216348 | WBE014 | 7.8515 | 7.9026 | 7.9537 | 8.0047 | 8.0558 | 8.0802 | 8.1046 | 8.129 | 8.1534 | 8.1778 | 8.2022 | 8.2266 | 8.2509 | 8.2753 | 8.2997 | 8.3241 | 8.3485 | 8.3729 | 8.3973 | 8.4217
| WBE021-203216532 | WBE021 | 0 | 0 | 0 | 0 | 0 | 0 | 0 | 0 | 0 | 0 | 0 | 0 | 0 | 0 | 0 | 0 | 0 | 0 | 0 | 0
| WBE022-203216606 | WBE022 | 9.0139 | 9.082 | 9.1501 | 9.2183 | 9.2864 | 9.3012 | 9.316 | 9.3308 | 9.3456 | 9.3604 | 9.3752 | 9.39 | 9.4048 | 9.4196 | 9.4344 | 9.4491 | 9.4639 | 9.4787 | 9.4935 | 9.5083
| WBE023-139765778 | WBE023 | 5.8197 | 5.8591 | 5.8985 | 5.9379 | 5.9774 | 5.9959 | 6.0145 | 6.0331 | 6.0517 | 6.0703 | 6.0889 | 6.1075 | 6.1261 | 6.1446 | 6.1632 | 6.1818 | 6.2004 | 6.219 | 6.2376 | 6.2562
| WBE023-203216893 | WBE023 | 0 | 0 | 0 | 0 | 0 | 0 | 0 | 0 | 0 | 0 | 0 | 0 | 0 | 0 | 0 | 0 | 0 | 0 | 0 | 0
| WBE024-203216929 | WBE024 | 4.7817 | 4.82 | 4.8584 | 4.8967 | 4.935 | 4.9584 | 4.9818 | 5.0052 | 5.0286 | 5.052 | 5.0754 | 5.0988 | 5.1222 | 5.1457 | 5.1691 | 5.1925 | 5.2159 | 5.2393 | 5.2627 | 5.2861
| WBE031-15425070 | WBE031 | 0 | 0 | 0 | 0 | 0 | 0 | 0 | 0 | 0 | 0 | 0 | 0 | 0 | 0 | 0 | 0 | 0 | 0 | 0 | 0
| WBE031-203217123 | WBE031 | 0 | 0 | 0 | 0 | 0 | 0 | 0 | 0 | 0 | 0 | 0 | 0 | 0 | 0 | 0 | 0 | 0 | 0 | 0 | 0
| WBE031-24612962 | WBE031 | 0 | 0 | 0 | 0 | 0 | 0 | 0 | 0 | 0 | 0 | 0 | 0 | 0 | 0 | 0 | 0 | 0 | 0 | 0 | 0
| WBE032-203217195 | WBE032 | 0 | 0 | 0 | 0 | 0 | 0 | 0 | 0 | 0 | 0 | 0 | 0 | 0 | 0 | 0 | 0 | 0 | 0 | 0 | 0
| WBE032-24612505 | WBE032 | 22.544 | 22.6807 | 22.8174 | 22.9541 | 23.0908 | 23.1312 | 23.1717 | 23.2121 | 23.2525 | 23.2929 | 23.3333 | 23.3737 | 23.4141 | 23.4545 | 23.4949 | 23.5354 | 23.5758 | 23.6162 | 23.6566 | 23.697
| WBE033-203217267 | WBE033 | 39.5177 | 39.7879 | 40.058 | 40.3282 | 40.5984 | 40.766 | 40.9336 | 41.1012 | 41.2689 | 41.4365 | 41.6041 | 41.7717 | 41.9393 | 42.1069 | 42.2746 | 42.4422 | 42.6098 | 42.7774 | 42.945 | 43.1126
| WBE033-65838252 | WBE033 | 0 | 0 | 0 | 0 | 0 | 0 | 0 | 0 | 0 | 0 | 0 | 0 | 0 | 0 | 0 | 0 | 0 | 0 | 0 | 0
| WBE034-182145993 | WBE034 | 0.027051 | 0.027264 | 0.027476 | 0.027689 | 0.027901 | 0.027978 | 0.028054 | 0.02813 | 0.028206 | 0.028282 | 0.028358 | 0.028434 | 0.02851 | 0.028586 | 0.028662 | 0.028739 | 0.028815 | 0.028891 | 0.028967 | 0.029043
| WBE034-203217365 | WBE034 | 0.00638 | 0.0064416 | 0.0065032 | 0.0065648 | 0.0066264 | 0.0066455 | 0.0066646 | 0.0066837 | 0.0067029 | 0.006722 | 0.0067411 | 0.0067603 | 0.0067794 | 0.0067985 | 0.0068177 | 0.0068368 | 0.0068559 | 0.006875 | 0.0068942 | 0.0069133
| WBE034-24612477 | WBE034 | 0 | 0 | 0 | 0 | 0 | 0 | 0 | 0 | 0 | 0 | 0 | 0 | 0 | 0 | 0 | 0 | 0 | 0 | 0 | 0
| WBL002-15395911 | WBL002 | 0.30296 | 0.30529 | 0.30762 | 0.30995 | 0.31228 | 0.30937 | 0.30646 | 0.30355 | 0.30064 | 0.29773 | 0.29483 | 0.29192 | 0.28901 | 0.2861 | 0.28319 | 0.28028 | 0.27738 | 0.27447 | 0.27156 | 0.26865
| WBL002-15395961 | WBL002 | 0 | 0 | 0 | 0 | 0 | 0 | 0 | 0 | 0 | 0 | 0 | 0 | 0 | 0 | 0 | 0 | 0 | 0 | 0 | 0
| WBL002-163162028 | WBL002 | 6.8229e-07 | 6.8871e-07 | 6.9514e-07 | 7.0157e-07 | 7.08e-07 | 6.933e-07 | 6.786e-07 | 6.639e-07 | 6.492e-07 | 6.345e-07 | 6.198e-07 | 6.051e-07 | 5.904e-07 | 5.757e-07 | 5.61e-07 | 5.463e-07 | 5.316e-07 | 5.169e-07 | 5.022e-07 | 4.875e-07
| WBL003-15396013 | WBL003 | 0 | 0 | 0 | 0 | 0 | 0 | 0 | 0 | 0 | 0 | 0 | 0 | 0 | 0 | 0 | 0 | 0 | 0 | 0 | 0
| WBL003-15396026 | WBL003 | 0 | 0 | 0 | 0 | 0 | 0 | 0 | 0 | 0 | 0 | 0 | 0 | 0 | 0 | 0 | 0 | 0 | 0 | 0 | 0
| WBL003-15396039 | WBL003 | 0 | 0 | 0 | 0 | 0 | 0 | 0 | 0 | 0 | 0 | 0 | 0 | 0 | 0 | 0 | 0 | 0 | 0 | 0 | 0
| WBL004-15395887 | WBL004 | 0 | 0 | 0 | 0 | 0 | 0 | 0 | 0 | 0 | 0 | 0 | 0 | 0 | 0 | 0 | 0 | 0 | 0 | 0 | 0
| WBL004-24598022 | WBL004 | 0 | 0 | 0 | 0 | 0 | 0 | 0 | 0 | 0 | 0 | 0 | 0 | 0 | 0 | 0 | 0 | 0 | 0 | 0 | 0
| WBL005-153526296 | WBL005 | 1.7972 | 1.8127 | 1.8282 | 1.8437 | 1.8592 | 1.8296 | 1.8 | 1.7704 | 1.7408 | 1.7112 | 1.6816 | 1.652 | 1.6224 | 1.5928 | 1.5631 | 1.5335 | 1.5039 | 1.4743 | 1.4447 | 1.4151
| WBL005-15396050 | WBL005 | 0.50436 | 0.50646 | 0.50857 | 0.51068 | 0.51279 | 0.51018 | 0.50756 | 0.50495 | 0.50234 | 0.49973 | 0.49711 | 0.4945 | 0.49189 | 0.48928 | 0.48666 | 0.48405 | 0.48144 | 0.47883 | 0.47621 | 0.4736
| WBL005-158638825 | WBL005 | 0.01544 | 0.015612 | 0.015784 | 0.015956 | 0.016128 | 0.015892 | 0.015655 | 0.015418 | 0.015181 | 0.014944 | 0.014707 | 0.01447 | 0.014233 | 0.013996 | 0.013759 | 0.013522 | 0.013286 | 0.013049 | 0.012812 | 0.012575
| WBL005-158639092 | WBL005 | 0.002411 | 0.0024295 | 0.0024479 | 0.0024664 | 0.0024849 | 0.0024446 | 0.0024044 | 0.0023641 | 0.0023239 | 0.0022836 | 0.0022433 | 0.0022031 | 0.0021628 | 0.0021226 | 0.0020823 | 0.002042 | 0.0020018 | 0.0019615 | 0.0019213 | 0.001881
| WBL005-158702306 | WBL005 | 0.062577 | 0.062654 | 0.062731 | 0.062808 | 0.062884 | 0.062789 | 0.062693 | 0.062597 | 0.062502 | 0.062406 | 0.06231 | 0.062215 | 0.062119 | 0.062023 | 0.061928 | 0.061832 | 0.061737 | 0.061641 | 0.061545 | 0.06145
| WBL005-163161673 | WBL005 | 0.00010996 | 0.00011134 | 0.00011273 | 0.00011411 | 0.0001155 | 0.00011393 | 0.00011235 | 0.00011077 | 0.0001092 | 0.00010763 | 0.00010605 | 0.00010448 | 0.0001029 | 0.00010132 | 9.975e-05 | 9.8175e-05 | 9.66e-05 | 9.5025e-05 | 9.345e-05 | 9.1875e-05
| WBL005-163161826 | WBL005 | 0 | 0 | 0 | 0 | 0 | 0 | 0 | 0 | 0 | 0 | 0 | 0 | 0 | 0 | 0 | 0 | 0 | 0 | 0 | 0
| WBL006-15435914 | WBL006 | 0.00026023 | 0.00026243 | 0.00026463 | 0.00026682 | 0.00026902 | 0.00026628 | 0.00026354 | 0.0002608 | 0.00025806 | 0.00025532 | 0.00025258 | 0.00024985 | 0.00024711 | 0.00024437 | 0.00024163 | 0.00023889 | 0.00023615 | 0.00023341 | 0.00023067 | 0.00022793
| WBL008-15395863 | WBL008 | 1.133 | 1.1358 | 1.1385 | 1.1413 | 1.1441 | 1.1407 | 1.1373 | 1.1339 | 1.1305 | 1.1271 | 1.1237 | 1.1203 | 1.1169 | 1.1135 | 1.1101 | 1.1067 | 1.1033 | 1.0999 | 1.0965 | 1.0931
| WBL010-15395826 | WBL010 | 0 | 0 | 0 | 0 | 0 | 0 | 0 | 0 | 0 | 0 | 0 | 0 | 0 | 0 | 0 | 0 | 0 | 0 | 0 | 0
| WBL012-153865449 | WBL012 | 0 | 0 | 0 | 0 | 0 | 0 | 0 | 0 | 0 | 0 | 0 | 0 | 0 | 0 | 0 | 0 | 0 | 0 | 0 | 0
| WBL012-162960471 | WBL012 | 2.4908e-06 | 2.5138e-06 | 2.5369e-06 | 2.5599e-06 | 2.583e-06 | 2.5427e-06 | 2.5023e-06 | 2.462e-06 | 2.4216e-06 | 2.3812e-06 | 2.3409e-06 | 2.3005e-06 | 2.2602e-06 | 2.2199e-06 | 2.1795e-06 | 2.1392e-06 | 2.0988e-06 | 2.0585e-06 | 2.0181e-06 | 1.9777e-06
| WBL012-162960671 | WBL012 | 2.7216e-05 | 2.7552e-05 | 2.7888e-05 | 2.8224e-05 | 2.856e-05 | 2.7978e-05 | 2.7396e-05 | 2.6814e-05 | 2.6232e-05 | 2.565e-05 | 2.5068e-05 | 2.4486e-05 | 2.3904e-05 | 2.3322e-05 | 2.274e-05 | 2.2158e-05 | 2.1576e-05 | 2.0994e-05 | 2.0412e-05 | 1.983e-05
| WBL012-162960865 | WBL012 | 5.9277e-05 | 5.9907e-05 | 6.0538e-05 | 6.1169e-05 | 6.18e-05 | 6.0366e-05 | 5.8932e-05 | 5.7498e-05 | 5.6064e-05 | 5.463e-05 | 5.3196e-05 | 5.1762e-05 | 5.0328e-05 | 4.8894e-05 | 4.746e-05 | 4.6026e-05 | 4.4592e-05 | 4.3158e-05 | 4.1724e-05 | 4.029e-05
| WBL012-163034361 | WBL012 | 2.3079e-05 | 2.3385e-05 | 2.369e-05 | 2.3995e-05 | 2.43e-05 | 2.3883e-05 | 2.3466e-05 | 2.3049e-05 | 2.2632e-05 | 2.2215e-05 | 2.1798e-05 | 2.1381e-05 | 2.0964e-05 | 2.0547e-05 | 2.013e-05 | 1.9713e-05 | 1.9296e-05 | 1.8879e-05 | 1.8462e-05 | 1.8045e-05
| WBL012-163034588 | WBL012 | 0 | 0 | 0 | 0 | 0 | 0 | 0 | 0 | 0 | 0 | 0 | 0 | 0 | 0 | 0 | 0 | 0 | 0 | 0 | 0
| WBL012-163150328 | WBL012 | 0 | 0 | 0 | 0 | 0 | 0 | 0 | 0 | 0 | 0 | 0 | 0 | 0 | 0 | 0 | 0 | 0 | 0 | 0 | 0
| WBL012-163162276 | WBL012 | 0 | 0 | 0 | 0 | 0 | 0 | 0 | 0 | 0 | 0 | 0 | 0 | 0 | 0 | 0 | 0 | 0 | 0 | 0 | 0
| WBL012-163162391 | WBL012 | 0.00087727 | 0.00088537 | 0.00089348 | 0.00090159 | 0.0009097 | 0.00089694 | 0.00088418 | 0.00087142 | 0.00085866 | 0.0008459 | 0.00083314 | 0.00082038 | 0.00080762 | 0.00079486 | 0.0007821 | 0.00076934 | 0.00075658 | 0.00074382 | 0.00073106 | 0.0007183
| WBL012-163162602 | WBL012 | 0.00046781 | 0.00047399 | 0.00048016 | 0.00048633 | 0.0004925 | 0.00048435 | 0.0004762 | 0.00046805 | 0.0004599 | 0.00045175 | 0.0004436 | 0.00043545 | 0.0004273 | 0.00041915 | 0.000411 | 0.00040285 | 0.0003947 | 0.00038655 | 0.0003784 | 0.00037025
| WBL012-163162797 | WBL012 | 0 | 0 | 0 | 0 | 0 | 0 | 0 | 0 | 0 | 0 | 0 | 0 | 0 | 0 | 0 | 0 | 0 | 0 | 0 | 0
| WBL012-163162997 | WBL012 | 0 | 0 | 0 | 0 | 0 | 0 | 0 | 0 | 0 | 0 | 0 | 0 | 0 | 0 | 0 | 0 | 0 | 0 | 0 | 0
| WBL012-163205557 | WBL012 | 4.2808e-05 | 4.3266e-05 | 4.3724e-05 | 4.4182e-05 | 4.464e-05 | 4.36e-05 | 4.256e-05 | 4.152e-05 | 4.048e-05 | 3.944e-05 | 3.84e-05 | 3.736e-05 | 3.632e-05 | 3.528e-05 | 3.424e-05 | 3.3199e-05 | 3.2159e-05 | 3.1119e-05 | 3.0079e-05 | 2.9039e-05
| WBL012-163205740 | WBL012 | 3.9136e-10 | 3.9464e-10 | 3.9793e-10 | 4.0121e-10 | 4.045e-10 | 4.004e-10 | 3.963e-10 | 3.922e-10 | 3.881e-10 | 3.84e-10 | 3.799e-10 | 3.758e-10 | 3.717e-10 | 3.676e-10 | 3.635e-10 | 3.594e-10 | 3.553e-10 | 3.512e-10 | 3.471e-10 | 3.43e-10
| WBL012-171331101 | WBL012 | 0.0002834 | 0.0002834 | 0.0002834 | 0.0002834 | 0.0002834 | 0.0002834 | 0.0002834 | 0.0002834 | 0.0002834 | 0.0002834 | 0.0002834 | 0.0002834 | 0.0002834 | 0.0002834 | 0.0002834 | 0.0002834 | 0.0002834 | 0.0002834 | 0.0002834 | 0.0002834
| WBL012-24598048 | WBL012 | 1.9193 | 1.9265 | 1.9337 | 1.9409 | 1.9481 | 1.9353 | 1.9225 | 1.9097 | 1.8969 | 1.884 | 1.8712 | 1.8584 | 1.8456 | 1.8328 | 1.82 | 1.8072 | 1.7943 | 1.7815 | 1.7687 | 1.7559
| WBL012-24611149 | WBL012 | 0.25271 | 0.2552 | 0.25769 | 0.26018 | 0.26267 | 0.25934 | 0.25601 | 0.25269 | 0.24936 | 0.24603 | 0.24271 | 0.23938 | 0.23605 | 0.23273 | 0.2294 | 0.22607 | 0.22274 | 0.21942 | 0.21609 | 0.21276
| WBL012-88823662 | WBL012 | 0.23852 | 0.23882 | 0.23912 | 0.23942 | 0.23972 | 0.23935 | 0.23899 | 0.23862 | 0.23826 | 0.23789 | 0.23753 | 0.23716 | 0.23679 | 0.23643 | 0.23606 | 0.2357 | 0.23533 | 0.23497 | 0.2346 | 0.23424
| WIN011-124931073 | WIN011 | 0.053928 | 0.054491 | 0.055053 | 0.055616 | 0.056178 | 0.056016 | 0.055853 | 0.05569 | 0.055528 | 0.055365 | 0.055202 | 0.05504 | 0.054877 | 0.054714 | 0.054552 | 0.054389 | 0.054226 | 0.054064 | 0.053901 | 0.053738
| WIN011-154067565 | WIN011 | 1.2816 | 1.2945 | 1.3074 | 1.3203 | 1.3331 | 1.3254 | 1.3176 | 1.3099 | 1.3021 | 1.2944 | 1.2866 | 1.2789 | 1.2711 | 1.2633 | 1.2556 | 1.2478 | 1.2401 | 1.2323 | 1.2246 | 1.2168
| WIN011-155049323 | WIN011 | 0.00058411 | 0.00059083 | 0.00059755 | 0.00060428 | 0.000611 | 0.00060833 | 0.00060567 | 0.000603 | 0.00060034 | 0.00059767 | 0.00059501 | 0.00059234 | 0.00058968 | 0.00058701 | 0.00058435 | 0.00058168 | 0.00057902 | 0.00057635 | 0.00057369 | 0.00057102
| WIN011-157092882 | WIN011 | 0.17408 | 0.1758 | 0.17752 | 0.17924 | 0.18096 | 0.18019 | 0.17942 | 0.17865 | 0.17788 | 0.17711 | 0.17634 | 0.17557 | 0.1748 | 0.17403 | 0.17326 | 0.17249 | 0.17172 | 0.17096 | 0.17019 | 0.16942
| WIN011-160628518 | WIN011 | 0 | 0 | 0 | 0 | 0 | 0 | 0 | 0 | 0 | 0 | 0 | 0 | 0 | 0 | 0 | 0 | 0 | 0 | 0 | 0
| WIN011-160628528 | WIN011 | 20.8687 | 21.0708 | 21.273 | 21.4752 | 21.6774 | 21.5549 | 21.4325 | 21.3101 | 21.1877 | 21.0652 | 20.9428 | 20.8204 | 20.6979 | 20.5755 | 20.4531 | 20.3306 | 20.2082 | 20.0858 | 19.9633 | 19.8409
| WIN011-72970601 | WIN011 | 0.085638 | 0.086516 | 0.087394 | 0.088271 | 0.089149 | 0.08933 | 0.089511 | 0.089693 | 0.089874 | 0.090055 | 0.090236 | 0.090417 | 0.090598 | 0.090779 | 0.09096 | 0.091141 | 0.091323 | 0.091504 | 0.091685 | 0.091866
| WIN011-72970660 | WIN011 | 0.12089 | 0.12234 | 0.12378 | 0.12523 | 0.12667 | 0.12648 | 0.12628 | 0.12608 | 0.12589 | 0.12569 | 0.12549 | 0.1253 | 0.1251 | 0.1249 | 0.12471 | 0.12451 | 0.12431 | 0.12412 | 0.12392 | 0.12372
| WIN011-77738018 | WIN011 | 0.07007 | 0.070864 | 0.071659 | 0.072453 | 0.073247 | 0.072776 | 0.072304 | 0.071833 | 0.071362 | 0.070891 | 0.07042 | 0.069949 | 0.069478 | 0.069007 | 0.068536 | 0.068065 | 0.067594 | 0.067123 | 0.066652 | 0.066181
| WIN022-160628376 | WIN022 | 0 | 0 | 0 | 0 | 0 | 0 | 0 | 0 | 0 | 0 | 0 | 0 | 0 | 0 | 0 | 0 | 0 | 0 | 0 | 0
| WIN022-160628386 | WIN022 | 11.9332 | 12.0331 | 12.1331 | 12.233 | 12.3329 | 12.3096 | 12.2863 | 12.263 | 12.2397 | 12.2164 | 12.1931 | 12.1698 | 12.1465 | 12.1232 | 12.0999 | 12.0766 | 12.0533 | 12.03 | 12.0068 | 11.9835
| WIN022-164674921 | WIN022 | 8.3371e-05 | 8.4229e-05 | 8.5086e-05 | 8.5943e-05 | 8.68e-05 | 8.665e-05 | 8.65e-05 | 8.635e-05 | 8.62e-05 | 8.605e-05 | 8.59e-05 | 8.575e-05 | 8.56e-05 | 8.545e-05 | 8.53e-05 | 8.515e-05 | 8.5e-05 | 8.485e-05 | 8.47e-05 | 8.455e-05
| WIN022-164675227 | WIN022 | 0 | 0 | 0 | 0 | 0 | 0 | 0 | 0 | 0 | 0 | 0 | 0 | 0 | 0 | 0 | 0 | 0 | 0 | 0 | 0
| WIN022-183128966 | WIN022 | 0.002549 | 0.0025661 | 0.0025833 | 0.0026004 | 0.0026175 | 0.0026157 | 0.002614 | 0.0026123 | 0.0026105 | 0.0026088 | 0.002607 | 0.0026053 | 0.0026036 | 0.0026018 | 0.0026001 | 0.0025983 | 0.0025966 | 0.0025949 | 0.0025931 | 0.0025914
| WIN022-79032273 | WIN022 | 0.00073894 | 0.00074546 | 0.00075197 | 0.00075849 | 0.000765 | 0.000765 | 0.000765 | 0.000765 | 0.000765 | 0.000765 | 0.000765 | 0.000765 | 0.000765 | 0.000765 | 0.000765 | 0.000765 | 0.000765 | 0.000765 | 0.000765 | 0.000765
| WIN022-79245551 | WIN022 | 0 | 0 | 0 | 0 | 0 | 0 | 0 | 0 | 0 | 0 | 0 | 0 | 0 | 0 | 0 | 0 | 0 | 0 | 0 | 0
| WIN023-154876693 | WIN023 | 0.029934 | 0.03017 | 0.030406 | 0.030642 | 0.030877 | 0.030901 | 0.030924 | 0.030948 | 0.030971 | 0.030994 | 0.031018 | 0.031041 | 0.031064 | 0.031088 | 0.031111 | 0.031134 | 0.031158 | 0.031181 | 0.031205 | 0.031228
| WIN023-154908067 | WIN023 | 0.00012981 | 0.00013115 | 0.0001325 | 0.00013385 | 0.0001352 | 0.00013528 | 0.00013536 | 0.00013544 | 0.00013552 | 0.0001356 | 0.00013568 | 0.00013576 | 0.00013584 | 0.00013592 | 0.000136 | 0.00013608 | 0.00013616 | 0.00013624 | 0.00013632 | 0.0001364
| WIN023-160628335 | WIN023 | 6.582 | 6.6322 | 6.6824 | 6.7325 | 6.7827 | 6.7962 | 6.8097 | 6.8232 | 6.8367 | 6.8502 | 6.8637 | 6.8772 | 6.8906 | 6.9041 | 6.9176 | 6.9311 | 6.9446 | 6.9581 | 6.9716 | 6.9851
| WIN023-73352598 | WIN023 | 0.0051598 | 0.0052311 | 0.0053025 | 0.0053738 | 0.0054452 | 0.0054452 | 0.0054452 | 0.0054452 | 0.0054452 | 0.0054452 | 0.0054452 | 0.0054452 | 0.0054452 | 0.0054452 | 0.0054452 | 0.0054452 | 0.0054452 | 0.0054452 | 0.0054452 | 0.0054452
| WIN023-84419247 | WIN023 | 0.0015749 | 0.0015927 | 0.0016105 | 0.0016282 | 0.001646 | 0.001648 | 0.00165 | 0.001652 | 0.001654 | 0.001656 | 0.001658 | 0.00166 | 0.001662 | 0.001664 | 0.001666 | 0.001668 | 0.00167 | 0.001672 | 0.001674 | 0.001676
| WMN013-117981106 | WMN013 | 0.62948 | 0.63303 | 0.63659 | 0.64014 | 0.6437 | 0.64173 | 0.63976 | 0.6378 | 0.63583 | 0.63386 | 0.6319 | 0.62993 | 0.62796 | 0.62599 | 0.62403 | 0.62206 | 0.62009 | 0.61813 | 0.61616 | 0.61419
| WMN013-24614054 | WMN013 | 1.8633 | 1.8774 | 1.8915 | 1.9056 | 1.9196 | 1.9161 | 1.9127 | 1.9092 | 1.9057 | 1.9022 | 1.8987 | 1.8952 | 1.8918 | 1.8883 | 1.8848 | 1.8813 | 1.8778 | 1.8743 | 1.8708 | 1.8674
| WMN014-122227235 | WMN014 | 1.3716 | 1.3735 | 1.3754 | 1.3774 | 1.3793 | 1.3766 | 1.3738 | 1.371 | 1.3683 | 1.3655 | 1.3627 | 1.36 | 1.3572 | 1.3545 | 1.3517 | 1.3489 | 1.3462 | 1.3434 | 1.3406 | 1.3379
| WMN014-164366245 | WMN014 | 0 | 0 | 0 | 0 | 0 | 0 | 0 | 0 | 0 | 0 | 0 | 0 | 0 | 0 | 0 | 0 | 0 | 0 | 0 | 0
| WMN014-42253278 | WMN014 | 0.012478 | 0.012597 | 0.012715 | 0.012834 | 0.012952 | 0.012954 | 0.012955 | 0.012957 | 0.012958 | 0.012959 | 0.012961 | 0.012962 | 0.012964 | 0.012965 | 0.012967 | 0.012968 | 0.012969 | 0.012971 | 0.012972 | 0.012974
| WMN014-62615661 | WMN014 | 0.9741 | 0.98168 | 0.98927 | 0.99685 | 1.0044 | 1.0033 | 1.0022 | 1.0012 | 1.0001 | 0.99896 | 0.99786 | 0.99677 | 0.99567 | 0.99458 | 0.99348 | 0.99238 | 0.99129 | 0.99019 | 0.9891 | 0.988
| WMN021-160652994 | WMN021 | 0.0072323 | 0.0073048 | 0.0073772 | 0.0074497 | 0.0075221 | 0.0075163 | 0.0075104 | 0.0075045 | 0.0074987 | 0.0074928 | 0.0074869 | 0.0074811 | 0.0074752 | 0.0074693 | 0.0074634 | 0.0074576 | 0.0074517 | 0.0074458 | 0.00744 | 0.0074341
| WMN021-164365974 | WMN021 | 0.009799 | 0.0098753 | 0.0099516 | 0.010028 | 0.010104 | 0.010102 | 0.010101 | 0.010099 | 0.010097 | 0.010095 | 0.010093 | 0.010091 | 0.01009 | 0.010088 | 0.010086 | 0.010084 | 0.010082 | 0.01008 | 0.010078 | 0.010077
| WMN021-24614498 | WMN021 | 0.026867 | 0.027091 | 0.027316 | 0.02754 | 0.027765 | 0.027758 | 0.027752 | 0.027746 | 0.02774 | 0.027734 | 0.027728 | 0.027722 | 0.027716 | 0.02771 | 0.027704 | 0.027698 | 0.027692 | 0.027686 | 0.02768 | 0.027674
| WMN021-24614598 | WMN021 | 0.10129 | 0.10221 | 0.10313 | 0.10405 | 0.10497 | 0.10488 | 0.10479 | 0.1047 | 0.10461 | 0.10452 | 0.10443 | 0.10434 | 0.10425 | 0.10416 | 0.10407 | 0.10398 | 0.10389 | 0.1038 | 0.10371 | 0.10362
| WMN021-65221877 | WMN021 | 0.29411 | 0.29638 | 0.29865 | 0.30091 | 0.30318 | 0.30253 | 0.30188 | 0.30123 | 0.30058 | 0.29993 | 0.29927 | 0.29862 | 0.29797 | 0.29732 | 0.29667 | 0.29602 | 0.29537 | 0.29472 | 0.29407 | 0.29342
| WND011-15425526 | WND011 | 0 | 0 | 0 | 0 | 0 | 0 | 0 | 0 | 0 | 0 | 0 | 0 | 0 | 0 | 0 | 0 | 0 | 0 | 0 | 0
| WND011-200942344 | WND011 | 7.506 | 7.574 | 7.6419 | 7.7099 | 7.7779 | 7.8126 | 7.8474 | 7.8821 | 7.9169 | 7.9516 | 7.9864 | 8.0211 | 8.0559 | 8.0906 | 8.1254 | 8.1601 | 8.1949 | 8.2296 | 8.2644 | 8.2991
| WND011-74053613 | WND011 | 0.09133 | 0.092199 | 0.093068 | 0.093937 | 0.094806 | 0.095546 | 0.096285 | 0.097025 | 0.097764 | 0.098504 | 0.099243 | 0.099983 | 0.10072 | 0.10146 | 0.1022 | 0.10294 | 0.10368 | 0.10442 | 0.10516 | 0.1059
| WND011-79727477 | WND011 | 0 | 0 | 0 | 0 | 0 | 0 | 0 | 0 | 0 | 0 | 0 | 0 | 0 | 0 | 0 | 0 | 0 | 0 | 0 | 0
| WND012-171309560 | WND012 | 0.018465 | 0.018647 | 0.018829 | 0.019011 | 0.019193 | 0.01934 | 0.019487 | 0.019634 | 0.019781 | 0.019928 | 0.020075 | 0.020222 | 0.020369 | 0.020516 | 0.020663 | 0.02081 | 0.020957 | 0.021105 | 0.021252 | 0.021399
| WND012-200942480 | WND012 | 79.173 | 79.9014 | 80.6299 | 81.3583 | 82.0868 | 82.5062 | 82.9255 | 83.3449 | 83.7643 | 84.1837 | 84.603 | 85.0224 | 85.4418 | 85.8611 | 86.2805 | 86.6999 | 87.1193 | 87.5386 | 87.958 | 88.3774
| WND012-24611463 | WND012 | 9.2844 | 9.3568 | 9.4291 | 9.5015 | 9.5739 | 9.5933 | 9.6128 | 9.6323 | 9.6518 | 9.6713 | 9.6908 | 9.7102 | 9.7297 | 9.7492 | 9.7687 | 9.7882 | 9.8076 | 9.8271 | 9.8466 | 9.8661
| WND012-72499182 | WND012 | 0.066794 | 0.067405 | 0.068016 | 0.068627 | 0.069238 | 0.069369 | 0.0695 | 0.06963 | 0.069761 | 0.069892 | 0.070023 | 0.070154 | 0.070285 | 0.070415 | 0.070546 | 0.070677 | 0.070808 | 0.070939 | 0.07107 | 0.071201
| WND012-72499328 | WND012 | 0.34716 | 0.35016 | 0.35317 | 0.35617 | 0.35917 | 0.36171 | 0.36425 | 0.36678 | 0.36932 | 0.37186 | 0.3744 | 0.37694 | 0.37947 | 0.38201 | 0.38455 | 0.38709 | 0.38963 | 0.39216 | 0.3947 | 0.39724
| WND012-73767156 | WND012 | 0.18294 | 0.18459 | 0.18625 | 0.18791 | 0.18956 | 0.18987 | 0.19017 | 0.19048 | 0.19078 | 0.19108 | 0.19139 | 0.19169 | 0.192 | 0.1923 | 0.19261 | 0.19291 | 0.19321 | 0.19352 | 0.19382 | 0.19413
| WND012-74645078 | WND012 | 0.89266 | 0.90166 | 0.91066 | 0.91965 | 0.92865 | 0.9333 | 0.93795 | 0.94261 | 0.94726 | 0.95191 | 0.95656 | 0.96122 | 0.96587 | 0.97052 | 0.97517 | 0.97983 | 0.98448 | 0.98913 | 0.99378 | 0.99844
| WND012-74645220 | WND012 | 0.0439 | 0.044305 | 0.04471 | 0.045115 | 0.045521 | 0.04587 | 0.046219 | 0.046567 | 0.046916 | 0.047265 | 0.047614 | 0.047963 | 0.048312 | 0.048661 | 0.04901 | 0.049358 | 0.049707 | 0.050056 | 0.050405 | 0.050754
| WND012-77737071 | WND012 | 0.010129 | 0.010234 | 0.010339 | 0.010443 | 0.010548 | 0.010603 | 0.010658 | 0.010712 | 0.010767 | 0.010822 | 0.010877 | 0.010932 | 0.010987 | 0.011042 | 0.011097 | 0.011152 | 0.011206 | 0.011261 | 0.011316 | 0.011371
| WND012-78928850 | WND012 | 0.0011911 | 0.0012025 | 0.001214 | 0.0012254 | 0.0012369 | 0.001241 | 0.0012452 | 0.0012493 | 0.0012534 | 0.0012576 | 0.0012617 | 0.0012658 | 0.0012699 | 0.0012741 | 0.0012782 | 0.0012823 | 0.0012865 | 0.0012906 | 0.0012947 | 0.0012989
| WND012-85319302 | WND012 | 0.095769 | 0.096802 | 0.097835 | 0.098867 | 0.0999 | 0.10038 | 0.10085 | 0.10133 | 0.1018 | 0.10228 | 0.10275 | 0.10323 | 0.1037 | 0.10418 | 0.10466 | 0.10513 | 0.10561 | 0.10608 | 0.10656 | 0.10703
| WND012-88220025 | WND012 | 0.33223 | 0.3351 | 0.33797 | 0.34084 | 0.34371 | 0.34519 | 0.34667 | 0.34815 | 0.34963 | 0.35111 | 0.35259 | 0.35407 | 0.35555 | 0.35703 | 0.35851 | 0.35999 | 0.36147 | 0.36295 | 0.36443 | 0.36591
| WND012-93532503 | WND012 | 7.0576 | 7.132 | 7.2063 | 7.2806 | 7.355 | 7.3888 | 7.4227 | 7.4566 | 7.4904 | 7.5243 | 7.5582 | 7.5921 | 7.6259 | 7.6598 | 7.6937 | 7.7275 | 7.7614 | 7.7953 | 7.8291 | 7.863
| WND012-93532641 | WND012 | 4.7741 | 4.8244 | 4.8746 | 4.9248 | 4.9751 | 4.9904 | 5.0056 | 5.0209 | 5.0361 | 5.0514 | 5.0667 | 5.0819 | 5.0972 | 5.1124 | 5.1277 | 5.143 | 5.1582 | 5.1735 | 5.1887 | 5.204
| WND013-139460835 | WND013 | 12.2943 | 12.3994 | 12.5045 | 12.6095 | 12.7146 | 12.7766 | 12.8386 | 12.9006 | 12.9626 | 13.0246 | 13.0866 | 13.1486 | 13.2106 | 13.2726 | 13.3346 | 13.3966 | 13.4586 | 13.5206 | 13.5826 | 13.6446
| WND013-163356845 | WND013 | 0.0053192 | 0.005379 | 0.0054387 | 0.0054985 | 0.0055582 | 0.0055959 | 0.0056337 | 0.0056714 | 0.0057091 | 0.0057469 | 0.0057846 | 0.0058223 | 0.0058601 | 0.0058978 | 0.0059355 | 0.0059733 | 0.006011 | 0.0060487 | 0.0060865 | 0.0061242
| WND013-172348741 | WND013 | 0.011762 | 0.011881 | 0.012 | 0.012119 | 0.012238 | 0.012332 | 0.012426 | 0.012519 | 0.012613 | 0.012706 | 0.0128 | 0.012894 | 0.012987 | 0.013081 | 0.013174 | 0.013268 | 0.013362 | 0.013455 | 0.013549 | 0.013643
| WND013-200942552 | WND013 | 32.3802 | 32.6228 | 32.8654 | 33.108 | 33.3506 | 33.493 | 33.6353 | 33.7777 | 33.9201 | 34.0624 | 34.2048 | 34.3472 | 34.4895 | 34.6319 | 34.7743 | 34.9166 | 35.059 | 35.2014 | 35.3437 | 35.4861
| WND013-76546155 | WND013 | 0.28694 | 0.28952 | 0.2921 | 0.29468 | 0.29726 | 0.29883 | 0.3004 | 0.30197 | 0.30353 | 0.3051 | 0.30667 | 0.30824 | 0.30981 | 0.31138 | 0.31295 | 0.31452 | 0.31608 | 0.31765 | 0.31922 | 0.32079
| WND013-76546231 | WND013 | 0.52772 | 0.53225 | 0.53678 | 0.54131 | 0.54584 | 0.55036 | 0.55488 | 0.5594 | 0.56392 | 0.56844 | 0.57296 | 0.57748 | 0.582 | 0.58652 | 0.59104 | 0.59557 | 0.60009 | 0.60461 | 0.60913 | 0.61365
| WND013-76546307 | WND013 | 0.082613 | 0.083349 | 0.084085 | 0.084821 | 0.085557 | 0.086164 | 0.086771 | 0.087378 | 0.087986 | 0.088593 | 0.0892 | 0.089807 | 0.090414 | 0.091021 | 0.091629 | 0.092236 | 0.092843 | 0.09345 | 0.094057 | 0.094664
| WND013-76546404 | WND013 | 0.781 | 0.78801 | 0.79502 | 0.80203 | 0.80904 | 0.81501 | 0.82097 | 0.82694 | 0.8329 | 0.83887 | 0.84483 | 0.8508 | 0.85677 | 0.86273 | 0.8687 | 0.87466 | 0.88063 | 0.88659 | 0.89256 | 0.89852
| WND013-76546454 | WND013 | 0.069963 | 0.070652 | 0.071342 | 0.072032 | 0.072721 | 0.073342 | 0.073962 | 0.074583 | 0.075203 | 0.075824 | 0.076444 | 0.077064 | 0.077685 | 0.078305 | 0.078926 | 0.079546 | 0.080166 | 0.080787 | 0.081407 | 0.082028
| WND013-76546631 | WND013 | 0.031404 | 0.031685 | 0.031966 | 0.032246 | 0.032527 | 0.032791 | 0.033054 | 0.033318 | 0.033582 | 0.033845 | 0.034109 | 0.034372 | 0.034636 | 0.034899 | 0.035163 | 0.035426 | 0.03569 | 0.035953 | 0.036217 | 0.036481
| WND013-76546854 | WND013 | 0.18477 | 0.18664 | 0.18852 | 0.19039 | 0.19226 | 0.19341 | 0.19457 | 0.19572 | 0.19688 | 0.19803 | 0.19919 | 0.20034 | 0.2015 | 0.20265 | 0.20381 | 0.20496 | 0.20612 | 0.20727 | 0.20843 | 0.20958
| WND013-78928894 | WND013 | 0.020257 | 0.020482 | 0.020707 | 0.020932 | 0.021158 | 0.021345 | 0.021533 | 0.02172 | 0.021908 | 0.022096 | 0.022283 | 0.022471 | 0.022658 | 0.022846 | 0.023034 | 0.023221 | 0.023409 | 0.023596 | 0.023784 | 0.023972
| WND013-78928958 | WND013 | 0.41166 | 0.41531 | 0.41896 | 0.42261 | 0.42627 | 0.42954 | 0.43282 | 0.4361 | 0.43938 | 0.44266 | 0.44594 | 0.44922 | 0.4525 | 0.45577 | 0.45905 | 0.46233 | 0.46561 | 0.46889 | 0.47217 | 0.47545
| WND013-78929121 | WND013 | 0.10831 | 0.1094 | 0.11049 | 0.11158 | 0.11267 | 0.11328 | 0.1139 | 0.11451 | 0.11513 | 0.11574 | 0.11635 | 0.11697 | 0.11758 | 0.11819 | 0.11881 | 0.11942 | 0.12003 | 0.12065 | 0.12126 | 0.12187
| WND013-78929255 | WND013 | 0.039875 | 0.040263 | 0.040651 | 0.04104 | 0.041428 | 0.041612 | 0.041796 | 0.04198 | 0.042164 | 0.042348 | 0.042532 | 0.042716 | 0.0429 | 0.043084 | 0.043268 | 0.043452 | 0.043636 | 0.04382 | 0.044004 | 0.044188
| WND013-78929377 | WND013 | 0.11628 | 0.11758 | 0.11887 | 0.12016 | 0.12145 | 0.12211 | 0.12276 | 0.12342 | 0.12407 | 0.12473 | 0.12538 | 0.12604 | 0.12669 | 0.12735 | 0.128 | 0.12866 | 0.12931 | 0.12997 | 0.13062 | 0.13128
| WND013-85319062 | WND013 | 0.0051103 | 0.005164 | 0.0052176 | 0.0052713 | 0.0053249 | 0.0053539 | 0.0053829 | 0.0054118 | 0.0054408 | 0.0054697 | 0.0054987 | 0.0055277 | 0.0055566 | 0.0055856 | 0.0056145 | 0.0056435 | 0.0056725 | 0.0057014 | 0.0057304 | 0.0057593
| WND013-85319560 | WND013 | 0.024369 | 0.02461 | 0.024851 | 0.025092 | 0.025333 | 0.025526 | 0.02572 | 0.025913 | 0.026107 | 0.026301 | 0.026494 | 0.026688 | 0.026881 | 0.027075 | 0.027268 | 0.027462 | 0.027656 | 0.027849 | 0.028043 | 0.028236
| WND013-85319645 | WND013 | 0.0028143 | 0.002818 | 0.0028218 | 0.0028255 | 0.0028293 | 0.0028277 | 0.002826 | 0.0028244 | 0.0028228 | 0.0028211 | 0.0028195 | 0.0028179 | 0.0028163 | 0.0028146 | 0.002813 | 0.0028114 | 0.0028097 | 0.0028081 | 0.0028065 | 0.0028049
| WND013-85319854 | WND013 | 0.013651 | 0.013802 | 0.013953 | 0.014104 | 0.014255 | 0.014319 | 0.014383 | 0.014448 | 0.014512 | 0.014576 | 0.01464 | 0.014704 | 0.014769 | 0.014833 | 0.014897 | 0.014961 | 0.015025 | 0.015089 | 0.015154 | 0.015218
| WND013-85833772 | WND013 | 0.26047 | 0.26228 | 0.26409 | 0.2659 | 0.26771 | 0.26915 | 0.27058 | 0.27202 | 0.27346 | 0.2749 | 0.27633 | 0.27777 | 0.27921 | 0.28065 | 0.28208 | 0.28352 | 0.28496 | 0.2864 | 0.28784 | 0.28927
| WND013-89020589 | WND013 | 0.0099906 | 0.010102 | 0.010214 | 0.010326 | 0.010438 | 0.010531 | 0.010624 | 0.010717 | 0.010811 | 0.010904 | 0.010997 | 0.011091 | 0.011184 | 0.011277 | 0.011371 | 0.011464 | 0.011557 | 0.011651 | 0.011744 | 0.011837
| WND014-153585710 | WND014 | 0.71934 | 0.72647 | 0.73361 | 0.74074 | 0.74787 | 0.7519 | 0.75593 | 0.75995 | 0.76398 | 0.768 | 0.77203 | 0.77606 | 0.78008 | 0.78411 | 0.78813 | 0.79216 | 0.79619 | 0.80021 | 0.80424 | 0.80826
| WND014-15425582 | WND014 | 0 | 0 | 0 | 0 | 0 | 0 | 0 | 0 | 0 | 0 | 0 | 0 | 0 | 0 | 0 | 0 | 0 | 0 | 0 | 0
| WND014-200942632 | WND014 | 87.708 | 88.4136 | 89.1191 | 89.8247 | 90.5302 | 90.9173 | 91.3045 | 91.6916 | 92.0787 | 92.4658 | 92.853 | 93.2401 | 93.6272 | 94.0143 | 94.4014 | 94.7886 | 95.1757 | 95.5628 | 95.9499 | 96.337
| WND014-79365293 | WND014 | 0.12572 | 0.12701 | 0.12831 | 0.1296 | 0.13089 | 0.13165 | 0.13241 | 0.13316 | 0.13392 | 0.13467 | 0.13543 | 0.13618 | 0.13694 | 0.1377 | 0.13845 | 0.13921 | 0.13996 | 0.14072 | 0.14148 | 0.14223
| WND014-79365390 | WND014 | 0.023447 | 0.023684 | 0.023921 | 0.024159 | 0.024396 | 0.024599 | 0.024802 | 0.025005 | 0.025208 | 0.025411 | 0.025614 | 0.025817 | 0.02602 | 0.026223 | 0.026426 | 0.026629 | 0.026832 | 0.027035 | 0.027238 | 0.027441
| WND014-79365841 | WND014 | 0.87982 | 0.88782 | 0.89582 | 0.90382 | 0.91183 | 0.9181 | 0.92437 | 0.93065 | 0.93692 | 0.94319 | 0.94947 | 0.95574 | 0.96201 | 0.96829 | 0.97456 | 0.98083 | 0.98711 | 0.99338 | 0.99965 | 1.0059
| WND021-15425634 | WND021 | 0 | 0 | 0 | 0 | 0 | 0 | 0 | 0 | 0 | 0 | 0 | 0 | 0 | 0 | 0 | 0 | 0 | 0 | 0 | 0
| WND021-200942770 | WND021 | 14.3916 | 14.5244 | 14.6573 | 14.7902 | 14.9231 | 14.9985 | 15.0739 | 15.1494 | 15.2248 | 15.3003 | 15.3757 | 15.4512 | 15.5266 | 15.6021 | 15.6775 | 15.753 | 15.8284 | 15.9039 | 15.9793 | 16.0548
| WND022-15425649 | WND022 | 5.4839e-05 | 5.5529e-05 | 5.6219e-05 | 5.691e-05 | 5.76e-05 | 5.802e-05 | 5.844e-05 | 5.886e-05 | 5.928e-05 | 5.97e-05 | 6.012e-05 | 6.054e-05 | 6.096e-05 | 6.138e-05 | 6.18e-05 | 6.222e-05 | 6.264e-05 | 6.306e-05 | 6.348e-05 | 6.39e-05
| WND022-200942838 | WND022 | 28.1967 | 28.4871 | 28.7776 | 29.068 | 29.3584 | 29.5249 | 29.6914 | 29.8579 | 30.0244 | 30.1909 | 30.3575 | 30.524 | 30.6905 | 30.857 | 31.0235 | 31.19 | 31.3565 | 31.523 | 31.6895 | 31.856
| WND023-200942910 | WND023 | 48.6431 | 49.0717 | 49.5003 | 49.9289 | 50.3575 | 50.4639 | 50.5704 | 50.6769 | 50.7834 | 50.8899 | 50.9963 | 51.1028 | 51.2093 | 51.3158 | 51.4222 | 51.5287 | 51.6352 | 51.7417 | 51.8482 | 51.9546
| WND023-73768060 | WND023 | 0.16274 | 0.16402 | 0.1653 | 0.16657 | 0.16785 | 0.16823 | 0.16861 | 0.169 | 0.16938 | 0.16976 | 0.17014 | 0.17053 | 0.17091 | 0.17129 | 0.17168 | 0.17206 | 0.17244 | 0.17282 | 0.17321 | 0.17359
| WND023-73768112 | WND023 | 0.091781 | 0.092777 | 0.093772 | 0.094768 | 0.095764 | 0.096252 | 0.096741 | 0.09723 | 0.097718 | 0.098207 | 0.098696 | 0.099184 | 0.099673 | 0.10016 | 0.10065 | 0.10114 | 0.10163 | 0.10212 | 0.1026 | 0.10309
| WND023-73768165 | WND023 | 0.19722 | 0.19894 | 0.20067 | 0.20239 | 0.20411 | 0.20516 | 0.2062 | 0.20725 | 0.20829 | 0.20934 | 0.21038 | 0.21143 | 0.21247 | 0.21351 | 0.21456 | 0.2156 | 0.21665 | 0.21769 | 0.21874 | 0.21978
| WND023-73948116 | WND023 | 0.04247 | 0.042864 | 0.043258 | 0.043652 | 0.044046 | 0.044226 | 0.044407 | 0.044588 | 0.044769 | 0.044949 | 0.04513 | 0.045311 | 0.045492 | 0.045672 | 0.045853 | 0.046034 | 0.046215 | 0.046395 | 0.046576 | 0.046757
| WND023-73948154 | WND023 | 0.05401 | 0.054446 | 0.054881 | 0.055317 | 0.055752 | 0.05589 | 0.056027 | 0.056164 | 0.056301 | 0.056439 | 0.056576 | 0.056713 | 0.056851 | 0.056988 | 0.057125 | 0.057262 | 0.0574 | 0.057537 | 0.057674 | 0.057811
| WND024-167870308 | WND024 | 0.081093 | 0.0817 | 0.082308 | 0.082915 | 0.083523 | 0.084094 | 0.084664 | 0.085235 | 0.085806 | 0.086377 | 0.086948 | 0.087519 | 0.08809 | 0.08866 | 0.089231 | 0.089802 | 0.090373 | 0.090944 | 0.091515 | 0.092085
| WND024-183316836 | WND024 | 28.8498 | 28.9989 | 29.1481 | 29.2972 | 29.4463 | 29.5464 | 29.6464 | 29.7464 | 29.8464 | 29.9464 | 30.0465 | 30.1465 | 30.2465 | 30.3465 | 30.4465 | 30.5466 | 30.6466 | 30.7466 | 30.8466 | 30.9466
| WND024-184539432 | WND024 | 0.000346 | 0.00034941 | 0.00035283 | 0.00035624 | 0.00035966 | 0.00036473 | 0.0003698 | 0.00037487 | 0.00037995 | 0.00038502 | 0.00039009 | 0.00039516 | 0.00040023 | 0.0004053 | 0.00041037 | 0.00041545 | 0.00042052 | 0.00042559 | 0.00043066 | 0.00043573
| WND024-192414587 | WND024 | 13.5534 | 13.6274 | 13.7013 | 13.7753 | 13.8493 | 13.8943 | 13.9392 | 13.9841 | 14.0291 | 14.074 | 14.119 | 14.1639 | 14.2088 | 14.2538 | 14.2987 | 14.3437 | 14.3886 | 14.4335 | 14.4785 | 14.5234
| WND024-200942990 | WND024 | 27.2868 | 27.5251 | 27.7635 | 28.0019 | 28.2403 | 28.3633 | 28.4864 | 28.6095 | 28.7325 | 28.8556 | 28.9787 | 29.1018 | 29.2248 | 29.3479 | 29.471 | 29.594 | 29.7171 | 29.8402 | 29.9633 | 30.0863
| WND024-79365148 | WND024 | 0.016303 | 0.01643 | 0.016557 | 0.016684 | 0.016811 | 0.016941 | 0.017071 | 0.017201 | 0.017331 | 0.017462 | 0.017592 | 0.017722 | 0.017852 | 0.017982 | 0.018113 | 0.018243 | 0.018373 | 0.018503 | 0.018633 | 0.018764
| WPD011-15399272 | WPD011 | 0 | 0 | 0 | 0 | 0 | 0 | 0 | 0 | 0 | 0 | 0 | 0 | 0 | 0 | 0 | 0 | 0 | 0 | 0 | 0
| WPD011-15399285 | WPD011 | 12.0523 | 12.1233 | 12.1943 | 12.2653 | 12.3363 | 12.3467 | 12.3571 | 12.3674 | 12.3778 | 12.3882 | 12.3986 | 12.4089 | 12.4193 | 12.4297 | 12.44 | 12.4504 | 12.4608 | 12.4711 | 12.4815 | 12.4919
| WPD012-15436728 | WPD012 | 32.281 | 32.4961 | 32.7113 | 32.9264 | 33.1415 | 33.1489 | 33.1562 | 33.1636 | 33.1709 | 33.1783 | 33.1856 | 33.193 | 33.2003 | 33.2077 | 33.215 | 33.2224 | 33.2297 | 33.237 | 33.2444 | 33.2517
| WPD012-24603816 | WPD012 | 13.8653 | 13.9572 | 14.0491 | 14.141 | 14.2329 | 14.2386 | 14.2443 | 14.25 | 14.2557 | 14.2613 | 14.267 | 14.2727 | 14.2784 | 14.2841 | 14.2898 | 14.2955 | 14.3011 | 14.3068 | 14.3125 | 14.3182
| WPD013-178115477 | WPD013 | 0 | 0 | 0 | 0 | 0 | 0 | 0 | 0 | 0 | 0 | 0 | 0 | 0 | 0 | 0 | 0 | 0 | 0 | 0 | 0
| WPD013-40657711 | WPD013 | 0.18961 | 0.19083 | 0.19205 | 0.19327 | 0.19449 | 0.19455 | 0.1946 | 0.19465 | 0.19471 | 0.19476 | 0.19482 | 0.19487 | 0.19492 | 0.19498 | 0.19503 | 0.19508 | 0.19514 | 0.19519 | 0.19525 | 0.1953
| WPD014-15399222 | WPD014 | 13.3756 | 13.3829 | 13.3903 | 13.3976 | 13.405 | 13.3855 | 13.3661 | 13.3466 | 13.3271 | 13.3077 | 13.2882 | 13.2688 | 13.2493 | 13.2298 | 13.2104 | 13.1909 | 13.1715 | 13.152 | 13.1325 | 13.1131
| WPD014-15399233 | WPD014 | 0.25838 | 0.25995 | 0.26152 | 0.26309 | 0.26466 | 0.26453 | 0.2644 | 0.26427 | 0.26414 | 0.26401 | 0.26388 | 0.26375 | 0.26361 | 0.26348 | 0.26335 | 0.26322 | 0.26309 | 0.26296 | 0.26283 | 0.2627
| WPD021-15399198 | WPD021 | 0 | 0 | 0 | 0 | 0 | 0 | 0 | 0 | 0 | 0 | 0 | 0 | 0 | 0 | 0 | 0 | 0 | 0 | 0 | 0
| WPD022-15399022 | WPD022 | 170.4263 | 170.5077 | 170.589 | 170.6703 | 170.7517 | 170.5366 | 170.3216 | 170.1065 | 169.8914 | 169.6764 | 169.4613 | 169.2463 | 169.0312 | 168.8162 | 168.6011 | 168.3861 | 168.171 | 167.956 | 167.7409 | 167.5259
| WPD022-72495720 | WPD022 | 7.4113 | 7.427 | 7.4426 | 7.4582 | 7.4738 | 7.4406 | 7.4073 | 7.374 | 7.3407 | 7.3074 | 7.2742 | 7.2409 | 7.2076 | 7.1743 | 7.141 | 7.1078 | 7.0745 | 7.0412 | 7.0079 | 6.9747
| WPD024-15398985 | WPD024 | 74.2573 | 74.6096 | 74.9619 | 75.3142 | 75.6665 | 75.5445 | 75.4225 | 75.3005 | 75.1785 | 75.0564 | 74.9344 | 74.8124 | 74.6904 | 74.5684 | 74.4464 | 74.3244 | 74.2024 | 74.0804 | 73.9583 | 73.8363
| WPD031-15399072 | WPD031 | 0 | 0 | 0 | 0 | 0 | 0 | 0 | 0 | 0 | 0 | 0 | 0 | 0 | 0 | 0 | 0 | 0 | 0 | 0 | 0
| WPD031-80918872 | WPD031 | 0 | 0 | 0 | 0 | 0 | 0 | 0 | 0 | 0 | 0 | 0 | 0 | 0 | 0 | 0 | 0 | 0 | 0 | 0 | 0
| WPD033-153773704 | WPD033 | 1.8639 | 1.8794 | 1.8948 | 1.9103 | 1.9257 | 1.933 | 1.9404 | 1.9477 | 1.955 | 1.9624 | 1.9697 | 1.977 | 1.9844 | 1.9917 | 1.999 | 2.0064 | 2.0137 | 2.021 | 2.0284 | 2.0357
| WPD033-15399135 | WPD033 | 55.0929 | 55.3794 | 55.6659 | 55.9524 | 56.2388 | 56.3212 | 56.4036 | 56.4859 | 56.5683 | 56.6506 | 56.733 | 56.8153 | 56.8977 | 56.98 | 57.0624 | 57.1447 | 57.2271 | 57.3095 | 57.3918 | 57.4742
| WPD033-63732110 | WPD033 | 21.0811 | 21.1563 | 21.2316 | 21.3068 | 21.382 | 21.3407 | 21.2993 | 21.258 | 21.2166 | 21.1753 | 21.134 | 21.0926 | 21.0513 | 21.0099 | 20.9686 | 20.9273 | 20.8859 | 20.8446 | 20.8032 | 20.7619

## Demand
Powercor
Pole bushfire resilience program
Assumes every customer has the same demand
| Feeder | Feeder | Weighted average demand (MW) | [7 empty] | Weighted average demand per customer (MW/cust)
|  | customer numbers | 2026-27 | 2027-28 | 2028-29 | 2029-30 | 2030-31 | 2031-32 | 2032-33 | 2033-34 | 2026-27 | 2027-28 | 2028-29 | 2029-30 | 2030-31 | 2031-32 | 2032-33 | 2033-34 | 2034-35 | 2035-36 | 2036-37 | 2037-38 | 2038-39 | 2039-40 | 2040-41 | 2041-42 | 2042-43 | 2043-44 | 2044-45 | 2045-46 | 2046-47
| AC024 | 1 | 0.095 | 0.095 | 0.095 | 0.095 | 0.095 | 0.095 | 0.095 | 0.095 | 0.095 | 0.095 | 0.095 | 0.095 | 0.095 | 0.095 | 0.095 | 0.095 | 0.095 | 0.095 | 0.095 | 0.095 | 0.095 | 0.095 | 0.095 | 0.095 | 0.095 | 0.095 | 0.095 | 0.095 | 0.095
| AC025 | 12.5 | 3.915 | 4 | 4.08 | 4.11 | 4.14 | 4.225 | 4.335 | 4.38 | 0.3132 | 0.32 | 0.3264 | 0.3288 | 0.3312 | 0.338 | 0.3468 | 0.3504 | 0.3504 | 0.3504 | 0.3504 | 0.3504 | 0.3504 | 0.3504 | 0.3504 | 0.3504 | 0.3504 | 0.3504 | 0.3504 | 0.3504 | 0.3504
| AC031 | 9 | 1.085 | 1.095 | 1.1 | 1.105 | 1.11 | 1.12 | 1.13 | 1.135 | 0.12056 | 0.12167 | 0.12222 | 0.12278 | 0.12333 | 0.12444 | 0.12556 | 0.12611 | 0.12611 | 0.12611 | 0.12611 | 0.12611 | 0.12611 | 0.12611 | 0.12611 | 0.12611 | 0.12611 | 0.12611 | 0.12611 | 0.12611 | 0.12611
| AL002 | 316.5 | 1.52 | 1.535 | 1.55 | 1.555 | 1.56 | 1.58 | 1.605 | 1.61 | 0.0048025 | 0.0048499 | 0.0048973 | 0.0049131 | 0.0049289 | 0.0049921 | 0.0050711 | 0.0050869 | 0.0050869 | 0.0050869 | 0.0050869 | 0.0050869 | 0.0050869 | 0.0050869 | 0.0050869 | 0.0050869 | 0.0050869 | 0.0050869 | 0.0050869 | 0.0050869 | 0.0050869
| AL006 | 2033.5 | 2.43 | 2.48 | 2.53 | 2.56 | 2.6 | 2.66 | 2.72 | 2.76 | 0.001195 | 0.0012196 | 0.0012442 | 0.0012589 | 0.0012786 | 0.0013081 | 0.0013376 | 0.0013573 | 0.0013573 | 0.0013573 | 0.0013573 | 0.0013573 | 0.0013573 | 0.0013573 | 0.0013573 | 0.0013573 | 0.0013573 | 0.0013573 | 0.0013573 | 0.0013573 | 0.0013573
| AL007 | 1018.5 | 1.455 | 1.475 | 1.49 | 1.505 | 1.52 | 1.545 | 1.575 | 1.59 | 0.0014286 | 0.0014482 | 0.0014629 | 0.0014777 | 0.0014924 | 0.0015169 | 0.0015464 | 0.0015611 | 0.0015611 | 0.0015611 | 0.0015611 | 0.0015611 | 0.0015611 | 0.0015611 | 0.0015611 | 0.0015611 | 0.0015611 | 0.0015611 | 0.0015611 | 0.0015611 | 0.0015611
| AL011 | 131 | 1.83 | 1.845 | 1.85 | 1.855 | 1.865 | 1.88 | 1.895 | 1.905 | 0.013969 | 0.014084 | 0.014122 | 0.01416 | 0.014237 | 0.014351 | 0.014466 | 0.014542 | 0.014542 | 0.014542 | 0.014542 | 0.014542 | 0.014542 | 0.014542 | 0.014542 | 0.014542 | 0.014542 | 0.014542 | 0.014542 | 0.014542 | 0.014542
| AL012 | 1779.5 | 2.195 | 2.22 | 2.25 | 2.27 | 2.29 | 2.325 | 2.355 | 2.37 | 0.0012335 | 0.0012475 | 0.0012644 | 0.0012756 | 0.0012869 | 0.0013065 | 0.0013234 | 0.0013318 | 0.0013318 | 0.0013318 | 0.0013318 | 0.0013318 | 0.0013318 | 0.0013318 | 0.0013318 | 0.0013318 | 0.0013318 | 0.0013318 | 0.0013318 | 0.0013318 | 0.0013318
| AL013 | 1 | 0.68 | 0.685 | 0.685 | 0.69 | 0.69 | 0.69 | 0.695 | 0.7 | 0.68 | 0.685 | 0.685 | 0.69 | 0.69 | 0.69 | 0.695 | 0.7 | 0.7 | 0.7 | 0.7 | 0.7 | 0.7 | 0.7 | 0.7 | 0.7 | 0.7 | 0.7 | 0.7 | 0.7 | 0.7
| AL014 | 2090.5 | 4.14 | 4.21 | 4.265 | 4.3 | 4.345 | 4.43 | 4.51 | 4.55 | 0.0019804 | 0.0020139 | 0.0020402 | 0.0020569 | 0.0020785 | 0.0021191 | 0.0021574 | 0.0021765 | 0.0021765 | 0.0021765 | 0.0021765 | 0.0021765 | 0.0021765 | 0.0021765 | 0.0021765 | 0.0021765 | 0.0021765 | 0.0021765 | 0.0021765 | 0.0021765 | 0.0021765
| ART023 | 1035 | 2.725 | 2.72 | 2.71 | 2.69 | 2.675 | 2.67 | 2.66 | 2.645 | 0.0026329 | 0.002628 | 0.0026184 | 0.002599 | 0.0025845 | 0.0025797 | 0.00257 | 0.0025556 | 0.0025556 | 0.0025556 | 0.0025556 | 0.0025556 | 0.0025556 | 0.0025556 | 0.0025556 | 0.0025556 | 0.0025556 | 0.0025556 | 0.0025556 | 0.0025556 | 0.0025556
| ART031 | 1452.5 | 1.975 | 1.98 | 1.975 | 1.97 | 1.955 | 1.96 | 1.97 | 1.965 | 0.0013597 | 0.0013632 | 0.0013597 | 0.0013563 | 0.001346 | 0.0013494 | 0.0013563 | 0.0013528 | 0.0013528 | 0.0013528 | 0.0013528 | 0.0013528 | 0.0013528 | 0.0013528 | 0.0013528 | 0.0013528 | 0.0013528 | 0.0013528 | 0.0013528 | 0.0013528 | 0.0013528
| ART033 | 1900.5 | 3.4 | 3.45 | 3.47 | 3.475 | 3.485 | 3.53 | 3.585 | 3.57 | 0.001789 | 0.0018153 | 0.0018258 | 0.0018285 | 0.0018337 | 0.0018574 | 0.0018863 | 0.0018785 | 0.0018785 | 0.0018785 | 0.0018785 | 0.0018785 | 0.0018785 | 0.0018785 | 0.0018785 | 0.0018785 | 0.0018785 | 0.0018785 | 0.0018785 | 0.0018785 | 0.0018785
| ART034 | 2431.5 | 2.73 | 2.745 | 2.755 | 2.75 | 2.745 | 2.76 | 2.785 | 2.78 | 0.0011228 | 0.0011289 | 0.001133 | 0.001131 | 0.0011289 | 0.0011351 | 0.0011454 | 0.0011433 | 0.0011433 | 0.0011433 | 0.0011433 | 0.0011433 | 0.0011433 | 0.0011433 | 0.0011433 | 0.0011433 | 0.0011433 | 0.0011433 | 0.0011433 | 0.0011433 | 0.0011433
| BAN001 | 487.5 | 3.175 | 3.185 | 3.175 | 3.165 | 3.165 | 3.185 | 3.205 | 3.19 | 0.0065128 | 0.0065333 | 0.0065128 | 0.0064923 | 0.0064923 | 0.0065333 | 0.0065744 | 0.0065436 | 0.0065436 | 0.0065436 | 0.0065436 | 0.0065436 | 0.0065436 | 0.0065436 | 0.0065436 | 0.0065436 | 0.0065436 | 0.0065436 | 0.0065436 | 0.0065436 | 0.0065436
| BAN002 | 1544 | 5.24 | 5.28 | 5.3 | 5.3 | 5.335 | 5.37 | 5.395 | 5.4 | 0.0033938 | 0.0034197 | 0.0034326 | 0.0034326 | 0.0034553 | 0.003478 | 0.0034942 | 0.0034974 | 0.0034974 | 0.0034974 | 0.0034974 | 0.0034974 | 0.0034974 | 0.0034974 | 0.0034974 | 0.0034974 | 0.0034974 | 0.0034974 | 0.0034974 | 0.0034974 | 0.0034974
| BAN003 | 4155.5 | 5.25 | 5.415 | 5.53 | 5.62 | 5.735 | 5.91 | 6.05 | 6.115 | 0.0012634 | 0.0013031 | 0.0013308 | 0.0013524 | 0.0013801 | 0.0014222 | 0.0014559 | 0.0014715 | 0.0014715 | 0.0014715 | 0.0014715 | 0.0014715 | 0.0014715 | 0.0014715 | 0.0014715 | 0.0014715 | 0.0014715 | 0.0014715 | 0.0014715 | 0.0014715 | 0.0014715
| BAN004 | 1328.5 | 5.135 | 5.165 | 5.16 | 5.155 | 5.165 | 5.21 | 5.235 | 5.225 | 0.0038653 | 0.0038878 | 0.0038841 | 0.0038803 | 0.0038878 | 0.0039217 | 0.0039405 | 0.003933 | 0.003933 | 0.003933 | 0.003933 | 0.003933 | 0.003933 | 0.003933 | 0.003933 | 0.003933 | 0.003933 | 0.003933 | 0.003933 | 0.003933 | 0.003933
| BAN005 | 1444.5 | 4.15 | 4.1 | 4.065 | 4.025 | 3.98 | 3.95 | 3.955 | 3.945 | 0.002873 | 0.0028384 | 0.0028141 | 0.0027864 | 0.0027553 | 0.0027345 | 0.002738 | 0.002731 | 0.002731 | 0.002731 | 0.002731 | 0.002731 | 0.002731 | 0.002731 | 0.002731 | 0.002731 | 0.002731 | 0.002731 | 0.002731 | 0.002731 | 0.002731
| BAN006 | 5479.5 | 5.62 | 5.705 | 5.79 | 5.805 | 5.855 | 5.95 | 6.08 | 6.145 | 0.0010256 | 0.0010412 | 0.0010567 | 0.0010594 | 0.0010685 | 0.0010859 | 0.0011096 | 0.0011215 | 0.0011215 | 0.0011215 | 0.0011215 | 0.0011215 | 0.0011215 | 0.0011215 | 0.0011215 | 0.0011215 | 0.0011215 | 0.0011215 | 0.0011215 | 0.0011215 | 0.0011215
| BAN007 | 4789.5 | 0.55 | 0.56 | 0.565 | 0.57 | 0.575 | 0.59 | 0.595 | 0.595 | 0.00011483 | 0.00011692 | 0.00011797 | 0.00011901 | 0.00012005 | 0.00012319 | 0.00012423 | 0.00012423 | 0.00012423 | 0.00012423 | 0.00012423 | 0.00012423 | 0.00012423 | 0.00012423 | 0.00012423 | 0.00012423 | 0.00012423 | 0.00012423 | 0.00012423 | 0.00012423 | 0.00012423
| BAN008 | 3698.5 | 0.045 | 0.045 | 0.05 | 0.05 | 0.05 | 0.05 | 0.05 | 0.05 | 1.2167e-05 | 1.2167e-05 | 1.3519e-05 | 1.3519e-05 | 1.3519e-05 | 1.3519e-05 | 1.3519e-05 | 1.3519e-05 | 1.3519e-05 | 1.3519e-05 | 1.3519e-05 | 1.3519e-05 | 1.3519e-05 | 1.3519e-05 | 1.3519e-05 | 1.3519e-05 | 1.3519e-05 | 1.3519e-05 | 1.3519e-05 | 1.3519e-05 | 1.3519e-05
| BAN009 | 3363.5 | 5.305 | 5.335 | 5.375 | 5.36 | 5.365 | 5.405 | 5.47 | 5.505 | 0.0015772 | 0.0015861 | 0.001598 | 0.0015936 | 0.0015951 | 0.001607 | 0.0016263 | 0.0016367 | 0.0016367 | 0.0016367 | 0.0016367 | 0.0016367 | 0.0016367 | 0.0016367 | 0.0016367 | 0.0016367 | 0.0016367 | 0.0016367 | 0.0016367 | 0.0016367 | 0.0016367
| BAN011 | 561 | 7.64 | 7.88 | 8.105 | 8.18 | 8.26 | 8.505 | 8.825 | 8.92 | 0.013619 | 0.014046 | 0.014447 | 0.014581 | 0.014724 | 0.01516 | 0.015731 | 0.0159 | 0.0159 | 0.0159 | 0.0159 | 0.0159 | 0.0159 | 0.0159 | 0.0159 | 0.0159 | 0.0159 | 0.0159 | 0.0159 | 0.0159 | 0.0159
| BAN013 | 2712.5 | 5.76 | 5.865 | 5.965 | 6.055 | 6.175 | 6.34 | 6.475 | 6.555 | 0.0021235 | 0.0021622 | 0.0021991 | 0.0022323 | 0.0022765 | 0.0023373 | 0.0023871 | 0.0024166 | 0.0024166 | 0.0024166 | 0.0024166 | 0.0024166 | 0.0024166 | 0.0024166 | 0.0024166 | 0.0024166 | 0.0024166 | 0.0024166 | 0.0024166 | 0.0024166 | 0.0024166
| BAN015 | 5401.5 | 4.685 | 4.78 | 4.86 | 4.895 | 4.945 | 5.03 | 5.135 | 5.225 | 0.00086735 | 0.00088494 | 0.00089975 | 0.00090623 | 0.00091549 | 0.00093122 | 0.00095066 | 0.00096732 | 0.00096732 | 0.00096732 | 0.00096732 | 0.00096732 | 0.00096732 | 0.00096732 | 0.00096732 | 0.00096732 | 0.00096732 | 0.00096732 | 0.00096732 | 0.00096732 | 0.00096732
| BAS011 | 6024 | 6.5 | 6.655 | 6.795 | 6.885 | 6.985 | 7.15 | 7.325 | 7.42 | 0.001079 | 0.0011047 | 0.001128 | 0.0011429 | 0.0011595 | 0.0011869 | 0.001216 | 0.0012317 | 0.0012317 | 0.0012317 | 0.0012317 | 0.0012317 | 0.0012317 | 0.0012317 | 0.0012317 | 0.0012317 | 0.0012317 | 0.0012317 | 0.0012317 | 0.0012317 | 0.0012317
| BAS012 | 2346 | 3.23 | 3.245 | 3.25 | 3.245 | 3.265 | 3.285 | 3.305 | 3.31 | 0.0013768 | 0.0013832 | 0.0013853 | 0.0013832 | 0.0013917 | 0.0014003 | 0.0014088 | 0.0014109 | 0.0014109 | 0.0014109 | 0.0014109 | 0.0014109 | 0.0014109 | 0.0014109 | 0.0014109 | 0.0014109 | 0.0014109 | 0.0014109 | 0.0014109 | 0.0014109 | 0.0014109
| BAS014 | 2707.5 | 8.41 | 9.265 | 9.175 | 9.07 | 8.985 | 8.92 | 8.865 | 8.825 | 0.0031062 | 0.003422 | 0.0033887 | 0.00335 | 0.0033186 | 0.0032946 | 0.0032742 | 0.0032595 | 0.0032595 | 0.0032595 | 0.0032595 | 0.0032595 | 0.0032595 | 0.0032595 | 0.0032595 | 0.0032595 | 0.0032595 | 0.0032595 | 0.0032595 | 0.0032595 | 0.0032595
| BAS022 | 6237 | 6.62 | 6.745 | 4.905 | 4.94 | 4.995 | 5.1 | 5.215 | 5.31 | 0.0010614 | 0.0010814 | 0.00078644 | 0.00079205 | 0.00080087 | 0.0008177 | 0.00083614 | 0.00085137 | 0.00085137 | 0.00085137 | 0.00085137 | 0.00085137 | 0.00085137 | 0.00085137 | 0.00085137 | 0.00085137 | 0.00085137 | 0.00085137 | 0.00085137 | 0.00085137 | 0.00085137
| BAS023 | 4513.5 | 1.075 | 1.095 | 1.115 | 1.125 | 1.145 | 1.17 | 1.19 | 1.2 | 0.00023817 | 0.00024261 | 0.00024704 | 0.00024925 | 0.00025368 | 0.00025922 | 0.00026365 | 0.00026587 | 0.00026587 | 0.00026587 | 0.00026587 | 0.00026587 | 0.00026587 | 0.00026587 | 0.00026587 | 0.00026587 | 0.00026587 | 0.00026587 | 0.00026587 | 0.00026587 | 0.00026587
| BAS024 | 5306 | 5.22 | 5.385 | 5.545 | 5.675 | 5.82 | 5.995 | 6.19 | 6.335 | 0.00098379 | 0.0010149 | 0.001045 | 0.0010695 | 0.0010969 | 0.0011299 | 0.0011666 | 0.0011939 | 0.0011939 | 0.0011939 | 0.0011939 | 0.0011939 | 0.0011939 | 0.0011939 | 0.0011939 | 0.0011939 | 0.0011939 | 0.0011939 | 0.0011939 | 0.0011939 | 0.0011939
| BAS032 | 4743 | 6.16 | 6.25 | 6.305 | 6.355 | 6.43 | 6.535 | 6.665 | 6.745 | 0.0012988 | 0.0013177 | 0.0013293 | 0.0013399 | 0.0013557 | 0.0013778 | 0.0014052 | 0.0014221 | 0.0014221 | 0.0014221 | 0.0014221 | 0.0014221 | 0.0014221 | 0.0014221 | 0.0014221 | 0.0014221 | 0.0014221 | 0.0014221 | 0.0014221 | 0.0014221 | 0.0014221
| BAS033 | 6639 | 4.33 | 4.435 | 4.545 | 4.64 | 4.755 | 4.915 | 5.085 | 5.22 | 0.00065221 | 0.00066802 | 0.00068459 | 0.0006989 | 0.00071622 | 0.00074032 | 0.00076593 | 0.00078626 | 0.00078626 | 0.00078626 | 0.00078626 | 0.00078626 | 0.00078626 | 0.00078626 | 0.00078626 | 0.00078626 | 0.00078626 | 0.00078626 | 0.00078626 | 0.00078626 | 0.00078626
| BAS034 | 5437.5 | 5.67 | 5.755 | 5.825 | 5.87 | 5.925 | 6.01 | 6.15 | 6.195 | 0.0010428 | 0.0010584 | 0.0010713 | 0.0010795 | 0.0010897 | 0.0011053 | 0.001131 | 0.0011393 | 0.0011393 | 0.0011393 | 0.0011393 | 0.0011393 | 0.0011393 | 0.0011393 | 0.0011393 | 0.0011393 | 0.0011393 | 0.0011393 | 0.0011393 | 0.0011393 | 0.0011393
| BBD013 | 144.5 | 6.225 | 6.345 | 6.45 | 6.465 | 6.5 | 6.625 | 6.79 | 6.81 | 0.04308 | 0.04391 | 0.044637 | 0.04474 | 0.044983 | 0.045848 | 0.04699 | 0.047128 | 0.047128 | 0.047128 | 0.047128 | 0.047128 | 0.047128 | 0.047128 | 0.047128 | 0.047128 | 0.047128 | 0.047128 | 0.047128 | 0.047128 | 0.047128
| BBD014 | 124 | 6.12 | 6.095 | 6.06 | 5.99 | 5.935 | 5.925 | 5.93 | 5.87 | 0.049355 | 0.049153 | 0.048871 | 0.048306 | 0.047863 | 0.047782 | 0.047823 | 0.047339 | 0.047339 | 0.047339 | 0.047339 | 0.047339 | 0.047339 | 0.047339 | 0.047339 | 0.047339 | 0.047339 | 0.047339 | 0.047339 | 0.047339 | 0.047339
| BBD021 | 204 | 4.39 | 4.45 | 4.49 | 4.48 | 4.48 | 4.545 | 4.63 | 4.62 | 0.02152 | 0.021814 | 0.02201 | 0.021961 | 0.021961 | 0.022279 | 0.022696 | 0.022647 | 0.022647 | 0.022647 | 0.022647 | 0.022647 | 0.022647 | 0.022647 | 0.022647 | 0.022647 | 0.022647 | 0.022647 | 0.022647 | 0.022647 | 0.022647
| BBD022 | 5 | 3.45 | 3.43 | 3.405 | 3.36 | 3.325 | 3.31 | 3.305 | 3.275 | 0.69 | 0.686 | 0.681 | 0.672 | 0.665 | 0.662 | 0.661 | 0.655 | 0.655 | 0.655 | 0.655 | 0.655 | 0.655 | 0.655 | 0.655 | 0.655 | 0.655 | 0.655 | 0.655 | 0.655 | 0.655
| BET001 | 5586.5 | 7.435 | 7.535 | 7.62 | 7.68 | 7.735 | 7.84 | 7.97 | 8.03 | 0.0013309 | 0.0013488 | 0.001364 | 0.0013747 | 0.0013846 | 0.0014034 | 0.0014267 | 0.0014374 | 0.0014374 | 0.0014374 | 0.0014374 | 0.0014374 | 0.0014374 | 0.0014374 | 0.0014374 | 0.0014374 | 0.0014374 | 0.0014374 | 0.0014374 | 0.0014374 | 0.0014374
| BET002 | 3155.5 | 3.53 | 3.58 | 3.62 | 3.645 | 3.665 | 3.72 | 3.785 | 3.815 | 0.0011187 | 0.0011345 | 0.0011472 | 0.0011551 | 0.0011615 | 0.0011789 | 0.0011995 | 0.001209 | 0.001209 | 0.001209 | 0.001209 | 0.001209 | 0.001209 | 0.001209 | 0.001209 | 0.001209 | 0.001209 | 0.001209 | 0.001209 | 0.001209 | 0.001209
| BET003 | 331 | 1.5 | 1.49 | 1.485 | 1.48 | 1.47 | 1.47 | 1.47 | 1.46 | 0.0045317 | 0.0045015 | 0.0044864 | 0.0044713 | 0.0044411 | 0.0044411 | 0.0044411 | 0.0044109 | 0.0044109 | 0.0044109 | 0.0044109 | 0.0044109 | 0.0044109 | 0.0044109 | 0.0044109 | 0.0044109 | 0.0044109 | 0.0044109 | 0.0044109 | 0.0044109 | 0.0044109
| BET004 | 3418.5 | 5.03 | 5.11 | 5.17 | 5.225 | 5.265 | 5.355 | 5.45 | 5.51 | 0.0014714 | 0.0014948 | 0.0015124 | 0.0015284 | 0.0015401 | 0.0015665 | 0.0015943 | 0.0016118 | 0.0016118 | 0.0016118 | 0.0016118 | 0.0016118 | 0.0016118 | 0.0016118 | 0.0016118 | 0.0016118 | 0.0016118 | 0.0016118 | 0.0016118 | 0.0016118 | 0.0016118
| BET005 | 3686.5 | 6.04 | 6.175 | 6.3 | 6.365 | 6.455 | 6.605 | 6.785 | 6.875 | 0.0016384 | 0.001675 | 0.0017089 | 0.0017266 | 0.001751 | 0.0017917 | 0.0018405 | 0.0018649 | 0.0018649 | 0.0018649 | 0.0018649 | 0.0018649 | 0.0018649 | 0.0018649 | 0.0018649 | 0.0018649 | 0.0018649 | 0.0018649 | 0.0018649 | 0.0018649 | 0.0018649
| BET006 | 5543.5 | 8.15 | 8.28 | 8.415 | 8.49 | 8.58 | 8.74 | 8.915 | 9.035 | 0.0014702 | 0.0014936 | 0.001518 | 0.0015315 | 0.0015478 | 0.0015766 | 0.0016082 | 0.0016298 | 0.0016298 | 0.0016298 | 0.0016298 | 0.0016298 | 0.0016298 | 0.0016298 | 0.0016298 | 0.0016298 | 0.0016298 | 0.0016298 | 0.0016298 | 0.0016298 | 0.0016298
| BET007 | 5439 | 7.09 | 7.265 | 7.415 | 7.53 | 7.655 | 7.845 | 8.075 | 8.175 | 0.0013035 | 0.0013357 | 0.0013633 | 0.0013844 | 0.0014074 | 0.0014424 | 0.0014846 | 0.001503 | 0.001503 | 0.001503 | 0.001503 | 0.001503 | 0.001503 | 0.001503 | 0.001503 | 0.001503 | 0.001503 | 0.001503 | 0.001503 | 0.001503 | 0.001503
| BET008 | 2928 | 4.925 | 4.955 | 4.99 | 5 | 5.025 | 5.07 | 5.115 | 5.13 | 0.001682 | 0.0016923 | 0.0017042 | 0.0017077 | 0.0017162 | 0.0017316 | 0.0017469 | 0.001752 | 0.001752 | 0.001752 | 0.001752 | 0.001752 | 0.001752 | 0.001752 | 0.001752 | 0.001752 | 0.001752 | 0.001752 | 0.001752 | 0.001752 | 0.001752
| BGO011 | 445 | 1.965 | 1.96 | 1.95 | 1.935 | 1.92 | 1.915 | 1.91 | 1.93 | 0.0044157 | 0.0044045 | 0.004382 | 0.0043483 | 0.0043146 | 0.0043034 | 0.0042921 | 0.0043371 | 0.0043371 | 0.0043371 | 0.0043371 | 0.0043371 | 0.0043371 | 0.0043371 | 0.0043371 | 0.0043371 | 0.0043371 | 0.0043371 | 0.0043371 | 0.0043371 | 0.0043371
| BGO012 | 2579 | 3.585 | 3.605 | 3.61 | 3.61 | 3.61 | 3.64 | 3.675 | 3.67 | 0.0013901 | 0.0013978 | 0.0013998 | 0.0013998 | 0.0013998 | 0.0014114 | 0.001425 | 0.001423 | 0.001423 | 0.001423 | 0.001423 | 0.001423 | 0.001423 | 0.001423 | 0.001423 | 0.001423 | 0.001423 | 0.001423 | 0.001423 | 0.001423 | 0.001423
| BGO013 | 2704.5 | 3.815 | 3.925 | 4.015 | 4.1 | 4.19 | 4.31 | 4.44 | 4.535 | 0.0014106 | 0.0014513 | 0.0014846 | 0.001516 | 0.0015493 | 0.0015936 | 0.0016417 | 0.0016768 | 0.0016768 | 0.0016768 | 0.0016768 | 0.0016768 | 0.0016768 | 0.0016768 | 0.0016768 | 0.0016768 | 0.0016768 | 0.0016768 | 0.0016768 | 0.0016768 | 0.0016768
| BGO014 | 526 | 1.635 | 1.625 | 1.615 | 1.6 | 1.585 | 1.57 | 1.565 | 1.56 | 0.0031084 | 0.0030894 | 0.0030703 | 0.0030418 | 0.0030133 | 0.0029848 | 0.0029753 | 0.0029658 | 0.0029658 | 0.0029658 | 0.0029658 | 0.0029658 | 0.0029658 | 0.0029658 | 0.0029658 | 0.0029658 | 0.0029658 | 0.0029658 | 0.0029658 | 0.0029658 | 0.0029658
| BGO022 | 4585.5 | 4.79 | 4.84 | 4.865 | 4.875 | 4.895 | 4.95 | 5.025 | 5.04 | 0.0010446 | 0.0010555 | 0.001061 | 0.0010631 | 0.0010675 | 0.0010795 | 0.0010958 | 0.0010991 | 0.0010991 | 0.0010991 | 0.0010991 | 0.0010991 | 0.0010991 | 0.0010991 | 0.0010991 | 0.0010991 | 0.0010991 | 0.0010991 | 0.0010991 | 0.0010991 | 0.0010991
| BGO023 | 2974.5 | 6.125 | 6.255 | 6.355 | 6.44 | 6.52 | 6.65 | 6.815 | 6.92 | 0.0020592 | 0.0021029 | 0.0021365 | 0.0021651 | 0.002192 | 0.0022357 | 0.0022911 | 0.0023264 | 0.0023264 | 0.0023264 | 0.0023264 | 0.0023264 | 0.0023264 | 0.0023264 | 0.0023264 | 0.0023264 | 0.0023264 | 0.0023264 | 0.0023264 | 0.0023264 | 0.0023264
| BGO024 | 469 | 3.045 | 3.04 | 3.025 | 2.995 | 2.96 | 2.94 | 2.925 | 2.875 | 0.0064925 | 0.0064819 | 0.0064499 | 0.0063859 | 0.0063113 | 0.0062687 | 0.0062367 | 0.0061301 | 0.0061301 | 0.0061301 | 0.0061301 | 0.0061301 | 0.0061301 | 0.0061301 | 0.0061301 | 0.0061301 | 0.0061301 | 0.0061301 | 0.0061301 | 0.0061301 | 0.0061301
| BLT016 | 671 | 6.59 | 6.7 | 6.795 | 6.85 | 6.925 | 7.04 | 7.16 | 7.22 | 0.0098212 | 0.0099851 | 0.010127 | 0.010209 | 0.01032 | 0.010492 | 0.010671 | 0.01076 | 0.01076 | 0.01076 | 0.01076 | 0.01076 | 0.01076 | 0.01076 | 0.01076 | 0.01076 | 0.01076 | 0.01076 | 0.01076 | 0.01076 | 0.01076
| BLT017 | 2067 | 5.085 | 5.135 | 5.195 | 5.23 | 5.26 | 5.325 | 5.41 | 5.44 | 0.0024601 | 0.0024843 | 0.0025133 | 0.0025302 | 0.0025448 | 0.0025762 | 0.0026173 | 0.0026318 | 0.0026318 | 0.0026318 | 0.0026318 | 0.0026318 | 0.0026318 | 0.0026318 | 0.0026318 | 0.0026318 | 0.0026318 | 0.0026318 | 0.0026318 | 0.0026318 | 0.0026318
| BLT020 | 57.5 | 4.295 | 4.41 | 4.52 | 4.62 | 4.72 | 4.83 | 4.94 | 5.045 | 0.074696 | 0.076696 | 0.078609 | 0.080348 | 0.082087 | 0.084 | 0.085913 | 0.087739 | 0.087739 | 0.087739 | 0.087739 | 0.087739 | 0.087739 | 0.087739 | 0.087739 | 0.087739 | 0.087739 | 0.087739 | 0.087739 | 0.087739 | 0.087739
| BLT021 | 1141.5 | 4.055 | 4.085 | 4.115 | 4.12 | 4.125 | 4.155 | 4.2 | 4.205 | 0.0035523 | 0.0035786 | 0.0036049 | 0.0036093 | 0.0036137 | 0.0036399 | 0.0036794 | 0.0036837 | 0.0036837 | 0.0036837 | 0.0036837 | 0.0036837 | 0.0036837 | 0.0036837 | 0.0036837 | 0.0036837 | 0.0036837 | 0.0036837 | 0.0036837 | 0.0036837 | 0.0036837
| BLT022 | 1635.5 | 4.085 | 4.18 | 4.22 | 4.22 | 4.265 | 4.365 | 4.455 | 4.44 | 0.0024977 | 0.0025558 | 0.0025803 | 0.0025803 | 0.0026078 | 0.0026689 | 0.0027239 | 0.0027148 | 0.0027148 | 0.0027148 | 0.0027148 | 0.0027148 | 0.0027148 | 0.0027148 | 0.0027148 | 0.0027148 | 0.0027148 | 0.0027148 | 0.0027148 | 0.0027148 | 0.0027148
| BLT030 | 2408 | 3.59 | 3.64 | 3.695 | 3.715 | 3.745 | 3.8 | 3.875 | 3.915 | 0.0014909 | 0.0015116 | 0.0015345 | 0.0015428 | 0.0015552 | 0.0015781 | 0.0016092 | 0.0016258 | 0.0016258 | 0.0016258 | 0.0016258 | 0.0016258 | 0.0016258 | 0.0016258 | 0.0016258 | 0.0016258 | 0.0016258 | 0.0016258 | 0.0016258 | 0.0016258 | 0.0016258
| BLT031 | 367.5 | 1.135 | 1.155 | 1.17 | 1.175 | 1.18 | 1.2 | 1.225 | 1.23 | 0.0030884 | 0.0031429 | 0.0031837 | 0.0031973 | 0.0032109 | 0.0032653 | 0.0033333 | 0.0033469 | 0.0033469 | 0.0033469 | 0.0033469 | 0.0033469 | 0.0033469 | 0.0033469 | 0.0033469 | 0.0033469 | 0.0033469 | 0.0033469 | 0.0033469 | 0.0033469 | 0.0033469
| BMH003 | 3675.5 | 3.96 | 4.095 | 4.205 | 4.305 | 4.43 | 4.615 | 4.765 | 4.855 | 0.0010774 | 0.0011141 | 0.0011441 | 0.0011713 | 0.0012053 | 0.0012556 | 0.0012964 | 0.0013209 | 0.0013209 | 0.0013209 | 0.0013209 | 0.0013209 | 0.0013209 | 0.0013209 | 0.0013209 | 0.0013209 | 0.0013209 | 0.0013209 | 0.0013209 | 0.0013209 | 0.0013209
| BMH004 | 3726.5 | 4.66 | 4.86 | 5.035 | 5.195 | 5.365 | 5.595 | 5.87 | 6.075 | 0.0012505 | 0.0013042 | 0.0013511 | 0.0013941 | 0.0014397 | 0.0015014 | 0.0015752 | 0.0016302 | 0.0016302 | 0.0016302 | 0.0016302 | 0.0016302 | 0.0016302 | 0.0016302 | 0.0016302 | 0.0016302 | 0.0016302 | 0.0016302 | 0.0016302 | 0.0016302 | 0.0016302
| BMH005 | 4107.5 | 5.785 | 6.015 | 6.225 | 6.41 | 6.635 | 6.89 | 7.14 | 7.36 | 0.0014084 | 0.0014644 | 0.0015155 | 0.0015606 | 0.0016153 | 0.0016774 | 0.0017383 | 0.0017918 | 0.0017918 | 0.0017918 | 0.0017918 | 0.0017918 | 0.0017918 | 0.0017918 | 0.0017918 | 0.0017918 | 0.0017918 | 0.0017918 | 0.0017918 | 0.0017918 | 0.0017918
| BMH006 | 929 | 2.595 | 2.62 | 2.655 | 2.67 | 2.685 | 2.74 | 2.79 | 2.825 | 0.0027933 | 0.0028202 | 0.0028579 | 0.0028741 | 0.0028902 | 0.0029494 | 0.0030032 | 0.0030409 | 0.0030409 | 0.0030409 | 0.0030409 | 0.0030409 | 0.0030409 | 0.0030409 | 0.0030409 | 0.0030409 | 0.0030409 | 0.0030409 | 0.0030409 | 0.0030409 | 0.0030409
| CDN001 | 1682 | 4.4 | 4.425 | 4.465 | 4.465 | 4.465 | 4.52 | 4.59 | 4.585 | 0.0026159 | 0.0026308 | 0.0026546 | 0.0026546 | 0.0026546 | 0.0026873 | 0.0027289 | 0.0027259 | 0.0027259 | 0.0027259 | 0.0027259 | 0.0027259 | 0.0027259 | 0.0027259 | 0.0027259 | 0.0027259 | 0.0027259 | 0.0027259 | 0.0027259 | 0.0027259 | 0.0027259
| CDN002 | 510 | 1.05 | 1.075 | 1.1 | 1.105 | 1.11 | 1.14 | 1.175 | 1.175 | 0.0020588 | 0.0021078 | 0.0021569 | 0.0021667 | 0.0021765 | 0.0022353 | 0.0023039 | 0.0023039 | 0.0023039 | 0.0023039 | 0.0023039 | 0.0023039 | 0.0023039 | 0.0023039 | 0.0023039 | 0.0023039 | 0.0023039 | 0.0023039 | 0.0023039 | 0.0023039 | 0.0023039
| CDN003 | 1721.5 | 1.755 | 1.755 | 1.745 | 1.73 | 1.715 | 1.71 | 1.7 | 1.685 | 0.0010195 | 0.0010195 | 0.0010137 | 0.0010049 | 0.00099622 | 0.00099332 | 0.00098751 | 0.0009788 | 0.0009788 | 0.0009788 | 0.0009788 | 0.0009788 | 0.0009788 | 0.0009788 | 0.0009788 | 0.0009788 | 0.0009788 | 0.0009788 | 0.0009788 | 0.0009788 | 0.0009788
| CDN004 | 787 | 0.67 | 0.675 | 0.685 | 0.68 | 0.68 | 0.685 | 0.695 | 0.695 | 0.00085133 | 0.00085769 | 0.00087039 | 0.00086404 | 0.00086404 | 0.00087039 | 0.0008831 | 0.0008831 | 0.0008831 | 0.0008831 | 0.0008831 | 0.0008831 | 0.0008831 | 0.0008831 | 0.0008831 | 0.0008831 | 0.0008831 | 0.0008831 | 0.0008831 | 0.0008831 | 0.0008831
| CDN006 | 987 | 1.175 | 1.19 | 1.2 | 1.2 | 1.2 | 1.215 | 1.235 | 1.235 | 0.0011905 | 0.0012057 | 0.0012158 | 0.0012158 | 0.0012158 | 0.001231 | 0.0012513 | 0.0012513 | 0.0012513 | 0.0012513 | 0.0012513 | 0.0012513 | 0.0012513 | 0.0012513 | 0.0012513 | 0.0012513 | 0.0012513 | 0.0012513 | 0.0012513 | 0.0012513 | 0.0012513
| CHA003 | 1208 | 1.84 | 1.845 | 1.84 | 1.825 | 1.815 | 1.815 | 1.825 | 1.81 | 0.0015232 | 0.0015273 | 0.0015232 | 0.0015108 | 0.0015025 | 0.0015025 | 0.0015108 | 0.0014983 | 0.0014983 | 0.0014983 | 0.0014983 | 0.0014983 | 0.0014983 | 0.0014983 | 0.0014983 | 0.0014983 | 0.0014983 | 0.0014983 | 0.0014983 | 0.0014983 | 0.0014983
| CHA005 | 1341 | 2.65 | 2.685 | 2.705 | 2.69 | 2.685 | 2.73 | 2.79 | 2.775 | 0.0019761 | 0.0020022 | 0.0020172 | 0.002006 | 0.0020022 | 0.0020358 | 0.0020805 | 0.0020694 | 0.0020694 | 0.0020694 | 0.0020694 | 0.0020694 | 0.0020694 | 0.0020694 | 0.0020694 | 0.0020694 | 0.0020694 | 0.0020694 | 0.0020694 | 0.0020694 | 0.0020694
| CHA006 | 1854 | 3.69 | 3.76 | 3.805 | 3.805 | 3.82 | 3.89 | 3.975 | 3.965 | 0.0019903 | 0.002028 | 0.0020523 | 0.0020523 | 0.0020604 | 0.0020982 | 0.002144 | 0.0021386 | 0.0021386 | 0.0021386 | 0.0021386 | 0.0021386 | 0.0021386 | 0.0021386 | 0.0021386 | 0.0021386 | 0.0021386 | 0.0021386 | 0.0021386 | 0.0021386 | 0.0021386
| CHA007 | 1 | 0 | 0 | 0 | 0 | 0 | 0 | 0 | 0 | 0 | 0 | 0 | 0 | 0 | 0 | 0 | 0 | 0 | 0 | 0 | 0 | 0 | 0 | 0 | 0 | 0 | 0 | 0 | 0 | 0
| CHA008 | 1 | 1.565 | 1.55 | 1.53 | 1.515 | 1.495 | 1.48 | 1.465 | 1.455 | 1.565 | 1.55 | 1.53 | 1.515 | 1.495 | 1.48 | 1.465 | 1.455 | 1.455 | 1.455 | 1.455 | 1.455 | 1.455 | 1.455 | 1.455 | 1.455 | 1.455 | 1.455 | 1.455 | 1.455 | 1.455
| CHM011 | 1539.5 | 1.16 | 1.16 | 1.16 | 1.15 | 1.145 | 1.14 | 1.145 | 1.135 | 0.00075349 | 0.00075349 | 0.00075349 | 0.000747 | 0.00074375 | 0.0007405 | 0.00074375 | 0.00073725 | 0.00073725 | 0.00073725 | 0.00073725 | 0.00073725 | 0.00073725 | 0.00073725 | 0.00073725 | 0.00073725 | 0.00073725 | 0.00073725 | 0.00073725 | 0.00073725 | 0.00073725
| CLC001 | 1690 | 4.005 | 4.01 | 4.01 | 3.995 | 3.99 | 4.005 | 4.015 | 4.01 | 0.0023698 | 0.0023728 | 0.0023728 | 0.0023639 | 0.0023609 | 0.0023698 | 0.0023757 | 0.0023728 | 0.0023728 | 0.0023728 | 0.0023728 | 0.0023728 | 0.0023728 | 0.0023728 | 0.0023728 | 0.0023728 | 0.0023728 | 0.0023728 | 0.0023728 | 0.0023728 | 0.0023728
| CLC002 | 2992 | 3.19 | 3.2 | 3.19 | 3.185 | 3.195 | 3.22 | 3.265 | 3.245 | 0.0010662 | 0.0010695 | 0.0010662 | 0.0010645 | 0.0010678 | 0.0010762 | 0.0010912 | 0.0010846 | 0.0010846 | 0.0010846 | 0.0010846 | 0.0010846 | 0.0010846 | 0.0010846 | 0.0010846 | 0.0010846 | 0.0010846 | 0.0010846 | 0.0010846 | 0.0010846 | 0.0010846
| CLC003 | 2794.5 | 3.545 | 3.625 | 3.69 | 3.705 | 3.74 | 3.815 | 3.92 | 3.965 | 0.0012686 | 0.0012972 | 0.0013205 | 0.0013258 | 0.0013383 | 0.0013652 | 0.0014028 | 0.0014189 | 0.0014189 | 0.0014189 | 0.0014189 | 0.0014189 | 0.0014189 | 0.0014189 | 0.0014189 | 0.0014189 | 0.0014189 | 0.0014189 | 0.0014189 | 0.0014189 | 0.0014189
| CLC004 | 2438.5 | 4.82 | 4.84 | 4.855 | 4.845 | 4.84 | 4.87 | 4.91 | 4.9 | 0.0019766 | 0.0019848 | 0.001991 | 0.0019869 | 0.0019848 | 0.0019971 | 0.0020135 | 0.0020094 | 0.0020094 | 0.0020094 | 0.0020094 | 0.0020094 | 0.0020094 | 0.0020094 | 0.0020094 | 0.0020094 | 0.0020094 | 0.0020094 | 0.0020094 | 0.0020094 | 0.0020094
| CLC006 | 1564.5 | 6.14 | 6.15 | 6.16 | 6.15 | 6.135 | 6.155 | 6.175 | 6.185 | 0.0039246 | 0.003931 | 0.0039374 | 0.003931 | 0.0039214 | 0.0039342 | 0.0039469 | 0.0039533 | 0.0039533 | 0.0039533 | 0.0039533 | 0.0039533 | 0.0039533 | 0.0039533 | 0.0039533 | 0.0039533 | 0.0039533 | 0.0039533 | 0.0039533 | 0.0039533 | 0.0039533
| CLC013 | 3089 | 3.42 | 3.495 | 3.56 | 3.595 | 3.63 | 3.67 | 3.75 | 3.79 | 0.0011072 | 0.0011314 | 0.0011525 | 0.0011638 | 0.0011751 | 0.0011881 | 0.001214 | 0.0012269 | 0.0012269 | 0.0012269 | 0.0012269 | 0.0012269 | 0.0012269 | 0.0012269 | 0.0012269 | 0.0012269 | 0.0012269 | 0.0012269 | 0.0012269 | 0.0012269 | 0.0012269
| CLC014 | 1496.5 | 3.81 | 3.84 | 3.86 | 3.855 | 3.85 | 3.86 | 3.9 | 3.895 | 0.0025459 | 0.002566 | 0.0025794 | 0.002576 | 0.0025727 | 0.0025794 | 0.0026061 | 0.0026027 | 0.0026027 | 0.0026027 | 0.0026027 | 0.0026027 | 0.0026027 | 0.0026027 | 0.0026027 | 0.0026027 | 0.0026027 | 0.0026027 | 0.0026027 | 0.0026027 | 0.0026027
| CME014 | 3711.5 | 6.335 | 6.445 | 6.53 | 6.57 | 6.635 | 6.73 | 6.83 | 6.915 | 0.0017069 | 0.0017365 | 0.0017594 | 0.0017702 | 0.0017877 | 0.0018133 | 0.0018402 | 0.0018631 | 0.0018631 | 0.0018631 | 0.0018631 | 0.0018631 | 0.0018631 | 0.0018631 | 0.0018631 | 0.0018631 | 0.0018631 | 0.0018631 | 0.0018631 | 0.0018631 | 0.0018631
| CME015 | 1237.5 | 4.385 | 4.42 | 4.455 | 4.45 | 4.44 | 4.485 | 4.54 | 4.56 | 0.0035434 | 0.0035717 | 0.0036 | 0.003596 | 0.0035879 | 0.0036242 | 0.0036687 | 0.0036848 | 0.0036848 | 0.0036848 | 0.0036848 | 0.0036848 | 0.0036848 | 0.0036848 | 0.0036848 | 0.0036848 | 0.0036848 | 0.0036848 | 0.0036848 | 0.0036848 | 0.0036848
| CME016 | 2680 | 4.705 | 4.78 | 4.855 | 4.89 | 4.93 | 5.02 | 5.14 | 5.19 | 0.0017556 | 0.0017836 | 0.0018116 | 0.0018246 | 0.0018396 | 0.0018731 | 0.0019179 | 0.0019366 | 0.0019366 | 0.0019366 | 0.0019366 | 0.0019366 | 0.0019366 | 0.0019366 | 0.0019366 | 0.0019366 | 0.0019366 | 0.0019366 | 0.0019366 | 0.0019366 | 0.0019366
| CME021 | 2092 | 3.595 | 3.615 | 3.62 | 3.61 | 3.6 | 3.615 | 3.64 | 3.635 | 0.0017185 | 0.001728 | 0.0017304 | 0.0017256 | 0.0017208 | 0.001728 | 0.00174 | 0.0017376 | 0.0017376 | 0.0017376 | 0.0017376 | 0.0017376 | 0.0017376 | 0.0017376 | 0.0017376 | 0.0017376 | 0.0017376 | 0.0017376 | 0.0017376 | 0.0017376 | 0.0017376
| CME022 | 449.5 | 5.14 | 5.115 | 5.085 | 5.05 | 5.01 | 4.985 | 4.965 | 4.94 | 0.011435 | 0.011379 | 0.011313 | 0.011235 | 0.011146 | 0.01109 | 0.011046 | 0.01099 | 0.01099 | 0.01099 | 0.01099 | 0.01099 | 0.01099 | 0.01099 | 0.01099 | 0.01099 | 0.01099 | 0.01099 | 0.01099 | 0.01099 | 0.01099
| CMN001 | 4990 | 2.28 | 2.315 | 2.36 | 2.38 | 2.395 | 2.44 | 2.47 | 2.51 | 0.00045691 | 0.00046393 | 0.00047295 | 0.00047695 | 0.00047996 | 0.00048898 | 0.00049499 | 0.00050301 | 0.00050301 | 0.00050301 | 0.00050301 | 0.00050301 | 0.00050301 | 0.00050301 | 0.00050301 | 0.00050301 | 0.00050301 | 0.00050301 | 0.00050301 | 0.00050301 | 0.00050301
| CMN002 | 1563.5 | 1.82 | 1.83 | 1.845 | 1.85 | 1.86 | 1.88 | 1.9 | 1.91 | 0.0011641 | 0.0011705 | 0.00118 | 0.0011832 | 0.0011896 | 0.0012024 | 0.0012152 | 0.0012216 | 0.0012216 | 0.0012216 | 0.0012216 | 0.0012216 | 0.0012216 | 0.0012216 | 0.0012216 | 0.0012216 | 0.0012216 | 0.0012216 | 0.0012216 | 0.0012216 | 0.0012216
| CMN003 | 3015.5 | 3.545 | 3.605 | 3.66 | 3.7 | 3.735 | 3.795 | 3.875 | 3.895 | 0.0011756 | 0.0011955 | 0.0012137 | 0.001227 | 0.0012386 | 0.0012585 | 0.001285 | 0.0012917 | 0.0012917 | 0.0012917 | 0.0012917 | 0.0012917 | 0.0012917 | 0.0012917 | 0.0012917 | 0.0012917 | 0.0012917 | 0.0012917 | 0.0012917 | 0.0012917 | 0.0012917
| CMN004 | 1752 | 1.845 | 1.875 | 1.9 | 1.91 | 1.925 | 1.95 | 1.995 | 2 | 0.0010531 | 0.0010702 | 0.0010845 | 0.0010902 | 0.0010987 | 0.001113 | 0.0011387 | 0.0011416 | 0.0011416 | 0.0011416 | 0.0011416 | 0.0011416 | 0.0011416 | 0.0011416 | 0.0011416 | 0.0011416 | 0.0011416 | 0.0011416 | 0.0011416 | 0.0011416 | 0.0011416
| CMN005 | 1063 | 5.13 | 5.15 | 5.18 | 5.185 | 5.205 | 5.225 | 5.255 | 5.28 | 0.004826 | 0.0048448 | 0.004873 | 0.0048777 | 0.0048965 | 0.0049153 | 0.0049436 | 0.0049671 | 0.0049671 | 0.0049671 | 0.0049671 | 0.0049671 | 0.0049671 | 0.0049671 | 0.0049671 | 0.0049671 | 0.0049671 | 0.0049671 | 0.0049671 | 0.0049671 | 0.0049671
| COB011 | 829.5 | 3.445 | 3.535 | 3.6 | 3.61 | 3.645 | 3.74 | 3.85 | 3.85 | 0.0041531 | 0.0042616 | 0.00434 | 0.004352 | 0.0043942 | 0.0045087 | 0.0046414 | 0.0046414 | 0.0046414 | 0.0046414 | 0.0046414 | 0.0046414 | 0.0046414 | 0.0046414 | 0.0046414 | 0.0046414 | 0.0046414 | 0.0046414 | 0.0046414 | 0.0046414 | 0.0046414
| COB012 | 33 | 0.635 | 0.64 | 0.645 | 0.645 | 0.645 | 0.655 | 0.665 | 0.66 | 0.019242 | 0.019394 | 0.019545 | 0.019545 | 0.019545 | 0.019848 | 0.020152 | 0.02 | 0.02 | 0.02 | 0.02 | 0.02 | 0.02 | 0.02 | 0.02 | 0.02 | 0.02 | 0.02 | 0.02 | 0.02 | 0.02
| COB021 | 14 | 2.205 | 2.185 | 2.165 | 2.14 | 2.115 | 2.1 | 2.085 | 2.07 | 0.1575 | 0.15607 | 0.15464 | 0.15286 | 0.15107 | 0.15 | 0.14893 | 0.14786 | 0.14786 | 0.14786 | 0.14786 | 0.14786 | 0.14786 | 0.14786 | 0.14786 | 0.14786 | 0.14786 | 0.14786 | 0.14786 | 0.14786 | 0.14786
| COB022 | 3 | 3.065 | 3.04 | 3.01 | 2.975 | 2.945 | 2.92 | 2.9 | 2.885 | 1.0217 | 1.0133 | 1.0033 | 0.99167 | 0.98167 | 0.97333 | 0.96667 | 0.96167 | 0.96167 | 0.96167 | 0.96167 | 0.96167 | 0.96167 | 0.96167 | 0.96167 | 0.96167 | 0.96167 | 0.96167 | 0.96167 | 0.96167 | 0.96167
| CRO013 | 3531 | 2.36 | 2.39 | 2.405 | 2.405 | 2.41 | 2.435 | 2.475 | 2.48 | 0.00066837 | 0.00067686 | 0.00068111 | 0.00068111 | 0.00068253 | 0.00068961 | 0.00070093 | 0.00070235 | 0.00070235 | 0.00070235 | 0.00070235 | 0.00070235 | 0.00070235 | 0.00070235 | 0.00070235 | 0.00070235 | 0.00070235 | 0.00070235 | 0.00070235 | 0.00070235 | 0.00070235
| CRO014 | 37 | 0.74 | 0.74 | 0.74 | 0.735 | 0.735 | 0.73 | 0.73 | 0.73 | 0.02 | 0.02 | 0.02 | 0.019865 | 0.019865 | 0.01973 | 0.01973 | 0.01973 | 0.01973 | 0.01973 | 0.01973 | 0.01973 | 0.01973 | 0.01973 | 0.01973 | 0.01973 | 0.01973 | 0.01973 | 0.01973 | 0.01973 | 0.01973
| CRO021 | 865 | 2.87 | 2.86 | 2.85 | 2.83 | 2.81 | 2.81 | 2.815 | 2.79 | 0.0033179 | 0.0033064 | 0.0032948 | 0.0032717 | 0.0032486 | 0.0032486 | 0.0032543 | 0.0032254 | 0.0032254 | 0.0032254 | 0.0032254 | 0.0032254 | 0.0032254 | 0.0032254 | 0.0032254 | 0.0032254 | 0.0032254 | 0.0032254 | 0.0032254 | 0.0032254 | 0.0032254
| CRO022 | 3058 | 1.5 | 1.515 | 1.525 | 1.53 | 1.535 | 1.555 | 1.58 | 1.59 | 0.00049052 | 0.00049542 | 0.00049869 | 0.00050033 | 0.00050196 | 0.0005085 | 0.00051668 | 0.00051995 | 0.00051995 | 0.00051995 | 0.00051995 | 0.00051995 | 0.00051995 | 0.00051995 | 0.00051995 | 0.00051995 | 0.00051995 | 0.00051995 | 0.00051995 | 0.00051995 | 0.00051995
| CRO023 | 299 | 0.55 | 0.555 | 0.555 | 0.55 | 0.55 | 0.555 | 0.56 | 0.56 | 0.0018395 | 0.0018562 | 0.0018562 | 0.0018395 | 0.0018395 | 0.0018562 | 0.0018729 | 0.0018729 | 0.0018729 | 0.0018729 | 0.0018729 | 0.0018729 | 0.0018729 | 0.0018729 | 0.0018729 | 0.0018729 | 0.0018729 | 0.0018729 | 0.0018729 | 0.0018729 | 0.0018729
| CRO024 | 12.5 | 0.11 | 0.115 | 0.115 | 0.12 | 0.12 | 0.12 | 0.125 | 0.125 | 0.0088 | 0.0092 | 0.0092 | 0.0096 | 0.0096 | 0.0096 | 0.01 | 0.01 | 0.01 | 0.01 | 0.01 | 0.01 | 0.01 | 0.01 | 0.01 | 0.01 | 0.01 | 0.01 | 0.01 | 0.01 | 0.01
| CRO031 | 1 | 5.19 | 5.18 | 5.165 | 5.135 | 5.11 | 5.095 | 5.1 | 5.1 | 5.19 | 5.18 | 5.165 | 5.135 | 5.11 | 5.095 | 5.1 | 5.1 | 5.1 | 5.1 | 5.1 | 5.1 | 5.1 | 5.1 | 5.1 | 5.1 | 5.1 | 5.1 | 5.1 | 5.1 | 5.1
| CRO032 | 6.5 | 9.69 | 10.025 | 10.305 | 10.375 | 10.515 | 10.845 | 11.27 | 11.3 | 1.4908 | 1.5423 | 1.5854 | 1.5962 | 1.6177 | 1.6685 | 1.7338 | 1.7385 | 1.7385 | 1.7385 | 1.7385 | 1.7385 | 1.7385 | 1.7385 | 1.7385 | 1.7385 | 1.7385 | 1.7385 | 1.7385 | 1.7385 | 1.7385
| CRO033 | 16 | 3.13 | 3.125 | 3.115 | 3.105 | 3.09 | 3.08 | 3.08 | 3.08 | 0.19562 | 0.19531 | 0.19469 | 0.19406 | 0.19312 | 0.1925 | 0.1925 | 0.1925 | 0.1925 | 0.1925 | 0.1925 | 0.1925 | 0.1925 | 0.1925 | 0.1925 | 0.1925 | 0.1925 | 0.1925 | 0.1925 | 0.1925 | 0.1925
| CRO034 | 1360 | 2.315 | 2.295 | 2.275 | 2.255 | 2.235 | 2.225 | 2.215 | 2.2 | 0.0017022 | 0.0016875 | 0.0016728 | 0.0016581 | 0.0016434 | 0.001636 | 0.0016287 | 0.0016176 | 0.0016176 | 0.0016176 | 0.0016176 | 0.0016176 | 0.0016176 | 0.0016176 | 0.0016176 | 0.0016176 | 0.0016176 | 0.0016176 | 0.0016176 | 0.0016176 | 0.0016176
| CTN001 | 1628 | 3.97 | 4.025 | 4.065 | 4.055 | 4.055 | 4.11 | 4.18 | 4.16 | 0.0024386 | 0.0024724 | 0.0024969 | 0.0024908 | 0.0024908 | 0.0025246 | 0.0025676 | 0.0025553 | 0.0025553 | 0.0025553 | 0.0025553 | 0.0025553 | 0.0025553 | 0.0025553 | 0.0025553 | 0.0025553 | 0.0025553 | 0.0025553 | 0.0025553 | 0.0025553 | 0.0025553
| CTN002 | 1154 | 1.395 | 1.405 | 1.41 | 1.405 | 1.405 | 1.415 | 1.43 | 1.425 | 0.0012088 | 0.0012175 | 0.0012218 | 0.0012175 | 0.0012175 | 0.0012262 | 0.0012392 | 0.0012348 | 0.0012348 | 0.0012348 | 0.0012348 | 0.0012348 | 0.0012348 | 0.0012348 | 0.0012348 | 0.0012348 | 0.0012348 | 0.0012348 | 0.0012348 | 0.0012348 | 0.0012348
| CTN003 | 1198.5 | 1.08 | 1.09 | 1.095 | 1.09 | 1.09 | 1.1 | 1.115 | 1.11 | 0.00090113 | 0.00090947 | 0.00091364 | 0.00090947 | 0.00090947 | 0.00091781 | 0.00093033 | 0.00092616 | 0.00092616 | 0.00092616 | 0.00092616 | 0.00092616 | 0.00092616 | 0.00092616 | 0.00092616 | 0.00092616 | 0.00092616 | 0.00092616 | 0.00092616 | 0.00092616 | 0.00092616
| CTN004 | 1262 | 5.04 | 5.025 | 5.08 | 5.02 | 4.98 | 4.975 | 4.965 | 4.935 | 0.0039937 | 0.0039818 | 0.0040254 | 0.0039778 | 0.0039461 | 0.0039422 | 0.0039342 | 0.0039105 | 0.0039105 | 0.0039105 | 0.0039105 | 0.0039105 | 0.0039105 | 0.0039105 | 0.0039105 | 0.0039105 | 0.0039105 | 0.0039105 | 0.0039105 | 0.0039105 | 0.0039105
| CTN005 | 647.5 | 0.71 | 0.705 | 0.705 | 0.695 | 0.69 | 0.685 | 0.68 | 0.67 | 0.0010965 | 0.0010888 | 0.0010888 | 0.0010734 | 0.0010656 | 0.0010579 | 0.0010502 | 0.0010347 | 0.0010347 | 0.0010347 | 0.0010347 | 0.0010347 | 0.0010347 | 0.0010347 | 0.0010347 | 0.0010347 | 0.0010347 | 0.0010347 | 0.0010347 | 0.0010347 | 0.0010347
| CTN006 | 1971 | 3.185 | 3.195 | 3.195 | 3.175 | 3.16 | 3.165 | 3.18 | 3.155 | 0.0016159 | 0.001621 | 0.001621 | 0.0016109 | 0.0016032 | 0.0016058 | 0.0016134 | 0.0016007 | 0.0016007 | 0.0016007 | 0.0016007 | 0.0016007 | 0.0016007 | 0.0016007 | 0.0016007 | 0.0016007 | 0.0016007 | 0.0016007 | 0.0016007 | 0.0016007 | 0.0016007
| DDL011 | 5059.5 | 5.84 | 6.02 | 6.2 | 6.31 | 6.455 | 6.63 | 6.895 | 7.07 | 0.0011543 | 0.0011898 | 0.0012254 | 0.0012472 | 0.0012758 | 0.0013104 | 0.0013628 | 0.0013974 | 0.0013974 | 0.0013974 | 0.0013974 | 0.0013974 | 0.0013974 | 0.0013974 | 0.0013974 | 0.0013974 | 0.0013974 | 0.0013974 | 0.0013974 | 0.0013974 | 0.0013974
| DDL012 | 4312.5 | 4.885 | 4.975 | 5.07 | 5.105 | 5.155 | 5.2 | 5.35 | 5.425 | 0.0011328 | 0.0011536 | 0.0011757 | 0.0011838 | 0.0011954 | 0.0012058 | 0.0012406 | 0.001258 | 0.001258 | 0.001258 | 0.001258 | 0.001258 | 0.001258 | 0.001258 | 0.001258 | 0.001258 | 0.001258 | 0.001258 | 0.001258 | 0.001258 | 0.001258
| DDL013 | 5862.5 | 6.35 | 6.6 | 6.825 | 6.905 | 7.05 | 7.26 | 7.62 | 7.86 | 0.0010832 | 0.0011258 | 0.0011642 | 0.0011778 | 0.0012026 | 0.0012384 | 0.0012998 | 0.0013407 | 0.0013407 | 0.0013407 | 0.0013407 | 0.0013407 | 0.0013407 | 0.0013407 | 0.0013407 | 0.0013407 | 0.0013407 | 0.0013407 | 0.0013407 | 0.0013407 | 0.0013407
| DDL014 | 5028.5 | 1.525 | 1.55 | 1.58 | 1.59 | 1.61 | 1.64 | 1.675 | 1.7 | 0.00030327 | 0.00030824 | 0.00031421 | 0.0003162 | 0.00032018 | 0.00032614 | 0.0003331 | 0.00033807 | 0.00033807 | 0.00033807 | 0.00033807 | 0.00033807 | 0.00033807 | 0.00033807 | 0.00033807 | 0.00033807 | 0.00033807 | 0.00033807 | 0.00033807 | 0.00033807 | 0.00033807
| DDL021 | 3801.5 | 5.27 | 5.44 | 5.63 | 5.77 | 5.91 | 6.03 | 6.205 | 6.37 | 0.0013863 | 0.001431 | 0.001481 | 0.0015178 | 0.0015546 | 0.0015862 | 0.0016323 | 0.0016757 | 0.0016757 | 0.0016757 | 0.0016757 | 0.0016757 | 0.0016757 | 0.0016757 | 0.0016757 | 0.0016757 | 0.0016757 | 0.0016757 | 0.0016757 | 0.0016757 | 0.0016757
| DDL022 | 5025 | 5.455 | 5.7 | 5.94 | 6.16 | 6.35 | 6.61 | 6.895 | 7.135 | 0.0010856 | 0.0011343 | 0.0011821 | 0.0012259 | 0.0012637 | 0.0013154 | 0.0013721 | 0.0014199 | 0.0014199 | 0.0014199 | 0.0014199 | 0.0014199 | 0.0014199 | 0.0014199 | 0.0014199 | 0.0014199 | 0.0014199 | 0.0014199 | 0.0014199 | 0.0014199 | 0.0014199
| DDL023 | 3293.5 | 6.68 | 6.98 | 7.27 | 7.46 | 7.695 | 7.98 | 8.335 | 8.655 | 0.0020282 | 0.0021193 | 0.0022074 | 0.0022651 | 0.0023364 | 0.002423 | 0.0025307 | 0.0026279 | 0.0026279 | 0.0026279 | 0.0026279 | 0.0026279 | 0.0026279 | 0.0026279 | 0.0026279 | 0.0026279 | 0.0026279 | 0.0026279 | 0.0026279 | 0.0026279 | 0.0026279
| DDL024 | 3737.5 | 4.8 | 4.965 | 5.11 | 5.245 | 5.375 | 5.53 | 5.725 | 5.87 | 0.0012843 | 0.0013284 | 0.0013672 | 0.0014033 | 0.0014381 | 0.0014796 | 0.0015318 | 0.0015706 | 0.0015706 | 0.0015706 | 0.0015706 | 0.0015706 | 0.0015706 | 0.0015706 | 0.0015706 | 0.0015706 | 0.0015706 | 0.0015706 | 0.0015706 | 0.0015706 | 0.0015706
| DLF001 | 1868.5 | 3.28 | 3.455 | 3.615 | 3.76 | 3.91 | 4.08 | 4.265 | 4.415 | 0.0017554 | 0.0018491 | 0.0019347 | 0.0020123 | 0.0020926 | 0.0021836 | 0.0022826 | 0.0023629 | 0.0023629 | 0.0023629 | 0.0023629 | 0.0023629 | 0.0023629 | 0.0023629 | 0.0023629 | 0.0023629 | 0.0023629 | 0.0023629 | 0.0023629 | 0.0023629 | 0.0023629
| ECA001 | 2273 | 3.57 | 3.605 | 3.625 | 3.63 | 3.635 | 3.66 | 3.695 | 3.705 | 0.0015706 | 0.001586 | 0.0015948 | 0.001597 | 0.0015992 | 0.0016102 | 0.0016256 | 0.00163 | 0.00163 | 0.00163 | 0.00163 | 0.00163 | 0.00163 | 0.00163 | 0.00163 | 0.00163 | 0.00163 | 0.00163 | 0.00163 | 0.00163 | 0.00163
| ECA003 | 2496 | 3.75 | 3.775 | 3.8 | 3.805 | 3.81 | 3.85 | 3.89 | 3.905 | 0.0015024 | 0.0015124 | 0.0015224 | 0.0015244 | 0.0015264 | 0.0015425 | 0.0015585 | 0.0015645 | 0.0015645 | 0.0015645 | 0.0015645 | 0.0015645 | 0.0015645 | 0.0015645 | 0.0015645 | 0.0015645 | 0.0015645 | 0.0015645 | 0.0015645 | 0.0015645 | 0.0015645
| ECA005 | 885.5 | 4.875 | 4.91 | 4.93 | 4.93 | 4.94 | 4.98 | 5.03 | 5.035 | 0.0055054 | 0.0055449 | 0.0055675 | 0.0055675 | 0.0055788 | 0.0056239 | 0.0056804 | 0.0056861 | 0.0056861 | 0.0056861 | 0.0056861 | 0.0056861 | 0.0056861 | 0.0056861 | 0.0056861 | 0.0056861 | 0.0056861 | 0.0056861 | 0.0056861 | 0.0056861 | 0.0056861
| ECA007 | 1172.5 | 3.22 | 3.21 | 3.17 | 3.08 | 2.995 | 2.965 | 3.03 | 3.005 | 0.0027463 | 0.0027377 | 0.0027036 | 0.0026269 | 0.0025544 | 0.0025288 | 0.0025842 | 0.0025629 | 0.0025629 | 0.0025629 | 0.0025629 | 0.0025629 | 0.0025629 | 0.0025629 | 0.0025629 | 0.0025629 | 0.0025629 | 0.0025629 | 0.0025629 | 0.0025629 | 0.0025629
| ECA010 | 2259.5 | 4.035 | 4.09 | 4.12 | 4.135 | 4.16 | 4.22 | 4.3 | 4.315 | 0.0017858 | 0.0018101 | 0.0018234 | 0.0018301 | 0.0018411 | 0.0018677 | 0.0019031 | 0.0019097 | 0.0019097 | 0.0019097 | 0.0019097 | 0.0019097 | 0.0019097 | 0.0019097 | 0.0019097 | 0.0019097 | 0.0019097 | 0.0019097 | 0.0019097 | 0.0019097 | 0.0019097
| ECA012 | 2000 | 3.82 | 3.895 | 3.95 | 3.965 | 3.995 | 4.085 | 4.185 | 4.175 | 0.00191 | 0.0019475 | 0.001975 | 0.0019825 | 0.0019975 | 0.0020425 | 0.0020925 | 0.0020875 | 0.0020875 | 0.0020875 | 0.0020875 | 0.0020875 | 0.0020875 | 0.0020875 | 0.0020875 | 0.0020875 | 0.0020875 | 0.0020875 | 0.0020875 | 0.0020875 | 0.0020875
| EHK021 | 367 | 6.085 | 6.19 | 6.29 | 6.33 | 6.37 | 6.465 | 6.605 | 6.655 | 0.01658 | 0.016866 | 0.017139 | 0.017248 | 0.017357 | 0.017616 | 0.017997 | 0.018134 | 0.018134 | 0.018134 | 0.018134 | 0.018134 | 0.018134 | 0.018134 | 0.018134 | 0.018134 | 0.018134 | 0.018134 | 0.018134 | 0.018134 | 0.018134
| EHK022 | 1369.5 | 2.935 | 2.945 | 2.955 | 2.955 | 2.965 | 2.995 | 3.025 | 3.035 | 0.0021431 | 0.0021504 | 0.0021577 | 0.0021577 | 0.002165 | 0.0021869 | 0.0022088 | 0.0022161 | 0.0022161 | 0.0022161 | 0.0022161 | 0.0022161 | 0.0022161 | 0.0022161 | 0.0022161 | 0.0022161 | 0.0022161 | 0.0022161 | 0.0022161 | 0.0022161 | 0.0022161
| EHK023 | 4251 | 4.41 | 4.47 | 4.52 | 4.55 | 4.575 | 4.65 | 4.72 | 4.75 | 0.0010374 | 0.0010515 | 0.0010633 | 0.0010703 | 0.0010762 | 0.0010939 | 0.0011103 | 0.0011174 | 0.0011174 | 0.0011174 | 0.0011174 | 0.0011174 | 0.0011174 | 0.0011174 | 0.0011174 | 0.0011174 | 0.0011174 | 0.0011174 | 0.0011174 | 0.0011174 | 0.0011174
| EHK024 | 2181 | 4.73 | 4.825 | 4.9 | 4.925 | 4.97 | 5.06 | 5.17 | 5.205 | 0.0021687 | 0.0022123 | 0.0022467 | 0.0022581 | 0.0022788 | 0.00232 | 0.0023705 | 0.0023865 | 0.0023865 | 0.0023865 | 0.0023865 | 0.0023865 | 0.0023865 | 0.0023865 | 0.0023865 | 0.0023865 | 0.0023865 | 0.0023865 | 0.0023865 | 0.0023865 | 0.0023865
| EHK031 | 2346.5 | 5.445 | 5.605 | 5.735 | 5.855 | 5.975 | 6.145 | 6.355 | 6.48 | 0.0023205 | 0.0023887 | 0.0024441 | 0.0024952 | 0.0025463 | 0.0026188 | 0.0027083 | 0.0027616 | 0.0027616 | 0.0027616 | 0.0027616 | 0.0027616 | 0.0027616 | 0.0027616 | 0.0027616 | 0.0027616 | 0.0027616 | 0.0027616 | 0.0027616 | 0.0027616 | 0.0027616
| EHK032 | 141.5 | 0.395 | 0.395 | 0.4 | 0.4 | 0.4 | 0.405 | 0.405 | 0.405 | 0.0027915 | 0.0027915 | 0.0028269 | 0.0028269 | 0.0028269 | 0.0028622 | 0.0028622 | 0.0028622 | 0.0028622 | 0.0028622 | 0.0028622 | 0.0028622 | 0.0028622 | 0.0028622 | 0.0028622 | 0.0028622 | 0.0028622 | 0.0028622 | 0.0028622 | 0.0028622 | 0.0028622
| EHK033 | 5477.5 | 7.105 | 7.3 | 7.48 | 7.66 | 7.84 | 8.08 | 8.36 | 8.545 | 0.0012971 | 0.0013327 | 0.0013656 | 0.0013984 | 0.0014313 | 0.0014751 | 0.0015262 | 0.00156 | 0.00156 | 0.00156 | 0.00156 | 0.00156 | 0.00156 | 0.00156 | 0.00156 | 0.00156 | 0.00156 | 0.00156 | 0.00156 | 0.00156 | 0.00156
| EHK034 | 888 | 2.895 | 2.885 | 2.88 | 2.87 | 2.86 | 2.865 | 2.87 | 2.875 | 0.0032601 | 0.0032489 | 0.0032432 | 0.003232 | 0.0032207 | 0.0032264 | 0.003232 | 0.0032376 | 0.0032376 | 0.0032376 | 0.0032376 | 0.0032376 | 0.0032376 | 0.0032376 | 0.0032376 | 0.0032376 | 0.0032376 | 0.0032376 | 0.0032376 | 0.0032376 | 0.0032376
| ETSA001 | 313 | 0 | 0 | 0 | 0 | 0 | 0 | 0 | 0 | 0 | 0 | 0 | 0 | 0 | 0 | 0 | 0 | 0 | 0 | 0 | 0 | 0 | 0 | 0 | 0 | 0 | 0 | 0 | 0 | 0
| ETSA003 | 45.5 | 0 | 0 | 0 | 0 | 0 | 0 | 0 | 0 | 0 | 0 | 0 | 0 | 0 | 0 | 0 | 0 | 0 | 0 | 0 | 0 | 0 | 0 | 0 | 0 | 0 | 0 | 0 | 0 | 0
| FNS011 | 2052 | 3.99 | 4.055 | 4.1 | 4.115 | 4.145 | 4.205 | 4.285 | 4.3 | 0.0019444 | 0.0019761 | 0.0019981 | 0.0020054 | 0.00202 | 0.0020492 | 0.0020882 | 0.0020955 | 0.0020955 | 0.0020955 | 0.0020955 | 0.0020955 | 0.0020955 | 0.0020955 | 0.0020955 | 0.0020955 | 0.0020955 | 0.0020955 | 0.0020955 | 0.0020955 | 0.0020955
| FNS012 | 3051 | 3.295 | 3.365 | 3.425 | 3.47 | 3.52 | 3.595 | 3.705 | 3.765 | 0.00108 | 0.0011029 | 0.0011226 | 0.0011373 | 0.0011537 | 0.0011783 | 0.0012144 | 0.001234 | 0.001234 | 0.001234 | 0.001234 | 0.001234 | 0.001234 | 0.001234 | 0.001234 | 0.001234 | 0.001234 | 0.001234 | 0.001234 | 0.001234 | 0.001234
| FNS013 | 3988.5 | 5.83 | 5.96 | 6.1 | 6.22 | 6.345 | 6.505 | 6.695 | 6.865 | 0.0014617 | 0.0014943 | 0.0015294 | 0.0015595 | 0.0015908 | 0.0016309 | 0.0016786 | 0.0017212 | 0.0017212 | 0.0017212 | 0.0017212 | 0.0017212 | 0.0017212 | 0.0017212 | 0.0017212 | 0.0017212 | 0.0017212 | 0.0017212 | 0.0017212 | 0.0017212 | 0.0017212
| FNS021 | 1993.5 | 6.56 | 7.43 | 7.5 | 7.535 | 7.585 | 7.68 | 7.8 | 7.84 | 0.0032907 | 0.0037271 | 0.0037622 | 0.0037798 | 0.0038049 | 0.0038525 | 0.0039127 | 0.0039328 | 0.0039328 | 0.0039328 | 0.0039328 | 0.0039328 | 0.0039328 | 0.0039328 | 0.0039328 | 0.0039328 | 0.0039328 | 0.0039328 | 0.0039328 | 0.0039328 | 0.0039328
| FNS022 | 972.5 | 3.15 | 3.235 | 3.32 | 3.38 | 3.445 | 3.53 | 3.625 | 3.69 | 0.0032391 | 0.0033265 | 0.0034139 | 0.0034756 | 0.0035424 | 0.0036298 | 0.0037275 | 0.0037943 | 0.0037943 | 0.0037943 | 0.0037943 | 0.0037943 | 0.0037943 | 0.0037943 | 0.0037943 | 0.0037943 | 0.0037943 | 0.0037943 | 0.0037943 | 0.0037943 | 0.0037943
| FNS032 | 224 | 2.545 | 2.585 | 2.61 | 2.625 | 2.635 | 2.67 | 2.715 | 2.73 | 0.011362 | 0.01154 | 0.011652 | 0.011719 | 0.011763 | 0.01192 | 0.012121 | 0.012188 | 0.012188 | 0.012188 | 0.012188 | 0.012188 | 0.012188 | 0.012188 | 0.012188 | 0.012188 | 0.012188 | 0.012188 | 0.012188 | 0.012188 | 0.012188
| GB011 | 2 | 1.69 | 1.7 | 1.715 | 1.725 | 1.735 | 1.75 | 1.765 | 1.78 | 0.845 | 0.85 | 0.8575 | 0.8625 | 0.8675 | 0.875 | 0.8825 | 0.89 | 0.89 | 0.89 | 0.89 | 0.89 | 0.89 | 0.89 | 0.89 | 0.89 | 0.89 | 0.89 | 0.89 | 0.89 | 0.89
| GB012 | 27 | 3.645 | 3.685 | 3.72 | 3.745 | 3.77 | 3.81 | 3.855 | 3.885 | 0.135 | 0.13648 | 0.13778 | 0.1387 | 0.13963 | 0.14111 | 0.14278 | 0.14389 | 0.14389 | 0.14389 | 0.14389 | 0.14389 | 0.14389 | 0.14389 | 0.14389 | 0.14389 | 0.14389 | 0.14389 | 0.14389 | 0.14389 | 0.14389
| GB014 | 545.5 | 0.78 | 0.79 | 0.795 | 0.8 | 0.805 | 0.82 | 0.83 | 0.84 | 0.0014299 | 0.0014482 | 0.0014574 | 0.0014665 | 0.0014757 | 0.0015032 | 0.0015215 | 0.0015399 | 0.0015399 | 0.0015399 | 0.0015399 | 0.0015399 | 0.0015399 | 0.0015399 | 0.0015399 | 0.0015399 | 0.0015399 | 0.0015399 | 0.0015399 | 0.0015399 | 0.0015399
| GB031 | 631.5 | 2.375 | 2.4 | 2.41 | 2.425 | 2.44 | 2.465 | 2.5 | 2.515 | 0.0037609 | 0.0038005 | 0.0038163 | 0.0038401 | 0.0038638 | 0.0039034 | 0.0039588 | 0.0039826 | 0.0039826 | 0.0039826 | 0.0039826 | 0.0039826 | 0.0039826 | 0.0039826 | 0.0039826 | 0.0039826 | 0.0039826 | 0.0039826 | 0.0039826 | 0.0039826 | 0.0039826
| GB032 | 3 | 1.7 | 1.715 | 1.73 | 1.74 | 1.75 | 1.76 | 1.775 | 1.795 | 0.56667 | 0.57167 | 0.57667 | 0.58 | 0.58333 | 0.58667 | 0.59167 | 0.59833 | 0.59833 | 0.59833 | 0.59833 | 0.59833 | 0.59833 | 0.59833 | 0.59833 | 0.59833 | 0.59833 | 0.59833 | 0.59833 | 0.59833 | 0.59833
| GCY011 | 4413.5 | 6.595 | 6.7 | 6.79 | 6.82 | 6.92 | 7.01 | 7.145 | 7.21 | 0.0014943 | 0.0015181 | 0.0015385 | 0.0015453 | 0.0015679 | 0.0015883 | 0.0016189 | 0.0016336 | 0.0016336 | 0.0016336 | 0.0016336 | 0.0016336 | 0.0016336 | 0.0016336 | 0.0016336 | 0.0016336 | 0.0016336 | 0.0016336 | 0.0016336 | 0.0016336 | 0.0016336
| GCY012 | 893 | 3.15 | 3.13 | 3.12 | 3.1 | 3.08 | 3.065 | 3.06 | 3.04 | 0.0035274 | 0.003505 | 0.0034938 | 0.0034714 | 0.003449 | 0.0034323 | 0.0034267 | 0.0034043 | 0.0034043 | 0.0034043 | 0.0034043 | 0.0034043 | 0.0034043 | 0.0034043 | 0.0034043 | 0.0034043 | 0.0034043 | 0.0034043 | 0.0034043 | 0.0034043 | 0.0034043
| GCY013 | 346 | 2.515 | 2.52 | 2.53 | 2.53 | 2.53 | 2.54 | 2.55 | 2.56 | 0.0072688 | 0.0072832 | 0.0073121 | 0.0073121 | 0.0073121 | 0.007341 | 0.0073699 | 0.0073988 | 0.0073988 | 0.0073988 | 0.0073988 | 0.0073988 | 0.0073988 | 0.0073988 | 0.0073988 | 0.0073988 | 0.0073988 | 0.0073988 | 0.0073988 | 0.0073988 | 0.0073988
| GCY014 | 3888 | 6.62 | 6.7 | 6.81 | 6.84 | 6.905 | 6.99 | 7.09 | 7.21 | 0.0017027 | 0.0017233 | 0.0017515 | 0.0017593 | 0.001776 | 0.0017978 | 0.0018236 | 0.0018544 | 0.0018544 | 0.0018544 | 0.0018544 | 0.0018544 | 0.0018544 | 0.0018544 | 0.0018544 | 0.0018544 | 0.0018544 | 0.0018544 | 0.0018544 | 0.0018544 | 0.0018544
| GCY021 | 278 | 1.415 | 1.415 | 1.415 | 1.415 | 1.41 | 1.41 | 1.405 | 1.4 | 0.0050899 | 0.0050899 | 0.0050899 | 0.0050899 | 0.0050719 | 0.0050719 | 0.005054 | 0.005036 | 0.005036 | 0.005036 | 0.005036 | 0.005036 | 0.005036 | 0.005036 | 0.005036 | 0.005036 | 0.005036 | 0.005036 | 0.005036 | 0.005036 | 0.005036
| GCY022 | 522.5 | 3.495 | 3.505 | 3.51 | 3.5 | 3.49 | 3.5 | 3.51 | 3.495 | 0.006689 | 0.0067081 | 0.0067177 | 0.0066986 | 0.0066794 | 0.0066986 | 0.0067177 | 0.006689 | 0.006689 | 0.006689 | 0.006689 | 0.006689 | 0.006689 | 0.006689 | 0.006689 | 0.006689 | 0.006689 | 0.006689 | 0.006689 | 0.006689 | 0.006689
| GCY023 | 31 | 0.89 | 0.89 | 0.89 | 0.89 | 0.89 | 0.89 | 0.895 | 0.9 | 0.02871 | 0.02871 | 0.02871 | 0.02871 | 0.02871 | 0.02871 | 0.028871 | 0.029032 | 0.029032 | 0.029032 | 0.029032 | 0.029032 | 0.029032 | 0.029032 | 0.029032 | 0.029032 | 0.029032 | 0.029032 | 0.029032 | 0.029032 | 0.029032
| GCY024 | 2452.5 | 3.91 | 3.95 | 3.98 | 4 | 4.03 | 4.065 | 4.115 | 4.14 | 0.0015943 | 0.0016106 | 0.0016228 | 0.001631 | 0.0016432 | 0.0016575 | 0.0016779 | 0.0016881 | 0.0016881 | 0.0016881 | 0.0016881 | 0.0016881 | 0.0016881 | 0.0016881 | 0.0016881 | 0.0016881 | 0.0016881 | 0.0016881 | 0.0016881 | 0.0016881 | 0.0016881
| GHP011 | 1380 | 5.735 | 5.88 | 6 | 6.08 | 6.195 | 6.405 | 6.61 | 6.755 | 0.0041558 | 0.0042609 | 0.0043478 | 0.0044058 | 0.0044891 | 0.0046413 | 0.0047899 | 0.0048949 | 0.0048949 | 0.0048949 | 0.0048949 | 0.0048949 | 0.0048949 | 0.0048949 | 0.0048949 | 0.0048949 | 0.0048949 | 0.0048949 | 0.0048949 | 0.0048949 | 0.0048949
| GHP012 | 1800 | 5.305 | 5.415 | 5.515 | 5.575 | 5.66 | 5.77 | 5.915 | 5.99 | 0.0029472 | 0.0030083 | 0.0030639 | 0.0030972 | 0.0031444 | 0.0032056 | 0.0032861 | 0.0033278 | 0.0033278 | 0.0033278 | 0.0033278 | 0.0033278 | 0.0033278 | 0.0033278 | 0.0033278 | 0.0033278 | 0.0033278 | 0.0033278 | 0.0033278 | 0.0033278 | 0.0033278
| GHP021 | 1474 | 4.85 | 5.01 | 5.15 | 5.255 | 5.375 | 5.57 | 5.785 | 5.95 | 0.0032904 | 0.0033989 | 0.0034939 | 0.0035651 | 0.0036465 | 0.0037788 | 0.0039247 | 0.0040366 | 0.0040366 | 0.0040366 | 0.0040366 | 0.0040366 | 0.0040366 | 0.0040366 | 0.0040366 | 0.0040366 | 0.0040366 | 0.0040366 | 0.0040366 | 0.0040366 | 0.0040366
| GHP022 | 1056.5 | 3.05 | 3.12 | 3.17 | 3.2 | 3.235 | 3.305 | 3.39 | 3.42 | 0.0028869 | 0.0029531 | 0.0030005 | 0.0030289 | 0.003062 | 0.0031283 | 0.0032087 | 0.0032371 | 0.0032371 | 0.0032371 | 0.0032371 | 0.0032371 | 0.0032371 | 0.0032371 | 0.0032371 | 0.0032371 | 0.0032371 | 0.0032371 | 0.0032371 | 0.0032371 | 0.0032371
| GL011 | 1109 | 3.16 | 3.145 | 3.135 | 3.13 | 3.14 | 3.165 | 3.175 | 3.19 | 0.0028494 | 0.0028359 | 0.0028269 | 0.0028224 | 0.0028314 | 0.0028539 | 0.0028629 | 0.0028765 | 0.0028765 | 0.0028765 | 0.0028765 | 0.0028765 | 0.0028765 | 0.0028765 | 0.0028765 | 0.0028765 | 0.0028765 | 0.0028765 | 0.0028765 | 0.0028765 | 0.0028765
| GL012 | 2854.5 | 1.29 | 1.305 | 1.32 | 1.33 | 1.34 | 1.35 | 1.375 | 1.38 | 0.00045192 | 0.00045717 | 0.00046243 | 0.00046593 | 0.00046943 | 0.00047294 | 0.0004817 | 0.00048345 | 0.00048345 | 0.00048345 | 0.00048345 | 0.00048345 | 0.00048345 | 0.00048345 | 0.00048345 | 0.00048345 | 0.00048345 | 0.00048345 | 0.00048345 | 0.00048345 | 0.00048345
| GL013 | 2203 | 2.345 | 2.395 | 2.435 | 2.46 | 2.495 | 2.54 | 2.6 | 2.635 | 0.0010645 | 0.0010872 | 0.0011053 | 0.0011167 | 0.0011325 | 0.001153 | 0.0011802 | 0.0011961 | 0.0011961 | 0.0011961 | 0.0011961 | 0.0011961 | 0.0011961 | 0.0011961 | 0.0011961 | 0.0011961 | 0.0011961 | 0.0011961 | 0.0011961 | 0.0011961 | 0.0011961
| GL014 | 2959 | 2.43 | 2.49 | 2.545 | 2.585 | 2.625 | 2.68 | 2.76 | 2.805 | 0.00082122 | 0.0008415 | 0.00086009 | 0.00087361 | 0.00088712 | 0.00090571 | 0.00093275 | 0.00094796 | 0.00094796 | 0.00094796 | 0.00094796 | 0.00094796 | 0.00094796 | 0.00094796 | 0.00094796 | 0.00094796 | 0.00094796 | 0.00094796 | 0.00094796 | 0.00094796 | 0.00094796
| GL015 | 3591 | 2.755 | 2.835 | 2.895 | 2.935 | 3 | 3.075 | 3.155 | 3.19 | 0.0007672 | 0.00078947 | 0.00080618 | 0.00081732 | 0.00083542 | 0.00085631 | 0.00087859 | 0.00088833 | 0.00088833 | 0.00088833 | 0.00088833 | 0.00088833 | 0.00088833 | 0.00088833 | 0.00088833 | 0.00088833 | 0.00088833 | 0.00088833 | 0.00088833 | 0.00088833 | 0.00088833
| GL021 | 3383.5 | 2.98 | 3.03 | 3.07 | 3.085 | 3.105 | 3.155 | 3.215 | 3.235 | 0.00088074 | 0.00089552 | 0.00090734 | 0.00091178 | 0.00091769 | 0.00093247 | 0.0009502 | 0.00095611 | 0.00095611 | 0.00095611 | 0.00095611 | 0.00095611 | 0.00095611 | 0.00095611 | 0.00095611 | 0.00095611 | 0.00095611 | 0.00095611 | 0.00095611 | 0.00095611 | 0.00095611
| GL022 | 3776 | 4.29 | 4.37 | 4.425 | 4.455 | 4.515 | 4.575 | 4.675 | 4.695 | 0.0011361 | 0.0011573 | 0.0011719 | 0.0011798 | 0.0011957 | 0.0012116 | 0.0012381 | 0.0012434 | 0.0012434 | 0.0012434 | 0.0012434 | 0.0012434 | 0.0012434 | 0.0012434 | 0.0012434 | 0.0012434 | 0.0012434 | 0.0012434 | 0.0012434 | 0.0012434 | 0.0012434
| GL023 | 2120.5 | 3.025 | 3.04 | 3.06 | 3.06 | 3.065 | 3.095 | 3.155 | 3.17 | 0.0014266 | 0.0014336 | 0.0014431 | 0.0014431 | 0.0014454 | 0.0014596 | 0.0014879 | 0.0014949 | 0.0014949 | 0.0014949 | 0.0014949 | 0.0014949 | 0.0014949 | 0.0014949 | 0.0014949 | 0.0014949 | 0.0014949 | 0.0014949 | 0.0014949 | 0.0014949 | 0.0014949
| GL024 | 1767.5 | 3.565 | 3.63 | 3.68 | 3.72 | 3.77 | 3.83 | 3.89 | 3.935 | 0.002017 | 0.0020537 | 0.002082 | 0.0021047 | 0.002133 | 0.0021669 | 0.0022008 | 0.0022263 | 0.0022263 | 0.0022263 | 0.0022263 | 0.0022263 | 0.0022263 | 0.0022263 | 0.0022263 | 0.0022263 | 0.0022263 | 0.0022263 | 0.0022263 | 0.0022263 | 0.0022263
| GLE011 | 359 | 1.57 | 1.585 | 1.6 | 1.6 | 1.605 | 1.62 | 1.64 | 1.65 | 0.0043733 | 0.004415 | 0.0044568 | 0.0044568 | 0.0044708 | 0.0045125 | 0.0045682 | 0.0045961 | 0.0045961 | 0.0045961 | 0.0045961 | 0.0045961 | 0.0045961 | 0.0045961 | 0.0045961 | 0.0045961 | 0.0045961 | 0.0045961 | 0.0045961 | 0.0045961 | 0.0045961
| GLE012 | 4727 | 5.21 | 5.325 | 5.425 | 5.49 | 5.575 | 5.685 | 5.845 | 5.925 | 0.0011022 | 0.0011265 | 0.0011477 | 0.0011614 | 0.0011794 | 0.0012027 | 0.0012365 | 0.0012534 | 0.0012534 | 0.0012534 | 0.0012534 | 0.0012534 | 0.0012534 | 0.0012534 | 0.0012534 | 0.0012534 | 0.0012534 | 0.0012534 | 0.0012534 | 0.0012534 | 0.0012534
| GLE013 | 6631.5 | 6.925 | 7.165 | 7.38 | 7.555 | 7.75 | 8.01 | 8.29 | 8.46 | 0.0010443 | 0.0010804 | 0.0011129 | 0.0011393 | 0.0011687 | 0.0012079 | 0.0012501 | 0.0012757 | 0.0012757 | 0.0012757 | 0.0012757 | 0.0012757 | 0.0012757 | 0.0012757 | 0.0012757 | 0.0012757 | 0.0012757 | 0.0012757 | 0.0012757 | 0.0012757 | 0.0012757
| GLE021 | 602.5 | 2.955 | 3 | 3.03 | 3.035 | 3.045 | 3.075 | 3.14 | 3.145 | 0.0049046 | 0.0049793 | 0.005029 | 0.0050373 | 0.0050539 | 0.0051037 | 0.0052116 | 0.0052199 | 0.0052199 | 0.0052199 | 0.0052199 | 0.0052199 | 0.0052199 | 0.0052199 | 0.0052199 | 0.0052199 | 0.0052199 | 0.0052199 | 0.0052199 | 0.0052199 | 0.0052199
| GLE023 | 1 | 1.14 | 1.145 | 1.145 | 1.15 | 1.15 | 1.155 | 1.16 | 1.165 | 1.14 | 1.145 | 1.145 | 1.15 | 1.15 | 1.155 | 1.16 | 1.165 | 1.165 | 1.165 | 1.165 | 1.165 | 1.165 | 1.165 | 1.165 | 1.165 | 1.165 | 1.165 | 1.165 | 1.165 | 1.165
| GLE024 | 4883.5 | 5.775 | 5.84 | 5.87 | 5.88 | 5.91 | 5.98 | 6.065 | 6.08 | 0.0011826 | 0.0011959 | 0.001202 | 0.0012041 | 0.0012102 | 0.0012245 | 0.0012419 | 0.001245 | 0.001245 | 0.001245 | 0.001245 | 0.001245 | 0.001245 | 0.001245 | 0.001245 | 0.001245 | 0.001245 | 0.001245 | 0.001245 | 0.001245 | 0.001245
| GLE031 | 3592 | 4.735 | 4.78 | 4.82 | 4.83 | 4.85 | 4.9 | 4.975 | 5.01 | 0.0013182 | 0.0013307 | 0.0013419 | 0.0013447 | 0.0013502 | 0.0013641 | 0.001385 | 0.0013948 | 0.0013948 | 0.0013948 | 0.0013948 | 0.0013948 | 0.0013948 | 0.0013948 | 0.0013948 | 0.0013948 | 0.0013948 | 0.0013948 | 0.0013948 | 0.0013948 | 0.0013948
| GLE032 | 2766 | 3.67 | 3.72 | 3.755 | 3.77 | 3.79 | 3.83 | 3.895 | 3.905 | 0.0013268 | 0.0013449 | 0.0013576 | 0.001363 | 0.0013702 | 0.0013847 | 0.0014082 | 0.0014118 | 0.0014118 | 0.0014118 | 0.0014118 | 0.0014118 | 0.0014118 | 0.0014118 | 0.0014118 | 0.0014118 | 0.0014118 | 0.0014118 | 0.0014118 | 0.0014118 | 0.0014118
| GLE033 | 573.5 | 1.63 | 1.635 | 1.64 | 1.645 | 1.645 | 1.66 | 1.665 | 1.66 | 0.0028422 | 0.0028509 | 0.0028596 | 0.0028684 | 0.0028684 | 0.0028945 | 0.0029032 | 0.0028945 | 0.0028945 | 0.0028945 | 0.0028945 | 0.0028945 | 0.0028945 | 0.0028945 | 0.0028945 | 0.0028945 | 0.0028945 | 0.0028945 | 0.0028945 | 0.0028945 | 0.0028945
| GSB011 | 2553 | 3.485 | 3.57 | 3.645 | 3.7 | 3.77 | 3.86 | 3.98 | 4.05 | 0.0013651 | 0.0013984 | 0.0014277 | 0.0014493 | 0.0014767 | 0.0015119 | 0.001559 | 0.0015864 | 0.0015864 | 0.0015864 | 0.0015864 | 0.0015864 | 0.0015864 | 0.0015864 | 0.0015864 | 0.0015864 | 0.0015864 | 0.0015864 | 0.0015864 | 0.0015864 | 0.0015864
| GSB012 | 2218 | 6.48 | 6.65 | 6.795 | 6.89 | 6.995 | 7.16 | 7.395 | 7.54 | 0.0029216 | 0.0029982 | 0.0030636 | 0.0031064 | 0.0031537 | 0.0032281 | 0.0033341 | 0.0033995 | 0.0033995 | 0.0033995 | 0.0033995 | 0.0033995 | 0.0033995 | 0.0033995 | 0.0033995 | 0.0033995 | 0.0033995 | 0.0033995 | 0.0033995 | 0.0033995 | 0.0033995
| GSB013 | 2829.5 | 4.215 | 4.31 | 4.4 | 4.445 | 4.51 | 4.615 | 4.77 | 4.85 | 0.0014897 | 0.0015232 | 0.001555 | 0.0015709 | 0.0015939 | 0.001631 | 0.0016858 | 0.0017141 | 0.0017141 | 0.0017141 | 0.0017141 | 0.0017141 | 0.0017141 | 0.0017141 | 0.0017141 | 0.0017141 | 0.0017141 | 0.0017141 | 0.0017141 | 0.0017141 | 0.0017141
| GSB014 | 2108.5 | 2.25 | 2.27 | 2.3 | 2.315 | 2.33 | 2.36 | 2.41 | 2.43 | 0.0010671 | 0.0010766 | 0.0010908 | 0.0010979 | 0.0011051 | 0.0011193 | 0.001143 | 0.0011525 | 0.0011525 | 0.0011525 | 0.0011525 | 0.0011525 | 0.0011525 | 0.0011525 | 0.0011525 | 0.0011525 | 0.0011525 | 0.0011525 | 0.0011525 | 0.0011525 | 0.0011525
| HSM001 | 1135 | 1.72 | 1.725 | 1.725 | 1.715 | 1.71 | 1.715 | 1.725 | 1.715 | 0.0015154 | 0.0015198 | 0.0015198 | 0.001511 | 0.0015066 | 0.001511 | 0.0015198 | 0.001511 | 0.001511 | 0.001511 | 0.001511 | 0.001511 | 0.001511 | 0.001511 | 0.001511 | 0.001511 | 0.001511 | 0.001511 | 0.001511 | 0.001511 | 0.001511
| HSM002 | 1394 | 1.635 | 1.645 | 1.65 | 1.645 | 1.64 | 1.655 | 1.67 | 1.66 | 0.0011729 | 0.0011801 | 0.0011836 | 0.0011801 | 0.0011765 | 0.0011872 | 0.001198 | 0.0011908 | 0.0011908 | 0.0011908 | 0.0011908 | 0.0011908 | 0.0011908 | 0.0011908 | 0.0011908 | 0.0011908 | 0.0011908 | 0.0011908 | 0.0011908 | 0.0011908 | 0.0011908
| HSM003 | 1601.5 | 2.405 | 2.425 | 2.435 | 2.425 | 2.42 | 2.44 | 2.46 | 2.45 | 0.0015017 | 0.0015142 | 0.0015204 | 0.0015142 | 0.0015111 | 0.0015236 | 0.0015361 | 0.0015298 | 0.0015298 | 0.0015298 | 0.0015298 | 0.0015298 | 0.0015298 | 0.0015298 | 0.0015298 | 0.0015298 | 0.0015298 | 0.0015298 | 0.0015298 | 0.0015298 | 0.0015298
| HSM004 | 2062.5 | 2.675 | 2.685 | 2.68 | 2.65 | 2.635 | 2.645 | 2.66 | 2.635 | 0.001297 | 0.0013018 | 0.0012994 | 0.0012848 | 0.0012776 | 0.0012824 | 0.0012897 | 0.0012776 | 0.0012776 | 0.0012776 | 0.0012776 | 0.0012776 | 0.0012776 | 0.0012776 | 0.0012776 | 0.0012776 | 0.0012776 | 0.0012776 | 0.0012776 | 0.0012776 | 0.0012776
| HSM005 | 1665.5 | 2.28 | 2.28 | 2.27 | 2.255 | 2.24 | 2.245 | 2.245 | 2.23 | 0.001369 | 0.001369 | 0.001363 | 0.0013539 | 0.0013449 | 0.0013479 | 0.0013479 | 0.0013389 | 0.0013389 | 0.0013389 | 0.0013389 | 0.0013389 | 0.0013389 | 0.0013389 | 0.0013389 | 0.0013389 | 0.0013389 | 0.0013389 | 0.0013389 | 0.0013389 | 0.0013389
| HSM006 | 2923.5 | 3.895 | 3.89 | 3.875 | 3.845 | 3.82 | 3.815 | 3.825 | 3.8 | 0.0013323 | 0.0013306 | 0.0013255 | 0.0013152 | 0.0013067 | 0.0013049 | 0.0013084 | 0.0012998 | 0.0012998 | 0.0012998 | 0.0012998 | 0.0012998 | 0.0012998 | 0.0012998 | 0.0012998 | 0.0012998 | 0.0012998 | 0.0012998 | 0.0012998 | 0.0012998 | 0.0012998
| HSM009 | 3347.5 | 3.76 | 3.79 | 3.8 | 3.79 | 3.775 | 3.79 | 3.79 | 3.785 | 0.0011232 | 0.0011322 | 0.0011352 | 0.0011322 | 0.0011277 | 0.0011322 | 0.0011322 | 0.0011307 | 0.0011307 | 0.0011307 | 0.0011307 | 0.0011307 | 0.0011307 | 0.0011307 | 0.0011307 | 0.0011307 | 0.0011307 | 0.0011307 | 0.0011307 | 0.0011307 | 0.0011307
| HSM010 | 3229 | 4.54 | 4.545 | 4.54 | 4.51 | 4.485 | 4.495 | 4.51 | 4.48 | 0.001406 | 0.0014076 | 0.001406 | 0.0013967 | 0.001389 | 0.0013921 | 0.0013967 | 0.0013874 | 0.0013874 | 0.0013874 | 0.0013874 | 0.0013874 | 0.0013874 | 0.0013874 | 0.0013874 | 0.0013874 | 0.0013874 | 0.0013874 | 0.0013874 | 0.0013874 | 0.0013874
| HTN011 | 776 | 0.65 | 0.66 | 0.665 | 0.665 | 0.67 | 0.68 | 0.695 | 0.7 | 0.00083763 | 0.00085052 | 0.00085696 | 0.00085696 | 0.0008634 | 0.00087629 | 0.00089562 | 0.00090206 | 0.00090206 | 0.00090206 | 0.00090206 | 0.00090206 | 0.00090206 | 0.00090206 | 0.00090206 | 0.00090206 | 0.00090206 | 0.00090206 | 0.00090206 | 0.00090206 | 0.00090206
| HTN012 | 1859 | 1.595 | 1.615 | 1.625 | 1.62 | 1.62 | 1.635 | 1.655 | 1.645 | 0.00085799 | 0.00086875 | 0.00087413 | 0.00087144 | 0.00087144 | 0.00087951 | 0.00089026 | 0.00088488 | 0.00088488 | 0.00088488 | 0.00088488 | 0.00088488 | 0.00088488 | 0.00088488 | 0.00088488 | 0.00088488 | 0.00088488 | 0.00088488 | 0.00088488 | 0.00088488 | 0.00088488
| HTN013 | 2423 | 2.555 | 2.555 | 2.545 | 2.52 | 2.495 | 2.485 | 2.485 | 2.45 | 0.0010545 | 0.0010545 | 0.0010504 | 0.00104 | 0.0010297 | 0.0010256 | 0.0010256 | 0.0010111 | 0.0010111 | 0.0010111 | 0.0010111 | 0.0010111 | 0.0010111 | 0.0010111 | 0.0010111 | 0.0010111 | 0.0010111 | 0.0010111 | 0.0010111 | 0.0010111 | 0.0010111
| HTN032 | 3106 | 3.325 | 3.335 | 3.34 | 3.325 | 3.315 | 3.33 | 3.35 | 3.335 | 0.0010705 | 0.0010737 | 0.0010753 | 0.0010705 | 0.0010673 | 0.0010721 | 0.0010786 | 0.0010737 | 0.0010737 | 0.0010737 | 0.0010737 | 0.0010737 | 0.0010737 | 0.0010737 | 0.0010737 | 0.0010737 | 0.0010737 | 0.0010737 | 0.0010737 | 0.0010737 | 0.0010737
| HTN033 | 3372.5 | 3.73 | 3.73 | 3.725 | 3.705 | 3.69 | 3.69 | 3.705 | 3.685 | 0.001106 | 0.001106 | 0.0011045 | 0.0010986 | 0.0010941 | 0.0010941 | 0.0010986 | 0.0010927 | 0.0010927 | 0.0010927 | 0.0010927 | 0.0010927 | 0.0010927 | 0.0010927 | 0.0010927 | 0.0010927 | 0.0010927 | 0.0010927 | 0.0010927 | 0.0010927 | 0.0010927
| HTN034 | 1853 | 1.65 | 1.665 | 1.675 | 1.665 | 1.66 | 1.675 | 1.7 | 1.69 | 0.00089045 | 0.00089854 | 0.00090394 | 0.00089854 | 0.00089584 | 0.00090394 | 0.00091743 | 0.00091203 | 0.00091203 | 0.00091203 | 0.00091203 | 0.00091203 | 0.00091203 | 0.00091203 | 0.00091203 | 0.00091203 | 0.00091203 | 0.00091203 | 0.00091203 | 0.00091203 | 0.00091203
| HYT011 | 164.5 | 1.35 | 1.39 | 1.44 | 1.45 | 1.465 | 1.505 | 1.56 | 1.57 | 0.0082067 | 0.0084498 | 0.0087538 | 0.0088146 | 0.0089058 | 0.0091489 | 0.0094833 | 0.0095441 | 0.0095441 | 0.0095441 | 0.0095441 | 0.0095441 | 0.0095441 | 0.0095441 | 0.0095441 | 0.0095441 | 0.0095441 | 0.0095441 | 0.0095441 | 0.0095441 | 0.0095441
| KGT002 | 2268.5 | 3.485 | 3.5 | 3.505 | 3.485 | 3.465 | 3.475 | 3.495 | 3.475 | 0.0015363 | 0.0015429 | 0.0015451 | 0.0015363 | 0.0015274 | 0.0015318 | 0.0015407 | 0.0015318 | 0.0015318 | 0.0015318 | 0.0015318 | 0.0015318 | 0.0015318 | 0.0015318 | 0.0015318 | 0.0015318 | 0.0015318 | 0.0015318 | 0.0015318 | 0.0015318 | 0.0015318
| KGT003 | 1306 | 1.89 | 1.92 | 1.945 | 1.945 | 1.95 | 1.98 | 2.02 | 2.015 | 0.0014472 | 0.0014701 | 0.0014893 | 0.0014893 | 0.0014931 | 0.0015161 | 0.0015467 | 0.0015429 | 0.0015429 | 0.0015429 | 0.0015429 | 0.0015429 | 0.0015429 | 0.0015429 | 0.0015429 | 0.0015429 | 0.0015429 | 0.0015429 | 0.0015429 | 0.0015429 | 0.0015429
| KGT004 | 1477 | 2.96 | 3.005 | 3.03 | 3.025 | 3.03 | 3.07 | 3.13 | 3.115 | 0.0020041 | 0.0020345 | 0.0020515 | 0.0020481 | 0.0020515 | 0.0020785 | 0.0021192 | 0.002109 | 0.002109 | 0.002109 | 0.002109 | 0.002109 | 0.002109 | 0.002109 | 0.002109 | 0.002109 | 0.002109 | 0.002109 | 0.002109 | 0.002109 | 0.002109
| KRT012 | 1182.5 | 1.62 | 1.655 | 1.68 | 1.685 | 1.7 | 1.73 | 1.775 | 1.775 | 0.00137 | 0.0013996 | 0.0014207 | 0.0014249 | 0.0014376 | 0.001463 | 0.0015011 | 0.0015011 | 0.0015011 | 0.0015011 | 0.0015011 | 0.0015011 | 0.0015011 | 0.0015011 | 0.0015011 | 0.0015011 | 0.0015011 | 0.0015011 | 0.0015011 | 0.0015011 | 0.0015011
| KRT013 | 2512 | 3.25 | 3.3 | 3.335 | 3.34 | 3.355 | 3.405 | 3.465 | 3.475 | 0.0012938 | 0.0013137 | 0.0013276 | 0.0013296 | 0.0013356 | 0.0013555 | 0.0013794 | 0.0013834 | 0.0013834 | 0.0013834 | 0.0013834 | 0.0013834 | 0.0013834 | 0.0013834 | 0.0013834 | 0.0013834 | 0.0013834 | 0.0013834 | 0.0013834 | 0.0013834 | 0.0013834
| KRT022 | 3037 | 4.355 | 4.415 | 4.45 | 4.485 | 4.515 | 4.575 | 4.67 | 4.695 | 0.001434 | 0.0014537 | 0.0014653 | 0.0014768 | 0.0014867 | 0.0015064 | 0.0015377 | 0.0015459 | 0.0015459 | 0.0015459 | 0.0015459 | 0.0015459 | 0.0015459 | 0.0015459 | 0.0015459 | 0.0015459 | 0.0015459 | 0.0015459 | 0.0015459 | 0.0015459 | 0.0015459
| KRT023 | 1792 | 4.625 | 4.65 | 4.67 | 4.67 | 4.685 | 4.715 | 4.76 | 4.775 | 0.0025809 | 0.0025949 | 0.002606 | 0.002606 | 0.0026144 | 0.0026311 | 0.0026563 | 0.0026646 | 0.0026646 | 0.0026646 | 0.0026646 | 0.0026646 | 0.0026646 | 0.0026646 | 0.0026646 | 0.0026646 | 0.0026646 | 0.0026646 | 0.0026646 | 0.0026646 | 0.0026646
| KRT031 | 166 | 8.43 | 8.45 | 8.475 | 8.48 | 8.475 | 8.49 | 8.52 | 8.55 | 0.050783 | 0.050904 | 0.051054 | 0.051084 | 0.051054 | 0.051145 | 0.051325 | 0.051506 | 0.051506 | 0.051506 | 0.051506 | 0.051506 | 0.051506 | 0.051506 | 0.051506 | 0.051506 | 0.051506 | 0.051506 | 0.051506 | 0.051506 | 0.051506
| KYM001 | 593 | 4.04 | 4.1 | 4.16 | 4.165 | 4.175 | 4.23 | 4.315 | 4.345 | 0.0068128 | 0.006914 | 0.0070152 | 0.0070236 | 0.0070405 | 0.0071332 | 0.0072766 | 0.0073272 | 0.0073272 | 0.0073272 | 0.0073272 | 0.0073272 | 0.0073272 | 0.0073272 | 0.0073272 | 0.0073272 | 0.0073272 | 0.0073272 | 0.0073272 | 0.0073272 | 0.0073272
| KYM002 | 1071.5 | 2.875 | 2.875 | 2.825 | 2.795 | 2.775 | 2.77 | 2.75 | 2.735 | 0.0026832 | 0.0026832 | 0.0026365 | 0.0026085 | 0.0025898 | 0.0025852 | 0.0025665 | 0.0025525 | 0.0025525 | 0.0025525 | 0.0025525 | 0.0025525 | 0.0025525 | 0.0025525 | 0.0025525 | 0.0025525 | 0.0025525 | 0.0025525 | 0.0025525 | 0.0025525 | 0.0025525
| KYM003 | 1159 | 2.69 | 2.73 | 2.76 | 2.75 | 2.76 | 2.805 | 2.87 | 2.855 | 0.002321 | 0.0023555 | 0.0023814 | 0.0023727 | 0.0023814 | 0.0024202 | 0.0024763 | 0.0024633 | 0.0024633 | 0.0024633 | 0.0024633 | 0.0024633 | 0.0024633 | 0.0024633 | 0.0024633 | 0.0024633 | 0.0024633 | 0.0024633 | 0.0024633 | 0.0024633 | 0.0024633
| KYM004 | 1528 | 2.73 | 2.78 | 2.815 | 2.805 | 2.815 | 2.87 | 2.93 | 2.925 | 0.0017866 | 0.0018194 | 0.0018423 | 0.0018357 | 0.0018423 | 0.0018783 | 0.0019175 | 0.0019143 | 0.0019143 | 0.0019143 | 0.0019143 | 0.0019143 | 0.0019143 | 0.0019143 | 0.0019143 | 0.0019143 | 0.0019143 | 0.0019143 | 0.0019143 | 0.0019143 | 0.0019143
| KYM005 | 2032.5 | 2.8 | 2.81 | 2.815 | 2.8 | 2.79 | 2.795 | 2.805 | 2.805 | 0.0013776 | 0.0013825 | 0.001385 | 0.0013776 | 0.0013727 | 0.0013752 | 0.0013801 | 0.0013801 | 0.0013801 | 0.0013801 | 0.0013801 | 0.0013801 | 0.0013801 | 0.0013801 | 0.0013801 | 0.0013801 | 0.0013801 | 0.0013801 | 0.0013801 | 0.0013801 | 0.0013801
| KYM006 | 474 | 3.275 | 3.27 | 3.27 | 3.255 | 3.245 | 3.255 | 3.28 | 3.265 | 0.0069093 | 0.0068987 | 0.0068987 | 0.0068671 | 0.006846 | 0.0068671 | 0.0069198 | 0.0068882 | 0.0068882 | 0.0068882 | 0.0068882 | 0.0068882 | 0.0068882 | 0.0068882 | 0.0068882 | 0.0068882 | 0.0068882 | 0.0068882 | 0.0068882 | 0.0068882 | 0.0068882
| LV001 | 5658 | 4.635 | 4.705 | 4.77 | 4.825 | 4.855 | 4.935 | 5.03 | 5.105 | 0.00081919 | 0.00083157 | 0.00084305 | 0.00085277 | 0.00085808 | 0.00087222 | 0.00088901 | 0.00090226 | 0.00090226 | 0.00090226 | 0.00090226 | 0.00090226 | 0.00090226 | 0.00090226 | 0.00090226 | 0.00090226 | 0.00090226 | 0.00090226 | 0.00090226 | 0.00090226 | 0.00090226
| LV002 | 6571.5 | 7.83 | 8.025 | 8.18 | 8.295 | 8.43 | 8.635 | 8.885 | 9.02 | 0.0011915 | 0.0012212 | 0.0012448 | 0.0012623 | 0.0012828 | 0.001314 | 0.0013521 | 0.0013726 | 0.0013726 | 0.0013726 | 0.0013726 | 0.0013726 | 0.0013726 | 0.0013726 | 0.0013726 | 0.0013726 | 0.0013726 | 0.0013726 | 0.0013726 | 0.0013726 | 0.0013726
| LV003 | 4752 | 3.885 | 4.05 | 4.195 | 4.325 | 4.475 | 4.63 | 4.8 | 4.93 | 0.00081755 | 0.00085227 | 0.00088279 | 0.00091014 | 0.00094171 | 0.00097433 | 0.0010101 | 0.0010375 | 0.0010375 | 0.0010375 | 0.0010375 | 0.0010375 | 0.0010375 | 0.0010375 | 0.0010375 | 0.0010375 | 0.0010375 | 0.0010375 | 0.0010375 | 0.0010375 | 0.0010375
| LV004 | 6072 | 7.94 | 8.175 | 8.38 | 8.565 | 8.76 | 9.02 | 9.275 | 9.505 | 0.0013076 | 0.0013463 | 0.0013801 | 0.0014106 | 0.0014427 | 0.0014855 | 0.0015275 | 0.0015654 | 0.0015654 | 0.0015654 | 0.0015654 | 0.0015654 | 0.0015654 | 0.0015654 | 0.0015654 | 0.0015654 | 0.0015654 | 0.0015654 | 0.0015654 | 0.0015654 | 0.0015654
| LV005 | 1747.5 | 7.69 | 7.985 | 8.27 | 8.505 | 8.735 | 9.05 | 9.395 | 9.66 | 0.0044006 | 0.0045694 | 0.0047325 | 0.004867 | 0.0049986 | 0.0051788 | 0.0053763 | 0.0055279 | 0.0055279 | 0.0055279 | 0.0055279 | 0.0055279 | 0.0055279 | 0.0055279 | 0.0055279 | 0.0055279 | 0.0055279 | 0.0055279 | 0.0055279 | 0.0055279 | 0.0055279
| LV006 | 5844 | 3.105 | 3.23 | 3.34 | 3.43 | 3.52 | 3.64 | 3.77 | 3.865 | 0.00053131 | 0.0005527 | 0.00057153 | 0.00058693 | 0.00060233 | 0.00062286 | 0.00064511 | 0.00066136 | 0.00066136 | 0.00066136 | 0.00066136 | 0.00066136 | 0.00066136 | 0.00066136 | 0.00066136 | 0.00066136 | 0.00066136 | 0.00066136 | 0.00066136 | 0.00066136 | 0.00066136
| LV007 | 3474.5 | 5.14 | 5.385 | 5.615 | 5.83 | 6.045 | 6.365 | 6.63 | 6.83 | 0.0014793 | 0.0015499 | 0.0016161 | 0.0016779 | 0.0017398 | 0.0018319 | 0.0019082 | 0.0019658 | 0.0019658 | 0.0019658 | 0.0019658 | 0.0019658 | 0.0019658 | 0.0019658 | 0.0019658 | 0.0019658 | 0.0019658 | 0.0019658 | 0.0019658 | 0.0019658 | 0.0019658
| LV008 | 3779 | 7.5 | 7.67 | 7.82 | 7.915 | 8.025 | 8.175 | 8.375 | 8.52 | 0.0019847 | 0.0020296 | 0.0020693 | 0.0020945 | 0.0021236 | 0.0021633 | 0.0022162 | 0.0022546 | 0.0022546 | 0.0022546 | 0.0022546 | 0.0022546 | 0.0022546 | 0.0022546 | 0.0022546 | 0.0022546 | 0.0022546 | 0.0022546 | 0.0022546 | 0.0022546 | 0.0022546
| LV009 | 3497 | 3.855 | 3.845 | 3.83 | 3.785 | 3.75 | 3.73 | 3.735 | 3.705 | 0.0011024 | 0.0010995 | 0.0010952 | 0.0010824 | 0.0010723 | 0.0010666 | 0.0010681 | 0.0010595 | 0.0010595 | 0.0010595 | 0.0010595 | 0.0010595 | 0.0010595 | 0.0010595 | 0.0010595 | 0.0010595 | 0.0010595 | 0.0010595 | 0.0010595 | 0.0010595 | 0.0010595
| LV010 | 2697.5 | 3.41 | 3.44 | 3.455 | 3.47 | 3.495 | 3.52 | 3.57 | 3.585 | 0.0012641 | 0.0012753 | 0.0012808 | 0.0012864 | 0.0012956 | 0.0013049 | 0.0013234 | 0.001329 | 0.001329 | 0.001329 | 0.001329 | 0.001329 | 0.001329 | 0.001329 | 0.001329 | 0.001329 | 0.001329 | 0.001329 | 0.001329 | 0.001329 | 0.001329
| LVN001 | 2 | 12.845 | 13.24 | 13.625 | 13.985 | 14.33 | 14.685 | 15.06 | 15.425 | 6.4225 | 6.62 | 6.8125 | 6.9925 | 7.165 | 7.3425 | 7.53 | 7.7125 | 7.7125 | 7.7125 | 7.7125 | 7.7125 | 7.7125 | 7.7125 | 7.7125 | 7.7125 | 7.7125 | 7.7125 | 7.7125 | 7.7125 | 7.7125
| LVN021 | 53 | 10.06 | 10.61 | 11.11 | 11.54 | 11.99 | 12.5 | 13.03 | 13.42 | 0.18981 | 0.20019 | 0.20962 | 0.21774 | 0.22623 | 0.23585 | 0.24585 | 0.25321 | 0.25321 | 0.25321 | 0.25321 | 0.25321 | 0.25321 | 0.25321 | 0.25321 | 0.25321 | 0.25321 | 0.25321 | 0.25321 | 0.25321 | 0.25321
| LVN022 | 4725.5 | 7.21 | 7.335 | 7.44 | 7.505 | 7.59 | 7.73 | 7.92 | 7.99 | 0.0015258 | 0.0015522 | 0.0015744 | 0.0015882 | 0.0016062 | 0.0016358 | 0.001676 | 0.0016908 | 0.0016908 | 0.0016908 | 0.0016908 | 0.0016908 | 0.0016908 | 0.0016908 | 0.0016908 | 0.0016908 | 0.0016908 | 0.0016908 | 0.0016908 | 0.0016908 | 0.0016908
| LVN023 | 151 | 6.69 | 6.9 | 7.1 | 7.27 | 7.44 | 7.64 | 7.855 | 8.025 | 0.044305 | 0.045695 | 0.04702 | 0.048146 | 0.049272 | 0.050596 | 0.05202 | 0.053146 | 0.053146 | 0.053146 | 0.053146 | 0.053146 | 0.053146 | 0.053146 | 0.053146 | 0.053146 | 0.053146 | 0.053146 | 0.053146 | 0.053146 | 0.053146
| LVN024 | 54 | 5.99 | 6.345 | 6.69 | 7 | 7.295 | 7.61 | 7.945 | 8.25 | 0.11093 | 0.1175 | 0.12389 | 0.12963 | 0.13509 | 0.14093 | 0.14713 | 0.15278 | 0.15278 | 0.15278 | 0.15278 | 0.15278 | 0.15278 | 0.15278 | 0.15278 | 0.15278 | 0.15278 | 0.15278 | 0.15278 | 0.15278 | 0.15278
| LVN031 | 34.5 | 9.225 | 9.41 | 9.585 | 9.75 | 9.91 | 10.075 | 10.25 | 10.42 | 0.26739 | 0.27275 | 0.27783 | 0.28261 | 0.28725 | 0.29203 | 0.2971 | 0.30203 | 0.30203 | 0.30203 | 0.30203 | 0.30203 | 0.30203 | 0.30203 | 0.30203 | 0.30203 | 0.30203 | 0.30203 | 0.30203 | 0.30203 | 0.30203
| LVN032 | 248 | 8.13 | 8.36 | 8.585 | 8.785 | 8.98 | 9.185 | 9.405 | 9.61 | 0.032782 | 0.03371 | 0.034617 | 0.035423 | 0.03621 | 0.037036 | 0.037923 | 0.03875 | 0.03875 | 0.03875 | 0.03875 | 0.03875 | 0.03875 | 0.03875 | 0.03875 | 0.03875 | 0.03875 | 0.03875 | 0.03875 | 0.03875 | 0.03875
| LVN033 | 157.5 | 6.59 | 6.805 | 6.965 | 7.055 | 7.145 | 7.355 | 7.605 | 7.68 | 0.041841 | 0.043206 | 0.044222 | 0.044794 | 0.045365 | 0.046698 | 0.048286 | 0.048762 | 0.048762 | 0.048762 | 0.048762 | 0.048762 | 0.048762 | 0.048762 | 0.048762 | 0.048762 | 0.048762 | 0.048762 | 0.048762 | 0.048762 | 0.048762
| LVN034 | 108 | 5.36 | 5.5 | 5.625 | 5.73 | 5.835 | 5.965 | 6.105 | 6.215 | 0.04963 | 0.050926 | 0.052083 | 0.053056 | 0.054028 | 0.055231 | 0.056528 | 0.057546 | 0.057546 | 0.057546 | 0.057546 | 0.057546 | 0.057546 | 0.057546 | 0.057546 | 0.057546 | 0.057546 | 0.057546 | 0.057546 | 0.057546 | 0.057546
| MBN012 | 2493.5 | 5 | 5.09 | 5.17 | 5.23 | 5.3 | 5.39 | 5.495 | 5.57 | 0.0020052 | 0.0020413 | 0.0020734 | 0.0020975 | 0.0021255 | 0.0021616 | 0.0022037 | 0.0022338 | 0.0022338 | 0.0022338 | 0.0022338 | 0.0022338 | 0.0022338 | 0.0022338 | 0.0022338 | 0.0022338 | 0.0022338 | 0.0022338 | 0.0022338 | 0.0022338 | 0.0022338
| MBN013 | 870.5 | 2.02 | 2.045 | 2.065 | 2.07 | 2.075 | 2.1 | 2.135 | 2.14 | 0.0023205 | 0.0023492 | 0.0023722 | 0.0023779 | 0.0023837 | 0.0024124 | 0.0024526 | 0.0024584 | 0.0024584 | 0.0024584 | 0.0024584 | 0.0024584 | 0.0024584 | 0.0024584 | 0.0024584 | 0.0024584 | 0.0024584 | 0.0024584 | 0.0024584 | 0.0024584 | 0.0024584
| MBN014 | 1044 | 3.415 | 3.475 | 3.515 | 3.525 | 3.55 | 3.605 | 3.675 | 3.68 | 0.0032711 | 0.0033285 | 0.0033669 | 0.0033764 | 0.0034004 | 0.0034531 | 0.0035201 | 0.0035249 | 0.0035249 | 0.0035249 | 0.0035249 | 0.0035249 | 0.0035249 | 0.0035249 | 0.0035249 | 0.0035249 | 0.0035249 | 0.0035249 | 0.0035249 | 0.0035249 | 0.0035249
| MBN023 | 3282.5 | 6.825 | 6.865 | 6.89 | 6.87 | 6.86 | 6.895 | 6.94 | 6.95 | 0.0020792 | 0.0020914 | 0.002099 | 0.0020929 | 0.0020899 | 0.0021005 | 0.0021142 | 0.0021173 | 0.0021173 | 0.0021173 | 0.0021173 | 0.0021173 | 0.0021173 | 0.0021173 | 0.0021173 | 0.0021173 | 0.0021173 | 0.0021173 | 0.0021173 | 0.0021173 | 0.0021173
| MBN031 | 707.5 | 2.95 | 3.005 | 3.045 | 3.05 | 3.065 | 3.12 | 3.185 | 3.19 | 0.0041696 | 0.0042473 | 0.0043039 | 0.004311 | 0.0043322 | 0.0044099 | 0.0045018 | 0.0045088 | 0.0045088 | 0.0045088 | 0.0045088 | 0.0045088 | 0.0045088 | 0.0045088 | 0.0045088 | 0.0045088 | 0.0045088 | 0.0045088 | 0.0045088 | 0.0045088 | 0.0045088
| MBN032 | 2319 | 6.58 | 6.73 | 6.85 | 6.92 | 7.01 | 7.165 | 7.345 | 7.405 | 0.0028374 | 0.0029021 | 0.0029539 | 0.002984 | 0.0030229 | 0.0030897 | 0.0031673 | 0.0031932 | 0.0031932 | 0.0031932 | 0.0031932 | 0.0031932 | 0.0031932 | 0.0031932 | 0.0031932 | 0.0031932 | 0.0031932 | 0.0031932 | 0.0031932 | 0.0031932 | 0.0031932
| MDA022 | 1770 | 4.34 | 4.31 | 4.29 | 4.24 | 4.2 | 4.19 | 4.195 | 4.17 | 0.002452 | 0.002435 | 0.0024237 | 0.0023955 | 0.0023729 | 0.0023672 | 0.0023701 | 0.0023559 | 0.0023559 | 0.0023559 | 0.0023559 | 0.0023559 | 0.0023559 | 0.0023559 | 0.0023559 | 0.0023559 | 0.0023559 | 0.0023559 | 0.0023559 | 0.0023559 | 0.0023559
| MDA023 | 3035 | 8.785 | 8.91 | 8.995 | 9.03 | 9.085 | 9.205 | 9.35 | 9.39 | 0.0028946 | 0.0029357 | 0.0029638 | 0.0029753 | 0.0029934 | 0.0030329 | 0.0030807 | 0.0030939 | 0.0030939 | 0.0030939 | 0.0030939 | 0.0030939 | 0.0030939 | 0.0030939 | 0.0030939 | 0.0030939 | 0.0030939 | 0.0030939 | 0.0030939 | 0.0030939 | 0.0030939
| MDA024 | 1323 | 3.905 | 3.92 | 3.925 | 3.91 | 3.905 | 3.925 | 3.95 | 3.94 | 0.0029516 | 0.002963 | 0.0029667 | 0.0029554 | 0.0029516 | 0.0029667 | 0.0029856 | 0.0029781 | 0.0029781 | 0.0029781 | 0.0029781 | 0.0029781 | 0.0029781 | 0.0029781 | 0.0029781 | 0.0029781 | 0.0029781 | 0.0029781 | 0.0029781 | 0.0029781 | 0.0029781
| MDA031 | 1896.5 | 2.825 | 2.81 | 2.8 | 2.765 | 2.745 | 2.745 | 2.755 | 2.73 | 0.0014896 | 0.0014817 | 0.0014764 | 0.0014579 | 0.0014474 | 0.0014474 | 0.0014527 | 0.0014395 | 0.0014395 | 0.0014395 | 0.0014395 | 0.0014395 | 0.0014395 | 0.0014395 | 0.0014395 | 0.0014395 | 0.0014395 | 0.0014395 | 0.0014395 | 0.0014395 | 0.0014395
| MDA032 | 2138 | 3.8 | 3.825 | 3.83 | 3.815 | 3.815 | 3.845 | 3.885 | 3.875 | 0.0017774 | 0.0017891 | 0.0017914 | 0.0017844 | 0.0017844 | 0.0017984 | 0.0018171 | 0.0018124 | 0.0018124 | 0.0018124 | 0.0018124 | 0.0018124 | 0.0018124 | 0.0018124 | 0.0018124 | 0.0018124 | 0.0018124 | 0.0018124 | 0.0018124 | 0.0018124 | 0.0018124
| MDA033 | 1245.5 | 2.34 | 2.375 | 2.41 | 2.435 | 2.46 | 2.495 | 2.54 | 2.565 | 0.0018788 | 0.0019069 | 0.001935 | 0.001955 | 0.0019751 | 0.0020032 | 0.0020393 | 0.0020594 | 0.0020594 | 0.0020594 | 0.0020594 | 0.0020594 | 0.0020594 | 0.0020594 | 0.0020594 | 0.0020594 | 0.0020594 | 0.0020594 | 0.0020594 | 0.0020594 | 0.0020594
| MDA034 | 1771 | 3.255 | 3.315 | 3.36 | 3.385 | 3.42 | 3.475 | 3.545 | 3.585 | 0.0018379 | 0.0018718 | 0.0018972 | 0.0019113 | 0.0019311 | 0.0019622 | 0.0020017 | 0.0020243 | 0.0020243 | 0.0020243 | 0.0020243 | 0.0020243 | 0.0020243 | 0.0020243 | 0.0020243 | 0.0020243 | 0.0020243 | 0.0020243 | 0.0020243 | 0.0020243 | 0.0020243
| MLN011 | 5616 | 6.865 | 7.235 | 7.57 | 7.87 | 8.185 | 8.565 | 9.045 | 9.34 | 0.0012224 | 0.0012883 | 0.0013479 | 0.0014014 | 0.0014574 | 0.0015251 | 0.0016106 | 0.0016631 | 0.0016631 | 0.0016631 | 0.0016631 | 0.0016631 | 0.0016631 | 0.0016631 | 0.0016631 | 0.0016631 | 0.0016631 | 0.0016631 | 0.0016631 | 0.0016631 | 0.0016631
| MLN012 | 2717 | 4.25 | 4.395 | 4.535 | 4.64 | 4.755 | 4.895 | 5.07 | 5.185 | 0.0015642 | 0.0016176 | 0.0016691 | 0.0017078 | 0.0017501 | 0.0018016 | 0.001866 | 0.0019084 | 0.0019084 | 0.0019084 | 0.0019084 | 0.0019084 | 0.0019084 | 0.0019084 | 0.0019084 | 0.0019084 | 0.0019084 | 0.0019084 | 0.0019084 | 0.0019084 | 0.0019084
| MLN013 | 5029 | 7.29 | 7.61 | 7.885 | 8.16 | 8.45 | 8.775 | 9.17 | 9.415 | 0.0014496 | 0.0015132 | 0.0015679 | 0.0016226 | 0.0016803 | 0.0017449 | 0.0018234 | 0.0018721 | 0.0018721 | 0.0018721 | 0.0018721 | 0.0018721 | 0.0018721 | 0.0018721 | 0.0018721 | 0.0018721 | 0.0018721 | 0.0018721 | 0.0018721 | 0.0018721 | 0.0018721
| MLN014 | 4642.5 | 5.525 | 5.765 | 5.985 | 6.175 | 6.38 | 6.63 | 6.91 | 7.14 | 0.0011901 | 0.0012418 | 0.0012892 | 0.0013301 | 0.0013743 | 0.0014281 | 0.0014884 | 0.001538 | 0.001538 | 0.001538 | 0.001538 | 0.001538 | 0.001538 | 0.001538 | 0.001538 | 0.001538 | 0.001538 | 0.001538 | 0.001538 | 0.001538 | 0.001538
| MLN021 | 5237.5 | 9.975 | 10.725 | 11.54 | 12.155 | 12.955 | 13.805 | 14.73 | 15.495 | 0.0019045 | 0.0020477 | 0.0022033 | 0.0023208 | 0.0024735 | 0.0026358 | 0.0028124 | 0.0029585 | 0.0029585 | 0.0029585 | 0.0029585 | 0.0029585 | 0.0029585 | 0.0029585 | 0.0029585 | 0.0029585 | 0.0029585 | 0.0029585 | 0.0029585 | 0.0029585 | 0.0029585
| MLN022 | 2140 | 5.01 | 5.17 | 5.32 | 5.445 | 5.56 | 5.735 | 5.96 | 6.105 | 0.0023411 | 0.0024159 | 0.002486 | 0.0025444 | 0.0025981 | 0.0026799 | 0.002785 | 0.0028528 | 0.0028528 | 0.0028528 | 0.0028528 | 0.0028528 | 0.0028528 | 0.0028528 | 0.0028528 | 0.0028528 | 0.0028528 | 0.0028528 | 0.0028528 | 0.0028528 | 0.0028528
| MLN023 | 2956.5 | 4.555 | 4.775 | 4.975 | 5.155 | 5.345 | 5.57 | 5.83 | 6.045 | 0.0015407 | 0.0016151 | 0.0016827 | 0.0017436 | 0.0018079 | 0.001884 | 0.0019719 | 0.0020446 | 0.0020446 | 0.0020446 | 0.0020446 | 0.0020446 | 0.0020446 | 0.0020446 | 0.0020446 | 0.0020446 | 0.0020446 | 0.0020446 | 0.0020446 | 0.0020446 | 0.0020446
| MLN024 | 1703 | 4.65 | 4.775 | 4.89 | 4.99 | 5.1 | 5.21 | 5.35 | 5.47 | 0.0027305 | 0.0028039 | 0.0028714 | 0.0029301 | 0.0029947 | 0.0030593 | 0.0031415 | 0.003212 | 0.003212 | 0.003212 | 0.003212 | 0.003212 | 0.003212 | 0.003212 | 0.003212 | 0.003212 | 0.003212 | 0.003212 | 0.003212 | 0.003212 | 0.003212
| MLN032 | 3857.5 | 4.76 | 4.96 | 5.14 | 5.295 | 5.465 | 5.67 | 5.905 | 6.085 | 0.001234 | 0.0012858 | 0.0013325 | 0.0013727 | 0.0014167 | 0.0014699 | 0.0015308 | 0.0015774 | 0.0015774 | 0.0015774 | 0.0015774 | 0.0015774 | 0.0015774 | 0.0015774 | 0.0015774 | 0.0015774 | 0.0015774 | 0.0015774 | 0.0015774 | 0.0015774 | 0.0015774
| MLN033 | 3400 | 8.395 | 9.075 | 9.725 | 10.335 | 10.955 | 11.665 | 12.495 | 13.125 | 0.0024691 | 0.0026691 | 0.0028603 | 0.0030397 | 0.0032221 | 0.0034309 | 0.003675 | 0.0038603 | 0.0038603 | 0.0038603 | 0.0038603 | 0.0038603 | 0.0038603 | 0.0038603 | 0.0038603 | 0.0038603 | 0.0038603 | 0.0038603 | 0.0038603 | 0.0038603 | 0.0038603
| MNA013 | 651 | 4.59 | 4.59 | 4.605 | 4.6 | 4.59 | 4.595 | 4.62 | 4.62 | 0.0070507 | 0.0070507 | 0.0070737 | 0.0070661 | 0.0070507 | 0.0070584 | 0.0070968 | 0.0070968 | 0.0070968 | 0.0070968 | 0.0070968 | 0.0070968 | 0.0070968 | 0.0070968 | 0.0070968 | 0.0070968 | 0.0070968 | 0.0070968 | 0.0070968 | 0.0070968 | 0.0070968
| MNA014 | 1638.5 | 6.13 | 6.225 | 6.29 | 6.295 | 6.325 | 6.45 | 6.59 | 6.57 | 0.0037412 | 0.0037992 | 0.0038389 | 0.0038419 | 0.0038602 | 0.0039365 | 0.004022 | 0.0040098 | 0.0040098 | 0.0040098 | 0.0040098 | 0.0040098 | 0.0040098 | 0.0040098 | 0.0040098 | 0.0040098 | 0.0040098 | 0.0040098 | 0.0040098 | 0.0040098 | 0.0040098
| MNA021 | 1826 | 4.41 | 4.425 | 4.43 | 4.415 | 4.405 | 4.43 | 4.46 | 4.445 | 0.0024151 | 0.0024233 | 0.0024261 | 0.0024179 | 0.0024124 | 0.0024261 | 0.0024425 | 0.0024343 | 0.0024343 | 0.0024343 | 0.0024343 | 0.0024343 | 0.0024343 | 0.0024343 | 0.0024343 | 0.0024343 | 0.0024343 | 0.0024343 | 0.0024343 | 0.0024343 | 0.0024343
| MNA022 | 2163 | 2.955 | 2.985 | 2.99 | 3 | 3.01 | 3.035 | 3.065 | 3.075 | 0.0013662 | 0.00138 | 0.0013823 | 0.001387 | 0.0013916 | 0.0014031 | 0.001417 | 0.0014216 | 0.0014216 | 0.0014216 | 0.0014216 | 0.0014216 | 0.0014216 | 0.0014216 | 0.0014216 | 0.0014216 | 0.0014216 | 0.0014216 | 0.0014216 | 0.0014216 | 0.0014216
| MNA024 | 2562 | 4.015 | 4.095 | 4.185 | 4.245 | 4.315 | 4.415 | 4.515 | 4.6 | 0.0015671 | 0.0015984 | 0.0016335 | 0.0016569 | 0.0016842 | 0.0017233 | 0.0017623 | 0.0017955 | 0.0017955 | 0.0017955 | 0.0017955 | 0.0017955 | 0.0017955 | 0.0017955 | 0.0017955 | 0.0017955 | 0.0017955 | 0.0017955 | 0.0017955 | 0.0017955 | 0.0017955
| MNA034 | 1852 | 3.325 | 3.365 | 3.39 | 3.39 | 3.4 | 3.445 | 3.495 | 3.485 | 0.0017954 | 0.001817 | 0.0018305 | 0.0018305 | 0.0018359 | 0.0018602 | 0.0018871 | 0.0018817 | 0.0018817 | 0.0018817 | 0.0018817 | 0.0018817 | 0.0018817 | 0.0018817 | 0.0018817 | 0.0018817 | 0.0018817 | 0.0018817 | 0.0018817 | 0.0018817 | 0.0018817
| MRO002 | 2 | 0.555 | 0.555 | 0.555 | 0.555 | 0.55 | 0.55 | 0.55 | 0.55 | 0.2775 | 0.2775 | 0.2775 | 0.2775 | 0.275 | 0.275 | 0.275 | 0.275 | 0.275 | 0.275 | 0.275 | 0.275 | 0.275 | 0.275 | 0.275 | 0.275 | 0.275 | 0.275 | 0.275 | 0.275 | 0.275
| MRO004 | 1865 | 2 | 2.015 | 2.02 | 2.015 | 2.01 | 2.02 | 2.035 | 2.035 | 0.0010724 | 0.0010804 | 0.0010831 | 0.0010804 | 0.0010777 | 0.0010831 | 0.0010912 | 0.0010912 | 0.0010912 | 0.0010912 | 0.0010912 | 0.0010912 | 0.0010912 | 0.0010912 | 0.0010912 | 0.0010912 | 0.0010912 | 0.0010912 | 0.0010912 | 0.0010912 | 0.0010912
| MRO005 | 2180.5 | 2.97 | 2.99 | 3.005 | 3.005 | 3.01 | 3.025 | 3.04 | 3.04 | 0.0013621 | 0.0013712 | 0.0013781 | 0.0013781 | 0.0013804 | 0.0013873 | 0.0013942 | 0.0013942 | 0.0013942 | 0.0013942 | 0.0013942 | 0.0013942 | 0.0013942 | 0.0013942 | 0.0013942 | 0.0013942 | 0.0013942 | 0.0013942 | 0.0013942 | 0.0013942 | 0.0013942
| MRO006 | 1092.5 | 1.71 | 1.715 | 1.71 | 1.705 | 1.695 | 1.695 | 1.7 | 1.695 | 0.0015652 | 0.0015698 | 0.0015652 | 0.0015606 | 0.0015515 | 0.0015515 | 0.0015561 | 0.0015515 | 0.0015515 | 0.0015515 | 0.0015515 | 0.0015515 | 0.0015515 | 0.0015515 | 0.0015515 | 0.0015515 | 0.0015515 | 0.0015515 | 0.0015515 | 0.0015515 | 0.0015515
| MRO007 | 1887.5 | 2.805 | 2.845 | 2.885 | 2.9 | 2.91 | 2.955 | 3.005 | 3.02 | 0.0014861 | 0.0015073 | 0.0015285 | 0.0015364 | 0.0015417 | 0.0015656 | 0.0015921 | 0.0016 | 0.0016 | 0.0016 | 0.0016 | 0.0016 | 0.0016 | 0.0016 | 0.0016 | 0.0016 | 0.0016 | 0.0016 | 0.0016 | 0.0016 | 0.0016
| MRO008 | 2858 | 3.26 | 3.28 | 3.295 | 3.295 | 3.3 | 3.325 | 3.35 | 3.35 | 0.0011407 | 0.0011477 | 0.0011529 | 0.0011529 | 0.0011547 | 0.0011634 | 0.0011721 | 0.0011721 | 0.0011721 | 0.0011721 | 0.0011721 | 0.0011721 | 0.0011721 | 0.0011721 | 0.0011721 | 0.0011721 | 0.0011721 | 0.0011721 | 0.0011721 | 0.0011721 | 0.0011721
| NHL015 | 1550.5 | 1.68 | 1.685 | 1.68 | 1.665 | 1.65 | 1.65 | 1.65 | 1.635 | 0.0010835 | 0.0010867 | 0.0010835 | 0.0010738 | 0.0010642 | 0.0010642 | 0.0010642 | 0.0010545 | 0.0010545 | 0.0010545 | 0.0010545 | 0.0010545 | 0.0010545 | 0.0010545 | 0.0010545 | 0.0010545 | 0.0010545 | 0.0010545 | 0.0010545 | 0.0010545 | 0.0010545
| NHL016 | 1386 | 1.725 | 1.72 | 1.705 | 1.68 | 1.66 | 1.65 | 1.645 | 1.62 | 0.0012446 | 0.001241 | 0.0012302 | 0.0012121 | 0.0011977 | 0.0011905 | 0.0011869 | 0.0011688 | 0.0011688 | 0.0011688 | 0.0011688 | 0.0011688 | 0.0011688 | 0.0011688 | 0.0011688 | 0.0011688 | 0.0011688 | 0.0011688 | 0.0011688 | 0.0011688 | 0.0011688
| NHL031 | 1337.5 | 4.585 | 4.545 | 4.54 | 4.485 | 4.42 | 4.365 | 4.365 | 4.33 | 0.003428 | 0.0033981 | 0.0033944 | 0.0033533 | 0.0033047 | 0.0032636 | 0.0032636 | 0.0032374 | 0.0032374 | 0.0032374 | 0.0032374 | 0.0032374 | 0.0032374 | 0.0032374 | 0.0032374 | 0.0032374 | 0.0032374 | 0.0032374 | 0.0032374 | 0.0032374 | 0.0032374
| NKA001 | 972.5 | 1.305 | 1.33 | 1.345 | 1.345 | 1.355 | 1.38 | 1.415 | 1.415 | 0.0013419 | 0.0013676 | 0.001383 | 0.001383 | 0.0013933 | 0.001419 | 0.001455 | 0.001455 | 0.001455 | 0.001455 | 0.001455 | 0.001455 | 0.001455 | 0.001455 | 0.001455 | 0.001455 | 0.001455 | 0.001455 | 0.001455 | 0.001455 | 0.001455
| NKA002 | 1699 | 2.975 | 3.01 | 3.035 | 3.035 | 3.035 | 3.07 | 3.12 | 3.115 | 0.001751 | 0.0017716 | 0.0017863 | 0.0017863 | 0.0017863 | 0.0018069 | 0.0018364 | 0.0018334 | 0.0018334 | 0.0018334 | 0.0018334 | 0.0018334 | 0.0018334 | 0.0018334 | 0.0018334 | 0.0018334 | 0.0018334 | 0.0018334 | 0.0018334 | 0.0018334 | 0.0018334
| NKA003 | 651 | 2.28 | 2.28 | 2.275 | 2.265 | 2.255 | 2.255 | 2.26 | 2.25 | 0.0035023 | 0.0035023 | 0.0034946 | 0.0034793 | 0.0034639 | 0.0034639 | 0.0034716 | 0.0034562 | 0.0034562 | 0.0034562 | 0.0034562 | 0.0034562 | 0.0034562 | 0.0034562 | 0.0034562 | 0.0034562 | 0.0034562 | 0.0034562 | 0.0034562 | 0.0034562 | 0.0034562
| NKA004 | 2486 | 5.34 | 5.45 | 5.545 | 5.555 | 5.585 | 5.715 | 5.875 | 5.875 | 0.002148 | 0.0021923 | 0.0022305 | 0.0022345 | 0.0022466 | 0.0022989 | 0.0023632 | 0.0023632 | 0.0023632 | 0.0023632 | 0.0023632 | 0.0023632 | 0.0023632 | 0.0023632 | 0.0023632 | 0.0023632 | 0.0023632 | 0.0023632 | 0.0023632 | 0.0023632 | 0.0023632
| NKA005 | 599.5 | 2.26 | 2.305 | 2.335 | 2.34 | 2.355 | 2.4 | 2.46 | 2.46 | 0.0037698 | 0.0038449 | 0.0038949 | 0.0039033 | 0.0039283 | 0.0040033 | 0.0041034 | 0.0041034 | 0.0041034 | 0.0041034 | 0.0041034 | 0.0041034 | 0.0041034 | 0.0041034 | 0.0041034 | 0.0041034 | 0.0041034 | 0.0041034 | 0.0041034 | 0.0041034 | 0.0041034
| NKA006 | 1364.5 | 4.905 | 4.97 | 5.015 | 5.005 | 5.015 | 5.08 | 5.15 | 5.145 | 0.0035947 | 0.0036424 | 0.0036753 | 0.003668 | 0.0036753 | 0.003723 | 0.0037743 | 0.0037706 | 0.0037706 | 0.0037706 | 0.0037706 | 0.0037706 | 0.0037706 | 0.0037706 | 0.0037706 | 0.0037706 | 0.0037706 | 0.0037706 | 0.0037706 | 0.0037706 | 0.0037706
| NR022 | 9885.5 | 3.34 | 3.415 | 3.475 | 3.51 | 3.555 | 3.615 | 3.67 | 3.705 | 0.00033787 | 0.00034546 | 0.00035152 | 0.00035507 | 0.00035962 | 0.00036569 | 0.00037125 | 0.00037479 | 0.00037479 | 0.00037479 | 0.00037479 | 0.00037479 | 0.00037479 | 0.00037479 | 0.00037479 | 0.00037479 | 0.00037479 | 0.00037479 | 0.00037479 | 0.00037479 | 0.00037479
| OYN001 | 888 | 0.875 | 0.88 | 0.885 | 0.875 | 0.87 | 0.875 | 0.88 | 0.87 | 0.00098536 | 0.00099099 | 0.00099662 | 0.00098536 | 0.00097973 | 0.00098536 | 0.00099099 | 0.00097973 | 0.00097973 | 0.00097973 | 0.00097973 | 0.00097973 | 0.00097973 | 0.00097973 | 0.00097973 | 0.00097973 | 0.00097973 | 0.00097973 | 0.00097973 | 0.00097973 | 0.00097973
| OYN003 | 350.5 | 0.335 | 0.335 | 0.335 | 0.33 | 0.33 | 0.33 | 0.335 | 0.335 | 0.00095578 | 0.00095578 | 0.00095578 | 0.00094151 | 0.00094151 | 0.00094151 | 0.00095578 | 0.00095578 | 0.00095578 | 0.00095578 | 0.00095578 | 0.00095578 | 0.00095578 | 0.00095578 | 0.00095578 | 0.00095578 | 0.00095578 | 0.00095578 | 0.00095578 | 0.00095578 | 0.00095578
| OYN005 | 1275.5 | 1.645 | 1.65 | 1.655 | 1.645 | 1.635 | 1.64 | 1.65 | 1.635 | 0.0012897 | 0.0012936 | 0.0012975 | 0.0012897 | 0.0012819 | 0.0012858 | 0.0012936 | 0.0012819 | 0.0012819 | 0.0012819 | 0.0012819 | 0.0012819 | 0.0012819 | 0.0012819 | 0.0012819 | 0.0012819 | 0.0012819 | 0.0012819 | 0.0012819 | 0.0012819 | 0.0012819
| OYN007 | 655.5 | 1.065 | 1.06 | 1.055 | 1.045 | 1.03 | 1.025 | 1.02 | 1.005 | 0.0016247 | 0.0016171 | 0.0016095 | 0.0015942 | 0.0015713 | 0.0015637 | 0.0015561 | 0.0015332 | 0.0015332 | 0.0015332 | 0.0015332 | 0.0015332 | 0.0015332 | 0.0015332 | 0.0015332 | 0.0015332 | 0.0015332 | 0.0015332 | 0.0015332 | 0.0015332 | 0.0015332
| PLD001 | 1934.5 | 2.135 | 2.135 | 2.135 | 2.12 | 2.115 | 2.125 | 2.14 | 2.13 | 0.0011036 | 0.0011036 | 0.0011036 | 0.0010959 | 0.0010933 | 0.0010985 | 0.0011062 | 0.0011011 | 0.0011011 | 0.0011011 | 0.0011011 | 0.0011011 | 0.0011011 | 0.0011011 | 0.0011011 | 0.0011011 | 0.0011011 | 0.0011011 | 0.0011011 | 0.0011011 | 0.0011011
| PLD002 | 16 | 0.88 | 0.885 | 0.89 | 0.885 | 0.885 | 0.89 | 0.895 | 0.9 | 0.055 | 0.055313 | 0.055625 | 0.055313 | 0.055313 | 0.055625 | 0.055938 | 0.05625 | 0.05625 | 0.05625 | 0.05625 | 0.05625 | 0.05625 | 0.05625 | 0.05625 | 0.05625 | 0.05625 | 0.05625 | 0.05625 | 0.05625 | 0.05625
| PLD003 | 1113 | 1.055 | 1.065 | 1.07 | 1.07 | 1.065 | 1.07 | 1.08 | 1.08 | 0.00094789 | 0.00095687 | 0.00096137 | 0.00096137 | 0.00095687 | 0.00096137 | 0.00097035 | 0.00097035 | 0.00097035 | 0.00097035 | 0.00097035 | 0.00097035 | 0.00097035 | 0.00097035 | 0.00097035 | 0.00097035 | 0.00097035 | 0.00097035 | 0.00097035 | 0.00097035 | 0.00097035
| PLD004 | 2874 | 2.58 | 2.535 | 2.515 | 2.495 | 2.485 | 2.485 | 2.495 | 2.495 | 0.0008977 | 0.00088205 | 0.00087509 | 0.00086813 | 0.00086465 | 0.00086465 | 0.00086813 | 0.00086813 | 0.00086813 | 0.00086813 | 0.00086813 | 0.00086813 | 0.00086813 | 0.00086813 | 0.00086813 | 0.00086813 | 0.00086813 | 0.00086813 | 0.00086813 | 0.00086813 | 0.00086813
| PLD005 | 174.5 | 1.175 | 1.165 | 1.155 | 1.15 | 1.14 | 1.135 | 1.13 | 1.125 | 0.0067335 | 0.0066762 | 0.0066189 | 0.0065903 | 0.006533 | 0.0065043 | 0.0064756 | 0.006447 | 0.006447 | 0.006447 | 0.006447 | 0.006447 | 0.006447 | 0.006447 | 0.006447 | 0.006447 | 0.006447 | 0.006447 | 0.006447 | 0.006447 | 0.006447
| PLD006 | 3422.5 | 2.13 | 2.125 | 2.12 | 2.09 | 2.07 | 2.07 | 2.08 | 2.07 | 0.00062235 | 0.00062089 | 0.00061943 | 0.00061066 | 0.00060482 | 0.00060482 | 0.00060774 | 0.00060482 | 0.00060482 | 0.00060482 | 0.00060482 | 0.00060482 | 0.00060482 | 0.00060482 | 0.00060482 | 0.00060482 | 0.00060482 | 0.00060482 | 0.00060482 | 0.00060482 | 0.00060482
| RCT011 | 810.5 | 2 | 2.035 | 2.07 | 2.08 | 2.1 | 2.14 | 2.185 | 2.2 | 0.0024676 | 0.0025108 | 0.002554 | 0.0025663 | 0.002591 | 0.0026403 | 0.0026959 | 0.0027144 | 0.0027144 | 0.0027144 | 0.0027144 | 0.0027144 | 0.0027144 | 0.0027144 | 0.0027144 | 0.0027144 | 0.0027144 | 0.0027144 | 0.0027144 | 0.0027144 | 0.0027144
| RCT012 | 1 | 1.845 | 1.845 | 1.845 | 1.84 | 1.835 | 1.835 | 1.835 | 1.84 | 1.845 | 1.845 | 1.845 | 1.84 | 1.835 | 1.835 | 1.835 | 1.84 | 1.84 | 1.84 | 1.84 | 1.84 | 1.84 | 1.84 | 1.84 | 1.84 | 1.84 | 1.84 | 1.84 | 1.84 | 1.84
| RCT013 | 631.5 | 5.64 | 5.695 | 5.715 | 5.69 | 5.685 | 5.75 | 5.835 | 5.8 | 0.0089311 | 0.0090182 | 0.0090499 | 0.0090103 | 0.0090024 | 0.0091053 | 0.0092399 | 0.0091845 | 0.0091845 | 0.0091845 | 0.0091845 | 0.0091845 | 0.0091845 | 0.0091845 | 0.0091845 | 0.0091845 | 0.0091845 | 0.0091845 | 0.0091845 | 0.0091845 | 0.0091845
| RCT014 | 350.5 | 4.955 | 4.975 | 4.98 | 4.96 | 4.955 | 4.985 | 5.015 | 5.005 | 0.014137 | 0.014194 | 0.014208 | 0.014151 | 0.014137 | 0.014223 | 0.014308 | 0.01428 | 0.01428 | 0.01428 | 0.01428 | 0.01428 | 0.01428 | 0.01428 | 0.01428 | 0.01428 | 0.01428 | 0.01428 | 0.01428 | 0.01428 | 0.01428
| RCT015 | 20 | 1.675 | 1.68 | 1.685 | 1.69 | 1.695 | 1.7 | 1.705 | 1.715 | 0.08375 | 0.084 | 0.08425 | 0.0845 | 0.08475 | 0.085 | 0.08525 | 0.08575 | 0.08575 | 0.08575 | 0.08575 | 0.08575 | 0.08575 | 0.08575 | 0.08575 | 0.08575 | 0.08575 | 0.08575 | 0.08575 | 0.08575 | 0.08575
| RCT021 | 654.5 | 2.8 | 2.85 | 2.875 | 2.885 | 2.9 | 2.95 | 3 | 3.01 | 0.0042781 | 0.0043545 | 0.0043927 | 0.0044079 | 0.0044309 | 0.0045073 | 0.0045837 | 0.0045989 | 0.0045989 | 0.0045989 | 0.0045989 | 0.0045989 | 0.0045989 | 0.0045989 | 0.0045989 | 0.0045989 | 0.0045989 | 0.0045989 | 0.0045989 | 0.0045989 | 0.0045989
| RCT022 | 838 | 3.92 | 4.03 | 4.11 | 4.12 | 4.165 | 4.295 | 4.435 | 4.42 | 0.0046778 | 0.0048091 | 0.0049045 | 0.0049165 | 0.0049702 | 0.0051253 | 0.0052924 | 0.0052745 | 0.0052745 | 0.0052745 | 0.0052745 | 0.0052745 | 0.0052745 | 0.0052745 | 0.0052745 | 0.0052745 | 0.0052745 | 0.0052745 | 0.0052745 | 0.0052745 | 0.0052745
| RCT023 | 2208.5 | 5.145 | 5.245 | 5.32 | 5.345 | 5.375 | 5.47 | 5.595 | 5.615 | 0.0023296 | 0.0023749 | 0.0024089 | 0.0024202 | 0.0024338 | 0.0024768 | 0.0025334 | 0.0025424 | 0.0025424 | 0.0025424 | 0.0025424 | 0.0025424 | 0.0025424 | 0.0025424 | 0.0025424 | 0.0025424 | 0.0025424 | 0.0025424 | 0.0025424 | 0.0025424 | 0.0025424
| RVL001 | 858 | 3.725 | 3.775 | 3.81 | 3.81 | 3.83 | 3.885 | 3.94 | 3.935 | 0.0043415 | 0.0043998 | 0.0044406 | 0.0044406 | 0.0044639 | 0.004528 | 0.0045921 | 0.0045862 | 0.0045862 | 0.0045862 | 0.0045862 | 0.0045862 | 0.0045862 | 0.0045862 | 0.0045862 | 0.0045862 | 0.0045862 | 0.0045862 | 0.0045862 | 0.0045862 | 0.0045862
| RVL004 | 231 | 6.21 | 6.36 | 6.49 | 6.54 | 6.6 | 6.76 | 6.955 | 6.985 | 0.026883 | 0.027532 | 0.028095 | 0.028312 | 0.028571 | 0.029264 | 0.030108 | 0.030238 | 0.030238 | 0.030238 | 0.030238 | 0.030238 | 0.030238 | 0.030238 | 0.030238 | 0.030238 | 0.030238 | 0.030238 | 0.030238 | 0.030238 | 0.030238
| RVL006 | 584.5 | 3.58 | 3.64 | 3.685 | 3.705 | 3.73 | 3.775 | 3.83 | 3.86 | 0.0061249 | 0.0062275 | 0.0063045 | 0.0063388 | 0.0063815 | 0.0064585 | 0.0065526 | 0.0066039 | 0.0066039 | 0.0066039 | 0.0066039 | 0.0066039 | 0.0066039 | 0.0066039 | 0.0066039 | 0.0066039 | 0.0066039 | 0.0066039 | 0.0066039 | 0.0066039 | 0.0066039
| RVL008 | 215 | 3.27 | 3.36 | 3.42 | 3.44 | 3.475 | 3.565 | 3.67 | 3.675 | 0.015209 | 0.015628 | 0.015907 | 0.016 | 0.016163 | 0.016581 | 0.01707 | 0.017093 | 0.017093 | 0.017093 | 0.017093 | 0.017093 | 0.017093 | 0.017093 | 0.017093 | 0.017093 | 0.017093 | 0.017093 | 0.017093 | 0.017093 | 0.017093
| SA001 | 1933 | 2.65 | 2.7 | 2.715 | 2.75 | 2.79 | 2.835 | 2.9 | 2.94 | 0.0013709 | 0.0013968 | 0.0014046 | 0.0014227 | 0.0014434 | 0.0014666 | 0.0015003 | 0.001521 | 0.001521 | 0.001521 | 0.001521 | 0.001521 | 0.001521 | 0.001521 | 0.001521 | 0.001521 | 0.001521 | 0.001521 | 0.001521 | 0.001521 | 0.001521
| SA002 | 2669.5 | 3.815 | 3.85 | 3.88 | 3.885 | 3.895 | 3.93 | 3.97 | 3.97 | 0.0014291 | 0.0014422 | 0.0014535 | 0.0014553 | 0.0014591 | 0.0014722 | 0.0014872 | 0.0014872 | 0.0014872 | 0.0014872 | 0.0014872 | 0.0014872 | 0.0014872 | 0.0014872 | 0.0014872 | 0.0014872 | 0.0014872 | 0.0014872 | 0.0014872 | 0.0014872 | 0.0014872
| SA003 | 3078 | 4.525 | 4.595 | 4.64 | 4.65 | 4.67 | 4.755 | 4.855 | 4.89 | 0.0014701 | 0.0014929 | 0.0015075 | 0.0015107 | 0.0015172 | 0.0015448 | 0.0015773 | 0.0015887 | 0.0015887 | 0.0015887 | 0.0015887 | 0.0015887 | 0.0015887 | 0.0015887 | 0.0015887 | 0.0015887 | 0.0015887 | 0.0015887 | 0.0015887 | 0.0015887 | 0.0015887
| SA004 | 2655 | 2.665 | 2.72 | 2.76 | 2.795 | 2.835 | 2.885 | 2.955 | 2.995 | 0.0010038 | 0.0010245 | 0.0010395 | 0.0010527 | 0.0010678 | 0.0010866 | 0.001113 | 0.0011281 | 0.0011281 | 0.0011281 | 0.0011281 | 0.0011281 | 0.0011281 | 0.0011281 | 0.0011281 | 0.0011281 | 0.0011281 | 0.0011281 | 0.0011281 | 0.0011281 | 0.0011281
| SA005 | 3710.5 | 4.455 | 4.515 | 4.56 | 4.59 | 4.645 | 4.71 | 4.78 | 4.835 | 0.0012006 | 0.0012168 | 0.0012289 | 0.001237 | 0.0012519 | 0.0012694 | 0.0012882 | 0.0013031 | 0.0013031 | 0.0013031 | 0.0013031 | 0.0013031 | 0.0013031 | 0.0013031 | 0.0013031 | 0.0013031 | 0.0013031 | 0.0013031 | 0.0013031 | 0.0013031 | 0.0013031
| SA006 | 2176.5 | 3.19 | 3.205 | 3.215 | 3.205 | 3.21 | 3.225 | 3.265 | 3.265 | 0.0014657 | 0.0014725 | 0.0014771 | 0.0014725 | 0.0014748 | 0.0014817 | 0.0015001 | 0.0015001 | 0.0015001 | 0.0015001 | 0.0015001 | 0.0015001 | 0.0015001 | 0.0015001 | 0.0015001 | 0.0015001 | 0.0015001 | 0.0015001 | 0.0015001 | 0.0015001 | 0.0015001
| SA007 | 7103.5 | 8.945 | 9.16 | 9.36 | 9.5 | 9.655 | 9.88 | 10.105 | 10.3 | 0.0012592 | 0.0012895 | 0.0013177 | 0.0013374 | 0.0013592 | 0.0013909 | 0.0014225 | 0.00145 | 0.00145 | 0.00145 | 0.00145 | 0.00145 | 0.00145 | 0.00145 | 0.00145 | 0.00145 | 0.00145 | 0.00145 | 0.00145 | 0.00145 | 0.00145
| SA009 | 5448 | 6.635 | 6.935 | 7.235 | 7.51 | 7.805 | 8.16 | 8.525 | 8.81 | 0.0012179 | 0.0012729 | 0.001328 | 0.0013785 | 0.0014326 | 0.0014978 | 0.0015648 | 0.0016171 | 0.0016171 | 0.0016171 | 0.0016171 | 0.0016171 | 0.0016171 | 0.0016171 | 0.0016171 | 0.0016171 | 0.0016171 | 0.0016171 | 0.0016171 | 0.0016171 | 0.0016171
| SA010 | 2686.5 | 3.625 | 3.66 | 3.68 | 3.68 | 3.69 | 3.73 | 3.79 | 3.785 | 0.0013493 | 0.0013624 | 0.0013698 | 0.0013698 | 0.0013735 | 0.0013884 | 0.0014108 | 0.0014089 | 0.0014089 | 0.0014089 | 0.0014089 | 0.0014089 | 0.0014089 | 0.0014089 | 0.0014089 | 0.0014089 | 0.0014089 | 0.0014089 | 0.0014089 | 0.0014089 | 0.0014089
| SA011 | 4064.5 | 5.775 | 5.91 | 6.035 | 6.115 | 6.225 | 6.37 | 6.525 | 6.645 | 0.0014208 | 0.0014541 | 0.0014848 | 0.0015045 | 0.0015316 | 0.0015672 | 0.0016054 | 0.0016349 | 0.0016349 | 0.0016349 | 0.0016349 | 0.0016349 | 0.0016349 | 0.0016349 | 0.0016349 | 0.0016349 | 0.0016349 | 0.0016349 | 0.0016349 | 0.0016349 | 0.0016349
| SA012 | 271.5 | 4.91 | 4.89 | 4.86 | 4.82 | 4.785 | 4.765 | 4.75 | 4.725 | 0.018085 | 0.018011 | 0.017901 | 0.017753 | 0.017624 | 0.017551 | 0.017495 | 0.017403 | 0.017403 | 0.017403 | 0.017403 | 0.017403 | 0.017403 | 0.017403 | 0.017403 | 0.017403 | 0.017403 | 0.017403 | 0.017403 | 0.017403 | 0.017403
| SHL001 | 342 | 2.42 | 2.39 | 2.37 | 2.33 | 2.295 | 2.28 | 2.255 | 2.22 | 0.007076 | 0.0069883 | 0.0069298 | 0.0068129 | 0.0067105 | 0.0066667 | 0.0065936 | 0.0064912 | 0.0064912 | 0.0064912 | 0.0064912 | 0.0064912 | 0.0064912 | 0.0064912 | 0.0064912 | 0.0064912 | 0.0064912 | 0.0064912 | 0.0064912 | 0.0064912 | 0.0064912
| SHL002 | 1218 | 6.865 | 6.855 | 6.785 | 6.665 | 6.605 | 6.61 | 6.67 | 6.55 | 0.0056363 | 0.0056281 | 0.0055706 | 0.0054721 | 0.0054228 | 0.0054269 | 0.0054762 | 0.0053777 | 0.0053777 | 0.0053777 | 0.0053777 | 0.0053777 | 0.0053777 | 0.0053777 | 0.0053777 | 0.0053777 | 0.0053777 | 0.0053777 | 0.0053777 | 0.0053777 | 0.0053777
| SHL004 | 1436.5 | 3.985 | 3.995 | 4.005 | 3.975 | 3.955 | 3.975 | 4.005 | 3.985 | 0.0027741 | 0.0027811 | 0.002788 | 0.0027671 | 0.0027532 | 0.0027671 | 0.002788 | 0.0027741 | 0.0027741 | 0.0027741 | 0.0027741 | 0.0027741 | 0.0027741 | 0.0027741 | 0.0027741 | 0.0027741 | 0.0027741 | 0.0027741 | 0.0027741 | 0.0027741 | 0.0027741
| SHL005 | 1142 | 1.99 | 1.99 | 1.99 | 1.97 | 1.96 | 1.97 | 1.985 | 1.975 | 0.0017426 | 0.0017426 | 0.0017426 | 0.001725 | 0.0017163 | 0.001725 | 0.0017382 | 0.0017294 | 0.0017294 | 0.0017294 | 0.0017294 | 0.0017294 | 0.0017294 | 0.0017294 | 0.0017294 | 0.0017294 | 0.0017294 | 0.0017294 | 0.0017294 | 0.0017294 | 0.0017294
| SHL007 | 2061 | 4.31 | 4.295 | 4.275 | 4.235 | 4.185 | 4.175 | 4.17 | 4.125 | 0.0020912 | 0.0020839 | 0.0020742 | 0.0020548 | 0.0020306 | 0.0020257 | 0.0020233 | 0.0020015 | 0.0020015 | 0.0020015 | 0.0020015 | 0.0020015 | 0.0020015 | 0.0020015 | 0.0020015 | 0.0020015 | 0.0020015 | 0.0020015 | 0.0020015 | 0.0020015 | 0.0020015
| SHL008 | 2682 | 4.865 | 4.88 | 4.87 | 4.825 | 4.795 | 4.8 | 4.81 | 4.78 | 0.0018139 | 0.0018195 | 0.0018158 | 0.001799 | 0.0017878 | 0.0017897 | 0.0017934 | 0.0017823 | 0.0017823 | 0.0017823 | 0.0017823 | 0.0017823 | 0.0017823 | 0.0017823 | 0.0017823 | 0.0017823 | 0.0017823 | 0.0017823 | 0.0017823 | 0.0017823 | 0.0017823
| SHN011 | 1767 | 3.97 | 4.035 | 4.085 | 4.09 | 4.12 | 4.2 | 4.295 | 4.31 | 0.0022467 | 0.0022835 | 0.0023118 | 0.0023147 | 0.0023316 | 0.0023769 | 0.0024307 | 0.0024392 | 0.0024392 | 0.0024392 | 0.0024392 | 0.0024392 | 0.0024392 | 0.0024392 | 0.0024392 | 0.0024392 | 0.0024392 | 0.0024392 | 0.0024392 | 0.0024392 | 0.0024392
| SHN012 | 2575.5 | 3.495 | 3.565 | 3.62 | 3.655 | 3.695 | 3.765 | 3.855 | 3.9 | 0.001357 | 0.0013842 | 0.0014056 | 0.0014191 | 0.0014347 | 0.0014619 | 0.0014968 | 0.0015143 | 0.0015143 | 0.0015143 | 0.0015143 | 0.0015143 | 0.0015143 | 0.0015143 | 0.0015143 | 0.0015143 | 0.0015143 | 0.0015143 | 0.0015143 | 0.0015143 | 0.0015143
| SHN014 | 355 | 3.475 | 3.505 | 3.52 | 3.525 | 3.53 | 3.56 | 3.595 | 3.605 | 0.0097887 | 0.0098732 | 0.0099155 | 0.0099296 | 0.0099437 | 0.010028 | 0.010127 | 0.010155 | 0.010155 | 0.010155 | 0.010155 | 0.010155 | 0.010155 | 0.010155 | 0.010155 | 0.010155 | 0.010155 | 0.010155 | 0.010155 | 0.010155 | 0.010155
| SHN021 | 2426.5 | 3.59 | 3.655 | 3.71 | 3.74 | 3.78 | 3.855 | 3.94 | 3.985 | 0.0014795 | 0.0015063 | 0.001529 | 0.0015413 | 0.0015578 | 0.0015887 | 0.0016237 | 0.0016423 | 0.0016423 | 0.0016423 | 0.0016423 | 0.0016423 | 0.0016423 | 0.0016423 | 0.0016423 | 0.0016423 | 0.0016423 | 0.0016423 | 0.0016423 | 0.0016423 | 0.0016423
| SHN022 | 1882.5 | 2.165 | 2.17 | 2.18 | 2.185 | 2.19 | 2.2 | 2.22 | 2.23 | 0.0011501 | 0.0011527 | 0.001158 | 0.0011607 | 0.0011633 | 0.0011687 | 0.0011793 | 0.0011846 | 0.0011846 | 0.0011846 | 0.0011846 | 0.0011846 | 0.0011846 | 0.0011846 | 0.0011846 | 0.0011846 | 0.0011846 | 0.0011846 | 0.0011846 | 0.0011846 | 0.0011846
| SHN023 | 1002.5 | 2.13 | 2.13 | 2.13 | 2.11 | 2.11 | 2.115 | 2.13 | 2.135 | 0.0021247 | 0.0021247 | 0.0021247 | 0.0021047 | 0.0021047 | 0.0021097 | 0.0021247 | 0.0021297 | 0.0021297 | 0.0021297 | 0.0021297 | 0.0021297 | 0.0021297 | 0.0021297 | 0.0021297 | 0.0021297 | 0.0021297 | 0.0021297 | 0.0021297 | 0.0021297 | 0.0021297
| SHN024 | 1073 | 3.89 | 3.985 | 4.05 | 4.075 | 4.11 | 4.205 | 4.32 | 4.33 | 0.0036253 | 0.0037139 | 0.0037745 | 0.0037978 | 0.0038304 | 0.0039189 | 0.0040261 | 0.0040354 | 0.0040354 | 0.0040354 | 0.0040354 | 0.0040354 | 0.0040354 | 0.0040354 | 0.0040354 | 0.0040354 | 0.0040354 | 0.0040354 | 0.0040354 | 0.0040354 | 0.0040354
| SHP011 | 706 | 4.71 | 4.7 | 4.705 | 4.68 | 4.645 | 4.635 | 4.645 | 4.635 | 0.0066714 | 0.0066572 | 0.0066643 | 0.0066289 | 0.0065793 | 0.0065652 | 0.0065793 | 0.0065652 | 0.0065652 | 0.0065652 | 0.0065652 | 0.0065652 | 0.0065652 | 0.0065652 | 0.0065652 | 0.0065652 | 0.0065652 | 0.0065652 | 0.0065652 | 0.0065652 | 0.0065652
| SHP012 | 2262 | 3.7 | 3.78 | 3.84 | 3.84 | 3.87 | 3.94 | 4.035 | 4.05 | 0.0016357 | 0.0016711 | 0.0016976 | 0.0016976 | 0.0017109 | 0.0017418 | 0.0017838 | 0.0017905 | 0.0017905 | 0.0017905 | 0.0017905 | 0.0017905 | 0.0017905 | 0.0017905 | 0.0017905 | 0.0017905 | 0.0017905 | 0.0017905 | 0.0017905 | 0.0017905 | 0.0017905
| SHP014 | 1669 | 2.8 | 2.83 | 2.845 | 2.835 | 2.84 | 2.865 | 2.895 | 2.89 | 0.0016777 | 0.0016956 | 0.0017046 | 0.0016986 | 0.0017016 | 0.0017166 | 0.0017346 | 0.0017316 | 0.0017316 | 0.0017316 | 0.0017316 | 0.0017316 | 0.0017316 | 0.0017316 | 0.0017316 | 0.0017316 | 0.0017316 | 0.0017316 | 0.0017316 | 0.0017316 | 0.0017316
| SHP021 | 717.5 | 3.515 | 3.495 | 3.47 | 3.345 | 3.34 | 3.345 | 3.355 | 3.29 | 0.004899 | 0.0048711 | 0.0048362 | 0.004662 | 0.0046551 | 0.004662 | 0.004676 | 0.0045854 | 0.0045854 | 0.0045854 | 0.0045854 | 0.0045854 | 0.0045854 | 0.0045854 | 0.0045854 | 0.0045854 | 0.0045854 | 0.0045854 | 0.0045854 | 0.0045854 | 0.0045854
| SSE011 | 1135.5 | 5.855 | 5.875 | 5.895 | 5.905 | 5.93 | 5.955 | 5.99 | 6.015 | 0.0051563 | 0.0051739 | 0.0051915 | 0.0052004 | 0.0052224 | 0.0052444 | 0.0052752 | 0.0052972 | 0.0052972 | 0.0052972 | 0.0052972 | 0.0052972 | 0.0052972 | 0.0052972 | 0.0052972 | 0.0052972 | 0.0052972 | 0.0052972 | 0.0052972 | 0.0052972 | 0.0052972
| SSE012 | 3006.5 | 3.025 | 3.06 | 3.11 | 3.14 | 3.17 | 3.23 | 3.32 | 3.355 | 0.0010062 | 0.0010178 | 0.0010344 | 0.0010444 | 0.0010544 | 0.0010743 | 0.0011043 | 0.0011159 | 0.0011159 | 0.0011159 | 0.0011159 | 0.0011159 | 0.0011159 | 0.0011159 | 0.0011159 | 0.0011159 | 0.0011159 | 0.0011159 | 0.0011159 | 0.0011159 | 0.0011159
| SSE013 | 2118.5 | 4.025 | 4.03 | 4.03 | 4.01 | 3.98 | 3.975 | 3.975 | 3.96 | 0.0018999 | 0.0019023 | 0.0019023 | 0.0018928 | 0.0018787 | 0.0018763 | 0.0018763 | 0.0018692 | 0.0018692 | 0.0018692 | 0.0018692 | 0.0018692 | 0.0018692 | 0.0018692 | 0.0018692 | 0.0018692 | 0.0018692 | 0.0018692 | 0.0018692 | 0.0018692 | 0.0018692
| SSE014 | 3891 | 6.34 | 6.47 | 6.55 | 6.605 | 6.68 | 6.805 | 6.995 | 7 | 0.0016294 | 0.0016628 | 0.0016834 | 0.0016975 | 0.0017168 | 0.0017489 | 0.0017977 | 0.001799 | 0.001799 | 0.001799 | 0.001799 | 0.001799 | 0.001799 | 0.001799 | 0.001799 | 0.001799 | 0.001799 | 0.001799 | 0.001799 | 0.001799 | 0.001799
| SSE031 | 5874.5 | 5.46 | 5.54 | 5.635 | 5.67 | 5.72 | 5.83 | 5.94 | 6.04 | 0.00092944 | 0.00094306 | 0.00095923 | 0.00096519 | 0.0009737 | 0.00099242 | 0.0010111 | 0.0010282 | 0.0010282 | 0.0010282 | 0.0010282 | 0.0010282 | 0.0010282 | 0.0010282 | 0.0010282 | 0.0010282 | 0.0010282 | 0.0010282 | 0.0010282 | 0.0010282 | 0.0010282
| SSE032 | 2957 | 4.74 | 4.735 | 4.76 | 4.765 | 4.8 | 4.87 | 4.955 | 4.97 | 0.001603 | 0.0016013 | 0.0016097 | 0.0016114 | 0.0016233 | 0.0016469 | 0.0016757 | 0.0016808 | 0.0016808 | 0.0016808 | 0.0016808 | 0.0016808 | 0.0016808 | 0.0016808 | 0.0016808 | 0.0016808 | 0.0016808 | 0.0016808 | 0.0016808 | 0.0016808 | 0.0016808
| SSE033 | 3919.5 | 5.15 | 5.26 | 5.34 | 5.395 | 5.47 | 5.585 | 5.705 | 5.76 | 0.0013139 | 0.001342 | 0.0013624 | 0.0013765 | 0.0013956 | 0.0014249 | 0.0014555 | 0.0014696 | 0.0014696 | 0.0014696 | 0.0014696 | 0.0014696 | 0.0014696 | 0.0014696 | 0.0014696 | 0.0014696 | 0.0014696 | 0.0014696 | 0.0014696 | 0.0014696 | 0.0014696
| SSE034 | 2596.5 | 6.035 | 6.18 | 6.33 | 6.39 | 6.44 | 6.625 | 6.84 | 6.92 | 0.0023243 | 0.0023801 | 0.0024379 | 0.002461 | 0.0024803 | 0.0025515 | 0.0026343 | 0.0026651 | 0.0026651 | 0.0026651 | 0.0026651 | 0.0026651 | 0.0026651 | 0.0026651 | 0.0026651 | 0.0026651 | 0.0026651 | 0.0026651 | 0.0026651 | 0.0026651 | 0.0026651
| STL004 | 1614 | 4.02 | 3.985 | 3.955 | 3.93 | 3.89 | 3.865 | 3.845 | 3.83 | 0.0024907 | 0.002469 | 0.0024504 | 0.0024349 | 0.0024102 | 0.0023947 | 0.0023823 | 0.002373 | 0.002373 | 0.002373 | 0.002373 | 0.002373 | 0.002373 | 0.002373 | 0.002373 | 0.002373 | 0.002373 | 0.002373 | 0.002373 | 0.002373 | 0.002373
| STL005 | 2555 | 4.37 | 4.375 | 4.37 | 4.34 | 4.31 | 4.3 | 4.305 | 4.275 | 0.0017104 | 0.0017123 | 0.0017104 | 0.0016986 | 0.0016869 | 0.001683 | 0.0016849 | 0.0016732 | 0.0016732 | 0.0016732 | 0.0016732 | 0.0016732 | 0.0016732 | 0.0016732 | 0.0016732 | 0.0016732 | 0.0016732 | 0.0016732 | 0.0016732 | 0.0016732 | 0.0016732
| STL006 | 1605 | 1.65 | 1.655 | 1.655 | 1.645 | 1.63 | 1.64 | 1.645 | 1.635 | 0.001028 | 0.0010312 | 0.0010312 | 0.0010249 | 0.0010156 | 0.0010218 | 0.0010249 | 0.0010187 | 0.0010187 | 0.0010187 | 0.0010187 | 0.0010187 | 0.0010187 | 0.0010187 | 0.0010187 | 0.0010187 | 0.0010187 | 0.0010187 | 0.0010187 | 0.0010187 | 0.0010187
| STL007 | 821 | 3.215 | 3.175 | 3.14 | 3.1 | 3.045 | 3.065 | 3.035 | 3.04 | 0.003916 | 0.0038672 | 0.0038246 | 0.0037759 | 0.0037089 | 0.0037333 | 0.0036967 | 0.0037028 | 0.0037028 | 0.0037028 | 0.0037028 | 0.0037028 | 0.0037028 | 0.0037028 | 0.0037028 | 0.0037028 | 0.0037028 | 0.0037028 | 0.0037028 | 0.0037028 | 0.0037028
| STN011 | 1015 | 3.66 | 3.695 | 3.715 | 3.72 | 3.73 | 3.77 | 3.825 | 3.825 | 0.0036059 | 0.0036404 | 0.0036601 | 0.003665 | 0.0036749 | 0.0037143 | 0.0037685 | 0.0037685 | 0.0037685 | 0.0037685 | 0.0037685 | 0.0037685 | 0.0037685 | 0.0037685 | 0.0037685 | 0.0037685 | 0.0037685 | 0.0037685 | 0.0037685 | 0.0037685 | 0.0037685
| STN012 | 3409 | 5.365 | 5.485 | 5.595 | 5.675 | 5.765 | 5.91 | 6.055 | 6.135 | 0.0015738 | 0.001609 | 0.0016412 | 0.0016647 | 0.0016911 | 0.0017336 | 0.0017762 | 0.0017996 | 0.0017996 | 0.0017996 | 0.0017996 | 0.0017996 | 0.0017996 | 0.0017996 | 0.0017996 | 0.0017996 | 0.0017996 | 0.0017996 | 0.0017996 | 0.0017996 | 0.0017996
| STN013 | 3 | 3.175 | 3.19 | 3.205 | 3.215 | 3.22 | 3.235 | 3.255 | 3.275 | 1.0583 | 1.0633 | 1.0683 | 1.0717 | 1.0733 | 1.0783 | 1.085 | 1.0917 | 1.0917 | 1.0917 | 1.0917 | 1.0917 | 1.0917 | 1.0917 | 1.0917 | 1.0917 | 1.0917 | 1.0917 | 1.0917 | 1.0917 | 1.0917
| STN014 | 692 | 3.475 | 3.475 | 3.485 | 3.49 | 3.495 | 3.515 | 3.545 | 3.56 | 0.0050217 | 0.0050217 | 0.0050361 | 0.0050434 | 0.0050506 | 0.0050795 | 0.0051228 | 0.0051445 | 0.0051445 | 0.0051445 | 0.0051445 | 0.0051445 | 0.0051445 | 0.0051445 | 0.0051445 | 0.0051445 | 0.0051445 | 0.0051445 | 0.0051445 | 0.0051445 | 0.0051445
| STN021 | 2007.5 | 3.09 | 3.145 | 3.185 | 3.22 | 3.26 | 3.315 | 3.38 | 3.41 | 0.0015392 | 0.0015666 | 0.0015866 | 0.001604 | 0.0016239 | 0.0016513 | 0.0016837 | 0.0016986 | 0.0016986 | 0.0016986 | 0.0016986 | 0.0016986 | 0.0016986 | 0.0016986 | 0.0016986 | 0.0016986 | 0.0016986 | 0.0016986 | 0.0016986 | 0.0016986 | 0.0016986
| STN022 | 2918.5 | 4.015 | 4.035 | 4.05 | 4.035 | 4.02 | 4.06 | 4.075 | 4.065 | 0.0013757 | 0.0013826 | 0.0013877 | 0.0013826 | 0.0013774 | 0.0013911 | 0.0013963 | 0.0013928 | 0.0013928 | 0.0013928 | 0.0013928 | 0.0013928 | 0.0013928 | 0.0013928 | 0.0013928 | 0.0013928 | 0.0013928 | 0.0013928 | 0.0013928 | 0.0013928 | 0.0013928
| STN023 | 267 | 1.76 | 1.745 | 1.74 | 1.725 | 1.715 | 1.71 | 1.7 | 1.69 | 0.0065918 | 0.0065356 | 0.0065169 | 0.0064607 | 0.0064232 | 0.0064045 | 0.006367 | 0.0063296 | 0.0063296 | 0.0063296 | 0.0063296 | 0.0063296 | 0.0063296 | 0.0063296 | 0.0063296 | 0.0063296 | 0.0063296 | 0.0063296 | 0.0063296 | 0.0063296 | 0.0063296
| STN024 | 1221.5 | 6.085 | 6.215 | 6.305 | 6.325 | 6.365 | 6.51 | 6.685 | 6.69 | 0.0049816 | 0.005088 | 0.0051617 | 0.0051781 | 0.0052108 | 0.0053295 | 0.0054728 | 0.0054769 | 0.0054769 | 0.0054769 | 0.0054769 | 0.0054769 | 0.0054769 | 0.0054769 | 0.0054769 | 0.0054769 | 0.0054769 | 0.0054769 | 0.0054769 | 0.0054769 | 0.0054769
| STN031 | 329.5 | 3.475 | 3.45 | 3.435 | 3.4 | 3.38 | 3.37 | 3.37 | 3.355 | 0.010546 | 0.01047 | 0.010425 | 0.010319 | 0.010258 | 0.010228 | 0.010228 | 0.010182 | 0.010182 | 0.010182 | 0.010182 | 0.010182 | 0.010182 | 0.010182 | 0.010182 | 0.010182 | 0.010182 | 0.010182 | 0.010182 | 0.010182 | 0.010182
| SU012 | 3551 | 7.145 | 7.24 | 7.325 | 7.4 | 7.46 | 7.58 | 7.74 | 7.81 | 0.0020121 | 0.0020389 | 0.0020628 | 0.0020839 | 0.0021008 | 0.0021346 | 0.0021797 | 0.0021994 | 0.0021994 | 0.0021994 | 0.0021994 | 0.0021994 | 0.0021994 | 0.0021994 | 0.0021994 | 0.0021994 | 0.0021994 | 0.0021994 | 0.0021994 | 0.0021994 | 0.0021994
| SU013 | 100 | 4.85 | 4.935 | 5.015 | 5.07 | 5.125 | 5.21 | 5.305 | 5.38 | 0.0485 | 0.04935 | 0.05015 | 0.0507 | 0.05125 | 0.0521 | 0.05305 | 0.0538 | 0.0538 | 0.0538 | 0.0538 | 0.0538 | 0.0538 | 0.0538 | 0.0538 | 0.0538 | 0.0538 | 0.0538 | 0.0538 | 0.0538 | 0.0538
| SU015 | 4993.5 | 5.625 | 5.885 | 6.115 | 6.325 | 6.53 | 6.83 | 7.14 | 7.33 | 0.0011265 | 0.0011785 | 0.0012246 | 0.0012666 | 0.0013077 | 0.0013678 | 0.0014299 | 0.0014679 | 0.0014679 | 0.0014679 | 0.0014679 | 0.0014679 | 0.0014679 | 0.0014679 | 0.0014679 | 0.0014679 | 0.0014679 | 0.0014679 | 0.0014679 | 0.0014679 | 0.0014679
| SU021 | 3578.5 | 5.695 | 5.765 | 5.825 | 5.865 | 5.92 | 5.995 | 6.075 | 6.125 | 0.0015914 | 0.001611 | 0.0016278 | 0.001639 | 0.0016543 | 0.0016753 | 0.0016976 | 0.0017116 | 0.0017116 | 0.0017116 | 0.0017116 | 0.0017116 | 0.0017116 | 0.0017116 | 0.0017116 | 0.0017116 | 0.0017116 | 0.0017116 | 0.0017116 | 0.0017116 | 0.0017116
| SU022 | 5301.5 | 6.455 | 6.64 | 6.785 | 6.915 | 7.08 | 7.24 | 7.465 | 7.6 | 0.0012176 | 0.0012525 | 0.0012798 | 0.0013043 | 0.0013355 | 0.0013657 | 0.0014081 | 0.0014336 | 0.0014336 | 0.0014336 | 0.0014336 | 0.0014336 | 0.0014336 | 0.0014336 | 0.0014336 | 0.0014336 | 0.0014336 | 0.0014336 | 0.0014336 | 0.0014336 | 0.0014336
| SU023 | 1533.5 | 6.92 | 7.045 | 7.165 | 7.26 | 7.35 | 7.48 | 7.64 | 7.76 | 0.0045126 | 0.0045941 | 0.0046723 | 0.0047343 | 0.004793 | 0.0048777 | 0.0049821 | 0.0050603 | 0.0050603 | 0.0050603 | 0.0050603 | 0.0050603 | 0.0050603 | 0.0050603 | 0.0050603 | 0.0050603 | 0.0050603 | 0.0050603 | 0.0050603 | 0.0050603 | 0.0050603
| SU024 | 2 | 1.76 | 1.79 | 1.815 | 1.835 | 1.855 | 1.885 | 1.915 | 1.94 | 0.88 | 0.895 | 0.9075 | 0.9175 | 0.9275 | 0.9425 | 0.9575 | 0.97 | 0.97 | 0.97 | 0.97 | 0.97 | 0.97 | 0.97 | 0.97 | 0.97 | 0.97 | 0.97 | 0.97 | 0.97 | 0.97
| SU032 | 1 | 3.79 | 4.13 | 4.165 | 4.195 | 4.225 | 4.255 | 4.29 | 4.33 | 3.79 | 4.13 | 4.165 | 4.195 | 4.225 | 4.255 | 4.29 | 4.33 | 4.33 | 4.33 | 4.33 | 4.33 | 4.33 | 4.33 | 4.33 | 4.33 | 4.33 | 4.33 | 4.33 | 4.33 | 4.33
| SU034 | 77.5 | 4.56 | 4.64 | 4.72 | 4.77 | 4.835 | 4.91 | 5 | 5.065 | 0.058839 | 0.059871 | 0.060903 | 0.061548 | 0.062387 | 0.063355 | 0.064516 | 0.065355 | 0.065355 | 0.065355 | 0.065355 | 0.065355 | 0.065355 | 0.065355 | 0.065355 | 0.065355 | 0.065355 | 0.065355 | 0.065355 | 0.065355 | 0.065355
| SU035 | 4593.5 | 8.62 | 8.86 | 9.1 | 9.235 | 9.395 | 9.635 | 9.93 | 10.135 | 0.0018766 | 0.0019288 | 0.0019811 | 0.0020104 | 0.0020453 | 0.0020975 | 0.0021618 | 0.0022064 | 0.0022064 | 0.0022064 | 0.0022064 | 0.0022064 | 0.0022064 | 0.0022064 | 0.0022064 | 0.0022064 | 0.0022064 | 0.0022064 | 0.0022064 | 0.0022064 | 0.0022064
| TNA011 | 7297 | 6.03 | 6.385 | 6.74 | 7.03 | 7.335 | 7.705 | 8.13 | 8.46 | 0.00082637 | 0.00087502 | 0.00092367 | 0.00096341 | 0.0010052 | 0.0010559 | 0.0011142 | 0.0011594 | 0.0011594 | 0.0011594 | 0.0011594 | 0.0011594 | 0.0011594 | 0.0011594 | 0.0011594 | 0.0011594 | 0.0011594 | 0.0011594 | 0.0011594 | 0.0011594 | 0.0011594
| TNA012 | 6940.5 | 0 | 0 | 0 | 0 | 0 | 0 | 0 | 0 | 0 | 0 | 0 | 0 | 0 | 0 | 0 | 0 | 0 | 0 | 0 | 0 | 0 | 0 | 0 | 0 | 0 | 0 | 0 | 0 | 0
| TNA013 | 1613.5 | 5.14 | 5.41 | 5.675 | 5.88 | 6.085 | 6.345 | 6.625 | 6.79 | 0.0031856 | 0.003353 | 0.0035172 | 0.0036443 | 0.0037713 | 0.0039324 | 0.004106 | 0.0042082 | 0.0042082 | 0.0042082 | 0.0042082 | 0.0042082 | 0.0042082 | 0.0042082 | 0.0042082 | 0.0042082 | 0.0042082 | 0.0042082 | 0.0042082 | 0.0042082 | 0.0042082
| TNA014 | 52 | 4.735 | 4.98 | 5.205 | 5.385 | 5.57 | 5.805 | 6.05 | 6.215 | 0.091058 | 0.095769 | 0.1001 | 0.10356 | 0.10712 | 0.11163 | 0.11635 | 0.11952 | 0.11952 | 0.11952 | 0.11952 | 0.11952 | 0.11952 | 0.11952 | 0.11952 | 0.11952 | 0.11952 | 0.11952 | 0.11952 | 0.11952 | 0.11952
| TNA021 | 2494.5 | 8.29 | 8.38 | 8.47 | 8.545 | 8.615 | 8.74 | 8.84 | 8.9 | 0.0033233 | 0.0033594 | 0.0033955 | 0.0034255 | 0.0034536 | 0.0035037 | 0.0035438 | 0.0035678 | 0.0035678 | 0.0035678 | 0.0035678 | 0.0035678 | 0.0035678 | 0.0035678 | 0.0035678 | 0.0035678 | 0.0035678 | 0.0035678 | 0.0035678 | 0.0035678 | 0.0035678
| TNA022 | 7362 | 0 | 0 | 0 | 0 | 0 | 0 | 0 | 0 | 0 | 0 | 0 | 0 | 0 | 0 | 0 | 0 | 0 | 0 | 0 | 0 | 0 | 0 | 0 | 0 | 0 | 0 | 0 | 0 | 0
| TNA023 | 1654.5 | 10.55 | 11.13 | 11.675 | 12.165 | 12.67 | 13.215 | 13.78 | 14.255 | 0.0063765 | 0.0067271 | 0.0070565 | 0.0073527 | 0.0076579 | 0.0079873 | 0.0083288 | 0.0086159 | 0.0086159 | 0.0086159 | 0.0086159 | 0.0086159 | 0.0086159 | 0.0086159 | 0.0086159 | 0.0086159 | 0.0086159 | 0.0086159 | 0.0086159 | 0.0086159 | 0.0086159
| TNA024 | 493 | 9.8 | 10.35 | 10.865 | 11.315 | 11.745 | 12.265 | 12.825 | 13.255 | 0.019878 | 0.020994 | 0.022039 | 0.022951 | 0.023824 | 0.024878 | 0.026014 | 0.026886 | 0.026886 | 0.026886 | 0.026886 | 0.026886 | 0.026886 | 0.026886 | 0.026886 | 0.026886 | 0.026886 | 0.026886 | 0.026886 | 0.026886 | 0.026886
| TNA031 | 2813 | 9.145 | 9.49 | 9.77 | 10.015 | 10.245 | 10.545 | 10.91 | 11.165 | 0.003251 | 0.0033736 | 0.0034732 | 0.0035603 | 0.003642 | 0.0037487 | 0.0038784 | 0.0039691 | 0.0039691 | 0.0039691 | 0.0039691 | 0.0039691 | 0.0039691 | 0.0039691 | 0.0039691 | 0.0039691 | 0.0039691 | 0.0039691 | 0.0039691 | 0.0039691 | 0.0039691
| TNA033 | 6922 | 9.9 | 10.29 | 10.71 | 11.025 | 11.335 | 11.735 | 12.21 | 12.6 | 0.0014302 | 0.0014866 | 0.0015472 | 0.0015927 | 0.0016375 | 0.0016953 | 0.0017639 | 0.0018203 | 0.0018203 | 0.0018203 | 0.0018203 | 0.0018203 | 0.0018203 | 0.0018203 | 0.0018203 | 0.0018203 | 0.0018203 | 0.0018203 | 0.0018203 | 0.0018203 | 0.0018203
| TQY021 | 2292 | 6.1 | 6.195 | 6.315 | 6.375 | 6.45 | 6.47 | 6.505 | 6.52 | 0.0026614 | 0.0027029 | 0.0027552 | 0.0027814 | 0.0028141 | 0.0028229 | 0.0028381 | 0.0028447 | 0.0028447 | 0.0028447 | 0.0028447 | 0.0028447 | 0.0028447 | 0.0028447 | 0.0028447 | 0.0028447 | 0.0028447 | 0.0028447 | 0.0028447 | 0.0028447 | 0.0028447
| TQY022 | 2362 | 6.03 | 6.21 | 6.355 | 6.485 | 6.635 | 6.785 | 6.98 | 7.02 | 0.0025529 | 0.0026291 | 0.0026905 | 0.0027456 | 0.0028091 | 0.0028726 | 0.0029551 | 0.0029721 | 0.0029721 | 0.0029721 | 0.0029721 | 0.0029721 | 0.0029721 | 0.0029721 | 0.0029721 | 0.0029721 | 0.0029721 | 0.0029721 | 0.0029721 | 0.0029721 | 0.0029721
| TQY031 | 2440 | 6.995 | 7.18 | 7.32 | 7.445 | 7.565 | 7.73 | 7.965 | 8.11 | 0.0028668 | 0.0029426 | 0.003 | 0.0030512 | 0.0031004 | 0.003168 | 0.0032643 | 0.0033238 | 0.0033238 | 0.0033238 | 0.0033238 | 0.0033238 | 0.0033238 | 0.0033238 | 0.0033238 | 0.0033238 | 0.0033238 | 0.0033238 | 0.0033238 | 0.0033238 | 0.0033238
| TQY032 | 2120 | 7.52 | 7.7 | 7.88 | 8.005 | 8.125 | 8.225 | 8.415 | 8.56 | 0.0035472 | 0.0036321 | 0.003717 | 0.0037759 | 0.0038325 | 0.0038797 | 0.0039693 | 0.0040377 | 0.0040377 | 0.0040377 | 0.0040377 | 0.0040377 | 0.0040377 | 0.0040377 | 0.0040377 | 0.0040377 | 0.0040377 | 0.0040377 | 0.0040377 | 0.0040377 | 0.0040377
| TRG011 | 432.5 | 0.71 | 0.725 | 0.74 | 0.74 | 0.74 | 0.755 | 0.775 | 0.78 | 0.0016416 | 0.0016763 | 0.001711 | 0.001711 | 0.001711 | 0.0017457 | 0.0017919 | 0.0018035 | 0.0018035 | 0.0018035 | 0.0018035 | 0.0018035 | 0.0018035 | 0.0018035 | 0.0018035 | 0.0018035 | 0.0018035 | 0.0018035 | 0.0018035 | 0.0018035 | 0.0018035
| TRG013 | 1717 | 2.82 | 2.86 | 2.885 | 2.875 | 2.88 | 2.915 | 2.97 | 2.97 | 0.0016424 | 0.0016657 | 0.0016803 | 0.0016744 | 0.0016773 | 0.0016977 | 0.0017298 | 0.0017298 | 0.0017298 | 0.0017298 | 0.0017298 | 0.0017298 | 0.0017298 | 0.0017298 | 0.0017298 | 0.0017298 | 0.0017298 | 0.0017298 | 0.0017298 | 0.0017298 | 0.0017298
| TRG014 | 1622.5 | 1.88 | 1.885 | 1.89 | 1.88 | 1.88 | 1.895 | 1.92 | 1.91 | 0.0011587 | 0.0011618 | 0.0011649 | 0.0011587 | 0.0011587 | 0.001168 | 0.0011834 | 0.0011772 | 0.0011772 | 0.0011772 | 0.0011772 | 0.0011772 | 0.0011772 | 0.0011772 | 0.0011772 | 0.0011772 | 0.0011772 | 0.0011772 | 0.0011772 | 0.0011772 | 0.0011772
| TRG022 | 2004.5 | 2.46 | 2.5 | 2.53 | 2.53 | 2.54 | 2.585 | 2.64 | 2.64 | 0.0012272 | 0.0012472 | 0.0012622 | 0.0012622 | 0.0012671 | 0.0012896 | 0.001317 | 0.001317 | 0.001317 | 0.001317 | 0.001317 | 0.001317 | 0.001317 | 0.001317 | 0.001317 | 0.001317 | 0.001317 | 0.001317 | 0.001317 | 0.001317 | 0.001317
| TRG024 | 1107.5 | 4.18 | 4.29 | 4.38 | 4.4 | 4.435 | 4.555 | 4.69 | 4.7 | 0.0037743 | 0.0038736 | 0.0039549 | 0.0039729 | 0.0040045 | 0.0041129 | 0.0042348 | 0.0042438 | 0.0042438 | 0.0042438 | 0.0042438 | 0.0042438 | 0.0042438 | 0.0042438 | 0.0042438 | 0.0042438 | 0.0042438 | 0.0042438 | 0.0042438 | 0.0042438 | 0.0042438
| WBE011 | 2466 | 3.585 | 3.6 | 3.6 | 3.585 | 3.59 | 3.61 | 3.665 | 3.645 | 0.0014538 | 0.0014599 | 0.0014599 | 0.0014538 | 0.0014558 | 0.0014639 | 0.0014862 | 0.0014781 | 0.0014781 | 0.0014781 | 0.0014781 | 0.0014781 | 0.0014781 | 0.0014781 | 0.0014781 | 0.0014781 | 0.0014781 | 0.0014781 | 0.0014781 | 0.0014781 | 0.0014781
| WBE012 | 2236.5 | 2.51 | 2.545 | 2.58 | 2.6 | 2.615 | 2.645 | 2.695 | 2.715 | 0.0011223 | 0.0011379 | 0.0011536 | 0.0011625 | 0.0011692 | 0.0011827 | 0.001205 | 0.001214 | 0.001214 | 0.001214 | 0.001214 | 0.001214 | 0.001214 | 0.001214 | 0.001214 | 0.001214 | 0.001214 | 0.001214 | 0.001214 | 0.001214 | 0.001214
| WBE013 | 5164 | 6.77 | 7.075 | 7.36 | 7.595 | 7.85 | 8.165 | 8.52 | 8.82 | 0.001311 | 0.0013701 | 0.0014253 | 0.0014708 | 0.0015201 | 0.0015811 | 0.0016499 | 0.001708 | 0.001708 | 0.001708 | 0.001708 | 0.001708 | 0.001708 | 0.001708 | 0.001708 | 0.001708 | 0.001708 | 0.001708 | 0.001708 | 0.001708 | 0.001708
| WBE014 | 6472 | 3.26 | 3.415 | 3.575 | 3.725 | 3.875 | 4.055 | 4.23 | 4.375 | 0.00050371 | 0.00052766 | 0.00055238 | 0.00057556 | 0.00059873 | 0.00062655 | 0.00065358 | 0.00067599 | 0.00067599 | 0.00067599 | 0.00067599 | 0.00067599 | 0.00067599 | 0.00067599 | 0.00067599 | 0.00067599 | 0.00067599 | 0.00067599 | 0.00067599 | 0.00067599 | 0.00067599
| WBE021 | 2980.5 | 1.675 | 1.64 | 1.625 | 1.605 | 1.595 | 1.585 | 1.58 | 1.565 | 0.00056199 | 0.00055024 | 0.00054521 | 0.0005385 | 0.00053515 | 0.00053179 | 0.00053011 | 0.00052508 | 0.00052508 | 0.00052508 | 0.00052508 | 0.00052508 | 0.00052508 | 0.00052508 | 0.00052508 | 0.00052508 | 0.00052508 | 0.00052508 | 0.00052508 | 0.00052508 | 0.00052508
| WBE022 | 1529.5 | 4.485 | 4.535 | 4.565 | 4.595 | 4.655 | 4.765 | 4.89 | 4.99 | 0.0029323 | 0.002965 | 0.0029846 | 0.0030042 | 0.0030435 | 0.0031154 | 0.0031971 | 0.0032625 | 0.0032625 | 0.0032625 | 0.0032625 | 0.0032625 | 0.0032625 | 0.0032625 | 0.0032625 | 0.0032625 | 0.0032625 | 0.0032625 | 0.0032625 | 0.0032625 | 0.0032625
| WBE023 | 6050.5 | 7.105 | 7.29 | 7.46 | 7.62 | 7.84 | 8.075 | 8.34 | 8.525 | 0.0011743 | 0.0012049 | 0.001233 | 0.0012594 | 0.0012958 | 0.0013346 | 0.0013784 | 0.001409 | 0.001409 | 0.001409 | 0.001409 | 0.001409 | 0.001409 | 0.001409 | 0.001409 | 0.001409 | 0.001409 | 0.001409 | 0.001409 | 0.001409 | 0.001409
| WBE024 | 3481.5 | 7.81 | 7.995 | 8.2 | 8.38 | 8.585 | 8.815 | 9.055 | 9.185 | 0.0022433 | 0.0022964 | 0.0023553 | 0.002407 | 0.0024659 | 0.002532 | 0.0026009 | 0.0026382 | 0.0026382 | 0.0026382 | 0.0026382 | 0.0026382 | 0.0026382 | 0.0026382 | 0.0026382 | 0.0026382 | 0.0026382 | 0.0026382 | 0.0026382 | 0.0026382 | 0.0026382
| WBE031 | 6384.5 | 5.775 | 6.005 | 6.225 | 6.395 | 6.58 | 6.81 | 7.095 | 7.295 | 0.00090453 | 0.00094056 | 0.00097502 | 0.0010016 | 0.0010306 | 0.0010666 | 0.0011113 | 0.0011426 | 0.0011426 | 0.0011426 | 0.0011426 | 0.0011426 | 0.0011426 | 0.0011426 | 0.0011426 | 0.0011426 | 0.0011426 | 0.0011426 | 0.0011426 | 0.0011426 | 0.0011426
| WBE032 | 4804.5 | 3.755 | 3.84 | 3.915 | 3.975 | 4.055 | 4.145 | 4.26 | 4.325 | 0.00078156 | 0.00079925 | 0.00081486 | 0.00082735 | 0.000844 | 0.00086273 | 0.00088667 | 0.0009002 | 0.0009002 | 0.0009002 | 0.0009002 | 0.0009002 | 0.0009002 | 0.0009002 | 0.0009002 | 0.0009002 | 0.0009002 | 0.0009002 | 0.0009002 | 0.0009002 | 0.0009002
| WBE033 | 5055 | 7.21 | 7.49 | 7.76 | 7.98 | 8.215 | 8.515 | 8.86 | 9.11 | 0.0014263 | 0.0014817 | 0.0015351 | 0.0015786 | 0.0016251 | 0.0016845 | 0.0017527 | 0.0018022 | 0.0018022 | 0.0018022 | 0.0018022 | 0.0018022 | 0.0018022 | 0.0018022 | 0.0018022 | 0.0018022 | 0.0018022 | 0.0018022 | 0.0018022 | 0.0018022 | 0.0018022
| WBE034 | 3886.5 | 6.7 | 6.995 | 7.26 | 7.475 | 7.725 | 8 | 8.33 | 8.585 | 0.0017239 | 0.0017998 | 0.001868 | 0.0019233 | 0.0019876 | 0.0020584 | 0.0021433 | 0.0022089 | 0.0022089 | 0.0022089 | 0.0022089 | 0.0022089 | 0.0022089 | 0.0022089 | 0.0022089 | 0.0022089 | 0.0022089 | 0.0022089 | 0.0022089 | 0.0022089 | 0.0022089
| WBL002 | 1960 | 7.87 | 7.93 | 7.98 | 7.99 | 7.995 | 8.05 | 8.14 | 8.17 | 0.0040153 | 0.0040459 | 0.0040714 | 0.0040765 | 0.0040791 | 0.0041071 | 0.0041531 | 0.0041684 | 0.0041684 | 0.0041684 | 0.0041684 | 0.0041684 | 0.0041684 | 0.0041684 | 0.0041684 | 0.0041684 | 0.0041684 | 0.0041684 | 0.0041684 | 0.0041684 | 0.0041684
| WBL003 | 2031.5 | 3.655 | 3.63 | 3.615 | 3.58 | 3.555 | 3.54 | 3.53 | 3.505 | 0.0017992 | 0.0017869 | 0.0017795 | 0.0017622 | 0.0017499 | 0.0017426 | 0.0017376 | 0.0017253 | 0.0017253 | 0.0017253 | 0.0017253 | 0.0017253 | 0.0017253 | 0.0017253 | 0.0017253 | 0.0017253 | 0.0017253 | 0.0017253 | 0.0017253 | 0.0017253 | 0.0017253
| WBL004 | 2114.5 | 4.73 | 4.73 | 4.725 | 4.71 | 4.71 | 4.72 | 4.75 | 4.745 | 0.0022369 | 0.0022369 | 0.0022346 | 0.0022275 | 0.0022275 | 0.0022322 | 0.0022464 | 0.002244 | 0.002244 | 0.002244 | 0.002244 | 0.002244 | 0.002244 | 0.002244 | 0.002244 | 0.002244 | 0.002244 | 0.002244 | 0.002244 | 0.002244 | 0.002244
| WBL005 | 2611.5 | 3.075 | 3.13 | 3.18 | 3.2 | 3.23 | 3.285 | 3.355 | 3.38 | 0.0011775 | 0.0011985 | 0.0012177 | 0.0012253 | 0.0012368 | 0.0012579 | 0.0012847 | 0.0012943 | 0.0012943 | 0.0012943 | 0.0012943 | 0.0012943 | 0.0012943 | 0.0012943 | 0.0012943 | 0.0012943 | 0.0012943 | 0.0012943 | 0.0012943 | 0.0012943 | 0.0012943
| WBL006 | 2867.5 | 2.305 | 2.34 | 2.375 | 2.4 | 2.425 | 2.465 | 2.515 | 2.545 | 0.00080384 | 0.00081604 | 0.00082825 | 0.00083697 | 0.00084568 | 0.00085963 | 0.00087707 | 0.00088753 | 0.00088753 | 0.00088753 | 0.00088753 | 0.00088753 | 0.00088753 | 0.00088753 | 0.00088753 | 0.00088753 | 0.00088753 | 0.00088753 | 0.00088753 | 0.00088753 | 0.00088753
| WBL008 | 2347.5 | 2.465 | 2.43 | 2.415 | 2.405 | 2.41 | 2.425 | 2.455 | 2.48 | 0.0010501 | 0.0010351 | 0.0010288 | 0.0010245 | 0.0010266 | 0.001033 | 0.0010458 | 0.0010564 | 0.0010564 | 0.0010564 | 0.0010564 | 0.0010564 | 0.0010564 | 0.0010564 | 0.0010564 | 0.0010564 | 0.0010564 | 0.0010564 | 0.0010564 | 0.0010564 | 0.0010564
| WBL010 | 1129.5 | 3.205 | 3.16 | 3.12 | 3.07 | 3.01 | 2.97 | 2.92 | 2.875 | 0.0028375 | 0.0027977 | 0.0027623 | 0.002718 | 0.0026649 | 0.0026295 | 0.0025852 | 0.0025454 | 0.0025454 | 0.0025454 | 0.0025454 | 0.0025454 | 0.0025454 | 0.0025454 | 0.0025454 | 0.0025454 | 0.0025454 | 0.0025454 | 0.0025454 | 0.0025454 | 0.0025454
| WBL012 | 2829 | 4.585 | 4.66 | 4.715 | 4.725 | 4.75 | 4.84 | 4.935 | 4.95 | 0.0016207 | 0.0016472 | 0.0016667 | 0.0016702 | 0.001679 | 0.0017109 | 0.0017444 | 0.0017497 | 0.0017497 | 0.0017497 | 0.0017497 | 0.0017497 | 0.0017497 | 0.0017497 | 0.0017497 | 0.0017497 | 0.0017497 | 0.0017497 | 0.0017497 | 0.0017497 | 0.0017497
| WIN011 | 2316.5 | 2.22 | 2.25 | 2.27 | 2.28 | 2.285 | 2.31 | 2.345 | 2.355 | 0.00095834 | 0.00097129 | 0.00097993 | 0.00098424 | 0.0009864 | 0.00099719 | 0.0010123 | 0.0010166 | 0.0010166 | 0.0010166 | 0.0010166 | 0.0010166 | 0.0010166 | 0.0010166 | 0.0010166 | 0.0010166 | 0.0010166 | 0.0010166 | 0.0010166 | 0.0010166 | 0.0010166
| WIN022 | 1083.5 | 1.22 | 1.24 | 1.25 | 1.255 | 1.265 | 1.275 | 1.295 | 1.305 | 0.001126 | 0.0011444 | 0.0011537 | 0.0011583 | 0.0011675 | 0.0011767 | 0.0011952 | 0.0012044 | 0.0012044 | 0.0012044 | 0.0012044 | 0.0012044 | 0.0012044 | 0.0012044 | 0.0012044 | 0.0012044 | 0.0012044 | 0.0012044 | 0.0012044 | 0.0012044 | 0.0012044
| WIN023 | 851 | 1.255 | 1.28 | 1.3 | 1.315 | 1.33 | 1.365 | 1.395 | 1.415 | 0.0014747 | 0.0015041 | 0.0015276 | 0.0015452 | 0.0015629 | 0.001604 | 0.0016392 | 0.0016627 | 0.0016627 | 0.0016627 | 0.0016627 | 0.0016627 | 0.0016627 | 0.0016627 | 0.0016627 | 0.0016627 | 0.0016627 | 0.0016627 | 0.0016627 | 0.0016627 | 0.0016627
| WMN013 | 108.5 | 3.56 | 3.595 | 3.615 | 3.605 | 3.6 | 3.64 | 3.7 | 3.685 | 0.032811 | 0.033134 | 0.033318 | 0.033226 | 0.03318 | 0.033548 | 0.034101 | 0.033963 | 0.033963 | 0.033963 | 0.033963 | 0.033963 | 0.033963 | 0.033963 | 0.033963 | 0.033963 | 0.033963 | 0.033963 | 0.033963 | 0.033963 | 0.033963
| WMN014 | 190 | 5.195 | 5.33 | 5.435 | 5.45 | 5.51 | 5.635 | 5.8 | 5.8 | 0.027342 | 0.028053 | 0.028605 | 0.028684 | 0.029 | 0.029658 | 0.030526 | 0.030526 | 0.030526 | 0.030526 | 0.030526 | 0.030526 | 0.030526 | 0.030526 | 0.030526 | 0.030526 | 0.030526 | 0.030526 | 0.030526 | 0.030526 | 0.030526
| WMN021 | 78 | 6.205 | 6.24 | 6.265 | 6.235 | 6.205 | 6.25 | 6.325 | 6.31 | 0.079551 | 0.08 | 0.080321 | 0.079936 | 0.079551 | 0.080128 | 0.08109 | 0.080897 | 0.080897 | 0.080897 | 0.080897 | 0.080897 | 0.080897 | 0.080897 | 0.080897 | 0.080897 | 0.080897 | 0.080897 | 0.080897 | 0.080897 | 0.080897
| WND011 | 266.5 | 0.355 | 0.36 | 0.37 | 0.375 | 0.385 | 0.395 | 0.405 | 0.41 | 0.0013321 | 0.0013508 | 0.0013884 | 0.0014071 | 0.0014447 | 0.0014822 | 0.0015197 | 0.0015385 | 0.0015385 | 0.0015385 | 0.0015385 | 0.0015385 | 0.0015385 | 0.0015385 | 0.0015385 | 0.0015385 | 0.0015385 | 0.0015385 | 0.0015385 | 0.0015385 | 0.0015385
| WND012 | 3569 | 0 | 0 | 0 | 0 | 0 | 0 | 0 | 0 | 0 | 0 | 0 | 0 | 0 | 0 | 0 | 0 | 0 | 0 | 0 | 0 | 0 | 0 | 0 | 0 | 0 | 0 | 0 | 0 | 0
| WND013 | 2863 | 3.465 | 3.595 | 3.705 | 3.795 | 3.895 | 4.05 | 4.225 | 4.34 | 0.0012103 | 0.0012557 | 0.0012941 | 0.0013255 | 0.0013605 | 0.0014146 | 0.0014757 | 0.0015159 | 0.0015159 | 0.0015159 | 0.0015159 | 0.0015159 | 0.0015159 | 0.0015159 | 0.0015159 | 0.0015159 | 0.0015159 | 0.0015159 | 0.0015159 | 0.0015159 | 0.0015159
| WND014 | 2973 | 2.915 | 2.96 | 2.995 | 3.025 | 3.065 | 3.13 | 3.21 | 3.25 | 0.00098049 | 0.00099563 | 0.0010074 | 0.0010175 | 0.0010309 | 0.0010528 | 0.0010797 | 0.0010932 | 0.0010932 | 0.0010932 | 0.0010932 | 0.0010932 | 0.0010932 | 0.0010932 | 0.0010932 | 0.0010932 | 0.0010932 | 0.0010932 | 0.0010932 | 0.0010932 | 0.0010932
| WND021 | 828 | 0.83 | 0.855 | 0.885 | 0.9 | 0.92 | 0.95 | 0.985 | 1.015 | 0.0010024 | 0.0010326 | 0.0010688 | 0.001087 | 0.0011111 | 0.0011473 | 0.0011896 | 0.0012258 | 0.0012258 | 0.0012258 | 0.0012258 | 0.0012258 | 0.0012258 | 0.0012258 | 0.0012258 | 0.0012258 | 0.0012258 | 0.0012258 | 0.0012258 | 0.0012258 | 0.0012258
| WND022 | 688 | 0.675 | 0.69 | 0.71 | 0.725 | 0.74 | 0.755 | 0.78 | 0.795 | 0.0009811 | 0.0010029 | 0.001032 | 0.0010538 | 0.0010756 | 0.0010974 | 0.0011337 | 0.0011555 | 0.0011555 | 0.0011555 | 0.0011555 | 0.0011555 | 0.0011555 | 0.0011555 | 0.0011555 | 0.0011555 | 0.0011555 | 0.0011555 | 0.0011555 | 0.0011555 | 0.0011555
| WND023 | 1516 | 4.11 | 4.205 | 4.31 | 4.355 | 4.405 | 4.495 | 4.64 | 4.71 | 0.0027111 | 0.0027737 | 0.002843 | 0.0028727 | 0.0029057 | 0.002965 | 0.0030607 | 0.0031069 | 0.0031069 | 0.0031069 | 0.0031069 | 0.0031069 | 0.0031069 | 0.0031069 | 0.0031069 | 0.0031069 | 0.0031069 | 0.0031069 | 0.0031069 | 0.0031069 | 0.0031069
| WND024 | 2045 | 2.11 | 2.15 | 2.2 | 2.23 | 2.26 | 2.32 | 2.375 | 2.415 | 0.0010318 | 0.0010513 | 0.0010758 | 0.0010905 | 0.0011051 | 0.0011345 | 0.0011614 | 0.0011809 | 0.0011809 | 0.0011809 | 0.0011809 | 0.0011809 | 0.0011809 | 0.0011809 | 0.0011809 | 0.0011809 | 0.0011809 | 0.0011809 | 0.0011809 | 0.0011809 | 0.0011809
| WPD012 | 4690 | 7.98 | 8.4 | 8.79 | 9.145 | 9.55 | 9.96 | 10.425 | 10.83 | 0.0017015 | 0.001791 | 0.0018742 | 0.0019499 | 0.0020362 | 0.0021237 | 0.0022228 | 0.0023092 | 0.0023092 | 0.0023092 | 0.0023092 | 0.0023092 | 0.0023092 | 0.0023092 | 0.0023092 | 0.0023092 | 0.0023092 | 0.0023092 | 0.0023092 | 0.0023092 | 0.0023092
| WPD013 | 55 | 5.575 | 5.67 | 5.76 | 5.84 | 5.92 | 6.015 | 6.115 | 6.21 | 0.10136 | 0.10309 | 0.10473 | 0.10618 | 0.10764 | 0.10936 | 0.11118 | 0.11291 | 0.11291 | 0.11291 | 0.11291 | 0.11291 | 0.11291 | 0.11291 | 0.11291 | 0.11291 | 0.11291 | 0.11291 | 0.11291 | 0.11291 | 0.11291
| WPD014 | 1633.5 | 0.05 | 0.05 | 0.05 | 0.055 | 0.055 | 0.055 | 0.06 | 0.06 | 3.0609e-05 | 3.0609e-05 | 3.0609e-05 | 3.367e-05 | 3.367e-05 | 3.367e-05 | 3.6731e-05 | 3.6731e-05 | 3.6731e-05 | 3.6731e-05 | 3.6731e-05 | 3.6731e-05 | 3.6731e-05 | 3.6731e-05 | 3.6731e-05 | 3.6731e-05 | 3.6731e-05 | 3.6731e-05 | 3.6731e-05 | 3.6731e-05 | 3.6731e-05
| WPD022 | 5190.5 | 6.095 | 6.38 | 6.655 | 6.9 | 7.16 | 7.44 | 7.755 | 8.03 | 0.0011743 | 0.0012292 | 0.0012822 | 0.0013294 | 0.0013794 | 0.0014334 | 0.0014941 | 0.0015471 | 0.0015471 | 0.0015471 | 0.0015471 | 0.0015471 | 0.0015471 | 0.0015471 | 0.0015471 | 0.0015471 | 0.0015471 | 0.0015471 | 0.0015471 | 0.0015471 | 0.0015471
| WPD024 | 5439 | 4.73 | 4.915 | 5.08 | 5.23 | 5.39 | 5.585 | 5.79 | 5.945 | 0.00086965 | 0.00090366 | 0.000934 | 0.00096157 | 0.00099099 | 0.0010268 | 0.0010645 | 0.001093 | 0.001093 | 0.001093 | 0.001093 | 0.001093 | 0.001093 | 0.001093 | 0.001093 | 0.001093 | 0.001093 | 0.001093 | 0.001093 | 0.001093 | 0.001093
| WPD031 | 3692 | 3.205 | 3.325 | 3.44 | 3.545 | 3.645 | 3.8 | 4.015 | 4.105 | 0.00086809 | 0.0009006 | 0.00093174 | 0.00096018 | 0.00098727 | 0.0010293 | 0.0010875 | 0.0011119 | 0.0011119 | 0.0011119 | 0.0011119 | 0.0011119 | 0.0011119 | 0.0011119 | 0.0011119 | 0.0011119 | 0.0011119 | 0.0011119 | 0.0011119 | 0.0011119 | 0.0011119
| WPD033 | 3691.5 | 4.68 | 4.81 | 4.92 | 5.005 | 5.1 | 5.225 | 5.395 | 5.46 | 0.0012678 | 0.001303 | 0.0013328 | 0.0013558 | 0.0013816 | 0.0014154 | 0.0014615 | 0.0014791 | 0.0014791 | 0.0014791 | 0.0014791 | 0.0014791 | 0.0014791 | 0.0014791 | 0.0014791 | 0.0014791 | 0.0014791 | 0.0014791 | 0.0014791 | 0.0014791 | 0.0014791

## Energy at risk
Powercor
Pole bushfire resilience program
| Equipment | No. of HV/SubT | Feeder | ZSS | Overlapped | Overlapped | Weighted average demand per customer | [19 empty] | Combined LOS0_per_year, LOS1_per_year, CUSTO and CUST1 | [19 empty] | Option 1 energy at risk (MWh) | [19 empty] | VCR for ZSS | Value of network | Value of energy at risk | Value of network
|  | wood poles |  |  | poles North | poles South | 2026-27 | 2027-28 | 2028-29 | 2029-30 | 2030-31 | 2031-32 | 2032-33 | 2033-34 | 2034-35 | 2035-36 | 2036-37 | 2037-38 | 2038-39 | 2039-40 | 2040-41 | 2041-42 | 2042-43 | 2043-44 | 2044-45 | 2045-46 | 2026-27 | 2027-28 | 2028-29 | 2029-30 | 2030-31 | 2031-32 | 2032-33 | 2033-34 | 2034-35 | 2035-36 | 2036-37 | 2037-38 | 2038-39 | 2039-40 | 2040-41 | 2041-42 | 2042-43 | 2043-44 | 2044-45 | 2045-46 | 2026-27 | 2027-28 | 2028-29 | 2029-30 | 2030-31 | 2031-32 | 2032-33 | 2033-34 | 2034-35 | 2035-36 | 2036-37 | 2037-38 | 2038-39 | 2039-40 | 2040-41 | 2041-42 | 2042-43 | 2043-44 | 2044-45 | 2045-46 | ($ 2023/MWh) | reliability ($ 2023/MWh) | mitigated ($ 2023) | reliability ($ 2023)
| AC024-200218081 | 35 | AC024 | AC | 0 | 0 | 0.095 | 0.095 | 0.095 | 0.095 | 0.095 | 0.095 | 0.095 | 0.095 | 0.095 | 0.095 | 0.095 | 0.095 | 0.095 | 0.095 | 0.095 | 0.095 | 0.095 | 0.095 | 0.095 | 0.095 | 0.00022523 | 0.00022778 | 0.00023033 | 0.00023289 | 0.00023544 | 0.00023449 | 0.00023354 | 0.0002326 | 0.00023165 | 0.0002307 | 0.00022976 | 0.00022881 | 0.00022786 | 0.00022691 | 0.00022597 | 0.00022502 | 0.00022407 | 0.00022313 | 0.00022218 | 0.00022123 | 0.00062051 | 0.00062754 | 0.00063457 | 0.0006416 | 0.00064863 | 0.00064602 | 0.00064341 | 0.0006408 | 0.00063819 | 0.00063558 | 0.00063298 | 0.00063037 | 0.00062776 | 0.00062515 | 0.00062254 | 0.00061993 | 0.00061732 | 0.00061471 | 0.0006121 | 0.00060949 | 55160.9365 | 11412.6075 | 503.1928 | 104.1088
| AC024-200218767 | 0 | AC024 | AC | 0 | 0 | 0.095 | 0.095 | 0.095 | 0.095 | 0.095 | 0.095 | 0.095 | 0.095 | 0.095 | 0.095 | 0.095 | 0.095 | 0.095 | 0.095 | 0.095 | 0.095 | 0.095 | 0.095 | 0.095 | 0.095 | 0 | 0 | 0 | 0 | 0 | 0 | 0 | 0 | 0 | 0 | 0 | 0 | 0 | 0 | 0 | 0 | 0 | 0 | 0 | 0 | 0 | 0 | 0 | 0 | 0 | 0 | 0 | 0 | 0 | 0 | 0 | 0 | 0 | 0 | 0 | 0 | 0 | 0 | 0 | 0 | 55160.9365 | 11412.6075 | 0 | 0
| AC024-200218825 | 3 | AC024 | AC | 0 | 0 | 0.095 | 0.095 | 0.095 | 0.095 | 0.095 | 0.095 | 0.095 | 0.095 | 0.095 | 0.095 | 0.095 | 0.095 | 0.095 | 0.095 | 0.095 | 0.095 | 0.095 | 0.095 | 0.095 | 0.095 | 0 | 0 | 0 | 0 | 0 | 0 | 0 | 0 | 0 | 0 | 0 | 0 | 0 | 0 | 0 | 0 | 0 | 0 | 0 | 0 | 0 | 0 | 0 | 0 | 0 | 0 | 0 | 0 | 0 | 0 | 0 | 0 | 0 | 0 | 0 | 0 | 0 | 0 | 0 | 0 | 55160.9365 | 11412.6075 | 0 | 0
| AC025-200218004 | 26 | AC025 | AC | 0 | 0 | 0.3132 | 0.32 | 0.3264 | 0.3288 | 0.3312 | 0.338 | 0.3468 | 0.3504 | 0.3504 | 0.3504 | 0.3504 | 0.3504 | 0.3504 | 0.3504 | 0.3504 | 0.3504 | 0.3504 | 0.3504 | 0.3504 | 0.3504 | 0 | 0 | 0 | 0 | 0 | 0 | 0 | 0 | 0 | 0 | 0 | 0 | 0 | 0 | 0 | 0 | 0 | 0 | 0 | 0 | 0 | 0 | 0 | 0 | 0 | 0 | 0 | 0 | 0 | 0 | 0 | 0 | 0 | 0 | 0 | 0 | 0 | 0 | 0 | 0 | 55160.9365 | 11412.6075 | 0 | 0
| AC026-200217919 | 15 | AC026 | AC | 0 | 0 | 0 | 0 | 0 | 0 | 0 | 0 | 0 | 0 | 0 | 0 | 0 | 0 | 0 | 0 | 0 | 0 | 0 | 0 | 0 | 0 | 0 | 0 | 0 | 0 | 0 | 0 | 0 | 0 | 0 | 0 | 0 | 0 | 0 | 0 | 0 | 0 | 0 | 0 | 0 | 0 | 0 | 0 | 0 | 0 | 0 | 0 | 0 | 0 | 0 | 0 | 0 | 0 | 0 | 0 | 0 | 0 | 0 | 0 | 0 | 0 | 55160.9365 | 11412.6075 | 0 | 0
| AC031-200217854 | 58 | AC031 | AC | 0 | 0 | 0.12056 | 0.12167 | 0.12222 | 0.12278 | 0.12333 | 0.12444 | 0.12556 | 0.12611 | 0.12611 | 0.12611 | 0.12611 | 0.12611 | 0.12611 | 0.12611 | 0.12611 | 0.12611 | 0.12611 | 0.12611 | 0.12611 | 0.12611 | 0.054341 | 0.054629 | 0.054918 | 0.055207 | 0.055495 | 0.055465 | 0.055435 | 0.055405 | 0.055375 | 0.055344 | 0.055314 | 0.055284 | 0.055254 | 0.055224 | 0.055193 | 0.055163 | 0.055133 | 0.055103 | 0.055072 | 0.055042 | 0.18998 | 0.19275 | 0.19465 | 0.19657 | 0.19849 | 0.20017 | 0.20184 | 0.20263 | 0.20252 | 0.20241 | 0.2023 | 0.20219 | 0.20208 | 0.20196 | 0.20185 | 0.20174 | 0.20163 | 0.20152 | 0.20141 | 0.2013 | 55160.9365 | 11412.6075 | 159087.1729 | 32914.5875
| AC032-200217768 | 18 | AC032 | AC | 0 | 0 | 0 | 0 | 0 | 0 | 0 | 0 | 0 | 0 | 0 | 0 | 0 | 0 | 0 | 0 | 0 | 0 | 0 | 0 | 0 | 0 | 0 | 0 | 0 | 0 | 0 | 0 | 0 | 0 | 0 | 0 | 0 | 0 | 0 | 0 | 0 | 0 | 0 | 0 | 0 | 0 | 0 | 0 | 0 | 0 | 0 | 0 | 0 | 0 | 0 | 0 | 0 | 0 | 0 | 0 | 0 | 0 | 0 | 0 | 0 | 0 | 55160.9365 | 11412.6075 | 0 | 0
| AL002-15404158 | 0 | AL002 | AL | 0 | 0 | 0.0048025 | 0.0048499 | 0.0048973 | 0.0049131 | 0.0049289 | 0.0049921 | 0.0050711 | 0.0050869 | 0.0050869 | 0.0050869 | 0.0050869 | 0.0050869 | 0.0050869 | 0.0050869 | 0.0050869 | 0.0050869 | 0.0050869 | 0.0050869 | 0.0050869 | 0.0050869 | 0 | 0 | 0 | 0 | 0 | 0 | 0 | 0 | 0 | 0 | 0 | 0 | 0 | 0 | 0 | 0 | 0 | 0 | 0 | 0 | 0 | 0 | 0 | 0 | 0 | 0 | 0 | 0 | 0 | 0 | 0 | 0 | 0 | 0 | 0 | 0 | 0 | 0 | 0 | 0 | 44780.7607 | 11785.3423 | 0 | 0
| AL002-200779408 | 159 | AL002 | AL | 0 | 0 | 0.0048025 | 0.0048499 | 0.0048973 | 0.0049131 | 0.0049289 | 0.0049921 | 0.0050711 | 0.0050869 | 0.0050869 | 0.0050869 | 0.0050869 | 0.0050869 | 0.0050869 | 0.0050869 | 0.0050869 | 0.0050869 | 0.0050869 | 0.0050869 | 0.0050869 | 0.0050869 | 0.56202 | 0.56826 | 0.57451 | 0.58076 | 0.58701 | 0.585 | 0.58299 | 0.58098 | 0.57897 | 0.57696 | 0.57496 | 0.57295 | 0.57094 | 0.56893 | 0.56692 | 0.56491 | 0.5629 | 0.56089 | 0.55888 | 0.55688 | 0.078274 | 0.079925 | 0.081593 | 0.082747 | 0.083906 | 0.084691 | 0.085736 | 0.085706 | 0.08541 | 0.085114 | 0.084817 | 0.084521 | 0.084225 | 0.083928 | 0.083632 | 0.083336 | 0.083039 | 0.082743 | 0.082447 | 0.08215 | 44780.7607 | 11785.3423 | 53924.8554 | 14191.8732
| AL006-200403372 | 209 | AL006 | AL | 0 | 0 | 0.001195 | 0.0012196 | 0.0012442 | 0.0012589 | 0.0012786 | 0.0013081 | 0.0013376 | 0.0013573 | 0.0013573 | 0.0013573 | 0.0013573 | 0.0013573 | 0.0013573 | 0.0013573 | 0.0013573 | 0.0013573 | 0.0013573 | 0.0013573 | 0.0013573 | 0.0013573 | 12.8578 | 12.9604 | 13.063 | 13.1656 | 13.2682 | 13.2278 | 13.1874 | 13.147 | 13.1066 | 13.0661 | 13.0257 | 12.9853 | 12.9449 | 12.9045 | 12.864 | 12.8236 | 12.7832 | 12.7428 | 12.7024 | 12.6619 | 0.44558 | 0.45838 | 0.47132 | 0.48066 | 0.49197 | 0.50179 | 0.51154 | 0.51747 | 0.51588 | 0.51429 | 0.5127 | 0.51111 | 0.50952 | 0.50793 | 0.50634 | 0.50475 | 0.50316 | 0.50157 | 0.49997 | 0.49838 | 44780.7607 | 11785.3423 | 321008.7249 | 84482.6581
| AL007-200403464 | 0 | AL007 | AL | 0 | 0 | 0.0014286 | 0.0014482 | 0.0014629 | 0.0014777 | 0.0014924 | 0.0015169 | 0.0015464 | 0.0015611 | 0.0015611 | 0.0015611 | 0.0015611 | 0.0015611 | 0.0015611 | 0.0015611 | 0.0015611 | 0.0015611 | 0.0015611 | 0.0015611 | 0.0015611 | 0.0015611 | 0 | 0 | 0 | 0 | 0 | 0 | 0 | 0 | 0 | 0 | 0 | 0 | 0 | 0 | 0 | 0 | 0 | 0 | 0 | 0 | 0 | 0 | 0 | 0 | 0 | 0 | 0 | 0 | 0 | 0 | 0 | 0 | 0 | 0 | 0 | 0 | 0 | 0 | 0 | 0 | 44780.7607 | 11785.3423 | 0 | 0
| AL007-200403526 | 117 | AL007 | AL | 0 | 0 | 0.0014286 | 0.0014482 | 0.0014629 | 0.0014777 | 0.0014924 | 0.0015169 | 0.0015464 | 0.0015611 | 0.0015611 | 0.0015611 | 0.0015611 | 0.0015611 | 0.0015611 | 0.0015611 | 0.0015611 | 0.0015611 | 0.0015611 | 0.0015611 | 0.0015611 | 0.0015611 | 0.0063708 | 0.006432 | 0.0064931 | 0.0065543 | 0.0066155 | 0.0065842 | 0.0065529 | 0.0065216 | 0.0064903 | 0.0064589 | 0.0064276 | 0.0063963 | 0.006365 | 0.0063337 | 0.0063024 | 0.0062711 | 0.0062398 | 0.0062085 | 0.0061772 | 0.0061458 | 0.00026393 | 0.00027013 | 0.00027547 | 0.00028087 | 0.00028631 | 0.00028965 | 0.00029387 | 0.00029525 | 0.00029383 | 0.00029241 | 0.000291 | 0.00028958 | 0.00028816 | 0.00028674 | 0.00028533 | 0.00028391 | 0.00028249 | 0.00028107 | 0.00027966 | 0.00027824 | 44780.7607 | 11785.3423 | 183.8517 | 48.3859
| AL011-200635544 | 73 | AL011 | AL | 0 | 0 | 0.013969 | 0.014084 | 0.014122 | 0.01416 | 0.014237 | 0.014351 | 0.014466 | 0.014542 | 0.014542 | 0.014542 | 0.014542 | 0.014542 | 0.014542 | 0.014542 | 0.014542 | 0.014542 | 0.014542 | 0.014542 | 0.014542 | 0.014542 | 0 | 0 | 0 | 0 | 0 | 0 | 0 | 0 | 0 | 0 | 0 | 0 | 0 | 0 | 0 | 0 | 0 | 0 | 0 | 0 | 0 | 0 | 0 | 0 | 0 | 0 | 0 | 0 | 0 | 0 | 0 | 0 | 0 | 0 | 0 | 0 | 0 | 0 | 0 | 0 | 44780.7607 | 11785.3423 | 0 | 0
| AL012-200635470 | 146 | AL012 | AL | 0 | 0 | 0.0012335 | 0.0012475 | 0.0012644 | 0.0012756 | 0.0012869 | 0.0013065 | 0.0013234 | 0.0013318 | 0.0013318 | 0.0013318 | 0.0013318 | 0.0013318 | 0.0013318 | 0.0013318 | 0.0013318 | 0.0013318 | 0.0013318 | 0.0013318 | 0.0013318 | 0.0013318 | 0 | 0 | 0 | 0 | 0 | 0 | 0 | 0 | 0 | 0 | 0 | 0 | 0 | 0 | 0 | 0 | 0 | 0 | 0 | 0 | 0 | 0 | 0 | 0 | 0 | 0 | 0 | 0 | 0 | 0 | 0 | 0 | 0 | 0 | 0 | 0 | 0 | 0 | 0 | 0 | 44780.7607 | 11785.3423 | 0 | 0
| AL014-200635260 | 264 | AL014 | AL | 0 | 0 | 0.0019804 | 0.0020139 | 0.0020402 | 0.0020569 | 0.0020785 | 0.0021191 | 0.0021574 | 0.0021765 | 0.0021765 | 0.0021765 | 0.0021765 | 0.0021765 | 0.0021765 | 0.0021765 | 0.0021765 | 0.0021765 | 0.0021765 | 0.0021765 | 0.0021765 | 0.0021765 | 14.1317 | 14.2259 | 14.32 | 14.4141 | 14.5082 | 14.4853 | 14.4623 | 14.4393 | 14.4163 | 14.3933 | 14.3704 | 14.3474 | 14.3244 | 14.3014 | 14.2784 | 14.2555 | 14.2325 | 14.2095 | 14.1865 | 14.1636 | 0.8116 | 0.83082 | 0.84725 | 0.85981 | 0.87448 | 0.89018 | 0.90482 | 0.91139 | 0.90994 | 0.90849 | 0.90704 | 0.90559 | 0.90414 | 0.90269 | 0.90124 | 0.89979 | 0.89834 | 0.89689 | 0.89544 | 0.89399 | 44780.7607 | 11785.3423 | 572218.665 | 150595.763
| ART023-15411707 | 327 | ART023 | ART | 0 | 0 | 0.0026329 | 0.002628 | 0.0026184 | 0.002599 | 0.0025845 | 0.0025797 | 0.00257 | 0.0025556 | 0.0025556 | 0.0025556 | 0.0025556 | 0.0025556 | 0.0025556 | 0.0025556 | 0.0025556 | 0.0025556 | 0.0025556 | 0.0025556 | 0.0025556 | 0.0025556 | 21.4474 | 21.6185 | 21.7897 | 21.9608 | 22.132 | 22.1509 | 22.1699 | 22.1888 | 22.2078 | 22.2267 | 22.2457 | 22.2646 | 22.2835 | 22.3025 | 22.3214 | 22.3404 | 22.3593 | 22.3783 | 22.3972 | 22.4162 | 1.6376 | 1.6476 | 1.6545 | 1.6552 | 1.6588 | 1.6571 | 1.6524 | 1.6444 | 1.6458 | 1.6472 | 1.6486 | 1.6501 | 1.6515 | 1.6529 | 1.6543 | 1.6557 | 1.6571 | 1.6585 | 1.6599 | 1.6613 | 43695.1925 | 11882.694 | 1043660.3398 | 283818.3284
| ART023-15411718 | 0 | ART023 | ART | 0 | 0 | 0.0026329 | 0.002628 | 0.0026184 | 0.002599 | 0.0025845 | 0.0025797 | 0.00257 | 0.0025556 | 0.0025556 | 0.0025556 | 0.0025556 | 0.0025556 | 0.0025556 | 0.0025556 | 0.0025556 | 0.0025556 | 0.0025556 | 0.0025556 | 0.0025556 | 0.0025556 | 7.5157e-07 | 7.6143e-07 | 7.7129e-07 | 7.8114e-07 | 7.91e-07 | 7.927e-07 | 7.944e-07 | 7.961e-07 | 7.978e-07 | 7.995e-07 | 8.012e-07 | 8.029e-07 | 8.046e-07 | 8.063e-07 | 8.08e-07 | 8.097e-07 | 8.114e-07 | 8.131e-07 | 8.148e-07 | 8.165e-07 | 5.7384e-08 | 5.803e-08 | 5.8566e-08 | 5.8876e-08 | 5.9287e-08 | 5.9303e-08 | 5.9208e-08 | 5.9e-08 | 5.9126e-08 | 5.9252e-08 | 5.9378e-08 | 5.9504e-08 | 5.963e-08 | 5.9756e-08 | 5.9882e-08 | 6.0008e-08 | 6.0134e-08 | 6.026e-08 | 6.0386e-08 | 6.0512e-08 | 43695.1925 | 11882.694 | 0 | 0
| ART023-154832740 | 7 | ART023 | ART | 0 | 0 | 0.0026329 | 0.002628 | 0.0026184 | 0.002599 | 0.0025845 | 0.0025797 | 0.00257 | 0.0025556 | 0.0025556 | 0.0025556 | 0.0025556 | 0.0025556 | 0.0025556 | 0.0025556 | 0.0025556 | 0.0025556 | 0.0025556 | 0.0025556 | 0.0025556 | 0.0025556 | 0.007115 | 0.007181 | 0.007247 | 0.0073131 | 0.0073791 | 0.0073805 | 0.0073818 | 0.0073832 | 0.0073846 | 0.007386 | 0.0073874 | 0.0073887 | 0.0073901 | 0.0073915 | 0.0073929 | 0.0073943 | 0.0073956 | 0.007397 | 0.0073984 | 0.0073998 | 0.00054325 | 0.00054728 | 0.00055028 | 0.0005512 | 0.00055307 | 0.00055214 | 0.00055018 | 0.00054718 | 0.00054728 | 0.00054738 | 0.00054749 | 0.00054759 | 0.00054769 | 0.00054779 | 0.00054789 | 0.000548 | 0.0005481 | 0.0005482 | 0.0005483 | 0.00054841 | 43695.1925 | 11882.694 | 346.5249 | 94.2358
| ART023-154832902 | 29 | ART023 | ART | 0 | 0 | 0.0026329 | 0.002628 | 0.0026184 | 0.002599 | 0.0025845 | 0.0025797 | 0.00257 | 0.0025556 | 0.0025556 | 0.0025556 | 0.0025556 | 0.0025556 | 0.0025556 | 0.0025556 | 0.0025556 | 0.0025556 | 0.0025556 | 0.0025556 | 0.0025556 | 0.0025556 | 0 | 0 | 0 | 0 | 0 | 0 | 0 | 0 | 0 | 0 | 0 | 0 | 0 | 0 | 0 | 0 | 0 | 0 | 0 | 0 | 0 | 0 | 0 | 0 | 0 | 0 | 0 | 0 | 0 | 0 | 0 | 0 | 0 | 0 | 0 | 0 | 0 | 0 | 0 | 0 | 43695.1925 | 11882.694 | 0 | 0
| ART023-24601770 | 275 | ART023 | ART | 0 | 0 | 0.0026329 | 0.002628 | 0.0026184 | 0.002599 | 0.0025845 | 0.0025797 | 0.00257 | 0.0025556 | 0.0025556 | 0.0025556 | 0.0025556 | 0.0025556 | 0.0025556 | 0.0025556 | 0.0025556 | 0.0025556 | 0.0025556 | 0.0025556 | 0.0025556 | 0.0025556 | 2.9303 | 2.9573 | 2.9842 | 3.0112 | 3.0381 | 3.0392 | 3.0403 | 3.0413 | 3.0424 | 3.0435 | 3.0445 | 3.0456 | 3.0467 | 3.0477 | 3.0488 | 3.0499 | 3.0509 | 3.052 | 3.0531 | 3.0541 | 0.22374 | 0.22538 | 0.2266 | 0.22696 | 0.22771 | 0.22737 | 0.2266 | 0.2254 | 0.22548 | 0.22555 | 0.22563 | 0.22571 | 0.22579 | 0.22587 | 0.22595 | 0.22603 | 0.22611 | 0.22619 | 0.22627 | 0.22634 | 43695.1925 | 11882.694 | 142796.6566 | 38832.8528
| ART023-63832300 | 157 | ART023 | ART | 0 | 0 | 0.0026329 | 0.002628 | 0.0026184 | 0.002599 | 0.0025845 | 0.0025797 | 0.00257 | 0.0025556 | 0.0025556 | 0.0025556 | 0.0025556 | 0.0025556 | 0.0025556 | 0.0025556 | 0.0025556 | 0.0025556 | 0.0025556 | 0.0025556 | 0.0025556 | 0.0025556 | 4.3302 | 4.3623 | 4.3944 | 4.4265 | 4.4585 | 4.4592 | 4.4598 | 4.4605 | 4.4611 | 4.4617 | 4.4624 | 4.463 | 4.4636 | 4.4643 | 4.4649 | 4.4656 | 4.4662 | 4.4668 | 4.4675 | 4.4681 | 0.33062 | 0.33246 | 0.33368 | 0.33363 | 0.33418 | 0.3336 | 0.3324 | 0.33057 | 0.33062 | 0.33066 | 0.33071 | 0.33076 | 0.33081 | 0.33085 | 0.3309 | 0.33095 | 0.331 | 0.33104 | 0.33109 | 0.33114 | 43695.1925 | 11882.694 | 209576.3636 | 56993.2677
| ART023-76359967 | 101 | ART023 | ART | 0 | 0 | 0.0026329 | 0.002628 | 0.0026184 | 0.002599 | 0.0025845 | 0.0025797 | 0.00257 | 0.0025556 | 0.0025556 | 0.0025556 | 0.0025556 | 0.0025556 | 0.0025556 | 0.0025556 | 0.0025556 | 0.0025556 | 0.0025556 | 0.0025556 | 0.0025556 | 0.0025556 | 0.78702 | 0.79408 | 0.80114 | 0.8082 | 0.81526 | 0.81457 | 0.81389 | 0.8132 | 0.81251 | 0.81183 | 0.81114 | 0.81046 | 0.80977 | 0.80909 | 0.8084 | 0.80772 | 0.80703 | 0.80634 | 0.80566 | 0.80497 | 0.060091 | 0.060519 | 0.060832 | 0.060915 | 0.061105 | 0.060939 | 0.06066 | 0.060267 | 0.060216 | 0.060166 | 0.060115 | 0.060064 | 0.060013 | 0.059962 | 0.059911 | 0.059861 | 0.05981 | 0.059759 | 0.059708 | 0.059657 | 43695.1925 | 11882.694 | 38095.1447 | 10359.7884
| ART031-140150600 | 43 | ART031 | ART | 0 | 0 | 0.0013597 | 0.0013632 | 0.0013597 | 0.0013563 | 0.001346 | 0.0013494 | 0.0013563 | 0.0013528 | 0.0013528 | 0.0013528 | 0.0013528 | 0.0013528 | 0.0013528 | 0.0013528 | 0.0013528 | 0.0013528 | 0.0013528 | 0.0013528 | 0.0013528 | 0.0013528 | 0.23627 | 0.23791 | 0.23955 | 0.24119 | 0.24283 | 0.24268 | 0.24253 | 0.24239 | 0.24224 | 0.24209 | 0.24194 | 0.2418 | 0.24165 | 0.2415 | 0.24135 | 0.2412 | 0.24106 | 0.24091 | 0.24076 | 0.24061 | 0.0093166 | 0.009405 | 0.0094459 | 0.0094865 | 0.0094783 | 0.0094968 | 0.0095394 | 0.0095094 | 0.0095036 | 0.0094978 | 0.009492 | 0.0094862 | 0.0094804 | 0.0094746 | 0.0094688 | 0.009463 | 0.0094572 | 0.0094514 | 0.0094456 | 0.0094398 | 43695.1925 | 11882.694 | 5979.7837 | 1626.173
| ART031-15411744 | 203 | ART031 | ART | 0 | 0 | 0.0013597 | 0.0013632 | 0.0013597 | 0.0013563 | 0.001346 | 0.0013494 | 0.0013563 | 0.0013528 | 0.0013528 | 0.0013528 | 0.0013528 | 0.0013528 | 0.0013528 | 0.0013528 | 0.0013528 | 0.0013528 | 0.0013528 | 0.0013528 | 0.0013528 | 0.0013528 | 17.3122 | 17.4365 | 17.5607 | 17.6849 | 17.8091 | 17.8257 | 17.8423 | 17.8588 | 17.8754 | 17.892 | 17.9086 | 17.9252 | 17.9418 | 17.9583 | 17.9749 | 17.9915 | 18.0081 | 18.0247 | 18.0413 | 18.0578 | 0.68266 | 0.6893 | 0.69245 | 0.69559 | 0.69514 | 0.69756 | 0.70178 | 0.70064 | 0.7013 | 0.70195 | 0.7026 | 0.70325 | 0.7039 | 0.70455 | 0.7052 | 0.70585 | 0.7065 | 0.70715 | 0.7078 | 0.70845 | 43695.1925 | 11882.694 | 441905.6576 | 120174.0837
| ART031-155164001 | 5 | ART031 | ART | 0 | 0 | 0.0013597 | 0.0013632 | 0.0013597 | 0.0013563 | 0.001346 | 0.0013494 | 0.0013563 | 0.0013528 | 0.0013528 | 0.0013528 | 0.0013528 | 0.0013528 | 0.0013528 | 0.0013528 | 0.0013528 | 0.0013528 | 0.0013528 | 0.0013528 | 0.0013528 | 0.0013528 | 0 | 0 | 0 | 0 | 0 | 0 | 0 | 0 | 0 | 0 | 0 | 0 | 0 | 0 | 0 | 0 | 0 | 0 | 0 | 0 | 0 | 0 | 0 | 0 | 0 | 0 | 0 | 0 | 0 | 0 | 0 | 0 | 0 | 0 | 0 | 0 | 0 | 0 | 0 | 0 | 43695.1925 | 11882.694 | 0 | 0
| ART031-155164103 | 17 | ART031 | ART | 0 | 0 | 0.0013597 | 0.0013632 | 0.0013597 | 0.0013563 | 0.001346 | 0.0013494 | 0.0013563 | 0.0013528 | 0.0013528 | 0.0013528 | 0.0013528 | 0.0013528 | 0.0013528 | 0.0013528 | 0.0013528 | 0.0013528 | 0.0013528 | 0.0013528 | 0.0013528 | 0.0013528 | 0.00025449 | 0.00025731 | 0.00026014 | 0.00026297 | 0.0002658 | 0.00026604 | 0.00026628 | 0.00026652 | 0.00026676 | 0.000267 | 0.00026724 | 0.00026748 | 0.00026772 | 0.00026796 | 0.0002682 | 0.00026844 | 0.00026868 | 0.00026892 | 0.00026916 | 0.0002694 | 1.0035e-05 | 1.0172e-05 | 1.0258e-05 | 1.0343e-05 | 1.0375e-05 | 1.0411e-05 | 1.0473e-05 | 1.0456e-05 | 1.0466e-05 | 1.0475e-05 | 1.0484e-05 | 1.0494e-05 | 1.0503e-05 | 1.0513e-05 | 1.0522e-05 | 1.0532e-05 | 1.0541e-05 | 1.055e-05 | 1.056e-05 | 1.0569e-05 | 43695.1925 | 11882.694 | 6.5785 | 1.789
| ART031-76359985 | 79 | ART031 | ART | 0 | 0 | 0.0013597 | 0.0013632 | 0.0013597 | 0.0013563 | 0.001346 | 0.0013494 | 0.0013563 | 0.0013528 | 0.0013528 | 0.0013528 | 0.0013528 | 0.0013528 | 0.0013528 | 0.0013528 | 0.0013528 | 0.0013528 | 0.0013528 | 0.0013528 | 0.0013528 | 0.0013528 | 0.072704 | 0.073352 | 0.074001 | 0.074649 | 0.075297 | 0.075361 | 0.075425 | 0.075488 | 0.075552 | 0.075616 | 0.07568 | 0.075744 | 0.075807 | 0.075871 | 0.075935 | 0.075999 | 0.076062 | 0.076126 | 0.07619 | 0.076254 | 0.0028669 | 0.0028997 | 0.002918 | 0.0029361 | 0.0029391 | 0.0029491 | 0.0029666 | 0.0029616 | 0.0029641 | 0.0029666 | 0.0029691 | 0.0029716 | 0.0029741 | 0.0029766 | 0.0029791 | 0.0029816 | 0.0029841 | 0.0029866 | 0.0029891 | 0.0029916 | 43695.1925 | 11882.694 | 1865.5764 | 507.3344
| ART031-76433910 | 287 | ART031 | ART | 0 | 0 | 0.0013597 | 0.0013632 | 0.0013597 | 0.0013563 | 0.001346 | 0.0013494 | 0.0013563 | 0.0013528 | 0.0013528 | 0.0013528 | 0.0013528 | 0.0013528 | 0.0013528 | 0.0013528 | 0.0013528 | 0.0013528 | 0.0013528 | 0.0013528 | 0.0013528 | 0.0013528 | 9.2195 | 9.2838 | 9.3481 | 9.4124 | 9.4767 | 9.4773 | 9.4779 | 9.4785 | 9.4791 | 9.4797 | 9.4803 | 9.4809 | 9.4815 | 9.4821 | 9.4827 | 9.4833 | 9.4839 | 9.4845 | 9.4851 | 9.4857 | 0.36355 | 0.36701 | 0.36862 | 0.37021 | 0.3699 | 0.37087 | 0.37279 | 0.37186 | 0.37189 | 0.37191 | 0.37193 | 0.37196 | 0.37198 | 0.37201 | 0.37203 | 0.37205 | 0.37208 | 0.3721 | 0.37212 | 0.37215 | 43695.1925 | 11882.694 | 234155.8282 | 63677.533
| ART031-78747678 | 60 | ART031 | ART | 0 | 0 | 0.0013597 | 0.0013632 | 0.0013597 | 0.0013563 | 0.001346 | 0.0013494 | 0.0013563 | 0.0013528 | 0.0013528 | 0.0013528 | 0.0013528 | 0.0013528 | 0.0013528 | 0.0013528 | 0.0013528 | 0.0013528 | 0.0013528 | 0.0013528 | 0.0013528 | 0.0013528 | 0.10355 | 0.1043 | 0.10505 | 0.1058 | 0.10655 | 0.10669 | 0.10683 | 0.10697 | 0.10711 | 0.10726 | 0.1074 | 0.10754 | 0.10768 | 0.10782 | 0.10797 | 0.10811 | 0.10825 | 0.10839 | 0.10853 | 0.10868 | 0.0040833 | 0.0041232 | 0.0041423 | 0.0041613 | 0.0041588 | 0.004175 | 0.0042019 | 0.0041968 | 0.0042023 | 0.0042079 | 0.0042135 | 0.004219 | 0.0042246 | 0.0042302 | 0.0042358 | 0.0042413 | 0.0042469 | 0.0042525 | 0.004258 | 0.0042636 | 43695.1925 | 11882.694 | 2649.0192 | 720.3878
| ART031-78747795 | 34 | ART031 | ART | 0 | 0 | 0.0013597 | 0.0013632 | 0.0013597 | 0.0013563 | 0.001346 | 0.0013494 | 0.0013563 | 0.0013528 | 0.0013528 | 0.0013528 | 0.0013528 | 0.0013528 | 0.0013528 | 0.0013528 | 0.0013528 | 0.0013528 | 0.0013528 | 0.0013528 | 0.0013528 | 0.0013528 | 0 | 0 | 0 | 0 | 0 | 0 | 0 | 0 | 0 | 0 | 0 | 0 | 0 | 0 | 0 | 0 | 0 | 0 | 0 | 0 | 0 | 0 | 0 | 0 | 0 | 0 | 0 | 0 | 0 | 0 | 0 | 0 | 0 | 0 | 0 | 0 | 0 | 0 | 0 | 0 | 43695.1925 | 11882.694 | 0 | 0
| ART033-15411794 | 635 | ART033 | ART | 0 | 0 | 0.001789 | 0.0018153 | 0.0018258 | 0.0018285 | 0.0018337 | 0.0018574 | 0.0018863 | 0.0018785 | 0.0018785 | 0.0018785 | 0.0018785 | 0.0018785 | 0.0018785 | 0.0018785 | 0.0018785 | 0.0018785 | 0.0018785 | 0.0018785 | 0.0018785 | 0.0018785 | 35.31 | 35.5532 | 35.7963 | 36.0395 | 36.2826 | 36.1971 | 36.1116 | 36.0261 | 35.9406 | 35.8551 | 35.7696 | 35.6841 | 35.5986 | 35.5131 | 35.4276 | 35.342 | 35.2565 | 35.171 | 35.0855 | 35 | 1.8319 | 1.8717 | 1.8954 | 1.911 | 1.9294 | 1.9498 | 1.9755 | 1.9625 | 1.9579 | 1.9532 | 1.9486 | 1.9439 | 1.9392 | 1.9346 | 1.9299 | 1.9253 | 1.9206 | 1.9159 | 1.9113 | 1.9066 | 43695.1925 | 11882.694 | 1215328.755 | 330502.7149
| ART033-154972245 | 71 | ART033 | ART | 0 | 0 | 0.001789 | 0.0018153 | 0.0018258 | 0.0018285 | 0.0018337 | 0.0018574 | 0.0018863 | 0.0018785 | 0.0018785 | 0.0018785 | 0.0018785 | 0.0018785 | 0.0018785 | 0.0018785 | 0.0018785 | 0.0018785 | 0.0018785 | 0.0018785 | 0.0018785 | 0.0018785 | 0.046632 | 0.046991 | 0.047349 | 0.047707 | 0.048065 | 0.048118 | 0.04817 | 0.048222 | 0.048275 | 0.048327 | 0.04838 | 0.048432 | 0.048485 | 0.048537 | 0.048589 | 0.048642 | 0.048694 | 0.048747 | 0.048799 | 0.048852 | 0.0024193 | 0.0024738 | 0.0025071 | 0.0025297 | 0.002556 | 0.0025918 | 0.0026351 | 0.0026269 | 0.0026298 | 0.0026326 | 0.0026355 | 0.0026383 | 0.0026412 | 0.0026441 | 0.0026469 | 0.0026498 | 0.0026526 | 0.0026555 | 0.0026583 | 0.0026612 | 43695.1925 | 11882.694 | 1637.8545 | 445.4065
| ART033-154972416 | 51 | ART033 | ART | 0 | 0 | 0.001789 | 0.0018153 | 0.0018258 | 0.0018285 | 0.0018337 | 0.0018574 | 0.0018863 | 0.0018785 | 0.0018785 | 0.0018785 | 0.0018785 | 0.0018785 | 0.0018785 | 0.0018785 | 0.0018785 | 0.0018785 | 0.0018785 | 0.0018785 | 0.0018785 | 0.0018785 | 0.023887 | 0.024101 | 0.024315 | 0.024529 | 0.024743 | 0.024691 | 0.02464 | 0.024588 | 0.024537 | 0.024485 | 0.024434 | 0.024382 | 0.024331 | 0.024279 | 0.024228 | 0.024176 | 0.024125 | 0.024073 | 0.024022 | 0.02397 | 0.0012393 | 0.0012688 | 0.0012875 | 0.0013007 | 0.0013158 | 0.00133 | 0.0013479 | 0.0013395 | 0.0013366 | 0.0013338 | 0.001331 | 0.0013282 | 0.0013254 | 0.0013226 | 0.0013198 | 0.001317 | 0.0013142 | 0.0013114 | 0.0013086 | 0.0013058 | 43695.1925 | 11882.694 | 828.9202 | 225.4208
| ART033-154972520 | 31 | ART033 | ART | 0 | 0 | 0.001789 | 0.0018153 | 0.0018258 | 0.0018285 | 0.0018337 | 0.0018574 | 0.0018863 | 0.0018785 | 0.0018785 | 0.0018785 | 0.0018785 | 0.0018785 | 0.0018785 | 0.0018785 | 0.0018785 | 0.0018785 | 0.0018785 | 0.0018785 | 0.0018785 | 0.0018785 | 0.0096584 | 0.0097545 | 0.0098506 | 0.0099467 | 0.010043 | 0.010053 | 0.010064 | 0.010075 | 0.010085 | 0.010096 | 0.010106 | 0.010117 | 0.010127 | 0.010138 | 0.010149 | 0.010159 | 0.01017 | 0.01018 | 0.010191 | 0.010202 | 0.00050109 | 0.00051351 | 0.00052158 | 0.00052743 | 0.00053406 | 0.00054152 | 0.00055054 | 0.00054881 | 0.00054939 | 0.00054997 | 0.00055054 | 0.00055112 | 0.0005517 | 0.00055227 | 0.00055285 | 0.00055343 | 0.000554 | 0.00055458 | 0.00055516 | 0.00055573 | 43695.1925 | 11882.694 | 341.6884 | 92.9205
| ART033-154972637 | 61 | ART033 | ART | 0 | 0 | 0.001789 | 0.0018153 | 0.0018258 | 0.0018285 | 0.0018337 | 0.0018574 | 0.0018863 | 0.0018785 | 0.0018785 | 0.0018785 | 0.0018785 | 0.0018785 | 0.0018785 | 0.0018785 | 0.0018785 | 0.0018785 | 0.0018785 | 0.0018785 | 0.0018785 | 0.0018785 | 0.00016853 | 0.00017039 | 0.00017226 | 0.00017413 | 0.000176 | 0.00017508 | 0.00017416 | 0.00017324 | 0.00017232 | 0.0001714 | 0.00017048 | 0.00016956 | 0.00016864 | 0.00016772 | 0.0001668 | 0.00016588 | 0.00016496 | 0.00016404 | 0.00016312 | 0.0001622 | 8.7433e-06 | 8.9702e-06 | 9.1212e-06 | 9.2334e-06 | 9.3593e-06 | 9.4306e-06 | 9.5273e-06 | 9.4373e-06 | 9.3872e-06 | 9.337e-06 | 9.2869e-06 | 9.2368e-06 | 9.1867e-06 | 9.1366e-06 | 9.0865e-06 | 9.0363e-06 | 8.9862e-06 | 8.9361e-06 | 8.886e-06 | 8.8359e-06 | 43695.1925 | 11882.694 | 5.793 | 1.5754
| ART033-155019358 | 92 | ART033 | ART | 0 | 0 | 0.001789 | 0.0018153 | 0.0018258 | 0.0018285 | 0.0018337 | 0.0018574 | 0.0018863 | 0.0018785 | 0.0018785 | 0.0018785 | 0.0018785 | 0.0018785 | 0.0018785 | 0.0018785 | 0.0018785 | 0.0018785 | 0.0018785 | 0.0018785 | 0.0018785 | 0.0018785 | 0.010548 | 0.010652 | 0.010757 | 0.010862 | 0.010967 | 0.010933 | 0.010899 | 0.010866 | 0.010832 | 0.010798 | 0.010765 | 0.010731 | 0.010697 | 0.010664 | 0.01063 | 0.010596 | 0.010563 | 0.010529 | 0.010495 | 0.010462 | 0.00054722 | 0.00056078 | 0.00056958 | 0.00057596 | 0.00058319 | 0.0005889 | 0.00059624 | 0.00059191 | 0.00059007 | 0.00058824 | 0.00058641 | 0.00058457 | 0.00058274 | 0.0005809 | 0.00057907 | 0.00057724 | 0.0005754 | 0.00057357 | 0.00057174 | 0.0005699 | 43695.1925 | 11882.694 | 365.3085 | 99.3439
| ART033-155019455 | 10 | ART033 | ART | 0 | 0 | 0.001789 | 0.0018153 | 0.0018258 | 0.0018285 | 0.0018337 | 0.0018574 | 0.0018863 | 0.0018785 | 0.0018785 | 0.0018785 | 0.0018785 | 0.0018785 | 0.0018785 | 0.0018785 | 0.0018785 | 0.0018785 | 0.0018785 | 0.0018785 | 0.0018785 | 0.0018785 | 0 | 0 | 0 | 0 | 0 | 0 | 0 | 0 | 0 | 0 | 0 | 0 | 0 | 0 | 0 | 0 | 0 | 0 | 0 | 0 | 0 | 0 | 0 | 0 | 0 | 0 | 0 | 0 | 0 | 0 | 0 | 0 | 0 | 0 | 0 | 0 | 0 | 0 | 0 | 0 | 43695.1925 | 11882.694 | 0 | 0
| ART033-155019644 | 82 | ART033 | ART | 0 | 0 | 0.001789 | 0.0018153 | 0.0018258 | 0.0018285 | 0.0018337 | 0.0018574 | 0.0018863 | 0.0018785 | 0.0018785 | 0.0018785 | 0.0018785 | 0.0018785 | 0.0018785 | 0.0018785 | 0.0018785 | 0.0018785 | 0.0018785 | 0.0018785 | 0.0018785 | 0.0018785 | 0.096525 | 0.097303 | 0.098082 | 0.098861 | 0.099639 | 0.099956 | 0.10027 | 0.10059 | 0.10091 | 0.10122 | 0.10154 | 0.10186 | 0.10217 | 0.10249 | 0.10281 | 0.10312 | 0.10344 | 0.10376 | 0.10408 | 0.10439 | 0.0050078 | 0.0051224 | 0.0051934 | 0.0052421 | 0.0052986 | 0.0053841 | 0.0054853 | 0.0054796 | 0.0054969 | 0.0055142 | 0.0055314 | 0.0055487 | 0.005566 | 0.0055832 | 0.0056005 | 0.0056177 | 0.005635 | 0.0056523 | 0.0056695 | 0.0056868 | 43695.1925 | 11882.694 | 3430.478 | 932.9017
| ART033-155019780 | 11 | ART033 | ART | 0 | 0 | 0.001789 | 0.0018153 | 0.0018258 | 0.0018285 | 0.0018337 | 0.0018574 | 0.0018863 | 0.0018785 | 0.0018785 | 0.0018785 | 0.0018785 | 0.0018785 | 0.0018785 | 0.0018785 | 0.0018785 | 0.0018785 | 0.0018785 | 0.0018785 | 0.0018785 | 0.0018785 | 0.0031438 | 0.0031661 | 0.0031883 | 0.0032105 | 0.0032328 | 0.0032281 | 0.0032233 | 0.0032186 | 0.0032139 | 0.0032092 | 0.0032045 | 0.0031998 | 0.0031951 | 0.0031904 | 0.0031857 | 0.003181 | 0.0031763 | 0.0031716 | 0.0031669 | 0.0031622 | 0.0001631 | 0.00016667 | 0.00016882 | 0.00017024 | 0.00017191 | 0.00017388 | 0.00017633 | 0.00017534 | 0.00017508 | 0.00017482 | 0.00017457 | 0.00017431 | 0.00017405 | 0.0001738 | 0.00017354 | 0.00017328 | 0.00017303 | 0.00017277 | 0.00017252 | 0.00017226 | 43695.1925 | 11882.694 | 108.776 | 29.5811
| ART033-155019881 | 22 | ART033 | ART | 0 | 0 | 0.001789 | 0.0018153 | 0.0018258 | 0.0018285 | 0.0018337 | 0.0018574 | 0.0018863 | 0.0018785 | 0.0018785 | 0.0018785 | 0.0018785 | 0.0018785 | 0.0018785 | 0.0018785 | 0.0018785 | 0.0018785 | 0.0018785 | 0.0018785 | 0.0018785 | 0.0018785 | 0.012499 | 0.012564 | 0.01263 | 0.012696 | 0.012762 | 0.012734 | 0.012706 | 0.012679 | 0.012651 | 0.012623 | 0.012596 | 0.012568 | 0.01254 | 0.012512 | 0.012485 | 0.012457 | 0.012429 | 0.012401 | 0.012374 | 0.012346 | 0.00064844 | 0.00066144 | 0.00066876 | 0.00067321 | 0.00067865 | 0.00068592 | 0.00069509 | 0.00069067 | 0.00068916 | 0.00068765 | 0.00068614 | 0.00068463 | 0.00068312 | 0.00068161 | 0.0006801 | 0.00067859 | 0.00067708 | 0.00067557 | 0.00067406 | 0.00067255 | 43695.1925 | 11882.694 | 428.3097 | 116.4767
| ART033-155025562 | 85 | ART033 | ART | 0 | 0 | 0.001789 | 0.0018153 | 0.0018258 | 0.0018285 | 0.0018337 | 0.0018574 | 0.0018863 | 0.0018785 | 0.0018785 | 0.0018785 | 0.0018785 | 0.0018785 | 0.0018785 | 0.0018785 | 0.0018785 | 0.0018785 | 0.0018785 | 0.0018785 | 0.0018785 | 0.0018785 | 0.033218 | 0.033541 | 0.033864 | 0.034187 | 0.03451 | 0.034345 | 0.03418 | 0.034015 | 0.03385 | 0.033685 | 0.03352 | 0.033355 | 0.033191 | 0.033026 | 0.032861 | 0.032696 | 0.032531 | 0.032366 | 0.032201 | 0.032036 | 0.0017234 | 0.0017657 | 0.0017931 | 0.0018128 | 0.0018352 | 0.00185 | 0.0018698 | 0.001853 | 0.001844 | 0.001835 | 0.001826 | 0.001817 | 0.0018081 | 0.0017991 | 0.0017901 | 0.0017811 | 0.0017721 | 0.0017631 | 0.0017541 | 0.0017452 | 43695.1925 | 11882.694 | 1139.5069 | 309.8833
| ART033-155025764 | 18 | ART033 | ART | 0 | 0 | 0.001789 | 0.0018153 | 0.0018258 | 0.0018285 | 0.0018337 | 0.0018574 | 0.0018863 | 0.0018785 | 0.0018785 | 0.0018785 | 0.0018785 | 0.0018785 | 0.0018785 | 0.0018785 | 0.0018785 | 0.0018785 | 0.0018785 | 0.0018785 | 0.0018785 | 0.0018785 | 6.4336e-05 | 6.5152e-05 | 6.5968e-05 | 6.6784e-05 | 6.76e-05 | 6.778e-05 | 6.796e-05 | 6.814e-05 | 6.832e-05 | 6.85e-05 | 6.868e-05 | 6.886e-05 | 6.904e-05 | 6.922e-05 | 6.94e-05 | 6.958e-05 | 6.976e-05 | 6.994e-05 | 7.012e-05 | 7.03e-05 | 3.3378e-06 | 3.4299e-06 | 3.493e-06 | 3.5413e-06 | 3.5948e-06 | 3.651e-06 | 3.7177e-06 | 3.7119e-06 | 3.7217e-06 | 3.7315e-06 | 3.7414e-06 | 3.7512e-06 | 3.761e-06 | 3.7708e-06 | 3.7806e-06 | 3.7904e-06 | 3.8002e-06 | 3.81e-06 | 3.8198e-06 | 3.8296e-06 | 43695.1925 | 11882.694 | 2.3151 | 0.62958
| ART033-155025850 | 55 | ART033 | ART | 0 | 0 | 0.001789 | 0.0018153 | 0.0018258 | 0.0018285 | 0.0018337 | 0.0018574 | 0.0018863 | 0.0018785 | 0.0018785 | 0.0018785 | 0.0018785 | 0.0018785 | 0.0018785 | 0.0018785 | 0.0018785 | 0.0018785 | 0.0018785 | 0.0018785 | 0.0018785 | 0.0018785 | 0.00056881 | 0.00057575 | 0.0005827 | 0.00058965 | 0.0005966 | 0.00059812 | 0.00059964 | 0.00060116 | 0.00060268 | 0.0006042 | 0.00060572 | 0.00060724 | 0.00060876 | 0.00061028 | 0.0006118 | 0.00061332 | 0.00061484 | 0.00061636 | 0.00061788 | 0.0006194 | 2.951e-05 | 3.031e-05 | 3.0854e-05 | 3.1267e-05 | 3.1726e-05 | 3.2218e-05 | 3.2803e-05 | 3.2748e-05 | 3.2831e-05 | 3.2914e-05 | 3.2997e-05 | 3.3079e-05 | 3.3162e-05 | 3.3245e-05 | 3.3328e-05 | 3.3411e-05 | 3.3493e-05 | 3.3576e-05 | 3.3659e-05 | 3.3742e-05 | 43695.1925 | 11882.694 | 20.4253 | 5.5546
| ART033-155026277 | 122 | ART033 | ART | 0 | 0 | 0.001789 | 0.0018153 | 0.0018258 | 0.0018285 | 0.0018337 | 0.0018574 | 0.0018863 | 0.0018785 | 0.0018785 | 0.0018785 | 0.0018785 | 0.0018785 | 0.0018785 | 0.0018785 | 0.0018785 | 0.0018785 | 0.0018785 | 0.0018785 | 0.0018785 | 0.0018785 | 0.0041639 | 0.0042062 | 0.0042486 | 0.0042909 | 0.0043332 | 0.0043339 | 0.0043346 | 0.0043353 | 0.004336 | 0.0043367 | 0.0043373 | 0.004338 | 0.0043387 | 0.0043394 | 0.0043401 | 0.0043408 | 0.0043415 | 0.0043422 | 0.0043429 | 0.0043435 | 0.00021603 | 0.00022143 | 0.00022496 | 0.00022753 | 0.00023043 | 0.00023344 | 0.00023712 | 0.00023616 | 0.0002362 | 0.00023624 | 0.00023628 | 0.00023631 | 0.00023635 | 0.00023639 | 0.00023643 | 0.00023647 | 0.0002365 | 0.00023654 | 0.00023658 | 0.00023662 | 43695.1925 | 11882.694 | 146.7409 | 39.9055
| ART033-155052342 | 81 | ART033 | ART | 0 | 0 | 0.001789 | 0.0018153 | 0.0018258 | 0.0018285 | 0.0018337 | 0.0018574 | 0.0018863 | 0.0018785 | 0.0018785 | 0.0018785 | 0.0018785 | 0.0018785 | 0.0018785 | 0.0018785 | 0.0018785 | 0.0018785 | 0.0018785 | 0.0018785 | 0.0018785 | 0.0018785 | 0.28445 | 0.28678 | 0.28911 | 0.29144 | 0.29378 | 0.29399 | 0.29421 | 0.29443 | 0.29464 | 0.29486 | 0.29507 | 0.29529 | 0.29551 | 0.29572 | 0.29594 | 0.29616 | 0.29637 | 0.29659 | 0.29681 | 0.29702 | 0.014757 | 0.015097 | 0.015308 | 0.015454 | 0.015622 | 0.015836 | 0.016094 | 0.016039 | 0.016051 | 0.016062 | 0.016074 | 0.016086 | 0.016098 | 0.01611 | 0.016121 | 0.016133 | 0.016145 | 0.016157 | 0.016169 | 0.01618 | 43695.1925 | 11882.694 | 9989.5395 | 2716.6064
| ART033-155052479 | 50 | ART033 | ART | 0 | 0 | 0.001789 | 0.0018153 | 0.0018258 | 0.0018285 | 0.0018337 | 0.0018574 | 0.0018863 | 0.0018785 | 0.0018785 | 0.0018785 | 0.0018785 | 0.0018785 | 0.0018785 | 0.0018785 | 0.0018785 | 0.0018785 | 0.0018785 | 0.0018785 | 0.0018785 | 0.0018785 | 0.002807 | 0.0028326 | 0.0028583 | 0.0028839 | 0.0029096 | 0.0029026 | 0.0028956 | 0.0028887 | 0.0028817 | 0.0028748 | 0.0028678 | 0.0028608 | 0.0028539 | 0.0028469 | 0.00284 | 0.002833 | 0.002826 | 0.0028191 | 0.0028121 | 0.0028052 | 0.00014563 | 0.00014912 | 0.00015134 | 0.00015292 | 0.00015472 | 0.00015635 | 0.0001584 | 0.00015736 | 0.00015698 | 0.0001566 | 0.00015622 | 0.00015584 | 0.00015547 | 0.00015509 | 0.00015471 | 0.00015433 | 0.00015395 | 0.00015357 | 0.00015319 | 0.00015281 | 43695.1925 | 11882.694 | 97.3073 | 26.4623
| ART033-155052606 | 18 | ART033 | ART | 0 | 0 | 0.001789 | 0.0018153 | 0.0018258 | 0.0018285 | 0.0018337 | 0.0018574 | 0.0018863 | 0.0018785 | 0.0018785 | 0.0018785 | 0.0018785 | 0.0018785 | 0.0018785 | 0.0018785 | 0.0018785 | 0.0018785 | 0.0018785 | 0.0018785 | 0.0018785 | 0.0018785 | 2.5971e-05 | 2.6379e-05 | 2.6786e-05 | 2.7193e-05 | 2.76e-05 | 2.7397e-05 | 2.7195e-05 | 2.6992e-05 | 2.679e-05 | 2.6587e-05 | 2.6385e-05 | 2.6182e-05 | 2.598e-05 | 2.5777e-05 | 2.5575e-05 | 2.5373e-05 | 2.517e-05 | 2.4968e-05 | 2.4765e-05 | 2.4563e-05 | 1.3474e-06 | 1.3887e-06 | 1.4183e-06 | 1.4419e-06 | 1.4677e-06 | 1.4758e-06 | 1.4877e-06 | 1.4704e-06 | 1.4594e-06 | 1.4484e-06 | 1.4373e-06 | 1.4263e-06 | 1.4153e-06 | 1.4042e-06 | 1.3932e-06 | 1.3822e-06 | 1.3711e-06 | 1.3601e-06 | 1.3491e-06 | 1.338e-06 | 43695.1925 | 11882.694 | 0.8959 | 0.24364
| ART033-155052720 | 13 | ART033 | ART | 0 | 0 | 0.001789 | 0.0018153 | 0.0018258 | 0.0018285 | 0.0018337 | 0.0018574 | 0.0018863 | 0.0018785 | 0.0018785 | 0.0018785 | 0.0018785 | 0.0018785 | 0.0018785 | 0.0018785 | 0.0018785 | 0.0018785 | 0.0018785 | 0.0018785 | 0.0018785 | 0.0018785 | 2.3326e-05 | 2.363e-05 | 2.3933e-05 | 2.4237e-05 | 2.454e-05 | 2.4447e-05 | 2.4354e-05 | 2.4261e-05 | 2.4168e-05 | 2.4075e-05 | 2.3982e-05 | 2.3889e-05 | 2.3796e-05 | 2.3703e-05 | 2.361e-05 | 2.3517e-05 | 2.3424e-05 | 2.3331e-05 | 2.3238e-05 | 2.3145e-05 | 1.2102e-06 | 1.244e-06 | 1.2672e-06 | 1.2852e-06 | 1.305e-06 | 1.3168e-06 | 1.3323e-06 | 1.3216e-06 | 1.3166e-06 | 1.3115e-06 | 1.3064e-06 | 1.3014e-06 | 1.2963e-06 | 1.2912e-06 | 1.2862e-06 | 1.2811e-06 | 1.276e-06 | 1.271e-06 | 1.2659e-06 | 1.2608e-06 | 43695.1925 | 11882.694 | 0.81289 | 0.22106
| ART033-155062161 | 13 | ART033 | ART | 0 | 0 | 0.001789 | 0.0018153 | 0.0018258 | 0.0018285 | 0.0018337 | 0.0018574 | 0.0018863 | 0.0018785 | 0.0018785 | 0.0018785 | 0.0018785 | 0.0018785 | 0.0018785 | 0.0018785 | 0.0018785 | 0.0018785 | 0.0018785 | 0.0018785 | 0.0018785 | 0.0018785 | 2.0734e-05 | 2.1026e-05 | 2.1317e-05 | 2.1609e-05 | 2.19e-05 | 2.1816e-05 | 2.1732e-05 | 2.1648e-05 | 2.1564e-05 | 2.148e-05 | 2.1396e-05 | 2.1312e-05 | 2.1228e-05 | 2.1144e-05 | 2.106e-05 | 2.0976e-05 | 2.0892e-05 | 2.0808e-05 | 2.0724e-05 | 2.064e-05 | 1.0757e-06 | 1.1069e-06 | 1.1287e-06 | 1.1458e-06 | 1.1646e-06 | 1.1751e-06 | 1.1888e-06 | 1.1793e-06 | 1.1747e-06 | 1.1701e-06 | 1.1656e-06 | 1.161e-06 | 1.1564e-06 | 1.1518e-06 | 1.1472e-06 | 1.1427e-06 | 1.1381e-06 | 1.1335e-06 | 1.1289e-06 | 1.1244e-06 | 43695.1925 | 11882.694 | 0.72482 | 0.19711
| ART033-155062324 | 15 | ART033 | ART | 0 | 0 | 0.001789 | 0.0018153 | 0.0018258 | 0.0018285 | 0.0018337 | 0.0018574 | 0.0018863 | 0.0018785 | 0.0018785 | 0.0018785 | 0.0018785 | 0.0018785 | 0.0018785 | 0.0018785 | 0.0018785 | 0.0018785 | 0.0018785 | 0.0018785 | 0.0018785 | 0.0018785 | 2.2585e-06 | 2.2901e-06 | 2.3217e-06 | 2.3534e-06 | 2.385e-06 | 2.3733e-06 | 2.3616e-06 | 2.3499e-06 | 2.3382e-06 | 2.3265e-06 | 2.3148e-06 | 2.3031e-06 | 2.2914e-06 | 2.2797e-06 | 2.268e-06 | 2.2563e-06 | 2.2446e-06 | 2.2329e-06 | 2.2212e-06 | 2.2095e-06 | 1.1717e-07 | 1.2056e-07 | 1.2293e-07 | 1.2479e-07 | 1.2683e-07 | 1.2784e-07 | 1.2919e-07 | 1.2801e-07 | 1.2737e-07 | 1.2674e-07 | 1.261e-07 | 1.2546e-07 | 1.2482e-07 | 1.2419e-07 | 1.2355e-07 | 1.2291e-07 | 1.2227e-07 | 1.2164e-07 | 1.21e-07 | 1.2036e-07 | 43695.1925 | 11882.694 | 0.078497 | 0.021347
| ART033-155062418 | 77 | ART033 | ART | 0 | 0 | 0.001789 | 0.0018153 | 0.0018258 | 0.0018285 | 0.0018337 | 0.0018574 | 0.0018863 | 0.0018785 | 0.0018785 | 0.0018785 | 0.0018785 | 0.0018785 | 0.0018785 | 0.0018785 | 0.0018785 | 0.0018785 | 0.0018785 | 0.0018785 | 0.0018785 | 0.0018785 | 0.037352 | 0.037738 | 0.038123 | 0.038508 | 0.038893 | 0.038682 | 0.038471 | 0.03826 | 0.038049 | 0.037838 | 0.037627 | 0.037416 | 0.037206 | 0.036995 | 0.036784 | 0.036573 | 0.036362 | 0.036151 | 0.03594 | 0.035729 | 0.0019379 | 0.0019867 | 0.0020186 | 0.0020419 | 0.0020682 | 0.0020836 | 0.0021045 | 0.0020842 | 0.0020727 | 0.0020612 | 0.0020498 | 0.0020383 | 0.0020268 | 0.0020153 | 0.0020038 | 0.0019923 | 0.0019808 | 0.0019693 | 0.0019578 | 0.0019464 | 43695.1925 | 11882.694 | 1279.44 | 347.9374
| ART033-155079125 | 98 | ART033 | ART | 0 | 0 | 0.001789 | 0.0018153 | 0.0018258 | 0.0018285 | 0.0018337 | 0.0018574 | 0.0018863 | 0.0018785 | 0.0018785 | 0.0018785 | 0.0018785 | 0.0018785 | 0.0018785 | 0.0018785 | 0.0018785 | 0.0018785 | 0.0018785 | 0.0018785 | 0.0018785 | 0.0018785 | 0.013329 | 0.013439 | 0.013548 | 0.013657 | 0.013767 | 0.013706 | 0.013644 | 0.013583 | 0.013522 | 0.013461 | 0.013399 | 0.013338 | 0.013277 | 0.013215 | 0.013154 | 0.013093 | 0.013032 | 0.01297 | 0.012909 | 0.012848 | 0.00069154 | 0.00070747 | 0.00071736 | 0.00072419 | 0.00073209 | 0.00073825 | 0.0007464 | 0.00073994 | 0.0007366 | 0.00073326 | 0.00072993 | 0.00072659 | 0.00072325 | 0.00071992 | 0.00071658 | 0.00071324 | 0.0007099 | 0.00070657 | 0.00070323 | 0.00069989 | 43695.1925 | 11882.694 | 455.7826 | 123.9479
| ART033-155091128 | 93 | ART033 | ART | 0 | 0 | 0.001789 | 0.0018153 | 0.0018258 | 0.0018285 | 0.0018337 | 0.0018574 | 0.0018863 | 0.0018785 | 0.0018785 | 0.0018785 | 0.0018785 | 0.0018785 | 0.0018785 | 0.0018785 | 0.0018785 | 0.0018785 | 0.0018785 | 0.0018785 | 0.0018785 | 0.0018785 | 0.029759 | 0.029934 | 0.030109 | 0.030283 | 0.030458 | 0.030372 | 0.030287 | 0.030201 | 0.030116 | 0.03003 | 0.029945 | 0.029859 | 0.029774 | 0.029688 | 0.029603 | 0.029517 | 0.029432 | 0.029346 | 0.029261 | 0.029175 | 0.0015439 | 0.0015758 | 0.0015942 | 0.0016058 | 0.0016197 | 0.001636 | 0.0016568 | 0.0016452 | 0.0016406 | 0.0016359 | 0.0016313 | 0.0016266 | 0.0016219 | 0.0016173 | 0.0016126 | 0.001608 | 0.0016033 | 0.0015986 | 0.001594 | 0.0015893 | 43695.1925 | 11882.694 | 1018.4915 | 276.9738
| ART033-155155386 | 11 | ART033 | ART | 0 | 0 | 0.001789 | 0.0018153 | 0.0018258 | 0.0018285 | 0.0018337 | 0.0018574 | 0.0018863 | 0.0018785 | 0.0018785 | 0.0018785 | 0.0018785 | 0.0018785 | 0.0018785 | 0.0018785 | 0.0018785 | 0.0018785 | 0.0018785 | 0.0018785 | 0.0018785 | 0.0018785 | 0.0031176 | 0.0031392 | 0.0031608 | 0.0031824 | 0.003204 | 0.0031983 | 0.0031925 | 0.0031868 | 0.003181 | 0.0031752 | 0.0031695 | 0.0031637 | 0.003158 | 0.0031522 | 0.0031464 | 0.0031407 | 0.0031349 | 0.0031291 | 0.0031234 | 0.0031176 | 0.00016174 | 0.00016526 | 0.00016736 | 0.00016875 | 0.00017039 | 0.00017228 | 0.00017464 | 0.0001736 | 0.00017329 | 0.00017297 | 0.00017266 | 0.00017234 | 0.00017203 | 0.00017172 | 0.0001714 | 0.00017109 | 0.00017077 | 0.00017046 | 0.00017015 | 0.00016983 | 43695.1925 | 11882.694 | 107.6294 | 29.2693
| ART033-162913151 | 377 | ART033 | ART | 0 | 0 | 0.001789 | 0.0018153 | 0.0018258 | 0.0018285 | 0.0018337 | 0.0018574 | 0.0018863 | 0.0018785 | 0.0018785 | 0.0018785 | 0.0018785 | 0.0018785 | 0.0018785 | 0.0018785 | 0.0018785 | 0.0018785 | 0.0018785 | 0.0018785 | 0.0018785 | 0.0018785 | 1.4224 | 1.4333 | 1.4441 | 1.455 | 1.4659 | 1.4617 | 1.4575 | 1.4533 | 1.449 | 1.4448 | 1.4406 | 1.4364 | 1.4322 | 1.428 | 1.4238 | 1.4196 | 1.4153 | 1.4111 | 1.4069 | 1.4027 | 0.073794 | 0.075452 | 0.076466 | 0.077153 | 0.077953 | 0.078733 | 0.079729 | 0.079166 | 0.078937 | 0.078707 | 0.078478 | 0.078248 | 0.078019 | 0.07779 | 0.07756 | 0.077331 | 0.077101 | 0.076872 | 0.076642 | 0.076413 | 43695.1925 | 11882.694 | 48947.8301 | 13311.1232
| ART033-183308941 | 17 | ART033 | ART | 0 | 0 | 0.001789 | 0.0018153 | 0.0018258 | 0.0018285 | 0.0018337 | 0.0018574 | 0.0018863 | 0.0018785 | 0.0018785 | 0.0018785 | 0.0018785 | 0.0018785 | 0.0018785 | 0.0018785 | 0.0018785 | 0.0018785 | 0.0018785 | 0.0018785 | 0.0018785 | 0.0018785 | 6.3363e-06 | 6.4173e-06 | 6.4982e-06 | 6.5791e-06 | 6.66e-06 | 6.6261e-06 | 6.5922e-06 | 6.5583e-06 | 6.5244e-06 | 6.4905e-06 | 6.4566e-06 | 6.4227e-06 | 6.3888e-06 | 6.3549e-06 | 6.321e-06 | 6.2871e-06 | 6.2532e-06 | 6.2193e-06 | 6.1854e-06 | 6.1515e-06 | 3.2874e-07 | 3.3783e-07 | 3.4407e-07 | 3.4886e-07 | 3.5417e-07 | 3.5691e-07 | 3.6062e-07 | 3.5726e-07 | 3.5542e-07 | 3.5357e-07 | 3.5172e-07 | 3.4988e-07 | 3.4803e-07 | 3.4618e-07 | 3.4434e-07 | 3.4249e-07 | 3.4064e-07 | 3.388e-07 | 3.3695e-07 | 3.351e-07 | 43695.1925 | 11882.694 | 0.21915 | 0.059596
| ART033-24601322 | 962 | ART033 | ART | 0 | 0 | 0.001789 | 0.0018153 | 0.0018258 | 0.0018285 | 0.0018337 | 0.0018574 | 0.0018863 | 0.0018785 | 0.0018785 | 0.0018785 | 0.0018785 | 0.0018785 | 0.0018785 | 0.0018785 | 0.0018785 | 0.0018785 | 0.0018785 | 0.0018785 | 0.0018785 | 0.0018785 | 4.0046 | 4.0406 | 4.0766 | 4.1126 | 4.1486 | 4.139 | 4.1294 | 4.1197 | 4.1101 | 4.1004 | 4.0908 | 4.0812 | 4.0715 | 4.0619 | 4.0523 | 4.0426 | 4.033 | 4.0234 | 4.0137 | 4.0041 | 0.20776 | 0.21272 | 0.21585 | 0.21807 | 0.22062 | 0.22295 | 0.22589 | 0.22442 | 0.2239 | 0.22337 | 0.22285 | 0.22232 | 0.2218 | 0.22127 | 0.22075 | 0.22022 | 0.2197 | 0.21917 | 0.21865 | 0.21812 | 43695.1925 | 11882.694 | 138809.1791 | 37748.4778
| ART033-80719107 | 41 | ART033 | ART | 0 | 0 | 0.001789 | 0.0018153 | 0.0018258 | 0.0018285 | 0.0018337 | 0.0018574 | 0.0018863 | 0.0018785 | 0.0018785 | 0.0018785 | 0.0018785 | 0.0018785 | 0.0018785 | 0.0018785 | 0.0018785 | 0.0018785 | 0.0018785 | 0.0018785 | 0.0018785 | 0.0018785 | 0.063922 | 0.06446 | 0.064998 | 0.065537 | 0.066075 | 0.06609 | 0.066105 | 0.06612 | 0.066135 | 0.066149 | 0.066164 | 0.066179 | 0.066194 | 0.066209 | 0.066224 | 0.066239 | 0.066254 | 0.066269 | 0.066283 | 0.066298 | 0.0033163 | 0.0033934 | 0.0034416 | 0.0034751 | 0.0035137 | 0.0035599 | 0.0036162 | 0.0036019 | 0.0036027 | 0.0036035 | 0.0036043 | 0.0036051 | 0.0036059 | 0.0036067 | 0.0036076 | 0.0036084 | 0.0036092 | 0.00361 | 0.0036108 | 0.0036116 | 43695.1925 | 11882.694 | 2240.6692 | 609.339
| ART034-15411844 | 338 | ART034 | ART | 0 | 0 | 0.0011228 | 0.0011289 | 0.001133 | 0.001131 | 0.0011289 | 0.0011351 | 0.0011454 | 0.0011433 | 0.0011433 | 0.0011433 | 0.0011433 | 0.0011433 | 0.0011433 | 0.0011433 | 0.0011433 | 0.0011433 | 0.0011433 | 0.0011433 | 0.0011433 | 0.0011433 | 63.5463 | 64.0829 | 64.6195 | 65.1561 | 65.6927 | 65.7465 | 65.8002 | 65.854 | 65.9078 | 65.9616 | 66.0154 | 66.0692 | 66.123 | 66.1768 | 66.2306 | 66.2844 | 66.3382 | 66.392 | 66.4458 | 66.4996 | 2.0691 | 2.098 | 2.1233 | 2.137 | 2.1507 | 2.1642 | 2.1856 | 2.1835 | 2.1853 | 2.1871 | 2.1888 | 2.1906 | 2.1924 | 2.1942 | 2.196 | 2.1978 | 2.1995 | 2.2013 | 2.2031 | 2.2049 | 43695.1925 | 11882.694 | 1368523.5769 | 372163.2979
| ART034-15411868 | 0 | ART034 | ART | 0 | 0 | 0.0011228 | 0.0011289 | 0.001133 | 0.001131 | 0.0011289 | 0.0011351 | 0.0011454 | 0.0011433 | 0.0011433 | 0.0011433 | 0.0011433 | 0.0011433 | 0.0011433 | 0.0011433 | 0.0011433 | 0.0011433 | 0.0011433 | 0.0011433 | 0.0011433 | 0.0011433 | 3.7579e-06 | 3.8071e-06 | 3.8564e-06 | 3.9057e-06 | 3.955e-06 | 3.9635e-06 | 3.972e-06 | 3.9805e-06 | 3.989e-06 | 3.9975e-06 | 4.006e-06 | 4.0145e-06 | 4.023e-06 | 4.0315e-06 | 4.04e-06 | 4.0485e-06 | 4.057e-06 | 4.0655e-06 | 4.074e-06 | 4.0825e-06 | 1.2236e-07 | 1.2464e-07 | 1.2672e-07 | 1.281e-07 | 1.2948e-07 | 1.3047e-07 | 1.3193e-07 | 1.3198e-07 | 1.3226e-07 | 1.3254e-07 | 1.3282e-07 | 1.3311e-07 | 1.3339e-07 | 1.3367e-07 | 1.3395e-07 | 1.3423e-07 | 1.3452e-07 | 1.348e-07 | 1.3508e-07 | 1.3536e-07 | 43695.1925 | 11882.694 | 0 | 0
| BAN001-15414753 | 0 | BAN001 | BAN | 0 | 0 | 0.0065128 | 0.0065333 | 0.0065128 | 0.0064923 | 0.0064923 | 0.0065333 | 0.0065744 | 0.0065436 | 0.0065436 | 0.0065436 | 0.0065436 | 0.0065436 | 0.0065436 | 0.0065436 | 0.0065436 | 0.0065436 | 0.0065436 | 0.0065436 | 0.0065436 | 0.0065436 | 0 | 0 | 0 | 0 | 0 | 0 | 0 | 0 | 0 | 0 | 0 | 0 | 0 | 0 | 0 | 0 | 0 | 0 | 0 | 0 | 0 | 0 | 0 | 0 | 0 | 0 | 0 | 0 | 0 | 0 | 0 | 0 | 0 | 0 | 0 | 0 | 0 | 0 | 0 | 0 | 44753.327 | 11387.5101 | 0 | 0
| BAN001-15414766 | 143 | BAN001 | BAN | 0 | 0 | 0.0065128 | 0.0065333 | 0.0065128 | 0.0064923 | 0.0064923 | 0.0065333 | 0.0065744 | 0.0065436 | 0.0065436 | 0.0065436 | 0.0065436 | 0.0065436 | 0.0065436 | 0.0065436 | 0.0065436 | 0.0065436 | 0.0065436 | 0.0065436 | 0.0065436 | 0.0065436 | 0 | 0 | 0 | 0 | 0 | 0 | 0 | 0 | 0 | 0 | 0 | 0 | 0 | 0 | 0 | 0 | 0 | 0 | 0 | 0 | 0 | 0 | 0 | 0 | 0 | 0 | 0 | 0 | 0 | 0 | 0 | 0 | 0 | 0 | 0 | 0 | 0 | 0 | 0 | 0 | 44753.327 | 11387.5101 | 0 | 0
| BAN002-15414829 | 172 | BAN002 | BAN | 0 | 0 | 0.0033938 | 0.0034197 | 0.0034326 | 0.0034326 | 0.0034553 | 0.003478 | 0.0034942 | 0.0034974 | 0.0034974 | 0.0034974 | 0.0034974 | 0.0034974 | 0.0034974 | 0.0034974 | 0.0034974 | 0.0034974 | 0.0034974 | 0.0034974 | 0.0034974 | 0.0034974 | 17.8322 | 17.9557 | 18.0793 | 18.2029 | 18.3265 | 18.365 | 18.4035 | 18.442 | 18.4805 | 18.519 | 18.5575 | 18.5961 | 18.6346 | 18.6731 | 18.7116 | 18.7501 | 18.7886 | 18.8271 | 18.8656 | 18.9042 | 1.755 | 1.7807 | 1.7997 | 1.812 | 1.8364 | 1.8523 | 1.8648 | 1.8705 | 1.8744 | 1.8783 | 1.8822 | 1.8861 | 1.89 | 1.8939 | 1.8978 | 1.9017 | 1.9056 | 1.9095 | 1.9134 | 1.9174 | 44753.327 | 11387.5101 | 1202013.2037 | 305852.9596
| BAN003-141839634 | 59 | BAN003 | BAN | 0 | 0 | 0.0012634 | 0.0013031 | 0.0013308 | 0.0013524 | 0.0013801 | 0.0014222 | 0.0014559 | 0.0014715 | 0.0014715 | 0.0014715 | 0.0014715 | 0.0014715 | 0.0014715 | 0.0014715 | 0.0014715 | 0.0014715 | 0.0014715 | 0.0014715 | 0.0014715 | 0.0014715 | 0.039486 | 0.039823 | 0.040161 | 0.040498 | 0.040835 | 0.041 | 0.041165 | 0.04133 | 0.041495 | 0.04166 | 0.041825 | 0.04199 | 0.042155 | 0.04232 | 0.042485 | 0.04265 | 0.042815 | 0.04298 | 0.043145 | 0.04331 | 0.0014467 | 0.0015049 | 0.0015499 | 0.0015883 | 0.0016343 | 0.001691 | 0.001738 | 0.0017637 | 0.0017708 | 0.0017778 | 0.0017849 | 0.0017919 | 0.0017989 | 0.001806 | 0.001813 | 0.0018201 | 0.0018271 | 0.0018341 | 0.0018412 | 0.0018482 | 44753.327 | 11387.5101 | 1106.3597 | 281.5139
| BAN003-141839757 | 47 | BAN003 | BAN | 0 | 0 | 0.0012634 | 0.0013031 | 0.0013308 | 0.0013524 | 0.0013801 | 0.0014222 | 0.0014559 | 0.0014715 | 0.0014715 | 0.0014715 | 0.0014715 | 0.0014715 | 0.0014715 | 0.0014715 | 0.0014715 | 0.0014715 | 0.0014715 | 0.0014715 | 0.0014715 | 0.0014715 | 0.42045 | 0.42272 | 0.42499 | 0.42726 | 0.42953 | 0.43045 | 0.43136 | 0.43228 | 0.4332 | 0.43411 | 0.43503 | 0.43594 | 0.43686 | 0.43777 | 0.43869 | 0.43961 | 0.44052 | 0.44144 | 0.44235 | 0.44327 | 0.015405 | 0.015975 | 0.016401 | 0.016757 | 0.017191 | 0.017754 | 0.018213 | 0.018447 | 0.018487 | 0.018526 | 0.018565 | 0.018604 | 0.018643 | 0.018682 | 0.018721 | 0.01876 | 0.018799 | 0.018838 | 0.018877 | 0.018916 | 44753.327 | 11387.5101 | 11544.348 | 2937.4661
| BAN003-141839920 | 28 | BAN003 | BAN | 0 | 0 | 0.0012634 | 0.0013031 | 0.0013308 | 0.0013524 | 0.0013801 | 0.0014222 | 0.0014559 | 0.0014715 | 0.0014715 | 0.0014715 | 0.0014715 | 0.0014715 | 0.0014715 | 0.0014715 | 0.0014715 | 0.0014715 | 0.0014715 | 0.0014715 | 0.0014715 | 0.0014715 | 0.023229 | 0.023398 | 0.023568 | 0.023738 | 0.023908 | 0.023993 | 0.024078 | 0.024163 | 0.024248 | 0.024333 | 0.024418 | 0.024503 | 0.024588 | 0.024673 | 0.024758 | 0.024843 | 0.024928 | 0.025013 | 0.025099 | 0.025184 | 0.00085106 | 0.00088422 | 0.00090955 | 0.00093101 | 0.00095686 | 0.00098957 | 0.0010166 | 0.0010311 | 0.0010348 | 0.0010384 | 0.001042 | 0.0010457 | 0.0010493 | 0.0010529 | 0.0010566 | 0.0010602 | 0.0010638 | 0.0010674 | 0.0010711 | 0.0010747 | 44753.327 | 11387.5101 | 646.5884 | 164.5248
| BAN003-141840240 | 41 | BAN003 | BAN | 0 | 0 | 0.0012634 | 0.0013031 | 0.0013308 | 0.0013524 | 0.0013801 | 0.0014222 | 0.0014559 | 0.0014715 | 0.0014715 | 0.0014715 | 0.0014715 | 0.0014715 | 0.0014715 | 0.0014715 | 0.0014715 | 0.0014715 | 0.0014715 | 0.0014715 | 0.0014715 | 0.0014715 | 0.73646 | 0.74123 | 0.74601 | 0.75078 | 0.75556 | 0.75919 | 0.76281 | 0.76644 | 0.77006 | 0.77369 | 0.77732 | 0.78094 | 0.78457 | 0.7882 | 0.79182 | 0.79545 | 0.79907 | 0.8027 | 0.80633 | 0.80995 | 0.026982 | 0.028011 | 0.02879 | 0.029446 | 0.03024 | 0.031312 | 0.032207 | 0.032708 | 0.032862 | 0.033017 | 0.033172 | 0.033327 | 0.033481 | 0.033636 | 0.033791 | 0.033946 | 0.0341 | 0.034255 | 0.03441 | 0.034565 | 44753.327 | 11387.5101 | 20573.6376 | 5234.9741
| BAN003-154067153 | 168 | BAN003 | BAN | 0 | 6 | 0.0012634 | 0.0013031 | 0.0013308 | 0.0013524 | 0.0013801 | 0.0014222 | 0.0014559 | 0.0014715 | 0.0014715 | 0.0014715 | 0.0014715 | 0.0014715 | 0.0014715 | 0.0014715 | 0.0014715 | 0.0014715 | 0.0014715 | 0.0014715 | 0.0014715 | 0.0014715 | 139.2057 | 139.8514 | 140.4971 | 141.1427 | 141.7884 | 142.5332 | 143.2779 | 144.0226 | 144.7674 | 145.5121 | 146.2568 | 147.0015 | 147.7463 | 148.491 | 149.2357 | 149.9804 | 150.7252 | 151.4699 | 152.2146 | 152.9594 | 5.1002 | 5.2849 | 5.4221 | 5.5357 | 5.6748 | 5.8787 | 6.0494 | 6.1461 | 6.1779 | 6.2097 | 6.2415 | 6.2733 | 6.305 | 6.3368 | 6.3686 | 6.4004 | 6.4322 | 6.4639 | 6.4957 | 6.5275 | 44753.327 | 11387.5101 | 3873760.592 | 985680.6383
| BAN003-15414742 | 373 | BAN003 | BAN | 0 | 22 | 0.0012634 | 0.0013031 | 0.0013308 | 0.0013524 | 0.0013801 | 0.0014222 | 0.0014559 | 0.0014715 | 0.0014715 | 0.0014715 | 0.0014715 | 0.0014715 | 0.0014715 | 0.0014715 | 0.0014715 | 0.0014715 | 0.0014715 | 0.0014715 | 0.0014715 | 0.0014715 | 320.5546 | 320.8195 | 321.0844 | 321.3493 | 321.6142 | 321.3859 | 321.1576 | 320.9293 | 320.701 | 320.4727 | 320.2444 | 320.0161 | 319.7878 | 319.5595 | 319.3312 | 319.1029 | 318.8746 | 318.6463 | 318.418 | 318.1897 | 11.7445 | 12.1237 | 12.3914 | 12.6034 | 12.8719 | 13.2553 | 13.5596 | 13.6956 | 13.6858 | 13.6761 | 13.6664 | 13.6566 | 13.6469 | 13.6371 | 13.6274 | 13.6176 | 13.6079 | 13.5982 | 13.5884 | 13.5787 | 44753.327 | 11387.5101 | 8540136.5889 | 2173042.7279
| BAN003-159380665 | 65 | BAN003 | BAN | 0 | 0 | 0.0012634 | 0.0013031 | 0.0013308 | 0.0013524 | 0.0013801 | 0.0014222 | 0.0014559 | 0.0014715 | 0.0014715 | 0.0014715 | 0.0014715 | 0.0014715 | 0.0014715 | 0.0014715 | 0.0014715 | 0.0014715 | 0.0014715 | 0.0014715 | 0.0014715 | 0.0014715 | 0.36564 | 0.36928 | 0.37293 | 0.37658 | 0.38023 | 0.38174 | 0.38326 | 0.38477 | 0.38628 | 0.38779 | 0.3893 | 0.39081 | 0.39233 | 0.39384 | 0.39535 | 0.39686 | 0.39837 | 0.39989 | 0.4014 | 0.40291 | 0.013396 | 0.013955 | 0.014392 | 0.01477 | 0.015218 | 0.015745 | 0.016182 | 0.01642 | 0.016484 | 0.016549 | 0.016613 | 0.016678 | 0.016742 | 0.016807 | 0.016871 | 0.016936 | 0.017001 | 0.017065 | 0.01713 | 0.017194 | 44753.327 | 11387.5101 | 10290.2819 | 2618.3682
| BAN003-159380816 | 93 | BAN003 | BAN | 0 | 0 | 0.0012634 | 0.0013031 | 0.0013308 | 0.0013524 | 0.0013801 | 0.0014222 | 0.0014559 | 0.0014715 | 0.0014715 | 0.0014715 | 0.0014715 | 0.0014715 | 0.0014715 | 0.0014715 | 0.0014715 | 0.0014715 | 0.0014715 | 0.0014715 | 0.0014715 | 0.0014715 | 0.78119 | 0.78654 | 0.79189 | 0.79723 | 0.80258 | 0.80477 | 0.80695 | 0.80914 | 0.81133 | 0.81352 | 0.81571 | 0.81789 | 0.82008 | 0.82227 | 0.82446 | 0.82665 | 0.82883 | 0.83102 | 0.83321 | 0.8354 | 0.028621 | 0.029723 | 0.030561 | 0.031268 | 0.032121 | 0.033192 | 0.034071 | 0.03453 | 0.034623 | 0.034717 | 0.03481 | 0.034903 | 0.034997 | 0.03509 | 0.035184 | 0.035277 | 0.03537 | 0.035464 | 0.035557 | 0.03565 | 44753.327 | 11387.5101 | 21618.9386 | 5500.9515
| BAN003-163842570 | 14 | BAN003 | BAN | 0 | 0 | 0.0012634 | 0.0013031 | 0.0013308 | 0.0013524 | 0.0013801 | 0.0014222 | 0.0014559 | 0.0014715 | 0.0014715 | 0.0014715 | 0.0014715 | 0.0014715 | 0.0014715 | 0.0014715 | 0.0014715 | 0.0014715 | 0.0014715 | 0.0014715 | 0.0014715 | 0.0014715 | 0.06279 | 0.063328 | 0.063866 | 0.064404 | 0.064942 | 0.065526 | 0.066111 | 0.066695 | 0.067279 | 0.067863 | 0.068448 | 0.069032 | 0.069616 | 0.070201 | 0.070785 | 0.071369 | 0.071953 | 0.072538 | 0.073122 | 0.073706 | 0.0023005 | 0.0023931 | 0.0024647 | 0.0025259 | 0.0025992 | 0.0027026 | 0.0027913 | 0.0028462 | 0.0028711 | 0.0028961 | 0.002921 | 0.0029459 | 0.0029709 | 0.0029958 | 0.0030207 | 0.0030457 | 0.0030706 | 0.0030955 | 0.0031205 | 0.0031454 | 44753.327 | 11387.5101 | 1804.0948 | 459.053
| BAN003-164488210 | 26 | BAN003 | BAN | 0 | 0 | 0.0012634 | 0.0013031 | 0.0013308 | 0.0013524 | 0.0013801 | 0.0014222 | 0.0014559 | 0.0014715 | 0.0014715 | 0.0014715 | 0.0014715 | 0.0014715 | 0.0014715 | 0.0014715 | 0.0014715 | 0.0014715 | 0.0014715 | 0.0014715 | 0.0014715 | 0.0014715 | 0.065261 | 0.065853 | 0.066444 | 0.067035 | 0.067626 | 0.068164 | 0.068702 | 0.06924 | 0.069777 | 0.070315 | 0.070853 | 0.071391 | 0.071929 | 0.072467 | 0.073005 | 0.073543 | 0.07408 | 0.074618 | 0.075156 | 0.075694 | 0.0023911 | 0.0024885 | 0.0025642 | 0.0026291 | 0.0027066 | 0.0028114 | 0.0029007 | 0.0029548 | 0.0029777 | 0.0030007 | 0.0030236 | 0.0030466 | 0.0030696 | 0.0030925 | 0.0031155 | 0.0031384 | 0.0031614 | 0.0031843 | 0.0032073 | 0.0032302 | 44753.327 | 11387.5101 | 1868.3801 | 475.4104
| BAN003-171330864 | 24 | BAN003 | BAN | 0 | 0 | 0.0012634 | 0.0013031 | 0.0013308 | 0.0013524 | 0.0013801 | 0.0014222 | 0.0014559 | 0.0014715 | 0.0014715 | 0.0014715 | 0.0014715 | 0.0014715 | 0.0014715 | 0.0014715 | 0.0014715 | 0.0014715 | 0.0014715 | 0.0014715 | 0.0014715 | 0.0014715 | 0.29354 | 0.29594 | 0.29835 | 0.30076 | 0.30317 | 0.30515 | 0.30712 | 0.3091 | 0.31107 | 0.31305 | 0.31503 | 0.317 | 0.31898 | 0.32095 | 0.32293 | 0.32491 | 0.32688 | 0.32886 | 0.33083 | 0.33281 | 0.010755 | 0.011184 | 0.011514 | 0.011796 | 0.012134 | 0.012586 | 0.012967 | 0.013191 | 0.013275 | 0.013359 | 0.013444 | 0.013528 | 0.013612 | 0.013697 | 0.013781 | 0.013865 | 0.01395 | 0.014034 | 0.014118 | 0.014203 | 44753.327 | 11387.5101 | 8319.569 | 2116.9192
| BAN003-193118819 | 436 | BAN003 | BAN | 0 | 0 | 0.0012634 | 0.0013031 | 0.0013308 | 0.0013524 | 0.0013801 | 0.0014222 | 0.0014559 | 0.0014715 | 0.0014715 | 0.0014715 | 0.0014715 | 0.0014715 | 0.0014715 | 0.0014715 | 0.0014715 | 0.0014715 | 0.0014715 | 0.0014715 | 0.0014715 | 0.0014715 | 137.8172 | 138.4752 | 139.1333 | 139.7913 | 140.4494 | 141.3116 | 142.1739 | 143.0361 | 143.8984 | 144.7606 | 145.6229 | 146.4852 | 147.3474 | 148.2097 | 149.0719 | 149.9342 | 150.7964 | 151.6587 | 152.5209 | 153.3832 | 5.0494 | 5.2329 | 5.3695 | 5.4827 | 5.6212 | 5.8283 | 6.0027 | 6.104 | 6.1408 | 6.1776 | 6.2144 | 6.2512 | 6.288 | 6.3248 | 6.3616 | 6.3984 | 6.4352 | 6.472 | 6.5088 | 6.5456 | 44753.327 | 11387.5101 | 3854145.5112 | 980689.5696
| BAN003-193396210 | 47 | BAN003 | BAN | 0 | 0 | 0.0012634 | 0.0013031 | 0.0013308 | 0.0013524 | 0.0013801 | 0.0014222 | 0.0014559 | 0.0014715 | 0.0014715 | 0.0014715 | 0.0014715 | 0.0014715 | 0.0014715 | 0.0014715 | 0.0014715 | 0.0014715 | 0.0014715 | 0.0014715 | 0.0014715 | 0.0014715 | 4.2825 | 4.3122 | 4.342 | 4.3717 | 4.4015 | 4.4372 | 4.473 | 4.5087 | 4.5444 | 4.5802 | 4.6159 | 4.6517 | 4.6874 | 4.7231 | 4.7589 | 4.7946 | 4.8304 | 4.8661 | 4.9018 | 4.9376 | 0.1569 | 0.16296 | 0.16757 | 0.17146 | 0.17616 | 0.18301 | 0.18885 | 0.19241 | 0.19393 | 0.19546 | 0.19698 | 0.19851 | 0.20003 | 0.20156 | 0.20308 | 0.20461 | 0.20613 | 0.20766 | 0.20918 | 0.21071 | 44753.327 | 11387.5101 | 121845.8899 | 31003.7576
| BAN003-193396225 | 299 | BAN003 | BAN | 0 | 0 | 0.0012634 | 0.0013031 | 0.0013308 | 0.0013524 | 0.0013801 | 0.0014222 | 0.0014559 | 0.0014715 | 0.0014715 | 0.0014715 | 0.0014715 | 0.0014715 | 0.0014715 | 0.0014715 | 0.0014715 | 0.0014715 | 0.0014715 | 0.0014715 | 0.0014715 | 0.0014715 | 11.4508 | 11.5375 | 11.6242 | 11.7109 | 11.7976 | 11.8655 | 11.9334 | 12.0012 | 12.0691 | 12.137 | 12.2048 | 12.2727 | 12.3406 | 12.4085 | 12.4763 | 12.5442 | 12.6121 | 12.68 | 12.7478 | 12.8157 | 0.41954 | 0.436 | 0.4486 | 0.45931 | 0.47217 | 0.48938 | 0.50384 | 0.51215 | 0.51505 | 0.51794 | 0.52084 | 0.52374 | 0.52663 | 0.52953 | 0.53242 | 0.53532 | 0.53822 | 0.54111 | 0.54401 | 0.54691 | 44753.327 | 11387.5101 | 322610.2592 | 82088.3683
| BAN003-193396423 | 365 | BAN003 | BAN | 0 | 0 | 0.0012634 | 0.0013031 | 0.0013308 | 0.0013524 | 0.0013801 | 0.0014222 | 0.0014559 | 0.0014715 | 0.0014715 | 0.0014715 | 0.0014715 | 0.0014715 | 0.0014715 | 0.0014715 | 0.0014715 | 0.0014715 | 0.0014715 | 0.0014715 | 0.0014715 | 0.0014715 | 50.716 | 50.9504 | 51.1848 | 51.4193 | 51.6537 | 51.8774 | 52.1011 | 52.3248 | 52.5485 | 52.7722 | 52.9959 | 53.2196 | 53.4433 | 53.667 | 53.8907 | 54.1144 | 54.3381 | 54.5617 | 54.7854 | 55.0091 | 1.8581 | 1.9254 | 1.9753 | 2.0167 | 2.0673 | 2.1396 | 2.1998 | 2.2329 | 2.2425 | 2.252 | 2.2616 | 2.2711 | 2.2807 | 2.2902 | 2.2998 | 2.3093 | 2.3189 | 2.3284 | 2.338 | 2.3475 | 44753.327 | 11387.5101 | 1404630.015 | 357408.9252
| BAN003-24598678 | 71 | BAN003 | BAN | 0 | 0 | 0.0012634 | 0.0013031 | 0.0013308 | 0.0013524 | 0.0013801 | 0.0014222 | 0.0014559 | 0.0014715 | 0.0014715 | 0.0014715 | 0.0014715 | 0.0014715 | 0.0014715 | 0.0014715 | 0.0014715 | 0.0014715 | 0.0014715 | 0.0014715 | 0.0014715 | 0.0014715 | 0.040082 | 0.040428 | 0.040774 | 0.04112 | 0.041465 | 0.041689 | 0.041912 | 0.042136 | 0.04236 | 0.042583 | 0.042807 | 0.043031 | 0.043254 | 0.043478 | 0.043702 | 0.043925 | 0.044149 | 0.044372 | 0.044596 | 0.04482 | 0.0014685 | 0.0015278 | 0.0015736 | 0.0016127 | 0.0016596 | 0.0017194 | 0.0017696 | 0.0017981 | 0.0018077 | 0.0018172 | 0.0018268 | 0.0018363 | 0.0018459 | 0.0018554 | 0.001865 | 0.0018745 | 0.001884 | 0.0018936 | 0.0019031 | 0.0019127 | 44753.327 | 11387.5101 | 1131.1602 | 287.8244
| BAN003-24598720 | 161 | BAN003 | BAN | 0 | 0 | 0.0012634 | 0.0013031 | 0.0013308 | 0.0013524 | 0.0013801 | 0.0014222 | 0.0014559 | 0.0014715 | 0.0014715 | 0.0014715 | 0.0014715 | 0.0014715 | 0.0014715 | 0.0014715 | 0.0014715 | 0.0014715 | 0.0014715 | 0.0014715 | 0.0014715 | 0.0014715 | 1.2278 | 1.2286 | 1.2294 | 1.2302 | 1.2309 | 1.2303 | 1.2297 | 1.229 | 1.2284 | 1.2278 | 1.2271 | 1.2265 | 1.2259 | 1.2252 | 1.2246 | 1.2239 | 1.2233 | 1.2227 | 1.222 | 1.2214 | 0.044986 | 0.046429 | 0.047445 | 0.048248 | 0.049266 | 0.050743 | 0.051918 | 0.052449 | 0.052422 | 0.052395 | 0.052367 | 0.05234 | 0.052313 | 0.052286 | 0.052259 | 0.052232 | 0.052205 | 0.052177 | 0.05215 | 0.052123 | 44753.327 | 11387.5101 | 32723.2335 | 8326.4458
| BAN003-24598790 | 259 | BAN003 | BAN | 0 | 0 | 0.0012634 | 0.0013031 | 0.0013308 | 0.0013524 | 0.0013801 | 0.0014222 | 0.0014559 | 0.0014715 | 0.0014715 | 0.0014715 | 0.0014715 | 0.0014715 | 0.0014715 | 0.0014715 | 0.0014715 | 0.0014715 | 0.0014715 | 0.0014715 | 0.0014715 | 0.0014715 | 15.5207 | 15.5928 | 15.6649 | 15.7369 | 15.809 | 15.8467 | 15.8844 | 15.9221 | 15.9598 | 15.9974 | 16.0351 | 16.0728 | 16.1105 | 16.1482 | 16.1858 | 16.2235 | 16.2612 | 16.2989 | 16.3366 | 16.3742 | 0.56865 | 0.58925 | 0.60454 | 0.61721 | 0.63272 | 0.65358 | 0.67066 | 0.67947 | 0.68108 | 0.68269 | 0.68429 | 0.6859 | 0.68751 | 0.68912 | 0.69073 | 0.69233 | 0.69394 | 0.69555 | 0.69716 | 0.69877 | 44753.327 | 11387.5101 | 425626.1328 | 108300.8173
| BAN003-24610965 | 25 | BAN003 | BAN | 0 | 0 | 0.0012634 | 0.0013031 | 0.0013308 | 0.0013524 | 0.0013801 | 0.0014222 | 0.0014559 | 0.0014715 | 0.0014715 | 0.0014715 | 0.0014715 | 0.0014715 | 0.0014715 | 0.0014715 | 0.0014715 | 0.0014715 | 0.0014715 | 0.0014715 | 0.0014715 | 0.0014715 | 0.10312 | 0.10387 | 0.10462 | 0.10537 | 0.10612 | 0.10755 | 0.10898 | 0.11042 | 0.11185 | 0.11328 | 0.11471 | 0.11614 | 0.11758 | 0.11901 | 0.12044 | 0.12187 | 0.1233 | 0.12474 | 0.12617 | 0.1276 | 0.0037782 | 0.0039252 | 0.0040375 | 0.0041326 | 0.0042472 | 0.0044359 | 0.0046014 | 0.004712 | 0.0047731 | 0.0048342 | 0.0048953 | 0.0049564 | 0.0050175 | 0.0050786 | 0.0051397 | 0.0052008 | 0.0052619 | 0.0053231 | 0.0053842 | 0.0054453 | 44753.327 | 11387.5101 | 3016.2279 | 767.4809
| BAN003-79423703 | 27 | BAN003 | BAN | 0 | 0 | 0.0012634 | 0.0013031 | 0.0013308 | 0.0013524 | 0.0013801 | 0.0014222 | 0.0014559 | 0.0014715 | 0.0014715 | 0.0014715 | 0.0014715 | 0.0014715 | 0.0014715 | 0.0014715 | 0.0014715 | 0.0014715 | 0.0014715 | 0.0014715 | 0.0014715 | 0.0014715 | 0.066188 | 0.066658 | 0.067128 | 0.067598 | 0.068067 | 0.068418 | 0.068769 | 0.06912 | 0.069471 | 0.069822 | 0.070173 | 0.070524 | 0.070875 | 0.071226 | 0.071577 | 0.071928 | 0.072279 | 0.07263 | 0.072981 | 0.073332 | 0.002425 | 0.002519 | 0.0025906 | 0.0026512 | 0.0027242 | 0.0028218 | 0.0029035 | 0.0029497 | 0.0029647 | 0.0029796 | 0.0029946 | 0.0030096 | 0.0030246 | 0.0030396 | 0.0030545 | 0.0030695 | 0.0030845 | 0.0030995 | 0.0031144 | 0.0031294 | 44753.327 | 11387.5101 | 1856.1833 | 472.3069
| BAN003-79424004 | 22 | BAN003 | BAN | 0 | 0 | 0.0012634 | 0.0013031 | 0.0013308 | 0.0013524 | 0.0013801 | 0.0014222 | 0.0014559 | 0.0014715 | 0.0014715 | 0.0014715 | 0.0014715 | 0.0014715 | 0.0014715 | 0.0014715 | 0.0014715 | 0.0014715 | 0.0014715 | 0.0014715 | 0.0014715 | 0.0014715 | 0.39892 | 0.40166 | 0.4044 | 0.40713 | 0.40987 | 0.41218 | 0.41448 | 0.41679 | 0.41909 | 0.4214 | 0.42371 | 0.42601 | 0.42832 | 0.43063 | 0.43293 | 0.43524 | 0.43754 | 0.43985 | 0.44216 | 0.44446 | 0.014616 | 0.015179 | 0.015607 | 0.015968 | 0.016404 | 0.017 | 0.0175 | 0.017786 | 0.017885 | 0.017983 | 0.018082 | 0.01818 | 0.018278 | 0.018377 | 0.018475 | 0.018574 | 0.018672 | 0.01877 | 0.018869 | 0.018967 | 44753.327 | 11387.5101 | 11205.2808 | 2851.1902
| BAN003-79424224 | 56 | BAN003 | BAN | 0 | 0 | 0.0012634 | 0.0013031 | 0.0013308 | 0.0013524 | 0.0013801 | 0.0014222 | 0.0014559 | 0.0014715 | 0.0014715 | 0.0014715 | 0.0014715 | 0.0014715 | 0.0014715 | 0.0014715 | 0.0014715 | 0.0014715 | 0.0014715 | 0.0014715 | 0.0014715 | 0.0014715 | 0.38782 | 0.39078 | 0.39374 | 0.3967 | 0.39966 | 0.40205 | 0.40443 | 0.40681 | 0.40919 | 0.41157 | 0.41395 | 0.41633 | 0.41871 | 0.42109 | 0.42347 | 0.42585 | 0.42824 | 0.43062 | 0.433 | 0.43538 | 0.014209 | 0.014768 | 0.015195 | 0.015559 | 0.015996 | 0.016582 | 0.017075 | 0.01736 | 0.017462 | 0.017564 | 0.017665 | 0.017767 | 0.017868 | 0.01797 | 0.018072 | 0.018173 | 0.018275 | 0.018376 | 0.018478 | 0.01858 | 44753.327 | 11387.5101 | 10939.9294 | 2783.6714
| BAN003-79424313 | 43 | BAN003 | BAN | 0 | 0 | 0.0012634 | 0.0013031 | 0.0013308 | 0.0013524 | 0.0013801 | 0.0014222 | 0.0014559 | 0.0014715 | 0.0014715 | 0.0014715 | 0.0014715 | 0.0014715 | 0.0014715 | 0.0014715 | 0.0014715 | 0.0014715 | 0.0014715 | 0.0014715 | 0.0014715 | 0.0014715 | 0.26298 | 0.26544 | 0.26791 | 0.27037 | 0.27283 | 0.27443 | 0.27603 | 0.27763 | 0.27923 | 0.28083 | 0.28243 | 0.28403 | 0.28564 | 0.28724 | 0.28884 | 0.29044 | 0.29204 | 0.29364 | 0.29524 | 0.29684 | 0.0096352 | 0.010031 | 0.010339 | 0.010604 | 0.010919 | 0.011319 | 0.011654 | 0.011848 | 0.011916 | 0.011984 | 0.012053 | 0.012121 | 0.012189 | 0.012258 | 0.012326 | 0.012394 | 0.012463 | 0.012531 | 0.012599 | 0.012668 | 44753.327 | 11387.5101 | 7457.6293 | 1897.5981
| BAN003-79424384 | 77 | BAN003 | BAN | 0 | 0 | 0.0012634 | 0.0013031 | 0.0013308 | 0.0013524 | 0.0013801 | 0.0014222 | 0.0014559 | 0.0014715 | 0.0014715 | 0.0014715 | 0.0014715 | 0.0014715 | 0.0014715 | 0.0014715 | 0.0014715 | 0.0014715 | 0.0014715 | 0.0014715 | 0.0014715 | 0.0014715 | 0.81402 | 0.8201 | 0.82619 | 0.83227 | 0.83836 | 0.84294 | 0.84753 | 0.85211 | 0.8567 | 0.86129 | 0.86587 | 0.87046 | 0.87504 | 0.87963 | 0.88421 | 0.8888 | 0.89338 | 0.89797 | 0.90256 | 0.90714 | 0.029824 | 0.030991 | 0.031884 | 0.032642 | 0.033554 | 0.034766 | 0.035784 | 0.036364 | 0.036559 | 0.036755 | 0.036951 | 0.037147 | 0.037342 | 0.037538 | 0.037734 | 0.037929 | 0.038125 | 0.038321 | 0.038516 | 0.038712 | 44753.327 | 11387.5101 | 22893.5237 | 5825.2704
| BAN003-79424629 | 68 | BAN003 | BAN | 0 | 0 | 0.0012634 | 0.0013031 | 0.0013308 | 0.0013524 | 0.0013801 | 0.0014222 | 0.0014559 | 0.0014715 | 0.0014715 | 0.0014715 | 0.0014715 | 0.0014715 | 0.0014715 | 0.0014715 | 0.0014715 | 0.0014715 | 0.0014715 | 0.0014715 | 0.0014715 | 0.0014715 | 0.5117 | 0.51491 | 0.51813 | 0.52135 | 0.52456 | 0.5279 | 0.53123 | 0.53457 | 0.5379 | 0.54123 | 0.54457 | 0.5479 | 0.55123 | 0.55457 | 0.5579 | 0.56124 | 0.56457 | 0.5679 | 0.57124 | 0.57457 | 0.018748 | 0.019458 | 0.019996 | 0.020447 | 0.020995 | 0.021773 | 0.022429 | 0.022812 | 0.022955 | 0.023097 | 0.023239 | 0.023382 | 0.023524 | 0.023666 | 0.023808 | 0.023951 | 0.024093 | 0.024235 | 0.024377 | 0.02452 | 44753.327 | 11387.5101 | 14398.4251 | 3663.6876
| BAN003-79424820 | 55 | BAN003 | BAN | 0 | 0 | 0.0012634 | 0.0013031 | 0.0013308 | 0.0013524 | 0.0013801 | 0.0014222 | 0.0014559 | 0.0014715 | 0.0014715 | 0.0014715 | 0.0014715 | 0.0014715 | 0.0014715 | 0.0014715 | 0.0014715 | 0.0014715 | 0.0014715 | 0.0014715 | 0.0014715 | 0.0014715 | 0.17995 | 0.18176 | 0.18357 | 0.18539 | 0.1872 | 0.18798 | 0.18877 | 0.18955 | 0.19034 | 0.19113 | 0.19191 | 0.1927 | 0.19348 | 0.19427 | 0.19505 | 0.19584 | 0.19662 | 0.19741 | 0.19819 | 0.19898 | 0.0065929 | 0.0068686 | 0.0070845 | 0.0072709 | 0.0074923 | 0.0077533 | 0.0079701 | 0.0080892 | 0.0081227 | 0.0081562 | 0.0081897 | 0.0082232 | 0.0082567 | 0.0082902 | 0.0083237 | 0.0083572 | 0.0083907 | 0.0084242 | 0.0084577 | 0.0084912 | 44753.327 | 11387.5101 | 5071.5921 | 1290.4696
| BAN004-15414853 | 0 | BAN004 | BAN | 0 | 0 | 0.0038653 | 0.0038878 | 0.0038841 | 0.0038803 | 0.0038878 | 0.0039217 | 0.0039405 | 0.003933 | 0.003933 | 0.003933 | 0.003933 | 0.003933 | 0.003933 | 0.003933 | 0.003933 | 0.003933 | 0.003933 | 0.003933 | 0.003933 | 0.003933 | 0 | 0 | 0 | 0 | 0 | 0 | 0 | 0 | 0 | 0 | 0 | 0 | 0 | 0 | 0 | 0 | 0 | 0 | 0 | 0 | 0 | 0 | 0 | 0 | 0 | 0 | 0 | 0 | 0 | 0 | 0 | 0 | 0 | 0 | 0 | 0 | 0 | 0 | 0 | 0 | 44753.327 | 11387.5101 | 0 | 0
| BAN004-15414866 | 0 | BAN004 | BAN | 0 | 0 | 0.0038653 | 0.0038878 | 0.0038841 | 0.0038803 | 0.0038878 | 0.0039217 | 0.0039405 | 0.003933 | 0.003933 | 0.003933 | 0.003933 | 0.003933 | 0.003933 | 0.003933 | 0.003933 | 0.003933 | 0.003933 | 0.003933 | 0.003933 | 0.003933 | 0 | 0 | 0 | 0 | 0 | 0 | 0 | 0 | 0 | 0 | 0 | 0 | 0 | 0 | 0 | 0 | 0 | 0 | 0 | 0 | 0 | 0 | 0 | 0 | 0 | 0 | 0 | 0 | 0 | 0 | 0 | 0 | 0 | 0 | 0 | 0 | 0 | 0 | 0 | 0 | 44753.327 | 11387.5101 | 0 | 0
| BAN004-15414892 | 187 | BAN004 | BAN | 0 | 0 | 0.0038653 | 0.0038878 | 0.0038841 | 0.0038803 | 0.0038878 | 0.0039217 | 0.0039405 | 0.003933 | 0.003933 | 0.003933 | 0.003933 | 0.003933 | 0.003933 | 0.003933 | 0.003933 | 0.003933 | 0.003933 | 0.003933 | 0.003933 | 0.003933 | 2.9688 | 2.9935 | 3.0182 | 3.0429 | 3.0676 | 3.0788 | 3.0901 | 3.1014 | 3.1126 | 3.1239 | 3.1351 | 3.1464 | 3.1576 | 3.1689 | 3.1801 | 3.1914 | 3.2026 | 3.2139 | 3.2252 | 3.2364 | 0.33278 | 0.33751 | 0.33996 | 0.34241 | 0.34586 | 0.35016 | 0.35312 | 0.35373 | 0.35502 | 0.3563 | 0.35758 | 0.35887 | 0.36015 | 0.36143 | 0.36272 | 0.364 | 0.36528 | 0.36657 | 0.36785 | 0.36914 | 44753.327 | 11387.5101 | 228426.3365 | 58123.2143
| BAN005-15414666 | 148 | BAN005 | BAN | 0 | 0 | 0.002873 | 0.0028384 | 0.0028141 | 0.0027864 | 0.0027553 | 0.0027345 | 0.002738 | 0.002731 | 0.002731 | 0.002731 | 0.002731 | 0.002731 | 0.002731 | 0.002731 | 0.002731 | 0.002731 | 0.002731 | 0.002731 | 0.002731 | 0.002731 | 0 | 0 | 0 | 0 | 0 | 0 | 0 | 0 | 0 | 0 | 0 | 0 | 0 | 0 | 0 | 0 | 0 | 0 | 0 | 0 | 0 | 0 | 0 | 0 | 0 | 0 | 0 | 0 | 0 | 0 | 0 | 0 | 0 | 0 | 0 | 0 | 0 | 0 | 0 | 0 | 44753.327 | 11387.5101 | 0 | 0
| BAN006-15414916 | 352 | BAN006 | BAN | 0 | 0 | 0.0010256 | 0.0010412 | 0.0010567 | 0.0010594 | 0.0010685 | 0.0010859 | 0.0011096 | 0.0011215 | 0.0011215 | 0.0011215 | 0.0011215 | 0.0011215 | 0.0011215 | 0.0011215 | 0.0011215 | 0.0011215 | 0.0011215 | 0.0011215 | 0.0011215 | 0.0011215 | 31.9385 | 32.1947 | 32.4509 | 32.7071 | 32.9632 | 33.1131 | 33.263 | 33.4129 | 33.5628 | 33.7127 | 33.8626 | 34.0125 | 34.1624 | 34.3122 | 34.4621 | 34.612 | 34.7619 | 34.9118 | 35.0617 | 35.2116 | 0.94997 | 0.97207 | 0.9944 | 1.0048 | 1.0214 | 1.0427 | 1.0703 | 1.0867 | 1.0915 | 1.0964 | 1.1013 | 1.1062 | 1.111 | 1.1159 | 1.1208 | 1.1257 | 1.1305 | 1.1354 | 1.1403 | 1.1452 | 44753.327 | 11387.5101 | 690455.4376 | 175686.7881
| BAN006-157281583 | 19 | BAN006 | BAN | 0 | 0 | 0.0010256 | 0.0010412 | 0.0010567 | 0.0010594 | 0.0010685 | 0.0010859 | 0.0011096 | 0.0011215 | 0.0011215 | 0.0011215 | 0.0011215 | 0.0011215 | 0.0011215 | 0.0011215 | 0.0011215 | 0.0011215 | 0.0011215 | 0.0011215 | 0.0011215 | 0.0011215 | 0.0024723 | 0.0024958 | 0.0025193 | 0.0025429 | 0.0025664 | 0.0025691 | 0.0025717 | 0.0025744 | 0.002577 | 0.0025796 | 0.0025823 | 0.0025849 | 0.0025876 | 0.0025902 | 0.0025929 | 0.0025955 | 0.0025982 | 0.0026008 | 0.0026034 | 0.0026061 | 7.3534e-05 | 7.5357e-05 | 7.7201e-05 | 7.8124e-05 | 7.9527e-05 | 8.09e-05 | 8.2753e-05 | 8.3724e-05 | 8.381e-05 | 8.3896e-05 | 8.3982e-05 | 8.4068e-05 | 8.4154e-05 | 8.424e-05 | 8.4326e-05 | 8.4412e-05 | 8.4498e-05 | 8.4584e-05 | 8.4669e-05 | 8.4755e-05 | 44753.327 | 11387.5101 | 52.7574 | 13.4242
| BAN006-161068079 | 65 | BAN006 | BAN | 0 | 0 | 0.0010256 | 0.0010412 | 0.0010567 | 0.0010594 | 0.0010685 | 0.0010859 | 0.0011096 | 0.0011215 | 0.0011215 | 0.0011215 | 0.0011215 | 0.0011215 | 0.0011215 | 0.0011215 | 0.0011215 | 0.0011215 | 0.0011215 | 0.0011215 | 0.0011215 | 0.0011215 | 0.010241 | 0.010329 | 0.010417 | 0.010504 | 0.010592 | 0.010612 | 0.010632 | 0.010652 | 0.010671 | 0.010691 | 0.010711 | 0.010731 | 0.01075 | 0.01077 | 0.01079 | 0.01081 | 0.010829 | 0.010849 | 0.010869 | 0.010889 | 0.00030459 | 0.00031186 | 0.0003192 | 0.00032273 | 0.00032823 | 0.00033418 | 0.00034211 | 0.00034641 | 0.00034706 | 0.0003477 | 0.00034834 | 0.00034898 | 0.00034963 | 0.00035027 | 0.00035091 | 0.00035155 | 0.00035219 | 0.00035284 | 0.00035348 | 0.00035412 | 44753.327 | 11387.5101 | 218.7972 | 55.6731
| BAN006-193339101 | 340 | BAN006 | BAN | 0 | 0 | 0.0010256 | 0.0010412 | 0.0010567 | 0.0010594 | 0.0010685 | 0.0010859 | 0.0011096 | 0.0011215 | 0.0011215 | 0.0011215 | 0.0011215 | 0.0011215 | 0.0011215 | 0.0011215 | 0.0011215 | 0.0011215 | 0.0011215 | 0.0011215 | 0.0011215 | 0.0011215 | 4.6388 | 4.6678 | 4.6968 | 4.7258 | 4.7548 | 4.7673 | 4.7799 | 4.7924 | 4.805 | 4.8176 | 4.8301 | 4.8427 | 4.8552 | 4.8678 | 4.8804 | 4.8929 | 4.9055 | 4.918 | 4.9306 | 4.9432 | 0.13798 | 0.14094 | 0.14393 | 0.14519 | 0.14734 | 0.15012 | 0.15381 | 0.15586 | 0.15627 | 0.15668 | 0.15709 | 0.15749 | 0.1579 | 0.15831 | 0.15872 | 0.15913 | 0.15954 | 0.15995 | 0.16035 | 0.16076 | 44753.327 | 11387.5101 | 98739.4891 | 25124.3205
| BAN006-193339124 | 580 | BAN006 | BAN | 0 | 0 | 0.0010256 | 0.0010412 | 0.0010567 | 0.0010594 | 0.0010685 | 0.0010859 | 0.0011096 | 0.0011215 | 0.0011215 | 0.0011215 | 0.0011215 | 0.0011215 | 0.0011215 | 0.0011215 | 0.0011215 | 0.0011215 | 0.0011215 | 0.0011215 | 0.0011215 | 0.0011215 | 12.0895 | 12.1423 | 12.1952 | 12.2481 | 12.301 | 12.301 | 12.301 | 12.301 | 12.301 | 12.301 | 12.301 | 12.301 | 12.301 | 12.3011 | 12.3011 | 12.3011 | 12.3011 | 12.3011 | 12.3011 | 12.3011 | 0.35958 | 0.36662 | 0.3737 | 0.37629 | 0.38117 | 0.38736 | 0.39582 | 0.40005 | 0.40005 | 0.40005 | 0.40006 | 0.40006 | 0.40006 | 0.40006 | 0.40006 | 0.40006 | 0.40006 | 0.40006 | 0.40006 | 0.40006 | 44753.327 | 11387.5101 | 252299.0784 | 64197.6474
| BAN006-193339156 | 216 | BAN006 | BAN | 0 | 0 | 0.0010256 | 0.0010412 | 0.0010567 | 0.0010594 | 0.0010685 | 0.0010859 | 0.0011096 | 0.0011215 | 0.0011215 | 0.0011215 | 0.0011215 | 0.0011215 | 0.0011215 | 0.0011215 | 0.0011215 | 0.0011215 | 0.0011215 | 0.0011215 | 0.0011215 | 0.0011215 | 5.7285 | 5.7834 | 5.8382 | 5.8931 | 5.9479 | 5.9577 | 5.9676 | 5.9774 | 5.9872 | 5.997 | 6.0069 | 6.0167 | 6.0265 | 6.0363 | 6.0462 | 6.056 | 6.0658 | 6.0756 | 6.0855 | 6.0953 | 0.17039 | 0.17462 | 0.1789 | 0.18105 | 0.18431 | 0.18761 | 0.19203 | 0.1944 | 0.19472 | 0.19504 | 0.19536 | 0.19568 | 0.196 | 0.19631 | 0.19663 | 0.19695 | 0.19727 | 0.19759 | 0.19791 | 0.19823 | 44753.327 | 11387.5101 | 122656.846 | 31210.1059
| BAN006-193339179 | 361 | BAN006 | BAN | 0 | 0 | 0.0010256 | 0.0010412 | 0.0010567 | 0.0010594 | 0.0010685 | 0.0010859 | 0.0011096 | 0.0011215 | 0.0011215 | 0.0011215 | 0.0011215 | 0.0011215 | 0.0011215 | 0.0011215 | 0.0011215 | 0.0011215 | 0.0011215 | 0.0011215 | 0.0011215 | 0.0011215 | 19.6147 | 19.664 | 19.7134 | 19.7628 | 19.8121 | 19.8745 | 19.9368 | 19.9992 | 20.0616 | 20.1239 | 20.1863 | 20.2487 | 20.311 | 20.3734 | 20.4358 | 20.4981 | 20.5605 | 20.6228 | 20.6852 | 20.7476 | 0.58341 | 0.59373 | 0.60408 | 0.60717 | 0.61392 | 0.62585 | 0.64153 | 0.65042 | 0.65245 | 0.65447 | 0.6565 | 0.65853 | 0.66056 | 0.66259 | 0.66461 | 0.66664 | 0.66867 | 0.6707 | 0.67273 | 0.67475 | 44753.327 | 11387.5101 | 413401.5767 | 105190.2719
| BAN006-72501199 | 167 | BAN006 | BAN | 0 | 0 | 0.0010256 | 0.0010412 | 0.0010567 | 0.0010594 | 0.0010685 | 0.0010859 | 0.0011096 | 0.0011215 | 0.0011215 | 0.0011215 | 0.0011215 | 0.0011215 | 0.0011215 | 0.0011215 | 0.0011215 | 0.0011215 | 0.0011215 | 0.0011215 | 0.0011215 | 0.0011215 | 0.20126 | 0.20248 | 0.2037 | 0.20492 | 0.20614 | 0.20602 | 0.20591 | 0.20579 | 0.20568 | 0.20557 | 0.20545 | 0.20534 | 0.20522 | 0.20511 | 0.205 | 0.20488 | 0.20477 | 0.20465 | 0.20454 | 0.20443 | 0.0059863 | 0.0061136 | 0.006242 | 0.0062956 | 0.0063876 | 0.0064876 | 0.0066257 | 0.0066929 | 0.0066891 | 0.0066854 | 0.0066817 | 0.006678 | 0.0066743 | 0.0066706 | 0.0066669 | 0.0066632 | 0.0066595 | 0.0066558 | 0.0066521 | 0.0066484 | 44753.327 | 11387.5101 | 4211.6361 | 1071.6533
| BAN006-72501281 | 96 | BAN006 | BAN | 0 | 0 | 0.0010256 | 0.0010412 | 0.0010567 | 0.0010594 | 0.0010685 | 0.0010859 | 0.0011096 | 0.0011215 | 0.0011215 | 0.0011215 | 0.0011215 | 0.0011215 | 0.0011215 | 0.0011215 | 0.0011215 | 0.0011215 | 0.0011215 | 0.0011215 | 0.0011215 | 0.0011215 | 0.38162 | 0.3846 | 0.38758 | 0.39055 | 0.39353 | 0.39497 | 0.3964 | 0.39783 | 0.39927 | 0.4007 | 0.40214 | 0.40357 | 0.405 | 0.40644 | 0.40787 | 0.4093 | 0.41074 | 0.41217 | 0.41361 | 0.41504 | 0.011351 | 0.011612 | 0.011877 | 0.011999 | 0.012195 | 0.012438 | 0.012755 | 0.012938 | 0.012985 | 0.013032 | 0.013078 | 0.013125 | 0.013172 | 0.013218 | 0.013265 | 0.013311 | 0.013358 | 0.013405 | 0.013451 | 0.013498 | 44753.327 | 11387.5101 | 8206.4851 | 2088.1449
| BAN006-84647249 | 76 | BAN006 | BAN | 0 | 0 | 0.0010256 | 0.0010412 | 0.0010567 | 0.0010594 | 0.0010685 | 0.0010859 | 0.0011096 | 0.0011215 | 0.0011215 | 0.0011215 | 0.0011215 | 0.0011215 | 0.0011215 | 0.0011215 | 0.0011215 | 0.0011215 | 0.0011215 | 0.0011215 | 0.0011215 | 0.0011215 | 0.11931 | 0.12038 | 0.12145 | 0.12253 | 0.1236 | 0.12369 | 0.12377 | 0.12385 | 0.12394 | 0.12402 | 0.1241 | 0.12419 | 0.12427 | 0.12436 | 0.12444 | 0.12452 | 0.12461 | 0.12469 | 0.12478 | 0.12486 | 0.0035486 | 0.0036347 | 0.0037218 | 0.0037644 | 0.0038301 | 0.0038949 | 0.0039827 | 0.004028 | 0.0040307 | 0.0040334 | 0.0040362 | 0.0040389 | 0.0040416 | 0.0040444 | 0.0040471 | 0.0040498 | 0.0040525 | 0.0040553 | 0.004058 | 0.0040607 | 44753.327 | 11387.5101 | 2537.033 | 645.5495
| BAN006-85222599 | 32 | BAN006 | BAN | 0 | 0 | 0.0010256 | 0.0010412 | 0.0010567 | 0.0010594 | 0.0010685 | 0.0010859 | 0.0011096 | 0.0011215 | 0.0011215 | 0.0011215 | 0.0011215 | 0.0011215 | 0.0011215 | 0.0011215 | 0.0011215 | 0.0011215 | 0.0011215 | 0.0011215 | 0.0011215 | 0.0011215 | 0.10666 | 0.10764 | 0.10862 | 0.10961 | 0.11059 | 0.11093 | 0.11127 | 0.1116 | 0.11194 | 0.11228 | 0.11262 | 0.11296 | 0.1133 | 0.11364 | 0.11398 | 0.11432 | 0.11466 | 0.115 | 0.11534 | 0.11568 | 0.0031725 | 0.0032501 | 0.0033286 | 0.0033674 | 0.0034268 | 0.0034931 | 0.0035803 | 0.0036296 | 0.0036407 | 0.0036517 | 0.0036627 | 0.0036738 | 0.0036848 | 0.0036958 | 0.0037069 | 0.0037179 | 0.0037289 | 0.00374 | 0.003751 | 0.003762 | 44753.327 | 11387.5101 | 2297.5366 | 584.6095
| BAN007-15414603 | 30 | BAN007 | BAN | 0 | 0 | 0.00011483 | 0.00011692 | 0.00011797 | 0.00011901 | 0.00012005 | 0.00012319 | 0.00012423 | 0.00012423 | 0.00012423 | 0.00012423 | 0.00012423 | 0.00012423 | 0.00012423 | 0.00012423 | 0.00012423 | 0.00012423 | 0.00012423 | 0.00012423 | 0.00012423 | 0.00012423 | 0 | 0 | 0 | 0 | 0 | 0 | 0 | 0 | 0 | 0 | 0 | 0 | 0 | 0 | 0 | 0 | 0 | 0 | 0 | 0 | 0 | 0 | 0 | 0 | 0 | 0 | 0 | 0 | 0 | 0 | 0 | 0 | 0 | 0 | 0 | 0 | 0 | 0 | 0 | 0 | 44753.327 | 11387.5101 | 0 | 0
| BAN007-156954231 | 121 | BAN007 | BAN | 0 | 0 | 0.00011483 | 0.00011692 | 0.00011797 | 0.00011901 | 0.00012005 | 0.00012319 | 0.00012423 | 0.00012423 | 0.00012423 | 0.00012423 | 0.00012423 | 0.00012423 | 0.00012423 | 0.00012423 | 0.00012423 | 0.00012423 | 0.00012423 | 0.00012423 | 0.00012423 | 0.00012423 | 8.7836 | 8.8379 | 8.8923 | 8.9466 | 9.001 | 9.0294 | 9.0578 | 9.0862 | 9.1146 | 9.143 | 9.1714 | 9.1998 | 9.2282 | 9.2566 | 9.285 | 9.3134 | 9.3419 | 9.3703 | 9.3987 | 9.4271 | 0.029251 | 0.029967 | 0.030421 | 0.030878 | 0.031338 | 0.032257 | 0.032632 | 0.032735 | 0.032837 | 0.032939 | 0.033042 | 0.033144 | 0.033246 | 0.033349 | 0.033451 | 0.033553 | 0.033656 | 0.033758 | 0.03386 | 0.033963 | 44753.327 | 11387.5101 | 20875.9559 | 5311.8991
| BAN007-24598874 | 288 | BAN007 | BAN | 0 | 0 | 0.00011483 | 0.00011692 | 0.00011797 | 0.00011901 | 0.00012005 | 0.00012319 | 0.00012423 | 0.00012423 | 0.00012423 | 0.00012423 | 0.00012423 | 0.00012423 | 0.00012423 | 0.00012423 | 0.00012423 | 0.00012423 | 0.00012423 | 0.00012423 | 0.00012423 | 0.00012423 | 0 | 0 | 0 | 0 | 0 | 0 | 0 | 0 | 0 | 0 | 0 | 0 | 0 | 0 | 0 | 0 | 0 | 0 | 0 | 0 | 0 | 0 | 0 | 0 | 0 | 0 | 0 | 0 | 0 | 0 | 0 | 0 | 0 | 0 | 0 | 0 | 0 | 0 | 0 | 0 | 44753.327 | 11387.5101 | 0 | 0
| BAN007-24598888 | 18 | BAN007 | BAN | 0 | 0 | 0.00011483 | 0.00011692 | 0.00011797 | 0.00011901 | 0.00012005 | 0.00012319 | 0.00012423 | 0.00012423 | 0.00012423 | 0.00012423 | 0.00012423 | 0.00012423 | 0.00012423 | 0.00012423 | 0.00012423 | 0.00012423 | 0.00012423 | 0.00012423 | 0.00012423 | 0.00012423 | 1.3454 | 1.3481 | 1.3508 | 1.3536 | 1.3563 | 1.3571 | 1.3579 | 1.3587 | 1.3595 | 1.3603 | 1.3612 | 1.362 | 1.3628 | 1.3636 | 1.3644 | 1.3653 | 1.3661 | 1.3669 | 1.3677 | 1.3685 | 0.0044806 | 0.0045712 | 0.0046213 | 0.0046715 | 0.0047219 | 0.004848 | 0.0048921 | 0.004895 | 0.0048979 | 0.0049009 | 0.0049038 | 0.0049068 | 0.0049097 | 0.0049127 | 0.0049156 | 0.0049186 | 0.0049215 | 0.0049245 | 0.0049274 | 0.0049303 | 44753.327 | 11387.5101 | 3112.9081 | 792.0813
| BAN008-15414979 | 463 | BAN008 | BAN | 0 | 0 | 1.2167e-05 | 1.2167e-05 | 1.3519e-05 | 1.3519e-05 | 1.3519e-05 | 1.3519e-05 | 1.3519e-05 | 1.3519e-05 | 1.3519e-05 | 1.3519e-05 | 1.3519e-05 | 1.3519e-05 | 1.3519e-05 | 1.3519e-05 | 1.3519e-05 | 1.3519e-05 | 1.3519e-05 | 1.3519e-05 | 1.3519e-05 | 1.3519e-05 | 80.3681 | 80.8096 | 81.2512 | 81.6927 | 82.1342 | 82.3457 | 82.5572 | 82.7687 | 82.9802 | 83.1917 | 83.4032 | 83.6147 | 83.8262 | 84.0377 | 84.2492 | 84.4607 | 84.6722 | 84.8837 | 85.0952 | 85.3067 | 0.028358 | 0.028513 | 0.031855 | 0.032028 | 0.032201 | 0.032284 | 0.032367 | 0.03245 | 0.032532 | 0.032615 | 0.032698 | 0.032781 | 0.032864 | 0.032947 | 0.03303 | 0.033113 | 0.033196 | 0.033279 | 0.033362 | 0.033445 | 44753.327 | 11387.5101 | 20759.3276 | 5282.223
| BAN008-193386449 | 304 | BAN008 | BAN | 0 | 0 | 1.2167e-05 | 1.2167e-05 | 1.3519e-05 | 1.3519e-05 | 1.3519e-05 | 1.3519e-05 | 1.3519e-05 | 1.3519e-05 | 1.3519e-05 | 1.3519e-05 | 1.3519e-05 | 1.3519e-05 | 1.3519e-05 | 1.3519e-05 | 1.3519e-05 | 1.3519e-05 | 1.3519e-05 | 1.3519e-05 | 1.3519e-05 | 1.3519e-05 | 22.3475 | 22.5221 | 22.6968 | 22.8714 | 23.046 | 23.1748 | 23.3036 | 23.4324 | 23.5613 | 23.6901 | 23.8189 | 23.9477 | 24.0765 | 24.2053 | 24.3342 | 24.463 | 24.5918 | 24.7206 | 24.8494 | 24.9782 | 0.0078852 | 0.0079468 | 0.0088983 | 0.0089667 | 0.0090352 | 0.0090857 | 0.0091362 | 0.0091867 | 0.0092372 | 0.0092877 | 0.0093382 | 0.0093887 | 0.0094392 | 0.0094897 | 0.0095402 | 0.0095907 | 0.0096412 | 0.0096917 | 0.0097422 | 0.0097927 | 44753.327 | 11387.5101 | 5905.5082 | 1502.66
| BAN008-193386491 | 345 | BAN008 | BAN | 0 | 0 | 1.2167e-05 | 1.2167e-05 | 1.3519e-05 | 1.3519e-05 | 1.3519e-05 | 1.3519e-05 | 1.3519e-05 | 1.3519e-05 | 1.3519e-05 | 1.3519e-05 | 1.3519e-05 | 1.3519e-05 | 1.3519e-05 | 1.3519e-05 | 1.3519e-05 | 1.3519e-05 | 1.3519e-05 | 1.3519e-05 | 1.3519e-05 | 1.3519e-05 | 235.0751 | 236.1877 | 237.3002 | 238.4127 | 239.5253 | 240.5491 | 241.5729 | 242.5967 | 243.6205 | 244.6442 | 245.668 | 246.6918 | 247.7156 | 248.7394 | 249.7632 | 250.787 | 251.8108 | 252.8346 | 253.8584 | 254.8822 | 0.082945 | 0.083338 | 0.093034 | 0.09347 | 0.093906 | 0.094307 | 0.094709 | 0.09511 | 0.095512 | 0.095913 | 0.096314 | 0.096716 | 0.097117 | 0.097518 | 0.09792 | 0.098321 | 0.098723 | 0.099124 | 0.099525 | 0.099927 | 44753.327 | 11387.5101 | 61085.4131 | 15543.2189
| BAN008-193386514 | 223 | BAN008 | BAN | 0 | 0 | 1.2167e-05 | 1.2167e-05 | 1.3519e-05 | 1.3519e-05 | 1.3519e-05 | 1.3519e-05 | 1.3519e-05 | 1.3519e-05 | 1.3519e-05 | 1.3519e-05 | 1.3519e-05 | 1.3519e-05 | 1.3519e-05 | 1.3519e-05 | 1.3519e-05 | 1.3519e-05 | 1.3519e-05 | 1.3519e-05 | 1.3519e-05 | 1.3519e-05 | 46.2465 | 46.4957 | 46.7449 | 46.994 | 47.2432 | 47.445 | 47.6469 | 47.8488 | 48.0506 | 48.2525 | 48.4543 | 48.6562 | 48.8581 | 49.0599 | 49.2618 | 49.4637 | 49.6655 | 49.8674 | 50.0692 | 50.2711 | 0.016318 | 0.016406 | 0.018326 | 0.018424 | 0.018522 | 0.018601 | 0.01868 | 0.018759 | 0.018838 | 0.018917 | 0.018997 | 0.019076 | 0.019155 | 0.019234 | 0.019313 | 0.019392 | 0.019471 | 0.019551 | 0.01963 | 0.019709 | 44753.327 | 11387.5101 | 12043.5968 | 3064.5002
| BAN008-193386533 | 184 | BAN008 | BAN | 0 | 0 | 1.2167e-05 | 1.2167e-05 | 1.3519e-05 | 1.3519e-05 | 1.3519e-05 | 1.3519e-05 | 1.3519e-05 | 1.3519e-05 | 1.3519e-05 | 1.3519e-05 | 1.3519e-05 | 1.3519e-05 | 1.3519e-05 | 1.3519e-05 | 1.3519e-05 | 1.3519e-05 | 1.3519e-05 | 1.3519e-05 | 1.3519e-05 | 1.3519e-05 | 0.78678 | 0.79247 | 0.79817 | 0.80386 | 0.80956 | 0.81357 | 0.81757 | 0.82158 | 0.82559 | 0.82959 | 0.8336 | 0.83761 | 0.84161 | 0.84562 | 0.84963 | 0.85363 | 0.85764 | 0.86165 | 0.86565 | 0.86966 | 0.00027761 | 0.00027962 | 0.00031292 | 0.00031516 | 0.00031739 | 0.00031896 | 0.00032053 | 0.0003221 | 0.00032367 | 0.00032524 | 0.00032681 | 0.00032838 | 0.00032996 | 0.00033153 | 0.0003331 | 0.00033467 | 0.00033624 | 0.00033781 | 0.00033938 | 0.00034095 | 44753.327 | 11387.5101 | 206.8561 | 52.6346
| BAN009-15414553 | 446 | BAN009 | BAN | 0 | 0 | 0.0015772 | 0.0015861 | 0.001598 | 0.0015936 | 0.0015951 | 0.001607 | 0.0016263 | 0.0016367 | 0.0016367 | 0.0016367 | 0.0016367 | 0.0016367 | 0.0016367 | 0.0016367 | 0.0016367 | 0.0016367 | 0.0016367 | 0.0016367 | 0.0016367 | 0.0016367 | 113.0541 | 113.7627 | 114.4714 | 115.1801 | 115.8888 | 116.2705 | 116.6523 | 117.0341 | 117.4158 | 117.7976 | 118.1793 | 118.5611 | 118.9429 | 119.3246 | 119.7064 | 120.0882 | 120.4699 | 120.8517 | 121.2335 | 121.6152 | 5.171 | 5.2329 | 5.305 | 5.3229 | 5.3607 | 5.4184 | 5.5016 | 5.5549 | 5.573 | 5.5911 | 5.6093 | 5.6274 | 5.6455 | 5.6636 | 5.6817 | 5.6999 | 5.718 | 5.7361 | 5.7542 | 5.7723 | 44753.327 | 11387.5101 | 3566932.5043 | 907608.0527
| BAN009-199768607 | 45 | BAN009 | BAN | 0 | 3 | 0.0015772 | 0.0015861 | 0.001598 | 0.0015936 | 0.0015951 | 0.001607 | 0.0016263 | 0.0016367 | 0.0016367 | 0.0016367 | 0.0016367 | 0.0016367 | 0.0016367 | 0.0016367 | 0.0016367 | 0.0016367 | 0.0016367 | 0.0016367 | 0.0016367 | 0.0016367 | 46.5187 | 46.8357 | 47.1527 | 47.4697 | 47.7867 | 48.1382 | 48.4898 | 48.8413 | 49.1928 | 49.5444 | 49.8959 | 50.2474 | 50.599 | 50.9505 | 51.302 | 51.6536 | 52.0051 | 52.3566 | 52.7082 | 53.0597 | 2.1277 | 2.1544 | 2.1852 | 2.1938 | 2.2105 | 2.2433 | 2.2869 | 2.3182 | 2.3349 | 2.3516 | 2.3683 | 2.3849 | 2.4016 | 2.4183 | 2.435 | 2.4517 | 2.4684 | 2.4851 | 2.5017 | 2.5184 | 44753.327 | 11387.5101 | 1500271.2229 | 381744.8863
| BAN009-201078585 | 884 | BAN009 | BAN | 0 | 0 | 0.0015772 | 0.0015861 | 0.001598 | 0.0015936 | 0.0015951 | 0.001607 | 0.0016263 | 0.0016367 | 0.0016367 | 0.0016367 | 0.0016367 | 0.0016367 | 0.0016367 | 0.0016367 | 0.0016367 | 0.0016367 | 0.0016367 | 0.0016367 | 0.0016367 | 0.0016367 | 23.8434 | 24.0302 | 24.2169 | 24.4037 | 24.5905 | 24.6961 | 24.8017 | 24.9074 | 25.013 | 25.1187 | 25.2243 | 25.3299 | 25.4356 | 25.5412 | 25.6468 | 25.7525 | 25.8581 | 25.9638 | 26.0694 | 26.175 | 1.0906 | 1.1053 | 1.1223 | 1.1278 | 1.1375 | 1.1509 | 1.1697 | 1.1822 | 1.1872 | 1.1922 | 1.1972 | 1.2023 | 1.2073 | 1.2123 | 1.2173 | 1.2223 | 1.2273 | 1.2323 | 1.2374 | 1.2424 | 44753.327 | 11387.5101 | 759954.8719 | 193370.9597
| BAN009-77240394 | 436 | BAN009 | BAN | 0 | 0 | 0.0015772 | 0.0015861 | 0.001598 | 0.0015936 | 0.0015951 | 0.001607 | 0.0016263 | 0.0016367 | 0.0016367 | 0.0016367 | 0.0016367 | 0.0016367 | 0.0016367 | 0.0016367 | 0.0016367 | 0.0016367 | 0.0016367 | 0.0016367 | 0.0016367 | 0.0016367 | 1.8133 | 1.8242 | 1.8351 | 1.846 | 1.8569 | 1.8667 | 1.8765 | 1.8864 | 1.8962 | 1.906 | 1.9158 | 1.9256 | 1.9354 | 1.9452 | 1.9551 | 1.9649 | 1.9747 | 1.9845 | 1.9943 | 2.0041 | 0.082939 | 0.08391 | 0.085044 | 0.085311 | 0.085895 | 0.086993 | 0.088502 | 0.089534 | 0.09 | 0.090466 | 0.090932 | 0.091397 | 0.091863 | 0.092329 | 0.092795 | 0.093261 | 0.093727 | 0.094193 | 0.094658 | 0.095124 | 44753.327 | 11387.5101 | 57732.8669 | 14690.1616
| BAN009-77240588 | 124 | BAN009 | BAN | 0 | 0 | 0.0015772 | 0.0015861 | 0.001598 | 0.0015936 | 0.0015951 | 0.001607 | 0.0016263 | 0.0016367 | 0.0016367 | 0.0016367 | 0.0016367 | 0.0016367 | 0.0016367 | 0.0016367 | 0.0016367 | 0.0016367 | 0.0016367 | 0.0016367 | 0.0016367 | 0.0016367 | 0.23784 | 0.23971 | 0.24159 | 0.24346 | 0.24534 | 0.24691 | 0.24849 | 0.25006 | 0.25164 | 0.25321 | 0.25479 | 0.25636 | 0.25793 | 0.25951 | 0.26108 | 0.26266 | 0.26423 | 0.26581 | 0.26738 | 0.26896 | 0.010879 | 0.011026 | 0.011196 | 0.011251 | 0.011349 | 0.011507 | 0.011719 | 0.011869 | 0.011944 | 0.012018 | 0.012093 | 0.012168 | 0.012243 | 0.012317 | 0.012392 | 0.012467 | 0.012542 | 0.012616 | 0.012691 | 0.012766 | 44753.327 | 11387.5101 | 7662.0778 | 1949.6202
| BAN009-78742110 | 58 | BAN009 | BAN | 0 | 0 | 0.0015772 | 0.0015861 | 0.001598 | 0.0015936 | 0.0015951 | 0.001607 | 0.0016263 | 0.0016367 | 0.0016367 | 0.0016367 | 0.0016367 | 0.0016367 | 0.0016367 | 0.0016367 | 0.0016367 | 0.0016367 | 0.0016367 | 0.0016367 | 0.0016367 | 0.0016367 | 0.063224 | 0.063798 | 0.064373 | 0.064948 | 0.065522 | 0.065702 | 0.065881 | 0.066061 | 0.06624 | 0.06642 | 0.066599 | 0.066779 | 0.066958 | 0.067138 | 0.067317 | 0.067497 | 0.067676 | 0.067856 | 0.068035 | 0.068215 | 0.0028918 | 0.0029346 | 0.0029832 | 0.0030015 | 0.0030309 | 0.0030618 | 0.0031071 | 0.0031355 | 0.003144 | 0.0031525 | 0.0031611 | 0.0031696 | 0.0031781 | 0.0031866 | 0.0031951 | 0.0032037 | 0.0032122 | 0.0032207 | 0.0032292 | 0.0032377 | 44753.327 | 11387.5101 | 2007.6991 | 510.8602
| BAN009-78742394 | 104 | BAN009 | BAN | 0 | 0 | 0.0015772 | 0.0015861 | 0.001598 | 0.0015936 | 0.0015951 | 0.001607 | 0.0016263 | 0.0016367 | 0.0016367 | 0.0016367 | 0.0016367 | 0.0016367 | 0.0016367 | 0.0016367 | 0.0016367 | 0.0016367 | 0.0016367 | 0.0016367 | 0.0016367 | 0.0016367 | 0.021284 | 0.021491 | 0.021697 | 0.021904 | 0.022111 | 0.022307 | 0.022503 | 0.0227 | 0.022896 | 0.023092 | 0.023288 | 0.023485 | 0.023681 | 0.023877 | 0.024074 | 0.02427 | 0.024466 | 0.024662 | 0.024859 | 0.025055 | 0.00097352 | 0.00098853 | 0.0010055 | 0.0010123 | 0.0010228 | 0.0010395 | 0.0010613 | 0.0010774 | 0.0010867 | 0.001096 | 0.0011054 | 0.0011147 | 0.001124 | 0.0011333 | 0.0011426 | 0.0011519 | 0.0011613 | 0.0011706 | 0.0011799 | 0.0011892 | 44753.327 | 11387.5101 | 698.1833 | 177.6532
| BAN011-15414529 | 89 | BAN011 | BAN | 0 | 1 | 0.013619 | 0.014046 | 0.014447 | 0.014581 | 0.014724 | 0.01516 | 0.015731 | 0.0159 | 0.0159 | 0.0159 | 0.0159 | 0.0159 | 0.0159 | 0.0159 | 0.0159 | 0.0159 | 0.0159 | 0.0159 | 0.0159 | 0.0159 | 7.7984 | 7.835 | 7.8715 | 7.9081 | 7.9447 | 7.9465 | 7.9483 | 7.9501 | 7.9518 | 7.9536 | 7.9554 | 7.9572 | 7.959 | 7.9607 | 7.9625 | 7.9643 | 7.9661 | 7.9678 | 7.9696 | 7.9714 | 3.0799 | 3.1915 | 3.298 | 3.344 | 3.3923 | 3.4937 | 3.626 | 3.6658 | 3.6666 | 3.6675 | 3.6683 | 3.6691 | 3.6699 | 3.6707 | 3.6716 | 3.6724 | 3.6732 | 3.674 | 3.6748 | 3.6757 | 44753.327 | 11387.5101 | 2281676.0914 | 580573.8101
| BAN011-171348706 | 1 | BAN011 | BAN | 0 | 0 | 0.013619 | 0.014046 | 0.014447 | 0.014581 | 0.014724 | 0.01516 | 0.015731 | 0.0159 | 0.0159 | 0.0159 | 0.0159 | 0.0159 | 0.0159 | 0.0159 | 0.0159 | 0.0159 | 0.0159 | 0.0159 | 0.0159 | 0.0159 | 0 | 0 | 0 | 0 | 0 | 0 | 0 | 0 | 0 | 0 | 0 | 0 | 0 | 0 | 0 | 0 | 0 | 0 | 0 | 0 | 0 | 0 | 0 | 0 | 0 | 0 | 0 | 0 | 0 | 0 | 0 | 0 | 0 | 0 | 0 | 0 | 0 | 0 | 0 | 0 | 44753.327 | 11387.5101 | 0 | 0
| BAN013-15414453 | 394 | BAN013 | BAN | 0 | 0 | 0.0021235 | 0.0021622 | 0.0021991 | 0.0022323 | 0.0022765 | 0.0023373 | 0.0023871 | 0.0024166 | 0.0024166 | 0.0024166 | 0.0024166 | 0.0024166 | 0.0024166 | 0.0024166 | 0.0024166 | 0.0024166 | 0.0024166 | 0.0024166 | 0.0024166 | 0.0024166 | 0 | 0 | 0 | 0 | 0 | 0 | 0 | 0 | 0 | 0 | 0 | 0 | 0 | 0 | 0 | 0 | 0 | 0 | 0 | 0 | 0 | 0 | 0 | 0 | 0 | 0 | 0 | 0 | 0 | 0 | 0 | 0 | 0 | 0 | 0 | 0 | 0 | 0 | 0 | 0 | 44753.327 | 11387.5101 | 0 | 0
| BAN015-15414416 | 194 | BAN015 | BAN | 0 | 0 | 0.00086735 | 0.00088494 | 0.00089975 | 0.00090623 | 0.00091549 | 0.00093122 | 0.00095066 | 0.00096732 | 0.00096732 | 0.00096732 | 0.00096732 | 0.00096732 | 0.00096732 | 0.00096732 | 0.00096732 | 0.00096732 | 0.00096732 | 0.00096732 | 0.00096732 | 0.00096732 | 0 | 0 | 0 | 0 | 0 | 0 | 0 | 0 | 0 | 0 | 0 | 0 | 0 | 0 | 0 | 0 | 0 | 0 | 0 | 0 | 0 | 0 | 0 | 0 | 0 | 0 | 0 | 0 | 0 | 0 | 0 | 0 | 0 | 0 | 0 | 0 | 0 | 0 | 0 | 0 | 44753.327 | 11387.5101 | 0 | 0
| BAN015-24611936 | 392 | BAN015 | BAN | 0 | 0 | 0.00086735 | 0.00088494 | 0.00089975 | 0.00090623 | 0.00091549 | 0.00093122 | 0.00095066 | 0.00096732 | 0.00096732 | 0.00096732 | 0.00096732 | 0.00096732 | 0.00096732 | 0.00096732 | 0.00096732 | 0.00096732 | 0.00096732 | 0.00096732 | 0.00096732 | 0.00096732 | 75.7295 | 76.0765 | 76.4234 | 76.7704 | 77.1173 | 77.3713 | 77.6253 | 77.8793 | 78.1333 | 78.3873 | 78.6413 | 78.8953 | 79.1492 | 79.4032 | 79.6572 | 79.9112 | 80.1652 | 80.4192 | 80.6732 | 80.9272 | 1.9048 | 1.9524 | 1.9941 | 2.0176 | 2.0474 | 2.0894 | 2.1401 | 2.1847 | 2.1918 | 2.199 | 2.2061 | 2.2132 | 2.2203 | 2.2275 | 2.2346 | 2.2417 | 2.2488 | 2.256 | 2.2631 | 2.2702 | 44753.327 | 11387.5101 | 1381160.6805 | 351437.1394
| BAS011-111131839 | 6 | BAS011 | BAS | 0 | 0 | 0.001079 | 0.0011047 | 0.001128 | 0.0011429 | 0.0011595 | 0.0011869 | 0.001216 | 0.0012317 | 0.0012317 | 0.0012317 | 0.0012317 | 0.0012317 | 0.0012317 | 0.0012317 | 0.0012317 | 0.0012317 | 0.0012317 | 0.0012317 | 0.0012317 | 0.0012317 | 0.007553 | 0.00761 | 0.007667 | 0.0077239 | 0.0077809 | 0.00782 | 0.0078591 | 0.0078982 | 0.0079373 | 0.0079764 | 0.0080155 | 0.0080546 | 0.0080937 | 0.0081328 | 0.0081719 | 0.008211 | 0.0082501 | 0.0082892 | 0.0083283 | 0.0083674 | 0.00023634 | 0.00024381 | 0.0002508 | 0.00025601 | 0.00026164 | 0.00026917 | 0.00027714 | 0.00028213 | 0.00028352 | 0.00028492 | 0.00028632 | 0.00028771 | 0.00028911 | 0.00029051 | 0.0002919 | 0.0002933 | 0.0002947 | 0.00029609 | 0.00029749 | 0.00029889 | 37239.5893 | 10803.398 | 148.1103 | 42.9676
| BAS011-134530801 | 23 | BAS011 | BAS | 0 | 0 | 0.001079 | 0.0011047 | 0.001128 | 0.0011429 | 0.0011595 | 0.0011869 | 0.001216 | 0.0012317 | 0.0012317 | 0.0012317 | 0.0012317 | 0.0012317 | 0.0012317 | 0.0012317 | 0.0012317 | 0.0012317 | 0.0012317 | 0.0012317 | 0.0012317 | 0.0012317 | 0.10131 | 0.1018 | 0.10228 | 0.10277 | 0.10326 | 0.10347 | 0.10367 | 0.10388 | 0.10409 | 0.1043 | 0.10451 | 0.10472 | 0.10493 | 0.10514 | 0.10535 | 0.10555 | 0.10576 | 0.10597 | 0.10618 | 0.10639 | 0.0031701 | 0.0032613 | 0.0033458 | 0.0034063 | 0.0034721 | 0.0035613 | 0.0036559 | 0.0037107 | 0.0037182 | 0.0037257 | 0.0037331 | 0.0037406 | 0.0037481 | 0.0037555 | 0.003763 | 0.0037704 | 0.0037779 | 0.0037854 | 0.0037928 | 0.0038003 | 37239.5893 | 10803.398 | 1938.617 | 562.4029
| BAS011-140236715 | 92 | BAS011 | BAS | 0 | 0 | 0.001079 | 0.0011047 | 0.001128 | 0.0011429 | 0.0011595 | 0.0011869 | 0.001216 | 0.0012317 | 0.0012317 | 0.0012317 | 0.0012317 | 0.0012317 | 0.0012317 | 0.0012317 | 0.0012317 | 0.0012317 | 0.0012317 | 0.0012317 | 0.0012317 | 0.0012317 | 0.037571 | 0.037768 | 0.037965 | 0.038162 | 0.038359 | 0.038243 | 0.038128 | 0.038012 | 0.037897 | 0.037781 | 0.037666 | 0.03755 | 0.037435 | 0.037319 | 0.037204 | 0.037088 | 0.036973 | 0.036857 | 0.036742 | 0.036626 | 0.0011757 | 0.00121 | 0.0012419 | 0.0012649 | 0.0012899 | 0.0013164 | 0.0013445 | 0.0013578 | 0.0013537 | 0.0013496 | 0.0013454 | 0.0013413 | 0.0013372 | 0.0013331 | 0.0013289 | 0.0013248 | 0.0013207 | 0.0013166 | 0.0013124 | 0.0013083 | 37239.5893 | 10803.398 | 701.3585 | 203.4677
| BAS011-140237055 | 86 | BAS011 | BAS | 0 | 0 | 0.001079 | 0.0011047 | 0.001128 | 0.0011429 | 0.0011595 | 0.0011869 | 0.001216 | 0.0012317 | 0.0012317 | 0.0012317 | 0.0012317 | 0.0012317 | 0.0012317 | 0.0012317 | 0.0012317 | 0.0012317 | 0.0012317 | 0.0012317 | 0.0012317 | 0.0012317 | 0.022156 | 0.022333 | 0.022511 | 0.022688 | 0.022865 | 0.022794 | 0.022722 | 0.02265 | 0.022579 | 0.022507 | 0.022435 | 0.022363 | 0.022292 | 0.02222 | 0.022148 | 0.022076 | 0.022005 | 0.021933 | 0.021861 | 0.021789 | 0.00069329 | 0.00071551 | 0.00073636 | 0.000752 | 0.00076888 | 0.00078458 | 0.00080125 | 0.00080908 | 0.00080652 | 0.00080395 | 0.00080139 | 0.00079883 | 0.00079627 | 0.0007937 | 0.00079114 | 0.00078858 | 0.00078602 | 0.00078345 | 0.00078089 | 0.00077833 | 37239.5893 | 10803.398 | 417.1188 | 121.0083
| BAS011-15414096 | 1 | BAS011 | BAS | 0 | 0 | 0.001079 | 0.0011047 | 0.001128 | 0.0011429 | 0.0011595 | 0.0011869 | 0.001216 | 0.0012317 | 0.0012317 | 0.0012317 | 0.0012317 | 0.0012317 | 0.0012317 | 0.0012317 | 0.0012317 | 0.0012317 | 0.0012317 | 0.0012317 | 0.0012317 | 0.0012317 | 0 | 0 | 0 | 0 | 0 | 0 | 0 | 0 | 0 | 0 | 0 | 0 | 0 | 0 | 0 | 0 | 0 | 0 | 0 | 0 | 0 | 0 | 0 | 0 | 0 | 0 | 0 | 0 | 0 | 0 | 0 | 0 | 0 | 0 | 0 | 0 | 0 | 0 | 0 | 0 | 37239.5893 | 10803.398 | 0 | 0
| BAS011-15414109 | 450 | BAS011 | BAS | 0 | 0 | 0.001079 | 0.0011047 | 0.001128 | 0.0011429 | 0.0011595 | 0.0011869 | 0.001216 | 0.0012317 | 0.0012317 | 0.0012317 | 0.0012317 | 0.0012317 | 0.0012317 | 0.0012317 | 0.0012317 | 0.0012317 | 0.0012317 | 0.0012317 | 0.0012317 | 0.0012317 | 61.1409 | 61.4579 | 61.7749 | 62.0918 | 62.4088 | 62.5276 | 62.6464 | 62.7651 | 62.8839 | 63.0027 | 63.1215 | 63.2403 | 63.359 | 63.4778 | 63.5966 | 63.7154 | 63.8342 | 63.9529 | 64.0717 | 64.1905 | 1.9132 | 1.969 | 2.0208 | 2.058 | 2.0986 | 2.1522 | 2.2091 | 2.242 | 2.2462 | 2.2505 | 2.2547 | 2.259 | 2.2632 | 2.2675 | 2.2717 | 2.2759 | 2.2802 | 2.2844 | 2.2887 | 2.2929 | 37239.5893 | 10803.398 | 1170735.2293 | 339636.3626
| BAS011-158128939 | 316 | BAS011 | BAS | 0 | 0 | 0.001079 | 0.0011047 | 0.001128 | 0.0011429 | 0.0011595 | 0.0011869 | 0.001216 | 0.0012317 | 0.0012317 | 0.0012317 | 0.0012317 | 0.0012317 | 0.0012317 | 0.0012317 | 0.0012317 | 0.0012317 | 0.0012317 | 0.0012317 | 0.0012317 | 0.0012317 | 0.08157 | 0.082247 | 0.082925 | 0.083602 | 0.08428 | 0.084501 | 0.084723 | 0.084944 | 0.085166 | 0.085387 | 0.085608 | 0.08583 | 0.086051 | 0.086273 | 0.086494 | 0.086716 | 0.086937 | 0.087158 | 0.08738 | 0.087601 | 0.0025524 | 0.002635 | 0.0027126 | 0.002771 | 0.002834 | 0.0029086 | 0.0029876 | 0.0030342 | 0.0030422 | 0.0030501 | 0.003058 | 0.0030659 | 0.0030738 | 0.0030817 | 0.0030896 | 0.0030975 | 0.0031054 | 0.0031133 | 0.0031212 | 0.0031292 | 37239.5893 | 10803.398 | 1584.0866 | 459.5517
| BAS011-158493706 | 42 | BAS011 | BAS | 0 | 0 | 0.001079 | 0.0011047 | 0.001128 | 0.0011429 | 0.0011595 | 0.0011869 | 0.001216 | 0.0012317 | 0.0012317 | 0.0012317 | 0.0012317 | 0.0012317 | 0.0012317 | 0.0012317 | 0.0012317 | 0.0012317 | 0.0012317 | 0.0012317 | 0.0012317 | 0.0012317 | 0.013058 | 0.013152 | 0.013247 | 0.013341 | 0.013436 | 0.013501 | 0.013566 | 0.013632 | 0.013697 | 0.013763 | 0.013828 | 0.013894 | 0.013959 | 0.014025 | 0.01409 | 0.014156 | 0.014221 | 0.014286 | 0.014352 | 0.014417 | 0.0004086 | 0.00042137 | 0.00043332 | 0.00044219 | 0.00045179 | 0.00046471 | 0.0004784 | 0.00048694 | 0.00048928 | 0.00049161 | 0.00049395 | 0.00049629 | 0.00049863 | 0.00050097 | 0.0005033 | 0.00050564 | 0.00050798 | 0.00051032 | 0.00051265 | 0.00051499 | 37239.5893 | 10803.398 | 255.5934 | 74.149
| BAS011-158493822 | 27 | BAS011 | BAS | 0 | 0 | 0.001079 | 0.0011047 | 0.001128 | 0.0011429 | 0.0011595 | 0.0011869 | 0.001216 | 0.0012317 | 0.0012317 | 0.0012317 | 0.0012317 | 0.0012317 | 0.0012317 | 0.0012317 | 0.0012317 | 0.0012317 | 0.0012317 | 0.0012317 | 0.0012317 | 0.0012317 | 1.9702e-05 | 1.9952e-05 | 2.0201e-05 | 2.0451e-05 | 2.07e-05 | 2.0691e-05 | 2.0682e-05 | 2.0673e-05 | 2.0664e-05 | 2.0655e-05 | 2.0646e-05 | 2.0637e-05 | 2.0628e-05 | 2.0619e-05 | 2.061e-05 | 2.0601e-05 | 2.0592e-05 | 2.0583e-05 | 2.0574e-05 | 2.0565e-05 | 6.1651e-07 | 6.3921e-07 | 6.6081e-07 | 6.7783e-07 | 6.9606e-07 | 7.122e-07 | 7.2931e-07 | 7.3845e-07 | 7.3813e-07 | 7.3781e-07 | 7.3748e-07 | 7.3716e-07 | 7.3684e-07 | 7.3652e-07 | 7.362e-07 | 7.3588e-07 | 7.3556e-07 | 7.3523e-07 | 7.3491e-07 | 7.3459e-07 | 37239.5893 | 10803.398 | 0.38201 | 0.11082
| BAS011-163842929 | 8 | BAS011 | BAS | 0 | 0 | 0.001079 | 0.0011047 | 0.001128 | 0.0011429 | 0.0011595 | 0.0011869 | 0.001216 | 0.0012317 | 0.0012317 | 0.0012317 | 0.0012317 | 0.0012317 | 0.0012317 | 0.0012317 | 0.0012317 | 0.0012317 | 0.0012317 | 0.0012317 | 0.0012317 | 0.0012317 | 0.035168 | 0.035393 | 0.035619 | 0.035844 | 0.03607 | 0.036209 | 0.036348 | 0.036488 | 0.036627 | 0.036766 | 0.036906 | 0.037045 | 0.037184 | 0.037324 | 0.037463 | 0.037602 | 0.037742 | 0.037881 | 0.03802 | 0.03816 | 0.0011005 | 0.0011339 | 0.0011651 | 0.0011881 | 0.0012129 | 0.0012463 | 0.0012818 | 0.0013034 | 0.0013083 | 0.0013133 | 0.0013183 | 0.0013233 | 0.0013282 | 0.0013332 | 0.0013382 | 0.0013432 | 0.0013481 | 0.0013531 | 0.0013581 | 0.0013631 | 37239.5893 | 10803.398 | 682.9812 | 198.1364
| BAS011-163930345 | 45 | BAS011 | BAS | 0 | 0 | 0.001079 | 0.0011047 | 0.001128 | 0.0011429 | 0.0011595 | 0.0011869 | 0.001216 | 0.0012317 | 0.0012317 | 0.0012317 | 0.0012317 | 0.0012317 | 0.0012317 | 0.0012317 | 0.0012317 | 0.0012317 | 0.0012317 | 0.0012317 | 0.0012317 | 0.0012317 | 0.0033179 | 0.0033442 | 0.0033704 | 0.0033967 | 0.0034229 | 0.0034112 | 0.0033994 | 0.0033876 | 0.0033758 | 0.003364 | 0.0033522 | 0.0033405 | 0.0033287 | 0.0033169 | 0.0033051 | 0.0032933 | 0.0032815 | 0.0032697 | 0.003258 | 0.0032462 | 0.00010382 | 0.00010714 | 0.00011025 | 0.00011258 | 0.0001151 | 0.00011741 | 0.00011987 | 0.00012101 | 0.00012059 | 0.00012016 | 0.00011974 | 0.00011932 | 0.0001189 | 0.00011848 | 0.00011806 | 0.00011764 | 0.00011722 | 0.0001168 | 0.00011638 | 0.00011596 | 37239.5893 | 10803.398 | 62.3447 | 18.0865
| BAS011-163930441 | 28 | BAS011 | BAS | 0 | 0 | 0.001079 | 0.0011047 | 0.001128 | 0.0011429 | 0.0011595 | 0.0011869 | 0.001216 | 0.0012317 | 0.0012317 | 0.0012317 | 0.0012317 | 0.0012317 | 0.0012317 | 0.0012317 | 0.0012317 | 0.0012317 | 0.0012317 | 0.0012317 | 0.0012317 | 0.0012317 | 8.9358e-06 | 9.0418e-06 | 9.1479e-06 | 9.2539e-06 | 9.36e-06 | 9.324e-06 | 9.288e-06 | 9.252e-06 | 9.216e-06 | 9.18e-06 | 9.144e-06 | 9.108e-06 | 9.072e-06 | 9.036e-06 | 9e-06 | 8.964e-06 | 8.928e-06 | 8.892e-06 | 8.856e-06 | 8.82e-06 | 2.7961e-07 | 2.8968e-07 | 2.9924e-07 | 3.0672e-07 | 3.1474e-07 | 3.2094e-07 | 3.2752e-07 | 3.3049e-07 | 3.292e-07 | 3.2791e-07 | 3.2663e-07 | 3.2534e-07 | 3.2406e-07 | 3.2277e-07 | 3.2148e-07 | 3.202e-07 | 3.1891e-07 | 3.1763e-07 | 3.1634e-07 | 3.1505e-07 | 37239.5893 | 10803.398 | 0.16973 | 0.049239
| BAS011-164206932 | 334 | BAS011 | BAS | 0 | 0 | 0.001079 | 0.0011047 | 0.001128 | 0.0011429 | 0.0011595 | 0.0011869 | 0.001216 | 0.0012317 | 0.0012317 | 0.0012317 | 0.0012317 | 0.0012317 | 0.0012317 | 0.0012317 | 0.0012317 | 0.0012317 | 0.0012317 | 0.0012317 | 0.0012317 | 0.0012317 | 8.095 | 8.1513 | 8.2076 | 8.264 | 8.3203 | 8.3452 | 8.37 | 8.3949 | 8.4198 | 8.4447 | 8.4695 | 8.4944 | 8.5193 | 8.5442 | 8.569 | 8.5939 | 8.6188 | 8.6437 | 8.6685 | 8.6934 | 0.2533 | 0.26115 | 0.26848 | 0.27391 | 0.27978 | 0.28725 | 0.29515 | 0.29987 | 0.30076 | 0.30165 | 0.30254 | 0.30342 | 0.30431 | 0.3052 | 0.30609 | 0.30698 | 0.30787 | 0.30876 | 0.30964 | 0.31053 | 37239.5893 | 10803.398 | 156794.7285 | 45486.964
| BAS011-164206954 | 465 | BAS011 | BAS | 0 | 0 | 0.001079 | 0.0011047 | 0.001128 | 0.0011429 | 0.0011595 | 0.0011869 | 0.001216 | 0.0012317 | 0.0012317 | 0.0012317 | 0.0012317 | 0.0012317 | 0.0012317 | 0.0012317 | 0.0012317 | 0.0012317 | 0.0012317 | 0.0012317 | 0.0012317 | 0.0012317 | 23.2991 | 23.4765 | 23.654 | 23.8315 | 24.009 | 24.0612 | 24.1135 | 24.1657 | 24.218 | 24.2702 | 24.3225 | 24.3747 | 24.427 | 24.4792 | 24.5315 | 24.5837 | 24.636 | 24.6883 | 24.7405 | 24.7928 | 0.72906 | 0.75213 | 0.77376 | 0.78989 | 0.80733 | 0.8282 | 0.85032 | 0.86321 | 0.86508 | 0.86694 | 0.86881 | 0.87068 | 0.87254 | 0.87441 | 0.87628 | 0.87814 | 0.88001 | 0.88188 | 0.88374 | 0.88561 | 37239.5893 | 10803.398 | 450392.2998 | 130661.1424
| BAS011-164206976 | 536 | BAS011 | BAS | 0 | 0 | 0.001079 | 0.0011047 | 0.001128 | 0.0011429 | 0.0011595 | 0.0011869 | 0.001216 | 0.0012317 | 0.0012317 | 0.0012317 | 0.0012317 | 0.0012317 | 0.0012317 | 0.0012317 | 0.0012317 | 0.0012317 | 0.0012317 | 0.0012317 | 0.0012317 | 0.0012317 | 15.7714 | 15.8763 | 15.9811 | 16.086 | 16.1909 | 16.2107 | 16.2305 | 16.2504 | 16.2702 | 16.29 | 16.3099 | 16.3297 | 16.3496 | 16.3694 | 16.3892 | 16.4091 | 16.4289 | 16.4487 | 16.4686 | 16.4884 | 0.49351 | 0.50864 | 0.52277 | 0.53317 | 0.54444 | 0.55798 | 0.57234 | 0.58047 | 0.58118 | 0.58189 | 0.5826 | 0.5833 | 0.58401 | 0.58472 | 0.58543 | 0.58614 | 0.58685 | 0.58756 | 0.58827 | 0.58897 | 37239.5893 | 10803.398 | 302410.8779 | 87730.9643
| BAS011-164287379 | 4 | BAS011 | BAS | 0 | 0 | 0.001079 | 0.0011047 | 0.001128 | 0.0011429 | 0.0011595 | 0.0011869 | 0.001216 | 0.0012317 | 0.0012317 | 0.0012317 | 0.0012317 | 0.0012317 | 0.0012317 | 0.0012317 | 0.0012317 | 0.0012317 | 0.0012317 | 0.0012317 | 0.0012317 | 0.0012317 | 0.40582 | 0.40946 | 0.41309 | 0.41673 | 0.42037 | 0.42164 | 0.42292 | 0.4242 | 0.42547 | 0.42675 | 0.42803 | 0.42931 | 0.43058 | 0.43186 | 0.43314 | 0.43441 | 0.43569 | 0.43697 | 0.43824 | 0.43952 | 0.012699 | 0.013118 | 0.013513 | 0.013813 | 0.014135 | 0.014513 | 0.014914 | 0.015153 | 0.015198 | 0.015244 | 0.015289 | 0.015335 | 0.015381 | 0.015426 | 0.015472 | 0.015517 | 0.015563 | 0.015609 | 0.015654 | 0.0157 | 37239.5893 | 10803.398 | 7914.7647 | 2296.1143
| BAS011-172348924 | 40 | BAS011 | BAS | 0 | 0 | 0.001079 | 0.0011047 | 0.001128 | 0.0011429 | 0.0011595 | 0.0011869 | 0.001216 | 0.0012317 | 0.0012317 | 0.0012317 | 0.0012317 | 0.0012317 | 0.0012317 | 0.0012317 | 0.0012317 | 0.0012317 | 0.0012317 | 0.0012317 | 0.0012317 | 0.0012317 | 0.48513 | 0.48758 | 0.49002 | 0.49247 | 0.49491 | 0.49547 | 0.49603 | 0.49659 | 0.49715 | 0.49771 | 0.49827 | 0.49883 | 0.49939 | 0.49995 | 0.50051 | 0.50107 | 0.50162 | 0.50218 | 0.50274 | 0.5033 | 0.015181 | 0.015621 | 0.016029 | 0.016323 | 0.016642 | 0.017054 | 0.017492 | 0.017738 | 0.017758 | 0.017778 | 0.017798 | 0.017818 | 0.017838 | 0.017858 | 0.017878 | 0.017898 | 0.017918 | 0.017938 | 0.017958 | 0.017978 | 37239.5893 | 10803.398 | 9247.9638 | 2682.8823
| BAS011-182896771 | 100 | BAS011 | BAS | 0 | 0 | 0.001079 | 0.0011047 | 0.001128 | 0.0011429 | 0.0011595 | 0.0011869 | 0.001216 | 0.0012317 | 0.0012317 | 0.0012317 | 0.0012317 | 0.0012317 | 0.0012317 | 0.0012317 | 0.0012317 | 0.0012317 | 0.0012317 | 0.0012317 | 0.0012317 | 0.0012317 | 0.0077573 | 0.0078274 | 0.0078974 | 0.0079675 | 0.0080376 | 0.0080399 | 0.0080422 | 0.0080445 | 0.0080467 | 0.008049 | 0.0080513 | 0.0080536 | 0.0080559 | 0.0080581 | 0.0080604 | 0.0080627 | 0.008065 | 0.0080673 | 0.0080695 | 0.0080718 | 0.00024274 | 0.00025077 | 0.00025834 | 0.00026408 | 0.00027028 | 0.00027674 | 0.00028359 | 0.00028735 | 0.00028743 | 0.00028751 | 0.0002876 | 0.00028768 | 0.00028776 | 0.00028784 | 0.00028792 | 0.000288 | 0.00028808 | 0.00028817 | 0.00028825 | 0.00028833 | 37239.5893 | 10803.398 | 149.1911 | 43.2811
| BAS011-24598608 | 421 | BAS011 | BAS | 0 | 0 | 0.001079 | 0.0011047 | 0.001128 | 0.0011429 | 0.0011595 | 0.0011869 | 0.001216 | 0.0012317 | 0.0012317 | 0.0012317 | 0.0012317 | 0.0012317 | 0.0012317 | 0.0012317 | 0.0012317 | 0.0012317 | 0.0012317 | 0.0012317 | 0.0012317 | 0.0012317 | 4.0788 | 4.1036 | 4.1284 | 4.1533 | 4.1781 | 4.1885 | 4.1988 | 4.2091 | 4.2195 | 4.2298 | 4.2401 | 4.2505 | 4.2608 | 4.2711 | 4.2815 | 4.2918 | 4.3021 | 4.3125 | 4.3228 | 4.3331 | 0.12763 | 0.13147 | 0.13505 | 0.13766 | 0.14049 | 0.14417 | 0.14806 | 0.15035 | 0.15072 | 0.15109 | 0.15146 | 0.15183 | 0.1522 | 0.15257 | 0.15294 | 0.15331 | 0.15367 | 0.15404 | 0.15441 | 0.15478 | 37239.5893 | 10803.398 | 78567.0205 | 22792.7002
| BAS011-24602396 | 29 | BAS011 | BAS | 0 | 0 | 0.001079 | 0.0011047 | 0.001128 | 0.0011429 | 0.0011595 | 0.0011869 | 0.001216 | 0.0012317 | 0.0012317 | 0.0012317 | 0.0012317 | 0.0012317 | 0.0012317 | 0.0012317 | 0.0012317 | 0.0012317 | 0.0012317 | 0.0012317 | 0.0012317 | 0.0012317 | 0.07593 | 0.07614 | 0.076351 | 0.076562 | 0.076772 | 0.076722 | 0.076671 | 0.076621 | 0.07657 | 0.07652 | 0.076469 | 0.076418 | 0.076368 | 0.076317 | 0.076267 | 0.076216 | 0.076166 | 0.076115 | 0.076065 | 0.076014 | 0.002376 | 0.0024394 | 0.0024976 | 0.0025376 | 0.0025816 | 0.0026408 | 0.0027037 | 0.0027369 | 0.0027351 | 0.0027333 | 0.0027315 | 0.0027297 | 0.0027279 | 0.0027261 | 0.0027243 | 0.0027225 | 0.0027207 | 0.0027189 | 0.0027171 | 0.0027153 | 37239.5893 | 10803.398 | 1423.2254 | 412.8851
| BAS011-24608723 | 73 | BAS011 | BAS | 0 | 0 | 0.001079 | 0.0011047 | 0.001128 | 0.0011429 | 0.0011595 | 0.0011869 | 0.001216 | 0.0012317 | 0.0012317 | 0.0012317 | 0.0012317 | 0.0012317 | 0.0012317 | 0.0012317 | 0.0012317 | 0.0012317 | 0.0012317 | 0.0012317 | 0.0012317 | 0.0012317 | 0.01372 | 0.013804 | 0.013888 | 0.013973 | 0.014057 | 0.014121 | 0.014185 | 0.014249 | 0.014313 | 0.014377 | 0.014441 | 0.014505 | 0.014569 | 0.014633 | 0.014697 | 0.014761 | 0.014825 | 0.014889 | 0.014953 | 0.015017 | 0.00042931 | 0.00044225 | 0.00045431 | 0.00046313 | 0.00047269 | 0.00048606 | 0.00050021 | 0.00050899 | 0.00051127 | 0.00051356 | 0.00051584 | 0.00051813 | 0.00052041 | 0.0005227 | 0.00052498 | 0.00052727 | 0.00052956 | 0.00053184 | 0.00053413 | 0.00053641 | 37239.5893 | 10803.398 | 267.1479 | 77.501
| BAS011-76148984 | 79 | BAS011 | BAS | 0 | 0 | 0.001079 | 0.0011047 | 0.001128 | 0.0011429 | 0.0011595 | 0.0011869 | 0.001216 | 0.0012317 | 0.0012317 | 0.0012317 | 0.0012317 | 0.0012317 | 0.0012317 | 0.0012317 | 0.0012317 | 0.0012317 | 0.0012317 | 0.0012317 | 0.0012317 | 0.0012317 | 0.0042882 | 0.0043198 | 0.0043513 | 0.0043829 | 0.0044144 | 0.0044175 | 0.0044206 | 0.0044236 | 0.0044267 | 0.0044297 | 0.0044328 | 0.0044359 | 0.0044389 | 0.004442 | 0.004445 | 0.0044481 | 0.0044512 | 0.0044542 | 0.0044573 | 0.0044603 | 0.00013418 | 0.0001384 | 0.00014234 | 0.00014527 | 0.00014844 | 0.00015205 | 0.00015588 | 0.00015801 | 0.00015812 | 0.00015823 | 0.00015834 | 0.00015845 | 0.00015856 | 0.00015867 | 0.00015878 | 0.00015889 | 0.000159 | 0.00015911 | 0.00015922 | 0.00015933 | 37239.5893 | 10803.398 | 82.1921 | 23.8444
| BAS011-76149624 | 50 | BAS011 | BAS | 0 | 0 | 0.001079 | 0.0011047 | 0.001128 | 0.0011429 | 0.0011595 | 0.0011869 | 0.001216 | 0.0012317 | 0.0012317 | 0.0012317 | 0.0012317 | 0.0012317 | 0.0012317 | 0.0012317 | 0.0012317 | 0.0012317 | 0.0012317 | 0.0012317 | 0.0012317 | 0.0012317 | 0.016055 | 0.016166 | 0.016278 | 0.016389 | 0.0165 | 0.016512 | 0.016524 | 0.016536 | 0.016548 | 0.01656 | 0.016572 | 0.016584 | 0.016596 | 0.016608 | 0.01662 | 0.016632 | 0.016644 | 0.016656 | 0.016667 | 0.016679 | 0.00050238 | 0.00051793 | 0.00053247 | 0.00054321 | 0.00055484 | 0.00056836 | 0.00058269 | 0.00059067 | 0.0005911 | 0.00059153 | 0.00059195 | 0.00059238 | 0.00059281 | 0.00059323 | 0.00059366 | 0.00059409 | 0.00059452 | 0.00059494 | 0.00059537 | 0.0005958 | 37239.5893 | 10803.398 | 307.3398 | 89.1609
| BAS011-76150176 | 138 | BAS011 | BAS | 0 | 0 | 0.001079 | 0.0011047 | 0.001128 | 0.0011429 | 0.0011595 | 0.0011869 | 0.001216 | 0.0012317 | 0.0012317 | 0.0012317 | 0.0012317 | 0.0012317 | 0.0012317 | 0.0012317 | 0.0012317 | 0.0012317 | 0.0012317 | 0.0012317 | 0.0012317 | 0.0012317 | 0.064196 | 0.064744 | 0.065291 | 0.065838 | 0.066386 | 0.066433 | 0.06648 | 0.066527 | 0.066575 | 0.066622 | 0.066669 | 0.066716 | 0.066764 | 0.066811 | 0.066858 | 0.066905 | 0.066953 | 0.067 | 0.067047 | 0.067095 | 0.0020088 | 0.0020742 | 0.0021358 | 0.0021822 | 0.0022323 | 0.0022867 | 0.0023443 | 0.0023764 | 0.0023781 | 0.0023798 | 0.0023815 | 0.0023831 | 0.0023848 | 0.0023865 | 0.0023882 | 0.0023899 | 0.0023916 | 0.0023933 | 0.002395 | 0.0023966 | 37239.5893 | 10803.398 | 1235.3246 | 358.3741
| BAS011-76150520 | 61 | BAS011 | BAS | 0 | 0 | 0.001079 | 0.0011047 | 0.001128 | 0.0011429 | 0.0011595 | 0.0011869 | 0.001216 | 0.0012317 | 0.0012317 | 0.0012317 | 0.0012317 | 0.0012317 | 0.0012317 | 0.0012317 | 0.0012317 | 0.0012317 | 0.0012317 | 0.0012317 | 0.0012317 | 0.0012317 | 0.083564 | 0.084202 | 0.08484 | 0.085478 | 0.086116 | 0.086096 | 0.086077 | 0.086057 | 0.086037 | 0.086017 | 0.085997 | 0.085977 | 0.085958 | 0.085938 | 0.085918 | 0.085898 | 0.085878 | 0.085858 | 0.085839 | 0.085819 | 0.0026148 | 0.0026976 | 0.0027753 | 0.0028332 | 0.0028958 | 0.0029635 | 0.0030353 | 0.003074 | 0.0030733 | 0.0030726 | 0.0030719 | 0.0030712 | 0.0030704 | 0.0030697 | 0.003069 | 0.0030683 | 0.0030676 | 0.0030669 | 0.0030662 | 0.0030655 | 37239.5893 | 10803.398 | 1595.4614 | 462.8516
| BAS011-76150666 | 47 | BAS011 | BAS | 0 | 0 | 0.001079 | 0.0011047 | 0.001128 | 0.0011429 | 0.0011595 | 0.0011869 | 0.001216 | 0.0012317 | 0.0012317 | 0.0012317 | 0.0012317 | 0.0012317 | 0.0012317 | 0.0012317 | 0.0012317 | 0.0012317 | 0.0012317 | 0.0012317 | 0.0012317 | 0.0012317 | 0.15309 | 0.15429 | 0.15549 | 0.15669 | 0.15789 | 0.15815 | 0.15841 | 0.15868 | 0.15894 | 0.1592 | 0.15946 | 0.15972 | 0.15999 | 0.16025 | 0.16051 | 0.16077 | 0.16104 | 0.1613 | 0.16156 | 0.16182 | 0.0047904 | 0.0049431 | 0.0050863 | 0.0051934 | 0.0053092 | 0.0054436 | 0.0055861 | 0.0056679 | 0.0056773 | 0.0056867 | 0.0056961 | 0.0057054 | 0.0057148 | 0.0057242 | 0.0057336 | 0.0057429 | 0.0057523 | 0.0057617 | 0.0057711 | 0.0057804 | 37239.5893 | 10803.398 | 2953.6675 | 856.8743
| BAS011-79244341 | 58 | BAS011 | BAS | 0 | 0 | 0.001079 | 0.0011047 | 0.001128 | 0.0011429 | 0.0011595 | 0.0011869 | 0.001216 | 0.0012317 | 0.0012317 | 0.0012317 | 0.0012317 | 0.0012317 | 0.0012317 | 0.0012317 | 0.0012317 | 0.0012317 | 0.0012317 | 0.0012317 | 0.0012317 | 0.0012317 | 0.021814 | 0.021971 | 0.022127 | 0.022284 | 0.02244 | 0.022561 | 0.022682 | 0.022803 | 0.022924 | 0.023044 | 0.023165 | 0.023286 | 0.023407 | 0.023528 | 0.023648 | 0.023769 | 0.02389 | 0.024011 | 0.024132 | 0.024252 | 0.00068259 | 0.00070388 | 0.00072382 | 0.00073859 | 0.00075459 | 0.00077657 | 0.00079984 | 0.00081453 | 0.00081884 | 0.00082316 | 0.00082747 | 0.00083179 | 0.0008361 | 0.00084042 | 0.00084473 | 0.00084905 | 0.00085336 | 0.00085768 | 0.00086199 | 0.00086631 | 37239.5893 | 10803.398 | 428.0186 | 124.1704
| BAS011-79244394 | 48 | BAS011 | BAS | 0 | 0 | 0.001079 | 0.0011047 | 0.001128 | 0.0011429 | 0.0011595 | 0.0011869 | 0.001216 | 0.0012317 | 0.0012317 | 0.0012317 | 0.0012317 | 0.0012317 | 0.0012317 | 0.0012317 | 0.0012317 | 0.0012317 | 0.0012317 | 0.0012317 | 0.0012317 | 0.0012317 | 0.064481 | 0.064996 | 0.065511 | 0.066025 | 0.06654 | 0.066734 | 0.066927 | 0.067121 | 0.067315 | 0.067508 | 0.067702 | 0.067895 | 0.068089 | 0.068283 | 0.068476 | 0.06867 | 0.068864 | 0.069057 | 0.069251 | 0.069445 | 0.0020177 | 0.0020823 | 0.002143 | 0.0021884 | 0.0022375 | 0.002297 | 0.0023601 | 0.0023976 | 0.0024045 | 0.0024114 | 0.0024183 | 0.0024253 | 0.0024322 | 0.0024391 | 0.002446 | 0.0024529 | 0.0024598 | 0.0024668 | 0.0024737 | 0.0024806 | 37239.5893 | 10803.398 | 1252.7006 | 363.4149
| BAS011-79244446 | 57 | BAS011 | BAS | 0 | 0 | 0.001079 | 0.0011047 | 0.001128 | 0.0011429 | 0.0011595 | 0.0011869 | 0.001216 | 0.0012317 | 0.0012317 | 0.0012317 | 0.0012317 | 0.0012317 | 0.0012317 | 0.0012317 | 0.0012317 | 0.0012317 | 0.0012317 | 0.0012317 | 0.0012317 | 0.0012317 | 0.88669 | 0.89263 | 0.89858 | 0.90452 | 0.91047 | 0.91161 | 0.91275 | 0.91389 | 0.91503 | 0.91617 | 0.91731 | 0.91845 | 0.91958 | 0.92072 | 0.92186 | 0.923 | 0.92414 | 0.92528 | 0.92642 | 0.92756 | 0.027746 | 0.028598 | 0.029394 | 0.02998 | 0.030616 | 0.031378 | 0.032186 | 0.032644 | 0.032685 | 0.032726 | 0.032767 | 0.032807 | 0.032848 | 0.032889 | 0.032929 | 0.03297 | 0.033011 | 0.033052 | 0.033092 | 0.033133 | 37239.5893 | 10803.398 | 17007.3827 | 4933.9299
| BAS011-79244508 | 26 | BAS011 | BAS | 0 | 0 | 0.001079 | 0.0011047 | 0.001128 | 0.0011429 | 0.0011595 | 0.0011869 | 0.001216 | 0.0012317 | 0.0012317 | 0.0012317 | 0.0012317 | 0.0012317 | 0.0012317 | 0.0012317 | 0.0012317 | 0.0012317 | 0.0012317 | 0.0012317 | 0.0012317 | 0.0012317 | 0.0013723 | 0.0013835 | 0.0013948 | 0.001406 | 0.0014172 | 0.0014214 | 0.0014255 | 0.0014296 | 0.0014337 | 0.0014378 | 0.0014419 | 0.001446 | 0.0014501 | 0.0014542 | 0.0014583 | 0.0014624 | 0.0014665 | 0.0014706 | 0.0014747 | 0.0014788 | 4.294e-05 | 4.4324e-05 | 4.5625e-05 | 4.6602e-05 | 4.7657e-05 | 4.8924e-05 | 5.0266e-05 | 5.1064e-05 | 5.1211e-05 | 5.1357e-05 | 5.1504e-05 | 5.165e-05 | 5.1797e-05 | 5.1944e-05 | 5.209e-05 | 5.2237e-05 | 5.2383e-05 | 5.253e-05 | 5.2676e-05 | 5.2823e-05 | 37239.5893 | 10803.398 | 26.6762 | 7.7389
| BAS011-79244589 | 20 | BAS011 | BAS | 0 | 0 | 0.001079 | 0.0011047 | 0.001128 | 0.0011429 | 0.0011595 | 0.0011869 | 0.001216 | 0.0012317 | 0.0012317 | 0.0012317 | 0.0012317 | 0.0012317 | 0.0012317 | 0.0012317 | 0.0012317 | 0.0012317 | 0.0012317 | 0.0012317 | 0.0012317 | 0.0012317 | 0.033077 | 0.033396 | 0.033716 | 0.034035 | 0.034354 | 0.034375 | 0.034395 | 0.034416 | 0.034437 | 0.034458 | 0.034479 | 0.034499 | 0.03452 | 0.034541 | 0.034562 | 0.034583 | 0.034603 | 0.034624 | 0.034645 | 0.034666 | 0.001035 | 0.0010699 | 0.0011029 | 0.0011281 | 0.0011552 | 0.0011832 | 0.0012129 | 0.0012294 | 0.0012301 | 0.0012308 | 0.0012316 | 0.0012323 | 0.0012331 | 0.0012338 | 0.0012346 | 0.0012353 | 0.0012361 | 0.0012368 | 0.0012375 | 0.0012383 | 37239.5893 | 10803.398 | 638.5083 | 185.2346
| BAS011-79245218 | 33 | BAS011 | BAS | 0 | 0 | 0.001079 | 0.0011047 | 0.001128 | 0.0011429 | 0.0011595 | 0.0011869 | 0.001216 | 0.0012317 | 0.0012317 | 0.0012317 | 0.0012317 | 0.0012317 | 0.0012317 | 0.0012317 | 0.0012317 | 0.0012317 | 0.0012317 | 0.0012317 | 0.0012317 | 0.0012317 | 0.0022017 | 0.0022069 | 0.0022121 | 0.0022173 | 0.0022225 | 0.0022213 | 0.00222 | 0.0022188 | 0.0022176 | 0.0022164 | 0.0022151 | 0.0022139 | 0.0022127 | 0.0022115 | 0.0022102 | 0.002209 | 0.0022078 | 0.0022066 | 0.0022054 | 0.0022041 | 6.8894e-05 | 7.0704e-05 | 7.2361e-05 | 7.3492e-05 | 7.4735e-05 | 7.6458e-05 | 7.8286e-05 | 7.9257e-05 | 7.9214e-05 | 7.917e-05 | 7.9126e-05 | 7.9082e-05 | 7.9039e-05 | 7.8995e-05 | 7.8951e-05 | 7.8907e-05 | 7.8864e-05 | 7.882e-05 | 7.8776e-05 | 7.8732e-05 | 37239.5893 | 10803.398 | 41.2345 | 11.9623
| BAS011-84427318 | 128 | BAS011 | BAS | 0 | 0 | 0.001079 | 0.0011047 | 0.001128 | 0.0011429 | 0.0011595 | 0.0011869 | 0.001216 | 0.0012317 | 0.0012317 | 0.0012317 | 0.0012317 | 0.0012317 | 0.0012317 | 0.0012317 | 0.0012317 | 0.0012317 | 0.0012317 | 0.0012317 | 0.0012317 | 0.0012317 | 0.048637 | 0.04905 | 0.049463 | 0.049876 | 0.050288 | 0.050382 | 0.050476 | 0.05057 | 0.050664 | 0.050758 | 0.050852 | 0.050946 | 0.05104 | 0.051134 | 0.051228 | 0.051322 | 0.051416 | 0.051509 | 0.051603 | 0.051697 | 0.0015219 | 0.0015715 | 0.001618 | 0.0016531 | 0.001691 | 0.0017342 | 0.0017799 | 0.0018064 | 0.0018097 | 0.0018131 | 0.0018165 | 0.0018198 | 0.0018232 | 0.0018265 | 0.0018299 | 0.0018332 | 0.0018366 | 0.0018399 | 0.0018433 | 0.0018467 | 37239.5893 | 10803.398 | 941.4137 | 273.109
| BAS011-84621962 | 48 | BAS011 | BAS | 0 | 0 | 0.001079 | 0.0011047 | 0.001128 | 0.0011429 | 0.0011595 | 0.0011869 | 0.001216 | 0.0012317 | 0.0012317 | 0.0012317 | 0.0012317 | 0.0012317 | 0.0012317 | 0.0012317 | 0.0012317 | 0.0012317 | 0.0012317 | 0.0012317 | 0.0012317 | 0.0012317 | 0.7527 | 0.7565 | 0.76029 | 0.76409 | 0.76788 | 0.76888 | 0.76987 | 0.77087 | 0.77187 | 0.77286 | 0.77386 | 0.77486 | 0.77585 | 0.77685 | 0.77785 | 0.77884 | 0.77984 | 0.78083 | 0.78183 | 0.78283 | 0.023553 | 0.024236 | 0.02487 | 0.025326 | 0.025821 | 0.026465 | 0.027148 | 0.027536 | 0.027571 | 0.027607 | 0.027643 | 0.027678 | 0.027714 | 0.027749 | 0.027785 | 0.027821 | 0.027856 | 0.027892 | 0.027927 | 0.027963 | 37239.5893 | 10803.398 | 14361.0792 | 4166.2236
| BAS011-84622282 | 73 | BAS011 | BAS | 0 | 0 | 0.001079 | 0.0011047 | 0.001128 | 0.0011429 | 0.0011595 | 0.0011869 | 0.001216 | 0.0012317 | 0.0012317 | 0.0012317 | 0.0012317 | 0.0012317 | 0.0012317 | 0.0012317 | 0.0012317 | 0.0012317 | 0.0012317 | 0.0012317 | 0.0012317 | 0.0012317 | 0.21739 | 0.2187 | 0.22001 | 0.22132 | 0.22263 | 0.22338 | 0.22413 | 0.22488 | 0.22563 | 0.22638 | 0.22713 | 0.22788 | 0.22863 | 0.22938 | 0.23013 | 0.23088 | 0.23163 | 0.23238 | 0.23313 | 0.23388 | 0.0068025 | 0.0070067 | 0.007197 | 0.0073357 | 0.0074863 | 0.0076889 | 0.0079036 | 0.0080329 | 0.0080597 | 0.0080865 | 0.0081132 | 0.00814 | 0.0081668 | 0.0081936 | 0.0082204 | 0.0082472 | 0.008274 | 0.0083008 | 0.0083276 | 0.0083544 | 37239.5893 | 10803.398 | 4205.8502 | 1220.139
| BAS011-84732066 | 67 | BAS011 | BAS | 0 | 0 | 0.001079 | 0.0011047 | 0.001128 | 0.0011429 | 0.0011595 | 0.0011869 | 0.001216 | 0.0012317 | 0.0012317 | 0.0012317 | 0.0012317 | 0.0012317 | 0.0012317 | 0.0012317 | 0.0012317 | 0.0012317 | 0.0012317 | 0.0012317 | 0.0012317 | 0.0012317 | 0.0004941 | 0.0004995 | 0.0005049 | 0.0005103 | 0.0005157 | 0.000518 | 0.00052029 | 0.00052258 | 0.00052488 | 0.00052717 | 0.00052947 | 0.00053177 | 0.00053406 | 0.00053635 | 0.00053865 | 0.00054095 | 0.00054324 | 0.00054553 | 0.00054783 | 0.00055013 | 1.5461e-05 | 1.6003e-05 | 1.6516e-05 | 1.6914e-05 | 1.7341e-05 | 1.783e-05 | 1.8347e-05 | 1.8667e-05 | 1.8749e-05 | 1.8831e-05 | 1.8913e-05 | 1.8995e-05 | 1.9077e-05 | 1.9159e-05 | 1.9241e-05 | 1.9323e-05 | 1.9405e-05 | 1.9487e-05 | 1.9569e-05 | 1.9651e-05 | 37239.5893 | 10803.398 | 9.7694 | 2.8342
| BAS011-85028212 | 130 | BAS011 | BAS | 0 | 0 | 0.001079 | 0.0011047 | 0.001128 | 0.0011429 | 0.0011595 | 0.0011869 | 0.001216 | 0.0012317 | 0.0012317 | 0.0012317 | 0.0012317 | 0.0012317 | 0.0012317 | 0.0012317 | 0.0012317 | 0.0012317 | 0.0012317 | 0.0012317 | 0.0012317 | 0.0012317 | 0.15036 | 0.15129 | 0.15222 | 0.15315 | 0.15409 | 0.15408 | 0.15407 | 0.15406 | 0.15405 | 0.15405 | 0.15404 | 0.15403 | 0.15402 | 0.15402 | 0.15401 | 0.154 | 0.15399 | 0.15399 | 0.15398 | 0.15397 | 0.0047049 | 0.004847 | 0.0049794 | 0.0050763 | 0.0051813 | 0.0053034 | 0.005433 | 0.0055032 | 0.0055029 | 0.0055026 | 0.0055023 | 0.0055021 | 0.0055018 | 0.0055015 | 0.0055012 | 0.005501 | 0.0055007 | 0.0055004 | 0.0055001 | 0.0054999 | 37239.5893 | 10803.398 | 2859.7677 | 829.6334
| BAS011-85028323 | 19 | BAS011 | BAS | 0 | 0 | 0.001079 | 0.0011047 | 0.001128 | 0.0011429 | 0.0011595 | 0.0011869 | 0.001216 | 0.0012317 | 0.0012317 | 0.0012317 | 0.0012317 | 0.0012317 | 0.0012317 | 0.0012317 | 0.0012317 | 0.0012317 | 0.0012317 | 0.0012317 | 0.0012317 | 0.0012317 | 1.8359e-05 | 1.8489e-05 | 1.8619e-05 | 1.875e-05 | 1.888e-05 | 1.9048e-05 | 1.9216e-05 | 1.9384e-05 | 1.9552e-05 | 1.972e-05 | 1.9888e-05 | 2.0056e-05 | 2.0224e-05 | 2.0392e-05 | 2.056e-05 | 2.0728e-05 | 2.0896e-05 | 2.1064e-05 | 2.1232e-05 | 2.14e-05 | 5.7448e-07 | 5.9235e-07 | 6.0907e-07 | 6.2146e-07 | 6.3487e-07 | 6.5564e-07 | 6.7762e-07 | 6.9241e-07 | 6.9841e-07 | 7.0441e-07 | 7.1041e-07 | 7.1641e-07 | 7.2241e-07 | 7.2841e-07 | 7.3441e-07 | 7.4041e-07 | 7.4641e-07 | 7.5242e-07 | 7.5842e-07 | 7.6442e-07 | 37239.5893 | 10803.398 | 0.36653 | 0.10633
| BAS011-85029671 | 59 | BAS011 | BAS | 0 | 0 | 0.001079 | 0.0011047 | 0.001128 | 0.0011429 | 0.0011595 | 0.0011869 | 0.001216 | 0.0012317 | 0.0012317 | 0.0012317 | 0.0012317 | 0.0012317 | 0.0012317 | 0.0012317 | 0.0012317 | 0.0012317 | 0.0012317 | 0.0012317 | 0.0012317 | 0.0012317 | 0.035171 | 0.03543 | 0.035688 | 0.035946 | 0.036205 | 0.03633 | 0.036455 | 0.03658 | 0.036705 | 0.036831 | 0.036956 | 0.037081 | 0.037206 | 0.037332 | 0.037457 | 0.037582 | 0.037707 | 0.037833 | 0.037958 | 0.038083 | 0.0011006 | 0.0011351 | 0.0011674 | 0.0011914 | 0.0012174 | 0.0012505 | 0.0012855 | 0.0013067 | 0.0013111 | 0.0013156 | 0.0013201 | 0.0013246 | 0.001329 | 0.0013335 | 0.001338 | 0.0013424 | 0.0013469 | 0.0013514 | 0.0013559 | 0.0013603 | 37239.5893 | 10803.398 | 683.7607 | 198.3625
| BAS011-85030316 | 61 | BAS011 | BAS | 0 | 0 | 0.001079 | 0.0011047 | 0.001128 | 0.0011429 | 0.0011595 | 0.0011869 | 0.001216 | 0.0012317 | 0.0012317 | 0.0012317 | 0.0012317 | 0.0012317 | 0.0012317 | 0.0012317 | 0.0012317 | 0.0012317 | 0.0012317 | 0.0012317 | 0.0012317 | 0.0012317 | 0.017843 | 0.017976 | 0.018109 | 0.018243 | 0.018376 | 0.018431 | 0.018486 | 0.018541 | 0.018596 | 0.018652 | 0.018707 | 0.018762 | 0.018817 | 0.018872 | 0.018927 | 0.018982 | 0.019037 | 0.019093 | 0.019148 | 0.019203 | 0.00055832 | 0.00057591 | 0.00059238 | 0.00060465 | 0.00061791 | 0.00063441 | 0.00065188 | 0.0006623 | 0.00066427 | 0.00066624 | 0.00066821 | 0.00067018 | 0.00067215 | 0.00067412 | 0.00067609 | 0.00067806 | 0.00068003 | 0.000682 | 0.00068397 | 0.00068594 | 37239.5893 | 10803.398 | 346.2095 | 100.4372
| BAS011-85421065 | 38 | BAS011 | BAS | 0 | 0 | 0.001079 | 0.0011047 | 0.001128 | 0.0011429 | 0.0011595 | 0.0011869 | 0.001216 | 0.0012317 | 0.0012317 | 0.0012317 | 0.0012317 | 0.0012317 | 0.0012317 | 0.0012317 | 0.0012317 | 0.0012317 | 0.0012317 | 0.0012317 | 0.0012317 | 0.0012317 | 0.08516 | 0.08565 | 0.08614 | 0.08663 | 0.08712 | 0.087211 | 0.087302 | 0.087393 | 0.087484 | 0.087576 | 0.087667 | 0.087758 | 0.087849 | 0.08794 | 0.088031 | 0.088122 | 0.088213 | 0.088305 | 0.088396 | 0.088487 | 0.0026648 | 0.002744 | 0.0028178 | 0.0028713 | 0.0029295 | 0.0030019 | 0.0030785 | 0.0031217 | 0.003125 | 0.0031282 | 0.0031315 | 0.0031347 | 0.003138 | 0.0031413 | 0.0031445 | 0.0031478 | 0.003151 | 0.0031543 | 0.0031575 | 0.0031608 | 37239.5893 | 10803.398 | 1626.5477 | 471.8699
| BAS011-85421256 | 75 | BAS011 | BAS | 0 | 0 | 0.001079 | 0.0011047 | 0.001128 | 0.0011429 | 0.0011595 | 0.0011869 | 0.001216 | 0.0012317 | 0.0012317 | 0.0012317 | 0.0012317 | 0.0012317 | 0.0012317 | 0.0012317 | 0.0012317 | 0.0012317 | 0.0012317 | 0.0012317 | 0.0012317 | 0.0012317 | 0.036771 | 0.037058 | 0.037345 | 0.037632 | 0.037919 | 0.03804 | 0.038161 | 0.038281 | 0.038402 | 0.038523 | 0.038643 | 0.038764 | 0.038885 | 0.039006 | 0.039126 | 0.039247 | 0.039368 | 0.039489 | 0.039609 | 0.03973 | 0.0011506 | 0.0011872 | 0.0012216 | 0.0012473 | 0.0012751 | 0.0013094 | 0.0013457 | 0.0013674 | 0.0013717 | 0.001376 | 0.0013804 | 0.0013847 | 0.001389 | 0.0013933 | 0.0013976 | 0.0014019 | 0.0014062 | 0.0014106 | 0.0014149 | 0.0014192 | 37239.5893 | 10803.398 | 714.9476 | 207.41
| BAS011-85724039 | 86 | BAS011 | BAS | 0 | 0 | 0.001079 | 0.0011047 | 0.001128 | 0.0011429 | 0.0011595 | 0.0011869 | 0.001216 | 0.0012317 | 0.0012317 | 0.0012317 | 0.0012317 | 0.0012317 | 0.0012317 | 0.0012317 | 0.0012317 | 0.0012317 | 0.0012317 | 0.0012317 | 0.0012317 | 0.0012317 | 0.41901 | 0.42151 | 0.424 | 0.4265 | 0.42899 | 0.42996 | 0.43092 | 0.43188 | 0.43284 | 0.43381 | 0.43477 | 0.43573 | 0.43669 | 0.43765 | 0.43862 | 0.43958 | 0.44054 | 0.4415 | 0.44246 | 0.44343 | 0.013111 | 0.013504 | 0.01387 | 0.014136 | 0.014425 | 0.014799 | 0.015196 | 0.015427 | 0.015461 | 0.015496 | 0.01553 | 0.015564 | 0.015599 | 0.015633 | 0.015668 | 0.015702 | 0.015736 | 0.015771 | 0.015805 | 0.015839 | 37239.5893 | 10803.398 | 8058.0397 | 2337.6791
| BAS011-89021568 | 68 | BAS011 | BAS | 0 | 0 | 0.001079 | 0.0011047 | 0.001128 | 0.0011429 | 0.0011595 | 0.0011869 | 0.001216 | 0.0012317 | 0.0012317 | 0.0012317 | 0.0012317 | 0.0012317 | 0.0012317 | 0.0012317 | 0.0012317 | 0.0012317 | 0.0012317 | 0.0012317 | 0.0012317 | 0.0012317 | 0.11226 | 0.11301 | 0.11376 | 0.11452 | 0.11527 | 0.11547 | 0.11566 | 0.11586 | 0.11606 | 0.11626 | 0.11645 | 0.11665 | 0.11685 | 0.11704 | 0.11724 | 0.11744 | 0.11764 | 0.11783 | 0.11803 | 0.11823 | 0.0035127 | 0.0036206 | 0.0037214 | 0.0037956 | 0.0038761 | 0.0039744 | 0.0040786 | 0.0041386 | 0.0041456 | 0.0041527 | 0.0041597 | 0.0041668 | 0.0041738 | 0.0041809 | 0.0041879 | 0.004195 | 0.004202 | 0.0042091 | 0.0042161 | 0.0042232 | 37239.5893 | 10803.398 | 2158.3122 | 626.1376
| BAS011-99529198 | 43 | BAS011 | BAS | 0 | 0 | 0.001079 | 0.0011047 | 0.001128 | 0.0011429 | 0.0011595 | 0.0011869 | 0.001216 | 0.0012317 | 0.0012317 | 0.0012317 | 0.0012317 | 0.0012317 | 0.0012317 | 0.0012317 | 0.0012317 | 0.0012317 | 0.0012317 | 0.0012317 | 0.0012317 | 0.0012317 | 0.0085738 | 0.0086544 | 0.008735 | 0.0088156 | 0.0088962 | 0.0089452 | 0.0089942 | 0.0090431 | 0.0090921 | 0.0091411 | 0.00919 | 0.009239 | 0.009288 | 0.0093369 | 0.0093859 | 0.0094349 | 0.0094839 | 0.0095328 | 0.0095818 | 0.0096308 | 0.00026829 | 0.00027727 | 0.00028574 | 0.00029219 | 0.00029915 | 0.0003079 | 0.00031716 | 0.00032303 | 0.00032477 | 0.00032652 | 0.00032827 | 0.00033002 | 0.00033177 | 0.00033352 | 0.00033527 | 0.00033702 | 0.00033877 | 0.00034052 | 0.00034227 | 0.00034401 | 37239.5893 | 10803.398 | 169.5776 | 49.1953
| BAS012-15414133 | 132 | BAS012 | BAS | 0 | 0 | 0.0013768 | 0.0013832 | 0.0013853 | 0.0013832 | 0.0013917 | 0.0014003 | 0.0014088 | 0.0014109 | 0.0014109 | 0.0014109 | 0.0014109 | 0.0014109 | 0.0014109 | 0.0014109 | 0.0014109 | 0.0014109 | 0.0014109 | 0.0014109 | 0.0014109 | 0.0014109 | 0 | 0 | 0 | 0 | 0 | 0 | 0 | 0 | 0 | 0 | 0 | 0 | 0 | 0 | 0 | 0 | 0 | 0 | 0 | 0 | 0 | 0 | 0 | 0 | 0 | 0 | 0 | 0 | 0 | 0 | 0 | 0 | 0 | 0 | 0 | 0 | 0 | 0 | 0 | 0 | 37239.5893 | 10803.398 | 0 | 0
| BAS012-187042122 | 95 | BAS012 | BAS | 0 | 0 | 0.0013768 | 0.0013832 | 0.0013853 | 0.0013832 | 0.0013917 | 0.0014003 | 0.0014088 | 0.0014109 | 0.0014109 | 0.0014109 | 0.0014109 | 0.0014109 | 0.0014109 | 0.0014109 | 0.0014109 | 0.0014109 | 0.0014109 | 0.0014109 | 0.0014109 | 0.0014109 | 0 | 0 | 0 | 0 | 0 | 0 | 0 | 0 | 0 | 0 | 0 | 0 | 0 | 0 | 0 | 0 | 0 | 0 | 0 | 0 | 0 | 0 | 0 | 0 | 0 | 0 | 0 | 0 | 0 | 0 | 0 | 0 | 0 | 0 | 0 | 0 | 0 | 0 | 0 | 0 | 37239.5893 | 10803.398 | 0 | 0
| BAS013-15414170 | 5 | BAS013 | BAS | 0 | 0 | 0 | 0 | 0 | 0 | 0 | 0 | 0 | 0 | 0 | 0 | 0 | 0 | 0 | 0 | 0 | 0 | 0 | 0 | 0 | 0 | 0 | 0 | 0 | 0 | 0 | 0 | 0 | 0 | 0 | 0 | 0 | 0 | 0 | 0 | 0 | 0 | 0 | 0 | 0 | 0 | 0 | 0 | 0 | 0 | 0 | 0 | 0 | 0 | 0 | 0 | 0 | 0 | 0 | 0 | 0 | 0 | 0 | 0 | 0 | 0 | 37239.5893 | 10803.398 | 0 | 0
| BAS014-15414207 | 130 | BAS014 | BAS | 0 | 0 | 0.0031062 | 0.003422 | 0.0033887 | 0.00335 | 0.0033186 | 0.0032946 | 0.0032742 | 0.0032595 | 0.0032595 | 0.0032595 | 0.0032595 | 0.0032595 | 0.0032595 | 0.0032595 | 0.0032595 | 0.0032595 | 0.0032595 | 0.0032595 | 0.0032595 | 0.0032595 | 0 | 0 | 0 | 0 | 0 | 0 | 0 | 0 | 0 | 0 | 0 | 0 | 0 | 0 | 0 | 0 | 0 | 0 | 0 | 0 | 0 | 0 | 0 | 0 | 0 | 0 | 0 | 0 | 0 | 0 | 0 | 0 | 0 | 0 | 0 | 0 | 0 | 0 | 0 | 0 | 37239.5893 | 10803.398 | 0 | 0
| BAS014-74639994 | 141 | BAS014 | BAS | 0 | 0 | 0.0031062 | 0.003422 | 0.0033887 | 0.00335 | 0.0033186 | 0.0032946 | 0.0032742 | 0.0032595 | 0.0032595 | 0.0032595 | 0.0032595 | 0.0032595 | 0.0032595 | 0.0032595 | 0.0032595 | 0.0032595 | 0.0032595 | 0.0032595 | 0.0032595 | 0.0032595 | 0 | 0 | 0 | 0 | 0 | 0 | 0 | 0 | 0 | 0 | 0 | 0 | 0 | 0 | 0 | 0 | 0 | 0 | 0 | 0 | 0 | 0 | 0 | 0 | 0 | 0 | 0 | 0 | 0 | 0 | 0 | 0 | 0 | 0 | 0 | 0 | 0 | 0 | 0 | 0 | 37239.5893 | 10803.398 | 0 | 0
| BAS021-15414366 | 0 | BAS021 | BAS | 0 | 0 | 0 | 0 | 0 | 0 | 0 | 0 | 0 | 0 | 0 | 0 | 0 | 0 | 0 | 0 | 0 | 0 | 0 | 0 | 0 | 0 | 0 | 0 | 0 | 0 | 0 | 0 | 0 | 0 | 0 | 0 | 0 | 0 | 0 | 0 | 0 | 0 | 0 | 0 | 0 | 0 | 0 | 0 | 0 | 0 | 0 | 0 | 0 | 0 | 0 | 0 | 0 | 0 | 0 | 0 | 0 | 0 | 0 | 0 | 0 | 0 | 37239.5893 | 10803.398 | 0 | 0
| BAS022-130430211 | 114 | BAS022 | BAS | 0 | 0 | 0.0010614 | 0.0010814 | 0.00078644 | 0.00079205 | 0.00080087 | 0.0008177 | 0.00083614 | 0.00085137 | 0.00085137 | 0.00085137 | 0.00085137 | 0.00085137 | 0.00085137 | 0.00085137 | 0.00085137 | 0.00085137 | 0.00085137 | 0.00085137 | 0.00085137 | 0.00085137 | 0.086221 | 0.086799 | 0.087377 | 0.087954 | 0.088532 | 0.088642 | 0.088753 | 0.088863 | 0.088974 | 0.089084 | 0.089195 | 0.089306 | 0.089416 | 0.089527 | 0.089637 | 0.089748 | 0.089858 | 0.089969 | 0.090079 | 0.09019 | 0.002654 | 0.0027222 | 0.0019928 | 0.0020203 | 0.0020562 | 0.002102 | 0.0021521 | 0.002194 | 0.0021967 | 0.0021995 | 0.0022022 | 0.0022049 | 0.0022077 | 0.0022104 | 0.0022131 | 0.0022158 | 0.0022186 | 0.0022213 | 0.002224 | 0.0022268 | 37239.5893 | 10803.398 | 1200.4025 | 348.243
| BAS022-131562724 | 613 | BAS022 | BAS | 0 | 0 | 0.0010614 | 0.0010814 | 0.00078644 | 0.00079205 | 0.00080087 | 0.0008177 | 0.00083614 | 0.00085137 | 0.00085137 | 0.00085137 | 0.00085137 | 0.00085137 | 0.00085137 | 0.00085137 | 0.00085137 | 0.00085137 | 0.00085137 | 0.00085137 | 0.00085137 | 0.00085137 | 37.8166 | 38.0083 | 38.2 | 38.3917 | 38.5834 | 38.763 | 38.9426 | 39.1223 | 39.3019 | 39.4815 | 39.6611 | 39.8407 | 40.0203 | 40.1999 | 40.3795 | 40.5591 | 40.7387 | 40.9183 | 41.0979 | 41.2775 | 1.164 | 1.192 | 0.87121 | 0.88183 | 0.8961 | 0.9192 | 0.94428 | 0.96592 | 0.97035 | 0.97479 | 0.97922 | 0.98366 | 0.98809 | 0.99252 | 0.99696 | 1.0014 | 1.0058 | 1.0103 | 1.0147 | 1.0191 | 37239.5893 | 10803.398 | 532529.7623 | 154489.6463
| BAS022-139345117 | 95 | BAS022 | BAS | 0 | 0 | 0.0010614 | 0.0010814 | 0.00078644 | 0.00079205 | 0.00080087 | 0.0008177 | 0.00083614 | 0.00085137 | 0.00085137 | 0.00085137 | 0.00085137 | 0.00085137 | 0.00085137 | 0.00085137 | 0.00085137 | 0.00085137 | 0.00085137 | 0.00085137 | 0.00085137 | 0.00085137 | 0.48903 | 0.49177 | 0.4945 | 0.49724 | 0.49997 | 0.49945 | 0.49893 | 0.4984 | 0.49788 | 0.49735 | 0.49683 | 0.49631 | 0.49578 | 0.49526 | 0.49473 | 0.49421 | 0.49369 | 0.49316 | 0.49264 | 0.49211 | 0.015053 | 0.015423 | 0.011278 | 0.011421 | 0.011612 | 0.011844 | 0.012098 | 0.012305 | 0.012292 | 0.01228 | 0.012267 | 0.012254 | 0.012241 | 0.012228 | 0.012215 | 0.012202 | 0.012189 | 0.012176 | 0.012163 | 0.01215 | 37239.5893 | 10803.398 | 6707.8915 | 1945.9941
| BAS022-139345255 | 60 | BAS022 | BAS | 0 | 0 | 0.0010614 | 0.0010814 | 0.00078644 | 0.00079205 | 0.00080087 | 0.0008177 | 0.00083614 | 0.00085137 | 0.00085137 | 0.00085137 | 0.00085137 | 0.00085137 | 0.00085137 | 0.00085137 | 0.00085137 | 0.00085137 | 0.00085137 | 0.00085137 | 0.00085137 | 0.00085137 | 0.39214 | 0.39267 | 0.39319 | 0.39372 | 0.39424 | 0.39344 | 0.39263 | 0.39182 | 0.39102 | 0.39021 | 0.38941 | 0.3886 | 0.38779 | 0.38699 | 0.38618 | 0.38538 | 0.38457 | 0.38376 | 0.38296 | 0.38215 | 0.01207 | 0.012315 | 0.0089674 | 0.0090434 | 0.0091563 | 0.0093297 | 0.0095205 | 0.009674 | 0.0096541 | 0.0096342 | 0.0096143 | 0.0095944 | 0.0095745 | 0.0095546 | 0.0095348 | 0.0095149 | 0.009495 | 0.0094751 | 0.0094552 | 0.0094353 | 37239.5893 | 10803.398 | 5279.6957 | 1531.6671
| BAS022-139345594 | 144 | BAS022 | BAS | 0 | 0 | 0.0010614 | 0.0010814 | 0.00078644 | 0.00079205 | 0.00080087 | 0.0008177 | 0.00083614 | 0.00085137 | 0.00085137 | 0.00085137 | 0.00085137 | 0.00085137 | 0.00085137 | 0.00085137 | 0.00085137 | 0.00085137 | 0.00085137 | 0.00085137 | 0.00085137 | 0.00085137 | 0.2343 | 0.2357 | 0.2371 | 0.2385 | 0.23989 | 0.24055 | 0.24121 | 0.24187 | 0.24253 | 0.24318 | 0.24384 | 0.2445 | 0.24516 | 0.24582 | 0.24647 | 0.24713 | 0.24779 | 0.24845 | 0.24911 | 0.24976 | 0.0072121 | 0.0073921 | 0.0054074 | 0.0054781 | 0.0055716 | 0.0057043 | 0.0058489 | 0.0059717 | 0.0059879 | 0.0060041 | 0.0060204 | 0.0060366 | 0.0060529 | 0.0060691 | 0.0060854 | 0.0061016 | 0.0061179 | 0.0061341 | 0.0061504 | 0.0061666 | 37239.5893 | 10803.398 | 3278.3353 | 951.0621
| BAS022-142437045 | 40 | BAS022 | BAS | 0 | 0 | 0.0010614 | 0.0010814 | 0.00078644 | 0.00079205 | 0.00080087 | 0.0008177 | 0.00083614 | 0.00085137 | 0.00085137 | 0.00085137 | 0.00085137 | 0.00085137 | 0.00085137 | 0.00085137 | 0.00085137 | 0.00085137 | 0.00085137 | 0.00085137 | 0.00085137 | 0.00085137 | 1.2552 | 1.2621 | 1.2689 | 1.2758 | 1.2826 | 1.283 | 1.2833 | 1.2836 | 1.2839 | 1.2842 | 1.2846 | 1.2849 | 1.2852 | 1.2855 | 1.2858 | 1.2862 | 1.2865 | 1.2868 | 1.2871 | 1.2875 | 0.038637 | 0.039581 | 0.02894 | 0.029304 | 0.029789 | 0.030423 | 0.031117 | 0.031692 | 0.0317 | 0.031708 | 0.031716 | 0.031723 | 0.031731 | 0.031739 | 0.031747 | 0.031755 | 0.031763 | 0.031771 | 0.031779 | 0.031787 | 37239.5893 | 10803.398 | 17321.2366 | 5024.9806
| BAS022-142437276 | 11 | BAS022 | BAS | 0 | 0 | 0.0010614 | 0.0010814 | 0.00078644 | 0.00079205 | 0.00080087 | 0.0008177 | 0.00083614 | 0.00085137 | 0.00085137 | 0.00085137 | 0.00085137 | 0.00085137 | 0.00085137 | 0.00085137 | 0.00085137 | 0.00085137 | 0.00085137 | 0.00085137 | 0.00085137 | 0.00085137 | 0.032508 | 0.032693 | 0.032877 | 0.033062 | 0.033246 | 0.033257 | 0.033267 | 0.033277 | 0.033288 | 0.033298 | 0.033308 | 0.033318 | 0.033329 | 0.033339 | 0.033349 | 0.03336 | 0.03337 | 0.03338 | 0.033391 | 0.033401 | 0.0010006 | 0.0010253 | 0.00074982 | 0.00075941 | 0.00077215 | 0.00078862 | 0.00080666 | 0.00082161 | 0.00082186 | 0.00082211 | 0.00082237 | 0.00082262 | 0.00082288 | 0.00082313 | 0.00082339 | 0.00082364 | 0.0008239 | 0.00082415 | 0.00082441 | 0.00082466 | 37239.5893 | 10803.398 | 449.0337 | 130.267
| BAS022-142437414 | 14 | BAS022 | BAS | 0 | 0 | 0.0010614 | 0.0010814 | 0.00078644 | 0.00079205 | 0.00080087 | 0.0008177 | 0.00083614 | 0.00085137 | 0.00085137 | 0.00085137 | 0.00085137 | 0.00085137 | 0.00085137 | 0.00085137 | 0.00085137 | 0.00085137 | 0.00085137 | 0.00085137 | 0.00085137 | 0.00085137 | 0.34457 | 0.34641 | 0.34825 | 0.35009 | 0.35193 | 0.35219 | 0.35246 | 0.35272 | 0.35298 | 0.35325 | 0.35351 | 0.35377 | 0.35404 | 0.3543 | 0.35456 | 0.35483 | 0.35509 | 0.35535 | 0.35562 | 0.35588 | 0.010606 | 0.010864 | 0.0079424 | 0.0080413 | 0.0081736 | 0.0083517 | 0.0085464 | 0.0087086 | 0.0087151 | 0.0087216 | 0.0087281 | 0.0087346 | 0.0087411 | 0.0087476 | 0.0087541 | 0.0087606 | 0.0087671 | 0.0087736 | 0.0087801 | 0.0087866 | 37239.5893 | 10803.398 | 4764.7031 | 1382.2651
| BAS022-144337084 | 48 | BAS022 | BAS | 0 | 0 | 0.0010614 | 0.0010814 | 0.00078644 | 0.00079205 | 0.00080087 | 0.0008177 | 0.00083614 | 0.00085137 | 0.00085137 | 0.00085137 | 0.00085137 | 0.00085137 | 0.00085137 | 0.00085137 | 0.00085137 | 0.00085137 | 0.00085137 | 0.00085137 | 0.00085137 | 0.00085137 | 0.2427 | 0.244 | 0.2453 | 0.2466 | 0.2479 | 0.24882 | 0.24975 | 0.25067 | 0.2516 | 0.25252 | 0.25344 | 0.25437 | 0.25529 | 0.25621 | 0.25714 | 0.25806 | 0.25899 | 0.25991 | 0.26083 | 0.26176 | 0.0074704 | 0.0076523 | 0.0055944 | 0.0056642 | 0.0057575 | 0.0059005 | 0.0060559 | 0.006189 | 0.0062118 | 0.0062347 | 0.0062575 | 0.0062803 | 0.0063031 | 0.0063259 | 0.0063487 | 0.0063715 | 0.0063943 | 0.0064171 | 0.0064399 | 0.0064627 | 37239.5893 | 10803.398 | 3405.4756 | 987.9461
| BAS022-15416117 | 132 | BAS022 | BAS | 0 | 0 | 0.0010614 | 0.0010814 | 0.00078644 | 0.00079205 | 0.00080087 | 0.0008177 | 0.00083614 | 0.00085137 | 0.00085137 | 0.00085137 | 0.00085137 | 0.00085137 | 0.00085137 | 0.00085137 | 0.00085137 | 0.00085137 | 0.00085137 | 0.00085137 | 0.00085137 | 0.00085137 | 58.1743 | 58.4589 | 58.7436 | 59.0283 | 59.3129 | 59.509 | 59.7051 | 59.9012 | 60.0972 | 60.2933 | 60.4894 | 60.6855 | 60.8816 | 61.0776 | 61.2737 | 61.4698 | 61.6659 | 61.8619 | 62.058 | 62.2541 | 1.7907 | 1.8334 | 1.3397 | 1.3558 | 1.3775 | 1.4112 | 1.4477 | 1.4789 | 1.4838 | 1.4886 | 1.4935 | 1.4983 | 1.5032 | 1.508 | 1.5128 | 1.5177 | 1.5225 | 1.5274 | 1.5322 | 1.537 | 37239.5893 | 10803.398 | 813402.6975 | 235972.3417
| BAS022-155392787 | 13 | BAS022 | BAS | 0 | 0 | 0.0010614 | 0.0010814 | 0.00078644 | 0.00079205 | 0.00080087 | 0.0008177 | 0.00083614 | 0.00085137 | 0.00085137 | 0.00085137 | 0.00085137 | 0.00085137 | 0.00085137 | 0.00085137 | 0.00085137 | 0.00085137 | 0.00085137 | 0.00085137 | 0.00085137 | 0.00085137 | 0.16968 | 0.17026 | 0.17083 | 0.17141 | 0.17199 | 0.17238 | 0.17278 | 0.17318 | 0.17358 | 0.17398 | 0.17438 | 0.17477 | 0.17517 | 0.17557 | 0.17597 | 0.17637 | 0.17676 | 0.17716 | 0.17756 | 0.17796 | 0.0052229 | 0.0053396 | 0.0038961 | 0.0039372 | 0.0039944 | 0.0040878 | 0.0041896 | 0.0042758 | 0.0042856 | 0.0042954 | 0.0043053 | 0.0043151 | 0.0043249 | 0.0043348 | 0.0043446 | 0.0043544 | 0.0043643 | 0.0043741 | 0.0043839 | 0.0043938 | 37239.5893 | 10803.398 | 2349.7339 | 681.67
| BAS022-155392904 | 48 | BAS022 | BAS | 0 | 0 | 0.0010614 | 0.0010814 | 0.00078644 | 0.00079205 | 0.00080087 | 0.0008177 | 0.00083614 | 0.00085137 | 0.00085137 | 0.00085137 | 0.00085137 | 0.00085137 | 0.00085137 | 0.00085137 | 0.00085137 | 0.00085137 | 0.00085137 | 0.00085137 | 0.00085137 | 0.00085137 | 0.041878 | 0.042137 | 0.042397 | 0.042656 | 0.042915 | 0.043049 | 0.043183 | 0.043317 | 0.043451 | 0.043585 | 0.043719 | 0.043853 | 0.043987 | 0.044121 | 0.044255 | 0.044389 | 0.044523 | 0.044657 | 0.044791 | 0.044925 | 0.001289 | 0.0013215 | 0.00096692 | 0.00097978 | 0.00099671 | 0.0010208 | 0.0010471 | 0.0010695 | 0.0010728 | 0.0010761 | 0.0010794 | 0.0010827 | 0.001086 | 0.0010893 | 0.0010926 | 0.0010959 | 0.0010993 | 0.0011026 | 0.0011059 | 0.0011092 | 37239.5893 | 10803.398 | 587.4583 | 170.4247
| BAS022-155393076 | 58 | BAS022 | BAS | 0 | 0 | 0.0010614 | 0.0010814 | 0.00078644 | 0.00079205 | 0.00080087 | 0.0008177 | 0.00083614 | 0.00085137 | 0.00085137 | 0.00085137 | 0.00085137 | 0.00085137 | 0.00085137 | 0.00085137 | 0.00085137 | 0.00085137 | 0.00085137 | 0.00085137 | 0.00085137 | 0.00085137 | 0.14938 | 0.15047 | 0.15156 | 0.15264 | 0.15373 | 0.1542 | 0.15467 | 0.15514 | 0.15561 | 0.15608 | 0.15655 | 0.15702 | 0.15749 | 0.15795 | 0.15842 | 0.15889 | 0.15936 | 0.15983 | 0.1603 | 0.16077 | 0.0045981 | 0.004719 | 0.0034565 | 0.0035061 | 0.0035704 | 0.0036566 | 0.0037504 | 0.0038304 | 0.0038419 | 0.0038535 | 0.0038651 | 0.0038767 | 0.0038883 | 0.0038999 | 0.0039114 | 0.003923 | 0.0039346 | 0.0039462 | 0.0039578 | 0.0039694 | 37239.5893 | 10803.398 | 2102.0863 | 609.8261
| BAS022-163916141 | 17 | BAS022 | BAS | 0 | 0 | 0.0010614 | 0.0010814 | 0.00078644 | 0.00079205 | 0.00080087 | 0.0008177 | 0.00083614 | 0.00085137 | 0.00085137 | 0.00085137 | 0.00085137 | 0.00085137 | 0.00085137 | 0.00085137 | 0.00085137 | 0.00085137 | 0.00085137 | 0.00085137 | 0.00085137 | 0.00085137 | 0.22234 | 0.22369 | 0.22504 | 0.22639 | 0.22773 | 0.22832 | 0.22891 | 0.2295 | 0.23009 | 0.23068 | 0.23127 | 0.23186 | 0.23245 | 0.23304 | 0.23363 | 0.23422 | 0.23481 | 0.2354 | 0.23599 | 0.23658 | 0.0068439 | 0.0070154 | 0.0051324 | 0.0051999 | 0.0052891 | 0.0054143 | 0.0055507 | 0.0056663 | 0.0056809 | 0.0056955 | 0.00571 | 0.0057246 | 0.0057391 | 0.0057537 | 0.0057683 | 0.0057828 | 0.0057974 | 0.0058119 | 0.0058265 | 0.005841 | 37239.5893 | 10803.398 | 3109.6046 | 902.1124
| BAS022-164206998 | 294 | BAS022 | BAS | 0 | 0 | 0.0010614 | 0.0010814 | 0.00078644 | 0.00079205 | 0.00080087 | 0.0008177 | 0.00083614 | 0.00085137 | 0.00085137 | 0.00085137 | 0.00085137 | 0.00085137 | 0.00085137 | 0.00085137 | 0.00085137 | 0.00085137 | 0.00085137 | 0.00085137 | 0.00085137 | 0.00085137 | 25.3354 | 25.4455 | 25.5556 | 25.6657 | 25.7758 | 25.8228 | 25.8698 | 25.9168 | 25.9638 | 26.0108 | 26.0578 | 26.1048 | 26.1518 | 26.1988 | 26.2458 | 26.2928 | 26.3398 | 26.3868 | 26.4338 | 26.4808 | 0.77984 | 0.79802 | 0.58284 | 0.58952 | 0.59865 | 0.61234 | 0.62729 | 0.63988 | 0.64104 | 0.6422 | 0.64336 | 0.64452 | 0.64568 | 0.64684 | 0.648 | 0.64916 | 0.65032 | 0.65148 | 0.65264 | 0.6538 | 37239.5893 | 10803.398 | 351071.8927 | 101847.7771
| BAS022-171331284 | 22 | BAS022 | BAS | 0 | 0 | 0.0010614 | 0.0010814 | 0.00078644 | 0.00079205 | 0.00080087 | 0.0008177 | 0.00083614 | 0.00085137 | 0.00085137 | 0.00085137 | 0.00085137 | 0.00085137 | 0.00085137 | 0.00085137 | 0.00085137 | 0.00085137 | 0.00085137 | 0.00085137 | 0.00085137 | 0.00085137 | 0.39051 | 0.39243 | 0.39434 | 0.39626 | 0.39818 | 0.39914 | 0.40009 | 0.40105 | 0.402 | 0.40296 | 0.40392 | 0.40487 | 0.40583 | 0.40679 | 0.40774 | 0.4087 | 0.40966 | 0.41061 | 0.41157 | 0.41253 | 0.01202 | 0.012307 | 0.0089937 | 0.0091019 | 0.0092478 | 0.0094648 | 0.0097014 | 0.0099018 | 0.0099254 | 0.009949 | 0.0099726 | 0.0099962 | 0.01002 | 0.010043 | 0.010067 | 0.010091 | 0.010114 | 0.010138 | 0.010162 | 0.010185 | 37239.5893 | 10803.398 | 5436.4544 | 1577.1436
| BAS022-172349144 | 10 | BAS022 | BAS | 0 | 0 | 0.0010614 | 0.0010814 | 0.00078644 | 0.00079205 | 0.00080087 | 0.0008177 | 0.00083614 | 0.00085137 | 0.00085137 | 0.00085137 | 0.00085137 | 0.00085137 | 0.00085137 | 0.00085137 | 0.00085137 | 0.00085137 | 0.00085137 | 0.00085137 | 0.00085137 | 0.00085137 | 0.00011409 | 0.00011475 | 0.0001154 | 0.00011605 | 0.0001167 | 0.00011731 | 0.00011793 | 0.00011854 | 0.00011916 | 0.00011977 | 0.00012039 | 0.000121 | 0.00012162 | 0.00012223 | 0.00012285 | 0.00012347 | 0.00012408 | 0.00012469 | 0.00012531 | 0.00012593 | 3.5119e-06 | 3.5987e-06 | 2.6318e-06 | 2.6656e-06 | 2.7104e-06 | 2.7819e-06 | 2.8596e-06 | 2.9268e-06 | 2.942e-06 | 2.9572e-06 | 2.9724e-06 | 2.9876e-06 | 3.0028e-06 | 3.018e-06 | 3.0331e-06 | 3.0483e-06 | 3.0635e-06 | 3.0787e-06 | 3.0939e-06 | 3.1091e-06 | 37239.5893 | 10803.398 | 1.6148 | 0.46845
| BAS022-193385657 | 44 | BAS022 | BAS | 0 | 0 | 0.0010614 | 0.0010814 | 0.00078644 | 0.00079205 | 0.00080087 | 0.0008177 | 0.00083614 | 0.00085137 | 0.00085137 | 0.00085137 | 0.00085137 | 0.00085137 | 0.00085137 | 0.00085137 | 0.00085137 | 0.00085137 | 0.00085137 | 0.00085137 | 0.00085137 | 0.00085137 | 8.908 | 8.9362 | 8.9643 | 8.9925 | 9.0207 | 9.0294 | 9.038 | 9.0467 | 9.0554 | 9.064 | 9.0727 | 9.0814 | 9.09 | 9.0987 | 9.1074 | 9.1161 | 9.1247 | 9.1334 | 9.1421 | 9.1507 | 0.2742 | 0.28026 | 0.20445 | 0.20655 | 0.20951 | 0.21412 | 0.21915 | 0.22336 | 0.22357 | 0.22379 | 0.224 | 0.22422 | 0.22443 | 0.22464 | 0.22486 | 0.22507 | 0.22529 | 0.2255 | 0.22572 | 0.22593 | 37239.5893 | 10803.398 | 122449.9515 | 35523.3661
| BAS022-193385775 | 426 | BAS022 | BAS | 0 | 0 | 0.0010614 | 0.0010814 | 0.00078644 | 0.00079205 | 0.00080087 | 0.0008177 | 0.00083614 | 0.00085137 | 0.00085137 | 0.00085137 | 0.00085137 | 0.00085137 | 0.00085137 | 0.00085137 | 0.00085137 | 0.00085137 | 0.00085137 | 0.00085137 | 0.00085137 | 0.00085137 | 250.1655 | 251.3558 | 252.546 | 253.7362 | 254.9265 | 255.4082 | 255.8899 | 256.3716 | 256.8533 | 257.335 | 257.8167 | 258.2984 | 258.7801 | 259.2618 | 259.7436 | 260.2253 | 260.707 | 261.1887 | 261.6704 | 262.1521 | 7.7003 | 7.883 | 5.7597 | 5.8282 | 5.9207 | 6.0566 | 6.2048 | 6.3298 | 6.3416 | 6.3535 | 6.3654 | 6.3773 | 6.3892 | 6.4011 | 6.413 | 6.4249 | 6.4368 | 6.4487 | 6.4606 | 6.4725 | 37239.5893 | 10803.398 | 3472250.6659 | 1007317.9287
| BAS022-24598930 | 380 | BAS022 | BAS | 0 | 0 | 0.0010614 | 0.0010814 | 0.00078644 | 0.00079205 | 0.00080087 | 0.0008177 | 0.00083614 | 0.00085137 | 0.00085137 | 0.00085137 | 0.00085137 | 0.00085137 | 0.00085137 | 0.00085137 | 0.00085137 | 0.00085137 | 0.00085137 | 0.00085137 | 0.00085137 | 0.00085137 | 10.3979 | 10.4529 | 10.5078 | 10.5628 | 10.6177 | 10.645 | 10.6723 | 10.6996 | 10.7269 | 10.7542 | 10.7815 | 10.8088 | 10.8361 | 10.8634 | 10.8908 | 10.9181 | 10.9454 | 10.9727 | 11 | 11.0273 | 0.32006 | 0.32782 | 0.23965 | 0.24262 | 0.2466 | 0.25243 | 0.25878 | 0.26417 | 0.26485 | 0.26552 | 0.26619 | 0.26687 | 0.26754 | 0.26822 | 0.26889 | 0.26956 | 0.27024 | 0.27091 | 0.27159 | 0.27226 | 37239.5893 | 10803.398 | 145047.9515 | 42079.1631
| BAS022-72697775 | 19 | BAS022 | BAS | 0 | 0 | 0.0010614 | 0.0010814 | 0.00078644 | 0.00079205 | 0.00080087 | 0.0008177 | 0.00083614 | 0.00085137 | 0.00085137 | 0.00085137 | 0.00085137 | 0.00085137 | 0.00085137 | 0.00085137 | 0.00085137 | 0.00085137 | 0.00085137 | 0.00085137 | 0.00085137 | 0.00085137 | 0.028052 | 0.028221 | 0.028391 | 0.02856 | 0.02873 | 0.028774 | 0.028817 | 0.028861 | 0.028905 | 0.028948 | 0.028992 | 0.029036 | 0.029079 | 0.029123 | 0.029167 | 0.029211 | 0.029254 | 0.029298 | 0.029342 | 0.029385 | 0.00086346 | 0.00088508 | 0.0006475 | 0.00065602 | 0.00066726 | 0.00068232 | 0.00069876 | 0.00071257 | 0.00071365 | 0.00071473 | 0.00071581 | 0.00071689 | 0.00071797 | 0.00071904 | 0.00072012 | 0.0007212 | 0.00072228 | 0.00072336 | 0.00072444 | 0.00072552 | 37239.5893 | 10803.398 | 390.2534 | 113.2145
| BAS022-72698236 | 51 | BAS022 | BAS | 0 | 0 | 0.0010614 | 0.0010814 | 0.00078644 | 0.00079205 | 0.00080087 | 0.0008177 | 0.00083614 | 0.00085137 | 0.00085137 | 0.00085137 | 0.00085137 | 0.00085137 | 0.00085137 | 0.00085137 | 0.00085137 | 0.00085137 | 0.00085137 | 0.00085137 | 0.00085137 | 0.00085137 | 0.062501 | 0.062874 | 0.063248 | 0.063621 | 0.063994 | 0.064204 | 0.064414 | 0.064624 | 0.064834 | 0.065044 | 0.065255 | 0.065465 | 0.065675 | 0.065885 | 0.066095 | 0.066305 | 0.066515 | 0.066725 | 0.066935 | 0.067145 | 0.0019238 | 0.0019719 | 0.0014425 | 0.0014613 | 0.0014863 | 0.0015225 | 0.0015619 | 0.0015956 | 0.0016007 | 0.0016059 | 0.0016111 | 0.0016163 | 0.0016215 | 0.0016267 | 0.0016319 | 0.0016371 | 0.0016422 | 0.0016474 | 0.0016526 | 0.0016578 | 37239.5893 | 10803.398 | 876.83 | 254.3729
| BAS022-72698508 | 34 | BAS022 | BAS | 0 | 0 | 0.0010614 | 0.0010814 | 0.00078644 | 0.00079205 | 0.00080087 | 0.0008177 | 0.00083614 | 0.00085137 | 0.00085137 | 0.00085137 | 0.00085137 | 0.00085137 | 0.00085137 | 0.00085137 | 0.00085137 | 0.00085137 | 0.00085137 | 0.00085137 | 0.00085137 | 0.00085137 | 0.035106 | 0.035283 | 0.035461 | 0.035638 | 0.035816 | 0.035898 | 0.03598 | 0.036062 | 0.036144 | 0.036226 | 0.036308 | 0.03639 | 0.036472 | 0.036554 | 0.036636 | 0.036718 | 0.0368 | 0.036882 | 0.036964 | 0.037046 | 0.0010806 | 0.0011066 | 0.00080874 | 0.00081859 | 0.00083183 | 0.00085126 | 0.00087244 | 0.00089036 | 0.00089238 | 0.00089441 | 0.00089643 | 0.00089845 | 0.00090048 | 0.0009025 | 0.00090453 | 0.00090655 | 0.00090857 | 0.0009106 | 0.00091262 | 0.00091465 | 37239.5893 | 10803.398 | 488.6839 | 141.7697
| BAS022-88324187 | 3 | BAS022 | BAS | 0 | 0 | 0.0010614 | 0.0010814 | 0.00078644 | 0.00079205 | 0.00080087 | 0.0008177 | 0.00083614 | 0.00085137 | 0.00085137 | 0.00085137 | 0.00085137 | 0.00085137 | 0.00085137 | 0.00085137 | 0.00085137 | 0.00085137 | 0.00085137 | 0.00085137 | 0.00085137 | 0.00085137 | 0.26623 | 0.2677 | 0.26917 | 0.27064 | 0.27211 | 0.273 | 0.27389 | 0.27478 | 0.27567 | 0.27656 | 0.27745 | 0.27834 | 0.27923 | 0.28013 | 0.28102 | 0.28191 | 0.2828 | 0.28369 | 0.28458 | 0.28547 | 0.0081949 | 0.0083957 | 0.0061389 | 0.0062164 | 0.0063198 | 0.0064737 | 0.0066413 | 0.0067843 | 0.0068063 | 0.0068283 | 0.0068503 | 0.0068723 | 0.0068942 | 0.0069162 | 0.0069382 | 0.0069602 | 0.0069822 | 0.0070042 | 0.0070262 | 0.0070482 | 37239.5893 | 10803.398 | 3729.3936 | 1081.9164
| BAS022-88324452 | 28 | BAS022 | BAS | 0 | 0 | 0.0010614 | 0.0010814 | 0.00078644 | 0.00079205 | 0.00080087 | 0.0008177 | 0.00083614 | 0.00085137 | 0.00085137 | 0.00085137 | 0.00085137 | 0.00085137 | 0.00085137 | 0.00085137 | 0.00085137 | 0.00085137 | 0.00085137 | 0.00085137 | 0.00085137 | 0.00085137 | 0.28175 | 0.2835 | 0.28525 | 0.287 | 0.28875 | 0.28935 | 0.28994 | 0.29054 | 0.29113 | 0.29172 | 0.29232 | 0.29291 | 0.2935 | 0.2941 | 0.29469 | 0.29528 | 0.29588 | 0.29647 | 0.29706 | 0.29766 | 0.0086724 | 0.0088911 | 0.0065056 | 0.0065923 | 0.0067064 | 0.0068614 | 0.0070305 | 0.0071732 | 0.0071879 | 0.0072025 | 0.0072172 | 0.0072318 | 0.0072465 | 0.0072611 | 0.0072758 | 0.0072905 | 0.0073051 | 0.0073198 | 0.0073344 | 0.0073491 | 37239.5893 | 10803.398 | 3932.0983 | 1140.7221
| BAS023-141849160 | 38 | BAS023 | BAS | 0 | 0 | 0.00023817 | 0.00024261 | 0.00024704 | 0.00024925 | 0.00025368 | 0.00025922 | 0.00026365 | 0.00026587 | 0.00026587 | 0.00026587 | 0.00026587 | 0.00026587 | 0.00026587 | 0.00026587 | 0.00026587 | 0.00026587 | 0.00026587 | 0.00026587 | 0.00026587 | 0.00026587 | 0.33121 | 0.33299 | 0.33477 | 0.33656 | 0.33834 | 0.33899 | 0.33964 | 0.34028 | 0.34093 | 0.34158 | 0.34223 | 0.34287 | 0.34352 | 0.34417 | 0.34482 | 0.34546 | 0.34611 | 0.34676 | 0.34741 | 0.34805 | 0.0022877 | 0.0023428 | 0.0023983 | 0.0024328 | 0.0024891 | 0.0025483 | 0.0025968 | 0.0026237 | 0.0026287 | 0.0026336 | 0.0026386 | 0.0026436 | 0.0026486 | 0.0026536 | 0.0026586 | 0.0026636 | 0.0026686 | 0.0026736 | 0.0026786 | 0.0026836 | 37239.5893 | 10803.398 | 1377.5078 | 399.6222
| BAS023-141849179 | 35 | BAS023 | BAS | 0 | 0 | 0.00023817 | 0.00024261 | 0.00024704 | 0.00024925 | 0.00025368 | 0.00025922 | 0.00026365 | 0.00026587 | 0.00026587 | 0.00026587 | 0.00026587 | 0.00026587 | 0.00026587 | 0.00026587 | 0.00026587 | 0.00026587 | 0.00026587 | 0.00026587 | 0.00026587 | 0.00026587 | 0.041025 | 0.041309 | 0.041592 | 0.041876 | 0.04216 | 0.042352 | 0.042545 | 0.042738 | 0.04293 | 0.043123 | 0.043316 | 0.043508 | 0.043701 | 0.043894 | 0.044087 | 0.044279 | 0.044472 | 0.044665 | 0.044857 | 0.04505 | 0.00028336 | 0.00029063 | 0.00029797 | 0.00030269 | 0.00031016 | 0.00031838 | 0.0003253 | 0.00032952 | 0.000331 | 0.00033249 | 0.00033397 | 0.00033546 | 0.00033694 | 0.00033843 | 0.00033992 | 0.0003414 | 0.00034289 | 0.00034437 | 0.00034586 | 0.00034734 | 37239.5893 | 10803.398 | 173.8284 | 50.4285
| BAS023-15416141 | 153 | BAS023 | BAS | 0 | 0 | 0.00023817 | 0.00024261 | 0.00024704 | 0.00024925 | 0.00025368 | 0.00025922 | 0.00026365 | 0.00026587 | 0.00026587 | 0.00026587 | 0.00026587 | 0.00026587 | 0.00026587 | 0.00026587 | 0.00026587 | 0.00026587 | 0.00026587 | 0.00026587 | 0.00026587 | 0.00026587 | 0 | 0 | 0 | 0 | 0 | 0 | 0 | 0 | 0 | 0 | 0 | 0 | 0 | 0 | 0 | 0 | 0 | 0 | 0 | 0 | 0 | 0 | 0 | 0 | 0 | 0 | 0 | 0 | 0 | 0 | 0 | 0 | 0 | 0 | 0 | 0 | 0 | 0 | 0 | 0 | 37239.5893 | 10803.398 | 0 | 0
| BAS023-155325011 | 39 | BAS023 | BAS | 0 | 0 | 0.00023817 | 0.00024261 | 0.00024704 | 0.00024925 | 0.00025368 | 0.00025922 | 0.00026365 | 0.00026587 | 0.00026587 | 0.00026587 | 0.00026587 | 0.00026587 | 0.00026587 | 0.00026587 | 0.00026587 | 0.00026587 | 0.00026587 | 0.00026587 | 0.00026587 | 0.00026587 | 0.41844 | 0.42089 | 0.42333 | 0.42577 | 0.42822 | 0.42914 | 0.43006 | 0.43099 | 0.43191 | 0.43283 | 0.43376 | 0.43468 | 0.43561 | 0.43653 | 0.43745 | 0.43838 | 0.4393 | 0.44022 | 0.44115 | 0.44207 | 0.0028902 | 0.0029612 | 0.0030328 | 0.0030776 | 0.0031503 | 0.003226 | 0.0032882 | 0.003323 | 0.0033301 | 0.0033372 | 0.0033444 | 0.0033515 | 0.0033586 | 0.0033657 | 0.0033729 | 0.00338 | 0.0033871 | 0.0033942 | 0.0034013 | 0.0034085 | 37239.5893 | 10803.398 | 1745.1301 | 506.2713
| BAS023-24612761 | 261 | BAS023 | BAS | 0 | 0 | 0.00023817 | 0.00024261 | 0.00024704 | 0.00024925 | 0.00025368 | 0.00025922 | 0.00026365 | 0.00026587 | 0.00026587 | 0.00026587 | 0.00026587 | 0.00026587 | 0.00026587 | 0.00026587 | 0.00026587 | 0.00026587 | 0.00026587 | 0.00026587 | 0.00026587 | 0.00026587 | 83.3881 | 83.7491 | 84.1101 | 84.4711 | 84.8321 | 84.9517 | 85.0713 | 85.1909 | 85.3105 | 85.4301 | 85.5497 | 85.6693 | 85.7889 | 85.9085 | 86.0281 | 86.1477 | 86.2673 | 86.3869 | 86.5065 | 86.6261 | 0.57597 | 0.58922 | 0.60257 | 0.61058 | 0.62409 | 0.63862 | 0.65045 | 0.65684 | 0.65776 | 0.65868 | 0.65961 | 0.66053 | 0.66145 | 0.66237 | 0.66329 | 0.66422 | 0.66514 | 0.66606 | 0.66698 | 0.66791 | 37239.5893 | 10803.398 | 344704.9621 | 100000.6975
| BAS023-41628847 | 403 | BAS023 | BAS | 0 | 0 | 0.00023817 | 0.00024261 | 0.00024704 | 0.00024925 | 0.00025368 | 0.00025922 | 0.00026365 | 0.00026587 | 0.00026587 | 0.00026587 | 0.00026587 | 0.00026587 | 0.00026587 | 0.00026587 | 0.00026587 | 0.00026587 | 0.00026587 | 0.00026587 | 0.00026587 | 0.00026587 | 10.5007 | 10.5658 | 10.6308 | 10.6958 | 10.7608 | 10.7952 | 10.8297 | 10.8641 | 10.8985 | 10.9329 | 10.9673 | 11.0017 | 11.0362 | 11.0706 | 11.105 | 11.1394 | 11.1738 | 11.2083 | 11.2427 | 11.2771 | 0.072529 | 0.074336 | 0.07616 | 0.077313 | 0.079165 | 0.081153 | 0.082803 | 0.083764 | 0.08403 | 0.084295 | 0.08456 | 0.084826 | 0.085091 | 0.085356 | 0.085622 | 0.085887 | 0.086153 | 0.086418 | 0.086683 | 0.086949 | 37239.5893 | 10803.398 | 44078.6073 | 12787.4326
| BAS024-15416191 | 179 | BAS024 | BAS | 0 | 0 | 0.00098379 | 0.0010149 | 0.001045 | 0.0010695 | 0.0010969 | 0.0011299 | 0.0011666 | 0.0011939 | 0.0011939 | 0.0011939 | 0.0011939 | 0.0011939 | 0.0011939 | 0.0011939 | 0.0011939 | 0.0011939 | 0.0011939 | 0.0011939 | 0.0011939 | 0.0011939 | 1.8323 | 1.8451 | 1.858 | 1.8708 | 1.8837 | 1.8942 | 1.9048 | 1.9153 | 1.9259 | 1.9365 | 1.947 | 1.9576 | 1.9681 | 1.9787 | 1.9892 | 1.9998 | 2.0104 | 2.0209 | 2.0315 | 2.042 | 0.052275 | 0.054305 | 0.056308 | 0.058027 | 0.059918 | 0.062066 | 0.064442 | 0.066317 | 0.066682 | 0.067048 | 0.067413 | 0.067779 | 0.068144 | 0.06851 | 0.068875 | 0.069241 | 0.069606 | 0.069972 | 0.070337 | 0.070703 | 37239.5893 | 10803.398 | 34381.5998 | 9974.2804
| BAS032-155216556 | 241 | BAS032 | BAS | 0 | 0 | 0.0012988 | 0.0013177 | 0.0013293 | 0.0013399 | 0.0013557 | 0.0013778 | 0.0014052 | 0.0014221 | 0.0014221 | 0.0014221 | 0.0014221 | 0.0014221 | 0.0014221 | 0.0014221 | 0.0014221 | 0.0014221 | 0.0014221 | 0.0014221 | 0.0014221 | 0.0014221 | 118.5393 | 118.9448 | 119.3502 | 119.7557 | 120.1612 | 120.2915 | 120.4218 | 120.5521 | 120.6823 | 120.8126 | 120.9429 | 121.0732 | 121.2035 | 121.3338 | 121.4641 | 121.5944 | 121.7247 | 121.855 | 121.9853 | 122.1156 | 4.4647 | 4.5454 | 4.601 | 4.6533 | 4.7241 | 4.8065 | 4.9074 | 4.9717 | 4.977 | 4.9824 | 4.9878 | 4.9932 | 4.9985 | 5.0039 | 5.0093 | 5.0146 | 5.02 | 5.0254 | 5.0308 | 5.0361 | 37239.5893 | 10803.398 | 2614358.6937 | 758439.0177
| BAS032-177751012 | 302 | BAS032 | BAS | 0 | 0 | 0.0012988 | 0.0013177 | 0.0013293 | 0.0013399 | 0.0013557 | 0.0013778 | 0.0014052 | 0.0014221 | 0.0014221 | 0.0014221 | 0.0014221 | 0.0014221 | 0.0014221 | 0.0014221 | 0.0014221 | 0.0014221 | 0.0014221 | 0.0014221 | 0.0014221 | 0.0014221 | 55.9949 | 56.1603 | 56.3258 | 56.4912 | 56.6566 | 56.7307 | 56.8048 | 56.8789 | 56.953 | 57.027 | 57.1011 | 57.1752 | 57.2493 | 57.3234 | 57.3975 | 57.4716 | 57.5457 | 57.6198 | 57.6939 | 57.768 | 2.109 | 2.1461 | 2.1714 | 2.195 | 2.2274 | 2.2668 | 2.3149 | 2.3457 | 2.3488 | 2.3518 | 2.3549 | 2.358 | 2.361 | 2.3641 | 2.3671 | 2.3702 | 2.3732 | 2.3763 | 2.3793 | 2.3824 | 37239.5893 | 10803.398 | 1234441.1932 | 358117.7932
| BAS033-139662053 | 81 | BAS033 | BAS | 0 | 0 | 0.00065221 | 0.00066802 | 0.00068459 | 0.0006989 | 0.00071622 | 0.00074032 | 0.00076593 | 0.00078626 | 0.00078626 | 0.00078626 | 0.00078626 | 0.00078626 | 0.00078626 | 0.00078626 | 0.00078626 | 0.00078626 | 0.00078626 | 0.00078626 | 0.00078626 | 0.00078626 | 1.0822 | 1.0899 | 1.0975 | 1.1052 | 1.1128 | 1.1105 | 1.1082 | 1.1059 | 1.1036 | 1.1013 | 1.099 | 1.0967 | 1.0944 | 1.0921 | 1.0898 | 1.0875 | 1.0851 | 1.0828 | 1.0805 | 1.0782 | 0.02047 | 0.021114 | 0.021789 | 0.022399 | 0.023113 | 0.023841 | 0.024615 | 0.025216 | 0.025163 | 0.025111 | 0.025058 | 0.025006 | 0.024953 | 0.024901 | 0.024848 | 0.024796 | 0.024743 | 0.024691 | 0.024638 | 0.024586 | 37239.5893 | 10803.398 | 12832.2359 | 3722.6982
| BAS033-139662229 | 68 | BAS033 | BAS | 0 | 0 | 0.00065221 | 0.00066802 | 0.00068459 | 0.0006989 | 0.00071622 | 0.00074032 | 0.00076593 | 0.00078626 | 0.00078626 | 0.00078626 | 0.00078626 | 0.00078626 | 0.00078626 | 0.00078626 | 0.00078626 | 0.00078626 | 0.00078626 | 0.00078626 | 0.00078626 | 0.00078626 | 1.6162 | 1.6267 | 1.6373 | 1.6479 | 1.6585 | 1.6588 | 1.6591 | 1.6594 | 1.6597 | 1.66 | 1.6603 | 1.6606 | 1.6609 | 1.6612 | 1.6615 | 1.6618 | 1.6621 | 1.6624 | 1.6626 | 1.6629 | 0.030568 | 0.031514 | 0.032506 | 0.0334 | 0.034448 | 0.035614 | 0.036852 | 0.037837 | 0.037844 | 0.037851 | 0.037857 | 0.037864 | 0.037871 | 0.037877 | 0.037884 | 0.037891 | 0.037898 | 0.037904 | 0.037911 | 0.037918 | 37239.5893 | 10803.398 | 19360.3486 | 5616.5376
| BAS033-140150122 | 24 | BAS033 | BAS | 0 | 0 | 0.00065221 | 0.00066802 | 0.00068459 | 0.0006989 | 0.00071622 | 0.00074032 | 0.00076593 | 0.00078626 | 0.00078626 | 0.00078626 | 0.00078626 | 0.00078626 | 0.00078626 | 0.00078626 | 0.00078626 | 0.00078626 | 0.00078626 | 0.00078626 | 0.00078626 | 0.00078626 | 0.099675 | 0.10043 | 0.10118 | 0.10193 | 0.10268 | 0.10246 | 0.10224 | 0.10202 | 0.10181 | 0.10159 | 0.10137 | 0.10115 | 0.10093 | 0.10072 | 0.1005 | 0.10028 | 0.10006 | 0.099845 | 0.099627 | 0.099409 | 0.0018853 | 0.0019455 | 0.0020087 | 0.0020659 | 0.0021327 | 0.0021998 | 0.002271 | 0.0023263 | 0.0023214 | 0.0023164 | 0.0023114 | 0.0023065 | 0.0023015 | 0.0022965 | 0.0022915 | 0.0022866 | 0.0022816 | 0.0022766 | 0.0022717 | 0.0022667 | 37239.5893 | 10803.398 | 1183.3967 | 343.3095
| BAS033-142953276 | 33 | BAS033 | BAS | 0 | 0 | 0.00065221 | 0.00066802 | 0.00068459 | 0.0006989 | 0.00071622 | 0.00074032 | 0.00076593 | 0.00078626 | 0.00078626 | 0.00078626 | 0.00078626 | 0.00078626 | 0.00078626 | 0.00078626 | 0.00078626 | 0.00078626 | 0.00078626 | 0.00078626 | 0.00078626 | 0.00078626 | 0.69213 | 0.6951 | 0.69806 | 0.70103 | 0.70399 | 0.70685 | 0.70971 | 0.71257 | 0.71543 | 0.71829 | 0.72116 | 0.72402 | 0.72688 | 0.72974 | 0.7326 | 0.73546 | 0.73832 | 0.74118 | 0.74404 | 0.74691 | 0.013091 | 0.013466 | 0.013859 | 0.014208 | 0.014622 | 0.015176 | 0.015764 | 0.016248 | 0.016313 | 0.016378 | 0.016444 | 0.016509 | 0.016574 | 0.016639 | 0.016704 | 0.01677 | 0.016835 | 0.0169 | 0.016965 | 0.017031 | 37239.5893 | 10803.398 | 8396.8429 | 2435.9677
| BAS033-155164312 | 49 | BAS033 | BAS | 0 | 0 | 0.00065221 | 0.00066802 | 0.00068459 | 0.0006989 | 0.00071622 | 0.00074032 | 0.00076593 | 0.00078626 | 0.00078626 | 0.00078626 | 0.00078626 | 0.00078626 | 0.00078626 | 0.00078626 | 0.00078626 | 0.00078626 | 0.00078626 | 0.00078626 | 0.00078626 | 0.00078626 | 0.0021946 | 0.0022147 | 0.0022349 | 0.002255 | 0.0022752 | 0.0022738 | 0.0022723 | 0.0022709 | 0.0022694 | 0.002268 | 0.0022666 | 0.0022651 | 0.0022637 | 0.0022622 | 0.0022608 | 0.0022594 | 0.0022579 | 0.0022565 | 0.002255 | 0.0022536 | 4.1508e-05 | 4.2905e-05 | 4.4369e-05 | 4.5705e-05 | 4.7257e-05 | 4.8816e-05 | 5.0473e-05 | 5.178e-05 | 5.1747e-05 | 5.1714e-05 | 5.1681e-05 | 5.1648e-05 | 5.1616e-05 | 5.1583e-05 | 5.155e-05 | 5.1517e-05 | 5.1484e-05 | 5.1451e-05 | 5.1419e-05 | 5.1386e-05 | 37239.5893 | 10803.398 | 26.4069 | 7.6608
| BAS033-155176923 | 58 | BAS033 | BAS | 0 | 0 | 0.00065221 | 0.00066802 | 0.00068459 | 0.0006989 | 0.00071622 | 0.00074032 | 0.00076593 | 0.00078626 | 0.00078626 | 0.00078626 | 0.00078626 | 0.00078626 | 0.00078626 | 0.00078626 | 0.00078626 | 0.00078626 | 0.00078626 | 0.00078626 | 0.00078626 | 0.00078626 | 0.7472 | 0.75266 | 0.75812 | 0.76357 | 0.76903 | 0.76766 | 0.76629 | 0.76493 | 0.76356 | 0.76219 | 0.76082 | 0.75945 | 0.75808 | 0.75671 | 0.75535 | 0.75398 | 0.75261 | 0.75124 | 0.74987 | 0.7485 | 0.014133 | 0.014581 | 0.015051 | 0.015476 | 0.015973 | 0.016481 | 0.017021 | 0.017442 | 0.01741 | 0.017379 | 0.017348 | 0.017317 | 0.017286 | 0.017254 | 0.017223 | 0.017192 | 0.017161 | 0.017129 | 0.017098 | 0.017067 | 37239.5893 | 10803.398 | 8880.6646 | 2576.3269
| BAS033-155190238 | 125 | BAS033 | BAS | 0 | 0 | 0.00065221 | 0.00066802 | 0.00068459 | 0.0006989 | 0.00071622 | 0.00074032 | 0.00076593 | 0.00078626 | 0.00078626 | 0.00078626 | 0.00078626 | 0.00078626 | 0.00078626 | 0.00078626 | 0.00078626 | 0.00078626 | 0.00078626 | 0.00078626 | 0.00078626 | 0.00078626 | 0.071439 | 0.071954 | 0.072469 | 0.072983 | 0.073498 | 0.073135 | 0.072771 | 0.072408 | 0.072044 | 0.071681 | 0.071317 | 0.070954 | 0.07059 | 0.070227 | 0.069863 | 0.0695 | 0.069137 | 0.068773 | 0.06841 | 0.068046 | 0.0013512 | 0.0013939 | 0.0014387 | 0.0014792 | 0.0015266 | 0.0015702 | 0.0016164 | 0.001651 | 0.0016427 | 0.0016344 | 0.0016261 | 0.0016179 | 0.0016096 | 0.0016013 | 0.001593 | 0.0015847 | 0.0015764 | 0.0015681 | 0.0015599 | 0.0015516 | 37239.5893 | 10803.398 | 834.463 | 242.082
| BAS033-155190444 | 40 | BAS033 | BAS | 0 | 0 | 0.00065221 | 0.00066802 | 0.00068459 | 0.0006989 | 0.00071622 | 0.00074032 | 0.00076593 | 0.00078626 | 0.00078626 | 0.00078626 | 0.00078626 | 0.00078626 | 0.00078626 | 0.00078626 | 0.00078626 | 0.00078626 | 0.00078626 | 0.00078626 | 0.00078626 | 0.00078626 | 0.010934 | 0.011031 | 0.011127 | 0.011223 | 0.011319 | 0.01131 | 0.0113 | 0.01129 | 0.011281 | 0.011271 | 0.011262 | 0.011252 | 0.011242 | 0.011233 | 0.011223 | 0.011214 | 0.011204 | 0.011194 | 0.011185 | 0.011175 | 0.00020681 | 0.00021369 | 0.0002209 | 0.00022747 | 0.00023511 | 0.00024281 | 0.000251 | 0.00025744 | 0.00025722 | 0.000257 | 0.00025678 | 0.00025657 | 0.00025635 | 0.00025613 | 0.00025591 | 0.00025569 | 0.00025547 | 0.00025525 | 0.00025503 | 0.00025481 | 37239.5893 | 10803.398 | 131.2538 | 38.0774
| BAS033-155190566 | 42 | BAS033 | BAS | 0 | 0 | 0.00065221 | 0.00066802 | 0.00068459 | 0.0006989 | 0.00071622 | 0.00074032 | 0.00076593 | 0.00078626 | 0.00078626 | 0.00078626 | 0.00078626 | 0.00078626 | 0.00078626 | 0.00078626 | 0.00078626 | 0.00078626 | 0.00078626 | 0.00078626 | 0.00078626 | 0.00078626 | 0.021402 | 0.021601 | 0.021801 | 0.022001 | 0.0222 | 0.022142 | 0.022083 | 0.022024 | 0.021965 | 0.021906 | 0.021847 | 0.021788 | 0.021729 | 0.021671 | 0.021612 | 0.021553 | 0.021494 | 0.021435 | 0.021376 | 0.021317 | 0.00040479 | 0.00041847 | 0.00043282 | 0.00044591 | 0.00046111 | 0.00047536 | 0.0004905 | 0.00050218 | 0.00050084 | 0.00049949 | 0.00049815 | 0.00049681 | 0.00049547 | 0.00049413 | 0.00049278 | 0.00049144 | 0.0004901 | 0.00048876 | 0.00048741 | 0.00048607 | 37239.5893 | 10803.398 | 254.8861 | 73.9438
| BAS033-155190689 | 22 | BAS033 | BAS | 0 | 0 | 0.00065221 | 0.00066802 | 0.00068459 | 0.0006989 | 0.00071622 | 0.00074032 | 0.00076593 | 0.00078626 | 0.00078626 | 0.00078626 | 0.00078626 | 0.00078626 | 0.00078626 | 0.00078626 | 0.00078626 | 0.00078626 | 0.00078626 | 0.00078626 | 0.00078626 | 0.00078626 | 0.0016421 | 0.0016556 | 0.001669 | 0.0016824 | 0.0016959 | 0.0016939 | 0.001692 | 0.0016901 | 0.0016881 | 0.0016862 | 0.0016843 | 0.0016823 | 0.0016804 | 0.0016785 | 0.0016765 | 0.0016746 | 0.0016727 | 0.0016707 | 0.0016688 | 0.0016669 | 3.1059e-05 | 3.2073e-05 | 3.3135e-05 | 3.4099e-05 | 3.5224e-05 | 3.6367e-05 | 3.7582e-05 | 3.8536e-05 | 3.8492e-05 | 3.8448e-05 | 3.8404e-05 | 3.836e-05 | 3.8316e-05 | 3.8272e-05 | 3.8228e-05 | 3.8184e-05 | 3.814e-05 | 3.8095e-05 | 3.8051e-05 | 3.8007e-05 | 37239.5893 | 10803.398 | 19.6407 | 5.6979
| BAS033-155190801 | 20 | BAS033 | BAS | 0 | 0 | 0.00065221 | 0.00066802 | 0.00068459 | 0.0006989 | 0.00071622 | 0.00074032 | 0.00076593 | 0.00078626 | 0.00078626 | 0.00078626 | 0.00078626 | 0.00078626 | 0.00078626 | 0.00078626 | 0.00078626 | 0.00078626 | 0.00078626 | 0.00078626 | 0.00078626 | 0.00078626 | 0.00017854 | 0.00018026 | 0.00018197 | 0.00018369 | 0.0001854 | 0.00018501 | 0.00018462 | 0.00018423 | 0.00018384 | 0.00018345 | 0.00018306 | 0.00018267 | 0.00018228 | 0.00018189 | 0.0001815 | 0.00018111 | 0.00018072 | 0.00018033 | 0.00017994 | 0.00017955 | 3.377e-06 | 3.4921e-06 | 3.6127e-06 | 3.723e-06 | 3.8508e-06 | 3.972e-06 | 4.1008e-06 | 4.2007e-06 | 4.1919e-06 | 4.183e-06 | 4.1741e-06 | 4.1652e-06 | 4.1563e-06 | 4.1474e-06 | 4.1385e-06 | 4.1296e-06 | 4.1207e-06 | 4.1118e-06 | 4.1029e-06 | 4.094e-06 | 37239.5893 | 10803.398 | 2.1345 | 0.61924
| BAS033-155250207 | 115 | BAS033 | BAS | 0 | 0 | 0.00065221 | 0.00066802 | 0.00068459 | 0.0006989 | 0.00071622 | 0.00074032 | 0.00076593 | 0.00078626 | 0.00078626 | 0.00078626 | 0.00078626 | 0.00078626 | 0.00078626 | 0.00078626 | 0.00078626 | 0.00078626 | 0.00078626 | 0.00078626 | 0.00078626 | 0.00078626 | 0.054334 | 0.054787 | 0.05524 | 0.055693 | 0.056145 | 0.056028 | 0.05591 | 0.055793 | 0.055675 | 0.055558 | 0.05544 | 0.055323 | 0.055205 | 0.055087 | 0.05497 | 0.054852 | 0.054735 | 0.054617 | 0.0545 | 0.054382 | 0.0010277 | 0.0010614 | 0.0010967 | 0.0011288 | 0.0011662 | 0.0012029 | 0.0012419 | 0.0012722 | 0.0012695 | 0.0012668 | 0.0012641 | 0.0012614 | 0.0012588 | 0.0012561 | 0.0012534 | 0.0012507 | 0.001248 | 0.0012454 | 0.0012427 | 0.00124 | 37239.5893 | 10803.398 | 646.8992 | 187.6688
| BAS033-155250324 | 12 | BAS033 | BAS | 0 | 0 | 0.00065221 | 0.00066802 | 0.00068459 | 0.0006989 | 0.00071622 | 0.00074032 | 0.00076593 | 0.00078626 | 0.00078626 | 0.00078626 | 0.00078626 | 0.00078626 | 0.00078626 | 0.00078626 | 0.00078626 | 0.00078626 | 0.00078626 | 0.00078626 | 0.00078626 | 0.00078626 | 4.2545e-05 | 4.2979e-05 | 4.3413e-05 | 4.3846e-05 | 4.428e-05 | 4.4259e-05 | 4.4238e-05 | 4.4217e-05 | 4.4196e-05 | 4.4175e-05 | 4.4154e-05 | 4.4133e-05 | 4.4112e-05 | 4.4091e-05 | 4.407e-05 | 4.4049e-05 | 4.4028e-05 | 4.4007e-05 | 4.3986e-05 | 4.3965e-05 | 8.047e-07 | 8.3261e-07 | 8.6188e-07 | 8.8868e-07 | 9.1972e-07 | 9.5021e-07 | 9.8261e-07 | 1.0082e-06 | 1.0077e-06 | 1.0073e-06 | 1.0068e-06 | 1.0063e-06 | 1.0058e-06 | 1.0053e-06 | 1.0049e-06 | 1.0044e-06 | 1.0039e-06 | 1.0034e-06 | 1.003e-06 | 1.0025e-06 | 37239.5893 | 10803.398 | 0.51408 | 0.14914
| BAS033-177750890 | 210 | BAS033 | BAS | 0 | 0 | 0.00065221 | 0.00066802 | 0.00068459 | 0.0006989 | 0.00071622 | 0.00074032 | 0.00076593 | 0.00078626 | 0.00078626 | 0.00078626 | 0.00078626 | 0.00078626 | 0.00078626 | 0.00078626 | 0.00078626 | 0.00078626 | 0.00078626 | 0.00078626 | 0.00078626 | 0.00078626 | 39.7469 | 39.9269 | 40.1068 | 40.2868 | 40.4668 | 40.5414 | 40.6161 | 40.6907 | 40.7654 | 40.8401 | 40.9147 | 40.9894 | 41.064 | 41.1387 | 41.2134 | 41.288 | 41.3627 | 41.4373 | 41.512 | 41.5867 | 0.75177 | 0.77349 | 0.79625 | 0.81654 | 0.84051 | 0.8704 | 0.90216 | 0.92781 | 0.92952 | 0.93122 | 0.93292 | 0.93462 | 0.93633 | 0.93803 | 0.93973 | 0.94143 | 0.94314 | 0.94484 | 0.94654 | 0.94824 | 37239.5893 | 10803.398 | 477071.8423 | 138401.016
| BAS033-193428051 | 539 | BAS033 | BAS | 0 | 0 | 0.00065221 | 0.00066802 | 0.00068459 | 0.0006989 | 0.00071622 | 0.00074032 | 0.00076593 | 0.00078626 | 0.00078626 | 0.00078626 | 0.00078626 | 0.00078626 | 0.00078626 | 0.00078626 | 0.00078626 | 0.00078626 | 0.00078626 | 0.00078626 | 0.00078626 | 0.00078626 | 332.2525 | 333.8779 | 335.5033 | 337.1287 | 338.7541 | 339.1172 | 339.4802 | 339.8432 | 340.2062 | 340.5693 | 340.9323 | 341.2953 | 341.6583 | 342.0213 | 342.3844 | 342.7474 | 343.1104 | 343.4734 | 343.8364 | 344.1995 | 6.2842 | 6.4681 | 6.6608 | 6.833 | 7.0361 | 7.2806 | 7.5405 | 7.749 | 7.7573 | 7.7655 | 7.7738 | 7.7821 | 7.7904 | 7.7986 | 7.8069 | 7.8152 | 7.8235 | 7.8318 | 7.84 | 7.8483 | 37239.5893 | 10803.398 | 3976701.5337 | 1153661.7421
| BAS033-193428083 | 356 | BAS033 | BAS | 0 | 0 | 0.00065221 | 0.00066802 | 0.00068459 | 0.0006989 | 0.00071622 | 0.00074032 | 0.00076593 | 0.00078626 | 0.00078626 | 0.00078626 | 0.00078626 | 0.00078626 | 0.00078626 | 0.00078626 | 0.00078626 | 0.00078626 | 0.00078626 | 0.00078626 | 0.00078626 | 0.00078626 | 2.7082 | 2.7279 | 2.7477 | 2.7675 | 2.7873 | 2.7784 | 2.7696 | 2.7608 | 2.7519 | 2.7431 | 2.7342 | 2.7254 | 2.7165 | 2.7077 | 2.6989 | 2.69 | 2.6812 | 2.6723 | 2.6635 | 2.6546 | 0.051222 | 0.052847 | 0.054551 | 0.056092 | 0.057893 | 0.059651 | 0.061518 | 0.06295 | 0.062748 | 0.062546 | 0.062345 | 0.062143 | 0.061941 | 0.06174 | 0.061538 | 0.061337 | 0.061135 | 0.060933 | 0.060732 | 0.06053 | 37239.5893 | 10803.398 | 31947.988 | 9268.277
| BAS033-193428108 | 305 | BAS033 | BAS | 0 | 0 | 0.00065221 | 0.00066802 | 0.00068459 | 0.0006989 | 0.00071622 | 0.00074032 | 0.00076593 | 0.00078626 | 0.00078626 | 0.00078626 | 0.00078626 | 0.00078626 | 0.00078626 | 0.00078626 | 0.00078626 | 0.00078626 | 0.00078626 | 0.00078626 | 0.00078626 | 0.00078626 | 5.8177 | 5.8651 | 5.9125 | 5.9599 | 6.0073 | 6.0015 | 5.9957 | 5.9898 | 5.984 | 5.9782 | 5.9724 | 5.9665 | 5.9607 | 5.9549 | 5.9491 | 5.9433 | 5.9374 | 5.9316 | 5.9258 | 5.92 | 0.11004 | 0.11362 | 0.11738 | 0.1208 | 0.12477 | 0.12885 | 0.13317 | 0.13658 | 0.13645 | 0.13631 | 0.13618 | 0.13605 | 0.13591 | 0.13578 | 0.13565 | 0.13552 | 0.13538 | 0.13525 | 0.13512 | 0.13499 | 37239.5893 | 10803.398 | 69638.5597 | 20202.5074
| BAS033-193428622 | 445 | BAS033 | BAS | 0 | 0 | 0.00065221 | 0.00066802 | 0.00068459 | 0.0006989 | 0.00071622 | 0.00074032 | 0.00076593 | 0.00078626 | 0.00078626 | 0.00078626 | 0.00078626 | 0.00078626 | 0.00078626 | 0.00078626 | 0.00078626 | 0.00078626 | 0.00078626 | 0.00078626 | 0.00078626 | 0.00078626 | 197.1821 | 198.1483 | 199.1144 | 200.0806 | 201.0467 | 201.3966 | 201.7465 | 202.0964 | 202.4463 | 202.7962 | 203.1461 | 203.4961 | 203.846 | 204.1959 | 204.5458 | 204.8957 | 205.2456 | 205.5955 | 205.9454 | 206.2953 | 3.7295 | 3.8387 | 3.953 | 4.0553 | 4.1758 | 4.3239 | 4.4812 | 4.6081 | 4.6161 | 4.6241 | 4.6321 | 4.64 | 4.648 | 4.656 | 4.664 | 4.672 | 4.6799 | 4.6879 | 4.6959 | 4.7039 | 37239.5893 | 10803.398 | 2368397.2826 | 687084.3366
| BAS033-78747898 | 6 | BAS033 | BAS | 0 | 0 | 0.00065221 | 0.00066802 | 0.00068459 | 0.0006989 | 0.00071622 | 0.00074032 | 0.00076593 | 0.00078626 | 0.00078626 | 0.00078626 | 0.00078626 | 0.00078626 | 0.00078626 | 0.00078626 | 0.00078626 | 0.00078626 | 0.00078626 | 0.00078626 | 0.00078626 | 0.00078626 | 0.00092916 | 0.00093452 | 0.00093988 | 0.00094524 | 0.0009506 | 0.00095564 | 0.00096068 | 0.00096572 | 0.00097076 | 0.0009758 | 0.00098084 | 0.00098588 | 0.00099092 | 0.00099596 | 0.001001 | 0.001006 | 0.0010111 | 0.0010161 | 0.0010212 | 0.0010262 | 1.7574e-05 | 1.8104e-05 | 1.866e-05 | 1.9158e-05 | 1.9744e-05 | 2.0517e-05 | 2.1339e-05 | 2.202e-05 | 2.2135e-05 | 2.225e-05 | 2.2365e-05 | 2.248e-05 | 2.2595e-05 | 2.271e-05 | 2.2824e-05 | 2.2939e-05 | 2.3054e-05 | 2.3169e-05 | 2.3284e-05 | 2.3399e-05 | 37239.5893 | 10803.398 | 11.4015 | 3.3076
| BAS033-78747960 | 7 | BAS033 | BAS | 0 | 0 | 0.00065221 | 0.00066802 | 0.00068459 | 0.0006989 | 0.00071622 | 0.00074032 | 0.00076593 | 0.00078626 | 0.00078626 | 0.00078626 | 0.00078626 | 0.00078626 | 0.00078626 | 0.00078626 | 0.00078626 | 0.00078626 | 0.00078626 | 0.00078626 | 0.00078626 | 0.00078626 | 0.0030851 | 0.0031008 | 0.0031165 | 0.0031323 | 0.003148 | 0.0031585 | 0.003169 | 0.0031796 | 0.0031901 | 0.0032007 | 0.0032112 | 0.0032218 | 0.0032323 | 0.0032429 | 0.0032534 | 0.0032639 | 0.0032745 | 0.003285 | 0.0032956 | 0.0033061 | 5.8352e-05 | 6.0072e-05 | 6.1873e-05 | 6.3485e-05 | 6.5385e-05 | 6.7811e-05 | 7.0391e-05 | 7.25e-05 | 7.274e-05 | 7.2981e-05 | 7.3221e-05 | 7.3462e-05 | 7.3702e-05 | 7.3942e-05 | 7.4183e-05 | 7.4423e-05 | 7.4664e-05 | 7.4904e-05 | 7.5145e-05 | 7.5385e-05 | 37239.5893 | 10803.398 | 37.392 | 10.8476
| BAS033-78748025 | 81 | BAS033 | BAS | 0 | 0 | 0.00065221 | 0.00066802 | 0.00068459 | 0.0006989 | 0.00071622 | 0.00074032 | 0.00076593 | 0.00078626 | 0.00078626 | 0.00078626 | 0.00078626 | 0.00078626 | 0.00078626 | 0.00078626 | 0.00078626 | 0.00078626 | 0.00078626 | 0.00078626 | 0.00078626 | 0.00078626 | 1.4289 | 1.4349 | 1.4408 | 1.4468 | 1.4528 | 1.4552 | 1.4576 | 1.46 | 1.4624 | 1.4648 | 1.4672 | 1.4696 | 1.472 | 1.4744 | 1.4768 | 1.4792 | 1.4816 | 1.484 | 1.4864 | 1.4888 | 0.027026 | 0.027797 | 0.028605 | 0.029324 | 0.030175 | 0.031242 | 0.032376 | 0.03329 | 0.033345 | 0.0334 | 0.033455 | 0.033509 | 0.033564 | 0.033619 | 0.033674 | 0.033729 | 0.033783 | 0.033838 | 0.033893 | 0.033948 | 37239.5893 | 10803.398 | 17113.5016 | 4964.7156
| BAS033-78748089 | 26 | BAS033 | BAS | 0 | 0 | 0.00065221 | 0.00066802 | 0.00068459 | 0.0006989 | 0.00071622 | 0.00074032 | 0.00076593 | 0.00078626 | 0.00078626 | 0.00078626 | 0.00078626 | 0.00078626 | 0.00078626 | 0.00078626 | 0.00078626 | 0.00078626 | 0.00078626 | 0.00078626 | 0.00078626 | 0.00078626 | 0.16494 | 0.16577 | 0.16659 | 0.16742 | 0.16825 | 0.16867 | 0.16908 | 0.1695 | 0.16991 | 0.17033 | 0.17075 | 0.17116 | 0.17158 | 0.17199 | 0.17241 | 0.17282 | 0.17324 | 0.17366 | 0.17407 | 0.17449 | 0.0031196 | 0.0032113 | 0.0033074 | 0.0033934 | 0.0034947 | 0.0036212 | 0.0037557 | 0.0038648 | 0.0038743 | 0.0038838 | 0.0038933 | 0.0039028 | 0.0039122 | 0.0039217 | 0.0039312 | 0.0039407 | 0.0039502 | 0.0039596 | 0.0039691 | 0.0039786 | 37239.5893 | 10803.398 | 1989.4906 | 577.1615
| BAS033-95730010 | 21 | BAS033 | BAS | 0 | 0 | 0.00065221 | 0.00066802 | 0.00068459 | 0.0006989 | 0.00071622 | 0.00074032 | 0.00076593 | 0.00078626 | 0.00078626 | 0.00078626 | 0.00078626 | 0.00078626 | 0.00078626 | 0.00078626 | 0.00078626 | 0.00078626 | 0.00078626 | 0.00078626 | 0.00078626 | 0.00078626 | 0.0071446 | 0.0071964 | 0.0072483 | 0.0073001 | 0.007352 | 0.0073274 | 0.0073027 | 0.0072781 | 0.0072534 | 0.0072288 | 0.0072041 | 0.0071795 | 0.0071549 | 0.0071302 | 0.0071056 | 0.0070809 | 0.0070563 | 0.0070317 | 0.007007 | 0.0069824 | 0.00013513 | 0.00013941 | 0.0001439 | 0.00014796 | 0.0001527 | 0.00015731 | 0.00016221 | 0.00016595 | 0.00016539 | 0.00016483 | 0.00016427 | 0.0001637 | 0.00016314 | 0.00016258 | 0.00016202 | 0.00016146 | 0.0001609 | 0.00016033 | 0.00015977 | 0.00015921 | 37239.5893 | 10803.398 | 84.1902 | 24.424
| BAS033-96330036 | 65 | BAS033 | BAS | 0 | 0 | 0.00065221 | 0.00066802 | 0.00068459 | 0.0006989 | 0.00071622 | 0.00074032 | 0.00076593 | 0.00078626 | 0.00078626 | 0.00078626 | 0.00078626 | 0.00078626 | 0.00078626 | 0.00078626 | 0.00078626 | 0.00078626 | 0.00078626 | 0.00078626 | 0.00078626 | 0.00078626 | 0.34419 | 0.34694 | 0.3497 | 0.35245 | 0.3552 | 0.35444 | 0.35368 | 0.35292 | 0.35217 | 0.35141 | 0.35065 | 0.34989 | 0.34913 | 0.34837 | 0.34761 | 0.34686 | 0.3461 | 0.34534 | 0.34458 | 0.34382 | 0.0065101 | 0.0067212 | 0.0069426 | 0.0071434 | 0.0073776 | 0.0076096 | 0.007856 | 0.0080472 | 0.0080299 | 0.0080126 | 0.0079954 | 0.0079781 | 0.0079608 | 0.0079435 | 0.0079262 | 0.0079089 | 0.0078916 | 0.0078743 | 0.007857 | 0.0078397 | 37239.5893 | 10803.398 | 4092.426 | 1187.234
| BAS034-15416250 | 195 | BAS034 | BAS | 0 | 0 | 0.0010428 | 0.0010584 | 0.0010713 | 0.0010795 | 0.0010897 | 0.0011053 | 0.001131 | 0.0011393 | 0.0011393 | 0.0011393 | 0.0011393 | 0.0011393 | 0.0011393 | 0.0011393 | 0.0011393 | 0.0011393 | 0.0011393 | 0.0011393 | 0.0011393 | 0.0011393 | 0 | 0 | 0 | 0 | 0 | 0 | 0 | 0 | 0 | 0 | 0 | 0 | 0 | 0 | 0 | 0 | 0 | 0 | 0 | 0 | 0 | 0 | 0 | 0 | 0 | 0 | 0 | 0 | 0 | 0 | 0 | 0 | 0 | 0 | 0 | 0 | 0 | 0 | 0 | 0 | 37239.5893 | 10803.398 | 0 | 0
| BAS034-199849971 | 226 | BAS034 | BAS | 0 | 0 | 0.0010428 | 0.0010584 | 0.0010713 | 0.0010795 | 0.0010897 | 0.0011053 | 0.001131 | 0.0011393 | 0.0011393 | 0.0011393 | 0.0011393 | 0.0011393 | 0.0011393 | 0.0011393 | 0.0011393 | 0.0011393 | 0.0011393 | 0.0011393 | 0.0011393 | 0.0011393 | 0 | 0 | 0 | 0 | 0 | 0 | 0 | 0 | 0 | 0 | 0 | 0 | 0 | 0 | 0 | 0 | 0 | 0 | 0 | 0 | 0 | 0 | 0 | 0 | 0 | 0 | 0 | 0 | 0 | 0 | 0 | 0 | 0 | 0 | 0 | 0 | 0 | 0 | 0 | 0 | 37239.5893 | 10803.398 | 0 | 0
| BBD013-15437974 | 200 | BBD013 | BBD | 0 | 0 | 0.04308 | 0.04391 | 0.044637 | 0.04474 | 0.044983 | 0.045848 | 0.04699 | 0.047128 | 0.047128 | 0.047128 | 0.047128 | 0.047128 | 0.047128 | 0.047128 | 0.047128 | 0.047128 | 0.047128 | 0.047128 | 0.047128 | 0.047128 | 1.7781 | 1.7946 | 1.811 | 1.8275 | 1.8439 | 1.8415 | 1.839 | 1.8365 | 1.8341 | 1.8316 | 1.8292 | 1.8267 | 1.8242 | 1.8218 | 1.8193 | 1.8169 | 1.8144 | 1.8119 | 1.8095 | 1.807 | 2.2214 | 2.2852 | 2.3443 | 2.3711 | 2.4054 | 2.4484 | 2.506 | 2.51 | 2.5067 | 2.5033 | 2.4999 | 2.4966 | 2.4932 | 2.4898 | 2.4865 | 2.4831 | 2.4798 | 2.4764 | 2.473 | 2.4697 | 52622.2251 | 11033.2407 | 1853520.658 | 388625.5187
| BBD013-24614080 | 162 | BBD013 | BBD | 0 | 0 | 0.04308 | 0.04391 | 0.044637 | 0.04474 | 0.044983 | 0.045848 | 0.04699 | 0.047128 | 0.047128 | 0.047128 | 0.047128 | 0.047128 | 0.047128 | 0.047128 | 0.047128 | 0.047128 | 0.047128 | 0.047128 | 0.047128 | 0.047128 | 0.64313 | 0.6481 | 0.65307 | 0.65804 | 0.66302 | 0.66289 | 0.66277 | 0.66265 | 0.66252 | 0.6624 | 0.66228 | 0.66215 | 0.66203 | 0.6619 | 0.66178 | 0.66166 | 0.66153 | 0.66141 | 0.66129 | 0.66116 | 0.80346 | 0.82528 | 0.84538 | 0.8538 | 0.86491 | 0.88137 | 0.90316 | 0.90565 | 0.90548 | 0.90531 | 0.90514 | 0.90497 | 0.9048 | 0.90463 | 0.90446 | 0.9043 | 0.90413 | 0.90396 | 0.90379 | 0.90362 | 52622.2251 | 11033.2407 | 671040.5534 | 140696.2917
| BBD014-15437952 | 127 | BBD014 | BBD | 0 | 0 | 0.049355 | 0.049153 | 0.048871 | 0.048306 | 0.047863 | 0.047782 | 0.047823 | 0.047339 | 0.047339 | 0.047339 | 0.047339 | 0.047339 | 0.047339 | 0.047339 | 0.047339 | 0.047339 | 0.047339 | 0.047339 | 0.047339 | 0.047339 | 0.1366 | 0.13793 | 0.13925 | 0.14057 | 0.14189 | 0.14172 | 0.14155 | 0.14138 | 0.14121 | 0.14104 | 0.14087 | 0.14069 | 0.14052 | 0.14035 | 0.14018 | 0.14001 | 0.13984 | 0.13967 | 0.13949 | 0.13932 | 0.19552 | 0.19661 | 0.19735 | 0.19693 | 0.19695 | 0.19638 | 0.19631 | 0.19409 | 0.19385 | 0.19362 | 0.19338 | 0.19315 | 0.19291 | 0.19268 | 0.19244 | 0.19221 | 0.19197 | 0.19174 | 0.1915 | 0.19127 | 52622.2251 | 11033.2407 | 147924.8622 | 31015.2337
| BBD014-160682204 | 90 | BBD014 | BBD | 0 | 0 | 0.049355 | 0.049153 | 0.048871 | 0.048306 | 0.047863 | 0.047782 | 0.047823 | 0.047339 | 0.047339 | 0.047339 | 0.047339 | 0.047339 | 0.047339 | 0.047339 | 0.047339 | 0.047339 | 0.047339 | 0.047339 | 0.047339 | 0.047339 | 0.0014089 | 0.0014093 | 0.0014096 | 0.00141 | 0.0014103 | 0.0014101 | 0.0014098 | 0.0014095 | 0.0014092 | 0.0014089 | 0.0014086 | 0.0014084 | 0.0014081 | 0.0014078 | 0.0014075 | 0.0014072 | 0.001407 | 0.0014067 | 0.0014064 | 0.0014061 | 0.0020165 | 0.0020088 | 0.0019978 | 0.0019752 | 0.0019576 | 0.0019539 | 0.0019552 | 0.001935 | 0.0019346 | 0.0019342 | 0.0019338 | 0.0019334 | 0.001933 | 0.0019327 | 0.0019323 | 0.0019319 | 0.0019315 | 0.0019311 | 0.0019307 | 0.0019303 | 52622.2251 | 11033.2407 | 1486.844 | 311.7449
| BBD014-162435599 | 133 | BBD014 | BBD | 0 | 0 | 0.049355 | 0.049153 | 0.048871 | 0.048306 | 0.047863 | 0.047782 | 0.047823 | 0.047339 | 0.047339 | 0.047339 | 0.047339 | 0.047339 | 0.047339 | 0.047339 | 0.047339 | 0.047339 | 0.047339 | 0.047339 | 0.047339 | 0.047339 | 0 | 0 | 0 | 0 | 0 | 0 | 0 | 0 | 0 | 0 | 0 | 0 | 0 | 0 | 0 | 0 | 0 | 0 | 0 | 0 | 0 | 0 | 0 | 0 | 0 | 0 | 0 | 0 | 0 | 0 | 0 | 0 | 0 | 0 | 0 | 0 | 0 | 0 | 0 | 0 | 52622.2251 | 11033.2407 | 0 | 0
| BBD014-96325732 | 0 | BBD014 | BBD | 0 | 0 | 0.049355 | 0.049153 | 0.048871 | 0.048306 | 0.047863 | 0.047782 | 0.047823 | 0.047339 | 0.047339 | 0.047339 | 0.047339 | 0.047339 | 0.047339 | 0.047339 | 0.047339 | 0.047339 | 0.047339 | 0.047339 | 0.047339 | 0.047339 | 0.24633 | 0.24896 | 0.25159 | 0.25422 | 0.25685 | 0.25585 | 0.25484 | 0.25384 | 0.25283 | 0.25183 | 0.25082 | 0.24982 | 0.24881 | 0.24781 | 0.2468 | 0.2458 | 0.24479 | 0.24379 | 0.24278 | 0.24178 | 0.35256 | 0.35487 | 0.35656 | 0.35613 | 0.35651 | 0.35452 | 0.35343 | 0.34847 | 0.34709 | 0.34571 | 0.34433 | 0.34295 | 0.34157 | 0.3402 | 0.33882 | 0.33744 | 0.33606 | 0.33468 | 0.3333 | 0.33192 | 52622.2251 | 11033.2407 | 0 | 0
| BBD014-96325958 | 28 | BBD014 | BBD | 0 | 0 | 0.049355 | 0.049153 | 0.048871 | 0.048306 | 0.047863 | 0.047782 | 0.047823 | 0.047339 | 0.047339 | 0.047339 | 0.047339 | 0.047339 | 0.047339 | 0.047339 | 0.047339 | 0.047339 | 0.047339 | 0.047339 | 0.047339 | 0.047339 | 0 | 0 | 0 | 0 | 0 | 0 | 0 | 0 | 0 | 0 | 0 | 0 | 0 | 0 | 0 | 0 | 0 | 0 | 0 | 0 | 0 | 0 | 0 | 0 | 0 | 0 | 0 | 0 | 0 | 0 | 0 | 0 | 0 | 0 | 0 | 0 | 0 | 0 | 0 | 0 | 52622.2251 | 11033.2407 | 0 | 0
| BBD014-97325263 | 228 | BBD014 | BBD | 0 | 0 | 0.049355 | 0.049153 | 0.048871 | 0.048306 | 0.047863 | 0.047782 | 0.047823 | 0.047339 | 0.047339 | 0.047339 | 0.047339 | 0.047339 | 0.047339 | 0.047339 | 0.047339 | 0.047339 | 0.047339 | 0.047339 | 0.047339 | 0.047339 | 1.7128 | 1.7284 | 1.7441 | 1.7598 | 1.7755 | 1.7727 | 1.7698 | 1.7669 | 1.764 | 1.7612 | 1.7583 | 1.7554 | 1.7525 | 1.7497 | 1.7468 | 1.7439 | 1.741 | 1.7382 | 1.7353 | 1.7324 | 2.4514 | 2.4638 | 2.4719 | 2.4653 | 2.4645 | 2.4564 | 2.4544 | 2.4257 | 2.4217 | 2.4178 | 2.4138 | 2.4099 | 2.4059 | 2.402 | 2.398 | 2.3941 | 2.3901 | 2.3862 | 2.3822 | 2.3783 | 52622.2251 | 11033.2407 | 1847771.6721 | 387420.1355
| BBD021-15437930 | 27 | BBD021 | BBD | 0 | 0 | 0.02152 | 0.021814 | 0.02201 | 0.021961 | 0.021961 | 0.022279 | 0.022696 | 0.022647 | 0.022647 | 0.022647 | 0.022647 | 0.022647 | 0.022647 | 0.022647 | 0.022647 | 0.022647 | 0.022647 | 0.022647 | 0.022647 | 0.022647 | 0.0015363 | 0.0015511 | 0.001566 | 0.0015809 | 0.0015958 | 0.0015938 | 0.0015919 | 0.00159 | 0.0015881 | 0.0015862 | 0.0015842 | 0.0015823 | 0.0015804 | 0.0015785 | 0.0015765 | 0.0015746 | 0.0015727 | 0.0015708 | 0.0015688 | 0.0015669 | 0.00095873 | 0.00098125 | 0.00099956 | 0.0010068 | 0.0010163 | 0.0010298 | 0.0010478 | 0.0010443 | 0.001043 | 0.0010417 | 0.0010405 | 0.0010392 | 0.0010379 | 0.0010367 | 0.0010354 | 0.0010341 | 0.0010329 | 0.0010316 | 0.0010304 | 0.0010291 | 52622.2251 | 11033.2407 | 778.2926 | 163.1837
| BBD021-24611491 | 107 | BBD021 | BBD | 0 | 0 | 0.02152 | 0.021814 | 0.02201 | 0.021961 | 0.021961 | 0.022279 | 0.022696 | 0.022647 | 0.022647 | 0.022647 | 0.022647 | 0.022647 | 0.022647 | 0.022647 | 0.022647 | 0.022647 | 0.022647 | 0.022647 | 0.022647 | 0.022647 | 1.2433 | 1.2548 | 1.2663 | 1.2777 | 1.2892 | 1.2869 | 1.2845 | 1.2822 | 1.2798 | 1.2775 | 1.2752 | 1.2728 | 1.2705 | 1.2681 | 1.2658 | 1.2635 | 1.2611 | 1.2588 | 1.2564 | 1.2541 | 0.77592 | 0.79378 | 0.80823 | 0.81374 | 0.82104 | 0.83144 | 0.84545 | 0.84209 | 0.84055 | 0.83901 | 0.83748 | 0.83594 | 0.8344 | 0.83286 | 0.83133 | 0.82979 | 0.82825 | 0.82672 | 0.82518 | 0.82364 | 52622.2251 | 11033.2407 | 626970.0305 | 131456.0765
| BBD021-24613487 | 121 | BBD021 | BBD | 0 | 17 | 0.02152 | 0.021814 | 0.02201 | 0.021961 | 0.021961 | 0.022279 | 0.022696 | 0.022647 | 0.022647 | 0.022647 | 0.022647 | 0.022647 | 0.022647 | 0.022647 | 0.022647 | 0.022647 | 0.022647 | 0.022647 | 0.022647 | 0.022647 | 7.0207 | 7.0782 | 7.1357 | 7.1932 | 7.2508 | 7.2353 | 7.2198 | 7.2043 | 7.1888 | 7.1733 | 7.1579 | 7.1424 | 7.1269 | 7.1114 | 7.0959 | 7.0804 | 7.065 | 7.0495 | 7.034 | 7.0185 | 4.3814 | 4.4777 | 4.5546 | 4.5811 | 4.6177 | 4.6747 | 4.752 | 4.7315 | 4.7214 | 4.7112 | 4.701 | 4.6909 | 4.6807 | 4.6705 | 4.6604 | 4.6502 | 4.64 | 4.6298 | 4.6197 | 4.6095 | 52622.2251 | 11033.2407 | 3522618.732 | 738583.369
| BBD021-40480035 | 109 | BBD021 | BBD | 0 | 0 | 0.02152 | 0.021814 | 0.02201 | 0.021961 | 0.021961 | 0.022279 | 0.022696 | 0.022647 | 0.022647 | 0.022647 | 0.022647 | 0.022647 | 0.022647 | 0.022647 | 0.022647 | 0.022647 | 0.022647 | 0.022647 | 0.022647 | 0.022647 | 1.6453 | 1.6582 | 1.6712 | 1.6841 | 1.6971 | 1.6933 | 1.6895 | 1.6857 | 1.6819 | 1.6781 | 1.6743 | 1.6705 | 1.6667 | 1.6629 | 1.6591 | 1.6553 | 1.6515 | 1.6478 | 1.644 | 1.6402 | 1.0268 | 1.049 | 1.0667 | 1.0726 | 1.0808 | 1.094 | 1.112 | 1.1071 | 1.1046 | 1.1021 | 1.0996 | 1.0971 | 1.0946 | 1.0922 | 1.0897 | 1.0872 | 1.0847 | 1.0822 | 1.0797 | 1.0772 | 52622.2251 | 11033.2407 | 824222.7598 | 172813.8266
| BBD022-15437908 | 28 | BBD022 | BBD | 0 | 4 | 0.69 | 0.686 | 0.681 | 0.672 | 0.665 | 0.662 | 0.661 | 0.655 | 0.655 | 0.655 | 0.655 | 0.655 | 0.655 | 0.655 | 0.655 | 0.655 | 0.655 | 0.655 | 0.655 | 0.655 | 0.049911 | 0.050383 | 0.050855 | 0.051327 | 0.051799 | 0.051682 | 0.051565 | 0.051447 | 0.05133 | 0.051213 | 0.051096 | 0.050979 | 0.050861 | 0.050744 | 0.050627 | 0.05051 | 0.050393 | 0.050275 | 0.050158 | 0.050041 | 0.99872 | 1.0023 | 1.0043 | 1.0003 | 0.99894 | 0.99219 | 0.98844 | 0.97724 | 0.97502 | 0.97279 | 0.97056 | 0.96834 | 0.96611 | 0.96389 | 0.96166 | 0.95943 | 0.95721 | 0.95498 | 0.95275 | 0.95053 | 52622.2251 | 11033.2407 | 745068.0446 | 156217.5496
| BET001-143534818 | 32 | BET001 | BETS | 0 | 0 | 0.0013309 | 0.0013488 | 0.001364 | 0.0013747 | 0.0013846 | 0.0014034 | 0.0014267 | 0.0014374 | 0.0014374 | 0.0014374 | 0.0014374 | 0.0014374 | 0.0014374 | 0.0014374 | 0.0014374 | 0.0014374 | 0.0014374 | 0.0014374 | 0.0014374 | 0.0014374 | 0.19697 | 0.19826 | 0.19956 | 0.20085 | 0.20215 | 0.20245 | 0.20275 | 0.20306 | 0.20336 | 0.20366 | 0.20396 | 0.20427 | 0.20457 | 0.20487 | 0.20517 | 0.20548 | 0.20578 | 0.20608 | 0.20638 | 0.20669 | 0.0076022 | 0.0077551 | 0.0078938 | 0.0080076 | 0.0081169 | 0.0082394 | 0.0083885 | 0.0084643 | 0.0084769 | 0.0084895 | 0.0085021 | 0.0085147 | 0.0085273 | 0.0085399 | 0.0085526 | 0.0085652 | 0.0085778 | 0.0085904 | 0.008603 | 0.0086156 | 39529.3474 | 12162.0674 | 4742.127 | 1459.019
| BET001-15424260 | 258 | BET001 | BETS | 0 | 19 | 0.0013309 | 0.0013488 | 0.001364 | 0.0013747 | 0.0013846 | 0.0014034 | 0.0014267 | 0.0014374 | 0.0014374 | 0.0014374 | 0.0014374 | 0.0014374 | 0.0014374 | 0.0014374 | 0.0014374 | 0.0014374 | 0.0014374 | 0.0014374 | 0.0014374 | 0.0014374 | 134.5314 | 135.441 | 136.3505 | 137.2601 | 138.1697 | 138.5685 | 138.9673 | 139.3662 | 139.765 | 140.1639 | 140.5627 | 140.9615 | 141.3604 | 141.7592 | 142.1581 | 142.5569 | 142.9557 | 143.3546 | 143.7534 | 144.1523 | 5.1923 | 5.2978 | 5.3935 | 5.4722 | 5.5479 | 5.6395 | 5.7495 | 5.8094 | 5.826 | 5.8426 | 5.8593 | 5.8759 | 5.8925 | 5.9092 | 5.9258 | 5.9424 | 5.959 | 5.9757 | 5.9923 | 6.0089 | 39529.3474 | 12162.0674 | 3263879.5121 | 1004203.8393
| BET001-163510183 | 48 | BET001 | BETS | 0 | 0 | 0.0013309 | 0.0013488 | 0.001364 | 0.0013747 | 0.0013846 | 0.0014034 | 0.0014267 | 0.0014374 | 0.0014374 | 0.0014374 | 0.0014374 | 0.0014374 | 0.0014374 | 0.0014374 | 0.0014374 | 0.0014374 | 0.0014374 | 0.0014374 | 0.0014374 | 0.0014374 | 4.9007 | 4.9311 | 4.9615 | 4.9919 | 5.0222 | 5.0353 | 5.0483 | 5.0613 | 5.0743 | 5.0874 | 5.1004 | 5.1134 | 5.1264 | 5.1395 | 5.1525 | 5.1655 | 5.1785 | 5.1916 | 5.2046 | 5.2176 | 0.18915 | 0.19288 | 0.19626 | 0.19901 | 0.20166 | 0.20493 | 0.20886 | 0.21098 | 0.21152 | 0.21206 | 0.21261 | 0.21315 | 0.21369 | 0.21424 | 0.21478 | 0.21532 | 0.21586 | 0.21641 | 0.21695 | 0.21749 | 39529.3474 | 12162.0674 | 118500.0522 | 36459.13
| BET001-163510254 | 16 | BET001 | BETS | 0 | 0 | 0.0013309 | 0.0013488 | 0.001364 | 0.0013747 | 0.0013846 | 0.0014034 | 0.0014267 | 0.0014374 | 0.0014374 | 0.0014374 | 0.0014374 | 0.0014374 | 0.0014374 | 0.0014374 | 0.0014374 | 0.0014374 | 0.0014374 | 0.0014374 | 0.0014374 | 0.0014374 | 6.8985 | 6.9502 | 7.0019 | 7.0536 | 7.1053 | 7.1293 | 7.1532 | 7.1771 | 7.201 | 7.2249 | 7.2488 | 7.2727 | 7.2967 | 7.3206 | 7.3445 | 7.3684 | 7.3923 | 7.4162 | 7.4401 | 7.4641 | 0.26625 | 0.27186 | 0.27697 | 0.28121 | 0.2853 | 0.29015 | 0.29595 | 0.29917 | 0.30017 | 0.30117 | 0.30216 | 0.30316 | 0.30416 | 0.30515 | 0.30615 | 0.30715 | 0.30814 | 0.30914 | 0.31014 | 0.31113 | 39529.3474 | 12162.0674 | 168178.8472 | 51743.8966
| BET001-163979859 | 10 | BET001 | BETS | 0 | 0 | 0.0013309 | 0.0013488 | 0.001364 | 0.0013747 | 0.0013846 | 0.0014034 | 0.0014267 | 0.0014374 | 0.0014374 | 0.0014374 | 0.0014374 | 0.0014374 | 0.0014374 | 0.0014374 | 0.0014374 | 0.0014374 | 0.0014374 | 0.0014374 | 0.0014374 | 0.0014374 | 0.37104 | 0.37386 | 0.37669 | 0.37951 | 0.38234 | 0.38333 | 0.38432 | 0.38531 | 0.3863 | 0.3873 | 0.38829 | 0.38928 | 0.39027 | 0.39126 | 0.39225 | 0.39325 | 0.39424 | 0.39523 | 0.39622 | 0.39721 | 0.01432 | 0.014624 | 0.0149 | 0.01513 | 0.015352 | 0.015601 | 0.0159 | 0.016062 | 0.016103 | 0.016144 | 0.016186 | 0.016227 | 0.016268 | 0.01631 | 0.016351 | 0.016392 | 0.016434 | 0.016475 | 0.016516 | 0.016558 | 39529.3474 | 12162.0674 | 9013.7572 | 2773.2793
| BET002-147836095 | 151 | BET002 | BETS | 0 | 0 | 0.0011187 | 0.0011345 | 0.0011472 | 0.0011551 | 0.0011615 | 0.0011789 | 0.0011995 | 0.001209 | 0.001209 | 0.001209 | 0.001209 | 0.001209 | 0.001209 | 0.001209 | 0.001209 | 0.001209 | 0.001209 | 0.001209 | 0.001209 | 0.001209 | 0 | 0 | 0 | 0 | 0 | 0 | 0 | 0 | 0 | 0 | 0 | 0 | 0 | 0 | 0 | 0 | 0 | 0 | 0 | 0 | 0 | 0 | 0 | 0 | 0 | 0 | 0 | 0 | 0 | 0 | 0 | 0 | 0 | 0 | 0 | 0 | 0 | 0 | 0 | 0 | 39529.3474 | 12162.0674 | 0 | 0
| BET002-15424310 | 93 | BET002 | BETS | 0 | 0 | 0.0011187 | 0.0011345 | 0.0011472 | 0.0011551 | 0.0011615 | 0.0011789 | 0.0011995 | 0.001209 | 0.001209 | 0.001209 | 0.001209 | 0.001209 | 0.001209 | 0.001209 | 0.001209 | 0.001209 | 0.001209 | 0.001209 | 0.001209 | 0.001209 | 0 | 0 | 0 | 0 | 0 | 0 | 0 | 0 | 0 | 0 | 0 | 0 | 0 | 0 | 0 | 0 | 0 | 0 | 0 | 0 | 0 | 0 | 0 | 0 | 0 | 0 | 0 | 0 | 0 | 0 | 0 | 0 | 0 | 0 | 0 | 0 | 0 | 0 | 0 | 0 | 39529.3474 | 12162.0674 | 0 | 0
| BET003-15424094 | 59 | BET003 | BETS | 0 | 0 | 0.0045317 | 0.0045015 | 0.0044864 | 0.0044713 | 0.0044411 | 0.0044411 | 0.0044411 | 0.0044109 | 0.0044109 | 0.0044109 | 0.0044109 | 0.0044109 | 0.0044109 | 0.0044109 | 0.0044109 | 0.0044109 | 0.0044109 | 0.0044109 | 0.0044109 | 0.0044109 | 0.76827 | 0.7723 | 0.77634 | 0.78037 | 0.78441 | 0.78574 | 0.78708 | 0.78841 | 0.78974 | 0.79108 | 0.79241 | 0.79374 | 0.79508 | 0.79641 | 0.79774 | 0.79908 | 0.80041 | 0.80174 | 0.80308 | 0.80441 | 0.10097 | 0.10082 | 0.10101 | 0.10119 | 0.10103 | 0.1012 | 0.10137 | 0.10085 | 0.10102 | 0.10119 | 0.10136 | 0.10153 | 0.1017 | 0.10187 | 0.10204 | 0.10221 | 0.10238 | 0.10256 | 0.10273 | 0.1029 | 39529.3474 | 12162.0674 | 58002.272 | 17845.6662
| BET004-112026510 | 35 | BET004 | BETS | 0 | 0 | 0.0014714 | 0.0014948 | 0.0015124 | 0.0015284 | 0.0015401 | 0.0015665 | 0.0015943 | 0.0016118 | 0.0016118 | 0.0016118 | 0.0016118 | 0.0016118 | 0.0016118 | 0.0016118 | 0.0016118 | 0.0016118 | 0.0016118 | 0.0016118 | 0.0016118 | 0.0016118 | 0.61176 | 0.6161 | 0.62043 | 0.62477 | 0.62911 | 0.63094 | 0.63276 | 0.63459 | 0.63642 | 0.63824 | 0.64007 | 0.6419 | 0.64373 | 0.64555 | 0.64738 | 0.64921 | 0.65103 | 0.65286 | 0.65469 | 0.65651 | 0.026104 | 0.026707 | 0.027211 | 0.027693 | 0.028099 | 0.028662 | 0.029255 | 0.029662 | 0.029748 | 0.029833 | 0.029919 | 0.030004 | 0.030089 | 0.030175 | 0.03026 | 0.030346 | 0.030431 | 0.030516 | 0.030602 | 0.030687 | 39529.3474 | 12162.0674 | 16601.546 | 5107.8283
| BET004-15424334 | 205 | BET004 | BETS | 0 | 0 | 0.0014714 | 0.0014948 | 0.0015124 | 0.0015284 | 0.0015401 | 0.0015665 | 0.0015943 | 0.0016118 | 0.0016118 | 0.0016118 | 0.0016118 | 0.0016118 | 0.0016118 | 0.0016118 | 0.0016118 | 0.0016118 | 0.0016118 | 0.0016118 | 0.0016118 | 0.0016118 | 65.9867 | 66.3652 | 66.7436 | 67.1221 | 67.5006 | 67.8313 | 68.162 | 68.4927 | 68.8234 | 69.1541 | 69.4848 | 69.8156 | 70.1463 | 70.477 | 70.8077 | 71.1384 | 71.4691 | 71.7998 | 72.1305 | 72.4612 | 2.8157 | 2.8769 | 2.9273 | 2.9752 | 3.0149 | 3.0814 | 3.1514 | 3.2015 | 3.217 | 3.2325 | 3.2479 | 3.2634 | 3.2788 | 3.2943 | 3.3097 | 3.3252 | 3.3407 | 3.3561 | 3.3716 | 3.387 | 39529.3474 | 12162.0674 | 1800744.2819 | 554038.32
| BET004-163616866 | 9 | BET004 | BETS | 0 | 0 | 0.0014714 | 0.0014948 | 0.0015124 | 0.0015284 | 0.0015401 | 0.0015665 | 0.0015943 | 0.0016118 | 0.0016118 | 0.0016118 | 0.0016118 | 0.0016118 | 0.0016118 | 0.0016118 | 0.0016118 | 0.0016118 | 0.0016118 | 0.0016118 | 0.0016118 | 0.0016118 | 0.35139 | 0.3539 | 0.35642 | 0.35894 | 0.36145 | 0.36232 | 0.3632 | 0.36407 | 0.36494 | 0.36581 | 0.36668 | 0.36755 | 0.36843 | 0.3693 | 0.37017 | 0.37104 | 0.37191 | 0.37278 | 0.37366 | 0.37453 | 0.014994 | 0.015341 | 0.015632 | 0.01591 | 0.016144 | 0.01646 | 0.016792 | 0.017018 | 0.017058 | 0.017099 | 0.01714 | 0.01718 | 0.017221 | 0.017262 | 0.017303 | 0.017343 | 0.017384 | 0.017425 | 0.017466 | 0.017506 | 39529.3474 | 12162.0674 | 9514.0887 | 2927.2172
| BET004-164487583 | 8 | BET004 | BETS | 0 | 0 | 0.0014714 | 0.0014948 | 0.0015124 | 0.0015284 | 0.0015401 | 0.0015665 | 0.0015943 | 0.0016118 | 0.0016118 | 0.0016118 | 0.0016118 | 0.0016118 | 0.0016118 | 0.0016118 | 0.0016118 | 0.0016118 | 0.0016118 | 0.0016118 | 0.0016118 | 0.0016118 | 0.035575 | 0.035782 | 0.035989 | 0.036196 | 0.036403 | 0.036471 | 0.036539 | 0.036607 | 0.036675 | 0.036743 | 0.036811 | 0.036879 | 0.036947 | 0.037015 | 0.037082 | 0.03715 | 0.037218 | 0.037286 | 0.037354 | 0.037422 | 0.001518 | 0.0015511 | 0.0015784 | 0.0016044 | 0.0016259 | 0.0016568 | 0.0016893 | 0.0017111 | 0.0017143 | 0.0017175 | 0.0017206 | 0.0017238 | 0.001727 | 0.0017302 | 0.0017333 | 0.0017365 | 0.0017397 | 0.0017429 | 0.001746 | 0.0017492 | 39529.3474 | 12162.0674 | 956.2878 | 294.2228
| BET004-164487758 | 5 | BET004 | BETS | 0 | 0 | 0.0014714 | 0.0014948 | 0.0015124 | 0.0015284 | 0.0015401 | 0.0015665 | 0.0015943 | 0.0016118 | 0.0016118 | 0.0016118 | 0.0016118 | 0.0016118 | 0.0016118 | 0.0016118 | 0.0016118 | 0.0016118 | 0.0016118 | 0.0016118 | 0.0016118 | 0.0016118 | 0.046905 | 0.047242 | 0.047579 | 0.047916 | 0.048253 | 0.04837 | 0.048487 | 0.048603 | 0.04872 | 0.048837 | 0.048954 | 0.049071 | 0.049188 | 0.049305 | 0.049422 | 0.049539 | 0.049656 | 0.049773 | 0.04989 | 0.050007 | 0.0020015 | 0.0020479 | 0.0020867 | 0.0021239 | 0.0021552 | 0.0021973 | 0.0022417 | 0.0022719 | 0.0022773 | 0.0022828 | 0.0022883 | 0.0022937 | 0.0022992 | 0.0023047 | 0.0023101 | 0.0023156 | 0.0023211 | 0.0023265 | 0.002332 | 0.0023375 | 39529.3474 | 12162.0674 | 1270.1614 | 390.7929
| BET004-24611449 | 253 | BET004 | BETS | 0 | 0 | 0.0014714 | 0.0014948 | 0.0015124 | 0.0015284 | 0.0015401 | 0.0015665 | 0.0015943 | 0.0016118 | 0.0016118 | 0.0016118 | 0.0016118 | 0.0016118 | 0.0016118 | 0.0016118 | 0.0016118 | 0.0016118 | 0.0016118 | 0.0016118 | 0.0016118 | 0.0016118 | 47.3211 | 47.5879 | 47.8548 | 48.1216 | 48.3885 | 48.4588 | 48.529 | 48.5993 | 48.6695 | 48.7398 | 48.81 | 48.8803 | 48.9505 | 49.0208 | 49.091 | 49.1613 | 49.2315 | 49.3018 | 49.372 | 49.4423 | 2.0192 | 2.0629 | 2.0988 | 2.133 | 2.1612 | 2.2014 | 2.2437 | 2.2717 | 2.2749 | 2.2782 | 2.2815 | 2.2848 | 2.2881 | 2.2914 | 2.2946 | 2.2979 | 2.3012 | 2.3045 | 2.3078 | 2.3111 | 39529.3474 | 12162.0674 | 1268583.7877 | 390307.5176
| BET004-72499638 | 44 | BET004 | BETS | 0 | 0 | 0.0014714 | 0.0014948 | 0.0015124 | 0.0015284 | 0.0015401 | 0.0015665 | 0.0015943 | 0.0016118 | 0.0016118 | 0.0016118 | 0.0016118 | 0.0016118 | 0.0016118 | 0.0016118 | 0.0016118 | 0.0016118 | 0.0016118 | 0.0016118 | 0.0016118 | 0.0016118 | 0.88516 | 0.89069 | 0.89622 | 0.90176 | 0.90729 | 0.90856 | 0.90983 | 0.9111 | 0.91237 | 0.91364 | 0.91491 | 0.91618 | 0.91745 | 0.91872 | 0.91999 | 0.92126 | 0.92253 | 0.9238 | 0.92507 | 0.92634 | 0.03777 | 0.038611 | 0.039307 | 0.03997 | 0.040523 | 0.041274 | 0.042065 | 0.042587 | 0.042647 | 0.042706 | 0.042765 | 0.042825 | 0.042884 | 0.042943 | 0.043003 | 0.043062 | 0.043122 | 0.043181 | 0.04324 | 0.0433 | 39529.3474 | 12162.0674 | 23771.1439 | 7313.7117
| BET004-72499720 | 21 | BET004 | BETS | 0 | 0 | 0.0014714 | 0.0014948 | 0.0015124 | 0.0015284 | 0.0015401 | 0.0015665 | 0.0015943 | 0.0016118 | 0.0016118 | 0.0016118 | 0.0016118 | 0.0016118 | 0.0016118 | 0.0016118 | 0.0016118 | 0.0016118 | 0.0016118 | 0.0016118 | 0.0016118 | 0.0016118 | 0.13681 | 0.1377 | 0.13858 | 0.13947 | 0.14036 | 0.14071 | 0.14107 | 0.14142 | 0.14177 | 0.14212 | 0.14248 | 0.14283 | 0.14318 | 0.14353 | 0.14389 | 0.14424 | 0.14459 | 0.14494 | 0.1453 | 0.14565 | 0.0058378 | 0.0059691 | 0.0060781 | 0.0061821 | 0.0062691 | 0.0063923 | 0.006522 | 0.0066103 | 0.0066268 | 0.0066432 | 0.0066597 | 0.0066762 | 0.0066927 | 0.0067092 | 0.0067256 | 0.0067421 | 0.0067586 | 0.0067751 | 0.0067916 | 0.0068081 | 39529.3474 | 12162.0674 | 3697.8886 | 1137.7362
| BET004-72499790 | 34 | BET004 | BETS | 0 | 0 | 0.0014714 | 0.0014948 | 0.0015124 | 0.0015284 | 0.0015401 | 0.0015665 | 0.0015943 | 0.0016118 | 0.0016118 | 0.0016118 | 0.0016118 | 0.0016118 | 0.0016118 | 0.0016118 | 0.0016118 | 0.0016118 | 0.0016118 | 0.0016118 | 0.0016118 | 0.0016118 | 0.10551 | 0.10637 | 0.10723 | 0.10808 | 0.10894 | 0.10931 | 0.10968 | 0.11005 | 0.11041 | 0.11078 | 0.11115 | 0.11152 | 0.11189 | 0.11226 | 0.11263 | 0.113 | 0.11336 | 0.11373 | 0.1141 | 0.11447 | 0.0045024 | 0.0046111 | 0.0047028 | 0.0047908 | 0.0048657 | 0.0049657 | 0.0050708 | 0.0051439 | 0.0051611 | 0.0051783 | 0.0051956 | 0.0052128 | 0.00523 | 0.0052473 | 0.0052645 | 0.0052817 | 0.005299 | 0.0053162 | 0.0053334 | 0.0053507 | 39529.3474 | 12162.0674 | 2880.1223 | 886.1326
| BET004-72500100 | 65 | BET004 | BETS | 0 | 0 | 0.0014714 | 0.0014948 | 0.0015124 | 0.0015284 | 0.0015401 | 0.0015665 | 0.0015943 | 0.0016118 | 0.0016118 | 0.0016118 | 0.0016118 | 0.0016118 | 0.0016118 | 0.0016118 | 0.0016118 | 0.0016118 | 0.0016118 | 0.0016118 | 0.0016118 | 0.0016118 | 0.48857 | 0.49138 | 0.49418 | 0.49698 | 0.49978 | 0.50089 | 0.502 | 0.50311 | 0.50421 | 0.50532 | 0.50643 | 0.50754 | 0.50865 | 0.50975 | 0.51086 | 0.51197 | 0.51308 | 0.51419 | 0.5153 | 0.5164 | 0.020848 | 0.021301 | 0.021674 | 0.022029 | 0.022322 | 0.022754 | 0.023209 | 0.023517 | 0.023568 | 0.02362 | 0.023672 | 0.023724 | 0.023776 | 0.023827 | 0.023879 | 0.023931 | 0.023983 | 0.024035 | 0.024086 | 0.024138 | 39529.3474 | 12162.0674 | 13153.1375 | 4046.8501
| BET004-72500230 | 25 | BET004 | BETS | 0 | 0 | 0.0014714 | 0.0014948 | 0.0015124 | 0.0015284 | 0.0015401 | 0.0015665 | 0.0015943 | 0.0016118 | 0.0016118 | 0.0016118 | 0.0016118 | 0.0016118 | 0.0016118 | 0.0016118 | 0.0016118 | 0.0016118 | 0.0016118 | 0.0016118 | 0.0016118 | 0.0016118 | 0.10541 | 0.10612 | 0.10684 | 0.10756 | 0.10828 | 0.10845 | 0.10863 | 0.10881 | 0.10899 | 0.10916 | 0.10934 | 0.10952 | 0.1097 | 0.10987 | 0.11005 | 0.11023 | 0.11041 | 0.11058 | 0.11076 | 0.11094 | 0.0044978 | 0.0046004 | 0.0046859 | 0.0047675 | 0.0048361 | 0.0049268 | 0.0050224 | 0.005086 | 0.0050943 | 0.0051026 | 0.0051109 | 0.0051192 | 0.0051275 | 0.0051358 | 0.0051441 | 0.0051524 | 0.0051607 | 0.005169 | 0.0051773 | 0.0051856 | 39529.3474 | 12162.0674 | 2839.4105 | 873.6067
| BET004-72500251 | 39 | BET004 | BETS | 0 | 0 | 0.0014714 | 0.0014948 | 0.0015124 | 0.0015284 | 0.0015401 | 0.0015665 | 0.0015943 | 0.0016118 | 0.0016118 | 0.0016118 | 0.0016118 | 0.0016118 | 0.0016118 | 0.0016118 | 0.0016118 | 0.0016118 | 0.0016118 | 0.0016118 | 0.0016118 | 0.0016118 | 0.58889 | 0.59363 | 0.59836 | 0.6031 | 0.60783 | 0.60951 | 0.61119 | 0.61287 | 0.61455 | 0.61623 | 0.6179 | 0.61958 | 0.62126 | 0.62294 | 0.62462 | 0.6263 | 0.62798 | 0.62966 | 0.63133 | 0.63301 | 0.025128 | 0.025733 | 0.026243 | 0.026732 | 0.027148 | 0.027689 | 0.028258 | 0.028647 | 0.028726 | 0.028804 | 0.028883 | 0.028961 | 0.029039 | 0.029118 | 0.029196 | 0.029275 | 0.029353 | 0.029432 | 0.02951 | 0.029589 | 39529.3474 | 12162.0674 | 16019.6321 | 4928.7898
| BET004-72500469 | 18 | BET004 | BETS | 0 | 0 | 0.0014714 | 0.0014948 | 0.0015124 | 0.0015284 | 0.0015401 | 0.0015665 | 0.0015943 | 0.0016118 | 0.0016118 | 0.0016118 | 0.0016118 | 0.0016118 | 0.0016118 | 0.0016118 | 0.0016118 | 0.0016118 | 0.0016118 | 0.0016118 | 0.0016118 | 0.0016118 | 0.40919 | 0.4109 | 0.41261 | 0.41432 | 0.41602 | 0.41655 | 0.41707 | 0.41759 | 0.41812 | 0.41864 | 0.41916 | 0.41969 | 0.42021 | 0.42074 | 0.42126 | 0.42178 | 0.42231 | 0.42283 | 0.42335 | 0.42388 | 0.01746 | 0.017812 | 0.018096 | 0.018365 | 0.018581 | 0.018923 | 0.019283 | 0.019519 | 0.019544 | 0.019568 | 0.019593 | 0.019617 | 0.019642 | 0.019666 | 0.019691 | 0.019715 | 0.01974 | 0.019764 | 0.019789 | 0.019813 | 39529.3474 | 12162.0674 | 10905.4646 | 3355.3044
| BET005-110828671 | 35 | BET005 | BETS | 0 | 0 | 0.0016384 | 0.001675 | 0.0017089 | 0.0017266 | 0.001751 | 0.0017917 | 0.0018405 | 0.0018649 | 0.0018649 | 0.0018649 | 0.0018649 | 0.0018649 | 0.0018649 | 0.0018649 | 0.0018649 | 0.0018649 | 0.0018649 | 0.0018649 | 0.0018649 | 0.0018649 | 0.85224 | 0.85793 | 0.86362 | 0.86931 | 0.87501 | 0.8767 | 0.87839 | 0.88009 | 0.88178 | 0.88348 | 0.88517 | 0.88686 | 0.88856 | 0.89025 | 0.89195 | 0.89364 | 0.89534 | 0.89703 | 0.89872 | 0.90042 | 0.040493 | 0.041675 | 0.0428 | 0.043527 | 0.044432 | 0.045552 | 0.046884 | 0.047597 | 0.047689 | 0.047781 | 0.047872 | 0.047964 | 0.048055 | 0.048147 | 0.048239 | 0.04833 | 0.048422 | 0.048514 | 0.048605 | 0.048697 | 39529.3474 | 12162.0674 | 26357.4951 | 8109.4592
| BET005-117327746 | 9 | BET005 | BETS | 0 | 0 | 0.0016384 | 0.001675 | 0.0017089 | 0.0017266 | 0.001751 | 0.0017917 | 0.0018405 | 0.0018649 | 0.0018649 | 0.0018649 | 0.0018649 | 0.0018649 | 0.0018649 | 0.0018649 | 0.0018649 | 0.0018649 | 0.0018649 | 0.0018649 | 0.0018649 | 0.0018649 | 0.063892 | 0.064441 | 0.06499 | 0.065539 | 0.066087 | 0.066418 | 0.066748 | 0.067079 | 0.067409 | 0.067739 | 0.06807 | 0.0684 | 0.06873 | 0.069061 | 0.069391 | 0.069722 | 0.070052 | 0.070382 | 0.070713 | 0.071043 | 0.0030358 | 0.0031303 | 0.0032208 | 0.0032816 | 0.0033558 | 0.003451 | 0.0035626 | 0.0036278 | 0.0036456 | 0.0036635 | 0.0036814 | 0.0036992 | 0.0037171 | 0.003735 | 0.0037528 | 0.0037707 | 0.0037886 | 0.0038064 | 0.0038243 | 0.0038422 | 39529.3474 | 12162.0674 | 2019.9652 | 621.4864
| BET005-142631975 | 7 | BET005 | BETS | 0 | 0 | 0.0016384 | 0.001675 | 0.0017089 | 0.0017266 | 0.001751 | 0.0017917 | 0.0018405 | 0.0018649 | 0.0018649 | 0.0018649 | 0.0018649 | 0.0018649 | 0.0018649 | 0.0018649 | 0.0018649 | 0.0018649 | 0.0018649 | 0.0018649 | 0.0018649 | 0.0018649 | 0.0045161 | 0.0045538 | 0.0045916 | 0.0046293 | 0.004667 | 0.0046861 | 0.0047052 | 0.0047242 | 0.0047433 | 0.0047624 | 0.0047815 | 0.0048005 | 0.0048196 | 0.0048387 | 0.0048577 | 0.0048768 | 0.0048959 | 0.0049149 | 0.004934 | 0.0049531 | 0.00021458 | 0.00022121 | 0.00022755 | 0.00023179 | 0.00023699 | 0.00024348 | 0.00025114 | 0.0002555 | 0.00025653 | 0.00025756 | 0.00025859 | 0.00025962 | 0.00026066 | 0.00026169 | 0.00026272 | 0.00026375 | 0.00026478 | 0.00026581 | 0.00026684 | 0.00026787 | 39529.3474 | 12162.0674 | 142.0055 | 43.6911
| BET005-142632215 | 35 | BET005 | BETS | 0 | 0 | 0.0016384 | 0.001675 | 0.0017089 | 0.0017266 | 0.001751 | 0.0017917 | 0.0018405 | 0.0018649 | 0.0018649 | 0.0018649 | 0.0018649 | 0.0018649 | 0.0018649 | 0.0018649 | 0.0018649 | 0.0018649 | 0.0018649 | 0.0018649 | 0.0018649 | 0.0018649 | 0.11939 | 0.12032 | 0.12125 | 0.12219 | 0.12312 | 0.12353 | 0.12394 | 0.12434 | 0.12475 | 0.12516 | 0.12557 | 0.12598 | 0.12639 | 0.12679 | 0.1272 | 0.12761 | 0.12802 | 0.12843 | 0.12883 | 0.12924 | 0.0056726 | 0.0058447 | 0.0060093 | 0.006118 | 0.0062518 | 0.0064183 | 0.006615 | 0.0067248 | 0.0067469 | 0.006769 | 0.0067911 | 0.0068131 | 0.0068352 | 0.0068573 | 0.0068794 | 0.0069014 | 0.0069235 | 0.0069456 | 0.0069677 | 0.0069897 | 39529.3474 | 12162.0674 | 3732.6315 | 1148.4256
| BET005-143035133 | 48 | BET005 | BETS | 0 | 0 | 0.0016384 | 0.001675 | 0.0017089 | 0.0017266 | 0.001751 | 0.0017917 | 0.0018405 | 0.0018649 | 0.0018649 | 0.0018649 | 0.0018649 | 0.0018649 | 0.0018649 | 0.0018649 | 0.0018649 | 0.0018649 | 0.0018649 | 0.0018649 | 0.0018649 | 0.0018649 | 0.21801 | 0.21966 | 0.22131 | 0.22297 | 0.22462 | 0.22509 | 0.22555 | 0.22602 | 0.22649 | 0.22695 | 0.22742 | 0.22788 | 0.22835 | 0.22882 | 0.22928 | 0.22975 | 0.23022 | 0.23068 | 0.23115 | 0.23162 | 0.010359 | 0.01067 | 0.010968 | 0.011164 | 0.011406 | 0.011695 | 0.012039 | 0.012224 | 0.012249 | 0.012274 | 0.012299 | 0.012325 | 0.01235 | 0.012375 | 0.0124 | 0.012426 | 0.012451 | 0.012476 | 0.012501 | 0.012526 | 39529.3474 | 12162.0674 | 6767.5511 | 2082.1849
| BET005-143035406 | 23 | BET005 | BETS | 0 | 0 | 0.0016384 | 0.001675 | 0.0017089 | 0.0017266 | 0.001751 | 0.0017917 | 0.0018405 | 0.0018649 | 0.0018649 | 0.0018649 | 0.0018649 | 0.0018649 | 0.0018649 | 0.0018649 | 0.0018649 | 0.0018649 | 0.0018649 | 0.0018649 | 0.0018649 | 0.0018649 | 0.54983 | 0.55342 | 0.55701 | 0.5606 | 0.56418 | 0.56525 | 0.56631 | 0.56737 | 0.56844 | 0.5695 | 0.57056 | 0.57162 | 0.57269 | 0.57375 | 0.57481 | 0.57587 | 0.57694 | 0.578 | 0.57906 | 0.58013 | 0.026125 | 0.026883 | 0.027605 | 0.028069 | 0.028648 | 0.029369 | 0.030227 | 0.030685 | 0.030742 | 0.0308 | 0.030857 | 0.030915 | 0.030972 | 0.03103 | 0.031087 | 0.031145 | 0.031202 | 0.03126 | 0.031317 | 0.031375 | 39529.3474 | 12162.0674 | 16991.6265 | 5227.8451
| BET005-143035691 | 14 | BET005 | BETS | 0 | 0 | 0.0016384 | 0.001675 | 0.0017089 | 0.0017266 | 0.001751 | 0.0017917 | 0.0018405 | 0.0018649 | 0.0018649 | 0.0018649 | 0.0018649 | 0.0018649 | 0.0018649 | 0.0018649 | 0.0018649 | 0.0018649 | 0.0018649 | 0.0018649 | 0.0018649 | 0.0018649 | 0.082696 | 0.083266 | 0.083837 | 0.084408 | 0.084978 | 0.085245 | 0.085512 | 0.085779 | 0.086046 | 0.086313 | 0.08658 | 0.086848 | 0.087115 | 0.087382 | 0.087649 | 0.087916 | 0.088183 | 0.08845 | 0.088717 | 0.088984 | 0.0039292 | 0.0040447 | 0.0041549 | 0.0042263 | 0.0043151 | 0.0044292 | 0.0045642 | 0.0046392 | 0.0046536 | 0.004668 | 0.0046825 | 0.0046969 | 0.0047114 | 0.0047258 | 0.0047403 | 0.0047547 | 0.0047691 | 0.0047836 | 0.004798 | 0.0048125 | 39529.3474 | 12162.0674 | 2575.347 | 792.3618
| BET005-15436909 | 233 | BET005 | BETS | 0 | 3 | 0.0016384 | 0.001675 | 0.0017089 | 0.0017266 | 0.001751 | 0.0017917 | 0.0018405 | 0.0018649 | 0.0018649 | 0.0018649 | 0.0018649 | 0.0018649 | 0.0018649 | 0.0018649 | 0.0018649 | 0.0018649 | 0.0018649 | 0.0018649 | 0.0018649 | 0.0018649 | 98.4039 | 98.7623 | 99.1208 | 99.4792 | 99.8377 | 99.948 | 100.0583 | 100.1686 | 100.279 | 100.3893 | 100.4996 | 100.6099 | 100.7202 | 100.8305 | 100.9409 | 101.0512 | 101.1615 | 101.2718 | 101.3821 | 101.4925 | 4.6756 | 4.7975 | 4.9123 | 4.981 | 5.0696 | 5.1931 | 5.3406 | 5.4174 | 5.4233 | 5.4293 | 5.4353 | 5.4412 | 5.4472 | 5.4532 | 5.4591 | 5.4651 | 5.4711 | 5.477 | 5.483 | 5.489 | 39529.3474 | 12162.0674 | 2999798.4991 | 922953.5462
| BET005-162764936 | 1 | BET005 | BETS | 0 | 0 | 0.0016384 | 0.001675 | 0.0017089 | 0.0017266 | 0.001751 | 0.0017917 | 0.0018405 | 0.0018649 | 0.0018649 | 0.0018649 | 0.0018649 | 0.0018649 | 0.0018649 | 0.0018649 | 0.0018649 | 0.0018649 | 0.0018649 | 0.0018649 | 0.0018649 | 0.0018649 | 0.016774 | 0.016892 | 0.017011 | 0.017129 | 0.017248 | 0.017286 | 0.017324 | 0.017362 | 0.0174 | 0.017438 | 0.017476 | 0.017514 | 0.017553 | 0.017591 | 0.017629 | 0.017667 | 0.017705 | 0.017743 | 0.017781 | 0.017819 | 0.00079698 | 0.00082055 | 0.00084304 | 0.00085767 | 0.00087582 | 0.00089815 | 0.00092466 | 0.00093899 | 0.00094105 | 0.00094311 | 0.00094517 | 0.00094722 | 0.00094928 | 0.00095134 | 0.0009534 | 0.00095546 | 0.00095752 | 0.00095958 | 0.00096164 | 0.0009637 | 39529.3474 | 12162.0674 | 520.1624 | 160.0393
| BET005-24614354 | 246 | BET005 | BETS | 0 | 0 | 0.0016384 | 0.001675 | 0.0017089 | 0.0017266 | 0.001751 | 0.0017917 | 0.0018405 | 0.0018649 | 0.0018649 | 0.0018649 | 0.0018649 | 0.0018649 | 0.0018649 | 0.0018649 | 0.0018649 | 0.0018649 | 0.0018649 | 0.0018649 | 0.0018649 | 0.0018649 | 76.2416 | 76.6578 | 77.0739 | 77.49 | 77.9062 | 78.0886 | 78.271 | 78.4534 | 78.6358 | 78.8183 | 79.0007 | 79.1831 | 79.3655 | 79.548 | 79.7304 | 79.9128 | 80.0952 | 80.2776 | 80.4601 | 80.6425 | 3.6225 | 3.7237 | 3.8197 | 3.88 | 3.956 | 4.0574 | 4.1777 | 4.243 | 4.2528 | 4.2627 | 4.2726 | 4.2824 | 4.2923 | 4.3021 | 4.312 | 4.3219 | 4.3317 | 4.3416 | 4.3515 | 4.3613 | 39529.3474 | 12162.0674 | 2353288.7348 | 724040.6926
| BET005-54520179 | 249 | BET005 | BETS | 0 | 0 | 0.0016384 | 0.001675 | 0.0017089 | 0.0017266 | 0.001751 | 0.0017917 | 0.0018405 | 0.0018649 | 0.0018649 | 0.0018649 | 0.0018649 | 0.0018649 | 0.0018649 | 0.0018649 | 0.0018649 | 0.0018649 | 0.0018649 | 0.0018649 | 0.0018649 | 0.0018649 | 24.6429 | 24.8316 | 25.0204 | 25.2091 | 25.3979 | 25.4969 | 25.5959 | 25.6948 | 25.7938 | 25.8928 | 25.9918 | 26.0908 | 26.1897 | 26.2887 | 26.3877 | 26.4867 | 26.5857 | 26.6846 | 26.7836 | 26.8826 | 1.1709 | 1.2062 | 1.24 | 1.2622 | 1.2897 | 1.3248 | 1.3662 | 1.3896 | 1.395 | 1.4003 | 1.4057 | 1.4111 | 1.4164 | 1.4218 | 1.4271 | 1.4325 | 1.4378 | 1.4432 | 1.4485 | 1.4539 | 39529.3474 | 12162.0674 | 772349.3094 | 237630.1389
| BET005-76446461 | 46 | BET005 | BETS | 0 | 0 | 0.0016384 | 0.001675 | 0.0017089 | 0.0017266 | 0.001751 | 0.0017917 | 0.0018405 | 0.0018649 | 0.0018649 | 0.0018649 | 0.0018649 | 0.0018649 | 0.0018649 | 0.0018649 | 0.0018649 | 0.0018649 | 0.0018649 | 0.0018649 | 0.0018649 | 0.0018649 | 0.38988 | 0.39302 | 0.39616 | 0.3993 | 0.40244 | 0.40372 | 0.405 | 0.40629 | 0.40757 | 0.40885 | 0.41013 | 0.41141 | 0.41269 | 0.41397 | 0.41525 | 0.41653 | 0.41781 | 0.41909 | 0.42038 | 0.42166 | 0.018525 | 0.019091 | 0.019634 | 0.019993 | 0.020435 | 0.020977 | 0.021617 | 0.021973 | 0.022042 | 0.022111 | 0.022181 | 0.02225 | 0.022319 | 0.022389 | 0.022458 | 0.022527 | 0.022596 | 0.022666 | 0.022735 | 0.022804 | 39529.3474 | 12162.0674 | 12190.9621 | 3750.8158
| BET005-76446537 | 66 | BET005 | BETS | 0 | 0 | 0.0016384 | 0.001675 | 0.0017089 | 0.0017266 | 0.001751 | 0.0017917 | 0.0018405 | 0.0018649 | 0.0018649 | 0.0018649 | 0.0018649 | 0.0018649 | 0.0018649 | 0.0018649 | 0.0018649 | 0.0018649 | 0.0018649 | 0.0018649 | 0.0018649 | 0.0018649 | 0.20555 | 0.20731 | 0.20907 | 0.21083 | 0.21259 | 0.21331 | 0.21404 | 0.21477 | 0.21549 | 0.21622 | 0.21695 | 0.21767 | 0.2184 | 0.21913 | 0.21985 | 0.22058 | 0.22131 | 0.22203 | 0.22276 | 0.22349 | 0.0097665 | 0.01007 | 0.010361 | 0.010556 | 0.010795 | 0.011083 | 0.011424 | 0.011615 | 0.011654 | 0.011694 | 0.011733 | 0.011772 | 0.011812 | 0.011851 | 0.01189 | 0.011929 | 0.011969 | 0.012008 | 0.012047 | 0.012087 | 39529.3474 | 12162.0674 | 6445.6955 | 1983.159
| BET006-122234049 | 51 | BET006 | BETS | 0 | 0 | 0.0014702 | 0.0014936 | 0.001518 | 0.0015315 | 0.0015478 | 0.0015766 | 0.0016082 | 0.0016298 | 0.0016298 | 0.0016298 | 0.0016298 | 0.0016298 | 0.0016298 | 0.0016298 | 0.0016298 | 0.0016298 | 0.0016298 | 0.0016298 | 0.0016298 | 0.0016298 | 0.12515 | 0.12591 | 0.12666 | 0.12742 | 0.12818 | 0.12848 | 0.12877 | 0.12907 | 0.12936 | 0.12966 | 0.12996 | 0.13025 | 0.13055 | 0.13085 | 0.13114 | 0.13144 | 0.13173 | 0.13203 | 0.13233 | 0.13262 | 0.0053357 | 0.0054537 | 0.005576 | 0.0056593 | 0.0057534 | 0.0058742 | 0.0060056 | 0.0061005 | 0.0061145 | 0.0061285 | 0.0061425 | 0.0061564 | 0.0061704 | 0.0061844 | 0.0061984 | 0.0062124 | 0.0062264 | 0.0062404 | 0.0062544 | 0.0062684 | 39529.3474 | 12162.0674 | 3401.273 | 1046.4759
| BET006-123629680 | 69 | BET006 | BETS | 0 | 0 | 0.0014702 | 0.0014936 | 0.001518 | 0.0015315 | 0.0015478 | 0.0015766 | 0.0016082 | 0.0016298 | 0.0016298 | 0.0016298 | 0.0016298 | 0.0016298 | 0.0016298 | 0.0016298 | 0.0016298 | 0.0016298 | 0.0016298 | 0.0016298 | 0.0016298 | 0.0016298 | 1.3452 | 1.3542 | 1.3632 | 1.3722 | 1.3812 | 1.3832 | 1.3852 | 1.3872 | 1.3892 | 1.3912 | 1.3932 | 1.3952 | 1.3972 | 1.3992 | 1.4012 | 1.4032 | 1.4053 | 1.4073 | 1.4093 | 1.4113 | 0.057354 | 0.058658 | 0.06001 | 0.060944 | 0.061994 | 0.063242 | 0.064601 | 0.065566 | 0.065661 | 0.065756 | 0.06585 | 0.065945 | 0.06604 | 0.066135 | 0.06623 | 0.066325 | 0.06642 | 0.066515 | 0.066609 | 0.066704 | 39529.3474 | 12162.0674 | 36475.6296 | 11222.5243
| BET006-130742783 | 101 | BET006 | BETS | 0 | 0 | 0.0014702 | 0.0014936 | 0.001518 | 0.0015315 | 0.0015478 | 0.0015766 | 0.0016082 | 0.0016298 | 0.0016298 | 0.0016298 | 0.0016298 | 0.0016298 | 0.0016298 | 0.0016298 | 0.0016298 | 0.0016298 | 0.0016298 | 0.0016298 | 0.0016298 | 0.0016298 | 0.29992 | 0.30183 | 0.30373 | 0.30564 | 0.30754 | 0.30823 | 0.30891 | 0.3096 | 0.31028 | 0.31097 | 0.31165 | 0.31234 | 0.31303 | 0.31371 | 0.3144 | 0.31508 | 0.31577 | 0.31645 | 0.31714 | 0.31782 | 0.012787 | 0.013074 | 0.013371 | 0.013575 | 0.013804 | 0.014093 | 0.014407 | 0.014633 | 0.014666 | 0.014698 | 0.01473 | 0.014763 | 0.014795 | 0.014828 | 0.01486 | 0.014892 | 0.014925 | 0.014957 | 0.01499 | 0.015022 | 39529.3474 | 12162.0674 | 8155.8385 | 2509.3219
| BET006-143535036 | 45 | BET006 | BETS | 0 | 0 | 0.0014702 | 0.0014936 | 0.001518 | 0.0015315 | 0.0015478 | 0.0015766 | 0.0016082 | 0.0016298 | 0.0016298 | 0.0016298 | 0.0016298 | 0.0016298 | 0.0016298 | 0.0016298 | 0.0016298 | 0.0016298 | 0.0016298 | 0.0016298 | 0.0016298 | 0.0016298 | 0.088357 | 0.088988 | 0.089618 | 0.090248 | 0.090878 | 0.091066 | 0.091253 | 0.091441 | 0.091629 | 0.091816 | 0.092004 | 0.092192 | 0.092379 | 0.092567 | 0.092754 | 0.092942 | 0.09313 | 0.093317 | 0.093505 | 0.093692 | 0.0037672 | 0.0038546 | 0.0039451 | 0.0040083 | 0.0040791 | 0.0041637 | 0.0042558 | 0.004322 | 0.0043309 | 0.0043397 | 0.0043486 | 0.0043575 | 0.0043663 | 0.0043752 | 0.0043841 | 0.0043929 | 0.0044018 | 0.0044107 | 0.0044195 | 0.0044284 | 39529.3474 | 12162.0674 | 2406.9273 | 740.5438
| BET006-143535310 | 96 | BET006 | BETS | 0 | 0 | 0.0014702 | 0.0014936 | 0.001518 | 0.0015315 | 0.0015478 | 0.0015766 | 0.0016082 | 0.0016298 | 0.0016298 | 0.0016298 | 0.0016298 | 0.0016298 | 0.0016298 | 0.0016298 | 0.0016298 | 0.0016298 | 0.0016298 | 0.0016298 | 0.0016298 | 0.0016298 | 0.11701 | 0.1178 | 0.11859 | 0.11938 | 0.12018 | 0.1207 | 0.12121 | 0.12173 | 0.12225 | 0.12277 | 0.12329 | 0.12381 | 0.12433 | 0.12485 | 0.12537 | 0.12589 | 0.1264 | 0.12692 | 0.12744 | 0.12796 | 0.0049888 | 0.0051027 | 0.0052207 | 0.0053024 | 0.0053941 | 0.0055184 | 0.0056531 | 0.0057538 | 0.0057783 | 0.0058028 | 0.0058274 | 0.0058519 | 0.0058764 | 0.005901 | 0.0059255 | 0.00595 | 0.0059745 | 0.0059991 | 0.0060236 | 0.0060481 | 39529.3474 | 12162.0674 | 3220.3073 | 990.7979
| BET006-143535450 | 84 | BET006 | BETS | 0 | 0 | 0.0014702 | 0.0014936 | 0.001518 | 0.0015315 | 0.0015478 | 0.0015766 | 0.0016082 | 0.0016298 | 0.0016298 | 0.0016298 | 0.0016298 | 0.0016298 | 0.0016298 | 0.0016298 | 0.0016298 | 0.0016298 | 0.0016298 | 0.0016298 | 0.0016298 | 0.0016298 | 0.47627 | 0.47997 | 0.48367 | 0.48737 | 0.49107 | 0.49235 | 0.49363 | 0.49491 | 0.49619 | 0.49747 | 0.49875 | 0.50003 | 0.50131 | 0.50259 | 0.50387 | 0.50515 | 0.50643 | 0.50771 | 0.50899 | 0.51027 | 0.020306 | 0.02079 | 0.021292 | 0.021646 | 0.022042 | 0.022511 | 0.023022 | 0.023392 | 0.023453 | 0.023513 | 0.023574 | 0.023634 | 0.023695 | 0.023755 | 0.023815 | 0.023876 | 0.023936 | 0.023997 | 0.024057 | 0.024118 | 39529.3474 | 12162.0674 | 13037.412 | 4011.2446
| BET006-15436859 | 250 | BET006 | BETS | 1 | 26 | 0.0014702 | 0.0014936 | 0.001518 | 0.0015315 | 0.0015478 | 0.0015766 | 0.0016082 | 0.0016298 | 0.0016298 | 0.0016298 | 0.0016298 | 0.0016298 | 0.0016298 | 0.0016298 | 0.0016298 | 0.0016298 | 0.0016298 | 0.0016298 | 0.0016298 | 0.0016298 | 152.2601 | 152.4453 | 152.6304 | 152.8155 | 153.0006 | 153.0476 | 153.0946 | 153.1416 | 153.1886 | 153.2356 | 153.2826 | 153.3296 | 153.3766 | 153.4236 | 153.4706 | 153.5176 | 153.5646 | 153.6116 | 153.6586 | 153.7056 | 6.4917 | 6.6033 | 6.7191 | 6.7872 | 6.8674 | 6.9976 | 7.1399 | 7.2383 | 7.2405 | 7.2427 | 7.2449 | 7.2472 | 7.2494 | 7.2516 | 7.2538 | 7.256 | 7.2583 | 7.2605 | 7.2627 | 7.2649 | 39529.3474 | 12162.0674 | 4030033.3525 | 1239927.8068
| BET006-160813078 | 94 | BET006 | BETS | 0 | 0 | 0.0014702 | 0.0014936 | 0.001518 | 0.0015315 | 0.0015478 | 0.0015766 | 0.0016082 | 0.0016298 | 0.0016298 | 0.0016298 | 0.0016298 | 0.0016298 | 0.0016298 | 0.0016298 | 0.0016298 | 0.0016298 | 0.0016298 | 0.0016298 | 0.0016298 | 0.0016298 | 0.36216 | 0.3649 | 0.36764 | 0.37038 | 0.37312 | 0.3746 | 0.37607 | 0.37755 | 0.37902 | 0.3805 | 0.38197 | 0.38344 | 0.38492 | 0.38639 | 0.38787 | 0.38934 | 0.39082 | 0.39229 | 0.39376 | 0.39524 | 0.015441 | 0.015806 | 0.016184 | 0.01645 | 0.016748 | 0.017127 | 0.017539 | 0.017845 | 0.017915 | 0.017984 | 0.018054 | 0.018124 | 0.018193 | 0.018263 | 0.018333 | 0.018402 | 0.018472 | 0.018542 | 0.018611 | 0.018681 | 39529.3474 | 12162.0674 | 9975.2041 | 3069.0895
| BET006-163864001 | 15 | BET006 | BETS | 0 | 0 | 0.0014702 | 0.0014936 | 0.001518 | 0.0015315 | 0.0015478 | 0.0015766 | 0.0016082 | 0.0016298 | 0.0016298 | 0.0016298 | 0.0016298 | 0.0016298 | 0.0016298 | 0.0016298 | 0.0016298 | 0.0016298 | 0.0016298 | 0.0016298 | 0.0016298 | 0.0016298 | 0.65787 | 0.66185 | 0.66582 | 0.66979 | 0.67377 | 0.67545 | 0.67713 | 0.67881 | 0.6805 | 0.68218 | 0.68386 | 0.68554 | 0.68723 | 0.68891 | 0.69059 | 0.69227 | 0.69395 | 0.69564 | 0.69732 | 0.699 | 0.028049 | 0.028668 | 0.029311 | 0.029748 | 0.030242 | 0.030883 | 0.03158 | 0.032084 | 0.032164 | 0.032243 | 0.032323 | 0.032402 | 0.032482 | 0.032561 | 0.032641 | 0.03272 | 0.0328 | 0.032879 | 0.032959 | 0.033039 | 39529.3474 | 12162.0674 | 17895.7089 | 5506.0058
| BET006-195895491 | 214 | BET006 | BETS | 0 | 0 | 0.0014702 | 0.0014936 | 0.001518 | 0.0015315 | 0.0015478 | 0.0015766 | 0.0016082 | 0.0016298 | 0.0016298 | 0.0016298 | 0.0016298 | 0.0016298 | 0.0016298 | 0.0016298 | 0.0016298 | 0.0016298 | 0.0016298 | 0.0016298 | 0.0016298 | 0.0016298 | 0 | 0 | 0 | 0 | 0 | 0 | 0 | 0 | 0 | 0 | 0 | 0 | 0 | 0 | 0 | 0 | 0 | 0 | 0 | 0 | 0 | 0 | 0 | 0 | 0 | 0 | 0 | 0 | 0 | 0 | 0 | 0 | 0 | 0 | 0 | 0 | 0 | 0 | 0 | 0 | 39529.3474 | 12162.0674 | 0 | 0
| BET006-195895635 | 266 | BET006 | BETS | 0 | 0 | 0.0014702 | 0.0014936 | 0.001518 | 0.0015315 | 0.0015478 | 0.0015766 | 0.0016082 | 0.0016298 | 0.0016298 | 0.0016298 | 0.0016298 | 0.0016298 | 0.0016298 | 0.0016298 | 0.0016298 | 0.0016298 | 0.0016298 | 0.0016298 | 0.0016298 | 0.0016298 | 15.1492 | 15.247 | 15.3448 | 15.4426 | 15.5404 | 15.5844 | 15.6283 | 15.6723 | 15.7162 | 15.7602 | 15.8041 | 15.848 | 15.892 | 15.9359 | 15.9799 | 16.0238 | 16.0678 | 16.1117 | 16.1557 | 16.1996 | 0.64589 | 0.66043 | 0.67551 | 0.68587 | 0.69753 | 0.71255 | 0.72887 | 0.74075 | 0.74283 | 0.74491 | 0.74699 | 0.74906 | 0.75114 | 0.75322 | 0.75529 | 0.75737 | 0.75945 | 0.76152 | 0.7636 | 0.76568 | 39529.3474 | 12162.0674 | 413361.5163 | 127179.7014
| BET006-195895661 | 160 | BET006 | BETS | 0 | 0 | 0.0014702 | 0.0014936 | 0.001518 | 0.0015315 | 0.0015478 | 0.0015766 | 0.0016082 | 0.0016298 | 0.0016298 | 0.0016298 | 0.0016298 | 0.0016298 | 0.0016298 | 0.0016298 | 0.0016298 | 0.0016298 | 0.0016298 | 0.0016298 | 0.0016298 | 0.0016298 | 37.987 | 38.1367 | 38.2863 | 38.436 | 38.5857 | 38.6631 | 38.7405 | 38.8179 | 38.8952 | 38.9726 | 39.05 | 39.1274 | 39.2047 | 39.2821 | 39.3595 | 39.4369 | 39.5142 | 39.5916 | 39.669 | 39.7464 | 1.6196 | 1.6519 | 1.6854 | 1.7071 | 1.7319 | 1.7678 | 1.8068 | 1.8347 | 1.8384 | 1.8421 | 1.8457 | 1.8494 | 1.853 | 1.8567 | 1.8603 | 1.864 | 1.8677 | 1.8713 | 1.875 | 1.8786 | 39529.3474 | 12162.0674 | 1023557.3539 | 314919.782
| BET006-195895699 | 90 | BET006 | BETS | 3 | 6 | 0.0014702 | 0.0014936 | 0.001518 | 0.0015315 | 0.0015478 | 0.0015766 | 0.0016082 | 0.0016298 | 0.0016298 | 0.0016298 | 0.0016298 | 0.0016298 | 0.0016298 | 0.0016298 | 0.0016298 | 0.0016298 | 0.0016298 | 0.0016298 | 0.0016298 | 0.0016298 | 110.878 | 111.6448 | 112.4117 | 113.1785 | 113.9454 | 114.1407 | 114.336 | 114.5313 | 114.7266 | 114.9219 | 115.1172 | 115.3126 | 115.5079 | 115.7032 | 115.8985 | 116.0938 | 116.2891 | 116.4844 | 116.6797 | 116.8751 | 4.7273 | 4.836 | 4.9486 | 5.0267 | 5.1144 | 5.2187 | 5.3323 | 5.4134 | 5.4226 | 5.4318 | 5.441 | 5.4503 | 5.4595 | 5.4687 | 5.478 | 5.4872 | 5.4964 | 5.5057 | 5.5149 | 5.5241 | 39529.3474 | 12162.0674 | 3012831.22 | 926963.3475
| BET006-74053669 | 9 | BET006 | BETS | 0 | 0 | 0.0014702 | 0.0014936 | 0.001518 | 0.0015315 | 0.0015478 | 0.0015766 | 0.0016082 | 0.0016298 | 0.0016298 | 0.0016298 | 0.0016298 | 0.0016298 | 0.0016298 | 0.0016298 | 0.0016298 | 0.0016298 | 0.0016298 | 0.0016298 | 0.0016298 | 0.0016298 | 0.11125 | 0.11209 | 0.11294 | 0.11378 | 0.11462 | 0.11493 | 0.11523 | 0.11554 | 0.11585 | 0.11615 | 0.11646 | 0.11677 | 0.11708 | 0.11738 | 0.11769 | 0.118 | 0.11831 | 0.11861 | 0.11892 | 0.11923 | 0.0047433 | 0.0048554 | 0.0049716 | 0.0050533 | 0.0051446 | 0.0052546 | 0.0053742 | 0.005461 | 0.0054755 | 0.0054901 | 0.0055046 | 0.0055191 | 0.0055336 | 0.0055482 | 0.0055627 | 0.0055772 | 0.0055917 | 0.0056063 | 0.0056208 | 0.0056353 | 39529.3474 | 12162.0674 | 3044.5016 | 936.7074
| BET006-74053924 | 30 | BET006 | BETS | 0 | 0 | 0.0014702 | 0.0014936 | 0.001518 | 0.0015315 | 0.0015478 | 0.0015766 | 0.0016082 | 0.0016298 | 0.0016298 | 0.0016298 | 0.0016298 | 0.0016298 | 0.0016298 | 0.0016298 | 0.0016298 | 0.0016298 | 0.0016298 | 0.0016298 | 0.0016298 | 0.0016298 | 0.3223 | 0.32457 | 0.32685 | 0.32912 | 0.33139 | 0.33233 | 0.33327 | 0.33421 | 0.33515 | 0.33609 | 0.33704 | 0.33798 | 0.33892 | 0.33986 | 0.3408 | 0.34174 | 0.34268 | 0.34362 | 0.34456 | 0.3455 | 0.013741 | 0.014059 | 0.014388 | 0.014618 | 0.014875 | 0.015195 | 0.015543 | 0.015797 | 0.015841 | 0.015886 | 0.01593 | 0.015975 | 0.016019 | 0.016063 | 0.016108 | 0.016152 | 0.016197 | 0.016241 | 0.016286 | 0.01633 | 39529.3474 | 12162.0674 | 8812.1391 | 2711.2471
| BET007-110330821 | 24 | BET007 | BETS | 0 | 0 | 0.0013035 | 0.0013357 | 0.0013633 | 0.0013844 | 0.0014074 | 0.0014424 | 0.0014846 | 0.001503 | 0.001503 | 0.001503 | 0.001503 | 0.001503 | 0.001503 | 0.001503 | 0.001503 | 0.001503 | 0.001503 | 0.001503 | 0.001503 | 0.001503 | 0.33479 | 0.336 | 0.33722 | 0.33843 | 0.33965 | 0.34049 | 0.34134 | 0.34219 | 0.34303 | 0.34388 | 0.34473 | 0.34557 | 0.34642 | 0.34727 | 0.34811 | 0.34896 | 0.3498 | 0.35065 | 0.3515 | 0.35234 | 0.012656 | 0.013015 | 0.013332 | 0.013588 | 0.013863 | 0.014242 | 0.014696 | 0.014915 | 0.014952 | 0.014989 | 0.015026 | 0.015063 | 0.0151 | 0.015137 | 0.015173 | 0.01521 | 0.015247 | 0.015284 | 0.015321 | 0.015358 | 39529.3474 | 12162.0674 | 8263.5626 | 2542.4656
| BET007-129159691 | 10 | BET007 | BETS | 0 | 0 | 0.0013035 | 0.0013357 | 0.0013633 | 0.0013844 | 0.0014074 | 0.0014424 | 0.0014846 | 0.001503 | 0.001503 | 0.001503 | 0.001503 | 0.001503 | 0.001503 | 0.001503 | 0.001503 | 0.001503 | 0.001503 | 0.001503 | 0.001503 | 0.001503 | 0.070833 | 0.071264 | 0.071695 | 0.072126 | 0.072558 | 0.072791 | 0.073024 | 0.073257 | 0.073491 | 0.073724 | 0.073957 | 0.074191 | 0.074424 | 0.074657 | 0.074891 | 0.075124 | 0.075357 | 0.07559 | 0.075824 | 0.076057 | 0.0026777 | 0.0027605 | 0.0028345 | 0.0028958 | 0.0029615 | 0.0030447 | 0.003144 | 0.0031931 | 0.0032033 | 0.0032135 | 0.0032237 | 0.0032338 | 0.003244 | 0.0032542 | 0.0032643 | 0.0032745 | 0.0032847 | 0.0032948 | 0.003305 | 0.0033152 | 39529.3474 | 12162.0674 | 1769.3839 | 544.3896
| BET007-132469306 | 129 | BET007 | BETS | 0 | 0 | 0.0013035 | 0.0013357 | 0.0013633 | 0.0013844 | 0.0014074 | 0.0014424 | 0.0014846 | 0.001503 | 0.001503 | 0.001503 | 0.001503 | 0.001503 | 0.001503 | 0.001503 | 0.001503 | 0.001503 | 0.001503 | 0.001503 | 0.001503 | 0.001503 | 2.3718 | 2.3812 | 2.3907 | 2.4001 | 2.4096 | 2.4167 | 2.4239 | 2.431 | 2.4382 | 2.4454 | 2.4525 | 2.4597 | 2.4669 | 2.474 | 2.4812 | 2.4884 | 2.4955 | 2.5027 | 2.5098 | 2.517 | 0.08966 | 0.092239 | 0.094517 | 0.096362 | 0.098347 | 0.10109 | 0.10436 | 0.10596 | 0.10628 | 0.10659 | 0.1069 | 0.10721 | 0.10753 | 0.10784 | 0.10815 | 0.10846 | 0.10877 | 0.10909 | 0.1094 | 0.10971 | 39529.3474 | 12162.0674 | 58757.0149 | 18077.8793
| BET007-132750977 | 39 | BET007 | BETS | 0 | 0 | 0.0013035 | 0.0013357 | 0.0013633 | 0.0013844 | 0.0014074 | 0.0014424 | 0.0014846 | 0.001503 | 0.001503 | 0.001503 | 0.001503 | 0.001503 | 0.001503 | 0.001503 | 0.001503 | 0.001503 | 0.001503 | 0.001503 | 0.001503 | 0.001503 | 0.24928 | 0.25052 | 0.25176 | 0.253 | 0.25423 | 0.25528 | 0.25633 | 0.25738 | 0.25843 | 0.25948 | 0.26053 | 0.26157 | 0.26262 | 0.26367 | 0.26472 | 0.26577 | 0.26682 | 0.26787 | 0.26891 | 0.26996 | 0.0094236 | 0.0097041 | 0.0099534 | 0.010158 | 0.010377 | 0.010678 | 0.011036 | 0.011219 | 0.011264 | 0.01131 | 0.011356 | 0.011401 | 0.011447 | 0.011493 | 0.011539 | 0.011584 | 0.01163 | 0.011676 | 0.011721 | 0.011767 | 39529.3474 | 12162.0674 | 6232.5879 | 1917.5918
| BET007-132751049 | 11 | BET007 | BETS | 0 | 0 | 0.0013035 | 0.0013357 | 0.0013633 | 0.0013844 | 0.0014074 | 0.0014424 | 0.0014846 | 0.001503 | 0.001503 | 0.001503 | 0.001503 | 0.001503 | 0.001503 | 0.001503 | 0.001503 | 0.001503 | 0.001503 | 0.001503 | 0.001503 | 0.001503 | 0.019648 | 0.019752 | 0.019857 | 0.019961 | 0.020066 | 0.020162 | 0.020258 | 0.020354 | 0.02045 | 0.020546 | 0.020642 | 0.020738 | 0.020834 | 0.02093 | 0.021026 | 0.021122 | 0.021218 | 0.021314 | 0.02141 | 0.021506 | 0.00074274 | 0.00076512 | 0.00078504 | 0.00080142 | 0.00081898 | 0.00084333 | 0.00087219 | 0.00088717 | 0.00089136 | 0.00089555 | 0.00089973 | 0.00090392 | 0.0009081 | 0.00091229 | 0.00091647 | 0.00092066 | 0.00092484 | 0.00092903 | 0.00093321 | 0.0009374 | 39529.3474 | 12162.0674 | 493.4707 | 151.827
| BET007-134953366 | 1 | BET007 | BETS | 0 | 0 | 0.0013035 | 0.0013357 | 0.0013633 | 0.0013844 | 0.0014074 | 0.0014424 | 0.0014846 | 0.001503 | 0.001503 | 0.001503 | 0.001503 | 0.001503 | 0.001503 | 0.001503 | 0.001503 | 0.001503 | 0.001503 | 0.001503 | 0.001503 | 0.001503 | 0 | 0 | 0 | 0 | 0 | 0 | 0 | 0 | 0 | 0 | 0 | 0 | 0 | 0 | 0 | 0 | 0 | 0 | 0 | 0 | 0 | 0 | 0 | 0 | 0 | 0 | 0 | 0 | 0 | 0 | 0 | 0 | 0 | 0 | 0 | 0 | 0 | 0 | 0 | 0 | 39529.3474 | 12162.0674 | 0 | 0
| BET007-154907496 | 17 | BET007 | BETS | 0 | 0 | 0.0013035 | 0.0013357 | 0.0013633 | 0.0013844 | 0.0014074 | 0.0014424 | 0.0014846 | 0.001503 | 0.001503 | 0.001503 | 0.001503 | 0.001503 | 0.001503 | 0.001503 | 0.001503 | 0.001503 | 0.001503 | 0.001503 | 0.001503 | 0.001503 | 0.20526 | 0.20639 | 0.20752 | 0.20865 | 0.20978 | 0.21068 | 0.21158 | 0.21248 | 0.21338 | 0.21428 | 0.21518 | 0.21608 | 0.21698 | 0.21788 | 0.21878 | 0.21968 | 0.22058 | 0.22148 | 0.22238 | 0.22328 | 0.0077593 | 0.0079946 | 0.0082045 | 0.0083772 | 0.0085625 | 0.0088126 | 0.0091097 | 0.0092617 | 0.0093009 | 0.0093401 | 0.0093793 | 0.0094185 | 0.0094578 | 0.009497 | 0.0095362 | 0.0095754 | 0.0096146 | 0.0096538 | 0.009693 | 0.0097322 | 39529.3474 | 12162.0674 | 5145.5852 | 1583.1517
| BET007-154907629 | 7 | BET007 | BETS | 0 | 0 | 0.0013035 | 0.0013357 | 0.0013633 | 0.0013844 | 0.0014074 | 0.0014424 | 0.0014846 | 0.001503 | 0.001503 | 0.001503 | 0.001503 | 0.001503 | 0.001503 | 0.001503 | 0.001503 | 0.001503 | 0.001503 | 0.001503 | 0.001503 | 0.001503 | 0.1546 | 0.15538 | 0.15616 | 0.15694 | 0.15772 | 0.15833 | 0.15893 | 0.15954 | 0.16015 | 0.16075 | 0.16136 | 0.16197 | 0.16258 | 0.16318 | 0.16379 | 0.1644 | 0.16501 | 0.16561 | 0.16622 | 0.16683 | 0.0058442 | 0.0060187 | 0.0061738 | 0.0063009 | 0.0064373 | 0.0066225 | 0.0068428 | 0.006954 | 0.0069805 | 0.007007 | 0.0070335 | 0.0070599 | 0.0070864 | 0.0071129 | 0.0071393 | 0.0071658 | 0.0071923 | 0.0072188 | 0.0072452 | 0.0072717 | 39529.3474 | 12162.0674 | 3860.9093 | 1187.8931
| BET007-154907735 | 14 | BET007 | BETS | 0 | 0 | 0.0013035 | 0.0013357 | 0.0013633 | 0.0013844 | 0.0014074 | 0.0014424 | 0.0014846 | 0.001503 | 0.001503 | 0.001503 | 0.001503 | 0.001503 | 0.001503 | 0.001503 | 0.001503 | 0.001503 | 0.001503 | 0.001503 | 0.001503 | 0.001503 | 0.13021 | 0.13111 | 0.13201 | 0.13291 | 0.13381 | 0.13415 | 0.1345 | 0.13485 | 0.1352 | 0.13555 | 0.1359 | 0.13625 | 0.13659 | 0.13694 | 0.13729 | 0.13764 | 0.13799 | 0.13834 | 0.13868 | 0.13903 | 0.0049223 | 0.0050786 | 0.005219 | 0.0053361 | 0.0054613 | 0.0056115 | 0.005791 | 0.0058779 | 0.0058931 | 0.0059083 | 0.0059235 | 0.0059386 | 0.0059538 | 0.005969 | 0.0059842 | 0.0059994 | 0.0060146 | 0.0060298 | 0.006045 | 0.0060602 | 39529.3474 | 12162.0674 | 3251.2486 | 1000.3177
| BET007-154907875 | 14 | BET007 | BETS | 0 | 0 | 0.0013035 | 0.0013357 | 0.0013633 | 0.0013844 | 0.0014074 | 0.0014424 | 0.0014846 | 0.001503 | 0.001503 | 0.001503 | 0.001503 | 0.001503 | 0.001503 | 0.001503 | 0.001503 | 0.001503 | 0.001503 | 0.001503 | 0.001503 | 0.001503 | 0.09875 | 0.099381 | 0.10001 | 0.10064 | 0.10127 | 0.10151 | 0.10175 | 0.10199 | 0.10223 | 0.10247 | 0.10271 | 0.10294 | 0.10318 | 0.10342 | 0.10366 | 0.1039 | 0.10414 | 0.10438 | 0.10462 | 0.10485 | 0.003733 | 0.0038496 | 0.0039541 | 0.0040407 | 0.0041336 | 0.0042461 | 0.0043809 | 0.0044456 | 0.004456 | 0.0044664 | 0.0044768 | 0.0044872 | 0.0044976 | 0.004508 | 0.0045184 | 0.0045288 | 0.0045392 | 0.0045496 | 0.00456 | 0.0045704 | 39529.3474 | 12162.0674 | 2458.3702 | 756.3713
| BET007-155326877 | 123 | BET007 | BETS | 0 | 3 | 0.0013035 | 0.0013357 | 0.0013633 | 0.0013844 | 0.0014074 | 0.0014424 | 0.0014846 | 0.001503 | 0.001503 | 0.001503 | 0.001503 | 0.001503 | 0.001503 | 0.001503 | 0.001503 | 0.001503 | 0.001503 | 0.001503 | 0.001503 | 0.001503 | 187.0313 | 187.846 | 188.6607 | 189.4755 | 190.2902 | 190.5293 | 190.7685 | 191.0076 | 191.2467 | 191.4859 | 191.725 | 191.9642 | 192.2033 | 192.4424 | 192.6816 | 192.9207 | 193.1598 | 193.399 | 193.6381 | 193.8773 | 7.0703 | 7.2764 | 7.4588 | 7.6072 | 7.7668 | 7.9695 | 8.2135 | 8.3256 | 8.3361 | 8.3465 | 8.3569 | 8.3673 | 8.3778 | 8.3882 | 8.3986 | 8.409 | 8.4194 | 8.4299 | 8.4403 | 8.4507 | 39529.3474 | 12162.0674 | 4598389.8347 | 1414795.0957
| BET007-159943710 | 109 | BET007 | BETS | 0 | 0 | 0.0013035 | 0.0013357 | 0.0013633 | 0.0013844 | 0.0014074 | 0.0014424 | 0.0014846 | 0.001503 | 0.001503 | 0.001503 | 0.001503 | 0.001503 | 0.001503 | 0.001503 | 0.001503 | 0.001503 | 0.001503 | 0.001503 | 0.001503 | 0.001503 | 7.7422 | 7.7826 | 7.8229 | 7.8633 | 7.9036 | 7.9333 | 7.963 | 7.9927 | 8.0224 | 8.052 | 8.0817 | 8.1114 | 8.1411 | 8.1707 | 8.2004 | 8.2301 | 8.2598 | 8.2894 | 8.3191 | 8.3488 | 0.29268 | 0.30146 | 0.30929 | 0.3157 | 0.32259 | 0.33184 | 0.34285 | 0.34838 | 0.34968 | 0.35097 | 0.35227 | 0.35356 | 0.35485 | 0.35615 | 0.35744 | 0.35873 | 0.36003 | 0.36132 | 0.36261 | 0.36391 | 39529.3474 | 12162.0674 | 193366.649 | 59493.4741
| BET007-162663688 | 89 | BET007 | BETS | 0 | 0 | 0.0013035 | 0.0013357 | 0.0013633 | 0.0013844 | 0.0014074 | 0.0014424 | 0.0014846 | 0.001503 | 0.001503 | 0.001503 | 0.001503 | 0.001503 | 0.001503 | 0.001503 | 0.001503 | 0.001503 | 0.001503 | 0.001503 | 0.001503 | 0.001503 | 5.762 | 5.7971 | 5.8322 | 5.8674 | 5.9025 | 5.9156 | 5.9287 | 5.9418 | 5.9549 | 5.9681 | 5.9812 | 5.9943 | 6.0074 | 6.0205 | 6.0336 | 6.0468 | 6.0599 | 6.073 | 6.0861 | 6.0992 | 0.21782 | 0.22456 | 0.23058 | 0.23557 | 0.24091 | 0.24744 | 0.25526 | 0.25899 | 0.25956 | 0.26014 | 0.26071 | 0.26128 | 0.26185 | 0.26242 | 0.26299 | 0.26357 | 0.26414 | 0.26471 | 0.26528 | 0.26585 | 39529.3474 | 12162.0674 | 143203.7927 | 44059.7755
| BET007-24613316 | 163 | BET007 | BETS | 0 | 0 | 0.0013035 | 0.0013357 | 0.0013633 | 0.0013844 | 0.0014074 | 0.0014424 | 0.0014846 | 0.001503 | 0.001503 | 0.001503 | 0.001503 | 0.001503 | 0.001503 | 0.001503 | 0.001503 | 0.001503 | 0.001503 | 0.001503 | 0.001503 | 0.001503 | 28.64 | 28.8127 | 28.9855 | 29.1582 | 29.3309 | 29.3912 | 29.4515 | 29.5117 | 29.572 | 29.6322 | 29.6925 | 29.7527 | 29.813 | 29.8733 | 29.9335 | 29.9938 | 30.054 | 30.1143 | 30.1745 | 30.2348 | 1.0827 | 1.1161 | 1.146 | 1.1707 | 1.1972 | 1.2294 | 1.268 | 1.2864 | 1.289 | 1.2916 | 1.2942 | 1.2969 | 1.2995 | 1.3021 | 1.3047 | 1.3074 | 1.31 | 1.3126 | 1.3152 | 1.3179 | 39529.3474 | 12162.0674 | 711027.2538 | 218763.0687
| BET007-63637518 | 164 | BET007 | BETS | 0 | 0 | 0.0013035 | 0.0013357 | 0.0013633 | 0.0013844 | 0.0014074 | 0.0014424 | 0.0014846 | 0.001503 | 0.001503 | 0.001503 | 0.001503 | 0.001503 | 0.001503 | 0.001503 | 0.001503 | 0.001503 | 0.001503 | 0.001503 | 0.001503 | 0.001503 | 16.2803 | 16.3583 | 16.4363 | 16.5142 | 16.5922 | 16.6173 | 16.6424 | 16.6675 | 16.6925 | 16.7176 | 16.7427 | 16.7678 | 16.7929 | 16.818 | 16.8431 | 16.8682 | 16.8932 | 16.9183 | 16.9434 | 16.9685 | 0.61544 | 0.63365 | 0.64982 | 0.66303 | 0.67722 | 0.69508 | 0.71653 | 0.7265 | 0.72759 | 0.72869 | 0.72978 | 0.73087 | 0.73197 | 0.73306 | 0.73416 | 0.73525 | 0.73634 | 0.73744 | 0.73853 | 0.73962 | 39529.3474 | 12162.0674 | 401381.845 | 123493.8938
| BET008-94648877 | 218 | BET008 | BETS | 0 | 0 | 0.001682 | 0.0016923 | 0.0017042 | 0.0017077 | 0.0017162 | 0.0017316 | 0.0017469 | 0.001752 | 0.001752 | 0.001752 | 0.001752 | 0.001752 | 0.001752 | 0.001752 | 0.001752 | 0.001752 | 0.001752 | 0.001752 | 0.001752 | 0.001752 | 0 | 0 | 0 | 0 | 0 | 0 | 0 | 0 | 0 | 0 | 0 | 0 | 0 | 0 | 0 | 0 | 0 | 0 | 0 | 0 | 0 | 0 | 0 | 0 | 0 | 0 | 0 | 0 | 0 | 0 | 0 | 0 | 0 | 0 | 0 | 0 | 0 | 0 | 0 | 0 | 39529.3474 | 12162.0674 | 0 | 0
| BGO011-197684068 | 13 | BGO011 | BGO | 0 | 0 | 0.0044157 | 0.0044045 | 0.004382 | 0.0043483 | 0.0043146 | 0.0043034 | 0.0042921 | 0.0043371 | 0.0043371 | 0.0043371 | 0.0043371 | 0.0043371 | 0.0043371 | 0.0043371 | 0.0043371 | 0.0043371 | 0.0043371 | 0.0043371 | 0.0043371 | 0.0043371 | 0 | 0 | 0 | 0 | 0 | 0 | 0 | 0 | 0 | 0 | 0 | 0 | 0 | 0 | 0 | 0 | 0 | 0 | 0 | 0 | 0 | 0 | 0 | 0 | 0 | 0 | 0 | 0 | 0 | 0 | 0 | 0 | 0 | 0 | 0 | 0 | 0 | 0 | 0 | 0 | 42734.8155 | 11847.9422 | 0 | 0
| BGO012-197683994 | 176 | BGO012 | BGO | 0 | 0 | 0.0013901 | 0.0013978 | 0.0013998 | 0.0013998 | 0.0013998 | 0.0014114 | 0.001425 | 0.001423 | 0.001423 | 0.001423 | 0.001423 | 0.001423 | 0.001423 | 0.001423 | 0.001423 | 0.001423 | 0.001423 | 0.001423 | 0.001423 | 0.001423 | 22.8589 | 22.9678 | 23.0768 | 23.1857 | 23.2947 | 23.3291 | 23.3635 | 23.3979 | 23.4323 | 23.4667 | 23.5011 | 23.5355 | 23.5699 | 23.6043 | 23.6387 | 23.6731 | 23.7075 | 23.7419 | 23.7763 | 23.8107 | 0.92149 | 0.93105 | 0.93676 | 0.94118 | 0.94561 | 0.95487 | 0.96548 | 0.96558 | 0.967 | 0.96842 | 0.96984 | 0.97126 | 0.97268 | 0.9741 | 0.97552 | 0.97694 | 0.97836 | 0.97978 | 0.9812 | 0.98262 | 42734.8155 | 11847.9422 | 592971.7334 | 164397.4525
| BGO013-163795489 | 56 | BGO013 | BGO | 0 | 0 | 0.0014106 | 0.0014513 | 0.0014846 | 0.001516 | 0.0015493 | 0.0015936 | 0.0016417 | 0.0016768 | 0.0016768 | 0.0016768 | 0.0016768 | 0.0016768 | 0.0016768 | 0.0016768 | 0.0016768 | 0.0016768 | 0.0016768 | 0.0016768 | 0.0016768 | 0.0016768 | 4.1943 | 4.2201 | 4.2458 | 4.2715 | 4.2973 | 4.3053 | 4.3133 | 4.3213 | 4.3293 | 4.3373 | 4.3453 | 4.3533 | 4.3613 | 4.3693 | 4.3773 | 4.3853 | 4.3933 | 4.4013 | 4.4093 | 4.4173 | 0.17158 | 0.17761 | 0.18279 | 0.18779 | 0.19307 | 0.19897 | 0.20535 | 0.21014 | 0.21052 | 0.21091 | 0.2113 | 0.21169 | 0.21208 | 0.21247 | 0.21286 | 0.21325 | 0.21364 | 0.21403 | 0.21442 | 0.2148 | 42734.8155 | 11847.9422 | 124557.8833 | 34532.8412
| BGO013-197650863 | 132 | BGO013 | BGO | 2 | 8 | 0.0014106 | 0.0014513 | 0.0014846 | 0.001516 | 0.0015493 | 0.0015936 | 0.0016417 | 0.0016768 | 0.0016768 | 0.0016768 | 0.0016768 | 0.0016768 | 0.0016768 | 0.0016768 | 0.0016768 | 0.0016768 | 0.0016768 | 0.0016768 | 0.0016768 | 0.0016768 | 69.4433 | 69.8061 | 70.1689 | 70.5317 | 70.8945 | 71.1757 | 71.4569 | 71.7381 | 72.0192 | 72.3004 | 72.5816 | 72.8628 | 73.144 | 73.4252 | 73.7063 | 73.9875 | 74.2687 | 74.5499 | 74.8311 | 75.1123 | 2.8408 | 2.9379 | 3.0209 | 3.1008 | 3.1852 | 3.2894 | 3.402 | 3.4885 | 3.5022 | 3.5158 | 3.5295 | 3.5432 | 3.5569 | 3.5705 | 3.5842 | 3.5979 | 3.6116 | 3.6252 | 3.6389 | 3.6526 | 42734.8155 | 11847.9422 | 2078448.0369 | 576235.8357
| BGO013-24606216 | 97 | BGO013 | BGO | 0 | 0 | 0.0014106 | 0.0014513 | 0.0014846 | 0.001516 | 0.0015493 | 0.0015936 | 0.0016417 | 0.0016768 | 0.0016768 | 0.0016768 | 0.0016768 | 0.0016768 | 0.0016768 | 0.0016768 | 0.0016768 | 0.0016768 | 0.0016768 | 0.0016768 | 0.0016768 | 0.0016768 | 14.6847 | 14.7752 | 14.8657 | 14.9563 | 15.0468 | 15.091 | 15.1353 | 15.1795 | 15.2238 | 15.268 | 15.3122 | 15.3565 | 15.4007 | 15.4449 | 15.4892 | 15.5334 | 15.5777 | 15.6219 | 15.6661 | 15.7104 | 0.60072 | 0.62185 | 0.64 | 0.65753 | 0.67604 | 0.69744 | 0.72058 | 0.73815 | 0.7403 | 0.74246 | 0.74461 | 0.74676 | 0.74891 | 0.75106 | 0.75321 | 0.75536 | 0.75751 | 0.75966 | 0.76182 | 0.76397 | 42734.8155 | 11847.9422 | 438575.9246 | 121592.2457
| BGO014-197650786 | 28 | BGO014 | BGO | 0 | 0 | 0.0031084 | 0.0030894 | 0.0030703 | 0.0030418 | 0.0030133 | 0.0029848 | 0.0029753 | 0.0029658 | 0.0029658 | 0.0029658 | 0.0029658 | 0.0029658 | 0.0029658 | 0.0029658 | 0.0029658 | 0.0029658 | 0.0029658 | 0.0029658 | 0.0029658 | 0.0029658 | 0 | 0 | 0 | 0 | 0 | 0 | 0 | 0 | 0 | 0 | 0 | 0 | 0 | 0 | 0 | 0 | 0 | 0 | 0 | 0 | 0 | 0 | 0 | 0 | 0 | 0 | 0 | 0 | 0 | 0 | 0 | 0 | 0 | 0 | 0 | 0 | 0 | 0 | 0 | 0 | 42734.8155 | 11847.9422 | 0 | 0
| BGO022-164367964 | 95 | BGO022 | BGO | 0 | 0 | 0.0010446 | 0.0010555 | 0.001061 | 0.0010631 | 0.0010675 | 0.0010795 | 0.0010958 | 0.0010991 | 0.0010991 | 0.0010991 | 0.0010991 | 0.0010991 | 0.0010991 | 0.0010991 | 0.0010991 | 0.0010991 | 0.0010991 | 0.0010991 | 0.0010991 | 0.0010991 | 4.3165 | 4.346 | 4.3754 | 4.4049 | 4.4344 | 4.45 | 4.4655 | 4.4811 | 4.4967 | 4.5123 | 4.5279 | 4.5434 | 4.559 | 4.5746 | 4.5902 | 4.6057 | 4.6213 | 4.6369 | 4.6525 | 4.668 | 0.13076 | 0.13303 | 0.13462 | 0.13581 | 0.13728 | 0.13931 | 0.14191 | 0.14283 | 0.14333 | 0.14383 | 0.14432 | 0.14482 | 0.14532 | 0.14581 | 0.14631 | 0.1468 | 0.1473 | 0.1478 | 0.14829 | 0.14879 | 42734.8155 | 11847.9422 | 87368.914 | 24222.4478
| BGO022-164368050 | 109 | BGO022 | BGO | 0 | 0 | 0.0010446 | 0.0010555 | 0.001061 | 0.0010631 | 0.0010675 | 0.0010795 | 0.0010958 | 0.0010991 | 0.0010991 | 0.0010991 | 0.0010991 | 0.0010991 | 0.0010991 | 0.0010991 | 0.0010991 | 0.0010991 | 0.0010991 | 0.0010991 | 0.0010991 | 0.0010991 | 2.7706 | 2.7822 | 2.7938 | 2.8054 | 2.817 | 2.8214 | 2.8258 | 2.8301 | 2.8345 | 2.8389 | 2.8432 | 2.8476 | 2.852 | 2.8564 | 2.8607 | 2.8651 | 2.8695 | 2.8738 | 2.8782 | 2.8826 | 0.083931 | 0.085162 | 0.085959 | 0.086494 | 0.087208 | 0.088324 | 0.089802 | 0.090209 | 0.090348 | 0.090488 | 0.090627 | 0.090766 | 0.090905 | 0.091045 | 0.091184 | 0.091323 | 0.091462 | 0.091602 | 0.091741 | 0.09188 | 42734.8155 | 11847.9422 | 55044.5998 | 15260.7476
| BGO022-197683907 | 84 | BGO022 | BGO | 0 | 0 | 0.0010446 | 0.0010555 | 0.001061 | 0.0010631 | 0.0010675 | 0.0010795 | 0.0010958 | 0.0010991 | 0.0010991 | 0.0010991 | 0.0010991 | 0.0010991 | 0.0010991 | 0.0010991 | 0.0010991 | 0.0010991 | 0.0010991 | 0.0010991 | 0.0010991 | 0.0010991 | 0 | 0 | 0 | 0 | 0 | 0 | 0 | 0 | 0 | 0 | 0 | 0 | 0 | 0 | 0 | 0 | 0 | 0 | 0 | 0 | 0 | 0 | 0 | 0 | 0 | 0 | 0 | 0 | 0 | 0 | 0 | 0 | 0 | 0 | 0 | 0 | 0 | 0 | 0 | 0 | 42734.8155 | 11847.9422 | 0 | 0
| BGO023-143335276 | 131 | BGO023 | BGO | 0 | 0 | 0.0020592 | 0.0021029 | 0.0021365 | 0.0021651 | 0.002192 | 0.0022357 | 0.0022911 | 0.0023264 | 0.0023264 | 0.0023264 | 0.0023264 | 0.0023264 | 0.0023264 | 0.0023264 | 0.0023264 | 0.0023264 | 0.0023264 | 0.0023264 | 0.0023264 | 0.0023264 | 2.6784 | 2.695 | 2.7116 | 2.7282 | 2.7448 | 2.7604 | 2.776 | 2.7916 | 2.8072 | 2.8228 | 2.8384 | 2.854 | 2.8697 | 2.8853 | 2.9009 | 2.9165 | 2.9321 | 2.9477 | 2.9633 | 2.9789 | 0.15994 | 0.16435 | 0.168 | 0.17129 | 0.17448 | 0.17897 | 0.18444 | 0.18834 | 0.18939 | 0.19045 | 0.1915 | 0.19255 | 0.19361 | 0.19466 | 0.19571 | 0.19677 | 0.19782 | 0.19887 | 0.19993 | 0.20098 | 42734.8155 | 11847.9422 | 113840.5604 | 31561.535
| BGO023-143335516 | 58 | BGO023 | BGO | 0 | 0 | 0.0020592 | 0.0021029 | 0.0021365 | 0.0021651 | 0.002192 | 0.0022357 | 0.0022911 | 0.0023264 | 0.0023264 | 0.0023264 | 0.0023264 | 0.0023264 | 0.0023264 | 0.0023264 | 0.0023264 | 0.0023264 | 0.0023264 | 0.0023264 | 0.0023264 | 0.0023264 | 0.13793 | 0.139 | 0.14007 | 0.14114 | 0.14222 | 0.14283 | 0.14345 | 0.14407 | 0.14469 | 0.14531 | 0.14593 | 0.14655 | 0.14717 | 0.14779 | 0.14841 | 0.14903 | 0.14965 | 0.15027 | 0.15088 | 0.1515 | 0.0082364 | 0.0084766 | 0.0086786 | 0.008862 | 0.0090402 | 0.0092606 | 0.0095315 | 0.0097202 | 0.0097619 | 0.0098037 | 0.0098455 | 0.0098873 | 0.009929 | 0.0099708 | 0.010013 | 0.010054 | 0.010096 | 0.010138 | 0.01018 | 0.010221 | 42734.8155 | 11847.9422 | 5853.5452 | 1622.8563
| BGO023-154908179 | 58 | BGO023 | BGO | 0 | 0 | 0.0020592 | 0.0021029 | 0.0021365 | 0.0021651 | 0.002192 | 0.0022357 | 0.0022911 | 0.0023264 | 0.0023264 | 0.0023264 | 0.0023264 | 0.0023264 | 0.0023264 | 0.0023264 | 0.0023264 | 0.0023264 | 0.0023264 | 0.0023264 | 0.0023264 | 0.0023264 | 0.078383 | 0.07897 | 0.079558 | 0.080145 | 0.080732 | 0.081004 | 0.081276 | 0.081548 | 0.081819 | 0.082091 | 0.082363 | 0.082635 | 0.082907 | 0.083178 | 0.08345 | 0.083722 | 0.083994 | 0.084266 | 0.084538 | 0.084809 | 0.0046807 | 0.0048159 | 0.0049292 | 0.0050321 | 0.0051319 | 0.0052519 | 0.0054002 | 0.0055018 | 0.0055201 | 0.0055384 | 0.0055568 | 0.0055751 | 0.0055934 | 0.0056118 | 0.0056301 | 0.0056485 | 0.0056668 | 0.0056851 | 0.0057035 | 0.0057218 | 42734.8155 | 11847.9422 | 3306.7657 | 916.7787
| BGO023-154971813 | 25 | BGO023 | BGO | 0 | 0 | 0.0020592 | 0.0021029 | 0.0021365 | 0.0021651 | 0.002192 | 0.0022357 | 0.0022911 | 0.0023264 | 0.0023264 | 0.0023264 | 0.0023264 | 0.0023264 | 0.0023264 | 0.0023264 | 0.0023264 | 0.0023264 | 0.0023264 | 0.0023264 | 0.0023264 | 0.0023264 | 0.028101 | 0.028336 | 0.028571 | 0.028806 | 0.029041 | 0.029179 | 0.029316 | 0.029454 | 0.029591 | 0.029729 | 0.029866 | 0.030004 | 0.030141 | 0.030279 | 0.030416 | 0.030554 | 0.030691 | 0.030829 | 0.030966 | 0.031104 | 0.0016781 | 0.001728 | 0.0017702 | 0.0018087 | 0.0018461 | 0.0018918 | 0.0019479 | 0.0019871 | 0.0019964 | 0.0020057 | 0.002015 | 0.0020243 | 0.0020335 | 0.0020428 | 0.0020521 | 0.0020614 | 0.0020707 | 0.0020799 | 0.0020892 | 0.0020985 | 42734.8155 | 11847.9422 | 1197.2464 | 331.9286
| BGO023-154971917 | 15 | BGO023 | BGO | 0 | 0 | 0.0020592 | 0.0021029 | 0.0021365 | 0.0021651 | 0.002192 | 0.0022357 | 0.0022911 | 0.0023264 | 0.0023264 | 0.0023264 | 0.0023264 | 0.0023264 | 0.0023264 | 0.0023264 | 0.0023264 | 0.0023264 | 0.0023264 | 0.0023264 | 0.0023264 | 0.0023264 | 0.036499 | 0.03676 | 0.037021 | 0.037282 | 0.037543 | 0.037715 | 0.037888 | 0.03806 | 0.038233 | 0.038405 | 0.038578 | 0.03875 | 0.038923 | 0.039095 | 0.039268 | 0.03944 | 0.039613 | 0.039785 | 0.039958 | 0.04013 | 0.0021795 | 0.0022417 | 0.0022937 | 0.0023408 | 0.0023865 | 0.0024452 | 0.0025174 | 0.0025678 | 0.0025794 | 0.0025911 | 0.0026027 | 0.0026143 | 0.002626 | 0.0026376 | 0.0026493 | 0.0026609 | 0.0026725 | 0.0026842 | 0.0026958 | 0.0027075 | 42734.8155 | 11847.9422 | 1547.6781 | 429.0834
| BGO023-154972040 | 15 | BGO023 | BGO | 0 | 0 | 0.0020592 | 0.0021029 | 0.0021365 | 0.0021651 | 0.002192 | 0.0022357 | 0.0022911 | 0.0023264 | 0.0023264 | 0.0023264 | 0.0023264 | 0.0023264 | 0.0023264 | 0.0023264 | 0.0023264 | 0.0023264 | 0.0023264 | 0.0023264 | 0.0023264 | 0.0023264 | 0.030847 | 0.031097 | 0.031348 | 0.031598 | 0.031848 | 0.032037 | 0.032225 | 0.032413 | 0.032602 | 0.03279 | 0.032978 | 0.033166 | 0.033355 | 0.033543 | 0.033731 | 0.03392 | 0.034108 | 0.034296 | 0.034484 | 0.034673 | 0.001842 | 0.0018964 | 0.0019422 | 0.0019839 | 0.0020245 | 0.0020771 | 0.0021411 | 0.0021868 | 0.0021995 | 0.0022122 | 0.0022249 | 0.0022376 | 0.0022503 | 0.002263 | 0.0022757 | 0.0022884 | 0.0023011 | 0.0023138 | 0.0023266 | 0.0023393 | 42734.8155 | 11847.9422 | 1320.9968 | 366.2375
| BGO023-155521549 | 27 | BGO023 | BGO | 0 | 0 | 0.0020592 | 0.0021029 | 0.0021365 | 0.0021651 | 0.002192 | 0.0022357 | 0.0022911 | 0.0023264 | 0.0023264 | 0.0023264 | 0.0023264 | 0.0023264 | 0.0023264 | 0.0023264 | 0.0023264 | 0.0023264 | 0.0023264 | 0.0023264 | 0.0023264 | 0.0023264 | 0.19528 | 0.19654 | 0.1978 | 0.19906 | 0.20032 | 0.20217 | 0.20401 | 0.20585 | 0.2077 | 0.20954 | 0.21138 | 0.21323 | 0.21507 | 0.21691 | 0.21876 | 0.2206 | 0.22244 | 0.22429 | 0.22613 | 0.22797 | 0.011661 | 0.011986 | 0.012255 | 0.012499 | 0.012734 | 0.013107 | 0.013555 | 0.013888 | 0.014013 | 0.014137 | 0.014261 | 0.014386 | 0.01451 | 0.014634 | 0.014759 | 0.014883 | 0.015008 | 0.015132 | 0.015256 | 0.015381 | 42734.8155 | 11847.9422 | 8454.5548 | 2343.9689
| BGO023-159428721 | 231 | BGO023 | BGO | 0 | 18 | 0.0020592 | 0.0021029 | 0.0021365 | 0.0021651 | 0.002192 | 0.0022357 | 0.0022911 | 0.0023264 | 0.0023264 | 0.0023264 | 0.0023264 | 0.0023264 | 0.0023264 | 0.0023264 | 0.0023264 | 0.0023264 | 0.0023264 | 0.0023264 | 0.0023264 | 0.0023264 | 135.5157 | 136.1163 | 136.717 | 137.3176 | 137.9182 | 138.2889 | 138.6596 | 139.0303 | 139.4009 | 139.7716 | 140.1423 | 140.513 | 140.8836 | 141.2543 | 141.625 | 141.9957 | 142.3664 | 142.737 | 143.1077 | 143.4784 | 8.0924 | 8.3008 | 8.4708 | 8.6218 | 8.767 | 8.9659 | 9.213 | 9.3799 | 9.4049 | 9.4299 | 9.455 | 9.48 | 9.505 | 9.53 | 9.555 | 9.58 | 9.605 | 9.63 | 9.655 | 9.68 | 42734.8155 | 11847.9422 | 5639437.7096 | 1563496.4376
| BGO023-159428755 | 191 | BGO023 | BGO | 0 | 0 | 0.0020592 | 0.0021029 | 0.0021365 | 0.0021651 | 0.002192 | 0.0022357 | 0.0022911 | 0.0023264 | 0.0023264 | 0.0023264 | 0.0023264 | 0.0023264 | 0.0023264 | 0.0023264 | 0.0023264 | 0.0023264 | 0.0023264 | 0.0023264 | 0.0023264 | 0.0023264 | 25.3004 | 25.4753 | 25.6502 | 25.825 | 25.9999 | 26.1212 | 26.2425 | 26.3638 | 26.4851 | 26.6064 | 26.7277 | 26.8489 | 26.9702 | 27.0915 | 27.2128 | 27.3341 | 27.4554 | 27.5767 | 27.698 | 27.8193 | 1.5108 | 1.5536 | 1.5892 | 1.6215 | 1.6527 | 1.6936 | 1.7436 | 1.7787 | 1.7869 | 1.795 | 1.8032 | 1.8114 | 1.8196 | 1.8278 | 1.836 | 1.8441 | 1.8523 | 1.8605 | 1.8687 | 1.8769 | 42734.8155 | 11847.9422 | 1072362.3793 | 297305.307
| BGO023-197650699 | 134 | BGO023 | BGO | 0 | 6 | 0.0020592 | 0.0021029 | 0.0021365 | 0.0021651 | 0.002192 | 0.0022357 | 0.0022911 | 0.0023264 | 0.0023264 | 0.0023264 | 0.0023264 | 0.0023264 | 0.0023264 | 0.0023264 | 0.0023264 | 0.0023264 | 0.0023264 | 0.0023264 | 0.0023264 | 0.0023264 | 97.3517 | 97.7793 | 98.2069 | 98.6346 | 99.0622 | 99.2393 | 99.4165 | 99.5937 | 99.7708 | 99.948 | 100.1251 | 100.3023 | 100.4794 | 100.6566 | 100.8337 | 101.0109 | 101.1881 | 101.3652 | 101.5424 | 101.7195 | 5.8134 | 5.9629 | 6.0847 | 6.193 | 6.2971 | 6.4341 | 6.6055 | 6.7193 | 6.7312 | 6.7432 | 6.7551 | 6.7671 | 6.779 | 6.791 | 6.8029 | 6.8149 | 6.8268 | 6.8388 | 6.8507 | 6.8627 | 42734.8155 | 11847.9422 | 4032080.6453 | 1117867.4275
| BGO023-24604124 | 54 | BGO023 | BGO | 0 | 4 | 0.0020592 | 0.0021029 | 0.0021365 | 0.0021651 | 0.002192 | 0.0022357 | 0.0022911 | 0.0023264 | 0.0023264 | 0.0023264 | 0.0023264 | 0.0023264 | 0.0023264 | 0.0023264 | 0.0023264 | 0.0023264 | 0.0023264 | 0.0023264 | 0.0023264 | 0.0023264 | 25.4924 | 25.651 | 25.8095 | 25.9681 | 26.1267 | 26.3159 | 26.5051 | 26.6942 | 26.8834 | 27.0726 | 27.2618 | 27.451 | 27.6401 | 27.8293 | 28.0185 | 28.2077 | 28.3969 | 28.5861 | 28.7752 | 28.9644 | 1.5223 | 1.5643 | 1.5991 | 1.6305 | 1.6608 | 1.7062 | 1.7611 | 1.801 | 1.8137 | 1.8265 | 1.8393 | 1.852 | 1.8648 | 1.8776 | 1.8903 | 1.9031 | 1.9158 | 1.9286 | 1.9414 | 1.9541 | 42734.8155 | 11847.9422 | 1092094.5325 | 302775.9147
| BGO023-24614382 | 83 | BGO023 | BGO | 0 | 0 | 0.0020592 | 0.0021029 | 0.0021365 | 0.0021651 | 0.002192 | 0.0022357 | 0.0022911 | 0.0023264 | 0.0023264 | 0.0023264 | 0.0023264 | 0.0023264 | 0.0023264 | 0.0023264 | 0.0023264 | 0.0023264 | 0.0023264 | 0.0023264 | 0.0023264 | 0.0023264 | 7.9729 | 8.0232 | 8.0735 | 8.1238 | 8.174 | 8.2301 | 8.2862 | 8.3423 | 8.3984 | 8.4545 | 8.5106 | 8.5666 | 8.6227 | 8.6788 | 8.7349 | 8.791 | 8.8471 | 8.9031 | 8.9592 | 9.0153 | 0.47611 | 0.48928 | 0.50022 | 0.51007 | 0.5196 | 0.5336 | 0.55056 | 0.56283 | 0.56661 | 0.5704 | 0.57418 | 0.57796 | 0.58175 | 0.58553 | 0.58931 | 0.5931 | 0.59688 | 0.60067 | 0.60445 | 0.60823 | 42734.8155 | 11847.9422 | 341008.6351 | 94542.3664
| BGO023-76446934 | 65 | BGO023 | BGO | 0 | 0 | 0.0020592 | 0.0021029 | 0.0021365 | 0.0021651 | 0.002192 | 0.0022357 | 0.0022911 | 0.0023264 | 0.0023264 | 0.0023264 | 0.0023264 | 0.0023264 | 0.0023264 | 0.0023264 | 0.0023264 | 0.0023264 | 0.0023264 | 0.0023264 | 0.0023264 | 0.0023264 | 0.25047 | 0.25266 | 0.25486 | 0.25705 | 0.25924 | 0.26018 | 0.26112 | 0.26207 | 0.26301 | 0.26395 | 0.26489 | 0.26583 | 0.26678 | 0.26772 | 0.26866 | 0.2696 | 0.27054 | 0.27148 | 0.27243 | 0.27337 | 0.014957 | 0.015408 | 0.01579 | 0.016139 | 0.016479 | 0.016869 | 0.01735 | 0.017681 | 0.017744 | 0.017808 | 0.017871 | 0.017935 | 0.017998 | 0.018062 | 0.018126 | 0.018189 | 0.018253 | 0.018316 | 0.01838 | 0.018443 | 42734.8155 | 11847.9422 | 10625.2891 | 2945.7904
| BGO023-76447847 | 83 | BGO023 | BGO | 0 | 0 | 0.0020592 | 0.0021029 | 0.0021365 | 0.0021651 | 0.002192 | 0.0022357 | 0.0022911 | 0.0023264 | 0.0023264 | 0.0023264 | 0.0023264 | 0.0023264 | 0.0023264 | 0.0023264 | 0.0023264 | 0.0023264 | 0.0023264 | 0.0023264 | 0.0023264 | 0.0023264 | 0.18654 | 0.18825 | 0.18997 | 0.19168 | 0.1934 | 0.19471 | 0.19603 | 0.19734 | 0.19866 | 0.19997 | 0.20129 | 0.2026 | 0.20392 | 0.20523 | 0.20655 | 0.20786 | 0.20918 | 0.21049 | 0.21181 | 0.21313 | 0.011139 | 0.01148 | 0.01177 | 0.012035 | 0.012294 | 0.012624 | 0.013025 | 0.013314 | 0.013403 | 0.013492 | 0.01358 | 0.013669 | 0.013758 | 0.013846 | 0.013935 | 0.014024 | 0.014113 | 0.014201 | 0.01429 | 0.014379 | 42734.8155 | 11847.9422 | 8052.7986 | 2232.5846
| BGO023-76448158 | 38 | BGO023 | BGO | 0 | 0 | 0.0020592 | 0.0021029 | 0.0021365 | 0.0021651 | 0.002192 | 0.0022357 | 0.0022911 | 0.0023264 | 0.0023264 | 0.0023264 | 0.0023264 | 0.0023264 | 0.0023264 | 0.0023264 | 0.0023264 | 0.0023264 | 0.0023264 | 0.0023264 | 0.0023264 | 0.0023264 | 0.20772 | 0.2095 | 0.21127 | 0.21304 | 0.21481 | 0.21649 | 0.21817 | 0.21985 | 0.22154 | 0.22322 | 0.2249 | 0.22658 | 0.22826 | 0.22994 | 0.23162 | 0.23331 | 0.23499 | 0.23667 | 0.23835 | 0.24003 | 0.012404 | 0.012776 | 0.01309 | 0.013376 | 0.013655 | 0.014036 | 0.014496 | 0.014833 | 0.014946 | 0.01506 | 0.015173 | 0.015287 | 0.0154 | 0.015514 | 0.015627 | 0.01574 | 0.015854 | 0.015967 | 0.016081 | 0.016194 | 42734.8155 | 11847.9422 | 8993.8649 | 2493.489
| BGO023-76448224 | 68 | BGO023 | BGO | 0 | 0 | 0.0020592 | 0.0021029 | 0.0021365 | 0.0021651 | 0.002192 | 0.0022357 | 0.0022911 | 0.0023264 | 0.0023264 | 0.0023264 | 0.0023264 | 0.0023264 | 0.0023264 | 0.0023264 | 0.0023264 | 0.0023264 | 0.0023264 | 0.0023264 | 0.0023264 | 0.0023264 | 0.34007 | 0.34189 | 0.34371 | 0.34553 | 0.34735 | 0.34915 | 0.35095 | 0.35274 | 0.35454 | 0.35634 | 0.35813 | 0.35993 | 0.36173 | 0.36352 | 0.36532 | 0.36712 | 0.36891 | 0.37071 | 0.37251 | 0.3743 | 0.020308 | 0.02085 | 0.021296 | 0.021695 | 0.02208 | 0.022637 | 0.023318 | 0.023798 | 0.02392 | 0.024041 | 0.024162 | 0.024283 | 0.024404 | 0.024526 | 0.024647 | 0.024768 | 0.024889 | 0.025011 | 0.025132 | 0.025253 | 42734.8155 | 11847.9422 | 14376.0978 | 3985.6771
| BGO023-95132601 | 51 | BGO023 | BGO | 0 | 0 | 0.0020592 | 0.0021029 | 0.0021365 | 0.0021651 | 0.002192 | 0.0022357 | 0.0022911 | 0.0023264 | 0.0023264 | 0.0023264 | 0.0023264 | 0.0023264 | 0.0023264 | 0.0023264 | 0.0023264 | 0.0023264 | 0.0023264 | 0.0023264 | 0.0023264 | 0.0023264 | 0.12362 | 0.12466 | 0.1257 | 0.12674 | 0.12778 | 0.12823 | 0.12867 | 0.12911 | 0.12956 | 0.13 | 0.13044 | 0.13089 | 0.13133 | 0.13177 | 0.13222 | 0.13266 | 0.1331 | 0.13355 | 0.13399 | 0.13443 | 0.0073822 | 0.0076023 | 0.0077883 | 0.0079578 | 0.0081228 | 0.0083135 | 0.0085492 | 0.0087109 | 0.0087408 | 0.0087707 | 0.0088006 | 0.0088305 | 0.0088604 | 0.0088903 | 0.0089202 | 0.0089501 | 0.00898 | 0.0090099 | 0.0090399 | 0.0090698 | 42734.8155 | 11847.9422 | 5233.9715 | 1451.0836
| BGO023-95621561 | 11 | BGO023 | BGO | 0 | 0 | 0.0020592 | 0.0021029 | 0.0021365 | 0.0021651 | 0.002192 | 0.0022357 | 0.0022911 | 0.0023264 | 0.0023264 | 0.0023264 | 0.0023264 | 0.0023264 | 0.0023264 | 0.0023264 | 0.0023264 | 0.0023264 | 0.0023264 | 0.0023264 | 0.0023264 | 0.0023264 | 0.0058159 | 0.0058599 | 0.0059038 | 0.0059477 | 0.0059916 | 0.0060465 | 0.0061015 | 0.0061564 | 0.0062114 | 0.0062663 | 0.0063212 | 0.0063762 | 0.0064311 | 0.0064861 | 0.006541 | 0.0065959 | 0.0066509 | 0.0067058 | 0.0067608 | 0.0068157 | 0.0003473 | 0.00035735 | 0.00036579 | 0.00037344 | 0.00038087 | 0.00039202 | 0.0004054 | 0.00041535 | 0.00041906 | 0.00042277 | 0.00042647 | 0.00043018 | 0.00043389 | 0.00043759 | 0.0004413 | 0.00044501 | 0.00044871 | 0.00045242 | 0.00045613 | 0.00045983 | 42734.8155 | 11847.9422 | 252.6793 | 70.0537
| BLT016-15429893 | 181 | BLT016 | BLTS | 0 | 0 | 0.0098212 | 0.0099851 | 0.010127 | 0.010209 | 0.01032 | 0.010492 | 0.010671 | 0.01076 | 0.01076 | 0.01076 | 0.01076 | 0.01076 | 0.01076 | 0.01076 | 0.01076 | 0.01076 | 0.01076 | 0.01076 | 0.01076 | 0.01076 | 0 | 0 | 0 | 0 | 0 | 0 | 0 | 0 | 0 | 0 | 0 | 0 | 0 | 0 | 0 | 0 | 0 | 0 | 0 | 0 | 0 | 0 | 0 | 0 | 0 | 0 | 0 | 0 | 0 | 0 | 0 | 0 | 0 | 0 | 0 | 0 | 0 | 0 | 0 | 0 | 51573.35 | 11593.8952 | 0 | 0
| BLT017-15429856 | 291 | BLT017 | BLTS | 0 | 0 | 0.0024601 | 0.0024843 | 0.0025133 | 0.0025302 | 0.0025448 | 0.0025762 | 0.0026173 | 0.0026318 | 0.0026318 | 0.0026318 | 0.0026318 | 0.0026318 | 0.0026318 | 0.0026318 | 0.0026318 | 0.0026318 | 0.0026318 | 0.0026318 | 0.0026318 | 0.0026318 | 0 | 0 | 0 | 0 | 0 | 0 | 0 | 0 | 0 | 0 | 0 | 0 | 0 | 0 | 0 | 0 | 0 | 0 | 0 | 0 | 0 | 0 | 0 | 0 | 0 | 0 | 0 | 0 | 0 | 0 | 0 | 0 | 0 | 0 | 0 | 0 | 0 | 0 | 0 | 0 | 51573.35 | 11593.8952 | 0 | 0
| BLT019-15429808 | 146 | BLT019 | BLTS | 0 | 0 | 0 | 0 | 0 | 0 | 0 | 0 | 0 | 0 | 0 | 0 | 0 | 0 | 0 | 0 | 0 | 0 | 0 | 0 | 0 | 0 | 0 | 0 | 0 | 0 | 0 | 0 | 0 | 0 | 0 | 0 | 0 | 0 | 0 | 0 | 0 | 0 | 0 | 0 | 0 | 0 | 0 | 0 | 0 | 0 | 0 | 0 | 0 | 0 | 0 | 0 | 0 | 0 | 0 | 0 | 0 | 0 | 0 | 0 | 0 | 0 | 51573.35 | 11593.8952 | 0 | 0
| BLT020-15429758 | 100 | BLT020 | BLTS | 0 | 0 | 0.074696 | 0.076696 | 0.078609 | 0.080348 | 0.082087 | 0.084 | 0.085913 | 0.087739 | 0.087739 | 0.087739 | 0.087739 | 0.087739 | 0.087739 | 0.087739 | 0.087739 | 0.087739 | 0.087739 | 0.087739 | 0.087739 | 0.087739 | 0 | 0 | 0 | 0 | 0 | 0 | 0 | 0 | 0 | 0 | 0 | 0 | 0 | 0 | 0 | 0 | 0 | 0 | 0 | 0 | 0 | 0 | 0 | 0 | 0 | 0 | 0 | 0 | 0 | 0 | 0 | 0 | 0 | 0 | 0 | 0 | 0 | 0 | 0 | 0 | 51573.35 | 11593.8952 | 0 | 0
| BLT021-15429734 | 332 | BLT021 | BLTS | 0 | 0 | 0.0035523 | 0.0035786 | 0.0036049 | 0.0036093 | 0.0036137 | 0.0036399 | 0.0036794 | 0.0036837 | 0.0036837 | 0.0036837 | 0.0036837 | 0.0036837 | 0.0036837 | 0.0036837 | 0.0036837 | 0.0036837 | 0.0036837 | 0.0036837 | 0.0036837 | 0.0036837 | 0 | 0 | 0 | 0 | 0 | 0 | 0 | 0 | 0 | 0 | 0 | 0 | 0 | 0 | 0 | 0 | 0 | 0 | 0 | 0 | 0 | 0 | 0 | 0 | 0 | 0 | 0 | 0 | 0 | 0 | 0 | 0 | 0 | 0 | 0 | 0 | 0 | 0 | 0 | 0 | 51573.35 | 11593.8952 | 0 | 0
| BLT022-15429547 | 139 | BLT022 | BLTS | 0 | 0 | 0.0024977 | 0.0025558 | 0.0025803 | 0.0025803 | 0.0026078 | 0.0026689 | 0.0027239 | 0.0027148 | 0.0027148 | 0.0027148 | 0.0027148 | 0.0027148 | 0.0027148 | 0.0027148 | 0.0027148 | 0.0027148 | 0.0027148 | 0.0027148 | 0.0027148 | 0.0027148 | 0 | 0 | 0 | 0 | 0 | 0 | 0 | 0 | 0 | 0 | 0 | 0 | 0 | 0 | 0 | 0 | 0 | 0 | 0 | 0 | 0 | 0 | 0 | 0 | 0 | 0 | 0 | 0 | 0 | 0 | 0 | 0 | 0 | 0 | 0 | 0 | 0 | 0 | 0 | 0 | 51573.35 | 11593.8952 | 0 | 0
| BLT022-164443534 | 114 | BLT022 | BLTS | 0 | 0 | 0.0024977 | 0.0025558 | 0.0025803 | 0.0025803 | 0.0026078 | 0.0026689 | 0.0027239 | 0.0027148 | 0.0027148 | 0.0027148 | 0.0027148 | 0.0027148 | 0.0027148 | 0.0027148 | 0.0027148 | 0.0027148 | 0.0027148 | 0.0027148 | 0.0027148 | 0.0027148 | 0 | 0 | 0 | 0 | 0 | 0 | 0 | 0 | 0 | 0 | 0 | 0 | 0 | 0 | 0 | 0 | 0 | 0 | 0 | 0 | 0 | 0 | 0 | 0 | 0 | 0 | 0 | 0 | 0 | 0 | 0 | 0 | 0 | 0 | 0 | 0 | 0 | 0 | 0 | 0 | 51573.35 | 11593.8952 | 0 | 0
| BLT030-15429658 | 245 | BLT030 | BLTS | 0 | 0 | 0.0014909 | 0.0015116 | 0.0015345 | 0.0015428 | 0.0015552 | 0.0015781 | 0.0016092 | 0.0016258 | 0.0016258 | 0.0016258 | 0.0016258 | 0.0016258 | 0.0016258 | 0.0016258 | 0.0016258 | 0.0016258 | 0.0016258 | 0.0016258 | 0.0016258 | 0.0016258 | 0 | 0 | 0 | 0 | 0 | 0 | 0 | 0 | 0 | 0 | 0 | 0 | 0 | 0 | 0 | 0 | 0 | 0 | 0 | 0 | 0 | 0 | 0 | 0 | 0 | 0 | 0 | 0 | 0 | 0 | 0 | 0 | 0 | 0 | 0 | 0 | 0 | 0 | 0 | 0 | 51573.35 | 11593.8952 | 0 | 0
| BLT031-15429682 | 36 | BLT031 | BLTS | 0 | 0 | 0.0030884 | 0.0031429 | 0.0031837 | 0.0031973 | 0.0032109 | 0.0032653 | 0.0033333 | 0.0033469 | 0.0033469 | 0.0033469 | 0.0033469 | 0.0033469 | 0.0033469 | 0.0033469 | 0.0033469 | 0.0033469 | 0.0033469 | 0.0033469 | 0.0033469 | 0.0033469 | 0 | 0 | 0 | 0 | 0 | 0 | 0 | 0 | 0 | 0 | 0 | 0 | 0 | 0 | 0 | 0 | 0 | 0 | 0 | 0 | 0 | 0 | 0 | 0 | 0 | 0 | 0 | 0 | 0 | 0 | 0 | 0 | 0 | 0 | 0 | 0 | 0 | 0 | 0 | 0 | 51573.35 | 11593.8952 | 0 | 0
| BMH003-137632826 | 70 | BMH003 | BMH | 0 | 0 | 0.0010774 | 0.0011141 | 0.0011441 | 0.0011713 | 0.0012053 | 0.0012556 | 0.0012964 | 0.0013209 | 0.0013209 | 0.0013209 | 0.0013209 | 0.0013209 | 0.0013209 | 0.0013209 | 0.0013209 | 0.0013209 | 0.0013209 | 0.0013209 | 0.0013209 | 0.0013209 | 0.25682 | 0.25834 | 0.25985 | 0.26136 | 0.26288 | 0.26375 | 0.26462 | 0.26549 | 0.26636 | 0.26723 | 0.2681 | 0.26898 | 0.26985 | 0.27072 | 0.27159 | 0.27246 | 0.27333 | 0.2742 | 0.27507 | 0.27594 | 0.0080243 | 0.0083468 | 0.0086213 | 0.0088777 | 0.0091884 | 0.0096039 | 0.0099488 | 0.01017 | 0.010203 | 0.010237 | 0.01027 | 0.010303 | 0.010337 | 0.01037 | 0.010404 | 0.010437 | 0.01047 | 0.010504 | 0.010537 | 0.01057 | 38093.4326 | 12239.3852 | 5358.6556 | 1721.7312
| BMH003-137632841 | 48 | BMH003 | BMH | 0 | 0 | 0.0010774 | 0.0011141 | 0.0011441 | 0.0011713 | 0.0012053 | 0.0012556 | 0.0012964 | 0.0013209 | 0.0013209 | 0.0013209 | 0.0013209 | 0.0013209 | 0.0013209 | 0.0013209 | 0.0013209 | 0.0013209 | 0.0013209 | 0.0013209 | 0.0013209 | 0.0013209 | 0.065099 | 0.065659 | 0.066218 | 0.066778 | 0.067337 | 0.067715 | 0.068094 | 0.068472 | 0.06885 | 0.069228 | 0.069606 | 0.069985 | 0.070363 | 0.070741 | 0.071119 | 0.071497 | 0.071876 | 0.072254 | 0.072632 | 0.07301 | 0.002034 | 0.0021214 | 0.002197 | 0.0022682 | 0.0023536 | 0.0024657 | 0.0025601 | 0.0026229 | 0.0026374 | 0.0026519 | 0.0026664 | 0.0026809 | 0.0026953 | 0.0027098 | 0.0027243 | 0.0027388 | 0.0027533 | 0.0027678 | 0.0027823 | 0.0027968 | 38093.4326 | 12239.3852 | 1387.0574 | 445.6603
| BMH003-137632864 | 62 | BMH003 | BMH | 0 | 0 | 0.0010774 | 0.0011141 | 0.0011441 | 0.0011713 | 0.0012053 | 0.0012556 | 0.0012964 | 0.0013209 | 0.0013209 | 0.0013209 | 0.0013209 | 0.0013209 | 0.0013209 | 0.0013209 | 0.0013209 | 0.0013209 | 0.0013209 | 0.0013209 | 0.0013209 | 0.0013209 | 0.033894 | 0.034136 | 0.034378 | 0.034621 | 0.034863 | 0.035002 | 0.03514 | 0.035279 | 0.035418 | 0.035556 | 0.035695 | 0.035834 | 0.035972 | 0.036111 | 0.03625 | 0.036388 | 0.036527 | 0.036665 | 0.036804 | 0.036943 | 0.001059 | 0.0011029 | 0.0011406 | 0.001176 | 0.0012186 | 0.0012745 | 0.0013211 | 0.0013514 | 0.0013567 | 0.001362 | 0.0013673 | 0.0013727 | 0.001378 | 0.0013833 | 0.0013886 | 0.0013939 | 0.0013992 | 0.0014045 | 0.0014098 | 0.0014151 | 38093.4326 | 12239.3852 | 712.632 | 228.968
| BMH003-137632887 | 31 | BMH003 | BMH | 0 | 0 | 0.0010774 | 0.0011141 | 0.0011441 | 0.0011713 | 0.0012053 | 0.0012556 | 0.0012964 | 0.0013209 | 0.0013209 | 0.0013209 | 0.0013209 | 0.0013209 | 0.0013209 | 0.0013209 | 0.0013209 | 0.0013209 | 0.0013209 | 0.0013209 | 0.0013209 | 0.0013209 | 0.024734 | 0.024874 | 0.025013 | 0.025152 | 0.025291 | 0.025396 | 0.025501 | 0.025606 | 0.025711 | 0.025816 | 0.025921 | 0.026026 | 0.026131 | 0.026236 | 0.026341 | 0.026446 | 0.026551 | 0.026656 | 0.026761 | 0.026866 | 0.00077282 | 0.00080366 | 0.00082986 | 0.00085432 | 0.00088399 | 0.00092473 | 0.00095874 | 0.00098087 | 0.00098489 | 0.00098892 | 0.00099294 | 0.00099697 | 0.001001 | 0.001005 | 0.001009 | 0.0010131 | 0.0010171 | 0.0010211 | 0.0010251 | 0.0010292 | 38093.4326 | 12239.3852 | 517.868 | 166.3905
| BMH003-140036206 | 247 | BMH003 | BMH | 0 | 0 | 0.0010774 | 0.0011141 | 0.0011441 | 0.0011713 | 0.0012053 | 0.0012556 | 0.0012964 | 0.0013209 | 0.0013209 | 0.0013209 | 0.0013209 | 0.0013209 | 0.0013209 | 0.0013209 | 0.0013209 | 0.0013209 | 0.0013209 | 0.0013209 | 0.0013209 | 0.0013209 | 23.4572 | 23.6124 | 23.7675 | 23.9227 | 24.0778 | 24.1446 | 24.2114 | 24.2782 | 24.3449 | 24.4117 | 24.4785 | 24.5453 | 24.6121 | 24.6788 | 24.7456 | 24.8124 | 24.8792 | 24.946 | 25.0128 | 25.0795 | 0.73291 | 0.76291 | 0.78855 | 0.81258 | 0.84159 | 0.87917 | 0.91026 | 0.93001 | 0.93257 | 0.93512 | 0.93768 | 0.94024 | 0.9428 | 0.94536 | 0.94791 | 0.95047 | 0.95303 | 0.95559 | 0.95815 | 0.96071 | 38093.4326 | 12239.3852 | 489247.9546 | 157194.9222
| BMH003-15408256 | 98 | BMH003 | BMH | 0 | 0 | 0.0010774 | 0.0011141 | 0.0011441 | 0.0011713 | 0.0012053 | 0.0012556 | 0.0012964 | 0.0013209 | 0.0013209 | 0.0013209 | 0.0013209 | 0.0013209 | 0.0013209 | 0.0013209 | 0.0013209 | 0.0013209 | 0.0013209 | 0.0013209 | 0.0013209 | 0.0013209 | 1.2481 | 1.2494 | 1.2506 | 1.2519 | 1.2531 | 1.2512 | 1.2493 | 1.2474 | 1.2455 | 1.2436 | 1.2417 | 1.2398 | 1.2379 | 1.236 | 1.2341 | 1.2322 | 1.2303 | 1.2284 | 1.2265 | 1.2246 | 0.038998 | 0.040368 | 0.041493 | 0.042522 | 0.0438 | 0.04556 | 0.04697 | 0.047784 | 0.047711 | 0.047638 | 0.047565 | 0.047493 | 0.04742 | 0.047347 | 0.047274 | 0.047201 | 0.047129 | 0.047056 | 0.046983 | 0.04691 | 38093.4326 | 12239.3852 | 24973.1024 | 8023.835
| BMH003-155324907 | 380 | BMH003 | BMH | 0 | 0 | 0.0010774 | 0.0011141 | 0.0011441 | 0.0011713 | 0.0012053 | 0.0012556 | 0.0012964 | 0.0013209 | 0.0013209 | 0.0013209 | 0.0013209 | 0.0013209 | 0.0013209 | 0.0013209 | 0.0013209 | 0.0013209 | 0.0013209 | 0.0013209 | 0.0013209 | 0.0013209 | 1.1816 | 1.1905 | 1.1995 | 1.2085 | 1.2174 | 1.2214 | 1.2254 | 1.2293 | 1.2333 | 1.2372 | 1.2412 | 1.2451 | 1.2491 | 1.2531 | 1.257 | 1.261 | 1.2649 | 1.2689 | 1.2728 | 1.2768 | 0.036918 | 0.038466 | 0.039797 | 0.041048 | 0.042553 | 0.044475 | 0.046069 | 0.047091 | 0.047242 | 0.047394 | 0.047545 | 0.047697 | 0.047848 | 0.048 | 0.048151 | 0.048303 | 0.048455 | 0.048606 | 0.048758 | 0.048909 | 38093.4326 | 12239.3852 | 24786.1409 | 7963.7645
| BMH003-24599924 | 37 | BMH003 | BMH | 0 | 0 | 0.0010774 | 0.0011141 | 0.0011441 | 0.0011713 | 0.0012053 | 0.0012556 | 0.0012964 | 0.0013209 | 0.0013209 | 0.0013209 | 0.0013209 | 0.0013209 | 0.0013209 | 0.0013209 | 0.0013209 | 0.0013209 | 0.0013209 | 0.0013209 | 0.0013209 | 0.0013209 | 0.0078922 | 0.0079662 | 0.0080402 | 0.0081142 | 0.0081882 | 0.0082431 | 0.008298 | 0.0083529 | 0.0084078 | 0.0084627 | 0.0085176 | 0.0085725 | 0.0086274 | 0.0086823 | 0.0087372 | 0.0087921 | 0.008847 | 0.0089019 | 0.0089568 | 0.0090117 | 0.00024659 | 0.00025739 | 0.00026676 | 0.00027561 | 0.0002862 | 0.00030015 | 0.00031197 | 0.00031997 | 0.00032207 | 0.00032418 | 0.00032628 | 0.00032838 | 0.00033049 | 0.00033259 | 0.00033469 | 0.00033679 | 0.0003389 | 0.000341 | 0.0003431 | 0.00034521 | 38093.4326 | 12239.3852 | 169.5403 | 54.4731
| BMH003-24599938 | 141 | BMH003 | BMH | 0 | 0 | 0.0010774 | 0.0011141 | 0.0011441 | 0.0011713 | 0.0012053 | 0.0012556 | 0.0012964 | 0.0013209 | 0.0013209 | 0.0013209 | 0.0013209 | 0.0013209 | 0.0013209 | 0.0013209 | 0.0013209 | 0.0013209 | 0.0013209 | 0.0013209 | 0.0013209 | 0.0013209 | 21.0606 | 21.281 | 21.5013 | 21.7217 | 21.9421 | 21.9776 | 22.0132 | 22.0488 | 22.0844 | 22.12 | 22.1556 | 22.1912 | 22.2268 | 22.2623 | 22.2979 | 22.3335 | 22.3691 | 22.4047 | 22.4403 | 22.4759 | 0.65803 | 0.68759 | 0.71337 | 0.73782 | 0.76694 | 0.80027 | 0.82761 | 0.84461 | 0.84597 | 0.84734 | 0.8487 | 0.85006 | 0.85143 | 0.85279 | 0.85415 | 0.85552 | 0.85688 | 0.85824 | 0.85961 | 0.86097 | 38093.4326 | 12239.3852 | 442255.0994 | 142096.1607
| BMH003-54311761 | 269 | BMH003 | BMH | 0 | 0 | 0.0010774 | 0.0011141 | 0.0011441 | 0.0011713 | 0.0012053 | 0.0012556 | 0.0012964 | 0.0013209 | 0.0013209 | 0.0013209 | 0.0013209 | 0.0013209 | 0.0013209 | 0.0013209 | 0.0013209 | 0.0013209 | 0.0013209 | 0.0013209 | 0.0013209 | 0.0013209 | 1.4092 | 1.4189 | 1.4286 | 1.4384 | 1.4481 | 1.4525 | 1.457 | 1.4614 | 1.4658 | 1.4703 | 1.4747 | 1.4791 | 1.4835 | 1.488 | 1.4924 | 1.4968 | 1.5013 | 1.5057 | 1.5101 | 1.5146 | 0.044029 | 0.045844 | 0.047399 | 0.048857 | 0.050616 | 0.052891 | 0.054776 | 0.055981 | 0.05615 | 0.05632 | 0.05649 | 0.056659 | 0.056829 | 0.056999 | 0.057168 | 0.057338 | 0.057508 | 0.057678 | 0.057847 | 0.058017 | 38093.4326 | 12239.3852 | 29463.6785 | 9466.6531
| BMH003-84023922 | 61 | BMH003 | BMH | 0 | 0 | 0.0010774 | 0.0011141 | 0.0011441 | 0.0011713 | 0.0012053 | 0.0012556 | 0.0012964 | 0.0013209 | 0.0013209 | 0.0013209 | 0.0013209 | 0.0013209 | 0.0013209 | 0.0013209 | 0.0013209 | 0.0013209 | 0.0013209 | 0.0013209 | 0.0013209 | 0.0013209 | 0.0083375 | 0.0084072 | 0.0084769 | 0.0085466 | 0.0086163 | 0.0086585 | 0.0087006 | 0.0087428 | 0.0087849 | 0.008827 | 0.0088692 | 0.0089113 | 0.0089534 | 0.0089956 | 0.0090377 | 0.0090798 | 0.009122 | 0.0091641 | 0.0092062 | 0.0092484 | 0.0002605 | 0.00027164 | 0.00028125 | 0.0002903 | 0.00030117 | 0.00031528 | 0.00032711 | 0.0003349 | 0.00033652 | 0.00033813 | 0.00033974 | 0.00034136 | 0.00034297 | 0.00034459 | 0.0003462 | 0.00034782 | 0.00034943 | 0.00035104 | 0.00035266 | 0.00035427 | 38093.4326 | 12239.3852 | 176.8448 | 56.8201
| BMH003-84426167 | 68 | BMH003 | BMH | 0 | 0 | 0.0010774 | 0.0011141 | 0.0011441 | 0.0011713 | 0.0012053 | 0.0012556 | 0.0012964 | 0.0013209 | 0.0013209 | 0.0013209 | 0.0013209 | 0.0013209 | 0.0013209 | 0.0013209 | 0.0013209 | 0.0013209 | 0.0013209 | 0.0013209 | 0.0013209 | 0.0013209 | 0.063914 | 0.064491 | 0.065068 | 0.065645 | 0.066223 | 0.066749 | 0.067275 | 0.067802 | 0.068328 | 0.068855 | 0.069381 | 0.069907 | 0.070434 | 0.07096 | 0.071486 | 0.072013 | 0.072539 | 0.073066 | 0.073592 | 0.074118 | 0.001997 | 0.0020837 | 0.0021588 | 0.0022298 | 0.0023147 | 0.0024305 | 0.0025293 | 0.0025972 | 0.0026174 | 0.0026376 | 0.0026577 | 0.0026779 | 0.0026981 | 0.0027182 | 0.0027384 | 0.0027585 | 0.0027787 | 0.0027989 | 0.002819 | 0.0028392 | 38093.4326 | 12239.3852 | 1380.1337 | 443.4357
| BMH004-15408343 | 0 | BMH004 | BMH | 0 | 0 | 0.0012505 | 0.0013042 | 0.0013511 | 0.0013941 | 0.0014397 | 0.0015014 | 0.0015752 | 0.0016302 | 0.0016302 | 0.0016302 | 0.0016302 | 0.0016302 | 0.0016302 | 0.0016302 | 0.0016302 | 0.0016302 | 0.0016302 | 0.0016302 | 0.0016302 | 0.0016302 | 0 | 0 | 0 | 0 | 0 | 0 | 0 | 0 | 0 | 0 | 0 | 0 | 0 | 0 | 0 | 0 | 0 | 0 | 0 | 0 | 0 | 0 | 0 | 0 | 0 | 0 | 0 | 0 | 0 | 0 | 0 | 0 | 0 | 0 | 0 | 0 | 0 | 0 | 0 | 0 | 38093.4326 | 12239.3852 | 0 | 0
| BMH004-15408369 | 234 | BMH004 | BMH | 0 | 0 | 0.0012505 | 0.0013042 | 0.0013511 | 0.0013941 | 0.0014397 | 0.0015014 | 0.0015752 | 0.0016302 | 0.0016302 | 0.0016302 | 0.0016302 | 0.0016302 | 0.0016302 | 0.0016302 | 0.0016302 | 0.0016302 | 0.0016302 | 0.0016302 | 0.0016302 | 0.0016302 | 77.2219 | 77.9612 | 78.7005 | 79.4398 | 80.1791 | 80.2395 | 80.3 | 80.3604 | 80.4208 | 80.4812 | 80.5416 | 80.602 | 80.6624 | 80.7229 | 80.7833 | 80.8437 | 80.9041 | 80.9645 | 81.0249 | 81.0853 | 2.8004 | 2.9486 | 3.0837 | 3.2116 | 3.3476 | 3.4937 | 3.6682 | 3.7991 | 3.802 | 3.8049 | 3.8077 | 3.8106 | 3.8134 | 3.8163 | 3.8191 | 3.822 | 3.8248 | 3.8277 | 3.8306 | 3.8334 | 38093.4326 | 12239.3852 | 1956112.6171 | 628497.2024
| BMH005-15408219 | 319 | BMH005 | BMH | 0 | 0 | 0.0014084 | 0.0014644 | 0.0015155 | 0.0015606 | 0.0016153 | 0.0016774 | 0.0017383 | 0.0017918 | 0.0017918 | 0.0017918 | 0.0017918 | 0.0017918 | 0.0017918 | 0.0017918 | 0.0017918 | 0.0017918 | 0.0017918 | 0.0017918 | 0.0017918 | 0.0017918 | 65.8663 | 66.4328 | 66.9992 | 67.5657 | 68.1322 | 68.0751 | 68.018 | 67.9609 | 67.9038 | 67.8468 | 67.7897 | 67.7326 | 67.6755 | 67.6184 | 67.5613 | 67.5042 | 67.4471 | 67.3901 | 67.333 | 67.2759 | 2.6902 | 2.8212 | 2.9446 | 3.0578 | 3.1916 | 3.3115 | 3.4288 | 3.5315 | 3.5285 | 3.5256 | 3.5226 | 3.5196 | 3.5167 | 3.5137 | 3.5107 | 3.5078 | 3.5048 | 3.5018 | 3.4989 | 3.4959 | 38093.4326 | 12239.3852 | 1825117.2331 | 586408.5048
| BMH005-15408230 | 16 | BMH005 | BMH | 0 | 0 | 0.0014084 | 0.0014644 | 0.0015155 | 0.0015606 | 0.0016153 | 0.0016774 | 0.0017383 | 0.0017918 | 0.0017918 | 0.0017918 | 0.0017918 | 0.0017918 | 0.0017918 | 0.0017918 | 0.0017918 | 0.0017918 | 0.0017918 | 0.0017918 | 0.0017918 | 0.0017918 | 0.40214 | 0.40578 | 0.40942 | 0.41307 | 0.41671 | 0.41759 | 0.41846 | 0.41934 | 0.42021 | 0.42109 | 0.42196 | 0.42284 | 0.42371 | 0.42459 | 0.42546 | 0.42634 | 0.42721 | 0.42809 | 0.42896 | 0.42984 | 0.016425 | 0.017233 | 0.017994 | 0.018694 | 0.019521 | 0.020314 | 0.021095 | 0.02179 | 0.021836 | 0.021881 | 0.021927 | 0.021972 | 0.022018 | 0.022063 | 0.022109 | 0.022154 | 0.022199 | 0.022245 | 0.02229 | 0.022336 | 38093.4326 | 12239.3852 | 11335.8097 | 3642.1853
| BMH005-65434147 | 152 | BMH005 | BMH | 0 | 0 | 0.0014084 | 0.0014644 | 0.0015155 | 0.0015606 | 0.0016153 | 0.0016774 | 0.0017383 | 0.0017918 | 0.0017918 | 0.0017918 | 0.0017918 | 0.0017918 | 0.0017918 | 0.0017918 | 0.0017918 | 0.0017918 | 0.0017918 | 0.0017918 | 0.0017918 | 0.0017918 | 8.4955 | 8.5973 | 8.6992 | 8.801 | 8.9029 | 8.9212 | 8.9395 | 8.9578 | 8.9761 | 8.9944 | 9.0127 | 9.031 | 9.0492 | 9.0675 | 9.0858 | 9.1041 | 9.1224 | 9.1407 | 9.159 | 9.1773 | 0.34699 | 0.36511 | 0.38233 | 0.3983 | 0.41705 | 0.43397 | 0.45064 | 0.46548 | 0.46643 | 0.46738 | 0.46833 | 0.46928 | 0.47023 | 0.47118 | 0.47213 | 0.47308 | 0.47403 | 0.47498 | 0.47593 | 0.47688 | 38093.4326 | 12239.3852 | 241759.9813 | 77677.2618
| BMH006-15408306 | 163 | BMH006 | BMH | 0 | 0 | 0.0027933 | 0.0028202 | 0.0028579 | 0.0028741 | 0.0028902 | 0.0029494 | 0.0030032 | 0.0030409 | 0.0030409 | 0.0030409 | 0.0030409 | 0.0030409 | 0.0030409 | 0.0030409 | 0.0030409 | 0.0030409 | 0.0030409 | 0.0030409 | 0.0030409 | 0.0030409 | 10.6533 | 10.7347 | 10.8161 | 10.8976 | 10.979 | 11.0123 | 11.0456 | 11.0789 | 11.1123 | 11.1456 | 11.1789 | 11.2122 | 11.2455 | 11.2789 | 11.3122 | 11.3455 | 11.3788 | 11.4122 | 11.4455 | 11.4788 | 0.86299 | 0.87796 | 0.89644 | 0.90829 | 0.92021 | 0.94191 | 0.962 | 0.97701 | 0.97995 | 0.98289 | 0.98583 | 0.98876 | 0.9917 | 0.99464 | 0.99758 | 1.0005 | 1.0035 | 1.0064 | 1.0093 | 1.0123 | 38093.4326 | 12239.3852 | 526812.7252 | 169264.4488
| BMH006-201878277 | 281 | BMH006 | BMH | 0 | 0 | 0.0027933 | 0.0028202 | 0.0028579 | 0.0028741 | 0.0028902 | 0.0029494 | 0.0030032 | 0.0030409 | 0.0030409 | 0.0030409 | 0.0030409 | 0.0030409 | 0.0030409 | 0.0030409 | 0.0030409 | 0.0030409 | 0.0030409 | 0.0030409 | 0.0030409 | 0.0030409 | 2.5645 | 2.5844 | 2.6043 | 2.6243 | 2.6442 | 2.6527 | 2.6613 | 2.6699 | 2.6784 | 2.687 | 2.6956 | 2.7042 | 2.7127 | 2.7213 | 2.7299 | 2.7385 | 2.747 | 2.7556 | 2.7642 | 2.7727 | 0.20774 | 0.21137 | 0.21585 | 0.21873 | 0.22162 | 0.2269 | 0.23178 | 0.23545 | 0.2362 | 0.23696 | 0.23771 | 0.23847 | 0.23923 | 0.23998 | 0.24074 | 0.24149 | 0.24225 | 0.24301 | 0.24376 | 0.24452 | 38093.4326 | 12239.3852 | 127001.392 | 40805.4316
| BMH006-24602242 | 1 | BMH006 | BMH | 0 | 0 | 0.0027933 | 0.0028202 | 0.0028579 | 0.0028741 | 0.0028902 | 0.0029494 | 0.0030032 | 0.0030409 | 0.0030409 | 0.0030409 | 0.0030409 | 0.0030409 | 0.0030409 | 0.0030409 | 0.0030409 | 0.0030409 | 0.0030409 | 0.0030409 | 0.0030409 | 0.0030409 | 0.0034569 | 0.0034883 | 0.0035196 | 0.003551 | 0.0035823 | 0.0035906 | 0.0035989 | 0.0036072 | 0.0036155 | 0.0036237 | 0.003632 | 0.0036403 | 0.0036486 | 0.0036569 | 0.0036652 | 0.0036735 | 0.0036818 | 0.0036901 | 0.0036984 | 0.0037066 | 0.00028004 | 0.0002853 | 0.0002917 | 0.00029596 | 0.00030025 | 0.00030711 | 0.00031344 | 0.0003181 | 0.00031883 | 0.00031956 | 0.0003203 | 0.00032103 | 0.00032176 | 0.00032249 | 0.00032322 | 0.00032395 | 0.00032468 | 0.00032541 | 0.00032614 | 0.00032688 | 38093.4326 | 12239.3852 | 171.1212 | 54.9811
| BMH006-74239819 | 31 | BMH006 | BMH | 0 | 0 | 0.0027933 | 0.0028202 | 0.0028579 | 0.0028741 | 0.0028902 | 0.0029494 | 0.0030032 | 0.0030409 | 0.0030409 | 0.0030409 | 0.0030409 | 0.0030409 | 0.0030409 | 0.0030409 | 0.0030409 | 0.0030409 | 0.0030409 | 0.0030409 | 0.0030409 | 0.0030409 | 0.020735 | 0.02091 | 0.021084 | 0.021259 | 0.021434 | 0.021504 | 0.021575 | 0.021646 | 0.021716 | 0.021787 | 0.021858 | 0.021929 | 0.021999 | 0.02207 | 0.022141 | 0.022211 | 0.022282 | 0.022353 | 0.022423 | 0.022494 | 0.0016797 | 0.0017101 | 0.0017475 | 0.0017719 | 0.0017965 | 0.0018393 | 0.0018791 | 0.0019089 | 0.0019151 | 0.0019213 | 0.0019276 | 0.0019338 | 0.00194 | 0.0019463 | 0.0019525 | 0.0019587 | 0.001965 | 0.0019712 | 0.0019774 | 0.0019837 | 38093.4326 | 12239.3852 | 1029.3793 | 330.7386
| BMH006-84024816 | 40 | BMH006 | BMH | 0 | 0 | 0.0027933 | 0.0028202 | 0.0028579 | 0.0028741 | 0.0028902 | 0.0029494 | 0.0030032 | 0.0030409 | 0.0030409 | 0.0030409 | 0.0030409 | 0.0030409 | 0.0030409 | 0.0030409 | 0.0030409 | 0.0030409 | 0.0030409 | 0.0030409 | 0.0030409 | 0.0030409 | 0.023689 | 0.023895 | 0.024102 | 0.024308 | 0.024515 | 0.024602 | 0.024689 | 0.024776 | 0.024863 | 0.02495 | 0.025037 | 0.025124 | 0.025211 | 0.025298 | 0.025385 | 0.025472 | 0.025559 | 0.025646 | 0.025733 | 0.025821 | 0.001919 | 0.0019543 | 0.0019975 | 0.002026 | 0.0020547 | 0.0021043 | 0.0021502 | 0.0021849 | 0.0021926 | 0.0022002 | 0.0022079 | 0.0022156 | 0.0022233 | 0.002231 | 0.0022386 | 0.0022463 | 0.002254 | 0.0022617 | 0.0022693 | 0.002277 | 38093.4326 | 12239.3852 | 1178.6636 | 378.7035
| BMH006-85029171 | 35 | BMH006 | BMH | 0 | 0 | 0.0027933 | 0.0028202 | 0.0028579 | 0.0028741 | 0.0028902 | 0.0029494 | 0.0030032 | 0.0030409 | 0.0030409 | 0.0030409 | 0.0030409 | 0.0030409 | 0.0030409 | 0.0030409 | 0.0030409 | 0.0030409 | 0.0030409 | 0.0030409 | 0.0030409 | 0.0030409 | 0.04975 | 0.050172 | 0.050595 | 0.051017 | 0.051439 | 0.051553 | 0.051667 | 0.051781 | 0.051895 | 0.052009 | 0.052123 | 0.052237 | 0.052351 | 0.052465 | 0.052579 | 0.052693 | 0.052807 | 0.052921 | 0.053035 | 0.053149 | 0.0040301 | 0.0041034 | 0.0041933 | 0.0042521 | 0.0043114 | 0.0044095 | 0.0044999 | 0.0045664 | 0.0045764 | 0.0045865 | 0.0045965 | 0.0046066 | 0.0046166 | 0.0046267 | 0.0046367 | 0.0046468 | 0.0046568 | 0.0046669 | 0.0046769 | 0.004687 | 38093.4326 | 12239.3852 | 2456.7642 | 789.3561
| BMH006-85031037 | 52 | BMH006 | BMH | 0 | 0 | 0.0027933 | 0.0028202 | 0.0028579 | 0.0028741 | 0.0028902 | 0.0029494 | 0.0030032 | 0.0030409 | 0.0030409 | 0.0030409 | 0.0030409 | 0.0030409 | 0.0030409 | 0.0030409 | 0.0030409 | 0.0030409 | 0.0030409 | 0.0030409 | 0.0030409 | 0.0030409 | 0.020241 | 0.020413 | 0.020584 | 0.020756 | 0.020928 | 0.020969 | 0.02101 | 0.021051 | 0.021092 | 0.021133 | 0.021174 | 0.021215 | 0.021256 | 0.021297 | 0.021338 | 0.021379 | 0.02142 | 0.021461 | 0.021502 | 0.021543 | 0.0016397 | 0.0016695 | 0.001706 | 0.00173 | 0.0017541 | 0.0017935 | 0.0018298 | 0.0018564 | 0.00186 | 0.0018636 | 0.0018672 | 0.0018708 | 0.0018745 | 0.0018781 | 0.0018817 | 0.0018853 | 0.0018889 | 0.0018925 | 0.0018962 | 0.0018998 | 38093.4326 | 12239.3852 | 998.2125 | 320.7248
| CDN001-144336613 | 20 | CDN001 | CDN | 0 | 0 | 0.0026159 | 0.0026308 | 0.0026546 | 0.0026546 | 0.0026546 | 0.0026873 | 0.0027289 | 0.0027259 | 0.0027259 | 0.0027259 | 0.0027259 | 0.0027259 | 0.0027259 | 0.0027259 | 0.0027259 | 0.0027259 | 0.0027259 | 0.0027259 | 0.0027259 | 0.0027259 | 0.0045509 | 0.0045572 | 0.0045636 | 0.00457 | 0.0045763 | 0.0045697 | 0.004563 | 0.0045564 | 0.0045498 | 0.0045431 | 0.0045365 | 0.0045298 | 0.0045232 | 0.0045165 | 0.0045099 | 0.0045033 | 0.0044966 | 0.00449 | 0.0044833 | 0.0044767 | 0.00034524 | 0.00034768 | 0.00035132 | 0.00035181 | 0.0003523 | 0.00035612 | 0.00036111 | 0.00036019 | 0.00035967 | 0.00035914 | 0.00035862 | 0.00035809 | 0.00035757 | 0.00035704 | 0.00035652 | 0.00035599 | 0.00035547 | 0.00035494 | 0.00035442 | 0.00035389 | 45429.2584 | 11686.719 | 233.1688 | 59.9829
| CDN001-147732702 | 28 | CDN001 | CDN | 0 | 0 | 0.0026159 | 0.0026308 | 0.0026546 | 0.0026546 | 0.0026546 | 0.0026873 | 0.0027289 | 0.0027259 | 0.0027259 | 0.0027259 | 0.0027259 | 0.0027259 | 0.0027259 | 0.0027259 | 0.0027259 | 0.0027259 | 0.0027259 | 0.0027259 | 0.0027259 | 0.0027259 | 0.0030979 | 0.0031356 | 0.0031733 | 0.0032109 | 0.0032486 | 0.0031819 | 0.0031153 | 0.0030487 | 0.0029821 | 0.0029154 | 0.0028488 | 0.0027822 | 0.0027156 | 0.0026489 | 0.0025823 | 0.0025157 | 0.0024491 | 0.0023824 | 0.0023158 | 0.0022492 | 0.00023502 | 0.00023922 | 0.00024429 | 0.00024719 | 0.00025008 | 0.00024797 | 0.00024654 | 0.000241 | 0.00023574 | 0.00023047 | 0.0002252 | 0.00021994 | 0.00021467 | 0.0002094 | 0.00020414 | 0.00019887 | 0.0001936 | 0.00018834 | 0.00018307 | 0.0001778 | 45429.2584 | 11686.719 | 148.2834 | 38.146
| CDN001-147732747 | 31 | CDN001 | CDN | 0 | 0 | 0.0026159 | 0.0026308 | 0.0026546 | 0.0026546 | 0.0026546 | 0.0026873 | 0.0027289 | 0.0027259 | 0.0027259 | 0.0027259 | 0.0027259 | 0.0027259 | 0.0027259 | 0.0027259 | 0.0027259 | 0.0027259 | 0.0027259 | 0.0027259 | 0.0027259 | 0.0027259 | 0.0062139 | 0.0062767 | 0.0063396 | 0.0064025 | 0.0064654 | 0.0063869 | 0.0063085 | 0.00623 | 0.0061516 | 0.0060731 | 0.0059947 | 0.0059162 | 0.0058378 | 0.0057593 | 0.0056809 | 0.0056024 | 0.005524 | 0.0054455 | 0.0053671 | 0.0052886 | 0.0004714 | 0.00047887 | 0.00048804 | 0.00049288 | 0.00049772 | 0.00049774 | 0.00049924 | 0.00049249 | 0.00048629 | 0.00048009 | 0.00047389 | 0.00046769 | 0.00046148 | 0.00045528 | 0.00044908 | 0.00044288 | 0.00043668 | 0.00043048 | 0.00042428 | 0.00041807 | 45429.2584 | 11686.719 | 309.6332 | 79.6534
| CDN001-15400083 | 618 | CDN001 | CDN | 0 | 0 | 0.0026159 | 0.0026308 | 0.0026546 | 0.0026546 | 0.0026546 | 0.0026873 | 0.0027289 | 0.0027259 | 0.0027259 | 0.0027259 | 0.0027259 | 0.0027259 | 0.0027259 | 0.0027259 | 0.0027259 | 0.0027259 | 0.0027259 | 0.0027259 | 0.0027259 | 0.0027259 | 7.0535 | 7.1147 | 7.1759 | 7.2371 | 7.2983 | 7.2268 | 7.1553 | 7.0839 | 7.0124 | 6.9409 | 6.8694 | 6.798 | 6.7265 | 6.655 | 6.5835 | 6.5121 | 6.4406 | 6.3691 | 6.2976 | 6.2262 | 0.53509 | 0.5428 | 0.55242 | 0.55713 | 0.56184 | 0.56319 | 0.56626 | 0.55999 | 0.55434 | 0.54869 | 0.54304 | 0.53739 | 0.53174 | 0.52609 | 0.52044 | 0.51479 | 0.50914 | 0.50349 | 0.49784 | 0.49219 | 45429.2584 | 11686.719 | 354299.2619 | 91143.815
| CDN001-15400094 | 0 | CDN001 | CDN | 0 | 0 | 0.0026159 | 0.0026308 | 0.0026546 | 0.0026546 | 0.0026546 | 0.0026873 | 0.0027289 | 0.0027259 | 0.0027259 | 0.0027259 | 0.0027259 | 0.0027259 | 0.0027259 | 0.0027259 | 0.0027259 | 0.0027259 | 0.0027259 | 0.0027259 | 0.0027259 | 0.0027259 | 0.4951 | 0.50037 | 0.50564 | 0.5109 | 0.51617 | 0.50989 | 0.50361 | 0.49733 | 0.49105 | 0.48478 | 0.4785 | 0.47222 | 0.46594 | 0.45966 | 0.45338 | 0.4471 | 0.44083 | 0.43455 | 0.42827 | 0.42199 | 0.03756 | 0.038175 | 0.038925 | 0.039331 | 0.039736 | 0.039736 | 0.039855 | 0.039315 | 0.038819 | 0.038322 | 0.037826 | 0.03733 | 0.036833 | 0.036337 | 0.035841 | 0.035344 | 0.034848 | 0.034352 | 0.033855 | 0.033359 | 45429.2584 | 11686.719 | 0 | 0
| CDN001-154719434 | 22 | CDN001 | CDN | 0 | 0 | 0.0026159 | 0.0026308 | 0.0026546 | 0.0026546 | 0.0026546 | 0.0026873 | 0.0027289 | 0.0027259 | 0.0027259 | 0.0027259 | 0.0027259 | 0.0027259 | 0.0027259 | 0.0027259 | 0.0027259 | 0.0027259 | 0.0027259 | 0.0027259 | 0.0027259 | 0.0027259 | 0.0028577 | 0.002887 | 0.0029164 | 0.0029457 | 0.0029751 | 0.0029363 | 0.0028974 | 0.0028586 | 0.0028198 | 0.002781 | 0.0027421 | 0.0027033 | 0.0026645 | 0.0026257 | 0.0025868 | 0.002548 | 0.0025092 | 0.0024704 | 0.0024316 | 0.0023927 | 0.00021679 | 0.00022026 | 0.00022451 | 0.00022677 | 0.00022903 | 0.00022883 | 0.0002293 | 0.00022598 | 0.00022291 | 0.00021984 | 0.00021677 | 0.0002137 | 0.00021063 | 0.00020756 | 0.00020449 | 0.00020143 | 0.00019836 | 0.00019529 | 0.00019222 | 0.00018915 | 45429.2584 | 11686.719 | 141.7561 | 36.4669
| CDN001-156321963 | 316 | CDN001 | CDN | 0 | 0 | 0.0026159 | 0.0026308 | 0.0026546 | 0.0026546 | 0.0026546 | 0.0026873 | 0.0027289 | 0.0027259 | 0.0027259 | 0.0027259 | 0.0027259 | 0.0027259 | 0.0027259 | 0.0027259 | 0.0027259 | 0.0027259 | 0.0027259 | 0.0027259 | 0.0027259 | 0.0027259 | 1.4408 | 1.4563 | 1.4718 | 1.4873 | 1.5028 | 1.4829 | 1.4631 | 1.4432 | 1.4234 | 1.4036 | 1.3837 | 1.3639 | 1.344 | 1.3242 | 1.3044 | 1.2845 | 1.2647 | 1.2448 | 1.225 | 1.2052 | 0.1093 | 0.1111 | 0.1133 | 0.11449 | 0.11569 | 0.11556 | 0.11578 | 0.11409 | 0.11252 | 0.11095 | 0.10938 | 0.10782 | 0.10625 | 0.10468 | 0.10311 | 0.10154 | 0.099975 | 0.098406 | 0.096838 | 0.095269 | 45429.2584 | 11686.719 | 71520.6121 | 18398.7441
| CDN001-158379454 | 32 | CDN001 | CDN | 0 | 0 | 0.0026159 | 0.0026308 | 0.0026546 | 0.0026546 | 0.0026546 | 0.0026873 | 0.0027289 | 0.0027259 | 0.0027259 | 0.0027259 | 0.0027259 | 0.0027259 | 0.0027259 | 0.0027259 | 0.0027259 | 0.0027259 | 0.0027259 | 0.0027259 | 0.0027259 | 0.0027259 | 0.019597 | 0.019627 | 0.019657 | 0.019687 | 0.019718 | 0.019686 | 0.019655 | 0.019623 | 0.019591 | 0.01956 | 0.019528 | 0.019497 | 0.019465 | 0.019434 | 0.019402 | 0.019371 | 0.019339 | 0.019308 | 0.019276 | 0.019244 | 0.0014866 | 0.0014974 | 0.0015133 | 0.0015156 | 0.0015179 | 0.0015342 | 0.0015554 | 0.0015512 | 0.0015487 | 0.0015462 | 0.0015437 | 0.0015413 | 0.0015388 | 0.0015363 | 0.0015338 | 0.0015313 | 0.0015288 | 0.0015263 | 0.0015238 | 0.0015213 | 45429.2584 | 11686.719 | 1003.7797 | 258.2232
| CDN001-160252941 | 45 | CDN001 | CDN | 0 | 0 | 0.0026159 | 0.0026308 | 0.0026546 | 0.0026546 | 0.0026546 | 0.0026873 | 0.0027289 | 0.0027259 | 0.0027259 | 0.0027259 | 0.0027259 | 0.0027259 | 0.0027259 | 0.0027259 | 0.0027259 | 0.0027259 | 0.0027259 | 0.0027259 | 0.0027259 | 0.0027259 | 0.000962 | 0.00097372 | 0.00098545 | 0.00099717 | 0.0010089 | 0.00099493 | 0.00098097 | 0.000967 | 0.00095304 | 0.00093908 | 0.00092511 | 0.00091115 | 0.00089718 | 0.00088322 | 0.00086925 | 0.00085529 | 0.00084132 | 0.00082735 | 0.00081339 | 0.00079942 | 7.2979e-05 | 7.4288e-05 | 7.5863e-05 | 7.6765e-05 | 7.7668e-05 | 7.7536e-05 | 7.7632e-05 | 7.6443e-05 | 7.5339e-05 | 7.4235e-05 | 7.3132e-05 | 7.2028e-05 | 7.0924e-05 | 6.982e-05 | 6.8716e-05 | 6.7612e-05 | 6.6508e-05 | 6.5404e-05 | 6.43e-05 | 6.3196e-05 | 45429.2584 | 11686.719 | 47.805 | 12.2979
| CDN001-162435420 | 23 | CDN001 | CDN | 0 | 0 | 0.0026159 | 0.0026308 | 0.0026546 | 0.0026546 | 0.0026546 | 0.0026873 | 0.0027289 | 0.0027259 | 0.0027259 | 0.0027259 | 0.0027259 | 0.0027259 | 0.0027259 | 0.0027259 | 0.0027259 | 0.0027259 | 0.0027259 | 0.0027259 | 0.0027259 | 0.0027259 | 0.00053254 | 0.0005405 | 0.00054847 | 0.00055643 | 0.0005644 | 0.00055318 | 0.00054196 | 0.00053074 | 0.00051952 | 0.0005083 | 0.00049708 | 0.00048586 | 0.00047464 | 0.00046342 | 0.0004522 | 0.00044098 | 0.00042976 | 0.00041854 | 0.00040732 | 0.0003961 | 4.0399e-05 | 4.1237e-05 | 4.2223e-05 | 4.2836e-05 | 4.3449e-05 | 4.311e-05 | 4.289e-05 | 4.1956e-05 | 4.1069e-05 | 4.0182e-05 | 3.9295e-05 | 3.8408e-05 | 3.7521e-05 | 3.6634e-05 | 3.5747e-05 | 3.486e-05 | 3.3973e-05 | 3.3086e-05 | 3.2199e-05 | 3.1312e-05 | 45429.2584 | 11686.719 | 25.8082 | 6.6392
| CDN001-162435922 | 13 | CDN001 | CDN | 0 | 0 | 0.0026159 | 0.0026308 | 0.0026546 | 0.0026546 | 0.0026546 | 0.0026873 | 0.0027289 | 0.0027259 | 0.0027259 | 0.0027259 | 0.0027259 | 0.0027259 | 0.0027259 | 0.0027259 | 0.0027259 | 0.0027259 | 0.0027259 | 0.0027259 | 0.0027259 | 0.0027259 | 0.004864 | 0.0049105 | 0.0049569 | 0.0050034 | 0.0050498 | 0.0049908 | 0.0049318 | 0.0048728 | 0.0048138 | 0.0047547 | 0.0046957 | 0.0046367 | 0.0045777 | 0.0045186 | 0.0044596 | 0.0044006 | 0.0043416 | 0.0042826 | 0.0042235 | 0.0041645 | 0.000369 | 0.00037464 | 0.0003816 | 0.00038517 | 0.00038875 | 0.00038894 | 0.00039029 | 0.0003852 | 0.00038054 | 0.00037587 | 0.0003712 | 0.00036654 | 0.00036187 | 0.00035721 | 0.00035254 | 0.00034787 | 0.00034321 | 0.00033854 | 0.00033388 | 0.00032921 | 45429.2584 | 11686.719 | 242.5174 | 62.3878
| CDN001-164044162 | 1 | CDN001 | CDN | 0 | 0 | 0.0026159 | 0.0026308 | 0.0026546 | 0.0026546 | 0.0026546 | 0.0026873 | 0.0027289 | 0.0027259 | 0.0027259 | 0.0027259 | 0.0027259 | 0.0027259 | 0.0027259 | 0.0027259 | 0.0027259 | 0.0027259 | 0.0027259 | 0.0027259 | 0.0027259 | 0.0027259 | 0 | 0 | 0 | 0 | 0 | 0 | 0 | 0 | 0 | 0 | 0 | 0 | 0 | 0 | 0 | 0 | 0 | 0 | 0 | 0 | 0 | 0 | 0 | 0 | 0 | 0 | 0 | 0 | 0 | 0 | 0 | 0 | 0 | 0 | 0 | 0 | 0 | 0 | 0 | 0 | 45429.2584 | 11686.719 | 0 | 0
| CDN001-164044516 | 102 | CDN001 | CDN | 0 | 0 | 0.0026159 | 0.0026308 | 0.0026546 | 0.0026546 | 0.0026546 | 0.0026873 | 0.0027289 | 0.0027259 | 0.0027259 | 0.0027259 | 0.0027259 | 0.0027259 | 0.0027259 | 0.0027259 | 0.0027259 | 0.0027259 | 0.0027259 | 0.0027259 | 0.0027259 | 0.0027259 | 0.056501 | 0.056955 | 0.057409 | 0.057863 | 0.058317 | 0.057492 | 0.056667 | 0.055843 | 0.055018 | 0.054193 | 0.053369 | 0.052544 | 0.05172 | 0.050895 | 0.05007 | 0.049246 | 0.048421 | 0.047596 | 0.046772 | 0.045947 | 0.0042862 | 0.0043452 | 0.0044195 | 0.0044544 | 0.0044894 | 0.0044804 | 0.0044845 | 0.0044145 | 0.0043493 | 0.0042841 | 0.0042189 | 0.0041537 | 0.0040885 | 0.0040233 | 0.0039581 | 0.003893 | 0.0038278 | 0.0037626 | 0.0036974 | 0.0036322 | 45429.2584 | 11686.719 | 2766.0607 | 711.5717
| CDN001-171348505 | 13 | CDN001 | CDN | 0 | 0 | 0.0026159 | 0.0026308 | 0.0026546 | 0.0026546 | 0.0026546 | 0.0026873 | 0.0027289 | 0.0027259 | 0.0027259 | 0.0027259 | 0.0027259 | 0.0027259 | 0.0027259 | 0.0027259 | 0.0027259 | 0.0027259 | 0.0027259 | 0.0027259 | 0.0027259 | 0.0027259 | 0.0026855 | 0.0027006 | 0.0027157 | 0.0027309 | 0.002746 | 0.0027189 | 0.0026919 | 0.0026648 | 0.0026378 | 0.0026107 | 0.0025836 | 0.0025566 | 0.0025295 | 0.0025024 | 0.0024754 | 0.0024483 | 0.0024213 | 0.0023942 | 0.0023671 | 0.0023401 | 0.00020372 | 0.00020604 | 0.00020906 | 0.00021023 | 0.0002114 | 0.00021189 | 0.00021303 | 0.00021066 | 0.00020852 | 0.00020638 | 0.00020424 | 0.0002021 | 0.00019996 | 0.00019782 | 0.00019568 | 0.00019354 | 0.0001914 | 0.00018927 | 0.00018713 | 0.00018499 | 45429.2584 | 11686.719 | 133.5222 | 34.3487
| CDN001-177002783 | 16 | CDN001 | CDN | 0 | 0 | 0.0026159 | 0.0026308 | 0.0026546 | 0.0026546 | 0.0026546 | 0.0026873 | 0.0027289 | 0.0027259 | 0.0027259 | 0.0027259 | 0.0027259 | 0.0027259 | 0.0027259 | 0.0027259 | 0.0027259 | 0.0027259 | 0.0027259 | 0.0027259 | 0.0027259 | 0.0027259 | 0.011224 | 0.011346 | 0.011468 | 0.01159 | 0.011713 | 0.011556 | 0.011398 | 0.011241 | 0.011084 | 0.010927 | 0.01077 | 0.010613 | 0.010455 | 0.010298 | 0.010141 | 0.009984 | 0.0098268 | 0.0096696 | 0.0095125 | 0.0093553 | 0.00085144 | 0.00086561 | 0.00088285 | 0.00089227 | 0.00090168 | 0.00090054 | 0.00090205 | 0.00088864 | 0.00087622 | 0.0008638 | 0.00085137 | 0.00083895 | 0.00082652 | 0.0008141 | 0.00080167 | 0.00078925 | 0.00077683 | 0.0007644 | 0.00075198 | 0.00073955 | 45429.2584 | 11686.719 | 556.7394 | 143.2217
| CDN001-178141597 | 1 | CDN001 | CDN | 0 | 0 | 0.0026159 | 0.0026308 | 0.0026546 | 0.0026546 | 0.0026546 | 0.0026873 | 0.0027289 | 0.0027259 | 0.0027259 | 0.0027259 | 0.0027259 | 0.0027259 | 0.0027259 | 0.0027259 | 0.0027259 | 0.0027259 | 0.0027259 | 0.0027259 | 0.0027259 | 0.0027259 | 4.1902e-06 | 4.1902e-06 | 4.1902e-06 | 4.1902e-06 | 4.1902e-06 | 4.1902e-06 | 4.1902e-06 | 4.1902e-06 | 4.1902e-06 | 4.1902e-06 | 4.1902e-06 | 4.1902e-06 | 4.1902e-06 | 4.1902e-06 | 4.1902e-06 | 4.1902e-06 | 4.1902e-06 | 4.1902e-06 | 4.1902e-06 | 4.1902e-06 | 3.1788e-07 | 3.1968e-07 | 3.2257e-07 | 3.2257e-07 | 3.2257e-07 | 3.2655e-07 | 3.316e-07 | 3.3124e-07 | 3.3124e-07 | 3.3124e-07 | 3.3124e-07 | 3.3124e-07 | 3.3124e-07 | 3.3124e-07 | 3.3124e-07 | 3.3124e-07 | 3.3124e-07 | 3.3124e-07 | 3.3124e-07 | 3.3124e-07 | 45429.2584 | 11686.719 | 0.21527 | 0.055379
| CDN001-202076817 | 312 | CDN001 | CDN | 0 | 0 | 0.0026159 | 0.0026308 | 0.0026546 | 0.0026546 | 0.0026546 | 0.0026873 | 0.0027289 | 0.0027259 | 0.0027259 | 0.0027259 | 0.0027259 | 0.0027259 | 0.0027259 | 0.0027259 | 0.0027259 | 0.0027259 | 0.0027259 | 0.0027259 | 0.0027259 | 0.0027259 | 0.43317 | 0.43721 | 0.44125 | 0.44529 | 0.44933 | 0.44333 | 0.43734 | 0.43135 | 0.42536 | 0.41936 | 0.41337 | 0.40738 | 0.40138 | 0.39539 | 0.3894 | 0.3834 | 0.37741 | 0.37142 | 0.36543 | 0.35943 | 0.032861 | 0.033356 | 0.033969 | 0.03428 | 0.03459 | 0.034549 | 0.03461 | 0.034099 | 0.033625 | 0.033151 | 0.032678 | 0.032204 | 0.03173 | 0.031256 | 0.030783 | 0.030309 | 0.029835 | 0.029361 | 0.028888 | 0.028414 | 45429.2584 | 11686.719 | 21388.6357 | 5502.2465
| CDN002-15400020 | 920 | CDN002 | CDN | 0 | 0 | 0.0020588 | 0.0021078 | 0.0021569 | 0.0021667 | 0.0021765 | 0.0022353 | 0.0023039 | 0.0023039 | 0.0023039 | 0.0023039 | 0.0023039 | 0.0023039 | 0.0023039 | 0.0023039 | 0.0023039 | 0.0023039 | 0.0023039 | 0.0023039 | 0.0023039 | 0.0023039 | 2.8324 | 2.8603 | 2.8882 | 2.9161 | 2.944 | 2.9156 | 2.8871 | 2.8586 | 2.8301 | 2.8017 | 2.7732 | 2.7447 | 2.7163 | 2.6878 | 2.6593 | 2.6309 | 2.6024 | 2.5739 | 2.5455 | 2.517 | 0.16911 | 0.17484 | 0.18066 | 0.18323 | 0.18582 | 0.189 | 0.1929 | 0.19099 | 0.18909 | 0.18719 | 0.18529 | 0.18339 | 0.18148 | 0.17958 | 0.17768 | 0.17578 | 0.17388 | 0.17197 | 0.17007 | 0.16817 | 45429.2584 | 11686.719 | 118902.3238 | 30587.7335
| CDN002-15400044 | 0 | CDN002 | CDN | 0 | 0 | 0.0020588 | 0.0021078 | 0.0021569 | 0.0021667 | 0.0021765 | 0.0022353 | 0.0023039 | 0.0023039 | 0.0023039 | 0.0023039 | 0.0023039 | 0.0023039 | 0.0023039 | 0.0023039 | 0.0023039 | 0.0023039 | 0.0023039 | 0.0023039 | 0.0023039 | 0.0023039 | 0 | 0 | 0 | 0 | 0 | 0 | 0 | 0 | 0 | 0 | 0 | 0 | 0 | 0 | 0 | 0 | 0 | 0 | 0 | 0 | 0 | 0 | 0 | 0 | 0 | 0 | 0 | 0 | 0 | 0 | 0 | 0 | 0 | 0 | 0 | 0 | 0 | 0 | 0 | 0 | 45429.2584 | 11686.719 | 0 | 0
| CDN002-162961049 | 26 | CDN002 | CDN | 0 | 0 | 0.0020588 | 0.0021078 | 0.0021569 | 0.0021667 | 0.0021765 | 0.0022353 | 0.0023039 | 0.0023039 | 0.0023039 | 0.0023039 | 0.0023039 | 0.0023039 | 0.0023039 | 0.0023039 | 0.0023039 | 0.0023039 | 0.0023039 | 0.0023039 | 0.0023039 | 0.0023039 | 0.003308 | 0.0033491 | 0.0033901 | 0.0034312 | 0.0034722 | 0.0034231 | 0.0033739 | 0.0033248 | 0.0032756 | 0.0032264 | 0.0031773 | 0.0031281 | 0.003079 | 0.0030298 | 0.0029806 | 0.0029315 | 0.0028823 | 0.0028332 | 0.002784 | 0.0027348 | 0.00019751 | 0.00020472 | 0.00021205 | 0.00021559 | 0.00021916 | 0.0002219 | 0.00022542 | 0.00022214 | 0.00021885 | 0.00021557 | 0.00021229 | 0.000209 | 0.00020572 | 0.00020243 | 0.00019915 | 0.00019586 | 0.00019258 | 0.00018929 | 0.00018601 | 0.00018272 | 45429.2584 | 11686.719 | 136.5874 | 35.1372
| CDN002-162961261 | 7 | CDN002 | CDN | 0 | 0 | 0.0020588 | 0.0021078 | 0.0021569 | 0.0021667 | 0.0021765 | 0.0022353 | 0.0023039 | 0.0023039 | 0.0023039 | 0.0023039 | 0.0023039 | 0.0023039 | 0.0023039 | 0.0023039 | 0.0023039 | 0.0023039 | 0.0023039 | 0.0023039 | 0.0023039 | 0.0023039 | 0.00014585 | 0.00014779 | 0.00014973 | 0.00015166 | 0.0001536 | 0.00015207 | 0.00015054 | 0.00014901 | 0.00014748 | 0.00014595 | 0.00014442 | 0.00014289 | 0.00014136 | 0.00013983 | 0.0001383 | 0.00013677 | 0.00013524 | 0.00013371 | 0.00013218 | 0.00013065 | 8.7082e-06 | 9.0339e-06 | 9.3652e-06 | 9.5295e-06 | 9.6949e-06 | 9.8577e-06 | 1.0058e-05 | 9.9559e-06 | 9.8537e-06 | 9.7515e-06 | 9.6492e-06 | 9.547e-06 | 9.4448e-06 | 9.3426e-06 | 9.2403e-06 | 9.1381e-06 | 9.0359e-06 | 8.9337e-06 | 8.8314e-06 | 8.7292e-06 | 45429.2584 | 11686.719 | 6.181 | 1.5901
| CDN002-162961458 | 5 | CDN002 | CDN | 0 | 0 | 0.0020588 | 0.0021078 | 0.0021569 | 0.0021667 | 0.0021765 | 0.0022353 | 0.0023039 | 0.0023039 | 0.0023039 | 0.0023039 | 0.0023039 | 0.0023039 | 0.0023039 | 0.0023039 | 0.0023039 | 0.0023039 | 0.0023039 | 0.0023039 | 0.0023039 | 0.0023039 | 0.000914 | 0.00092526 | 0.00093652 | 0.00094778 | 0.00095904 | 0.00094989 | 0.00094073 | 0.00093158 | 0.00092243 | 0.00091327 | 0.00090412 | 0.00089497 | 0.00088581 | 0.00087666 | 0.00086751 | 0.00085835 | 0.0008492 | 0.00084005 | 0.00083089 | 0.00082174 | 5.4571e-05 | 5.6559e-05 | 5.8578e-05 | 5.9552e-05 | 6.0532e-05 | 6.1575e-05 | 6.2854e-05 | 6.2242e-05 | 6.1631e-05 | 6.1019e-05 | 6.0408e-05 | 5.9796e-05 | 5.9185e-05 | 5.8573e-05 | 5.7961e-05 | 5.735e-05 | 5.6738e-05 | 5.6127e-05 | 5.5515e-05 | 5.4904e-05 | 45429.2584 | 11686.719 | 38.7029 | 9.9563
| CDN002-163179235 | 29 | CDN002 | CDN | 0 | 0 | 0.0020588 | 0.0021078 | 0.0021569 | 0.0021667 | 0.0021765 | 0.0022353 | 0.0023039 | 0.0023039 | 0.0023039 | 0.0023039 | 0.0023039 | 0.0023039 | 0.0023039 | 0.0023039 | 0.0023039 | 0.0023039 | 0.0023039 | 0.0023039 | 0.0023039 | 0.0023039 | 0.017873 | 0.01803 | 0.018188 | 0.018345 | 0.018503 | 0.0183 | 0.018098 | 0.017895 | 0.017693 | 0.01749 | 0.017288 | 0.017085 | 0.016882 | 0.01668 | 0.016477 | 0.016275 | 0.016072 | 0.01587 | 0.015667 | 0.015465 | 0.0010671 | 0.0011021 | 0.0011376 | 0.0011527 | 0.0011679 | 0.0011863 | 0.0012092 | 0.0011957 | 0.0011821 | 0.0011686 | 0.001155 | 0.0011415 | 0.001128 | 0.0011144 | 0.0011009 | 0.0010874 | 0.0010738 | 0.0010603 | 0.0010468 | 0.0010332 | 45429.2584 | 11686.719 | 742.5522 | 191.0223
| CDN002-163194789 | 8 | CDN002 | CDN | 0 | 0 | 0.0020588 | 0.0021078 | 0.0021569 | 0.0021667 | 0.0021765 | 0.0022353 | 0.0023039 | 0.0023039 | 0.0023039 | 0.0023039 | 0.0023039 | 0.0023039 | 0.0023039 | 0.0023039 | 0.0023039 | 0.0023039 | 0.0023039 | 0.0023039 | 0.0023039 | 0.0023039 | 1.7509e-05 | 1.7731e-05 | 1.7954e-05 | 1.8177e-05 | 1.84e-05 | 1.8135e-05 | 1.787e-05 | 1.7605e-05 | 1.734e-05 | 1.7075e-05 | 1.681e-05 | 1.6545e-05 | 1.628e-05 | 1.6015e-05 | 1.575e-05 | 1.5485e-05 | 1.522e-05 | 1.4955e-05 | 1.469e-05 | 1.4425e-05 | 1.0454e-06 | 1.0839e-06 | 1.123e-06 | 1.1421e-06 | 1.1614e-06 | 1.1756e-06 | 1.194e-06 | 1.1763e-06 | 1.1585e-06 | 1.1408e-06 | 1.1231e-06 | 1.1054e-06 | 1.0877e-06 | 1.07e-06 | 1.0523e-06 | 1.0346e-06 | 1.0169e-06 | 9.992e-07 | 9.8149e-07 | 9.6379e-07 | 45429.2584 | 11686.719 | 0.72267 | 0.18591
| CDN002-163309826 | 22 | CDN002 | CDN | 0 | 0 | 0.0020588 | 0.0021078 | 0.0021569 | 0.0021667 | 0.0021765 | 0.0022353 | 0.0023039 | 0.0023039 | 0.0023039 | 0.0023039 | 0.0023039 | 0.0023039 | 0.0023039 | 0.0023039 | 0.0023039 | 0.0023039 | 0.0023039 | 0.0023039 | 0.0023039 | 0.0023039 | 0.017983 | 0.018204 | 0.018424 | 0.018644 | 0.018865 | 0.018665 | 0.018465 | 0.018265 | 0.018066 | 0.017866 | 0.017666 | 0.017466 | 0.017266 | 0.017067 | 0.016867 | 0.016667 | 0.016467 | 0.016268 | 0.016068 | 0.015868 | 0.0010737 | 0.0011127 | 0.0011524 | 0.0011715 | 0.0011907 | 0.0012099 | 0.0012337 | 0.0012204 | 0.001207 | 0.0011937 | 0.0011803 | 0.001167 | 0.0011536 | 0.0011403 | 0.0011269 | 0.0011136 | 0.0011002 | 0.0010869 | 0.0010735 | 0.0010602 | 45429.2584 | 11686.719 | 756.9823 | 194.7344
| CDN002-85030215 | 228 | CDN002 | CDN | 0 | 0 | 0.0020588 | 0.0021078 | 0.0021569 | 0.0021667 | 0.0021765 | 0.0022353 | 0.0023039 | 0.0023039 | 0.0023039 | 0.0023039 | 0.0023039 | 0.0023039 | 0.0023039 | 0.0023039 | 0.0023039 | 0.0023039 | 0.0023039 | 0.0023039 | 0.0023039 | 0.0023039 | 0.40168 | 0.40652 | 0.41135 | 0.41619 | 0.42103 | 0.41544 | 0.40986 | 0.40428 | 0.39869 | 0.39311 | 0.38753 | 0.38195 | 0.37636 | 0.37078 | 0.3652 | 0.35961 | 0.35403 | 0.34845 | 0.34286 | 0.33728 | 0.023983 | 0.024849 | 0.02573 | 0.026151 | 0.026574 | 0.026931 | 0.027384 | 0.027011 | 0.026638 | 0.026265 | 0.025892 | 0.025519 | 0.025146 | 0.024773 | 0.0244 | 0.024027 | 0.023654 | 0.023281 | 0.022908 | 0.022535 | 45429.2584 | 11686.719 | 16648.9222 | 4282.9507
| CDN003-15400133 | 202 | CDN003 | CDN | 0 | 0 | 0.0010195 | 0.0010195 | 0.0010137 | 0.0010049 | 0.00099622 | 0.00099332 | 0.00098751 | 0.0009788 | 0.0009788 | 0.0009788 | 0.0009788 | 0.0009788 | 0.0009788 | 0.0009788 | 0.0009788 | 0.0009788 | 0.0009788 | 0.0009788 | 0.0009788 | 0.0009788 | 1.1794 | 1.1883 | 1.1971 | 1.206 | 1.2149 | 1.2037 | 1.1926 | 1.1815 | 1.1703 | 1.1592 | 1.1481 | 1.137 | 1.1258 | 1.1147 | 1.1036 | 1.0924 | 1.0813 | 1.0702 | 1.0591 | 1.0479 | 0.034868 | 0.03513 | 0.03519 | 0.035146 | 0.035098 | 0.034675 | 0.034153 | 0.033536 | 0.03322 | 0.032904 | 0.032588 | 0.032272 | 0.031957 | 0.031641 | 0.031325 | 0.031009 | 0.030693 | 0.030377 | 0.030061 | 0.029745 | 45429.2584 | 11686.719 | 21763.9879 | 5598.8061
| CDN004-139244393 | 68 | CDN004 | CDN | 0 | 0 | 0.00085133 | 0.00085769 | 0.00087039 | 0.00086404 | 0.00086404 | 0.00087039 | 0.0008831 | 0.0008831 | 0.0008831 | 0.0008831 | 0.0008831 | 0.0008831 | 0.0008831 | 0.0008831 | 0.0008831 | 0.0008831 | 0.0008831 | 0.0008831 | 0.0008831 | 0.0008831 | 0.0019911 | 0.0020167 | 0.0020422 | 0.0020677 | 0.0020932 | 0.0020913 | 0.0020893 | 0.0020874 | 0.0020854 | 0.0020835 | 0.0020815 | 0.0020795 | 0.0020776 | 0.0020756 | 0.0020737 | 0.0020717 | 0.0020698 | 0.0020678 | 0.0020659 | 0.0020639 | 4.9159e-05 | 5.016e-05 | 5.1548e-05 | 5.1811e-05 | 5.245e-05 | 5.2787e-05 | 5.3507e-05 | 5.3457e-05 | 5.3407e-05 | 5.3357e-05 | 5.3307e-05 | 5.3257e-05 | 5.3207e-05 | 5.3157e-05 | 5.3107e-05 | 5.3057e-05 | 5.3007e-05 | 5.2957e-05 | 5.2906e-05 | 5.2856e-05 | 45429.2584 | 11686.719 | 34.4679 | 8.8669
| CDN004-139244670 | 185 | CDN004 | CDN | 0 | 0 | 0.00085133 | 0.00085769 | 0.00087039 | 0.00086404 | 0.00086404 | 0.00087039 | 0.0008831 | 0.0008831 | 0.0008831 | 0.0008831 | 0.0008831 | 0.0008831 | 0.0008831 | 0.0008831 | 0.0008831 | 0.0008831 | 0.0008831 | 0.0008831 | 0.0008831 | 0.0008831 | 0.099924 | 0.10096 | 0.102 | 0.10304 | 0.10408 | 0.10346 | 0.10284 | 0.10222 | 0.1016 | 0.10098 | 0.10036 | 0.099744 | 0.099124 | 0.098505 | 0.097885 | 0.097266 | 0.096646 | 0.096027 | 0.095407 | 0.094788 | 0.002467 | 0.0025113 | 0.0025747 | 0.0025819 | 0.002608 | 0.0026115 | 0.0026338 | 0.0026179 | 0.002602 | 0.0025862 | 0.0025703 | 0.0025544 | 0.0025386 | 0.0025227 | 0.0025068 | 0.002491 | 0.0024751 | 0.0024592 | 0.0024434 | 0.0024275 | 45429.2584 | 11686.719 | 1672.1754 | 430.1687
| CDN004-139351301 | 30 | CDN004 | CDN | 0 | 0 | 0.00085133 | 0.00085769 | 0.00087039 | 0.00086404 | 0.00086404 | 0.00087039 | 0.0008831 | 0.0008831 | 0.0008831 | 0.0008831 | 0.0008831 | 0.0008831 | 0.0008831 | 0.0008831 | 0.0008831 | 0.0008831 | 0.0008831 | 0.0008831 | 0.0008831 | 0.0008831 | 0.0031208 | 0.0031556 | 0.0031904 | 0.0032252 | 0.0032601 | 0.0032444 | 0.0032287 | 0.003213 | 0.0031973 | 0.0031816 | 0.0031659 | 0.0031502 | 0.0031345 | 0.0031188 | 0.0031031 | 0.0030874 | 0.0030717 | 0.003056 | 0.0030403 | 0.0030246 | 7.7047e-05 | 7.8489e-05 | 8.0531e-05 | 8.0815e-05 | 8.1688e-05 | 8.1893e-05 | 8.2686e-05 | 8.2284e-05 | 8.1882e-05 | 8.148e-05 | 8.1078e-05 | 8.0676e-05 | 8.0273e-05 | 7.9871e-05 | 7.9469e-05 | 7.9067e-05 | 7.8665e-05 | 7.8263e-05 | 7.7861e-05 | 7.7459e-05 | 45429.2584 | 11686.719 | 52.6653 | 13.5482
| CDN004-142953493 | 29 | CDN004 | CDN | 0 | 0 | 0.00085133 | 0.00085769 | 0.00087039 | 0.00086404 | 0.00086404 | 0.00087039 | 0.0008831 | 0.0008831 | 0.0008831 | 0.0008831 | 0.0008831 | 0.0008831 | 0.0008831 | 0.0008831 | 0.0008831 | 0.0008831 | 0.0008831 | 0.0008831 | 0.0008831 | 0.0008831 | 0.0094316 | 0.009516 | 0.0096004 | 0.0096848 | 0.0097692 | 0.0096967 | 0.0096242 | 0.0095517 | 0.0094792 | 0.0094066 | 0.0093341 | 0.0092616 | 0.0091891 | 0.0091166 | 0.009044 | 0.0089715 | 0.008899 | 0.0088265 | 0.008754 | 0.0086815 | 0.00023285 | 0.00023669 | 0.00024233 | 0.00024267 | 0.00024479 | 0.00024476 | 0.00024647 | 0.00024462 | 0.00024276 | 0.0002409 | 0.00023905 | 0.00023719 | 0.00023533 | 0.00023347 | 0.00023162 | 0.00022976 | 0.0002279 | 0.00022605 | 0.00022419 | 0.00022233 | 45429.2584 | 11686.719 | 155.8815 | 40.1007
| CDN004-15399970 | 220 | CDN004 | CDN | 0 | 0 | 0.00085133 | 0.00085769 | 0.00087039 | 0.00086404 | 0.00086404 | 0.00087039 | 0.0008831 | 0.0008831 | 0.0008831 | 0.0008831 | 0.0008831 | 0.0008831 | 0.0008831 | 0.0008831 | 0.0008831 | 0.0008831 | 0.0008831 | 0.0008831 | 0.0008831 | 0.0008831 | 2.0391 | 2.0555 | 2.0718 | 2.0882 | 2.1045 | 2.0828 | 2.061 | 2.0393 | 2.0175 | 1.9957 | 1.974 | 1.9522 | 1.9305 | 1.9087 | 1.887 | 1.8652 | 1.8435 | 1.8217 | 1.8 | 1.7782 | 0.050343 | 0.051125 | 0.052295 | 0.052323 | 0.052733 | 0.052572 | 0.052782 | 0.052225 | 0.051668 | 0.051111 | 0.050554 | 0.049997 | 0.04944 | 0.048882 | 0.048325 | 0.047768 | 0.047211 | 0.046654 | 0.046097 | 0.04554 | 45429.2584 | 11686.719 | 33082.0975 | 8510.4004
| CDN004-159428859 | 50 | CDN004 | CDN | 0 | 0 | 0.00085133 | 0.00085769 | 0.00087039 | 0.00086404 | 0.00086404 | 0.00087039 | 0.0008831 | 0.0008831 | 0.0008831 | 0.0008831 | 0.0008831 | 0.0008831 | 0.0008831 | 0.0008831 | 0.0008831 | 0.0008831 | 0.0008831 | 0.0008831 | 0.0008831 | 0.0008831 | 0.0017646 | 0.0017801 | 0.0017956 | 0.001811 | 0.0018265 | 0.0018194 | 0.0018123 | 0.0018053 | 0.0017982 | 0.0017911 | 0.001784 | 0.0017769 | 0.0017699 | 0.0017628 | 0.0017557 | 0.0017486 | 0.0017415 | 0.0017345 | 0.0017274 | 0.0017203 | 4.3566e-05 | 4.4276e-05 | 4.5322e-05 | 4.5379e-05 | 4.5767e-05 | 4.5925e-05 | 4.6414e-05 | 4.6232e-05 | 4.6051e-05 | 4.587e-05 | 4.5688e-05 | 4.5507e-05 | 4.5326e-05 | 4.5145e-05 | 4.4963e-05 | 4.4782e-05 | 4.4601e-05 | 4.4419e-05 | 4.4238e-05 | 4.4057e-05 | 45429.2584 | 11686.719 | 29.6948 | 7.639
| CDN004-159428956 | 65 | CDN004 | CDN | 0 | 0 | 0.00085133 | 0.00085769 | 0.00087039 | 0.00086404 | 0.00086404 | 0.00087039 | 0.0008831 | 0.0008831 | 0.0008831 | 0.0008831 | 0.0008831 | 0.0008831 | 0.0008831 | 0.0008831 | 0.0008831 | 0.0008831 | 0.0008831 | 0.0008831 | 0.0008831 | 0.0008831 | 0.0067627 | 0.0068217 | 0.0068806 | 0.0069396 | 0.0069986 | 0.0069652 | 0.0069319 | 0.0068985 | 0.0068651 | 0.0068318 | 0.0067984 | 0.0067651 | 0.0067317 | 0.0066984 | 0.006665 | 0.0066317 | 0.0065983 | 0.0065649 | 0.0065316 | 0.0064982 | 0.00016696 | 0.00016968 | 0.00017368 | 0.00017389 | 0.00017536 | 0.00017581 | 0.00017752 | 0.00017667 | 0.00017582 | 0.00017496 | 0.00017411 | 0.00017325 | 0.0001724 | 0.00017154 | 0.00017069 | 0.00016984 | 0.00016898 | 0.00016813 | 0.00016727 | 0.00016642 | 45429.2584 | 11686.719 | 113.2587 | 29.1359
| CDN004-159429052 | 27 | CDN004 | CDN | 0 | 0 | 0.00085133 | 0.00085769 | 0.00087039 | 0.00086404 | 0.00086404 | 0.00087039 | 0.0008831 | 0.0008831 | 0.0008831 | 0.0008831 | 0.0008831 | 0.0008831 | 0.0008831 | 0.0008831 | 0.0008831 | 0.0008831 | 0.0008831 | 0.0008831 | 0.0008831 | 0.0008831 | 0.00055189 | 0.00055211 | 0.00055234 | 0.00055257 | 0.0005528 | 0.00055256 | 0.00055232 | 0.00055208 | 0.00055184 | 0.0005516 | 0.00055136 | 0.00055112 | 0.00055088 | 0.00055064 | 0.0005504 | 0.00055016 | 0.00054992 | 0.00054968 | 0.00054944 | 0.0005492 | 1.3625e-05 | 1.3733e-05 | 1.3942e-05 | 1.3846e-05 | 1.3852e-05 | 1.3947e-05 | 1.4145e-05 | 1.4139e-05 | 1.4133e-05 | 1.4126e-05 | 1.412e-05 | 1.4114e-05 | 1.4108e-05 | 1.4102e-05 | 1.4096e-05 | 1.409e-05 | 1.4083e-05 | 1.4077e-05 | 1.4071e-05 | 1.4065e-05 | 45429.2584 | 11686.719 | 9.1959 | 2.3657
| CDN004-162436765 | 93 | CDN004 | CDN | 0 | 0 | 0.00085133 | 0.00085769 | 0.00087039 | 0.00086404 | 0.00086404 | 0.00087039 | 0.0008831 | 0.0008831 | 0.0008831 | 0.0008831 | 0.0008831 | 0.0008831 | 0.0008831 | 0.0008831 | 0.0008831 | 0.0008831 | 0.0008831 | 0.0008831 | 0.0008831 | 0.0008831 | 0.0039939 | 0.0040351 | 0.0040763 | 0.0041175 | 0.0041587 | 0.0041355 | 0.0041122 | 0.0040889 | 0.0040657 | 0.0040424 | 0.0040191 | 0.0039958 | 0.0039726 | 0.0039493 | 0.003926 | 0.0039028 | 0.0038795 | 0.0038562 | 0.003833 | 0.0038097 | 9.8603e-05 | 0.00010036 | 0.00010289 | 0.00010317 | 0.00010421 | 0.00010439 | 0.00010531 | 0.00010472 | 0.00010412 | 0.00010353 | 0.00010293 | 0.00010233 | 0.00010174 | 0.00010114 | 0.00010055 | 9.995e-05 | 9.9354e-05 | 9.8758e-05 | 9.8162e-05 | 9.7566e-05 | 45429.2584 | 11686.719 | 66.9435 | 17.2213
| CDN004-202037935 | 218 | CDN004 | CDN | 0 | 0 | 0.00085133 | 0.00085769 | 0.00087039 | 0.00086404 | 0.00086404 | 0.00087039 | 0.0008831 | 0.0008831 | 0.0008831 | 0.0008831 | 0.0008831 | 0.0008831 | 0.0008831 | 0.0008831 | 0.0008831 | 0.0008831 | 0.0008831 | 0.0008831 | 0.0008831 | 0.0008831 | 0.51743 | 0.52082 | 0.52421 | 0.52761 | 0.531 | 0.53173 | 0.53247 | 0.5332 | 0.53393 | 0.53467 | 0.5354 | 0.53613 | 0.53687 | 0.5376 | 0.53833 | 0.53907 | 0.5398 | 0.54053 | 0.54127 | 0.542 | 0.012775 | 0.012954 | 0.013232 | 0.01322 | 0.013305 | 0.013422 | 0.013636 | 0.013655 | 0.013674 | 0.013693 | 0.013712 | 0.01373 | 0.013749 | 0.013768 | 0.013787 | 0.013805 | 0.013824 | 0.013843 | 0.013862 | 0.013881 | 45429.2584 | 11686.719 | 8880.5647 | 2284.5336
| CDN004-202768387 | 608 | CDN004 | CDN | 0 | 0 | 0.00085133 | 0.00085769 | 0.00087039 | 0.00086404 | 0.00086404 | 0.00087039 | 0.0008831 | 0.0008831 | 0.0008831 | 0.0008831 | 0.0008831 | 0.0008831 | 0.0008831 | 0.0008831 | 0.0008831 | 0.0008831 | 0.0008831 | 0.0008831 | 0.0008831 | 0.0008831 | 1.6599 | 1.6752 | 1.6905 | 1.7059 | 1.7212 | 1.7154 | 1.7096 | 1.7039 | 1.6981 | 1.6923 | 1.6866 | 1.6808 | 1.675 | 1.6693 | 1.6635 | 1.6577 | 1.652 | 1.6462 | 1.6404 | 1.6347 | 0.04098 | 0.041667 | 0.042671 | 0.042744 | 0.043128 | 0.043299 | 0.043784 | 0.043636 | 0.043488 | 0.043341 | 0.043193 | 0.043045 | 0.042898 | 0.04275 | 0.042602 | 0.042455 | 0.042307 | 0.042159 | 0.042012 | 0.041864 | 45429.2584 | 11686.719 | 28050.965 | 7216.1369
| CDN006-143338433 | 65 | CDN006 | CDN | 0 | 0 | 0.0011905 | 0.0012057 | 0.0012158 | 0.0012158 | 0.0012158 | 0.001231 | 0.0012513 | 0.0012513 | 0.0012513 | 0.0012513 | 0.0012513 | 0.0012513 | 0.0012513 | 0.0012513 | 0.0012513 | 0.0012513 | 0.0012513 | 0.0012513 | 0.0012513 | 0.0012513 | 0.018719 | 0.018885 | 0.019051 | 0.019217 | 0.019382 | 0.019318 | 0.019254 | 0.01919 | 0.019126 | 0.019062 | 0.018998 | 0.018934 | 0.01887 | 0.018805 | 0.018741 | 0.018677 | 0.018613 | 0.018549 | 0.018485 | 0.018421 | 0.00064626 | 0.0006603 | 0.0006717 | 0.00067754 | 0.00068339 | 0.00068964 | 0.00069867 | 0.00069634 | 0.00069402 | 0.00069169 | 0.00068937 | 0.00068704 | 0.00068471 | 0.00068239 | 0.00068006 | 0.00067774 | 0.00067541 | 0.00067308 | 0.00067076 | 0.00066843 | 45429.2584 | 11686.719 | 446.3484 | 114.8236
| CDN006-143338709 | 118 | CDN006 | CDN | 0 | 0 | 0.0011905 | 0.0012057 | 0.0012158 | 0.0012158 | 0.0012158 | 0.001231 | 0.0012513 | 0.0012513 | 0.0012513 | 0.0012513 | 0.0012513 | 0.0012513 | 0.0012513 | 0.0012513 | 0.0012513 | 0.0012513 | 0.0012513 | 0.0012513 | 0.0012513 | 0.0012513 | 0.0039237 | 0.0039617 | 0.0039996 | 0.0040376 | 0.0040756 | 0.0040634 | 0.0040512 | 0.004039 | 0.0040268 | 0.0040146 | 0.0040025 | 0.0039903 | 0.0039781 | 0.0039659 | 0.0039537 | 0.0039415 | 0.0039293 | 0.0039171 | 0.0039049 | 0.0038927 | 0.00013546 | 0.00013852 | 0.00014102 | 0.00014236 | 0.0001437 | 0.00014506 | 0.00014701 | 0.00014656 | 0.00014612 | 0.00014568 | 0.00014524 | 0.00014479 | 0.00014435 | 0.00014391 | 0.00014347 | 0.00014302 | 0.00014258 | 0.00014214 | 0.0001417 | 0.00014126 | 45429.2584 | 11686.719 | 93.9626 | 24.172
| CDN006-143338924 | 47 | CDN006 | CDN | 0 | 0 | 0.0011905 | 0.0012057 | 0.0012158 | 0.0012158 | 0.0012158 | 0.001231 | 0.0012513 | 0.0012513 | 0.0012513 | 0.0012513 | 0.0012513 | 0.0012513 | 0.0012513 | 0.0012513 | 0.0012513 | 0.0012513 | 0.0012513 | 0.0012513 | 0.0012513 | 0.0012513 | 0.00027981 | 0.00028275 | 0.0002857 | 0.00028865 | 0.0002916 | 0.00029016 | 0.00028872 | 0.00028728 | 0.00028584 | 0.0002844 | 0.00028296 | 0.00028152 | 0.00028008 | 0.00027864 | 0.0002772 | 0.00027576 | 0.00027432 | 0.00027288 | 0.00027144 | 0.00027 | 9.66e-06 | 9.8864e-06 | 1.0073e-05 | 1.0177e-05 | 1.0281e-05 | 1.0358e-05 | 1.0477e-05 | 1.0424e-05 | 1.0372e-05 | 1.032e-05 | 1.0268e-05 | 1.0215e-05 | 1.0163e-05 | 1.0111e-05 | 1.0059e-05 | 1.0006e-05 | 9.9542e-06 | 9.9019e-06 | 9.8497e-06 | 9.7974e-06 | 45429.2584 | 11686.719 | 6.6514 | 1.7111
| CDN006-143339149 | 16 | CDN006 | CDN | 0 | 0 | 0.0011905 | 0.0012057 | 0.0012158 | 0.0012158 | 0.0012158 | 0.001231 | 0.0012513 | 0.0012513 | 0.0012513 | 0.0012513 | 0.0012513 | 0.0012513 | 0.0012513 | 0.0012513 | 0.0012513 | 0.0012513 | 0.0012513 | 0.0012513 | 0.0012513 | 0.0012513 | 0.0045544 | 0.0045868 | 0.0046191 | 0.0046514 | 0.0046838 | 0.004654 | 0.0046242 | 0.0045945 | 0.0045647 | 0.004535 | 0.0045052 | 0.0044754 | 0.0044457 | 0.0044159 | 0.0043862 | 0.0043564 | 0.0043266 | 0.0042969 | 0.0042671 | 0.0042374 | 0.00015724 | 0.00016037 | 0.00016286 | 0.000164 | 0.00016514 | 0.00016614 | 0.0001678 | 0.00016672 | 0.00016564 | 0.00016456 | 0.00016348 | 0.0001624 | 0.00016132 | 0.00016024 | 0.00015916 | 0.00015808 | 0.000157 | 0.00015592 | 0.00015484 | 0.00015376 | 45429.2584 | 11686.719 | 106.2689 | 27.3378
| CDN006-15399920 | 304 | CDN006 | CDN | 0 | 0 | 0.0011905 | 0.0012057 | 0.0012158 | 0.0012158 | 0.0012158 | 0.001231 | 0.0012513 | 0.0012513 | 0.0012513 | 0.0012513 | 0.0012513 | 0.0012513 | 0.0012513 | 0.0012513 | 0.0012513 | 0.0012513 | 0.0012513 | 0.0012513 | 0.0012513 | 0.0012513 | 1.7556 | 1.7714 | 1.7872 | 1.8029 | 1.8187 | 1.7974 | 1.7761 | 1.7548 | 1.7335 | 1.7122 | 1.6909 | 1.6696 | 1.6482 | 1.6269 | 1.6056 | 1.5843 | 1.563 | 1.5417 | 1.5204 | 1.4991 | 0.060609 | 0.061935 | 0.063012 | 0.063569 | 0.064126 | 0.064167 | 0.06445 | 0.063676 | 0.062903 | 0.062129 | 0.061356 | 0.060583 | 0.059809 | 0.059036 | 0.058263 | 0.057489 | 0.056716 | 0.055943 | 0.055169 | 0.054396 | 45429.2584 | 11686.719 | 40048.6721 | 10302.5582
| CDN006-158379713 | 120 | CDN006 | CDN | 0 | 0 | 0.0011905 | 0.0012057 | 0.0012158 | 0.0012158 | 0.0012158 | 0.001231 | 0.0012513 | 0.0012513 | 0.0012513 | 0.0012513 | 0.0012513 | 0.0012513 | 0.0012513 | 0.0012513 | 0.0012513 | 0.0012513 | 0.0012513 | 0.0012513 | 0.0012513 | 0.0012513 | 0.015389 | 0.015538 | 0.015686 | 0.015835 | 0.015983 | 0.015933 | 0.015882 | 0.015831 | 0.01578 | 0.015729 | 0.015678 | 0.015627 | 0.015576 | 0.015526 | 0.015475 | 0.015424 | 0.015373 | 0.015322 | 0.015271 | 0.01522 | 0.0005313 | 0.00054327 | 0.00055307 | 0.00055831 | 0.00056355 | 0.00056878 | 0.00057629 | 0.00057445 | 0.0005726 | 0.00057075 | 0.00056891 | 0.00056706 | 0.00056522 | 0.00056337 | 0.00056152 | 0.00055968 | 0.00055783 | 0.00055599 | 0.00055414 | 0.00055229 | 45429.2584 | 11686.719 | 368.1347 | 94.703
| CDN006-158379840 | 43 | CDN006 | CDN | 0 | 0 | 0.0011905 | 0.0012057 | 0.0012158 | 0.0012158 | 0.0012158 | 0.001231 | 0.0012513 | 0.0012513 | 0.0012513 | 0.0012513 | 0.0012513 | 0.0012513 | 0.0012513 | 0.0012513 | 0.0012513 | 0.0012513 | 0.0012513 | 0.0012513 | 0.0012513 | 0.0012513 | 0.0042044 | 0.0042493 | 0.0042943 | 0.0043392 | 0.0043842 | 0.0043689 | 0.0043535 | 0.0043382 | 0.0043228 | 0.0043075 | 0.0042921 | 0.0042768 | 0.0042614 | 0.0042461 | 0.0042308 | 0.0042154 | 0.0042001 | 0.0041847 | 0.0041694 | 0.004154 | 0.00014515 | 0.00014858 | 0.00015141 | 0.00015299 | 0.00015458 | 0.00015596 | 0.00015797 | 0.00015742 | 0.00015686 | 0.0001563 | 0.00015575 | 0.00015519 | 0.00015463 | 0.00015408 | 0.00015352 | 0.00015296 | 0.00015241 | 0.00015185 | 0.00015129 | 0.00015074 | 45429.2584 | 11686.719 | 100.7486 | 25.9177
| CDN006-160451043 | 78 | CDN006 | CDN | 0 | 0 | 0.0011905 | 0.0012057 | 0.0012158 | 0.0012158 | 0.0012158 | 0.001231 | 0.0012513 | 0.0012513 | 0.0012513 | 0.0012513 | 0.0012513 | 0.0012513 | 0.0012513 | 0.0012513 | 0.0012513 | 0.0012513 | 0.0012513 | 0.0012513 | 0.0012513 | 0.0012513 | 0.013821 | 0.013967 | 0.014114 | 0.01426 | 0.014406 | 0.014361 | 0.014315 | 0.014269 | 0.014223 | 0.014177 | 0.014132 | 0.014086 | 0.01404 | 0.013994 | 0.013948 | 0.013902 | 0.013857 | 0.013811 | 0.013765 | 0.013719 | 0.00047716 | 0.00048837 | 0.00049763 | 0.00050279 | 0.00050795 | 0.00051266 | 0.00051944 | 0.00051778 | 0.00051611 | 0.00051445 | 0.00051279 | 0.00051113 | 0.00050946 | 0.0005078 | 0.00050614 | 0.00050448 | 0.00050281 | 0.00050115 | 0.00049949 | 0.00049783 | 45429.2584 | 11686.719 | 331.6318 | 85.3126
| CDN006-162450281 | 21 | CDN006 | CDN | 0 | 0 | 0.0011905 | 0.0012057 | 0.0012158 | 0.0012158 | 0.0012158 | 0.001231 | 0.0012513 | 0.0012513 | 0.0012513 | 0.0012513 | 0.0012513 | 0.0012513 | 0.0012513 | 0.0012513 | 0.0012513 | 0.0012513 | 0.0012513 | 0.0012513 | 0.0012513 | 0.0012513 | 1.9716e-05 | 1.9992e-05 | 2.0268e-05 | 2.0544e-05 | 2.082e-05 | 2.0757e-05 | 2.0694e-05 | 2.0631e-05 | 2.0568e-05 | 2.0505e-05 | 2.0442e-05 | 2.0379e-05 | 2.0316e-05 | 2.0253e-05 | 2.019e-05 | 2.0127e-05 | 2.0064e-05 | 2.0001e-05 | 1.9938e-05 | 1.9875e-05 | 6.8067e-07 | 6.9901e-07 | 7.1462e-07 | 7.2435e-07 | 7.3408e-07 | 7.4101e-07 | 7.5092e-07 | 7.4863e-07 | 7.4635e-07 | 7.4406e-07 | 7.4177e-07 | 7.3949e-07 | 7.372e-07 | 7.3492e-07 | 7.3263e-07 | 7.3034e-07 | 7.2806e-07 | 7.2577e-07 | 7.2348e-07 | 7.212e-07 | 45429.2584 | 11686.719 | 0.47868 | 0.12314
| CDN006-162451240 | 22 | CDN006 | CDN | 0 | 0 | 0.0011905 | 0.0012057 | 0.0012158 | 0.0012158 | 0.0012158 | 0.001231 | 0.0012513 | 0.0012513 | 0.0012513 | 0.0012513 | 0.0012513 | 0.0012513 | 0.0012513 | 0.0012513 | 0.0012513 | 0.0012513 | 0.0012513 | 0.0012513 | 0.0012513 | 0.0012513 | 0.00062951 | 0.00063537 | 0.00064122 | 0.00064708 | 0.00065293 | 0.00064859 | 0.00064425 | 0.0006399 | 0.00063556 | 0.00063121 | 0.00062687 | 0.00062252 | 0.00061818 | 0.00061383 | 0.00060949 | 0.00060514 | 0.0006008 | 0.00059645 | 0.00059211 | 0.00058776 | 2.1733e-05 | 2.2215e-05 | 2.2608e-05 | 2.2815e-05 | 2.3021e-05 | 2.3154e-05 | 2.3378e-05 | 2.322e-05 | 2.3062e-05 | 2.2905e-05 | 2.2747e-05 | 2.2589e-05 | 2.2432e-05 | 2.2274e-05 | 2.2116e-05 | 2.1959e-05 | 2.1801e-05 | 2.1643e-05 | 2.1486e-05 | 2.1328e-05 | 45429.2584 | 11686.719 | 14.7705 | 3.7997
| CDN006-162572514 | 25 | CDN006 | CDN | 0 | 0 | 0.0011905 | 0.0012057 | 0.0012158 | 0.0012158 | 0.0012158 | 0.001231 | 0.0012513 | 0.0012513 | 0.0012513 | 0.0012513 | 0.0012513 | 0.0012513 | 0.0012513 | 0.0012513 | 0.0012513 | 0.0012513 | 0.0012513 | 0.0012513 | 0.0012513 | 0.0012513 | 6.88e-05 | 6.88e-05 | 6.88e-05 | 6.88e-05 | 6.88e-05 | 6.88e-05 | 6.88e-05 | 6.88e-05 | 6.88e-05 | 6.88e-05 | 6.88e-05 | 6.88e-05 | 6.88e-05 | 6.88e-05 | 6.88e-05 | 6.88e-05 | 6.88e-05 | 6.88e-05 | 6.88e-05 | 6.88e-05 | 2.3752e-06 | 2.4056e-06 | 2.4258e-06 | 2.4258e-06 | 2.4258e-06 | 2.4561e-06 | 2.4965e-06 | 2.4965e-06 | 2.4965e-06 | 2.4965e-06 | 2.4965e-06 | 2.4965e-06 | 2.4965e-06 | 2.4965e-06 | 2.4965e-06 | 2.4965e-06 | 2.4965e-06 | 2.4965e-06 | 2.4965e-06 | 2.4965e-06 | 45429.2584 | 11686.719 | 1.6205 | 0.41686
| CDN006-162572817 | 7 | CDN006 | CDN | 0 | 0 | 0.0011905 | 0.0012057 | 0.0012158 | 0.0012158 | 0.0012158 | 0.001231 | 0.0012513 | 0.0012513 | 0.0012513 | 0.0012513 | 0.0012513 | 0.0012513 | 0.0012513 | 0.0012513 | 0.0012513 | 0.0012513 | 0.0012513 | 0.0012513 | 0.0012513 | 0.0012513 | 5.8661e-05 | 5.9395e-05 | 6.013e-05 | 6.0865e-05 | 6.16e-05 | 6.078e-05 | 5.996e-05 | 5.914e-05 | 5.832e-05 | 5.75e-05 | 5.668e-05 | 5.586e-05 | 5.504e-05 | 5.422e-05 | 5.34e-05 | 5.258e-05 | 5.176e-05 | 5.094e-05 | 5.012e-05 | 4.93e-05 | 2.0252e-06 | 2.0767e-06 | 2.1201e-06 | 2.146e-06 | 2.1719e-06 | 2.1698e-06 | 2.1758e-06 | 2.146e-06 | 2.1162e-06 | 2.0865e-06 | 2.0567e-06 | 2.027e-06 | 1.9972e-06 | 1.9675e-06 | 1.9377e-06 | 1.908e-06 | 1.8782e-06 | 1.8484e-06 | 1.8187e-06 | 1.7889e-06 | 45429.2584 | 11686.719 | 1.3417 | 0.34515
| CDN006-162588679 | 20 | CDN006 | CDN | 0 | 0 | 0.0011905 | 0.0012057 | 0.0012158 | 0.0012158 | 0.0012158 | 0.001231 | 0.0012513 | 0.0012513 | 0.0012513 | 0.0012513 | 0.0012513 | 0.0012513 | 0.0012513 | 0.0012513 | 0.0012513 | 0.0012513 | 0.0012513 | 0.0012513 | 0.0012513 | 0.0012513 | 0.0035757 | 0.0036155 | 0.0036554 | 0.0036952 | 0.003735 | 0.0036795 | 0.003624 | 0.0035685 | 0.003513 | 0.0034575 | 0.003402 | 0.0033465 | 0.003291 | 0.0032355 | 0.00318 | 0.0031245 | 0.003069 | 0.0030135 | 0.002958 | 0.0029025 | 0.00012345 | 0.00012642 | 0.00012888 | 0.00013029 | 0.00013169 | 0.00013135 | 0.0001315 | 0.00012949 | 0.00012748 | 0.00012546 | 0.00012345 | 0.00012143 | 0.00011942 | 0.00011741 | 0.00011539 | 0.00011338 | 0.00011136 | 0.00010935 | 0.00010734 | 0.00010532 | 45429.2584 | 11686.719 | 80.7292 | 20.7677
| CDN006-162675220 | 27 | CDN006 | CDN | 0 | 0 | 0.0011905 | 0.0012057 | 0.0012158 | 0.0012158 | 0.0012158 | 0.001231 | 0.0012513 | 0.0012513 | 0.0012513 | 0.0012513 | 0.0012513 | 0.0012513 | 0.0012513 | 0.0012513 | 0.0012513 | 0.0012513 | 0.0012513 | 0.0012513 | 0.0012513 | 0.0012513 | 1.5637e-05 | 1.5803e-05 | 1.5969e-05 | 1.6134e-05 | 1.63e-05 | 1.6145e-05 | 1.599e-05 | 1.5835e-05 | 1.568e-05 | 1.5525e-05 | 1.537e-05 | 1.5215e-05 | 1.506e-05 | 1.4905e-05 | 1.475e-05 | 1.4595e-05 | 1.444e-05 | 1.4285e-05 | 1.413e-05 | 1.3975e-05 | 5.3985e-07 | 5.5254e-07 | 5.6303e-07 | 5.6887e-07 | 5.7471e-07 | 5.7636e-07 | 5.8022e-07 | 5.746e-07 | 5.6898e-07 | 5.6335e-07 | 5.5773e-07 | 5.521e-07 | 5.4648e-07 | 5.4085e-07 | 5.3523e-07 | 5.296e-07 | 5.2398e-07 | 5.1836e-07 | 5.1273e-07 | 5.0711e-07 | 45429.2584 | 11686.719 | 0.36287 | 0.093349
| CDN006-162675596 | 11 | CDN006 | CDN | 0 | 0 | 0.0011905 | 0.0012057 | 0.0012158 | 0.0012158 | 0.0012158 | 0.001231 | 0.0012513 | 0.0012513 | 0.0012513 | 0.0012513 | 0.0012513 | 0.0012513 | 0.0012513 | 0.0012513 | 0.0012513 | 0.0012513 | 0.0012513 | 0.0012513 | 0.0012513 | 0.0012513 | 4.48e-06 | 4.54e-06 | 4.6e-06 | 4.66e-06 | 4.72e-06 | 4.701e-06 | 4.682e-06 | 4.663e-06 | 4.644e-06 | 4.625e-06 | 4.606e-06 | 4.587e-06 | 4.568e-06 | 4.549e-06 | 4.53e-06 | 4.511e-06 | 4.492e-06 | 4.473e-06 | 4.454e-06 | 4.435e-06 | 1.5467e-07 | 1.5874e-07 | 1.6219e-07 | 1.643e-07 | 1.6642e-07 | 1.6782e-07 | 1.6989e-07 | 1.6921e-07 | 1.6852e-07 | 1.6783e-07 | 1.6714e-07 | 1.6645e-07 | 1.6576e-07 | 1.6507e-07 | 1.6438e-07 | 1.6369e-07 | 1.63e-07 | 1.6231e-07 | 1.6162e-07 | 1.6093e-07 | 45429.2584 | 11686.719 | 0.10799 | 0.027782
| CDN006-183157401 | 11 | CDN006 | CDN | 0 | 0 | 0.0011905 | 0.0012057 | 0.0012158 | 0.0012158 | 0.0012158 | 0.001231 | 0.0012513 | 0.0012513 | 0.0012513 | 0.0012513 | 0.0012513 | 0.0012513 | 0.0012513 | 0.0012513 | 0.0012513 | 0.0012513 | 0.0012513 | 0.0012513 | 0.0012513 | 0.0012513 | 0.00016962 | 0.00017182 | 0.00017401 | 0.00017621 | 0.0001784 | 0.00017544 | 0.00017248 | 0.00016952 | 0.00016656 | 0.0001636 | 0.00016064 | 0.00015768 | 0.00015472 | 0.00015176 | 0.0001488 | 0.00014584 | 0.00014288 | 0.00013992 | 0.00013696 | 0.000134 | 5.856e-06 | 6.0075e-06 | 6.1354e-06 | 6.2127e-06 | 6.2901e-06 | 6.263e-06 | 6.2587e-06 | 6.1513e-06 | 6.0439e-06 | 5.9365e-06 | 5.8291e-06 | 5.7217e-06 | 5.6143e-06 | 5.5069e-06 | 5.3995e-06 | 5.2921e-06 | 5.1846e-06 | 5.0772e-06 | 4.9698e-06 | 4.8624e-06 | 45429.2584 | 11686.719 | 3.8146 | 0.98131
| CDN006-202038054 | 709 | CDN006 | CDN | 0 | 0 | 0.0011905 | 0.0012057 | 0.0012158 | 0.0012158 | 0.0012158 | 0.001231 | 0.0012513 | 0.0012513 | 0.0012513 | 0.0012513 | 0.0012513 | 0.0012513 | 0.0012513 | 0.0012513 | 0.0012513 | 0.0012513 | 0.0012513 | 0.0012513 | 0.0012513 | 0.0012513 | 1.1756 | 1.1842 | 1.1928 | 1.2014 | 1.2101 | 1.2067 | 1.2033 | 1.2 | 1.1966 | 1.1932 | 1.1898 | 1.1865 | 1.1831 | 1.1797 | 1.1764 | 1.173 | 1.1696 | 1.1662 | 1.1629 | 1.1595 | 0.040585 | 0.041404 | 0.042057 | 0.042361 | 0.042665 | 0.043078 | 0.043665 | 0.043543 | 0.04342 | 0.043298 | 0.043176 | 0.043053 | 0.042931 | 0.042809 | 0.042686 | 0.042564 | 0.042442 | 0.042319 | 0.042197 | 0.042075 | 45429.2584 | 11686.719 | 27967.7206 | 7194.7222
| CDN006-202248649 | 316 | CDN006 | CDN | 0 | 0 | 0.0011905 | 0.0012057 | 0.0012158 | 0.0012158 | 0.0012158 | 0.001231 | 0.0012513 | 0.0012513 | 0.0012513 | 0.0012513 | 0.0012513 | 0.0012513 | 0.0012513 | 0.0012513 | 0.0012513 | 0.0012513 | 0.0012513 | 0.0012513 | 0.0012513 | 0.0012513 | 1.3847 | 1.3968 | 1.4089 | 1.4209 | 1.433 | 1.4256 | 1.4182 | 1.4108 | 1.4034 | 1.396 | 1.3887 | 1.3813 | 1.3739 | 1.3665 | 1.3591 | 1.3517 | 1.3443 | 1.3369 | 1.3295 | 1.3221 | 0.047807 | 0.048839 | 0.049675 | 0.0501 | 0.050525 | 0.050893 | 0.051463 | 0.051194 | 0.050926 | 0.050658 | 0.05039 | 0.050121 | 0.049853 | 0.049585 | 0.049317 | 0.049048 | 0.04878 | 0.048512 | 0.048244 | 0.047975 | 45429.2584 | 11686.719 | 32685.4803 | 8408.3702
| CHA003-15429144 | 142 | CHA003 | CHA | 0 | 0 | 0.0015232 | 0.0015273 | 0.0015232 | 0.0015108 | 0.0015025 | 0.0015025 | 0.0015108 | 0.0014983 | 0.0014983 | 0.0014983 | 0.0014983 | 0.0014983 | 0.0014983 | 0.0014983 | 0.0014983 | 0.0014983 | 0.0014983 | 0.0014983 | 0.0014983 | 0.0014983 | 3.6025 | 3.6298 | 3.657 | 3.6843 | 3.7116 | 3.7498 | 3.788 | 3.8262 | 3.8644 | 3.9027 | 3.9409 | 3.9791 | 4.0173 | 4.0555 | 4.0938 | 4.132 | 4.1702 | 4.2084 | 4.2466 | 4.2849 | 0.15913 | 0.16077 | 0.16154 | 0.16142 | 0.16172 | 0.16339 | 0.16596 | 0.16626 | 0.16792 | 0.16958 | 0.17124 | 0.1729 | 0.17456 | 0.17622 | 0.17788 | 0.17954 | 0.1812 | 0.18286 | 0.18452 | 0.18619 | 48008.7507 | 12334.6589 | 117721.84 | 30245.7097
| CHA003-155052833 | 9 | CHA003 | CHA | 0 | 0 | 0.0015232 | 0.0015273 | 0.0015232 | 0.0015108 | 0.0015025 | 0.0015025 | 0.0015108 | 0.0014983 | 0.0014983 | 0.0014983 | 0.0014983 | 0.0014983 | 0.0014983 | 0.0014983 | 0.0014983 | 0.0014983 | 0.0014983 | 0.0014983 | 0.0014983 | 0.0014983 | 0.00028677 | 0.00028907 | 0.00029138 | 0.00029369 | 0.000296 | 0.00029956 | 0.00030312 | 0.00030668 | 0.00031024 | 0.0003138 | 0.00031736 | 0.00032092 | 0.00032448 | 0.00032804 | 0.0003316 | 0.00033516 | 0.00033872 | 0.00034228 | 0.00034584 | 0.0003494 | 1.2667e-05 | 1.2804e-05 | 1.2871e-05 | 1.2867e-05 | 1.2897e-05 | 1.3052e-05 | 1.328e-05 | 1.3326e-05 | 1.3481e-05 | 1.3635e-05 | 1.379e-05 | 1.3945e-05 | 1.4099e-05 | 1.4254e-05 | 1.4409e-05 | 1.4563e-05 | 1.4718e-05 | 1.4873e-05 | 1.5027e-05 | 1.5182e-05 | 48008.7507 | 12334.6589 | 9.4633 | 2.4314
| CHA003-155052965 | 5 | CHA003 | CHA | 0 | 0 | 0.0015232 | 0.0015273 | 0.0015232 | 0.0015108 | 0.0015025 | 0.0015025 | 0.0015108 | 0.0014983 | 0.0014983 | 0.0014983 | 0.0014983 | 0.0014983 | 0.0014983 | 0.0014983 | 0.0014983 | 0.0014983 | 0.0014983 | 0.0014983 | 0.0014983 | 0.0014983 | 0.00087787 | 0.00088455 | 0.00089124 | 0.00089793 | 0.00090461 | 0.00091569 | 0.00092676 | 0.00093784 | 0.00094891 | 0.00095999 | 0.00097106 | 0.00098214 | 0.00099321 | 0.0010043 | 0.0010154 | 0.0010264 | 0.0010375 | 0.0010486 | 0.0010597 | 0.0010707 | 3.8777e-05 | 3.9179e-05 | 3.9368e-05 | 3.934e-05 | 3.9416e-05 | 3.9898e-05 | 4.0603e-05 | 4.0751e-05 | 4.1232e-05 | 4.1713e-05 | 4.2195e-05 | 4.2676e-05 | 4.3157e-05 | 4.3638e-05 | 4.4119e-05 | 4.4601e-05 | 4.5082e-05 | 4.5563e-05 | 4.6044e-05 | 4.6525e-05 | 48008.7507 | 12334.6589 | 28.9579 | 7.44
| CHA003-24606706 | 115 | CHA003 | CHA | 0 | 0 | 0.0015232 | 0.0015273 | 0.0015232 | 0.0015108 | 0.0015025 | 0.0015025 | 0.0015108 | 0.0014983 | 0.0014983 | 0.0014983 | 0.0014983 | 0.0014983 | 0.0014983 | 0.0014983 | 0.0014983 | 0.0014983 | 0.0014983 | 0.0014983 | 0.0014983 | 0.0014983 | 2.541 | 2.5565 | 2.572 | 2.5875 | 2.6029 | 2.6236 | 2.6443 | 2.6649 | 2.6856 | 2.7063 | 2.7269 | 2.7476 | 2.7682 | 2.7889 | 2.8096 | 2.8302 | 2.8509 | 2.8715 | 2.8922 | 2.9129 | 0.11224 | 0.11323 | 0.11361 | 0.11336 | 0.11342 | 0.11432 | 0.11585 | 0.1158 | 0.11669 | 0.11759 | 0.11849 | 0.11939 | 0.12029 | 0.12118 | 0.12208 | 0.12298 | 0.12388 | 0.12477 | 0.12567 | 0.12657 | 48008.7507 | 12334.6589 | 81702.0229 | 20991.3103
| CHA005-15429107 | 164 | CHA005 | CHA | 0 | 0 | 0.0019761 | 0.0020022 | 0.0020172 | 0.002006 | 0.0020022 | 0.0020358 | 0.0020805 | 0.0020694 | 0.0020694 | 0.0020694 | 0.0020694 | 0.0020694 | 0.0020694 | 0.0020694 | 0.0020694 | 0.0020694 | 0.0020694 | 0.0020694 | 0.0020694 | 0.0020694 | 6.0766 | 6.121 | 6.1654 | 6.2098 | 6.2542 | 6.3147 | 6.3753 | 6.4359 | 6.4964 | 6.557 | 6.6175 | 6.6781 | 6.7387 | 6.7992 | 6.8598 | 6.9203 | 6.9809 | 7.0415 | 7.102 | 7.1626 | 0.34823 | 0.35541 | 0.36066 | 0.36124 | 0.36315 | 0.37281 | 0.38466 | 0.38622 | 0.38986 | 0.39349 | 0.39713 | 0.40076 | 0.4044 | 0.40803 | 0.41166 | 0.4153 | 0.41893 | 0.42257 | 0.4262 | 0.42984 | 48008.7507 | 12334.6589 | 269105.4766 | 69139.984
| CHA005-155053189 | 7 | CHA005 | CHA | 0 | 0 | 0.0019761 | 0.0020022 | 0.0020172 | 0.002006 | 0.0020022 | 0.0020358 | 0.0020805 | 0.0020694 | 0.0020694 | 0.0020694 | 0.0020694 | 0.0020694 | 0.0020694 | 0.0020694 | 0.0020694 | 0.0020694 | 0.0020694 | 0.0020694 | 0.0020694 | 0.0020694 | 0.00035367 | 0.00035661 | 0.00035954 | 0.00036247 | 0.0003654 | 0.00036999 | 0.00037458 | 0.00037917 | 0.00038376 | 0.00038835 | 0.00039294 | 0.00039753 | 0.00040212 | 0.00040671 | 0.0004113 | 0.00041589 | 0.00042048 | 0.00042507 | 0.00042966 | 0.00043425 | 2.0268e-05 | 2.0706e-05 | 2.1032e-05 | 2.1086e-05 | 2.1217e-05 | 2.1843e-05 | 2.26e-05 | 2.2754e-05 | 2.303e-05 | 2.3305e-05 | 2.3581e-05 | 2.3856e-05 | 2.4132e-05 | 2.4407e-05 | 2.4683e-05 | 2.4958e-05 | 2.5234e-05 | 2.5509e-05 | 2.5784e-05 | 2.606e-05 | 48008.7507 | 12334.6589 | 15.9336 | 4.0937
| CHA005-24606076 | 200 | CHA005 | CHA | 0 | 0 | 0.0019761 | 0.0020022 | 0.0020172 | 0.002006 | 0.0020022 | 0.0020358 | 0.0020805 | 0.0020694 | 0.0020694 | 0.0020694 | 0.0020694 | 0.0020694 | 0.0020694 | 0.0020694 | 0.0020694 | 0.0020694 | 0.0020694 | 0.0020694 | 0.0020694 | 0.0020694 | 28.8313 | 29.0034 | 29.1755 | 29.3476 | 29.5197 | 29.701 | 29.8824 | 30.0637 | 30.245 | 30.4263 | 30.6077 | 30.789 | 30.9703 | 31.1516 | 31.333 | 31.5143 | 31.6956 | 31.8769 | 32.0583 | 32.2396 | 1.6523 | 1.6841 | 1.7067 | 1.7072 | 1.7141 | 1.7535 | 1.803 | 1.8042 | 1.815 | 1.8259 | 1.8368 | 1.8477 | 1.8586 | 1.8694 | 1.8803 | 1.8912 | 1.9021 | 1.913 | 1.9239 | 1.9347 | 48008.7507 | 12334.6589 | 1249300.7604 | 320976.8735
| CHA005-24606160 | 56 | CHA005 | CHA | 0 | 0 | 0.0019761 | 0.0020022 | 0.0020172 | 0.002006 | 0.0020022 | 0.0020358 | 0.0020805 | 0.0020694 | 0.0020694 | 0.0020694 | 0.0020694 | 0.0020694 | 0.0020694 | 0.0020694 | 0.0020694 | 0.0020694 | 0.0020694 | 0.0020694 | 0.0020694 | 0.0020694 | 0.84994 | 0.85577 | 0.8616 | 0.86743 | 0.87326 | 0.87992 | 0.88659 | 0.89326 | 0.89992 | 0.90659 | 0.91326 | 0.91992 | 0.92659 | 0.93326 | 0.93992 | 0.94659 | 0.95326 | 0.95993 | 0.96659 | 0.97326 | 0.048708 | 0.04969 | 0.050401 | 0.050461 | 0.050706 | 0.051949 | 0.053493 | 0.053605 | 0.054005 | 0.054406 | 0.054806 | 0.055206 | 0.055606 | 0.056006 | 0.056406 | 0.056806 | 0.057206 | 0.057606 | 0.058006 | 0.058406 | 48008.7507 | 12334.6589 | 37210.1059 | 9560.2147
| CHA005-53118475 | 35 | CHA005 | CHA | 0 | 0 | 0.0019761 | 0.0020022 | 0.0020172 | 0.002006 | 0.0020022 | 0.0020358 | 0.0020805 | 0.0020694 | 0.0020694 | 0.0020694 | 0.0020694 | 0.0020694 | 0.0020694 | 0.0020694 | 0.0020694 | 0.0020694 | 0.0020694 | 0.0020694 | 0.0020694 | 0.0020694 | 0.68623 | 0.69058 | 0.69494 | 0.69929 | 0.70365 | 0.70797 | 0.7123 | 0.71663 | 0.72096 | 0.72529 | 0.72961 | 0.73394 | 0.73827 | 0.7426 | 0.74693 | 0.75125 | 0.75558 | 0.75991 | 0.76424 | 0.76856 | 0.039326 | 0.040099 | 0.040652 | 0.04068 | 0.040857 | 0.041797 | 0.042977 | 0.043006 | 0.043265 | 0.043525 | 0.043785 | 0.044045 | 0.044304 | 0.044564 | 0.044824 | 0.045084 | 0.045343 | 0.045603 | 0.045863 | 0.046122 | 48008.7507 | 12334.6589 | 29773.4917 | 7649.5609
| CHA005-56709738 | 111 | CHA005 | CHA | 0 | 0 | 0.0019761 | 0.0020022 | 0.0020172 | 0.002006 | 0.0020022 | 0.0020358 | 0.0020805 | 0.0020694 | 0.0020694 | 0.0020694 | 0.0020694 | 0.0020694 | 0.0020694 | 0.0020694 | 0.0020694 | 0.0020694 | 0.0020694 | 0.0020694 | 0.0020694 | 0.0020694 | 0.16167 | 0.16299 | 0.16432 | 0.16564 | 0.16697 | 0.16861 | 0.17024 | 0.17188 | 0.17352 | 0.17515 | 0.17679 | 0.17843 | 0.18007 | 0.1817 | 0.18334 | 0.18498 | 0.18661 | 0.18825 | 0.18989 | 0.19152 | 0.0092649 | 0.0094642 | 0.0096122 | 0.009636 | 0.0096951 | 0.0099542 | 0.010272 | 0.010315 | 0.010413 | 0.010511 | 0.010609 | 0.010708 | 0.010806 | 0.010904 | 0.011002 | 0.011101 | 0.011199 | 0.011297 | 0.011395 | 0.011494 | 48008.7507 | 12334.6589 | 7184.9148 | 1845.9858
| CHA005-56710238 | 202 | CHA005 | CHA | 0 | 0 | 0.0019761 | 0.0020022 | 0.0020172 | 0.002006 | 0.0020022 | 0.0020358 | 0.0020805 | 0.0020694 | 0.0020694 | 0.0020694 | 0.0020694 | 0.0020694 | 0.0020694 | 0.0020694 | 0.0020694 | 0.0020694 | 0.0020694 | 0.0020694 | 0.0020694 | 0.0020694 | 18.3502 | 18.4628 | 18.5755 | 18.6881 | 18.8007 | 18.8928 | 18.9849 | 19.077 | 19.1691 | 19.2612 | 19.3533 | 19.4454 | 19.5375 | 19.6296 | 19.7217 | 19.8138 | 19.9058 | 19.9979 | 20.09 | 20.1821 | 1.0516 | 1.072 | 1.0866 | 1.0871 | 1.0917 | 1.1154 | 1.1455 | 1.1448 | 1.1504 | 1.1559 | 1.1614 | 1.1669 | 1.1725 | 1.178 | 1.1835 | 1.189 | 1.1946 | 1.2001 | 1.2056 | 1.2112 | 48008.7507 | 12334.6589 | 790691.1254 | 203148.4919
| CHA006-120251163 | 114 | CHA006 | CHA | 0 | 0 | 0.0019903 | 0.002028 | 0.0020523 | 0.0020523 | 0.0020604 | 0.0020982 | 0.002144 | 0.0021386 | 0.0021386 | 0.0021386 | 0.0021386 | 0.0021386 | 0.0021386 | 0.0021386 | 0.0021386 | 0.0021386 | 0.0021386 | 0.0021386 | 0.0021386 | 0.0021386 | 0.11141 | 0.11212 | 0.11282 | 0.11353 | 0.11423 | 0.11502 | 0.1158 | 0.11659 | 0.11737 | 0.11816 | 0.11895 | 0.11973 | 0.12052 | 0.1213 | 0.12209 | 0.12287 | 0.12366 | 0.12444 | 0.12523 | 0.12601 | 0.0064306 | 0.0065941 | 0.0067149 | 0.0067569 | 0.0068257 | 0.0069985 | 0.0072003 | 0.0072309 | 0.0072796 | 0.0073283 | 0.007377 | 0.0074257 | 0.0074744 | 0.0075231 | 0.0075718 | 0.0076205 | 0.0076692 | 0.0077179 | 0.0077666 | 0.0078153 | 48008.7507 | 12334.6589 | 4988.9161 | 1281.7784
| CHA006-130745345 | 29 | CHA006 | CHA | 0 | 0 | 0.0019903 | 0.002028 | 0.0020523 | 0.0020523 | 0.0020604 | 0.0020982 | 0.002144 | 0.0021386 | 0.0021386 | 0.0021386 | 0.0021386 | 0.0021386 | 0.0021386 | 0.0021386 | 0.0021386 | 0.0021386 | 0.0021386 | 0.0021386 | 0.0021386 | 0.0021386 | 0.00054069 | 0.00054421 | 0.00054774 | 0.00055127 | 0.0005548 | 0.00056031 | 0.00056582 | 0.00057133 | 0.00057684 | 0.00058235 | 0.00058786 | 0.00059337 | 0.00059888 | 0.00060439 | 0.0006099 | 0.00061541 | 0.00062092 | 0.00062643 | 0.00063194 | 0.00063745 | 3.1208e-05 | 3.2007e-05 | 3.26e-05 | 3.281e-05 | 3.315e-05 | 3.4093e-05 | 3.5181e-05 | 3.5434e-05 | 3.5776e-05 | 3.6117e-05 | 3.6459e-05 | 3.6801e-05 | 3.7143e-05 | 3.7484e-05 | 3.7826e-05 | 3.8168e-05 | 3.8509e-05 | 3.8851e-05 | 3.9193e-05 | 3.9535e-05 | 48008.7507 | 12334.6589 | 24.5937 | 6.3187
| CHA006-138134893 | 15 | CHA006 | CHA | 0 | 0 | 0.0019903 | 0.002028 | 0.0020523 | 0.0020523 | 0.0020604 | 0.0020982 | 0.002144 | 0.0021386 | 0.0021386 | 0.0021386 | 0.0021386 | 0.0021386 | 0.0021386 | 0.0021386 | 0.0021386 | 0.0021386 | 0.0021386 | 0.0021386 | 0.0021386 | 0.0021386 | 0.00021287 | 0.00021475 | 0.00021663 | 0.00021852 | 0.0002204 | 0.00022164 | 0.00022287 | 0.0002241 | 0.00022534 | 0.00022657 | 0.00022781 | 0.00022904 | 0.00023028 | 0.00023152 | 0.00023275 | 0.00023399 | 0.00023522 | 0.00023645 | 0.00023769 | 0.00023892 | 1.2286e-05 | 1.263e-05 | 1.2893e-05 | 1.3005e-05 | 1.3169e-05 | 1.3486e-05 | 1.3857e-05 | 1.3899e-05 | 1.3976e-05 | 1.4052e-05 | 1.4129e-05 | 1.4205e-05 | 1.4282e-05 | 1.4359e-05 | 1.4435e-05 | 1.4512e-05 | 1.4588e-05 | 1.4665e-05 | 1.4742e-05 | 1.4818e-05 | 48008.7507 | 12334.6589 | 9.551 | 2.4539
| CHA006-15429283 | 274 | CHA006 | CHA | 0 | 0 | 0.0019903 | 0.002028 | 0.0020523 | 0.0020523 | 0.0020604 | 0.0020982 | 0.002144 | 0.0021386 | 0.0021386 | 0.0021386 | 0.0021386 | 0.0021386 | 0.0021386 | 0.0021386 | 0.0021386 | 0.0021386 | 0.0021386 | 0.0021386 | 0.0021386 | 0.0021386 | 8.7738 | 8.8328 | 8.8919 | 8.951 | 9.0101 | 9.0862 | 9.1624 | 9.2385 | 9.3146 | 9.3907 | 9.4669 | 9.543 | 9.6191 | 9.6953 | 9.7714 | 9.8475 | 9.9236 | 9.9998 | 10.0759 | 10.152 | 0.50641 | 0.51949 | 0.52922 | 0.53274 | 0.53837 | 0.55287 | 0.56968 | 0.57297 | 0.57769 | 0.58241 | 0.58714 | 0.59186 | 0.59658 | 0.6013 | 0.60602 | 0.61074 | 0.61546 | 0.62018 | 0.62491 | 0.62963 | 48008.7507 | 12334.6589 | 396473.2253 | 101863.9709
| CHA006-155505830 | 129 | CHA006 | CHA | 0 | 0 | 0.0019903 | 0.002028 | 0.0020523 | 0.0020523 | 0.0020604 | 0.0020982 | 0.002144 | 0.0021386 | 0.0021386 | 0.0021386 | 0.0021386 | 0.0021386 | 0.0021386 | 0.0021386 | 0.0021386 | 0.0021386 | 0.0021386 | 0.0021386 | 0.0021386 | 0.0021386 | 0.0082267 | 0.0082901 | 0.0083535 | 0.0084169 | 0.0084804 | 0.008524 | 0.0085677 | 0.0086114 | 0.008655 | 0.0086987 | 0.0087424 | 0.008786 | 0.0088297 | 0.0088733 | 0.008917 | 0.0089607 | 0.0090043 | 0.009048 | 0.0090917 | 0.0091353 | 0.00047483 | 0.00048757 | 0.00049718 | 0.00050095 | 0.00050672 | 0.00051866 | 0.00053271 | 0.00053408 | 0.00053678 | 0.00053949 | 0.0005422 | 0.00054491 | 0.00054762 | 0.00055032 | 0.00055303 | 0.00055574 | 0.00055845 | 0.00056116 | 0.00056387 | 0.00056657 | 48008.7507 | 12334.6589 | 366.9039 | 94.2669
| CHA006-155506079 | 82 | CHA006 | CHA | 0 | 0 | 0.0019903 | 0.002028 | 0.0020523 | 0.0020523 | 0.0020604 | 0.0020982 | 0.002144 | 0.0021386 | 0.0021386 | 0.0021386 | 0.0021386 | 0.0021386 | 0.0021386 | 0.0021386 | 0.0021386 | 0.0021386 | 0.0021386 | 0.0021386 | 0.0021386 | 0.0021386 | 0.099325 | 0.099816 | 0.10031 | 0.1008 | 0.10129 | 0.10164 | 0.10198 | 0.10233 | 0.10267 | 0.10302 | 0.10337 | 0.10371 | 0.10406 | 0.1044 | 0.10475 | 0.1051 | 0.10544 | 0.10579 | 0.10614 | 0.10648 | 0.0057329 | 0.0058705 | 0.00597 | 0.0059992 | 0.0060522 | 0.0061842 | 0.0063408 | 0.0063463 | 0.0063678 | 0.0063893 | 0.0064107 | 0.0064322 | 0.0064537 | 0.0064751 | 0.0064966 | 0.0065181 | 0.0065396 | 0.006561 | 0.0065825 | 0.006604 | 48008.7507 | 12334.6589 | 4351.4804 | 1118.0051
| CHA006-155506186 | 102 | CHA006 | CHA | 0 | 0 | 0.0019903 | 0.002028 | 0.0020523 | 0.0020523 | 0.0020604 | 0.0020982 | 0.002144 | 0.0021386 | 0.0021386 | 0.0021386 | 0.0021386 | 0.0021386 | 0.0021386 | 0.0021386 | 0.0021386 | 0.0021386 | 0.0021386 | 0.0021386 | 0.0021386 | 0.0021386 | 0.0098412 | 0.0099007 | 0.0099601 | 0.01002 | 0.010079 | 0.010116 | 0.010152 | 0.010189 | 0.010225 | 0.010262 | 0.010298 | 0.010335 | 0.010372 | 0.010408 | 0.010445 | 0.010481 | 0.010518 | 0.010554 | 0.010591 | 0.010628 | 0.00056802 | 0.00058229 | 0.0005928 | 0.00059634 | 0.00060224 | 0.0006155 | 0.00063123 | 0.00063191 | 0.00063418 | 0.00063644 | 0.00063871 | 0.00064098 | 0.00064325 | 0.00064552 | 0.00064778 | 0.00065005 | 0.00065232 | 0.00065459 | 0.00065686 | 0.00065912 | 48008.7507 | 12334.6589 | 433.1839 | 111.2959
| CHA006-155506347 | 42 | CHA006 | CHA | 0 | 0 | 0.0019903 | 0.002028 | 0.0020523 | 0.0020523 | 0.0020604 | 0.0020982 | 0.002144 | 0.0021386 | 0.0021386 | 0.0021386 | 0.0021386 | 0.0021386 | 0.0021386 | 0.0021386 | 0.0021386 | 0.0021386 | 0.0021386 | 0.0021386 | 0.0021386 | 0.0021386 | 0.011962 | 0.012031 | 0.012099 | 0.012167 | 0.012235 | 0.012281 | 0.012326 | 0.012372 | 0.012417 | 0.012462 | 0.012508 | 0.012553 | 0.012599 | 0.012644 | 0.01269 | 0.012735 | 0.012781 | 0.012826 | 0.012871 | 0.012917 | 0.00069046 | 0.00070756 | 0.00072009 | 0.00072415 | 0.00073108 | 0.00074724 | 0.0007664 | 0.00076729 | 0.0007701 | 0.00077292 | 0.00077574 | 0.00077856 | 0.00078138 | 0.00078419 | 0.00078701 | 0.00078983 | 0.00079265 | 0.00079547 | 0.00079828 | 0.0008011 | 48008.7507 | 12334.6589 | 526.1865 | 135.1906
| CHA006-155506472 | 23 | CHA006 | CHA | 0 | 0 | 0.0019903 | 0.002028 | 0.0020523 | 0.0020523 | 0.0020604 | 0.0020982 | 0.002144 | 0.0021386 | 0.0021386 | 0.0021386 | 0.0021386 | 0.0021386 | 0.0021386 | 0.0021386 | 0.0021386 | 0.0021386 | 0.0021386 | 0.0021386 | 0.0021386 | 0.0021386 | 0.019381 | 0.019478 | 0.019575 | 0.019671 | 0.019768 | 0.019832 | 0.019897 | 0.019961 | 0.020025 | 0.020089 | 0.020154 | 0.020218 | 0.020282 | 0.020346 | 0.020411 | 0.020475 | 0.020539 | 0.020603 | 0.020667 | 0.020732 | 0.0011186 | 0.0011455 | 0.001165 | 0.0011708 | 0.0011812 | 0.0012067 | 0.0012371 | 0.001238 | 0.001242 | 0.0012459 | 0.0012499 | 0.0012539 | 0.0012579 | 0.0012619 | 0.0012659 | 0.0012698 | 0.0012738 | 0.0012778 | 0.0012818 | 0.0012858 | 48008.7507 | 12334.6589 | 848.5166 | 218.0053
| CHA006-155506614 | 48 | CHA006 | CHA | 0 | 0 | 0.0019903 | 0.002028 | 0.0020523 | 0.0020523 | 0.0020604 | 0.0020982 | 0.002144 | 0.0021386 | 0.0021386 | 0.0021386 | 0.0021386 | 0.0021386 | 0.0021386 | 0.0021386 | 0.0021386 | 0.0021386 | 0.0021386 | 0.0021386 | 0.0021386 | 0.0021386 | 0.00016294 | 0.00016446 | 0.00016597 | 0.00016749 | 0.000169 | 0.0001702 | 0.0001714 | 0.0001726 | 0.0001738 | 0.000175 | 0.0001762 | 0.0001774 | 0.0001786 | 0.0001798 | 0.000181 | 0.0001822 | 0.0001834 | 0.0001846 | 0.0001858 | 0.000187 | 9.4048e-06 | 9.6723e-06 | 9.8782e-06 | 9.9683e-06 | 1.0098e-05 | 1.0356e-05 | 1.0657e-05 | 1.0705e-05 | 1.0779e-05 | 1.0853e-05 | 1.0928e-05 | 1.1002e-05 | 1.1077e-05 | 1.1151e-05 | 1.1226e-05 | 1.13e-05 | 1.1374e-05 | 1.1449e-05 | 1.1523e-05 | 1.1598e-05 | 48008.7507 | 12334.6589 | 7.3764 | 1.8952
| CHA006-155618024 | 25 | CHA006 | CHA | 0 | 0 | 0.0019903 | 0.002028 | 0.0020523 | 0.0020523 | 0.0020604 | 0.0020982 | 0.002144 | 0.0021386 | 0.0021386 | 0.0021386 | 0.0021386 | 0.0021386 | 0.0021386 | 0.0021386 | 0.0021386 | 0.0021386 | 0.0021386 | 0.0021386 | 0.0021386 | 0.0021386 | 0.00045352 | 0.00045704 | 0.00046056 | 0.00046408 | 0.0004676 | 0.00047215 | 0.0004767 | 0.00048125 | 0.0004858 | 0.00049035 | 0.0004949 | 0.00049945 | 0.000504 | 0.00050855 | 0.0005131 | 0.00051765 | 0.0005222 | 0.00052675 | 0.0005313 | 0.00053585 | 2.6176e-05 | 2.688e-05 | 2.7411e-05 | 2.7621e-05 | 2.794e-05 | 2.8729e-05 | 2.9639e-05 | 2.9847e-05 | 3.0129e-05 | 3.0411e-05 | 3.0694e-05 | 3.0976e-05 | 3.1258e-05 | 3.154e-05 | 3.1822e-05 | 3.2105e-05 | 3.2387e-05 | 3.2669e-05 | 3.2951e-05 | 3.3233e-05 | 48008.7507 | 12334.6589 | 20.6933 | 5.3166
| CHA006-155618140 | 28 | CHA006 | CHA | 0 | 0 | 0.0019903 | 0.002028 | 0.0020523 | 0.0020523 | 0.0020604 | 0.0020982 | 0.002144 | 0.0021386 | 0.0021386 | 0.0021386 | 0.0021386 | 0.0021386 | 0.0021386 | 0.0021386 | 0.0021386 | 0.0021386 | 0.0021386 | 0.0021386 | 0.0021386 | 0.0021386 | 0.11383 | 0.1139 | 0.11398 | 0.11405 | 0.11412 | 0.11407 | 0.11401 | 0.11395 | 0.1139 | 0.11384 | 0.11379 | 0.11373 | 0.11367 | 0.11362 | 0.11356 | 0.1135 | 0.11345 | 0.11339 | 0.11334 | 0.11328 | 0.0065702 | 0.0066991 | 0.0067836 | 0.0067879 | 0.006819 | 0.0069405 | 0.0070887 | 0.0070674 | 0.0070639 | 0.0070604 | 0.007057 | 0.0070535 | 0.00705 | 0.0070465 | 0.007043 | 0.0070396 | 0.0070361 | 0.0070326 | 0.0070291 | 0.0070257 | 48008.7507 | 12334.6589 | 4819.202 | 1238.1745
| CHA006-155618314 | 209 | CHA006 | CHA | 0 | 0 | 0.0019903 | 0.002028 | 0.0020523 | 0.0020523 | 0.0020604 | 0.0020982 | 0.002144 | 0.0021386 | 0.0021386 | 0.0021386 | 0.0021386 | 0.0021386 | 0.0021386 | 0.0021386 | 0.0021386 | 0.0021386 | 0.0021386 | 0.0021386 | 0.0021386 | 0.0021386 | 0.020321 | 0.020416 | 0.020511 | 0.020606 | 0.020701 | 0.020774 | 0.020847 | 0.020919 | 0.020992 | 0.021065 | 0.021137 | 0.02121 | 0.021282 | 0.021355 | 0.021428 | 0.0215 | 0.021573 | 0.021646 | 0.021718 | 0.021791 | 0.0011729 | 0.0012007 | 0.0012208 | 0.0012264 | 0.0012369 | 0.001264 | 0.0012962 | 0.0012974 | 0.0013019 | 0.0013064 | 0.0013109 | 0.0013154 | 0.0013199 | 0.0013244 | 0.0013289 | 0.0013335 | 0.001338 | 0.0013425 | 0.001347 | 0.0013515 | 48008.7507 | 12334.6589 | 889.9016 | 228.6382
| CHA006-155621164 | 17 | CHA006 | CHA | 0 | 0 | 0.0019903 | 0.002028 | 0.0020523 | 0.0020523 | 0.0020604 | 0.0020982 | 0.002144 | 0.0021386 | 0.0021386 | 0.0021386 | 0.0021386 | 0.0021386 | 0.0021386 | 0.0021386 | 0.0021386 | 0.0021386 | 0.0021386 | 0.0021386 | 0.0021386 | 0.0021386 | 0.045638 | 0.045852 | 0.046066 | 0.046279 | 0.046493 | 0.046583 | 0.046674 | 0.046764 | 0.046854 | 0.046944 | 0.047034 | 0.047124 | 0.047215 | 0.047305 | 0.047395 | 0.047485 | 0.047575 | 0.047666 | 0.047756 | 0.047846 | 0.0026341 | 0.0026967 | 0.0027417 | 0.0027544 | 0.0027781 | 0.0028344 | 0.002902 | 0.0029003 | 0.0029059 | 0.0029115 | 0.0029171 | 0.0029227 | 0.0029282 | 0.0029338 | 0.0029394 | 0.002945 | 0.0029506 | 0.0029562 | 0.0029618 | 0.0029674 | 48008.7507 | 12334.6589 | 1982.852 | 509.4447
| CHA006-155668372 | 34 | CHA006 | CHA | 0 | 0 | 0.0019903 | 0.002028 | 0.0020523 | 0.0020523 | 0.0020604 | 0.0020982 | 0.002144 | 0.0021386 | 0.0021386 | 0.0021386 | 0.0021386 | 0.0021386 | 0.0021386 | 0.0021386 | 0.0021386 | 0.0021386 | 0.0021386 | 0.0021386 | 0.0021386 | 0.0021386 | 0.0026839 | 0.0027067 | 0.0027294 | 0.0027522 | 0.0027749 | 0.0028038 | 0.0028327 | 0.0028616 | 0.0028904 | 0.0029193 | 0.0029482 | 0.0029771 | 0.003006 | 0.0030349 | 0.0030637 | 0.0030926 | 0.0031215 | 0.0031504 | 0.0031793 | 0.0032081 | 0.00015491 | 0.00015919 | 0.00016245 | 0.0001638 | 0.00016581 | 0.0001706 | 0.00017613 | 0.00017747 | 0.00017927 | 0.00018106 | 0.00018285 | 0.00018464 | 0.00018643 | 0.00018822 | 0.00019001 | 0.0001918 | 0.00019359 | 0.00019539 | 0.00019718 | 0.00019897 | 48008.7507 | 12334.6589 | 123.1587 | 31.6426
| CHA006-155668704 | 32 | CHA006 | CHA | 0 | 0 | 0.0019903 | 0.002028 | 0.0020523 | 0.0020523 | 0.0020604 | 0.0020982 | 0.002144 | 0.0021386 | 0.0021386 | 0.0021386 | 0.0021386 | 0.0021386 | 0.0021386 | 0.0021386 | 0.0021386 | 0.0021386 | 0.0021386 | 0.0021386 | 0.0021386 | 0.0021386 | 0.0030997 | 0.0031238 | 0.0031478 | 0.0031719 | 0.003196 | 0.0032294 | 0.0032627 | 0.0032961 | 0.0033295 | 0.0033629 | 0.0033963 | 0.0034297 | 0.0034631 | 0.0034965 | 0.0035298 | 0.0035632 | 0.0035966 | 0.00363 | 0.0036634 | 0.0036968 | 0.00017891 | 0.00018372 | 0.00018735 | 0.00018878 | 0.00019097 | 0.0001965 | 0.00020287 | 0.00020443 | 0.0002065 | 0.00020857 | 0.00021064 | 0.00021271 | 0.00021478 | 0.00021685 | 0.00021892 | 0.00022099 | 0.00022306 | 0.00022513 | 0.0002272 | 0.00022927 | 48008.7507 | 12334.6589 | 141.9299 | 36.4654
| CHA006-155668831 | 85 | CHA006 | CHA | 0 | 0 | 0.0019903 | 0.002028 | 0.0020523 | 0.0020523 | 0.0020604 | 0.0020982 | 0.002144 | 0.0021386 | 0.0021386 | 0.0021386 | 0.0021386 | 0.0021386 | 0.0021386 | 0.0021386 | 0.0021386 | 0.0021386 | 0.0021386 | 0.0021386 | 0.0021386 | 0.0021386 | 0.017441 | 0.017579 | 0.017717 | 0.017854 | 0.017992 | 0.018123 | 0.018253 | 0.018384 | 0.018514 | 0.018644 | 0.018775 | 0.018905 | 0.019036 | 0.019166 | 0.019296 | 0.019427 | 0.019557 | 0.019688 | 0.019818 | 0.019948 | 0.0010067 | 0.0010339 | 0.0010544 | 0.0010627 | 0.0010751 | 0.0011027 | 0.0011349 | 0.0011401 | 0.0011482 | 0.0011563 | 0.0011644 | 0.0011725 | 0.0011806 | 0.0011887 | 0.0011968 | 0.0012048 | 0.0012129 | 0.001221 | 0.0012291 | 0.0012372 | 48008.7507 | 12334.6589 | 786.5164 | 202.0759
| CHA006-155727138 | 26 | CHA006 | CHA | 0 | 0 | 0.0019903 | 0.002028 | 0.0020523 | 0.0020523 | 0.0020604 | 0.0020982 | 0.002144 | 0.0021386 | 0.0021386 | 0.0021386 | 0.0021386 | 0.0021386 | 0.0021386 | 0.0021386 | 0.0021386 | 0.0021386 | 0.0021386 | 0.0021386 | 0.0021386 | 0.0021386 | 0.0019791 | 0.0019943 | 0.0020095 | 0.0020248 | 0.00204 | 0.0020634 | 0.0020869 | 0.0021103 | 0.0021337 | 0.0021572 | 0.0021806 | 0.002204 | 0.0022275 | 0.0022509 | 0.0022743 | 0.0022977 | 0.0023212 | 0.0023446 | 0.002368 | 0.0023915 | 0.00011423 | 0.00011729 | 0.0001196 | 0.00012051 | 0.00012189 | 0.00012555 | 0.00012975 | 0.00013088 | 0.00013233 | 0.00013379 | 0.00013524 | 0.00013669 | 0.00013815 | 0.0001396 | 0.00014105 | 0.00014251 | 0.00014396 | 0.00014541 | 0.00014687 | 0.00014832 | 48008.7507 | 12334.6589 | 91.0561 | 23.3946
| CHA006-155747849 | 151 | CHA006 | CHA | 0 | 0 | 0.0019903 | 0.002028 | 0.0020523 | 0.0020523 | 0.0020604 | 0.0020982 | 0.002144 | 0.0021386 | 0.0021386 | 0.0021386 | 0.0021386 | 0.0021386 | 0.0021386 | 0.0021386 | 0.0021386 | 0.0021386 | 0.0021386 | 0.0021386 | 0.0021386 | 0.0021386 | 0.11696 | 0.11765 | 0.11834 | 0.11903 | 0.11973 | 0.12009 | 0.12044 | 0.1208 | 0.12116 | 0.12152 | 0.12188 | 0.12224 | 0.1226 | 0.12296 | 0.12332 | 0.12368 | 0.12404 | 0.12439 | 0.12475 | 0.12511 | 0.0067507 | 0.0069194 | 0.0070434 | 0.0070846 | 0.0071539 | 0.0073068 | 0.0074888 | 0.0074923 | 0.0075145 | 0.0075368 | 0.0075591 | 0.0075813 | 0.0076036 | 0.0076259 | 0.0076481 | 0.0076704 | 0.0076927 | 0.0077149 | 0.0077372 | 0.0077595 | 48008.7507 | 12334.6589 | 5129.7767 | 1317.969
| CHA006-156354256 | 25 | CHA006 | CHA | 0 | 0 | 0.0019903 | 0.002028 | 0.0020523 | 0.0020523 | 0.0020604 | 0.0020982 | 0.002144 | 0.0021386 | 0.0021386 | 0.0021386 | 0.0021386 | 0.0021386 | 0.0021386 | 0.0021386 | 0.0021386 | 0.0021386 | 0.0021386 | 0.0021386 | 0.0021386 | 0.0021386 | 0.0038565 | 0.0038821 | 0.0039078 | 0.0039334 | 0.003959 | 0.004013 | 0.004067 | 0.004121 | 0.0041751 | 0.0042291 | 0.0042831 | 0.0043371 | 0.0043911 | 0.0044451 | 0.0044991 | 0.0045531 | 0.0046072 | 0.0046612 | 0.0047152 | 0.0047692 | 0.00022259 | 0.00022832 | 0.00023258 | 0.0002341 | 0.00023656 | 0.00024418 | 0.00025287 | 0.00025559 | 0.00025894 | 0.00026229 | 0.00026564 | 0.00026899 | 0.00027234 | 0.00027569 | 0.00027904 | 0.00028239 | 0.00028574 | 0.00028909 | 0.00029244 | 0.00029579 | 48008.7507 | 12334.6589 | 178.6632 | 45.9031
| CHA006-164004018 | 12 | CHA006 | CHA | 0 | 0 | 0.0019903 | 0.002028 | 0.0020523 | 0.0020523 | 0.0020604 | 0.0020982 | 0.002144 | 0.0021386 | 0.0021386 | 0.0021386 | 0.0021386 | 0.0021386 | 0.0021386 | 0.0021386 | 0.0021386 | 0.0021386 | 0.0021386 | 0.0021386 | 0.0021386 | 0.0021386 | 0.018701 | 0.018851 | 0.019001 | 0.019151 | 0.019301 | 0.019507 | 0.019713 | 0.01992 | 0.020126 | 0.020332 | 0.020539 | 0.020745 | 0.020952 | 0.021158 | 0.021364 | 0.021571 | 0.021777 | 0.021983 | 0.02219 | 0.022396 | 0.0010794 | 0.0011087 | 0.0011309 | 0.0011398 | 0.0011533 | 0.0011869 | 0.0012257 | 0.0012354 | 0.0012482 | 0.001261 | 0.0012738 | 0.0012866 | 0.0012994 | 0.0013122 | 0.001325 | 0.0013378 | 0.0013506 | 0.0013634 | 0.0013762 | 0.001389 | 48008.7507 | 12334.6589 | 858.0263 | 220.4486
| CHA006-164004212 | 12 | CHA006 | CHA | 0 | 0 | 0.0019903 | 0.002028 | 0.0020523 | 0.0020523 | 0.0020604 | 0.0020982 | 0.002144 | 0.0021386 | 0.0021386 | 0.0021386 | 0.0021386 | 0.0021386 | 0.0021386 | 0.0021386 | 0.0021386 | 0.0021386 | 0.0021386 | 0.0021386 | 0.0021386 | 0.0021386 | 0.0016069 | 0.0016193 | 0.0016316 | 0.001644 | 0.0016564 | 0.0016754 | 0.0016944 | 0.0017134 | 0.0017325 | 0.0017515 | 0.0017705 | 0.0017896 | 0.0018086 | 0.0018276 | 0.0018466 | 0.0018657 | 0.0018847 | 0.0019037 | 0.0019227 | 0.0019418 | 9.2749e-05 | 9.5235e-05 | 9.7111e-05 | 9.7847e-05 | 9.8971e-05 | 0.00010194 | 0.00010535 | 0.00010627 | 0.00010745 | 0.00010863 | 0.00010981 | 0.00011099 | 0.00011217 | 0.00011335 | 0.00011453 | 0.00011571 | 0.00011689 | 0.00011807 | 0.00011925 | 0.00012043 | 48008.7507 | 12334.6589 | 73.933 | 18.9953
| CHA006-164004465 | 10 | CHA006 | CHA | 0 | 0 | 0.0019903 | 0.002028 | 0.0020523 | 0.0020523 | 0.0020604 | 0.0020982 | 0.002144 | 0.0021386 | 0.0021386 | 0.0021386 | 0.0021386 | 0.0021386 | 0.0021386 | 0.0021386 | 0.0021386 | 0.0021386 | 0.0021386 | 0.0021386 | 0.0021386 | 0.0021386 | 0.00057641 | 0.00058071 | 0.00058501 | 0.0005893 | 0.0005936 | 0.000602 | 0.0006104 | 0.0006188 | 0.0006272 | 0.0006356 | 0.000644 | 0.0006524 | 0.0006608 | 0.0006692 | 0.0006776 | 0.000686 | 0.0006944 | 0.0007028 | 0.0007112 | 0.0007196 | 3.327e-05 | 3.4153e-05 | 3.4818e-05 | 3.5074e-05 | 3.5469e-05 | 3.663e-05 | 3.7952e-05 | 3.8378e-05 | 3.8899e-05 | 3.942e-05 | 3.9941e-05 | 4.0462e-05 | 4.0983e-05 | 4.1504e-05 | 4.2025e-05 | 4.2546e-05 | 4.3067e-05 | 4.3588e-05 | 4.4109e-05 | 4.463e-05 | 48008.7507 | 12334.6589 | 26.8412 | 6.8962
| CHA006-164281123 | 9 | CHA006 | CHA | 0 | 0 | 0.0019903 | 0.002028 | 0.0020523 | 0.0020523 | 0.0020604 | 0.0020982 | 0.002144 | 0.0021386 | 0.0021386 | 0.0021386 | 0.0021386 | 0.0021386 | 0.0021386 | 0.0021386 | 0.0021386 | 0.0021386 | 0.0021386 | 0.0021386 | 0.0021386 | 0.0021386 | 0 | 0 | 0 | 0 | 0 | 0 | 0 | 0 | 0 | 0 | 0 | 0 | 0 | 0 | 0 | 0 | 0 | 0 | 0 | 0 | 0 | 0 | 0 | 0 | 0 | 0 | 0 | 0 | 0 | 0 | 0 | 0 | 0 | 0 | 0 | 0 | 0 | 0 | 0 | 0 | 48008.7507 | 12334.6589 | 0 | 0
| CHA006-181783097 | 8 | CHA006 | CHA | 0 | 0 | 0.0019903 | 0.002028 | 0.0020523 | 0.0020523 | 0.0020604 | 0.0020982 | 0.002144 | 0.0021386 | 0.0021386 | 0.0021386 | 0.0021386 | 0.0021386 | 0.0021386 | 0.0021386 | 0.0021386 | 0.0021386 | 0.0021386 | 0.0021386 | 0.0021386 | 0.0021386 | 0 | 0 | 0 | 0 | 0 | 0 | 0 | 0 | 0 | 0 | 0 | 0 | 0 | 0 | 0 | 0 | 0 | 0 | 0 | 0 | 0 | 0 | 0 | 0 | 0 | 0 | 0 | 0 | 0 | 0 | 0 | 0 | 0 | 0 | 0 | 0 | 0 | 0 | 0 | 0 | 48008.7507 | 12334.6589 | 0 | 0
| CHA006-185820630 | 198 | CHA006 | CHA | 0 | 0 | 0.0019903 | 0.002028 | 0.0020523 | 0.0020523 | 0.0020604 | 0.0020982 | 0.002144 | 0.0021386 | 0.0021386 | 0.0021386 | 0.0021386 | 0.0021386 | 0.0021386 | 0.0021386 | 0.0021386 | 0.0021386 | 0.0021386 | 0.0021386 | 0.0021386 | 0.0021386 | 3.0018 | 3.0176 | 3.0333 | 3.049 | 3.0647 | 3.0744 | 3.0842 | 3.0939 | 3.1036 | 3.1133 | 3.123 | 3.1327 | 3.1424 | 3.1522 | 3.1619 | 3.1716 | 3.1813 | 3.191 | 3.2007 | 3.2104 | 0.17326 | 0.17747 | 0.18053 | 0.18147 | 0.18312 | 0.18707 | 0.19176 | 0.19188 | 0.19248 | 0.19309 | 0.19369 | 0.19429 | 0.19489 | 0.1955 | 0.1961 | 0.1967 | 0.1973 | 0.19791 | 0.19851 | 0.19911 | 48008.7507 | 12334.6589 | 131476.9091 | 33779.7339
| CHA006-202038162 | 339 | CHA006 | CHA | 0 | 0 | 0.0019903 | 0.002028 | 0.0020523 | 0.0020523 | 0.0020604 | 0.0020982 | 0.002144 | 0.0021386 | 0.0021386 | 0.0021386 | 0.0021386 | 0.0021386 | 0.0021386 | 0.0021386 | 0.0021386 | 0.0021386 | 0.0021386 | 0.0021386 | 0.0021386 | 0.0021386 | 1.8645 | 1.8744 | 1.8843 | 1.8941 | 1.904 | 1.9103 | 1.9167 | 1.923 | 1.9293 | 1.9356 | 1.9419 | 1.9482 | 1.9545 | 1.9608 | 1.9671 | 1.9735 | 1.9798 | 1.9861 | 1.9924 | 1.9987 | 0.10762 | 0.11024 | 0.11215 | 0.11273 | 0.11377 | 0.11624 | 0.11917 | 0.11926 | 0.11965 | 0.12005 | 0.12044 | 0.12083 | 0.12122 | 0.12161 | 0.122 | 0.12239 | 0.12279 | 0.12318 | 0.12357 | 0.12396 | 48008.7507 | 12334.6589 | 81739.5044 | 21000.9402
| CHA006-24606426 | 180 | CHA006 | CHA | 0 | 0 | 0.0019903 | 0.002028 | 0.0020523 | 0.0020523 | 0.0020604 | 0.0020982 | 0.002144 | 0.0021386 | 0.0021386 | 0.0021386 | 0.0021386 | 0.0021386 | 0.0021386 | 0.0021386 | 0.0021386 | 0.0021386 | 0.0021386 | 0.0021386 | 0.0021386 | 0.0021386 | 4.3522 | 4.3635 | 4.3748 | 4.3862 | 4.3975 | 4.4052 | 4.4129 | 4.4207 | 4.4284 | 4.4361 | 4.4438 | 4.4516 | 4.4593 | 4.467 | 4.4747 | 4.4824 | 4.4902 | 4.4979 | 4.5056 | 4.5133 | 0.2512 | 0.25663 | 0.26038 | 0.26105 | 0.26276 | 0.26804 | 0.27438 | 0.27417 | 0.27465 | 0.27513 | 0.27561 | 0.27609 | 0.27656 | 0.27704 | 0.27752 | 0.278 | 0.27848 | 0.27896 | 0.27944 | 0.27992 | 48008.7507 | 12334.6589 | 187608.7262 | 48201.4134
| CHA006-56709766 | 112 | CHA006 | CHA | 0 | 0 | 0.0019903 | 0.002028 | 0.0020523 | 0.0020523 | 0.0020604 | 0.0020982 | 0.002144 | 0.0021386 | 0.0021386 | 0.0021386 | 0.0021386 | 0.0021386 | 0.0021386 | 0.0021386 | 0.0021386 | 0.0021386 | 0.0021386 | 0.0021386 | 0.0021386 | 0.0021386 | 0.022845 | 0.023016 | 0.023186 | 0.023357 | 0.023527 | 0.023859 | 0.024191 | 0.024523 | 0.024854 | 0.025186 | 0.025518 | 0.02585 | 0.026182 | 0.026513 | 0.026845 | 0.027177 | 0.027509 | 0.027841 | 0.028172 | 0.028504 | 0.0013186 | 0.0013536 | 0.00138 | 0.0013901 | 0.0014058 | 0.0014517 | 0.0015041 | 0.0015209 | 0.0015415 | 0.001562 | 0.0015826 | 0.0016032 | 0.0016238 | 0.0016444 | 0.0016649 | 0.0016855 | 0.0017061 | 0.0017267 | 0.0017472 | 0.0017678 | 48008.7507 | 12334.6589 | 1063.5909 | 273.2633
| CHA006-95436119 | 161 | CHA006 | CHA | 0 | 0 | 0.0019903 | 0.002028 | 0.0020523 | 0.0020523 | 0.0020604 | 0.0020982 | 0.002144 | 0.0021386 | 0.0021386 | 0.0021386 | 0.0021386 | 0.0021386 | 0.0021386 | 0.0021386 | 0.0021386 | 0.0021386 | 0.0021386 | 0.0021386 | 0.0021386 | 0.0021386 | 3.739 | 3.7628 | 3.7865 | 3.8103 | 3.8341 | 3.8715 | 3.9088 | 3.9462 | 3.9835 | 4.0209 | 4.0583 | 4.0956 | 4.133 | 4.1704 | 4.2077 | 4.2451 | 4.2824 | 4.3198 | 4.3572 | 4.3945 | 0.21581 | 0.2213 | 0.22536 | 0.22678 | 0.22909 | 0.23557 | 0.24304 | 0.24474 | 0.24706 | 0.24938 | 0.25169 | 0.25401 | 0.25633 | 0.25865 | 0.26096 | 0.26328 | 0.2656 | 0.26791 | 0.27023 | 0.27255 | 48008.7507 | 12334.6589 | 169822.5903 | 43631.7065
| CHA007-162618256 | 0 | CHA007 | CHA | 0 | 0 | 0 | 0 | 0 | 0 | 0 | 0 | 0 | 0 | 0 | 0 | 0 | 0 | 0 | 0 | 0 | 0 | 0 | 0 | 0 | 0 | 1.4454e-05 | 1.4566e-05 | 1.4677e-05 | 1.4789e-05 | 1.49e-05 | 1.509e-05 | 1.528e-05 | 1.547e-05 | 1.566e-05 | 1.585e-05 | 1.604e-05 | 1.623e-05 | 1.642e-05 | 1.661e-05 | 1.68e-05 | 1.699e-05 | 1.718e-05 | 1.737e-05 | 1.756e-05 | 1.775e-05 | 0 | 0 | 0 | 0 | 0 | 0 | 0 | 0 | 0 | 0 | 0 | 0 | 0 | 0 | 0 | 0 | 0 | 0 | 0 | 0 | 48008.7507 | 12334.6589 | 0 | 0
| CHA008-162618131 | 0 | CHA008 | CHA | 0 | 0 | 1.565 | 1.55 | 1.53 | 1.515 | 1.495 | 1.48 | 1.465 | 1.455 | 1.455 | 1.455 | 1.455 | 1.455 | 1.455 | 1.455 | 1.455 | 1.455 | 1.455 | 1.455 | 1.455 | 1.455 | 1.1642e-05 | 1.1732e-05 | 1.1821e-05 | 1.1911e-05 | 1.2e-05 | 1.215e-05 | 1.23e-05 | 1.245e-05 | 1.26e-05 | 1.275e-05 | 1.29e-05 | 1.305e-05 | 1.32e-05 | 1.335e-05 | 1.35e-05 | 1.365e-05 | 1.38e-05 | 1.395e-05 | 1.41e-05 | 1.425e-05 | 0.00052839 | 0.00052734 | 0.0005245 | 0.00052329 | 0.00052026 | 0.00052148 | 0.00052257 | 0.00052533 | 0.00053166 | 0.00053799 | 0.00054432 | 0.00055064 | 0.00055697 | 0.0005633 | 0.00056963 | 0.00057596 | 0.00058229 | 0.00058862 | 0.00059495 | 0.00060128 | 48008.7507 | 12334.6589 | 0 | 0
| CHM011-15436218 | 6 | CHM011 | CHM | 0 | 0 | 0.00075349 | 0.00075349 | 0.00075349 | 0.000747 | 0.00074375 | 0.0007405 | 0.00074375 | 0.00073725 | 0.00073725 | 0.00073725 | 0.00073725 | 0.00073725 | 0.00073725 | 0.00073725 | 0.00073725 | 0.00073725 | 0.00073725 | 0.00073725 | 0.00073725 | 0.00073725 | 7.7143e-06 | 7.7657e-06 | 7.8171e-06 | 7.8686e-06 | 7.92e-06 | 7.914e-06 | 7.908e-06 | 7.902e-06 | 7.896e-06 | 7.89e-06 | 7.884e-06 | 7.878e-06 | 7.872e-06 | 7.866e-06 | 7.86e-06 | 7.854e-06 | 7.848e-06 | 7.842e-06 | 7.836e-06 | 7.83e-06 | 1.6857e-07 | 1.6969e-07 | 1.7081e-07 | 1.7046e-07 | 1.7082e-07 | 1.6995e-07 | 1.7057e-07 | 1.6895e-07 | 1.6882e-07 | 1.6869e-07 | 1.6856e-07 | 1.6843e-07 | 1.6831e-07 | 1.6818e-07 | 1.6805e-07 | 1.6792e-07 | 1.6779e-07 | 1.6766e-07 | 1.6754e-07 | 1.6741e-07 | 43924.3002 | 12459.9342 | 0.10735 | 0.030453
| CHM011-159371854 | 31 | CHM011 | CHM | 0 | 0 | 0.00075349 | 0.00075349 | 0.00075349 | 0.000747 | 0.00074375 | 0.0007405 | 0.00074375 | 0.00073725 | 0.00073725 | 0.00073725 | 0.00073725 | 0.00073725 | 0.00073725 | 0.00073725 | 0.00073725 | 0.00073725 | 0.00073725 | 0.00073725 | 0.00073725 | 0.00073725 | 0.035807 | 0.036022 | 0.036238 | 0.036453 | 0.036669 | 0.036444 | 0.03622 | 0.035995 | 0.035771 | 0.035546 | 0.035322 | 0.035097 | 0.034873 | 0.034648 | 0.034424 | 0.034199 | 0.033975 | 0.03375 | 0.033526 | 0.033301 | 0.00078243 | 0.00078713 | 0.00079184 | 0.00078969 | 0.0007909 | 0.00078262 | 0.00078121 | 0.00076959 | 0.00076479 | 0.00075999 | 0.00075519 | 0.00075039 | 0.00074559 | 0.00074079 | 0.00073599 | 0.00073119 | 0.00072639 | 0.00072159 | 0.00071679 | 0.00071199 | 43924.3002 | 12459.9342 | 483.8289 | 137.2469
| CHM011-159371937 | 84 | CHM011 | CHM | 0 | 0 | 0.00075349 | 0.00075349 | 0.00075349 | 0.000747 | 0.00074375 | 0.0007405 | 0.00074375 | 0.00073725 | 0.00073725 | 0.00073725 | 0.00073725 | 0.00073725 | 0.00073725 | 0.00073725 | 0.00073725 | 0.00073725 | 0.00073725 | 0.00073725 | 0.00073725 | 0.00073725 | 0.0049465 | 0.0049794 | 0.0050124 | 0.0050453 | 0.0050783 | 0.0050456 | 0.0050128 | 0.0049801 | 0.0049474 | 0.0049147 | 0.0048819 | 0.0048492 | 0.0048165 | 0.0047838 | 0.0047511 | 0.0047183 | 0.0046856 | 0.0046529 | 0.0046202 | 0.0045874 | 0.00010809 | 0.00010881 | 0.00010953 | 0.0001093 | 0.00010953 | 0.00010835 | 0.00010812 | 0.00010648 | 0.00010578 | 0.00010508 | 0.00010438 | 0.00010368 | 0.00010298 | 0.00010228 | 0.00010158 | 0.00010088 | 0.00010018 | 9.948e-05 | 9.878e-05 | 9.8081e-05 | 43924.3002 | 12459.9342 | 66.8661 | 18.9678
| CHM011-159372020 | 97 | CHM011 | CHM | 0 | 0 | 0.00075349 | 0.00075349 | 0.00075349 | 0.000747 | 0.00074375 | 0.0007405 | 0.00074375 | 0.00073725 | 0.00073725 | 0.00073725 | 0.00073725 | 0.00073725 | 0.00073725 | 0.00073725 | 0.00073725 | 0.00073725 | 0.00073725 | 0.00073725 | 0.00073725 | 0.00073725 | 0.1102 | 0.11083 | 0.11146 | 0.11209 | 0.11272 | 0.11205 | 0.11139 | 0.11073 | 0.11006 | 0.1094 | 0.10874 | 0.10808 | 0.10741 | 0.10675 | 0.10609 | 0.10542 | 0.10476 | 0.1041 | 0.10344 | 0.10277 | 0.0024081 | 0.0024218 | 0.0024355 | 0.0024281 | 0.0024311 | 0.0024063 | 0.0024025 | 0.0023674 | 0.0023532 | 0.002339 | 0.0023249 | 0.0023107 | 0.0022965 | 0.0022824 | 0.0022682 | 0.002254 | 0.0022398 | 0.0022257 | 0.0022115 | 0.0021973 | 43924.3002 | 12459.9342 | 1489.4046 | 422.497
| CHM011-159372116 | 38 | CHM011 | CHM | 0 | 0 | 0.00075349 | 0.00075349 | 0.00075349 | 0.000747 | 0.00074375 | 0.0007405 | 0.00074375 | 0.00073725 | 0.00073725 | 0.00073725 | 0.00073725 | 0.00073725 | 0.00073725 | 0.00073725 | 0.00073725 | 0.00073725 | 0.00073725 | 0.00073725 | 0.00073725 | 0.00073725 | 0.0117 | 0.011772 | 0.011844 | 0.011916 | 0.011988 | 0.011914 | 0.011839 | 0.011764 | 0.01169 | 0.011615 | 0.01154 | 0.011466 | 0.011391 | 0.011316 | 0.011242 | 0.011167 | 0.011092 | 0.011017 | 0.010943 | 0.010868 | 0.00025565 | 0.00025723 | 0.00025881 | 0.00025814 | 0.00025857 | 0.00025584 | 0.00025535 | 0.00025153 | 0.00024993 | 0.00024833 | 0.00024673 | 0.00024514 | 0.00024354 | 0.00024194 | 0.00024035 | 0.00023875 | 0.00023715 | 0.00023556 | 0.00023396 | 0.00023236 | 43924.3002 | 12459.9342 | 158.0777 | 44.8416
| CHM011-159372219 | 117 | CHM011 | CHM | 0 | 0 | 0.00075349 | 0.00075349 | 0.00075349 | 0.000747 | 0.00074375 | 0.0007405 | 0.00074375 | 0.00073725 | 0.00073725 | 0.00073725 | 0.00073725 | 0.00073725 | 0.00073725 | 0.00073725 | 0.00073725 | 0.00073725 | 0.00073725 | 0.00073725 | 0.00073725 | 0.00073725 | 0.088855 | 0.089313 | 0.089771 | 0.09023 | 0.090688 | 0.090193 | 0.089697 | 0.089202 | 0.088706 | 0.088211 | 0.087715 | 0.08722 | 0.086724 | 0.086229 | 0.085734 | 0.085238 | 0.084743 | 0.084247 | 0.083752 | 0.083256 | 0.0019416 | 0.0019516 | 0.0019616 | 0.0019546 | 0.001956 | 0.0019368 | 0.0019347 | 0.0019072 | 0.0018966 | 0.001886 | 0.0018754 | 0.0018648 | 0.0018542 | 0.0018436 | 0.001833 | 0.0018224 | 0.0018118 | 0.0018012 | 0.0017906 | 0.00178 | 43924.3002 | 12459.9342 | 1201.3473 | 340.7842
| CHM011-159372384 | 67 | CHM011 | CHM | 0 | 0 | 0.00075349 | 0.00075349 | 0.00075349 | 0.000747 | 0.00074375 | 0.0007405 | 0.00074375 | 0.00073725 | 0.00073725 | 0.00073725 | 0.00073725 | 0.00073725 | 0.00073725 | 0.00073725 | 0.00073725 | 0.00073725 | 0.00073725 | 0.00073725 | 0.00073725 | 0.00073725 | 0.01258 | 0.012651 | 0.012723 | 0.012794 | 0.012865 | 0.012803 | 0.012741 | 0.01268 | 0.012618 | 0.012556 | 0.012494 | 0.012432 | 0.01237 | 0.012308 | 0.012247 | 0.012185 | 0.012123 | 0.012061 | 0.011999 | 0.011937 | 0.00027489 | 0.00027645 | 0.000278 | 0.00027715 | 0.00027748 | 0.00027494 | 0.00027481 | 0.00027109 | 0.00026977 | 0.00026845 | 0.00026713 | 0.0002658 | 0.00026448 | 0.00026316 | 0.00026184 | 0.00026052 | 0.00025919 | 0.00025787 | 0.00025655 | 0.00025523 | 43924.3002 | 12459.9342 | 170.9429 | 48.4911
| CHM011-159372472 | 25 | CHM011 | CHM | 0 | 0 | 0.00075349 | 0.00075349 | 0.00075349 | 0.000747 | 0.00074375 | 0.0007405 | 0.00074375 | 0.00073725 | 0.00073725 | 0.00073725 | 0.00073725 | 0.00073725 | 0.00073725 | 0.00073725 | 0.00073725 | 0.00073725 | 0.00073725 | 0.00073725 | 0.00073725 | 0.00073725 | 0.0038911 | 0.0039106 | 0.0039302 | 0.0039498 | 0.0039693 | 0.0039494 | 0.0039294 | 0.0039095 | 0.0038895 | 0.0038695 | 0.0038496 | 0.0038296 | 0.0038097 | 0.0037897 | 0.0037697 | 0.0037498 | 0.0037298 | 0.0037099 | 0.0036899 | 0.0036699 | 8.5025e-05 | 8.5452e-05 | 8.588e-05 | 8.5563e-05 | 8.5613e-05 | 8.4811e-05 | 8.4752e-05 | 8.3585e-05 | 8.3159e-05 | 8.2732e-05 | 8.2305e-05 | 8.1878e-05 | 8.1452e-05 | 8.1025e-05 | 8.0598e-05 | 8.0171e-05 | 7.9745e-05 | 7.9318e-05 | 7.8891e-05 | 7.8464e-05 | 43924.3002 | 12459.9342 | 52.7041 | 14.9505
| CHM011-159372576 | 30 | CHM011 | CHM | 0 | 0 | 0.00075349 | 0.00075349 | 0.00075349 | 0.000747 | 0.00074375 | 0.0007405 | 0.00074375 | 0.00073725 | 0.00073725 | 0.00073725 | 0.00073725 | 0.00073725 | 0.00073725 | 0.00073725 | 0.00073725 | 0.00073725 | 0.00073725 | 0.00073725 | 0.00073725 | 0.00073725 | 0.030201 | 0.030376 | 0.030551 | 0.030726 | 0.030902 | 0.030718 | 0.030534 | 0.03035 | 0.030166 | 0.029982 | 0.029798 | 0.029614 | 0.02943 | 0.029246 | 0.029063 | 0.028879 | 0.028695 | 0.028511 | 0.028327 | 0.028143 | 0.00065994 | 0.00066376 | 0.00066759 | 0.00066562 | 0.00066651 | 0.00065965 | 0.00065857 | 0.00064889 | 0.00064496 | 0.00064103 | 0.00063709 | 0.00063316 | 0.00062923 | 0.0006253 | 0.00062137 | 0.00061743 | 0.0006135 | 0.00060957 | 0.00060564 | 0.00060171 | 43924.3002 | 12459.9342 | 408.1527 | 115.78
| CHM011-159372815 | 30 | CHM011 | CHM | 0 | 0 | 0.00075349 | 0.00075349 | 0.00075349 | 0.000747 | 0.00074375 | 0.0007405 | 0.00074375 | 0.00073725 | 0.00073725 | 0.00073725 | 0.00073725 | 0.00073725 | 0.00073725 | 0.00073725 | 0.00073725 | 0.00073725 | 0.00073725 | 0.00073725 | 0.00073725 | 0.00073725 | 0.00033572 | 0.00033814 | 0.00034056 | 0.00034298 | 0.0003454 | 0.00034276 | 0.00034012 | 0.00033748 | 0.00033484 | 0.0003322 | 0.00032956 | 0.00032692 | 0.00032428 | 0.00032164 | 0.000319 | 0.00031636 | 0.00031372 | 0.00031108 | 0.00030844 | 0.0003058 | 7.3359e-06 | 7.3888e-06 | 7.4417e-06 | 7.4299e-06 | 7.4498e-06 | 7.3606e-06 | 7.3359e-06 | 7.2154e-06 | 7.159e-06 | 7.1025e-06 | 7.0461e-06 | 6.9897e-06 | 6.9332e-06 | 6.8768e-06 | 6.8203e-06 | 6.7639e-06 | 6.7074e-06 | 6.651e-06 | 6.5945e-06 | 6.5381e-06 | 43924.3002 | 12459.9342 | 4.518 | 1.2816
| CHM011-159372981 | 22 | CHM011 | CHM | 0 | 0 | 0.00075349 | 0.00075349 | 0.00075349 | 0.000747 | 0.00074375 | 0.0007405 | 0.00074375 | 0.00073725 | 0.00073725 | 0.00073725 | 0.00073725 | 0.00073725 | 0.00073725 | 0.00073725 | 0.00073725 | 0.00073725 | 0.00073725 | 0.00073725 | 0.00073725 | 0.00073725 | 0.017015 | 0.0171 | 0.017185 | 0.01727 | 0.017355 | 0.017251 | 0.017147 | 0.017043 | 0.016938 | 0.016834 | 0.01673 | 0.016625 | 0.016521 | 0.016417 | 0.016313 | 0.016208 | 0.016104 | 0.016 | 0.015896 | 0.015791 | 0.00037179 | 0.00037365 | 0.00037551 | 0.00037412 | 0.00037433 | 0.00037046 | 0.00036984 | 0.00036438 | 0.00036215 | 0.00035992 | 0.00035769 | 0.00035546 | 0.00035323 | 0.000351 | 0.00034877 | 0.00034654 | 0.00034431 | 0.00034208 | 0.00033985 | 0.00033762 | 43924.3002 | 12459.9342 | 229.2852 | 65.041
| CHM011-159373200 | 78 | CHM011 | CHM | 0 | 0 | 0.00075349 | 0.00075349 | 0.00075349 | 0.000747 | 0.00074375 | 0.0007405 | 0.00074375 | 0.00073725 | 0.00073725 | 0.00073725 | 0.00073725 | 0.00073725 | 0.00073725 | 0.00073725 | 0.00073725 | 0.00073725 | 0.00073725 | 0.00073725 | 0.00073725 | 0.00073725 | 0.076187 | 0.076622 | 0.077058 | 0.077494 | 0.077929 | 0.07742 | 0.076911 | 0.076402 | 0.075892 | 0.075383 | 0.074874 | 0.074364 | 0.073855 | 0.073346 | 0.072837 | 0.072327 | 0.071818 | 0.071309 | 0.070799 | 0.07029 | 0.0016648 | 0.0016743 | 0.0016838 | 0.0016787 | 0.0016808 | 0.0016626 | 0.0016589 | 0.0016335 | 0.0016226 | 0.0016117 | 0.0016008 | 0.0015899 | 0.001579 | 0.0015682 | 0.0015573 | 0.0015464 | 0.0015355 | 0.0015246 | 0.0015137 | 0.0015028 | 43924.3002 | 12459.9342 | 1026.2529 | 291.1155
| CHM011-159373315 | 27 | CHM011 | CHM | 0 | 0 | 0.00075349 | 0.00075349 | 0.00075349 | 0.000747 | 0.00074375 | 0.0007405 | 0.00074375 | 0.00073725 | 0.00073725 | 0.00073725 | 0.00073725 | 0.00073725 | 0.00073725 | 0.00073725 | 0.00073725 | 0.00073725 | 0.00073725 | 0.00073725 | 0.00073725 | 0.00073725 | 0.0041733 | 0.0041953 | 0.0042172 | 0.0042392 | 0.0042612 | 0.0042341 | 0.004207 | 0.00418 | 0.0041529 | 0.0041258 | 0.0040988 | 0.0040717 | 0.0040446 | 0.0040176 | 0.0039905 | 0.0039634 | 0.0039364 | 0.0039093 | 0.0038822 | 0.0038551 | 9.1192e-05 | 9.1672e-05 | 9.2152e-05 | 9.1833e-05 | 9.1908e-05 | 9.0925e-05 | 9.074e-05 | 8.9369e-05 | 8.879e-05 | 8.8212e-05 | 8.7633e-05 | 8.7054e-05 | 8.6475e-05 | 8.5897e-05 | 8.5318e-05 | 8.4739e-05 | 8.4161e-05 | 8.3582e-05 | 8.3003e-05 | 8.2424e-05 | 43924.3002 | 12459.9342 | 56.1855 | 15.938
| CHM011-159373411 | 33 | CHM011 | CHM | 0 | 0 | 0.00075349 | 0.00075349 | 0.00075349 | 0.000747 | 0.00074375 | 0.0007405 | 0.00074375 | 0.00073725 | 0.00073725 | 0.00073725 | 0.00073725 | 0.00073725 | 0.00073725 | 0.00073725 | 0.00073725 | 0.00073725 | 0.00073725 | 0.00073725 | 0.00073725 | 0.00073725 | 0.0067318 | 0.006772 | 0.0068122 | 0.0068524 | 0.0068926 | 0.0068564 | 0.0068202 | 0.0067841 | 0.0067479 | 0.0067118 | 0.0066756 | 0.0066395 | 0.0066033 | 0.0065671 | 0.006531 | 0.0064948 | 0.0064587 | 0.0064225 | 0.0063863 | 0.0063502 | 0.0001471 | 0.00014798 | 0.00014885 | 0.00014844 | 0.00014866 | 0.00014724 | 0.0001471 | 0.00014505 | 0.00014427 | 0.0001435 | 0.00014273 | 0.00014195 | 0.00014118 | 0.00014041 | 0.00013963 | 0.00013886 | 0.00013809 | 0.00013732 | 0.00013654 | 0.00013577 | 43924.3002 | 12459.9342 | 91.3592 | 25.9157
| CHM011-160317885 | 74 | CHM011 | CHM | 0 | 0 | 0.00075349 | 0.00075349 | 0.00075349 | 0.000747 | 0.00074375 | 0.0007405 | 0.00074375 | 0.00073725 | 0.00073725 | 0.00073725 | 0.00073725 | 0.00073725 | 0.00073725 | 0.00073725 | 0.00073725 | 0.00073725 | 0.00073725 | 0.00073725 | 0.00073725 | 0.00073725 | 0.03315 | 0.033322 | 0.033494 | 0.033666 | 0.033839 | 0.033667 | 0.033496 | 0.033324 | 0.033153 | 0.032982 | 0.03281 | 0.032639 | 0.032467 | 0.032296 | 0.032125 | 0.031953 | 0.031782 | 0.031611 | 0.031439 | 0.031268 | 0.00072438 | 0.00072814 | 0.0007319 | 0.00072931 | 0.00072985 | 0.00072299 | 0.00072246 | 0.00071249 | 0.00070882 | 0.00070516 | 0.00070149 | 0.00069783 | 0.00069417 | 0.0006905 | 0.00068684 | 0.00068317 | 0.00067951 | 0.00067584 | 0.00067218 | 0.00066852 | 43924.3002 | 12459.9342 | 449.1706 | 127.4155
| CHM011-160318163 | 12 | CHM011 | CHM | 0 | 0 | 0.00075349 | 0.00075349 | 0.00075349 | 0.000747 | 0.00074375 | 0.0007405 | 0.00074375 | 0.00073725 | 0.00073725 | 0.00073725 | 0.00073725 | 0.00073725 | 0.00073725 | 0.00073725 | 0.00073725 | 0.00073725 | 0.00073725 | 0.00073725 | 0.00073725 | 0.00073725 | 0.00012646 | 0.00012735 | 0.00012825 | 0.00012915 | 0.00013005 | 0.00012917 | 0.0001283 | 0.00012742 | 0.00012655 | 0.00012567 | 0.0001248 | 0.00012392 | 0.00012305 | 0.00012217 | 0.00012129 | 0.00012042 | 0.00011954 | 0.00011867 | 0.00011779 | 0.00011692 | 2.7632e-06 | 2.7829e-06 | 2.8025e-06 | 2.7978e-06 | 2.805e-06 | 2.774e-06 | 2.7672e-06 | 2.7244e-06 | 2.7056e-06 | 2.6869e-06 | 2.6682e-06 | 2.6495e-06 | 2.6308e-06 | 2.612e-06 | 2.5933e-06 | 2.5746e-06 | 2.5559e-06 | 2.5372e-06 | 2.5185e-06 | 2.4997e-06 | 43924.3002 | 12459.9342 | 1.7093 | 0.48488
| CHM011-160318338 | 60 | CHM011 | CHM | 0 | 0 | 0.00075349 | 0.00075349 | 0.00075349 | 0.000747 | 0.00074375 | 0.0007405 | 0.00074375 | 0.00073725 | 0.00073725 | 0.00073725 | 0.00073725 | 0.00073725 | 0.00073725 | 0.00073725 | 0.00073725 | 0.00073725 | 0.00073725 | 0.00073725 | 0.00073725 | 0.00073725 | 0.0027712 | 0.0027887 | 0.0028063 | 0.0028239 | 0.0028415 | 0.0028221 | 0.0028027 | 0.0027832 | 0.0027638 | 0.0027444 | 0.002725 | 0.0027056 | 0.0026862 | 0.0026667 | 0.0026473 | 0.0026279 | 0.0026085 | 0.0025891 | 0.0025697 | 0.0025503 | 6.0553e-05 | 6.0938e-05 | 6.1322e-05 | 6.1174e-05 | 6.1287e-05 | 6.0602e-05 | 6.045e-05 | 5.9506e-05 | 5.9091e-05 | 5.8676e-05 | 5.8261e-05 | 5.7846e-05 | 5.7431e-05 | 5.7016e-05 | 5.6601e-05 | 5.6186e-05 | 5.5771e-05 | 5.5356e-05 | 5.494e-05 | 5.4525e-05 | 43924.3002 | 12459.9342 | 37.3464 | 10.594
| CHM011-160677964 | 65 | CHM011 | CHM | 0 | 0 | 0.00075349 | 0.00075349 | 0.00075349 | 0.000747 | 0.00074375 | 0.0007405 | 0.00074375 | 0.00073725 | 0.00073725 | 0.00073725 | 0.00073725 | 0.00073725 | 0.00073725 | 0.00073725 | 0.00073725 | 0.00073725 | 0.00073725 | 0.00073725 | 0.00073725 | 0.00073725 | 0.046749 | 0.047033 | 0.047317 | 0.047601 | 0.047885 | 0.04763 | 0.047375 | 0.04712 | 0.046865 | 0.046611 | 0.046356 | 0.046101 | 0.045846 | 0.045591 | 0.045336 | 0.045081 | 0.044826 | 0.044571 | 0.044316 | 0.044062 | 0.0010215 | 0.0010277 | 0.0010339 | 0.0010312 | 0.0010328 | 0.0010228 | 0.0010218 | 0.0010074 | 0.001002 | 0.00099655 | 0.0009911 | 0.00098565 | 0.0009802 | 0.00097475 | 0.0009693 | 0.00096385 | 0.0009584 | 0.00095295 | 0.0009475 | 0.00094205 | 43924.3002 | 12459.9342 | 634.408 | 179.9615
| CHM011-160678238 | 83 | CHM011 | CHM | 0 | 0 | 0.00075349 | 0.00075349 | 0.00075349 | 0.000747 | 0.00074375 | 0.0007405 | 0.00074375 | 0.00073725 | 0.00073725 | 0.00073725 | 0.00073725 | 0.00073725 | 0.00073725 | 0.00073725 | 0.00073725 | 0.00073725 | 0.00073725 | 0.00073725 | 0.00073725 | 0.00073725 | 0.041363 | 0.041578 | 0.041793 | 0.042008 | 0.042223 | 0.041985 | 0.041747 | 0.041508 | 0.04127 | 0.041031 | 0.040793 | 0.040554 | 0.040316 | 0.040078 | 0.039839 | 0.039601 | 0.039362 | 0.039124 | 0.038885 | 0.038647 | 0.00090384 | 0.00090854 | 0.00091324 | 0.00091002 | 0.0009107 | 0.00090161 | 0.00090042 | 0.00088746 | 0.00088236 | 0.00087726 | 0.00087216 | 0.00086707 | 0.00086197 | 0.00085687 | 0.00085177 | 0.00084668 | 0.00084158 | 0.00083648 | 0.00083138 | 0.00082628 | 43924.3002 | 12459.9342 | 558.7909 | 158.5113
| CHM011-160721783 | 32 | CHM011 | CHM | 0 | 0 | 0.00075349 | 0.00075349 | 0.00075349 | 0.000747 | 0.00074375 | 0.0007405 | 0.00074375 | 0.00073725 | 0.00073725 | 0.00073725 | 0.00073725 | 0.00073725 | 0.00073725 | 0.00073725 | 0.00073725 | 0.00073725 | 0.00073725 | 0.00073725 | 0.00073725 | 0.00073725 | 0.00023411 | 0.00023571 | 0.00023731 | 0.0002389 | 0.0002405 | 0.00023887 | 0.00023725 | 0.00023562 | 0.000234 | 0.00023237 | 0.00023075 | 0.00022912 | 0.0002275 | 0.00022588 | 0.00022425 | 0.00022263 | 0.000221 | 0.00021938 | 0.00021775 | 0.00021613 | 5.1156e-06 | 5.1505e-06 | 5.1854e-06 | 5.1753e-06 | 5.1873e-06 | 5.1297e-06 | 5.1172e-06 | 5.0377e-06 | 5.003e-06 | 4.9683e-06 | 4.9335e-06 | 4.8988e-06 | 4.864e-06 | 4.8293e-06 | 4.7945e-06 | 4.7598e-06 | 4.7251e-06 | 4.6903e-06 | 4.6556e-06 | 4.6208e-06 | 43924.3002 | 12459.9342 | 3.1612 | 0.89674
| CHM011-163177271 | 34 | CHM011 | CHM | 0 | 0 | 0.00075349 | 0.00075349 | 0.00075349 | 0.000747 | 0.00074375 | 0.0007405 | 0.00074375 | 0.00073725 | 0.00073725 | 0.00073725 | 0.00073725 | 0.00073725 | 0.00073725 | 0.00073725 | 0.00073725 | 0.00073725 | 0.00073725 | 0.00073725 | 0.00073725 | 0.00073725 | 0.0064558 | 0.0065036 | 0.0065514 | 0.0065992 | 0.006647 | 0.0065942 | 0.0065415 | 0.0064887 | 0.0064359 | 0.0063831 | 0.0063303 | 0.0062776 | 0.0062248 | 0.006172 | 0.0061192 | 0.0060664 | 0.0060137 | 0.0059609 | 0.0059081 | 0.0058553 | 0.00014107 | 0.00014211 | 0.00014316 | 0.00014296 | 0.00014337 | 0.00014161 | 0.00014109 | 0.00013873 | 0.0001376 | 0.00013647 | 0.00013534 | 0.00013422 | 0.00013309 | 0.00013196 | 0.00013083 | 0.0001297 | 0.00012857 | 0.00012745 | 0.00012632 | 0.00012519 | 43924.3002 | 12459.9342 | 86.8005 | 24.6225
| CHM011-163198394 | 40 | CHM011 | CHM | 0 | 0 | 0.00075349 | 0.00075349 | 0.00075349 | 0.000747 | 0.00074375 | 0.0007405 | 0.00074375 | 0.00073725 | 0.00073725 | 0.00073725 | 0.00073725 | 0.00073725 | 0.00073725 | 0.00073725 | 0.00073725 | 0.00073725 | 0.00073725 | 0.00073725 | 0.00073725 | 0.00073725 | 0.018797 | 0.018897 | 0.018997 | 0.019097 | 0.019197 | 0.019061 | 0.018924 | 0.018788 | 0.018652 | 0.018516 | 0.018379 | 0.018243 | 0.018107 | 0.017971 | 0.017834 | 0.017698 | 0.017562 | 0.017426 | 0.017289 | 0.017153 | 0.00041073 | 0.00041292 | 0.0004151 | 0.00041369 | 0.00041405 | 0.00040932 | 0.00040817 | 0.0004017 | 0.00039878 | 0.00039587 | 0.00039296 | 0.00039004 | 0.00038713 | 0.00038422 | 0.00038131 | 0.00037839 | 0.00037548 | 0.00037257 | 0.00036965 | 0.00036674 | 43924.3002 | 12459.9342 | 252.1343 | 71.5225
| CHM011-163198509 | 189 | CHM011 | CHM | 0 | 0 | 0.00075349 | 0.00075349 | 0.00075349 | 0.000747 | 0.00074375 | 0.0007405 | 0.00074375 | 0.00073725 | 0.00073725 | 0.00073725 | 0.00073725 | 0.00073725 | 0.00073725 | 0.00073725 | 0.00073725 | 0.00073725 | 0.00073725 | 0.00073725 | 0.00073725 | 0.00073725 | 0.2988 | 0.30054 | 0.30228 | 0.30402 | 0.30576 | 0.30413 | 0.30249 | 0.30085 | 0.29922 | 0.29758 | 0.29594 | 0.2943 | 0.29267 | 0.29103 | 0.28939 | 0.28776 | 0.28612 | 0.28448 | 0.28285 | 0.28121 | 0.0065292 | 0.0065672 | 0.0066052 | 0.006586 | 0.0065949 | 0.006531 | 0.0065243 | 0.0064323 | 0.0063973 | 0.0063623 | 0.0063273 | 0.0062923 | 0.0062573 | 0.0062223 | 0.0061873 | 0.0061523 | 0.0061173 | 0.0060823 | 0.0060473 | 0.0060123 | 43924.3002 | 12459.9342 | 4050.9599 | 1149.1292
| CHM011-163310655 | 42 | CHM011 | CHM | 0 | 0 | 0.00075349 | 0.00075349 | 0.00075349 | 0.000747 | 0.00074375 | 0.0007405 | 0.00074375 | 0.00073725 | 0.00073725 | 0.00073725 | 0.00073725 | 0.00073725 | 0.00073725 | 0.00073725 | 0.00073725 | 0.00073725 | 0.00073725 | 0.00073725 | 0.00073725 | 0.00073725 | 0.14162 | 0.14252 | 0.14342 | 0.14432 | 0.14522 | 0.14426 | 0.1433 | 0.14235 | 0.14139 | 0.14044 | 0.13948 | 0.13853 | 0.13757 | 0.13661 | 0.13566 | 0.1347 | 0.13375 | 0.13279 | 0.13184 | 0.13088 | 0.0030946 | 0.0031142 | 0.0031339 | 0.0031263 | 0.0031321 | 0.0030979 | 0.0030909 | 0.0030435 | 0.003023 | 0.0030026 | 0.0029822 | 0.0029617 | 0.0029413 | 0.0029209 | 0.0029004 | 0.00288 | 0.0028596 | 0.0028391 | 0.0028187 | 0.0027983 | 43924.3002 | 12459.9342 | 1911.1024 | 542.1193
| CHM011-164238923 | 19 | CHM011 | CHM | 0 | 0 | 0.00075349 | 0.00075349 | 0.00075349 | 0.000747 | 0.00074375 | 0.0007405 | 0.00074375 | 0.00073725 | 0.00073725 | 0.00073725 | 0.00073725 | 0.00073725 | 0.00073725 | 0.00073725 | 0.00073725 | 0.00073725 | 0.00073725 | 0.00073725 | 0.00073725 | 0.00073725 | 0.00022194 | 0.00022346 | 0.00022497 | 0.00022649 | 0.000228 | 0.00022615 | 0.0002243 | 0.00022245 | 0.0002206 | 0.00021875 | 0.0002169 | 0.00021505 | 0.0002132 | 0.00021135 | 0.0002095 | 0.00020765 | 0.0002058 | 0.00020395 | 0.0002021 | 0.00020025 | 4.8497e-06 | 4.8828e-06 | 4.9159e-06 | 4.9063e-06 | 4.9177e-06 | 4.8565e-06 | 4.8379e-06 | 4.7561e-06 | 4.7165e-06 | 4.6769e-06 | 4.6374e-06 | 4.5978e-06 | 4.5583e-06 | 4.5187e-06 | 4.4792e-06 | 4.4396e-06 | 4.4001e-06 | 4.3605e-06 | 4.321e-06 | 4.2814e-06 | 43924.3002 | 12459.9342 | 2.9758 | 0.84414
| CHM011-164366730 | 19 | CHM011 | CHM | 0 | 0 | 0.00075349 | 0.00075349 | 0.00075349 | 0.000747 | 0.00074375 | 0.0007405 | 0.00074375 | 0.00073725 | 0.00073725 | 0.00073725 | 0.00073725 | 0.00073725 | 0.00073725 | 0.00073725 | 0.00073725 | 0.00073725 | 0.00073725 | 0.00073725 | 0.00073725 | 0.00073725 | 0.0084031 | 0.008452 | 0.0085008 | 0.0085497 | 0.0085986 | 0.0085467 | 0.0084949 | 0.008443 | 0.0083912 | 0.0083393 | 0.0082875 | 0.0082356 | 0.0081837 | 0.0081319 | 0.00808 | 0.0080282 | 0.0079763 | 0.0079245 | 0.0078726 | 0.0078207 | 0.00018362 | 0.00018469 | 0.00018575 | 0.00018521 | 0.00018546 | 0.00018354 | 0.00018322 | 0.00018051 | 0.00017941 | 0.0001783 | 0.00017719 | 0.00017608 | 0.00017497 | 0.00017386 | 0.00017275 | 0.00017164 | 0.00017054 | 0.00016943 | 0.00016832 | 0.00016721 | 43924.3002 | 12459.9342 | 113.5235 | 32.203
| CHM011-187119686 | 372 | CHM011 | CHM | 0 | 0 | 0.00075349 | 0.00075349 | 0.00075349 | 0.000747 | 0.00074375 | 0.0007405 | 0.00074375 | 0.00073725 | 0.00073725 | 0.00073725 | 0.00073725 | 0.00073725 | 0.00073725 | 0.00073725 | 0.00073725 | 0.00073725 | 0.00073725 | 0.00073725 | 0.00073725 | 0.00073725 | 21.0675 | 21.1724 | 21.2772 | 21.3821 | 21.487 | 21.3851 | 21.2832 | 21.1814 | 21.0795 | 20.9776 | 20.8758 | 20.7739 | 20.672 | 20.5701 | 20.4683 | 20.3664 | 20.2645 | 20.1627 | 20.0608 | 19.9589 | 0.46035 | 0.46264 | 0.46493 | 0.4632 | 0.46345 | 0.45923 | 0.45905 | 0.45286 | 0.45069 | 0.44851 | 0.44633 | 0.44415 | 0.44197 | 0.4398 | 0.43762 | 0.43544 | 0.43326 | 0.43108 | 0.42891 | 0.42673 | 43924.3002 | 12459.9342 | 285730.9886 | 81052.8406
| CHM011-24600428 | 357 | CHM011 | CHM | 0 | 0 | 0.00075349 | 0.00075349 | 0.00075349 | 0.000747 | 0.00074375 | 0.0007405 | 0.00074375 | 0.00073725 | 0.00073725 | 0.00073725 | 0.00073725 | 0.00073725 | 0.00073725 | 0.00073725 | 0.00073725 | 0.00073725 | 0.00073725 | 0.00073725 | 0.00073725 | 0.00073725 | 1.5518 | 1.5595 | 1.5673 | 1.575 | 1.5827 | 1.5744 | 1.5661 | 1.5578 | 1.5495 | 1.5411 | 1.5328 | 1.5245 | 1.5162 | 1.5079 | 1.4996 | 1.4913 | 1.483 | 1.4746 | 1.4663 | 1.458 | 0.033909 | 0.034078 | 0.034247 | 0.034119 | 0.034137 | 0.033809 | 0.033778 | 0.033306 | 0.033128 | 0.03295 | 0.032772 | 0.032595 | 0.032417 | 0.032239 | 0.032061 | 0.031884 | 0.031706 | 0.031528 | 0.03135 | 0.031173 | 43924.3002 | 12459.9342 | 20991.4454 | 5954.6089
| CHM011-24600540 | 754 | CHM011 | CHM | 0 | 0 | 0.00075349 | 0.00075349 | 0.00075349 | 0.000747 | 0.00074375 | 0.0007405 | 0.00074375 | 0.00073725 | 0.00073725 | 0.00073725 | 0.00073725 | 0.00073725 | 0.00073725 | 0.00073725 | 0.00073725 | 0.00073725 | 0.00073725 | 0.00073725 | 0.00073725 | 0.00073725 | 4.2593 | 4.2838 | 4.3083 | 4.3327 | 4.3572 | 4.3332 | 4.3091 | 4.2851 | 4.261 | 4.2369 | 4.2129 | 4.1888 | 4.1648 | 4.1407 | 4.1166 | 4.0926 | 4.0685 | 4.0444 | 4.0204 | 3.9963 | 0.093071 | 0.093606 | 0.094141 | 0.09386 | 0.09398 | 0.093053 | 0.092942 | 0.091616 | 0.091101 | 0.090587 | 0.090073 | 0.089558 | 0.089044 | 0.088529 | 0.088015 | 0.0875 | 0.086986 | 0.086472 | 0.085957 | 0.085443 | 43924.3002 | 12459.9342 | 57680.4594 | 16362.1213
| CLC001-15400682 | 169 | CLC001 | CLC | 0 | 0 | 0.0023698 | 0.0023728 | 0.0023728 | 0.0023639 | 0.0023609 | 0.0023698 | 0.0023757 | 0.0023728 | 0.0023728 | 0.0023728 | 0.0023728 | 0.0023728 | 0.0023728 | 0.0023728 | 0.0023728 | 0.0023728 | 0.0023728 | 0.0023728 | 0.0023728 | 0.0023728 | 0.97255 | 0.97398 | 0.97542 | 0.97686 | 0.97829 | 0.97645 | 0.97461 | 0.97277 | 0.97093 | 0.96909 | 0.96725 | 0.96541 | 0.96357 | 0.96174 | 0.9599 | 0.95806 | 0.95622 | 0.95438 | 0.95254 | 0.9507 | 0.066838 | 0.06702 | 0.067119 | 0.066967 | 0.066981 | 0.067107 | 0.067147 | 0.066937 | 0.066811 | 0.066684 | 0.066557 | 0.066431 | 0.066304 | 0.066178 | 0.066051 | 0.065924 | 0.065798 | 0.065671 | 0.065545 | 0.065418 | 44906.1835 | 11656.0164 | 43227.0106 | 11220.164
| CLC001-15400693 | 0 | CLC001 | CLC | 0 | 0 | 0.0023698 | 0.0023728 | 0.0023728 | 0.0023639 | 0.0023609 | 0.0023698 | 0.0023757 | 0.0023728 | 0.0023728 | 0.0023728 | 0.0023728 | 0.0023728 | 0.0023728 | 0.0023728 | 0.0023728 | 0.0023728 | 0.0023728 | 0.0023728 | 0.0023728 | 0.0023728 | 0 | 0 | 0 | 0 | 0 | 0 | 0 | 0 | 0 | 0 | 0 | 0 | 0 | 0 | 0 | 0 | 0 | 0 | 0 | 0 | 0 | 0 | 0 | 0 | 0 | 0 | 0 | 0 | 0 | 0 | 0 | 0 | 0 | 0 | 0 | 0 | 0 | 0 | 0 | 0 | 44906.1835 | 11656.0164 | 0 | 0
| CLC002-15400645 | 392 | CLC002 | CLC | 0 | 0 | 0.0010662 | 0.0010695 | 0.0010662 | 0.0010645 | 0.0010678 | 0.0010762 | 0.0010912 | 0.0010846 | 0.0010846 | 0.0010846 | 0.0010846 | 0.0010846 | 0.0010846 | 0.0010846 | 0.0010846 | 0.0010846 | 0.0010846 | 0.0010846 | 0.0010846 | 0.0010846 | 7.0767 | 7.0845 | 7.0923 | 7.1001 | 7.1079 | 7.0955 | 7.0831 | 7.0706 | 7.0582 | 7.0458 | 7.0333 | 7.0209 | 7.0085 | 6.996 | 6.9836 | 6.9711 | 6.9587 | 6.9463 | 6.9338 | 6.9214 | 0.2188 | 0.21973 | 0.21929 | 0.21919 | 0.22012 | 0.22145 | 0.22415 | 0.22239 | 0.222 | 0.2216 | 0.22121 | 0.22082 | 0.22043 | 0.22004 | 0.21965 | 0.21926 | 0.21887 | 0.21848 | 0.21808 | 0.21769 | 44906.1835 | 11656.0164 | 143011.2688 | 37120.5381
| CLC003-119149948 | 26 | CLC003 | CLC | 0 | 0 | 0.0012686 | 0.0012972 | 0.0013205 | 0.0013258 | 0.0013383 | 0.0013652 | 0.0014028 | 0.0014189 | 0.0014189 | 0.0014189 | 0.0014189 | 0.0014189 | 0.0014189 | 0.0014189 | 0.0014189 | 0.0014189 | 0.0014189 | 0.0014189 | 0.0014189 | 0.0014189 | 0.0046904 | 0.0047501 | 0.0048097 | 0.0048693 | 0.0049289 | 0.0048507 | 0.0047724 | 0.0046941 | 0.0046159 | 0.0045376 | 0.0044593 | 0.004381 | 0.0043028 | 0.0042245 | 0.0041462 | 0.004068 | 0.0039897 | 0.0039114 | 0.0038331 | 0.0037549 | 0.00017255 | 0.00017869 | 0.00018418 | 0.00018722 | 0.0001913 | 0.00019204 | 0.00019414 | 0.00019315 | 0.00018993 | 0.00018671 | 0.00018349 | 0.00018027 | 0.00017705 | 0.00017382 | 0.0001706 | 0.00016738 | 0.00016416 | 0.00016094 | 0.00015772 | 0.0001545 | 44906.1835 | 11656.0164 | 116.626 | 30.2719
| CLC003-123633044 | 23 | CLC003 | CLC | 0 | 0 | 0.0012686 | 0.0012972 | 0.0013205 | 0.0013258 | 0.0013383 | 0.0013652 | 0.0014028 | 0.0014189 | 0.0014189 | 0.0014189 | 0.0014189 | 0.0014189 | 0.0014189 | 0.0014189 | 0.0014189 | 0.0014189 | 0.0014189 | 0.0014189 | 0.0014189 | 0.0014189 | 0.013955 | 0.014072 | 0.014189 | 0.014307 | 0.014424 | 0.014256 | 0.014089 | 0.013921 | 0.013754 | 0.013587 | 0.013419 | 0.013252 | 0.013084 | 0.012917 | 0.012749 | 0.012582 | 0.012414 | 0.012247 | 0.01208 | 0.011912 | 0.00051338 | 0.00052937 | 0.00054335 | 0.00055007 | 0.00055981 | 0.00056441 | 0.00057313 | 0.00057282 | 0.00056593 | 0.00055904 | 0.00055215 | 0.00054526 | 0.00053837 | 0.00053148 | 0.0005246 | 0.00051771 | 0.00051082 | 0.00050393 | 0.00049704 | 0.00049015 | 44906.1835 | 11656.0164 | 350.4637 | 90.9677
| CLC003-130014430 | 11 | CLC003 | CLC | 0 | 0 | 0.0012686 | 0.0012972 | 0.0013205 | 0.0013258 | 0.0013383 | 0.0013652 | 0.0014028 | 0.0014189 | 0.0014189 | 0.0014189 | 0.0014189 | 0.0014189 | 0.0014189 | 0.0014189 | 0.0014189 | 0.0014189 | 0.0014189 | 0.0014189 | 0.0014189 | 0.0014189 | 0.0001463 | 0.00014842 | 0.00015055 | 0.00015267 | 0.0001548 | 0.00015294 | 0.00015108 | 0.00014922 | 0.00014736 | 0.0001455 | 0.00014364 | 0.00014178 | 0.00013992 | 0.00013806 | 0.0001362 | 0.00013434 | 0.00013248 | 0.00013062 | 0.00012876 | 0.0001269 | 5.382e-06 | 5.5835e-06 | 5.765e-06 | 5.8701e-06 | 6.0081e-06 | 6.0549e-06 | 6.1459e-06 | 6.1399e-06 | 6.0634e-06 | 5.9869e-06 | 5.9103e-06 | 5.8338e-06 | 5.7573e-06 | 5.6807e-06 | 5.6042e-06 | 5.5277e-06 | 5.4511e-06 | 5.3746e-06 | 5.2981e-06 | 5.2215e-06 | 44906.1835 | 11656.0164 | 3.739 | 0.9705
| CLC003-130014725 | 19 | CLC003 | CLC | 0 | 0 | 0.0012686 | 0.0012972 | 0.0013205 | 0.0013258 | 0.0013383 | 0.0013652 | 0.0014028 | 0.0014189 | 0.0014189 | 0.0014189 | 0.0014189 | 0.0014189 | 0.0014189 | 0.0014189 | 0.0014189 | 0.0014189 | 0.0014189 | 0.0014189 | 0.0014189 | 0.0014189 | 0.0012008 | 0.0012236 | 0.0012464 | 0.0012692 | 0.001292 | 0.0012627 | 0.0012335 | 0.0012042 | 0.001175 | 0.0011457 | 0.0011164 | 0.0010872 | 0.0010579 | 0.0010287 | 0.0009994 | 0.00097014 | 0.00094088 | 0.00091162 | 0.00088236 | 0.0008531 | 4.4175e-05 | 4.603e-05 | 4.7728e-05 | 4.8799e-05 | 5.0145e-05 | 4.9992e-05 | 5.0178e-05 | 4.955e-05 | 4.8346e-05 | 4.7142e-05 | 4.5938e-05 | 4.4734e-05 | 4.353e-05 | 4.2326e-05 | 4.1122e-05 | 3.9918e-05 | 3.8714e-05 | 3.751e-05 | 3.6306e-05 | 3.5102e-05 | 44906.1835 | 11656.0164 | 29.2836 | 7.601
| CLC003-130014949 | 14 | CLC003 | CLC | 0 | 0 | 0.0012686 | 0.0012972 | 0.0013205 | 0.0013258 | 0.0013383 | 0.0013652 | 0.0014028 | 0.0014189 | 0.0014189 | 0.0014189 | 0.0014189 | 0.0014189 | 0.0014189 | 0.0014189 | 0.0014189 | 0.0014189 | 0.0014189 | 0.0014189 | 0.0014189 | 0.0014189 | 0.0037333 | 0.0037837 | 0.0038341 | 0.0038845 | 0.0039349 | 0.00389 | 0.0038452 | 0.0038003 | 0.0037555 | 0.0037106 | 0.0036658 | 0.0036209 | 0.0035761 | 0.0035312 | 0.0034864 | 0.0034415 | 0.0033967 | 0.0033518 | 0.0033069 | 0.0032621 | 0.00013734 | 0.00014234 | 0.00014682 | 0.00014935 | 0.00015272 | 0.00015401 | 0.00015642 | 0.00015637 | 0.00015453 | 0.00015268 | 0.00015084 | 0.00014899 | 0.00014714 | 0.0001453 | 0.00014345 | 0.00014161 | 0.00013976 | 0.00013792 | 0.00013607 | 0.00013423 | 44906.1835 | 11656.0164 | 95.4247 | 24.7688
| CLC003-130747301 | 18 | CLC003 | CLC | 0 | 0 | 0.0012686 | 0.0012972 | 0.0013205 | 0.0013258 | 0.0013383 | 0.0013652 | 0.0014028 | 0.0014189 | 0.0014189 | 0.0014189 | 0.0014189 | 0.0014189 | 0.0014189 | 0.0014189 | 0.0014189 | 0.0014189 | 0.0014189 | 0.0014189 | 0.0014189 | 0.0014189 | 0.0058191 | 0.0059032 | 0.0059872 | 0.0060712 | 0.0061553 | 0.0060805 | 0.0060058 | 0.005931 | 0.0058562 | 0.0057815 | 0.0057067 | 0.005632 | 0.0055572 | 0.0054824 | 0.0054077 | 0.0053329 | 0.0052582 | 0.0051834 | 0.0051086 | 0.0050339 | 0.00021408 | 0.00022207 | 0.00022927 | 0.00023343 | 0.0002389 | 0.00024073 | 0.00024431 | 0.00024404 | 0.00024097 | 0.00023789 | 0.00023481 | 0.00023174 | 0.00022866 | 0.00022559 | 0.00022251 | 0.00021943 | 0.00021636 | 0.00021328 | 0.0002102 | 0.00020713 | 44906.1835 | 11656.0164 | 148.5718 | 38.5639
| CLC003-130748256 | 30 | CLC003 | CLC | 0 | 0 | 0.0012686 | 0.0012972 | 0.0013205 | 0.0013258 | 0.0013383 | 0.0013652 | 0.0014028 | 0.0014189 | 0.0014189 | 0.0014189 | 0.0014189 | 0.0014189 | 0.0014189 | 0.0014189 | 0.0014189 | 0.0014189 | 0.0014189 | 0.0014189 | 0.0014189 | 0.0014189 | 0.0062733 | 0.0063381 | 0.0064028 | 0.0064676 | 0.0065323 | 0.0064514 | 0.0063704 | 0.0062895 | 0.0062086 | 0.0061276 | 0.0060467 | 0.0059657 | 0.0058848 | 0.0058039 | 0.0057229 | 0.005642 | 0.0055611 | 0.0054801 | 0.0053992 | 0.0053183 | 0.00023079 | 0.00023843 | 0.00024518 | 0.00024867 | 0.00025353 | 0.00025541 | 0.00025915 | 0.00025879 | 0.00025546 | 0.00025213 | 0.0002488 | 0.00024547 | 0.00024214 | 0.00023881 | 0.00023548 | 0.00023215 | 0.00022882 | 0.00022549 | 0.00022216 | 0.00021883 | 44906.1835 | 11656.0164 | 157.849 | 40.9719
| CLC003-152030196 | 29 | CLC003 | CLC | 0 | 0 | 0.0012686 | 0.0012972 | 0.0013205 | 0.0013258 | 0.0013383 | 0.0013652 | 0.0014028 | 0.0014189 | 0.0014189 | 0.0014189 | 0.0014189 | 0.0014189 | 0.0014189 | 0.0014189 | 0.0014189 | 0.0014189 | 0.0014189 | 0.0014189 | 0.0014189 | 0.0014189 | 0.024238 | 0.024304 | 0.024371 | 0.024437 | 0.024504 | 0.024361 | 0.024219 | 0.024076 | 0.023934 | 0.023791 | 0.023648 | 0.023506 | 0.023363 | 0.02322 | 0.023078 | 0.022935 | 0.022792 | 0.02265 | 0.022507 | 0.022365 | 0.00089166 | 0.00091429 | 0.00093324 | 0.00093959 | 0.00095105 | 0.00096448 | 0.00098522 | 0.00099066 | 0.00098479 | 0.00097892 | 0.00097305 | 0.00096718 | 0.00096132 | 0.00095545 | 0.00094958 | 0.00094371 | 0.00093784 | 0.00093197 | 0.0009261 | 0.00092023 | 44906.1835 | 11656.0164 | 616.53 | 160.0288
| CLC003-15400758 | 425 | CLC003 | CLC | 0 | 0 | 0.0012686 | 0.0012972 | 0.0013205 | 0.0013258 | 0.0013383 | 0.0013652 | 0.0014028 | 0.0014189 | 0.0014189 | 0.0014189 | 0.0014189 | 0.0014189 | 0.0014189 | 0.0014189 | 0.0014189 | 0.0014189 | 0.0014189 | 0.0014189 | 0.0014189 | 0.0014189 | 31.1319 | 31.3438 | 31.5558 | 31.7677 | 31.9797 | 31.7309 | 31.4822 | 31.2335 | 30.9848 | 30.7361 | 30.4873 | 30.2386 | 29.9899 | 29.7412 | 29.4925 | 29.2437 | 28.995 | 28.7463 | 28.4976 | 28.2489 | 1.1453 | 1.1791 | 1.2084 | 1.2214 | 1.2412 | 1.2562 | 1.2807 | 1.2852 | 1.2749 | 1.2647 | 1.2545 | 1.2442 | 1.234 | 1.2238 | 1.2135 | 1.2033 | 1.1931 | 1.1828 | 1.1726 | 1.1624 | 44906.1835 | 11656.0164 | 794227.7673 | 206152.7202
| CLC003-154876479 | 13 | CLC003 | CLC | 0 | 0 | 0.0012686 | 0.0012972 | 0.0013205 | 0.0013258 | 0.0013383 | 0.0013652 | 0.0014028 | 0.0014189 | 0.0014189 | 0.0014189 | 0.0014189 | 0.0014189 | 0.0014189 | 0.0014189 | 0.0014189 | 0.0014189 | 0.0014189 | 0.0014189 | 0.0014189 | 0.0014189 | 0.0019078 | 0.0019209 | 0.001934 | 0.001947 | 0.0019601 | 0.0019544 | 0.0019487 | 0.001943 | 0.0019372 | 0.0019315 | 0.0019258 | 0.0019201 | 0.0019143 | 0.0019086 | 0.0019029 | 0.0018972 | 0.0018914 | 0.0018857 | 0.00188 | 0.0018743 | 7.0183e-05 | 7.226e-05 | 7.4057e-05 | 7.4861e-05 | 7.6077e-05 | 7.7376e-05 | 7.9273e-05 | 7.9947e-05 | 7.9711e-05 | 7.9476e-05 | 7.924e-05 | 7.9005e-05 | 7.8769e-05 | 7.8534e-05 | 7.8298e-05 | 7.8062e-05 | 7.7827e-05 | 7.7591e-05 | 7.7356e-05 | 7.712e-05 | 44906.1835 | 11656.0164 | 49.9557 | 12.9667
| CLC003-154908324 | 95 | CLC003 | CLC | 0 | 0 | 0.0012686 | 0.0012972 | 0.0013205 | 0.0013258 | 0.0013383 | 0.0013652 | 0.0014028 | 0.0014189 | 0.0014189 | 0.0014189 | 0.0014189 | 0.0014189 | 0.0014189 | 0.0014189 | 0.0014189 | 0.0014189 | 0.0014189 | 0.0014189 | 0.0014189 | 0.0014189 | 0.070032 | 0.070206 | 0.070381 | 0.070555 | 0.070729 | 0.070354 | 0.069978 | 0.069603 | 0.069227 | 0.068851 | 0.068476 | 0.0681 | 0.067725 | 0.067349 | 0.066973 | 0.066598 | 0.066222 | 0.065847 | 0.065471 | 0.065095 | 0.0025764 | 0.0026411 | 0.0026951 | 0.0027128 | 0.0027451 | 0.0027853 | 0.0028467 | 0.0028639 | 0.0028485 | 0.002833 | 0.0028176 | 0.0028021 | 0.0027867 | 0.0027712 | 0.0027557 | 0.0027403 | 0.0027248 | 0.0027094 | 0.0026939 | 0.0026785 | 44906.1835 | 11656.0164 | 1784.6983 | 463.243
| CLC003-154908634 | 13 | CLC003 | CLC | 0 | 0 | 0.0012686 | 0.0012972 | 0.0013205 | 0.0013258 | 0.0013383 | 0.0013652 | 0.0014028 | 0.0014189 | 0.0014189 | 0.0014189 | 0.0014189 | 0.0014189 | 0.0014189 | 0.0014189 | 0.0014189 | 0.0014189 | 0.0014189 | 0.0014189 | 0.0014189 | 0.0014189 | 0.00052533 | 0.00053019 | 0.00053506 | 0.00053993 | 0.0005448 | 0.00054344 | 0.00054208 | 0.00054072 | 0.00053936 | 0.000538 | 0.00053664 | 0.00053528 | 0.00053392 | 0.00053256 | 0.0005312 | 0.00052984 | 0.00052848 | 0.00052712 | 0.00052576 | 0.0005244 | 1.9326e-05 | 1.9945e-05 | 2.0489e-05 | 2.076e-05 | 2.1145e-05 | 2.1515e-05 | 2.2052e-05 | 2.2249e-05 | 2.2193e-05 | 2.2137e-05 | 2.2081e-05 | 2.2025e-05 | 2.1969e-05 | 2.1913e-05 | 2.1857e-05 | 2.1801e-05 | 2.1745e-05 | 2.1689e-05 | 2.1633e-05 | 2.1577e-05 | 44906.1835 | 11656.0164 | 13.896 | 3.6069
| CLC003-154908755 | 10 | CLC003 | CLC | 0 | 0 | 0.0012686 | 0.0012972 | 0.0013205 | 0.0013258 | 0.0013383 | 0.0013652 | 0.0014028 | 0.0014189 | 0.0014189 | 0.0014189 | 0.0014189 | 0.0014189 | 0.0014189 | 0.0014189 | 0.0014189 | 0.0014189 | 0.0014189 | 0.0014189 | 0.0014189 | 0.0014189 | 0.00023512 | 0.00023794 | 0.00024076 | 0.00024358 | 0.0002464 | 0.00024318 | 0.00023996 | 0.00023674 | 0.00023352 | 0.0002303 | 0.00022708 | 0.00022386 | 0.00022064 | 0.00021742 | 0.0002142 | 0.00021098 | 0.00020776 | 0.00020454 | 0.00020132 | 0.0001981 | 8.6497e-06 | 8.951e-06 | 9.2194e-06 | 9.3653e-06 | 9.5633e-06 | 9.6276e-06 | 9.7616e-06 | 9.7411e-06 | 9.6086e-06 | 9.4761e-06 | 9.3436e-06 | 9.2111e-06 | 9.0787e-06 | 8.9462e-06 | 8.8137e-06 | 8.6812e-06 | 8.5487e-06 | 8.4162e-06 | 8.2837e-06 | 8.1512e-06 | 44906.1835 | 11656.0164 | 5.9257 | 1.5381
| CLC003-154908853 | 16 | CLC003 | CLC | 0 | 0 | 0.0012686 | 0.0012972 | 0.0013205 | 0.0013258 | 0.0013383 | 0.0013652 | 0.0014028 | 0.0014189 | 0.0014189 | 0.0014189 | 0.0014189 | 0.0014189 | 0.0014189 | 0.0014189 | 0.0014189 | 0.0014189 | 0.0014189 | 0.0014189 | 0.0014189 | 0.0014189 | 0.0016691 | 0.0016838 | 0.0016985 | 0.0017131 | 0.0017278 | 0.0017183 | 0.0017088 | 0.0016993 | 0.0016898 | 0.0016802 | 0.0016707 | 0.0016612 | 0.0016517 | 0.0016422 | 0.0016327 | 0.0016232 | 0.0016137 | 0.0016042 | 0.0015947 | 0.0015851 | 6.1404e-05 | 6.3342e-05 | 6.5039e-05 | 6.5867e-05 | 6.7059e-05 | 6.8027e-05 | 6.9513e-05 | 6.9919e-05 | 6.9528e-05 | 6.9137e-05 | 6.8746e-05 | 6.8354e-05 | 6.7963e-05 | 6.7572e-05 | 6.718e-05 | 6.6789e-05 | 6.6398e-05 | 6.6007e-05 | 6.5615e-05 | 6.5224e-05 | 44906.1835 | 11656.0164 | 43.3857 | 11.2613
| CLC003-154908977 | 32 | CLC003 | CLC | 0 | 0 | 0.0012686 | 0.0012972 | 0.0013205 | 0.0013258 | 0.0013383 | 0.0013652 | 0.0014028 | 0.0014189 | 0.0014189 | 0.0014189 | 0.0014189 | 0.0014189 | 0.0014189 | 0.0014189 | 0.0014189 | 0.0014189 | 0.0014189 | 0.0014189 | 0.0014189 | 0.0014189 | 0.042845 | 0.043207 | 0.043569 | 0.04393 | 0.044292 | 0.043994 | 0.043696 | 0.043399 | 0.043101 | 0.042803 | 0.042505 | 0.042208 | 0.04191 | 0.041612 | 0.041314 | 0.041017 | 0.040719 | 0.040421 | 0.040123 | 0.039826 | 0.0015762 | 0.0016254 | 0.0016684 | 0.0016891 | 0.0017191 | 0.0017417 | 0.0017776 | 0.0017857 | 0.0017735 | 0.0017612 | 0.001749 | 0.0017367 | 0.0017245 | 0.0017122 | 0.0017 | 0.0016877 | 0.0016755 | 0.0016632 | 0.001651 | 0.0016387 | 44906.1835 | 11656.0164 | 1105.183 | 286.8654
| CLC003-193886326 | 141 | CLC003 | CLC | 0 | 0 | 0.0012686 | 0.0012972 | 0.0013205 | 0.0013258 | 0.0013383 | 0.0013652 | 0.0014028 | 0.0014189 | 0.0014189 | 0.0014189 | 0.0014189 | 0.0014189 | 0.0014189 | 0.0014189 | 0.0014189 | 0.0014189 | 0.0014189 | 0.0014189 | 0.0014189 | 0.0014189 | 0.41101 | 0.41531 | 0.41961 | 0.42391 | 0.4282 | 0.42262 | 0.41703 | 0.41144 | 0.40585 | 0.40026 | 0.39467 | 0.38908 | 0.38349 | 0.3779 | 0.37231 | 0.36672 | 0.36113 | 0.35555 | 0.34996 | 0.34437 | 0.01512 | 0.015623 | 0.016068 | 0.016299 | 0.016619 | 0.016731 | 0.016965 | 0.016929 | 0.016699 | 0.016469 | 0.016239 | 0.016009 | 0.015779 | 0.015549 | 0.01532 | 0.01509 | 0.01486 | 0.01463 | 0.0144 | 0.01417 | 44906.1835 | 11656.0164 | 10308.3889 | 2675.6839
| CLC003-198593463 | 79 | CLC003 | CLC | 0 | 0 | 0.0012686 | 0.0012972 | 0.0013205 | 0.0013258 | 0.0013383 | 0.0013652 | 0.0014028 | 0.0014189 | 0.0014189 | 0.0014189 | 0.0014189 | 0.0014189 | 0.0014189 | 0.0014189 | 0.0014189 | 0.0014189 | 0.0014189 | 0.0014189 | 0.0014189 | 0.0014189 | 0.23982 | 0.24171 | 0.24359 | 0.24548 | 0.24736 | 0.24392 | 0.24048 | 0.23705 | 0.23361 | 0.23017 | 0.22673 | 0.2233 | 0.21986 | 0.21642 | 0.21298 | 0.20955 | 0.20611 | 0.20267 | 0.19923 | 0.19579 | 0.0088226 | 0.0090926 | 0.0093278 | 0.0094382 | 0.0096005 | 0.009657 | 0.0097829 | 0.0097538 | 0.0096123 | 0.0094709 | 0.0093294 | 0.0091879 | 0.0090465 | 0.008905 | 0.0087636 | 0.0086221 | 0.0084807 | 0.0083392 | 0.0081978 | 0.0080563 | 44906.1835 | 11656.0164 | 5936.3763 | 1540.868
| CLC003-24597492 | 148 | CLC003 | CLC | 0 | 0 | 0.0012686 | 0.0012972 | 0.0013205 | 0.0013258 | 0.0013383 | 0.0013652 | 0.0014028 | 0.0014189 | 0.0014189 | 0.0014189 | 0.0014189 | 0.0014189 | 0.0014189 | 0.0014189 | 0.0014189 | 0.0014189 | 0.0014189 | 0.0014189 | 0.0014189 | 0.0014189 | 3.746 | 3.7814 | 3.8168 | 3.8522 | 3.8875 | 3.8348 | 3.7821 | 3.7293 | 3.6766 | 3.6238 | 3.5711 | 3.5183 | 3.4656 | 3.4129 | 3.3601 | 3.3074 | 3.2546 | 3.2019 | 3.1491 | 3.0964 | 0.13781 | 0.14225 | 0.14616 | 0.14811 | 0.15088 | 0.15182 | 0.15385 | 0.15345 | 0.15128 | 0.14911 | 0.14694 | 0.14477 | 0.1426 | 0.14043 | 0.13826 | 0.13609 | 0.13392 | 0.13175 | 0.12958 | 0.12741 | 44906.1835 | 11656.0164 | 93376.8663 | 24237.2475
| CLC003-24597520 | 118 | CLC003 | CLC | 0 | 0 | 0.0012686 | 0.0012972 | 0.0013205 | 0.0013258 | 0.0013383 | 0.0013652 | 0.0014028 | 0.0014189 | 0.0014189 | 0.0014189 | 0.0014189 | 0.0014189 | 0.0014189 | 0.0014189 | 0.0014189 | 0.0014189 | 0.0014189 | 0.0014189 | 0.0014189 | 0.0014189 | 0.86668 | 0.87281 | 0.87895 | 0.88509 | 0.89123 | 0.87961 | 0.868 | 0.85638 | 0.84477 | 0.83315 | 0.82154 | 0.80992 | 0.79831 | 0.78669 | 0.77508 | 0.76347 | 0.75185 | 0.74024 | 0.72862 | 0.71701 | 0.031884 | 0.032834 | 0.033658 | 0.034031 | 0.03459 | 0.034824 | 0.03531 | 0.035237 | 0.03476 | 0.034282 | 0.033804 | 0.033326 | 0.032848 | 0.03237 | 0.031892 | 0.031414 | 0.030936 | 0.030458 | 0.029981 | 0.029503 | 44906.1835 | 11656.0164 | 21502.3089 | 5581.2195
| CLC003-24597576 | 141 | CLC003 | CLC | 0 | 0 | 0.0012686 | 0.0012972 | 0.0013205 | 0.0013258 | 0.0013383 | 0.0013652 | 0.0014028 | 0.0014189 | 0.0014189 | 0.0014189 | 0.0014189 | 0.0014189 | 0.0014189 | 0.0014189 | 0.0014189 | 0.0014189 | 0.0014189 | 0.0014189 | 0.0014189 | 0.0014189 | 1.2633 | 1.277 | 1.2906 | 1.3043 | 1.318 | 1.2974 | 1.2769 | 1.2564 | 1.2359 | 1.2154 | 1.1948 | 1.1743 | 1.1538 | 1.1333 | 1.1128 | 1.0922 | 1.0717 | 1.0512 | 1.0307 | 1.0101 | 0.046474 | 0.048037 | 0.049422 | 0.050149 | 0.051153 | 0.051366 | 0.051945 | 0.051697 | 0.050853 | 0.050008 | 0.049164 | 0.048319 | 0.047475 | 0.046631 | 0.045786 | 0.044942 | 0.044097 | 0.043253 | 0.042409 | 0.041564 | 44906.1835 | 11656.0164 | 31276.098 | 8118.1406
| CLC003-24607110 | 150 | CLC003 | CLC | 0 | 0 | 0.0012686 | 0.0012972 | 0.0013205 | 0.0013258 | 0.0013383 | 0.0013652 | 0.0014028 | 0.0014189 | 0.0014189 | 0.0014189 | 0.0014189 | 0.0014189 | 0.0014189 | 0.0014189 | 0.0014189 | 0.0014189 | 0.0014189 | 0.0014189 | 0.0014189 | 0.0014189 | 3.6858 | 3.6954 | 3.705 | 3.7146 | 3.7243 | 3.7036 | 3.6828 | 3.6621 | 3.6414 | 3.6206 | 3.5999 | 3.5792 | 3.5584 | 3.5377 | 3.517 | 3.4963 | 3.4755 | 3.4548 | 3.4341 | 3.4133 | 0.13559 | 0.13902 | 0.14188 | 0.14282 | 0.14455 | 0.14662 | 0.14982 | 0.15068 | 0.14983 | 0.14898 | 0.14813 | 0.14727 | 0.14642 | 0.14557 | 0.14471 | 0.14386 | 0.14301 | 0.14215 | 0.1413 | 0.14045 | 44906.1835 | 11656.0164 | 93839.2002 | 24357.2526
| CLC003-24607264 | 556 | CLC003 | CLC | 0 | 0 | 0.0012686 | 0.0012972 | 0.0013205 | 0.0013258 | 0.0013383 | 0.0013652 | 0.0014028 | 0.0014189 | 0.0014189 | 0.0014189 | 0.0014189 | 0.0014189 | 0.0014189 | 0.0014189 | 0.0014189 | 0.0014189 | 0.0014189 | 0.0014189 | 0.0014189 | 0.0014189 | 1.5684 | 1.5847 | 1.601 | 1.6173 | 1.6336 | 1.6142 | 1.5947 | 1.5753 | 1.5559 | 1.5365 | 1.517 | 1.4976 | 1.4782 | 1.4587 | 1.4393 | 1.4199 | 1.4004 | 1.381 | 1.3616 | 1.3421 | 0.0577 | 0.059615 | 0.061308 | 0.062184 | 0.063404 | 0.063906 | 0.064874 | 0.064819 | 0.06402 | 0.06322 | 0.062421 | 0.061621 | 0.060822 | 0.060022 | 0.059223 | 0.058423 | 0.057624 | 0.056824 | 0.056025 | 0.055225 | 44906.1835 | 11656.0164 | 39582.1199 | 10274.0826
| CLC003-24613704 | 138 | CLC003 | CLC | 0 | 0 | 0.0012686 | 0.0012972 | 0.0013205 | 0.0013258 | 0.0013383 | 0.0013652 | 0.0014028 | 0.0014189 | 0.0014189 | 0.0014189 | 0.0014189 | 0.0014189 | 0.0014189 | 0.0014189 | 0.0014189 | 0.0014189 | 0.0014189 | 0.0014189 | 0.0014189 | 0.0014189 | 0.2442 | 0.24633 | 0.24846 | 0.2506 | 0.25273 | 0.24979 | 0.24685 | 0.24391 | 0.24098 | 0.23804 | 0.2351 | 0.23216 | 0.22922 | 0.22629 | 0.22335 | 0.22041 | 0.21747 | 0.21453 | 0.21159 | 0.20866 | 0.0089836 | 0.0092666 | 0.0095144 | 0.0096351 | 0.0098089 | 0.0098893 | 0.010042 | 0.010036 | 0.0099154 | 0.0097945 | 0.0096736 | 0.0095527 | 0.0094318 | 0.0093109 | 0.00919 | 0.0090691 | 0.0089482 | 0.0088274 | 0.0087065 | 0.0085856 | 44906.1835 | 11656.0164 | 6138.8896 | 1593.4331
| CLC003-78545961 | 3 | CLC003 | CLC | 0 | 0 | 0.0012686 | 0.0012972 | 0.0013205 | 0.0013258 | 0.0013383 | 0.0013652 | 0.0014028 | 0.0014189 | 0.0014189 | 0.0014189 | 0.0014189 | 0.0014189 | 0.0014189 | 0.0014189 | 0.0014189 | 0.0014189 | 0.0014189 | 0.0014189 | 0.0014189 | 0.0014189 | 0 | 0 | 0 | 0 | 0 | 0 | 0 | 0 | 0 | 0 | 0 | 0 | 0 | 0 | 0 | 0 | 0 | 0 | 0 | 0 | 0 | 0 | 0 | 0 | 0 | 0 | 0 | 0 | 0 | 0 | 0 | 0 | 0 | 0 | 0 | 0 | 0 | 0 | 0 | 0 | 44906.1835 | 11656.0164 | 0 | 0
| CLC003-80120806 | 10 | CLC003 | CLC | 0 | 0 | 0.0012686 | 0.0012972 | 0.0013205 | 0.0013258 | 0.0013383 | 0.0013652 | 0.0014028 | 0.0014189 | 0.0014189 | 0.0014189 | 0.0014189 | 0.0014189 | 0.0014189 | 0.0014189 | 0.0014189 | 0.0014189 | 0.0014189 | 0.0014189 | 0.0014189 | 0.0014189 | 0.0088237 | 0.0089036 | 0.0089835 | 0.0090633 | 0.0091432 | 0.0090697 | 0.0089962 | 0.0089227 | 0.0088492 | 0.0087757 | 0.0087022 | 0.0086287 | 0.0085552 | 0.0084817 | 0.0084082 | 0.0083347 | 0.0082612 | 0.0081877 | 0.0081142 | 0.0080407 | 0.00032461 | 0.00033494 | 0.000344 | 0.00034847 | 0.00035487 | 0.00035907 | 0.00036596 | 0.00036714 | 0.00036412 | 0.00036109 | 0.00035807 | 0.00035504 | 0.00035202 | 0.000349 | 0.00034597 | 0.00034295 | 0.00033992 | 0.0003369 | 0.00033387 | 0.00033085 | 44906.1835 | 11656.0164 | 226.4466 | 58.7773
| CLC003-80121007 | 12 | CLC003 | CLC | 0 | 0 | 0.0012686 | 0.0012972 | 0.0013205 | 0.0013258 | 0.0013383 | 0.0013652 | 0.0014028 | 0.0014189 | 0.0014189 | 0.0014189 | 0.0014189 | 0.0014189 | 0.0014189 | 0.0014189 | 0.0014189 | 0.0014189 | 0.0014189 | 0.0014189 | 0.0014189 | 0.0014189 | 0.00031174 | 0.00031518 | 0.00031862 | 0.00032206 | 0.0003255 | 0.00032287 | 0.00032025 | 0.00031762 | 0.000315 | 0.00031237 | 0.00030975 | 0.00030712 | 0.0003045 | 0.00030188 | 0.00029925 | 0.00029663 | 0.000294 | 0.00029138 | 0.00028875 | 0.00028612 | 1.1468e-05 | 1.1857e-05 | 1.2201e-05 | 1.2383e-05 | 1.2633e-05 | 1.2783e-05 | 1.3028e-05 | 1.3069e-05 | 1.2961e-05 | 1.2853e-05 | 1.2745e-05 | 1.2637e-05 | 1.2529e-05 | 1.2421e-05 | 1.2313e-05 | 1.2205e-05 | 1.2097e-05 | 1.1989e-05 | 1.1881e-05 | 1.1773e-05 | 44906.1835 | 11656.0164 | 8.0509 | 2.0897
| CLC003-80919181 | 70 | CLC003 | CLC | 0 | 0 | 0.0012686 | 0.0012972 | 0.0013205 | 0.0013258 | 0.0013383 | 0.0013652 | 0.0014028 | 0.0014189 | 0.0014189 | 0.0014189 | 0.0014189 | 0.0014189 | 0.0014189 | 0.0014189 | 0.0014189 | 0.0014189 | 0.0014189 | 0.0014189 | 0.0014189 | 0.0014189 | 0.27795 | 0.28076 | 0.28357 | 0.28638 | 0.28919 | 0.28642 | 0.28365 | 0.28087 | 0.2781 | 0.27533 | 0.27255 | 0.26978 | 0.26701 | 0.26423 | 0.26146 | 0.25869 | 0.25591 | 0.25314 | 0.25037 | 0.2476 | 0.010225 | 0.010562 | 0.010859 | 0.011011 | 0.011224 | 0.011339 | 0.011539 | 0.011557 | 0.011443 | 0.011329 | 0.011215 | 0.011101 | 0.010987 | 0.010872 | 0.010758 | 0.010644 | 0.01053 | 0.010416 | 0.010302 | 0.010188 | 44906.1835 | 11656.0164 | 7097.6282 | 1842.2868
| CLC004-15400582 | 528 | CLC004 | CLC | 0 | 0 | 0.0019766 | 0.0019848 | 0.001991 | 0.0019869 | 0.0019848 | 0.0019971 | 0.0020135 | 0.0020094 | 0.0020094 | 0.0020094 | 0.0020094 | 0.0020094 | 0.0020094 | 0.0020094 | 0.0020094 | 0.0020094 | 0.0020094 | 0.0020094 | 0.0020094 | 0.0020094 | 16.3219 | 16.4455 | 16.5691 | 16.6927 | 16.8164 | 16.7428 | 16.6693 | 16.5958 | 16.5223 | 16.4488 | 16.3753 | 16.3018 | 16.2283 | 16.1548 | 16.0813 | 16.0078 | 15.9343 | 15.8608 | 15.7873 | 15.7138 | 0.93561 | 0.9466 | 0.95667 | 0.96183 | 0.96795 | 0.96969 | 0.97336 | 0.9671 | 0.96281 | 0.95853 | 0.95425 | 0.94997 | 0.94568 | 0.9414 | 0.93712 | 0.93283 | 0.92855 | 0.92427 | 0.91998 | 0.9157 | 44906.1835 | 11656.0164 | 616638.2158 | 160056.9142
| CLC004-176886107 | 21 | CLC004 | CLC | 0 | 0 | 0.0019766 | 0.0019848 | 0.001991 | 0.0019869 | 0.0019848 | 0.0019971 | 0.0020135 | 0.0020094 | 0.0020094 | 0.0020094 | 0.0020094 | 0.0020094 | 0.0020094 | 0.0020094 | 0.0020094 | 0.0020094 | 0.0020094 | 0.0020094 | 0.0020094 | 0.0020094 | 0.0010129 | 0.0010229 | 0.0010329 | 0.001043 | 0.001053 | 0.0010504 | 0.0010479 | 0.0010453 | 0.0010427 | 0.0010402 | 0.0010376 | 0.001035 | 0.0010325 | 0.0010299 | 0.0010274 | 0.0010248 | 0.0010222 | 0.0010197 | 0.0010171 | 0.0010145 | 5.8061e-05 | 5.8879e-05 | 5.964e-05 | 6.0095e-05 | 6.0611e-05 | 6.0838e-05 | 6.1188e-05 | 6.0914e-05 | 6.0764e-05 | 6.0615e-05 | 6.0465e-05 | 6.0316e-05 | 6.0166e-05 | 6.0017e-05 | 5.9867e-05 | 5.9718e-05 | 5.9568e-05 | 5.9419e-05 | 5.9269e-05 | 5.912e-05 | 44906.1835 | 11656.0164 | 38.9435 | 10.1083
| CLC004-201015049 | 368 | CLC004 | CLC | 0 | 0 | 0.0019766 | 0.0019848 | 0.001991 | 0.0019869 | 0.0019848 | 0.0019971 | 0.0020135 | 0.0020094 | 0.0020094 | 0.0020094 | 0.0020094 | 0.0020094 | 0.0020094 | 0.0020094 | 0.0020094 | 0.0020094 | 0.0020094 | 0.0020094 | 0.0020094 | 0.0020094 | 1.2637 | 1.2744 | 1.2851 | 1.2959 | 1.3066 | 1.2993 | 1.292 | 1.2847 | 1.2774 | 1.2702 | 1.2629 | 1.2556 | 1.2483 | 1.241 | 1.2337 | 1.2264 | 1.2191 | 1.2118 | 1.2045 | 1.1972 | 0.072436 | 0.073355 | 0.074202 | 0.074668 | 0.075209 | 0.075253 | 0.075445 | 0.074866 | 0.074441 | 0.074016 | 0.073591 | 0.073166 | 0.072742 | 0.072317 | 0.071892 | 0.071467 | 0.071042 | 0.070617 | 0.070192 | 0.069767 | 44906.1835 | 11656.0164 | 47583.9961 | 12351.0794
| CLC004-24597506 | 654 | CLC004 | CLC | 0 | 0 | 0.0019766 | 0.0019848 | 0.001991 | 0.0019869 | 0.0019848 | 0.0019971 | 0.0020135 | 0.0020094 | 0.0020094 | 0.0020094 | 0.0020094 | 0.0020094 | 0.0020094 | 0.0020094 | 0.0020094 | 0.0020094 | 0.0020094 | 0.0020094 | 0.0020094 | 0.0020094 | 3.7056 | 3.7296 | 3.7537 | 3.7778 | 3.8019 | 3.784 | 3.766 | 3.7481 | 3.7302 | 3.7123 | 3.6944 | 3.6765 | 3.6586 | 3.6406 | 3.6227 | 3.6048 | 3.5869 | 3.569 | 3.5511 | 3.5331 | 0.21241 | 0.21468 | 0.21673 | 0.21767 | 0.21884 | 0.21915 | 0.21991 | 0.21842 | 0.21737 | 0.21633 | 0.21528 | 0.21424 | 0.2132 | 0.21215 | 0.21111 | 0.21006 | 0.20902 | 0.20798 | 0.20693 | 0.20589 | 44906.1835 | 11656.0164 | 139259.2698 | 36146.6552
| CLC006-142438034 | 76 | CLC006 | CLC | 0 | 0 | 0.0039246 | 0.003931 | 0.0039374 | 0.003931 | 0.0039214 | 0.0039342 | 0.0039469 | 0.0039533 | 0.0039533 | 0.0039533 | 0.0039533 | 0.0039533 | 0.0039533 | 0.0039533 | 0.0039533 | 0.0039533 | 0.0039533 | 0.0039533 | 0.0039533 | 0.0039533 | 0.0028372 | 0.002873 | 0.0029087 | 0.0029445 | 0.0029803 | 0.0029803 | 0.0029803 | 0.0029803 | 0.0029803 | 0.0029802 | 0.0029802 | 0.0029802 | 0.0029802 | 0.0029802 | 0.0029802 | 0.0029802 | 0.0029802 | 0.0029802 | 0.0029801 | 0.0029801 | 0.00032291 | 0.00032751 | 0.00033213 | 0.00033567 | 0.00033892 | 0.00034002 | 0.00034113 | 0.00034168 | 0.00034168 | 0.00034168 | 0.00034167 | 0.00034167 | 0.00034167 | 0.00034167 | 0.00034167 | 0.00034167 | 0.00034167 | 0.00034167 | 0.00034166 | 0.00034166 | 44906.1835 | 11656.0164 | 219.5953 | 56.999
| CLC006-142438492 | 21 | CLC006 | CLC | 0 | 0 | 0.0039246 | 0.003931 | 0.0039374 | 0.003931 | 0.0039214 | 0.0039342 | 0.0039469 | 0.0039533 | 0.0039533 | 0.0039533 | 0.0039533 | 0.0039533 | 0.0039533 | 0.0039533 | 0.0039533 | 0.0039533 | 0.0039533 | 0.0039533 | 0.0039533 | 0.0039533 | 0.030719 | 0.030892 | 0.031065 | 0.031238 | 0.031411 | 0.031367 | 0.031323 | 0.031279 | 0.031235 | 0.031191 | 0.031147 | 0.031103 | 0.031059 | 0.031015 | 0.030971 | 0.030927 | 0.030884 | 0.03084 | 0.030796 | 0.030752 | 0.0034963 | 0.0035217 | 0.0035471 | 0.0035611 | 0.003572 | 0.0035787 | 0.0035853 | 0.003586 | 0.003581 | 0.003576 | 0.0035709 | 0.0035659 | 0.0035608 | 0.0035558 | 0.0035508 | 0.0035457 | 0.0035407 | 0.0035357 | 0.0035306 | 0.0035256 | 44906.1835 | 11656.0164 | 2307.9689 | 599.065
| CLC006-144337956 | 80 | CLC006 | CLC | 0 | 0 | 0.0039246 | 0.003931 | 0.0039374 | 0.003931 | 0.0039214 | 0.0039342 | 0.0039469 | 0.0039533 | 0.0039533 | 0.0039533 | 0.0039533 | 0.0039533 | 0.0039533 | 0.0039533 | 0.0039533 | 0.0039533 | 0.0039533 | 0.0039533 | 0.0039533 | 0.0039533 | 0.068388 | 0.068967 | 0.069545 | 0.070123 | 0.070702 | 0.070356 | 0.07001 | 0.069664 | 0.069319 | 0.068973 | 0.068627 | 0.068281 | 0.067935 | 0.067589 | 0.067243 | 0.066898 | 0.066552 | 0.066206 | 0.06586 | 0.065514 | 0.0077834 | 0.0078621 | 0.0079409 | 0.0079939 | 0.0080402 | 0.008027 | 0.0080135 | 0.0079868 | 0.0079472 | 0.0079075 | 0.0078678 | 0.0078282 | 0.0077885 | 0.0077489 | 0.0077092 | 0.0076696 | 0.0076299 | 0.0075903 | 0.0075506 | 0.007511 | 44906.1835 | 11656.0164 | 5093.4402 | 1322.0723
| CLC006-144337978 | 42 | CLC006 | CLC | 0 | 0 | 0.0039246 | 0.003931 | 0.0039374 | 0.003931 | 0.0039214 | 0.0039342 | 0.0039469 | 0.0039533 | 0.0039533 | 0.0039533 | 0.0039533 | 0.0039533 | 0.0039533 | 0.0039533 | 0.0039533 | 0.0039533 | 0.0039533 | 0.0039533 | 0.0039533 | 0.0039533 | 0.017387 | 0.017526 | 0.017665 | 0.017804 | 0.017944 | 0.017914 | 0.017885 | 0.017855 | 0.017826 | 0.017797 | 0.017767 | 0.017738 | 0.017709 | 0.017679 | 0.01765 | 0.01762 | 0.017591 | 0.017562 | 0.017532 | 0.017503 | 0.0019789 | 0.001998 | 0.0020171 | 0.0020297 | 0.0020405 | 0.0020438 | 0.0020471 | 0.0020471 | 0.0020437 | 0.0020403 | 0.002037 | 0.0020336 | 0.0020302 | 0.0020269 | 0.0020235 | 0.0020201 | 0.0020168 | 0.0020134 | 0.00201 | 0.0020066 | 44906.1835 | 11656.0164 | 1314.8778 | 341.2946
| CLC006-15400532 | 507 | CLC006 | CLC | 0 | 0 | 0.0039246 | 0.003931 | 0.0039374 | 0.003931 | 0.0039214 | 0.0039342 | 0.0039469 | 0.0039533 | 0.0039533 | 0.0039533 | 0.0039533 | 0.0039533 | 0.0039533 | 0.0039533 | 0.0039533 | 0.0039533 | 0.0039533 | 0.0039533 | 0.0039533 | 0.0039533 | 11.4739 | 11.5145 | 11.5551 | 11.5958 | 11.6364 | 11.6037 | 11.5711 | 11.5384 | 11.5057 | 11.4731 | 11.4404 | 11.4078 | 11.3751 | 11.3425 | 11.3098 | 11.2771 | 11.2445 | 11.2118 | 11.1792 | 11.1465 | 1.3059 | 1.3126 | 1.3194 | 1.3219 | 1.3233 | 1.3239 | 1.3244 | 1.3228 | 1.3191 | 1.3154 | 1.3116 | 1.3079 | 1.3041 | 1.3004 | 1.2966 | 1.2929 | 1.2891 | 1.2854 | 1.2817 | 1.2779 | 44906.1835 | 11656.0164 | 850021.3345 | 220634.7065
| CLC006-154827505 | 25 | CLC006 | CLC | 0 | 0 | 0.0039246 | 0.003931 | 0.0039374 | 0.003931 | 0.0039214 | 0.0039342 | 0.0039469 | 0.0039533 | 0.0039533 | 0.0039533 | 0.0039533 | 0.0039533 | 0.0039533 | 0.0039533 | 0.0039533 | 0.0039533 | 0.0039533 | 0.0039533 | 0.0039533 | 0.0039533 | 0.00034365 | 0.00034803 | 0.00035242 | 0.00035681 | 0.0003612 | 0.00036102 | 0.00036084 | 0.00036066 | 0.00036048 | 0.0003603 | 0.00036012 | 0.00035994 | 0.00035976 | 0.00035958 | 0.0003594 | 0.00035922 | 0.00035904 | 0.00035886 | 0.00035868 | 0.0003585 | 3.9111e-05 | 3.9675e-05 | 4.0241e-05 | 4.0676e-05 | 4.1076e-05 | 4.1189e-05 | 4.1302e-05 | 4.1349e-05 | 4.1328e-05 | 4.1307e-05 | 4.1287e-05 | 4.1266e-05 | 4.1245e-05 | 4.1225e-05 | 4.1204e-05 | 4.1183e-05 | 4.1163e-05 | 4.1142e-05 | 4.1122e-05 | 4.1101e-05 | 44906.1835 | 11656.0164 | 26.5447 | 6.8901
| CLC006-154827674 | 21 | CLC006 | CLC | 0 | 0 | 0.0039246 | 0.003931 | 0.0039374 | 0.003931 | 0.0039214 | 0.0039342 | 0.0039469 | 0.0039533 | 0.0039533 | 0.0039533 | 0.0039533 | 0.0039533 | 0.0039533 | 0.0039533 | 0.0039533 | 0.0039533 | 0.0039533 | 0.0039533 | 0.0039533 | 0.0039533 | 0.022834 | 0.023058 | 0.023281 | 0.023505 | 0.023728 | 0.023591 | 0.023454 | 0.023317 | 0.02318 | 0.023043 | 0.022906 | 0.022769 | 0.022632 | 0.022495 | 0.022359 | 0.022222 | 0.022085 | 0.021948 | 0.021811 | 0.021674 | 0.0025988 | 0.0026285 | 0.0026583 | 0.0026795 | 0.0026984 | 0.0026915 | 0.0026846 | 0.0026733 | 0.0026576 | 0.0026418 | 0.0026261 | 0.0026104 | 0.0025947 | 0.002579 | 0.0025633 | 0.0025476 | 0.0025319 | 0.0025162 | 0.0025005 | 0.0024848 | 44906.1835 | 11656.0164 | 1700.163 | 441.3006
| CLC006-154827847 | 14 | CLC006 | CLC | 0 | 0 | 0.0039246 | 0.003931 | 0.0039374 | 0.003931 | 0.0039214 | 0.0039342 | 0.0039469 | 0.0039533 | 0.0039533 | 0.0039533 | 0.0039533 | 0.0039533 | 0.0039533 | 0.0039533 | 0.0039533 | 0.0039533 | 0.0039533 | 0.0039533 | 0.0039533 | 0.0039533 | 0.0050121 | 0.0050126 | 0.0050132 | 0.0050137 | 0.0050142 | 0.005013 | 0.0050119 | 0.0050107 | 0.0050095 | 0.0050083 | 0.0050071 | 0.0050059 | 0.0050047 | 0.0050035 | 0.0050023 | 0.0050011 | 0.005 | 0.0049988 | 0.0049976 | 0.0049964 | 0.00057044 | 0.00057143 | 0.00057242 | 0.00057155 | 0.00057022 | 0.00057194 | 0.00057366 | 0.00057446 | 0.00057432 | 0.00057418 | 0.00057405 | 0.00057391 | 0.00057377 | 0.00057364 | 0.0005735 | 0.00057337 | 0.00057323 | 0.00057309 | 0.00057296 | 0.00057282 | 44906.1835 | 11656.0164 | 371.9241 | 96.538
| CLC006-154828072 | 127 | CLC006 | CLC | 0 | 0 | 0.0039246 | 0.003931 | 0.0039374 | 0.003931 | 0.0039214 | 0.0039342 | 0.0039469 | 0.0039533 | 0.0039533 | 0.0039533 | 0.0039533 | 0.0039533 | 0.0039533 | 0.0039533 | 0.0039533 | 0.0039533 | 0.0039533 | 0.0039533 | 0.0039533 | 0.0039533 | 0.037031 | 0.037367 | 0.037703 | 0.038039 | 0.038375 | 0.038218 | 0.038062 | 0.037906 | 0.037749 | 0.037593 | 0.037437 | 0.03728 | 0.037124 | 0.036968 | 0.036811 | 0.036655 | 0.036499 | 0.036343 | 0.036186 | 0.03603 | 0.0042146 | 0.0042598 | 0.0043051 | 0.0043363 | 0.004364 | 0.0043603 | 0.0043566 | 0.0043458 | 0.0043278 | 0.0043099 | 0.004292 | 0.0042741 | 0.0042562 | 0.0042382 | 0.0042203 | 0.0042024 | 0.0041845 | 0.0041666 | 0.0041486 | 0.0041307 | 44906.1835 | 11656.0164 | 2775.2227 | 720.3471
| CLC006-154828287 | 65 | CLC006 | CLC | 0 | 0 | 0.0039246 | 0.003931 | 0.0039374 | 0.003931 | 0.0039214 | 0.0039342 | 0.0039469 | 0.0039533 | 0.0039533 | 0.0039533 | 0.0039533 | 0.0039533 | 0.0039533 | 0.0039533 | 0.0039533 | 0.0039533 | 0.0039533 | 0.0039533 | 0.0039533 | 0.0039533 | 0.028491 | 0.028849 | 0.029207 | 0.029564 | 0.029922 | 0.029802 | 0.029683 | 0.029563 | 0.029443 | 0.029324 | 0.029204 | 0.029084 | 0.028965 | 0.028845 | 0.028725 | 0.028606 | 0.028486 | 0.028366 | 0.028246 | 0.028127 | 0.0032426 | 0.0032887 | 0.0033349 | 0.0033703 | 0.0034027 | 0.0034002 | 0.0033975 | 0.0033893 | 0.0033756 | 0.0033619 | 0.0033481 | 0.0033344 | 0.0033207 | 0.003307 | 0.0032933 | 0.0032795 | 0.0032658 | 0.0032521 | 0.0032384 | 0.0032246 | 44906.1835 | 11656.0164 | 2160.1022 | 560.6842
| CLC006-154828396 | 119 | CLC006 | CLC | 0 | 0 | 0.0039246 | 0.003931 | 0.0039374 | 0.003931 | 0.0039214 | 0.0039342 | 0.0039469 | 0.0039533 | 0.0039533 | 0.0039533 | 0.0039533 | 0.0039533 | 0.0039533 | 0.0039533 | 0.0039533 | 0.0039533 | 0.0039533 | 0.0039533 | 0.0039533 | 0.0039533 | 0.098675 | 0.099885 | 0.1011 | 0.10231 | 0.10352 | 0.10311 | 0.10271 | 0.10231 | 0.10191 | 0.10151 | 0.10111 | 0.10071 | 0.10031 | 0.099908 | 0.099508 | 0.099107 | 0.098706 | 0.098305 | 0.097905 | 0.097504 | 0.011231 | 0.011387 | 0.011543 | 0.011663 | 0.011772 | 0.011764 | 0.011757 | 0.01173 | 0.011684 | 0.011638 | 0.011592 | 0.011546 | 0.0115 | 0.011454 | 0.011408 | 0.011362 | 0.011316 | 0.01127 | 0.011224 | 0.011179 | 44906.1835 | 11656.0164 | 7479.1644 | 1941.3198
| CLC006-154907356 | 24 | CLC006 | CLC | 0 | 0 | 0.0039246 | 0.003931 | 0.0039374 | 0.003931 | 0.0039214 | 0.0039342 | 0.0039469 | 0.0039533 | 0.0039533 | 0.0039533 | 0.0039533 | 0.0039533 | 0.0039533 | 0.0039533 | 0.0039533 | 0.0039533 | 0.0039533 | 0.0039533 | 0.0039533 | 0.0039533 | 0.0081171 | 0.0082026 | 0.0082881 | 0.0083736 | 0.008459 | 0.0084374 | 0.0084158 | 0.0083942 | 0.0083725 | 0.0083509 | 0.0083293 | 0.0083077 | 0.008286 | 0.0082644 | 0.0082428 | 0.0082212 | 0.0081996 | 0.0081779 | 0.0081563 | 0.0081347 | 0.00092383 | 0.00093508 | 0.00094636 | 0.00095457 | 0.00096196 | 0.00096263 | 0.00096328 | 0.00096236 | 0.00095988 | 0.00095741 | 0.00095493 | 0.00095245 | 0.00094997 | 0.00094749 | 0.00094501 | 0.00094253 | 0.00094005 | 0.00093758 | 0.0009351 | 0.00093262 | 44906.1835 | 11656.0164 | 615.9917 | 159.8891
| CLC006-156831394 | 640 | CLC006 | CLC | 0 | 0 | 0.0039246 | 0.003931 | 0.0039374 | 0.003931 | 0.0039214 | 0.0039342 | 0.0039469 | 0.0039533 | 0.0039533 | 0.0039533 | 0.0039533 | 0.0039533 | 0.0039533 | 0.0039533 | 0.0039533 | 0.0039533 | 0.0039533 | 0.0039533 | 0.0039533 | 0.0039533 | 4.1972 | 4.2411 | 4.2849 | 4.3288 | 4.3726 | 4.3622 | 4.3519 | 4.3415 | 4.3311 | 4.3208 | 4.3104 | 4.3 | 4.2897 | 4.2793 | 4.2689 | 4.2586 | 4.2482 | 4.2378 | 4.2275 | 4.2171 | 0.4777 | 0.48347 | 0.48927 | 0.49347 | 0.49725 | 0.49769 | 0.49812 | 0.49774 | 0.49655 | 0.49536 | 0.49417 | 0.49298 | 0.4918 | 0.49061 | 0.48942 | 0.48823 | 0.48704 | 0.48585 | 0.48466 | 0.48348 | 44906.1835 | 11656.0164 | 318734.3887 | 82731.8862
| CLC006-44811375 | 504 | CLC006 | CLC | 0 | 0 | 0.0039246 | 0.003931 | 0.0039374 | 0.003931 | 0.0039214 | 0.0039342 | 0.0039469 | 0.0039533 | 0.0039533 | 0.0039533 | 0.0039533 | 0.0039533 | 0.0039533 | 0.0039533 | 0.0039533 | 0.0039533 | 0.0039533 | 0.0039533 | 0.0039533 | 0.0039533 | 1.4763 | 1.4909 | 1.5055 | 1.52 | 1.5346 | 1.5306 | 1.5266 | 1.5226 | 1.5186 | 1.5146 | 1.5106 | 1.5065 | 1.5025 | 1.4985 | 1.4945 | 1.4905 | 1.4865 | 1.4825 | 1.4785 | 1.4745 | 0.16803 | 0.16996 | 0.1719 | 0.17328 | 0.17451 | 0.17463 | 0.17473 | 0.17456 | 0.1741 | 0.17364 | 0.17318 | 0.17272 | 0.17226 | 0.1718 | 0.17134 | 0.17088 | 0.17042 | 0.16996 | 0.1695 | 0.16905 | 44906.1835 | 11656.0164 | 111764.5552 | 29010.0246
| CLC006-80819775 | 110 | CLC006 | CLC | 0 | 0 | 0.0039246 | 0.003931 | 0.0039374 | 0.003931 | 0.0039214 | 0.0039342 | 0.0039469 | 0.0039533 | 0.0039533 | 0.0039533 | 0.0039533 | 0.0039533 | 0.0039533 | 0.0039533 | 0.0039533 | 0.0039533 | 0.0039533 | 0.0039533 | 0.0039533 | 0.0039533 | 0.17815 | 0.18015 | 0.18216 | 0.18416 | 0.18617 | 0.18551 | 0.18485 | 0.18419 | 0.18352 | 0.18286 | 0.1822 | 0.18154 | 0.18088 | 0.18022 | 0.17955 | 0.17889 | 0.17823 | 0.17757 | 0.17691 | 0.17624 | 0.020275 | 0.020537 | 0.020799 | 0.020994 | 0.021171 | 0.021165 | 0.021158 | 0.021116 | 0.02104 | 0.020965 | 0.020889 | 0.020813 | 0.020737 | 0.020661 | 0.020585 | 0.020509 | 0.020433 | 0.020358 | 0.020282 | 0.020206 | 44906.1835 | 11656.0164 | 13481.5113 | 3499.3113
| CLC006-80819849 | 105 | CLC006 | CLC | 0 | 0 | 0.0039246 | 0.003931 | 0.0039374 | 0.003931 | 0.0039214 | 0.0039342 | 0.0039469 | 0.0039533 | 0.0039533 | 0.0039533 | 0.0039533 | 0.0039533 | 0.0039533 | 0.0039533 | 0.0039533 | 0.0039533 | 0.0039533 | 0.0039533 | 0.0039533 | 0.0039533 | 0.04054 | 0.041086 | 0.041633 | 0.042179 | 0.042725 | 0.042555 | 0.042385 | 0.042215 | 0.042045 | 0.041874 | 0.041704 | 0.041534 | 0.041364 | 0.041194 | 0.041024 | 0.040854 | 0.040684 | 0.040513 | 0.040343 | 0.040173 | 0.004614 | 0.0046838 | 0.0047537 | 0.0048083 | 0.0048587 | 0.0048551 | 0.0048514 | 0.0048398 | 0.0048203 | 0.0048008 | 0.0047813 | 0.0047618 | 0.0047423 | 0.0047228 | 0.0047033 | 0.0046838 | 0.0046642 | 0.0046447 | 0.0046252 | 0.0046057 | 44906.1835 | 11656.0164 | 3082.9259 | 800.2157
| CLC013-120141536 | 54 | CLC013 | CLC | 0 | 0 | 0.0011072 | 0.0011314 | 0.0011525 | 0.0011638 | 0.0011751 | 0.0011881 | 0.001214 | 0.0012269 | 0.0012269 | 0.0012269 | 0.0012269 | 0.0012269 | 0.0012269 | 0.0012269 | 0.0012269 | 0.0012269 | 0.0012269 | 0.0012269 | 0.0012269 | 0.0012269 | 0.066737 | 0.067457 | 0.068176 | 0.068896 | 0.069616 | 0.068892 | 0.068168 | 0.067445 | 0.066721 | 0.065997 | 0.065273 | 0.064549 | 0.063826 | 0.063102 | 0.062378 | 0.061654 | 0.060931 | 0.060207 | 0.059483 | 0.058759 | 0.0021428 | 0.0022134 | 0.0022786 | 0.0023253 | 0.0023724 | 0.0023736 | 0.0023999 | 0.0023998 | 0.002374 | 0.0023482 | 0.0023225 | 0.0022967 | 0.002271 | 0.0022452 | 0.0022195 | 0.0021937 | 0.002168 | 0.0021422 | 0.0021165 | 0.0020907 | 44906.1835 | 11656.0164 | 1476.2955 | 383.1928
| CLC013-155048935 | 17 | CLC013 | CLC | 0 | 0 | 0.0011072 | 0.0011314 | 0.0011525 | 0.0011638 | 0.0011751 | 0.0011881 | 0.001214 | 0.0012269 | 0.0012269 | 0.0012269 | 0.0012269 | 0.0012269 | 0.0012269 | 0.0012269 | 0.0012269 | 0.0012269 | 0.0012269 | 0.0012269 | 0.0012269 | 0.0012269 | 0.00095362 | 0.0009613 | 0.00096899 | 0.00097667 | 0.00098435 | 0.00098184 | 0.00097933 | 0.00097683 | 0.00097432 | 0.00097181 | 0.00096931 | 0.0009668 | 0.00096429 | 0.00096179 | 0.00095928 | 0.00095677 | 0.00095426 | 0.00095176 | 0.00094925 | 0.00094674 | 3.0618e-05 | 3.1542e-05 | 3.2385e-05 | 3.2963e-05 | 3.3546e-05 | 3.3829e-05 | 3.4478e-05 | 3.4757e-05 | 3.4667e-05 | 3.4578e-05 | 3.4489e-05 | 3.44e-05 | 3.4311e-05 | 3.4221e-05 | 3.4132e-05 | 3.4043e-05 | 3.3954e-05 | 3.3865e-05 | 3.3775e-05 | 3.3686e-05 | 44906.1835 | 11656.0164 | 21.8053 | 5.6599
| CLC013-155049125 | 36 | CLC013 | CLC | 0 | 0 | 0.0011072 | 0.0011314 | 0.0011525 | 0.0011638 | 0.0011751 | 0.0011881 | 0.001214 | 0.0012269 | 0.0012269 | 0.0012269 | 0.0012269 | 0.0012269 | 0.0012269 | 0.0012269 | 0.0012269 | 0.0012269 | 0.0012269 | 0.0012269 | 0.0012269 | 0.0012269 | 0.1077 | 0.10837 | 0.10904 | 0.10972 | 0.11039 | 0.10993 | 0.10947 | 0.10901 | 0.10855 | 0.10809 | 0.10762 | 0.10716 | 0.1067 | 0.10624 | 0.10578 | 0.10532 | 0.10486 | 0.1044 | 0.10394 | 0.10348 | 0.0034579 | 0.0035558 | 0.0036444 | 0.003703 | 0.003762 | 0.0037876 | 0.0038539 | 0.0038786 | 0.0038622 | 0.0038458 | 0.0038294 | 0.003813 | 0.0037966 | 0.0037802 | 0.0037638 | 0.0037474 | 0.003731 | 0.0037146 | 0.0036982 | 0.0036818 | 44906.1835 | 11656.0164 | 2427.1373 | 629.9968
| CLC013-155049446 | 31 | CLC013 | CLC | 0 | 0 | 0.0011072 | 0.0011314 | 0.0011525 | 0.0011638 | 0.0011751 | 0.0011881 | 0.001214 | 0.0012269 | 0.0012269 | 0.0012269 | 0.0012269 | 0.0012269 | 0.0012269 | 0.0012269 | 0.0012269 | 0.0012269 | 0.0012269 | 0.0012269 | 0.0012269 | 0.0012269 | 0.033904 | 0.034267 | 0.03463 | 0.034992 | 0.035355 | 0.0351 | 0.034845 | 0.034589 | 0.034334 | 0.034079 | 0.033824 | 0.033569 | 0.033313 | 0.033058 | 0.032803 | 0.032548 | 0.032292 | 0.032037 | 0.031782 | 0.031527 | 0.0010886 | 0.0011244 | 0.0011574 | 0.001181 | 0.0012049 | 0.0012093 | 0.0012267 | 0.0012307 | 0.0012216 | 0.0012126 | 0.0012035 | 0.0011944 | 0.0011853 | 0.0011762 | 0.0011672 | 0.0011581 | 0.001149 | 0.0011399 | 0.0011308 | 0.0011218 | 44906.1835 | 11656.0164 | 762.8189 | 198.0001
| CLC013-155049582 | 25 | CLC013 | CLC | 0 | 0 | 0.0011072 | 0.0011314 | 0.0011525 | 0.0011638 | 0.0011751 | 0.0011881 | 0.001214 | 0.0012269 | 0.0012269 | 0.0012269 | 0.0012269 | 0.0012269 | 0.0012269 | 0.0012269 | 0.0012269 | 0.0012269 | 0.0012269 | 0.0012269 | 0.0012269 | 0.0012269 | 0.012793 | 0.013011 | 0.013229 | 0.013447 | 0.013665 | 0.013364 | 0.013063 | 0.012761 | 0.01246 | 0.012159 | 0.011858 | 0.011556 | 0.011255 | 0.010954 | 0.010653 | 0.010352 | 0.01005 | 0.0097491 | 0.0094479 | 0.0091467 | 0.00041075 | 0.00042691 | 0.00044214 | 0.00045384 | 0.00046569 | 0.00046044 | 0.00045988 | 0.00045406 | 0.00044335 | 0.00043263 | 0.00042191 | 0.00041119 | 0.00040047 | 0.00038976 | 0.00037904 | 0.00036832 | 0.0003576 | 0.00034688 | 0.00033617 | 0.00032545 | 44906.1835 | 11656.0164 | 270.2585 | 70.1493
| CLC013-155079387 | 16 | CLC013 | CLC | 0 | 0 | 0.0011072 | 0.0011314 | 0.0011525 | 0.0011638 | 0.0011751 | 0.0011881 | 0.001214 | 0.0012269 | 0.0012269 | 0.0012269 | 0.0012269 | 0.0012269 | 0.0012269 | 0.0012269 | 0.0012269 | 0.0012269 | 0.0012269 | 0.0012269 | 0.0012269 | 0.0012269 | 0.0031291 | 0.0031653 | 0.0032015 | 0.0032376 | 0.0032738 | 0.0032281 | 0.0031823 | 0.0031366 | 0.0030909 | 0.0030452 | 0.0029995 | 0.0029538 | 0.0029081 | 0.0028624 | 0.0028167 | 0.0027709 | 0.0027252 | 0.0026795 | 0.0026338 | 0.0025881 | 0.00010047 | 0.00010386 | 0.000107 | 0.00010927 | 0.00011157 | 0.00011122 | 0.00011204 | 0.0001116 | 0.00010998 | 0.00010835 | 0.00010673 | 0.0001051 | 0.00010347 | 0.00010185 | 0.00010022 | 9.8593e-05 | 9.6967e-05 | 9.5341e-05 | 9.3714e-05 | 9.2088e-05 | 44906.1835 | 11656.0164 | 68.0385 | 17.6603
| CLC013-155079659 | 23 | CLC013 | CLC | 0 | 0 | 0.0011072 | 0.0011314 | 0.0011525 | 0.0011638 | 0.0011751 | 0.0011881 | 0.001214 | 0.0012269 | 0.0012269 | 0.0012269 | 0.0012269 | 0.0012269 | 0.0012269 | 0.0012269 | 0.0012269 | 0.0012269 | 0.0012269 | 0.0012269 | 0.0012269 | 0.0012269 | 0.029883 | 0.030177 | 0.030471 | 0.030765 | 0.031058 | 0.030875 | 0.030691 | 0.030508 | 0.030324 | 0.030141 | 0.029957 | 0.029774 | 0.02959 | 0.029406 | 0.029223 | 0.029039 | 0.028856 | 0.028672 | 0.028489 | 0.028305 | 0.00095948 | 0.00099016 | 0.0010184 | 0.0010383 | 0.0010584 | 0.0010638 | 0.0010805 | 0.0010855 | 0.001079 | 0.0010724 | 0.0010659 | 0.0010594 | 0.0010528 | 0.0010463 | 0.0010398 | 0.0010332 | 0.0010267 | 0.0010202 | 0.0010137 | 0.0010071 | 44906.1835 | 11656.0164 | 675.1751 | 175.251
| CLC013-161744857 | 350 | CLC013 | CLC | 0 | 0 | 0.0011072 | 0.0011314 | 0.0011525 | 0.0011638 | 0.0011751 | 0.0011881 | 0.001214 | 0.0012269 | 0.0012269 | 0.0012269 | 0.0012269 | 0.0012269 | 0.0012269 | 0.0012269 | 0.0012269 | 0.0012269 | 0.0012269 | 0.0012269 | 0.0012269 | 0.0012269 | 35.7129 | 35.9291 | 36.1453 | 36.3615 | 36.5777 | 36.3942 | 36.2107 | 36.0273 | 35.8438 | 35.6603 | 35.4768 | 35.2933 | 35.1098 | 34.9263 | 34.7429 | 34.5594 | 34.3759 | 34.1924 | 34.0089 | 33.8254 | 1.1466 | 1.1789 | 1.208 | 1.2272 | 1.2465 | 1.2539 | 1.2748 | 1.2819 | 1.2754 | 1.2688 | 1.2623 | 1.2558 | 1.2492 | 1.2427 | 1.2362 | 1.2297 | 1.2231 | 1.2166 | 1.2101 | 1.2035 | 44906.1835 | 11656.0164 | 800761.1645 | 207848.5531
| CLC013-24598538 | 68 | CLC013 | CLC | 0 | 0 | 0.0011072 | 0.0011314 | 0.0011525 | 0.0011638 | 0.0011751 | 0.0011881 | 0.001214 | 0.0012269 | 0.0012269 | 0.0012269 | 0.0012269 | 0.0012269 | 0.0012269 | 0.0012269 | 0.0012269 | 0.0012269 | 0.0012269 | 0.0012269 | 0.0012269 | 0.0012269 | 0.08382 | 0.08453 | 0.085239 | 0.085949 | 0.086658 | 0.086158 | 0.085658 | 0.085158 | 0.084657 | 0.084157 | 0.083657 | 0.083157 | 0.082657 | 0.082157 | 0.081657 | 0.081156 | 0.080656 | 0.080156 | 0.079656 | 0.079156 | 0.0026913 | 0.0027736 | 0.0028488 | 0.0029008 | 0.0029532 | 0.0029685 | 0.0030156 | 0.00303 | 0.0030122 | 0.0029944 | 0.0029766 | 0.0029588 | 0.002941 | 0.0029232 | 0.0029054 | 0.0028876 | 0.0028698 | 0.002852 | 0.0028342 | 0.0028165 | 44906.1835 | 11656.0164 | 1886.7796 | 489.7395
| CLC013-24598566 | 64 | CLC013 | CLC | 0 | 0 | 0.0011072 | 0.0011314 | 0.0011525 | 0.0011638 | 0.0011751 | 0.0011881 | 0.001214 | 0.0012269 | 0.0012269 | 0.0012269 | 0.0012269 | 0.0012269 | 0.0012269 | 0.0012269 | 0.0012269 | 0.0012269 | 0.0012269 | 0.0012269 | 0.0012269 | 0.0012269 | 0.17758 | 0.17869 | 0.17979 | 0.1809 | 0.182 | 0.18122 | 0.18043 | 0.17964 | 0.17885 | 0.17807 | 0.17728 | 0.17649 | 0.1757 | 0.17491 | 0.17413 | 0.17334 | 0.17255 | 0.17176 | 0.17097 | 0.17019 | 0.0057017 | 0.005863 | 0.006009 | 0.0061054 | 0.0062025 | 0.0062437 | 0.0063521 | 0.0063918 | 0.0063638 | 0.0063357 | 0.0063077 | 0.0062797 | 0.0062516 | 0.0062236 | 0.0061956 | 0.0061675 | 0.0061395 | 0.0061115 | 0.0060834 | 0.0060554 | 44906.1835 | 11656.0164 | 3998.5431 | 1037.8768
| CLC013-24602770 | 220 | CLC013 | CLC | 0 | 0 | 0.0011072 | 0.0011314 | 0.0011525 | 0.0011638 | 0.0011751 | 0.0011881 | 0.001214 | 0.0012269 | 0.0012269 | 0.0012269 | 0.0012269 | 0.0012269 | 0.0012269 | 0.0012269 | 0.0012269 | 0.0012269 | 0.0012269 | 0.0012269 | 0.0012269 | 0.0012269 | 5.8443 | 5.9141 | 5.9839 | 6.0536 | 6.1234 | 6.0294 | 5.9355 | 5.8415 | 5.7475 | 5.6536 | 5.5596 | 5.4656 | 5.3716 | 5.2777 | 5.1837 | 5.0897 | 4.9958 | 4.9018 | 4.8078 | 4.7139 | 0.18765 | 0.19405 | 0.19999 | 0.20431 | 0.20868 | 0.20774 | 0.20896 | 0.20785 | 0.2045 | 0.20116 | 0.19782 | 0.19447 | 0.19113 | 0.18779 | 0.18444 | 0.1811 | 0.17775 | 0.17441 | 0.17107 | 0.16772 | 44906.1835 | 11656.0164 | 126250.1345 | 32769.9556
| CLC013-24602784 | 227 | CLC013 | CLC | 0 | 0 | 0.0011072 | 0.0011314 | 0.0011525 | 0.0011638 | 0.0011751 | 0.0011881 | 0.001214 | 0.0012269 | 0.0012269 | 0.0012269 | 0.0012269 | 0.0012269 | 0.0012269 | 0.0012269 | 0.0012269 | 0.0012269 | 0.0012269 | 0.0012269 | 0.0012269 | 0.0012269 | 6.5474 | 6.6089 | 6.6704 | 6.7319 | 6.7933 | 6.7053 | 6.6172 | 6.5292 | 6.4411 | 6.353 | 6.265 | 6.1769 | 6.0889 | 6.0008 | 5.9127 | 5.8247 | 5.7366 | 5.6486 | 5.5605 | 5.4725 | 0.21022 | 0.21685 | 0.22294 | 0.2272 | 0.23151 | 0.23103 | 0.23296 | 0.23231 | 0.22918 | 0.22605 | 0.22291 | 0.21978 | 0.21665 | 0.21352 | 0.21038 | 0.20725 | 0.20412 | 0.20098 | 0.19785 | 0.19472 | 44906.1835 | 11656.0164 | 142162.5575 | 36900.2434
| CLC013-40996443 | 233 | CLC013 | CLC | 0 | 0 | 0.0011072 | 0.0011314 | 0.0011525 | 0.0011638 | 0.0011751 | 0.0011881 | 0.001214 | 0.0012269 | 0.0012269 | 0.0012269 | 0.0012269 | 0.0012269 | 0.0012269 | 0.0012269 | 0.0012269 | 0.0012269 | 0.0012269 | 0.0012269 | 0.0012269 | 0.0012269 | 14.4298 | 14.4617 | 14.4936 | 14.5255 | 14.5574 | 14.489 | 14.4206 | 14.3523 | 14.2839 | 14.2156 | 14.1472 | 14.0788 | 14.0105 | 13.9421 | 13.8738 | 13.8054 | 13.737 | 13.6687 | 13.6003 | 13.5319 | 0.4633 | 0.47451 | 0.4844 | 0.49024 | 0.4961 | 0.49921 | 0.50769 | 0.51067 | 0.50824 | 0.50581 | 0.50337 | 0.50094 | 0.49851 | 0.49608 | 0.49364 | 0.49121 | 0.48878 | 0.48635 | 0.48391 | 0.48148 | 44906.1835 | 11656.0164 | 319987.547 | 83057.1606
| CLC013-77737876 | 21 | CLC013 | CLC | 0 | 0 | 0.0011072 | 0.0011314 | 0.0011525 | 0.0011638 | 0.0011751 | 0.0011881 | 0.001214 | 0.0012269 | 0.0012269 | 0.0012269 | 0.0012269 | 0.0012269 | 0.0012269 | 0.0012269 | 0.0012269 | 0.0012269 | 0.0012269 | 0.0012269 | 0.0012269 | 0.0012269 | 0.0017487 | 0.0017571 | 0.0017655 | 0.0017738 | 0.0017822 | 0.0017764 | 0.0017706 | 0.0017647 | 0.0017589 | 0.0017531 | 0.0017472 | 0.0017414 | 0.0017356 | 0.0017298 | 0.0017239 | 0.0017181 | 0.0017123 | 0.0017065 | 0.0017006 | 0.0016948 | 5.6146e-05 | 5.7652e-05 | 5.9005e-05 | 5.9868e-05 | 6.0736e-05 | 6.1205e-05 | 6.2334e-05 | 6.2791e-05 | 6.2584e-05 | 6.2376e-05 | 6.2169e-05 | 6.1962e-05 | 6.1754e-05 | 6.1547e-05 | 6.134e-05 | 6.1132e-05 | 6.0925e-05 | 6.0718e-05 | 6.051e-05 | 6.0303e-05 | 44906.1835 | 11656.0164 | 39.4073 | 10.2287
| CLC013-77738225 | 12 | CLC013 | CLC | 0 | 0 | 0.0011072 | 0.0011314 | 0.0011525 | 0.0011638 | 0.0011751 | 0.0011881 | 0.001214 | 0.0012269 | 0.0012269 | 0.0012269 | 0.0012269 | 0.0012269 | 0.0012269 | 0.0012269 | 0.0012269 | 0.0012269 | 0.0012269 | 0.0012269 | 0.0012269 | 0.0012269 | 0.0001395 | 0.0001395 | 0.0001395 | 0.0001395 | 0.0001395 | 0.0001395 | 0.0001395 | 0.0001395 | 0.0001395 | 0.0001395 | 0.0001395 | 0.0001395 | 0.0001395 | 0.0001395 | 0.0001395 | 0.0001395 | 0.0001395 | 0.0001395 | 0.0001395 | 0.0001395 | 4.479e-06 | 4.5772e-06 | 4.6623e-06 | 4.7082e-06 | 4.754e-06 | 4.8064e-06 | 4.9112e-06 | 4.9636e-06 | 4.9636e-06 | 4.9636e-06 | 4.9636e-06 | 4.9636e-06 | 4.9636e-06 | 4.9636e-06 | 4.9636e-06 | 4.9636e-06 | 4.9636e-06 | 4.9636e-06 | 4.9636e-06 | 4.9636e-06 | 44906.1835 | 11656.0164 | 3.1466 | 0.81674
| CLC014-119350337 | 56 | CLC014 | CLC | 0 | 0 | 0.0025459 | 0.002566 | 0.0025794 | 0.002576 | 0.0025727 | 0.0025794 | 0.0026061 | 0.0026027 | 0.0026027 | 0.0026027 | 0.0026027 | 0.0026027 | 0.0026027 | 0.0026027 | 0.0026027 | 0.0026027 | 0.0026027 | 0.0026027 | 0.0026027 | 0.0026027 | 0 | 0 | 0 | 0 | 0 | 0 | 0 | 0 | 0 | 0 | 0 | 0 | 0 | 0 | 0 | 0 | 0 | 0 | 0 | 0 | 0 | 0 | 0 | 0 | 0 | 0 | 0 | 0 | 0 | 0 | 0 | 0 | 0 | 0 | 0 | 0 | 0 | 0 | 0 | 0 | 44906.1835 | 11656.0164 | 0 | 0
| CLC014-161744928 | 84 | CLC014 | CLC | 0 | 0 | 0.0025459 | 0.002566 | 0.0025794 | 0.002576 | 0.0025727 | 0.0025794 | 0.0026061 | 0.0026027 | 0.0026027 | 0.0026027 | 0.0026027 | 0.0026027 | 0.0026027 | 0.0026027 | 0.0026027 | 0.0026027 | 0.0026027 | 0.0026027 | 0.0026027 | 0.0026027 | 21.6312 | 21.8019 | 21.9726 | 22.1433 | 22.3139 | 22.1925 | 22.0711 | 21.9496 | 21.8282 | 21.7067 | 21.5853 | 21.4638 | 21.3424 | 21.221 | 21.0995 | 20.9781 | 20.8566 | 20.7352 | 20.6137 | 20.4923 | 1.5971 | 1.6224 | 1.6436 | 1.6542 | 1.6648 | 1.66 | 1.668 | 1.6567 | 1.6476 | 1.6384 | 1.6292 | 1.6201 | 1.6109 | 1.6017 | 1.5926 | 1.5834 | 1.5742 | 1.5651 | 1.5559 | 1.5467 | 44906.1835 | 11656.0164 | 1053094.203 | 273345.0573
| CME014-15423823 | 0 | CME014 | CME | 0 | 0 | 0.0017069 | 0.0017365 | 0.0017594 | 0.0017702 | 0.0017877 | 0.0018133 | 0.0018402 | 0.0018631 | 0.0018631 | 0.0018631 | 0.0018631 | 0.0018631 | 0.0018631 | 0.0018631 | 0.0018631 | 0.0018631 | 0.0018631 | 0.0018631 | 0.0018631 | 0.0018631 | 0 | 0 | 0 | 0 | 0 | 0 | 0 | 0 | 0 | 0 | 0 | 0 | 0 | 0 | 0 | 0 | 0 | 0 | 0 | 0 | 0 | 0 | 0 | 0 | 0 | 0 | 0 | 0 | 0 | 0 | 0 | 0 | 0 | 0 | 0 | 0 | 0 | 0 | 0 | 0 | 46875.2879 | 12543.5407 | 0 | 0
| CME014-15423849 | 204 | CME014 | CME | 0 | 12 | 0.0017069 | 0.0017365 | 0.0017594 | 0.0017702 | 0.0017877 | 0.0018133 | 0.0018402 | 0.0018631 | 0.0018631 | 0.0018631 | 0.0018631 | 0.0018631 | 0.0018631 | 0.0018631 | 0.0018631 | 0.0018631 | 0.0018631 | 0.0018631 | 0.0018631 | 0.0018631 | 169.8191 | 170.6824 | 171.5457 | 172.4091 | 173.2724 | 174.0323 | 174.7921 | 175.552 | 176.3119 | 177.0717 | 177.8316 | 178.5914 | 179.3513 | 180.1112 | 180.871 | 181.6309 | 182.3908 | 183.1506 | 183.9105 | 184.6704 | 8.4058 | 8.5953 | 8.7527 | 8.8506 | 8.9829 | 9.1515 | 9.3281 | 9.4852 | 9.5263 | 9.5673 | 9.6084 | 9.6494 | 9.6905 | 9.7315 | 9.7726 | 9.8136 | 9.8547 | 9.8958 | 9.9368 | 9.9779 | 46875.2879 | 12543.5407 | 6330062.4238 | 1693886.0365
| CME014-24612269 | 41 | CME014 | CME | 0 | 0 | 0.0017069 | 0.0017365 | 0.0017594 | 0.0017702 | 0.0017877 | 0.0018133 | 0.0018402 | 0.0018631 | 0.0018631 | 0.0018631 | 0.0018631 | 0.0018631 | 0.0018631 | 0.0018631 | 0.0018631 | 0.0018631 | 0.0018631 | 0.0018631 | 0.0018631 | 0.0018631 | 0 | 0 | 0 | 0 | 0 | 0 | 0 | 0 | 0 | 0 | 0 | 0 | 0 | 0 | 0 | 0 | 0 | 0 | 0 | 0 | 0 | 0 | 0 | 0 | 0 | 0 | 0 | 0 | 0 | 0 | 0 | 0 | 0 | 0 | 0 | 0 | 0 | 0 | 0 | 0 | 46875.2879 | 12543.5407 | 0 | 0
| CME015-15423773 | 229 | CME015 | CME | 0 | 0 | 0.0035434 | 0.0035717 | 0.0036 | 0.003596 | 0.0035879 | 0.0036242 | 0.0036687 | 0.0036848 | 0.0036848 | 0.0036848 | 0.0036848 | 0.0036848 | 0.0036848 | 0.0036848 | 0.0036848 | 0.0036848 | 0.0036848 | 0.0036848 | 0.0036848 | 0.0036848 | 5.1516 | 5.1895 | 5.2275 | 5.2655 | 5.3034 | 5.3348 | 5.3661 | 5.3975 | 5.4289 | 5.4602 | 5.4916 | 5.523 | 5.5543 | 5.5857 | 5.6171 | 5.6484 | 5.6798 | 5.7112 | 5.7425 | 5.7739 | 0.52938 | 0.53753 | 0.54575 | 0.5491 | 0.55181 | 0.5607 | 0.57091 | 0.57678 | 0.58013 | 0.58348 | 0.58684 | 0.59019 | 0.59354 | 0.59689 | 0.60024 | 0.60359 | 0.60695 | 0.6103 | 0.61365 | 0.617 | 46875.2879 | 12543.5407 | 389805.4917 | 104309.5684
| CME015-182988165 | 113 | CME015 | CME | 0 | 0 | 0.0035434 | 0.0035717 | 0.0036 | 0.003596 | 0.0035879 | 0.0036242 | 0.0036687 | 0.0036848 | 0.0036848 | 0.0036848 | 0.0036848 | 0.0036848 | 0.0036848 | 0.0036848 | 0.0036848 | 0.0036848 | 0.0036848 | 0.0036848 | 0.0036848 | 0.0036848 | 9.7716 | 9.8314 | 9.8913 | 9.9512 | 10.0111 | 10.0632 | 10.1153 | 10.1674 | 10.2195 | 10.2716 | 10.3237 | 10.3758 | 10.4279 | 10.48 | 10.5321 | 10.5843 | 10.6364 | 10.6885 | 10.7406 | 10.7927 | 1.0041 | 1.0183 | 1.0327 | 1.0377 | 1.0416 | 1.0577 | 1.0762 | 1.0865 | 1.0921 | 1.0976 | 1.1032 | 1.1088 | 1.1143 | 1.1199 | 1.1255 | 1.131 | 1.1366 | 1.1422 | 1.1477 | 1.1533 | 46875.2879 | 12543.5407 | 733783.8345 | 196356.0717
| CME016-142932211 | 1 | CME016 | CME | 0 | 0 | 0.0017556 | 0.0017836 | 0.0018116 | 0.0018246 | 0.0018396 | 0.0018731 | 0.0019179 | 0.0019366 | 0.0019366 | 0.0019366 | 0.0019366 | 0.0019366 | 0.0019366 | 0.0019366 | 0.0019366 | 0.0019366 | 0.0019366 | 0.0019366 | 0.0019366 | 0.0019366 | 0 | 0 | 0 | 0 | 0 | 0 | 0 | 0 | 0 | 0 | 0 | 0 | 0 | 0 | 0 | 0 | 0 | 0 | 0 | 0 | 0 | 0 | 0 | 0 | 0 | 0 | 0 | 0 | 0 | 0 | 0 | 0 | 0 | 0 | 0 | 0 | 0 | 0 | 0 | 0 | 46875.2879 | 12543.5407 | 0 | 0
| CME016-142932557 | 49 | CME016 | CME | 0 | 0 | 0.0017556 | 0.0017836 | 0.0018116 | 0.0018246 | 0.0018396 | 0.0018731 | 0.0019179 | 0.0019366 | 0.0019366 | 0.0019366 | 0.0019366 | 0.0019366 | 0.0019366 | 0.0019366 | 0.0019366 | 0.0019366 | 0.0019366 | 0.0019366 | 0.0019366 | 0.0019366 | 0.050781 | 0.051092 | 0.051403 | 0.051715 | 0.052026 | 0.052422 | 0.052819 | 0.053216 | 0.053612 | 0.054009 | 0.054406 | 0.054802 | 0.055199 | 0.055595 | 0.055992 | 0.056389 | 0.056785 | 0.057182 | 0.057578 | 0.057975 | 0.0025854 | 0.0026427 | 0.0027005 | 0.0027364 | 0.0027754 | 0.0028476 | 0.0029378 | 0.0029886 | 0.0030109 | 0.0030332 | 0.0030554 | 0.0030777 | 0.0031 | 0.0031223 | 0.0031445 | 0.0031668 | 0.0031891 | 0.0032114 | 0.0032336 | 0.0032559 | 46875.2879 | 12543.5407 | 2000.2855 | 535.2642
| CME016-142932825 | 88 | CME016 | CME | 0 | 0 | 0.0017556 | 0.0017836 | 0.0018116 | 0.0018246 | 0.0018396 | 0.0018731 | 0.0019179 | 0.0019366 | 0.0019366 | 0.0019366 | 0.0019366 | 0.0019366 | 0.0019366 | 0.0019366 | 0.0019366 | 0.0019366 | 0.0019366 | 0.0019366 | 0.0019366 | 0.0019366 | 0.03518 | 0.035414 | 0.035647 | 0.03588 | 0.036113 | 0.036299 | 0.036486 | 0.036672 | 0.036858 | 0.037044 | 0.03723 | 0.037416 | 0.037602 | 0.037788 | 0.037974 | 0.03816 | 0.038346 | 0.038532 | 0.038718 | 0.038904 | 0.0017911 | 0.0018317 | 0.0018727 | 0.0018986 | 0.0019265 | 0.0019718 | 0.0020293 | 0.0020595 | 0.0020699 | 0.0020804 | 0.0020908 | 0.0021013 | 0.0021117 | 0.0021222 | 0.0021326 | 0.0021431 | 0.0021535 | 0.002164 | 0.0021744 | 0.0021849 | 46875.2879 | 12543.5407 | 1371.0372 | 366.8812
| CME016-142933135 | 48 | CME016 | CME | 0 | 0 | 0.0017556 | 0.0017836 | 0.0018116 | 0.0018246 | 0.0018396 | 0.0018731 | 0.0019179 | 0.0019366 | 0.0019366 | 0.0019366 | 0.0019366 | 0.0019366 | 0.0019366 | 0.0019366 | 0.0019366 | 0.0019366 | 0.0019366 | 0.0019366 | 0.0019366 | 0.0019366 | 0.085005 | 0.085505 | 0.086004 | 0.086504 | 0.087003 | 0.087807 | 0.08861 | 0.089414 | 0.090217 | 0.091021 | 0.091824 | 0.092628 | 0.093431 | 0.094235 | 0.095038 | 0.095842 | 0.096645 | 0.097449 | 0.098252 | 0.099056 | 0.0043278 | 0.0044226 | 0.0045183 | 0.0045773 | 0.0046414 | 0.0047697 | 0.0049284 | 0.0050215 | 0.0050666 | 0.0051118 | 0.0051569 | 0.005202 | 0.0052471 | 0.0052923 | 0.0053374 | 0.0053825 | 0.0054276 | 0.0054728 | 0.0055179 | 0.005563 | 46875.2879 | 12543.5407 | 3372.3639 | 902.424
| CME016-154143626 | 121 | CME016 | CME | 0 | 0 | 0.0017556 | 0.0017836 | 0.0018116 | 0.0018246 | 0.0018396 | 0.0018731 | 0.0019179 | 0.0019366 | 0.0019366 | 0.0019366 | 0.0019366 | 0.0019366 | 0.0019366 | 0.0019366 | 0.0019366 | 0.0019366 | 0.0019366 | 0.0019366 | 0.0019366 | 0.0019366 | 3.1758 | 3.1899 | 3.204 | 3.2181 | 3.2322 | 3.2675 | 3.3029 | 3.3383 | 3.3737 | 3.409 | 3.4444 | 3.4798 | 3.5151 | 3.5505 | 3.5859 | 3.6213 | 3.6566 | 3.692 | 3.7274 | 3.7627 | 0.16169 | 0.16499 | 0.16832 | 0.17028 | 0.17243 | 0.1775 | 0.18371 | 0.18748 | 0.18947 | 0.19145 | 0.19344 | 0.19543 | 0.19741 | 0.1994 | 0.20138 | 0.20337 | 0.20536 | 0.20734 | 0.20933 | 0.21132 | 46875.2879 | 12543.5407 | 126441.2533 | 33834.907
| CME016-15423749 | 294 | CME016 | CME | 0 | 20 | 0.0017556 | 0.0017836 | 0.0018116 | 0.0018246 | 0.0018396 | 0.0018731 | 0.0019179 | 0.0019366 | 0.0019366 | 0.0019366 | 0.0019366 | 0.0019366 | 0.0019366 | 0.0019366 | 0.0019366 | 0.0019366 | 0.0019366 | 0.0019366 | 0.0019366 | 0.0019366 | 122.858 | 123.4715 | 124.085 | 124.6985 | 125.312 | 125.8108 | 126.3095 | 126.8083 | 127.3071 | 127.8059 | 128.3046 | 128.8034 | 129.3022 | 129.801 | 130.2997 | 130.7985 | 131.2973 | 131.7961 | 132.2948 | 132.7936 | 6.255 | 6.3864 | 6.5189 | 6.5983 | 6.685 | 6.8342 | 7.0253 | 7.1216 | 7.1496 | 7.1776 | 7.2056 | 7.2337 | 7.2617 | 7.2897 | 7.3177 | 7.3457 | 7.3737 | 7.4017 | 7.4297 | 7.4577 | 46875.2879 | 12543.5407 | 4733892.7655 | 1266760.7864
| CME016-163066872 | 79 | CME016 | CME | 0 | 0 | 0.0017556 | 0.0017836 | 0.0018116 | 0.0018246 | 0.0018396 | 0.0018731 | 0.0019179 | 0.0019366 | 0.0019366 | 0.0019366 | 0.0019366 | 0.0019366 | 0.0019366 | 0.0019366 | 0.0019366 | 0.0019366 | 0.0019366 | 0.0019366 | 0.0019366 | 0.0019366 | 0.0012425 | 0.0012535 | 0.0012645 | 0.0012754 | 0.0012864 | 0.001303 | 0.0013195 | 0.0013361 | 0.0013526 | 0.0013692 | 0.0013858 | 0.0014023 | 0.0014189 | 0.0014354 | 0.001452 | 0.0014686 | 0.0014851 | 0.0015017 | 0.0015182 | 0.0015348 | 6.3259e-05 | 6.4835e-05 | 6.6429e-05 | 6.7488e-05 | 6.8626e-05 | 7.0778e-05 | 7.3391e-05 | 7.5035e-05 | 7.5965e-05 | 7.6895e-05 | 7.7825e-05 | 7.8755e-05 | 7.9685e-05 | 8.0615e-05 | 8.1545e-05 | 8.2475e-05 | 8.3405e-05 | 8.4335e-05 | 8.5265e-05 | 8.6195e-05 | 46875.2879 | 12543.5407 | 50.6743 | 13.5601
| CME016-171344649 | 0 | CME016 | CME | 0 | 0 | 0.0017556 | 0.0017836 | 0.0018116 | 0.0018246 | 0.0018396 | 0.0018731 | 0.0019179 | 0.0019366 | 0.0019366 | 0.0019366 | 0.0019366 | 0.0019366 | 0.0019366 | 0.0019366 | 0.0019366 | 0.0019366 | 0.0019366 | 0.0019366 | 0.0019366 | 0.0019366 | 0 | 0 | 0 | 0 | 0 | 0 | 0 | 0 | 0 | 0 | 0 | 0 | 0 | 0 | 0 | 0 | 0 | 0 | 0 | 0 | 0 | 0 | 0 | 0 | 0 | 0 | 0 | 0 | 0 | 0 | 0 | 0 | 0 | 0 | 0 | 0 | 0 | 0 | 0 | 0 | 46875.2879 | 12543.5407 | 0 | 0
| CME016-24605950 | 49 | CME016 | CME | 0 | 0 | 0.0017556 | 0.0017836 | 0.0018116 | 0.0018246 | 0.0018396 | 0.0018731 | 0.0019179 | 0.0019366 | 0.0019366 | 0.0019366 | 0.0019366 | 0.0019366 | 0.0019366 | 0.0019366 | 0.0019366 | 0.0019366 | 0.0019366 | 0.0019366 | 0.0019366 | 0.0019366 | 0.055418 | 0.055792 | 0.056167 | 0.056541 | 0.056915 | 0.057432 | 0.057949 | 0.058466 | 0.058983 | 0.059499 | 0.060016 | 0.060533 | 0.06105 | 0.061567 | 0.062084 | 0.062601 | 0.063118 | 0.063635 | 0.064152 | 0.064668 | 0.0028215 | 0.0028858 | 0.0029507 | 0.0029918 | 0.0030362 | 0.0031197 | 0.0032231 | 0.0032835 | 0.0033125 | 0.0033415 | 0.0033705 | 0.0033996 | 0.0034286 | 0.0034576 | 0.0034867 | 0.0035157 | 0.0035447 | 0.0035737 | 0.0036028 | 0.0036318 | 46875.2879 | 12543.5407 | 2203.3444 | 589.6015
| CME016-68675557 | 28 | CME016 | CME | 0 | 0 | 0.0017556 | 0.0017836 | 0.0018116 | 0.0018246 | 0.0018396 | 0.0018731 | 0.0019179 | 0.0019366 | 0.0019366 | 0.0019366 | 0.0019366 | 0.0019366 | 0.0019366 | 0.0019366 | 0.0019366 | 0.0019366 | 0.0019366 | 0.0019366 | 0.0019366 | 0.0019366 | 0.76698 | 0.77192 | 0.77686 | 0.78179 | 0.78673 | 0.79413 | 0.80153 | 0.80892 | 0.81632 | 0.82372 | 0.83112 | 0.83852 | 0.84592 | 0.85331 | 0.86071 | 0.86811 | 0.87551 | 0.88291 | 0.89031 | 0.8977 | 0.039049 | 0.039927 | 0.040812 | 0.041368 | 0.04197 | 0.043138 | 0.04458 | 0.04543 | 0.045845 | 0.046261 | 0.046676 | 0.047092 | 0.047507 | 0.047923 | 0.048338 | 0.048753 | 0.049169 | 0.049584 | 0.05 | 0.050415 | 46875.2879 | 12543.5407 | 30510.4166 | 8164.4011
| CME021-15423551 | 0 | CME021 | CME | 0 | 0 | 0.0017185 | 0.001728 | 0.0017304 | 0.0017256 | 0.0017208 | 0.001728 | 0.00174 | 0.0017376 | 0.0017376 | 0.0017376 | 0.0017376 | 0.0017376 | 0.0017376 | 0.0017376 | 0.0017376 | 0.0017376 | 0.0017376 | 0.0017376 | 0.0017376 | 0.0017376 | 0 | 0 | 0 | 0 | 0 | 0 | 0 | 0 | 0 | 0 | 0 | 0 | 0 | 0 | 0 | 0 | 0 | 0 | 0 | 0 | 0 | 0 | 0 | 0 | 0 | 0 | 0 | 0 | 0 | 0 | 0 | 0 | 0 | 0 | 0 | 0 | 0 | 0 | 0 | 0 | 46875.2879 | 12543.5407 | 0 | 0
| CME021-15423564 | 76 | CME021 | CME | 0 | 0 | 0.0017185 | 0.001728 | 0.0017304 | 0.0017256 | 0.0017208 | 0.001728 | 0.00174 | 0.0017376 | 0.0017376 | 0.0017376 | 0.0017376 | 0.0017376 | 0.0017376 | 0.0017376 | 0.0017376 | 0.0017376 | 0.0017376 | 0.0017376 | 0.0017376 | 0.0017376 | 9.8524 | 9.902 | 9.9517 | 10.0013 | 10.051 | 10.0771 | 10.1033 | 10.1294 | 10.1556 | 10.1817 | 10.2078 | 10.234 | 10.2601 | 10.2863 | 10.3124 | 10.3386 | 10.3647 | 10.3909 | 10.417 | 10.4432 | 0.49099 | 0.49621 | 0.49939 | 0.5005 | 0.50159 | 0.50499 | 0.5098 | 0.51042 | 0.51173 | 0.51305 | 0.51437 | 0.51569 | 0.517 | 0.51832 | 0.51964 | 0.52096 | 0.52227 | 0.52359 | 0.52491 | 0.52623 | 46875.2879 | 12543.5407 | 345751.033 | 92520.8644
| CME021-184455628 | 55 | CME021 | CME | 0 | 0 | 0.0017185 | 0.001728 | 0.0017304 | 0.0017256 | 0.0017208 | 0.001728 | 0.00174 | 0.0017376 | 0.0017376 | 0.0017376 | 0.0017376 | 0.0017376 | 0.0017376 | 0.0017376 | 0.0017376 | 0.0017376 | 0.0017376 | 0.0017376 | 0.0017376 | 0.0017376 | 7.6129 | 7.6623 | 7.7117 | 7.7611 | 7.8105 | 7.8573 | 7.9041 | 7.9509 | 7.9977 | 8.0446 | 8.0914 | 8.1382 | 8.185 | 8.2318 | 8.2786 | 8.3254 | 8.3722 | 8.4191 | 8.4659 | 8.5127 | 0.37939 | 0.38397 | 0.38698 | 0.38839 | 0.38978 | 0.39375 | 0.39883 | 0.40064 | 0.403 | 0.40536 | 0.40772 | 0.41008 | 0.41244 | 0.4148 | 0.41716 | 0.41951 | 0.42187 | 0.42423 | 0.42659 | 0.42895 | 46875.2879 | 12543.5407 | 272982.381 | 73048.4176
| CME022-15423527 | 41 | CME022 | CME | 0 | 0 | 0.011435 | 0.011379 | 0.011313 | 0.011235 | 0.011146 | 0.01109 | 0.011046 | 0.01099 | 0.01099 | 0.01099 | 0.01099 | 0.01099 | 0.01099 | 0.01099 | 0.01099 | 0.01099 | 0.01099 | 0.01099 | 0.01099 | 0.01099 | 0.058211 | 0.058679 | 0.059147 | 0.059616 | 0.060084 | 0.060667 | 0.061249 | 0.061832 | 0.062415 | 0.062997 | 0.06358 | 0.064162 | 0.064745 | 0.065328 | 0.06591 | 0.066493 | 0.067076 | 0.067658 | 0.068241 | 0.068824 | 0.019304 | 0.019364 | 0.019404 | 0.019423 | 0.019421 | 0.019511 | 0.01962 | 0.019706 | 0.019892 | 0.020078 | 0.020264 | 0.020449 | 0.020635 | 0.020821 | 0.021006 | 0.021192 | 0.021378 | 0.021563 | 0.021749 | 0.021935 | 46875.2879 | 12543.5407 | 13671.3635 | 3658.3734
| CMN001-124828418 | 431 | CMN001 | CMN | 0 | 0 | 0.00045691 | 0.00046393 | 0.00047295 | 0.00047695 | 0.00047996 | 0.00048898 | 0.00049499 | 0.00050301 | 0.00050301 | 0.00050301 | 0.00050301 | 0.00050301 | 0.00050301 | 0.00050301 | 0.00050301 | 0.00050301 | 0.00050301 | 0.00050301 | 0.00050301 | 0.00050301 | 62.606 | 63.0895 | 63.573 | 64.0565 | 64.54 | 64.7141 | 64.8882 | 65.0624 | 65.2365 | 65.4107 | 65.5848 | 65.759 | 65.9331 | 66.1073 | 66.2814 | 66.4556 | 66.6297 | 66.8039 | 66.978 | 67.1522 | 0.82956 | 0.8488 | 0.87193 | 0.88601 | 0.89832 | 0.91767 | 0.93145 | 0.94908 | 0.95162 | 0.95416 | 0.9567 | 0.95924 | 0.96178 | 0.96432 | 0.96686 | 0.9694 | 0.97194 | 0.97448 | 0.97702 | 0.97956 | 38419.8192 | 10691.4376 | 515410.5182 | 143428.0407
| CMN001-132430534 | 123 | CMN001 | CMN | 0 | 0 | 0.00045691 | 0.00046393 | 0.00047295 | 0.00047695 | 0.00047996 | 0.00048898 | 0.00049499 | 0.00050301 | 0.00050301 | 0.00050301 | 0.00050301 | 0.00050301 | 0.00050301 | 0.00050301 | 0.00050301 | 0.00050301 | 0.00050301 | 0.00050301 | 0.00050301 | 0.00050301 | 24.8324 | 24.9976 | 25.1629 | 25.3281 | 25.4934 | 25.5564 | 25.6194 | 25.6825 | 25.7455 | 25.8085 | 25.8715 | 25.9345 | 25.9976 | 26.0606 | 26.1236 | 26.1866 | 26.2496 | 26.3127 | 26.3757 | 26.4387 | 0.32904 | 0.33632 | 0.34512 | 0.35033 | 0.35484 | 0.3624 | 0.36776 | 0.37463 | 0.37555 | 0.37647 | 0.37739 | 0.37831 | 0.37923 | 0.38015 | 0.38107 | 0.38199 | 0.38291 | 0.38383 | 0.38475 | 0.38567 | 38419.8192 | 10691.4376 | 203479.8784 | 56624.2233
| CMN001-15420462 | 238 | CMN001 | CMN | 0 | 0 | 0.00045691 | 0.00046393 | 0.00047295 | 0.00047695 | 0.00047996 | 0.00048898 | 0.00049499 | 0.00050301 | 0.00050301 | 0.00050301 | 0.00050301 | 0.00050301 | 0.00050301 | 0.00050301 | 0.00050301 | 0.00050301 | 0.00050301 | 0.00050301 | 0.00050301 | 0.00050301 | 157.9234 | 158.6808 | 159.4382 | 160.1956 | 160.9529 | 161.121 | 161.289 | 161.457 | 161.625 | 161.793 | 161.9611 | 162.1291 | 162.2971 | 162.4651 | 162.6331 | 162.8012 | 162.9692 | 163.1372 | 163.3052 | 163.4733 | 2.0926 | 2.1349 | 2.1868 | 2.2158 | 2.2403 | 2.2848 | 2.3153 | 2.3552 | 2.3577 | 2.3601 | 2.3626 | 2.365 | 2.3675 | 2.3699 | 2.3724 | 2.3748 | 2.3773 | 2.3797 | 2.3822 | 2.3846 | 38419.8192 | 10691.4376 | 1276729.4741 | 355287.2915
| CMN001-156820944 | 375 | CMN001 | CMN | 0 | 0 | 0.00045691 | 0.00046393 | 0.00047295 | 0.00047695 | 0.00047996 | 0.00048898 | 0.00049499 | 0.00050301 | 0.00050301 | 0.00050301 | 0.00050301 | 0.00050301 | 0.00050301 | 0.00050301 | 0.00050301 | 0.00050301 | 0.00050301 | 0.00050301 | 0.00050301 | 0.00050301 | 142.2185 | 142.9385 | 143.6586 | 144.3786 | 145.0986 | 145.4969 | 145.8952 | 146.2935 | 146.6918 | 147.0901 | 147.4885 | 147.8868 | 148.2851 | 148.6834 | 149.0817 | 149.48 | 149.8783 | 150.2767 | 150.675 | 151.0733 | 1.8845 | 1.9231 | 1.9703 | 1.997 | 2.0196 | 2.0632 | 2.0943 | 2.134 | 2.1398 | 2.1456 | 2.1514 | 2.1573 | 2.1631 | 2.1689 | 2.1747 | 2.1805 | 2.1863 | 2.1921 | 2.1979 | 2.2037 | 38419.8192 | 10691.4376 | 1160823.985 | 323033.2016
| CMN001-163864096 | 7 | CMN001 | CMN | 0 | 0 | 0.00045691 | 0.00046393 | 0.00047295 | 0.00047695 | 0.00047996 | 0.00048898 | 0.00049499 | 0.00050301 | 0.00050301 | 0.00050301 | 0.00050301 | 0.00050301 | 0.00050301 | 0.00050301 | 0.00050301 | 0.00050301 | 0.00050301 | 0.00050301 | 0.00050301 | 0.00050301 | 0.24895 | 0.25053 | 0.25211 | 0.25369 | 0.25527 | 0.25583 | 0.25639 | 0.25696 | 0.25752 | 0.25808 | 0.25865 | 0.25921 | 0.25977 | 0.26034 | 0.2609 | 0.26146 | 0.26203 | 0.26259 | 0.26315 | 0.26372 | 0.0032987 | 0.0033706 | 0.0034578 | 0.0035089 | 0.003553 | 0.0036278 | 0.0036805 | 0.0037483 | 0.0037565 | 0.0037647 | 0.0037729 | 0.0037811 | 0.0037894 | 0.0037976 | 0.0038058 | 0.003814 | 0.0038222 | 0.0038304 | 0.0038387 | 0.0038469 | 38419.8192 | 10691.4376 | 2035.0698 | 566.3177
| CMN001-182014538 | 100 | CMN001 | CMN | 0 | 0 | 0.00045691 | 0.00046393 | 0.00047295 | 0.00047695 | 0.00047996 | 0.00048898 | 0.00049499 | 0.00050301 | 0.00050301 | 0.00050301 | 0.00050301 | 0.00050301 | 0.00050301 | 0.00050301 | 0.00050301 | 0.00050301 | 0.00050301 | 0.00050301 | 0.00050301 | 0.00050301 | 7.1016 | 7.1631 | 7.2246 | 7.2861 | 7.3476 | 7.3473 | 7.3471 | 7.3468 | 7.3466 | 7.3463 | 7.3461 | 7.3458 | 7.3456 | 7.3453 | 7.3451 | 7.3448 | 7.3446 | 7.3443 | 7.344 | 7.3438 | 0.0941 | 0.096372 | 0.099089 | 0.10078 | 0.10227 | 0.10419 | 0.10547 | 0.10717 | 0.10717 | 0.10716 | 0.10716 | 0.10715 | 0.10715 | 0.10715 | 0.10714 | 0.10714 | 0.10714 | 0.10713 | 0.10713 | 0.10713 | 38419.8192 | 10691.4376 | 57828.919 | 16092.5869
| CMN001-73767965 | 62 | CMN001 | CMN | 0 | 0 | 0.00045691 | 0.00046393 | 0.00047295 | 0.00047695 | 0.00047996 | 0.00048898 | 0.00049499 | 0.00050301 | 0.00050301 | 0.00050301 | 0.00050301 | 0.00050301 | 0.00050301 | 0.00050301 | 0.00050301 | 0.00050301 | 0.00050301 | 0.00050301 | 0.00050301 | 0.00050301 | 0.1574 | 0.1587 | 0.16001 | 0.16132 | 0.16263 | 0.16276 | 0.16289 | 0.16301 | 0.16314 | 0.16327 | 0.1634 | 0.16353 | 0.16366 | 0.16379 | 0.16391 | 0.16404 | 0.16417 | 0.1643 | 0.16443 | 0.16456 | 0.0020856 | 0.0021352 | 0.0021946 | 0.0022313 | 0.0022636 | 0.002308 | 0.0023382 | 0.0023779 | 0.0023798 | 0.0023817 | 0.0023835 | 0.0023854 | 0.0023873 | 0.0023892 | 0.002391 | 0.0023929 | 0.0023948 | 0.0023967 | 0.0023985 | 0.0024004 | 38419.8192 | 10691.4376 | 1285.6775 | 357.7773
| CMN001-73948224 | 40 | CMN001 | CMN | 0 | 0 | 0.00045691 | 0.00046393 | 0.00047295 | 0.00047695 | 0.00047996 | 0.00048898 | 0.00049499 | 0.00050301 | 0.00050301 | 0.00050301 | 0.00050301 | 0.00050301 | 0.00050301 | 0.00050301 | 0.00050301 | 0.00050301 | 0.00050301 | 0.00050301 | 0.00050301 | 0.00050301 | 0.24432 | 0.24608 | 0.24784 | 0.24959 | 0.25135 | 0.25221 | 0.25307 | 0.25393 | 0.25479 | 0.25565 | 0.25651 | 0.25737 | 0.25823 | 0.25909 | 0.25995 | 0.26081 | 0.26167 | 0.26253 | 0.26339 | 0.26425 | 0.0032374 | 0.0033107 | 0.0033992 | 0.0034523 | 0.0034984 | 0.0035764 | 0.0036327 | 0.0037041 | 0.0037166 | 0.0037292 | 0.0037417 | 0.0037543 | 0.0037668 | 0.0037794 | 0.0037919 | 0.0038045 | 0.003817 | 0.0038296 | 0.0038422 | 0.0038547 | 38419.8192 | 10691.4376 | 2015.2662 | 560.8067
| CMN001-73948442 | 11 | CMN001 | CMN | 0 | 0 | 0.00045691 | 0.00046393 | 0.00047295 | 0.00047695 | 0.00047996 | 0.00048898 | 0.00049499 | 0.00050301 | 0.00050301 | 0.00050301 | 0.00050301 | 0.00050301 | 0.00050301 | 0.00050301 | 0.00050301 | 0.00050301 | 0.00050301 | 0.00050301 | 0.00050301 | 0.00050301 | 0.01881 | 0.01901 | 0.01921 | 0.019411 | 0.019611 | 0.019768 | 0.019924 | 0.020081 | 0.020238 | 0.020395 | 0.020551 | 0.020708 | 0.020865 | 0.021022 | 0.021179 | 0.021335 | 0.021492 | 0.021649 | 0.021806 | 0.021962 | 0.00024924 | 0.00025576 | 0.00026348 | 0.00026848 | 0.00027296 | 0.00028031 | 0.00028601 | 0.00029293 | 0.00029521 | 0.0002975 | 0.00029979 | 0.00030208 | 0.00030436 | 0.00030665 | 0.00030894 | 0.00031122 | 0.00031351 | 0.0003158 | 0.00031808 | 0.00032037 | 38419.8192 | 10691.4376 | 160.5723 | 44.6839
| CMN001-74644085 | 67 | CMN001 | CMN | 0 | 0 | 0.00045691 | 0.00046393 | 0.00047295 | 0.00047695 | 0.00047996 | 0.00048898 | 0.00049499 | 0.00050301 | 0.00050301 | 0.00050301 | 0.00050301 | 0.00050301 | 0.00050301 | 0.00050301 | 0.00050301 | 0.00050301 | 0.00050301 | 0.00050301 | 0.00050301 | 0.00050301 | 0.70799 | 0.71354 | 0.71908 | 0.72462 | 0.73017 | 0.73325 | 0.73633 | 0.73941 | 0.74249 | 0.74557 | 0.74865 | 0.75173 | 0.75481 | 0.7579 | 0.76098 | 0.76406 | 0.76714 | 0.77022 | 0.7733 | 0.77638 | 0.0093813 | 0.0095999 | 0.0098625 | 0.010023 | 0.010163 | 0.010398 | 0.01057 | 0.010786 | 0.010831 | 0.010876 | 0.010921 | 0.010966 | 0.011011 | 0.011056 | 0.0111 | 0.011145 | 0.01119 | 0.011235 | 0.01128 | 0.011325 | 38419.8192 | 10691.4376 | 5875.866 | 1635.1314
| CMN001-74644167 | 32 | CMN001 | CMN | 0 | 0 | 0.00045691 | 0.00046393 | 0.00047295 | 0.00047695 | 0.00047996 | 0.00048898 | 0.00049499 | 0.00050301 | 0.00050301 | 0.00050301 | 0.00050301 | 0.00050301 | 0.00050301 | 0.00050301 | 0.00050301 | 0.00050301 | 0.00050301 | 0.00050301 | 0.00050301 | 0.00050301 | 0.508 | 0.51177 | 0.51555 | 0.51933 | 0.5231 | 0.52367 | 0.52424 | 0.52481 | 0.52539 | 0.52596 | 0.52653 | 0.5271 | 0.52767 | 0.52824 | 0.52881 | 0.52938 | 0.52995 | 0.53052 | 0.5311 | 0.53167 | 0.0067312 | 0.0068853 | 0.007071 | 0.0071831 | 0.007281 | 0.0074259 | 0.0075254 | 0.0076556 | 0.0076639 | 0.0076722 | 0.0076805 | 0.0076889 | 0.0076972 | 0.0077055 | 0.0077139 | 0.0077222 | 0.0077305 | 0.0077389 | 0.0077472 | 0.0077555 | 38419.8192 | 10691.4376 | 4143.9609 | 1153.1782
| CMN001-74644242 | 33 | CMN001 | CMN | 0 | 0 | 0.00045691 | 0.00046393 | 0.00047295 | 0.00047695 | 0.00047996 | 0.00048898 | 0.00049499 | 0.00050301 | 0.00050301 | 0.00050301 | 0.00050301 | 0.00050301 | 0.00050301 | 0.00050301 | 0.00050301 | 0.00050301 | 0.00050301 | 0.00050301 | 0.00050301 | 0.00050301 | 0.91052 | 0.91796 | 0.9254 | 0.93284 | 0.94028 | 0.9416 | 0.94291 | 0.94423 | 0.94554 | 0.94686 | 0.94817 | 0.94949 | 0.9508 | 0.95212 | 0.95343 | 0.95474 | 0.95606 | 0.95737 | 0.95869 | 0.96 | 0.012065 | 0.01235 | 0.012692 | 0.012903 | 0.013088 | 0.013352 | 0.013535 | 0.013774 | 0.013793 | 0.013812 | 0.013831 | 0.01385 | 0.013869 | 0.013889 | 0.013908 | 0.013927 | 0.013946 | 0.013965 | 0.013985 | 0.014004 | 38419.8192 | 10691.4376 | 7457.3492 | 2075.2254
| CMN001-74644428 | 31 | CMN001 | CMN | 0 | 0 | 0.00045691 | 0.00046393 | 0.00047295 | 0.00047695 | 0.00047996 | 0.00048898 | 0.00049499 | 0.00050301 | 0.00050301 | 0.00050301 | 0.00050301 | 0.00050301 | 0.00050301 | 0.00050301 | 0.00050301 | 0.00050301 | 0.00050301 | 0.00050301 | 0.00050301 | 0.00050301 | 0.058883 | 0.059349 | 0.059814 | 0.06028 | 0.060746 | 0.060903 | 0.061061 | 0.061218 | 0.061375 | 0.061533 | 0.06169 | 0.061848 | 0.062005 | 0.062162 | 0.06232 | 0.062477 | 0.062635 | 0.062792 | 0.062949 | 0.063107 | 0.00078023 | 0.00079847 | 0.00082038 | 0.00083377 | 0.00084551 | 0.00086363 | 0.00087651 | 0.000893 | 0.00089529 | 0.00089759 | 0.00089989 | 0.00090218 | 0.00090448 | 0.00090677 | 0.00090907 | 0.00091137 | 0.00091366 | 0.00091596 | 0.00091826 | 0.00092055 | 38419.8192 | 10691.4376 | 484.7939 | 134.9081
| CMN002-138133472 | 31 | CMN002 | CMN | 0 | 0 | 0.0011641 | 0.0011705 | 0.00118 | 0.0011832 | 0.0011896 | 0.0012024 | 0.0012152 | 0.0012216 | 0.0012216 | 0.0012216 | 0.0012216 | 0.0012216 | 0.0012216 | 0.0012216 | 0.0012216 | 0.0012216 | 0.0012216 | 0.0012216 | 0.0012216 | 0.0012216 | 0.06312 | 0.063538 | 0.063957 | 0.064376 | 0.064794 | 0.064932 | 0.065069 | 0.065207 | 0.065344 | 0.065482 | 0.065619 | 0.065757 | 0.065894 | 0.066032 | 0.066169 | 0.066307 | 0.066444 | 0.066581 | 0.066719 | 0.066856 | 0.0021308 | 0.0021567 | 0.0021887 | 0.002209 | 0.0022354 | 0.0022642 | 0.0022931 | 0.0023101 | 0.0023149 | 0.0023198 | 0.0023247 | 0.0023296 | 0.0023344 | 0.0023393 | 0.0023442 | 0.002349 | 0.0023539 | 0.0023588 | 0.0023636 | 0.0023685 | 38419.8192 | 10691.4376 | 1267.2525 | 352.65
| CMN002-15420512 | 525 | CMN002 | CMN | 0 | 0 | 0.0011641 | 0.0011705 | 0.00118 | 0.0011832 | 0.0011896 | 0.0012024 | 0.0012152 | 0.0012216 | 0.0012216 | 0.0012216 | 0.0012216 | 0.0012216 | 0.0012216 | 0.0012216 | 0.0012216 | 0.0012216 | 0.0012216 | 0.0012216 | 0.0012216 | 0.0012216 | 121.8083 | 122.4279 | 123.0475 | 123.6671 | 124.2867 | 124.6614 | 125.036 | 125.4106 | 125.7852 | 126.1599 | 126.5345 | 126.9091 | 127.2837 | 127.6584 | 128.033 | 128.4076 | 128.7822 | 129.1569 | 129.5315 | 129.9061 | 4.112 | 4.1556 | 4.2108 | 4.2435 | 4.2878 | 4.347 | 4.4064 | 4.4429 | 4.4562 | 4.4695 | 4.4827 | 4.496 | 4.5093 | 4.5225 | 4.5358 | 4.5491 | 4.5624 | 4.5756 | 4.5889 | 4.6022 | 38419.8192 | 10691.4376 | 2444047.8946 | 680127.7596
| CMN002-15420523 | 1 | CMN002 | CMN | 0 | 0 | 0.0011641 | 0.0011705 | 0.00118 | 0.0011832 | 0.0011896 | 0.0012024 | 0.0012152 | 0.0012216 | 0.0012216 | 0.0012216 | 0.0012216 | 0.0012216 | 0.0012216 | 0.0012216 | 0.0012216 | 0.0012216 | 0.0012216 | 0.0012216 | 0.0012216 | 0.0012216 | 0 | 0 | 0 | 0 | 0 | 0 | 0 | 0 | 0 | 0 | 0 | 0 | 0 | 0 | 0 | 0 | 0 | 0 | 0 | 0 | 0 | 0 | 0 | 0 | 0 | 0 | 0 | 0 | 0 | 0 | 0 | 0 | 0 | 0 | 0 | 0 | 0 | 0 | 0 | 0 | 38419.8192 | 10691.4376 | 0 | 0
| CMN002-78928402 | 1 | CMN002 | CMN | 0 | 0 | 0.0011641 | 0.0011705 | 0.00118 | 0.0011832 | 0.0011896 | 0.0012024 | 0.0012152 | 0.0012216 | 0.0012216 | 0.0012216 | 0.0012216 | 0.0012216 | 0.0012216 | 0.0012216 | 0.0012216 | 0.0012216 | 0.0012216 | 0.0012216 | 0.0012216 | 0.0012216 | 0.084371 | 0.084945 | 0.085519 | 0.086093 | 0.086667 | 0.086828 | 0.08699 | 0.087152 | 0.087314 | 0.087476 | 0.087638 | 0.0878 | 0.087961 | 0.088123 | 0.088285 | 0.088447 | 0.088609 | 0.088771 | 0.088933 | 0.089094 | 0.0028481 | 0.0028833 | 0.0029266 | 0.0029542 | 0.00299 | 0.0030278 | 0.0030657 | 0.0030875 | 0.0030933 | 0.003099 | 0.0031047 | 0.0031105 | 0.0031162 | 0.0031219 | 0.0031277 | 0.0031334 | 0.0031391 | 0.0031449 | 0.0031506 | 0.0031563 | 38419.8192 | 10691.4376 | 1692.6843 | 471.0389
| CMN002-78928472 | 44 | CMN002 | CMN | 0 | 0 | 0.0011641 | 0.0011705 | 0.00118 | 0.0011832 | 0.0011896 | 0.0012024 | 0.0012152 | 0.0012216 | 0.0012216 | 0.0012216 | 0.0012216 | 0.0012216 | 0.0012216 | 0.0012216 | 0.0012216 | 0.0012216 | 0.0012216 | 0.0012216 | 0.0012216 | 0.0012216 | 0.22412 | 0.22546 | 0.22679 | 0.22813 | 0.22946 | 0.22982 | 0.23018 | 0.23054 | 0.2309 | 0.23126 | 0.23163 | 0.23199 | 0.23235 | 0.23271 | 0.23307 | 0.23343 | 0.23379 | 0.23415 | 0.23451 | 0.23487 | 0.0075659 | 0.0076528 | 0.0077612 | 0.007828 | 0.0079164 | 0.0080141 | 0.008112 | 0.0081675 | 0.0081803 | 0.008193 | 0.0082058 | 0.0082185 | 0.0082313 | 0.008244 | 0.0082568 | 0.0082695 | 0.0082823 | 0.0082951 | 0.0083078 | 0.0083206 | 38419.8192 | 10691.4376 | 4477.1929 | 1245.9098
| CMN002-87920200 | 21 | CMN002 | CMN | 0 | 0 | 0.0011641 | 0.0011705 | 0.00118 | 0.0011832 | 0.0011896 | 0.0012024 | 0.0012152 | 0.0012216 | 0.0012216 | 0.0012216 | 0.0012216 | 0.0012216 | 0.0012216 | 0.0012216 | 0.0012216 | 0.0012216 | 0.0012216 | 0.0012216 | 0.0012216 | 0.0012216 | 0.066253 | 0.066737 | 0.06722 | 0.067704 | 0.068188 | 0.068508 | 0.068829 | 0.069149 | 0.069469 | 0.06979 | 0.07011 | 0.070431 | 0.070751 | 0.071072 | 0.071392 | 0.071712 | 0.072033 | 0.072353 | 0.072674 | 0.072994 | 0.0022365 | 0.0022653 | 0.0023004 | 0.0023232 | 0.0023524 | 0.0023889 | 0.0024256 | 0.0024497 | 0.0024611 | 0.0024724 | 0.0024838 | 0.0024951 | 0.0025065 | 0.0025178 | 0.0025292 | 0.0025406 | 0.0025519 | 0.0025633 | 0.0025746 | 0.002586 | 38419.8192 | 10691.4376 | 1350.4562 | 375.8039
| CMN003-123737154 | 330 | CMN003 | CMN | 0 | 0 | 0.0011756 | 0.0011955 | 0.0012137 | 0.001227 | 0.0012386 | 0.0012585 | 0.001285 | 0.0012917 | 0.0012917 | 0.0012917 | 0.0012917 | 0.0012917 | 0.0012917 | 0.0012917 | 0.0012917 | 0.0012917 | 0.0012917 | 0.0012917 | 0.0012917 | 0.0012917 | 73.9419 | 74.3863 | 74.8306 | 75.275 | 75.7194 | 75.8163 | 75.9133 | 76.0102 | 76.1071 | 76.204 | 76.301 | 76.3979 | 76.4948 | 76.5918 | 76.6887 | 76.7856 | 76.8825 | 76.9795 | 77.0764 | 77.1733 | 2.5208 | 2.5789 | 2.6339 | 2.6785 | 2.7198 | 2.767 | 2.829 | 2.8472 | 2.8508 | 2.8545 | 2.8581 | 2.8617 | 2.8654 | 2.869 | 2.8726 | 2.8762 | 2.8799 | 2.8835 | 2.8871 | 2.8908 | 38419.8192 | 10691.4376 | 1545313.5238 | 430028.6533
| CMN003-15420636 | 0 | CMN003 | CMN | 0 | 0 | 0.0011756 | 0.0011955 | 0.0012137 | 0.001227 | 0.0012386 | 0.0012585 | 0.001285 | 0.0012917 | 0.0012917 | 0.0012917 | 0.0012917 | 0.0012917 | 0.0012917 | 0.0012917 | 0.0012917 | 0.0012917 | 0.0012917 | 0.0012917 | 0.0012917 | 0.0012917 | 0.0077718 | 0.007827 | 0.0078821 | 0.0079373 | 0.0079924 | 0.008015 | 0.0080376 | 0.0080603 | 0.0080829 | 0.0081055 | 0.0081281 | 0.0081507 | 0.0081734 | 0.008196 | 0.0082186 | 0.0082412 | 0.0082638 | 0.0082865 | 0.0083091 | 0.0083317 | 0.00026496 | 0.00027135 | 0.00027744 | 0.00028243 | 0.00028708 | 0.00029252 | 0.00029953 | 0.00030192 | 0.00030277 | 0.00030362 | 0.00030446 | 0.00030531 | 0.00030616 | 0.00030701 | 0.00030785 | 0.0003087 | 0.00030955 | 0.0003104 | 0.00031124 | 0.00031209 | 38419.8192 | 10691.4376 | 0 | 0
| CMN003-15420649 | 166 | CMN003 | CMN | 0 | 0 | 0.0011756 | 0.0011955 | 0.0012137 | 0.001227 | 0.0012386 | 0.0012585 | 0.001285 | 0.0012917 | 0.0012917 | 0.0012917 | 0.0012917 | 0.0012917 | 0.0012917 | 0.0012917 | 0.0012917 | 0.0012917 | 0.0012917 | 0.0012917 | 0.0012917 | 0.0012917 | 95.8677 | 96.4251 | 96.9825 | 97.5399 | 98.0973 | 98.2743 | 98.4512 | 98.6281 | 98.805 | 98.9819 | 99.1588 | 99.3358 | 99.5127 | 99.6896 | 99.8665 | 100.0434 | 100.2203 | 100.3972 | 100.5742 | 100.7511 | 3.2683 | 3.343 | 3.4136 | 3.4707 | 3.5236 | 3.5867 | 3.6689 | 3.6944 | 3.7011 | 3.7077 | 3.7143 | 3.7209 | 3.7276 | 3.7342 | 3.7408 | 3.7474 | 3.7541 | 3.7607 | 3.7673 | 3.7739 | 38419.8192 | 10691.4376 | 2007606.5473 | 558675.1987
| CMN003-164373106 | 234 | CMN003 | CMN | 0 | 0 | 0.0011756 | 0.0011955 | 0.0012137 | 0.001227 | 0.0012386 | 0.0012585 | 0.001285 | 0.0012917 | 0.0012917 | 0.0012917 | 0.0012917 | 0.0012917 | 0.0012917 | 0.0012917 | 0.0012917 | 0.0012917 | 0.0012917 | 0.0012917 | 0.0012917 | 0.0012917 | 11.976 | 12.0462 | 12.1164 | 12.1866 | 12.2568 | 12.2693 | 12.2818 | 12.2943 | 12.3068 | 12.3193 | 12.3318 | 12.3443 | 12.3568 | 12.3693 | 12.3818 | 12.3943 | 12.4068 | 12.4193 | 12.4318 | 12.4443 | 0.40829 | 0.41763 | 0.42647 | 0.43363 | 0.44026 | 0.44778 | 0.45769 | 0.46052 | 0.46099 | 0.46146 | 0.46192 | 0.46239 | 0.46286 | 0.46333 | 0.4638 | 0.46427 | 0.46473 | 0.4652 | 0.46567 | 0.46614 | 38419.8192 | 10691.4376 | 249830.0557 | 69522.5149
| CMN003-164373173 | 80 | CMN003 | CMN | 0 | 0 | 0.0011756 | 0.0011955 | 0.0012137 | 0.001227 | 0.0012386 | 0.0012585 | 0.001285 | 0.0012917 | 0.0012917 | 0.0012917 | 0.0012917 | 0.0012917 | 0.0012917 | 0.0012917 | 0.0012917 | 0.0012917 | 0.0012917 | 0.0012917 | 0.0012917 | 0.0012917 | 1.1097 | 1.1165 | 1.1234 | 1.1302 | 1.137 | 1.1418 | 1.1467 | 1.1515 | 1.1563 | 1.1611 | 1.1659 | 1.1708 | 1.1756 | 1.1804 | 1.1852 | 1.1901 | 1.1949 | 1.1997 | 1.2045 | 1.2093 | 0.037833 | 0.03871 | 0.039541 | 0.040216 | 0.040841 | 0.041673 | 0.042731 | 0.043132 | 0.043313 | 0.043494 | 0.043674 | 0.043855 | 0.044035 | 0.044216 | 0.044397 | 0.044577 | 0.044758 | 0.044938 | 0.045119 | 0.0453 | 38419.8192 | 10691.4376 | 23554.4544 | 6554.7154
| CMN003-75645317 | 9 | CMN003 | CMN | 0 | 0 | 0.0011756 | 0.0011955 | 0.0012137 | 0.001227 | 0.0012386 | 0.0012585 | 0.001285 | 0.0012917 | 0.0012917 | 0.0012917 | 0.0012917 | 0.0012917 | 0.0012917 | 0.0012917 | 0.0012917 | 0.0012917 | 0.0012917 | 0.0012917 | 0.0012917 | 0.0012917 | 0.014047 | 0.014118 | 0.014189 | 0.014261 | 0.014332 | 0.014404 | 0.014477 | 0.01455 | 0.014622 | 0.014695 | 0.014768 | 0.01484 | 0.014913 | 0.014985 | 0.015058 | 0.015131 | 0.015203 | 0.015276 | 0.015349 | 0.015421 | 0.0004789 | 0.00048947 | 0.00049944 | 0.00050743 | 0.00051479 | 0.00052571 | 0.0005395 | 0.000545 | 0.00054772 | 0.00055044 | 0.00055316 | 0.00055588 | 0.00055861 | 0.00056133 | 0.00056405 | 0.00056677 | 0.00056949 | 0.00057221 | 0.00057493 | 0.00057765 | 38419.8192 | 10691.4376 | 298.3227 | 83.017
| CMN003-75645537 | 19 | CMN003 | CMN | 0 | 0 | 0.0011756 | 0.0011955 | 0.0012137 | 0.001227 | 0.0012386 | 0.0012585 | 0.001285 | 0.0012917 | 0.0012917 | 0.0012917 | 0.0012917 | 0.0012917 | 0.0012917 | 0.0012917 | 0.0012917 | 0.0012917 | 0.0012917 | 0.0012917 | 0.0012917 | 0.0012917 | 0.01839 | 0.018521 | 0.018652 | 0.018783 | 0.018914 | 0.018992 | 0.01907 | 0.019148 | 0.019227 | 0.019305 | 0.019383 | 0.019461 | 0.019539 | 0.019617 | 0.019695 | 0.019773 | 0.019851 | 0.019929 | 0.020007 | 0.020086 | 0.00062696 | 0.00064211 | 0.00065652 | 0.00066836 | 0.00067939 | 0.00069315 | 0.00071067 | 0.00071727 | 0.00072019 | 0.00072312 | 0.00072604 | 0.00072897 | 0.00073189 | 0.00073482 | 0.00073774 | 0.00074067 | 0.00074359 | 0.00074652 | 0.00074944 | 0.00075237 | 38419.8192 | 10691.4376 | 391.3846 | 108.9142
| CMN003-76447191 | 12 | CMN003 | CMN | 0 | 0 | 0.0011756 | 0.0011955 | 0.0012137 | 0.001227 | 0.0012386 | 0.0012585 | 0.001285 | 0.0012917 | 0.0012917 | 0.0012917 | 0.0012917 | 0.0012917 | 0.0012917 | 0.0012917 | 0.0012917 | 0.0012917 | 0.0012917 | 0.0012917 | 0.0012917 | 0.0012917 | 0.11901 | 0.12 | 0.12099 | 0.12197 | 0.12296 | 0.12302 | 0.12309 | 0.12315 | 0.12322 | 0.12328 | 0.12334 | 0.12341 | 0.12347 | 0.12353 | 0.1236 | 0.12366 | 0.12372 | 0.12379 | 0.12385 | 0.12392 | 0.0040574 | 0.0041603 | 0.0042585 | 0.0043402 | 0.0044167 | 0.00449 | 0.004587 | 0.004613 | 0.0046154 | 0.0046178 | 0.0046202 | 0.0046226 | 0.004625 | 0.0046273 | 0.0046297 | 0.0046321 | 0.0046345 | 0.0046369 | 0.0046392 | 0.0046416 | 38419.8192 | 10691.4376 | 2496.2868 | 694.6648
| CMN003-76447226 | 35 | CMN003 | CMN | 0 | 0 | 0.0011756 | 0.0011955 | 0.0012137 | 0.001227 | 0.0012386 | 0.0012585 | 0.001285 | 0.0012917 | 0.0012917 | 0.0012917 | 0.0012917 | 0.0012917 | 0.0012917 | 0.0012917 | 0.0012917 | 0.0012917 | 0.0012917 | 0.0012917 | 0.0012917 | 0.0012917 | 0.026998 | 0.027181 | 0.027363 | 0.027546 | 0.027729 | 0.027819 | 0.027909 | 0.028 | 0.02809 | 0.02818 | 0.02827 | 0.028361 | 0.028451 | 0.028541 | 0.028631 | 0.028721 | 0.028812 | 0.028902 | 0.028992 | 0.029082 | 0.00092042 | 0.00094233 | 0.00096314 | 0.00098017 | 0.00099601 | 0.0010153 | 0.0010401 | 0.0010488 | 0.0010522 | 0.0010556 | 0.001059 | 0.0010623 | 0.0010657 | 0.0010691 | 0.0010725 | 0.0010759 | 0.0010792 | 0.0010826 | 0.001086 | 0.0010894 | 38419.8192 | 10691.4376 | 571.3694 | 159.0002
| CMN004-15420549 | 464 | CMN004 | CMN | 0 | 0 | 0.0010531 | 0.0010702 | 0.0010845 | 0.0010902 | 0.0010987 | 0.001113 | 0.0011387 | 0.0011416 | 0.0011416 | 0.0011416 | 0.0011416 | 0.0011416 | 0.0011416 | 0.0011416 | 0.0011416 | 0.0011416 | 0.0011416 | 0.0011416 | 0.0011416 | 0.0011416 | 83.7897 | 84.4001 | 85.0106 | 85.621 | 86.2314 | 86.2938 | 86.3562 | 86.4186 | 86.481 | 86.5434 | 86.6058 | 86.6682 | 86.7306 | 86.7931 | 86.8555 | 86.9179 | 86.9803 | 87.0427 | 87.1051 | 87.1675 | 2.5589 | 2.6194 | 2.6736 | 2.7069 | 2.7476 | 2.7853 | 2.8517 | 2.8609 | 2.863 | 2.865 | 2.8671 | 2.8692 | 2.8712 | 2.8733 | 2.8754 | 2.8774 | 2.8795 | 2.8816 | 2.8836 | 2.8857 | 38419.8192 | 10691.4376 | 1554391.4877 | 432554.8621
| CMN004-24614626 | 293 | CMN004 | CMN | 0 | 0 | 0.0010531 | 0.0010702 | 0.0010845 | 0.0010902 | 0.0010987 | 0.001113 | 0.0011387 | 0.0011416 | 0.0011416 | 0.0011416 | 0.0011416 | 0.0011416 | 0.0011416 | 0.0011416 | 0.0011416 | 0.0011416 | 0.0011416 | 0.0011416 | 0.0011416 | 0.0011416 | 11.589 | 11.6816 | 11.7742 | 11.8668 | 11.9593 | 11.9693 | 11.9792 | 11.9891 | 11.999 | 12.009 | 12.0189 | 12.0288 | 12.0387 | 12.0486 | 12.0586 | 12.0685 | 12.0784 | 12.0883 | 12.0982 | 12.1082 | 0.35392 | 0.36255 | 0.3703 | 0.37517 | 0.38107 | 0.38634 | 0.39558 | 0.3969 | 0.39723 | 0.39756 | 0.39789 | 0.39821 | 0.39854 | 0.39887 | 0.3992 | 0.39953 | 0.39986 | 0.40018 | 0.40051 | 0.40084 | 38419.8192 | 10691.4376 | 215604.3633 | 59998.2156
| CMN004-74052344 | 0 | CMN004 | CMN | 0 | 0 | 0.0010531 | 0.0010702 | 0.0010845 | 0.0010902 | 0.0010987 | 0.001113 | 0.0011387 | 0.0011416 | 0.0011416 | 0.0011416 | 0.0011416 | 0.0011416 | 0.0011416 | 0.0011416 | 0.0011416 | 0.0011416 | 0.0011416 | 0.0011416 | 0.0011416 | 0.0011416 | 0.16083 | 0.16176 | 0.1627 | 0.16363 | 0.16456 | 0.16485 | 0.16513 | 0.16542 | 0.1657 | 0.16598 | 0.16627 | 0.16655 | 0.16684 | 0.16712 | 0.16741 | 0.16769 | 0.16798 | 0.16826 | 0.16854 | 0.16883 | 0.0049116 | 0.0050205 | 0.0051168 | 0.0051732 | 0.0052436 | 0.0053208 | 0.005453 | 0.0054761 | 0.0054855 | 0.0054949 | 0.0055043 | 0.0055138 | 0.0055232 | 0.0055326 | 0.005542 | 0.0055514 | 0.0055608 | 0.0055702 | 0.0055796 | 0.0055891 | 38419.8192 | 10691.4376 | 0 | 0
| CMN004-76446391 | 48 | CMN004 | CMN | 0 | 0 | 0.0010531 | 0.0010702 | 0.0010845 | 0.0010902 | 0.0010987 | 0.001113 | 0.0011387 | 0.0011416 | 0.0011416 | 0.0011416 | 0.0011416 | 0.0011416 | 0.0011416 | 0.0011416 | 0.0011416 | 0.0011416 | 0.0011416 | 0.0011416 | 0.0011416 | 0.0011416 | 0.084324 | 0.08507 | 0.085816 | 0.086562 | 0.087308 | 0.087392 | 0.087477 | 0.087562 | 0.087646 | 0.087731 | 0.087815 | 0.0879 | 0.087984 | 0.088069 | 0.088153 | 0.088238 | 0.088323 | 0.088407 | 0.088492 | 0.088576 | 0.0025752 | 0.0026402 | 0.0026989 | 0.0027367 | 0.0027819 | 0.0028208 | 0.0028887 | 0.0028987 | 0.0029015 | 0.0029043 | 0.0029071 | 0.0029099 | 0.0029127 | 0.0029155 | 0.0029183 | 0.0029211 | 0.0029239 | 0.0029267 | 0.0029295 | 0.0029323 | 38419.8192 | 10691.4376 | 1574.3236 | 438.1015
| CMN004-76547682 | 90 | CMN004 | CMN | 0 | 0 | 0.0010531 | 0.0010702 | 0.0010845 | 0.0010902 | 0.0010987 | 0.001113 | 0.0011387 | 0.0011416 | 0.0011416 | 0.0011416 | 0.0011416 | 0.0011416 | 0.0011416 | 0.0011416 | 0.0011416 | 0.0011416 | 0.0011416 | 0.0011416 | 0.0011416 | 0.0011416 | 0 | 0 | 0 | 0 | 0 | 0 | 0 | 0 | 0 | 0 | 0 | 0 | 0 | 0 | 0 | 0 | 0 | 0 | 0 | 0 | 0 | 0 | 0 | 0 | 0 | 0 | 0 | 0 | 0 | 0 | 0 | 0 | 0 | 0 | 0 | 0 | 0 | 0 | 0 | 0 | 38419.8192 | 10691.4376 | 0 | 0
| CMN005-15420597 | 160 | CMN005 | CMN | 0 | 4 | 0.004826 | 0.0048448 | 0.004873 | 0.0048777 | 0.0048965 | 0.0049153 | 0.0049436 | 0.0049671 | 0.0049671 | 0.0049671 | 0.0049671 | 0.0049671 | 0.0049671 | 0.0049671 | 0.0049671 | 0.0049671 | 0.0049671 | 0.0049671 | 0.0049671 | 0.0049671 | 40.6654 | 40.9175 | 41.1695 | 41.4216 | 41.6737 | 41.7627 | 41.8517 | 41.9408 | 42.0298 | 42.1188 | 42.2079 | 42.2969 | 42.3859 | 42.475 | 42.564 | 42.653 | 42.742 | 42.8311 | 42.9201 | 43.0091 | 5.6912 | 5.7488 | 5.818 | 5.8592 | 5.9176 | 5.9531 | 6 | 6.0414 | 6.0542 | 6.067 | 6.0798 | 6.0927 | 6.1055 | 6.1183 | 6.1311 | 6.144 | 6.1568 | 6.1696 | 6.1824 | 6.1953 | 38419.8192 | 10691.4376 | 3332327.1163 | 927317.415
| COB011-15431802 | 0 | COB011 | COB | 0 | 0 | 0.0041531 | 0.0042616 | 0.00434 | 0.004352 | 0.0043942 | 0.0045087 | 0.0046414 | 0.0046414 | 0.0046414 | 0.0046414 | 0.0046414 | 0.0046414 | 0.0046414 | 0.0046414 | 0.0046414 | 0.0046414 | 0.0046414 | 0.0046414 | 0.0046414 | 0.0046414 | 7.5611e-05 | 7.6467e-05 | 7.7323e-05 | 7.818e-05 | 7.9036e-05 | 7.8015e-05 | 7.6995e-05 | 7.5974e-05 | 7.4954e-05 | 7.3934e-05 | 7.2913e-05 | 7.1893e-05 | 7.0872e-05 | 6.9852e-05 | 6.8831e-05 | 6.781e-05 | 6.679e-05 | 6.5769e-05 | 6.4749e-05 | 6.3729e-05 | 9.1066e-06 | 9.4503e-06 | 9.7319e-06 | 9.867e-06 | 1.0072e-05 | 1.0201e-05 | 1.0363e-05 | 1.0226e-05 | 1.0089e-05 | 9.9514e-06 | 9.814e-06 | 9.6767e-06 | 9.5393e-06 | 9.402e-06 | 9.2646e-06 | 9.1272e-06 | 8.9899e-06 | 8.8525e-06 | 8.7152e-06 | 8.5778e-06 | 52118.0985 | 10843.7499 | 0 | 0
| COB011-15431815 | 541 | COB011 | COB | 0 | 0 | 0.0041531 | 0.0042616 | 0.00434 | 0.004352 | 0.0043942 | 0.0045087 | 0.0046414 | 0.0046414 | 0.0046414 | 0.0046414 | 0.0046414 | 0.0046414 | 0.0046414 | 0.0046414 | 0.0046414 | 0.0046414 | 0.0046414 | 0.0046414 | 0.0046414 | 0.0046414 | 3.4888 | 3.5134 | 3.538 | 3.5626 | 3.5872 | 3.558 | 3.5288 | 3.4996 | 3.4705 | 3.4413 | 3.4121 | 3.383 | 3.3538 | 3.3246 | 3.2955 | 3.2663 | 3.2371 | 3.208 | 3.1788 | 3.1496 | 0.42019 | 0.43421 | 0.44529 | 0.44963 | 0.45712 | 0.46522 | 0.47498 | 0.47105 | 0.46712 | 0.4632 | 0.45927 | 0.45534 | 0.45142 | 0.44749 | 0.44357 | 0.43964 | 0.43571 | 0.43179 | 0.42786 | 0.42394 | 52118.0985 | 10843.7499 | 338304.9191 | 70388.1003
| COB011-162571445 | 5 | COB011 | COB | 0 | 0 | 0.0041531 | 0.0042616 | 0.00434 | 0.004352 | 0.0043942 | 0.0045087 | 0.0046414 | 0.0046414 | 0.0046414 | 0.0046414 | 0.0046414 | 0.0046414 | 0.0046414 | 0.0046414 | 0.0046414 | 0.0046414 | 0.0046414 | 0.0046414 | 0.0046414 | 0.0046414 | 3.7841e-05 | 3.8371e-05 | 3.8901e-05 | 3.943e-05 | 3.996e-05 | 3.9342e-05 | 3.8724e-05 | 3.8106e-05 | 3.7488e-05 | 3.687e-05 | 3.6252e-05 | 3.5634e-05 | 3.5016e-05 | 3.4398e-05 | 3.378e-05 | 3.3162e-05 | 3.2544e-05 | 3.1926e-05 | 3.1308e-05 | 3.069e-05 | 4.5576e-06 | 4.7421e-06 | 4.896e-06 | 4.9764e-06 | 5.0922e-06 | 5.1441e-06 | 5.2122e-06 | 5.129e-06 | 5.0459e-06 | 4.9627e-06 | 4.8795e-06 | 4.7963e-06 | 4.7131e-06 | 4.6299e-06 | 4.5468e-06 | 4.4636e-06 | 4.3804e-06 | 4.2972e-06 | 4.214e-06 | 4.1308e-06 | 52118.0985 | 10843.7499 | 3.6038 | 0.74981
| COB011-162571831 | 3 | COB011 | COB | 0 | 0 | 0.0041531 | 0.0042616 | 0.00434 | 0.004352 | 0.0043942 | 0.0045087 | 0.0046414 | 0.0046414 | 0.0046414 | 0.0046414 | 0.0046414 | 0.0046414 | 0.0046414 | 0.0046414 | 0.0046414 | 0.0046414 | 0.0046414 | 0.0046414 | 0.0046414 | 0.0046414 | 9.0569e-07 | 9.1751e-07 | 9.2934e-07 | 9.4117e-07 | 9.53e-07 | 9.3745e-07 | 9.219e-07 | 9.0635e-07 | 8.908e-07 | 8.7525e-07 | 8.597e-07 | 8.4415e-07 | 8.286e-07 | 8.1305e-07 | 7.975e-07 | 7.8195e-07 | 7.664e-07 | 7.5085e-07 | 7.353e-07 | 7.1975e-07 | 1.0908e-07 | 1.1339e-07 | 1.1697e-07 | 1.1878e-07 | 1.2144e-07 | 1.2257e-07 | 1.2409e-07 | 1.2199e-07 | 1.199e-07 | 1.1781e-07 | 1.1571e-07 | 1.1362e-07 | 1.1153e-07 | 1.0944e-07 | 1.0734e-07 | 1.0525e-07 | 1.0316e-07 | 1.0106e-07 | 9.8971e-08 | 9.6878e-08 | 52118.0985 | 10843.7499 | 0.085583 | 0.017806
| COB011-162572039 | 7 | COB011 | COB | 0 | 0 | 0.0041531 | 0.0042616 | 0.00434 | 0.004352 | 0.0043942 | 0.0045087 | 0.0046414 | 0.0046414 | 0.0046414 | 0.0046414 | 0.0046414 | 0.0046414 | 0.0046414 | 0.0046414 | 0.0046414 | 0.0046414 | 0.0046414 | 0.0046414 | 0.0046414 | 0.0046414 | 0.0010207 | 0.0010298 | 0.0010388 | 0.0010479 | 0.001057 | 0.0010466 | 0.0010362 | 0.0010257 | 0.0010153 | 0.0010049 | 0.00099445 | 0.00098402 | 0.00097359 | 0.00096316 | 0.00095273 | 0.0009423 | 0.00093187 | 0.00092144 | 0.00091101 | 0.00090059 | 0.00012293 | 0.00012726 | 0.00013075 | 0.00013226 | 0.0001347 | 0.00013685 | 0.00013947 | 0.00013806 | 0.00013666 | 0.00013526 | 0.00013385 | 0.00013245 | 0.00013104 | 0.00012964 | 0.00012824 | 0.00012683 | 0.00012543 | 0.00012403 | 0.00012262 | 0.00012122 | 52118.0985 | 10843.7499 | 98.6417 | 20.5235
| COB011-162572240 | 20 | COB011 | COB | 0 | 0 | 0.0041531 | 0.0042616 | 0.00434 | 0.004352 | 0.0043942 | 0.0045087 | 0.0046414 | 0.0046414 | 0.0046414 | 0.0046414 | 0.0046414 | 0.0046414 | 0.0046414 | 0.0046414 | 0.0046414 | 0.0046414 | 0.0046414 | 0.0046414 | 0.0046414 | 0.0046414 | 0.00088051 | 0.00089089 | 0.00090126 | 0.00091163 | 0.000922 | 0.00090765 | 0.0008933 | 0.00087895 | 0.0008646 | 0.00085025 | 0.0008359 | 0.00082155 | 0.0008072 | 0.00079285 | 0.0007785 | 0.00076415 | 0.0007498 | 0.00073545 | 0.0007211 | 0.00070675 | 0.00010605 | 0.0001101 | 0.00011343 | 0.00011506 | 0.00011749 | 0.00011868 | 0.00012024 | 0.00011831 | 0.00011637 | 0.00011444 | 0.00011251 | 0.00011058 | 0.00010865 | 0.00010672 | 0.00010479 | 0.00010285 | 0.00010092 | 9.8991e-05 | 9.7059e-05 | 9.5128e-05 | 52118.0985 | 10843.7499 | 83.2174 | 17.3143
| COB011-162572975 | 11 | COB011 | COB | 0 | 0 | 0.0041531 | 0.0042616 | 0.00434 | 0.004352 | 0.0043942 | 0.0045087 | 0.0046414 | 0.0046414 | 0.0046414 | 0.0046414 | 0.0046414 | 0.0046414 | 0.0046414 | 0.0046414 | 0.0046414 | 0.0046414 | 0.0046414 | 0.0046414 | 0.0046414 | 0.0046414 | 1.3598e-05 | 1.3843e-05 | 1.4089e-05 | 1.4334e-05 | 1.458e-05 | 1.4281e-05 | 1.3982e-05 | 1.3684e-05 | 1.3385e-05 | 1.3086e-05 | 1.2787e-05 | 1.2488e-05 | 1.219e-05 | 1.1891e-05 | 1.1592e-05 | 1.1293e-05 | 1.0994e-05 | 1.0696e-05 | 1.0397e-05 | 1.0098e-05 | 1.6377e-06 | 1.7108e-06 | 1.7732e-06 | 1.8091e-06 | 1.858e-06 | 1.8673e-06 | 1.882e-06 | 1.8418e-06 | 1.8016e-06 | 1.7614e-06 | 1.7211e-06 | 1.6809e-06 | 1.6407e-06 | 1.6005e-06 | 1.5603e-06 | 1.5201e-06 | 1.4798e-06 | 1.4396e-06 | 1.3994e-06 | 1.3592e-06 | 52118.0985 | 10843.7499 | 1.2744 | 0.26515
| COB011-162661437 | 11 | COB011 | COB | 0 | 0 | 0.0041531 | 0.0042616 | 0.00434 | 0.004352 | 0.0043942 | 0.0045087 | 0.0046414 | 0.0046414 | 0.0046414 | 0.0046414 | 0.0046414 | 0.0046414 | 0.0046414 | 0.0046414 | 0.0046414 | 0.0046414 | 0.0046414 | 0.0046414 | 0.0046414 | 0.0046414 | 0.00066191 | 0.00066969 | 0.00067746 | 0.00068523 | 0.000693 | 0.00068255 | 0.0006721 | 0.00066165 | 0.0006512 | 0.00064075 | 0.0006303 | 0.00061985 | 0.0006094 | 0.00059895 | 0.0005885 | 0.00057805 | 0.0005676 | 0.00055715 | 0.0005467 | 0.00053625 | 7.9721e-05 | 8.2764e-05 | 8.5264e-05 | 8.6482e-05 | 8.8311e-05 | 8.9246e-05 | 9.0464e-05 | 8.9058e-05 | 8.7651e-05 | 8.6244e-05 | 8.4838e-05 | 8.3431e-05 | 8.2025e-05 | 8.0618e-05 | 7.9212e-05 | 7.7805e-05 | 7.6398e-05 | 7.4992e-05 | 7.3585e-05 | 7.2179e-05 | 52118.0985 | 10843.7499 | 62.7209 | 13.0498
| COB011-162661589 | 49 | COB011 | COB | 0 | 0 | 0.0041531 | 0.0042616 | 0.00434 | 0.004352 | 0.0043942 | 0.0045087 | 0.0046414 | 0.0046414 | 0.0046414 | 0.0046414 | 0.0046414 | 0.0046414 | 0.0046414 | 0.0046414 | 0.0046414 | 0.0046414 | 0.0046414 | 0.0046414 | 0.0046414 | 0.0046414 | 0.021741 | 0.021965 | 0.022189 | 0.022414 | 0.022638 | 0.0223 | 0.021962 | 0.021624 | 0.021286 | 0.020948 | 0.02061 | 0.020272 | 0.019934 | 0.019596 | 0.019258 | 0.01892 | 0.018582 | 0.018244 | 0.017906 | 0.017568 | 0.0026185 | 0.0027146 | 0.0027927 | 0.0028288 | 0.0028848 | 0.0029158 | 0.002956 | 0.0029105 | 0.002865 | 0.0028195 | 0.0027741 | 0.0027286 | 0.0026831 | 0.0026376 | 0.0025921 | 0.0025466 | 0.0025011 | 0.0024556 | 0.0024101 | 0.0023646 | 52118.0985 | 10843.7499 | 2052.3836 | 427.0212
| COB011-162661811 | 25 | COB011 | COB | 0 | 0 | 0.0041531 | 0.0042616 | 0.00434 | 0.004352 | 0.0043942 | 0.0045087 | 0.0046414 | 0.0046414 | 0.0046414 | 0.0046414 | 0.0046414 | 0.0046414 | 0.0046414 | 0.0046414 | 0.0046414 | 0.0046414 | 0.0046414 | 0.0046414 | 0.0046414 | 0.0046414 | 8.7588e-05 | 8.9316e-05 | 9.1044e-05 | 9.2772e-05 | 9.45e-05 | 9.261e-05 | 9.072e-05 | 8.883e-05 | 8.694e-05 | 8.505e-05 | 8.316e-05 | 8.127e-05 | 7.938e-05 | 7.749e-05 | 7.56e-05 | 7.371e-05 | 7.182e-05 | 6.993e-05 | 6.804e-05 | 6.615e-05 | 1.0549e-05 | 1.1038e-05 | 1.1459e-05 | 1.1709e-05 | 1.2042e-05 | 1.2109e-05 | 1.2211e-05 | 1.1956e-05 | 1.1702e-05 | 1.1448e-05 | 1.1193e-05 | 1.0939e-05 | 1.0684e-05 | 1.043e-05 | 1.0176e-05 | 9.9213e-06 | 9.6669e-06 | 9.4125e-06 | 9.1581e-06 | 8.9037e-06 | 52118.0985 | 10843.7499 | 8.2754 | 1.7218
| COB011-162798633 | 17 | COB011 | COB | 0 | 0 | 0.0041531 | 0.0042616 | 0.00434 | 0.004352 | 0.0043942 | 0.0045087 | 0.0046414 | 0.0046414 | 0.0046414 | 0.0046414 | 0.0046414 | 0.0046414 | 0.0046414 | 0.0046414 | 0.0046414 | 0.0046414 | 0.0046414 | 0.0046414 | 0.0046414 | 0.0046414 | 0.003334 | 0.0033592 | 0.0033844 | 0.0034096 | 0.0034348 | 0.0033954 | 0.0033561 | 0.0033167 | 0.0032774 | 0.003238 | 0.0031987 | 0.0031593 | 0.00312 | 0.0030806 | 0.0030413 | 0.0030019 | 0.0029626 | 0.0029232 | 0.0028839 | 0.0028445 | 0.00040155 | 0.00041515 | 0.00042596 | 0.00043032 | 0.0004377 | 0.00044396 | 0.00045172 | 0.00044643 | 0.00044113 | 0.00043583 | 0.00043054 | 0.00042524 | 0.00041994 | 0.00041465 | 0.00040935 | 0.00040405 | 0.00039876 | 0.00039346 | 0.00038816 | 0.00038287 | 52118.0985 | 10843.7499 | 318.0169 | 66.1669
| COB011-163103340 | 15 | COB011 | COB | 0 | 0 | 0.0041531 | 0.0042616 | 0.00434 | 0.004352 | 0.0043942 | 0.0045087 | 0.0046414 | 0.0046414 | 0.0046414 | 0.0046414 | 0.0046414 | 0.0046414 | 0.0046414 | 0.0046414 | 0.0046414 | 0.0046414 | 0.0046414 | 0.0046414 | 0.0046414 | 0.0046414 | 0.0060328 | 0.0061095 | 0.0061862 | 0.0062629 | 0.0063396 | 0.0062477 | 0.0061558 | 0.0060639 | 0.005972 | 0.0058801 | 0.0057882 | 0.0056964 | 0.0056045 | 0.0055126 | 0.0054207 | 0.0053288 | 0.0052369 | 0.005145 | 0.0050531 | 0.0049613 | 0.00072659 | 0.00075505 | 0.00077859 | 0.00079043 | 0.00080787 | 0.00081691 | 0.00082856 | 0.0008162 | 0.00080383 | 0.00079146 | 0.00077909 | 0.00076672 | 0.00075436 | 0.00074199 | 0.00072962 | 0.00071725 | 0.00070488 | 0.00069252 | 0.00068015 | 0.00066778 | 52118.0985 | 10843.7499 | 575.3192 | 119.7016
| COB011-164044294 | 1 | COB011 | COB | 0 | 0 | 0.0041531 | 0.0042616 | 0.00434 | 0.004352 | 0.0043942 | 0.0045087 | 0.0046414 | 0.0046414 | 0.0046414 | 0.0046414 | 0.0046414 | 0.0046414 | 0.0046414 | 0.0046414 | 0.0046414 | 0.0046414 | 0.0046414 | 0.0046414 | 0.0046414 | 0.0046414 | 0 | 0 | 0 | 0 | 0 | 0 | 0 | 0 | 0 | 0 | 0 | 0 | 0 | 0 | 0 | 0 | 0 | 0 | 0 | 0 | 0 | 0 | 0 | 0 | 0 | 0 | 0 | 0 | 0 | 0 | 0 | 0 | 0 | 0 | 0 | 0 | 0 | 0 | 0 | 0 | 52118.0985 | 10843.7499 | 0 | 0
| COB011-201141604 | 77 | COB011 | COB | 0 | 0 | 0.0041531 | 0.0042616 | 0.00434 | 0.004352 | 0.0043942 | 0.0045087 | 0.0046414 | 0.0046414 | 0.0046414 | 0.0046414 | 0.0046414 | 0.0046414 | 0.0046414 | 0.0046414 | 0.0046414 | 0.0046414 | 0.0046414 | 0.0046414 | 0.0046414 | 0.0046414 | 0.25379 | 0.25556 | 0.25733 | 0.25909 | 0.26086 | 0.25821 | 0.25555 | 0.2529 | 0.25025 | 0.24759 | 0.24494 | 0.24229 | 0.23964 | 0.23698 | 0.23433 | 0.23168 | 0.22902 | 0.22637 | 0.22372 | 0.22107 | 0.030567 | 0.031584 | 0.032387 | 0.0327 | 0.033242 | 0.033761 | 0.034397 | 0.03404 | 0.033683 | 0.033326 | 0.032969 | 0.032612 | 0.032255 | 0.031898 | 0.031541 | 0.031184 | 0.030827 | 0.030469 | 0.030112 | 0.029755 | 52118.0985 | 10843.7499 | 24332.1928 | 5062.5833
| COB011-202349052 | 341 | COB011 | COB | 0 | 0 | 0.0041531 | 0.0042616 | 0.00434 | 0.004352 | 0.0043942 | 0.0045087 | 0.0046414 | 0.0046414 | 0.0046414 | 0.0046414 | 0.0046414 | 0.0046414 | 0.0046414 | 0.0046414 | 0.0046414 | 0.0046414 | 0.0046414 | 0.0046414 | 0.0046414 | 0.0046414 | 0.85506 | 0.86083 | 0.86659 | 0.87236 | 0.87813 | 0.86919 | 0.86025 | 0.85131 | 0.84237 | 0.83342 | 0.82448 | 0.81554 | 0.8066 | 0.79766 | 0.78872 | 0.77978 | 0.77084 | 0.76189 | 0.75295 | 0.74401 | 0.10298 | 0.10639 | 0.10907 | 0.1101 | 0.1119 | 0.11365 | 0.11579 | 0.11459 | 0.11338 | 0.11218 | 0.11097 | 0.10977 | 0.10857 | 0.10736 | 0.10616 | 0.10496 | 0.10375 | 0.10255 | 0.10135 | 0.10014 | 52118.0985 | 10843.7499 | 81914.8967 | 17043.3051
| COB012-15431852 | 87 | COB012 | COB | 0 | 0 | 0.019242 | 0.019394 | 0.019545 | 0.019545 | 0.019545 | 0.019848 | 0.020152 | 0.02 | 0.02 | 0.02 | 0.02 | 0.02 | 0.02 | 0.02 | 0.02 | 0.02 | 0.02 | 0.02 | 0.02 | 0.02 | 0.023437 | 0.023639 | 0.02384 | 0.024042 | 0.024243 | 0.024008 | 0.023774 | 0.02354 | 0.023305 | 0.023071 | 0.022836 | 0.022602 | 0.022367 | 0.022133 | 0.021898 | 0.021664 | 0.021429 | 0.021195 | 0.02096 | 0.020726 | 0.013079 | 0.013295 | 0.013513 | 0.013627 | 0.013741 | 0.013819 | 0.013893 | 0.013653 | 0.013517 | 0.013381 | 0.013245 | 0.013109 | 0.012973 | 0.012837 | 0.012701 | 0.012565 | 0.012429 | 0.012293 | 0.012157 | 0.012021 | 52118.0985 | 10843.7499 | 9932.3168 | 2066.5289
| COB021-15436290 | 169 | COB021 | COB | 0 | 0 | 0.1575 | 0.15607 | 0.15464 | 0.15286 | 0.15107 | 0.15 | 0.14893 | 0.14786 | 0.14786 | 0.14786 | 0.14786 | 0.14786 | 0.14786 | 0.14786 | 0.14786 | 0.14786 | 0.14786 | 0.14786 | 0.14786 | 0.14786 | 0.028752 | 0.028993 | 0.029234 | 0.029475 | 0.029716 | 0.029429 | 0.029143 | 0.028856 | 0.02857 | 0.028283 | 0.027996 | 0.02771 | 0.027423 | 0.027137 | 0.02685 | 0.026563 | 0.026277 | 0.02599 | 0.025704 | 0.025417 | 0.13132 | 0.13122 | 0.1311 | 0.13066 | 0.13019 | 0.12802 | 0.12587 | 0.12373 | 0.1225 | 0.12127 | 0.12004 | 0.11882 | 0.11759 | 0.11636 | 0.11513 | 0.1139 | 0.11267 | 0.11144 | 0.11021 | 0.10898 | 52118.0985 | 10843.7499 | 92322.6124 | 19208.7461
| COB021-24613718 | 6 | COB021 | COB | 0 | 0 | 0.1575 | 0.15607 | 0.15464 | 0.15286 | 0.15107 | 0.15 | 0.14893 | 0.14786 | 0.14786 | 0.14786 | 0.14786 | 0.14786 | 0.14786 | 0.14786 | 0.14786 | 0.14786 | 0.14786 | 0.14786 | 0.14786 | 0.14786 | 0 | 0 | 0 | 0 | 0 | 0 | 0 | 0 | 0 | 0 | 0 | 0 | 0 | 0 | 0 | 0 | 0 | 0 | 0 | 0 | 0 | 0 | 0 | 0 | 0 | 0 | 0 | 0 | 0 | 0 | 0 | 0 | 0 | 0 | 0 | 0 | 0 | 0 | 0 | 0 | 52118.0985 | 10843.7499 | 0 | 0
| COB022-160576265 | 16 | COB022 | COB | 0 | 0 | 1.0217 | 1.0133 | 1.0033 | 0.99167 | 0.98167 | 0.97333 | 0.96667 | 0.96167 | 0.96167 | 0.96167 | 0.96167 | 0.96167 | 0.96167 | 0.96167 | 0.96167 | 0.96167 | 0.96167 | 0.96167 | 0.96167 | 0.96167 | 0 | 0 | 0 | 0 | 0 | 0 | 0 | 0 | 0 | 0 | 0 | 0 | 0 | 0 | 0 | 0 | 0 | 0 | 0 | 0 | 0 | 0 | 0 | 0 | 0 | 0 | 0 | 0 | 0 | 0 | 0 | 0 | 0 | 0 | 0 | 0 | 0 | 0 | 0 | 0 | 52118.0985 | 10843.7499 | 0 | 0
| CRO013-15404871 | 0 | CRO013 | CRO | 0 | 0 | 0.00066837 | 0.00067686 | 0.00068111 | 0.00068111 | 0.00068253 | 0.00068961 | 0.00070093 | 0.00070235 | 0.00070235 | 0.00070235 | 0.00070235 | 0.00070235 | 0.00070235 | 0.00070235 | 0.00070235 | 0.00070235 | 0.00070235 | 0.00070235 | 0.00070235 | 0.00070235 | 0 | 0 | 0 | 0 | 0 | 0 | 0 | 0 | 0 | 0 | 0 | 0 | 0 | 0 | 0 | 0 | 0 | 0 | 0 | 0 | 0 | 0 | 0 | 0 | 0 | 0 | 0 | 0 | 0 | 0 | 0 | 0 | 0 | 0 | 0 | 0 | 0 | 0 | 0 | 0 | 53295.2727 | 12250.2732 | 0 | 0
| CRO013-15404884 | 226 | CRO013 | CRO | 0 | 0 | 0.00066837 | 0.00067686 | 0.00068111 | 0.00068111 | 0.00068253 | 0.00068961 | 0.00070093 | 0.00070235 | 0.00070235 | 0.00070235 | 0.00070235 | 0.00070235 | 0.00070235 | 0.00070235 | 0.00070235 | 0.00070235 | 0.00070235 | 0.00070235 | 0.00070235 | 0.00070235 | 0 | 0 | 0 | 0 | 0 | 0 | 0 | 0 | 0 | 0 | 0 | 0 | 0 | 0 | 0 | 0 | 0 | 0 | 0 | 0 | 0 | 0 | 0 | 0 | 0 | 0 | 0 | 0 | 0 | 0 | 0 | 0 | 0 | 0 | 0 | 0 | 0 | 0 | 0 | 0 | 53295.2727 | 12250.2732 | 0 | 0
| CRO014-15404821 | 30 | CRO014 | CRO | 0 | 0 | 0.02 | 0.02 | 0.02 | 0.019865 | 0.019865 | 0.01973 | 0.01973 | 0.01973 | 0.01973 | 0.01973 | 0.01973 | 0.01973 | 0.01973 | 0.01973 | 0.01973 | 0.01973 | 0.01973 | 0.01973 | 0.01973 | 0.01973 | 0 | 0 | 0 | 0 | 0 | 0 | 0 | 0 | 0 | 0 | 0 | 0 | 0 | 0 | 0 | 0 | 0 | 0 | 0 | 0 | 0 | 0 | 0 | 0 | 0 | 0 | 0 | 0 | 0 | 0 | 0 | 0 | 0 | 0 | 0 | 0 | 0 | 0 | 0 | 0 | 53295.2727 | 12250.2732 | 0 | 0
| CRO021-153844129 | 63 | CRO021 | CRO | 0 | 0 | 0.0033179 | 0.0033064 | 0.0032948 | 0.0032717 | 0.0032486 | 0.0032486 | 0.0032543 | 0.0032254 | 0.0032254 | 0.0032254 | 0.0032254 | 0.0032254 | 0.0032254 | 0.0032254 | 0.0032254 | 0.0032254 | 0.0032254 | 0.0032254 | 0.0032254 | 0.0032254 | 0 | 0 | 0 | 0 | 0 | 0 | 0 | 0 | 0 | 0 | 0 | 0 | 0 | 0 | 0 | 0 | 0 | 0 | 0 | 0 | 0 | 0 | 0 | 0 | 0 | 0 | 0 | 0 | 0 | 0 | 0 | 0 | 0 | 0 | 0 | 0 | 0 | 0 | 0 | 0 | 53295.2727 | 12250.2732 | 0 | 0
| CRO021-15404447 | 134 | CRO021 | CRO | 0 | 0 | 0.0033179 | 0.0033064 | 0.0032948 | 0.0032717 | 0.0032486 | 0.0032486 | 0.0032543 | 0.0032254 | 0.0032254 | 0.0032254 | 0.0032254 | 0.0032254 | 0.0032254 | 0.0032254 | 0.0032254 | 0.0032254 | 0.0032254 | 0.0032254 | 0.0032254 | 0.0032254 | 0.44132 | 0.44336 | 0.4454 | 0.44743 | 0.44947 | 0.44925 | 0.44902 | 0.4488 | 0.44857 | 0.44835 | 0.44812 | 0.4479 | 0.44767 | 0.44745 | 0.44722 | 0.447 | 0.44677 | 0.44654 | 0.44632 | 0.44609 | 0.042464 | 0.042511 | 0.042557 | 0.042452 | 0.042344 | 0.042323 | 0.042377 | 0.041979 | 0.041958 | 0.041937 | 0.041916 | 0.041895 | 0.041874 | 0.041853 | 0.041832 | 0.041811 | 0.04179 | 0.041769 | 0.041748 | 0.041727 | 53295.2727 | 12250.2732 | 32449.6604 | 7458.7705
| CRO022-15404471 | 127 | CRO022 | CRO | 0 | 0 | 0.00049052 | 0.00049542 | 0.00049869 | 0.00050033 | 0.00050196 | 0.0005085 | 0.00051668 | 0.00051995 | 0.00051995 | 0.00051995 | 0.00051995 | 0.00051995 | 0.00051995 | 0.00051995 | 0.00051995 | 0.00051995 | 0.00051995 | 0.00051995 | 0.00051995 | 0.00051995 | 0 | 0 | 0 | 0 | 0 | 0 | 0 | 0 | 0 | 0 | 0 | 0 | 0 | 0 | 0 | 0 | 0 | 0 | 0 | 0 | 0 | 0 | 0 | 0 | 0 | 0 | 0 | 0 | 0 | 0 | 0 | 0 | 0 | 0 | 0 | 0 | 0 | 0 | 0 | 0 | 53295.2727 | 12250.2732 | 0 | 0
| CRO022-24612421 | 91 | CRO022 | CRO | 0 | 0 | 0.00049052 | 0.00049542 | 0.00049869 | 0.00050033 | 0.00050196 | 0.0005085 | 0.00051668 | 0.00051995 | 0.00051995 | 0.00051995 | 0.00051995 | 0.00051995 | 0.00051995 | 0.00051995 | 0.00051995 | 0.00051995 | 0.00051995 | 0.00051995 | 0.00051995 | 0.00051995 | 0 | 0 | 0 | 0 | 0 | 0 | 0 | 0 | 0 | 0 | 0 | 0 | 0 | 0 | 0 | 0 | 0 | 0 | 0 | 0 | 0 | 0 | 0 | 0 | 0 | 0 | 0 | 0 | 0 | 0 | 0 | 0 | 0 | 0 | 0 | 0 | 0 | 0 | 0 | 0 | 53295.2727 | 12250.2732 | 0 | 0
| CRO023-15404521 | 98 | CRO023 | CRO | 0 | 0 | 0.0018395 | 0.0018562 | 0.0018562 | 0.0018395 | 0.0018395 | 0.0018562 | 0.0018729 | 0.0018729 | 0.0018729 | 0.0018729 | 0.0018729 | 0.0018729 | 0.0018729 | 0.0018729 | 0.0018729 | 0.0018729 | 0.0018729 | 0.0018729 | 0.0018729 | 0.0018729 | 0.0046798 | 0.0047208 | 0.0047618 | 0.0048028 | 0.0048438 | 0.0048632 | 0.0048827 | 0.0049021 | 0.0049215 | 0.004941 | 0.0049604 | 0.0049798 | 0.0049993 | 0.0050187 | 0.0050381 | 0.0050576 | 0.005077 | 0.0050965 | 0.0051159 | 0.0051353 | 0.00024964 | 0.00025412 | 0.00025632 | 0.0002562 | 0.00025839 | 0.00026179 | 0.0002652 | 0.00026625 | 0.00026731 | 0.00026837 | 0.00026942 | 0.00027048 | 0.00027153 | 0.00027259 | 0.00027364 | 0.0002747 | 0.00027576 | 0.00027681 | 0.00027787 | 0.00027892 | 53295.2727 | 12250.2732 | 204.6866 | 47.0486
| CRO031-15404634 | 0 | CRO031 | CRO | 0 | 0 | 5.19 | 5.18 | 5.165 | 5.135 | 5.11 | 5.095 | 5.1 | 5.1 | 5.1 | 5.1 | 5.1 | 5.1 | 5.1 | 5.1 | 5.1 | 5.1 | 5.1 | 5.1 | 5.1 | 5.1 | 0 | 0 | 0 | 0 | 0 | 0 | 0 | 0 | 0 | 0 | 0 | 0 | 0 | 0 | 0 | 0 | 0 | 0 | 0 | 0 | 0 | 0 | 0 | 0 | 0 | 0 | 0 | 0 | 0 | 0 | 0 | 0 | 0 | 0 | 0 | 0 | 0 | 0 | 0 | 0 | 53295.2727 | 12250.2732 | 0 | 0
| CRO031-15404660 | 23 | CRO031 | CRO | 0 | 0 | 5.19 | 5.18 | 5.165 | 5.135 | 5.11 | 5.095 | 5.1 | 5.1 | 5.1 | 5.1 | 5.1 | 5.1 | 5.1 | 5.1 | 5.1 | 5.1 | 5.1 | 5.1 | 5.1 | 5.1 | 0 | 0 | 0 | 0 | 0 | 0 | 0 | 0 | 0 | 0 | 0 | 0 | 0 | 0 | 0 | 0 | 0 | 0 | 0 | 0 | 0 | 0 | 0 | 0 | 0 | 0 | 0 | 0 | 0 | 0 | 0 | 0 | 0 | 0 | 0 | 0 | 0 | 0 | 0 | 0 | 53295.2727 | 12250.2732 | 0 | 0
| CRO032-15404697 | 40 | CRO032 | CRO | 0 | 0 | 1.4908 | 1.5423 | 1.5854 | 1.5962 | 1.6177 | 1.6685 | 1.7338 | 1.7385 | 1.7385 | 1.7385 | 1.7385 | 1.7385 | 1.7385 | 1.7385 | 1.7385 | 1.7385 | 1.7385 | 1.7385 | 1.7385 | 1.7385 | 0 | 0 | 0 | 0 | 0 | 0 | 0 | 0 | 0 | 0 | 0 | 0 | 0 | 0 | 0 | 0 | 0 | 0 | 0 | 0 | 0 | 0 | 0 | 0 | 0 | 0 | 0 | 0 | 0 | 0 | 0 | 0 | 0 | 0 | 0 | 0 | 0 | 0 | 0 | 0 | 53295.2727 | 12250.2732 | 0 | 0
| CRO033-15404721 | 62 | CRO033 | CRO | 0 | 0 | 0.19562 | 0.19531 | 0.19469 | 0.19406 | 0.19312 | 0.1925 | 0.1925 | 0.1925 | 0.1925 | 0.1925 | 0.1925 | 0.1925 | 0.1925 | 0.1925 | 0.1925 | 0.1925 | 0.1925 | 0.1925 | 0.1925 | 0.1925 | 0.034285 | 0.034573 | 0.03486 | 0.035148 | 0.035436 | 0.035561 | 0.035687 | 0.035812 | 0.035938 | 0.036064 | 0.036189 | 0.036315 | 0.036441 | 0.036566 | 0.036692 | 0.036818 | 0.036943 | 0.037069 | 0.037194 | 0.03732 | 0.19451 | 0.19582 | 0.19682 | 0.19781 | 0.19846 | 0.19852 | 0.19922 | 0.19992 | 0.20062 | 0.20133 | 0.20203 | 0.20273 | 0.20343 | 0.20413 | 0.20483 | 0.20553 | 0.20624 | 0.20694 | 0.20764 | 0.20834 | 53295.2727 | 12250.2732 | 154858.046 | 35595.1528
| CRO034-15404810 | 195 | CRO034 | CRO | 0 | 0 | 0.0017022 | 0.0016875 | 0.0016728 | 0.0016581 | 0.0016434 | 0.001636 | 0.0016287 | 0.0016176 | 0.0016176 | 0.0016176 | 0.0016176 | 0.0016176 | 0.0016176 | 0.0016176 | 0.0016176 | 0.0016176 | 0.0016176 | 0.0016176 | 0.0016176 | 0.0016176 | 0 | 0 | 0 | 0 | 0 | 0 | 0 | 0 | 0 | 0 | 0 | 0 | 0 | 0 | 0 | 0 | 0 | 0 | 0 | 0 | 0 | 0 | 0 | 0 | 0 | 0 | 0 | 0 | 0 | 0 | 0 | 0 | 0 | 0 | 0 | 0 | 0 | 0 | 0 | 0 | 53295.2727 | 12250.2732 | 0 | 0
| CTN001-129145544 | 454 | CTN001 | CTN | 0 | 0 | 0.0024386 | 0.0024724 | 0.0024969 | 0.0024908 | 0.0024908 | 0.0025246 | 0.0025676 | 0.0025553 | 0.0025553 | 0.0025553 | 0.0025553 | 0.0025553 | 0.0025553 | 0.0025553 | 0.0025553 | 0.0025553 | 0.0025553 | 0.0025553 | 0.0025553 | 0.0025553 | 4.5716 | 4.5953 | 4.6189 | 4.6426 | 4.6662 | 4.6703 | 4.6744 | 4.6785 | 4.6827 | 4.6868 | 4.6909 | 4.695 | 4.6991 | 4.7032 | 4.7073 | 4.7115 | 4.7156 | 4.7197 | 4.7238 | 4.7279 | 0.3233 | 0.32947 | 0.33446 | 0.33535 | 0.33705 | 0.34193 | 0.34806 | 0.34669 | 0.347 | 0.3473 | 0.34761 | 0.34791 | 0.34822 | 0.34852 | 0.34883 | 0.34913 | 0.34944 | 0.34974 | 0.35005 | 0.35035 | 45198.6405 | 13322.8827 | 223957.6486 | 66014.4075
| CTN001-15418475 | 57 | CTN001 | CTN | 0 | 0 | 0.0024386 | 0.0024724 | 0.0024969 | 0.0024908 | 0.0024908 | 0.0025246 | 0.0025676 | 0.0025553 | 0.0025553 | 0.0025553 | 0.0025553 | 0.0025553 | 0.0025553 | 0.0025553 | 0.0025553 | 0.0025553 | 0.0025553 | 0.0025553 | 0.0025553 | 0.0025553 | 3.7046 | 3.7178 | 3.731 | 3.7443 | 3.7575 | 3.7559 | 3.7544 | 3.7529 | 3.7513 | 3.7498 | 3.7482 | 3.7467 | 3.7451 | 3.7436 | 3.742 | 3.7405 | 3.739 | 3.7374 | 3.7359 | 3.7343 | 0.26199 | 0.26656 | 0.27017 | 0.27046 | 0.27141 | 0.27498 | 0.27955 | 0.2781 | 0.27798 | 0.27787 | 0.27776 | 0.27764 | 0.27753 | 0.27741 | 0.2773 | 0.27718 | 0.27707 | 0.27695 | 0.27684 | 0.27673 | 45198.6405 | 13322.8827 | 179340.4913 | 52862.9245
| CTN001-155143379 | 72 | CTN001 | CTN | 0 | 0 | 0.0024386 | 0.0024724 | 0.0024969 | 0.0024908 | 0.0024908 | 0.0025246 | 0.0025676 | 0.0025553 | 0.0025553 | 0.0025553 | 0.0025553 | 0.0025553 | 0.0025553 | 0.0025553 | 0.0025553 | 0.0025553 | 0.0025553 | 0.0025553 | 0.0025553 | 0.0025553 | 0.08267 | 0.083459 | 0.084247 | 0.085036 | 0.085824 | 0.085744 | 0.085665 | 0.085585 | 0.085505 | 0.085425 | 0.085345 | 0.085265 | 0.085185 | 0.085106 | 0.085026 | 0.084946 | 0.084866 | 0.084786 | 0.084706 | 0.084626 | 0.0058463 | 0.0059839 | 0.0061004 | 0.0061424 | 0.0061993 | 0.0062776 | 0.0063785 | 0.0063421 | 0.0063362 | 0.0063303 | 0.0063243 | 0.0063184 | 0.0063125 | 0.0063066 | 0.0063007 | 0.0062948 | 0.0062888 | 0.0062829 | 0.006277 | 0.0062711 | 45198.6405 | 13322.8827 | 4070.5108 | 1199.8356
| CTN001-155143591 | 119 | CTN001 | CTN | 0 | 0 | 0.0024386 | 0.0024724 | 0.0024969 | 0.0024908 | 0.0024908 | 0.0025246 | 0.0025676 | 0.0025553 | 0.0025553 | 0.0025553 | 0.0025553 | 0.0025553 | 0.0025553 | 0.0025553 | 0.0025553 | 0.0025553 | 0.0025553 | 0.0025553 | 0.0025553 | 0.0025553 | 0.15881 | 0.16048 | 0.16215 | 0.16382 | 0.16549 | 0.16502 | 0.16456 | 0.16409 | 0.16363 | 0.16316 | 0.16269 | 0.16223 | 0.16176 | 0.1613 | 0.16083 | 0.16036 | 0.1599 | 0.15943 | 0.15897 | 0.1585 | 0.011231 | 0.011506 | 0.011741 | 0.011833 | 0.011954 | 0.012082 | 0.012253 | 0.01216 | 0.012125 | 0.012091 | 0.012056 | 0.012022 | 0.011987 | 0.011953 | 0.011918 | 0.011883 | 0.011849 | 0.011814 | 0.01178 | 0.011745 | 45198.6405 | 13322.8827 | 7768.4369 | 2289.847
| CTN001-155143776 | 74 | CTN001 | CTN | 0 | 0 | 0.0024386 | 0.0024724 | 0.0024969 | 0.0024908 | 0.0024908 | 0.0025246 | 0.0025676 | 0.0025553 | 0.0025553 | 0.0025553 | 0.0025553 | 0.0025553 | 0.0025553 | 0.0025553 | 0.0025553 | 0.0025553 | 0.0025553 | 0.0025553 | 0.0025553 | 0.0025553 | 0.14406 | 0.14515 | 0.14624 | 0.14733 | 0.14843 | 0.14874 | 0.14905 | 0.14936 | 0.14966 | 0.14997 | 0.15028 | 0.15059 | 0.1509 | 0.15121 | 0.15152 | 0.15183 | 0.15214 | 0.15245 | 0.15276 | 0.15307 | 0.010188 | 0.010407 | 0.01059 | 0.010642 | 0.010721 | 0.010889 | 0.011098 | 0.011068 | 0.011091 | 0.011114 | 0.011137 | 0.01116 | 0.011183 | 0.011205 | 0.011228 | 0.011251 | 0.011274 | 0.011297 | 0.01132 | 0.011343 | 45198.6405 | 13322.8827 | 7156.9159 | 2109.5933
| CTN001-155143905 | 4 | CTN001 | CTN | 0 | 0 | 0.0024386 | 0.0024724 | 0.0024969 | 0.0024908 | 0.0024908 | 0.0025246 | 0.0025676 | 0.0025553 | 0.0025553 | 0.0025553 | 0.0025553 | 0.0025553 | 0.0025553 | 0.0025553 | 0.0025553 | 0.0025553 | 0.0025553 | 0.0025553 | 0.0025553 | 0.0025553 | 0.00056092 | 0.00056684 | 0.00057276 | 0.00057868 | 0.0005846 | 0.0005859 | 0.00058719 | 0.00058849 | 0.00058978 | 0.00059108 | 0.00059237 | 0.00059366 | 0.00059496 | 0.00059625 | 0.00059755 | 0.00059884 | 0.00060014 | 0.00060143 | 0.00060273 | 0.00060402 | 3.9668e-05 | 4.0642e-05 | 4.1474e-05 | 4.18e-05 | 4.2227e-05 | 4.2895e-05 | 4.3722e-05 | 4.3609e-05 | 4.3705e-05 | 4.3801e-05 | 4.3897e-05 | 4.3992e-05 | 4.4088e-05 | 4.4184e-05 | 4.428e-05 | 4.4376e-05 | 4.4472e-05 | 4.4568e-05 | 4.4664e-05 | 4.476e-05 | 45198.6405 | 13322.8827 | 28.1571 | 8.2997
| CTN001-155145203 | 11 | CTN001 | CTN | 0 | 0 | 0.0024386 | 0.0024724 | 0.0024969 | 0.0024908 | 0.0024908 | 0.0025246 | 0.0025676 | 0.0025553 | 0.0025553 | 0.0025553 | 0.0025553 | 0.0025553 | 0.0025553 | 0.0025553 | 0.0025553 | 0.0025553 | 0.0025553 | 0.0025553 | 0.0025553 | 0.0025553 | 0.0069808 | 0.007057 | 0.0071332 | 0.0072094 | 0.0072856 | 0.0072754 | 0.0072651 | 0.0072549 | 0.0072446 | 0.0072344 | 0.0072241 | 0.0072139 | 0.0072036 | 0.0071933 | 0.0071831 | 0.0071728 | 0.0071626 | 0.0071523 | 0.0071421 | 0.0071318 | 0.00049367 | 0.00050598 | 0.00051652 | 0.00052076 | 0.00052626 | 0.00053265 | 0.00054096 | 0.00053761 | 0.00053685 | 0.00053609 | 0.00053533 | 0.00053457 | 0.00053381 | 0.00053305 | 0.00053229 | 0.00053153 | 0.00053077 | 0.00053001 | 0.00052925 | 0.00052849 | 45198.6405 | 13322.8827 | 344.4163 | 101.5211
| CTN001-155179699 | 26 | CTN001 | CTN | 0 | 0 | 0.0024386 | 0.0024724 | 0.0024969 | 0.0024908 | 0.0024908 | 0.0025246 | 0.0025676 | 0.0025553 | 0.0025553 | 0.0025553 | 0.0025553 | 0.0025553 | 0.0025553 | 0.0025553 | 0.0025553 | 0.0025553 | 0.0025553 | 0.0025553 | 0.0025553 | 0.0025553 | 0.0069178 | 0.0070025 | 0.0070872 | 0.007172 | 0.0072567 | 0.0072449 | 0.0072332 | 0.0072214 | 0.0072097 | 0.0071979 | 0.0071862 | 0.0071744 | 0.0071627 | 0.0071509 | 0.0071392 | 0.0071274 | 0.0071157 | 0.0071039 | 0.0070922 | 0.0070804 | 0.00048921 | 0.00050207 | 0.00051319 | 0.00051805 | 0.00052417 | 0.00053042 | 0.00053858 | 0.00053513 | 0.00053426 | 0.00053339 | 0.00053252 | 0.00053165 | 0.00053078 | 0.00052991 | 0.00052904 | 0.00052816 | 0.00052729 | 0.00052642 | 0.00052555 | 0.00052468 | 45198.6405 | 13322.8827 | 342.4029 | 100.9277
| CTN001-155179789 | 31 | CTN001 | CTN | 0 | 0 | 0.0024386 | 0.0024724 | 0.0024969 | 0.0024908 | 0.0024908 | 0.0025246 | 0.0025676 | 0.0025553 | 0.0025553 | 0.0025553 | 0.0025553 | 0.0025553 | 0.0025553 | 0.0025553 | 0.0025553 | 0.0025553 | 0.0025553 | 0.0025553 | 0.0025553 | 0.0025553 | 0.014282 | 0.01446 | 0.014637 | 0.014815 | 0.014992 | 0.014963 | 0.014934 | 0.014905 | 0.014875 | 0.014846 | 0.014817 | 0.014788 | 0.014758 | 0.014729 | 0.0147 | 0.014671 | 0.014641 | 0.014612 | 0.014583 | 0.014554 | 0.00101 | 0.0010368 | 0.0010599 | 0.0010701 | 0.0010829 | 0.0010955 | 0.001112 | 0.0011045 | 0.0011023 | 0.0011001 | 0.001098 | 0.0010958 | 0.0010936 | 0.0010915 | 0.0010893 | 0.0010871 | 0.001085 | 0.0010828 | 0.0010806 | 0.0010785 | 45198.6405 | 13322.8827 | 706.1225 | 208.1387
| CTN001-155190934 | 18 | CTN001 | CTN | 0 | 0 | 0.0024386 | 0.0024724 | 0.0024969 | 0.0024908 | 0.0024908 | 0.0025246 | 0.0025676 | 0.0025553 | 0.0025553 | 0.0025553 | 0.0025553 | 0.0025553 | 0.0025553 | 0.0025553 | 0.0025553 | 0.0025553 | 0.0025553 | 0.0025553 | 0.0025553 | 0.0025553 | 0.0013431 | 0.0013572 | 0.0013714 | 0.0013855 | 0.0013996 | 0.0013969 | 0.0013942 | 0.0013915 | 0.0013887 | 0.001386 | 0.0013833 | 0.0013806 | 0.0013779 | 0.0013752 | 0.0013725 | 0.0013698 | 0.0013671 | 0.0013644 | 0.0013617 | 0.001359 | 9.4984e-05 | 9.7312e-05 | 9.9301e-05 | 0.00010008 | 0.0001011 | 0.00010227 | 0.00010381 | 0.00010311 | 0.00010291 | 0.00010271 | 0.00010251 | 0.00010231 | 0.00010211 | 0.00010191 | 0.00010171 | 0.00010151 | 0.0001013 | 0.0001011 | 0.0001009 | 0.0001007 | 45198.6405 | 13322.8827 | 65.9992 | 19.4541
| CTN001-155191080 | 4 | CTN001 | CTN | 0 | 0 | 0.0024386 | 0.0024724 | 0.0024969 | 0.0024908 | 0.0024908 | 0.0025246 | 0.0025676 | 0.0025553 | 0.0025553 | 0.0025553 | 0.0025553 | 0.0025553 | 0.0025553 | 0.0025553 | 0.0025553 | 0.0025553 | 0.0025553 | 0.0025553 | 0.0025553 | 0.0025553 | 7.8811e-06 | 7.9709e-06 | 8.0606e-06 | 8.1503e-06 | 8.24e-06 | 8.257e-06 | 8.274e-06 | 8.291e-06 | 8.308e-06 | 8.325e-06 | 8.342e-06 | 8.359e-06 | 8.376e-06 | 8.393e-06 | 8.41e-06 | 8.427e-06 | 8.444e-06 | 8.461e-06 | 8.478e-06 | 8.495e-06 | 5.5734e-07 | 5.715e-07 | 5.8367e-07 | 5.8872e-07 | 5.952e-07 | 6.0452e-07 | 6.1608e-07 | 6.1439e-07 | 6.1565e-07 | 6.1691e-07 | 6.1817e-07 | 6.1943e-07 | 6.2069e-07 | 6.2195e-07 | 6.2321e-07 | 6.2447e-07 | 6.2573e-07 | 6.2699e-07 | 6.2825e-07 | 6.2951e-07 | 45198.6405 | 13322.8827 | 0.39638 | 0.11684
| CTN001-155191213 | 17 | CTN001 | CTN | 0 | 0 | 0.0024386 | 0.0024724 | 0.0024969 | 0.0024908 | 0.0024908 | 0.0025246 | 0.0025676 | 0.0025553 | 0.0025553 | 0.0025553 | 0.0025553 | 0.0025553 | 0.0025553 | 0.0025553 | 0.0025553 | 0.0025553 | 0.0025553 | 0.0025553 | 0.0025553 | 0.0025553 | 0.0093863 | 0.009498 | 0.0096096 | 0.0097213 | 0.009833 | 0.0098069 | 0.0097809 | 0.0097548 | 0.0097288 | 0.0097027 | 0.0096767 | 0.0096506 | 0.0096246 | 0.0095985 | 0.0095725 | 0.0095464 | 0.0095204 | 0.0094943 | 0.0094683 | 0.0094422 | 0.00066379 | 0.00068099 | 0.00069584 | 0.0007022 | 0.00071026 | 0.00071799 | 0.00072828 | 0.00072286 | 0.00072093 | 0.000719 | 0.00071707 | 0.00071514 | 0.00071321 | 0.00071128 | 0.00070935 | 0.00070742 | 0.00070549 | 0.00070356 | 0.00070163 | 0.0006997 | 45198.6405 | 13322.8827 | 461.5974 | 136.0618
| CTN001-155191322 | 102 | CTN001 | CTN | 0 | 0 | 0.0024386 | 0.0024724 | 0.0024969 | 0.0024908 | 0.0024908 | 0.0025246 | 0.0025676 | 0.0025553 | 0.0025553 | 0.0025553 | 0.0025553 | 0.0025553 | 0.0025553 | 0.0025553 | 0.0025553 | 0.0025553 | 0.0025553 | 0.0025553 | 0.0025553 | 0.0025553 | 0.23946 | 0.24208 | 0.2447 | 0.24731 | 0.24993 | 0.24965 | 0.24937 | 0.24909 | 0.2488 | 0.24852 | 0.24824 | 0.24796 | 0.24768 | 0.2474 | 0.24712 | 0.24683 | 0.24655 | 0.24627 | 0.24599 | 0.24571 | 0.016935 | 0.017357 | 0.017719 | 0.017864 | 0.018053 | 0.018277 | 0.018568 | 0.018458 | 0.018437 | 0.018416 | 0.018395 | 0.018375 | 0.018354 | 0.018333 | 0.018312 | 0.018291 | 0.01827 | 0.018249 | 0.018229 | 0.018208 | 45198.6405 | 13322.8827 | 11832.0526 | 3487.6502
| CTN001-155250725 | 29 | CTN001 | CTN | 0 | 0 | 0.0024386 | 0.0024724 | 0.0024969 | 0.0024908 | 0.0024908 | 0.0025246 | 0.0025676 | 0.0025553 | 0.0025553 | 0.0025553 | 0.0025553 | 0.0025553 | 0.0025553 | 0.0025553 | 0.0025553 | 0.0025553 | 0.0025553 | 0.0025553 | 0.0025553 | 0.0025553 | 2.97e-05 | 2.97e-05 | 2.97e-05 | 2.97e-05 | 2.97e-05 | 2.97e-05 | 2.97e-05 | 2.97e-05 | 2.97e-05 | 2.97e-05 | 2.97e-05 | 2.97e-05 | 2.97e-05 | 2.97e-05 | 2.97e-05 | 2.97e-05 | 2.97e-05 | 2.97e-05 | 2.97e-05 | 2.97e-05 | 2.1003e-06 | 2.1294e-06 | 2.1506e-06 | 2.1453e-06 | 2.1453e-06 | 2.1744e-06 | 2.2114e-06 | 2.2009e-06 | 2.2009e-06 | 2.2009e-06 | 2.2009e-06 | 2.2009e-06 | 2.2009e-06 | 2.2009e-06 | 2.2009e-06 | 2.2009e-06 | 2.2009e-06 | 2.2009e-06 | 2.2009e-06 | 2.2009e-06 | 45198.6405 | 13322.8827 | 1.4237 | 0.41966
| CTN001-155250997 | 374 | CTN001 | CTN | 0 | 0 | 0.0024386 | 0.0024724 | 0.0024969 | 0.0024908 | 0.0024908 | 0.0025246 | 0.0025676 | 0.0025553 | 0.0025553 | 0.0025553 | 0.0025553 | 0.0025553 | 0.0025553 | 0.0025553 | 0.0025553 | 0.0025553 | 0.0025553 | 0.0025553 | 0.0025553 | 0.0025553 | 0.34403 | 0.34665 | 0.34926 | 0.35188 | 0.35449 | 0.35498 | 0.35548 | 0.35597 | 0.35646 | 0.35696 | 0.35745 | 0.35794 | 0.35844 | 0.35893 | 0.35943 | 0.35992 | 0.36041 | 0.36091 | 0.3614 | 0.36189 | 0.02433 | 0.024854 | 0.02529 | 0.025417 | 0.025606 | 0.025989 | 0.026469 | 0.026379 | 0.026415 | 0.026452 | 0.026488 | 0.026525 | 0.026561 | 0.026598 | 0.026635 | 0.026671 | 0.026708 | 0.026744 | 0.026781 | 0.026817 | 45198.6405 | 13322.8827 | 17032.8746 | 5020.6596
| CTN001-155668176 | 32 | CTN001 | CTN | 0 | 0 | 0.0024386 | 0.0024724 | 0.0024969 | 0.0024908 | 0.0024908 | 0.0025246 | 0.0025676 | 0.0025553 | 0.0025553 | 0.0025553 | 0.0025553 | 0.0025553 | 0.0025553 | 0.0025553 | 0.0025553 | 0.0025553 | 0.0025553 | 0.0025553 | 0.0025553 | 0.0025553 | 0.05758 | 0.058236 | 0.058891 | 0.059547 | 0.060202 | 0.06013 | 0.060059 | 0.059987 | 0.059915 | 0.059843 | 0.059772 | 0.0597 | 0.059628 | 0.059556 | 0.059485 | 0.059413 | 0.059341 | 0.059269 | 0.059197 | 0.059126 | 0.004072 | 0.0041754 | 0.0042644 | 0.0043012 | 0.0043486 | 0.0044023 | 0.0044719 | 0.0044452 | 0.0044399 | 0.0044346 | 0.0044293 | 0.0044239 | 0.0044186 | 0.0044133 | 0.004408 | 0.0044027 | 0.0043974 | 0.004392 | 0.0043867 | 0.0043814 | 45198.6405 | 13322.8827 | 2848.3223 | 839.5797
| CTN001-155668272 | 40 | CTN001 | CTN | 0 | 0 | 0.0024386 | 0.0024724 | 0.0024969 | 0.0024908 | 0.0024908 | 0.0025246 | 0.0025676 | 0.0025553 | 0.0025553 | 0.0025553 | 0.0025553 | 0.0025553 | 0.0025553 | 0.0025553 | 0.0025553 | 0.0025553 | 0.0025553 | 0.0025553 | 0.0025553 | 0.0025553 | 0.014831 | 0.015004 | 0.015177 | 0.015349 | 0.015522 | 0.015514 | 0.015505 | 0.015497 | 0.015488 | 0.01548 | 0.015471 | 0.015463 | 0.015454 | 0.015446 | 0.015437 | 0.015429 | 0.015421 | 0.015412 | 0.015404 | 0.015395 | 0.0010488 | 0.0010757 | 0.0010989 | 0.0011087 | 0.0011212 | 0.0011358 | 0.0011545 | 0.0011484 | 0.0011477 | 0.0011471 | 0.0011465 | 0.0011458 | 0.0011452 | 0.0011446 | 0.001144 | 0.0011433 | 0.0011427 | 0.0011421 | 0.0011415 | 0.0011408 | 45198.6405 | 13322.8827 | 736.7177 | 217.157
| CTN001-155821745 | 66 | CTN001 | CTN | 0 | 0 | 0.0024386 | 0.0024724 | 0.0024969 | 0.0024908 | 0.0024908 | 0.0025246 | 0.0025676 | 0.0025553 | 0.0025553 | 0.0025553 | 0.0025553 | 0.0025553 | 0.0025553 | 0.0025553 | 0.0025553 | 0.0025553 | 0.0025553 | 0.0025553 | 0.0025553 | 0.0025553 | 0.084583 | 0.085536 | 0.086489 | 0.087442 | 0.088395 | 0.088242 | 0.088089 | 0.087936 | 0.087783 | 0.08763 | 0.087477 | 0.087324 | 0.08717 | 0.087017 | 0.086864 | 0.086711 | 0.086558 | 0.086405 | 0.086252 | 0.086099 | 0.0059816 | 0.0061328 | 0.0062628 | 0.0063162 | 0.006385 | 0.0064604 | 0.0065591 | 0.0065163 | 0.006505 | 0.0064936 | 0.0064823 | 0.006471 | 0.0064596 | 0.0064483 | 0.0064369 | 0.0064256 | 0.0064142 | 0.0064029 | 0.0063915 | 0.0063802 | 45198.6405 | 13322.8827 | 4170.8923 | 1229.4244
| CTN001-155821947 | 45 | CTN001 | CTN | 0 | 0 | 0.0024386 | 0.0024724 | 0.0024969 | 0.0024908 | 0.0024908 | 0.0025246 | 0.0025676 | 0.0025553 | 0.0025553 | 0.0025553 | 0.0025553 | 0.0025553 | 0.0025553 | 0.0025553 | 0.0025553 | 0.0025553 | 0.0025553 | 0.0025553 | 0.0025553 | 0.0025553 | 0.019895 | 0.019902 | 0.019909 | 0.019915 | 0.019922 | 0.019916 | 0.019909 | 0.019903 | 0.019897 | 0.019891 | 0.019884 | 0.019878 | 0.019872 | 0.019866 | 0.01986 | 0.019853 | 0.019847 | 0.019841 | 0.019835 | 0.019828 | 0.001407 | 0.0014269 | 0.0014416 | 0.0014385 | 0.001439 | 0.0014581 | 0.0014824 | 0.0014749 | 0.0014744 | 0.001474 | 0.0014735 | 0.001473 | 0.0014726 | 0.0014721 | 0.0014717 | 0.0014712 | 0.0014707 | 0.0014703 | 0.0014698 | 0.0014693 | 45198.6405 | 13322.8827 | 953.2721 | 280.9892
| CTN001-155822474 | 31 | CTN001 | CTN | 0 | 0 | 0.0024386 | 0.0024724 | 0.0024969 | 0.0024908 | 0.0024908 | 0.0025246 | 0.0025676 | 0.0025553 | 0.0025553 | 0.0025553 | 0.0025553 | 0.0025553 | 0.0025553 | 0.0025553 | 0.0025553 | 0.0025553 | 0.0025553 | 0.0025553 | 0.0025553 | 0.0025553 | 0.019703 | 0.019921 | 0.020139 | 0.020356 | 0.020574 | 0.020564 | 0.020555 | 0.020545 | 0.020535 | 0.020526 | 0.020516 | 0.020507 | 0.020497 | 0.020487 | 0.020478 | 0.020468 | 0.020459 | 0.020449 | 0.020439 | 0.02043 | 0.0013934 | 0.0014283 | 0.0014583 | 0.0014704 | 0.0014861 | 0.0015056 | 0.0015305 | 0.0015225 | 0.0015217 | 0.001521 | 0.0015203 | 0.0015196 | 0.0015189 | 0.0015182 | 0.0015175 | 0.0015168 | 0.001516 | 0.0015153 | 0.0015146 | 0.0015139 | 45198.6405 | 13322.8827 | 977.2288 | 288.0508
| CTN001-155822565 | 64 | CTN001 | CTN | 0 | 0 | 0.0024386 | 0.0024724 | 0.0024969 | 0.0024908 | 0.0024908 | 0.0025246 | 0.0025676 | 0.0025553 | 0.0025553 | 0.0025553 | 0.0025553 | 0.0025553 | 0.0025553 | 0.0025553 | 0.0025553 | 0.0025553 | 0.0025553 | 0.0025553 | 0.0025553 | 0.0025553 | 0.078603 | 0.079448 | 0.080293 | 0.081138 | 0.081983 | 0.081983 | 0.081982 | 0.081982 | 0.081981 | 0.081981 | 0.081981 | 0.08198 | 0.08198 | 0.08198 | 0.081979 | 0.081979 | 0.081979 | 0.081978 | 0.081978 | 0.081978 | 0.0055587 | 0.0056963 | 0.0058141 | 0.0058608 | 0.0059219 | 0.0060021 | 0.0061043 | 0.0060751 | 0.0060751 | 0.0060751 | 0.006075 | 0.006075 | 0.006075 | 0.006075 | 0.0060749 | 0.0060749 | 0.0060749 | 0.0060749 | 0.0060748 | 0.0060748 | 45198.6405 | 13322.8827 | 3903.9721 | 1150.7462
| CTN001-156780450 | 79 | CTN001 | CTN | 0 | 0 | 0.0024386 | 0.0024724 | 0.0024969 | 0.0024908 | 0.0024908 | 0.0025246 | 0.0025676 | 0.0025553 | 0.0025553 | 0.0025553 | 0.0025553 | 0.0025553 | 0.0025553 | 0.0025553 | 0.0025553 | 0.0025553 | 0.0025553 | 0.0025553 | 0.0025553 | 0.0025553 | 0.076742 | 0.077276 | 0.07781 | 0.078343 | 0.078877 | 0.079063 | 0.079249 | 0.079435 | 0.079621 | 0.079807 | 0.079993 | 0.080179 | 0.080366 | 0.080552 | 0.080738 | 0.080924 | 0.08111 | 0.081296 | 0.081482 | 0.081668 | 0.0054271 | 0.0055406 | 0.0056343 | 0.0056589 | 0.0056975 | 0.0057884 | 0.0059008 | 0.0058864 | 0.0059002 | 0.005914 | 0.0059278 | 0.0059416 | 0.0059553 | 0.0059691 | 0.0059829 | 0.0059967 | 0.0060105 | 0.0060243 | 0.0060381 | 0.0060519 | 45198.6405 | 13322.8827 | 3809.9809 | 1123.0411
| CTN001-158006395 | 1 | CTN001 | CTN | 0 | 0 | 0.0024386 | 0.0024724 | 0.0024969 | 0.0024908 | 0.0024908 | 0.0025246 | 0.0025676 | 0.0025553 | 0.0025553 | 0.0025553 | 0.0025553 | 0.0025553 | 0.0025553 | 0.0025553 | 0.0025553 | 0.0025553 | 0.0025553 | 0.0025553 | 0.0025553 | 0.0025553 | 6.624e-07 | 6.624e-07 | 6.624e-07 | 6.624e-07 | 6.624e-07 | 6.624e-07 | 6.624e-07 | 6.624e-07 | 6.624e-07 | 6.624e-07 | 6.624e-07 | 6.624e-07 | 6.624e-07 | 6.624e-07 | 6.624e-07 | 6.624e-07 | 6.624e-07 | 6.624e-07 | 6.624e-07 | 6.624e-07 | 4.6844e-08 | 4.7493e-08 | 4.7965e-08 | 4.7847e-08 | 4.7847e-08 | 4.8496e-08 | 4.9322e-08 | 4.9086e-08 | 4.9086e-08 | 4.9086e-08 | 4.9086e-08 | 4.9086e-08 | 4.9086e-08 | 4.9086e-08 | 4.9086e-08 | 4.9086e-08 | 4.9086e-08 | 4.9086e-08 | 4.9086e-08 | 4.9086e-08 | 45198.6405 | 13322.8827 | 0.031753 | 0.0093597
| CTN001-161785823 | 97 | CTN001 | CTN | 0 | 0 | 0.0024386 | 0.0024724 | 0.0024969 | 0.0024908 | 0.0024908 | 0.0025246 | 0.0025676 | 0.0025553 | 0.0025553 | 0.0025553 | 0.0025553 | 0.0025553 | 0.0025553 | 0.0025553 | 0.0025553 | 0.0025553 | 0.0025553 | 0.0025553 | 0.0025553 | 0.0025553 | 0.12639 | 0.12733 | 0.12828 | 0.12923 | 0.13018 | 0.13035 | 0.13052 | 0.13069 | 0.13087 | 0.13104 | 0.13121 | 0.13138 | 0.13155 | 0.13172 | 0.13189 | 0.13206 | 0.13223 | 0.1324 | 0.13257 | 0.13275 | 0.0089378 | 0.0091297 | 0.0092891 | 0.0093348 | 0.0094034 | 0.0095434 | 0.0097187 | 0.0096849 | 0.0096975 | 0.0097102 | 0.0097229 | 0.0097355 | 0.0097482 | 0.0097609 | 0.0097735 | 0.0097862 | 0.0097989 | 0.0098115 | 0.0098242 | 0.0098369 | 45198.6405 | 13322.8827 | 6252.9308 | 1843.1321
| CTN001-163126863 | 53 | CTN001 | CTN | 0 | 0 | 0.0024386 | 0.0024724 | 0.0024969 | 0.0024908 | 0.0024908 | 0.0025246 | 0.0025676 | 0.0025553 | 0.0025553 | 0.0025553 | 0.0025553 | 0.0025553 | 0.0025553 | 0.0025553 | 0.0025553 | 0.0025553 | 0.0025553 | 0.0025553 | 0.0025553 | 0.0025553 | 0.0083989 | 0.0084534 | 0.0085078 | 0.0085623 | 0.0086168 | 0.0086245 | 0.0086323 | 0.0086401 | 0.0086478 | 0.0086556 | 0.0086634 | 0.0086711 | 0.0086789 | 0.0086867 | 0.0086944 | 0.0087022 | 0.00871 | 0.0087177 | 0.0087255 | 0.0087333 | 0.00059396 | 0.00060609 | 0.00061606 | 0.00061848 | 0.00062241 | 0.00063142 | 0.00064276 | 0.00064026 | 0.00064083 | 0.00064141 | 0.00064198 | 0.00064256 | 0.00064314 | 0.00064371 | 0.00064429 | 0.00064486 | 0.00064544 | 0.00064601 | 0.00064659 | 0.00064716 | 45198.6405 | 13322.8827 | 413.2776 | 121.8189
| CTN001-163266702 | 13 | CTN001 | CTN | 0 | 0 | 0.0024386 | 0.0024724 | 0.0024969 | 0.0024908 | 0.0024908 | 0.0025246 | 0.0025676 | 0.0025553 | 0.0025553 | 0.0025553 | 0.0025553 | 0.0025553 | 0.0025553 | 0.0025553 | 0.0025553 | 0.0025553 | 0.0025553 | 0.0025553 | 0.0025553 | 0.0025553 | 0.0077005 | 0.0077876 | 0.0078747 | 0.0079618 | 0.0080489 | 0.0080529 | 0.0080568 | 0.0080607 | 0.0080647 | 0.0080686 | 0.0080726 | 0.0080765 | 0.0080804 | 0.0080844 | 0.0080883 | 0.0080923 | 0.0080962 | 0.0081002 | 0.0081041 | 0.008108 | 0.00054457 | 0.00055836 | 0.00057022 | 0.0005751 | 0.0005814 | 0.00058957 | 0.0005999 | 0.00059733 | 0.00059762 | 0.00059791 | 0.0005982 | 0.00059849 | 0.00059879 | 0.00059908 | 0.00059937 | 0.00059966 | 0.00059996 | 0.00060025 | 0.00060054 | 0.00060083 | 45198.6405 | 13322.8827 | 384.124 | 113.2255
| CTN001-24604306 | 353 | CTN001 | CTN | 0 | 0 | 0.0024386 | 0.0024724 | 0.0024969 | 0.0024908 | 0.0024908 | 0.0025246 | 0.0025676 | 0.0025553 | 0.0025553 | 0.0025553 | 0.0025553 | 0.0025553 | 0.0025553 | 0.0025553 | 0.0025553 | 0.0025553 | 0.0025553 | 0.0025553 | 0.0025553 | 0.0025553 | 13.1559 | 13.2784 | 13.4009 | 13.5235 | 13.646 | 13.6249 | 13.6038 | 13.5827 | 13.5616 | 13.5405 | 13.5194 | 13.4983 | 13.4772 | 13.4561 | 13.435 | 13.4139 | 13.3928 | 13.3717 | 13.3505 | 13.3294 | 0.93037 | 0.95204 | 0.97037 | 0.97684 | 0.98569 | 0.99751 | 1.0129 | 1.0065 | 1.005 | 1.0034 | 1.0018 | 1.0003 | 0.9987 | 0.99714 | 0.99557 | 0.99401 | 0.99245 | 0.99088 | 0.98932 | 0.98775 | 45198.6405 | 13322.8827 | 645251.2729 | 190196.1409
| CTN001-24604862 | 87 | CTN001 | CTN | 0 | 0 | 0.0024386 | 0.0024724 | 0.0024969 | 0.0024908 | 0.0024908 | 0.0025246 | 0.0025676 | 0.0025553 | 0.0025553 | 0.0025553 | 0.0025553 | 0.0025553 | 0.0025553 | 0.0025553 | 0.0025553 | 0.0025553 | 0.0025553 | 0.0025553 | 0.0025553 | 0.0025553 | 0.44669 | 0.44705 | 0.4474 | 0.44776 | 0.44812 | 0.44769 | 0.44725 | 0.44682 | 0.44639 | 0.44595 | 0.44552 | 0.44509 | 0.44466 | 0.44422 | 0.44379 | 0.44336 | 0.44292 | 0.44249 | 0.44206 | 0.44162 | 0.031589 | 0.032053 | 0.032397 | 0.032343 | 0.032369 | 0.032776 | 0.033302 | 0.033111 | 0.033079 | 0.033047 | 0.033015 | 0.032982 | 0.03295 | 0.032918 | 0.032886 | 0.032854 | 0.032822 | 0.03279 | 0.032758 | 0.032726 | 45198.6405 | 13322.8827 | 21365.1234 | 6297.6459
| CTN001-24611782 | 45 | CTN001 | CTN | 0 | 0 | 0.0024386 | 0.0024724 | 0.0024969 | 0.0024908 | 0.0024908 | 0.0025246 | 0.0025676 | 0.0025553 | 0.0025553 | 0.0025553 | 0.0025553 | 0.0025553 | 0.0025553 | 0.0025553 | 0.0025553 | 0.0025553 | 0.0025553 | 0.0025553 | 0.0025553 | 0.0025553 | 1.2303 | 1.2398 | 1.2493 | 1.2588 | 1.2682 | 1.2689 | 1.2695 | 1.2701 | 1.2708 | 1.2714 | 1.272 | 1.2727 | 1.2733 | 1.2739 | 1.2746 | 1.2752 | 1.2758 | 1.2765 | 1.2771 | 1.2777 | 0.087005 | 0.08889 | 0.090461 | 0.090924 | 0.091609 | 0.092898 | 0.094527 | 0.094122 | 0.094168 | 0.094215 | 0.094262 | 0.094309 | 0.094356 | 0.094402 | 0.094449 | 0.094496 | 0.094543 | 0.09459 | 0.094636 | 0.094683 | 45198.6405 | 13322.8827 | 60658.0412 | 17879.7406
| CTN001-24611950 | 155 | CTN001 | CTN | 0 | 0 | 0.0024386 | 0.0024724 | 0.0024969 | 0.0024908 | 0.0024908 | 0.0025246 | 0.0025676 | 0.0025553 | 0.0025553 | 0.0025553 | 0.0025553 | 0.0025553 | 0.0025553 | 0.0025553 | 0.0025553 | 0.0025553 | 0.0025553 | 0.0025553 | 0.0025553 | 0.0025553 | 0.58397 | 0.58899 | 0.59401 | 0.59903 | 0.60405 | 0.60302 | 0.60199 | 0.60096 | 0.59993 | 0.5989 | 0.59787 | 0.59684 | 0.59581 | 0.59479 | 0.59376 | 0.59273 | 0.5917 | 0.59067 | 0.58964 | 0.58861 | 0.041297 | 0.042229 | 0.043013 | 0.043269 | 0.043632 | 0.044148 | 0.044824 | 0.044533 | 0.044457 | 0.04438 | 0.044304 | 0.044228 | 0.044152 | 0.044076 | 0.043999 | 0.043923 | 0.043847 | 0.043771 | 0.043694 | 0.043618 | 45198.6405 | 13322.8827 | 28551.6612 | 8415.9707
| CTN002-15418512 | 243 | CTN002 | CTN | 0 | 0 | 0.0012088 | 0.0012175 | 0.0012218 | 0.0012175 | 0.0012175 | 0.0012262 | 0.0012392 | 0.0012348 | 0.0012348 | 0.0012348 | 0.0012348 | 0.0012348 | 0.0012348 | 0.0012348 | 0.0012348 | 0.0012348 | 0.0012348 | 0.0012348 | 0.0012348 | 0.0012348 | 64.892 | 65.2263 | 65.5607 | 65.8951 | 66.2294 | 66.2768 | 66.3242 | 66.3716 | 66.419 | 66.4664 | 66.5139 | 66.5613 | 66.6087 | 66.6561 | 66.7035 | 66.7509 | 66.7983 | 66.8457 | 66.8931 | 66.9405 | 2.2749 | 2.303 | 2.323 | 2.3266 | 2.3384 | 2.3567 | 2.3834 | 2.3768 | 2.3785 | 2.3802 | 2.3819 | 2.3836 | 2.3853 | 2.387 | 2.3887 | 2.3904 | 2.3921 | 2.3938 | 2.3955 | 2.3972 | 45198.6405 | 13322.8827 | 1542847.9517 | 454774.3472
| CTN002-154876793 | 70 | CTN002 | CTN | 0 | 0 | 0.0012088 | 0.0012175 | 0.0012218 | 0.0012175 | 0.0012175 | 0.0012262 | 0.0012392 | 0.0012348 | 0.0012348 | 0.0012348 | 0.0012348 | 0.0012348 | 0.0012348 | 0.0012348 | 0.0012348 | 0.0012348 | 0.0012348 | 0.0012348 | 0.0012348 | 0.0012348 | 0.18591 | 0.18712 | 0.18832 | 0.18953 | 0.19074 | 0.19101 | 0.19128 | 0.19154 | 0.19181 | 0.19208 | 0.19234 | 0.19261 | 0.19288 | 0.19314 | 0.19341 | 0.19368 | 0.19394 | 0.19421 | 0.19448 | 0.19474 | 0.0065172 | 0.0066066 | 0.006673 | 0.006692 | 0.0067347 | 0.0067921 | 0.0068737 | 0.0068592 | 0.0068687 | 0.0068783 | 0.0068879 | 0.0068974 | 0.006907 | 0.0069165 | 0.0069261 | 0.0069356 | 0.0069452 | 0.0069547 | 0.0069643 | 0.0069738 | 45198.6405 | 13322.8827 | 4455.0326 | 1313.1784
| CTN002-154876923 | 109 | CTN002 | CTN | 0 | 0 | 0.0012088 | 0.0012175 | 0.0012218 | 0.0012175 | 0.0012175 | 0.0012262 | 0.0012392 | 0.0012348 | 0.0012348 | 0.0012348 | 0.0012348 | 0.0012348 | 0.0012348 | 0.0012348 | 0.0012348 | 0.0012348 | 0.0012348 | 0.0012348 | 0.0012348 | 0.0012348 | 0.28079 | 0.28271 | 0.28463 | 0.28655 | 0.28847 | 0.29042 | 0.29237 | 0.29432 | 0.29627 | 0.29822 | 0.30017 | 0.30212 | 0.30407 | 0.30602 | 0.30798 | 0.30993 | 0.31188 | 0.31383 | 0.31578 | 0.31773 | 0.0098435 | 0.0099818 | 0.010085 | 0.010117 | 0.010185 | 0.010327 | 0.010507 | 0.01054 | 0.01061 | 0.010679 | 0.010749 | 0.010819 | 0.010889 | 0.010959 | 0.011029 | 0.011099 | 0.011168 | 0.011238 | 0.011308 | 0.011378 | 45198.6405 | 13322.8827 | 6918.0229 | 2039.1766
| CTN002-154877191 | 82 | CTN002 | CTN | 0 | 0 | 0.0012088 | 0.0012175 | 0.0012218 | 0.0012175 | 0.0012175 | 0.0012262 | 0.0012392 | 0.0012348 | 0.0012348 | 0.0012348 | 0.0012348 | 0.0012348 | 0.0012348 | 0.0012348 | 0.0012348 | 0.0012348 | 0.0012348 | 0.0012348 | 0.0012348 | 0.0012348 | 0.14997 | 0.15087 | 0.15177 | 0.15267 | 0.15357 | 0.15381 | 0.15404 | 0.15427 | 0.15451 | 0.15474 | 0.15497 | 0.1552 | 0.15544 | 0.15567 | 0.1559 | 0.15614 | 0.15637 | 0.1566 | 0.15684 | 0.15707 | 0.0052574 | 0.0053269 | 0.0053778 | 0.0053905 | 0.0054223 | 0.0054692 | 0.0055355 | 0.0055245 | 0.0055329 | 0.0055412 | 0.0055496 | 0.0055579 | 0.0055662 | 0.0055746 | 0.0055829 | 0.0055913 | 0.0055996 | 0.005608 | 0.0056163 | 0.0056246 | 45198.6405 | 13322.8827 | 3590.1378 | 1058.2394
| CTN002-154877287 | 93 | CTN002 | CTN | 0 | 0 | 0.0012088 | 0.0012175 | 0.0012218 | 0.0012175 | 0.0012175 | 0.0012262 | 0.0012392 | 0.0012348 | 0.0012348 | 0.0012348 | 0.0012348 | 0.0012348 | 0.0012348 | 0.0012348 | 0.0012348 | 0.0012348 | 0.0012348 | 0.0012348 | 0.0012348 | 0.0012348 | 0.011246 | 0.011265 | 0.011283 | 0.011301 | 0.011319 | 0.011313 | 0.011307 | 0.011301 | 0.011295 | 0.011289 | 0.011283 | 0.011277 | 0.011271 | 0.011265 | 0.011259 | 0.011253 | 0.011247 | 0.011242 | 0.011236 | 0.01123 | 0.00039425 | 0.00039772 | 0.00039979 | 0.00039901 | 0.00039966 | 0.00040229 | 0.00040634 | 0.0004047 | 0.00040449 | 0.00040428 | 0.00040406 | 0.00040385 | 0.00040363 | 0.00040342 | 0.0004032 | 0.00040299 | 0.00040278 | 0.00040256 | 0.00040235 | 0.00040213 | 45198.6405 | 13322.8827 | 262.6219 | 77.4112
| CTN002-154877444 | 67 | CTN002 | CTN | 0 | 0 | 0.0012088 | 0.0012175 | 0.0012218 | 0.0012175 | 0.0012175 | 0.0012262 | 0.0012392 | 0.0012348 | 0.0012348 | 0.0012348 | 0.0012348 | 0.0012348 | 0.0012348 | 0.0012348 | 0.0012348 | 0.0012348 | 0.0012348 | 0.0012348 | 0.0012348 | 0.0012348 | 0.00072291 | 0.00073069 | 0.00073846 | 0.00074623 | 0.000754 | 0.0007572 | 0.0007604 | 0.0007636 | 0.0007668 | 0.00077 | 0.0007732 | 0.0007764 | 0.0007796 | 0.0007828 | 0.000786 | 0.0007892 | 0.0007924 | 0.0007956 | 0.0007988 | 0.000802 | 2.5343e-05 | 2.5799e-05 | 2.6166e-05 | 2.6348e-05 | 2.6622e-05 | 2.6925e-05 | 2.7326e-05 | 2.7345e-05 | 2.7459e-05 | 2.7574e-05 | 2.7688e-05 | 2.7803e-05 | 2.7918e-05 | 2.8032e-05 | 2.8147e-05 | 2.8261e-05 | 2.8376e-05 | 2.8491e-05 | 2.8605e-05 | 2.872e-05 | 45198.6405 | 13322.8827 | 17.8175 | 5.2519
| CTN002-155259126 | 72 | CTN002 | CTN | 0 | 0 | 0.0012088 | 0.0012175 | 0.0012218 | 0.0012175 | 0.0012175 | 0.0012262 | 0.0012392 | 0.0012348 | 0.0012348 | 0.0012348 | 0.0012348 | 0.0012348 | 0.0012348 | 0.0012348 | 0.0012348 | 0.0012348 | 0.0012348 | 0.0012348 | 0.0012348 | 0.0012348 | 0.059317 | 0.059685 | 0.060052 | 0.06042 | 0.060787 | 0.060923 | 0.061059 | 0.061195 | 0.061331 | 0.061467 | 0.061603 | 0.061739 | 0.061875 | 0.062011 | 0.062146 | 0.062282 | 0.062418 | 0.062554 | 0.06269 | 0.062826 | 0.0020794 | 0.0021073 | 0.0021279 | 0.0021333 | 0.0021463 | 0.0021664 | 0.0021942 | 0.0021914 | 0.0021963 | 0.0022011 | 0.002206 | 0.0022109 | 0.0022157 | 0.0022206 | 0.0022255 | 0.0022303 | 0.0022352 | 0.0022401 | 0.0022449 | 0.0022498 | 45198.6405 | 13322.8827 | 1426.0157 | 420.3365
| CTN002-155504946 | 9 | CTN002 | CTN | 0 | 0 | 0.0012088 | 0.0012175 | 0.0012218 | 0.0012175 | 0.0012175 | 0.0012262 | 0.0012392 | 0.0012348 | 0.0012348 | 0.0012348 | 0.0012348 | 0.0012348 | 0.0012348 | 0.0012348 | 0.0012348 | 0.0012348 | 0.0012348 | 0.0012348 | 0.0012348 | 0.0012348 | 0 | 0 | 0 | 0 | 0 | 0 | 0 | 0 | 0 | 0 | 0 | 0 | 0 | 0 | 0 | 0 | 0 | 0 | 0 | 0 | 0 | 0 | 0 | 0 | 0 | 0 | 0 | 0 | 0 | 0 | 0 | 0 | 0 | 0 | 0 | 0 | 0 | 0 | 0 | 0 | 45198.6405 | 13322.8827 | 0 | 0
| CTN002-155616870 | 13 | CTN002 | CTN | 0 | 0 | 0.0012088 | 0.0012175 | 0.0012218 | 0.0012175 | 0.0012175 | 0.0012262 | 0.0012392 | 0.0012348 | 0.0012348 | 0.0012348 | 0.0012348 | 0.0012348 | 0.0012348 | 0.0012348 | 0.0012348 | 0.0012348 | 0.0012348 | 0.0012348 | 0.0012348 | 0.0012348 | 0.011773 | 0.011862 | 0.011951 | 0.01204 | 0.012129 | 0.012157 | 0.012186 | 0.012215 | 0.012244 | 0.012273 | 0.012302 | 0.012331 | 0.01236 | 0.012389 | 0.012417 | 0.012446 | 0.012475 | 0.012504 | 0.012533 | 0.012562 | 0.00041272 | 0.00041882 | 0.00042346 | 0.00042509 | 0.00042823 | 0.00043231 | 0.00043793 | 0.00043743 | 0.00043846 | 0.0004395 | 0.00044053 | 0.00044157 | 0.0004426 | 0.00044364 | 0.00044467 | 0.0004457 | 0.00044674 | 0.00044777 | 0.00044881 | 0.00044984 | 45198.6405 | 13322.8827 | 284.4978 | 83.8594
| CTN002-155622465 | 47 | CTN002 | CTN | 0 | 0 | 0.0012088 | 0.0012175 | 0.0012218 | 0.0012175 | 0.0012175 | 0.0012262 | 0.0012392 | 0.0012348 | 0.0012348 | 0.0012348 | 0.0012348 | 0.0012348 | 0.0012348 | 0.0012348 | 0.0012348 | 0.0012348 | 0.0012348 | 0.0012348 | 0.0012348 | 0.0012348 | 0.006673 | 0.0067262 | 0.0067795 | 0.0068327 | 0.006886 | 0.006902 | 0.006918 | 0.006934 | 0.00695 | 0.0069661 | 0.0069821 | 0.0069981 | 0.0070141 | 0.0070301 | 0.0070461 | 0.0070621 | 0.0070781 | 0.0070941 | 0.0071101 | 0.0071261 | 0.00023393 | 0.00023749 | 0.00024022 | 0.00024125 | 0.00024313 | 0.00024543 | 0.00024861 | 0.00024831 | 0.00024888 | 0.00024946 | 0.00025003 | 0.0002506 | 0.00025118 | 0.00025175 | 0.00025232 | 0.0002529 | 0.00025347 | 0.00025404 | 0.00025462 | 0.00025519 | 45198.6405 | 13322.8827 | 161.4355 | 47.5852
| CTN002-155683683 | 50 | CTN002 | CTN | 0 | 0 | 0.0012088 | 0.0012175 | 0.0012218 | 0.0012175 | 0.0012175 | 0.0012262 | 0.0012392 | 0.0012348 | 0.0012348 | 0.0012348 | 0.0012348 | 0.0012348 | 0.0012348 | 0.0012348 | 0.0012348 | 0.0012348 | 0.0012348 | 0.0012348 | 0.0012348 | 0.0012348 | 0.10318 | 0.10387 | 0.10456 | 0.10525 | 0.10594 | 0.10641 | 0.10689 | 0.10737 | 0.10785 | 0.10832 | 0.1088 | 0.10928 | 0.10975 | 0.11023 | 0.11071 | 0.11119 | 0.11166 | 0.11214 | 0.11262 | 0.1131 | 0.0036171 | 0.0036674 | 0.0037048 | 0.003716 | 0.0037403 | 0.0037839 | 0.0038412 | 0.0038449 | 0.003862 | 0.0038791 | 0.0038962 | 0.0039133 | 0.0039303 | 0.0039474 | 0.0039645 | 0.0039816 | 0.0039987 | 0.0040158 | 0.0040329 | 0.00405 | 45198.6405 | 13322.8827 | 2512.6915 | 740.6482
| CTN002-155683893 | 24 | CTN002 | CTN | 0 | 0 | 0.0012088 | 0.0012175 | 0.0012218 | 0.0012175 | 0.0012175 | 0.0012262 | 0.0012392 | 0.0012348 | 0.0012348 | 0.0012348 | 0.0012348 | 0.0012348 | 0.0012348 | 0.0012348 | 0.0012348 | 0.0012348 | 0.0012348 | 0.0012348 | 0.0012348 | 0.0012348 | 0.051801 | 0.052229 | 0.052657 | 0.053085 | 0.053514 | 0.053704 | 0.053895 | 0.054086 | 0.054277 | 0.054468 | 0.054658 | 0.054849 | 0.05504 | 0.055231 | 0.055422 | 0.055612 | 0.055803 | 0.055994 | 0.056185 | 0.056376 | 0.001816 | 0.0018441 | 0.0018658 | 0.0018743 | 0.0018894 | 0.0019097 | 0.0019368 | 0.0019368 | 0.0019437 | 0.0019505 | 0.0019573 | 0.0019642 | 0.001971 | 0.0019778 | 0.0019847 | 0.0019915 | 0.0019983 | 0.0020052 | 0.002012 | 0.0020188 | 45198.6405 | 13322.8827 | 1262.1604 | 372.0381
| CTN002-158379241 | 50 | CTN002 | CTN | 0 | 0 | 0.0012088 | 0.0012175 | 0.0012218 | 0.0012175 | 0.0012175 | 0.0012262 | 0.0012392 | 0.0012348 | 0.0012348 | 0.0012348 | 0.0012348 | 0.0012348 | 0.0012348 | 0.0012348 | 0.0012348 | 0.0012348 | 0.0012348 | 0.0012348 | 0.0012348 | 0.0012348 | 0.34853 | 0.35033 | 0.35214 | 0.35394 | 0.35574 | 0.35605 | 0.35636 | 0.35667 | 0.35697 | 0.35728 | 0.35759 | 0.35789 | 0.3582 | 0.35851 | 0.35881 | 0.35912 | 0.35943 | 0.35974 | 0.36004 | 0.36035 | 0.012218 | 0.012369 | 0.012477 | 0.012497 | 0.01256 | 0.012661 | 0.012806 | 0.012772 | 0.012783 | 0.012794 | 0.012805 | 0.012816 | 0.012827 | 0.012838 | 0.012849 | 0.01286 | 0.012871 | 0.012882 | 0.012893 | 0.012904 | 45198.6405 | 13322.8827 | 8293.2759 | 2444.5501
| CTN002-182897070 | 10 | CTN002 | CTN | 0 | 0 | 0.0012088 | 0.0012175 | 0.0012218 | 0.0012175 | 0.0012175 | 0.0012262 | 0.0012392 | 0.0012348 | 0.0012348 | 0.0012348 | 0.0012348 | 0.0012348 | 0.0012348 | 0.0012348 | 0.0012348 | 0.0012348 | 0.0012348 | 0.0012348 | 0.0012348 | 0.0012348 | 6.1326e-06 | 6.1994e-06 | 6.2663e-06 | 6.3331e-06 | 6.4e-06 | 6.42e-06 | 6.44e-06 | 6.46e-06 | 6.48e-06 | 6.5e-06 | 6.52e-06 | 6.54e-06 | 6.56e-06 | 6.58e-06 | 6.6e-06 | 6.62e-06 | 6.64e-06 | 6.66e-06 | 6.68e-06 | 6.7e-06 | 2.1499e-07 | 2.1889e-07 | 2.2204e-07 | 2.2361e-07 | 2.2597e-07 | 2.2829e-07 | 2.3143e-07 | 2.3133e-07 | 2.3205e-07 | 2.3277e-07 | 2.3348e-07 | 2.342e-07 | 2.3492e-07 | 2.3563e-07 | 2.3635e-07 | 2.3706e-07 | 2.3778e-07 | 2.385e-07 | 2.3921e-07 | 2.3993e-07 | 45198.6405 | 13322.8827 | 0.15038 | 0.044327
| CTN002-24605474 | 354 | CTN002 | CTN | 0 | 0 | 0.0012088 | 0.0012175 | 0.0012218 | 0.0012175 | 0.0012175 | 0.0012262 | 0.0012392 | 0.0012348 | 0.0012348 | 0.0012348 | 0.0012348 | 0.0012348 | 0.0012348 | 0.0012348 | 0.0012348 | 0.0012348 | 0.0012348 | 0.0012348 | 0.0012348 | 0.0012348 | 9.2548 | 9.2994 | 9.3441 | 9.3888 | 9.4334 | 9.4374 | 9.4414 | 9.4455 | 9.4495 | 9.4535 | 9.4575 | 9.4615 | 9.4655 | 9.4695 | 9.4735 | 9.4775 | 9.4815 | 9.4855 | 9.4895 | 9.4935 | 0.32444 | 0.32834 | 0.33109 | 0.3315 | 0.33307 | 0.33559 | 0.33929 | 0.33824 | 0.33839 | 0.33853 | 0.33867 | 0.33882 | 0.33896 | 0.3391 | 0.33925 | 0.33939 | 0.33953 | 0.33968 | 0.33982 | 0.33996 | 45198.6405 | 13322.8827 | 219478.5341 | 64694.1307
| CTN003-15418451 | 169 | CTN003 | CTN | 0 | 0 | 0.00090113 | 0.00090947 | 0.00091364 | 0.00090947 | 0.00090947 | 0.00091781 | 0.00093033 | 0.00092616 | 0.00092616 | 0.00092616 | 0.00092616 | 0.00092616 | 0.00092616 | 0.00092616 | 0.00092616 | 0.00092616 | 0.00092616 | 0.00092616 | 0.00092616 | 0.00092616 | 17.8975 | 18.0088 | 18.1201 | 18.2314 | 18.3427 | 18.3541 | 18.3655 | 18.3769 | 18.3883 | 18.3997 | 18.4111 | 18.4225 | 18.4339 | 18.4453 | 18.4568 | 18.4682 | 18.4796 | 18.491 | 18.5024 | 18.5138 | 0.46771 | 0.47498 | 0.4801 | 0.48085 | 0.48378 | 0.48852 | 0.49549 | 0.49358 | 0.49388 | 0.49419 | 0.4945 | 0.4948 | 0.49511 | 0.49542 | 0.49572 | 0.49603 | 0.49633 | 0.49664 | 0.49695 | 0.49725 | 45198.6405 | 13322.8827 | 319680.1054 | 94229.8372
| CTN003-155024326 | 26 | CTN003 | CTN | 0 | 0 | 0.00090113 | 0.00090947 | 0.00091364 | 0.00090947 | 0.00090947 | 0.00091781 | 0.00093033 | 0.00092616 | 0.00092616 | 0.00092616 | 0.00092616 | 0.00092616 | 0.00092616 | 0.00092616 | 0.00092616 | 0.00092616 | 0.00092616 | 0.00092616 | 0.00092616 | 0.00092616 | 0.021345 | 0.02157 | 0.021794 | 0.022019 | 0.022244 | 0.022288 | 0.022332 | 0.022376 | 0.02242 | 0.022464 | 0.022508 | 0.022552 | 0.022596 | 0.02264 | 0.022684 | 0.022728 | 0.022772 | 0.022816 | 0.02286 | 0.022904 | 0.00055779 | 0.00056889 | 0.00057745 | 0.00058075 | 0.00058668 | 0.00059323 | 0.00060251 | 0.00060099 | 0.00060217 | 0.00060335 | 0.00060453 | 0.00060572 | 0.0006069 | 0.00060808 | 0.00060926 | 0.00061045 | 0.00061163 | 0.00061281 | 0.00061399 | 0.00061518 | 45198.6405 | 13322.8827 | 389.3181 | 114.7565
| CTN003-155024531 | 50 | CTN003 | CTN | 0 | 0 | 0.00090113 | 0.00090947 | 0.00091364 | 0.00090947 | 0.00090947 | 0.00091781 | 0.00093033 | 0.00092616 | 0.00092616 | 0.00092616 | 0.00092616 | 0.00092616 | 0.00092616 | 0.00092616 | 0.00092616 | 0.00092616 | 0.00092616 | 0.00092616 | 0.00092616 | 0.00092616 | 0.033178 | 0.033517 | 0.033856 | 0.034196 | 0.034535 | 0.034585 | 0.034636 | 0.034686 | 0.034736 | 0.034787 | 0.034837 | 0.034887 | 0.034937 | 0.034988 | 0.035038 | 0.035088 | 0.035139 | 0.035189 | 0.035239 | 0.035289 | 0.00086702 | 0.000884 | 0.00089705 | 0.0009019 | 0.00091085 | 0.00092055 | 0.00093446 | 0.00093162 | 0.00093297 | 0.00093432 | 0.00093567 | 0.00093702 | 0.00093837 | 0.00093972 | 0.00094107 | 0.00094242 | 0.00094377 | 0.00094512 | 0.00094647 | 0.00094782 | 45198.6405 | 13322.8827 | 602.9583 | 177.7297
| CTN003-155024643 | 14 | CTN003 | CTN | 0 | 0 | 0.00090113 | 0.00090947 | 0.00091364 | 0.00090947 | 0.00090947 | 0.00091781 | 0.00093033 | 0.00092616 | 0.00092616 | 0.00092616 | 0.00092616 | 0.00092616 | 0.00092616 | 0.00092616 | 0.00092616 | 0.00092616 | 0.00092616 | 0.00092616 | 0.00092616 | 0.00092616 | 0 | 0 | 0 | 0 | 0 | 0 | 0 | 0 | 0 | 0 | 0 | 0 | 0 | 0 | 0 | 0 | 0 | 0 | 0 | 0 | 0 | 0 | 0 | 0 | 0 | 0 | 0 | 0 | 0 | 0 | 0 | 0 | 0 | 0 | 0 | 0 | 0 | 0 | 0 | 0 | 45198.6405 | 13322.8827 | 0 | 0
| CTN003-155024758 | 70 | CTN003 | CTN | 0 | 0 | 0.00090113 | 0.00090947 | 0.00091364 | 0.00090947 | 0.00090947 | 0.00091781 | 0.00093033 | 0.00092616 | 0.00092616 | 0.00092616 | 0.00092616 | 0.00092616 | 0.00092616 | 0.00092616 | 0.00092616 | 0.00092616 | 0.00092616 | 0.00092616 | 0.00092616 | 0.00092616 | 0.090938 | 0.091841 | 0.092743 | 0.093646 | 0.094549 | 0.094799 | 0.095049 | 0.095298 | 0.095548 | 0.095798 | 0.096048 | 0.096298 | 0.096548 | 0.096798 | 0.097048 | 0.097298 | 0.097548 | 0.097798 | 0.098048 | 0.098298 | 0.0023764 | 0.0024223 | 0.0024573 | 0.0024699 | 0.0024937 | 0.0025232 | 0.0025644 | 0.0025596 | 0.0025663 | 0.002573 | 0.0025797 | 0.0025864 | 0.0025931 | 0.0025999 | 0.0026066 | 0.0026133 | 0.00262 | 0.0026267 | 0.0026334 | 0.0026401 | 45198.6405 | 13322.8827 | 1660.9456 | 489.5851
| CTN003-155024899 | 60 | CTN003 | CTN | 0 | 0 | 0.00090113 | 0.00090947 | 0.00091364 | 0.00090947 | 0.00090947 | 0.00091781 | 0.00093033 | 0.00092616 | 0.00092616 | 0.00092616 | 0.00092616 | 0.00092616 | 0.00092616 | 0.00092616 | 0.00092616 | 0.00092616 | 0.00092616 | 0.00092616 | 0.00092616 | 0.00092616 | 0.095547 | 0.096331 | 0.097114 | 0.097897 | 0.09868 | 0.099095 | 0.09951 | 0.099926 | 0.10034 | 0.10076 | 0.10117 | 0.10159 | 0.102 | 0.10242 | 0.10283 | 0.10325 | 0.10366 | 0.10408 | 0.10449 | 0.10491 | 0.0024969 | 0.0025407 | 0.0025731 | 0.002582 | 0.0026026 | 0.0026376 | 0.0026847 | 0.0026839 | 0.002695 | 0.0027062 | 0.0027173 | 0.0027285 | 0.0027396 | 0.0027508 | 0.0027619 | 0.0027731 | 0.0027842 | 0.0027954 | 0.0028065 | 0.0028177 | 45198.6405 | 13322.8827 | 1748.9229 | 515.5176
| CTN003-155024988 | 49 | CTN003 | CTN | 0 | 0 | 0.00090113 | 0.00090947 | 0.00091364 | 0.00090947 | 0.00090947 | 0.00091781 | 0.00093033 | 0.00092616 | 0.00092616 | 0.00092616 | 0.00092616 | 0.00092616 | 0.00092616 | 0.00092616 | 0.00092616 | 0.00092616 | 0.00092616 | 0.00092616 | 0.00092616 | 0.00092616 | 0.028229 | 0.028456 | 0.028683 | 0.02891 | 0.029137 | 0.029323 | 0.029509 | 0.029694 | 0.02988 | 0.030066 | 0.030252 | 0.030438 | 0.030623 | 0.030809 | 0.030995 | 0.031181 | 0.031367 | 0.031553 | 0.031738 | 0.031924 | 0.00073771 | 0.00075052 | 0.00075998 | 0.00076249 | 0.00076848 | 0.00078047 | 0.00079613 | 0.00079755 | 0.00080254 | 0.00080753 | 0.00081252 | 0.00081751 | 0.0008225 | 0.00082749 | 0.00083248 | 0.00083747 | 0.00084246 | 0.00084746 | 0.00085245 | 0.00085744 | 45198.6405 | 13322.8827 | 522.0219 | 153.8727
| CTN003-155025108 | 27 | CTN003 | CTN | 0 | 0 | 0.00090113 | 0.00090947 | 0.00091364 | 0.00090947 | 0.00090947 | 0.00091781 | 0.00093033 | 0.00092616 | 0.00092616 | 0.00092616 | 0.00092616 | 0.00092616 | 0.00092616 | 0.00092616 | 0.00092616 | 0.00092616 | 0.00092616 | 0.00092616 | 0.00092616 | 0.00092616 | 0.009166 | 0.0092468 | 0.0093275 | 0.0094083 | 0.0094891 | 0.0095239 | 0.0095587 | 0.0095935 | 0.0096283 | 0.0096632 | 0.009698 | 0.0097328 | 0.0097676 | 0.0098024 | 0.0098373 | 0.0098721 | 0.0099069 | 0.0099417 | 0.0099765 | 0.010011 | 0.00023953 | 0.00024388 | 0.00024714 | 0.00024814 | 0.00025027 | 0.00025349 | 0.00025789 | 0.00025767 | 0.0002586 | 0.00025954 | 0.00026047 | 0.00026141 | 0.00026234 | 0.00026328 | 0.00026421 | 0.00026515 | 0.00026609 | 0.00026702 | 0.00026796 | 0.00026889 | 45198.6405 | 13322.8827 | 167.6647 | 49.4213
| CTN003-155025214 | 18 | CTN003 | CTN | 0 | 0 | 0.00090113 | 0.00090947 | 0.00091364 | 0.00090947 | 0.00090947 | 0.00091781 | 0.00093033 | 0.00092616 | 0.00092616 | 0.00092616 | 0.00092616 | 0.00092616 | 0.00092616 | 0.00092616 | 0.00092616 | 0.00092616 | 0.00092616 | 0.00092616 | 0.00092616 | 0.00092616 | 0.01894 | 0.019127 | 0.019315 | 0.019502 | 0.019689 | 0.019726 | 0.019763 | 0.0198 | 0.019836 | 0.019873 | 0.01991 | 0.019946 | 0.019983 | 0.02002 | 0.020056 | 0.020093 | 0.02013 | 0.020166 | 0.020203 | 0.02024 | 0.00049495 | 0.00050448 | 0.00051176 | 0.00051436 | 0.0005193 | 0.00052504 | 0.00053319 | 0.00053179 | 0.00053277 | 0.00053376 | 0.00053474 | 0.00053573 | 0.00053672 | 0.0005377 | 0.00053869 | 0.00053967 | 0.00054066 | 0.00054164 | 0.00054263 | 0.00054361 | 45198.6405 | 13322.8827 | 344.5403 | 101.5577
| CTN003-155025401 | 77 | CTN003 | CTN | 0 | 0 | 0.00090113 | 0.00090947 | 0.00091364 | 0.00090947 | 0.00090947 | 0.00091781 | 0.00093033 | 0.00092616 | 0.00092616 | 0.00092616 | 0.00092616 | 0.00092616 | 0.00092616 | 0.00092616 | 0.00092616 | 0.00092616 | 0.00092616 | 0.00092616 | 0.00092616 | 0.00092616 | 0.13884 | 0.14 | 0.14116 | 0.14232 | 0.14348 | 0.14339 | 0.1433 | 0.1432 | 0.14311 | 0.14302 | 0.14293 | 0.14283 | 0.14274 | 0.14265 | 0.14255 | 0.14246 | 0.14237 | 0.14228 | 0.14218 | 0.14209 | 0.0036281 | 0.0036924 | 0.0037401 | 0.0037536 | 0.0037843 | 0.0038165 | 0.0038661 | 0.0038462 | 0.0038437 | 0.0038413 | 0.0038388 | 0.0038363 | 0.0038338 | 0.0038313 | 0.0038288 | 0.0038263 | 0.0038238 | 0.0038213 | 0.0038189 | 0.0038164 | 45198.6405 | 13322.8827 | 2481.2971 | 731.3944
| CTN003-155052230 | 40 | CTN003 | CTN | 0 | 0 | 0.00090113 | 0.00090947 | 0.00091364 | 0.00090947 | 0.00090947 | 0.00091781 | 0.00093033 | 0.00092616 | 0.00092616 | 0.00092616 | 0.00092616 | 0.00092616 | 0.00092616 | 0.00092616 | 0.00092616 | 0.00092616 | 0.00092616 | 0.00092616 | 0.00092616 | 0.00092616 | 0.031302 | 0.031622 | 0.031943 | 0.032263 | 0.032583 | 0.032649 | 0.032715 | 0.032781 | 0.032846 | 0.032912 | 0.032978 | 0.033044 | 0.03311 | 0.033176 | 0.033242 | 0.033308 | 0.033374 | 0.03344 | 0.033506 | 0.033572 | 0.00081801 | 0.00083403 | 0.00084634 | 0.00085092 | 0.00085936 | 0.000869 | 0.00088263 | 0.00088044 | 0.00088221 | 0.00088398 | 0.00088575 | 0.00088752 | 0.00088929 | 0.00089106 | 0.00089283 | 0.0008946 | 0.00089637 | 0.00089815 | 0.00089992 | 0.00090169 | 45198.6405 | 13322.8827 | 570.5013 | 168.1626
| CTN003-155063034 | 55 | CTN003 | CTN | 0 | 0 | 0.00090113 | 0.00090947 | 0.00091364 | 0.00090947 | 0.00090947 | 0.00091781 | 0.00093033 | 0.00092616 | 0.00092616 | 0.00092616 | 0.00092616 | 0.00092616 | 0.00092616 | 0.00092616 | 0.00092616 | 0.00092616 | 0.00092616 | 0.00092616 | 0.00092616 | 0.00092616 | 0.073846 | 0.074596 | 0.075347 | 0.076098 | 0.076848 | 0.077025 | 0.077202 | 0.077379 | 0.077556 | 0.077733 | 0.077909 | 0.078086 | 0.078263 | 0.07844 | 0.078617 | 0.078794 | 0.07897 | 0.079147 | 0.079324 | 0.079501 | 0.0019298 | 0.0019674 | 0.0019964 | 0.002007 | 0.0020268 | 0.0020502 | 0.0020829 | 0.0020783 | 0.002083 | 0.0020878 | 0.0020925 | 0.0020973 | 0.002102 | 0.0021068 | 0.0021115 | 0.0021163 | 0.002121 | 0.0021258 | 0.0021305 | 0.0021353 | 45198.6405 | 13322.8827 | 1347.4918 | 397.1906
| CTN003-155063181 | 39 | CTN003 | CTN | 0 | 0 | 0.00090113 | 0.00090947 | 0.00091364 | 0.00090947 | 0.00090947 | 0.00091781 | 0.00093033 | 0.00092616 | 0.00092616 | 0.00092616 | 0.00092616 | 0.00092616 | 0.00092616 | 0.00092616 | 0.00092616 | 0.00092616 | 0.00092616 | 0.00092616 | 0.00092616 | 0.00092616 | 0.0042747 | 0.0043198 | 0.0043649 | 0.00441 | 0.0044551 | 0.0044671 | 0.004479 | 0.004491 | 0.0045029 | 0.0045149 | 0.0045269 | 0.0045388 | 0.0045508 | 0.0045627 | 0.0045747 | 0.0045866 | 0.0045986 | 0.0046105 | 0.0046225 | 0.0046345 | 0.00011171 | 0.00011393 | 0.00011565 | 0.00011631 | 0.0001175 | 0.0001189 | 0.00012084 | 0.00012062 | 0.00012094 | 0.00012126 | 0.00012158 | 0.00012191 | 0.00012223 | 0.00012255 | 0.00012287 | 0.00012319 | 0.00012351 | 0.00012383 | 0.00012415 | 0.00012447 | 45198.6405 | 13322.8827 | 78.2502 | 23.0653
| CTN003-155063369 | 67 | CTN003 | CTN | 0 | 0 | 0.00090113 | 0.00090947 | 0.00091364 | 0.00090947 | 0.00090947 | 0.00091781 | 0.00093033 | 0.00092616 | 0.00092616 | 0.00092616 | 0.00092616 | 0.00092616 | 0.00092616 | 0.00092616 | 0.00092616 | 0.00092616 | 0.00092616 | 0.00092616 | 0.00092616 | 0.00092616 | 0.023883 | 0.024101 | 0.024319 | 0.024537 | 0.024755 | 0.024872 | 0.024989 | 0.025106 | 0.025223 | 0.02534 | 0.025457 | 0.025574 | 0.025691 | 0.025808 | 0.025925 | 0.026042 | 0.026159 | 0.026276 | 0.026393 | 0.02651 | 0.00062413 | 0.00063566 | 0.00064435 | 0.00064716 | 0.00065291 | 0.00066201 | 0.0006742 | 0.00067432 | 0.00067746 | 0.0006806 | 0.00068374 | 0.00068689 | 0.00069003 | 0.00069317 | 0.00069632 | 0.00069946 | 0.0007026 | 0.00070574 | 0.00070889 | 0.00071203 | 45198.6405 | 13322.8827 | 439.6293 | 129.5864
| CTN003-155063514 | 14 | CTN003 | CTN | 0 | 0 | 0.00090113 | 0.00090947 | 0.00091364 | 0.00090947 | 0.00090947 | 0.00091781 | 0.00093033 | 0.00092616 | 0.00092616 | 0.00092616 | 0.00092616 | 0.00092616 | 0.00092616 | 0.00092616 | 0.00092616 | 0.00092616 | 0.00092616 | 0.00092616 | 0.00092616 | 0.00092616 | 0.002458 | 0.0024788 | 0.0024995 | 0.0025203 | 0.002541 | 0.0025518 | 0.0025626 | 0.0025734 | 0.0025842 | 0.0025949 | 0.0026057 | 0.0026165 | 0.0026273 | 0.0026381 | 0.0026489 | 0.0026597 | 0.0026705 | 0.0026813 | 0.0026921 | 0.0027028 | 6.4235e-05 | 6.5376e-05 | 6.6226e-05 | 6.6471e-05 | 6.7018e-05 | 6.792e-05 | 6.9137e-05 | 6.9117e-05 | 6.9407e-05 | 6.9696e-05 | 6.9986e-05 | 7.0276e-05 | 7.0566e-05 | 7.0856e-05 | 7.1145e-05 | 7.1435e-05 | 7.1725e-05 | 7.2015e-05 | 7.2305e-05 | 7.2594e-05 | 45198.6405 | 13322.8827 | 45.0366 | 13.2751
| CTN003-155063645 | 11 | CTN003 | CTN | 0 | 0 | 0.00090113 | 0.00090947 | 0.00091364 | 0.00090947 | 0.00090947 | 0.00091781 | 0.00093033 | 0.00092616 | 0.00092616 | 0.00092616 | 0.00092616 | 0.00092616 | 0.00092616 | 0.00092616 | 0.00092616 | 0.00092616 | 0.00092616 | 0.00092616 | 0.00092616 | 0.00092616 | 0.0043109 | 0.0043513 | 0.0043917 | 0.0044322 | 0.0044726 | 0.004488 | 0.0045035 | 0.0045189 | 0.0045344 | 0.0045498 | 0.0045653 | 0.0045807 | 0.0045962 | 0.0046116 | 0.0046271 | 0.0046425 | 0.004658 | 0.0046734 | 0.0046889 | 0.0047043 | 0.00011265 | 0.00011476 | 0.00011636 | 0.0001169 | 0.00011796 | 0.00011946 | 0.0001215 | 0.00012137 | 0.00012179 | 0.0001222 | 0.00012262 | 0.00012303 | 0.00012345 | 0.00012386 | 0.00012428 | 0.00012469 | 0.00012511 | 0.00012552 | 0.00012594 | 0.00012635 | 45198.6405 | 13322.8827 | 78.9158 | 23.2615
| CTN003-155063885 | 79 | CTN003 | CTN | 0 | 0 | 0.00090113 | 0.00090947 | 0.00091364 | 0.00090947 | 0.00090947 | 0.00091781 | 0.00093033 | 0.00092616 | 0.00092616 | 0.00092616 | 0.00092616 | 0.00092616 | 0.00092616 | 0.00092616 | 0.00092616 | 0.00092616 | 0.00092616 | 0.00092616 | 0.00092616 | 0.00092616 | 0.23106 | 0.23339 | 0.23572 | 0.23804 | 0.24037 | 0.24128 | 0.2422 | 0.24311 | 0.24402 | 0.24493 | 0.24584 | 0.24676 | 0.24767 | 0.24858 | 0.24949 | 0.2504 | 0.25131 | 0.25223 | 0.25314 | 0.25405 | 0.0060381 | 0.0061555 | 0.0062454 | 0.0062783 | 0.0063398 | 0.0064222 | 0.0065344 | 0.0065295 | 0.006554 | 0.0065785 | 0.006603 | 0.0066275 | 0.006652 | 0.0066765 | 0.006701 | 0.0067255 | 0.00675 | 0.0067744 | 0.0067989 | 0.0068234 | 45198.6405 | 13322.8827 | 4246.638 | 1251.7513
| CTN003-155155512 | 94 | CTN003 | CTN | 0 | 0 | 0.00090113 | 0.00090947 | 0.00091364 | 0.00090947 | 0.00090947 | 0.00091781 | 0.00093033 | 0.00092616 | 0.00092616 | 0.00092616 | 0.00092616 | 0.00092616 | 0.00092616 | 0.00092616 | 0.00092616 | 0.00092616 | 0.00092616 | 0.00092616 | 0.00092616 | 0.00092616 | 0.061841 | 0.0623 | 0.06276 | 0.063219 | 0.063679 | 0.063965 | 0.064251 | 0.064536 | 0.064822 | 0.065108 | 0.065394 | 0.06568 | 0.065966 | 0.066251 | 0.066537 | 0.066823 | 0.067109 | 0.067395 | 0.067681 | 0.067966 | 0.0016161 | 0.0016431 | 0.0016629 | 0.0016674 | 0.0016795 | 0.0017025 | 0.0017335 | 0.0017334 | 0.001741 | 0.0017487 | 0.0017564 | 0.0017641 | 0.0017717 | 0.0017794 | 0.0017871 | 0.0017948 | 0.0018024 | 0.0018101 | 0.0018178 | 0.0018255 | 45198.6405 | 13322.8827 | 1130.6887 | 333.2851
| CTN003-155155602 | 31 | CTN003 | CTN | 0 | 0 | 0.00090113 | 0.00090947 | 0.00091364 | 0.00090947 | 0.00090947 | 0.00091781 | 0.00093033 | 0.00092616 | 0.00092616 | 0.00092616 | 0.00092616 | 0.00092616 | 0.00092616 | 0.00092616 | 0.00092616 | 0.00092616 | 0.00092616 | 0.00092616 | 0.00092616 | 0.00092616 | 2.0439e-05 | 2.0625e-05 | 2.081e-05 | 2.0995e-05 | 2.118e-05 | 2.1301e-05 | 2.1423e-05 | 2.1545e-05 | 2.1666e-05 | 2.1788e-05 | 2.1909e-05 | 2.203e-05 | 2.2152e-05 | 2.2273e-05 | 2.2395e-05 | 2.2517e-05 | 2.2638e-05 | 2.276e-05 | 2.2881e-05 | 2.3002e-05 | 5.3414e-07 | 5.4397e-07 | 5.5137e-07 | 5.5373e-07 | 5.5861e-07 | 5.6697e-07 | 5.7798e-07 | 5.7865e-07 | 5.8192e-07 | 5.8518e-07 | 5.8844e-07 | 5.9171e-07 | 5.9497e-07 | 5.9823e-07 | 6.015e-07 | 6.0476e-07 | 6.0802e-07 | 6.1129e-07 | 6.1455e-07 | 6.1781e-07 | 45198.6405 | 13322.8827 | 0.37804 | 0.11143
| CTN003-155176630 | 58 | CTN003 | CTN | 0 | 0 | 0.00090113 | 0.00090947 | 0.00091364 | 0.00090947 | 0.00090947 | 0.00091781 | 0.00093033 | 0.00092616 | 0.00092616 | 0.00092616 | 0.00092616 | 0.00092616 | 0.00092616 | 0.00092616 | 0.00092616 | 0.00092616 | 0.00092616 | 0.00092616 | 0.00092616 | 0.00092616 | 0.040313 | 0.040698 | 0.041082 | 0.041467 | 0.041851 | 0.041896 | 0.041941 | 0.041986 | 0.04203 | 0.042075 | 0.04212 | 0.042164 | 0.042209 | 0.042254 | 0.042299 | 0.042343 | 0.042388 | 0.042433 | 0.042477 | 0.042522 | 0.0010535 | 0.0010734 | 0.0010885 | 0.0010937 | 0.0011038 | 0.0011151 | 0.0011315 | 0.0011277 | 0.0011289 | 0.0011301 | 0.0011313 | 0.0011325 | 0.0011337 | 0.0011349 | 0.0011361 | 0.0011373 | 0.0011385 | 0.0011397 | 0.0011409 | 0.0011421 | 45198.6405 | 13322.8827 | 729.5662 | 215.049
| CTN003-155177865 | 24 | CTN003 | CTN | 0 | 0 | 0.00090113 | 0.00090947 | 0.00091364 | 0.00090947 | 0.00090947 | 0.00091781 | 0.00093033 | 0.00092616 | 0.00092616 | 0.00092616 | 0.00092616 | 0.00092616 | 0.00092616 | 0.00092616 | 0.00092616 | 0.00092616 | 0.00092616 | 0.00092616 | 0.00092616 | 0.00092616 | 0.0027739 | 0.0028017 | 0.0028295 | 0.0028573 | 0.0028851 | 0.0028893 | 0.0028934 | 0.0028976 | 0.0029017 | 0.0029058 | 0.00291 | 0.0029141 | 0.0029183 | 0.0029224 | 0.0029266 | 0.0029307 | 0.0029349 | 0.002939 | 0.0029431 | 0.0029473 | 7.249e-05 | 7.3894e-05 | 7.497e-05 | 7.5361e-05 | 7.6094e-05 | 7.6903e-05 | 7.8063e-05 | 7.7824e-05 | 7.7936e-05 | 7.8047e-05 | 7.8158e-05 | 7.827e-05 | 7.8381e-05 | 7.8492e-05 | 7.8603e-05 | 7.8715e-05 | 7.8826e-05 | 7.8937e-05 | 7.9049e-05 | 7.916e-05 | 45198.6405 | 13322.8827 | 50.3734 | 14.8482
| CTN003-155392598 | 36 | CTN003 | CTN | 0 | 0 | 0.00090113 | 0.00090947 | 0.00091364 | 0.00090947 | 0.00090947 | 0.00091781 | 0.00093033 | 0.00092616 | 0.00092616 | 0.00092616 | 0.00092616 | 0.00092616 | 0.00092616 | 0.00092616 | 0.00092616 | 0.00092616 | 0.00092616 | 0.00092616 | 0.00092616 | 0.00092616 | 0.014055 | 0.014207 | 0.01436 | 0.014512 | 0.014665 | 0.014661 | 0.014657 | 0.014653 | 0.014649 | 0.014645 | 0.014641 | 0.014637 | 0.014633 | 0.014629 | 0.014625 | 0.014621 | 0.014617 | 0.014613 | 0.014609 | 0.014605 | 0.00036728 | 0.00037471 | 0.00038047 | 0.00038276 | 0.00038679 | 0.00039023 | 0.00039544 | 0.00039356 | 0.00039345 | 0.00039334 | 0.00039324 | 0.00039313 | 0.00039302 | 0.00039291 | 0.0003928 | 0.0003927 | 0.00039259 | 0.00039248 | 0.00039237 | 0.00039226 | 45198.6405 | 13322.8827 | 253.7088 | 74.7839
| CTN003-155422079 | 107 | CTN003 | CTN | 0 | 0 | 0.00090113 | 0.00090947 | 0.00091364 | 0.00090947 | 0.00090947 | 0.00091781 | 0.00093033 | 0.00092616 | 0.00092616 | 0.00092616 | 0.00092616 | 0.00092616 | 0.00092616 | 0.00092616 | 0.00092616 | 0.00092616 | 0.00092616 | 0.00092616 | 0.00092616 | 0.00092616 | 0.10946 | 0.11051 | 0.11157 | 0.11262 | 0.11368 | 0.11401 | 0.11434 | 0.11467 | 0.115 | 0.11532 | 0.11565 | 0.11598 | 0.11631 | 0.11664 | 0.11697 | 0.1173 | 0.11763 | 0.11796 | 0.11829 | 0.11861 | 0.0028604 | 0.0029147 | 0.0029561 | 0.0029704 | 0.0029983 | 0.0030345 | 0.0030848 | 0.0030798 | 0.0030886 | 0.0030974 | 0.0031063 | 0.0031151 | 0.003124 | 0.0031328 | 0.0031416 | 0.0031505 | 0.0031593 | 0.0031681 | 0.003177 | 0.0031858 | 45198.6405 | 13322.8827 | 1999.8648 | 589.486
| CTN003-158006357 | 93 | CTN003 | CTN | 0 | 0 | 0.00090113 | 0.00090947 | 0.00091364 | 0.00090947 | 0.00090947 | 0.00091781 | 0.00093033 | 0.00092616 | 0.00092616 | 0.00092616 | 0.00092616 | 0.00092616 | 0.00092616 | 0.00092616 | 0.00092616 | 0.00092616 | 0.00092616 | 0.00092616 | 0.00092616 | 0.00092616 | 0.95132 | 0.96147 | 0.97161 | 0.98176 | 0.99191 | 0.99395 | 0.99599 | 0.99804 | 1.0001 | 1.0021 | 1.0042 | 1.0062 | 1.0083 | 1.0103 | 1.0123 | 1.0144 | 1.0164 | 1.0185 | 1.0205 | 1.0226 | 0.024861 | 0.025358 | 0.025743 | 0.025894 | 0.026161 | 0.026456 | 0.026871 | 0.026806 | 0.026861 | 0.026916 | 0.026971 | 0.027025 | 0.02708 | 0.027135 | 0.02719 | 0.027245 | 0.0273 | 0.027355 | 0.02741 | 0.027465 | 45198.6405 | 13322.8827 | 17366.3053 | 5118.9426
| CTN003-182897268 | 9 | CTN003 | CTN | 0 | 0 | 0.00090113 | 0.00090947 | 0.00091364 | 0.00090947 | 0.00090947 | 0.00091781 | 0.00093033 | 0.00092616 | 0.00092616 | 0.00092616 | 0.00092616 | 0.00092616 | 0.00092616 | 0.00092616 | 0.00092616 | 0.00092616 | 0.00092616 | 0.00092616 | 0.00092616 | 0.00092616 | 0 | 0 | 0 | 0 | 0 | 0 | 0 | 0 | 0 | 0 | 0 | 0 | 0 | 0 | 0 | 0 | 0 | 0 | 0 | 0 | 0 | 0 | 0 | 0 | 0 | 0 | 0 | 0 | 0 | 0 | 0 | 0 | 0 | 0 | 0 | 0 | 0 | 0 | 0 | 0 | 45198.6405 | 13322.8827 | 0 | 0
| CTN003-24603160 | 273 | CTN003 | CTN | 0 | 0 | 0.00090113 | 0.00090947 | 0.00091364 | 0.00090947 | 0.00090947 | 0.00091781 | 0.00093033 | 0.00092616 | 0.00092616 | 0.00092616 | 0.00092616 | 0.00092616 | 0.00092616 | 0.00092616 | 0.00092616 | 0.00092616 | 0.00092616 | 0.00092616 | 0.00092616 | 0.00092616 | 5.5397 | 5.574 | 5.6083 | 5.6426 | 5.6769 | 5.6777 | 5.6786 | 5.6795 | 5.6804 | 5.6813 | 5.6821 | 5.683 | 5.6839 | 5.6848 | 5.6857 | 5.6865 | 5.6874 | 5.6883 | 5.6892 | 5.6901 | 0.14477 | 0.14701 | 0.1486 | 0.14882 | 0.14973 | 0.15112 | 0.15321 | 0.15254 | 0.15257 | 0.15259 | 0.15261 | 0.15264 | 0.15266 | 0.15269 | 0.15271 | 0.15273 | 0.15276 | 0.15278 | 0.1528 | 0.15283 | 45198.6405 | 13322.8827 | 98705.6072 | 29094.7517
| CTN003-47810169 | 408 | CTN003 | CTN | 0 | 0 | 0.00090113 | 0.00090947 | 0.00091364 | 0.00090947 | 0.00090947 | 0.00091781 | 0.00093033 | 0.00092616 | 0.00092616 | 0.00092616 | 0.00092616 | 0.00092616 | 0.00092616 | 0.00092616 | 0.00092616 | 0.00092616 | 0.00092616 | 0.00092616 | 0.00092616 | 0.00092616 | 6.9307 | 6.9867 | 7.0428 | 7.0988 | 7.1549 | 7.1677 | 7.1805 | 7.1933 | 7.2061 | 7.2189 | 7.2317 | 7.2445 | 7.2572 | 7.27 | 7.2828 | 7.2956 | 7.3084 | 7.3212 | 7.334 | 7.3468 | 0.18112 | 0.18427 | 0.1866 | 0.18723 | 0.18871 | 0.19078 | 0.19373 | 0.1932 | 0.19354 | 0.19389 | 0.19423 | 0.19458 | 0.19492 | 0.19526 | 0.19561 | 0.19595 | 0.19629 | 0.19664 | 0.19698 | 0.19732 | 45198.6405 | 13322.8827 | 125289.7153 | 36930.7607
| CTN003-88138723 | 98 | CTN003 | CTN | 0 | 0 | 0.00090113 | 0.00090947 | 0.00091364 | 0.00090947 | 0.00090947 | 0.00091781 | 0.00093033 | 0.00092616 | 0.00092616 | 0.00092616 | 0.00092616 | 0.00092616 | 0.00092616 | 0.00092616 | 0.00092616 | 0.00092616 | 0.00092616 | 0.00092616 | 0.00092616 | 0.00092616 | 0.055552 | 0.056103 | 0.056654 | 0.057205 | 0.057757 | 0.057926 | 0.058096 | 0.058266 | 0.058436 | 0.058605 | 0.058775 | 0.058945 | 0.059115 | 0.059284 | 0.059454 | 0.059624 | 0.059794 | 0.059963 | 0.060133 | 0.060303 | 0.0014517 | 0.0014797 | 0.0015011 | 0.0015088 | 0.0015233 | 0.0015418 | 0.0015674 | 0.0015649 | 0.0015695 | 0.0015741 | 0.0015786 | 0.0015832 | 0.0015877 | 0.0015923 | 0.0015969 | 0.0016014 | 0.001606 | 0.0016105 | 0.0016151 | 0.0016196 | 45198.6405 | 13322.8827 | 1016.1227 | 299.5153
| CTN004-134372186 | 89 | CTN004 | CTN | 0 | 0 | 0.0039937 | 0.0039818 | 0.0040254 | 0.0039778 | 0.0039461 | 0.0039422 | 0.0039342 | 0.0039105 | 0.0039105 | 0.0039105 | 0.0039105 | 0.0039105 | 0.0039105 | 0.0039105 | 0.0039105 | 0.0039105 | 0.0039105 | 0.0039105 | 0.0039105 | 0.0039105 | 0.16436 | 0.16567 | 0.16699 | 0.1683 | 0.16961 | 0.16985 | 0.1701 | 0.17034 | 0.17059 | 0.17084 | 0.17108 | 0.17133 | 0.17157 | 0.17182 | 0.17207 | 0.17231 | 0.17256 | 0.1728 | 0.17305 | 0.1733 | 0.019036 | 0.019131 | 0.019493 | 0.019414 | 0.019409 | 0.019418 | 0.019407 | 0.019318 | 0.019345 | 0.019373 | 0.019401 | 0.019429 | 0.019457 | 0.019485 | 0.019513 | 0.019541 | 0.019569 | 0.019596 | 0.019624 | 0.019652 | 45198.6405 | 13322.8827 | 12683.0246 | 3738.4852
| CTN004-134372435 | 46 | CTN004 | CTN | 0 | 0 | 0.0039937 | 0.0039818 | 0.0040254 | 0.0039778 | 0.0039461 | 0.0039422 | 0.0039342 | 0.0039105 | 0.0039105 | 0.0039105 | 0.0039105 | 0.0039105 | 0.0039105 | 0.0039105 | 0.0039105 | 0.0039105 | 0.0039105 | 0.0039105 | 0.0039105 | 0.0039105 | 0.10518 | 0.10606 | 0.10693 | 0.1078 | 0.10867 | 0.10877 | 0.10887 | 0.10897 | 0.10907 | 0.10917 | 0.10927 | 0.10937 | 0.10947 | 0.10957 | 0.10967 | 0.10977 | 0.10987 | 0.10997 | 0.11007 | 0.11017 | 0.012182 | 0.012246 | 0.012482 | 0.012436 | 0.012436 | 0.012435 | 0.012421 | 0.012358 | 0.012369 | 0.01238 | 0.012392 | 0.012403 | 0.012414 | 0.012425 | 0.012437 | 0.012448 | 0.012459 | 0.012471 | 0.012482 | 0.012493 | 45198.6405 | 13322.8827 | 8103.2334 | 2388.5326
| CTN004-15418536 | 266 | CTN004 | CTN | 8 | 11 | 0.0039937 | 0.0039818 | 0.0040254 | 0.0039778 | 0.0039461 | 0.0039422 | 0.0039342 | 0.0039105 | 0.0039105 | 0.0039105 | 0.0039105 | 0.0039105 | 0.0039105 | 0.0039105 | 0.0039105 | 0.0039105 | 0.0039105 | 0.0039105 | 0.0039105 | 0.0039105 | 71.1466 | 71.5681 | 71.9897 | 72.4112 | 72.8328 | 72.8872 | 72.9416 | 72.996 | 73.0504 | 73.1048 | 73.1592 | 73.2136 | 73.2681 | 73.3225 | 73.3769 | 73.4313 | 73.4857 | 73.5401 | 73.5945 | 73.649 | 8.2399 | 8.2641 | 8.4037 | 8.3531 | 8.3348 | 8.3326 | 8.3221 | 8.278 | 8.2842 | 8.2903 | 8.2965 | 8.3027 | 8.3088 | 8.315 | 8.3212 | 8.3274 | 8.3335 | 8.3397 | 8.3459 | 8.352 | 45198.6405 | 13322.8827 | 5434341.5439 | 1601842.3107
| CTN004-15418547 | 0 | CTN004 | CTN | 0 | 0 | 0.0039937 | 0.0039818 | 0.0040254 | 0.0039778 | 0.0039461 | 0.0039422 | 0.0039342 | 0.0039105 | 0.0039105 | 0.0039105 | 0.0039105 | 0.0039105 | 0.0039105 | 0.0039105 | 0.0039105 | 0.0039105 | 0.0039105 | 0.0039105 | 0.0039105 | 0.0039105 | 0 | 0 | 0 | 0 | 0 | 0 | 0 | 0 | 0 | 0 | 0 | 0 | 0 | 0 | 0 | 0 | 0 | 0 | 0 | 0 | 0 | 0 | 0 | 0 | 0 | 0 | 0 | 0 | 0 | 0 | 0 | 0 | 0 | 0 | 0 | 0 | 0 | 0 | 0 | 0 | 45198.6405 | 13322.8827 | 0 | 0
| CTN004-155091767 | 20 | CTN004 | CTN | 0 | 0 | 0.0039937 | 0.0039818 | 0.0040254 | 0.0039778 | 0.0039461 | 0.0039422 | 0.0039342 | 0.0039105 | 0.0039105 | 0.0039105 | 0.0039105 | 0.0039105 | 0.0039105 | 0.0039105 | 0.0039105 | 0.0039105 | 0.0039105 | 0.0039105 | 0.0039105 | 0.0039105 | 0.036433 | 0.036706 | 0.036979 | 0.037252 | 0.037525 | 0.037599 | 0.037673 | 0.037748 | 0.037822 | 0.037896 | 0.037971 | 0.038045 | 0.038119 | 0.038193 | 0.038268 | 0.038342 | 0.038416 | 0.038491 | 0.038565 | 0.038639 | 0.0042195 | 0.0042385 | 0.0043168 | 0.0042973 | 0.0042943 | 0.0042984 | 0.0042983 | 0.0042807 | 0.0042891 | 0.0042976 | 0.004306 | 0.0043144 | 0.0043228 | 0.0043313 | 0.0043397 | 0.0043481 | 0.0043565 | 0.004365 | 0.0043734 | 0.0043818 | 45198.6405 | 13322.8827 | 2814.3236 | 829.5582
| CTN004-155091935 | 50 | CTN004 | CTN | 0 | 0 | 0.0039937 | 0.0039818 | 0.0040254 | 0.0039778 | 0.0039461 | 0.0039422 | 0.0039342 | 0.0039105 | 0.0039105 | 0.0039105 | 0.0039105 | 0.0039105 | 0.0039105 | 0.0039105 | 0.0039105 | 0.0039105 | 0.0039105 | 0.0039105 | 0.0039105 | 0.0039105 | 0.059629 | 0.060133 | 0.060637 | 0.061142 | 0.061646 | 0.061716 | 0.061786 | 0.061856 | 0.061926 | 0.061996 | 0.062066 | 0.062136 | 0.062206 | 0.062277 | 0.062347 | 0.062417 | 0.062487 | 0.062557 | 0.062627 | 0.062697 | 0.006906 | 0.0069436 | 0.0070785 | 0.0070531 | 0.0070546 | 0.0070555 | 0.0070493 | 0.0070147 | 0.0070226 | 0.0070306 | 0.0070385 | 0.0070465 | 0.0070544 | 0.0070624 | 0.0070703 | 0.0070783 | 0.0070862 | 0.0070941 | 0.0071021 | 0.00711 | 45198.6405 | 13322.8827 | 4601.2476 | 1356.2771
| CTN004-155092023 | 17 | CTN004 | CTN | 0 | 0 | 0.0039937 | 0.0039818 | 0.0040254 | 0.0039778 | 0.0039461 | 0.0039422 | 0.0039342 | 0.0039105 | 0.0039105 | 0.0039105 | 0.0039105 | 0.0039105 | 0.0039105 | 0.0039105 | 0.0039105 | 0.0039105 | 0.0039105 | 0.0039105 | 0.0039105 | 0.0039105 | 0.036735 | 0.037026 | 0.037317 | 0.037608 | 0.037899 | 0.03795 | 0.038002 | 0.038054 | 0.038105 | 0.038157 | 0.038209 | 0.03826 | 0.038312 | 0.038364 | 0.038416 | 0.038467 | 0.038519 | 0.038571 | 0.038622 | 0.038674 | 0.0042545 | 0.0042755 | 0.0043562 | 0.0043383 | 0.004337 | 0.0043386 | 0.0043358 | 0.0043154 | 0.0043213 | 0.0043271 | 0.004333 | 0.0043389 | 0.0043447 | 0.0043506 | 0.0043564 | 0.0043623 | 0.0043682 | 0.004374 | 0.0043799 | 0.0043858 | 45198.6405 | 13322.8827 | 2832.9159 | 835.0385
| CTN004-155092123 | 34 | CTN004 | CTN | 0 | 0 | 0.0039937 | 0.0039818 | 0.0040254 | 0.0039778 | 0.0039461 | 0.0039422 | 0.0039342 | 0.0039105 | 0.0039105 | 0.0039105 | 0.0039105 | 0.0039105 | 0.0039105 | 0.0039105 | 0.0039105 | 0.0039105 | 0.0039105 | 0.0039105 | 0.0039105 | 0.0039105 | 0.18212 | 0.18343 | 0.18474 | 0.18605 | 0.18736 | 0.18737 | 0.18737 | 0.18738 | 0.18738 | 0.18739 | 0.1874 | 0.1874 | 0.18741 | 0.18741 | 0.18742 | 0.18742 | 0.18743 | 0.18744 | 0.18744 | 0.18745 | 0.021092 | 0.021181 | 0.021566 | 0.021462 | 0.021441 | 0.02142 | 0.021378 | 0.021249 | 0.02125 | 0.021251 | 0.021251 | 0.021252 | 0.021253 | 0.021253 | 0.021254 | 0.021255 | 0.021255 | 0.021256 | 0.021257 | 0.021257 | 45198.6405 | 13322.8827 | 13918.5391 | 4102.669
| CTN004-160370806 | 0 | CTN004 | CTN | 0 | 0 | 0.0039937 | 0.0039818 | 0.0040254 | 0.0039778 | 0.0039461 | 0.0039422 | 0.0039342 | 0.0039105 | 0.0039105 | 0.0039105 | 0.0039105 | 0.0039105 | 0.0039105 | 0.0039105 | 0.0039105 | 0.0039105 | 0.0039105 | 0.0039105 | 0.0039105 | 0.0039105 | 0 | 0 | 0 | 0 | 0 | 0 | 0 | 0 | 0 | 0 | 0 | 0 | 0 | 0 | 0 | 0 | 0 | 0 | 0 | 0 | 0 | 0 | 0 | 0 | 0 | 0 | 0 | 0 | 0 | 0 | 0 | 0 | 0 | 0 | 0 | 0 | 0 | 0 | 0 | 0 | 45198.6405 | 13322.8827 | 0 | 0
| CTN005-15418323 | 94 | CTN005 | CTN | 0 | 0 | 0.0010965 | 0.0010888 | 0.0010888 | 0.0010734 | 0.0010656 | 0.0010579 | 0.0010502 | 0.0010347 | 0.0010347 | 0.0010347 | 0.0010347 | 0.0010347 | 0.0010347 | 0.0010347 | 0.0010347 | 0.0010347 | 0.0010347 | 0.0010347 | 0.0010347 | 0.0010347 | 4.5515 | 4.5748 | 4.598 | 4.6212 | 4.6445 | 4.6466 | 4.6487 | 4.6508 | 4.653 | 4.6551 | 4.6572 | 4.6593 | 4.6615 | 4.6636 | 4.6657 | 4.6678 | 4.67 | 4.6721 | 4.6742 | 4.6764 | 0.14473 | 0.14445 | 0.14518 | 0.14385 | 0.14353 | 0.14255 | 0.14158 | 0.13956 | 0.13962 | 0.13969 | 0.13975 | 0.13982 | 0.13988 | 0.13994 | 0.14001 | 0.14007 | 0.14014 | 0.1402 | 0.14026 | 0.14033 | 45198.6405 | 13322.8827 | 92521.05 | 27271.7737
| CTN006-100525030 | 45 | CTN006 | CTN | 0 | 0 | 0.0016159 | 0.001621 | 0.001621 | 0.0016109 | 0.0016032 | 0.0016058 | 0.0016134 | 0.0016007 | 0.0016007 | 0.0016007 | 0.0016007 | 0.0016007 | 0.0016007 | 0.0016007 | 0.0016007 | 0.0016007 | 0.0016007 | 0.0016007 | 0.0016007 | 0.0016007 | 0.11302 | 0.11378 | 0.11453 | 0.11529 | 0.11604 | 0.11606 | 0.11608 | 0.1161 | 0.11612 | 0.11614 | 0.11615 | 0.11617 | 0.11619 | 0.11621 | 0.11623 | 0.11625 | 0.11627 | 0.11629 | 0.1163 | 0.11632 | 0.0052966 | 0.0053487 | 0.0053841 | 0.0053856 | 0.0053953 | 0.0054047 | 0.0054312 | 0.0053893 | 0.0053902 | 0.0053911 | 0.005392 | 0.0053928 | 0.0053937 | 0.0053946 | 0.0053954 | 0.0053963 | 0.0053972 | 0.005398 | 0.0053989 | 0.0053998 | 45198.6405 | 13322.8827 | 3519.9466 | 1037.5497
| CTN006-123737136 | 38 | CTN006 | CTN | 0 | 0 | 0.0016159 | 0.001621 | 0.001621 | 0.0016109 | 0.0016032 | 0.0016058 | 0.0016134 | 0.0016007 | 0.0016007 | 0.0016007 | 0.0016007 | 0.0016007 | 0.0016007 | 0.0016007 | 0.0016007 | 0.0016007 | 0.0016007 | 0.0016007 | 0.0016007 | 0.0016007 | 0.17358 | 0.1747 | 0.17583 | 0.17695 | 0.17807 | 0.17814 | 0.17821 | 0.17827 | 0.17834 | 0.17841 | 0.17848 | 0.17854 | 0.17861 | 0.17868 | 0.17875 | 0.17881 | 0.17888 | 0.17895 | 0.17901 | 0.17908 | 0.0081343 | 0.0082127 | 0.0082654 | 0.0082662 | 0.0082793 | 0.0082956 | 0.008338 | 0.0082756 | 0.0082787 | 0.0082819 | 0.008285 | 0.0082881 | 0.0082912 | 0.0082943 | 0.0082975 | 0.0083006 | 0.0083037 | 0.0083068 | 0.00831 | 0.0083131 | 45198.6405 | 13322.8827 | 5408.1147 | 1594.1116
| CTN006-138230928 | 78 | CTN006 | CTN | 0 | 0 | 0.0016159 | 0.001621 | 0.001621 | 0.0016109 | 0.0016032 | 0.0016058 | 0.0016134 | 0.0016007 | 0.0016007 | 0.0016007 | 0.0016007 | 0.0016007 | 0.0016007 | 0.0016007 | 0.0016007 | 0.0016007 | 0.0016007 | 0.0016007 | 0.0016007 | 0.0016007 | 0.084043 | 0.084675 | 0.085308 | 0.085941 | 0.086574 | 0.086668 | 0.086763 | 0.086858 | 0.086953 | 0.087048 | 0.087143 | 0.087238 | 0.087333 | 0.087428 | 0.087523 | 0.087618 | 0.087713 | 0.087808 | 0.087903 | 0.087998 | 0.0039384 | 0.0039805 | 0.0040103 | 0.0040147 | 0.0040252 | 0.004036 | 0.0040595 | 0.004032 | 0.0040364 | 0.0040408 | 0.0040452 | 0.0040496 | 0.0040541 | 0.0040585 | 0.0040629 | 0.0040673 | 0.0040717 | 0.0040761 | 0.0040805 | 0.0040849 | 45198.6405 | 13322.8827 | 2637 | 777.2898
| CTN006-15418599 | 17 | CTN006 | CTN | 0 | 0 | 0.0016159 | 0.001621 | 0.001621 | 0.0016109 | 0.0016032 | 0.0016058 | 0.0016134 | 0.0016007 | 0.0016007 | 0.0016007 | 0.0016007 | 0.0016007 | 0.0016007 | 0.0016007 | 0.0016007 | 0.0016007 | 0.0016007 | 0.0016007 | 0.0016007 | 0.0016007 | 0.0012676 | 0.001281 | 0.0012944 | 0.0013078 | 0.0013213 | 0.0013253 | 0.0013294 | 0.0013334 | 0.0013375 | 0.0013415 | 0.0013456 | 0.0013496 | 0.0013537 | 0.0013577 | 0.0013618 | 0.0013658 | 0.0013699 | 0.0013739 | 0.001378 | 0.001382 | 5.94e-05 | 6.0218e-05 | 6.0849e-05 | 6.1096e-05 | 6.1432e-05 | 6.1717e-05 | 6.2199e-05 | 6.1898e-05 | 6.2086e-05 | 6.2274e-05 | 6.2462e-05 | 6.265e-05 | 6.2838e-05 | 6.3026e-05 | 6.3214e-05 | 6.3402e-05 | 6.359e-05 | 6.3778e-05 | 6.3966e-05 | 6.4154e-05 | 45198.6405 | 13322.8827 | 40.5657 | 11.9573
| CTN006-154972740 | 59 | CTN006 | CTN | 0 | 0 | 0.0016159 | 0.001621 | 0.001621 | 0.0016109 | 0.0016032 | 0.0016058 | 0.0016134 | 0.0016007 | 0.0016007 | 0.0016007 | 0.0016007 | 0.0016007 | 0.0016007 | 0.0016007 | 0.0016007 | 0.0016007 | 0.0016007 | 0.0016007 | 0.0016007 | 0.0016007 | 0.051395 | 0.051809 | 0.052222 | 0.052636 | 0.05305 | 0.053028 | 0.053005 | 0.052983 | 0.052961 | 0.052939 | 0.052917 | 0.052895 | 0.052872 | 0.05285 | 0.052828 | 0.052806 | 0.052784 | 0.052762 | 0.052739 | 0.052717 | 0.0024085 | 0.0024355 | 0.0024549 | 0.0024589 | 0.0024665 | 0.0024694 | 0.00248 | 0.0024595 | 0.0024585 | 0.0024575 | 0.0024564 | 0.0024554 | 0.0024544 | 0.0024533 | 0.0024523 | 0.0024513 | 0.0024503 | 0.0024492 | 0.0024482 | 0.0024472 | 45198.6405 | 13322.8827 | 1603.1088 | 472.537
| CTN006-154972844 | 9 | CTN006 | CTN | 0 | 0 | 0.0016159 | 0.001621 | 0.001621 | 0.0016109 | 0.0016032 | 0.0016058 | 0.0016134 | 0.0016007 | 0.0016007 | 0.0016007 | 0.0016007 | 0.0016007 | 0.0016007 | 0.0016007 | 0.0016007 | 0.0016007 | 0.0016007 | 0.0016007 | 0.0016007 | 0.0016007 | 1.1106e-05 | 1.123e-05 | 1.1353e-05 | 1.1477e-05 | 1.16e-05 | 1.1612e-05 | 1.1624e-05 | 1.1636e-05 | 1.1648e-05 | 1.166e-05 | 1.1672e-05 | 1.1684e-05 | 1.1696e-05 | 1.1708e-05 | 1.172e-05 | 1.1732e-05 | 1.1744e-05 | 1.1756e-05 | 1.1768e-05 | 1.178e-05 | 5.2046e-07 | 5.279e-07 | 5.337e-07 | 5.3613e-07 | 5.3933e-07 | 5.4074e-07 | 5.4387e-07 | 5.4015e-07 | 5.4071e-07 | 5.4126e-07 | 5.4182e-07 | 5.4238e-07 | 5.4294e-07 | 5.4349e-07 | 5.4405e-07 | 5.4461e-07 | 5.4516e-07 | 5.4572e-07 | 5.4628e-07 | 5.4683e-07 | 45198.6405 | 13322.8827 | 0.35244 | 0.10389
| CTN006-154972931 | 107 | CTN006 | CTN | 0 | 0 | 0.0016159 | 0.001621 | 0.001621 | 0.0016109 | 0.0016032 | 0.0016058 | 0.0016134 | 0.0016007 | 0.0016007 | 0.0016007 | 0.0016007 | 0.0016007 | 0.0016007 | 0.0016007 | 0.0016007 | 0.0016007 | 0.0016007 | 0.0016007 | 0.0016007 | 0.0016007 | 0.1336 | 0.13485 | 0.1361 | 0.13736 | 0.13861 | 0.13874 | 0.13887 | 0.139 | 0.13913 | 0.13925 | 0.13938 | 0.13951 | 0.13964 | 0.13977 | 0.1399 | 0.14003 | 0.14016 | 0.14029 | 0.14042 | 0.14055 | 0.0062607 | 0.0063393 | 0.0063981 | 0.0064165 | 0.0064444 | 0.0064607 | 0.0064973 | 0.0064523 | 0.0064583 | 0.0064643 | 0.0064703 | 0.0064763 | 0.0064823 | 0.0064883 | 0.0064943 | 0.0065004 | 0.0065064 | 0.0065124 | 0.0065184 | 0.0065244 | 45198.6405 | 13322.8827 | 4213.6853 | 1242.0381
| CTN006-154973045 | 49 | CTN006 | CTN | 0 | 0 | 0.0016159 | 0.001621 | 0.001621 | 0.0016109 | 0.0016032 | 0.0016058 | 0.0016134 | 0.0016007 | 0.0016007 | 0.0016007 | 0.0016007 | 0.0016007 | 0.0016007 | 0.0016007 | 0.0016007 | 0.0016007 | 0.0016007 | 0.0016007 | 0.0016007 | 0.0016007 | 0.042373 | 0.042829 | 0.043286 | 0.043742 | 0.044199 | 0.044192 | 0.044185 | 0.044178 | 0.044171 | 0.044164 | 0.044157 | 0.04415 | 0.044143 | 0.044136 | 0.044129 | 0.044122 | 0.044115 | 0.044108 | 0.044101 | 0.044094 | 0.0019857 | 0.0020134 | 0.0020348 | 0.0020434 | 0.002055 | 0.0020579 | 0.0020673 | 0.0020508 | 0.0020504 | 0.0020501 | 0.0020498 | 0.0020495 | 0.0020491 | 0.0020488 | 0.0020485 | 0.0020482 | 0.0020478 | 0.0020475 | 0.0020472 | 0.0020469 | 45198.6405 | 13322.8827 | 1335.1375 | 393.549
| CTN006-155015964 | 48 | CTN006 | CTN | 0 | 0 | 0.0016159 | 0.001621 | 0.001621 | 0.0016109 | 0.0016032 | 0.0016058 | 0.0016134 | 0.0016007 | 0.0016007 | 0.0016007 | 0.0016007 | 0.0016007 | 0.0016007 | 0.0016007 | 0.0016007 | 0.0016007 | 0.0016007 | 0.0016007 | 0.0016007 | 0.0016007 | 0.024775 | 0.024948 | 0.025121 | 0.025294 | 0.025467 | 0.025479 | 0.02549 | 0.025502 | 0.025514 | 0.025525 | 0.025537 | 0.025549 | 0.02556 | 0.025572 | 0.025584 | 0.025595 | 0.025607 | 0.025619 | 0.02563 | 0.025642 | 0.001161 | 0.0011728 | 0.0011809 | 0.0011816 | 0.0011841 | 0.0011865 | 0.0011927 | 0.0011838 | 0.0011844 | 0.0011849 | 0.0011854 | 0.001186 | 0.0011865 | 0.0011871 | 0.0011876 | 0.0011882 | 0.0011887 | 0.0011892 | 0.0011898 | 0.0011903 | 45198.6405 | 13322.8827 | 773.5016 | 227.9996
| CTN006-155016184 | 23 | CTN006 | CTN | 0 | 0 | 0.0016159 | 0.001621 | 0.001621 | 0.0016109 | 0.0016032 | 0.0016058 | 0.0016134 | 0.0016007 | 0.0016007 | 0.0016007 | 0.0016007 | 0.0016007 | 0.0016007 | 0.0016007 | 0.0016007 | 0.0016007 | 0.0016007 | 0.0016007 | 0.0016007 | 0.0016007 | 0.00074391 | 0.00074551 | 0.00074711 | 0.0007487 | 0.0007503 | 0.00074977 | 0.00074924 | 0.00074872 | 0.00074819 | 0.00074766 | 0.00074713 | 0.0007466 | 0.00074607 | 0.00074554 | 0.00074501 | 0.00074448 | 0.00074396 | 0.00074343 | 0.0007429 | 0.00074237 | 3.4861e-05 | 3.5046e-05 | 3.5121e-05 | 3.4976e-05 | 3.4885e-05 | 3.4915e-05 | 3.5056e-05 | 3.4756e-05 | 3.4731e-05 | 3.4707e-05 | 3.4682e-05 | 3.4658e-05 | 3.4633e-05 | 3.4609e-05 | 3.4584e-05 | 3.4559e-05 | 3.4535e-05 | 3.451e-05 | 3.4486e-05 | 3.4461e-05 | 45198.6405 | 13322.8827 | 22.7263 | 6.6989
| CTN006-155016351 | 37 | CTN006 | CTN | 0 | 0 | 0.0016159 | 0.001621 | 0.001621 | 0.0016109 | 0.0016032 | 0.0016058 | 0.0016134 | 0.0016007 | 0.0016007 | 0.0016007 | 0.0016007 | 0.0016007 | 0.0016007 | 0.0016007 | 0.0016007 | 0.0016007 | 0.0016007 | 0.0016007 | 0.0016007 | 0.0016007 | 0.00011128 | 0.00011246 | 0.00011364 | 0.00011482 | 0.000116 | 0.00011636 | 0.00011672 | 0.00011708 | 0.00011744 | 0.0001178 | 0.00011816 | 0.00011852 | 0.00011888 | 0.00011924 | 0.0001196 | 0.00011996 | 0.00012032 | 0.00012068 | 0.00012104 | 0.0001214 | 5.2149e-06 | 5.2867e-06 | 5.3422e-06 | 5.3638e-06 | 5.3933e-06 | 5.4186e-06 | 5.4611e-06 | 5.4349e-06 | 5.4516e-06 | 5.4683e-06 | 5.4851e-06 | 5.5018e-06 | 5.5185e-06 | 5.5352e-06 | 5.5519e-06 | 5.5686e-06 | 5.5853e-06 | 5.602e-06 | 5.6187e-06 | 5.6355e-06 | 45198.6405 | 13322.8827 | 3.5621 | 1.05
| CTN006-155016482 | 73 | CTN006 | CTN | 0 | 0 | 0.0016159 | 0.001621 | 0.001621 | 0.0016109 | 0.0016032 | 0.0016058 | 0.0016134 | 0.0016007 | 0.0016007 | 0.0016007 | 0.0016007 | 0.0016007 | 0.0016007 | 0.0016007 | 0.0016007 | 0.0016007 | 0.0016007 | 0.0016007 | 0.0016007 | 0.0016007 | 0.23799 | 0.24 | 0.242 | 0.24401 | 0.24601 | 0.24615 | 0.2463 | 0.24644 | 0.24659 | 0.24673 | 0.24687 | 0.24702 | 0.24716 | 0.2473 | 0.24745 | 0.24759 | 0.24773 | 0.24788 | 0.24802 | 0.24816 | 0.011153 | 0.011282 | 0.011376 | 0.011399 | 0.011438 | 0.011463 | 0.011524 | 0.01144 | 0.011447 | 0.011453 | 0.01146 | 0.011467 | 0.011473 | 0.01148 | 0.011487 | 0.011493 | 0.0115 | 0.011507 | 0.011513 | 0.01152 | 45198.6405 | 13322.8827 | 7469.9994 | 2201.8787
| CTN006-155018538 | 39 | CTN006 | CTN | 0 | 0 | 0.0016159 | 0.001621 | 0.001621 | 0.0016109 | 0.0016032 | 0.0016058 | 0.0016134 | 0.0016007 | 0.0016007 | 0.0016007 | 0.0016007 | 0.0016007 | 0.0016007 | 0.0016007 | 0.0016007 | 0.0016007 | 0.0016007 | 0.0016007 | 0.0016007 | 0.0016007 | 0.052714 | 0.053174 | 0.053634 | 0.054094 | 0.054555 | 0.054655 | 0.054756 | 0.054856 | 0.054957 | 0.055057 | 0.055158 | 0.055259 | 0.055359 | 0.05546 | 0.05556 | 0.055661 | 0.055762 | 0.055862 | 0.055963 | 0.056063 | 0.0024703 | 0.0024997 | 0.0025213 | 0.002527 | 0.0025365 | 0.0025452 | 0.0025619 | 0.0025465 | 0.0025511 | 0.0025558 | 0.0025605 | 0.0025651 | 0.0025698 | 0.0025745 | 0.0025791 | 0.0025838 | 0.0025885 | 0.0025932 | 0.0025978 | 0.0026025 | 45198.6405 | 13322.8827 | 1666.6821 | 491.2761
| CTN006-155018674 | 21 | CTN006 | CTN | 0 | 0 | 0.0016159 | 0.001621 | 0.001621 | 0.0016109 | 0.0016032 | 0.0016058 | 0.0016134 | 0.0016007 | 0.0016007 | 0.0016007 | 0.0016007 | 0.0016007 | 0.0016007 | 0.0016007 | 0.0016007 | 0.0016007 | 0.0016007 | 0.0016007 | 0.0016007 | 0.0016007 | 0.059745 | 0.060129 | 0.060514 | 0.060898 | 0.061283 | 0.061308 | 0.061333 | 0.061359 | 0.061384 | 0.061409 | 0.061434 | 0.061459 | 0.061485 | 0.06151 | 0.061535 | 0.06156 | 0.061585 | 0.06161 | 0.061636 | 0.061661 | 0.0027998 | 0.0028266 | 0.0028447 | 0.0028449 | 0.0028493 | 0.002855 | 0.0028697 | 0.0028483 | 0.0028495 | 0.0028506 | 0.0028518 | 0.002853 | 0.0028541 | 0.0028553 | 0.0028565 | 0.0028577 | 0.0028588 | 0.00286 | 0.0028612 | 0.0028623 | 45198.6405 | 13322.8827 | 1861.5315 | 548.7104
| CTN006-155018773 | 93 | CTN006 | CTN | 0 | 0 | 0.0016159 | 0.001621 | 0.001621 | 0.0016109 | 0.0016032 | 0.0016058 | 0.0016134 | 0.0016007 | 0.0016007 | 0.0016007 | 0.0016007 | 0.0016007 | 0.0016007 | 0.0016007 | 0.0016007 | 0.0016007 | 0.0016007 | 0.0016007 | 0.0016007 | 0.0016007 | 0.069789 | 0.070424 | 0.071059 | 0.071694 | 0.072329 | 0.072355 | 0.072381 | 0.072407 | 0.072432 | 0.072458 | 0.072484 | 0.07251 | 0.072535 | 0.072561 | 0.072587 | 0.072613 | 0.072639 | 0.072664 | 0.07269 | 0.072716 | 0.0032704 | 0.0033106 | 0.0033404 | 0.0033492 | 0.0033629 | 0.0033694 | 0.0033866 | 0.0033612 | 0.0033624 | 0.0033635 | 0.0033647 | 0.0033659 | 0.0033671 | 0.0033683 | 0.0033695 | 0.0033707 | 0.0033719 | 0.0033731 | 0.0033743 | 0.0033755 | 45198.6405 | 13322.8827 | 2192.8174 | 646.3612
| CTN006-155018968 | 40 | CTN006 | CTN | 0 | 0 | 0.0016159 | 0.001621 | 0.001621 | 0.0016109 | 0.0016032 | 0.0016058 | 0.0016134 | 0.0016007 | 0.0016007 | 0.0016007 | 0.0016007 | 0.0016007 | 0.0016007 | 0.0016007 | 0.0016007 | 0.0016007 | 0.0016007 | 0.0016007 | 0.0016007 | 0.0016007 | 0.0001329 | 0.0001345 | 0.0001361 | 0.0001377 | 0.0001393 | 0.00013944 | 0.00013958 | 0.00013972 | 0.00013986 | 0.00014 | 0.00014014 | 0.00014028 | 0.00014042 | 0.00014056 | 0.0001407 | 0.00014084 | 0.00014098 | 0.00014112 | 0.00014126 | 0.0001414 | 6.228e-06 | 6.3227e-06 | 6.3979e-06 | 6.4326e-06 | 6.4766e-06 | 6.4934e-06 | 6.5307e-06 | 6.4859e-06 | 6.4924e-06 | 6.4989e-06 | 6.5054e-06 | 6.5119e-06 | 6.5184e-06 | 6.5249e-06 | 6.5314e-06 | 6.5379e-06 | 6.5444e-06 | 6.5509e-06 | 6.5574e-06 | 6.5639e-06 | 45198.6405 | 13322.8827 | 4.2294 | 1.2467
| CTN006-155019123 | 65 | CTN006 | CTN | 0 | 0 | 0.0016159 | 0.001621 | 0.001621 | 0.0016109 | 0.0016032 | 0.0016058 | 0.0016134 | 0.0016007 | 0.0016007 | 0.0016007 | 0.0016007 | 0.0016007 | 0.0016007 | 0.0016007 | 0.0016007 | 0.0016007 | 0.0016007 | 0.0016007 | 0.0016007 | 0.0016007 | 0.067699 | 0.068222 | 0.068745 | 0.069269 | 0.069792 | 0.06986 | 0.069928 | 0.069996 | 0.070063 | 0.070131 | 0.070199 | 0.070267 | 0.070335 | 0.070402 | 0.07047 | 0.070538 | 0.070606 | 0.070673 | 0.070741 | 0.070809 | 0.0031725 | 0.0032071 | 0.0032317 | 0.0032359 | 0.0032449 | 0.0032532 | 0.0032718 | 0.0032492 | 0.0032524 | 0.0032555 | 0.0032587 | 0.0032618 | 0.003265 | 0.0032681 | 0.0032713 | 0.0032744 | 0.0032776 | 0.0032807 | 0.0032839 | 0.003287 | 45198.6405 | 13322.8827 | 2124.2453 | 626.1487
| CTN006-155062010 | 62 | CTN006 | CTN | 0 | 0 | 0.0016159 | 0.001621 | 0.001621 | 0.0016109 | 0.0016032 | 0.0016058 | 0.0016134 | 0.0016007 | 0.0016007 | 0.0016007 | 0.0016007 | 0.0016007 | 0.0016007 | 0.0016007 | 0.0016007 | 0.0016007 | 0.0016007 | 0.0016007 | 0.0016007 | 0.0016007 | 0.048869 | 0.04931 | 0.049751 | 0.050191 | 0.050632 | 0.05066 | 0.050688 | 0.050715 | 0.050743 | 0.050771 | 0.050799 | 0.050826 | 0.050854 | 0.050882 | 0.05091 | 0.050937 | 0.050965 | 0.050993 | 0.051021 | 0.051048 | 0.0022901 | 0.002318 | 0.0023387 | 0.0023447 | 0.0023541 | 0.0023591 | 0.0023716 | 0.0023542 | 0.0023555 | 0.0023568 | 0.0023581 | 0.0023594 | 0.0023607 | 0.002362 | 0.0023633 | 0.0023645 | 0.0023658 | 0.0023671 | 0.0023684 | 0.0023697 | 45198.6405 | 13322.8827 | 1536.579 | 452.9265
| CTN006-155062651 | 135 | CTN006 | CTN | 0 | 0 | 0.0016159 | 0.001621 | 0.001621 | 0.0016109 | 0.0016032 | 0.0016058 | 0.0016134 | 0.0016007 | 0.0016007 | 0.0016007 | 0.0016007 | 0.0016007 | 0.0016007 | 0.0016007 | 0.0016007 | 0.0016007 | 0.0016007 | 0.0016007 | 0.0016007 | 0.0016007 | 0.16123 | 0.16266 | 0.16408 | 0.16551 | 0.16693 | 0.16694 | 0.16695 | 0.16696 | 0.16697 | 0.16698 | 0.16699 | 0.167 | 0.16701 | 0.16702 | 0.16703 | 0.16704 | 0.16705 | 0.16706 | 0.16706 | 0.16707 | 0.0075556 | 0.0076464 | 0.0077134 | 0.0077317 | 0.0077615 | 0.0077742 | 0.0078115 | 0.0077505 | 0.0077509 | 0.0077513 | 0.0077518 | 0.0077522 | 0.0077526 | 0.0077531 | 0.0077535 | 0.0077539 | 0.0077544 | 0.0077548 | 0.0077552 | 0.0077557 | 45198.6405 | 13322.8827 | 5054.1306 | 1489.7702
| CTN006-155077957 | 84 | CTN006 | CTN | 0 | 0 | 0.0016159 | 0.001621 | 0.001621 | 0.0016109 | 0.0016032 | 0.0016058 | 0.0016134 | 0.0016007 | 0.0016007 | 0.0016007 | 0.0016007 | 0.0016007 | 0.0016007 | 0.0016007 | 0.0016007 | 0.0016007 | 0.0016007 | 0.0016007 | 0.0016007 | 0.0016007 | 0.092645 | 0.093409 | 0.094172 | 0.094936 | 0.095699 | 0.095852 | 0.096004 | 0.096156 | 0.096309 | 0.096461 | 0.096614 | 0.096766 | 0.096919 | 0.097071 | 0.097223 | 0.097376 | 0.097528 | 0.097681 | 0.097833 | 0.097986 | 0.0043415 | 0.0043911 | 0.004427 | 0.0044349 | 0.0044494 | 0.0044636 | 0.0044919 | 0.0044636 | 0.0044707 | 0.0044778 | 0.0044849 | 0.0044919 | 0.004499 | 0.0045061 | 0.0045132 | 0.0045202 | 0.0045273 | 0.0045344 | 0.0045415 | 0.0045486 | 45198.6405 | 13322.8827 | 2920.9064 | 860.9749
| CTN006-155078265 | 36 | CTN006 | CTN | 0 | 0 | 0.0016159 | 0.001621 | 0.001621 | 0.0016109 | 0.0016032 | 0.0016058 | 0.0016134 | 0.0016007 | 0.0016007 | 0.0016007 | 0.0016007 | 0.0016007 | 0.0016007 | 0.0016007 | 0.0016007 | 0.0016007 | 0.0016007 | 0.0016007 | 0.0016007 | 0.0016007 | 0.00034018 | 0.00034424 | 0.00034829 | 0.00035235 | 0.0003564 | 0.00035651 | 0.00035662 | 0.00035673 | 0.00035684 | 0.00035695 | 0.00035706 | 0.00035717 | 0.00035728 | 0.00035739 | 0.0003575 | 0.00035761 | 0.00035772 | 0.00035783 | 0.00035794 | 0.00035805 | 1.5942e-05 | 1.6182e-05 | 1.6373e-05 | 1.646e-05 | 1.6571e-05 | 1.6602e-05 | 1.6686e-05 | 1.656e-05 | 1.6565e-05 | 1.657e-05 | 1.6575e-05 | 1.658e-05 | 1.6585e-05 | 1.659e-05 | 1.6595e-05 | 1.66e-05 | 1.6606e-05 | 1.6611e-05 | 1.6616e-05 | 1.6621e-05 | 45198.6405 | 13322.8827 | 10.7838 | 3.1787
| CTN006-155078364 | 68 | CTN006 | CTN | 0 | 0 | 0.0016159 | 0.001621 | 0.001621 | 0.0016109 | 0.0016032 | 0.0016058 | 0.0016134 | 0.0016007 | 0.0016007 | 0.0016007 | 0.0016007 | 0.0016007 | 0.0016007 | 0.0016007 | 0.0016007 | 0.0016007 | 0.0016007 | 0.0016007 | 0.0016007 | 0.0016007 | 0.061014 | 0.061667 | 0.06232 | 0.062973 | 0.063626 | 0.063665 | 0.063704 | 0.063743 | 0.063782 | 0.063821 | 0.06386 | 0.063899 | 0.063938 | 0.063978 | 0.064017 | 0.064056 | 0.064095 | 0.064134 | 0.064173 | 0.064212 | 0.0028592 | 0.0028989 | 0.0029296 | 0.0029418 | 0.0029582 | 0.0029647 | 0.0029806 | 0.002959 | 0.0029608 | 0.0029626 | 0.0029644 | 0.0029663 | 0.0029681 | 0.0029699 | 0.0029717 | 0.0029735 | 0.0029753 | 0.0029771 | 0.0029789 | 0.0029807 | 45198.6405 | 13322.8827 | 1929.5558 | 568.7615
| CTN006-155078558 | 74 | CTN006 | CTN | 0 | 0 | 0.0016159 | 0.001621 | 0.001621 | 0.0016109 | 0.0016032 | 0.0016058 | 0.0016134 | 0.0016007 | 0.0016007 | 0.0016007 | 0.0016007 | 0.0016007 | 0.0016007 | 0.0016007 | 0.0016007 | 0.0016007 | 0.0016007 | 0.0016007 | 0.0016007 | 0.0016007 | 0.082003 | 0.082737 | 0.083471 | 0.084205 | 0.08494 | 0.084941 | 0.084942 | 0.084943 | 0.084945 | 0.084946 | 0.084947 | 0.084948 | 0.084949 | 0.084951 | 0.084952 | 0.084953 | 0.084954 | 0.084955 | 0.084957 | 0.084958 | 0.0038428 | 0.0038894 | 0.0039239 | 0.0039336 | 0.0039492 | 0.0039555 | 0.0039743 | 0.0039431 | 0.0039432 | 0.0039432 | 0.0039433 | 0.0039433 | 0.0039434 | 0.0039435 | 0.0039435 | 0.0039436 | 0.0039436 | 0.0039437 | 0.0039437 | 0.0039438 | 45198.6405 | 13322.8827 | 2570.9356 | 757.8165
| CTN006-155078784 | 36 | CTN006 | CTN | 0 | 0 | 0.0016159 | 0.001621 | 0.001621 | 0.0016109 | 0.0016032 | 0.0016058 | 0.0016134 | 0.0016007 | 0.0016007 | 0.0016007 | 0.0016007 | 0.0016007 | 0.0016007 | 0.0016007 | 0.0016007 | 0.0016007 | 0.0016007 | 0.0016007 | 0.0016007 | 0.0016007 | 0.00045454 | 0.00045866 | 0.00046277 | 0.00046689 | 0.000471 | 0.00047165 | 0.0004723 | 0.00047295 | 0.0004736 | 0.00047425 | 0.0004749 | 0.00047555 | 0.0004762 | 0.00047685 | 0.0004775 | 0.00047815 | 0.0004788 | 0.00047945 | 0.0004801 | 0.00048075 | 2.1301e-05 | 2.1561e-05 | 2.1754e-05 | 2.1811e-05 | 2.1899e-05 | 2.1964e-05 | 2.2098e-05 | 2.1955e-05 | 2.1985e-05 | 2.2015e-05 | 2.2045e-05 | 2.2075e-05 | 2.2105e-05 | 2.2136e-05 | 2.2166e-05 | 2.2196e-05 | 2.2226e-05 | 2.2256e-05 | 2.2287e-05 | 2.2317e-05 | 45198.6405 | 13322.8827 | 14.3533 | 4.2308
| CTN006-155078876 | 23 | CTN006 | CTN | 0 | 0 | 0.0016159 | 0.001621 | 0.001621 | 0.0016109 | 0.0016032 | 0.0016058 | 0.0016134 | 0.0016007 | 0.0016007 | 0.0016007 | 0.0016007 | 0.0016007 | 0.0016007 | 0.0016007 | 0.0016007 | 0.0016007 | 0.0016007 | 0.0016007 | 0.0016007 | 0.0016007 | 4.5906e-05 | 4.643e-05 | 4.6953e-05 | 4.7477e-05 | 4.8e-05 | 4.8e-05 | 4.8e-05 | 4.8e-05 | 4.8e-05 | 4.8e-05 | 4.8e-05 | 4.8e-05 | 4.8e-05 | 4.8e-05 | 4.8e-05 | 4.8e-05 | 4.8e-05 | 4.8e-05 | 4.8e-05 | 4.8e-05 | 2.1513e-06 | 2.1826e-06 | 2.2072e-06 | 2.2179e-06 | 2.2317e-06 | 2.2353e-06 | 2.2458e-06 | 2.2282e-06 | 2.2282e-06 | 2.2282e-06 | 2.2282e-06 | 2.2282e-06 | 2.2282e-06 | 2.2282e-06 | 2.2282e-06 | 2.2282e-06 | 2.2282e-06 | 2.2282e-06 | 2.2282e-06 | 2.2282e-06 | 45198.6405 | 13322.8827 | 1.4506 | 0.42757
| CTN006-155392437 | 89 | CTN006 | CTN | 0 | 0 | 0.0016159 | 0.001621 | 0.001621 | 0.0016109 | 0.0016032 | 0.0016058 | 0.0016134 | 0.0016007 | 0.0016007 | 0.0016007 | 0.0016007 | 0.0016007 | 0.0016007 | 0.0016007 | 0.0016007 | 0.0016007 | 0.0016007 | 0.0016007 | 0.0016007 | 0.0016007 | 0.050011 | 0.050466 | 0.050921 | 0.051376 | 0.051831 | 0.051856 | 0.051882 | 0.051907 | 0.051933 | 0.051958 | 0.051984 | 0.05201 | 0.052035 | 0.052061 | 0.052086 | 0.052112 | 0.052137 | 0.052163 | 0.052188 | 0.052214 | 0.0023436 | 0.0023724 | 0.0023938 | 0.0024 | 0.0024098 | 0.0024148 | 0.0024275 | 0.0024096 | 0.0024108 | 0.0024119 | 0.0024131 | 0.0024143 | 0.0024155 | 0.0024167 | 0.0024179 | 0.0024191 | 0.0024202 | 0.0024214 | 0.0024226 | 0.0024238 | 45198.6405 | 13322.8827 | 1572.4448 | 463.4984
| CTN006-157466480 | 90 | CTN006 | CTN | 0 | 0 | 0.0016159 | 0.001621 | 0.001621 | 0.0016109 | 0.0016032 | 0.0016058 | 0.0016134 | 0.0016007 | 0.0016007 | 0.0016007 | 0.0016007 | 0.0016007 | 0.0016007 | 0.0016007 | 0.0016007 | 0.0016007 | 0.0016007 | 0.0016007 | 0.0016007 | 0.0016007 | 0.1882 | 0.18949 | 0.19078 | 0.19207 | 0.19336 | 0.19367 | 0.19397 | 0.19428 | 0.19458 | 0.19489 | 0.19519 | 0.1955 | 0.1958 | 0.1961 | 0.19641 | 0.19671 | 0.19702 | 0.19732 | 0.19763 | 0.19793 | 0.0088196 | 0.0089079 | 0.0089685 | 0.0089727 | 0.0089902 | 0.0090187 | 0.0090757 | 0.0090184 | 0.0090326 | 0.0090467 | 0.0090609 | 0.009075 | 0.0090892 | 0.0091033 | 0.0091175 | 0.0091316 | 0.0091457 | 0.0091599 | 0.009174 | 0.0091882 | 45198.6405 | 13322.8827 | 5906.3609 | 1740.9761
| CTN006-157466735 | 172 | CTN006 | CTN | 0 | 0 | 0.0016159 | 0.001621 | 0.001621 | 0.0016109 | 0.0016032 | 0.0016058 | 0.0016134 | 0.0016007 | 0.0016007 | 0.0016007 | 0.0016007 | 0.0016007 | 0.0016007 | 0.0016007 | 0.0016007 | 0.0016007 | 0.0016007 | 0.0016007 | 0.0016007 | 0.0016007 | 0.26692 | 0.26881 | 0.2707 | 0.27259 | 0.27448 | 0.27465 | 0.27481 | 0.27498 | 0.27515 | 0.27532 | 0.27548 | 0.27565 | 0.27582 | 0.27599 | 0.27615 | 0.27632 | 0.27649 | 0.27666 | 0.27682 | 0.27699 | 0.012509 | 0.012637 | 0.012725 | 0.012734 | 0.012762 | 0.01279 | 0.012858 | 0.012765 | 0.012773 | 0.01278 | 0.012788 | 0.012796 | 0.012804 | 0.012811 | 0.012819 | 0.012827 | 0.012835 | 0.012843 | 0.01285 | 0.012858 | 45198.6405 | 13322.8827 | 8342.5369 | 2459.0704
| CTN006-157466858 | 238 | CTN006 | CTN | 0 | 0 | 0.0016159 | 0.001621 | 0.001621 | 0.0016109 | 0.0016032 | 0.0016058 | 0.0016134 | 0.0016007 | 0.0016007 | 0.0016007 | 0.0016007 | 0.0016007 | 0.0016007 | 0.0016007 | 0.0016007 | 0.0016007 | 0.0016007 | 0.0016007 | 0.0016007 | 0.0016007 | 8.9099 | 8.9762 | 9.0425 | 9.1088 | 9.1751 | 9.1873 | 9.1994 | 9.2115 | 9.2236 | 9.2357 | 9.2478 | 9.2599 | 9.2721 | 9.2842 | 9.2963 | 9.3084 | 9.3205 | 9.3326 | 9.3448 | 9.3569 | 0.41754 | 0.42196 | 0.42508 | 0.42552 | 0.42659 | 0.42783 | 0.43042 | 0.4276 | 0.42817 | 0.42873 | 0.42929 | 0.42985 | 0.43041 | 0.43098 | 0.43154 | 0.4321 | 0.43266 | 0.43323 | 0.43379 | 0.43435 | 45198.6405 | 13322.8827 | 279799.5533 | 82474.5297
| CTN006-158006328 | 153 | CTN006 | CTN | 0 | 0 | 0.0016159 | 0.001621 | 0.001621 | 0.0016109 | 0.0016032 | 0.0016058 | 0.0016134 | 0.0016007 | 0.0016007 | 0.0016007 | 0.0016007 | 0.0016007 | 0.0016007 | 0.0016007 | 0.0016007 | 0.0016007 | 0.0016007 | 0.0016007 | 0.0016007 | 0.0016007 | 6.4093 | 6.4551 | 6.5008 | 6.5466 | 6.5923 | 6.5918 | 6.5913 | 6.5909 | 6.5904 | 6.5899 | 6.5894 | 6.5889 | 6.5884 | 6.5879 | 6.5875 | 6.587 | 6.5865 | 6.586 | 6.5855 | 6.585 | 0.30035 | 0.30345 | 0.3056 | 0.30582 | 0.3065 | 0.30697 | 0.3084 | 0.30595 | 0.30593 | 0.30591 | 0.30588 | 0.30586 | 0.30584 | 0.30582 | 0.30579 | 0.30577 | 0.30575 | 0.30573 | 0.3057 | 0.30568 | 45198.6405 | 13322.8827 | 199672.6986 | 58856.1051
| CTN006-163924253 | 44 | CTN006 | CTN | 0 | 0 | 0.0016159 | 0.001621 | 0.001621 | 0.0016109 | 0.0016032 | 0.0016058 | 0.0016134 | 0.0016007 | 0.0016007 | 0.0016007 | 0.0016007 | 0.0016007 | 0.0016007 | 0.0016007 | 0.0016007 | 0.0016007 | 0.0016007 | 0.0016007 | 0.0016007 | 0.0016007 | 0.05831 | 0.058655 | 0.059 | 0.059345 | 0.059691 | 0.059716 | 0.059742 | 0.059767 | 0.059793 | 0.059818 | 0.059844 | 0.059869 | 0.059895 | 0.05992 | 0.059946 | 0.059971 | 0.059997 | 0.060022 | 0.060048 | 0.060073 | 0.0027325 | 0.0027573 | 0.0027736 | 0.0027723 | 0.0027753 | 0.0027808 | 0.0027952 | 0.0027744 | 0.0027756 | 0.0027768 | 0.002778 | 0.0027792 | 0.0027803 | 0.0027815 | 0.0027827 | 0.0027839 | 0.0027851 | 0.0027863 | 0.0027875 | 0.0027886 | 45198.6405 | 13322.8827 | 1813.9016 | 534.6709
| CTN006-24603272 | 174 | CTN006 | CTN | 0 | 0 | 0.0016159 | 0.001621 | 0.001621 | 0.0016109 | 0.0016032 | 0.0016058 | 0.0016134 | 0.0016007 | 0.0016007 | 0.0016007 | 0.0016007 | 0.0016007 | 0.0016007 | 0.0016007 | 0.0016007 | 0.0016007 | 0.0016007 | 0.0016007 | 0.0016007 | 0.0016007 | 3.7314 | 3.7558 | 3.7801 | 3.8045 | 3.8288 | 3.8312 | 3.8336 | 3.836 | 3.8384 | 3.8408 | 3.8432 | 3.8457 | 3.8481 | 3.8505 | 3.8529 | 3.8553 | 3.8577 | 3.8601 | 3.8625 | 3.8649 | 0.17486 | 0.17656 | 0.1777 | 0.17773 | 0.17802 | 0.17841 | 0.17937 | 0.17807 | 0.17818 | 0.17829 | 0.17841 | 0.17852 | 0.17863 | 0.17874 | 0.17885 | 0.17896 | 0.17908 | 0.17919 | 0.1793 | 0.17941 | 45198.6405 | 13322.8827 | 116424.3362 | 34317.5758
| CTN006-24605098 | 85 | CTN006 | CTN | 0 | 0 | 0.0016159 | 0.001621 | 0.001621 | 0.0016109 | 0.0016032 | 0.0016058 | 0.0016134 | 0.0016007 | 0.0016007 | 0.0016007 | 0.0016007 | 0.0016007 | 0.0016007 | 0.0016007 | 0.0016007 | 0.0016007 | 0.0016007 | 0.0016007 | 0.0016007 | 0.0016007 | 0.45888 | 0.46295 | 0.46702 | 0.47109 | 0.47516 | 0.47574 | 0.47633 | 0.47691 | 0.4775 | 0.47808 | 0.47867 | 0.47926 | 0.47984 | 0.48043 | 0.48101 | 0.4816 | 0.48218 | 0.48277 | 0.48335 | 0.48394 | 0.021504 | 0.021763 | 0.021954 | 0.022007 | 0.022092 | 0.022154 | 0.022287 | 0.022139 | 0.022166 | 0.022193 | 0.02222 | 0.022247 | 0.022274 | 0.022302 | 0.022329 | 0.022356 | 0.022383 | 0.02241 | 0.022438 | 0.022465 | 45198.6405 | 13322.8827 | 14470.9165 | 4265.4894
| CTN006-24605334 | 148 | CTN006 | CTN | 0 | 0 | 0.0016159 | 0.001621 | 0.001621 | 0.0016109 | 0.0016032 | 0.0016058 | 0.0016134 | 0.0016007 | 0.0016007 | 0.0016007 | 0.0016007 | 0.0016007 | 0.0016007 | 0.0016007 | 0.0016007 | 0.0016007 | 0.0016007 | 0.0016007 | 0.0016007 | 0.0016007 | 8.0592 | 8.1065 | 8.1538 | 8.2011 | 8.2484 | 8.2531 | 8.2577 | 8.2624 | 8.2671 | 8.2718 | 8.2764 | 8.2811 | 8.2858 | 8.2905 | 8.2951 | 8.2998 | 8.3045 | 8.3092 | 8.3138 | 8.3185 | 0.37767 | 0.38108 | 0.3833 | 0.38311 | 0.3835 | 0.38433 | 0.38637 | 0.38355 | 0.38376 | 0.38398 | 0.3842 | 0.38441 | 0.38463 | 0.38485 | 0.38507 | 0.38528 | 0.3855 | 0.38572 | 0.38593 | 0.38615 | 45198.6405 | 13322.8827 | 250838.5141 | 73937.8896
| CTN006-88333121 | 15 | CTN006 | CTN | 0 | 0 | 0.0016159 | 0.001621 | 0.001621 | 0.0016109 | 0.0016032 | 0.0016058 | 0.0016134 | 0.0016007 | 0.0016007 | 0.0016007 | 0.0016007 | 0.0016007 | 0.0016007 | 0.0016007 | 0.0016007 | 0.0016007 | 0.0016007 | 0.0016007 | 0.0016007 | 0.0016007 | 0.011353 | 0.011452 | 0.01155 | 0.011649 | 0.011748 | 0.011763 | 0.011778 | 0.011793 | 0.011808 | 0.011823 | 0.011838 | 0.011854 | 0.011869 | 0.011884 | 0.011899 | 0.011914 | 0.011929 | 0.011944 | 0.01196 | 0.011975 | 0.00053204 | 0.00053834 | 0.00054298 | 0.00054418 | 0.00054619 | 0.00054776 | 0.00055107 | 0.00054744 | 0.00054814 | 0.00054884 | 0.00054955 | 0.00055025 | 0.00055095 | 0.00055165 | 0.00055236 | 0.00055306 | 0.00055376 | 0.00055447 | 0.00055517 | 0.00055587 | 45198.6405 | 13322.8827 | 357.9146 | 105.5
| DDL011-193014102 | 329 | DDL011 | DDL | 0 | 0 | 0.0011543 | 0.0011898 | 0.0012254 | 0.0012472 | 0.0012758 | 0.0013104 | 0.0013628 | 0.0013974 | 0.0013974 | 0.0013974 | 0.0013974 | 0.0013974 | 0.0013974 | 0.0013974 | 0.0013974 | 0.0013974 | 0.0013974 | 0.0013974 | 0.0013974 | 0.0013974 | 35.4528 | 35.5094 | 35.5661 | 35.6228 | 35.6795 | 35.5566 | 35.4337 | 35.3109 | 35.188 | 35.0651 | 34.9422 | 34.8194 | 34.6965 | 34.5736 | 34.4508 | 34.3279 | 34.205 | 34.0822 | 33.9593 | 33.8364 | 1.1867 | 1.2253 | 1.2639 | 1.2884 | 1.3201 | 1.3512 | 1.4004 | 1.4309 | 1.4259 | 1.421 | 1.416 | 1.411 | 1.406 | 1.4011 | 1.3961 | 1.3911 | 1.3861 | 1.3811 | 1.3762 | 1.3712 | 36243.9558 | 12419.6794 | 709041.4073 | 242966.4968
| DDL011-24612671 | 111 | DDL011 | DDL | 0 | 0 | 0.0011543 | 0.0011898 | 0.0012254 | 0.0012472 | 0.0012758 | 0.0013104 | 0.0013628 | 0.0013974 | 0.0013974 | 0.0013974 | 0.0013974 | 0.0013974 | 0.0013974 | 0.0013974 | 0.0013974 | 0.0013974 | 0.0013974 | 0.0013974 | 0.0013974 | 0.0013974 | 1.0641 | 1.0658 | 1.0674 | 1.0691 | 1.0708 | 1.0672 | 1.0635 | 1.0599 | 1.0563 | 1.0527 | 1.0491 | 1.0455 | 1.0419 | 1.0383 | 1.0347 | 1.031 | 1.0274 | 1.0238 | 1.0202 | 1.0166 | 0.03562 | 0.036775 | 0.037934 | 0.038667 | 0.039617 | 0.040554 | 0.042032 | 0.042952 | 0.042806 | 0.04266 | 0.042514 | 0.042367 | 0.042221 | 0.042075 | 0.041928 | 0.041782 | 0.041636 | 0.041489 | 0.041343 | 0.041197 | 36243.9558 | 12419.6794 | 21287.4506 | 7294.549
| DDL012-193014212 | 314 | DDL012 | DDL | 0 | 0 | 0.0011328 | 0.0011536 | 0.0011757 | 0.0011838 | 0.0011954 | 0.0012058 | 0.0012406 | 0.001258 | 0.001258 | 0.001258 | 0.001258 | 0.001258 | 0.001258 | 0.001258 | 0.001258 | 0.001258 | 0.001258 | 0.001258 | 0.001258 | 0.001258 | 15.3062 | 15.3964 | 15.4866 | 15.5768 | 15.667 | 15.7719 | 15.8768 | 15.9817 | 16.0866 | 16.1915 | 16.2964 | 16.4013 | 16.5062 | 16.6111 | 16.716 | 16.8209 | 16.9258 | 17.0307 | 17.1356 | 17.2405 | 0.50281 | 0.51509 | 0.528 | 0.53474 | 0.5431 | 0.55151 | 0.5712 | 0.58303 | 0.58686 | 0.59069 | 0.59451 | 0.59834 | 0.60217 | 0.60599 | 0.60982 | 0.61365 | 0.61747 | 0.6213 | 0.62513 | 0.62896 | 36243.9558 | 12419.6794 | 300738.9849 | 103053.9216
| DDL012-24612381 | 217 | DDL012 | DDL | 0 | 0 | 0.0011328 | 0.0011536 | 0.0011757 | 0.0011838 | 0.0011954 | 0.0012058 | 0.0012406 | 0.001258 | 0.001258 | 0.001258 | 0.001258 | 0.001258 | 0.001258 | 0.001258 | 0.001258 | 0.001258 | 0.001258 | 0.001258 | 0.001258 | 0.001258 | 0.91166 | 0.91338 | 0.91511 | 0.91683 | 0.91856 | 0.91486 | 0.91116 | 0.90746 | 0.90376 | 0.90007 | 0.89637 | 0.89267 | 0.88897 | 0.88527 | 0.88157 | 0.87787 | 0.87417 | 0.87048 | 0.86678 | 0.86308 | 0.029948 | 0.030557 | 0.0312 | 0.031474 | 0.031842 | 0.031991 | 0.032781 | 0.033105 | 0.03297 | 0.032835 | 0.032701 | 0.032566 | 0.032431 | 0.032296 | 0.032161 | 0.032026 | 0.031891 | 0.031756 | 0.031621 | 0.031486 | 36243.9558 | 12419.6794 | 16728.4368 | 5732.3164
| DDL012-24612395 | 140 | DDL012 | DDL | 0 | 0 | 0.0011328 | 0.0011536 | 0.0011757 | 0.0011838 | 0.0011954 | 0.0012058 | 0.0012406 | 0.001258 | 0.001258 | 0.001258 | 0.001258 | 0.001258 | 0.001258 | 0.001258 | 0.001258 | 0.001258 | 0.001258 | 0.001258 | 0.001258 | 0.001258 | 1.3631 | 1.3662 | 1.3692 | 1.3723 | 1.3754 | 1.3689 | 1.3624 | 1.3559 | 1.3494 | 1.3429 | 1.3364 | 1.3299 | 1.3234 | 1.3169 | 1.3104 | 1.3039 | 1.2974 | 1.2909 | 1.2844 | 1.2779 | 0.044778 | 0.045706 | 0.046683 | 0.04711 | 0.047678 | 0.047867 | 0.049014 | 0.049464 | 0.049227 | 0.04899 | 0.048753 | 0.048516 | 0.048279 | 0.048042 | 0.047805 | 0.047568 | 0.047331 | 0.047094 | 0.046857 | 0.04662 | 36243.9558 | 12419.6794 | 24950.0845 | 8549.62
| DDL013-197602097 | 364 | DDL013 | DDL | 0 | 0 | 0.0010832 | 0.0011258 | 0.0011642 | 0.0011778 | 0.0012026 | 0.0012384 | 0.0012998 | 0.0013407 | 0.0013407 | 0.0013407 | 0.0013407 | 0.0013407 | 0.0013407 | 0.0013407 | 0.0013407 | 0.0013407 | 0.0013407 | 0.0013407 | 0.0013407 | 0.0013407 | 15.3931 | 15.4032 | 15.4134 | 15.4236 | 15.4337 | 15.4198 | 15.4058 | 15.3918 | 15.3778 | 15.3638 | 15.3498 | 15.3359 | 15.3219 | 15.3079 | 15.2939 | 15.2799 | 15.266 | 15.252 | 15.238 | 15.224 | 0.48352 | 0.50289 | 0.52037 | 0.52682 | 0.53824 | 0.55377 | 0.5807 | 0.59845 | 0.59791 | 0.59736 | 0.59682 | 0.59627 | 0.59573 | 0.59519 | 0.59464 | 0.5941 | 0.59356 | 0.59301 | 0.59247 | 0.59192 | 36243.9558 | 12419.6794 | 296715.7619 | 101675.2879
| DDL013-24612353 | 267 | DDL013 | DDL | 0 | 0 | 0.0010832 | 0.0011258 | 0.0011642 | 0.0011778 | 0.0012026 | 0.0012384 | 0.0012998 | 0.0013407 | 0.0013407 | 0.0013407 | 0.0013407 | 0.0013407 | 0.0013407 | 0.0013407 | 0.0013407 | 0.0013407 | 0.0013407 | 0.0013407 | 0.0013407 | 0.0013407 | 7.9163 | 7.9233 | 7.9302 | 7.9371 | 7.944 | 7.9349 | 7.9258 | 7.9167 | 7.9077 | 7.8986 | 7.8895 | 7.8804 | 7.8713 | 7.8622 | 7.8531 | 7.844 | 7.8349 | 7.8258 | 7.8167 | 7.8076 | 0.24866 | 0.25868 | 0.26773 | 0.27111 | 0.27704 | 0.28497 | 0.29876 | 0.30781 | 0.30746 | 0.3071 | 0.30675 | 0.3064 | 0.30604 | 0.30569 | 0.30534 | 0.30498 | 0.30463 | 0.30427 | 0.30392 | 0.30357 | 36243.9558 | 12419.6794 | 152512.2889 | 52261.2307
| DDL013-24612367 | 117 | DDL013 | DDL | 0 | 0 | 0.0010832 | 0.0011258 | 0.0011642 | 0.0011778 | 0.0012026 | 0.0012384 | 0.0012998 | 0.0013407 | 0.0013407 | 0.0013407 | 0.0013407 | 0.0013407 | 0.0013407 | 0.0013407 | 0.0013407 | 0.0013407 | 0.0013407 | 0.0013407 | 0.0013407 | 0.0013407 | 0.4084 | 0.40922 | 0.41004 | 0.41086 | 0.41168 | 0.41069 | 0.4097 | 0.40871 | 0.40771 | 0.40672 | 0.40573 | 0.40474 | 0.40375 | 0.40275 | 0.40176 | 0.40077 | 0.39978 | 0.39879 | 0.39779 | 0.3968 | 0.012828 | 0.01336 | 0.013844 | 0.014034 | 0.014357 | 0.014749 | 0.015443 | 0.015891 | 0.015852 | 0.015814 | 0.015775 | 0.015737 | 0.015698 | 0.015659 | 0.015621 | 0.015582 | 0.015544 | 0.015505 | 0.015467 | 0.015428 | 36243.9558 | 12419.6794 | 7845.2569 | 2688.3262
| DDL014-197602155 | 612 | DDL014 | DDL | 0 | 0 | 0.00030327 | 0.00030824 | 0.00031421 | 0.0003162 | 0.00032018 | 0.00032614 | 0.0003331 | 0.00033807 | 0.00033807 | 0.00033807 | 0.00033807 | 0.00033807 | 0.00033807 | 0.00033807 | 0.00033807 | 0.00033807 | 0.00033807 | 0.00033807 | 0.00033807 | 0.00033807 | 48.6184 | 48.6696 | 48.7209 | 48.7722 | 48.8234 | 48.7139 | 48.6044 | 48.4949 | 48.3854 | 48.2759 | 48.1664 | 48.0569 | 47.9474 | 47.8379 | 47.7284 | 47.6189 | 47.5093 | 47.3998 | 47.2903 | 47.1808 | 0.42759 | 0.43506 | 0.44395 | 0.44723 | 0.45333 | 0.46074 | 0.46952 | 0.47545 | 0.47438 | 0.4733 | 0.47223 | 0.47116 | 0.47008 | 0.46901 | 0.46793 | 0.46686 | 0.46579 | 0.46471 | 0.46364 | 0.46257 | 36243.9558 | 12419.6794 | 241040.5469 | 82597.1187
| DDL021-193014245 | 425 | DDL021 | DDL | 0 | 0 | 0.0013863 | 0.001431 | 0.001481 | 0.0015178 | 0.0015546 | 0.0015862 | 0.0016323 | 0.0016757 | 0.0016757 | 0.0016757 | 0.0016757 | 0.0016757 | 0.0016757 | 0.0016757 | 0.0016757 | 0.0016757 | 0.0016757 | 0.0016757 | 0.0016757 | 0.0016757 | 16.3757 | 16.4101 | 16.4445 | 16.4789 | 16.5133 | 16.44 | 16.3667 | 16.2934 | 16.2201 | 16.1469 | 16.0736 | 16.0003 | 15.927 | 15.8537 | 15.7804 | 15.7072 | 15.6339 | 15.5606 | 15.4873 | 15.414 | 0.65834 | 0.68101 | 0.70627 | 0.72535 | 0.7445 | 0.75624 | 0.77472 | 0.79176 | 0.7882 | 0.78464 | 0.78108 | 0.77752 | 0.77396 | 0.7704 | 0.76683 | 0.76327 | 0.75971 | 0.75615 | 0.75259 | 0.74903 | 36243.9558 | 12419.6794 | 392484.8779 | 134492.3933
| DDL021-24613592 | 255 | DDL021 | DDL | 0 | 0 | 0.0013863 | 0.001431 | 0.001481 | 0.0015178 | 0.0015546 | 0.0015862 | 0.0016323 | 0.0016757 | 0.0016757 | 0.0016757 | 0.0016757 | 0.0016757 | 0.0016757 | 0.0016757 | 0.0016757 | 0.0016757 | 0.0016757 | 0.0016757 | 0.0016757 | 0.0016757 | 10.3361 | 10.3446 | 10.3531 | 10.3616 | 10.3701 | 10.3589 | 10.3476 | 10.3363 | 10.325 | 10.3137 | 10.3025 | 10.2912 | 10.2799 | 10.2686 | 10.2574 | 10.2461 | 10.2348 | 10.2235 | 10.2123 | 10.201 | 0.41554 | 0.4293 | 0.44465 | 0.45609 | 0.46754 | 0.47651 | 0.48981 | 0.50228 | 0.50173 | 0.50119 | 0.50064 | 0.50009 | 0.49954 | 0.49899 | 0.49845 | 0.4979 | 0.49735 | 0.4968 | 0.49625 | 0.49571 | 36243.9558 | 12419.6794 | 251101.0697 | 86044.5478
| DDL022-197602273 | 248 | DDL022 | DDL | 0 | 0 | 0.0010856 | 0.0011343 | 0.0011821 | 0.0012259 | 0.0012637 | 0.0013154 | 0.0013721 | 0.0014199 | 0.0014199 | 0.0014199 | 0.0014199 | 0.0014199 | 0.0014199 | 0.0014199 | 0.0014199 | 0.0014199 | 0.0014199 | 0.0014199 | 0.0014199 | 0.0014199 | 20.3786 | 20.3983 | 20.4181 | 20.4378 | 20.4576 | 20.4127 | 20.3679 | 20.3231 | 20.2783 | 20.2334 | 20.1886 | 20.1438 | 20.099 | 20.0542 | 20.0093 | 19.9645 | 19.9197 | 19.8749 | 19.83 | 19.7852 | 0.64155 | 0.67101 | 0.69994 | 0.72657 | 0.7497 | 0.77869 | 0.81048 | 0.83685 | 0.835 | 0.83315 | 0.83131 | 0.82946 | 0.82762 | 0.82577 | 0.82393 | 0.82208 | 0.82023 | 0.81839 | 0.81654 | 0.8147 | 36243.9558 | 12419.6794 | 409531.5935 | 140333.774
| DDL022-24596878 | 172 | DDL022 | DDL | 0 | 0 | 0.0010856 | 0.0011343 | 0.0011821 | 0.0012259 | 0.0012637 | 0.0013154 | 0.0013721 | 0.0014199 | 0.0014199 | 0.0014199 | 0.0014199 | 0.0014199 | 0.0014199 | 0.0014199 | 0.0014199 | 0.0014199 | 0.0014199 | 0.0014199 | 0.0014199 | 0.0014199 | 1.2108 | 1.2106 | 1.2105 | 1.2103 | 1.2102 | 1.2102 | 1.2101 | 1.2101 | 1.2101 | 1.21 | 1.21 | 1.21 | 1.2099 | 1.2099 | 1.2099 | 1.2098 | 1.2098 | 1.2098 | 1.2097 | 1.2097 | 0.038117 | 0.039825 | 0.041496 | 0.043028 | 0.04435 | 0.046165 | 0.048154 | 0.049828 | 0.049827 | 0.049826 | 0.049824 | 0.049823 | 0.049821 | 0.04982 | 0.049819 | 0.049817 | 0.049816 | 0.049814 | 0.049813 | 0.049812 | 36243.9558 | 12419.6794 | 24524.6412 | 8403.8338
| DDL023-197602323 | 437 | DDL023 | DDL | 0 | 0 | 0.0020282 | 0.0021193 | 0.0022074 | 0.0022651 | 0.0023364 | 0.002423 | 0.0025307 | 0.0026279 | 0.0026279 | 0.0026279 | 0.0026279 | 0.0026279 | 0.0026279 | 0.0026279 | 0.0026279 | 0.0026279 | 0.0026279 | 0.0026279 | 0.0026279 | 0.0026279 | 16.1692 | 16.1973 | 16.2254 | 16.2535 | 16.2816 | 16.221 | 16.1604 | 16.0998 | 16.0393 | 15.9787 | 15.9181 | 15.8575 | 15.7969 | 15.7363 | 15.6758 | 15.6152 | 15.5546 | 15.494 | 15.4334 | 15.3729 | 0.95105 | 0.99549 | 1.0387 | 1.0676 | 1.1032 | 1.1398 | 1.186 | 1.227 | 1.2223 | 1.2177 | 1.2131 | 1.2085 | 1.2039 | 1.1993 | 1.1946 | 1.19 | 1.1854 | 1.1808 | 1.1762 | 1.1716 | 36243.9558 | 12419.6794 | 598555.4709 | 205106.3935
| DDL023-24612657 | 31 | DDL023 | DDL | 0 | 0 | 0.0020282 | 0.0021193 | 0.0022074 | 0.0022651 | 0.0023364 | 0.002423 | 0.0025307 | 0.0026279 | 0.0026279 | 0.0026279 | 0.0026279 | 0.0026279 | 0.0026279 | 0.0026279 | 0.0026279 | 0.0026279 | 0.0026279 | 0.0026279 | 0.0026279 | 0.0026279 | 0.86161 | 0.8637 | 0.86578 | 0.86786 | 0.86995 | 0.86554 | 0.86113 | 0.85673 | 0.85232 | 0.84792 | 0.84351 | 0.8391 | 0.8347 | 0.83029 | 0.82588 | 0.82148 | 0.81707 | 0.81266 | 0.80826 | 0.80385 | 0.050679 | 0.053083 | 0.055422 | 0.057007 | 0.058944 | 0.060818 | 0.0632 | 0.065291 | 0.064955 | 0.064619 | 0.064283 | 0.063947 | 0.063612 | 0.063276 | 0.06294 | 0.062604 | 0.062268 | 0.061933 | 0.061597 | 0.061261 | 36243.9558 | 12419.6794 | 31735.2001 | 10874.6687
| DDL023-72495872 | 110 | DDL023 | DDL | 0 | 0 | 0.0020282 | 0.0021193 | 0.0022074 | 0.0022651 | 0.0023364 | 0.002423 | 0.0025307 | 0.0026279 | 0.0026279 | 0.0026279 | 0.0026279 | 0.0026279 | 0.0026279 | 0.0026279 | 0.0026279 | 0.0026279 | 0.0026279 | 0.0026279 | 0.0026279 | 0.0026279 | 1.2211 | 1.2253 | 1.2294 | 1.2336 | 1.2378 | 1.2269 | 1.216 | 1.2052 | 1.1943 | 1.1834 | 1.1725 | 1.1617 | 1.1508 | 1.1399 | 1.1291 | 1.1182 | 1.1073 | 1.0965 | 1.0856 | 1.0747 | 0.071824 | 0.075305 | 0.078701 | 0.081031 | 0.083866 | 0.086209 | 0.089246 | 0.091844 | 0.091015 | 0.090187 | 0.089359 | 0.08853 | 0.087702 | 0.086873 | 0.086045 | 0.085217 | 0.084388 | 0.08356 | 0.082731 | 0.081903 | 36243.9558 | 12419.6794 | 44206.3688 | 15148.1514
| DDL024-203514186 | 494 | DDL024 | DDL | 0 | 0 | 0.0012843 | 0.0013284 | 0.0013672 | 0.0014033 | 0.0014381 | 0.0014796 | 0.0015318 | 0.0015706 | 0.0015706 | 0.0015706 | 0.0015706 | 0.0015706 | 0.0015706 | 0.0015706 | 0.0015706 | 0.0015706 | 0.0015706 | 0.0015706 | 0.0015706 | 0.0015706 | 37.5461 | 37.5875 | 37.6289 | 37.6702 | 37.7116 | 37.623 | 37.5343 | 37.4456 | 37.357 | 37.2683 | 37.1797 | 37.091 | 37.0023 | 36.9137 | 36.825 | 36.7363 | 36.6477 | 36.559 | 36.4704 | 36.3817 | 1.3984 | 1.448 | 1.492 | 1.5331 | 1.5728 | 1.6143 | 1.6673 | 1.7055 | 1.7015 | 1.6974 | 1.6934 | 1.6894 | 1.6853 | 1.6813 | 1.6772 | 1.6732 | 1.6692 | 1.6651 | 1.6611 | 1.6571 | 36243.9558 | 12419.6794 | 846710.5713 | 290141.449
| DDL024-73759432 | 102 | DDL024 | DDL | 0 | 0 | 0.0012843 | 0.0013284 | 0.0013672 | 0.0014033 | 0.0014381 | 0.0014796 | 0.0015318 | 0.0015706 | 0.0015706 | 0.0015706 | 0.0015706 | 0.0015706 | 0.0015706 | 0.0015706 | 0.0015706 | 0.0015706 | 0.0015706 | 0.0015706 | 0.0015706 | 0.0015706 | 1.9883 | 1.9918 | 1.9953 | 1.9988 | 2.0023 | 1.9947 | 1.9872 | 1.9797 | 1.9721 | 1.9646 | 1.957 | 1.9495 | 1.942 | 1.9344 | 1.9269 | 1.9193 | 1.9118 | 1.9043 | 1.8967 | 1.8892 | 0.074052 | 0.076732 | 0.079112 | 0.081344 | 0.083507 | 0.085591 | 0.088274 | 0.090167 | 0.089823 | 0.08948 | 0.089136 | 0.088793 | 0.088449 | 0.088106 | 0.087762 | 0.087419 | 0.087076 | 0.086732 | 0.086389 | 0.086045 | 36243.9558 | 12419.6794 | 44599.2864 | 15282.792
| ECA001-15422792 | 0 | ECA001 | ECA | 0 | 0 | 0.0015706 | 0.001586 | 0.0015948 | 0.001597 | 0.0015992 | 0.0016102 | 0.0016256 | 0.00163 | 0.00163 | 0.00163 | 0.00163 | 0.00163 | 0.00163 | 0.00163 | 0.00163 | 0.00163 | 0.00163 | 0.00163 | 0.00163 | 0.00163 | 0 | 0 | 0 | 0 | 0 | 0 | 0 | 0 | 0 | 0 | 0 | 0 | 0 | 0 | 0 | 0 | 0 | 0 | 0 | 0 | 0 | 0 | 0 | 0 | 0 | 0 | 0 | 0 | 0 | 0 | 0 | 0 | 0 | 0 | 0 | 0 | 0 | 0 | 0 | 0 | 47522.4048 | 13029.0271 | 0 | 0
| ECA001-15422805 | 0 | ECA001 | ECA | 0 | 0 | 0.0015706 | 0.001586 | 0.0015948 | 0.001597 | 0.0015992 | 0.0016102 | 0.0016256 | 0.00163 | 0.00163 | 0.00163 | 0.00163 | 0.00163 | 0.00163 | 0.00163 | 0.00163 | 0.00163 | 0.00163 | 0.00163 | 0.00163 | 0.00163 | 0 | 0 | 0 | 0 | 0 | 0 | 0 | 0 | 0 | 0 | 0 | 0 | 0 | 0 | 0 | 0 | 0 | 0 | 0 | 0 | 0 | 0 | 0 | 0 | 0 | 0 | 0 | 0 | 0 | 0 | 0 | 0 | 0 | 0 | 0 | 0 | 0 | 0 | 0 | 0 | 47522.4048 | 13029.0271 | 0 | 0
| ECA001-15422818 | 10 | ECA001 | ECA | 0 | 0 | 0.0015706 | 0.001586 | 0.0015948 | 0.001597 | 0.0015992 | 0.0016102 | 0.0016256 | 0.00163 | 0.00163 | 0.00163 | 0.00163 | 0.00163 | 0.00163 | 0.00163 | 0.00163 | 0.00163 | 0.00163 | 0.00163 | 0.00163 | 0.00163 | 0 | 0 | 0 | 0 | 0 | 0 | 0 | 0 | 0 | 0 | 0 | 0 | 0 | 0 | 0 | 0 | 0 | 0 | 0 | 0 | 0 | 0 | 0 | 0 | 0 | 0 | 0 | 0 | 0 | 0 | 0 | 0 | 0 | 0 | 0 | 0 | 0 | 0 | 0 | 0 | 47522.4048 | 13029.0271 | 0 | 0
| ECA001-24613400 | 54 | ECA001 | ECA | 0 | 5 | 0.0015706 | 0.001586 | 0.0015948 | 0.001597 | 0.0015992 | 0.0016102 | 0.0016256 | 0.00163 | 0.00163 | 0.00163 | 0.00163 | 0.00163 | 0.00163 | 0.00163 | 0.00163 | 0.00163 | 0.00163 | 0.00163 | 0.00163 | 0.00163 | 62.1998 | 62.5587 | 62.9175 | 63.2764 | 63.6353 | 63.9183 | 64.2012 | 64.4841 | 64.7671 | 65.05 | 65.3329 | 65.6159 | 65.8988 | 66.1817 | 66.4647 | 66.7476 | 67.0305 | 67.3135 | 67.5964 | 67.8794 | 2.8331 | 2.8773 | 2.9099 | 2.9305 | 2.9512 | 2.9847 | 3.0266 | 3.0482 | 3.0615 | 3.0749 | 3.0883 | 3.1017 | 3.115 | 3.1284 | 3.1418 | 3.1552 | 3.1685 | 3.1819 | 3.1953 | 3.2087 | 47522.4048 | 13029.0271 | 2087375.3138 | 572287.3153
| ECA001-24613414 | 55 | ECA001 | ECA | 0 | 0 | 0.0015706 | 0.001586 | 0.0015948 | 0.001597 | 0.0015992 | 0.0016102 | 0.0016256 | 0.00163 | 0.00163 | 0.00163 | 0.00163 | 0.00163 | 0.00163 | 0.00163 | 0.00163 | 0.00163 | 0.00163 | 0.00163 | 0.00163 | 0.00163 | 2.2579 | 2.2671 | 2.2764 | 2.2856 | 2.2948 | 2.2993 | 2.3037 | 2.3082 | 2.3126 | 2.317 | 2.3215 | 2.3259 | 2.3304 | 2.3348 | 2.3392 | 2.3437 | 2.3481 | 2.3526 | 2.357 | 2.3614 | 0.10284 | 0.10428 | 0.10528 | 0.10585 | 0.10643 | 0.10737 | 0.1086 | 0.10911 | 0.10932 | 0.10953 | 0.10974 | 0.10995 | 0.11016 | 0.11037 | 0.11058 | 0.11079 | 0.111 | 0.11121 | 0.11142 | 0.11163 | 47522.4048 | 13029.0271 | 74412.4034 | 20401.3501
| ECA003-15422755 | 208 | ECA003 | ECA | 0 | 30 | 0.0015024 | 0.0015124 | 0.0015224 | 0.0015244 | 0.0015264 | 0.0015425 | 0.0015585 | 0.0015645 | 0.0015645 | 0.0015645 | 0.0015645 | 0.0015645 | 0.0015645 | 0.0015645 | 0.0015645 | 0.0015645 | 0.0015645 | 0.0015645 | 0.0015645 | 0.0015645 | 119.6296 | 120.2278 | 120.826 | 121.4242 | 122.0223 | 122.6099 | 123.1974 | 123.7849 | 124.3724 | 124.9599 | 125.5475 | 126.135 | 126.7225 | 127.31 | 127.8975 | 128.4851 | 129.0726 | 129.6601 | 130.2476 | 130.8352 | 5.2122 | 5.2732 | 5.3345 | 5.368 | 5.4015 | 5.4845 | 5.5681 | 5.6162 | 5.6429 | 5.6695 | 5.6962 | 5.7228 | 5.7495 | 5.7761 | 5.8028 | 5.8294 | 5.8561 | 5.8828 | 5.9094 | 5.9361 | 47522.4048 | 13029.0271 | 3843805.0027 | 1053840.5963
| ECA005-15422679 | 42 | ECA005 | ECA | 0 | 0 | 0.0055054 | 0.0055449 | 0.0055675 | 0.0055675 | 0.0055788 | 0.0056239 | 0.0056804 | 0.0056861 | 0.0056861 | 0.0056861 | 0.0056861 | 0.0056861 | 0.0056861 | 0.0056861 | 0.0056861 | 0.0056861 | 0.0056861 | 0.0056861 | 0.0056861 | 0.0056861 | 4.4524 | 4.4649 | 4.4774 | 4.4899 | 4.5023 | 4.5027 | 4.5031 | 4.5035 | 4.5039 | 4.5042 | 4.5046 | 4.505 | 4.5054 | 4.5058 | 4.5062 | 4.5065 | 4.5069 | 4.5073 | 4.5077 | 4.5081 | 0.71085 | 0.71796 | 0.7229 | 0.72492 | 0.72841 | 0.73437 | 0.7418 | 0.7426 | 0.74267 | 0.74273 | 0.74279 | 0.74286 | 0.74292 | 0.74298 | 0.74305 | 0.74311 | 0.74317 | 0.74324 | 0.7433 | 0.74336 | 47522.4048 | 13029.0271 | 505266.9045 | 138527.0001
| ECA005-24596794 | 109 | ECA005 | ECA | 0 | 0 | 0.0055054 | 0.0055449 | 0.0055675 | 0.0055675 | 0.0055788 | 0.0056239 | 0.0056804 | 0.0056861 | 0.0056861 | 0.0056861 | 0.0056861 | 0.0056861 | 0.0056861 | 0.0056861 | 0.0056861 | 0.0056861 | 0.0056861 | 0.0056861 | 0.0056861 | 0.0056861 | 0.0049422 | 0.0049786 | 0.0050149 | 0.0050513 | 0.0050876 | 0.0051496 | 0.0052116 | 0.0052736 | 0.0053355 | 0.0053975 | 0.0054595 | 0.0055215 | 0.0055835 | 0.0056455 | 0.0057075 | 0.0057694 | 0.0058314 | 0.0058934 | 0.0059554 | 0.0060174 | 0.00078906 | 0.00080056 | 0.00080969 | 0.00081556 | 0.00082309 | 0.00083987 | 0.00085851 | 0.00086959 | 0.00087981 | 0.00089003 | 0.00090025 | 0.00091047 | 0.00092069 | 0.00093091 | 0.00094113 | 0.00095135 | 0.00096158 | 0.0009718 | 0.00098202 | 0.00099224 | 47522.4048 | 13029.0271 | 604.3566 | 165.694
| ECA005-88419875 | 224 | ECA005 | ECA | 0 | 0 | 0.0055054 | 0.0055449 | 0.0055675 | 0.0055675 | 0.0055788 | 0.0056239 | 0.0056804 | 0.0056861 | 0.0056861 | 0.0056861 | 0.0056861 | 0.0056861 | 0.0056861 | 0.0056861 | 0.0056861 | 0.0056861 | 0.0056861 | 0.0056861 | 0.0056861 | 0.0056861 | 4.6405 | 4.6684 | 4.6962 | 4.724 | 4.7519 | 4.7824 | 4.813 | 4.8435 | 4.874 | 4.9046 | 4.9351 | 4.9657 | 4.9962 | 5.0268 | 5.0573 | 5.0879 | 5.1184 | 5.149 | 5.1795 | 5.21 | 0.74088 | 0.75068 | 0.75823 | 0.76273 | 0.76878 | 0.77998 | 0.79285 | 0.79867 | 0.80371 | 0.80875 | 0.81378 | 0.81882 | 0.82386 | 0.82889 | 0.83393 | 0.83897 | 0.844 | 0.84904 | 0.85408 | 0.85911 | 47522.4048 | 13029.0271 | 549356.4303 | 150614.8485
| ECA007-111138070 | 245 | ECA007 | ECA | 0 | 0 | 0.0027463 | 0.0027377 | 0.0027036 | 0.0026269 | 0.0025544 | 0.0025288 | 0.0025842 | 0.0025629 | 0.0025629 | 0.0025629 | 0.0025629 | 0.0025629 | 0.0025629 | 0.0025629 | 0.0025629 | 0.0025629 | 0.0025629 | 0.0025629 | 0.0025629 | 0.0025629 | 12.0424 | 12.1126 | 12.1828 | 12.253 | 12.3232 | 12.3534 | 12.3836 | 12.4138 | 12.444 | 12.4742 | 12.5044 | 12.5346 | 12.5648 | 12.595 | 12.6252 | 12.6554 | 12.6856 | 12.7158 | 12.746 | 12.7762 | 0.95908 | 0.96167 | 0.95519 | 0.93342 | 0.91286 | 0.90593 | 0.92806 | 0.92264 | 0.92489 | 0.92713 | 0.92938 | 0.93162 | 0.93387 | 0.93611 | 0.93836 | 0.9406 | 0.94284 | 0.94509 | 0.94733 | 0.94958 | 47522.4048 | 13029.0271 | 643309.898 | 176373.6938
| ECA007-139030671 | 37 | ECA007 | ECA | 0 | 0 | 0.0027463 | 0.0027377 | 0.0027036 | 0.0026269 | 0.0025544 | 0.0025288 | 0.0025842 | 0.0025629 | 0.0025629 | 0.0025629 | 0.0025629 | 0.0025629 | 0.0025629 | 0.0025629 | 0.0025629 | 0.0025629 | 0.0025629 | 0.0025629 | 0.0025629 | 0.0025629 | 0.0080024 | 0.0080609 | 0.0081193 | 0.0081777 | 0.0082361 | 0.0082773 | 0.0083186 | 0.0083598 | 0.0084011 | 0.0084423 | 0.0084835 | 0.0085248 | 0.008566 | 0.0086073 | 0.0086485 | 0.0086897 | 0.008731 | 0.0087722 | 0.0088134 | 0.0088547 | 0.00063733 | 0.00063999 | 0.00063659 | 0.00062297 | 0.0006101 | 0.00060702 | 0.00062341 | 0.00062134 | 0.0006244 | 0.00062747 | 0.00063053 | 0.0006336 | 0.00063666 | 0.00063973 | 0.00064279 | 0.00064586 | 0.00064892 | 0.00065199 | 0.00065505 | 0.00065812 | 47522.4048 | 13029.0271 | 434.9412 | 119.2461
| ECA007-139030700 | 84 | ECA007 | ECA | 0 | 0 | 0.0027463 | 0.0027377 | 0.0027036 | 0.0026269 | 0.0025544 | 0.0025288 | 0.0025842 | 0.0025629 | 0.0025629 | 0.0025629 | 0.0025629 | 0.0025629 | 0.0025629 | 0.0025629 | 0.0025629 | 0.0025629 | 0.0025629 | 0.0025629 | 0.0025629 | 0.0025629 | 0.12276 | 0.12365 | 0.12455 | 0.12544 | 0.12634 | 0.12683 | 0.12732 | 0.12781 | 0.1283 | 0.12879 | 0.12928 | 0.12977 | 0.13026 | 0.13075 | 0.13124 | 0.13173 | 0.13222 | 0.13271 | 0.1332 | 0.13369 | 0.0097768 | 0.0098175 | 0.0097653 | 0.0095562 | 0.0093588 | 0.009301 | 0.0095416 | 0.0094993 | 0.0095357 | 0.0095722 | 0.0096086 | 0.009645 | 0.0096814 | 0.0097178 | 0.0097542 | 0.0097907 | 0.0098271 | 0.0098635 | 0.0098999 | 0.0099363 | 47522.4048 | 13029.0271 | 6635.3314 | 1819.1822
| ECA007-15422655 | 59 | ECA007 | ECA | 0 | 0 | 0.0027463 | 0.0027377 | 0.0027036 | 0.0026269 | 0.0025544 | 0.0025288 | 0.0025842 | 0.0025629 | 0.0025629 | 0.0025629 | 0.0025629 | 0.0025629 | 0.0025629 | 0.0025629 | 0.0025629 | 0.0025629 | 0.0025629 | 0.0025629 | 0.0025629 | 0.0025629 | 11.7645 | 11.8231 | 11.8817 | 11.9404 | 11.999 | 12.0965 | 12.1939 | 12.2914 | 12.3889 | 12.4863 | 12.5838 | 12.6813 | 12.7787 | 12.8762 | 12.9737 | 13.0712 | 13.1686 | 13.2661 | 13.3636 | 13.461 | 0.93695 | 0.93869 | 0.93159 | 0.90961 | 0.88885 | 0.88709 | 0.91384 | 0.91355 | 0.92079 | 0.92804 | 0.93528 | 0.94252 | 0.94977 | 0.95701 | 0.96426 | 0.9715 | 0.97875 | 0.98599 | 0.99324 | 1.0005 | 47522.4048 | 13029.0271 | 644191.1913 | 176615.3144
| ECA007-155422337 | 58 | ECA007 | ECA | 0 | 0 | 0.0027463 | 0.0027377 | 0.0027036 | 0.0026269 | 0.0025544 | 0.0025288 | 0.0025842 | 0.0025629 | 0.0025629 | 0.0025629 | 0.0025629 | 0.0025629 | 0.0025629 | 0.0025629 | 0.0025629 | 0.0025629 | 0.0025629 | 0.0025629 | 0.0025629 | 0.0025629 | 0.073194 | 0.073651 | 0.074108 | 0.074564 | 0.075021 | 0.075572 | 0.076123 | 0.076674 | 0.077225 | 0.077776 | 0.078327 | 0.078878 | 0.079429 | 0.07998 | 0.080531 | 0.081082 | 0.081633 | 0.082184 | 0.082735 | 0.083286 | 0.0058293 | 0.0058475 | 0.0058104 | 0.0056802 | 0.0055573 | 0.0055421 | 0.0057048 | 0.0056987 | 0.0057397 | 0.0057806 | 0.0058216 | 0.0058625 | 0.0059035 | 0.0059444 | 0.0059854 | 0.0060263 | 0.0060673 | 0.0061082 | 0.0061492 | 0.0061901 | 47522.4048 | 13029.0271 | 4009.4594 | 1099.2574
| ECA007-155422427 | 15 | ECA007 | ECA | 0 | 0 | 0.0027463 | 0.0027377 | 0.0027036 | 0.0026269 | 0.0025544 | 0.0025288 | 0.0025842 | 0.0025629 | 0.0025629 | 0.0025629 | 0.0025629 | 0.0025629 | 0.0025629 | 0.0025629 | 0.0025629 | 0.0025629 | 0.0025629 | 0.0025629 | 0.0025629 | 0.0025629 | 0.011223 | 0.011293 | 0.011364 | 0.011434 | 0.011505 | 0.011592 | 0.011679 | 0.011766 | 0.011853 | 0.011939 | 0.012026 | 0.012113 | 0.0122 | 0.012287 | 0.012374 | 0.012461 | 0.012548 | 0.012634 | 0.012721 | 0.012808 | 0.0008938 | 0.00089663 | 0.00089099 | 0.00087107 | 0.00085225 | 0.00085009 | 0.00087523 | 0.00087447 | 0.00088093 | 0.00088738 | 0.00089384 | 0.0009003 | 0.00090676 | 0.00091321 | 0.00091967 | 0.00092613 | 0.00093258 | 0.00093904 | 0.0009455 | 0.00095196 | 47522.4048 | 13029.0271 | 615.4706 | 168.7411
| ECA007-155422573 | 72 | ECA007 | ECA | 0 | 0 | 0.0027463 | 0.0027377 | 0.0027036 | 0.0026269 | 0.0025544 | 0.0025288 | 0.0025842 | 0.0025629 | 0.0025629 | 0.0025629 | 0.0025629 | 0.0025629 | 0.0025629 | 0.0025629 | 0.0025629 | 0.0025629 | 0.0025629 | 0.0025629 | 0.0025629 | 0.0025629 | 0.070463 | 0.071016 | 0.071569 | 0.072121 | 0.072674 | 0.073157 | 0.073639 | 0.074122 | 0.074604 | 0.075087 | 0.07557 | 0.076052 | 0.076535 | 0.077017 | 0.0775 | 0.077983 | 0.078465 | 0.078948 | 0.07943 | 0.079913 | 0.0056118 | 0.0056383 | 0.0056113 | 0.0054941 | 0.0053835 | 0.0053649 | 0.0055187 | 0.005509 | 0.0055449 | 0.0055808 | 0.0056166 | 0.0056525 | 0.0056884 | 0.0057243 | 0.0057601 | 0.005796 | 0.0058319 | 0.0058677 | 0.0059036 | 0.0059395 | 47522.4048 | 13029.0271 | 3866.9712 | 1060.192
| ECA007-175612541 | 0 | ECA007 | ECA | 0 | 0 | 0.0027463 | 0.0027377 | 0.0027036 | 0.0026269 | 0.0025544 | 0.0025288 | 0.0025842 | 0.0025629 | 0.0025629 | 0.0025629 | 0.0025629 | 0.0025629 | 0.0025629 | 0.0025629 | 0.0025629 | 0.0025629 | 0.0025629 | 0.0025629 | 0.0025629 | 0.0025629 | 0 | 0 | 0 | 0 | 0 | 0 | 0 | 0 | 0 | 0 | 0 | 0 | 0 | 0 | 0 | 0 | 0 | 0 | 0 | 0 | 0 | 0 | 0 | 0 | 0 | 0 | 0 | 0 | 0 | 0 | 0 | 0 | 0 | 0 | 0 | 0 | 0 | 0 | 0 | 0 | 47522.4048 | 13029.0271 | 0 | 0
| ECA007-24611056 | 35 | ECA007 | ECA | 0 | 0 | 0.0027463 | 0.0027377 | 0.0027036 | 0.0026269 | 0.0025544 | 0.0025288 | 0.0025842 | 0.0025629 | 0.0025629 | 0.0025629 | 0.0025629 | 0.0025629 | 0.0025629 | 0.0025629 | 0.0025629 | 0.0025629 | 0.0025629 | 0.0025629 | 0.0025629 | 0.0025629 | 4.2362 | 4.2573 | 4.2784 | 4.2995 | 4.3205 | 4.3511 | 4.3817 | 4.4123 | 4.4429 | 4.4734 | 4.504 | 4.5346 | 4.5652 | 4.5958 | 4.6263 | 4.6569 | 4.6875 | 4.7181 | 4.7487 | 4.7792 | 0.33738 | 0.33801 | 0.33545 | 0.32753 | 0.32005 | 0.31909 | 0.32838 | 0.32794 | 0.33021 | 0.33248 | 0.33476 | 0.33703 | 0.3393 | 0.34158 | 0.34385 | 0.34612 | 0.34839 | 0.35067 | 0.35294 | 0.35521 | 47522.4048 | 13029.0271 | 230800.0536 | 63277.5247
| ECA010-15423016 | 186 | ECA010 | ECA | 6 | 14 | 0.0017858 | 0.0018101 | 0.0018234 | 0.0018301 | 0.0018411 | 0.0018677 | 0.0019031 | 0.0019097 | 0.0019097 | 0.0019097 | 0.0019097 | 0.0019097 | 0.0019097 | 0.0019097 | 0.0019097 | 0.0019097 | 0.0019097 | 0.0019097 | 0.0019097 | 0.0019097 | 101.9039 | 102.5708 | 103.2378 | 103.9048 | 104.5718 | 105.1378 | 105.7039 | 106.27 | 106.8361 | 107.4021 | 107.9682 | 108.5343 | 109.1003 | 109.6664 | 110.2325 | 110.7985 | 111.3646 | 111.9307 | 112.4968 | 113.0628 | 5.2774 | 5.3843 | 5.4591 | 5.5144 | 5.5833 | 5.6945 | 5.8337 | 5.8854 | 5.9168 | 5.9481 | 5.9795 | 6.0108 | 6.0422 | 6.0735 | 6.1049 | 6.1362 | 6.1676 | 6.1989 | 6.2303 | 6.2616 | 47522.4048 | 13029.0271 | 4004762.3926 | 1097969.6381
| ECA012-15423053 | 138 | ECA012 | ECA | 0 | 0 | 0.00191 | 0.0019475 | 0.001975 | 0.0019825 | 0.0019975 | 0.0020425 | 0.0020925 | 0.0020875 | 0.0020875 | 0.0020875 | 0.0020875 | 0.0020875 | 0.0020875 | 0.0020875 | 0.0020875 | 0.0020875 | 0.0020875 | 0.0020875 | 0.0020875 | 0.0020875 | 26.4164 | 26.5888 | 26.7612 | 26.9336 | 27.106 | 27.277 | 27.448 | 27.619 | 27.79 | 27.9609 | 28.1319 | 28.3029 | 28.4739 | 28.6449 | 28.8158 | 28.9868 | 29.1578 | 29.3288 | 29.4998 | 29.6707 | 1.4632 | 1.5017 | 1.5327 | 1.5485 | 1.5702 | 1.6157 | 1.6656 | 1.672 | 1.6823 | 1.6927 | 1.703 | 1.7134 | 1.7237 | 1.7341 | 1.7444 | 1.7548 | 1.7651 | 1.7755 | 1.7858 | 1.7962 | 47522.4048 | 13029.0271 | 1135917.637 | 311429.9813
| ECA012-160768254 | 28 | ECA012 | ECA | 0 | 0 | 0.00191 | 0.0019475 | 0.001975 | 0.0019825 | 0.0019975 | 0.0020425 | 0.0020925 | 0.0020875 | 0.0020875 | 0.0020875 | 0.0020875 | 0.0020875 | 0.0020875 | 0.0020875 | 0.0020875 | 0.0020875 | 0.0020875 | 0.0020875 | 0.0020875 | 0.0020875 | 0.038762 | 0.03902 | 0.039279 | 0.039537 | 0.039795 | 0.040059 | 0.040323 | 0.040587 | 0.040851 | 0.041114 | 0.041378 | 0.041642 | 0.041906 | 0.04217 | 0.042433 | 0.042697 | 0.042961 | 0.043225 | 0.043489 | 0.043752 | 0.002147 | 0.0022038 | 0.0022497 | 0.0022731 | 0.0023053 | 0.0023728 | 0.0024469 | 0.002457 | 0.002473 | 0.002489 | 0.0025049 | 0.0025209 | 0.0025369 | 0.0025528 | 0.0025688 | 0.0025848 | 0.0026008 | 0.0026167 | 0.0026327 | 0.0026487 | 47522.4048 | 13029.0271 | 1670.2212 | 457.9179
| ECA012-164487948 | 12 | ECA012 | ECA | 0 | 0 | 0.00191 | 0.0019475 | 0.001975 | 0.0019825 | 0.0019975 | 0.0020425 | 0.0020925 | 0.0020875 | 0.0020875 | 0.0020875 | 0.0020875 | 0.0020875 | 0.0020875 | 0.0020875 | 0.0020875 | 0.0020875 | 0.0020875 | 0.0020875 | 0.0020875 | 0.0020875 | 0.0022192 | 0.0022327 | 0.0022461 | 0.0022596 | 0.0022731 | 0.0022922 | 0.0023114 | 0.0023305 | 0.0023496 | 0.0023687 | 0.0023878 | 0.002407 | 0.0024261 | 0.0024452 | 0.0024643 | 0.0024835 | 0.0025026 | 0.0025217 | 0.0025408 | 0.0025599 | 0.00012292 | 0.0001261 | 0.00012865 | 0.00012991 | 0.00013168 | 0.00013577 | 0.00014026 | 0.00014108 | 0.00014224 | 0.0001434 | 0.00014455 | 0.00014571 | 0.00014687 | 0.00014803 | 0.00014918 | 0.00015034 | 0.0001515 | 0.00015266 | 0.00015382 | 0.00015497 | 47522.4048 | 13029.0271 | 96.282 | 26.3973
| ECA012-202230762 | 509 | ECA012 | ECA | 0 | 0 | 0.00191 | 0.0019475 | 0.001975 | 0.0019825 | 0.0019975 | 0.0020425 | 0.0020925 | 0.0020875 | 0.0020875 | 0.0020875 | 0.0020875 | 0.0020875 | 0.0020875 | 0.0020875 | 0.0020875 | 0.0020875 | 0.0020875 | 0.0020875 | 0.0020875 | 0.0020875 | 5.3036 | 5.3201 | 5.3366 | 5.3531 | 5.3695 | 5.3708 | 5.3721 | 5.3733 | 5.3746 | 5.3759 | 5.3771 | 5.3784 | 5.3797 | 5.3809 | 5.3822 | 5.3835 | 5.3847 | 5.386 | 5.3873 | 5.3885 | 0.29377 | 0.30047 | 0.30565 | 0.30776 | 0.31104 | 0.31813 | 0.32599 | 0.32529 | 0.32537 | 0.32544 | 0.32552 | 0.3256 | 0.32567 | 0.32575 | 0.32582 | 0.3259 | 0.32598 | 0.32605 | 0.32613 | 0.32621 | 47522.4048 | 13029.0271 | 218657.289 | 59948.3917
| EHK021-15417698 | 64 | EHK021 | EHK | 0 | 1 | 0.01658 | 0.016866 | 0.017139 | 0.017248 | 0.017357 | 0.017616 | 0.017997 | 0.018134 | 0.018134 | 0.018134 | 0.018134 | 0.018134 | 0.018134 | 0.018134 | 0.018134 | 0.018134 | 0.018134 | 0.018134 | 0.018134 | 0.018134 | 2.3457 | 2.3578 | 2.37 | 2.3822 | 2.3943 | 2.3984 | 2.4024 | 2.4065 | 2.4105 | 2.4146 | 2.4186 | 2.4226 | 2.4267 | 2.4307 | 2.4348 | 2.4388 | 2.4429 | 2.4469 | 2.4509 | 2.455 | 1.1279 | 1.1533 | 1.178 | 1.1915 | 1.2052 | 1.2252 | 1.2539 | 1.2655 | 1.2676 | 1.2697 | 1.2719 | 1.274 | 1.2761 | 1.2782 | 1.2804 | 1.2825 | 1.2846 | 1.2868 | 1.2889 | 1.291 | 45714.8889 | 12043.6744 | 818864.5954 | 215731.4348
| EHK022-15417761 | 95 | EHK022 | EHK | 0 | 0 | 0.0021431 | 0.0021504 | 0.0021577 | 0.0021577 | 0.002165 | 0.0021869 | 0.0022088 | 0.0022161 | 0.0022161 | 0.0022161 | 0.0022161 | 0.0022161 | 0.0022161 | 0.0022161 | 0.0022161 | 0.0022161 | 0.0022161 | 0.0022161 | 0.0022161 | 0.0022161 | 0 | 0 | 0 | 0 | 0 | 0 | 0 | 0 | 0 | 0 | 0 | 0 | 0 | 0 | 0 | 0 | 0 | 0 | 0 | 0 | 0 | 0 | 0 | 0 | 0 | 0 | 0 | 0 | 0 | 0 | 0 | 0 | 0 | 0 | 0 | 0 | 0 | 0 | 0 | 0 | 45714.8889 | 12043.6744 | 0 | 0
| EHK023-15417824 | 270 | EHK023 | EHK | 3 | 24 | 0.0010374 | 0.0010515 | 0.0010633 | 0.0010703 | 0.0010762 | 0.0010939 | 0.0011103 | 0.0011174 | 0.0011174 | 0.0011174 | 0.0011174 | 0.0011174 | 0.0011174 | 0.0011174 | 0.0011174 | 0.0011174 | 0.0011174 | 0.0011174 | 0.0011174 | 0.0011174 | 439.3042 | 441.9157 | 444.5271 | 447.1386 | 449.7501 | 450.6294 | 451.5086 | 452.3879 | 453.2672 | 454.1465 | 455.0258 | 455.905 | 456.7843 | 457.6636 | 458.5429 | 459.4222 | 460.3014 | 461.1807 | 462.06 | 462.9393 | 13.2163 | 13.4758 | 13.707 | 13.8791 | 14.0368 | 14.2948 | 14.5383 | 14.6592 | 14.6877 | 14.7162 | 14.7447 | 14.7732 | 14.8017 | 14.8302 | 14.8587 | 14.8872 | 14.9157 | 14.9442 | 14.9727 | 15.0011 | 45714.8889 | 12043.6744 | 9518496.249 | 2507665.9367
| EHK024-109924737 | 48 | EHK024 | EHK | 0 | 0 | 0.0021687 | 0.0022123 | 0.0022467 | 0.0022581 | 0.0022788 | 0.00232 | 0.0023705 | 0.0023865 | 0.0023865 | 0.0023865 | 0.0023865 | 0.0023865 | 0.0023865 | 0.0023865 | 0.0023865 | 0.0023865 | 0.0023865 | 0.0023865 | 0.0023865 | 0.0023865 | 0.0042357 | 0.0042699 | 0.0043041 | 0.0043383 | 0.0043725 | 0.0043955 | 0.0044185 | 0.0044415 | 0.0044645 | 0.0044876 | 0.0045106 | 0.0045336 | 0.0045566 | 0.0045796 | 0.0046026 | 0.0046256 | 0.0046486 | 0.0046716 | 0.0046946 | 0.0047176 | 0.0002664 | 0.00027394 | 0.00028043 | 0.0002841 | 0.00028895 | 0.00029574 | 0.00030375 | 0.00030739 | 0.00030899 | 0.00031058 | 0.00031217 | 0.00031376 | 0.00031536 | 0.00031695 | 0.00031854 | 0.00032013 | 0.00032173 | 0.00032332 | 0.00032491 | 0.0003265 | 45714.8889 | 12043.6744 | 199.8291 | 52.6454
| EHK024-119636484 | 455 | EHK024 | EHK | 0 | 0 | 0.0021687 | 0.0022123 | 0.0022467 | 0.0022581 | 0.0022788 | 0.00232 | 0.0023705 | 0.0023865 | 0.0023865 | 0.0023865 | 0.0023865 | 0.0023865 | 0.0023865 | 0.0023865 | 0.0023865 | 0.0023865 | 0.0023865 | 0.0023865 | 0.0023865 | 0.0023865 | 3.7642 | 3.7728 | 3.7814 | 3.7901 | 3.7987 | 3.7958 | 3.7929 | 3.79 | 3.7871 | 3.7843 | 3.7814 | 3.7785 | 3.7756 | 3.7727 | 3.7698 | 3.767 | 3.7641 | 3.7612 | 3.7583 | 3.7554 | 0.23674 | 0.24205 | 0.24637 | 0.2482 | 0.25103 | 0.25539 | 0.26074 | 0.2623 | 0.26211 | 0.26191 | 0.26171 | 0.26151 | 0.26131 | 0.26111 | 0.26091 | 0.26071 | 0.26051 | 0.26031 | 0.26011 | 0.25991 | 45714.8889 | 12043.6744 | 168937.3451 | 44506.8648
| EHK024-130742429 | 16 | EHK024 | EHK | 0 | 0 | 0.0021687 | 0.0022123 | 0.0022467 | 0.0022581 | 0.0022788 | 0.00232 | 0.0023705 | 0.0023865 | 0.0023865 | 0.0023865 | 0.0023865 | 0.0023865 | 0.0023865 | 0.0023865 | 0.0023865 | 0.0023865 | 0.0023865 | 0.0023865 | 0.0023865 | 0.0023865 | 0.42343 | 0.42641 | 0.42939 | 0.43237 | 0.43534 | 0.43745 | 0.43955 | 0.44165 | 0.44375 | 0.44585 | 0.44795 | 0.45005 | 0.45215 | 0.45425 | 0.45635 | 0.45845 | 0.46055 | 0.46265 | 0.46475 | 0.46685 | 0.026631 | 0.027357 | 0.027976 | 0.028314 | 0.028769 | 0.029432 | 0.030216 | 0.030566 | 0.030711 | 0.030857 | 0.031002 | 0.031148 | 0.031293 | 0.031438 | 0.031584 | 0.031729 | 0.031874 | 0.03202 | 0.032165 | 0.032311 | 45714.8889 | 12043.6744 | 19863.9302 | 5233.1902
| EHK024-15417874 | 193 | EHK024 | EHK | 1 | 12 | 0.0021687 | 0.0022123 | 0.0022467 | 0.0022581 | 0.0022788 | 0.00232 | 0.0023705 | 0.0023865 | 0.0023865 | 0.0023865 | 0.0023865 | 0.0023865 | 0.0023865 | 0.0023865 | 0.0023865 | 0.0023865 | 0.0023865 | 0.0023865 | 0.0023865 | 0.0023865 | 73.2482 | 73.7302 | 74.2121 | 74.6941 | 75.1761 | 75.2989 | 75.4216 | 75.5444 | 75.6672 | 75.79 | 75.9127 | 76.0355 | 76.1583 | 76.2811 | 76.4038 | 76.5266 | 76.6494 | 76.7722 | 76.8949 | 77.0177 | 4.6068 | 4.7303 | 4.8352 | 4.8914 | 4.968 | 5.0662 | 5.1848 | 5.2284 | 5.2369 | 5.2454 | 5.2539 | 5.2623 | 5.2708 | 5.2793 | 5.2878 | 5.2963 | 5.3048 | 5.3133 | 5.3218 | 5.3303 | 45714.8889 | 12043.6744 | 3375932.4049 | 889395.8116
| EHK024-155053117 | 54 | EHK024 | EHK | 0 | 0 | 0.0021687 | 0.0022123 | 0.0022467 | 0.0022581 | 0.0022788 | 0.00232 | 0.0023705 | 0.0023865 | 0.0023865 | 0.0023865 | 0.0023865 | 0.0023865 | 0.0023865 | 0.0023865 | 0.0023865 | 0.0023865 | 0.0023865 | 0.0023865 | 0.0023865 | 0.0023865 | 0.037591 | 0.037851 | 0.03811 | 0.038369 | 0.038629 | 0.038832 | 0.039036 | 0.03924 | 0.039444 | 0.039647 | 0.039851 | 0.040055 | 0.040259 | 0.040462 | 0.040666 | 0.04087 | 0.041074 | 0.041277 | 0.041481 | 0.041685 | 0.0023642 | 0.0024284 | 0.002483 | 0.0025127 | 0.0025527 | 0.0026127 | 0.0026835 | 0.0027158 | 0.0027299 | 0.002744 | 0.0027581 | 0.0027722 | 0.0027863 | 0.0028004 | 0.0028145 | 0.0028286 | 0.0028427 | 0.0028568 | 0.0028709 | 0.002885 | 45714.8889 | 12043.6744 | 1766.6726 | 465.4333
| EHK024-155155262 | 20 | EHK024 | EHK | 0 | 0 | 0.0021687 | 0.0022123 | 0.0022467 | 0.0022581 | 0.0022788 | 0.00232 | 0.0023705 | 0.0023865 | 0.0023865 | 0.0023865 | 0.0023865 | 0.0023865 | 0.0023865 | 0.0023865 | 0.0023865 | 0.0023865 | 0.0023865 | 0.0023865 | 0.0023865 | 0.0023865 | 0.0042697 | 0.0043054 | 0.0043411 | 0.0043768 | 0.0044124 | 0.0044241 | 0.0044359 | 0.0044476 | 0.0044593 | 0.004471 | 0.0044827 | 0.0044944 | 0.0045062 | 0.0045179 | 0.0045296 | 0.0045413 | 0.004553 | 0.0045647 | 0.0045764 | 0.0045882 | 0.00026854 | 0.00027622 | 0.00028284 | 0.00028662 | 0.00029159 | 0.00029766 | 0.00030494 | 0.00030781 | 0.00030862 | 0.00030943 | 0.00031024 | 0.00031106 | 0.00031187 | 0.00031268 | 0.00031349 | 0.0003143 | 0.00031511 | 0.00031592 | 0.00031673 | 0.00031754 | 45714.8889 | 12043.6744 | 198.9793 | 52.4215
| EHK024-155423299 | 55 | EHK024 | EHK | 0 | 0 | 0.0021687 | 0.0022123 | 0.0022467 | 0.0022581 | 0.0022788 | 0.00232 | 0.0023705 | 0.0023865 | 0.0023865 | 0.0023865 | 0.0023865 | 0.0023865 | 0.0023865 | 0.0023865 | 0.0023865 | 0.0023865 | 0.0023865 | 0.0023865 | 0.0023865 | 0.0023865 | 0.047156 | 0.047484 | 0.047812 | 0.04814 | 0.048468 | 0.048738 | 0.049009 | 0.049279 | 0.049549 | 0.04982 | 0.05009 | 0.050361 | 0.050631 | 0.050901 | 0.051172 | 0.051442 | 0.051712 | 0.051983 | 0.052253 | 0.052523 | 0.0029658 | 0.0030464 | 0.0031151 | 0.0031525 | 0.003203 | 0.0032792 | 0.003369 | 0.0034106 | 0.0034293 | 0.003448 | 0.0034667 | 0.0034854 | 0.0035041 | 0.0035228 | 0.0035415 | 0.0035603 | 0.003579 | 0.0035977 | 0.0036164 | 0.0036351 | 45714.8889 | 12043.6744 | 2219.9811 | 584.8582
| EHK024-155616704 | 29 | EHK024 | EHK | 0 | 0 | 0.0021687 | 0.0022123 | 0.0022467 | 0.0022581 | 0.0022788 | 0.00232 | 0.0023705 | 0.0023865 | 0.0023865 | 0.0023865 | 0.0023865 | 0.0023865 | 0.0023865 | 0.0023865 | 0.0023865 | 0.0023865 | 0.0023865 | 0.0023865 | 0.0023865 | 0.0023865 | 0.0055486 | 0.0055628 | 0.0055771 | 0.0055913 | 0.0056056 | 0.0056093 | 0.005613 | 0.0056167 | 0.0056204 | 0.0056241 | 0.0056278 | 0.0056315 | 0.0056352 | 0.0056389 | 0.0056426 | 0.0056463 | 0.00565 | 0.0056537 | 0.0056574 | 0.0056611 | 0.00034897 | 0.00035689 | 0.00036337 | 0.00036615 | 0.00037044 | 0.0003774 | 0.00038586 | 0.00038873 | 0.00038898 | 0.00038924 | 0.00038949 | 0.00038975 | 0.00039001 | 0.00039026 | 0.00039052 | 0.00039078 | 0.00039103 | 0.00039129 | 0.00039154 | 0.0003918 | 45714.8889 | 12043.6744 | 251.0806 | 66.1477
| EHK024-155621039 | 52 | EHK024 | EHK | 0 | 0 | 0.0021687 | 0.0022123 | 0.0022467 | 0.0022581 | 0.0022788 | 0.00232 | 0.0023705 | 0.0023865 | 0.0023865 | 0.0023865 | 0.0023865 | 0.0023865 | 0.0023865 | 0.0023865 | 0.0023865 | 0.0023865 | 0.0023865 | 0.0023865 | 0.0023865 | 0.0023865 | 0.11862 | 0.11942 | 0.12022 | 0.12102 | 0.12182 | 0.12217 | 0.12252 | 0.12286 | 0.12321 | 0.12356 | 0.1239 | 0.12425 | 0.12459 | 0.12494 | 0.12529 | 0.12563 | 0.12598 | 0.12633 | 0.12667 | 0.12702 | 0.0074606 | 0.0076617 | 0.007833 | 0.0079253 | 0.0080506 | 0.0082197 | 0.0084222 | 0.0085032 | 0.0085272 | 0.0085512 | 0.0085751 | 0.0085991 | 0.0086231 | 0.0086471 | 0.008671 | 0.008695 | 0.008719 | 0.008743 | 0.008767 | 0.0087909 | 45714.8889 | 12043.6744 | 5504.0546 | 1450.0536
| EHK024-161138740 | 246 | EHK024 | EHK | 0 | 0 | 0.0021687 | 0.0022123 | 0.0022467 | 0.0022581 | 0.0022788 | 0.00232 | 0.0023705 | 0.0023865 | 0.0023865 | 0.0023865 | 0.0023865 | 0.0023865 | 0.0023865 | 0.0023865 | 0.0023865 | 0.0023865 | 0.0023865 | 0.0023865 | 0.0023865 | 0.0023865 | 12.8621 | 12.922 | 12.982 | 13.0419 | 13.1019 | 13.1424 | 13.183 | 13.2236 | 13.2641 | 13.3047 | 13.3453 | 13.3858 | 13.4264 | 13.467 | 13.5075 | 13.5481 | 13.5887 | 13.6292 | 13.6698 | 13.7104 | 0.80894 | 0.82903 | 0.84582 | 0.85406 | 0.86583 | 0.88424 | 0.90625 | 0.91519 | 0.918 | 0.92081 | 0.92361 | 0.92642 | 0.92923 | 0.93204 | 0.93484 | 0.93765 | 0.94046 | 0.94327 | 0.94607 | 0.94888 | 45714.8889 | 12043.6744 | 593435.4277 | 156341.6919
| EHK024-162768321 | 5 | EHK024 | EHK | 0 | 0 | 0.0021687 | 0.0022123 | 0.0022467 | 0.0022581 | 0.0022788 | 0.00232 | 0.0023705 | 0.0023865 | 0.0023865 | 0.0023865 | 0.0023865 | 0.0023865 | 0.0023865 | 0.0023865 | 0.0023865 | 0.0023865 | 0.0023865 | 0.0023865 | 0.0023865 | 0.0023865 | 0 | 0 | 0 | 0 | 0 | 0 | 0 | 0 | 0 | 0 | 0 | 0 | 0 | 0 | 0 | 0 | 0 | 0 | 0 | 0 | 0 | 0 | 0 | 0 | 0 | 0 | 0 | 0 | 0 | 0 | 0 | 0 | 0 | 0 | 0 | 0 | 0 | 0 | 0 | 0 | 45714.8889 | 12043.6744 | 0 | 0
| EHK024-162802004 | 8 | EHK024 | EHK | 0 | 0 | 0.0021687 | 0.0022123 | 0.0022467 | 0.0022581 | 0.0022788 | 0.00232 | 0.0023705 | 0.0023865 | 0.0023865 | 0.0023865 | 0.0023865 | 0.0023865 | 0.0023865 | 0.0023865 | 0.0023865 | 0.0023865 | 0.0023865 | 0.0023865 | 0.0023865 | 0.0023865 | 0.00015391 | 0.00015533 | 0.00015675 | 0.00015818 | 0.0001596 | 0.00016053 | 0.00016146 | 0.00016239 | 0.00016332 | 0.00016425 | 0.00016518 | 0.00016611 | 0.00016704 | 0.00016797 | 0.0001689 | 0.00016983 | 0.00017076 | 0.00017169 | 0.00017262 | 0.00017355 | 9.6798e-06 | 9.9655e-06 | 1.0213e-05 | 1.0358e-05 | 1.0547e-05 | 1.0801e-05 | 1.1099e-05 | 1.1239e-05 | 1.1303e-05 | 1.1368e-05 | 1.1432e-05 | 1.1496e-05 | 1.1561e-05 | 1.1625e-05 | 1.1689e-05 | 1.1754e-05 | 1.1818e-05 | 1.1883e-05 | 1.1947e-05 | 1.2011e-05 | 45714.8889 | 12043.6744 | 7.3098 | 1.9258
| EHK024-162802163 | 0 | EHK024 | EHK | 0 | 0 | 0.0021687 | 0.0022123 | 0.0022467 | 0.0022581 | 0.0022788 | 0.00232 | 0.0023705 | 0.0023865 | 0.0023865 | 0.0023865 | 0.0023865 | 0.0023865 | 0.0023865 | 0.0023865 | 0.0023865 | 0.0023865 | 0.0023865 | 0.0023865 | 0.0023865 | 0.0023865 | 0.00021429 | 0.00021611 | 0.00021794 | 0.00021977 | 0.0002216 | 0.00022272 | 0.00022384 | 0.00022496 | 0.00022608 | 0.0002272 | 0.00022832 | 0.00022944 | 0.00023056 | 0.00023168 | 0.0002328 | 0.00023392 | 0.00023504 | 0.00023616 | 0.00023728 | 0.0002384 | 1.3477e-05 | 1.3865e-05 | 1.42e-05 | 1.4392e-05 | 1.4644e-05 | 1.4985e-05 | 1.5388e-05 | 1.5569e-05 | 1.5647e-05 | 1.5724e-05 | 1.5802e-05 | 1.5879e-05 | 1.5957e-05 | 1.6034e-05 | 1.6112e-05 | 1.6189e-05 | 1.6267e-05 | 1.6344e-05 | 1.6422e-05 | 1.6499e-05 | 45714.8889 | 12043.6744 | 0 | 0
| EHK024-171210602 | 2 | EHK024 | EHK | 0 | 0 | 0.0021687 | 0.0022123 | 0.0022467 | 0.0022581 | 0.0022788 | 0.00232 | 0.0023705 | 0.0023865 | 0.0023865 | 0.0023865 | 0.0023865 | 0.0023865 | 0.0023865 | 0.0023865 | 0.0023865 | 0.0023865 | 0.0023865 | 0.0023865 | 0.0023865 | 0.0023865 | 5.9349e-05 | 5.9811e-05 | 6.0274e-05 | 6.0737e-05 | 6.12e-05 | 6.165e-05 | 6.21e-05 | 6.255e-05 | 6.3e-05 | 6.345e-05 | 6.39e-05 | 6.435e-05 | 6.48e-05 | 6.525e-05 | 6.57e-05 | 6.615e-05 | 6.66e-05 | 6.705e-05 | 6.75e-05 | 6.795e-05 | 3.7326e-06 | 3.8373e-06 | 3.9271e-06 | 3.9774e-06 | 4.0444e-06 | 4.1479e-06 | 4.269e-06 | 4.329e-06 | 4.3602e-06 | 4.3913e-06 | 4.4225e-06 | 4.4536e-06 | 4.4847e-06 | 4.5159e-06 | 4.547e-06 | 4.5782e-06 | 4.6093e-06 | 4.6405e-06 | 4.6716e-06 | 4.7028e-06 | 45714.8889 | 12043.6744 | 2.8267 | 0.74471
| EHK024-63048145 | 238 | EHK024 | EHK | 0 | 0 | 0.0021687 | 0.0022123 | 0.0022467 | 0.0022581 | 0.0022788 | 0.00232 | 0.0023705 | 0.0023865 | 0.0023865 | 0.0023865 | 0.0023865 | 0.0023865 | 0.0023865 | 0.0023865 | 0.0023865 | 0.0023865 | 0.0023865 | 0.0023865 | 0.0023865 | 0.0023865 | 1.7752 | 1.7871 | 1.799 | 1.8109 | 1.8227 | 1.8315 | 1.8402 | 1.8489 | 1.8577 | 1.8664 | 1.8752 | 1.8839 | 1.8926 | 1.9014 | 1.9101 | 1.9189 | 1.9276 | 1.9363 | 1.9451 | 1.9538 | 0.11165 | 0.11465 | 0.11721 | 0.11859 | 0.12045 | 0.12322 | 0.1265 | 0.12796 | 0.12857 | 0.12917 | 0.12978 | 0.13038 | 0.13099 | 0.13159 | 0.1322 | 0.1328 | 0.13341 | 0.13401 | 0.13462 | 0.13522 | 45714.8889 | 12043.6744 | 83171.058 | 21911.5734
| EHK024-63048164 | 301 | EHK024 | EHK | 0 | 0 | 0.0021687 | 0.0022123 | 0.0022467 | 0.0022581 | 0.0022788 | 0.00232 | 0.0023705 | 0.0023865 | 0.0023865 | 0.0023865 | 0.0023865 | 0.0023865 | 0.0023865 | 0.0023865 | 0.0023865 | 0.0023865 | 0.0023865 | 0.0023865 | 0.0023865 | 0.0023865 | 9.2358 | 9.2913 | 9.3468 | 9.4023 | 9.4579 | 9.4838 | 9.5098 | 9.5358 | 9.5618 | 9.5877 | 9.6137 | 9.6397 | 9.6657 | 9.6917 | 9.7176 | 9.7436 | 9.7696 | 9.7956 | 9.8215 | 9.8475 | 0.58087 | 0.5961 | 0.60898 | 0.61572 | 0.62502 | 0.63808 | 0.65374 | 0.65996 | 0.66176 | 0.66356 | 0.66536 | 0.66715 | 0.66895 | 0.67075 | 0.67255 | 0.67435 | 0.67614 | 0.67794 | 0.67974 | 0.68154 | 45714.8889 | 12043.6744 | 427284.4224 | 112568.8936
| EHK024-73766693 | 31 | EHK024 | EHK | 0 | 0 | 0.0021687 | 0.0022123 | 0.0022467 | 0.0022581 | 0.0022788 | 0.00232 | 0.0023705 | 0.0023865 | 0.0023865 | 0.0023865 | 0.0023865 | 0.0023865 | 0.0023865 | 0.0023865 | 0.0023865 | 0.0023865 | 0.0023865 | 0.0023865 | 0.0023865 | 0.0023865 | 0.33003 | 0.33234 | 0.33465 | 0.33697 | 0.33928 | 0.34004 | 0.34079 | 0.34155 | 0.3423 | 0.34306 | 0.34381 | 0.34457 | 0.34532 | 0.34608 | 0.34683 | 0.34759 | 0.34834 | 0.3491 | 0.34985 | 0.35061 | 0.020756 | 0.021322 | 0.021804 | 0.022067 | 0.022421 | 0.022878 | 0.023427 | 0.023638 | 0.02369 | 0.023743 | 0.023795 | 0.023847 | 0.023899 | 0.023952 | 0.024004 | 0.024056 | 0.024108 | 0.024161 | 0.024213 | 0.024265 | 45714.8889 | 12043.6744 | 15278.4469 | 4025.1359
| EHK024-73766943 | 34 | EHK024 | EHK | 0 | 0 | 0.0021687 | 0.0022123 | 0.0022467 | 0.0022581 | 0.0022788 | 0.00232 | 0.0023705 | 0.0023865 | 0.0023865 | 0.0023865 | 0.0023865 | 0.0023865 | 0.0023865 | 0.0023865 | 0.0023865 | 0.0023865 | 0.0023865 | 0.0023865 | 0.0023865 | 0.0023865 | 0.066905 | 0.067275 | 0.067644 | 0.068014 | 0.068384 | 0.068677 | 0.068971 | 0.069265 | 0.069558 | 0.069852 | 0.070145 | 0.070439 | 0.070733 | 0.071026 | 0.07132 | 0.071614 | 0.071907 | 0.072201 | 0.072495 | 0.072788 | 0.0042079 | 0.0043161 | 0.0044073 | 0.004454 | 0.0045191 | 0.0046207 | 0.0047413 | 0.0047937 | 0.0048141 | 0.0048344 | 0.0048547 | 0.004875 | 0.0048954 | 0.0049157 | 0.004936 | 0.0049563 | 0.0049766 | 0.004997 | 0.0050173 | 0.0050376 | 45714.8889 | 12043.6744 | 3114.6024 | 820.5479
| EHK031-134953753 | 41 | EHK031 | EHK | 0 | 0 | 0.0023205 | 0.0023887 | 0.0024441 | 0.0024952 | 0.0025463 | 0.0026188 | 0.0027083 | 0.0027616 | 0.0027616 | 0.0027616 | 0.0027616 | 0.0027616 | 0.0027616 | 0.0027616 | 0.0027616 | 0.0027616 | 0.0027616 | 0.0027616 | 0.0027616 | 0.0027616 | 0.5385 | 0.54188 | 0.54526 | 0.54864 | 0.55202 | 0.55314 | 0.55426 | 0.55538 | 0.5565 | 0.55762 | 0.55874 | 0.55986 | 0.56098 | 0.5621 | 0.56322 | 0.56433 | 0.56545 | 0.56657 | 0.56769 | 0.56881 | 0.036238 | 0.037537 | 0.038647 | 0.0397 | 0.040763 | 0.042008 | 0.043532 | 0.044478 | 0.044567 | 0.044657 | 0.044747 | 0.044836 | 0.044926 | 0.045016 | 0.045105 | 0.045195 | 0.045285 | 0.045374 | 0.045464 | 0.045553 | 45714.8889 | 12043.6744 | 28202.4233 | 7429.9821
| EHK031-134953882 | 30 | EHK031 | EHK | 0 | 0 | 0.0023205 | 0.0023887 | 0.0024441 | 0.0024952 | 0.0025463 | 0.0026188 | 0.0027083 | 0.0027616 | 0.0027616 | 0.0027616 | 0.0027616 | 0.0027616 | 0.0027616 | 0.0027616 | 0.0027616 | 0.0027616 | 0.0027616 | 0.0027616 | 0.0027616 | 0.0027616 | 0.21184 | 0.21336 | 0.21487 | 0.21639 | 0.2179 | 0.2182 | 0.2185 | 0.2188 | 0.2191 | 0.2194 | 0.2197 | 0.22 | 0.2203 | 0.22059 | 0.22089 | 0.22119 | 0.22149 | 0.22179 | 0.22209 | 0.22239 | 0.014256 | 0.014779 | 0.01523 | 0.015658 | 0.016091 | 0.016571 | 0.017161 | 0.017523 | 0.017547 | 0.01757 | 0.017594 | 0.017618 | 0.017642 | 0.017666 | 0.01769 | 0.017714 | 0.017738 | 0.017762 | 0.017786 | 0.01781 | 45714.8889 | 12043.6744 | 11089.1432 | 2921.4559
| EHK031-134954057 | 28 | EHK031 | EHK | 0 | 0 | 0.0023205 | 0.0023887 | 0.0024441 | 0.0024952 | 0.0025463 | 0.0026188 | 0.0027083 | 0.0027616 | 0.0027616 | 0.0027616 | 0.0027616 | 0.0027616 | 0.0027616 | 0.0027616 | 0.0027616 | 0.0027616 | 0.0027616 | 0.0027616 | 0.0027616 | 0.0027616 | 0.083922 | 0.084504 | 0.085087 | 0.085669 | 0.086252 | 0.086462 | 0.086672 | 0.086882 | 0.087092 | 0.087302 | 0.087513 | 0.087723 | 0.087933 | 0.088143 | 0.088353 | 0.088563 | 0.088773 | 0.088984 | 0.089194 | 0.089404 | 0.0056474 | 0.0058537 | 0.0060308 | 0.0061991 | 0.0063692 | 0.0065663 | 0.0068073 | 0.006958 | 0.0069748 | 0.0069916 | 0.0070085 | 0.0070253 | 0.0070421 | 0.007059 | 0.0070758 | 0.0070926 | 0.0071094 | 0.0071263 | 0.0071431 | 0.0071599 | 45714.8889 | 12043.6744 | 4414.278 | 1162.9499
| EHK031-15417885 | 0 | EHK031 | EHK | 0 | 0 | 0.0023205 | 0.0023887 | 0.0024441 | 0.0024952 | 0.0025463 | 0.0026188 | 0.0027083 | 0.0027616 | 0.0027616 | 0.0027616 | 0.0027616 | 0.0027616 | 0.0027616 | 0.0027616 | 0.0027616 | 0.0027616 | 0.0027616 | 0.0027616 | 0.0027616 | 0.0027616 | 0 | 0 | 0 | 0 | 0 | 0 | 0 | 0 | 0 | 0 | 0 | 0 | 0 | 0 | 0 | 0 | 0 | 0 | 0 | 0 | 0 | 0 | 0 | 0 | 0 | 0 | 0 | 0 | 0 | 0 | 0 | 0 | 0 | 0 | 0 | 0 | 0 | 0 | 0 | 0 | 45714.8889 | 12043.6744 | 0 | 0
| EHK031-15417924 | 674 | EHK031 | EHK | 7 | 40 | 0.0023205 | 0.0023887 | 0.0024441 | 0.0024952 | 0.0025463 | 0.0026188 | 0.0027083 | 0.0027616 | 0.0027616 | 0.0027616 | 0.0027616 | 0.0027616 | 0.0027616 | 0.0027616 | 0.0027616 | 0.0027616 | 0.0027616 | 0.0027616 | 0.0027616 | 0.0027616 | 183.8058 | 184.9938 | 186.1818 | 187.3699 | 188.5579 | 188.9632 | 189.3685 | 189.7737 | 190.179 | 190.5843 | 190.9896 | 191.3949 | 191.8002 | 192.2054 | 192.6107 | 193.016 | 193.4213 | 193.8266 | 194.2318 | 194.6371 | 12.369 | 12.8148 | 13.1962 | 13.5583 | 13.9239 | 14.3508 | 14.8731 | 15.1981 | 15.2305 | 15.263 | 15.2954 | 15.3279 | 15.3604 | 15.3928 | 15.4253 | 15.4577 | 15.4902 | 15.5226 | 15.5551 | 15.5876 | 45714.8889 | 12043.6744 | 9638396.2786 | 2539253.8275
| EHK031-156804503 | 105 | EHK031 | EHK | 0 | 0 | 0.0023205 | 0.0023887 | 0.0024441 | 0.0024952 | 0.0025463 | 0.0026188 | 0.0027083 | 0.0027616 | 0.0027616 | 0.0027616 | 0.0027616 | 0.0027616 | 0.0027616 | 0.0027616 | 0.0027616 | 0.0027616 | 0.0027616 | 0.0027616 | 0.0027616 | 0.0027616 | 2.6683 | 2.6824 | 2.6966 | 2.7107 | 2.7248 | 2.7253 | 2.7258 | 2.7263 | 2.7267 | 2.7272 | 2.7277 | 2.7282 | 2.7286 | 2.7291 | 2.7296 | 2.73 | 2.7305 | 2.731 | 2.7315 | 2.7319 | 0.17956 | 0.18581 | 0.19113 | 0.19615 | 0.20121 | 0.20697 | 0.21408 | 0.21833 | 0.21837 | 0.21841 | 0.21845 | 0.21848 | 0.21852 | 0.21856 | 0.2186 | 0.21864 | 0.21867 | 0.21871 | 0.21875 | 0.21879 | 45714.8889 | 12043.6744 | 137944.9537 | 36341.8604
| EHK031-156804528 | 231 | EHK031 | EHK | 0 | 0 | 0.0023205 | 0.0023887 | 0.0024441 | 0.0024952 | 0.0025463 | 0.0026188 | 0.0027083 | 0.0027616 | 0.0027616 | 0.0027616 | 0.0027616 | 0.0027616 | 0.0027616 | 0.0027616 | 0.0027616 | 0.0027616 | 0.0027616 | 0.0027616 | 0.0027616 | 0.0027616 | 2.7263 | 2.7437 | 2.7611 | 2.7785 | 2.7958 | 2.8012 | 2.8066 | 2.812 | 2.8174 | 2.8228 | 2.8282 | 2.8336 | 2.839 | 2.8444 | 2.8498 | 2.8552 | 2.8606 | 2.866 | 2.8714 | 2.8768 | 0.18347 | 0.19006 | 0.1957 | 0.20105 | 0.20645 | 0.21274 | 0.22043 | 0.2252 | 0.22563 | 0.22606 | 0.2265 | 0.22693 | 0.22736 | 0.22779 | 0.22823 | 0.22866 | 0.22909 | 0.22952 | 0.22995 | 0.23039 | 45714.8889 | 12043.6744 | 142756.6153 | 37609.5017
| EHK032-15417935 | 0 | EHK032 | EHK | 0 | 0 | 0.0027915 | 0.0027915 | 0.0028269 | 0.0028269 | 0.0028269 | 0.0028622 | 0.0028622 | 0.0028622 | 0.0028622 | 0.0028622 | 0.0028622 | 0.0028622 | 0.0028622 | 0.0028622 | 0.0028622 | 0.0028622 | 0.0028622 | 0.0028622 | 0.0028622 | 0.0028622 | 0 | 0 | 0 | 0 | 0 | 0 | 0 | 0 | 0 | 0 | 0 | 0 | 0 | 0 | 0 | 0 | 0 | 0 | 0 | 0 | 0 | 0 | 0 | 0 | 0 | 0 | 0 | 0 | 0 | 0 | 0 | 0 | 0 | 0 | 0 | 0 | 0 | 0 | 0 | 0 | 45714.8889 | 12043.6744 | 0 | 0
| EHK032-15417948 | 33 | EHK032 | EHK | 0 | 0 | 0.0027915 | 0.0027915 | 0.0028269 | 0.0028269 | 0.0028269 | 0.0028622 | 0.0028622 | 0.0028622 | 0.0028622 | 0.0028622 | 0.0028622 | 0.0028622 | 0.0028622 | 0.0028622 | 0.0028622 | 0.0028622 | 0.0028622 | 0.0028622 | 0.0028622 | 0.0028622 | 0 | 0 | 0 | 0 | 0 | 0 | 0 | 0 | 0 | 0 | 0 | 0 | 0 | 0 | 0 | 0 | 0 | 0 | 0 | 0 | 0 | 0 | 0 | 0 | 0 | 0 | 0 | 0 | 0 | 0 | 0 | 0 | 0 | 0 | 0 | 0 | 0 | 0 | 0 | 0 | 45714.8889 | 12043.6744 | 0 | 0
| EHK033-15418024 | 420 | EHK033 | EHK | 3 | 11 | 0.0012971 | 0.0013327 | 0.0013656 | 0.0013984 | 0.0014313 | 0.0014751 | 0.0015262 | 0.00156 | 0.00156 | 0.00156 | 0.00156 | 0.00156 | 0.00156 | 0.00156 | 0.00156 | 0.00156 | 0.00156 | 0.00156 | 0.00156 | 0.00156 | 763.7168 | 767.9218 | 772.1267 | 776.3317 | 780.5366 | 781.3918 | 782.2469 | 783.102 | 783.9571 | 784.8122 | 785.6673 | 786.5225 | 787.3776 | 788.2327 | 789.0878 | 789.9429 | 790.798 | 791.6532 | 792.5083 | 793.3634 | 28.7284 | 29.6794 | 30.5778 | 31.4841 | 32.3985 | 33.4269 | 34.6231 | 35.4279 | 35.4666 | 35.5053 | 35.544 | 35.5827 | 35.6214 | 35.6601 | 35.6988 | 35.7374 | 35.7761 | 35.8148 | 35.8535 | 35.8922 | 45714.8889 | 12043.6744 | 22360297.6124 | 5890862.9253
| EHK034-15431419 | 67 | EHK034 | EHK | 0 | 0 | 0.0032601 | 0.0032489 | 0.0032432 | 0.003232 | 0.0032207 | 0.0032264 | 0.003232 | 0.0032376 | 0.0032376 | 0.0032376 | 0.0032376 | 0.0032376 | 0.0032376 | 0.0032376 | 0.0032376 | 0.0032376 | 0.0032376 | 0.0032376 | 0.0032376 | 0.0032376 | 0 | 0 | 0 | 0 | 0 | 0 | 0 | 0 | 0 | 0 | 0 | 0 | 0 | 0 | 0 | 0 | 0 | 0 | 0 | 0 | 0 | 0 | 0 | 0 | 0 | 0 | 0 | 0 | 0 | 0 | 0 | 0 | 0 | 0 | 0 | 0 | 0 | 0 | 0 | 0 | 45714.8889 | 12043.6744 | 0 | 0
| FNS011-15405543 | 341 | FNS011 | FNS | 0 | 0 | 0.0019444 | 0.0019761 | 0.0019981 | 0.0020054 | 0.00202 | 0.0020492 | 0.0020882 | 0.0020955 | 0.0020955 | 0.0020955 | 0.0020955 | 0.0020955 | 0.0020955 | 0.0020955 | 0.0020955 | 0.0020955 | 0.0020955 | 0.0020955 | 0.0020955 | 0.0020955 | 56.7662 | 57.1043 | 57.4423 | 57.7803 | 58.1183 | 58.3839 | 58.6494 | 58.9149 | 59.1804 | 59.4459 | 59.7114 | 59.9769 | 60.2425 | 60.508 | 60.7735 | 61.039 | 61.3045 | 61.57 | 61.8355 | 62.1011 | 3.201 | 3.2725 | 3.3284 | 3.3602 | 3.4045 | 3.4696 | 3.5517 | 3.5803 | 3.5964 | 3.6125 | 3.6287 | 3.6448 | 3.6609 | 3.6771 | 3.6932 | 3.7093 | 3.7255 | 3.7416 | 3.7577 | 3.7739 | 47157.5465 | 12288.7308 | 2411846.7445 | 628500.3686
| FNS011-24604152 | 74 | FNS011 | FNS | 0 | 0 | 0.0019444 | 0.0019761 | 0.0019981 | 0.0020054 | 0.00202 | 0.0020492 | 0.0020882 | 0.0020955 | 0.0020955 | 0.0020955 | 0.0020955 | 0.0020955 | 0.0020955 | 0.0020955 | 0.0020955 | 0.0020955 | 0.0020955 | 0.0020955 | 0.0020955 | 0.0020955 | 1.4319 | 1.4417 | 1.4515 | 1.4613 | 1.4711 | 1.4788 | 1.4865 | 1.4942 | 1.5019 | 1.5097 | 1.5174 | 1.5251 | 1.5328 | 1.5405 | 1.5482 | 1.556 | 1.5637 | 1.5714 | 1.5791 | 1.5868 | 0.080741 | 0.082618 | 0.084103 | 0.084981 | 0.086175 | 0.087881 | 0.09002 | 0.090804 | 0.091273 | 0.091742 | 0.092211 | 0.09268 | 0.093149 | 0.093618 | 0.094087 | 0.094556 | 0.095025 | 0.095493 | 0.095962 | 0.096431 | 47157.5465 | 12288.7308 | 61223.3565 | 15954.124
| FNS012-15405393 | 260 | FNS012 | FNS | 0 | 0 | 0.00108 | 0.0011029 | 0.0011226 | 0.0011373 | 0.0011537 | 0.0011783 | 0.0012144 | 0.001234 | 0.001234 | 0.001234 | 0.001234 | 0.001234 | 0.001234 | 0.001234 | 0.001234 | 0.001234 | 0.001234 | 0.001234 | 0.001234 | 0.001234 | 60.3646 | 60.8608 | 61.357 | 61.8532 | 62.3494 | 62.5812 | 62.813 | 63.0448 | 63.2766 | 63.5084 | 63.7402 | 63.972 | 64.2038 | 64.4356 | 64.6674 | 64.8992 | 65.131 | 65.3628 | 65.5946 | 65.8264 | 1.8906 | 1.9466 | 1.9975 | 2.0401 | 2.0861 | 2.1384 | 2.212 | 2.2562 | 2.2645 | 2.2728 | 2.281 | 2.2893 | 2.2976 | 2.3059 | 2.3142 | 2.3225 | 2.3308 | 2.3391 | 2.3474 | 2.3557 | 47157.5465 | 12288.7308 | 1491987.5429 | 388795.3175
| FNS012-76065032 | 135 | FNS012 | FNS | 0 | 0 | 0.00108 | 0.0011029 | 0.0011226 | 0.0011373 | 0.0011537 | 0.0011783 | 0.0012144 | 0.001234 | 0.001234 | 0.001234 | 0.001234 | 0.001234 | 0.001234 | 0.001234 | 0.001234 | 0.001234 | 0.001234 | 0.001234 | 0.001234 | 0.001234 | 5.6676 | 5.7098 | 5.752 | 5.7942 | 5.8364 | 5.8724 | 5.9084 | 5.9445 | 5.9805 | 6.0165 | 6.0526 | 6.0886 | 6.1246 | 6.1607 | 6.1967 | 6.2327 | 6.2688 | 6.3048 | 6.3408 | 6.3769 | 0.1775 | 0.18262 | 0.18725 | 0.19111 | 0.19527 | 0.20066 | 0.20807 | 0.21273 | 0.21402 | 0.21531 | 0.2166 | 0.21789 | 0.21918 | 0.22047 | 0.22176 | 0.22305 | 0.22434 | 0.22563 | 0.22692 | 0.22821 | 47157.5465 | 12288.7308 | 141477.1619 | 36867.3709
| FNS013-15405406 | 441 | FNS013 | FNS | 0 | 0 | 0.0014617 | 0.0014943 | 0.0015294 | 0.0015595 | 0.0015908 | 0.0016309 | 0.0016786 | 0.0017212 | 0.0017212 | 0.0017212 | 0.0017212 | 0.0017212 | 0.0017212 | 0.0017212 | 0.0017212 | 0.0017212 | 0.0017212 | 0.0017212 | 0.0017212 | 0.0017212 | 72.5472 | 73.1578 | 73.7683 | 74.3789 | 74.9894 | 74.8302 | 74.671 | 74.5118 | 74.3526 | 74.1934 | 74.0342 | 73.875 | 73.7158 | 73.5566 | 73.3974 | 73.2382 | 73.079 | 72.9198 | 72.7606 | 72.6014 | 3.0752 | 3.1703 | 3.2718 | 3.3638 | 3.4596 | 3.5393 | 3.6349 | 3.7192 | 3.7113 | 3.7033 | 3.6954 | 3.6875 | 3.6795 | 3.6716 | 3.6636 | 3.6557 | 3.6477 | 3.6398 | 3.6318 | 3.6239 | 47157.5465 | 12288.7308 | 2409567.3125 | 627906.3741
| FNS013-73561266 | 231 | FNS013 | FNS | 0 | 0 | 0.0014617 | 0.0014943 | 0.0015294 | 0.0015595 | 0.0015908 | 0.0016309 | 0.0016786 | 0.0017212 | 0.0017212 | 0.0017212 | 0.0017212 | 0.0017212 | 0.0017212 | 0.0017212 | 0.0017212 | 0.0017212 | 0.0017212 | 0.0017212 | 0.0017212 | 0.0017212 | 1.6144 | 1.6261 | 1.6378 | 1.6495 | 1.6612 | 1.6673 | 1.6734 | 1.6795 | 1.6855 | 1.6916 | 1.6977 | 1.7038 | 1.7099 | 1.7159 | 1.722 | 1.7281 | 1.7342 | 1.7402 | 1.7463 | 1.7524 | 0.068435 | 0.070468 | 0.072642 | 0.0746 | 0.076639 | 0.078859 | 0.081459 | 0.08383 | 0.084134 | 0.084437 | 0.08474 | 0.085044 | 0.085347 | 0.08565 | 0.085954 | 0.086257 | 0.08656 | 0.086864 | 0.087167 | 0.08747 | 47157.5465 | 12288.7308 | 55054.2091 | 14346.513
| FNS021-15405600 | 241 | FNS021 | FNS | 0 | 19 | 0.0032907 | 0.0037271 | 0.0037622 | 0.0037798 | 0.0038049 | 0.0038525 | 0.0039127 | 0.0039328 | 0.0039328 | 0.0039328 | 0.0039328 | 0.0039328 | 0.0039328 | 0.0039328 | 0.0039328 | 0.0039328 | 0.0039328 | 0.0039328 | 0.0039328 | 0.0039328 | 55.9815 | 56.2057 | 56.4298 | 56.6539 | 56.878 | 56.9604 | 57.0427 | 57.125 | 57.2073 | 57.2897 | 57.372 | 57.4543 | 57.5366 | 57.619 | 57.7013 | 57.7836 | 57.866 | 57.9483 | 58.0306 | 58.1129 | 5.3423 | 6.0751 | 6.1567 | 6.21 | 6.276 | 6.3638 | 6.4726 | 6.5151 | 6.5245 | 6.5339 | 6.5433 | 6.5527 | 6.5621 | 6.5715 | 6.5809 | 6.5903 | 6.5997 | 6.609 | 6.6184 | 6.6278 | 47157.5465 | 12288.7308 | 4342976.8636 | 1131731.3448
| FNS021-24604138 | 64 | FNS021 | FNS | 0 | 0 | 0.0032907 | 0.0037271 | 0.0037622 | 0.0037798 | 0.0038049 | 0.0038525 | 0.0039127 | 0.0039328 | 0.0039328 | 0.0039328 | 0.0039328 | 0.0039328 | 0.0039328 | 0.0039328 | 0.0039328 | 0.0039328 | 0.0039328 | 0.0039328 | 0.0039328 | 0.0039328 | 2.8211 | 2.8427 | 2.8642 | 2.8858 | 2.9073 | 2.9259 | 2.9445 | 2.963 | 2.9816 | 3.0002 | 3.0187 | 3.0373 | 3.0559 | 3.0744 | 3.093 | 3.1115 | 3.1301 | 3.1487 | 3.1672 | 3.1858 | 0.26922 | 0.30725 | 0.3125 | 0.31632 | 0.3208 | 0.32689 | 0.3341 | 0.33794 | 0.34005 | 0.34217 | 0.34429 | 0.3464 | 0.34852 | 0.35064 | 0.35276 | 0.35487 | 0.35699 | 0.35911 | 0.36123 | 0.36334 | 47157.5465 | 12288.7308 | 227130.4607 | 59187.6655
| FNS022-15405419 | 388 | FNS022 | FNS | 0 | 0 | 0.0032391 | 0.0033265 | 0.0034139 | 0.0034756 | 0.0035424 | 0.0036298 | 0.0037275 | 0.0037943 | 0.0037943 | 0.0037943 | 0.0037943 | 0.0037943 | 0.0037943 | 0.0037943 | 0.0037943 | 0.0037943 | 0.0037943 | 0.0037943 | 0.0037943 | 0.0037943 | 56.3293 | 56.6996 | 57.07 | 57.4404 | 57.8107 | 57.7765 | 57.7423 | 57.7081 | 57.6738 | 57.6396 | 57.6054 | 57.5711 | 57.5369 | 57.5027 | 57.4684 | 57.4342 | 57.4 | 57.3658 | 57.3315 | 57.2973 | 5.2912 | 5.4697 | 5.6501 | 5.7895 | 5.9389 | 6.0818 | 6.2418 | 6.35 | 6.3462 | 6.3424 | 6.3387 | 6.3349 | 6.3311 | 6.3274 | 6.3236 | 6.3198 | 6.3161 | 6.3123 | 6.3085 | 6.3048 | 47157.5465 | 12288.7308 | 4148280.2506 | 1080995.5784
| FNS022-24604096 | 450 | FNS022 | FNS | 0 | 0 | 0.0032391 | 0.0033265 | 0.0034139 | 0.0034756 | 0.0035424 | 0.0036298 | 0.0037275 | 0.0037943 | 0.0037943 | 0.0037943 | 0.0037943 | 0.0037943 | 0.0037943 | 0.0037943 | 0.0037943 | 0.0037943 | 0.0037943 | 0.0037943 | 0.0037943 | 0.0037943 | 13.5807 | 13.6935 | 13.8063 | 13.9191 | 14.0319 | 14.0615 | 14.0911 | 14.1206 | 14.1502 | 14.1798 | 14.2094 | 14.239 | 14.2686 | 14.2982 | 14.3278 | 14.3574 | 14.387 | 14.4166 | 14.4462 | 14.4757 | 1.2757 | 1.321 | 1.3669 | 1.4029 | 1.4415 | 1.4802 | 1.5232 | 1.5538 | 1.557 | 1.5603 | 1.5635 | 1.5668 | 1.5701 | 1.5733 | 1.5766 | 1.5798 | 1.5831 | 1.5863 | 1.5896 | 1.5929 | 47157.5465 | 12288.7308 | 1020154.2036 | 265840.8104
| FNS032-15405445 | 142 | FNS032 | FNS | 0 | 0 | 0.011362 | 0.01154 | 0.011652 | 0.011719 | 0.011763 | 0.01192 | 0.012121 | 0.012188 | 0.012188 | 0.012188 | 0.012188 | 0.012188 | 0.012188 | 0.012188 | 0.012188 | 0.012188 | 0.012188 | 0.012188 | 0.012188 | 0.012188 | 4.0131 | 4.0397 | 4.0664 | 4.0931 | 4.1197 | 4.1238 | 4.1278 | 4.1319 | 4.136 | 4.14 | 4.1441 | 4.1481 | 4.1522 | 4.1563 | 4.1603 | 4.1644 | 4.1684 | 4.1725 | 4.1766 | 4.1806 | 1.3223 | 1.352 | 1.374 | 1.391 | 1.4054 | 1.4255 | 1.4509 | 1.4604 | 1.4618 | 1.4632 | 1.4647 | 1.4661 | 1.4675 | 1.469 | 1.4704 | 1.4718 | 1.4733 | 1.4747 | 1.4761 | 1.4776 | 47157.5465 | 12288.7308 | 976996.7978 | 254594.4716
| FNS032-156356596 | 12 | FNS032 | FNS | 0 | 0 | 0.011362 | 0.01154 | 0.011652 | 0.011719 | 0.011763 | 0.01192 | 0.012121 | 0.012188 | 0.012188 | 0.012188 | 0.012188 | 0.012188 | 0.012188 | 0.012188 | 0.012188 | 0.012188 | 0.012188 | 0.012188 | 0.012188 | 0.012188 | 0.00030031 | 0.00030349 | 0.00030666 | 0.00030983 | 0.000313 | 0.000313 | 0.000313 | 0.000313 | 0.000313 | 0.000313 | 0.000313 | 0.000313 | 0.000313 | 0.000313 | 0.000313 | 0.000313 | 0.000313 | 0.000313 | 0.000313 | 0.000313 | 9.895e-05 | 0.00010157 | 0.00010362 | 0.00010529 | 0.00010678 | 0.00010819 | 0.00011002 | 0.00011063 | 0.00011063 | 0.00011063 | 0.00011063 | 0.00011063 | 0.00011063 | 0.00011063 | 0.00011063 | 0.00011063 | 0.00011063 | 0.00011063 | 0.00011063 | 0.00011063 | 47157.5465 | 12288.7308 | 73.6839 | 19.2012
| FNS032-24606816 | 232 | FNS032 | FNS | 0 | 0 | 0.011362 | 0.01154 | 0.011652 | 0.011719 | 0.011763 | 0.01192 | 0.012121 | 0.012188 | 0.012188 | 0.012188 | 0.012188 | 0.012188 | 0.012188 | 0.012188 | 0.012188 | 0.012188 | 0.012188 | 0.012188 | 0.012188 | 0.012188 | 2.0816 | 2.0945 | 2.1073 | 2.1201 | 2.133 | 2.129 | 2.125 | 2.1211 | 2.1171 | 2.1131 | 2.1092 | 2.1052 | 2.1012 | 2.0973 | 2.0933 | 2.0893 | 2.0853 | 2.0814 | 2.0774 | 2.0734 | 0.68587 | 0.70094 | 0.71206 | 0.72052 | 0.72764 | 0.73593 | 0.74694 | 0.74967 | 0.74826 | 0.74686 | 0.74546 | 0.74405 | 0.74265 | 0.74125 | 0.73985 | 0.73844 | 0.73704 | 0.73564 | 0.73424 | 0.73283 | 47157.5465 | 12288.7308 | 498637.6234 | 129939.4047
| GB011-15403523 | 4 | GB011 | GB | 0 | 0 | 0.845 | 0.85 | 0.8575 | 0.8625 | 0.8675 | 0.875 | 0.8825 | 0.89 | 0.89 | 0.89 | 0.89 | 0.89 | 0.89 | 0.89 | 0.89 | 0.89 | 0.89 | 0.89 | 0.89 | 0.89 | 0 | 0 | 0 | 0 | 0 | 0 | 0 | 0 | 0 | 0 | 0 | 0 | 0 | 0 | 0 | 0 | 0 | 0 | 0 | 0 | 0 | 0 | 0 | 0 | 0 | 0 | 0 | 0 | 0 | 0 | 0 | 0 | 0 | 0 | 0 | 0 | 0 | 0 | 0 | 0 | 52231.1123 | 11141.1989 | 0 | 0
| GB011-15403536 | 4 | GB011 | GB | 0 | 0 | 0.845 | 0.85 | 0.8575 | 0.8625 | 0.8675 | 0.875 | 0.8825 | 0.89 | 0.89 | 0.89 | 0.89 | 0.89 | 0.89 | 0.89 | 0.89 | 0.89 | 0.89 | 0.89 | 0.89 | 0.89 | 0 | 0 | 0 | 0 | 0 | 0 | 0 | 0 | 0 | 0 | 0 | 0 | 0 | 0 | 0 | 0 | 0 | 0 | 0 | 0 | 0 | 0 | 0 | 0 | 0 | 0 | 0 | 0 | 0 | 0 | 0 | 0 | 0 | 0 | 0 | 0 | 0 | 0 | 0 | 0 | 52231.1123 | 11141.1989 | 0 | 0
| GB012-15403573 | 92 | GB012 | GB | 0 | 4 | 0.135 | 0.13648 | 0.13778 | 0.1387 | 0.13963 | 0.14111 | 0.14278 | 0.14389 | 0.14389 | 0.14389 | 0.14389 | 0.14389 | 0.14389 | 0.14389 | 0.14389 | 0.14389 | 0.14389 | 0.14389 | 0.14389 | 0.14389 | 0.4944 | 0.4955 | 0.4966 | 0.49771 | 0.49881 | 0.49648 | 0.49416 | 0.49184 | 0.48952 | 0.48719 | 0.48487 | 0.48255 | 0.48023 | 0.4779 | 0.47558 | 0.47326 | 0.47093 | 0.46861 | 0.46629 | 0.46397 | 1.9356 | 1.9612 | 1.9842 | 2.002 | 2.0198 | 2.0317 | 2.0461 | 2.0523 | 2.0426 | 2.033 | 2.0233 | 2.0136 | 2.0039 | 1.9942 | 1.9845 | 1.9748 | 1.9651 | 1.9554 | 1.9457 | 1.936 | 52231.1123 | 11141.1989 | 1508201.118 | 321708.0373
| GB014-15403449 | 1 | GB014 | GB | 0 | 0 | 0.0014299 | 0.0014482 | 0.0014574 | 0.0014665 | 0.0014757 | 0.0015032 | 0.0015215 | 0.0015399 | 0.0015399 | 0.0015399 | 0.0015399 | 0.0015399 | 0.0015399 | 0.0015399 | 0.0015399 | 0.0015399 | 0.0015399 | 0.0015399 | 0.0015399 | 0.0015399 | 0 | 0 | 0 | 0 | 0 | 0 | 0 | 0 | 0 | 0 | 0 | 0 | 0 | 0 | 0 | 0 | 0 | 0 | 0 | 0 | 0 | 0 | 0 | 0 | 0 | 0 | 0 | 0 | 0 | 0 | 0 | 0 | 0 | 0 | 0 | 0 | 0 | 0 | 0 | 0 | 52231.1123 | 11141.1989 | 0 | 0
| GB014-15403475 | 73 | GB014 | GB | 0 | 0 | 0.0014299 | 0.0014482 | 0.0014574 | 0.0014665 | 0.0014757 | 0.0015032 | 0.0015215 | 0.0015399 | 0.0015399 | 0.0015399 | 0.0015399 | 0.0015399 | 0.0015399 | 0.0015399 | 0.0015399 | 0.0015399 | 0.0015399 | 0.0015399 | 0.0015399 | 0.0015399 | 0.0073396 | 0.0073643 | 0.0073889 | 0.0074136 | 0.0074382 | 0.007422 | 0.0074059 | 0.0073897 | 0.0073735 | 0.0073574 | 0.0073412 | 0.007325 | 0.0073088 | 0.0072927 | 0.0072765 | 0.0072603 | 0.0072442 | 0.007228 | 0.0072118 | 0.0071956 | 0.00030435 | 0.00030929 | 0.00031229 | 0.0003153 | 0.00031832 | 0.00032355 | 0.00032678 | 0.00033 | 0.00032927 | 0.00032855 | 0.00032783 | 0.00032711 | 0.00032639 | 0.00032566 | 0.00032494 | 0.00032422 | 0.0003235 | 0.00032278 | 0.00032205 | 0.00032133 | 52231.1123 | 11141.1989 | 242.692 | 51.7676
| GB031-15403499 | 257 | GB031 | GB | 0 | 0 | 0.0037609 | 0.0038005 | 0.0038163 | 0.0038401 | 0.0038638 | 0.0039034 | 0.0039588 | 0.0039826 | 0.0039826 | 0.0039826 | 0.0039826 | 0.0039826 | 0.0039826 | 0.0039826 | 0.0039826 | 0.0039826 | 0.0039826 | 0.0039826 | 0.0039826 | 0.0039826 | 0 | 0 | 0 | 0 | 0 | 0 | 0 | 0 | 0 | 0 | 0 | 0 | 0 | 0 | 0 | 0 | 0 | 0 | 0 | 0 | 0 | 0 | 0 | 0 | 0 | 0 | 0 | 0 | 0 | 0 | 0 | 0 | 0 | 0 | 0 | 0 | 0 | 0 | 0 | 0 | 52231.1123 | 11141.1989 | 0 | 0
| GB032-15403425 | 1 | GB032 | GB | 0 | 0 | 0.56667 | 0.57167 | 0.57667 | 0.58 | 0.58333 | 0.58667 | 0.59167 | 0.59833 | 0.59833 | 0.59833 | 0.59833 | 0.59833 | 0.59833 | 0.59833 | 0.59833 | 0.59833 | 0.59833 | 0.59833 | 0.59833 | 0.59833 | 0 | 0 | 0 | 0 | 0 | 0 | 0 | 0 | 0 | 0 | 0 | 0 | 0 | 0 | 0 | 0 | 0 | 0 | 0 | 0 | 0 | 0 | 0 | 0 | 0 | 0 | 0 | 0 | 0 | 0 | 0 | 0 | 0 | 0 | 0 | 0 | 0 | 0 | 0 | 0 | 52231.1123 | 11141.1989 | 0 | 0
| GB032-15403438 | 20 | GB032 | GB | 0 | 0 | 0.56667 | 0.57167 | 0.57667 | 0.58 | 0.58333 | 0.58667 | 0.59167 | 0.59833 | 0.59833 | 0.59833 | 0.59833 | 0.59833 | 0.59833 | 0.59833 | 0.59833 | 0.59833 | 0.59833 | 0.59833 | 0.59833 | 0.59833 | 0 | 0 | 0 | 0 | 0 | 0 | 0 | 0 | 0 | 0 | 0 | 0 | 0 | 0 | 0 | 0 | 0 | 0 | 0 | 0 | 0 | 0 | 0 | 0 | 0 | 0 | 0 | 0 | 0 | 0 | 0 | 0 | 0 | 0 | 0 | 0 | 0 | 0 | 0 | 0 | 52231.1123 | 11141.1989 | 0 | 0
| GCY011-153967160 | 118 | GCY011 | GCY | 0 | 0 | 0.0014943 | 0.0015181 | 0.0015385 | 0.0015453 | 0.0015679 | 0.0015883 | 0.0016189 | 0.0016336 | 0.0016336 | 0.0016336 | 0.0016336 | 0.0016336 | 0.0016336 | 0.0016336 | 0.0016336 | 0.0016336 | 0.0016336 | 0.0016336 | 0.0016336 | 0.0016336 | 0 | 0 | 0 | 0 | 0 | 0 | 0 | 0 | 0 | 0 | 0 | 0 | 0 | 0 | 0 | 0 | 0 | 0 | 0 | 0 | 0 | 0 | 0 | 0 | 0 | 0 | 0 | 0 | 0 | 0 | 0 | 0 | 0 | 0 | 0 | 0 | 0 | 0 | 0 | 0 | 45326.5658 | 11501.7804 | 0 | 0
| GCY011-15403919 | 319 | GCY011 | GCY | 0 | 0 | 0.0014943 | 0.0015181 | 0.0015385 | 0.0015453 | 0.0015679 | 0.0015883 | 0.0016189 | 0.0016336 | 0.0016336 | 0.0016336 | 0.0016336 | 0.0016336 | 0.0016336 | 0.0016336 | 0.0016336 | 0.0016336 | 0.0016336 | 0.0016336 | 0.0016336 | 0.0016336 | 0 | 0 | 0 | 0 | 0 | 0 | 0 | 0 | 0 | 0 | 0 | 0 | 0 | 0 | 0 | 0 | 0 | 0 | 0 | 0 | 0 | 0 | 0 | 0 | 0 | 0 | 0 | 0 | 0 | 0 | 0 | 0 | 0 | 0 | 0 | 0 | 0 | 0 | 0 | 0 | 45326.5658 | 11501.7804 | 0 | 0
| GCY012-15403889 | 22 | GCY012 | GCY | 0 | 0 | 0.0035274 | 0.003505 | 0.0034938 | 0.0034714 | 0.003449 | 0.0034323 | 0.0034267 | 0.0034043 | 0.0034043 | 0.0034043 | 0.0034043 | 0.0034043 | 0.0034043 | 0.0034043 | 0.0034043 | 0.0034043 | 0.0034043 | 0.0034043 | 0.0034043 | 0.0034043 | 0 | 0 | 0 | 0 | 0 | 0 | 0 | 0 | 0 | 0 | 0 | 0 | 0 | 0 | 0 | 0 | 0 | 0 | 0 | 0 | 0 | 0 | 0 | 0 | 0 | 0 | 0 | 0 | 0 | 0 | 0 | 0 | 0 | 0 | 0 | 0 | 0 | 0 | 0 | 0 | 45326.5658 | 11501.7804 | 0 | 0
| GCY013-15403874 | 7 | GCY013 | GCY | 0 | 0 | 0.0072688 | 0.0072832 | 0.0073121 | 0.0073121 | 0.0073121 | 0.007341 | 0.0073699 | 0.0073988 | 0.0073988 | 0.0073988 | 0.0073988 | 0.0073988 | 0.0073988 | 0.0073988 | 0.0073988 | 0.0073988 | 0.0073988 | 0.0073988 | 0.0073988 | 0.0073988 | 0 | 0 | 0 | 0 | 0 | 0 | 0 | 0 | 0 | 0 | 0 | 0 | 0 | 0 | 0 | 0 | 0 | 0 | 0 | 0 | 0 | 0 | 0 | 0 | 0 | 0 | 0 | 0 | 0 | 0 | 0 | 0 | 0 | 0 | 0 | 0 | 0 | 0 | 0 | 0 | 45326.5658 | 11501.7804 | 0 | 0
| GCY014-116530590 | 512 | GCY014 | GCY | 0 | 0 | 0.0017027 | 0.0017233 | 0.0017515 | 0.0017593 | 0.001776 | 0.0017978 | 0.0018236 | 0.0018544 | 0.0018544 | 0.0018544 | 0.0018544 | 0.0018544 | 0.0018544 | 0.0018544 | 0.0018544 | 0.0018544 | 0.0018544 | 0.0018544 | 0.0018544 | 0.0018544 | 0 | 0 | 0 | 0 | 0 | 0 | 0 | 0 | 0 | 0 | 0 | 0 | 0 | 0 | 0 | 0 | 0 | 0 | 0 | 0 | 0 | 0 | 0 | 0 | 0 | 0 | 0 | 0 | 0 | 0 | 0 | 0 | 0 | 0 | 0 | 0 | 0 | 0 | 0 | 0 | 45326.5658 | 11501.7804 | 0 | 0
| GCY014-15403904 | 76 | GCY014 | GCY | 0 | 0 | 0.0017027 | 0.0017233 | 0.0017515 | 0.0017593 | 0.001776 | 0.0017978 | 0.0018236 | 0.0018544 | 0.0018544 | 0.0018544 | 0.0018544 | 0.0018544 | 0.0018544 | 0.0018544 | 0.0018544 | 0.0018544 | 0.0018544 | 0.0018544 | 0.0018544 | 0.0018544 | 0 | 0 | 0 | 0 | 0 | 0 | 0 | 0 | 0 | 0 | 0 | 0 | 0 | 0 | 0 | 0 | 0 | 0 | 0 | 0 | 0 | 0 | 0 | 0 | 0 | 0 | 0 | 0 | 0 | 0 | 0 | 0 | 0 | 0 | 0 | 0 | 0 | 0 | 0 | 0 | 45326.5658 | 11501.7804 | 0 | 0
| GCY022-15403949 | 47 | GCY022 | GCY | 0 | 0 | 0.006689 | 0.0067081 | 0.0067177 | 0.0066986 | 0.0066794 | 0.0066986 | 0.0067177 | 0.006689 | 0.006689 | 0.006689 | 0.006689 | 0.006689 | 0.006689 | 0.006689 | 0.006689 | 0.006689 | 0.006689 | 0.006689 | 0.006689 | 0.006689 | 0 | 0 | 0 | 0 | 0 | 0 | 0 | 0 | 0 | 0 | 0 | 0 | 0 | 0 | 0 | 0 | 0 | 0 | 0 | 0 | 0 | 0 | 0 | 0 | 0 | 0 | 0 | 0 | 0 | 0 | 0 | 0 | 0 | 0 | 0 | 0 | 0 | 0 | 0 | 0 | 45326.5658 | 11501.7804 | 0 | 0
| GCY024-15403979 | 97 | GCY024 | GCY | 0 | 0 | 0.0015943 | 0.0016106 | 0.0016228 | 0.001631 | 0.0016432 | 0.0016575 | 0.0016779 | 0.0016881 | 0.0016881 | 0.0016881 | 0.0016881 | 0.0016881 | 0.0016881 | 0.0016881 | 0.0016881 | 0.0016881 | 0.0016881 | 0.0016881 | 0.0016881 | 0.0016881 | 0 | 0 | 0 | 0 | 0 | 0 | 0 | 0 | 0 | 0 | 0 | 0 | 0 | 0 | 0 | 0 | 0 | 0 | 0 | 0 | 0 | 0 | 0 | 0 | 0 | 0 | 0 | 0 | 0 | 0 | 0 | 0 | 0 | 0 | 0 | 0 | 0 | 0 | 0 | 0 | 45326.5658 | 11501.7804 | 0 | 0
| GCY024-77737752 | 128 | GCY024 | GCY | 0 | 0 | 0.0015943 | 0.0016106 | 0.0016228 | 0.001631 | 0.0016432 | 0.0016575 | 0.0016779 | 0.0016881 | 0.0016881 | 0.0016881 | 0.0016881 | 0.0016881 | 0.0016881 | 0.0016881 | 0.0016881 | 0.0016881 | 0.0016881 | 0.0016881 | 0.0016881 | 0.0016881 | 0.17782 | 0.17861 | 0.17939 | 0.18018 | 0.18096 | 0.18061 | 0.18025 | 0.17989 | 0.17954 | 0.17918 | 0.17882 | 0.17847 | 0.17811 | 0.17775 | 0.1774 | 0.17704 | 0.17668 | 0.17633 | 0.17597 | 0.17561 | 0.0082215 | 0.0083423 | 0.0084426 | 0.0085222 | 0.0086236 | 0.0086813 | 0.0087707 | 0.0088065 | 0.0087891 | 0.0087716 | 0.0087541 | 0.0087367 | 0.0087192 | 0.0087017 | 0.0086843 | 0.0086668 | 0.0086493 | 0.0086319 | 0.0086144 | 0.0085969 | 45326.5658 | 11501.7804 | 5649.8796 | 1433.6774
| GHP011-123128913 | 14 | GHP011 | GHP | 0 | 0 | 0.0041558 | 0.0042609 | 0.0043478 | 0.0044058 | 0.0044891 | 0.0046413 | 0.0047899 | 0.0048949 | 0.0048949 | 0.0048949 | 0.0048949 | 0.0048949 | 0.0048949 | 0.0048949 | 0.0048949 | 0.0048949 | 0.0048949 | 0.0048949 | 0.0048949 | 0.0048949 | 0.00015493 | 0.00015659 | 0.00015826 | 0.00015993 | 0.0001616 | 0.00016188 | 0.00016216 | 0.00016244 | 0.00016272 | 0.000163 | 0.00016328 | 0.00016356 | 0.00016384 | 0.00016412 | 0.0001644 | 0.00016468 | 0.00016496 | 0.00016524 | 0.00016552 | 0.0001658 | 1.8671e-05 | 1.935e-05 | 1.9955e-05 | 2.0434e-05 | 2.1038e-05 | 2.1789e-05 | 2.2525e-05 | 2.3059e-05 | 2.3099e-05 | 2.3138e-05 | 2.3178e-05 | 2.3218e-05 | 2.3258e-05 | 2.3297e-05 | 2.3337e-05 | 2.3377e-05 | 2.3417e-05 | 2.3456e-05 | 2.3496e-05 | 2.3536e-05 | 38273.3274 | 12050.4148 | 12.209 | 3.844
| GHP011-124927621 | 35 | GHP011 | GHP | 0 | 0 | 0.0041558 | 0.0042609 | 0.0043478 | 0.0044058 | 0.0044891 | 0.0046413 | 0.0047899 | 0.0048949 | 0.0048949 | 0.0048949 | 0.0048949 | 0.0048949 | 0.0048949 | 0.0048949 | 0.0048949 | 0.0048949 | 0.0048949 | 0.0048949 | 0.0048949 | 0.0048949 | 0.053218 | 0.053669 | 0.05412 | 0.054571 | 0.055022 | 0.054978 | 0.054934 | 0.054889 | 0.054845 | 0.054801 | 0.054756 | 0.054712 | 0.054668 | 0.054624 | 0.054579 | 0.054535 | 0.054491 | 0.054446 | 0.054402 | 0.054358 | 0.0064138 | 0.0066317 | 0.0068239 | 0.0069725 | 0.0071631 | 0.0073999 | 0.0076306 | 0.0077917 | 0.0077854 | 0.0077791 | 0.0077728 | 0.0077665 | 0.0077603 | 0.007754 | 0.0077477 | 0.0077414 | 0.0077351 | 0.0077288 | 0.0077225 | 0.0077162 | 38273.3274 | 12050.4148 | 4107.1879 | 1293.1543
| GHP011-144337307 | 27 | GHP011 | GHP | 0 | 0 | 0.0041558 | 0.0042609 | 0.0043478 | 0.0044058 | 0.0044891 | 0.0046413 | 0.0047899 | 0.0048949 | 0.0048949 | 0.0048949 | 0.0048949 | 0.0048949 | 0.0048949 | 0.0048949 | 0.0048949 | 0.0048949 | 0.0048949 | 0.0048949 | 0.0048949 | 0.0048949 | 0.050245 | 0.050647 | 0.05105 | 0.051452 | 0.051854 | 0.052086 | 0.052317 | 0.052548 | 0.05278 | 0.053011 | 0.053242 | 0.053473 | 0.053705 | 0.053936 | 0.054167 | 0.054399 | 0.05463 | 0.054861 | 0.055093 | 0.055324 | 0.0060555 | 0.0062583 | 0.0064367 | 0.0065739 | 0.0067506 | 0.0070106 | 0.0072671 | 0.0074594 | 0.0074922 | 0.007525 | 0.0075579 | 0.0075907 | 0.0076235 | 0.0076564 | 0.0076892 | 0.007722 | 0.0077549 | 0.0077877 | 0.0078205 | 0.0078534 | 38273.3274 | 12050.4148 | 3979.3454 | 1252.9029
| GHP011-144337672 | 80 | GHP011 | GHP | 0 | 0 | 0.0041558 | 0.0042609 | 0.0043478 | 0.0044058 | 0.0044891 | 0.0046413 | 0.0047899 | 0.0048949 | 0.0048949 | 0.0048949 | 0.0048949 | 0.0048949 | 0.0048949 | 0.0048949 | 0.0048949 | 0.0048949 | 0.0048949 | 0.0048949 | 0.0048949 | 0.0048949 | 0.063153 | 0.063554 | 0.063956 | 0.064357 | 0.064759 | 0.064934 | 0.065109 | 0.065285 | 0.06546 | 0.065635 | 0.065811 | 0.065986 | 0.066161 | 0.066337 | 0.066512 | 0.066687 | 0.066863 | 0.067038 | 0.067213 | 0.067389 | 0.0076111 | 0.0078531 | 0.008064 | 0.0082228 | 0.0084306 | 0.00874 | 0.0090441 | 0.0092674 | 0.0092922 | 0.0093171 | 0.009342 | 0.0093669 | 0.0093918 | 0.0094167 | 0.0094416 | 0.0094664 | 0.0094913 | 0.0095162 | 0.0095411 | 0.009566 | 38273.3274 | 12050.4148 | 4929.4179 | 1552.0347
| GHP011-187048453 | 521 | GHP011 | GHP | 0 | 0 | 0.0041558 | 0.0042609 | 0.0043478 | 0.0044058 | 0.0044891 | 0.0046413 | 0.0047899 | 0.0048949 | 0.0048949 | 0.0048949 | 0.0048949 | 0.0048949 | 0.0048949 | 0.0048949 | 0.0048949 | 0.0048949 | 0.0048949 | 0.0048949 | 0.0048949 | 0.0048949 | 25.5075 | 25.6981 | 25.8886 | 26.0792 | 26.2697 | 26.3121 | 26.3545 | 26.3969 | 26.4393 | 26.4817 | 26.5241 | 26.5665 | 26.6089 | 26.6513 | 26.6937 | 26.7361 | 26.7785 | 26.8209 | 26.8633 | 26.9057 | 3.0741 | 3.1754 | 3.2642 | 3.3321 | 3.4199 | 3.5416 | 3.6608 | 3.7471 | 3.7531 | 3.7592 | 3.7652 | 3.7712 | 3.7772 | 3.7832 | 3.7893 | 3.7953 | 3.8013 | 3.8073 | 3.8133 | 3.8193 | 38273.3274 | 12050.4148 | 1987083.5875 | 625636.2638
| GHP011-190579532 | 554 | GHP011 | GHP | 0 | 0 | 0.0041558 | 0.0042609 | 0.0043478 | 0.0044058 | 0.0044891 | 0.0046413 | 0.0047899 | 0.0048949 | 0.0048949 | 0.0048949 | 0.0048949 | 0.0048949 | 0.0048949 | 0.0048949 | 0.0048949 | 0.0048949 | 0.0048949 | 0.0048949 | 0.0048949 | 0.0048949 | 4.7079 | 4.7465 | 4.785 | 4.8235 | 4.8621 | 4.8607 | 4.8593 | 4.8579 | 4.8565 | 4.8552 | 4.8538 | 4.8524 | 4.851 | 4.8496 | 4.8482 | 4.8468 | 4.8455 | 4.8441 | 4.8427 | 4.8413 | 0.56739 | 0.5865 | 0.60333 | 0.6163 | 0.63297 | 0.65424 | 0.67499 | 0.6896 | 0.6894 | 0.6892 | 0.68901 | 0.68881 | 0.68861 | 0.68842 | 0.68822 | 0.68802 | 0.68783 | 0.68763 | 0.68743 | 0.68724 | 38273.3274 | 12050.4148 | 363990.6807 | 114603.0147
| GHP011-62939475 | 328 | GHP011 | GHP | 0 | 0 | 0.0041558 | 0.0042609 | 0.0043478 | 0.0044058 | 0.0044891 | 0.0046413 | 0.0047899 | 0.0048949 | 0.0048949 | 0.0048949 | 0.0048949 | 0.0048949 | 0.0048949 | 0.0048949 | 0.0048949 | 0.0048949 | 0.0048949 | 0.0048949 | 0.0048949 | 0.0048949 | 4.8219 | 4.8516 | 4.8814 | 4.9111 | 4.9408 | 4.9582 | 4.9755 | 4.9928 | 5.0102 | 5.0275 | 5.0448 | 5.0621 | 5.0795 | 5.0968 | 5.1141 | 5.1315 | 5.1488 | 5.1661 | 5.1835 | 5.2008 | 0.58112 | 0.59949 | 0.61548 | 0.62748 | 0.64322 | 0.66736 | 0.69113 | 0.70875 | 0.71121 | 0.71367 | 0.71613 | 0.71859 | 0.72105 | 0.72351 | 0.72597 | 0.72843 | 0.73089 | 0.73335 | 0.73581 | 0.73827 | 38273.3274 | 12050.4148 | 377693.228 | 118917.2823
| GHP011-72503866 | 153 | GHP011 | GHP | 0 | 0 | 0.0041558 | 0.0042609 | 0.0043478 | 0.0044058 | 0.0044891 | 0.0046413 | 0.0047899 | 0.0048949 | 0.0048949 | 0.0048949 | 0.0048949 | 0.0048949 | 0.0048949 | 0.0048949 | 0.0048949 | 0.0048949 | 0.0048949 | 0.0048949 | 0.0048949 | 0.0048949 | 0.1152 | 0.11621 | 0.11722 | 0.11823 | 0.11924 | 0.11915 | 0.11905 | 0.11896 | 0.11887 | 0.11878 | 0.11868 | 0.11859 | 0.1185 | 0.11841 | 0.11831 | 0.11822 | 0.11813 | 0.11804 | 0.11794 | 0.11785 | 0.013884 | 0.01436 | 0.01478 | 0.015106 | 0.015523 | 0.016037 | 0.016537 | 0.016887 | 0.016874 | 0.016861 | 0.016848 | 0.016834 | 0.016821 | 0.016808 | 0.016795 | 0.016782 | 0.016769 | 0.016756 | 0.016743 | 0.016729 | 38273.3274 | 12050.4148 | 8900.654 | 2802.3843
| GHP012-190579518 | 405 | GHP012 | GHP | 0 | 0 | 0.0029472 | 0.0030083 | 0.0030639 | 0.0030972 | 0.0031444 | 0.0032056 | 0.0032861 | 0.0033278 | 0.0033278 | 0.0033278 | 0.0033278 | 0.0033278 | 0.0033278 | 0.0033278 | 0.0033278 | 0.0033278 | 0.0033278 | 0.0033278 | 0.0033278 | 0.0033278 | 30.9983 | 31.2185 | 31.4386 | 31.6587 | 31.8789 | 31.9829 | 32.0869 | 32.1909 | 32.295 | 32.399 | 32.503 | 32.607 | 32.7111 | 32.8151 | 32.9191 | 33.0231 | 33.1271 | 33.2312 | 33.3352 | 33.4392 | 2.6494 | 2.7236 | 2.7934 | 2.8436 | 2.907 | 2.9732 | 3.0578 | 3.1066 | 3.1166 | 3.1267 | 3.1367 | 3.1468 | 3.1568 | 3.1668 | 3.1769 | 3.1869 | 3.197 | 3.207 | 3.217 | 3.2271 | 38273.3274 | 12050.4148 | 1673334.6617 | 526851.9414
| GHP012-77546539 | 142 | GHP012 | GHP | 0 | 0 | 0.0029472 | 0.0030083 | 0.0030639 | 0.0030972 | 0.0031444 | 0.0032056 | 0.0032861 | 0.0033278 | 0.0033278 | 0.0033278 | 0.0033278 | 0.0033278 | 0.0033278 | 0.0033278 | 0.0033278 | 0.0033278 | 0.0033278 | 0.0033278 | 0.0033278 | 0.0033278 | 6.9486 | 6.9848 | 7.021 | 7.0572 | 7.0935 | 7.0937 | 7.0939 | 7.0941 | 7.0943 | 7.0946 | 7.0948 | 7.095 | 7.0952 | 7.0954 | 7.0957 | 7.0959 | 7.0961 | 7.0963 | 7.0965 | 7.0968 | 0.5939 | 0.60937 | 0.62384 | 0.63388 | 0.64684 | 0.65944 | 0.67603 | 0.68462 | 0.68464 | 0.68466 | 0.68469 | 0.68471 | 0.68473 | 0.68475 | 0.68477 | 0.68479 | 0.68481 | 0.68483 | 0.68486 | 0.68488 | 38273.3274 | 12050.4148 | 366597.8596 | 115423.8889
| GHP021-130746528 | 89 | GHP021 | GHP | 0 | 0 | 0.0032904 | 0.0033989 | 0.0034939 | 0.0035651 | 0.0036465 | 0.0037788 | 0.0039247 | 0.0040366 | 0.0040366 | 0.0040366 | 0.0040366 | 0.0040366 | 0.0040366 | 0.0040366 | 0.0040366 | 0.0040366 | 0.0040366 | 0.0040366 | 0.0040366 | 0.0040366 | 10.2125 | 10.2919 | 10.3713 | 10.4506 | 10.53 | 10.5912 | 10.6524 | 10.7136 | 10.7747 | 10.8359 | 10.8971 | 10.9583 | 11.0195 | 11.0807 | 11.1419 | 11.2031 | 11.2642 | 11.3254 | 11.3866 | 11.4478 | 0.97448 | 1.0145 | 1.0508 | 1.0805 | 1.1135 | 1.1606 | 1.2124 | 1.2542 | 1.2613 | 1.2685 | 1.2756 | 1.2828 | 1.29 | 1.2971 | 1.3043 | 1.3115 | 1.3186 | 1.3258 | 1.3329 | 1.3401 | 38273.3274 | 12050.4148 | 665390.9371 | 209499.3399
| GHP021-140732642 | 161 | GHP021 | GHP | 0 | 0 | 0.0032904 | 0.0033989 | 0.0034939 | 0.0035651 | 0.0036465 | 0.0037788 | 0.0039247 | 0.0040366 | 0.0040366 | 0.0040366 | 0.0040366 | 0.0040366 | 0.0040366 | 0.0040366 | 0.0040366 | 0.0040366 | 0.0040366 | 0.0040366 | 0.0040366 | 0.0040366 | 0.04709 | 0.047392 | 0.047694 | 0.047996 | 0.048298 | 0.048354 | 0.048411 | 0.048468 | 0.048524 | 0.048581 | 0.048637 | 0.048694 | 0.048751 | 0.048807 | 0.048864 | 0.04892 | 0.048977 | 0.049034 | 0.04909 | 0.049147 | 0.0044933 | 0.0046713 | 0.0048325 | 0.0049622 | 0.0051075 | 0.005299 | 0.00551 | 0.0056737 | 0.0056804 | 0.005687 | 0.0056936 | 0.0057002 | 0.0057069 | 0.0057135 | 0.0057201 | 0.0057267 | 0.0057334 | 0.00574 | 0.0057466 | 0.0057532 | 38273.3274 | 12050.4148 | 2981.3611 | 938.686
| GHP021-141034135 | 173 | GHP021 | GHP | 0 | 0 | 0.0032904 | 0.0033989 | 0.0034939 | 0.0035651 | 0.0036465 | 0.0037788 | 0.0039247 | 0.0040366 | 0.0040366 | 0.0040366 | 0.0040366 | 0.0040366 | 0.0040366 | 0.0040366 | 0.0040366 | 0.0040366 | 0.0040366 | 0.0040366 | 0.0040366 | 0.0040366 | 0.023146 | 0.0233 | 0.023454 | 0.023608 | 0.023762 | 0.023751 | 0.023741 | 0.02373 | 0.023719 | 0.023709 | 0.023698 | 0.023687 | 0.023677 | 0.023666 | 0.023655 | 0.023645 | 0.023634 | 0.023623 | 0.023612 | 0.023602 | 0.0022086 | 0.0022966 | 0.0023764 | 0.0024408 | 0.0025128 | 0.0026028 | 0.0027021 | 0.0027779 | 0.0027766 | 0.0027754 | 0.0027741 | 0.0027729 | 0.0027716 | 0.0027704 | 0.0027691 | 0.0027679 | 0.0027666 | 0.0027654 | 0.0027641 | 0.0027629 | 38273.3274 | 12050.4148 | 1454.0837 | 457.8204
| GHP021-187048221 | 328 | GHP021 | GHP | 0 | 0 | 0.0032904 | 0.0033989 | 0.0034939 | 0.0035651 | 0.0036465 | 0.0037788 | 0.0039247 | 0.0040366 | 0.0040366 | 0.0040366 | 0.0040366 | 0.0040366 | 0.0040366 | 0.0040366 | 0.0040366 | 0.0040366 | 0.0040366 | 0.0040366 | 0.0040366 | 0.0040366 | 20.3151 | 20.4474 | 20.5798 | 20.7121 | 20.8444 | 20.839 | 20.8335 | 20.8281 | 20.8226 | 20.8172 | 20.8117 | 20.8063 | 20.8008 | 20.7954 | 20.7899 | 20.7845 | 20.779 | 20.7736 | 20.7681 | 20.7627 | 1.9385 | 2.0155 | 2.0852 | 2.1414 | 2.2043 | 2.2837 | 2.3712 | 2.4382 | 2.4375 | 2.4369 | 2.4363 | 2.4356 | 2.435 | 2.4344 | 2.4337 | 2.4331 | 2.4324 | 2.4318 | 2.4312 | 2.4305 | 38273.3274 | 12050.4148 | 1276921.2484 | 402040.5805
| GHP021-190579468 | 260 | GHP021 | GHP | 0 | 0 | 0.0032904 | 0.0033989 | 0.0034939 | 0.0035651 | 0.0036465 | 0.0037788 | 0.0039247 | 0.0040366 | 0.0040366 | 0.0040366 | 0.0040366 | 0.0040366 | 0.0040366 | 0.0040366 | 0.0040366 | 0.0040366 | 0.0040366 | 0.0040366 | 0.0040366 | 0.0040366 | 7.2513 | 7.3107 | 7.3701 | 7.4294 | 7.4888 | 7.4998 | 7.5109 | 7.5219 | 7.533 | 7.544 | 7.5551 | 7.5661 | 7.5772 | 7.5882 | 7.5993 | 7.6103 | 7.6214 | 7.6324 | 7.6435 | 7.6545 | 0.69193 | 0.7206 | 0.74676 | 0.76812 | 0.79194 | 0.82188 | 0.85486 | 0.88054 | 0.88183 | 0.88312 | 0.88442 | 0.88571 | 0.887 | 0.8883 | 0.88959 | 0.89088 | 0.89218 | 0.89347 | 0.89476 | 0.89606 | 38273.3274 | 12050.4148 | 462564.2465 | 145639.0505
| GHP021-24614163 | 143 | GHP021 | GHP | 0 | 0 | 0.0032904 | 0.0033989 | 0.0034939 | 0.0035651 | 0.0036465 | 0.0037788 | 0.0039247 | 0.0040366 | 0.0040366 | 0.0040366 | 0.0040366 | 0.0040366 | 0.0040366 | 0.0040366 | 0.0040366 | 0.0040366 | 0.0040366 | 0.0040366 | 0.0040366 | 0.0040366 | 5.269 | 5.2746 | 5.2802 | 5.2857 | 5.2913 | 5.2793 | 5.2673 | 5.2553 | 5.2434 | 5.2314 | 5.2194 | 5.2074 | 5.1954 | 5.1834 | 5.1714 | 5.1594 | 5.1474 | 5.1354 | 5.1234 | 5.1114 | 0.50277 | 0.51991 | 0.535 | 0.54649 | 0.55956 | 0.57854 | 0.59951 | 0.6152 | 0.6138 | 0.61239 | 0.61099 | 0.60959 | 0.60818 | 0.60678 | 0.60537 | 0.60397 | 0.60256 | 0.60116 | 0.59976 | 0.59835 | 38273.3274 | 12050.4148 | 321697.1713 | 101286.8395
| GHP022-141431252 | 74 | GHP022 | GHP | 0 | 0 | 0.0028869 | 0.0029531 | 0.0030005 | 0.0030289 | 0.003062 | 0.0031283 | 0.0032087 | 0.0032371 | 0.0032371 | 0.0032371 | 0.0032371 | 0.0032371 | 0.0032371 | 0.0032371 | 0.0032371 | 0.0032371 | 0.0032371 | 0.0032371 | 0.0032371 | 0.0032371 | 0.085461 | 0.086196 | 0.086931 | 0.087666 | 0.088401 | 0.088696 | 0.088992 | 0.089287 | 0.089582 | 0.089878 | 0.090173 | 0.090468 | 0.090764 | 0.091059 | 0.091354 | 0.09165 | 0.091945 | 0.09224 | 0.092536 | 0.092831 | 0.0071548 | 0.007382 | 0.0075642 | 0.0077003 | 0.0078498 | 0.0080465 | 0.0082809 | 0.0083819 | 0.0084096 | 0.0084374 | 0.0084651 | 0.0084928 | 0.0085205 | 0.0085483 | 0.008576 | 0.0086037 | 0.0086314 | 0.0086592 | 0.0086869 | 0.0087146 | 38273.3274 | 12050.4148 | 4521.2323 | 1423.5168
| GHP022-141431280 | 28 | GHP022 | GHP | 0 | 0 | 0.0028869 | 0.0029531 | 0.0030005 | 0.0030289 | 0.003062 | 0.0031283 | 0.0032087 | 0.0032371 | 0.0032371 | 0.0032371 | 0.0032371 | 0.0032371 | 0.0032371 | 0.0032371 | 0.0032371 | 0.0032371 | 0.0032371 | 0.0032371 | 0.0032371 | 0.0032371 | 0.013485 | 0.013583 | 0.013681 | 0.013778 | 0.013876 | 0.013889 | 0.013902 | 0.013914 | 0.013927 | 0.01394 | 0.013952 | 0.013965 | 0.013978 | 0.01399 | 0.014003 | 0.014016 | 0.014029 | 0.014041 | 0.014054 | 0.014067 | 0.0011289 | 0.0011632 | 0.0011904 | 0.0012103 | 0.0012322 | 0.00126 | 0.0012936 | 0.0013062 | 0.0013074 | 0.0013086 | 0.0013098 | 0.001311 | 0.0013122 | 0.0013134 | 0.0013146 | 0.0013158 | 0.0013169 | 0.0013181 | 0.0013193 | 0.0013205 | 38273.3274 | 12050.4148 | 701.461 | 220.8561
| GHP022-188587433 | 623 | GHP022 | GHP | 0 | 0 | 0.0028869 | 0.0029531 | 0.0030005 | 0.0030289 | 0.003062 | 0.0031283 | 0.0032087 | 0.0032371 | 0.0032371 | 0.0032371 | 0.0032371 | 0.0032371 | 0.0032371 | 0.0032371 | 0.0032371 | 0.0032371 | 0.0032371 | 0.0032371 | 0.0032371 | 0.0032371 | 10.4682 | 10.5319 | 10.5957 | 10.6594 | 10.7232 | 10.7538 | 10.7844 | 10.8151 | 10.8457 | 10.8763 | 10.9069 | 10.9376 | 10.9682 | 10.9988 | 11.0295 | 11.0601 | 11.0907 | 11.1214 | 11.152 | 11.1826 | 0.8764 | 0.90197 | 0.92197 | 0.93629 | 0.95219 | 0.97558 | 1.0035 | 1.0153 | 1.0181 | 1.021 | 1.0239 | 1.0268 | 1.0297 | 1.0325 | 1.0354 | 1.0383 | 1.0412 | 1.044 | 1.0469 | 1.0498 | 38273.3274 | 12050.4148 | 547865.7781 | 172496.3663
| GHP022-190579440 | 300 | GHP022 | GHP | 0 | 0 | 0.0028869 | 0.0029531 | 0.0030005 | 0.0030289 | 0.003062 | 0.0031283 | 0.0032087 | 0.0032371 | 0.0032371 | 0.0032371 | 0.0032371 | 0.0032371 | 0.0032371 | 0.0032371 | 0.0032371 | 0.0032371 | 0.0032371 | 0.0032371 | 0.0032371 | 0.0032371 | 5.0881 | 5.1261 | 5.164 | 5.202 | 5.2399 | 5.26 | 5.2802 | 5.3003 | 5.3204 | 5.3405 | 5.3607 | 5.3808 | 5.4009 | 5.421 | 5.4412 | 5.4613 | 5.4814 | 5.5016 | 5.5217 | 5.5418 | 0.42598 | 0.439 | 0.44934 | 0.45693 | 0.46529 | 0.47719 | 0.49133 | 0.49757 | 0.49946 | 0.50135 | 0.50324 | 0.50513 | 0.50702 | 0.50891 | 0.5108 | 0.51268 | 0.51457 | 0.51646 | 0.51835 | 0.52024 | 38273.3274 | 12050.4148 | 268850.4911 | 84647.9825
| GHP022-72503462 | 72 | GHP022 | GHP | 0 | 0 | 0.0028869 | 0.0029531 | 0.0030005 | 0.0030289 | 0.003062 | 0.0031283 | 0.0032087 | 0.0032371 | 0.0032371 | 0.0032371 | 0.0032371 | 0.0032371 | 0.0032371 | 0.0032371 | 0.0032371 | 0.0032371 | 0.0032371 | 0.0032371 | 0.0032371 | 0.0032371 | 0.17888 | 0.18049 | 0.1821 | 0.1837 | 0.18531 | 0.18592 | 0.18652 | 0.18713 | 0.18773 | 0.18834 | 0.18895 | 0.18955 | 0.19016 | 0.19076 | 0.19137 | 0.19197 | 0.19258 | 0.19319 | 0.19379 | 0.1944 | 0.014976 | 0.015457 | 0.015845 | 0.016136 | 0.016455 | 0.016866 | 0.017356 | 0.017567 | 0.017624 | 0.017681 | 0.017737 | 0.017794 | 0.017851 | 0.017908 | 0.017965 | 0.018022 | 0.018079 | 0.018136 | 0.018192 | 0.018249 | 38273.3274 | 12050.4148 | 9472.095 | 2982.3034
| GL011-15402625 | 147 | GL011 | GL | 0 | 0 | 0.0028494 | 0.0028359 | 0.0028269 | 0.0028224 | 0.0028314 | 0.0028539 | 0.0028629 | 0.0028765 | 0.0028765 | 0.0028765 | 0.0028765 | 0.0028765 | 0.0028765 | 0.0028765 | 0.0028765 | 0.0028765 | 0.0028765 | 0.0028765 | 0.0028765 | 0.0028765 | 0 | 0 | 0 | 0 | 0 | 0 | 0 | 0 | 0 | 0 | 0 | 0 | 0 | 0 | 0 | 0 | 0 | 0 | 0 | 0 | 0 | 0 | 0 | 0 | 0 | 0 | 0 | 0 | 0 | 0 | 0 | 0 | 0 | 0 | 0 | 0 | 0 | 0 | 0 | 0 | 37042.7803 | 12056.8969 | 0 | 0
| GL012-15402649 | 165 | GL012 | GL | 0 | 0 | 0.00045192 | 0.00045717 | 0.00046243 | 0.00046593 | 0.00046943 | 0.00047294 | 0.0004817 | 0.00048345 | 0.00048345 | 0.00048345 | 0.00048345 | 0.00048345 | 0.00048345 | 0.00048345 | 0.00048345 | 0.00048345 | 0.00048345 | 0.00048345 | 0.00048345 | 0.00048345 | 0 | 0 | 0 | 0 | 0 | 0 | 0 | 0 | 0 | 0 | 0 | 0 | 0 | 0 | 0 | 0 | 0 | 0 | 0 | 0 | 0 | 0 | 0 | 0 | 0 | 0 | 0 | 0 | 0 | 0 | 0 | 0 | 0 | 0 | 0 | 0 | 0 | 0 | 0 | 0 | 37042.7803 | 12056.8969 | 0 | 0
| GL013-15402686 | 197 | GL013 | GL | 0 | 0 | 0.0010645 | 0.0010872 | 0.0011053 | 0.0011167 | 0.0011325 | 0.001153 | 0.0011802 | 0.0011961 | 0.0011961 | 0.0011961 | 0.0011961 | 0.0011961 | 0.0011961 | 0.0011961 | 0.0011961 | 0.0011961 | 0.0011961 | 0.0011961 | 0.0011961 | 0.0011961 | 0 | 0 | 0 | 0 | 0 | 0 | 0 | 0 | 0 | 0 | 0 | 0 | 0 | 0 | 0 | 0 | 0 | 0 | 0 | 0 | 0 | 0 | 0 | 0 | 0 | 0 | 0 | 0 | 0 | 0 | 0 | 0 | 0 | 0 | 0 | 0 | 0 | 0 | 0 | 0 | 37042.7803 | 12056.8969 | 0 | 0
| GL014-15402723 | 206 | GL014 | GL | 0 | 0 | 0.00082122 | 0.0008415 | 0.00086009 | 0.00087361 | 0.00088712 | 0.00090571 | 0.00093275 | 0.00094796 | 0.00094796 | 0.00094796 | 0.00094796 | 0.00094796 | 0.00094796 | 0.00094796 | 0.00094796 | 0.00094796 | 0.00094796 | 0.00094796 | 0.00094796 | 0.00094796 | 0 | 0 | 0 | 0 | 0 | 0 | 0 | 0 | 0 | 0 | 0 | 0 | 0 | 0 | 0 | 0 | 0 | 0 | 0 | 0 | 0 | 0 | 0 | 0 | 0 | 0 | 0 | 0 | 0 | 0 | 0 | 0 | 0 | 0 | 0 | 0 | 0 | 0 | 0 | 0 | 37042.7803 | 12056.8969 | 0 | 0
| GL015-15402771 | 201 | GL015 | GL | 0 | 0 | 0.0007672 | 0.00078947 | 0.00080618 | 0.00081732 | 0.00083542 | 0.00085631 | 0.00087859 | 0.00088833 | 0.00088833 | 0.00088833 | 0.00088833 | 0.00088833 | 0.00088833 | 0.00088833 | 0.00088833 | 0.00088833 | 0.00088833 | 0.00088833 | 0.00088833 | 0.00088833 | 0 | 0 | 0 | 0 | 0 | 0 | 0 | 0 | 0 | 0 | 0 | 0 | 0 | 0 | 0 | 0 | 0 | 0 | 0 | 0 | 0 | 0 | 0 | 0 | 0 | 0 | 0 | 0 | 0 | 0 | 0 | 0 | 0 | 0 | 0 | 0 | 0 | 0 | 0 | 0 | 37042.7803 | 12056.8969 | 0 | 0
| GL021-15402795 | 141 | GL021 | GL | 0 | 0 | 0.00088074 | 0.00089552 | 0.00090734 | 0.00091178 | 0.00091769 | 0.00093247 | 0.0009502 | 0.00095611 | 0.00095611 | 0.00095611 | 0.00095611 | 0.00095611 | 0.00095611 | 0.00095611 | 0.00095611 | 0.00095611 | 0.00095611 | 0.00095611 | 0.00095611 | 0.00095611 | 0 | 0 | 0 | 0 | 0 | 0 | 0 | 0 | 0 | 0 | 0 | 0 | 0 | 0 | 0 | 0 | 0 | 0 | 0 | 0 | 0 | 0 | 0 | 0 | 0 | 0 | 0 | 0 | 0 | 0 | 0 | 0 | 0 | 0 | 0 | 0 | 0 | 0 | 0 | 0 | 37042.7803 | 12056.8969 | 0 | 0
| GL021-24612685 | 110 | GL021 | GL | 0 | 0 | 0.00088074 | 0.00089552 | 0.00090734 | 0.00091178 | 0.00091769 | 0.00093247 | 0.0009502 | 0.00095611 | 0.00095611 | 0.00095611 | 0.00095611 | 0.00095611 | 0.00095611 | 0.00095611 | 0.00095611 | 0.00095611 | 0.00095611 | 0.00095611 | 0.00095611 | 0.00095611 | 0 | 0 | 0 | 0 | 0 | 0 | 0 | 0 | 0 | 0 | 0 | 0 | 0 | 0 | 0 | 0 | 0 | 0 | 0 | 0 | 0 | 0 | 0 | 0 | 0 | 0 | 0 | 0 | 0 | 0 | 0 | 0 | 0 | 0 | 0 | 0 | 0 | 0 | 0 | 0 | 37042.7803 | 12056.8969 | 0 | 0
| GL022-15402832 | 71 | GL022 | GL | 0 | 0 | 0.0011361 | 0.0011573 | 0.0011719 | 0.0011798 | 0.0011957 | 0.0012116 | 0.0012381 | 0.0012434 | 0.0012434 | 0.0012434 | 0.0012434 | 0.0012434 | 0.0012434 | 0.0012434 | 0.0012434 | 0.0012434 | 0.0012434 | 0.0012434 | 0.0012434 | 0.0012434 | 0 | 0 | 0 | 0 | 0 | 0 | 0 | 0 | 0 | 0 | 0 | 0 | 0 | 0 | 0 | 0 | 0 | 0 | 0 | 0 | 0 | 0 | 0 | 0 | 0 | 0 | 0 | 0 | 0 | 0 | 0 | 0 | 0 | 0 | 0 | 0 | 0 | 0 | 0 | 0 | 37042.7803 | 12056.8969 | 0 | 0
| GL022-24612699 | 261 | GL022 | GL | 0 | 0 | 0.0011361 | 0.0011573 | 0.0011719 | 0.0011798 | 0.0011957 | 0.0012116 | 0.0012381 | 0.0012434 | 0.0012434 | 0.0012434 | 0.0012434 | 0.0012434 | 0.0012434 | 0.0012434 | 0.0012434 | 0.0012434 | 0.0012434 | 0.0012434 | 0.0012434 | 0.0012434 | 0 | 0 | 0 | 0 | 0 | 0 | 0 | 0 | 0 | 0 | 0 | 0 | 0 | 0 | 0 | 0 | 0 | 0 | 0 | 0 | 0 | 0 | 0 | 0 | 0 | 0 | 0 | 0 | 0 | 0 | 0 | 0 | 0 | 0 | 0 | 0 | 0 | 0 | 0 | 0 | 37042.7803 | 12056.8969 | 0 | 0
| GL023-15402869 | 244 | GL023 | GL | 0 | 0 | 0.0014266 | 0.0014336 | 0.0014431 | 0.0014431 | 0.0014454 | 0.0014596 | 0.0014879 | 0.0014949 | 0.0014949 | 0.0014949 | 0.0014949 | 0.0014949 | 0.0014949 | 0.0014949 | 0.0014949 | 0.0014949 | 0.0014949 | 0.0014949 | 0.0014949 | 0.0014949 | 0 | 0 | 0 | 0 | 0 | 0 | 0 | 0 | 0 | 0 | 0 | 0 | 0 | 0 | 0 | 0 | 0 | 0 | 0 | 0 | 0 | 0 | 0 | 0 | 0 | 0 | 0 | 0 | 0 | 0 | 0 | 0 | 0 | 0 | 0 | 0 | 0 | 0 | 0 | 0 | 37042.7803 | 12056.8969 | 0 | 0
| GL024-15402919 | 143 | GL024 | GL | 0 | 0 | 0.002017 | 0.0020537 | 0.002082 | 0.0021047 | 0.002133 | 0.0021669 | 0.0022008 | 0.0022263 | 0.0022263 | 0.0022263 | 0.0022263 | 0.0022263 | 0.0022263 | 0.0022263 | 0.0022263 | 0.0022263 | 0.0022263 | 0.0022263 | 0.0022263 | 0.0022263 | 0 | 0 | 0 | 0 | 0 | 0 | 0 | 0 | 0 | 0 | 0 | 0 | 0 | 0 | 0 | 0 | 0 | 0 | 0 | 0 | 0 | 0 | 0 | 0 | 0 | 0 | 0 | 0 | 0 | 0 | 0 | 0 | 0 | 0 | 0 | 0 | 0 | 0 | 0 | 0 | 37042.7803 | 12056.8969 | 0 | 0
| GLE011-15406891 | 144 | GLE011 | GLE | 0 | 0 | 0.0043733 | 0.004415 | 0.0044568 | 0.0044568 | 0.0044708 | 0.0045125 | 0.0045682 | 0.0045961 | 0.0045961 | 0.0045961 | 0.0045961 | 0.0045961 | 0.0045961 | 0.0045961 | 0.0045961 | 0.0045961 | 0.0045961 | 0.0045961 | 0.0045961 | 0.0045961 | 0 | 0 | 0 | 0 | 0 | 0 | 0 | 0 | 0 | 0 | 0 | 0 | 0 | 0 | 0 | 0 | 0 | 0 | 0 | 0 | 0 | 0 | 0 | 0 | 0 | 0 | 0 | 0 | 0 | 0 | 0 | 0 | 0 | 0 | 0 | 0 | 0 | 0 | 0 | 0 | 43192.2035 | 12058.2306 | 0 | 0
| GLE012-15406954 | 329 | GLE012 | GLE | 0 | 0 | 0.0011022 | 0.0011265 | 0.0011477 | 0.0011614 | 0.0011794 | 0.0012027 | 0.0012365 | 0.0012534 | 0.0012534 | 0.0012534 | 0.0012534 | 0.0012534 | 0.0012534 | 0.0012534 | 0.0012534 | 0.0012534 | 0.0012534 | 0.0012534 | 0.0012534 | 0.0012534 | 0.097214 | 0.0982 | 0.099186 | 0.10017 | 0.10116 | 0.10139 | 0.10163 | 0.10187 | 0.1021 | 0.10234 | 0.10258 | 0.10281 | 0.10305 | 0.10328 | 0.10352 | 0.10376 | 0.10399 | 0.10423 | 0.10447 | 0.1047 | 0.0031073 | 0.0032081 | 0.0033011 | 0.0033739 | 0.0034598 | 0.0035364 | 0.0036444 | 0.0037028 | 0.0037114 | 0.00372 | 0.0037286 | 0.0037372 | 0.0037458 | 0.0037544 | 0.003763 | 0.0037716 | 0.0037801 | 0.0037887 | 0.0037973 | 0.0038059 | 43192.2035 | 12058.2306 | 2238.2916 | 624.8775
| GLE012-77546340 | 55 | GLE012 | GLE | 0 | 0 | 0.0011022 | 0.0011265 | 0.0011477 | 0.0011614 | 0.0011794 | 0.0012027 | 0.0012365 | 0.0012534 | 0.0012534 | 0.0012534 | 0.0012534 | 0.0012534 | 0.0012534 | 0.0012534 | 0.0012534 | 0.0012534 | 0.0012534 | 0.0012534 | 0.0012534 | 0.0012534 | 0 | 0 | 0 | 0 | 0 | 0 | 0 | 0 | 0 | 0 | 0 | 0 | 0 | 0 | 0 | 0 | 0 | 0 | 0 | 0 | 0 | 0 | 0 | 0 | 0 | 0 | 0 | 0 | 0 | 0 | 0 | 0 | 0 | 0 | 0 | 0 | 0 | 0 | 0 | 0 | 43192.2035 | 12058.2306 | 0 | 0
| GLE013-15407017 | 406 | GLE013 | GLE | 0 | 0 | 0.0010443 | 0.0010804 | 0.0011129 | 0.0011393 | 0.0011687 | 0.0012079 | 0.0012501 | 0.0012757 | 0.0012757 | 0.0012757 | 0.0012757 | 0.0012757 | 0.0012757 | 0.0012757 | 0.0012757 | 0.0012757 | 0.0012757 | 0.0012757 | 0.0012757 | 0.0012757 | 100.8882 | 101.6641 | 102.44 | 103.2159 | 103.9918 | 104.0612 | 104.1306 | 104.1999 | 104.2693 | 104.3387 | 104.4081 | 104.4774 | 104.5468 | 104.6162 | 104.6856 | 104.7549 | 104.8243 | 104.8937 | 104.9631 | 105.0324 | 3.0552 | 3.1854 | 3.3061 | 3.4101 | 3.5244 | 3.6451 | 3.775 | 3.855 | 3.8576 | 3.8601 | 3.8627 | 3.8653 | 3.8678 | 3.8704 | 3.873 | 3.8755 | 3.8781 | 3.8807 | 3.8832 | 3.8858 | 43192.2035 | 12058.2306 | 2289838.7245 | 639268.2291
| GLE021-15407054 | 77 | GLE021 | GLE | 0 | 0 | 0.0049046 | 0.0049793 | 0.005029 | 0.0050373 | 0.0050539 | 0.0051037 | 0.0052116 | 0.0052199 | 0.0052199 | 0.0052199 | 0.0052199 | 0.0052199 | 0.0052199 | 0.0052199 | 0.0052199 | 0.0052199 | 0.0052199 | 0.0052199 | 0.0052199 | 0.0052199 | 0 | 0 | 0 | 0 | 0 | 0 | 0 | 0 | 0 | 0 | 0 | 0 | 0 | 0 | 0 | 0 | 0 | 0 | 0 | 0 | 0 | 0 | 0 | 0 | 0 | 0 | 0 | 0 | 0 | 0 | 0 | 0 | 0 | 0 | 0 | 0 | 0 | 0 | 0 | 0 | 43192.2035 | 12058.2306 | 0 | 0
| GLE023-15407104 | 54 | GLE023 | GLE | 0 | 0 | 1.14 | 1.145 | 1.145 | 1.15 | 1.15 | 1.155 | 1.16 | 1.165 | 1.165 | 1.165 | 1.165 | 1.165 | 1.165 | 1.165 | 1.165 | 1.165 | 1.165 | 1.165 | 1.165 | 1.165 | 0 | 0 | 0 | 0 | 0 | 0 | 0 | 0 | 0 | 0 | 0 | 0 | 0 | 0 | 0 | 0 | 0 | 0 | 0 | 0 | 0 | 0 | 0 | 0 | 0 | 0 | 0 | 0 | 0 | 0 | 0 | 0 | 0 | 0 | 0 | 0 | 0 | 0 | 0 | 0 | 43192.2035 | 12058.2306 | 0 | 0
| GLE024-15407167 | 484 | GLE024 | GLE | 0 | 0 | 0.0011826 | 0.0011959 | 0.001202 | 0.0012041 | 0.0012102 | 0.0012245 | 0.0012419 | 0.001245 | 0.001245 | 0.001245 | 0.001245 | 0.001245 | 0.001245 | 0.001245 | 0.001245 | 0.001245 | 0.001245 | 0.001245 | 0.001245 | 0.001245 | 26.9534 | 26.9705 | 26.9875 | 27.0046 | 27.0216 | 26.9806 | 26.9395 | 26.8984 | 26.8573 | 26.8163 | 26.7752 | 26.7341 | 26.693 | 26.652 | 26.6109 | 26.5698 | 26.5287 | 26.4877 | 26.4466 | 26.4055 | 0.92434 | 0.93534 | 0.94074 | 0.94293 | 0.94834 | 0.95812 | 0.97026 | 0.97117 | 0.96969 | 0.96821 | 0.96673 | 0.96524 | 0.96376 | 0.96228 | 0.96079 | 0.95931 | 0.95783 | 0.95634 | 0.95486 | 0.95338 | 43192.2035 | 12058.2306 | 596511.2289 | 166531.6744
| GLE024-24612325 | 183 | GLE024 | GLE | 0 | 0 | 0.0011826 | 0.0011959 | 0.001202 | 0.0012041 | 0.0012102 | 0.0012245 | 0.0012419 | 0.001245 | 0.001245 | 0.001245 | 0.001245 | 0.001245 | 0.001245 | 0.001245 | 0.001245 | 0.001245 | 0.001245 | 0.001245 | 0.001245 | 0.001245 | 3.159 | 3.1649 | 3.1707 | 3.1765 | 3.1824 | 3.1698 | 3.1573 | 3.1448 | 3.1323 | 3.1198 | 3.1073 | 3.0947 | 3.0822 | 3.0697 | 3.0572 | 3.0447 | 3.0322 | 3.0196 | 3.0071 | 2.9946 | 0.10834 | 0.10976 | 0.11052 | 0.11092 | 0.11169 | 0.11257 | 0.11371 | 0.11354 | 0.11309 | 0.11264 | 0.11219 | 0.11174 | 0.11128 | 0.11083 | 0.11038 | 0.10993 | 0.10948 | 0.10902 | 0.10857 | 0.10812 | 43192.2035 | 12058.2306 | 69327.8104 | 19354.6673
| GLE031-15407178 | 156 | GLE031 | GLE | 0 | 0 | 0.0013182 | 0.0013307 | 0.0013419 | 0.0013447 | 0.0013502 | 0.0013641 | 0.001385 | 0.0013948 | 0.0013948 | 0.0013948 | 0.0013948 | 0.0013948 | 0.0013948 | 0.0013948 | 0.0013948 | 0.0013948 | 0.0013948 | 0.0013948 | 0.0013948 | 0.0013948 | 0 | 0 | 0 | 0 | 0 | 0 | 0 | 0 | 0 | 0 | 0 | 0 | 0 | 0 | 0 | 0 | 0 | 0 | 0 | 0 | 0 | 0 | 0 | 0 | 0 | 0 | 0 | 0 | 0 | 0 | 0 | 0 | 0 | 0 | 0 | 0 | 0 | 0 | 0 | 0 | 43192.2035 | 12058.2306 | 0 | 0
| GLE031-24612339 | 361 | GLE031 | GLE | 0 | 0 | 0.0013182 | 0.0013307 | 0.0013419 | 0.0013447 | 0.0013502 | 0.0013641 | 0.001385 | 0.0013948 | 0.0013948 | 0.0013948 | 0.0013948 | 0.0013948 | 0.0013948 | 0.0013948 | 0.0013948 | 0.0013948 | 0.0013948 | 0.0013948 | 0.0013948 | 0.0013948 | 2.2104 | 2.2148 | 2.2191 | 2.2235 | 2.2278 | 2.2185 | 2.2092 | 2.1999 | 2.1906 | 2.1814 | 2.1721 | 2.1628 | 2.1535 | 2.1442 | 2.1349 | 2.1256 | 2.1163 | 2.1071 | 2.0978 | 2.0885 | 0.0845 | 0.085471 | 0.086355 | 0.086704 | 0.087233 | 0.087764 | 0.088735 | 0.088983 | 0.088608 | 0.088232 | 0.087856 | 0.087481 | 0.087105 | 0.08673 | 0.086354 | 0.085978 | 0.085603 | 0.085227 | 0.084851 | 0.084476 | 43192.2035 | 12058.2306 | 54190.8192 | 15128.7812
| GLE032-15407241 | 159 | GLE032 | GLE | 0 | 0 | 0.0013268 | 0.0013449 | 0.0013576 | 0.001363 | 0.0013702 | 0.0013847 | 0.0014082 | 0.0014118 | 0.0014118 | 0.0014118 | 0.0014118 | 0.0014118 | 0.0014118 | 0.0014118 | 0.0014118 | 0.0014118 | 0.0014118 | 0.0014118 | 0.0014118 | 0.0014118 | 2.202 | 2.2092 | 2.2165 | 2.2238 | 2.2311 | 2.229 | 2.227 | 2.2249 | 2.2229 | 2.2208 | 2.2188 | 2.2167 | 2.2146 | 2.2126 | 2.2105 | 2.2085 | 2.2064 | 2.2044 | 2.2023 | 2.2003 | 0.084727 | 0.086165 | 0.087263 | 0.087899 | 0.088654 | 0.089507 | 0.090943 | 0.091092 | 0.091008 | 0.090924 | 0.09084 | 0.090756 | 0.090671 | 0.090587 | 0.090503 | 0.090419 | 0.090335 | 0.090251 | 0.090167 | 0.090083 | 43192.2035 | 12058.2306 | 55824.77 | 15584.9412
| GLE032-24612713 | 148 | GLE032 | GLE | 0 | 0 | 0.0013268 | 0.0013449 | 0.0013576 | 0.001363 | 0.0013702 | 0.0013847 | 0.0014082 | 0.0014118 | 0.0014118 | 0.0014118 | 0.0014118 | 0.0014118 | 0.0014118 | 0.0014118 | 0.0014118 | 0.0014118 | 0.0014118 | 0.0014118 | 0.0014118 | 0.0014118 | 0 | 0 | 0 | 0 | 0 | 0 | 0 | 0 | 0 | 0 | 0 | 0 | 0 | 0 | 0 | 0 | 0 | 0 | 0 | 0 | 0 | 0 | 0 | 0 | 0 | 0 | 0 | 0 | 0 | 0 | 0 | 0 | 0 | 0 | 0 | 0 | 0 | 0 | 0 | 0 | 43192.2035 | 12058.2306 | 0 | 0
| GLE033-15407304 | 147 | GLE033 | GLE | 0 | 0 | 0.0028422 | 0.0028509 | 0.0028596 | 0.0028684 | 0.0028684 | 0.0028945 | 0.0029032 | 0.0028945 | 0.0028945 | 0.0028945 | 0.0028945 | 0.0028945 | 0.0028945 | 0.0028945 | 0.0028945 | 0.0028945 | 0.0028945 | 0.0028945 | 0.0028945 | 0.0028945 | 0 | 0 | 0 | 0 | 0 | 0 | 0 | 0 | 0 | 0 | 0 | 0 | 0 | 0 | 0 | 0 | 0 | 0 | 0 | 0 | 0 | 0 | 0 | 0 | 0 | 0 | 0 | 0 | 0 | 0 | 0 | 0 | 0 | 0 | 0 | 0 | 0 | 0 | 0 | 0 | 43192.2035 | 12058.2306 | 0 | 0
| GSB011-24597032 | 227 | GSB011 | GSB | 0 | 0 | 0.0013651 | 0.0013984 | 0.0014277 | 0.0014493 | 0.0014767 | 0.0015119 | 0.001559 | 0.0015864 | 0.0015864 | 0.0015864 | 0.0015864 | 0.0015864 | 0.0015864 | 0.0015864 | 0.0015864 | 0.0015864 | 0.0015864 | 0.0015864 | 0.0015864 | 0.0015864 | 16.5144 | 16.6367 | 16.7589 | 16.8812 | 17.0034 | 17.1171 | 17.2308 | 17.3445 | 17.4582 | 17.5718 | 17.6855 | 17.7992 | 17.9129 | 18.0266 | 18.1402 | 18.2539 | 18.3676 | 18.4813 | 18.595 | 18.7086 | 0.65375 | 0.67465 | 0.69389 | 0.7095 | 0.72816 | 0.75052 | 0.779 | 0.79793 | 0.80316 | 0.80839 | 0.81362 | 0.81885 | 0.82408 | 0.82931 | 0.83454 | 0.83977 | 0.845 | 0.85023 | 0.85546 | 0.86069 | 30762.9223 | 10387.9829 | 345414.1683 | 116638.9992
| GSB011-24613746 | 185 | GSB011 | GSB | 0 | 0 | 0.0013651 | 0.0013984 | 0.0014277 | 0.0014493 | 0.0014767 | 0.0015119 | 0.001559 | 0.0015864 | 0.0015864 | 0.0015864 | 0.0015864 | 0.0015864 | 0.0015864 | 0.0015864 | 0.0015864 | 0.0015864 | 0.0015864 | 0.0015864 | 0.0015864 | 0.0015864 | 42.2699 | 42.6493 | 43.0287 | 43.4081 | 43.7875 | 44.1582 | 44.5289 | 44.8996 | 45.2703 | 45.641 | 46.0117 | 46.3824 | 46.7531 | 47.1237 | 47.4944 | 47.8651 | 48.2358 | 48.6065 | 48.9772 | 49.3479 | 1.6733 | 1.7295 | 1.7816 | 1.8244 | 1.8752 | 1.9362 | 2.0131 | 2.0656 | 2.0826 | 2.0997 | 2.1168 | 2.1338 | 2.1509 | 2.1679 | 2.185 | 2.202 | 2.2191 | 2.2361 | 2.2532 | 2.2702 | 30762.9223 | 10387.9829 | 896755.2467 | 302815.1249
| GSB011-74623144 | 0 | GSB011 | GSB | 0 | 0 | 0.0013651 | 0.0013984 | 0.0014277 | 0.0014493 | 0.0014767 | 0.0015119 | 0.001559 | 0.0015864 | 0.0015864 | 0.0015864 | 0.0015864 | 0.0015864 | 0.0015864 | 0.0015864 | 0.0015864 | 0.0015864 | 0.0015864 | 0.0015864 | 0.0015864 | 0.0015864 | 14.6589 | 14.7379 | 14.8169 | 14.896 | 14.975 | 15.042 | 15.109 | 15.1759 | 15.2429 | 15.3099 | 15.3769 | 15.4438 | 15.5108 | 15.5778 | 15.6447 | 15.7117 | 15.7787 | 15.8457 | 15.9126 | 15.9796 | 0.5803 | 0.59766 | 0.61348 | 0.62606 | 0.64129 | 0.65954 | 0.68307 | 0.69816 | 0.70125 | 0.70433 | 0.70741 | 0.71049 | 0.71357 | 0.71665 | 0.71973 | 0.72281 | 0.72589 | 0.72898 | 0.73206 | 0.73514 | 30762.9223 | 10387.9829 | 0 | 0
| GSB011-74623154 | 65 | GSB011 | GSB | 0 | 1 | 0.0013651 | 0.0013984 | 0.0014277 | 0.0014493 | 0.0014767 | 0.0015119 | 0.001559 | 0.0015864 | 0.0015864 | 0.0015864 | 0.0015864 | 0.0015864 | 0.0015864 | 0.0015864 | 0.0015864 | 0.0015864 | 0.0015864 | 0.0015864 | 0.0015864 | 0.0015864 | 49.4531 | 49.8845 | 50.3159 | 50.7474 | 51.1788 | 51.617 | 52.0553 | 52.4935 | 52.9317 | 53.37 | 53.8082 | 54.2465 | 54.6847 | 55.123 | 55.5612 | 55.9994 | 56.4377 | 56.8759 | 57.3142 | 57.7524 | 1.9577 | 2.0229 | 2.0833 | 2.1329 | 2.1917 | 2.2632 | 2.3534 | 2.4149 | 2.4351 | 2.4553 | 2.4754 | 2.4956 | 2.5158 | 2.5359 | 2.5561 | 2.5762 | 2.5964 | 2.6166 | 2.6367 | 2.6569 | 30762.9223 | 10387.9829 | 1048779.5817 | 354150.5012
| GSB012-181419068 | 0 | GSB012 | GSB | 0 | 0 | 0.0029216 | 0.0029982 | 0.0030636 | 0.0031064 | 0.0031537 | 0.0032281 | 0.0033341 | 0.0033995 | 0.0033995 | 0.0033995 | 0.0033995 | 0.0033995 | 0.0033995 | 0.0033995 | 0.0033995 | 0.0033995 | 0.0033995 | 0.0033995 | 0.0033995 | 0.0033995 | 0 | 0 | 0 | 0 | 0 | 0 | 0 | 0 | 0 | 0 | 0 | 0 | 0 | 0 | 0 | 0 | 0 | 0 | 0 | 0 | 0 | 0 | 0 | 0 | 0 | 0 | 0 | 0 | 0 | 0 | 0 | 0 | 0 | 0 | 0 | 0 | 0 | 0 | 0 | 0 | 30762.9223 | 10387.9829 | 0 | 0
| GSB012-24607348 | 403 | GSB012 | GSB | 0 | 19 | 0.0029216 | 0.0029982 | 0.0030636 | 0.0031064 | 0.0031537 | 0.0032281 | 0.0033341 | 0.0033995 | 0.0033995 | 0.0033995 | 0.0033995 | 0.0033995 | 0.0033995 | 0.0033995 | 0.0033995 | 0.0033995 | 0.0033995 | 0.0033995 | 0.0033995 | 0.0033995 | 215.4672 | 216.967 | 218.4668 | 219.9666 | 221.4664 | 221.6852 | 221.9041 | 222.1229 | 222.3417 | 222.5606 | 222.7794 | 222.9983 | 223.2171 | 223.436 | 223.6548 | 223.8737 | 224.0925 | 224.3114 | 224.5302 | 224.749 | 18.2555 | 18.8648 | 19.4094 | 19.8158 | 20.255 | 20.7533 | 21.4556 | 21.8978 | 21.9194 | 21.941 | 21.9626 | 21.9841 | 22.0057 | 22.0273 | 22.0489 | 22.0704 | 22.092 | 22.1136 | 22.1352 | 22.1567 | 30762.9223 | 10387.9829 | 9361259.9195 | 3161097.8606
| GSB012-24607362 | 196 | GSB012 | GSB | 0 | 0 | 0.0029216 | 0.0029982 | 0.0030636 | 0.0031064 | 0.0031537 | 0.0032281 | 0.0033341 | 0.0033995 | 0.0033995 | 0.0033995 | 0.0033995 | 0.0033995 | 0.0033995 | 0.0033995 | 0.0033995 | 0.0033995 | 0.0033995 | 0.0033995 | 0.0033995 | 0.0033995 | 2.5537 | 2.5762 | 2.5988 | 2.6213 | 2.6438 | 2.6433 | 2.6427 | 2.6421 | 2.6416 | 2.641 | 2.6404 | 2.6399 | 2.6393 | 2.6387 | 2.6382 | 2.6376 | 2.637 | 2.6365 | 2.6359 | 2.6353 | 0.21636 | 0.224 | 0.23088 | 0.23614 | 0.2418 | 0.24745 | 0.25552 | 0.26047 | 0.26042 | 0.26036 | 0.26031 | 0.26025 | 0.26019 | 0.26014 | 0.26008 | 0.26003 | 0.25997 | 0.25991 | 0.25986 | 0.2598 | 30762.9223 | 10387.9829 | 110936.908 | 37461.0283
| GSB012-72499030 | 20 | GSB012 | GSB | 0 | 0 | 0.0029216 | 0.0029982 | 0.0030636 | 0.0031064 | 0.0031537 | 0.0032281 | 0.0033341 | 0.0033995 | 0.0033995 | 0.0033995 | 0.0033995 | 0.0033995 | 0.0033995 | 0.0033995 | 0.0033995 | 0.0033995 | 0.0033995 | 0.0033995 | 0.0033995 | 0.0033995 | 0.062535 | 0.06311 | 0.063685 | 0.06426 | 0.064835 | 0.065088 | 0.065341 | 0.065593 | 0.065846 | 0.066099 | 0.066351 | 0.066604 | 0.066857 | 0.067109 | 0.067362 | 0.067615 | 0.067867 | 0.06812 | 0.068372 | 0.068625 | 0.0052982 | 0.0054873 | 0.005658 | 0.0057889 | 0.0059297 | 0.0060933 | 0.0063177 | 0.0064665 | 0.0064914 | 0.0065163 | 0.0065412 | 0.0065661 | 0.006591 | 0.0066159 | 0.0066408 | 0.0066657 | 0.0066906 | 0.0067155 | 0.0067405 | 0.0067654 | 30762.9223 | 10387.9829 | 2778.5963 | 938.2727
| GSB012-72499395 | 45 | GSB012 | GSB | 0 | 0 | 0.0029216 | 0.0029982 | 0.0030636 | 0.0031064 | 0.0031537 | 0.0032281 | 0.0033341 | 0.0033995 | 0.0033995 | 0.0033995 | 0.0033995 | 0.0033995 | 0.0033995 | 0.0033995 | 0.0033995 | 0.0033995 | 0.0033995 | 0.0033995 | 0.0033995 | 0.0033995 | 0.14122 | 0.1425 | 0.14378 | 0.14506 | 0.14634 | 0.1463 | 0.14627 | 0.14624 | 0.1462 | 0.14617 | 0.14613 | 0.1461 | 0.14607 | 0.14603 | 0.146 | 0.14597 | 0.14593 | 0.1459 | 0.14586 | 0.14583 | 0.011964 | 0.01239 | 0.012774 | 0.013068 | 0.013384 | 0.013696 | 0.014143 | 0.014417 | 0.014413 | 0.01441 | 0.014407 | 0.014403 | 0.0144 | 0.014397 | 0.014393 | 0.01439 | 0.014387 | 0.014383 | 0.01438 | 0.014377 | 30762.9223 | 10387.9829 | 6139.0252 | 2073.0179
| GSB012-74623277 | 140 | GSB012 | GSB | 0 | 6 | 0.0029216 | 0.0029982 | 0.0030636 | 0.0031064 | 0.0031537 | 0.0032281 | 0.0033341 | 0.0033995 | 0.0033995 | 0.0033995 | 0.0033995 | 0.0033995 | 0.0033995 | 0.0033995 | 0.0033995 | 0.0033995 | 0.0033995 | 0.0033995 | 0.0033995 | 0.0033995 | 101.9962 | 102.6794 | 103.3626 | 104.0457 | 104.7289 | 105.0405 | 105.3521 | 105.6638 | 105.9754 | 106.2871 | 106.5987 | 106.9104 | 107.222 | 107.5336 | 107.8453 | 108.1569 | 108.4686 | 108.7802 | 109.0919 | 109.4035 | 8.6416 | 8.9277 | 9.1831 | 9.373 | 9.5783 | 9.8335 | 10.1863 | 10.4168 | 10.4475 | 10.4782 | 10.509 | 10.5397 | 10.5704 | 10.6011 | 10.6319 | 10.6626 | 10.6933 | 10.724 | 10.7547 | 10.7855 | 30762.9223 | 10387.9829 | 4473287.4517 | 1510533.7866
| GSB012-77736949 | 36 | GSB012 | GSB | 0 | 0 | 0.0029216 | 0.0029982 | 0.0030636 | 0.0031064 | 0.0031537 | 0.0032281 | 0.0033341 | 0.0033995 | 0.0033995 | 0.0033995 | 0.0033995 | 0.0033995 | 0.0033995 | 0.0033995 | 0.0033995 | 0.0033995 | 0.0033995 | 0.0033995 | 0.0033995 | 0.0033995 | 0.33165 | 0.33424 | 0.33682 | 0.33941 | 0.342 | 0.34465 | 0.3473 | 0.34995 | 0.3526 | 0.35525 | 0.3579 | 0.36055 | 0.3632 | 0.36586 | 0.36851 | 0.37116 | 0.37381 | 0.37646 | 0.37911 | 0.38176 | 0.028099 | 0.029061 | 0.029925 | 0.030576 | 0.031279 | 0.032265 | 0.03358 | 0.0345 | 0.034761 | 0.035022 | 0.035284 | 0.035545 | 0.035806 | 0.036068 | 0.036329 | 0.03659 | 0.036852 | 0.037113 | 0.037374 | 0.037635 | 30762.9223 | 10387.9829 | 14958.0539 | 5051.0159
| GSB012-85320967 | 19 | GSB012 | GSB | 0 | 0 | 0.0029216 | 0.0029982 | 0.0030636 | 0.0031064 | 0.0031537 | 0.0032281 | 0.0033341 | 0.0033995 | 0.0033995 | 0.0033995 | 0.0033995 | 0.0033995 | 0.0033995 | 0.0033995 | 0.0033995 | 0.0033995 | 0.0033995 | 0.0033995 | 0.0033995 | 0.0033995 | 0.0012194 | 0.0012327 | 0.001246 | 0.0012594 | 0.0012727 | 0.0012775 | 0.0012824 | 0.0012872 | 0.001292 | 0.0012969 | 0.0013017 | 0.0013065 | 0.0013114 | 0.0013162 | 0.001321 | 0.0013259 | 0.0013307 | 0.0013355 | 0.0013403 | 0.0013452 | 0.00010331 | 0.00010718 | 0.0001107 | 0.00011345 | 0.0001164 | 0.0001196 | 0.00012399 | 0.0001269 | 0.00012737 | 0.00012785 | 0.00012833 | 0.0001288 | 0.00012928 | 0.00012976 | 0.00013023 | 0.00013071 | 0.00013118 | 0.00013166 | 0.00013214 | 0.00013261 | 30762.9223 | 10387.9829 | 54.4632 | 18.3911
| GSB013-74623435 | 348 | GSB013 | GSB | 0 | 7 | 0.0014897 | 0.0015232 | 0.001555 | 0.0015709 | 0.0015939 | 0.001631 | 0.0016858 | 0.0017141 | 0.0017141 | 0.0017141 | 0.0017141 | 0.0017141 | 0.0017141 | 0.0017141 | 0.0017141 | 0.0017141 | 0.0017141 | 0.0017141 | 0.0017141 | 0.0017141 | 192.0134 | 193.3737 | 194.734 | 196.0943 | 197.4546 | 198.0889 | 198.7231 | 199.3574 | 199.9917 | 200.626 | 201.2603 | 201.8946 | 202.5289 | 203.1631 | 203.7974 | 204.4317 | 205.066 | 205.7003 | 206.3346 | 206.9688 | 8.295 | 8.5421 | 8.7818 | 8.9336 | 9.1271 | 9.3696 | 9.7153 | 9.9097 | 9.9413 | 9.9728 | 10.0043 | 10.0359 | 10.0674 | 10.0989 | 10.1304 | 10.162 | 10.1935 | 10.225 | 10.2566 | 10.2881 | 30762.9223 | 10387.9829 | 4265560.0432 | 1440388.6702
| GSB014-163179564 | 10 | GSB014 | GSB | 0 | 0 | 0.0010671 | 0.0010766 | 0.0010908 | 0.0010979 | 0.0011051 | 0.0011193 | 0.001143 | 0.0011525 | 0.0011525 | 0.0011525 | 0.0011525 | 0.0011525 | 0.0011525 | 0.0011525 | 0.0011525 | 0.0011525 | 0.0011525 | 0.0011525 | 0.0011525 | 0.0011525 | 0.0038196 | 0.0038622 | 0.0039049 | 0.0039476 | 0.0039902 | 0.0040148 | 0.0040393 | 0.0040638 | 0.0040884 | 0.0041129 | 0.0041374 | 0.004162 | 0.0041865 | 0.004211 | 0.0042356 | 0.0042601 | 0.0042846 | 0.0043091 | 0.0043337 | 0.0043582 | 0.0001182 | 0.00012058 | 0.00012353 | 0.00012569 | 0.00012787 | 0.00013032 | 0.00013389 | 0.00013582 | 0.00013664 | 0.00013746 | 0.00013828 | 0.0001391 | 0.00013992 | 0.00014074 | 0.00014156 | 0.00014238 | 0.0001432 | 0.00014402 | 0.00014484 | 0.00014566 | 30762.9223 | 10387.9829 | 59.5618 | 20.1128
| GSB014-194965507 | 235 | GSB014 | GSB | 0 | 0 | 0.0010671 | 0.0010766 | 0.0010908 | 0.0010979 | 0.0011051 | 0.0011193 | 0.001143 | 0.0011525 | 0.0011525 | 0.0011525 | 0.0011525 | 0.0011525 | 0.0011525 | 0.0011525 | 0.0011525 | 0.0011525 | 0.0011525 | 0.0011525 | 0.0011525 | 0.0011525 | 71.116 | 71.6541 | 72.1922 | 72.7303 | 73.2684 | 73.8213 | 74.3742 | 74.9271 | 75.48 | 76.0329 | 76.5858 | 77.1387 | 77.6915 | 78.2444 | 78.7973 | 79.3502 | 79.9031 | 80.456 | 81.0089 | 81.5618 | 2.2008 | 2.2371 | 2.2837 | 2.3157 | 2.348 | 2.3962 | 2.4653 | 2.5042 | 2.5227 | 2.5412 | 2.5596 | 2.5781 | 2.5966 | 2.6151 | 2.6336 | 2.652 | 2.6705 | 2.689 | 2.7075 | 2.7259 | 30762.9223 | 10387.9829 | 1103555.4953 | 372647.1592
| GSB014-194965541 | 175 | GSB014 | GSB | 0 | 0 | 0.0010671 | 0.0010766 | 0.0010908 | 0.0010979 | 0.0011051 | 0.0011193 | 0.001143 | 0.0011525 | 0.0011525 | 0.0011525 | 0.0011525 | 0.0011525 | 0.0011525 | 0.0011525 | 0.0011525 | 0.0011525 | 0.0011525 | 0.0011525 | 0.0011525 | 0.0011525 | 41.1881 | 41.4392 | 41.6904 | 41.9416 | 42.1927 | 42.3956 | 42.5984 | 42.8012 | 43.004 | 43.2068 | 43.4097 | 43.6125 | 43.8153 | 44.0181 | 44.2209 | 44.4238 | 44.6266 | 44.8294 | 45.0322 | 45.235 | 1.2746 | 1.2938 | 1.3188 | 1.3354 | 1.3521 | 1.3761 | 1.412 | 1.4305 | 1.4373 | 1.4441 | 1.4508 | 1.4576 | 1.4644 | 1.4712 | 1.4779 | 1.4847 | 1.4915 | 1.4983 | 1.5051 | 1.5118 | 30762.9223 | 10387.9829 | 627411.2346 | 211863.3954
| GSB014-194965599 | 268 | GSB014 | GSB | 0 | 0 | 0.0010671 | 0.0010766 | 0.0010908 | 0.0010979 | 0.0011051 | 0.0011193 | 0.001143 | 0.0011525 | 0.0011525 | 0.0011525 | 0.0011525 | 0.0011525 | 0.0011525 | 0.0011525 | 0.0011525 | 0.0011525 | 0.0011525 | 0.0011525 | 0.0011525 | 0.0011525 | 18.7011 | 18.8541 | 19.0071 | 19.1601 | 19.3131 | 19.4706 | 19.628 | 19.7854 | 19.9429 | 20.1003 | 20.2577 | 20.4152 | 20.5726 | 20.73 | 20.8875 | 21.0449 | 21.2023 | 21.3597 | 21.5172 | 21.6746 | 0.57873 | 0.58865 | 0.60127 | 0.61006 | 0.61892 | 0.632 | 0.65061 | 0.66127 | 0.66653 | 0.67179 | 0.67705 | 0.68231 | 0.68757 | 0.69284 | 0.6981 | 0.70336 | 0.70862 | 0.71388 | 0.71914 | 0.72441 | 30762.9223 | 10387.9829 | 291661.4601 | 98487.8559
| GSB014-73768594 | 15 | GSB014 | GSB | 0 | 0 | 0.0010671 | 0.0010766 | 0.0010908 | 0.0010979 | 0.0011051 | 0.0011193 | 0.001143 | 0.0011525 | 0.0011525 | 0.0011525 | 0.0011525 | 0.0011525 | 0.0011525 | 0.0011525 | 0.0011525 | 0.0011525 | 0.0011525 | 0.0011525 | 0.0011525 | 0.0011525 | 0.21609 | 0.21843 | 0.22077 | 0.22312 | 0.22546 | 0.22671 | 0.22795 | 0.2292 | 0.23045 | 0.2317 | 0.23295 | 0.2342 | 0.23545 | 0.23669 | 0.23794 | 0.23919 | 0.24044 | 0.24169 | 0.24294 | 0.24419 | 0.0066873 | 0.0068198 | 0.006984 | 0.007104 | 0.0072251 | 0.0073586 | 0.0075559 | 0.0076604 | 0.0077021 | 0.0077438 | 0.0077856 | 0.0078273 | 0.007869 | 0.0079108 | 0.0079525 | 0.0079942 | 0.008036 | 0.0080777 | 0.0081195 | 0.0081612 | 30762.9223 | 10387.9829 | 3355.751 | 1133.1656
| GSB014-74623507 | 69 | GSB014 | GSB | 0 | 0 | 0.0010671 | 0.0010766 | 0.0010908 | 0.0010979 | 0.0011051 | 0.0011193 | 0.001143 | 0.0011525 | 0.0011525 | 0.0011525 | 0.0011525 | 0.0011525 | 0.0011525 | 0.0011525 | 0.0011525 | 0.0011525 | 0.0011525 | 0.0011525 | 0.0011525 | 0.0011525 | 24.1771 | 24.329 | 24.4809 | 24.6329 | 24.7848 | 24.902 | 25.0192 | 25.1365 | 25.2537 | 25.3709 | 25.4881 | 25.6054 | 25.7226 | 25.8398 | 25.957 | 26.0742 | 26.1915 | 26.3087 | 26.4259 | 26.5431 | 0.74819 | 0.75958 | 0.77443 | 0.78431 | 0.79427 | 0.8083 | 0.82931 | 0.84011 | 0.84403 | 0.84794 | 0.85186 | 0.85578 | 0.8597 | 0.86361 | 0.86753 | 0.87145 | 0.87537 | 0.87929 | 0.8832 | 0.88712 | 30762.9223 | 10387.9829 | 368369.7778 | 124390.6191
| HSM001-108341890 | 88 | HSM001 | HSM | 0 | 0 | 0.0015154 | 0.0015198 | 0.0015198 | 0.001511 | 0.0015066 | 0.001511 | 0.0015198 | 0.001511 | 0.001511 | 0.001511 | 0.001511 | 0.001511 | 0.001511 | 0.001511 | 0.001511 | 0.001511 | 0.001511 | 0.001511 | 0.001511 | 0.001511 | 0.31045 | 0.31252 | 0.31458 | 0.31665 | 0.31871 | 0.31896 | 0.31922 | 0.31947 | 0.31972 | 0.31998 | 0.32023 | 0.32048 | 0.32074 | 0.32099 | 0.32124 | 0.3215 | 0.32175 | 0.322 | 0.32226 | 0.32251 | 0.013644 | 0.013774 | 0.013865 | 0.013875 | 0.013925 | 0.013977 | 0.014069 | 0.013999 | 0.01401 | 0.014021 | 0.014032 | 0.014043 | 0.014054 | 0.014066 | 0.014077 | 0.014088 | 0.014099 | 0.01411 | 0.014121 | 0.014132 | 41631.5752 | 12245.2308 | 8413.533 | 2474.6999
| HSM001-15416529 | 0 | HSM001 | HSM | 0 | 0 | 0.0015154 | 0.0015198 | 0.0015198 | 0.001511 | 0.0015066 | 0.001511 | 0.0015198 | 0.001511 | 0.001511 | 0.001511 | 0.001511 | 0.001511 | 0.001511 | 0.001511 | 0.001511 | 0.001511 | 0.001511 | 0.001511 | 0.001511 | 0.001511 | 0 | 0 | 0 | 0 | 0 | 0 | 0 | 0 | 0 | 0 | 0 | 0 | 0 | 0 | 0 | 0 | 0 | 0 | 0 | 0 | 0 | 0 | 0 | 0 | 0 | 0 | 0 | 0 | 0 | 0 | 0 | 0 | 0 | 0 | 0 | 0 | 0 | 0 | 0 | 0 | 41631.5752 | 12245.2308 | 0 | 0
| HSM001-15416542 | 196 | HSM001 | HSM | 0 | 0 | 0.0015154 | 0.0015198 | 0.0015198 | 0.001511 | 0.0015066 | 0.001511 | 0.0015198 | 0.001511 | 0.001511 | 0.001511 | 0.001511 | 0.001511 | 0.001511 | 0.001511 | 0.001511 | 0.001511 | 0.001511 | 0.001511 | 0.001511 | 0.001511 | 21.2253 | 21.2718 | 21.3182 | 21.3647 | 21.4112 | 21.3833 | 21.3554 | 21.3275 | 21.2996 | 21.2717 | 21.2438 | 21.2158 | 21.1879 | 21.16 | 21.1321 | 21.1042 | 21.0763 | 21.0484 | 21.0205 | 20.9926 | 0.93279 | 0.93755 | 0.9396 | 0.93619 | 0.93549 | 0.937 | 0.94124 | 0.93456 | 0.93333 | 0.93211 | 0.93089 | 0.92967 | 0.92844 | 0.92722 | 0.926 | 0.92477 | 0.92355 | 0.92233 | 0.9211 | 0.91988 | 41631.5752 | 12245.2308 | 560880.3152 | 164973.5536
| HSM001-157535060 | 76 | HSM001 | HSM | 0 | 0 | 0.0015154 | 0.0015198 | 0.0015198 | 0.001511 | 0.0015066 | 0.001511 | 0.0015198 | 0.001511 | 0.001511 | 0.001511 | 0.001511 | 0.001511 | 0.001511 | 0.001511 | 0.001511 | 0.001511 | 0.001511 | 0.001511 | 0.001511 | 0.001511 | 0.18575 | 0.18757 | 0.1894 | 0.19122 | 0.19305 | 0.19327 | 0.1935 | 0.19373 | 0.19396 | 0.19419 | 0.19442 | 0.19465 | 0.19488 | 0.19511 | 0.19533 | 0.19556 | 0.19579 | 0.19602 | 0.19625 | 0.19648 | 0.008163 | 0.0082672 | 0.0083476 | 0.0083792 | 0.0084345 | 0.0084691 | 0.0085286 | 0.0084892 | 0.0084992 | 0.0085093 | 0.0085193 | 0.0085293 | 0.0085394 | 0.0085494 | 0.0085594 | 0.0085695 | 0.0085795 | 0.0085895 | 0.0085996 | 0.0086096 | 41631.5752 | 12245.2308 | 5096.1413 | 1498.9446
| HSM001-157535228 | 108 | HSM001 | HSM | 0 | 0 | 0.0015154 | 0.0015198 | 0.0015198 | 0.001511 | 0.0015066 | 0.001511 | 0.0015198 | 0.001511 | 0.001511 | 0.001511 | 0.001511 | 0.001511 | 0.001511 | 0.001511 | 0.001511 | 0.001511 | 0.001511 | 0.001511 | 0.001511 | 0.001511 | 0.21744 | 0.21922 | 0.221 | 0.22278 | 0.22457 | 0.22511 | 0.22566 | 0.2262 | 0.22675 | 0.22729 | 0.22784 | 0.22838 | 0.22893 | 0.22948 | 0.23002 | 0.23057 | 0.23111 | 0.23166 | 0.2322 | 0.23275 | 0.0095558 | 0.0096621 | 0.0097406 | 0.0097622 | 0.0098116 | 0.0098642 | 0.0099458 | 0.009912 | 0.0099359 | 0.0099599 | 0.0099838 | 0.010008 | 0.010032 | 0.010056 | 0.010079 | 0.010103 | 0.010127 | 0.010151 | 0.010175 | 0.010199 | 41631.5752 | 12245.2308 | 5971.1817 | 1756.3231
| HSM001-157577413 | 74 | HSM001 | HSM | 0 | 0 | 0.0015154 | 0.0015198 | 0.0015198 | 0.001511 | 0.0015066 | 0.001511 | 0.0015198 | 0.001511 | 0.001511 | 0.001511 | 0.001511 | 0.001511 | 0.001511 | 0.001511 | 0.001511 | 0.001511 | 0.001511 | 0.001511 | 0.001511 | 0.001511 | 0.13277 | 0.13377 | 0.13476 | 0.13576 | 0.13675 | 0.13699 | 0.13723 | 0.13747 | 0.13771 | 0.13795 | 0.13819 | 0.13843 | 0.13867 | 0.1389 | 0.13914 | 0.13938 | 0.13962 | 0.13986 | 0.1401 | 0.14034 | 0.0058349 | 0.0058957 | 0.0059396 | 0.0059487 | 0.0059749 | 0.0060028 | 0.0060484 | 0.0060238 | 0.0060343 | 0.0060448 | 0.0060553 | 0.0060657 | 0.0060762 | 0.0060867 | 0.0060972 | 0.0061077 | 0.0061182 | 0.0061287 | 0.0061391 | 0.0061496 | 41631.5752 | 12245.2308 | 3625.4498 | 1066.3653
| HSM001-157577658 | 107 | HSM001 | HSM | 0 | 0 | 0.0015154 | 0.0015198 | 0.0015198 | 0.001511 | 0.0015066 | 0.001511 | 0.0015198 | 0.001511 | 0.001511 | 0.001511 | 0.001511 | 0.001511 | 0.001511 | 0.001511 | 0.001511 | 0.001511 | 0.001511 | 0.001511 | 0.001511 | 0.001511 | 0.17247 | 0.1737 | 0.17492 | 0.17615 | 0.17738 | 0.17738 | 0.17739 | 0.17739 | 0.17739 | 0.17739 | 0.1774 | 0.1774 | 0.1774 | 0.17741 | 0.17741 | 0.17741 | 0.17741 | 0.17742 | 0.17742 | 0.17742 | 0.0075795 | 0.0076557 | 0.0077098 | 0.0077189 | 0.0077501 | 0.0077729 | 0.0078183 | 0.0077731 | 0.0077732 | 0.0077733 | 0.0077735 | 0.0077736 | 0.0077737 | 0.0077738 | 0.0077739 | 0.0077741 | 0.0077742 | 0.0077743 | 0.0077744 | 0.0077745 | 41631.5752 | 12245.2308 | 4662.9358 | 1371.5245
| HSM001-157598665 | 34 | HSM001 | HSM | 0 | 0 | 0.0015154 | 0.0015198 | 0.0015198 | 0.001511 | 0.0015066 | 0.001511 | 0.0015198 | 0.001511 | 0.001511 | 0.001511 | 0.001511 | 0.001511 | 0.001511 | 0.001511 | 0.001511 | 0.001511 | 0.001511 | 0.001511 | 0.001511 | 0.001511 | 0.037278 | 0.037648 | 0.038018 | 0.038388 | 0.038758 | 0.038793 | 0.038827 | 0.038862 | 0.038896 | 0.03893 | 0.038965 | 0.038999 | 0.039034 | 0.039068 | 0.039102 | 0.039137 | 0.039171 | 0.039206 | 0.03924 | 0.039275 | 0.0016383 | 0.0016593 | 0.0016757 | 0.0016822 | 0.0016934 | 0.0016999 | 0.0017113 | 0.0017029 | 0.0017044 | 0.0017059 | 0.0017074 | 0.0017089 | 0.0017104 | 0.0017119 | 0.0017134 | 0.001715 | 0.0017165 | 0.001718 | 0.0017195 | 0.001721 | 41631.5752 | 12245.2308 | 1021.5761 | 300.4795
| HSM001-157598865 | 58 | HSM001 | HSM | 0 | 0 | 0.0015154 | 0.0015198 | 0.0015198 | 0.001511 | 0.0015066 | 0.001511 | 0.0015198 | 0.001511 | 0.001511 | 0.001511 | 0.001511 | 0.001511 | 0.001511 | 0.001511 | 0.001511 | 0.001511 | 0.001511 | 0.001511 | 0.001511 | 0.001511 | 0.054295 | 0.054859 | 0.055424 | 0.055989 | 0.056554 | 0.056535 | 0.056516 | 0.056497 | 0.056478 | 0.056459 | 0.05644 | 0.056421 | 0.056402 | 0.056382 | 0.056363 | 0.056344 | 0.056325 | 0.056306 | 0.056287 | 0.056268 | 0.0023861 | 0.0024179 | 0.0024428 | 0.0024534 | 0.0024709 | 0.0024773 | 0.0024909 | 0.0024757 | 0.0024748 | 0.002474 | 0.0024732 | 0.0024723 | 0.0024715 | 0.0024706 | 0.0024698 | 0.002469 | 0.0024681 | 0.0024673 | 0.0024665 | 0.0024656 | 41631.5752 | 12245.2308 | 1481.0162 | 435.6161
| HSM001-157598965 | 45 | HSM001 | HSM | 0 | 0 | 0.0015154 | 0.0015198 | 0.0015198 | 0.001511 | 0.0015066 | 0.001511 | 0.0015198 | 0.001511 | 0.001511 | 0.001511 | 0.001511 | 0.001511 | 0.001511 | 0.001511 | 0.001511 | 0.001511 | 0.001511 | 0.001511 | 0.001511 | 0.001511 | 0.13598 | 0.13725 | 0.13851 | 0.13978 | 0.14104 | 0.14119 | 0.14134 | 0.14149 | 0.14163 | 0.14178 | 0.14193 | 0.14207 | 0.14222 | 0.14237 | 0.14251 | 0.14266 | 0.14281 | 0.14295 | 0.1431 | 0.14325 | 0.005976 | 0.0060492 | 0.0061049 | 0.006125 | 0.0061625 | 0.0061869 | 0.0062295 | 0.0061998 | 0.0062062 | 0.0062127 | 0.0062191 | 0.0062255 | 0.006232 | 0.0062384 | 0.0062448 | 0.0062512 | 0.0062577 | 0.0062641 | 0.0062705 | 0.006277 | 41631.5752 | 12245.2308 | 3721.8608 | 1094.723
| HSM001-163581806 | 16 | HSM001 | HSM | 0 | 0 | 0.0015154 | 0.0015198 | 0.0015198 | 0.001511 | 0.0015066 | 0.001511 | 0.0015198 | 0.001511 | 0.001511 | 0.001511 | 0.001511 | 0.001511 | 0.001511 | 0.001511 | 0.001511 | 0.001511 | 0.001511 | 0.001511 | 0.001511 | 0.001511 | 0.0036009 | 0.0036321 | 0.0036632 | 0.0036943 | 0.0037255 | 0.003736 | 0.0037464 | 0.0037569 | 0.0037673 | 0.0037778 | 0.0037883 | 0.0037987 | 0.0038092 | 0.0038196 | 0.0038301 | 0.0038406 | 0.003851 | 0.0038615 | 0.0038719 | 0.0038824 | 0.00015825 | 0.00016008 | 0.00016146 | 0.00016188 | 0.00016277 | 0.00016371 | 0.00016512 | 0.00016462 | 0.00016508 | 0.00016554 | 0.000166 | 0.00016646 | 0.00016692 | 0.00016737 | 0.00016783 | 0.00016829 | 0.00016875 | 0.00016921 | 0.00016967 | 0.00017012 | 41631.5752 | 12245.2308 | 99.2197 | 29.1838
| HSM001-163582048 | 18 | HSM001 | HSM | 0 | 0 | 0.0015154 | 0.0015198 | 0.0015198 | 0.001511 | 0.0015066 | 0.001511 | 0.0015198 | 0.001511 | 0.001511 | 0.001511 | 0.001511 | 0.001511 | 0.001511 | 0.001511 | 0.001511 | 0.001511 | 0.001511 | 0.001511 | 0.001511 | 0.001511 | 0.011908 | 0.012011 | 0.012115 | 0.012219 | 0.012322 | 0.012341 | 0.012359 | 0.012377 | 0.012396 | 0.012414 | 0.012432 | 0.01245 | 0.012469 | 0.012487 | 0.012505 | 0.012524 | 0.012542 | 0.01256 | 0.012579 | 0.012597 | 0.00052332 | 0.00052941 | 0.00053397 | 0.00053541 | 0.00053838 | 0.00054076 | 0.00054472 | 0.00054236 | 0.00054316 | 0.00054397 | 0.00054477 | 0.00054557 | 0.00054638 | 0.00054718 | 0.00054798 | 0.00054878 | 0.00054959 | 0.00055039 | 0.00055119 | 0.000552 | 41631.5752 | 12245.2308 | 326.0072 | 95.8896
| HSM001-167869770 | 33 | HSM001 | HSM | 0 | 0 | 0.0015154 | 0.0015198 | 0.0015198 | 0.001511 | 0.0015066 | 0.001511 | 0.0015198 | 0.001511 | 0.001511 | 0.001511 | 0.001511 | 0.001511 | 0.001511 | 0.001511 | 0.001511 | 0.001511 | 0.001511 | 0.001511 | 0.001511 | 0.001511 | 0.049673 | 0.050014 | 0.050354 | 0.050695 | 0.051035 | 0.051204 | 0.051373 | 0.051543 | 0.051712 | 0.051881 | 0.05205 | 0.052219 | 0.052388 | 0.052557 | 0.052726 | 0.052895 | 0.053064 | 0.053234 | 0.053403 | 0.053572 | 0.002183 | 0.0022043 | 0.0022194 | 0.0022214 | 0.0022298 | 0.0022437 | 0.0022643 | 0.0022586 | 0.002266 | 0.0022734 | 0.0022808 | 0.0022882 | 0.0022956 | 0.002303 | 0.0023104 | 0.0023178 | 0.0023253 | 0.0023327 | 0.0023401 | 0.0023475 | 41631.5752 | 12245.2308 | 1364.1196 | 401.2329
| HSM001-167869862 | 76 | HSM001 | HSM | 0 | 0 | 0.0015154 | 0.0015198 | 0.0015198 | 0.001511 | 0.0015066 | 0.001511 | 0.0015198 | 0.001511 | 0.001511 | 0.001511 | 0.001511 | 0.001511 | 0.001511 | 0.001511 | 0.001511 | 0.001511 | 0.001511 | 0.001511 | 0.001511 | 0.001511 | 0.098679 | 0.099477 | 0.10028 | 0.10108 | 0.10187 | 0.1019 | 0.10193 | 0.10196 | 0.10199 | 0.10202 | 0.10205 | 0.10208 | 0.10211 | 0.10214 | 0.10217 | 0.1022 | 0.10223 | 0.10226 | 0.10229 | 0.10232 | 0.0043366 | 0.0043845 | 0.0044197 | 0.0044291 | 0.004451 | 0.0044654 | 0.0044927 | 0.004468 | 0.0044693 | 0.0044706 | 0.0044719 | 0.0044732 | 0.0044745 | 0.0044758 | 0.0044771 | 0.0044784 | 0.0044797 | 0.004481 | 0.0044823 | 0.0044836 | 41631.5752 | 12245.2308 | 2680.1408 | 788.3185
| HSM001-192496053 | 2 | HSM001 | HSM | 0 | 0 | 0.0015154 | 0.0015198 | 0.0015198 | 0.001511 | 0.0015066 | 0.001511 | 0.0015198 | 0.001511 | 0.001511 | 0.001511 | 0.001511 | 0.001511 | 0.001511 | 0.001511 | 0.001511 | 0.001511 | 0.001511 | 0.001511 | 0.001511 | 0.001511 | 0 | 0 | 0 | 0 | 0 | 0 | 0 | 0 | 0 | 0 | 0 | 0 | 0 | 0 | 0 | 0 | 0 | 0 | 0 | 0 | 0 | 0 | 0 | 0 | 0 | 0 | 0 | 0 | 0 | 0 | 0 | 0 | 0 | 0 | 0 | 0 | 0 | 0 | 0 | 0 | 41631.5752 | 12245.2308 | 0 | 0
| HSM001-24613473 | 228 | HSM001 | HSM | 0 | 0 | 0.0015154 | 0.0015198 | 0.0015198 | 0.001511 | 0.0015066 | 0.001511 | 0.0015198 | 0.001511 | 0.001511 | 0.001511 | 0.001511 | 0.001511 | 0.001511 | 0.001511 | 0.001511 | 0.001511 | 0.001511 | 0.001511 | 0.001511 | 0.001511 | 6.4463 | 6.5044 | 6.5625 | 6.6206 | 6.6786 | 6.6806 | 6.6826 | 6.6846 | 6.6866 | 6.6886 | 6.6906 | 6.6926 | 6.6946 | 6.6966 | 6.6986 | 6.7006 | 6.7026 | 6.7046 | 6.7066 | 6.7086 | 0.28329 | 0.28668 | 0.28924 | 0.29011 | 0.2918 | 0.29274 | 0.29454 | 0.29292 | 0.293 | 0.29309 | 0.29318 | 0.29327 | 0.29335 | 0.29344 | 0.29353 | 0.29362 | 0.2937 | 0.29379 | 0.29388 | 0.29397 | 41631.5752 | 12245.2308 | 175610.5721 | 51652.9094
| HSM001-41021978 | 236 | HSM001 | HSM | 0 | 0 | 0.0015154 | 0.0015198 | 0.0015198 | 0.001511 | 0.0015066 | 0.001511 | 0.0015198 | 0.001511 | 0.001511 | 0.001511 | 0.001511 | 0.001511 | 0.001511 | 0.001511 | 0.001511 | 0.001511 | 0.001511 | 0.001511 | 0.001511 | 0.001511 | 11.0669 | 11.1603 | 11.2538 | 11.3472 | 11.4407 | 11.4484 | 11.4562 | 11.4639 | 11.4717 | 11.4794 | 11.4872 | 11.4949 | 11.5027 | 11.5104 | 11.5182 | 11.5259 | 11.5337 | 11.5414 | 11.5492 | 11.5569 | 0.48636 | 0.49189 | 0.49601 | 0.49723 | 0.49986 | 0.50166 | 0.50493 | 0.50234 | 0.50268 | 0.50302 | 0.50336 | 0.5037 | 0.50404 | 0.50438 | 0.50472 | 0.50506 | 0.5054 | 0.50574 | 0.50608 | 0.50642 | 41631.5752 | 12245.2308 | 301504.2067 | 88682.4141
| HSM002-15416605 | 0 | HSM002 | HSM | 0 | 0 | 0.0011729 | 0.0011801 | 0.0011836 | 0.0011801 | 0.0011765 | 0.0011872 | 0.001198 | 0.0011908 | 0.0011908 | 0.0011908 | 0.0011908 | 0.0011908 | 0.0011908 | 0.0011908 | 0.0011908 | 0.0011908 | 0.0011908 | 0.0011908 | 0.0011908 | 0.0011908 | 0 | 0 | 0 | 0 | 0 | 0 | 0 | 0 | 0 | 0 | 0 | 0 | 0 | 0 | 0 | 0 | 0 | 0 | 0 | 0 | 0 | 0 | 0 | 0 | 0 | 0 | 0 | 0 | 0 | 0 | 0 | 0 | 0 | 0 | 0 | 0 | 0 | 0 | 0 | 0 | 41631.5752 | 12245.2308 | 0 | 0
| HSM002-15416618 | 69 | HSM002 | HSM | 0 | 6 | 0.0011729 | 0.0011801 | 0.0011836 | 0.0011801 | 0.0011765 | 0.0011872 | 0.001198 | 0.0011908 | 0.0011908 | 0.0011908 | 0.0011908 | 0.0011908 | 0.0011908 | 0.0011908 | 0.0011908 | 0.0011908 | 0.0011908 | 0.0011908 | 0.0011908 | 0.0011908 | 48.9981 | 49.2854 | 49.5728 | 49.8602 | 50.1475 | 50.0862 | 50.0249 | 49.9635 | 49.9022 | 49.8408 | 49.7795 | 49.7182 | 49.6568 | 49.5955 | 49.5341 | 49.4728 | 49.4115 | 49.3501 | 49.2888 | 49.2274 | 1.6666 | 1.6866 | 1.7016 | 1.7063 | 1.7109 | 1.7245 | 1.738 | 1.7254 | 1.7233 | 1.7212 | 1.7191 | 1.717 | 1.7148 | 1.7127 | 1.7106 | 1.7085 | 1.7064 | 1.7042 | 1.7021 | 1.7 | 41631.5752 | 12245.2308 | 1028919.4874 | 302639.4394
| HSM002-155422817 | 22 | HSM002 | HSM | 0 | 0 | 0.0011729 | 0.0011801 | 0.0011836 | 0.0011801 | 0.0011765 | 0.0011872 | 0.001198 | 0.0011908 | 0.0011908 | 0.0011908 | 0.0011908 | 0.0011908 | 0.0011908 | 0.0011908 | 0.0011908 | 0.0011908 | 0.0011908 | 0.0011908 | 0.0011908 | 0.0011908 | 0.06223 | 0.06256 | 0.062889 | 0.063219 | 0.063548 | 0.063182 | 0.062816 | 0.06245 | 0.062084 | 0.061719 | 0.061353 | 0.060987 | 0.060621 | 0.060255 | 0.059889 | 0.059523 | 0.059157 | 0.058791 | 0.058425 | 0.058059 | 0.0021167 | 0.0021409 | 0.0021587 | 0.0021634 | 0.0021681 | 0.0021753 | 0.0021823 | 0.0021566 | 0.002144 | 0.0021314 | 0.0021187 | 0.0021061 | 0.0020935 | 0.0020808 | 0.0020682 | 0.0020556 | 0.0020429 | 0.0020303 | 0.0020176 | 0.002005 | 41631.5752 | 12245.2308 | 1274.2504 | 374.7994
| HSM002-157400246 | 22 | HSM002 | HSM | 0 | 0 | 0.0011729 | 0.0011801 | 0.0011836 | 0.0011801 | 0.0011765 | 0.0011872 | 0.001198 | 0.0011908 | 0.0011908 | 0.0011908 | 0.0011908 | 0.0011908 | 0.0011908 | 0.0011908 | 0.0011908 | 0.0011908 | 0.0011908 | 0.0011908 | 0.0011908 | 0.0011908 | 0.0066118 | 0.0066567 | 0.0067015 | 0.0067464 | 0.0067912 | 0.006791 | 0.0067908 | 0.0067906 | 0.0067904 | 0.0067902 | 0.00679 | 0.0067898 | 0.0067896 | 0.0067894 | 0.0067892 | 0.006789 | 0.0067888 | 0.0067886 | 0.0067884 | 0.0067882 | 0.00022489 | 0.0002278 | 0.00023003 | 0.00023087 | 0.0002317 | 0.00023381 | 0.00023593 | 0.00023451 | 0.0002345 | 0.00023449 | 0.00023448 | 0.00023448 | 0.00023447 | 0.00023446 | 0.00023446 | 0.00023445 | 0.00023444 | 0.00023444 | 0.00023443 | 0.00023442 | 41631.5752 | 12245.2308 | 140.1076 | 41.2103
| HSM002-157400607 | 32 | HSM002 | HSM | 0 | 0 | 0.0011729 | 0.0011801 | 0.0011836 | 0.0011801 | 0.0011765 | 0.0011872 | 0.001198 | 0.0011908 | 0.0011908 | 0.0011908 | 0.0011908 | 0.0011908 | 0.0011908 | 0.0011908 | 0.0011908 | 0.0011908 | 0.0011908 | 0.0011908 | 0.0011908 | 0.0011908 | 0.0073592 | 0.0073953 | 0.0074314 | 0.0074674 | 0.0075035 | 0.0074948 | 0.0074861 | 0.0074775 | 0.0074688 | 0.0074601 | 0.0074515 | 0.0074428 | 0.0074341 | 0.0074255 | 0.0074168 | 0.0074081 | 0.0073995 | 0.0073908 | 0.0073821 | 0.0073735 | 0.00025031 | 0.00025308 | 0.00025509 | 0.00025555 | 0.000256 | 0.00025804 | 0.00026008 | 0.00025822 | 0.00025793 | 0.00025763 | 0.00025733 | 0.00025703 | 0.00025673 | 0.00025643 | 0.00025613 | 0.00025583 | 0.00025553 | 0.00025523 | 0.00025493 | 0.00025463 | 41631.5752 | 12245.2308 | 154.1022 | 45.3266
| HSM002-157400755 | 66 | HSM002 | HSM | 0 | 0 | 0.0011729 | 0.0011801 | 0.0011836 | 0.0011801 | 0.0011765 | 0.0011872 | 0.001198 | 0.0011908 | 0.0011908 | 0.0011908 | 0.0011908 | 0.0011908 | 0.0011908 | 0.0011908 | 0.0011908 | 0.0011908 | 0.0011908 | 0.0011908 | 0.0011908 | 0.0011908 | 0.083523 | 0.084154 | 0.084785 | 0.085416 | 0.086047 | 0.085929 | 0.085812 | 0.085694 | 0.085577 | 0.085459 | 0.085342 | 0.085224 | 0.085107 | 0.084989 | 0.084872 | 0.084754 | 0.084637 | 0.084519 | 0.084402 | 0.084284 | 0.0028409 | 0.0028799 | 0.0029103 | 0.0029231 | 0.0029357 | 0.0029585 | 0.0029812 | 0.0029593 | 0.0029553 | 0.0029512 | 0.0029472 | 0.0029431 | 0.0029391 | 0.002935 | 0.0029309 | 0.0029269 | 0.0029228 | 0.0029188 | 0.0029147 | 0.0029107 | 41631.5752 | 12245.2308 | 1762.3498 | 518.3657
| HSM002-157998943 | 41 | HSM002 | HSM | 0 | 0 | 0.0011729 | 0.0011801 | 0.0011836 | 0.0011801 | 0.0011765 | 0.0011872 | 0.001198 | 0.0011908 | 0.0011908 | 0.0011908 | 0.0011908 | 0.0011908 | 0.0011908 | 0.0011908 | 0.0011908 | 0.0011908 | 0.0011908 | 0.0011908 | 0.0011908 | 0.0011908 | 0.0045916 | 0.004615 | 0.0046383 | 0.0046617 | 0.0046851 | 0.0046599 | 0.0046346 | 0.0046094 | 0.0045841 | 0.0045589 | 0.0045336 | 0.0045084 | 0.0044831 | 0.0044578 | 0.0044326 | 0.0044073 | 0.0043821 | 0.0043568 | 0.0043316 | 0.0043063 | 0.00015618 | 0.00015793 | 0.00015921 | 0.00015953 | 0.00015985 | 0.00016044 | 0.00016101 | 0.00015918 | 0.00015831 | 0.00015743 | 0.00015656 | 0.00015569 | 0.00015482 | 0.00015395 | 0.00015307 | 0.0001522 | 0.00015133 | 0.00015046 | 0.00014959 | 0.00014871 | 41631.5752 | 12245.2308 | 94.137 | 27.6888
| HSM002-157999372 | 77 | HSM002 | HSM | 0 | 0 | 0.0011729 | 0.0011801 | 0.0011836 | 0.0011801 | 0.0011765 | 0.0011872 | 0.001198 | 0.0011908 | 0.0011908 | 0.0011908 | 0.0011908 | 0.0011908 | 0.0011908 | 0.0011908 | 0.0011908 | 0.0011908 | 0.0011908 | 0.0011908 | 0.0011908 | 0.0011908 | 0.025115 | 0.025264 | 0.025414 | 0.025563 | 0.025713 | 0.025652 | 0.025591 | 0.02553 | 0.025469 | 0.025408 | 0.025347 | 0.025286 | 0.025225 | 0.025165 | 0.025104 | 0.025043 | 0.024982 | 0.024921 | 0.02486 | 0.024799 | 0.00085424 | 0.00086458 | 0.00087234 | 0.00087481 | 0.00087725 | 0.00088318 | 0.00088907 | 0.00088164 | 0.00087954 | 0.00087744 | 0.00087533 | 0.00087323 | 0.00087113 | 0.00086903 | 0.00086692 | 0.00086482 | 0.00086272 | 0.00086062 | 0.00085852 | 0.00085641 | 41631.5752 | 12245.2308 | 524.4641 | 154.2623
| HSM002-157999534 | 43 | HSM002 | HSM | 0 | 0 | 0.0011729 | 0.0011801 | 0.0011836 | 0.0011801 | 0.0011765 | 0.0011872 | 0.001198 | 0.0011908 | 0.0011908 | 0.0011908 | 0.0011908 | 0.0011908 | 0.0011908 | 0.0011908 | 0.0011908 | 0.0011908 | 0.0011908 | 0.0011908 | 0.0011908 | 0.0011908 | 0.002863 | 0.00288 | 0.0028971 | 0.0029141 | 0.0029311 | 0.0029279 | 0.0029247 | 0.0029214 | 0.0029182 | 0.002915 | 0.0029117 | 0.0029085 | 0.0029053 | 0.0029021 | 0.0028988 | 0.0028956 | 0.0028924 | 0.0028891 | 0.0028859 | 0.0028827 | 9.7381e-05 | 9.8559e-05 | 9.9443e-05 | 9.9725e-05 | 0.0001 | 0.00010081 | 0.00010161 | 0.00010089 | 0.00010078 | 0.00010066 | 0.00010055 | 0.00010044 | 0.00010033 | 0.00010022 | 0.00010011 | 9.9996e-05 | 9.9884e-05 | 9.9773e-05 | 9.9661e-05 | 9.955e-05 | 41631.5752 | 12245.2308 | 60.1743 | 17.6993
| HSM002-158058496 | 104 | HSM002 | HSM | 0 | 0 | 0.0011729 | 0.0011801 | 0.0011836 | 0.0011801 | 0.0011765 | 0.0011872 | 0.001198 | 0.0011908 | 0.0011908 | 0.0011908 | 0.0011908 | 0.0011908 | 0.0011908 | 0.0011908 | 0.0011908 | 0.0011908 | 0.0011908 | 0.0011908 | 0.0011908 | 0.0011908 | 0.0010209 | 0.0010233 | 0.0010257 | 0.001028 | 0.0010304 | 0.0010276 | 0.0010249 | 0.0010221 | 0.0010194 | 0.0010166 | 0.0010138 | 0.0010111 | 0.0010083 | 0.0010056 | 0.0010028 | 0.001 | 0.00099728 | 0.00099452 | 0.00099176 | 0.000989 | 3.4726e-05 | 3.5019e-05 | 3.5207e-05 | 3.5181e-05 | 3.5155e-05 | 3.5381e-05 | 3.5606e-05 | 3.5298e-05 | 3.5202e-05 | 3.5107e-05 | 3.5012e-05 | 3.4916e-05 | 3.4821e-05 | 3.4726e-05 | 3.463e-05 | 3.4535e-05 | 3.444e-05 | 3.4344e-05 | 3.4249e-05 | 3.4154e-05 | 41631.5752 | 12245.2308 | 21.0328 | 6.1865
| HSM002-158058597 | 58 | HSM002 | HSM | 0 | 0 | 0.0011729 | 0.0011801 | 0.0011836 | 0.0011801 | 0.0011765 | 0.0011872 | 0.001198 | 0.0011908 | 0.0011908 | 0.0011908 | 0.0011908 | 0.0011908 | 0.0011908 | 0.0011908 | 0.0011908 | 0.0011908 | 0.0011908 | 0.0011908 | 0.0011908 | 0.0011908 | 0.0079667 | 0.0080069 | 0.0080471 | 0.0080873 | 0.0081275 | 0.0081079 | 0.0080882 | 0.0080685 | 0.0080489 | 0.0080292 | 0.0080095 | 0.0079898 | 0.0079702 | 0.0079505 | 0.0079308 | 0.0079111 | 0.0078915 | 0.0078718 | 0.0078521 | 0.0078324 | 0.00027098 | 0.00027401 | 0.00027622 | 0.00027676 | 0.00027729 | 0.00027915 | 0.000281 | 0.00027864 | 0.00027796 | 0.00027728 | 0.0002766 | 0.00027592 | 0.00027524 | 0.00027456 | 0.00027388 | 0.0002732 | 0.00027252 | 0.00027184 | 0.00027116 | 0.00027048 | 41631.5752 | 12245.2308 | 165.8295 | 48.776
| HSM002-158110114 | 41 | HSM002 | HSM | 0 | 0 | 0.0011729 | 0.0011801 | 0.0011836 | 0.0011801 | 0.0011765 | 0.0011872 | 0.001198 | 0.0011908 | 0.0011908 | 0.0011908 | 0.0011908 | 0.0011908 | 0.0011908 | 0.0011908 | 0.0011908 | 0.0011908 | 0.0011908 | 0.0011908 | 0.0011908 | 0.0011908 | 0.025669 | 0.025805 | 0.02594 | 0.026076 | 0.026212 | 0.026094 | 0.025976 | 0.025858 | 0.02574 | 0.025622 | 0.025504 | 0.025386 | 0.025268 | 0.02515 | 0.025032 | 0.024914 | 0.024796 | 0.024677 | 0.024559 | 0.024441 | 0.00087309 | 0.00088308 | 0.00089042 | 0.00089237 | 0.00089429 | 0.00089841 | 0.00090245 | 0.00089297 | 0.00088889 | 0.00088482 | 0.00088074 | 0.00087666 | 0.00087259 | 0.00086851 | 0.00086443 | 0.00086036 | 0.00085628 | 0.00085221 | 0.00084813 | 0.00084405 | 41631.5752 | 12245.2308 | 529.0322 | 155.606
| HSM002-158110202 | 20 | HSM002 | HSM | 0 | 0 | 0.0011729 | 0.0011801 | 0.0011836 | 0.0011801 | 0.0011765 | 0.0011872 | 0.001198 | 0.0011908 | 0.0011908 | 0.0011908 | 0.0011908 | 0.0011908 | 0.0011908 | 0.0011908 | 0.0011908 | 0.0011908 | 0.0011908 | 0.0011908 | 0.0011908 | 0.0011908 | 0.0023122 | 0.002324 | 0.0023358 | 0.0023477 | 0.0023595 | 0.0023478 | 0.0023361 | 0.0023245 | 0.0023128 | 0.0023011 | 0.0022894 | 0.0022777 | 0.0022661 | 0.0022544 | 0.0022427 | 0.002231 | 0.0022194 | 0.0022077 | 0.002196 | 0.0021843 | 7.8645e-05 | 7.9531e-05 | 8.0179e-05 | 8.0341e-05 | 8.0501e-05 | 8.0835e-05 | 8.1162e-05 | 8.0272e-05 | 7.9869e-05 | 7.9466e-05 | 7.9062e-05 | 7.8659e-05 | 7.8256e-05 | 7.7852e-05 | 7.7449e-05 | 7.7046e-05 | 7.6642e-05 | 7.6239e-05 | 7.5836e-05 | 7.5432e-05 | 41631.5752 | 12245.2308 | 47.5166 | 13.9762
| HSM002-158110374 | 14 | HSM002 | HSM | 0 | 0 | 0.0011729 | 0.0011801 | 0.0011836 | 0.0011801 | 0.0011765 | 0.0011872 | 0.001198 | 0.0011908 | 0.0011908 | 0.0011908 | 0.0011908 | 0.0011908 | 0.0011908 | 0.0011908 | 0.0011908 | 0.0011908 | 0.0011908 | 0.0011908 | 0.0011908 | 0.0011908 | 0.010632 | 0.010689 | 0.010745 | 0.010801 | 0.010858 | 0.010801 | 0.010743 | 0.010686 | 0.010629 | 0.010572 | 0.010515 | 0.010457 | 0.0104 | 0.010343 | 0.010286 | 0.010229 | 0.010171 | 0.010114 | 0.010057 | 0.0099999 | 0.00036164 | 0.00036578 | 0.00036883 | 0.00036964 | 0.00037044 | 0.00037186 | 0.00037324 | 0.00036903 | 0.00036706 | 0.00036508 | 0.00036311 | 0.00036113 | 0.00035916 | 0.00035718 | 0.00035521 | 0.00035323 | 0.00035126 | 0.00034928 | 0.00034731 | 0.00034533 | 41631.5752 | 12245.2308 | 218.2715 | 64.2009
| HSM002-158110591 | 35 | HSM002 | HSM | 0 | 0 | 0.0011729 | 0.0011801 | 0.0011836 | 0.0011801 | 0.0011765 | 0.0011872 | 0.001198 | 0.0011908 | 0.0011908 | 0.0011908 | 0.0011908 | 0.0011908 | 0.0011908 | 0.0011908 | 0.0011908 | 0.0011908 | 0.0011908 | 0.0011908 | 0.0011908 | 0.0011908 | 0.0048068 | 0.0048342 | 0.0048616 | 0.004889 | 0.0049163 | 0.0048899 | 0.0048635 | 0.0048371 | 0.0048107 | 0.0047843 | 0.0047578 | 0.0047314 | 0.004705 | 0.0046786 | 0.0046522 | 0.0046257 | 0.0045993 | 0.0045729 | 0.0045465 | 0.0045201 | 0.0001635 | 0.00016543 | 0.00016688 | 0.00016731 | 0.00016773 | 0.00016836 | 0.00016897 | 0.00016704 | 0.00016613 | 0.00016522 | 0.00016431 | 0.00016339 | 0.00016248 | 0.00016157 | 0.00016066 | 0.00015974 | 0.00015883 | 0.00015792 | 0.00015701 | 0.00015609 | 41631.5752 | 12245.2308 | 98.7529 | 29.0465
| HSM002-158110691 | 106 | HSM002 | HSM | 0 | 0 | 0.0011729 | 0.0011801 | 0.0011836 | 0.0011801 | 0.0011765 | 0.0011872 | 0.001198 | 0.0011908 | 0.0011908 | 0.0011908 | 0.0011908 | 0.0011908 | 0.0011908 | 0.0011908 | 0.0011908 | 0.0011908 | 0.0011908 | 0.0011908 | 0.0011908 | 0.0011908 | 0.17495 | 0.17591 | 0.17687 | 0.17784 | 0.1788 | 0.17881 | 0.17883 | 0.17884 | 0.17886 | 0.17887 | 0.17889 | 0.1789 | 0.17892 | 0.17893 | 0.17895 | 0.17896 | 0.17897 | 0.17899 | 0.179 | 0.17902 | 0.0059505 | 0.0060199 | 0.0060712 | 0.0060858 | 0.0061002 | 0.0061565 | 0.0062128 | 0.0061761 | 0.0061766 | 0.0061771 | 0.0061776 | 0.0061781 | 0.0061786 | 0.0061791 | 0.0061797 | 0.0061802 | 0.0061807 | 0.0061812 | 0.0061817 | 0.0061822 | 41631.5752 | 12245.2308 | 3693.7581 | 1086.4571
| HSM002-158126654 | 14 | HSM002 | HSM | 0 | 0 | 0.0011729 | 0.0011801 | 0.0011836 | 0.0011801 | 0.0011765 | 0.0011872 | 0.001198 | 0.0011908 | 0.0011908 | 0.0011908 | 0.0011908 | 0.0011908 | 0.0011908 | 0.0011908 | 0.0011908 | 0.0011908 | 0.0011908 | 0.0011908 | 0.0011908 | 0.0011908 | 0.035665 | 0.035916 | 0.036167 | 0.036418 | 0.036669 | 0.036671 | 0.036672 | 0.036674 | 0.036675 | 0.036677 | 0.036678 | 0.03668 | 0.036681 | 0.036682 | 0.036684 | 0.036685 | 0.036687 | 0.036688 | 0.03669 | 0.036691 | 0.0012131 | 0.0012291 | 0.0012415 | 0.0012463 | 0.0012511 | 0.0012626 | 0.0012741 | 0.0012665 | 0.0012665 | 0.0012666 | 0.0012666 | 0.0012667 | 0.0012667 | 0.0012668 | 0.0012668 | 0.0012669 | 0.0012669 | 0.001267 | 0.001267 | 0.0012671 | 41631.5752 | 12245.2308 | 756.6573 | 222.5581
| HSM002-158165458 | 51 | HSM002 | HSM | 0 | 0 | 0.0011729 | 0.0011801 | 0.0011836 | 0.0011801 | 0.0011765 | 0.0011872 | 0.001198 | 0.0011908 | 0.0011908 | 0.0011908 | 0.0011908 | 0.0011908 | 0.0011908 | 0.0011908 | 0.0011908 | 0.0011908 | 0.0011908 | 0.0011908 | 0.0011908 | 0.0011908 | 0.63914 | 0.64201 | 0.64488 | 0.64775 | 0.65062 | 0.65007 | 0.64952 | 0.64897 | 0.64843 | 0.64788 | 0.64733 | 0.64678 | 0.64623 | 0.64568 | 0.64513 | 0.64459 | 0.64404 | 0.64349 | 0.64294 | 0.64239 | 0.02174 | 0.021971 | 0.022136 | 0.022167 | 0.022198 | 0.022382 | 0.022566 | 0.022411 | 0.022393 | 0.022374 | 0.022355 | 0.022336 | 0.022317 | 0.022298 | 0.022279 | 0.02226 | 0.022241 | 0.022222 | 0.022203 | 0.022184 | 41631.5752 | 12245.2308 | 13386.7431 | 3937.4863
| HSM002-158165593 | 43 | HSM002 | HSM | 0 | 0 | 0.0011729 | 0.0011801 | 0.0011836 | 0.0011801 | 0.0011765 | 0.0011872 | 0.001198 | 0.0011908 | 0.0011908 | 0.0011908 | 0.0011908 | 0.0011908 | 0.0011908 | 0.0011908 | 0.0011908 | 0.0011908 | 0.0011908 | 0.0011908 | 0.0011908 | 0.0011908 | 0.00014512 | 0.00014608 | 0.00014704 | 0.000148 | 0.00014896 | 0.00014896 | 0.00014896 | 0.00014896 | 0.00014896 | 0.00014896 | 0.00014896 | 0.00014896 | 0.00014896 | 0.00014896 | 0.00014896 | 0.00014896 | 0.00014896 | 0.00014896 | 0.00014896 | 0.00014896 | 4.9361e-06 | 4.9991e-06 | 5.0472e-06 | 5.0648e-06 | 5.0822e-06 | 5.1286e-06 | 5.1751e-06 | 5.1441e-06 | 5.1441e-06 | 5.1441e-06 | 5.1441e-06 | 5.1441e-06 | 5.1441e-06 | 5.1441e-06 | 5.1441e-06 | 5.1441e-06 | 5.1441e-06 | 5.1441e-06 | 5.1441e-06 | 5.1441e-06 | 41631.5752 | 12245.2308 | 3.0739 | 0.90414
| HSM002-163503065 | 26 | HSM002 | HSM | 0 | 0 | 0.0011729 | 0.0011801 | 0.0011836 | 0.0011801 | 0.0011765 | 0.0011872 | 0.001198 | 0.0011908 | 0.0011908 | 0.0011908 | 0.0011908 | 0.0011908 | 0.0011908 | 0.0011908 | 0.0011908 | 0.0011908 | 0.0011908 | 0.0011908 | 0.0011908 | 0.0011908 | 0.0044879 | 0.0045136 | 0.0045392 | 0.0045649 | 0.0045906 | 0.0045722 | 0.0045538 | 0.0045354 | 0.004517 | 0.0044986 | 0.0044802 | 0.0044618 | 0.0044435 | 0.0044251 | 0.0044067 | 0.0043883 | 0.0043699 | 0.0043515 | 0.0043331 | 0.0043147 | 0.00015265 | 0.00015446 | 0.00015581 | 0.00015622 | 0.00015662 | 0.00015742 | 0.00015821 | 0.00015662 | 0.00015599 | 0.00015535 | 0.00015472 | 0.00015408 | 0.00015345 | 0.00015281 | 0.00015218 | 0.00015154 | 0.00015091 | 0.00015027 | 0.00014964 | 0.000149 | 41631.5752 | 12245.2308 | 92.8634 | 27.3142
| HSM002-163560034 | 139 | HSM002 | HSM | 0 | 0 | 0.0011729 | 0.0011801 | 0.0011836 | 0.0011801 | 0.0011765 | 0.0011872 | 0.001198 | 0.0011908 | 0.0011908 | 0.0011908 | 0.0011908 | 0.0011908 | 0.0011908 | 0.0011908 | 0.0011908 | 0.0011908 | 0.0011908 | 0.0011908 | 0.0011908 | 0.0011908 | 0.27182 | 0.27324 | 0.27465 | 0.27607 | 0.27748 | 0.27606 | 0.27464 | 0.27323 | 0.27181 | 0.27039 | 0.26897 | 0.26755 | 0.26614 | 0.26472 | 0.2633 | 0.26188 | 0.26046 | 0.25905 | 0.25763 | 0.25621 | 0.0092457 | 0.0093506 | 0.0094276 | 0.0094474 | 0.009467 | 0.0095047 | 0.0095416 | 0.0094355 | 0.0093865 | 0.0093376 | 0.0092886 | 0.0092396 | 0.0091907 | 0.0091417 | 0.0090927 | 0.0090438 | 0.0089948 | 0.0089458 | 0.0088969 | 0.0088479 | 41631.5752 | 12245.2308 | 5583.0484 | 1642.1602
| HSM002-24600694 | 666 | HSM002 | HSM | 0 | 0 | 0.0011729 | 0.0011801 | 0.0011836 | 0.0011801 | 0.0011765 | 0.0011872 | 0.001198 | 0.0011908 | 0.0011908 | 0.0011908 | 0.0011908 | 0.0011908 | 0.0011908 | 0.0011908 | 0.0011908 | 0.0011908 | 0.0011908 | 0.0011908 | 0.0011908 | 0.0011908 | 9.2604 | 9.3085 | 9.3566 | 9.4047 | 9.4528 | 9.4295 | 9.4063 | 9.3831 | 9.3598 | 9.3366 | 9.3134 | 9.2901 | 9.2669 | 9.2437 | 9.2204 | 9.1972 | 9.1739 | 9.1507 | 9.1275 | 9.1042 | 0.31498 | 0.31855 | 0.32117 | 0.32184 | 0.32251 | 0.32466 | 0.32679 | 0.32403 | 0.32323 | 0.32243 | 0.32162 | 0.32082 | 0.32002 | 0.31922 | 0.31842 | 0.31761 | 0.31681 | 0.31601 | 0.31521 | 0.3144 | 41631.5752 | 12245.2308 | 192813.9075 | 56712.9825
| HSM002-24601420 | 462 | HSM002 | HSM | 0 | 0 | 0.0011729 | 0.0011801 | 0.0011836 | 0.0011801 | 0.0011765 | 0.0011872 | 0.001198 | 0.0011908 | 0.0011908 | 0.0011908 | 0.0011908 | 0.0011908 | 0.0011908 | 0.0011908 | 0.0011908 | 0.0011908 | 0.0011908 | 0.0011908 | 0.0011908 | 0.0011908 | 17.6816 | 17.7643 | 17.8471 | 17.9298 | 18.0125 | 17.994 | 17.9754 | 17.9568 | 17.9382 | 17.9197 | 17.9011 | 17.8825 | 17.8639 | 17.8454 | 17.8268 | 17.8082 | 17.7896 | 17.771 | 17.7525 | 17.7339 | 0.60141 | 0.60792 | 0.61261 | 0.61359 | 0.61455 | 0.61953 | 0.6245 | 0.62012 | 0.61947 | 0.61883 | 0.61819 | 0.61755 | 0.61691 | 0.61627 | 0.61562 | 0.61498 | 0.61434 | 0.6137 | 0.61306 | 0.61242 | 41631.5752 | 12245.2308 | 370216.2146 | 108892.9008
| HSM003-15416492 | 188 | HSM003 | HSM | 0 | 0 | 0.0015017 | 0.0015142 | 0.0015204 | 0.0015142 | 0.0015111 | 0.0015236 | 0.0015361 | 0.0015298 | 0.0015298 | 0.0015298 | 0.0015298 | 0.0015298 | 0.0015298 | 0.0015298 | 0.0015298 | 0.0015298 | 0.0015298 | 0.0015298 | 0.0015298 | 0.0015298 | 41.2835 | 41.6346 | 41.9858 | 42.337 | 42.6882 | 42.7631 | 42.838 | 42.9129 | 42.9878 | 43.0626 | 43.1375 | 43.2124 | 43.2873 | 43.3622 | 43.4371 | 43.512 | 43.5868 | 43.6617 | 43.7366 | 43.8115 | 1.7979 | 1.8283 | 1.8513 | 1.8591 | 1.8707 | 1.8894 | 1.9082 | 1.9038 | 1.9071 | 1.9105 | 1.9138 | 1.9171 | 1.9204 | 1.9237 | 1.9271 | 1.9304 | 1.9337 | 1.937 | 1.9404 | 1.9437 | 41631.5752 | 12245.2308 | 1139781.8146 | 335247.7367
| HSM003-160653285 | 133 | HSM003 | HSM | 0 | 0 | 0.0015017 | 0.0015142 | 0.0015204 | 0.0015142 | 0.0015111 | 0.0015236 | 0.0015361 | 0.0015298 | 0.0015298 | 0.0015298 | 0.0015298 | 0.0015298 | 0.0015298 | 0.0015298 | 0.0015298 | 0.0015298 | 0.0015298 | 0.0015298 | 0.0015298 | 0.0015298 | 0.19408 | 0.19591 | 0.19774 | 0.19957 | 0.2014 | 0.20082 | 0.20023 | 0.19965 | 0.19906 | 0.19847 | 0.19789 | 0.1973 | 0.19671 | 0.19613 | 0.19554 | 0.19496 | 0.19437 | 0.19378 | 0.1932 | 0.19261 | 0.0084523 | 0.0086029 | 0.0087191 | 0.0087637 | 0.0088258 | 0.0088728 | 0.0089194 | 0.0088572 | 0.0088312 | 0.0088052 | 0.0087792 | 0.0087532 | 0.0087272 | 0.0087012 | 0.0086752 | 0.0086492 | 0.0086232 | 0.0085971 | 0.0085711 | 0.0085451 | 41631.5752 | 12245.2308 | 5248.4974 | 1543.7576
| HSM003-160653643 | 112 | HSM003 | HSM | 0 | 0 | 0.0015017 | 0.0015142 | 0.0015204 | 0.0015142 | 0.0015111 | 0.0015236 | 0.0015361 | 0.0015298 | 0.0015298 | 0.0015298 | 0.0015298 | 0.0015298 | 0.0015298 | 0.0015298 | 0.0015298 | 0.0015298 | 0.0015298 | 0.0015298 | 0.0015298 | 0.0015298 | 0.10268 | 0.10364 | 0.1046 | 0.10555 | 0.10651 | 0.10626 | 0.10602 | 0.10577 | 0.10552 | 0.10528 | 0.10503 | 0.10478 | 0.10454 | 0.10429 | 0.10404 | 0.1038 | 0.10355 | 0.1033 | 0.10306 | 0.10281 | 0.0044718 | 0.004551 | 0.004612 | 0.0046351 | 0.0046674 | 0.0046951 | 0.0047226 | 0.0046925 | 0.0046815 | 0.0046706 | 0.0046597 | 0.0046487 | 0.0046378 | 0.0046268 | 0.0046159 | 0.004605 | 0.004594 | 0.0045831 | 0.0045721 | 0.0045612 | 41631.5752 | 12245.2308 | 2784.3124 | 818.9589
| HSM003-160677450 | 111 | HSM003 | HSM | 0 | 0 | 0.0015017 | 0.0015142 | 0.0015204 | 0.0015142 | 0.0015111 | 0.0015236 | 0.0015361 | 0.0015298 | 0.0015298 | 0.0015298 | 0.0015298 | 0.0015298 | 0.0015298 | 0.0015298 | 0.0015298 | 0.0015298 | 0.0015298 | 0.0015298 | 0.0015298 | 0.0015298 | 0.1715 | 0.17325 | 0.17501 | 0.17676 | 0.17851 | 0.17787 | 0.17723 | 0.17659 | 0.17595 | 0.17531 | 0.17467 | 0.17403 | 0.17339 | 0.17275 | 0.17211 | 0.17147 | 0.17083 | 0.17019 | 0.16955 | 0.16891 | 0.0074687 | 0.0076078 | 0.0077165 | 0.0077619 | 0.0078227 | 0.0078591 | 0.007895 | 0.0078345 | 0.0078061 | 0.0077777 | 0.0077493 | 0.0077209 | 0.0076926 | 0.0076642 | 0.0076358 | 0.0076074 | 0.007579 | 0.0075506 | 0.0075222 | 0.0074938 | 41631.5752 | 12245.2308 | 4633.555 | 1362.8826
| HSM003-160677580 | 105 | HSM003 | HSM | 0 | 0 | 0.0015017 | 0.0015142 | 0.0015204 | 0.0015142 | 0.0015111 | 0.0015236 | 0.0015361 | 0.0015298 | 0.0015298 | 0.0015298 | 0.0015298 | 0.0015298 | 0.0015298 | 0.0015298 | 0.0015298 | 0.0015298 | 0.0015298 | 0.0015298 | 0.0015298 | 0.0015298 | 0.074835 | 0.075761 | 0.076687 | 0.077613 | 0.078538 | 0.078349 | 0.07816 | 0.077971 | 0.077782 | 0.077593 | 0.077404 | 0.077215 | 0.077026 | 0.076836 | 0.076647 | 0.076458 | 0.076269 | 0.07608 | 0.075891 | 0.075702 | 0.003259 | 0.0033268 | 0.0033813 | 0.0034081 | 0.0034417 | 0.0034618 | 0.0034817 | 0.0034592 | 0.0034508 | 0.0034424 | 0.003434 | 0.0034256 | 0.0034172 | 0.0034088 | 0.0034004 | 0.003392 | 0.0033837 | 0.0033753 | 0.0033669 | 0.0033585 | 41631.5752 | 12245.2308 | 2048.2956 | 602.4718
| HSM003-160677831 | 98 | HSM003 | HSM | 0 | 0 | 0.0015017 | 0.0015142 | 0.0015204 | 0.0015142 | 0.0015111 | 0.0015236 | 0.0015361 | 0.0015298 | 0.0015298 | 0.0015298 | 0.0015298 | 0.0015298 | 0.0015298 | 0.0015298 | 0.0015298 | 0.0015298 | 0.0015298 | 0.0015298 | 0.0015298 | 0.0015298 | 0.1195 | 0.12069 | 0.12187 | 0.12306 | 0.12425 | 0.12432 | 0.1244 | 0.12447 | 0.12455 | 0.12463 | 0.1247 | 0.12478 | 0.12486 | 0.12493 | 0.12501 | 0.12509 | 0.12516 | 0.12524 | 0.12532 | 0.12539 | 0.0052043 | 0.0052997 | 0.0053738 | 0.0054038 | 0.0054446 | 0.005493 | 0.0055414 | 0.0055223 | 0.0055257 | 0.0055291 | 0.0055324 | 0.0055358 | 0.0055392 | 0.0055426 | 0.005546 | 0.0055494 | 0.0055528 | 0.0055562 | 0.0055596 | 0.005563 | 41631.5752 | 12245.2308 | 3295.5535 | 969.3319
| HSM003-160683184 | 81 | HSM003 | HSM | 0 | 0 | 0.0015017 | 0.0015142 | 0.0015204 | 0.0015142 | 0.0015111 | 0.0015236 | 0.0015361 | 0.0015298 | 0.0015298 | 0.0015298 | 0.0015298 | 0.0015298 | 0.0015298 | 0.0015298 | 0.0015298 | 0.0015298 | 0.0015298 | 0.0015298 | 0.0015298 | 0.0015298 | 0.10618 | 0.10733 | 0.10848 | 0.10963 | 0.11078 | 0.11034 | 0.1099 | 0.10946 | 0.10902 | 0.10858 | 0.10814 | 0.10771 | 0.10727 | 0.10683 | 0.10639 | 0.10595 | 0.10551 | 0.10508 | 0.10464 | 0.1042 | 0.0046242 | 0.0047131 | 0.0047831 | 0.0048139 | 0.0048544 | 0.0048751 | 0.0048955 | 0.0048562 | 0.0048367 | 0.0048173 | 0.0047978 | 0.0047784 | 0.0047589 | 0.0047394 | 0.00472 | 0.0047005 | 0.0046811 | 0.0046616 | 0.0046422 | 0.0046227 | 41631.5752 | 12245.2308 | 2868.7384 | 843.7914
| HSM003-160683337 | 61 | HSM003 | HSM | 0 | 0 | 0.0015017 | 0.0015142 | 0.0015204 | 0.0015142 | 0.0015111 | 0.0015236 | 0.0015361 | 0.0015298 | 0.0015298 | 0.0015298 | 0.0015298 | 0.0015298 | 0.0015298 | 0.0015298 | 0.0015298 | 0.0015298 | 0.0015298 | 0.0015298 | 0.0015298 | 0.0015298 | 0.11561 | 0.1167 | 0.11779 | 0.11888 | 0.11998 | 0.11975 | 0.11953 | 0.11931 | 0.11908 | 0.11886 | 0.11864 | 0.11841 | 0.11819 | 0.11797 | 0.11774 | 0.11752 | 0.1173 | 0.11707 | 0.11685 | 0.11663 | 0.0050347 | 0.0051245 | 0.0051938 | 0.0052204 | 0.0052575 | 0.0052911 | 0.0053245 | 0.005293 | 0.0052831 | 0.0052731 | 0.0052632 | 0.0052533 | 0.0052434 | 0.0052335 | 0.0052236 | 0.0052137 | 0.0052038 | 0.0051939 | 0.005184 | 0.0051741 | 41631.5752 | 12245.2308 | 3143.3733 | 924.5706
| HSM003-160683747 | 113 | HSM003 | HSM | 0 | 0 | 0.0015017 | 0.0015142 | 0.0015204 | 0.0015142 | 0.0015111 | 0.0015236 | 0.0015361 | 0.0015298 | 0.0015298 | 0.0015298 | 0.0015298 | 0.0015298 | 0.0015298 | 0.0015298 | 0.0015298 | 0.0015298 | 0.0015298 | 0.0015298 | 0.0015298 | 0.0015298 | 0.17274 | 0.17464 | 0.17654 | 0.17845 | 0.18035 | 0.17981 | 0.17926 | 0.17872 | 0.17818 | 0.17764 | 0.1771 | 0.17655 | 0.17601 | 0.17547 | 0.17493 | 0.17439 | 0.17384 | 0.1733 | 0.17276 | 0.17222 | 0.0075228 | 0.0076689 | 0.0077844 | 0.0078359 | 0.0079031 | 0.0079445 | 0.0079855 | 0.0079289 | 0.0079049 | 0.0078808 | 0.0078568 | 0.0078327 | 0.0078087 | 0.0077846 | 0.0077606 | 0.0077365 | 0.0077125 | 0.0076884 | 0.0076644 | 0.0076403 | 41631.5752 | 12245.2308 | 4692.9361 | 1380.3486
| HSM003-160720939 | 111 | HSM003 | HSM | 0 | 0 | 0.0015017 | 0.0015142 | 0.0015204 | 0.0015142 | 0.0015111 | 0.0015236 | 0.0015361 | 0.0015298 | 0.0015298 | 0.0015298 | 0.0015298 | 0.0015298 | 0.0015298 | 0.0015298 | 0.0015298 | 0.0015298 | 0.0015298 | 0.0015298 | 0.0015298 | 0.0015298 | 0.22693 | 0.22888 | 0.23084 | 0.23279 | 0.23475 | 0.23423 | 0.23372 | 0.2332 | 0.23268 | 0.23217 | 0.23165 | 0.23114 | 0.23062 | 0.2301 | 0.22959 | 0.22907 | 0.22855 | 0.22804 | 0.22752 | 0.22701 | 0.0098827 | 0.010051 | 0.010178 | 0.010222 | 0.010287 | 0.010349 | 0.010411 | 0.010346 | 0.010323 | 0.0103 | 0.010277 | 0.010254 | 0.010231 | 0.010208 | 0.010186 | 0.010163 | 0.01014 | 0.010117 | 0.010094 | 0.010071 | 41631.5752 | 12245.2308 | 6142.9407 | 1806.8431
| HSM003-160721106 | 78 | HSM003 | HSM | 0 | 0 | 0.0015017 | 0.0015142 | 0.0015204 | 0.0015142 | 0.0015111 | 0.0015236 | 0.0015361 | 0.0015298 | 0.0015298 | 0.0015298 | 0.0015298 | 0.0015298 | 0.0015298 | 0.0015298 | 0.0015298 | 0.0015298 | 0.0015298 | 0.0015298 | 0.0015298 | 0.0015298 | 0.10868 | 0.10976 | 0.11084 | 0.11192 | 0.113 | 0.11264 | 0.11227 | 0.1119 | 0.11153 | 0.11116 | 0.11079 | 0.11042 | 0.11005 | 0.10968 | 0.10931 | 0.10894 | 0.10857 | 0.1082 | 0.10783 | 0.10746 | 0.0047332 | 0.00482 | 0.0048875 | 0.0049148 | 0.004952 | 0.0049766 | 0.005001 | 0.0049642 | 0.0049478 | 0.0049315 | 0.0049151 | 0.0048987 | 0.0048823 | 0.0048659 | 0.0048495 | 0.0048331 | 0.0048167 | 0.0048003 | 0.0047839 | 0.0047675 | 41631.5752 | 12245.2308 | 2938.4879 | 864.307
| HSM003-160828901 | 82 | HSM003 | HSM | 0 | 0 | 0.0015017 | 0.0015142 | 0.0015204 | 0.0015142 | 0.0015111 | 0.0015236 | 0.0015361 | 0.0015298 | 0.0015298 | 0.0015298 | 0.0015298 | 0.0015298 | 0.0015298 | 0.0015298 | 0.0015298 | 0.0015298 | 0.0015298 | 0.0015298 | 0.0015298 | 0.0015298 | 0.033292 | 0.03368 | 0.034069 | 0.034457 | 0.034845 | 0.034772 | 0.0347 | 0.034627 | 0.034554 | 0.034481 | 0.034409 | 0.034336 | 0.034263 | 0.034191 | 0.034118 | 0.034045 | 0.033972 | 0.0339 | 0.033827 | 0.033754 | 0.0014499 | 0.001479 | 0.0015022 | 0.0015131 | 0.001527 | 0.0015364 | 0.0015457 | 0.0015362 | 0.001533 | 0.0015298 | 0.0015265 | 0.0015233 | 0.0015201 | 0.0015169 | 0.0015136 | 0.0015104 | 0.0015072 | 0.0015039 | 0.0015007 | 0.0014975 | 41631.5752 | 12245.2308 | 910.6563 | 267.8543
| HSM003-160875785 | 112 | HSM003 | HSM | 0 | 0 | 0.0015017 | 0.0015142 | 0.0015204 | 0.0015142 | 0.0015111 | 0.0015236 | 0.0015361 | 0.0015298 | 0.0015298 | 0.0015298 | 0.0015298 | 0.0015298 | 0.0015298 | 0.0015298 | 0.0015298 | 0.0015298 | 0.0015298 | 0.0015298 | 0.0015298 | 0.0015298 | 0.097049 | 0.097828 | 0.098607 | 0.099387 | 0.10017 | 0.10016 | 0.10015 | 0.10014 | 0.10013 | 0.10012 | 0.10011 | 0.10009 | 0.10008 | 0.10007 | 0.10006 | 0.10005 | 0.10004 | 0.10003 | 0.10002 | 0.10001 | 0.0042265 | 0.0042958 | 0.0043479 | 0.0043643 | 0.0043894 | 0.0044252 | 0.0044611 | 0.0044425 | 0.004442 | 0.0044416 | 0.0044411 | 0.0044407 | 0.0044402 | 0.0044398 | 0.0044393 | 0.0044389 | 0.0044384 | 0.004438 | 0.0044375 | 0.0044371 | 41631.5752 | 12245.2308 | 2650.2909 | 779.5387
| HSM003-160931238 | 144 | HSM003 | HSM | 0 | 0 | 0.0015017 | 0.0015142 | 0.0015204 | 0.0015142 | 0.0015111 | 0.0015236 | 0.0015361 | 0.0015298 | 0.0015298 | 0.0015298 | 0.0015298 | 0.0015298 | 0.0015298 | 0.0015298 | 0.0015298 | 0.0015298 | 0.0015298 | 0.0015298 | 0.0015298 | 0.0015298 | 0.16934 | 0.17118 | 0.17302 | 0.17486 | 0.17671 | 0.17605 | 0.17539 | 0.17474 | 0.17408 | 0.17342 | 0.17276 | 0.17211 | 0.17145 | 0.17079 | 0.17013 | 0.16948 | 0.16882 | 0.16816 | 0.16751 | 0.16685 | 0.0073746 | 0.0075168 | 0.0076291 | 0.0076786 | 0.0077436 | 0.0077785 | 0.007813 | 0.0077521 | 0.0077229 | 0.0076938 | 0.0076646 | 0.0076354 | 0.0076063 | 0.0075771 | 0.0075479 | 0.0075188 | 0.0074896 | 0.0074605 | 0.0074313 | 0.0074021 | 41631.5752 | 12245.2308 | 4581.6303 | 1347.6098
| HSM003-161008360 | 88 | HSM003 | HSM | 0 | 0 | 0.0015017 | 0.0015142 | 0.0015204 | 0.0015142 | 0.0015111 | 0.0015236 | 0.0015361 | 0.0015298 | 0.0015298 | 0.0015298 | 0.0015298 | 0.0015298 | 0.0015298 | 0.0015298 | 0.0015298 | 0.0015298 | 0.0015298 | 0.0015298 | 0.0015298 | 0.0015298 | 0.1509 | 0.15229 | 0.15367 | 0.15506 | 0.15645 | 0.1563 | 0.15615 | 0.156 | 0.15585 | 0.1557 | 0.15555 | 0.1554 | 0.15525 | 0.1551 | 0.15495 | 0.1548 | 0.15465 | 0.1545 | 0.15435 | 0.1542 | 0.0065716 | 0.0066872 | 0.0067759 | 0.006809 | 0.0068557 | 0.0069058 | 0.0069557 | 0.0069208 | 0.0069142 | 0.0069075 | 0.0069009 | 0.0068943 | 0.0068876 | 0.006881 | 0.0068744 | 0.0068677 | 0.0068611 | 0.0068545 | 0.0068478 | 0.0068412 | 41631.5752 | 12245.2308 | 4118.5509 | 1211.4028
| HSM003-161008735 | 149 | HSM003 | HSM | 0 | 0 | 0.0015017 | 0.0015142 | 0.0015204 | 0.0015142 | 0.0015111 | 0.0015236 | 0.0015361 | 0.0015298 | 0.0015298 | 0.0015298 | 0.0015298 | 0.0015298 | 0.0015298 | 0.0015298 | 0.0015298 | 0.0015298 | 0.0015298 | 0.0015298 | 0.0015298 | 0.0015298 | 0.069161 | 0.07002 | 0.07088 | 0.07174 | 0.0726 | 0.072426 | 0.072253 | 0.07208 | 0.071907 | 0.071734 | 0.071561 | 0.071388 | 0.071215 | 0.071041 | 0.070868 | 0.070695 | 0.070522 | 0.070349 | 0.070176 | 0.070003 | 0.0030119 | 0.0030747 | 0.0031253 | 0.0031502 | 0.0031814 | 0.0032001 | 0.0032186 | 0.0031978 | 0.0031901 | 0.0031825 | 0.0031748 | 0.0031671 | 0.0031594 | 0.0031517 | 0.003144 | 0.0031364 | 0.0031287 | 0.003121 | 0.0031133 | 0.0031056 | 41631.5752 | 12245.2308 | 1893.5689 | 556.9616
| HSM003-161094121 | 21 | HSM003 | HSM | 0 | 0 | 0.0015017 | 0.0015142 | 0.0015204 | 0.0015142 | 0.0015111 | 0.0015236 | 0.0015361 | 0.0015298 | 0.0015298 | 0.0015298 | 0.0015298 | 0.0015298 | 0.0015298 | 0.0015298 | 0.0015298 | 0.0015298 | 0.0015298 | 0.0015298 | 0.0015298 | 0.0015298 | 3.1274e-05 | 3.163e-05 | 3.1987e-05 | 3.2343e-05 | 3.27e-05 | 3.261e-05 | 3.252e-05 | 3.243e-05 | 3.234e-05 | 3.225e-05 | 3.216e-05 | 3.207e-05 | 3.198e-05 | 3.189e-05 | 3.18e-05 | 3.171e-05 | 3.162e-05 | 3.153e-05 | 3.144e-05 | 3.135e-05 | 1.362e-06 | 1.3889e-06 | 1.4104e-06 | 1.4203e-06 | 1.433e-06 | 1.4408e-06 | 1.4486e-06 | 1.4387e-06 | 1.4348e-06 | 1.4308e-06 | 1.4268e-06 | 1.4228e-06 | 1.4188e-06 | 1.4148e-06 | 1.4108e-06 | 1.4068e-06 | 1.4028e-06 | 1.3988e-06 | 1.3948e-06 | 1.3908e-06 | 41631.5752 | 12245.2308 | 0.85181 | 0.25055
| HSM003-161094233 | 50 | HSM003 | HSM | 0 | 0 | 0.0015017 | 0.0015142 | 0.0015204 | 0.0015142 | 0.0015111 | 0.0015236 | 0.0015361 | 0.0015298 | 0.0015298 | 0.0015298 | 0.0015298 | 0.0015298 | 0.0015298 | 0.0015298 | 0.0015298 | 0.0015298 | 0.0015298 | 0.0015298 | 0.0015298 | 0.0015298 | 0.017985 | 0.01817 | 0.018355 | 0.018539 | 0.018724 | 0.018663 | 0.018602 | 0.018541 | 0.018479 | 0.018418 | 0.018357 | 0.018296 | 0.018235 | 0.018173 | 0.018112 | 0.018051 | 0.01799 | 0.017929 | 0.017867 | 0.017806 | 0.00078326 | 0.00079788 | 0.00080932 | 0.0008141 | 0.00082052 | 0.0008246 | 0.00082863 | 0.00082255 | 0.00081983 | 0.00081712 | 0.0008144 | 0.00081169 | 0.00080897 | 0.00080626 | 0.00080354 | 0.00080083 | 0.00079811 | 0.0007954 | 0.00079268 | 0.00078997 | 41631.5752 | 12245.2308 | 486.7924 | 143.1818
| HSM003-163378469 | 116 | HSM003 | HSM | 0 | 0 | 0.0015017 | 0.0015142 | 0.0015204 | 0.0015142 | 0.0015111 | 0.0015236 | 0.0015361 | 0.0015298 | 0.0015298 | 0.0015298 | 0.0015298 | 0.0015298 | 0.0015298 | 0.0015298 | 0.0015298 | 0.0015298 | 0.0015298 | 0.0015298 | 0.0015298 | 0.0015298 | 0.12136 | 0.12282 | 0.12429 | 0.12575 | 0.12721 | 0.12694 | 0.12668 | 0.12641 | 0.12615 | 0.12588 | 0.12562 | 0.12536 | 0.12509 | 0.12483 | 0.12456 | 0.1243 | 0.12403 | 0.12377 | 0.1235 | 0.12324 | 0.0052853 | 0.0053934 | 0.0054801 | 0.0055218 | 0.0055744 | 0.0056088 | 0.005643 | 0.0056083 | 0.0055966 | 0.0055848 | 0.0055731 | 0.0055614 | 0.0055496 | 0.0055379 | 0.0055261 | 0.0055144 | 0.0055027 | 0.0054909 | 0.0054792 | 0.0054674 | 41631.5752 | 12245.2308 | 3323.8579 | 977.6571
| HSM003-163378579 | 42 | HSM003 | HSM | 0 | 0 | 0.0015017 | 0.0015142 | 0.0015204 | 0.0015142 | 0.0015111 | 0.0015236 | 0.0015361 | 0.0015298 | 0.0015298 | 0.0015298 | 0.0015298 | 0.0015298 | 0.0015298 | 0.0015298 | 0.0015298 | 0.0015298 | 0.0015298 | 0.0015298 | 0.0015298 | 0.0015298 | 0.064971 | 0.065665 | 0.066359 | 0.067053 | 0.067747 | 0.067641 | 0.067534 | 0.067427 | 0.06732 | 0.067214 | 0.067107 | 0.067 | 0.066894 | 0.066787 | 0.06668 | 0.066573 | 0.066467 | 0.06636 | 0.066253 | 0.066146 | 0.0028295 | 0.0028835 | 0.002926 | 0.0029444 | 0.0029688 | 0.0029886 | 0.0030083 | 0.0029914 | 0.0029867 | 0.0029819 | 0.0029772 | 0.0029724 | 0.0029677 | 0.002963 | 0.0029582 | 0.0029535 | 0.0029488 | 0.002944 | 0.0029393 | 0.0029346 | 41631.5752 | 12245.2308 | 1776.2424 | 522.452
| HSM003-164469812 | 20 | HSM003 | HSM | 0 | 0 | 0.0015017 | 0.0015142 | 0.0015204 | 0.0015142 | 0.0015111 | 0.0015236 | 0.0015361 | 0.0015298 | 0.0015298 | 0.0015298 | 0.0015298 | 0.0015298 | 0.0015298 | 0.0015298 | 0.0015298 | 0.0015298 | 0.0015298 | 0.0015298 | 0.0015298 | 0.0015298 | 0.0073203 | 0.007399 | 0.0074777 | 0.0075564 | 0.0076352 | 0.0076139 | 0.0075927 | 0.0075715 | 0.0075503 | 0.0075291 | 0.0075079 | 0.0074867 | 0.0074655 | 0.0074443 | 0.0074231 | 0.0074019 | 0.0073806 | 0.0073594 | 0.0073382 | 0.007317 | 0.0003188 | 0.00032491 | 0.00032972 | 0.00033182 | 0.00033458 | 0.00033641 | 0.00033822 | 0.00033591 | 0.00033497 | 0.00033403 | 0.00033309 | 0.00033214 | 0.0003312 | 0.00033026 | 0.00032932 | 0.00032838 | 0.00032744 | 0.0003265 | 0.00032556 | 0.00032462 | 41631.5752 | 12245.2308 | 198.9431 | 58.5158
| HSM003-164470113 | 9 | HSM003 | HSM | 0 | 0 | 0.0015017 | 0.0015142 | 0.0015204 | 0.0015142 | 0.0015111 | 0.0015236 | 0.0015361 | 0.0015298 | 0.0015298 | 0.0015298 | 0.0015298 | 0.0015298 | 0.0015298 | 0.0015298 | 0.0015298 | 0.0015298 | 0.0015298 | 0.0015298 | 0.0015298 | 0.0015298 | 0.0051342 | 0.0051881 | 0.005242 | 0.0052958 | 0.0053497 | 0.0053294 | 0.0053091 | 0.0052888 | 0.0052685 | 0.0052482 | 0.0052279 | 0.0052076 | 0.0051873 | 0.005167 | 0.0051467 | 0.0051264 | 0.0051061 | 0.0050858 | 0.0050655 | 0.0050451 | 0.00022359 | 0.00022782 | 0.00023113 | 0.00023255 | 0.00023443 | 0.00023547 | 0.0002365 | 0.00023464 | 0.00023374 | 0.00023283 | 0.00023193 | 0.00023103 | 0.00023013 | 0.00022923 | 0.00022833 | 0.00022743 | 0.00022653 | 0.00022563 | 0.00022473 | 0.00022383 | 41631.5752 | 12245.2308 | 138.6852 | 40.7919
| HSM003-24600316 | 185 | HSM003 | HSM | 0 | 0 | 0.0015017 | 0.0015142 | 0.0015204 | 0.0015142 | 0.0015111 | 0.0015236 | 0.0015361 | 0.0015298 | 0.0015298 | 0.0015298 | 0.0015298 | 0.0015298 | 0.0015298 | 0.0015298 | 0.0015298 | 0.0015298 | 0.0015298 | 0.0015298 | 0.0015298 | 0.0015298 | 4.7606 | 4.8023 | 4.844 | 4.8857 | 4.9273 | 4.9211 | 4.9148 | 4.9085 | 4.9022 | 4.896 | 4.8897 | 4.8834 | 4.8772 | 4.8709 | 4.8646 | 4.8583 | 4.8521 | 4.8458 | 4.8395 | 4.8332 | 0.20732 | 0.21088 | 0.21358 | 0.21454 | 0.21592 | 0.21743 | 0.21893 | 0.21776 | 0.21749 | 0.21721 | 0.21693 | 0.21665 | 0.21637 | 0.21609 | 0.21582 | 0.21554 | 0.21526 | 0.21498 | 0.2147 | 0.21442 | 41631.5752 | 12245.2308 | 129539.9404 | 38102.0045
| HSM003-24601084 | 392 | HSM003 | HSM | 0 | 0 | 0.0015017 | 0.0015142 | 0.0015204 | 0.0015142 | 0.0015111 | 0.0015236 | 0.0015361 | 0.0015298 | 0.0015298 | 0.0015298 | 0.0015298 | 0.0015298 | 0.0015298 | 0.0015298 | 0.0015298 | 0.0015298 | 0.0015298 | 0.0015298 | 0.0015298 | 0.0015298 | 22.2997 | 22.4692 | 22.6387 | 22.8082 | 22.9777 | 22.901 | 22.8244 | 22.7477 | 22.6711 | 22.5944 | 22.5178 | 22.4411 | 22.3644 | 22.2878 | 22.2111 | 22.1345 | 22.0578 | 21.9812 | 21.9045 | 21.8279 | 0.97115 | 0.98667 | 0.99821 | 1.0016 | 1.0069 | 1.0118 | 1.0167 | 1.0092 | 1.0058 | 1.0024 | 0.99899 | 0.99559 | 0.99219 | 0.98879 | 0.98539 | 0.98199 | 0.97859 | 0.97519 | 0.97179 | 0.96839 | 41631.5752 | 12245.2308 | 598158.2922 | 175938.2463
| HSM003-24601658 | 91 | HSM003 | HSM | 0 | 0 | 0.0015017 | 0.0015142 | 0.0015204 | 0.0015142 | 0.0015111 | 0.0015236 | 0.0015361 | 0.0015298 | 0.0015298 | 0.0015298 | 0.0015298 | 0.0015298 | 0.0015298 | 0.0015298 | 0.0015298 | 0.0015298 | 0.0015298 | 0.0015298 | 0.0015298 | 0.0015298 | 0.67565 | 0.68212 | 0.68859 | 0.69506 | 0.70154 | 0.69905 | 0.69656 | 0.69407 | 0.69159 | 0.6891 | 0.68661 | 0.68413 | 0.68164 | 0.67915 | 0.67667 | 0.67418 | 0.67169 | 0.66921 | 0.66672 | 0.66423 | 0.029424 | 0.029953 | 0.030362 | 0.030522 | 0.030742 | 0.030886 | 0.031029 | 0.030792 | 0.030682 | 0.030572 | 0.030461 | 0.030351 | 0.030241 | 0.03013 | 0.03002 | 0.02991 | 0.029799 | 0.029689 | 0.029579 | 0.029468 | 41631.5752 | 12245.2308 | 18220.3418 | 5359.2085
| HSM003-24601840 | 297 | HSM003 | HSM | 0 | 0 | 0.0015017 | 0.0015142 | 0.0015204 | 0.0015142 | 0.0015111 | 0.0015236 | 0.0015361 | 0.0015298 | 0.0015298 | 0.0015298 | 0.0015298 | 0.0015298 | 0.0015298 | 0.0015298 | 0.0015298 | 0.0015298 | 0.0015298 | 0.0015298 | 0.0015298 | 0.0015298 | 4.0773 | 4.1085 | 4.1398 | 4.1711 | 4.2023 | 4.1866 | 4.1709 | 4.1551 | 4.1394 | 4.1236 | 4.1079 | 4.0921 | 4.0764 | 4.0606 | 4.0449 | 4.0291 | 4.0134 | 3.9976 | 3.9819 | 3.9661 | 0.17756 | 0.18041 | 0.18254 | 0.18316 | 0.18415 | 0.18498 | 0.18579 | 0.18434 | 0.18364 | 0.18294 | 0.18224 | 0.18155 | 0.18085 | 0.18015 | 0.17945 | 0.17875 | 0.17805 | 0.17735 | 0.17666 | 0.17596 | 41631.5752 | 12245.2308 | 109159.5066 | 32107.4412
| HSM004-15416655 | 283 | HSM004 | HSM | 0 | 0 | 0.001297 | 0.0013018 | 0.0012994 | 0.0012848 | 0.0012776 | 0.0012824 | 0.0012897 | 0.0012776 | 0.0012776 | 0.0012776 | 0.0012776 | 0.0012776 | 0.0012776 | 0.0012776 | 0.0012776 | 0.0012776 | 0.0012776 | 0.0012776 | 0.0012776 | 0.0012776 | 71.0275 | 71.5909 | 72.1543 | 72.7178 | 73.2812 | 73.1893 | 73.0974 | 73.0054 | 72.9135 | 72.8215 | 72.7296 | 72.6377 | 72.5457 | 72.4538 | 72.3619 | 72.2699 | 72.178 | 72.0861 | 71.9941 | 71.9022 | 2.6715 | 2.7028 | 2.719 | 2.7095 | 2.715 | 2.7219 | 2.7339 | 2.7048 | 2.7014 | 2.698 | 2.6946 | 2.6912 | 2.6878 | 2.6844 | 2.681 | 2.6776 | 2.6742 | 2.6708 | 2.6674 | 2.664 | 41631.5752 | 12245.2308 | 1622911.878 | 477352.3555
| HSM004-155422230 | 61 | HSM004 | HSM | 0 | 0 | 0.001297 | 0.0013018 | 0.0012994 | 0.0012848 | 0.0012776 | 0.0012824 | 0.0012897 | 0.0012776 | 0.0012776 | 0.0012776 | 0.0012776 | 0.0012776 | 0.0012776 | 0.0012776 | 0.0012776 | 0.0012776 | 0.0012776 | 0.0012776 | 0.0012776 | 0.0012776 | 0.0078584 | 0.0079034 | 0.0079483 | 0.0079932 | 0.0080382 | 0.0079912 | 0.0079442 | 0.0078971 | 0.0078501 | 0.0078031 | 0.0077561 | 0.0077091 | 0.0076621 | 0.007615 | 0.007568 | 0.007521 | 0.007474 | 0.007427 | 0.00738 | 0.007333 | 0.00029557 | 0.00029837 | 0.00029951 | 0.00029783 | 0.00029781 | 0.00029719 | 0.00029712 | 0.00029259 | 0.00029084 | 0.0002891 | 0.00028736 | 0.00028562 | 0.00028388 | 0.00028214 | 0.00028039 | 0.00027865 | 0.00027691 | 0.00027517 | 0.00027343 | 0.00027168 | 41631.5752 | 12245.2308 | 174.13 | 51.2174
| HSM004-159429141 | 55 | HSM004 | HSM | 0 | 0 | 0.001297 | 0.0013018 | 0.0012994 | 0.0012848 | 0.0012776 | 0.0012824 | 0.0012897 | 0.0012776 | 0.0012776 | 0.0012776 | 0.0012776 | 0.0012776 | 0.0012776 | 0.0012776 | 0.0012776 | 0.0012776 | 0.0012776 | 0.0012776 | 0.0012776 | 0.0012776 | 0.096835 | 0.097572 | 0.098308 | 0.099045 | 0.099782 | 0.09991 | 0.10004 | 0.10017 | 0.10029 | 0.10042 | 0.10055 | 0.10068 | 0.10081 | 0.10094 | 0.10106 | 0.10119 | 0.10132 | 0.10145 | 0.10158 | 0.1017 | 0.0036422 | 0.0036836 | 0.0037045 | 0.0036905 | 0.0036969 | 0.0037157 | 0.0037415 | 0.0037111 | 0.0037159 | 0.0037206 | 0.0037254 | 0.0037301 | 0.0037349 | 0.0037396 | 0.0037444 | 0.0037491 | 0.0037539 | 0.0037586 | 0.0037634 | 0.0037681 | 41631.5752 | 12245.2308 | 2238.6428 | 658.4593
| HSM004-159429252 | 102 | HSM004 | HSM | 0 | 0 | 0.001297 | 0.0013018 | 0.0012994 | 0.0012848 | 0.0012776 | 0.0012824 | 0.0012897 | 0.0012776 | 0.0012776 | 0.0012776 | 0.0012776 | 0.0012776 | 0.0012776 | 0.0012776 | 0.0012776 | 0.0012776 | 0.0012776 | 0.0012776 | 0.0012776 | 0.0012776 | 0.12528 | 0.12594 | 0.1266 | 0.12726 | 0.12791 | 0.1274 | 0.1269 | 0.12639 | 0.12588 | 0.12537 | 0.12487 | 0.12436 | 0.12385 | 0.12334 | 0.12283 | 0.12233 | 0.12182 | 0.12131 | 0.1208 | 0.1203 | 0.0047122 | 0.0047546 | 0.0047705 | 0.0047416 | 0.0047391 | 0.0047382 | 0.0047461 | 0.0046827 | 0.0046639 | 0.0046451 | 0.0046262 | 0.0046074 | 0.0045886 | 0.0045698 | 0.004551 | 0.0045322 | 0.0045134 | 0.0044945 | 0.0044757 | 0.0044569 | 41631.5752 | 12245.2308 | 2798.7463 | 823.2044
| HSM004-159452345 | 63 | HSM004 | HSM | 0 | 0 | 0.001297 | 0.0013018 | 0.0012994 | 0.0012848 | 0.0012776 | 0.0012824 | 0.0012897 | 0.0012776 | 0.0012776 | 0.0012776 | 0.0012776 | 0.0012776 | 0.0012776 | 0.0012776 | 0.0012776 | 0.0012776 | 0.0012776 | 0.0012776 | 0.0012776 | 0.0012776 | 0.22264 | 0.22403 | 0.22542 | 0.22682 | 0.22821 | 0.22805 | 0.22789 | 0.22773 | 0.22757 | 0.2274 | 0.22724 | 0.22708 | 0.22692 | 0.22676 | 0.2266 | 0.22644 | 0.22627 | 0.22611 | 0.22595 | 0.22579 | 0.0083739 | 0.0084578 | 0.0084945 | 0.0084514 | 0.0084551 | 0.0084812 | 0.0085233 | 0.0084372 | 0.0084312 | 0.0084253 | 0.0084193 | 0.0084133 | 0.0084073 | 0.0084013 | 0.0083954 | 0.0083894 | 0.0083834 | 0.0083774 | 0.0083715 | 0.0083655 | 41631.5752 | 12245.2308 | 5073.4202 | 1492.2616
| HSM004-159452484 | 17 | HSM004 | HSM | 0 | 0 | 0.001297 | 0.0013018 | 0.0012994 | 0.0012848 | 0.0012776 | 0.0012824 | 0.0012897 | 0.0012776 | 0.0012776 | 0.0012776 | 0.0012776 | 0.0012776 | 0.0012776 | 0.0012776 | 0.0012776 | 0.0012776 | 0.0012776 | 0.0012776 | 0.0012776 | 0.0012776 | 0.0089201 | 0.0089901 | 0.0090601 | 0.0091301 | 0.0092001 | 0.0092042 | 0.0092082 | 0.0092123 | 0.0092164 | 0.0092205 | 0.0092246 | 0.0092287 | 0.0092328 | 0.0092369 | 0.009241 | 0.009245 | 0.0092491 | 0.0092532 | 0.0092573 | 0.0092614 | 0.0003355 | 0.0003394 | 0.00034141 | 0.00034019 | 0.00034086 | 0.00034231 | 0.0003444 | 0.00034131 | 0.00034147 | 0.00034162 | 0.00034177 | 0.00034192 | 0.00034207 | 0.00034222 | 0.00034237 | 0.00034253 | 0.00034268 | 0.00034283 | 0.00034298 | 0.00034313 | 41631.5752 | 12245.2308 | 205.5101 | 60.4474
| HSM004-159452607 | 88 | HSM004 | HSM | 0 | 0 | 0.001297 | 0.0013018 | 0.0012994 | 0.0012848 | 0.0012776 | 0.0012824 | 0.0012897 | 0.0012776 | 0.0012776 | 0.0012776 | 0.0012776 | 0.0012776 | 0.0012776 | 0.0012776 | 0.0012776 | 0.0012776 | 0.0012776 | 0.0012776 | 0.0012776 | 0.0012776 | 0.027067 | 0.02716 | 0.027252 | 0.027345 | 0.027438 | 0.027327 | 0.027216 | 0.027105 | 0.026994 | 0.026882 | 0.026771 | 0.02666 | 0.026549 | 0.026438 | 0.026327 | 0.026216 | 0.026105 | 0.025994 | 0.025883 | 0.025772 | 0.001018 | 0.0010253 | 0.0010269 | 0.0010189 | 0.0010166 | 0.0010163 | 0.0010179 | 0.0010042 | 0.0010001 | 0.00099599 | 0.00099187 | 0.00098775 | 0.00098364 | 0.00097952 | 0.00097541 | 0.00097129 | 0.00096718 | 0.00096306 | 0.00095894 | 0.00095483 | 41631.5752 | 12245.2308 | 600.8193 | 176.7209
| HSM004-159452714 | 24 | HSM004 | HSM | 0 | 0 | 0.001297 | 0.0013018 | 0.0012994 | 0.0012848 | 0.0012776 | 0.0012824 | 0.0012897 | 0.0012776 | 0.0012776 | 0.0012776 | 0.0012776 | 0.0012776 | 0.0012776 | 0.0012776 | 0.0012776 | 0.0012776 | 0.0012776 | 0.0012776 | 0.0012776 | 0.0012776 | 0.0066399 | 0.0066812 | 0.0067226 | 0.0067639 | 0.0068053 | 0.006812 | 0.0068188 | 0.0068256 | 0.0068323 | 0.0068391 | 0.0068458 | 0.0068526 | 0.0068593 | 0.0068661 | 0.0068729 | 0.0068796 | 0.0068864 | 0.0068931 | 0.0068999 | 0.0069067 | 0.00024974 | 0.00025224 | 0.00025332 | 0.00025203 | 0.00025213 | 0.00025334 | 0.00025503 | 0.00025288 | 0.00025314 | 0.00025339 | 0.00025364 | 0.00025389 | 0.00025414 | 0.00025439 | 0.00025464 | 0.00025489 | 0.00025514 | 0.00025539 | 0.00025564 | 0.00025589 | 41631.5752 | 12245.2308 | 152.5893 | 44.8816
| HSM004-160294257 | 108 | HSM004 | HSM | 0 | 0 | 0.001297 | 0.0013018 | 0.0012994 | 0.0012848 | 0.0012776 | 0.0012824 | 0.0012897 | 0.0012776 | 0.0012776 | 0.0012776 | 0.0012776 | 0.0012776 | 0.0012776 | 0.0012776 | 0.0012776 | 0.0012776 | 0.0012776 | 0.0012776 | 0.0012776 | 0.0012776 | 0.36802 | 0.37019 | 0.37236 | 0.37453 | 0.3767 | 0.37672 | 0.37674 | 0.37675 | 0.37677 | 0.37679 | 0.37681 | 0.37682 | 0.37684 | 0.37686 | 0.37687 | 0.37689 | 0.37691 | 0.37692 | 0.37694 | 0.37696 | 0.013842 | 0.013976 | 0.014031 | 0.013955 | 0.013957 | 0.01401 | 0.01409 | 0.013959 | 0.013959 | 0.01396 | 0.013961 | 0.013961 | 0.013962 | 0.013962 | 0.013963 | 0.013964 | 0.013964 | 0.013965 | 0.013965 | 0.013966 | 41631.5752 | 12245.2308 | 8408.2436 | 2473.1441
| HSM004-160411068 | 61 | HSM004 | HSM | 0 | 0 | 0.001297 | 0.0013018 | 0.0012994 | 0.0012848 | 0.0012776 | 0.0012824 | 0.0012897 | 0.0012776 | 0.0012776 | 0.0012776 | 0.0012776 | 0.0012776 | 0.0012776 | 0.0012776 | 0.0012776 | 0.0012776 | 0.0012776 | 0.0012776 | 0.0012776 | 0.0012776 | 0.062204 | 0.06259 | 0.062976 | 0.063362 | 0.063748 | 0.063743 | 0.063739 | 0.063735 | 0.063731 | 0.063726 | 0.063722 | 0.063718 | 0.063714 | 0.06371 | 0.063705 | 0.063701 | 0.063697 | 0.063693 | 0.063688 | 0.063684 | 0.0023396 | 0.002363 | 0.0023731 | 0.0023609 | 0.0023618 | 0.0023706 | 0.0023839 | 0.0023614 | 0.0023612 | 0.002361 | 0.0023609 | 0.0023607 | 0.0023606 | 0.0023604 | 0.0023603 | 0.0023601 | 0.0023599 | 0.0023598 | 0.0023596 | 0.0023595 | 41631.5752 | 12245.2308 | 1421.8174 | 418.2038
| HSM004-160411194 | 81 | HSM004 | HSM | 0 | 0 | 0.001297 | 0.0013018 | 0.0012994 | 0.0012848 | 0.0012776 | 0.0012824 | 0.0012897 | 0.0012776 | 0.0012776 | 0.0012776 | 0.0012776 | 0.0012776 | 0.0012776 | 0.0012776 | 0.0012776 | 0.0012776 | 0.0012776 | 0.0012776 | 0.0012776 | 0.0012776 | 0.074037 | 0.074633 | 0.07523 | 0.075827 | 0.076424 | 0.075798 | 0.075173 | 0.074548 | 0.073922 | 0.073297 | 0.072672 | 0.072046 | 0.071421 | 0.070796 | 0.07017 | 0.069545 | 0.06892 | 0.068294 | 0.067669 | 0.067044 | 0.0027847 | 0.0028176 | 0.0028349 | 0.0028254 | 0.0028315 | 0.002819 | 0.0028116 | 0.002762 | 0.0027388 | 0.0027156 | 0.0026925 | 0.0026693 | 0.0026461 | 0.002623 | 0.0025998 | 0.0025766 | 0.0025534 | 0.0025303 | 0.0025071 | 0.0024839 | 41631.5752 | 12245.2308 | 1633.0495 | 480.3342
| HSM004-160424470 | 152 | HSM004 | HSM | 0 | 0 | 0.001297 | 0.0013018 | 0.0012994 | 0.0012848 | 0.0012776 | 0.0012824 | 0.0012897 | 0.0012776 | 0.0012776 | 0.0012776 | 0.0012776 | 0.0012776 | 0.0012776 | 0.0012776 | 0.0012776 | 0.0012776 | 0.0012776 | 0.0012776 | 0.0012776 | 0.0012776 | 0.59478 | 0.59843 | 0.60208 | 0.60572 | 0.60937 | 0.60946 | 0.60955 | 0.60964 | 0.60972 | 0.60981 | 0.6099 | 0.60999 | 0.61008 | 0.61017 | 0.61026 | 0.61035 | 0.61043 | 0.61052 | 0.61061 | 0.6107 | 0.022371 | 0.022592 | 0.022688 | 0.02257 | 0.022577 | 0.022666 | 0.022798 | 0.022587 | 0.02259 | 0.022593 | 0.022597 | 0.0226 | 0.022603 | 0.022607 | 0.02261 | 0.022613 | 0.022616 | 0.02262 | 0.022623 | 0.022626 | 41631.5752 | 12245.2308 | 13606.368 | 4002.0853
| HSM004-160437576 | 49 | HSM004 | HSM | 0 | 0 | 0.001297 | 0.0013018 | 0.0012994 | 0.0012848 | 0.0012776 | 0.0012824 | 0.0012897 | 0.0012776 | 0.0012776 | 0.0012776 | 0.0012776 | 0.0012776 | 0.0012776 | 0.0012776 | 0.0012776 | 0.0012776 | 0.0012776 | 0.0012776 | 0.0012776 | 0.0012776 | 0.057415 | 0.057822 | 0.058229 | 0.058635 | 0.059042 | 0.058731 | 0.05842 | 0.058109 | 0.057798 | 0.057487 | 0.057176 | 0.056865 | 0.056554 | 0.056243 | 0.055932 | 0.055621 | 0.05531 | 0.054999 | 0.054688 | 0.054377 | 0.0021595 | 0.0021829 | 0.0021942 | 0.0021848 | 0.0021875 | 0.0021842 | 0.002185 | 0.0021529 | 0.0021414 | 0.0021299 | 0.0021184 | 0.0021068 | 0.0020953 | 0.0020838 | 0.0020723 | 0.0020607 | 0.0020492 | 0.0020377 | 0.0020262 | 0.0020147 | 41631.5752 | 12245.2308 | 1281.7275 | 376.9987
| HSM004-160437658 | 85 | HSM004 | HSM | 0 | 0 | 0.001297 | 0.0013018 | 0.0012994 | 0.0012848 | 0.0012776 | 0.0012824 | 0.0012897 | 0.0012776 | 0.0012776 | 0.0012776 | 0.0012776 | 0.0012776 | 0.0012776 | 0.0012776 | 0.0012776 | 0.0012776 | 0.0012776 | 0.0012776 | 0.0012776 | 0.0012776 | 0.11257 | 0.11324 | 0.11392 | 0.1146 | 0.11528 | 0.11467 | 0.11407 | 0.11347 | 0.11286 | 0.11226 | 0.11166 | 0.11105 | 0.11045 | 0.10985 | 0.10924 | 0.10864 | 0.10804 | 0.10743 | 0.10683 | 0.10623 | 0.0042338 | 0.0042753 | 0.0042928 | 0.0042701 | 0.004271 | 0.0042648 | 0.0042664 | 0.004204 | 0.0041816 | 0.0041593 | 0.0041369 | 0.0041145 | 0.0040922 | 0.0040698 | 0.0040475 | 0.0040251 | 0.0040028 | 0.0039804 | 0.0039581 | 0.0039357 | 41631.5752 | 12245.2308 | 2504.6982 | 736.715
| HSM004-160438050 | 95 | HSM004 | HSM | 0 | 0 | 0.001297 | 0.0013018 | 0.0012994 | 0.0012848 | 0.0012776 | 0.0012824 | 0.0012897 | 0.0012776 | 0.0012776 | 0.0012776 | 0.0012776 | 0.0012776 | 0.0012776 | 0.0012776 | 0.0012776 | 0.0012776 | 0.0012776 | 0.0012776 | 0.0012776 | 0.0012776 | 0.39154 | 0.39436 | 0.39717 | 0.39999 | 0.40281 | 0.40326 | 0.4037 | 0.40415 | 0.4046 | 0.40505 | 0.4055 | 0.40594 | 0.40639 | 0.40684 | 0.40729 | 0.40774 | 0.40818 | 0.40863 | 0.40908 | 0.40953 | 0.014727 | 0.014888 | 0.014966 | 0.014904 | 0.014924 | 0.014997 | 0.015099 | 0.014974 | 0.01499 | 0.015007 | 0.015024 | 0.01504 | 0.015057 | 0.015073 | 0.01509 | 0.015106 | 0.015123 | 0.01514 | 0.015156 | 0.015173 | 41631.5752 | 12245.2308 | 9031.7121 | 2656.5269
| HSM004-160438389 | 237 | HSM004 | HSM | 0 | 0 | 0.001297 | 0.0013018 | 0.0012994 | 0.0012848 | 0.0012776 | 0.0012824 | 0.0012897 | 0.0012776 | 0.0012776 | 0.0012776 | 0.0012776 | 0.0012776 | 0.0012776 | 0.0012776 | 0.0012776 | 0.0012776 | 0.0012776 | 0.0012776 | 0.0012776 | 0.0012776 | 0.13854 | 0.13943 | 0.14033 | 0.14122 | 0.14212 | 0.14155 | 0.14098 | 0.14041 | 0.13984 | 0.13928 | 0.13871 | 0.13814 | 0.13757 | 0.137 | 0.13644 | 0.13587 | 0.1353 | 0.13473 | 0.13416 | 0.1336 | 0.0052108 | 0.005264 | 0.0052879 | 0.005262 | 0.0052653 | 0.0052642 | 0.0052728 | 0.0052022 | 0.0051812 | 0.0051601 | 0.0051391 | 0.0051181 | 0.005097 | 0.005076 | 0.0050549 | 0.0050339 | 0.0050128 | 0.0049918 | 0.0049708 | 0.0049497 | 41631.5752 | 12245.2308 | 3106.6519 | 913.7696
| HSM004-160438554 | 86 | HSM004 | HSM | 0 | 0 | 0.001297 | 0.0013018 | 0.0012994 | 0.0012848 | 0.0012776 | 0.0012824 | 0.0012897 | 0.0012776 | 0.0012776 | 0.0012776 | 0.0012776 | 0.0012776 | 0.0012776 | 0.0012776 | 0.0012776 | 0.0012776 | 0.0012776 | 0.0012776 | 0.0012776 | 0.0012776 | 0.19436 | 0.19551 | 0.19666 | 0.19781 | 0.19896 | 0.19765 | 0.19635 | 0.19505 | 0.19375 | 0.19245 | 0.19114 | 0.18984 | 0.18854 | 0.18724 | 0.18594 | 0.18464 | 0.18333 | 0.18203 | 0.18073 | 0.17943 | 0.0073101 | 0.0073809 | 0.0074105 | 0.0073703 | 0.0073712 | 0.0073508 | 0.0073438 | 0.0072265 | 0.0071783 | 0.0071301 | 0.0070819 | 0.0070336 | 0.0069854 | 0.0069372 | 0.006889 | 0.0068407 | 0.0067925 | 0.0067443 | 0.006696 | 0.0066478 | 41631.5752 | 12245.2308 | 4293.9122 | 1262.9824
| HSM004-160438797 | 36 | HSM004 | HSM | 0 | 0 | 0.001297 | 0.0013018 | 0.0012994 | 0.0012848 | 0.0012776 | 0.0012824 | 0.0012897 | 0.0012776 | 0.0012776 | 0.0012776 | 0.0012776 | 0.0012776 | 0.0012776 | 0.0012776 | 0.0012776 | 0.0012776 | 0.0012776 | 0.0012776 | 0.0012776 | 0.0012776 | 0.00037173 | 0.00037419 | 0.00037666 | 0.00037913 | 0.0003816 | 0.0003792 | 0.0003768 | 0.0003744 | 0.000372 | 0.0003696 | 0.0003672 | 0.0003648 | 0.0003624 | 0.00036 | 0.0003576 | 0.0003552 | 0.0003528 | 0.0003504 | 0.000348 | 0.0003456 | 1.3981e-05 | 1.4127e-05 | 1.4194e-05 | 1.4127e-05 | 1.4138e-05 | 1.4103e-05 | 1.4093e-05 | 1.3871e-05 | 1.3782e-05 | 1.3694e-05 | 1.3605e-05 | 1.3516e-05 | 1.3427e-05 | 1.3338e-05 | 1.3249e-05 | 1.316e-05 | 1.3071e-05 | 1.2982e-05 | 1.2893e-05 | 1.2804e-05 | 41631.5752 | 12245.2308 | 8.2427 | 2.4245
| HSM004-160439137 | 92 | HSM004 | HSM | 0 | 0 | 0.001297 | 0.0013018 | 0.0012994 | 0.0012848 | 0.0012776 | 0.0012824 | 0.0012897 | 0.0012776 | 0.0012776 | 0.0012776 | 0.0012776 | 0.0012776 | 0.0012776 | 0.0012776 | 0.0012776 | 0.0012776 | 0.0012776 | 0.0012776 | 0.0012776 | 0.0012776 | 0.00047096 | 0.00047404 | 0.00047713 | 0.00048021 | 0.0004833 | 0.00048208 | 0.00048087 | 0.00047966 | 0.00047844 | 0.00047723 | 0.00047601 | 0.0004748 | 0.00047358 | 0.00047236 | 0.00047115 | 0.00046993 | 0.00046872 | 0.00046751 | 0.00046629 | 0.00046508 | 1.7714e-05 | 1.7896e-05 | 1.7979e-05 | 1.7893e-05 | 1.7906e-05 | 1.7929e-05 | 1.7985e-05 | 1.7771e-05 | 1.7726e-05 | 1.7681e-05 | 1.7636e-05 | 1.7591e-05 | 1.7546e-05 | 1.7501e-05 | 1.7456e-05 | 1.7411e-05 | 1.7366e-05 | 1.7321e-05 | 1.7276e-05 | 1.7231e-05 | 41631.5752 | 12245.2308 | 10.6445 | 3.1309
| HSM004-163582339 | 123 | HSM004 | HSM | 0 | 0 | 0.001297 | 0.0013018 | 0.0012994 | 0.0012848 | 0.0012776 | 0.0012824 | 0.0012897 | 0.0012776 | 0.0012776 | 0.0012776 | 0.0012776 | 0.0012776 | 0.0012776 | 0.0012776 | 0.0012776 | 0.0012776 | 0.0012776 | 0.0012776 | 0.0012776 | 0.0012776 | 0.49402 | 0.49769 | 0.50135 | 0.50501 | 0.50868 | 0.50591 | 0.50314 | 0.50038 | 0.49761 | 0.49485 | 0.49208 | 0.48931 | 0.48655 | 0.48378 | 0.48101 | 0.47825 | 0.47548 | 0.47272 | 0.46995 | 0.46718 | 0.018581 | 0.018789 | 0.018892 | 0.018817 | 0.018846 | 0.018815 | 0.018818 | 0.018539 | 0.018436 | 0.018334 | 0.018231 | 0.018129 | 0.018026 | 0.017924 | 0.017821 | 0.017719 | 0.017616 | 0.017514 | 0.017412 | 0.017309 | 41631.5752 | 12245.2308 | 11030.6 | 3244.4663
| HSM004-163582585 | 6 | HSM004 | HSM | 0 | 0 | 0.001297 | 0.0013018 | 0.0012994 | 0.0012848 | 0.0012776 | 0.0012824 | 0.0012897 | 0.0012776 | 0.0012776 | 0.0012776 | 0.0012776 | 0.0012776 | 0.0012776 | 0.0012776 | 0.0012776 | 0.0012776 | 0.0012776 | 0.0012776 | 0.0012776 | 0.0012776 | 3.7176e-05 | 3.7452e-05 | 3.7728e-05 | 3.8004e-05 | 3.828e-05 | 3.8046e-05 | 3.7812e-05 | 3.7578e-05 | 3.7344e-05 | 3.711e-05 | 3.6876e-05 | 3.6642e-05 | 3.6408e-05 | 3.6174e-05 | 3.594e-05 | 3.5706e-05 | 3.5472e-05 | 3.5238e-05 | 3.5004e-05 | 3.477e-05 | 1.3983e-06 | 1.4139e-06 | 1.4217e-06 | 1.4161e-06 | 1.4183e-06 | 1.4149e-06 | 1.4142e-06 | 1.3923e-06 | 1.3836e-06 | 1.3749e-06 | 1.3662e-06 | 1.3576e-06 | 1.3489e-06 | 1.3402e-06 | 1.3316e-06 | 1.3229e-06 | 1.3142e-06 | 1.3056e-06 | 1.2969e-06 | 1.2882e-06 | 41631.5752 | 12245.2308 | 0.8272 | 0.24331
| HSM004-163582753 | 19 | HSM004 | HSM | 0 | 0 | 0.001297 | 0.0013018 | 0.0012994 | 0.0012848 | 0.0012776 | 0.0012824 | 0.0012897 | 0.0012776 | 0.0012776 | 0.0012776 | 0.0012776 | 0.0012776 | 0.0012776 | 0.0012776 | 0.0012776 | 0.0012776 | 0.0012776 | 0.0012776 | 0.0012776 | 0.0012776 | 5.9206e-05 | 5.9654e-05 | 6.0103e-05 | 6.0551e-05 | 6.1e-05 | 6.09e-05 | 6.08e-05 | 6.07e-05 | 6.06e-05 | 6.05e-05 | 6.04e-05 | 6.03e-05 | 6.02e-05 | 6.01e-05 | 6e-05 | 5.99e-05 | 5.98e-05 | 5.97e-05 | 5.96e-05 | 5.95e-05 | 2.2269e-06 | 2.2521e-06 | 2.2648e-06 | 2.2562e-06 | 2.26e-06 | 2.2649e-06 | 2.274e-06 | 2.2489e-06 | 2.2452e-06 | 2.2415e-06 | 2.2378e-06 | 2.2341e-06 | 2.2304e-06 | 2.2267e-06 | 2.223e-06 | 2.2193e-06 | 2.2156e-06 | 2.2119e-06 | 2.2082e-06 | 2.2045e-06 | 41631.5752 | 12245.2308 | 1.3486 | 0.39667
| HSM004-163606098 | 23 | HSM004 | HSM | 0 | 0 | 0.001297 | 0.0013018 | 0.0012994 | 0.0012848 | 0.0012776 | 0.0012824 | 0.0012897 | 0.0012776 | 0.0012776 | 0.0012776 | 0.0012776 | 0.0012776 | 0.0012776 | 0.0012776 | 0.0012776 | 0.0012776 | 0.0012776 | 0.0012776 | 0.0012776 | 0.0012776 | 0.73464 | 0.73963 | 0.74462 | 0.74961 | 0.7546 | 0.75431 | 0.75402 | 0.75373 | 0.75345 | 0.75316 | 0.75287 | 0.75258 | 0.75229 | 0.75201 | 0.75172 | 0.75143 | 0.75114 | 0.75085 | 0.75057 | 0.75028 | 0.027631 | 0.027923 | 0.028059 | 0.027931 | 0.027958 | 0.028053 | 0.028201 | 0.027926 | 0.027915 | 0.027904 | 0.027894 | 0.027883 | 0.027872 | 0.027862 | 0.027851 | 0.02784 | 0.02783 | 0.027819 | 0.027808 | 0.027798 | 41631.5752 | 12245.2308 | 16797.4662 | 4940.6934
| HSM004-163606269 | 20 | HSM004 | HSM | 0 | 0 | 0.001297 | 0.0013018 | 0.0012994 | 0.0012848 | 0.0012776 | 0.0012824 | 0.0012897 | 0.0012776 | 0.0012776 | 0.0012776 | 0.0012776 | 0.0012776 | 0.0012776 | 0.0012776 | 0.0012776 | 0.0012776 | 0.0012776 | 0.0012776 | 0.0012776 | 0.0012776 | 0.0037363 | 0.003764 | 0.0037917 | 0.0038194 | 0.003847 | 0.0038496 | 0.0038522 | 0.0038547 | 0.0038573 | 0.0038599 | 0.0038624 | 0.003865 | 0.0038675 | 0.0038701 | 0.0038727 | 0.0038752 | 0.0038778 | 0.0038804 | 0.0038829 | 0.0038855 | 0.00014053 | 0.0001421 | 0.00014288 | 0.00014231 | 0.00014253 | 0.00014317 | 0.00014408 | 0.00014282 | 0.00014291 | 0.00014301 | 0.0001431 | 0.0001432 | 0.00014329 | 0.00014339 | 0.00014348 | 0.00014358 | 0.00014367 | 0.00014377 | 0.00014386 | 0.00014396 | 41631.5752 | 12245.2308 | 86.054 | 25.3113
| HSM004-163794865 | 64 | HSM004 | HSM | 0 | 0 | 0.001297 | 0.0013018 | 0.0012994 | 0.0012848 | 0.0012776 | 0.0012824 | 0.0012897 | 0.0012776 | 0.0012776 | 0.0012776 | 0.0012776 | 0.0012776 | 0.0012776 | 0.0012776 | 0.0012776 | 0.0012776 | 0.0012776 | 0.0012776 | 0.0012776 | 0.0012776 | 0.059069 | 0.059499 | 0.059928 | 0.060358 | 0.060787 | 0.060417 | 0.060046 | 0.059675 | 0.059305 | 0.058934 | 0.058563 | 0.058193 | 0.057822 | 0.057451 | 0.057081 | 0.05671 | 0.056339 | 0.055968 | 0.055598 | 0.055227 | 0.0022217 | 0.0022462 | 0.0022582 | 0.002249 | 0.0022522 | 0.0022469 | 0.0022458 | 0.002211 | 0.0021972 | 0.0021835 | 0.0021698 | 0.002156 | 0.0021423 | 0.0021286 | 0.0021148 | 0.0021011 | 0.0020873 | 0.0020736 | 0.0020599 | 0.0020461 | 41631.5752 | 12245.2308 | 1313.7969 | 386.4314
| HSM004-163794980 | 57 | HSM004 | HSM | 0 | 0 | 0.001297 | 0.0013018 | 0.0012994 | 0.0012848 | 0.0012776 | 0.0012824 | 0.0012897 | 0.0012776 | 0.0012776 | 0.0012776 | 0.0012776 | 0.0012776 | 0.0012776 | 0.0012776 | 0.0012776 | 0.0012776 | 0.0012776 | 0.0012776 | 0.0012776 | 0.0012776 | 0.00060007 | 0.00060443 | 0.00060879 | 0.00061314 | 0.0006175 | 0.00061337 | 0.00060925 | 0.00060512 | 0.000601 | 0.00059687 | 0.00059275 | 0.00058862 | 0.0005845 | 0.00058038 | 0.00057625 | 0.00057213 | 0.000568 | 0.00056388 | 0.00055975 | 0.00055563 | 2.257e-05 | 2.2819e-05 | 2.2941e-05 | 2.2846e-05 | 2.2878e-05 | 2.2812e-05 | 2.2787e-05 | 2.242e-05 | 2.2267e-05 | 2.2114e-05 | 2.1961e-05 | 2.1808e-05 | 2.1656e-05 | 2.1503e-05 | 2.135e-05 | 2.1197e-05 | 2.1044e-05 | 2.0891e-05 | 2.0739e-05 | 2.0586e-05 | 41631.5752 | 12245.2308 | 13.3058 | 3.9137
| HSM004-163795111 | 13 | HSM004 | HSM | 0 | 0 | 0.001297 | 0.0013018 | 0.0012994 | 0.0012848 | 0.0012776 | 0.0012824 | 0.0012897 | 0.0012776 | 0.0012776 | 0.0012776 | 0.0012776 | 0.0012776 | 0.0012776 | 0.0012776 | 0.0012776 | 0.0012776 | 0.0012776 | 0.0012776 | 0.0012776 | 0.0012776 | 0.00018214 | 0.00018334 | 0.00018455 | 0.00018575 | 0.00018696 | 0.0001862 | 0.00018544 | 0.00018468 | 0.00018392 | 0.00018316 | 0.0001824 | 0.00018164 | 0.00018088 | 0.00018012 | 0.00017936 | 0.0001786 | 0.00017784 | 0.00017708 | 0.00017632 | 0.00017556 | 6.8507e-06 | 6.9218e-06 | 6.9543e-06 | 6.9213e-06 | 6.9268e-06 | 6.9248e-06 | 6.9357e-06 | 6.8423e-06 | 6.8142e-06 | 6.786e-06 | 6.7579e-06 | 6.7297e-06 | 6.7015e-06 | 6.6734e-06 | 6.6452e-06 | 6.6171e-06 | 6.5889e-06 | 6.5608e-06 | 6.5326e-06 | 6.5044e-06 | 41631.5752 | 12245.2308 | 4.0851 | 1.2016
| HSM004-163795268 | 64 | HSM004 | HSM | 0 | 0 | 0.001297 | 0.0013018 | 0.0012994 | 0.0012848 | 0.0012776 | 0.0012824 | 0.0012897 | 0.0012776 | 0.0012776 | 0.0012776 | 0.0012776 | 0.0012776 | 0.0012776 | 0.0012776 | 0.0012776 | 0.0012776 | 0.0012776 | 0.0012776 | 0.0012776 | 0.0012776 | 0.0011363 | 0.0011443 | 0.0011522 | 0.0011602 | 0.0011682 | 0.0011661 | 0.001164 | 0.0011619 | 0.0011598 | 0.0011577 | 0.0011557 | 0.0011536 | 0.0011515 | 0.0011494 | 0.0011473 | 0.0011452 | 0.0011431 | 0.001141 | 0.0011389 | 0.0011369 | 4.2737e-05 | 4.3199e-05 | 4.3419e-05 | 4.323e-05 | 4.3281e-05 | 4.3368e-05 | 4.3536e-05 | 4.3049e-05 | 4.2972e-05 | 4.2894e-05 | 4.2817e-05 | 4.2739e-05 | 4.2662e-05 | 4.2585e-05 | 4.2507e-05 | 4.243e-05 | 4.2352e-05 | 4.2275e-05 | 4.2197e-05 | 4.212e-05 | 41631.5752 | 12245.2308 | 25.8163 | 7.5934
| HSM004-24599744 | 180 | HSM004 | HSM | 0 | 0 | 0.001297 | 0.0013018 | 0.0012994 | 0.0012848 | 0.0012776 | 0.0012824 | 0.0012897 | 0.0012776 | 0.0012776 | 0.0012776 | 0.0012776 | 0.0012776 | 0.0012776 | 0.0012776 | 0.0012776 | 0.0012776 | 0.0012776 | 0.0012776 | 0.0012776 | 0.0012776 | 1.9493 | 1.9623 | 1.9753 | 1.9883 | 2.0013 | 1.9873 | 1.9732 | 1.9591 | 1.945 | 1.931 | 1.9169 | 1.9028 | 1.8887 | 1.8747 | 1.8606 | 1.8465 | 1.8324 | 1.8184 | 1.8043 | 1.7902 | 0.073319 | 0.074084 | 0.074435 | 0.074086 | 0.074148 | 0.073907 | 0.073799 | 0.072584 | 0.072063 | 0.071541 | 0.07102 | 0.070499 | 0.069977 | 0.069456 | 0.068934 | 0.068413 | 0.067892 | 0.06737 | 0.066849 | 0.066327 | 41631.5752 | 12245.2308 | 43062.2786 | 12666.0482
| HSM004-24599758 | 354 | HSM004 | HSM | 0 | 0 | 0.001297 | 0.0013018 | 0.0012994 | 0.0012848 | 0.0012776 | 0.0012824 | 0.0012897 | 0.0012776 | 0.0012776 | 0.0012776 | 0.0012776 | 0.0012776 | 0.0012776 | 0.0012776 | 0.0012776 | 0.0012776 | 0.0012776 | 0.0012776 | 0.0012776 | 0.0012776 | 3.2515 | 3.2682 | 3.2848 | 3.3015 | 3.3182 | 3.3001 | 3.2821 | 3.264 | 3.246 | 3.2279 | 3.2099 | 3.1918 | 3.1738 | 3.1557 | 3.1377 | 3.1196 | 3.1016 | 3.0835 | 3.0655 | 3.0474 | 0.1223 | 0.12338 | 0.12378 | 0.12302 | 0.12294 | 0.12273 | 0.12275 | 0.12093 | 0.12026 | 0.11959 | 0.11892 | 0.11826 | 0.11759 | 0.11692 | 0.11625 | 0.11558 | 0.11491 | 0.11424 | 0.11357 | 0.11291 | 41631.5752 | 12245.2308 | 72061.0198 | 21195.5424
| HSM004-24604904 | 493 | HSM004 | HSM | 0 | 0 | 0.001297 | 0.0013018 | 0.0012994 | 0.0012848 | 0.0012776 | 0.0012824 | 0.0012897 | 0.0012776 | 0.0012776 | 0.0012776 | 0.0012776 | 0.0012776 | 0.0012776 | 0.0012776 | 0.0012776 | 0.0012776 | 0.0012776 | 0.0012776 | 0.0012776 | 0.0012776 | 31.2547 | 31.4601 | 31.6656 | 31.871 | 32.0765 | 32.1019 | 32.1274 | 32.1528 | 32.1783 | 32.2037 | 32.2292 | 32.2546 | 32.28 | 32.3055 | 32.3309 | 32.3564 | 32.3818 | 32.4073 | 32.4327 | 32.4581 | 1.1756 | 1.1877 | 1.1932 | 1.1875 | 1.1884 | 1.1939 | 1.2016 | 1.1913 | 1.1922 | 1.1931 | 1.1941 | 1.195 | 1.196 | 1.1969 | 1.1979 | 1.1988 | 1.1997 | 1.2007 | 1.2016 | 1.2026 | 41631.5752 | 12245.2308 | 718349.5055 | 211290.4793
| HSM004-76359867 | 49 | HSM004 | HSM | 0 | 0 | 0.001297 | 0.0013018 | 0.0012994 | 0.0012848 | 0.0012776 | 0.0012824 | 0.0012897 | 0.0012776 | 0.0012776 | 0.0012776 | 0.0012776 | 0.0012776 | 0.0012776 | 0.0012776 | 0.0012776 | 0.0012776 | 0.0012776 | 0.0012776 | 0.0012776 | 0.0012776 | 0.06271 | 0.063083 | 0.063455 | 0.063828 | 0.0642 | 0.063864 | 0.063527 | 0.06319 | 0.062853 | 0.062516 | 0.062179 | 0.061842 | 0.061505 | 0.061168 | 0.060831 | 0.060494 | 0.060157 | 0.05982 | 0.059483 | 0.059147 | 0.0023587 | 0.0023816 | 0.0023912 | 0.0023783 | 0.0023786 | 0.0023751 | 0.002376 | 0.0023412 | 0.0023287 | 0.0023162 | 0.0023037 | 0.0022912 | 0.0022787 | 0.0022663 | 0.0022538 | 0.0022413 | 0.0022288 | 0.0022163 | 0.0022038 | 0.0021914 | 41631.5752 | 12245.2308 | 1394.8846 | 410.2819
| HSM004-96221391 | 87 | HSM004 | HSM | 0 | 0 | 0.001297 | 0.0013018 | 0.0012994 | 0.0012848 | 0.0012776 | 0.0012824 | 0.0012897 | 0.0012776 | 0.0012776 | 0.0012776 | 0.0012776 | 0.0012776 | 0.0012776 | 0.0012776 | 0.0012776 | 0.0012776 | 0.0012776 | 0.0012776 | 0.0012776 | 0.0012776 | 0.43622 | 0.43888 | 0.44155 | 0.44421 | 0.44688 | 0.44657 | 0.44625 | 0.44594 | 0.44562 | 0.44531 | 0.445 | 0.44468 | 0.44437 | 0.44406 | 0.44374 | 0.44343 | 0.44312 | 0.4428 | 0.44249 | 0.44218 | 0.016407 | 0.016569 | 0.016639 | 0.016552 | 0.016557 | 0.016608 | 0.01669 | 0.016522 | 0.01651 | 0.016499 | 0.016487 | 0.016475 | 0.016464 | 0.016452 | 0.016441 | 0.016429 | 0.016417 | 0.016406 | 0.016394 | 0.016382 | 41631.5752 | 12245.2308 | 9935.8805 | 2922.4729
| HSM005-121050437 | 400 | HSM005 | HSM | 0 | 0 | 0.001369 | 0.001369 | 0.001363 | 0.0013539 | 0.0013449 | 0.0013479 | 0.0013479 | 0.0013389 | 0.0013389 | 0.0013389 | 0.0013389 | 0.0013389 | 0.0013389 | 0.0013389 | 0.0013389 | 0.0013389 | 0.0013389 | 0.0013389 | 0.0013389 | 0.0013389 | 17.245 | 17.3921 | 17.5391 | 17.6861 | 17.8332 | 17.8554 | 17.8777 | 17.8999 | 17.9222 | 17.9445 | 17.9667 | 17.989 | 18.0112 | 18.0335 | 18.0557 | 18.078 | 18.1003 | 18.1225 | 18.1448 | 18.167 | 0.68462 | 0.69046 | 0.69324 | 0.69444 | 0.69555 | 0.69797 | 0.69884 | 0.69504 | 0.6959 | 0.69677 | 0.69763 | 0.6985 | 0.69936 | 0.70023 | 0.70109 | 0.70195 | 0.70282 | 0.70368 | 0.70455 | 0.70541 | 41631.5752 | 12245.2308 | 419563.5053 | 123407.5801
| HSM005-15416442 | 282 | HSM005 | HSM | 0 | 0 | 0.001369 | 0.001369 | 0.001363 | 0.0013539 | 0.0013449 | 0.0013479 | 0.0013479 | 0.0013389 | 0.0013389 | 0.0013389 | 0.0013389 | 0.0013389 | 0.0013389 | 0.0013389 | 0.0013389 | 0.0013389 | 0.0013389 | 0.0013389 | 0.0013389 | 0.0013389 | 65.8701 | 66.3359 | 66.8016 | 67.2673 | 67.7331 | 67.7236 | 67.7142 | 67.7048 | 67.6954 | 67.6859 | 67.6765 | 67.6671 | 67.6577 | 67.6482 | 67.6388 | 67.6294 | 67.62 | 67.6105 | 67.6011 | 67.5917 | 2.615 | 2.6335 | 2.6404 | 2.6412 | 2.6418 | 2.6473 | 2.647 | 2.6289 | 2.6286 | 2.6282 | 2.6278 | 2.6275 | 2.6271 | 2.6267 | 2.6264 | 2.626 | 2.6256 | 2.6253 | 2.6249 | 2.6245 | 41631.5752 | 12245.2308 | 1583987.0766 | 465903.277
| HSM005-159947157 | 74 | HSM005 | HSM | 0 | 0 | 0.001369 | 0.001369 | 0.001363 | 0.0013539 | 0.0013449 | 0.0013479 | 0.0013479 | 0.0013389 | 0.0013389 | 0.0013389 | 0.0013389 | 0.0013389 | 0.0013389 | 0.0013389 | 0.0013389 | 0.0013389 | 0.0013389 | 0.0013389 | 0.0013389 | 0.0013389 | 0.22153 | 0.22332 | 0.22511 | 0.22691 | 0.2287 | 0.22829 | 0.22789 | 0.22748 | 0.22708 | 0.22667 | 0.22627 | 0.22586 | 0.22546 | 0.22505 | 0.22465 | 0.22424 | 0.22383 | 0.22343 | 0.22302 | 0.22262 | 0.0087945 | 0.0088657 | 0.0088977 | 0.0089093 | 0.00892 | 0.008924 | 0.0089082 | 0.0088329 | 0.0088172 | 0.0088015 | 0.0087857 | 0.00877 | 0.0087543 | 0.0087385 | 0.0087228 | 0.0087071 | 0.0086913 | 0.0086756 | 0.0086598 | 0.0086441 | 41631.5752 | 12245.2308 | 5300.9652 | 1559.1902
| HSM005-160318639 | 162 | HSM005 | HSM | 0 | 0 | 0.001369 | 0.001369 | 0.001363 | 0.0013539 | 0.0013449 | 0.0013479 | 0.0013479 | 0.0013389 | 0.0013389 | 0.0013389 | 0.0013389 | 0.0013389 | 0.0013389 | 0.0013389 | 0.0013389 | 0.0013389 | 0.0013389 | 0.0013389 | 0.0013389 | 0.0013389 | 0.1619 | 0.16347 | 0.16503 | 0.1666 | 0.16817 | 0.16775 | 0.16732 | 0.1669 | 0.16647 | 0.16605 | 0.16562 | 0.1652 | 0.16477 | 0.16435 | 0.16392 | 0.1635 | 0.16307 | 0.16265 | 0.16222 | 0.1618 | 0.0064273 | 0.0064895 | 0.0065231 | 0.0065416 | 0.0065592 | 0.0065573 | 0.0065406 | 0.0064804 | 0.0064639 | 0.0064474 | 0.0064309 | 0.0064144 | 0.0063979 | 0.0063814 | 0.0063649 | 0.0063484 | 0.0063319 | 0.0063154 | 0.0062989 | 0.0062824 | 41631.5752 | 12245.2308 | 3879.1819 | 1140.9964
| HSM005-160319214 | 90 | HSM005 | HSM | 0 | 0 | 0.001369 | 0.001369 | 0.001363 | 0.0013539 | 0.0013449 | 0.0013479 | 0.0013479 | 0.0013389 | 0.0013389 | 0.0013389 | 0.0013389 | 0.0013389 | 0.0013389 | 0.0013389 | 0.0013389 | 0.0013389 | 0.0013389 | 0.0013389 | 0.0013389 | 0.0013389 | 0.1429 | 0.14407 | 0.14524 | 0.14641 | 0.14757 | 0.14742 | 0.14726 | 0.14711 | 0.14695 | 0.1468 | 0.14664 | 0.14648 | 0.14633 | 0.14617 | 0.14602 | 0.14586 | 0.14571 | 0.14555 | 0.14539 | 0.14524 | 0.005673 | 0.0057194 | 0.0057405 | 0.0057485 | 0.0057559 | 0.0057627 | 0.0057566 | 0.0057121 | 0.005706 | 0.0057 | 0.0056939 | 0.0056879 | 0.0056818 | 0.0056758 | 0.0056697 | 0.0056637 | 0.0056576 | 0.0056516 | 0.0056455 | 0.0056395 | 41631.5752 | 12245.2308 | 3432.8414 | 1009.7128
| HSM005-160415406 | 104 | HSM005 | HSM | 0 | 0 | 0.001369 | 0.001369 | 0.001363 | 0.0013539 | 0.0013449 | 0.0013479 | 0.0013479 | 0.0013389 | 0.0013389 | 0.0013389 | 0.0013389 | 0.0013389 | 0.0013389 | 0.0013389 | 0.0013389 | 0.0013389 | 0.0013389 | 0.0013389 | 0.0013389 | 0.0013389 | 0.23499 | 0.23703 | 0.23907 | 0.24111 | 0.24315 | 0.24294 | 0.24273 | 0.24252 | 0.24231 | 0.2421 | 0.24189 | 0.24168 | 0.24147 | 0.24126 | 0.24105 | 0.24084 | 0.24063 | 0.24042 | 0.24021 | 0.24 | 0.0093292 | 0.0094102 | 0.0094495 | 0.0094671 | 0.0094836 | 0.0094966 | 0.0094884 | 0.0094168 | 0.0094086 | 0.0094005 | 0.0093923 | 0.0093841 | 0.009376 | 0.0093678 | 0.0093597 | 0.0093515 | 0.0093433 | 0.0093352 | 0.009327 | 0.0093188 | 41631.5752 | 12245.2308 | 5659.7596 | 1664.7235
| HSM005-160415504 | 41 | HSM005 | HSM | 0 | 0 | 0.001369 | 0.001369 | 0.001363 | 0.0013539 | 0.0013449 | 0.0013479 | 0.0013479 | 0.0013389 | 0.0013389 | 0.0013389 | 0.0013389 | 0.0013389 | 0.0013389 | 0.0013389 | 0.0013389 | 0.0013389 | 0.0013389 | 0.0013389 | 0.0013389 | 0.0013389 | 0.039394 | 0.03976 | 0.040126 | 0.040492 | 0.040858 | 0.040826 | 0.040794 | 0.040762 | 0.04073 | 0.040698 | 0.040666 | 0.040634 | 0.040601 | 0.040569 | 0.040537 | 0.040505 | 0.040473 | 0.040441 | 0.040409 | 0.040377 | 0.0015639 | 0.0015785 | 0.001586 | 0.0015899 | 0.0015936 | 0.0015959 | 0.0015947 | 0.0015828 | 0.0015815 | 0.0015803 | 0.001579 | 0.0015778 | 0.0015765 | 0.0015753 | 0.001574 | 0.0015728 | 0.0015715 | 0.0015703 | 0.001569 | 0.0015678 | 41631.5752 | 12245.2308 | 951.0665 | 279.7403
| HSM005-160419737 | 65 | HSM005 | HSM | 0 | 0 | 0.001369 | 0.001369 | 0.001363 | 0.0013539 | 0.0013449 | 0.0013479 | 0.0013479 | 0.0013389 | 0.0013389 | 0.0013389 | 0.0013389 | 0.0013389 | 0.0013389 | 0.0013389 | 0.0013389 | 0.0013389 | 0.0013389 | 0.0013389 | 0.0013389 | 0.0013389 | 0.10056 | 0.10148 | 0.10239 | 0.10331 | 0.10422 | 0.10425 | 0.10427 | 0.1043 | 0.10432 | 0.10435 | 0.10437 | 0.1044 | 0.10442 | 0.10445 | 0.10447 | 0.1045 | 0.10453 | 0.10455 | 0.10458 | 0.1046 | 0.0039923 | 0.0040286 | 0.0040471 | 0.0040562 | 0.0040649 | 0.004075 | 0.004076 | 0.0040497 | 0.0040507 | 0.0040517 | 0.0040527 | 0.0040537 | 0.0040547 | 0.0040557 | 0.0040567 | 0.0040576 | 0.0040586 | 0.0040596 | 0.0040606 | 0.0040616 | 41631.5752 | 12245.2308 | 2438.8481 | 717.3463
| HSM005-160419880 | 78 | HSM005 | HSM | 0 | 0 | 0.001369 | 0.001369 | 0.001363 | 0.0013539 | 0.0013449 | 0.0013479 | 0.0013479 | 0.0013389 | 0.0013389 | 0.0013389 | 0.0013389 | 0.0013389 | 0.0013389 | 0.0013389 | 0.0013389 | 0.0013389 | 0.0013389 | 0.0013389 | 0.0013389 | 0.0013389 | 0.075223 | 0.075882 | 0.076541 | 0.077199 | 0.077858 | 0.077933 | 0.078007 | 0.078082 | 0.078156 | 0.078231 | 0.078305 | 0.07838 | 0.078455 | 0.078529 | 0.078604 | 0.078678 | 0.078753 | 0.078828 | 0.078902 | 0.078977 | 0.0029864 | 0.0030125 | 0.0030253 | 0.0030312 | 0.0030367 | 0.0030464 | 0.0030493 | 0.0030318 | 0.0030347 | 0.0030376 | 0.0030405 | 0.0030434 | 0.0030463 | 0.0030492 | 0.0030521 | 0.003055 | 0.0030579 | 0.0030608 | 0.0030637 | 0.0030666 | 41631.5752 | 12245.2308 | 1828.8627 | 537.9294
| HSM005-160419993 | 38 | HSM005 | HSM | 0 | 0 | 0.001369 | 0.001369 | 0.001363 | 0.0013539 | 0.0013449 | 0.0013479 | 0.0013479 | 0.0013389 | 0.0013389 | 0.0013389 | 0.0013389 | 0.0013389 | 0.0013389 | 0.0013389 | 0.0013389 | 0.0013389 | 0.0013389 | 0.0013389 | 0.0013389 | 0.0013389 | 0.041687 | 0.042073 | 0.042458 | 0.042843 | 0.043228 | 0.043308 | 0.043388 | 0.043469 | 0.043549 | 0.043629 | 0.043709 | 0.04379 | 0.04387 | 0.04395 | 0.04403 | 0.044111 | 0.044191 | 0.044271 | 0.044351 | 0.044431 | 0.001655 | 0.0016703 | 0.0016782 | 0.0016822 | 0.001686 | 0.0016929 | 0.0016961 | 0.0016879 | 0.001691 | 0.0016941 | 0.0016972 | 0.0017003 | 0.0017034 | 0.0017065 | 0.0017097 | 0.0017128 | 0.0017159 | 0.001719 | 0.0017221 | 0.0017252 | 41631.5752 | 12245.2308 | 1019.6672 | 299.918
| HSM005-160647192 | 70 | HSM005 | HSM | 0 | 0 | 0.001369 | 0.001369 | 0.001363 | 0.0013539 | 0.0013449 | 0.0013479 | 0.0013479 | 0.0013389 | 0.0013389 | 0.0013389 | 0.0013389 | 0.0013389 | 0.0013389 | 0.0013389 | 0.0013389 | 0.0013389 | 0.0013389 | 0.0013389 | 0.0013389 | 0.0013389 | 0.27996 | 0.28238 | 0.2848 | 0.28722 | 0.28964 | 0.28926 | 0.28888 | 0.2885 | 0.28812 | 0.28774 | 0.28735 | 0.28697 | 0.28659 | 0.28621 | 0.28583 | 0.28545 | 0.28507 | 0.28468 | 0.2843 | 0.28392 | 0.011114 | 0.01121 | 0.011257 | 0.011278 | 0.011297 | 0.011307 | 0.011292 | 0.011202 | 0.011187 | 0.011173 | 0.011158 | 0.011143 | 0.011128 | 0.011113 | 0.011098 | 0.011084 | 0.011069 | 0.011054 | 0.011039 | 0.011024 | 41631.5752 | 12245.2308 | 6726.6992 | 1978.5459
| HSM006-153767042 | 101 | HSM006 | HSM | 0 | 0 | 0.0013323 | 0.0013306 | 0.0013255 | 0.0013152 | 0.0013067 | 0.0013049 | 0.0013084 | 0.0012998 | 0.0012998 | 0.0012998 | 0.0012998 | 0.0012998 | 0.0012998 | 0.0012998 | 0.0012998 | 0.0012998 | 0.0012998 | 0.0012998 | 0.0012998 | 0.0012998 | 0.15441 | 0.15566 | 0.15692 | 0.15818 | 0.15943 | 0.15907 | 0.15872 | 0.15836 | 0.158 | 0.15764 | 0.15728 | 0.15692 | 0.15656 | 0.1562 | 0.15584 | 0.15548 | 0.15513 | 0.15477 | 0.15441 | 0.15405 | 0.0059658 | 0.0060066 | 0.0060318 | 0.006033 | 0.0060414 | 0.0060199 | 0.0060221 | 0.0059692 | 0.0059556 | 0.0059421 | 0.0059286 | 0.005915 | 0.0059015 | 0.005888 | 0.0058745 | 0.0058609 | 0.0058474 | 0.0058339 | 0.0058203 | 0.0058068 | 41631.5752 | 12245.2308 | 3579.7013 | 1052.9092
| HSM006-15416692 | 118 | HSM006 | HSM | 0 | 0 | 0.0013323 | 0.0013306 | 0.0013255 | 0.0013152 | 0.0013067 | 0.0013049 | 0.0013084 | 0.0012998 | 0.0012998 | 0.0012998 | 0.0012998 | 0.0012998 | 0.0012998 | 0.0012998 | 0.0012998 | 0.0012998 | 0.0012998 | 0.0012998 | 0.0012998 | 0.0012998 | 4.8174 | 4.8604 | 4.9034 | 4.9464 | 4.9895 | 4.987 | 4.9846 | 4.9821 | 4.9797 | 4.9773 | 4.9748 | 4.9724 | 4.9699 | 4.9675 | 4.9651 | 4.9626 | 4.9602 | 4.9577 | 4.9553 | 4.9529 | 0.18613 | 0.18755 | 0.18848 | 0.18866 | 0.18907 | 0.18873 | 0.18913 | 0.1878 | 0.18771 | 0.18762 | 0.18752 | 0.18743 | 0.18734 | 0.18725 | 0.18716 | 0.18706 | 0.18697 | 0.18688 | 0.18679 | 0.1867 | 41631.5752 | 12245.2308 | 112972.5188 | 33228.9748
| HSM006-15416703 | 0 | HSM006 | HSM | 0 | 0 | 0.0013323 | 0.0013306 | 0.0013255 | 0.0013152 | 0.0013067 | 0.0013049 | 0.0013084 | 0.0012998 | 0.0012998 | 0.0012998 | 0.0012998 | 0.0012998 | 0.0012998 | 0.0012998 | 0.0012998 | 0.0012998 | 0.0012998 | 0.0012998 | 0.0012998 | 0.0012998 | 0 | 0 | 0 | 0 | 0 | 0 | 0 | 0 | 0 | 0 | 0 | 0 | 0 | 0 | 0 | 0 | 0 | 0 | 0 | 0 | 0 | 0 | 0 | 0 | 0 | 0 | 0 | 0 | 0 | 0 | 0 | 0 | 0 | 0 | 0 | 0 | 0 | 0 | 0 | 0 | 41631.5752 | 12245.2308 | 0 | 0
| HSM006-160434642 | 27 | HSM006 | HSM | 0 | 0 | 0.0013323 | 0.0013306 | 0.0013255 | 0.0013152 | 0.0013067 | 0.0013049 | 0.0013084 | 0.0012998 | 0.0012998 | 0.0012998 | 0.0012998 | 0.0012998 | 0.0012998 | 0.0012998 | 0.0012998 | 0.0012998 | 0.0012998 | 0.0012998 | 0.0012998 | 0.0012998 | 0.10495 | 0.1059 | 0.10684 | 0.10778 | 0.10872 | 0.10876 | 0.1088 | 0.10884 | 0.10887 | 0.10891 | 0.10895 | 0.10899 | 0.10902 | 0.10906 | 0.1091 | 0.10914 | 0.10918 | 0.10921 | 0.10925 | 0.10929 | 0.0040551 | 0.0040862 | 0.0041067 | 0.0041109 | 0.0041198 | 0.0041159 | 0.0041281 | 0.0041025 | 0.0041039 | 0.0041054 | 0.0041068 | 0.0041082 | 0.0041096 | 0.004111 | 0.0041125 | 0.0041139 | 0.0041153 | 0.0041167 | 0.0041181 | 0.0041196 | 41631.5752 | 12245.2308 | 2472.0147 | 727.1017
| HSM006-160439280 | 46 | HSM006 | HSM | 0 | 0 | 0.0013323 | 0.0013306 | 0.0013255 | 0.0013152 | 0.0013067 | 0.0013049 | 0.0013084 | 0.0012998 | 0.0012998 | 0.0012998 | 0.0012998 | 0.0012998 | 0.0012998 | 0.0012998 | 0.0012998 | 0.0012998 | 0.0012998 | 0.0012998 | 0.0012998 | 0.0012998 | 0.018696 | 0.018878 | 0.019061 | 0.019244 | 0.019427 | 0.019409 | 0.019391 | 0.019373 | 0.019355 | 0.019337 | 0.019319 | 0.019301 | 0.019283 | 0.019265 | 0.019247 | 0.019229 | 0.019211 | 0.019193 | 0.019175 | 0.019158 | 0.00072234 | 0.00072846 | 0.00073268 | 0.00073398 | 0.00073613 | 0.00073449 | 0.00073573 | 0.00073025 | 0.00072957 | 0.0007289 | 0.00072822 | 0.00072754 | 0.00072687 | 0.00072619 | 0.00072552 | 0.00072484 | 0.00072416 | 0.00072349 | 0.00072281 | 0.00072213 | 41631.5752 | 12245.2308 | 438.6678 | 129.0268
| HSM006-160439382 | 29 | HSM006 | HSM | 0 | 0 | 0.0013323 | 0.0013306 | 0.0013255 | 0.0013152 | 0.0013067 | 0.0013049 | 0.0013084 | 0.0012998 | 0.0012998 | 0.0012998 | 0.0012998 | 0.0012998 | 0.0012998 | 0.0012998 | 0.0012998 | 0.0012998 | 0.0012998 | 0.0012998 | 0.0012998 | 0.0012998 | 0.00036391 | 0.00036743 | 0.00037095 | 0.00037448 | 0.000378 | 0.00037867 | 0.00037935 | 0.00038002 | 0.0003807 | 0.00038137 | 0.00038205 | 0.00038272 | 0.0003834 | 0.00038407 | 0.00038475 | 0.00038543 | 0.0003861 | 0.00038678 | 0.00038745 | 0.00038813 | 1.406e-05 | 1.4178e-05 | 1.4259e-05 | 1.4283e-05 | 1.4324e-05 | 1.433e-05 | 1.4394e-05 | 1.4325e-05 | 1.435e-05 | 1.4376e-05 | 1.4401e-05 | 1.4427e-05 | 1.4452e-05 | 1.4478e-05 | 1.4503e-05 | 1.4528e-05 | 1.4554e-05 | 1.4579e-05 | 1.4605e-05 | 1.463e-05 | 41631.5752 | 12245.2308 | 8.6528 | 2.5451
| HSM006-160439464 | 75 | HSM006 | HSM | 0 | 0 | 0.0013323 | 0.0013306 | 0.0013255 | 0.0013152 | 0.0013067 | 0.0013049 | 0.0013084 | 0.0012998 | 0.0012998 | 0.0012998 | 0.0012998 | 0.0012998 | 0.0012998 | 0.0012998 | 0.0012998 | 0.0012998 | 0.0012998 | 0.0012998 | 0.0012998 | 0.0012998 | 0.10833 | 0.10924 | 0.11015 | 0.11107 | 0.11198 | 0.11181 | 0.11164 | 0.11147 | 0.1113 | 0.11113 | 0.11096 | 0.11079 | 0.11062 | 0.11045 | 0.11028 | 0.11011 | 0.10994 | 0.10977 | 0.1096 | 0.10943 | 0.0041855 | 0.0042153 | 0.0042341 | 0.0042362 | 0.0042432 | 0.0042312 | 0.0042358 | 0.0042018 | 0.0041953 | 0.0041889 | 0.0041825 | 0.0041761 | 0.0041697 | 0.0041633 | 0.0041569 | 0.0041504 | 0.004144 | 0.0041376 | 0.0041312 | 0.0041248 | 41631.5752 | 12245.2308 | 2523.1089 | 742.1302
| HSM006-160439562 | 175 | HSM006 | HSM | 0 | 0 | 0.0013323 | 0.0013306 | 0.0013255 | 0.0013152 | 0.0013067 | 0.0013049 | 0.0013084 | 0.0012998 | 0.0012998 | 0.0012998 | 0.0012998 | 0.0012998 | 0.0012998 | 0.0012998 | 0.0012998 | 0.0012998 | 0.0012998 | 0.0012998 | 0.0012998 | 0.0012998 | 0.57445 | 0.57929 | 0.58414 | 0.58898 | 0.59382 | 0.59307 | 0.59232 | 0.59157 | 0.59082 | 0.59007 | 0.58933 | 0.58858 | 0.58783 | 0.58708 | 0.58633 | 0.58558 | 0.58483 | 0.58408 | 0.58333 | 0.58258 | 0.022195 | 0.022353 | 0.022453 | 0.022464 | 0.022502 | 0.022444 | 0.022474 | 0.022299 | 0.022271 | 0.022243 | 0.022214 | 0.022186 | 0.022158 | 0.02213 | 0.022101 | 0.022073 | 0.022045 | 0.022017 | 0.021988 | 0.02196 | 41631.5752 | 12245.2308 | 13397.3698 | 3940.612
| HSM006-160439782 | 64 | HSM006 | HSM | 0 | 0 | 0.0013323 | 0.0013306 | 0.0013255 | 0.0013152 | 0.0013067 | 0.0013049 | 0.0013084 | 0.0012998 | 0.0012998 | 0.0012998 | 0.0012998 | 0.0012998 | 0.0012998 | 0.0012998 | 0.0012998 | 0.0012998 | 0.0012998 | 0.0012998 | 0.0012998 | 0.0012998 | 0.009322 | 0.0094129 | 0.0095039 | 0.0095949 | 0.0096858 | 0.009688 | 0.0096902 | 0.0096924 | 0.0096946 | 0.0096968 | 0.0096989 | 0.0097011 | 0.0097033 | 0.0097055 | 0.0097077 | 0.0097099 | 0.0097121 | 0.0097143 | 0.0097164 | 0.0097186 | 0.00036017 | 0.00036322 | 0.00036532 | 0.00036596 | 0.00036702 | 0.00036663 | 0.00036767 | 0.00036535 | 0.00036543 | 0.00036551 | 0.0003656 | 0.00036568 | 0.00036576 | 0.00036584 | 0.00036593 | 0.00036601 | 0.00036609 | 0.00036617 | 0.00036626 | 0.00036634 | 41631.5752 | 12245.2308 | 219.9846 | 64.7048
| HSM006-163605855 | 16 | HSM006 | HSM | 0 | 0 | 0.0013323 | 0.0013306 | 0.0013255 | 0.0013152 | 0.0013067 | 0.0013049 | 0.0013084 | 0.0012998 | 0.0012998 | 0.0012998 | 0.0012998 | 0.0012998 | 0.0012998 | 0.0012998 | 0.0012998 | 0.0012998 | 0.0012998 | 0.0012998 | 0.0012998 | 0.0012998 | 0.00016085 | 0.00016219 | 0.00016353 | 0.00016486 | 0.0001662 | 0.00016626 | 0.00016632 | 0.00016638 | 0.00016644 | 0.0001665 | 0.00016656 | 0.00016662 | 0.00016668 | 0.00016674 | 0.0001668 | 0.00016686 | 0.00016692 | 0.00016698 | 0.00016704 | 0.0001671 | 6.2148e-06 | 6.2584e-06 | 6.2857e-06 | 6.288e-06 | 6.2978e-06 | 6.2918e-06 | 6.3106e-06 | 6.2716e-06 | 6.2739e-06 | 6.2761e-06 | 6.2784e-06 | 6.2807e-06 | 6.2829e-06 | 6.2852e-06 | 6.2874e-06 | 6.2897e-06 | 6.292e-06 | 6.2942e-06 | 6.2965e-06 | 6.2988e-06 | 41631.5752 | 12245.2308 | 3.7807 | 1.112
| HSM006-201967868 | 234 | HSM006 | HSM | 0 | 0 | 0.0013323 | 0.0013306 | 0.0013255 | 0.0013152 | 0.0013067 | 0.0013049 | 0.0013084 | 0.0012998 | 0.0012998 | 0.0012998 | 0.0012998 | 0.0012998 | 0.0012998 | 0.0012998 | 0.0012998 | 0.0012998 | 0.0012998 | 0.0012998 | 0.0012998 | 0.0012998 | 32.9146 | 33.1817 | 33.4489 | 33.716 | 33.9832 | 33.9366 | 33.89 | 33.8434 | 33.7968 | 33.7502 | 33.7036 | 33.657 | 33.6104 | 33.5638 | 33.5172 | 33.4706 | 33.4241 | 33.3775 | 33.3309 | 33.2843 | 1.2717 | 1.2804 | 1.2857 | 1.286 | 1.2877 | 1.2843 | 1.2859 | 1.2757 | 1.274 | 1.2722 | 1.2704 | 1.2687 | 1.2669 | 1.2652 | 1.2634 | 1.2617 | 1.2599 | 1.2581 | 1.2564 | 1.2546 | 41631.5752 | 12245.2308 | 766433.5867 | 225433.6067
| HSM006-24597826 | 72 | HSM006 | HSM | 0 | 0 | 0.0013323 | 0.0013306 | 0.0013255 | 0.0013152 | 0.0013067 | 0.0013049 | 0.0013084 | 0.0012998 | 0.0012998 | 0.0012998 | 0.0012998 | 0.0012998 | 0.0012998 | 0.0012998 | 0.0012998 | 0.0012998 | 0.0012998 | 0.0012998 | 0.0012998 | 0.0012998 | 5.2381 | 5.2886 | 5.3391 | 5.3896 | 5.4401 | 5.4424 | 5.4448 | 5.4471 | 5.4495 | 5.4518 | 5.4542 | 5.4565 | 5.4589 | 5.4612 | 5.4636 | 5.4659 | 5.4683 | 5.4706 | 5.473 | 5.4753 | 0.20239 | 0.20407 | 0.20523 | 0.20556 | 0.20614 | 0.20596 | 0.20659 | 0.20533 | 0.20542 | 0.2055 | 0.20559 | 0.20568 | 0.20577 | 0.20586 | 0.20595 | 0.20604 | 0.20612 | 0.20621 | 0.2063 | 0.20639 | 41631.5752 | 12245.2308 | 123691.9175 | 36381.9065
| HSM009-15416366 | 0 | HSM009 | HSM | 0 | 0 | 0.0011232 | 0.0011322 | 0.0011352 | 0.0011322 | 0.0011277 | 0.0011322 | 0.0011322 | 0.0011307 | 0.0011307 | 0.0011307 | 0.0011307 | 0.0011307 | 0.0011307 | 0.0011307 | 0.0011307 | 0.0011307 | 0.0011307 | 0.0011307 | 0.0011307 | 0.0011307 | 0 | 0 | 0 | 0 | 0 | 0 | 0 | 0 | 0 | 0 | 0 | 0 | 0 | 0 | 0 | 0 | 0 | 0 | 0 | 0 | 0 | 0 | 0 | 0 | 0 | 0 | 0 | 0 | 0 | 0 | 0 | 0 | 0 | 0 | 0 | 0 | 0 | 0 | 0 | 0 | 41631.5752 | 12245.2308 | 0 | 0
| HSM009-15416379 | 252 | HSM009 | HSM | 0 | 0 | 0.0011232 | 0.0011322 | 0.0011352 | 0.0011322 | 0.0011277 | 0.0011322 | 0.0011322 | 0.0011307 | 0.0011307 | 0.0011307 | 0.0011307 | 0.0011307 | 0.0011307 | 0.0011307 | 0.0011307 | 0.0011307 | 0.0011307 | 0.0011307 | 0.0011307 | 0.0011307 | 74.476 | 74.9296 | 75.3833 | 75.8369 | 76.2905 | 76.1503 | 76.0101 | 75.8699 | 75.7297 | 75.5895 | 75.4493 | 75.3091 | 75.1688 | 75.0286 | 74.8884 | 74.7482 | 74.608 | 74.4678 | 74.3276 | 74.1874 | 2.4259 | 2.4602 | 2.4816 | 2.49 | 2.495 | 2.5003 | 2.4957 | 2.4878 | 2.4832 | 2.4786 | 2.474 | 2.4694 | 2.4648 | 2.4602 | 2.4556 | 2.451 | 2.4464 | 2.4418 | 2.4372 | 2.4326 | 41631.5752 | 12245.2308 | 1485992.4969 | 437079.8121
| HSM010-15416755 | 224 | HSM010 | HSM | 1 | 25 | 0.001406 | 0.0014076 | 0.001406 | 0.0013967 | 0.001389 | 0.0013921 | 0.0013967 | 0.0013874 | 0.0013874 | 0.0013874 | 0.0013874 | 0.0013874 | 0.0013874 | 0.0013874 | 0.0013874 | 0.0013874 | 0.0013874 | 0.0013874 | 0.0013874 | 0.0013874 | 148.0226 | 148.956 | 149.8895 | 150.8229 | 151.7564 | 151.6045 | 151.4527 | 151.3008 | 151.149 | 150.9971 | 150.8452 | 150.6934 | 150.5415 | 150.3897 | 150.2378 | 150.086 | 149.9341 | 149.7822 | 149.6304 | 149.4785 | 6.0355 | 6.0803 | 6.1116 | 6.1091 | 6.1128 | 6.1203 | 6.1346 | 6.0876 | 6.0815 | 6.0754 | 6.0693 | 6.0632 | 6.0571 | 6.051 | 6.0449 | 6.0388 | 6.0327 | 6.0265 | 6.0204 | 6.0143 | 41631.5752 | 12245.2308 | 3655754.7276 | 1075279.0427
| HTN011-155712659 | 71 | HTN011 | HTN | 0 | 0 | 0.00083763 | 0.00085052 | 0.00085696 | 0.00085696 | 0.0008634 | 0.00087629 | 0.00089562 | 0.00090206 | 0.00090206 | 0.00090206 | 0.00090206 | 0.00090206 | 0.00090206 | 0.00090206 | 0.00090206 | 0.00090206 | 0.00090206 | 0.00090206 | 0.00090206 | 0.00090206 | 0.025267 | 0.025386 | 0.025506 | 0.025626 | 0.025746 | 0.025295 | 0.024844 | 0.024394 | 0.023943 | 0.023492 | 0.023042 | 0.022591 | 0.02214 | 0.02169 | 0.021239 | 0.020788 | 0.020337 | 0.019887 | 0.019436 | 0.018985 | 0.00061376 | 0.00062615 | 0.00063387 | 0.00063685 | 0.00064464 | 0.00064281 | 0.00064528 | 0.00063813 | 0.00062634 | 0.00061455 | 0.00060276 | 0.00059097 | 0.00057918 | 0.00056739 | 0.0005556 | 0.00054381 | 0.00053202 | 0.00052023 | 0.00050844 | 0.00049665 | 38280.733 | 10741.692 | 331.7169 | 93.0808
| HTN011-156981207 | 47 | HTN011 | HTN | 0 | 0 | 0.00083763 | 0.00085052 | 0.00085696 | 0.00085696 | 0.0008634 | 0.00087629 | 0.00089562 | 0.00090206 | 0.00090206 | 0.00090206 | 0.00090206 | 0.00090206 | 0.00090206 | 0.00090206 | 0.00090206 | 0.00090206 | 0.00090206 | 0.00090206 | 0.00090206 | 0.00090206 | 0.069435 | 0.070117 | 0.070799 | 0.071481 | 0.072164 | 0.071127 | 0.070091 | 0.069054 | 0.068018 | 0.066981 | 0.065945 | 0.064908 | 0.063872 | 0.062835 | 0.061799 | 0.060762 | 0.059726 | 0.058689 | 0.057653 | 0.056616 | 0.0016867 | 0.0017294 | 0.0017595 | 0.0017764 | 0.0018069 | 0.0018075 | 0.0018205 | 0.0018064 | 0.0017793 | 0.0017522 | 0.0017251 | 0.001698 | 0.0016709 | 0.0016438 | 0.0016166 | 0.0015895 | 0.0015624 | 0.0015353 | 0.0015082 | 0.0014811 | 38280.733 | 10741.692 | 943.1665 | 264.6554
| HTN011-157405209 | 25 | HTN011 | HTN | 0 | 0 | 0.00083763 | 0.00085052 | 0.00085696 | 0.00085696 | 0.0008634 | 0.00087629 | 0.00089562 | 0.00090206 | 0.00090206 | 0.00090206 | 0.00090206 | 0.00090206 | 0.00090206 | 0.00090206 | 0.00090206 | 0.00090206 | 0.00090206 | 0.00090206 | 0.00090206 | 0.00090206 | 0.0016481 | 0.0016619 | 0.0016757 | 0.0016894 | 0.0017032 | 0.0016832 | 0.0016632 | 0.0016433 | 0.0016233 | 0.0016033 | 0.0015833 | 0.0015633 | 0.0015433 | 0.0015233 | 0.0015034 | 0.0014834 | 0.0014634 | 0.0014434 | 0.0014234 | 0.0014034 | 4.0035e-05 | 4.099e-05 | 4.1643e-05 | 4.1986e-05 | 4.2646e-05 | 4.2775e-05 | 4.3199e-05 | 4.2987e-05 | 4.2465e-05 | 4.1942e-05 | 4.1419e-05 | 4.0896e-05 | 4.0373e-05 | 3.985e-05 | 3.9328e-05 | 3.8805e-05 | 3.8282e-05 | 3.7759e-05 | 3.7236e-05 | 3.6713e-05 | 38280.733 | 10741.692 | 22.607 | 6.3436
| HTN011-157405424 | 35 | HTN011 | HTN | 0 | 0 | 0.00083763 | 0.00085052 | 0.00085696 | 0.00085696 | 0.0008634 | 0.00087629 | 0.00089562 | 0.00090206 | 0.00090206 | 0.00090206 | 0.00090206 | 0.00090206 | 0.00090206 | 0.00090206 | 0.00090206 | 0.00090206 | 0.00090206 | 0.00090206 | 0.00090206 | 0.00090206 | 0.0012188 | 0.0012296 | 0.0012403 | 0.0012511 | 0.0012618 | 0.0012486 | 0.0012353 | 0.0012221 | 0.0012089 | 0.0011956 | 0.0011824 | 0.0011692 | 0.001156 | 0.0011427 | 0.0011295 | 0.0011163 | 0.001103 | 0.0010898 | 0.0010766 | 0.0010634 | 2.9606e-05 | 3.0327e-05 | 3.0824e-05 | 3.1091e-05 | 3.1594e-05 | 3.1729e-05 | 3.2085e-05 | 3.197e-05 | 3.1624e-05 | 3.1278e-05 | 3.0932e-05 | 3.0586e-05 | 3.024e-05 | 2.9894e-05 | 2.9547e-05 | 2.9201e-05 | 2.8855e-05 | 2.8509e-05 | 2.8163e-05 | 2.7817e-05 | 38280.733 | 10741.692 | 16.8577 | 4.7303
| HTN011-157405677 | 99 | HTN011 | HTN | 0 | 0 | 0.00083763 | 0.00085052 | 0.00085696 | 0.00085696 | 0.0008634 | 0.00087629 | 0.00089562 | 0.00090206 | 0.00090206 | 0.00090206 | 0.00090206 | 0.00090206 | 0.00090206 | 0.00090206 | 0.00090206 | 0.00090206 | 0.00090206 | 0.00090206 | 0.00090206 | 0.00090206 | 0.17743 | 0.1787 | 0.17998 | 0.18126 | 0.18253 | 0.18012 | 0.17771 | 0.1753 | 0.17288 | 0.17047 | 0.16806 | 0.16565 | 0.16323 | 0.16082 | 0.15841 | 0.156 | 0.15358 | 0.15117 | 0.14876 | 0.14635 | 0.0043099 | 0.0044077 | 0.0044728 | 0.0045046 | 0.0045704 | 0.0045773 | 0.0046156 | 0.0045857 | 0.0045226 | 0.0044595 | 0.0043964 | 0.0043333 | 0.0042702 | 0.004207 | 0.0041439 | 0.0040808 | 0.0040177 | 0.0039546 | 0.0038915 | 0.0038284 | 38280.733 | 10741.692 | 2404.9071 | 674.8244
| HTN011-157406255 | 59 | HTN011 | HTN | 0 | 0 | 0.00083763 | 0.00085052 | 0.00085696 | 0.00085696 | 0.0008634 | 0.00087629 | 0.00089562 | 0.00090206 | 0.00090206 | 0.00090206 | 0.00090206 | 0.00090206 | 0.00090206 | 0.00090206 | 0.00090206 | 0.00090206 | 0.00090206 | 0.00090206 | 0.00090206 | 0.00090206 | 0.062759 | 0.063303 | 0.063846 | 0.06439 | 0.064933 | 0.064327 | 0.063721 | 0.063115 | 0.062509 | 0.061903 | 0.061297 | 0.060691 | 0.060085 | 0.059479 | 0.058873 | 0.058267 | 0.057661 | 0.057055 | 0.056449 | 0.055843 | 0.0015245 | 0.0015614 | 0.0015867 | 0.0016002 | 0.0016258 | 0.0016347 | 0.001655 | 0.0016511 | 0.0016352 | 0.0016194 | 0.0016035 | 0.0015877 | 0.0015718 | 0.001556 | 0.0015401 | 0.0015243 | 0.0015084 | 0.0014926 | 0.0014767 | 0.0014609 | 38280.733 | 10741.692 | 873.0375 | 244.977
| HTN011-157406464 | 50 | HTN011 | HTN | 0 | 0 | 0.00083763 | 0.00085052 | 0.00085696 | 0.00085696 | 0.0008634 | 0.00087629 | 0.00089562 | 0.00090206 | 0.00090206 | 0.00090206 | 0.00090206 | 0.00090206 | 0.00090206 | 0.00090206 | 0.00090206 | 0.00090206 | 0.00090206 | 0.00090206 | 0.00090206 | 0.00090206 | 0.034678 | 0.035013 | 0.035349 | 0.035684 | 0.036019 | 0.035652 | 0.035284 | 0.034916 | 0.034549 | 0.034181 | 0.033813 | 0.033446 | 0.033078 | 0.032711 | 0.032343 | 0.031975 | 0.031608 | 0.03124 | 0.030872 | 0.030505 | 0.00084237 | 0.0008636 | 0.00087848 | 0.00088681 | 0.00090187 | 0.00090599 | 0.00091643 | 0.0009134 | 0.00090379 | 0.00089417 | 0.00088455 | 0.00087494 | 0.00086532 | 0.0008557 | 0.00084609 | 0.00083647 | 0.00082685 | 0.00081723 | 0.00080762 | 0.000798 | 38280.733 | 10741.692 | 481.6945 | 135.165
| HTN011-157406612 | 32 | HTN011 | HTN | 0 | 0 | 0.00083763 | 0.00085052 | 0.00085696 | 0.00085696 | 0.0008634 | 0.00087629 | 0.00089562 | 0.00090206 | 0.00090206 | 0.00090206 | 0.00090206 | 0.00090206 | 0.00090206 | 0.00090206 | 0.00090206 | 0.00090206 | 0.00090206 | 0.00090206 | 0.00090206 | 0.00090206 | 0.032481 | 0.032793 | 0.033105 | 0.033417 | 0.033729 | 0.033256 | 0.032783 | 0.032309 | 0.031836 | 0.031363 | 0.03089 | 0.030416 | 0.029943 | 0.02947 | 0.028997 | 0.028523 | 0.02805 | 0.027577 | 0.027104 | 0.02663 | 0.000789 | 0.00080883 | 0.00082272 | 0.00083048 | 0.00084454 | 0.00084511 | 0.00085146 | 0.00084521 | 0.00083283 | 0.00082045 | 0.00080807 | 0.00079569 | 0.00078331 | 0.00077093 | 0.00075855 | 0.00074617 | 0.00073379 | 0.00072141 | 0.00070903 | 0.00069665 | 38280.733 | 10741.692 | 441.7102 | 123.9453
| HTN011-162645268 | 12 | HTN011 | HTN | 0 | 0 | 0.00083763 | 0.00085052 | 0.00085696 | 0.00085696 | 0.0008634 | 0.00087629 | 0.00089562 | 0.00090206 | 0.00090206 | 0.00090206 | 0.00090206 | 0.00090206 | 0.00090206 | 0.00090206 | 0.00090206 | 0.00090206 | 0.00090206 | 0.00090206 | 0.00090206 | 0.00090206 | 3.6818e-05 | 3.7138e-05 | 3.7459e-05 | 3.7779e-05 | 3.81e-05 | 3.7662e-05 | 3.7224e-05 | 3.6786e-05 | 3.6348e-05 | 3.591e-05 | 3.5472e-05 | 3.5034e-05 | 3.4596e-05 | 3.4158e-05 | 3.372e-05 | 3.3282e-05 | 3.2844e-05 | 3.2406e-05 | 3.1968e-05 | 3.153e-05 | 8.9435e-07 | 9.1601e-07 | 9.3092e-07 | 9.3889e-07 | 9.5397e-07 | 9.5708e-07 | 9.6682e-07 | 9.6231e-07 | 9.5086e-07 | 9.394e-07 | 9.2794e-07 | 9.1648e-07 | 9.0502e-07 | 8.9357e-07 | 8.8211e-07 | 8.7065e-07 | 8.5919e-07 | 8.4773e-07 | 8.3628e-07 | 8.2482e-07 | 38280.733 | 10741.692 | 0.50625 | 0.14206
| HTN011-162645611 | 19 | HTN011 | HTN | 0 | 0 | 0.00083763 | 0.00085052 | 0.00085696 | 0.00085696 | 0.0008634 | 0.00087629 | 0.00089562 | 0.00090206 | 0.00090206 | 0.00090206 | 0.00090206 | 0.00090206 | 0.00090206 | 0.00090206 | 0.00090206 | 0.00090206 | 0.00090206 | 0.00090206 | 0.00090206 | 0.00090206 | 0.00066202 | 0.00066714 | 0.00067226 | 0.00067738 | 0.0006825 | 0.00067375 | 0.000665 | 0.00065625 | 0.0006475 | 0.00063875 | 0.00063 | 0.00062125 | 0.0006125 | 0.00060375 | 0.000595 | 0.00058625 | 0.0005775 | 0.00056875 | 0.00056 | 0.00055125 | 1.6081e-05 | 1.6455e-05 | 1.6707e-05 | 1.6834e-05 | 1.7089e-05 | 1.7122e-05 | 1.7272e-05 | 1.7167e-05 | 1.6938e-05 | 1.671e-05 | 1.6481e-05 | 1.6252e-05 | 1.6023e-05 | 1.5794e-05 | 1.5565e-05 | 1.5336e-05 | 1.5107e-05 | 1.4878e-05 | 1.4649e-05 | 1.4421e-05 | 38280.733 | 10741.692 | 9.0086 | 2.5278
| HTN011-190418895 | 0 | HTN011 | HTN | 0 | 0 | 0.00083763 | 0.00085052 | 0.00085696 | 0.00085696 | 0.0008634 | 0.00087629 | 0.00089562 | 0.00090206 | 0.00090206 | 0.00090206 | 0.00090206 | 0.00090206 | 0.00090206 | 0.00090206 | 0.00090206 | 0.00090206 | 0.00090206 | 0.00090206 | 0.00090206 | 0.00090206 | 0 | 0 | 0 | 0 | 0 | 0 | 0 | 0 | 0 | 0 | 0 | 0 | 0 | 0 | 0 | 0 | 0 | 0 | 0 | 0 | 0 | 0 | 0 | 0 | 0 | 0 | 0 | 0 | 0 | 0 | 0 | 0 | 0 | 0 | 0 | 0 | 0 | 0 | 0 | 0 | 38280.733 | 10741.692 | 0 | 0
| HTN011-190418905 | 140 | HTN011 | HTN | 0 | 0 | 0.00083763 | 0.00085052 | 0.00085696 | 0.00085696 | 0.0008634 | 0.00087629 | 0.00089562 | 0.00090206 | 0.00090206 | 0.00090206 | 0.00090206 | 0.00090206 | 0.00090206 | 0.00090206 | 0.00090206 | 0.00090206 | 0.00090206 | 0.00090206 | 0.00090206 | 0.00090206 | 7.2476 | 7.2886 | 7.3297 | 7.3707 | 7.4117 | 7.3635 | 7.3153 | 7.2671 | 7.2189 | 7.1707 | 7.1225 | 7.0743 | 7.0261 | 6.9779 | 6.9296 | 6.8814 | 6.8332 | 6.785 | 6.7368 | 6.6886 | 0.17605 | 0.17977 | 0.18216 | 0.18318 | 0.18558 | 0.18712 | 0.19 | 0.19011 | 0.18885 | 0.18758 | 0.18632 | 0.18506 | 0.1838 | 0.18254 | 0.18128 | 0.18002 | 0.17876 | 0.17749 | 0.17623 | 0.17497 | 38280.733 | 10741.692 | 101363.3935 | 28442.8815
| HTN011-24613192 | 839 | HTN011 | HTN | 0 | 0 | 0.00083763 | 0.00085052 | 0.00085696 | 0.00085696 | 0.0008634 | 0.00087629 | 0.00089562 | 0.00090206 | 0.00090206 | 0.00090206 | 0.00090206 | 0.00090206 | 0.00090206 | 0.00090206 | 0.00090206 | 0.00090206 | 0.00090206 | 0.00090206 | 0.00090206 | 0.00090206 | 9.6938 | 9.7547 | 9.8156 | 9.8765 | 9.9374 | 9.8259 | 9.7143 | 9.6028 | 9.4912 | 9.3797 | 9.2681 | 9.1566 | 9.045 | 8.9335 | 8.8219 | 8.7104 | 8.5988 | 8.4873 | 8.3757 | 8.2642 | 0.23547 | 0.2406 | 0.24394 | 0.24545 | 0.24882 | 0.2497 | 0.25231 | 0.25121 | 0.24829 | 0.24537 | 0.24245 | 0.23953 | 0.23662 | 0.2337 | 0.23078 | 0.22786 | 0.22494 | 0.22203 | 0.21911 | 0.21619 | 38280.733 | 10741.692 | 132442.4727 | 37163.7672
| HTN012-140933454 | 48 | HTN012 | HTN | 0 | 0 | 0.00085799 | 0.00086875 | 0.00087413 | 0.00087144 | 0.00087144 | 0.00087951 | 0.00089026 | 0.00088488 | 0.00088488 | 0.00088488 | 0.00088488 | 0.00088488 | 0.00088488 | 0.00088488 | 0.00088488 | 0.00088488 | 0.00088488 | 0.00088488 | 0.00088488 | 0.00088488 | 0.083297 | 0.083984 | 0.084672 | 0.085359 | 0.086047 | 0.085064 | 0.084081 | 0.083099 | 0.082116 | 0.081134 | 0.080151 | 0.079168 | 0.078186 | 0.077203 | 0.07622 | 0.075238 | 0.074255 | 0.073272 | 0.07229 | 0.071307 | 0.0020726 | 0.0021159 | 0.0021464 | 0.0021572 | 0.0021745 | 0.0021696 | 0.0021708 | 0.0021325 | 0.0021072 | 0.002082 | 0.0020568 | 0.0020316 | 0.0020064 | 0.0019812 | 0.0019559 | 0.0019307 | 0.0019055 | 0.0018803 | 0.0018551 | 0.0018299 | 38280.733 | 10741.692 | 1138.6192 | 319.5001
| HTN012-140933685 | 45 | HTN012 | HTN | 0 | 0 | 0.00085799 | 0.00086875 | 0.00087413 | 0.00087144 | 0.00087144 | 0.00087951 | 0.00089026 | 0.00088488 | 0.00088488 | 0.00088488 | 0.00088488 | 0.00088488 | 0.00088488 | 0.00088488 | 0.00088488 | 0.00088488 | 0.00088488 | 0.00088488 | 0.00088488 | 0.00088488 | 0.028279 | 0.028589 | 0.028899 | 0.029209 | 0.029519 | 0.028899 | 0.028279 | 0.027659 | 0.027039 | 0.026418 | 0.025798 | 0.025178 | 0.024558 | 0.023938 | 0.023318 | 0.022698 | 0.022078 | 0.021458 | 0.020838 | 0.020218 | 0.00070362 | 0.00072025 | 0.00073257 | 0.00073815 | 0.00074599 | 0.00073708 | 0.00073009 | 0.00070977 | 0.00069385 | 0.00067794 | 0.00066203 | 0.00064612 | 0.0006302 | 0.00061429 | 0.00059838 | 0.00058247 | 0.00056655 | 0.00055064 | 0.00053473 | 0.00051882 | 38280.733 | 10741.692 | 369.7442 | 103.7514
| HTN012-140933990 | 34 | HTN012 | HTN | 0 | 0 | 0.00085799 | 0.00086875 | 0.00087413 | 0.00087144 | 0.00087144 | 0.00087951 | 0.00089026 | 0.00088488 | 0.00088488 | 0.00088488 | 0.00088488 | 0.00088488 | 0.00088488 | 0.00088488 | 0.00088488 | 0.00088488 | 0.00088488 | 0.00088488 | 0.00088488 | 0.00088488 | 0.00085731 | 0.00086799 | 0.00087866 | 0.00088933 | 0.0009 | 0.0008832 | 0.0008664 | 0.0008496 | 0.0008328 | 0.000816 | 0.0007992 | 0.0007824 | 0.0007656 | 0.0007488 | 0.000732 | 0.0007152 | 0.0006984 | 0.0006816 | 0.0006648 | 0.000648 | 2.1331e-05 | 2.1868e-05 | 2.2274e-05 | 2.2475e-05 | 2.2744e-05 | 2.2527e-05 | 2.2368e-05 | 2.1802e-05 | 2.1371e-05 | 2.094e-05 | 2.0509e-05 | 2.0078e-05 | 1.9647e-05 | 1.9215e-05 | 1.8784e-05 | 1.8353e-05 | 1.7922e-05 | 1.7491e-05 | 1.706e-05 | 1.6629e-05 | 38280.733 | 10741.692 | 11.4122 | 3.2023
| HTN012-160319327 | 65 | HTN012 | HTN | 0 | 0 | 0.00085799 | 0.00086875 | 0.00087413 | 0.00087144 | 0.00087144 | 0.00087951 | 0.00089026 | 0.00088488 | 0.00088488 | 0.00088488 | 0.00088488 | 0.00088488 | 0.00088488 | 0.00088488 | 0.00088488 | 0.00088488 | 0.00088488 | 0.00088488 | 0.00088488 | 0.00088488 | 0.17875 | 0.17946 | 0.18018 | 0.18089 | 0.18161 | 0.18077 | 0.17993 | 0.17909 | 0.17825 | 0.17742 | 0.17658 | 0.17574 | 0.1749 | 0.17406 | 0.17322 | 0.17239 | 0.17155 | 0.17071 | 0.16987 | 0.16903 | 0.0044476 | 0.0045214 | 0.0045675 | 0.0045715 | 0.0045895 | 0.0046106 | 0.0046454 | 0.0045958 | 0.0045743 | 0.0045528 | 0.0045313 | 0.0045098 | 0.0044883 | 0.0044667 | 0.0044452 | 0.0044237 | 0.0044022 | 0.0043807 | 0.0043592 | 0.0043377 | 38280.733 | 10741.692 | 2498.0125 | 700.95
| HTN012-160319432 | 33 | HTN012 | HTN | 0 | 0 | 0.00085799 | 0.00086875 | 0.00087413 | 0.00087144 | 0.00087144 | 0.00087951 | 0.00089026 | 0.00088488 | 0.00088488 | 0.00088488 | 0.00088488 | 0.00088488 | 0.00088488 | 0.00088488 | 0.00088488 | 0.00088488 | 0.00088488 | 0.00088488 | 0.00088488 | 0.00088488 | 0.020516 | 0.020696 | 0.020877 | 0.021057 | 0.021238 | 0.021045 | 0.020852 | 0.020659 | 0.020465 | 0.020272 | 0.020079 | 0.019886 | 0.019693 | 0.0195 | 0.019307 | 0.019114 | 0.018921 | 0.018727 | 0.018534 | 0.018341 | 0.00051047 | 0.00052141 | 0.00052922 | 0.00053215 | 0.00053671 | 0.00053676 | 0.00053834 | 0.00053013 | 0.00052518 | 0.00052022 | 0.00051527 | 0.00051031 | 0.00050535 | 0.0005004 | 0.00049544 | 0.00049049 | 0.00048553 | 0.00048058 | 0.00047562 | 0.00047067 | 38280.733 | 10741.692 | 284.4581 | 79.8198
| HTN012-160319528 | 34 | HTN012 | HTN | 0 | 0 | 0.00085799 | 0.00086875 | 0.00087413 | 0.00087144 | 0.00087144 | 0.00087951 | 0.00089026 | 0.00088488 | 0.00088488 | 0.00088488 | 0.00088488 | 0.00088488 | 0.00088488 | 0.00088488 | 0.00088488 | 0.00088488 | 0.00088488 | 0.00088488 | 0.00088488 | 0.00088488 | 0.0058903 | 0.0059438 | 0.0059972 | 0.0060507 | 0.0061042 | 0.0060553 | 0.0060064 | 0.0059575 | 0.0059086 | 0.0058597 | 0.0058108 | 0.0057619 | 0.005713 | 0.0056642 | 0.0056153 | 0.0055664 | 0.0055175 | 0.0054686 | 0.0054197 | 0.0053708 | 0.00014656 | 0.00014974 | 0.00015203 | 0.00015291 | 0.00015426 | 0.00015444 | 0.00015507 | 0.00015288 | 0.00015162 | 0.00015037 | 0.00014912 | 0.00014786 | 0.00014661 | 0.00014535 | 0.0001441 | 0.00014284 | 0.00014159 | 0.00014033 | 0.00013908 | 0.00013782 | 38280.733 | 10741.692 | 82.2161 | 23.0701
| HTN012-160338385 | 38 | HTN012 | HTN | 0 | 0 | 0.00085799 | 0.00086875 | 0.00087413 | 0.00087144 | 0.00087144 | 0.00087951 | 0.00089026 | 0.00088488 | 0.00088488 | 0.00088488 | 0.00088488 | 0.00088488 | 0.00088488 | 0.00088488 | 0.00088488 | 0.00088488 | 0.00088488 | 0.00088488 | 0.00088488 | 0.00088488 | 0.10083 | 0.10179 | 0.10275 | 0.10371 | 0.10467 | 0.1031 | 0.10152 | 0.099943 | 0.098366 | 0.096789 | 0.095212 | 0.093635 | 0.092058 | 0.090481 | 0.088904 | 0.087327 | 0.085751 | 0.084174 | 0.082597 | 0.08102 | 0.0025088 | 0.0025644 | 0.0026047 | 0.002621 | 0.0026453 | 0.0026296 | 0.002621 | 0.0025647 | 0.0025242 | 0.0024838 | 0.0024433 | 0.0024028 | 0.0023624 | 0.0023219 | 0.0022814 | 0.002241 | 0.0022005 | 0.00216 | 0.0021196 | 0.0020791 | 38280.733 | 10741.692 | 1356.7393 | 380.7052
| HTN012-160338483 | 103 | HTN012 | HTN | 0 | 0 | 0.00085799 | 0.00086875 | 0.00087413 | 0.00087144 | 0.00087144 | 0.00087951 | 0.00089026 | 0.00088488 | 0.00088488 | 0.00088488 | 0.00088488 | 0.00088488 | 0.00088488 | 0.00088488 | 0.00088488 | 0.00088488 | 0.00088488 | 0.00088488 | 0.00088488 | 0.00088488 | 0.093538 | 0.094519 | 0.095501 | 0.096483 | 0.097464 | 0.096425 | 0.095386 | 0.094347 | 0.093307 | 0.092268 | 0.091229 | 0.09019 | 0.08915 | 0.088111 | 0.087072 | 0.086033 | 0.084994 | 0.083954 | 0.082915 | 0.081876 | 0.0023274 | 0.0023813 | 0.0024209 | 0.0024383 | 0.0024631 | 0.0024594 | 0.0024626 | 0.0024211 | 0.0023944 | 0.0023678 | 0.0023411 | 0.0023144 | 0.0022877 | 0.0022611 | 0.0022344 | 0.0022077 | 0.0021811 | 0.0021544 | 0.0021277 | 0.0021011 | 38280.733 | 10741.692 | 1293.1147 | 362.852
| HTN012-160338601 | 143 | HTN012 | HTN | 0 | 0 | 0.00085799 | 0.00086875 | 0.00087413 | 0.00087144 | 0.00087144 | 0.00087951 | 0.00089026 | 0.00088488 | 0.00088488 | 0.00088488 | 0.00088488 | 0.00088488 | 0.00088488 | 0.00088488 | 0.00088488 | 0.00088488 | 0.00088488 | 0.00088488 | 0.00088488 | 0.00088488 | 0.093287 | 0.094322 | 0.095357 | 0.096392 | 0.097427 | 0.09574 | 0.094054 | 0.092368 | 0.090681 | 0.088995 | 0.087309 | 0.085622 | 0.083936 | 0.08225 | 0.080563 | 0.078877 | 0.077191 | 0.075504 | 0.073818 | 0.072131 | 0.0023211 | 0.0023763 | 0.0024173 | 0.002436 | 0.0024621 | 0.0024419 | 0.0024283 | 0.0023703 | 0.002327 | 0.0022838 | 0.0022405 | 0.0021972 | 0.0021539 | 0.0021107 | 0.0020674 | 0.0020241 | 0.0019808 | 0.0019376 | 0.0018943 | 0.001851 | 38280.733 | 10741.692 | 1245.9333 | 349.6127
| HTN012-160411348 | 32 | HTN012 | HTN | 0 | 0 | 0.00085799 | 0.00086875 | 0.00087413 | 0.00087144 | 0.00087144 | 0.00087951 | 0.00089026 | 0.00088488 | 0.00088488 | 0.00088488 | 0.00088488 | 0.00088488 | 0.00088488 | 0.00088488 | 0.00088488 | 0.00088488 | 0.00088488 | 0.00088488 | 0.00088488 | 0.00088488 | 0.0089633 | 0.0090569 | 0.0091505 | 0.0092441 | 0.0093378 | 0.0091916 | 0.0090455 | 0.0088994 | 0.0087533 | 0.0086072 | 0.008461 | 0.0083149 | 0.0081688 | 0.0080227 | 0.0078766 | 0.0077304 | 0.0075843 | 0.0074382 | 0.0072921 | 0.007146 | 0.00022302 | 0.00022818 | 0.00023196 | 0.00023361 | 0.00023598 | 0.00023444 | 0.00023353 | 0.00022837 | 0.00022462 | 0.00022087 | 0.00021712 | 0.00021337 | 0.00020962 | 0.00020588 | 0.00020213 | 0.00019838 | 0.00019463 | 0.00019088 | 0.00018713 | 0.00018338 | 38280.733 | 10741.692 | 120.5721 | 33.8329
| HTN012-160437866 | 102 | HTN012 | HTN | 0 | 0 | 0.00085799 | 0.00086875 | 0.00087413 | 0.00087144 | 0.00087144 | 0.00087951 | 0.00089026 | 0.00088488 | 0.00088488 | 0.00088488 | 0.00088488 | 0.00088488 | 0.00088488 | 0.00088488 | 0.00088488 | 0.00088488 | 0.00088488 | 0.00088488 | 0.00088488 | 0.00088488 | 0.0081706 | 0.0082594 | 0.0083482 | 0.008437 | 0.0085258 | 0.0084252 | 0.0083246 | 0.008224 | 0.0081234 | 0.0080229 | 0.0079223 | 0.0078217 | 0.0077211 | 0.0076205 | 0.00752 | 0.0074194 | 0.0073188 | 0.0072182 | 0.0071176 | 0.0070171 | 0.0002033 | 0.00020808 | 0.00021162 | 0.00021322 | 0.00021546 | 0.00021489 | 0.00021492 | 0.00021104 | 0.00020846 | 0.00020588 | 0.0002033 | 0.00020072 | 0.00019814 | 0.00019556 | 0.00019297 | 0.00019039 | 0.00018781 | 0.00018523 | 0.00018265 | 0.00018007 | 38280.733 | 10741.692 | 112.3993 | 31.5396
| HTN012-162615153 | 1 | HTN012 | HTN | 0 | 0 | 0.00085799 | 0.00086875 | 0.00087413 | 0.00087144 | 0.00087144 | 0.00087951 | 0.00089026 | 0.00088488 | 0.00088488 | 0.00088488 | 0.00088488 | 0.00088488 | 0.00088488 | 0.00088488 | 0.00088488 | 0.00088488 | 0.00088488 | 0.00088488 | 0.00088488 | 0.00088488 | 5.7751e-06 | 5.8389e-06 | 5.9026e-06 | 5.9663e-06 | 6.03e-06 | 5.9185e-06 | 5.807e-06 | 5.6955e-06 | 5.584e-06 | 5.4725e-06 | 5.361e-06 | 5.2495e-06 | 5.138e-06 | 5.0265e-06 | 4.915e-06 | 4.8035e-06 | 4.692e-06 | 4.5805e-06 | 4.469e-06 | 4.3575e-06 | 1.437e-07 | 1.471e-07 | 1.4963e-07 | 1.5078e-07 | 1.5239e-07 | 1.5096e-07 | 1.4992e-07 | 1.4616e-07 | 1.4329e-07 | 1.4043e-07 | 1.3757e-07 | 1.3471e-07 | 1.3185e-07 | 1.2899e-07 | 1.2613e-07 | 1.2327e-07 | 1.204e-07 | 1.1754e-07 | 1.1468e-07 | 1.1182e-07 | 38280.733 | 10741.692 | 0.076609 | 0.021497
| HTN012-162615767 | 25 | HTN012 | HTN | 0 | 0 | 0.00085799 | 0.00086875 | 0.00087413 | 0.00087144 | 0.00087144 | 0.00087951 | 0.00089026 | 0.00088488 | 0.00088488 | 0.00088488 | 0.00088488 | 0.00088488 | 0.00088488 | 0.00088488 | 0.00088488 | 0.00088488 | 0.00088488 | 0.00088488 | 0.00088488 | 0.00088488 | 0.0063188 | 0.0063759 | 0.006433 | 0.0064901 | 0.0065472 | 0.0064828 | 0.0064184 | 0.006354 | 0.0062896 | 0.0062252 | 0.0061608 | 0.0060963 | 0.0060319 | 0.0059675 | 0.0059031 | 0.0058387 | 0.0057743 | 0.0057099 | 0.0056455 | 0.0055811 | 0.00015722 | 0.00016063 | 0.00016307 | 0.00016402 | 0.00016546 | 0.00016535 | 0.00016571 | 0.00016305 | 0.0001614 | 0.00015975 | 0.0001581 | 0.00015644 | 0.00015479 | 0.00015314 | 0.00015148 | 0.00014983 | 0.00014818 | 0.00014653 | 0.00014487 | 0.00014322 | 38280.733 | 10741.692 | 87.3317 | 24.5055
| HTN012-162670168 | 5 | HTN012 | HTN | 0 | 0 | 0.00085799 | 0.00086875 | 0.00087413 | 0.00087144 | 0.00087144 | 0.00087951 | 0.00089026 | 0.00088488 | 0.00088488 | 0.00088488 | 0.00088488 | 0.00088488 | 0.00088488 | 0.00088488 | 0.00088488 | 0.00088488 | 0.00088488 | 0.00088488 | 0.00088488 | 0.00088488 | 0 | 0 | 0 | 0 | 0 | 0 | 0 | 0 | 0 | 0 | 0 | 0 | 0 | 0 | 0 | 0 | 0 | 0 | 0 | 0 | 0 | 0 | 0 | 0 | 0 | 0 | 0 | 0 | 0 | 0 | 0 | 0 | 0 | 0 | 0 | 0 | 0 | 0 | 0 | 0 | 38280.733 | 10741.692 | 0 | 0
| HTN012-190418858 | 150 | HTN012 | HTN | 0 | 0 | 0.00085799 | 0.00086875 | 0.00087413 | 0.00087144 | 0.00087144 | 0.00087951 | 0.00089026 | 0.00088488 | 0.00088488 | 0.00088488 | 0.00088488 | 0.00088488 | 0.00088488 | 0.00088488 | 0.00088488 | 0.00088488 | 0.00088488 | 0.00088488 | 0.00088488 | 0.00088488 | 1.2523 | 1.2598 | 1.2673 | 1.2748 | 1.2823 | 1.2735 | 1.2647 | 1.256 | 1.2472 | 1.2384 | 1.2296 | 1.2209 | 1.2121 | 1.2033 | 1.1946 | 1.1858 | 1.177 | 1.1683 | 1.1595 | 1.1507 | 0.03116 | 0.031739 | 0.032125 | 0.032216 | 0.032405 | 0.032481 | 0.032652 | 0.03223 | 0.032005 | 0.03178 | 0.031555 | 0.03133 | 0.031105 | 0.03088 | 0.030655 | 0.03043 | 0.030205 | 0.029979 | 0.029754 | 0.029529 | 38280.733 | 10741.692 | 17411.8575 | 4885.821
| HTN012-24597770 | 1484 | HTN012 | HTN | 0 | 0 | 0.00085799 | 0.00086875 | 0.00087413 | 0.00087144 | 0.00087144 | 0.00087951 | 0.00089026 | 0.00088488 | 0.00088488 | 0.00088488 | 0.00088488 | 0.00088488 | 0.00088488 | 0.00088488 | 0.00088488 | 0.00088488 | 0.00088488 | 0.00088488 | 0.00088488 | 0.00088488 | 25.5559 | 25.7846 | 26.0134 | 26.2422 | 26.471 | 26.105 | 25.739 | 25.373 | 25.007 | 24.641 | 24.2751 | 23.9091 | 23.5431 | 23.1771 | 22.8111 | 22.4451 | 22.0791 | 21.7132 | 21.3472 | 20.9812 | 0.63587 | 0.64961 | 0.65943 | 0.66318 | 0.66896 | 0.66582 | 0.66452 | 0.65111 | 0.64172 | 0.63233 | 0.62294 | 0.61355 | 0.60415 | 0.59476 | 0.58537 | 0.57598 | 0.56659 | 0.5572 | 0.5478 | 0.53841 | 38280.733 | 10741.692 | 345577.3174 | 96970.0634
| HTN013-100723362 | 265 | HTN013 | HTN | 0 | 0 | 0.0010545 | 0.0010545 | 0.0010504 | 0.00104 | 0.0010297 | 0.0010256 | 0.0010256 | 0.0010111 | 0.0010111 | 0.0010111 | 0.0010111 | 0.0010111 | 0.0010111 | 0.0010111 | 0.0010111 | 0.0010111 | 0.0010111 | 0.0010111 | 0.0010111 | 0.0010111 | 6.4193 | 6.4637 | 6.5081 | 6.5525 | 6.5969 | 6.5655 | 6.5341 | 6.5027 | 6.4713 | 6.4399 | 6.4085 | 6.3771 | 6.3457 | 6.3143 | 6.2829 | 6.2515 | 6.2201 | 6.1887 | 6.1573 | 6.1259 | 0.1963 | 0.19766 | 0.19824 | 0.19763 | 0.19699 | 0.19527 | 0.19434 | 0.19068 | 0.18976 | 0.18884 | 0.18792 | 0.187 | 0.18608 | 0.18516 | 0.18423 | 0.18331 | 0.18239 | 0.18147 | 0.18055 | 0.17963 | 38280.733 | 10741.692 | 105369.5369 | 29567.0177
| HTN013-142439156 | 48 | HTN013 | HTN | 0 | 0 | 0.0010545 | 0.0010545 | 0.0010504 | 0.00104 | 0.0010297 | 0.0010256 | 0.0010256 | 0.0010111 | 0.0010111 | 0.0010111 | 0.0010111 | 0.0010111 | 0.0010111 | 0.0010111 | 0.0010111 | 0.0010111 | 0.0010111 | 0.0010111 | 0.0010111 | 0.0010111 | 0.20068 | 0.20176 | 0.20285 | 0.20394 | 0.20503 | 0.2039 | 0.20277 | 0.20164 | 0.20051 | 0.19938 | 0.19824 | 0.19711 | 0.19598 | 0.19485 | 0.19372 | 0.19259 | 0.19146 | 0.19033 | 0.1892 | 0.18807 | 0.0061366 | 0.0061699 | 0.0061789 | 0.0061511 | 0.0061225 | 0.0060644 | 0.0060307 | 0.0059126 | 0.0058795 | 0.0058463 | 0.0058132 | 0.00578 | 0.0057468 | 0.0057137 | 0.0056805 | 0.0056473 | 0.0056142 | 0.005581 | 0.0055479 | 0.0055147 | 38280.733 | 10741.692 | 3265.4508 | 916.2956
| HTN013-142439579 | 36 | HTN013 | HTN | 0 | 0 | 0.0010545 | 0.0010545 | 0.0010504 | 0.00104 | 0.0010297 | 0.0010256 | 0.0010256 | 0.0010111 | 0.0010111 | 0.0010111 | 0.0010111 | 0.0010111 | 0.0010111 | 0.0010111 | 0.0010111 | 0.0010111 | 0.0010111 | 0.0010111 | 0.0010111 | 0.0010111 | 0.031189 | 0.031377 | 0.031566 | 0.031755 | 0.031943 | 0.031814 | 0.031685 | 0.031556 | 0.031426 | 0.031297 | 0.031168 | 0.031038 | 0.030909 | 0.03078 | 0.030651 | 0.030521 | 0.030392 | 0.030263 | 0.030134 | 0.030004 | 0.00095375 | 0.00095952 | 0.00096151 | 0.00095775 | 0.00095388 | 0.00094622 | 0.00094237 | 0.00092531 | 0.00092152 | 0.00091773 | 0.00091394 | 0.00091015 | 0.00090636 | 0.00090257 | 0.00089877 | 0.00089498 | 0.00089119 | 0.0008874 | 0.00088361 | 0.00087982 | 38280.733 | 10741.692 | 512.3681 | 143.7721
| HTN013-142439718 | 89 | HTN013 | HTN | 0 | 0 | 0.0010545 | 0.0010545 | 0.0010504 | 0.00104 | 0.0010297 | 0.0010256 | 0.0010256 | 0.0010111 | 0.0010111 | 0.0010111 | 0.0010111 | 0.0010111 | 0.0010111 | 0.0010111 | 0.0010111 | 0.0010111 | 0.0010111 | 0.0010111 | 0.0010111 | 0.0010111 | 0.01803 | 0.018121 | 0.018212 | 0.018303 | 0.018395 | 0.018306 | 0.018217 | 0.018128 | 0.018039 | 0.01795 | 0.017861 | 0.017772 | 0.017683 | 0.017594 | 0.017505 | 0.017416 | 0.017327 | 0.017238 | 0.017149 | 0.01706 | 0.00055135 | 0.00055414 | 0.00055475 | 0.00055205 | 0.00054929 | 0.00054444 | 0.0005418 | 0.00053156 | 0.00052895 | 0.00052634 | 0.00052373 | 0.00052112 | 0.00051851 | 0.0005159 | 0.00051329 | 0.00051068 | 0.00050808 | 0.00050547 | 0.00050286 | 0.00050025 | 38280.733 | 10741.692 | 294.0542 | 82.5125
| HTN013-142440041 | 101 | HTN013 | HTN | 0 | 0 | 0.0010545 | 0.0010545 | 0.0010504 | 0.00104 | 0.0010297 | 0.0010256 | 0.0010256 | 0.0010111 | 0.0010111 | 0.0010111 | 0.0010111 | 0.0010111 | 0.0010111 | 0.0010111 | 0.0010111 | 0.0010111 | 0.0010111 | 0.0010111 | 0.0010111 | 0.0010111 | 0.11303 | 0.11385 | 0.11467 | 0.11549 | 0.11631 | 0.11578 | 0.11524 | 0.11471 | 0.11417 | 0.11364 | 0.1131 | 0.11257 | 0.11203 | 0.1115 | 0.11097 | 0.11043 | 0.1099 | 0.10936 | 0.10883 | 0.10829 | 0.0034565 | 0.0034816 | 0.003493 | 0.0034834 | 0.0034733 | 0.0034435 | 0.0034276 | 0.0033636 | 0.003348 | 0.0033323 | 0.0033166 | 0.0033009 | 0.0032852 | 0.0032695 | 0.0032538 | 0.0032382 | 0.0032225 | 0.0032068 | 0.0031911 | 0.0031754 | 38280.733 | 10741.692 | 1858.9478 | 521.6265
| HTN013-153173736 | 261 | HTN013 | HTN | 0 | 0 | 0.0010545 | 0.0010545 | 0.0010504 | 0.00104 | 0.0010297 | 0.0010256 | 0.0010256 | 0.0010111 | 0.0010111 | 0.0010111 | 0.0010111 | 0.0010111 | 0.0010111 | 0.0010111 | 0.0010111 | 0.0010111 | 0.0010111 | 0.0010111 | 0.0010111 | 0.0010111 | 3.374 | 3.3945 | 3.4151 | 3.4356 | 3.4561 | 3.4392 | 3.4222 | 3.4052 | 3.3883 | 3.3713 | 3.3543 | 3.3374 | 3.3204 | 3.3034 | 3.2865 | 3.2695 | 3.2525 | 3.2356 | 3.2186 | 3.2016 | 0.10318 | 0.1038 | 0.10402 | 0.10362 | 0.10321 | 0.10229 | 0.10178 | 0.099852 | 0.099354 | 0.098857 | 0.098359 | 0.097862 | 0.097364 | 0.096867 | 0.096369 | 0.095872 | 0.095374 | 0.094877 | 0.094379 | 0.093882 | 38280.733 | 10741.692 | 55191.5499 | 15486.9195
| HTN013-158639235 | 33 | HTN013 | HTN | 0 | 0 | 0.0010545 | 0.0010545 | 0.0010504 | 0.00104 | 0.0010297 | 0.0010256 | 0.0010256 | 0.0010111 | 0.0010111 | 0.0010111 | 0.0010111 | 0.0010111 | 0.0010111 | 0.0010111 | 0.0010111 | 0.0010111 | 0.0010111 | 0.0010111 | 0.0010111 | 0.0010111 | 0.027194 | 0.02733 | 0.027466 | 0.027601 | 0.027737 | 0.027593 | 0.02745 | 0.027306 | 0.027162 | 0.027018 | 0.026875 | 0.026731 | 0.026587 | 0.026443 | 0.0263 | 0.026156 | 0.026012 | 0.025868 | 0.025725 | 0.025581 | 0.0008316 | 0.00083575 | 0.00083661 | 0.00083249 | 0.00082828 | 0.00082069 | 0.00081641 | 0.0008007 | 0.00079648 | 0.00079227 | 0.00078805 | 0.00078384 | 0.00077962 | 0.00077541 | 0.00077119 | 0.00076698 | 0.00076276 | 0.00075855 | 0.00075433 | 0.00075012 | 38280.733 | 10741.692 | 442.6439 | 124.2073
| HTN013-158639340 | 82 | HTN013 | HTN | 0 | 0 | 0.0010545 | 0.0010545 | 0.0010504 | 0.00104 | 0.0010297 | 0.0010256 | 0.0010256 | 0.0010111 | 0.0010111 | 0.0010111 | 0.0010111 | 0.0010111 | 0.0010111 | 0.0010111 | 0.0010111 | 0.0010111 | 0.0010111 | 0.0010111 | 0.0010111 | 0.0010111 | 0.02341 | 0.023577 | 0.023744 | 0.023911 | 0.024078 | 0.023966 | 0.023855 | 0.023744 | 0.023632 | 0.023521 | 0.023409 | 0.023298 | 0.023187 | 0.023075 | 0.022964 | 0.022853 | 0.022741 | 0.02263 | 0.022519 | 0.022407 | 0.00071588 | 0.00072098 | 0.00072324 | 0.00072117 | 0.000719 | 0.00071281 | 0.0007095 | 0.00069624 | 0.00069297 | 0.00068971 | 0.00068644 | 0.00068317 | 0.00067991 | 0.00067664 | 0.00067338 | 0.00067011 | 0.00066685 | 0.00066358 | 0.00066031 | 0.00065705 | 38280.733 | 10741.692 | 384.7931 | 107.9741
| HTN013-159365790 | 40 | HTN013 | HTN | 0 | 0 | 0.0010545 | 0.0010545 | 0.0010504 | 0.00104 | 0.0010297 | 0.0010256 | 0.0010256 | 0.0010111 | 0.0010111 | 0.0010111 | 0.0010111 | 0.0010111 | 0.0010111 | 0.0010111 | 0.0010111 | 0.0010111 | 0.0010111 | 0.0010111 | 0.0010111 | 0.0010111 | 0.0093106 | 0.0093553 | 0.0094 | 0.0094447 | 0.0094894 | 0.009429 | 0.0093686 | 0.0093082 | 0.0092478 | 0.0091874 | 0.009127 | 0.0090666 | 0.0090062 | 0.0089458 | 0.0088854 | 0.008825 | 0.0087646 | 0.0087042 | 0.0086437 | 0.0085833 | 0.00028472 | 0.00028608 | 0.00028633 | 0.00028486 | 0.00028337 | 0.00028044 | 0.00027864 | 0.00027295 | 0.00027117 | 0.0002694 | 0.00026763 | 0.00026586 | 0.00026409 | 0.00026232 | 0.00026055 | 0.00025878 | 0.000257 | 0.00025523 | 0.00025346 | 0.00025169 | 38280.733 | 10741.692 | 150.5407 | 42.2422
| HTN013-159366167 | 44 | HTN013 | HTN | 0 | 0 | 0.0010545 | 0.0010545 | 0.0010504 | 0.00104 | 0.0010297 | 0.0010256 | 0.0010256 | 0.0010111 | 0.0010111 | 0.0010111 | 0.0010111 | 0.0010111 | 0.0010111 | 0.0010111 | 0.0010111 | 0.0010111 | 0.0010111 | 0.0010111 | 0.0010111 | 0.0010111 | 0.0066222 | 0.0066533 | 0.0066843 | 0.0067153 | 0.0067463 | 0.0067094 | 0.0066724 | 0.0066354 | 0.0065985 | 0.0065615 | 0.0065245 | 0.0064875 | 0.0064506 | 0.0064136 | 0.0063766 | 0.0063396 | 0.0063027 | 0.0062657 | 0.0062287 | 0.0061918 | 0.00020251 | 0.00020346 | 0.0002036 | 0.00020254 | 0.00020146 | 0.00019955 | 0.00019845 | 0.00019457 | 0.00019349 | 0.0001924 | 0.00019132 | 0.00019024 | 0.00018915 | 0.00018807 | 0.00018698 | 0.0001859 | 0.00018481 | 0.00018373 | 0.00018265 | 0.00018156 | 38280.733 | 10741.692 | 107.5198 | 30.1704
| HTN013-159381071 | 33 | HTN013 | HTN | 0 | 0 | 0.0010545 | 0.0010545 | 0.0010504 | 0.00104 | 0.0010297 | 0.0010256 | 0.0010256 | 0.0010111 | 0.0010111 | 0.0010111 | 0.0010111 | 0.0010111 | 0.0010111 | 0.0010111 | 0.0010111 | 0.0010111 | 0.0010111 | 0.0010111 | 0.0010111 | 0.0010111 | 0.039245 | 0.039422 | 0.0396 | 0.039777 | 0.039955 | 0.039738 | 0.039521 | 0.039305 | 0.039088 | 0.038871 | 0.038654 | 0.038437 | 0.03822 | 0.038004 | 0.037787 | 0.03757 | 0.037353 | 0.037136 | 0.03692 | 0.036703 | 0.0012001 | 0.0012055 | 0.0012062 | 0.0011997 | 0.0011931 | 0.0011819 | 0.0011754 | 0.0011525 | 0.0011462 | 0.0011398 | 0.0011335 | 0.0011271 | 0.0011207 | 0.0011144 | 0.001108 | 0.0011017 | 0.0010953 | 0.001089 | 0.0010826 | 0.0010762 | 38280.733 | 10741.692 | 637.0273 | 178.7518
| HTN013-159381283 | 33 | HTN013 | HTN | 0 | 0 | 0.0010545 | 0.0010545 | 0.0010504 | 0.00104 | 0.0010297 | 0.0010256 | 0.0010256 | 0.0010111 | 0.0010111 | 0.0010111 | 0.0010111 | 0.0010111 | 0.0010111 | 0.0010111 | 0.0010111 | 0.0010111 | 0.0010111 | 0.0010111 | 0.0010111 | 0.0010111 | 0.029744 | 0.029876 | 0.030009 | 0.030142 | 0.030275 | 0.030095 | 0.029916 | 0.029736 | 0.029557 | 0.029378 | 0.029198 | 0.029019 | 0.02884 | 0.02866 | 0.028481 | 0.028302 | 0.028122 | 0.027943 | 0.027764 | 0.027584 | 0.00090956 | 0.00091362 | 0.00091408 | 0.00090911 | 0.00090405 | 0.00089509 | 0.00088976 | 0.00087197 | 0.00086671 | 0.00086145 | 0.00085619 | 0.00085093 | 0.00084567 | 0.00084041 | 0.00083516 | 0.0008299 | 0.00082464 | 0.00081938 | 0.00081412 | 0.00080886 | 38280.733 | 10741.692 | 481.4774 | 135.104
| HTN013-160286800 | 59 | HTN013 | HTN | 0 | 0 | 0.0010545 | 0.0010545 | 0.0010504 | 0.00104 | 0.0010297 | 0.0010256 | 0.0010256 | 0.0010111 | 0.0010111 | 0.0010111 | 0.0010111 | 0.0010111 | 0.0010111 | 0.0010111 | 0.0010111 | 0.0010111 | 0.0010111 | 0.0010111 | 0.0010111 | 0.0010111 | 0.10987 | 0.11047 | 0.11106 | 0.11165 | 0.11225 | 0.11167 | 0.1111 | 0.11052 | 0.10994 | 0.10937 | 0.10879 | 0.10822 | 0.10764 | 0.10707 | 0.10649 | 0.10592 | 0.10534 | 0.10477 | 0.10419 | 0.10362 | 0.0033599 | 0.003378 | 0.0033829 | 0.0033676 | 0.0033519 | 0.0033213 | 0.0033042 | 0.0032408 | 0.0032239 | 0.0032071 | 0.0031902 | 0.0031733 | 0.0031564 | 0.0031396 | 0.0031227 | 0.0031058 | 0.003089 | 0.0030721 | 0.0030552 | 0.0030383 | 38280.733 | 10741.692 | 1791.3114 | 502.6475
| HTN013-160451212 | 50 | HTN013 | HTN | 0 | 0 | 0.0010545 | 0.0010545 | 0.0010504 | 0.00104 | 0.0010297 | 0.0010256 | 0.0010256 | 0.0010111 | 0.0010111 | 0.0010111 | 0.0010111 | 0.0010111 | 0.0010111 | 0.0010111 | 0.0010111 | 0.0010111 | 0.0010111 | 0.0010111 | 0.0010111 | 0.0010111 | 0.021526 | 0.021693 | 0.02186 | 0.022027 | 0.022194 | 0.022105 | 0.022016 | 0.021928 | 0.021839 | 0.021751 | 0.021662 | 0.021573 | 0.021485 | 0.021396 | 0.021307 | 0.021219 | 0.02113 | 0.021042 | 0.020953 | 0.020864 | 0.00065825 | 0.00066336 | 0.00066585 | 0.00066435 | 0.00066274 | 0.00065745 | 0.00065481 | 0.00064299 | 0.00064039 | 0.0006378 | 0.0006352 | 0.0006326 | 0.00063 | 0.0006274 | 0.0006248 | 0.0006222 | 0.0006196 | 0.000617 | 0.00061441 | 0.00061181 | 38280.733 | 10741.692 | 355.6821 | 99.8055
| HTN013-160451319 | 28 | HTN013 | HTN | 0 | 0 | 0.0010545 | 0.0010545 | 0.0010504 | 0.00104 | 0.0010297 | 0.0010256 | 0.0010256 | 0.0010111 | 0.0010111 | 0.0010111 | 0.0010111 | 0.0010111 | 0.0010111 | 0.0010111 | 0.0010111 | 0.0010111 | 0.0010111 | 0.0010111 | 0.0010111 | 0.0010111 | 0.00011254 | 0.00011325 | 0.00011395 | 0.00011466 | 0.00011536 | 0.00011463 | 0.0001139 | 0.00011318 | 0.00011245 | 0.00011172 | 0.00011099 | 0.00011026 | 0.00010954 | 0.00010881 | 0.00010808 | 0.00010735 | 0.00010662 | 0.0001059 | 0.00010517 | 0.00010444 | 3.4416e-06 | 3.4631e-06 | 3.471e-06 | 3.4581e-06 | 3.4449e-06 | 3.4094e-06 | 3.3877e-06 | 3.3187e-06 | 3.2973e-06 | 3.276e-06 | 3.2546e-06 | 3.2333e-06 | 3.2119e-06 | 3.1906e-06 | 3.1692e-06 | 3.1479e-06 | 3.1266e-06 | 3.1052e-06 | 3.0839e-06 | 3.0625e-06 | 38280.733 | 10741.692 | 1.8288 | 0.51317
| HTN013-160451462 | 53 | HTN013 | HTN | 0 | 0 | 0.0010545 | 0.0010545 | 0.0010504 | 0.00104 | 0.0010297 | 0.0010256 | 0.0010256 | 0.0010111 | 0.0010111 | 0.0010111 | 0.0010111 | 0.0010111 | 0.0010111 | 0.0010111 | 0.0010111 | 0.0010111 | 0.0010111 | 0.0010111 | 0.0010111 | 0.0010111 | 0.028471 | 0.028663 | 0.028856 | 0.029049 | 0.029241 | 0.029066 | 0.02889 | 0.028714 | 0.028539 | 0.028363 | 0.028187 | 0.028012 | 0.027836 | 0.02766 | 0.027485 | 0.027309 | 0.027133 | 0.026958 | 0.026782 | 0.026606 | 0.00087063 | 0.00087652 | 0.00087896 | 0.00087614 | 0.0008732 | 0.00086447 | 0.00085925 | 0.000842 | 0.00083684 | 0.00083169 | 0.00082654 | 0.00082139 | 0.00081624 | 0.00081109 | 0.00080593 | 0.00080078 | 0.00079563 | 0.00079048 | 0.00078533 | 0.00078018 | 38280.733 | 10741.692 | 464.1306 | 130.2365
| HTN013-160772532 | 45 | HTN013 | HTN | 0 | 0 | 0.0010545 | 0.0010545 | 0.0010504 | 0.00104 | 0.0010297 | 0.0010256 | 0.0010256 | 0.0010111 | 0.0010111 | 0.0010111 | 0.0010111 | 0.0010111 | 0.0010111 | 0.0010111 | 0.0010111 | 0.0010111 | 0.0010111 | 0.0010111 | 0.0010111 | 0.0010111 | 0.020762 | 0.020863 | 0.020963 | 0.021064 | 0.021164 | 0.021053 | 0.020942 | 0.020831 | 0.02072 | 0.020609 | 0.020499 | 0.020388 | 0.020277 | 0.020166 | 0.020055 | 0.019944 | 0.019833 | 0.019722 | 0.019611 | 0.0195 | 0.0006349 | 0.00063798 | 0.00063854 | 0.0006353 | 0.00063199 | 0.00062616 | 0.00062286 | 0.00061084 | 0.00060759 | 0.00060433 | 0.00060108 | 0.00059783 | 0.00059458 | 0.00059133 | 0.00058807 | 0.00058482 | 0.00058157 | 0.00057832 | 0.00057506 | 0.00057181 | 38280.733 | 10741.692 | 337.6803 | 94.7541
| HTN013-162802647 | 8 | HTN013 | HTN | 0 | 0 | 0.0010545 | 0.0010545 | 0.0010504 | 0.00104 | 0.0010297 | 0.0010256 | 0.0010256 | 0.0010111 | 0.0010111 | 0.0010111 | 0.0010111 | 0.0010111 | 0.0010111 | 0.0010111 | 0.0010111 | 0.0010111 | 0.0010111 | 0.0010111 | 0.0010111 | 0.0010111 | 0.00050392 | 0.00050619 | 0.00050846 | 0.00051072 | 0.00051299 | 0.00051026 | 0.00050754 | 0.00050481 | 0.00050208 | 0.00049935 | 0.00049662 | 0.00049389 | 0.00049117 | 0.00048844 | 0.00048571 | 0.00048298 | 0.00048025 | 0.00047752 | 0.0004748 | 0.00047207 | 1.541e-05 | 1.5479e-05 | 1.5488e-05 | 1.5404e-05 | 1.5319e-05 | 1.5176e-05 | 1.5095e-05 | 1.4803e-05 | 1.4723e-05 | 1.4643e-05 | 1.4563e-05 | 1.4483e-05 | 1.4403e-05 | 1.4323e-05 | 1.4243e-05 | 1.4163e-05 | 1.4083e-05 | 1.4003e-05 | 1.3923e-05 | 1.3843e-05 | 38280.733 | 10741.692 | 8.1836 | 2.2963
| HTN013-162821734 | 98 | HTN013 | HTN | 0 | 0 | 0.0010545 | 0.0010545 | 0.0010504 | 0.00104 | 0.0010297 | 0.0010256 | 0.0010256 | 0.0010111 | 0.0010111 | 0.0010111 | 0.0010111 | 0.0010111 | 0.0010111 | 0.0010111 | 0.0010111 | 0.0010111 | 0.0010111 | 0.0010111 | 0.0010111 | 0.0010111 | 0.23015 | 0.23231 | 0.23447 | 0.23663 | 0.23879 | 0.23738 | 0.23596 | 0.23455 | 0.23313 | 0.23171 | 0.2303 | 0.22888 | 0.22747 | 0.22605 | 0.22464 | 0.22322 | 0.22181 | 0.22039 | 0.21898 | 0.21756 | 0.0070379 | 0.007104 | 0.007142 | 0.007137 | 0.0071307 | 0.0070601 | 0.007018 | 0.0068776 | 0.0068361 | 0.0067946 | 0.0067531 | 0.0067116 | 0.0066701 | 0.0066286 | 0.0065871 | 0.0065456 | 0.0065041 | 0.0064626 | 0.0064211 | 0.0063796 | 38280.733 | 10741.692 | 3785.24 | 1062.15
| HTN013-162978763 | 27 | HTN013 | HTN | 0 | 0 | 0.0010545 | 0.0010545 | 0.0010504 | 0.00104 | 0.0010297 | 0.0010256 | 0.0010256 | 0.0010111 | 0.0010111 | 0.0010111 | 0.0010111 | 0.0010111 | 0.0010111 | 0.0010111 | 0.0010111 | 0.0010111 | 0.0010111 | 0.0010111 | 0.0010111 | 0.0010111 | 6.0768e-05 | 6.1176e-05 | 6.1584e-05 | 6.1992e-05 | 6.24e-05 | 6.2091e-05 | 6.1782e-05 | 6.1473e-05 | 6.1164e-05 | 6.0855e-05 | 6.0546e-05 | 6.0237e-05 | 5.9928e-05 | 5.9619e-05 | 5.931e-05 | 5.9001e-05 | 5.8692e-05 | 5.8383e-05 | 5.8074e-05 | 5.7765e-05 | 1.8583e-06 | 1.8708e-06 | 1.8759e-06 | 1.8697e-06 | 1.8634e-06 | 1.8467e-06 | 1.8375e-06 | 1.8026e-06 | 1.7935e-06 | 1.7845e-06 | 1.7754e-06 | 1.7663e-06 | 1.7573e-06 | 1.7482e-06 | 1.7392e-06 | 1.7301e-06 | 1.721e-06 | 1.712e-06 | 1.7029e-06 | 1.6939e-06 | 38280.733 | 10741.692 | 0.99584 | 0.27944
| HTN013-163073376 | 123 | HTN013 | HTN | 0 | 0 | 0.0010545 | 0.0010545 | 0.0010504 | 0.00104 | 0.0010297 | 0.0010256 | 0.0010256 | 0.0010111 | 0.0010111 | 0.0010111 | 0.0010111 | 0.0010111 | 0.0010111 | 0.0010111 | 0.0010111 | 0.0010111 | 0.0010111 | 0.0010111 | 0.0010111 | 0.0010111 | 0.093578 | 0.094013 | 0.094447 | 0.094882 | 0.095317 | 0.094852 | 0.094387 | 0.093922 | 0.093457 | 0.092992 | 0.092527 | 0.092063 | 0.091598 | 0.091133 | 0.090668 | 0.090203 | 0.089738 | 0.089273 | 0.088809 | 0.088344 | 0.0028616 | 0.0028749 | 0.0028769 | 0.0028617 | 0.0028463 | 0.0028211 | 0.0028073 | 0.0027541 | 0.0027405 | 0.0027268 | 0.0027132 | 0.0026996 | 0.0026859 | 0.0026723 | 0.0026587 | 0.002645 | 0.0026314 | 0.0026178 | 0.0026041 | 0.0025905 | 38280.733 | 10741.692 | 1523.8375 | 427.5935
| HTN013-163073497 | 31 | HTN013 | HTN | 0 | 0 | 0.0010545 | 0.0010545 | 0.0010504 | 0.00104 | 0.0010297 | 0.0010256 | 0.0010256 | 0.0010111 | 0.0010111 | 0.0010111 | 0.0010111 | 0.0010111 | 0.0010111 | 0.0010111 | 0.0010111 | 0.0010111 | 0.0010111 | 0.0010111 | 0.0010111 | 0.0010111 | 1.9526e-05 | 1.9682e-05 | 1.9838e-05 | 1.9994e-05 | 2.015e-05 | 1.9994e-05 | 1.9838e-05 | 1.9682e-05 | 1.9526e-05 | 1.937e-05 | 1.9214e-05 | 1.9058e-05 | 1.8902e-05 | 1.8746e-05 | 1.859e-05 | 1.8434e-05 | 1.8278e-05 | 1.8122e-05 | 1.7966e-05 | 1.781e-05 | 5.971e-07 | 6.0187e-07 | 6.0427e-07 | 6.0304e-07 | 6.0171e-07 | 5.9466e-07 | 5.9002e-07 | 5.7714e-07 | 5.7256e-07 | 5.6799e-07 | 5.6342e-07 | 5.5884e-07 | 5.5427e-07 | 5.4969e-07 | 5.4512e-07 | 5.4054e-07 | 5.3597e-07 | 5.3139e-07 | 5.2682e-07 | 5.2225e-07 | 38280.733 | 10741.692 | 0.31672 | 0.088873
| HTN013-163073657 | 44 | HTN013 | HTN | 0 | 0 | 0.0010545 | 0.0010545 | 0.0010504 | 0.00104 | 0.0010297 | 0.0010256 | 0.0010256 | 0.0010111 | 0.0010111 | 0.0010111 | 0.0010111 | 0.0010111 | 0.0010111 | 0.0010111 | 0.0010111 | 0.0010111 | 0.0010111 | 0.0010111 | 0.0010111 | 0.0010111 | 0.00026888 | 0.00027096 | 0.00027304 | 0.00027512 | 0.0002772 | 0.00027538 | 0.00027356 | 0.00027174 | 0.00026992 | 0.0002681 | 0.00026628 | 0.00026446 | 0.00026264 | 0.00026082 | 0.000259 | 0.00025718 | 0.00025536 | 0.00025354 | 0.00025172 | 0.0002499 | 8.2223e-06 | 8.2859e-06 | 8.3168e-06 | 8.2979e-06 | 8.2777e-06 | 8.1904e-06 | 8.1362e-06 | 7.9683e-06 | 7.9149e-06 | 7.8615e-06 | 7.8082e-06 | 7.7548e-06 | 7.7014e-06 | 7.6481e-06 | 7.5947e-06 | 7.5413e-06 | 7.488e-06 | 7.4346e-06 | 7.3812e-06 | 7.3279e-06 | 38280.733 | 10741.692 | 4.3844 | 1.2303
| HTN013-163073840 | 121 | HTN013 | HTN | 0 | 0 | 0.0010545 | 0.0010545 | 0.0010504 | 0.00104 | 0.0010297 | 0.0010256 | 0.0010256 | 0.0010111 | 0.0010111 | 0.0010111 | 0.0010111 | 0.0010111 | 0.0010111 | 0.0010111 | 0.0010111 | 0.0010111 | 0.0010111 | 0.0010111 | 0.0010111 | 0.0010111 | 0.098441 | 0.09897 | 0.099499 | 0.10003 | 0.10056 | 0.099908 | 0.099258 | 0.098609 | 0.09796 | 0.097311 | 0.096661 | 0.096012 | 0.095363 | 0.094714 | 0.094065 | 0.093415 | 0.092766 | 0.092117 | 0.091468 | 0.090818 | 0.0030103 | 0.0030265 | 0.0030308 | 0.0030169 | 0.0030028 | 0.0029715 | 0.0029521 | 0.0028915 | 0.0028725 | 0.0028535 | 0.0028344 | 0.0028154 | 0.0027963 | 0.0027773 | 0.0027583 | 0.0027392 | 0.0027202 | 0.0027012 | 0.0026821 | 0.0026631 | 38280.733 | 10741.692 | 1593.8827 | 447.2484
| HTN013-163074070 | 7 | HTN013 | HTN | 0 | 0 | 0.0010545 | 0.0010545 | 0.0010504 | 0.00104 | 0.0010297 | 0.0010256 | 0.0010256 | 0.0010111 | 0.0010111 | 0.0010111 | 0.0010111 | 0.0010111 | 0.0010111 | 0.0010111 | 0.0010111 | 0.0010111 | 0.0010111 | 0.0010111 | 0.0010111 | 0.0010111 | 0.0013908 | 0.001399 | 0.0014073 | 0.0014156 | 0.0014239 | 0.0014183 | 0.0014127 | 0.0014071 | 0.0014016 | 0.001396 | 0.0013904 | 0.0013849 | 0.0013793 | 0.0013737 | 0.0013681 | 0.0013626 | 0.001357 | 0.0013514 | 0.0013459 | 0.0013403 | 4.2529e-05 | 4.2782e-05 | 4.2867e-05 | 4.2695e-05 | 4.2519e-05 | 4.2183e-05 | 4.2017e-05 | 4.1262e-05 | 4.1099e-05 | 4.0935e-05 | 4.0772e-05 | 4.0608e-05 | 4.0445e-05 | 4.0282e-05 | 4.0118e-05 | 3.9955e-05 | 3.9792e-05 | 3.9628e-05 | 3.9465e-05 | 3.9301e-05 | 38280.733 | 10741.692 | 22.8556 | 6.4134
| HTN013-171202197 | 80 | HTN013 | HTN | 0 | 0 | 0.0010545 | 0.0010545 | 0.0010504 | 0.00104 | 0.0010297 | 0.0010256 | 0.0010256 | 0.0010111 | 0.0010111 | 0.0010111 | 0.0010111 | 0.0010111 | 0.0010111 | 0.0010111 | 0.0010111 | 0.0010111 | 0.0010111 | 0.0010111 | 0.0010111 | 0.0010111 | 0.13694 | 0.13761 | 0.13828 | 0.13896 | 0.13963 | 0.13906 | 0.13849 | 0.13792 | 0.13735 | 0.13678 | 0.13621 | 0.13564 | 0.13507 | 0.1345 | 0.13393 | 0.13336 | 0.13279 | 0.13222 | 0.13165 | 0.13108 | 0.0041875 | 0.0042081 | 0.0042122 | 0.0041911 | 0.0041697 | 0.004136 | 0.0041191 | 0.0040443 | 0.0040276 | 0.0040109 | 0.0039941 | 0.0039774 | 0.0039607 | 0.003944 | 0.0039272 | 0.0039105 | 0.0038938 | 0.0038771 | 0.0038603 | 0.0038436 | 38280.733 | 10741.692 | 2240.9429 | 628.8155
| HTN013-182145838 | 249 | HTN013 | HTN | 0 | 0 | 0.0010545 | 0.0010545 | 0.0010504 | 0.00104 | 0.0010297 | 0.0010256 | 0.0010256 | 0.0010111 | 0.0010111 | 0.0010111 | 0.0010111 | 0.0010111 | 0.0010111 | 0.0010111 | 0.0010111 | 0.0010111 | 0.0010111 | 0.0010111 | 0.0010111 | 0.0010111 | 2.2895 | 2.3036 | 2.3177 | 2.3319 | 2.346 | 2.3356 | 2.3253 | 2.315 | 2.3046 | 2.2943 | 2.2839 | 2.2736 | 2.2633 | 2.2529 | 2.2426 | 2.2322 | 2.2219 | 2.2116 | 2.2012 | 2.1909 | 0.070012 | 0.070444 | 0.070598 | 0.070331 | 0.070055 | 0.069467 | 0.069159 | 0.067882 | 0.067579 | 0.067276 | 0.066972 | 0.066669 | 0.066366 | 0.066063 | 0.06576 | 0.065456 | 0.065153 | 0.06485 | 0.064547 | 0.064244 | 38280.733 | 10741.692 | 37557.2332 | 10538.6757
| HTN013-190418811 | 224 | HTN013 | HTN | 0 | 0 | 0.0010545 | 0.0010545 | 0.0010504 | 0.00104 | 0.0010297 | 0.0010256 | 0.0010256 | 0.0010111 | 0.0010111 | 0.0010111 | 0.0010111 | 0.0010111 | 0.0010111 | 0.0010111 | 0.0010111 | 0.0010111 | 0.0010111 | 0.0010111 | 0.0010111 | 0.0010111 | 12.6042 | 12.7203 | 12.8364 | 12.9525 | 13.0685 | 12.9911 | 12.9136 | 12.8361 | 12.7586 | 12.6812 | 12.6037 | 12.5262 | 12.4488 | 12.3713 | 12.2938 | 12.2163 | 12.1389 | 12.0614 | 11.9839 | 11.9064 | 0.38543 | 0.38898 | 0.391 | 0.39066 | 0.39025 | 0.38638 | 0.38408 | 0.3764 | 0.37412 | 0.37185 | 0.36958 | 0.36731 | 0.36504 | 0.36276 | 0.36049 | 0.35822 | 0.35595 | 0.35368 | 0.35141 | 0.34913 | 38280.733 | 10741.692 | 207180.7846 | 58135.5685
| HTN013-192570901 | 73 | HTN013 | HTN | 0 | 0 | 0.0010545 | 0.0010545 | 0.0010504 | 0.00104 | 0.0010297 | 0.0010256 | 0.0010256 | 0.0010111 | 0.0010111 | 0.0010111 | 0.0010111 | 0.0010111 | 0.0010111 | 0.0010111 | 0.0010111 | 0.0010111 | 0.0010111 | 0.0010111 | 0.0010111 | 0.0010111 | 0.11169 | 0.11258 | 0.11348 | 0.11437 | 0.11527 | 0.11461 | 0.11395 | 0.11329 | 0.11263 | 0.11197 | 0.11131 | 0.11065 | 0.10999 | 0.10934 | 0.10868 | 0.10802 | 0.10736 | 0.1067 | 0.10604 | 0.10538 | 0.0034154 | 0.0034428 | 0.0034566 | 0.0034496 | 0.0034422 | 0.0034088 | 0.0033891 | 0.0033221 | 0.0033027 | 0.0032834 | 0.0032641 | 0.0032447 | 0.0032254 | 0.0032061 | 0.0031867 | 0.0031674 | 0.0031481 | 0.0031287 | 0.0031094 | 0.00309 | 38280.733 | 10741.692 | 1830.7993 | 513.7279
| HTN013-201063848 | 186 | HTN013 | HTN | 0 | 0 | 0.0010545 | 0.0010545 | 0.0010504 | 0.00104 | 0.0010297 | 0.0010256 | 0.0010256 | 0.0010111 | 0.0010111 | 0.0010111 | 0.0010111 | 0.0010111 | 0.0010111 | 0.0010111 | 0.0010111 | 0.0010111 | 0.0010111 | 0.0010111 | 0.0010111 | 0.0010111 | 4.4674 | 4.4901 | 4.5127 | 4.5354 | 4.5581 | 4.5311 | 4.5041 | 4.4771 | 4.4502 | 4.4232 | 4.3962 | 4.3692 | 4.3422 | 4.3152 | 4.2882 | 4.2612 | 4.2342 | 4.2072 | 4.1802 | 4.1533 | 0.13661 | 0.13731 | 0.13746 | 0.13679 | 0.13611 | 0.13477 | 0.13396 | 0.13128 | 0.13049 | 0.1297 | 0.12891 | 0.12812 | 0.12733 | 0.12654 | 0.12574 | 0.12495 | 0.12416 | 0.12337 | 0.12258 | 0.12179 | 38280.733 | 10741.692 | 72461.831 | 20333.0137
| HTN032-159373067 | 67 | HTN032 | HTN | 0 | 0 | 0.0010705 | 0.0010737 | 0.0010753 | 0.0010705 | 0.0010673 | 0.0010721 | 0.0010786 | 0.0010737 | 0.0010737 | 0.0010737 | 0.0010737 | 0.0010737 | 0.0010737 | 0.0010737 | 0.0010737 | 0.0010737 | 0.0010737 | 0.0010737 | 0.0010737 | 0.0010737 | 0.09582 | 0.096825 | 0.09783 | 0.098836 | 0.099841 | 0.098977 | 0.098113 | 0.097249 | 0.096385 | 0.095521 | 0.094657 | 0.093793 | 0.092929 | 0.092065 | 0.091201 | 0.090337 | 0.089473 | 0.088609 | 0.087745 | 0.086881 | 0.0029747 | 0.003015 | 0.0030508 | 0.0030683 | 0.0030902 | 0.0030773 | 0.0030688 | 0.0030282 | 0.0030012 | 0.0029743 | 0.0029474 | 0.0029205 | 0.0028936 | 0.0028667 | 0.0028398 | 0.0028129 | 0.002786 | 0.0027591 | 0.0027322 | 0.0027053 | 38280.733 | 10741.692 | 1633.7559 | 458.437
| HTN032-159377664 | 62 | HTN032 | HTN | 0 | 0 | 0.0010705 | 0.0010737 | 0.0010753 | 0.0010705 | 0.0010673 | 0.0010721 | 0.0010786 | 0.0010737 | 0.0010737 | 0.0010737 | 0.0010737 | 0.0010737 | 0.0010737 | 0.0010737 | 0.0010737 | 0.0010737 | 0.0010737 | 0.0010737 | 0.0010737 | 0.0010737 | 0.096848 | 0.097602 | 0.098357 | 0.099112 | 0.099866 | 0.09926 | 0.098653 | 0.098047 | 0.09744 | 0.096834 | 0.096227 | 0.09562 | 0.095014 | 0.094407 | 0.093801 | 0.093194 | 0.092588 | 0.091981 | 0.091374 | 0.090768 | 0.0030066 | 0.0030392 | 0.0030672 | 0.0030769 | 0.003091 | 0.0030861 | 0.0030857 | 0.003053 | 0.0030341 | 0.0030152 | 0.0029963 | 0.0029774 | 0.0029586 | 0.0029397 | 0.0029208 | 0.0029019 | 0.002883 | 0.0028641 | 0.0028452 | 0.0028263 | 38280.733 | 10741.692 | 1659.3123 | 465.6082
| HTN032-159377774 | 147 | HTN032 | HTN | 0 | 0 | 0.0010705 | 0.0010737 | 0.0010753 | 0.0010705 | 0.0010673 | 0.0010721 | 0.0010786 | 0.0010737 | 0.0010737 | 0.0010737 | 0.0010737 | 0.0010737 | 0.0010737 | 0.0010737 | 0.0010737 | 0.0010737 | 0.0010737 | 0.0010737 | 0.0010737 | 0.0010737 | 0.11256 | 0.11308 | 0.1136 | 0.11412 | 0.11464 | 0.11432 | 0.114 | 0.11369 | 0.11337 | 0.11305 | 0.11274 | 0.11242 | 0.1121 | 0.11179 | 0.11147 | 0.11116 | 0.11084 | 0.11052 | 0.11021 | 0.10989 | 0.0034943 | 0.003521 | 0.0035425 | 0.0035427 | 0.0035482 | 0.0035544 | 0.0035658 | 0.00354 | 0.0035302 | 0.0035203 | 0.0035105 | 0.0035006 | 0.0034907 | 0.0034809 | 0.003471 | 0.0034612 | 0.0034513 | 0.0034415 | 0.0034316 | 0.0034217 | 38280.733 | 10741.692 | 1941.5285 | 544.7989
| HTN032-159443241 | 55 | HTN032 | HTN | 0 | 0 | 0.0010705 | 0.0010737 | 0.0010753 | 0.0010705 | 0.0010673 | 0.0010721 | 0.0010786 | 0.0010737 | 0.0010737 | 0.0010737 | 0.0010737 | 0.0010737 | 0.0010737 | 0.0010737 | 0.0010737 | 0.0010737 | 0.0010737 | 0.0010737 | 0.0010737 | 0.0010737 | 0.0049219 | 0.0049283 | 0.0049348 | 0.0049413 | 0.0049477 | 0.0049395 | 0.0049312 | 0.004923 | 0.0049148 | 0.0049065 | 0.0048983 | 0.00489 | 0.0048818 | 0.0048735 | 0.0048653 | 0.004857 | 0.0048488 | 0.0048405 | 0.0048323 | 0.0048241 | 0.0001528 | 0.00015346 | 0.00015389 | 0.0001534 | 0.00015314 | 0.00015358 | 0.00015424 | 0.00015329 | 0.00015304 | 0.00015278 | 0.00015252 | 0.00015227 | 0.00015201 | 0.00015175 | 0.0001515 | 0.00015124 | 0.00015098 | 0.00015073 | 0.00015047 | 0.00015021 | 38280.733 | 10741.692 | 84.4458 | 23.6957
| HTN032-159443483 | 85 | HTN032 | HTN | 0 | 0 | 0.0010705 | 0.0010737 | 0.0010753 | 0.0010705 | 0.0010673 | 0.0010721 | 0.0010786 | 0.0010737 | 0.0010737 | 0.0010737 | 0.0010737 | 0.0010737 | 0.0010737 | 0.0010737 | 0.0010737 | 0.0010737 | 0.0010737 | 0.0010737 | 0.0010737 | 0.0010737 | 0.28707 | 0.28847 | 0.28988 | 0.29128 | 0.29269 | 0.29152 | 0.29036 | 0.28919 | 0.28803 | 0.28686 | 0.2857 | 0.28453 | 0.28337 | 0.2822 | 0.28103 | 0.27987 | 0.2787 | 0.27754 | 0.27637 | 0.27521 | 0.0089119 | 0.0089825 | 0.0090398 | 0.0090428 | 0.0090592 | 0.0090639 | 0.0090819 | 0.0090049 | 0.0089686 | 0.0089324 | 0.0088961 | 0.0088598 | 0.0088235 | 0.0087872 | 0.0087509 | 0.0087146 | 0.0086783 | 0.008642 | 0.0086057 | 0.0085694 | 38280.733 | 10741.692 | 4925.2555 | 1382.0419
| HTN032-159944977 | 78 | HTN032 | HTN | 0 | 0 | 0.0010705 | 0.0010737 | 0.0010753 | 0.0010705 | 0.0010673 | 0.0010721 | 0.0010786 | 0.0010737 | 0.0010737 | 0.0010737 | 0.0010737 | 0.0010737 | 0.0010737 | 0.0010737 | 0.0010737 | 0.0010737 | 0.0010737 | 0.0010737 | 0.0010737 | 0.0010737 | 0.15947 | 0.1608 | 0.16213 | 0.16346 | 0.16479 | 0.16408 | 0.16336 | 0.16265 | 0.16194 | 0.16123 | 0.16052 | 0.1598 | 0.15909 | 0.15838 | 0.15767 | 0.15695 | 0.15624 | 0.15553 | 0.15482 | 0.1541 | 0.0049506 | 0.0050069 | 0.0050559 | 0.0050745 | 0.0051004 | 0.0051014 | 0.0051097 | 0.0050647 | 0.0050425 | 0.0050203 | 0.0049981 | 0.004976 | 0.0049538 | 0.0049316 | 0.0049094 | 0.0048873 | 0.0048651 | 0.0048429 | 0.0048207 | 0.0047985 | 38280.733 | 10741.692 | 2762.0403 | 775.037
| HTN032-160369507 | 56 | HTN032 | HTN | 0 | 0 | 0.0010705 | 0.0010737 | 0.0010753 | 0.0010705 | 0.0010673 | 0.0010721 | 0.0010786 | 0.0010737 | 0.0010737 | 0.0010737 | 0.0010737 | 0.0010737 | 0.0010737 | 0.0010737 | 0.0010737 | 0.0010737 | 0.0010737 | 0.0010737 | 0.0010737 | 0.0010737 | 0.035622 | 0.035948 | 0.036273 | 0.036598 | 0.036924 | 0.036589 | 0.036255 | 0.03592 | 0.035586 | 0.035252 | 0.034917 | 0.034583 | 0.034248 | 0.033914 | 0.033579 | 0.033245 | 0.032911 | 0.032576 | 0.032242 | 0.031907 | 0.0011059 | 0.0011193 | 0.0011312 | 0.0011362 | 0.0011428 | 0.0011376 | 0.001134 | 0.0011185 | 0.0011081 | 0.0010977 | 0.0010873 | 0.0010768 | 0.0010664 | 0.001056 | 0.0010456 | 0.0010352 | 0.0010248 | 0.0010144 | 0.0010039 | 0.00099353 | 38280.733 | 10741.692 | 603.4399 | 169.3271
| HTN032-160369615 | 44 | HTN032 | HTN | 0 | 0 | 0.0010705 | 0.0010737 | 0.0010753 | 0.0010705 | 0.0010673 | 0.0010721 | 0.0010786 | 0.0010737 | 0.0010737 | 0.0010737 | 0.0010737 | 0.0010737 | 0.0010737 | 0.0010737 | 0.0010737 | 0.0010737 | 0.0010737 | 0.0010737 | 0.0010737 | 0.0010737 | 0.047715 | 0.048161 | 0.048606 | 0.049052 | 0.049498 | 0.04919 | 0.048882 | 0.048575 | 0.048267 | 0.047959 | 0.047652 | 0.047344 | 0.047036 | 0.046729 | 0.046421 | 0.046113 | 0.045806 | 0.045498 | 0.04519 | 0.044883 | 0.0014813 | 0.0014996 | 0.0015158 | 0.0015228 | 0.001532 | 0.0015294 | 0.0015289 | 0.0015125 | 0.0015029 | 0.0014934 | 0.0014838 | 0.0014742 | 0.0014646 | 0.001455 | 0.0014455 | 0.0014359 | 0.0014263 | 0.0014167 | 0.0014071 | 0.0013976 | 38280.733 | 10741.692 | 821.0018 | 230.3756
| HTN032-160369738 | 55 | HTN032 | HTN | 0 | 0 | 0.0010705 | 0.0010737 | 0.0010753 | 0.0010705 | 0.0010673 | 0.0010721 | 0.0010786 | 0.0010737 | 0.0010737 | 0.0010737 | 0.0010737 | 0.0010737 | 0.0010737 | 0.0010737 | 0.0010737 | 0.0010737 | 0.0010737 | 0.0010737 | 0.0010737 | 0.0010737 | 0.089588 | 0.090305 | 0.091023 | 0.091741 | 0.092458 | 0.091765 | 0.091071 | 0.090377 | 0.089683 | 0.08899 | 0.088296 | 0.087602 | 0.086908 | 0.086215 | 0.085521 | 0.084827 | 0.084133 | 0.08344 | 0.082746 | 0.082052 | 0.0027812 | 0.0028119 | 0.0028385 | 0.0028481 | 0.0028617 | 0.0028531 | 0.0028485 | 0.0028142 | 0.0027926 | 0.002771 | 0.0027494 | 0.0027278 | 0.0027062 | 0.0026846 | 0.002663 | 0.0026414 | 0.0026198 | 0.0025982 | 0.0025766 | 0.0025549 | 38280.733 | 10741.692 | 1524.5683 | 427.7986
| HTN032-162635166 | 14 | HTN032 | HTN | 0 | 0 | 0.0010705 | 0.0010737 | 0.0010753 | 0.0010705 | 0.0010673 | 0.0010721 | 0.0010786 | 0.0010737 | 0.0010737 | 0.0010737 | 0.0010737 | 0.0010737 | 0.0010737 | 0.0010737 | 0.0010737 | 0.0010737 | 0.0010737 | 0.0010737 | 0.0010737 | 0.0010737 | 9.1771e-05 | 9.2829e-05 | 9.3886e-05 | 9.4943e-05 | 9.6e-05 | 9.555e-05 | 9.51e-05 | 9.465e-05 | 9.42e-05 | 9.375e-05 | 9.33e-05 | 9.285e-05 | 9.24e-05 | 9.195e-05 | 9.15e-05 | 9.105e-05 | 9.06e-05 | 9.015e-05 | 8.97e-05 | 8.925e-05 | 2.849e-06 | 2.8905e-06 | 2.9278e-06 | 2.9475e-06 | 2.9713e-06 | 2.9708e-06 | 2.9746e-06 | 2.9472e-06 | 2.9332e-06 | 2.9192e-06 | 2.9052e-06 | 2.8912e-06 | 2.8772e-06 | 2.8632e-06 | 2.8491e-06 | 2.8351e-06 | 2.8211e-06 | 2.8071e-06 | 2.7931e-06 | 2.7791e-06 | 38280.733 | 10741.692 | 1.6028 | 0.44976
| HTN032-162645765 | 35 | HTN032 | HTN | 0 | 0 | 0.0010705 | 0.0010737 | 0.0010753 | 0.0010705 | 0.0010673 | 0.0010721 | 0.0010786 | 0.0010737 | 0.0010737 | 0.0010737 | 0.0010737 | 0.0010737 | 0.0010737 | 0.0010737 | 0.0010737 | 0.0010737 | 0.0010737 | 0.0010737 | 0.0010737 | 0.0010737 | 0.037144 | 0.037408 | 0.037671 | 0.037934 | 0.038198 | 0.037987 | 0.037777 | 0.037566 | 0.037356 | 0.037146 | 0.036935 | 0.036725 | 0.036514 | 0.036304 | 0.036094 | 0.035883 | 0.035673 | 0.035462 | 0.035252 | 0.035042 | 0.0011531 | 0.0011648 | 0.0011748 | 0.0011777 | 0.0011823 | 0.0011811 | 0.0011816 | 0.0011697 | 0.0011632 | 0.0011566 | 0.0011501 | 0.0011435 | 0.001137 | 0.0011304 | 0.0011239 | 0.0011173 | 0.0011108 | 0.0011042 | 0.0010977 | 0.0010911 | 38280.733 | 10741.692 | 636.8209 | 178.6939
| HTN032-162671033 | 16 | HTN032 | HTN | 0 | 0 | 0.0010705 | 0.0010737 | 0.0010753 | 0.0010705 | 0.0010673 | 0.0010721 | 0.0010786 | 0.0010737 | 0.0010737 | 0.0010737 | 0.0010737 | 0.0010737 | 0.0010737 | 0.0010737 | 0.0010737 | 0.0010737 | 0.0010737 | 0.0010737 | 0.0010737 | 0.0010737 | 0.042211 | 0.042564 | 0.042918 | 0.043271 | 0.043625 | 0.043233 | 0.04284 | 0.042447 | 0.042055 | 0.041662 | 0.04127 | 0.040877 | 0.040485 | 0.040092 | 0.0397 | 0.039307 | 0.038914 | 0.038522 | 0.038129 | 0.037737 | 0.0013104 | 0.0013254 | 0.0013384 | 0.0013434 | 0.0013503 | 0.0013442 | 0.00134 | 0.0013217 | 0.0013095 | 0.0012973 | 0.0012851 | 0.0012728 | 0.0012606 | 0.0012484 | 0.0012362 | 0.0012239 | 0.0012117 | 0.0011995 | 0.0011873 | 0.0011751 | 38280.733 | 10741.692 | 713.5296 | 200.2186
| HTN032-162671207 | 7 | HTN032 | HTN | 0 | 0 | 0.0010705 | 0.0010737 | 0.0010753 | 0.0010705 | 0.0010673 | 0.0010721 | 0.0010786 | 0.0010737 | 0.0010737 | 0.0010737 | 0.0010737 | 0.0010737 | 0.0010737 | 0.0010737 | 0.0010737 | 0.0010737 | 0.0010737 | 0.0010737 | 0.0010737 | 0.0010737 | 0.0012124 | 0.0012234 | 0.0012344 | 0.0012454 | 0.0012563 | 0.0012504 | 0.0012445 | 0.0012386 | 0.0012327 | 0.0012268 | 0.0012208 | 0.0012149 | 0.001209 | 0.0012031 | 0.0011972 | 0.0011913 | 0.0011853 | 0.0011794 | 0.0011735 | 0.0011676 | 3.7639e-05 | 3.8094e-05 | 3.8494e-05 | 3.8662e-05 | 3.8885e-05 | 3.8877e-05 | 3.8926e-05 | 3.8567e-05 | 3.8383e-05 | 3.8199e-05 | 3.8015e-05 | 3.783e-05 | 3.7646e-05 | 3.7462e-05 | 3.7278e-05 | 3.7094e-05 | 3.6909e-05 | 3.6725e-05 | 3.6541e-05 | 3.6357e-05 | 38280.733 | 10741.692 | 21.0061 | 5.8944
| HTN032-162798482 | 70 | HTN032 | HTN | 0 | 0 | 0.0010705 | 0.0010737 | 0.0010753 | 0.0010705 | 0.0010673 | 0.0010721 | 0.0010786 | 0.0010737 | 0.0010737 | 0.0010737 | 0.0010737 | 0.0010737 | 0.0010737 | 0.0010737 | 0.0010737 | 0.0010737 | 0.0010737 | 0.0010737 | 0.0010737 | 0.0010737 | 0.11531 | 0.116 | 0.11669 | 0.11739 | 0.11808 | 0.11767 | 0.11726 | 0.11686 | 0.11645 | 0.11604 | 0.11563 | 0.11523 | 0.11482 | 0.11441 | 0.114 | 0.1136 | 0.11319 | 0.11278 | 0.11238 | 0.11197 | 0.0035798 | 0.0036121 | 0.0036391 | 0.0036442 | 0.0036546 | 0.0036585 | 0.0036678 | 0.0036386 | 0.003626 | 0.0036133 | 0.0036006 | 0.0035879 | 0.0035753 | 0.0035626 | 0.0035499 | 0.0035372 | 0.0035245 | 0.0035119 | 0.0034992 | 0.0034865 | 38280.733 | 10741.692 | 1990.9898 | 558.6779
| HTN032-187419014 | 819 | HTN032 | HTN | 0 | 0 | 0.0010705 | 0.0010737 | 0.0010753 | 0.0010705 | 0.0010673 | 0.0010721 | 0.0010786 | 0.0010737 | 0.0010737 | 0.0010737 | 0.0010737 | 0.0010737 | 0.0010737 | 0.0010737 | 0.0010737 | 0.0010737 | 0.0010737 | 0.0010737 | 0.0010737 | 0.0010737 | 24.1124 | 24.2972 | 24.4819 | 24.6667 | 24.8515 | 24.7216 | 24.5918 | 24.4619 | 24.3321 | 24.2022 | 24.0724 | 23.9425 | 23.8127 | 23.6828 | 23.553 | 23.4231 | 23.2933 | 23.1634 | 23.0335 | 22.9037 | 0.74856 | 0.75657 | 0.76346 | 0.76577 | 0.76919 | 0.76863 | 0.76919 | 0.7617 | 0.75766 | 0.75361 | 0.74957 | 0.74552 | 0.74148 | 0.73744 | 0.73339 | 0.72935 | 0.72531 | 0.72126 | 0.71722 | 0.71318 | 38280.733 | 10741.692 | 414775.4834 | 116387.2827
| HTN032-190418526 | 556 | HTN032 | HTN | 0 | 0 | 0.0010705 | 0.0010737 | 0.0010753 | 0.0010705 | 0.0010673 | 0.0010721 | 0.0010786 | 0.0010737 | 0.0010737 | 0.0010737 | 0.0010737 | 0.0010737 | 0.0010737 | 0.0010737 | 0.0010737 | 0.0010737 | 0.0010737 | 0.0010737 | 0.0010737 | 0.0010737 | 113.7442 | 114.3876 | 115.031 | 115.6744 | 116.3178 | 115.5806 | 114.8433 | 114.1061 | 113.3689 | 112.6317 | 111.8944 | 111.1572 | 110.42 | 109.6827 | 108.9455 | 108.2083 | 107.4711 | 106.7338 | 105.9966 | 105.2594 | 3.5312 | 3.5618 | 3.5872 | 3.5911 | 3.6002 | 3.5936 | 3.5921 | 3.553 | 3.5301 | 3.5071 | 3.4842 | 3.4612 | 3.4383 | 3.4153 | 3.3924 | 3.3694 | 3.3464 | 3.3235 | 3.3005 | 3.2776 | 38280.733 | 10741.692 | 1932662.7253 | 542311.1343
| HTN033-107035043 | 79 | HTN033 | HTN | 0 | 0 | 0.001106 | 0.001106 | 0.0011045 | 0.0010986 | 0.0010941 | 0.0010941 | 0.0010986 | 0.0010927 | 0.0010927 | 0.0010927 | 0.0010927 | 0.0010927 | 0.0010927 | 0.0010927 | 0.0010927 | 0.0010927 | 0.0010927 | 0.0010927 | 0.0010927 | 0.0010927 | 0.066178 | 0.066589 | 0.067 | 0.067411 | 0.067822 | 0.067674 | 0.067526 | 0.067378 | 0.06723 | 0.067082 | 0.066934 | 0.066787 | 0.066639 | 0.066491 | 0.066343 | 0.066195 | 0.066047 | 0.0659 | 0.065752 | 0.065604 | 0.0021226 | 0.0021358 | 0.0021461 | 0.0021477 | 0.002152 | 0.0021473 | 0.0021513 | 0.002135 | 0.0021303 | 0.0021256 | 0.002121 | 0.0021163 | 0.0021116 | 0.0021069 | 0.0021022 | 0.0020975 | 0.0020929 | 0.0020882 | 0.0020835 | 0.0020788 | 38280.733 | 10741.692 | 1175.4017 | 329.8214
| HTN033-142434533 | 74 | HTN033 | HTN | 0 | 0 | 0.001106 | 0.001106 | 0.0011045 | 0.0010986 | 0.0010941 | 0.0010941 | 0.0010986 | 0.0010927 | 0.0010927 | 0.0010927 | 0.0010927 | 0.0010927 | 0.0010927 | 0.0010927 | 0.0010927 | 0.0010927 | 0.0010927 | 0.0010927 | 0.0010927 | 0.0010927 | 0.097649 | 0.098338 | 0.099026 | 0.099714 | 0.1004 | 0.1001 | 0.0998 | 0.099498 | 0.099197 | 0.098895 | 0.098594 | 0.098292 | 0.097991 | 0.097689 | 0.097388 | 0.097086 | 0.096785 | 0.096483 | 0.096182 | 0.09588 | 0.003132 | 0.0031541 | 0.0031719 | 0.0031768 | 0.0031858 | 0.0031762 | 0.0031795 | 0.0031528 | 0.0031433 | 0.0031337 | 0.0031242 | 0.0031146 | 0.0031051 | 0.0030955 | 0.0030859 | 0.0030764 | 0.0030668 | 0.0030573 | 0.0030477 | 0.0030382 | 38280.733 | 10741.692 | 1731.8452 | 485.9611
| HTN033-159363700 | 66 | HTN033 | HTN | 0 | 0 | 0.001106 | 0.001106 | 0.0011045 | 0.0010986 | 0.0010941 | 0.0010941 | 0.0010986 | 0.0010927 | 0.0010927 | 0.0010927 | 0.0010927 | 0.0010927 | 0.0010927 | 0.0010927 | 0.0010927 | 0.0010927 | 0.0010927 | 0.0010927 | 0.0010927 | 0.0010927 | 0.035201 | 0.035481 | 0.035761 | 0.03604 | 0.03632 | 0.036067 | 0.035813 | 0.035559 | 0.035306 | 0.035052 | 0.034798 | 0.034545 | 0.034291 | 0.034037 | 0.033784 | 0.03353 | 0.033277 | 0.033023 | 0.032769 | 0.032516 | 0.001129 | 0.001138 | 0.0011455 | 0.0011482 | 0.0011524 | 0.0011444 | 0.001141 | 0.0011268 | 0.0011187 | 0.0011107 | 0.0011027 | 0.0010946 | 0.0010866 | 0.0010786 | 0.0010705 | 0.0010625 | 0.0010544 | 0.0010464 | 0.0010384 | 0.0010303 | 38280.733 | 10741.692 | 613.3917 | 172.1196
| HTN033-159373503 | 41 | HTN033 | HTN | 0 | 0 | 0.001106 | 0.001106 | 0.0011045 | 0.0010986 | 0.0010941 | 0.0010941 | 0.0010986 | 0.0010927 | 0.0010927 | 0.0010927 | 0.0010927 | 0.0010927 | 0.0010927 | 0.0010927 | 0.0010927 | 0.0010927 | 0.0010927 | 0.0010927 | 0.0010927 | 0.0010927 | 0.074138 | 0.074655 | 0.075171 | 0.075688 | 0.076204 | 0.075846 | 0.075487 | 0.075129 | 0.07477 | 0.074412 | 0.074053 | 0.073695 | 0.073336 | 0.072978 | 0.072619 | 0.072261 | 0.071902 | 0.071544 | 0.071185 | 0.070827 | 0.0023779 | 0.0023945 | 0.0024078 | 0.0024113 | 0.002418 | 0.0024066 | 0.002405 | 0.0023806 | 0.0023693 | 0.0023579 | 0.0023465 | 0.0023352 | 0.0023238 | 0.0023125 | 0.0023011 | 0.0022897 | 0.0022784 | 0.002267 | 0.0022557 | 0.0022443 | 38280.733 | 10741.692 | 1303.0924 | 365.6518
| HTN033-159373599 | 64 | HTN033 | HTN | 0 | 0 | 0.001106 | 0.001106 | 0.0011045 | 0.0010986 | 0.0010941 | 0.0010941 | 0.0010986 | 0.0010927 | 0.0010927 | 0.0010927 | 0.0010927 | 0.0010927 | 0.0010927 | 0.0010927 | 0.0010927 | 0.0010927 | 0.0010927 | 0.0010927 | 0.0010927 | 0.0010927 | 0.20431 | 0.2055 | 0.2067 | 0.20789 | 0.20908 | 0.20802 | 0.20695 | 0.20588 | 0.20481 | 0.20374 | 0.20267 | 0.20161 | 0.20054 | 0.19947 | 0.1984 | 0.19733 | 0.19626 | 0.1952 | 0.19413 | 0.19306 | 0.0065529 | 0.0065913 | 0.0066207 | 0.0066232 | 0.0066343 | 0.0066004 | 0.0065932 | 0.0065237 | 0.0064899 | 0.006456 | 0.0064222 | 0.0063883 | 0.0063545 | 0.0063206 | 0.0062868 | 0.0062529 | 0.0062191 | 0.0061852 | 0.0061514 | 0.0061175 | 38280.733 | 10741.692 | 3570.4744 | 1001.8861
| HTN033-159944283 | 83 | HTN033 | HTN | 0 | 0 | 0.001106 | 0.001106 | 0.0011045 | 0.0010986 | 0.0010941 | 0.0010941 | 0.0010986 | 0.0010927 | 0.0010927 | 0.0010927 | 0.0010927 | 0.0010927 | 0.0010927 | 0.0010927 | 0.0010927 | 0.0010927 | 0.0010927 | 0.0010927 | 0.0010927 | 0.0010927 | 0.11995 | 0.12084 | 0.12173 | 0.12262 | 0.12351 | 0.12301 | 0.12251 | 0.12201 | 0.12152 | 0.12102 | 0.12052 | 0.12003 | 0.11953 | 0.11903 | 0.11853 | 0.11804 | 0.11754 | 0.11704 | 0.11655 | 0.11605 | 0.0038472 | 0.0038757 | 0.003899 | 0.0039065 | 0.0039189 | 0.0039031 | 0.0039031 | 0.0038663 | 0.0038506 | 0.0038348 | 0.003819 | 0.0038033 | 0.0037875 | 0.0037718 | 0.003756 | 0.0037403 | 0.0037245 | 0.0037088 | 0.003693 | 0.0036772 | 38280.733 | 10741.692 | 2118.7296 | 594.5221
| HTN033-159944367 | 45 | HTN033 | HTN | 0 | 0 | 0.001106 | 0.001106 | 0.0011045 | 0.0010986 | 0.0010941 | 0.0010941 | 0.0010986 | 0.0010927 | 0.0010927 | 0.0010927 | 0.0010927 | 0.0010927 | 0.0010927 | 0.0010927 | 0.0010927 | 0.0010927 | 0.0010927 | 0.0010927 | 0.0010927 | 0.0010927 | 0.044374 | 0.044784 | 0.045193 | 0.045603 | 0.046012 | 0.045648 | 0.045284 | 0.044919 | 0.044555 | 0.04419 | 0.043826 | 0.043462 | 0.043097 | 0.042733 | 0.042368 | 0.042004 | 0.04164 | 0.041275 | 0.040911 | 0.040546 | 0.0014233 | 0.0014364 | 0.0014476 | 0.0014529 | 0.00146 | 0.0014484 | 0.0014427 | 0.0014234 | 0.0014118 | 0.0014003 | 0.0013887 | 0.0013772 | 0.0013656 | 0.0013541 | 0.0013425 | 0.001331 | 0.0013194 | 0.0013079 | 0.0012963 | 0.0012848 | 38280.733 | 10741.692 | 772.6402 | 216.8052
| HTN033-159944491 | 73 | HTN033 | HTN | 0 | 0 | 0.001106 | 0.001106 | 0.0011045 | 0.0010986 | 0.0010941 | 0.0010941 | 0.0010986 | 0.0010927 | 0.0010927 | 0.0010927 | 0.0010927 | 0.0010927 | 0.0010927 | 0.0010927 | 0.0010927 | 0.0010927 | 0.0010927 | 0.0010927 | 0.0010927 | 0.0010927 | 0.076408 | 0.076942 | 0.077476 | 0.07801 | 0.078545 | 0.078133 | 0.077721 | 0.077309 | 0.076896 | 0.076484 | 0.076072 | 0.07566 | 0.075248 | 0.074836 | 0.074424 | 0.074012 | 0.0736 | 0.073188 | 0.072776 | 0.072364 | 0.0024507 | 0.0024678 | 0.0024817 | 0.0024853 | 0.0024922 | 0.0024792 | 0.0024761 | 0.0024497 | 0.0024366 | 0.0024236 | 0.0024105 | 0.0023975 | 0.0023844 | 0.0023713 | 0.0023583 | 0.0023452 | 0.0023322 | 0.0023191 | 0.0023061 | 0.002293 | 38280.733 | 10741.692 | 1339.3429 | 375.8238
| HTN033-159944618 | 41 | HTN033 | HTN | 0 | 0 | 0.001106 | 0.001106 | 0.0011045 | 0.0010986 | 0.0010941 | 0.0010941 | 0.0010986 | 0.0010927 | 0.0010927 | 0.0010927 | 0.0010927 | 0.0010927 | 0.0010927 | 0.0010927 | 0.0010927 | 0.0010927 | 0.0010927 | 0.0010927 | 0.0010927 | 0.0010927 | 0.045899 | 0.046233 | 0.046567 | 0.046901 | 0.047235 | 0.046933 | 0.04663 | 0.046327 | 0.046024 | 0.045721 | 0.045419 | 0.045116 | 0.044813 | 0.04451 | 0.044208 | 0.043905 | 0.043602 | 0.043299 | 0.042996 | 0.042694 | 0.0014722 | 0.0014829 | 0.0014916 | 0.0014942 | 0.0014988 | 0.0014892 | 0.0014856 | 0.001468 | 0.0014584 | 0.0014488 | 0.0014392 | 0.0014296 | 0.00142 | 0.0014104 | 0.0014008 | 0.0013912 | 0.0013816 | 0.001372 | 0.0013624 | 0.0013528 | 38280.733 | 10741.692 | 800.463 | 224.6124
| HTN033-162626258 | 8 | HTN033 | HTN | 0 | 0 | 0.001106 | 0.001106 | 0.0011045 | 0.0010986 | 0.0010941 | 0.0010941 | 0.0010986 | 0.0010927 | 0.0010927 | 0.0010927 | 0.0010927 | 0.0010927 | 0.0010927 | 0.0010927 | 0.0010927 | 0.0010927 | 0.0010927 | 0.0010927 | 0.0010927 | 0.0010927 | 0.0061631 | 0.0062155 | 0.0062678 | 0.0063202 | 0.0063726 | 0.0063289 | 0.0062852 | 0.0062415 | 0.0061978 | 0.0061542 | 0.0061105 | 0.0060668 | 0.0060231 | 0.0059794 | 0.0059358 | 0.0058921 | 0.0058484 | 0.0058047 | 0.0057611 | 0.0057174 | 0.00019768 | 0.00019936 | 0.00020077 | 0.00020136 | 0.0002022 | 0.00020082 | 0.00020024 | 0.00019778 | 0.00019639 | 0.00019501 | 0.00019362 | 0.00019224 | 0.00019086 | 0.00018947 | 0.00018809 | 0.0001867 | 0.00018532 | 0.00018394 | 0.00018255 | 0.00018117 | 38280.733 | 10741.692 | 107.6569 | 30.2089
| HTN033-162670429 | 8 | HTN033 | HTN | 0 | 0 | 0.001106 | 0.001106 | 0.0011045 | 0.0010986 | 0.0010941 | 0.0010941 | 0.0010986 | 0.0010927 | 0.0010927 | 0.0010927 | 0.0010927 | 0.0010927 | 0.0010927 | 0.0010927 | 0.0010927 | 0.0010927 | 0.0010927 | 0.0010927 | 0.0010927 | 0.0010927 | 1.0899e-05 | 1.0975e-05 | 1.105e-05 | 1.1125e-05 | 1.12e-05 | 1.116e-05 | 1.112e-05 | 1.108e-05 | 1.104e-05 | 1.1e-05 | 1.096e-05 | 1.092e-05 | 1.088e-05 | 1.084e-05 | 1.08e-05 | 1.076e-05 | 1.072e-05 | 1.068e-05 | 1.064e-05 | 1.06e-05 | 3.4959e-07 | 3.52e-07 | 3.5393e-07 | 3.5443e-07 | 3.5538e-07 | 3.5411e-07 | 3.5427e-07 | 3.5109e-07 | 3.4983e-07 | 3.4856e-07 | 3.4729e-07 | 3.4602e-07 | 3.4476e-07 | 3.4349e-07 | 3.4222e-07 | 3.4095e-07 | 3.3969e-07 | 3.3842e-07 | 3.3715e-07 | 3.3588e-07 | 38280.733 | 10741.692 | 0.19265 | 0.054057
| HTN033-162670652 | 9 | HTN033 | HTN | 0 | 0 | 0.001106 | 0.001106 | 0.0011045 | 0.0010986 | 0.0010941 | 0.0010941 | 0.0010986 | 0.0010927 | 0.0010927 | 0.0010927 | 0.0010927 | 0.0010927 | 0.0010927 | 0.0010927 | 0.0010927 | 0.0010927 | 0.0010927 | 0.0010927 | 0.0010927 | 0.0010927 | 0.00012382 | 0.00012386 | 0.00012391 | 0.00012395 | 0.000124 | 0.00012394 | 0.00012388 | 0.00012382 | 0.00012376 | 0.0001237 | 0.00012364 | 0.00012358 | 0.00012352 | 0.00012346 | 0.0001234 | 0.00012334 | 0.00012328 | 0.00012322 | 0.00012316 | 0.0001231 | 3.9713e-06 | 3.9728e-06 | 3.9689e-06 | 3.9491e-06 | 3.9345e-06 | 3.9326e-06 | 3.9467e-06 | 3.9235e-06 | 3.9216e-06 | 3.9197e-06 | 3.9178e-06 | 3.9159e-06 | 3.914e-06 | 3.9121e-06 | 3.9102e-06 | 3.9083e-06 | 3.9064e-06 | 3.9045e-06 | 3.9026e-06 | 3.9007e-06 | 38280.733 | 10741.692 | 2.1758 | 0.61053
| HTN033-182145786 | 690 | HTN033 | HTN | 0 | 0 | 0.001106 | 0.001106 | 0.0011045 | 0.0010986 | 0.0010941 | 0.0010941 | 0.0010986 | 0.0010927 | 0.0010927 | 0.0010927 | 0.0010927 | 0.0010927 | 0.0010927 | 0.0010927 | 0.0010927 | 0.0010927 | 0.0010927 | 0.0010927 | 0.0010927 | 0.0010927 | 5.0374 | 5.046 | 5.0547 | 5.0633 | 5.072 | 5.0609 | 5.0498 | 5.0387 | 5.0276 | 5.0166 | 5.0055 | 4.9944 | 4.9833 | 4.9722 | 4.9611 | 4.95 | 4.939 | 4.9279 | 4.9168 | 4.9057 | 0.16157 | 0.16185 | 0.16191 | 0.16131 | 0.16093 | 0.16058 | 0.16088 | 0.15966 | 0.15931 | 0.15896 | 0.15861 | 0.15826 | 0.15791 | 0.15756 | 0.1572 | 0.15685 | 0.1565 | 0.15615 | 0.1558 | 0.15545 | 38280.733 | 10741.692 | 88156.1752 | 24736.8952
| HTN033-190418479 | 421 | HTN033 | HTN | 0 | 0 | 0.001106 | 0.001106 | 0.0011045 | 0.0010986 | 0.0010941 | 0.0010941 | 0.0010986 | 0.0010927 | 0.0010927 | 0.0010927 | 0.0010927 | 0.0010927 | 0.0010927 | 0.0010927 | 0.0010927 | 0.0010927 | 0.0010927 | 0.0010927 | 0.0010927 | 0.0010927 | 31.612 | 31.9027 | 32.1935 | 32.4842 | 32.7749 | 32.4605 | 32.1461 | 31.8317 | 31.5173 | 31.2029 | 30.8885 | 30.5741 | 30.2597 | 29.9453 | 29.6309 | 29.3165 | 29.0021 | 28.6877 | 28.3733 | 28.0589 | 1.0139 | 1.0233 | 1.0312 | 1.0349 | 1.04 | 1.03 | 1.0241 | 1.0087 | 0.99869 | 0.98873 | 0.97877 | 0.96881 | 0.95885 | 0.94888 | 0.93892 | 0.92896 | 0.919 | 0.90903 | 0.89907 | 0.88911 | 38280.733 | 10741.692 | 545536.8636 | 153079.3301
| HTN034-100723274 | 215 | HTN034 | HTN | 0 | 0 | 0.00089045 | 0.00089854 | 0.00090394 | 0.00089854 | 0.00089584 | 0.00090394 | 0.00091743 | 0.00091203 | 0.00091203 | 0.00091203 | 0.00091203 | 0.00091203 | 0.00091203 | 0.00091203 | 0.00091203 | 0.00091203 | 0.00091203 | 0.00091203 | 0.00091203 | 0.00091203 | 0.34382 | 0.3456 | 0.34738 | 0.34916 | 0.35094 | 0.34881 | 0.34667 | 0.34453 | 0.3424 | 0.34026 | 0.33813 | 0.33599 | 0.33386 | 0.33172 | 0.32959 | 0.32745 | 0.32532 | 0.32318 | 0.32105 | 0.31891 | 0.0088783 | 0.0090055 | 0.0091063 | 0.0090983 | 0.0091173 | 0.0091437 | 0.0092233 | 0.0091126 | 0.0090561 | 0.0089997 | 0.0089432 | 0.0088867 | 0.0088302 | 0.0087738 | 0.0087173 | 0.0086608 | 0.0086044 | 0.0085479 | 0.0084914 | 0.0084349 | 38280.733 | 10741.692 | 4936.63 | 1385.2336
| HTN034-108340859 | 635 | HTN034 | HTN | 0 | 0 | 0.00089045 | 0.00089854 | 0.00090394 | 0.00089854 | 0.00089584 | 0.00090394 | 0.00091743 | 0.00091203 | 0.00091203 | 0.00091203 | 0.00091203 | 0.00091203 | 0.00091203 | 0.00091203 | 0.00091203 | 0.00091203 | 0.00091203 | 0.00091203 | 0.00091203 | 0.00091203 | 11.7966 | 11.8667 | 11.9367 | 12.0068 | 12.0769 | 12.0051 | 11.9333 | 11.8616 | 11.7898 | 11.7181 | 11.6463 | 11.5745 | 11.5028 | 11.431 | 11.3593 | 11.2875 | 11.2157 | 11.144 | 11.0722 | 11.0004 | 0.30462 | 0.30922 | 0.31291 | 0.31287 | 0.31375 | 0.3147 | 0.31749 | 0.31373 | 0.31183 | 0.30993 | 0.30803 | 0.30614 | 0.30424 | 0.30234 | 0.30044 | 0.29854 | 0.29664 | 0.29475 | 0.29285 | 0.29095 | 38280.733 | 10741.692 | 169926.8427 | 47681.9973
| HTN034-142233453 | 75 | HTN034 | HTN | 0 | 0 | 0.00089045 | 0.00089854 | 0.00090394 | 0.00089854 | 0.00089584 | 0.00090394 | 0.00091743 | 0.00091203 | 0.00091203 | 0.00091203 | 0.00091203 | 0.00091203 | 0.00091203 | 0.00091203 | 0.00091203 | 0.00091203 | 0.00091203 | 0.00091203 | 0.00091203 | 0.00091203 | 0.18237 | 0.18375 | 0.18512 | 0.18649 | 0.18786 | 0.1851 | 0.18233 | 0.17956 | 0.17679 | 0.17402 | 0.17126 | 0.16849 | 0.16572 | 0.16295 | 0.16019 | 0.15742 | 0.15465 | 0.15188 | 0.14911 | 0.14635 | 0.0047095 | 0.004788 | 0.0048528 | 0.0048595 | 0.0048806 | 0.0048522 | 0.0048509 | 0.0047492 | 0.004676 | 0.0046028 | 0.0045296 | 0.0044564 | 0.0043832 | 0.00431 | 0.0042367 | 0.0041635 | 0.0040903 | 0.0040171 | 0.0039439 | 0.0038707 | 38280.733 | 10741.692 | 2519.2244 | 706.9022
| HTN034-142233590 | 62 | HTN034 | HTN | 0 | 0 | 0.00089045 | 0.00089854 | 0.00090394 | 0.00089854 | 0.00089584 | 0.00090394 | 0.00091743 | 0.00091203 | 0.00091203 | 0.00091203 | 0.00091203 | 0.00091203 | 0.00091203 | 0.00091203 | 0.00091203 | 0.00091203 | 0.00091203 | 0.00091203 | 0.00091203 | 0.00091203 | 0.090139 | 0.090945 | 0.091751 | 0.092558 | 0.093364 | 0.092341 | 0.091318 | 0.090295 | 0.089273 | 0.08825 | 0.087227 | 0.086205 | 0.085182 | 0.084159 | 0.083137 | 0.082114 | 0.081091 | 0.080068 | 0.079046 | 0.078023 | 0.0023277 | 0.0023698 | 0.0024052 | 0.0024118 | 0.0024255 | 0.0024206 | 0.0024296 | 0.0023882 | 0.0023612 | 0.0023341 | 0.0023071 | 0.00228 | 0.002253 | 0.0022259 | 0.0021989 | 0.0021718 | 0.0021448 | 0.0021177 | 0.0020907 | 0.0020636 | 38280.733 | 10741.692 | 1276.7613 | 358.2632
| HTN034-142234012 | 69 | HTN034 | HTN | 0 | 0 | 0.00089045 | 0.00089854 | 0.00090394 | 0.00089854 | 0.00089584 | 0.00090394 | 0.00091743 | 0.00091203 | 0.00091203 | 0.00091203 | 0.00091203 | 0.00091203 | 0.00091203 | 0.00091203 | 0.00091203 | 0.00091203 | 0.00091203 | 0.00091203 | 0.00091203 | 0.00091203 | 0.14392 | 0.14462 | 0.14531 | 0.146 | 0.1467 | 0.14581 | 0.14492 | 0.14403 | 0.14314 | 0.14226 | 0.14137 | 0.14048 | 0.13959 | 0.1387 | 0.13782 | 0.13693 | 0.13604 | 0.13515 | 0.13426 | 0.13338 | 0.0037165 | 0.0037684 | 0.0038092 | 0.0038045 | 0.0038111 | 0.0038223 | 0.0038557 | 0.0038095 | 0.003786 | 0.0037626 | 0.0037391 | 0.0037156 | 0.0036921 | 0.0036686 | 0.0036451 | 0.0036216 | 0.0035981 | 0.0035746 | 0.0035512 | 0.0035277 | 38280.733 | 10741.692 | 2064.3768 | 579.2705
| HTN034-157456094 | 45 | HTN034 | HTN | 0 | 0 | 0.00089045 | 0.00089854 | 0.00090394 | 0.00089854 | 0.00089584 | 0.00090394 | 0.00091743 | 0.00091203 | 0.00091203 | 0.00091203 | 0.00091203 | 0.00091203 | 0.00091203 | 0.00091203 | 0.00091203 | 0.00091203 | 0.00091203 | 0.00091203 | 0.00091203 | 0.00091203 | 0.0067868 | 0.0068253 | 0.0068637 | 0.0069022 | 0.0069406 | 0.0069013 | 0.0068619 | 0.0068225 | 0.0067831 | 0.0067438 | 0.0067044 | 0.006665 | 0.0066256 | 0.0065863 | 0.0065469 | 0.0065075 | 0.0064681 | 0.0064288 | 0.0063894 | 0.00635 | 0.00017526 | 0.00017785 | 0.00017993 | 0.00017986 | 0.00018031 | 0.00018091 | 0.00018256 | 0.00018045 | 0.00017941 | 0.00017837 | 0.00017732 | 0.00017628 | 0.00017524 | 0.0001742 | 0.00017316 | 0.00017212 | 0.00017108 | 0.00017003 | 0.00016899 | 0.00016795 | 38280.733 | 10741.692 | 97.8123 | 27.4464
| HTN034-157599634 | 77 | HTN034 | HTN | 0 | 0 | 0.00089045 | 0.00089854 | 0.00090394 | 0.00089854 | 0.00089584 | 0.00090394 | 0.00091743 | 0.00091203 | 0.00091203 | 0.00091203 | 0.00091203 | 0.00091203 | 0.00091203 | 0.00091203 | 0.00091203 | 0.00091203 | 0.00091203 | 0.00091203 | 0.00091203 | 0.00091203 | 0.06419 | 0.064491 | 0.064791 | 0.065092 | 0.065393 | 0.065047 | 0.064701 | 0.064355 | 0.064009 | 0.063663 | 0.063317 | 0.062971 | 0.062625 | 0.062279 | 0.061933 | 0.061587 | 0.061241 | 0.060895 | 0.06055 | 0.060204 | 0.0016576 | 0.0016805 | 0.0016985 | 0.0016961 | 0.0016989 | 0.0017051 | 0.0017214 | 0.0017021 | 0.001693 | 0.0016838 | 0.0016747 | 0.0016655 | 0.0016564 | 0.0016472 | 0.0016381 | 0.0016289 | 0.0016198 | 0.0016106 | 0.0016015 | 0.0015923 | 38280.733 | 10741.692 | 923.9807 | 259.2718
| HTN034-157998388 | 52 | HTN034 | HTN | 0 | 0 | 0.00089045 | 0.00089854 | 0.00090394 | 0.00089854 | 0.00089584 | 0.00090394 | 0.00091743 | 0.00091203 | 0.00091203 | 0.00091203 | 0.00091203 | 0.00091203 | 0.00091203 | 0.00091203 | 0.00091203 | 0.00091203 | 0.00091203 | 0.00091203 | 0.00091203 | 0.00091203 | 0.043926 | 0.044171 | 0.044417 | 0.044662 | 0.044907 | 0.044595 | 0.044284 | 0.043972 | 0.04366 | 0.043349 | 0.043037 | 0.042726 | 0.042414 | 0.042102 | 0.041791 | 0.041479 | 0.041168 | 0.040856 | 0.040545 | 0.040233 | 0.0011343 | 0.001151 | 0.0011643 | 0.0011638 | 0.0011667 | 0.001169 | 0.0011782 | 0.001163 | 0.0011548 | 0.0011465 | 0.0011383 | 0.0011301 | 0.0011218 | 0.0011136 | 0.0011053 | 0.0010971 | 0.0010888 | 0.0010806 | 0.0010724 | 0.0010641 | 38280.733 | 10741.692 | 628.7133 | 176.4189
| HTN034-157998738 | 28 | HTN034 | HTN | 0 | 0 | 0.00089045 | 0.00089854 | 0.00090394 | 0.00089854 | 0.00089584 | 0.00090394 | 0.00091743 | 0.00091203 | 0.00091203 | 0.00091203 | 0.00091203 | 0.00091203 | 0.00091203 | 0.00091203 | 0.00091203 | 0.00091203 | 0.00091203 | 0.00091203 | 0.00091203 | 0.00091203 | 0.012093 | 0.012164 | 0.012235 | 0.012305 | 0.012376 | 0.012259 | 0.012142 | 0.012026 | 0.011909 | 0.011792 | 0.011675 | 0.011559 | 0.011442 | 0.011325 | 0.011208 | 0.011092 | 0.010975 | 0.010858 | 0.010741 | 0.010625 | 0.00031228 | 0.00031696 | 0.00032072 | 0.00032064 | 0.00032152 | 0.00032136 | 0.00032305 | 0.00031806 | 0.00031498 | 0.00031189 | 0.0003088 | 0.00030571 | 0.00030263 | 0.00029954 | 0.00029645 | 0.00029336 | 0.00029028 | 0.00028719 | 0.0002841 | 0.00028101 | 38280.733 | 10741.692 | 170.9673 | 47.974
| HTN034-157999069 | 47 | HTN034 | HTN | 0 | 0 | 0.00089045 | 0.00089854 | 0.00090394 | 0.00089854 | 0.00089584 | 0.00090394 | 0.00091743 | 0.00091203 | 0.00091203 | 0.00091203 | 0.00091203 | 0.00091203 | 0.00091203 | 0.00091203 | 0.00091203 | 0.00091203 | 0.00091203 | 0.00091203 | 0.00091203 | 0.00091203 | 0.061654 | 0.061987 | 0.062321 | 0.062655 | 0.062989 | 0.062576 | 0.062163 | 0.06175 | 0.061337 | 0.060924 | 0.060511 | 0.060098 | 0.059685 | 0.059272 | 0.058859 | 0.058446 | 0.058033 | 0.05762 | 0.057208 | 0.056795 | 0.0015921 | 0.0016153 | 0.0016337 | 0.0016326 | 0.0016364 | 0.0016404 | 0.0016539 | 0.0016332 | 0.0016223 | 0.0016114 | 0.0016005 | 0.0015895 | 0.0015786 | 0.0015677 | 0.0015568 | 0.0015458 | 0.0015349 | 0.001524 | 0.0015131 | 0.0015022 | 38280.733 | 10741.692 | 883.7363 | 247.9791
| HTN034-158085792 | 33 | HTN034 | HTN | 0 | 0 | 0.00089045 | 0.00089854 | 0.00090394 | 0.00089854 | 0.00089584 | 0.00090394 | 0.00091743 | 0.00091203 | 0.00091203 | 0.00091203 | 0.00091203 | 0.00091203 | 0.00091203 | 0.00091203 | 0.00091203 | 0.00091203 | 0.00091203 | 0.00091203 | 0.00091203 | 0.00091203 | 0.023577 | 0.023777 | 0.023977 | 0.024177 | 0.024377 | 0.024128 | 0.02388 | 0.023631 | 0.023383 | 0.023134 | 0.022885 | 0.022637 | 0.022388 | 0.02214 | 0.021891 | 0.021643 | 0.021394 | 0.021146 | 0.020897 | 0.020649 | 0.00060882 | 0.00061957 | 0.00062853 | 0.00062999 | 0.00063329 | 0.0006325 | 0.00063533 | 0.00062502 | 0.00061845 | 0.00061187 | 0.0006053 | 0.00059872 | 0.00059215 | 0.00058558 | 0.000579 | 0.00057243 | 0.00056586 | 0.00055928 | 0.00055271 | 0.00054614 | 38280.733 | 10741.692 | 334.8133 | 93.9496
| HTN034-158085879 | 131 | HTN034 | HTN | 0 | 0 | 0.00089045 | 0.00089854 | 0.00090394 | 0.00089854 | 0.00089584 | 0.00090394 | 0.00091743 | 0.00091203 | 0.00091203 | 0.00091203 | 0.00091203 | 0.00091203 | 0.00091203 | 0.00091203 | 0.00091203 | 0.00091203 | 0.00091203 | 0.00091203 | 0.00091203 | 0.00091203 | 0.22967 | 0.23155 | 0.23343 | 0.2353 | 0.23718 | 0.23533 | 0.23348 | 0.23162 | 0.22977 | 0.22792 | 0.22606 | 0.22421 | 0.22236 | 0.22051 | 0.21865 | 0.2168 | 0.21495 | 0.21309 | 0.21124 | 0.20939 | 0.0059308 | 0.0060336 | 0.0061191 | 0.0061315 | 0.0061619 | 0.006169 | 0.0062118 | 0.0061262 | 0.0060772 | 0.0060282 | 0.0059792 | 0.0059302 | 0.0058812 | 0.0058321 | 0.0057831 | 0.0057341 | 0.0056851 | 0.0056361 | 0.0055871 | 0.0055381 | 38280.733 | 10741.692 | 3299.8966 | 925.9612
| HTN034-158086014 | 12 | HTN034 | HTN | 0 | 0 | 0.00089045 | 0.00089854 | 0.00090394 | 0.00089854 | 0.00089584 | 0.00090394 | 0.00091743 | 0.00091203 | 0.00091203 | 0.00091203 | 0.00091203 | 0.00091203 | 0.00091203 | 0.00091203 | 0.00091203 | 0.00091203 | 0.00091203 | 0.00091203 | 0.00091203 | 0.00091203 | 3.2173e-05 | 3.2515e-05 | 3.2857e-05 | 3.3198e-05 | 3.354e-05 | 3.3222e-05 | 3.2903e-05 | 3.2584e-05 | 3.2266e-05 | 3.1947e-05 | 3.1629e-05 | 3.131e-05 | 3.0992e-05 | 3.0673e-05 | 3.0355e-05 | 3.0036e-05 | 2.9718e-05 | 2.9399e-05 | 2.9081e-05 | 2.8763e-05 | 8.3081e-07 | 8.4726e-07 | 8.6131e-07 | 8.6507e-07 | 8.7135e-07 | 8.7088e-07 | 8.754e-07 | 8.6183e-07 | 8.534e-07 | 8.4498e-07 | 8.3656e-07 | 8.2813e-07 | 8.1971e-07 | 8.1128e-07 | 8.0286e-07 | 7.9444e-07 | 7.8601e-07 | 7.7759e-07 | 7.6916e-07 | 7.6074e-07 | 38280.733 | 10741.692 | 0.46177 | 0.12957
| HTN034-158095163 | 71 | HTN034 | HTN | 0 | 0 | 0.00089045 | 0.00089854 | 0.00090394 | 0.00089854 | 0.00089584 | 0.00090394 | 0.00091743 | 0.00091203 | 0.00091203 | 0.00091203 | 0.00091203 | 0.00091203 | 0.00091203 | 0.00091203 | 0.00091203 | 0.00091203 | 0.00091203 | 0.00091203 | 0.00091203 | 0.00091203 | 0.043597 | 0.043796 | 0.043995 | 0.044194 | 0.044393 | 0.044197 | 0.044 | 0.043803 | 0.043607 | 0.04341 | 0.043213 | 0.043017 | 0.04282 | 0.042623 | 0.042427 | 0.04223 | 0.042033 | 0.041837 | 0.04164 | 0.041443 | 0.0011258 | 0.0011412 | 0.0011533 | 0.0011516 | 0.0011533 | 0.0011586 | 0.0011706 | 0.0011586 | 0.0011534 | 0.0011482 | 0.0011429 | 0.0011377 | 0.0011325 | 0.0011273 | 0.0011221 | 0.0011169 | 0.0011117 | 0.0011065 | 0.0011013 | 0.0010961 | 38280.733 | 10741.692 | 630.1221 | 176.8142
| HTN034-158103724 | 59 | HTN034 | HTN | 0 | 0 | 0.00089045 | 0.00089854 | 0.00090394 | 0.00089854 | 0.00089584 | 0.00090394 | 0.00091743 | 0.00091203 | 0.00091203 | 0.00091203 | 0.00091203 | 0.00091203 | 0.00091203 | 0.00091203 | 0.00091203 | 0.00091203 | 0.00091203 | 0.00091203 | 0.00091203 | 0.00091203 | 0.070113 | 0.070556 | 0.070998 | 0.07144 | 0.071883 | 0.071332 | 0.07078 | 0.070229 | 0.069677 | 0.069126 | 0.068575 | 0.068023 | 0.067472 | 0.066921 | 0.066369 | 0.065818 | 0.065266 | 0.064715 | 0.064164 | 0.063612 | 0.0018105 | 0.0018385 | 0.0018612 | 0.0018616 | 0.0018675 | 0.0018699 | 0.0018831 | 0.0018575 | 0.0018429 | 0.0018283 | 0.0018137 | 0.0017991 | 0.0017846 | 0.00177 | 0.0017554 | 0.0017408 | 0.0017262 | 0.0017117 | 0.0016971 | 0.0016825 | 38280.733 | 10741.692 | 1002.0492 | 281.1781
| HTN034-158130464 | 58 | HTN034 | HTN | 0 | 0 | 0.00089045 | 0.00089854 | 0.00090394 | 0.00089854 | 0.00089584 | 0.00090394 | 0.00091743 | 0.00091203 | 0.00091203 | 0.00091203 | 0.00091203 | 0.00091203 | 0.00091203 | 0.00091203 | 0.00091203 | 0.00091203 | 0.00091203 | 0.00091203 | 0.00091203 | 0.00091203 | 0.04311 | 0.043362 | 0.043613 | 0.043864 | 0.044115 | 0.04379 | 0.043465 | 0.04314 | 0.042815 | 0.04249 | 0.042166 | 0.041841 | 0.041516 | 0.041191 | 0.040866 | 0.040541 | 0.040216 | 0.039891 | 0.039566 | 0.039241 | 0.0011132 | 0.0011299 | 0.0011433 | 0.001143 | 0.0011461 | 0.0011479 | 0.0011564 | 0.001141 | 0.0011324 | 0.0011238 | 0.0011152 | 0.0011066 | 0.001098 | 0.0010895 | 0.0010809 | 0.0010723 | 0.0010637 | 0.0010551 | 0.0010465 | 0.0010379 | 38280.733 | 10741.692 | 616.1464 | 172.8926
| HTN034-158139663 | 48 | HTN034 | HTN | 0 | 0 | 0.00089045 | 0.00089854 | 0.00090394 | 0.00089854 | 0.00089584 | 0.00090394 | 0.00091743 | 0.00091203 | 0.00091203 | 0.00091203 | 0.00091203 | 0.00091203 | 0.00091203 | 0.00091203 | 0.00091203 | 0.00091203 | 0.00091203 | 0.00091203 | 0.00091203 | 0.00091203 | 0.010281 | 0.010334 | 0.010387 | 0.010441 | 0.010494 | 0.010432 | 0.010369 | 0.010307 | 0.010245 | 0.010182 | 0.01012 | 0.010057 | 0.009995 | 0.0099326 | 0.0098702 | 0.0098078 | 0.0097454 | 0.009683 | 0.0096206 | 0.0095582 | 0.00026547 | 0.00026928 | 0.0002723 | 0.00027206 | 0.00027263 | 0.00027346 | 0.00027588 | 0.00027261 | 0.00027096 | 0.00026931 | 0.00026766 | 0.00026601 | 0.00026436 | 0.00026271 | 0.00026106 | 0.00025941 | 0.00025776 | 0.00025611 | 0.00025446 | 0.0002528 | 38280.733 | 10741.692 | 147.7251 | 41.4521
| HTN034-158494823 | 246 | HTN034 | HTN | 0 | 0 | 0.00089045 | 0.00089854 | 0.00090394 | 0.00089854 | 0.00089584 | 0.00090394 | 0.00091743 | 0.00091203 | 0.00091203 | 0.00091203 | 0.00091203 | 0.00091203 | 0.00091203 | 0.00091203 | 0.00091203 | 0.00091203 | 0.00091203 | 0.00091203 | 0.00091203 | 0.00091203 | 0.41291 | 0.4162 | 0.41948 | 0.42277 | 0.42605 | 0.42082 | 0.41559 | 0.41036 | 0.40512 | 0.39989 | 0.39466 | 0.38943 | 0.38419 | 0.37896 | 0.37373 | 0.3685 | 0.36327 | 0.35803 | 0.3528 | 0.34757 | 0.010663 | 0.010845 | 0.010996 | 0.011016 | 0.011069 | 0.011031 | 0.011057 | 0.010853 | 0.010715 | 0.010577 | 0.010438 | 0.0103 | 0.010162 | 0.010023 | 0.0098848 | 0.0097464 | 0.009608 | 0.0094696 | 0.0093313 | 0.0091929 | 38280.733 | 10741.692 | 5788.4869 | 1624.2673
| HTN034-158495102 | 15 | HTN034 | HTN | 0 | 0 | 0.00089045 | 0.00089854 | 0.00090394 | 0.00089854 | 0.00089584 | 0.00090394 | 0.00091743 | 0.00091203 | 0.00091203 | 0.00091203 | 0.00091203 | 0.00091203 | 0.00091203 | 0.00091203 | 0.00091203 | 0.00091203 | 0.00091203 | 0.00091203 | 0.00091203 | 0.00091203 | 0.008979 | 0.0090744 | 0.0091698 | 0.0092653 | 0.0093607 | 0.0092754 | 0.00919 | 0.0091047 | 0.0090194 | 0.008934 | 0.0088487 | 0.0087633 | 0.008678 | 0.0085926 | 0.0085073 | 0.008422 | 0.0083366 | 0.0082513 | 0.0081659 | 0.0080806 | 0.00023186 | 0.00023646 | 0.00024038 | 0.00024143 | 0.00024319 | 0.00024315 | 0.00024451 | 0.00024081 | 0.00023855 | 0.0002363 | 0.00023404 | 0.00023178 | 0.00022952 | 0.00022727 | 0.00022501 | 0.00022275 | 0.0002205 | 0.00021824 | 0.00021598 | 0.00021372 | 38280.733 | 10741.692 | 129.1353 | 36.2358
| HTN034-158495212 | 55 | HTN034 | HTN | 0 | 0 | 0.00089045 | 0.00089854 | 0.00090394 | 0.00089854 | 0.00089584 | 0.00090394 | 0.00091743 | 0.00091203 | 0.00091203 | 0.00091203 | 0.00091203 | 0.00091203 | 0.00091203 | 0.00091203 | 0.00091203 | 0.00091203 | 0.00091203 | 0.00091203 | 0.00091203 | 0.00091203 | 0.012514 | 0.012619 | 0.012724 | 0.012828 | 0.012933 | 0.0128 | 0.012666 | 0.012533 | 0.0124 | 0.012267 | 0.012134 | 0.012001 | 0.011868 | 0.011735 | 0.011602 | 0.011469 | 0.011336 | 0.011203 | 0.011069 | 0.010936 | 0.00032316 | 0.00032882 | 0.00033354 | 0.00033427 | 0.00033598 | 0.00033553 | 0.000337 | 0.0003315 | 0.00032798 | 0.00032446 | 0.00032094 | 0.00031742 | 0.0003139 | 0.00031038 | 0.00030686 | 0.00030334 | 0.00029982 | 0.0002963 | 0.00029278 | 0.00028926 | 38280.733 | 10741.692 | 177.554 | 49.8222
| HTN034-158638369 | 49 | HTN034 | HTN | 0 | 0 | 0.00089045 | 0.00089854 | 0.00090394 | 0.00089854 | 0.00089584 | 0.00090394 | 0.00091743 | 0.00091203 | 0.00091203 | 0.00091203 | 0.00091203 | 0.00091203 | 0.00091203 | 0.00091203 | 0.00091203 | 0.00091203 | 0.00091203 | 0.00091203 | 0.00091203 | 0.00091203 | 0.033658 | 0.033921 | 0.034185 | 0.034449 | 0.034713 | 0.034377 | 0.034041 | 0.033705 | 0.033369 | 0.033033 | 0.032697 | 0.032361 | 0.032025 | 0.031689 | 0.031353 | 0.031017 | 0.030681 | 0.030345 | 0.030009 | 0.029673 | 0.00086914 | 0.00088392 | 0.00089614 | 0.00089767 | 0.00090183 | 0.00090117 | 0.00090568 | 0.00089147 | 0.00088258 | 0.00087369 | 0.00086481 | 0.00085592 | 0.00084704 | 0.00083815 | 0.00082926 | 0.00082038 | 0.00081149 | 0.00080261 | 0.00079372 | 0.00078483 | 38280.733 | 10741.692 | 478.3004 | 134.2126
| HTN034-158638445 | 45 | HTN034 | HTN | 0 | 0 | 0.00089045 | 0.00089854 | 0.00090394 | 0.00089854 | 0.00089584 | 0.00090394 | 0.00091743 | 0.00091203 | 0.00091203 | 0.00091203 | 0.00091203 | 0.00091203 | 0.00091203 | 0.00091203 | 0.00091203 | 0.00091203 | 0.00091203 | 0.00091203 | 0.00091203 | 0.00091203 | 0.02186 | 0.022048 | 0.022237 | 0.022426 | 0.022615 | 0.022279 | 0.021943 | 0.021607 | 0.021271 | 0.020935 | 0.020598 | 0.020262 | 0.019926 | 0.01959 | 0.019254 | 0.018918 | 0.018582 | 0.018246 | 0.01791 | 0.017574 | 0.00056448 | 0.00057453 | 0.00058293 | 0.00058437 | 0.00058752 | 0.00058402 | 0.0005838 | 0.00057147 | 0.00056259 | 0.0005537 | 0.00054481 | 0.00053592 | 0.00052703 | 0.00051814 | 0.00050925 | 0.00050036 | 0.00049148 | 0.00048259 | 0.0004737 | 0.00046481 | 38280.733 | 10741.692 | 302.8269 | 84.9742
| HTN034-158638542 | 62 | HTN034 | HTN | 0 | 0 | 0.00089045 | 0.00089854 | 0.00090394 | 0.00089854 | 0.00089584 | 0.00090394 | 0.00091743 | 0.00091203 | 0.00091203 | 0.00091203 | 0.00091203 | 0.00091203 | 0.00091203 | 0.00091203 | 0.00091203 | 0.00091203 | 0.00091203 | 0.00091203 | 0.00091203 | 0.00091203 | 0.064722 | 0.065128 | 0.065533 | 0.065938 | 0.066343 | 0.065569 | 0.064795 | 0.064021 | 0.063247 | 0.062473 | 0.061699 | 0.060925 | 0.060151 | 0.059377 | 0.058603 | 0.057829 | 0.057055 | 0.056281 | 0.055507 | 0.054733 | 0.0016713 | 0.0016971 | 0.0017179 | 0.0017182 | 0.0017236 | 0.0017188 | 0.0017239 | 0.0016933 | 0.0016728 | 0.0016524 | 0.0016319 | 0.0016114 | 0.0015909 | 0.0015705 | 0.00155 | 0.0015295 | 0.0015091 | 0.0014886 | 0.0014681 | 0.0014476 | 38280.733 | 10741.692 | 905.3614 | 254.0472
| HTN034-158638725 | 33 | HTN034 | HTN | 0 | 0 | 0.00089045 | 0.00089854 | 0.00090394 | 0.00089854 | 0.00089584 | 0.00090394 | 0.00091743 | 0.00091203 | 0.00091203 | 0.00091203 | 0.00091203 | 0.00091203 | 0.00091203 | 0.00091203 | 0.00091203 | 0.00091203 | 0.00091203 | 0.00091203 | 0.00091203 | 0.00091203 | 0.027389 | 0.027638 | 0.027887 | 0.028137 | 0.028386 | 0.028143 | 0.0279 | 0.027656 | 0.027413 | 0.02717 | 0.026927 | 0.026684 | 0.02644 | 0.026197 | 0.025954 | 0.025711 | 0.025468 | 0.025224 | 0.024981 | 0.024738 | 0.00070725 | 0.00072018 | 0.00073104 | 0.00073318 | 0.00073745 | 0.00073774 | 0.00074228 | 0.00073148 | 0.00072505 | 0.00071862 | 0.00071218 | 0.00070575 | 0.00069932 | 0.00069289 | 0.00068646 | 0.00068002 | 0.00067359 | 0.00066716 | 0.00066073 | 0.00065429 | 38280.733 | 10741.692 | 393.122 | 110.3112
| HTN034-158639522 | 29 | HTN034 | HTN | 0 | 0 | 0.00089045 | 0.00089854 | 0.00090394 | 0.00089854 | 0.00089584 | 0.00090394 | 0.00091743 | 0.00091203 | 0.00091203 | 0.00091203 | 0.00091203 | 0.00091203 | 0.00091203 | 0.00091203 | 0.00091203 | 0.00091203 | 0.00091203 | 0.00091203 | 0.00091203 | 0.00091203 | 6.2395e-05 | 6.2719e-05 | 6.3043e-05 | 6.3366e-05 | 6.369e-05 | 6.3354e-05 | 6.3019e-05 | 6.2684e-05 | 6.2348e-05 | 6.2012e-05 | 6.1677e-05 | 6.1342e-05 | 6.1006e-05 | 6.0671e-05 | 6.0335e-05 | 6e-05 | 5.9664e-05 | 5.9328e-05 | 5.8993e-05 | 5.8657e-05 | 1.6112e-06 | 1.6343e-06 | 1.6526e-06 | 1.6512e-06 | 1.6546e-06 | 1.6608e-06 | 1.6767e-06 | 1.6579e-06 | 1.649e-06 | 1.6402e-06 | 1.6313e-06 | 1.6224e-06 | 1.6135e-06 | 1.6047e-06 | 1.5958e-06 | 1.5869e-06 | 1.5781e-06 | 1.5692e-06 | 1.5603e-06 | 1.5514e-06 | 38280.733 | 10741.692 | 0.89974 | 0.25247
| HTN034-158639644 | 47 | HTN034 | HTN | 0 | 0 | 0.00089045 | 0.00089854 | 0.00090394 | 0.00089854 | 0.00089584 | 0.00090394 | 0.00091743 | 0.00091203 | 0.00091203 | 0.00091203 | 0.00091203 | 0.00091203 | 0.00091203 | 0.00091203 | 0.00091203 | 0.00091203 | 0.00091203 | 0.00091203 | 0.00091203 | 0.00091203 | 0.037034 | 0.037368 | 0.037702 | 0.038036 | 0.03837 | 0.037988 | 0.037606 | 0.037225 | 0.036843 | 0.036461 | 0.036079 | 0.035697 | 0.035315 | 0.034933 | 0.034551 | 0.034169 | 0.033787 | 0.033405 | 0.033023 | 0.032641 | 0.00095632 | 0.00097372 | 0.00098833 | 0.00099114 | 0.00099684 | 0.00099584 | 0.0010005 | 0.00098455 | 0.00097445 | 0.00096435 | 0.00095424 | 0.00094414 | 0.00093404 | 0.00092394 | 0.00091383 | 0.00090373 | 0.00089363 | 0.00088353 | 0.00087342 | 0.00086332 | 38280.733 | 10741.692 | 527.5131 | 148.0218
| HTN034-158639828 | 32 | HTN034 | HTN | 0 | 0 | 0.00089045 | 0.00089854 | 0.00090394 | 0.00089854 | 0.00089584 | 0.00090394 | 0.00091743 | 0.00091203 | 0.00091203 | 0.00091203 | 0.00091203 | 0.00091203 | 0.00091203 | 0.00091203 | 0.00091203 | 0.00091203 | 0.00091203 | 0.00091203 | 0.00091203 | 0.00091203 | 0.018278 | 0.018385 | 0.018493 | 0.0186 | 0.018707 | 0.018537 | 0.018366 | 0.018196 | 0.018026 | 0.017855 | 0.017685 | 0.017514 | 0.017344 | 0.017174 | 0.017003 | 0.016833 | 0.016662 | 0.016492 | 0.016322 | 0.016151 | 0.00047199 | 0.00047908 | 0.00048477 | 0.00048467 | 0.000486 | 0.00048593 | 0.00048865 | 0.00048126 | 0.00047676 | 0.00047225 | 0.00046774 | 0.00046324 | 0.00045873 | 0.00045422 | 0.00044972 | 0.00044521 | 0.0004407 | 0.0004362 | 0.00043169 | 0.00042718 | 38280.733 | 10741.692 | 258.874 | 72.6409
| HTN034-158639936 | 32 | HTN034 | HTN | 0 | 0 | 0.00089045 | 0.00089854 | 0.00090394 | 0.00089854 | 0.00089584 | 0.00090394 | 0.00091743 | 0.00091203 | 0.00091203 | 0.00091203 | 0.00091203 | 0.00091203 | 0.00091203 | 0.00091203 | 0.00091203 | 0.00091203 | 0.00091203 | 0.00091203 | 0.00091203 | 0.00091203 | 0.0047218 | 0.0047491 | 0.0047763 | 0.0048035 | 0.0048308 | 0.004778 | 0.0047253 | 0.0046725 | 0.0046198 | 0.004567 | 0.0045143 | 0.0044615 | 0.0044088 | 0.004356 | 0.0043033 | 0.0042505 | 0.0041978 | 0.004145 | 0.0040923 | 0.0040395 | 0.00012193 | 0.00012375 | 0.00012521 | 0.00012517 | 0.0001255 | 0.00012525 | 0.00012572 | 0.00012358 | 0.00012219 | 0.00012079 | 0.0001194 | 0.000118 | 0.00011661 | 0.00011521 | 0.00011382 | 0.00011242 | 0.00011103 | 0.00010963 | 0.00010824 | 0.00010684 | 38280.733 | 10741.692 | 66.2105 | 18.5789
| HTN034-158640079 | 42 | HTN034 | HTN | 0 | 0 | 0.00089045 | 0.00089854 | 0.00090394 | 0.00089854 | 0.00089584 | 0.00090394 | 0.00091743 | 0.00091203 | 0.00091203 | 0.00091203 | 0.00091203 | 0.00091203 | 0.00091203 | 0.00091203 | 0.00091203 | 0.00091203 | 0.00091203 | 0.00091203 | 0.00091203 | 0.00091203 | 0.00025262 | 0.00025426 | 0.00025591 | 0.00025755 | 0.0002592 | 0.00025776 | 0.00025632 | 0.00025488 | 0.00025344 | 0.000252 | 0.00025056 | 0.00024912 | 0.00024768 | 0.00024624 | 0.0002448 | 0.00024336 | 0.00024192 | 0.00024048 | 0.00023904 | 0.0002376 | 6.5233e-06 | 6.6255e-06 | 6.7085e-06 | 6.7113e-06 | 6.7339e-06 | 6.757e-06 | 6.8195e-06 | 6.7413e-06 | 6.7032e-06 | 6.6651e-06 | 6.6271e-06 | 6.589e-06 | 6.5509e-06 | 6.5128e-06 | 6.4747e-06 | 6.4366e-06 | 6.3985e-06 | 6.3605e-06 | 6.3224e-06 | 6.2843e-06 | 38280.733 | 10741.692 | 3.6531 | 1.0251
| HTN034-158770728 | 153 | HTN034 | HTN | 0 | 0 | 0.00089045 | 0.00089854 | 0.00090394 | 0.00089854 | 0.00089584 | 0.00090394 | 0.00091743 | 0.00091203 | 0.00091203 | 0.00091203 | 0.00091203 | 0.00091203 | 0.00091203 | 0.00091203 | 0.00091203 | 0.00091203 | 0.00091203 | 0.00091203 | 0.00091203 | 0.00091203 | 0.037099 | 0.037182 | 0.037264 | 0.037347 | 0.037429 | 0.037306 | 0.037182 | 0.037058 | 0.036935 | 0.036811 | 0.036688 | 0.036564 | 0.03644 | 0.036317 | 0.036193 | 0.036069 | 0.035946 | 0.035822 | 0.035698 | 0.035575 | 0.00095802 | 0.00096888 | 0.00097686 | 0.00097317 | 0.00097239 | 0.00097794 | 0.00098925 | 0.00098016 | 0.00097689 | 0.00097362 | 0.00097035 | 0.00096708 | 0.00096381 | 0.00096054 | 0.00095727 | 0.000954 | 0.00095073 | 0.00094746 | 0.00094419 | 0.00094092 | 38280.733 | 10741.692 | 535.1824 | 150.1738
| HTN034-158770892 | 249 | HTN034 | HTN | 0 | 0 | 0.00089045 | 0.00089854 | 0.00090394 | 0.00089854 | 0.00089584 | 0.00090394 | 0.00091743 | 0.00091203 | 0.00091203 | 0.00091203 | 0.00091203 | 0.00091203 | 0.00091203 | 0.00091203 | 0.00091203 | 0.00091203 | 0.00091203 | 0.00091203 | 0.00091203 | 0.00091203 | 0.37099 | 0.37448 | 0.37797 | 0.38146 | 0.38495 | 0.37866 | 0.37237 | 0.36608 | 0.3598 | 0.35351 | 0.34722 | 0.34093 | 0.33464 | 0.32835 | 0.32207 | 0.31578 | 0.30949 | 0.3032 | 0.29691 | 0.29063 | 0.0095801 | 0.0097581 | 0.0099082 | 0.00994 | 0.010001 | 0.0099263 | 0.0099072 | 0.0096826 | 0.0095162 | 0.0093499 | 0.0091836 | 0.0090173 | 0.008851 | 0.0086847 | 0.0085183 | 0.008352 | 0.0081857 | 0.0080194 | 0.0078531 | 0.0076868 | 38280.733 | 10741.692 | 5110.3528 | 1433.9808
| HTN034-160807148 | 47 | HTN034 | HTN | 0 | 0 | 0.00089045 | 0.00089854 | 0.00090394 | 0.00089854 | 0.00089584 | 0.00090394 | 0.00091743 | 0.00091203 | 0.00091203 | 0.00091203 | 0.00091203 | 0.00091203 | 0.00091203 | 0.00091203 | 0.00091203 | 0.00091203 | 0.00091203 | 0.00091203 | 0.00091203 | 0.00091203 | 0.049932 | 0.050413 | 0.050894 | 0.051375 | 0.051856 | 0.051171 | 0.050486 | 0.049801 | 0.049117 | 0.048432 | 0.047747 | 0.047062 | 0.046378 | 0.045693 | 0.045008 | 0.044323 | 0.043638 | 0.042954 | 0.042269 | 0.041584 | 0.0012894 | 0.0013136 | 0.0013341 | 0.0013387 | 0.0013472 | 0.0013414 | 0.0013432 | 0.0013172 | 0.0012991 | 0.001281 | 0.0012629 | 0.0012448 | 0.0012266 | 0.0012085 | 0.0011904 | 0.0011723 | 0.0011542 | 0.0011361 | 0.001118 | 0.0010999 | 38280.733 | 10741.692 | 700.2358 | 196.4883
| HTN034-161079325 | 137 | HTN034 | HTN | 0 | 0 | 0.00089045 | 0.00089854 | 0.00090394 | 0.00089854 | 0.00089584 | 0.00090394 | 0.00091743 | 0.00091203 | 0.00091203 | 0.00091203 | 0.00091203 | 0.00091203 | 0.00091203 | 0.00091203 | 0.00091203 | 0.00091203 | 0.00091203 | 0.00091203 | 0.00091203 | 0.00091203 | 0.25807 | 0.25986 | 0.26166 | 0.26345 | 0.26525 | 0.26274 | 0.26024 | 0.25774 | 0.25524 | 0.25273 | 0.25023 | 0.24773 | 0.24522 | 0.24272 | 0.24022 | 0.23772 | 0.23521 | 0.23271 | 0.23021 | 0.2277 | 0.0066641 | 0.0067714 | 0.0068592 | 0.006865 | 0.006891 | 0.0068876 | 0.0069239 | 0.0068169 | 0.0067507 | 0.0066845 | 0.0066183 | 0.0065521 | 0.0064859 | 0.0064197 | 0.0063535 | 0.0062873 | 0.0062211 | 0.0061549 | 0.0060887 | 0.0060225 | 38280.733 | 10741.692 | 3661.5829 | 1027.4515
| HTN034-161093808 | 105 | HTN034 | HTN | 0 | 0 | 0.00089045 | 0.00089854 | 0.00090394 | 0.00089854 | 0.00089584 | 0.00090394 | 0.00091743 | 0.00091203 | 0.00091203 | 0.00091203 | 0.00091203 | 0.00091203 | 0.00091203 | 0.00091203 | 0.00091203 | 0.00091203 | 0.00091203 | 0.00091203 | 0.00091203 | 0.00091203 | 0.21548 | 0.21691 | 0.21834 | 0.21977 | 0.22119 | 0.21982 | 0.21845 | 0.21707 | 0.2157 | 0.21432 | 0.21295 | 0.21157 | 0.2102 | 0.20882 | 0.20745 | 0.20607 | 0.2047 | 0.20332 | 0.20195 | 0.20057 | 0.0055643 | 0.0056521 | 0.0057235 | 0.0057266 | 0.0057465 | 0.0057624 | 0.0058118 | 0.0057413 | 0.0057049 | 0.0056686 | 0.0056322 | 0.0055959 | 0.0055595 | 0.0055231 | 0.0054868 | 0.0054504 | 0.0054141 | 0.0053777 | 0.0053413 | 0.005305 | 38280.733 | 10741.692 | 3106.4837 | 871.6889
| HTN034-162616477 | 11 | HTN034 | HTN | 0 | 0 | 0.00089045 | 0.00089854 | 0.00090394 | 0.00089854 | 0.00089584 | 0.00090394 | 0.00091743 | 0.00091203 | 0.00091203 | 0.00091203 | 0.00091203 | 0.00091203 | 0.00091203 | 0.00091203 | 0.00091203 | 0.00091203 | 0.00091203 | 0.00091203 | 0.00091203 | 0.00091203 | 0.0035 | 0.0035256 | 0.0035513 | 0.003577 | 0.0036026 | 0.0035746 | 0.0035467 | 0.0035187 | 0.0034907 | 0.0034627 | 0.0034348 | 0.0034068 | 0.0033788 | 0.0033508 | 0.0033229 | 0.0032949 | 0.0032669 | 0.0032389 | 0.003211 | 0.003183 | 9.038e-05 | 9.187e-05 | 9.3094e-05 | 9.3207e-05 | 9.3594e-05 | 9.3706e-05 | 9.4361e-05 | 9.3066e-05 | 9.2326e-05 | 9.1586e-05 | 9.0846e-05 | 9.0106e-05 | 8.9366e-05 | 8.8626e-05 | 8.7886e-05 | 8.7146e-05 | 8.6406e-05 | 8.5666e-05 | 8.4926e-05 | 8.4187e-05 | 38280.733 | 10741.692 | 50.1623 | 14.0757
| HTN034-162616681 | 12 | HTN034 | HTN | 0 | 0 | 0.00089045 | 0.00089854 | 0.00090394 | 0.00089854 | 0.00089584 | 0.00090394 | 0.00091743 | 0.00091203 | 0.00091203 | 0.00091203 | 0.00091203 | 0.00091203 | 0.00091203 | 0.00091203 | 0.00091203 | 0.00091203 | 0.00091203 | 0.00091203 | 0.00091203 | 0.00091203 | 0.0018983 | 0.0019087 | 0.0019191 | 0.0019296 | 0.00194 | 0.0019281 | 0.0019163 | 0.0019045 | 0.0018926 | 0.0018808 | 0.0018689 | 0.0018571 | 0.0018452 | 0.0018334 | 0.0018216 | 0.0018097 | 0.0017979 | 0.001786 | 0.0017742 | 0.0017623 | 4.9019e-05 | 4.9736e-05 | 5.0309e-05 | 5.028e-05 | 5.04e-05 | 5.0545e-05 | 5.0984e-05 | 5.0371e-05 | 5.0058e-05 | 4.9745e-05 | 4.9431e-05 | 4.9118e-05 | 4.8805e-05 | 4.8492e-05 | 4.8178e-05 | 4.7865e-05 | 4.7552e-05 | 4.7239e-05 | 4.6925e-05 | 4.6612e-05 | 38280.733 | 10741.692 | 27.2811 | 7.6552
| HTN034-162616888 | 19 | HTN034 | HTN | 0 | 0 | 0.00089045 | 0.00089854 | 0.00090394 | 0.00089854 | 0.00089584 | 0.00090394 | 0.00091743 | 0.00091203 | 0.00091203 | 0.00091203 | 0.00091203 | 0.00091203 | 0.00091203 | 0.00091203 | 0.00091203 | 0.00091203 | 0.00091203 | 0.00091203 | 0.00091203 | 0.00091203 | 0.0029626 | 0.0029768 | 0.002991 | 0.0030053 | 0.0030195 | 0.0030046 | 0.0029897 | 0.0029748 | 0.0029599 | 0.002945 | 0.0029301 | 0.0029152 | 0.0029003 | 0.0028854 | 0.0028705 | 0.0028556 | 0.0028407 | 0.0028258 | 0.0028109 | 0.002796 | 7.6502e-05 | 7.7569e-05 | 7.8408e-05 | 7.8311e-05 | 7.8446e-05 | 7.8764e-05 | 7.9543e-05 | 7.8681e-05 | 7.8287e-05 | 7.7893e-05 | 7.7499e-05 | 7.7104e-05 | 7.671e-05 | 7.6316e-05 | 7.5922e-05 | 7.5528e-05 | 7.5133e-05 | 7.4739e-05 | 7.4345e-05 | 7.3951e-05 | 38280.733 | 10741.692 | 42.7405 | 11.9931
| HTN034-162617230 | 28 | HTN034 | HTN | 0 | 0 | 0.00089045 | 0.00089854 | 0.00090394 | 0.00089854 | 0.00089584 | 0.00090394 | 0.00091743 | 0.00091203 | 0.00091203 | 0.00091203 | 0.00091203 | 0.00091203 | 0.00091203 | 0.00091203 | 0.00091203 | 0.00091203 | 0.00091203 | 0.00091203 | 0.00091203 | 0.00091203 | 0.0054866 | 0.0055227 | 0.0055588 | 0.0055949 | 0.005631 | 0.0055912 | 0.0055515 | 0.0055117 | 0.0054719 | 0.0054322 | 0.0053924 | 0.0053527 | 0.0053129 | 0.0052731 | 0.0052334 | 0.0051936 | 0.0051539 | 0.0051141 | 0.0050743 | 0.0050346 | 0.00014168 | 0.00014391 | 0.00014572 | 0.00014579 | 0.00014629 | 0.00014657 | 0.0001477 | 0.00014578 | 0.00014473 | 0.00014368 | 0.00014262 | 0.00014157 | 0.00014052 | 0.00013947 | 0.00013842 | 0.00013737 | 0.00013631 | 0.00013526 | 0.00013421 | 0.00013316 | 38280.733 | 10741.692 | 78.7347 | 22.0932
| HTN034-162626507 | 21 | HTN034 | HTN | 0 | 0 | 0.00089045 | 0.00089854 | 0.00090394 | 0.00089854 | 0.00089584 | 0.00090394 | 0.00091743 | 0.00091203 | 0.00091203 | 0.00091203 | 0.00091203 | 0.00091203 | 0.00091203 | 0.00091203 | 0.00091203 | 0.00091203 | 0.00091203 | 0.00091203 | 0.00091203 | 0.00091203 | 0.0078586 | 0.0079518 | 0.008045 | 0.0081383 | 0.0082315 | 0.0080704 | 0.0079094 | 0.0077483 | 0.0075873 | 0.0074262 | 0.0072652 | 0.0071041 | 0.0069431 | 0.006782 | 0.0066209 | 0.0064599 | 0.0062988 | 0.0061378 | 0.0059767 | 0.0058157 | 0.00020293 | 0.00020721 | 0.00021089 | 0.00021206 | 0.00021385 | 0.00021156 | 0.00021043 | 0.00020494 | 0.00020068 | 0.00019642 | 0.00019216 | 0.0001879 | 0.00018364 | 0.00017938 | 0.00017512 | 0.00017086 | 0.0001666 | 0.00016234 | 0.00015808 | 0.00015382 | 38280.733 | 10741.692 | 107.1453 | 30.0653
| HTN034-162646056 | 72 | HTN034 | HTN | 0 | 0 | 0.00089045 | 0.00089854 | 0.00090394 | 0.00089854 | 0.00089584 | 0.00090394 | 0.00091743 | 0.00091203 | 0.00091203 | 0.00091203 | 0.00091203 | 0.00091203 | 0.00091203 | 0.00091203 | 0.00091203 | 0.00091203 | 0.00091203 | 0.00091203 | 0.00091203 | 0.00091203 | 0.024438 | 0.024577 | 0.024716 | 0.024854 | 0.024993 | 0.02482 | 0.024647 | 0.024474 | 0.024301 | 0.024128 | 0.023955 | 0.023782 | 0.023608 | 0.023435 | 0.023262 | 0.023089 | 0.022916 | 0.022743 | 0.02257 | 0.022397 | 0.00063107 | 0.00064042 | 0.00064791 | 0.00064765 | 0.00064931 | 0.00065064 | 0.00065575 | 0.00064731 | 0.00064273 | 0.00063815 | 0.00063358 | 0.000629 | 0.00062442 | 0.00061984 | 0.00061526 | 0.00061069 | 0.00060611 | 0.00060153 | 0.00059695 | 0.00059237 | 38280.733 | 10741.692 | 349.9172 | 98.1878
| HTN034-162671356 | 31 | HTN034 | HTN | 0 | 0 | 0.00089045 | 0.00089854 | 0.00090394 | 0.00089854 | 0.00089584 | 0.00090394 | 0.00091743 | 0.00091203 | 0.00091203 | 0.00091203 | 0.00091203 | 0.00091203 | 0.00091203 | 0.00091203 | 0.00091203 | 0.00091203 | 0.00091203 | 0.00091203 | 0.00091203 | 0.00091203 | 0.011841 | 0.011962 | 0.012084 | 0.012205 | 0.012327 | 0.012094 | 0.011861 | 0.011628 | 0.011396 | 0.011163 | 0.01093 | 0.010697 | 0.010465 | 0.010232 | 0.009999 | 0.0097662 | 0.0095335 | 0.0093007 | 0.009068 | 0.0088352 | 0.00030576 | 0.00031171 | 0.00031676 | 0.00031804 | 0.00032024 | 0.00031703 | 0.00031557 | 0.00030756 | 0.0003014 | 0.00029524 | 0.00028909 | 0.00028293 | 0.00027678 | 0.00027062 | 0.00026446 | 0.00025831 | 0.00025215 | 0.000246 | 0.00023984 | 0.00023368 | 38280.733 | 10741.692 | 161.2394 | 45.2443
| HTN034-162794244 | 37 | HTN034 | HTN | 0 | 0 | 0.00089045 | 0.00089854 | 0.00090394 | 0.00089854 | 0.00089584 | 0.00090394 | 0.00091743 | 0.00091203 | 0.00091203 | 0.00091203 | 0.00091203 | 0.00091203 | 0.00091203 | 0.00091203 | 0.00091203 | 0.00091203 | 0.00091203 | 0.00091203 | 0.00091203 | 0.00091203 | 0.00043283 | 0.00043573 | 0.00043862 | 0.00044151 | 0.0004444 | 0.00044264 | 0.00044088 | 0.00043912 | 0.00043736 | 0.0004356 | 0.00043384 | 0.00043208 | 0.00043032 | 0.00042856 | 0.0004268 | 0.00042504 | 0.00042328 | 0.00042152 | 0.00041976 | 0.000418 | 1.1177e-05 | 1.1354e-05 | 1.1498e-05 | 1.1505e-05 | 1.1545e-05 | 1.1603e-05 | 1.173e-05 | 1.1614e-05 | 1.1568e-05 | 1.1521e-05 | 1.1475e-05 | 1.1428e-05 | 1.1382e-05 | 1.1335e-05 | 1.1288e-05 | 1.1242e-05 | 1.1195e-05 | 1.1149e-05 | 1.1102e-05 | 1.1056e-05 | 38280.733 | 10741.692 | 6.3147 | 1.7719
| HTN034-162794768 | 10 | HTN034 | HTN | 0 | 0 | 0.00089045 | 0.00089854 | 0.00090394 | 0.00089854 | 0.00089584 | 0.00090394 | 0.00091743 | 0.00091203 | 0.00091203 | 0.00091203 | 0.00091203 | 0.00091203 | 0.00091203 | 0.00091203 | 0.00091203 | 0.00091203 | 0.00091203 | 0.00091203 | 0.00091203 | 0.00091203 | 0.010591 | 0.010648 | 0.010705 | 0.010763 | 0.01082 | 0.010753 | 0.010686 | 0.010619 | 0.010552 | 0.010485 | 0.010418 | 0.010351 | 0.010285 | 0.010218 | 0.010151 | 0.010084 | 0.010017 | 0.0099498 | 0.0098828 | 0.0098159 | 0.00027348 | 0.00027746 | 0.00028063 | 0.00028045 | 0.0002811 | 0.00028189 | 0.00028431 | 0.00028087 | 0.0002791 | 0.00027733 | 0.00027556 | 0.00027379 | 0.00027201 | 0.00027024 | 0.00026847 | 0.0002667 | 0.00026493 | 0.00026316 | 0.00026139 | 0.00025962 | 38280.733 | 10741.692 | 152.0996 | 42.6796
| HTN034-167870005 | 48 | HTN034 | HTN | 0 | 0 | 0.00089045 | 0.00089854 | 0.00090394 | 0.00089854 | 0.00089584 | 0.00090394 | 0.00091743 | 0.00091203 | 0.00091203 | 0.00091203 | 0.00091203 | 0.00091203 | 0.00091203 | 0.00091203 | 0.00091203 | 0.00091203 | 0.00091203 | 0.00091203 | 0.00091203 | 0.00091203 | 0.04585 | 0.046211 | 0.046571 | 0.046932 | 0.047293 | 0.046957 | 0.046621 | 0.046285 | 0.045949 | 0.045613 | 0.045277 | 0.044942 | 0.044606 | 0.04427 | 0.043934 | 0.043598 | 0.043262 | 0.042926 | 0.04259 | 0.042254 | 0.001184 | 0.0012041 | 0.0012208 | 0.0012229 | 0.0012286 | 0.0012309 | 0.0012404 | 0.0012242 | 0.0012153 | 0.0012064 | 0.0011975 | 0.0011887 | 0.0011798 | 0.0011709 | 0.001162 | 0.0011531 | 0.0011442 | 0.0011354 | 0.0011265 | 0.0011176 | 38280.733 | 10741.692 | 660.5795 | 185.3606
| HTN034-172348553 | 19 | HTN034 | HTN | 0 | 0 | 0.00089045 | 0.00089854 | 0.00090394 | 0.00089854 | 0.00089584 | 0.00090394 | 0.00091743 | 0.00091203 | 0.00091203 | 0.00091203 | 0.00091203 | 0.00091203 | 0.00091203 | 0.00091203 | 0.00091203 | 0.00091203 | 0.00091203 | 0.00091203 | 0.00091203 | 0.00091203 | 0.00014568 | 0.00014636 | 0.00014704 | 0.00014772 | 0.0001484 | 0.00014756 | 0.00014672 | 0.00014588 | 0.00014504 | 0.0001442 | 0.00014336 | 0.00014252 | 0.00014168 | 0.00014084 | 0.00014 | 0.00013916 | 0.00013832 | 0.00013748 | 0.00013664 | 0.0001358 | 3.7619e-06 | 3.8138e-06 | 3.8545e-06 | 3.8492e-06 | 3.8554e-06 | 3.8682e-06 | 3.9036e-06 | 3.8584e-06 | 3.8362e-06 | 3.8139e-06 | 3.7917e-06 | 3.7695e-06 | 3.7473e-06 | 3.7251e-06 | 3.7029e-06 | 3.6806e-06 | 3.6584e-06 | 3.6362e-06 | 3.614e-06 | 3.5918e-06 | 38280.733 | 10741.692 | 2.0928 | 0.58726
| HTN034-182145724 | 484 | HTN034 | HTN | 0 | 0 | 0.00089045 | 0.00089854 | 0.00090394 | 0.00089854 | 0.00089584 | 0.00090394 | 0.00091743 | 0.00091203 | 0.00091203 | 0.00091203 | 0.00091203 | 0.00091203 | 0.00091203 | 0.00091203 | 0.00091203 | 0.00091203 | 0.00091203 | 0.00091203 | 0.00091203 | 0.00091203 | 36.1574 | 36.3833 | 36.6091 | 36.835 | 37.0608 | 36.7024 | 36.3439 | 35.9855 | 35.627 | 35.2686 | 34.9101 | 34.5517 | 34.1932 | 33.8348 | 33.4763 | 33.1179 | 32.7595 | 32.401 | 32.0426 | 31.6841 | 0.93369 | 0.94807 | 0.95968 | 0.95984 | 0.96282 | 0.96212 | 0.96695 | 0.95178 | 0.9423 | 0.93282 | 0.92334 | 0.91386 | 0.90438 | 0.8949 | 0.88542 | 0.87594 | 0.86645 | 0.85697 | 0.84749 | 0.83801 | 38280.733 | 10741.692 | 511195.7599 | 143443.1103
| HTN034-182145744 | 224 | HTN034 | HTN | 0 | 0 | 0.00089045 | 0.00089854 | 0.00090394 | 0.00089854 | 0.00089584 | 0.00090394 | 0.00091743 | 0.00091203 | 0.00091203 | 0.00091203 | 0.00091203 | 0.00091203 | 0.00091203 | 0.00091203 | 0.00091203 | 0.00091203 | 0.00091203 | 0.00091203 | 0.00091203 | 0.00091203 | 3.8509 | 3.8765 | 3.9021 | 3.9276 | 3.9532 | 3.921 | 3.8889 | 3.8567 | 3.8246 | 3.7924 | 3.7602 | 3.7281 | 3.6959 | 3.6637 | 3.6316 | 3.5994 | 3.5672 | 3.5351 | 3.5029 | 3.4707 | 0.099442 | 0.10101 | 0.10229 | 0.10235 | 0.1027 | 0.10279 | 0.10347 | 0.10201 | 0.10116 | 0.1003 | 0.099454 | 0.098604 | 0.097753 | 0.096902 | 0.096051 | 0.095201 | 0.09435 | 0.093499 | 0.092649 | 0.091798 | 38280.733 | 10741.692 | 54960.6381 | 15422.1249
| HTN034-182145765 | 419 | HTN034 | HTN | 0 | 0 | 0.00089045 | 0.00089854 | 0.00090394 | 0.00089854 | 0.00089584 | 0.00090394 | 0.00091743 | 0.00091203 | 0.00091203 | 0.00091203 | 0.00091203 | 0.00091203 | 0.00091203 | 0.00091203 | 0.00091203 | 0.00091203 | 0.00091203 | 0.00091203 | 0.00091203 | 0.00091203 | 2.2378 | 2.251 | 2.2642 | 2.2773 | 2.2905 | 2.28 | 2.2696 | 2.2592 | 2.2487 | 2.2383 | 2.2279 | 2.2174 | 2.207 | 2.1966 | 2.1861 | 2.1757 | 2.1652 | 2.1548 | 2.1444 | 2.1339 | 0.057787 | 0.058656 | 0.059353 | 0.059342 | 0.059506 | 0.05977 | 0.060384 | 0.059753 | 0.059477 | 0.059201 | 0.058925 | 0.058649 | 0.058373 | 0.058097 | 0.057821 | 0.057544 | 0.057268 | 0.056992 | 0.056716 | 0.05644 | 38280.733 | 10741.692 | 32462.5982 | 9109.1054
| HTN034-190418432 | 29 | HTN034 | HTN | 0 | 0 | 0.00089045 | 0.00089854 | 0.00090394 | 0.00089854 | 0.00089584 | 0.00090394 | 0.00091743 | 0.00091203 | 0.00091203 | 0.00091203 | 0.00091203 | 0.00091203 | 0.00091203 | 0.00091203 | 0.00091203 | 0.00091203 | 0.00091203 | 0.00091203 | 0.00091203 | 0.00091203 | 2.6455 | 2.6687 | 2.692 | 2.7152 | 2.7384 | 2.7122 | 2.6859 | 2.6597 | 2.6334 | 2.6072 | 2.5809 | 2.5547 | 2.5285 | 2.5022 | 2.476 | 2.4497 | 2.4235 | 2.3972 | 2.371 | 2.3447 | 0.068315 | 0.069541 | 0.070568 | 0.070751 | 0.071142 | 0.071097 | 0.07146 | 0.070346 | 0.069652 | 0.068957 | 0.068263 | 0.067569 | 0.066875 | 0.066181 | 0.065487 | 0.064793 | 0.064099 | 0.063404 | 0.06271 | 0.062016 | 38280.733 | 10741.692 | 37727.9559 | 10586.581
| HTN034-84443403 | 149 | HTN034 | HTN | 0 | 0 | 0.00089045 | 0.00089854 | 0.00090394 | 0.00089854 | 0.00089584 | 0.00090394 | 0.00091743 | 0.00091203 | 0.00091203 | 0.00091203 | 0.00091203 | 0.00091203 | 0.00091203 | 0.00091203 | 0.00091203 | 0.00091203 | 0.00091203 | 0.00091203 | 0.00091203 | 0.00091203 | 2.5479 | 2.5602 | 2.5725 | 2.5847 | 2.597 | 2.582 | 2.5671 | 2.5521 | 2.5372 | 2.5222 | 2.5073 | 2.4923 | 2.4774 | 2.4625 | 2.4475 | 2.4326 | 2.4176 | 2.4027 | 2.3877 | 2.3728 | 0.065795 | 0.066713 | 0.067435 | 0.067352 | 0.067468 | 0.067686 | 0.068299 | 0.067502 | 0.067106 | 0.066711 | 0.066315 | 0.06592 | 0.065525 | 0.065129 | 0.064734 | 0.064339 | 0.063943 | 0.063548 | 0.063153 | 0.062757 | 38280.733 | 10741.692 | 36602.7517 | 10270.8453
| HYT011-157370486 | 75 | HYT011 | HYTS | 0 | 0 | 0.0082067 | 0.0084498 | 0.0087538 | 0.0088146 | 0.0089058 | 0.0091489 | 0.0094833 | 0.0095441 | 0.0095441 | 0.0095441 | 0.0095441 | 0.0095441 | 0.0095441 | 0.0095441 | 0.0095441 | 0.0095441 | 0.0095441 | 0.0095441 | 0.0095441 | 0.0095441 | 0.011504 | 0.011577 | 0.011649 | 0.011722 | 0.011795 | 0.011538 | 0.01128 | 0.011023 | 0.010766 | 0.010508 | 0.010251 | 0.0099934 | 0.009736 | 0.0094786 | 0.0092212 | 0.0089638 | 0.0087064 | 0.008449 | 0.0081916 | 0.0079342 | 0.0027378 | 0.0028368 | 0.0029573 | 0.0029965 | 0.0030463 | 0.0030612 | 0.0031023 | 0.0030509 | 0.0029797 | 0.0029085 | 0.0028372 | 0.002766 | 0.0026947 | 0.0026235 | 0.0025522 | 0.002481 | 0.0024097 | 0.0023385 | 0.0022673 | 0.002196 | 67045.2152 | 14229.8677 | 2700.1751 | 573.0929
| HYT011-157370579 | 42 | HYT011 | HYTS | 0 | 0 | 0.0082067 | 0.0084498 | 0.0087538 | 0.0088146 | 0.0089058 | 0.0091489 | 0.0094833 | 0.0095441 | 0.0095441 | 0.0095441 | 0.0095441 | 0.0095441 | 0.0095441 | 0.0095441 | 0.0095441 | 0.0095441 | 0.0095441 | 0.0095441 | 0.0095441 | 0.0095441 | 0.016975 | 0.017082 | 0.017189 | 0.017296 | 0.017404 | 0.017064 | 0.016724 | 0.016384 | 0.016043 | 0.015703 | 0.015363 | 0.015023 | 0.014683 | 0.014343 | 0.014003 | 0.013663 | 0.013323 | 0.012983 | 0.012643 | 0.012303 | 0.0040399 | 0.0041859 | 0.0043637 | 0.0044213 | 0.0044948 | 0.0045273 | 0.0045992 | 0.0045346 | 0.0044405 | 0.0043464 | 0.0042523 | 0.0041582 | 0.0040641 | 0.00397 | 0.0038759 | 0.0037817 | 0.0036876 | 0.0035935 | 0.0034994 | 0.0034053 | 67045.2152 | 14229.8677 | 4037.6578 | 856.964
| HYT011-162212996 | 11 | HYT011 | HYTS | 0 | 0 | 0.0082067 | 0.0084498 | 0.0087538 | 0.0088146 | 0.0089058 | 0.0091489 | 0.0094833 | 0.0095441 | 0.0095441 | 0.0095441 | 0.0095441 | 0.0095441 | 0.0095441 | 0.0095441 | 0.0095441 | 0.0095441 | 0.0095441 | 0.0095441 | 0.0095441 | 0.0095441 | 0.0030107 | 0.0030318 | 0.0030529 | 0.0030741 | 0.0030952 | 0.003031 | 0.0029668 | 0.0029026 | 0.0028384 | 0.0027742 | 0.00271 | 0.0026458 | 0.0025816 | 0.0025175 | 0.0024533 | 0.0023891 | 0.0023249 | 0.0022607 | 0.0021965 | 0.0021323 | 0.00071652 | 0.00074293 | 0.00077502 | 0.0007858 | 0.00079939 | 0.00080418 | 0.00081591 | 0.00080338 | 0.00078561 | 0.00076784 | 0.00075008 | 0.00073231 | 0.00071454 | 0.00069678 | 0.00067901 | 0.00066124 | 0.00064348 | 0.00062571 | 0.00060794 | 0.00059018 | 67045.2152 | 14229.8677 | 712.7538 | 151.2769
| HYT011-162213233 | 12 | HYT011 | HYTS | 0 | 0 | 0.0082067 | 0.0084498 | 0.0087538 | 0.0088146 | 0.0089058 | 0.0091489 | 0.0094833 | 0.0095441 | 0.0095441 | 0.0095441 | 0.0095441 | 0.0095441 | 0.0095441 | 0.0095441 | 0.0095441 | 0.0095441 | 0.0095441 | 0.0095441 | 0.0095441 | 0.0095441 | 0 | 0 | 0 | 0 | 0 | 0 | 0 | 0 | 0 | 0 | 0 | 0 | 0 | 0 | 0 | 0 | 0 | 0 | 0 | 0 | 0 | 0 | 0 | 0 | 0 | 0 | 0 | 0 | 0 | 0 | 0 | 0 | 0 | 0 | 0 | 0 | 0 | 0 | 0 | 0 | 67045.2152 | 14229.8677 | 0 | 0
| HYT011-41829518 | 290 | HYT011 | HYTS | 0 | 0 | 0.0082067 | 0.0084498 | 0.0087538 | 0.0088146 | 0.0089058 | 0.0091489 | 0.0094833 | 0.0095441 | 0.0095441 | 0.0095441 | 0.0095441 | 0.0095441 | 0.0095441 | 0.0095441 | 0.0095441 | 0.0095441 | 0.0095441 | 0.0095441 | 0.0095441 | 0.0095441 | 2.3929 | 2.4069 | 2.4209 | 2.4349 | 2.4489 | 2.4237 | 2.3985 | 2.3733 | 2.3481 | 2.3228 | 2.2976 | 2.2724 | 2.2472 | 2.222 | 2.1968 | 2.1716 | 2.1463 | 2.1211 | 2.0959 | 2.0707 | 0.56951 | 0.58981 | 0.61458 | 0.62242 | 0.63248 | 0.64306 | 0.65962 | 0.65687 | 0.64989 | 0.64291 | 0.63593 | 0.62896 | 0.62198 | 0.615 | 0.60802 | 0.60104 | 0.59406 | 0.58708 | 0.5801 | 0.57312 | 67045.2152 | 14229.8677 | 598799.8618 | 127090.9903
| HYT011-82429866 | 36 | HYT011 | HYTS | 0 | 0 | 0.0082067 | 0.0084498 | 0.0087538 | 0.0088146 | 0.0089058 | 0.0091489 | 0.0094833 | 0.0095441 | 0.0095441 | 0.0095441 | 0.0095441 | 0.0095441 | 0.0095441 | 0.0095441 | 0.0095441 | 0.0095441 | 0.0095441 | 0.0095441 | 0.0095441 | 0.0095441 | 0.018752 | 0.018876 | 0.019001 | 0.019125 | 0.019249 | 0.018995 | 0.01874 | 0.018486 | 0.018231 | 0.017976 | 0.017722 | 0.017467 | 0.017213 | 0.016958 | 0.016703 | 0.016449 | 0.016194 | 0.01594 | 0.015685 | 0.01543 | 0.0044628 | 0.0046255 | 0.0048235 | 0.0048888 | 0.0049715 | 0.0050397 | 0.0051539 | 0.0051164 | 0.005046 | 0.0049755 | 0.004905 | 0.0048345 | 0.0047641 | 0.0046936 | 0.0046231 | 0.0045527 | 0.0044822 | 0.0044117 | 0.0043413 | 0.0042708 | 67045.2152 | 14229.8677 | 4628.5798 | 982.383
| KGT002-15430186 | 244 | KGT002 | KGTS | 0 | 0 | 0.0015363 | 0.0015429 | 0.0015451 | 0.0015363 | 0.0015274 | 0.0015318 | 0.0015407 | 0.0015318 | 0.0015318 | 0.0015318 | 0.0015318 | 0.0015318 | 0.0015318 | 0.0015318 | 0.0015318 | 0.0015318 | 0.0015318 | 0.0015318 | 0.0015318 | 0.0015318 | 31.7503 | 31.9587 | 32.1672 | 32.3757 | 32.5842 | 32.7733 | 32.9624 | 33.1515 | 33.3406 | 33.5298 | 33.7189 | 33.908 | 34.0971 | 34.2862 | 34.4753 | 34.6644 | 34.8535 | 35.0426 | 35.2317 | 35.4208 | 1.4145 | 1.4299 | 1.4413 | 1.4424 | 1.4433 | 1.4559 | 1.4727 | 1.4727 | 1.4811 | 1.4895 | 1.4979 | 1.5063 | 1.5147 | 1.5231 | 1.5315 | 1.5399 | 1.5483 | 1.5567 | 1.5651 | 1.5735 | 43210.6088 | 13514.8636 | 928310.5976 | 290345.1601
| KGT002-24605712 | 65 | KGT002 | KGTS | 0 | 0 | 0.0015363 | 0.0015429 | 0.0015451 | 0.0015363 | 0.0015274 | 0.0015318 | 0.0015407 | 0.0015318 | 0.0015318 | 0.0015318 | 0.0015318 | 0.0015318 | 0.0015318 | 0.0015318 | 0.0015318 | 0.0015318 | 0.0015318 | 0.0015318 | 0.0015318 | 0.0015318 | 0.29438 | 0.29603 | 0.29767 | 0.29931 | 0.30096 | 0.30226 | 0.30355 | 0.30485 | 0.30615 | 0.30745 | 0.30875 | 0.31005 | 0.31135 | 0.31265 | 0.31395 | 0.31525 | 0.31655 | 0.31785 | 0.31915 | 0.32045 | 0.013115 | 0.013245 | 0.013338 | 0.013335 | 0.013331 | 0.013427 | 0.013563 | 0.013543 | 0.0136 | 0.013658 | 0.013716 | 0.013774 | 0.013831 | 0.013889 | 0.013947 | 0.014005 | 0.014062 | 0.01412 | 0.014178 | 0.014235 | 43210.6088 | 13514.8636 | 8516.9348 | 2663.8184
| KGT003-119555477 | 228 | KGT003 | KGTS | 0 | 0 | 0.0014472 | 0.0014701 | 0.0014893 | 0.0014893 | 0.0014931 | 0.0015161 | 0.0015467 | 0.0015429 | 0.0015429 | 0.0015429 | 0.0015429 | 0.0015429 | 0.0015429 | 0.0015429 | 0.0015429 | 0.0015429 | 0.0015429 | 0.0015429 | 0.0015429 | 0.0015429 | 10.2407 | 10.2512 | 10.2616 | 10.2721 | 10.2826 | 10.2742 | 10.2658 | 10.2575 | 10.2491 | 10.2408 | 10.2324 | 10.2241 | 10.2157 | 10.2073 | 10.199 | 10.1906 | 10.1823 | 10.1739 | 10.1656 | 10.1572 | 0.42978 | 0.43705 | 0.44319 | 0.44364 | 0.44524 | 0.45172 | 0.46047 | 0.45896 | 0.45858 | 0.45821 | 0.45783 | 0.45746 | 0.45709 | 0.45671 | 0.45634 | 0.45596 | 0.45559 | 0.45522 | 0.45484 | 0.45447 | 43210.6088 | 13514.8636 | 281947.9146 | 88184.0761
| KGT003-15424502 | 329 | KGT003 | KGTS | 0 | 0 | 0.0014472 | 0.0014701 | 0.0014893 | 0.0014893 | 0.0014931 | 0.0015161 | 0.0015467 | 0.0015429 | 0.0015429 | 0.0015429 | 0.0015429 | 0.0015429 | 0.0015429 | 0.0015429 | 0.0015429 | 0.0015429 | 0.0015429 | 0.0015429 | 0.0015429 | 0.0015429 | 4.234 | 4.2626 | 4.2912 | 4.3198 | 4.3485 | 4.3781 | 4.4076 | 4.4372 | 4.4668 | 4.4964 | 4.526 | 4.5556 | 4.5852 | 4.6147 | 4.6443 | 4.6739 | 4.7035 | 4.7331 | 4.7627 | 4.7922 | 0.17769 | 0.18173 | 0.18533 | 0.18657 | 0.18829 | 0.19249 | 0.1977 | 0.19854 | 0.19986 | 0.20118 | 0.20251 | 0.20383 | 0.20516 | 0.20648 | 0.2078 | 0.20913 | 0.21045 | 0.21177 | 0.2131 | 0.21442 | 43210.6088 | 13514.8636 | 123461.8637 | 38614.8286
| KGT003-155046250 | 26 | KGT003 | KGTS | 0 | 0 | 0.0014472 | 0.0014701 | 0.0014893 | 0.0014893 | 0.0014931 | 0.0015161 | 0.0015467 | 0.0015429 | 0.0015429 | 0.0015429 | 0.0015429 | 0.0015429 | 0.0015429 | 0.0015429 | 0.0015429 | 0.0015429 | 0.0015429 | 0.0015429 | 0.0015429 | 0.0015429 | 0.05669 | 0.057146 | 0.057602 | 0.058057 | 0.058513 | 0.058846 | 0.059178 | 0.059511 | 0.059844 | 0.060176 | 0.060509 | 0.060842 | 0.061175 | 0.061507 | 0.06184 | 0.062173 | 0.062505 | 0.062838 | 0.063171 | 0.063503 | 0.0023792 | 0.0024364 | 0.0024878 | 0.0025074 | 0.0025336 | 0.0025872 | 0.0026544 | 0.0026627 | 0.0026776 | 0.0026925 | 0.0027074 | 0.0027223 | 0.0027372 | 0.002752 | 0.0027669 | 0.0027818 | 0.0027967 | 0.0028116 | 0.0028265 | 0.0028414 | 43210.6088 | 13514.8636 | 1650.8905 | 516.3445
| KGT003-155046371 | 6 | KGT003 | KGTS | 0 | 0 | 0.0014472 | 0.0014701 | 0.0014893 | 0.0014893 | 0.0014931 | 0.0015161 | 0.0015467 | 0.0015429 | 0.0015429 | 0.0015429 | 0.0015429 | 0.0015429 | 0.0015429 | 0.0015429 | 0.0015429 | 0.0015429 | 0.0015429 | 0.0015429 | 0.0015429 | 0.0015429 | 0.00022454 | 0.0002265 | 0.00022847 | 0.00023043 | 0.0002324 | 0.00023432 | 0.00023624 | 0.00023816 | 0.00024008 | 0.000242 | 0.00024392 | 0.00024584 | 0.00024776 | 0.00024968 | 0.0002516 | 0.00025352 | 0.00025544 | 0.00025736 | 0.00025928 | 0.0002612 | 9.4233e-06 | 9.6567e-06 | 9.8674e-06 | 9.9523e-06 | 1.0063e-05 | 1.0302e-05 | 1.0596e-05 | 1.0656e-05 | 1.0742e-05 | 1.0828e-05 | 1.0914e-05 | 1.1e-05 | 1.1086e-05 | 1.1172e-05 | 1.1257e-05 | 1.1343e-05 | 1.1429e-05 | 1.1515e-05 | 1.1601e-05 | 1.1687e-05 | 43210.6088 | 13514.8636 | 6.6383 | 2.0762
| KGT003-155131479 | 65 | KGT003 | KGTS | 0 | 0 | 0.0014472 | 0.0014701 | 0.0014893 | 0.0014893 | 0.0014931 | 0.0015161 | 0.0015467 | 0.0015429 | 0.0015429 | 0.0015429 | 0.0015429 | 0.0015429 | 0.0015429 | 0.0015429 | 0.0015429 | 0.0015429 | 0.0015429 | 0.0015429 | 0.0015429 | 0.0015429 | 0.013484 | 0.013587 | 0.013689 | 0.013791 | 0.013893 | 0.014024 | 0.014155 | 0.014286 | 0.014417 | 0.014548 | 0.01468 | 0.014811 | 0.014942 | 0.015073 | 0.015204 | 0.015335 | 0.015466 | 0.015597 | 0.015728 | 0.015859 | 0.00056591 | 0.00057925 | 0.0005912 | 0.00059561 | 0.00060157 | 0.00061659 | 0.00063492 | 0.00063922 | 0.00064508 | 0.00065095 | 0.00065681 | 0.00066268 | 0.00066854 | 0.00067441 | 0.00068027 | 0.00068614 | 0.00069201 | 0.00069787 | 0.00070374 | 0.0007096 | 43210.6088 | 13514.8636 | 399.3966 | 124.9182
| KGT003-155165277 | 7 | KGT003 | KGTS | 0 | 0 | 0.0014472 | 0.0014701 | 0.0014893 | 0.0014893 | 0.0014931 | 0.0015161 | 0.0015467 | 0.0015429 | 0.0015429 | 0.0015429 | 0.0015429 | 0.0015429 | 0.0015429 | 0.0015429 | 0.0015429 | 0.0015429 | 0.0015429 | 0.0015429 | 0.0015429 | 0.0015429 | 0.012505 | 0.012587 | 0.01267 | 0.012752 | 0.012834 | 0.012956 | 0.013077 | 0.013198 | 0.013319 | 0.013441 | 0.013562 | 0.013683 | 0.013804 | 0.013925 | 0.014047 | 0.014168 | 0.014289 | 0.01441 | 0.014532 | 0.014653 | 0.0005248 | 0.00053664 | 0.00054719 | 0.00055075 | 0.00055573 | 0.00056961 | 0.00058655 | 0.00059053 | 0.00059595 | 0.00060138 | 0.0006068 | 0.00061222 | 0.00061765 | 0.00062307 | 0.0006285 | 0.00063392 | 0.00063934 | 0.00064477 | 0.00065019 | 0.00065562 | 43210.6088 | 13514.8636 | 369.1902 | 115.4706
| KGT003-155165426 | 30 | KGT003 | KGTS | 0 | 0 | 0.0014472 | 0.0014701 | 0.0014893 | 0.0014893 | 0.0014931 | 0.0015161 | 0.0015467 | 0.0015429 | 0.0015429 | 0.0015429 | 0.0015429 | 0.0015429 | 0.0015429 | 0.0015429 | 0.0015429 | 0.0015429 | 0.0015429 | 0.0015429 | 0.0015429 | 0.0015429 | 0.089874 | 0.090476 | 0.091077 | 0.091678 | 0.092279 | 0.092963 | 0.093647 | 0.094331 | 0.095016 | 0.0957 | 0.096384 | 0.097068 | 0.097752 | 0.098436 | 0.09912 | 0.099804 | 0.10049 | 0.10117 | 0.10186 | 0.10254 | 0.0037718 | 0.0038573 | 0.0039335 | 0.0039595 | 0.0039957 | 0.0040873 | 0.0042005 | 0.0042207 | 0.0042513 | 0.0042819 | 0.0043125 | 0.0043431 | 0.0043738 | 0.0044044 | 0.004435 | 0.0044656 | 0.0044962 | 0.0045268 | 0.0045574 | 0.004588 | 43210.6088 | 13514.8636 | 2627.9985 | 821.9519
| KGT003-155165521 | 203 | KGT003 | KGTS | 0 | 0 | 0.0014472 | 0.0014701 | 0.0014893 | 0.0014893 | 0.0014931 | 0.0015161 | 0.0015467 | 0.0015429 | 0.0015429 | 0.0015429 | 0.0015429 | 0.0015429 | 0.0015429 | 0.0015429 | 0.0015429 | 0.0015429 | 0.0015429 | 0.0015429 | 0.0015429 | 0.0015429 | 0.11391 | 0.11469 | 0.11548 | 0.11626 | 0.11705 | 0.11769 | 0.11834 | 0.11898 | 0.11963 | 0.12028 | 0.12092 | 0.12157 | 0.12221 | 0.12286 | 0.12351 | 0.12415 | 0.1248 | 0.12544 | 0.12609 | 0.12674 | 0.0047804 | 0.0048898 | 0.0049873 | 0.0050212 | 0.0050681 | 0.0051745 | 0.005308 | 0.0053238 | 0.0053527 | 0.0053816 | 0.0054105 | 0.0054394 | 0.0054683 | 0.0054972 | 0.0055261 | 0.005555 | 0.0055839 | 0.0056128 | 0.0056417 | 0.0056706 | 43210.6088 | 13514.8636 | 3301.8223 | 1032.7019
| KGT003-155165638 | 50 | KGT003 | KGTS | 0 | 0 | 0.0014472 | 0.0014701 | 0.0014893 | 0.0014893 | 0.0014931 | 0.0015161 | 0.0015467 | 0.0015429 | 0.0015429 | 0.0015429 | 0.0015429 | 0.0015429 | 0.0015429 | 0.0015429 | 0.0015429 | 0.0015429 | 0.0015429 | 0.0015429 | 0.0015429 | 0.0015429 | 0.10593 | 0.10653 | 0.10714 | 0.10774 | 0.10834 | 0.10933 | 0.11032 | 0.11131 | 0.1123 | 0.11329 | 0.11428 | 0.11527 | 0.11625 | 0.11724 | 0.11823 | 0.11922 | 0.12021 | 0.1212 | 0.12219 | 0.12318 | 0.0044456 | 0.0045419 | 0.0046271 | 0.0046532 | 0.0046913 | 0.004807 | 0.0049484 | 0.0049804 | 0.0050247 | 0.0050689 | 0.0051131 | 0.0051574 | 0.0052016 | 0.0052459 | 0.0052901 | 0.0053343 | 0.0053786 | 0.0054228 | 0.005467 | 0.0055113 | 43210.6088 | 13514.8636 | 3113.3467 | 973.7529
| KGT003-155165904 | 22 | KGT003 | KGTS | 0 | 0 | 0.0014472 | 0.0014701 | 0.0014893 | 0.0014893 | 0.0014931 | 0.0015161 | 0.0015467 | 0.0015429 | 0.0015429 | 0.0015429 | 0.0015429 | 0.0015429 | 0.0015429 | 0.0015429 | 0.0015429 | 0.0015429 | 0.0015429 | 0.0015429 | 0.0015429 | 0.0015429 | 0.092594 | 0.093269 | 0.093944 | 0.094619 | 0.095294 | 0.095858 | 0.096421 | 0.096985 | 0.097549 | 0.098113 | 0.098677 | 0.099241 | 0.099804 | 0.10037 | 0.10093 | 0.1015 | 0.10206 | 0.10262 | 0.10319 | 0.10375 | 0.003886 | 0.0039764 | 0.0040574 | 0.0040865 | 0.0041262 | 0.0042145 | 0.0043249 | 0.0043395 | 0.0043647 | 0.0043899 | 0.0044151 | 0.0044404 | 0.0044656 | 0.0044908 | 0.0045161 | 0.0045413 | 0.0045665 | 0.0045917 | 0.004617 | 0.0046422 | 43210.6088 | 13514.8636 | 2692.89 | 842.2478
| KGT003-155166011 | 29 | KGT003 | KGTS | 0 | 0 | 0.0014472 | 0.0014701 | 0.0014893 | 0.0014893 | 0.0014931 | 0.0015161 | 0.0015467 | 0.0015429 | 0.0015429 | 0.0015429 | 0.0015429 | 0.0015429 | 0.0015429 | 0.0015429 | 0.0015429 | 0.0015429 | 0.0015429 | 0.0015429 | 0.0015429 | 0.0015429 | 0.011155 | 0.011237 | 0.011318 | 0.011399 | 0.01148 | 0.011575 | 0.011671 | 0.011766 | 0.011861 | 0.011956 | 0.012051 | 0.012146 | 0.012241 | 0.012336 | 0.012431 | 0.012526 | 0.012621 | 0.012716 | 0.012811 | 0.012906 | 0.00046816 | 0.00047906 | 0.00048881 | 0.00049232 | 0.0004971 | 0.00050893 | 0.00052348 | 0.00052643 | 0.00053068 | 0.00053494 | 0.00053919 | 0.00054344 | 0.00054769 | 0.00055195 | 0.0005562 | 0.00056045 | 0.0005647 | 0.00056896 | 0.00057321 | 0.00057746 | 43210.6088 | 13514.8636 | 328.23 | 102.6596
| KGT003-155166153 | 13 | KGT003 | KGTS | 0 | 0 | 0.0014472 | 0.0014701 | 0.0014893 | 0.0014893 | 0.0014931 | 0.0015161 | 0.0015467 | 0.0015429 | 0.0015429 | 0.0015429 | 0.0015429 | 0.0015429 | 0.0015429 | 0.0015429 | 0.0015429 | 0.0015429 | 0.0015429 | 0.0015429 | 0.0015429 | 0.0015429 | 0.046158 | 0.046489 | 0.04682 | 0.047151 | 0.047482 | 0.047742 | 0.048002 | 0.048261 | 0.048521 | 0.048781 | 0.04904 | 0.0493 | 0.04956 | 0.04982 | 0.050079 | 0.050339 | 0.050599 | 0.050858 | 0.051118 | 0.051378 | 0.0019371 | 0.001982 | 0.0020221 | 0.0020364 | 0.002056 | 0.002099 | 0.0021531 | 0.0021594 | 0.002171 | 0.0021826 | 0.0021942 | 0.0022059 | 0.0022175 | 0.0022291 | 0.0022407 | 0.0022523 | 0.002264 | 0.0022756 | 0.0022872 | 0.0022988 | 43210.6088 | 13514.8636 | 1338.8999 | 418.764
| KGT003-155166380 | 15 | KGT003 | KGTS | 0 | 0 | 0.0014472 | 0.0014701 | 0.0014893 | 0.0014893 | 0.0014931 | 0.0015161 | 0.0015467 | 0.0015429 | 0.0015429 | 0.0015429 | 0.0015429 | 0.0015429 | 0.0015429 | 0.0015429 | 0.0015429 | 0.0015429 | 0.0015429 | 0.0015429 | 0.0015429 | 0.0015429 | 0.044679 | 0.044954 | 0.04523 | 0.045506 | 0.045782 | 0.046233 | 0.046684 | 0.047136 | 0.047587 | 0.048038 | 0.048489 | 0.04894 | 0.049391 | 0.049842 | 0.050293 | 0.050744 | 0.051195 | 0.051646 | 0.052097 | 0.052548 | 0.0018751 | 0.0019166 | 0.0019535 | 0.0019654 | 0.0019824 | 0.0020327 | 0.002094 | 0.002109 | 0.0021292 | 0.0021494 | 0.0021695 | 0.0021897 | 0.0022099 | 0.0022301 | 0.0022503 | 0.0022704 | 0.0022906 | 0.0023108 | 0.002331 | 0.0023512 | 43210.6088 | 13514.8636 | 1319.8877 | 412.8177
| KGT003-155177979 | 14 | KGT003 | KGTS | 0 | 0 | 0.0014472 | 0.0014701 | 0.0014893 | 0.0014893 | 0.0014931 | 0.0015161 | 0.0015467 | 0.0015429 | 0.0015429 | 0.0015429 | 0.0015429 | 0.0015429 | 0.0015429 | 0.0015429 | 0.0015429 | 0.0015429 | 0.0015429 | 0.0015429 | 0.0015429 | 0.0015429 | 0.21811 | 0.21988 | 0.22165 | 0.22342 | 0.2252 | 0.22589 | 0.22659 | 0.22729 | 0.22798 | 0.22868 | 0.22937 | 0.23007 | 0.23077 | 0.23146 | 0.23216 | 0.23285 | 0.23355 | 0.23425 | 0.23494 | 0.23564 | 0.0091535 | 0.0093744 | 0.009573 | 0.0096495 | 0.0097511 | 0.0099317 | 0.010164 | 0.01017 | 0.010201 | 0.010232 | 0.010263 | 0.010294 | 0.010325 | 0.010356 | 0.010388 | 0.010419 | 0.01045 | 0.010481 | 0.010512 | 0.010543 | 43210.6088 | 13514.8636 | 6271.3828 | 1961.4832
| KGT003-155178122 | 10 | KGT003 | KGTS | 0 | 0 | 0.0014472 | 0.0014701 | 0.0014893 | 0.0014893 | 0.0014931 | 0.0015161 | 0.0015467 | 0.0015429 | 0.0015429 | 0.0015429 | 0.0015429 | 0.0015429 | 0.0015429 | 0.0015429 | 0.0015429 | 0.0015429 | 0.0015429 | 0.0015429 | 0.0015429 | 0.0015429 | 0.00044494 | 0.00044786 | 0.00045077 | 0.00045369 | 0.0004566 | 0.00046122 | 0.00046584 | 0.00047046 | 0.00047508 | 0.0004797 | 0.00048432 | 0.00048894 | 0.00049356 | 0.00049818 | 0.0005028 | 0.00050742 | 0.00051204 | 0.00051666 | 0.00052128 | 0.0005259 | 1.8673e-05 | 1.9094e-05 | 1.9468e-05 | 1.9594e-05 | 1.9771e-05 | 2.0278e-05 | 2.0895e-05 | 2.105e-05 | 2.1257e-05 | 2.1463e-05 | 2.167e-05 | 2.1877e-05 | 2.2084e-05 | 2.229e-05 | 2.2497e-05 | 2.2704e-05 | 2.291e-05 | 2.3117e-05 | 2.3324e-05 | 2.3531e-05 | 43210.6088 | 13514.8636 | 13.1779 | 4.1216
| KGT003-155178538 | 18 | KGT003 | KGTS | 0 | 0 | 0.0014472 | 0.0014701 | 0.0014893 | 0.0014893 | 0.0014931 | 0.0015161 | 0.0015467 | 0.0015429 | 0.0015429 | 0.0015429 | 0.0015429 | 0.0015429 | 0.0015429 | 0.0015429 | 0.0015429 | 0.0015429 | 0.0015429 | 0.0015429 | 0.0015429 | 0.0015429 | 0.00032884 | 0.00033098 | 0.00033312 | 0.00033526 | 0.0003374 | 0.00034083 | 0.00034426 | 0.00034769 | 0.00035112 | 0.00035455 | 0.00035798 | 0.00036141 | 0.00036484 | 0.00036827 | 0.0003717 | 0.00037513 | 0.00037856 | 0.00038199 | 0.00038542 | 0.00038885 | 1.3801e-05 | 1.4111e-05 | 1.4387e-05 | 1.448e-05 | 1.4609e-05 | 1.4985e-05 | 1.5442e-05 | 1.5557e-05 | 1.571e-05 | 1.5864e-05 | 1.6017e-05 | 1.6171e-05 | 1.6324e-05 | 1.6478e-05 | 1.6631e-05 | 1.6785e-05 | 1.6938e-05 | 1.7092e-05 | 1.7245e-05 | 1.7399e-05 | 43210.6088 | 13514.8636 | 9.7401 | 3.0464
| KGT003-84636133 | 428 | KGT003 | KGTS | 0 | 0 | 0.0014472 | 0.0014701 | 0.0014893 | 0.0014893 | 0.0014931 | 0.0015161 | 0.0015467 | 0.0015429 | 0.0015429 | 0.0015429 | 0.0015429 | 0.0015429 | 0.0015429 | 0.0015429 | 0.0015429 | 0.0015429 | 0.0015429 | 0.0015429 | 0.0015429 | 0.0015429 | 31.7614 | 31.967 | 32.1726 | 32.3781 | 32.5837 | 32.6763 | 32.7689 | 32.8615 | 32.9541 | 33.0467 | 33.1394 | 33.232 | 33.3246 | 33.4172 | 33.5098 | 33.6024 | 33.6951 | 33.7877 | 33.8803 | 33.9729 | 1.333 | 1.3629 | 1.3895 | 1.3984 | 1.4109 | 1.4367 | 1.4698 | 1.4703 | 1.4745 | 1.4786 | 1.4828 | 1.4869 | 1.4911 | 1.4952 | 1.4993 | 1.5035 | 1.5076 | 1.5118 | 1.5159 | 1.5201 | 43210.6088 | 13514.8636 | 907154.0188 | 283728.0749
| KGT004-15430149 | 74 | KGT004 | KGTS | 0 | 0 | 0.0020041 | 0.0020345 | 0.0020515 | 0.0020481 | 0.0020515 | 0.0020785 | 0.0021192 | 0.002109 | 0.002109 | 0.002109 | 0.002109 | 0.002109 | 0.002109 | 0.002109 | 0.002109 | 0.002109 | 0.002109 | 0.002109 | 0.002109 | 0.002109 | 2.4107 | 2.4277 | 2.4447 | 2.4617 | 2.4786 | 2.499 | 2.5193 | 2.5397 | 2.56 | 2.5804 | 2.6008 | 2.6211 | 2.6415 | 2.6618 | 2.6822 | 2.7025 | 2.7229 | 2.7433 | 2.7636 | 2.784 | 0.14011 | 0.14324 | 0.14544 | 0.14621 | 0.14746 | 0.15063 | 0.15483 | 0.15533 | 0.15658 | 0.15782 | 0.15907 | 0.16031 | 0.16156 | 0.1628 | 0.16405 | 0.16529 | 0.16654 | 0.16778 | 0.16903 | 0.17027 | 43210.6088 | 13514.8636 | 97132.8748 | 30379.9829
| KGT004-154877585 | 79 | KGT004 | KGTS | 0 | 0 | 0.0020041 | 0.0020345 | 0.0020515 | 0.0020481 | 0.0020515 | 0.0020785 | 0.0021192 | 0.002109 | 0.002109 | 0.002109 | 0.002109 | 0.002109 | 0.002109 | 0.002109 | 0.002109 | 0.002109 | 0.002109 | 0.002109 | 0.002109 | 0.002109 | 0.0005124 | 0.0005166 | 0.0005208 | 0.000525 | 0.0005292 | 0.00053498 | 0.00054075 | 0.00054652 | 0.0005523 | 0.00055807 | 0.00056385 | 0.00056963 | 0.0005754 | 0.00058117 | 0.00058695 | 0.00059273 | 0.0005985 | 0.00060428 | 0.00061005 | 0.00061582 | 2.978e-05 | 3.048e-05 | 3.0984e-05 | 3.1182e-05 | 3.1483e-05 | 3.2247e-05 | 3.3232e-05 | 3.3426e-05 | 3.3779e-05 | 3.4133e-05 | 3.4486e-05 | 3.4839e-05 | 3.5192e-05 | 3.5545e-05 | 3.5899e-05 | 3.6252e-05 | 3.6605e-05 | 3.6958e-05 | 3.7311e-05 | 3.7665e-05 | 43210.6088 | 13514.8636 | 20.9987 | 6.5677
| KGT004-154878038 | 59 | KGT004 | KGTS | 0 | 0 | 0.0020041 | 0.0020345 | 0.0020515 | 0.0020481 | 0.0020515 | 0.0020785 | 0.0021192 | 0.002109 | 0.002109 | 0.002109 | 0.002109 | 0.002109 | 0.002109 | 0.002109 | 0.002109 | 0.002109 | 0.002109 | 0.002109 | 0.002109 | 0.002109 | 0.043159 | 0.043475 | 0.04379 | 0.044106 | 0.044421 | 0.044865 | 0.045309 | 0.045753 | 0.046196 | 0.04664 | 0.047084 | 0.047527 | 0.047971 | 0.048415 | 0.048859 | 0.049302 | 0.049746 | 0.05019 | 0.050633 | 0.051077 | 0.0025083 | 0.0025651 | 0.0026052 | 0.0026196 | 0.0026427 | 0.0027044 | 0.0027845 | 0.0027983 | 0.0028254 | 0.0028526 | 0.0028797 | 0.0029068 | 0.002934 | 0.0029611 | 0.0029882 | 0.0030154 | 0.0030425 | 0.0030697 | 0.0030968 | 0.0031239 | 43210.6088 | 13514.8636 | 1755.6616 | 549.1135
| KGT004-154878151 | 86 | KGT004 | KGTS | 0 | 0 | 0.0020041 | 0.0020345 | 0.0020515 | 0.0020481 | 0.0020515 | 0.0020785 | 0.0021192 | 0.002109 | 0.002109 | 0.002109 | 0.002109 | 0.002109 | 0.002109 | 0.002109 | 0.002109 | 0.002109 | 0.002109 | 0.002109 | 0.002109 | 0.002109 | 0.12555 | 0.12625 | 0.12695 | 0.12765 | 0.12835 | 0.129 | 0.12966 | 0.13032 | 0.13098 | 0.13163 | 0.13229 | 0.13295 | 0.1336 | 0.13426 | 0.13492 | 0.13558 | 0.13623 | 0.13689 | 0.13755 | 0.1382 | 0.0072968 | 0.007449 | 0.0075525 | 0.0075816 | 0.0076357 | 0.0077761 | 0.0079685 | 0.0079705 | 0.0080107 | 0.0080508 | 0.008091 | 0.0081312 | 0.0081714 | 0.0082116 | 0.0082518 | 0.008292 | 0.0083322 | 0.0083724 | 0.0084126 | 0.0084528 | 43210.6088 | 13514.8636 | 4957.8796 | 1550.6624
| KGT004-154878281 | 62 | KGT004 | KGTS | 0 | 0 | 0.0020041 | 0.0020345 | 0.0020515 | 0.0020481 | 0.0020515 | 0.0020785 | 0.0021192 | 0.002109 | 0.002109 | 0.002109 | 0.002109 | 0.002109 | 0.002109 | 0.002109 | 0.002109 | 0.002109 | 0.002109 | 0.002109 | 0.002109 | 0.002109 | 0.068274 | 0.068787 | 0.069299 | 0.069811 | 0.070323 | 0.07098 | 0.071636 | 0.072293 | 0.072949 | 0.073606 | 0.074262 | 0.074919 | 0.075575 | 0.076232 | 0.076888 | 0.077545 | 0.078201 | 0.078858 | 0.079514 | 0.080171 | 0.003968 | 0.0040585 | 0.0041227 | 0.0041464 | 0.0041837 | 0.0042785 | 0.0044024 | 0.0044215 | 0.0044616 | 0.0045018 | 0.004542 | 0.0045821 | 0.0046223 | 0.0046624 | 0.0047026 | 0.0047427 | 0.0047829 | 0.004823 | 0.0048632 | 0.0049033 | 43210.6088 | 13514.8636 | 2770.2476 | 866.4428
| KGT004-154878429 | 175 | KGT004 | KGTS | 0 | 0 | 0.0020041 | 0.0020345 | 0.0020515 | 0.0020481 | 0.0020515 | 0.0020785 | 0.0021192 | 0.002109 | 0.002109 | 0.002109 | 0.002109 | 0.002109 | 0.002109 | 0.002109 | 0.002109 | 0.002109 | 0.002109 | 0.002109 | 0.002109 | 0.002109 | 0.35261 | 0.35498 | 0.35734 | 0.3597 | 0.36206 | 0.36576 | 0.36945 | 0.37315 | 0.37684 | 0.38053 | 0.38423 | 0.38792 | 0.39162 | 0.39531 | 0.39901 | 0.4027 | 0.4064 | 0.41009 | 0.41378 | 0.41748 | 0.020493 | 0.020944 | 0.021259 | 0.021364 | 0.02154 | 0.022047 | 0.022705 | 0.022822 | 0.023048 | 0.023274 | 0.0235 | 0.023726 | 0.023952 | 0.024178 | 0.024404 | 0.02463 | 0.024856 | 0.025082 | 0.025308 | 0.025534 | 43210.6088 | 13514.8636 | 14329.7403 | 4481.8736
| KGT004-154971301 | 24 | KGT004 | KGTS | 0 | 0 | 0.0020041 | 0.0020345 | 0.0020515 | 0.0020481 | 0.0020515 | 0.0020785 | 0.0021192 | 0.002109 | 0.002109 | 0.002109 | 0.002109 | 0.002109 | 0.002109 | 0.002109 | 0.002109 | 0.002109 | 0.002109 | 0.002109 | 0.002109 | 0.002109 | 0.0014143 | 0.0014249 | 0.0014356 | 0.0014462 | 0.0014568 | 0.0014719 | 0.001487 | 0.0015021 | 0.0015171 | 0.0015322 | 0.0015473 | 0.0015624 | 0.0015775 | 0.0015926 | 0.0016076 | 0.0016227 | 0.0016378 | 0.0016529 | 0.001668 | 0.001683 | 8.2195e-05 | 8.4072e-05 | 8.5404e-05 | 8.5895e-05 | 8.6669e-05 | 8.8723e-05 | 9.1384e-05 | 9.1868e-05 | 9.279e-05 | 9.3713e-05 | 9.4635e-05 | 9.5558e-05 | 9.648e-05 | 9.7403e-05 | 9.8325e-05 | 9.9248e-05 | 0.00010017 | 0.00010109 | 0.00010201 | 0.00010294 | 43210.6088 | 13514.8636 | 57.6725 | 18.0381
| KGT004-154971445 | 7 | KGT004 | KGTS | 0 | 0 | 0.0020041 | 0.0020345 | 0.0020515 | 0.0020481 | 0.0020515 | 0.0020785 | 0.0021192 | 0.002109 | 0.002109 | 0.002109 | 0.002109 | 0.002109 | 0.002109 | 0.002109 | 0.002109 | 0.002109 | 0.002109 | 0.002109 | 0.002109 | 0.002109 | 5.332e-05 | 5.374e-05 | 5.416e-05 | 5.458e-05 | 5.5e-05 | 5.5635e-05 | 5.627e-05 | 5.6905e-05 | 5.754e-05 | 5.8175e-05 | 5.881e-05 | 5.9445e-05 | 6.008e-05 | 6.0715e-05 | 6.135e-05 | 6.1985e-05 | 6.262e-05 | 6.3255e-05 | 6.389e-05 | 6.4525e-05 | 3.0988e-06 | 3.1707e-06 | 3.2221e-06 | 3.2417e-06 | 3.2721e-06 | 3.3535e-06 | 3.4581e-06 | 3.4804e-06 | 3.5192e-06 | 3.558e-06 | 3.5969e-06 | 3.6357e-06 | 3.6746e-06 | 3.7134e-06 | 3.7522e-06 | 3.7911e-06 | 3.8299e-06 | 3.8687e-06 | 3.9076e-06 | 3.9464e-06 | 43210.6088 | 13514.8636 | 2.1895 | 0.6848
| KGT004-154971580 | 48 | KGT004 | KGTS | 0 | 0 | 0.0020041 | 0.0020345 | 0.0020515 | 0.0020481 | 0.0020515 | 0.0020785 | 0.0021192 | 0.002109 | 0.002109 | 0.002109 | 0.002109 | 0.002109 | 0.002109 | 0.002109 | 0.002109 | 0.002109 | 0.002109 | 0.002109 | 0.002109 | 0.002109 | 0.0089672 | 0.0090361 | 0.009105 | 0.0091739 | 0.0092428 | 0.0093101 | 0.0093774 | 0.0094447 | 0.009512 | 0.0095793 | 0.0096466 | 0.0097139 | 0.0097812 | 0.0098485 | 0.0099158 | 0.009983 | 0.01005 | 0.010118 | 0.010185 | 0.010252 | 0.00052116 | 0.00053314 | 0.00054168 | 0.00054488 | 0.00054988 | 0.00056119 | 0.0005763 | 0.00057765 | 0.00058176 | 0.00058588 | 0.00059 | 0.00059411 | 0.00059823 | 0.00060234 | 0.00060646 | 0.00061057 | 0.00061469 | 0.00061881 | 0.00062292 | 0.00062704 | 43210.6088 | 13514.8636 | 360.4211 | 112.7279
| KGT004-154971674 | 41 | KGT004 | KGTS | 0 | 0 | 0.0020041 | 0.0020345 | 0.0020515 | 0.0020481 | 0.0020515 | 0.0020785 | 0.0021192 | 0.002109 | 0.002109 | 0.002109 | 0.002109 | 0.002109 | 0.002109 | 0.002109 | 0.002109 | 0.002109 | 0.002109 | 0.002109 | 0.002109 | 0.002109 | 0.0021714 | 0.0021877 | 0.0022039 | 0.0022202 | 0.0022364 | 0.0022644 | 0.0022923 | 0.0023203 | 0.0023483 | 0.0023762 | 0.0024042 | 0.0024321 | 0.0024601 | 0.002488 | 0.002516 | 0.0025439 | 0.0025719 | 0.0025999 | 0.0026278 | 0.0026558 | 0.0001262 | 0.00012908 | 0.00013112 | 0.00013187 | 0.00013305 | 0.00013649 | 0.00014088 | 0.00014191 | 0.00014362 | 0.00014533 | 0.00014704 | 0.00014875 | 0.00015046 | 0.00015217 | 0.00015388 | 0.00015559 | 0.0001573 | 0.00015901 | 0.00016072 | 0.00016243 | 43210.6088 | 13514.8636 | 89.4591 | 27.9799
| KGT004-160450903 | 56 | KGT004 | KGTS | 0 | 0 | 0.0020041 | 0.0020345 | 0.0020515 | 0.0020481 | 0.0020515 | 0.0020785 | 0.0021192 | 0.002109 | 0.002109 | 0.002109 | 0.002109 | 0.002109 | 0.002109 | 0.002109 | 0.002109 | 0.002109 | 0.002109 | 0.002109 | 0.002109 | 0.002109 | 0.047562 | 0.04797 | 0.048377 | 0.048785 | 0.049192 | 0.049501 | 0.04981 | 0.050119 | 0.050428 | 0.050737 | 0.051046 | 0.051355 | 0.051664 | 0.051973 | 0.052282 | 0.052591 | 0.0529 | 0.053209 | 0.053518 | 0.053827 | 0.0027642 | 0.0028303 | 0.0028781 | 0.0028975 | 0.0029265 | 0.0029838 | 0.0030611 | 0.0030653 | 0.0030842 | 0.0031031 | 0.003122 | 0.0031409 | 0.0031598 | 0.0031787 | 0.0031976 | 0.0032165 | 0.0032354 | 0.0032543 | 0.0032732 | 0.0032921 | 43210.6088 | 13514.8636 | 1907.815 | 596.7021
| KGT004-24604166 | 47 | KGT004 | KGTS | 0 | 0 | 0.0020041 | 0.0020345 | 0.0020515 | 0.0020481 | 0.0020515 | 0.0020785 | 0.0021192 | 0.002109 | 0.002109 | 0.002109 | 0.002109 | 0.002109 | 0.002109 | 0.002109 | 0.002109 | 0.002109 | 0.002109 | 0.002109 | 0.002109 | 0.002109 | 0.41322 | 0.4166 | 0.41999 | 0.42338 | 0.42677 | 0.42844 | 0.43012 | 0.43179 | 0.43347 | 0.43514 | 0.43682 | 0.4385 | 0.44017 | 0.44185 | 0.44352 | 0.4452 | 0.44688 | 0.44855 | 0.45023 | 0.4519 | 0.024015 | 0.02458 | 0.024986 | 0.025146 | 0.025389 | 0.025825 | 0.026433 | 0.026409 | 0.026511 | 0.026614 | 0.026716 | 0.026819 | 0.026921 | 0.027024 | 0.027126 | 0.027229 | 0.027331 | 0.027434 | 0.027536 | 0.027639 | 43210.6088 | 13514.8636 | 16361.9463 | 5117.4811
| KGT004-24604180 | 74 | KGT004 | KGTS | 0 | 0 | 0.0020041 | 0.0020345 | 0.0020515 | 0.0020481 | 0.0020515 | 0.0020785 | 0.0021192 | 0.002109 | 0.002109 | 0.002109 | 0.002109 | 0.002109 | 0.002109 | 0.002109 | 0.002109 | 0.002109 | 0.002109 | 0.002109 | 0.002109 | 0.002109 | 1.0059 | 1.013 | 1.0202 | 1.0273 | 1.0345 | 1.0431 | 1.0517 | 1.0603 | 1.0689 | 1.0775 | 1.0861 | 1.0947 | 1.1033 | 1.112 | 1.1206 | 1.1292 | 1.1378 | 1.1464 | 1.155 | 1.1636 | 0.05846 | 0.05977 | 0.060692 | 0.061016 | 0.061542 | 0.062873 | 0.064632 | 0.064848 | 0.065375 | 0.065902 | 0.066429 | 0.066955 | 0.067482 | 0.068009 | 0.068535 | 0.069062 | 0.069589 | 0.070116 | 0.070642 | 0.071169 | 43210.6088 | 13514.8636 | 40559.2945 | 12685.6193
| KGT004-24605698 | 243 | KGT004 | KGTS | 0 | 0 | 0.0020041 | 0.0020345 | 0.0020515 | 0.0020481 | 0.0020515 | 0.0020785 | 0.0021192 | 0.002109 | 0.002109 | 0.002109 | 0.002109 | 0.002109 | 0.002109 | 0.002109 | 0.002109 | 0.002109 | 0.002109 | 0.002109 | 0.002109 | 0.002109 | 17.4823 | 17.5929 | 17.7035 | 17.8141 | 17.9248 | 18.0651 | 18.2055 | 18.3458 | 18.4862 | 18.6265 | 18.7669 | 18.9072 | 19.0475 | 19.1879 | 19.3282 | 19.4686 | 19.6089 | 19.7493 | 19.8896 | 20.03 | 1.016 | 1.038 | 1.0532 | 1.0581 | 1.0664 | 1.0889 | 1.1188 | 1.1221 | 1.1306 | 1.1392 | 1.1478 | 1.1564 | 1.165 | 1.1736 | 1.1821 | 1.1907 | 1.1993 | 1.2079 | 1.2165 | 1.2251 | 43210.6088 | 13514.8636 | 701414.7064 | 219379.5544
| KGT004-24605978 | 154 | KGT004 | KGTS | 0 | 0 | 0.0020041 | 0.0020345 | 0.0020515 | 0.0020481 | 0.0020515 | 0.0020785 | 0.0021192 | 0.002109 | 0.002109 | 0.002109 | 0.002109 | 0.002109 | 0.002109 | 0.002109 | 0.002109 | 0.002109 | 0.002109 | 0.002109 | 0.002109 | 0.002109 | 2.0057 | 2.0081 | 2.0105 | 2.0129 | 2.0153 | 2.0134 | 2.0116 | 2.0097 | 2.0078 | 2.006 | 2.0041 | 2.0022 | 2.0004 | 1.9985 | 1.9967 | 1.9948 | 1.9929 | 1.9911 | 1.9892 | 1.9873 | 0.11657 | 0.11848 | 0.11961 | 0.11955 | 0.11989 | 0.12136 | 0.12362 | 0.12291 | 0.1228 | 0.12269 | 0.12257 | 0.12246 | 0.12235 | 0.12223 | 0.12212 | 0.122 | 0.12189 | 0.12178 | 0.12166 | 0.12155 | 43210.6088 | 13514.8636 | 75717.0084 | 23681.8011
| KGT004-55202181 | 251 | KGT004 | KGTS | 0 | 0 | 0.0020041 | 0.0020345 | 0.0020515 | 0.0020481 | 0.0020515 | 0.0020785 | 0.0021192 | 0.002109 | 0.002109 | 0.002109 | 0.002109 | 0.002109 | 0.002109 | 0.002109 | 0.002109 | 0.002109 | 0.002109 | 0.002109 | 0.002109 | 0.002109 | 12.4087 | 12.5094 | 12.6102 | 12.7109 | 12.8116 | 12.8767 | 12.9419 | 13.007 | 13.0721 | 13.1373 | 13.2024 | 13.2676 | 13.3327 | 13.3978 | 13.463 | 13.5281 | 13.5933 | 13.6584 | 13.7235 | 13.7887 | 0.72117 | 0.73807 | 0.75021 | 0.75495 | 0.76219 | 0.77618 | 0.79535 | 0.79552 | 0.79951 | 0.80349 | 0.80747 | 0.81146 | 0.81544 | 0.81943 | 0.82341 | 0.82739 | 0.83138 | 0.83536 | 0.83935 | 0.84333 | 43210.6088 | 13514.8636 | 494058.0489 | 154525.1812
| KRT012-118960990 | 65 | KRT012 | KRT | 0 | 0 | 0.00137 | 0.0013996 | 0.0014207 | 0.0014249 | 0.0014376 | 0.001463 | 0.0015011 | 0.0015011 | 0.0015011 | 0.0015011 | 0.0015011 | 0.0015011 | 0.0015011 | 0.0015011 | 0.0015011 | 0.0015011 | 0.0015011 | 0.0015011 | 0.0015011 | 0.0015011 | 0.031438 | 0.031716 | 0.031995 | 0.032273 | 0.032552 | 0.031921 | 0.03129 | 0.03066 | 0.030029 | 0.029399 | 0.028768 | 0.028137 | 0.027507 | 0.026876 | 0.026246 | 0.025615 | 0.024984 | 0.024354 | 0.023723 | 0.023093 | 0.001249 | 0.0012873 | 0.0013182 | 0.0013336 | 0.0013571 | 0.0013543 | 0.0013621 | 0.0013346 | 0.0013072 | 0.0012797 | 0.0012523 | 0.0012248 | 0.0011974 | 0.0011699 | 0.0011425 | 0.001115 | 0.0010876 | 0.0010601 | 0.0010327 | 0.0010052 | 47052.9427 | 11384.077 | 845.147 | 204.4765
| KRT012-141850121 | 65 | KRT012 | KRT | 0 | 0 | 0.00137 | 0.0013996 | 0.0014207 | 0.0014249 | 0.0014376 | 0.001463 | 0.0015011 | 0.0015011 | 0.0015011 | 0.0015011 | 0.0015011 | 0.0015011 | 0.0015011 | 0.0015011 | 0.0015011 | 0.0015011 | 0.0015011 | 0.0015011 | 0.0015011 | 0.0015011 | 0.045473 | 0.045917 | 0.04636 | 0.046803 | 0.047246 | 0.046504 | 0.045762 | 0.04502 | 0.044277 | 0.043535 | 0.042793 | 0.04205 | 0.041308 | 0.040566 | 0.039823 | 0.039081 | 0.038339 | 0.037597 | 0.036854 | 0.036112 | 0.0018066 | 0.0018636 | 0.0019101 | 0.0019341 | 0.0019698 | 0.001973 | 0.001992 | 0.0019597 | 0.0019274 | 0.0018951 | 0.0018628 | 0.0018305 | 0.0017982 | 0.0017659 | 0.0017335 | 0.0017012 | 0.0016689 | 0.0016366 | 0.0016043 | 0.001572 | 47052.9427 | 11384.077 | 1251.6854 | 302.8351
| KRT012-141850552 | 104 | KRT012 | KRT | 0 | 0 | 0.00137 | 0.0013996 | 0.0014207 | 0.0014249 | 0.0014376 | 0.001463 | 0.0015011 | 0.0015011 | 0.0015011 | 0.0015011 | 0.0015011 | 0.0015011 | 0.0015011 | 0.0015011 | 0.0015011 | 0.0015011 | 0.0015011 | 0.0015011 | 0.0015011 | 0.0015011 | 0.078113 | 0.078887 | 0.079662 | 0.080436 | 0.081211 | 0.079912 | 0.078613 | 0.077315 | 0.076016 | 0.074717 | 0.073419 | 0.07212 | 0.070822 | 0.069523 | 0.068224 | 0.066926 | 0.065627 | 0.064328 | 0.06303 | 0.061731 | 0.0031034 | 0.0032019 | 0.0032821 | 0.0033239 | 0.0033858 | 0.0033904 | 0.0034221 | 0.0033656 | 0.003309 | 0.0032525 | 0.003196 | 0.0031394 | 0.0030829 | 0.0030264 | 0.0029699 | 0.0029133 | 0.0028568 | 0.0028003 | 0.0027437 | 0.0026872 | 47052.9427 | 11384.077 | 2147.8866 | 519.6637
| KRT012-141850665 | 74 | KRT012 | KRT | 0 | 0 | 0.00137 | 0.0013996 | 0.0014207 | 0.0014249 | 0.0014376 | 0.001463 | 0.0015011 | 0.0015011 | 0.0015011 | 0.0015011 | 0.0015011 | 0.0015011 | 0.0015011 | 0.0015011 | 0.0015011 | 0.0015011 | 0.0015011 | 0.0015011 | 0.0015011 | 0.0015011 | 0.052121 | 0.052242 | 0.052364 | 0.052485 | 0.052606 | 0.052455 | 0.052303 | 0.052152 | 0.052 | 0.051848 | 0.051697 | 0.051545 | 0.051393 | 0.051242 | 0.05109 | 0.050939 | 0.050787 | 0.050635 | 0.050484 | 0.050332 | 0.0020707 | 0.0021204 | 0.0021574 | 0.0021689 | 0.0021932 | 0.0022255 | 0.0022768 | 0.0022702 | 0.0022636 | 0.002257 | 0.0022504 | 0.0022438 | 0.0022372 | 0.0022306 | 0.002224 | 0.0022174 | 0.0022108 | 0.0022042 | 0.0021976 | 0.002191 | 47052.9427 | 11384.077 | 1500.7651 | 363.0979
| KRT012-15397067 | 252 | KRT012 | KRT | 0 | 0 | 0.00137 | 0.0013996 | 0.0014207 | 0.0014249 | 0.0014376 | 0.001463 | 0.0015011 | 0.0015011 | 0.0015011 | 0.0015011 | 0.0015011 | 0.0015011 | 0.0015011 | 0.0015011 | 0.0015011 | 0.0015011 | 0.0015011 | 0.0015011 | 0.0015011 | 0.0015011 | 2.6486 | 2.6667 | 2.6848 | 2.7029 | 2.721 | 2.6778 | 2.6346 | 2.5914 | 2.5483 | 2.5051 | 2.4619 | 2.4187 | 2.3755 | 2.3323 | 2.2891 | 2.2459 | 2.2027 | 2.1595 | 2.1163 | 2.0731 | 0.10523 | 0.10824 | 0.11062 | 0.11169 | 0.11344 | 0.11361 | 0.11469 | 0.11281 | 0.11093 | 0.10905 | 0.10717 | 0.10529 | 0.10341 | 0.10153 | 0.099646 | 0.097766 | 0.095886 | 0.094005 | 0.092125 | 0.090245 | 47052.9427 | 11384.077 | 72155.7911 | 17457.5071
| KRT012-160501273 | 35 | KRT012 | KRT | 0 | 0 | 0.00137 | 0.0013996 | 0.0014207 | 0.0014249 | 0.0014376 | 0.001463 | 0.0015011 | 0.0015011 | 0.0015011 | 0.0015011 | 0.0015011 | 0.0015011 | 0.0015011 | 0.0015011 | 0.0015011 | 0.0015011 | 0.0015011 | 0.0015011 | 0.0015011 | 0.0015011 | 0.013441 | 0.013561 | 0.013681 | 0.013801 | 0.013921 | 0.013638 | 0.013356 | 0.013073 | 0.012791 | 0.012508 | 0.012225 | 0.011943 | 0.01166 | 0.011378 | 0.011095 | 0.010812 | 0.01053 | 0.010247 | 0.0099645 | 0.0096819 | 0.00053399 | 0.0005504 | 0.00056366 | 0.0005703 | 0.00058039 | 0.00057864 | 0.00058139 | 0.00056909 | 0.00055678 | 0.00054448 | 0.00053218 | 0.00051988 | 0.00050758 | 0.00049527 | 0.00048297 | 0.00047067 | 0.00045837 | 0.00044606 | 0.00043376 | 0.00042146 | 47052.9427 | 11384.077 | 359.4953 | 86.977
| KRT012-163206103 | 15 | KRT012 | KRT | 0 | 0 | 0.00137 | 0.0013996 | 0.0014207 | 0.0014249 | 0.0014376 | 0.001463 | 0.0015011 | 0.0015011 | 0.0015011 | 0.0015011 | 0.0015011 | 0.0015011 | 0.0015011 | 0.0015011 | 0.0015011 | 0.0015011 | 0.0015011 | 0.0015011 | 0.0015011 | 0.0015011 | 0.00021974 | 0.0002221 | 0.00022447 | 0.00022683 | 0.0002292 | 0.00022278 | 0.00021636 | 0.00020994 | 0.00020352 | 0.0001971 | 0.00019068 | 0.00018426 | 0.00017784 | 0.00017142 | 0.000165 | 0.00015858 | 0.00015216 | 0.00014574 | 0.00013932 | 0.0001329 | 8.73e-06 | 9.0147e-06 | 9.2483e-06 | 9.3736e-06 | 9.5557e-06 | 9.4519e-06 | 9.4183e-06 | 9.1388e-06 | 8.8594e-06 | 8.5799e-06 | 8.3004e-06 | 8.021e-06 | 7.7415e-06 | 7.462e-06 | 7.1826e-06 | 6.9031e-06 | 6.6236e-06 | 6.3442e-06 | 6.0647e-06 | 5.7852e-06 | 47052.9427 | 11384.077 | 5.6491 | 1.3667
| KRT012-163310215 | 21 | KRT012 | KRT | 0 | 0 | 0.00137 | 0.0013996 | 0.0014207 | 0.0014249 | 0.0014376 | 0.001463 | 0.0015011 | 0.0015011 | 0.0015011 | 0.0015011 | 0.0015011 | 0.0015011 | 0.0015011 | 0.0015011 | 0.0015011 | 0.0015011 | 0.0015011 | 0.0015011 | 0.0015011 | 0.0015011 | 0.0033365 | 0.0033736 | 0.0034108 | 0.003448 | 0.0034851 | 0.0034237 | 0.0033622 | 0.0033007 | 0.0032392 | 0.0031777 | 0.0031162 | 0.0030547 | 0.0029932 | 0.0029317 | 0.0028702 | 0.0028087 | 0.0027472 | 0.0026857 | 0.0026242 | 0.0025627 | 0.00013256 | 0.00013693 | 0.00014053 | 0.00014248 | 0.0001453 | 0.00014526 | 0.00014636 | 0.00014368 | 0.000141 | 0.00013833 | 0.00013565 | 0.00013297 | 0.0001303 | 0.00012762 | 0.00012494 | 0.00012227 | 0.00011959 | 0.00011691 | 0.00011423 | 0.00011156 | 47052.9427 | 11384.077 | 91.2482 | 22.0768
| KRT012-163310404 | 21 | KRT012 | KRT | 0 | 0 | 0.00137 | 0.0013996 | 0.0014207 | 0.0014249 | 0.0014376 | 0.001463 | 0.0015011 | 0.0015011 | 0.0015011 | 0.0015011 | 0.0015011 | 0.0015011 | 0.0015011 | 0.0015011 | 0.0015011 | 0.0015011 | 0.0015011 | 0.0015011 | 0.0015011 | 0.0015011 | 0.00048903 | 0.00049413 | 0.00049922 | 0.00050431 | 0.0005094 | 0.00050009 | 0.00049077 | 0.00048145 | 0.00047214 | 0.00046282 | 0.00045351 | 0.00044419 | 0.00043488 | 0.00042556 | 0.00041625 | 0.00040693 | 0.00039762 | 0.0003883 | 0.00037899 | 0.00036967 | 1.9429e-05 | 2.0055e-05 | 2.0568e-05 | 2.084e-05 | 2.1238e-05 | 2.1217e-05 | 2.1364e-05 | 2.0958e-05 | 2.0553e-05 | 2.0147e-05 | 1.9742e-05 | 1.9336e-05 | 1.8931e-05 | 1.8525e-05 | 1.812e-05 | 1.7714e-05 | 1.7309e-05 | 1.6903e-05 | 1.6498e-05 | 1.6092e-05 | 47052.9427 | 11384.077 | 13.2947 | 3.2165
| KRT012-163313957 | 10 | KRT012 | KRT | 0 | 0 | 0.00137 | 0.0013996 | 0.0014207 | 0.0014249 | 0.0014376 | 0.001463 | 0.0015011 | 0.0015011 | 0.0015011 | 0.0015011 | 0.0015011 | 0.0015011 | 0.0015011 | 0.0015011 | 0.0015011 | 0.0015011 | 0.0015011 | 0.0015011 | 0.0015011 | 0.0015011 | 0.00014878 | 0.00015026 | 0.00015174 | 0.00015322 | 0.0001547 | 0.00015117 | 0.00014763 | 0.0001441 | 0.00014056 | 0.00013703 | 0.00013349 | 0.00012996 | 0.00012642 | 0.00012289 | 0.00011935 | 0.00011582 | 0.00011228 | 0.00010875 | 0.00010521 | 0.00010168 | 5.9109e-06 | 6.0987e-06 | 6.2518e-06 | 6.3316e-06 | 6.4496e-06 | 6.4135e-06 | 6.4264e-06 | 6.2725e-06 | 6.1187e-06 | 5.9648e-06 | 5.8109e-06 | 5.657e-06 | 5.5031e-06 | 5.3493e-06 | 5.1954e-06 | 5.0415e-06 | 4.8876e-06 | 4.7337e-06 | 4.5799e-06 | 4.426e-06 | 47052.9427 | 11384.077 | 3.9337 | 0.95172
| KRT012-24598034 | 448 | KRT012 | KRT | 0 | 0 | 0.00137 | 0.0013996 | 0.0014207 | 0.0014249 | 0.0014376 | 0.001463 | 0.0015011 | 0.0015011 | 0.0015011 | 0.0015011 | 0.0015011 | 0.0015011 | 0.0015011 | 0.0015011 | 0.0015011 | 0.0015011 | 0.0015011 | 0.0015011 | 0.0015011 | 0.0015011 | 1.1403 | 1.151 | 1.1617 | 1.1725 | 1.1832 | 1.16 | 1.1368 | 1.1135 | 1.0903 | 1.0671 | 1.0438 | 1.0206 | 0.99738 | 0.97415 | 0.95092 | 0.9277 | 0.90447 | 0.88124 | 0.85801 | 0.83478 | 0.045302 | 0.046717 | 0.047865 | 0.048451 | 0.04933 | 0.049215 | 0.049484 | 0.048473 | 0.047461 | 0.04645 | 0.045439 | 0.044428 | 0.043417 | 0.042406 | 0.041394 | 0.040383 | 0.039372 | 0.038361 | 0.03735 | 0.036338 | 47052.9427 | 11384.077 | 30663.3248 | 7418.7422
| KRT013-146237675 | 13 | KRT013 | KRT | 0 | 0 | 0.0012938 | 0.0013137 | 0.0013276 | 0.0013296 | 0.0013356 | 0.0013555 | 0.0013794 | 0.0013834 | 0.0013834 | 0.0013834 | 0.0013834 | 0.0013834 | 0.0013834 | 0.0013834 | 0.0013834 | 0.0013834 | 0.0013834 | 0.0013834 | 0.0013834 | 0.0013834 | 0.015024 | 0.015184 | 0.015344 | 0.015504 | 0.015664 | 0.015405 | 0.015146 | 0.014888 | 0.014629 | 0.01437 | 0.014112 | 0.013853 | 0.013594 | 0.013336 | 0.013077 | 0.012818 | 0.01256 | 0.012301 | 0.012042 | 0.011784 | 0.00056368 | 0.00057845 | 0.00059075 | 0.00059781 | 0.00060669 | 0.00060556 | 0.00060589 | 0.00059726 | 0.00058688 | 0.0005765 | 0.00056613 | 0.00055575 | 0.00054537 | 0.00053499 | 0.00052462 | 0.00051424 | 0.00050386 | 0.00049349 | 0.00048311 | 0.00047273 | 47052.9427 | 11384.077 | 382.5091 | 92.545
| KRT013-15397117 | 372 | KRT013 | KRT | 0 | 0 | 0.0012938 | 0.0013137 | 0.0013276 | 0.0013296 | 0.0013356 | 0.0013555 | 0.0013794 | 0.0013834 | 0.0013834 | 0.0013834 | 0.0013834 | 0.0013834 | 0.0013834 | 0.0013834 | 0.0013834 | 0.0013834 | 0.0013834 | 0.0013834 | 0.0013834 | 0.0013834 | 6.3035 | 6.3548 | 6.4061 | 6.4573 | 6.5086 | 6.4131 | 6.3176 | 6.222 | 6.1265 | 6.0309 | 5.9354 | 5.8399 | 5.7443 | 5.6488 | 5.5533 | 5.4577 | 5.3622 | 5.2666 | 5.1711 | 5.0756 | 0.23651 | 0.2421 | 0.24664 | 0.24899 | 0.25209 | 0.25209 | 0.25271 | 0.24961 | 0.24578 | 0.24195 | 0.23811 | 0.23428 | 0.23045 | 0.22661 | 0.22278 | 0.21895 | 0.21512 | 0.21128 | 0.20745 | 0.20362 | 47052.9427 | 11384.077 | 160836.1899 | 38913.0087
| KRT013-15397128 | 0 | KRT013 | KRT | 0 | 0 | 0.0012938 | 0.0013137 | 0.0013276 | 0.0013296 | 0.0013356 | 0.0013555 | 0.0013794 | 0.0013834 | 0.0013834 | 0.0013834 | 0.0013834 | 0.0013834 | 0.0013834 | 0.0013834 | 0.0013834 | 0.0013834 | 0.0013834 | 0.0013834 | 0.0013834 | 0.0013834 | 1.6237e-06 | 1.6363e-06 | 1.6489e-06 | 1.6614e-06 | 1.674e-06 | 1.6413e-06 | 1.6086e-06 | 1.5759e-06 | 1.5432e-06 | 1.5105e-06 | 1.4778e-06 | 1.4451e-06 | 1.4124e-06 | 1.3797e-06 | 1.347e-06 | 1.3143e-06 | 1.2816e-06 | 1.2489e-06 | 1.2162e-06 | 1.1835e-06 | 6.0922e-08 | 6.2338e-08 | 6.3483e-08 | 6.4063e-08 | 6.4838e-08 | 6.4518e-08 | 6.4347e-08 | 6.3221e-08 | 6.1909e-08 | 6.0597e-08 | 5.9286e-08 | 5.7974e-08 | 5.6662e-08 | 5.535e-08 | 5.4038e-08 | 5.2726e-08 | 5.1415e-08 | 5.0103e-08 | 4.8791e-08 | 4.7479e-08 | 47052.9427 | 11384.077 | 0 | 0
| KRT013-157932507 | 57 | KRT013 | KRT | 0 | 0 | 0.0012938 | 0.0013137 | 0.0013276 | 0.0013296 | 0.0013356 | 0.0013555 | 0.0013794 | 0.0013834 | 0.0013834 | 0.0013834 | 0.0013834 | 0.0013834 | 0.0013834 | 0.0013834 | 0.0013834 | 0.0013834 | 0.0013834 | 0.0013834 | 0.0013834 | 0.0013834 | 0.011486 | 0.011579 | 0.011673 | 0.011767 | 0.01186 | 0.01168 | 0.011499 | 0.011318 | 0.011137 | 0.010956 | 0.010775 | 0.010595 | 0.010414 | 0.010233 | 0.010052 | 0.0098714 | 0.0096906 | 0.0095098 | 0.009329 | 0.0091482 | 0.00043094 | 0.00044114 | 0.00044943 | 0.00045371 | 0.00045938 | 0.00045912 | 0.00045997 | 0.00045405 | 0.00044679 | 0.00043954 | 0.00043229 | 0.00042503 | 0.00041778 | 0.00041052 | 0.00040327 | 0.00039602 | 0.00038876 | 0.00038151 | 0.00037425 | 0.000367 | 47052.9427 | 11384.077 | 292.1599 | 70.6857
| KRT013-159317752 | 41 | KRT013 | KRT | 0 | 0 | 0.0012938 | 0.0013137 | 0.0013276 | 0.0013296 | 0.0013356 | 0.0013555 | 0.0013794 | 0.0013834 | 0.0013834 | 0.0013834 | 0.0013834 | 0.0013834 | 0.0013834 | 0.0013834 | 0.0013834 | 0.0013834 | 0.0013834 | 0.0013834 | 0.0013834 | 0.0013834 | 0.0092225 | 0.0092961 | 0.0093697 | 0.0094433 | 0.0095168 | 0.0093753 | 0.0092338 | 0.0090923 | 0.0089508 | 0.0088093 | 0.0086678 | 0.0085263 | 0.0083848 | 0.0082433 | 0.0081018 | 0.0079603 | 0.0078188 | 0.0076773 | 0.0075358 | 0.0073943 | 0.00034603 | 0.00035416 | 0.00036074 | 0.00036412 | 0.00036861 | 0.00036854 | 0.00036937 | 0.00036476 | 0.00035908 | 0.00035341 | 0.00034773 | 0.00034205 | 0.00033638 | 0.0003307 | 0.00032502 | 0.00031935 | 0.00031367 | 0.00030799 | 0.00030232 | 0.00029664 | 47052.9427 | 11384.077 | 234.9489 | 56.844
| KRT013-159427901 | 69 | KRT013 | KRT | 0 | 0 | 0.0012938 | 0.0013137 | 0.0013276 | 0.0013296 | 0.0013356 | 0.0013555 | 0.0013794 | 0.0013834 | 0.0013834 | 0.0013834 | 0.0013834 | 0.0013834 | 0.0013834 | 0.0013834 | 0.0013834 | 0.0013834 | 0.0013834 | 0.0013834 | 0.0013834 | 0.0013834 | 0.012703 | 0.012777 | 0.012851 | 0.012925 | 0.012999 | 0.012766 | 0.012532 | 0.012298 | 0.012064 | 0.011831 | 0.011597 | 0.011363 | 0.01113 | 0.010896 | 0.010662 | 0.010429 | 0.010195 | 0.0099612 | 0.0097275 | 0.0094938 | 0.00047662 | 0.00048677 | 0.00049479 | 0.00049838 | 0.00050349 | 0.00050181 | 0.0005013 | 0.00049337 | 0.000484 | 0.00047462 | 0.00046525 | 0.00045587 | 0.00044649 | 0.00043712 | 0.00042774 | 0.00041837 | 0.00040899 | 0.00039962 | 0.00039024 | 0.00038087 | 47052.9427 | 11384.077 | 315.8331 | 76.4132
| KRT013-161097284 | 90 | KRT013 | KRT | 0 | 0 | 0.0012938 | 0.0013137 | 0.0013276 | 0.0013296 | 0.0013356 | 0.0013555 | 0.0013794 | 0.0013834 | 0.0013834 | 0.0013834 | 0.0013834 | 0.0013834 | 0.0013834 | 0.0013834 | 0.0013834 | 0.0013834 | 0.0013834 | 0.0013834 | 0.0013834 | 0.0013834 | 0.078744 | 0.079341 | 0.079938 | 0.080535 | 0.081132 | 0.080209 | 0.079286 | 0.078363 | 0.07744 | 0.076517 | 0.075593 | 0.07467 | 0.073747 | 0.072824 | 0.071901 | 0.070978 | 0.070054 | 0.069131 | 0.068208 | 0.067285 | 0.0029545 | 0.0030227 | 0.0030777 | 0.0031054 | 0.0031424 | 0.003153 | 0.0031716 | 0.0031437 | 0.0031067 | 0.0030696 | 0.0030326 | 0.0029956 | 0.0029585 | 0.0029215 | 0.0028845 | 0.0028474 | 0.0028104 | 0.0027734 | 0.0027363 | 0.0026993 | 47052.9427 | 11384.077 | 2042.2892 | 494.1153
| KRT013-161918444 | 33 | KRT013 | KRT | 0 | 0 | 0.0012938 | 0.0013137 | 0.0013276 | 0.0013296 | 0.0013356 | 0.0013555 | 0.0013794 | 0.0013834 | 0.0013834 | 0.0013834 | 0.0013834 | 0.0013834 | 0.0013834 | 0.0013834 | 0.0013834 | 0.0013834 | 0.0013834 | 0.0013834 | 0.0013834 | 0.0013834 | 0.0038297 | 0.0038607 | 0.0038917 | 0.0039227 | 0.0039537 | 0.0039037 | 0.0038537 | 0.0038038 | 0.0037538 | 0.0037038 | 0.0036539 | 0.0036039 | 0.0035539 | 0.0035039 | 0.003454 | 0.003404 | 0.003354 | 0.003304 | 0.0032541 | 0.0032041 | 0.00014369 | 0.00014708 | 0.00014983 | 0.00015125 | 0.00015313 | 0.00015345 | 0.00015416 | 0.0001526 | 0.00015059 | 0.00014859 | 0.00014658 | 0.00014458 | 0.00014257 | 0.00014057 | 0.00013856 | 0.00013656 | 0.00013455 | 0.00013255 | 0.00013054 | 0.00012854 | 47052.9427 | 11384.077 | 98.8078 | 23.9057
| KRT013-163312849 | 20 | KRT013 | KRT | 0 | 0 | 0.0012938 | 0.0013137 | 0.0013276 | 0.0013296 | 0.0013356 | 0.0013555 | 0.0013794 | 0.0013834 | 0.0013834 | 0.0013834 | 0.0013834 | 0.0013834 | 0.0013834 | 0.0013834 | 0.0013834 | 0.0013834 | 0.0013834 | 0.0013834 | 0.0013834 | 0.0013834 | 0.0019939 | 0.002009 | 0.0020241 | 0.0020392 | 0.0020542 | 0.0020301 | 0.0020059 | 0.0019818 | 0.0019576 | 0.0019335 | 0.0019093 | 0.0018852 | 0.001861 | 0.0018369 | 0.0018127 | 0.0017886 | 0.0017644 | 0.0017403 | 0.0017161 | 0.0016919 | 7.4811e-05 | 7.6537e-05 | 7.7929e-05 | 7.8627e-05 | 7.9565e-05 | 7.9801e-05 | 8.0241e-05 | 7.9504e-05 | 7.8535e-05 | 7.7566e-05 | 7.6597e-05 | 7.5628e-05 | 7.4659e-05 | 7.369e-05 | 7.2721e-05 | 7.1752e-05 | 7.0783e-05 | 6.9814e-05 | 6.8845e-05 | 6.7877e-05 | 47052.9427 | 11384.077 | 51.6037 | 12.4851
| KRT013-163376810 | 76 | KRT013 | KRT | 0 | 0 | 0.0012938 | 0.0013137 | 0.0013276 | 0.0013296 | 0.0013356 | 0.0013555 | 0.0013794 | 0.0013834 | 0.0013834 | 0.0013834 | 0.0013834 | 0.0013834 | 0.0013834 | 0.0013834 | 0.0013834 | 0.0013834 | 0.0013834 | 0.0013834 | 0.0013834 | 0.0013834 | 0.015279 | 0.015414 | 0.015548 | 0.015683 | 0.015818 | 0.015624 | 0.01543 | 0.015236 | 0.015041 | 0.014847 | 0.014653 | 0.014459 | 0.014265 | 0.01407 | 0.013876 | 0.013682 | 0.013488 | 0.013294 | 0.013099 | 0.012905 | 0.00057326 | 0.00058721 | 0.00059863 | 0.00060473 | 0.00061267 | 0.00061417 | 0.00061722 | 0.00061121 | 0.00060342 | 0.00059563 | 0.00058784 | 0.00058005 | 0.00057226 | 0.00056447 | 0.00055668 | 0.00054889 | 0.0005411 | 0.00053331 | 0.00052552 | 0.00051772 | 47052.9427 | 11384.077 | 395.9188 | 95.7893
| KRT013-163377041 | 11 | KRT013 | KRT | 0 | 0 | 0.0012938 | 0.0013137 | 0.0013276 | 0.0013296 | 0.0013356 | 0.0013555 | 0.0013794 | 0.0013834 | 0.0013834 | 0.0013834 | 0.0013834 | 0.0013834 | 0.0013834 | 0.0013834 | 0.0013834 | 0.0013834 | 0.0013834 | 0.0013834 | 0.0013834 | 0.0013834 | 0.00020126 | 0.00020314 | 0.00020503 | 0.00020691 | 0.0002088 | 0.00020496 | 0.00020112 | 0.00019728 | 0.00019344 | 0.0001896 | 0.00018576 | 0.00018192 | 0.00017808 | 0.00017424 | 0.0001704 | 0.00016656 | 0.00016272 | 0.00015888 | 0.00015504 | 0.0001512 | 7.5511e-06 | 7.7392e-06 | 7.8938e-06 | 7.9784e-06 | 8.0873e-06 | 8.0568e-06 | 8.0452e-06 | 7.9144e-06 | 7.7603e-06 | 7.6063e-06 | 7.4522e-06 | 7.2982e-06 | 7.1441e-06 | 6.9901e-06 | 6.836e-06 | 6.682e-06 | 6.5279e-06 | 6.3739e-06 | 6.2198e-06 | 6.0658e-06 | 47052.9427 | 11384.077 | 5.0494 | 1.2217
| KRT013-163377167 | 95 | KRT013 | KRT | 0 | 0 | 0.0012938 | 0.0013137 | 0.0013276 | 0.0013296 | 0.0013356 | 0.0013555 | 0.0013794 | 0.0013834 | 0.0013834 | 0.0013834 | 0.0013834 | 0.0013834 | 0.0013834 | 0.0013834 | 0.0013834 | 0.0013834 | 0.0013834 | 0.0013834 | 0.0013834 | 0.0013834 | 0.014374 | 0.014516 | 0.014658 | 0.0148 | 0.014942 | 0.014742 | 0.014542 | 0.014342 | 0.014142 | 0.013942 | 0.013742 | 0.013542 | 0.013342 | 0.013142 | 0.012942 | 0.012742 | 0.012542 | 0.012342 | 0.012142 | 0.011942 | 0.00053932 | 0.00055302 | 0.00056435 | 0.00057066 | 0.00057872 | 0.00057948 | 0.00058169 | 0.00057535 | 0.00056733 | 0.0005593 | 0.00055128 | 0.00054326 | 0.00053523 | 0.00052721 | 0.00051919 | 0.00051117 | 0.00050314 | 0.00049512 | 0.0004871 | 0.00047907 | 47052.9427 | 11384.077 | 371.4656 | 89.8731
| KRT013-163377432 | 50 | KRT013 | KRT | 0 | 0 | 0.0012938 | 0.0013137 | 0.0013276 | 0.0013296 | 0.0013356 | 0.0013555 | 0.0013794 | 0.0013834 | 0.0013834 | 0.0013834 | 0.0013834 | 0.0013834 | 0.0013834 | 0.0013834 | 0.0013834 | 0.0013834 | 0.0013834 | 0.0013834 | 0.0013834 | 0.0013834 | 0.0029747 | 0.0029983 | 0.0030218 | 0.0030453 | 0.0030689 | 0.0030237 | 0.0029786 | 0.0029334 | 0.0028883 | 0.0028431 | 0.002798 | 0.0027528 | 0.0027077 | 0.0026625 | 0.0026174 | 0.0025722 | 0.002527 | 0.0024819 | 0.0024367 | 0.0023916 | 0.00011161 | 0.00011423 | 0.00011634 | 0.00011743 | 0.00011886 | 0.00011886 | 0.00011915 | 0.00011768 | 0.00011587 | 0.00011406 | 0.00011225 | 0.00011044 | 0.00010862 | 0.00010681 | 0.000105 | 0.00010319 | 0.00010138 | 9.9567e-05 | 9.7756e-05 | 9.5944e-05 | 47052.9427 | 11384.077 | 75.8323 | 18.347
| KRT013-163377643 | 22 | KRT013 | KRT | 0 | 0 | 0.0012938 | 0.0013137 | 0.0013276 | 0.0013296 | 0.0013356 | 0.0013555 | 0.0013794 | 0.0013834 | 0.0013834 | 0.0013834 | 0.0013834 | 0.0013834 | 0.0013834 | 0.0013834 | 0.0013834 | 0.0013834 | 0.0013834 | 0.0013834 | 0.0013834 | 0.0013834 | 0.00023749 | 0.00023987 | 0.00024225 | 0.00024462 | 0.000247 | 0.00024134 | 0.00023569 | 0.00023003 | 0.00022438 | 0.00021872 | 0.00021307 | 0.00020741 | 0.00020176 | 0.0001961 | 0.00019045 | 0.00018479 | 0.00017914 | 0.00017348 | 0.00016783 | 0.00016217 | 8.9107e-06 | 9.1383e-06 | 9.3267e-06 | 9.4324e-06 | 9.5668e-06 | 9.4871e-06 | 9.4281e-06 | 9.2284e-06 | 9.0016e-06 | 8.7747e-06 | 8.5478e-06 | 8.321e-06 | 8.0941e-06 | 7.8672e-06 | 7.6404e-06 | 7.4135e-06 | 7.1866e-06 | 6.9598e-06 | 6.7329e-06 | 6.506e-06 | 47052.9427 | 11384.077 | 5.8183 | 1.4077
| KRT013-163377831 | 21 | KRT013 | KRT | 0 | 0 | 0.0012938 | 0.0013137 | 0.0013276 | 0.0013296 | 0.0013356 | 0.0013555 | 0.0013794 | 0.0013834 | 0.0013834 | 0.0013834 | 0.0013834 | 0.0013834 | 0.0013834 | 0.0013834 | 0.0013834 | 0.0013834 | 0.0013834 | 0.0013834 | 0.0013834 | 0.0013834 | 0.0052015 | 0.0052415 | 0.0052815 | 0.0053216 | 0.0053616 | 0.0052735 | 0.0051854 | 0.0050974 | 0.0050093 | 0.0049212 | 0.0048332 | 0.0047451 | 0.004657 | 0.0045689 | 0.0044809 | 0.0043928 | 0.0043047 | 0.0042167 | 0.0041286 | 0.0040405 | 0.00019516 | 0.00019969 | 0.00020335 | 0.00020519 | 0.00020767 | 0.0002073 | 0.00020743 | 0.00020449 | 0.00020096 | 0.00019743 | 0.00019389 | 0.00019036 | 0.00018683 | 0.00018329 | 0.00017976 | 0.00017623 | 0.00017269 | 0.00016916 | 0.00016563 | 0.0001621 | 47052.9427 | 11384.077 | 131.2451 | 31.7537
| KRT013-24611768 | 280 | KRT013 | KRT | 0 | 0 | 0.0012938 | 0.0013137 | 0.0013276 | 0.0013296 | 0.0013356 | 0.0013555 | 0.0013794 | 0.0013834 | 0.0013834 | 0.0013834 | 0.0013834 | 0.0013834 | 0.0013834 | 0.0013834 | 0.0013834 | 0.0013834 | 0.0013834 | 0.0013834 | 0.0013834 | 0.0013834 | 0.076167 | 0.076734 | 0.077301 | 0.077868 | 0.078434 | 0.077853 | 0.077271 | 0.076689 | 0.076107 | 0.075526 | 0.074944 | 0.074362 | 0.07378 | 0.073198 | 0.072617 | 0.072035 | 0.071453 | 0.070871 | 0.07029 | 0.069708 | 0.0028578 | 0.0029234 | 0.0029762 | 0.0030025 | 0.0030379 | 0.0030603 | 0.003091 | 0.0030766 | 0.0030532 | 0.0030299 | 0.0030066 | 0.0029832 | 0.0029599 | 0.0029365 | 0.0029132 | 0.0028899 | 0.0028665 | 0.0028432 | 0.0028198 | 0.0027965 | 47052.9427 | 11384.077 | 2017.1279 | 488.0277
| KRT013-79724634 | 383 | KRT013 | KRT | 0 | 0 | 0.0012938 | 0.0013137 | 0.0013276 | 0.0013296 | 0.0013356 | 0.0013555 | 0.0013794 | 0.0013834 | 0.0013834 | 0.0013834 | 0.0013834 | 0.0013834 | 0.0013834 | 0.0013834 | 0.0013834 | 0.0013834 | 0.0013834 | 0.0013834 | 0.0013834 | 0.0013834 | 0.29084 | 0.29339 | 0.29595 | 0.2985 | 0.30105 | 0.29842 | 0.2958 | 0.29318 | 0.29055 | 0.28793 | 0.28531 | 0.28268 | 0.28006 | 0.27743 | 0.27481 | 0.27219 | 0.26956 | 0.26694 | 0.26431 | 0.26169 | 0.010912 | 0.011177 | 0.011394 | 0.01151 | 0.01166 | 0.011731 | 0.011833 | 0.011762 | 0.011656 | 0.011551 | 0.011446 | 0.01134 | 0.011235 | 0.01113 | 0.011025 | 0.010919 | 0.010814 | 0.010709 | 0.010604 | 0.010498 | 47052.9427 | 11384.077 | 7682.2274 | 1858.6525
| KRT013-79724804 | 1028 | KRT013 | KRT | 0 | 0 | 0.0012938 | 0.0013137 | 0.0013276 | 0.0013296 | 0.0013356 | 0.0013555 | 0.0013794 | 0.0013834 | 0.0013834 | 0.0013834 | 0.0013834 | 0.0013834 | 0.0013834 | 0.0013834 | 0.0013834 | 0.0013834 | 0.0013834 | 0.0013834 | 0.0013834 | 0.0013834 | 5.251 | 5.2849 | 5.3189 | 5.3528 | 5.3867 | 5.2957 | 5.2047 | 5.1137 | 5.0227 | 4.9317 | 4.8407 | 4.7497 | 4.6587 | 4.5677 | 4.4767 | 4.3857 | 4.2947 | 4.2037 | 4.1127 | 4.0217 | 0.19702 | 0.20134 | 0.20478 | 0.2064 | 0.20864 | 0.20817 | 0.2082 | 0.20515 | 0.2015 | 0.19785 | 0.1942 | 0.19055 | 0.1869 | 0.18325 | 0.1796 | 0.17594 | 0.17229 | 0.16864 | 0.16499 | 0.16134 | 47052.9427 | 11384.077 | 131622.6333 | 31845.0261
| KRT022-15396980 | 393 | KRT022 | KRT | 0 | 0 | 0.001434 | 0.0014537 | 0.0014653 | 0.0014768 | 0.0014867 | 0.0015064 | 0.0015377 | 0.0015459 | 0.0015459 | 0.0015459 | 0.0015459 | 0.0015459 | 0.0015459 | 0.0015459 | 0.0015459 | 0.0015459 | 0.0015459 | 0.0015459 | 0.0015459 | 0.0015459 | 4.2357 | 4.2825 | 4.3292 | 4.3759 | 4.4227 | 4.3288 | 4.2348 | 4.1409 | 4.047 | 3.953 | 3.8591 | 3.7652 | 3.6713 | 3.5773 | 3.4834 | 3.3895 | 3.2956 | 3.2016 | 3.1077 | 3.0138 | 0.17615 | 0.18054 | 0.18396 | 0.18741 | 0.19068 | 0.18911 | 0.18885 | 0.18565 | 0.18143 | 0.17722 | 0.17301 | 0.1688 | 0.16459 | 0.16038 | 0.15617 | 0.15196 | 0.14775 | 0.14354 | 0.13932 | 0.13511 | 47052.9427 | 11384.077 | 117082.3227 | 28327.1162
| KRT022-72389353 | 210 | KRT022 | KRT | 0 | 0 | 0.001434 | 0.0014537 | 0.0014653 | 0.0014768 | 0.0014867 | 0.0015064 | 0.0015377 | 0.0015459 | 0.0015459 | 0.0015459 | 0.0015459 | 0.0015459 | 0.0015459 | 0.0015459 | 0.0015459 | 0.0015459 | 0.0015459 | 0.0015459 | 0.0015459 | 0.0015459 | 7.5883 | 7.6381 | 7.688 | 7.7378 | 7.7877 | 7.7366 | 7.6855 | 7.6344 | 7.5833 | 7.5322 | 7.4811 | 7.43 | 7.3789 | 7.3279 | 7.2768 | 7.2257 | 7.1746 | 7.1235 | 7.0724 | 7.0213 | 0.31556 | 0.32201 | 0.32668 | 0.33139 | 0.33575 | 0.33798 | 0.34272 | 0.34227 | 0.33998 | 0.33768 | 0.33539 | 0.3331 | 0.33081 | 0.32852 | 0.32623 | 0.32394 | 0.32165 | 0.31936 | 0.31707 | 0.31478 | 47052.9427 | 11384.077 | 224275.9568 | 54261.7446
| KRT023-15396956 | 250 | KRT023 | KRT | 0 | 0 | 0.0025809 | 0.0025949 | 0.002606 | 0.002606 | 0.0026144 | 0.0026311 | 0.0026563 | 0.0026646 | 0.0026646 | 0.0026646 | 0.0026646 | 0.0026646 | 0.0026646 | 0.0026646 | 0.0026646 | 0.0026646 | 0.0026646 | 0.0026646 | 0.0026646 | 0.0026646 | 0.032666 | 0.032922 | 0.033178 | 0.033434 | 0.03369 | 0.033376 | 0.033062 | 0.032749 | 0.032435 | 0.032122 | 0.031808 | 0.031494 | 0.031181 | 0.030867 | 0.030554 | 0.03024 | 0.029926 | 0.029613 | 0.029299 | 0.028986 | 0.0024449 | 0.0024774 | 0.0025074 | 0.0025267 | 0.0025543 | 0.0025467 | 0.0025468 | 0.0025306 | 0.0025064 | 0.0024822 | 0.0024579 | 0.0024337 | 0.0024095 | 0.0023852 | 0.002361 | 0.0023368 | 0.0023125 | 0.0022883 | 0.0022641 | 0.0022398 | 47052.9427 | 11384.077 | 1664.5078 | 402.7141
| KRT031-15433128 | 98 | KRT031 | KRT | 0 | 0 | 0.050783 | 0.050904 | 0.051054 | 0.051084 | 0.051054 | 0.051145 | 0.051325 | 0.051506 | 0.051506 | 0.051506 | 0.051506 | 0.051506 | 0.051506 | 0.051506 | 0.051506 | 0.051506 | 0.051506 | 0.051506 | 0.051506 | 0.051506 | 0.063374 | 0.064031 | 0.064688 | 0.065344 | 0.066001 | 0.064305 | 0.062609 | 0.060912 | 0.059216 | 0.05752 | 0.055824 | 0.054127 | 0.052431 | 0.050735 | 0.049039 | 0.047342 | 0.045646 | 0.04395 | 0.042254 | 0.040557 | 0.093332 | 0.094523 | 0.095775 | 0.096804 | 0.097719 | 0.095377 | 0.093189 | 0.090983 | 0.08845 | 0.085916 | 0.083382 | 0.080849 | 0.078315 | 0.075781 | 0.073248 | 0.070714 | 0.068181 | 0.065647 | 0.063113 | 0.06058 | 47052.9427 | 11384.077 | 57719.995 | 13964.8836
| KRT031-163356648 | 11 | KRT031 | KRT | 0 | 0 | 0.050783 | 0.050904 | 0.051054 | 0.051084 | 0.051054 | 0.051145 | 0.051325 | 0.051506 | 0.051506 | 0.051506 | 0.051506 | 0.051506 | 0.051506 | 0.051506 | 0.051506 | 0.051506 | 0.051506 | 0.051506 | 0.051506 | 0.051506 | 0.0029829 | 0.0030138 | 0.0030448 | 0.0030757 | 0.0031066 | 0.0030269 | 0.0029472 | 0.0028675 | 0.0027878 | 0.0027081 | 0.0026283 | 0.0025486 | 0.0024689 | 0.0023892 | 0.0023095 | 0.0022298 | 0.00215 | 0.0020703 | 0.0019906 | 0.0019109 | 0.0043929 | 0.004449 | 0.004508 | 0.0045565 | 0.0045996 | 0.0044895 | 0.0043867 | 0.0042831 | 0.004164 | 0.004045 | 0.0039259 | 0.0038068 | 0.0036877 | 0.0035687 | 0.0034496 | 0.0033305 | 0.0032115 | 0.0030924 | 0.0029733 | 0.0028543 | 47052.9427 | 11384.077 | 2717.4727 | 657.4704
| KYM001-15421949 | 0 | KYM001 | KYM | 0 | 0 | 0.0068128 | 0.006914 | 0.0070152 | 0.0070236 | 0.0070405 | 0.0071332 | 0.0072766 | 0.0073272 | 0.0073272 | 0.0073272 | 0.0073272 | 0.0073272 | 0.0073272 | 0.0073272 | 0.0073272 | 0.0073272 | 0.0073272 | 0.0073272 | 0.0073272 | 0.0073272 | 0 | 0 | 0 | 0 | 0 | 0 | 0 | 0 | 0 | 0 | 0 | 0 | 0 | 0 | 0 | 0 | 0 | 0 | 0 | 0 | 0 | 0 | 0 | 0 | 0 | 0 | 0 | 0 | 0 | 0 | 0 | 0 | 0 | 0 | 0 | 0 | 0 | 0 | 0 | 0 | 47800.3495 | 12294.185 | 0 | 0
| KYM001-15421988 | 828 | KYM001 | KYM | 0 | 0 | 0.0068128 | 0.006914 | 0.0070152 | 0.0070236 | 0.0070405 | 0.0071332 | 0.0072766 | 0.0073272 | 0.0073272 | 0.0073272 | 0.0073272 | 0.0073272 | 0.0073272 | 0.0073272 | 0.0073272 | 0.0073272 | 0.0073272 | 0.0073272 | 0.0073272 | 0.0073272 | 8.9784 | 9.0405 | 9.1026 | 9.1646 | 9.2267 | 9.2785 | 9.3303 | 9.382 | 9.4338 | 9.4855 | 9.5373 | 9.5891 | 9.6408 | 9.6926 | 9.7443 | 9.7961 | 9.8479 | 9.8996 | 9.9514 | 10.0032 | 1.7739 | 1.8127 | 1.8518 | 1.8667 | 1.8839 | 1.9194 | 1.9689 | 1.9936 | 2.0046 | 2.0156 | 2.0266 | 2.0376 | 2.0486 | 2.0596 | 2.0706 | 2.0815 | 2.0925 | 2.1035 | 2.1145 | 2.1255 | 47800.3495 | 12294.185 | 1363249.6456 | 350625.959
| KYM001-155421580 | 15 | KYM001 | KYM | 0 | 0 | 0.0068128 | 0.006914 | 0.0070152 | 0.0070236 | 0.0070405 | 0.0071332 | 0.0072766 | 0.0073272 | 0.0073272 | 0.0073272 | 0.0073272 | 0.0073272 | 0.0073272 | 0.0073272 | 0.0073272 | 0.0073272 | 0.0073272 | 0.0073272 | 0.0073272 | 0.0073272 | 5.3237e-05 | 5.3623e-05 | 5.4009e-05 | 5.4394e-05 | 5.478e-05 | 5.5371e-05 | 5.5962e-05 | 5.6553e-05 | 5.7144e-05 | 5.7735e-05 | 5.8326e-05 | 5.8917e-05 | 5.9508e-05 | 6.0099e-05 | 6.069e-05 | 6.1281e-05 | 6.1872e-05 | 6.2463e-05 | 6.3054e-05 | 6.3645e-05 | 1.0518e-05 | 1.0752e-05 | 1.0988e-05 | 1.1079e-05 | 1.1185e-05 | 1.1454e-05 | 1.1809e-05 | 1.2017e-05 | 1.2142e-05 | 1.2268e-05 | 1.2394e-05 | 1.2519e-05 | 1.2645e-05 | 1.277e-05 | 1.2896e-05 | 1.3021e-05 | 1.3147e-05 | 1.3273e-05 | 1.3398e-05 | 1.3524e-05 | 47800.3495 | 12294.185 | 8.3013 | 2.1351
| KYM001-155421922 | 28 | KYM001 | KYM | 0 | 0 | 0.0068128 | 0.006914 | 0.0070152 | 0.0070236 | 0.0070405 | 0.0071332 | 0.0072766 | 0.0073272 | 0.0073272 | 0.0073272 | 0.0073272 | 0.0073272 | 0.0073272 | 0.0073272 | 0.0073272 | 0.0073272 | 0.0073272 | 0.0073272 | 0.0073272 | 0.0073272 | 0.0036123 | 0.0036386 | 0.0036648 | 0.0036911 | 0.0037173 | 0.0037536 | 0.0037898 | 0.003826 | 0.0038623 | 0.0038985 | 0.0039347 | 0.0039709 | 0.0040072 | 0.0040434 | 0.0040796 | 0.0041158 | 0.0041521 | 0.0041883 | 0.0042245 | 0.0042607 | 0.00071369 | 0.00072955 | 0.00074557 | 0.00075182 | 0.00075898 | 0.00077648 | 0.00079972 | 0.00081298 | 0.00082068 | 0.00082838 | 0.00083608 | 0.00084377 | 0.00085147 | 0.00085917 | 0.00086687 | 0.00087456 | 0.00088226 | 0.00088996 | 0.00089766 | 0.00090535 | 47800.3495 | 12294.185 | 560.4573 | 144.1489
| KYM002-15422060 | 0 | KYM002 | KYM | 0 | 0 | 0.0026832 | 0.0026832 | 0.0026365 | 0.0026085 | 0.0025898 | 0.0025852 | 0.0025665 | 0.0025525 | 0.0025525 | 0.0025525 | 0.0025525 | 0.0025525 | 0.0025525 | 0.0025525 | 0.0025525 | 0.0025525 | 0.0025525 | 0.0025525 | 0.0025525 | 0.0025525 | 0 | 0 | 0 | 0 | 0 | 0 | 0 | 0 | 0 | 0 | 0 | 0 | 0 | 0 | 0 | 0 | 0 | 0 | 0 | 0 | 0 | 0 | 0 | 0 | 0 | 0 | 0 | 0 | 0 | 0 | 0 | 0 | 0 | 0 | 0 | 0 | 0 | 0 | 0 | 0 | 47800.3495 | 12294.185 | 0 | 0
| KYM002-15422073 | 274 | KYM002 | KYM | 0 | 0 | 0.0026832 | 0.0026832 | 0.0026365 | 0.0026085 | 0.0025898 | 0.0025852 | 0.0025665 | 0.0025525 | 0.0025525 | 0.0025525 | 0.0025525 | 0.0025525 | 0.0025525 | 0.0025525 | 0.0025525 | 0.0025525 | 0.0025525 | 0.0025525 | 0.0025525 | 0.0025525 | 1.2015 | 1.2047 | 1.2079 | 1.211 | 1.2142 | 1.2144 | 1.2146 | 1.2148 | 1.2149 | 1.2151 | 1.2153 | 1.2155 | 1.2157 | 1.2159 | 1.2161 | 1.2162 | 1.2164 | 1.2166 | 1.2168 | 1.217 | 0.093493 | 0.09374 | 0.092351 | 0.09161 | 0.091193 | 0.091042 | 0.090399 | 0.089919 | 0.089933 | 0.089947 | 0.089961 | 0.089975 | 0.089988 | 0.090002 | 0.090016 | 0.09003 | 0.090043 | 0.090057 | 0.090071 | 0.090085 | 47800.3495 | 12294.185 | 62811.7583 | 16155.099
| KYM002-182106953 | 0 | KYM002 | KYM | 0 | 0 | 0.0026832 | 0.0026832 | 0.0026365 | 0.0026085 | 0.0025898 | 0.0025852 | 0.0025665 | 0.0025525 | 0.0025525 | 0.0025525 | 0.0025525 | 0.0025525 | 0.0025525 | 0.0025525 | 0.0025525 | 0.0025525 | 0.0025525 | 0.0025525 | 0.0025525 | 0.0025525 | 0 | 0 | 0 | 0 | 0 | 0 | 0 | 0 | 0 | 0 | 0 | 0 | 0 | 0 | 0 | 0 | 0 | 0 | 0 | 0 | 0 | 0 | 0 | 0 | 0 | 0 | 0 | 0 | 0 | 0 | 0 | 0 | 0 | 0 | 0 | 0 | 0 | 0 | 0 | 0 | 47800.3495 | 12294.185 | 0 | 0
| KYM003-15421938 | 452 | KYM003 | KYM | 0 | 0 | 0.002321 | 0.0023555 | 0.0023814 | 0.0023727 | 0.0023814 | 0.0024202 | 0.0024763 | 0.0024633 | 0.0024633 | 0.0024633 | 0.0024633 | 0.0024633 | 0.0024633 | 0.0024633 | 0.0024633 | 0.0024633 | 0.0024633 | 0.0024633 | 0.0024633 | 0.0024633 | 6.2094 | 6.2471 | 6.2847 | 6.3223 | 6.3599 | 6.4122 | 6.4645 | 6.5167 | 6.569 | 6.6213 | 6.6736 | 6.7258 | 6.7781 | 6.8304 | 6.8827 | 6.9349 | 6.9872 | 7.0395 | 7.0917 | 7.144 | 0.41794 | 0.42673 | 0.43402 | 0.43503 | 0.43921 | 0.45004 | 0.46423 | 0.46553 | 0.46927 | 0.473 | 0.47674 | 0.48047 | 0.48421 | 0.48794 | 0.49167 | 0.49541 | 0.49914 | 0.50288 | 0.50661 | 0.51034 | 47800.3495 | 12294.185 | 321455.5111 | 82677.9213
| KYM003-155504708 | 14 | KYM003 | KYM | 0 | 0 | 0.002321 | 0.0023555 | 0.0023814 | 0.0023727 | 0.0023814 | 0.0024202 | 0.0024763 | 0.0024633 | 0.0024633 | 0.0024633 | 0.0024633 | 0.0024633 | 0.0024633 | 0.0024633 | 0.0024633 | 0.0024633 | 0.0024633 | 0.0024633 | 0.0024633 | 0.0024633 | 0.046156 | 0.046461 | 0.046765 | 0.04707 | 0.047375 | 0.047814 | 0.048252 | 0.048691 | 0.049129 | 0.049568 | 0.050007 | 0.050445 | 0.050884 | 0.051323 | 0.051761 | 0.0522 | 0.052639 | 0.053077 | 0.053516 | 0.053955 | 0.0031067 | 0.0031737 | 0.0032296 | 0.0032389 | 0.0032717 | 0.0033558 | 0.0034651 | 0.0034783 | 0.0035096 | 0.003541 | 0.0035723 | 0.0036037 | 0.003635 | 0.0036663 | 0.0036977 | 0.003729 | 0.0037603 | 0.0037917 | 0.003823 | 0.0038543 | 47800.3495 | 12294.185 | 2405.9697 | 618.8121
| KYM003-163531836 | 14 | KYM003 | KYM | 0 | 0 | 0.002321 | 0.0023555 | 0.0023814 | 0.0023727 | 0.0023814 | 0.0024202 | 0.0024763 | 0.0024633 | 0.0024633 | 0.0024633 | 0.0024633 | 0.0024633 | 0.0024633 | 0.0024633 | 0.0024633 | 0.0024633 | 0.0024633 | 0.0024633 | 0.0024633 | 0.0024633 | 0.0049822 | 0.0050132 | 0.0050443 | 0.0050753 | 0.0051064 | 0.0051683 | 0.0052303 | 0.0052922 | 0.0053541 | 0.0054161 | 0.005478 | 0.0055399 | 0.0056018 | 0.0056638 | 0.0057257 | 0.0057876 | 0.0058496 | 0.0059115 | 0.0059734 | 0.0060354 | 0.00033534 | 0.00034245 | 0.00034836 | 0.00034923 | 0.00035265 | 0.00036274 | 0.00037559 | 0.00037806 | 0.00038248 | 0.0003869 | 0.00039133 | 0.00039575 | 0.00040018 | 0.0004046 | 0.00040902 | 0.00041345 | 0.00041787 | 0.0004223 | 0.00042672 | 0.00043114 | 47800.3495 | 12294.185 | 263.0201 | 67.6484
| KYM003-24602826 | 330 | KYM003 | KYM | 0 | 0 | 0.002321 | 0.0023555 | 0.0023814 | 0.0023727 | 0.0023814 | 0.0024202 | 0.0024763 | 0.0024633 | 0.0024633 | 0.0024633 | 0.0024633 | 0.0024633 | 0.0024633 | 0.0024633 | 0.0024633 | 0.0024633 | 0.0024633 | 0.0024633 | 0.0024633 | 0.0024633 | 3.9436 | 3.963 | 3.9825 | 4.0019 | 4.0214 | 4.0557 | 4.09 | 4.1244 | 4.1587 | 4.1931 | 4.2274 | 4.2617 | 4.2961 | 4.3304 | 4.3647 | 4.3991 | 4.4334 | 4.4678 | 4.5021 | 4.5364 | 0.26544 | 0.27071 | 0.27503 | 0.27537 | 0.27771 | 0.28465 | 0.29371 | 0.29463 | 0.29708 | 0.29954 | 0.30199 | 0.30444 | 0.3069 | 0.30935 | 0.3118 | 0.31426 | 0.31671 | 0.31916 | 0.32162 | 0.32407 | 47800.3495 | 12294.185 | 203708.7399 | 52393.6115
| KYM004-15422136 | 315 | KYM004 | KYM | 0 | 0 | 0.0017866 | 0.0018194 | 0.0018423 | 0.0018357 | 0.0018423 | 0.0018783 | 0.0019175 | 0.0019143 | 0.0019143 | 0.0019143 | 0.0019143 | 0.0019143 | 0.0019143 | 0.0019143 | 0.0019143 | 0.0019143 | 0.0019143 | 0.0019143 | 0.0019143 | 0.0019143 | 2.6636 | 2.6795 | 2.6954 | 2.7113 | 2.7271 | 2.7393 | 2.7515 | 2.7636 | 2.7758 | 2.7879 | 2.8001 | 2.8123 | 2.8244 | 2.8366 | 2.8487 | 2.8609 | 2.8731 | 2.8852 | 2.8974 | 2.9096 | 0.13801 | 0.14138 | 0.144 | 0.14434 | 0.1457 | 0.14921 | 0.153 | 0.15342 | 0.15409 | 0.15477 | 0.15544 | 0.15612 | 0.15679 | 0.15747 | 0.15814 | 0.15882 | 0.1595 | 0.16017 | 0.16085 | 0.16152 | 47800.3495 | 12294.185 | 104935.179 | 26989.1857
| KYM004-24596780 | 314 | KYM004 | KYM | 0 | 0 | 0.0017866 | 0.0018194 | 0.0018423 | 0.0018357 | 0.0018423 | 0.0018783 | 0.0019175 | 0.0019143 | 0.0019143 | 0.0019143 | 0.0019143 | 0.0019143 | 0.0019143 | 0.0019143 | 0.0019143 | 0.0019143 | 0.0019143 | 0.0019143 | 0.0019143 | 0.0019143 | 1.3715 | 1.379 | 1.3864 | 1.3938 | 1.4013 | 1.411 | 1.4207 | 1.4304 | 1.4401 | 1.4498 | 1.4595 | 1.4692 | 1.479 | 1.4887 | 1.4984 | 1.5081 | 1.5178 | 1.5275 | 1.5372 | 1.5469 | 0.071063 | 0.072757 | 0.07407 | 0.074202 | 0.074864 | 0.076856 | 0.079003 | 0.079407 | 0.079946 | 0.080485 | 0.081024 | 0.081563 | 0.082103 | 0.082642 | 0.083181 | 0.08372 | 0.084259 | 0.084798 | 0.085337 | 0.085876 | 47800.3495 | 12294.185 | 54602.6087 | 14043.7169
| KYM004-24596836 | 143 | KYM004 | KYM | 0 | 0 | 0.0017866 | 0.0018194 | 0.0018423 | 0.0018357 | 0.0018423 | 0.0018783 | 0.0019175 | 0.0019143 | 0.0019143 | 0.0019143 | 0.0019143 | 0.0019143 | 0.0019143 | 0.0019143 | 0.0019143 | 0.0019143 | 0.0019143 | 0.0019143 | 0.0019143 | 0.0019143 | 2.0932 | 2.1058 | 2.1183 | 2.1308 | 2.1434 | 2.1553 | 2.1673 | 2.1793 | 2.1912 | 2.2032 | 2.2152 | 2.2271 | 2.2391 | 2.2511 | 2.263 | 2.275 | 2.2869 | 2.2989 | 2.3109 | 2.3228 | 0.10846 | 0.1111 | 0.11317 | 0.11344 | 0.11451 | 0.1174 | 0.12052 | 0.12098 | 0.12164 | 0.12231 | 0.12297 | 0.12364 | 0.1243 | 0.12496 | 0.12563 | 0.12629 | 0.12696 | 0.12762 | 0.12829 | 0.12895 | 47800.3495 | 12294.185 | 82935.5652 | 21330.9148
| KYM005-15421849 | 94 | KYM005 | KYM | 0 | 0 | 0.0013776 | 0.0013825 | 0.001385 | 0.0013776 | 0.0013727 | 0.0013752 | 0.0013801 | 0.0013801 | 0.0013801 | 0.0013801 | 0.0013801 | 0.0013801 | 0.0013801 | 0.0013801 | 0.0013801 | 0.0013801 | 0.0013801 | 0.0013801 | 0.0013801 | 0.0013801 | 0 | 0 | 0 | 0 | 0 | 0 | 0 | 0 | 0 | 0 | 0 | 0 | 0 | 0 | 0 | 0 | 0 | 0 | 0 | 0 | 0 | 0 | 0 | 0 | 0 | 0 | 0 | 0 | 0 | 0 | 0 | 0 | 0 | 0 | 0 | 0 | 0 | 0 | 0 | 0 | 47800.3495 | 12294.185 | 0 | 0
| KYM006-15422186 | 0 | KYM006 | KYM | 0 | 0 | 0.0069093 | 0.0068987 | 0.0068987 | 0.0068671 | 0.006846 | 0.0068671 | 0.0069198 | 0.0068882 | 0.0068882 | 0.0068882 | 0.0068882 | 0.0068882 | 0.0068882 | 0.0068882 | 0.0068882 | 0.0068882 | 0.0068882 | 0.0068882 | 0.0068882 | 0.0068882 | 0 | 0 | 0 | 0 | 0 | 0 | 0 | 0 | 0 | 0 | 0 | 0 | 0 | 0 | 0 | 0 | 0 | 0 | 0 | 0 | 0 | 0 | 0 | 0 | 0 | 0 | 0 | 0 | 0 | 0 | 0 | 0 | 0 | 0 | 0 | 0 | 0 | 0 | 0 | 0 | 47800.3495 | 12294.185 | 0 | 0
| KYM006-15422212 | 364 | KYM006 | KYM | 0 | 0 | 0.0069093 | 0.0068987 | 0.0068987 | 0.0068671 | 0.006846 | 0.0068671 | 0.0069198 | 0.0068882 | 0.0068882 | 0.0068882 | 0.0068882 | 0.0068882 | 0.0068882 | 0.0068882 | 0.0068882 | 0.0068882 | 0.0068882 | 0.0068882 | 0.0068882 | 0.0068882 | 1.0713 | 1.079 | 1.0866 | 1.0943 | 1.1019 | 1.1118 | 1.1216 | 1.1315 | 1.1414 | 1.1512 | 1.1611 | 1.1709 | 1.1808 | 1.1906 | 1.2005 | 1.2104 | 1.2202 | 1.2301 | 1.2399 | 1.2498 | 0.21467 | 0.21587 | 0.2174 | 0.21792 | 0.21877 | 0.22141 | 0.22508 | 0.22602 | 0.22799 | 0.22996 | 0.23193 | 0.2339 | 0.23587 | 0.23784 | 0.23981 | 0.24178 | 0.24375 | 0.24572 | 0.24769 | 0.24965 | 47800.3495 | 12294.185 | 158263.6102 | 40705.1858
| LV001-15406542 | 0 | LV001 | LV | 0 | 0 | 0.00081919 | 0.00083157 | 0.00084305 | 0.00085277 | 0.00085808 | 0.00087222 | 0.00088901 | 0.00090226 | 0.00090226 | 0.00090226 | 0.00090226 | 0.00090226 | 0.00090226 | 0.00090226 | 0.00090226 | 0.00090226 | 0.00090226 | 0.00090226 | 0.00090226 | 0.00090226 | 0 | 0 | 0 | 0 | 0 | 0 | 0 | 0 | 0 | 0 | 0 | 0 | 0 | 0 | 0 | 0 | 0 | 0 | 0 | 0 | 0 | 0 | 0 | 0 | 0 | 0 | 0 | 0 | 0 | 0 | 0 | 0 | 0 | 0 | 0 | 0 | 0 | 0 | 0 | 0 | 39298.3448 | 12167.8991 | 0 | 0
| LV001-15406555 | 150 | LV001 | LV | 0 | 0 | 0.00081919 | 0.00083157 | 0.00084305 | 0.00085277 | 0.00085808 | 0.00087222 | 0.00088901 | 0.00090226 | 0.00090226 | 0.00090226 | 0.00090226 | 0.00090226 | 0.00090226 | 0.00090226 | 0.00090226 | 0.00090226 | 0.00090226 | 0.00090226 | 0.00090226 | 0.00090226 | 0 | 0 | 0 | 0 | 0 | 0 | 0 | 0 | 0 | 0 | 0 | 0 | 0 | 0 | 0 | 0 | 0 | 0 | 0 | 0 | 0 | 0 | 0 | 0 | 0 | 0 | 0 | 0 | 0 | 0 | 0 | 0 | 0 | 0 | 0 | 0 | 0 | 0 | 0 | 0 | 39298.3448 | 12167.8991 | 0 | 0
| LV001-24613045 | 98 | LV001 | LV | 0 | 0 | 0.00081919 | 0.00083157 | 0.00084305 | 0.00085277 | 0.00085808 | 0.00087222 | 0.00088901 | 0.00090226 | 0.00090226 | 0.00090226 | 0.00090226 | 0.00090226 | 0.00090226 | 0.00090226 | 0.00090226 | 0.00090226 | 0.00090226 | 0.00090226 | 0.00090226 | 0.00090226 | 0 | 0 | 0 | 0 | 0 | 0 | 0 | 0 | 0 | 0 | 0 | 0 | 0 | 0 | 0 | 0 | 0 | 0 | 0 | 0 | 0 | 0 | 0 | 0 | 0 | 0 | 0 | 0 | 0 | 0 | 0 | 0 | 0 | 0 | 0 | 0 | 0 | 0 | 0 | 0 | 39298.3448 | 12167.8991 | 0 | 0
| LV002-15406265 | 157 | LV002 | LV | 0 | 0 | 0.0011915 | 0.0012212 | 0.0012448 | 0.0012623 | 0.0012828 | 0.001314 | 0.0013521 | 0.0013726 | 0.0013726 | 0.0013726 | 0.0013726 | 0.0013726 | 0.0013726 | 0.0013726 | 0.0013726 | 0.0013726 | 0.0013726 | 0.0013726 | 0.0013726 | 0.0013726 | 1.0447 | 1.053 | 1.0614 | 1.0697 | 1.078 | 1.0831 | 1.0882 | 1.0933 | 1.0983 | 1.1034 | 1.1085 | 1.1135 | 1.1186 | 1.1237 | 1.1288 | 1.1338 | 1.1389 | 1.144 | 1.1491 | 1.1541 | 0.036098 | 0.037292 | 0.038313 | 0.039157 | 0.040104 | 0.041273 | 0.042667 | 0.043517 | 0.043719 | 0.043921 | 0.044123 | 0.044325 | 0.044527 | 0.044729 | 0.044931 | 0.045133 | 0.045335 | 0.045537 | 0.045738 | 0.04594 | 39298.3448 | 12167.8991 | 24014.889 | 7435.7011
| LV003-15406616 | 95 | LV003 | LV | 0 | 0 | 0.00081755 | 0.00085227 | 0.00088279 | 0.00091014 | 0.00094171 | 0.00097433 | 0.0010101 | 0.0010375 | 0.0010375 | 0.0010375 | 0.0010375 | 0.0010375 | 0.0010375 | 0.0010375 | 0.0010375 | 0.0010375 | 0.0010375 | 0.0010375 | 0.0010375 | 0.0010375 | 2.872 | 2.8945 | 2.9171 | 2.9397 | 2.9622 | 2.9705 | 2.9787 | 2.9869 | 2.9952 | 3.0034 | 3.0116 | 3.0198 | 3.0281 | 3.0363 | 3.0445 | 3.0528 | 3.061 | 3.0692 | 3.0774 | 3.0857 | 0.068091 | 0.071541 | 0.07468 | 0.07759 | 0.080897 | 0.083932 | 0.087255 | 0.089865 | 0.090113 | 0.090361 | 0.090608 | 0.090856 | 0.091103 | 0.091351 | 0.091598 | 0.091846 | 0.092094 | 0.092341 | 0.092589 | 0.092836 | 39298.3448 | 12167.8991 | 48428.0951 | 14994.7327
| LV004-15406315 | 159 | LV004 | LV | 0 | 0 | 0.0013076 | 0.0013463 | 0.0013801 | 0.0014106 | 0.0014427 | 0.0014855 | 0.0015275 | 0.0015654 | 0.0015654 | 0.0015654 | 0.0015654 | 0.0015654 | 0.0015654 | 0.0015654 | 0.0015654 | 0.0015654 | 0.0015654 | 0.0015654 | 0.0015654 | 0.0015654 | 0 | 0 | 0 | 0 | 0 | 0 | 0 | 0 | 0 | 0 | 0 | 0 | 0 | 0 | 0 | 0 | 0 | 0 | 0 | 0 | 0 | 0 | 0 | 0 | 0 | 0 | 0 | 0 | 0 | 0 | 0 | 0 | 0 | 0 | 0 | 0 | 0 | 0 | 0 | 0 | 39298.3448 | 12167.8991 | 0 | 0
| LV004-24612407 | 124 | LV004 | LV | 0 | 0 | 0.0013076 | 0.0013463 | 0.0013801 | 0.0014106 | 0.0014427 | 0.0014855 | 0.0015275 | 0.0015654 | 0.0015654 | 0.0015654 | 0.0015654 | 0.0015654 | 0.0015654 | 0.0015654 | 0.0015654 | 0.0015654 | 0.0015654 | 0.0015654 | 0.0015654 | 0.0015654 | 0 | 0 | 0 | 0 | 0 | 0 | 0 | 0 | 0 | 0 | 0 | 0 | 0 | 0 | 0 | 0 | 0 | 0 | 0 | 0 | 0 | 0 | 0 | 0 | 0 | 0 | 0 | 0 | 0 | 0 | 0 | 0 | 0 | 0 | 0 | 0 | 0 | 0 | 0 | 0 | 39298.3448 | 12167.8991 | 0 | 0
| LV005-15406664 | 4 | LV005 | LV | 0 | 0 | 0.0044006 | 0.0045694 | 0.0047325 | 0.004867 | 0.0049986 | 0.0051788 | 0.0053763 | 0.0055279 | 0.0055279 | 0.0055279 | 0.0055279 | 0.0055279 | 0.0055279 | 0.0055279 | 0.0055279 | 0.0055279 | 0.0055279 | 0.0055279 | 0.0055279 | 0.0055279 | 0 | 0 | 0 | 0 | 0 | 0 | 0 | 0 | 0 | 0 | 0 | 0 | 0 | 0 | 0 | 0 | 0 | 0 | 0 | 0 | 0 | 0 | 0 | 0 | 0 | 0 | 0 | 0 | 0 | 0 | 0 | 0 | 0 | 0 | 0 | 0 | 0 | 0 | 0 | 0 | 39298.3448 | 12167.8991 | 0 | 0
| LV005-15406790 | 6 | LV005 | LV | 0 | 0 | 0.0044006 | 0.0045694 | 0.0047325 | 0.004867 | 0.0049986 | 0.0051788 | 0.0053763 | 0.0055279 | 0.0055279 | 0.0055279 | 0.0055279 | 0.0055279 | 0.0055279 | 0.0055279 | 0.0055279 | 0.0055279 | 0.0055279 | 0.0055279 | 0.0055279 | 0.0055279 | 0 | 0 | 0 | 0 | 0 | 0 | 0 | 0 | 0 | 0 | 0 | 0 | 0 | 0 | 0 | 0 | 0 | 0 | 0 | 0 | 0 | 0 | 0 | 0 | 0 | 0 | 0 | 0 | 0 | 0 | 0 | 0 | 0 | 0 | 0 | 0 | 0 | 0 | 0 | 0 | 39298.3448 | 12167.8991 | 0 | 0
| LV006-15406376 | 371 | LV006 | LV | 0 | 0 | 0.00053131 | 0.0005527 | 0.00057153 | 0.00058693 | 0.00060233 | 0.00062286 | 0.00064511 | 0.00066136 | 0.00066136 | 0.00066136 | 0.00066136 | 0.00066136 | 0.00066136 | 0.00066136 | 0.00066136 | 0.00066136 | 0.00066136 | 0.00066136 | 0.00066136 | 0.00066136 | 188.8733 | 190.6241 | 192.3748 | 194.1255 | 195.8763 | 195.7902 | 195.7041 | 195.618 | 195.532 | 195.4459 | 195.3598 | 195.2737 | 195.1876 | 195.1016 | 195.0155 | 194.9294 | 194.8433 | 194.7572 | 194.6712 | 194.5851 | 2.9102 | 3.0554 | 3.1885 | 3.3042 | 3.4215 | 3.5366 | 3.6612 | 3.7519 | 3.7502 | 3.7486 | 3.7469 | 3.7453 | 3.7436 | 3.742 | 3.7403 | 3.7386 | 3.737 | 3.7353 | 3.7337 | 3.732 | 39298.3448 | 12167.8991 | 2013517.4835 | 623442.9917
| LV006-160301671 | 104 | LV006 | LV | 0 | 0 | 0.00053131 | 0.0005527 | 0.00057153 | 0.00058693 | 0.00060233 | 0.00062286 | 0.00064511 | 0.00066136 | 0.00066136 | 0.00066136 | 0.00066136 | 0.00066136 | 0.00066136 | 0.00066136 | 0.00066136 | 0.00066136 | 0.00066136 | 0.00066136 | 0.00066136 | 0.00066136 | 0 | 0 | 0 | 0 | 0 | 0 | 0 | 0 | 0 | 0 | 0 | 0 | 0 | 0 | 0 | 0 | 0 | 0 | 0 | 0 | 0 | 0 | 0 | 0 | 0 | 0 | 0 | 0 | 0 | 0 | 0 | 0 | 0 | 0 | 0 | 0 | 0 | 0 | 0 | 0 | 39298.3448 | 12167.8991 | 0 | 0
| LV007-15406690 | 75 | LV007 | LV | 0 | 0 | 0.0014793 | 0.0015499 | 0.0016161 | 0.0016779 | 0.0017398 | 0.0018319 | 0.0019082 | 0.0019658 | 0.0019658 | 0.0019658 | 0.0019658 | 0.0019658 | 0.0019658 | 0.0019658 | 0.0019658 | 0.0019658 | 0.0019658 | 0.0019658 | 0.0019658 | 0.0019658 | 1.0054 | 1.0134 | 1.0214 | 1.0294 | 1.0375 | 1.0423 | 1.0472 | 1.0521 | 1.057 | 1.0619 | 1.0668 | 1.0716 | 1.0765 | 1.0814 | 1.0863 | 1.0912 | 1.096 | 1.1009 | 1.1058 | 1.1107 | 0.043132 | 0.045548 | 0.04787 | 0.050093 | 0.052345 | 0.055375 | 0.057951 | 0.059977 | 0.060256 | 0.060534 | 0.060812 | 0.061091 | 0.061369 | 0.061647 | 0.061925 | 0.062204 | 0.062482 | 0.06276 | 0.063039 | 0.063317 | 39298.3448 | 12167.8991 | 32136.8265 | 9950.4869
| LV008-15406413 | 68 | LV008 | LV | 0 | 0 | 0.0019847 | 0.0020296 | 0.0020693 | 0.0020945 | 0.0021236 | 0.0021633 | 0.0022162 | 0.0022546 | 0.0022546 | 0.0022546 | 0.0022546 | 0.0022546 | 0.0022546 | 0.0022546 | 0.0022546 | 0.0022546 | 0.0022546 | 0.0022546 | 0.0022546 | 0.0022546 | 0 | 0 | 0 | 0 | 0 | 0 | 0 | 0 | 0 | 0 | 0 | 0 | 0 | 0 | 0 | 0 | 0 | 0 | 0 | 0 | 0 | 0 | 0 | 0 | 0 | 0 | 0 | 0 | 0 | 0 | 0 | 0 | 0 | 0 | 0 | 0 | 0 | 0 | 0 | 0 | 39298.3448 | 12167.8991 | 0 | 0
| LV008-24612803 | 43 | LV008 | LV | 0 | 0 | 0.0019847 | 0.0020296 | 0.0020693 | 0.0020945 | 0.0021236 | 0.0021633 | 0.0022162 | 0.0022546 | 0.0022546 | 0.0022546 | 0.0022546 | 0.0022546 | 0.0022546 | 0.0022546 | 0.0022546 | 0.0022546 | 0.0022546 | 0.0022546 | 0.0022546 | 0.0022546 | 0.025564 | 0.025864 | 0.026164 | 0.026465 | 0.026765 | 0.026731 | 0.026696 | 0.026662 | 0.026628 | 0.026593 | 0.026559 | 0.026525 | 0.02649 | 0.026456 | 0.026422 | 0.026387 | 0.026353 | 0.026319 | 0.026285 | 0.02625 | 0.0014713 | 0.0015223 | 0.0015701 | 0.0016075 | 0.0016483 | 0.0016769 | 0.0017158 | 0.0017432 | 0.001741 | 0.0017387 | 0.0017365 | 0.0017342 | 0.001732 | 0.0017298 | 0.0017275 | 0.0017253 | 0.001723 | 0.0017208 | 0.0017185 | 0.0017163 | 39298.3448 | 12167.8991 | 950.5809 | 294.3272
| LV008-24612817 | 47 | LV008 | LV | 0 | 0 | 0.0019847 | 0.0020296 | 0.0020693 | 0.0020945 | 0.0021236 | 0.0021633 | 0.0022162 | 0.0022546 | 0.0022546 | 0.0022546 | 0.0022546 | 0.0022546 | 0.0022546 | 0.0022546 | 0.0022546 | 0.0022546 | 0.0022546 | 0.0022546 | 0.0022546 | 0.0022546 | 0.0099925 | 0.010055 | 0.010117 | 0.010179 | 0.010242 | 0.01028 | 0.010318 | 0.010356 | 0.010394 | 0.010432 | 0.01047 | 0.010508 | 0.010546 | 0.010584 | 0.010622 | 0.01066 | 0.010698 | 0.010736 | 0.010774 | 0.010812 | 0.00057512 | 0.00059182 | 0.00060713 | 0.00061829 | 0.00063072 | 0.00064489 | 0.00066312 | 0.00067709 | 0.00067957 | 0.00068206 | 0.00068455 | 0.00068704 | 0.00068953 | 0.00069202 | 0.0006945 | 0.00069699 | 0.00069948 | 0.00070197 | 0.00070446 | 0.00070695 | 39298.3448 | 12167.8991 | 374.4374 | 115.9366
| LV009-15406766 | 138 | LV009 | LV | 0 | 0 | 0.0011024 | 0.0010995 | 0.0010952 | 0.0010824 | 0.0010723 | 0.0010666 | 0.0010681 | 0.0010595 | 0.0010595 | 0.0010595 | 0.0010595 | 0.0010595 | 0.0010595 | 0.0010595 | 0.0010595 | 0.0010595 | 0.0010595 | 0.0010595 | 0.0010595 | 0.0010595 | 0 | 0 | 0 | 0 | 0 | 0 | 0 | 0 | 0 | 0 | 0 | 0 | 0 | 0 | 0 | 0 | 0 | 0 | 0 | 0 | 0 | 0 | 0 | 0 | 0 | 0 | 0 | 0 | 0 | 0 | 0 | 0 | 0 | 0 | 0 | 0 | 0 | 0 | 0 | 0 | 39298.3448 | 12167.8991 | 0 | 0
| LV009-155428316 | 194 | LV009 | LV | 0 | 0 | 0.0011024 | 0.0010995 | 0.0010952 | 0.0010824 | 0.0010723 | 0.0010666 | 0.0010681 | 0.0010595 | 0.0010595 | 0.0010595 | 0.0010595 | 0.0010595 | 0.0010595 | 0.0010595 | 0.0010595 | 0.0010595 | 0.0010595 | 0.0010595 | 0.0010595 | 0.0010595 | 0 | 0 | 0 | 0 | 0 | 0 | 0 | 0 | 0 | 0 | 0 | 0 | 0 | 0 | 0 | 0 | 0 | 0 | 0 | 0 | 0 | 0 | 0 | 0 | 0 | 0 | 0 | 0 | 0 | 0 | 0 | 0 | 0 | 0 | 0 | 0 | 0 | 0 | 0 | 0 | 39298.3448 | 12167.8991 | 0 | 0
| LV009-24611519 | 52 | LV009 | LV | 0 | 0 | 0.0011024 | 0.0010995 | 0.0010952 | 0.0010824 | 0.0010723 | 0.0010666 | 0.0010681 | 0.0010595 | 0.0010595 | 0.0010595 | 0.0010595 | 0.0010595 | 0.0010595 | 0.0010595 | 0.0010595 | 0.0010595 | 0.0010595 | 0.0010595 | 0.0010595 | 0.0010595 | 0 | 0 | 0 | 0 | 0 | 0 | 0 | 0 | 0 | 0 | 0 | 0 | 0 | 0 | 0 | 0 | 0 | 0 | 0 | 0 | 0 | 0 | 0 | 0 | 0 | 0 | 0 | 0 | 0 | 0 | 0 | 0 | 0 | 0 | 0 | 0 | 0 | 0 | 0 | 0 | 39298.3448 | 12167.8991 | 0 | 0
| LV010-15437621 | 21 | LV010 | LV | 0 | 0 | 0.0012641 | 0.0012753 | 0.0012808 | 0.0012864 | 0.0012956 | 0.0013049 | 0.0013234 | 0.001329 | 0.001329 | 0.001329 | 0.001329 | 0.001329 | 0.001329 | 0.001329 | 0.001329 | 0.001329 | 0.001329 | 0.001329 | 0.001329 | 0.001329 | 0.020837 | 0.021004 | 0.02117 | 0.021337 | 0.021503 | 0.021604 | 0.021705 | 0.021807 | 0.021908 | 0.022009 | 0.02211 | 0.022211 | 0.022312 | 0.022414 | 0.022515 | 0.022616 | 0.022717 | 0.022818 | 0.02292 | 0.023021 | 0.00076388 | 0.00077676 | 0.00078633 | 0.00079596 | 0.00080795 | 0.00081756 | 0.00083305 | 0.00084045 | 0.00084435 | 0.00084825 | 0.00085215 | 0.00085605 | 0.00085995 | 0.00086385 | 0.00086775 | 0.00087165 | 0.00087555 | 0.00087945 | 0.00088335 | 0.00088725 | 39298.3448 | 12167.8991 | 473.6179 | 146.6457
| LVN021-15436461 | 74 | LVN021 | LVN | 0 | 0 | 0.18981 | 0.20019 | 0.20962 | 0.21774 | 0.22623 | 0.23585 | 0.24585 | 0.25321 | 0.25321 | 0.25321 | 0.25321 | 0.25321 | 0.25321 | 0.25321 | 0.25321 | 0.25321 | 0.25321 | 0.25321 | 0.25321 | 0.25321 | 0.00066029 | 0.00066747 | 0.00067464 | 0.00068182 | 0.000689 | 0.00068847 | 0.00068794 | 0.00068741 | 0.00068688 | 0.00068635 | 0.00068582 | 0.00068529 | 0.00068476 | 0.00068423 | 0.0006837 | 0.00068317 | 0.00068264 | 0.00068211 | 0.00068158 | 0.00068105 | 0.0036346 | 0.003875 | 0.0041012 | 0.0043053 | 0.0045202 | 0.0047089 | 0.0049048 | 0.0050477 | 0.0050438 | 0.0050399 | 0.005036 | 0.0050321 | 0.0050282 | 0.0050243 | 0.0050204 | 0.0050165 | 0.0050126 | 0.0050087 | 0.0050049 | 0.005001 | 54508.9897 | 11561.6806 | 3702.8658 | 785.3998
| LVN022-131932324 | 166 | LVN022 | LVN | 0 | 0 | 0.0015258 | 0.0015522 | 0.0015744 | 0.0015882 | 0.0016062 | 0.0016358 | 0.001676 | 0.0016908 | 0.0016908 | 0.0016908 | 0.0016908 | 0.0016908 | 0.0016908 | 0.0016908 | 0.0016908 | 0.0016908 | 0.0016908 | 0.0016908 | 0.0016908 | 0.0016908 | 0.067567 | 0.068297 | 0.069026 | 0.069756 | 0.070485 | 0.070115 | 0.069745 | 0.069375 | 0.069005 | 0.068635 | 0.068265 | 0.067895 | 0.067525 | 0.067155 | 0.066785 | 0.066415 | 0.066045 | 0.065675 | 0.065305 | 0.064935 | 0.0029897 | 0.0030743 | 0.0031516 | 0.0032128 | 0.0032831 | 0.0033261 | 0.0033899 | 0.0034017 | 0.0033836 | 0.0033654 | 0.0033473 | 0.0033292 | 0.003311 | 0.0032929 | 0.0032747 | 0.0032566 | 0.0032384 | 0.0032203 | 0.0032022 | 0.003184 | 54508.9897 | 11561.6806 | 2565.953 | 544.2539
| LVN022-15436485 | 201 | LVN022 | LVN | 0 | 0 | 0.0015258 | 0.0015522 | 0.0015744 | 0.0015882 | 0.0016062 | 0.0016358 | 0.001676 | 0.0016908 | 0.0016908 | 0.0016908 | 0.0016908 | 0.0016908 | 0.0016908 | 0.0016908 | 0.0016908 | 0.0016908 | 0.0016908 | 0.0016908 | 0.0016908 | 0.0016908 | 0.43606 | 0.44118 | 0.4463 | 0.45141 | 0.45653 | 0.45594 | 0.45535 | 0.45476 | 0.45417 | 0.45358 | 0.45299 | 0.4524 | 0.45181 | 0.45121 | 0.45062 | 0.45003 | 0.44944 | 0.44885 | 0.44826 | 0.44767 | 0.019294 | 0.019859 | 0.020377 | 0.020791 | 0.021265 | 0.021629 | 0.022132 | 0.022299 | 0.02227 | 0.022241 | 0.022212 | 0.022183 | 0.022154 | 0.022125 | 0.022096 | 0.022067 | 0.022038 | 0.022009 | 0.02198 | 0.021951 | 54508.9897 | 11561.6806 | 16960.8231 | 3597.4913
| LVN022-155325443 | 120 | LVN022 | LVN | 0 | 0 | 0.0015258 | 0.0015522 | 0.0015744 | 0.0015882 | 0.0016062 | 0.0016358 | 0.001676 | 0.0016908 | 0.0016908 | 0.0016908 | 0.0016908 | 0.0016908 | 0.0016908 | 0.0016908 | 0.0016908 | 0.0016908 | 0.0016908 | 0.0016908 | 0.0016908 | 0.0016908 | 0 | 0 | 0 | 0 | 0 | 0 | 0 | 0 | 0 | 0 | 0 | 0 | 0 | 0 | 0 | 0 | 0 | 0 | 0 | 0 | 0 | 0 | 0 | 0 | 0 | 0 | 0 | 0 | 0 | 0 | 0 | 0 | 0 | 0 | 0 | 0 | 0 | 0 | 0 | 0 | 54508.9897 | 11561.6806 | 0 | 0
| LVN023-15436448 | 79 | LVN023 | LVN | 0 | 0 | 0.044305 | 0.045695 | 0.04702 | 0.048146 | 0.049272 | 0.050596 | 0.05202 | 0.053146 | 0.053146 | 0.053146 | 0.053146 | 0.053146 | 0.053146 | 0.053146 | 0.053146 | 0.053146 | 0.053146 | 0.053146 | 0.053146 | 0.053146 | 0 | 0 | 0 | 0 | 0 | 0 | 0 | 0 | 0 | 0 | 0 | 0 | 0 | 0 | 0 | 0 | 0 | 0 | 0 | 0 | 0 | 0 | 0 | 0 | 0 | 0 | 0 | 0 | 0 | 0 | 0 | 0 | 0 | 0 | 0 | 0 | 0 | 0 | 0 | 0 | 54508.9897 | 11561.6806 | 0 | 0
| LVN024-15436435 | 28 | LVN024 | LVN | 0 | 0 | 0.11093 | 0.1175 | 0.12389 | 0.12963 | 0.13509 | 0.14093 | 0.14713 | 0.15278 | 0.15278 | 0.15278 | 0.15278 | 0.15278 | 0.15278 | 0.15278 | 0.15278 | 0.15278 | 0.15278 | 0.15278 | 0.15278 | 0.15278 | 0.0042597 | 0.0043058 | 0.0043519 | 0.0043981 | 0.0044442 | 0.0044418 | 0.0044393 | 0.0044369 | 0.0044345 | 0.004432 | 0.0044296 | 0.0044272 | 0.0044248 | 0.0044223 | 0.0044199 | 0.0044175 | 0.004415 | 0.0044126 | 0.0044102 | 0.0044078 | 0.013703 | 0.014672 | 0.015636 | 0.016533 | 0.017411 | 0.018153 | 0.018942 | 0.019658 | 0.019647 | 0.019636 | 0.019626 | 0.019615 | 0.019604 | 0.019593 | 0.019583 | 0.019572 | 0.019561 | 0.01955 | 0.01954 | 0.019529 | 54508.9897 | 11561.6806 | 14333.2266 | 3040.1625
| LVN031-15432398 | 48 | LVN031 | LVN | 0 | 0 | 0.26739 | 0.27275 | 0.27783 | 0.28261 | 0.28725 | 0.29203 | 0.2971 | 0.30203 | 0.30203 | 0.30203 | 0.30203 | 0.30203 | 0.30203 | 0.30203 | 0.30203 | 0.30203 | 0.30203 | 0.30203 | 0.30203 | 0.30203 | 0 | 0 | 0 | 0 | 0 | 0 | 0 | 0 | 0 | 0 | 0 | 0 | 0 | 0 | 0 | 0 | 0 | 0 | 0 | 0 | 0 | 0 | 0 | 0 | 0 | 0 | 0 | 0 | 0 | 0 | 0 | 0 | 0 | 0 | 0 | 0 | 0 | 0 | 0 | 0 | 54508.9897 | 11561.6806 | 0 | 0
| LVN032-15432411 | 188 | LVN032 | LVN | 0 | 0 | 0.032782 | 0.03371 | 0.034617 | 0.035423 | 0.03621 | 0.037036 | 0.037923 | 0.03875 | 0.03875 | 0.03875 | 0.03875 | 0.03875 | 0.03875 | 0.03875 | 0.03875 | 0.03875 | 0.03875 | 0.03875 | 0.03875 | 0.03875 | 0 | 0 | 0 | 0 | 0 | 0 | 0 | 0 | 0 | 0 | 0 | 0 | 0 | 0 | 0 | 0 | 0 | 0 | 0 | 0 | 0 | 0 | 0 | 0 | 0 | 0 | 0 | 0 | 0 | 0 | 0 | 0 | 0 | 0 | 0 | 0 | 0 | 0 | 0 | 0 | 54508.9897 | 11561.6806 | 0 | 0
| LVN033-15432424 | 158 | LVN033 | LVN | 0 | 0 | 0.041841 | 0.043206 | 0.044222 | 0.044794 | 0.045365 | 0.046698 | 0.048286 | 0.048762 | 0.048762 | 0.048762 | 0.048762 | 0.048762 | 0.048762 | 0.048762 | 0.048762 | 0.048762 | 0.048762 | 0.048762 | 0.048762 | 0.048762 | 0 | 0 | 0 | 0 | 0 | 0 | 0 | 0 | 0 | 0 | 0 | 0 | 0 | 0 | 0 | 0 | 0 | 0 | 0 | 0 | 0 | 0 | 0 | 0 | 0 | 0 | 0 | 0 | 0 | 0 | 0 | 0 | 0 | 0 | 0 | 0 | 0 | 0 | 0 | 0 | 54508.9897 | 11561.6806 | 0 | 0
| LVN034-15432437 | 136 | LVN034 | LVN | 0 | 0 | 0.04963 | 0.050926 | 0.052083 | 0.053056 | 0.054028 | 0.055231 | 0.056528 | 0.057546 | 0.057546 | 0.057546 | 0.057546 | 0.057546 | 0.057546 | 0.057546 | 0.057546 | 0.057546 | 0.057546 | 0.057546 | 0.057546 | 0.057546 | 0 | 0 | 0 | 0 | 0 | 0 | 0 | 0 | 0 | 0 | 0 | 0 | 0 | 0 | 0 | 0 | 0 | 0 | 0 | 0 | 0 | 0 | 0 | 0 | 0 | 0 | 0 | 0 | 0 | 0 | 0 | 0 | 0 | 0 | 0 | 0 | 0 | 0 | 0 | 0 | 54508.9897 | 11561.6806 | 0 | 0
| MBN012-15419426 | 38 | MBN012 | MBN | 0 | 0 | 0.0020052 | 0.0020413 | 0.0020734 | 0.0020975 | 0.0021255 | 0.0021616 | 0.0022037 | 0.0022338 | 0.0022338 | 0.0022338 | 0.0022338 | 0.0022338 | 0.0022338 | 0.0022338 | 0.0022338 | 0.0022338 | 0.0022338 | 0.0022338 | 0.0022338 | 0.0022338 | 40.9228 | 41.1687 | 41.4146 | 41.6606 | 41.9065 | 41.8939 | 41.8813 | 41.8687 | 41.8561 | 41.8434 | 41.8308 | 41.8182 | 41.8056 | 41.793 | 41.7804 | 41.7678 | 41.7552 | 41.7426 | 41.73 | 41.7174 | 2.3797 | 2.4371 | 2.4902 | 2.5341 | 2.5831 | 2.6262 | 2.6766 | 2.7123 | 2.7115 | 2.7106 | 2.7098 | 2.709 | 2.7082 | 2.7074 | 2.7066 | 2.7057 | 2.7049 | 2.7041 | 2.7033 | 2.7025 | 42126.3122 | 13557.4561 | 1601604.9103 | 515442.4196
| MBN012-15419437 | 0 | MBN012 | MBN | 0 | 0 | 0.0020052 | 0.0020413 | 0.0020734 | 0.0020975 | 0.0021255 | 0.0021616 | 0.0022037 | 0.0022338 | 0.0022338 | 0.0022338 | 0.0022338 | 0.0022338 | 0.0022338 | 0.0022338 | 0.0022338 | 0.0022338 | 0.0022338 | 0.0022338 | 0.0022338 | 0.0022338 | 0 | 0 | 0 | 0 | 0 | 0 | 0 | 0 | 0 | 0 | 0 | 0 | 0 | 0 | 0 | 0 | 0 | 0 | 0 | 0 | 0 | 0 | 0 | 0 | 0 | 0 | 0 | 0 | 0 | 0 | 0 | 0 | 0 | 0 | 0 | 0 | 0 | 0 | 0 | 0 | 42126.3122 | 13557.4561 | 0 | 0
| MBN013-15419363 | 104 | MBN013 | MBN | 0 | 0 | 0.0023205 | 0.0023492 | 0.0023722 | 0.0023779 | 0.0023837 | 0.0024124 | 0.0024526 | 0.0024584 | 0.0024584 | 0.0024584 | 0.0024584 | 0.0024584 | 0.0024584 | 0.0024584 | 0.0024584 | 0.0024584 | 0.0024584 | 0.0024584 | 0.0024584 | 0.0024584 | 1.226 | 1.2341 | 1.2422 | 1.2503 | 1.2584 | 1.2597 | 1.261 | 1.2623 | 1.2636 | 1.2649 | 1.2661 | 1.2674 | 1.2687 | 1.27 | 1.2713 | 1.2726 | 1.2739 | 1.2752 | 1.2764 | 1.2777 | 0.082506 | 0.084079 | 0.085458 | 0.086223 | 0.086991 | 0.088129 | 0.08969 | 0.089991 | 0.090083 | 0.090175 | 0.090267 | 0.090358 | 0.09045 | 0.090542 | 0.090634 | 0.090726 | 0.090817 | 0.090909 | 0.091001 | 0.091093 | 42126.3122 | 13557.4561 | 53944.0804 | 17360.7531
| MBN013-182964938 | 74 | MBN013 | MBN | 0 | 0 | 0.0023205 | 0.0023492 | 0.0023722 | 0.0023779 | 0.0023837 | 0.0024124 | 0.0024526 | 0.0024584 | 0.0024584 | 0.0024584 | 0.0024584 | 0.0024584 | 0.0024584 | 0.0024584 | 0.0024584 | 0.0024584 | 0.0024584 | 0.0024584 | 0.0024584 | 0.0024584 | 0.45244 | 0.45567 | 0.4589 | 0.46213 | 0.46537 | 0.46483 | 0.4643 | 0.46377 | 0.46324 | 0.4627 | 0.46217 | 0.46164 | 0.46111 | 0.46058 | 0.46004 | 0.45951 | 0.45898 | 0.45845 | 0.45791 | 0.45738 | 0.030447 | 0.031044 | 0.03157 | 0.031869 | 0.032169 | 0.03252 | 0.033024 | 0.033063 | 0.033025 | 0.032987 | 0.032949 | 0.032911 | 0.032873 | 0.032835 | 0.032798 | 0.03276 | 0.032722 | 0.032684 | 0.032646 | 0.032608 | 42126.3122 | 13557.4561 | 19722.2237 | 6347.1775
| MBN013-24605754 | 80 | MBN013 | MBN | 0 | 0 | 0.0023205 | 0.0023492 | 0.0023722 | 0.0023779 | 0.0023837 | 0.0024124 | 0.0024526 | 0.0024584 | 0.0024584 | 0.0024584 | 0.0024584 | 0.0024584 | 0.0024584 | 0.0024584 | 0.0024584 | 0.0024584 | 0.0024584 | 0.0024584 | 0.0024584 | 0.0024584 | 3.7178 | 3.7423 | 3.7668 | 3.7913 | 3.8158 | 3.8107 | 3.8056 | 3.8005 | 3.7954 | 3.7902 | 3.7851 | 3.78 | 3.7749 | 3.7698 | 3.7647 | 3.7596 | 3.7545 | 3.7494 | 3.7443 | 3.7392 | 0.25019 | 0.25495 | 0.25913 | 0.26145 | 0.26377 | 0.26659 | 0.27067 | 0.27094 | 0.27058 | 0.27022 | 0.26985 | 0.26949 | 0.26912 | 0.26876 | 0.26839 | 0.26803 | 0.26767 | 0.2673 | 0.26694 | 0.26657 | 42126.3122 | 13557.4561 | 161605.1691 | 52009.1808
| MBN014-15419313 | 212 | MBN014 | MBN | 0 | 0 | 0.0032711 | 0.0033285 | 0.0033669 | 0.0033764 | 0.0034004 | 0.0034531 | 0.0035201 | 0.0035249 | 0.0035249 | 0.0035249 | 0.0035249 | 0.0035249 | 0.0035249 | 0.0035249 | 0.0035249 | 0.0035249 | 0.0035249 | 0.0035249 | 0.0035249 | 0.0035249 | 2.0916 | 2.1058 | 2.1199 | 2.1341 | 2.1483 | 2.1497 | 2.1511 | 2.1525 | 2.154 | 2.1554 | 2.1568 | 2.1583 | 2.1597 | 2.1611 | 2.1625 | 2.164 | 2.1654 | 2.1668 | 2.1683 | 2.1697 | 0.19841 | 0.20327 | 0.20699 | 0.20896 | 0.21184 | 0.21527 | 0.21959 | 0.22004 | 0.22018 | 0.22033 | 0.22048 | 0.22062 | 0.22077 | 0.22091 | 0.22106 | 0.22121 | 0.22135 | 0.2215 | 0.22164 | 0.22179 | 42126.3122 | 13557.4561 | 131344.3052 | 42270.3665
| MBN014-160652409 | 26 | MBN014 | MBN | 0 | 0 | 0.0032711 | 0.0033285 | 0.0033669 | 0.0033764 | 0.0034004 | 0.0034531 | 0.0035201 | 0.0035249 | 0.0035249 | 0.0035249 | 0.0035249 | 0.0035249 | 0.0035249 | 0.0035249 | 0.0035249 | 0.0035249 | 0.0035249 | 0.0035249 | 0.0035249 | 0.0035249 | 0.0018281 | 0.001841 | 0.0018539 | 0.0018668 | 0.0018797 | 0.0018766 | 0.0018735 | 0.0018703 | 0.0018672 | 0.0018641 | 0.0018609 | 0.0018578 | 0.0018546 | 0.0018515 | 0.0018484 | 0.0018452 | 0.0018421 | 0.001839 | 0.0018358 | 0.0018327 | 0.00017342 | 0.00017771 | 0.00018102 | 0.00018279 | 0.00018536 | 0.00018792 | 0.00019125 | 0.00019119 | 0.00019087 | 0.00019055 | 0.00019023 | 0.00018991 | 0.00018959 | 0.00018926 | 0.00018894 | 0.00018862 | 0.0001883 | 0.00018798 | 0.00018766 | 0.00018734 | 42126.3122 | 13557.4561 | 113.5357 | 36.539
| MBN014-24605768 | 145 | MBN014 | MBN | 0 | 0 | 0.0032711 | 0.0033285 | 0.0033669 | 0.0033764 | 0.0034004 | 0.0034531 | 0.0035201 | 0.0035249 | 0.0035249 | 0.0035249 | 0.0035249 | 0.0035249 | 0.0035249 | 0.0035249 | 0.0035249 | 0.0035249 | 0.0035249 | 0.0035249 | 0.0035249 | 0.0035249 | 0.3354 | 0.33777 | 0.34015 | 0.34253 | 0.3449 | 0.34448 | 0.34405 | 0.34362 | 0.34319 | 0.34276 | 0.34233 | 0.3419 | 0.34148 | 0.34105 | 0.34062 | 0.34019 | 0.33976 | 0.33933 | 0.3389 | 0.33848 | 0.031816 | 0.032604 | 0.033212 | 0.033539 | 0.034011 | 0.034495 | 0.035122 | 0.035125 | 0.035082 | 0.035038 | 0.034994 | 0.03495 | 0.034906 | 0.034863 | 0.034819 | 0.034775 | 0.034731 | 0.034687 | 0.034643 | 0.0346 | 42126.3122 | 13557.4561 | 20877.7068 | 6719.0452
| MBN023-94547225 | 0 | MBN023 | MBN | 0 | 0 | 0.0020792 | 0.0020914 | 0.002099 | 0.0020929 | 0.0020899 | 0.0021005 | 0.0021142 | 0.0021173 | 0.0021173 | 0.0021173 | 0.0021173 | 0.0021173 | 0.0021173 | 0.0021173 | 0.0021173 | 0.0021173 | 0.0021173 | 0.0021173 | 0.0021173 | 0.0021173 | 0.023042 | 0.023042 | 0.023042 | 0.023042 | 0.023042 | 0.023042 | 0.023042 | 0.023042 | 0.023042 | 0.023042 | 0.023042 | 0.023042 | 0.023042 | 0.023042 | 0.023042 | 0.023042 | 0.023042 | 0.023042 | 0.023042 | 0.023042 | 0.0013894 | 0.0013975 | 0.0014026 | 0.0013985 | 0.0013965 | 0.0014036 | 0.0014128 | 0.0014148 | 0.0014148 | 0.0014148 | 0.0014148 | 0.0014148 | 0.0014148 | 0.0014148 | 0.0014148 | 0.0014148 | 0.0014148 | 0.0014148 | 0.0014148 | 0.0014148 | 42126.3122 | 13557.4561 | 0 | 0
| MBN023-94547273 | 176 | MBN023 | MBN | 0 | 10 | 0.0020792 | 0.0020914 | 0.002099 | 0.0020929 | 0.0020899 | 0.0021005 | 0.0021142 | 0.0021173 | 0.0021173 | 0.0021173 | 0.0021173 | 0.0021173 | 0.0021173 | 0.0021173 | 0.0021173 | 0.0021173 | 0.0021173 | 0.0021173 | 0.0021173 | 0.0021173 | 143.1799 | 144.1634 | 145.1469 | 146.1303 | 147.1138 | 147.0112 | 146.9087 | 146.8061 | 146.7035 | 146.6009 | 146.4984 | 146.3958 | 146.2932 | 146.1907 | 146.0881 | 145.9855 | 145.8829 | 145.7804 | 145.6778 | 145.5752 | 8.6333 | 8.7436 | 8.8353 | 8.8693 | 8.916 | 8.9553 | 9.0074 | 9.0141 | 9.0078 | 9.0015 | 8.9952 | 8.9889 | 8.9826 | 8.9763 | 8.97 | 8.9637 | 8.9574 | 8.9511 | 8.9448 | 8.9385 | 42126.3122 | 13557.4561 | 5433727.4025 | 1748729.4036
| MBN031-140147987 | 0 | MBN031 | MBN | 0 | 0 | 0.0041696 | 0.0042473 | 0.0043039 | 0.004311 | 0.0043322 | 0.0044099 | 0.0045018 | 0.0045088 | 0.0045088 | 0.0045088 | 0.0045088 | 0.0045088 | 0.0045088 | 0.0045088 | 0.0045088 | 0.0045088 | 0.0045088 | 0.0045088 | 0.0045088 | 0.0045088 | 0 | 0 | 0 | 0 | 0 | 0 | 0 | 0 | 0 | 0 | 0 | 0 | 0 | 0 | 0 | 0 | 0 | 0 | 0 | 0 | 0 | 0 | 0 | 0 | 0 | 0 | 0 | 0 | 0 | 0 | 0 | 0 | 0 | 0 | 0 | 0 | 0 | 0 | 0 | 0 | 42126.3122 | 13557.4561 | 0 | 0
| MBN031-140148011 | 123 | MBN031 | MBN | 0 | 0 | 0.0041696 | 0.0042473 | 0.0043039 | 0.004311 | 0.0043322 | 0.0044099 | 0.0045018 | 0.0045088 | 0.0045088 | 0.0045088 | 0.0045088 | 0.0045088 | 0.0045088 | 0.0045088 | 0.0045088 | 0.0045088 | 0.0045088 | 0.0045088 | 0.0045088 | 0.0045088 | 0.60027 | 0.60461 | 0.60895 | 0.61328 | 0.61762 | 0.61694 | 0.61626 | 0.61558 | 0.61491 | 0.61423 | 0.61355 | 0.61287 | 0.6122 | 0.61152 | 0.61084 | 0.61016 | 0.60949 | 0.60881 | 0.60813 | 0.60745 | 0.072584 | 0.074472 | 0.076004 | 0.076671 | 0.077593 | 0.078899 | 0.080454 | 0.080491 | 0.080403 | 0.080314 | 0.080226 | 0.080137 | 0.080048 | 0.07996 | 0.079871 | 0.079783 | 0.079694 | 0.079605 | 0.079517 | 0.079428 | 42126.3122 | 13557.4561 | 47812.0978 | 15387.3051
| MBN031-162765180 | 6 | MBN031 | MBN | 0 | 0 | 0.0041696 | 0.0042473 | 0.0043039 | 0.004311 | 0.0043322 | 0.0044099 | 0.0045018 | 0.0045088 | 0.0045088 | 0.0045088 | 0.0045088 | 0.0045088 | 0.0045088 | 0.0045088 | 0.0045088 | 0.0045088 | 0.0045088 | 0.0045088 | 0.0045088 | 0.0045088 | 1.37e-07 | 1.38e-07 | 1.39e-07 | 1.4e-07 | 1.41e-07 | 1.4105e-07 | 1.411e-07 | 1.4115e-07 | 1.412e-07 | 1.4125e-07 | 1.413e-07 | 1.4135e-07 | 1.414e-07 | 1.4145e-07 | 1.415e-07 | 1.4155e-07 | 1.416e-07 | 1.4165e-07 | 1.417e-07 | 1.4175e-07 | 1.6566e-08 | 1.6998e-08 | 1.7349e-08 | 1.7502e-08 | 1.7714e-08 | 1.8038e-08 | 1.8421e-08 | 1.8456e-08 | 1.8463e-08 | 1.8469e-08 | 1.8476e-08 | 1.8482e-08 | 1.8489e-08 | 1.8495e-08 | 1.8502e-08 | 1.8509e-08 | 1.8515e-08 | 1.8522e-08 | 1.8528e-08 | 1.8535e-08 | 42126.3122 | 13557.4561 | 0.010997 | 0.0035391
| MBN031-24605740 | 114 | MBN031 | MBN | 0 | 0 | 0.0041696 | 0.0042473 | 0.0043039 | 0.004311 | 0.0043322 | 0.0044099 | 0.0045018 | 0.0045088 | 0.0045088 | 0.0045088 | 0.0045088 | 0.0045088 | 0.0045088 | 0.0045088 | 0.0045088 | 0.0045088 | 0.0045088 | 0.0045088 | 0.0045088 | 0.0045088 | 0.30136 | 0.30338 | 0.3054 | 0.30742 | 0.30944 | 0.30913 | 0.30882 | 0.30851 | 0.3082 | 0.30789 | 0.30758 | 0.30727 | 0.30696 | 0.30665 | 0.30634 | 0.30603 | 0.30572 | 0.30541 | 0.3051 | 0.30479 | 0.03644 | 0.037369 | 0.038118 | 0.038433 | 0.038876 | 0.039534 | 0.040317 | 0.04034 | 0.0403 | 0.040259 | 0.040218 | 0.040178 | 0.040137 | 0.040097 | 0.040056 | 0.040016 | 0.039975 | 0.039935 | 0.039894 | 0.039853 | 42126.3122 | 13557.4561 | 23974.4592 | 7715.6689
| MBN031-52301620 | 129 | MBN031 | MBN | 0 | 0 | 0.0041696 | 0.0042473 | 0.0043039 | 0.004311 | 0.0043322 | 0.0044099 | 0.0045018 | 0.0045088 | 0.0045088 | 0.0045088 | 0.0045088 | 0.0045088 | 0.0045088 | 0.0045088 | 0.0045088 | 0.0045088 | 0.0045088 | 0.0045088 | 0.0045088 | 0.0045088 | 0.35891 | 0.36093 | 0.36296 | 0.36498 | 0.36701 | 0.36618 | 0.36535 | 0.36453 | 0.3637 | 0.36287 | 0.36204 | 0.36122 | 0.36039 | 0.35956 | 0.35873 | 0.3579 | 0.35708 | 0.35625 | 0.35542 | 0.35459 | 0.043399 | 0.044457 | 0.045302 | 0.04563 | 0.046108 | 0.04683 | 0.047697 | 0.047664 | 0.047556 | 0.047448 | 0.047339 | 0.047231 | 0.047123 | 0.047015 | 0.046906 | 0.046798 | 0.04669 | 0.046582 | 0.046473 | 0.046365 | 42126.3122 | 13557.4561 | 28268.7058 | 9097.6807
| MBN032-140148075 | 0 | MBN032 | MBN | 0 | 0 | 0.0028374 | 0.0029021 | 0.0029539 | 0.002984 | 0.0030229 | 0.0030897 | 0.0031673 | 0.0031932 | 0.0031932 | 0.0031932 | 0.0031932 | 0.0031932 | 0.0031932 | 0.0031932 | 0.0031932 | 0.0031932 | 0.0031932 | 0.0031932 | 0.0031932 | 0.0031932 | 0 | 0 | 0 | 0 | 0 | 0 | 0 | 0 | 0 | 0 | 0 | 0 | 0 | 0 | 0 | 0 | 0 | 0 | 0 | 0 | 0 | 0 | 0 | 0 | 0 | 0 | 0 | 0 | 0 | 0 | 0 | 0 | 0 | 0 | 0 | 0 | 0 | 0 | 0 | 0 | 42126.3122 | 13557.4561 | 0 | 0
| MBN032-140148099 | 232 | MBN032 | MBN | 0 | 0 | 0.0028374 | 0.0029021 | 0.0029539 | 0.002984 | 0.0030229 | 0.0030897 | 0.0031673 | 0.0031932 | 0.0031932 | 0.0031932 | 0.0031932 | 0.0031932 | 0.0031932 | 0.0031932 | 0.0031932 | 0.0031932 | 0.0031932 | 0.0031932 | 0.0031932 | 0.0031932 | 5.0923 | 5.1281 | 5.1639 | 5.1998 | 5.2356 | 5.2417 | 5.2479 | 5.254 | 5.2602 | 5.2663 | 5.2724 | 5.2786 | 5.2847 | 5.2909 | 5.297 | 5.3032 | 5.3093 | 5.3154 | 5.3216 | 5.3277 | 0.41902 | 0.43159 | 0.44235 | 0.44997 | 0.45897 | 0.46966 | 0.48203 | 0.48653 | 0.4871 | 0.48767 | 0.48824 | 0.48881 | 0.48938 | 0.48995 | 0.49052 | 0.49108 | 0.49165 | 0.49222 | 0.49279 | 0.49336 | 42126.3122 | 13557.4561 | 287637.3996 | 92569.9692
| MDA022-15412339 | 59 | MDA022 | MDA | 0 | 0 | 0.002452 | 0.002435 | 0.0024237 | 0.0023955 | 0.0023729 | 0.0023672 | 0.0023701 | 0.0023559 | 0.0023559 | 0.0023559 | 0.0023559 | 0.0023559 | 0.0023559 | 0.0023559 | 0.0023559 | 0.0023559 | 0.0023559 | 0.0023559 | 0.0023559 | 0.0023559 | 0 | 0 | 0 | 0 | 0 | 0 | 0 | 0 | 0 | 0 | 0 | 0 | 0 | 0 | 0 | 0 | 0 | 0 | 0 | 0 | 0 | 0 | 0 | 0 | 0 | 0 | 0 | 0 | 0 | 0 | 0 | 0 | 0 | 0 | 0 | 0 | 0 | 0 | 0 | 0 | 44598.6589 | 13286.3388 | 0 | 0
| MDA022-15412350 | 0 | MDA022 | MDA | 0 | 0 | 0.002452 | 0.002435 | 0.0024237 | 0.0023955 | 0.0023729 | 0.0023672 | 0.0023701 | 0.0023559 | 0.0023559 | 0.0023559 | 0.0023559 | 0.0023559 | 0.0023559 | 0.0023559 | 0.0023559 | 0.0023559 | 0.0023559 | 0.0023559 | 0.0023559 | 0.0023559 | 0 | 0 | 0 | 0 | 0 | 0 | 0 | 0 | 0 | 0 | 0 | 0 | 0 | 0 | 0 | 0 | 0 | 0 | 0 | 0 | 0 | 0 | 0 | 0 | 0 | 0 | 0 | 0 | 0 | 0 | 0 | 0 | 0 | 0 | 0 | 0 | 0 | 0 | 0 | 0 | 44598.6589 | 13286.3388 | 0 | 0
| MDA022-24605196 | 40 | MDA022 | MDA | 0 | 0 | 0.002452 | 0.002435 | 0.0024237 | 0.0023955 | 0.0023729 | 0.0023672 | 0.0023701 | 0.0023559 | 0.0023559 | 0.0023559 | 0.0023559 | 0.0023559 | 0.0023559 | 0.0023559 | 0.0023559 | 0.0023559 | 0.0023559 | 0.0023559 | 0.0023559 | 0.0023559 | 0 | 0 | 0 | 0 | 0 | 0 | 0 | 0 | 0 | 0 | 0 | 0 | 0 | 0 | 0 | 0 | 0 | 0 | 0 | 0 | 0 | 0 | 0 | 0 | 0 | 0 | 0 | 0 | 0 | 0 | 0 | 0 | 0 | 0 | 0 | 0 | 0 | 0 | 0 | 0 | 44598.6589 | 13286.3388 | 0 | 0
| MDA023-15412302 | 303 | MDA023 | MDA | 0 | 0 | 0.0028946 | 0.0029357 | 0.0029638 | 0.0029753 | 0.0029934 | 0.0030329 | 0.0030807 | 0.0030939 | 0.0030939 | 0.0030939 | 0.0030939 | 0.0030939 | 0.0030939 | 0.0030939 | 0.0030939 | 0.0030939 | 0.0030939 | 0.0030939 | 0.0030939 | 0.0030939 | 21.2679 | 21.3972 | 21.5264 | 21.6557 | 21.7849 | 21.7944 | 21.8038 | 21.8132 | 21.8226 | 21.832 | 21.8414 | 21.8508 | 21.8602 | 21.8696 | 21.8791 | 21.8885 | 21.8979 | 21.9073 | 21.9167 | 21.9261 | 1.7853 | 1.8217 | 1.8502 | 1.8685 | 1.8911 | 1.9169 | 1.948 | 1.9571 | 1.958 | 1.9588 | 1.9597 | 1.9605 | 1.9614 | 1.9622 | 1.9631 | 1.9639 | 1.9647 | 1.9656 | 1.9664 | 1.9673 | 44598.6589 | 13286.3388 | 1238294.3386 | 368898.9434
| MDA023-24605266 | 304 | MDA023 | MDA | 0 | 0 | 0.0028946 | 0.0029357 | 0.0029638 | 0.0029753 | 0.0029934 | 0.0030329 | 0.0030807 | 0.0030939 | 0.0030939 | 0.0030939 | 0.0030939 | 0.0030939 | 0.0030939 | 0.0030939 | 0.0030939 | 0.0030939 | 0.0030939 | 0.0030939 | 0.0030939 | 0.0030939 | 2.4921 | 2.5084 | 2.5247 | 2.5411 | 2.5574 | 2.5587 | 2.5599 | 2.5612 | 2.5625 | 2.5638 | 2.5651 | 2.5663 | 2.5676 | 2.5689 | 2.5702 | 2.5715 | 2.5727 | 2.574 | 2.5753 | 2.5766 | 0.20919 | 0.21356 | 0.217 | 0.21925 | 0.222 | 0.22505 | 0.22871 | 0.2298 | 0.22992 | 0.23003 | 0.23015 | 0.23026 | 0.23037 | 0.23049 | 0.2306 | 0.23072 | 0.23083 | 0.23095 | 0.23106 | 0.23118 | 44598.6589 | 13286.3388 | 145375.2479 | 43308.5848
| MDA024-15412265 | 142 | MDA024 | MDA | 0 | 0 | 0.0029516 | 0.002963 | 0.0029667 | 0.0029554 | 0.0029516 | 0.0029667 | 0.0029856 | 0.0029781 | 0.0029781 | 0.0029781 | 0.0029781 | 0.0029781 | 0.0029781 | 0.0029781 | 0.0029781 | 0.0029781 | 0.0029781 | 0.0029781 | 0.0029781 | 0.0029781 | 16.2463 | 16.3351 | 16.4238 | 16.5126 | 16.6013 | 16.6012 | 16.6011 | 16.601 | 16.6009 | 16.6008 | 16.6007 | 16.6006 | 16.6005 | 16.6004 | 16.6003 | 16.6002 | 16.6001 | 16.6 | 16.5999 | 16.5998 | 1.3906 | 1.4036 | 1.413 | 1.4152 | 1.421 | 1.4283 | 1.4374 | 1.4337 | 1.4337 | 1.4337 | 1.4337 | 1.4337 | 1.4337 | 1.4337 | 1.4337 | 1.4337 | 1.4337 | 1.4336 | 1.4336 | 1.4336 | 44598.6589 | 13286.3388 | 919228.2252 | 273846.2985
| MDA031-15412215 | 108 | MDA031 | MDA | 0 | 0 | 0.0014896 | 0.0014817 | 0.0014764 | 0.0014579 | 0.0014474 | 0.0014474 | 0.0014527 | 0.0014395 | 0.0014395 | 0.0014395 | 0.0014395 | 0.0014395 | 0.0014395 | 0.0014395 | 0.0014395 | 0.0014395 | 0.0014395 | 0.0014395 | 0.0014395 | 0.0014395 | 0.0087658 | 0.008827 | 0.0088883 | 0.0089495 | 0.0090107 | 0.0090079 | 0.0090051 | 0.0090022 | 0.0089994 | 0.0089965 | 0.0089937 | 0.0089908 | 0.008988 | 0.0089851 | 0.0089823 | 0.0089794 | 0.0089766 | 0.0089738 | 0.0089709 | 0.0089681 | 0.00037866 | 0.00037928 | 0.00038056 | 0.00037839 | 0.00037822 | 0.0003781 | 0.00037936 | 0.0003758 | 0.00037568 | 0.00037556 | 0.00037544 | 0.00037533 | 0.00037521 | 0.00037509 | 0.00037497 | 0.00037485 | 0.00037473 | 0.00037461 | 0.00037449 | 0.00037437 | 44598.6589 | 13286.3388 | 242.9691 | 72.3827
| MDA032-15412191 | 132 | MDA032 | MDA | 0 | 0 | 0.0017774 | 0.0017891 | 0.0017914 | 0.0017844 | 0.0017844 | 0.0017984 | 0.0018171 | 0.0018124 | 0.0018124 | 0.0018124 | 0.0018124 | 0.0018124 | 0.0018124 | 0.0018124 | 0.0018124 | 0.0018124 | 0.0018124 | 0.0018124 | 0.0018124 | 0.0018124 | 0.97221 | 0.97554 | 0.97886 | 0.98219 | 0.98552 | 0.98269 | 0.97987 | 0.97705 | 0.97423 | 0.97141 | 0.96859 | 0.96576 | 0.96294 | 0.96012 | 0.9573 | 0.95448 | 0.95166 | 0.94883 | 0.94601 | 0.94319 | 0.050111 | 0.050613 | 0.050852 | 0.050825 | 0.050997 | 0.051251 | 0.051636 | 0.051355 | 0.051206 | 0.051058 | 0.05091 | 0.050761 | 0.050613 | 0.050465 | 0.050316 | 0.050168 | 0.05002 | 0.049871 | 0.049723 | 0.049575 | 44598.6589 | 13286.3388 | 32680.4663 | 9735.8028
| MDA033-15412154 | 32 | MDA033 | MDA | 0 | 0 | 0.0018788 | 0.0019069 | 0.001935 | 0.001955 | 0.0019751 | 0.0020032 | 0.0020393 | 0.0020594 | 0.0020594 | 0.0020594 | 0.0020594 | 0.0020594 | 0.0020594 | 0.0020594 | 0.0020594 | 0.0020594 | 0.0020594 | 0.0020594 | 0.0020594 | 0.0020594 | 0 | 0 | 0 | 0 | 0 | 0 | 0 | 0 | 0 | 0 | 0 | 0 | 0 | 0 | 0 | 0 | 0 | 0 | 0 | 0 | 0 | 0 | 0 | 0 | 0 | 0 | 0 | 0 | 0 | 0 | 0 | 0 | 0 | 0 | 0 | 0 | 0 | 0 | 0 | 0 | 44598.6589 | 13286.3388 | 0 | 0
| MDA034-15433030 | 15 | MDA034 | MDA | 0 | 0 | 0.0018379 | 0.0018718 | 0.0018972 | 0.0019113 | 0.0019311 | 0.0019622 | 0.0020017 | 0.0020243 | 0.0020243 | 0.0020243 | 0.0020243 | 0.0020243 | 0.0020243 | 0.0020243 | 0.0020243 | 0.0020243 | 0.0020243 | 0.0020243 | 0.0020243 | 0.0020243 | 0 | 0 | 0 | 0 | 0 | 0 | 0 | 0 | 0 | 0 | 0 | 0 | 0 | 0 | 0 | 0 | 0 | 0 | 0 | 0 | 0 | 0 | 0 | 0 | 0 | 0 | 0 | 0 | 0 | 0 | 0 | 0 | 0 | 0 | 0 | 0 | 0 | 0 | 0 | 0 | 44598.6589 | 13286.3388 | 0 | 0
| MLN011-196478975 | 115 | MLN011 | MLN | 0 | 0 | 0.0012224 | 0.0012883 | 0.0013479 | 0.0014014 | 0.0014574 | 0.0015251 | 0.0016106 | 0.0016631 | 0.0016631 | 0.0016631 | 0.0016631 | 0.0016631 | 0.0016631 | 0.0016631 | 0.0016631 | 0.0016631 | 0.0016631 | 0.0016631 | 0.0016631 | 0.0016631 | 0 | 0 | 0 | 0 | 0 | 0 | 0 | 0 | 0 | 0 | 0 | 0 | 0 | 0 | 0 | 0 | 0 | 0 | 0 | 0 | 0 | 0 | 0 | 0 | 0 | 0 | 0 | 0 | 0 | 0 | 0 | 0 | 0 | 0 | 0 | 0 | 0 | 0 | 0 | 0 | 37902.176 | 12199.8407 | 0 | 0
| MLN011-24613386 | 163 | MLN011 | MLN | 0 | 0 | 0.0012224 | 0.0012883 | 0.0013479 | 0.0014014 | 0.0014574 | 0.0015251 | 0.0016106 | 0.0016631 | 0.0016631 | 0.0016631 | 0.0016631 | 0.0016631 | 0.0016631 | 0.0016631 | 0.0016631 | 0.0016631 | 0.0016631 | 0.0016631 | 0.0016631 | 0.0016631 | 2.6492 | 2.6722 | 2.6952 | 2.7181 | 2.7411 | 2.7496 | 2.758 | 2.7665 | 2.775 | 2.7835 | 2.7919 | 2.8004 | 2.8089 | 2.8173 | 2.8258 | 2.8343 | 2.8427 | 2.8512 | 2.8597 | 2.8681 | 0.093914 | 0.099834 | 0.10535 | 0.11046 | 0.11586 | 0.12161 | 0.12882 | 0.13343 | 0.13384 | 0.13425 | 0.13465 | 0.13506 | 0.13547 | 0.13588 | 0.13629 | 0.1367 | 0.13711 | 0.13751 | 0.13792 | 0.13833 | 37902.176 | 12199.8407 | 68316.2549 | 21989.4349
| MLN012-196479104 | 57 | MLN012 | MLN | 0 | 0 | 0.0015642 | 0.0016176 | 0.0016691 | 0.0017078 | 0.0017501 | 0.0018016 | 0.001866 | 0.0019084 | 0.0019084 | 0.0019084 | 0.0019084 | 0.0019084 | 0.0019084 | 0.0019084 | 0.0019084 | 0.0019084 | 0.0019084 | 0.0019084 | 0.0019084 | 0.0019084 | 0 | 0 | 0 | 0 | 0 | 0 | 0 | 0 | 0 | 0 | 0 | 0 | 0 | 0 | 0 | 0 | 0 | 0 | 0 | 0 | 0 | 0 | 0 | 0 | 0 | 0 | 0 | 0 | 0 | 0 | 0 | 0 | 0 | 0 | 0 | 0 | 0 | 0 | 0 | 0 | 37902.176 | 12199.8407 | 0 | 0
| MLN012-24607519 | 262 | MLN012 | MLN | 0 | 0 | 0.0015642 | 0.0016176 | 0.0016691 | 0.0017078 | 0.0017501 | 0.0018016 | 0.001866 | 0.0019084 | 0.0019084 | 0.0019084 | 0.0019084 | 0.0019084 | 0.0019084 | 0.0019084 | 0.0019084 | 0.0019084 | 0.0019084 | 0.0019084 | 0.0019084 | 0.0019084 | 1.8353 | 1.8513 | 1.8672 | 1.8831 | 1.8991 | 1.8983 | 1.8976 | 1.8969 | 1.8962 | 1.8955 | 1.8947 | 1.894 | 1.8933 | 1.8926 | 1.8919 | 1.8912 | 1.8904 | 1.8897 | 1.889 | 1.8883 | 0.083256 | 0.086844 | 0.090381 | 0.093263 | 0.096383 | 0.099183 | 0.10269 | 0.10498 | 0.10494 | 0.1049 | 0.10486 | 0.10482 | 0.10478 | 0.10474 | 0.1047 | 0.10466 | 0.10462 | 0.10458 | 0.10454 | 0.1045 | 37902.176 | 12199.8407 | 54568.935 | 17564.488
| MLN012-76356455 | 115 | MLN012 | MLN | 0 | 0 | 0.0015642 | 0.0016176 | 0.0016691 | 0.0017078 | 0.0017501 | 0.0018016 | 0.001866 | 0.0019084 | 0.0019084 | 0.0019084 | 0.0019084 | 0.0019084 | 0.0019084 | 0.0019084 | 0.0019084 | 0.0019084 | 0.0019084 | 0.0019084 | 0.0019084 | 0.0019084 | 0.084954 | 0.085574 | 0.086194 | 0.086814 | 0.087434 | 0.08792 | 0.088406 | 0.088891 | 0.089377 | 0.089863 | 0.090349 | 0.090834 | 0.09132 | 0.091806 | 0.092292 | 0.092777 | 0.093263 | 0.093749 | 0.094235 | 0.09472 | 0.0038537 | 0.0040143 | 0.0041722 | 0.0042995 | 0.0044375 | 0.0045935 | 0.0047841 | 0.0049194 | 0.0049463 | 0.0049732 | 0.0050001 | 0.005027 | 0.0050539 | 0.0050807 | 0.0051076 | 0.0051345 | 0.0051614 | 0.0051883 | 0.0052152 | 0.005242 | 37902.176 | 12199.8407 | 2593.2432 | 834.7055
| MLN012-84731779 | 202 | MLN012 | MLN | 0 | 0 | 0.0015642 | 0.0016176 | 0.0016691 | 0.0017078 | 0.0017501 | 0.0018016 | 0.001866 | 0.0019084 | 0.0019084 | 0.0019084 | 0.0019084 | 0.0019084 | 0.0019084 | 0.0019084 | 0.0019084 | 0.0019084 | 0.0019084 | 0.0019084 | 0.0019084 | 0.0019084 | 6.637 | 6.693 | 6.7491 | 6.8051 | 6.8612 | 6.8796 | 6.898 | 6.9164 | 6.9348 | 6.9533 | 6.9717 | 6.9901 | 7.0085 | 7.0269 | 7.0454 | 7.0638 | 7.0822 | 7.1006 | 7.119 | 7.1374 | 0.30107 | 0.31397 | 0.32668 | 0.33702 | 0.34822 | 0.35944 | 0.37328 | 0.38277 | 0.38379 | 0.38481 | 0.38583 | 0.38685 | 0.38787 | 0.38889 | 0.38991 | 0.39093 | 0.39194 | 0.39296 | 0.39398 | 0.395 | 37902.176 | 12199.8407 | 200376.3043 | 64496.5345
| MLN013-196479162 | 226 | MLN013 | MLN | 0 | 0 | 0.0014496 | 0.0015132 | 0.0015679 | 0.0016226 | 0.0016803 | 0.0017449 | 0.0018234 | 0.0018721 | 0.0018721 | 0.0018721 | 0.0018721 | 0.0018721 | 0.0018721 | 0.0018721 | 0.0018721 | 0.0018721 | 0.0018721 | 0.0018721 | 0.0018721 | 0.0018721 | 81.1172 | 81.8503 | 82.5833 | 83.3164 | 84.0495 | 84.3238 | 84.598 | 84.8723 | 85.1465 | 85.4208 | 85.695 | 85.9693 | 86.2436 | 86.5178 | 86.7921 | 87.0663 | 87.3406 | 87.6148 | 87.8891 | 88.1634 | 3.41 | 3.5919 | 3.755 | 3.9205 | 4.0955 | 4.2669 | 4.4735 | 4.6079 | 4.6228 | 4.6377 | 4.6526 | 4.6675 | 4.6823 | 4.6972 | 4.7121 | 4.727 | 4.7419 | 4.7568 | 4.7717 | 4.7866 | 37902.176 | 12199.8407 | 2385547.3653 | 767852.9576
| MLN014-196479219 | 192 | MLN014 | MLN | 0 | 0 | 0.0011901 | 0.0012418 | 0.0012892 | 0.0013301 | 0.0013743 | 0.0014281 | 0.0014884 | 0.001538 | 0.001538 | 0.001538 | 0.001538 | 0.001538 | 0.001538 | 0.001538 | 0.001538 | 0.001538 | 0.001538 | 0.001538 | 0.001538 | 0.001538 | 35.3664 | 35.606 | 35.8457 | 36.0853 | 36.3249 | 36.504 | 36.683 | 36.862 | 37.0411 | 37.2201 | 37.3991 | 37.5782 | 37.7572 | 37.9362 | 38.1153 | 38.2943 | 38.4733 | 38.6524 | 38.8314 | 39.0104 | 1.2206 | 1.2822 | 1.3401 | 1.3919 | 1.4477 | 1.5118 | 1.5834 | 1.6441 | 1.6521 | 1.6601 | 1.668 | 1.676 | 1.684 | 1.692 | 1.7 | 1.708 | 1.7159 | 1.7239 | 1.7319 | 1.7399 | 37902.176 | 12199.8407 | 854552.8277 | 275060.9465
| MLN021-196479276 | 107 | MLN021 | MLN | 0 | 0 | 0.0019045 | 0.0020477 | 0.0022033 | 0.0023208 | 0.0024735 | 0.0026358 | 0.0028124 | 0.0029585 | 0.0029585 | 0.0029585 | 0.0029585 | 0.0029585 | 0.0029585 | 0.0029585 | 0.0029585 | 0.0029585 | 0.0029585 | 0.0029585 | 0.0029585 | 0.0029585 | 72.6003 | 73.0561 | 73.512 | 73.9678 | 74.4236 | 74.7444 | 75.0652 | 75.386 | 75.7068 | 76.0276 | 76.3485 | 76.6693 | 76.9901 | 77.3109 | 77.6317 | 77.9525 | 78.2733 | 78.5941 | 78.9149 | 79.2357 | 4.0098 | 4.3384 | 4.6972 | 4.9782 | 5.3385 | 5.7133 | 6.1223 | 6.4678 | 6.4953 | 6.5228 | 6.5504 | 6.5779 | 6.6054 | 6.6329 | 6.6605 | 6.688 | 6.7155 | 6.743 | 6.7706 | 6.7981 | 37902.176 | 12199.8407 | 3241308.7303 | 1043302.9045
| MLN021-24600176 | 122 | MLN021 | MLN | 0 | 0 | 0.0019045 | 0.0020477 | 0.0022033 | 0.0023208 | 0.0024735 | 0.0026358 | 0.0028124 | 0.0029585 | 0.0029585 | 0.0029585 | 0.0029585 | 0.0029585 | 0.0029585 | 0.0029585 | 0.0029585 | 0.0029585 | 0.0029585 | 0.0029585 | 0.0029585 | 0.0029585 | 46.7863 | 47.1098 | 47.4332 | 47.7566 | 48.08 | 48.1754 | 48.2707 | 48.3661 | 48.4614 | 48.5568 | 48.6521 | 48.7474 | 48.8428 | 48.9381 | 49.0335 | 49.1288 | 49.2241 | 49.3195 | 49.4148 | 49.5102 | 2.5841 | 2.7976 | 3.0308 | 3.2141 | 3.4489 | 3.6824 | 3.937 | 4.1496 | 4.1578 | 4.166 | 4.1741 | 4.1823 | 4.1905 | 4.1987 | 4.2069 | 4.215 | 4.2232 | 4.2314 | 4.2396 | 4.2478 | 37902.176 | 12199.8407 | 2067006.896 | 665322.0898
| MLN022-160532221 | 220 | MLN022 | MLN | 0 | 17 | 0.0023411 | 0.0024159 | 0.002486 | 0.0025444 | 0.0025981 | 0.0026799 | 0.002785 | 0.0028528 | 0.0028528 | 0.0028528 | 0.0028528 | 0.0028528 | 0.0028528 | 0.0028528 | 0.0028528 | 0.0028528 | 0.0028528 | 0.0028528 | 0.0028528 | 0.0028528 | 92.3378 | 93.0814 | 93.8251 | 94.5687 | 95.3123 | 95.5441 | 95.7758 | 96.0076 | 96.2394 | 96.4712 | 96.7029 | 96.9347 | 97.1665 | 97.3983 | 97.63 | 97.8618 | 98.0936 | 98.3254 | 98.5572 | 98.7889 | 6.269 | 6.5214 | 6.7642 | 6.978 | 7.1814 | 7.4254 | 7.7355 | 7.9428 | 7.962 | 7.9812 | 8.0004 | 8.0195 | 8.0387 | 8.0579 | 8.0771 | 8.0962 | 8.1154 | 8.1346 | 8.1538 | 8.1729 | 37902.176 | 12199.8407 | 4151760.9647 | 1336356.5873
| MLN022-196479342 | 180 | MLN022 | MLN | 0 | 0 | 0.0023411 | 0.0024159 | 0.002486 | 0.0025444 | 0.0025981 | 0.0026799 | 0.002785 | 0.0028528 | 0.0028528 | 0.0028528 | 0.0028528 | 0.0028528 | 0.0028528 | 0.0028528 | 0.0028528 | 0.0028528 | 0.0028528 | 0.0028528 | 0.0028528 | 0.0028528 | 31.6552 | 31.864 | 32.0728 | 32.2815 | 32.4903 | 32.6458 | 32.8013 | 32.9567 | 33.1122 | 33.2677 | 33.4231 | 33.5786 | 33.7341 | 33.8895 | 34.045 | 34.2005 | 34.3559 | 34.5114 | 34.6668 | 34.8223 | 2.1492 | 2.2324 | 2.3122 | 2.382 | 2.448 | 2.5371 | 2.6492 | 2.7266 | 2.7394 | 2.7523 | 2.7651 | 2.778 | 2.7909 | 2.8037 | 2.8166 | 2.8294 | 2.8423 | 2.8552 | 2.868 | 2.8809 | 37902.176 | 12199.8407 | 1433778.4896 | 461500.396
| MLN022-83935111 | 388 | MLN022 | MLN | 0 | 0 | 0.0023411 | 0.0024159 | 0.002486 | 0.0025444 | 0.0025981 | 0.0026799 | 0.002785 | 0.0028528 | 0.0028528 | 0.0028528 | 0.0028528 | 0.0028528 | 0.0028528 | 0.0028528 | 0.0028528 | 0.0028528 | 0.0028528 | 0.0028528 | 0.0028528 | 0.0028528 | 25.706 | 25.9277 | 26.1495 | 26.3712 | 26.5929 | 26.6625 | 26.7322 | 26.8018 | 26.8715 | 26.9411 | 27.0108 | 27.0804 | 27.1501 | 27.2198 | 27.2894 | 27.3591 | 27.4287 | 27.4984 | 27.568 | 27.6377 | 1.7452 | 1.8165 | 1.8852 | 1.9459 | 2.0037 | 2.0721 | 2.1591 | 2.2174 | 2.2231 | 2.2289 | 2.2346 | 2.2404 | 2.2462 | 2.2519 | 2.2577 | 2.2635 | 2.2692 | 2.275 | 2.2807 | 2.2865 | 37902.176 | 12199.8407 | 1159149.3317 | 373103.5718
| MLN022-84622495 | 18 | MLN022 | MLN | 0 | 0 | 0.0023411 | 0.0024159 | 0.002486 | 0.0025444 | 0.0025981 | 0.0026799 | 0.002785 | 0.0028528 | 0.0028528 | 0.0028528 | 0.0028528 | 0.0028528 | 0.0028528 | 0.0028528 | 0.0028528 | 0.0028528 | 0.0028528 | 0.0028528 | 0.0028528 | 0.0028528 | 0.25778 | 0.25965 | 0.26151 | 0.26338 | 0.26524 | 0.2657 | 0.26617 | 0.26663 | 0.2671 | 0.26756 | 0.26803 | 0.26849 | 0.26895 | 0.26942 | 0.26988 | 0.27035 | 0.27081 | 0.27128 | 0.27174 | 0.2722 | 0.017501 | 0.018191 | 0.018853 | 0.019434 | 0.019985 | 0.02065 | 0.021497 | 0.022059 | 0.022097 | 0.022136 | 0.022174 | 0.022213 | 0.022251 | 0.022289 | 0.022328 | 0.022366 | 0.022405 | 0.022443 | 0.022481 | 0.02252 | 37902.176 | 12199.8407 | 11517.7879 | 3707.3116
| MLN023-196479399 | 109 | MLN023 | MLN | 0 | 0 | 0.0015407 | 0.0016151 | 0.0016827 | 0.0017436 | 0.0018079 | 0.001884 | 0.0019719 | 0.0020446 | 0.0020446 | 0.0020446 | 0.0020446 | 0.0020446 | 0.0020446 | 0.0020446 | 0.0020446 | 0.0020446 | 0.0020446 | 0.0020446 | 0.0020446 | 0.0020446 | 0 | 0 | 0 | 0 | 0 | 0 | 0 | 0 | 0 | 0 | 0 | 0 | 0 | 0 | 0 | 0 | 0 | 0 | 0 | 0 | 0 | 0 | 0 | 0 | 0 | 0 | 0 | 0 | 0 | 0 | 0 | 0 | 0 | 0 | 0 | 0 | 0 | 0 | 0 | 0 | 37902.176 | 12199.8407 | 0 | 0
| MLN024-196479455 | 138 | MLN024 | MLN | 0 | 0 | 0.0027305 | 0.0028039 | 0.0028714 | 0.0029301 | 0.0029947 | 0.0030593 | 0.0031415 | 0.003212 | 0.003212 | 0.003212 | 0.003212 | 0.003212 | 0.003212 | 0.003212 | 0.003212 | 0.003212 | 0.003212 | 0.003212 | 0.003212 | 0.003212 | 0 | 0 | 0 | 0 | 0 | 0 | 0 | 0 | 0 | 0 | 0 | 0 | 0 | 0 | 0 | 0 | 0 | 0 | 0 | 0 | 0 | 0 | 0 | 0 | 0 | 0 | 0 | 0 | 0 | 0 | 0 | 0 | 0 | 0 | 0 | 0 | 0 | 0 | 0 | 0 | 37902.176 | 12199.8407 | 0 | 0
| MLN032-196479760 | 220 | MLN032 | MLN | 0 | 0 | 0.001234 | 0.0012858 | 0.0013325 | 0.0013727 | 0.0014167 | 0.0014699 | 0.0015308 | 0.0015774 | 0.0015774 | 0.0015774 | 0.0015774 | 0.0015774 | 0.0015774 | 0.0015774 | 0.0015774 | 0.0015774 | 0.0015774 | 0.0015774 | 0.0015774 | 0.0015774 | 40.087 | 40.3623 | 40.6375 | 40.9128 | 41.1881 | 41.397 | 41.6059 | 41.8147 | 42.0236 | 42.2324 | 42.4413 | 42.6502 | 42.859 | 43.0679 | 43.2768 | 43.4856 | 43.6945 | 43.9034 | 44.1122 | 44.3211 | 1.4345 | 1.505 | 1.5703 | 1.6286 | 1.6922 | 1.7646 | 1.847 | 1.9129 | 1.9224 | 1.932 | 1.9415 | 1.9511 | 1.9606 | 1.9702 | 1.9797 | 1.9893 | 1.9988 | 2.0084 | 2.018 | 2.0275 | 37902.176 | 12199.8407 | 996988.2524 | 320907.6413
| MLN033-196479827 | 490 | MLN033 | MLN | 0 | 0 | 0.0024691 | 0.0026691 | 0.0028603 | 0.0030397 | 0.0032221 | 0.0034309 | 0.003675 | 0.0038603 | 0.0038603 | 0.0038603 | 0.0038603 | 0.0038603 | 0.0038603 | 0.0038603 | 0.0038603 | 0.0038603 | 0.0038603 | 0.0038603 | 0.0038603 | 0.0038603 | 82.3312 | 82.9077 | 83.4841 | 84.0606 | 84.6371 | 84.8953 | 85.1534 | 85.4116 | 85.6698 | 85.928 | 86.1861 | 86.4443 | 86.7025 | 86.9606 | 87.2188 | 87.477 | 87.7352 | 87.9933 | 88.2515 | 88.5097 | 5.8953 | 6.4174 | 6.9249 | 7.4101 | 7.9085 | 8.4467 | 9.0752 | 9.5617 | 9.5906 | 9.6195 | 9.6484 | 9.6773 | 9.7062 | 9.7351 | 9.764 | 9.7929 | 9.8218 | 9.8507 | 9.8796 | 9.9085 | 37902.176 | 12199.8407 | 4772709.3955 | 1536225.6387
| MNA013-15432110 | 1 | MNA013 | MNA | 0 | 0 | 0.0070507 | 0.0070507 | 0.0070737 | 0.0070661 | 0.0070507 | 0.0070584 | 0.0070968 | 0.0070968 | 0.0070968 | 0.0070968 | 0.0070968 | 0.0070968 | 0.0070968 | 0.0070968 | 0.0070968 | 0.0070968 | 0.0070968 | 0.0070968 | 0.0070968 | 0.0070968 | 2.04e-06 | 2.04e-06 | 2.04e-06 | 2.04e-06 | 2.04e-06 | 2.04e-06 | 2.04e-06 | 2.04e-06 | 2.04e-06 | 2.04e-06 | 2.04e-06 | 2.04e-06 | 2.04e-06 | 2.04e-06 | 2.04e-06 | 2.04e-06 | 2.04e-06 | 2.04e-06 | 2.04e-06 | 2.04e-06 | 4.1712e-07 | 4.1712e-07 | 4.1848e-07 | 4.1803e-07 | 4.1712e-07 | 4.1757e-07 | 4.1985e-07 | 4.1985e-07 | 4.1985e-07 | 4.1985e-07 | 4.1985e-07 | 4.1985e-07 | 4.1985e-07 | 4.1985e-07 | 4.1985e-07 | 4.1985e-07 | 4.1985e-07 | 4.1985e-07 | 4.1985e-07 | 4.1985e-07 | 48575.8986 | 12774.7482 | 0.29428 | 0.077392
| MNA013-15432136 | 250 | MNA013 | MNA | 0 | 0 | 0.0070507 | 0.0070507 | 0.0070737 | 0.0070661 | 0.0070507 | 0.0070584 | 0.0070968 | 0.0070968 | 0.0070968 | 0.0070968 | 0.0070968 | 0.0070968 | 0.0070968 | 0.0070968 | 0.0070968 | 0.0070968 | 0.0070968 | 0.0070968 | 0.0070968 | 0.0070968 | 2.3066 | 2.3189 | 2.3311 | 2.3434 | 2.3556 | 2.378 | 2.4003 | 2.4227 | 2.445 | 2.4674 | 2.4897 | 2.5121 | 2.5344 | 2.5568 | 2.5791 | 2.6015 | 2.6238 | 2.6462 | 2.6685 | 2.6909 | 0.47163 | 0.47414 | 0.4782 | 0.48019 | 0.48165 | 0.48675 | 0.494 | 0.4986 | 0.5032 | 0.5078 | 0.5124 | 0.517 | 0.5216 | 0.5262 | 0.5308 | 0.5354 | 0.54 | 0.5446 | 0.54919 | 0.55379 | 48575.8986 | 12774.7482 | 354877.2898 | 93327.5171
| MNA014-138630585 | 35 | MNA014 | MNA | 0 | 0 | 0.0037412 | 0.0037992 | 0.0038389 | 0.0038419 | 0.0038602 | 0.0039365 | 0.004022 | 0.0040098 | 0.0040098 | 0.0040098 | 0.0040098 | 0.0040098 | 0.0040098 | 0.0040098 | 0.0040098 | 0.0040098 | 0.0040098 | 0.0040098 | 0.0040098 | 0.0040098 | 0 | 0 | 0 | 0 | 0 | 0 | 0 | 0 | 0 | 0 | 0 | 0 | 0 | 0 | 0 | 0 | 0 | 0 | 0 | 0 | 0 | 0 | 0 | 0 | 0 | 0 | 0 | 0 | 0 | 0 | 0 | 0 | 0 | 0 | 0 | 0 | 0 | 0 | 0 | 0 | 48575.8986 | 12774.7482 | 0 | 0
| MNA014-15420920 | 225 | MNA014 | MNA | 0 | 0 | 0.0037412 | 0.0037992 | 0.0038389 | 0.0038419 | 0.0038602 | 0.0039365 | 0.004022 | 0.0040098 | 0.0040098 | 0.0040098 | 0.0040098 | 0.0040098 | 0.0040098 | 0.0040098 | 0.0040098 | 0.0040098 | 0.0040098 | 0.0040098 | 0.0040098 | 0.0040098 | 17.8755 | 17.9843 | 18.093 | 18.2018 | 18.3105 | 18.4496 | 18.5887 | 18.7278 | 18.8669 | 19.006 | 19.1451 | 19.2842 | 19.4232 | 19.5623 | 19.7014 | 19.8405 | 19.9796 | 20.1187 | 20.2578 | 20.3968 | 1.9394 | 1.9815 | 2.0142 | 2.028 | 2.0498 | 2.1062 | 2.1681 | 2.1777 | 2.1939 | 2.2101 | 2.2262 | 2.2424 | 2.2586 | 2.2748 | 2.2909 | 2.3071 | 2.3233 | 2.3395 | 2.3556 | 2.3718 | 48575.8986 | 12774.7482 | 1522531.5765 | 400403.4516
| MNA014-157238172 | 21 | MNA014 | MNA | 0 | 0 | 0.0037412 | 0.0037992 | 0.0038389 | 0.0038419 | 0.0038602 | 0.0039365 | 0.004022 | 0.0040098 | 0.0040098 | 0.0040098 | 0.0040098 | 0.0040098 | 0.0040098 | 0.0040098 | 0.0040098 | 0.0040098 | 0.0040098 | 0.0040098 | 0.0040098 | 0.0040098 | 6.1903e-05 | 6.2177e-05 | 6.2451e-05 | 6.2726e-05 | 6.3e-05 | 6.396e-05 | 6.492e-05 | 6.588e-05 | 6.684e-05 | 6.78e-05 | 6.876e-05 | 6.972e-05 | 7.068e-05 | 7.164e-05 | 7.26e-05 | 7.356e-05 | 7.452e-05 | 7.548e-05 | 7.644e-05 | 7.74e-05 | 6.7162e-06 | 6.8505e-06 | 6.9526e-06 | 6.9886e-06 | 7.0527e-06 | 7.3016e-06 | 7.5721e-06 | 7.6607e-06 | 7.7724e-06 | 7.884e-06 | 7.9956e-06 | 8.1073e-06 | 8.2189e-06 | 8.3305e-06 | 8.4422e-06 | 8.5538e-06 | 8.6654e-06 | 8.7771e-06 | 8.8887e-06 | 9.0003e-06 | 48575.8986 | 12774.7482 | 5.441 | 1.4309
| MNA014-157238287 | 21 | MNA014 | MNA | 0 | 0 | 0.0037412 | 0.0037992 | 0.0038389 | 0.0038419 | 0.0038602 | 0.0039365 | 0.004022 | 0.0040098 | 0.0040098 | 0.0040098 | 0.0040098 | 0.0040098 | 0.0040098 | 0.0040098 | 0.0040098 | 0.0040098 | 0.0040098 | 0.0040098 | 0.0040098 | 0.0040098 | 0.00026347 | 0.00026465 | 0.00026583 | 0.00026702 | 0.0002682 | 0.00027225 | 0.0002763 | 0.00028035 | 0.0002844 | 0.00028845 | 0.0002925 | 0.00029655 | 0.0003006 | 0.00030465 | 0.0003087 | 0.00031275 | 0.0003168 | 0.00032085 | 0.0003249 | 0.00032895 | 2.8585e-05 | 2.9158e-05 | 2.9595e-05 | 2.975e-05 | 3.0024e-05 | 3.108e-05 | 3.2227e-05 | 3.26e-05 | 3.3071e-05 | 3.3542e-05 | 3.4013e-05 | 3.4484e-05 | 3.4955e-05 | 3.5426e-05 | 3.5897e-05 | 3.6368e-05 | 3.6839e-05 | 3.7309e-05 | 3.778e-05 | 3.8251e-05 | 48575.8986 | 12774.7482 | 23.1473 | 6.0874
| MNA014-157238460 | 26 | MNA014 | MNA | 0 | 0 | 0.0037412 | 0.0037992 | 0.0038389 | 0.0038419 | 0.0038602 | 0.0039365 | 0.004022 | 0.0040098 | 0.0040098 | 0.0040098 | 0.0040098 | 0.0040098 | 0.0040098 | 0.0040098 | 0.0040098 | 0.0040098 | 0.0040098 | 0.0040098 | 0.0040098 | 0.0040098 | 0.0046686 | 0.0046919 | 0.0047152 | 0.0047386 | 0.0047619 | 0.0048091 | 0.0048562 | 0.0049034 | 0.0049505 | 0.0049976 | 0.0050448 | 0.0050919 | 0.0051391 | 0.0051862 | 0.0052334 | 0.0052805 | 0.0053277 | 0.0053748 | 0.005422 | 0.0054691 | 0.00050652 | 0.00051694 | 0.00052494 | 0.00052795 | 0.00053308 | 0.000549 | 0.00056641 | 0.00057018 | 0.00057566 | 0.00058114 | 0.00058662 | 0.00059211 | 0.00059759 | 0.00060307 | 0.00060855 | 0.00061404 | 0.00061952 | 0.000625 | 0.00063048 | 0.00063597 | 48575.8986 | 12774.7482 | 400.708 | 105.3803
| MNA014-163873875 | 24 | MNA014 | MNA | 0 | 0 | 0.0037412 | 0.0037992 | 0.0038389 | 0.0038419 | 0.0038602 | 0.0039365 | 0.004022 | 0.0040098 | 0.0040098 | 0.0040098 | 0.0040098 | 0.0040098 | 0.0040098 | 0.0040098 | 0.0040098 | 0.0040098 | 0.0040098 | 0.0040098 | 0.0040098 | 0.0040098 | 0.00059657 | 0.00060103 | 0.00060549 | 0.00060994 | 0.0006144 | 0.00062184 | 0.00062928 | 0.00063672 | 0.00064416 | 0.0006516 | 0.00065904 | 0.00066648 | 0.00067392 | 0.00068136 | 0.0006888 | 0.00069624 | 0.00070368 | 0.00071112 | 0.00071856 | 0.000726 | 6.4725e-05 | 6.622e-05 | 6.7407e-05 | 6.7957e-05 | 6.878e-05 | 7.0989e-05 | 7.3397e-05 | 7.404e-05 | 7.4905e-05 | 7.577e-05 | 7.6635e-05 | 7.75e-05 | 7.8366e-05 | 7.9231e-05 | 8.0096e-05 | 8.0961e-05 | 8.1826e-05 | 8.2691e-05 | 8.3556e-05 | 8.4422e-05 | 48575.8986 | 12774.7482 | 52.184 | 13.7236
| MNA014-164469721 | 12 | MNA014 | MNA | 0 | 0 | 0.0037412 | 0.0037992 | 0.0038389 | 0.0038419 | 0.0038602 | 0.0039365 | 0.004022 | 0.0040098 | 0.0040098 | 0.0040098 | 0.0040098 | 0.0040098 | 0.0040098 | 0.0040098 | 0.0040098 | 0.0040098 | 0.0040098 | 0.0040098 | 0.0040098 | 0.0040098 | 1.9863e-05 | 1.9953e-05 | 2.0042e-05 | 2.0131e-05 | 2.022e-05 | 2.0526e-05 | 2.0832e-05 | 2.1138e-05 | 2.1444e-05 | 2.175e-05 | 2.2056e-05 | 2.2362e-05 | 2.2668e-05 | 2.2974e-05 | 2.328e-05 | 2.3586e-05 | 2.3892e-05 | 2.4198e-05 | 2.4504e-05 | 2.481e-05 | 2.1551e-06 | 2.1983e-06 | 2.2312e-06 | 2.2429e-06 | 2.2636e-06 | 2.3432e-06 | 2.4298e-06 | 2.458e-06 | 2.4936e-06 | 2.5292e-06 | 2.5647e-06 | 2.6003e-06 | 2.6359e-06 | 2.6715e-06 | 2.7071e-06 | 2.7427e-06 | 2.7782e-06 | 2.8138e-06 | 2.8494e-06 | 2.885e-06 | 48575.8986 | 12774.7482 | 1.7454 | 0.45901
| MNA014-167870808 | 13 | MNA014 | MNA | 0 | 0 | 0.0037412 | 0.0037992 | 0.0038389 | 0.0038419 | 0.0038602 | 0.0039365 | 0.004022 | 0.0040098 | 0.0040098 | 0.0040098 | 0.0040098 | 0.0040098 | 0.0040098 | 0.0040098 | 0.0040098 | 0.0040098 | 0.0040098 | 0.0040098 | 0.0040098 | 0.0040098 | 0.00015557 | 0.00015673 | 0.00015789 | 0.00015904 | 0.0001602 | 0.00016218 | 0.00016416 | 0.00016614 | 0.00016812 | 0.0001701 | 0.00017208 | 0.00017406 | 0.00017604 | 0.00017802 | 0.00018 | 0.00018198 | 0.00018396 | 0.00018594 | 0.00018792 | 0.0001899 | 1.6879e-05 | 1.7268e-05 | 1.7577e-05 | 1.772e-05 | 1.7934e-05 | 1.8514e-05 | 1.9147e-05 | 1.9319e-05 | 1.955e-05 | 1.978e-05 | 2.001e-05 | 2.024e-05 | 2.047e-05 | 2.0701e-05 | 2.0931e-05 | 2.1161e-05 | 2.1391e-05 | 2.1622e-05 | 2.1852e-05 | 2.2082e-05 | 48575.8986 | 12774.7482 | 13.6233 | 3.5827
| MNA014-184029858 | 195 | MNA014 | MNA | 0 | 0 | 0.0037412 | 0.0037992 | 0.0038389 | 0.0038419 | 0.0038602 | 0.0039365 | 0.004022 | 0.0040098 | 0.0040098 | 0.0040098 | 0.0040098 | 0.0040098 | 0.0040098 | 0.0040098 | 0.0040098 | 0.0040098 | 0.0040098 | 0.0040098 | 0.0040098 | 0.0040098 | 8.4319 | 8.4722 | 8.5126 | 8.5529 | 8.5933 | 8.6674 | 8.7415 | 8.8157 | 8.8898 | 8.964 | 9.0381 | 9.1123 | 9.1864 | 9.2606 | 9.3347 | 9.4089 | 9.483 | 9.5572 | 9.6313 | 9.7055 | 0.91482 | 0.93344 | 0.94768 | 0.95293 | 0.96199 | 0.98946 | 1.0196 | 1.0251 | 1.0337 | 1.0424 | 1.051 | 1.0596 | 1.0682 | 1.0768 | 1.0855 | 1.0941 | 1.1027 | 1.1113 | 1.12 | 1.1286 | 48575.8986 | 12774.7482 | 718714.8588 | 189011.4561
| MNA014-187105725 | 50 | MNA014 | MNA | 0 | 0 | 0.0037412 | 0.0037992 | 0.0038389 | 0.0038419 | 0.0038602 | 0.0039365 | 0.004022 | 0.0040098 | 0.0040098 | 0.0040098 | 0.0040098 | 0.0040098 | 0.0040098 | 0.0040098 | 0.0040098 | 0.0040098 | 0.0040098 | 0.0040098 | 0.0040098 | 0.0040098 | 0.003947 | 0.0039702 | 0.0039935 | 0.0040167 | 0.00404 | 0.0040859 | 0.0041319 | 0.0041778 | 0.0042238 | 0.0042697 | 0.0043157 | 0.0043616 | 0.0044076 | 0.0044535 | 0.0044995 | 0.0045454 | 0.0045914 | 0.0046373 | 0.0046832 | 0.0047292 | 0.00042823 | 0.00043743 | 0.00044459 | 0.00044753 | 0.00045226 | 0.00046645 | 0.00048193 | 0.00048581 | 0.00049115 | 0.0004965 | 0.00050184 | 0.00050718 | 0.00051253 | 0.00051787 | 0.00052321 | 0.00052855 | 0.0005339 | 0.00053924 | 0.00054458 | 0.00054993 | 48575.8986 | 12774.7482 | 342.2231 | 89.9997
| MNA014-203082790 | 99 | MNA014 | MNA | 0 | 0 | 0.0037412 | 0.0037992 | 0.0038389 | 0.0038419 | 0.0038602 | 0.0039365 | 0.004022 | 0.0040098 | 0.0040098 | 0.0040098 | 0.0040098 | 0.0040098 | 0.0040098 | 0.0040098 | 0.0040098 | 0.0040098 | 0.0040098 | 0.0040098 | 0.0040098 | 0.0040098 | 0.62421 | 0.62787 | 0.63154 | 0.6352 | 0.63886 | 0.64452 | 0.65018 | 0.65583 | 0.66149 | 0.66715 | 0.6728 | 0.67846 | 0.68411 | 0.68977 | 0.69543 | 0.70108 | 0.70674 | 0.7124 | 0.71805 | 0.72371 | 0.067724 | 0.069177 | 0.070307 | 0.070771 | 0.071519 | 0.073578 | 0.075835 | 0.076262 | 0.07692 | 0.077578 | 0.078236 | 0.078893 | 0.079551 | 0.080209 | 0.080866 | 0.081524 | 0.082182 | 0.08284 | 0.083497 | 0.084155 | 48575.8986 | 12774.7482 | 53458.0721 | 14058.6881
| MNA021-15421016 | 152 | MNA021 | MNA | 0 | 0 | 0.0024151 | 0.0024233 | 0.0024261 | 0.0024179 | 0.0024124 | 0.0024261 | 0.0024425 | 0.0024343 | 0.0024343 | 0.0024343 | 0.0024343 | 0.0024343 | 0.0024343 | 0.0024343 | 0.0024343 | 0.0024343 | 0.0024343 | 0.0024343 | 0.0024343 | 0.0024343 | 30.6782 | 30.8556 | 31.0329 | 31.2103 | 31.3877 | 31.524 | 31.6604 | 31.7968 | 31.9332 | 32.0696 | 32.206 | 32.3424 | 32.4788 | 32.6152 | 32.7516 | 32.8879 | 33.0243 | 33.1607 | 33.2971 | 33.4335 | 2.1487 | 2.1684 | 2.1834 | 2.1884 | 2.1958 | 2.2179 | 2.2426 | 2.2447 | 2.2543 | 2.2639 | 2.2736 | 2.2832 | 2.2928 | 2.3024 | 2.3121 | 2.3217 | 2.3313 | 2.341 | 2.3506 | 2.3602 | 48575.8986 | 12774.7482 | 1581384.2772 | 415880.8478
| MNA021-164301884 | 327 | MNA021 | MNA | 0 | 0 | 0.0024151 | 0.0024233 | 0.0024261 | 0.0024179 | 0.0024124 | 0.0024261 | 0.0024425 | 0.0024343 | 0.0024343 | 0.0024343 | 0.0024343 | 0.0024343 | 0.0024343 | 0.0024343 | 0.0024343 | 0.0024343 | 0.0024343 | 0.0024343 | 0.0024343 | 0.0024343 | 25.1118 | 25.2452 | 25.3786 | 25.5119 | 25.6453 | 25.8505 | 26.0557 | 26.2609 | 26.4661 | 26.6713 | 26.8765 | 27.0817 | 27.2869 | 27.4921 | 27.6973 | 27.9025 | 28.1077 | 28.3129 | 28.5181 | 28.7233 | 1.7588 | 1.7741 | 1.7855 | 1.7888 | 1.7941 | 1.8187 | 1.8456 | 1.8539 | 1.8684 | 1.8828 | 1.8973 | 1.9118 | 1.9263 | 1.9408 | 1.9553 | 1.9698 | 1.9842 | 1.9987 | 2.0132 | 2.0277 | 48575.8986 | 12774.7482 | 1315795.0613 | 346034.7833
| MNA022-15421040 | 177 | MNA022 | MNA | 0 | 0 | 0.0013662 | 0.00138 | 0.0013823 | 0.001387 | 0.0013916 | 0.0014031 | 0.001417 | 0.0014216 | 0.0014216 | 0.0014216 | 0.0014216 | 0.0014216 | 0.0014216 | 0.0014216 | 0.0014216 | 0.0014216 | 0.0014216 | 0.0014216 | 0.0014216 | 0.0014216 | 0.97304 | 0.97828 | 0.98352 | 0.98876 | 0.994 | 1.0066 | 1.0192 | 1.0318 | 1.0444 | 1.057 | 1.0696 | 1.0822 | 1.0948 | 1.1074 | 1.12 | 1.1326 | 1.1452 | 1.1578 | 1.1704 | 1.183 | 0.03855 | 0.039151 | 0.039427 | 0.03977 | 0.040114 | 0.04096 | 0.041882 | 0.042538 | 0.043058 | 0.043577 | 0.044097 | 0.044616 | 0.045135 | 0.045655 | 0.046174 | 0.046694 | 0.047213 | 0.047733 | 0.048252 | 0.048772 | 48575.8986 | 12774.7482 | 30230.1655 | 7950.0897
| MNA024-15421140 | 178 | MNA024 | MNA | 0 | 0 | 0.0015671 | 0.0015984 | 0.0016335 | 0.0016569 | 0.0016842 | 0.0017233 | 0.0017623 | 0.0017955 | 0.0017955 | 0.0017955 | 0.0017955 | 0.0017955 | 0.0017955 | 0.0017955 | 0.0017955 | 0.0017955 | 0.0017955 | 0.0017955 | 0.0017955 | 0.0017955 | 51.7764 | 52.0283 | 52.2801 | 52.5319 | 52.7837 | 53.14 | 53.4962 | 53.8524 | 54.2087 | 54.5649 | 54.9212 | 55.2774 | 55.6337 | 55.9899 | 56.3461 | 56.7024 | 57.0586 | 57.4149 | 57.7711 | 58.1273 | 2.3531 | 2.4116 | 2.4766 | 2.5242 | 2.5781 | 2.6556 | 2.734 | 2.804 | 2.8226 | 2.8411 | 2.8597 | 2.8782 | 2.8968 | 2.9153 | 2.9339 | 2.9524 | 2.971 | 2.9895 | 3.0081 | 3.0266 | 48575.8986 | 12774.7482 | 1926039.0105 | 506519.9826
| MNA024-15421151 | 0 | MNA024 | MNA | 0 | 0 | 0.0015671 | 0.0015984 | 0.0016335 | 0.0016569 | 0.0016842 | 0.0017233 | 0.0017623 | 0.0017955 | 0.0017955 | 0.0017955 | 0.0017955 | 0.0017955 | 0.0017955 | 0.0017955 | 0.0017955 | 0.0017955 | 0.0017955 | 0.0017955 | 0.0017955 | 0.0017955 | 2.5076e-05 | 2.5212e-05 | 2.5348e-05 | 2.5484e-05 | 2.562e-05 | 2.596e-05 | 2.6299e-05 | 2.6638e-05 | 2.6978e-05 | 2.7318e-05 | 2.7657e-05 | 2.7996e-05 | 2.8336e-05 | 2.8676e-05 | 2.9015e-05 | 2.9355e-05 | 2.9694e-05 | 3.0033e-05 | 3.0373e-05 | 3.0713e-05 | 1.1396e-06 | 1.1686e-06 | 1.2008e-06 | 1.2245e-06 | 1.2514e-06 | 1.2973e-06 | 1.3441e-06 | 1.387e-06 | 1.4047e-06 | 1.4224e-06 | 1.4401e-06 | 1.4577e-06 | 1.4754e-06 | 1.4931e-06 | 1.5108e-06 | 1.5285e-06 | 1.5461e-06 | 1.5638e-06 | 1.5815e-06 | 1.5992e-06 | 48575.8986 | 12774.7482 | 0 | 0
| MNA034-15421279 | 232 | MNA034 | MNA | 0 | 0 | 0.0017954 | 0.001817 | 0.0018305 | 0.0018305 | 0.0018359 | 0.0018602 | 0.0018871 | 0.0018817 | 0.0018817 | 0.0018817 | 0.0018817 | 0.0018817 | 0.0018817 | 0.0018817 | 0.0018817 | 0.0018817 | 0.0018817 | 0.0018817 | 0.0018817 | 0.0018817 | 37.0543 | 37.2243 | 37.3943 | 37.5644 | 37.7344 | 37.9741 | 38.2138 | 38.4535 | 38.6931 | 38.9328 | 39.1725 | 39.4122 | 39.6518 | 39.8915 | 40.1312 | 40.3709 | 40.6105 | 40.8502 | 41.0899 | 41.3296 | 1.9292 | 1.9614 | 1.985 | 1.994 | 2.009 | 2.0485 | 2.0913 | 2.0984 | 2.1115 | 2.1246 | 2.1377 | 2.1508 | 2.1638 | 2.1769 | 2.19 | 2.2031 | 2.2161 | 2.2292 | 2.2423 | 2.2554 | 48575.8986 | 12774.7482 | 1472786.7311 | 387321.2876
| MNA034-157168509 | 54 | MNA034 | MNA | 0 | 0 | 0.0017954 | 0.001817 | 0.0018305 | 0.0018305 | 0.0018359 | 0.0018602 | 0.0018871 | 0.0018817 | 0.0018817 | 0.0018817 | 0.0018817 | 0.0018817 | 0.0018817 | 0.0018817 | 0.0018817 | 0.0018817 | 0.0018817 | 0.0018817 | 0.0018817 | 0.0018817 | 0.12237 | 0.1232 | 0.12403 | 0.12487 | 0.1257 | 0.12672 | 0.12775 | 0.12878 | 0.1298 | 0.13083 | 0.13186 | 0.13288 | 0.13391 | 0.13494 | 0.13596 | 0.13699 | 0.13802 | 0.13904 | 0.14007 | 0.1411 | 0.006371 | 0.0064916 | 0.006584 | 0.0066282 | 0.0066921 | 0.0068361 | 0.0069915 | 0.0070275 | 0.0070835 | 0.0071396 | 0.0071956 | 0.0072516 | 0.0073076 | 0.0073637 | 0.0074197 | 0.0074757 | 0.0075317 | 0.0075878 | 0.0076438 | 0.0076998 | 48575.8986 | 12774.7482 | 4943.5026 | 1300.0686
| MNA034-157168656 | 54 | MNA034 | MNA | 0 | 0 | 0.0017954 | 0.001817 | 0.0018305 | 0.0018305 | 0.0018359 | 0.0018602 | 0.0018871 | 0.0018817 | 0.0018817 | 0.0018817 | 0.0018817 | 0.0018817 | 0.0018817 | 0.0018817 | 0.0018817 | 0.0018817 | 0.0018817 | 0.0018817 | 0.0018817 | 0.0018817 | 0.14559 | 0.14664 | 0.14769 | 0.14875 | 0.1498 | 0.15088 | 0.15196 | 0.15305 | 0.15413 | 0.15521 | 0.15629 | 0.15737 | 0.15846 | 0.15954 | 0.16062 | 0.1617 | 0.16279 | 0.16387 | 0.16495 | 0.16603 | 0.00758 | 0.0077267 | 0.00784 | 0.0078959 | 0.0079752 | 0.0081391 | 0.0083165 | 0.0083518 | 0.0084109 | 0.0084699 | 0.008529 | 0.0085881 | 0.0086471 | 0.0087062 | 0.0087653 | 0.0088243 | 0.0088834 | 0.0089425 | 0.0090015 | 0.0090606 | 48575.8986 | 12774.7482 | 5862.6994 | 1541.8039
| MNA034-157168875 | 78 | MNA034 | MNA | 0 | 0 | 0.0017954 | 0.001817 | 0.0018305 | 0.0018305 | 0.0018359 | 0.0018602 | 0.0018871 | 0.0018817 | 0.0018817 | 0.0018817 | 0.0018817 | 0.0018817 | 0.0018817 | 0.0018817 | 0.0018817 | 0.0018817 | 0.0018817 | 0.0018817 | 0.0018817 | 0.0018817 | 0.012151 | 0.012238 | 0.012324 | 0.012411 | 0.012498 | 0.012558 | 0.012618 | 0.012678 | 0.012738 | 0.012799 | 0.012859 | 0.012919 | 0.012979 | 0.013039 | 0.013099 | 0.013159 | 0.013219 | 0.013279 | 0.013339 | 0.013399 | 0.00063263 | 0.00064482 | 0.00065422 | 0.00065884 | 0.00066541 | 0.00067745 | 0.00069057 | 0.00069187 | 0.00069515 | 0.00069842 | 0.0007017 | 0.00070498 | 0.00070825 | 0.00071153 | 0.00071481 | 0.00071808 | 0.00072136 | 0.00072464 | 0.00072791 | 0.00073119 | 48575.8986 | 12774.7482 | 483.3481 | 127.1134
| MNA034-175612351 | 9 | MNA034 | MNA | 0 | 0 | 0.0017954 | 0.001817 | 0.0018305 | 0.0018305 | 0.0018359 | 0.0018602 | 0.0018871 | 0.0018817 | 0.0018817 | 0.0018817 | 0.0018817 | 0.0018817 | 0.0018817 | 0.0018817 | 0.0018817 | 0.0018817 | 0.0018817 | 0.0018817 | 0.0018817 | 0.0018817 | 9.1351e-05 | 9.1913e-05 | 9.2475e-05 | 9.3038e-05 | 9.36e-05 | 9.476e-05 | 9.592e-05 | 9.708e-05 | 9.824e-05 | 9.94e-05 | 0.00010056 | 0.00010172 | 0.00010288 | 0.00010404 | 0.0001052 | 0.00010636 | 0.00010752 | 0.00010868 | 0.00010984 | 0.000111 | 4.7562e-06 | 4.8431e-06 | 4.9089e-06 | 4.9387e-06 | 4.9832e-06 | 5.1118e-06 | 5.2494e-06 | 5.2977e-06 | 5.361e-06 | 5.4243e-06 | 5.4876e-06 | 5.5509e-06 | 5.6142e-06 | 5.6775e-06 | 5.7408e-06 | 5.8041e-06 | 5.8674e-06 | 5.9307e-06 | 5.994e-06 | 6.0574e-06 | 48575.8986 | 12774.7482 | 3.7587 | 0.98848
| MNA034-181657157 | 231 | MNA034 | MNA | 0 | 0 | 0.0017954 | 0.001817 | 0.0018305 | 0.0018305 | 0.0018359 | 0.0018602 | 0.0018871 | 0.0018817 | 0.0018817 | 0.0018817 | 0.0018817 | 0.0018817 | 0.0018817 | 0.0018817 | 0.0018817 | 0.0018817 | 0.0018817 | 0.0018817 | 0.0018817 | 0.0018817 | 25.755 | 25.8934 | 26.0318 | 26.1703 | 26.3087 | 26.4047 | 26.5007 | 26.5966 | 26.6926 | 26.7886 | 26.8846 | 26.9806 | 27.0766 | 27.1726 | 27.2686 | 27.3645 | 27.4605 | 27.5565 | 27.6525 | 27.7485 | 1.3409 | 1.3644 | 1.3819 | 1.3892 | 1.4007 | 1.4244 | 1.4503 | 1.4514 | 1.4566 | 1.4619 | 1.4671 | 1.4724 | 1.4776 | 1.4828 | 1.4881 | 1.4933 | 1.4985 | 1.5038 | 1.509 | 1.5143 | 48575.8986 | 12774.7482 | 1012665.8868 | 266316.2608
| MNA034-24605112 | 338 | MNA034 | MNA | 0 | 0 | 0.0017954 | 0.001817 | 0.0018305 | 0.0018305 | 0.0018359 | 0.0018602 | 0.0018871 | 0.0018817 | 0.0018817 | 0.0018817 | 0.0018817 | 0.0018817 | 0.0018817 | 0.0018817 | 0.0018817 | 0.0018817 | 0.0018817 | 0.0018817 | 0.0018817 | 0.0018817 | 35.4134 | 35.6322 | 35.851 | 36.0698 | 36.2887 | 36.4881 | 36.6876 | 36.8871 | 37.0865 | 37.286 | 37.4855 | 37.6849 | 37.8844 | 38.0838 | 38.2833 | 38.4828 | 38.6822 | 38.8817 | 39.0812 | 39.2806 | 1.8438 | 1.8775 | 1.9031 | 1.9147 | 1.932 | 1.9683 | 2.0078 | 2.013 | 2.0238 | 2.0347 | 2.0456 | 2.0565 | 2.0674 | 2.0783 | 2.0891 | 2.1 | 2.1109 | 2.1218 | 2.1327 | 2.1436 | 48575.8986 | 12774.7482 | 1409044.5328 | 370558.0252
| MRO002-15420142 | 6 | MRO002 | MRO | 0 | 0 | 0.2775 | 0.2775 | 0.2775 | 0.2775 | 0.275 | 0.275 | 0.275 | 0.275 | 0.275 | 0.275 | 0.275 | 0.275 | 0.275 | 0.275 | 0.275 | 0.275 | 0.275 | 0.275 | 0.275 | 0.275 | 0.00031106 | 0.00031137 | 0.00031168 | 0.00031199 | 0.0003123 | 0.00031203 | 0.00031176 | 0.00031148 | 0.00031121 | 0.00031093 | 0.00031066 | 0.00031039 | 0.00031011 | 0.00030984 | 0.00030956 | 0.00030929 | 0.00030902 | 0.00030874 | 0.00030847 | 0.00030819 | 0.0025033 | 0.0025058 | 0.0025083 | 0.0025108 | 0.0024906 | 0.0024884 | 0.0024863 | 0.0024841 | 0.0024819 | 0.0024797 | 0.0024775 | 0.0024753 | 0.0024731 | 0.002471 | 0.0024688 | 0.0024666 | 0.0024644 | 0.0024622 | 0.00246 | 0.0024578 | 40985.6902 | 11929.4558 | 1471.9642 | 428.4357
| MRO002-15420153 | 6 | MRO002 | MRO | 0 | 0 | 0.2775 | 0.2775 | 0.2775 | 0.2775 | 0.275 | 0.275 | 0.275 | 0.275 | 0.275 | 0.275 | 0.275 | 0.275 | 0.275 | 0.275 | 0.275 | 0.275 | 0.275 | 0.275 | 0.275 | 0.275 | 0 | 0 | 0 | 0 | 0 | 0 | 0 | 0 | 0 | 0 | 0 | 0 | 0 | 0 | 0 | 0 | 0 | 0 | 0 | 0 | 0 | 0 | 0 | 0 | 0 | 0 | 0 | 0 | 0 | 0 | 0 | 0 | 0 | 0 | 0 | 0 | 0 | 0 | 0 | 0 | 40985.6902 | 11929.4558 | 0 | 0
| MRO002-15420179 | 0 | MRO002 | MRO | 0 | 0 | 0.2775 | 0.2775 | 0.2775 | 0.2775 | 0.275 | 0.275 | 0.275 | 0.275 | 0.275 | 0.275 | 0.275 | 0.275 | 0.275 | 0.275 | 0.275 | 0.275 | 0.275 | 0.275 | 0.275 | 0.275 | 0 | 0 | 0 | 0 | 0 | 0 | 0 | 0 | 0 | 0 | 0 | 0 | 0 | 0 | 0 | 0 | 0 | 0 | 0 | 0 | 0 | 0 | 0 | 0 | 0 | 0 | 0 | 0 | 0 | 0 | 0 | 0 | 0 | 0 | 0 | 0 | 0 | 0 | 0 | 0 | 40985.6902 | 11929.4558 | 0 | 0
| MRO004-15420205 | 160 | MRO004 | MRO | 0 | 0 | 0.0010724 | 0.0010804 | 0.0010831 | 0.0010804 | 0.0010777 | 0.0010831 | 0.0010912 | 0.0010912 | 0.0010912 | 0.0010912 | 0.0010912 | 0.0010912 | 0.0010912 | 0.0010912 | 0.0010912 | 0.0010912 | 0.0010912 | 0.0010912 | 0.0010912 | 0.0010912 | 69.4817 | 70.0373 | 70.5928 | 71.1483 | 71.7039 | 71.7394 | 71.775 | 71.8106 | 71.8462 | 71.8818 | 71.9174 | 71.953 | 71.9886 | 72.0242 | 72.0597 | 72.0953 | 72.1309 | 72.1665 | 72.2021 | 72.2377 | 2.1608 | 2.1944 | 2.2173 | 2.2293 | 2.2411 | 2.2533 | 2.2712 | 2.2723 | 2.2735 | 2.2746 | 2.2757 | 2.2768 | 2.278 | 2.2791 | 2.2802 | 2.2813 | 2.2825 | 2.2836 | 2.2847 | 2.2858 | 40985.6902 | 11929.4558 | 1335773.6153 | 388795.5077
| MRO005-144335638 | 84 | MRO005 | MRO | 0 | 0 | 0.0013621 | 0.0013712 | 0.0013781 | 0.0013781 | 0.0013804 | 0.0013873 | 0.0013942 | 0.0013942 | 0.0013942 | 0.0013942 | 0.0013942 | 0.0013942 | 0.0013942 | 0.0013942 | 0.0013942 | 0.0013942 | 0.0013942 | 0.0013942 | 0.0013942 | 0.0013942 | 0.16408 | 0.16568 | 0.16728 | 0.16887 | 0.17047 | 0.17017 | 0.16987 | 0.16957 | 0.16927 | 0.16897 | 0.16866 | 0.16836 | 0.16806 | 0.16776 | 0.16746 | 0.16716 | 0.16686 | 0.16656 | 0.16626 | 0.16596 | 0.0064812 | 0.0065884 | 0.0066853 | 0.0067491 | 0.0068243 | 0.0068462 | 0.006868 | 0.0068558 | 0.0068436 | 0.0068315 | 0.0068193 | 0.0068071 | 0.0067949 | 0.0067828 | 0.0067706 | 0.0067584 | 0.0067463 | 0.0067341 | 0.0067219 | 0.0067098 | 40985.6902 | 11929.4558 | 4003.3221 | 1165.2226
| MRO005-144335959 | 81 | MRO005 | MRO | 0 | 0 | 0.0013621 | 0.0013712 | 0.0013781 | 0.0013781 | 0.0013804 | 0.0013873 | 0.0013942 | 0.0013942 | 0.0013942 | 0.0013942 | 0.0013942 | 0.0013942 | 0.0013942 | 0.0013942 | 0.0013942 | 0.0013942 | 0.0013942 | 0.0013942 | 0.0013942 | 0.0013942 | 0.0058938 | 0.0059616 | 0.0060293 | 0.0060971 | 0.0061649 | 0.0061784 | 0.006192 | 0.0062055 | 0.0062191 | 0.0062326 | 0.0062461 | 0.0062597 | 0.0062732 | 0.0062868 | 0.0063003 | 0.0063139 | 0.0063274 | 0.0063409 | 0.0063545 | 0.006368 | 0.00023281 | 0.00023707 | 0.00024097 | 0.00024367 | 0.00024679 | 0.00024857 | 0.00025035 | 0.0002509 | 0.00025144 | 0.00025199 | 0.00025254 | 0.00025309 | 0.00025363 | 0.00025418 | 0.00025473 | 0.00025528 | 0.00025582 | 0.00025637 | 0.00025692 | 0.00025747 | 40985.6902 | 11929.4558 | 147.5604 | 42.9495
| MRO005-144336040 | 28 | MRO005 | MRO | 0 | 0 | 0.0013621 | 0.0013712 | 0.0013781 | 0.0013781 | 0.0013804 | 0.0013873 | 0.0013942 | 0.0013942 | 0.0013942 | 0.0013942 | 0.0013942 | 0.0013942 | 0.0013942 | 0.0013942 | 0.0013942 | 0.0013942 | 0.0013942 | 0.0013942 | 0.0013942 | 0.0013942 | 0.047919 | 0.048243 | 0.048567 | 0.048891 | 0.049215 | 0.049336 | 0.049456 | 0.049577 | 0.049697 | 0.049818 | 0.049938 | 0.050059 | 0.050179 | 0.050299 | 0.05042 | 0.05054 | 0.050661 | 0.050781 | 0.050902 | 0.051022 | 0.0018928 | 0.0019184 | 0.001941 | 0.001954 | 0.0019702 | 0.0019849 | 0.0019996 | 0.0020044 | 0.0020093 | 0.0020142 | 0.002019 | 0.0020239 | 0.0020288 | 0.0020337 | 0.0020385 | 0.0020434 | 0.0020483 | 0.0020531 | 0.002058 | 0.0020629 | 40985.6902 | 11929.4558 | 1182.8416 | 344.2825
| MRO005-144336270 | 12 | MRO005 | MRO | 0 | 0 | 0.0013621 | 0.0013712 | 0.0013781 | 0.0013781 | 0.0013804 | 0.0013873 | 0.0013942 | 0.0013942 | 0.0013942 | 0.0013942 | 0.0013942 | 0.0013942 | 0.0013942 | 0.0013942 | 0.0013942 | 0.0013942 | 0.0013942 | 0.0013942 | 0.0013942 | 0.0013942 | 0.011928 | 0.012024 | 0.01212 | 0.012216 | 0.012312 | 0.012316 | 0.01232 | 0.012324 | 0.012328 | 0.012332 | 0.012335 | 0.012339 | 0.012343 | 0.012347 | 0.012351 | 0.012355 | 0.012359 | 0.012363 | 0.012366 | 0.01237 | 0.00047117 | 0.00047816 | 0.00048439 | 0.00048823 | 0.00049288 | 0.00049549 | 0.00049811 | 0.00049827 | 0.00049842 | 0.00049858 | 0.00049873 | 0.00049889 | 0.00049905 | 0.0004992 | 0.00049936 | 0.00049952 | 0.00049967 | 0.00049983 | 0.00049999 | 0.00050014 | 40985.6902 | 11929.4558 | 292.5206 | 85.1422
| MRO005-15420092 | 81 | MRO005 | MRO | 1 | 7 | 0.0013621 | 0.0013712 | 0.0013781 | 0.0013781 | 0.0013804 | 0.0013873 | 0.0013942 | 0.0013942 | 0.0013942 | 0.0013942 | 0.0013942 | 0.0013942 | 0.0013942 | 0.0013942 | 0.0013942 | 0.0013942 | 0.0013942 | 0.0013942 | 0.0013942 | 0.0013942 | 72.0374 | 72.6041 | 73.1707 | 73.7373 | 74.3039 | 74.3473 | 74.3907 | 74.4342 | 74.4776 | 74.521 | 74.5644 | 74.6078 | 74.6512 | 74.6946 | 74.7381 | 74.7815 | 74.8249 | 74.8683 | 74.9117 | 74.9551 | 2.8455 | 2.8872 | 2.9243 | 2.947 | 2.9745 | 2.9911 | 3.0077 | 3.0095 | 3.0112 | 3.013 | 3.0147 | 3.0165 | 3.0182 | 3.02 | 3.0217 | 3.0235 | 3.0253 | 3.027 | 3.0288 | 3.0305 | 40985.6902 | 11929.4558 | 1767964.7824 | 514590.764
| MRO005-155391758 | 85 | MRO005 | MRO | 0 | 0 | 0.0013621 | 0.0013712 | 0.0013781 | 0.0013781 | 0.0013804 | 0.0013873 | 0.0013942 | 0.0013942 | 0.0013942 | 0.0013942 | 0.0013942 | 0.0013942 | 0.0013942 | 0.0013942 | 0.0013942 | 0.0013942 | 0.0013942 | 0.0013942 | 0.0013942 | 0.0013942 | 0.16409 | 0.16549 | 0.16688 | 0.16828 | 0.16968 | 0.17008 | 0.17047 | 0.17087 | 0.17126 | 0.17166 | 0.17206 | 0.17245 | 0.17285 | 0.17325 | 0.17364 | 0.17404 | 0.17444 | 0.17483 | 0.17523 | 0.17563 | 0.0064816 | 0.0065808 | 0.0066696 | 0.0067255 | 0.0067926 | 0.0068424 | 0.0068924 | 0.0069084 | 0.0069244 | 0.0069404 | 0.0069565 | 0.0069725 | 0.0069885 | 0.0070046 | 0.0070206 | 0.0070366 | 0.0070527 | 0.0070687 | 0.0070847 | 0.0071007 | 40985.6902 | 11929.4558 | 4071.4643 | 1185.0564
| MRO005-155391898 | 39 | MRO005 | MRO | 0 | 0 | 0.0013621 | 0.0013712 | 0.0013781 | 0.0013781 | 0.0013804 | 0.0013873 | 0.0013942 | 0.0013942 | 0.0013942 | 0.0013942 | 0.0013942 | 0.0013942 | 0.0013942 | 0.0013942 | 0.0013942 | 0.0013942 | 0.0013942 | 0.0013942 | 0.0013942 | 0.0013942 | 0.12837 | 0.12954 | 0.1307 | 0.13186 | 0.13302 | 0.13323 | 0.13343 | 0.13364 | 0.13385 | 0.13405 | 0.13426 | 0.13446 | 0.13467 | 0.13488 | 0.13508 | 0.13529 | 0.1355 | 0.1357 | 0.13591 | 0.13611 | 0.0050708 | 0.0051511 | 0.0052234 | 0.0052698 | 0.0053251 | 0.0053599 | 0.0053949 | 0.0054032 | 0.0054115 | 0.0054199 | 0.0054282 | 0.0054365 | 0.0054449 | 0.0054532 | 0.0054616 | 0.0054699 | 0.0054782 | 0.0054866 | 0.0054949 | 0.0055032 | 40985.6902 | 11929.4558 | 3178.2409 | 925.0713
| MRO005-155391999 | 57 | MRO005 | MRO | 0 | 0 | 0.0013621 | 0.0013712 | 0.0013781 | 0.0013781 | 0.0013804 | 0.0013873 | 0.0013942 | 0.0013942 | 0.0013942 | 0.0013942 | 0.0013942 | 0.0013942 | 0.0013942 | 0.0013942 | 0.0013942 | 0.0013942 | 0.0013942 | 0.0013942 | 0.0013942 | 0.0013942 | 0.33731 | 0.34003 | 0.34275 | 0.34548 | 0.3482 | 0.34905 | 0.3499 | 0.35075 | 0.35161 | 0.35246 | 0.35331 | 0.35416 | 0.35501 | 0.35586 | 0.35672 | 0.35757 | 0.35842 | 0.35927 | 0.36012 | 0.36097 | 0.013324 | 0.013522 | 0.013698 | 0.013807 | 0.013939 | 0.014043 | 0.014147 | 0.014181 | 0.014216 | 0.01425 | 0.014285 | 0.014319 | 0.014354 | 0.014388 | 0.014422 | 0.014457 | 0.014491 | 0.014526 | 0.01456 | 0.014595 | 40985.6902 | 11929.4558 | 8361.8869 | 2433.8436
| MRO005-155423773 | 50 | MRO005 | MRO | 0 | 0 | 0.0013621 | 0.0013712 | 0.0013781 | 0.0013781 | 0.0013804 | 0.0013873 | 0.0013942 | 0.0013942 | 0.0013942 | 0.0013942 | 0.0013942 | 0.0013942 | 0.0013942 | 0.0013942 | 0.0013942 | 0.0013942 | 0.0013942 | 0.0013942 | 0.0013942 | 0.0013942 | 0.37866 | 0.38116 | 0.38367 | 0.38617 | 0.38867 | 0.38932 | 0.38997 | 0.39062 | 0.39128 | 0.39193 | 0.39258 | 0.39323 | 0.39388 | 0.39453 | 0.39518 | 0.39583 | 0.39648 | 0.39713 | 0.39778 | 0.39844 | 0.014957 | 0.015157 | 0.015333 | 0.015433 | 0.015559 | 0.015663 | 0.015767 | 0.015793 | 0.01582 | 0.015846 | 0.015872 | 0.015899 | 0.015925 | 0.015951 | 0.015978 | 0.016004 | 0.01603 | 0.016057 | 0.016083 | 0.016109 | 40985.6902 | 11929.4558 | 9306.0615 | 2708.6588
| MRO005-155505168 | 56 | MRO005 | MRO | 0 | 0 | 0.0013621 | 0.0013712 | 0.0013781 | 0.0013781 | 0.0013804 | 0.0013873 | 0.0013942 | 0.0013942 | 0.0013942 | 0.0013942 | 0.0013942 | 0.0013942 | 0.0013942 | 0.0013942 | 0.0013942 | 0.0013942 | 0.0013942 | 0.0013942 | 0.0013942 | 0.0013942 | 0.16994 | 0.17161 | 0.17327 | 0.17494 | 0.1766 | 0.17675 | 0.1769 | 0.17704 | 0.17719 | 0.17734 | 0.17748 | 0.17763 | 0.17778 | 0.17793 | 0.17807 | 0.17822 | 0.17837 | 0.17851 | 0.17866 | 0.17881 | 0.0067127 | 0.0068241 | 0.0069249 | 0.0069915 | 0.0070698 | 0.0071109 | 0.0071521 | 0.0071581 | 0.007164 | 0.0071699 | 0.0071759 | 0.0071818 | 0.0071878 | 0.0071937 | 0.0071997 | 0.0072056 | 0.0072115 | 0.0072175 | 0.0072234 | 0.0072294 | 40985.6902 | 11929.4558 | 4202.366 | 1223.1571
| MRO005-155838268 | 46 | MRO005 | MRO | 0 | 0 | 0.0013621 | 0.0013712 | 0.0013781 | 0.0013781 | 0.0013804 | 0.0013873 | 0.0013942 | 0.0013942 | 0.0013942 | 0.0013942 | 0.0013942 | 0.0013942 | 0.0013942 | 0.0013942 | 0.0013942 | 0.0013942 | 0.0013942 | 0.0013942 | 0.0013942 | 0.0013942 | 0.056527 | 0.057085 | 0.057644 | 0.058202 | 0.05876 | 0.058875 | 0.05899 | 0.059106 | 0.059221 | 0.059336 | 0.059451 | 0.059567 | 0.059682 | 0.059797 | 0.059912 | 0.060028 | 0.060143 | 0.060258 | 0.060373 | 0.060489 | 0.0022328 | 0.0022701 | 0.0023038 | 0.0023261 | 0.0023523 | 0.0023686 | 0.0023851 | 0.0023897 | 0.0023944 | 0.002399 | 0.0024037 | 0.0024083 | 0.002413 | 0.0024177 | 0.0024223 | 0.002427 | 0.0024316 | 0.0024363 | 0.002441 | 0.0024456 | 40985.6902 | 11929.4558 | 1406.1507 | 409.2797
| MRO005-163160444 | 19 | MRO005 | MRO | 0 | 0 | 0.0013621 | 0.0013712 | 0.0013781 | 0.0013781 | 0.0013804 | 0.0013873 | 0.0013942 | 0.0013942 | 0.0013942 | 0.0013942 | 0.0013942 | 0.0013942 | 0.0013942 | 0.0013942 | 0.0013942 | 0.0013942 | 0.0013942 | 0.0013942 | 0.0013942 | 0.0013942 | 0.026665 | 0.026939 | 0.027213 | 0.027487 | 0.027761 | 0.027739 | 0.027717 | 0.027695 | 0.027673 | 0.027651 | 0.027629 | 0.027607 | 0.027585 | 0.027563 | 0.02754 | 0.027518 | 0.027496 | 0.027474 | 0.027452 | 0.02743 | 0.0010533 | 0.0010712 | 0.0010876 | 0.0010985 | 0.0011113 | 0.001116 | 0.0011206 | 0.0011197 | 0.0011189 | 0.001118 | 0.0011171 | 0.0011162 | 0.0011153 | 0.0011144 | 0.0011135 | 0.0011126 | 0.0011117 | 0.0011108 | 0.0011099 | 0.001109 | 40985.6902 | 11929.4558 | 654.9693 | 190.6379
| MRO005-163160605 | 18 | MRO005 | MRO | 0 | 0 | 0.0013621 | 0.0013712 | 0.0013781 | 0.0013781 | 0.0013804 | 0.0013873 | 0.0013942 | 0.0013942 | 0.0013942 | 0.0013942 | 0.0013942 | 0.0013942 | 0.0013942 | 0.0013942 | 0.0013942 | 0.0013942 | 0.0013942 | 0.0013942 | 0.0013942 | 0.0013942 | 0.043621 | 0.044019 | 0.044417 | 0.044816 | 0.045214 | 0.045334 | 0.045454 | 0.045574 | 0.045694 | 0.045814 | 0.045934 | 0.046054 | 0.046174 | 0.046294 | 0.046414 | 0.046534 | 0.046654 | 0.046773 | 0.046893 | 0.047013 | 0.001723 | 0.0017505 | 0.0017752 | 0.0017911 | 0.00181 | 0.0018239 | 0.0018377 | 0.0018426 | 0.0018474 | 0.0018523 | 0.0018571 | 0.001862 | 0.0018669 | 0.0018717 | 0.0018766 | 0.0018814 | 0.0018863 | 0.0018911 | 0.001896 | 0.0019008 | 40985.6902 | 11929.4558 | 1086.2345 | 316.1637
| MRO005-163160879 | 7 | MRO005 | MRO | 0 | 0 | 0.0013621 | 0.0013712 | 0.0013781 | 0.0013781 | 0.0013804 | 0.0013873 | 0.0013942 | 0.0013942 | 0.0013942 | 0.0013942 | 0.0013942 | 0.0013942 | 0.0013942 | 0.0013942 | 0.0013942 | 0.0013942 | 0.0013942 | 0.0013942 | 0.0013942 | 0.0013942 | 0 | 0 | 0 | 0 | 0 | 0 | 0 | 0 | 0 | 0 | 0 | 0 | 0 | 0 | 0 | 0 | 0 | 0 | 0 | 0 | 0 | 0 | 0 | 0 | 0 | 0 | 0 | 0 | 0 | 0 | 0 | 0 | 0 | 0 | 0 | 0 | 0 | 0 | 0 | 0 | 40985.6902 | 11929.4558 | 0 | 0
| MRO005-163161051 | 15 | MRO005 | MRO | 0 | 0 | 0.0013621 | 0.0013712 | 0.0013781 | 0.0013781 | 0.0013804 | 0.0013873 | 0.0013942 | 0.0013942 | 0.0013942 | 0.0013942 | 0.0013942 | 0.0013942 | 0.0013942 | 0.0013942 | 0.0013942 | 0.0013942 | 0.0013942 | 0.0013942 | 0.0013942 | 0.0013942 | 0.017503 | 0.017674 | 0.017845 | 0.018016 | 0.018188 | 0.018246 | 0.018304 | 0.018362 | 0.01842 | 0.018478 | 0.018536 | 0.018594 | 0.018652 | 0.018711 | 0.018769 | 0.018827 | 0.018885 | 0.018943 | 0.019001 | 0.019059 | 0.00069135 | 0.00070282 | 0.00071319 | 0.00072004 | 0.00072809 | 0.00073406 | 0.00074005 | 0.0007424 | 0.00074475 | 0.00074709 | 0.00074944 | 0.00075179 | 0.00075414 | 0.00075649 | 0.00075884 | 0.00076119 | 0.00076354 | 0.00076589 | 0.00076823 | 0.00077058 | 40985.6902 | 11929.4558 | 437.9609 | 127.4746
| MRO005-172349913 | 12 | MRO005 | MRO | 0 | 0 | 0.0013621 | 0.0013712 | 0.0013781 | 0.0013781 | 0.0013804 | 0.0013873 | 0.0013942 | 0.0013942 | 0.0013942 | 0.0013942 | 0.0013942 | 0.0013942 | 0.0013942 | 0.0013942 | 0.0013942 | 0.0013942 | 0.0013942 | 0.0013942 | 0.0013942 | 0.0013942 | 0.033897 | 0.03418 | 0.034463 | 0.034746 | 0.035029 | 0.035193 | 0.035357 | 0.035522 | 0.035686 | 0.03585 | 0.036014 | 0.036178 | 0.036342 | 0.036506 | 0.03667 | 0.036835 | 0.036999 | 0.037163 | 0.037327 | 0.037491 | 0.0013389 | 0.0013592 | 0.0013773 | 0.0013887 | 0.0014023 | 0.0014159 | 0.0014295 | 0.0014362 | 0.0014428 | 0.0014494 | 0.0014561 | 0.0014627 | 0.0014694 | 0.001476 | 0.0014826 | 0.0014893 | 0.0014959 | 0.0015025 | 0.0015092 | 0.0015158 | 40985.6902 | 11929.4558 | 850.5142 | 247.554
| MRO005-24606286 | 242 | MRO005 | MRO | 0 | 0 | 0.0013621 | 0.0013712 | 0.0013781 | 0.0013781 | 0.0013804 | 0.0013873 | 0.0013942 | 0.0013942 | 0.0013942 | 0.0013942 | 0.0013942 | 0.0013942 | 0.0013942 | 0.0013942 | 0.0013942 | 0.0013942 | 0.0013942 | 0.0013942 | 0.0013942 | 0.0013942 | 10.4463 | 10.5185 | 10.5908 | 10.6631 | 10.7354 | 10.7517 | 10.768 | 10.7843 | 10.8006 | 10.8169 | 10.8332 | 10.8495 | 10.8659 | 10.8822 | 10.8985 | 10.9148 | 10.9311 | 10.9474 | 10.9637 | 10.98 | 0.41263 | 0.41828 | 0.42327 | 0.42616 | 0.42976 | 0.43256 | 0.43536 | 0.43602 | 0.43668 | 0.43734 | 0.438 | 0.43866 | 0.43932 | 0.43998 | 0.44064 | 0.4413 | 0.44196 | 0.44261 | 0.44327 | 0.44393 | 40985.6902 | 11929.4558 | 256790.4605 | 74742.4386
| MRO005-24606314 | 254 | MRO005 | MRO | 0 | 0 | 0.0013621 | 0.0013712 | 0.0013781 | 0.0013781 | 0.0013804 | 0.0013873 | 0.0013942 | 0.0013942 | 0.0013942 | 0.0013942 | 0.0013942 | 0.0013942 | 0.0013942 | 0.0013942 | 0.0013942 | 0.0013942 | 0.0013942 | 0.0013942 | 0.0013942 | 0.0013942 | 17.481 | 17.6137 | 17.7464 | 17.8792 | 18.0119 | 18.0436 | 18.0753 | 18.1069 | 18.1386 | 18.1703 | 18.202 | 18.2336 | 18.2653 | 18.297 | 18.3287 | 18.3603 | 18.392 | 18.4237 | 18.4554 | 18.487 | 0.6905 | 0.70043 | 0.70925 | 0.71455 | 0.72105 | 0.72592 | 0.7308 | 0.73208 | 0.73336 | 0.73464 | 0.73593 | 0.73721 | 0.73849 | 0.73977 | 0.74105 | 0.74233 | 0.74361 | 0.74489 | 0.74617 | 0.74745 | 40985.6902 | 11929.4558 | 431186.3498 | 125502.7902
| MRO005-24606328 | 249 | MRO005 | MRO | 0 | 0 | 0.0013621 | 0.0013712 | 0.0013781 | 0.0013781 | 0.0013804 | 0.0013873 | 0.0013942 | 0.0013942 | 0.0013942 | 0.0013942 | 0.0013942 | 0.0013942 | 0.0013942 | 0.0013942 | 0.0013942 | 0.0013942 | 0.0013942 | 0.0013942 | 0.0013942 | 0.0013942 | 5.6964 | 5.7397 | 5.7831 | 5.8264 | 5.8698 | 5.8899 | 5.9101 | 5.9302 | 5.9503 | 5.9705 | 5.9906 | 6.0107 | 6.0309 | 6.051 | 6.0712 | 6.0913 | 6.1114 | 6.1316 | 6.1517 | 6.1718 | 0.22501 | 0.22825 | 0.23112 | 0.23286 | 0.23498 | 0.23696 | 0.23895 | 0.23976 | 0.24058 | 0.24139 | 0.24221 | 0.24302 | 0.24384 | 0.24465 | 0.24546 | 0.24628 | 0.24709 | 0.24791 | 0.24872 | 0.24953 | 40985.6902 | 11929.4558 | 141696.1247 | 41242.6298
| MRO005-24606858 | 220 | MRO005 | MRO | 0 | 0 | 0.0013621 | 0.0013712 | 0.0013781 | 0.0013781 | 0.0013804 | 0.0013873 | 0.0013942 | 0.0013942 | 0.0013942 | 0.0013942 | 0.0013942 | 0.0013942 | 0.0013942 | 0.0013942 | 0.0013942 | 0.0013942 | 0.0013942 | 0.0013942 | 0.0013942 | 0.0013942 | 14.0051 | 14.1234 | 14.2417 | 14.3599 | 14.4782 | 14.4989 | 14.5196 | 14.5403 | 14.561 | 14.5817 | 14.6023 | 14.623 | 14.6437 | 14.6644 | 14.6851 | 14.7058 | 14.7265 | 14.7472 | 14.7678 | 14.7885 | 0.5532 | 0.56163 | 0.56918 | 0.5739 | 0.57959 | 0.58331 | 0.58704 | 0.58788 | 0.58872 | 0.58955 | 0.59039 | 0.59123 | 0.59206 | 0.5929 | 0.59373 | 0.59457 | 0.59541 | 0.59624 | 0.59708 | 0.59792 | 40985.6902 | 11929.4558 | 345840.0287 | 100661.5552
| MRO005-73766637 | 45 | MRO005 | MRO | 0 | 0 | 0.0013621 | 0.0013712 | 0.0013781 | 0.0013781 | 0.0013804 | 0.0013873 | 0.0013942 | 0.0013942 | 0.0013942 | 0.0013942 | 0.0013942 | 0.0013942 | 0.0013942 | 0.0013942 | 0.0013942 | 0.0013942 | 0.0013942 | 0.0013942 | 0.0013942 | 0.0013942 | 0.34412 | 0.34688 | 0.34964 | 0.35241 | 0.35517 | 0.35599 | 0.3568 | 0.35762 | 0.35843 | 0.35925 | 0.36006 | 0.36088 | 0.36169 | 0.36251 | 0.36332 | 0.36414 | 0.36495 | 0.36577 | 0.36658 | 0.3674 | 0.013593 | 0.013794 | 0.013974 | 0.014084 | 0.014218 | 0.014322 | 0.014426 | 0.014459 | 0.014492 | 0.014525 | 0.014558 | 0.014591 | 0.014624 | 0.014657 | 0.014689 | 0.014722 | 0.014755 | 0.014788 | 0.014821 | 0.014854 | 40985.6902 | 11929.4558 | 8523.0768 | 2480.7602
| MRO006-15420268 | 88 | MRO006 | MRO | 0 | 0 | 0.0015652 | 0.0015698 | 0.0015652 | 0.0015606 | 0.0015515 | 0.0015515 | 0.0015561 | 0.0015515 | 0.0015515 | 0.0015515 | 0.0015515 | 0.0015515 | 0.0015515 | 0.0015515 | 0.0015515 | 0.0015515 | 0.0015515 | 0.0015515 | 0.0015515 | 0.0015515 | 0 | 0 | 0 | 0 | 0 | 0 | 0 | 0 | 0 | 0 | 0 | 0 | 0 | 0 | 0 | 0 | 0 | 0 | 0 | 0 | 0 | 0 | 0 | 0 | 0 | 0 | 0 | 0 | 0 | 0 | 0 | 0 | 0 | 0 | 0 | 0 | 0 | 0 | 0 | 0 | 40985.6902 | 11929.4558 | 0 | 0
| MRO007-122640081 | 430 | MRO007 | MRO | 0 | 0 | 0.0014861 | 0.0015073 | 0.0015285 | 0.0015364 | 0.0015417 | 0.0015656 | 0.0015921 | 0.0016 | 0.0016 | 0.0016 | 0.0016 | 0.0016 | 0.0016 | 0.0016 | 0.0016 | 0.0016 | 0.0016 | 0.0016 | 0.0016 | 0.0016 | 18.4105 | 18.5307 | 18.6509 | 18.7711 | 18.8913 | 18.9431 | 18.9949 | 19.0467 | 19.0984 | 19.1502 | 19.202 | 19.2538 | 19.3056 | 19.3574 | 19.4092 | 19.461 | 19.5128 | 19.5645 | 19.6163 | 19.6681 | 0.79343 | 0.81 | 0.82672 | 0.83637 | 0.84463 | 0.86004 | 0.87698 | 0.88377 | 0.88617 | 0.88857 | 0.89097 | 0.89338 | 0.89578 | 0.89818 | 0.90059 | 0.90299 | 0.90539 | 0.9078 | 0.9102 | 0.9126 | 40985.6902 | 11929.4558 | 515429.1242 | 150022.8225
| MRO007-129258735 | 43 | MRO007 | MRO | 0 | 0 | 0.0014861 | 0.0015073 | 0.0015285 | 0.0015364 | 0.0015417 | 0.0015656 | 0.0015921 | 0.0016 | 0.0016 | 0.0016 | 0.0016 | 0.0016 | 0.0016 | 0.0016 | 0.0016 | 0.0016 | 0.0016 | 0.0016 | 0.0016 | 0.0016 | 0.31673 | 0.31935 | 0.32197 | 0.32459 | 0.32721 | 0.32858 | 0.32994 | 0.33131 | 0.33268 | 0.33404 | 0.33541 | 0.33678 | 0.33814 | 0.33951 | 0.34088 | 0.34224 | 0.34361 | 0.34498 | 0.34634 | 0.34771 | 0.01365 | 0.013959 | 0.014272 | 0.014463 | 0.01463 | 0.014918 | 0.015233 | 0.015373 | 0.015436 | 0.0155 | 0.015563 | 0.015626 | 0.01569 | 0.015753 | 0.015817 | 0.01588 | 0.015944 | 0.016007 | 0.01607 | 0.016134 | 40985.6902 | 11929.4558 | 8983.285 | 2614.7102
| MRO007-15420070 | 448 | MRO007 | MRO | 0 | 0 | 0.0014861 | 0.0015073 | 0.0015285 | 0.0015364 | 0.0015417 | 0.0015656 | 0.0015921 | 0.0016 | 0.0016 | 0.0016 | 0.0016 | 0.0016 | 0.0016 | 0.0016 | 0.0016 | 0.0016 | 0.0016 | 0.0016 | 0.0016 | 0.0016 | 35.9995 | 36.2758 | 36.5521 | 36.8284 | 37.1047 | 37.0865 | 37.0683 | 37.0501 | 37.0319 | 37.0137 | 36.9955 | 36.9773 | 36.9592 | 36.941 | 36.9228 | 36.9046 | 36.8864 | 36.8682 | 36.85 | 36.8318 | 1.5515 | 1.5857 | 1.6202 | 1.6409 | 1.6589 | 1.6838 | 1.7114 | 1.7191 | 1.7183 | 1.7174 | 1.7166 | 1.7157 | 1.7149 | 1.7141 | 1.7132 | 1.7124 | 1.7115 | 1.7107 | 1.7098 | 1.709 | 40985.6902 | 11929.4558 | 995124.7961 | 289644.9263
| MRO007-161151299 | 25 | MRO007 | MRO | 0 | 0 | 0.0014861 | 0.0015073 | 0.0015285 | 0.0015364 | 0.0015417 | 0.0015656 | 0.0015921 | 0.0016 | 0.0016 | 0.0016 | 0.0016 | 0.0016 | 0.0016 | 0.0016 | 0.0016 | 0.0016 | 0.0016 | 0.0016 | 0.0016 | 0.0016 | 0.12276 | 0.12388 | 0.12501 | 0.12613 | 0.12726 | 0.12727 | 0.12729 | 0.12731 | 0.12733 | 0.12734 | 0.12736 | 0.12738 | 0.12739 | 0.12741 | 0.12743 | 0.12744 | 0.12746 | 0.12748 | 0.12749 | 0.12751 | 0.0052905 | 0.0054151 | 0.0055411 | 0.00562 | 0.0056897 | 0.0057784 | 0.005877 | 0.0059071 | 0.0059079 | 0.0059087 | 0.0059095 | 0.0059102 | 0.005911 | 0.0059118 | 0.0059126 | 0.0059134 | 0.0059142 | 0.005915 | 0.0059157 | 0.0059165 | 40985.6902 | 11929.4558 | 3420.9003 | 995.7006
| MRO007-24610986 | 173 | MRO007 | MRO | 0 | 0 | 0.0014861 | 0.0015073 | 0.0015285 | 0.0015364 | 0.0015417 | 0.0015656 | 0.0015921 | 0.0016 | 0.0016 | 0.0016 | 0.0016 | 0.0016 | 0.0016 | 0.0016 | 0.0016 | 0.0016 | 0.0016 | 0.0016 | 0.0016 | 0.0016 | 13.9572 | 14.092 | 14.2268 | 14.3616 | 14.4964 | 14.4883 | 14.4802 | 14.4722 | 14.4641 | 14.456 | 14.4479 | 14.4398 | 14.4317 | 14.4237 | 14.4156 | 14.4075 | 14.3994 | 14.3913 | 14.3833 | 14.3752 | 0.60151 | 0.61598 | 0.63061 | 0.6399 | 0.64813 | 0.65779 | 0.66855 | 0.67151 | 0.67113 | 0.67076 | 0.67038 | 0.67001 | 0.66963 | 0.66926 | 0.66888 | 0.66851 | 0.66813 | 0.66776 | 0.66738 | 0.66701 | 40985.6902 | 11929.4558 | 388193.3504 | 112989.0792
| MRO007-76446321 | 55 | MRO007 | MRO | 0 | 0 | 0.0014861 | 0.0015073 | 0.0015285 | 0.0015364 | 0.0015417 | 0.0015656 | 0.0015921 | 0.0016 | 0.0016 | 0.0016 | 0.0016 | 0.0016 | 0.0016 | 0.0016 | 0.0016 | 0.0016 | 0.0016 | 0.0016 | 0.0016 | 0.0016 | 0.46437 | 0.46837 | 0.47237 | 0.47638 | 0.48038 | 0.48062 | 0.48087 | 0.48111 | 0.48136 | 0.4816 | 0.48185 | 0.48209 | 0.48233 | 0.48258 | 0.48282 | 0.48307 | 0.48331 | 0.48356 | 0.4838 | 0.48405 | 0.020013 | 0.020473 | 0.020938 | 0.021226 | 0.021478 | 0.021821 | 0.022201 | 0.022324 | 0.022335 | 0.022346 | 0.022358 | 0.022369 | 0.02238 | 0.022392 | 0.022403 | 0.022414 | 0.022426 | 0.022437 | 0.022448 | 0.02246 | 40985.6902 | 11929.4558 | 12942.493 | 3767.0928
| MRO007-76446588 | 58 | MRO007 | MRO | 0 | 0 | 0.0014861 | 0.0015073 | 0.0015285 | 0.0015364 | 0.0015417 | 0.0015656 | 0.0015921 | 0.0016 | 0.0016 | 0.0016 | 0.0016 | 0.0016 | 0.0016 | 0.0016 | 0.0016 | 0.0016 | 0.0016 | 0.0016 | 0.0016 | 0.0016 | 0.15827 | 0.15981 | 0.16135 | 0.16289 | 0.16443 | 0.16445 | 0.16448 | 0.16451 | 0.16453 | 0.16456 | 0.16458 | 0.16461 | 0.16464 | 0.16466 | 0.16469 | 0.16472 | 0.16474 | 0.16477 | 0.1648 | 0.16482 | 0.0068208 | 0.0069854 | 0.0071518 | 0.0072576 | 0.0073515 | 0.0074664 | 0.0075939 | 0.0076331 | 0.0076343 | 0.0076355 | 0.0076367 | 0.007638 | 0.0076392 | 0.0076404 | 0.0076416 | 0.0076429 | 0.0076441 | 0.0076453 | 0.0076465 | 0.0076478 | 40985.6902 | 11929.4558 | 4419.223 | 1286.2764
| MRO007-76547638 | 59 | MRO007 | MRO | 0 | 0 | 0.0014861 | 0.0015073 | 0.0015285 | 0.0015364 | 0.0015417 | 0.0015656 | 0.0015921 | 0.0016 | 0.0016 | 0.0016 | 0.0016 | 0.0016 | 0.0016 | 0.0016 | 0.0016 | 0.0016 | 0.0016 | 0.0016 | 0.0016 | 0.0016 | 0.20937 | 0.21065 | 0.21193 | 0.21321 | 0.21449 | 0.21504 | 0.2156 | 0.21615 | 0.2167 | 0.21725 | 0.2178 | 0.21835 | 0.21891 | 0.21946 | 0.22001 | 0.22056 | 0.22111 | 0.22167 | 0.22222 | 0.22277 | 0.009023 | 0.0092077 | 0.0093939 | 0.0094999 | 0.0095899 | 0.0097633 | 0.0099539 | 0.010029 | 0.010055 | 0.01008 | 0.010106 | 0.010132 | 0.010157 | 0.010183 | 0.010208 | 0.010234 | 0.01026 | 0.010285 | 0.010311 | 0.010336 | 40985.6902 | 11929.4558 | 5848.6027 | 1702.3172
| MRO007-76547903 | 43 | MRO007 | MRO | 0 | 0 | 0.0014861 | 0.0015073 | 0.0015285 | 0.0015364 | 0.0015417 | 0.0015656 | 0.0015921 | 0.0016 | 0.0016 | 0.0016 | 0.0016 | 0.0016 | 0.0016 | 0.0016 | 0.0016 | 0.0016 | 0.0016 | 0.0016 | 0.0016 | 0.0016 | 0.0012963 | 0.0013108 | 0.0013252 | 0.0013397 | 0.0013542 | 0.0013555 | 0.0013568 | 0.0013581 | 0.0013594 | 0.0013607 | 0.001362 | 0.0013633 | 0.0013646 | 0.0013659 | 0.0013671 | 0.0013684 | 0.0013697 | 0.001371 | 0.0013723 | 0.0013736 | 5.5865e-05 | 5.7295e-05 | 5.8742e-05 | 5.9693e-05 | 6.0546e-05 | 6.1541e-05 | 6.2642e-05 | 6.3015e-05 | 6.3075e-05 | 6.3135e-05 | 6.3195e-05 | 6.3255e-05 | 6.3316e-05 | 6.3376e-05 | 6.3436e-05 | 6.3496e-05 | 6.3556e-05 | 6.3616e-05 | 6.3676e-05 | 6.3736e-05 | 40985.6902 | 11929.4558 | 36.5144 | 10.628
| MRO007-76548012 | 58 | MRO007 | MRO | 0 | 0 | 0.0014861 | 0.0015073 | 0.0015285 | 0.0015364 | 0.0015417 | 0.0015656 | 0.0015921 | 0.0016 | 0.0016 | 0.0016 | 0.0016 | 0.0016 | 0.0016 | 0.0016 | 0.0016 | 0.0016 | 0.0016 | 0.0016 | 0.0016 | 0.0016 | 0.20285 | 0.20471 | 0.20657 | 0.20843 | 0.21028 | 0.21038 | 0.21047 | 0.21057 | 0.21066 | 0.21076 | 0.21086 | 0.21095 | 0.21105 | 0.21114 | 0.21124 | 0.21133 | 0.21143 | 0.21152 | 0.21162 | 0.21171 | 0.0087424 | 0.0089482 | 0.0091563 | 0.0092867 | 0.0094018 | 0.0095515 | 0.0097175 | 0.0097704 | 0.0097749 | 0.0097793 | 0.0097837 | 0.0097881 | 0.0097925 | 0.009797 | 0.0098014 | 0.0098058 | 0.0098102 | 0.0098147 | 0.0098191 | 0.0098235 | 40985.6902 | 11929.4558 | 5662.1148 | 1648.0373
| MRO008-129258570 | 27 | MRO008 | MRO | 0 | 0 | 0.0011407 | 0.0011477 | 0.0011529 | 0.0011529 | 0.0011547 | 0.0011634 | 0.0011721 | 0.0011721 | 0.0011721 | 0.0011721 | 0.0011721 | 0.0011721 | 0.0011721 | 0.0011721 | 0.0011721 | 0.0011721 | 0.0011721 | 0.0011721 | 0.0011721 | 0.0011721 | 0.12701 | 0.12812 | 0.12922 | 0.13033 | 0.13143 | 0.1315 | 0.13157 | 0.13165 | 0.13172 | 0.13179 | 0.13186 | 0.13193 | 0.132 | 0.13207 | 0.13214 | 0.13221 | 0.13228 | 0.13235 | 0.13242 | 0.13249 | 0.0042014 | 0.004264 | 0.0043204 | 0.0043574 | 0.004401 | 0.0044368 | 0.0044725 | 0.0044749 | 0.0044773 | 0.0044798 | 0.0044822 | 0.0044846 | 0.004487 | 0.0044894 | 0.0044918 | 0.0044942 | 0.0044966 | 0.004499 | 0.0045014 | 0.0045038 | 40985.6902 | 11929.4558 | 2623.1018 | 763.4903
| MRO008-137134221 | 24 | MRO008 | MRO | 0 | 0 | 0.0011407 | 0.0011477 | 0.0011529 | 0.0011529 | 0.0011547 | 0.0011634 | 0.0011721 | 0.0011721 | 0.0011721 | 0.0011721 | 0.0011721 | 0.0011721 | 0.0011721 | 0.0011721 | 0.0011721 | 0.0011721 | 0.0011721 | 0.0011721 | 0.0011721 | 0.0011721 | 0.022179 | 0.022353 | 0.022527 | 0.022701 | 0.022874 | 0.022872 | 0.02287 | 0.022867 | 0.022865 | 0.022863 | 0.02286 | 0.022858 | 0.022855 | 0.022853 | 0.022851 | 0.022848 | 0.022846 | 0.022843 | 0.022841 | 0.022839 | 0.00073365 | 0.00074394 | 0.00075316 | 0.00075898 | 0.00076595 | 0.00077167 | 0.00077739 | 0.00077731 | 0.00077723 | 0.00077715 | 0.00077707 | 0.00077699 | 0.0007769 | 0.00077682 | 0.00077674 | 0.00077666 | 0.00077658 | 0.0007765 | 0.00077642 | 0.00077634 | 40985.6902 | 11929.4558 | 455.2724 | 132.5134
| MRO008-15411648 | 220 | MRO008 | MRO | 0 | 0 | 0.0011407 | 0.0011477 | 0.0011529 | 0.0011529 | 0.0011547 | 0.0011634 | 0.0011721 | 0.0011721 | 0.0011721 | 0.0011721 | 0.0011721 | 0.0011721 | 0.0011721 | 0.0011721 | 0.0011721 | 0.0011721 | 0.0011721 | 0.0011721 | 0.0011721 | 0.0011721 | 93.9911 | 94.5572 | 95.1232 | 95.6893 | 96.2553 | 96.2655 | 96.2756 | 96.2857 | 96.2958 | 96.306 | 96.3161 | 96.3262 | 96.3364 | 96.3465 | 96.3566 | 96.3667 | 96.3769 | 96.387 | 96.3971 | 96.4073 | 3.1091 | 3.1471 | 3.1804 | 3.1993 | 3.2231 | 3.2479 | 3.2726 | 3.273 | 3.2733 | 3.2737 | 3.274 | 3.2744 | 3.2747 | 3.275 | 3.2754 | 3.2757 | 3.2761 | 3.2764 | 3.2768 | 3.2771 | 40985.6902 | 11929.4558 | 1919967.5141 | 558833.2753
| MRO008-156506029 | 365 | MRO008 | MRO | 0 | 0 | 0.0011407 | 0.0011477 | 0.0011529 | 0.0011529 | 0.0011547 | 0.0011634 | 0.0011721 | 0.0011721 | 0.0011721 | 0.0011721 | 0.0011721 | 0.0011721 | 0.0011721 | 0.0011721 | 0.0011721 | 0.0011721 | 0.0011721 | 0.0011721 | 0.0011721 | 0.0011721 | 53.4673 | 53.8964 | 54.3255 | 54.7547 | 55.1838 | 55.1509 | 55.118 | 55.0852 | 55.0523 | 55.0194 | 54.9865 | 54.9536 | 54.9208 | 54.8879 | 54.855 | 54.8221 | 54.7892 | 54.7563 | 54.7235 | 54.6906 | 1.7686 | 1.7938 | 1.8163 | 1.8307 | 1.8478 | 1.8607 | 1.8736 | 1.8725 | 1.8714 | 1.8702 | 1.8691 | 1.868 | 1.8669 | 1.8658 | 1.8646 | 1.8635 | 1.8624 | 1.8613 | 1.8602 | 1.8591 | 40985.6902 | 11929.4558 | 1095461.7016 | 318849.3796
| MRO008-161918307 | 35 | MRO008 | MRO | 0 | 0 | 0.0011407 | 0.0011477 | 0.0011529 | 0.0011529 | 0.0011547 | 0.0011634 | 0.0011721 | 0.0011721 | 0.0011721 | 0.0011721 | 0.0011721 | 0.0011721 | 0.0011721 | 0.0011721 | 0.0011721 | 0.0011721 | 0.0011721 | 0.0011721 | 0.0011721 | 0.0011721 | 0.13682 | 0.13807 | 0.13932 | 0.14058 | 0.14183 | 0.14186 | 0.1419 | 0.14193 | 0.14196 | 0.14199 | 0.14202 | 0.14205 | 0.14208 | 0.14211 | 0.14214 | 0.14217 | 0.14221 | 0.14224 | 0.14227 | 0.1423 | 0.0045257 | 0.0045952 | 0.0046582 | 0.0047001 | 0.0047493 | 0.0047863 | 0.0048233 | 0.0048244 | 0.0048255 | 0.0048265 | 0.0048276 | 0.0048286 | 0.0048297 | 0.0048307 | 0.0048318 | 0.0048328 | 0.0048339 | 0.0048349 | 0.004836 | 0.0048371 | 40985.6902 | 11929.4558 | 2825.2775 | 822.3363
| MRO008-24606830 | 225 | MRO008 | MRO | 0 | 0 | 0.0011407 | 0.0011477 | 0.0011529 | 0.0011529 | 0.0011547 | 0.0011634 | 0.0011721 | 0.0011721 | 0.0011721 | 0.0011721 | 0.0011721 | 0.0011721 | 0.0011721 | 0.0011721 | 0.0011721 | 0.0011721 | 0.0011721 | 0.0011721 | 0.0011721 | 0.0011721 | 3.4696 | 3.5006 | 3.5316 | 3.5626 | 3.5936 | 3.5913 | 3.5889 | 3.5865 | 3.5842 | 3.5818 | 3.5795 | 3.5771 | 3.5748 | 3.5724 | 3.5701 | 3.5677 | 3.5654 | 3.563 | 3.5607 | 3.5583 | 0.11477 | 0.11651 | 0.11808 | 0.11911 | 0.12033 | 0.12116 | 0.122 | 0.12192 | 0.12184 | 0.12176 | 0.12168 | 0.1216 | 0.12152 | 0.12144 | 0.12136 | 0.12128 | 0.1212 | 0.12112 | 0.12104 | 0.12096 | 40985.6902 | 11929.4558 | 71276.2917 | 20745.957
| MRO008-24606844 | 91 | MRO008 | MRO | 0 | 0 | 0.0011407 | 0.0011477 | 0.0011529 | 0.0011529 | 0.0011547 | 0.0011634 | 0.0011721 | 0.0011721 | 0.0011721 | 0.0011721 | 0.0011721 | 0.0011721 | 0.0011721 | 0.0011721 | 0.0011721 | 0.0011721 | 0.0011721 | 0.0011721 | 0.0011721 | 0.0011721 | 1.355 | 1.368 | 1.3809 | 1.3939 | 1.4068 | 1.4094 | 1.412 | 1.4146 | 1.4171 | 1.4197 | 1.4223 | 1.4249 | 1.4275 | 1.43 | 1.4326 | 1.4352 | 1.4378 | 1.4403 | 1.4429 | 1.4455 | 0.044822 | 0.045529 | 0.04617 | 0.046604 | 0.047108 | 0.047552 | 0.047997 | 0.048085 | 0.048172 | 0.04826 | 0.048347 | 0.048435 | 0.048522 | 0.04861 | 0.048697 | 0.048785 | 0.048872 | 0.04896 | 0.049047 | 0.049135 | 40985.6902 | 11929.4558 | 28246.7066 | 8221.5972
| MRO008-77241441 | 21 | MRO008 | MRO | 0 | 0 | 0.0011407 | 0.0011477 | 0.0011529 | 0.0011529 | 0.0011547 | 0.0011634 | 0.0011721 | 0.0011721 | 0.0011721 | 0.0011721 | 0.0011721 | 0.0011721 | 0.0011721 | 0.0011721 | 0.0011721 | 0.0011721 | 0.0011721 | 0.0011721 | 0.0011721 | 0.0011721 | 3.124e-05 | 3.158e-05 | 3.192e-05 | 3.226e-05 | 3.26e-05 | 3.253e-05 | 3.246e-05 | 3.239e-05 | 3.232e-05 | 3.225e-05 | 3.218e-05 | 3.211e-05 | 3.204e-05 | 3.197e-05 | 3.19e-05 | 3.183e-05 | 3.176e-05 | 3.169e-05 | 3.162e-05 | 3.155e-05 | 1.0334e-06 | 1.051e-06 | 1.0672e-06 | 1.0786e-06 | 1.0916e-06 | 1.0975e-06 | 1.1034e-06 | 1.101e-06 | 1.0986e-06 | 1.0963e-06 | 1.0939e-06 | 1.0915e-06 | 1.0891e-06 | 1.0867e-06 | 1.0844e-06 | 1.082e-06 | 1.0796e-06 | 1.0772e-06 | 1.0748e-06 | 1.0725e-06 | 40985.6902 | 11929.4558 | 0.64091 | 0.18655
| MRO008-77241511 | 72 | MRO008 | MRO | 0 | 0 | 0.0011407 | 0.0011477 | 0.0011529 | 0.0011529 | 0.0011547 | 0.0011634 | 0.0011721 | 0.0011721 | 0.0011721 | 0.0011721 | 0.0011721 | 0.0011721 | 0.0011721 | 0.0011721 | 0.0011721 | 0.0011721 | 0.0011721 | 0.0011721 | 0.0011721 | 0.0011721 | 0.26709 | 0.26928 | 0.27147 | 0.27366 | 0.27584 | 0.27546 | 0.27508 | 0.27469 | 0.27431 | 0.27392 | 0.27354 | 0.27315 | 0.27277 | 0.27238 | 0.272 | 0.27162 | 0.27123 | 0.27085 | 0.27046 | 0.27008 | 0.0088352 | 0.0089622 | 0.0090763 | 0.0091495 | 0.0092366 | 0.0092936 | 0.0093504 | 0.0093374 | 0.0093243 | 0.0093112 | 0.0092982 | 0.0092851 | 0.009272 | 0.009259 | 0.0092459 | 0.0092328 | 0.0092198 | 0.0092067 | 0.0091936 | 0.0091806 | 40985.6902 | 11929.4558 | 5453.0115 | 1587.1749
| NHL015-115332434 | 220 | NHL015 | NHL | 0 | 0 | 0.0010835 | 0.0010867 | 0.0010835 | 0.0010738 | 0.0010642 | 0.0010642 | 0.0010642 | 0.0010545 | 0.0010545 | 0.0010545 | 0.0010545 | 0.0010545 | 0.0010545 | 0.0010545 | 0.0010545 | 0.0010545 | 0.0010545 | 0.0010545 | 0.0010545 | 0.0010545 | 22.2739 | 22.4491 | 22.6243 | 22.7995 | 22.9747 | 22.9249 | 22.8751 | 22.8253 | 22.7755 | 22.7257 | 22.6759 | 22.6261 | 22.5763 | 22.5265 | 22.4766 | 22.4268 | 22.377 | 22.3272 | 22.2774 | 22.2276 | 0.69989 | 0.7075 | 0.7109 | 0.71001 | 0.70902 | 0.70749 | 0.70595 | 0.69801 | 0.69649 | 0.69496 | 0.69344 | 0.69192 | 0.69039 | 0.68887 | 0.68735 | 0.68582 | 0.6843 | 0.68278 | 0.68125 | 0.67973 | 44485.8086 | 12835.7012 | 448425.4447 | 129386.3187
| NHL015-154154899 | 423 | NHL015 | NHL | 0 | 0 | 0.0010835 | 0.0010867 | 0.0010835 | 0.0010738 | 0.0010642 | 0.0010642 | 0.0010642 | 0.0010545 | 0.0010545 | 0.0010545 | 0.0010545 | 0.0010545 | 0.0010545 | 0.0010545 | 0.0010545 | 0.0010545 | 0.0010545 | 0.0010545 | 0.0010545 | 0.0010545 | 0.95657 | 0.96546 | 0.97436 | 0.98326 | 0.99216 | 0.98749 | 0.98283 | 0.97816 | 0.9735 | 0.96883 | 0.96417 | 0.9595 | 0.95483 | 0.95017 | 0.9455 | 0.94084 | 0.93617 | 0.93151 | 0.92684 | 0.92218 | 0.030057 | 0.030427 | 0.030617 | 0.03062 | 0.030619 | 0.030475 | 0.030331 | 0.029913 | 0.02977 | 0.029627 | 0.029485 | 0.029342 | 0.029199 | 0.029057 | 0.028914 | 0.028771 | 0.028629 | 0.028486 | 0.028343 | 0.028201 | 44485.8086 | 12835.7012 | 19098.9869 | 5510.7212
| NHL015-15417078 | 0 | NHL015 | NHL | 0 | 0 | 0.0010835 | 0.0010867 | 0.0010835 | 0.0010738 | 0.0010642 | 0.0010642 | 0.0010642 | 0.0010545 | 0.0010545 | 0.0010545 | 0.0010545 | 0.0010545 | 0.0010545 | 0.0010545 | 0.0010545 | 0.0010545 | 0.0010545 | 0.0010545 | 0.0010545 | 0.0010545 | 0 | 0 | 0 | 0 | 0 | 0 | 0 | 0 | 0 | 0 | 0 | 0 | 0 | 0 | 0 | 0 | 0 | 0 | 0 | 0 | 0 | 0 | 0 | 0 | 0 | 0 | 0 | 0 | 0 | 0 | 0 | 0 | 0 | 0 | 0 | 0 | 0 | 0 | 0 | 0 | 44485.8086 | 12835.7012 | 0 | 0
| NHL015-15417104 | 94 | NHL015 | NHL | 0 | 0 | 0.0010835 | 0.0010867 | 0.0010835 | 0.0010738 | 0.0010642 | 0.0010642 | 0.0010642 | 0.0010545 | 0.0010545 | 0.0010545 | 0.0010545 | 0.0010545 | 0.0010545 | 0.0010545 | 0.0010545 | 0.0010545 | 0.0010545 | 0.0010545 | 0.0010545 | 0.0010545 | 4.7196 | 4.7597 | 4.7999 | 4.8401 | 4.8803 | 4.8609 | 4.8416 | 4.8222 | 4.8028 | 4.7834 | 4.764 | 4.7447 | 4.7253 | 4.7059 | 4.6865 | 4.6671 | 4.6478 | 4.6284 | 4.609 | 4.5896 | 0.1483 | 0.15001 | 0.15082 | 0.15073 | 0.15061 | 0.15001 | 0.14942 | 0.14746 | 0.14687 | 0.14628 | 0.14569 | 0.14509 | 0.1445 | 0.14391 | 0.14332 | 0.14272 | 0.14213 | 0.14154 | 0.14095 | 0.14035 | 44485.8086 | 12835.7012 | 94346.0113 | 27222.1017
| NHL015-157413262 | 65 | NHL015 | NHL | 0 | 0 | 0.0010835 | 0.0010867 | 0.0010835 | 0.0010738 | 0.0010642 | 0.0010642 | 0.0010642 | 0.0010545 | 0.0010545 | 0.0010545 | 0.0010545 | 0.0010545 | 0.0010545 | 0.0010545 | 0.0010545 | 0.0010545 | 0.0010545 | 0.0010545 | 0.0010545 | 0.0010545 | 0.090797 | 0.091794 | 0.092791 | 0.093788 | 0.094785 | 0.094443 | 0.094102 | 0.093761 | 0.093419 | 0.093078 | 0.092736 | 0.092395 | 0.092054 | 0.091712 | 0.091371 | 0.091029 | 0.090688 | 0.090347 | 0.090005 | 0.089664 | 0.002853 | 0.0028929 | 0.0029157 | 0.0029207 | 0.0029252 | 0.0029146 | 0.0029041 | 0.0028672 | 0.0028568 | 0.0028464 | 0.0028359 | 0.0028255 | 0.002815 | 0.0028046 | 0.0027942 | 0.0027837 | 0.0027733 | 0.0027628 | 0.0027524 | 0.002742 | 44485.8086 | 12835.7012 | 1832.9545 | 528.871
| NHL015-157443574 | 92 | NHL015 | NHL | 0 | 0 | 0.0010835 | 0.0010867 | 0.0010835 | 0.0010738 | 0.0010642 | 0.0010642 | 0.0010642 | 0.0010545 | 0.0010545 | 0.0010545 | 0.0010545 | 0.0010545 | 0.0010545 | 0.0010545 | 0.0010545 | 0.0010545 | 0.0010545 | 0.0010545 | 0.0010545 | 0.0010545 | 0.017682 | 0.017868 | 0.018054 | 0.018239 | 0.018425 | 0.018362 | 0.018299 | 0.018236 | 0.018172 | 0.018109 | 0.018046 | 0.017983 | 0.01792 | 0.017856 | 0.017793 | 0.01773 | 0.017667 | 0.017604 | 0.017541 | 0.017477 | 0.00055561 | 0.00056312 | 0.00056728 | 0.000568 | 0.00056862 | 0.00056667 | 0.00056472 | 0.00055765 | 0.00055572 | 0.00055379 | 0.00055186 | 0.00054992 | 0.00054799 | 0.00054606 | 0.00054413 | 0.00054219 | 0.00054026 | 0.00053833 | 0.0005364 | 0.00053447 | 44485.8086 | 12835.7012 | 356.7282 | 102.9285
| NHL015-157455075 | 89 | NHL015 | NHL | 0 | 0 | 0.0010835 | 0.0010867 | 0.0010835 | 0.0010738 | 0.0010642 | 0.0010642 | 0.0010642 | 0.0010545 | 0.0010545 | 0.0010545 | 0.0010545 | 0.0010545 | 0.0010545 | 0.0010545 | 0.0010545 | 0.0010545 | 0.0010545 | 0.0010545 | 0.0010545 | 0.0010545 | 0.08564 | 0.086409 | 0.087177 | 0.087946 | 0.088714 | 0.08854 | 0.088367 | 0.088193 | 0.088019 | 0.087846 | 0.087672 | 0.087498 | 0.087324 | 0.087151 | 0.086977 | 0.086803 | 0.08663 | 0.086456 | 0.086282 | 0.086108 | 0.002691 | 0.0027232 | 0.0027393 | 0.0027388 | 0.0027378 | 0.0027324 | 0.0027271 | 0.002697 | 0.0026917 | 0.0026864 | 0.002681 | 0.0026757 | 0.0026704 | 0.0026651 | 0.0026598 | 0.0026545 | 0.0026492 | 0.0026439 | 0.0026385 | 0.0026332 | 44485.8086 | 12835.7012 | 1732.1588 | 499.788
| NHL015-157999738 | 128 | NHL015 | NHL | 0 | 0 | 0.0010835 | 0.0010867 | 0.0010835 | 0.0010738 | 0.0010642 | 0.0010642 | 0.0010642 | 0.0010545 | 0.0010545 | 0.0010545 | 0.0010545 | 0.0010545 | 0.0010545 | 0.0010545 | 0.0010545 | 0.0010545 | 0.0010545 | 0.0010545 | 0.0010545 | 0.0010545 | 0.26574 | 0.26828 | 0.27081 | 0.27335 | 0.27589 | 0.27474 | 0.27359 | 0.27243 | 0.27128 | 0.27013 | 0.26898 | 0.26783 | 0.26668 | 0.26553 | 0.26438 | 0.26323 | 0.26207 | 0.26092 | 0.25977 | 0.25862 | 0.0083502 | 0.008455 | 0.0085096 | 0.0085126 | 0.0085142 | 0.0084786 | 0.0084431 | 0.0083312 | 0.008296 | 0.0082608 | 0.0082256 | 0.0081904 | 0.0081552 | 0.00812 | 0.0080848 | 0.0080496 | 0.0080144 | 0.0079792 | 0.007944 | 0.0079088 | 44485.8086 | 12835.7012 | 5324.443 | 1536.2868
| NHL015-157999871 | 72 | NHL015 | NHL | 0 | 0 | 0.0010835 | 0.0010867 | 0.0010835 | 0.0010738 | 0.0010642 | 0.0010642 | 0.0010642 | 0.0010545 | 0.0010545 | 0.0010545 | 0.0010545 | 0.0010545 | 0.0010545 | 0.0010545 | 0.0010545 | 0.0010545 | 0.0010545 | 0.0010545 | 0.0010545 | 0.0010545 | 0.066259 | 0.066949 | 0.067639 | 0.06833 | 0.06902 | 0.068718 | 0.068416 | 0.068114 | 0.067813 | 0.067511 | 0.067209 | 0.066907 | 0.066605 | 0.066303 | 0.066002 | 0.0657 | 0.065398 | 0.065096 | 0.064794 | 0.064492 | 0.002082 | 0.0021099 | 0.0021254 | 0.0021279 | 0.00213 | 0.0021207 | 0.0021114 | 0.002083 | 0.0020737 | 0.0020645 | 0.0020553 | 0.002046 | 0.0020368 | 0.0020276 | 0.0020184 | 0.0020091 | 0.0019999 | 0.0019907 | 0.0019814 | 0.0019722 | 44485.8086 | 12835.7012 | 1329.9259 | 383.7298
| NHL015-158004096 | 36 | NHL015 | NHL | 0 | 0 | 0.0010835 | 0.0010867 | 0.0010835 | 0.0010738 | 0.0010642 | 0.0010642 | 0.0010642 | 0.0010545 | 0.0010545 | 0.0010545 | 0.0010545 | 0.0010545 | 0.0010545 | 0.0010545 | 0.0010545 | 0.0010545 | 0.0010545 | 0.0010545 | 0.0010545 | 0.0010545 | 0 | 0 | 0 | 0 | 0 | 0 | 0 | 0 | 0 | 0 | 0 | 0 | 0 | 0 | 0 | 0 | 0 | 0 | 0 | 0 | 0 | 0 | 0 | 0 | 0 | 0 | 0 | 0 | 0 | 0 | 0 | 0 | 0 | 0 | 0 | 0 | 0 | 0 | 0 | 0 | 44485.8086 | 12835.7012 | 0 | 0
| NHL015-158004251 | 56 | NHL015 | NHL | 0 | 0 | 0.0010835 | 0.0010867 | 0.0010835 | 0.0010738 | 0.0010642 | 0.0010642 | 0.0010642 | 0.0010545 | 0.0010545 | 0.0010545 | 0.0010545 | 0.0010545 | 0.0010545 | 0.0010545 | 0.0010545 | 0.0010545 | 0.0010545 | 0.0010545 | 0.0010545 | 0.0010545 | 0.040403 | 0.040781 | 0.041159 | 0.041537 | 0.041915 | 0.041767 | 0.041619 | 0.041471 | 0.041324 | 0.041176 | 0.041028 | 0.04088 | 0.040732 | 0.040585 | 0.040437 | 0.040289 | 0.040141 | 0.039993 | 0.039845 | 0.039698 | 0.0012695 | 0.0012852 | 0.0012933 | 0.0012935 | 0.0012935 | 0.001289 | 0.0012844 | 0.0012682 | 0.0012637 | 0.0012592 | 0.0012547 | 0.0012501 | 0.0012456 | 0.0012411 | 0.0012366 | 0.0012321 | 0.0012275 | 0.001223 | 0.0012185 | 0.001214 | 44485.8086 | 12835.7012 | 811.7014 | 234.2041
| NHL015-158004482 | 29 | NHL015 | NHL | 0 | 0 | 0.0010835 | 0.0010867 | 0.0010835 | 0.0010738 | 0.0010642 | 0.0010642 | 0.0010642 | 0.0010545 | 0.0010545 | 0.0010545 | 0.0010545 | 0.0010545 | 0.0010545 | 0.0010545 | 0.0010545 | 0.0010545 | 0.0010545 | 0.0010545 | 0.0010545 | 0.0010545 | 0.038235 | 0.038525 | 0.038815 | 0.039105 | 0.039396 | 0.039287 | 0.039179 | 0.03907 | 0.038962 | 0.038854 | 0.038745 | 0.038637 | 0.038529 | 0.03842 | 0.038312 | 0.038204 | 0.038095 | 0.037987 | 0.037879 | 0.03777 | 0.0012014 | 0.0012142 | 0.0012197 | 0.0012178 | 0.0012158 | 0.0012124 | 0.0012091 | 0.0011948 | 0.0011915 | 0.0011882 | 0.0011849 | 0.0011815 | 0.0011782 | 0.0011749 | 0.0011716 | 0.0011683 | 0.001165 | 0.0011617 | 0.0011583 | 0.001155 | 44485.8086 | 12835.7012 | 766.8016 | 221.2489
| NHL015-158005276 | 101 | NHL015 | NHL | 0 | 0 | 0.0010835 | 0.0010867 | 0.0010835 | 0.0010738 | 0.0010642 | 0.0010642 | 0.0010642 | 0.0010545 | 0.0010545 | 0.0010545 | 0.0010545 | 0.0010545 | 0.0010545 | 0.0010545 | 0.0010545 | 0.0010545 | 0.0010545 | 0.0010545 | 0.0010545 | 0.0010545 | 0.030814 | 0.03112 | 0.031426 | 0.031733 | 0.032039 | 0.031933 | 0.031826 | 0.03172 | 0.031613 | 0.031507 | 0.0314 | 0.031294 | 0.031187 | 0.031081 | 0.030975 | 0.030868 | 0.030762 | 0.030655 | 0.030549 | 0.030442 | 0.00096823 | 0.00098077 | 0.00098749 | 0.00098821 | 0.00098876 | 0.00098547 | 0.00098219 | 0.00097 | 0.00096675 | 0.00096349 | 0.00096024 | 0.00095698 | 0.00095373 | 0.00095047 | 0.00094721 | 0.00094396 | 0.0009407 | 0.00093745 | 0.00093419 | 0.00093094 | 44485.8086 | 12835.7012 | 620.8659 | 179.1414
| NHL015-158007892 | 65 | NHL015 | NHL | 0 | 0 | 0.0010835 | 0.0010867 | 0.0010835 | 0.0010738 | 0.0010642 | 0.0010642 | 0.0010642 | 0.0010545 | 0.0010545 | 0.0010545 | 0.0010545 | 0.0010545 | 0.0010545 | 0.0010545 | 0.0010545 | 0.0010545 | 0.0010545 | 0.0010545 | 0.0010545 | 0.0010545 | 0.035949 | 0.036256 | 0.036562 | 0.036868 | 0.037174 | 0.037082 | 0.03699 | 0.036898 | 0.036806 | 0.036714 | 0.036621 | 0.036529 | 0.036437 | 0.036345 | 0.036253 | 0.036161 | 0.036068 | 0.035976 | 0.035884 | 0.035792 | 0.0011296 | 0.0011426 | 0.0011489 | 0.0011481 | 0.0011472 | 0.0011444 | 0.0011416 | 0.0011284 | 0.0011255 | 0.0011227 | 0.0011199 | 0.0011171 | 0.0011143 | 0.0011114 | 0.0011086 | 0.0011058 | 0.001103 | 0.0011002 | 0.0010974 | 0.0010945 | 44485.8086 | 12835.7012 | 724.1325 | 208.9374
| NHL015-158008058 | 86 | NHL015 | NHL | 0 | 0 | 0.0010835 | 0.0010867 | 0.0010835 | 0.0010738 | 0.0010642 | 0.0010642 | 0.0010642 | 0.0010545 | 0.0010545 | 0.0010545 | 0.0010545 | 0.0010545 | 0.0010545 | 0.0010545 | 0.0010545 | 0.0010545 | 0.0010545 | 0.0010545 | 0.0010545 | 0.0010545 | 0.35255 | 0.35534 | 0.35812 | 0.3609 | 0.36368 | 0.3629 | 0.36212 | 0.36134 | 0.36056 | 0.35978 | 0.359 | 0.35823 | 0.35745 | 0.35667 | 0.35589 | 0.35511 | 0.35433 | 0.35355 | 0.35277 | 0.35199 | 0.011078 | 0.011199 | 0.011253 | 0.011239 | 0.011224 | 0.0112 | 0.011175 | 0.01105 | 0.011026 | 0.011002 | 0.010979 | 0.010955 | 0.010931 | 0.010907 | 0.010883 | 0.010859 | 0.010836 | 0.010812 | 0.010788 | 0.010764 | 44485.8086 | 12835.7012 | 7099.1851 | 2048.3615
| NHL015-158050824 | 121 | NHL015 | NHL | 0 | 0 | 0.0010835 | 0.0010867 | 0.0010835 | 0.0010738 | 0.0010642 | 0.0010642 | 0.0010642 | 0.0010545 | 0.0010545 | 0.0010545 | 0.0010545 | 0.0010545 | 0.0010545 | 0.0010545 | 0.0010545 | 0.0010545 | 0.0010545 | 0.0010545 | 0.0010545 | 0.0010545 | 0.11419 | 0.11515 | 0.11612 | 0.11708 | 0.11804 | 0.11789 | 0.11774 | 0.11759 | 0.11744 | 0.1173 | 0.11715 | 0.117 | 0.11685 | 0.1167 | 0.11655 | 0.1164 | 0.11625 | 0.1161 | 0.11596 | 0.11581 | 0.0035882 | 0.0036292 | 0.0036486 | 0.003646 | 0.0036428 | 0.0036382 | 0.0036336 | 0.003596 | 0.0035915 | 0.0035869 | 0.0035824 | 0.0035778 | 0.0035733 | 0.0035687 | 0.0035642 | 0.0035596 | 0.0035551 | 0.0035505 | 0.003546 | 0.0035414 | 44485.8086 | 12835.7012 | 2313.678 | 667.5765
| NHL015-158051013 | 86 | NHL015 | NHL | 0 | 0 | 0.0010835 | 0.0010867 | 0.0010835 | 0.0010738 | 0.0010642 | 0.0010642 | 0.0010642 | 0.0010545 | 0.0010545 | 0.0010545 | 0.0010545 | 0.0010545 | 0.0010545 | 0.0010545 | 0.0010545 | 0.0010545 | 0.0010545 | 0.0010545 | 0.0010545 | 0.0010545 | 0.00056168 | 0.00056756 | 0.00057344 | 0.00057932 | 0.0005852 | 0.0005838 | 0.0005824 | 0.000581 | 0.0005796 | 0.0005782 | 0.0005768 | 0.0005754 | 0.000574 | 0.0005726 | 0.0005712 | 0.0005698 | 0.0005684 | 0.000567 | 0.0005656 | 0.0005642 | 1.7649e-05 | 1.7887e-05 | 1.8019e-05 | 1.8041e-05 | 1.806e-05 | 1.8017e-05 | 1.7973e-05 | 1.7767e-05 | 1.7724e-05 | 1.7682e-05 | 1.7639e-05 | 1.7596e-05 | 1.7553e-05 | 1.751e-05 | 1.7468e-05 | 1.7425e-05 | 1.7382e-05 | 1.7339e-05 | 1.7296e-05 | 1.7253e-05 | 44485.8086 | 12835.7012 | 11.3903 | 3.2865
| NHL015-158071333 | 110 | NHL015 | NHL | 0 | 0 | 0.0010835 | 0.0010867 | 0.0010835 | 0.0010738 | 0.0010642 | 0.0010642 | 0.0010642 | 0.0010545 | 0.0010545 | 0.0010545 | 0.0010545 | 0.0010545 | 0.0010545 | 0.0010545 | 0.0010545 | 0.0010545 | 0.0010545 | 0.0010545 | 0.0010545 | 0.0010545 | 0.14499 | 0.14625 | 0.14751 | 0.14878 | 0.15004 | 0.14965 | 0.14926 | 0.14888 | 0.14849 | 0.1481 | 0.14772 | 0.14733 | 0.14694 | 0.14655 | 0.14617 | 0.14578 | 0.14539 | 0.14501 | 0.14462 | 0.14423 | 0.0045558 | 0.0046092 | 0.0046352 | 0.0046331 | 0.0046303 | 0.0046184 | 0.0046064 | 0.0045527 | 0.0045409 | 0.004529 | 0.0045172 | 0.0045054 | 0.0044935 | 0.0044817 | 0.0044699 | 0.004458 | 0.0044462 | 0.0044343 | 0.0044225 | 0.0044107 | 44485.8086 | 12835.7012 | 2920.7894 | 842.7492
| NHL015-158071498 | 18 | NHL015 | NHL | 0 | 0 | 0.0010835 | 0.0010867 | 0.0010835 | 0.0010738 | 0.0010642 | 0.0010642 | 0.0010642 | 0.0010545 | 0.0010545 | 0.0010545 | 0.0010545 | 0.0010545 | 0.0010545 | 0.0010545 | 0.0010545 | 0.0010545 | 0.0010545 | 0.0010545 | 0.0010545 | 0.0010545 | 0.030586 | 0.03068 | 0.030774 | 0.030868 | 0.030962 | 0.030855 | 0.030749 | 0.030642 | 0.030535 | 0.030428 | 0.030321 | 0.030215 | 0.030108 | 0.030001 | 0.029894 | 0.029787 | 0.029681 | 0.029574 | 0.029467 | 0.02936 | 0.00096107 | 0.0009669 | 0.00096698 | 0.00096128 | 0.00095552 | 0.00095223 | 0.00094893 | 0.00093704 | 0.00093377 | 0.00093051 | 0.00092724 | 0.00092398 | 0.00092071 | 0.00091744 | 0.00091418 | 0.00091091 | 0.00090765 | 0.00090438 | 0.00090111 | 0.00089785 | 44485.8086 | 12835.7012 | 602.2919 | 173.7821
| NHL015-158071668 | 130 | NHL015 | NHL | 0 | 0 | 0.0010835 | 0.0010867 | 0.0010835 | 0.0010738 | 0.0010642 | 0.0010642 | 0.0010642 | 0.0010545 | 0.0010545 | 0.0010545 | 0.0010545 | 0.0010545 | 0.0010545 | 0.0010545 | 0.0010545 | 0.0010545 | 0.0010545 | 0.0010545 | 0.0010545 | 0.0010545 | 0.044599 | 0.045022 | 0.045444 | 0.045867 | 0.046289 | 0.046206 | 0.046122 | 0.046039 | 0.045956 | 0.045873 | 0.045789 | 0.045706 | 0.045623 | 0.045539 | 0.045456 | 0.045373 | 0.045289 | 0.045206 | 0.045123 | 0.045039 | 0.0014014 | 0.0014189 | 0.0014279 | 0.0014284 | 0.0014285 | 0.001426 | 0.0014234 | 0.0014079 | 0.0014054 | 0.0014028 | 0.0014003 | 0.0013977 | 0.0013952 | 0.0013926 | 0.0013901 | 0.0013875 | 0.001385 | 0.0013824 | 0.0013799 | 0.0013773 | 44485.8086 | 12835.7012 | 904.2402 | 260.9047
| NHL015-158092505 | 66 | NHL015 | NHL | 0 | 0 | 0.0010835 | 0.0010867 | 0.0010835 | 0.0010738 | 0.0010642 | 0.0010642 | 0.0010642 | 0.0010545 | 0.0010545 | 0.0010545 | 0.0010545 | 0.0010545 | 0.0010545 | 0.0010545 | 0.0010545 | 0.0010545 | 0.0010545 | 0.0010545 | 0.0010545 | 0.0010545 | 0.022575 | 0.022788 | 0.023002 | 0.023215 | 0.023429 | 0.023369 | 0.023309 | 0.02325 | 0.02319 | 0.023131 | 0.023071 | 0.023011 | 0.022952 | 0.022892 | 0.022832 | 0.022773 | 0.022713 | 0.022653 | 0.022594 | 0.022534 | 0.00070935 | 0.00071819 | 0.00072276 | 0.00072296 | 0.00072304 | 0.0007212 | 0.00071935 | 0.00071099 | 0.00070917 | 0.00070734 | 0.00070552 | 0.00070369 | 0.00070187 | 0.00070005 | 0.00069822 | 0.0006964 | 0.00069457 | 0.00069275 | 0.00069093 | 0.0006891 | 44485.8086 | 12835.7012 | 455.9497 | 131.5573
| NHL015-158092654 | 61 | NHL015 | NHL | 0 | 0 | 0.0010835 | 0.0010867 | 0.0010835 | 0.0010738 | 0.0010642 | 0.0010642 | 0.0010642 | 0.0010545 | 0.0010545 | 0.0010545 | 0.0010545 | 0.0010545 | 0.0010545 | 0.0010545 | 0.0010545 | 0.0010545 | 0.0010545 | 0.0010545 | 0.0010545 | 0.0010545 | 0.15155 | 0.15304 | 0.15454 | 0.15603 | 0.15753 | 0.15691 | 0.15629 | 0.15567 | 0.15505 | 0.15443 | 0.15381 | 0.15319 | 0.15257 | 0.15195 | 0.15132 | 0.1507 | 0.15008 | 0.14946 | 0.14884 | 0.14822 | 0.004762 | 0.0048233 | 0.0048559 | 0.0048591 | 0.0048615 | 0.0048423 | 0.0048232 | 0.0047604 | 0.0047414 | 0.0047224 | 0.0047035 | 0.0046845 | 0.0046655 | 0.0046465 | 0.0046276 | 0.0046086 | 0.0045896 | 0.0045707 | 0.0045517 | 0.0045327 | 44485.8086 | 12835.7012 | 3043.2142 | 878.073
| NHL015-158130266 | 15 | NHL015 | NHL | 0 | 0 | 0.0010835 | 0.0010867 | 0.0010835 | 0.0010738 | 0.0010642 | 0.0010642 | 0.0010642 | 0.0010545 | 0.0010545 | 0.0010545 | 0.0010545 | 0.0010545 | 0.0010545 | 0.0010545 | 0.0010545 | 0.0010545 | 0.0010545 | 0.0010545 | 0.0010545 | 0.0010545 | 0.01385 | 0.013978 | 0.014105 | 0.014233 | 0.01436 | 0.014313 | 0.014266 | 0.014218 | 0.014171 | 0.014123 | 0.014076 | 0.014028 | 0.013981 | 0.013934 | 0.013886 | 0.013839 | 0.013791 | 0.013744 | 0.013696 | 0.013649 | 0.00043519 | 0.00044051 | 0.00044321 | 0.00044323 | 0.00044318 | 0.00044171 | 0.00044025 | 0.0004348 | 0.00043335 | 0.0004319 | 0.00043045 | 0.000429 | 0.00042755 | 0.0004261 | 0.00042465 | 0.0004232 | 0.00042175 | 0.00042029 | 0.00041884 | 0.00041739 | 44485.8086 | 12835.7012 | 278.439 | 80.3393
| NHL015-158130348 | 19 | NHL015 | NHL | 0 | 0 | 0.0010835 | 0.0010867 | 0.0010835 | 0.0010738 | 0.0010642 | 0.0010642 | 0.0010642 | 0.0010545 | 0.0010545 | 0.0010545 | 0.0010545 | 0.0010545 | 0.0010545 | 0.0010545 | 0.0010545 | 0.0010545 | 0.0010545 | 0.0010545 | 0.0010545 | 0.0010545 | 0.015015 | 0.015136 | 0.015258 | 0.015379 | 0.015501 | 0.015454 | 0.015408 | 0.015362 | 0.015316 | 0.01527 | 0.015224 | 0.015178 | 0.015132 | 0.015086 | 0.01504 | 0.014994 | 0.014948 | 0.014902 | 0.014856 | 0.01481 | 0.00047179 | 0.00047702 | 0.00047942 | 0.00047893 | 0.00047836 | 0.00047694 | 0.00047552 | 0.00046979 | 0.00046838 | 0.00046697 | 0.00046556 | 0.00046416 | 0.00046275 | 0.00046134 | 0.00045993 | 0.00045852 | 0.00045712 | 0.00045571 | 0.0004543 | 0.00045289 | 44485.8086 | 12835.7012 | 301.2692 | 86.9266
| NHL015-158145995 | 78 | NHL015 | NHL | 0 | 0 | 0.0010835 | 0.0010867 | 0.0010835 | 0.0010738 | 0.0010642 | 0.0010642 | 0.0010642 | 0.0010545 | 0.0010545 | 0.0010545 | 0.0010545 | 0.0010545 | 0.0010545 | 0.0010545 | 0.0010545 | 0.0010545 | 0.0010545 | 0.0010545 | 0.0010545 | 0.0010545 | 0.28969 | 0.29231 | 0.29492 | 0.29754 | 0.30016 | 0.29895 | 0.29775 | 0.29654 | 0.29534 | 0.29413 | 0.29292 | 0.29172 | 0.29051 | 0.28931 | 0.2881 | 0.2869 | 0.28569 | 0.28448 | 0.28328 | 0.28207 | 0.0091026 | 0.0092122 | 0.0092671 | 0.0092659 | 0.0092632 | 0.009226 | 0.0091888 | 0.0090684 | 0.0090315 | 0.0089946 | 0.0089578 | 0.0089209 | 0.008884 | 0.0088472 | 0.0088103 | 0.0087734 | 0.0087365 | 0.0086997 | 0.0086628 | 0.0086259 | 44485.8086 | 12835.7012 | 5799.361 | 1673.3171
| NHL015-158146107 | 87 | NHL015 | NHL | 0 | 0 | 0.0010835 | 0.0010867 | 0.0010835 | 0.0010738 | 0.0010642 | 0.0010642 | 0.0010642 | 0.0010545 | 0.0010545 | 0.0010545 | 0.0010545 | 0.0010545 | 0.0010545 | 0.0010545 | 0.0010545 | 0.0010545 | 0.0010545 | 0.0010545 | 0.0010545 | 0.0010545 | 0.1887 | 0.19055 | 0.19239 | 0.19423 | 0.19608 | 0.1955 | 0.19493 | 0.19436 | 0.19379 | 0.19321 | 0.19264 | 0.19207 | 0.19149 | 0.19092 | 0.19035 | 0.18978 | 0.1892 | 0.18863 | 0.18806 | 0.18748 | 0.0059294 | 0.0060052 | 0.0060453 | 0.0060488 | 0.0060512 | 0.0060335 | 0.0060158 | 0.0059436 | 0.0059261 | 0.0059086 | 0.005891 | 0.0058735 | 0.005856 | 0.0058385 | 0.005821 | 0.0058034 | 0.0057859 | 0.0057684 | 0.0057509 | 0.0057334 | 44485.8086 | 12835.7012 | 3807.852 | 1098.6976
| NHL015-158377999 | 79 | NHL015 | NHL | 0 | 0 | 0.0010835 | 0.0010867 | 0.0010835 | 0.0010738 | 0.0010642 | 0.0010642 | 0.0010642 | 0.0010545 | 0.0010545 | 0.0010545 | 0.0010545 | 0.0010545 | 0.0010545 | 0.0010545 | 0.0010545 | 0.0010545 | 0.0010545 | 0.0010545 | 0.0010545 | 0.0010545 | 0.078943 | 0.079691 | 0.08044 | 0.081188 | 0.081936 | 0.081779 | 0.081623 | 0.081467 | 0.08131 | 0.081154 | 0.080998 | 0.080841 | 0.080685 | 0.080529 | 0.080372 | 0.080216 | 0.08006 | 0.079903 | 0.079747 | 0.079591 | 0.0024806 | 0.0025115 | 0.0025276 | 0.0025283 | 0.0025286 | 0.0025238 | 0.002519 | 0.0024913 | 0.0024865 | 0.0024817 | 0.0024769 | 0.0024722 | 0.0024674 | 0.0024626 | 0.0024578 | 0.002453 | 0.0024483 | 0.0024435 | 0.0024387 | 0.0024339 | 44485.8086 | 12835.7012 | 1599.7061 | 461.5708
| NHL015-164675628 | 12 | NHL015 | NHL | 0 | 0 | 0.0010835 | 0.0010867 | 0.0010835 | 0.0010738 | 0.0010642 | 0.0010642 | 0.0010642 | 0.0010545 | 0.0010545 | 0.0010545 | 0.0010545 | 0.0010545 | 0.0010545 | 0.0010545 | 0.0010545 | 0.0010545 | 0.0010545 | 0.0010545 | 0.0010545 | 0.0010545 | 0.027137 | 0.027374 | 0.027611 | 0.027848 | 0.028085 | 0.028018 | 0.027951 | 0.027884 | 0.027817 | 0.027751 | 0.027684 | 0.027617 | 0.02755 | 0.027483 | 0.027417 | 0.02735 | 0.027283 | 0.027216 | 0.027149 | 0.027083 | 0.0008527 | 0.00086271 | 0.00086759 | 0.00086722 | 0.00086672 | 0.00086466 | 0.0008626 | 0.00085271 | 0.00085067 | 0.00084863 | 0.00084659 | 0.00084454 | 0.0008425 | 0.00084046 | 0.00083841 | 0.00083637 | 0.00083433 | 0.00083228 | 0.00083024 | 0.0008282 | 44485.8086 | 12835.7012 | 547.2763 | 157.9082
| NHL015-24600722 | 200 | NHL015 | NHL | 0 | 0 | 0.0010835 | 0.0010867 | 0.0010835 | 0.0010738 | 0.0010642 | 0.0010642 | 0.0010642 | 0.0010545 | 0.0010545 | 0.0010545 | 0.0010545 | 0.0010545 | 0.0010545 | 0.0010545 | 0.0010545 | 0.0010545 | 0.0010545 | 0.0010545 | 0.0010545 | 0.0010545 | 26.289 | 26.4891 | 26.6893 | 26.8894 | 27.0895 | 26.9846 | 26.8798 | 26.7749 | 26.6701 | 26.5652 | 26.4604 | 26.3555 | 26.2507 | 26.1458 | 26.041 | 25.9361 | 25.8313 | 25.7264 | 25.6216 | 25.5167 | 0.82606 | 0.83482 | 0.83863 | 0.83738 | 0.83601 | 0.83277 | 0.82954 | 0.81879 | 0.81558 | 0.81238 | 0.80917 | 0.80596 | 0.80276 | 0.79955 | 0.79635 | 0.79314 | 0.78993 | 0.78673 | 0.78352 | 0.78031 | 44485.8086 | 12835.7012 | 524266.5174 | 151269.1028
| NHL015-24600904 | 224 | NHL015 | NHL | 0 | 0 | 0.0010835 | 0.0010867 | 0.0010835 | 0.0010738 | 0.0010642 | 0.0010642 | 0.0010642 | 0.0010545 | 0.0010545 | 0.0010545 | 0.0010545 | 0.0010545 | 0.0010545 | 0.0010545 | 0.0010545 | 0.0010545 | 0.0010545 | 0.0010545 | 0.0010545 | 0.0010545 | 6.7627 | 6.8253 | 6.8878 | 6.9504 | 7.013 | 6.9837 | 6.9544 | 6.9252 | 6.8959 | 6.8666 | 6.8373 | 6.8081 | 6.7788 | 6.7495 | 6.7202 | 6.691 | 6.6617 | 6.6324 | 6.6032 | 6.5739 | 0.2125 | 0.2151 | 0.21643 | 0.21645 | 0.21643 | 0.21552 | 0.21462 | 0.21177 | 0.21088 | 0.20998 | 0.20909 | 0.20819 | 0.2073 | 0.2064 | 0.20551 | 0.20461 | 0.20372 | 0.20282 | 0.20193 | 0.20103 | 44485.8086 | 12835.7012 | 135369.6574 | 39058.8488
| NHL016-15417067 | 157 | NHL016 | NHL | 0 | 0 | 0.0012446 | 0.001241 | 0.0012302 | 0.0012121 | 0.0011977 | 0.0011905 | 0.0011869 | 0.0011688 | 0.0011688 | 0.0011688 | 0.0011688 | 0.0011688 | 0.0011688 | 0.0011688 | 0.0011688 | 0.0011688 | 0.0011688 | 0.0011688 | 0.0011688 | 0.0011688 | 15.9967 | 16.1199 | 16.2431 | 16.3664 | 16.4896 | 16.4415 | 16.3935 | 16.3454 | 16.2974 | 16.2493 | 16.2013 | 16.1532 | 16.1052 | 16.0571 | 16.0091 | 15.961 | 15.913 | 15.8649 | 15.8169 | 15.7688 | 0.57737 | 0.58013 | 0.57947 | 0.5753 | 0.57273 | 0.56762 | 0.56425 | 0.55405 | 0.55242 | 0.55079 | 0.54916 | 0.54753 | 0.5459 | 0.54427 | 0.54265 | 0.54102 | 0.53939 | 0.53776 | 0.53613 | 0.5345 | 44485.8086 | 12835.7012 | 358651.4961 | 103483.4158
| NHL016-157284541 | 43 | NHL016 | NHL | 0 | 0 | 0.0012446 | 0.001241 | 0.0012302 | 0.0012121 | 0.0011977 | 0.0011905 | 0.0011869 | 0.0011688 | 0.0011688 | 0.0011688 | 0.0011688 | 0.0011688 | 0.0011688 | 0.0011688 | 0.0011688 | 0.0011688 | 0.0011688 | 0.0011688 | 0.0011688 | 0.0011688 | 0.063415 | 0.064001 | 0.064587 | 0.065172 | 0.065758 | 0.065563 | 0.065367 | 0.065171 | 0.064976 | 0.06478 | 0.064585 | 0.064389 | 0.064193 | 0.063998 | 0.063802 | 0.063606 | 0.063411 | 0.063215 | 0.06302 | 0.062824 | 0.0022888 | 0.0023033 | 0.0023041 | 0.0022909 | 0.002284 | 0.0022635 | 0.0022499 | 0.0022091 | 0.0022024 | 0.0021958 | 0.0021892 | 0.0021825 | 0.0021759 | 0.0021693 | 0.0021626 | 0.002156 | 0.0021494 | 0.0021427 | 0.0021361 | 0.0021295 | 44485.8086 | 12835.7012 | 1428.3827 | 412.138
| NHL016-157284640 | 50 | NHL016 | NHL | 0 | 0 | 0.0012446 | 0.001241 | 0.0012302 | 0.0012121 | 0.0011977 | 0.0011905 | 0.0011869 | 0.0011688 | 0.0011688 | 0.0011688 | 0.0011688 | 0.0011688 | 0.0011688 | 0.0011688 | 0.0011688 | 0.0011688 | 0.0011688 | 0.0011688 | 0.0011688 | 0.0011688 | 0.049511 | 0.049958 | 0.050405 | 0.050853 | 0.0513 | 0.051157 | 0.051015 | 0.050872 | 0.05073 | 0.050587 | 0.050445 | 0.050303 | 0.05016 | 0.050018 | 0.049875 | 0.049733 | 0.04959 | 0.049448 | 0.049305 | 0.049163 | 0.001787 | 0.0017979 | 0.0017982 | 0.0017875 | 0.0017818 | 0.0017661 | 0.0017559 | 0.0017244 | 0.0017195 | 0.0017147 | 0.0017099 | 0.0017051 | 0.0017002 | 0.0016954 | 0.0016906 | 0.0016857 | 0.0016809 | 0.0016761 | 0.0016713 | 0.0016664 | 44485.8086 | 12835.7012 | 1115.5791 | 321.8833
| NHL016-157284729 | 22 | NHL016 | NHL | 0 | 0 | 0.0012446 | 0.001241 | 0.0012302 | 0.0012121 | 0.0011977 | 0.0011905 | 0.0011869 | 0.0011688 | 0.0011688 | 0.0011688 | 0.0011688 | 0.0011688 | 0.0011688 | 0.0011688 | 0.0011688 | 0.0011688 | 0.0011688 | 0.0011688 | 0.0011688 | 0.0011688 | 0.020893 | 0.02109 | 0.021288 | 0.021486 | 0.021683 | 0.02159 | 0.021496 | 0.021403 | 0.021309 | 0.021215 | 0.021122 | 0.021028 | 0.020935 | 0.020841 | 0.020748 | 0.020654 | 0.020561 | 0.020467 | 0.020373 | 0.02028 | 0.00075408 | 0.00075901 | 0.00075944 | 0.00075525 | 0.00075312 | 0.00074536 | 0.00073988 | 0.00072546 | 0.00072229 | 0.00071912 | 0.00071595 | 0.00071278 | 0.00070961 | 0.00070644 | 0.00070327 | 0.00070009 | 0.00069692 | 0.00069375 | 0.00069058 | 0.00068741 | 44485.8086 | 12835.7012 | 467.7463 | 134.9611
| NHL016-157284831 | 77 | NHL016 | NHL | 0 | 0 | 0.0012446 | 0.001241 | 0.0012302 | 0.0012121 | 0.0011977 | 0.0011905 | 0.0011869 | 0.0011688 | 0.0011688 | 0.0011688 | 0.0011688 | 0.0011688 | 0.0011688 | 0.0011688 | 0.0011688 | 0.0011688 | 0.0011688 | 0.0011688 | 0.0011688 | 0.0011688 | 0.083328 | 0.084191 | 0.085053 | 0.085916 | 0.086779 | 0.086456 | 0.086133 | 0.08581 | 0.085487 | 0.085165 | 0.084842 | 0.084519 | 0.084196 | 0.083874 | 0.083551 | 0.083228 | 0.082905 | 0.082582 | 0.08226 | 0.081937 | 0.0030076 | 0.0030299 | 0.0030342 | 0.0030201 | 0.0030141 | 0.0029848 | 0.0029646 | 0.0029086 | 0.0028977 | 0.0028867 | 0.0028758 | 0.0028649 | 0.0028539 | 0.002843 | 0.002832 | 0.0028211 | 0.0028102 | 0.0027992 | 0.0027883 | 0.0027773 | 44485.8086 | 12835.7012 | 1876.5399 | 541.447
| NHL016-157328241 | 35 | NHL016 | NHL | 0 | 0 | 0.0012446 | 0.001241 | 0.0012302 | 0.0012121 | 0.0011977 | 0.0011905 | 0.0011869 | 0.0011688 | 0.0011688 | 0.0011688 | 0.0011688 | 0.0011688 | 0.0011688 | 0.0011688 | 0.0011688 | 0.0011688 | 0.0011688 | 0.0011688 | 0.0011688 | 0.0011688 | 0.030281 | 0.030596 | 0.03091 | 0.031225 | 0.03154 | 0.031362 | 0.031185 | 0.031007 | 0.030829 | 0.030651 | 0.030474 | 0.030296 | 0.030118 | 0.02994 | 0.029763 | 0.029585 | 0.029407 | 0.029229 | 0.029052 | 0.028874 | 0.0010929 | 0.0011011 | 0.0011027 | 0.0010976 | 0.0010955 | 0.0010828 | 0.0010734 | 0.001051 | 0.001045 | 0.001039 | 0.0010329 | 0.0010269 | 0.0010209 | 0.0010149 | 0.0010088 | 0.0010028 | 0.00099678 | 0.00099076 | 0.00098473 | 0.00097871 | 44485.8086 | 12835.7012 | 675.398 | 194.8758
| NHL016-157328461 | 45 | NHL016 | NHL | 0 | 0 | 0.0012446 | 0.001241 | 0.0012302 | 0.0012121 | 0.0011977 | 0.0011905 | 0.0011869 | 0.0011688 | 0.0011688 | 0.0011688 | 0.0011688 | 0.0011688 | 0.0011688 | 0.0011688 | 0.0011688 | 0.0011688 | 0.0011688 | 0.0011688 | 0.0011688 | 0.0011688 | 0.080587 | 0.081408 | 0.082228 | 0.083048 | 0.083869 | 0.083598 | 0.083328 | 0.083057 | 0.082787 | 0.082517 | 0.082246 | 0.081976 | 0.081705 | 0.081435 | 0.081164 | 0.080894 | 0.080623 | 0.080353 | 0.080082 | 0.079812 | 0.0029086 | 0.0029297 | 0.0029335 | 0.0029193 | 0.002913 | 0.0028861 | 0.0028681 | 0.0028153 | 0.0028062 | 0.002797 | 0.0027878 | 0.0027787 | 0.0027695 | 0.0027603 | 0.0027511 | 0.002742 | 0.0027328 | 0.0027236 | 0.0027145 | 0.0027053 | 44485.8086 | 12835.7012 | 1818.3668 | 524.662
| NHL016-157328563 | 37 | NHL016 | NHL | 0 | 0 | 0.0012446 | 0.001241 | 0.0012302 | 0.0012121 | 0.0011977 | 0.0011905 | 0.0011869 | 0.0011688 | 0.0011688 | 0.0011688 | 0.0011688 | 0.0011688 | 0.0011688 | 0.0011688 | 0.0011688 | 0.0011688 | 0.0011688 | 0.0011688 | 0.0011688 | 0.0011688 | 0.025074 | 0.025328 | 0.025581 | 0.025835 | 0.026089 | 0.025973 | 0.025856 | 0.02574 | 0.025624 | 0.025508 | 0.025391 | 0.025275 | 0.025159 | 0.025043 | 0.024926 | 0.02481 | 0.024694 | 0.024577 | 0.024461 | 0.024345 | 0.00090499 | 0.0009115 | 0.00091261 | 0.00090815 | 0.00090615 | 0.00089668 | 0.00088996 | 0.00087249 | 0.00086855 | 0.00086461 | 0.00086067 | 0.00085673 | 0.00085279 | 0.00084884 | 0.0008449 | 0.00084096 | 0.00083702 | 0.00083308 | 0.00082914 | 0.0008252 | 44485.8086 | 12835.7012 | 562.1378 | 162.1963
| NHL016-162991101 | 47 | NHL016 | NHL | 0 | 0 | 0.0012446 | 0.001241 | 0.0012302 | 0.0012121 | 0.0011977 | 0.0011905 | 0.0011869 | 0.0011688 | 0.0011688 | 0.0011688 | 0.0011688 | 0.0011688 | 0.0011688 | 0.0011688 | 0.0011688 | 0.0011688 | 0.0011688 | 0.0011688 | 0.0011688 | 0.0011688 | 0.022069 | 0.022297 | 0.022526 | 0.022754 | 0.022982 | 0.022865 | 0.022747 | 0.02263 | 0.022512 | 0.022395 | 0.022277 | 0.02216 | 0.022042 | 0.021925 | 0.021808 | 0.02169 | 0.021573 | 0.021455 | 0.021338 | 0.02122 | 0.00079655 | 0.00080245 | 0.00080359 | 0.00079983 | 0.00079823 | 0.00078937 | 0.00078294 | 0.00076706 | 0.00076308 | 0.0007591 | 0.00075512 | 0.00075114 | 0.00074715 | 0.00074317 | 0.00073919 | 0.00073521 | 0.00073123 | 0.00072725 | 0.00072327 | 0.00071929 | 44485.8086 | 12835.7012 | 493.4763 | 142.3851
| NHL016-163161231 | 51 | NHL016 | NHL | 0 | 0 | 0.0012446 | 0.001241 | 0.0012302 | 0.0012121 | 0.0011977 | 0.0011905 | 0.0011869 | 0.0011688 | 0.0011688 | 0.0011688 | 0.0011688 | 0.0011688 | 0.0011688 | 0.0011688 | 0.0011688 | 0.0011688 | 0.0011688 | 0.0011688 | 0.0011688 | 0.0011688 | 0.097223 | 0.098248 | 0.099272 | 0.1003 | 0.10132 | 0.10117 | 0.10103 | 0.10088 | 0.10073 | 0.10058 | 0.10044 | 0.10029 | 0.10014 | 0.099995 | 0.099847 | 0.0997 | 0.099553 | 0.099406 | 0.099258 | 0.099111 | 0.0035091 | 0.0035358 | 0.0035415 | 0.0035256 | 0.0035192 | 0.0034929 | 0.0034772 | 0.0034194 | 0.0034144 | 0.0034094 | 0.0034044 | 0.0033994 | 0.0033944 | 0.0033894 | 0.0033844 | 0.0033794 | 0.0033745 | 0.0033695 | 0.0033645 | 0.0033595 | 44485.8086 | 12835.7012 | 2215.8933 | 639.3622
| NHL016-163161483 | 16 | NHL016 | NHL | 0 | 0 | 0.0012446 | 0.001241 | 0.0012302 | 0.0012121 | 0.0011977 | 0.0011905 | 0.0011869 | 0.0011688 | 0.0011688 | 0.0011688 | 0.0011688 | 0.0011688 | 0.0011688 | 0.0011688 | 0.0011688 | 0.0011688 | 0.0011688 | 0.0011688 | 0.0011688 | 0.0011688 | 0.00033322 | 0.00033654 | 0.00033986 | 0.00034318 | 0.0003465 | 0.00034566 | 0.00034482 | 0.00034398 | 0.00034314 | 0.0003423 | 0.00034146 | 0.00034062 | 0.00033978 | 0.00033894 | 0.0003381 | 0.00033726 | 0.00033642 | 0.00033558 | 0.00033474 | 0.0003339 | 1.2027e-05 | 1.2112e-05 | 1.2124e-05 | 1.2063e-05 | 1.2035e-05 | 1.1934e-05 | 1.1868e-05 | 1.166e-05 | 1.1631e-05 | 1.1603e-05 | 1.1574e-05 | 1.1546e-05 | 1.1517e-05 | 1.1489e-05 | 1.146e-05 | 1.1432e-05 | 1.1403e-05 | 1.1375e-05 | 1.1346e-05 | 1.1318e-05 | 44485.8086 | 12835.7012 | 7.5439 | 2.1767
| NHL016-24601854 | 268 | NHL016 | NHL | 0 | 0 | 0.0012446 | 0.001241 | 0.0012302 | 0.0012121 | 0.0011977 | 0.0011905 | 0.0011869 | 0.0011688 | 0.0011688 | 0.0011688 | 0.0011688 | 0.0011688 | 0.0011688 | 0.0011688 | 0.0011688 | 0.0011688 | 0.0011688 | 0.0011688 | 0.0011688 | 0.0011688 | 3.1142 | 3.1433 | 3.1725 | 3.2016 | 3.2307 | 3.2193 | 3.2079 | 3.1965 | 3.185 | 3.1736 | 3.1622 | 3.1507 | 3.1393 | 3.1279 | 3.1165 | 3.105 | 3.0936 | 3.0822 | 3.0708 | 3.0593 | 0.1124 | 0.11312 | 0.11318 | 0.11254 | 0.11221 | 0.11114 | 0.11041 | 0.10835 | 0.10796 | 0.10757 | 0.10719 | 0.1068 | 0.10641 | 0.10602 | 0.10564 | 0.10525 | 0.10486 | 0.10447 | 0.10409 | 0.1037 | 44485.8086 | 12835.7012 | 69972.7803 | 20189.5779
| NHL031-111738437 | 389 | NHL031 | NHL | 0 | 0 | 0.003428 | 0.0033981 | 0.0033944 | 0.0033533 | 0.0033047 | 0.0032636 | 0.0032636 | 0.0032374 | 0.0032374 | 0.0032374 | 0.0032374 | 0.0032374 | 0.0032374 | 0.0032374 | 0.0032374 | 0.0032374 | 0.0032374 | 0.0032374 | 0.0032374 | 0.0032374 | 4.4608 | 4.4945 | 4.5281 | 4.5618 | 4.5954 | 4.5671 | 4.5388 | 4.5105 | 4.4821 | 4.4538 | 4.4255 | 4.3972 | 4.3688 | 4.3405 | 4.3122 | 4.2839 | 4.2555 | 4.2272 | 4.1989 | 4.1706 | 0.44346 | 0.44291 | 0.44574 | 0.44361 | 0.44041 | 0.43225 | 0.42957 | 0.42346 | 0.4208 | 0.41814 | 0.41548 | 0.41282 | 0.41016 | 0.40751 | 0.40485 | 0.40219 | 0.39953 | 0.39687 | 0.39421 | 0.39155 | 44485.8086 | 12835.7012 | 271585.4429 | 78361.8349
| NHL031-15417259 | 164 | NHL031 | NHL | 0 | 0 | 0.003428 | 0.0033981 | 0.0033944 | 0.0033533 | 0.0033047 | 0.0032636 | 0.0032636 | 0.0032374 | 0.0032374 | 0.0032374 | 0.0032374 | 0.0032374 | 0.0032374 | 0.0032374 | 0.0032374 | 0.0032374 | 0.0032374 | 0.0032374 | 0.0032374 | 0.0032374 | 13.3092 | 13.4217 | 13.5343 | 13.6468 | 13.7594 | 13.7057 | 13.652 | 13.5982 | 13.5445 | 13.4908 | 13.4371 | 13.3834 | 13.3297 | 13.276 | 13.2222 | 13.1685 | 13.1148 | 13.0611 | 13.0074 | 12.9537 | 1.3231 | 1.3227 | 1.3323 | 1.3271 | 1.3186 | 1.2971 | 1.2921 | 1.2767 | 1.2716 | 1.2666 | 1.2615 | 1.2565 | 1.2514 | 1.2464 | 1.2414 | 1.2363 | 1.2313 | 1.2262 | 1.2212 | 1.2161 | 44485.8086 | 12835.7012 | 822105.3487 | 237205.9522
| NHL031-158072303 | 76 | NHL031 | NHL | 0 | 0 | 0.003428 | 0.0033981 | 0.0033944 | 0.0033533 | 0.0033047 | 0.0032636 | 0.0032636 | 0.0032374 | 0.0032374 | 0.0032374 | 0.0032374 | 0.0032374 | 0.0032374 | 0.0032374 | 0.0032374 | 0.0032374 | 0.0032374 | 0.0032374 | 0.0032374 | 0.0032374 | 0.068217 | 0.068732 | 0.069247 | 0.069761 | 0.070276 | 0.070019 | 0.069761 | 0.069504 | 0.069246 | 0.068989 | 0.068731 | 0.068474 | 0.068216 | 0.067959 | 0.067701 | 0.067443 | 0.067186 | 0.066928 | 0.066671 | 0.066413 | 0.0067817 | 0.0067732 | 0.0068165 | 0.0067839 | 0.006735 | 0.0066268 | 0.0066024 | 0.0065253 | 0.0065011 | 0.0064769 | 0.0064528 | 0.0064286 | 0.0064044 | 0.0063802 | 0.0063561 | 0.0063319 | 0.0063077 | 0.0062835 | 0.0062593 | 0.0062352 | 44485.8086 | 12835.7012 | 4206.5244 | 1213.7284
| NHL031-158072703 | 55 | NHL031 | NHL | 0 | 0 | 0.003428 | 0.0033981 | 0.0033944 | 0.0033533 | 0.0033047 | 0.0032636 | 0.0032636 | 0.0032374 | 0.0032374 | 0.0032374 | 0.0032374 | 0.0032374 | 0.0032374 | 0.0032374 | 0.0032374 | 0.0032374 | 0.0032374 | 0.0032374 | 0.0032374 | 0.0032374 | 0.082801 | 0.083483 | 0.084165 | 0.084847 | 0.085529 | 0.084974 | 0.08442 | 0.083865 | 0.083311 | 0.082756 | 0.082202 | 0.081647 | 0.081092 | 0.080538 | 0.079983 | 0.079429 | 0.078874 | 0.078319 | 0.077765 | 0.07721 | 0.0082315 | 0.0082269 | 0.008285 | 0.0082509 | 0.0081967 | 0.0080422 | 0.0079897 | 0.0078736 | 0.0078215 | 0.0077695 | 0.0077174 | 0.0076654 | 0.0076133 | 0.0075612 | 0.0075092 | 0.0074571 | 0.007405 | 0.007353 | 0.0073009 | 0.0072488 | 44485.8086 | 12835.7012 | 5044.0278 | 1455.3772
| NHL031-158073136 | 24 | NHL031 | NHL | 0 | 0 | 0.003428 | 0.0033981 | 0.0033944 | 0.0033533 | 0.0033047 | 0.0032636 | 0.0032636 | 0.0032374 | 0.0032374 | 0.0032374 | 0.0032374 | 0.0032374 | 0.0032374 | 0.0032374 | 0.0032374 | 0.0032374 | 0.0032374 | 0.0032374 | 0.0032374 | 0.0032374 | 0 | 0 | 0 | 0 | 0 | 0 | 0 | 0 | 0 | 0 | 0 | 0 | 0 | 0 | 0 | 0 | 0 | 0 | 0 | 0 | 0 | 0 | 0 | 0 | 0 | 0 | 0 | 0 | 0 | 0 | 0 | 0 | 0 | 0 | 0 | 0 | 0 | 0 | 0 | 0 | 44485.8086 | 12835.7012 | 0 | 0
| NHL031-158078362 | 96 | NHL031 | NHL | 0 | 0 | 0.003428 | 0.0033981 | 0.0033944 | 0.0033533 | 0.0033047 | 0.0032636 | 0.0032636 | 0.0032374 | 0.0032374 | 0.0032374 | 0.0032374 | 0.0032374 | 0.0032374 | 0.0032374 | 0.0032374 | 0.0032374 | 0.0032374 | 0.0032374 | 0.0032374 | 0.0032374 | 0.088575 | 0.089344 | 0.090112 | 0.090881 | 0.09165 | 0.091066 | 0.090482 | 0.089898 | 0.089315 | 0.088731 | 0.088147 | 0.087563 | 0.086979 | 0.086395 | 0.085811 | 0.085227 | 0.084644 | 0.08406 | 0.083476 | 0.082892 | 0.0088055 | 0.0088044 | 0.0088704 | 0.0088377 | 0.0087833 | 0.0086188 | 0.0085635 | 0.00844 | 0.0083852 | 0.0083304 | 0.0082756 | 0.0082208 | 0.008166 | 0.0081111 | 0.0080563 | 0.0080015 | 0.0079467 | 0.0078919 | 0.007837 | 0.0077822 | 44485.8086 | 12835.7012 | 5406.5856 | 1559.9878
| NHL031-158078443 | 43 | NHL031 | NHL | 0 | 0 | 0.003428 | 0.0033981 | 0.0033944 | 0.0033533 | 0.0033047 | 0.0032636 | 0.0032636 | 0.0032374 | 0.0032374 | 0.0032374 | 0.0032374 | 0.0032374 | 0.0032374 | 0.0032374 | 0.0032374 | 0.0032374 | 0.0032374 | 0.0032374 | 0.0032374 | 0.0032374 | 0.0083404 | 0.0084204 | 0.0085005 | 0.0085806 | 0.0086607 | 0.0086135 | 0.0085663 | 0.0085191 | 0.008472 | 0.0084248 | 0.0083776 | 0.0083304 | 0.0082832 | 0.008236 | 0.0081889 | 0.0081417 | 0.0080945 | 0.0080473 | 0.0080001 | 0.0079529 | 0.00082914 | 0.0008298 | 0.00083677 | 0.00083442 | 0.00083 | 0.00081521 | 0.00081074 | 0.00079981 | 0.00079538 | 0.00079095 | 0.00078652 | 0.00078209 | 0.00077766 | 0.00077323 | 0.0007688 | 0.00076437 | 0.00075994 | 0.00075551 | 0.00075108 | 0.00074665 | 44485.8086 | 12835.7012 | 513.0222 | 148.0247
| NHL031-158078533 | 60 | NHL031 | NHL | 0 | 0 | 0.003428 | 0.0033981 | 0.0033944 | 0.0033533 | 0.0033047 | 0.0032636 | 0.0032636 | 0.0032374 | 0.0032374 | 0.0032374 | 0.0032374 | 0.0032374 | 0.0032374 | 0.0032374 | 0.0032374 | 0.0032374 | 0.0032374 | 0.0032374 | 0.0032374 | 0.0032374 | 0.057494 | 0.058035 | 0.058575 | 0.059115 | 0.059656 | 0.059338 | 0.059019 | 0.058701 | 0.058383 | 0.058064 | 0.057746 | 0.057428 | 0.05711 | 0.056791 | 0.056473 | 0.056155 | 0.055837 | 0.055518 | 0.0552 | 0.054882 | 0.0057157 | 0.0057191 | 0.005766 | 0.0057487 | 0.0057171 | 0.0056159 | 0.0055858 | 0.0055111 | 0.0054812 | 0.0054513 | 0.0054215 | 0.0053916 | 0.0053617 | 0.0053318 | 0.0053019 | 0.0052721 | 0.0052422 | 0.0052123 | 0.0051824 | 0.0051525 | 44485.8086 | 12835.7012 | 3536.2685 | 1020.3363
| NHL031-158078653 | 66 | NHL031 | NHL | 0 | 0 | 0.003428 | 0.0033981 | 0.0033944 | 0.0033533 | 0.0033047 | 0.0032636 | 0.0032636 | 0.0032374 | 0.0032374 | 0.0032374 | 0.0032374 | 0.0032374 | 0.0032374 | 0.0032374 | 0.0032374 | 0.0032374 | 0.0032374 | 0.0032374 | 0.0032374 | 0.0032374 | 0.0014732 | 0.0014865 | 0.0014998 | 0.0015131 | 0.0015264 | 0.0015179 | 0.0015094 | 0.0015008 | 0.0014923 | 0.0014838 | 0.0014753 | 0.0014668 | 0.0014582 | 0.0014497 | 0.0014412 | 0.0014327 | 0.0014242 | 0.0014156 | 0.0014071 | 0.0013986 | 0.00014645 | 0.00014649 | 0.00014764 | 0.00014714 | 0.00014628 | 0.00014366 | 0.00014285 | 0.00014091 | 0.00014011 | 0.00013931 | 0.00013851 | 0.00013771 | 0.00013691 | 0.00013611 | 0.00013531 | 0.00013451 | 0.00013371 | 0.00013291 | 0.00013211 | 0.00013131 | 44485.8086 | 12835.7012 | 90.3893 | 26.0805
| NHL031-158092744 | 36 | NHL031 | NHL | 0 | 0 | 0.003428 | 0.0033981 | 0.0033944 | 0.0033533 | 0.0033047 | 0.0032636 | 0.0032636 | 0.0032374 | 0.0032374 | 0.0032374 | 0.0032374 | 0.0032374 | 0.0032374 | 0.0032374 | 0.0032374 | 0.0032374 | 0.0032374 | 0.0032374 | 0.0032374 | 0.0032374 | 0.023626 | 0.02385 | 0.024074 | 0.024299 | 0.024523 | 0.024433 | 0.024343 | 0.024253 | 0.024163 | 0.024073 | 0.023983 | 0.023893 | 0.023803 | 0.023713 | 0.023623 | 0.023533 | 0.023443 | 0.023353 | 0.023263 | 0.023173 | 0.0023488 | 0.0023503 | 0.0023698 | 0.0023629 | 0.0023501 | 0.0023124 | 0.0023039 | 0.0022769 | 0.0022685 | 0.00226 | 0.0022516 | 0.0022431 | 0.0022347 | 0.0022263 | 0.0022178 | 0.0022094 | 0.0022009 | 0.0021925 | 0.002184 | 0.0021756 | 44485.8086 | 12835.7012 | 1465.9577 | 422.9797
| NHL031-158092870 | 31 | NHL031 | NHL | 0 | 0 | 0.003428 | 0.0033981 | 0.0033944 | 0.0033533 | 0.0033047 | 0.0032636 | 0.0032636 | 0.0032374 | 0.0032374 | 0.0032374 | 0.0032374 | 0.0032374 | 0.0032374 | 0.0032374 | 0.0032374 | 0.0032374 | 0.0032374 | 0.0032374 | 0.0032374 | 0.0032374 | 0.019487 | 0.019654 | 0.019821 | 0.019988 | 0.020155 | 0.020028 | 0.019902 | 0.019775 | 0.019648 | 0.019521 | 0.019395 | 0.019268 | 0.019141 | 0.019015 | 0.018888 | 0.018761 | 0.018635 | 0.018508 | 0.018381 | 0.018254 | 0.0019372 | 0.0019368 | 0.0019511 | 0.0019437 | 0.0019316 | 0.0018955 | 0.0018835 | 0.0018565 | 0.0018447 | 0.0018328 | 0.0018209 | 0.001809 | 0.0017971 | 0.0017852 | 0.0017733 | 0.0017614 | 0.0017495 | 0.0017376 | 0.0017257 | 0.0017138 | 44485.8086 | 12835.7012 | 1189.5737 | 343.2333
| NHL031-158093033 | 496 | NHL031 | NHL | 0 | 0 | 0.003428 | 0.0033981 | 0.0033944 | 0.0033533 | 0.0033047 | 0.0032636 | 0.0032636 | 0.0032374 | 0.0032374 | 0.0032374 | 0.0032374 | 0.0032374 | 0.0032374 | 0.0032374 | 0.0032374 | 0.0032374 | 0.0032374 | 0.0032374 | 0.0032374 | 0.0032374 | 0.46747 | 0.47172 | 0.47597 | 0.48022 | 0.48446 | 0.48249 | 0.48051 | 0.47853 | 0.47655 | 0.47457 | 0.47259 | 0.47062 | 0.46864 | 0.46666 | 0.46468 | 0.4627 | 0.46072 | 0.45875 | 0.45677 | 0.45479 | 0.046473 | 0.046486 | 0.046853 | 0.046699 | 0.046429 | 0.045664 | 0.045477 | 0.044926 | 0.044741 | 0.044555 | 0.044369 | 0.044183 | 0.043998 | 0.043812 | 0.043626 | 0.04344 | 0.043255 | 0.043069 | 0.042883 | 0.042697 | 44485.8086 | 12835.7012 | 28907.7737 | 8340.8969
| NHL031-158103926 | 43 | NHL031 | NHL | 0 | 0 | 0.003428 | 0.0033981 | 0.0033944 | 0.0033533 | 0.0033047 | 0.0032636 | 0.0032636 | 0.0032374 | 0.0032374 | 0.0032374 | 0.0032374 | 0.0032374 | 0.0032374 | 0.0032374 | 0.0032374 | 0.0032374 | 0.0032374 | 0.0032374 | 0.0032374 | 0.0032374 | 0.078452 | 0.079131 | 0.079811 | 0.080491 | 0.081171 | 0.080865 | 0.080559 | 0.080253 | 0.079947 | 0.079641 | 0.079335 | 0.079029 | 0.078723 | 0.078417 | 0.078111 | 0.077805 | 0.077499 | 0.077193 | 0.076888 | 0.076582 | 0.0077991 | 0.0077981 | 0.0078564 | 0.0078273 | 0.0077791 | 0.0076533 | 0.0076243 | 0.0075345 | 0.0075058 | 0.007477 | 0.0074483 | 0.0074196 | 0.0073909 | 0.0073621 | 0.0073334 | 0.0073047 | 0.007276 | 0.0072472 | 0.0072185 | 0.0071898 | 44485.8086 | 12835.7012 | 4852.5078 | 1400.1171
| NHL031-158104228 | 28 | NHL031 | NHL | 0 | 0 | 0.003428 | 0.0033981 | 0.0033944 | 0.0033533 | 0.0033047 | 0.0032636 | 0.0032636 | 0.0032374 | 0.0032374 | 0.0032374 | 0.0032374 | 0.0032374 | 0.0032374 | 0.0032374 | 0.0032374 | 0.0032374 | 0.0032374 | 0.0032374 | 0.0032374 | 0.0032374 | 0 | 0 | 0 | 0 | 0 | 0 | 0 | 0 | 0 | 0 | 0 | 0 | 0 | 0 | 0 | 0 | 0 | 0 | 0 | 0 | 0 | 0 | 0 | 0 | 0 | 0 | 0 | 0 | 0 | 0 | 0 | 0 | 0 | 0 | 0 | 0 | 0 | 0 | 0 | 0 | 44485.8086 | 12835.7012 | 0 | 0
| NHL031-158104320 | 71 | NHL031 | NHL | 0 | 0 | 0.003428 | 0.0033981 | 0.0033944 | 0.0033533 | 0.0033047 | 0.0032636 | 0.0032636 | 0.0032374 | 0.0032374 | 0.0032374 | 0.0032374 | 0.0032374 | 0.0032374 | 0.0032374 | 0.0032374 | 0.0032374 | 0.0032374 | 0.0032374 | 0.0032374 | 0.0032374 | 0.00061975 | 0.00062601 | 0.00063227 | 0.00063854 | 0.0006448 | 0.00064032 | 0.00063584 | 0.00063136 | 0.00062688 | 0.0006224 | 0.00061792 | 0.00061344 | 0.00060896 | 0.00060448 | 0.0006 | 0.00059552 | 0.00059104 | 0.00058656 | 0.00058208 | 0.0005776 | 6.1611e-05 | 6.1691e-05 | 6.2239e-05 | 6.2094e-05 | 6.1795e-05 | 6.0602e-05 | 6.0178e-05 | 5.9275e-05 | 5.8854e-05 | 5.8433e-05 | 5.8013e-05 | 5.7592e-05 | 5.7172e-05 | 5.6751e-05 | 5.633e-05 | 5.591e-05 | 5.5489e-05 | 5.5069e-05 | 5.4648e-05 | 5.4227e-05 | 44485.8086 | 12835.7012 | 37.8892 | 10.9324
| NHL031-158104465 | 28 | NHL031 | NHL | 0 | 0 | 0.003428 | 0.0033981 | 0.0033944 | 0.0033533 | 0.0033047 | 0.0032636 | 0.0032636 | 0.0032374 | 0.0032374 | 0.0032374 | 0.0032374 | 0.0032374 | 0.0032374 | 0.0032374 | 0.0032374 | 0.0032374 | 0.0032374 | 0.0032374 | 0.0032374 | 0.0032374 | 0.033559 | 0.033889 | 0.034219 | 0.034549 | 0.034879 | 0.034745 | 0.034611 | 0.034477 | 0.034343 | 0.034209 | 0.034075 | 0.03394 | 0.033806 | 0.033672 | 0.033538 | 0.033404 | 0.03327 | 0.033136 | 0.033001 | 0.032867 | 0.0033362 | 0.0033396 | 0.0033684 | 0.0033597 | 0.0033427 | 0.0032884 | 0.0032757 | 0.0032368 | 0.0032242 | 0.0032116 | 0.0031991 | 0.0031865 | 0.0031739 | 0.0031613 | 0.0031487 | 0.0031361 | 0.0031235 | 0.0031109 | 0.0030983 | 0.0030857 | 44485.8086 | 12835.7012 | 2082.7374 | 600.9421
| NHL031-158118521 | 43 | NHL031 | NHL | 0 | 0 | 0.003428 | 0.0033981 | 0.0033944 | 0.0033533 | 0.0033047 | 0.0032636 | 0.0032636 | 0.0032374 | 0.0032374 | 0.0032374 | 0.0032374 | 0.0032374 | 0.0032374 | 0.0032374 | 0.0032374 | 0.0032374 | 0.0032374 | 0.0032374 | 0.0032374 | 0.0032374 | 0.04034 | 0.040707 | 0.041075 | 0.041443 | 0.04181 | 0.041681 | 0.041552 | 0.041423 | 0.041294 | 0.041165 | 0.041036 | 0.040907 | 0.040777 | 0.040648 | 0.040519 | 0.04039 | 0.040261 | 0.040132 | 0.040003 | 0.039874 | 0.0040103 | 0.0040115 | 0.0040433 | 0.0040301 | 0.0040069 | 0.0039448 | 0.0039326 | 0.003889 | 0.0038768 | 0.0038647 | 0.0038526 | 0.0038405 | 0.0038284 | 0.0038162 | 0.0038041 | 0.003792 | 0.0037799 | 0.0037677 | 0.0037556 | 0.0037435 | 44485.8086 | 12835.7012 | 2507.3903 | 723.4692
| NHL031-158118640 | 62 | NHL031 | NHL | 0 | 0 | 0.003428 | 0.0033981 | 0.0033944 | 0.0033533 | 0.0033047 | 0.0032636 | 0.0032636 | 0.0032374 | 0.0032374 | 0.0032374 | 0.0032374 | 0.0032374 | 0.0032374 | 0.0032374 | 0.0032374 | 0.0032374 | 0.0032374 | 0.0032374 | 0.0032374 | 0.0032374 | 0.025968 | 0.026174 | 0.026381 | 0.026587 | 0.026793 | 0.02662 | 0.026448 | 0.026275 | 0.026102 | 0.025929 | 0.025756 | 0.025584 | 0.025411 | 0.025238 | 0.025065 | 0.024892 | 0.02472 | 0.024547 | 0.024374 | 0.024201 | 0.0025816 | 0.0025794 | 0.0025968 | 0.0025854 | 0.0025677 | 0.0025194 | 0.0025031 | 0.0024668 | 0.0024506 | 0.0024343 | 0.0024181 | 0.0024019 | 0.0023857 | 0.0023695 | 0.0023532 | 0.002337 | 0.0023208 | 0.0023046 | 0.0022883 | 0.0022721 | 44485.8086 | 12835.7012 | 1580.706 | 456.0886
| NHL031-159317140 | 187 | NHL031 | NHL | 0 | 0 | 0.003428 | 0.0033981 | 0.0033944 | 0.0033533 | 0.0033047 | 0.0032636 | 0.0032636 | 0.0032374 | 0.0032374 | 0.0032374 | 0.0032374 | 0.0032374 | 0.0032374 | 0.0032374 | 0.0032374 | 0.0032374 | 0.0032374 | 0.0032374 | 0.0032374 | 0.0032374 | 0.1982 | 0.20012 | 0.20203 | 0.20395 | 0.20586 | 0.20508 | 0.2043 | 0.20352 | 0.20274 | 0.20196 | 0.20118 | 0.2004 | 0.19962 | 0.19884 | 0.19806 | 0.19727 | 0.19649 | 0.19571 | 0.19493 | 0.19415 | 0.019704 | 0.019721 | 0.019887 | 0.019833 | 0.019729 | 0.019409 | 0.019336 | 0.019107 | 0.019034 | 0.018961 | 0.018887 | 0.018814 | 0.018741 | 0.018668 | 0.018594 | 0.018521 | 0.018448 | 0.018374 | 0.018301 | 0.018228 | 44485.8086 | 12835.7012 | 12297.2965 | 3548.1972
| NHL031-159317397 | 50 | NHL031 | NHL | 0 | 0 | 0.003428 | 0.0033981 | 0.0033944 | 0.0033533 | 0.0033047 | 0.0032636 | 0.0032636 | 0.0032374 | 0.0032374 | 0.0032374 | 0.0032374 | 0.0032374 | 0.0032374 | 0.0032374 | 0.0032374 | 0.0032374 | 0.0032374 | 0.0032374 | 0.0032374 | 0.0032374 | 0.022088 | 0.022315 | 0.022543 | 0.02277 | 0.022997 | 0.022859 | 0.02272 | 0.022582 | 0.022443 | 0.022305 | 0.022166 | 0.022028 | 0.02189 | 0.021751 | 0.021613 | 0.021474 | 0.021336 | 0.021197 | 0.021059 | 0.02092 | 0.0021958 | 0.0021991 | 0.002219 | 0.0022143 | 0.002204 | 0.0021634 | 0.0021503 | 0.0021201 | 0.0021071 | 0.0020941 | 0.0020811 | 0.0020681 | 0.0020551 | 0.0020421 | 0.0020291 | 0.0020161 | 0.0020031 | 0.0019901 | 0.0019771 | 0.0019641 | 44485.8086 | 12835.7012 | 1357.6486 | 391.7288
| NHL031-159338407 | 18 | NHL031 | NHL | 0 | 0 | 0.003428 | 0.0033981 | 0.0033944 | 0.0033533 | 0.0033047 | 0.0032636 | 0.0032636 | 0.0032374 | 0.0032374 | 0.0032374 | 0.0032374 | 0.0032374 | 0.0032374 | 0.0032374 | 0.0032374 | 0.0032374 | 0.0032374 | 0.0032374 | 0.0032374 | 0.0032374 | 0 | 0 | 0 | 0 | 0 | 0 | 0 | 0 | 0 | 0 | 0 | 0 | 0 | 0 | 0 | 0 | 0 | 0 | 0 | 0 | 0 | 0 | 0 | 0 | 0 | 0 | 0 | 0 | 0 | 0 | 0 | 0 | 0 | 0 | 0 | 0 | 0 | 0 | 0 | 0 | 44485.8086 | 12835.7012 | 0 | 0
| NHL031-159449178 | 88 | NHL031 | NHL | 0 | 0 | 0.003428 | 0.0033981 | 0.0033944 | 0.0033533 | 0.0033047 | 0.0032636 | 0.0032636 | 0.0032374 | 0.0032374 | 0.0032374 | 0.0032374 | 0.0032374 | 0.0032374 | 0.0032374 | 0.0032374 | 0.0032374 | 0.0032374 | 0.0032374 | 0.0032374 | 0.0032374 | 0.070116 | 0.070658 | 0.071199 | 0.07174 | 0.072282 | 0.071985 | 0.071688 | 0.071391 | 0.071094 | 0.070798 | 0.070501 | 0.070204 | 0.069907 | 0.06961 | 0.069313 | 0.069017 | 0.06872 | 0.068423 | 0.068126 | 0.067829 | 0.0069705 | 0.006963 | 0.0070086 | 0.0069764 | 0.0069272 | 0.0068129 | 0.0067848 | 0.0067025 | 0.0066746 | 0.0066468 | 0.0066189 | 0.006591 | 0.0065632 | 0.0065353 | 0.0065074 | 0.0064796 | 0.0064517 | 0.0064238 | 0.006396 | 0.0063681 | 44485.8086 | 12835.7012 | 4316.3802 | 1245.4256
| NHL031-163378374 | 32 | NHL031 | NHL | 0 | 0 | 0.003428 | 0.0033981 | 0.0033944 | 0.0033533 | 0.0033047 | 0.0032636 | 0.0032636 | 0.0032374 | 0.0032374 | 0.0032374 | 0.0032374 | 0.0032374 | 0.0032374 | 0.0032374 | 0.0032374 | 0.0032374 | 0.0032374 | 0.0032374 | 0.0032374 | 0.0032374 | 0.017963 | 0.018128 | 0.018294 | 0.018459 | 0.018624 | 0.01851 | 0.018396 | 0.018281 | 0.018167 | 0.018052 | 0.017938 | 0.017824 | 0.017709 | 0.017595 | 0.017481 | 0.017366 | 0.017252 | 0.017137 | 0.017023 | 0.016909 | 0.0017858 | 0.0017865 | 0.0018008 | 0.0017951 | 0.0017849 | 0.0017518 | 0.001741 | 0.0017163 | 0.0017056 | 0.0016948 | 0.0016841 | 0.0016734 | 0.0016626 | 0.0016519 | 0.0016412 | 0.0016304 | 0.0016197 | 0.0016089 | 0.0015982 | 0.0015875 | 44485.8086 | 12835.7012 | 1099.5993 | 317.2726
| NHL031-171331453 | 17 | NHL031 | NHL | 0 | 0 | 0.003428 | 0.0033981 | 0.0033944 | 0.0033533 | 0.0033047 | 0.0032636 | 0.0032636 | 0.0032374 | 0.0032374 | 0.0032374 | 0.0032374 | 0.0032374 | 0.0032374 | 0.0032374 | 0.0032374 | 0.0032374 | 0.0032374 | 0.0032374 | 0.0032374 | 0.0032374 | 0 | 0 | 0 | 0 | 0 | 0 | 0 | 0 | 0 | 0 | 0 | 0 | 0 | 0 | 0 | 0 | 0 | 0 | 0 | 0 | 0 | 0 | 0 | 0 | 0 | 0 | 0 | 0 | 0 | 0 | 0 | 0 | 0 | 0 | 0 | 0 | 0 | 0 | 0 | 0 | 44485.8086 | 12835.7012 | 0 | 0
| NHL031-187102650 | 106 | NHL031 | NHL | 0 | 0 | 0.003428 | 0.0033981 | 0.0033944 | 0.0033533 | 0.0033047 | 0.0032636 | 0.0032636 | 0.0032374 | 0.0032374 | 0.0032374 | 0.0032374 | 0.0032374 | 0.0032374 | 0.0032374 | 0.0032374 | 0.0032374 | 0.0032374 | 0.0032374 | 0.0032374 | 0.0032374 | 2.7649 | 2.7874 | 2.8099 | 2.8323 | 2.8548 | 2.8377 | 2.8207 | 2.8036 | 2.7865 | 2.7694 | 2.7524 | 2.7353 | 2.7182 | 2.7012 | 2.6841 | 2.667 | 2.6499 | 2.6329 | 2.6158 | 2.5987 | 0.27487 | 0.27469 | 0.2766 | 0.27543 | 0.27359 | 0.26857 | 0.26695 | 0.26321 | 0.26161 | 0.26001 | 0.2584 | 0.2568 | 0.2552 | 0.2536 | 0.25199 | 0.25039 | 0.24879 | 0.24718 | 0.24558 | 0.24398 | 44485.8086 | 12835.7012 | 168809.246 | 48707.3317
| NHL031-202230824 | 191 | NHL031 | NHL | 0 | 0 | 0.003428 | 0.0033981 | 0.0033944 | 0.0033533 | 0.0033047 | 0.0032636 | 0.0032636 | 0.0032374 | 0.0032374 | 0.0032374 | 0.0032374 | 0.0032374 | 0.0032374 | 0.0032374 | 0.0032374 | 0.0032374 | 0.0032374 | 0.0032374 | 0.0032374 | 0.0032374 | 10.1395 | 10.23 | 10.3206 | 10.4111 | 10.5017 | 10.4248 | 10.348 | 10.2711 | 10.1942 | 10.1173 | 10.0405 | 9.9636 | 9.8867 | 9.8099 | 9.733 | 9.6561 | 9.5792 | 9.5024 | 9.4255 | 9.3486 | 1.008 | 1.0081 | 1.0159 | 1.0124 | 1.0064 | 0.98664 | 0.97936 | 0.96429 | 0.95708 | 0.94986 | 0.94264 | 0.93542 | 0.92821 | 0.92099 | 0.91377 | 0.90656 | 0.89934 | 0.89212 | 0.88491 | 0.87769 | 44485.8086 | 12835.7012 | 616385.5239 | 177848.6363
| NHL031-44808373 | 149 | NHL031 | NHL | 0 | 0 | 0.003428 | 0.0033981 | 0.0033944 | 0.0033533 | 0.0033047 | 0.0032636 | 0.0032636 | 0.0032374 | 0.0032374 | 0.0032374 | 0.0032374 | 0.0032374 | 0.0032374 | 0.0032374 | 0.0032374 | 0.0032374 | 0.0032374 | 0.0032374 | 0.0032374 | 0.0032374 | 0.53284 | 0.53738 | 0.54191 | 0.54645 | 0.55098 | 0.54712 | 0.54325 | 0.53938 | 0.53551 | 0.53164 | 0.52778 | 0.52391 | 0.52004 | 0.51617 | 0.51231 | 0.50844 | 0.50457 | 0.5007 | 0.49683 | 0.49297 | 0.052971 | 0.052956 | 0.053344 | 0.053139 | 0.052804 | 0.051781 | 0.051415 | 0.050639 | 0.050276 | 0.049913 | 0.04955 | 0.049187 | 0.048824 | 0.04846 | 0.048097 | 0.047734 | 0.047371 | 0.047008 | 0.046645 | 0.046282 | 44485.8086 | 12835.7012 | 32398.5006 | 9348.0929
| NHL031-47809173 | 72 | NHL031 | NHL | 0 | 0 | 0.003428 | 0.0033981 | 0.0033944 | 0.0033533 | 0.0033047 | 0.0032636 | 0.0032636 | 0.0032374 | 0.0032374 | 0.0032374 | 0.0032374 | 0.0032374 | 0.0032374 | 0.0032374 | 0.0032374 | 0.0032374 | 0.0032374 | 0.0032374 | 0.0032374 | 0.0032374 | 0.201 | 0.20281 | 0.20462 | 0.20643 | 0.20824 | 0.20697 | 0.2057 | 0.20442 | 0.20315 | 0.20188 | 0.20061 | 0.19933 | 0.19806 | 0.19679 | 0.19552 | 0.19424 | 0.19297 | 0.1917 | 0.19043 | 0.18916 | 0.019982 | 0.019986 | 0.020142 | 0.020074 | 0.019957 | 0.019588 | 0.019468 | 0.019192 | 0.019073 | 0.018953 | 0.018834 | 0.018714 | 0.018595 | 0.018475 | 0.018356 | 0.018237 | 0.018117 | 0.017998 | 0.017878 | 0.017759 | 44485.8086 | 12835.7012 | 12298.2906 | 3548.4841
| NKA001-111726711 | 45 | NKA001 | NKA | 0 | 0 | 0.0013419 | 0.0013676 | 0.001383 | 0.001383 | 0.0013933 | 0.001419 | 0.001455 | 0.001455 | 0.001455 | 0.001455 | 0.001455 | 0.001455 | 0.001455 | 0.001455 | 0.001455 | 0.001455 | 0.001455 | 0.001455 | 0.001455 | 0.001455 | 0.00022565 | 0.00022731 | 0.00022897 | 0.00023064 | 0.0002323 | 0.00023472 | 0.00023713 | 0.00023954 | 0.00024196 | 0.00024438 | 0.00024679 | 0.00024921 | 0.00025162 | 0.00025404 | 0.00025645 | 0.00025886 | 0.00026128 | 0.00026369 | 0.00026611 | 0.00026852 | 8.7812e-06 | 9.0154e-06 | 9.1837e-06 | 9.2504e-06 | 9.3864e-06 | 9.6589e-06 | 1.0006e-05 | 1.0108e-05 | 1.021e-05 | 1.0311e-05 | 1.0413e-05 | 1.0515e-05 | 1.0617e-05 | 1.0719e-05 | 1.0821e-05 | 1.0923e-05 | 1.1025e-05 | 1.1127e-05 | 1.1229e-05 | 1.1331e-05 | 52400.9885 | 13373.6927 | 7.638 | 1.9494
| NKA001-138135636 | 55 | NKA001 | NKA | 0 | 0 | 0.0013419 | 0.0013676 | 0.001383 | 0.001383 | 0.0013933 | 0.001419 | 0.001455 | 0.001455 | 0.001455 | 0.001455 | 0.001455 | 0.001455 | 0.001455 | 0.001455 | 0.001455 | 0.001455 | 0.001455 | 0.001455 | 0.001455 | 0.001455 | 0.0031414 | 0.0031441 | 0.0031469 | 0.0031496 | 0.0031523 | 0.0031524 | 0.0031524 | 0.0031525 | 0.0031526 | 0.0031527 | 0.0031527 | 0.0031528 | 0.0031529 | 0.003153 | 0.003153 | 0.0031531 | 0.0031532 | 0.0031533 | 0.0031533 | 0.0031534 | 0.00012225 | 0.0001247 | 0.00012621 | 0.00012632 | 0.00012737 | 0.00012973 | 0.00013302 | 0.00013302 | 0.00013302 | 0.00013303 | 0.00013303 | 0.00013303 | 0.00013304 | 0.00013304 | 0.00013304 | 0.00013305 | 0.00013305 | 0.00013305 | 0.00013306 | 0.00013306 | 52400.9885 | 13373.6927 | 98.7889 | 25.2127
| NKA001-15424552 | 0 | NKA001 | NKA | 0 | 0 | 0.0013419 | 0.0013676 | 0.001383 | 0.001383 | 0.0013933 | 0.001419 | 0.001455 | 0.001455 | 0.001455 | 0.001455 | 0.001455 | 0.001455 | 0.001455 | 0.001455 | 0.001455 | 0.001455 | 0.001455 | 0.001455 | 0.001455 | 0.001455 | 0 | 0 | 0 | 0 | 0 | 0 | 0 | 0 | 0 | 0 | 0 | 0 | 0 | 0 | 0 | 0 | 0 | 0 | 0 | 0 | 0 | 0 | 0 | 0 | 0 | 0 | 0 | 0 | 0 | 0 | 0 | 0 | 0 | 0 | 0 | 0 | 0 | 0 | 0 | 0 | 52400.9885 | 13373.6927 | 0 | 0
| NKA001-15424578 | 77 | NKA001 | NKA | 0 | 0 | 0.0013419 | 0.0013676 | 0.001383 | 0.001383 | 0.0013933 | 0.001419 | 0.001455 | 0.001455 | 0.001455 | 0.001455 | 0.001455 | 0.001455 | 0.001455 | 0.001455 | 0.001455 | 0.001455 | 0.001455 | 0.001455 | 0.001455 | 0.001455 | 1.6522 | 1.6626 | 1.6729 | 1.6833 | 1.6936 | 1.7016 | 1.7096 | 1.7176 | 1.7256 | 1.7336 | 1.7416 | 1.7496 | 1.7576 | 1.7655 | 1.7735 | 1.7815 | 1.7895 | 1.7975 | 1.8055 | 1.8135 | 0.064297 | 0.065939 | 0.067097 | 0.067512 | 0.068432 | 0.070024 | 0.072137 | 0.072474 | 0.072812 | 0.073149 | 0.073486 | 0.073823 | 0.074161 | 0.074498 | 0.074835 | 0.075172 | 0.07551 | 0.075847 | 0.076184 | 0.076521 | 52400.9885 | 13373.6927 | 54177.6145 | 13827.1202
| NKA001-161093990 | 33 | NKA001 | NKA | 0 | 0 | 0.0013419 | 0.0013676 | 0.001383 | 0.001383 | 0.0013933 | 0.001419 | 0.001455 | 0.001455 | 0.001455 | 0.001455 | 0.001455 | 0.001455 | 0.001455 | 0.001455 | 0.001455 | 0.001455 | 0.001455 | 0.001455 | 0.001455 | 0.001455 | 0.00035781 | 0.00036075 | 0.0003637 | 0.00036665 | 0.0003696 | 0.00037272 | 0.00037584 | 0.00037896 | 0.00038208 | 0.0003852 | 0.00038832 | 0.00039144 | 0.00039456 | 0.00039768 | 0.0004008 | 0.00040392 | 0.00040704 | 0.00041016 | 0.00041328 | 0.0004164 | 1.3924e-05 | 1.4308e-05 | 1.4587e-05 | 1.4706e-05 | 1.4934e-05 | 1.5338e-05 | 1.5859e-05 | 1.599e-05 | 1.6122e-05 | 1.6254e-05 | 1.6385e-05 | 1.6517e-05 | 1.6649e-05 | 1.678e-05 | 1.6912e-05 | 1.7044e-05 | 1.7175e-05 | 1.7307e-05 | 1.7439e-05 | 1.757e-05 | 52400.9885 | 13373.6927 | 12.0305 | 3.0704
| NKA001-24606104 | 258 | NKA001 | NKA | 0 | 0 | 0.0013419 | 0.0013676 | 0.001383 | 0.001383 | 0.0013933 | 0.001419 | 0.001455 | 0.001455 | 0.001455 | 0.001455 | 0.001455 | 0.001455 | 0.001455 | 0.001455 | 0.001455 | 0.001455 | 0.001455 | 0.001455 | 0.001455 | 0.001455 | 2.867 | 2.8823 | 2.8977 | 2.9131 | 2.9285 | 2.9398 | 2.9511 | 2.9625 | 2.9738 | 2.9851 | 2.9964 | 3.0077 | 3.019 | 3.0304 | 3.0417 | 3.053 | 3.0643 | 3.0756 | 3.0869 | 3.0982 | 0.11157 | 0.11432 | 0.11622 | 0.11684 | 0.11833 | 0.12098 | 0.12452 | 0.125 | 0.12548 | 0.12596 | 0.12643 | 0.12691 | 0.12739 | 0.12787 | 0.12834 | 0.12882 | 0.1293 | 0.12978 | 0.13025 | 0.13073 | 52400.9885 | 13373.6927 | 93328.4364 | 23819.1276
| NKA001-24606118 | 172 | NKA001 | NKA | 0 | 0 | 0.0013419 | 0.0013676 | 0.001383 | 0.001383 | 0.0013933 | 0.001419 | 0.001455 | 0.001455 | 0.001455 | 0.001455 | 0.001455 | 0.001455 | 0.001455 | 0.001455 | 0.001455 | 0.001455 | 0.001455 | 0.001455 | 0.001455 | 0.001455 | 0.50612 | 0.50989 | 0.51366 | 0.51743 | 0.5212 | 0.52477 | 0.52834 | 0.53192 | 0.53549 | 0.53906 | 0.54263 | 0.5462 | 0.54977 | 0.55334 | 0.55691 | 0.56048 | 0.56405 | 0.56763 | 0.5712 | 0.57477 | 0.019696 | 0.020223 | 0.020602 | 0.020753 | 0.02106 | 0.021595 | 0.022294 | 0.022444 | 0.022595 | 0.022746 | 0.022896 | 0.023047 | 0.023198 | 0.023348 | 0.023499 | 0.02365 | 0.0238 | 0.023951 | 0.024102 | 0.024253 | 52400.9885 | 13373.6927 | 16839.7926 | 4297.8237
| NKA001-96630054 | 103 | NKA001 | NKA | 0 | 0 | 0.0013419 | 0.0013676 | 0.001383 | 0.001383 | 0.0013933 | 0.001419 | 0.001455 | 0.001455 | 0.001455 | 0.001455 | 0.001455 | 0.001455 | 0.001455 | 0.001455 | 0.001455 | 0.001455 | 0.001455 | 0.001455 | 0.001455 | 0.001455 | 0.90659 | 0.91281 | 0.91902 | 0.92524 | 0.93145 | 0.93675 | 0.94204 | 0.94733 | 0.95263 | 0.95792 | 0.96321 | 0.96851 | 0.9738 | 0.97909 | 0.98439 | 0.98968 | 0.99497 | 1.0003 | 1.0056 | 1.0109 | 0.03528 | 0.036203 | 0.03686 | 0.037109 | 0.037637 | 0.038549 | 0.03975 | 0.039973 | 0.040196 | 0.04042 | 0.040643 | 0.040867 | 0.04109 | 0.041313 | 0.041537 | 0.04176 | 0.041983 | 0.042207 | 0.04243 | 0.042653 | 52400.9885 | 13373.6927 | 29930.4076 | 7638.7886
| NKA002-15424741 | 366 | NKA002 | NKA | 0 | 0 | 0.001751 | 0.0017716 | 0.0017863 | 0.0017863 | 0.0017863 | 0.0018069 | 0.0018364 | 0.0018334 | 0.0018334 | 0.0018334 | 0.0018334 | 0.0018334 | 0.0018334 | 0.0018334 | 0.0018334 | 0.0018334 | 0.0018334 | 0.0018334 | 0.0018334 | 0.0018334 | 29.2387 | 29.3974 | 29.5561 | 29.7148 | 29.8735 | 30.0326 | 30.1916 | 30.3507 | 30.5098 | 30.6688 | 30.8279 | 30.987 | 31.146 | 31.3051 | 31.4642 | 31.6233 | 31.7823 | 31.9414 | 32.1005 | 32.2595 | 1.4847 | 1.5104 | 1.5311 | 1.5393 | 1.5476 | 1.5737 | 1.6079 | 1.6137 | 1.6222 | 1.6306 | 1.6391 | 1.6476 | 1.656 | 1.6645 | 1.6729 | 1.6814 | 1.6899 | 1.6983 | 1.7068 | 1.7152 | 52400.9885 | 13373.6927 | 1218655.6187 | 311023.2502
| NKA002-15424752 | 0 | NKA002 | NKA | 0 | 0 | 0.001751 | 0.0017716 | 0.0017863 | 0.0017863 | 0.0017863 | 0.0018069 | 0.0018364 | 0.0018334 | 0.0018334 | 0.0018334 | 0.0018334 | 0.0018334 | 0.0018334 | 0.0018334 | 0.0018334 | 0.0018334 | 0.0018334 | 0.0018334 | 0.0018334 | 0.0018334 | 0 | 0 | 0 | 0 | 0 | 0 | 0 | 0 | 0 | 0 | 0 | 0 | 0 | 0 | 0 | 0 | 0 | 0 | 0 | 0 | 0 | 0 | 0 | 0 | 0 | 0 | 0 | 0 | 0 | 0 | 0 | 0 | 0 | 0 | 0 | 0 | 0 | 0 | 0 | 0 | 52400.9885 | 13373.6927 | 0 | 0
| NKA002-157269526 | 0 | NKA002 | NKA | 0 | 0 | 0.001751 | 0.0017716 | 0.0017863 | 0.0017863 | 0.0017863 | 0.0018069 | 0.0018364 | 0.0018334 | 0.0018334 | 0.0018334 | 0.0018334 | 0.0018334 | 0.0018334 | 0.0018334 | 0.0018334 | 0.0018334 | 0.0018334 | 0.0018334 | 0.0018334 | 0.0018334 | 0 | 0 | 0 | 0 | 0 | 0 | 0 | 0 | 0 | 0 | 0 | 0 | 0 | 0 | 0 | 0 | 0 | 0 | 0 | 0 | 0 | 0 | 0 | 0 | 0 | 0 | 0 | 0 | 0 | 0 | 0 | 0 | 0 | 0 | 0 | 0 | 0 | 0 | 0 | 0 | 52400.9885 | 13373.6927 | 0 | 0
| NKA002-160426606 | 21 | NKA002 | NKA | 0 | 0 | 0.001751 | 0.0017716 | 0.0017863 | 0.0017863 | 0.0017863 | 0.0018069 | 0.0018364 | 0.0018334 | 0.0018334 | 0.0018334 | 0.0018334 | 0.0018334 | 0.0018334 | 0.0018334 | 0.0018334 | 0.0018334 | 0.0018334 | 0.0018334 | 0.0018334 | 0.0018334 | 9.7436e-06 | 9.8172e-06 | 9.8908e-06 | 9.9644e-06 | 1.0038e-05 | 1.0141e-05 | 1.0244e-05 | 1.0347e-05 | 1.045e-05 | 1.0552e-05 | 1.0655e-05 | 1.0758e-05 | 1.0861e-05 | 1.0964e-05 | 1.1067e-05 | 1.117e-05 | 1.1273e-05 | 1.1376e-05 | 1.1479e-05 | 1.1582e-05 | 4.9478e-07 | 5.0438e-07 | 5.1238e-07 | 5.162e-07 | 5.2001e-07 | 5.314e-07 | 5.4553e-07 | 5.5013e-07 | 5.556e-07 | 5.6107e-07 | 5.6654e-07 | 5.7201e-07 | 5.7748e-07 | 5.8296e-07 | 5.8843e-07 | 5.939e-07 | 5.9937e-07 | 6.0484e-07 | 6.1031e-07 | 6.1578e-07 | 52400.9885 | 13373.6927 | 0.41898 | 0.10693
| NKA002-176883603 | 11 | NKA002 | NKA | 0 | 0 | 0.001751 | 0.0017716 | 0.0017863 | 0.0017863 | 0.0017863 | 0.0018069 | 0.0018364 | 0.0018334 | 0.0018334 | 0.0018334 | 0.0018334 | 0.0018334 | 0.0018334 | 0.0018334 | 0.0018334 | 0.0018334 | 0.0018334 | 0.0018334 | 0.0018334 | 0.0018334 | 0.010129 | 0.010193 | 0.010257 | 0.010321 | 0.010385 | 0.010439 | 0.010493 | 0.010547 | 0.010601 | 0.010655 | 0.010709 | 0.010763 | 0.010817 | 0.010871 | 0.010925 | 0.010979 | 0.011033 | 0.011087 | 0.011141 | 0.011195 | 0.00051434 | 0.00052368 | 0.00053134 | 0.00053465 | 0.00053797 | 0.000547 | 0.00055879 | 0.00056077 | 0.00056364 | 0.00056651 | 0.00056939 | 0.00057226 | 0.00057513 | 0.000578 | 0.00058088 | 0.00058375 | 0.00058662 | 0.0005895 | 0.00059237 | 0.00059524 | 52400.9885 | 13373.6927 | 423.1512 | 107.9959
| NKA002-24606230 | 207 | NKA002 | NKA | 0 | 0 | 0.001751 | 0.0017716 | 0.0017863 | 0.0017863 | 0.0017863 | 0.0018069 | 0.0018364 | 0.0018334 | 0.0018334 | 0.0018334 | 0.0018334 | 0.0018334 | 0.0018334 | 0.0018334 | 0.0018334 | 0.0018334 | 0.0018334 | 0.0018334 | 0.0018334 | 0.0018334 | 1.2452 | 1.2531 | 1.261 | 1.2689 | 1.2768 | 1.284 | 1.2911 | 1.2982 | 1.3053 | 1.3125 | 1.3196 | 1.3267 | 1.3338 | 1.341 | 1.3481 | 1.3552 | 1.3623 | 1.3695 | 1.3766 | 1.3837 | 0.063233 | 0.064383 | 0.065327 | 0.065736 | 0.066145 | 0.067281 | 0.068756 | 0.069025 | 0.069404 | 0.069783 | 0.070161 | 0.07054 | 0.070919 | 0.071298 | 0.071677 | 0.072056 | 0.072434 | 0.072813 | 0.073192 | 0.073571 | 52400.9885 | 13373.6927 | 52124.3828 | 13303.0979
| NKA002-24606244 | 142 | NKA002 | NKA | 0 | 0 | 0.001751 | 0.0017716 | 0.0017863 | 0.0017863 | 0.0017863 | 0.0018069 | 0.0018364 | 0.0018334 | 0.0018334 | 0.0018334 | 0.0018334 | 0.0018334 | 0.0018334 | 0.0018334 | 0.0018334 | 0.0018334 | 0.0018334 | 0.0018334 | 0.0018334 | 0.0018334 | 6.4387 | 6.4721 | 6.5054 | 6.5388 | 6.5722 | 6.6244 | 6.6767 | 6.7289 | 6.7812 | 6.8334 | 6.8857 | 6.9379 | 6.9902 | 7.0424 | 7.0947 | 7.1469 | 7.1992 | 7.2514 | 7.3037 | 7.3559 | 0.32696 | 0.33252 | 0.33701 | 0.33874 | 0.34046 | 0.34713 | 0.35556 | 0.35777 | 0.36055 | 0.36333 | 0.36611 | 0.36889 | 0.37166 | 0.37444 | 0.37722 | 0.38 | 0.38278 | 0.38555 | 0.38833 | 0.39111 | 52400.9885 | 13373.6927 | 271634.1676 | 69326.0183
| NKA003-15422579 | 268 | NKA003 | NKA | 0 | 0 | 0.0035023 | 0.0035023 | 0.0034946 | 0.0034793 | 0.0034639 | 0.0034639 | 0.0034716 | 0.0034562 | 0.0034562 | 0.0034562 | 0.0034562 | 0.0034562 | 0.0034562 | 0.0034562 | 0.0034562 | 0.0034562 | 0.0034562 | 0.0034562 | 0.0034562 | 0.0034562 | 7.0563 | 7.1002 | 7.1441 | 7.188 | 7.232 | 7.2765 | 7.321 | 7.3655 | 7.41 | 7.4545 | 7.4991 | 7.5436 | 7.5881 | 7.6326 | 7.6771 | 7.7217 | 7.7662 | 7.8107 | 7.8552 | 7.8997 | 0.71669 | 0.72115 | 0.72402 | 0.72526 | 0.72647 | 0.73095 | 0.73705 | 0.73825 | 0.74271 | 0.74717 | 0.75163 | 0.7561 | 0.76056 | 0.76502 | 0.76948 | 0.77394 | 0.77841 | 0.78287 | 0.78733 | 0.79179 | 52400.9885 | 13373.6927 | 565832.9939 | 144410.951
| NKA003-161248298 | 29 | NKA003 | NKA | 0 | 0 | 0.0035023 | 0.0035023 | 0.0034946 | 0.0034793 | 0.0034639 | 0.0034639 | 0.0034716 | 0.0034562 | 0.0034562 | 0.0034562 | 0.0034562 | 0.0034562 | 0.0034562 | 0.0034562 | 0.0034562 | 0.0034562 | 0.0034562 | 0.0034562 | 0.0034562 | 0.0034562 | 0.00041166 | 0.00041474 | 0.00041783 | 0.00042091 | 0.000424 | 0.0004281 | 0.0004322 | 0.0004363 | 0.0004404 | 0.0004445 | 0.0004486 | 0.0004527 | 0.0004568 | 0.0004609 | 0.000465 | 0.0004691 | 0.0004732 | 0.0004773 | 0.0004814 | 0.0004855 | 4.1811e-05 | 4.2124e-05 | 4.2344e-05 | 4.247e-05 | 4.2592e-05 | 4.3004e-05 | 4.3512e-05 | 4.3731e-05 | 4.4141e-05 | 4.4552e-05 | 4.4963e-05 | 4.5374e-05 | 4.5785e-05 | 4.6196e-05 | 4.6607e-05 | 4.7018e-05 | 4.7429e-05 | 4.784e-05 | 4.8251e-05 | 4.8662e-05 | 52400.9885 | 13373.6927 | 33.7165 | 8.6051
| NKA004-15424817 | 237 | NKA004 | NKA | 0 | 0 | 0.002148 | 0.0021923 | 0.0022305 | 0.0022345 | 0.0022466 | 0.0022989 | 0.0023632 | 0.0023632 | 0.0023632 | 0.0023632 | 0.0023632 | 0.0023632 | 0.0023632 | 0.0023632 | 0.0023632 | 0.0023632 | 0.0023632 | 0.0023632 | 0.0023632 | 0.0023632 | 48.998 | 49.2152 | 49.4324 | 49.6497 | 49.8669 | 50.0079 | 50.149 | 50.2901 | 50.4311 | 50.5722 | 50.7133 | 50.8543 | 50.9954 | 51.1364 | 51.2775 | 51.4186 | 51.5596 | 51.7007 | 51.8418 | 51.9828 | 3.0522 | 3.1289 | 3.1975 | 3.2173 | 3.2489 | 3.3339 | 3.4369 | 3.4466 | 3.4562 | 3.4659 | 3.4756 | 3.4852 | 3.4949 | 3.5046 | 3.5142 | 3.5239 | 3.5336 | 3.5432 | 3.5529 | 3.5626 | 52400.9885 | 13373.6927 | 2561471.3644 | 653734.4405
| NKA004-162977911 | 16 | NKA004 | NKA | 0 | 0 | 0.002148 | 0.0021923 | 0.0022305 | 0.0022345 | 0.0022466 | 0.0022989 | 0.0023632 | 0.0023632 | 0.0023632 | 0.0023632 | 0.0023632 | 0.0023632 | 0.0023632 | 0.0023632 | 0.0023632 | 0.0023632 | 0.0023632 | 0.0023632 | 0.0023632 | 0.0023632 | 0.00021864 | 0.00022023 | 0.00022182 | 0.00022341 | 0.000225 | 0.00022743 | 0.00022986 | 0.00023229 | 0.00023472 | 0.00023715 | 0.00023958 | 0.00024201 | 0.00024444 | 0.00024687 | 0.0002493 | 0.00025173 | 0.00025416 | 0.00025659 | 0.00025902 | 0.00026145 | 1.362e-05 | 1.4002e-05 | 1.4348e-05 | 1.4477e-05 | 1.4659e-05 | 1.5162e-05 | 1.5753e-05 | 1.592e-05 | 1.6086e-05 | 1.6253e-05 | 1.6419e-05 | 1.6586e-05 | 1.6752e-05 | 1.6919e-05 | 1.7085e-05 | 1.7252e-05 | 1.7419e-05 | 1.7585e-05 | 1.7752e-05 | 1.7918e-05 | 52400.9885 | 13373.6927 | 12.0058 | 3.0641
| NKA005-154156915 | 28 | NKA005 | NKA | 0 | 0 | 0.0037698 | 0.0038449 | 0.0038949 | 0.0039033 | 0.0039283 | 0.0040033 | 0.0041034 | 0.0041034 | 0.0041034 | 0.0041034 | 0.0041034 | 0.0041034 | 0.0041034 | 0.0041034 | 0.0041034 | 0.0041034 | 0.0041034 | 0.0041034 | 0.0041034 | 0.0041034 | 1.6792 | 1.692 | 1.7048 | 1.7176 | 1.7304 | 1.7452 | 1.7601 | 1.7749 | 1.7898 | 1.8046 | 1.8195 | 1.8343 | 1.8492 | 1.864 | 1.8789 | 1.8937 | 1.9086 | 1.9234 | 1.9383 | 1.9531 | 0.18358 | 0.18866 | 0.19256 | 0.19442 | 0.19713 | 0.20262 | 0.20945 | 0.21122 | 0.21298 | 0.21475 | 0.21652 | 0.21829 | 0.22005 | 0.22182 | 0.22359 | 0.22535 | 0.22712 | 0.22889 | 0.23066 | 0.23242 | 52400.9885 | 13373.6927 | 158939.7264 | 40564.3313
| NKA005-15422555 | 281 | NKA005 | NKA | 0 | 0 | 0.0037698 | 0.0038449 | 0.0038949 | 0.0039033 | 0.0039283 | 0.0040033 | 0.0041034 | 0.0041034 | 0.0041034 | 0.0041034 | 0.0041034 | 0.0041034 | 0.0041034 | 0.0041034 | 0.0041034 | 0.0041034 | 0.0041034 | 0.0041034 | 0.0041034 | 0.0041034 | 2.1044 | 2.1186 | 2.1329 | 2.1471 | 2.1614 | 2.1748 | 2.1882 | 2.2016 | 2.215 | 2.2284 | 2.2418 | 2.2552 | 2.2686 | 2.282 | 2.2954 | 2.3088 | 2.3222 | 2.3356 | 2.349 | 2.3624 | 0.23006 | 0.23623 | 0.24091 | 0.24304 | 0.24622 | 0.25248 | 0.26039 | 0.26199 | 0.26358 | 0.26518 | 0.26677 | 0.26837 | 0.26996 | 0.27156 | 0.27315 | 0.27475 | 0.27634 | 0.27794 | 0.27953 | 0.28113 | 52400.9885 | 13373.6927 | 196292.5143 | 50097.4474
| NKA005-24606900 | 150 | NKA005 | NKA | 0 | 0 | 0.0037698 | 0.0038449 | 0.0038949 | 0.0039033 | 0.0039283 | 0.0040033 | 0.0041034 | 0.0041034 | 0.0041034 | 0.0041034 | 0.0041034 | 0.0041034 | 0.0041034 | 0.0041034 | 0.0041034 | 0.0041034 | 0.0041034 | 0.0041034 | 0.0041034 | 0.0041034 | 3.9638 | 3.9885 | 4.0131 | 4.0377 | 4.0623 | 4.0912 | 4.12 | 4.1489 | 4.1777 | 4.2066 | 4.2355 | 4.2643 | 4.2932 | 4.322 | 4.3509 | 4.3797 | 4.4086 | 4.4374 | 4.4663 | 4.4951 | 0.43335 | 0.44472 | 0.45329 | 0.45705 | 0.46278 | 0.47497 | 0.49028 | 0.49371 | 0.49715 | 0.50058 | 0.50402 | 0.50745 | 0.51088 | 0.51432 | 0.51775 | 0.52118 | 0.52462 | 0.52805 | 0.53148 | 0.53492 | 52400.9885 | 13373.6927 | 370712.3114 | 94612.5765
| NKA006-152812929 | 226 | NKA006 | NKA | 0 | 0 | 0.0035947 | 0.0036424 | 0.0036753 | 0.003668 | 0.0036753 | 0.003723 | 0.0037743 | 0.0037706 | 0.0037706 | 0.0037706 | 0.0037706 | 0.0037706 | 0.0037706 | 0.0037706 | 0.0037706 | 0.0037706 | 0.0037706 | 0.0037706 | 0.0037706 | 0.0037706 | 9.0155 | 9.0762 | 9.1369 | 9.1976 | 9.2582 | 9.2963 | 9.3343 | 9.3723 | 9.4104 | 9.4484 | 9.4865 | 9.5245 | 9.5625 | 9.6006 | 9.6386 | 9.6767 | 9.7147 | 9.7527 | 9.7908 | 9.8288 | 0.93984 | 0.95871 | 0.97385 | 0.97837 | 0.98679 | 1.0037 | 1.0217 | 1.0248 | 1.029 | 1.0332 | 1.0373 | 1.0415 | 1.0456 | 1.0498 | 1.054 | 1.0581 | 1.0623 | 1.0664 | 1.0706 | 1.0748 | 52400.9885 | 13373.6927 | 771361.9 | 196865.6949
| NKA006-15424841 | 514 | NKA006 | NKA | 0 | 0 | 0.0035947 | 0.0036424 | 0.0036753 | 0.003668 | 0.0036753 | 0.003723 | 0.0037743 | 0.0037706 | 0.0037706 | 0.0037706 | 0.0037706 | 0.0037706 | 0.0037706 | 0.0037706 | 0.0037706 | 0.0037706 | 0.0037706 | 0.0037706 | 0.0037706 | 0.0037706 | 17.6018 | 17.7174 | 17.8331 | 17.9488 | 18.0645 | 18.1853 | 18.3062 | 18.4271 | 18.548 | 18.6688 | 18.7897 | 18.9106 | 19.0314 | 19.1523 | 19.2732 | 19.3941 | 19.5149 | 19.6358 | 19.7567 | 19.8776 | 1.8349 | 1.8715 | 1.9007 | 1.9093 | 1.9254 | 1.9634 | 2.0037 | 2.015 | 2.0282 | 2.0414 | 2.0546 | 2.0678 | 2.081 | 2.0943 | 2.1075 | 2.1207 | 2.1339 | 2.1471 | 2.1603 | 2.1736 | 52400.9885 | 13373.6927 | 1524615.6237 | 389109.8513
| NKA006-15424865 | 0 | NKA006 | NKA | 0 | 0 | 0.0035947 | 0.0036424 | 0.0036753 | 0.003668 | 0.0036753 | 0.003723 | 0.0037743 | 0.0037706 | 0.0037706 | 0.0037706 | 0.0037706 | 0.0037706 | 0.0037706 | 0.0037706 | 0.0037706 | 0.0037706 | 0.0037706 | 0.0037706 | 0.0037706 | 0.0037706 | 0 | 0 | 0 | 0 | 0 | 0 | 0 | 0 | 0 | 0 | 0 | 0 | 0 | 0 | 0 | 0 | 0 | 0 | 0 | 0 | 0 | 0 | 0 | 0 | 0 | 0 | 0 | 0 | 0 | 0 | 0 | 0 | 0 | 0 | 0 | 0 | 0 | 0 | 0 | 0 | 52400.9885 | 13373.6927 | 0 | 0
| NKA006-160426703 | 24 | NKA006 | NKA | 0 | 0 | 0.0035947 | 0.0036424 | 0.0036753 | 0.003668 | 0.0036753 | 0.003723 | 0.0037743 | 0.0037706 | 0.0037706 | 0.0037706 | 0.0037706 | 0.0037706 | 0.0037706 | 0.0037706 | 0.0037706 | 0.0037706 | 0.0037706 | 0.0037706 | 0.0037706 | 0.0037706 | 0.0017716 | 0.0017855 | 0.0017994 | 0.0018133 | 0.0018272 | 0.0018475 | 0.0018678 | 0.0018882 | 0.0019085 | 0.0019288 | 0.0019491 | 0.0019694 | 0.0019898 | 0.0020101 | 0.0020304 | 0.0020507 | 0.002071 | 0.0020914 | 0.0021117 | 0.002132 | 0.00018469 | 0.0001886 | 0.00019179 | 0.00019289 | 0.00019475 | 0.00019947 | 0.00020444 | 0.00020647 | 0.00020869 | 0.00021091 | 0.00021313 | 0.00021535 | 0.00021758 | 0.0002198 | 0.00022202 | 0.00022424 | 0.00022646 | 0.00022869 | 0.00023091 | 0.00023313 | 52400.9885 | 13373.6927 | 157.4653 | 40.188
| NKA006-160426816 | 54 | NKA006 | NKA | 0 | 0 | 0.0035947 | 0.0036424 | 0.0036753 | 0.003668 | 0.0036753 | 0.003723 | 0.0037743 | 0.0037706 | 0.0037706 | 0.0037706 | 0.0037706 | 0.0037706 | 0.0037706 | 0.0037706 | 0.0037706 | 0.0037706 | 0.0037706 | 0.0037706 | 0.0037706 | 0.0037706 | 0.015711 | 0.015768 | 0.015824 | 0.015881 | 0.015938 | 0.015943 | 0.015948 | 0.015953 | 0.015958 | 0.015963 | 0.015968 | 0.015973 | 0.015978 | 0.015983 | 0.015988 | 0.015993 | 0.015998 | 0.016003 | 0.016008 | 0.016013 | 0.0016378 | 0.0016655 | 0.0016866 | 0.0016893 | 0.0016988 | 0.0017213 | 0.0017456 | 0.0017444 | 0.001745 | 0.0017455 | 0.0017461 | 0.0017466 | 0.0017472 | 0.0017477 | 0.0017483 | 0.0017488 | 0.0017494 | 0.0017499 | 0.0017505 | 0.001751 | 52400.9885 | 13373.6927 | 1305.2427 | 333.1219
| NKA006-162978025 | 35 | NKA006 | NKA | 0 | 0 | 0.0035947 | 0.0036424 | 0.0036753 | 0.003668 | 0.0036753 | 0.003723 | 0.0037743 | 0.0037706 | 0.0037706 | 0.0037706 | 0.0037706 | 0.0037706 | 0.0037706 | 0.0037706 | 0.0037706 | 0.0037706 | 0.0037706 | 0.0037706 | 0.0037706 | 0.0037706 | 0.033555 | 0.033777 | 0.034 | 0.034223 | 0.034445 | 0.034638 | 0.034831 | 0.035024 | 0.035217 | 0.035411 | 0.035604 | 0.035797 | 0.03599 | 0.036183 | 0.036376 | 0.036569 | 0.036762 | 0.036955 | 0.037148 | 0.037341 | 0.003498 | 0.0035679 | 0.0036239 | 0.0036403 | 0.0036713 | 0.0037398 | 0.0038124 | 0.0038298 | 0.0038509 | 0.0038721 | 0.0038932 | 0.0039143 | 0.0039354 | 0.0039565 | 0.0039776 | 0.0039987 | 0.0040198 | 0.004041 | 0.0040621 | 0.0040832 | 52400.9885 | 13373.6927 | 2891.4562 | 737.9526
| NKA006-163615273 | 0 | NKA006 | NKA | 0 | 0 | 0.0035947 | 0.0036424 | 0.0036753 | 0.003668 | 0.0036753 | 0.003723 | 0.0037743 | 0.0037706 | 0.0037706 | 0.0037706 | 0.0037706 | 0.0037706 | 0.0037706 | 0.0037706 | 0.0037706 | 0.0037706 | 0.0037706 | 0.0037706 | 0.0037706 | 0.0037706 | 0 | 0 | 0 | 0 | 0 | 0 | 0 | 0 | 0 | 0 | 0 | 0 | 0 | 0 | 0 | 0 | 0 | 0 | 0 | 0 | 0 | 0 | 0 | 0 | 0 | 0 | 0 | 0 | 0 | 0 | 0 | 0 | 0 | 0 | 0 | 0 | 0 | 0 | 0 | 0 | 52400.9885 | 13373.6927 | 0 | 0
| NKA006-181987048 | 0 | NKA006 | NKA | 0 | 0 | 0.0035947 | 0.0036424 | 0.0036753 | 0.003668 | 0.0036753 | 0.003723 | 0.0037743 | 0.0037706 | 0.0037706 | 0.0037706 | 0.0037706 | 0.0037706 | 0.0037706 | 0.0037706 | 0.0037706 | 0.0037706 | 0.0037706 | 0.0037706 | 0.0037706 | 0.0037706 | 0 | 0 | 0 | 0 | 0 | 0 | 0 | 0 | 0 | 0 | 0 | 0 | 0 | 0 | 0 | 0 | 0 | 0 | 0 | 0 | 0 | 0 | 0 | 0 | 0 | 0 | 0 | 0 | 0 | 0 | 0 | 0 | 0 | 0 | 0 | 0 | 0 | 0 | 0 | 0 | 52400.9885 | 13373.6927 | 0 | 0
| NKA006-192419289 | 127 | NKA006 | NKA | 0 | 0 | 0.0035947 | 0.0036424 | 0.0036753 | 0.003668 | 0.0036753 | 0.003723 | 0.0037743 | 0.0037706 | 0.0037706 | 0.0037706 | 0.0037706 | 0.0037706 | 0.0037706 | 0.0037706 | 0.0037706 | 0.0037706 | 0.0037706 | 0.0037706 | 0.0037706 | 0.0037706 | 0.31983 | 0.32173 | 0.32363 | 0.32554 | 0.32744 | 0.32981 | 0.33218 | 0.33456 | 0.33693 | 0.33931 | 0.34168 | 0.34405 | 0.34643 | 0.3488 | 0.35117 | 0.35355 | 0.35592 | 0.35829 | 0.36067 | 0.36304 | 0.033341 | 0.033984 | 0.034494 | 0.034628 | 0.0349 | 0.035608 | 0.036359 | 0.036583 | 0.036843 | 0.037102 | 0.037362 | 0.037621 | 0.037881 | 0.03814 | 0.0384 | 0.03866 | 0.038919 | 0.039179 | 0.039438 | 0.039698 | 52400.9885 | 13373.6927 | 27721.4813 | 7075.0301
| NKA006-24605964 | 79 | NKA006 | NKA | 0 | 0 | 0.0035947 | 0.0036424 | 0.0036753 | 0.003668 | 0.0036753 | 0.003723 | 0.0037743 | 0.0037706 | 0.0037706 | 0.0037706 | 0.0037706 | 0.0037706 | 0.0037706 | 0.0037706 | 0.0037706 | 0.0037706 | 0.0037706 | 0.0037706 | 0.0037706 | 0.0037706 | 0.44741 | 0.45036 | 0.45331 | 0.45626 | 0.45921 | 0.46209 | 0.46497 | 0.46785 | 0.47073 | 0.47361 | 0.47649 | 0.47938 | 0.48226 | 0.48514 | 0.48802 | 0.4909 | 0.49378 | 0.49666 | 0.49954 | 0.50242 | 0.046641 | 0.04757 | 0.048316 | 0.048533 | 0.048945 | 0.04989 | 0.050893 | 0.051158 | 0.051474 | 0.051789 | 0.052104 | 0.052419 | 0.052734 | 0.053049 | 0.053364 | 0.053679 | 0.053994 | 0.054309 | 0.054624 | 0.054939 | 52400.9885 | 13373.6927 | 38676.2727 | 9870.8937
| OYN001-15412732 | 267 | OYN001 | OYN | 0 | 0 | 0.00098536 | 0.00099099 | 0.00099662 | 0.00098536 | 0.00097973 | 0.00098536 | 0.00099099 | 0.00097973 | 0.00097973 | 0.00097973 | 0.00097973 | 0.00097973 | 0.00097973 | 0.00097973 | 0.00097973 | 0.00097973 | 0.00097973 | 0.00097973 | 0.00097973 | 0.00097973 | 0.86746 | 0.8739 | 0.88033 | 0.88677 | 0.89321 | 0.8919 | 0.89059 | 0.88929 | 0.88798 | 0.88667 | 0.88537 | 0.88406 | 0.88275 | 0.88145 | 0.88014 | 0.87883 | 0.87753 | 0.87622 | 0.87491 | 0.87361 | 0.024788 | 0.025115 | 0.025443 | 0.02534 | 0.025378 | 0.025486 | 0.025595 | 0.025267 | 0.025229 | 0.025192 | 0.025155 | 0.025118 | 0.025081 | 0.025044 | 0.025007 | 0.02497 | 0.024932 | 0.024895 | 0.024858 | 0.024821 | 42821.2873 | 13588.5534 | 15578.0842 | 4943.4205
| OYN001-15412756 | 0 | OYN001 | OYN | 0 | 0 | 0.00098536 | 0.00099099 | 0.00099662 | 0.00098536 | 0.00097973 | 0.00098536 | 0.00099099 | 0.00097973 | 0.00097973 | 0.00097973 | 0.00097973 | 0.00097973 | 0.00097973 | 0.00097973 | 0.00097973 | 0.00097973 | 0.00097973 | 0.00097973 | 0.00097973 | 0.00097973 | 0.0033287 | 0.0033582 | 0.0033877 | 0.0034172 | 0.0034468 | 0.0034463 | 0.0034459 | 0.0034454 | 0.003445 | 0.0034445 | 0.0034441 | 0.0034436 | 0.0034432 | 0.0034427 | 0.0034423 | 0.0034418 | 0.0034414 | 0.0034409 | 0.0034405 | 0.00344 | 9.5119e-05 | 9.651e-05 | 9.7912e-05 | 9.7649e-05 | 9.793e-05 | 9.848e-05 | 9.903e-05 | 9.7892e-05 | 9.7879e-05 | 9.7866e-05 | 9.7853e-05 | 9.7841e-05 | 9.7828e-05 | 9.7815e-05 | 9.7802e-05 | 9.779e-05 | 9.7777e-05 | 9.7764e-05 | 9.7751e-05 | 9.7739e-05 | 42821.2873 | 13588.5534 | 0 | 0
| OYN001-157370670 | 37 | OYN001 | OYN | 0 | 0 | 0.00098536 | 0.00099099 | 0.00099662 | 0.00098536 | 0.00097973 | 0.00098536 | 0.00099099 | 0.00097973 | 0.00097973 | 0.00097973 | 0.00097973 | 0.00097973 | 0.00097973 | 0.00097973 | 0.00097973 | 0.00097973 | 0.00097973 | 0.00097973 | 0.00097973 | 0.00097973 | 0.015004 | 0.015111 | 0.015218 | 0.015326 | 0.015433 | 0.015394 | 0.015355 | 0.015316 | 0.015277 | 0.015238 | 0.015199 | 0.01516 | 0.015121 | 0.015083 | 0.015044 | 0.015005 | 0.014966 | 0.014927 | 0.014888 | 0.014849 | 0.00042873 | 0.00043427 | 0.00043984 | 0.00043794 | 0.00043849 | 0.0004399 | 0.00044129 | 0.00043517 | 0.00043406 | 0.00043296 | 0.00043185 | 0.00043074 | 0.00042963 | 0.00042853 | 0.00042742 | 0.00042631 | 0.00042521 | 0.0004241 | 0.00042299 | 0.00042188 | 42821.2873 | 13588.5534 | 267.761 | 84.969
| OYN001-157370765 | 19 | OYN001 | OYN | 0 | 0 | 0.00098536 | 0.00099099 | 0.00099662 | 0.00098536 | 0.00097973 | 0.00098536 | 0.00099099 | 0.00097973 | 0.00097973 | 0.00097973 | 0.00097973 | 0.00097973 | 0.00097973 | 0.00097973 | 0.00097973 | 0.00097973 | 0.00097973 | 0.00097973 | 0.00097973 | 0.00097973 | 0.00040535 | 0.00040829 | 0.00041122 | 0.00041416 | 0.0004171 | 0.00041586 | 0.00041463 | 0.0004134 | 0.00041217 | 0.00041094 | 0.0004097 | 0.00040847 | 0.00040724 | 0.00040601 | 0.00040478 | 0.00040354 | 0.00040231 | 0.00040108 | 0.00039985 | 0.00039861 | 1.1583e-05 | 1.1734e-05 | 1.1885e-05 | 1.1835e-05 | 1.1851e-05 | 1.1883e-05 | 1.1916e-05 | 1.1746e-05 | 1.1711e-05 | 1.1676e-05 | 1.1641e-05 | 1.1606e-05 | 1.1571e-05 | 1.1536e-05 | 1.1501e-05 | 1.1466e-05 | 1.1431e-05 | 1.1396e-05 | 1.1361e-05 | 1.1325e-05 | 42821.2873 | 13588.5534 | 7.2203 | 2.2912
| OYN001-157425399 | 48 | OYN001 | OYN | 0 | 0 | 0.00098536 | 0.00099099 | 0.00099662 | 0.00098536 | 0.00097973 | 0.00098536 | 0.00099099 | 0.00097973 | 0.00097973 | 0.00097973 | 0.00097973 | 0.00097973 | 0.00097973 | 0.00097973 | 0.00097973 | 0.00097973 | 0.00097973 | 0.00097973 | 0.00097973 | 0.00097973 | 0.003873 | 0.0038968 | 0.0039207 | 0.0039445 | 0.0039683 | 0.0039563 | 0.0039443 | 0.0039323 | 0.0039203 | 0.0039082 | 0.0038962 | 0.0038842 | 0.0038722 | 0.0038602 | 0.0038482 | 0.0038362 | 0.0038241 | 0.0038121 | 0.0038001 | 0.0037881 | 0.00011067 | 0.00011199 | 0.00011332 | 0.00011272 | 0.00011275 | 0.00011305 | 0.00011335 | 0.00011172 | 0.00011138 | 0.00011104 | 0.0001107 | 0.00011036 | 0.00011002 | 0.00010968 | 0.00010933 | 0.00010899 | 0.00010865 | 0.00010831 | 0.00010797 | 0.00010763 | 42821.2873 | 13588.5534 | 68.7168 | 21.806
| OYN001-157599093 | 38 | OYN001 | OYN | 0 | 0 | 0.00098536 | 0.00099099 | 0.00099662 | 0.00098536 | 0.00097973 | 0.00098536 | 0.00099099 | 0.00097973 | 0.00097973 | 0.00097973 | 0.00097973 | 0.00097973 | 0.00097973 | 0.00097973 | 0.00097973 | 0.00097973 | 0.00097973 | 0.00097973 | 0.00097973 | 0.00097973 | 4.6641e-05 | 4.6995e-05 | 4.735e-05 | 4.7705e-05 | 4.806e-05 | 4.8045e-05 | 4.803e-05 | 4.8015e-05 | 4.8e-05 | 4.7985e-05 | 4.797e-05 | 4.7955e-05 | 4.794e-05 | 4.7925e-05 | 4.791e-05 | 4.7895e-05 | 4.788e-05 | 4.7865e-05 | 4.785e-05 | 4.7835e-05 | 1.3328e-06 | 1.3506e-06 | 1.3685e-06 | 1.3632e-06 | 1.3655e-06 | 1.3729e-06 | 1.3803e-06 | 1.3642e-06 | 1.3638e-06 | 1.3634e-06 | 1.3629e-06 | 1.3625e-06 | 1.3621e-06 | 1.3617e-06 | 1.3612e-06 | 1.3608e-06 | 1.3604e-06 | 1.3599e-06 | 1.3595e-06 | 1.3591e-06 | 42821.2873 | 13588.5534 | 0.84298 | 0.26751
| OYN001-157599241 | 60 | OYN001 | OYN | 0 | 0 | 0.00098536 | 0.00099099 | 0.00099662 | 0.00098536 | 0.00097973 | 0.00098536 | 0.00099099 | 0.00097973 | 0.00097973 | 0.00097973 | 0.00097973 | 0.00097973 | 0.00097973 | 0.00097973 | 0.00097973 | 0.00097973 | 0.00097973 | 0.00097973 | 0.00097973 | 0.00097973 | 0.0063088 | 0.0063605 | 0.0064123 | 0.006464 | 0.0065157 | 0.0065099 | 0.0065041 | 0.0064984 | 0.0064926 | 0.0064868 | 0.006481 | 0.0064752 | 0.0064694 | 0.0064636 | 0.0064578 | 0.006452 | 0.0064462 | 0.0064404 | 0.0064346 | 0.0064288 | 0.00018028 | 0.00018279 | 0.00018533 | 0.00018471 | 0.00018513 | 0.00018602 | 0.00018692 | 0.00018463 | 0.00018447 | 0.0001843 | 0.00018414 | 0.00018397 | 0.00018381 | 0.00018364 | 0.00018348 | 0.00018332 | 0.00018315 | 0.00018299 | 0.00018282 | 0.00018266 | 42821.2873 | 13588.5534 | 113.913 | 36.1482
| OYN001-157599335 | 74 | OYN001 | OYN | 0 | 0 | 0.00098536 | 0.00099099 | 0.00099662 | 0.00098536 | 0.00097973 | 0.00098536 | 0.00099099 | 0.00097973 | 0.00097973 | 0.00097973 | 0.00097973 | 0.00097973 | 0.00097973 | 0.00097973 | 0.00097973 | 0.00097973 | 0.00097973 | 0.00097973 | 0.00097973 | 0.00097973 | 0.042468 | 0.042776 | 0.043083 | 0.043391 | 0.043698 | 0.043618 | 0.043537 | 0.043456 | 0.043376 | 0.043295 | 0.043215 | 0.043134 | 0.043053 | 0.042973 | 0.042892 | 0.042812 | 0.042731 | 0.04265 | 0.04257 | 0.042489 | 0.0012136 | 0.0012293 | 0.0012452 | 0.0012399 | 0.0012416 | 0.0012464 | 0.0012512 | 0.0012347 | 0.0012324 | 0.0012301 | 0.0012278 | 0.0012255 | 0.0012232 | 0.0012209 | 0.0012187 | 0.0012164 | 0.0012141 | 0.0012118 | 0.0012095 | 0.0012072 | 42821.2873 | 13588.5534 | 760.7369 | 241.406
| OYN001-157997774 | 68 | OYN001 | OYN | 0 | 0 | 0.00098536 | 0.00099099 | 0.00099662 | 0.00098536 | 0.00097973 | 0.00098536 | 0.00099099 | 0.00097973 | 0.00097973 | 0.00097973 | 0.00097973 | 0.00097973 | 0.00097973 | 0.00097973 | 0.00097973 | 0.00097973 | 0.00097973 | 0.00097973 | 0.00097973 | 0.00097973 | 0.016964 | 0.017091 | 0.017217 | 0.017344 | 0.017471 | 0.01744 | 0.017409 | 0.017378 | 0.017347 | 0.017316 | 0.017285 | 0.017254 | 0.017223 | 0.017192 | 0.017161 | 0.01713 | 0.0171 | 0.017069 | 0.017038 | 0.017007 | 0.00048475 | 0.00049116 | 0.00049762 | 0.00049562 | 0.00049639 | 0.00049836 | 0.00050032 | 0.00049375 | 0.00049287 | 0.00049199 | 0.00049111 | 0.00049023 | 0.00048935 | 0.00048847 | 0.00048759 | 0.00048671 | 0.00048583 | 0.00048496 | 0.00048408 | 0.0004832 | 42821.2873 | 13588.5534 | 304.2174 | 96.5378
| OYN001-157997885 | 348 | OYN001 | OYN | 0 | 0 | 0.00098536 | 0.00099099 | 0.00099662 | 0.00098536 | 0.00097973 | 0.00098536 | 0.00099099 | 0.00097973 | 0.00097973 | 0.00097973 | 0.00097973 | 0.00097973 | 0.00097973 | 0.00097973 | 0.00097973 | 0.00097973 | 0.00097973 | 0.00097973 | 0.00097973 | 0.00097973 | 0.064678 | 0.065132 | 0.065586 | 0.066041 | 0.066495 | 0.066373 | 0.066252 | 0.06613 | 0.066008 | 0.065886 | 0.065765 | 0.065643 | 0.065521 | 0.065399 | 0.065278 | 0.065156 | 0.065034 | 0.064913 | 0.064791 | 0.064669 | 0.0018482 | 0.0018718 | 0.0018956 | 0.0018871 | 0.0018893 | 0.0018966 | 0.001904 | 0.0018789 | 0.0018754 | 0.001872 | 0.0018685 | 0.0018651 | 0.0018616 | 0.0018581 | 0.0018547 | 0.0018512 | 0.0018478 | 0.0018443 | 0.0018408 | 0.0018374 | 42821.2873 | 13588.5534 | 1157.8434 | 367.4205
| OYN001-157997976 | 60 | OYN001 | OYN | 0 | 0 | 0.00098536 | 0.00099099 | 0.00099662 | 0.00098536 | 0.00097973 | 0.00098536 | 0.00099099 | 0.00097973 | 0.00097973 | 0.00097973 | 0.00097973 | 0.00097973 | 0.00097973 | 0.00097973 | 0.00097973 | 0.00097973 | 0.00097973 | 0.00097973 | 0.00097973 | 0.00097973 | 0.0014223 | 0.0014329 | 0.0014435 | 0.0014541 | 0.0014647 | 0.001464 | 0.0014633 | 0.0014626 | 0.0014619 | 0.0014612 | 0.0014605 | 0.0014598 | 0.0014591 | 0.0014584 | 0.0014577 | 0.001457 | 0.0014563 | 0.0014556 | 0.0014549 | 0.0014542 | 4.0642e-05 | 4.1179e-05 | 4.1719e-05 | 4.1551e-05 | 4.1614e-05 | 4.1834e-05 | 4.2053e-05 | 4.1555e-05 | 4.1535e-05 | 4.1515e-05 | 4.1495e-05 | 4.1476e-05 | 4.1456e-05 | 4.1436e-05 | 4.1416e-05 | 4.1396e-05 | 4.1377e-05 | 4.1357e-05 | 4.1337e-05 | 4.1317e-05 | 42821.2873 | 13588.5534 | 25.6719 | 8.1465
| OYN001-157998086 | 128 | OYN001 | OYN | 0 | 0 | 0.00098536 | 0.00099099 | 0.00099662 | 0.00098536 | 0.00097973 | 0.00098536 | 0.00099099 | 0.00097973 | 0.00097973 | 0.00097973 | 0.00097973 | 0.00097973 | 0.00097973 | 0.00097973 | 0.00097973 | 0.00097973 | 0.00097973 | 0.00097973 | 0.00097973 | 0.00097973 | 0.0054214 | 0.0054664 | 0.0055115 | 0.0055566 | 0.0056016 | 0.005604 | 0.0056063 | 0.0056087 | 0.005611 | 0.0056134 | 0.0056157 | 0.0056181 | 0.0056204 | 0.0056228 | 0.0056251 | 0.0056275 | 0.0056298 | 0.0056322 | 0.0056345 | 0.0056369 | 0.00015492 | 0.0001571 | 0.00015929 | 0.00015878 | 0.00015915 | 0.00016014 | 0.00016112 | 0.00015935 | 0.00015942 | 0.00015949 | 0.00015956 | 0.00015962 | 0.00015969 | 0.00015976 | 0.00015982 | 0.00015989 | 0.00015996 | 0.00016002 | 0.00016009 | 0.00016016 | 42821.2873 | 13588.5534 | 98.573 | 31.2803
| OYN001-157998203 | 44 | OYN001 | OYN | 0 | 0 | 0.00098536 | 0.00099099 | 0.00099662 | 0.00098536 | 0.00097973 | 0.00098536 | 0.00099099 | 0.00097973 | 0.00097973 | 0.00097973 | 0.00097973 | 0.00097973 | 0.00097973 | 0.00097973 | 0.00097973 | 0.00097973 | 0.00097973 | 0.00097973 | 0.00097973 | 0.00097973 | 0.012721 | 0.012823 | 0.012925 | 0.013026 | 0.013128 | 0.013123 | 0.013119 | 0.013114 | 0.013109 | 0.013104 | 0.013099 | 0.013094 | 0.01309 | 0.013085 | 0.01308 | 0.013075 | 0.01307 | 0.013066 | 0.013061 | 0.013056 | 0.00036351 | 0.00036851 | 0.00037355 | 0.00037224 | 0.000373 | 0.00037501 | 0.00037701 | 0.00037259 | 0.00037245 | 0.00037232 | 0.00037218 | 0.00037204 | 0.00037191 | 0.00037177 | 0.00037163 | 0.0003715 | 0.00037136 | 0.00037122 | 0.00037109 | 0.00037095 | 42821.2873 | 13588.5534 | 230.1519 | 73.0345
| OYN001-157998251 | 70 | OYN001 | OYN | 0 | 0 | 0.00098536 | 0.00099099 | 0.00099662 | 0.00098536 | 0.00097973 | 0.00098536 | 0.00099099 | 0.00097973 | 0.00097973 | 0.00097973 | 0.00097973 | 0.00097973 | 0.00097973 | 0.00097973 | 0.00097973 | 0.00097973 | 0.00097973 | 0.00097973 | 0.00097973 | 0.00097973 | 0.0072511 | 0.0073071 | 0.007363 | 0.0074189 | 0.0074749 | 0.0074757 | 0.0074766 | 0.0074774 | 0.0074783 | 0.0074791 | 0.00748 | 0.0074808 | 0.0074817 | 0.0074825 | 0.0074834 | 0.0074842 | 0.0074851 | 0.0074859 | 0.0074868 | 0.0074876 | 0.0002072 | 0.00021 | 0.00021281 | 0.000212 | 0.00021238 | 0.00021362 | 0.00021487 | 0.00021245 | 0.00021247 | 0.0002125 | 0.00021252 | 0.00021255 | 0.00021257 | 0.0002126 | 0.00021262 | 0.00021264 | 0.00021267 | 0.00021269 | 0.00021272 | 0.00021274 | 42821.2873 | 13588.5534 | 131.384 | 41.6923
| OYN001-157998623 | 102 | OYN001 | OYN | 0 | 0 | 0.00098536 | 0.00099099 | 0.00099662 | 0.00098536 | 0.00097973 | 0.00098536 | 0.00099099 | 0.00097973 | 0.00097973 | 0.00097973 | 0.00097973 | 0.00097973 | 0.00097973 | 0.00097973 | 0.00097973 | 0.00097973 | 0.00097973 | 0.00097973 | 0.00097973 | 0.00097973 | 0.011559 | 0.011657 | 0.011755 | 0.011853 | 0.011951 | 0.011944 | 0.011937 | 0.01193 | 0.011924 | 0.011917 | 0.01191 | 0.011903 | 0.011896 | 0.011889 | 0.011882 | 0.011876 | 0.011869 | 0.011862 | 0.011855 | 0.011848 | 0.0003303 | 0.00033501 | 0.00033974 | 0.0003387 | 0.00033955 | 0.00034131 | 0.00034306 | 0.00033897 | 0.00033877 | 0.00033858 | 0.00033838 | 0.00033819 | 0.00033799 | 0.0003378 | 0.0003376 | 0.00033741 | 0.00033722 | 0.00033702 | 0.00033683 | 0.00033663 | 42821.2873 | 13588.5534 | 209.2325 | 66.3961
| OYN001-159943098 | 63 | OYN001 | OYN | 0 | 0 | 0.00098536 | 0.00099099 | 0.00099662 | 0.00098536 | 0.00097973 | 0.00098536 | 0.00099099 | 0.00097973 | 0.00097973 | 0.00097973 | 0.00097973 | 0.00097973 | 0.00097973 | 0.00097973 | 0.00097973 | 0.00097973 | 0.00097973 | 0.00097973 | 0.00097973 | 0.00097973 | 0.02945 | 0.029741 | 0.030033 | 0.030325 | 0.030616 | 0.030498 | 0.03038 | 0.030263 | 0.030145 | 0.030027 | 0.029909 | 0.029791 | 0.029673 | 0.029555 | 0.029437 | 0.029319 | 0.029202 | 0.029084 | 0.028966 | 0.028848 | 0.00084154 | 0.00085473 | 0.00086801 | 0.00086654 | 0.00086987 | 0.0008715 | 0.0008731 | 0.00085983 | 0.00085648 | 0.00085313 | 0.00084978 | 0.00084643 | 0.00084308 | 0.00083973 | 0.00083638 | 0.00083303 | 0.00082968 | 0.00082633 | 0.00082298 | 0.00081963 | 42821.2873 | 13588.5534 | 526.6768 | 167.1313
| OYN001-159943284 | 43 | OYN001 | OYN | 0 | 0 | 0.00098536 | 0.00099099 | 0.00099662 | 0.00098536 | 0.00097973 | 0.00098536 | 0.00099099 | 0.00097973 | 0.00097973 | 0.00097973 | 0.00097973 | 0.00097973 | 0.00097973 | 0.00097973 | 0.00097973 | 0.00097973 | 0.00097973 | 0.00097973 | 0.00097973 | 0.00097973 | 0.0044465 | 0.0044703 | 0.0044941 | 0.004518 | 0.0045418 | 0.0045302 | 0.0045186 | 0.0045071 | 0.0044955 | 0.0044839 | 0.0044724 | 0.0044608 | 0.0044492 | 0.0044376 | 0.0044261 | 0.0044145 | 0.0044029 | 0.0043914 | 0.0043798 | 0.0043682 | 0.00012706 | 0.00012847 | 0.00012989 | 0.0001291 | 0.00012904 | 0.00012945 | 0.00012986 | 0.00012806 | 0.00012773 | 0.0001274 | 0.00012707 | 0.00012674 | 0.00012641 | 0.00012608 | 0.00012575 | 0.00012543 | 0.0001251 | 0.00012477 | 0.00012444 | 0.00012411 | 42821.2873 | 13588.5534 | 78.88 | 25.0311
| OYN001-161991346 | 124 | OYN001 | OYN | 0 | 0 | 0.00098536 | 0.00099099 | 0.00099662 | 0.00098536 | 0.00097973 | 0.00098536 | 0.00099099 | 0.00097973 | 0.00097973 | 0.00097973 | 0.00097973 | 0.00097973 | 0.00097973 | 0.00097973 | 0.00097973 | 0.00097973 | 0.00097973 | 0.00097973 | 0.00097973 | 0.00097973 | 0.063837 | 0.064297 | 0.064758 | 0.065218 | 0.065678 | 0.065562 | 0.065446 | 0.06533 | 0.065214 | 0.065098 | 0.064981 | 0.064865 | 0.064749 | 0.064633 | 0.064517 | 0.064401 | 0.064284 | 0.064168 | 0.064052 | 0.063936 | 0.0018242 | 0.0018478 | 0.0018716 | 0.0018636 | 0.0018661 | 0.0018735 | 0.0018808 | 0.0018562 | 0.0018529 | 0.0018496 | 0.0018463 | 0.001843 | 0.0018397 | 0.0018364 | 0.0018331 | 0.0018298 | 0.0018265 | 0.0018232 | 0.0018199 | 0.0018166 | 42821.2873 | 13588.5534 | 1143.8464 | 362.9788
| OYN001-161991484 | 7 | OYN001 | OYN | 0 | 0 | 0.00098536 | 0.00099099 | 0.00099662 | 0.00098536 | 0.00097973 | 0.00098536 | 0.00099099 | 0.00097973 | 0.00097973 | 0.00097973 | 0.00097973 | 0.00097973 | 0.00097973 | 0.00097973 | 0.00097973 | 0.00097973 | 0.00097973 | 0.00097973 | 0.00097973 | 0.00097973 | 0 | 0 | 0 | 0 | 0 | 0 | 0 | 0 | 0 | 0 | 0 | 0 | 0 | 0 | 0 | 0 | 0 | 0 | 0 | 0 | 0 | 0 | 0 | 0 | 0 | 0 | 0 | 0 | 0 | 0 | 0 | 0 | 0 | 0 | 0 | 0 | 0 | 0 | 0 | 0 | 42821.2873 | 13588.5534 | 0 | 0
| OYN001-161991742 | 20 | OYN001 | OYN | 0 | 0 | 0.00098536 | 0.00099099 | 0.00099662 | 0.00098536 | 0.00097973 | 0.00098536 | 0.00099099 | 0.00097973 | 0.00097973 | 0.00097973 | 0.00097973 | 0.00097973 | 0.00097973 | 0.00097973 | 0.00097973 | 0.00097973 | 0.00097973 | 0.00097973 | 0.00097973 | 0.00097973 | 0.00087929 | 0.00088671 | 0.00089414 | 0.00090157 | 0.000909 | 0.00090864 | 0.00090828 | 0.00090792 | 0.00090757 | 0.00090721 | 0.00090685 | 0.00090649 | 0.00090613 | 0.00090577 | 0.00090542 | 0.00090506 | 0.0009047 | 0.00090434 | 0.00090398 | 0.00090362 | 2.5126e-05 | 2.5483e-05 | 2.5843e-05 | 2.5763e-05 | 2.5827e-05 | 2.5965e-05 | 2.6103e-05 | 2.5796e-05 | 2.5786e-05 | 2.5776e-05 | 2.5766e-05 | 2.5755e-05 | 2.5745e-05 | 2.5735e-05 | 2.5725e-05 | 2.5715e-05 | 2.5704e-05 | 2.5694e-05 | 2.5684e-05 | 2.5674e-05 | 42821.2873 | 13588.5534 | 15.9291 | 5.0548
| OYN001-161991880 | 70 | OYN001 | OYN | 0 | 0 | 0.00098536 | 0.00099099 | 0.00099662 | 0.00098536 | 0.00097973 | 0.00098536 | 0.00099099 | 0.00097973 | 0.00097973 | 0.00097973 | 0.00097973 | 0.00097973 | 0.00097973 | 0.00097973 | 0.00097973 | 0.00097973 | 0.00097973 | 0.00097973 | 0.00097973 | 0.00097973 | 0.0039547 | 0.0039905 | 0.0040263 | 0.0040621 | 0.004098 | 0.0040887 | 0.0040795 | 0.0040702 | 0.004061 | 0.0040517 | 0.0040425 | 0.0040332 | 0.004024 | 0.0040147 | 0.0040055 | 0.0039962 | 0.003987 | 0.0039777 | 0.0039685 | 0.0039592 | 0.00011301 | 0.00011468 | 0.00011637 | 0.00011608 | 0.00011643 | 0.00011684 | 0.00011724 | 0.00011564 | 0.00011538 | 0.00011512 | 0.00011486 | 0.00011459 | 0.00011433 | 0.00011407 | 0.0001138 | 0.00011354 | 0.00011328 | 0.00011302 | 0.00011275 | 0.00011249 | 42821.2873 | 13588.5534 | 71.1099 | 22.5654
| OYN001-161991949 | 104 | OYN001 | OYN | 0 | 0 | 0.00098536 | 0.00099099 | 0.00099662 | 0.00098536 | 0.00097973 | 0.00098536 | 0.00099099 | 0.00097973 | 0.00097973 | 0.00097973 | 0.00097973 | 0.00097973 | 0.00097973 | 0.00097973 | 0.00097973 | 0.00097973 | 0.00097973 | 0.00097973 | 0.00097973 | 0.00097973 | 0 | 0 | 0 | 0 | 0 | 0 | 0 | 0 | 0 | 0 | 0 | 0 | 0 | 0 | 0 | 0 | 0 | 0 | 0 | 0 | 0 | 0 | 0 | 0 | 0 | 0 | 0 | 0 | 0 | 0 | 0 | 0 | 0 | 0 | 0 | 0 | 0 | 0 | 0 | 0 | 42821.2873 | 13588.5534 | 0 | 0
| OYN001-24603328 | 384 | OYN001 | OYN | 0 | 0 | 0.00098536 | 0.00099099 | 0.00099662 | 0.00098536 | 0.00097973 | 0.00098536 | 0.00099099 | 0.00097973 | 0.00097973 | 0.00097973 | 0.00097973 | 0.00097973 | 0.00097973 | 0.00097973 | 0.00097973 | 0.00097973 | 0.00097973 | 0.00097973 | 0.00097973 | 0.00097973 | 0.67701 | 0.68396 | 0.6909 | 0.69785 | 0.7048 | 0.70304 | 0.70128 | 0.69953 | 0.69777 | 0.69601 | 0.69426 | 0.6925 | 0.69074 | 0.68899 | 0.68723 | 0.68547 | 0.68372 | 0.68196 | 0.6802 | 0.67845 | 0.019346 | 0.019656 | 0.019969 | 0.019941 | 0.020025 | 0.02009 | 0.020154 | 0.019875 | 0.019825 | 0.019775 | 0.019725 | 0.019675 | 0.019626 | 0.019576 | 0.019526 | 0.019476 | 0.019426 | 0.019376 | 0.019326 | 0.019276 | 42821.2873 | 13588.5534 | 12206.171 | 3873.4054
| OYN001-24604668 | 921 | OYN001 | OYN | 0 | 0 | 0.00098536 | 0.00099099 | 0.00099662 | 0.00098536 | 0.00097973 | 0.00098536 | 0.00099099 | 0.00097973 | 0.00097973 | 0.00097973 | 0.00097973 | 0.00097973 | 0.00097973 | 0.00097973 | 0.00097973 | 0.00097973 | 0.00097973 | 0.00097973 | 0.00097973 | 0.00097973 | 3.229 | 3.2492 | 3.2694 | 3.2896 | 3.3098 | 3.301 | 3.2921 | 3.2832 | 3.2743 | 3.2654 | 3.2565 | 3.2477 | 3.2388 | 3.2299 | 3.221 | 3.2121 | 3.2032 | 3.1944 | 3.1855 | 3.1766 | 0.092271 | 0.093379 | 0.094493 | 0.094003 | 0.09404 | 0.094326 | 0.09461 | 0.093282 | 0.09303 | 0.092778 | 0.092525 | 0.092273 | 0.092021 | 0.091768 | 0.091516 | 0.091263 | 0.091011 | 0.090759 | 0.090506 | 0.090254 | 42821.2873 | 13588.5534 | 57411.0637 | 18218.3524
| OYN001-41898846 | 299 | OYN001 | OYN | 0 | 0 | 0.00098536 | 0.00099099 | 0.00099662 | 0.00098536 | 0.00097973 | 0.00098536 | 0.00099099 | 0.00097973 | 0.00097973 | 0.00097973 | 0.00097973 | 0.00097973 | 0.00097973 | 0.00097973 | 0.00097973 | 0.00097973 | 0.00097973 | 0.00097973 | 0.00097973 | 0.00097973 | 0.26591 | 0.26785 | 0.26979 | 0.27174 | 0.27368 | 0.27312 | 0.27255 | 0.27199 | 0.27142 | 0.27086 | 0.2703 | 0.26973 | 0.26917 | 0.26861 | 0.26804 | 0.26748 | 0.26692 | 0.26635 | 0.26579 | 0.26523 | 0.0075985 | 0.0076977 | 0.0077976 | 0.007765 | 0.0077758 | 0.0078044 | 0.0078328 | 0.0077278 | 0.0077118 | 0.0076958 | 0.0076797 | 0.0076637 | 0.0076477 | 0.0076317 | 0.0076157 | 0.0075997 | 0.0075837 | 0.0075677 | 0.0075517 | 0.0075356 | 42821.2873 | 13588.5534 | 4759.0564 | 1510.1996
| OYN003-15412682 | 173 | OYN003 | OYN | 0 | 0 | 0.00095578 | 0.00095578 | 0.00095578 | 0.00094151 | 0.00094151 | 0.00094151 | 0.00095578 | 0.00095578 | 0.00095578 | 0.00095578 | 0.00095578 | 0.00095578 | 0.00095578 | 0.00095578 | 0.00095578 | 0.00095578 | 0.00095578 | 0.00095578 | 0.00095578 | 0.00095578 | 0.33787 | 0.34084 | 0.34381 | 0.34678 | 0.34976 | 0.3499 | 0.35003 | 0.35017 | 0.35031 | 0.35045 | 0.35059 | 0.35073 | 0.35086 | 0.351 | 0.35114 | 0.35128 | 0.35142 | 0.35156 | 0.3517 | 0.35183 | 0.0093649 | 0.0094473 | 0.0095296 | 0.0094686 | 0.0095497 | 0.0095535 | 0.0097021 | 0.0097059 | 0.0097097 | 0.0097136 | 0.0097174 | 0.0097213 | 0.0097251 | 0.0097289 | 0.0097328 | 0.0097366 | 0.0097405 | 0.0097443 | 0.0097481 | 0.009752 | 42821.2873 | 13588.5534 | 5964.8387 | 1892.8326
| OYN003-157425942 | 11 | OYN003 | OYN | 0 | 0 | 0.00095578 | 0.00095578 | 0.00095578 | 0.00094151 | 0.00094151 | 0.00094151 | 0.00095578 | 0.00095578 | 0.00095578 | 0.00095578 | 0.00095578 | 0.00095578 | 0.00095578 | 0.00095578 | 0.00095578 | 0.00095578 | 0.00095578 | 0.00095578 | 0.00095578 | 0.00095578 | 0 | 0 | 0 | 0 | 0 | 0 | 0 | 0 | 0 | 0 | 0 | 0 | 0 | 0 | 0 | 0 | 0 | 0 | 0 | 0 | 0 | 0 | 0 | 0 | 0 | 0 | 0 | 0 | 0 | 0 | 0 | 0 | 0 | 0 | 0 | 0 | 0 | 0 | 0 | 0 | 42821.2873 | 13588.5534 | 0 | 0
| OYN003-158041159 | 195 | OYN003 | OYN | 0 | 0 | 0.00095578 | 0.00095578 | 0.00095578 | 0.00094151 | 0.00094151 | 0.00094151 | 0.00095578 | 0.00095578 | 0.00095578 | 0.00095578 | 0.00095578 | 0.00095578 | 0.00095578 | 0.00095578 | 0.00095578 | 0.00095578 | 0.00095578 | 0.00095578 | 0.00095578 | 0.00095578 | 0.022465 | 0.022672 | 0.022879 | 0.023087 | 0.023294 | 0.023313 | 0.023332 | 0.023351 | 0.023369 | 0.023388 | 0.023407 | 0.023426 | 0.023444 | 0.023463 | 0.023482 | 0.023501 | 0.023519 | 0.023538 | 0.023557 | 0.023576 | 0.00062267 | 0.00062841 | 0.00063416 | 0.00063036 | 0.00063602 | 0.00063654 | 0.0006467 | 0.00064722 | 0.00064774 | 0.00064826 | 0.00064878 | 0.0006493 | 0.00064982 | 0.00065034 | 0.00065086 | 0.00065138 | 0.0006519 | 0.00065242 | 0.00065294 | 0.00065346 | 42821.2873 | 13588.5534 | 397.9818 | 126.2923
| OYN003-158109405 | 349 | OYN003 | OYN | 0 | 0 | 0.00095578 | 0.00095578 | 0.00095578 | 0.00094151 | 0.00094151 | 0.00094151 | 0.00095578 | 0.00095578 | 0.00095578 | 0.00095578 | 0.00095578 | 0.00095578 | 0.00095578 | 0.00095578 | 0.00095578 | 0.00095578 | 0.00095578 | 0.00095578 | 0.00095578 | 0.00095578 | 0.020846 | 0.021039 | 0.021233 | 0.021426 | 0.02162 | 0.021631 | 0.021642 | 0.021653 | 0.021664 | 0.021675 | 0.021685 | 0.021696 | 0.021707 | 0.021718 | 0.021729 | 0.02174 | 0.021751 | 0.021762 | 0.021773 | 0.021784 | 0.0005778 | 0.00058316 | 0.00058852 | 0.00058502 | 0.00059031 | 0.00059061 | 0.00059986 | 0.00060016 | 0.00060046 | 0.00060076 | 0.00060107 | 0.00060137 | 0.00060167 | 0.00060198 | 0.00060228 | 0.00060258 | 0.00060288 | 0.00060319 | 0.00060349 | 0.00060379 | 42821.2873 | 13588.5534 | 368.8045 | 117.0334
| OYN003-158109515 | 106 | OYN003 | OYN | 0 | 0 | 0.00095578 | 0.00095578 | 0.00095578 | 0.00094151 | 0.00094151 | 0.00094151 | 0.00095578 | 0.00095578 | 0.00095578 | 0.00095578 | 0.00095578 | 0.00095578 | 0.00095578 | 0.00095578 | 0.00095578 | 0.00095578 | 0.00095578 | 0.00095578 | 0.00095578 | 0.00095578 | 0.00010769 | 0.00010867 | 0.00010965 | 0.00011062 | 0.0001116 | 0.00011168 | 0.00011176 | 0.00011184 | 0.00011192 | 0.000112 | 0.00011208 | 0.00011216 | 0.00011224 | 0.00011232 | 0.0001124 | 0.00011248 | 0.00011256 | 0.00011264 | 0.00011272 | 0.0001128 | 2.9849e-06 | 3.012e-06 | 3.0391e-06 | 3.0204e-06 | 3.0471e-06 | 3.0493e-06 | 3.0977e-06 | 3.0999e-06 | 3.1021e-06 | 3.1044e-06 | 3.1066e-06 | 3.1088e-06 | 3.111e-06 | 3.1132e-06 | 3.1155e-06 | 3.1177e-06 | 3.1199e-06 | 3.1221e-06 | 3.1243e-06 | 3.1265e-06 | 42821.2873 | 13588.5534 | 1.906 | 0.60484
| OYN003-158109598 | 159 | OYN003 | OYN | 0 | 0 | 0.00095578 | 0.00095578 | 0.00095578 | 0.00094151 | 0.00094151 | 0.00094151 | 0.00095578 | 0.00095578 | 0.00095578 | 0.00095578 | 0.00095578 | 0.00095578 | 0.00095578 | 0.00095578 | 0.00095578 | 0.00095578 | 0.00095578 | 0.00095578 | 0.00095578 | 0.00095578 | 0.01308 | 0.013197 | 0.013314 | 0.013432 | 0.013549 | 0.013566 | 0.013582 | 0.013599 | 0.013616 | 0.013632 | 0.013649 | 0.013666 | 0.013682 | 0.013699 | 0.013716 | 0.013733 | 0.013749 | 0.013766 | 0.013783 | 0.013799 | 0.00036253 | 0.00036579 | 0.00036904 | 0.00036673 | 0.00036994 | 0.00037039 | 0.00037647 | 0.00037693 | 0.00037739 | 0.00037786 | 0.00037832 | 0.00037878 | 0.00037924 | 0.00037971 | 0.00038017 | 0.00038063 | 0.00038109 | 0.00038156 | 0.00038202 | 0.00038248 | 42821.2873 | 13588.5534 | 232.0181 | 73.6267
| OYN003-158109716 | 69 | OYN003 | OYN | 0 | 0 | 0.00095578 | 0.00095578 | 0.00095578 | 0.00094151 | 0.00094151 | 0.00094151 | 0.00095578 | 0.00095578 | 0.00095578 | 0.00095578 | 0.00095578 | 0.00095578 | 0.00095578 | 0.00095578 | 0.00095578 | 0.00095578 | 0.00095578 | 0.00095578 | 0.00095578 | 0.00095578 | 0.0082236 | 0.0082927 | 0.0083617 | 0.0084308 | 0.0084998 | 0.0084923 | 0.0084847 | 0.0084772 | 0.0084696 | 0.0084621 | 0.0084545 | 0.0084469 | 0.0084394 | 0.0084318 | 0.0084243 | 0.0084167 | 0.0084092 | 0.0084016 | 0.0083941 | 0.0083865 | 0.00022794 | 0.00022985 | 0.00023177 | 0.00023019 | 0.00023208 | 0.00023187 | 0.00023518 | 0.00023497 | 0.00023476 | 0.00023455 | 0.00023434 | 0.00023413 | 0.00023392 | 0.00023371 | 0.0002335 | 0.00023329 | 0.00023308 | 0.00023287 | 0.00023266 | 0.00023245 | 42821.2873 | 13588.5534 | 144.0531 | 45.7126
| OYN003-158109850 | 76 | OYN003 | OYN | 0 | 0 | 0.00095578 | 0.00095578 | 0.00095578 | 0.00094151 | 0.00094151 | 0.00094151 | 0.00095578 | 0.00095578 | 0.00095578 | 0.00095578 | 0.00095578 | 0.00095578 | 0.00095578 | 0.00095578 | 0.00095578 | 0.00095578 | 0.00095578 | 0.00095578 | 0.00095578 | 0.00095578 | 0.0069146 | 0.0069709 | 0.0070272 | 0.0070836 | 0.0071399 | 0.0071403 | 0.0071407 | 0.007141 | 0.0071414 | 0.0071418 | 0.0071422 | 0.0071426 | 0.0071429 | 0.0071433 | 0.0071437 | 0.0071441 | 0.0071444 | 0.0071448 | 0.0071452 | 0.0071456 | 0.00019165 | 0.00019322 | 0.00019478 | 0.00019341 | 0.00019495 | 0.00019496 | 0.00019792 | 0.00019793 | 0.00019794 | 0.00019795 | 0.00019796 | 0.00019797 | 0.00019798 | 0.00019799 | 0.00019801 | 0.00019802 | 0.00019803 | 0.00019804 | 0.00019805 | 0.00019806 | 42821.2873 | 13588.5534 | 121.6035 | 38.5886
| OYN003-158110054 | 135 | OYN003 | OYN | 0 | 0 | 0.00095578 | 0.00095578 | 0.00095578 | 0.00094151 | 0.00094151 | 0.00094151 | 0.00095578 | 0.00095578 | 0.00095578 | 0.00095578 | 0.00095578 | 0.00095578 | 0.00095578 | 0.00095578 | 0.00095578 | 0.00095578 | 0.00095578 | 0.00095578 | 0.00095578 | 0.00095578 | 0.026781 | 0.027029 | 0.027276 | 0.027524 | 0.027771 | 0.027785 | 0.027798 | 0.027811 | 0.027824 | 0.027837 | 0.02785 | 0.027863 | 0.027876 | 0.027889 | 0.027902 | 0.027915 | 0.027928 | 0.027941 | 0.027954 | 0.027967 | 0.0007423 | 0.00074917 | 0.00075603 | 0.00075151 | 0.00075827 | 0.00075862 | 0.00077048 | 0.00077084 | 0.0007712 | 0.00077156 | 0.00077192 | 0.00077228 | 0.00077265 | 0.00077301 | 0.00077337 | 0.00077373 | 0.00077409 | 0.00077445 | 0.00077481 | 0.00077517 | 42821.2873 | 13588.5534 | 473.6656 | 150.3091
| OYN003-161992042 | 22 | OYN003 | OYN | 0 | 0 | 0.00095578 | 0.00095578 | 0.00095578 | 0.00094151 | 0.00094151 | 0.00094151 | 0.00095578 | 0.00095578 | 0.00095578 | 0.00095578 | 0.00095578 | 0.00095578 | 0.00095578 | 0.00095578 | 0.00095578 | 0.00095578 | 0.00095578 | 0.00095578 | 0.00095578 | 0.00095578 | 4.892e-05 | 4.936e-05 | 4.98e-05 | 5.024e-05 | 5.068e-05 | 5.0645e-05 | 5.061e-05 | 5.0575e-05 | 5.054e-05 | 5.0505e-05 | 5.047e-05 | 5.0435e-05 | 5.04e-05 | 5.0365e-05 | 5.033e-05 | 5.0295e-05 | 5.026e-05 | 5.0225e-05 | 5.019e-05 | 5.0155e-05 | 1.3559e-06 | 1.3681e-06 | 1.3803e-06 | 1.3717e-06 | 1.3838e-06 | 1.3828e-06 | 1.4028e-06 | 1.4018e-06 | 1.4008e-06 | 1.3999e-06 | 1.3989e-06 | 1.3979e-06 | 1.397e-06 | 1.396e-06 | 1.395e-06 | 1.3941e-06 | 1.3931e-06 | 1.3921e-06 | 1.3911e-06 | 1.3902e-06 | 42821.2873 | 13588.5534 | 0.85946 | 0.27273
| OYN005-15412808 | 288 | OYN005 | OYN | 0 | 0 | 0.0012897 | 0.0012936 | 0.0012975 | 0.0012897 | 0.0012819 | 0.0012858 | 0.0012936 | 0.0012819 | 0.0012819 | 0.0012819 | 0.0012819 | 0.0012819 | 0.0012819 | 0.0012819 | 0.0012819 | 0.0012819 | 0.0012819 | 0.0012819 | 0.0012819 | 0.0012819 | 3.7139 | 3.7412 | 3.7684 | 3.7956 | 3.8228 | 3.8181 | 3.8134 | 3.8087 | 3.804 | 3.7992 | 3.7945 | 3.7898 | 3.7851 | 3.7804 | 3.7756 | 3.7709 | 3.7662 | 3.7615 | 3.7568 | 3.752 | 0.13891 | 0.14035 | 0.1418 | 0.14196 | 0.14211 | 0.14237 | 0.14306 | 0.14158 | 0.14141 | 0.14123 | 0.14106 | 0.14088 | 0.14071 | 0.14053 | 0.14035 | 0.14018 | 0.14 | 0.13983 | 0.13965 | 0.13948 | 42821.2873 | 13588.5534 | 87277.0786 | 27695.7867
| OYN005-159372302 | 271 | OYN005 | OYN | 0 | 0 | 0.0012897 | 0.0012936 | 0.0012975 | 0.0012897 | 0.0012819 | 0.0012858 | 0.0012936 | 0.0012819 | 0.0012819 | 0.0012819 | 0.0012819 | 0.0012819 | 0.0012819 | 0.0012819 | 0.0012819 | 0.0012819 | 0.0012819 | 0.0012819 | 0.0012819 | 0.0012819 | 0.10332 | 0.10437 | 0.10543 | 0.10648 | 0.10754 | 0.10791 | 0.10829 | 0.10867 | 0.10904 | 0.10942 | 0.1098 | 0.11018 | 0.11055 | 0.11093 | 0.11131 | 0.11169 | 0.11206 | 0.11244 | 0.11282 | 0.1132 | 0.0038641 | 0.0039154 | 0.003967 | 0.0039825 | 0.0039975 | 0.0040238 | 0.0040625 | 0.0040396 | 0.0040536 | 0.0040676 | 0.0040817 | 0.0040957 | 0.0041097 | 0.0041237 | 0.0041378 | 0.0041518 | 0.0041658 | 0.0041799 | 0.0041939 | 0.0042079 | 42821.2873 | 13588.5534 | 2509.6558 | 796.3934
| OYN005-159377479 | 27 | OYN005 | OYN | 0 | 0 | 0.0012897 | 0.0012936 | 0.0012975 | 0.0012897 | 0.0012819 | 0.0012858 | 0.0012936 | 0.0012819 | 0.0012819 | 0.0012819 | 0.0012819 | 0.0012819 | 0.0012819 | 0.0012819 | 0.0012819 | 0.0012819 | 0.0012819 | 0.0012819 | 0.0012819 | 0.0012819 | 0.0082295 | 0.0083045 | 0.0083796 | 0.0084547 | 0.0085297 | 0.008553 | 0.0085762 | 0.0085994 | 0.0086226 | 0.0086459 | 0.0086691 | 0.0086923 | 0.0087156 | 0.0087388 | 0.008762 | 0.0087852 | 0.0088085 | 0.0088317 | 0.0088549 | 0.0088781 | 0.00030779 | 0.00031154 | 0.00031531 | 0.00031621 | 0.00031708 | 0.00031892 | 0.00032173 | 0.00031967 | 0.00032054 | 0.0003214 | 0.00032226 | 0.00032313 | 0.00032399 | 0.00032485 | 0.00032572 | 0.00032658 | 0.00032744 | 0.00032831 | 0.00032917 | 0.00033003 | 42821.2873 | 13588.5534 | 198.4223 | 62.9657
| OYN005-160435471 | 53 | OYN005 | OYN | 0 | 0 | 0.0012897 | 0.0012936 | 0.0012975 | 0.0012897 | 0.0012819 | 0.0012858 | 0.0012936 | 0.0012819 | 0.0012819 | 0.0012819 | 0.0012819 | 0.0012819 | 0.0012819 | 0.0012819 | 0.0012819 | 0.0012819 | 0.0012819 | 0.0012819 | 0.0012819 | 0.0012819 | 0.028558 | 0.028822 | 0.029085 | 0.029349 | 0.029613 | 0.029718 | 0.029823 | 0.029928 | 0.030033 | 0.030138 | 0.030243 | 0.030348 | 0.030452 | 0.030557 | 0.030662 | 0.030767 | 0.030872 | 0.030977 | 0.031082 | 0.031187 | 0.0010681 | 0.0010812 | 0.0010944 | 0.0010977 | 0.0011008 | 0.0011081 | 0.0011188 | 0.0011125 | 0.0011164 | 0.0011203 | 0.0011242 | 0.0011281 | 0.001132 | 0.0011359 | 0.0011398 | 0.0011437 | 0.0011476 | 0.0011515 | 0.0011554 | 0.0011593 | 42821.2873 | 13588.5534 | 691.6301 | 219.4762
| OYN005-160491322 | 47 | OYN005 | OYN | 0 | 0 | 0.0012897 | 0.0012936 | 0.0012975 | 0.0012897 | 0.0012819 | 0.0012858 | 0.0012936 | 0.0012819 | 0.0012819 | 0.0012819 | 0.0012819 | 0.0012819 | 0.0012819 | 0.0012819 | 0.0012819 | 0.0012819 | 0.0012819 | 0.0012819 | 0.0012819 | 0.0012819 | 0.01547 | 0.015592 | 0.015714 | 0.015836 | 0.015958 | 0.016007 | 0.016055 | 0.016104 | 0.016153 | 0.016202 | 0.01625 | 0.016299 | 0.016348 | 0.016397 | 0.016446 | 0.016494 | 0.016543 | 0.016592 | 0.016641 | 0.016689 | 0.00057858 | 0.00058491 | 0.00059128 | 0.00059227 | 0.00059321 | 0.00059684 | 0.00060231 | 0.00059865 | 0.00060046 | 0.00060228 | 0.00060409 | 0.0006059 | 0.00060772 | 0.00060953 | 0.00061134 | 0.00061315 | 0.00061497 | 0.00061678 | 0.00061859 | 0.00062041 | 42821.2873 | 13588.5534 | 372.1127 | 118.0832
| OYN005-160578653 | 108 | OYN005 | OYN | 0 | 0 | 0.0012897 | 0.0012936 | 0.0012975 | 0.0012897 | 0.0012819 | 0.0012858 | 0.0012936 | 0.0012819 | 0.0012819 | 0.0012819 | 0.0012819 | 0.0012819 | 0.0012819 | 0.0012819 | 0.0012819 | 0.0012819 | 0.0012819 | 0.0012819 | 0.0012819 | 0.0012819 | 0 | 0 | 0 | 0 | 0 | 0 | 0 | 0 | 0 | 0 | 0 | 0 | 0 | 0 | 0 | 0 | 0 | 0 | 0 | 0 | 0 | 0 | 0 | 0 | 0 | 0 | 0 | 0 | 0 | 0 | 0 | 0 | 0 | 0 | 0 | 0 | 0 | 0 | 0 | 0 | 42821.2873 | 13588.5534 | 0 | 0
| OYN005-160637132 | 58 | OYN005 | OYN | 0 | 0 | 0.0012897 | 0.0012936 | 0.0012975 | 0.0012897 | 0.0012819 | 0.0012858 | 0.0012936 | 0.0012819 | 0.0012819 | 0.0012819 | 0.0012819 | 0.0012819 | 0.0012819 | 0.0012819 | 0.0012819 | 0.0012819 | 0.0012819 | 0.0012819 | 0.0012819 | 0.0012819 | 0.001495 | 0.0015104 | 0.0015258 | 0.0015413 | 0.0015567 | 0.0015584 | 0.0015601 | 0.0015618 | 0.0015635 | 0.0015652 | 0.0015669 | 0.0015686 | 0.0015703 | 0.001572 | 0.0015737 | 0.0015754 | 0.0015772 | 0.0015789 | 0.0015806 | 0.0015823 | 5.5914e-05 | 5.6663e-05 | 5.7415e-05 | 5.7645e-05 | 5.7868e-05 | 5.8108e-05 | 5.8527e-05 | 5.8058e-05 | 5.8121e-05 | 5.8185e-05 | 5.8248e-05 | 5.8312e-05 | 5.8375e-05 | 5.8438e-05 | 5.8502e-05 | 5.8565e-05 | 5.8628e-05 | 5.8692e-05 | 5.8755e-05 | 5.8819e-05 | 42821.2873 | 13588.5534 | 35.8931 | 11.39
| OYN005-160827931 | 217 | OYN005 | OYN | 0 | 0 | 0.0012897 | 0.0012936 | 0.0012975 | 0.0012897 | 0.0012819 | 0.0012858 | 0.0012936 | 0.0012819 | 0.0012819 | 0.0012819 | 0.0012819 | 0.0012819 | 0.0012819 | 0.0012819 | 0.0012819 | 0.0012819 | 0.0012819 | 0.0012819 | 0.0012819 | 0.0012819 | 0.092317 | 0.093114 | 0.09391 | 0.094707 | 0.095504 | 0.095509 | 0.095515 | 0.09552 | 0.095526 | 0.095531 | 0.095537 | 0.095542 | 0.095548 | 0.095553 | 0.095558 | 0.095564 | 0.095569 | 0.095575 | 0.09558 | 0.095586 | 0.0034527 | 0.0034931 | 0.0035337 | 0.0035421 | 0.0035502 | 0.0035613 | 0.0035832 | 0.0035508 | 0.003551 | 0.0035512 | 0.0035514 | 0.0035516 | 0.0035519 | 0.0035521 | 0.0035523 | 0.0035525 | 0.0035527 | 0.0035529 | 0.0035531 | 0.0035533 | 42821.2873 | 13588.5534 | 2192.882 | 695.871
| OYN005-160828059 | 129 | OYN005 | OYN | 0 | 0 | 0.0012897 | 0.0012936 | 0.0012975 | 0.0012897 | 0.0012819 | 0.0012858 | 0.0012936 | 0.0012819 | 0.0012819 | 0.0012819 | 0.0012819 | 0.0012819 | 0.0012819 | 0.0012819 | 0.0012819 | 0.0012819 | 0.0012819 | 0.0012819 | 0.0012819 | 0.0012819 | 0.027127 | 0.02735 | 0.027574 | 0.027797 | 0.028021 | 0.02804 | 0.02806 | 0.02808 | 0.028099 | 0.028119 | 0.028138 | 0.028158 | 0.028178 | 0.028197 | 0.028217 | 0.028236 | 0.028256 | 0.028276 | 0.028295 | 0.028315 | 0.0010146 | 0.001026 | 0.0010376 | 0.0010396 | 0.0010416 | 0.0010455 | 0.0010527 | 0.0010438 | 0.0010445 | 0.0010453 | 0.001046 | 0.0010467 | 0.0010475 | 0.0010482 | 0.0010489 | 0.0010497 | 0.0010504 | 0.0010511 | 0.0010518 | 0.0010526 | 42821.2873 | 13588.5534 | 645.6268 | 204.8779
| OYN005-160828223 | 25 | OYN005 | OYN | 0 | 0 | 0.0012897 | 0.0012936 | 0.0012975 | 0.0012897 | 0.0012819 | 0.0012858 | 0.0012936 | 0.0012819 | 0.0012819 | 0.0012819 | 0.0012819 | 0.0012819 | 0.0012819 | 0.0012819 | 0.0012819 | 0.0012819 | 0.0012819 | 0.0012819 | 0.0012819 | 0.0012819 | 5.4137e-05 | 5.4603e-05 | 5.5069e-05 | 5.5534e-05 | 5.6e-05 | 5.59e-05 | 5.58e-05 | 5.57e-05 | 5.56e-05 | 5.55e-05 | 5.54e-05 | 5.53e-05 | 5.52e-05 | 5.51e-05 | 5.5e-05 | 5.49e-05 | 5.48e-05 | 5.47e-05 | 5.46e-05 | 5.45e-05 | 2.0248e-06 | 2.0484e-06 | 2.0721e-06 | 2.077e-06 | 2.0817e-06 | 2.0844e-06 | 2.0933e-06 | 2.0706e-06 | 2.0669e-06 | 2.0631e-06 | 2.0594e-06 | 2.0557e-06 | 2.052e-06 | 2.0483e-06 | 2.0446e-06 | 2.0408e-06 | 2.0371e-06 | 2.0334e-06 | 2.0297e-06 | 2.026e-06 | 42821.2873 | 13588.5534 | 1.2739 | 0.40425
| OYN005-160829369 | 119 | OYN005 | OYN | 0 | 0 | 0.0012897 | 0.0012936 | 0.0012975 | 0.0012897 | 0.0012819 | 0.0012858 | 0.0012936 | 0.0012819 | 0.0012819 | 0.0012819 | 0.0012819 | 0.0012819 | 0.0012819 | 0.0012819 | 0.0012819 | 0.0012819 | 0.0012819 | 0.0012819 | 0.0012819 | 0.0012819 | 0.074525 | 0.075067 | 0.075608 | 0.07615 | 0.076692 | 0.076632 | 0.076572 | 0.076511 | 0.076451 | 0.076391 | 0.076331 | 0.07627 | 0.07621 | 0.07615 | 0.07609 | 0.07603 | 0.075969 | 0.075909 | 0.075849 | 0.075789 | 0.0027873 | 0.0028161 | 0.002845 | 0.0028481 | 0.0028509 | 0.0028574 | 0.0028726 | 0.0028442 | 0.002842 | 0.0028397 | 0.0028375 | 0.0028353 | 0.002833 | 0.0028308 | 0.0028285 | 0.0028263 | 0.0028241 | 0.0028218 | 0.0028196 | 0.0028173 | 42821.2873 | 13588.5534 | 1754.9644 | 556.9059
| OYN005-160829541 | 61 | OYN005 | OYN | 0 | 0 | 0.0012897 | 0.0012936 | 0.0012975 | 0.0012897 | 0.0012819 | 0.0012858 | 0.0012936 | 0.0012819 | 0.0012819 | 0.0012819 | 0.0012819 | 0.0012819 | 0.0012819 | 0.0012819 | 0.0012819 | 0.0012819 | 0.0012819 | 0.0012819 | 0.0012819 | 0.0012819 | 0.022692 | 0.022885 | 0.023078 | 0.023271 | 0.023465 | 0.023479 | 0.023494 | 0.023509 | 0.023524 | 0.023539 | 0.023554 | 0.023568 | 0.023583 | 0.023598 | 0.023613 | 0.023628 | 0.023642 | 0.023657 | 0.023672 | 0.023687 | 0.0008487 | 0.00085852 | 0.0008684 | 0.00087038 | 0.00087227 | 0.00087549 | 0.00088138 | 0.00087392 | 0.00087447 | 0.00087502 | 0.00087557 | 0.00087612 | 0.00087667 | 0.00087722 | 0.00087778 | 0.00087833 | 0.00087888 | 0.00087943 | 0.00087998 | 0.00088053 | 42821.2873 | 13588.5534 | 540.3729 | 171.4775
| OYN005-160930811 | 107 | OYN005 | OYN | 0 | 0 | 0.0012897 | 0.0012936 | 0.0012975 | 0.0012897 | 0.0012819 | 0.0012858 | 0.0012936 | 0.0012819 | 0.0012819 | 0.0012819 | 0.0012819 | 0.0012819 | 0.0012819 | 0.0012819 | 0.0012819 | 0.0012819 | 0.0012819 | 0.0012819 | 0.0012819 | 0.0012819 | 0.0211 | 0.021298 | 0.021496 | 0.021694 | 0.021892 | 0.021926 | 0.021961 | 0.021995 | 0.02203 | 0.022064 | 0.022099 | 0.022133 | 0.022168 | 0.022203 | 0.022237 | 0.022272 | 0.022306 | 0.022341 | 0.022375 | 0.02241 | 0.00078915 | 0.00079897 | 0.00080885 | 0.00081137 | 0.00081379 | 0.00081757 | 0.00082385 | 0.00081765 | 0.00081893 | 0.00082021 | 0.0008215 | 0.00082278 | 0.00082407 | 0.00082535 | 0.00082664 | 0.00082792 | 0.0008292 | 0.00083049 | 0.00083177 | 0.00083306 | 42821.2873 | 13588.5534 | 506.2737 | 160.6567
| OYN005-160930950 | 123 | OYN005 | OYN | 0 | 0 | 0.0012897 | 0.0012936 | 0.0012975 | 0.0012897 | 0.0012819 | 0.0012858 | 0.0012936 | 0.0012819 | 0.0012819 | 0.0012819 | 0.0012819 | 0.0012819 | 0.0012819 | 0.0012819 | 0.0012819 | 0.0012819 | 0.0012819 | 0.0012819 | 0.0012819 | 0.0012819 | 0.11732 | 0.11849 | 0.11966 | 0.12083 | 0.122 | 0.1224 | 0.12281 | 0.12321 | 0.12362 | 0.12402 | 0.12443 | 0.12484 | 0.12524 | 0.12565 | 0.12605 | 0.12646 | 0.12686 | 0.12727 | 0.12768 | 0.12808 | 0.004388 | 0.0044452 | 0.0045026 | 0.0045191 | 0.004535 | 0.004564 | 0.0046071 | 0.0045803 | 0.0045953 | 0.0046104 | 0.0046255 | 0.0046406 | 0.0046557 | 0.0046708 | 0.0046859 | 0.0047009 | 0.004716 | 0.0047311 | 0.0047462 | 0.0047613 | 42821.2873 | 13588.5534 | 2844.9727 | 902.8001
| OYN005-160931147 | 60 | OYN005 | OYN | 0 | 0 | 0.0012897 | 0.0012936 | 0.0012975 | 0.0012897 | 0.0012819 | 0.0012858 | 0.0012936 | 0.0012819 | 0.0012819 | 0.0012819 | 0.0012819 | 0.0012819 | 0.0012819 | 0.0012819 | 0.0012819 | 0.0012819 | 0.0012819 | 0.0012819 | 0.0012819 | 0.0012819 | 0.013047 | 0.01314 | 0.013232 | 0.013325 | 0.013418 | 0.01342 | 0.013422 | 0.013424 | 0.013426 | 0.013428 | 0.01343 | 0.013432 | 0.013434 | 0.013436 | 0.013438 | 0.01344 | 0.013442 | 0.013445 | 0.013447 | 0.013449 | 0.00048797 | 0.00049293 | 0.00049791 | 0.00049837 | 0.00049879 | 0.0005004 | 0.00050352 | 0.00049902 | 0.0004991 | 0.00049917 | 0.00049925 | 0.00049933 | 0.0004994 | 0.00049948 | 0.00049955 | 0.00049963 | 0.00049971 | 0.00049978 | 0.00049986 | 0.00049993 | 42821.2873 | 13588.5534 | 308.5316 | 97.9069
| OYN005-160960634 | 91 | OYN005 | OYN | 0 | 0 | 0.0012897 | 0.0012936 | 0.0012975 | 0.0012897 | 0.0012819 | 0.0012858 | 0.0012936 | 0.0012819 | 0.0012819 | 0.0012819 | 0.0012819 | 0.0012819 | 0.0012819 | 0.0012819 | 0.0012819 | 0.0012819 | 0.0012819 | 0.0012819 | 0.0012819 | 0.0012819 | 0.11589 | 0.11701 | 0.11812 | 0.11924 | 0.12035 | 0.12053 | 0.1207 | 0.12087 | 0.12105 | 0.12122 | 0.12139 | 0.12157 | 0.12174 | 0.12191 | 0.12209 | 0.12226 | 0.12243 | 0.12261 | 0.12278 | 0.12295 | 0.0043344 | 0.0043894 | 0.0044447 | 0.0044596 | 0.004474 | 0.0044942 | 0.0045281 | 0.0044933 | 0.0044998 | 0.0045062 | 0.0045127 | 0.0045191 | 0.0045255 | 0.004532 | 0.0045384 | 0.0045449 | 0.0045513 | 0.0045577 | 0.0045642 | 0.0045706 | 42821.2873 | 13588.5534 | 2781.0079 | 882.5021
| OYN005-160960891 | 46 | OYN005 | OYN | 0 | 0 | 0.0012897 | 0.0012936 | 0.0012975 | 0.0012897 | 0.0012819 | 0.0012858 | 0.0012936 | 0.0012819 | 0.0012819 | 0.0012819 | 0.0012819 | 0.0012819 | 0.0012819 | 0.0012819 | 0.0012819 | 0.0012819 | 0.0012819 | 0.0012819 | 0.0012819 | 0.0012819 | 0.0091114 | 0.0091927 | 0.0092741 | 0.0093554 | 0.0094368 | 0.009457 | 0.0094772 | 0.0094973 | 0.0095175 | 0.0095377 | 0.0095579 | 0.0095781 | 0.0095983 | 0.0096185 | 0.0096387 | 0.0096589 | 0.0096791 | 0.0096993 | 0.0097195 | 0.0097397 | 0.00034077 | 0.00034486 | 0.00034897 | 0.0003499 | 0.0003508 | 0.00035262 | 0.00035553 | 0.00035305 | 0.0003538 | 0.00035455 | 0.0003553 | 0.00035605 | 0.00035681 | 0.00035756 | 0.00035831 | 0.00035906 | 0.00035981 | 0.00036056 | 0.00036131 | 0.00036206 | 42821.2873 | 13588.5534 | 218.9119 | 69.4677
| OYN005-161887259 | 283 | OYN005 | OYN | 0 | 0 | 0.0012897 | 0.0012936 | 0.0012975 | 0.0012897 | 0.0012819 | 0.0012858 | 0.0012936 | 0.0012819 | 0.0012819 | 0.0012819 | 0.0012819 | 0.0012819 | 0.0012819 | 0.0012819 | 0.0012819 | 0.0012819 | 0.0012819 | 0.0012819 | 0.0012819 | 0.0012819 | 1.9234 | 1.9405 | 1.9577 | 1.9748 | 1.992 | 1.9966 | 2.0012 | 2.0058 | 2.0104 | 2.015 | 2.0197 | 2.0243 | 2.0289 | 2.0335 | 2.0381 | 2.0427 | 2.0474 | 2.052 | 2.0566 | 2.0612 | 0.071938 | 0.072799 | 0.073664 | 0.07386 | 0.074048 | 0.074447 | 0.075074 | 0.074563 | 0.074735 | 0.074906 | 0.075078 | 0.07525 | 0.075421 | 0.075593 | 0.075765 | 0.075936 | 0.076108 | 0.07628 | 0.076451 | 0.076623 | 42821.2873 | 13588.5534 | 46250.378 | 14676.7126
| OYN005-162206992 | 9 | OYN005 | OYN | 0 | 0 | 0.0012897 | 0.0012936 | 0.0012975 | 0.0012897 | 0.0012819 | 0.0012858 | 0.0012936 | 0.0012819 | 0.0012819 | 0.0012819 | 0.0012819 | 0.0012819 | 0.0012819 | 0.0012819 | 0.0012819 | 0.0012819 | 0.0012819 | 0.0012819 | 0.0012819 | 0.0012819 | 0 | 0 | 0 | 0 | 0 | 0 | 0 | 0 | 0 | 0 | 0 | 0 | 0 | 0 | 0 | 0 | 0 | 0 | 0 | 0 | 0 | 0 | 0 | 0 | 0 | 0 | 0 | 0 | 0 | 0 | 0 | 0 | 0 | 0 | 0 | 0 | 0 | 0 | 0 | 0 | 42821.2873 | 13588.5534 | 0 | 0
| OYN005-162260630 | 2 | OYN005 | OYN | 0 | 0 | 0.0012897 | 0.0012936 | 0.0012975 | 0.0012897 | 0.0012819 | 0.0012858 | 0.0012936 | 0.0012819 | 0.0012819 | 0.0012819 | 0.0012819 | 0.0012819 | 0.0012819 | 0.0012819 | 0.0012819 | 0.0012819 | 0.0012819 | 0.0012819 | 0.0012819 | 0.0012819 | 0 | 0 | 0 | 0 | 0 | 0 | 0 | 0 | 0 | 0 | 0 | 0 | 0 | 0 | 0 | 0 | 0 | 0 | 0 | 0 | 0 | 0 | 0 | 0 | 0 | 0 | 0 | 0 | 0 | 0 | 0 | 0 | 0 | 0 | 0 | 0 | 0 | 0 | 0 | 0 | 42821.2873 | 13588.5534 | 0 | 0
| OYN005-162551906 | 117 | OYN005 | OYN | 0 | 0 | 0.0012897 | 0.0012936 | 0.0012975 | 0.0012897 | 0.0012819 | 0.0012858 | 0.0012936 | 0.0012819 | 0.0012819 | 0.0012819 | 0.0012819 | 0.0012819 | 0.0012819 | 0.0012819 | 0.0012819 | 0.0012819 | 0.0012819 | 0.0012819 | 0.0012819 | 0.0012819 | 0.023357 | 0.023558 | 0.023759 | 0.02396 | 0.024161 | 0.024255 | 0.024349 | 0.024443 | 0.024537 | 0.024631 | 0.024725 | 0.024819 | 0.024914 | 0.025008 | 0.025102 | 0.025196 | 0.02529 | 0.025384 | 0.025478 | 0.025572 | 0.00087358 | 0.00088377 | 0.00089401 | 0.00089612 | 0.00089814 | 0.00090439 | 0.00091344 | 0.00090863 | 0.00091213 | 0.00091563 | 0.00091913 | 0.00092263 | 0.00092613 | 0.00092963 | 0.00093312 | 0.00093662 | 0.00094012 | 0.00094362 | 0.00094712 | 0.00095062 | 42821.2873 | 13588.5534 | 565.4885 | 179.4474
| OYN005-162690111 | 24 | OYN005 | OYN | 0 | 0 | 0.0012897 | 0.0012936 | 0.0012975 | 0.0012897 | 0.0012819 | 0.0012858 | 0.0012936 | 0.0012819 | 0.0012819 | 0.0012819 | 0.0012819 | 0.0012819 | 0.0012819 | 0.0012819 | 0.0012819 | 0.0012819 | 0.0012819 | 0.0012819 | 0.0012819 | 0.0012819 | 0 | 0 | 0 | 0 | 0 | 0 | 0 | 0 | 0 | 0 | 0 | 0 | 0 | 0 | 0 | 0 | 0 | 0 | 0 | 0 | 0 | 0 | 0 | 0 | 0 | 0 | 0 | 0 | 0 | 0 | 0 | 0 | 0 | 0 | 0 | 0 | 0 | 0 | 0 | 0 | 42821.2873 | 13588.5534 | 0 | 0
| OYN005-162952933 | 7 | OYN005 | OYN | 0 | 0 | 0.0012897 | 0.0012936 | 0.0012975 | 0.0012897 | 0.0012819 | 0.0012858 | 0.0012936 | 0.0012819 | 0.0012819 | 0.0012819 | 0.0012819 | 0.0012819 | 0.0012819 | 0.0012819 | 0.0012819 | 0.0012819 | 0.0012819 | 0.0012819 | 0.0012819 | 0.0012819 | 0 | 0 | 0 | 0 | 0 | 0 | 0 | 0 | 0 | 0 | 0 | 0 | 0 | 0 | 0 | 0 | 0 | 0 | 0 | 0 | 0 | 0 | 0 | 0 | 0 | 0 | 0 | 0 | 0 | 0 | 0 | 0 | 0 | 0 | 0 | 0 | 0 | 0 | 0 | 0 | 42821.2873 | 13588.5534 | 0 | 0
| OYN005-164254226 | 47 | OYN005 | OYN | 0 | 0 | 0.0012897 | 0.0012936 | 0.0012975 | 0.0012897 | 0.0012819 | 0.0012858 | 0.0012936 | 0.0012819 | 0.0012819 | 0.0012819 | 0.0012819 | 0.0012819 | 0.0012819 | 0.0012819 | 0.0012819 | 0.0012819 | 0.0012819 | 0.0012819 | 0.0012819 | 0.0012819 | 0.013119 | 0.013251 | 0.013382 | 0.013514 | 0.013645 | 0.01366 | 0.013674 | 0.013688 | 0.013702 | 0.013717 | 0.013731 | 0.013745 | 0.013759 | 0.013774 | 0.013788 | 0.013802 | 0.013817 | 0.013831 | 0.013845 | 0.013859 | 0.00049067 | 0.00049709 | 0.00050355 | 0.00050543 | 0.00050725 | 0.00050933 | 0.00051297 | 0.00050884 | 0.00050937 | 0.0005099 | 0.00051043 | 0.00051096 | 0.00051149 | 0.00051202 | 0.00051255 | 0.00051308 | 0.00051361 | 0.00051414 | 0.00051467 | 0.0005152 | 42821.2873 | 13588.5534 | 314.6017 | 99.8331
| OYN005-164254377 | 59 | OYN005 | OYN | 0 | 0 | 0.0012897 | 0.0012936 | 0.0012975 | 0.0012897 | 0.0012819 | 0.0012858 | 0.0012936 | 0.0012819 | 0.0012819 | 0.0012819 | 0.0012819 | 0.0012819 | 0.0012819 | 0.0012819 | 0.0012819 | 0.0012819 | 0.0012819 | 0.0012819 | 0.0012819 | 0.0012819 | 0.051799 | 0.052237 | 0.052674 | 0.053112 | 0.053549 | 0.05365 | 0.053751 | 0.053852 | 0.053953 | 0.054054 | 0.054155 | 0.054256 | 0.054357 | 0.054458 | 0.054559 | 0.05466 | 0.054761 | 0.054862 | 0.054963 | 0.055064 | 0.0019373 | 0.0019596 | 0.001982 | 0.0019864 | 0.0019906 | 0.0020005 | 0.0020165 | 0.0020019 | 0.0020056 | 0.0020094 | 0.0020132 | 0.0020169 | 0.0020207 | 0.0020244 | 0.0020282 | 0.0020319 | 0.0020357 | 0.0020394 | 0.0020432 | 0.0020469 | 42821.2873 | 13588.5534 | 1241.0218 | 393.8156
| OYN005-164276023 | 151 | OYN005 | OYN | 0 | 0 | 0.0012897 | 0.0012936 | 0.0012975 | 0.0012897 | 0.0012819 | 0.0012858 | 0.0012936 | 0.0012819 | 0.0012819 | 0.0012819 | 0.0012819 | 0.0012819 | 0.0012819 | 0.0012819 | 0.0012819 | 0.0012819 | 0.0012819 | 0.0012819 | 0.0012819 | 0.0012819 | 0.13197 | 0.13289 | 0.13381 | 0.13473 | 0.13565 | 0.13552 | 0.13538 | 0.13525 | 0.13511 | 0.13498 | 0.13484 | 0.13471 | 0.13457 | 0.13444 | 0.1343 | 0.13417 | 0.13403 | 0.1339 | 0.13376 | 0.13363 | 0.0049359 | 0.0049854 | 0.0050352 | 0.0050391 | 0.0050427 | 0.0050531 | 0.0050788 | 0.0050276 | 0.0050226 | 0.0050176 | 0.0050126 | 0.0050076 | 0.0050025 | 0.0049975 | 0.0049925 | 0.0049875 | 0.0049825 | 0.0049774 | 0.0049724 | 0.0049674 | 42821.2873 | 13588.5534 | 3101.4613 | 984.1921
| OYN005-164365790 | 11 | OYN005 | OYN | 0 | 0 | 0.0012897 | 0.0012936 | 0.0012975 | 0.0012897 | 0.0012819 | 0.0012858 | 0.0012936 | 0.0012819 | 0.0012819 | 0.0012819 | 0.0012819 | 0.0012819 | 0.0012819 | 0.0012819 | 0.0012819 | 0.0012819 | 0.0012819 | 0.0012819 | 0.0012819 | 0.0012819 | 0.050274 | 0.050748 | 0.051223 | 0.051697 | 0.052172 | 0.052192 | 0.052213 | 0.052233 | 0.052254 | 0.052274 | 0.052295 | 0.052315 | 0.052336 | 0.052356 | 0.052377 | 0.052397 | 0.052418 | 0.052438 | 0.052459 | 0.052479 | 0.0018803 | 0.0019038 | 0.0019274 | 0.0019335 | 0.0019394 | 0.0019461 | 0.0019587 | 0.0019417 | 0.0019425 | 0.0019432 | 0.001944 | 0.0019447 | 0.0019455 | 0.0019463 | 0.001947 | 0.0019478 | 0.0019486 | 0.0019493 | 0.0019501 | 0.0019508 | 42821.2873 | 13588.5534 | 1199.3491 | 380.5915
| OYN005-164366490 | 52 | OYN005 | OYN | 0 | 0 | 0.0012897 | 0.0012936 | 0.0012975 | 0.0012897 | 0.0012819 | 0.0012858 | 0.0012936 | 0.0012819 | 0.0012819 | 0.0012819 | 0.0012819 | 0.0012819 | 0.0012819 | 0.0012819 | 0.0012819 | 0.0012819 | 0.0012819 | 0.0012819 | 0.0012819 | 0.0012819 | 0.00068215 | 0.00068927 | 0.00069638 | 0.00070349 | 0.0007106 | 0.00071231 | 0.00071402 | 0.00071573 | 0.00071744 | 0.00071915 | 0.00072086 | 0.00072257 | 0.00072428 | 0.00072599 | 0.0007277 | 0.00072941 | 0.00073112 | 0.00073283 | 0.00073454 | 0.00073625 | 2.5513e-05 | 2.5858e-05 | 2.6204e-05 | 2.6311e-05 | 2.6416e-05 | 2.656e-05 | 2.6786e-05 | 2.6606e-05 | 2.667e-05 | 2.6733e-05 | 2.6797e-05 | 2.6861e-05 | 2.6924e-05 | 2.6988e-05 | 2.7051e-05 | 2.7115e-05 | 2.7178e-05 | 2.7242e-05 | 2.7306e-05 | 2.7369e-05 | 42821.2873 | 13588.5534 | 16.4912 | 5.2332
| OYN005-164366901 | 9 | OYN005 | OYN | 0 | 0 | 0.0012897 | 0.0012936 | 0.0012975 | 0.0012897 | 0.0012819 | 0.0012858 | 0.0012936 | 0.0012819 | 0.0012819 | 0.0012819 | 0.0012819 | 0.0012819 | 0.0012819 | 0.0012819 | 0.0012819 | 0.0012819 | 0.0012819 | 0.0012819 | 0.0012819 | 0.0012819 | 0.010547 | 0.010661 | 0.010775 | 0.010889 | 0.011004 | 0.011022 | 0.01104 | 0.011058 | 0.011076 | 0.011094 | 0.011112 | 0.01113 | 0.011148 | 0.011166 | 0.011184 | 0.011202 | 0.01122 | 0.011238 | 0.011256 | 0.011274 | 0.00039445 | 0.00039994 | 0.00040545 | 0.00040727 | 0.00040904 | 0.00041097 | 0.00041415 | 0.00041106 | 0.00041173 | 0.0004124 | 0.00041307 | 0.00041374 | 0.00041441 | 0.00041508 | 0.00041575 | 0.00041642 | 0.00041709 | 0.00041776 | 0.00041843 | 0.0004191 | 42821.2873 | 13588.5534 | 254.325 | 80.7054
| OYN005-203082808 | 102 | OYN005 | OYN | 0 | 0 | 0.0012897 | 0.0012936 | 0.0012975 | 0.0012897 | 0.0012819 | 0.0012858 | 0.0012936 | 0.0012819 | 0.0012819 | 0.0012819 | 0.0012819 | 0.0012819 | 0.0012819 | 0.0012819 | 0.0012819 | 0.0012819 | 0.0012819 | 0.0012819 | 0.0012819 | 0.0012819 | 0.24552 | 0.2478 | 0.25008 | 0.25236 | 0.25464 | 0.25497 | 0.2553 | 0.25563 | 0.25596 | 0.25629 | 0.25662 | 0.25695 | 0.25728 | 0.25761 | 0.25794 | 0.25827 | 0.2586 | 0.25893 | 0.25926 | 0.25959 | 0.0091829 | 0.0092963 | 0.0094102 | 0.0094386 | 0.009466 | 0.0095072 | 0.0095776 | 0.0095028 | 0.0095151 | 0.0095273 | 0.0095396 | 0.0095519 | 0.0095641 | 0.0095764 | 0.0095887 | 0.009601 | 0.0096132 | 0.0096255 | 0.0096378 | 0.00965 | 42821.2873 | 13588.5534 | 5880.9993 | 1866.2277
| OYN005-203102592 | 122 | OYN005 | OYN | 0 | 0 | 0.0012897 | 0.0012936 | 0.0012975 | 0.0012897 | 0.0012819 | 0.0012858 | 0.0012936 | 0.0012819 | 0.0012819 | 0.0012819 | 0.0012819 | 0.0012819 | 0.0012819 | 0.0012819 | 0.0012819 | 0.0012819 | 0.0012819 | 0.0012819 | 0.0012819 | 0.0012819 | 0.075446 | 0.076169 | 0.076892 | 0.077615 | 0.078338 | 0.078466 | 0.078594 | 0.078721 | 0.078849 | 0.078977 | 0.079104 | 0.079232 | 0.07936 | 0.079487 | 0.079615 | 0.079742 | 0.07987 | 0.079998 | 0.080125 | 0.080253 | 0.0028218 | 0.0028575 | 0.0028933 | 0.0029029 | 0.0029121 | 0.0029258 | 0.0029484 | 0.0029264 | 0.0029311 | 0.0029358 | 0.0029406 | 0.0029453 | 0.0029501 | 0.0029548 | 0.0029596 | 0.0029643 | 0.0029691 | 0.0029738 | 0.0029785 | 0.0029833 | 42821.2873 | 13588.5534 | 1811.9221 | 574.9804
| OYN005-24603468 | 127 | OYN005 | OYN | 0 | 0 | 0.0012897 | 0.0012936 | 0.0012975 | 0.0012897 | 0.0012819 | 0.0012858 | 0.0012936 | 0.0012819 | 0.0012819 | 0.0012819 | 0.0012819 | 0.0012819 | 0.0012819 | 0.0012819 | 0.0012819 | 0.0012819 | 0.0012819 | 0.0012819 | 0.0012819 | 0.0012819 | 0.15855 | 0.16 | 0.16144 | 0.16289 | 0.16434 | 0.16432 | 0.16431 | 0.1643 | 0.16429 | 0.16428 | 0.16427 | 0.16426 | 0.16424 | 0.16423 | 0.16422 | 0.16421 | 0.1642 | 0.16419 | 0.16417 | 0.16416 | 0.00593 | 0.0060023 | 0.0060749 | 0.0060922 | 0.006109 | 0.0061272 | 0.0061641 | 0.0061077 | 0.0061072 | 0.0061068 | 0.0061064 | 0.006106 | 0.0061055 | 0.0061051 | 0.0061047 | 0.0061043 | 0.0061038 | 0.0061034 | 0.006103 | 0.0061026 | 42821.2873 | 13588.5534 | 3769.78 | 1196.2708
| OYN005-24603482 | 316 | OYN005 | OYN | 0 | 0 | 0.0012897 | 0.0012936 | 0.0012975 | 0.0012897 | 0.0012819 | 0.0012858 | 0.0012936 | 0.0012819 | 0.0012819 | 0.0012819 | 0.0012819 | 0.0012819 | 0.0012819 | 0.0012819 | 0.0012819 | 0.0012819 | 0.0012819 | 0.0012819 | 0.0012819 | 0.0012819 | 4.393 | 4.4311 | 4.4692 | 4.5073 | 4.5454 | 4.5552 | 4.5651 | 4.5749 | 4.5847 | 4.5945 | 4.6044 | 4.6142 | 4.624 | 4.6338 | 4.6437 | 4.6535 | 4.6633 | 4.6731 | 4.683 | 4.6928 | 0.1643 | 0.16623 | 0.16817 | 0.16858 | 0.16897 | 0.16985 | 0.17126 | 0.17007 | 0.17043 | 0.1708 | 0.17116 | 0.17153 | 0.17189 | 0.17226 | 0.17262 | 0.17299 | 0.17335 | 0.17372 | 0.17408 | 0.17445 | 42821.2873 | 13588.5534 | 105471.0391 | 33469.3077
| OYN005-84748828 | 93 | OYN005 | OYN | 0 | 0 | 0.0012897 | 0.0012936 | 0.0012975 | 0.0012897 | 0.0012819 | 0.0012858 | 0.0012936 | 0.0012819 | 0.0012819 | 0.0012819 | 0.0012819 | 0.0012819 | 0.0012819 | 0.0012819 | 0.0012819 | 0.0012819 | 0.0012819 | 0.0012819 | 0.0012819 | 0.0012819 | 1.0334 | 1.0436 | 1.0538 | 1.064 | 1.0741 | 1.076 | 1.0778 | 1.0796 | 1.0814 | 1.0833 | 1.0851 | 1.0869 | 1.0888 | 1.0906 | 1.0924 | 1.0942 | 1.0961 | 1.0979 | 1.0997 | 1.1015 | 0.038651 | 0.03915 | 0.039652 | 0.039793 | 0.03993 | 0.04012 | 0.040433 | 0.040133 | 0.040201 | 0.040269 | 0.040337 | 0.040405 | 0.040473 | 0.040541 | 0.040609 | 0.040677 | 0.040745 | 0.040813 | 0.04088 | 0.040948 | 42821.2873 | 13588.5534 | 24849.0421 | 7885.3896
| OYN005-88333607 | 130 | OYN005 | OYN | 0 | 0 | 0.0012897 | 0.0012936 | 0.0012975 | 0.0012897 | 0.0012819 | 0.0012858 | 0.0012936 | 0.0012819 | 0.0012819 | 0.0012819 | 0.0012819 | 0.0012819 | 0.0012819 | 0.0012819 | 0.0012819 | 0.0012819 | 0.0012819 | 0.0012819 | 0.0012819 | 0.0012819 | 0.024422 | 0.024631 | 0.024841 | 0.02505 | 0.02526 | 0.025263 | 0.025267 | 0.025271 | 0.025274 | 0.025278 | 0.025282 | 0.025285 | 0.025289 | 0.025293 | 0.025297 | 0.0253 | 0.025304 | 0.025308 | 0.025311 | 0.025315 | 0.00091341 | 0.00092404 | 0.00093472 | 0.0009369 | 0.00093899 | 0.000942 | 0.00094788 | 0.0009394 | 0.00093954 | 0.00093968 | 0.00093982 | 0.00093995 | 0.00094009 | 0.00094023 | 0.00094036 | 0.0009405 | 0.00094064 | 0.00094078 | 0.00094091 | 0.00094105 | 42821.2873 | 13588.5534 | 580.2706 | 184.1383
| OYN007-15412819 | 150 | OYN007 | OYN | 0 | 0 | 0.0016247 | 0.0016171 | 0.0016095 | 0.0015942 | 0.0015713 | 0.0015637 | 0.0015561 | 0.0015332 | 0.0015332 | 0.0015332 | 0.0015332 | 0.0015332 | 0.0015332 | 0.0015332 | 0.0015332 | 0.0015332 | 0.0015332 | 0.0015332 | 0.0015332 | 0.0015332 | 0.15455 | 0.15588 | 0.15722 | 0.15855 | 0.15988 | 0.15982 | 0.15975 | 0.15968 | 0.15962 | 0.15955 | 0.15948 | 0.15941 | 0.15935 | 0.15928 | 0.15921 | 0.15915 | 0.15908 | 0.15901 | 0.15895 | 0.15888 | 0.0072818 | 0.0073102 | 0.0073379 | 0.0073301 | 0.0072856 | 0.0072472 | 0.0072088 | 0.0070999 | 0.0070969 | 0.0070939 | 0.0070909 | 0.0070879 | 0.0070849 | 0.007082 | 0.007079 | 0.007076 | 0.007073 | 0.00707 | 0.0070671 | 0.0070641 | 42821.2873 | 13588.5534 | 4440.1601 | 1409.0037
| OYN007-15412830 | 0 | OYN007 | OYN | 0 | 0 | 0.0016247 | 0.0016171 | 0.0016095 | 0.0015942 | 0.0015713 | 0.0015637 | 0.0015561 | 0.0015332 | 0.0015332 | 0.0015332 | 0.0015332 | 0.0015332 | 0.0015332 | 0.0015332 | 0.0015332 | 0.0015332 | 0.0015332 | 0.0015332 | 0.0015332 | 0.0015332 | 0 | 0 | 0 | 0 | 0 | 0 | 0 | 0 | 0 | 0 | 0 | 0 | 0 | 0 | 0 | 0 | 0 | 0 | 0 | 0 | 0 | 0 | 0 | 0 | 0 | 0 | 0 | 0 | 0 | 0 | 0 | 0 | 0 | 0 | 0 | 0 | 0 | 0 | 0 | 0 | 42821.2873 | 13588.5534 | 0 | 0
| PLD001-128232196 | 256 | PLD001 | PLD | 0 | 0 | 0.0011036 | 0.0011036 | 0.0011036 | 0.0010959 | 0.0010933 | 0.0010985 | 0.0011062 | 0.0011011 | 0.0011011 | 0.0011011 | 0.0011011 | 0.0011011 | 0.0011011 | 0.0011011 | 0.0011011 | 0.0011011 | 0.0011011 | 0.0011011 | 0.0011011 | 0.0011011 | 1.54 | 1.5565 | 1.573 | 1.5895 | 1.6059 | 1.567 | 1.5282 | 1.4893 | 1.4504 | 1.4115 | 1.3726 | 1.3337 | 1.2948 | 1.2559 | 1.217 | 1.1781 | 1.1392 | 1.1003 | 1.0614 | 1.0225 | 0.049289 | 0.049817 | 0.050344 | 0.050514 | 0.050918 | 0.049919 | 0.049024 | 0.047553 | 0.046311 | 0.045069 | 0.043828 | 0.042586 | 0.041344 | 0.040102 | 0.03886 | 0.037618 | 0.036376 | 0.035134 | 0.033893 | 0.032651 | 42177.4532 | 11917.0561 | 27253.1423 | 7700.2569
| PLD001-15398772 | 81 | PLD001 | PLD | 0 | 0 | 0.0011036 | 0.0011036 | 0.0011036 | 0.0010959 | 0.0010933 | 0.0010985 | 0.0011062 | 0.0011011 | 0.0011011 | 0.0011011 | 0.0011011 | 0.0011011 | 0.0011011 | 0.0011011 | 0.0011011 | 0.0011011 | 0.0011011 | 0.0011011 | 0.0011011 | 0.0011011 | 7.9029 | 7.9808 | 8.0587 | 8.1366 | 8.2145 | 8.035 | 7.8555 | 7.676 | 7.4965 | 7.317 | 7.1375 | 6.958 | 6.7785 | 6.5989 | 6.4194 | 6.2399 | 6.0604 | 5.8809 | 5.7014 | 5.5219 | 0.25294 | 0.25543 | 0.25792 | 0.25859 | 0.26045 | 0.25596 | 0.25201 | 0.2451 | 0.23937 | 0.23364 | 0.2279 | 0.22217 | 0.21644 | 0.21071 | 0.20498 | 0.19925 | 0.19351 | 0.18778 | 0.18205 | 0.17632 | 42177.4532 | 11917.0561 | 141384.8919 | 39947.6867
| PLD001-159945085 | 36 | PLD001 | PLD | 0 | 0 | 0.0011036 | 0.0011036 | 0.0011036 | 0.0010959 | 0.0010933 | 0.0010985 | 0.0011062 | 0.0011011 | 0.0011011 | 0.0011011 | 0.0011011 | 0.0011011 | 0.0011011 | 0.0011011 | 0.0011011 | 0.0011011 | 0.0011011 | 0.0011011 | 0.0011011 | 0.0011011 | 0.0037109 | 0.0037408 | 0.0037706 | 0.0038004 | 0.0038303 | 0.0037664 | 0.0037025 | 0.0036387 | 0.0035748 | 0.0035109 | 0.0034471 | 0.0033832 | 0.0033194 | 0.0032555 | 0.0031916 | 0.0031278 | 0.0030639 | 0.003 | 0.0029362 | 0.0028723 | 0.00011877 | 0.00011973 | 0.00012068 | 0.00012078 | 0.00012144 | 0.00011998 | 0.00011878 | 0.00011619 | 0.00011415 | 0.00011211 | 0.00011007 | 0.00010803 | 0.00010599 | 0.00010395 | 0.00010191 | 9.9872e-05 | 9.7832e-05 | 9.5793e-05 | 9.3754e-05 | 9.1715e-05 | 42177.4532 | 11917.0561 | 67.9483 | 19.1985
| PLD001-160255348 | 25 | PLD001 | PLD | 0 | 0 | 0.0011036 | 0.0011036 | 0.0011036 | 0.0010959 | 0.0010933 | 0.0010985 | 0.0011062 | 0.0011011 | 0.0011011 | 0.0011011 | 0.0011011 | 0.0011011 | 0.0011011 | 0.0011011 | 0.0011011 | 0.0011011 | 0.0011011 | 0.0011011 | 0.0011011 | 0.0011011 | 0.0013898 | 0.0014 | 0.0014102 | 0.0014205 | 0.0014307 | 0.0014052 | 0.0013798 | 0.0013543 | 0.0013289 | 0.0013034 | 0.001278 | 0.0012525 | 0.001227 | 0.0012016 | 0.0011761 | 0.0011507 | 0.0011252 | 0.0010998 | 0.0010743 | 0.0010489 | 4.4481e-05 | 4.4808e-05 | 4.5135e-05 | 4.5143e-05 | 4.5361e-05 | 4.4764e-05 | 4.4264e-05 | 4.3244e-05 | 4.2431e-05 | 4.1619e-05 | 4.0806e-05 | 3.9993e-05 | 3.918e-05 | 3.8368e-05 | 3.7555e-05 | 3.6742e-05 | 3.5929e-05 | 3.5117e-05 | 3.4304e-05 | 3.3491e-05 | 42177.4532 | 11917.0561 | 25.2353 | 7.1301
| PLD001-160255473 | 43 | PLD001 | PLD | 0 | 0 | 0.0011036 | 0.0011036 | 0.0011036 | 0.0010959 | 0.0010933 | 0.0010985 | 0.0011062 | 0.0011011 | 0.0011011 | 0.0011011 | 0.0011011 | 0.0011011 | 0.0011011 | 0.0011011 | 0.0011011 | 0.0011011 | 0.0011011 | 0.0011011 | 0.0011011 | 0.0011011 | 0.0086248 | 0.0086846 | 0.0087444 | 0.0088041 | 0.0088639 | 0.0087596 | 0.0086553 | 0.008551 | 0.0084467 | 0.0083424 | 0.0082381 | 0.0081338 | 0.0080295 | 0.0079252 | 0.007821 | 0.0077167 | 0.0076124 | 0.0075081 | 0.0074038 | 0.0072995 | 0.00027604 | 0.00027796 | 0.00027987 | 0.0002798 | 0.00028104 | 0.00027904 | 0.00027767 | 0.00027304 | 0.00026971 | 0.00026638 | 0.00026305 | 0.00025972 | 0.00025639 | 0.00025306 | 0.00024973 | 0.0002464 | 0.00024307 | 0.00023974 | 0.00023641 | 0.00023308 | 42177.4532 | 11917.0561 | 161.6174 | 45.6643
| PLD001-160255864 | 46 | PLD001 | PLD | 0 | 0 | 0.0011036 | 0.0011036 | 0.0011036 | 0.0010959 | 0.0010933 | 0.0010985 | 0.0011062 | 0.0011011 | 0.0011011 | 0.0011011 | 0.0011011 | 0.0011011 | 0.0011011 | 0.0011011 | 0.0011011 | 0.0011011 | 0.0011011 | 0.0011011 | 0.0011011 | 0.0011011 | 0.00027287 | 0.00027615 | 0.00027943 | 0.00028272 | 0.000286 | 0.00027772 | 0.00026944 | 0.00026116 | 0.00025288 | 0.0002446 | 0.00023631 | 0.00022803 | 0.00021975 | 0.00021147 | 0.00020319 | 0.00019491 | 0.00018663 | 0.00017835 | 0.00017007 | 0.00016179 | 8.7333e-06 | 8.8384e-06 | 8.9434e-06 | 8.985e-06 | 9.0679e-06 | 8.847e-06 | 8.6437e-06 | 8.3389e-06 | 8.0745e-06 | 7.8101e-06 | 7.5457e-06 | 7.2813e-06 | 7.0168e-06 | 6.7524e-06 | 6.488e-06 | 6.2236e-06 | 5.9592e-06 | 5.6948e-06 | 5.4303e-06 | 5.1659e-06 | 42177.4532 | 11917.0561 | 4.7165 | 1.3326
| PLD001-160255960 | 61 | PLD001 | PLD | 0 | 0 | 0.0011036 | 0.0011036 | 0.0011036 | 0.0010959 | 0.0010933 | 0.0010985 | 0.0011062 | 0.0011011 | 0.0011011 | 0.0011011 | 0.0011011 | 0.0011011 | 0.0011011 | 0.0011011 | 0.0011011 | 0.0011011 | 0.0011011 | 0.0011011 | 0.0011011 | 0.0011011 | 0.00018856 | 0.00018954 | 0.00019053 | 0.00019151 | 0.0001925 | 0.00018734 | 0.00018217 | 0.00017701 | 0.00017185 | 0.00016669 | 0.00016153 | 0.00015636 | 0.0001512 | 0.00014604 | 0.00014087 | 0.00013571 | 0.00013055 | 0.00012539 | 0.00012022 | 0.00011506 | 6.0349e-06 | 6.0664e-06 | 6.098e-06 | 6.0865e-06 | 6.1034e-06 | 5.9678e-06 | 5.8443e-06 | 5.6521e-06 | 5.4873e-06 | 5.3225e-06 | 5.1576e-06 | 4.9928e-06 | 4.8279e-06 | 4.6631e-06 | 4.4982e-06 | 4.3334e-06 | 4.1686e-06 | 4.0037e-06 | 3.8389e-06 | 3.674e-06 | 42177.4532 | 11917.0561 | 3.2305 | 0.91276
| PLD001-160286437 | 57 | PLD001 | PLD | 0 | 0 | 0.0011036 | 0.0011036 | 0.0011036 | 0.0010959 | 0.0010933 | 0.0010985 | 0.0011062 | 0.0011011 | 0.0011011 | 0.0011011 | 0.0011011 | 0.0011011 | 0.0011011 | 0.0011011 | 0.0011011 | 0.0011011 | 0.0011011 | 0.0011011 | 0.0011011 | 0.0011011 | 0.00011647 | 0.00011761 | 0.00011874 | 0.00011987 | 0.000121 | 0.00011845 | 0.0001159 | 0.00011334 | 0.00011079 | 0.00010824 | 0.00010569 | 0.00010314 | 0.00010058 | 9.8032e-05 | 9.548e-05 | 9.2928e-05 | 9.0376e-05 | 8.7824e-05 | 8.5272e-05 | 8.272e-05 | 3.7278e-06 | 3.7641e-06 | 3.8003e-06 | 3.8095e-06 | 3.8364e-06 | 3.7733e-06 | 3.718e-06 | 3.6192e-06 | 3.5377e-06 | 3.4562e-06 | 3.3747e-06 | 3.2932e-06 | 3.2117e-06 | 3.1302e-06 | 3.0487e-06 | 2.9673e-06 | 2.8858e-06 | 2.8043e-06 | 2.7228e-06 | 2.6413e-06 | 42177.4532 | 11917.0561 | 2.0918 | 0.59103
| PLD001-160286548 | 263 | PLD001 | PLD | 0 | 0 | 0.0011036 | 0.0011036 | 0.0011036 | 0.0010959 | 0.0010933 | 0.0010985 | 0.0011062 | 0.0011011 | 0.0011011 | 0.0011011 | 0.0011011 | 0.0011011 | 0.0011011 | 0.0011011 | 0.0011011 | 0.0011011 | 0.0011011 | 0.0011011 | 0.0011011 | 0.0011011 | 0.040734 | 0.040867 | 0.041 | 0.041133 | 0.041266 | 0.041116 | 0.040967 | 0.040817 | 0.040668 | 0.040518 | 0.040369 | 0.04022 | 0.04007 | 0.039921 | 0.039771 | 0.039622 | 0.039473 | 0.039323 | 0.039174 | 0.039024 | 0.0013037 | 0.001308 | 0.0013122 | 0.0013072 | 0.0013084 | 0.0013098 | 0.0013142 | 0.0013033 | 0.0012986 | 0.0012938 | 0.001289 | 0.0012842 | 0.0012795 | 0.0012747 | 0.0012699 | 0.0012652 | 0.0012604 | 0.0012556 | 0.0012508 | 0.0012461 | 42177.4532 | 11917.0561 | 787.1417 | 222.4035
| PLD001-160286649 | 85 | PLD001 | PLD | 0 | 0 | 0.0011036 | 0.0011036 | 0.0011036 | 0.0010959 | 0.0010933 | 0.0010985 | 0.0011062 | 0.0011011 | 0.0011011 | 0.0011011 | 0.0011011 | 0.0011011 | 0.0011011 | 0.0011011 | 0.0011011 | 0.0011011 | 0.0011011 | 0.0011011 | 0.0011011 | 0.0011011 | 0.028071 | 0.02823 | 0.028389 | 0.028548 | 0.028707 | 0.028086 | 0.027465 | 0.026844 | 0.026223 | 0.025602 | 0.02498 | 0.024359 | 0.023738 | 0.023117 | 0.022496 | 0.021875 | 0.021254 | 0.020633 | 0.020012 | 0.019391 | 0.00089843 | 0.00090352 | 0.00090861 | 0.00090728 | 0.00091018 | 0.0008947 | 0.00088109 | 0.00085714 | 0.00083731 | 0.00081748 | 0.00079765 | 0.00077781 | 0.00075798 | 0.00073815 | 0.00071832 | 0.00069848 | 0.00067865 | 0.00065882 | 0.00063899 | 0.00061916 | 42177.4532 | 11917.0561 | 496.1543 | 140.1862
| PLD001-162206790 | 10 | PLD001 | PLD | 0 | 0 | 0.0011036 | 0.0011036 | 0.0011036 | 0.0010959 | 0.0010933 | 0.0010985 | 0.0011062 | 0.0011011 | 0.0011011 | 0.0011011 | 0.0011011 | 0.0011011 | 0.0011011 | 0.0011011 | 0.0011011 | 0.0011011 | 0.0011011 | 0.0011011 | 0.0011011 | 0.0011011 | 0 | 0 | 0 | 0 | 0 | 0 | 0 | 0 | 0 | 0 | 0 | 0 | 0 | 0 | 0 | 0 | 0 | 0 | 0 | 0 | 0 | 0 | 0 | 0 | 0 | 0 | 0 | 0 | 0 | 0 | 0 | 0 | 0 | 0 | 0 | 0 | 0 | 0 | 0 | 0 | 42177.4532 | 11917.0561 | 0 | 0
| PLD001-162207166 | 9 | PLD001 | PLD | 0 | 0 | 0.0011036 | 0.0011036 | 0.0011036 | 0.0010959 | 0.0010933 | 0.0010985 | 0.0011062 | 0.0011011 | 0.0011011 | 0.0011011 | 0.0011011 | 0.0011011 | 0.0011011 | 0.0011011 | 0.0011011 | 0.0011011 | 0.0011011 | 0.0011011 | 0.0011011 | 0.0011011 | 0.0001042 | 0.00010503 | 0.00010586 | 0.00010669 | 0.00010752 | 0.00010447 | 0.00010141 | 9.8358e-05 | 9.5304e-05 | 9.225e-05 | 8.9196e-05 | 8.6142e-05 | 8.3088e-05 | 8.0034e-05 | 7.698e-05 | 7.3926e-05 | 7.0872e-05 | 6.7818e-05 | 6.4764e-05 | 6.171e-05 | 3.335e-06 | 3.3616e-06 | 3.3881e-06 | 3.3907e-06 | 3.409e-06 | 3.3278e-06 | 3.2534e-06 | 3.1406e-06 | 3.0431e-06 | 2.9456e-06 | 2.8481e-06 | 2.7506e-06 | 2.6531e-06 | 2.5555e-06 | 2.458e-06 | 2.3605e-06 | 2.263e-06 | 2.1655e-06 | 2.068e-06 | 1.9704e-06 | 42177.4532 | 11917.0561 | 1.7841 | 0.5041
| PLD001-162213349 | 10 | PLD001 | PLD | 0 | 0 | 0.0011036 | 0.0011036 | 0.0011036 | 0.0010959 | 0.0010933 | 0.0010985 | 0.0011062 | 0.0011011 | 0.0011011 | 0.0011011 | 0.0011011 | 0.0011011 | 0.0011011 | 0.0011011 | 0.0011011 | 0.0011011 | 0.0011011 | 0.0011011 | 0.0011011 | 0.0011011 | 0 | 0 | 0 | 0 | 0 | 0 | 0 | 0 | 0 | 0 | 0 | 0 | 0 | 0 | 0 | 0 | 0 | 0 | 0 | 0 | 0 | 0 | 0 | 0 | 0 | 0 | 0 | 0 | 0 | 0 | 0 | 0 | 0 | 0 | 0 | 0 | 0 | 0 | 0 | 0 | 42177.4532 | 11917.0561 | 0 | 0
| PLD001-162290445 | 24 | PLD001 | PLD | 0 | 0 | 0.0011036 | 0.0011036 | 0.0011036 | 0.0010959 | 0.0010933 | 0.0010985 | 0.0011062 | 0.0011011 | 0.0011011 | 0.0011011 | 0.0011011 | 0.0011011 | 0.0011011 | 0.0011011 | 0.0011011 | 0.0011011 | 0.0011011 | 0.0011011 | 0.0011011 | 0.0011011 | 0.0089372 | 0.0090108 | 0.0090845 | 0.0091581 | 0.0092317 | 0.0090229 | 0.008814 | 0.0086051 | 0.0083962 | 0.0081874 | 0.0079785 | 0.0077696 | 0.0075608 | 0.0073519 | 0.007143 | 0.0069342 | 0.0067253 | 0.0065164 | 0.0063076 | 0.0060987 | 0.00028604 | 0.0002884 | 0.00029075 | 0.00029105 | 0.0002927 | 0.00028743 | 0.00028276 | 0.00027477 | 0.0002681 | 0.00026143 | 0.00025476 | 0.00024809 | 0.00024142 | 0.00023475 | 0.00022808 | 0.00022141 | 0.00021474 | 0.00020807 | 0.00020141 | 0.00019474 | 42177.4532 | 11917.0561 | 158.3734 | 44.7477
| PLD001-162290662 | 10 | PLD001 | PLD | 0 | 0 | 0.0011036 | 0.0011036 | 0.0011036 | 0.0010959 | 0.0010933 | 0.0010985 | 0.0011062 | 0.0011011 | 0.0011011 | 0.0011011 | 0.0011011 | 0.0011011 | 0.0011011 | 0.0011011 | 0.0011011 | 0.0011011 | 0.0011011 | 0.0011011 | 0.0011011 | 0.0011011 | 0.00032784 | 0.00033058 | 0.00033332 | 0.00033606 | 0.0003388 | 0.00033082 | 0.00032284 | 0.00031486 | 0.00030688 | 0.0002989 | 0.00029092 | 0.00028294 | 0.00027496 | 0.00026698 | 0.000259 | 0.00025102 | 0.00024304 | 0.00023506 | 0.00022708 | 0.0002191 | 1.0493e-05 | 1.058e-05 | 1.0668e-05 | 1.068e-05 | 1.0742e-05 | 1.0539e-05 | 1.0357e-05 | 1.0054e-05 | 9.7989e-06 | 9.5441e-06 | 9.2893e-06 | 9.0345e-06 | 8.7797e-06 | 8.5249e-06 | 8.2701e-06 | 8.0153e-06 | 7.7604e-06 | 7.5056e-06 | 7.2508e-06 | 6.996e-06 | 42177.4532 | 11917.0561 | 5.781 | 1.6334
| PLD001-162291051 | 27 | PLD001 | PLD | 0 | 0 | 0.0011036 | 0.0011036 | 0.0011036 | 0.0010959 | 0.0010933 | 0.0010985 | 0.0011062 | 0.0011011 | 0.0011011 | 0.0011011 | 0.0011011 | 0.0011011 | 0.0011011 | 0.0011011 | 0.0011011 | 0.0011011 | 0.0011011 | 0.0011011 | 0.0011011 | 0.0011011 | 0.00085225 | 0.00085879 | 0.00086533 | 0.00087186 | 0.0008784 | 0.00085696 | 0.00083552 | 0.00081408 | 0.00079264 | 0.0007712 | 0.00074976 | 0.00072832 | 0.00070688 | 0.00068544 | 0.000664 | 0.00064256 | 0.00062112 | 0.00059968 | 0.00057824 | 0.0005568 | 2.7277e-05 | 2.7486e-05 | 2.7695e-05 | 2.7709e-05 | 2.785e-05 | 2.7299e-05 | 2.6804e-05 | 2.5994e-05 | 2.531e-05 | 2.4625e-05 | 2.394e-05 | 2.3256e-05 | 2.2571e-05 | 2.1887e-05 | 2.1202e-05 | 2.0517e-05 | 1.9833e-05 | 1.9148e-05 | 1.8464e-05 | 1.7779e-05 | 42177.4532 | 11917.0561 | 14.9221 | 4.2162
| PLD001-162377877 | 18 | PLD001 | PLD | 0 | 0 | 0.0011036 | 0.0011036 | 0.0011036 | 0.0010959 | 0.0010933 | 0.0010985 | 0.0011062 | 0.0011011 | 0.0011011 | 0.0011011 | 0.0011011 | 0.0011011 | 0.0011011 | 0.0011011 | 0.0011011 | 0.0011011 | 0.0011011 | 0.0011011 | 0.0011011 | 0.0011011 | 3.9207e-05 | 3.9545e-05 | 3.9883e-05 | 4.0222e-05 | 4.056e-05 | 3.9504e-05 | 3.8448e-05 | 3.7392e-05 | 3.6336e-05 | 3.528e-05 | 3.4224e-05 | 3.3168e-05 | 3.2112e-05 | 3.1056e-05 | 3e-05 | 2.8944e-05 | 2.7888e-05 | 2.6832e-05 | 2.5776e-05 | 2.472e-05 | 1.2548e-06 | 1.2657e-06 | 1.2765e-06 | 1.2783e-06 | 1.286e-06 | 1.2584e-06 | 1.2334e-06 | 1.194e-06 | 1.1602e-06 | 1.1265e-06 | 1.0928e-06 | 1.0591e-06 | 1.0254e-06 | 9.9164e-07 | 9.5792e-07 | 9.242e-07 | 8.9048e-07 | 8.5677e-07 | 8.2305e-07 | 7.8933e-07 | 42177.4532 | 11917.0561 | 0.6821 | 0.19273
| PLD001-163864241 | 98 | PLD001 | PLD | 0 | 0 | 0.0011036 | 0.0011036 | 0.0011036 | 0.0010959 | 0.0010933 | 0.0010985 | 0.0011062 | 0.0011011 | 0.0011011 | 0.0011011 | 0.0011011 | 0.0011011 | 0.0011011 | 0.0011011 | 0.0011011 | 0.0011011 | 0.0011011 | 0.0011011 | 0.0011011 | 0.0011011 | 0.008484 | 0.0085536 | 0.0086232 | 0.0086928 | 0.0087624 | 0.0086062 | 0.00845 | 0.0082938 | 0.0081375 | 0.0079813 | 0.0078251 | 0.0076688 | 0.0075126 | 0.0073564 | 0.0072001 | 0.0070439 | 0.0068877 | 0.0067314 | 0.0065752 | 0.006419 | 0.00027154 | 0.00027377 | 0.00027599 | 0.00027627 | 0.00027782 | 0.00027416 | 0.00027108 | 0.00026483 | 0.00025984 | 0.00025485 | 0.00024986 | 0.00024487 | 0.00023988 | 0.00023489 | 0.00022991 | 0.00022492 | 0.00021993 | 0.00021494 | 0.00020995 | 0.00020496 | 42177.4532 | 11917.0561 | 154.4363 | 43.6353
| PLD001-24597198 | 313 | PLD001 | PLD | 0 | 0 | 0.0011036 | 0.0011036 | 0.0011036 | 0.0010959 | 0.0010933 | 0.0010985 | 0.0011062 | 0.0011011 | 0.0011011 | 0.0011011 | 0.0011011 | 0.0011011 | 0.0011011 | 0.0011011 | 0.0011011 | 0.0011011 | 0.0011011 | 0.0011011 | 0.0011011 | 0.0011011 | 2.0194 | 2.0318 | 2.0442 | 2.0566 | 2.069 | 2.0295 | 1.9901 | 1.9506 | 1.9112 | 1.8718 | 1.8323 | 1.7929 | 1.7534 | 1.714 | 1.6745 | 1.6351 | 1.5956 | 1.5562 | 1.5167 | 1.4773 | 0.064632 | 0.065029 | 0.065425 | 0.06536 | 0.065599 | 0.064653 | 0.063843 | 0.062286 | 0.061026 | 0.059766 | 0.058507 | 0.057247 | 0.055988 | 0.054728 | 0.053469 | 0.052209 | 0.05095 | 0.04969 | 0.04843 | 0.047171 | 42177.4532 | 11917.0561 | 36267.019 | 10247.0886
| PLD001-24611964 | 2 | PLD001 | PLD | 0 | 0 | 0.0011036 | 0.0011036 | 0.0011036 | 0.0010959 | 0.0010933 | 0.0010985 | 0.0011062 | 0.0011011 | 0.0011011 | 0.0011011 | 0.0011011 | 0.0011011 | 0.0011011 | 0.0011011 | 0.0011011 | 0.0011011 | 0.0011011 | 0.0011011 | 0.0011011 | 0.0011011 | 0 | 0 | 0 | 0 | 0 | 0 | 0 | 0 | 0 | 0 | 0 | 0 | 0 | 0 | 0 | 0 | 0 | 0 | 0 | 0 | 0 | 0 | 0 | 0 | 0 | 0 | 0 | 0 | 0 | 0 | 0 | 0 | 0 | 0 | 0 | 0 | 0 | 0 | 0 | 0 | 42177.4532 | 11917.0561 | 0 | 0
| PLD001-95142888 | 57 | PLD001 | PLD | 0 | 0 | 0.0011036 | 0.0011036 | 0.0011036 | 0.0010959 | 0.0010933 | 0.0010985 | 0.0011062 | 0.0011011 | 0.0011011 | 0.0011011 | 0.0011011 | 0.0011011 | 0.0011011 | 0.0011011 | 0.0011011 | 0.0011011 | 0.0011011 | 0.0011011 | 0.0011011 | 0.0011011 | 0.018994 | 0.019132 | 0.01927 | 0.019408 | 0.019546 | 0.019185 | 0.018824 | 0.018462 | 0.018101 | 0.01774 | 0.017379 | 0.017018 | 0.016657 | 0.016296 | 0.015935 | 0.015574 | 0.015213 | 0.014852 | 0.01449 | 0.014129 | 0.00060792 | 0.00061233 | 0.00061675 | 0.0006168 | 0.00061971 | 0.00061114 | 0.00060387 | 0.00058952 | 0.00057799 | 0.00056646 | 0.00055493 | 0.0005434 | 0.00053187 | 0.00052034 | 0.00050881 | 0.00049728 | 0.00048575 | 0.00047422 | 0.00046269 | 0.00045116 | 42177.4532 | 11917.0561 | 343.4793 | 97.0486
| PLD002-15398648 | 0 | PLD002 | PLD | 0 | 0 | 0.055 | 0.055313 | 0.055625 | 0.055313 | 0.055313 | 0.055625 | 0.055938 | 0.05625 | 0.05625 | 0.05625 | 0.05625 | 0.05625 | 0.05625 | 0.05625 | 0.05625 | 0.05625 | 0.05625 | 0.05625 | 0.05625 | 0.05625 | 0 | 0 | 0 | 0 | 0 | 0 | 0 | 0 | 0 | 0 | 0 | 0 | 0 | 0 | 0 | 0 | 0 | 0 | 0 | 0 | 0 | 0 | 0 | 0 | 0 | 0 | 0 | 0 | 0 | 0 | 0 | 0 | 0 | 0 | 0 | 0 | 0 | 0 | 0 | 0 | 42177.4532 | 11917.0561 | 0 | 0
| PLD002-15398661 | 36 | PLD002 | PLD | 0 | 0 | 0.055 | 0.055313 | 0.055625 | 0.055313 | 0.055313 | 0.055625 | 0.055938 | 0.05625 | 0.05625 | 0.05625 | 0.05625 | 0.05625 | 0.05625 | 0.05625 | 0.05625 | 0.05625 | 0.05625 | 0.05625 | 0.05625 | 0.05625 | 0.026565 | 0.026861 | 0.027157 | 0.027454 | 0.02775 | 0.027014 | 0.026278 | 0.025542 | 0.024806 | 0.024071 | 0.023335 | 0.022599 | 0.021863 | 0.021127 | 0.020391 | 0.019655 | 0.018919 | 0.018183 | 0.017447 | 0.016711 | 0.042371 | 0.043087 | 0.043808 | 0.044038 | 0.044513 | 0.043577 | 0.042628 | 0.041666 | 0.040466 | 0.039265 | 0.038065 | 0.036864 | 0.035664 | 0.034463 | 0.033263 | 0.032062 | 0.030862 | 0.029661 | 0.028461 | 0.027261 | 42177.4532 | 11917.0561 | 23566.9201 | 6658.7309
| PLD003-110224899 | 12 | PLD003 | PLD | 0 | 0 | 0.00094789 | 0.00095687 | 0.00096137 | 0.00096137 | 0.00095687 | 0.00096137 | 0.00097035 | 0.00097035 | 0.00097035 | 0.00097035 | 0.00097035 | 0.00097035 | 0.00097035 | 0.00097035 | 0.00097035 | 0.00097035 | 0.00097035 | 0.00097035 | 0.00097035 | 0.00097035 | 1.5637e-05 | 1.5845e-05 | 1.6053e-05 | 1.6262e-05 | 1.647e-05 | 1.5891e-05 | 1.5312e-05 | 1.4733e-05 | 1.4153e-05 | 1.3574e-05 | 1.2995e-05 | 1.2416e-05 | 1.1837e-05 | 1.1258e-05 | 1.0678e-05 | 1.0099e-05 | 9.5202e-06 | 8.941e-06 | 8.3619e-06 | 7.7827e-06 | 4.2984e-07 | 4.3969e-07 | 4.4756e-07 | 4.5337e-07 | 4.5703e-07 | 4.4303e-07 | 4.3087e-07 | 4.1458e-07 | 3.9828e-07 | 3.8198e-07 | 3.6568e-07 | 3.4939e-07 | 3.3309e-07 | 3.1679e-07 | 3.0049e-07 | 2.842e-07 | 2.679e-07 | 2.516e-07 | 2.3531e-07 | 2.1901e-07 | 42177.4532 | 11917.0561 | 0.22901 | 0.064706
| PLD003-147733185 | 66 | PLD003 | PLD | 0 | 0 | 0.00094789 | 0.00095687 | 0.00096137 | 0.00096137 | 0.00095687 | 0.00096137 | 0.00097035 | 0.00097035 | 0.00097035 | 0.00097035 | 0.00097035 | 0.00097035 | 0.00097035 | 0.00097035 | 0.00097035 | 0.00097035 | 0.00097035 | 0.00097035 | 0.00097035 | 0.00097035 | 0.42175 | 0.42518 | 0.42861 | 0.43204 | 0.43547 | 0.4259 | 0.41633 | 0.40676 | 0.39719 | 0.38762 | 0.37805 | 0.36848 | 0.35892 | 0.34935 | 0.33978 | 0.33021 | 0.32064 | 0.31107 | 0.3015 | 0.29193 | 0.011593 | 0.011798 | 0.011949 | 0.012045 | 0.012084 | 0.011874 | 0.011716 | 0.011446 | 0.011177 | 0.010908 | 0.010638 | 0.010369 | 0.0101 | 0.0098307 | 0.0095614 | 0.0092921 | 0.0090228 | 0.0087535 | 0.0084843 | 0.008215 | 42177.4532 | 11917.0561 | 6573.0633 | 1857.1905
| PLD003-15398748 | 90 | PLD003 | PLD | 0 | 0 | 0.00094789 | 0.00095687 | 0.00096137 | 0.00096137 | 0.00095687 | 0.00096137 | 0.00097035 | 0.00097035 | 0.00097035 | 0.00097035 | 0.00097035 | 0.00097035 | 0.00097035 | 0.00097035 | 0.00097035 | 0.00097035 | 0.00097035 | 0.00097035 | 0.00097035 | 0.00097035 | 0.5316 | 0.53759 | 0.54359 | 0.54958 | 0.55558 | 0.54044 | 0.52531 | 0.51018 | 0.49505 | 0.47992 | 0.46479 | 0.44966 | 0.43452 | 0.41939 | 0.40426 | 0.38913 | 0.374 | 0.35887 | 0.34374 | 0.3286 | 0.014613 | 0.014918 | 0.015155 | 0.015322 | 0.015417 | 0.015067 | 0.014782 | 0.014357 | 0.013931 | 0.013505 | 0.013079 | 0.012653 | 0.012228 | 0.011802 | 0.011376 | 0.01095 | 0.010524 | 0.010099 | 0.0096728 | 0.009247 | 42177.4532 | 11917.0561 | 8116.1481 | 2293.1824
| PLD003-160436494 | 37 | PLD003 | PLD | 0 | 0 | 0.00094789 | 0.00095687 | 0.00096137 | 0.00096137 | 0.00095687 | 0.00096137 | 0.00097035 | 0.00097035 | 0.00097035 | 0.00097035 | 0.00097035 | 0.00097035 | 0.00097035 | 0.00097035 | 0.00097035 | 0.00097035 | 0.00097035 | 0.00097035 | 0.00097035 | 0.00097035 | 5.6767e-05 | 5.7347e-05 | 5.7928e-05 | 5.8509e-05 | 5.909e-05 | 5.7257e-05 | 5.5423e-05 | 5.3589e-05 | 5.1756e-05 | 4.9923e-05 | 4.8089e-05 | 4.6255e-05 | 4.4422e-05 | 4.2589e-05 | 4.0755e-05 | 3.8922e-05 | 3.7088e-05 | 3.5254e-05 | 3.3421e-05 | 3.1588e-05 | 1.5604e-06 | 1.5914e-06 | 1.615e-06 | 1.6312e-06 | 1.6397e-06 | 1.5963e-06 | 1.5596e-06 | 1.508e-06 | 1.4564e-06 | 1.4048e-06 | 1.3532e-06 | 1.3016e-06 | 1.25e-06 | 1.1984e-06 | 1.1469e-06 | 1.0953e-06 | 1.0437e-06 | 9.9207e-07 | 9.4047e-07 | 8.8888e-07 | 42177.4532 | 11917.0561 | 0.84453 | 0.23862
| PLD003-160436674 | 111 | PLD003 | PLD | 0 | 0 | 0.00094789 | 0.00095687 | 0.00096137 | 0.00096137 | 0.00095687 | 0.00096137 | 0.00097035 | 0.00097035 | 0.00097035 | 0.00097035 | 0.00097035 | 0.00097035 | 0.00097035 | 0.00097035 | 0.00097035 | 0.00097035 | 0.00097035 | 0.00097035 | 0.00097035 | 0.00097035 | 0.077075 | 0.077827 | 0.078578 | 0.07933 | 0.080082 | 0.078529 | 0.076977 | 0.075425 | 0.073872 | 0.07232 | 0.070768 | 0.069215 | 0.067663 | 0.066111 | 0.064558 | 0.063006 | 0.061454 | 0.059901 | 0.058349 | 0.056797 | 0.0021187 | 0.0021596 | 0.0021907 | 0.0022117 | 0.0022222 | 0.0021894 | 0.0021661 | 0.0021225 | 0.0020788 | 0.0020351 | 0.0019914 | 0.0019477 | 0.001904 | 0.0018604 | 0.0018167 | 0.001773 | 0.0017293 | 0.0016856 | 0.001642 | 0.0015983 | 42177.4532 | 11917.0561 | 1225.3072 | 346.2052
| PLD003-160451735 | 51 | PLD003 | PLD | 0 | 0 | 0.00094789 | 0.00095687 | 0.00096137 | 0.00096137 | 0.00095687 | 0.00096137 | 0.00097035 | 0.00097035 | 0.00097035 | 0.00097035 | 0.00097035 | 0.00097035 | 0.00097035 | 0.00097035 | 0.00097035 | 0.00097035 | 0.00097035 | 0.00097035 | 0.00097035 | 0.00097035 | 0.074015 | 0.074801 | 0.075587 | 0.076372 | 0.077158 | 0.075243 | 0.073329 | 0.071414 | 0.0695 | 0.067585 | 0.065671 | 0.063756 | 0.061842 | 0.059927 | 0.058013 | 0.056098 | 0.054184 | 0.052269 | 0.050355 | 0.04844 | 0.0020346 | 0.0020757 | 0.0021073 | 0.0021292 | 0.0021411 | 0.0020978 | 0.0020635 | 0.0020096 | 0.0019557 | 0.0019019 | 0.001848 | 0.0017941 | 0.0017402 | 0.0016864 | 0.0016325 | 0.0015786 | 0.0015247 | 0.0014709 | 0.001417 | 0.0013631 | 42177.4532 | 11917.0561 | 1143.7937 | 323.1739
| PLD003-160519395 | 54 | PLD003 | PLD | 0 | 0 | 0.00094789 | 0.00095687 | 0.00096137 | 0.00096137 | 0.00095687 | 0.00096137 | 0.00097035 | 0.00097035 | 0.00097035 | 0.00097035 | 0.00097035 | 0.00097035 | 0.00097035 | 0.00097035 | 0.00097035 | 0.00097035 | 0.00097035 | 0.00097035 | 0.00097035 | 0.00097035 | 0.029157 | 0.029448 | 0.02974 | 0.030031 | 0.030322 | 0.029625 | 0.028928 | 0.02823 | 0.027533 | 0.026836 | 0.026139 | 0.025442 | 0.024744 | 0.024047 | 0.02335 | 0.022653 | 0.021955 | 0.021258 | 0.020561 | 0.019864 | 0.00080149 | 0.00081717 | 0.00082913 | 0.00083725 | 0.00084142 | 0.00082593 | 0.00081403 | 0.00079441 | 0.00077479 | 0.00075517 | 0.00073555 | 0.00071593 | 0.00069631 | 0.00067669 | 0.00065707 | 0.00063745 | 0.00061783 | 0.00059821 | 0.00057859 | 0.00055897 | 42177.4532 | 11917.0561 | 454.4434 | 128.401
| PLD003-160519570 | 84 | PLD003 | PLD | 0 | 0 | 0.00094789 | 0.00095687 | 0.00096137 | 0.00096137 | 0.00095687 | 0.00096137 | 0.00097035 | 0.00097035 | 0.00097035 | 0.00097035 | 0.00097035 | 0.00097035 | 0.00097035 | 0.00097035 | 0.00097035 | 0.00097035 | 0.00097035 | 0.00097035 | 0.00097035 | 0.00097035 | 0.045224 | 0.045733 | 0.046241 | 0.04675 | 0.047259 | 0.046133 | 0.045007 | 0.043881 | 0.042755 | 0.041629 | 0.040503 | 0.039377 | 0.038251 | 0.037125 | 0.036 | 0.034874 | 0.033748 | 0.032622 | 0.031496 | 0.03037 | 0.0012431 | 0.001269 | 0.0012892 | 0.0013034 | 0.0013114 | 0.0012862 | 0.0012665 | 0.0012348 | 0.0012031 | 0.0011715 | 0.0011398 | 0.0011081 | 0.0010764 | 0.0010447 | 0.001013 | 0.00098135 | 0.00094967 | 0.00091798 | 0.0008863 | 0.00085461 | 42177.4532 | 11917.0561 | 704.2874 | 198.9933
| PLD003-160519700 | 97 | PLD003 | PLD | 0 | 0 | 0.00094789 | 0.00095687 | 0.00096137 | 0.00096137 | 0.00095687 | 0.00096137 | 0.00097035 | 0.00097035 | 0.00097035 | 0.00097035 | 0.00097035 | 0.00097035 | 0.00097035 | 0.00097035 | 0.00097035 | 0.00097035 | 0.00097035 | 0.00097035 | 0.00097035 | 0.00097035 | 0.0048157 | 0.0048523 | 0.0048888 | 0.0049253 | 0.0049619 | 0.0048596 | 0.0047573 | 0.004655 | 0.0045527 | 0.0044504 | 0.0043481 | 0.0042458 | 0.0041435 | 0.0040412 | 0.0039389 | 0.0038366 | 0.0037344 | 0.0036321 | 0.0035298 | 0.0034275 | 0.00013238 | 0.00013465 | 0.0001363 | 0.00013732 | 0.00013769 | 0.00013548 | 0.00013387 | 0.00013099 | 0.00012811 | 0.00012524 | 0.00012236 | 0.00011948 | 0.0001166 | 0.00011372 | 0.00011084 | 0.00010796 | 0.00010509 | 0.00010221 | 9.9328e-05 | 9.645e-05 | 42177.4532 | 11917.0561 | 75.505 | 21.3336
| PLD003-160519896 | 57 | PLD003 | PLD | 0 | 0 | 0.00094789 | 0.00095687 | 0.00096137 | 0.00096137 | 0.00095687 | 0.00096137 | 0.00097035 | 0.00097035 | 0.00097035 | 0.00097035 | 0.00097035 | 0.00097035 | 0.00097035 | 0.00097035 | 0.00097035 | 0.00097035 | 0.00097035 | 0.00097035 | 0.00097035 | 0.00097035 | 0.014146 | 0.014274 | 0.014402 | 0.014531 | 0.014659 | 0.014258 | 0.013858 | 0.013457 | 0.013056 | 0.012655 | 0.012255 | 0.011854 | 0.011453 | 0.011053 | 0.010652 | 0.010251 | 0.0098505 | 0.0094498 | 0.0090491 | 0.0086484 | 0.00038884 | 0.00039609 | 0.00040153 | 0.00040511 | 0.00040678 | 0.00039752 | 0.00038996 | 0.00037868 | 0.0003674 | 0.00035613 | 0.00034485 | 0.00033358 | 0.0003223 | 0.00031102 | 0.00029975 | 0.00028847 | 0.0002772 | 0.00026592 | 0.00025464 | 0.00024337 | 42177.4532 | 11917.0561 | 214.3517 | 60.5642
| PLD003-160520056 | 46 | PLD003 | PLD | 0 | 0 | 0.00094789 | 0.00095687 | 0.00096137 | 0.00096137 | 0.00095687 | 0.00096137 | 0.00097035 | 0.00097035 | 0.00097035 | 0.00097035 | 0.00097035 | 0.00097035 | 0.00097035 | 0.00097035 | 0.00097035 | 0.00097035 | 0.00097035 | 0.00097035 | 0.00097035 | 0.00097035 | 0.0010978 | 0.0011085 | 0.0011192 | 0.00113 | 0.0011407 | 0.0011059 | 0.001071 | 0.0010362 | 0.0010013 | 0.00096645 | 0.0009316 | 0.00089675 | 0.0008619 | 0.00082705 | 0.0007922 | 0.00075735 | 0.0007225 | 0.00068765 | 0.0006528 | 0.00061795 | 3.0176e-05 | 3.076e-05 | 3.1204e-05 | 3.1503e-05 | 3.1654e-05 | 3.0831e-05 | 3.0138e-05 | 2.9157e-05 | 2.8177e-05 | 2.7196e-05 | 2.6215e-05 | 2.5235e-05 | 2.4254e-05 | 2.3273e-05 | 2.2293e-05 | 2.1312e-05 | 2.0331e-05 | 1.9351e-05 | 1.837e-05 | 1.7389e-05 | 42177.4532 | 11917.0561 | 16.3555 | 4.6212
| PLD003-160574293 | 114 | PLD003 | PLD | 0 | 0 | 0.00094789 | 0.00095687 | 0.00096137 | 0.00096137 | 0.00095687 | 0.00096137 | 0.00097035 | 0.00097035 | 0.00097035 | 0.00097035 | 0.00097035 | 0.00097035 | 0.00097035 | 0.00097035 | 0.00097035 | 0.00097035 | 0.00097035 | 0.00097035 | 0.00097035 | 0.00097035 | 0.12767 | 0.12888 | 0.1301 | 0.13131 | 0.13252 | 0.13017 | 0.12783 | 0.12548 | 0.12313 | 0.12078 | 0.11843 | 0.11609 | 0.11374 | 0.11139 | 0.10904 | 0.10669 | 0.10434 | 0.102 | 0.099649 | 0.0973 | 0.0035095 | 0.0035764 | 0.003627 | 0.0036609 | 0.0036774 | 0.0036292 | 0.003597 | 0.003531 | 0.0034649 | 0.0033988 | 0.0033327 | 0.0032667 | 0.0032006 | 0.0031345 | 0.0030684 | 0.0030024 | 0.0029363 | 0.0028702 | 0.0028041 | 0.0027381 | 42177.4532 | 11917.0561 | 2047.0543 | 578.3863
| PLD003-160574380 | 50 | PLD003 | PLD | 0 | 0 | 0.00094789 | 0.00095687 | 0.00096137 | 0.00096137 | 0.00095687 | 0.00096137 | 0.00097035 | 0.00097035 | 0.00097035 | 0.00097035 | 0.00097035 | 0.00097035 | 0.00097035 | 0.00097035 | 0.00097035 | 0.00097035 | 0.00097035 | 0.00097035 | 0.00097035 | 0.00097035 | 0.0019113 | 0.0019252 | 0.001939 | 0.0019528 | 0.0019666 | 0.0019389 | 0.0019112 | 0.0018836 | 0.0018559 | 0.0018282 | 0.0018005 | 0.0017728 | 0.0017452 | 0.0017175 | 0.0016898 | 0.0016621 | 0.0016344 | 0.0016068 | 0.0015791 | 0.0015514 | 5.2541e-05 | 5.3422e-05 | 5.4058e-05 | 5.4443e-05 | 5.4572e-05 | 5.4056e-05 | 5.3782e-05 | 5.3003e-05 | 5.2225e-05 | 5.1446e-05 | 5.0667e-05 | 4.9888e-05 | 4.9109e-05 | 4.833e-05 | 4.7551e-05 | 4.6772e-05 | 4.5993e-05 | 4.5214e-05 | 4.4435e-05 | 4.3657e-05 | 42177.4532 | 11917.0561 | 31.0417 | 8.7707
| PLD003-160574486 | 40 | PLD003 | PLD | 0 | 0 | 0.00094789 | 0.00095687 | 0.00096137 | 0.00096137 | 0.00095687 | 0.00096137 | 0.00097035 | 0.00097035 | 0.00097035 | 0.00097035 | 0.00097035 | 0.00097035 | 0.00097035 | 0.00097035 | 0.00097035 | 0.00097035 | 0.00097035 | 0.00097035 | 0.00097035 | 0.00097035 | 0.021203 | 0.021423 | 0.021643 | 0.021863 | 0.022082 | 0.021675 | 0.021268 | 0.020861 | 0.020454 | 0.020047 | 0.01964 | 0.019233 | 0.018826 | 0.018419 | 0.018012 | 0.017605 | 0.017198 | 0.016791 | 0.016384 | 0.015977 | 0.00058285 | 0.00059448 | 0.0006034 | 0.00060952 | 0.00061277 | 0.0006043 | 0.0005985 | 0.00058704 | 0.00057559 | 0.00056414 | 0.00055268 | 0.00054123 | 0.00052978 | 0.00051832 | 0.00050687 | 0.00049542 | 0.00048396 | 0.00047251 | 0.00046106 | 0.0004496 | 42177.4532 | 11917.0561 | 339.552 | 95.9389
| PLD003-160574588 | 58 | PLD003 | PLD | 0 | 0 | 0.00094789 | 0.00095687 | 0.00096137 | 0.00096137 | 0.00095687 | 0.00096137 | 0.00097035 | 0.00097035 | 0.00097035 | 0.00097035 | 0.00097035 | 0.00097035 | 0.00097035 | 0.00097035 | 0.00097035 | 0.00097035 | 0.00097035 | 0.00097035 | 0.00097035 | 0.00097035 | 0.029054 | 0.029302 | 0.02955 | 0.029797 | 0.030045 | 0.029274 | 0.028503 | 0.027732 | 0.026961 | 0.026191 | 0.02542 | 0.024649 | 0.023878 | 0.023107 | 0.022336 | 0.021565 | 0.020794 | 0.020023 | 0.019252 | 0.018481 | 0.00079866 | 0.0008131 | 0.00082383 | 0.00083074 | 0.00083373 | 0.00081615 | 0.00080209 | 0.00078039 | 0.0007587 | 0.00073701 | 0.00071531 | 0.00069362 | 0.00067192 | 0.00065023 | 0.00062854 | 0.00060684 | 0.00058515 | 0.00056346 | 0.00054176 | 0.00052007 | 42177.4532 | 11917.0561 | 443.846 | 125.4068
| PLD003-162199489 | 13 | PLD003 | PLD | 0 | 0 | 0.00094789 | 0.00095687 | 0.00096137 | 0.00096137 | 0.00095687 | 0.00096137 | 0.00097035 | 0.00097035 | 0.00097035 | 0.00097035 | 0.00097035 | 0.00097035 | 0.00097035 | 0.00097035 | 0.00097035 | 0.00097035 | 0.00097035 | 0.00097035 | 0.00097035 | 0.00097035 | 0 | 0 | 0 | 0 | 0 | 0 | 0 | 0 | 0 | 0 | 0 | 0 | 0 | 0 | 0 | 0 | 0 | 0 | 0 | 0 | 0 | 0 | 0 | 0 | 0 | 0 | 0 | 0 | 0 | 0 | 0 | 0 | 0 | 0 | 0 | 0 | 0 | 0 | 0 | 0 | 42177.4532 | 11917.0561 | 0 | 0
| PLD003-162199732 | 15 | PLD003 | PLD | 0 | 0 | 0.00094789 | 0.00095687 | 0.00096137 | 0.00096137 | 0.00095687 | 0.00096137 | 0.00097035 | 0.00097035 | 0.00097035 | 0.00097035 | 0.00097035 | 0.00097035 | 0.00097035 | 0.00097035 | 0.00097035 | 0.00097035 | 0.00097035 | 0.00097035 | 0.00097035 | 0.00097035 | 0 | 0 | 0 | 0 | 0 | 0 | 0 | 0 | 0 | 0 | 0 | 0 | 0 | 0 | 0 | 0 | 0 | 0 | 0 | 0 | 0 | 0 | 0 | 0 | 0 | 0 | 0 | 0 | 0 | 0 | 0 | 0 | 0 | 0 | 0 | 0 | 0 | 0 | 0 | 0 | 42177.4532 | 11917.0561 | 0 | 0
| PLD003-162199939 | 21 | PLD003 | PLD | 0 | 0 | 0.00094789 | 0.00095687 | 0.00096137 | 0.00096137 | 0.00095687 | 0.00096137 | 0.00097035 | 0.00097035 | 0.00097035 | 0.00097035 | 0.00097035 | 0.00097035 | 0.00097035 | 0.00097035 | 0.00097035 | 0.00097035 | 0.00097035 | 0.00097035 | 0.00097035 | 0.00097035 | 0.00091829 | 0.00092677 | 0.00093525 | 0.00094372 | 0.0009522 | 0.00092598 | 0.00089976 | 0.00087354 | 0.00084732 | 0.0008211 | 0.00079488 | 0.00076866 | 0.00074244 | 0.00071622 | 0.00069 | 0.00066378 | 0.00063756 | 0.00061134 | 0.00058512 | 0.0005589 | 2.5243e-05 | 2.5717e-05 | 2.6074e-05 | 2.6311e-05 | 2.6423e-05 | 2.5816e-05 | 2.5319e-05 | 2.4582e-05 | 2.3844e-05 | 2.3106e-05 | 2.2368e-05 | 2.163e-05 | 2.0892e-05 | 2.0155e-05 | 1.9417e-05 | 1.8679e-05 | 1.7941e-05 | 1.7203e-05 | 1.6465e-05 | 1.5728e-05 | 42177.4532 | 11917.0561 | 13.9055 | 3.9289
| PLD003-162260412 | 13 | PLD003 | PLD | 0 | 0 | 0.00094789 | 0.00095687 | 0.00096137 | 0.00096137 | 0.00095687 | 0.00096137 | 0.00097035 | 0.00097035 | 0.00097035 | 0.00097035 | 0.00097035 | 0.00097035 | 0.00097035 | 0.00097035 | 0.00097035 | 0.00097035 | 0.00097035 | 0.00097035 | 0.00097035 | 0.00097035 | 0.00049872 | 0.00050424 | 0.00050976 | 0.00051528 | 0.0005208 | 0.0005088 | 0.0004968 | 0.0004848 | 0.0004728 | 0.0004608 | 0.0004488 | 0.0004368 | 0.0004248 | 0.0004128 | 0.0004008 | 0.0003888 | 0.0003768 | 0.0003648 | 0.0003528 | 0.0003408 | 1.3709e-05 | 1.3992e-05 | 1.4212e-05 | 1.4366e-05 | 1.4452e-05 | 1.4185e-05 | 1.398e-05 | 1.3642e-05 | 1.3305e-05 | 1.2967e-05 | 1.2629e-05 | 1.2292e-05 | 1.1954e-05 | 1.1616e-05 | 1.1279e-05 | 1.0941e-05 | 1.0603e-05 | 1.0266e-05 | 9.9278e-06 | 9.5902e-06 | 42177.4532 | 11917.0561 | 7.7975 | 2.2031
| PLD003-162378154 | 7 | PLD003 | PLD | 0 | 0 | 0.00094789 | 0.00095687 | 0.00096137 | 0.00096137 | 0.00095687 | 0.00096137 | 0.00097035 | 0.00097035 | 0.00097035 | 0.00097035 | 0.00097035 | 0.00097035 | 0.00097035 | 0.00097035 | 0.00097035 | 0.00097035 | 0.00097035 | 0.00097035 | 0.00097035 | 0.00097035 | 0.00071362 | 0.0007203 | 0.00072699 | 0.00073367 | 0.00074036 | 0.00071888 | 0.0006974 | 0.00067592 | 0.00065445 | 0.00063297 | 0.00061149 | 0.00059001 | 0.00056853 | 0.00054706 | 0.00052558 | 0.0005041 | 0.00048262 | 0.00046115 | 0.00043967 | 0.00041819 | 1.9617e-05 | 1.9988e-05 | 2.0268e-05 | 2.0455e-05 | 2.0544e-05 | 2.0042e-05 | 1.9625e-05 | 1.9021e-05 | 1.8416e-05 | 1.7812e-05 | 1.7207e-05 | 1.6603e-05 | 1.5999e-05 | 1.5394e-05 | 1.479e-05 | 1.4185e-05 | 1.3581e-05 | 1.2977e-05 | 1.2372e-05 | 1.1768e-05 | 42177.4532 | 11917.0561 | 10.7168 | 3.028
| PLD003-162378402 | 22 | PLD003 | PLD | 0 | 0 | 0.00094789 | 0.00095687 | 0.00096137 | 0.00096137 | 0.00095687 | 0.00096137 | 0.00097035 | 0.00097035 | 0.00097035 | 0.00097035 | 0.00097035 | 0.00097035 | 0.00097035 | 0.00097035 | 0.00097035 | 0.00097035 | 0.00097035 | 0.00097035 | 0.00097035 | 0.00097035 | 0.0013652 | 0.0013773 | 0.0013894 | 0.0014015 | 0.0014136 | 0.0013788 | 0.001344 | 0.0013093 | 0.0012745 | 0.0012397 | 0.0012049 | 0.0011701 | 0.0011354 | 0.0011006 | 0.0010658 | 0.001031 | 0.00099624 | 0.00096146 | 0.00092668 | 0.0008919 | 3.7528e-05 | 3.8219e-05 | 3.8736e-05 | 3.9073e-05 | 3.9227e-05 | 3.8441e-05 | 3.7822e-05 | 3.6843e-05 | 3.5864e-05 | 3.4886e-05 | 3.3907e-05 | 3.2928e-05 | 3.1949e-05 | 3.0971e-05 | 2.9992e-05 | 2.9013e-05 | 2.8034e-05 | 2.7056e-05 | 2.6077e-05 | 2.5098e-05 | 42177.4532 | 11917.0561 | 21.0063 | 5.9352
| PLD003-163610230 | 24 | PLD003 | PLD | 0 | 0 | 0.00094789 | 0.00095687 | 0.00096137 | 0.00096137 | 0.00095687 | 0.00096137 | 0.00097035 | 0.00097035 | 0.00097035 | 0.00097035 | 0.00097035 | 0.00097035 | 0.00097035 | 0.00097035 | 0.00097035 | 0.00097035 | 0.00097035 | 0.00097035 | 0.00097035 | 0.00097035 | 3.7706e-06 | 3.8254e-06 | 3.8803e-06 | 3.9351e-06 | 3.99e-06 | 3.8455e-06 | 3.701e-06 | 3.5564e-06 | 3.4119e-06 | 3.2674e-06 | 3.1229e-06 | 2.9783e-06 | 2.8338e-06 | 2.6893e-06 | 2.5448e-06 | 2.4002e-06 | 2.2557e-06 | 2.1112e-06 | 1.9667e-06 | 1.8221e-06 | 1.0365e-07 | 1.0615e-07 | 1.0818e-07 | 1.0971e-07 | 1.1072e-07 | 1.0721e-07 | 1.0415e-07 | 1.0008e-07 | 9.6011e-08 | 9.1944e-08 | 8.7878e-08 | 8.3811e-08 | 7.9744e-08 | 7.5677e-08 | 7.161e-08 | 6.7543e-08 | 6.3476e-08 | 5.9409e-08 | 5.5342e-08 | 5.1275e-08 | 42177.4532 | 11917.0561 | 0.055067 | 0.015559
| PLD003-163610492 | 19 | PLD003 | PLD | 0 | 0 | 0.00094789 | 0.00095687 | 0.00096137 | 0.00096137 | 0.00095687 | 0.00096137 | 0.00097035 | 0.00097035 | 0.00097035 | 0.00097035 | 0.00097035 | 0.00097035 | 0.00097035 | 0.00097035 | 0.00097035 | 0.00097035 | 0.00097035 | 0.00097035 | 0.00097035 | 0.00097035 | 0.013381 | 0.013511 | 0.013641 | 0.013771 | 0.013901 | 0.013631 | 0.01336 | 0.013089 | 0.012818 | 0.012547 | 0.012276 | 0.012005 | 0.011734 | 0.011463 | 0.011192 | 0.010921 | 0.01065 | 0.01038 | 0.010109 | 0.0098377 | 0.00036782 | 0.00037492 | 0.00038031 | 0.00038394 | 0.00038576 | 0.00038001 | 0.00037594 | 0.00036832 | 0.00036069 | 0.00035307 | 0.00034545 | 0.00033782 | 0.0003302 | 0.00032258 | 0.00031495 | 0.00030733 | 0.00029971 | 0.00029208 | 0.00028446 | 0.00027684 | 42177.4532 | 11917.0561 | 212.5809 | 60.0638
| PLD003-24597170 | 262 | PLD003 | PLD | 0 | 0 | 0.00094789 | 0.00095687 | 0.00096137 | 0.00096137 | 0.00095687 | 0.00096137 | 0.00097035 | 0.00097035 | 0.00097035 | 0.00097035 | 0.00097035 | 0.00097035 | 0.00097035 | 0.00097035 | 0.00097035 | 0.00097035 | 0.00097035 | 0.00097035 | 0.00097035 | 0.00097035 | 0.40494 | 0.40851 | 0.41209 | 0.41566 | 0.41924 | 0.4093 | 0.39935 | 0.38941 | 0.37946 | 0.36952 | 0.35957 | 0.34963 | 0.33968 | 0.32974 | 0.3198 | 0.30985 | 0.29991 | 0.28996 | 0.28002 | 0.27007 | 0.011131 | 0.011336 | 0.011489 | 0.011589 | 0.011634 | 0.011411 | 0.011238 | 0.010958 | 0.010678 | 0.010398 | 0.010118 | 0.0098386 | 0.0095588 | 0.0092789 | 0.0089991 | 0.0087193 | 0.0084394 | 0.0081596 | 0.0078798 | 0.0075999 | 42177.4532 | 11917.0561 | 6262.015 | 1769.3051
| PLD003-24597184 | 551 | PLD003 | PLD | 0 | 0 | 0.00094789 | 0.00095687 | 0.00096137 | 0.00096137 | 0.00095687 | 0.00096137 | 0.00097035 | 0.00097035 | 0.00097035 | 0.00097035 | 0.00097035 | 0.00097035 | 0.00097035 | 0.00097035 | 0.00097035 | 0.00097035 | 0.00097035 | 0.00097035 | 0.00097035 | 0.00097035 | 7.4278 | 7.4828 | 7.5378 | 7.5928 | 7.6478 | 7.5372 | 7.4267 | 7.3161 | 7.2055 | 7.095 | 6.9844 | 6.8738 | 6.7633 | 6.6527 | 6.5422 | 6.4316 | 6.321 | 6.2105 | 6.0999 | 5.9893 | 0.20418 | 0.20764 | 0.21015 | 0.21168 | 0.21222 | 0.21013 | 0.20899 | 0.20588 | 0.20276 | 0.19965 | 0.19654 | 0.19343 | 0.19032 | 0.18721 | 0.1841 | 0.18099 | 0.17787 | 0.17476 | 0.17165 | 0.16854 | 42177.4532 | 11917.0561 | 120450.2679 | 34032.6997
| PLD003-24605460 | 96 | PLD003 | PLD | 0 | 0 | 0.00094789 | 0.00095687 | 0.00096137 | 0.00096137 | 0.00095687 | 0.00096137 | 0.00097035 | 0.00097035 | 0.00097035 | 0.00097035 | 0.00097035 | 0.00097035 | 0.00097035 | 0.00097035 | 0.00097035 | 0.00097035 | 0.00097035 | 0.00097035 | 0.00097035 | 0.00097035 | 0.50618 | 0.51084 | 0.5155 | 0.52015 | 0.52481 | 0.51465 | 0.50448 | 0.49432 | 0.48415 | 0.47399 | 0.46382 | 0.45366 | 0.44349 | 0.43333 | 0.42317 | 0.413 | 0.40284 | 0.39267 | 0.38251 | 0.37234 | 0.013914 | 0.014175 | 0.014372 | 0.014502 | 0.014563 | 0.014348 | 0.014196 | 0.01391 | 0.013624 | 0.013338 | 0.013052 | 0.012766 | 0.01248 | 0.012194 | 0.011908 | 0.011622 | 0.011336 | 0.01105 | 0.010764 | 0.010478 | 42177.4532 | 11917.0561 | 8033.702 | 2269.8876
| PLD004-121146862 | 179 | PLD004 | PLD | 0 | 0 | 0.0008977 | 0.00088205 | 0.00087509 | 0.00086813 | 0.00086465 | 0.00086465 | 0.00086813 | 0.00086813 | 0.00086813 | 0.00086813 | 0.00086813 | 0.00086813 | 0.00086813 | 0.00086813 | 0.00086813 | 0.00086813 | 0.00086813 | 0.00086813 | 0.00086813 | 0.00086813 | 3.3178 | 3.3483 | 3.3787 | 3.4091 | 3.4395 | 3.3737 | 3.3079 | 3.2421 | 3.1763 | 3.1105 | 3.0447 | 2.9789 | 2.9131 | 2.8473 | 2.7815 | 2.7157 | 2.65 | 2.5842 | 2.5184 | 2.4526 | 0.086374 | 0.085646 | 0.085742 | 0.085826 | 0.086245 | 0.084595 | 0.083279 | 0.081623 | 0.079966 | 0.07831 | 0.076653 | 0.074997 | 0.07334 | 0.071684 | 0.070027 | 0.068371 | 0.066714 | 0.065058 | 0.063401 | 0.061745 | 42177.4532 | 11917.0561 | 47601.2952 | 13449.5391
| PLD004-15398624 | 130 | PLD004 | PLD | 0 | 0 | 0.0008977 | 0.00088205 | 0.00087509 | 0.00086813 | 0.00086465 | 0.00086465 | 0.00086813 | 0.00086813 | 0.00086813 | 0.00086813 | 0.00086813 | 0.00086813 | 0.00086813 | 0.00086813 | 0.00086813 | 0.00086813 | 0.00086813 | 0.00086813 | 0.00086813 | 0.00086813 | 3.4688 | 3.5027 | 3.5365 | 3.5703 | 3.6041 | 3.5253 | 3.4464 | 3.3676 | 3.2888 | 3.2099 | 3.1311 | 3.0522 | 2.9734 | 2.8946 | 2.8157 | 2.7369 | 2.6581 | 2.5792 | 2.5004 | 2.4215 | 0.090306 | 0.089596 | 0.089747 | 0.089885 | 0.090373 | 0.088396 | 0.086767 | 0.084782 | 0.082797 | 0.080812 | 0.078827 | 0.076843 | 0.074858 | 0.072873 | 0.070888 | 0.068903 | 0.066918 | 0.064934 | 0.062949 | 0.060964 | 42177.4532 | 11917.0561 | 49096.5044 | 13872.0039
| PLD004-72962767 | 116 | PLD004 | PLD | 0 | 0 | 0.0008977 | 0.00088205 | 0.00087509 | 0.00086813 | 0.00086465 | 0.00086465 | 0.00086813 | 0.00086813 | 0.00086813 | 0.00086813 | 0.00086813 | 0.00086813 | 0.00086813 | 0.00086813 | 0.00086813 | 0.00086813 | 0.00086813 | 0.00086813 | 0.00086813 | 0.00086813 | 0 | 0 | 0 | 0 | 0 | 0 | 0 | 0 | 0 | 0 | 0 | 0 | 0 | 0 | 0 | 0 | 0 | 0 | 0 | 0 | 0 | 0 | 0 | 0 | 0 | 0 | 0 | 0 | 0 | 0 | 0 | 0 | 0 | 0 | 0 | 0 | 0 | 0 | 0 | 0 | 42177.4532 | 11917.0561 | 0 | 0
| PLD005-15398737 | 95 | PLD005 | PLD | 0 | 0 | 0.0067335 | 0.0066762 | 0.0066189 | 0.0065903 | 0.006533 | 0.0065043 | 0.0064756 | 0.006447 | 0.006447 | 0.006447 | 0.006447 | 0.006447 | 0.006447 | 0.006447 | 0.006447 | 0.006447 | 0.006447 | 0.006447 | 0.006447 | 0.006447 | 0.68351 | 0.69031 | 0.6971 | 0.7039 | 0.7107 | 0.69487 | 0.67904 | 0.66321 | 0.64739 | 0.63156 | 0.61573 | 0.5999 | 0.58407 | 0.56824 | 0.55241 | 0.53659 | 0.52076 | 0.50493 | 0.4891 | 0.47327 | 0.13347 | 0.13365 | 0.13381 | 0.13453 | 0.13465 | 0.13107 | 0.12752 | 0.124 | 0.12104 | 0.11808 | 0.11512 | 0.11216 | 0.1092 | 0.10624 | 0.10328 | 0.10032 | 0.097362 | 0.094403 | 0.091443 | 0.088484 | 42177.4532 | 11917.0561 | 72245.6405 | 20412.6917
| PLD005-15398783 | 0 | PLD005 | PLD | 0 | 0 | 0.0067335 | 0.0066762 | 0.0066189 | 0.0065903 | 0.006533 | 0.0065043 | 0.0064756 | 0.006447 | 0.006447 | 0.006447 | 0.006447 | 0.006447 | 0.006447 | 0.006447 | 0.006447 | 0.006447 | 0.006447 | 0.006447 | 0.006447 | 0.006447 | 2.0026e-06 | 2.0294e-06 | 2.0563e-06 | 2.0831e-06 | 2.11e-06 | 2.0357e-06 | 1.9615e-06 | 1.8873e-06 | 1.813e-06 | 1.7388e-06 | 1.6645e-06 | 1.5902e-06 | 1.516e-06 | 1.4418e-06 | 1.3675e-06 | 1.2933e-06 | 1.219e-06 | 1.1447e-06 | 1.0705e-06 | 9.9625e-07 | 3.9105e-07 | 3.9292e-07 | 3.947e-07 | 3.9813e-07 | 3.9975e-07 | 3.8399e-07 | 3.6836e-07 | 3.5285e-07 | 3.3896e-07 | 3.2508e-07 | 3.112e-07 | 2.9732e-07 | 2.8344e-07 | 2.6955e-07 | 2.5567e-07 | 2.4179e-07 | 2.2791e-07 | 2.1403e-07 | 2.0014e-07 | 1.8626e-07 | 42177.4532 | 11917.0561 | 0 | 0
| PLD006-15398587 | 126 | PLD006 | PLD | 0 | 0 | 0.00062235 | 0.00062089 | 0.00061943 | 0.00061066 | 0.00060482 | 0.00060482 | 0.00060774 | 0.00060482 | 0.00060482 | 0.00060482 | 0.00060482 | 0.00060482 | 0.00060482 | 0.00060482 | 0.00060482 | 0.00060482 | 0.00060482 | 0.00060482 | 0.00060482 | 0.00060482 | 6.9038 | 6.9674 | 7.0309 | 7.0945 | 7.1581 | 7.0144 | 6.8706 | 6.7269 | 6.5832 | 6.4394 | 6.2957 | 6.152 | 6.0083 | 5.8645 | 5.7208 | 5.5771 | 5.4334 | 5.2896 | 5.1459 | 5.0022 | 0.1246 | 0.12545 | 0.1263 | 0.12564 | 0.12555 | 0.12303 | 0.12109 | 0.11799 | 0.11547 | 0.11295 | 0.11043 | 0.1079 | 0.10538 | 0.10286 | 0.10034 | 0.097821 | 0.0953 | 0.092779 | 0.090258 | 0.087737 | 42177.4532 | 11917.0561 | 68854.0216 | 19454.4045
| PLD006-161891725 | 36 | PLD006 | PLD | 0 | 0 | 0.00062235 | 0.00062089 | 0.00061943 | 0.00061066 | 0.00060482 | 0.00060482 | 0.00060774 | 0.00060482 | 0.00060482 | 0.00060482 | 0.00060482 | 0.00060482 | 0.00060482 | 0.00060482 | 0.00060482 | 0.00060482 | 0.00060482 | 0.00060482 | 0.00060482 | 0.00060482 | 0.023666 | 0.02394 | 0.024215 | 0.024489 | 0.024764 | 0.024065 | 0.023366 | 0.022667 | 0.021968 | 0.021269 | 0.020571 | 0.019872 | 0.019173 | 0.018474 | 0.017775 | 0.017076 | 0.016378 | 0.015679 | 0.01498 | 0.014281 | 0.00042712 | 0.00043106 | 0.00043498 | 0.00043368 | 0.00043435 | 0.00042209 | 0.00041181 | 0.00039758 | 0.00038532 | 0.00037306 | 0.0003608 | 0.00034855 | 0.00033629 | 0.00032403 | 0.00031177 | 0.00029952 | 0.00028726 | 0.000275 | 0.00026275 | 0.00025049 | 42177.4532 | 11917.0561 | 226.9772 | 64.1314
| PLD006-161892052 | 13 | PLD006 | PLD | 0 | 0 | 0.00062235 | 0.00062089 | 0.00061943 | 0.00061066 | 0.00060482 | 0.00060482 | 0.00060774 | 0.00060482 | 0.00060482 | 0.00060482 | 0.00060482 | 0.00060482 | 0.00060482 | 0.00060482 | 0.00060482 | 0.00060482 | 0.00060482 | 0.00060482 | 0.00060482 | 0.00060482 | 0 | 0 | 0 | 0 | 0 | 0 | 0 | 0 | 0 | 0 | 0 | 0 | 0 | 0 | 0 | 0 | 0 | 0 | 0 | 0 | 0 | 0 | 0 | 0 | 0 | 0 | 0 | 0 | 0 | 0 | 0 | 0 | 0 | 0 | 0 | 0 | 0 | 0 | 0 | 0 | 42177.4532 | 11917.0561 | 0 | 0
| PLD006-162198254 | 17 | PLD006 | PLD | 0 | 0 | 0.00062235 | 0.00062089 | 0.00061943 | 0.00061066 | 0.00060482 | 0.00060482 | 0.00060774 | 0.00060482 | 0.00060482 | 0.00060482 | 0.00060482 | 0.00060482 | 0.00060482 | 0.00060482 | 0.00060482 | 0.00060482 | 0.00060482 | 0.00060482 | 0.00060482 | 0.00060482 | 3.253e-08 | 3.2948e-08 | 3.3365e-08 | 3.3783e-08 | 3.42e-08 | 3.2979e-08 | 3.1758e-08 | 3.0537e-08 | 2.9316e-08 | 2.8095e-08 | 2.6874e-08 | 2.5653e-08 | 2.4432e-08 | 2.3211e-08 | 2.199e-08 | 2.0769e-08 | 1.9548e-08 | 1.8327e-08 | 1.7106e-08 | 1.5885e-08 | 5.8711e-10 | 5.9325e-10 | 5.9935e-10 | 5.9826e-10 | 5.9986e-10 | 5.7845e-10 | 5.5972e-10 | 5.3561e-10 | 5.142e-10 | 4.9278e-10 | 4.7136e-10 | 4.4995e-10 | 4.2853e-10 | 4.0712e-10 | 3.857e-10 | 3.6428e-10 | 3.4287e-10 | 3.2145e-10 | 3.0004e-10 | 2.7862e-10 | 42177.4532 | 11917.0561 | 0.00029945 | 8.4607e-05
| PLD006-162198466 | 17 | PLD006 | PLD | 0 | 0 | 0.00062235 | 0.00062089 | 0.00061943 | 0.00061066 | 0.00060482 | 0.00060482 | 0.00060774 | 0.00060482 | 0.00060482 | 0.00060482 | 0.00060482 | 0.00060482 | 0.00060482 | 0.00060482 | 0.00060482 | 0.00060482 | 0.00060482 | 0.00060482 | 0.00060482 | 0.00060482 | 0.0039933 | 0.0040107 | 0.0040282 | 0.0040457 | 0.0040632 | 0.0040437 | 0.0040243 | 0.0040048 | 0.0039853 | 0.0039659 | 0.0039464 | 0.0039269 | 0.0039074 | 0.003888 | 0.0038685 | 0.003849 | 0.0038296 | 0.0038101 | 0.0037906 | 0.0037712 | 7.2071e-05 | 7.2217e-05 | 7.2361e-05 | 7.1647e-05 | 7.1268e-05 | 7.0926e-05 | 7.0926e-05 | 7.0243e-05 | 6.9902e-05 | 6.956e-05 | 6.9219e-05 | 6.8877e-05 | 6.8536e-05 | 6.8194e-05 | 6.7853e-05 | 6.7511e-05 | 6.717e-05 | 6.6828e-05 | 6.6487e-05 | 6.6145e-05 | 42177.4532 | 11917.0561 | 42.5555 | 12.0239
| PLD006-162198656 | 29 | PLD006 | PLD | 0 | 0 | 0.00062235 | 0.00062089 | 0.00061943 | 0.00061066 | 0.00060482 | 0.00060482 | 0.00060774 | 0.00060482 | 0.00060482 | 0.00060482 | 0.00060482 | 0.00060482 | 0.00060482 | 0.00060482 | 0.00060482 | 0.00060482 | 0.00060482 | 0.00060482 | 0.00060482 | 0.00060482 | 0.015927 | 0.016106 | 0.016285 | 0.016464 | 0.016643 | 0.016226 | 0.01581 | 0.015393 | 0.014976 | 0.014559 | 0.014142 | 0.013725 | 0.013309 | 0.012892 | 0.012475 | 0.012058 | 0.011641 | 0.011224 | 0.010808 | 0.010391 | 0.00028746 | 0.00029 | 0.00029254 | 0.00029157 | 0.00029192 | 0.00028461 | 0.00027864 | 0.00026999 | 0.00026267 | 0.00025536 | 0.00024805 | 0.00024074 | 0.00023343 | 0.00022612 | 0.00021881 | 0.0002115 | 0.00020419 | 0.00019687 | 0.00018956 | 0.00018225 | 42177.4532 | 11917.0561 | 155.4263 | 43.915
| PLD006-162260039 | 14 | PLD006 | PLD | 0 | 0 | 0.00062235 | 0.00062089 | 0.00061943 | 0.00061066 | 0.00060482 | 0.00060482 | 0.00060774 | 0.00060482 | 0.00060482 | 0.00060482 | 0.00060482 | 0.00060482 | 0.00060482 | 0.00060482 | 0.00060482 | 0.00060482 | 0.00060482 | 0.00060482 | 0.00060482 | 0.00060482 | 5.1863e-05 | 5.2647e-05 | 5.3431e-05 | 5.4216e-05 | 5.5e-05 | 5.3215e-05 | 5.143e-05 | 4.9645e-05 | 4.786e-05 | 4.6075e-05 | 4.429e-05 | 4.2505e-05 | 4.072e-05 | 3.8935e-05 | 3.715e-05 | 3.5365e-05 | 3.358e-05 | 3.1795e-05 | 3.001e-05 | 2.8225e-05 | 9.3603e-07 | 9.4796e-07 | 9.5981e-07 | 9.6012e-07 | 9.6469e-07 | 9.3338e-07 | 9.0643e-07 | 8.7076e-07 | 8.3946e-07 | 8.0815e-07 | 7.7684e-07 | 7.4553e-07 | 7.1422e-07 | 6.8291e-07 | 6.516e-07 | 6.203e-07 | 5.8899e-07 | 5.5768e-07 | 5.2637e-07 | 4.9506e-07 | 42177.4532 | 11917.0561 | 0.49035 | 0.13855
| PLD006-162260159 | 2 | PLD006 | PLD | 0 | 0 | 0.00062235 | 0.00062089 | 0.00061943 | 0.00061066 | 0.00060482 | 0.00060482 | 0.00060774 | 0.00060482 | 0.00060482 | 0.00060482 | 0.00060482 | 0.00060482 | 0.00060482 | 0.00060482 | 0.00060482 | 0.00060482 | 0.00060482 | 0.00060482 | 0.00060482 | 0.00060482 | 0.0026231 | 0.0026564 | 0.0026897 | 0.0027229 | 0.0027562 | 0.0026808 | 0.0026053 | 0.0025298 | 0.0024544 | 0.0023789 | 0.0023034 | 0.0022279 | 0.0021525 | 0.002077 | 0.0020015 | 0.0019261 | 0.0018506 | 0.0017751 | 0.0016997 | 0.0016242 | 4.7342e-05 | 4.783e-05 | 4.8316e-05 | 4.8221e-05 | 4.8344e-05 | 4.702e-05 | 4.5917e-05 | 4.4373e-05 | 4.3049e-05 | 4.1725e-05 | 4.0401e-05 | 3.9078e-05 | 3.7754e-05 | 3.643e-05 | 3.5107e-05 | 3.3783e-05 | 3.2459e-05 | 3.1136e-05 | 2.9812e-05 | 2.8488e-05 | 42177.4532 | 11917.0561 | 25.3675 | 7.1675
| PLD006-162260296 | 45 | PLD006 | PLD | 0 | 0 | 0.00062235 | 0.00062089 | 0.00061943 | 0.00061066 | 0.00060482 | 0.00060482 | 0.00060774 | 0.00060482 | 0.00060482 | 0.00060482 | 0.00060482 | 0.00060482 | 0.00060482 | 0.00060482 | 0.00060482 | 0.00060482 | 0.00060482 | 0.00060482 | 0.00060482 | 0.00060482 | 0.0048984 | 0.0049253 | 0.0049521 | 0.004979 | 0.0050058 | 0.0049494 | 0.0048929 | 0.0048365 | 0.00478 | 0.0047236 | 0.0046671 | 0.0046107 | 0.0045542 | 0.0044978 | 0.0044413 | 0.0043849 | 0.0043284 | 0.004272 | 0.0042155 | 0.0041591 | 8.8407e-05 | 8.8683e-05 | 8.8957e-05 | 8.8174e-05 | 8.7801e-05 | 8.6811e-05 | 8.6235e-05 | 8.4831e-05 | 8.3841e-05 | 8.285e-05 | 8.186e-05 | 8.087e-05 | 7.988e-05 | 7.889e-05 | 7.79e-05 | 7.691e-05 | 7.592e-05 | 7.493e-05 | 7.3939e-05 | 7.2949e-05 | 42177.4532 | 11917.0561 | 50.6454 | 14.3096
| PLD006-202509382 | 500 | PLD006 | PLD | 0 | 0 | 0.00062235 | 0.00062089 | 0.00061943 | 0.00061066 | 0.00060482 | 0.00060482 | 0.00060774 | 0.00060482 | 0.00060482 | 0.00060482 | 0.00060482 | 0.00060482 | 0.00060482 | 0.00060482 | 0.00060482 | 0.00060482 | 0.00060482 | 0.00060482 | 0.00060482 | 0.00060482 | 5.3365 | 5.3502 | 5.3639 | 5.3775 | 5.3912 | 5.3626 | 5.334 | 5.3054 | 5.2768 | 5.2482 | 5.2196 | 5.191 | 5.1623 | 5.1337 | 5.1051 | 5.0765 | 5.0479 | 5.0193 | 4.9907 | 4.9621 | 0.096314 | 0.096335 | 0.096354 | 0.095232 | 0.094561 | 0.094059 | 0.094009 | 0.093056 | 0.092554 | 0.092052 | 0.09155 | 0.091048 | 0.090547 | 0.090045 | 0.089543 | 0.089041 | 0.088539 | 0.088038 | 0.087536 | 0.087034 | 42177.4532 | 11917.0561 | 56383.8712 | 15931.0178
| PLD006-24597156 | 276 | PLD006 | PLD | 0 | 0 | 0.00062235 | 0.00062089 | 0.00061943 | 0.00061066 | 0.00060482 | 0.00060482 | 0.00060774 | 0.00060482 | 0.00060482 | 0.00060482 | 0.00060482 | 0.00060482 | 0.00060482 | 0.00060482 | 0.00060482 | 0.00060482 | 0.00060482 | 0.00060482 | 0.00060482 | 0.00060482 | 1.1646 | 1.1765 | 1.1883 | 1.2001 | 1.2119 | 1.1831 | 1.1544 | 1.1256 | 1.0968 | 1.068 | 1.0392 | 1.0104 | 0.98165 | 0.95286 | 0.92408 | 0.89529 | 0.86651 | 0.83773 | 0.80894 | 0.78016 | 0.021019 | 0.021183 | 0.021346 | 0.021253 | 0.021257 | 0.020752 | 0.020345 | 0.019742 | 0.019237 | 0.018733 | 0.018228 | 0.017723 | 0.017218 | 0.016713 | 0.016208 | 0.015703 | 0.015198 | 0.014694 | 0.014189 | 0.013684 | 42177.4532 | 11917.0561 | 11410.8174 | 3224.0769
| RCT011-15430907 | 198 | RCT011 | RCTS | 0 | 0 | 0.0024676 | 0.0025108 | 0.002554 | 0.0025663 | 0.002591 | 0.0026403 | 0.0026959 | 0.0027144 | 0.0027144 | 0.0027144 | 0.0027144 | 0.0027144 | 0.0027144 | 0.0027144 | 0.0027144 | 0.0027144 | 0.0027144 | 0.0027144 | 0.0027144 | 0.0027144 | 17.9993 | 18.1069 | 18.2144 | 18.322 | 18.4296 | 18.4444 | 18.4593 | 18.4741 | 18.489 | 18.5038 | 18.5187 | 18.5335 | 18.5484 | 18.5632 | 18.5781 | 18.5929 | 18.6078 | 18.6226 | 18.6375 | 18.6523 | 1.288 | 1.3184 | 1.3491 | 1.3636 | 1.3848 | 1.4123 | 1.4431 | 1.4542 | 1.4554 | 1.4566 | 1.4577 | 1.4589 | 1.4601 | 1.4612 | 1.4624 | 1.4636 | 1.4647 | 1.4659 | 1.4671 | 1.4683 | 53595.3633 | 12533.6839 | 1099109.2159 | 257035.0615
| RCT012-109224809 | 3 | RCT012 | RCTS | 0 | 0 | 1.845 | 1.845 | 1.845 | 1.84 | 1.835 | 1.835 | 1.835 | 1.84 | 1.84 | 1.84 | 1.84 | 1.84 | 1.84 | 1.84 | 1.84 | 1.84 | 1.84 | 1.84 | 1.84 | 1.84 | 6.0094e-05 | 6.0546e-05 | 6.0997e-05 | 6.1449e-05 | 6.19e-05 | 6.2225e-05 | 6.255e-05 | 6.2875e-05 | 6.32e-05 | 6.3525e-05 | 6.385e-05 | 6.4175e-05 | 6.45e-05 | 6.4825e-05 | 6.515e-05 | 6.5475e-05 | 6.58e-05 | 6.6125e-05 | 6.645e-05 | 6.6775e-05 | 0.0032153 | 0.0032395 | 0.0032637 | 0.0032789 | 0.003294 | 0.0033113 | 0.0033286 | 0.003355 | 0.0033724 | 0.0033897 | 0.003407 | 0.0034244 | 0.0034417 | 0.0034591 | 0.0034764 | 0.0034937 | 0.0035111 | 0.0035284 | 0.0035458 | 0.0035631 | 53595.3633 | 12533.6839 | 2614.962 | 611.5288
| RCT013-15430798 | 264 | RCT013 | RCTS | 0 | 0 | 0.0089311 | 0.0090182 | 0.0090499 | 0.0090103 | 0.0090024 | 0.0091053 | 0.0092399 | 0.0091845 | 0.0091845 | 0.0091845 | 0.0091845 | 0.0091845 | 0.0091845 | 0.0091845 | 0.0091845 | 0.0091845 | 0.0091845 | 0.0091845 | 0.0091845 | 0.0091845 | 8.4806 | 8.5352 | 8.5898 | 8.6444 | 8.699 | 8.7128 | 8.7266 | 8.7404 | 8.7542 | 8.7681 | 8.7819 | 8.7957 | 8.8095 | 8.8233 | 8.8372 | 8.851 | 8.8648 | 8.8786 | 8.8924 | 8.9063 | 2.1965 | 2.2322 | 2.2544 | 2.2588 | 2.271 | 2.3006 | 2.3384 | 2.328 | 2.3317 | 2.3354 | 2.3391 | 2.3427 | 2.3464 | 2.3501 | 2.3538 | 2.3575 | 2.3611 | 2.3648 | 2.3685 | 2.3722 | 53595.3633 | 12533.6839 | 1790923.3971 | 418821.0769
| RCT013-24605168 | 61 | RCT013 | RCTS | 0 | 7 | 0.0089311 | 0.0090182 | 0.0090499 | 0.0090103 | 0.0090024 | 0.0091053 | 0.0092399 | 0.0091845 | 0.0091845 | 0.0091845 | 0.0091845 | 0.0091845 | 0.0091845 | 0.0091845 | 0.0091845 | 0.0091845 | 0.0091845 | 0.0091845 | 0.0091845 | 0.0091845 | 10.0572 | 10.1097 | 10.1622 | 10.2148 | 10.2673 | 10.2572 | 10.2471 | 10.237 | 10.2269 | 10.2168 | 10.2067 | 10.1966 | 10.1865 | 10.1764 | 10.1663 | 10.1562 | 10.1461 | 10.136 | 10.1259 | 10.1158 | 2.6048 | 2.644 | 2.667 | 2.6691 | 2.6805 | 2.7085 | 2.7458 | 2.7266 | 2.7239 | 2.7212 | 2.7186 | 2.7159 | 2.7132 | 2.7105 | 2.7078 | 2.7051 | 2.7024 | 2.6997 | 2.697 | 2.6943 | 53595.3633 | 12533.6839 | 2088008.6607 | 488296.7285
| RCT013-24605182 | 160 | RCT013 | RCTS | 0 | 0 | 0.0089311 | 0.0090182 | 0.0090499 | 0.0090103 | 0.0090024 | 0.0091053 | 0.0092399 | 0.0091845 | 0.0091845 | 0.0091845 | 0.0091845 | 0.0091845 | 0.0091845 | 0.0091845 | 0.0091845 | 0.0091845 | 0.0091845 | 0.0091845 | 0.0091845 | 0.0091845 | 1.5936 | 1.596 | 1.5985 | 1.601 | 1.6034 | 1.6 | 1.5965 | 1.5931 | 1.5896 | 1.5862 | 1.5827 | 1.5793 | 1.5758 | 1.5723 | 1.5689 | 1.5654 | 1.562 | 1.5585 | 1.5551 | 1.5516 | 0.41274 | 0.41741 | 0.41952 | 0.41833 | 0.4186 | 0.42248 | 0.4278 | 0.42431 | 0.42339 | 0.42247 | 0.42155 | 0.42063 | 0.41971 | 0.41879 | 0.41788 | 0.41696 | 0.41604 | 0.41512 | 0.4142 | 0.41328 | 53595.3633 | 12533.6839 | 324897.2821 | 75979.704
| RCT014-15430846 | 1 | RCT014 | RCTS | 0 | 0 | 0.014137 | 0.014194 | 0.014208 | 0.014151 | 0.014137 | 0.014223 | 0.014308 | 0.01428 | 0.01428 | 0.01428 | 0.01428 | 0.01428 | 0.01428 | 0.01428 | 0.01428 | 0.01428 | 0.01428 | 0.01428 | 0.01428 | 0.01428 | 0 | 0 | 0 | 0 | 0 | 0 | 0 | 0 | 0 | 0 | 0 | 0 | 0 | 0 | 0 | 0 | 0 | 0 | 0 | 0 | 0 | 0 | 0 | 0 | 0 | 0 | 0 | 0 | 0 | 0 | 0 | 0 | 0 | 0 | 0 | 0 | 0 | 0 | 0 | 0 | 53595.3633 | 12533.6839 | 0 | 0
| RCT014-24605126 | 102 | RCT014 | RCTS | 0 | 0 | 0.014137 | 0.014194 | 0.014208 | 0.014151 | 0.014137 | 0.014223 | 0.014308 | 0.01428 | 0.01428 | 0.01428 | 0.01428 | 0.01428 | 0.01428 | 0.01428 | 0.01428 | 0.01428 | 0.01428 | 0.01428 | 0.01428 | 0.01428 | 0.0055913 | 0.0056304 | 0.0056695 | 0.0057086 | 0.0057477 | 0.0057584 | 0.0057691 | 0.0057798 | 0.0057905 | 0.0058012 | 0.005812 | 0.0058227 | 0.0058334 | 0.0058441 | 0.0058548 | 0.0058655 | 0.0058762 | 0.0058869 | 0.0058976 | 0.0059083 | 0.0022923 | 0.0023176 | 0.0023361 | 0.0023427 | 0.0023564 | 0.0023751 | 0.0023938 | 0.0023935 | 0.0023979 | 0.0024023 | 0.0024068 | 0.0024112 | 0.0024157 | 0.0024201 | 0.0024245 | 0.002429 | 0.0024334 | 0.0024378 | 0.0024423 | 0.0024467 | 53595.3633 | 12533.6839 | 1848.6648 | 432.3244
| RCT014-24611042 | 204 | RCT014 | RCTS | 0 | 0 | 0.014137 | 0.014194 | 0.014208 | 0.014151 | 0.014137 | 0.014223 | 0.014308 | 0.01428 | 0.01428 | 0.01428 | 0.01428 | 0.01428 | 0.01428 | 0.01428 | 0.01428 | 0.01428 | 0.01428 | 0.01428 | 0.01428 | 0.01428 | 3.7814 | 3.8062 | 3.831 | 3.8558 | 3.8806 | 3.8869 | 3.8933 | 3.8996 | 3.9059 | 3.9122 | 3.9186 | 3.9249 | 3.9312 | 3.9376 | 3.9439 | 3.9502 | 3.9565 | 3.9629 | 3.9692 | 3.9755 | 1.5503 | 1.5667 | 1.5785 | 1.5824 | 1.5909 | 1.6032 | 1.6155 | 1.6149 | 1.6175 | 1.6201 | 1.6227 | 1.6253 | 1.628 | 1.6306 | 1.6332 | 1.6358 | 1.6384 | 1.6411 | 1.6437 | 1.6463 | 53595.3633 | 12533.6839 | 1247023.2113 | 291625.8759
| RCT015-15430944 | 25 | RCT015 | RCTS | 0 | 0 | 0.08375 | 0.084 | 0.08425 | 0.0845 | 0.08475 | 0.085 | 0.08525 | 0.08575 | 0.08575 | 0.08575 | 0.08575 | 0.08575 | 0.08575 | 0.08575 | 0.08575 | 0.08575 | 0.08575 | 0.08575 | 0.08575 | 0.08575 | 0.054485 | 0.05489 | 0.055295 | 0.0557 | 0.056104 | 0.056323 | 0.056542 | 0.056761 | 0.05698 | 0.057199 | 0.057418 | 0.057637 | 0.057856 | 0.058074 | 0.058293 | 0.058512 | 0.058731 | 0.05895 | 0.059169 | 0.059388 | 0.13233 | 0.13371 | 0.1351 | 0.13649 | 0.13789 | 0.13884 | 0.13979 | 0.14115 | 0.1417 | 0.14224 | 0.14278 | 0.14333 | 0.14387 | 0.14442 | 0.14496 | 0.14551 | 0.14605 | 0.14659 | 0.14714 | 0.14768 | 53595.3633 | 12533.6839 | 109036.2545 | 25498.9586
| RCT021-15430691 | 299 | RCT021 | RCTS | 0 | 0 | 0.0042781 | 0.0043545 | 0.0043927 | 0.0044079 | 0.0044309 | 0.0045073 | 0.0045837 | 0.0045989 | 0.0045989 | 0.0045989 | 0.0045989 | 0.0045989 | 0.0045989 | 0.0045989 | 0.0045989 | 0.0045989 | 0.0045989 | 0.0045989 | 0.0045989 | 0.0045989 | 5.1603 | 5.1958 | 5.2313 | 5.2668 | 5.3022 | 5.3161 | 5.33 | 5.3439 | 5.3578 | 5.3717 | 5.3856 | 5.3995 | 5.4134 | 5.4273 | 5.4412 | 5.4551 | 5.469 | 5.4829 | 5.4968 | 5.5107 | 0.64021 | 0.65612 | 0.6664 | 0.67325 | 0.68131 | 0.69487 | 0.7085 | 0.71271 | 0.71457 | 0.71642 | 0.71827 | 0.72013 | 0.72198 | 0.72383 | 0.72569 | 0.72754 | 0.72939 | 0.73125 | 0.7331 | 0.73495 | 53595.3633 | 12533.6839 | 543557.0588 | 127114.9582
| RCT021-24612845 | 30 | RCT021 | RCTS | 0 | 0 | 0.0042781 | 0.0043545 | 0.0043927 | 0.0044079 | 0.0044309 | 0.0045073 | 0.0045837 | 0.0045989 | 0.0045989 | 0.0045989 | 0.0045989 | 0.0045989 | 0.0045989 | 0.0045989 | 0.0045989 | 0.0045989 | 0.0045989 | 0.0045989 | 0.0045989 | 0.0045989 | 0.081773 | 0.082282 | 0.08279 | 0.083299 | 0.083807 | 0.083957 | 0.084108 | 0.084258 | 0.084408 | 0.084558 | 0.084708 | 0.084859 | 0.085009 | 0.085159 | 0.085309 | 0.085459 | 0.08561 | 0.08576 | 0.08591 | 0.08606 | 0.010145 | 0.010391 | 0.010546 | 0.010648 | 0.010769 | 0.010974 | 0.01118 | 0.011237 | 0.011257 | 0.011277 | 0.011297 | 0.011318 | 0.011338 | 0.011358 | 0.011378 | 0.011398 | 0.011418 | 0.011438 | 0.011458 | 0.011478 | 53595.3633 | 12533.6839 | 8558.7826 | 2001.5365
| RCT022-109224755 | 348 | RCT022 | RCTS | 0 | 0 | 0.0046778 | 0.0048091 | 0.0049045 | 0.0049165 | 0.0049702 | 0.0051253 | 0.0052924 | 0.0052745 | 0.0052745 | 0.0052745 | 0.0052745 | 0.0052745 | 0.0052745 | 0.0052745 | 0.0052745 | 0.0052745 | 0.0052745 | 0.0052745 | 0.0052745 | 0.0052745 | 5.6175 | 5.6517 | 5.6858 | 5.7199 | 5.754 | 5.7641 | 5.7741 | 5.7842 | 5.7943 | 5.8043 | 5.8144 | 5.8244 | 5.8345 | 5.8445 | 5.8546 | 5.8646 | 5.8747 | 5.8847 | 5.8948 | 5.9048 | 0.76206 | 0.7882 | 0.8087 | 0.81553 | 0.82936 | 0.85674 | 0.88621 | 0.88475 | 0.88629 | 0.88782 | 0.88936 | 0.8909 | 0.89243 | 0.89397 | 0.89551 | 0.89705 | 0.89858 | 0.90012 | 0.90166 | 0.9032 | 53595.3633 | 12533.6839 | 667239.2355 | 156038.9772
| RCT022-160254089 | 35 | RCT022 | RCTS | 0 | 0 | 0.0046778 | 0.0048091 | 0.0049045 | 0.0049165 | 0.0049702 | 0.0051253 | 0.0052924 | 0.0052745 | 0.0052745 | 0.0052745 | 0.0052745 | 0.0052745 | 0.0052745 | 0.0052745 | 0.0052745 | 0.0052745 | 0.0052745 | 0.0052745 | 0.0052745 | 0.0052745 | 0.0036283 | 0.0036523 | 0.0036762 | 0.0037001 | 0.003724 | 0.0037324 | 0.0037409 | 0.0037493 | 0.0037577 | 0.0037661 | 0.0037745 | 0.003783 | 0.0037914 | 0.0037998 | 0.0038082 | 0.0038167 | 0.0038251 | 0.0038335 | 0.0038419 | 0.0038503 | 0.00049221 | 0.00050935 | 0.00052287 | 0.00052755 | 0.00053676 | 0.00055476 | 0.00057414 | 0.00057349 | 0.00057478 | 0.00057606 | 0.00057735 | 0.00057864 | 0.00057993 | 0.00058122 | 0.0005825 | 0.00058379 | 0.00058508 | 0.00058637 | 0.00058766 | 0.00058895 | 53595.3633 | 12533.6839 | 432.8478 | 101.2247
| RCT022-160254223 | 67 | RCT022 | RCTS | 0 | 0 | 0.0046778 | 0.0048091 | 0.0049045 | 0.0049165 | 0.0049702 | 0.0051253 | 0.0052924 | 0.0052745 | 0.0052745 | 0.0052745 | 0.0052745 | 0.0052745 | 0.0052745 | 0.0052745 | 0.0052745 | 0.0052745 | 0.0052745 | 0.0052745 | 0.0052745 | 0.0052745 | 0.021793 | 0.021952 | 0.022111 | 0.02227 | 0.022429 | 0.022431 | 0.022432 | 0.022434 | 0.022435 | 0.022437 | 0.022438 | 0.02244 | 0.022441 | 0.022443 | 0.022444 | 0.022446 | 0.022447 | 0.022449 | 0.02245 | 0.022452 | 0.0029564 | 0.0030615 | 0.0031449 | 0.0031752 | 0.0032328 | 0.003334 | 0.0034429 | 0.0034315 | 0.0034317 | 0.0034319 | 0.0034321 | 0.0034324 | 0.0034326 | 0.0034328 | 0.0034331 | 0.0034333 | 0.0034335 | 0.0034337 | 0.003434 | 0.0034342 | 53595.3633 | 12533.6839 | 2576.6396 | 602.5668
| RCT022-160652528 | 63 | RCT022 | RCTS | 0 | 0 | 0.0046778 | 0.0048091 | 0.0049045 | 0.0049165 | 0.0049702 | 0.0051253 | 0.0052924 | 0.0052745 | 0.0052745 | 0.0052745 | 0.0052745 | 0.0052745 | 0.0052745 | 0.0052745 | 0.0052745 | 0.0052745 | 0.0052745 | 0.0052745 | 0.0052745 | 0.0052745 | 1.2617e-05 | 1.2692e-05 | 1.2766e-05 | 1.2841e-05 | 1.2915e-05 | 1.2948e-05 | 1.298e-05 | 1.3013e-05 | 1.3045e-05 | 1.3078e-05 | 1.311e-05 | 1.3143e-05 | 1.3175e-05 | 1.3208e-05 | 1.324e-05 | 1.3273e-05 | 1.3306e-05 | 1.3338e-05 | 1.3371e-05 | 1.3403e-05 | 1.7116e-06 | 1.77e-06 | 1.8158e-06 | 1.8308e-06 | 1.8615e-06 | 1.9244e-06 | 1.9922e-06 | 1.9904e-06 | 1.9954e-06 | 2.0004e-06 | 2.0053e-06 | 2.0103e-06 | 2.0153e-06 | 2.0203e-06 | 2.0253e-06 | 2.0302e-06 | 2.0352e-06 | 2.0402e-06 | 2.0452e-06 | 2.0502e-06 | 53595.3633 | 12533.6839 | 1.5037 | 0.35166
| RCT022-162765375 | 1 | RCT022 | RCTS | 0 | 0 | 0.0046778 | 0.0048091 | 0.0049045 | 0.0049165 | 0.0049702 | 0.0051253 | 0.0052924 | 0.0052745 | 0.0052745 | 0.0052745 | 0.0052745 | 0.0052745 | 0.0052745 | 0.0052745 | 0.0052745 | 0.0052745 | 0.0052745 | 0.0052745 | 0.0052745 | 0.0052745 | 0 | 0 | 0 | 0 | 0 | 0 | 0 | 0 | 0 | 0 | 0 | 0 | 0 | 0 | 0 | 0 | 0 | 0 | 0 | 0 | 0 | 0 | 0 | 0 | 0 | 0 | 0 | 0 | 0 | 0 | 0 | 0 | 0 | 0 | 0 | 0 | 0 | 0 | 0 | 0 | 53595.3633 | 12533.6839 | 0 | 0
| RCT022-187104623 | 0 | RCT022 | RCTS | 0 | 0 | 0.0046778 | 0.0048091 | 0.0049045 | 0.0049165 | 0.0049702 | 0.0051253 | 0.0052924 | 0.0052745 | 0.0052745 | 0.0052745 | 0.0052745 | 0.0052745 | 0.0052745 | 0.0052745 | 0.0052745 | 0.0052745 | 0.0052745 | 0.0052745 | 0.0052745 | 0.0052745 | 0 | 0 | 0 | 0 | 0 | 0 | 0 | 0 | 0 | 0 | 0 | 0 | 0 | 0 | 0 | 0 | 0 | 0 | 0 | 0 | 0 | 0 | 0 | 0 | 0 | 0 | 0 | 0 | 0 | 0 | 0 | 0 | 0 | 0 | 0 | 0 | 0 | 0 | 0 | 0 | 53595.3633 | 12533.6839 | 0 | 0
| RCT022-201142435 | 243 | RCT022 | RCTS | 0 | 0 | 0.0046778 | 0.0048091 | 0.0049045 | 0.0049165 | 0.0049702 | 0.0051253 | 0.0052924 | 0.0052745 | 0.0052745 | 0.0052745 | 0.0052745 | 0.0052745 | 0.0052745 | 0.0052745 | 0.0052745 | 0.0052745 | 0.0052745 | 0.0052745 | 0.0052745 | 0.0052745 | 0.36781 | 0.36964 | 0.37147 | 0.3733 | 0.37513 | 0.37505 | 0.37497 | 0.37489 | 0.37481 | 0.37473 | 0.37464 | 0.37456 | 0.37448 | 0.3744 | 0.37432 | 0.37424 | 0.37416 | 0.37407 | 0.37399 | 0.37391 | 0.049896 | 0.051551 | 0.052835 | 0.053225 | 0.05407 | 0.055745 | 0.05755 | 0.057343 | 0.05733 | 0.057318 | 0.057305 | 0.057293 | 0.057281 | 0.057268 | 0.057256 | 0.057243 | 0.057231 | 0.057218 | 0.057206 | 0.057193 | 53595.3633 | 12533.6839 | 43089.8674 | 10076.8937
| RCT022-74940140 | 79 | RCT022 | RCTS | 0 | 0 | 0.0046778 | 0.0048091 | 0.0049045 | 0.0049165 | 0.0049702 | 0.0051253 | 0.0052924 | 0.0052745 | 0.0052745 | 0.0052745 | 0.0052745 | 0.0052745 | 0.0052745 | 0.0052745 | 0.0052745 | 0.0052745 | 0.0052745 | 0.0052745 | 0.0052745 | 0.0052745 | 0.017635 | 0.01775 | 0.017865 | 0.01798 | 0.018095 | 0.018157 | 0.01822 | 0.018282 | 0.018345 | 0.018407 | 0.01847 | 0.018532 | 0.018595 | 0.018657 | 0.018719 | 0.018782 | 0.018844 | 0.018907 | 0.018969 | 0.019032 | 0.0023923 | 0.0024755 | 0.002541 | 0.0025635 | 0.0026081 | 0.0026988 | 0.0027964 | 0.0027965 | 0.002806 | 0.0028156 | 0.0028251 | 0.0028347 | 0.0028442 | 0.0028538 | 0.0028633 | 0.0028729 | 0.0028824 | 0.002892 | 0.0029015 | 0.0029111 | 53595.3633 | 12533.6839 | 2116.106 | 494.8675
| RCT023-15430737 | 253 | RCT023 | RCTS | 0 | 0 | 0.0023296 | 0.0023749 | 0.0024089 | 0.0024202 | 0.0024338 | 0.0024768 | 0.0025334 | 0.0025424 | 0.0025424 | 0.0025424 | 0.0025424 | 0.0025424 | 0.0025424 | 0.0025424 | 0.0025424 | 0.0025424 | 0.0025424 | 0.0025424 | 0.0025424 | 0.0025424 | 1.0513 | 1.0579 | 1.0644 | 1.071 | 1.0776 | 1.0797 | 1.0818 | 1.084 | 1.0861 | 1.0882 | 1.0904 | 1.0925 | 1.0946 | 1.0967 | 1.0989 | 1.101 | 1.1031 | 1.1053 | 1.1074 | 1.1095 | 0.071027 | 0.072859 | 0.07436 | 0.07517 | 0.076055 | 0.077552 | 0.079481 | 0.079922 | 0.080079 | 0.080236 | 0.080393 | 0.08055 | 0.080707 | 0.080864 | 0.081021 | 0.081178 | 0.081335 | 0.081492 | 0.081649 | 0.081806 | 53595.3633 | 12533.6839 | 60687.8411 | 14192.3139
| RCT023-159364712 | 75 | RCT023 | RCTS | 0 | 0 | 0.0023296 | 0.0023749 | 0.0024089 | 0.0024202 | 0.0024338 | 0.0024768 | 0.0025334 | 0.0025424 | 0.0025424 | 0.0025424 | 0.0025424 | 0.0025424 | 0.0025424 | 0.0025424 | 0.0025424 | 0.0025424 | 0.0025424 | 0.0025424 | 0.0025424 | 0.0025424 | 0.003974 | 0.0039974 | 0.0040209 | 0.0040443 | 0.0040678 | 0.0040661 | 0.0040644 | 0.0040628 | 0.0040611 | 0.0040595 | 0.0040578 | 0.0040561 | 0.0040545 | 0.0040528 | 0.0040512 | 0.0040495 | 0.0040479 | 0.0040462 | 0.0040445 | 0.0040429 | 0.00026848 | 0.00027531 | 0.00028089 | 0.00028385 | 0.0002871 | 0.00029206 | 0.00029861 | 0.00029955 | 0.00029943 | 0.00029931 | 0.00029919 | 0.00029906 | 0.00029894 | 0.00029882 | 0.0002987 | 0.00029857 | 0.00029845 | 0.00029833 | 0.00029821 | 0.00029809 | 53595.3633 | 12533.6839 | 226.3568 | 52.9353
| RCT023-159364841 | 127 | RCT023 | RCTS | 0 | 0 | 0.0023296 | 0.0023749 | 0.0024089 | 0.0024202 | 0.0024338 | 0.0024768 | 0.0025334 | 0.0025424 | 0.0025424 | 0.0025424 | 0.0025424 | 0.0025424 | 0.0025424 | 0.0025424 | 0.0025424 | 0.0025424 | 0.0025424 | 0.0025424 | 0.0025424 | 0.0025424 | 0.02072 | 0.020827 | 0.020935 | 0.021043 | 0.02115 | 0.021142 | 0.021135 | 0.021127 | 0.021119 | 0.021112 | 0.021104 | 0.021097 | 0.021089 | 0.021081 | 0.021074 | 0.021066 | 0.021058 | 0.021051 | 0.021043 | 0.021035 | 0.0013998 | 0.0014344 | 0.0014625 | 0.0014769 | 0.0014928 | 0.0015186 | 0.0015527 | 0.0015577 | 0.0015572 | 0.0015566 | 0.001556 | 0.0015555 | 0.0015549 | 0.0015543 | 0.0015538 | 0.0015532 | 0.0015527 | 0.0015521 | 0.0015515 | 0.001551 | 53595.3633 | 12533.6839 | 1177.7101 | 275.4165
| RCT023-159364971 | 216 | RCT023 | RCTS | 0 | 0 | 0.0023296 | 0.0023749 | 0.0024089 | 0.0024202 | 0.0024338 | 0.0024768 | 0.0025334 | 0.0025424 | 0.0025424 | 0.0025424 | 0.0025424 | 0.0025424 | 0.0025424 | 0.0025424 | 0.0025424 | 0.0025424 | 0.0025424 | 0.0025424 | 0.0025424 | 0.0025424 | 0.016804 | 0.016916 | 0.017029 | 0.017142 | 0.017254 | 0.017258 | 0.017262 | 0.017266 | 0.017269 | 0.017273 | 0.017277 | 0.017281 | 0.017285 | 0.017288 | 0.017292 | 0.017296 | 0.0173 | 0.017304 | 0.017308 | 0.017311 | 0.0011353 | 0.0011651 | 0.0011896 | 0.0012031 | 0.0012178 | 0.0012396 | 0.0012682 | 0.001273 | 0.0012733 | 0.0012736 | 0.0012739 | 0.0012741 | 0.0012744 | 0.0012747 | 0.001275 | 0.0012753 | 0.0012755 | 0.0012758 | 0.0012761 | 0.0012764 | 53595.3633 | 12533.6839 | 962.7861 | 225.1549
| RCT023-159365116 | 69 | RCT023 | RCTS | 0 | 0 | 0.0023296 | 0.0023749 | 0.0024089 | 0.0024202 | 0.0024338 | 0.0024768 | 0.0025334 | 0.0025424 | 0.0025424 | 0.0025424 | 0.0025424 | 0.0025424 | 0.0025424 | 0.0025424 | 0.0025424 | 0.0025424 | 0.0025424 | 0.0025424 | 0.0025424 | 0.0025424 | 0.0015647 | 0.001575 | 0.0015853 | 0.0015956 | 0.0016059 | 0.0016055 | 0.0016052 | 0.0016049 | 0.0016046 | 0.0016043 | 0.001604 | 0.0016037 | 0.0016033 | 0.001603 | 0.0016027 | 0.0016024 | 0.0016021 | 0.0016018 | 0.0016014 | 0.0016011 | 0.00010571 | 0.00010847 | 0.00011074 | 0.00011199 | 0.00011334 | 0.00011532 | 0.00011793 | 0.00011833 | 0.00011831 | 0.00011829 | 0.00011826 | 0.00011824 | 0.00011822 | 0.00011819 | 0.00011817 | 0.00011815 | 0.00011812 | 0.0001181 | 0.00011808 | 0.00011805 | 53595.3633 | 12533.6839 | 89.4214 | 20.9119
| RCT023-159365240 | 87 | RCT023 | RCTS | 0 | 0 | 0.0023296 | 0.0023749 | 0.0024089 | 0.0024202 | 0.0024338 | 0.0024768 | 0.0025334 | 0.0025424 | 0.0025424 | 0.0025424 | 0.0025424 | 0.0025424 | 0.0025424 | 0.0025424 | 0.0025424 | 0.0025424 | 0.0025424 | 0.0025424 | 0.0025424 | 0.0025424 | 0.00044509 | 0.00044767 | 0.00045025 | 0.00045282 | 0.0004554 | 0.00045562 | 0.00045584 | 0.00045606 | 0.00045628 | 0.0004565 | 0.00045672 | 0.00045694 | 0.00045716 | 0.00045738 | 0.0004576 | 0.00045782 | 0.00045804 | 0.00045826 | 0.00045848 | 0.0004587 | 3.007e-05 | 3.0832e-05 | 3.1453e-05 | 3.1782e-05 | 3.2142e-05 | 3.2726e-05 | 3.349e-05 | 3.3626e-05 | 3.3642e-05 | 3.3658e-05 | 3.3674e-05 | 3.3691e-05 | 3.3707e-05 | 3.3723e-05 | 3.3739e-05 | 3.3756e-05 | 3.3772e-05 | 3.3788e-05 | 3.3804e-05 | 3.382e-05 | 53595.3633 | 12533.6839 | 25.4594 | 5.9539
| RCT023-159365351 | 100 | RCT023 | RCTS | 0 | 0 | 0.0023296 | 0.0023749 | 0.0024089 | 0.0024202 | 0.0024338 | 0.0024768 | 0.0025334 | 0.0025424 | 0.0025424 | 0.0025424 | 0.0025424 | 0.0025424 | 0.0025424 | 0.0025424 | 0.0025424 | 0.0025424 | 0.0025424 | 0.0025424 | 0.0025424 | 0.0025424 | 0.0023996 | 0.0024135 | 0.0024273 | 0.0024412 | 0.002455 | 0.0024517 | 0.0024483 | 0.0024449 | 0.0024416 | 0.0024382 | 0.0024348 | 0.0024314 | 0.0024281 | 0.0024247 | 0.0024213 | 0.0024179 | 0.0024146 | 0.0024112 | 0.0024078 | 0.0024045 | 0.00016211 | 0.00016622 | 0.00016957 | 0.00017134 | 0.00017328 | 0.0001761 | 0.00017987 | 0.00018027 | 0.00018002 | 0.00017977 | 0.00017952 | 0.00017927 | 0.00017902 | 0.00017878 | 0.00017853 | 0.00017828 | 0.00017803 | 0.00017778 | 0.00017753 | 0.00017728 | 53595.3633 | 12533.6839 | 135.9444 | 31.7916
| RCT023-159365509 | 41 | RCT023 | RCTS | 0 | 0 | 0.0023296 | 0.0023749 | 0.0024089 | 0.0024202 | 0.0024338 | 0.0024768 | 0.0025334 | 0.0025424 | 0.0025424 | 0.0025424 | 0.0025424 | 0.0025424 | 0.0025424 | 0.0025424 | 0.0025424 | 0.0025424 | 0.0025424 | 0.0025424 | 0.0025424 | 0.0025424 | 1.6285e-06 | 1.6399e-06 | 1.6513e-06 | 1.6626e-06 | 1.674e-06 | 1.6797e-06 | 1.6854e-06 | 1.6911e-06 | 1.6968e-06 | 1.7025e-06 | 1.7082e-06 | 1.7139e-06 | 1.7196e-06 | 1.7253e-06 | 1.731e-06 | 1.7367e-06 | 1.7424e-06 | 1.7481e-06 | 1.7538e-06 | 1.7595e-06 | 1.1002e-07 | 1.1294e-07 | 1.1535e-07 | 1.1669e-07 | 1.1815e-07 | 1.2065e-07 | 1.2382e-07 | 1.2469e-07 | 1.2511e-07 | 1.2553e-07 | 1.2595e-07 | 1.2637e-07 | 1.2679e-07 | 1.2721e-07 | 1.2763e-07 | 1.2805e-07 | 1.2847e-07 | 1.2889e-07 | 1.2931e-07 | 1.2973e-07 | 53595.3633 | 12533.6839 | 0.094923 | 0.022198
| RCT023-160652906 | 123 | RCT023 | RCTS | 0 | 0 | 0.0023296 | 0.0023749 | 0.0024089 | 0.0024202 | 0.0024338 | 0.0024768 | 0.0025334 | 0.0025424 | 0.0025424 | 0.0025424 | 0.0025424 | 0.0025424 | 0.0025424 | 0.0025424 | 0.0025424 | 0.0025424 | 0.0025424 | 0.0025424 | 0.0025424 | 0.0025424 | 0.0018487 | 0.001861 | 0.0018732 | 0.0018855 | 0.0018978 | 0.001897 | 0.0018962 | 0.0018955 | 0.0018947 | 0.001894 | 0.0018932 | 0.0018925 | 0.0018917 | 0.001891 | 0.0018902 | 0.0018895 | 0.0018887 | 0.001888 | 0.0018872 | 0.0018865 | 0.0001249 | 0.00012817 | 0.00013086 | 0.00013233 | 0.00013394 | 0.00013626 | 0.00013931 | 0.00013976 | 0.0001397 | 0.00013965 | 0.00013959 | 0.00013953 | 0.00013948 | 0.00013942 | 0.00013937 | 0.00013931 | 0.00013926 | 0.0001392 | 0.00013915 | 0.00013909 | 53595.3633 | 12533.6839 | 105.563 | 24.6867
| RCT023-162905845 | 43 | RCT023 | RCTS | 0 | 0 | 0.0023296 | 0.0023749 | 0.0024089 | 0.0024202 | 0.0024338 | 0.0024768 | 0.0025334 | 0.0025424 | 0.0025424 | 0.0025424 | 0.0025424 | 0.0025424 | 0.0025424 | 0.0025424 | 0.0025424 | 0.0025424 | 0.0025424 | 0.0025424 | 0.0025424 | 0.0025424 | 0.051598 | 0.051929 | 0.05226 | 0.05259 | 0.052921 | 0.052938 | 0.052956 | 0.052974 | 0.052992 | 0.053009 | 0.053027 | 0.053045 | 0.053062 | 0.05308 | 0.053098 | 0.053115 | 0.053133 | 0.053151 | 0.053169 | 0.053186 | 0.003486 | 0.0035765 | 0.0036507 | 0.0036911 | 0.0037351 | 0.0038024 | 0.0038906 | 0.0039058 | 0.0039071 | 0.0039084 | 0.0039097 | 0.003911 | 0.0039123 | 0.0039136 | 0.003915 | 0.0039163 | 0.0039176 | 0.0039189 | 0.0039202 | 0.0039215 | 53595.3633 | 12533.6839 | 2955.2271 | 691.1024
| RCT023-162905960 | 20 | RCT023 | RCTS | 0 | 0 | 0.0023296 | 0.0023749 | 0.0024089 | 0.0024202 | 0.0024338 | 0.0024768 | 0.0025334 | 0.0025424 | 0.0025424 | 0.0025424 | 0.0025424 | 0.0025424 | 0.0025424 | 0.0025424 | 0.0025424 | 0.0025424 | 0.0025424 | 0.0025424 | 0.0025424 | 0.0025424 | 0.0011439 | 0.0011519 | 0.0011599 | 0.0011679 | 0.0011759 | 0.0011745 | 0.0011731 | 0.0011717 | 0.0011703 | 0.001169 | 0.0011676 | 0.0011662 | 0.0011648 | 0.0011635 | 0.0011621 | 0.0011607 | 0.0011593 | 0.001158 | 0.0011566 | 0.0011552 | 7.7283e-05 | 7.9335e-05 | 8.1027e-05 | 8.1968e-05 | 8.2991e-05 | 8.4359e-05 | 8.6186e-05 | 8.6393e-05 | 8.6291e-05 | 8.619e-05 | 8.6088e-05 | 8.5987e-05 | 8.5885e-05 | 8.5784e-05 | 8.5682e-05 | 8.5581e-05 | 8.5479e-05 | 8.5378e-05 | 8.5277e-05 | 8.5175e-05 | 53595.3633 | 12533.6839 | 65.1329 | 15.2318
| RCT023-162906075 | 163 | RCT023 | RCTS | 0 | 0 | 0.0023296 | 0.0023749 | 0.0024089 | 0.0024202 | 0.0024338 | 0.0024768 | 0.0025334 | 0.0025424 | 0.0025424 | 0.0025424 | 0.0025424 | 0.0025424 | 0.0025424 | 0.0025424 | 0.0025424 | 0.0025424 | 0.0025424 | 0.0025424 | 0.0025424 | 0.0025424 | 0.048675 | 0.048986 | 0.049297 | 0.049608 | 0.049919 | 0.049949 | 0.049979 | 0.050009 | 0.050039 | 0.050069 | 0.050098 | 0.050128 | 0.050158 | 0.050188 | 0.050218 | 0.050248 | 0.050278 | 0.050307 | 0.050337 | 0.050367 | 0.0032885 | 0.0033738 | 0.0034438 | 0.0034818 | 0.0035233 | 0.0035877 | 0.0036719 | 0.0036872 | 0.0036894 | 0.0036916 | 0.0036938 | 0.003696 | 0.0036982 | 0.0037004 | 0.0037026 | 0.0037048 | 0.003707 | 0.0037092 | 0.0037114 | 0.0037136 | 53595.3633 | 12533.6839 | 2791.4257 | 652.7962
| RCT023-24605614 | 21 | RCT023 | RCTS | 0 | 0 | 0.0023296 | 0.0023749 | 0.0024089 | 0.0024202 | 0.0024338 | 0.0024768 | 0.0025334 | 0.0025424 | 0.0025424 | 0.0025424 | 0.0025424 | 0.0025424 | 0.0025424 | 0.0025424 | 0.0025424 | 0.0025424 | 0.0025424 | 0.0025424 | 0.0025424 | 0.0025424 | 0.7496 | 0.75414 | 0.75869 | 0.76324 | 0.76779 | 0.76889 | 0.76998 | 0.77107 | 0.77217 | 0.77326 | 0.77435 | 0.77545 | 0.77654 | 0.77764 | 0.77873 | 0.77982 | 0.78092 | 0.78201 | 0.7831 | 0.7842 | 0.050642 | 0.05194 | 0.053 | 0.053569 | 0.05419 | 0.055227 | 0.056569 | 0.056852 | 0.056933 | 0.057013 | 0.057094 | 0.057175 | 0.057255 | 0.057336 | 0.057417 | 0.057497 | 0.057578 | 0.057658 | 0.057739 | 0.05782 | 53595.3633 | 12533.6839 | 43124.1401 | 10084.9086
| RCT023-24605628 | 152 | RCT023 | RCTS | 0 | 0 | 0.0023296 | 0.0023749 | 0.0024089 | 0.0024202 | 0.0024338 | 0.0024768 | 0.0025334 | 0.0025424 | 0.0025424 | 0.0025424 | 0.0025424 | 0.0025424 | 0.0025424 | 0.0025424 | 0.0025424 | 0.0025424 | 0.0025424 | 0.0025424 | 0.0025424 | 0.0025424 | 1.0162 | 1.0229 | 1.0297 | 1.0365 | 1.0432 | 1.0456 | 1.048 | 1.0504 | 1.0529 | 1.0553 | 1.0577 | 1.0601 | 1.0625 | 1.0649 | 1.0673 | 1.0697 | 1.0721 | 1.0745 | 1.0769 | 1.0793 | 0.068653 | 0.070453 | 0.071932 | 0.072745 | 0.07363 | 0.075104 | 0.076997 | 0.07745 | 0.077628 | 0.077805 | 0.077983 | 0.078161 | 0.078338 | 0.078516 | 0.078693 | 0.078871 | 0.079048 | 0.079226 | 0.079403 | 0.079581 | 53595.3633 | 12533.6839 | 58838.2448 | 13759.7717
| RCT023-24606802 | 146 | RCT023 | RCTS | 0 | 0 | 0.0023296 | 0.0023749 | 0.0024089 | 0.0024202 | 0.0024338 | 0.0024768 | 0.0025334 | 0.0025424 | 0.0025424 | 0.0025424 | 0.0025424 | 0.0025424 | 0.0025424 | 0.0025424 | 0.0025424 | 0.0025424 | 0.0025424 | 0.0025424 | 0.0025424 | 0.0025424 | 0.92023 | 0.92495 | 0.92968 | 0.93441 | 0.93913 | 0.93845 | 0.93776 | 0.93708 | 0.93639 | 0.9357 | 0.93502 | 0.93433 | 0.93365 | 0.93296 | 0.93227 | 0.93159 | 0.9309 | 0.93022 | 0.92953 | 0.92884 | 0.06217 | 0.063704 | 0.064945 | 0.065582 | 0.066284 | 0.067406 | 0.068896 | 0.069092 | 0.069041 | 0.06899 | 0.06894 | 0.068889 | 0.068839 | 0.068788 | 0.068738 | 0.068687 | 0.068636 | 0.068586 | 0.068535 | 0.068485 | 53595.3633 | 12533.6839 | 52196.5608 | 12206.5633
| RCT023-24611339 | 25 | RCT023 | RCTS | 0 | 0 | 0.0023296 | 0.0023749 | 0.0024089 | 0.0024202 | 0.0024338 | 0.0024768 | 0.0025334 | 0.0025424 | 0.0025424 | 0.0025424 | 0.0025424 | 0.0025424 | 0.0025424 | 0.0025424 | 0.0025424 | 0.0025424 | 0.0025424 | 0.0025424 | 0.0025424 | 0.0025424 | 0 | 0 | 0 | 0 | 0 | 0 | 0 | 0 | 0 | 0 | 0 | 0 | 0 | 0 | 0 | 0 | 0 | 0 | 0 | 0 | 0 | 0 | 0 | 0 | 0 | 0 | 0 | 0 | 0 | 0 | 0 | 0 | 0 | 0 | 0 | 0 | 0 | 0 | 0 | 0 | 53595.3633 | 12533.6839 | 0 | 0
| RCT023-85530600 | 27 | RCT023 | RCTS | 0 | 0 | 0.0023296 | 0.0023749 | 0.0024089 | 0.0024202 | 0.0024338 | 0.0024768 | 0.0025334 | 0.0025424 | 0.0025424 | 0.0025424 | 0.0025424 | 0.0025424 | 0.0025424 | 0.0025424 | 0.0025424 | 0.0025424 | 0.0025424 | 0.0025424 | 0.0025424 | 0.0025424 | 0.022161 | 0.022299 | 0.022437 | 0.022574 | 0.022712 | 0.022769 | 0.022826 | 0.022884 | 0.022941 | 0.022998 | 0.023055 | 0.023112 | 0.023169 | 0.023226 | 0.023284 | 0.023341 | 0.023398 | 0.023455 | 0.023512 | 0.023569 | 0.0014972 | 0.0015358 | 0.0015674 | 0.0015844 | 0.001603 | 0.0016354 | 0.001677 | 0.0016872 | 0.0016914 | 0.0016957 | 0.0016999 | 0.0017041 | 0.0017083 | 0.0017125 | 0.0017167 | 0.0017209 | 0.0017252 | 0.0017294 | 0.0017336 | 0.0017378 | 53595.3633 | 12533.6839 | 1282.6583 | 299.9594
| RVL001-15418899 | 0 | RVL001 | RVL | 0 | 0 | 0.0043415 | 0.0043998 | 0.0044406 | 0.0044406 | 0.0044639 | 0.004528 | 0.0045921 | 0.0045862 | 0.0045862 | 0.0045862 | 0.0045862 | 0.0045862 | 0.0045862 | 0.0045862 | 0.0045862 | 0.0045862 | 0.0045862 | 0.0045862 | 0.0045862 | 0.0045862 | 6.5257e-05 | 6.5843e-05 | 6.6429e-05 | 6.7014e-05 | 6.76e-05 | 6.76e-05 | 6.76e-05 | 6.76e-05 | 6.76e-05 | 6.76e-05 | 6.76e-05 | 6.76e-05 | 6.76e-05 | 6.76e-05 | 6.76e-05 | 6.76e-05 | 6.76e-05 | 6.76e-05 | 6.76e-05 | 6.76e-05 | 8.2161e-06 | 8.4011e-06 | 8.5544e-06 | 8.6298e-06 | 8.751e-06 | 8.8766e-06 | 9.0023e-06 | 8.9909e-06 | 8.9909e-06 | 8.9909e-06 | 8.9909e-06 | 8.9909e-06 | 8.9909e-06 | 8.9909e-06 | 8.9909e-06 | 8.9909e-06 | 8.9909e-06 | 8.9909e-06 | 8.9909e-06 | 8.9909e-06 | 49456.6662 | 12945.964 | 0 | 0
| RVL001-15418912 | 393 | RVL001 | RVL | 0 | 0 | 0.0043415 | 0.0043998 | 0.0044406 | 0.0044406 | 0.0044639 | 0.004528 | 0.0045921 | 0.0045862 | 0.0045862 | 0.0045862 | 0.0045862 | 0.0045862 | 0.0045862 | 0.0045862 | 0.0045862 | 0.0045862 | 0.0045862 | 0.0045862 | 0.0045862 | 0.0045862 | 11.9531 | 12.0376 | 12.1221 | 12.2066 | 12.2911 | 12.27 | 12.2489 | 12.2277 | 12.2066 | 12.1855 | 12.1644 | 12.1433 | 12.1222 | 12.1011 | 12.08 | 12.0589 | 12.0378 | 12.0167 | 11.9956 | 11.9745 | 1.5049 | 1.5359 | 1.561 | 1.5719 | 1.5911 | 1.6112 | 1.6312 | 1.6263 | 1.6235 | 1.6207 | 1.6179 | 1.6151 | 1.6123 | 1.6095 | 1.6067 | 1.6038 | 1.601 | 1.5982 | 1.5954 | 1.5926 | 49456.6662 | 12945.964 | 1139236.5216 | 298210.8604
| RVL004-15418812 | 0 | RVL004 | RVL | 0 | 0 | 0.026883 | 0.027532 | 0.028095 | 0.028312 | 0.028571 | 0.029264 | 0.030108 | 0.030238 | 0.030238 | 0.030238 | 0.030238 | 0.030238 | 0.030238 | 0.030238 | 0.030238 | 0.030238 | 0.030238 | 0.030238 | 0.030238 | 0.030238 | 0 | 0 | 0 | 0 | 0 | 0 | 0 | 0 | 0 | 0 | 0 | 0 | 0 | 0 | 0 | 0 | 0 | 0 | 0 | 0 | 0 | 0 | 0 | 0 | 0 | 0 | 0 | 0 | 0 | 0 | 0 | 0 | 0 | 0 | 0 | 0 | 0 | 0 | 0 | 0 | 49456.6662 | 12945.964 | 0 | 0
| RVL004-15418838 | 117 | RVL004 | RVL | 0 | 0 | 0.026883 | 0.027532 | 0.028095 | 0.028312 | 0.028571 | 0.029264 | 0.030108 | 0.030238 | 0.030238 | 0.030238 | 0.030238 | 0.030238 | 0.030238 | 0.030238 | 0.030238 | 0.030238 | 0.030238 | 0.030238 | 0.030238 | 0.030238 | 2.1817 | 2.1949 | 2.2081 | 2.2213 | 2.2345 | 2.2294 | 2.2244 | 2.2193 | 2.2143 | 2.2092 | 2.2042 | 2.1991 | 2.1941 | 2.189 | 2.184 | 2.1789 | 2.1739 | 2.1688 | 2.1638 | 2.1587 | 1.7009 | 1.7525 | 1.7991 | 1.8237 | 1.8514 | 1.892 | 1.9422 | 1.9461 | 1.9417 | 1.9373 | 1.9328 | 1.9284 | 1.924 | 1.9196 | 1.9151 | 1.9107 | 1.9063 | 1.9018 | 1.8974 | 1.893 | 49456.6662 | 12945.964 | 1342259.8893 | 351355.025
| RVL004-162771521 | 0 | RVL004 | RVL | 0 | 0 | 0.026883 | 0.027532 | 0.028095 | 0.028312 | 0.028571 | 0.029264 | 0.030108 | 0.030238 | 0.030238 | 0.030238 | 0.030238 | 0.030238 | 0.030238 | 0.030238 | 0.030238 | 0.030238 | 0.030238 | 0.030238 | 0.030238 | 0.030238 | 0 | 0 | 0 | 0 | 0 | 0 | 0 | 0 | 0 | 0 | 0 | 0 | 0 | 0 | 0 | 0 | 0 | 0 | 0 | 0 | 0 | 0 | 0 | 0 | 0 | 0 | 0 | 0 | 0 | 0 | 0 | 0 | 0 | 0 | 0 | 0 | 0 | 0 | 0 | 0 | 49456.6662 | 12945.964 | 0 | 0
| RVL006-15418762 | 107 | RVL006 | RVL | 0 | 0 | 0.0061249 | 0.0062275 | 0.0063045 | 0.0063388 | 0.0063815 | 0.0064585 | 0.0065526 | 0.0066039 | 0.0066039 | 0.0066039 | 0.0066039 | 0.0066039 | 0.0066039 | 0.0066039 | 0.0066039 | 0.0066039 | 0.0066039 | 0.0066039 | 0.0066039 | 0.0066039 | 2.5177 | 2.5338 | 2.5499 | 2.566 | 2.5821 | 2.5773 | 2.5725 | 2.5677 | 2.5629 | 2.5581 | 2.5533 | 2.5484 | 2.5436 | 2.5388 | 2.534 | 2.5292 | 2.5244 | 2.5196 | 2.5147 | 2.5099 | 0.4472 | 0.4576 | 0.46621 | 0.4717 | 0.47786 | 0.48273 | 0.48884 | 0.49175 | 0.49083 | 0.48991 | 0.48899 | 0.48806 | 0.48714 | 0.48622 | 0.4853 | 0.48438 | 0.48345 | 0.48253 | 0.48161 | 0.48069 | 49456.6662 | 12945.964 | 342693.473 | 89704.7395
| RVL008-15418862 | 116 | RVL008 | RVL | 0 | 0 | 0.015209 | 0.015628 | 0.015907 | 0.016 | 0.016163 | 0.016581 | 0.01707 | 0.017093 | 0.017093 | 0.017093 | 0.017093 | 0.017093 | 0.017093 | 0.017093 | 0.017093 | 0.017093 | 0.017093 | 0.017093 | 0.017093 | 0.017093 | 0.46027 | 0.4639 | 0.46753 | 0.47116 | 0.47479 | 0.47458 | 0.47437 | 0.47416 | 0.47395 | 0.47374 | 0.47353 | 0.47332 | 0.47311 | 0.4729 | 0.47269 | 0.47248 | 0.47227 | 0.47206 | 0.47184 | 0.47163 | 0.20301 | 0.21024 | 0.21567 | 0.21862 | 0.22254 | 0.22821 | 0.23482 | 0.23504 | 0.23493 | 0.23483 | 0.23473 | 0.23462 | 0.23452 | 0.23441 | 0.23431 | 0.23421 | 0.2341 | 0.234 | 0.23389 | 0.23379 | 49456.6662 | 12945.964 | 162702.2675 | 42589.5609
| RVL008-24613925 | 109 | RVL008 | RVL | 0 | 0 | 0.015209 | 0.015628 | 0.015907 | 0.016 | 0.016163 | 0.016581 | 0.01707 | 0.017093 | 0.017093 | 0.017093 | 0.017093 | 0.017093 | 0.017093 | 0.017093 | 0.017093 | 0.017093 | 0.017093 | 0.017093 | 0.017093 | 0.017093 | 1.1356 | 1.1444 | 1.1531 | 1.1619 | 1.1707 | 1.1701 | 1.1695 | 1.1689 | 1.1683 | 1.1678 | 1.1672 | 1.1666 | 1.166 | 1.1654 | 1.1648 | 1.1643 | 1.1637 | 1.1631 | 1.1625 | 1.1619 | 0.50088 | 0.51864 | 0.53194 | 0.53912 | 0.54872 | 0.56265 | 0.57893 | 0.57943 | 0.57914 | 0.57885 | 0.57857 | 0.57828 | 0.57799 | 0.5777 | 0.57741 | 0.57712 | 0.57683 | 0.57654 | 0.57625 | 0.57597 | 49456.6662 | 12945.964 | 401093.4583 | 104991.7406
| SA001-15410791 | 256 | SA001 | SA | 0 | 0 | 0.0013709 | 0.0013968 | 0.0014046 | 0.0014227 | 0.0014434 | 0.0014666 | 0.0015003 | 0.001521 | 0.001521 | 0.001521 | 0.001521 | 0.001521 | 0.001521 | 0.001521 | 0.001521 | 0.001521 | 0.001521 | 0.001521 | 0.001521 | 0.001521 | 0 | 0 | 0 | 0 | 0 | 0 | 0 | 0 | 0 | 0 | 0 | 0 | 0 | 0 | 0 | 0 | 0 | 0 | 0 | 0 | 0 | 0 | 0 | 0 | 0 | 0 | 0 | 0 | 0 | 0 | 0 | 0 | 0 | 0 | 0 | 0 | 0 | 0 | 0 | 0 | 35433.1387 | 12104.1874 | 0 | 0
| SA001-15410802 | 0 | SA001 | SA | 0 | 0 | 0.0013709 | 0.0013968 | 0.0014046 | 0.0014227 | 0.0014434 | 0.0014666 | 0.0015003 | 0.001521 | 0.001521 | 0.001521 | 0.001521 | 0.001521 | 0.001521 | 0.001521 | 0.001521 | 0.001521 | 0.001521 | 0.001521 | 0.001521 | 0.001521 | 0 | 0 | 0 | 0 | 0 | 0 | 0 | 0 | 0 | 0 | 0 | 0 | 0 | 0 | 0 | 0 | 0 | 0 | 0 | 0 | 0 | 0 | 0 | 0 | 0 | 0 | 0 | 0 | 0 | 0 | 0 | 0 | 0 | 0 | 0 | 0 | 0 | 0 | 0 | 0 | 35433.1387 | 12104.1874 | 0 | 0
| SA001-15411152 | 0 | SA001 | SA | 0 | 0 | 0.0013709 | 0.0013968 | 0.0014046 | 0.0014227 | 0.0014434 | 0.0014666 | 0.0015003 | 0.001521 | 0.001521 | 0.001521 | 0.001521 | 0.001521 | 0.001521 | 0.001521 | 0.001521 | 0.001521 | 0.001521 | 0.001521 | 0.001521 | 0.001521 | 0 | 0 | 0 | 0 | 0 | 0 | 0 | 0 | 0 | 0 | 0 | 0 | 0 | 0 | 0 | 0 | 0 | 0 | 0 | 0 | 0 | 0 | 0 | 0 | 0 | 0 | 0 | 0 | 0 | 0 | 0 | 0 | 0 | 0 | 0 | 0 | 0 | 0 | 0 | 0 | 35433.1387 | 12104.1874 | 0 | 0
| SA002-15410828 | 183 | SA002 | SA | 0 | 0 | 0.0014291 | 0.0014422 | 0.0014535 | 0.0014553 | 0.0014591 | 0.0014722 | 0.0014872 | 0.0014872 | 0.0014872 | 0.0014872 | 0.0014872 | 0.0014872 | 0.0014872 | 0.0014872 | 0.0014872 | 0.0014872 | 0.0014872 | 0.0014872 | 0.0014872 | 0.0014872 | 0.14115 | 0.14224 | 0.14333 | 0.14442 | 0.14552 | 0.14566 | 0.14581 | 0.14596 | 0.1461 | 0.14625 | 0.1464 | 0.14654 | 0.14669 | 0.14684 | 0.14698 | 0.14713 | 0.14728 | 0.14742 | 0.14757 | 0.14772 | 0.0058499 | 0.0059492 | 0.0060415 | 0.0060954 | 0.0061572 | 0.0062188 | 0.0062884 | 0.0062948 | 0.0063011 | 0.0063074 | 0.0063138 | 0.0063201 | 0.0063264 | 0.0063328 | 0.0063391 | 0.0063454 | 0.0063518 | 0.0063581 | 0.0063644 | 0.0063708 | 35433.1387 | 12104.1874 | 3186.9786 | 1088.6923
| SA002-24612976 | 133 | SA002 | SA | 0 | 0 | 0.0014291 | 0.0014422 | 0.0014535 | 0.0014553 | 0.0014591 | 0.0014722 | 0.0014872 | 0.0014872 | 0.0014872 | 0.0014872 | 0.0014872 | 0.0014872 | 0.0014872 | 0.0014872 | 0.0014872 | 0.0014872 | 0.0014872 | 0.0014872 | 0.0014872 | 0.0014872 | 0.095933 | 0.096663 | 0.097394 | 0.098124 | 0.098855 | 0.09896 | 0.099065 | 0.099171 | 0.099276 | 0.099381 | 0.099486 | 0.099591 | 0.099696 | 0.099802 | 0.099907 | 0.10001 | 0.10012 | 0.10022 | 0.10033 | 0.10043 | 0.0039758 | 0.0040429 | 0.0041052 | 0.0041413 | 0.0041829 | 0.0042249 | 0.0042725 | 0.004277 | 0.0042816 | 0.0042861 | 0.0042906 | 0.0042952 | 0.0042997 | 0.0043042 | 0.0043088 | 0.0043133 | 0.0043178 | 0.0043224 | 0.0043269 | 0.0043314 | 35433.1387 | 12104.1874 | 2165.8094 | 739.8544
| SA003-15410891 | 161 | SA003 | SA | 0 | 0 | 0.0014701 | 0.0014929 | 0.0015075 | 0.0015107 | 0.0015172 | 0.0015448 | 0.0015773 | 0.0015887 | 0.0015887 | 0.0015887 | 0.0015887 | 0.0015887 | 0.0015887 | 0.0015887 | 0.0015887 | 0.0015887 | 0.0015887 | 0.0015887 | 0.0015887 | 0.0015887 | 0 | 0 | 0 | 0 | 0 | 0 | 0 | 0 | 0 | 0 | 0 | 0 | 0 | 0 | 0 | 0 | 0 | 0 | 0 | 0 | 0 | 0 | 0 | 0 | 0 | 0 | 0 | 0 | 0 | 0 | 0 | 0 | 0 | 0 | 0 | 0 | 0 | 0 | 0 | 0 | 35433.1387 | 12104.1874 | 0 | 0
| SA003-24613059 | 25 | SA003 | SA | 0 | 0 | 0.0014701 | 0.0014929 | 0.0015075 | 0.0015107 | 0.0015172 | 0.0015448 | 0.0015773 | 0.0015887 | 0.0015887 | 0.0015887 | 0.0015887 | 0.0015887 | 0.0015887 | 0.0015887 | 0.0015887 | 0.0015887 | 0.0015887 | 0.0015887 | 0.0015887 | 0.0015887 | 0 | 0 | 0 | 0 | 0 | 0 | 0 | 0 | 0 | 0 | 0 | 0 | 0 | 0 | 0 | 0 | 0 | 0 | 0 | 0 | 0 | 0 | 0 | 0 | 0 | 0 | 0 | 0 | 0 | 0 | 0 | 0 | 0 | 0 | 0 | 0 | 0 | 0 | 0 | 0 | 35433.1387 | 12104.1874 | 0 | 0
| SA004-15410928 | 339 | SA004 | SA | 0 | 0 | 0.0010038 | 0.0010245 | 0.0010395 | 0.0010527 | 0.0010678 | 0.0010866 | 0.001113 | 0.0011281 | 0.0011281 | 0.0011281 | 0.0011281 | 0.0011281 | 0.0011281 | 0.0011281 | 0.0011281 | 0.0011281 | 0.0011281 | 0.0011281 | 0.0011281 | 0.0011281 | 0 | 0 | 0 | 0 | 0 | 0 | 0 | 0 | 0 | 0 | 0 | 0 | 0 | 0 | 0 | 0 | 0 | 0 | 0 | 0 | 0 | 0 | 0 | 0 | 0 | 0 | 0 | 0 | 0 | 0 | 0 | 0 | 0 | 0 | 0 | 0 | 0 | 0 | 0 | 0 | 35433.1387 | 12104.1874 | 0 | 0
| SA005-15411004 | 189 | SA005 | SA | 0 | 0 | 0.0012006 | 0.0012168 | 0.0012289 | 0.001237 | 0.0012519 | 0.0012694 | 0.0012882 | 0.0013031 | 0.0013031 | 0.0013031 | 0.0013031 | 0.0013031 | 0.0013031 | 0.0013031 | 0.0013031 | 0.0013031 | 0.0013031 | 0.0013031 | 0.0013031 | 0.0013031 | 0 | 0 | 0 | 0 | 0 | 0 | 0 | 0 | 0 | 0 | 0 | 0 | 0 | 0 | 0 | 0 | 0 | 0 | 0 | 0 | 0 | 0 | 0 | 0 | 0 | 0 | 0 | 0 | 0 | 0 | 0 | 0 | 0 | 0 | 0 | 0 | 0 | 0 | 0 | 0 | 35433.1387 | 12104.1874 | 0 | 0
| SA005-24614201 | 6 | SA005 | SA | 0 | 0 | 0.0012006 | 0.0012168 | 0.0012289 | 0.001237 | 0.0012519 | 0.0012694 | 0.0012882 | 0.0013031 | 0.0013031 | 0.0013031 | 0.0013031 | 0.0013031 | 0.0013031 | 0.0013031 | 0.0013031 | 0.0013031 | 0.0013031 | 0.0013031 | 0.0013031 | 0.0013031 | 0 | 0 | 0 | 0 | 0 | 0 | 0 | 0 | 0 | 0 | 0 | 0 | 0 | 0 | 0 | 0 | 0 | 0 | 0 | 0 | 0 | 0 | 0 | 0 | 0 | 0 | 0 | 0 | 0 | 0 | 0 | 0 | 0 | 0 | 0 | 0 | 0 | 0 | 0 | 0 | 35433.1387 | 12104.1874 | 0 | 0
| SA006-15411054 | 100 | SA006 | SA | 0 | 0 | 0.0014657 | 0.0014725 | 0.0014771 | 0.0014725 | 0.0014748 | 0.0014817 | 0.0015001 | 0.0015001 | 0.0015001 | 0.0015001 | 0.0015001 | 0.0015001 | 0.0015001 | 0.0015001 | 0.0015001 | 0.0015001 | 0.0015001 | 0.0015001 | 0.0015001 | 0.0015001 | 0 | 0 | 0 | 0 | 0 | 0 | 0 | 0 | 0 | 0 | 0 | 0 | 0 | 0 | 0 | 0 | 0 | 0 | 0 | 0 | 0 | 0 | 0 | 0 | 0 | 0 | 0 | 0 | 0 | 0 | 0 | 0 | 0 | 0 | 0 | 0 | 0 | 0 | 0 | 0 | 35433.1387 | 12104.1874 | 0 | 0
| SA006-24612920 | 50 | SA006 | SA | 0 | 0 | 0.0014657 | 0.0014725 | 0.0014771 | 0.0014725 | 0.0014748 | 0.0014817 | 0.0015001 | 0.0015001 | 0.0015001 | 0.0015001 | 0.0015001 | 0.0015001 | 0.0015001 | 0.0015001 | 0.0015001 | 0.0015001 | 0.0015001 | 0.0015001 | 0.0015001 | 0.0015001 | 1.4606 | 1.4735 | 1.4863 | 1.4992 | 1.5121 | 1.5116 | 1.5112 | 1.5108 | 1.5104 | 1.5099 | 1.5095 | 1.5091 | 1.5087 | 1.5082 | 1.5078 | 1.5074 | 1.5069 | 1.5065 | 1.5061 | 1.5057 | 0.062082 | 0.062923 | 0.063671 | 0.064022 | 0.064672 | 0.064956 | 0.065743 | 0.065724 | 0.065706 | 0.065687 | 0.065669 | 0.06565 | 0.065631 | 0.065613 | 0.065594 | 0.065576 | 0.065557 | 0.065539 | 0.06552 | 0.065501 | 35433.1387 | 12104.1874 | 33247.0883 | 11357.4186
| SA007-111739222 | 58 | SA007 | SA | 0 | 0 | 0.0012592 | 0.0012895 | 0.0013177 | 0.0013374 | 0.0013592 | 0.0013909 | 0.0014225 | 0.00145 | 0.00145 | 0.00145 | 0.00145 | 0.00145 | 0.00145 | 0.00145 | 0.00145 | 0.00145 | 0.00145 | 0.00145 | 0.00145 | 0.00145 | 0 | 0 | 0 | 0 | 0 | 0 | 0 | 0 | 0 | 0 | 0 | 0 | 0 | 0 | 0 | 0 | 0 | 0 | 0 | 0 | 0 | 0 | 0 | 0 | 0 | 0 | 0 | 0 | 0 | 0 | 0 | 0 | 0 | 0 | 0 | 0 | 0 | 0 | 0 | 0 | 35433.1387 | 12104.1874 | 0 | 0
| SA007-15411091 | 275 | SA007 | SA | 0 | 0 | 0.0012592 | 0.0012895 | 0.0013177 | 0.0013374 | 0.0013592 | 0.0013909 | 0.0014225 | 0.00145 | 0.00145 | 0.00145 | 0.00145 | 0.00145 | 0.00145 | 0.00145 | 0.00145 | 0.00145 | 0.00145 | 0.00145 | 0.00145 | 0.00145 | 0 | 0 | 0 | 0 | 0 | 0 | 0 | 0 | 0 | 0 | 0 | 0 | 0 | 0 | 0 | 0 | 0 | 0 | 0 | 0 | 0 | 0 | 0 | 0 | 0 | 0 | 0 | 0 | 0 | 0 | 0 | 0 | 0 | 0 | 0 | 0 | 0 | 0 | 0 | 0 | 35433.1387 | 12104.1874 | 0 | 0
| SA009-15436559 | 0 | SA009 | SA | 0 | 0 | 0.0012179 | 0.0012729 | 0.001328 | 0.0013785 | 0.0014326 | 0.0014978 | 0.0015648 | 0.0016171 | 0.0016171 | 0.0016171 | 0.0016171 | 0.0016171 | 0.0016171 | 0.0016171 | 0.0016171 | 0.0016171 | 0.0016171 | 0.0016171 | 0.0016171 | 0.0016171 | 0 | 0 | 0 | 0 | 0 | 0 | 0 | 0 | 0 | 0 | 0 | 0 | 0 | 0 | 0 | 0 | 0 | 0 | 0 | 0 | 0 | 0 | 0 | 0 | 0 | 0 | 0 | 0 | 0 | 0 | 0 | 0 | 0 | 0 | 0 | 0 | 0 | 0 | 0 | 0 | 35433.1387 | 12104.1874 | 0 | 0
| SA009-15436572 | 176 | SA009 | SA | 0 | 0 | 0.0012179 | 0.0012729 | 0.001328 | 0.0013785 | 0.0014326 | 0.0014978 | 0.0015648 | 0.0016171 | 0.0016171 | 0.0016171 | 0.0016171 | 0.0016171 | 0.0016171 | 0.0016171 | 0.0016171 | 0.0016171 | 0.0016171 | 0.0016171 | 0.0016171 | 0.0016171 | 0 | 0 | 0 | 0 | 0 | 0 | 0 | 0 | 0 | 0 | 0 | 0 | 0 | 0 | 0 | 0 | 0 | 0 | 0 | 0 | 0 | 0 | 0 | 0 | 0 | 0 | 0 | 0 | 0 | 0 | 0 | 0 | 0 | 0 | 0 | 0 | 0 | 0 | 0 | 0 | 35433.1387 | 12104.1874 | 0 | 0
| SA009-76846685 | 2 | SA009 | SA | 0 | 0 | 0.0012179 | 0.0012729 | 0.001328 | 0.0013785 | 0.0014326 | 0.0014978 | 0.0015648 | 0.0016171 | 0.0016171 | 0.0016171 | 0.0016171 | 0.0016171 | 0.0016171 | 0.0016171 | 0.0016171 | 0.0016171 | 0.0016171 | 0.0016171 | 0.0016171 | 0.0016171 | 0 | 0 | 0 | 0 | 0 | 0 | 0 | 0 | 0 | 0 | 0 | 0 | 0 | 0 | 0 | 0 | 0 | 0 | 0 | 0 | 0 | 0 | 0 | 0 | 0 | 0 | 0 | 0 | 0 | 0 | 0 | 0 | 0 | 0 | 0 | 0 | 0 | 0 | 0 | 0 | 35433.1387 | 12104.1874 | 0 | 0
| SA010-15436583 | 97 | SA010 | SA | 0 | 0 | 0.0013493 | 0.0013624 | 0.0013698 | 0.0013698 | 0.0013735 | 0.0013884 | 0.0014108 | 0.0014089 | 0.0014089 | 0.0014089 | 0.0014089 | 0.0014089 | 0.0014089 | 0.0014089 | 0.0014089 | 0.0014089 | 0.0014089 | 0.0014089 | 0.0014089 | 0.0014089 | 0 | 0 | 0 | 0 | 0 | 0 | 0 | 0 | 0 | 0 | 0 | 0 | 0 | 0 | 0 | 0 | 0 | 0 | 0 | 0 | 0 | 0 | 0 | 0 | 0 | 0 | 0 | 0 | 0 | 0 | 0 | 0 | 0 | 0 | 0 | 0 | 0 | 0 | 0 | 0 | 35433.1387 | 12104.1874 | 0 | 0
| SA010-24613811 | 27 | SA010 | SA | 0 | 0 | 0.0013493 | 0.0013624 | 0.0013698 | 0.0013698 | 0.0013735 | 0.0013884 | 0.0014108 | 0.0014089 | 0.0014089 | 0.0014089 | 0.0014089 | 0.0014089 | 0.0014089 | 0.0014089 | 0.0014089 | 0.0014089 | 0.0014089 | 0.0014089 | 0.0014089 | 0.0014089 | 0 | 0 | 0 | 0 | 0 | 0 | 0 | 0 | 0 | 0 | 0 | 0 | 0 | 0 | 0 | 0 | 0 | 0 | 0 | 0 | 0 | 0 | 0 | 0 | 0 | 0 | 0 | 0 | 0 | 0 | 0 | 0 | 0 | 0 | 0 | 0 | 0 | 0 | 0 | 0 | 35433.1387 | 12104.1874 | 0 | 0
| SA011-15436594 | 85 | SA011 | SA | 0 | 0 | 0.0014208 | 0.0014541 | 0.0014848 | 0.0015045 | 0.0015316 | 0.0015672 | 0.0016054 | 0.0016349 | 0.0016349 | 0.0016349 | 0.0016349 | 0.0016349 | 0.0016349 | 0.0016349 | 0.0016349 | 0.0016349 | 0.0016349 | 0.0016349 | 0.0016349 | 0.0016349 | 21.2328 | 21.3794 | 21.5259 | 21.6725 | 21.819 | 21.8615 | 21.904 | 21.9465 | 21.989 | 22.0315 | 22.074 | 22.1165 | 22.159 | 22.2015 | 22.244 | 22.2865 | 22.329 | 22.3715 | 22.414 | 22.4565 | 0.87488 | 0.90152 | 0.92689 | 0.94557 | 0.96909 | 0.9936 | 1.0198 | 1.0405 | 1.0425 | 1.0446 | 1.0466 | 1.0486 | 1.0506 | 1.0526 | 1.0546 | 1.0566 | 1.0587 | 1.0607 | 1.0627 | 1.0647 | 35433.1387 | 12104.1874 | 515077.8497 | 175953.8972
| SA012-15437079 | 197 | SA012 | SA | 0 | 0 | 0.018085 | 0.018011 | 0.017901 | 0.017753 | 0.017624 | 0.017551 | 0.017495 | 0.017403 | 0.017403 | 0.017403 | 0.017403 | 0.017403 | 0.017403 | 0.017403 | 0.017403 | 0.017403 | 0.017403 | 0.017403 | 0.017403 | 0.017403 | 0 | 0 | 0 | 0 | 0 | 0 | 0 | 0 | 0 | 0 | 0 | 0 | 0 | 0 | 0 | 0 | 0 | 0 | 0 | 0 | 0 | 0 | 0 | 0 | 0 | 0 | 0 | 0 | 0 | 0 | 0 | 0 | 0 | 0 | 0 | 0 | 0 | 0 | 0 | 0 | 35433.1387 | 12104.1874 | 0 | 0
| SHL001-15428689 | 440 | SHL001 | SHL | 0 | 0 | 0.007076 | 0.0069883 | 0.0069298 | 0.0068129 | 0.0067105 | 0.0066667 | 0.0065936 | 0.0064912 | 0.0064912 | 0.0064912 | 0.0064912 | 0.0064912 | 0.0064912 | 0.0064912 | 0.0064912 | 0.0064912 | 0.0064912 | 0.0064912 | 0.0064912 | 0.0064912 | 5.1565 | 5.2038 | 5.2511 | 5.2983 | 5.3456 | 5.3697 | 5.3938 | 5.4178 | 5.4419 | 5.466 | 5.4901 | 5.5142 | 5.5383 | 5.5623 | 5.5864 | 5.6105 | 5.6346 | 5.6587 | 5.6828 | 5.7069 | 1.0581 | 1.0546 | 1.0553 | 1.0468 | 1.0403 | 1.0381 | 1.0314 | 1.0199 | 1.0244 | 1.029 | 1.0335 | 1.038 | 1.0426 | 1.0471 | 1.0516 | 1.0562 | 1.0607 | 1.0652 | 1.0698 | 1.0743 | 44855.7307 | 12979.021 | 678279.1861 | 196260.3148
| SHL001-155492469 | 0 | SHL001 | SHL | 0 | 0 | 0.007076 | 0.0069883 | 0.0069298 | 0.0068129 | 0.0067105 | 0.0066667 | 0.0065936 | 0.0064912 | 0.0064912 | 0.0064912 | 0.0064912 | 0.0064912 | 0.0064912 | 0.0064912 | 0.0064912 | 0.0064912 | 0.0064912 | 0.0064912 | 0.0064912 | 0.0064912 | 0 | 0 | 0 | 0 | 0 | 0 | 0 | 0 | 0 | 0 | 0 | 0 | 0 | 0 | 0 | 0 | 0 | 0 | 0 | 0 | 0 | 0 | 0 | 0 | 0 | 0 | 0 | 0 | 0 | 0 | 0 | 0 | 0 | 0 | 0 | 0 | 0 | 0 | 0 | 0 | 44855.7307 | 12979.021 | 0 | 0
| SHL001-160435720 | 41 | SHL001 | SHL | 0 | 0 | 0.007076 | 0.0069883 | 0.0069298 | 0.0068129 | 0.0067105 | 0.0066667 | 0.0065936 | 0.0064912 | 0.0064912 | 0.0064912 | 0.0064912 | 0.0064912 | 0.0064912 | 0.0064912 | 0.0064912 | 0.0064912 | 0.0064912 | 0.0064912 | 0.0064912 | 0.0064912 | 0.038435 | 0.03877 | 0.039104 | 0.039439 | 0.039774 | 0.039949 | 0.040125 | 0.0403 | 0.040476 | 0.040651 | 0.040827 | 0.041002 | 0.041178 | 0.041354 | 0.041529 | 0.041705 | 0.04188 | 0.042056 | 0.042231 | 0.042407 | 0.0078871 | 0.0078571 | 0.0078586 | 0.0077921 | 0.0077402 | 0.0077235 | 0.0076724 | 0.0075864 | 0.0076194 | 0.0076524 | 0.0076855 | 0.0077185 | 0.0077516 | 0.0077846 | 0.0078177 | 0.0078507 | 0.0078838 | 0.0079168 | 0.0079498 | 0.0079829 | 44855.7307 | 12979.021 | 5045.9449 | 1460.0459
| SHL001-160435873 | 118 | SHL001 | SHL | 0 | 0 | 0.007076 | 0.0069883 | 0.0069298 | 0.0068129 | 0.0067105 | 0.0066667 | 0.0065936 | 0.0064912 | 0.0064912 | 0.0064912 | 0.0064912 | 0.0064912 | 0.0064912 | 0.0064912 | 0.0064912 | 0.0064912 | 0.0064912 | 0.0064912 | 0.0064912 | 0.0064912 | 0.1666 | 0.16803 | 0.16945 | 0.17087 | 0.17229 | 0.17319 | 0.17409 | 0.17499 | 0.17589 | 0.17679 | 0.17769 | 0.17859 | 0.17949 | 0.18039 | 0.18129 | 0.18219 | 0.1831 | 0.184 | 0.1849 | 0.1858 | 0.034188 | 0.034052 | 0.034053 | 0.03376 | 0.033529 | 0.033484 | 0.033289 | 0.032942 | 0.033111 | 0.033281 | 0.03345 | 0.03362 | 0.033789 | 0.033959 | 0.034128 | 0.034297 | 0.034467 | 0.034636 | 0.034806 | 0.034975 | 44855.7307 | 12979.021 | 21946.3638 | 6350.1879
| SHL001-160436010 | 118 | SHL001 | SHL | 0 | 0 | 0.007076 | 0.0069883 | 0.0069298 | 0.0068129 | 0.0067105 | 0.0066667 | 0.0065936 | 0.0064912 | 0.0064912 | 0.0064912 | 0.0064912 | 0.0064912 | 0.0064912 | 0.0064912 | 0.0064912 | 0.0064912 | 0.0064912 | 0.0064912 | 0.0064912 | 0.0064912 | 0.14706 | 0.14853 | 0.15 | 0.15148 | 0.15295 | 0.15365 | 0.15434 | 0.15504 | 0.15574 | 0.15644 | 0.15714 | 0.15784 | 0.15854 | 0.15924 | 0.15994 | 0.16063 | 0.16133 | 0.16203 | 0.16273 | 0.16343 | 0.030177 | 0.030102 | 0.030145 | 0.029927 | 0.029764 | 0.029705 | 0.029513 | 0.029186 | 0.029318 | 0.029449 | 0.029581 | 0.029713 | 0.029844 | 0.029976 | 0.030107 | 0.030239 | 0.03037 | 0.030502 | 0.030633 | 0.030765 | 44855.7307 | 12979.021 | 19402.4715 | 5614.1118
| SHL001-160450736 | 34 | SHL001 | SHL | 0 | 0 | 0.007076 | 0.0069883 | 0.0069298 | 0.0068129 | 0.0067105 | 0.0066667 | 0.0065936 | 0.0064912 | 0.0064912 | 0.0064912 | 0.0064912 | 0.0064912 | 0.0064912 | 0.0064912 | 0.0064912 | 0.0064912 | 0.0064912 | 0.0064912 | 0.0064912 | 0.0064912 | 0.00033358 | 0.00033674 | 0.00033989 | 0.00034305 | 0.0003462 | 0.00034683 | 0.00034746 | 0.00034809 | 0.00034872 | 0.00034935 | 0.00034998 | 0.00035061 | 0.00035124 | 0.00035187 | 0.0003525 | 0.00035313 | 0.00035376 | 0.00035439 | 0.00035502 | 0.00035565 | 6.8453e-05 | 6.8243e-05 | 6.8306e-05 | 6.7777e-05 | 6.7372e-05 | 6.7054e-05 | 6.6439e-05 | 6.5526e-05 | 6.5645e-05 | 6.5764e-05 | 6.5882e-05 | 6.6001e-05 | 6.6119e-05 | 6.6238e-05 | 6.6357e-05 | 6.6475e-05 | 6.6594e-05 | 6.6712e-05 | 6.6831e-05 | 6.695e-05 | 44855.7307 | 12979.021 | 43.3493 | 12.5431
| SHL001-160450820 | 32 | SHL001 | SHL | 0 | 0 | 0.007076 | 0.0069883 | 0.0069298 | 0.0068129 | 0.0067105 | 0.0066667 | 0.0065936 | 0.0064912 | 0.0064912 | 0.0064912 | 0.0064912 | 0.0064912 | 0.0064912 | 0.0064912 | 0.0064912 | 0.0064912 | 0.0064912 | 0.0064912 | 0.0064912 | 0.0064912 | 0.0024001 | 0.0024234 | 0.0024467 | 0.00247 | 0.0024933 | 0.0024964 | 0.0024995 | 0.0025026 | 0.0025056 | 0.0025087 | 0.0025118 | 0.0025149 | 0.002518 | 0.0025211 | 0.0025242 | 0.0025273 | 0.0025304 | 0.0025335 | 0.0025366 | 0.0025396 | 0.00049251 | 0.00049112 | 0.0004917 | 0.000488 | 0.00048521 | 0.00048263 | 0.00047793 | 0.00047109 | 0.00047168 | 0.00047226 | 0.00047284 | 0.00047342 | 0.000474 | 0.00047459 | 0.00047517 | 0.00047575 | 0.00047633 | 0.00047691 | 0.0004775 | 0.00047808 | 44855.7307 | 12979.021 | 311.2576 | 90.0625
| SHL001-160491672 | 32 | SHL001 | SHL | 0 | 0 | 0.007076 | 0.0069883 | 0.0069298 | 0.0068129 | 0.0067105 | 0.0066667 | 0.0065936 | 0.0064912 | 0.0064912 | 0.0064912 | 0.0064912 | 0.0064912 | 0.0064912 | 0.0064912 | 0.0064912 | 0.0064912 | 0.0064912 | 0.0064912 | 0.0064912 | 0.0064912 | 0.053306 | 0.053326 | 0.053345 | 0.053365 | 0.053384 | 0.053369 | 0.053354 | 0.053339 | 0.053324 | 0.053308 | 0.053293 | 0.053278 | 0.053263 | 0.053248 | 0.053232 | 0.053217 | 0.053202 | 0.053187 | 0.053172 | 0.053156 | 0.010939 | 0.010807 | 0.01072 | 0.010543 | 0.010389 | 0.010318 | 0.010202 | 0.010041 | 0.010038 | 0.010035 | 0.010032 | 0.010029 | 0.010026 | 0.010024 | 0.010021 | 0.010018 | 0.010015 | 0.010012 | 0.010009 | 0.010006 | 44855.7307 | 12979.021 | 6655.9391 | 1925.8982
| SHL001-160682032 | 32 | SHL001 | SHL | 0 | 0 | 0.007076 | 0.0069883 | 0.0069298 | 0.0068129 | 0.0067105 | 0.0066667 | 0.0065936 | 0.0064912 | 0.0064912 | 0.0064912 | 0.0064912 | 0.0064912 | 0.0064912 | 0.0064912 | 0.0064912 | 0.0064912 | 0.0064912 | 0.0064912 | 0.0064912 | 0.0064912 | 0.045042 | 0.04542 | 0.045798 | 0.046176 | 0.046553 | 0.046786 | 0.047019 | 0.047252 | 0.047484 | 0.047717 | 0.04795 | 0.048183 | 0.048415 | 0.048648 | 0.048881 | 0.049114 | 0.049346 | 0.049579 | 0.049812 | 0.050045 | 0.0092428 | 0.0092048 | 0.0092037 | 0.0091231 | 0.0090596 | 0.0090453 | 0.0089907 | 0.0088949 | 0.0089387 | 0.0089825 | 0.0090264 | 0.0090702 | 0.009114 | 0.0091578 | 0.0092016 | 0.0092454 | 0.0092892 | 0.009333 | 0.0093769 | 0.0094207 | 44855.7307 | 12979.021 | 5924.0007 | 1714.1116
| SHL001-162130935 | 22 | SHL001 | SHL | 0 | 0 | 0.007076 | 0.0069883 | 0.0069298 | 0.0068129 | 0.0067105 | 0.0066667 | 0.0065936 | 0.0064912 | 0.0064912 | 0.0064912 | 0.0064912 | 0.0064912 | 0.0064912 | 0.0064912 | 0.0064912 | 0.0064912 | 0.0064912 | 0.0064912 | 0.0064912 | 0.0064912 | 0.00012428 | 0.00012538 | 0.00012649 | 0.00012759 | 0.0001287 | 0.00012939 | 0.00013008 | 0.00013077 | 0.00013146 | 0.00013215 | 0.00013284 | 0.00013353 | 0.00013422 | 0.00013491 | 0.0001356 | 0.00013629 | 0.00013698 | 0.00013767 | 0.00013836 | 0.00013905 | 2.5502e-05 | 2.541e-05 | 2.542e-05 | 2.5209e-05 | 2.5046e-05 | 2.5015e-05 | 2.4873e-05 | 2.4617e-05 | 2.4747e-05 | 2.4877e-05 | 2.5007e-05 | 2.5136e-05 | 2.5266e-05 | 2.5396e-05 | 2.5526e-05 | 2.5656e-05 | 2.5786e-05 | 2.5916e-05 | 2.6046e-05 | 2.6176e-05 | 44855.7307 | 12979.021 | 16.4006 | 4.7455
| SHL001-162641927 | 22 | SHL001 | SHL | 0 | 0 | 0.007076 | 0.0069883 | 0.0069298 | 0.0068129 | 0.0067105 | 0.0066667 | 0.0065936 | 0.0064912 | 0.0064912 | 0.0064912 | 0.0064912 | 0.0064912 | 0.0064912 | 0.0064912 | 0.0064912 | 0.0064912 | 0.0064912 | 0.0064912 | 0.0064912 | 0.0064912 | 0.00022535 | 0.00022761 | 0.00022987 | 0.00023214 | 0.0002344 | 0.00023504 | 0.00023568 | 0.00023632 | 0.00023696 | 0.0002376 | 0.00023824 | 0.00023888 | 0.00023952 | 0.00024016 | 0.0002408 | 0.00024144 | 0.00024208 | 0.00024272 | 0.00024336 | 0.000244 | 4.6243e-05 | 4.6128e-05 | 4.6197e-05 | 4.5864e-05 | 4.5615e-05 | 4.5441e-05 | 4.5065e-05 | 4.4486e-05 | 4.4607e-05 | 4.4727e-05 | 4.4848e-05 | 4.4968e-05 | 4.5089e-05 | 4.5209e-05 | 4.533e-05 | 4.545e-05 | 4.557e-05 | 4.5691e-05 | 4.5811e-05 | 4.5932e-05 | 44855.7307 | 12979.021 | 29.4703 | 8.5272
| SHL001-162662602 | 64 | SHL001 | SHL | 0 | 0 | 0.007076 | 0.0069883 | 0.0069298 | 0.0068129 | 0.0067105 | 0.0066667 | 0.0065936 | 0.0064912 | 0.0064912 | 0.0064912 | 0.0064912 | 0.0064912 | 0.0064912 | 0.0064912 | 0.0064912 | 0.0064912 | 0.0064912 | 0.0064912 | 0.0064912 | 0.0064912 | 0.036518 | 0.036835 | 0.037152 | 0.037468 | 0.037785 | 0.037967 | 0.038149 | 0.038331 | 0.038513 | 0.038695 | 0.038877 | 0.039059 | 0.039241 | 0.039423 | 0.039605 | 0.039787 | 0.039969 | 0.040151 | 0.040333 | 0.040515 | 0.0074938 | 0.007465 | 0.0074662 | 0.0074027 | 0.0073531 | 0.0073402 | 0.0072945 | 0.0072156 | 0.0072498 | 0.0072841 | 0.0073184 | 0.0073526 | 0.0073869 | 0.0074212 | 0.0074554 | 0.0074897 | 0.0075239 | 0.0075582 | 0.0075925 | 0.0076267 | 44855.7307 | 12979.021 | 4803.0745 | 1389.7712
| SHL001-162662856 | 67 | SHL001 | SHL | 0 | 0 | 0.007076 | 0.0069883 | 0.0069298 | 0.0068129 | 0.0067105 | 0.0066667 | 0.0065936 | 0.0064912 | 0.0064912 | 0.0064912 | 0.0064912 | 0.0064912 | 0.0064912 | 0.0064912 | 0.0064912 | 0.0064912 | 0.0064912 | 0.0064912 | 0.0064912 | 0.0064912 | 0.089098 | 0.089939 | 0.09078 | 0.091622 | 0.092463 | 0.092651 | 0.092839 | 0.093027 | 0.093215 | 0.093403 | 0.093591 | 0.093779 | 0.093967 | 0.094155 | 0.094343 | 0.094531 | 0.094719 | 0.094907 | 0.095095 | 0.095283 | 0.018283 | 0.018227 | 0.018244 | 0.018102 | 0.017994 | 0.017913 | 0.017752 | 0.017512 | 0.017547 | 0.017583 | 0.017618 | 0.017654 | 0.017689 | 0.017724 | 0.01776 | 0.017795 | 0.01783 | 0.017866 | 0.017901 | 0.017937 | 44855.7307 | 12979.021 | 11589.9311 | 3353.5505
| SHL001-162663030 | 14 | SHL001 | SHL | 0 | 0 | 0.007076 | 0.0069883 | 0.0069298 | 0.0068129 | 0.0067105 | 0.0066667 | 0.0065936 | 0.0064912 | 0.0064912 | 0.0064912 | 0.0064912 | 0.0064912 | 0.0064912 | 0.0064912 | 0.0064912 | 0.0064912 | 0.0064912 | 0.0064912 | 0.0064912 | 0.0064912 | 0.013226 | 0.013348 | 0.013469 | 0.013591 | 0.013712 | 0.01375 | 0.013787 | 0.013824 | 0.013861 | 0.013898 | 0.013935 | 0.013973 | 0.01401 | 0.014047 | 0.014084 | 0.014121 | 0.014158 | 0.014196 | 0.014233 | 0.01427 | 0.0027141 | 0.0027051 | 0.0027069 | 0.0026852 | 0.0026685 | 0.0026582 | 0.0026362 | 0.0026023 | 0.0026093 | 0.0026163 | 0.0026233 | 0.0026303 | 0.0026373 | 0.0026443 | 0.0026513 | 0.0026583 | 0.0026653 | 0.0026723 | 0.0026792 | 0.0026862 | 44855.7307 | 12979.021 | 1724.7819 | 499.0662
| SHL001-162760066 | 13 | SHL001 | SHL | 0 | 0 | 0.007076 | 0.0069883 | 0.0069298 | 0.0068129 | 0.0067105 | 0.0066667 | 0.0065936 | 0.0064912 | 0.0064912 | 0.0064912 | 0.0064912 | 0.0064912 | 0.0064912 | 0.0064912 | 0.0064912 | 0.0064912 | 0.0064912 | 0.0064912 | 0.0064912 | 0.0064912 | 0 | 0 | 0 | 0 | 0 | 0 | 0 | 0 | 0 | 0 | 0 | 0 | 0 | 0 | 0 | 0 | 0 | 0 | 0 | 0 | 0 | 0 | 0 | 0 | 0 | 0 | 0 | 0 | 0 | 0 | 0 | 0 | 0 | 0 | 0 | 0 | 0 | 0 | 0 | 0 | 44855.7307 | 12979.021 | 0 | 0
| SHL002-15428854 | 98 | SHL002 | SHL | 0 | 0 | 0.0056363 | 0.0056281 | 0.0055706 | 0.0054721 | 0.0054228 | 0.0054269 | 0.0054762 | 0.0053777 | 0.0053777 | 0.0053777 | 0.0053777 | 0.0053777 | 0.0053777 | 0.0053777 | 0.0053777 | 0.0053777 | 0.0053777 | 0.0053777 | 0.0053777 | 0.0053777 | 3.9279 | 3.9594 | 3.9909 | 4.0224 | 4.054 | 4.0639 | 4.0738 | 4.0837 | 4.0936 | 4.1035 | 4.1134 | 4.1234 | 4.1333 | 4.1432 | 4.1531 | 4.163 | 4.1729 | 4.1829 | 4.1928 | 4.2027 | 0.64202 | 0.64623 | 0.64472 | 0.63832 | 0.63753 | 0.63958 | 0.64696 | 0.63686 | 0.63841 | 0.63996 | 0.6415 | 0.64305 | 0.6446 | 0.64614 | 0.64769 | 0.64923 | 0.65078 | 0.65233 | 0.65387 | 0.65542 | 44855.7307 | 12979.021 | 417700.0993 | 120861.6668
| SHL002-160491442 | 106 | SHL002 | SHL | 0 | 0 | 0.0056363 | 0.0056281 | 0.0055706 | 0.0054721 | 0.0054228 | 0.0054269 | 0.0054762 | 0.0053777 | 0.0053777 | 0.0053777 | 0.0053777 | 0.0053777 | 0.0053777 | 0.0053777 | 0.0053777 | 0.0053777 | 0.0053777 | 0.0053777 | 0.0053777 | 0.0053777 | 0.0096716 | 0.0097587 | 0.0098458 | 0.0099328 | 0.01002 | 0.010023 | 0.010026 | 0.010029 | 0.010032 | 0.010035 | 0.010038 | 0.010041 | 0.010044 | 0.010047 | 0.010049 | 0.010052 | 0.010055 | 0.010058 | 0.010061 | 0.010064 | 0.0015809 | 0.0015928 | 0.0015906 | 0.0015762 | 0.0015758 | 0.0015774 | 0.0015922 | 0.001564 | 0.0015645 | 0.0015649 | 0.0015654 | 0.0015659 | 0.0015663 | 0.0015668 | 0.0015672 | 0.0015677 | 0.0015682 | 0.0015686 | 0.0015691 | 0.0015695 | 44855.7307 | 12979.021 | 1020.8157 | 295.3734
| SHL002-160491563 | 62 | SHL002 | SHL | 0 | 0 | 0.0056363 | 0.0056281 | 0.0055706 | 0.0054721 | 0.0054228 | 0.0054269 | 0.0054762 | 0.0053777 | 0.0053777 | 0.0053777 | 0.0053777 | 0.0053777 | 0.0053777 | 0.0053777 | 0.0053777 | 0.0053777 | 0.0053777 | 0.0053777 | 0.0053777 | 0.0053777 | 0.0069521 | 0.0070154 | 0.0070788 | 0.0071421 | 0.0072055 | 0.0072168 | 0.0072281 | 0.0072394 | 0.0072507 | 0.007262 | 0.0072733 | 0.0072846 | 0.0072959 | 0.0073071 | 0.0073184 | 0.0073297 | 0.007341 | 0.0073523 | 0.0073636 | 0.0073749 | 0.0011363 | 0.001145 | 0.0011436 | 0.0011334 | 0.0011331 | 0.0011358 | 0.0011479 | 0.001129 | 0.0011308 | 0.0011325 | 0.0011343 | 0.001136 | 0.0011378 | 0.0011396 | 0.0011413 | 0.0011431 | 0.0011449 | 0.0011466 | 0.0011484 | 0.0011501 | 44855.7307 | 12979.021 | 738.6937 | 213.7413
| SHL002-161866668 | 82 | SHL002 | SHL | 0 | 0 | 0.0056363 | 0.0056281 | 0.0055706 | 0.0054721 | 0.0054228 | 0.0054269 | 0.0054762 | 0.0053777 | 0.0053777 | 0.0053777 | 0.0053777 | 0.0053777 | 0.0053777 | 0.0053777 | 0.0053777 | 0.0053777 | 0.0053777 | 0.0053777 | 0.0053777 | 0.0053777 | 0.011433 | 0.01154 | 0.011648 | 0.011755 | 0.011863 | 0.011884 | 0.011906 | 0.011928 | 0.011949 | 0.011971 | 0.011993 | 0.012014 | 0.012036 | 0.012057 | 0.012079 | 0.012101 | 0.012122 | 0.012144 | 0.012165 | 0.012187 | 0.0018687 | 0.0018835 | 0.0018817 | 0.0018655 | 0.0018656 | 0.0018704 | 0.0018908 | 0.0018602 | 0.0018635 | 0.0018669 | 0.0018703 | 0.0018736 | 0.001877 | 0.0018804 | 0.0018837 | 0.0018871 | 0.0018905 | 0.0018939 | 0.0018972 | 0.0019006 | 44855.7307 | 12979.021 | 1217.4673 | 352.2746
| SHL002-162436238 | 59 | SHL002 | SHL | 0 | 0 | 0.0056363 | 0.0056281 | 0.0055706 | 0.0054721 | 0.0054228 | 0.0054269 | 0.0054762 | 0.0053777 | 0.0053777 | 0.0053777 | 0.0053777 | 0.0053777 | 0.0053777 | 0.0053777 | 0.0053777 | 0.0053777 | 0.0053777 | 0.0053777 | 0.0053777 | 0.0053777 | 0.00050214 | 0.00050686 | 0.00051157 | 0.00051629 | 0.000521 | 0.0005219 | 0.0005228 | 0.0005237 | 0.0005246 | 0.0005255 | 0.0005264 | 0.0005273 | 0.0005282 | 0.0005291 | 0.00053 | 0.0005309 | 0.0005318 | 0.0005327 | 0.0005336 | 0.0005345 | 8.2076e-05 | 8.2726e-05 | 8.2643e-05 | 8.193e-05 | 8.1933e-05 | 8.2137e-05 | 8.3026e-05 | 8.1672e-05 | 8.1813e-05 | 8.1953e-05 | 8.2093e-05 | 8.2234e-05 | 8.2374e-05 | 8.2514e-05 | 8.2655e-05 | 8.2795e-05 | 8.2935e-05 | 8.3076e-05 | 8.3216e-05 | 8.3357e-05 | 44855.7307 | 12979.021 | 53.4451 | 15.4644
| SHL002-162436334 | 87 | SHL002 | SHL | 0 | 0 | 0.0056363 | 0.0056281 | 0.0055706 | 0.0054721 | 0.0054228 | 0.0054269 | 0.0054762 | 0.0053777 | 0.0053777 | 0.0053777 | 0.0053777 | 0.0053777 | 0.0053777 | 0.0053777 | 0.0053777 | 0.0053777 | 0.0053777 | 0.0053777 | 0.0053777 | 0.0053777 | 0.0044089 | 0.0044466 | 0.0044844 | 0.0045222 | 0.0045599 | 0.0045674 | 0.0045749 | 0.0045824 | 0.0045899 | 0.0045974 | 0.0046049 | 0.0046124 | 0.00462 | 0.0046275 | 0.004635 | 0.0046425 | 0.00465 | 0.0046575 | 0.004665 | 0.0046725 | 0.00072064 | 0.00072576 | 0.00072444 | 0.00071762 | 0.0007171 | 0.00071882 | 0.00072654 | 0.00071464 | 0.00071581 | 0.00071698 | 0.00071815 | 0.00071932 | 0.00072049 | 0.00072166 | 0.00072283 | 0.000724 | 0.00072517 | 0.00072635 | 0.00072752 | 0.00072869 | 44855.7307 | 12979.021 | 467.8178 | 135.3632
| SHL002-162436442 | 5 | SHL002 | SHL | 0 | 0 | 0.0056363 | 0.0056281 | 0.0055706 | 0.0054721 | 0.0054228 | 0.0054269 | 0.0054762 | 0.0053777 | 0.0053777 | 0.0053777 | 0.0053777 | 0.0053777 | 0.0053777 | 0.0053777 | 0.0053777 | 0.0053777 | 0.0053777 | 0.0053777 | 0.0053777 | 0.0053777 | 0.00031445 | 0.0003174 | 0.00032034 | 0.00032328 | 0.00032623 | 0.00032601 | 0.0003258 | 0.00032558 | 0.00032537 | 0.00032515 | 0.00032494 | 0.00032472 | 0.00032451 | 0.0003243 | 0.00032408 | 0.00032387 | 0.00032365 | 0.00032344 | 0.00032322 | 0.00032301 | 5.1398e-05 | 5.1803e-05 | 5.175e-05 | 5.1302e-05 | 5.1303e-05 | 5.1308e-05 | 5.174e-05 | 5.0775e-05 | 5.0742e-05 | 5.0708e-05 | 5.0675e-05 | 5.0642e-05 | 5.0608e-05 | 5.0575e-05 | 5.0541e-05 | 5.0508e-05 | 5.0474e-05 | 5.0441e-05 | 5.0407e-05 | 5.0374e-05 | 44855.7307 | 12979.021 | 33.07 | 9.5688
| SHL002-162485158 | 11 | SHL002 | SHL | 0 | 0 | 0.0056363 | 0.0056281 | 0.0055706 | 0.0054721 | 0.0054228 | 0.0054269 | 0.0054762 | 0.0053777 | 0.0053777 | 0.0053777 | 0.0053777 | 0.0053777 | 0.0053777 | 0.0053777 | 0.0053777 | 0.0053777 | 0.0053777 | 0.0053777 | 0.0053777 | 0.0053777 | 0 | 0 | 0 | 0 | 0 | 0 | 0 | 0 | 0 | 0 | 0 | 0 | 0 | 0 | 0 | 0 | 0 | 0 | 0 | 0 | 0 | 0 | 0 | 0 | 0 | 0 | 0 | 0 | 0 | 0 | 0 | 0 | 0 | 0 | 0 | 0 | 0 | 0 | 0 | 0 | 44855.7307 | 12979.021 | 0 | 0
| SHL002-24604026 | 112 | SHL002 | SHL | 0 | 0 | 0.0056363 | 0.0056281 | 0.0055706 | 0.0054721 | 0.0054228 | 0.0054269 | 0.0054762 | 0.0053777 | 0.0053777 | 0.0053777 | 0.0053777 | 0.0053777 | 0.0053777 | 0.0053777 | 0.0053777 | 0.0053777 | 0.0053777 | 0.0053777 | 0.0053777 | 0.0053777 | 11.7285 | 11.8276 | 11.9267 | 12.0258 | 12.1249 | 12.1467 | 12.1685 | 12.1903 | 12.2121 | 12.2339 | 12.2557 | 12.2775 | 12.2993 | 12.3211 | 12.3429 | 12.3647 | 12.3865 | 12.4083 | 12.4301 | 12.4519 | 1.9171 | 1.9304 | 1.9267 | 1.9084 | 1.9068 | 1.9117 | 1.9325 | 1.9011 | 1.9045 | 1.9079 | 1.9113 | 1.9147 | 1.9181 | 1.9215 | 1.9249 | 1.9283 | 1.9317 | 1.9351 | 1.9385 | 1.9419 | 44855.7307 | 12979.021 | 1244966.6958 | 360231.5399
| SHL002-24604040 | 34 | SHL002 | SHL | 0 | 0 | 0.0056363 | 0.0056281 | 0.0055706 | 0.0054721 | 0.0054228 | 0.0054269 | 0.0054762 | 0.0053777 | 0.0053777 | 0.0053777 | 0.0053777 | 0.0053777 | 0.0053777 | 0.0053777 | 0.0053777 | 0.0053777 | 0.0053777 | 0.0053777 | 0.0053777 | 0.0053777 | 1.8144 | 1.8288 | 1.8432 | 1.8575 | 1.8719 | 1.8731 | 1.8742 | 1.8754 | 1.8765 | 1.8777 | 1.8788 | 1.88 | 1.8811 | 1.8823 | 1.8834 | 1.8846 | 1.8857 | 1.8868 | 1.888 | 1.8891 | 0.29657 | 0.29849 | 0.29776 | 0.29477 | 0.29438 | 0.29478 | 0.29764 | 0.29247 | 0.29265 | 0.29282 | 0.293 | 0.29318 | 0.29336 | 0.29354 | 0.29372 | 0.2939 | 0.29408 | 0.29426 | 0.29444 | 0.29462 | 44855.7307 | 12979.021 | 191142.1806 | 55307.0554
| SHL002-24614570 | 130 | SHL002 | SHL | 0 | 0 | 0.0056363 | 0.0056281 | 0.0055706 | 0.0054721 | 0.0054228 | 0.0054269 | 0.0054762 | 0.0053777 | 0.0053777 | 0.0053777 | 0.0053777 | 0.0053777 | 0.0053777 | 0.0053777 | 0.0053777 | 0.0053777 | 0.0053777 | 0.0053777 | 0.0053777 | 0.0053777 | 4.2051 | 4.2272 | 4.2493 | 4.2714 | 4.2935 | 4.2852 | 4.2769 | 4.2686 | 4.2603 | 4.252 | 4.2437 | 4.2354 | 4.2271 | 4.2188 | 4.2105 | 4.2022 | 4.1939 | 4.1855 | 4.1772 | 4.1689 | 0.68733 | 0.68994 | 0.68646 | 0.67783 | 0.67521 | 0.67441 | 0.67921 | 0.6657 | 0.6644 | 0.66311 | 0.66181 | 0.66052 | 0.65922 | 0.65793 | 0.65663 | 0.65534 | 0.65404 | 0.65275 | 0.65145 | 0.65016 | 44855.7307 | 12979.021 | 433605.7625 | 125463.9759
| SHL002-42163201 | 50 | SHL002 | SHL | 0 | 0 | 0.0056363 | 0.0056281 | 0.0055706 | 0.0054721 | 0.0054228 | 0.0054269 | 0.0054762 | 0.0053777 | 0.0053777 | 0.0053777 | 0.0053777 | 0.0053777 | 0.0053777 | 0.0053777 | 0.0053777 | 0.0053777 | 0.0053777 | 0.0053777 | 0.0053777 | 0.0053777 | 0 | 0 | 0 | 0 | 0 | 0 | 0 | 0 | 0 | 0 | 0 | 0 | 0 | 0 | 0 | 0 | 0 | 0 | 0 | 0 | 0 | 0 | 0 | 0 | 0 | 0 | 0 | 0 | 0 | 0 | 0 | 0 | 0 | 0 | 0 | 0 | 0 | 0 | 0 | 0 | 44855.7307 | 12979.021 | 0 | 0
| SHL002-54520142 | 181 | SHL002 | SHL | 0 | 0 | 0.0056363 | 0.0056281 | 0.0055706 | 0.0054721 | 0.0054228 | 0.0054269 | 0.0054762 | 0.0053777 | 0.0053777 | 0.0053777 | 0.0053777 | 0.0053777 | 0.0053777 | 0.0053777 | 0.0053777 | 0.0053777 | 0.0053777 | 0.0053777 | 0.0053777 | 0.0053777 | 0.25346 | 0.25354 | 0.25361 | 0.25369 | 0.25376 | 0.25371 | 0.25365 | 0.25359 | 0.25353 | 0.25347 | 0.25341 | 0.25335 | 0.2533 | 0.25324 | 0.25318 | 0.25312 | 0.25306 | 0.253 | 0.25294 | 0.25289 | 0.041429 | 0.041381 | 0.040971 | 0.040258 | 0.039907 | 0.039928 | 0.040282 | 0.039548 | 0.039539 | 0.039529 | 0.03952 | 0.039511 | 0.039502 | 0.039493 | 0.039484 | 0.039475 | 0.039466 | 0.039456 | 0.039447 | 0.039438 | 44855.7307 | 12979.021 | 25932.8931 | 7503.6915
| SHL004-15428865 | 187 | SHL004 | SHL | 0 | 0 | 0.0027741 | 0.0027811 | 0.002788 | 0.0027671 | 0.0027532 | 0.0027671 | 0.002788 | 0.0027741 | 0.0027741 | 0.0027741 | 0.0027741 | 0.0027741 | 0.0027741 | 0.0027741 | 0.0027741 | 0.0027741 | 0.0027741 | 0.0027741 | 0.0027741 | 0.0027741 | 5.8017 | 5.8514 | 5.901 | 5.9506 | 6.0003 | 6.0189 | 6.0375 | 6.0561 | 6.0747 | 6.0934 | 6.112 | 6.1306 | 6.1492 | 6.1679 | 6.1865 | 6.2051 | 6.2237 | 6.2424 | 6.261 | 6.2796 | 0.46674 | 0.47192 | 0.47711 | 0.47752 | 0.47908 | 0.483 | 0.48815 | 0.48721 | 0.48871 | 0.49021 | 0.4917 | 0.4932 | 0.4947 | 0.4962 | 0.4977 | 0.49919 | 0.50069 | 0.50219 | 0.50369 | 0.50519 | 44855.7307 | 12979.021 | 316254.7873 | 91508.431
| SHL004-24604082 | 341 | SHL004 | SHL | 0 | 0 | 0.0027741 | 0.0027811 | 0.002788 | 0.0027671 | 0.0027532 | 0.0027671 | 0.002788 | 0.0027741 | 0.0027741 | 0.0027741 | 0.0027741 | 0.0027741 | 0.0027741 | 0.0027741 | 0.0027741 | 0.0027741 | 0.0027741 | 0.0027741 | 0.0027741 | 0.0027741 | 12.548 | 12.665 | 12.782 | 12.899 | 13.016 | 13.0206 | 13.0253 | 13.03 | 13.0347 | 13.0394 | 13.044 | 13.0487 | 13.0534 | 13.0581 | 13.0628 | 13.0674 | 13.0721 | 13.0768 | 13.0815 | 13.0861 | 1.0095 | 1.0214 | 1.0335 | 1.0351 | 1.0392 | 1.0449 | 1.0531 | 1.0483 | 1.0486 | 1.049 | 1.0494 | 1.0498 | 1.0501 | 1.0505 | 1.0509 | 1.0513 | 1.0516 | 1.052 | 1.0524 | 1.0528 | 44855.7307 | 12979.021 | 676349.9458 | 195702.0885
| SHL004-24612892 | 229 | SHL004 | SHL | 0 | 0 | 0.0027741 | 0.0027811 | 0.002788 | 0.0027671 | 0.0027532 | 0.0027671 | 0.002788 | 0.0027741 | 0.0027741 | 0.0027741 | 0.0027741 | 0.0027741 | 0.0027741 | 0.0027741 | 0.0027741 | 0.0027741 | 0.0027741 | 0.0027741 | 0.0027741 | 0.0027741 | 5.9086 | 5.9562 | 6.0038 | 6.0514 | 6.099 | 6.1048 | 6.1106 | 6.1165 | 6.1223 | 6.1281 | 6.1339 | 6.1397 | 6.1455 | 6.1513 | 6.1571 | 6.1629 | 6.1687 | 6.1745 | 6.1803 | 6.1861 | 0.47534 | 0.48037 | 0.48543 | 0.48561 | 0.48697 | 0.4899 | 0.49406 | 0.49206 | 0.49253 | 0.493 | 0.49346 | 0.49393 | 0.4944 | 0.49486 | 0.49533 | 0.4958 | 0.49626 | 0.49673 | 0.4972 | 0.49766 | 44855.7307 | 12979.021 | 318118.7827 | 92047.7788
| SHL005-15428600 | 1 | SHL005 | SHL | 0 | 0 | 0.0017426 | 0.0017426 | 0.0017426 | 0.001725 | 0.0017163 | 0.001725 | 0.0017382 | 0.0017294 | 0.0017294 | 0.0017294 | 0.0017294 | 0.0017294 | 0.0017294 | 0.0017294 | 0.0017294 | 0.0017294 | 0.0017294 | 0.0017294 | 0.0017294 | 0.0017294 | 0.0027172 | 0.0027421 | 0.0027669 | 0.0027918 | 0.0028166 | 0.0028295 | 0.0028423 | 0.0028552 | 0.002868 | 0.0028809 | 0.0028937 | 0.0029065 | 0.0029194 | 0.0029322 | 0.0029451 | 0.0029579 | 0.0029708 | 0.0029836 | 0.0029965 | 0.0030093 | 0.00013731 | 0.00013857 | 0.00013982 | 0.00013966 | 0.00014019 | 0.00014155 | 0.00014327 | 0.0001432 | 0.00014384 | 0.00014448 | 0.00014513 | 0.00014577 | 0.00014642 | 0.00014706 | 0.00014771 | 0.00014835 | 0.00014899 | 0.00014964 | 0.00015028 | 0.00015093 | 44855.7307 | 12979.021 | 93.2766 | 26.9896
| SHL005-15428613 | 125 | SHL005 | SHL | 0 | 0 | 0.0017426 | 0.0017426 | 0.0017426 | 0.001725 | 0.0017163 | 0.001725 | 0.0017382 | 0.0017294 | 0.0017294 | 0.0017294 | 0.0017294 | 0.0017294 | 0.0017294 | 0.0017294 | 0.0017294 | 0.0017294 | 0.0017294 | 0.0017294 | 0.0017294 | 0.0017294 | 12.1134 | 12.2082 | 12.3031 | 12.398 | 12.4929 | 12.5358 | 12.5787 | 12.6216 | 12.6645 | 12.7074 | 12.7503 | 12.7931 | 12.836 | 12.8789 | 12.9218 | 12.9647 | 13.0076 | 13.0505 | 13.0934 | 13.1363 | 0.61214 | 0.61693 | 0.62173 | 0.62023 | 0.6218 | 0.62712 | 0.63406 | 0.63301 | 0.63516 | 0.63732 | 0.63947 | 0.64162 | 0.64377 | 0.64592 | 0.64807 | 0.65022 | 0.65237 | 0.65453 | 0.65668 | 0.65883 | 44855.7307 | 12979.021 | 411749.5585 | 119139.8758
| SHL005-15428624 | 0 | SHL005 | SHL | 0 | 0 | 0.0017426 | 0.0017426 | 0.0017426 | 0.001725 | 0.0017163 | 0.001725 | 0.0017382 | 0.0017294 | 0.0017294 | 0.0017294 | 0.0017294 | 0.0017294 | 0.0017294 | 0.0017294 | 0.0017294 | 0.0017294 | 0.0017294 | 0.0017294 | 0.0017294 | 0.0017294 | 0 | 0 | 0 | 0 | 0 | 0 | 0 | 0 | 0 | 0 | 0 | 0 | 0 | 0 | 0 | 0 | 0 | 0 | 0 | 0 | 0 | 0 | 0 | 0 | 0 | 0 | 0 | 0 | 0 | 0 | 0 | 0 | 0 | 0 | 0 | 0 | 0 | 0 | 0 | 0 | 44855.7307 | 12979.021 | 0 | 0
| SHL005-24604390 | 141 | SHL005 | SHL | 0 | 0 | 0.0017426 | 0.0017426 | 0.0017426 | 0.001725 | 0.0017163 | 0.001725 | 0.0017382 | 0.0017294 | 0.0017294 | 0.0017294 | 0.0017294 | 0.0017294 | 0.0017294 | 0.0017294 | 0.0017294 | 0.0017294 | 0.0017294 | 0.0017294 | 0.0017294 | 0.0017294 | 3.1709 | 3.1969 | 3.2229 | 3.2489 | 3.2749 | 3.2853 | 3.2957 | 3.3061 | 3.3165 | 3.327 | 3.3374 | 3.3478 | 3.3582 | 3.3686 | 3.379 | 3.3894 | 3.3998 | 3.4102 | 3.4207 | 3.4311 | 0.16024 | 0.16155 | 0.16287 | 0.16253 | 0.163 | 0.16435 | 0.16613 | 0.16581 | 0.16634 | 0.16686 | 0.16738 | 0.1679 | 0.16842 | 0.16895 | 0.16947 | 0.16999 | 0.17051 | 0.17103 | 0.17156 | 0.17208 | 44855.7307 | 12979.021 | 107776.0234 | 31185.0293
| SHL005-24613604 | 128 | SHL005 | SHL | 0 | 0 | 0.0017426 | 0.0017426 | 0.0017426 | 0.001725 | 0.0017163 | 0.001725 | 0.0017382 | 0.0017294 | 0.0017294 | 0.0017294 | 0.0017294 | 0.0017294 | 0.0017294 | 0.0017294 | 0.0017294 | 0.0017294 | 0.0017294 | 0.0017294 | 0.0017294 | 0.0017294 | 2.3804 | 2.4003 | 2.4202 | 2.4401 | 2.46 | 2.471 | 2.482 | 2.493 | 2.504 | 2.515 | 2.5261 | 2.5371 | 2.5481 | 2.5591 | 2.5701 | 2.5811 | 2.5921 | 2.6031 | 2.6141 | 2.6252 | 0.12029 | 0.1213 | 0.1223 | 0.12207 | 0.12244 | 0.12361 | 0.12511 | 0.12503 | 0.12559 | 0.12614 | 0.12669 | 0.12724 | 0.12779 | 0.12835 | 0.1289 | 0.12945 | 0.13 | 0.13056 | 0.13111 | 0.13166 | 44855.7307 | 12979.021 | 81470.7969 | 23573.603
| SHL007-15428576 | 89 | SHL007 | SHL | 0 | 0 | 0.0020912 | 0.0020839 | 0.0020742 | 0.0020548 | 0.0020306 | 0.0020257 | 0.0020233 | 0.0020015 | 0.0020015 | 0.0020015 | 0.0020015 | 0.0020015 | 0.0020015 | 0.0020015 | 0.0020015 | 0.0020015 | 0.0020015 | 0.0020015 | 0.0020015 | 0.0020015 | 0.81156 | 0.81956 | 0.82757 | 0.83558 | 0.84359 | 0.84557 | 0.84755 | 0.84953 | 0.85151 | 0.85349 | 0.85548 | 0.85746 | 0.85944 | 0.86142 | 0.8634 | 0.86538 | 0.86736 | 0.86935 | 0.87133 | 0.87331 | 0.049217 | 0.04953 | 0.049781 | 0.049792 | 0.049676 | 0.049673 | 0.04973 | 0.049309 | 0.049424 | 0.049539 | 0.049654 | 0.049769 | 0.049884 | 0.049999 | 0.050114 | 0.050229 | 0.050344 | 0.050459 | 0.050574 | 0.050689 | 44855.7307 | 12979.021 | 32301.4387 | 9346.4323
| SHL007-181581220 | 61 | SHL007 | SHL | 0 | 0 | 0.0020912 | 0.0020839 | 0.0020742 | 0.0020548 | 0.0020306 | 0.0020257 | 0.0020233 | 0.0020015 | 0.0020015 | 0.0020015 | 0.0020015 | 0.0020015 | 0.0020015 | 0.0020015 | 0.0020015 | 0.0020015 | 0.0020015 | 0.0020015 | 0.0020015 | 0.0020015 | 0 | 0 | 0 | 0 | 0 | 0 | 0 | 0 | 0 | 0 | 0 | 0 | 0 | 0 | 0 | 0 | 0 | 0 | 0 | 0 | 0 | 0 | 0 | 0 | 0 | 0 | 0 | 0 | 0 | 0 | 0 | 0 | 0 | 0 | 0 | 0 | 0 | 0 | 0 | 0 | 44855.7307 | 12979.021 | 0 | 0
| SHL008-15428954 | 59 | SHL008 | SHL | 0 | 0 | 0.0018139 | 0.0018195 | 0.0018158 | 0.001799 | 0.0017878 | 0.0017897 | 0.0017934 | 0.0017823 | 0.0017823 | 0.0017823 | 0.0017823 | 0.0017823 | 0.0017823 | 0.0017823 | 0.0017823 | 0.0017823 | 0.0017823 | 0.0017823 | 0.0017823 | 0.0017823 | 0.31074 | 0.31359 | 0.31644 | 0.31928 | 0.32213 | 0.32359 | 0.32506 | 0.32653 | 0.328 | 0.32946 | 0.33093 | 0.3324 | 0.33387 | 0.33533 | 0.3368 | 0.33827 | 0.33974 | 0.3412 | 0.34267 | 0.34414 | 0.016347 | 0.016547 | 0.016663 | 0.016657 | 0.016701 | 0.016795 | 0.016906 | 0.016877 | 0.016953 | 0.017028 | 0.017104 | 0.01718 | 0.017256 | 0.017332 | 0.017408 | 0.017483 | 0.017559 | 0.017635 | 0.017711 | 0.017787 | 44855.7307 | 12979.021 | 11036.7782 | 3193.4956
| SHL008-181581109 | 124 | SHL008 | SHL | 0 | 0 | 0.0018139 | 0.0018195 | 0.0018158 | 0.001799 | 0.0017878 | 0.0017897 | 0.0017934 | 0.0017823 | 0.0017823 | 0.0017823 | 0.0017823 | 0.0017823 | 0.0017823 | 0.0017823 | 0.0017823 | 0.0017823 | 0.0017823 | 0.0017823 | 0.0017823 | 0.0017823 | 7.3688 | 7.4349 | 7.501 | 7.5671 | 7.6332 | 7.6657 | 7.6982 | 7.7307 | 7.7632 | 7.7957 | 7.8282 | 7.8607 | 7.8932 | 7.9257 | 7.9582 | 7.9907 | 8.0232 | 8.0557 | 8.0882 | 8.1207 | 0.38763 | 0.39232 | 0.39499 | 0.39479 | 0.39576 | 0.39786 | 0.40038 | 0.39956 | 0.40124 | 0.40292 | 0.4046 | 0.40628 | 0.40796 | 0.40964 | 0.41132 | 0.413 | 0.41468 | 0.41636 | 0.41804 | 0.41972 | 44855.7307 | 12979.021 | 261177.022 | 75571.6608
| SHN011-130746986 | 71 | SHN011 | SHN | 0 | 0 | 0.0022467 | 0.0022835 | 0.0023118 | 0.0023147 | 0.0023316 | 0.0023769 | 0.0024307 | 0.0024392 | 0.0024392 | 0.0024392 | 0.0024392 | 0.0024392 | 0.0024392 | 0.0024392 | 0.0024392 | 0.0024392 | 0.0024392 | 0.0024392 | 0.0024392 | 0.0024392 | 0.00035581 | 0.00035968 | 0.00036355 | 0.00036741 | 0.00037128 | 0.00037456 | 0.00037783 | 0.00038111 | 0.00038438 | 0.00038766 | 0.00039094 | 0.00039421 | 0.00039749 | 0.00040076 | 0.00040404 | 0.00040732 | 0.00041059 | 0.00041387 | 0.00041714 | 0.00042042 | 2.3183e-05 | 2.3819e-05 | 2.4373e-05 | 2.4663e-05 | 2.5105e-05 | 2.5818e-05 | 2.6633e-05 | 2.6958e-05 | 2.719e-05 | 2.7421e-05 | 2.7653e-05 | 2.7885e-05 | 2.8117e-05 | 2.8348e-05 | 2.858e-05 | 2.8812e-05 | 2.9044e-05 | 2.9275e-05 | 2.9507e-05 | 2.9739e-05 | 47127.1698 | 13342.8492 | 18.2116 | 5.1561
| SHN011-175612776 | 0 | SHN011 | SHN | 0 | 0 | 0.0022467 | 0.0022835 | 0.0023118 | 0.0023147 | 0.0023316 | 0.0023769 | 0.0024307 | 0.0024392 | 0.0024392 | 0.0024392 | 0.0024392 | 0.0024392 | 0.0024392 | 0.0024392 | 0.0024392 | 0.0024392 | 0.0024392 | 0.0024392 | 0.0024392 | 0.0024392 | 0 | 0 | 0 | 0 | 0 | 0 | 0 | 0 | 0 | 0 | 0 | 0 | 0 | 0 | 0 | 0 | 0 | 0 | 0 | 0 | 0 | 0 | 0 | 0 | 0 | 0 | 0 | 0 | 0 | 0 | 0 | 0 | 0 | 0 | 0 | 0 | 0 | 0 | 0 | 0 | 47127.1698 | 13342.8492 | 0 | 0
| SHN011-200057131 | 17 | SHN011 | SHN | 0 | 0 | 0.0022467 | 0.0022835 | 0.0023118 | 0.0023147 | 0.0023316 | 0.0023769 | 0.0024307 | 0.0024392 | 0.0024392 | 0.0024392 | 0.0024392 | 0.0024392 | 0.0024392 | 0.0024392 | 0.0024392 | 0.0024392 | 0.0024392 | 0.0024392 | 0.0024392 | 0.0024392 | 0 | 0 | 0 | 0 | 0 | 0 | 0 | 0 | 0 | 0 | 0 | 0 | 0 | 0 | 0 | 0 | 0 | 0 | 0 | 0 | 0 | 0 | 0 | 0 | 0 | 0 | 0 | 0 | 0 | 0 | 0 | 0 | 0 | 0 | 0 | 0 | 0 | 0 | 0 | 0 | 47127.1698 | 13342.8492 | 0 | 0
| SHN011-24605252 | 655 | SHN011 | SHN | 0 | 0 | 0.0022467 | 0.0022835 | 0.0023118 | 0.0023147 | 0.0023316 | 0.0023769 | 0.0024307 | 0.0024392 | 0.0024392 | 0.0024392 | 0.0024392 | 0.0024392 | 0.0024392 | 0.0024392 | 0.0024392 | 0.0024392 | 0.0024392 | 0.0024392 | 0.0024392 | 0.0024392 | 22.1274 | 22.2606 | 22.3938 | 22.527 | 22.6602 | 22.7855 | 22.9108 | 23.0362 | 23.1615 | 23.2869 | 23.4122 | 23.5375 | 23.6629 | 23.7882 | 23.9136 | 24.0389 | 24.1642 | 24.2896 | 24.4149 | 24.5403 | 1.4417 | 1.4741 | 1.5013 | 1.5121 | 1.5322 | 1.5706 | 1.615 | 1.6295 | 1.6383 | 1.6472 | 1.6561 | 1.6649 | 1.6738 | 1.6827 | 1.6915 | 1.7004 | 1.7093 | 1.7181 | 1.727 | 1.7359 | 47127.1698 | 13342.8492 | 1096484.1599 | 310441.362
| SHN011-95830821 | 23 | SHN011 | SHN | 0 | 0 | 0.0022467 | 0.0022835 | 0.0023118 | 0.0023147 | 0.0023316 | 0.0023769 | 0.0024307 | 0.0024392 | 0.0024392 | 0.0024392 | 0.0024392 | 0.0024392 | 0.0024392 | 0.0024392 | 0.0024392 | 0.0024392 | 0.0024392 | 0.0024392 | 0.0024392 | 0.0024392 | 0.00040073 | 0.00040293 | 0.00040512 | 0.00040731 | 0.0004095 | 0.00041145 | 0.0004134 | 0.00041535 | 0.0004173 | 0.00041925 | 0.0004212 | 0.00042315 | 0.0004251 | 0.00042705 | 0.000429 | 0.00043095 | 0.0004329 | 0.00043485 | 0.0004368 | 0.00043875 | 2.611e-05 | 2.6683e-05 | 2.716e-05 | 2.7341e-05 | 2.7689e-05 | 2.8361e-05 | 2.914e-05 | 2.938e-05 | 2.9518e-05 | 2.9656e-05 | 2.9794e-05 | 2.9932e-05 | 3.007e-05 | 3.0208e-05 | 3.0346e-05 | 3.0484e-05 | 3.0621e-05 | 3.0759e-05 | 3.0897e-05 | 3.1035e-05 | 47127.1698 | 13342.8492 | 19.7451 | 5.5903
| SHN012-200057355 | 77 | SHN012 | SHN | 0 | 0 | 0.001357 | 0.0013842 | 0.0014056 | 0.0014191 | 0.0014347 | 0.0014619 | 0.0014968 | 0.0015143 | 0.0015143 | 0.0015143 | 0.0015143 | 0.0015143 | 0.0015143 | 0.0015143 | 0.0015143 | 0.0015143 | 0.0015143 | 0.0015143 | 0.0015143 | 0.0015143 | 0 | 0 | 0 | 0 | 0 | 0 | 0 | 0 | 0 | 0 | 0 | 0 | 0 | 0 | 0 | 0 | 0 | 0 | 0 | 0 | 0 | 0 | 0 | 0 | 0 | 0 | 0 | 0 | 0 | 0 | 0 | 0 | 0 | 0 | 0 | 0 | 0 | 0 | 0 | 0 | 47127.1698 | 13342.8492 | 0 | 0
| SHN012-24613290 | 45 | SHN012 | SHN | 0 | 0 | 0.001357 | 0.0013842 | 0.0014056 | 0.0014191 | 0.0014347 | 0.0014619 | 0.0014968 | 0.0015143 | 0.0015143 | 0.0015143 | 0.0015143 | 0.0015143 | 0.0015143 | 0.0015143 | 0.0015143 | 0.0015143 | 0.0015143 | 0.0015143 | 0.0015143 | 0.0015143 | 3.7218 | 3.7453 | 3.7689 | 3.7924 | 3.816 | 3.8432 | 3.8704 | 3.8976 | 3.9248 | 3.952 | 3.9792 | 4.0064 | 4.0336 | 4.0608 | 4.088 | 4.1152 | 4.1424 | 4.1696 | 4.1968 | 4.224 | 0.14646 | 0.15034 | 0.15362 | 0.15608 | 0.15877 | 0.16293 | 0.168 | 0.17116 | 0.17235 | 0.17355 | 0.17474 | 0.17594 | 0.17713 | 0.17833 | 0.17952 | 0.18071 | 0.18191 | 0.1831 | 0.1843 | 0.18549 | 47127.1698 | 13342.8492 | 114784.7465 | 32498.3564
| SHN014-15423299 | 0 | SHN014 | SHN | 0 | 0 | 0.0097887 | 0.0098732 | 0.0099155 | 0.0099296 | 0.0099437 | 0.010028 | 0.010127 | 0.010155 | 0.010155 | 0.010155 | 0.010155 | 0.010155 | 0.010155 | 0.010155 | 0.010155 | 0.010155 | 0.010155 | 0.010155 | 0.010155 | 0.010155 | 0 | 0 | 0 | 0 | 0 | 0 | 0 | 0 | 0 | 0 | 0 | 0 | 0 | 0 | 0 | 0 | 0 | 0 | 0 | 0 | 0 | 0 | 0 | 0 | 0 | 0 | 0 | 0 | 0 | 0 | 0 | 0 | 0 | 0 | 0 | 0 | 0 | 0 | 0 | 0 | 47127.1698 | 13342.8492 | 0 | 0
| SHN014-200219171 | 65 | SHN014 | SHN | 0 | 0 | 0.0097887 | 0.0098732 | 0.0099155 | 0.0099296 | 0.0099437 | 0.010028 | 0.010127 | 0.010155 | 0.010155 | 0.010155 | 0.010155 | 0.010155 | 0.010155 | 0.010155 | 0.010155 | 0.010155 | 0.010155 | 0.010155 | 0.010155 | 0.010155 | 0 | 0 | 0 | 0 | 0 | 0 | 0 | 0 | 0 | 0 | 0 | 0 | 0 | 0 | 0 | 0 | 0 | 0 | 0 | 0 | 0 | 0 | 0 | 0 | 0 | 0 | 0 | 0 | 0 | 0 | 0 | 0 | 0 | 0 | 0 | 0 | 0 | 0 | 0 | 0 | 47127.1698 | 13342.8492 | 0 | 0
| SHN021-15423325 | 0 | SHN021 | SHN | 0 | 0 | 0.0014795 | 0.0015063 | 0.001529 | 0.0015413 | 0.0015578 | 0.0015887 | 0.0016237 | 0.0016423 | 0.0016423 | 0.0016423 | 0.0016423 | 0.0016423 | 0.0016423 | 0.0016423 | 0.0016423 | 0.0016423 | 0.0016423 | 0.0016423 | 0.0016423 | 0.0016423 | 0 | 0 | 0 | 0 | 0 | 0 | 0 | 0 | 0 | 0 | 0 | 0 | 0 | 0 | 0 | 0 | 0 | 0 | 0 | 0 | 0 | 0 | 0 | 0 | 0 | 0 | 0 | 0 | 0 | 0 | 0 | 0 | 0 | 0 | 0 | 0 | 0 | 0 | 0 | 0 | 47127.1698 | 13342.8492 | 0 | 0
| SHN021-200219341 | 177 | SHN021 | SHN | 0 | 0 | 0.0014795 | 0.0015063 | 0.001529 | 0.0015413 | 0.0015578 | 0.0015887 | 0.0016237 | 0.0016423 | 0.0016423 | 0.0016423 | 0.0016423 | 0.0016423 | 0.0016423 | 0.0016423 | 0.0016423 | 0.0016423 | 0.0016423 | 0.0016423 | 0.0016423 | 0.0016423 | 51.5238 | 51.7391 | 51.9545 | 52.1699 | 52.3853 | 52.4873 | 52.5894 | 52.6914 | 52.7935 | 52.8955 | 52.9976 | 53.0996 | 53.2017 | 53.3037 | 53.4057 | 53.5078 | 53.6098 | 53.7119 | 53.8139 | 53.916 | 2.2106 | 2.2601 | 2.3036 | 2.3319 | 2.3666 | 2.4182 | 2.4763 | 2.5095 | 2.5144 | 2.5192 | 2.5241 | 2.5289 | 2.5338 | 2.5387 | 2.5435 | 2.5484 | 2.5532 | 2.5581 | 2.563 | 2.5678 | 47127.1698 | 13342.8492 | 1668504.961 | 472394.3779
| SHN022-200219453 | 96 | SHN022 | SHN | 0 | 0 | 0.0011501 | 0.0011527 | 0.001158 | 0.0011607 | 0.0011633 | 0.0011687 | 0.0011793 | 0.0011846 | 0.0011846 | 0.0011846 | 0.0011846 | 0.0011846 | 0.0011846 | 0.0011846 | 0.0011846 | 0.0011846 | 0.0011846 | 0.0011846 | 0.0011846 | 0.0011846 | 0 | 0 | 0 | 0 | 0 | 0 | 0 | 0 | 0 | 0 | 0 | 0 | 0 | 0 | 0 | 0 | 0 | 0 | 0 | 0 | 0 | 0 | 0 | 0 | 0 | 0 | 0 | 0 | 0 | 0 | 0 | 0 | 0 | 0 | 0 | 0 | 0 | 0 | 0 | 0 | 47127.1698 | 13342.8492 | 0 | 0
| SHN023-200219561 | 33 | SHN023 | SHN | 0 | 0 | 0.0021247 | 0.0021247 | 0.0021247 | 0.0021047 | 0.0021047 | 0.0021097 | 0.0021247 | 0.0021297 | 0.0021297 | 0.0021297 | 0.0021297 | 0.0021297 | 0.0021297 | 0.0021297 | 0.0021297 | 0.0021297 | 0.0021297 | 0.0021297 | 0.0021297 | 0.0021297 | 0.50556 | 0.5084 | 0.51124 | 0.51408 | 0.51692 | 0.51795 | 0.51898 | 0.52001 | 0.52104 | 0.52207 | 0.52309 | 0.52412 | 0.52515 | 0.52618 | 0.52721 | 0.52824 | 0.52927 | 0.5303 | 0.53133 | 0.53236 | 0.031151 | 0.031326 | 0.031501 | 0.031378 | 0.031551 | 0.031689 | 0.031977 | 0.032116 | 0.032179 | 0.032243 | 0.032307 | 0.03237 | 0.032434 | 0.032497 | 0.032561 | 0.032624 | 0.032688 | 0.032752 | 0.032815 | 0.032879 | 47127.1698 | 13342.8492 | 21838.1941 | 6182.9245
| SHN024-159278517 | 35 | SHN024 | SHN | 0 | 0 | 0.0036253 | 0.0037139 | 0.0037745 | 0.0037978 | 0.0038304 | 0.0039189 | 0.0040261 | 0.0040354 | 0.0040354 | 0.0040354 | 0.0040354 | 0.0040354 | 0.0040354 | 0.0040354 | 0.0040354 | 0.0040354 | 0.0040354 | 0.0040354 | 0.0040354 | 0.0040354 | 8.9759e-05 | 9.0377e-05 | 9.0995e-05 | 9.1612e-05 | 9.223e-05 | 9.338e-05 | 9.453e-05 | 9.568e-05 | 9.683e-05 | 9.798e-05 | 9.913e-05 | 0.00010028 | 0.00010143 | 0.00010258 | 0.00010373 | 0.00010488 | 0.00010603 | 0.00010718 | 0.00010833 | 0.00010948 | 9.4368e-06 | 9.7338e-06 | 9.9602e-06 | 1.009e-05 | 1.0245e-05 | 1.0613e-05 | 1.1037e-05 | 1.1197e-05 | 1.1332e-05 | 1.1466e-05 | 1.1601e-05 | 1.1735e-05 | 1.187e-05 | 1.2005e-05 | 1.2139e-05 | 1.2274e-05 | 1.2408e-05 | 1.2543e-05 | 1.2678e-05 | 1.2812e-05 | 47127.1698 | 13342.8492 | 7.6042 | 2.1529
| SHN024-160253686 | 22 | SHN024 | SHN | 0 | 0 | 0.0036253 | 0.0037139 | 0.0037745 | 0.0037978 | 0.0038304 | 0.0039189 | 0.0040261 | 0.0040354 | 0.0040354 | 0.0040354 | 0.0040354 | 0.0040354 | 0.0040354 | 0.0040354 | 0.0040354 | 0.0040354 | 0.0040354 | 0.0040354 | 0.0040354 | 0.0040354 | 4.9817e-06 | 5.0263e-06 | 5.0709e-06 | 5.1154e-06 | 5.16e-06 | 5.2095e-06 | 5.259e-06 | 5.3085e-06 | 5.358e-06 | 5.4075e-06 | 5.457e-06 | 5.5065e-06 | 5.556e-06 | 5.6055e-06 | 5.655e-06 | 5.7045e-06 | 5.754e-06 | 5.8035e-06 | 5.853e-06 | 5.9025e-06 | 5.2375e-07 | 5.4134e-07 | 5.5505e-07 | 5.6339e-07 | 5.7318e-07 | 5.9205e-07 | 6.1402e-07 | 6.2124e-07 | 6.2703e-07 | 6.3282e-07 | 6.3862e-07 | 6.4441e-07 | 6.502e-07 | 6.56e-07 | 6.6179e-07 | 6.6758e-07 | 6.7337e-07 | 6.7917e-07 | 6.8496e-07 | 6.9075e-07 | 47127.1698 | 13342.8492 | 0.41901 | 0.11863
| SHN024-164487380 | 12 | SHN024 | SHN | 0 | 0 | 0.0036253 | 0.0037139 | 0.0037745 | 0.0037978 | 0.0038304 | 0.0039189 | 0.0040261 | 0.0040354 | 0.0040354 | 0.0040354 | 0.0040354 | 0.0040354 | 0.0040354 | 0.0040354 | 0.0040354 | 0.0040354 | 0.0040354 | 0.0040354 | 0.0040354 | 0.0040354 | 1.5687e-05 | 1.5816e-05 | 1.5944e-05 | 1.6072e-05 | 1.62e-05 | 1.6365e-05 | 1.653e-05 | 1.6695e-05 | 1.686e-05 | 1.7025e-05 | 1.719e-05 | 1.7355e-05 | 1.752e-05 | 1.7685e-05 | 1.785e-05 | 1.8015e-05 | 1.818e-05 | 1.8345e-05 | 1.851e-05 | 1.8675e-05 | 1.6493e-06 | 1.7034e-06 | 1.7452e-06 | 1.7701e-06 | 1.7995e-06 | 1.8599e-06 | 1.93e-06 | 1.9538e-06 | 1.9731e-06 | 1.9924e-06 | 2.0117e-06 | 2.031e-06 | 2.0503e-06 | 2.0696e-06 | 2.0889e-06 | 2.1082e-06 | 2.1276e-06 | 2.1469e-06 | 2.1662e-06 | 2.1855e-06 | 47127.1698 | 13342.8492 | 1.3199 | 0.3737
| SHN024-200219667 | 177 | SHN024 | SHN | 0 | 0 | 0.0036253 | 0.0037139 | 0.0037745 | 0.0037978 | 0.0038304 | 0.0039189 | 0.0040261 | 0.0040354 | 0.0040354 | 0.0040354 | 0.0040354 | 0.0040354 | 0.0040354 | 0.0040354 | 0.0040354 | 0.0040354 | 0.0040354 | 0.0040354 | 0.0040354 | 0.0040354 | 0.97048 | 0.97549 | 0.9805 | 0.9855 | 0.99051 | 0.99739 | 1.0043 | 1.0112 | 1.018 | 1.0249 | 1.0318 | 1.0387 | 1.0456 | 1.0525 | 1.0593 | 1.0662 | 1.0731 | 1.08 | 1.0869 | 1.0938 | 0.10203 | 0.10506 | 0.10732 | 0.10854 | 0.11003 | 0.11335 | 0.11726 | 0.11833 | 0.11914 | 0.11994 | 0.12075 | 0.12156 | 0.12236 | 0.12317 | 0.12397 | 0.12478 | 0.12558 | 0.12639 | 0.1272 | 0.128 | 47127.1698 | 13342.8492 | 79555.5198 | 22524.1046
| SHN024-24605390 | 152 | SHN024 | SHN | 0 | 0 | 0.0036253 | 0.0037139 | 0.0037745 | 0.0037978 | 0.0038304 | 0.0039189 | 0.0040261 | 0.0040354 | 0.0040354 | 0.0040354 | 0.0040354 | 0.0040354 | 0.0040354 | 0.0040354 | 0.0040354 | 0.0040354 | 0.0040354 | 0.0040354 | 0.0040354 | 0.0040354 | 0.85573 | 0.86135 | 0.86698 | 0.87261 | 0.87824 | 0.88529 | 0.89234 | 0.8994 | 0.90645 | 0.91351 | 0.92056 | 0.92761 | 0.93467 | 0.94172 | 0.94877 | 0.95583 | 0.96288 | 0.96993 | 0.97699 | 0.98404 | 0.089967 | 0.09277 | 0.094899 | 0.096105 | 0.097556 | 0.10061 | 0.10419 | 0.10525 | 0.10608 | 0.1069 | 0.10773 | 0.10856 | 0.10938 | 0.11021 | 0.11103 | 0.11186 | 0.11268 | 0.11351 | 0.11433 | 0.11516 | 47127.1698 | 13342.8492 | 70861.3175 | 20062.5643
| SHP011-15432563 | 11 | SHP011 | SHP | 0 | 0 | 0.0066714 | 0.0066572 | 0.0066643 | 0.0066289 | 0.0065793 | 0.0065652 | 0.0065793 | 0.0065652 | 0.0065652 | 0.0065652 | 0.0065652 | 0.0065652 | 0.0065652 | 0.0065652 | 0.0065652 | 0.0065652 | 0.0065652 | 0.0065652 | 0.0065652 | 0.0065652 | 1.0881 | 1.092 | 1.0958 | 1.0997 | 1.1035 | 1.1058 | 1.108 | 1.1103 | 1.1125 | 1.1148 | 1.117 | 1.1192 | 1.1215 | 1.1237 | 1.126 | 1.1282 | 1.1305 | 1.1327 | 1.1349 | 1.1372 | 0.21052 | 0.21082 | 0.21179 | 0.2114 | 0.21055 | 0.21053 | 0.21141 | 0.21138 | 0.21181 | 0.21224 | 0.21266 | 0.21309 | 0.21352 | 0.21395 | 0.21437 | 0.2148 | 0.21523 | 0.21566 | 0.21608 | 0.21651 | 50191.6347 | 12126.2931 | 154259.7491 | 37269.1373
| SHP011-164003814 | 29 | SHP011 | SHP | 0 | 0 | 0.0066714 | 0.0066572 | 0.0066643 | 0.0066289 | 0.0065793 | 0.0065652 | 0.0065793 | 0.0065652 | 0.0065652 | 0.0065652 | 0.0065652 | 0.0065652 | 0.0065652 | 0.0065652 | 0.0065652 | 0.0065652 | 0.0065652 | 0.0065652 | 0.0065652 | 0.0065652 | 0.00026835 | 0.00027057 | 0.00027278 | 0.00027499 | 0.0002772 | 0.00028035 | 0.0002835 | 0.00028665 | 0.0002898 | 0.00029295 | 0.0002961 | 0.00029925 | 0.0003024 | 0.00030555 | 0.0003087 | 0.00031185 | 0.000315 | 0.00031815 | 0.0003213 | 0.00032445 | 5.1919e-05 | 5.2235e-05 | 5.2718e-05 | 5.2863e-05 | 5.289e-05 | 5.3376e-05 | 5.4092e-05 | 5.4575e-05 | 5.5175e-05 | 5.5775e-05 | 5.6374e-05 | 5.6974e-05 | 5.7574e-05 | 5.8174e-05 | 5.8773e-05 | 5.9373e-05 | 5.9973e-05 | 6.0572e-05 | 6.1172e-05 | 6.1772e-05 | 50191.6347 | 12126.2931 | 40.4292 | 9.7677
| SHP011-24602590 | 367 | SHP011 | SHP | 0 | 0 | 0.0066714 | 0.0066572 | 0.0066643 | 0.0066289 | 0.0065793 | 0.0065652 | 0.0065793 | 0.0065652 | 0.0065652 | 0.0065652 | 0.0065652 | 0.0065652 | 0.0065652 | 0.0065652 | 0.0065652 | 0.0065652 | 0.0065652 | 0.0065652 | 0.0065652 | 0.0065652 | 1.4087 | 1.4175 | 1.4263 | 1.4352 | 1.444 | 1.4546 | 1.4652 | 1.4759 | 1.4865 | 1.4971 | 1.5077 | 1.5184 | 1.529 | 1.5396 | 1.5502 | 1.5609 | 1.5715 | 1.5821 | 1.5927 | 1.6034 | 0.27254 | 0.27367 | 0.27566 | 0.27589 | 0.27551 | 0.27694 | 0.27957 | 0.28099 | 0.28301 | 0.28503 | 0.28706 | 0.28908 | 0.2911 | 0.29313 | 0.29515 | 0.29717 | 0.2992 | 0.30122 | 0.30324 | 0.30526 | 50191.6347 | 12126.2931 | 206837.6701 | 49971.9568
| SHP012-153588795 | 79 | SHP012 | SHP | 0 | 0 | 0.0016357 | 0.0016711 | 0.0016976 | 0.0016976 | 0.0017109 | 0.0017418 | 0.0017838 | 0.0017905 | 0.0017905 | 0.0017905 | 0.0017905 | 0.0017905 | 0.0017905 | 0.0017905 | 0.0017905 | 0.0017905 | 0.0017905 | 0.0017905 | 0.0017905 | 0.0017905 | 0.43292 | 0.43556 | 0.4382 | 0.44083 | 0.44347 | 0.44724 | 0.451 | 0.45477 | 0.45854 | 0.4623 | 0.46607 | 0.46984 | 0.4736 | 0.47737 | 0.48114 | 0.4849 | 0.48867 | 0.49244 | 0.4962 | 0.49997 | 0.020536 | 0.021108 | 0.021573 | 0.021703 | 0.022003 | 0.022591 | 0.023331 | 0.023613 | 0.023809 | 0.024004 | 0.0242 | 0.024395 | 0.024591 | 0.024787 | 0.024982 | 0.025178 | 0.025373 | 0.025569 | 0.025764 | 0.02596 | 50191.6347 | 12126.2931 | 17009.6653 | 4109.5331
| SHP012-15432576 | 592 | SHP012 | SHP | 0 | 0 | 0.0016357 | 0.0016711 | 0.0016976 | 0.0016976 | 0.0017109 | 0.0017418 | 0.0017838 | 0.0017905 | 0.0017905 | 0.0017905 | 0.0017905 | 0.0017905 | 0.0017905 | 0.0017905 | 0.0017905 | 0.0017905 | 0.0017905 | 0.0017905 | 0.0017905 | 0.0017905 | 31.9051 | 32.1065 | 32.3078 | 32.5092 | 32.7105 | 32.9286 | 33.1467 | 33.3648 | 33.5829 | 33.8009 | 34.019 | 34.2371 | 34.4552 | 34.6733 | 34.8914 | 35.1095 | 35.3276 | 35.5457 | 35.7637 | 35.9818 | 1.5134 | 1.5559 | 1.5905 | 1.6005 | 1.6229 | 1.6633 | 1.7147 | 1.7324 | 1.7437 | 1.755 | 1.7664 | 1.7777 | 1.789 | 1.8003 | 1.8117 | 1.823 | 1.8343 | 1.8456 | 1.857 | 1.8683 | 50191.6347 | 12126.2931 | 1243179.4684 | 300352.0137
| SHP012-160253286 | 34 | SHP012 | SHP | 0 | 0 | 0.0016357 | 0.0016711 | 0.0016976 | 0.0016976 | 0.0017109 | 0.0017418 | 0.0017838 | 0.0017905 | 0.0017905 | 0.0017905 | 0.0017905 | 0.0017905 | 0.0017905 | 0.0017905 | 0.0017905 | 0.0017905 | 0.0017905 | 0.0017905 | 0.0017905 | 0.0017905 | 4.9765e-05 | 5.0081e-05 | 5.0397e-05 | 5.0714e-05 | 5.103e-05 | 5.1642e-05 | 5.2254e-05 | 5.2866e-05 | 5.3478e-05 | 5.409e-05 | 5.4702e-05 | 5.5314e-05 | 5.5926e-05 | 5.6538e-05 | 5.715e-05 | 5.7762e-05 | 5.8374e-05 | 5.8986e-05 | 5.9598e-05 | 6.021e-05 | 2.3606e-06 | 2.427e-06 | 2.4811e-06 | 2.4967e-06 | 2.5319e-06 | 2.6086e-06 | 2.7031e-06 | 2.745e-06 | 2.7767e-06 | 2.8085e-06 | 2.8403e-06 | 2.8721e-06 | 2.9039e-06 | 2.9356e-06 | 2.9674e-06 | 2.9992e-06 | 3.031e-06 | 3.0627e-06 | 3.0945e-06 | 3.1263e-06 | 50191.6347 | 12126.2931 | 1.9908 | 0.48097
| SHP012-160253407 | 62 | SHP012 | SHP | 0 | 0 | 0.0016357 | 0.0016711 | 0.0016976 | 0.0016976 | 0.0017109 | 0.0017418 | 0.0017838 | 0.0017905 | 0.0017905 | 0.0017905 | 0.0017905 | 0.0017905 | 0.0017905 | 0.0017905 | 0.0017905 | 0.0017905 | 0.0017905 | 0.0017905 | 0.0017905 | 0.0017905 | 0.00054964 | 0.00055466 | 0.00055967 | 0.00056469 | 0.0005697 | 0.00057375 | 0.0005778 | 0.00058185 | 0.0005859 | 0.00058995 | 0.000594 | 0.00059805 | 0.0006021 | 0.00060615 | 0.0006102 | 0.00061425 | 0.0006183 | 0.00062235 | 0.0006264 | 0.00063045 | 2.6073e-05 | 2.688e-05 | 2.7553e-05 | 2.78e-05 | 2.8266e-05 | 2.8982e-05 | 2.989e-05 | 3.0211e-05 | 3.0422e-05 | 3.0632e-05 | 3.0842e-05 | 3.1053e-05 | 3.1263e-05 | 3.1473e-05 | 3.1683e-05 | 3.1894e-05 | 3.2104e-05 | 3.2314e-05 | 3.2525e-05 | 3.2735e-05 | 50191.6347 | 12126.2931 | 21.6647 | 5.2342
| SHP012-160253550 | 35 | SHP012 | SHP | 0 | 0 | 0.0016357 | 0.0016711 | 0.0016976 | 0.0016976 | 0.0017109 | 0.0017418 | 0.0017838 | 0.0017905 | 0.0017905 | 0.0017905 | 0.0017905 | 0.0017905 | 0.0017905 | 0.0017905 | 0.0017905 | 0.0017905 | 0.0017905 | 0.0017905 | 0.0017905 | 0.0017905 | 0.00041284 | 0.00041656 | 0.00042027 | 0.00042399 | 0.0004277 | 0.00042932 | 0.00043095 | 0.00043257 | 0.0004342 | 0.00043582 | 0.00043745 | 0.00043907 | 0.0004407 | 0.00044232 | 0.00044395 | 0.00044557 | 0.0004472 | 0.00044883 | 0.00045045 | 0.00045208 | 1.9584e-05 | 2.0187e-05 | 2.069e-05 | 2.0873e-05 | 2.1221e-05 | 2.1686e-05 | 2.2293e-05 | 2.2461e-05 | 2.2545e-05 | 2.2629e-05 | 2.2714e-05 | 2.2798e-05 | 2.2882e-05 | 2.2967e-05 | 2.3051e-05 | 2.3136e-05 | 2.322e-05 | 2.3304e-05 | 2.3389e-05 | 2.3473e-05 | 50191.6347 | 12126.2931 | 15.998 | 3.8651
| SHP012-163378080 | 0 | SHP012 | SHP | 0 | 0 | 0.0016357 | 0.0016711 | 0.0016976 | 0.0016976 | 0.0017109 | 0.0017418 | 0.0017838 | 0.0017905 | 0.0017905 | 0.0017905 | 0.0017905 | 0.0017905 | 0.0017905 | 0.0017905 | 0.0017905 | 0.0017905 | 0.0017905 | 0.0017905 | 0.0017905 | 0.0017905 | 0 | 0 | 0 | 0 | 0 | 0 | 0 | 0 | 0 | 0 | 0 | 0 | 0 | 0 | 0 | 0 | 0 | 0 | 0 | 0 | 0 | 0 | 0 | 0 | 0 | 0 | 0 | 0 | 0 | 0 | 0 | 0 | 0 | 0 | 0 | 0 | 0 | 0 | 0 | 0 | 50191.6347 | 12126.2931 | 0 | 0
| SHP012-164366336 | 38 | SHP012 | SHP | 0 | 0 | 0.0016357 | 0.0016711 | 0.0016976 | 0.0016976 | 0.0017109 | 0.0017418 | 0.0017838 | 0.0017905 | 0.0017905 | 0.0017905 | 0.0017905 | 0.0017905 | 0.0017905 | 0.0017905 | 0.0017905 | 0.0017905 | 0.0017905 | 0.0017905 | 0.0017905 | 0.0017905 | 6.8894e-05 | 6.937e-05 | 6.9847e-05 | 7.0323e-05 | 7.08e-05 | 7.161e-05 | 7.242e-05 | 7.323e-05 | 7.404e-05 | 7.485e-05 | 7.566e-05 | 7.647e-05 | 7.728e-05 | 7.809e-05 | 7.89e-05 | 7.971e-05 | 8.052e-05 | 8.133e-05 | 8.214e-05 | 8.295e-05 | 3.268e-06 | 3.3618e-06 | 3.4386e-06 | 3.4621e-06 | 3.5128e-06 | 3.6172e-06 | 3.7463e-06 | 3.8023e-06 | 3.8444e-06 | 3.8864e-06 | 3.9285e-06 | 3.9706e-06 | 4.0126e-06 | 4.0547e-06 | 4.0967e-06 | 4.1388e-06 | 4.1808e-06 | 4.2229e-06 | 4.265e-06 | 4.307e-06 | 50191.6347 | 12126.2931 | 2.7538 | 0.66531
| SHP012-24603174 | 515 | SHP012 | SHP | 0 | 0 | 0.0016357 | 0.0016711 | 0.0016976 | 0.0016976 | 0.0017109 | 0.0017418 | 0.0017838 | 0.0017905 | 0.0017905 | 0.0017905 | 0.0017905 | 0.0017905 | 0.0017905 | 0.0017905 | 0.0017905 | 0.0017905 | 0.0017905 | 0.0017905 | 0.0017905 | 0.0017905 | 2.1694 | 2.183 | 2.1966 | 2.2101 | 2.2237 | 2.2371 | 2.2504 | 2.2638 | 2.2772 | 2.2905 | 2.3039 | 2.3172 | 2.3306 | 2.344 | 2.3573 | 2.3707 | 2.384 | 2.3974 | 2.4108 | 2.4241 | 0.10291 | 0.10579 | 0.10814 | 0.10881 | 0.11033 | 0.113 | 0.11642 | 0.11754 | 0.11824 | 0.11893 | 0.11962 | 0.12032 | 0.12101 | 0.12171 | 0.1224 | 0.12309 | 0.12379 | 0.12448 | 0.12517 | 0.12587 | 50191.6347 | 12126.2931 | 84238.9352 | 20352.1169
| SHP012-24612048 | 100 | SHP012 | SHP | 0 | 0 | 0.0016357 | 0.0016711 | 0.0016976 | 0.0016976 | 0.0017109 | 0.0017418 | 0.0017838 | 0.0017905 | 0.0017905 | 0.0017905 | 0.0017905 | 0.0017905 | 0.0017905 | 0.0017905 | 0.0017905 | 0.0017905 | 0.0017905 | 0.0017905 | 0.0017905 | 0.0017905 | 9.2632 | 9.3147 | 9.3662 | 9.4178 | 9.4693 | 9.5441 | 9.6189 | 9.6937 | 9.7685 | 9.8433 | 9.9181 | 9.993 | 10.0678 | 10.1426 | 10.2174 | 10.2922 | 10.367 | 10.4418 | 10.5166 | 10.5914 | 0.43941 | 0.45141 | 0.46111 | 0.46364 | 0.46982 | 0.4821 | 0.49759 | 0.50333 | 0.50721 | 0.5111 | 0.51498 | 0.51886 | 0.52275 | 0.52663 | 0.53052 | 0.5344 | 0.53829 | 0.54217 | 0.54606 | 0.54994 | 50191.6347 | 12126.2931 | 362249.4929 | 87519.435
| SHP014-15432602 | 154 | SHP014 | SHP | 0 | 0 | 0.0016777 | 0.0016956 | 0.0017046 | 0.0016986 | 0.0017016 | 0.0017166 | 0.0017346 | 0.0017316 | 0.0017316 | 0.0017316 | 0.0017316 | 0.0017316 | 0.0017316 | 0.0017316 | 0.0017316 | 0.0017316 | 0.0017316 | 0.0017316 | 0.0017316 | 0.0017316 | 3.6972 | 3.7176 | 3.7381 | 3.7585 | 3.779 | 3.808 | 3.837 | 3.866 | 3.895 | 3.924 | 3.953 | 3.982 | 4.011 | 4.04 | 4.069 | 4.098 | 4.127 | 4.1559 | 4.1849 | 4.2139 | 0.17987 | 0.18281 | 0.18479 | 0.18515 | 0.18648 | 0.18957 | 0.19301 | 0.19413 | 0.19559 | 0.19705 | 0.1985 | 0.19996 | 0.20141 | 0.20287 | 0.20433 | 0.20578 | 0.20724 | 0.20869 | 0.21015 | 0.21161 | 50191.6347 | 12126.2931 | 141572.4483 | 34203.8869
| SHP014-164366107 | 29 | SHP014 | SHP | 0 | 0 | 0.0016777 | 0.0016956 | 0.0017046 | 0.0016986 | 0.0017016 | 0.0017166 | 0.0017346 | 0.0017316 | 0.0017316 | 0.0017316 | 0.0017316 | 0.0017316 | 0.0017316 | 0.0017316 | 0.0017316 | 0.0017316 | 0.0017316 | 0.0017316 | 0.0017316 | 0.0017316 | 0.011733 | 0.011814 | 0.011894 | 0.011974 | 0.012055 | 0.012149 | 0.012243 | 0.012337 | 0.012431 | 0.012526 | 0.01262 | 0.012714 | 0.012808 | 0.012902 | 0.012996 | 0.013091 | 0.013185 | 0.013279 | 0.013373 | 0.013467 | 0.00057084 | 0.00058091 | 0.00058796 | 0.00058986 | 0.00059486 | 0.00060479 | 0.00061586 | 0.00061952 | 0.00062425 | 0.00062898 | 0.00063371 | 0.00063844 | 0.00064317 | 0.0006479 | 0.00065263 | 0.00065735 | 0.00066208 | 0.00066681 | 0.00067154 | 0.00067627 | 50191.6347 | 12126.2931 | 451.5586 | 109.0965
| SHP014-177037469 | 0 | SHP014 | SHP | 0 | 0 | 0.0016777 | 0.0016956 | 0.0017046 | 0.0016986 | 0.0017016 | 0.0017166 | 0.0017346 | 0.0017316 | 0.0017316 | 0.0017316 | 0.0017316 | 0.0017316 | 0.0017316 | 0.0017316 | 0.0017316 | 0.0017316 | 0.0017316 | 0.0017316 | 0.0017316 | 0.0017316 | 0 | 0 | 0 | 0 | 0 | 0 | 0 | 0 | 0 | 0 | 0 | 0 | 0 | 0 | 0 | 0 | 0 | 0 | 0 | 0 | 0 | 0 | 0 | 0 | 0 | 0 | 0 | 0 | 0 | 0 | 0 | 0 | 0 | 0 | 0 | 0 | 0 | 0 | 0 | 0 | 50191.6347 | 12126.2931 | 0 | 0
| SHP014-24602550 | 341 | SHP014 | SHP | 0 | 0 | 0.0016777 | 0.0016956 | 0.0017046 | 0.0016986 | 0.0017016 | 0.0017166 | 0.0017346 | 0.0017316 | 0.0017316 | 0.0017316 | 0.0017316 | 0.0017316 | 0.0017316 | 0.0017316 | 0.0017316 | 0.0017316 | 0.0017316 | 0.0017316 | 0.0017316 | 0.0017316 | 32.2263 | 32.3916 | 32.557 | 32.7224 | 32.8878 | 33.1043 | 33.3209 | 33.5375 | 33.754 | 33.9706 | 34.1871 | 34.4037 | 34.6203 | 34.8368 | 35.0534 | 35.2699 | 35.4865 | 35.7031 | 35.9196 | 36.1362 | 1.5679 | 1.5928 | 1.6094 | 1.6119 | 1.6229 | 1.648 | 1.6761 | 1.6841 | 1.695 | 1.7059 | 1.7167 | 1.7276 | 1.7385 | 1.7494 | 1.7602 | 1.7711 | 1.782 | 1.7929 | 1.8037 | 1.8146 | 50191.6347 | 12126.2931 | 1225819.5015 | 296157.8477
| SHP014-24602854 | 180 | SHP014 | SHP | 0 | 0 | 0.0016777 | 0.0016956 | 0.0017046 | 0.0016986 | 0.0017016 | 0.0017166 | 0.0017346 | 0.0017316 | 0.0017316 | 0.0017316 | 0.0017316 | 0.0017316 | 0.0017316 | 0.0017316 | 0.0017316 | 0.0017316 | 0.0017316 | 0.0017316 | 0.0017316 | 0.0017316 | 0.14921 | 0.14994 | 0.15067 | 0.1514 | 0.15213 | 0.15371 | 0.1553 | 0.15689 | 0.15847 | 0.16006 | 0.16165 | 0.16323 | 0.16482 | 0.16641 | 0.16799 | 0.16958 | 0.17117 | 0.17275 | 0.17434 | 0.17592 | 0.0072596 | 0.0073732 | 0.0074483 | 0.007458 | 0.0075071 | 0.0076521 | 0.0078121 | 0.0078782 | 0.0079579 | 0.0080375 | 0.0081172 | 0.0081969 | 0.0082765 | 0.0083562 | 0.0084359 | 0.0085155 | 0.0085952 | 0.0086748 | 0.0087545 | 0.0088342 | 50191.6347 | 12126.2931 | 5778.1091 | 1395.9905
| SHP014-24602868 | 117 | SHP014 | SHP | 0 | 0 | 0.0016777 | 0.0016956 | 0.0017046 | 0.0016986 | 0.0017016 | 0.0017166 | 0.0017346 | 0.0017316 | 0.0017316 | 0.0017316 | 0.0017316 | 0.0017316 | 0.0017316 | 0.0017316 | 0.0017316 | 0.0017316 | 0.0017316 | 0.0017316 | 0.0017316 | 0.0017316 | 0.5798 | 0.58341 | 0.58702 | 0.59063 | 0.59424 | 0.60119 | 0.60814 | 0.61509 | 0.62204 | 0.629 | 0.63595 | 0.6429 | 0.64985 | 0.6568 | 0.66375 | 0.6707 | 0.67765 | 0.6846 | 0.69155 | 0.6985 | 0.028208 | 0.028688 | 0.029019 | 0.029095 | 0.029324 | 0.029928 | 0.030591 | 0.030887 | 0.031236 | 0.031585 | 0.031934 | 0.032283 | 0.032632 | 0.032982 | 0.033331 | 0.03368 | 0.034029 | 0.034378 | 0.034727 | 0.035076 | 50191.6347 | 12126.2931 | 22690.4486 | 5482.0097
| SHP021-120932535 | 34 | SHP021 | SHP | 0 | 0 | 0.004899 | 0.0048711 | 0.0048362 | 0.004662 | 0.0046551 | 0.004662 | 0.004676 | 0.0045854 | 0.0045854 | 0.0045854 | 0.0045854 | 0.0045854 | 0.0045854 | 0.0045854 | 0.0045854 | 0.0045854 | 0.0045854 | 0.0045854 | 0.0045854 | 0.0045854 | 0.0024605 | 0.0024754 | 0.0024902 | 0.0025051 | 0.00252 | 0.0025329 | 0.0025458 | 0.0025586 | 0.0025715 | 0.0025844 | 0.0025973 | 0.0026102 | 0.002623 | 0.0026359 | 0.0026488 | 0.0026617 | 0.0026746 | 0.0026874 | 0.0027003 | 0.0027132 | 0.00034956 | 0.00034967 | 0.00034926 | 0.00033869 | 0.00034019 | 0.00034244 | 0.00034521 | 0.00034024 | 0.00034195 | 0.00034366 | 0.00034537 | 0.00034709 | 0.0003488 | 0.00035051 | 0.00035223 | 0.00035394 | 0.00035565 | 0.00035736 | 0.00035908 | 0.00036079 | 50191.6347 | 12126.2931 | 252.3715 | 60.9729
| SHP021-129439859 | 38 | SHP021 | SHP | 0 | 0 | 0.004899 | 0.0048711 | 0.0048362 | 0.004662 | 0.0046551 | 0.004662 | 0.004676 | 0.0045854 | 0.0045854 | 0.0045854 | 0.0045854 | 0.0045854 | 0.0045854 | 0.0045854 | 0.0045854 | 0.0045854 | 0.0045854 | 0.0045854 | 0.0045854 | 0.0045854 | 0.0011193 | 0.0011291 | 0.0011389 | 0.0011487 | 0.0011585 | 0.0011639 | 0.0011693 | 0.0011748 | 0.0011802 | 0.0011856 | 0.001191 | 0.0011965 | 0.0012019 | 0.0012073 | 0.0012128 | 0.0012182 | 0.0012236 | 0.001229 | 0.0012345 | 0.0012399 | 0.00015902 | 0.0001595 | 0.00015973 | 0.0001553 | 0.00015639 | 0.00015736 | 0.00015857 | 0.00015622 | 0.00015694 | 0.00015766 | 0.00015838 | 0.0001591 | 0.00015982 | 0.00016054 | 0.00016127 | 0.00016199 | 0.00016271 | 0.00016343 | 0.00016415 | 0.00016487 | 50191.6347 | 12126.2931 | 115.5814 | 27.9244
| SHP021-134953488 | 132 | SHP021 | SHP | 0 | 0 | 0.004899 | 0.0048711 | 0.0048362 | 0.004662 | 0.0046551 | 0.004662 | 0.004676 | 0.0045854 | 0.0045854 | 0.0045854 | 0.0045854 | 0.0045854 | 0.0045854 | 0.0045854 | 0.0045854 | 0.0045854 | 0.0045854 | 0.0045854 | 0.0045854 | 0.0045854 | 0.063507 | 0.06399 | 0.064473 | 0.064956 | 0.06544 | 0.06577 | 0.066101 | 0.066432 | 0.066763 | 0.067094 | 0.067425 | 0.067756 | 0.068086 | 0.068417 | 0.068748 | 0.069079 | 0.06941 | 0.069741 | 0.070072 | 0.070403 | 0.0090224 | 0.0090393 | 0.0090424 | 0.008782 | 0.0088341 | 0.0088921 | 0.0089635 | 0.0088339 | 0.0088779 | 0.0089219 | 0.0089658 | 0.0090098 | 0.0090538 | 0.0090978 | 0.0091418 | 0.0091858 | 0.0092298 | 0.0092738 | 0.0093178 | 0.0093618 | 50191.6347 | 12126.2931 | 6545.3609 | 1581.3584
| SHP021-134953623 | 90 | SHP021 | SHP | 0 | 0 | 0.004899 | 0.0048711 | 0.0048362 | 0.004662 | 0.0046551 | 0.004662 | 0.004676 | 0.0045854 | 0.0045854 | 0.0045854 | 0.0045854 | 0.0045854 | 0.0045854 | 0.0045854 | 0.0045854 | 0.0045854 | 0.0045854 | 0.0045854 | 0.0045854 | 0.0045854 | 0.21019 | 0.21159 | 0.21299 | 0.2144 | 0.2158 | 0.21679 | 0.21777 | 0.21875 | 0.21973 | 0.22072 | 0.2217 | 0.22268 | 0.22366 | 0.22464 | 0.22563 | 0.22661 | 0.22759 | 0.22857 | 0.22955 | 0.23054 | 0.029861 | 0.029889 | 0.029873 | 0.028987 | 0.029133 | 0.029309 | 0.02953 | 0.029089 | 0.029219 | 0.02935 | 0.02948 | 0.029611 | 0.029742 | 0.029872 | 0.030003 | 0.030133 | 0.030264 | 0.030395 | 0.030525 | 0.030656 | 50191.6347 | 12126.2931 | 21544.8902 | 5205.243
| SHP021-137932835 | 20 | SHP021 | SHP | 0 | 0 | 0.004899 | 0.0048711 | 0.0048362 | 0.004662 | 0.0046551 | 0.004662 | 0.004676 | 0.0045854 | 0.0045854 | 0.0045854 | 0.0045854 | 0.0045854 | 0.0045854 | 0.0045854 | 0.0045854 | 0.0045854 | 0.0045854 | 0.0045854 | 0.0045854 | 0.0045854 | 7.8894e-06 | 7.957e-06 | 8.0247e-06 | 8.0923e-06 | 8.16e-06 | 8.2592e-06 | 8.3584e-06 | 8.4576e-06 | 8.5568e-06 | 8.656e-06 | 8.7552e-06 | 8.8544e-06 | 8.9536e-06 | 9.0528e-06 | 9.152e-06 | 9.2512e-06 | 9.3504e-06 | 9.4496e-06 | 9.5488e-06 | 9.648e-06 | 1.1208e-06 | 1.124e-06 | 1.1255e-06 | 1.0941e-06 | 1.1016e-06 | 1.1166e-06 | 1.1334e-06 | 1.1247e-06 | 1.1378e-06 | 1.151e-06 | 1.1642e-06 | 1.1774e-06 | 1.1906e-06 | 1.2038e-06 | 1.217e-06 | 1.2302e-06 | 1.2434e-06 | 1.2566e-06 | 1.2698e-06 | 1.2829e-06 | 50191.6347 | 12126.2931 | 0.84378 | 0.20386
| SHP021-138133628 | 38 | SHP021 | SHP | 0 | 0 | 0.004899 | 0.0048711 | 0.0048362 | 0.004662 | 0.0046551 | 0.004662 | 0.004676 | 0.0045854 | 0.0045854 | 0.0045854 | 0.0045854 | 0.0045854 | 0.0045854 | 0.0045854 | 0.0045854 | 0.0045854 | 0.0045854 | 0.0045854 | 0.0045854 | 0.0045854 | 0.1549 | 0.15601 | 0.15712 | 0.15824 | 0.15935 | 0.15971 | 0.16008 | 0.16044 | 0.16081 | 0.16118 | 0.16154 | 0.16191 | 0.16227 | 0.16264 | 0.16301 | 0.16337 | 0.16374 | 0.16411 | 0.16447 | 0.16484 | 0.022007 | 0.022039 | 0.022037 | 0.021393 | 0.021511 | 0.021593 | 0.021707 | 0.021335 | 0.021384 | 0.021433 | 0.021481 | 0.02153 | 0.021579 | 0.021627 | 0.021676 | 0.021725 | 0.021773 | 0.021822 | 0.021871 | 0.021919 | 50191.6347 | 12126.2931 | 15729.2533 | 3800.1858
| SHP021-15437442 | 0 | SHP021 | SHP | 0 | 0 | 0.004899 | 0.0048711 | 0.0048362 | 0.004662 | 0.0046551 | 0.004662 | 0.004676 | 0.0045854 | 0.0045854 | 0.0045854 | 0.0045854 | 0.0045854 | 0.0045854 | 0.0045854 | 0.0045854 | 0.0045854 | 0.0045854 | 0.0045854 | 0.0045854 | 0.0045854 | 0 | 0 | 0 | 0 | 0 | 0 | 0 | 0 | 0 | 0 | 0 | 0 | 0 | 0 | 0 | 0 | 0 | 0 | 0 | 0 | 0 | 0 | 0 | 0 | 0 | 0 | 0 | 0 | 0 | 0 | 0 | 0 | 0 | 0 | 0 | 0 | 0 | 0 | 0 | 0 | 50191.6347 | 12126.2931 | 0 | 0
| SHP021-15437455 | 68 | SHP021 | SHP | 0 | 0 | 0.004899 | 0.0048711 | 0.0048362 | 0.004662 | 0.0046551 | 0.004662 | 0.004676 | 0.0045854 | 0.0045854 | 0.0045854 | 0.0045854 | 0.0045854 | 0.0045854 | 0.0045854 | 0.0045854 | 0.0045854 | 0.0045854 | 0.0045854 | 0.0045854 | 0.0045854 | 0.43584 | 0.43758 | 0.43932 | 0.44106 | 0.44281 | 0.44355 | 0.44429 | 0.44503 | 0.44576 | 0.4465 | 0.44724 | 0.44798 | 0.44872 | 0.44946 | 0.4502 | 0.45094 | 0.45168 | 0.45242 | 0.45316 | 0.4539 | 0.061919 | 0.061813 | 0.061615 | 0.059631 | 0.059777 | 0.059967 | 0.060246 | 0.059177 | 0.059276 | 0.059374 | 0.059473 | 0.059571 | 0.059669 | 0.059768 | 0.059866 | 0.059964 | 0.060063 | 0.060161 | 0.06026 | 0.060358 | 50191.6347 | 12126.2931 | 43665.5919 | 10549.6019
| SHP021-155422659 | 26 | SHP021 | SHP | 0 | 0 | 0.004899 | 0.0048711 | 0.0048362 | 0.004662 | 0.0046551 | 0.004662 | 0.004676 | 0.0045854 | 0.0045854 | 0.0045854 | 0.0045854 | 0.0045854 | 0.0045854 | 0.0045854 | 0.0045854 | 0.0045854 | 0.0045854 | 0.0045854 | 0.0045854 | 0.0045854 | 7.4585e-05 | 7.5199e-05 | 7.5813e-05 | 7.6426e-05 | 7.704e-05 | 7.7964e-05 | 7.8888e-05 | 7.9812e-05 | 8.0736e-05 | 8.166e-05 | 8.2584e-05 | 8.3508e-05 | 8.4432e-05 | 8.5356e-05 | 8.628e-05 | 8.7204e-05 | 8.8128e-05 | 8.9052e-05 | 8.9976e-05 | 9.09e-05 | 1.0596e-05 | 1.0623e-05 | 1.0633e-05 | 1.0333e-05 | 1.04e-05 | 1.0541e-05 | 1.0697e-05 | 1.0613e-05 | 1.0736e-05 | 1.0859e-05 | 1.0982e-05 | 1.1105e-05 | 1.1227e-05 | 1.135e-05 | 1.1473e-05 | 1.1596e-05 | 1.1719e-05 | 1.1842e-05 | 1.1965e-05 | 1.2087e-05 | 50191.6347 | 12126.2931 | 7.9618 | 1.9236
| SHP021-157015365 | 55 | SHP021 | SHP | 0 | 0 | 0.004899 | 0.0048711 | 0.0048362 | 0.004662 | 0.0046551 | 0.004662 | 0.004676 | 0.0045854 | 0.0045854 | 0.0045854 | 0.0045854 | 0.0045854 | 0.0045854 | 0.0045854 | 0.0045854 | 0.0045854 | 0.0045854 | 0.0045854 | 0.0045854 | 0.0045854 | 0.0057081 | 0.0057482 | 0.0057884 | 0.0058285 | 0.0058687 | 0.0059246 | 0.0059806 | 0.0060365 | 0.0060925 | 0.0061484 | 0.0062044 | 0.0062604 | 0.0063163 | 0.0063723 | 0.0064282 | 0.0064842 | 0.0065402 | 0.0065961 | 0.0066521 | 0.006708 | 0.00081095 | 0.000812 | 0.00081182 | 0.00078801 | 0.00079225 | 0.000801 | 0.00081098 | 0.00080271 | 0.00081015 | 0.00081759 | 0.00082503 | 0.00083248 | 0.00083992 | 0.00084736 | 0.0008548 | 0.00086224 | 0.00086968 | 0.00087712 | 0.00088456 | 0.000892 | 50191.6347 | 12126.2931 | 599.9533 | 144.9487
| SHP021-157015736 | 45 | SHP021 | SHP | 0 | 0 | 0.004899 | 0.0048711 | 0.0048362 | 0.004662 | 0.0046551 | 0.004662 | 0.004676 | 0.0045854 | 0.0045854 | 0.0045854 | 0.0045854 | 0.0045854 | 0.0045854 | 0.0045854 | 0.0045854 | 0.0045854 | 0.0045854 | 0.0045854 | 0.0045854 | 0.0045854 | 0.067216 | 0.067754 | 0.068292 | 0.068831 | 0.069369 | 0.069751 | 0.070132 | 0.070514 | 0.070896 | 0.071277 | 0.071659 | 0.072041 | 0.072422 | 0.072804 | 0.073186 | 0.073567 | 0.073949 | 0.074331 | 0.074712 | 0.075094 | 0.0095493 | 0.009571 | 0.0095781 | 0.0093058 | 0.0093646 | 0.0094302 | 0.0095101 | 0.0093766 | 0.0094274 | 0.0094781 | 0.0095289 | 0.0095796 | 0.0096304 | 0.0096811 | 0.0097319 | 0.0097826 | 0.0098334 | 0.0098841 | 0.0099349 | 0.0099856 | 50191.6347 | 12126.2931 | 6951.6266 | 1679.5122
| SHP021-164271438 | 0 | SHP021 | SHP | 0 | 0 | 0.004899 | 0.0048711 | 0.0048362 | 0.004662 | 0.0046551 | 0.004662 | 0.004676 | 0.0045854 | 0.0045854 | 0.0045854 | 0.0045854 | 0.0045854 | 0.0045854 | 0.0045854 | 0.0045854 | 0.0045854 | 0.0045854 | 0.0045854 | 0.0045854 | 0.0045854 | 0 | 0 | 0 | 0 | 0 | 0 | 0 | 0 | 0 | 0 | 0 | 0 | 0 | 0 | 0 | 0 | 0 | 0 | 0 | 0 | 0 | 0 | 0 | 0 | 0 | 0 | 0 | 0 | 0 | 0 | 0 | 0 | 0 | 0 | 0 | 0 | 0 | 0 | 0 | 0 | 50191.6347 | 12126.2931 | 0 | 0
| SHP021-164488411 | 11 | SHP021 | SHP | 0 | 0 | 0.004899 | 0.0048711 | 0.0048362 | 0.004662 | 0.0046551 | 0.004662 | 0.004676 | 0.0045854 | 0.0045854 | 0.0045854 | 0.0045854 | 0.0045854 | 0.0045854 | 0.0045854 | 0.0045854 | 0.0045854 | 0.0045854 | 0.0045854 | 0.0045854 | 0.0045854 | 0.045084 | 0.045386 | 0.045688 | 0.04599 | 0.046292 | 0.046505 | 0.046719 | 0.046932 | 0.047146 | 0.047359 | 0.047572 | 0.047786 | 0.047999 | 0.048213 | 0.048426 | 0.048639 | 0.048853 | 0.049066 | 0.04928 | 0.049493 | 0.0064051 | 0.0064113 | 0.0064078 | 0.0062178 | 0.0062492 | 0.0062874 | 0.0063352 | 0.0062408 | 0.0062692 | 0.0062976 | 0.006326 | 0.0063543 | 0.0063827 | 0.0064111 | 0.0064395 | 0.0064679 | 0.0064962 | 0.0065246 | 0.006553 | 0.0065814 | 50191.6347 | 12126.2931 | 4622.8439 | 1116.8785
| SHP021-24614288 | 0 | SHP021 | SHP | 0 | 0 | 0.004899 | 0.0048711 | 0.0048362 | 0.004662 | 0.0046551 | 0.004662 | 0.004676 | 0.0045854 | 0.0045854 | 0.0045854 | 0.0045854 | 0.0045854 | 0.0045854 | 0.0045854 | 0.0045854 | 0.0045854 | 0.0045854 | 0.0045854 | 0.0045854 | 0.0045854 | 0.0015656 | 0.0015781 | 0.0015907 | 0.0016033 | 0.0016158 | 0.0016304 | 0.0016449 | 0.0016594 | 0.001674 | 0.0016885 | 0.0017031 | 0.0017176 | 0.0017321 | 0.0017467 | 0.0017612 | 0.0017758 | 0.0017903 | 0.0018048 | 0.0018194 | 0.0018339 | 0.00022242 | 0.00022293 | 0.0002231 | 0.00021676 | 0.00021813 | 0.00022042 | 0.00022305 | 0.00022067 | 0.0002226 | 0.00022453 | 0.00022647 | 0.0002284 | 0.00023033 | 0.00023227 | 0.0002342 | 0.00023613 | 0.00023807 | 0.00024 | 0.00024193 | 0.00024387 | 50191.6347 | 12126.2931 | 0 | 0
| SHP021-24614430 | 88 | SHP021 | SHP | 0 | 0 | 0.004899 | 0.0048711 | 0.0048362 | 0.004662 | 0.0046551 | 0.004662 | 0.004676 | 0.0045854 | 0.0045854 | 0.0045854 | 0.0045854 | 0.0045854 | 0.0045854 | 0.0045854 | 0.0045854 | 0.0045854 | 0.0045854 | 0.0045854 | 0.0045854 | 0.0045854 | 3.9795 | 3.9968 | 4.0142 | 4.0315 | 4.0488 | 4.0668 | 4.0847 | 4.1027 | 4.1206 | 4.1386 | 4.1565 | 4.1745 | 4.1924 | 4.2104 | 4.2284 | 4.2463 | 4.2643 | 4.2822 | 4.3002 | 4.3181 | 0.56537 | 0.5646 | 0.56299 | 0.54505 | 0.54658 | 0.54982 | 0.5539 | 0.54556 | 0.54794 | 0.55033 | 0.55272 | 0.55511 | 0.55749 | 0.55988 | 0.56227 | 0.56466 | 0.56704 | 0.56943 | 0.57182 | 0.57421 | 50191.6347 | 12126.2931 | 404591.5278 | 97749.2657
| SHP021-66719539 | 120 | SHP021 | SHP | 0 | 0 | 0.004899 | 0.0048711 | 0.0048362 | 0.004662 | 0.0046551 | 0.004662 | 0.004676 | 0.0045854 | 0.0045854 | 0.0045854 | 0.0045854 | 0.0045854 | 0.0045854 | 0.0045854 | 0.0045854 | 0.0045854 | 0.0045854 | 0.0045854 | 0.0045854 | 0.0045854 | 0.028692 | 0.02894 | 0.029187 | 0.029435 | 0.029682 | 0.029744 | 0.029806 | 0.029867 | 0.029929 | 0.029991 | 0.030053 | 0.030115 | 0.030176 | 0.030238 | 0.0303 | 0.030362 | 0.030424 | 0.030485 | 0.030547 | 0.030609 | 0.0040763 | 0.004088 | 0.0040935 | 0.0039795 | 0.004007 | 0.0040213 | 0.0040417 | 0.0039716 | 0.0039799 | 0.0039881 | 0.0039963 | 0.0040045 | 0.0040127 | 0.0040209 | 0.0040292 | 0.0040374 | 0.0040456 | 0.0040538 | 0.004062 | 0.0040703 | 50191.6347 | 12126.2931 | 2924.1212 | 706.4673
| SHP021-85424826 | 136 | SHP021 | SHP | 0 | 0 | 0.004899 | 0.0048711 | 0.0048362 | 0.004662 | 0.0046551 | 0.004662 | 0.004676 | 0.0045854 | 0.0045854 | 0.0045854 | 0.0045854 | 0.0045854 | 0.0045854 | 0.0045854 | 0.0045854 | 0.0045854 | 0.0045854 | 0.0045854 | 0.0045854 | 0.0045854 | 0.33438 | 0.33696 | 0.33954 | 0.34213 | 0.34471 | 0.34842 | 0.35214 | 0.35586 | 0.35957 | 0.36329 | 0.367 | 0.37072 | 0.37443 | 0.37815 | 0.38186 | 0.38558 | 0.38929 | 0.39301 | 0.39672 | 0.40044 | 0.047505 | 0.0476 | 0.047621 | 0.046255 | 0.046535 | 0.047107 | 0.047751 | 0.04732 | 0.047814 | 0.048308 | 0.048802 | 0.049296 | 0.04979 | 0.050284 | 0.050778 | 0.051272 | 0.051766 | 0.05226 | 0.052754 | 0.053248 | 50191.6347 | 12126.2931 | 35432.3142 | 8560.4429
| SSE011-15435228 | 2 | SSE011 | SSE | 0 | 0 | 0.0051563 | 0.0051739 | 0.0051915 | 0.0052004 | 0.0052224 | 0.0052444 | 0.0052752 | 0.0052972 | 0.0052972 | 0.0052972 | 0.0052972 | 0.0052972 | 0.0052972 | 0.0052972 | 0.0052972 | 0.0052972 | 0.0052972 | 0.0052972 | 0.0052972 | 0.0052972 | 0 | 0 | 0 | 0 | 0 | 0 | 0 | 0 | 0 | 0 | 0 | 0 | 0 | 0 | 0 | 0 | 0 | 0 | 0 | 0 | 0 | 0 | 0 | 0 | 0 | 0 | 0 | 0 | 0 | 0 | 0 | 0 | 0 | 0 | 0 | 0 | 0 | 0 | 0 | 0 | 45569.8274 | 11997.7551 | 0 | 0
| SSE011-201930324 | 184 | SSE011 | SSE | 0 | 0 | 0.0051563 | 0.0051739 | 0.0051915 | 0.0052004 | 0.0052224 | 0.0052444 | 0.0052752 | 0.0052972 | 0.0052972 | 0.0052972 | 0.0052972 | 0.0052972 | 0.0052972 | 0.0052972 | 0.0052972 | 0.0052972 | 0.0052972 | 0.0052972 | 0.0052972 | 0.0052972 | 0 | 0 | 0 | 0 | 0 | 0 | 0 | 0 | 0 | 0 | 0 | 0 | 0 | 0 | 0 | 0 | 0 | 0 | 0 | 0 | 0 | 0 | 0 | 0 | 0 | 0 | 0 | 0 | 0 | 0 | 0 | 0 | 0 | 0 | 0 | 0 | 0 | 0 | 0 | 0 | 45569.8274 | 11997.7551 | 0 | 0
| SSE012-152773219 | 187 | SSE012 | SSE | 0 | 0 | 0.0010062 | 0.0010178 | 0.0010344 | 0.0010444 | 0.0010544 | 0.0010743 | 0.0011043 | 0.0011159 | 0.0011159 | 0.0011159 | 0.0011159 | 0.0011159 | 0.0011159 | 0.0011159 | 0.0011159 | 0.0011159 | 0.0011159 | 0.0011159 | 0.0011159 | 0.0011159 | 0 | 0 | 0 | 0 | 0 | 0 | 0 | 0 | 0 | 0 | 0 | 0 | 0 | 0 | 0 | 0 | 0 | 0 | 0 | 0 | 0 | 0 | 0 | 0 | 0 | 0 | 0 | 0 | 0 | 0 | 0 | 0 | 0 | 0 | 0 | 0 | 0 | 0 | 0 | 0 | 45569.8274 | 11997.7551 | 0 | 0
| SSE012-201930283 | 102 | SSE012 | SSE | 0 | 0 | 0.0010062 | 0.0010178 | 0.0010344 | 0.0010444 | 0.0010544 | 0.0010743 | 0.0011043 | 0.0011159 | 0.0011159 | 0.0011159 | 0.0011159 | 0.0011159 | 0.0011159 | 0.0011159 | 0.0011159 | 0.0011159 | 0.0011159 | 0.0011159 | 0.0011159 | 0.0011159 | 0 | 0 | 0 | 0 | 0 | 0 | 0 | 0 | 0 | 0 | 0 | 0 | 0 | 0 | 0 | 0 | 0 | 0 | 0 | 0 | 0 | 0 | 0 | 0 | 0 | 0 | 0 | 0 | 0 | 0 | 0 | 0 | 0 | 0 | 0 | 0 | 0 | 0 | 0 | 0 | 45569.8274 | 11997.7551 | 0 | 0
| SSE013-201930225 | 89 | SSE013 | SSE | 0 | 0 | 0.0018999 | 0.0019023 | 0.0019023 | 0.0018928 | 0.0018787 | 0.0018763 | 0.0018763 | 0.0018692 | 0.0018692 | 0.0018692 | 0.0018692 | 0.0018692 | 0.0018692 | 0.0018692 | 0.0018692 | 0.0018692 | 0.0018692 | 0.0018692 | 0.0018692 | 0.0018692 | 0 | 0 | 0 | 0 | 0 | 0 | 0 | 0 | 0 | 0 | 0 | 0 | 0 | 0 | 0 | 0 | 0 | 0 | 0 | 0 | 0 | 0 | 0 | 0 | 0 | 0 | 0 | 0 | 0 | 0 | 0 | 0 | 0 | 0 | 0 | 0 | 0 | 0 | 0 | 0 | 45569.8274 | 11997.7551 | 0 | 0
| SSE013-74144019 | 86 | SSE013 | SSE | 0 | 0 | 0.0018999 | 0.0019023 | 0.0019023 | 0.0018928 | 0.0018787 | 0.0018763 | 0.0018763 | 0.0018692 | 0.0018692 | 0.0018692 | 0.0018692 | 0.0018692 | 0.0018692 | 0.0018692 | 0.0018692 | 0.0018692 | 0.0018692 | 0.0018692 | 0.0018692 | 0.0018692 | 0 | 0 | 0 | 0 | 0 | 0 | 0 | 0 | 0 | 0 | 0 | 0 | 0 | 0 | 0 | 0 | 0 | 0 | 0 | 0 | 0 | 0 | 0 | 0 | 0 | 0 | 0 | 0 | 0 | 0 | 0 | 0 | 0 | 0 | 0 | 0 | 0 | 0 | 0 | 0 | 45569.8274 | 11997.7551 | 0 | 0
| SSE014-201930170 | 214 | SSE014 | SSE | 0 | 0 | 0.0016294 | 0.0016628 | 0.0016834 | 0.0016975 | 0.0017168 | 0.0017489 | 0.0017977 | 0.001799 | 0.001799 | 0.001799 | 0.001799 | 0.001799 | 0.001799 | 0.001799 | 0.001799 | 0.001799 | 0.001799 | 0.001799 | 0.001799 | 0.001799 | 0 | 0 | 0 | 0 | 0 | 0 | 0 | 0 | 0 | 0 | 0 | 0 | 0 | 0 | 0 | 0 | 0 | 0 | 0 | 0 | 0 | 0 | 0 | 0 | 0 | 0 | 0 | 0 | 0 | 0 | 0 | 0 | 0 | 0 | 0 | 0 | 0 | 0 | 0 | 0 | 45569.8274 | 11997.7551 | 0 | 0
| SSE014-24597938 | 174 | SSE014 | SSE | 0 | 0 | 0.0016294 | 0.0016628 | 0.0016834 | 0.0016975 | 0.0017168 | 0.0017489 | 0.0017977 | 0.001799 | 0.001799 | 0.001799 | 0.001799 | 0.001799 | 0.001799 | 0.001799 | 0.001799 | 0.001799 | 0.001799 | 0.001799 | 0.001799 | 0.001799 | 0 | 0 | 0 | 0 | 0 | 0 | 0 | 0 | 0 | 0 | 0 | 0 | 0 | 0 | 0 | 0 | 0 | 0 | 0 | 0 | 0 | 0 | 0 | 0 | 0 | 0 | 0 | 0 | 0 | 0 | 0 | 0 | 0 | 0 | 0 | 0 | 0 | 0 | 0 | 0 | 45569.8274 | 11997.7551 | 0 | 0
| SSE031-15437545 | 1 | SSE031 | SSE | 0 | 0 | 0.00092944 | 0.00094306 | 0.00095923 | 0.00096519 | 0.0009737 | 0.00099242 | 0.0010111 | 0.0010282 | 0.0010282 | 0.0010282 | 0.0010282 | 0.0010282 | 0.0010282 | 0.0010282 | 0.0010282 | 0.0010282 | 0.0010282 | 0.0010282 | 0.0010282 | 0.0010282 | 0 | 0 | 0 | 0 | 0 | 0 | 0 | 0 | 0 | 0 | 0 | 0 | 0 | 0 | 0 | 0 | 0 | 0 | 0 | 0 | 0 | 0 | 0 | 0 | 0 | 0 | 0 | 0 | 0 | 0 | 0 | 0 | 0 | 0 | 0 | 0 | 0 | 0 | 0 | 0 | 45569.8274 | 11997.7551 | 0 | 0
| SSE031-201930106 | 223 | SSE031 | SSE | 0 | 0 | 0.00092944 | 0.00094306 | 0.00095923 | 0.00096519 | 0.0009737 | 0.00099242 | 0.0010111 | 0.0010282 | 0.0010282 | 0.0010282 | 0.0010282 | 0.0010282 | 0.0010282 | 0.0010282 | 0.0010282 | 0.0010282 | 0.0010282 | 0.0010282 | 0.0010282 | 0.0010282 | 0 | 0 | 0 | 0 | 0 | 0 | 0 | 0 | 0 | 0 | 0 | 0 | 0 | 0 | 0 | 0 | 0 | 0 | 0 | 0 | 0 | 0 | 0 | 0 | 0 | 0 | 0 | 0 | 0 | 0 | 0 | 0 | 0 | 0 | 0 | 0 | 0 | 0 | 0 | 0 | 45569.8274 | 11997.7551 | 0 | 0
| SSE031-24597896 | 392 | SSE031 | SSE | 0 | 0 | 0.00092944 | 0.00094306 | 0.00095923 | 0.00096519 | 0.0009737 | 0.00099242 | 0.0010111 | 0.0010282 | 0.0010282 | 0.0010282 | 0.0010282 | 0.0010282 | 0.0010282 | 0.0010282 | 0.0010282 | 0.0010282 | 0.0010282 | 0.0010282 | 0.0010282 | 0.0010282 | 0 | 0 | 0 | 0 | 0 | 0 | 0 | 0 | 0 | 0 | 0 | 0 | 0 | 0 | 0 | 0 | 0 | 0 | 0 | 0 | 0 | 0 | 0 | 0 | 0 | 0 | 0 | 0 | 0 | 0 | 0 | 0 | 0 | 0 | 0 | 0 | 0 | 0 | 0 | 0 | 45569.8274 | 11997.7551 | 0 | 0
| SSE031-24597910 | 32 | SSE031 | SSE | 0 | 0 | 0.00092944 | 0.00094306 | 0.00095923 | 0.00096519 | 0.0009737 | 0.00099242 | 0.0010111 | 0.0010282 | 0.0010282 | 0.0010282 | 0.0010282 | 0.0010282 | 0.0010282 | 0.0010282 | 0.0010282 | 0.0010282 | 0.0010282 | 0.0010282 | 0.0010282 | 0.0010282 | 0 | 0 | 0 | 0 | 0 | 0 | 0 | 0 | 0 | 0 | 0 | 0 | 0 | 0 | 0 | 0 | 0 | 0 | 0 | 0 | 0 | 0 | 0 | 0 | 0 | 0 | 0 | 0 | 0 | 0 | 0 | 0 | 0 | 0 | 0 | 0 | 0 | 0 | 0 | 0 | 45569.8274 | 11997.7551 | 0 | 0
| SSE032-156444372 | 237 | SSE032 | SSE | 0 | 0 | 0.001603 | 0.0016013 | 0.0016097 | 0.0016114 | 0.0016233 | 0.0016469 | 0.0016757 | 0.0016808 | 0.0016808 | 0.0016808 | 0.0016808 | 0.0016808 | 0.0016808 | 0.0016808 | 0.0016808 | 0.0016808 | 0.0016808 | 0.0016808 | 0.0016808 | 0.0016808 | 2.6197 | 2.6371 | 2.6545 | 2.672 | 2.6894 | 2.6934 | 2.6973 | 2.7013 | 2.7053 | 2.7093 | 2.7132 | 2.7172 | 2.7212 | 2.7252 | 2.7291 | 2.7331 | 2.7371 | 2.7411 | 2.745 | 2.749 | 0.12178 | 0.12246 | 0.12392 | 0.12487 | 0.1266 | 0.12864 | 0.13108 | 0.13167 | 0.13186 | 0.13205 | 0.13225 | 0.13244 | 0.13264 | 0.13283 | 0.13302 | 0.13322 | 0.13341 | 0.1336 | 0.1338 | 0.13399 | 45569.8274 | 11997.7551 | 85382.6419 | 22479.7874
| SSE032-201929980 | 137 | SSE032 | SSE | 0 | 0 | 0.001603 | 0.0016013 | 0.0016097 | 0.0016114 | 0.0016233 | 0.0016469 | 0.0016757 | 0.0016808 | 0.0016808 | 0.0016808 | 0.0016808 | 0.0016808 | 0.0016808 | 0.0016808 | 0.0016808 | 0.0016808 | 0.0016808 | 0.0016808 | 0.0016808 | 0.0016808 | 0 | 0 | 0 | 0 | 0 | 0 | 0 | 0 | 0 | 0 | 0 | 0 | 0 | 0 | 0 | 0 | 0 | 0 | 0 | 0 | 0 | 0 | 0 | 0 | 0 | 0 | 0 | 0 | 0 | 0 | 0 | 0 | 0 | 0 | 0 | 0 | 0 | 0 | 0 | 0 | 45569.8274 | 11997.7551 | 0 | 0
| SSE033-201929907 | 395 | SSE033 | SSE | 0 | 0 | 0.0013139 | 0.001342 | 0.0013624 | 0.0013765 | 0.0013956 | 0.0014249 | 0.0014555 | 0.0014696 | 0.0014696 | 0.0014696 | 0.0014696 | 0.0014696 | 0.0014696 | 0.0014696 | 0.0014696 | 0.0014696 | 0.0014696 | 0.0014696 | 0.0014696 | 0.0014696 | 0 | 0 | 0 | 0 | 0 | 0 | 0 | 0 | 0 | 0 | 0 | 0 | 0 | 0 | 0 | 0 | 0 | 0 | 0 | 0 | 0 | 0 | 0 | 0 | 0 | 0 | 0 | 0 | 0 | 0 | 0 | 0 | 0 | 0 | 0 | 0 | 0 | 0 | 0 | 0 | 45569.8274 | 11997.7551 | 0 | 0
| SSE034-201929860 | 176 | SSE034 | SSE | 0 | 0 | 0.0023243 | 0.0023801 | 0.0024379 | 0.002461 | 0.0024803 | 0.0025515 | 0.0026343 | 0.0026651 | 0.0026651 | 0.0026651 | 0.0026651 | 0.0026651 | 0.0026651 | 0.0026651 | 0.0026651 | 0.0026651 | 0.0026651 | 0.0026651 | 0.0026651 | 0.0026651 | 0 | 0 | 0 | 0 | 0 | 0 | 0 | 0 | 0 | 0 | 0 | 0 | 0 | 0 | 0 | 0 | 0 | 0 | 0 | 0 | 0 | 0 | 0 | 0 | 0 | 0 | 0 | 0 | 0 | 0 | 0 | 0 | 0 | 0 | 0 | 0 | 0 | 0 | 0 | 0 | 45569.8274 | 11997.7551 | 0 | 0
| SSE034-24597952 | 185 | SSE034 | SSE | 0 | 0 | 0.0023243 | 0.0023801 | 0.0024379 | 0.002461 | 0.0024803 | 0.0025515 | 0.0026343 | 0.0026651 | 0.0026651 | 0.0026651 | 0.0026651 | 0.0026651 | 0.0026651 | 0.0026651 | 0.0026651 | 0.0026651 | 0.0026651 | 0.0026651 | 0.0026651 | 0.0026651 | 0 | 0 | 0 | 0 | 0 | 0 | 0 | 0 | 0 | 0 | 0 | 0 | 0 | 0 | 0 | 0 | 0 | 0 | 0 | 0 | 0 | 0 | 0 | 0 | 0 | 0 | 0 | 0 | 0 | 0 | 0 | 0 | 0 | 0 | 0 | 0 | 0 | 0 | 0 | 0 | 45569.8274 | 11997.7551 | 0 | 0
| STL004-15415692 | 264 | STL004 | STL | 0 | 0 | 0.0024907 | 0.002469 | 0.0024504 | 0.0024349 | 0.0024102 | 0.0023947 | 0.0023823 | 0.002373 | 0.002373 | 0.002373 | 0.002373 | 0.002373 | 0.002373 | 0.002373 | 0.002373 | 0.002373 | 0.002373 | 0.002373 | 0.002373 | 0.002373 | 4.8872 | 4.9241 | 4.9609 | 4.9978 | 5.0347 | 5.0379 | 5.041 | 5.0442 | 5.0474 | 5.0506 | 5.0538 | 5.057 | 5.0602 | 5.0634 | 5.0666 | 5.0698 | 5.073 | 5.0761 | 5.0793 | 5.0825 | 0.35301 | 0.35257 | 0.35254 | 0.35291 | 0.3519 | 0.34986 | 0.34827 | 0.34713 | 0.34735 | 0.34757 | 0.34779 | 0.34801 | 0.34823 | 0.34844 | 0.34866 | 0.34888 | 0.3491 | 0.34932 | 0.34954 | 0.34976 | 47316.7282 | 11510.271 | 239298.9985 | 58211.8933
| STL005-141432115 | 16 | STL005 | STL | 0 | 0 | 0.0017104 | 0.0017123 | 0.0017104 | 0.0016986 | 0.0016869 | 0.001683 | 0.0016849 | 0.0016732 | 0.0016732 | 0.0016732 | 0.0016732 | 0.0016732 | 0.0016732 | 0.0016732 | 0.0016732 | 0.0016732 | 0.0016732 | 0.0016732 | 0.0016732 | 0.0016732 | 0.0066498 | 0.0066958 | 0.0067417 | 0.0067876 | 0.0068335 | 0.0068504 | 0.0068673 | 0.0068842 | 0.0069011 | 0.006918 | 0.0069349 | 0.0069518 | 0.0069687 | 0.0069857 | 0.0070026 | 0.0070195 | 0.0070364 | 0.0070533 | 0.0070702 | 0.0070871 | 0.00032984 | 0.00033249 | 0.00033439 | 0.00033436 | 0.00033429 | 0.00033434 | 0.00033556 | 0.00033404 | 0.00033486 | 0.00033568 | 0.0003365 | 0.00033732 | 0.00033814 | 0.00033896 | 0.00033978 | 0.0003406 | 0.00034142 | 0.00034224 | 0.00034306 | 0.00034388 | 47316.7282 | 11510.271 | 230.1419 | 55.9843
| STL005-142032974 | 82 | STL005 | STL | 0 | 0 | 0.0017104 | 0.0017123 | 0.0017104 | 0.0016986 | 0.0016869 | 0.001683 | 0.0016849 | 0.0016732 | 0.0016732 | 0.0016732 | 0.0016732 | 0.0016732 | 0.0016732 | 0.0016732 | 0.0016732 | 0.0016732 | 0.0016732 | 0.0016732 | 0.0016732 | 0.0016732 | 0.07131 | 0.071902 | 0.072494 | 0.073086 | 0.073677 | 0.073622 | 0.073566 | 0.073511 | 0.073455 | 0.073399 | 0.073344 | 0.073288 | 0.073232 | 0.073177 | 0.073121 | 0.073066 | 0.07301 | 0.072954 | 0.072899 | 0.072843 | 0.0035371 | 0.0035705 | 0.0035958 | 0.0036002 | 0.0036043 | 0.0035932 | 0.0035947 | 0.0035669 | 0.0035642 | 0.0035615 | 0.0035588 | 0.0035561 | 0.0035534 | 0.0035507 | 0.003548 | 0.0035453 | 0.0035426 | 0.0035399 | 0.0035372 | 0.0035345 | 47316.7282 | 11510.271 | 2439.5175 | 593.4372
| STL005-143031921 | 24 | STL005 | STL | 0 | 0 | 0.0017104 | 0.0017123 | 0.0017104 | 0.0016986 | 0.0016869 | 0.001683 | 0.0016849 | 0.0016732 | 0.0016732 | 0.0016732 | 0.0016732 | 0.0016732 | 0.0016732 | 0.0016732 | 0.0016732 | 0.0016732 | 0.0016732 | 0.0016732 | 0.0016732 | 0.0016732 | 0.062711 | 0.063146 | 0.06358 | 0.064015 | 0.064449 | 0.06456 | 0.064671 | 0.064781 | 0.064892 | 0.065002 | 0.065113 | 0.065224 | 0.065334 | 0.065445 | 0.065556 | 0.065666 | 0.065777 | 0.065888 | 0.065998 | 0.066109 | 0.0031105 | 0.0031357 | 0.0031536 | 0.0031534 | 0.0031528 | 0.0031509 | 0.00316 | 0.0031433 | 0.0031487 | 0.0031541 | 0.0031595 | 0.0031648 | 0.0031702 | 0.0031756 | 0.0031809 | 0.0031863 | 0.0031917 | 0.003197 | 0.0032024 | 0.0032078 | 47316.7282 | 11510.271 | 2162.3842 | 526.0217
| STL005-15415831 | 185 | STL005 | STL | 0 | 0 | 0.0017104 | 0.0017123 | 0.0017104 | 0.0016986 | 0.0016869 | 0.001683 | 0.0016849 | 0.0016732 | 0.0016732 | 0.0016732 | 0.0016732 | 0.0016732 | 0.0016732 | 0.0016732 | 0.0016732 | 0.0016732 | 0.0016732 | 0.0016732 | 0.0016732 | 0.0016732 | 14.1009 | 14.2211 | 14.3412 | 14.4613 | 14.5814 | 14.5979 | 14.6144 | 14.6309 | 14.6474 | 14.6639 | 14.6804 | 14.6969 | 14.7134 | 14.7299 | 14.7464 | 14.7629 | 14.7794 | 14.7959 | 14.8124 | 14.829 | 0.69942 | 0.70618 | 0.71133 | 0.71237 | 0.71332 | 0.71247 | 0.7141 | 0.70993 | 0.71073 | 0.71153 | 0.71233 | 0.71313 | 0.71393 | 0.71473 | 0.71553 | 0.71633 | 0.71714 | 0.71794 | 0.71874 | 0.71954 | 47316.7282 | 11510.271 | 487322.8181 | 118546.1872
| STL005-155503897 | 20 | STL005 | STL | 0 | 0 | 0.0017104 | 0.0017123 | 0.0017104 | 0.0016986 | 0.0016869 | 0.001683 | 0.0016849 | 0.0016732 | 0.0016732 | 0.0016732 | 0.0016732 | 0.0016732 | 0.0016732 | 0.0016732 | 0.0016732 | 0.0016732 | 0.0016732 | 0.0016732 | 0.0016732 | 0.0016732 | 0.00011604 | 0.00011688 | 0.00011772 | 0.00011856 | 0.0001194 | 0.00011995 | 0.0001205 | 0.00012105 | 0.0001216 | 0.00012215 | 0.0001227 | 0.00012325 | 0.0001238 | 0.00012435 | 0.0001249 | 0.00012545 | 0.000126 | 0.00012655 | 0.0001271 | 0.00012765 | 5.7557e-06 | 5.804e-06 | 5.839e-06 | 5.8403e-06 | 5.841e-06 | 5.8543e-06 | 5.888e-06 | 5.8736e-06 | 5.9003e-06 | 5.927e-06 | 5.9537e-06 | 5.9804e-06 | 6.0071e-06 | 6.0338e-06 | 6.0605e-06 | 6.0871e-06 | 6.1138e-06 | 6.1405e-06 | 6.1672e-06 | 6.1939e-06 | 47316.7282 | 11510.271 | 4.0628 | 0.98833
| STL005-164675419 | 15 | STL005 | STL | 0 | 0 | 0.0017104 | 0.0017123 | 0.0017104 | 0.0016986 | 0.0016869 | 0.001683 | 0.0016849 | 0.0016732 | 0.0016732 | 0.0016732 | 0.0016732 | 0.0016732 | 0.0016732 | 0.0016732 | 0.0016732 | 0.0016732 | 0.0016732 | 0.0016732 | 0.0016732 | 0.0016732 | 0 | 0 | 0 | 0 | 0 | 0 | 0 | 0 | 0 | 0 | 0 | 0 | 0 | 0 | 0 | 0 | 0 | 0 | 0 | 0 | 0 | 0 | 0 | 0 | 0 | 0 | 0 | 0 | 0 | 0 | 0 | 0 | 0 | 0 | 0 | 0 | 0 | 0 | 0 | 0 | 47316.7282 | 11510.271 | 0 | 0
| STL005-24599604 | 140 | STL005 | STL | 0 | 0 | 0.0017104 | 0.0017123 | 0.0017104 | 0.0016986 | 0.0016869 | 0.001683 | 0.0016849 | 0.0016732 | 0.0016732 | 0.0016732 | 0.0016732 | 0.0016732 | 0.0016732 | 0.0016732 | 0.0016732 | 0.0016732 | 0.0016732 | 0.0016732 | 0.0016732 | 0.0016732 | 9.1934 | 9.2542 | 9.3151 | 9.3759 | 9.4368 | 9.4436 | 9.4504 | 9.4572 | 9.464 | 9.4708 | 9.4776 | 9.4845 | 9.4913 | 9.4981 | 9.5049 | 9.5117 | 9.5185 | 9.5253 | 9.5321 | 9.5389 | 0.456 | 0.45954 | 0.46204 | 0.46186 | 0.46165 | 0.46091 | 0.46178 | 0.45889 | 0.45922 | 0.45955 | 0.45988 | 0.46021 | 0.46054 | 0.46087 | 0.4612 | 0.46153 | 0.46186 | 0.46219 | 0.46252 | 0.46285 | 47316.7282 | 11510.271 | 315116.4415 | 76655.2504
| STL005-24613578 | 128 | STL005 | STL | 0 | 0 | 0.0017104 | 0.0017123 | 0.0017104 | 0.0016986 | 0.0016869 | 0.001683 | 0.0016849 | 0.0016732 | 0.0016732 | 0.0016732 | 0.0016732 | 0.0016732 | 0.0016732 | 0.0016732 | 0.0016732 | 0.0016732 | 0.0016732 | 0.0016732 | 0.0016732 | 0.0016732 | 2.6849 | 2.703 | 2.7211 | 2.7393 | 2.7574 | 2.7567 | 2.756 | 2.7553 | 2.7546 | 2.7539 | 2.7532 | 2.7524 | 2.7517 | 2.751 | 2.7503 | 2.7496 | 2.7489 | 2.7482 | 2.7475 | 2.7467 | 0.13317 | 0.13422 | 0.13497 | 0.13494 | 0.13489 | 0.13454 | 0.13467 | 0.13369 | 0.13366 | 0.13362 | 0.13359 | 0.13356 | 0.13352 | 0.13349 | 0.13345 | 0.13342 | 0.13338 | 0.13335 | 0.13331 | 0.13328 | 47316.7282 | 11510.271 | 91618.2155 | 22287.0543
| STL005-78736488 | 53 | STL005 | STL | 0 | 0 | 0.0017104 | 0.0017123 | 0.0017104 | 0.0016986 | 0.0016869 | 0.001683 | 0.0016849 | 0.0016732 | 0.0016732 | 0.0016732 | 0.0016732 | 0.0016732 | 0.0016732 | 0.0016732 | 0.0016732 | 0.0016732 | 0.0016732 | 0.0016732 | 0.0016732 | 0.0016732 | 0.021259 | 0.021408 | 0.021557 | 0.021706 | 0.021855 | 0.021814 | 0.021772 | 0.021731 | 0.02169 | 0.021649 | 0.021608 | 0.021567 | 0.021526 | 0.021485 | 0.021443 | 0.021402 | 0.021361 | 0.02132 | 0.021279 | 0.021238 | 0.0010545 | 0.0010631 | 0.0010692 | 0.0010692 | 0.0010691 | 0.0010646 | 0.0010639 | 0.0010545 | 0.0010525 | 0.0010505 | 0.0010485 | 0.0010465 | 0.0010445 | 0.0010425 | 0.0010405 | 0.0010385 | 0.0010365 | 0.0010345 | 0.0010325 | 0.0010305 | 47316.7282 | 11510.271 | 720.1118 | 175.1745
| STL005-78747550 | 52 | STL005 | STL | 0 | 0 | 0.0017104 | 0.0017123 | 0.0017104 | 0.0016986 | 0.0016869 | 0.001683 | 0.0016849 | 0.0016732 | 0.0016732 | 0.0016732 | 0.0016732 | 0.0016732 | 0.0016732 | 0.0016732 | 0.0016732 | 0.0016732 | 0.0016732 | 0.0016732 | 0.0016732 | 0.0016732 | 0.012788 | 0.012888 | 0.012988 | 0.013089 | 0.013189 | 0.01318 | 0.013171 | 0.013162 | 0.013152 | 0.013143 | 0.013134 | 0.013125 | 0.013115 | 0.013106 | 0.013097 | 0.013088 | 0.013079 | 0.013069 | 0.01306 | 0.013051 | 0.00063428 | 0.00063999 | 0.00064424 | 0.00064476 | 0.00064521 | 0.00064326 | 0.00064356 | 0.00063863 | 0.00063818 | 0.00063774 | 0.00063729 | 0.00063684 | 0.0006364 | 0.00063595 | 0.0006355 | 0.00063506 | 0.00063461 | 0.00063416 | 0.00063372 | 0.00063327 | 47316.7282 | 11510.271 | 436.9525 | 106.2931
| STL005-78747613 | 48 | STL005 | STL | 0 | 0 | 0.0017104 | 0.0017123 | 0.0017104 | 0.0016986 | 0.0016869 | 0.001683 | 0.0016849 | 0.0016732 | 0.0016732 | 0.0016732 | 0.0016732 | 0.0016732 | 0.0016732 | 0.0016732 | 0.0016732 | 0.0016732 | 0.0016732 | 0.0016732 | 0.0016732 | 0.0016732 | 0.09081 | 0.091606 | 0.092402 | 0.093198 | 0.093993 | 0.093806 | 0.093619 | 0.093432 | 0.093245 | 0.093058 | 0.092871 | 0.092684 | 0.092497 | 0.09231 | 0.092123 | 0.091936 | 0.091749 | 0.091562 | 0.091375 | 0.091188 | 0.0045043 | 0.0045489 | 0.0045832 | 0.0045909 | 0.0045981 | 0.0045783 | 0.0045745 | 0.0045336 | 0.0045245 | 0.0045154 | 0.0045063 | 0.0044973 | 0.0044882 | 0.0044791 | 0.00447 | 0.004461 | 0.0044519 | 0.0044428 | 0.0044337 | 0.0044246 | 47316.7282 | 11510.271 | 3091.9275 | 752.1425
| STL005-84921818 | 71 | STL005 | STL | 0 | 0 | 0.0017104 | 0.0017123 | 0.0017104 | 0.0016986 | 0.0016869 | 0.001683 | 0.0016849 | 0.0016732 | 0.0016732 | 0.0016732 | 0.0016732 | 0.0016732 | 0.0016732 | 0.0016732 | 0.0016732 | 0.0016732 | 0.0016732 | 0.0016732 | 0.0016732 | 0.0016732 | 5.5743 | 5.618 | 5.6618 | 5.7055 | 5.7493 | 5.7465 | 5.7436 | 5.7408 | 5.738 | 5.7351 | 5.7323 | 5.7295 | 5.7266 | 5.7238 | 5.721 | 5.7181 | 5.7153 | 5.7125 | 5.7097 | 5.7068 | 0.27649 | 0.27898 | 0.28083 | 0.28106 | 0.28125 | 0.28046 | 0.28065 | 0.27856 | 0.27842 | 0.27828 | 0.27815 | 0.27801 | 0.27787 | 0.27773 | 0.2776 | 0.27746 | 0.27732 | 0.27718 | 0.27705 | 0.27691 | 47316.7282 | 11510.271 | 190669.4747 | 46382.2715
| STL006-144106192 | 87 | STL006 | STL | 0 | 0 | 0.001028 | 0.0010312 | 0.0010312 | 0.0010249 | 0.0010156 | 0.0010218 | 0.0010249 | 0.0010187 | 0.0010187 | 0.0010187 | 0.0010187 | 0.0010187 | 0.0010187 | 0.0010187 | 0.0010187 | 0.0010187 | 0.0010187 | 0.0010187 | 0.0010187 | 0.0010187 | 0.025824 | 0.026041 | 0.026257 | 0.026473 | 0.026689 | 0.02666 | 0.026632 | 0.026603 | 0.026574 | 0.026546 | 0.026517 | 0.026488 | 0.02646 | 0.026431 | 0.026402 | 0.026374 | 0.026345 | 0.026316 | 0.026288 | 0.026259 | 0.00076991 | 0.0007787 | 0.00078516 | 0.00078684 | 0.00078603 | 0.00079001 | 0.00079156 | 0.0007859 | 0.00078506 | 0.00078421 | 0.00078337 | 0.00078252 | 0.00078167 | 0.00078083 | 0.00077998 | 0.00077913 | 0.00077829 | 0.00077744 | 0.0007766 | 0.00077575 | 47316.7282 | 11510.271 | 535.1764 | 130.1871
| STL006-144106506 | 86 | STL006 | STL | 0 | 0 | 0.001028 | 0.0010312 | 0.0010312 | 0.0010249 | 0.0010156 | 0.0010218 | 0.0010249 | 0.0010187 | 0.0010187 | 0.0010187 | 0.0010187 | 0.0010187 | 0.0010187 | 0.0010187 | 0.0010187 | 0.0010187 | 0.0010187 | 0.0010187 | 0.0010187 | 0.0010187 | 0.001126 | 0.001136 | 0.0011459 | 0.0011559 | 0.0011658 | 0.001168 | 0.0011702 | 0.0011723 | 0.0011745 | 0.0011767 | 0.0011788 | 0.001181 | 0.0011832 | 0.0011854 | 0.0011876 | 0.0011897 | 0.0011919 | 0.0011941 | 0.0011963 | 0.0011984 | 3.357e-05 | 3.3969e-05 | 3.4267e-05 | 3.4355e-05 | 3.4335e-05 | 3.461e-05 | 3.478e-05 | 3.4633e-05 | 3.4697e-05 | 3.4761e-05 | 3.4826e-05 | 3.489e-05 | 3.4954e-05 | 3.5018e-05 | 3.5083e-05 | 3.5147e-05 | 3.5211e-05 | 3.5275e-05 | 3.534e-05 | 3.5404e-05 | 47316.7282 | 11510.271 | 23.7182 | 5.7697
| STL006-144106734 | 67 | STL006 | STL | 0 | 0 | 0.001028 | 0.0010312 | 0.0010312 | 0.0010249 | 0.0010156 | 0.0010218 | 0.0010249 | 0.0010187 | 0.0010187 | 0.0010187 | 0.0010187 | 0.0010187 | 0.0010187 | 0.0010187 | 0.0010187 | 0.0010187 | 0.0010187 | 0.0010187 | 0.0010187 | 0.0010187 | 0.75626 | 0.76223 | 0.7682 | 0.77417 | 0.78014 | 0.77945 | 0.77876 | 0.77807 | 0.77738 | 0.77668 | 0.77599 | 0.7753 | 0.77461 | 0.77392 | 0.77323 | 0.77253 | 0.77184 | 0.77115 | 0.77046 | 0.76977 | 0.022547 | 0.022793 | 0.022972 | 0.023011 | 0.022977 | 0.023097 | 0.023147 | 0.022986 | 0.022965 | 0.022945 | 0.022924 | 0.022904 | 0.022884 | 0.022863 | 0.022843 | 0.022822 | 0.022802 | 0.022781 | 0.022761 | 0.022741 | 47316.7282 | 11510.271 | 15663.2117 | 3810.2341
| STL006-144631935 | 72 | STL006 | STL | 0 | 0 | 0.001028 | 0.0010312 | 0.0010312 | 0.0010249 | 0.0010156 | 0.0010218 | 0.0010249 | 0.0010187 | 0.0010187 | 0.0010187 | 0.0010187 | 0.0010187 | 0.0010187 | 0.0010187 | 0.0010187 | 0.0010187 | 0.0010187 | 0.0010187 | 0.0010187 | 0.0010187 | 0.1497 | 0.15112 | 0.15253 | 0.15394 | 0.15536 | 0.15528 | 0.1552 | 0.15512 | 0.15504 | 0.15496 | 0.15488 | 0.1548 | 0.15472 | 0.15464 | 0.15456 | 0.15448 | 0.1544 | 0.15431 | 0.15423 | 0.15415 | 0.004463 | 0.0045189 | 0.0045612 | 0.0045757 | 0.0045756 | 0.0046013 | 0.0046129 | 0.0045825 | 0.0045801 | 0.0045778 | 0.0045754 | 0.004573 | 0.0045706 | 0.0045683 | 0.0045659 | 0.0045635 | 0.0045612 | 0.0045588 | 0.0045564 | 0.004554 | 47316.7282 | 11510.271 | 3122.0024 | 759.4586
| STL006-144632294 | 341 | STL006 | STL | 0 | 0 | 0.001028 | 0.0010312 | 0.0010312 | 0.0010249 | 0.0010156 | 0.0010218 | 0.0010249 | 0.0010187 | 0.0010187 | 0.0010187 | 0.0010187 | 0.0010187 | 0.0010187 | 0.0010187 | 0.0010187 | 0.0010187 | 0.0010187 | 0.0010187 | 0.0010187 | 0.0010187 | 0.52136 | 0.52618 | 0.53101 | 0.53583 | 0.54066 | 0.54037 | 0.54008 | 0.5398 | 0.53951 | 0.53922 | 0.53894 | 0.53865 | 0.53836 | 0.53807 | 0.53779 | 0.5375 | 0.53721 | 0.53693 | 0.53664 | 0.53635 | 0.015543 | 0.015735 | 0.015879 | 0.015926 | 0.015923 | 0.016012 | 0.016053 | 0.015947 | 0.015938 | 0.01593 | 0.015921 | 0.015913 | 0.015904 | 0.015896 | 0.015887 | 0.015879 | 0.01587 | 0.015862 | 0.015853 | 0.015845 | 47316.7282 | 11510.271 | 10865.2752 | 2643.0877
| STL006-15415768 | 56 | STL006 | STL | 0 | 0 | 0.001028 | 0.0010312 | 0.0010312 | 0.0010249 | 0.0010156 | 0.0010218 | 0.0010249 | 0.0010187 | 0.0010187 | 0.0010187 | 0.0010187 | 0.0010187 | 0.0010187 | 0.0010187 | 0.0010187 | 0.0010187 | 0.0010187 | 0.0010187 | 0.0010187 | 0.0010187 | 15.1284 | 15.2229 | 15.3174 | 15.4119 | 15.5064 | 15.5014 | 15.4965 | 15.4915 | 15.4865 | 15.4815 | 15.4765 | 15.4715 | 15.4665 | 15.4616 | 15.4566 | 15.4516 | 15.4466 | 15.4416 | 15.4366 | 15.4316 | 0.45102 | 0.45522 | 0.45804 | 0.45808 | 0.45669 | 0.45935 | 0.4606 | 0.45765 | 0.4575 | 0.45736 | 0.45721 | 0.45706 | 0.45691 | 0.45677 | 0.45662 | 0.45647 | 0.45632 | 0.45618 | 0.45603 | 0.45588 | 47316.7282 | 11510.271 | 312541.813 | 76028.9461
| STL006-155132358 | 150 | STL006 | STL | 0 | 0 | 0.001028 | 0.0010312 | 0.0010312 | 0.0010249 | 0.0010156 | 0.0010218 | 0.0010249 | 0.0010187 | 0.0010187 | 0.0010187 | 0.0010187 | 0.0010187 | 0.0010187 | 0.0010187 | 0.0010187 | 0.0010187 | 0.0010187 | 0.0010187 | 0.0010187 | 0.0010187 | 0.2099 | 0.21177 | 0.21363 | 0.2155 | 0.21736 | 0.21794 | 0.21851 | 0.21908 | 0.21966 | 0.22023 | 0.2208 | 0.22138 | 0.22195 | 0.22252 | 0.2231 | 0.22367 | 0.22424 | 0.22481 | 0.22539 | 0.22596 | 0.0062578 | 0.0063326 | 0.0063884 | 0.0064052 | 0.0064018 | 0.006458 | 0.0064947 | 0.0064722 | 0.0064891 | 0.0065061 | 0.006523 | 0.0065399 | 0.0065568 | 0.0065738 | 0.0065907 | 0.0066076 | 0.0066246 | 0.0066415 | 0.0066584 | 0.0066754 | 47316.7282 | 11510.271 | 4439.1425 | 1079.8662
| STL006-155132567 | 42 | STL006 | STL | 0 | 0 | 0.001028 | 0.0010312 | 0.0010312 | 0.0010249 | 0.0010156 | 0.0010218 | 0.0010249 | 0.0010187 | 0.0010187 | 0.0010187 | 0.0010187 | 0.0010187 | 0.0010187 | 0.0010187 | 0.0010187 | 0.0010187 | 0.0010187 | 0.0010187 | 0.0010187 | 0.0010187 | 6.3707e-05 | 6.4291e-05 | 6.4874e-05 | 6.5457e-05 | 6.604e-05 | 6.6228e-05 | 6.6417e-05 | 6.6605e-05 | 6.6794e-05 | 6.6982e-05 | 6.7171e-05 | 6.7359e-05 | 6.7548e-05 | 6.7736e-05 | 6.7925e-05 | 6.8113e-05 | 6.8302e-05 | 6.849e-05 | 6.8679e-05 | 6.8867e-05 | 1.8993e-06 | 1.9225e-06 | 1.9399e-06 | 1.9456e-06 | 1.945e-06 | 1.9625e-06 | 1.9741e-06 | 1.9677e-06 | 1.9732e-06 | 1.9788e-06 | 1.9844e-06 | 1.9899e-06 | 1.9955e-06 | 2.0011e-06 | 2.0066e-06 | 2.0122e-06 | 2.0178e-06 | 2.0234e-06 | 2.0289e-06 | 2.0345e-06 | 47316.7282 | 11510.271 | 1.3499 | 0.32839
| STL006-155132685 | 131 | STL006 | STL | 0 | 0 | 0.001028 | 0.0010312 | 0.0010312 | 0.0010249 | 0.0010156 | 0.0010218 | 0.0010249 | 0.0010187 | 0.0010187 | 0.0010187 | 0.0010187 | 0.0010187 | 0.0010187 | 0.0010187 | 0.0010187 | 0.0010187 | 0.0010187 | 0.0010187 | 0.0010187 | 0.0010187 | 0.31421 | 0.31646 | 0.31872 | 0.32097 | 0.32322 | 0.32357 | 0.32392 | 0.32426 | 0.32461 | 0.32496 | 0.32531 | 0.32565 | 0.326 | 0.32635 | 0.32669 | 0.32704 | 0.32739 | 0.32773 | 0.32808 | 0.32843 | 0.0093676 | 0.0094633 | 0.0095307 | 0.0095401 | 0.0095195 | 0.0095882 | 0.0096277 | 0.0095795 | 0.0095897 | 0.0095999 | 0.0096102 | 0.0096204 | 0.0096307 | 0.0096409 | 0.0096512 | 0.0096614 | 0.0096717 | 0.0096819 | 0.0096922 | 0.0097024 | 47316.7282 | 11510.271 | 6556.7466 | 1594.9947
| STL006-155132926 | 43 | STL006 | STL | 0 | 0 | 0.001028 | 0.0010312 | 0.0010312 | 0.0010249 | 0.0010156 | 0.0010218 | 0.0010249 | 0.0010187 | 0.0010187 | 0.0010187 | 0.0010187 | 0.0010187 | 0.0010187 | 0.0010187 | 0.0010187 | 0.0010187 | 0.0010187 | 0.0010187 | 0.0010187 | 0.0010187 | 0.091004 | 0.091826 | 0.092649 | 0.093471 | 0.094293 | 0.094491 | 0.094689 | 0.094888 | 0.095086 | 0.095284 | 0.095482 | 0.09568 | 0.095878 | 0.096077 | 0.096275 | 0.096473 | 0.096671 | 0.096869 | 0.097067 | 0.097266 | 0.0027131 | 0.0027459 | 0.0027705 | 0.0027782 | 0.0027771 | 0.0028 | 0.0028144 | 0.0028032 | 0.002809 | 0.0028149 | 0.0028207 | 0.0028266 | 0.0028324 | 0.0028383 | 0.0028442 | 0.00285 | 0.0028559 | 0.0028617 | 0.0028676 | 0.0028734 | 47316.7282 | 11510.271 | 1920.4105 | 467.1592
| STL006-155133021 | 37 | STL006 | STL | 0 | 0 | 0.001028 | 0.0010312 | 0.0010312 | 0.0010249 | 0.0010156 | 0.0010218 | 0.0010249 | 0.0010187 | 0.0010187 | 0.0010187 | 0.0010187 | 0.0010187 | 0.0010187 | 0.0010187 | 0.0010187 | 0.0010187 | 0.0010187 | 0.0010187 | 0.0010187 | 0.0010187 | 0 | 0 | 0 | 0 | 0 | 0 | 0 | 0 | 0 | 0 | 0 | 0 | 0 | 0 | 0 | 0 | 0 | 0 | 0 | 0 | 0 | 0 | 0 | 0 | 0 | 0 | 0 | 0 | 0 | 0 | 0 | 0 | 0 | 0 | 0 | 0 | 0 | 0 | 0 | 0 | 47316.7282 | 11510.271 | 0 | 0
| STL006-155133103 | 48 | STL006 | STL | 0 | 0 | 0.001028 | 0.0010312 | 0.0010312 | 0.0010249 | 0.0010156 | 0.0010218 | 0.0010249 | 0.0010187 | 0.0010187 | 0.0010187 | 0.0010187 | 0.0010187 | 0.0010187 | 0.0010187 | 0.0010187 | 0.0010187 | 0.0010187 | 0.0010187 | 0.0010187 | 0.0010187 | 0.038535 | 0.038841 | 0.039147 | 0.039453 | 0.039759 | 0.03973 | 0.0397 | 0.03967 | 0.039641 | 0.039611 | 0.039582 | 0.039552 | 0.039522 | 0.039493 | 0.039463 | 0.039433 | 0.039404 | 0.039374 | 0.039345 | 0.039315 | 0.0011488 | 0.0011615 | 0.0011706 | 0.0011727 | 0.001171 | 0.0011773 | 0.00118 | 0.0011719 | 0.0011711 | 0.0011702 | 0.0011693 | 0.0011684 | 0.0011676 | 0.0011667 | 0.0011658 | 0.0011649 | 0.0011641 | 0.0011632 | 0.0011623 | 0.0011614 | 47316.7282 | 11510.271 | 798.8067 | 194.3178
| STL006-155133222 | 31 | STL006 | STL | 0 | 0 | 0.001028 | 0.0010312 | 0.0010312 | 0.0010249 | 0.0010156 | 0.0010218 | 0.0010249 | 0.0010187 | 0.0010187 | 0.0010187 | 0.0010187 | 0.0010187 | 0.0010187 | 0.0010187 | 0.0010187 | 0.0010187 | 0.0010187 | 0.0010187 | 0.0010187 | 0.0010187 | 0 | 0 | 0 | 0 | 0 | 0 | 0 | 0 | 0 | 0 | 0 | 0 | 0 | 0 | 0 | 0 | 0 | 0 | 0 | 0 | 0 | 0 | 0 | 0 | 0 | 0 | 0 | 0 | 0 | 0 | 0 | 0 | 0 | 0 | 0 | 0 | 0 | 0 | 0 | 0 | 47316.7282 | 11510.271 | 0 | 0
| STL006-155178765 | 45 | STL006 | STL | 0 | 0 | 0.001028 | 0.0010312 | 0.0010312 | 0.0010249 | 0.0010156 | 0.0010218 | 0.0010249 | 0.0010187 | 0.0010187 | 0.0010187 | 0.0010187 | 0.0010187 | 0.0010187 | 0.0010187 | 0.0010187 | 0.0010187 | 0.0010187 | 0.0010187 | 0.0010187 | 0.0010187 | 0 | 0 | 0 | 0 | 0 | 0 | 0 | 0 | 0 | 0 | 0 | 0 | 0 | 0 | 0 | 0 | 0 | 0 | 0 | 0 | 0 | 0 | 0 | 0 | 0 | 0 | 0 | 0 | 0 | 0 | 0 | 0 | 0 | 0 | 0 | 0 | 0 | 0 | 0 | 0 | 47316.7282 | 11510.271 | 0 | 0
| STL006-155178849 | 51 | STL006 | STL | 0 | 0 | 0.001028 | 0.0010312 | 0.0010312 | 0.0010249 | 0.0010156 | 0.0010218 | 0.0010249 | 0.0010187 | 0.0010187 | 0.0010187 | 0.0010187 | 0.0010187 | 0.0010187 | 0.0010187 | 0.0010187 | 0.0010187 | 0.0010187 | 0.0010187 | 0.0010187 | 0.0010187 | 0.055197 | 0.055747 | 0.056297 | 0.056847 | 0.057397 | 0.057359 | 0.057322 | 0.057284 | 0.057247 | 0.057209 | 0.057171 | 0.057134 | 0.057096 | 0.057059 | 0.057021 | 0.056984 | 0.056946 | 0.056908 | 0.056871 | 0.056833 | 0.0016456 | 0.001667 | 0.0016835 | 0.0016896 | 0.0016904 | 0.0016997 | 0.0017038 | 0.0016923 | 0.0016912 | 0.0016901 | 0.001689 | 0.0016879 | 0.0016867 | 0.0016856 | 0.0016845 | 0.0016834 | 0.0016823 | 0.0016812 | 0.0016801 | 0.001679 | 47316.7282 | 11510.271 | 1152.2429 | 280.2947
| STL006-155178947 | 56 | STL006 | STL | 0 | 0 | 0.001028 | 0.0010312 | 0.0010312 | 0.0010249 | 0.0010156 | 0.0010218 | 0.0010249 | 0.0010187 | 0.0010187 | 0.0010187 | 0.0010187 | 0.0010187 | 0.0010187 | 0.0010187 | 0.0010187 | 0.0010187 | 0.0010187 | 0.0010187 | 0.0010187 | 0.0010187 | 0.046629 | 0.047095 | 0.047561 | 0.048027 | 0.048493 | 0.04842 | 0.048346 | 0.048273 | 0.0482 | 0.048126 | 0.048053 | 0.047979 | 0.047906 | 0.047832 | 0.047759 | 0.047686 | 0.047612 | 0.047539 | 0.047465 | 0.047392 | 0.0013901 | 0.0014083 | 0.0014222 | 0.0014275 | 0.0014282 | 0.0014348 | 0.001437 | 0.0014261 | 0.0014239 | 0.0014217 | 0.0014196 | 0.0014174 | 0.0014152 | 0.0014131 | 0.0014109 | 0.0014087 | 0.0014066 | 0.0014044 | 0.0014022 | 0.0014001 | 47316.7282 | 11510.271 | 969.2515 | 235.7802
| STL006-155179094 | 82 | STL006 | STL | 0 | 0 | 0.001028 | 0.0010312 | 0.0010312 | 0.0010249 | 0.0010156 | 0.0010218 | 0.0010249 | 0.0010187 | 0.0010187 | 0.0010187 | 0.0010187 | 0.0010187 | 0.0010187 | 0.0010187 | 0.0010187 | 0.0010187 | 0.0010187 | 0.0010187 | 0.0010187 | 0.0010187 | 0.015848 | 0.015994 | 0.016141 | 0.016288 | 0.016435 | 0.016412 | 0.016389 | 0.016367 | 0.016344 | 0.016321 | 0.016299 | 0.016276 | 0.016253 | 0.016231 | 0.016208 | 0.016185 | 0.016163 | 0.01614 | 0.016117 | 0.016095 | 0.00047247 | 0.00047829 | 0.00048267 | 0.00048412 | 0.00048403 | 0.00048633 | 0.00048714 | 0.00048351 | 0.00048284 | 0.00048217 | 0.0004815 | 0.00048083 | 0.00048016 | 0.00047949 | 0.00047882 | 0.00047815 | 0.00047748 | 0.00047681 | 0.00047614 | 0.00047547 | 47316.7282 | 11510.271 | 328.8618 | 79.999
| STL006-155189552 | 95 | STL006 | STL | 0 | 0 | 0.001028 | 0.0010312 | 0.0010312 | 0.0010249 | 0.0010156 | 0.0010218 | 0.0010249 | 0.0010187 | 0.0010187 | 0.0010187 | 0.0010187 | 0.0010187 | 0.0010187 | 0.0010187 | 0.0010187 | 0.0010187 | 0.0010187 | 0.0010187 | 0.0010187 | 0.0010187 | 0.064189 | 0.064851 | 0.065514 | 0.066176 | 0.066839 | 0.066839 | 0.066838 | 0.066838 | 0.066838 | 0.066838 | 0.066838 | 0.066838 | 0.066837 | 0.066837 | 0.066837 | 0.066837 | 0.066837 | 0.066836 | 0.066836 | 0.066836 | 0.0019137 | 0.0019393 | 0.0019591 | 0.0019669 | 0.0019685 | 0.0019806 | 0.0019866 | 0.0019745 | 0.0019745 | 0.0019745 | 0.0019745 | 0.0019745 | 0.0019745 | 0.0019745 | 0.0019745 | 0.0019745 | 0.0019745 | 0.0019745 | 0.0019745 | 0.0019745 | 47316.7282 | 11510.271 | 1345.918 | 327.4081
| STL006-155189674 | 50 | STL006 | STL | 0 | 0 | 0.001028 | 0.0010312 | 0.0010312 | 0.0010249 | 0.0010156 | 0.0010218 | 0.0010249 | 0.0010187 | 0.0010187 | 0.0010187 | 0.0010187 | 0.0010187 | 0.0010187 | 0.0010187 | 0.0010187 | 0.0010187 | 0.0010187 | 0.0010187 | 0.0010187 | 0.0010187 | 0 | 0 | 0 | 0 | 0 | 0 | 0 | 0 | 0 | 0 | 0 | 0 | 0 | 0 | 0 | 0 | 0 | 0 | 0 | 0 | 0 | 0 | 0 | 0 | 0 | 0 | 0 | 0 | 0 | 0 | 0 | 0 | 0 | 0 | 0 | 0 | 0 | 0 | 0 | 0 | 47316.7282 | 11510.271 | 0 | 0
| STL006-155189763 | 32 | STL006 | STL | 0 | 0 | 0.001028 | 0.0010312 | 0.0010312 | 0.0010249 | 0.0010156 | 0.0010218 | 0.0010249 | 0.0010187 | 0.0010187 | 0.0010187 | 0.0010187 | 0.0010187 | 0.0010187 | 0.0010187 | 0.0010187 | 0.0010187 | 0.0010187 | 0.0010187 | 0.0010187 | 0.0010187 | 0 | 0 | 0 | 0 | 0 | 0 | 0 | 0 | 0 | 0 | 0 | 0 | 0 | 0 | 0 | 0 | 0 | 0 | 0 | 0 | 0 | 0 | 0 | 0 | 0 | 0 | 0 | 0 | 0 | 0 | 0 | 0 | 0 | 0 | 0 | 0 | 0 | 0 | 0 | 0 | 47316.7282 | 11510.271 | 0 | 0
| STL006-155189877 | 75 | STL006 | STL | 0 | 0 | 0.001028 | 0.0010312 | 0.0010312 | 0.0010249 | 0.0010156 | 0.0010218 | 0.0010249 | 0.0010187 | 0.0010187 | 0.0010187 | 0.0010187 | 0.0010187 | 0.0010187 | 0.0010187 | 0.0010187 | 0.0010187 | 0.0010187 | 0.0010187 | 0.0010187 | 0.0010187 | 0.00055296 | 0.00055872 | 0.00056448 | 0.00057024 | 0.000576 | 0.00057798 | 0.00057996 | 0.00058194 | 0.00058392 | 0.0005859 | 0.00058788 | 0.00058986 | 0.00059184 | 0.00059382 | 0.0005958 | 0.00059778 | 0.00059976 | 0.00060174 | 0.00060372 | 0.0006057 | 1.6485e-05 | 1.6708e-05 | 1.688e-05 | 1.6949e-05 | 1.6964e-05 | 1.7127e-05 | 1.7238e-05 | 1.7192e-05 | 1.725e-05 | 1.7309e-05 | 1.7367e-05 | 1.7426e-05 | 1.7484e-05 | 1.7543e-05 | 1.7601e-05 | 1.766e-05 | 1.7718e-05 | 1.7777e-05 | 1.7835e-05 | 1.7894e-05 | 47316.7282 | 11510.271 | 11.7993 | 2.8703
| STL006-155190011 | 23 | STL006 | STL | 0 | 0 | 0.001028 | 0.0010312 | 0.0010312 | 0.0010249 | 0.0010156 | 0.0010218 | 0.0010249 | 0.0010187 | 0.0010187 | 0.0010187 | 0.0010187 | 0.0010187 | 0.0010187 | 0.0010187 | 0.0010187 | 0.0010187 | 0.0010187 | 0.0010187 | 0.0010187 | 0.0010187 | 0 | 0 | 0 | 0 | 0 | 0 | 0 | 0 | 0 | 0 | 0 | 0 | 0 | 0 | 0 | 0 | 0 | 0 | 0 | 0 | 0 | 0 | 0 | 0 | 0 | 0 | 0 | 0 | 0 | 0 | 0 | 0 | 0 | 0 | 0 | 0 | 0 | 0 | 0 | 0 | 47316.7282 | 11510.271 | 0 | 0
| STL006-155190105 | 33 | STL006 | STL | 0 | 0 | 0.001028 | 0.0010312 | 0.0010312 | 0.0010249 | 0.0010156 | 0.0010218 | 0.0010249 | 0.0010187 | 0.0010187 | 0.0010187 | 0.0010187 | 0.0010187 | 0.0010187 | 0.0010187 | 0.0010187 | 0.0010187 | 0.0010187 | 0.0010187 | 0.0010187 | 0.0010187 | 0.016198 | 0.016309 | 0.01642 | 0.016532 | 0.016643 | 0.016649 | 0.016656 | 0.016662 | 0.016668 | 0.016674 | 0.01668 | 0.016687 | 0.016693 | 0.016699 | 0.016705 | 0.016711 | 0.016718 | 0.016724 | 0.01673 | 0.016736 | 0.0004829 | 0.0004877 | 0.00049103 | 0.00049137 | 0.00049017 | 0.00049336 | 0.00049505 | 0.00049222 | 0.00049241 | 0.00049259 | 0.00049277 | 0.00049296 | 0.00049314 | 0.00049332 | 0.00049351 | 0.00049369 | 0.00049387 | 0.00049406 | 0.00049424 | 0.00049443 | 47316.7282 | 11510.271 | 336.4936 | 81.8555
| STL006-155193804 | 6 | STL006 | STL | 0 | 0 | 0.001028 | 0.0010312 | 0.0010312 | 0.0010249 | 0.0010156 | 0.0010218 | 0.0010249 | 0.0010187 | 0.0010187 | 0.0010187 | 0.0010187 | 0.0010187 | 0.0010187 | 0.0010187 | 0.0010187 | 0.0010187 | 0.0010187 | 0.0010187 | 0.0010187 | 0.0010187 | 0 | 0 | 0 | 0 | 0 | 0 | 0 | 0 | 0 | 0 | 0 | 0 | 0 | 0 | 0 | 0 | 0 | 0 | 0 | 0 | 0 | 0 | 0 | 0 | 0 | 0 | 0 | 0 | 0 | 0 | 0 | 0 | 0 | 0 | 0 | 0 | 0 | 0 | 0 | 0 | 47316.7282 | 11510.271 | 0 | 0
| STL006-155193946 | 63 | STL006 | STL | 0 | 0 | 0.001028 | 0.0010312 | 0.0010312 | 0.0010249 | 0.0010156 | 0.0010218 | 0.0010249 | 0.0010187 | 0.0010187 | 0.0010187 | 0.0010187 | 0.0010187 | 0.0010187 | 0.0010187 | 0.0010187 | 0.0010187 | 0.0010187 | 0.0010187 | 0.0010187 | 0.0010187 | 0 | 0 | 0 | 0 | 0 | 0 | 0 | 0 | 0 | 0 | 0 | 0 | 0 | 0 | 0 | 0 | 0 | 0 | 0 | 0 | 0 | 0 | 0 | 0 | 0 | 0 | 0 | 0 | 0 | 0 | 0 | 0 | 0 | 0 | 0 | 0 | 0 | 0 | 0 | 0 | 47316.7282 | 11510.271 | 0 | 0
| STL006-155249643 | 57 | STL006 | STL | 0 | 0 | 0.001028 | 0.0010312 | 0.0010312 | 0.0010249 | 0.0010156 | 0.0010218 | 0.0010249 | 0.0010187 | 0.0010187 | 0.0010187 | 0.0010187 | 0.0010187 | 0.0010187 | 0.0010187 | 0.0010187 | 0.0010187 | 0.0010187 | 0.0010187 | 0.0010187 | 0.0010187 | 0.037207 | 0.037536 | 0.037865 | 0.038194 | 0.038523 | 0.038508 | 0.038493 | 0.038478 | 0.038463 | 0.038448 | 0.038433 | 0.038418 | 0.038402 | 0.038387 | 0.038372 | 0.038357 | 0.038342 | 0.038327 | 0.038312 | 0.038297 | 0.0011093 | 0.0011225 | 0.0011323 | 0.0011352 | 0.0011346 | 0.0011411 | 0.0011441 | 0.0011367 | 0.0011363 | 0.0011358 | 0.0011354 | 0.0011349 | 0.0011345 | 0.001134 | 0.0011336 | 0.0011332 | 0.0011327 | 0.0011323 | 0.0011318 | 0.0011314 | 47316.7282 | 11510.271 | 774.9191 | 188.5069
| STL006-155249816 | 82 | STL006 | STL | 0 | 0 | 0.001028 | 0.0010312 | 0.0010312 | 0.0010249 | 0.0010156 | 0.0010218 | 0.0010249 | 0.0010187 | 0.0010187 | 0.0010187 | 0.0010187 | 0.0010187 | 0.0010187 | 0.0010187 | 0.0010187 | 0.0010187 | 0.0010187 | 0.0010187 | 0.0010187 | 0.0010187 | 0.054235 | 0.054739 | 0.055242 | 0.055745 | 0.056249 | 0.056434 | 0.056619 | 0.056805 | 0.05699 | 0.057176 | 0.057361 | 0.057547 | 0.057732 | 0.057918 | 0.058103 | 0.058289 | 0.058474 | 0.058659 | 0.058845 | 0.05903 | 0.0016169 | 0.0016369 | 0.0016519 | 0.0016569 | 0.0016566 | 0.0016723 | 0.0016829 | 0.0016781 | 0.0016836 | 0.0016891 | 0.0016946 | 0.0017 | 0.0017055 | 0.001711 | 0.0017165 | 0.001722 | 0.0017274 | 0.0017329 | 0.0017384 | 0.0017439 | 47316.7282 | 11510.271 | 1152.2343 | 280.2926
| STL006-155250434 | 38 | STL006 | STL | 0 | 0 | 0.001028 | 0.0010312 | 0.0010312 | 0.0010249 | 0.0010156 | 0.0010218 | 0.0010249 | 0.0010187 | 0.0010187 | 0.0010187 | 0.0010187 | 0.0010187 | 0.0010187 | 0.0010187 | 0.0010187 | 0.0010187 | 0.0010187 | 0.0010187 | 0.0010187 | 0.0010187 | 0.0070497 | 0.0071141 | 0.0071785 | 0.0072429 | 0.0073074 | 0.0073046 | 0.0073019 | 0.0072992 | 0.0072964 | 0.0072937 | 0.007291 | 0.0072883 | 0.0072855 | 0.0072828 | 0.0072801 | 0.0072774 | 0.0072746 | 0.0072719 | 0.0072692 | 0.0072665 | 0.00021017 | 0.00021274 | 0.00021466 | 0.00021528 | 0.00021521 | 0.00021645 | 0.00021703 | 0.00021563 | 0.00021555 | 0.00021547 | 0.00021539 | 0.00021531 | 0.00021523 | 0.00021515 | 0.00021507 | 0.00021499 | 0.00021491 | 0.00021483 | 0.00021475 | 0.00021467 | 47316.7282 | 11510.271 | 146.9792 | 35.7542
| STL006-155392225 | 41 | STL006 | STL | 0 | 0 | 0.001028 | 0.0010312 | 0.0010312 | 0.0010249 | 0.0010156 | 0.0010218 | 0.0010249 | 0.0010187 | 0.0010187 | 0.0010187 | 0.0010187 | 0.0010187 | 0.0010187 | 0.0010187 | 0.0010187 | 0.0010187 | 0.0010187 | 0.0010187 | 0.0010187 | 0.0010187 | 0 | 0 | 0 | 0 | 0 | 0 | 0 | 0 | 0 | 0 | 0 | 0 | 0 | 0 | 0 | 0 | 0 | 0 | 0 | 0 | 0 | 0 | 0 | 0 | 0 | 0 | 0 | 0 | 0 | 0 | 0 | 0 | 0 | 0 | 0 | 0 | 0 | 0 | 0 | 0 | 47316.7282 | 11510.271 | 0 | 0
| STL006-182934752 | 101 | STL006 | STL | 0 | 0 | 0.001028 | 0.0010312 | 0.0010312 | 0.0010249 | 0.0010156 | 0.0010218 | 0.0010249 | 0.0010187 | 0.0010187 | 0.0010187 | 0.0010187 | 0.0010187 | 0.0010187 | 0.0010187 | 0.0010187 | 0.0010187 | 0.0010187 | 0.0010187 | 0.0010187 | 0.0010187 | 0.040716 | 0.041139 | 0.041563 | 0.041986 | 0.04241 | 0.042398 | 0.042386 | 0.042375 | 0.042363 | 0.042352 | 0.04234 | 0.042329 | 0.042317 | 0.042305 | 0.042294 | 0.042282 | 0.042271 | 0.042259 | 0.042247 | 0.042236 | 0.0012139 | 0.0012302 | 0.0012429 | 0.0012479 | 0.001249 | 0.0012564 | 0.0012598 | 0.0012518 | 0.0012515 | 0.0012512 | 0.0012508 | 0.0012505 | 0.0012501 | 0.0012498 | 0.0012494 | 0.0012491 | 0.0012488 | 0.0012484 | 0.0012481 | 0.0012477 | 47316.7282 | 11510.271 | 852.7871 | 207.4491
| STL006-24599342 | 97 | STL006 | STL | 0 | 0 | 0.001028 | 0.0010312 | 0.0010312 | 0.0010249 | 0.0010156 | 0.0010218 | 0.0010249 | 0.0010187 | 0.0010187 | 0.0010187 | 0.0010187 | 0.0010187 | 0.0010187 | 0.0010187 | 0.0010187 | 0.0010187 | 0.0010187 | 0.0010187 | 0.0010187 | 0.0010187 | 0.54779 | 0.55266 | 0.55753 | 0.5624 | 0.56727 | 0.56873 | 0.57018 | 0.57164 | 0.5731 | 0.57456 | 0.57602 | 0.57748 | 0.57894 | 0.58039 | 0.58185 | 0.58331 | 0.58477 | 0.58623 | 0.58769 | 0.58914 | 0.016331 | 0.016526 | 0.016672 | 0.016716 | 0.016707 | 0.016853 | 0.016947 | 0.016887 | 0.016931 | 0.016974 | 0.017017 | 0.01706 | 0.017103 | 0.017146 | 0.017189 | 0.017232 | 0.017275 | 0.017318 | 0.017361 | 0.017405 | 47316.7282 | 11510.271 | 11581.2653 | 2817.2595
| STL006-24601812 | 297 | STL006 | STL | 0 | 0 | 0.001028 | 0.0010312 | 0.0010312 | 0.0010249 | 0.0010156 | 0.0010218 | 0.0010249 | 0.0010187 | 0.0010187 | 0.0010187 | 0.0010187 | 0.0010187 | 0.0010187 | 0.0010187 | 0.0010187 | 0.0010187 | 0.0010187 | 0.0010187 | 0.0010187 | 0.0010187 | 1.816 | 1.8317 | 1.8473 | 1.863 | 1.8787 | 1.8776 | 1.8766 | 1.8756 | 1.8746 | 1.8736 | 1.8726 | 1.8716 | 1.8706 | 1.8696 | 1.8686 | 1.8676 | 1.8666 | 1.8656 | 1.8646 | 1.8636 | 0.054141 | 0.054774 | 0.055242 | 0.055373 | 0.05533 | 0.055639 | 0.055779 | 0.05541 | 0.05538 | 0.055351 | 0.055321 | 0.055291 | 0.055261 | 0.055232 | 0.055202 | 0.055172 | 0.055142 | 0.055113 | 0.055083 | 0.055053 | 47316.7282 | 11510.271 | 37768.0794 | 9187.466
| STL006-24613426 | 134 | STL006 | STL | 0 | 0 | 0.001028 | 0.0010312 | 0.0010312 | 0.0010249 | 0.0010156 | 0.0010218 | 0.0010249 | 0.0010187 | 0.0010187 | 0.0010187 | 0.0010187 | 0.0010187 | 0.0010187 | 0.0010187 | 0.0010187 | 0.0010187 | 0.0010187 | 0.0010187 | 0.0010187 | 0.0010187 | 10.4113 | 10.4947 | 10.5782 | 10.6616 | 10.7451 | 10.752 | 10.7589 | 10.7659 | 10.7728 | 10.7797 | 10.7866 | 10.7936 | 10.8005 | 10.8074 | 10.8143 | 10.8212 | 10.8282 | 10.8351 | 10.842 | 10.8489 | 0.31039 | 0.31383 | 0.31632 | 0.31689 | 0.31646 | 0.31861 | 0.31979 | 0.31805 | 0.31825 | 0.31845 | 0.31866 | 0.31886 | 0.31907 | 0.31927 | 0.31948 | 0.31968 | 0.31989 | 0.32009 | 0.3203 | 0.3205 | 47316.7282 | 11510.271 | 217386.59 | 52881.479
| STL006-56211052 | 27 | STL006 | STL | 0 | 0 | 0.001028 | 0.0010312 | 0.0010312 | 0.0010249 | 0.0010156 | 0.0010218 | 0.0010249 | 0.0010187 | 0.0010187 | 0.0010187 | 0.0010187 | 0.0010187 | 0.0010187 | 0.0010187 | 0.0010187 | 0.0010187 | 0.0010187 | 0.0010187 | 0.0010187 | 0.0010187 | 0.079468 | 0.079604 | 0.07974 | 0.079875 | 0.080011 | 0.079967 | 0.079922 | 0.079877 | 0.079833 | 0.079788 | 0.079744 | 0.079699 | 0.079654 | 0.07961 | 0.079565 | 0.079521 | 0.079476 | 0.079432 | 0.079387 | 0.079342 | 0.0023692 | 0.0023804 | 0.0023845 | 0.0023741 | 0.0023565 | 0.0023696 | 0.0023755 | 0.0023597 | 0.0023584 | 0.0023571 | 0.0023558 | 0.0023545 | 0.0023532 | 0.0023518 | 0.0023505 | 0.0023492 | 0.0023479 | 0.0023466 | 0.0023453 | 0.0023439 | 47316.7282 | 11510.271 | 1615.4831 | 392.9825
| STL006-82629266 | 49 | STL006 | STL | 0 | 0 | 0.001028 | 0.0010312 | 0.0010312 | 0.0010249 | 0.0010156 | 0.0010218 | 0.0010249 | 0.0010187 | 0.0010187 | 0.0010187 | 0.0010187 | 0.0010187 | 0.0010187 | 0.0010187 | 0.0010187 | 0.0010187 | 0.0010187 | 0.0010187 | 0.0010187 | 0.0010187 | 0.040102 | 0.04042 | 0.040738 | 0.041056 | 0.041374 | 0.041344 | 0.041313 | 0.041283 | 0.041253 | 0.041222 | 0.041192 | 0.041162 | 0.041131 | 0.041101 | 0.041071 | 0.04104 | 0.04101 | 0.040979 | 0.040949 | 0.040919 | 0.0011956 | 0.0012087 | 0.0012182 | 0.0012203 | 0.0012185 | 0.0012251 | 0.0012279 | 0.0012196 | 0.0012187 | 0.0012178 | 0.0012169 | 0.001216 | 0.0012151 | 0.0012142 | 0.0012133 | 0.0012124 | 0.0012115 | 0.0012106 | 0.0012097 | 0.0012088 | 47316.7282 | 11510.271 | 831.3069 | 202.2238
| STL006-83365075 | 43 | STL006 | STL | 0 | 0 | 0.001028 | 0.0010312 | 0.0010312 | 0.0010249 | 0.0010156 | 0.0010218 | 0.0010249 | 0.0010187 | 0.0010187 | 0.0010187 | 0.0010187 | 0.0010187 | 0.0010187 | 0.0010187 | 0.0010187 | 0.0010187 | 0.0010187 | 0.0010187 | 0.0010187 | 0.0010187 | 0.082261 | 0.082911 | 0.083561 | 0.084211 | 0.084861 | 0.084768 | 0.084675 | 0.084582 | 0.084489 | 0.084396 | 0.084303 | 0.08421 | 0.084117 | 0.084025 | 0.083932 | 0.083839 | 0.083746 | 0.083653 | 0.08356 | 0.083467 | 0.0024525 | 0.0024793 | 0.0024988 | 0.002503 | 0.0024993 | 0.0025119 | 0.0025168 | 0.0024987 | 0.002496 | 0.0024932 | 0.0024905 | 0.0024877 | 0.002485 | 0.0024823 | 0.0024795 | 0.0024768 | 0.002474 | 0.0024713 | 0.0024685 | 0.0024658 | 47316.7282 | 11510.271 | 1701.9798 | 414.0237
| STL007-143136191 | 1 | STL007 | STL | 0 | 0 | 0.003916 | 0.0038672 | 0.0038246 | 0.0037759 | 0.0037089 | 0.0037333 | 0.0036967 | 0.0037028 | 0.0037028 | 0.0037028 | 0.0037028 | 0.0037028 | 0.0037028 | 0.0037028 | 0.0037028 | 0.0037028 | 0.0037028 | 0.0037028 | 0.0037028 | 0.0037028 | 0.0003417 | 0.000345 | 0.0003483 | 0.0003516 | 0.0003549 | 0.0003556 | 0.0003563 | 0.000357 | 0.0003577 | 0.0003584 | 0.0003591 | 0.0003598 | 0.0003605 | 0.0003612 | 0.0003619 | 0.0003626 | 0.0003633 | 0.000364 | 0.0003647 | 0.0003654 | 3.8804e-05 | 3.8692e-05 | 3.8631e-05 | 3.85e-05 | 3.8172e-05 | 3.8499e-05 | 3.8197e-05 | 3.8335e-05 | 3.841e-05 | 3.8485e-05 | 3.8561e-05 | 3.8636e-05 | 3.8711e-05 | 3.8786e-05 | 3.8861e-05 | 3.8936e-05 | 3.9012e-05 | 3.9087e-05 | 3.9162e-05 | 3.9237e-05 | 47316.7282 | 11510.271 | 26.441 | 6.432
| STL007-143136451 | 140 | STL007 | STL | 0 | 0 | 0.003916 | 0.0038672 | 0.0038246 | 0.0037759 | 0.0037089 | 0.0037333 | 0.0036967 | 0.0037028 | 0.0037028 | 0.0037028 | 0.0037028 | 0.0037028 | 0.0037028 | 0.0037028 | 0.0037028 | 0.0037028 | 0.0037028 | 0.0037028 | 0.0037028 | 0.0037028 | 0.11923 | 0.1205 | 0.12176 | 0.12303 | 0.1243 | 0.12427 | 0.12423 | 0.1242 | 0.12417 | 0.12414 | 0.1241 | 0.12407 | 0.12404 | 0.12401 | 0.12397 | 0.12394 | 0.12391 | 0.12388 | 0.12385 | 0.12381 | 0.01354 | 0.013514 | 0.013505 | 0.013472 | 0.013369 | 0.013454 | 0.013318 | 0.013337 | 0.013333 | 0.01333 | 0.013326 | 0.013323 | 0.01332 | 0.013316 | 0.013313 | 0.013309 | 0.013306 | 0.013302 | 0.013299 | 0.013295 | 47316.7282 | 11510.271 | 9152.5255 | 2226.4441
| STL007-15415881 | 119 | STL007 | STL | 0 | 0 | 0.003916 | 0.0038672 | 0.0038246 | 0.0037759 | 0.0037089 | 0.0037333 | 0.0036967 | 0.0037028 | 0.0037028 | 0.0037028 | 0.0037028 | 0.0037028 | 0.0037028 | 0.0037028 | 0.0037028 | 0.0037028 | 0.0037028 | 0.0037028 | 0.0037028 | 0.0037028 | 4.9021 | 4.9356 | 4.9692 | 5.0027 | 5.0362 | 5.0384 | 5.0406 | 5.0429 | 5.0451 | 5.0473 | 5.0495 | 5.0517 | 5.054 | 5.0562 | 5.0584 | 5.0606 | 5.0628 | 5.065 | 5.0673 | 5.0695 | 0.5567 | 0.55353 | 0.55115 | 0.5478 | 0.54168 | 0.54548 | 0.54038 | 0.54151 | 0.54175 | 0.54199 | 0.54222 | 0.54246 | 0.5427 | 0.54294 | 0.54318 | 0.54341 | 0.54365 | 0.54389 | 0.54413 | 0.54437 | 47316.7282 | 11510.271 | 373035.6389 | 90744.679
| STL007-155179441 | 5 | STL007 | STL | 0 | 0 | 0.003916 | 0.0038672 | 0.0038246 | 0.0037759 | 0.0037089 | 0.0037333 | 0.0036967 | 0.0037028 | 0.0037028 | 0.0037028 | 0.0037028 | 0.0037028 | 0.0037028 | 0.0037028 | 0.0037028 | 0.0037028 | 0.0037028 | 0.0037028 | 0.0037028 | 0.0037028 | 0.00038423 | 0.00038817 | 0.00039211 | 0.00039606 | 0.0004 | 0.0004002 | 0.0004004 | 0.0004006 | 0.0004008 | 0.000401 | 0.0004012 | 0.0004014 | 0.0004016 | 0.0004018 | 0.000402 | 0.0004022 | 0.0004024 | 0.0004026 | 0.0004028 | 0.000403 | 4.3634e-05 | 4.3533e-05 | 4.3491e-05 | 4.3368e-05 | 4.3023e-05 | 4.3327e-05 | 4.2925e-05 | 4.3017e-05 | 4.3038e-05 | 4.306e-05 | 4.3081e-05 | 4.3103e-05 | 4.3124e-05 | 4.3146e-05 | 4.3167e-05 | 4.3189e-05 | 4.321e-05 | 4.3232e-05 | 4.3253e-05 | 4.3275e-05 | 47316.7282 | 11510.271 | 29.5725 | 7.1938
| STL007-155179565 | 103 | STL007 | STL | 0 | 0 | 0.003916 | 0.0038672 | 0.0038246 | 0.0037759 | 0.0037089 | 0.0037333 | 0.0036967 | 0.0037028 | 0.0037028 | 0.0037028 | 0.0037028 | 0.0037028 | 0.0037028 | 0.0037028 | 0.0037028 | 0.0037028 | 0.0037028 | 0.0037028 | 0.0037028 | 0.0037028 | 0.065502 | 0.065969 | 0.066437 | 0.066904 | 0.067371 | 0.067493 | 0.067615 | 0.067737 | 0.067859 | 0.06798 | 0.068102 | 0.068224 | 0.068346 | 0.068467 | 0.068589 | 0.068711 | 0.068833 | 0.068954 | 0.069076 | 0.069198 | 0.0074385 | 0.0073984 | 0.0073687 | 0.007326 | 0.0072463 | 0.0073071 | 0.0072486 | 0.0072737 | 0.0072867 | 0.0072998 | 0.0073129 | 0.007326 | 0.007339 | 0.0073521 | 0.0073652 | 0.0073783 | 0.0073913 | 0.0074044 | 0.0074175 | 0.0074306 | 47316.7282 | 11510.271 | 5023.2734 | 1221.9619
| STL007-155179964 | 32 | STL007 | STL | 0 | 0 | 0.003916 | 0.0038672 | 0.0038246 | 0.0037759 | 0.0037089 | 0.0037333 | 0.0036967 | 0.0037028 | 0.0037028 | 0.0037028 | 0.0037028 | 0.0037028 | 0.0037028 | 0.0037028 | 0.0037028 | 0.0037028 | 0.0037028 | 0.0037028 | 0.0037028 | 0.0037028 | 0.0039759 | 0.0040112 | 0.0040465 | 0.0040818 | 0.0041171 | 0.0041211 | 0.004125 | 0.004129 | 0.0041329 | 0.0041369 | 0.0041408 | 0.0041448 | 0.0041487 | 0.0041527 | 0.0041566 | 0.0041606 | 0.0041645 | 0.0041685 | 0.0041724 | 0.0041764 | 0.00045152 | 0.00044986 | 0.00044881 | 0.00044696 | 0.00044283 | 0.00044617 | 0.00044222 | 0.00044338 | 0.0004438 | 0.00044422 | 0.00044465 | 0.00044507 | 0.0004455 | 0.00044592 | 0.00044634 | 0.00044677 | 0.00044719 | 0.00044762 | 0.00044804 | 0.00044847 | 47316.7282 | 11510.271 | 305.3492 | 74.2793
| STL007-162910244 | 76 | STL007 | STL | 0 | 0 | 0.003916 | 0.0038672 | 0.0038246 | 0.0037759 | 0.0037089 | 0.0037333 | 0.0036967 | 0.0037028 | 0.0037028 | 0.0037028 | 0.0037028 | 0.0037028 | 0.0037028 | 0.0037028 | 0.0037028 | 0.0037028 | 0.0037028 | 0.0037028 | 0.0037028 | 0.0037028 | 0.36296 | 0.36606 | 0.36916 | 0.37227 | 0.37537 | 0.37626 | 0.37714 | 0.37803 | 0.37892 | 0.3798 | 0.38069 | 0.38157 | 0.38246 | 0.38335 | 0.38423 | 0.38512 | 0.386 | 0.38689 | 0.38777 | 0.38866 | 0.041218 | 0.041054 | 0.040945 | 0.040764 | 0.040374 | 0.040735 | 0.040432 | 0.040593 | 0.040688 | 0.040784 | 0.040879 | 0.040974 | 0.041069 | 0.041164 | 0.041259 | 0.041354 | 0.041449 | 0.041545 | 0.04164 | 0.041735 | 47316.7282 | 11510.271 | 28039.4282 | 6820.8735
| STL007-183308767 | 12 | STL007 | STL | 0 | 0 | 0.003916 | 0.0038672 | 0.0038246 | 0.0037759 | 0.0037089 | 0.0037333 | 0.0036967 | 0.0037028 | 0.0037028 | 0.0037028 | 0.0037028 | 0.0037028 | 0.0037028 | 0.0037028 | 0.0037028 | 0.0037028 | 0.0037028 | 0.0037028 | 0.0037028 | 0.0037028 | 0.00076009 | 0.00076731 | 0.00077454 | 0.00078177 | 0.000789 | 0.00079035 | 0.0007917 | 0.00079305 | 0.0007944 | 0.00079575 | 0.0007971 | 0.00079845 | 0.0007998 | 0.00080115 | 0.0008025 | 0.00080385 | 0.0008052 | 0.00080655 | 0.0008079 | 0.00080925 | 8.6317e-05 | 8.6054e-05 | 8.5907e-05 | 8.5604e-05 | 8.4863e-05 | 8.5567e-05 | 8.4874e-05 | 8.5159e-05 | 8.5304e-05 | 8.5449e-05 | 8.5594e-05 | 8.5739e-05 | 8.5884e-05 | 8.6028e-05 | 8.6173e-05 | 8.6318e-05 | 8.6463e-05 | 8.6608e-05 | 8.6753e-05 | 8.6898e-05 | 47316.7282 | 11510.271 | 58.7119 | 14.2823
| STL007-76065702 | 37 | STL007 | STL | 0 | 0 | 0.003916 | 0.0038672 | 0.0038246 | 0.0037759 | 0.0037089 | 0.0037333 | 0.0036967 | 0.0037028 | 0.0037028 | 0.0037028 | 0.0037028 | 0.0037028 | 0.0037028 | 0.0037028 | 0.0037028 | 0.0037028 | 0.0037028 | 0.0037028 | 0.0037028 | 0.0037028 | 0.076736 | 0.077307 | 0.077878 | 0.078448 | 0.079019 | 0.078923 | 0.078826 | 0.07873 | 0.078633 | 0.078536 | 0.07844 | 0.078343 | 0.078247 | 0.07815 | 0.078053 | 0.077957 | 0.07786 | 0.077764 | 0.077667 | 0.077571 | 0.0087143 | 0.0086699 | 0.0086377 | 0.0085902 | 0.0084992 | 0.0085445 | 0.0084505 | 0.0084541 | 0.0084437 | 0.0084333 | 0.008423 | 0.0084126 | 0.0084022 | 0.0083919 | 0.0083815 | 0.0083711 | 0.0083607 | 0.0083504 | 0.00834 | 0.0083296 | 47316.7282 | 11510.271 | 5802.2722 | 1411.4612
| STL007-85224567 | 166 | STL007 | STL | 0 | 0 | 0.003916 | 0.0038672 | 0.0038246 | 0.0037759 | 0.0037089 | 0.0037333 | 0.0036967 | 0.0037028 | 0.0037028 | 0.0037028 | 0.0037028 | 0.0037028 | 0.0037028 | 0.0037028 | 0.0037028 | 0.0037028 | 0.0037028 | 0.0037028 | 0.0037028 | 0.0037028 | 1.5876 | 1.6 | 1.6124 | 1.6248 | 1.6372 | 1.6388 | 1.6405 | 1.6421 | 1.6438 | 1.6454 | 1.647 | 1.6487 | 1.6503 | 1.652 | 1.6536 | 1.6553 | 1.6569 | 1.6585 | 1.6602 | 1.6618 | 0.1803 | 0.17944 | 0.17884 | 0.17792 | 0.17609 | 0.17743 | 0.17587 | 0.17633 | 0.17651 | 0.17669 | 0.17686 | 0.17704 | 0.17722 | 0.17739 | 0.17757 | 0.17774 | 0.17792 | 0.1781 | 0.17827 | 0.17845 | 47316.7282 | 11510.271 | 121532.912 | 29564.1058
| STL007-87836091 | 422 | STL007 | STL | 0 | 0 | 0.003916 | 0.0038672 | 0.0038246 | 0.0037759 | 0.0037089 | 0.0037333 | 0.0036967 | 0.0037028 | 0.0037028 | 0.0037028 | 0.0037028 | 0.0037028 | 0.0037028 | 0.0037028 | 0.0037028 | 0.0037028 | 0.0037028 | 0.0037028 | 0.0037028 | 0.0037028 | 7.0539 | 7.093 | 7.132 | 7.171 | 7.2101 | 7.2133 | 7.2166 | 7.2199 | 7.2232 | 7.2265 | 7.2298 | 7.2331 | 7.2364 | 7.2397 | 7.243 | 7.2463 | 7.2496 | 7.2529 | 7.2561 | 7.2594 | 0.80107 | 0.79548 | 0.79104 | 0.78523 | 0.7755 | 0.78095 | 0.77366 | 0.77529 | 0.77564 | 0.77599 | 0.77635 | 0.7767 | 0.77705 | 0.77741 | 0.77776 | 0.77811 | 0.77847 | 0.77882 | 0.77917 | 0.77953 | 47316.7282 | 11510.271 | 534549.4847 | 130034.5499
| STN011-130745907 | 120 | STN011 | STN | 0 | 0 | 0.0036059 | 0.0036404 | 0.0036601 | 0.003665 | 0.0036749 | 0.0037143 | 0.0037685 | 0.0037685 | 0.0037685 | 0.0037685 | 0.0037685 | 0.0037685 | 0.0037685 | 0.0037685 | 0.0037685 | 0.0037685 | 0.0037685 | 0.0037685 | 0.0037685 | 0.0037685 | 0.071531 | 0.072038 | 0.072546 | 0.073053 | 0.07356 | 0.073708 | 0.073857 | 0.074006 | 0.074154 | 0.074303 | 0.074452 | 0.0746 | 0.074749 | 0.074898 | 0.075046 | 0.075195 | 0.075344 | 0.075492 | 0.075641 | 0.07579 | 0.0074801 | 0.0076052 | 0.0077002 | 0.0077644 | 0.0078394 | 0.0079394 | 0.0080715 | 0.0080878 | 0.008104 | 0.0081203 | 0.0081365 | 0.0081527 | 0.008169 | 0.0081852 | 0.0082015 | 0.0082177 | 0.008234 | 0.0082502 | 0.0082665 | 0.0082827 | 50364.8111 | 12904.5017 | 5823.8465 | 1492.1894
| STN011-160424610 | 94 | STN011 | STN | 0 | 0 | 0.0036059 | 0.0036404 | 0.0036601 | 0.003665 | 0.0036749 | 0.0037143 | 0.0037685 | 0.0037685 | 0.0037685 | 0.0037685 | 0.0037685 | 0.0037685 | 0.0037685 | 0.0037685 | 0.0037685 | 0.0037685 | 0.0037685 | 0.0037685 | 0.0037685 | 0.0037685 | 0.051784 | 0.052149 | 0.052514 | 0.052879 | 0.053244 | 0.053331 | 0.053418 | 0.053505 | 0.053592 | 0.053679 | 0.053766 | 0.053853 | 0.05394 | 0.054027 | 0.054113 | 0.0542 | 0.054287 | 0.054374 | 0.054461 | 0.054548 | 0.0054152 | 0.0055055 | 0.005574 | 0.0056203 | 0.0056743 | 0.0057445 | 0.0058378 | 0.0058473 | 0.0058568 | 0.0058663 | 0.0058758 | 0.0058853 | 0.0058948 | 0.0059043 | 0.0059138 | 0.0059233 | 0.0059328 | 0.0059423 | 0.0059518 | 0.0059613 | 50364.8111 | 12904.5017 | 4207.27 | 1077.9892
| STN011-164271487 | 37 | STN011 | STN | 0 | 0 | 0.0036059 | 0.0036404 | 0.0036601 | 0.003665 | 0.0036749 | 0.0037143 | 0.0037685 | 0.0037685 | 0.0037685 | 0.0037685 | 0.0037685 | 0.0037685 | 0.0037685 | 0.0037685 | 0.0037685 | 0.0037685 | 0.0037685 | 0.0037685 | 0.0037685 | 0.0037685 | 2.4167e-05 | 2.4313e-05 | 2.4459e-05 | 2.4604e-05 | 2.475e-05 | 2.496e-05 | 2.517e-05 | 2.538e-05 | 2.559e-05 | 2.58e-05 | 2.601e-05 | 2.622e-05 | 2.643e-05 | 2.664e-05 | 2.685e-05 | 2.706e-05 | 2.727e-05 | 2.748e-05 | 2.769e-05 | 2.79e-05 | 2.5272e-06 | 2.5667e-06 | 2.5961e-06 | 2.6151e-06 | 2.6376e-06 | 2.6885e-06 | 2.7507e-06 | 2.7737e-06 | 2.7966e-06 | 2.8196e-06 | 2.8425e-06 | 2.8655e-06 | 2.8884e-06 | 2.9114e-06 | 2.9343e-06 | 2.9573e-06 | 2.9802e-06 | 3.0032e-06 | 3.0261e-06 | 3.0491e-06 | 50364.8111 | 12904.5017 | 2.0247 | 0.51877
| STN011-184475628 | 1 | STN011 | STN | 0 | 0 | 0.0036059 | 0.0036404 | 0.0036601 | 0.003665 | 0.0036749 | 0.0037143 | 0.0037685 | 0.0037685 | 0.0037685 | 0.0037685 | 0.0037685 | 0.0037685 | 0.0037685 | 0.0037685 | 0.0037685 | 0.0037685 | 0.0037685 | 0.0037685 | 0.0037685 | 0.0037685 | 0 | 0 | 0 | 0 | 0 | 0 | 0 | 0 | 0 | 0 | 0 | 0 | 0 | 0 | 0 | 0 | 0 | 0 | 0 | 0 | 0 | 0 | 0 | 0 | 0 | 0 | 0 | 0 | 0 | 0 | 0 | 0 | 0 | 0 | 0 | 0 | 0 | 0 | 0 | 0 | 50364.8111 | 12904.5017 | 0 | 0
| STN011-200055388 | 553 | STN011 | STN | 0 | 0 | 0.0036059 | 0.0036404 | 0.0036601 | 0.003665 | 0.0036749 | 0.0037143 | 0.0037685 | 0.0037685 | 0.0037685 | 0.0037685 | 0.0037685 | 0.0037685 | 0.0037685 | 0.0037685 | 0.0037685 | 0.0037685 | 0.0037685 | 0.0037685 | 0.0037685 | 0.0037685 | 3.4132 | 3.4337 | 3.4541 | 3.4745 | 3.495 | 3.5143 | 3.5337 | 3.5531 | 3.5724 | 3.5918 | 3.6111 | 3.6305 | 3.6499 | 3.6692 | 3.6886 | 3.7079 | 3.7273 | 3.7466 | 3.766 | 3.7854 | 0.35693 | 0.3625 | 0.36663 | 0.36929 | 0.37246 | 0.37854 | 0.38618 | 0.3883 | 0.39041 | 0.39253 | 0.39465 | 0.39676 | 0.39888 | 0.40099 | 0.40311 | 0.40522 | 0.40734 | 0.40946 | 0.41157 | 0.41369 | 50364.8111 | 12904.5017 | 281801.5586 | 72203.3619
| STN012-200055438 | 93 | STN012 | STN | 0 | 0 | 0.0015738 | 0.001609 | 0.0016412 | 0.0016647 | 0.0016911 | 0.0017336 | 0.0017762 | 0.0017996 | 0.0017996 | 0.0017996 | 0.0017996 | 0.0017996 | 0.0017996 | 0.0017996 | 0.0017996 | 0.0017996 | 0.0017996 | 0.0017996 | 0.0017996 | 0.0017996 | 0 | 0 | 0 | 0 | 0 | 0 | 0 | 0 | 0 | 0 | 0 | 0 | 0 | 0 | 0 | 0 | 0 | 0 | 0 | 0 | 0 | 0 | 0 | 0 | 0 | 0 | 0 | 0 | 0 | 0 | 0 | 0 | 0 | 0 | 0 | 0 | 0 | 0 | 0 | 0 | 50364.8111 | 12904.5017 | 0 | 0
| STN012-72075245 | 26 | STN012 | STN | 0 | 0 | 0.0015738 | 0.001609 | 0.0016412 | 0.0016647 | 0.0016911 | 0.0017336 | 0.0017762 | 0.0017996 | 0.0017996 | 0.0017996 | 0.0017996 | 0.0017996 | 0.0017996 | 0.0017996 | 0.0017996 | 0.0017996 | 0.0017996 | 0.0017996 | 0.0017996 | 0.0017996 | 0.11408 | 0.11477 | 0.11546 | 0.11615 | 0.11683 | 0.11845 | 0.12006 | 0.12167 | 0.12329 | 0.1249 | 0.12651 | 0.12813 | 0.12974 | 0.13135 | 0.13297 | 0.13458 | 0.13619 | 0.13781 | 0.13942 | 0.14103 | 0.0052068 | 0.0053553 | 0.0054954 | 0.0056071 | 0.0057298 | 0.005955 | 0.0061842 | 0.0063501 | 0.0064343 | 0.0065185 | 0.0066027 | 0.0066869 | 0.006771 | 0.0068552 | 0.0069394 | 0.0070236 | 0.0071078 | 0.007192 | 0.0072762 | 0.0073604 | 50364.8111 | 12904.5017 | 4590.3487 | 1176.1418
| STN013-15421517 | 0 | STN013 | STN | 0 | 0 | 1.0583 | 1.0633 | 1.0683 | 1.0717 | 1.0733 | 1.0783 | 1.085 | 1.0917 | 1.0917 | 1.0917 | 1.0917 | 1.0917 | 1.0917 | 1.0917 | 1.0917 | 1.0917 | 1.0917 | 1.0917 | 1.0917 | 1.0917 | 0 | 0 | 0 | 0 | 0 | 0 | 0 | 0 | 0 | 0 | 0 | 0 | 0 | 0 | 0 | 0 | 0 | 0 | 0 | 0 | 0 | 0 | 0 | 0 | 0 | 0 | 0 | 0 | 0 | 0 | 0 | 0 | 0 | 0 | 0 | 0 | 0 | 0 | 0 | 0 | 50364.8111 | 12904.5017 | 0 | 0
| STN013-200055508 | 2 | STN013 | STN | 0 | 0 | 1.0583 | 1.0633 | 1.0683 | 1.0717 | 1.0733 | 1.0783 | 1.085 | 1.0917 | 1.0917 | 1.0917 | 1.0917 | 1.0917 | 1.0917 | 1.0917 | 1.0917 | 1.0917 | 1.0917 | 1.0917 | 1.0917 | 1.0917 | 0 | 0 | 0 | 0 | 0 | 0 | 0 | 0 | 0 | 0 | 0 | 0 | 0 | 0 | 0 | 0 | 0 | 0 | 0 | 0 | 0 | 0 | 0 | 0 | 0 | 0 | 0 | 0 | 0 | 0 | 0 | 0 | 0 | 0 | 0 | 0 | 0 | 0 | 0 | 0 | 50364.8111 | 12904.5017 | 0 | 0
| STN014-200055610 | 8 | STN014 | STN | 0 | 0 | 0.0050217 | 0.0050217 | 0.0050361 | 0.0050434 | 0.0050506 | 0.0050795 | 0.0051228 | 0.0051445 | 0.0051445 | 0.0051445 | 0.0051445 | 0.0051445 | 0.0051445 | 0.0051445 | 0.0051445 | 0.0051445 | 0.0051445 | 0.0051445 | 0.0051445 | 0.0051445 | 0 | 0 | 0 | 0 | 0 | 0 | 0 | 0 | 0 | 0 | 0 | 0 | 0 | 0 | 0 | 0 | 0 | 0 | 0 | 0 | 0 | 0 | 0 | 0 | 0 | 0 | 0 | 0 | 0 | 0 | 0 | 0 | 0 | 0 | 0 | 0 | 0 | 0 | 0 | 0 | 50364.8111 | 12904.5017 | 0 | 0
| STN021-164443076 | 28 | STN021 | STN | 0 | 0 | 0.0015392 | 0.0015666 | 0.0015866 | 0.001604 | 0.0016239 | 0.0016513 | 0.0016837 | 0.0016986 | 0.0016986 | 0.0016986 | 0.0016986 | 0.0016986 | 0.0016986 | 0.0016986 | 0.0016986 | 0.0016986 | 0.0016986 | 0.0016986 | 0.0016986 | 0.0016986 | 0 | 0 | 0 | 0 | 0 | 0 | 0 | 0 | 0 | 0 | 0 | 0 | 0 | 0 | 0 | 0 | 0 | 0 | 0 | 0 | 0 | 0 | 0 | 0 | 0 | 0 | 0 | 0 | 0 | 0 | 0 | 0 | 0 | 0 | 0 | 0 | 0 | 0 | 0 | 0 | 50364.8111 | 12904.5017 | 0 | 0
| STN021-164443183 | 38 | STN021 | STN | 0 | 0 | 0.0015392 | 0.0015666 | 0.0015866 | 0.001604 | 0.0016239 | 0.0016513 | 0.0016837 | 0.0016986 | 0.0016986 | 0.0016986 | 0.0016986 | 0.0016986 | 0.0016986 | 0.0016986 | 0.0016986 | 0.0016986 | 0.0016986 | 0.0016986 | 0.0016986 | 0.0016986 | 0.01948 | 0.019608 | 0.019736 | 0.019864 | 0.019991 | 0.020136 | 0.02028 | 0.020424 | 0.020568 | 0.020713 | 0.020857 | 0.021001 | 0.021145 | 0.02129 | 0.021434 | 0.021578 | 0.021722 | 0.021866 | 0.022011 | 0.022155 | 0.00086953 | 0.00089082 | 0.00090803 | 0.00092396 | 0.00094147 | 0.00096426 | 0.00099021 | 0.0010061 | 0.0010132 | 0.0010203 | 0.0010274 | 0.0010345 | 0.0010416 | 0.0010487 | 0.0010558 | 0.0010629 | 0.00107 | 0.0010771 | 0.0010843 | 0.0010914 | 50364.8111 | 12904.5017 | 723.2907 | 185.322
| STN021-193604803 | 253 | STN021 | STN | 0 | 0 | 0.0015392 | 0.0015666 | 0.0015866 | 0.001604 | 0.0016239 | 0.0016513 | 0.0016837 | 0.0016986 | 0.0016986 | 0.0016986 | 0.0016986 | 0.0016986 | 0.0016986 | 0.0016986 | 0.0016986 | 0.0016986 | 0.0016986 | 0.0016986 | 0.0016986 | 0.0016986 | 9.5758 | 9.6326 | 9.6894 | 9.7463 | 9.8031 | 9.8764 | 9.9496 | 10.0228 | 10.096 | 10.1693 | 10.2425 | 10.3157 | 10.3889 | 10.4622 | 10.5354 | 10.6086 | 10.6819 | 10.7551 | 10.8283 | 10.9015 | 0.42744 | 0.43763 | 0.44581 | 0.45335 | 0.46166 | 0.47296 | 0.48581 | 0.49373 | 0.49733 | 0.50094 | 0.50455 | 0.50816 | 0.51176 | 0.51537 | 0.51898 | 0.52258 | 0.52619 | 0.5298 | 0.53341 | 0.53701 | 50364.8111 | 12904.5017 | 355255.4115 | 91023.7515
| STN021-200055789 | 35 | STN021 | STN | 0 | 0 | 0.0015392 | 0.0015666 | 0.0015866 | 0.001604 | 0.0016239 | 0.0016513 | 0.0016837 | 0.0016986 | 0.0016986 | 0.0016986 | 0.0016986 | 0.0016986 | 0.0016986 | 0.0016986 | 0.0016986 | 0.0016986 | 0.0016986 | 0.0016986 | 0.0016986 | 0.0016986 | 0 | 0 | 0 | 0 | 0 | 0 | 0 | 0 | 0 | 0 | 0 | 0 | 0 | 0 | 0 | 0 | 0 | 0 | 0 | 0 | 0 | 0 | 0 | 0 | 0 | 0 | 0 | 0 | 0 | 0 | 0 | 0 | 0 | 0 | 0 | 0 | 0 | 0 | 0 | 0 | 50364.8111 | 12904.5017 | 0 | 0
| STN022-200055843 | 154 | STN022 | STN | 0 | 0 | 0.0013757 | 0.0013826 | 0.0013877 | 0.0013826 | 0.0013774 | 0.0013911 | 0.0013963 | 0.0013928 | 0.0013928 | 0.0013928 | 0.0013928 | 0.0013928 | 0.0013928 | 0.0013928 | 0.0013928 | 0.0013928 | 0.0013928 | 0.0013928 | 0.0013928 | 0.0013928 | 0.0062175 | 0.0062175 | 0.0062175 | 0.0062175 | 0.0062175 | 0.0062175 | 0.0062175 | 0.0062175 | 0.0062175 | 0.0062175 | 0.0062175 | 0.0062175 | 0.0062175 | 0.0062175 | 0.0062175 | 0.0062175 | 0.0062175 | 0.0062175 | 0.0062175 | 0.0062175 | 0.00024805 | 0.00024928 | 0.00025021 | 0.00024928 | 0.00024836 | 0.00025083 | 0.00025176 | 0.00025114 | 0.00025114 | 0.00025114 | 0.00025114 | 0.00025114 | 0.00025114 | 0.00025114 | 0.00025114 | 0.00025114 | 0.00025114 | 0.00025114 | 0.00025114 | 0.00025114 | 50364.8111 | 12904.5017 | 182.4096 | 46.7371
| STN023-200055989 | 24 | STN023 | STN | 0 | 0 | 0.0065918 | 0.0065356 | 0.0065169 | 0.0064607 | 0.0064232 | 0.0064045 | 0.006367 | 0.0063296 | 0.0063296 | 0.0063296 | 0.0063296 | 0.0063296 | 0.0063296 | 0.0063296 | 0.0063296 | 0.0063296 | 0.0063296 | 0.0063296 | 0.0063296 | 0.0063296 | 0 | 0 | 0 | 0 | 0 | 0 | 0 | 0 | 0 | 0 | 0 | 0 | 0 | 0 | 0 | 0 | 0 | 0 | 0 | 0 | 0 | 0 | 0 | 0 | 0 | 0 | 0 | 0 | 0 | 0 | 0 | 0 | 0 | 0 | 0 | 0 | 0 | 0 | 0 | 0 | 50364.8111 | 12904.5017 | 0 | 0
| STN024-138232567 | 62 | STN024 | STN | 0 | 0 | 0.0049816 | 0.005088 | 0.0051617 | 0.0051781 | 0.0052108 | 0.0053295 | 0.0054728 | 0.0054769 | 0.0054769 | 0.0054769 | 0.0054769 | 0.0054769 | 0.0054769 | 0.0054769 | 0.0054769 | 0.0054769 | 0.0054769 | 0.0054769 | 0.0054769 | 0.0054769 | 0.026344 | 0.026524 | 0.026703 | 0.026882 | 0.027061 | 0.027202 | 0.027342 | 0.027482 | 0.027623 | 0.027763 | 0.027904 | 0.028044 | 0.028185 | 0.028325 | 0.028466 | 0.028606 | 0.028746 | 0.028887 | 0.029027 | 0.029168 | 0.0038059 | 0.0039136 | 0.0039971 | 0.0040367 | 0.0040893 | 0.0042042 | 0.0043395 | 0.004365 | 0.0043873 | 0.0044096 | 0.0044319 | 0.0044542 | 0.0044766 | 0.0044989 | 0.0045212 | 0.0045435 | 0.0045658 | 0.0045881 | 0.0046104 | 0.0046327 | 50364.8111 | 12904.5017 | 3129.2347 | 801.7744
| STN024-160253800 | 17 | STN024 | STN | 0 | 0 | 0.0049816 | 0.005088 | 0.0051617 | 0.0051781 | 0.0052108 | 0.0053295 | 0.0054728 | 0.0054769 | 0.0054769 | 0.0054769 | 0.0054769 | 0.0054769 | 0.0054769 | 0.0054769 | 0.0054769 | 0.0054769 | 0.0054769 | 0.0054769 | 0.0054769 | 0.0054769 | 1.7604e-05 | 1.7748e-05 | 1.7892e-05 | 1.8036e-05 | 1.818e-05 | 1.8369e-05 | 1.8558e-05 | 1.8747e-05 | 1.8936e-05 | 1.9125e-05 | 1.9314e-05 | 1.9503e-05 | 1.9692e-05 | 1.9881e-05 | 2.007e-05 | 2.0259e-05 | 2.0448e-05 | 2.0637e-05 | 2.0826e-05 | 2.1015e-05 | 2.5432e-06 | 2.6188e-06 | 2.6782e-06 | 2.7084e-06 | 2.7472e-06 | 2.839e-06 | 2.9454e-06 | 2.9776e-06 | 3.0076e-06 | 3.0376e-06 | 3.0676e-06 | 3.0976e-06 | 3.1277e-06 | 3.1577e-06 | 3.1877e-06 | 3.2177e-06 | 3.2477e-06 | 3.2778e-06 | 3.3078e-06 | 3.3378e-06 | 50364.8111 | 12904.5017 | 2.1556 | 0.5523
| STN024-160253882 | 49 | STN024 | STN | 0 | 0 | 0.0049816 | 0.005088 | 0.0051617 | 0.0051781 | 0.0052108 | 0.0053295 | 0.0054728 | 0.0054769 | 0.0054769 | 0.0054769 | 0.0054769 | 0.0054769 | 0.0054769 | 0.0054769 | 0.0054769 | 0.0054769 | 0.0054769 | 0.0054769 | 0.0054769 | 0.0054769 | 2.7813e-05 | 2.803e-05 | 2.8247e-05 | 2.8464e-05 | 2.8681e-05 | 2.8972e-05 | 2.9264e-05 | 2.9555e-05 | 2.9847e-05 | 3.0138e-05 | 3.043e-05 | 3.0721e-05 | 3.1013e-05 | 3.1304e-05 | 3.1595e-05 | 3.1887e-05 | 3.2178e-05 | 3.247e-05 | 3.2761e-05 | 3.3053e-05 | 4.018e-06 | 4.1358e-06 | 4.2282e-06 | 4.2742e-06 | 4.3341e-06 | 4.4779e-06 | 4.6445e-06 | 4.6943e-06 | 4.7405e-06 | 4.7868e-06 | 4.8331e-06 | 4.8794e-06 | 4.9257e-06 | 4.972e-06 | 5.0183e-06 | 5.0646e-06 | 5.1109e-06 | 5.1572e-06 | 5.2035e-06 | 5.2497e-06 | 50364.8111 | 12904.5017 | 3.3974 | 0.8705
| STN024-200056045 | 87 | STN024 | STN | 0 | 0 | 0.0049816 | 0.005088 | 0.0051617 | 0.0051781 | 0.0052108 | 0.0053295 | 0.0054728 | 0.0054769 | 0.0054769 | 0.0054769 | 0.0054769 | 0.0054769 | 0.0054769 | 0.0054769 | 0.0054769 | 0.0054769 | 0.0054769 | 0.0054769 | 0.0054769 | 0.0054769 | 0 | 0 | 0 | 0 | 0 | 0 | 0 | 0 | 0 | 0 | 0 | 0 | 0 | 0 | 0 | 0 | 0 | 0 | 0 | 0 | 0 | 0 | 0 | 0 | 0 | 0 | 0 | 0 | 0 | 0 | 0 | 0 | 0 | 0 | 0 | 0 | 0 | 0 | 0 | 0 | 50364.8111 | 12904.5017 | 0 | 0
| STN024-24605670 | 264 | STN024 | STN | 0 | 0 | 0.0049816 | 0.005088 | 0.0051617 | 0.0051781 | 0.0052108 | 0.0053295 | 0.0054728 | 0.0054769 | 0.0054769 | 0.0054769 | 0.0054769 | 0.0054769 | 0.0054769 | 0.0054769 | 0.0054769 | 0.0054769 | 0.0054769 | 0.0054769 | 0.0054769 | 0.0054769 | 0.82165 | 0.82766 | 0.83367 | 0.83968 | 0.84569 | 0.84883 | 0.85196 | 0.8551 | 0.85824 | 0.86138 | 0.86451 | 0.86765 | 0.87079 | 0.87393 | 0.87706 | 0.8802 | 0.88334 | 0.88648 | 0.88961 | 0.89275 | 0.1187 | 0.12212 | 0.12479 | 0.12609 | 0.12779 | 0.13119 | 0.13522 | 0.13582 | 0.13631 | 0.13681 | 0.13731 | 0.13781 | 0.13831 | 0.13881 | 0.1393 | 0.1398 | 0.1403 | 0.1408 | 0.1413 | 0.1418 | 50364.8111 | 12904.5017 | 97036.4015 | 24862.7241
| STN024-24611992 | 53 | STN024 | STN | 0 | 0 | 0.0049816 | 0.005088 | 0.0051617 | 0.0051781 | 0.0052108 | 0.0053295 | 0.0054728 | 0.0054769 | 0.0054769 | 0.0054769 | 0.0054769 | 0.0054769 | 0.0054769 | 0.0054769 | 0.0054769 | 0.0054769 | 0.0054769 | 0.0054769 | 0.0054769 | 0.0054769 | 0.00046818 | 0.00047196 | 0.00047574 | 0.00047952 | 0.0004833 | 0.0004883 | 0.00049329 | 0.00049829 | 0.00050328 | 0.00050827 | 0.00051327 | 0.00051826 | 0.00052326 | 0.00052826 | 0.00053325 | 0.00053825 | 0.00054324 | 0.00054823 | 0.00055323 | 0.00055822 | 6.7636e-05 | 6.9639e-05 | 7.1213e-05 | 7.2007e-05 | 7.3033e-05 | 7.5469e-05 | 7.829e-05 | 7.9142e-05 | 7.9936e-05 | 8.0729e-05 | 8.1522e-05 | 8.2316e-05 | 8.3109e-05 | 8.3902e-05 | 8.4696e-05 | 8.5489e-05 | 8.6282e-05 | 8.7076e-05 | 8.7869e-05 | 8.8662e-05 | 50364.8111 | 12904.5017 | 57.2901 | 14.6789
| STN031-200777976 | 1 | STN031 | STN | 0 | 0 | 0.010546 | 0.01047 | 0.010425 | 0.010319 | 0.010258 | 0.010228 | 0.010228 | 0.010182 | 0.010182 | 0.010182 | 0.010182 | 0.010182 | 0.010182 | 0.010182 | 0.010182 | 0.010182 | 0.010182 | 0.010182 | 0.010182 | 0.010182 | 0 | 0 | 0 | 0 | 0 | 0 | 0 | 0 | 0 | 0 | 0 | 0 | 0 | 0 | 0 | 0 | 0 | 0 | 0 | 0 | 0 | 0 | 0 | 0 | 0 | 0 | 0 | 0 | 0 | 0 | 0 | 0 | 0 | 0 | 0 | 0 | 0 | 0 | 0 | 0 | 50364.8111 | 12904.5017 | 0 | 0
| STN031-200778008 | 66 | STN031 | STN | 0 | 0 | 0.010546 | 0.01047 | 0.010425 | 0.010319 | 0.010258 | 0.010228 | 0.010228 | 0.010182 | 0.010182 | 0.010182 | 0.010182 | 0.010182 | 0.010182 | 0.010182 | 0.010182 | 0.010182 | 0.010182 | 0.010182 | 0.010182 | 0.010182 | 0 | 0 | 0 | 0 | 0 | 0 | 0 | 0 | 0 | 0 | 0 | 0 | 0 | 0 | 0 | 0 | 0 | 0 | 0 | 0 | 0 | 0 | 0 | 0 | 0 | 0 | 0 | 0 | 0 | 0 | 0 | 0 | 0 | 0 | 0 | 0 | 0 | 0 | 0 | 0 | 50364.8111 | 12904.5017 | 0 | 0
| SU011-94649597 | 29 | SU011 | SU | 0 | 0 | 0 | 0 | 0 | 0 | 0 | 0 | 0 | 0 | 0 | 0 | 0 | 0 | 0 | 0 | 0 | 0 | 0 | 0 | 0 | 0 | 0 | 0 | 0 | 0 | 0 | 0 | 0 | 0 | 0 | 0 | 0 | 0 | 0 | 0 | 0 | 0 | 0 | 0 | 0 | 0 | 0 | 0 | 0 | 0 | 0 | 0 | 0 | 0 | 0 | 0 | 0 | 0 | 0 | 0 | 0 | 0 | 0 | 0 | 0 | 0 | 47673.7846 | 11645.9866 | 0 | 0
| SU012-24612934 | 22 | SU012 | SU | 0 | 0 | 0.0020121 | 0.0020389 | 0.0020628 | 0.0020839 | 0.0021008 | 0.0021346 | 0.0021797 | 0.0021994 | 0.0021994 | 0.0021994 | 0.0021994 | 0.0021994 | 0.0021994 | 0.0021994 | 0.0021994 | 0.0021994 | 0.0021994 | 0.0021994 | 0.0021994 | 0.0021994 | 0 | 0 | 0 | 0 | 0 | 0 | 0 | 0 | 0 | 0 | 0 | 0 | 0 | 0 | 0 | 0 | 0 | 0 | 0 | 0 | 0 | 0 | 0 | 0 | 0 | 0 | 0 | 0 | 0 | 0 | 0 | 0 | 0 | 0 | 0 | 0 | 0 | 0 | 0 | 0 | 47673.7846 | 11645.9866 | 0 | 0
| SU012-24613115 | 11 | SU012 | SU | 0 | 0 | 0.0020121 | 0.0020389 | 0.0020628 | 0.0020839 | 0.0021008 | 0.0021346 | 0.0021797 | 0.0021994 | 0.0021994 | 0.0021994 | 0.0021994 | 0.0021994 | 0.0021994 | 0.0021994 | 0.0021994 | 0.0021994 | 0.0021994 | 0.0021994 | 0.0021994 | 0.0021994 | 0 | 0 | 0 | 0 | 0 | 0 | 0 | 0 | 0 | 0 | 0 | 0 | 0 | 0 | 0 | 0 | 0 | 0 | 0 | 0 | 0 | 0 | 0 | 0 | 0 | 0 | 0 | 0 | 0 | 0 | 0 | 0 | 0 | 0 | 0 | 0 | 0 | 0 | 0 | 0 | 47673.7846 | 11645.9866 | 0 | 0
| SU012-94649646 | 202 | SU012 | SU | 0 | 0 | 0.0020121 | 0.0020389 | 0.0020628 | 0.0020839 | 0.0021008 | 0.0021346 | 0.0021797 | 0.0021994 | 0.0021994 | 0.0021994 | 0.0021994 | 0.0021994 | 0.0021994 | 0.0021994 | 0.0021994 | 0.0021994 | 0.0021994 | 0.0021994 | 0.0021994 | 0.0021994 | 0 | 0 | 0 | 0 | 0 | 0 | 0 | 0 | 0 | 0 | 0 | 0 | 0 | 0 | 0 | 0 | 0 | 0 | 0 | 0 | 0 | 0 | 0 | 0 | 0 | 0 | 0 | 0 | 0 | 0 | 0 | 0 | 0 | 0 | 0 | 0 | 0 | 0 | 0 | 0 | 47673.7846 | 11645.9866 | 0 | 0
| SU013-94649695 | 121 | SU013 | SU | 0 | 0 | 0.0485 | 0.04935 | 0.05015 | 0.0507 | 0.05125 | 0.0521 | 0.05305 | 0.0538 | 0.0538 | 0.0538 | 0.0538 | 0.0538 | 0.0538 | 0.0538 | 0.0538 | 0.0538 | 0.0538 | 0.0538 | 0.0538 | 0.0538 | 0 | 0 | 0 | 0 | 0 | 0 | 0 | 0 | 0 | 0 | 0 | 0 | 0 | 0 | 0 | 0 | 0 | 0 | 0 | 0 | 0 | 0 | 0 | 0 | 0 | 0 | 0 | 0 | 0 | 0 | 0 | 0 | 0 | 0 | 0 | 0 | 0 | 0 | 0 | 0 | 47673.7846 | 11645.9866 | 0 | 0
| SU015-24612538 | 122 | SU015 | SU | 0 | 0 | 0.0011265 | 0.0011785 | 0.0012246 | 0.0012666 | 0.0013077 | 0.0013678 | 0.0014299 | 0.0014679 | 0.0014679 | 0.0014679 | 0.0014679 | 0.0014679 | 0.0014679 | 0.0014679 | 0.0014679 | 0.0014679 | 0.0014679 | 0.0014679 | 0.0014679 | 0.0014679 | 0.74157 | 0.74285 | 0.74413 | 0.74541 | 0.74669 | 0.74776 | 0.74883 | 0.7499 | 0.75097 | 0.75205 | 0.75312 | 0.75419 | 0.75526 | 0.75633 | 0.7574 | 0.75848 | 0.75955 | 0.76062 | 0.76169 | 0.76276 | 0.024225 | 0.025389 | 0.026426 | 0.027381 | 0.028317 | 0.02966 | 0.031051 | 0.031923 | 0.031968 | 0.032014 | 0.03206 | 0.032105 | 0.032151 | 0.032197 | 0.032242 | 0.032288 | 0.032333 | 0.032379 | 0.032425 | 0.03247 | 47673.7846 | 11645.9866 | 20745.0435 | 5067.7013
| SU015-94649793 | 139 | SU015 | SU | 0 | 0 | 0.0011265 | 0.0011785 | 0.0012246 | 0.0012666 | 0.0013077 | 0.0013678 | 0.0014299 | 0.0014679 | 0.0014679 | 0.0014679 | 0.0014679 | 0.0014679 | 0.0014679 | 0.0014679 | 0.0014679 | 0.0014679 | 0.0014679 | 0.0014679 | 0.0014679 | 0.0014679 | 0 | 0 | 0 | 0 | 0 | 0 | 0 | 0 | 0 | 0 | 0 | 0 | 0 | 0 | 0 | 0 | 0 | 0 | 0 | 0 | 0 | 0 | 0 | 0 | 0 | 0 | 0 | 0 | 0 | 0 | 0 | 0 | 0 | 0 | 0 | 0 | 0 | 0 | 0 | 0 | 47673.7846 | 11645.9866 | 0 | 0
| SU015-98840126 | 1 | SU015 | SU | 0 | 0 | 0.0011265 | 0.0011785 | 0.0012246 | 0.0012666 | 0.0013077 | 0.0013678 | 0.0014299 | 0.0014679 | 0.0014679 | 0.0014679 | 0.0014679 | 0.0014679 | 0.0014679 | 0.0014679 | 0.0014679 | 0.0014679 | 0.0014679 | 0.0014679 | 0.0014679 | 0.0014679 | 0 | 0 | 0 | 0 | 0 | 0 | 0 | 0 | 0 | 0 | 0 | 0 | 0 | 0 | 0 | 0 | 0 | 0 | 0 | 0 | 0 | 0 | 0 | 0 | 0 | 0 | 0 | 0 | 0 | 0 | 0 | 0 | 0 | 0 | 0 | 0 | 0 | 0 | 0 | 0 | 47673.7846 | 11645.9866 | 0 | 0
| SU021-40665700 | 266 | SU021 | SU | 0 | 0 | 0.0015914 | 0.001611 | 0.0016278 | 0.001639 | 0.0016543 | 0.0016753 | 0.0016976 | 0.0017116 | 0.0017116 | 0.0017116 | 0.0017116 | 0.0017116 | 0.0017116 | 0.0017116 | 0.0017116 | 0.0017116 | 0.0017116 | 0.0017116 | 0.0017116 | 0.0017116 | 1.8677 | 1.8787 | 1.8896 | 1.9006 | 1.9116 | 1.9207 | 1.9297 | 1.9388 | 1.9478 | 1.9569 | 1.966 | 1.975 | 1.9841 | 1.9932 | 2.0022 | 2.0113 | 2.0204 | 2.0294 | 2.0385 | 2.0476 | 0.086198 | 0.08777 | 0.089201 | 0.090336 | 0.091709 | 0.093311 | 0.095003 | 0.096235 | 0.096685 | 0.097135 | 0.097585 | 0.098035 | 0.098485 | 0.098934 | 0.099384 | 0.099834 | 0.10028 | 0.10073 | 0.10118 | 0.10163 | 47673.7846 | 11645.9866 | 65553.7787 | 16013.7995
| SU021-94649866 | 103 | SU021 | SU | 0 | 0 | 0.0015914 | 0.001611 | 0.0016278 | 0.001639 | 0.0016543 | 0.0016753 | 0.0016976 | 0.0017116 | 0.0017116 | 0.0017116 | 0.0017116 | 0.0017116 | 0.0017116 | 0.0017116 | 0.0017116 | 0.0017116 | 0.0017116 | 0.0017116 | 0.0017116 | 0.0017116 | 0 | 0 | 0 | 0 | 0 | 0 | 0 | 0 | 0 | 0 | 0 | 0 | 0 | 0 | 0 | 0 | 0 | 0 | 0 | 0 | 0 | 0 | 0 | 0 | 0 | 0 | 0 | 0 | 0 | 0 | 0 | 0 | 0 | 0 | 0 | 0 | 0 | 0 | 0 | 0 | 47673.7846 | 11645.9866 | 0 | 0
| SU022-186913526 | 94 | SU022 | SU | 0 | 0 | 0.0012176 | 0.0012525 | 0.0012798 | 0.0013043 | 0.0013355 | 0.0013657 | 0.0014081 | 0.0014336 | 0.0014336 | 0.0014336 | 0.0014336 | 0.0014336 | 0.0014336 | 0.0014336 | 0.0014336 | 0.0014336 | 0.0014336 | 0.0014336 | 0.0014336 | 0.0014336 | 0 | 0 | 0 | 0 | 0 | 0 | 0 | 0 | 0 | 0 | 0 | 0 | 0 | 0 | 0 | 0 | 0 | 0 | 0 | 0 | 0 | 0 | 0 | 0 | 0 | 0 | 0 | 0 | 0 | 0 | 0 | 0 | 0 | 0 | 0 | 0 | 0 | 0 | 0 | 0 | 47673.7846 | 11645.9866 | 0 | 0
| SU022-94649915 | 104 | SU022 | SU | 0 | 0 | 0.0012176 | 0.0012525 | 0.0012798 | 0.0013043 | 0.0013355 | 0.0013657 | 0.0014081 | 0.0014336 | 0.0014336 | 0.0014336 | 0.0014336 | 0.0014336 | 0.0014336 | 0.0014336 | 0.0014336 | 0.0014336 | 0.0014336 | 0.0014336 | 0.0014336 | 0.0014336 | 0 | 0 | 0 | 0 | 0 | 0 | 0 | 0 | 0 | 0 | 0 | 0 | 0 | 0 | 0 | 0 | 0 | 0 | 0 | 0 | 0 | 0 | 0 | 0 | 0 | 0 | 0 | 0 | 0 | 0 | 0 | 0 | 0 | 0 | 0 | 0 | 0 | 0 | 0 | 0 | 47673.7846 | 11645.9866 | 0 | 0
| SU023-94649964 | 14 | SU023 | SU | 0 | 0 | 0.0045126 | 0.0045941 | 0.0046723 | 0.0047343 | 0.004793 | 0.0048777 | 0.0049821 | 0.0050603 | 0.0050603 | 0.0050603 | 0.0050603 | 0.0050603 | 0.0050603 | 0.0050603 | 0.0050603 | 0.0050603 | 0.0050603 | 0.0050603 | 0.0050603 | 0.0050603 | 0 | 0 | 0 | 0 | 0 | 0 | 0 | 0 | 0 | 0 | 0 | 0 | 0 | 0 | 0 | 0 | 0 | 0 | 0 | 0 | 0 | 0 | 0 | 0 | 0 | 0 | 0 | 0 | 0 | 0 | 0 | 0 | 0 | 0 | 0 | 0 | 0 | 0 | 0 | 0 | 47673.7846 | 11645.9866 | 0 | 0
| SU024-94650013 | 65 | SU024 | SU | 0 | 0 | 0.88 | 0.895 | 0.9075 | 0.9175 | 0.9275 | 0.9425 | 0.9575 | 0.97 | 0.97 | 0.97 | 0.97 | 0.97 | 0.97 | 0.97 | 0.97 | 0.97 | 0.97 | 0.97 | 0.97 | 0.97 | 0 | 0 | 0 | 0 | 0 | 0 | 0 | 0 | 0 | 0 | 0 | 0 | 0 | 0 | 0 | 0 | 0 | 0 | 0 | 0 | 0 | 0 | 0 | 0 | 0 | 0 | 0 | 0 | 0 | 0 | 0 | 0 | 0 | 0 | 0 | 0 | 0 | 0 | 0 | 0 | 47673.7846 | 11645.9866 | 0 | 0
| SU034-94650323 | 177 | SU034 | SU | 0 | 0 | 0.058839 | 0.059871 | 0.060903 | 0.061548 | 0.062387 | 0.063355 | 0.064516 | 0.065355 | 0.065355 | 0.065355 | 0.065355 | 0.065355 | 0.065355 | 0.065355 | 0.065355 | 0.065355 | 0.065355 | 0.065355 | 0.065355 | 0.065355 | 0.00016097 | 0.00016226 | 0.00016355 | 0.00016485 | 0.00016614 | 0.00016661 | 0.00016708 | 0.00016754 | 0.00016801 | 0.00016848 | 0.00016895 | 0.00016942 | 0.00016988 | 0.00017035 | 0.00017082 | 0.00017129 | 0.00017176 | 0.00017222 | 0.00017269 | 0.00017316 | 0.00027467 | 0.00028173 | 0.00028887 | 0.00029424 | 0.00030058 | 0.00030611 | 0.00031259 | 0.00031754 | 0.00031843 | 0.00031932 | 0.00032021 | 0.00032109 | 0.00032198 | 0.00032287 | 0.00032375 | 0.00032464 | 0.00032553 | 0.00032641 | 0.0003273 | 0.00032819 | 47673.7846 | 11645.9866 | 213.608 | 52.1812
| SU035-183159191 | 114 | SU035 | SU | 0 | 0 | 0.0018766 | 0.0019288 | 0.0019811 | 0.0020104 | 0.0020453 | 0.0020975 | 0.0021618 | 0.0022064 | 0.0022064 | 0.0022064 | 0.0022064 | 0.0022064 | 0.0022064 | 0.0022064 | 0.0022064 | 0.0022064 | 0.0022064 | 0.0022064 | 0.0022064 | 0.0022064 | 0.97951 | 0.98705 | 0.99458 | 1.0021 | 1.0097 | 1.016 | 1.0223 | 1.0286 | 1.0349 | 1.0412 | 1.0475 | 1.0538 | 1.0601 | 1.0664 | 1.0727 | 1.0791 | 1.0854 | 1.0917 | 1.098 | 1.1043 | 0.053305 | 0.055211 | 0.05714 | 0.058427 | 0.059886 | 0.0618 | 0.064087 | 0.065814 | 0.066218 | 0.066621 | 0.067025 | 0.067429 | 0.067832 | 0.068236 | 0.06864 | 0.069043 | 0.069447 | 0.069851 | 0.070254 | 0.070658 | 47673.7846 | 11645.9866 | 44017.4593 | 10752.8014
| SU035-24612255 | 109 | SU035 | SU | 0 | 0 | 0.0018766 | 0.0019288 | 0.0019811 | 0.0020104 | 0.0020453 | 0.0020975 | 0.0021618 | 0.0022064 | 0.0022064 | 0.0022064 | 0.0022064 | 0.0022064 | 0.0022064 | 0.0022064 | 0.0022064 | 0.0022064 | 0.0022064 | 0.0022064 | 0.0022064 | 0.0022064 | 0 | 0 | 0 | 0 | 0 | 0 | 0 | 0 | 0 | 0 | 0 | 0 | 0 | 0 | 0 | 0 | 0 | 0 | 0 | 0 | 0 | 0 | 0 | 0 | 0 | 0 | 0 | 0 | 0 | 0 | 0 | 0 | 0 | 0 | 0 | 0 | 0 | 0 | 0 | 0 | 47673.7846 | 11645.9866 | 0 | 0
| SU035-94650372 | 33 | SU035 | SU | 0 | 0 | 0.0018766 | 0.0019288 | 0.0019811 | 0.0020104 | 0.0020453 | 0.0020975 | 0.0021618 | 0.0022064 | 0.0022064 | 0.0022064 | 0.0022064 | 0.0022064 | 0.0022064 | 0.0022064 | 0.0022064 | 0.0022064 | 0.0022064 | 0.0022064 | 0.0022064 | 0.0022064 | 0 | 0 | 0 | 0 | 0 | 0 | 0 | 0 | 0 | 0 | 0 | 0 | 0 | 0 | 0 | 0 | 0 | 0 | 0 | 0 | 0 | 0 | 0 | 0 | 0 | 0 | 0 | 0 | 0 | 0 | 0 | 0 | 0 | 0 | 0 | 0 | 0 | 0 | 0 | 0 | 47673.7846 | 11645.9866 | 0 | 0
| TNA011-155056985 | 315 | TNA011 | TNA | 0 | 0 | 0.00082637 | 0.00087502 | 0.00092367 | 0.00096341 | 0.0010052 | 0.0010559 | 0.0011142 | 0.0011594 | 0.0011594 | 0.0011594 | 0.0011594 | 0.0011594 | 0.0011594 | 0.0011594 | 0.0011594 | 0.0011594 | 0.0011594 | 0.0011594 | 0.0011594 | 0.0011594 | 154.352 | 155.7221 | 157.0923 | 158.4624 | 159.8326 | 160.7141 | 161.5955 | 162.4769 | 163.3584 | 164.2398 | 165.1213 | 166.0027 | 166.8842 | 167.7656 | 168.6471 | 169.5285 | 170.41 | 171.2914 | 172.1728 | 173.0543 | 3.699 | 3.9515 | 4.2079 | 4.4273 | 4.6593 | 4.9213 | 5.2212 | 5.4628 | 5.4924 | 5.5221 | 5.5517 | 5.5813 | 5.611 | 5.6406 | 5.6703 | 5.6999 | 5.7295 | 5.7592 | 5.7888 | 5.8184 | 49768.8721 | 12461.4013 | 3671259.3551 | 919229.9146
| TNA012-182581784 | 169 | TNA012 | TNA | 0 | 0 | 0 | 0 | 0 | 0 | 0 | 0 | 0 | 0 | 0 | 0 | 0 | 0 | 0 | 0 | 0 | 0 | 0 | 0 | 0 | 0 | 52.2279 | 52.68 | 53.132 | 53.584 | 54.036 | 54.2642 | 54.4924 | 54.7205 | 54.9487 | 55.1768 | 55.405 | 55.6331 | 55.8613 | 56.0895 | 56.3176 | 56.5458 | 56.7739 | 57.0021 | 57.2302 | 57.4584 | 0 | 0 | 0 | 0 | 0 | 0 | 0 | 0 | 0 | 0 | 0 | 0 | 0 | 0 | 0 | 0 | 0 | 0 | 0 | 0 | 49768.8721 | 12461.4013 | 0 | 0
| TNA014-154750885 | 80 | TNA014 | TNA | 0 | 0 | 0.091058 | 0.095769 | 0.1001 | 0.10356 | 0.10712 | 0.11163 | 0.11635 | 0.11952 | 0.11952 | 0.11952 | 0.11952 | 0.11952 | 0.11952 | 0.11952 | 0.11952 | 0.11952 | 0.11952 | 0.11952 | 0.11952 | 0.11952 | 0 | 0 | 0 | 0 | 0 | 0 | 0 | 0 | 0 | 0 | 0 | 0 | 0 | 0 | 0 | 0 | 0 | 0 | 0 | 0 | 0 | 0 | 0 | 0 | 0 | 0 | 0 | 0 | 0 | 0 | 0 | 0 | 0 | 0 | 0 | 0 | 0 | 0 | 0 | 0 | 49768.8721 | 12461.4013 | 0 | 0
| TNA021-154751071 | 135 | TNA021 | TNA | 0 | 0 | 0.0033233 | 0.0033594 | 0.0033955 | 0.0034255 | 0.0034536 | 0.0035037 | 0.0035438 | 0.0035678 | 0.0035678 | 0.0035678 | 0.0035678 | 0.0035678 | 0.0035678 | 0.0035678 | 0.0035678 | 0.0035678 | 0.0035678 | 0.0035678 | 0.0035678 | 0.0035678 | 35.5923 | 35.9204 | 36.2486 | 36.5767 | 36.9049 | 37.1159 | 37.327 | 37.5381 | 37.7492 | 37.9602 | 38.1713 | 38.3824 | 38.5935 | 38.8046 | 39.0156 | 39.2267 | 39.4378 | 39.6489 | 39.8599 | 40.071 | 3.4302 | 3.4995 | 3.5693 | 3.6336 | 3.6962 | 3.7713 | 3.8361 | 3.884 | 3.9058 | 3.9277 | 3.9495 | 3.9713 | 3.9932 | 4.015 | 4.0369 | 4.0587 | 4.0805 | 4.1024 | 4.1242 | 4.1461 | 49768.8721 | 12461.4013 | 2764023.0943 | 692071.158
| TNA021-158086216 | 75 | TNA021 | TNA | 0 | 0 | 0.0033233 | 0.0033594 | 0.0033955 | 0.0034255 | 0.0034536 | 0.0035037 | 0.0035438 | 0.0035678 | 0.0035678 | 0.0035678 | 0.0035678 | 0.0035678 | 0.0035678 | 0.0035678 | 0.0035678 | 0.0035678 | 0.0035678 | 0.0035678 | 0.0035678 | 0.0035678 | 0.5294 | 0.53452 | 0.53964 | 0.54477 | 0.54989 | 0.55318 | 0.55646 | 0.55975 | 0.56304 | 0.56633 | 0.56961 | 0.5729 | 0.57619 | 0.57948 | 0.58276 | 0.58605 | 0.58934 | 0.59263 | 0.59591 | 0.5992 | 0.051021 | 0.052074 | 0.053138 | 0.054117 | 0.055074 | 0.056207 | 0.057188 | 0.057916 | 0.058256 | 0.058596 | 0.058937 | 0.059277 | 0.059617 | 0.059957 | 0.060297 | 0.060637 | 0.060977 | 0.061318 | 0.061658 | 0.061998 | 49768.8721 | 12461.4013 | 41226.8991 | 10322.6156
| TNA022-182581504 | 220 | TNA022 | TNA | 0 | 0 | 0 | 0 | 0 | 0 | 0 | 0 | 0 | 0 | 0 | 0 | 0 | 0 | 0 | 0 | 0 | 0 | 0 | 0 | 0 | 0 | 66.276 | 66.8162 | 67.3564 | 67.8966 | 68.4368 | 68.7128 | 68.9887 | 69.2646 | 69.5406 | 69.8165 | 70.0925 | 70.3684 | 70.6444 | 70.9203 | 71.1963 | 71.4722 | 71.7481 | 72.0241 | 72.3 | 72.576 | 0 | 0 | 0 | 0 | 0 | 0 | 0 | 0 | 0 | 0 | 0 | 0 | 0 | 0 | 0 | 0 | 0 | 0 | 0 | 0 | 49768.8721 | 12461.4013 | 0 | 0
| TNA022-184844358 | 129 | TNA022 | TNA | 0 | 0 | 0 | 0 | 0 | 0 | 0 | 0 | 0 | 0 | 0 | 0 | 0 | 0 | 0 | 0 | 0 | 0 | 0 | 0 | 0 | 0 | 42.3569 | 42.6954 | 43.0338 | 43.3722 | 43.7106 | 43.9177 | 44.1247 | 44.3317 | 44.5388 | 44.7458 | 44.9528 | 45.1599 | 45.3669 | 45.5739 | 45.781 | 45.988 | 46.195 | 46.402 | 46.6091 | 46.8161 | 0 | 0 | 0 | 0 | 0 | 0 | 0 | 0 | 0 | 0 | 0 | 0 | 0 | 0 | 0 | 0 | 0 | 0 | 0 | 0 | 49768.8721 | 12461.4013 | 0 | 0
| TNA022-187163239 | 180 | TNA022 | TNA | 0 | 0 | 0 | 0 | 0 | 0 | 0 | 0 | 0 | 0 | 0 | 0 | 0 | 0 | 0 | 0 | 0 | 0 | 0 | 0 | 0 | 0 | 2.1879 | 2.2115 | 2.2352 | 2.2589 | 2.2825 | 2.289 | 2.2954 | 2.3019 | 2.3084 | 2.3149 | 2.3213 | 2.3278 | 2.3343 | 2.3407 | 2.3472 | 2.3537 | 2.3602 | 2.3666 | 2.3731 | 2.3796 | 0 | 0 | 0 | 0 | 0 | 0 | 0 | 0 | 0 | 0 | 0 | 0 | 0 | 0 | 0 | 0 | 0 | 0 | 0 | 0 | 49768.8721 | 12461.4013 | 0 | 0
| TNA022-194840439 | 115 | TNA022 | TNA | 0 | 0 | 0 | 0 | 0 | 0 | 0 | 0 | 0 | 0 | 0 | 0 | 0 | 0 | 0 | 0 | 0 | 0 | 0 | 0 | 0 | 0 | 6.1872 | 6.236 | 6.2847 | 6.3335 | 6.3823 | 6.3958 | 6.4093 | 6.4228 | 6.4363 | 6.4498 | 6.4633 | 6.4769 | 6.4904 | 6.5039 | 6.5174 | 6.5309 | 6.5444 | 6.5579 | 6.5714 | 6.5849 | 0 | 0 | 0 | 0 | 0 | 0 | 0 | 0 | 0 | 0 | 0 | 0 | 0 | 0 | 0 | 0 | 0 | 0 | 0 | 0 | 49768.8721 | 12461.4013 | 0 | 0
| TNA023-154633087 | 9 | TNA023 | TNA | 0 | 0 | 0.0063765 | 0.0067271 | 0.0070565 | 0.0073527 | 0.0076579 | 0.0079873 | 0.0083288 | 0.0086159 | 0.0086159 | 0.0086159 | 0.0086159 | 0.0086159 | 0.0086159 | 0.0086159 | 0.0086159 | 0.0086159 | 0.0086159 | 0.0086159 | 0.0086159 | 0.0086159 | 0 | 0 | 0 | 0 | 0 | 0 | 0 | 0 | 0 | 0 | 0 | 0 | 0 | 0 | 0 | 0 | 0 | 0 | 0 | 0 | 0 | 0 | 0 | 0 | 0 | 0 | 0 | 0 | 0 | 0 | 0 | 0 | 0 | 0 | 0 | 0 | 0 | 0 | 0 | 0 | 49768.8721 | 12461.4013 | 0 | 0
| TNA023-154751161 | 83 | TNA023 | TNA | 0 | 0 | 0.0063765 | 0.0067271 | 0.0070565 | 0.0073527 | 0.0076579 | 0.0079873 | 0.0083288 | 0.0086159 | 0.0086159 | 0.0086159 | 0.0086159 | 0.0086159 | 0.0086159 | 0.0086159 | 0.0086159 | 0.0086159 | 0.0086159 | 0.0086159 | 0.0086159 | 0.0086159 | 0.57679 | 0.57679 | 0.57679 | 0.57679 | 0.57679 | 0.57679 | 0.57679 | 0.57679 | 0.57679 | 0.57679 | 0.57679 | 0.57679 | 0.57679 | 0.57679 | 0.57679 | 0.57679 | 0.57679 | 0.57679 | 0.57679 | 0.57679 | 0.10666 | 0.11252 | 0.11803 | 0.12299 | 0.12809 | 0.1336 | 0.13932 | 0.14412 | 0.14412 | 0.14412 | 0.14412 | 0.14412 | 0.14412 | 0.14412 | 0.14412 | 0.14412 | 0.14412 | 0.14412 | 0.14412 | 0.14412 | 49768.8721 | 12461.4013 | 96952.0085 | 24275.372
| TNA024-154751243 | 39 | TNA024 | TNA | 0 | 0 | 0.019878 | 0.020994 | 0.022039 | 0.022951 | 0.023824 | 0.024878 | 0.026014 | 0.026886 | 0.026886 | 0.026886 | 0.026886 | 0.026886 | 0.026886 | 0.026886 | 0.026886 | 0.026886 | 0.026886 | 0.026886 | 0.026886 | 0.026886 | 0 | 0 | 0 | 0 | 0 | 0 | 0 | 0 | 0 | 0 | 0 | 0 | 0 | 0 | 0 | 0 | 0 | 0 | 0 | 0 | 0 | 0 | 0 | 0 | 0 | 0 | 0 | 0 | 0 | 0 | 0 | 0 | 0 | 0 | 0 | 0 | 0 | 0 | 0 | 0 | 49768.8721 | 12461.4013 | 0 | 0
| TNA031-188490107 | 244 | TNA031 | TNA | 0 | 0 | 0.003251 | 0.0033736 | 0.0034732 | 0.0035603 | 0.003642 | 0.0037487 | 0.0038784 | 0.0039691 | 0.0039691 | 0.0039691 | 0.0039691 | 0.0039691 | 0.0039691 | 0.0039691 | 0.0039691 | 0.0039691 | 0.0039691 | 0.0039691 | 0.0039691 | 0.0039691 | 1.3108 | 1.3227 | 1.3346 | 1.3466 | 1.3585 | 1.3645 | 1.3705 | 1.3764 | 1.3824 | 1.3884 | 1.3944 | 1.4003 | 1.4063 | 1.4123 | 1.4182 | 1.4242 | 1.4302 | 1.4362 | 1.4421 | 1.4481 | 0.12358 | 0.12941 | 0.13443 | 0.13903 | 0.14349 | 0.14834 | 0.15414 | 0.15843 | 0.15912 | 0.15981 | 0.16049 | 0.16118 | 0.16187 | 0.16256 | 0.16324 | 0.16393 | 0.16462 | 0.16531 | 0.16599 | 0.16668 | 49768.8721 | 12461.4013 | 109311.9109 | 27370.1117
| TNA033-153234693 | 49 | TNA033 | TNA | 0 | 0 | 0.0014302 | 0.0014866 | 0.0015472 | 0.0015927 | 0.0016375 | 0.0016953 | 0.0017639 | 0.0018203 | 0.0018203 | 0.0018203 | 0.0018203 | 0.0018203 | 0.0018203 | 0.0018203 | 0.0018203 | 0.0018203 | 0.0018203 | 0.0018203 | 0.0018203 | 0.0018203 | 0 | 0 | 0 | 0 | 0 | 0 | 0 | 0 | 0 | 0 | 0 | 0 | 0 | 0 | 0 | 0 | 0 | 0 | 0 | 0 | 0 | 0 | 0 | 0 | 0 | 0 | 0 | 0 | 0 | 0 | 0 | 0 | 0 | 0 | 0 | 0 | 0 | 0 | 0 | 0 | 49768.8721 | 12461.4013 | 0 | 0
| TNA033-178283696 | 5 | TNA033 | TNA | 0 | 0 | 0.0014302 | 0.0014866 | 0.0015472 | 0.0015927 | 0.0016375 | 0.0016953 | 0.0017639 | 0.0018203 | 0.0018203 | 0.0018203 | 0.0018203 | 0.0018203 | 0.0018203 | 0.0018203 | 0.0018203 | 0.0018203 | 0.0018203 | 0.0018203 | 0.0018203 | 0.0018203 | 0 | 0 | 0 | 0 | 0 | 0 | 0 | 0 | 0 | 0 | 0 | 0 | 0 | 0 | 0 | 0 | 0 | 0 | 0 | 0 | 0 | 0 | 0 | 0 | 0 | 0 | 0 | 0 | 0 | 0 | 0 | 0 | 0 | 0 | 0 | 0 | 0 | 0 | 0 | 0 | 49768.8721 | 12461.4013 | 0 | 0
| TNA033-188490077 | 213 | TNA033 | TNA | 0 | 0 | 0.0014302 | 0.0014866 | 0.0015472 | 0.0015927 | 0.0016375 | 0.0016953 | 0.0017639 | 0.0018203 | 0.0018203 | 0.0018203 | 0.0018203 | 0.0018203 | 0.0018203 | 0.0018203 | 0.0018203 | 0.0018203 | 0.0018203 | 0.0018203 | 0.0018203 | 0.0018203 | 0.69714 | 0.70532 | 0.71349 | 0.72167 | 0.72984 | 0.72892 | 0.72799 | 0.72707 | 0.72615 | 0.72522 | 0.7243 | 0.72338 | 0.72245 | 0.72153 | 0.7206 | 0.71968 | 0.71876 | 0.71783 | 0.71691 | 0.71599 | 0.028915 | 0.030406 | 0.032014 | 0.033334 | 0.034659 | 0.035837 | 0.03724 | 0.038381 | 0.038332 | 0.038283 | 0.038234 | 0.038186 | 0.038137 | 0.038088 | 0.038039 | 0.037991 | 0.037942 | 0.037893 | 0.037844 | 0.037796 | 49768.8721 | 12461.4013 | 25846.4378 | 6471.5719
| TQY021-185165057 | 182 | TQY021 | TQY | 0 | 0 | 0.0026614 | 0.0027029 | 0.0027552 | 0.0027814 | 0.0028141 | 0.0028229 | 0.0028381 | 0.0028447 | 0.0028447 | 0.0028447 | 0.0028447 | 0.0028447 | 0.0028447 | 0.0028447 | 0.0028447 | 0.0028447 | 0.0028447 | 0.0028447 | 0.0028447 | 0.0028447 | 32.0833 | 32.367 | 32.6508 | 32.9346 | 33.2183 | 33.1287 | 33.0392 | 32.9496 | 32.86 | 32.7704 | 32.6809 | 32.5913 | 32.5017 | 32.4121 | 32.3225 | 32.233 | 32.1434 | 32.0538 | 31.9642 | 31.8747 | 2.4762 | 2.537 | 2.6089 | 2.6565 | 2.7109 | 2.712 | 2.7193 | 2.7182 | 2.7108 | 2.7034 | 2.696 | 2.6886 | 2.6812 | 2.6739 | 2.6665 | 2.6591 | 2.6517 | 2.6443 | 2.6369 | 2.6295 | 36500.4227 | 12301.1103 | 1401287.867 | 472251.9717
| TQY021-187647017 | 236 | TQY021 | TQY | 0 | 0 | 0.0026614 | 0.0027029 | 0.0027552 | 0.0027814 | 0.0028141 | 0.0028229 | 0.0028381 | 0.0028447 | 0.0028447 | 0.0028447 | 0.0028447 | 0.0028447 | 0.0028447 | 0.0028447 | 0.0028447 | 0.0028447 | 0.0028447 | 0.0028447 | 0.0028447 | 0.0028447 | 36.7014 | 37.0335 | 37.3657 | 37.6978 | 38.03 | 37.8062 | 37.5824 | 37.3585 | 37.1347 | 36.9109 | 36.6871 | 36.4633 | 36.2395 | 36.0157 | 35.7919 | 35.568 | 35.3442 | 35.1204 | 34.8966 | 34.6728 | 2.8327 | 2.9028 | 2.9856 | 3.0407 | 3.1036 | 3.0949 | 3.0932 | 3.0819 | 3.0635 | 3.045 | 3.0265 | 3.0081 | 2.9896 | 2.9711 | 2.9527 | 2.9342 | 2.9157 | 2.8973 | 2.8788 | 2.8604 | 36500.4227 | 12301.1103 | 1577554.5553 | 531656.1049
| TQY021-192995237 | 545 | TQY021 | TQY | 0 | 0 | 0.0026614 | 0.0027029 | 0.0027552 | 0.0027814 | 0.0028141 | 0.0028229 | 0.0028381 | 0.0028447 | 0.0028447 | 0.0028447 | 0.0028447 | 0.0028447 | 0.0028447 | 0.0028447 | 0.0028447 | 0.0028447 | 0.0028447 | 0.0028447 | 0.0028447 | 0.0028447 | 34.7884 | 35.1261 | 35.4637 | 35.8013 | 36.1389 | 36.1121 | 36.0852 | 36.0583 | 36.0314 | 36.0046 | 35.9777 | 35.9508 | 35.924 | 35.8971 | 35.8702 | 35.8433 | 35.8165 | 35.7896 | 35.7627 | 35.7358 | 2.685 | 2.7533 | 2.8336 | 2.8878 | 2.9493 | 2.9562 | 2.97 | 2.9747 | 2.9724 | 2.9702 | 2.968 | 2.9658 | 2.9636 | 2.9614 | 2.9591 | 2.9569 | 2.9547 | 2.9525 | 2.9503 | 2.9481 | 36500.4227 | 12301.1103 | 1539136.3923 | 518708.6915
| TQY021-24613536 | 275 | TQY021 | TQY | 0 | 0 | 0.0026614 | 0.0027029 | 0.0027552 | 0.0027814 | 0.0028141 | 0.0028229 | 0.0028381 | 0.0028447 | 0.0028447 | 0.0028447 | 0.0028447 | 0.0028447 | 0.0028447 | 0.0028447 | 0.0028447 | 0.0028447 | 0.0028447 | 0.0028447 | 0.0028447 | 0.0028447 | 10.5566 | 10.572 | 10.5875 | 10.6029 | 10.6183 | 10.5716 | 10.5249 | 10.4782 | 10.4315 | 10.3848 | 10.3381 | 10.2914 | 10.2447 | 10.198 | 10.1513 | 10.1046 | 10.0579 | 10.0112 | 9.9645 | 9.9179 | 0.81477 | 0.82867 | 0.84596 | 0.85524 | 0.86656 | 0.86543 | 0.86626 | 0.86441 | 0.86056 | 0.8567 | 0.85285 | 0.849 | 0.84515 | 0.84129 | 0.83744 | 0.83359 | 0.82974 | 0.82588 | 0.82203 | 0.81818 | 36500.4227 | 12301.1103 | 446022.6639 | 150315.3545
| TQY022-192995279 | 150 | TQY022 | TQY | 0 | 0 | 0.0025529 | 0.0026291 | 0.0026905 | 0.0027456 | 0.0028091 | 0.0028726 | 0.0029551 | 0.0029721 | 0.0029721 | 0.0029721 | 0.0029721 | 0.0029721 | 0.0029721 | 0.0029721 | 0.0029721 | 0.0029721 | 0.0029721 | 0.0029721 | 0.0029721 | 0.0029721 | 13.3301 | 13.3956 | 13.4611 | 13.5265 | 13.592 | 13.5863 | 13.5807 | 13.575 | 13.5693 | 13.5637 | 13.558 | 13.5523 | 13.5467 | 13.541 | 13.5353 | 13.5297 | 13.524 | 13.5183 | 13.5127 | 13.507 | 0.98689 | 1.0213 | 1.0503 | 1.077 | 1.1072 | 1.1318 | 1.1638 | 1.17 | 1.1695 | 1.169 | 1.1686 | 1.1681 | 1.1676 | 1.1671 | 1.1666 | 1.1661 | 1.1656 | 1.1651 | 1.1647 | 1.1642 | 36500.4227 | 12301.1103 | 594637.4389 | 200400.4384
| TQY022-88336509 | 39 | TQY022 | TQY | 0 | 2 | 0.0025529 | 0.0026291 | 0.0026905 | 0.0027456 | 0.0028091 | 0.0028726 | 0.0029551 | 0.0029721 | 0.0029721 | 0.0029721 | 0.0029721 | 0.0029721 | 0.0029721 | 0.0029721 | 0.0029721 | 0.0029721 | 0.0029721 | 0.0029721 | 0.0029721 | 0.0029721 | 17.2971 | 17.4391 | 17.5811 | 17.7231 | 17.8651 | 17.8256 | 17.7861 | 17.7466 | 17.7071 | 17.6675 | 17.628 | 17.5885 | 17.549 | 17.5095 | 17.4699 | 17.4304 | 17.3909 | 17.3514 | 17.3119 | 17.2724 | 1.2806 | 1.3296 | 1.3718 | 1.4111 | 1.4553 | 1.485 | 1.5242 | 1.5296 | 1.5262 | 1.5228 | 1.5194 | 1.5159 | 1.5125 | 1.5091 | 1.5057 | 1.5023 | 1.4989 | 1.4955 | 1.4921 | 1.4887 | 36500.4227 | 12301.1103 | 772785.2787 | 260438.5438
| TQY031-156447550 | 388 | TQY031 | TQY | 0 | 0 | 0.0028668 | 0.0029426 | 0.003 | 0.0030512 | 0.0031004 | 0.003168 | 0.0032643 | 0.0033238 | 0.0033238 | 0.0033238 | 0.0033238 | 0.0033238 | 0.0033238 | 0.0033238 | 0.0033238 | 0.0033238 | 0.0033238 | 0.0033238 | 0.0033238 | 0.0033238 | 28.9671 | 29.0318 | 29.0965 | 29.1611 | 29.2258 | 29.054 | 28.8822 | 28.7104 | 28.5387 | 28.3669 | 28.1951 | 28.0233 | 27.8515 | 27.6797 | 27.5079 | 27.3362 | 27.1644 | 26.9926 | 26.8208 | 26.649 | 2.4083 | 2.4775 | 2.5314 | 2.5803 | 2.6277 | 2.6693 | 2.7342 | 2.7674 | 2.7508 | 2.7343 | 2.7177 | 2.7011 | 2.6846 | 2.668 | 2.6515 | 2.6349 | 2.6184 | 2.6018 | 2.5852 | 2.5687 | 36500.4227 | 12301.1103 | 1387834.9911 | 467718.1801
| TQY031-192995335 | 329 | TQY031 | TQY | 0 | 0 | 0.0028668 | 0.0029426 | 0.003 | 0.0030512 | 0.0031004 | 0.003168 | 0.0032643 | 0.0033238 | 0.0033238 | 0.0033238 | 0.0033238 | 0.0033238 | 0.0033238 | 0.0033238 | 0.0033238 | 0.0033238 | 0.0033238 | 0.0033238 | 0.0033238 | 0.0033238 | 12.275 | 12.3131 | 12.3513 | 12.3894 | 12.4276 | 12.3277 | 12.2279 | 12.128 | 12.0282 | 11.9283 | 11.8285 | 11.7286 | 11.6288 | 11.5289 | 11.4291 | 11.3293 | 11.2294 | 11.1296 | 11.0297 | 10.9299 | 1.0205 | 1.0508 | 1.0746 | 1.0963 | 1.1174 | 1.1326 | 1.1576 | 1.169 | 1.1594 | 1.1498 | 1.1401 | 1.1305 | 1.1209 | 1.1113 | 1.1016 | 1.092 | 1.0824 | 1.0728 | 1.0631 | 1.0535 | 36500.4227 | 12301.1103 | 582988.5467 | 196474.6125
| TQY032-192995307 | 236 | TQY032 | TQY | 0 | 0 | 0.0035472 | 0.0036321 | 0.003717 | 0.0037759 | 0.0038325 | 0.0038797 | 0.0039693 | 0.0040377 | 0.0040377 | 0.0040377 | 0.0040377 | 0.0040377 | 0.0040377 | 0.0040377 | 0.0040377 | 0.0040377 | 0.0040377 | 0.0040377 | 0.0040377 | 0.0040377 | 8.5957 | 8.6413 | 8.6868 | 8.7324 | 8.778 | 8.729 | 8.68 | 8.631 | 8.582 | 8.533 | 8.484 | 8.435 | 8.386 | 8.337 | 8.288 | 8.239 | 8.19 | 8.141 | 8.092 | 8.043 | 0.88422 | 0.91019 | 0.93638 | 0.95622 | 0.97562 | 0.98211 | 0.99916 | 1.0106 | 1.0049 | 0.99916 | 0.99343 | 0.98769 | 0.98195 | 0.97621 | 0.97047 | 0.96474 | 0.959 | 0.95326 | 0.94752 | 0.94179 | 36500.4227 | 12301.1103 | 509292.1396 | 171637.9787
| TRG002-154491390 | 9 | TRG002 | TRG | 0 | 0 | 0 | 0 | 0 | 0 | 0 | 0 | 0 | 0 | 0 | 0 | 0 | 0 | 0 | 0 | 0 | 0 | 0 | 0 | 0 | 0 | 0 | 0 | 0 | 0 | 0 | 0 | 0 | 0 | 0 | 0 | 0 | 0 | 0 | 0 | 0 | 0 | 0 | 0 | 0 | 0 | 0 | 0 | 0 | 0 | 0 | 0 | 0 | 0 | 0 | 0 | 0 | 0 | 0 | 0 | 0 | 0 | 0 | 0 | 0 | 0 | 45911.034 | 11798.8843 | 0 | 0
| TRG002-158166546 | 6 | TRG002 | TRG | 0 | 0 | 0 | 0 | 0 | 0 | 0 | 0 | 0 | 0 | 0 | 0 | 0 | 0 | 0 | 0 | 0 | 0 | 0 | 0 | 0 | 0 | 0 | 0 | 0 | 0 | 0 | 0 | 0 | 0 | 0 | 0 | 0 | 0 | 0 | 0 | 0 | 0 | 0 | 0 | 0 | 0 | 0 | 0 | 0 | 0 | 0 | 0 | 0 | 0 | 0 | 0 | 0 | 0 | 0 | 0 | 0 | 0 | 0 | 0 | 0 | 0 | 45911.034 | 11798.8843 | 0 | 0
| TRG002-158166806 | 3 | TRG002 | TRG | 0 | 0 | 0 | 0 | 0 | 0 | 0 | 0 | 0 | 0 | 0 | 0 | 0 | 0 | 0 | 0 | 0 | 0 | 0 | 0 | 0 | 0 | 0 | 0 | 0 | 0 | 0 | 0 | 0 | 0 | 0 | 0 | 0 | 0 | 0 | 0 | 0 | 0 | 0 | 0 | 0 | 0 | 0 | 0 | 0 | 0 | 0 | 0 | 0 | 0 | 0 | 0 | 0 | 0 | 0 | 0 | 0 | 0 | 0 | 0 | 0 | 0 | 45911.034 | 11798.8843 | 0 | 0
| TRG002-158205190 | 4 | TRG002 | TRG | 0 | 0 | 0 | 0 | 0 | 0 | 0 | 0 | 0 | 0 | 0 | 0 | 0 | 0 | 0 | 0 | 0 | 0 | 0 | 0 | 0 | 0 | 0 | 0 | 0 | 0 | 0 | 0 | 0 | 0 | 0 | 0 | 0 | 0 | 0 | 0 | 0 | 0 | 0 | 0 | 0 | 0 | 0 | 0 | 0 | 0 | 0 | 0 | 0 | 0 | 0 | 0 | 0 | 0 | 0 | 0 | 0 | 0 | 0 | 0 | 0 | 0 | 45911.034 | 11798.8843 | 0 | 0
| TRG002-158205316 | 5 | TRG002 | TRG | 0 | 0 | 0 | 0 | 0 | 0 | 0 | 0 | 0 | 0 | 0 | 0 | 0 | 0 | 0 | 0 | 0 | 0 | 0 | 0 | 0 | 0 | 0 | 0 | 0 | 0 | 0 | 0 | 0 | 0 | 0 | 0 | 0 | 0 | 0 | 0 | 0 | 0 | 0 | 0 | 0 | 0 | 0 | 0 | 0 | 0 | 0 | 0 | 0 | 0 | 0 | 0 | 0 | 0 | 0 | 0 | 0 | 0 | 0 | 0 | 0 | 0 | 45911.034 | 11798.8843 | 0 | 0
| TRG002-158205503 | 4 | TRG002 | TRG | 0 | 0 | 0 | 0 | 0 | 0 | 0 | 0 | 0 | 0 | 0 | 0 | 0 | 0 | 0 | 0 | 0 | 0 | 0 | 0 | 0 | 0 | 0 | 0 | 0 | 0 | 0 | 0 | 0 | 0 | 0 | 0 | 0 | 0 | 0 | 0 | 0 | 0 | 0 | 0 | 0 | 0 | 0 | 0 | 0 | 0 | 0 | 0 | 0 | 0 | 0 | 0 | 0 | 0 | 0 | 0 | 0 | 0 | 0 | 0 | 0 | 0 | 45911.034 | 11798.8843 | 0 | 0
| TRG002-158205673 | 2 | TRG002 | TRG | 0 | 0 | 0 | 0 | 0 | 0 | 0 | 0 | 0 | 0 | 0 | 0 | 0 | 0 | 0 | 0 | 0 | 0 | 0 | 0 | 0 | 0 | 0 | 0 | 0 | 0 | 0 | 0 | 0 | 0 | 0 | 0 | 0 | 0 | 0 | 0 | 0 | 0 | 0 | 0 | 0 | 0 | 0 | 0 | 0 | 0 | 0 | 0 | 0 | 0 | 0 | 0 | 0 | 0 | 0 | 0 | 0 | 0 | 0 | 0 | 0 | 0 | 45911.034 | 11798.8843 | 0 | 0
| TRG002-158205847 | 5 | TRG002 | TRG | 0 | 0 | 0 | 0 | 0 | 0 | 0 | 0 | 0 | 0 | 0 | 0 | 0 | 0 | 0 | 0 | 0 | 0 | 0 | 0 | 0 | 0 | 0 | 0 | 0 | 0 | 0 | 0 | 0 | 0 | 0 | 0 | 0 | 0 | 0 | 0 | 0 | 0 | 0 | 0 | 0 | 0 | 0 | 0 | 0 | 0 | 0 | 0 | 0 | 0 | 0 | 0 | 0 | 0 | 0 | 0 | 0 | 0 | 0 | 0 | 0 | 0 | 45911.034 | 11798.8843 | 0 | 0
| TRG002-163035708 | 3 | TRG002 | TRG | 0 | 0 | 0 | 0 | 0 | 0 | 0 | 0 | 0 | 0 | 0 | 0 | 0 | 0 | 0 | 0 | 0 | 0 | 0 | 0 | 0 | 0 | 0 | 0 | 0 | 0 | 0 | 0 | 0 | 0 | 0 | 0 | 0 | 0 | 0 | 0 | 0 | 0 | 0 | 0 | 0 | 0 | 0 | 0 | 0 | 0 | 0 | 0 | 0 | 0 | 0 | 0 | 0 | 0 | 0 | 0 | 0 | 0 | 0 | 0 | 0 | 0 | 45911.034 | 11798.8843 | 0 | 0
| TRG002-163036120 | 7 | TRG002 | TRG | 0 | 0 | 0 | 0 | 0 | 0 | 0 | 0 | 0 | 0 | 0 | 0 | 0 | 0 | 0 | 0 | 0 | 0 | 0 | 0 | 0 | 0 | 0 | 0 | 0 | 0 | 0 | 0 | 0 | 0 | 0 | 0 | 0 | 0 | 0 | 0 | 0 | 0 | 0 | 0 | 0 | 0 | 0 | 0 | 0 | 0 | 0 | 0 | 0 | 0 | 0 | 0 | 0 | 0 | 0 | 0 | 0 | 0 | 0 | 0 | 0 | 0 | 45911.034 | 11798.8843 | 0 | 0
| TRG002-24598160 | 59 | TRG002 | TRG | 0 | 0 | 0 | 0 | 0 | 0 | 0 | 0 | 0 | 0 | 0 | 0 | 0 | 0 | 0 | 0 | 0 | 0 | 0 | 0 | 0 | 0 | 0 | 0 | 0 | 0 | 0 | 0 | 0 | 0 | 0 | 0 | 0 | 0 | 0 | 0 | 0 | 0 | 0 | 0 | 0 | 0 | 0 | 0 | 0 | 0 | 0 | 0 | 0 | 0 | 0 | 0 | 0 | 0 | 0 | 0 | 0 | 0 | 0 | 0 | 0 | 0 | 45911.034 | 11798.8843 | 0 | 0
| TRG002-24598202 | 18 | TRG002 | TRG | 0 | 0 | 0 | 0 | 0 | 0 | 0 | 0 | 0 | 0 | 0 | 0 | 0 | 0 | 0 | 0 | 0 | 0 | 0 | 0 | 0 | 0 | 0 | 0 | 0 | 0 | 0 | 0 | 0 | 0 | 0 | 0 | 0 | 0 | 0 | 0 | 0 | 0 | 0 | 0 | 0 | 0 | 0 | 0 | 0 | 0 | 0 | 0 | 0 | 0 | 0 | 0 | 0 | 0 | 0 | 0 | 0 | 0 | 0 | 0 | 0 | 0 | 45911.034 | 11798.8843 | 0 | 0
| TRG003-162785300 | 3 | TRG003 | TRG | 0 | 0 | 0 | 0 | 0 | 0 | 0 | 0 | 0 | 0 | 0 | 0 | 0 | 0 | 0 | 0 | 0 | 0 | 0 | 0 | 0 | 0 | 0 | 0 | 0 | 0 | 0 | 0 | 0 | 0 | 0 | 0 | 0 | 0 | 0 | 0 | 0 | 0 | 0 | 0 | 0 | 0 | 0 | 0 | 0 | 0 | 0 | 0 | 0 | 0 | 0 | 0 | 0 | 0 | 0 | 0 | 0 | 0 | 0 | 0 | 0 | 0 | 45911.034 | 11798.8843 | 0 | 0
| TRG003-162785510 | 3 | TRG003 | TRG | 0 | 0 | 0 | 0 | 0 | 0 | 0 | 0 | 0 | 0 | 0 | 0 | 0 | 0 | 0 | 0 | 0 | 0 | 0 | 0 | 0 | 0 | 0 | 0 | 0 | 0 | 0 | 0 | 0 | 0 | 0 | 0 | 0 | 0 | 0 | 0 | 0 | 0 | 0 | 0 | 0 | 0 | 0 | 0 | 0 | 0 | 0 | 0 | 0 | 0 | 0 | 0 | 0 | 0 | 0 | 0 | 0 | 0 | 0 | 0 | 0 | 0 | 45911.034 | 11798.8843 | 0 | 0
| TRG003-163036413 | 3 | TRG003 | TRG | 0 | 0 | 0 | 0 | 0 | 0 | 0 | 0 | 0 | 0 | 0 | 0 | 0 | 0 | 0 | 0 | 0 | 0 | 0 | 0 | 0 | 0 | 0 | 0 | 0 | 0 | 0 | 0 | 0 | 0 | 0 | 0 | 0 | 0 | 0 | 0 | 0 | 0 | 0 | 0 | 0 | 0 | 0 | 0 | 0 | 0 | 0 | 0 | 0 | 0 | 0 | 0 | 0 | 0 | 0 | 0 | 0 | 0 | 0 | 0 | 0 | 0 | 45911.034 | 11798.8843 | 0 | 0
| TRG003-163036890 | 2 | TRG003 | TRG | 0 | 0 | 0 | 0 | 0 | 0 | 0 | 0 | 0 | 0 | 0 | 0 | 0 | 0 | 0 | 0 | 0 | 0 | 0 | 0 | 0 | 0 | 0 | 0 | 0 | 0 | 0 | 0 | 0 | 0 | 0 | 0 | 0 | 0 | 0 | 0 | 0 | 0 | 0 | 0 | 0 | 0 | 0 | 0 | 0 | 0 | 0 | 0 | 0 | 0 | 0 | 0 | 0 | 0 | 0 | 0 | 0 | 0 | 0 | 0 | 0 | 0 | 45911.034 | 11798.8843 | 0 | 0
| TRG003-163037137 | 4 | TRG003 | TRG | 0 | 0 | 0 | 0 | 0 | 0 | 0 | 0 | 0 | 0 | 0 | 0 | 0 | 0 | 0 | 0 | 0 | 0 | 0 | 0 | 0 | 0 | 0 | 0 | 0 | 0 | 0 | 0 | 0 | 0 | 0 | 0 | 0 | 0 | 0 | 0 | 0 | 0 | 0 | 0 | 0 | 0 | 0 | 0 | 0 | 0 | 0 | 0 | 0 | 0 | 0 | 0 | 0 | 0 | 0 | 0 | 0 | 0 | 0 | 0 | 0 | 0 | 45911.034 | 11798.8843 | 0 | 0
| TRG003-163066379 | 3 | TRG003 | TRG | 0 | 0 | 0 | 0 | 0 | 0 | 0 | 0 | 0 | 0 | 0 | 0 | 0 | 0 | 0 | 0 | 0 | 0 | 0 | 0 | 0 | 0 | 0 | 0 | 0 | 0 | 0 | 0 | 0 | 0 | 0 | 0 | 0 | 0 | 0 | 0 | 0 | 0 | 0 | 0 | 0 | 0 | 0 | 0 | 0 | 0 | 0 | 0 | 0 | 0 | 0 | 0 | 0 | 0 | 0 | 0 | 0 | 0 | 0 | 0 | 0 | 0 | 45911.034 | 11798.8843 | 0 | 0
| TRG003-60700569 | 14 | TRG003 | TRG | 0 | 0 | 0 | 0 | 0 | 0 | 0 | 0 | 0 | 0 | 0 | 0 | 0 | 0 | 0 | 0 | 0 | 0 | 0 | 0 | 0 | 0 | 0 | 0 | 0 | 0 | 0 | 0 | 0 | 0 | 0 | 0 | 0 | 0 | 0 | 0 | 0 | 0 | 0 | 0 | 0 | 0 | 0 | 0 | 0 | 0 | 0 | 0 | 0 | 0 | 0 | 0 | 0 | 0 | 0 | 0 | 0 | 0 | 0 | 0 | 0 | 0 | 45911.034 | 11798.8843 | 0 | 0
| TRG004-158007081 | 3 | TRG004 | TRG | 0 | 0 | 0 | 0 | 0 | 0 | 0 | 0 | 0 | 0 | 0 | 0 | 0 | 0 | 0 | 0 | 0 | 0 | 0 | 0 | 0 | 0 | 0 | 0 | 0 | 0 | 0 | 0 | 0 | 0 | 0 | 0 | 0 | 0 | 0 | 0 | 0 | 0 | 0 | 0 | 0 | 0 | 0 | 0 | 0 | 0 | 0 | 0 | 0 | 0 | 0 | 0 | 0 | 0 | 0 | 0 | 0 | 0 | 0 | 0 | 0 | 0 | 45911.034 | 11798.8843 | 0 | 0
| TRG004-162802539 | 8 | TRG004 | TRG | 0 | 0 | 0 | 0 | 0 | 0 | 0 | 0 | 0 | 0 | 0 | 0 | 0 | 0 | 0 | 0 | 0 | 0 | 0 | 0 | 0 | 0 | 0 | 0 | 0 | 0 | 0 | 0 | 0 | 0 | 0 | 0 | 0 | 0 | 0 | 0 | 0 | 0 | 0 | 0 | 0 | 0 | 0 | 0 | 0 | 0 | 0 | 0 | 0 | 0 | 0 | 0 | 0 | 0 | 0 | 0 | 0 | 0 | 0 | 0 | 0 | 0 | 45911.034 | 11798.8843 | 0 | 0
| TRG004-24598258 | 21 | TRG004 | TRG | 0 | 0 | 0 | 0 | 0 | 0 | 0 | 0 | 0 | 0 | 0 | 0 | 0 | 0 | 0 | 0 | 0 | 0 | 0 | 0 | 0 | 0 | 0 | 0 | 0 | 0 | 0 | 0 | 0 | 0 | 0 | 0 | 0 | 0 | 0 | 0 | 0 | 0 | 0 | 0 | 0 | 0 | 0 | 0 | 0 | 0 | 0 | 0 | 0 | 0 | 0 | 0 | 0 | 0 | 0 | 0 | 0 | 0 | 0 | 0 | 0 | 0 | 45911.034 | 11798.8843 | 0 | 0
| TRG005-117365806 | 4 | TRG005 | TRG | 0 | 0 | 0 | 0 | 0 | 0 | 0 | 0 | 0 | 0 | 0 | 0 | 0 | 0 | 0 | 0 | 0 | 0 | 0 | 0 | 0 | 0 | 0 | 0 | 0 | 0 | 0 | 0 | 0 | 0 | 0 | 0 | 0 | 0 | 0 | 0 | 0 | 0 | 0 | 0 | 0 | 0 | 0 | 0 | 0 | 0 | 0 | 0 | 0 | 0 | 0 | 0 | 0 | 0 | 0 | 0 | 0 | 0 | 0 | 0 | 0 | 0 | 45911.034 | 11798.8843 | 0 | 0
| TRG005-158041024 | 8 | TRG005 | TRG | 0 | 0 | 0 | 0 | 0 | 0 | 0 | 0 | 0 | 0 | 0 | 0 | 0 | 0 | 0 | 0 | 0 | 0 | 0 | 0 | 0 | 0 | 0 | 0 | 0 | 0 | 0 | 0 | 0 | 0 | 0 | 0 | 0 | 0 | 0 | 0 | 0 | 0 | 0 | 0 | 0 | 0 | 0 | 0 | 0 | 0 | 0 | 0 | 0 | 0 | 0 | 0 | 0 | 0 | 0 | 0 | 0 | 0 | 0 | 0 | 0 | 0 | 45911.034 | 11798.8843 | 0 | 0
| TRG005-162822850 | 3 | TRG005 | TRG | 0 | 0 | 0 | 0 | 0 | 0 | 0 | 0 | 0 | 0 | 0 | 0 | 0 | 0 | 0 | 0 | 0 | 0 | 0 | 0 | 0 | 0 | 0 | 0 | 0 | 0 | 0 | 0 | 0 | 0 | 0 | 0 | 0 | 0 | 0 | 0 | 0 | 0 | 0 | 0 | 0 | 0 | 0 | 0 | 0 | 0 | 0 | 0 | 0 | 0 | 0 | 0 | 0 | 0 | 0 | 0 | 0 | 0 | 0 | 0 | 0 | 0 | 45911.034 | 11798.8843 | 0 | 0
| TRG005-162823024 | 2 | TRG005 | TRG | 0 | 0 | 0 | 0 | 0 | 0 | 0 | 0 | 0 | 0 | 0 | 0 | 0 | 0 | 0 | 0 | 0 | 0 | 0 | 0 | 0 | 0 | 0 | 0 | 0 | 0 | 0 | 0 | 0 | 0 | 0 | 0 | 0 | 0 | 0 | 0 | 0 | 0 | 0 | 0 | 0 | 0 | 0 | 0 | 0 | 0 | 0 | 0 | 0 | 0 | 0 | 0 | 0 | 0 | 0 | 0 | 0 | 0 | 0 | 0 | 0 | 0 | 45911.034 | 11798.8843 | 0 | 0
| TRG005-24598286 | 15 | TRG005 | TRG | 0 | 0 | 0 | 0 | 0 | 0 | 0 | 0 | 0 | 0 | 0 | 0 | 0 | 0 | 0 | 0 | 0 | 0 | 0 | 0 | 0 | 0 | 0 | 0 | 0 | 0 | 0 | 0 | 0 | 0 | 0 | 0 | 0 | 0 | 0 | 0 | 0 | 0 | 0 | 0 | 0 | 0 | 0 | 0 | 0 | 0 | 0 | 0 | 0 | 0 | 0 | 0 | 0 | 0 | 0 | 0 | 0 | 0 | 0 | 0 | 0 | 0 | 45911.034 | 11798.8843 | 0 | 0
| TRG005-60700588 | 14 | TRG005 | TRG | 0 | 0 | 0 | 0 | 0 | 0 | 0 | 0 | 0 | 0 | 0 | 0 | 0 | 0 | 0 | 0 | 0 | 0 | 0 | 0 | 0 | 0 | 0 | 0 | 0 | 0 | 0 | 0 | 0 | 0 | 0 | 0 | 0 | 0 | 0 | 0 | 0 | 0 | 0 | 0 | 0 | 0 | 0 | 0 | 0 | 0 | 0 | 0 | 0 | 0 | 0 | 0 | 0 | 0 | 0 | 0 | 0 | 0 | 0 | 0 | 0 | 0 | 45911.034 | 11798.8843 | 0 | 0
| TRG005-74127795 | 60 | TRG005 | TRG | 0 | 0 | 0 | 0 | 0 | 0 | 0 | 0 | 0 | 0 | 0 | 0 | 0 | 0 | 0 | 0 | 0 | 0 | 0 | 0 | 0 | 0 | 0 | 0 | 0 | 0 | 0 | 0 | 0 | 0 | 0 | 0 | 0 | 0 | 0 | 0 | 0 | 0 | 0 | 0 | 0 | 0 | 0 | 0 | 0 | 0 | 0 | 0 | 0 | 0 | 0 | 0 | 0 | 0 | 0 | 0 | 0 | 0 | 0 | 0 | 0 | 0 | 45911.034 | 11798.8843 | 0 | 0
| TRG011-185851173 | 662 | TRG011 | TRG | 0 | 0 | 0.0016416 | 0.0016763 | 0.001711 | 0.001711 | 0.001711 | 0.0017457 | 0.0017919 | 0.0018035 | 0.0018035 | 0.0018035 | 0.0018035 | 0.0018035 | 0.0018035 | 0.0018035 | 0.0018035 | 0.0018035 | 0.0018035 | 0.0018035 | 0.0018035 | 0.0018035 | 1.5685 | 1.5833 | 1.5981 | 1.6129 | 1.6277 | 1.6117 | 1.5958 | 1.5798 | 1.5639 | 1.5479 | 1.532 | 1.5161 | 1.5001 | 1.4842 | 1.4682 | 1.4523 | 1.4364 | 1.4204 | 1.4045 | 1.3885 | 0.074673 | 0.076969 | 0.079295 | 0.080028 | 0.080762 | 0.081592 | 0.082925 | 0.082626 | 0.081792 | 0.080958 | 0.080125 | 0.079291 | 0.078457 | 0.077623 | 0.07679 | 0.075956 | 0.075122 | 0.074288 | 0.073455 | 0.072621 | 45911.034 | 11798.8843 | 52155.2939 | 13403.6248
| TRG013-162785300 | 5 | TRG013 | TRG | 0 | 0 | 0.0016424 | 0.0016657 | 0.0016803 | 0.0016744 | 0.0016773 | 0.0016977 | 0.0017298 | 0.0017298 | 0.0017298 | 0.0017298 | 0.0017298 | 0.0017298 | 0.0017298 | 0.0017298 | 0.0017298 | 0.0017298 | 0.0017298 | 0.0017298 | 0.0017298 | 0.0017298 | 0 | 0 | 0 | 0 | 0 | 0 | 0 | 0 | 0 | 0 | 0 | 0 | 0 | 0 | 0 | 0 | 0 | 0 | 0 | 0 | 0 | 0 | 0 | 0 | 0 | 0 | 0 | 0 | 0 | 0 | 0 | 0 | 0 | 0 | 0 | 0 | 0 | 0 | 0 | 0 | 45911.034 | 11798.8843 | 0 | 0
| TRG013-162785510 | 19 | TRG013 | TRG | 0 | 0 | 0.0016424 | 0.0016657 | 0.0016803 | 0.0016744 | 0.0016773 | 0.0016977 | 0.0017298 | 0.0017298 | 0.0017298 | 0.0017298 | 0.0017298 | 0.0017298 | 0.0017298 | 0.0017298 | 0.0017298 | 0.0017298 | 0.0017298 | 0.0017298 | 0.0017298 | 0.0017298 | 3.227e-05 | 3.2562e-05 | 3.2855e-05 | 3.3147e-05 | 3.344e-05 | 3.3024e-05 | 3.2608e-05 | 3.2192e-05 | 3.1776e-05 | 3.136e-05 | 3.0944e-05 | 3.0528e-05 | 3.0112e-05 | 2.9696e-05 | 2.928e-05 | 2.8864e-05 | 2.8448e-05 | 2.8032e-05 | 2.7616e-05 | 2.72e-05 | 1.537e-06 | 1.5729e-06 | 1.6009e-06 | 1.6096e-06 | 1.6266e-06 | 1.6259e-06 | 1.6357e-06 | 1.6148e-06 | 1.594e-06 | 1.5731e-06 | 1.5522e-06 | 1.5314e-06 | 1.5105e-06 | 1.4896e-06 | 1.4688e-06 | 1.4479e-06 | 1.427e-06 | 1.4062e-06 | 1.3853e-06 | 1.3644e-06 | 45911.034 | 11798.8843 | 1.0239 | 0.26314
| TRG013-162806327 | 9 | TRG013 | TRG | 0 | 0 | 0.0016424 | 0.0016657 | 0.0016803 | 0.0016744 | 0.0016773 | 0.0016977 | 0.0017298 | 0.0017298 | 0.0017298 | 0.0017298 | 0.0017298 | 0.0017298 | 0.0017298 | 0.0017298 | 0.0017298 | 0.0017298 | 0.0017298 | 0.0017298 | 0.0017298 | 0.0017298 | 0.00086314 | 0.00087686 | 0.00089057 | 0.00090429 | 0.000918 | 0.00090425 | 0.0008905 | 0.00087675 | 0.000863 | 0.00084925 | 0.0008355 | 0.00082175 | 0.000808 | 0.00079425 | 0.0007805 | 0.00076675 | 0.000753 | 0.00073925 | 0.0007255 | 0.00071175 | 4.1111e-05 | 4.2357e-05 | 4.3395e-05 | 4.3911e-05 | 4.4654e-05 | 4.452e-05 | 4.467e-05 | 4.398e-05 | 4.3291e-05 | 4.2601e-05 | 4.1911e-05 | 4.1222e-05 | 4.0532e-05 | 3.9842e-05 | 3.9152e-05 | 3.8463e-05 | 3.7773e-05 | 3.7083e-05 | 3.6393e-05 | 3.5704e-05 | 45911.034 | 11798.8843 | 27.5999 | 7.093
| TRG013-162823585 | 31 | TRG013 | TRG | 0 | 0 | 0.0016424 | 0.0016657 | 0.0016803 | 0.0016744 | 0.0016773 | 0.0016977 | 0.0017298 | 0.0017298 | 0.0017298 | 0.0017298 | 0.0017298 | 0.0017298 | 0.0017298 | 0.0017298 | 0.0017298 | 0.0017298 | 0.0017298 | 0.0017298 | 0.0017298 | 0.0017298 | 0.011334 | 0.011436 | 0.011537 | 0.011639 | 0.011741 | 0.011619 | 0.011497 | 0.011376 | 0.011254 | 0.011132 | 0.011011 | 0.010889 | 0.010768 | 0.010646 | 0.010524 | 0.010403 | 0.010281 | 0.010159 | 0.010038 | 0.0099162 | 0.00053983 | 0.00055239 | 0.00056218 | 0.00056517 | 0.00057109 | 0.00057205 | 0.00057674 | 0.00057064 | 0.00056454 | 0.00055844 | 0.00055234 | 0.00054623 | 0.00054013 | 0.00053403 | 0.00052793 | 0.00052183 | 0.00051573 | 0.00050963 | 0.00050353 | 0.00049743 | 45911.034 | 11798.8843 | 363.5977 | 93.4426
| TRG013-162823910 | 20 | TRG013 | TRG | 0 | 0 | 0.0016424 | 0.0016657 | 0.0016803 | 0.0016744 | 0.0016773 | 0.0016977 | 0.0017298 | 0.0017298 | 0.0017298 | 0.0017298 | 0.0017298 | 0.0017298 | 0.0017298 | 0.0017298 | 0.0017298 | 0.0017298 | 0.0017298 | 0.0017298 | 0.0017298 | 0.0017298 | 0.00012013 | 0.00012151 | 0.00012288 | 0.00012426 | 0.00012564 | 0.00012371 | 0.00012179 | 0.00011986 | 0.00011794 | 0.00011601 | 0.00011408 | 0.00011216 | 0.00011023 | 0.00010831 | 0.00010638 | 0.00010445 | 0.00010253 | 0.0001006 | 9.8676e-05 | 9.675e-05 | 5.7216e-06 | 5.8693e-06 | 5.9878e-06 | 6.034e-06 | 6.1115e-06 | 6.091e-06 | 6.1093e-06 | 6.0126e-06 | 5.916e-06 | 5.8194e-06 | 5.7228e-06 | 5.6262e-06 | 5.5296e-06 | 5.433e-06 | 5.3363e-06 | 5.2397e-06 | 5.1431e-06 | 5.0465e-06 | 4.9499e-06 | 4.8533e-06 | 45911.034 | 11798.8843 | 3.7805 | 0.97156
| TRG013-162824119 | 36 | TRG013 | TRG | 0 | 0 | 0.0016424 | 0.0016657 | 0.0016803 | 0.0016744 | 0.0016773 | 0.0016977 | 0.0017298 | 0.0017298 | 0.0017298 | 0.0017298 | 0.0017298 | 0.0017298 | 0.0017298 | 0.0017298 | 0.0017298 | 0.0017298 | 0.0017298 | 0.0017298 | 0.0017298 | 0.0017298 | 2.9007e-06 | 2.954e-06 | 3.0073e-06 | 3.0607e-06 | 3.114e-06 | 3.0456e-06 | 2.9772e-06 | 2.9088e-06 | 2.8404e-06 | 2.772e-06 | 2.7036e-06 | 2.6352e-06 | 2.5668e-06 | 2.4984e-06 | 2.43e-06 | 2.3616e-06 | 2.2932e-06 | 2.2248e-06 | 2.1564e-06 | 2.088e-06 | 1.3816e-07 | 1.4269e-07 | 1.4654e-07 | 1.4862e-07 | 1.5147e-07 | 1.4995e-07 | 1.4935e-07 | 1.4591e-07 | 1.4248e-07 | 1.3905e-07 | 1.3562e-07 | 1.3219e-07 | 1.2876e-07 | 1.2533e-07 | 1.219e-07 | 1.1847e-07 | 1.1503e-07 | 1.116e-07 | 1.0817e-07 | 1.0474e-07 | 45911.034 | 11798.8843 | 0.089842 | 0.023089
| TRG013-163036413 | 8 | TRG013 | TRG | 0 | 0 | 0.0016424 | 0.0016657 | 0.0016803 | 0.0016744 | 0.0016773 | 0.0016977 | 0.0017298 | 0.0017298 | 0.0017298 | 0.0017298 | 0.0017298 | 0.0017298 | 0.0017298 | 0.0017298 | 0.0017298 | 0.0017298 | 0.0017298 | 0.0017298 | 0.0017298 | 0.0017298 | 6.4594e-07 | 6.5246e-07 | 6.5897e-07 | 6.6549e-07 | 6.72e-07 | 6.6435e-07 | 6.567e-07 | 6.4905e-07 | 6.414e-07 | 6.3375e-07 | 6.261e-07 | 6.1845e-07 | 6.108e-07 | 6.0315e-07 | 5.955e-07 | 5.8785e-07 | 5.802e-07 | 5.7255e-07 | 5.649e-07 | 5.5725e-07 | 3.0766e-08 | 3.1517e-08 | 3.211e-08 | 3.2315e-08 | 3.2688e-08 | 3.2709e-08 | 3.2942e-08 | 3.2558e-08 | 3.2175e-08 | 3.1791e-08 | 3.1407e-08 | 3.1023e-08 | 3.064e-08 | 3.0256e-08 | 2.9872e-08 | 2.9488e-08 | 2.9105e-08 | 2.8721e-08 | 2.8337e-08 | 2.7953e-08 | 45911.034 | 11798.8843 | 0.020682 | 0.0053151
| TRG013-163036626 | 3 | TRG013 | TRG | 0 | 0 | 0.0016424 | 0.0016657 | 0.0016803 | 0.0016744 | 0.0016773 | 0.0016977 | 0.0017298 | 0.0017298 | 0.0017298 | 0.0017298 | 0.0017298 | 0.0017298 | 0.0017298 | 0.0017298 | 0.0017298 | 0.0017298 | 0.0017298 | 0.0017298 | 0.0017298 | 0.0017298 | 3.3597e-07 | 3.4247e-07 | 3.4898e-07 | 3.5549e-07 | 3.62e-07 | 3.56e-07 | 3.5e-07 | 3.44e-07 | 3.38e-07 | 3.32e-07 | 3.26e-07 | 3.2e-07 | 3.14e-07 | 3.08e-07 | 3.02e-07 | 2.96e-07 | 2.9e-07 | 2.84e-07 | 2.78e-07 | 2.72e-07 | 1.6002e-08 | 1.6543e-08 | 1.7005e-08 | 1.7262e-08 | 1.7609e-08 | 1.7527e-08 | 1.7557e-08 | 1.7256e-08 | 1.6955e-08 | 1.6654e-08 | 1.6353e-08 | 1.6052e-08 | 1.5751e-08 | 1.545e-08 | 1.5149e-08 | 1.4848e-08 | 1.4547e-08 | 1.4246e-08 | 1.3945e-08 | 1.3644e-08 | 45911.034 | 11798.8843 | 0.010764 | 0.0027663
| TRG013-163036890 | 13 | TRG013 | TRG | 0 | 0 | 0.0016424 | 0.0016657 | 0.0016803 | 0.0016744 | 0.0016773 | 0.0016977 | 0.0017298 | 0.0017298 | 0.0017298 | 0.0017298 | 0.0017298 | 0.0017298 | 0.0017298 | 0.0017298 | 0.0017298 | 0.0017298 | 0.0017298 | 0.0017298 | 0.0017298 | 0.0017298 | 5.2806e-06 | 5.3554e-06 | 5.4303e-06 | 5.5051e-06 | 5.58e-06 | 5.489e-06 | 5.398e-06 | 5.307e-06 | 5.216e-06 | 5.125e-06 | 5.034e-06 | 4.943e-06 | 4.852e-06 | 4.761e-06 | 4.67e-06 | 4.579e-06 | 4.488e-06 | 4.397e-06 | 4.306e-06 | 4.215e-06 | 2.5151e-07 | 2.5869e-07 | 2.646e-07 | 2.6732e-07 | 2.7143e-07 | 2.7025e-07 | 2.7078e-07 | 2.6622e-07 | 2.6165e-07 | 2.5709e-07 | 2.5252e-07 | 2.4796e-07 | 2.4339e-07 | 2.3883e-07 | 2.3426e-07 | 2.297e-07 | 2.2513e-07 | 2.2057e-07 | 2.16e-07 | 2.1144e-07 | 45911.034 | 11798.8843 | 0.1667 | 0.042841
| TRG013-163037137 | 8 | TRG013 | TRG | 0 | 0 | 0.0016424 | 0.0016657 | 0.0016803 | 0.0016744 | 0.0016773 | 0.0016977 | 0.0017298 | 0.0017298 | 0.0017298 | 0.0017298 | 0.0017298 | 0.0017298 | 0.0017298 | 0.0017298 | 0.0017298 | 0.0017298 | 0.0017298 | 0.0017298 | 0.0017298 | 0.0017298 | 0.0022992 | 0.0023176 | 0.002336 | 0.0023544 | 0.0023728 | 0.0023503 | 0.0023278 | 0.0023052 | 0.0022827 | 0.0022602 | 0.0022377 | 0.0022151 | 0.0021926 | 0.0021701 | 0.0021476 | 0.002125 | 0.0021025 | 0.00208 | 0.0020574 | 0.0020349 | 0.00010951 | 0.00011195 | 0.00011383 | 0.00011433 | 0.00011542 | 0.00011572 | 0.00011677 | 0.00011564 | 0.00011451 | 0.00011338 | 0.00011225 | 0.00011112 | 0.00010999 | 0.00010886 | 0.00010773 | 0.0001066 | 0.00010547 | 0.00010434 | 0.00010321 | 0.00010208 | 45911.034 | 11798.8843 | 73.8732 | 18.985
| TRG013-163037241 | 19 | TRG013 | TRG | 0 | 0 | 0.0016424 | 0.0016657 | 0.0016803 | 0.0016744 | 0.0016773 | 0.0016977 | 0.0017298 | 0.0017298 | 0.0017298 | 0.0017298 | 0.0017298 | 0.0017298 | 0.0017298 | 0.0017298 | 0.0017298 | 0.0017298 | 0.0017298 | 0.0017298 | 0.0017298 | 0.0017298 | 0.0020909 | 0.0021082 | 0.0021254 | 0.0021427 | 0.0021599 | 0.0021387 | 0.0021175 | 0.0020963 | 0.0020751 | 0.0020539 | 0.0020328 | 0.0020116 | 0.0019904 | 0.0019692 | 0.001948 | 0.0019268 | 0.0019056 | 0.0018844 | 0.0018632 | 0.001842 | 9.959e-05 | 0.00010184 | 0.00010357 | 0.00010404 | 0.00010506 | 0.0001053 | 0.00010622 | 0.00010516 | 0.0001041 | 0.00010303 | 0.00010197 | 0.00010091 | 9.9843e-05 | 9.878e-05 | 9.7717e-05 | 9.6654e-05 | 9.5591e-05 | 9.4528e-05 | 9.3465e-05 | 9.2402e-05 | 45911.034 | 11798.8843 | 67.1194 | 17.2493
| TRG013-163065605 | 25 | TRG013 | TRG | 0 | 0 | 0.0016424 | 0.0016657 | 0.0016803 | 0.0016744 | 0.0016773 | 0.0016977 | 0.0017298 | 0.0017298 | 0.0017298 | 0.0017298 | 0.0017298 | 0.0017298 | 0.0017298 | 0.0017298 | 0.0017298 | 0.0017298 | 0.0017298 | 0.0017298 | 0.0017298 | 0.0017298 | 0.00010577 | 0.00010691 | 0.00010806 | 0.0001092 | 0.00011034 | 0.00010877 | 0.00010719 | 0.00010561 | 0.00010404 | 0.00010247 | 0.00010089 | 9.9315e-05 | 9.774e-05 | 9.6165e-05 | 9.459e-05 | 9.3015e-05 | 9.144e-05 | 8.9865e-05 | 8.829e-05 | 8.6715e-05 | 5.0379e-06 | 5.1645e-06 | 5.2653e-06 | 5.3025e-06 | 5.3673e-06 | 5.355e-06 | 5.377e-06 | 5.298e-06 | 5.219e-06 | 5.14e-06 | 5.061e-06 | 4.9819e-06 | 4.9029e-06 | 4.8239e-06 | 4.7449e-06 | 4.6659e-06 | 4.5869e-06 | 4.5079e-06 | 4.4289e-06 | 4.3499e-06 | 45911.034 | 11798.8843 | 3.341 | 0.85863
| TRG013-163065814 | 24 | TRG013 | TRG | 0 | 0 | 0.0016424 | 0.0016657 | 0.0016803 | 0.0016744 | 0.0016773 | 0.0016977 | 0.0017298 | 0.0017298 | 0.0017298 | 0.0017298 | 0.0017298 | 0.0017298 | 0.0017298 | 0.0017298 | 0.0017298 | 0.0017298 | 0.0017298 | 0.0017298 | 0.0017298 | 0.0017298 | 0.0002388 | 0.0002406 | 0.0002424 | 0.0002442 | 0.000246 | 0.000243 | 0.00024 | 0.000237 | 0.000234 | 0.000231 | 0.000228 | 0.000225 | 0.000222 | 0.000219 | 0.000216 | 0.000213 | 0.00021 | 0.000207 | 0.000204 | 0.000201 | 1.1374e-05 | 1.1622e-05 | 1.1812e-05 | 1.1858e-05 | 1.1966e-05 | 1.1964e-05 | 1.2039e-05 | 1.1889e-05 | 1.1738e-05 | 1.1588e-05 | 1.1437e-05 | 1.1287e-05 | 1.1136e-05 | 1.0986e-05 | 1.0835e-05 | 1.0685e-05 | 1.0534e-05 | 1.0384e-05 | 1.0233e-05 | 1.0083e-05 | 45911.034 | 11798.8843 | 7.5499 | 1.9403
| TRG013-163066137 | 18 | TRG013 | TRG | 0 | 0 | 0.0016424 | 0.0016657 | 0.0016803 | 0.0016744 | 0.0016773 | 0.0016977 | 0.0017298 | 0.0017298 | 0.0017298 | 0.0017298 | 0.0017298 | 0.0017298 | 0.0017298 | 0.0017298 | 0.0017298 | 0.0017298 | 0.0017298 | 0.0017298 | 0.0017298 | 0.0017298 | 0.0074077 | 0.0075102 | 0.0076128 | 0.0077153 | 0.0078178 | 0.007687 | 0.0075562 | 0.0074254 | 0.0072946 | 0.0071638 | 0.007033 | 0.0069022 | 0.0067714 | 0.0066406 | 0.0065098 | 0.006379 | 0.0062482 | 0.0061174 | 0.0059866 | 0.0058558 | 0.00035282 | 0.00036278 | 0.00037095 | 0.00037464 | 0.00038028 | 0.00037846 | 0.00037904 | 0.00037248 | 0.00036592 | 0.00035936 | 0.0003528 | 0.00034624 | 0.00033968 | 0.00033311 | 0.00032655 | 0.00031999 | 0.00031343 | 0.00030687 | 0.00030031 | 0.00029375 | 45911.034 | 11798.8843 | 233.0531 | 59.8934
| TRG013-163066379 | 10 | TRG013 | TRG | 0 | 0 | 0.0016424 | 0.0016657 | 0.0016803 | 0.0016744 | 0.0016773 | 0.0016977 | 0.0017298 | 0.0017298 | 0.0017298 | 0.0017298 | 0.0017298 | 0.0017298 | 0.0017298 | 0.0017298 | 0.0017298 | 0.0017298 | 0.0017298 | 0.0017298 | 0.0017298 | 0.0017298 | 0 | 0 | 0 | 0 | 0 | 0 | 0 | 0 | 0 | 0 | 0 | 0 | 0 | 0 | 0 | 0 | 0 | 0 | 0 | 0 | 0 | 0 | 0 | 0 | 0 | 0 | 0 | 0 | 0 | 0 | 0 | 0 | 0 | 0 | 0 | 0 | 0 | 0 | 0 | 0 | 45911.034 | 11798.8843 | 0 | 0
| TRG013-163066765 | 28 | TRG013 | TRG | 0 | 0 | 0.0016424 | 0.0016657 | 0.0016803 | 0.0016744 | 0.0016773 | 0.0016977 | 0.0017298 | 0.0017298 | 0.0017298 | 0.0017298 | 0.0017298 | 0.0017298 | 0.0017298 | 0.0017298 | 0.0017298 | 0.0017298 | 0.0017298 | 0.0017298 | 0.0017298 | 0.0017298 | 0.00038643 | 0.00039153 | 0.00039662 | 0.00040171 | 0.0004068 | 0.00040032 | 0.00039384 | 0.00038736 | 0.00038088 | 0.0003744 | 0.00036792 | 0.00036144 | 0.00035496 | 0.00034848 | 0.000342 | 0.00033552 | 0.00032904 | 0.00032256 | 0.00031608 | 0.0003096 | 1.8406e-05 | 1.8913e-05 | 1.9326e-05 | 1.9506e-05 | 1.9788e-05 | 1.9709e-05 | 1.9756e-05 | 1.9431e-05 | 1.9106e-05 | 1.8781e-05 | 1.8456e-05 | 1.8131e-05 | 1.7806e-05 | 1.7481e-05 | 1.7156e-05 | 1.6831e-05 | 1.6506e-05 | 1.6181e-05 | 1.5856e-05 | 1.553e-05 | 45911.034 | 11798.8843 | 12.1866 | 3.1319
| TRG013-176898414 | 787 | TRG013 | TRG | 0 | 0 | 0.0016424 | 0.0016657 | 0.0016803 | 0.0016744 | 0.0016773 | 0.0016977 | 0.0017298 | 0.0017298 | 0.0017298 | 0.0017298 | 0.0017298 | 0.0017298 | 0.0017298 | 0.0017298 | 0.0017298 | 0.0017298 | 0.0017298 | 0.0017298 | 0.0017298 | 0.0017298 | 0.81098 | 0.81968 | 0.82838 | 0.83707 | 0.84577 | 0.83276 | 0.81975 | 0.80674 | 0.79373 | 0.78071 | 0.7677 | 0.75469 | 0.74168 | 0.72867 | 0.71565 | 0.70264 | 0.68963 | 0.67662 | 0.66361 | 0.65059 | 0.038627 | 0.039595 | 0.040365 | 0.040647 | 0.041141 | 0.041 | 0.041121 | 0.040468 | 0.039816 | 0.039163 | 0.03851 | 0.037858 | 0.037205 | 0.036552 | 0.035899 | 0.035247 | 0.034594 | 0.033941 | 0.033288 | 0.032636 | 45911.034 | 11798.8843 | 25453.5492 | 6541.4227
| TRG013-176898441 | 267 | TRG013 | TRG | 0 | 0 | 0.0016424 | 0.0016657 | 0.0016803 | 0.0016744 | 0.0016773 | 0.0016977 | 0.0017298 | 0.0017298 | 0.0017298 | 0.0017298 | 0.0017298 | 0.0017298 | 0.0017298 | 0.0017298 | 0.0017298 | 0.0017298 | 0.0017298 | 0.0017298 | 0.0017298 | 0.0017298 | 0.47264 | 0.47667 | 0.48069 | 0.48471 | 0.48873 | 0.48373 | 0.47874 | 0.47374 | 0.46874 | 0.46374 | 0.45875 | 0.45375 | 0.44875 | 0.44375 | 0.43876 | 0.43376 | 0.42876 | 0.42376 | 0.41876 | 0.41377 | 0.022512 | 0.023025 | 0.023423 | 0.023537 | 0.023773 | 0.023816 | 0.024015 | 0.023764 | 0.023513 | 0.023263 | 0.023012 | 0.022761 | 0.022511 | 0.02226 | 0.022009 | 0.021759 | 0.021508 | 0.021257 | 0.021007 | 0.020756 | 45911.034 | 11798.8843 | 15151.0509 | 3893.7371
| TRG013-185851126 | 626 | TRG013 | TRG | 0 | 0 | 0.0016424 | 0.0016657 | 0.0016803 | 0.0016744 | 0.0016773 | 0.0016977 | 0.0017298 | 0.0017298 | 0.0017298 | 0.0017298 | 0.0017298 | 0.0017298 | 0.0017298 | 0.0017298 | 0.0017298 | 0.0017298 | 0.0017298 | 0.0017298 | 0.0017298 | 0.0017298 | 4.0416 | 4.0755 | 4.1094 | 4.1434 | 4.1773 | 4.1387 | 4.1 | 4.0613 | 4.0227 | 3.984 | 3.9453 | 3.9067 | 3.868 | 3.8293 | 3.7906 | 3.752 | 3.7133 | 3.6746 | 3.636 | 3.5973 | 0.1925 | 0.19687 | 0.20024 | 0.2012 | 0.2032 | 0.20376 | 0.20567 | 0.20373 | 0.20179 | 0.19985 | 0.19791 | 0.19597 | 0.19403 | 0.19209 | 0.19015 | 0.18821 | 0.18627 | 0.18433 | 0.18239 | 0.18045 | 45911.034 | 11798.8843 | 130186.4686 | 33457.2093
| TRG013-60700569 | 106 | TRG013 | TRG | 0 | 0 | 0.0016424 | 0.0016657 | 0.0016803 | 0.0016744 | 0.0016773 | 0.0016977 | 0.0017298 | 0.0017298 | 0.0017298 | 0.0017298 | 0.0017298 | 0.0017298 | 0.0017298 | 0.0017298 | 0.0017298 | 0.0017298 | 0.0017298 | 0.0017298 | 0.0017298 | 0.0017298 | 0.45797 | 0.45893 | 0.45988 | 0.46083 | 0.46178 | 0.45973 | 0.45767 | 0.45561 | 0.45355 | 0.45149 | 0.44943 | 0.44737 | 0.44531 | 0.44325 | 0.44119 | 0.43913 | 0.43707 | 0.43501 | 0.43295 | 0.43089 | 0.021813 | 0.022169 | 0.022409 | 0.022377 | 0.022463 | 0.022634 | 0.022958 | 0.022855 | 0.022751 | 0.022648 | 0.022545 | 0.022441 | 0.022338 | 0.022235 | 0.022131 | 0.022028 | 0.021925 | 0.021822 | 0.021718 | 0.021615 | 45911.034 | 11798.8843 | 14820.6954 | 3808.8375
| TRG014-158007081 | 35 | TRG014 | TRG | 0 | 0 | 0.0011587 | 0.0011618 | 0.0011649 | 0.0011587 | 0.0011587 | 0.001168 | 0.0011834 | 0.0011772 | 0.0011772 | 0.0011772 | 0.0011772 | 0.0011772 | 0.0011772 | 0.0011772 | 0.0011772 | 0.0011772 | 0.0011772 | 0.0011772 | 0.0011772 | 0.0011772 | 9.4025e-05 | 9.4999e-05 | 9.5973e-05 | 9.6946e-05 | 9.792e-05 | 9.6112e-05 | 9.4304e-05 | 9.2496e-05 | 9.0688e-05 | 8.888e-05 | 8.7072e-05 | 8.5264e-05 | 8.3456e-05 | 8.1648e-05 | 7.984e-05 | 7.8032e-05 | 7.6224e-05 | 7.4416e-05 | 7.2608e-05 | 7.08e-05 | 3.1595e-06 | 3.2007e-06 | 3.2421e-06 | 3.2576e-06 | 3.2904e-06 | 3.2554e-06 | 3.2363e-06 | 3.1577e-06 | 3.096e-06 | 3.0342e-06 | 2.9725e-06 | 2.9108e-06 | 2.8491e-06 | 2.7874e-06 | 2.7256e-06 | 2.6639e-06 | 2.6022e-06 | 2.5405e-06 | 2.4787e-06 | 2.417e-06 | 45911.034 | 11798.8843 | 1.9887 | 0.51108
| TRG014-162802339 | 25 | TRG014 | TRG | 0 | 0 | 0.0011587 | 0.0011618 | 0.0011649 | 0.0011587 | 0.0011587 | 0.001168 | 0.0011834 | 0.0011772 | 0.0011772 | 0.0011772 | 0.0011772 | 0.0011772 | 0.0011772 | 0.0011772 | 0.0011772 | 0.0011772 | 0.0011772 | 0.0011772 | 0.0011772 | 0.0011772 | 0.000975 | 0.0009822 | 0.0009894 | 0.0009966 | 0.0010038 | 0.00099029 | 0.00097678 | 0.00096327 | 0.00094976 | 0.00093625 | 0.00092274 | 0.00090923 | 0.00089572 | 0.00088221 | 0.0008687 | 0.00085519 | 0.00084168 | 0.00082817 | 0.00081466 | 0.00080115 | 3.2762e-05 | 3.3092e-05 | 3.3423e-05 | 3.3488e-05 | 3.373e-05 | 3.3542e-05 | 3.3521e-05 | 3.2885e-05 | 3.2424e-05 | 3.1962e-05 | 3.1501e-05 | 3.104e-05 | 3.0579e-05 | 3.0117e-05 | 2.9656e-05 | 2.9195e-05 | 2.8734e-05 | 2.8273e-05 | 2.7811e-05 | 2.735e-05 | 45911.034 | 11798.8843 | 20.9992 | 5.3967
| TRG014-162802539 | 16 | TRG014 | TRG | 0 | 0 | 0.0011587 | 0.0011618 | 0.0011649 | 0.0011587 | 0.0011587 | 0.001168 | 0.0011834 | 0.0011772 | 0.0011772 | 0.0011772 | 0.0011772 | 0.0011772 | 0.0011772 | 0.0011772 | 0.0011772 | 0.0011772 | 0.0011772 | 0.0011772 | 0.0011772 | 0.0011772 | 0.0013975 | 0.0014117 | 0.0014259 | 0.00144 | 0.0014542 | 0.0014382 | 0.0014222 | 0.0014062 | 0.0013902 | 0.0013741 | 0.0013581 | 0.0013421 | 0.0013261 | 0.0013101 | 0.0012941 | 0.0012781 | 0.0012621 | 0.001246 | 0.00123 | 0.001214 | 4.696e-05 | 4.7562e-05 | 4.8167e-05 | 4.8389e-05 | 4.8865e-05 | 4.8712e-05 | 4.8806e-05 | 4.8005e-05 | 4.7458e-05 | 4.6911e-05 | 4.6365e-05 | 4.5818e-05 | 4.5271e-05 | 4.4725e-05 | 4.4178e-05 | 4.3632e-05 | 4.3085e-05 | 4.2538e-05 | 4.1992e-05 | 4.1445e-05 | 45911.034 | 11798.8843 | 30.7717 | 7.9082
| TRG014-182935203 | 25 | TRG014 | TRG | 0 | 0 | 0.0011587 | 0.0011618 | 0.0011649 | 0.0011587 | 0.0011587 | 0.001168 | 0.0011834 | 0.0011772 | 0.0011772 | 0.0011772 | 0.0011772 | 0.0011772 | 0.0011772 | 0.0011772 | 0.0011772 | 0.0011772 | 0.0011772 | 0.0011772 | 0.0011772 | 0.0011772 | 5.6746e-05 | 5.723e-05 | 5.7713e-05 | 5.8197e-05 | 5.868e-05 | 5.796e-05 | 5.724e-05 | 5.652e-05 | 5.58e-05 | 5.508e-05 | 5.436e-05 | 5.364e-05 | 5.292e-05 | 5.22e-05 | 5.148e-05 | 5.076e-05 | 5.004e-05 | 4.932e-05 | 4.86e-05 | 4.788e-05 | 1.9068e-06 | 1.9282e-06 | 1.9496e-06 | 1.9555e-06 | 1.9718e-06 | 1.9631e-06 | 1.9643e-06 | 1.9295e-06 | 1.9049e-06 | 1.8804e-06 | 1.8558e-06 | 1.8312e-06 | 1.8066e-06 | 1.782e-06 | 1.7575e-06 | 1.7329e-06 | 1.7083e-06 | 1.6837e-06 | 1.6591e-06 | 1.6346e-06 | 45911.034 | 11798.8843 | 1.2346 | 0.31728
| TRG014-185851238 | 197 | TRG014 | TRG | 0 | 0 | 0.0011587 | 0.0011618 | 0.0011649 | 0.0011587 | 0.0011587 | 0.001168 | 0.0011834 | 0.0011772 | 0.0011772 | 0.0011772 | 0.0011772 | 0.0011772 | 0.0011772 | 0.0011772 | 0.0011772 | 0.0011772 | 0.0011772 | 0.0011772 | 0.0011772 | 0.0011772 | 2.5736 | 2.5982 | 2.6228 | 2.6474 | 2.672 | 2.6487 | 2.6254 | 2.6021 | 2.5788 | 2.5556 | 2.5323 | 2.509 | 2.4857 | 2.4624 | 2.4391 | 2.4158 | 2.3925 | 2.3693 | 2.346 | 2.3227 | 0.086479 | 0.087538 | 0.088601 | 0.088959 | 0.089785 | 0.089713 | 0.090097 | 0.088833 | 0.088038 | 0.087243 | 0.086448 | 0.085653 | 0.084858 | 0.084063 | 0.083268 | 0.082473 | 0.081678 | 0.080883 | 0.080088 | 0.079293 | 45911.034 | 11798.8843 | 57259.9049 | 14715.4819
| TRG014-24598258 | 595 | TRG014 | TRG | 0 | 0 | 0.0011587 | 0.0011618 | 0.0011649 | 0.0011587 | 0.0011587 | 0.001168 | 0.0011834 | 0.0011772 | 0.0011772 | 0.0011772 | 0.0011772 | 0.0011772 | 0.0011772 | 0.0011772 | 0.0011772 | 0.0011772 | 0.0011772 | 0.0011772 | 0.0011772 | 0.0011772 | 1.1033 | 1.1106 | 1.1178 | 1.1251 | 1.1324 | 1.1241 | 1.1158 | 1.1075 | 1.0992 | 1.0909 | 1.0826 | 1.0743 | 1.0659 | 1.0576 | 1.0493 | 1.041 | 1.0327 | 1.0244 | 1.0161 | 1.0078 | 0.037073 | 0.037417 | 0.037762 | 0.037807 | 0.038051 | 0.038073 | 0.038291 | 0.037808 | 0.037524 | 0.037241 | 0.036957 | 0.036674 | 0.03639 | 0.036106 | 0.035823 | 0.035539 | 0.035256 | 0.034972 | 0.034689 | 0.034405 | 45911.034 | 11798.8843 | 24490.9779 | 6294.0472
| TRG022-142033811 | 111 | TRG022 | TRG | 0 | 0 | 0.0012272 | 0.0012472 | 0.0012622 | 0.0012622 | 0.0012671 | 0.0012896 | 0.001317 | 0.001317 | 0.001317 | 0.001317 | 0.001317 | 0.001317 | 0.001317 | 0.001317 | 0.001317 | 0.001317 | 0.001317 | 0.001317 | 0.001317 | 0.001317 | 0.053664 | 0.054231 | 0.054798 | 0.055365 | 0.055932 | 0.055428 | 0.054924 | 0.054419 | 0.053915 | 0.053411 | 0.052907 | 0.052403 | 0.051899 | 0.051394 | 0.05089 | 0.050386 | 0.049882 | 0.049378 | 0.048873 | 0.048369 | 0.0019099 | 0.0019614 | 0.0020057 | 0.0020265 | 0.0020553 | 0.0020729 | 0.0020978 | 0.0020785 | 0.0020592 | 0.00204 | 0.0020207 | 0.0020015 | 0.0019822 | 0.001963 | 0.0019437 | 0.0019244 | 0.0019052 | 0.0018859 | 0.0018667 | 0.0018474 | 45911.034 | 11798.8843 | 1321.2476 | 339.5534
| TRG022-154491351 | 78 | TRG022 | TRG | 0 | 0 | 0.0012272 | 0.0012472 | 0.0012622 | 0.0012622 | 0.0012671 | 0.0012896 | 0.001317 | 0.001317 | 0.001317 | 0.001317 | 0.001317 | 0.001317 | 0.001317 | 0.001317 | 0.001317 | 0.001317 | 0.001317 | 0.001317 | 0.001317 | 0.001317 | 0.014618 | 0.01474 | 0.014863 | 0.014985 | 0.015108 | 0.015033 | 0.014958 | 0.014884 | 0.014809 | 0.014734 | 0.01466 | 0.014585 | 0.01451 | 0.014436 | 0.014361 | 0.014286 | 0.014212 | 0.014137 | 0.014062 | 0.013988 | 0.00052024 | 0.00053313 | 0.00054401 | 0.00054849 | 0.00055516 | 0.00056221 | 0.00057132 | 0.00056847 | 0.00056562 | 0.00056276 | 0.00055991 | 0.00055706 | 0.00055421 | 0.00055136 | 0.00054851 | 0.00054566 | 0.00054281 | 0.00053995 | 0.0005371 | 0.00053425 | 45911.034 | 11798.8843 | 365.1938 | 93.8528
| TRG022-154491390 | 108 | TRG022 | TRG | 0 | 0 | 0.0012272 | 0.0012472 | 0.0012622 | 0.0012622 | 0.0012671 | 0.0012896 | 0.001317 | 0.001317 | 0.001317 | 0.001317 | 0.001317 | 0.001317 | 0.001317 | 0.001317 | 0.001317 | 0.001317 | 0.001317 | 0.001317 | 0.001317 | 0.001317 | 0.010601 | 0.010681 | 0.010761 | 0.010842 | 0.010922 | 0.010899 | 0.010877 | 0.010855 | 0.010832 | 0.01081 | 0.010787 | 0.010765 | 0.010743 | 0.01072 | 0.010698 | 0.010675 | 0.010653 | 0.010631 | 0.010608 | 0.010586 | 0.00037729 | 0.00038632 | 0.0003939 | 0.00039683 | 0.00040135 | 0.00040762 | 0.00041544 | 0.00041458 | 0.00041373 | 0.00041287 | 0.00041202 | 0.00041116 | 0.0004103 | 0.00040945 | 0.00040859 | 0.00040774 | 0.00040688 | 0.00040603 | 0.00040517 | 0.00040431 | 45911.034 | 11798.8843 | 268.162 | 68.9162
| TRG022-158166546 | 31 | TRG022 | TRG | 0 | 0 | 0.0012272 | 0.0012472 | 0.0012622 | 0.0012622 | 0.0012671 | 0.0012896 | 0.001317 | 0.001317 | 0.001317 | 0.001317 | 0.001317 | 0.001317 | 0.001317 | 0.001317 | 0.001317 | 0.001317 | 0.001317 | 0.001317 | 0.001317 | 0.001317 | 0.0010236 | 0.0010318 | 0.00104 | 0.0010481 | 0.0010563 | 0.0010479 | 0.0010394 | 0.0010309 | 0.0010224 | 0.0010139 | 0.0010055 | 0.00099699 | 0.00098851 | 0.00098003 | 0.00097155 | 0.00096307 | 0.00095459 | 0.00094611 | 0.00093764 | 0.00092916 | 3.6429e-05 | 3.7317e-05 | 3.8065e-05 | 3.8365e-05 | 3.8817e-05 | 3.9188e-05 | 3.9698e-05 | 3.9374e-05 | 3.905e-05 | 3.8727e-05 | 3.8403e-05 | 3.8079e-05 | 3.7755e-05 | 3.7431e-05 | 3.7107e-05 | 3.6784e-05 | 3.646e-05 | 3.6136e-05 | 3.5812e-05 | 3.5488e-05 | 45911.034 | 11798.8843 | 25.1257 | 6.4572
| TRG022-158166693 | 31 | TRG022 | TRG | 0 | 0 | 0.0012272 | 0.0012472 | 0.0012622 | 0.0012622 | 0.0012671 | 0.0012896 | 0.001317 | 0.001317 | 0.001317 | 0.001317 | 0.001317 | 0.001317 | 0.001317 | 0.001317 | 0.001317 | 0.001317 | 0.001317 | 0.001317 | 0.001317 | 0.001317 | 0.010384 | 0.010493 | 0.010603 | 0.010712 | 0.010821 | 0.010669 | 0.010516 | 0.010363 | 0.01021 | 0.010057 | 0.0099043 | 0.0097515 | 0.0095986 | 0.0094458 | 0.0092929 | 0.0091401 | 0.0089872 | 0.0088344 | 0.0086815 | 0.0085287 | 0.00036956 | 0.00037953 | 0.00038808 | 0.00039209 | 0.00039766 | 0.00039899 | 0.00040164 | 0.0003958 | 0.00038996 | 0.00038412 | 0.00037829 | 0.00037245 | 0.00036661 | 0.00036077 | 0.00035493 | 0.0003491 | 0.00034326 | 0.00033742 | 0.00033158 | 0.00032574 | 45911.034 | 11798.8843 | 248.5926 | 63.8869
| TRG022-158166806 | 32 | TRG022 | TRG | 0 | 0 | 0.0012272 | 0.0012472 | 0.0012622 | 0.0012622 | 0.0012671 | 0.0012896 | 0.001317 | 0.001317 | 0.001317 | 0.001317 | 0.001317 | 0.001317 | 0.001317 | 0.001317 | 0.001317 | 0.001317 | 0.001317 | 0.001317 | 0.001317 | 0.001317 | 0.032746 | 0.033022 | 0.033298 | 0.033574 | 0.033849 | 0.033541 | 0.033232 | 0.032924 | 0.032615 | 0.032307 | 0.031998 | 0.03169 | 0.031381 | 0.031072 | 0.030764 | 0.030455 | 0.030147 | 0.029838 | 0.02953 | 0.029221 | 0.0011654 | 0.0011943 | 0.0012188 | 0.0012289 | 0.0012439 | 0.0012544 | 0.0012693 | 0.0012575 | 0.0012457 | 0.0012339 | 0.0012221 | 0.0012104 | 0.0011986 | 0.0011868 | 0.001175 | 0.0011632 | 0.0011514 | 0.0011396 | 0.0011279 | 0.0011161 | 45911.034 | 11798.8843 | 800.2259 | 205.6537
| TRG022-158204991 | 109 | TRG022 | TRG | 0 | 0 | 0.0012272 | 0.0012472 | 0.0012622 | 0.0012622 | 0.0012671 | 0.0012896 | 0.001317 | 0.001317 | 0.001317 | 0.001317 | 0.001317 | 0.001317 | 0.001317 | 0.001317 | 0.001317 | 0.001317 | 0.001317 | 0.001317 | 0.001317 | 0.001317 | 0.063089 | 0.063571 | 0.064052 | 0.064534 | 0.065016 | 0.064555 | 0.064094 | 0.063633 | 0.063172 | 0.062711 | 0.06225 | 0.061789 | 0.061327 | 0.060866 | 0.060405 | 0.059944 | 0.059483 | 0.059022 | 0.058561 | 0.0581 | 0.0022453 | 0.0022993 | 0.0023445 | 0.0023621 | 0.0023892 | 0.0024143 | 0.002448 | 0.0024304 | 0.0024128 | 0.0023952 | 0.0023776 | 0.00236 | 0.0023423 | 0.0023247 | 0.0023071 | 0.0022895 | 0.0022719 | 0.0022543 | 0.0022367 | 0.0022191 | 45911.034 | 11798.8843 | 1554.5381 | 399.5078
| TRG022-158205190 | 108 | TRG022 | TRG | 0 | 0 | 0.0012272 | 0.0012472 | 0.0012622 | 0.0012622 | 0.0012671 | 0.0012896 | 0.001317 | 0.001317 | 0.001317 | 0.001317 | 0.001317 | 0.001317 | 0.001317 | 0.001317 | 0.001317 | 0.001317 | 0.001317 | 0.001317 | 0.001317 | 0.001317 | 0.031438 | 0.031612 | 0.031787 | 0.031961 | 0.032136 | 0.032017 | 0.031899 | 0.03178 | 0.031662 | 0.031543 | 0.031425 | 0.031306 | 0.031187 | 0.031069 | 0.03095 | 0.030832 | 0.030713 | 0.030595 | 0.030476 | 0.030358 | 0.0011189 | 0.0011434 | 0.0011635 | 0.0011699 | 0.0011809 | 0.0011974 | 0.0012183 | 0.0012138 | 0.0012093 | 0.0012048 | 0.0012002 | 0.0011957 | 0.0011912 | 0.0011866 | 0.0011821 | 0.0011776 | 0.0011731 | 0.0011685 | 0.001164 | 0.0011595 | 45911.034 | 11798.8843 | 783.2918 | 201.3017
| TRG022-158205316 | 117 | TRG022 | TRG | 0 | 0 | 0.0012272 | 0.0012472 | 0.0012622 | 0.0012622 | 0.0012671 | 0.0012896 | 0.001317 | 0.001317 | 0.001317 | 0.001317 | 0.001317 | 0.001317 | 0.001317 | 0.001317 | 0.001317 | 0.001317 | 0.001317 | 0.001317 | 0.001317 | 0.001317 | 0.078029 | 0.078773 | 0.079517 | 0.080261 | 0.081004 | 0.079982 | 0.07896 | 0.077938 | 0.076916 | 0.075894 | 0.074872 | 0.07385 | 0.072828 | 0.071806 | 0.070784 | 0.069762 | 0.06874 | 0.067718 | 0.066696 | 0.065674 | 0.0027771 | 0.0028491 | 0.0029105 | 0.0029377 | 0.0029767 | 0.0029912 | 0.0030158 | 0.0029768 | 0.0029377 | 0.0028987 | 0.0028597 | 0.0028206 | 0.0027816 | 0.0027426 | 0.0027035 | 0.0026645 | 0.0026255 | 0.0025864 | 0.0025474 | 0.0025084 | 45911.034 | 11798.8843 | 1877.5876 | 482.5297
| TRG022-158205503 | 95 | TRG022 | TRG | 0 | 0 | 0.0012272 | 0.0012472 | 0.0012622 | 0.0012622 | 0.0012671 | 0.0012896 | 0.001317 | 0.001317 | 0.001317 | 0.001317 | 0.001317 | 0.001317 | 0.001317 | 0.001317 | 0.001317 | 0.001317 | 0.001317 | 0.001317 | 0.001317 | 0.001317 | 0.10711 | 0.10829 | 0.10948 | 0.11066 | 0.11184 | 0.11082 | 0.1098 | 0.10878 | 0.10776 | 0.10674 | 0.10572 | 0.10469 | 0.10367 | 0.10265 | 0.10163 | 0.10061 | 0.099589 | 0.098568 | 0.097547 | 0.096526 | 0.003812 | 0.0039168 | 0.0040071 | 0.0040504 | 0.0041099 | 0.0041445 | 0.0041937 | 0.0041547 | 0.0041157 | 0.0040767 | 0.0040377 | 0.0039987 | 0.0039597 | 0.0039207 | 0.0038817 | 0.0038427 | 0.0038037 | 0.0037647 | 0.0037257 | 0.0036867 | 45911.034 | 11798.8843 | 2639.556 | 678.3514
| TRG022-158205673 | 58 | TRG022 | TRG | 0 | 0 | 0.0012272 | 0.0012472 | 0.0012622 | 0.0012622 | 0.0012671 | 0.0012896 | 0.001317 | 0.001317 | 0.001317 | 0.001317 | 0.001317 | 0.001317 | 0.001317 | 0.001317 | 0.001317 | 0.001317 | 0.001317 | 0.001317 | 0.001317 | 0.001317 | 0.0012302 | 0.0012442 | 0.0012583 | 0.0012723 | 0.0012864 | 0.0012656 | 0.0012449 | 0.0012241 | 0.0012034 | 0.0011826 | 0.0011618 | 0.0011411 | 0.0011203 | 0.0010996 | 0.0010788 | 0.001058 | 0.0010373 | 0.0010165 | 0.00099576 | 0.000975 | 4.3782e-05 | 4.5002e-05 | 4.6057e-05 | 4.6571e-05 | 4.7272e-05 | 4.7333e-05 | 4.7547e-05 | 4.6754e-05 | 4.5961e-05 | 4.5168e-05 | 4.4375e-05 | 4.3582e-05 | 4.279e-05 | 4.1997e-05 | 4.1204e-05 | 4.0411e-05 | 3.9618e-05 | 3.8825e-05 | 3.8032e-05 | 3.7239e-05 | 45911.034 | 11798.8843 | 29.2053 | 7.5056
| TRG022-158205847 | 69 | TRG022 | TRG | 0 | 0 | 0.0012272 | 0.0012472 | 0.0012622 | 0.0012622 | 0.0012671 | 0.0012896 | 0.001317 | 0.001317 | 0.001317 | 0.001317 | 0.001317 | 0.001317 | 0.001317 | 0.001317 | 0.001317 | 0.001317 | 0.001317 | 0.001317 | 0.001317 | 0.001317 | 0.00089003 | 0.00089983 | 0.00090962 | 0.00091941 | 0.0009292 | 0.00091816 | 0.00090712 | 0.00089608 | 0.00088504 | 0.000874 | 0.00086296 | 0.00085192 | 0.00084088 | 0.00082984 | 0.0008188 | 0.00080776 | 0.00079672 | 0.00078568 | 0.00077464 | 0.0007636 | 3.1676e-05 | 3.2545e-05 | 3.3294e-05 | 3.3653e-05 | 3.4146e-05 | 3.4338e-05 | 3.4647e-05 | 3.4225e-05 | 3.3803e-05 | 3.3382e-05 | 3.296e-05 | 3.2538e-05 | 3.2117e-05 | 3.1695e-05 | 3.1273e-05 | 3.0852e-05 | 3.043e-05 | 3.0008e-05 | 2.9587e-05 | 2.9165e-05 | 45911.034 | 11798.8843 | 21.605 | 5.5524
| TRG022-158206040 | 49 | TRG022 | TRG | 0 | 0 | 0.0012272 | 0.0012472 | 0.0012622 | 0.0012622 | 0.0012671 | 0.0012896 | 0.001317 | 0.001317 | 0.001317 | 0.001317 | 0.001317 | 0.001317 | 0.001317 | 0.001317 | 0.001317 | 0.001317 | 0.001317 | 0.001317 | 0.001317 | 0.001317 | 0.00019668 | 0.00019896 | 0.00020124 | 0.00020352 | 0.0002058 | 0.00020342 | 0.00020104 | 0.00019866 | 0.00019628 | 0.0001939 | 0.00019152 | 0.00018914 | 0.00018676 | 0.00018438 | 0.000182 | 0.00017962 | 0.00017724 | 0.00017486 | 0.00017248 | 0.0001701 | 6.9998e-06 | 7.1961e-06 | 7.3659e-06 | 7.4494e-06 | 7.5626e-06 | 7.6076e-06 | 7.6785e-06 | 7.5876e-06 | 7.4967e-06 | 7.4058e-06 | 7.3149e-06 | 7.224e-06 | 7.1331e-06 | 7.0422e-06 | 6.9513e-06 | 6.8604e-06 | 6.7695e-06 | 6.6786e-06 | 6.5877e-06 | 6.4968e-06 | 45911.034 | 11798.8843 | 4.7916 | 1.2314
| TRG022-160930593 | 74 | TRG022 | TRG | 0 | 0 | 0.0012272 | 0.0012472 | 0.0012622 | 0.0012622 | 0.0012671 | 0.0012896 | 0.001317 | 0.001317 | 0.001317 | 0.001317 | 0.001317 | 0.001317 | 0.001317 | 0.001317 | 0.001317 | 0.001317 | 0.001317 | 0.001317 | 0.001317 | 0.001317 | 0.029562 | 0.029839 | 0.030117 | 0.030395 | 0.030673 | 0.030352 | 0.030031 | 0.02971 | 0.029388 | 0.029067 | 0.028746 | 0.028425 | 0.028103 | 0.027782 | 0.027461 | 0.02714 | 0.026818 | 0.026497 | 0.026176 | 0.025855 | 0.0010521 | 0.0010793 | 0.0011024 | 0.0011126 | 0.0011272 | 0.0011351 | 0.001147 | 0.0011347 | 0.0011225 | 0.0011102 | 0.0010979 | 0.0010856 | 0.0010734 | 0.0010611 | 0.0010488 | 0.0010366 | 0.0010243 | 0.001012 | 0.00099976 | 0.00098749 | 45911.034 | 11798.8843 | 719.4 | 184.8819
| TRG022-163035515 | 15 | TRG022 | TRG | 0 | 0 | 0.0012272 | 0.0012472 | 0.0012622 | 0.0012622 | 0.0012671 | 0.0012896 | 0.001317 | 0.001317 | 0.001317 | 0.001317 | 0.001317 | 0.001317 | 0.001317 | 0.001317 | 0.001317 | 0.001317 | 0.001317 | 0.001317 | 0.001317 | 0.001317 | 3.028e-05 | 3.064e-05 | 3.1e-05 | 3.136e-05 | 3.172e-05 | 3.13e-05 | 3.088e-05 | 3.046e-05 | 3.004e-05 | 2.962e-05 | 2.92e-05 | 2.878e-05 | 2.836e-05 | 2.794e-05 | 2.752e-05 | 2.71e-05 | 2.668e-05 | 2.626e-05 | 2.584e-05 | 2.542e-05 | 1.0777e-06 | 1.1082e-06 | 1.1347e-06 | 1.1479e-06 | 1.1656e-06 | 1.1706e-06 | 1.1794e-06 | 1.1634e-06 | 1.1473e-06 | 1.1313e-06 | 1.1153e-06 | 1.0992e-06 | 1.0832e-06 | 1.0671e-06 | 1.0511e-06 | 1.0351e-06 | 1.019e-06 | 1.003e-06 | 9.8693e-07 | 9.7089e-07 | 45911.034 | 11798.8843 | 0.73163 | 0.18803
| TRG022-163035708 | 21 | TRG022 | TRG | 0 | 0 | 0.0012272 | 0.0012472 | 0.0012622 | 0.0012622 | 0.0012671 | 0.0012896 | 0.001317 | 0.001317 | 0.001317 | 0.001317 | 0.001317 | 0.001317 | 0.001317 | 0.001317 | 0.001317 | 0.001317 | 0.001317 | 0.001317 | 0.001317 | 0.001317 | 0.00013267 | 0.00013445 | 0.00013623 | 0.00013802 | 0.0001398 | 0.00013782 | 0.00013584 | 0.00013386 | 0.00013188 | 0.0001299 | 0.00012792 | 0.00012594 | 0.00012396 | 0.00012198 | 0.00012 | 0.00011802 | 0.00011604 | 0.00011406 | 0.00011208 | 0.0001101 | 4.7217e-06 | 4.8629e-06 | 4.9865e-06 | 5.0518e-06 | 5.1373e-06 | 5.1542e-06 | 5.1883e-06 | 5.1127e-06 | 5.037e-06 | 4.9614e-06 | 4.8858e-06 | 4.8102e-06 | 4.7345e-06 | 4.6589e-06 | 4.5833e-06 | 4.5077e-06 | 4.432e-06 | 4.3564e-06 | 4.2808e-06 | 4.2052e-06 | 45911.034 | 11798.8843 | 3.205 | 0.82367
| TRG022-163035922 | 7 | TRG022 | TRG | 0 | 0 | 0.0012272 | 0.0012472 | 0.0012622 | 0.0012622 | 0.0012671 | 0.0012896 | 0.001317 | 0.001317 | 0.001317 | 0.001317 | 0.001317 | 0.001317 | 0.001317 | 0.001317 | 0.001317 | 0.001317 | 0.001317 | 0.001317 | 0.001317 | 0.001317 | 0.0040632 | 0.0041042 | 0.0041452 | 0.0041861 | 0.0042271 | 0.0041763 | 0.0041254 | 0.0040746 | 0.0040238 | 0.0039729 | 0.0039221 | 0.0038713 | 0.0038204 | 0.0037696 | 0.0037188 | 0.0036679 | 0.0036171 | 0.0035663 | 0.0035154 | 0.0034646 | 0.00014461 | 0.00014844 | 0.00015172 | 0.00015322 | 0.00015534 | 0.00015619 | 0.00015757 | 0.00015563 | 0.00015368 | 0.00015174 | 0.0001498 | 0.00014786 | 0.00014592 | 0.00014398 | 0.00014204 | 0.00014009 | 0.00013815 | 0.00013621 | 0.00013427 | 0.00013233 | 45911.034 | 11798.8843 | 98.2637 | 25.2532
| TRG022-163036120 | 19 | TRG022 | TRG | 0 | 0 | 0.0012272 | 0.0012472 | 0.0012622 | 0.0012622 | 0.0012671 | 0.0012896 | 0.001317 | 0.001317 | 0.001317 | 0.001317 | 0.001317 | 0.001317 | 0.001317 | 0.001317 | 0.001317 | 0.001317 | 0.001317 | 0.001317 | 0.001317 | 0.001317 | 5.3789e-05 | 5.4341e-05 | 5.4894e-05 | 5.5447e-05 | 5.6e-05 | 5.5643e-05 | 5.5285e-05 | 5.4927e-05 | 5.457e-05 | 5.4213e-05 | 5.3855e-05 | 5.3498e-05 | 5.314e-05 | 5.2782e-05 | 5.2425e-05 | 5.2068e-05 | 5.171e-05 | 5.1353e-05 | 5.0995e-05 | 5.0637e-05 | 1.9143e-06 | 1.9655e-06 | 2.0093e-06 | 2.0295e-06 | 2.0578e-06 | 2.0809e-06 | 2.1116e-06 | 2.0979e-06 | 2.0843e-06 | 2.0706e-06 | 2.0569e-06 | 2.0433e-06 | 2.0296e-06 | 2.016e-06 | 2.0023e-06 | 1.9887e-06 | 1.975e-06 | 1.9614e-06 | 1.9477e-06 | 1.9341e-06 | 45911.034 | 11798.8843 | 1.3418 | 0.34485
| TRG022-163036215 | 31 | TRG022 | TRG | 0 | 0 | 0.0012272 | 0.0012472 | 0.0012622 | 0.0012622 | 0.0012671 | 0.0012896 | 0.001317 | 0.001317 | 0.001317 | 0.001317 | 0.001317 | 0.001317 | 0.001317 | 0.001317 | 0.001317 | 0.001317 | 0.001317 | 0.001317 | 0.001317 | 0.001317 | 1.6875e-05 | 1.7082e-05 | 1.7288e-05 | 1.7494e-05 | 1.77e-05 | 1.7447e-05 | 1.7194e-05 | 1.6942e-05 | 1.6689e-05 | 1.6436e-05 | 1.6183e-05 | 1.5931e-05 | 1.5678e-05 | 1.5425e-05 | 1.5173e-05 | 1.492e-05 | 1.4667e-05 | 1.4414e-05 | 1.4161e-05 | 1.3909e-05 | 6.006e-07 | 6.1782e-07 | 6.3278e-07 | 6.4032e-07 | 6.5043e-07 | 6.525e-07 | 6.5673e-07 | 6.4707e-07 | 6.3742e-07 | 6.2777e-07 | 6.1811e-07 | 6.0846e-07 | 5.9881e-07 | 5.8915e-07 | 5.795e-07 | 5.6985e-07 | 5.6019e-07 | 5.5054e-07 | 5.4089e-07 | 5.3123e-07 | 45911.034 | 11798.8843 | 0.40583 | 0.1043
| TRG022-171344186 | 5 | TRG022 | TRG | 0 | 0 | 0.0012272 | 0.0012472 | 0.0012622 | 0.0012622 | 0.0012671 | 0.0012896 | 0.001317 | 0.001317 | 0.001317 | 0.001317 | 0.001317 | 0.001317 | 0.001317 | 0.001317 | 0.001317 | 0.001317 | 0.001317 | 0.001317 | 0.001317 | 0.001317 | 0 | 0 | 0 | 0 | 0 | 0 | 0 | 0 | 0 | 0 | 0 | 0 | 0 | 0 | 0 | 0 | 0 | 0 | 0 | 0 | 0 | 0 | 0 | 0 | 0 | 0 | 0 | 0 | 0 | 0 | 0 | 0 | 0 | 0 | 0 | 0 | 0 | 0 | 0 | 0 | 45911.034 | 11798.8843 | 0 | 0
| TRG022-176898220 | 742 | TRG022 | TRG | 0 | 0 | 0.0012272 | 0.0012472 | 0.0012622 | 0.0012622 | 0.0012671 | 0.0012896 | 0.001317 | 0.001317 | 0.001317 | 0.001317 | 0.001317 | 0.001317 | 0.001317 | 0.001317 | 0.001317 | 0.001317 | 0.001317 | 0.001317 | 0.001317 | 0.001317 | 9.2372 | 9.3155 | 9.3938 | 9.4721 | 9.5504 | 9.469 | 9.3876 | 9.3063 | 9.2249 | 9.1435 | 9.0621 | 8.9808 | 8.8994 | 8.818 | 8.7366 | 8.6553 | 8.5739 | 8.4925 | 8.4111 | 8.3298 | 0.32875 | 0.33693 | 0.34384 | 0.3467 | 0.35095 | 0.35413 | 0.35855 | 0.35544 | 0.35234 | 0.34923 | 0.34612 | 0.34301 | 0.3399 | 0.3368 | 0.33369 | 0.33058 | 0.32747 | 0.32436 | 0.32126 | 0.31815 | 45911.034 | 11798.8843 | 226494.9348 | 58207.9576
| TRG022-176898350 | 452 | TRG022 | TRG | 0 | 0 | 0.0012272 | 0.0012472 | 0.0012622 | 0.0012622 | 0.0012671 | 0.0012896 | 0.001317 | 0.001317 | 0.001317 | 0.001317 | 0.001317 | 0.001317 | 0.001317 | 0.001317 | 0.001317 | 0.001317 | 0.001317 | 0.001317 | 0.001317 | 0.001317 | 0.95794 | 0.95977 | 0.96159 | 0.96341 | 0.96524 | 0.96333 | 0.96143 | 0.95953 | 0.95763 | 0.95573 | 0.95383 | 0.95193 | 0.95003 | 0.94813 | 0.94623 | 0.94433 | 0.94243 | 0.94053 | 0.93862 | 0.93672 | 0.034093 | 0.034713 | 0.035197 | 0.035263 | 0.03547 | 0.036027 | 0.036721 | 0.036648 | 0.036576 | 0.036503 | 0.036431 | 0.036358 | 0.036285 | 0.036213 | 0.03614 | 0.036068 | 0.035995 | 0.035922 | 0.03585 | 0.035777 | 45911.034 | 11798.8843 | 23792.1497 | 6114.4521
| TRG022-176898385 | 150 | TRG022 | TRG | 0 | 0 | 0.0012272 | 0.0012472 | 0.0012622 | 0.0012622 | 0.0012671 | 0.0012896 | 0.001317 | 0.001317 | 0.001317 | 0.001317 | 0.001317 | 0.001317 | 0.001317 | 0.001317 | 0.001317 | 0.001317 | 0.001317 | 0.001317 | 0.001317 | 0.001317 | 0.58159 | 0.58605 | 0.59051 | 0.59496 | 0.59942 | 0.59358 | 0.58774 | 0.5819 | 0.57605 | 0.57021 | 0.56437 | 0.55853 | 0.55269 | 0.54684 | 0.541 | 0.53516 | 0.52932 | 0.52348 | 0.51763 | 0.51179 | 0.020699 | 0.021197 | 0.021614 | 0.021777 | 0.022027 | 0.022199 | 0.022448 | 0.022225 | 0.022002 | 0.021779 | 0.021556 | 0.021332 | 0.021109 | 0.020886 | 0.020663 | 0.02044 | 0.020217 | 0.019994 | 0.019771 | 0.019547 | 45911.034 | 11798.8843 | 14129.4392 | 3631.1885
| TRG022-185851624 | 73 | TRG022 | TRG | 0 | 0 | 0.0012272 | 0.0012472 | 0.0012622 | 0.0012622 | 0.0012671 | 0.0012896 | 0.001317 | 0.001317 | 0.001317 | 0.001317 | 0.001317 | 0.001317 | 0.001317 | 0.001317 | 0.001317 | 0.001317 | 0.001317 | 0.001317 | 0.001317 | 0.001317 | 2.2361 | 2.2618 | 2.2876 | 2.3134 | 2.3391 | 2.3124 | 2.2856 | 2.2588 | 2.232 | 2.2052 | 2.1784 | 2.1517 | 2.1249 | 2.0981 | 2.0713 | 2.0445 | 2.0178 | 1.991 | 1.9642 | 1.9374 | 0.079582 | 0.081808 | 0.083732 | 0.084675 | 0.085957 | 0.086478 | 0.087295 | 0.086272 | 0.08525 | 0.084227 | 0.083204 | 0.082181 | 0.081158 | 0.080135 | 0.079112 | 0.078089 | 0.077066 | 0.076043 | 0.07502 | 0.073998 | 45911.034 | 11798.8843 | 54498.6377 | 14005.8514
| TRG022-24598160 | 362 | TRG022 | TRG | 0 | 0 | 0.0012272 | 0.0012472 | 0.0012622 | 0.0012622 | 0.0012671 | 0.0012896 | 0.001317 | 0.001317 | 0.001317 | 0.001317 | 0.001317 | 0.001317 | 0.001317 | 0.001317 | 0.001317 | 0.001317 | 0.001317 | 0.001317 | 0.001317 | 0.001317 | 0.86191 | 0.8686 | 0.8753 | 0.88199 | 0.88868 | 0.87922 | 0.86975 | 0.86028 | 0.85082 | 0.84135 | 0.83189 | 0.82242 | 0.81295 | 0.80349 | 0.79402 | 0.78455 | 0.77509 | 0.76562 | 0.75616 | 0.74669 | 0.030675 | 0.031416 | 0.032038 | 0.032283 | 0.032657 | 0.032881 | 0.033219 | 0.032858 | 0.032496 | 0.032135 | 0.031773 | 0.031412 | 0.03105 | 0.030688 | 0.030327 | 0.029965 | 0.029604 | 0.029242 | 0.028881 | 0.028519 | 45911.034 | 11798.8843 | 20844.0043 | 5356.7949
| TRG022-24598202 | 336 | TRG022 | TRG | 0 | 0 | 0.0012272 | 0.0012472 | 0.0012622 | 0.0012622 | 0.0012671 | 0.0012896 | 0.001317 | 0.001317 | 0.001317 | 0.001317 | 0.001317 | 0.001317 | 0.001317 | 0.001317 | 0.001317 | 0.001317 | 0.001317 | 0.001317 | 0.001317 | 0.001317 | 0.65409 | 0.66095 | 0.66782 | 0.67469 | 0.68156 | 0.67546 | 0.66936 | 0.66326 | 0.65716 | 0.65106 | 0.64496 | 0.63887 | 0.63277 | 0.62667 | 0.62057 | 0.61447 | 0.60837 | 0.60227 | 0.59618 | 0.59008 | 0.023279 | 0.023906 | 0.024444 | 0.024695 | 0.025045 | 0.025261 | 0.025566 | 0.025333 | 0.0251 | 0.024867 | 0.024634 | 0.024401 | 0.024168 | 0.023935 | 0.023702 | 0.023469 | 0.023236 | 0.023003 | 0.02277 | 0.022537 | 45911.034 | 11798.8843 | 16106.4175 | 4139.2611
| TRG024-117365806 | 17 | TRG024 | TRG | 0 | 0 | 0.0037743 | 0.0038736 | 0.0039549 | 0.0039729 | 0.0040045 | 0.0041129 | 0.0042348 | 0.0042438 | 0.0042438 | 0.0042438 | 0.0042438 | 0.0042438 | 0.0042438 | 0.0042438 | 0.0042438 | 0.0042438 | 0.0042438 | 0.0042438 | 0.0042438 | 0.0042438 | 0 | 0 | 0 | 0 | 0 | 0 | 0 | 0 | 0 | 0 | 0 | 0 | 0 | 0 | 0 | 0 | 0 | 0 | 0 | 0 | 0 | 0 | 0 | 0 | 0 | 0 | 0 | 0 | 0 | 0 | 0 | 0 | 0 | 0 | 0 | 0 | 0 | 0 | 0 | 0 | 45911.034 | 11798.8843 | 0 | 0
| TRG024-158041024 | 47 | TRG024 | TRG | 0 | 0 | 0.0037743 | 0.0038736 | 0.0039549 | 0.0039729 | 0.0040045 | 0.0041129 | 0.0042348 | 0.0042438 | 0.0042438 | 0.0042438 | 0.0042438 | 0.0042438 | 0.0042438 | 0.0042438 | 0.0042438 | 0.0042438 | 0.0042438 | 0.0042438 | 0.0042438 | 0.0042438 | 0.015839 | 0.015943 | 0.016047 | 0.016152 | 0.016256 | 0.016121 | 0.015986 | 0.015852 | 0.015717 | 0.015583 | 0.015448 | 0.015313 | 0.015179 | 0.015044 | 0.014909 | 0.014775 | 0.01464 | 0.014505 | 0.014371 | 0.014236 | 0.0017337 | 0.001791 | 0.0018405 | 0.0018609 | 0.0018878 | 0.0019228 | 0.0019633 | 0.0019509 | 0.0019343 | 0.0019177 | 0.0019012 | 0.0018846 | 0.001868 | 0.0018515 | 0.0018349 | 0.0018183 | 0.0018017 | 0.0017852 | 0.0017686 | 0.001752 | 45911.034 | 11798.8843 | 1232.2684 | 316.6862
| TRG024-158742698 | 1 | TRG024 | TRG | 0 | 0 | 0.0037743 | 0.0038736 | 0.0039549 | 0.0039729 | 0.0040045 | 0.0041129 | 0.0042348 | 0.0042438 | 0.0042438 | 0.0042438 | 0.0042438 | 0.0042438 | 0.0042438 | 0.0042438 | 0.0042438 | 0.0042438 | 0.0042438 | 0.0042438 | 0.0042438 | 0.0042438 | 0 | 0 | 0 | 0 | 0 | 0 | 0 | 0 | 0 | 0 | 0 | 0 | 0 | 0 | 0 | 0 | 0 | 0 | 0 | 0 | 0 | 0 | 0 | 0 | 0 | 0 | 0 | 0 | 0 | 0 | 0 | 0 | 0 | 0 | 0 | 0 | 0 | 0 | 0 | 0 | 45911.034 | 11798.8843 | 0 | 0
| TRG024-162822011 | 10 | TRG024 | TRG | 0 | 0 | 0.0037743 | 0.0038736 | 0.0039549 | 0.0039729 | 0.0040045 | 0.0041129 | 0.0042348 | 0.0042438 | 0.0042438 | 0.0042438 | 0.0042438 | 0.0042438 | 0.0042438 | 0.0042438 | 0.0042438 | 0.0042438 | 0.0042438 | 0.0042438 | 0.0042438 | 0.0042438 | 0.0037931 | 0.0038289 | 0.0038647 | 0.0039005 | 0.0039362 | 0.0038699 | 0.0038035 | 0.0037371 | 0.0036707 | 0.0036043 | 0.0035379 | 0.0034716 | 0.0034052 | 0.0033388 | 0.0032724 | 0.003206 | 0.0031396 | 0.0030733 | 0.0030069 | 0.0029405 | 0.00041517 | 0.00043011 | 0.00044324 | 0.00044939 | 0.00045712 | 0.00046157 | 0.0004671 | 0.00045992 | 0.00045175 | 0.00044358 | 0.00043541 | 0.00042724 | 0.00041907 | 0.00041091 | 0.00040274 | 0.00039457 | 0.0003864 | 0.00037823 | 0.00037006 | 0.00036189 | 45911.034 | 11798.8843 | 284.0169 | 72.9908
| TRG024-162822186 | 10 | TRG024 | TRG | 0 | 0 | 0.0037743 | 0.0038736 | 0.0039549 | 0.0039729 | 0.0040045 | 0.0041129 | 0.0042348 | 0.0042438 | 0.0042438 | 0.0042438 | 0.0042438 | 0.0042438 | 0.0042438 | 0.0042438 | 0.0042438 | 0.0042438 | 0.0042438 | 0.0042438 | 0.0042438 | 0.0042438 | 5.6054e-06 | 5.695e-06 | 5.7847e-06 | 5.8743e-06 | 5.964e-06 | 5.8227e-06 | 5.6814e-06 | 5.5401e-06 | 5.3988e-06 | 5.2575e-06 | 5.1162e-06 | 4.9749e-06 | 4.8336e-06 | 4.6923e-06 | 4.551e-06 | 4.4097e-06 | 4.2684e-06 | 4.1271e-06 | 3.9858e-06 | 3.8445e-06 | 6.1353e-07 | 6.3975e-07 | 6.6345e-07 | 6.7681e-07 | 6.926e-07 | 6.9449e-07 | 6.9772e-07 | 6.8182e-07 | 6.6443e-07 | 6.4704e-07 | 6.2965e-07 | 6.1226e-07 | 5.9487e-07 | 5.7748e-07 | 5.6009e-07 | 5.427e-07 | 5.2531e-07 | 5.0792e-07 | 4.9053e-07 | 4.7314e-07 | 45911.034 | 11798.8843 | 0.4119 | 0.10586
| TRG024-162822411 | 8 | TRG024 | TRG | 0 | 0 | 0.0037743 | 0.0038736 | 0.0039549 | 0.0039729 | 0.0040045 | 0.0041129 | 0.0042348 | 0.0042438 | 0.0042438 | 0.0042438 | 0.0042438 | 0.0042438 | 0.0042438 | 0.0042438 | 0.0042438 | 0.0042438 | 0.0042438 | 0.0042438 | 0.0042438 | 0.0042438 | 0 | 0 | 0 | 0 | 0 | 0 | 0 | 0 | 0 | 0 | 0 | 0 | 0 | 0 | 0 | 0 | 0 | 0 | 0 | 0 | 0 | 0 | 0 | 0 | 0 | 0 | 0 | 0 | 0 | 0 | 0 | 0 | 0 | 0 | 0 | 0 | 0 | 0 | 0 | 0 | 45911.034 | 11798.8843 | 0 | 0
| TRG024-162822646 | 11 | TRG024 | TRG | 0 | 0 | 0.0037743 | 0.0038736 | 0.0039549 | 0.0039729 | 0.0040045 | 0.0041129 | 0.0042348 | 0.0042438 | 0.0042438 | 0.0042438 | 0.0042438 | 0.0042438 | 0.0042438 | 0.0042438 | 0.0042438 | 0.0042438 | 0.0042438 | 0.0042438 | 0.0042438 | 0.0042438 | 5.7036e-07 | 5.7582e-07 | 5.8128e-07 | 5.8674e-07 | 5.922e-07 | 5.7883e-07 | 5.6546e-07 | 5.5209e-07 | 5.3872e-07 | 5.2535e-07 | 5.1198e-07 | 4.9861e-07 | 4.8524e-07 | 4.7187e-07 | 4.585e-07 | 4.4513e-07 | 4.3176e-07 | 4.1839e-07 | 4.0502e-07 | 3.9165e-07 | 6.2428e-08 | 6.4684e-08 | 6.6667e-08 | 6.7601e-08 | 6.8773e-08 | 6.9039e-08 | 6.9443e-08 | 6.7946e-08 | 6.63e-08 | 6.4655e-08 | 6.3009e-08 | 6.1364e-08 | 5.9718e-08 | 5.8073e-08 | 5.6428e-08 | 5.4782e-08 | 5.3137e-08 | 5.1491e-08 | 4.9846e-08 | 4.82e-08 | 45911.034 | 11798.8843 | 0.041339 | 0.010624
| TRG024-162822850 | 23 | TRG024 | TRG | 0 | 0 | 0.0037743 | 0.0038736 | 0.0039549 | 0.0039729 | 0.0040045 | 0.0041129 | 0.0042348 | 0.0042438 | 0.0042438 | 0.0042438 | 0.0042438 | 0.0042438 | 0.0042438 | 0.0042438 | 0.0042438 | 0.0042438 | 0.0042438 | 0.0042438 | 0.0042438 | 0.0042438 | 0.0090488 | 0.0091401 | 0.0092314 | 0.0093227 | 0.009414 | 0.0092603 | 0.0091066 | 0.0089529 | 0.0087992 | 0.0086455 | 0.0084918 | 0.0083382 | 0.0081845 | 0.0080308 | 0.0078771 | 0.0077234 | 0.0075697 | 0.007416 | 0.0072623 | 0.0071086 | 0.00099043 | 0.0010267 | 0.0010588 | 0.0010741 | 0.0010933 | 0.0011045 | 0.0011184 | 0.0011018 | 0.0010829 | 0.001064 | 0.0010451 | 0.0010262 | 0.0010073 | 0.00098835 | 0.00096943 | 0.00095052 | 0.0009316 | 0.00091269 | 0.00089377 | 0.00087486 | 45911.034 | 11798.8843 | 681.063 | 175.0295
| TRG024-162823024 | 7 | TRG024 | TRG | 0 | 0 | 0.0037743 | 0.0038736 | 0.0039549 | 0.0039729 | 0.0040045 | 0.0041129 | 0.0042348 | 0.0042438 | 0.0042438 | 0.0042438 | 0.0042438 | 0.0042438 | 0.0042438 | 0.0042438 | 0.0042438 | 0.0042438 | 0.0042438 | 0.0042438 | 0.0042438 | 0.0042438 | 2.8546e-05 | 2.879e-05 | 2.9033e-05 | 2.9277e-05 | 2.952e-05 | 2.916e-05 | 2.88e-05 | 2.844e-05 | 2.808e-05 | 2.772e-05 | 2.736e-05 | 2.7e-05 | 2.664e-05 | 2.628e-05 | 2.592e-05 | 2.556e-05 | 2.52e-05 | 2.484e-05 | 2.448e-05 | 2.412e-05 | 3.1245e-06 | 3.2341e-06 | 3.3298e-06 | 3.3731e-06 | 3.4282e-06 | 3.478e-06 | 3.5369e-06 | 3.5001e-06 | 3.4558e-06 | 3.4115e-06 | 3.3672e-06 | 3.3229e-06 | 3.2786e-06 | 3.2343e-06 | 3.19e-06 | 3.1457e-06 | 3.1014e-06 | 3.0571e-06 | 3.0128e-06 | 2.9684e-06 | 45911.034 | 11798.8843 | 2.1878 | 0.56224
| TRG024-162823256 | 19 | TRG024 | TRG | 0 | 0 | 0.0037743 | 0.0038736 | 0.0039549 | 0.0039729 | 0.0040045 | 0.0041129 | 0.0042348 | 0.0042438 | 0.0042438 | 0.0042438 | 0.0042438 | 0.0042438 | 0.0042438 | 0.0042438 | 0.0042438 | 0.0042438 | 0.0042438 | 0.0042438 | 0.0042438 | 0.0042438 | 2.1966e-05 | 2.2212e-05 | 2.2458e-05 | 2.2704e-05 | 2.295e-05 | 2.252e-05 | 2.2089e-05 | 2.1658e-05 | 2.1228e-05 | 2.0797e-05 | 2.0367e-05 | 1.9937e-05 | 1.9506e-05 | 1.9076e-05 | 1.8645e-05 | 1.8214e-05 | 1.7784e-05 | 1.7353e-05 | 1.6923e-05 | 1.6492e-05 | 2.4043e-06 | 2.4952e-06 | 2.5757e-06 | 2.6158e-06 | 2.6652e-06 | 2.686e-06 | 2.7127e-06 | 2.6655e-06 | 2.6125e-06 | 2.5595e-06 | 2.5066e-06 | 2.4536e-06 | 2.4006e-06 | 2.3476e-06 | 2.2946e-06 | 2.2417e-06 | 2.1887e-06 | 2.1357e-06 | 2.0827e-06 | 2.0297e-06 | 45911.034 | 11798.8843 | 1.6363 | 0.42052
| TRG024-185851718 | 48 | TRG024 | TRG | 0 | 0 | 0.0037743 | 0.0038736 | 0.0039549 | 0.0039729 | 0.0040045 | 0.0041129 | 0.0042348 | 0.0042438 | 0.0042438 | 0.0042438 | 0.0042438 | 0.0042438 | 0.0042438 | 0.0042438 | 0.0042438 | 0.0042438 | 0.0042438 | 0.0042438 | 0.0042438 | 0.0042438 | 0.00019585 | 0.00019842 | 0.00020099 | 0.00020356 | 0.00020613 | 0.00020372 | 0.00020131 | 0.00019889 | 0.00019648 | 0.00019407 | 0.00019166 | 0.00018924 | 0.00018683 | 0.00018442 | 0.000182 | 0.00017959 | 0.00017718 | 0.00017477 | 0.00017235 | 0.00016994 | 2.1437e-05 | 2.229e-05 | 2.3052e-05 | 2.3453e-05 | 2.3938e-05 | 2.4298e-05 | 2.4722e-05 | 2.4478e-05 | 2.4181e-05 | 2.3884e-05 | 2.3587e-05 | 2.329e-05 | 2.2993e-05 | 2.2696e-05 | 2.2399e-05 | 2.2102e-05 | 2.1805e-05 | 2.1508e-05 | 2.1211e-05 | 2.0914e-05 | 45911.034 | 11798.8843 | 15.2756 | 3.9257
| TRG024-24598286 | 257 | TRG024 | TRG | 0 | 0 | 0.0037743 | 0.0038736 | 0.0039549 | 0.0039729 | 0.0040045 | 0.0041129 | 0.0042348 | 0.0042438 | 0.0042438 | 0.0042438 | 0.0042438 | 0.0042438 | 0.0042438 | 0.0042438 | 0.0042438 | 0.0042438 | 0.0042438 | 0.0042438 | 0.0042438 | 0.0042438 | 0.090495 | 0.091294 | 0.092094 | 0.092894 | 0.093694 | 0.092199 | 0.090704 | 0.089209 | 0.087714 | 0.086219 | 0.084724 | 0.083229 | 0.081734 | 0.080239 | 0.078744 | 0.077249 | 0.075754 | 0.074259 | 0.072764 | 0.07127 | 0.009905 | 0.010255 | 0.010562 | 0.010703 | 0.010881 | 0.010997 | 0.011139 | 0.010979 | 0.010795 | 0.010611 | 0.010427 | 0.010243 | 0.010059 | 0.0098751 | 0.0096911 | 0.0095071 | 0.0093231 | 0.0091391 | 0.0089551 | 0.0087711 | 45911.034 | 11798.8843 | 6797.9022 | 1747.0236
| TRG024-60700588 | 199 | TRG024 | TRG | 0 | 0 | 0.0037743 | 0.0038736 | 0.0039549 | 0.0039729 | 0.0040045 | 0.0041129 | 0.0042348 | 0.0042438 | 0.0042438 | 0.0042438 | 0.0042438 | 0.0042438 | 0.0042438 | 0.0042438 | 0.0042438 | 0.0042438 | 0.0042438 | 0.0042438 | 0.0042438 | 0.0042438 | 0.57057 | 0.57681 | 0.58306 | 0.5893 | 0.59555 | 0.5851 | 0.57465 | 0.56421 | 0.55376 | 0.54331 | 0.53286 | 0.52242 | 0.51197 | 0.50152 | 0.49107 | 0.48063 | 0.47018 | 0.45973 | 0.44928 | 0.43884 | 0.062451 | 0.064796 | 0.066871 | 0.067896 | 0.069162 | 0.069787 | 0.070572 | 0.069437 | 0.068151 | 0.066865 | 0.065579 | 0.064294 | 0.063008 | 0.061722 | 0.060436 | 0.059151 | 0.057865 | 0.056579 | 0.055293 | 0.054007 | 45911.034 | 11798.8843 | 42765.289 | 10990.445
| TRG024-74127795 | 703 | TRG024 | TRG | 0 | 0 | 0.0037743 | 0.0038736 | 0.0039549 | 0.0039729 | 0.0040045 | 0.0041129 | 0.0042348 | 0.0042438 | 0.0042438 | 0.0042438 | 0.0042438 | 0.0042438 | 0.0042438 | 0.0042438 | 0.0042438 | 0.0042438 | 0.0042438 | 0.0042438 | 0.0042438 | 0.0042438 | 1.7966 | 1.8153 | 1.8339 | 1.8525 | 1.8712 | 1.8534 | 1.8356 | 1.8179 | 1.8001 | 1.7823 | 1.7645 | 1.7468 | 1.729 | 1.7112 | 1.6934 | 1.6757 | 1.6579 | 1.6401 | 1.6224 | 1.6046 | 0.19665 | 0.20392 | 0.21033 | 0.21344 | 0.2173 | 0.22106 | 0.22543 | 0.22372 | 0.22154 | 0.21935 | 0.21716 | 0.21497 | 0.21279 | 0.2106 | 0.20841 | 0.20623 | 0.20404 | 0.20185 | 0.19966 | 0.19748 | 45911.034 | 11798.8843 | 140587.6029 | 36130.2439
| WBE011-203216132 | 271 | WBE011 | WBE | 0 | 0 | 0.0014538 | 0.0014599 | 0.0014599 | 0.0014538 | 0.0014558 | 0.0014639 | 0.0014862 | 0.0014781 | 0.0014781 | 0.0014781 | 0.0014781 | 0.0014781 | 0.0014781 | 0.0014781 | 0.0014781 | 0.0014781 | 0.0014781 | 0.0014781 | 0.0014781 | 0.0014781 | 7.1367 | 7.1712 | 7.2057 | 7.2403 | 7.2748 | 7.2862 | 7.2977 | 7.3091 | 7.3206 | 7.332 | 7.3435 | 7.3549 | 7.3663 | 7.3778 | 7.3892 | 7.4007 | 7.4121 | 7.4236 | 7.435 | 7.4464 | 0.30088 | 0.3036 | 0.30506 | 0.30524 | 0.30713 | 0.30933 | 0.31453 | 0.31331 | 0.3138 | 0.31429 | 0.31478 | 0.31527 | 0.31576 | 0.31625 | 0.31674 | 0.31723 | 0.31772 | 0.31821 | 0.3187 | 0.31919 | 39317.7095 | 12023.5407 | 177269.0305 | 54209.7043
| WBE011-41045910 | 1 | WBE011 | WBE | 0 | 0 | 0.0014538 | 0.0014599 | 0.0014599 | 0.0014538 | 0.0014558 | 0.0014639 | 0.0014862 | 0.0014781 | 0.0014781 | 0.0014781 | 0.0014781 | 0.0014781 | 0.0014781 | 0.0014781 | 0.0014781 | 0.0014781 | 0.0014781 | 0.0014781 | 0.0014781 | 0.0014781 | 0 | 0 | 0 | 0 | 0 | 0 | 0 | 0 | 0 | 0 | 0 | 0 | 0 | 0 | 0 | 0 | 0 | 0 | 0 | 0 | 0 | 0 | 0 | 0 | 0 | 0 | 0 | 0 | 0 | 0 | 0 | 0 | 0 | 0 | 0 | 0 | 0 | 0 | 0 | 0 | 39317.7095 | 12023.5407 | 0 | 0
| WBE012-203216204 | 58 | WBE012 | WBE | 0 | 0 | 0.0011223 | 0.0011379 | 0.0011536 | 0.0011625 | 0.0011692 | 0.0011827 | 0.001205 | 0.001214 | 0.001214 | 0.001214 | 0.001214 | 0.001214 | 0.001214 | 0.001214 | 0.001214 | 0.001214 | 0.001214 | 0.001214 | 0.001214 | 0.001214 | 0 | 0 | 0 | 0 | 0 | 0 | 0 | 0 | 0 | 0 | 0 | 0 | 0 | 0 | 0 | 0 | 0 | 0 | 0 | 0 | 0 | 0 | 0 | 0 | 0 | 0 | 0 | 0 | 0 | 0 | 0 | 0 | 0 | 0 | 0 | 0 | 0 | 0 | 0 | 0 | 39317.7095 | 12023.5407 | 0 | 0
| WBE013-203216284 | 298 | WBE013 | WBE | 0 | 0 | 0.001311 | 0.0013701 | 0.0014253 | 0.0014708 | 0.0015201 | 0.0015811 | 0.0016499 | 0.001708 | 0.001708 | 0.001708 | 0.001708 | 0.001708 | 0.001708 | 0.001708 | 0.001708 | 0.001708 | 0.001708 | 0.001708 | 0.001708 | 0.001708 | 0 | 0 | 0 | 0 | 0 | 0 | 0 | 0 | 0 | 0 | 0 | 0 | 0 | 0 | 0 | 0 | 0 | 0 | 0 | 0 | 0 | 0 | 0 | 0 | 0 | 0 | 0 | 0 | 0 | 0 | 0 | 0 | 0 | 0 | 0 | 0 | 0 | 0 | 0 | 0 | 39317.7095 | 12023.5407 | 0 | 0
| WBE014-203216348 | 129 | WBE014 | WBE | 0 | 0 | 0.00050371 | 0.00052766 | 0.00055238 | 0.00057556 | 0.00059873 | 0.00062655 | 0.00065358 | 0.00067599 | 0.00067599 | 0.00067599 | 0.00067599 | 0.00067599 | 0.00067599 | 0.00067599 | 0.00067599 | 0.00067599 | 0.00067599 | 0.00067599 | 0.00067599 | 0.00067599 | 7.8515 | 7.9026 | 7.9537 | 8.0047 | 8.0558 | 8.0802 | 8.1046 | 8.129 | 8.1534 | 8.1778 | 8.2022 | 8.2266 | 8.2509 | 8.2753 | 8.2997 | 8.3241 | 8.3485 | 8.3729 | 8.3973 | 8.4217 | 0.11469 | 0.12093 | 0.12741 | 0.13361 | 0.13988 | 0.14682 | 0.15361 | 0.15936 | 0.15984 | 0.16031 | 0.16079 | 0.16127 | 0.16175 | 0.16223 | 0.1627 | 0.16318 | 0.16366 | 0.16414 | 0.16462 | 0.1651 | 39317.7095 | 12023.5407 | 84992.6182 | 25991.1429
| WBE021-203216532 | 165 | WBE021 | WBE | 0 | 0 | 0.00056199 | 0.00055024 | 0.00054521 | 0.0005385 | 0.00053515 | 0.00053179 | 0.00053011 | 0.00052508 | 0.00052508 | 0.00052508 | 0.00052508 | 0.00052508 | 0.00052508 | 0.00052508 | 0.00052508 | 0.00052508 | 0.00052508 | 0.00052508 | 0.00052508 | 0.00052508 | 0 | 0 | 0 | 0 | 0 | 0 | 0 | 0 | 0 | 0 | 0 | 0 | 0 | 0 | 0 | 0 | 0 | 0 | 0 | 0 | 0 | 0 | 0 | 0 | 0 | 0 | 0 | 0 | 0 | 0 | 0 | 0 | 0 | 0 | 0 | 0 | 0 | 0 | 0 | 0 | 39317.7095 | 12023.5407 | 0 | 0
| WBE022-203216606 | 193 | WBE022 | WBE | 0 | 0 | 0.0029323 | 0.002965 | 0.0029846 | 0.0030042 | 0.0030435 | 0.0031154 | 0.0031971 | 0.0032625 | 0.0032625 | 0.0032625 | 0.0032625 | 0.0032625 | 0.0032625 | 0.0032625 | 0.0032625 | 0.0032625 | 0.0032625 | 0.0032625 | 0.0032625 | 0.0032625 | 9.0139 | 9.082 | 9.1501 | 9.2183 | 9.2864 | 9.3012 | 9.316 | 9.3308 | 9.3456 | 9.3604 | 9.3752 | 9.39 | 9.4048 | 9.4196 | 9.4344 | 9.4491 | 9.4639 | 9.4787 | 9.4935 | 9.5083 | 0.76652 | 0.78092 | 0.79198 | 0.80313 | 0.81963 | 0.84033 | 0.86375 | 0.88281 | 0.88421 | 0.88561 | 0.88701 | 0.88841 | 0.88981 | 0.89121 | 0.89261 | 0.89401 | 0.89541 | 0.89681 | 0.89821 | 0.89961 | 39317.7095 | 12023.5407 | 485912.2386 | 148594.2508
| WBE023-139765778 | 486 | WBE023 | WBE | 0 | 0 | 0.0011743 | 0.0012049 | 0.001233 | 0.0012594 | 0.0012958 | 0.0013346 | 0.0013784 | 0.001409 | 0.001409 | 0.001409 | 0.001409 | 0.001409 | 0.001409 | 0.001409 | 0.001409 | 0.001409 | 0.001409 | 0.001409 | 0.001409 | 0.001409 | 5.8197 | 5.8591 | 5.8985 | 5.9379 | 5.9774 | 5.9959 | 6.0145 | 6.0331 | 6.0517 | 6.0703 | 6.0889 | 6.1075 | 6.1261 | 6.1446 | 6.1632 | 6.1818 | 6.2004 | 6.219 | 6.2376 | 6.2562 | 0.19819 | 0.20472 | 0.21091 | 0.21687 | 0.22461 | 0.23206 | 0.24042 | 0.24651 | 0.24727 | 0.24803 | 0.24879 | 0.24955 | 0.25031 | 0.25107 | 0.25183 | 0.25259 | 0.25335 | 0.25411 | 0.25487 | 0.25563 | 39317.7095 | 12023.5407 | 134354.416 | 41086.2131
| WBE023-203216893 | 10 | WBE023 | WBE | 0 | 0 | 0.0011743 | 0.0012049 | 0.001233 | 0.0012594 | 0.0012958 | 0.0013346 | 0.0013784 | 0.001409 | 0.001409 | 0.001409 | 0.001409 | 0.001409 | 0.001409 | 0.001409 | 0.001409 | 0.001409 | 0.001409 | 0.001409 | 0.001409 | 0.001409 | 0 | 0 | 0 | 0 | 0 | 0 | 0 | 0 | 0 | 0 | 0 | 0 | 0 | 0 | 0 | 0 | 0 | 0 | 0 | 0 | 0 | 0 | 0 | 0 | 0 | 0 | 0 | 0 | 0 | 0 | 0 | 0 | 0 | 0 | 0 | 0 | 0 | 0 | 0 | 0 | 39317.7095 | 12023.5407 | 0 | 0
| WBE024-203216929 | 291 | WBE024 | WBE | 0 | 0 | 0.0022433 | 0.0022964 | 0.0023553 | 0.002407 | 0.0024659 | 0.002532 | 0.0026009 | 0.0026382 | 0.0026382 | 0.0026382 | 0.0026382 | 0.0026382 | 0.0026382 | 0.0026382 | 0.0026382 | 0.0026382 | 0.0026382 | 0.0026382 | 0.0026382 | 0.0026382 | 4.7817 | 4.82 | 4.8584 | 4.8967 | 4.935 | 4.9584 | 4.9818 | 5.0052 | 5.0286 | 5.052 | 5.0754 | 5.0988 | 5.1222 | 5.1457 | 5.1691 | 5.1925 | 5.2159 | 5.2393 | 5.2627 | 5.2861 | 0.31107 | 0.321 | 0.33184 | 0.3418 | 0.35291 | 0.36408 | 0.37576 | 0.38294 | 0.38473 | 0.38652 | 0.38832 | 0.39011 | 0.3919 | 0.39369 | 0.39548 | 0.39727 | 0.39906 | 0.40085 | 0.40264 | 0.40443 | 39317.7095 | 12023.5407 | 210683.2082 | 64427.9172
| WBE031-15425070 | 1 | WBE031 | WBE | 0 | 0 | 0.00090453 | 0.00094056 | 0.00097502 | 0.0010016 | 0.0010306 | 0.0010666 | 0.0011113 | 0.0011426 | 0.0011426 | 0.0011426 | 0.0011426 | 0.0011426 | 0.0011426 | 0.0011426 | 0.0011426 | 0.0011426 | 0.0011426 | 0.0011426 | 0.0011426 | 0.0011426 | 0 | 0 | 0 | 0 | 0 | 0 | 0 | 0 | 0 | 0 | 0 | 0 | 0 | 0 | 0 | 0 | 0 | 0 | 0 | 0 | 0 | 0 | 0 | 0 | 0 | 0 | 0 | 0 | 0 | 0 | 0 | 0 | 0 | 0 | 0 | 0 | 0 | 0 | 0 | 0 | 39317.7095 | 12023.5407 | 0 | 0
| WBE031-203217123 | 75 | WBE031 | WBE | 0 | 0 | 0.00090453 | 0.00094056 | 0.00097502 | 0.0010016 | 0.0010306 | 0.0010666 | 0.0011113 | 0.0011426 | 0.0011426 | 0.0011426 | 0.0011426 | 0.0011426 | 0.0011426 | 0.0011426 | 0.0011426 | 0.0011426 | 0.0011426 | 0.0011426 | 0.0011426 | 0.0011426 | 0 | 0 | 0 | 0 | 0 | 0 | 0 | 0 | 0 | 0 | 0 | 0 | 0 | 0 | 0 | 0 | 0 | 0 | 0 | 0 | 0 | 0 | 0 | 0 | 0 | 0 | 0 | 0 | 0 | 0 | 0 | 0 | 0 | 0 | 0 | 0 | 0 | 0 | 0 | 0 | 39317.7095 | 12023.5407 | 0 | 0
| WBE031-24612962 | 274 | WBE031 | WBE | 0 | 0 | 0.00090453 | 0.00094056 | 0.00097502 | 0.0010016 | 0.0010306 | 0.0010666 | 0.0011113 | 0.0011426 | 0.0011426 | 0.0011426 | 0.0011426 | 0.0011426 | 0.0011426 | 0.0011426 | 0.0011426 | 0.0011426 | 0.0011426 | 0.0011426 | 0.0011426 | 0.0011426 | 0 | 0 | 0 | 0 | 0 | 0 | 0 | 0 | 0 | 0 | 0 | 0 | 0 | 0 | 0 | 0 | 0 | 0 | 0 | 0 | 0 | 0 | 0 | 0 | 0 | 0 | 0 | 0 | 0 | 0 | 0 | 0 | 0 | 0 | 0 | 0 | 0 | 0 | 0 | 0 | 39317.7095 | 12023.5407 | 0 | 0
| WBE032-203217195 | 159 | WBE032 | WBE | 0 | 0 | 0.00078156 | 0.00079925 | 0.00081486 | 0.00082735 | 0.000844 | 0.00086273 | 0.00088667 | 0.0009002 | 0.0009002 | 0.0009002 | 0.0009002 | 0.0009002 | 0.0009002 | 0.0009002 | 0.0009002 | 0.0009002 | 0.0009002 | 0.0009002 | 0.0009002 | 0.0009002 | 0 | 0 | 0 | 0 | 0 | 0 | 0 | 0 | 0 | 0 | 0 | 0 | 0 | 0 | 0 | 0 | 0 | 0 | 0 | 0 | 0 | 0 | 0 | 0 | 0 | 0 | 0 | 0 | 0 | 0 | 0 | 0 | 0 | 0 | 0 | 0 | 0 | 0 | 0 | 0 | 39317.7095 | 12023.5407 | 0 | 0
| WBE032-24612505 | 80 | WBE032 | WBE | 0 | 0 | 0.00078156 | 0.00079925 | 0.00081486 | 0.00082735 | 0.000844 | 0.00086273 | 0.00088667 | 0.0009002 | 0.0009002 | 0.0009002 | 0.0009002 | 0.0009002 | 0.0009002 | 0.0009002 | 0.0009002 | 0.0009002 | 0.0009002 | 0.0009002 | 0.0009002 | 0.0009002 | 22.544 | 22.6807 | 22.8174 | 22.9541 | 23.0908 | 23.1312 | 23.1717 | 23.2121 | 23.2525 | 23.2929 | 23.3333 | 23.3737 | 23.4141 | 23.4545 | 23.4949 | 23.5354 | 23.5758 | 23.6162 | 23.6566 | 23.697 | 0.51096 | 0.5257 | 0.5392 | 0.55074 | 0.56517 | 0.57873 | 0.59582 | 0.60597 | 0.60702 | 0.60808 | 0.60913 | 0.61019 | 0.61124 | 0.6123 | 0.61335 | 0.61441 | 0.61546 | 0.61652 | 0.61757 | 0.61863 | 39317.7095 | 12023.5407 | 332793.1587 | 101769.7151
| WBE033-203217267 | 506 | WBE033 | WBE | 0 | 0 | 0.0014263 | 0.0014817 | 0.0015351 | 0.0015786 | 0.0016251 | 0.0016845 | 0.0017527 | 0.0018022 | 0.0018022 | 0.0018022 | 0.0018022 | 0.0018022 | 0.0018022 | 0.0018022 | 0.0018022 | 0.0018022 | 0.0018022 | 0.0018022 | 0.0018022 | 0.0018022 | 39.5177 | 39.7879 | 40.058 | 40.3282 | 40.5984 | 40.766 | 40.9336 | 41.1012 | 41.2689 | 41.4365 | 41.6041 | 41.7717 | 41.9393 | 42.1069 | 42.2746 | 42.4422 | 42.6098 | 42.7774 | 42.945 | 43.1126 | 1.6346 | 1.7097 | 1.7833 | 1.8462 | 1.9133 | 1.9914 | 2.0806 | 2.1481 | 2.1568 | 2.1656 | 2.1744 | 2.1831 | 2.1919 | 2.2006 | 2.2094 | 2.2182 | 2.2269 | 2.2357 | 2.2444 | 2.2532 | 39317.7095 | 12023.5407 | 1161810.4911 | 355287.1194
| WBE033-65838252 | 0 | WBE033 | WBE | 0 | 0 | 0.0014263 | 0.0014817 | 0.0015351 | 0.0015786 | 0.0016251 | 0.0016845 | 0.0017527 | 0.0018022 | 0.0018022 | 0.0018022 | 0.0018022 | 0.0018022 | 0.0018022 | 0.0018022 | 0.0018022 | 0.0018022 | 0.0018022 | 0.0018022 | 0.0018022 | 0.0018022 | 0 | 0 | 0 | 0 | 0 | 0 | 0 | 0 | 0 | 0 | 0 | 0 | 0 | 0 | 0 | 0 | 0 | 0 | 0 | 0 | 0 | 0 | 0 | 0 | 0 | 0 | 0 | 0 | 0 | 0 | 0 | 0 | 0 | 0 | 0 | 0 | 0 | 0 | 0 | 0 | 39317.7095 | 12023.5407 | 0 | 0
| WBE034-182145993 | 72 | WBE034 | WBE | 0 | 0 | 0.0017239 | 0.0017998 | 0.001868 | 0.0019233 | 0.0019876 | 0.0020584 | 0.0021433 | 0.0022089 | 0.0022089 | 0.0022089 | 0.0022089 | 0.0022089 | 0.0022089 | 0.0022089 | 0.0022089 | 0.0022089 | 0.0022089 | 0.0022089 | 0.0022089 | 0.0022089 | 0.027051 | 0.027264 | 0.027476 | 0.027689 | 0.027901 | 0.027978 | 0.028054 | 0.02813 | 0.028206 | 0.028282 | 0.028358 | 0.028434 | 0.02851 | 0.028586 | 0.028662 | 0.028739 | 0.028815 | 0.028891 | 0.028967 | 0.029043 | 0.0013524 | 0.001423 | 0.0014885 | 0.0015444 | 0.0016083 | 0.0016701 | 0.0017437 | 0.001802 | 0.0018068 | 0.0018117 | 0.0018166 | 0.0018215 | 0.0018263 | 0.0018312 | 0.0018361 | 0.001841 | 0.0018458 | 0.0018507 | 0.0018556 | 0.0018605 | 39317.7095 | 12023.5407 | 968.6622 | 296.2215
| WBE034-203217365 | 259 | WBE034 | WBE | 0 | 0 | 0.0017239 | 0.0017998 | 0.001868 | 0.0019233 | 0.0019876 | 0.0020584 | 0.0021433 | 0.0022089 | 0.0022089 | 0.0022089 | 0.0022089 | 0.0022089 | 0.0022089 | 0.0022089 | 0.0022089 | 0.0022089 | 0.0022089 | 0.0022089 | 0.0022089 | 0.0022089 | 0.00638 | 0.0064416 | 0.0065032 | 0.0065648 | 0.0066264 | 0.0066455 | 0.0066646 | 0.0066837 | 0.0067029 | 0.006722 | 0.0067411 | 0.0067603 | 0.0067794 | 0.0067985 | 0.0068177 | 0.0068368 | 0.0068559 | 0.006875 | 0.0068942 | 0.0069133 | 0.00031896 | 0.00033622 | 0.00035229 | 0.00036616 | 0.00038196 | 0.00039669 | 0.00041425 | 0.00042815 | 0.00042938 | 0.0004306 | 0.00043183 | 0.00043306 | 0.00043428 | 0.00043551 | 0.00043673 | 0.00043796 | 0.00043918 | 0.00044041 | 0.00044163 | 0.00044286 | 39317.7095 | 12023.5407 | 230.0263 | 70.3431
| WBE034-24612477 | 406 | WBE034 | WBE | 0 | 0 | 0.0017239 | 0.0017998 | 0.001868 | 0.0019233 | 0.0019876 | 0.0020584 | 0.0021433 | 0.0022089 | 0.0022089 | 0.0022089 | 0.0022089 | 0.0022089 | 0.0022089 | 0.0022089 | 0.0022089 | 0.0022089 | 0.0022089 | 0.0022089 | 0.0022089 | 0.0022089 | 0 | 0 | 0 | 0 | 0 | 0 | 0 | 0 | 0 | 0 | 0 | 0 | 0 | 0 | 0 | 0 | 0 | 0 | 0 | 0 | 0 | 0 | 0 | 0 | 0 | 0 | 0 | 0 | 0 | 0 | 0 | 0 | 0 | 0 | 0 | 0 | 0 | 0 | 0 | 0 | 39317.7095 | 12023.5407 | 0 | 0
| WBL002-15395911 | 732 | WBL002 | WBL | 0 | 0 | 0.0040153 | 0.0040459 | 0.0040714 | 0.0040765 | 0.0040791 | 0.0041071 | 0.0041531 | 0.0041684 | 0.0041684 | 0.0041684 | 0.0041684 | 0.0041684 | 0.0041684 | 0.0041684 | 0.0041684 | 0.0041684 | 0.0041684 | 0.0041684 | 0.0041684 | 0.0041684 | 0.30296 | 0.30529 | 0.30762 | 0.30995 | 0.31228 | 0.30937 | 0.30646 | 0.30355 | 0.30064 | 0.29773 | 0.29483 | 0.29192 | 0.28901 | 0.2861 | 0.28319 | 0.28028 | 0.27738 | 0.27447 | 0.27156 | 0.26865 | 0.035278 | 0.03582 | 0.036321 | 0.036642 | 0.03694 | 0.036848 | 0.03691 | 0.036694 | 0.036343 | 0.035991 | 0.035639 | 0.035288 | 0.034936 | 0.034585 | 0.034233 | 0.033881 | 0.03353 | 0.033178 | 0.032827 | 0.032475 | 45090.5514 | 11827.9371 | 23107.6096 | 6061.4773
| WBL002-15395961 | 0 | WBL002 | WBL | 0 | 0 | 0.0040153 | 0.0040459 | 0.0040714 | 0.0040765 | 0.0040791 | 0.0041071 | 0.0041531 | 0.0041684 | 0.0041684 | 0.0041684 | 0.0041684 | 0.0041684 | 0.0041684 | 0.0041684 | 0.0041684 | 0.0041684 | 0.0041684 | 0.0041684 | 0.0041684 | 0.0041684 | 0 | 0 | 0 | 0 | 0 | 0 | 0 | 0 | 0 | 0 | 0 | 0 | 0 | 0 | 0 | 0 | 0 | 0 | 0 | 0 | 0 | 0 | 0 | 0 | 0 | 0 | 0 | 0 | 0 | 0 | 0 | 0 | 0 | 0 | 0 | 0 | 0 | 0 | 0 | 0 | 45090.5514 | 11827.9371 | 0 | 0
| WBL002-163162028 | 4 | WBL002 | WBL | 0 | 0 | 0.0040153 | 0.0040459 | 0.0040714 | 0.0040765 | 0.0040791 | 0.0041071 | 0.0041531 | 0.0041684 | 0.0041684 | 0.0041684 | 0.0041684 | 0.0041684 | 0.0041684 | 0.0041684 | 0.0041684 | 0.0041684 | 0.0041684 | 0.0041684 | 0.0041684 | 0.0041684 | 6.8229e-07 | 6.8871e-07 | 6.9514e-07 | 7.0157e-07 | 7.08e-07 | 6.933e-07 | 6.786e-07 | 6.639e-07 | 6.492e-07 | 6.345e-07 | 6.198e-07 | 6.051e-07 | 5.904e-07 | 5.757e-07 | 5.61e-07 | 5.463e-07 | 5.316e-07 | 5.169e-07 | 5.022e-07 | 4.875e-07 | 7.9448e-08 | 8.0808e-08 | 8.2077e-08 | 8.2939e-08 | 8.3752e-08 | 8.2577e-08 | 8.173e-08 | 8.0254e-08 | 7.8477e-08 | 7.67e-08 | 7.4923e-08 | 7.3146e-08 | 7.1369e-08 | 6.9592e-08 | 6.7815e-08 | 6.6038e-08 | 6.4261e-08 | 6.2484e-08 | 6.0707e-08 | 5.893e-08 | 45090.5514 | 11827.9371 | 0.049125 | 0.012886
| WBL003-15396013 | 0 | WBL003 | WBL | 0 | 0 | 0.0017992 | 0.0017869 | 0.0017795 | 0.0017622 | 0.0017499 | 0.0017426 | 0.0017376 | 0.0017253 | 0.0017253 | 0.0017253 | 0.0017253 | 0.0017253 | 0.0017253 | 0.0017253 | 0.0017253 | 0.0017253 | 0.0017253 | 0.0017253 | 0.0017253 | 0.0017253 | 0 | 0 | 0 | 0 | 0 | 0 | 0 | 0 | 0 | 0 | 0 | 0 | 0 | 0 | 0 | 0 | 0 | 0 | 0 | 0 | 0 | 0 | 0 | 0 | 0 | 0 | 0 | 0 | 0 | 0 | 0 | 0 | 0 | 0 | 0 | 0 | 0 | 0 | 0 | 0 | 45090.5514 | 11827.9371 | 0 | 0
| WBL003-15396026 | 0 | WBL003 | WBL | 0 | 0 | 0.0017992 | 0.0017869 | 0.0017795 | 0.0017622 | 0.0017499 | 0.0017426 | 0.0017376 | 0.0017253 | 0.0017253 | 0.0017253 | 0.0017253 | 0.0017253 | 0.0017253 | 0.0017253 | 0.0017253 | 0.0017253 | 0.0017253 | 0.0017253 | 0.0017253 | 0.0017253 | 0 | 0 | 0 | 0 | 0 | 0 | 0 | 0 | 0 | 0 | 0 | 0 | 0 | 0 | 0 | 0 | 0 | 0 | 0 | 0 | 0 | 0 | 0 | 0 | 0 | 0 | 0 | 0 | 0 | 0 | 0 | 0 | 0 | 0 | 0 | 0 | 0 | 0 | 0 | 0 | 45090.5514 | 11827.9371 | 0 | 0
| WBL003-15396039 | 130 | WBL003 | WBL | 0 | 0 | 0.0017992 | 0.0017869 | 0.0017795 | 0.0017622 | 0.0017499 | 0.0017426 | 0.0017376 | 0.0017253 | 0.0017253 | 0.0017253 | 0.0017253 | 0.0017253 | 0.0017253 | 0.0017253 | 0.0017253 | 0.0017253 | 0.0017253 | 0.0017253 | 0.0017253 | 0.0017253 | 0 | 0 | 0 | 0 | 0 | 0 | 0 | 0 | 0 | 0 | 0 | 0 | 0 | 0 | 0 | 0 | 0 | 0 | 0 | 0 | 0 | 0 | 0 | 0 | 0 | 0 | 0 | 0 | 0 | 0 | 0 | 0 | 0 | 0 | 0 | 0 | 0 | 0 | 0 | 0 | 45090.5514 | 11827.9371 | 0 | 0
| WBL004-15395887 | 94 | WBL004 | WBL | 0 | 0 | 0.0022369 | 0.0022369 | 0.0022346 | 0.0022275 | 0.0022275 | 0.0022322 | 0.0022464 | 0.002244 | 0.002244 | 0.002244 | 0.002244 | 0.002244 | 0.002244 | 0.002244 | 0.002244 | 0.002244 | 0.002244 | 0.002244 | 0.002244 | 0.002244 | 0 | 0 | 0 | 0 | 0 | 0 | 0 | 0 | 0 | 0 | 0 | 0 | 0 | 0 | 0 | 0 | 0 | 0 | 0 | 0 | 0 | 0 | 0 | 0 | 0 | 0 | 0 | 0 | 0 | 0 | 0 | 0 | 0 | 0 | 0 | 0 | 0 | 0 | 0 | 0 | 45090.5514 | 11827.9371 | 0 | 0
| WBL004-24598022 | 125 | WBL004 | WBL | 0 | 0 | 0.0022369 | 0.0022369 | 0.0022346 | 0.0022275 | 0.0022275 | 0.0022322 | 0.0022464 | 0.002244 | 0.002244 | 0.002244 | 0.002244 | 0.002244 | 0.002244 | 0.002244 | 0.002244 | 0.002244 | 0.002244 | 0.002244 | 0.002244 | 0.002244 | 0 | 0 | 0 | 0 | 0 | 0 | 0 | 0 | 0 | 0 | 0 | 0 | 0 | 0 | 0 | 0 | 0 | 0 | 0 | 0 | 0 | 0 | 0 | 0 | 0 | 0 | 0 | 0 | 0 | 0 | 0 | 0 | 0 | 0 | 0 | 0 | 0 | 0 | 0 | 0 | 45090.5514 | 11827.9371 | 0 | 0
| WBL005-153526296 | 460 | WBL005 | WBL | 0 | 0 | 0.0011775 | 0.0011985 | 0.0012177 | 0.0012253 | 0.0012368 | 0.0012579 | 0.0012847 | 0.0012943 | 0.0012943 | 0.0012943 | 0.0012943 | 0.0012943 | 0.0012943 | 0.0012943 | 0.0012943 | 0.0012943 | 0.0012943 | 0.0012943 | 0.0012943 | 0.0012943 | 1.7972 | 1.8127 | 1.8282 | 1.8437 | 1.8592 | 1.8296 | 1.8 | 1.7704 | 1.7408 | 1.7112 | 1.6816 | 1.652 | 1.6224 | 1.5928 | 1.5631 | 1.5335 | 1.5039 | 1.4743 | 1.4447 | 1.4151 | 0.06137 | 0.063006 | 0.064561 | 0.065518 | 0.066688 | 0.066743 | 0.067063 | 0.066451 | 0.065339 | 0.064228 | 0.063117 | 0.062005 | 0.060894 | 0.059782 | 0.058671 | 0.05756 | 0.056448 | 0.055337 | 0.054225 | 0.053114 | 45090.5514 | 11827.9371 | 40598.4967 | 10649.6028
| WBL005-15396050 | 147 | WBL005 | WBL | 0 | 0 | 0.0011775 | 0.0011985 | 0.0012177 | 0.0012253 | 0.0012368 | 0.0012579 | 0.0012847 | 0.0012943 | 0.0012943 | 0.0012943 | 0.0012943 | 0.0012943 | 0.0012943 | 0.0012943 | 0.0012943 | 0.0012943 | 0.0012943 | 0.0012943 | 0.0012943 | 0.0012943 | 0.50436 | 0.50646 | 0.50857 | 0.51068 | 0.51279 | 0.51018 | 0.50756 | 0.50495 | 0.50234 | 0.49973 | 0.49711 | 0.4945 | 0.49189 | 0.48928 | 0.48666 | 0.48405 | 0.48144 | 0.47883 | 0.47621 | 0.4736 | 0.017222 | 0.017604 | 0.017959 | 0.018147 | 0.018393 | 0.018611 | 0.01891 | 0.018953 | 0.018855 | 0.018757 | 0.018659 | 0.018561 | 0.018463 | 0.018365 | 0.018266 | 0.018168 | 0.01807 | 0.017972 | 0.017874 | 0.017776 | 45090.5514 | 11827.9371 | 11911.7461 | 3124.6321
| WBL005-158638825 | 78 | WBL005 | WBL | 0 | 0 | 0.0011775 | 0.0011985 | 0.0012177 | 0.0012253 | 0.0012368 | 0.0012579 | 0.0012847 | 0.0012943 | 0.0012943 | 0.0012943 | 0.0012943 | 0.0012943 | 0.0012943 | 0.0012943 | 0.0012943 | 0.0012943 | 0.0012943 | 0.0012943 | 0.0012943 | 0.0012943 | 0.01544 | 0.015612 | 0.015784 | 0.015956 | 0.016128 | 0.015892 | 0.015655 | 0.015418 | 0.015181 | 0.014944 | 0.014707 | 0.01447 | 0.014233 | 0.013996 | 0.013759 | 0.013522 | 0.013286 | 0.013049 | 0.012812 | 0.012575 | 0.00052723 | 0.00054264 | 0.00055739 | 0.00056701 | 0.0005785 | 0.00057971 | 0.00058324 | 0.00057869 | 0.0005698 | 0.00056091 | 0.00055201 | 0.00054312 | 0.00053423 | 0.00052534 | 0.00051644 | 0.00050755 | 0.00049866 | 0.00048977 | 0.00048088 | 0.00047198 | 45090.5514 | 11827.9371 | 354.0725 | 92.8786
| WBL005-158639092 | 48 | WBL005 | WBL | 0 | 0 | 0.0011775 | 0.0011985 | 0.0012177 | 0.0012253 | 0.0012368 | 0.0012579 | 0.0012847 | 0.0012943 | 0.0012943 | 0.0012943 | 0.0012943 | 0.0012943 | 0.0012943 | 0.0012943 | 0.0012943 | 0.0012943 | 0.0012943 | 0.0012943 | 0.0012943 | 0.0012943 | 0.002411 | 0.0024295 | 0.0024479 | 0.0024664 | 0.0024849 | 0.0024446 | 0.0024044 | 0.0023641 | 0.0023239 | 0.0022836 | 0.0022433 | 0.0022031 | 0.0021628 | 0.0021226 | 0.0020823 | 0.002042 | 0.0020018 | 0.0019615 | 0.0019213 | 0.001881 | 8.2328e-05 | 8.4443e-05 | 8.6444e-05 | 8.7645e-05 | 8.9129e-05 | 8.9178e-05 | 8.9578e-05 | 8.8735e-05 | 8.7224e-05 | 8.5713e-05 | 8.4201e-05 | 8.269e-05 | 8.1179e-05 | 7.9668e-05 | 7.8157e-05 | 7.6646e-05 | 7.5135e-05 | 7.3624e-05 | 7.2113e-05 | 7.0601e-05 | 45090.5514 | 11827.9371 | 54.2094 | 14.2199
| WBL005-158702306 | 44 | WBL005 | WBL | 0 | 0 | 0.0011775 | 0.0011985 | 0.0012177 | 0.0012253 | 0.0012368 | 0.0012579 | 0.0012847 | 0.0012943 | 0.0012943 | 0.0012943 | 0.0012943 | 0.0012943 | 0.0012943 | 0.0012943 | 0.0012943 | 0.0012943 | 0.0012943 | 0.0012943 | 0.0012943 | 0.0012943 | 0.062577 | 0.062654 | 0.062731 | 0.062808 | 0.062884 | 0.062789 | 0.062693 | 0.062597 | 0.062502 | 0.062406 | 0.06231 | 0.062215 | 0.062119 | 0.062023 | 0.061928 | 0.061832 | 0.061737 | 0.061641 | 0.061545 | 0.06145 | 0.0021368 | 0.0021777 | 0.0022152 | 0.0022319 | 0.0022555 | 0.0022905 | 0.0023357 | 0.0023495 | 0.0023459 | 0.0023423 | 0.0023388 | 0.0023352 | 0.0023316 | 0.002328 | 0.0023244 | 0.0023208 | 0.0023172 | 0.0023136 | 0.00231 | 0.0023064 | 45090.5514 | 11827.9371 | 1491.0679 | 391.1298
| WBL005-163161673 | 13 | WBL005 | WBL | 0 | 0 | 0.0011775 | 0.0011985 | 0.0012177 | 0.0012253 | 0.0012368 | 0.0012579 | 0.0012847 | 0.0012943 | 0.0012943 | 0.0012943 | 0.0012943 | 0.0012943 | 0.0012943 | 0.0012943 | 0.0012943 | 0.0012943 | 0.0012943 | 0.0012943 | 0.0012943 | 0.0012943 | 0.00010996 | 0.00011134 | 0.00011273 | 0.00011411 | 0.0001155 | 0.00011393 | 0.00011235 | 0.00011077 | 0.0001092 | 0.00010763 | 0.00010605 | 0.00010448 | 0.0001029 | 0.00010132 | 9.975e-05 | 9.8175e-05 | 9.66e-05 | 9.5025e-05 | 9.345e-05 | 9.1875e-05 | 3.7547e-06 | 3.87e-06 | 3.9808e-06 | 4.0551e-06 | 4.1428e-06 | 4.1559e-06 | 4.1858e-06 | 4.1578e-06 | 4.0987e-06 | 4.0396e-06 | 3.9805e-06 | 3.9214e-06 | 3.8622e-06 | 3.8031e-06 | 3.744e-06 | 3.6849e-06 | 3.6258e-06 | 3.5667e-06 | 3.5076e-06 | 3.4484e-06 | 45090.5514 | 11827.9371 | 2.5483 | 0.66845
| WBL005-163161826 | 2 | WBL005 | WBL | 0 | 0 | 0.0011775 | 0.0011985 | 0.0012177 | 0.0012253 | 0.0012368 | 0.0012579 | 0.0012847 | 0.0012943 | 0.0012943 | 0.0012943 | 0.0012943 | 0.0012943 | 0.0012943 | 0.0012943 | 0.0012943 | 0.0012943 | 0.0012943 | 0.0012943 | 0.0012943 | 0.0012943 | 0 | 0 | 0 | 0 | 0 | 0 | 0 | 0 | 0 | 0 | 0 | 0 | 0 | 0 | 0 | 0 | 0 | 0 | 0 | 0 | 0 | 0 | 0 | 0 | 0 | 0 | 0 | 0 | 0 | 0 | 0 | 0 | 0 | 0 | 0 | 0 | 0 | 0 | 0 | 0 | 45090.5514 | 11827.9371 | 0 | 0
| WBL006-15435914 | 219 | WBL006 | WBL | 0 | 0 | 0.00080384 | 0.00081604 | 0.00082825 | 0.00083697 | 0.00084568 | 0.00085963 | 0.00087707 | 0.00088753 | 0.00088753 | 0.00088753 | 0.00088753 | 0.00088753 | 0.00088753 | 0.00088753 | 0.00088753 | 0.00088753 | 0.00088753 | 0.00088753 | 0.00088753 | 0.00088753 | 0.00026023 | 0.00026243 | 0.00026463 | 0.00026682 | 0.00026902 | 0.00026628 | 0.00026354 | 0.0002608 | 0.00025806 | 0.00025532 | 0.00025258 | 0.00024985 | 0.00024711 | 0.00024437 | 0.00024163 | 0.00023889 | 0.00023615 | 0.00023341 | 0.00023067 | 0.00022793 | 6.0664e-06 | 6.2105e-06 | 6.3561e-06 | 6.4763e-06 | 6.5976e-06 | 6.6382e-06 | 6.7032e-06 | 6.7126e-06 | 6.6421e-06 | 6.5716e-06 | 6.5011e-06 | 6.4306e-06 | 6.3601e-06 | 6.2897e-06 | 6.2192e-06 | 6.1487e-06 | 6.0782e-06 | 6.0077e-06 | 5.9372e-06 | 5.8667e-06 | 45090.5514 | 11827.9371 | 4.1499 | 1.0886
| WBL008-15395863 | 200 | WBL008 | WBL | 0 | 0 | 0.0010501 | 0.0010351 | 0.0010288 | 0.0010245 | 0.0010266 | 0.001033 | 0.0010458 | 0.0010564 | 0.0010564 | 0.0010564 | 0.0010564 | 0.0010564 | 0.0010564 | 0.0010564 | 0.0010564 | 0.0010564 | 0.0010564 | 0.0010564 | 0.0010564 | 0.0010564 | 1.133 | 1.1358 | 1.1385 | 1.1413 | 1.1441 | 1.1407 | 1.1373 | 1.1339 | 1.1305 | 1.1271 | 1.1237 | 1.1203 | 1.1169 | 1.1135 | 1.1101 | 1.1067 | 1.1033 | 1.0999 | 1.0965 | 1.0931 | 0.034502 | 0.034095 | 0.033967 | 0.033909 | 0.034062 | 0.034172 | 0.034492 | 0.034739 | 0.034635 | 0.034531 | 0.034427 | 0.034323 | 0.034219 | 0.034114 | 0.03401 | 0.033906 | 0.033802 | 0.033698 | 0.033594 | 0.03349 | 45090.5514 | 11827.9371 | 22275.6839 | 5843.2505
| WBL010-15395826 | 98 | WBL010 | WBL | 0 | 0 | 0.0028375 | 0.0027977 | 0.0027623 | 0.002718 | 0.0026649 | 0.0026295 | 0.0025852 | 0.0025454 | 0.0025454 | 0.0025454 | 0.0025454 | 0.0025454 | 0.0025454 | 0.0025454 | 0.0025454 | 0.0025454 | 0.0025454 | 0.0025454 | 0.0025454 | 0.0025454 | 0 | 0 | 0 | 0 | 0 | 0 | 0 | 0 | 0 | 0 | 0 | 0 | 0 | 0 | 0 | 0 | 0 | 0 | 0 | 0 | 0 | 0 | 0 | 0 | 0 | 0 | 0 | 0 | 0 | 0 | 0 | 0 | 0 | 0 | 0 | 0 | 0 | 0 | 0 | 0 | 45090.5514 | 11827.9371 | 0 | 0
| WBL012-153865449 | 21 | WBL012 | WBL | 0 | 0 | 0.0016207 | 0.0016472 | 0.0016667 | 0.0016702 | 0.001679 | 0.0017109 | 0.0017444 | 0.0017497 | 0.0017497 | 0.0017497 | 0.0017497 | 0.0017497 | 0.0017497 | 0.0017497 | 0.0017497 | 0.0017497 | 0.0017497 | 0.0017497 | 0.0017497 | 0.0017497 | 0 | 0 | 0 | 0 | 0 | 0 | 0 | 0 | 0 | 0 | 0 | 0 | 0 | 0 | 0 | 0 | 0 | 0 | 0 | 0 | 0 | 0 | 0 | 0 | 0 | 0 | 0 | 0 | 0 | 0 | 0 | 0 | 0 | 0 | 0 | 0 | 0 | 0 | 0 | 0 | 45090.5514 | 11827.9371 | 0 | 0
| WBL012-162960471 | 7 | WBL012 | WBL | 0 | 0 | 0.0016207 | 0.0016472 | 0.0016667 | 0.0016702 | 0.001679 | 0.0017109 | 0.0017444 | 0.0017497 | 0.0017497 | 0.0017497 | 0.0017497 | 0.0017497 | 0.0017497 | 0.0017497 | 0.0017497 | 0.0017497 | 0.0017497 | 0.0017497 | 0.0017497 | 0.0017497 | 2.4908e-06 | 2.5138e-06 | 2.5369e-06 | 2.5599e-06 | 2.583e-06 | 2.5427e-06 | 2.5023e-06 | 2.462e-06 | 2.4216e-06 | 2.3812e-06 | 2.3409e-06 | 2.3005e-06 | 2.2602e-06 | 2.2199e-06 | 2.1795e-06 | 2.1392e-06 | 2.0988e-06 | 2.0585e-06 | 2.0181e-06 | 1.9777e-06 | 1.1707e-07 | 1.2008e-07 | 1.2262e-07 | 1.2399e-07 | 1.2577e-07 | 1.2615e-07 | 1.2659e-07 | 1.2493e-07 | 1.2288e-07 | 1.2083e-07 | 1.1878e-07 | 1.1674e-07 | 1.1469e-07 | 1.1264e-07 | 1.1059e-07 | 1.0855e-07 | 1.065e-07 | 1.0445e-07 | 1.024e-07 | 1.0036e-07 | 45090.5514 | 11827.9371 | 0.076698 | 0.020119
| WBL012-162960671 | 16 | WBL012 | WBL | 0 | 0 | 0.0016207 | 0.0016472 | 0.0016667 | 0.0016702 | 0.001679 | 0.0017109 | 0.0017444 | 0.0017497 | 0.0017497 | 0.0017497 | 0.0017497 | 0.0017497 | 0.0017497 | 0.0017497 | 0.0017497 | 0.0017497 | 0.0017497 | 0.0017497 | 0.0017497 | 0.0017497 | 2.7216e-05 | 2.7552e-05 | 2.7888e-05 | 2.8224e-05 | 2.856e-05 | 2.7978e-05 | 2.7396e-05 | 2.6814e-05 | 2.6232e-05 | 2.565e-05 | 2.5068e-05 | 2.4486e-05 | 2.3904e-05 | 2.3322e-05 | 2.274e-05 | 2.2158e-05 | 2.1576e-05 | 2.0994e-05 | 2.0412e-05 | 1.983e-05 | 1.2792e-06 | 1.3161e-06 | 1.3479e-06 | 1.3671e-06 | 1.3906e-06 | 1.3881e-06 | 1.3859e-06 | 1.3606e-06 | 1.3311e-06 | 1.3015e-06 | 1.272e-06 | 1.2425e-06 | 1.2129e-06 | 1.1834e-06 | 1.1539e-06 | 1.1243e-06 | 1.0948e-06 | 1.0653e-06 | 1.0358e-06 | 1.0062e-06 | 45090.5514 | 11827.9371 | 0.82383 | 0.2161
| WBL012-162960865 | 16 | WBL012 | WBL | 0 | 0 | 0.0016207 | 0.0016472 | 0.0016667 | 0.0016702 | 0.001679 | 0.0017109 | 0.0017444 | 0.0017497 | 0.0017497 | 0.0017497 | 0.0017497 | 0.0017497 | 0.0017497 | 0.0017497 | 0.0017497 | 0.0017497 | 0.0017497 | 0.0017497 | 0.0017497 | 0.0017497 | 5.9277e-05 | 5.9907e-05 | 6.0538e-05 | 6.1169e-05 | 6.18e-05 | 6.0366e-05 | 5.8932e-05 | 5.7498e-05 | 5.6064e-05 | 5.463e-05 | 5.3196e-05 | 5.1762e-05 | 5.0328e-05 | 4.8894e-05 | 4.746e-05 | 4.6026e-05 | 4.4592e-05 | 4.3158e-05 | 4.1724e-05 | 4.029e-05 | 2.786e-06 | 2.8617e-06 | 2.926e-06 | 2.9628e-06 | 3.0092e-06 | 2.995e-06 | 2.9813e-06 | 2.9176e-06 | 2.8448e-06 | 2.7721e-06 | 2.6993e-06 | 2.6265e-06 | 2.5538e-06 | 2.481e-06 | 2.4082e-06 | 2.3355e-06 | 2.2627e-06 | 2.1899e-06 | 2.1172e-06 | 2.0444e-06 | 45090.5514 | 11827.9371 | 1.7556 | 0.46052
| WBL012-163034361 | 9 | WBL012 | WBL | 0 | 0 | 0.0016207 | 0.0016472 | 0.0016667 | 0.0016702 | 0.001679 | 0.0017109 | 0.0017444 | 0.0017497 | 0.0017497 | 0.0017497 | 0.0017497 | 0.0017497 | 0.0017497 | 0.0017497 | 0.0017497 | 0.0017497 | 0.0017497 | 0.0017497 | 0.0017497 | 0.0017497 | 2.3079e-05 | 2.3385e-05 | 2.369e-05 | 2.3995e-05 | 2.43e-05 | 2.3883e-05 | 2.3466e-05 | 2.3049e-05 | 2.2632e-05 | 2.2215e-05 | 2.1798e-05 | 2.1381e-05 | 2.0964e-05 | 2.0547e-05 | 2.013e-05 | 1.9713e-05 | 1.9296e-05 | 1.8879e-05 | 1.8462e-05 | 1.8045e-05 | 1.0847e-06 | 1.1171e-06 | 1.145e-06 | 1.1622e-06 | 1.1832e-06 | 1.1849e-06 | 1.1871e-06 | 1.1696e-06 | 1.1484e-06 | 1.1272e-06 | 1.1061e-06 | 1.0849e-06 | 1.0638e-06 | 1.0426e-06 | 1.0214e-06 | 1.0003e-06 | 9.7912e-07 | 9.5796e-07 | 9.368e-07 | 9.1565e-07 | 45090.5514 | 11827.9371 | 0.71354 | 0.18717
| WBL012-163034588 | 6 | WBL012 | WBL | 0 | 0 | 0.0016207 | 0.0016472 | 0.0016667 | 0.0016702 | 0.001679 | 0.0017109 | 0.0017444 | 0.0017497 | 0.0017497 | 0.0017497 | 0.0017497 | 0.0017497 | 0.0017497 | 0.0017497 | 0.0017497 | 0.0017497 | 0.0017497 | 0.0017497 | 0.0017497 | 0.0017497 | 0 | 0 | 0 | 0 | 0 | 0 | 0 | 0 | 0 | 0 | 0 | 0 | 0 | 0 | 0 | 0 | 0 | 0 | 0 | 0 | 0 | 0 | 0 | 0 | 0 | 0 | 0 | 0 | 0 | 0 | 0 | 0 | 0 | 0 | 0 | 0 | 0 | 0 | 0 | 0 | 45090.5514 | 11827.9371 | 0 | 0
| WBL012-163150328 | 5 | WBL012 | WBL | 0 | 0 | 0.0016207 | 0.0016472 | 0.0016667 | 0.0016702 | 0.001679 | 0.0017109 | 0.0017444 | 0.0017497 | 0.0017497 | 0.0017497 | 0.0017497 | 0.0017497 | 0.0017497 | 0.0017497 | 0.0017497 | 0.0017497 | 0.0017497 | 0.0017497 | 0.0017497 | 0.0017497 | 0 | 0 | 0 | 0 | 0 | 0 | 0 | 0 | 0 | 0 | 0 | 0 | 0 | 0 | 0 | 0 | 0 | 0 | 0 | 0 | 0 | 0 | 0 | 0 | 0 | 0 | 0 | 0 | 0 | 0 | 0 | 0 | 0 | 0 | 0 | 0 | 0 | 0 | 0 | 0 | 45090.5514 | 11827.9371 | 0 | 0
| WBL012-163162276 | 12 | WBL012 | WBL | 0 | 0 | 0.0016207 | 0.0016472 | 0.0016667 | 0.0016702 | 0.001679 | 0.0017109 | 0.0017444 | 0.0017497 | 0.0017497 | 0.0017497 | 0.0017497 | 0.0017497 | 0.0017497 | 0.0017497 | 0.0017497 | 0.0017497 | 0.0017497 | 0.0017497 | 0.0017497 | 0.0017497 | 0 | 0 | 0 | 0 | 0 | 0 | 0 | 0 | 0 | 0 | 0 | 0 | 0 | 0 | 0 | 0 | 0 | 0 | 0 | 0 | 0 | 0 | 0 | 0 | 0 | 0 | 0 | 0 | 0 | 0 | 0 | 0 | 0 | 0 | 0 | 0 | 0 | 0 | 0 | 0 | 45090.5514 | 11827.9371 | 0 | 0
| WBL012-163162391 | 14 | WBL012 | WBL | 0 | 0 | 0.0016207 | 0.0016472 | 0.0016667 | 0.0016702 | 0.001679 | 0.0017109 | 0.0017444 | 0.0017497 | 0.0017497 | 0.0017497 | 0.0017497 | 0.0017497 | 0.0017497 | 0.0017497 | 0.0017497 | 0.0017497 | 0.0017497 | 0.0017497 | 0.0017497 | 0.0017497 | 0.00087727 | 0.00088537 | 0.00089348 | 0.00090159 | 0.0009097 | 0.00089694 | 0.00088418 | 0.00087142 | 0.00085866 | 0.0008459 | 0.00083314 | 0.00082038 | 0.00080762 | 0.00079486 | 0.0007821 | 0.00076934 | 0.00075658 | 0.00074382 | 0.00073106 | 0.0007183 | 4.1232e-05 | 4.2294e-05 | 4.3185e-05 | 4.3669e-05 | 4.4295e-05 | 4.4501e-05 | 4.4729e-05 | 4.4218e-05 | 4.357e-05 | 4.2923e-05 | 4.2275e-05 | 4.1628e-05 | 4.0981e-05 | 4.0333e-05 | 3.9686e-05 | 3.9038e-05 | 3.8391e-05 | 3.7743e-05 | 3.7096e-05 | 3.6448e-05 | 45090.5514 | 11827.9371 | 27.2534 | 7.149
| WBL012-163162602 | 12 | WBL012 | WBL | 0 | 0 | 0.0016207 | 0.0016472 | 0.0016667 | 0.0016702 | 0.001679 | 0.0017109 | 0.0017444 | 0.0017497 | 0.0017497 | 0.0017497 | 0.0017497 | 0.0017497 | 0.0017497 | 0.0017497 | 0.0017497 | 0.0017497 | 0.0017497 | 0.0017497 | 0.0017497 | 0.0017497 | 0.00046781 | 0.00047399 | 0.00048016 | 0.00048633 | 0.0004925 | 0.00048435 | 0.0004762 | 0.00046805 | 0.0004599 | 0.00045175 | 0.0004436 | 0.00043545 | 0.0004273 | 0.00041915 | 0.000411 | 0.00040285 | 0.0003947 | 0.00038655 | 0.0003784 | 0.00037025 | 2.1988e-05 | 2.2642e-05 | 2.3208e-05 | 2.3556e-05 | 2.3981e-05 | 2.4031e-05 | 2.409e-05 | 2.375e-05 | 2.3336e-05 | 2.2923e-05 | 2.2509e-05 | 2.2096e-05 | 2.1682e-05 | 2.1269e-05 | 2.0855e-05 | 2.0442e-05 | 2.0028e-05 | 1.9614e-05 | 1.9201e-05 | 1.8787e-05 | 45090.5514 | 11827.9371 | 14.512 | 3.8067
| WBL012-163162797 | 19 | WBL012 | WBL | 0 | 0 | 0.0016207 | 0.0016472 | 0.0016667 | 0.0016702 | 0.001679 | 0.0017109 | 0.0017444 | 0.0017497 | 0.0017497 | 0.0017497 | 0.0017497 | 0.0017497 | 0.0017497 | 0.0017497 | 0.0017497 | 0.0017497 | 0.0017497 | 0.0017497 | 0.0017497 | 0.0017497 | 0 | 0 | 0 | 0 | 0 | 0 | 0 | 0 | 0 | 0 | 0 | 0 | 0 | 0 | 0 | 0 | 0 | 0 | 0 | 0 | 0 | 0 | 0 | 0 | 0 | 0 | 0 | 0 | 0 | 0 | 0 | 0 | 0 | 0 | 0 | 0 | 0 | 0 | 0 | 0 | 45090.5514 | 11827.9371 | 0 | 0
| WBL012-163162997 | 6 | WBL012 | WBL | 0 | 0 | 0.0016207 | 0.0016472 | 0.0016667 | 0.0016702 | 0.001679 | 0.0017109 | 0.0017444 | 0.0017497 | 0.0017497 | 0.0017497 | 0.0017497 | 0.0017497 | 0.0017497 | 0.0017497 | 0.0017497 | 0.0017497 | 0.0017497 | 0.0017497 | 0.0017497 | 0.0017497 | 0 | 0 | 0 | 0 | 0 | 0 | 0 | 0 | 0 | 0 | 0 | 0 | 0 | 0 | 0 | 0 | 0 | 0 | 0 | 0 | 0 | 0 | 0 | 0 | 0 | 0 | 0 | 0 | 0 | 0 | 0 | 0 | 0 | 0 | 0 | 0 | 0 | 0 | 0 | 0 | 45090.5514 | 11827.9371 | 0 | 0
| WBL012-163205557 | 16 | WBL012 | WBL | 0 | 0 | 0.0016207 | 0.0016472 | 0.0016667 | 0.0016702 | 0.001679 | 0.0017109 | 0.0017444 | 0.0017497 | 0.0017497 | 0.0017497 | 0.0017497 | 0.0017497 | 0.0017497 | 0.0017497 | 0.0017497 | 0.0017497 | 0.0017497 | 0.0017497 | 0.0017497 | 0.0017497 | 4.2808e-05 | 4.3266e-05 | 4.3724e-05 | 4.4182e-05 | 4.464e-05 | 4.36e-05 | 4.256e-05 | 4.152e-05 | 4.048e-05 | 3.944e-05 | 3.84e-05 | 3.736e-05 | 3.632e-05 | 3.528e-05 | 3.424e-05 | 3.3199e-05 | 3.2159e-05 | 3.1119e-05 | 3.0079e-05 | 2.9039e-05 | 2.012e-06 | 2.0668e-06 | 2.1133e-06 | 2.14e-06 | 2.1736e-06 | 2.1632e-06 | 2.153e-06 | 2.1068e-06 | 2.054e-06 | 2.0013e-06 | 1.9485e-06 | 1.8957e-06 | 1.8429e-06 | 1.7902e-06 | 1.7374e-06 | 1.6846e-06 | 1.6318e-06 | 1.5791e-06 | 1.5263e-06 | 1.4735e-06 | 45090.5514 | 11827.9371 | 1.2674 | 0.33245
| WBL012-163205740 | 15 | WBL012 | WBL | 0 | 0 | 0.0016207 | 0.0016472 | 0.0016667 | 0.0016702 | 0.001679 | 0.0017109 | 0.0017444 | 0.0017497 | 0.0017497 | 0.0017497 | 0.0017497 | 0.0017497 | 0.0017497 | 0.0017497 | 0.0017497 | 0.0017497 | 0.0017497 | 0.0017497 | 0.0017497 | 0.0017497 | 3.9136e-10 | 3.9464e-10 | 3.9793e-10 | 4.0121e-10 | 4.045e-10 | 4.004e-10 | 3.963e-10 | 3.922e-10 | 3.881e-10 | 3.84e-10 | 3.799e-10 | 3.758e-10 | 3.717e-10 | 3.676e-10 | 3.635e-10 | 3.594e-10 | 3.553e-10 | 3.512e-10 | 3.471e-10 | 3.43e-10 | 1.8394e-11 | 1.8852e-11 | 1.9233e-11 | 1.9433e-11 | 1.9696e-11 | 1.9866e-11 | 2.0048e-11 | 1.9901e-11 | 1.9693e-11 | 1.9485e-11 | 1.9277e-11 | 1.9069e-11 | 1.8861e-11 | 1.8653e-11 | 1.8445e-11 | 1.8237e-11 | 1.8029e-11 | 1.7821e-11 | 1.7613e-11 | 1.7405e-11 | 45090.5514 | 11827.9371 | 1.2386e-05 | 3.2491e-06
| WBL012-171331101 | 68 | WBL012 | WBL | 0 | 0 | 0.0016207 | 0.0016472 | 0.0016667 | 0.0016702 | 0.001679 | 0.0017109 | 0.0017444 | 0.0017497 | 0.0017497 | 0.0017497 | 0.0017497 | 0.0017497 | 0.0017497 | 0.0017497 | 0.0017497 | 0.0017497 | 0.0017497 | 0.0017497 | 0.0017497 | 0.0017497 | 0.0002834 | 0.0002834 | 0.0002834 | 0.0002834 | 0.0002834 | 0.0002834 | 0.0002834 | 0.0002834 | 0.0002834 | 0.0002834 | 0.0002834 | 0.0002834 | 0.0002834 | 0.0002834 | 0.0002834 | 0.0002834 | 0.0002834 | 0.0002834 | 0.0002834 | 0.0002834 | 1.332e-05 | 1.3538e-05 | 1.3698e-05 | 1.3727e-05 | 1.3799e-05 | 1.4061e-05 | 1.4337e-05 | 1.438e-05 | 1.438e-05 | 1.438e-05 | 1.438e-05 | 1.438e-05 | 1.438e-05 | 1.438e-05 | 1.438e-05 | 1.438e-05 | 1.438e-05 | 1.438e-05 | 1.438e-05 | 1.438e-05 | 45090.5514 | 11827.9371 | 9.2021 | 2.4138
| WBL012-24598048 | 226 | WBL012 | WBL | 0 | 0 | 0.0016207 | 0.0016472 | 0.0016667 | 0.0016702 | 0.001679 | 0.0017109 | 0.0017444 | 0.0017497 | 0.0017497 | 0.0017497 | 0.0017497 | 0.0017497 | 0.0017497 | 0.0017497 | 0.0017497 | 0.0017497 | 0.0017497 | 0.0017497 | 0.0017497 | 0.0017497 | 1.9193 | 1.9265 | 1.9337 | 1.9409 | 1.9481 | 1.9353 | 1.9225 | 1.9097 | 1.8969 | 1.884 | 1.8712 | 1.8584 | 1.8456 | 1.8328 | 1.82 | 1.8072 | 1.7943 | 1.7815 | 1.7687 | 1.7559 | 0.090207 | 0.092027 | 0.093462 | 0.094009 | 0.094858 | 0.096019 | 0.097256 | 0.096901 | 0.096251 | 0.095601 | 0.094951 | 0.0943 | 0.09365 | 0.093 | 0.09235 | 0.0917 | 0.091049 | 0.090399 | 0.089749 | 0.089099 | 45090.5514 | 11827.9371 | 60980.3462 | 15996.0718
| WBL012-24611149 | 569 | WBL012 | WBL | 0 | 0 | 0.0016207 | 0.0016472 | 0.0016667 | 0.0016702 | 0.001679 | 0.0017109 | 0.0017444 | 0.0017497 | 0.0017497 | 0.0017497 | 0.0017497 | 0.0017497 | 0.0017497 | 0.0017497 | 0.0017497 | 0.0017497 | 0.0017497 | 0.0017497 | 0.0017497 | 0.0017497 | 0.25271 | 0.2552 | 0.25769 | 0.26018 | 0.26267 | 0.25934 | 0.25601 | 0.25269 | 0.24936 | 0.24603 | 0.24271 | 0.23938 | 0.23605 | 0.23273 | 0.2294 | 0.22607 | 0.22274 | 0.21942 | 0.21609 | 0.21276 | 0.011877 | 0.012191 | 0.012455 | 0.012602 | 0.01279 | 0.012867 | 0.012951 | 0.012822 | 0.012653 | 0.012484 | 0.012315 | 0.012147 | 0.011978 | 0.011809 | 0.01164 | 0.011471 | 0.011303 | 0.011134 | 0.010965 | 0.010796 | 45090.5514 | 11827.9371 | 7925.5017 | 2078.9796
| WBL012-88823662 | 146 | WBL012 | WBL | 0 | 0 | 0.0016207 | 0.0016472 | 0.0016667 | 0.0016702 | 0.001679 | 0.0017109 | 0.0017444 | 0.0017497 | 0.0017497 | 0.0017497 | 0.0017497 | 0.0017497 | 0.0017497 | 0.0017497 | 0.0017497 | 0.0017497 | 0.0017497 | 0.0017497 | 0.0017497 | 0.0017497 | 0.23852 | 0.23882 | 0.23912 | 0.23942 | 0.23972 | 0.23935 | 0.23899 | 0.23862 | 0.23826 | 0.23789 | 0.23753 | 0.23716 | 0.23679 | 0.23643 | 0.23606 | 0.2357 | 0.23533 | 0.23497 | 0.2346 | 0.23424 | 0.011211 | 0.011408 | 0.011557 | 0.011596 | 0.011672 | 0.011875 | 0.01209 | 0.012108 | 0.01209 | 0.012071 | 0.012053 | 0.012034 | 0.012016 | 0.011997 | 0.011978 | 0.01196 | 0.011941 | 0.011923 | 0.011904 | 0.011886 | 45090.5514 | 11827.9371 | 7716.929 | 2024.2678
| WIN011-124931073 | 87 | WIN011 | WIN | 0 | 0 | 0.00095834 | 0.00097129 | 0.00097993 | 0.00098424 | 0.0009864 | 0.00099719 | 0.0010123 | 0.0010166 | 0.0010166 | 0.0010166 | 0.0010166 | 0.0010166 | 0.0010166 | 0.0010166 | 0.0010166 | 0.0010166 | 0.0010166 | 0.0010166 | 0.0010166 | 0.0010166 | 0.053928 | 0.054491 | 0.055053 | 0.055616 | 0.056178 | 0.056016 | 0.055853 | 0.05569 | 0.055528 | 0.055365 | 0.055202 | 0.05504 | 0.054877 | 0.054714 | 0.054552 | 0.054389 | 0.054226 | 0.054064 | 0.053901 | 0.053738 | 0.0014988 | 0.0015349 | 0.0015645 | 0.0015874 | 0.001607 | 0.0016199 | 0.0016397 | 0.0016419 | 0.0016371 | 0.0016323 | 0.0016275 | 0.0016227 | 0.0016179 | 0.0016131 | 0.0016083 | 0.0016035 | 0.0015987 | 0.0015939 | 0.0015891 | 0.0015843 | 36385.0727 | 12304.7545 | 840.8705 | 284.3668
| WIN011-154067565 | 82 | WIN011 | WIN | 0 | 0 | 0.00095834 | 0.00097129 | 0.00097993 | 0.00098424 | 0.0009864 | 0.00099719 | 0.0010123 | 0.0010166 | 0.0010166 | 0.0010166 | 0.0010166 | 0.0010166 | 0.0010166 | 0.0010166 | 0.0010166 | 0.0010166 | 0.0010166 | 0.0010166 | 0.0010166 | 0.0010166 | 1.2816 | 1.2945 | 1.3074 | 1.3203 | 1.3331 | 1.3254 | 1.3176 | 1.3099 | 1.3021 | 1.2944 | 1.2866 | 1.2789 | 1.2711 | 1.2633 | 1.2556 | 1.2478 | 1.2401 | 1.2323 | 1.2246 | 1.2168 | 0.035619 | 0.036463 | 0.037153 | 0.037684 | 0.038135 | 0.038328 | 0.038681 | 0.038618 | 0.038389 | 0.03816 | 0.037932 | 0.037703 | 0.037474 | 0.037246 | 0.037017 | 0.036788 | 0.03656 | 0.036331 | 0.036102 | 0.035874 | 36385.0727 | 12304.7545 | 19655.5155 | 6647.1296
| WIN011-155049323 | 33 | WIN011 | WIN | 0 | 0 | 0.00095834 | 0.00097129 | 0.00097993 | 0.00098424 | 0.0009864 | 0.00099719 | 0.0010123 | 0.0010166 | 0.0010166 | 0.0010166 | 0.0010166 | 0.0010166 | 0.0010166 | 0.0010166 | 0.0010166 | 0.0010166 | 0.0010166 | 0.0010166 | 0.0010166 | 0.0010166 | 0.00058411 | 0.00059083 | 0.00059755 | 0.00060428 | 0.000611 | 0.00060833 | 0.00060567 | 0.000603 | 0.00060034 | 0.00059767 | 0.00059501 | 0.00059234 | 0.00058968 | 0.00058701 | 0.00058435 | 0.00058168 | 0.00057902 | 0.00057635 | 0.00057369 | 0.00057102 | 1.6234e-05 | 1.6642e-05 | 1.6981e-05 | 1.7248e-05 | 1.7478e-05 | 1.7592e-05 | 1.7781e-05 | 1.7778e-05 | 1.7699e-05 | 1.7621e-05 | 1.7542e-05 | 1.7464e-05 | 1.7385e-05 | 1.7306e-05 | 1.7228e-05 | 1.7149e-05 | 1.7071e-05 | 1.6992e-05 | 1.6914e-05 | 1.6835e-05 | 36385.0727 | 12304.7545 | 9.0697 | 3.0672
| WIN011-157092882 | 119 | WIN011 | WIN | 0 | 0 | 0.00095834 | 0.00097129 | 0.00097993 | 0.00098424 | 0.0009864 | 0.00099719 | 0.0010123 | 0.0010166 | 0.0010166 | 0.0010166 | 0.0010166 | 0.0010166 | 0.0010166 | 0.0010166 | 0.0010166 | 0.0010166 | 0.0010166 | 0.0010166 | 0.0010166 | 0.0010166 | 0.17408 | 0.1758 | 0.17752 | 0.17924 | 0.18096 | 0.18019 | 0.17942 | 0.17865 | 0.17788 | 0.17711 | 0.17634 | 0.17557 | 0.1748 | 0.17403 | 0.17326 | 0.17249 | 0.17172 | 0.17096 | 0.17019 | 0.16942 | 0.0048382 | 0.004952 | 0.0050449 | 0.0051162 | 0.0051766 | 0.005211 | 0.0052673 | 0.0052671 | 0.0052444 | 0.0052217 | 0.005199 | 0.0051763 | 0.0051536 | 0.0051309 | 0.0051082 | 0.0050855 | 0.0050628 | 0.0050401 | 0.0050174 | 0.0049947 | 36385.0727 | 12304.7545 | 2690.3835 | 909.8376
| WIN011-160628518 | 0 | WIN011 | WIN | 0 | 0 | 0.00095834 | 0.00097129 | 0.00097993 | 0.00098424 | 0.0009864 | 0.00099719 | 0.0010123 | 0.0010166 | 0.0010166 | 0.0010166 | 0.0010166 | 0.0010166 | 0.0010166 | 0.0010166 | 0.0010166 | 0.0010166 | 0.0010166 | 0.0010166 | 0.0010166 | 0.0010166 | 0 | 0 | 0 | 0 | 0 | 0 | 0 | 0 | 0 | 0 | 0 | 0 | 0 | 0 | 0 | 0 | 0 | 0 | 0 | 0 | 0 | 0 | 0 | 0 | 0 | 0 | 0 | 0 | 0 | 0 | 0 | 0 | 0 | 0 | 0 | 0 | 0 | 0 | 0 | 0 | 36385.0727 | 12304.7545 | 0 | 0
| WIN011-160628528 | 844 | WIN011 | WIN | 0 | 0 | 0.00095834 | 0.00097129 | 0.00097993 | 0.00098424 | 0.0009864 | 0.00099719 | 0.0010123 | 0.0010166 | 0.0010166 | 0.0010166 | 0.0010166 | 0.0010166 | 0.0010166 | 0.0010166 | 0.0010166 | 0.0010166 | 0.0010166 | 0.0010166 | 0.0010166 | 0.0010166 | 20.8687 | 21.0708 | 21.273 | 21.4752 | 21.6774 | 21.5549 | 21.4325 | 21.3101 | 21.1877 | 21.0652 | 20.9428 | 20.8204 | 20.6979 | 20.5755 | 20.4531 | 20.3306 | 20.2082 | 20.0858 | 19.9633 | 19.8409 | 0.57998 | 0.59351 | 0.60453 | 0.61297 | 0.6201 | 0.62334 | 0.62919 | 0.62826 | 0.62465 | 0.62104 | 0.61743 | 0.61383 | 0.61022 | 0.60661 | 0.603 | 0.59939 | 0.59578 | 0.59217 | 0.58856 | 0.58495 | 36385.0727 | 12304.7545 | 319962.2178 | 108205.268
| WIN011-72970601 | 66 | WIN011 | WIN | 0 | 0 | 0.00095834 | 0.00097129 | 0.00097993 | 0.00098424 | 0.0009864 | 0.00099719 | 0.0010123 | 0.0010166 | 0.0010166 | 0.0010166 | 0.0010166 | 0.0010166 | 0.0010166 | 0.0010166 | 0.0010166 | 0.0010166 | 0.0010166 | 0.0010166 | 0.0010166 | 0.0010166 | 0.085638 | 0.086516 | 0.087394 | 0.088271 | 0.089149 | 0.08933 | 0.089511 | 0.089693 | 0.089874 | 0.090055 | 0.090236 | 0.090417 | 0.090598 | 0.090779 | 0.09096 | 0.091141 | 0.091323 | 0.091504 | 0.091685 | 0.091866 | 0.0023801 | 0.0024369 | 0.0024835 | 0.0025195 | 0.0025502 | 0.0025833 | 0.0026278 | 0.0026443 | 0.0026497 | 0.002655 | 0.0026603 | 0.0026657 | 0.002671 | 0.0026764 | 0.0026817 | 0.002687 | 0.0026924 | 0.0026977 | 0.0027031 | 0.0027084 | 36385.0727 | 12304.7545 | 1368.7231 | 462.8767
| WIN011-72970660 | 124 | WIN011 | WIN | 0 | 0 | 0.00095834 | 0.00097129 | 0.00097993 | 0.00098424 | 0.0009864 | 0.00099719 | 0.0010123 | 0.0010166 | 0.0010166 | 0.0010166 | 0.0010166 | 0.0010166 | 0.0010166 | 0.0010166 | 0.0010166 | 0.0010166 | 0.0010166 | 0.0010166 | 0.0010166 | 0.0010166 | 0.12089 | 0.12234 | 0.12378 | 0.12523 | 0.12667 | 0.12648 | 0.12628 | 0.12608 | 0.12589 | 0.12569 | 0.12549 | 0.1253 | 0.1251 | 0.1249 | 0.12471 | 0.12451 | 0.12431 | 0.12412 | 0.12392 | 0.12372 | 0.0033599 | 0.003446 | 0.0035177 | 0.0035744 | 0.0036236 | 0.0036575 | 0.0037072 | 0.0037172 | 0.0037114 | 0.0037056 | 0.0036998 | 0.003694 | 0.0036882 | 0.0036824 | 0.0036766 | 0.0036708 | 0.003665 | 0.0036592 | 0.0036534 | 0.0036476 | 36385.0727 | 12304.7545 | 1907.5538 | 645.0992
| WIN011-77738018 | 68 | WIN011 | WIN | 0 | 0 | 0.00095834 | 0.00097129 | 0.00097993 | 0.00098424 | 0.0009864 | 0.00099719 | 0.0010123 | 0.0010166 | 0.0010166 | 0.0010166 | 0.0010166 | 0.0010166 | 0.0010166 | 0.0010166 | 0.0010166 | 0.0010166 | 0.0010166 | 0.0010166 | 0.0010166 | 0.0010166 | 0.07007 | 0.070864 | 0.071659 | 0.072453 | 0.073247 | 0.072776 | 0.072304 | 0.071833 | 0.071362 | 0.070891 | 0.07042 | 0.069949 | 0.069478 | 0.069007 | 0.068536 | 0.068065 | 0.067594 | 0.067123 | 0.066652 | 0.066181 | 0.0019474 | 0.0019961 | 0.0020364 | 0.002068 | 0.0020953 | 0.0021046 | 0.0021226 | 0.0021178 | 0.0021039 | 0.00209 | 0.0020761 | 0.0020622 | 0.0020484 | 0.0020345 | 0.0020206 | 0.0020067 | 0.0019928 | 0.0019789 | 0.001965 | 0.0019511 | 36385.0727 | 12304.7545 | 1075.5886 | 363.744
| WIN022-160628376 | 0 | WIN022 | WIN | 0 | 0 | 0.001126 | 0.0011444 | 0.0011537 | 0.0011583 | 0.0011675 | 0.0011767 | 0.0011952 | 0.0012044 | 0.0012044 | 0.0012044 | 0.0012044 | 0.0012044 | 0.0012044 | 0.0012044 | 0.0012044 | 0.0012044 | 0.0012044 | 0.0012044 | 0.0012044 | 0.0012044 | 0 | 0 | 0 | 0 | 0 | 0 | 0 | 0 | 0 | 0 | 0 | 0 | 0 | 0 | 0 | 0 | 0 | 0 | 0 | 0 | 0 | 0 | 0 | 0 | 0 | 0 | 0 | 0 | 0 | 0 | 0 | 0 | 0 | 0 | 0 | 0 | 0 | 0 | 0 | 0 | 36385.0727 | 12304.7545 | 0 | 0
| WIN022-160628386 | 683 | WIN022 | WIN | 0 | 0 | 0.001126 | 0.0011444 | 0.0011537 | 0.0011583 | 0.0011675 | 0.0011767 | 0.0011952 | 0.0012044 | 0.0012044 | 0.0012044 | 0.0012044 | 0.0012044 | 0.0012044 | 0.0012044 | 0.0012044 | 0.0012044 | 0.0012044 | 0.0012044 | 0.0012044 | 0.0012044 | 11.9332 | 12.0331 | 12.1331 | 12.233 | 12.3329 | 12.3096 | 12.2863 | 12.263 | 12.2397 | 12.2164 | 12.1931 | 12.1698 | 12.1465 | 12.1232 | 12.0999 | 12.0766 | 12.0533 | 12.03 | 12.0068 | 11.9835 | 0.38966 | 0.39937 | 0.40593 | 0.41091 | 0.41757 | 0.42007 | 0.42585 | 0.42833 | 0.42752 | 0.4267 | 0.42589 | 0.42507 | 0.42426 | 0.42345 | 0.42263 | 0.42182 | 0.42101 | 0.42019 | 0.41938 | 0.41856 | 36385.0727 | 12304.7545 | 219643.9635 | 74279.5012
| WIN022-164674921 | 1 | WIN022 | WIN | 0 | 0 | 0.001126 | 0.0011444 | 0.0011537 | 0.0011583 | 0.0011675 | 0.0011767 | 0.0011952 | 0.0012044 | 0.0012044 | 0.0012044 | 0.0012044 | 0.0012044 | 0.0012044 | 0.0012044 | 0.0012044 | 0.0012044 | 0.0012044 | 0.0012044 | 0.0012044 | 0.0012044 | 8.3371e-05 | 8.4229e-05 | 8.5086e-05 | 8.5943e-05 | 8.68e-05 | 8.665e-05 | 8.65e-05 | 8.635e-05 | 8.62e-05 | 8.605e-05 | 8.59e-05 | 8.575e-05 | 8.56e-05 | 8.545e-05 | 8.53e-05 | 8.515e-05 | 8.5e-05 | 8.485e-05 | 8.47e-05 | 8.455e-05 | 2.7224e-06 | 2.7954e-06 | 2.8467e-06 | 2.8868e-06 | 2.9389e-06 | 2.957e-06 | 2.9982e-06 | 3.0161e-06 | 3.0108e-06 | 3.0056e-06 | 3.0004e-06 | 2.9951e-06 | 2.9899e-06 | 2.9846e-06 | 2.9794e-06 | 2.9742e-06 | 2.9689e-06 | 2.9637e-06 | 2.9584e-06 | 2.9532e-06 | 36385.0727 | 12304.7545 | 1.5454 | 0.52263
| WIN022-164675227 | 2 | WIN022 | WIN | 0 | 0 | 0.001126 | 0.0011444 | 0.0011537 | 0.0011583 | 0.0011675 | 0.0011767 | 0.0011952 | 0.0012044 | 0.0012044 | 0.0012044 | 0.0012044 | 0.0012044 | 0.0012044 | 0.0012044 | 0.0012044 | 0.0012044 | 0.0012044 | 0.0012044 | 0.0012044 | 0.0012044 | 0 | 0 | 0 | 0 | 0 | 0 | 0 | 0 | 0 | 0 | 0 | 0 | 0 | 0 | 0 | 0 | 0 | 0 | 0 | 0 | 0 | 0 | 0 | 0 | 0 | 0 | 0 | 0 | 0 | 0 | 0 | 0 | 0 | 0 | 0 | 0 | 0 | 0 | 0 | 0 | 36385.0727 | 12304.7545 | 0 | 0
| WIN022-183128966 | 35 | WIN022 | WIN | 0 | 0 | 0.001126 | 0.0011444 | 0.0011537 | 0.0011583 | 0.0011675 | 0.0011767 | 0.0011952 | 0.0012044 | 0.0012044 | 0.0012044 | 0.0012044 | 0.0012044 | 0.0012044 | 0.0012044 | 0.0012044 | 0.0012044 | 0.0012044 | 0.0012044 | 0.0012044 | 0.0012044 | 0.002549 | 0.0025661 | 0.0025833 | 0.0026004 | 0.0026175 | 0.0026157 | 0.002614 | 0.0026123 | 0.0026105 | 0.0026088 | 0.002607 | 0.0026053 | 0.0026036 | 0.0026018 | 0.0026001 | 0.0025983 | 0.0025966 | 0.0025949 | 0.0025931 | 0.0025914 | 8.3234e-05 | 8.5167e-05 | 8.6426e-05 | 8.7347e-05 | 8.8623e-05 | 8.9264e-05 | 9.0604e-05 | 9.1242e-05 | 9.1182e-05 | 9.1121e-05 | 9.106e-05 | 9.0999e-05 | 9.0938e-05 | 9.0878e-05 | 9.0817e-05 | 9.0756e-05 | 9.0695e-05 | 9.0634e-05 | 9.0573e-05 | 9.0513e-05 | 36385.0727 | 12304.7545 | 46.9586 | 15.8805
| WIN022-79032273 | 34 | WIN022 | WIN | 0 | 0 | 0.001126 | 0.0011444 | 0.0011537 | 0.0011583 | 0.0011675 | 0.0011767 | 0.0011952 | 0.0012044 | 0.0012044 | 0.0012044 | 0.0012044 | 0.0012044 | 0.0012044 | 0.0012044 | 0.0012044 | 0.0012044 | 0.0012044 | 0.0012044 | 0.0012044 | 0.0012044 | 0.00073894 | 0.00074546 | 0.00075197 | 0.00075849 | 0.000765 | 0.000765 | 0.000765 | 0.000765 | 0.000765 | 0.000765 | 0.000765 | 0.000765 | 0.000765 | 0.000765 | 0.000765 | 0.000765 | 0.000765 | 0.000765 | 0.000765 | 0.000765 | 2.4129e-05 | 2.4741e-05 | 2.5158e-05 | 2.5478e-05 | 2.5901e-05 | 2.6106e-05 | 2.6516e-05 | 2.672e-05 | 2.672e-05 | 2.672e-05 | 2.672e-05 | 2.672e-05 | 2.672e-05 | 2.672e-05 | 2.672e-05 | 2.672e-05 | 2.672e-05 | 2.672e-05 | 2.672e-05 | 2.672e-05 | 36385.0727 | 12304.7545 | 13.754 | 4.6514
| WIN022-79245551 | 1 | WIN022 | WIN | 0 | 0 | 0.001126 | 0.0011444 | 0.0011537 | 0.0011583 | 0.0011675 | 0.0011767 | 0.0011952 | 0.0012044 | 0.0012044 | 0.0012044 | 0.0012044 | 0.0012044 | 0.0012044 | 0.0012044 | 0.0012044 | 0.0012044 | 0.0012044 | 0.0012044 | 0.0012044 | 0.0012044 | 0 | 0 | 0 | 0 | 0 | 0 | 0 | 0 | 0 | 0 | 0 | 0 | 0 | 0 | 0 | 0 | 0 | 0 | 0 | 0 | 0 | 0 | 0 | 0 | 0 | 0 | 0 | 0 | 0 | 0 | 0 | 0 | 0 | 0 | 0 | 0 | 0 | 0 | 0 | 0 | 36385.0727 | 12304.7545 | 0 | 0
| WIN023-154876693 | 54 | WIN023 | WIN | 0 | 0 | 0.0014747 | 0.0015041 | 0.0015276 | 0.0015452 | 0.0015629 | 0.001604 | 0.0016392 | 0.0016627 | 0.0016627 | 0.0016627 | 0.0016627 | 0.0016627 | 0.0016627 | 0.0016627 | 0.0016627 | 0.0016627 | 0.0016627 | 0.0016627 | 0.0016627 | 0.0016627 | 0.029934 | 0.03017 | 0.030406 | 0.030642 | 0.030877 | 0.030901 | 0.030924 | 0.030948 | 0.030971 | 0.030994 | 0.031018 | 0.031041 | 0.031064 | 0.031088 | 0.031111 | 0.031134 | 0.031158 | 0.031181 | 0.031205 | 0.031228 | 0.0012802 | 0.001316 | 0.001347 | 0.0013731 | 0.0013995 | 0.0014374 | 0.0014701 | 0.0014923 | 0.0014934 | 0.0014945 | 0.0014957 | 0.0014968 | 0.0014979 | 0.001499 | 0.0015002 | 0.0015013 | 0.0015024 | 0.0015035 | 0.0015047 | 0.0015058 | 36385.0727 | 12304.7545 | 759.3775 | 256.8073
| WIN023-154908067 | 16 | WIN023 | WIN | 0 | 0 | 0.0014747 | 0.0015041 | 0.0015276 | 0.0015452 | 0.0015629 | 0.001604 | 0.0016392 | 0.0016627 | 0.0016627 | 0.0016627 | 0.0016627 | 0.0016627 | 0.0016627 | 0.0016627 | 0.0016627 | 0.0016627 | 0.0016627 | 0.0016627 | 0.0016627 | 0.0016627 | 0.00012981 | 0.00013115 | 0.0001325 | 0.00013385 | 0.0001352 | 0.00013528 | 0.00013536 | 0.00013544 | 0.00013552 | 0.0001356 | 0.00013568 | 0.00013576 | 0.00013584 | 0.00013592 | 0.000136 | 0.00013608 | 0.00013616 | 0.00013624 | 0.00013632 | 0.0001364 | 5.5514e-06 | 5.7209e-06 | 5.87e-06 | 5.9981e-06 | 6.1277e-06 | 6.2927e-06 | 6.4348e-06 | 6.5309e-06 | 6.5347e-06 | 6.5386e-06 | 6.5425e-06 | 6.5463e-06 | 6.5502e-06 | 6.554e-06 | 6.5579e-06 | 6.5617e-06 | 6.5656e-06 | 6.5695e-06 | 6.5733e-06 | 6.5772e-06 | 36385.0727 | 12304.7545 | 3.3174 | 1.1219
| WIN023-160628335 | 397 | WIN023 | WIN | 0 | 0 | 0.0014747 | 0.0015041 | 0.0015276 | 0.0015452 | 0.0015629 | 0.001604 | 0.0016392 | 0.0016627 | 0.0016627 | 0.0016627 | 0.0016627 | 0.0016627 | 0.0016627 | 0.0016627 | 0.0016627 | 0.0016627 | 0.0016627 | 0.0016627 | 0.0016627 | 0.0016627 | 6.582 | 6.6322 | 6.6824 | 6.7325 | 6.7827 | 6.7962 | 6.8097 | 6.8232 | 6.8367 | 6.8502 | 6.8637 | 6.8772 | 6.8906 | 6.9041 | 6.9176 | 6.9311 | 6.9446 | 6.9581 | 6.9716 | 6.9851 | 0.28149 | 0.28929 | 0.29603 | 0.3017 | 0.30741 | 0.31613 | 0.32372 | 0.32901 | 0.32966 | 0.33031 | 0.33096 | 0.33161 | 0.33226 | 0.33292 | 0.33357 | 0.33422 | 0.33487 | 0.33552 | 0.33617 | 0.33682 | 36385.0727 | 12304.7545 | 167897.7027 | 56779.8787
| WIN023-73352598 | 102 | WIN023 | WIN | 0 | 0 | 0.0014747 | 0.0015041 | 0.0015276 | 0.0015452 | 0.0015629 | 0.001604 | 0.0016392 | 0.0016627 | 0.0016627 | 0.0016627 | 0.0016627 | 0.0016627 | 0.0016627 | 0.0016627 | 0.0016627 | 0.0016627 | 0.0016627 | 0.0016627 | 0.0016627 | 0.0016627 | 0.0051598 | 0.0052311 | 0.0053025 | 0.0053738 | 0.0054452 | 0.0054452 | 0.0054452 | 0.0054452 | 0.0054452 | 0.0054452 | 0.0054452 | 0.0054452 | 0.0054452 | 0.0054452 | 0.0054452 | 0.0054452 | 0.0054452 | 0.0054452 | 0.0054452 | 0.0054452 | 0.00022067 | 0.00022818 | 0.0002349 | 0.00024081 | 0.00024679 | 0.00025329 | 0.00025885 | 0.00026256 | 0.00026256 | 0.00026256 | 0.00026256 | 0.00026256 | 0.00026256 | 0.00026256 | 0.00026256 | 0.00026256 | 0.00026256 | 0.00026256 | 0.00026256 | 0.00026256 | 36385.0727 | 12304.7545 | 132.9421 | 44.9585
| WIN023-84419247 | 50 | WIN023 | WIN | 0 | 0 | 0.0014747 | 0.0015041 | 0.0015276 | 0.0015452 | 0.0015629 | 0.001604 | 0.0016392 | 0.0016627 | 0.0016627 | 0.0016627 | 0.0016627 | 0.0016627 | 0.0016627 | 0.0016627 | 0.0016627 | 0.0016627 | 0.0016627 | 0.0016627 | 0.0016627 | 0.0016627 | 0.0015749 | 0.0015927 | 0.0016105 | 0.0016282 | 0.001646 | 0.001648 | 0.00165 | 0.001652 | 0.001654 | 0.001656 | 0.001658 | 0.00166 | 0.001662 | 0.001664 | 0.001666 | 0.001668 | 0.00167 | 0.001672 | 0.001674 | 0.001676 | 6.7355e-05 | 6.9472e-05 | 7.1345e-05 | 7.2964e-05 | 7.4602e-05 | 7.6658e-05 | 7.8438e-05 | 7.9659e-05 | 7.9755e-05 | 7.9852e-05 | 7.9948e-05 | 8.0045e-05 | 8.0141e-05 | 8.0238e-05 | 8.0334e-05 | 8.0431e-05 | 8.0527e-05 | 8.0623e-05 | 8.072e-05 | 8.0816e-05 | 36385.0727 | 12304.7545 | 40.4983 | 13.6958
| WMN013-117981106 | 53 | WMN013 | WMN | 0 | 0 | 0.032811 | 0.033134 | 0.033318 | 0.033226 | 0.03318 | 0.033548 | 0.034101 | 0.033963 | 0.033963 | 0.033963 | 0.033963 | 0.033963 | 0.033963 | 0.033963 | 0.033963 | 0.033963 | 0.033963 | 0.033963 | 0.033963 | 0.033963 | 0.62948 | 0.63303 | 0.63659 | 0.64014 | 0.6437 | 0.64173 | 0.63976 | 0.6378 | 0.63583 | 0.63386 | 0.6319 | 0.62993 | 0.62796 | 0.62599 | 0.62403 | 0.62206 | 0.62009 | 0.61813 | 0.61616 | 0.61419 | 0.59896 | 0.60827 | 0.61509 | 0.61681 | 0.61937 | 0.62434 | 0.63269 | 0.62818 | 0.62625 | 0.62431 | 0.62237 | 0.62044 | 0.6185 | 0.61656 | 0.61462 | 0.61269 | 0.61075 | 0.60881 | 0.60688 | 0.60494 | 61329.3035 | 12907.9518 | 546931.3465 | 115112.4022
| WMN013-24614054 | 83 | WMN013 | WMN | 0 | 4 | 0.032811 | 0.033134 | 0.033318 | 0.033226 | 0.03318 | 0.033548 | 0.034101 | 0.033963 | 0.033963 | 0.033963 | 0.033963 | 0.033963 | 0.033963 | 0.033963 | 0.033963 | 0.033963 | 0.033963 | 0.033963 | 0.033963 | 0.033963 | 1.8633 | 1.8774 | 1.8915 | 1.9056 | 1.9196 | 1.9161 | 1.9127 | 1.9092 | 1.9057 | 1.9022 | 1.8987 | 1.8952 | 1.8918 | 1.8883 | 1.8848 | 1.8813 | 1.8778 | 1.8743 | 1.8708 | 1.8674 | 1.773 | 1.8039 | 1.8276 | 1.8361 | 1.8471 | 1.8642 | 1.8915 | 1.8804 | 1.877 | 1.8735 | 1.8701 | 1.8667 | 1.8632 | 1.8598 | 1.8564 | 1.8529 | 1.8495 | 1.8461 | 1.8426 | 1.8392 | 61329.3035 | 12907.9518 | 1639556.0389 | 345076.6453
| WMN014-122227235 | 183 | WMN014 | WMN | 0 | 0 | 0.027342 | 0.028053 | 0.028605 | 0.028684 | 0.029 | 0.029658 | 0.030526 | 0.030526 | 0.030526 | 0.030526 | 0.030526 | 0.030526 | 0.030526 | 0.030526 | 0.030526 | 0.030526 | 0.030526 | 0.030526 | 0.030526 | 0.030526 | 1.3716 | 1.3735 | 1.3754 | 1.3774 | 1.3793 | 1.3766 | 1.3738 | 1.371 | 1.3683 | 1.3655 | 1.3627 | 1.36 | 1.3572 | 1.3545 | 1.3517 | 1.3489 | 1.3462 | 1.3434 | 1.3406 | 1.3379 | 1.0875 | 1.1174 | 1.141 | 1.1458 | 1.16 | 1.184 | 1.2162 | 1.2137 | 1.2113 | 1.2088 | 1.2064 | 1.2039 | 1.2015 | 1.199 | 1.1966 | 1.1942 | 1.1917 | 1.1893 | 1.1868 | 1.1844 | 61329.3035 | 12907.9518 | 1044240.85 | 219780.9168
| WMN014-164366245 | 35 | WMN014 | WMN | 0 | 0 | 0.027342 | 0.028053 | 0.028605 | 0.028684 | 0.029 | 0.029658 | 0.030526 | 0.030526 | 0.030526 | 0.030526 | 0.030526 | 0.030526 | 0.030526 | 0.030526 | 0.030526 | 0.030526 | 0.030526 | 0.030526 | 0.030526 | 0.030526 | 0 | 0 | 0 | 0 | 0 | 0 | 0 | 0 | 0 | 0 | 0 | 0 | 0 | 0 | 0 | 0 | 0 | 0 | 0 | 0 | 0 | 0 | 0 | 0 | 0 | 0 | 0 | 0 | 0 | 0 | 0 | 0 | 0 | 0 | 0 | 0 | 0 | 0 | 0 | 0 | 61329.3035 | 12907.9518 | 0 | 0
| WMN014-42253278 | 33 | WMN014 | WMN | 0 | 0 | 0.027342 | 0.028053 | 0.028605 | 0.028684 | 0.029 | 0.029658 | 0.030526 | 0.030526 | 0.030526 | 0.030526 | 0.030526 | 0.030526 | 0.030526 | 0.030526 | 0.030526 | 0.030526 | 0.030526 | 0.030526 | 0.030526 | 0.030526 | 0.012478 | 0.012597 | 0.012715 | 0.012834 | 0.012952 | 0.012954 | 0.012955 | 0.012957 | 0.012958 | 0.012959 | 0.012961 | 0.012962 | 0.012964 | 0.012965 | 0.012967 | 0.012968 | 0.012969 | 0.012971 | 0.012972 | 0.012974 | 0.0098941 | 0.010248 | 0.010548 | 0.010676 | 0.010893 | 0.011141 | 0.011469 | 0.01147 | 0.011471 | 0.011473 | 0.011474 | 0.011475 | 0.011476 | 0.011478 | 0.011479 | 0.01148 | 0.011481 | 0.011483 | 0.011484 | 0.011485 | 61329.3035 | 12907.9518 | 9866.3242 | 2076.561
| WMN014-62615661 | 35 | WMN014 | WMN | 0 | 1 | 0.027342 | 0.028053 | 0.028605 | 0.028684 | 0.029 | 0.029658 | 0.030526 | 0.030526 | 0.030526 | 0.030526 | 0.030526 | 0.030526 | 0.030526 | 0.030526 | 0.030526 | 0.030526 | 0.030526 | 0.030526 | 0.030526 | 0.030526 | 0.9741 | 0.98168 | 0.98927 | 0.99685 | 1.0044 | 1.0033 | 1.0022 | 1.0012 | 1.0001 | 0.99896 | 0.99786 | 0.99677 | 0.99567 | 0.99458 | 0.99348 | 0.99238 | 0.99129 | 0.99019 | 0.9891 | 0.988 | 0.77238 | 0.79862 | 0.82065 | 0.82922 | 0.84473 | 0.86295 | 0.88725 | 0.88628 | 0.88531 | 0.88434 | 0.88337 | 0.8824 | 0.88143 | 0.88046 | 0.87949 | 0.87852 | 0.87755 | 0.87658 | 0.87561 | 0.87464 | 61329.3035 | 12907.9518 | 761126.185 | 160193.8966
| WMN021-160652994 | 109 | WMN021 | WMN | 0 | 0 | 0.079551 | 0.08 | 0.080321 | 0.079936 | 0.079551 | 0.080128 | 0.08109 | 0.080897 | 0.080897 | 0.080897 | 0.080897 | 0.080897 | 0.080897 | 0.080897 | 0.080897 | 0.080897 | 0.080897 | 0.080897 | 0.080897 | 0.080897 | 0.0072323 | 0.0073048 | 0.0073772 | 0.0074497 | 0.0075221 | 0.0075163 | 0.0075104 | 0.0075045 | 0.0074987 | 0.0074928 | 0.0074869 | 0.0074811 | 0.0074752 | 0.0074693 | 0.0074634 | 0.0074576 | 0.0074517 | 0.0074458 | 0.00744 | 0.0074341 | 0.016685 | 0.016947 | 0.017184 | 0.017269 | 0.017353 | 0.017466 | 0.017661 | 0.017606 | 0.017592 | 0.017578 | 0.017565 | 0.017551 | 0.017537 | 0.017523 | 0.017509 | 0.017496 | 0.017482 | 0.017468 | 0.017454 | 0.017441 | 61329.3035 | 12907.9518 | 15420.145 | 3245.4712
| WMN021-164365974 | 31 | WMN021 | WMN | 0 | 0 | 0.079551 | 0.08 | 0.080321 | 0.079936 | 0.079551 | 0.080128 | 0.08109 | 0.080897 | 0.080897 | 0.080897 | 0.080897 | 0.080897 | 0.080897 | 0.080897 | 0.080897 | 0.080897 | 0.080897 | 0.080897 | 0.080897 | 0.080897 | 0.009799 | 0.0098753 | 0.0099516 | 0.010028 | 0.010104 | 0.010102 | 0.010101 | 0.010099 | 0.010097 | 0.010095 | 0.010093 | 0.010091 | 0.01009 | 0.010088 | 0.010086 | 0.010084 | 0.010082 | 0.01008 | 0.010078 | 0.010077 | 0.022606 | 0.022911 | 0.02318 | 0.023246 | 0.023311 | 0.023475 | 0.023753 | 0.023692 | 0.023688 | 0.023683 | 0.023679 | 0.023675 | 0.02367 | 0.023666 | 0.023662 | 0.023657 | 0.023653 | 0.023649 | 0.023644 | 0.02364 | 61329.3035 | 12907.9518 | 20804.9342 | 4378.8054
| WMN021-24614498 | 53 | WMN021 | WMN | 0 | 0 | 0.079551 | 0.08 | 0.080321 | 0.079936 | 0.079551 | 0.080128 | 0.08109 | 0.080897 | 0.080897 | 0.080897 | 0.080897 | 0.080897 | 0.080897 | 0.080897 | 0.080897 | 0.080897 | 0.080897 | 0.080897 | 0.080897 | 0.080897 | 0.026867 | 0.027091 | 0.027316 | 0.02754 | 0.027765 | 0.027758 | 0.027752 | 0.027746 | 0.02774 | 0.027734 | 0.027728 | 0.027722 | 0.027716 | 0.02771 | 0.027704 | 0.027698 | 0.027692 | 0.027686 | 0.02768 | 0.027674 | 0.061981 | 0.062851 | 0.063626 | 0.063842 | 0.064052 | 0.064503 | 0.065263 | 0.065094 | 0.065079 | 0.065065 | 0.065051 | 0.065037 | 0.065023 | 0.065008 | 0.064994 | 0.06498 | 0.064966 | 0.064952 | 0.064937 | 0.064923 | 61329.3035 | 12907.9518 | 57137.4544 | 12025.6951
| WMN021-24614598 | 73 | WMN021 | WMN | 0 | 0 | 0.079551 | 0.08 | 0.080321 | 0.079936 | 0.079551 | 0.080128 | 0.08109 | 0.080897 | 0.080897 | 0.080897 | 0.080897 | 0.080897 | 0.080897 | 0.080897 | 0.080897 | 0.080897 | 0.080897 | 0.080897 | 0.080897 | 0.080897 | 0.10129 | 0.10221 | 0.10313 | 0.10405 | 0.10497 | 0.10488 | 0.10479 | 0.1047 | 0.10461 | 0.10452 | 0.10443 | 0.10434 | 0.10425 | 0.10416 | 0.10407 | 0.10398 | 0.10389 | 0.1038 | 0.10371 | 0.10362 | 0.23368 | 0.23713 | 0.24022 | 0.2412 | 0.24216 | 0.24371 | 0.24642 | 0.24562 | 0.24541 | 0.2452 | 0.24499 | 0.24478 | 0.24457 | 0.24435 | 0.24414 | 0.24393 | 0.24372 | 0.24351 | 0.2433 | 0.24309 | 61329.3035 | 12907.9518 | 215219.4902 | 45297.1523
| WMN021-65221877 | 10 | WMN021 | WMN | 0 | 0 | 0.079551 | 0.08 | 0.080321 | 0.079936 | 0.079551 | 0.080128 | 0.08109 | 0.080897 | 0.080897 | 0.080897 | 0.080897 | 0.080897 | 0.080897 | 0.080897 | 0.080897 | 0.080897 | 0.080897 | 0.080897 | 0.080897 | 0.080897 | 0.29411 | 0.29638 | 0.29865 | 0.30091 | 0.30318 | 0.30253 | 0.30188 | 0.30123 | 0.30058 | 0.29993 | 0.29927 | 0.29862 | 0.29797 | 0.29732 | 0.29667 | 0.29602 | 0.29537 | 0.29472 | 0.29407 | 0.29342 | 0.67852 | 0.6876 | 0.69564 | 0.69756 | 0.69943 | 0.70299 | 0.70989 | 0.70669 | 0.70516 | 0.70363 | 0.70211 | 0.70058 | 0.69905 | 0.69753 | 0.696 | 0.69447 | 0.69295 | 0.69142 | 0.6899 | 0.68837 | 61329.3035 | 12907.9518 | 618063.721 | 130083.6021
| WND011-15425526 | 0 | WND011 | WND | 0 | 0 | 0.0013321 | 0.0013508 | 0.0013884 | 0.0014071 | 0.0014447 | 0.0014822 | 0.0015197 | 0.0015385 | 0.0015385 | 0.0015385 | 0.0015385 | 0.0015385 | 0.0015385 | 0.0015385 | 0.0015385 | 0.0015385 | 0.0015385 | 0.0015385 | 0.0015385 | 0.0015385 | 0 | 0 | 0 | 0 | 0 | 0 | 0 | 0 | 0 | 0 | 0 | 0 | 0 | 0 | 0 | 0 | 0 | 0 | 0 | 0 | 0 | 0 | 0 | 0 | 0 | 0 | 0 | 0 | 0 | 0 | 0 | 0 | 0 | 0 | 0 | 0 | 0 | 0 | 0 | 0 | 34098.9574 | 10662.2782 | 0 | 0
| WND011-200942344 | 142 | WND011 | WND | 0 | 0 | 0.0013321 | 0.0013508 | 0.0013884 | 0.0014071 | 0.0014447 | 0.0014822 | 0.0015197 | 0.0015385 | 0.0015385 | 0.0015385 | 0.0015385 | 0.0015385 | 0.0015385 | 0.0015385 | 0.0015385 | 0.0015385 | 0.0015385 | 0.0015385 | 0.0015385 | 0.0015385 | 7.506 | 7.574 | 7.6419 | 7.7099 | 7.7779 | 7.8126 | 7.8474 | 7.8821 | 7.9169 | 7.9516 | 7.9864 | 8.0211 | 8.0559 | 8.0906 | 8.1254 | 8.1601 | 8.1949 | 8.2296 | 8.2644 | 8.2991 | 0.28996 | 0.29671 | 0.30768 | 0.31462 | 0.32585 | 0.33581 | 0.34584 | 0.35166 | 0.35321 | 0.35476 | 0.35632 | 0.35787 | 0.35942 | 0.36097 | 0.36252 | 0.36407 | 0.36562 | 0.36717 | 0.36872 | 0.37027 | 34098.9574 | 10662.2782 | 168083.2031 | 52557.3219
| WND011-74053613 | 29 | WND011 | WND | 0 | 0 | 0.0013321 | 0.0013508 | 0.0013884 | 0.0014071 | 0.0014447 | 0.0014822 | 0.0015197 | 0.0015385 | 0.0015385 | 0.0015385 | 0.0015385 | 0.0015385 | 0.0015385 | 0.0015385 | 0.0015385 | 0.0015385 | 0.0015385 | 0.0015385 | 0.0015385 | 0.0015385 | 0.09133 | 0.092199 | 0.093068 | 0.093937 | 0.094806 | 0.095546 | 0.096285 | 0.097025 | 0.097764 | 0.098504 | 0.099243 | 0.099983 | 0.10072 | 0.10146 | 0.1022 | 0.10294 | 0.10368 | 0.10442 | 0.10516 | 0.1059 | 0.0035281 | 0.0036118 | 0.0037472 | 0.0038333 | 0.0039719 | 0.0041069 | 0.0042434 | 0.0043288 | 0.0043618 | 0.0043948 | 0.0044278 | 0.0044608 | 0.0044937 | 0.0045267 | 0.0045597 | 0.0045927 | 0.0046257 | 0.0046587 | 0.0046917 | 0.0047247 | 34098.9574 | 10662.2782 | 2083.1613 | 651.3761
| WND011-79727477 | 2 | WND011 | WND | 0 | 0 | 0.0013321 | 0.0013508 | 0.0013884 | 0.0014071 | 0.0014447 | 0.0014822 | 0.0015197 | 0.0015385 | 0.0015385 | 0.0015385 | 0.0015385 | 0.0015385 | 0.0015385 | 0.0015385 | 0.0015385 | 0.0015385 | 0.0015385 | 0.0015385 | 0.0015385 | 0.0015385 | 0 | 0 | 0 | 0 | 0 | 0 | 0 | 0 | 0 | 0 | 0 | 0 | 0 | 0 | 0 | 0 | 0 | 0 | 0 | 0 | 0 | 0 | 0 | 0 | 0 | 0 | 0 | 0 | 0 | 0 | 0 | 0 | 0 | 0 | 0 | 0 | 0 | 0 | 0 | 0 | 34098.9574 | 10662.2782 | 0 | 0
| WND012-171309560 | 52 | WND012 | WND | 0 | 0 | 0 | 0 | 0 | 0 | 0 | 0 | 0 | 0 | 0 | 0 | 0 | 0 | 0 | 0 | 0 | 0 | 0 | 0 | 0 | 0 | 0.018465 | 0.018647 | 0.018829 | 0.019011 | 0.019193 | 0.01934 | 0.019487 | 0.019634 | 0.019781 | 0.019928 | 0.020075 | 0.020222 | 0.020369 | 0.020516 | 0.020663 | 0.02081 | 0.020957 | 0.021105 | 0.021252 | 0.021399 | 0 | 0 | 0 | 0 | 0 | 0 | 0 | 0 | 0 | 0 | 0 | 0 | 0 | 0 | 0 | 0 | 0 | 0 | 0 | 0 | 34098.9574 | 10662.2782 | 0 | 0
| WND012-200942480 | 127 | WND012 | WND | 0 | 0 | 0 | 0 | 0 | 0 | 0 | 0 | 0 | 0 | 0 | 0 | 0 | 0 | 0 | 0 | 0 | 0 | 0 | 0 | 0 | 0 | 79.173 | 79.9014 | 80.6299 | 81.3583 | 82.0868 | 82.5062 | 82.9255 | 83.3449 | 83.7643 | 84.1837 | 84.603 | 85.0224 | 85.4418 | 85.8611 | 86.2805 | 86.6999 | 87.1193 | 87.5386 | 87.958 | 88.3774 | 0 | 0 | 0 | 0 | 0 | 0 | 0 | 0 | 0 | 0 | 0 | 0 | 0 | 0 | 0 | 0 | 0 | 0 | 0 | 0 | 34098.9574 | 10662.2782 | 0 | 0
| WND012-24611463 | 367 | WND012 | WND | 0 | 0 | 0 | 0 | 0 | 0 | 0 | 0 | 0 | 0 | 0 | 0 | 0 | 0 | 0 | 0 | 0 | 0 | 0 | 0 | 0 | 0 | 9.2844 | 9.3568 | 9.4291 | 9.5015 | 9.5739 | 9.5933 | 9.6128 | 9.6323 | 9.6518 | 9.6713 | 9.6908 | 9.7102 | 9.7297 | 9.7492 | 9.7687 | 9.7882 | 9.8076 | 9.8271 | 9.8466 | 9.8661 | 0 | 0 | 0 | 0 | 0 | 0 | 0 | 0 | 0 | 0 | 0 | 0 | 0 | 0 | 0 | 0 | 0 | 0 | 0 | 0 | 34098.9574 | 10662.2782 | 0 | 0
| WND012-72499182 | 40 | WND012 | WND | 0 | 0 | 0 | 0 | 0 | 0 | 0 | 0 | 0 | 0 | 0 | 0 | 0 | 0 | 0 | 0 | 0 | 0 | 0 | 0 | 0 | 0 | 0.066794 | 0.067405 | 0.068016 | 0.068627 | 0.069238 | 0.069369 | 0.0695 | 0.06963 | 0.069761 | 0.069892 | 0.070023 | 0.070154 | 0.070285 | 0.070415 | 0.070546 | 0.070677 | 0.070808 | 0.070939 | 0.07107 | 0.071201 | 0 | 0 | 0 | 0 | 0 | 0 | 0 | 0 | 0 | 0 | 0 | 0 | 0 | 0 | 0 | 0 | 0 | 0 | 0 | 0 | 34098.9574 | 10662.2782 | 0 | 0
| WND012-72499328 | 48 | WND012 | WND | 0 | 0 | 0 | 0 | 0 | 0 | 0 | 0 | 0 | 0 | 0 | 0 | 0 | 0 | 0 | 0 | 0 | 0 | 0 | 0 | 0 | 0 | 0.34716 | 0.35016 | 0.35317 | 0.35617 | 0.35917 | 0.36171 | 0.36425 | 0.36678 | 0.36932 | 0.37186 | 0.3744 | 0.37694 | 0.37947 | 0.38201 | 0.38455 | 0.38709 | 0.38963 | 0.39216 | 0.3947 | 0.39724 | 0 | 0 | 0 | 0 | 0 | 0 | 0 | 0 | 0 | 0 | 0 | 0 | 0 | 0 | 0 | 0 | 0 | 0 | 0 | 0 | 34098.9574 | 10662.2782 | 0 | 0
| WND012-73767156 | 96 | WND012 | WND | 0 | 0 | 0 | 0 | 0 | 0 | 0 | 0 | 0 | 0 | 0 | 0 | 0 | 0 | 0 | 0 | 0 | 0 | 0 | 0 | 0 | 0 | 0.18294 | 0.18459 | 0.18625 | 0.18791 | 0.18956 | 0.18987 | 0.19017 | 0.19048 | 0.19078 | 0.19108 | 0.19139 | 0.19169 | 0.192 | 0.1923 | 0.19261 | 0.19291 | 0.19321 | 0.19352 | 0.19382 | 0.19413 | 0 | 0 | 0 | 0 | 0 | 0 | 0 | 0 | 0 | 0 | 0 | 0 | 0 | 0 | 0 | 0 | 0 | 0 | 0 | 0 | 34098.9574 | 10662.2782 | 0 | 0
| WND012-74645078 | 88 | WND012 | WND | 0 | 0 | 0 | 0 | 0 | 0 | 0 | 0 | 0 | 0 | 0 | 0 | 0 | 0 | 0 | 0 | 0 | 0 | 0 | 0 | 0 | 0 | 0.89266 | 0.90166 | 0.91066 | 0.91965 | 0.92865 | 0.9333 | 0.93795 | 0.94261 | 0.94726 | 0.95191 | 0.95656 | 0.96122 | 0.96587 | 0.97052 | 0.97517 | 0.97983 | 0.98448 | 0.98913 | 0.99378 | 0.99844 | 0 | 0 | 0 | 0 | 0 | 0 | 0 | 0 | 0 | 0 | 0 | 0 | 0 | 0 | 0 | 0 | 0 | 0 | 0 | 0 | 34098.9574 | 10662.2782 | 0 | 0
| WND012-74645220 | 23 | WND012 | WND | 0 | 0 | 0 | 0 | 0 | 0 | 0 | 0 | 0 | 0 | 0 | 0 | 0 | 0 | 0 | 0 | 0 | 0 | 0 | 0 | 0 | 0 | 0.0439 | 0.044305 | 0.04471 | 0.045115 | 0.045521 | 0.04587 | 0.046219 | 0.046567 | 0.046916 | 0.047265 | 0.047614 | 0.047963 | 0.048312 | 0.048661 | 0.04901 | 0.049358 | 0.049707 | 0.050056 | 0.050405 | 0.050754 | 0 | 0 | 0 | 0 | 0 | 0 | 0 | 0 | 0 | 0 | 0 | 0 | 0 | 0 | 0 | 0 | 0 | 0 | 0 | 0 | 34098.9574 | 10662.2782 | 0 | 0
| WND012-77737071 | 8 | WND012 | WND | 0 | 0 | 0 | 0 | 0 | 0 | 0 | 0 | 0 | 0 | 0 | 0 | 0 | 0 | 0 | 0 | 0 | 0 | 0 | 0 | 0 | 0 | 0.010129 | 0.010234 | 0.010339 | 0.010443 | 0.010548 | 0.010603 | 0.010658 | 0.010712 | 0.010767 | 0.010822 | 0.010877 | 0.010932 | 0.010987 | 0.011042 | 0.011097 | 0.011152 | 0.011206 | 0.011261 | 0.011316 | 0.011371 | 0 | 0 | 0 | 0 | 0 | 0 | 0 | 0 | 0 | 0 | 0 | 0 | 0 | 0 | 0 | 0 | 0 | 0 | 0 | 0 | 34098.9574 | 10662.2782 | 0 | 0
| WND012-78928850 | 14 | WND012 | WND | 0 | 0 | 0 | 0 | 0 | 0 | 0 | 0 | 0 | 0 | 0 | 0 | 0 | 0 | 0 | 0 | 0 | 0 | 0 | 0 | 0 | 0 | 0.0011911 | 0.0012025 | 0.001214 | 0.0012254 | 0.0012369 | 0.001241 | 0.0012452 | 0.0012493 | 0.0012534 | 0.0012576 | 0.0012617 | 0.0012658 | 0.0012699 | 0.0012741 | 0.0012782 | 0.0012823 | 0.0012865 | 0.0012906 | 0.0012947 | 0.0012989 | 0 | 0 | 0 | 0 | 0 | 0 | 0 | 0 | 0 | 0 | 0 | 0 | 0 | 0 | 0 | 0 | 0 | 0 | 0 | 0 | 34098.9574 | 10662.2782 | 0 | 0
| WND012-85319302 | 45 | WND012 | WND | 0 | 0 | 0 | 0 | 0 | 0 | 0 | 0 | 0 | 0 | 0 | 0 | 0 | 0 | 0 | 0 | 0 | 0 | 0 | 0 | 0 | 0 | 0.095769 | 0.096802 | 0.097835 | 0.098867 | 0.0999 | 0.10038 | 0.10085 | 0.10133 | 0.1018 | 0.10228 | 0.10275 | 0.10323 | 0.1037 | 0.10418 | 0.10466 | 0.10513 | 0.10561 | 0.10608 | 0.10656 | 0.10703 | 0 | 0 | 0 | 0 | 0 | 0 | 0 | 0 | 0 | 0 | 0 | 0 | 0 | 0 | 0 | 0 | 0 | 0 | 0 | 0 | 34098.9574 | 10662.2782 | 0 | 0
| WND012-88220025 | 45 | WND012 | WND | 0 | 0 | 0 | 0 | 0 | 0 | 0 | 0 | 0 | 0 | 0 | 0 | 0 | 0 | 0 | 0 | 0 | 0 | 0 | 0 | 0 | 0 | 0.33223 | 0.3351 | 0.33797 | 0.34084 | 0.34371 | 0.34519 | 0.34667 | 0.34815 | 0.34963 | 0.35111 | 0.35259 | 0.35407 | 0.35555 | 0.35703 | 0.35851 | 0.35999 | 0.36147 | 0.36295 | 0.36443 | 0.36591 | 0 | 0 | 0 | 0 | 0 | 0 | 0 | 0 | 0 | 0 | 0 | 0 | 0 | 0 | 0 | 0 | 0 | 0 | 0 | 0 | 34098.9574 | 10662.2782 | 0 | 0
| WND012-93532503 | 150 | WND012 | WND | 0 | 0 | 0 | 0 | 0 | 0 | 0 | 0 | 0 | 0 | 0 | 0 | 0 | 0 | 0 | 0 | 0 | 0 | 0 | 0 | 0 | 0 | 7.0576 | 7.132 | 7.2063 | 7.2806 | 7.355 | 7.3888 | 7.4227 | 7.4566 | 7.4904 | 7.5243 | 7.5582 | 7.5921 | 7.6259 | 7.6598 | 7.6937 | 7.7275 | 7.7614 | 7.7953 | 7.8291 | 7.863 | 0 | 0 | 0 | 0 | 0 | 0 | 0 | 0 | 0 | 0 | 0 | 0 | 0 | 0 | 0 | 0 | 0 | 0 | 0 | 0 | 34098.9574 | 10662.2782 | 0 | 0
| WND012-93532641 | 60 | WND012 | WND | 0 | 0 | 0 | 0 | 0 | 0 | 0 | 0 | 0 | 0 | 0 | 0 | 0 | 0 | 0 | 0 | 0 | 0 | 0 | 0 | 0 | 0 | 4.7741 | 4.8244 | 4.8746 | 4.9248 | 4.9751 | 4.9904 | 5.0056 | 5.0209 | 5.0361 | 5.0514 | 5.0667 | 5.0819 | 5.0972 | 5.1124 | 5.1277 | 5.143 | 5.1582 | 5.1735 | 5.1887 | 5.204 | 0 | 0 | 0 | 0 | 0 | 0 | 0 | 0 | 0 | 0 | 0 | 0 | 0 | 0 | 0 | 0 | 0 | 0 | 0 | 0 | 34098.9574 | 10662.2782 | 0 | 0
| WND013-139460835 | 521 | WND013 | WND | 0 | 0 | 0.0012103 | 0.0012557 | 0.0012941 | 0.0013255 | 0.0013605 | 0.0014146 | 0.0014757 | 0.0015159 | 0.0015159 | 0.0015159 | 0.0015159 | 0.0015159 | 0.0015159 | 0.0015159 | 0.0015159 | 0.0015159 | 0.0015159 | 0.0015159 | 0.0015159 | 0.0015159 | 12.2943 | 12.3994 | 12.5045 | 12.6095 | 12.7146 | 12.7766 | 12.8386 | 12.9006 | 12.9626 | 13.0246 | 13.0866 | 13.1486 | 13.2106 | 13.2726 | 13.3346 | 13.3966 | 13.4586 | 13.5206 | 13.5826 | 13.6446 | 0.4315 | 0.45152 | 0.46928 | 0.48472 | 0.50163 | 0.52414 | 0.54944 | 0.56712 | 0.56985 | 0.57257 | 0.5753 | 0.57802 | 0.58075 | 0.58348 | 0.5862 | 0.58893 | 0.59165 | 0.59438 | 0.5971 | 0.59983 | 34098.9574 | 10662.2782 | 266388.2693 | 83295.9734
| WND013-163356845 | 11 | WND013 | WND | 0 | 0 | 0.0012103 | 0.0012557 | 0.0012941 | 0.0013255 | 0.0013605 | 0.0014146 | 0.0014757 | 0.0015159 | 0.0015159 | 0.0015159 | 0.0015159 | 0.0015159 | 0.0015159 | 0.0015159 | 0.0015159 | 0.0015159 | 0.0015159 | 0.0015159 | 0.0015159 | 0.0015159 | 0.0053192 | 0.005379 | 0.0054387 | 0.0054985 | 0.0055582 | 0.0055959 | 0.0056337 | 0.0056714 | 0.0057091 | 0.0057469 | 0.0057846 | 0.0058223 | 0.0058601 | 0.0058978 | 0.0059355 | 0.0059733 | 0.006011 | 0.0060487 | 0.0060865 | 0.0061242 | 0.00018669 | 0.00019587 | 0.00020411 | 0.00021136 | 0.00021929 | 0.00022956 | 0.0002411 | 0.00024932 | 0.00025098 | 0.00025264 | 0.0002543 | 0.00025595 | 0.00025761 | 0.00025927 | 0.00026093 | 0.00026259 | 0.00026425 | 0.00026591 | 0.00026757 | 0.00026922 | 34098.9574 | 10662.2782 | 117.445 | 36.7234
| WND013-172348741 | 10 | WND013 | WND | 0 | 0 | 0.0012103 | 0.0012557 | 0.0012941 | 0.0013255 | 0.0013605 | 0.0014146 | 0.0014757 | 0.0015159 | 0.0015159 | 0.0015159 | 0.0015159 | 0.0015159 | 0.0015159 | 0.0015159 | 0.0015159 | 0.0015159 | 0.0015159 | 0.0015159 | 0.0015159 | 0.0015159 | 0.011762 | 0.011881 | 0.012 | 0.012119 | 0.012238 | 0.012332 | 0.012426 | 0.012519 | 0.012613 | 0.012706 | 0.0128 | 0.012894 | 0.012987 | 0.013081 | 0.013174 | 0.013268 | 0.013362 | 0.013455 | 0.013549 | 0.013643 | 0.00041281 | 0.00043264 | 0.00045035 | 0.00046587 | 0.00048284 | 0.0005059 | 0.00053176 | 0.00055035 | 0.00055447 | 0.00055858 | 0.0005627 | 0.00056681 | 0.00057093 | 0.00057504 | 0.00057916 | 0.00058328 | 0.00058739 | 0.00059151 | 0.00059562 | 0.00059974 | 34098.9574 | 10662.2782 | 259.8869 | 81.2631
| WND013-200942552 | 296 | WND013 | WND | 0 | 0 | 0.0012103 | 0.0012557 | 0.0012941 | 0.0013255 | 0.0013605 | 0.0014146 | 0.0014757 | 0.0015159 | 0.0015159 | 0.0015159 | 0.0015159 | 0.0015159 | 0.0015159 | 0.0015159 | 0.0015159 | 0.0015159 | 0.0015159 | 0.0015159 | 0.0015159 | 0.0015159 | 32.3802 | 32.6228 | 32.8654 | 33.108 | 33.3506 | 33.493 | 33.6353 | 33.7777 | 33.9201 | 34.0624 | 34.2048 | 34.3472 | 34.4895 | 34.6319 | 34.7743 | 34.9166 | 35.059 | 35.2014 | 35.3437 | 35.4861 | 1.1365 | 1.1879 | 1.2334 | 1.2727 | 1.3158 | 1.374 | 1.4395 | 1.4849 | 1.4912 | 1.4974 | 1.5037 | 1.5099 | 1.5162 | 1.5224 | 1.5287 | 1.535 | 1.5412 | 1.5475 | 1.5537 | 1.56 | 34098.9574 | 10662.2782 | 696925.9035 | 217919.2111
| WND013-76546155 | 117 | WND013 | WND | 0 | 0 | 0.0012103 | 0.0012557 | 0.0012941 | 0.0013255 | 0.0013605 | 0.0014146 | 0.0014757 | 0.0015159 | 0.0015159 | 0.0015159 | 0.0015159 | 0.0015159 | 0.0015159 | 0.0015159 | 0.0015159 | 0.0015159 | 0.0015159 | 0.0015159 | 0.0015159 | 0.0015159 | 0.28694 | 0.28952 | 0.2921 | 0.29468 | 0.29726 | 0.29883 | 0.3004 | 0.30197 | 0.30353 | 0.3051 | 0.30667 | 0.30824 | 0.30981 | 0.31138 | 0.31295 | 0.31452 | 0.31608 | 0.31765 | 0.31922 | 0.32079 | 0.010071 | 0.010543 | 0.010962 | 0.011328 | 0.011728 | 0.012259 | 0.012856 | 0.013275 | 0.013344 | 0.013413 | 0.013482 | 0.013551 | 0.01362 | 0.013688 | 0.013757 | 0.013826 | 0.013895 | 0.013964 | 0.014033 | 0.014102 | 34098.9574 | 10662.2782 | 6239.5197 | 1951.0126
| WND013-76546231 | 126 | WND013 | WND | 0 | 0 | 0.0012103 | 0.0012557 | 0.0012941 | 0.0013255 | 0.0013605 | 0.0014146 | 0.0014757 | 0.0015159 | 0.0015159 | 0.0015159 | 0.0015159 | 0.0015159 | 0.0015159 | 0.0015159 | 0.0015159 | 0.0015159 | 0.0015159 | 0.0015159 | 0.0015159 | 0.0015159 | 0.52772 | 0.53225 | 0.53678 | 0.54131 | 0.54584 | 0.55036 | 0.55488 | 0.5594 | 0.56392 | 0.56844 | 0.57296 | 0.57748 | 0.582 | 0.58652 | 0.59104 | 0.59557 | 0.60009 | 0.60461 | 0.60913 | 0.61365 | 0.018522 | 0.019382 | 0.020145 | 0.020808 | 0.021535 | 0.022578 | 0.023747 | 0.024592 | 0.02479 | 0.024989 | 0.025188 | 0.025387 | 0.025585 | 0.025784 | 0.025983 | 0.026182 | 0.02638 | 0.026579 | 0.026778 | 0.026977 | 34098.9574 | 10662.2782 | 11637.921 | 3639.0189
| WND013-76546307 | 21 | WND013 | WND | 0 | 0 | 0.0012103 | 0.0012557 | 0.0012941 | 0.0013255 | 0.0013605 | 0.0014146 | 0.0014757 | 0.0015159 | 0.0015159 | 0.0015159 | 0.0015159 | 0.0015159 | 0.0015159 | 0.0015159 | 0.0015159 | 0.0015159 | 0.0015159 | 0.0015159 | 0.0015159 | 0.0015159 | 0.082613 | 0.083349 | 0.084085 | 0.084821 | 0.085557 | 0.086164 | 0.086771 | 0.087378 | 0.087986 | 0.088593 | 0.0892 | 0.089807 | 0.090414 | 0.091021 | 0.091629 | 0.092236 | 0.092843 | 0.09345 | 0.094057 | 0.094664 | 0.0028995 | 0.0030351 | 0.0031556 | 0.0032605 | 0.0033755 | 0.0035347 | 0.0037135 | 0.0038412 | 0.0038679 | 0.0038946 | 0.0039213 | 0.003948 | 0.0039747 | 0.0040014 | 0.0040281 | 0.0040548 | 0.0040815 | 0.0041081 | 0.0041348 | 0.0041615 | 34098.9574 | 10662.2782 | 1812.8423 | 566.851
| WND013-76546404 | 95 | WND013 | WND | 0 | 0 | 0.0012103 | 0.0012557 | 0.0012941 | 0.0013255 | 0.0013605 | 0.0014146 | 0.0014757 | 0.0015159 | 0.0015159 | 0.0015159 | 0.0015159 | 0.0015159 | 0.0015159 | 0.0015159 | 0.0015159 | 0.0015159 | 0.0015159 | 0.0015159 | 0.0015159 | 0.0015159 | 0.781 | 0.78801 | 0.79502 | 0.80203 | 0.80904 | 0.81501 | 0.82097 | 0.82694 | 0.8329 | 0.83887 | 0.84483 | 0.8508 | 0.85677 | 0.86273 | 0.8687 | 0.87466 | 0.88063 | 0.88659 | 0.89256 | 0.89852 | 0.027411 | 0.028695 | 0.029836 | 0.03083 | 0.031919 | 0.033434 | 0.035134 | 0.036353 | 0.036615 | 0.036877 | 0.03714 | 0.037402 | 0.037664 | 0.037926 | 0.038189 | 0.038451 | 0.038713 | 0.038975 | 0.039238 | 0.0395 | 34098.9574 | 10662.2782 | 17166.3224 | 5367.6745
| WND013-76546454 | 11 | WND013 | WND | 0 | 0 | 0.0012103 | 0.0012557 | 0.0012941 | 0.0013255 | 0.0013605 | 0.0014146 | 0.0014757 | 0.0015159 | 0.0015159 | 0.0015159 | 0.0015159 | 0.0015159 | 0.0015159 | 0.0015159 | 0.0015159 | 0.0015159 | 0.0015159 | 0.0015159 | 0.0015159 | 0.0015159 | 0.069963 | 0.070652 | 0.071342 | 0.072032 | 0.072721 | 0.073342 | 0.073962 | 0.074583 | 0.075203 | 0.075824 | 0.076444 | 0.077064 | 0.077685 | 0.078305 | 0.078926 | 0.079546 | 0.080166 | 0.080787 | 0.081407 | 0.082028 | 0.0024555 | 0.0025728 | 0.0026774 | 0.0027689 | 0.0028691 | 0.0030087 | 0.0031653 | 0.0032787 | 0.003306 | 0.0033333 | 0.0033605 | 0.0033878 | 0.0034151 | 0.0034424 | 0.0034696 | 0.0034969 | 0.0035242 | 0.0035515 | 0.0035787 | 0.003606 | 34098.9574 | 10662.2782 | 1551.4663 | 485.1223
| WND013-76546631 | 38 | WND013 | WND | 0 | 0 | 0.0012103 | 0.0012557 | 0.0012941 | 0.0013255 | 0.0013605 | 0.0014146 | 0.0014757 | 0.0015159 | 0.0015159 | 0.0015159 | 0.0015159 | 0.0015159 | 0.0015159 | 0.0015159 | 0.0015159 | 0.0015159 | 0.0015159 | 0.0015159 | 0.0015159 | 0.0015159 | 0.031404 | 0.031685 | 0.031966 | 0.032246 | 0.032527 | 0.032791 | 0.033054 | 0.033318 | 0.033582 | 0.033845 | 0.034109 | 0.034372 | 0.034636 | 0.034899 | 0.035163 | 0.035426 | 0.03569 | 0.035953 | 0.036217 | 0.036481 | 0.0011022 | 0.0011538 | 0.0011996 | 0.0012396 | 0.0012833 | 0.0013452 | 0.0014146 | 0.0014647 | 0.0014763 | 0.0014879 | 0.0014994 | 0.001511 | 0.0015226 | 0.0015342 | 0.0015458 | 0.0015574 | 0.001569 | 0.0015805 | 0.0015921 | 0.0016037 | 34098.9574 | 10662.2782 | 692.7575 | 216.6158
| WND013-76546854 | 40 | WND013 | WND | 0 | 0 | 0.0012103 | 0.0012557 | 0.0012941 | 0.0013255 | 0.0013605 | 0.0014146 | 0.0014757 | 0.0015159 | 0.0015159 | 0.0015159 | 0.0015159 | 0.0015159 | 0.0015159 | 0.0015159 | 0.0015159 | 0.0015159 | 0.0015159 | 0.0015159 | 0.0015159 | 0.0015159 | 0.18477 | 0.18664 | 0.18852 | 0.19039 | 0.19226 | 0.19341 | 0.19457 | 0.19572 | 0.19688 | 0.19803 | 0.19919 | 0.20034 | 0.2015 | 0.20265 | 0.20381 | 0.20496 | 0.20612 | 0.20727 | 0.20843 | 0.20958 | 0.0064851 | 0.0067966 | 0.0070748 | 0.0073186 | 0.0075853 | 0.0079345 | 0.0083268 | 0.0086042 | 0.008655 | 0.0087057 | 0.0087565 | 0.0088073 | 0.008858 | 0.0089088 | 0.0089596 | 0.0090104 | 0.0090611 | 0.0091119 | 0.0091627 | 0.0092134 | 34098.9574 | 10662.2782 | 4048.3973 | 1265.8785
| WND013-78928894 | 54 | WND013 | WND | 0 | 0 | 0.0012103 | 0.0012557 | 0.0012941 | 0.0013255 | 0.0013605 | 0.0014146 | 0.0014757 | 0.0015159 | 0.0015159 | 0.0015159 | 0.0015159 | 0.0015159 | 0.0015159 | 0.0015159 | 0.0015159 | 0.0015159 | 0.0015159 | 0.0015159 | 0.0015159 | 0.0015159 | 0.020257 | 0.020482 | 0.020707 | 0.020932 | 0.021158 | 0.021345 | 0.021533 | 0.02172 | 0.021908 | 0.022096 | 0.022283 | 0.022471 | 0.022658 | 0.022846 | 0.023034 | 0.023221 | 0.023409 | 0.023596 | 0.023784 | 0.023972 | 0.00071097 | 0.00074584 | 0.00077712 | 0.00080465 | 0.00083474 | 0.00087565 | 0.00092152 | 0.00095485 | 0.0009631 | 0.00097134 | 0.00097959 | 0.00098784 | 0.00099608 | 0.0010043 | 0.0010126 | 0.0010208 | 0.0010291 | 0.0010373 | 0.0010456 | 0.0010538 | 34098.9574 | 10662.2782 | 451.8673 | 141.2927
| WND013-78928958 | 272 | WND013 | WND | 0 | 0 | 0.0012103 | 0.0012557 | 0.0012941 | 0.0013255 | 0.0013605 | 0.0014146 | 0.0014757 | 0.0015159 | 0.0015159 | 0.0015159 | 0.0015159 | 0.0015159 | 0.0015159 | 0.0015159 | 0.0015159 | 0.0015159 | 0.0015159 | 0.0015159 | 0.0015159 | 0.0015159 | 0.41166 | 0.41531 | 0.41896 | 0.42261 | 0.42627 | 0.42954 | 0.43282 | 0.4361 | 0.43938 | 0.44266 | 0.44594 | 0.44922 | 0.4525 | 0.45577 | 0.45905 | 0.46233 | 0.46561 | 0.46889 | 0.47217 | 0.47545 | 0.014448 | 0.015123 | 0.015723 | 0.016245 | 0.016818 | 0.017621 | 0.018523 | 0.019171 | 0.019316 | 0.01946 | 0.019604 | 0.019748 | 0.019892 | 0.020036 | 0.02018 | 0.020325 | 0.020469 | 0.020613 | 0.020757 | 0.020901 | 34098.9574 | 10662.2782 | 9059.7833 | 2832.8705
| WND013-78929121 | 38 | WND013 | WND | 0 | 0 | 0.0012103 | 0.0012557 | 0.0012941 | 0.0013255 | 0.0013605 | 0.0014146 | 0.0014757 | 0.0015159 | 0.0015159 | 0.0015159 | 0.0015159 | 0.0015159 | 0.0015159 | 0.0015159 | 0.0015159 | 0.0015159 | 0.0015159 | 0.0015159 | 0.0015159 | 0.0015159 | 0.10831 | 0.1094 | 0.11049 | 0.11158 | 0.11267 | 0.11328 | 0.1139 | 0.11451 | 0.11513 | 0.11574 | 0.11635 | 0.11697 | 0.11758 | 0.11819 | 0.11881 | 0.11942 | 0.12003 | 0.12065 | 0.12126 | 0.12187 | 0.0038015 | 0.0039838 | 0.0041466 | 0.0042892 | 0.0044453 | 0.0046473 | 0.0048744 | 0.005034 | 0.005061 | 0.005088 | 0.0051149 | 0.0051419 | 0.0051689 | 0.0051958 | 0.0052228 | 0.0052498 | 0.0052767 | 0.0053037 | 0.0053307 | 0.0053577 | 34098.9574 | 10662.2782 | 2365.7093 | 739.725
| WND013-78929255 | 79 | WND013 | WND | 0 | 0 | 0.0012103 | 0.0012557 | 0.0012941 | 0.0013255 | 0.0013605 | 0.0014146 | 0.0014757 | 0.0015159 | 0.0015159 | 0.0015159 | 0.0015159 | 0.0015159 | 0.0015159 | 0.0015159 | 0.0015159 | 0.0015159 | 0.0015159 | 0.0015159 | 0.0015159 | 0.0015159 | 0.039875 | 0.040263 | 0.040651 | 0.04104 | 0.041428 | 0.041612 | 0.041796 | 0.04198 | 0.042164 | 0.042348 | 0.042532 | 0.042716 | 0.0429 | 0.043084 | 0.043268 | 0.043452 | 0.043636 | 0.04382 | 0.044004 | 0.044188 | 0.0013995 | 0.0014662 | 0.0015256 | 0.0015776 | 0.0016345 | 0.0017071 | 0.0017887 | 0.0018455 | 0.0018536 | 0.0018617 | 0.0018697 | 0.0018778 | 0.0018859 | 0.001894 | 0.0019021 | 0.0019102 | 0.0019183 | 0.0019264 | 0.0019345 | 0.0019425 | 34098.9574 | 10662.2782 | 865.4742 | 270.6219
| WND013-78929377 | 72 | WND013 | WND | 0 | 0 | 0.0012103 | 0.0012557 | 0.0012941 | 0.0013255 | 0.0013605 | 0.0014146 | 0.0014757 | 0.0015159 | 0.0015159 | 0.0015159 | 0.0015159 | 0.0015159 | 0.0015159 | 0.0015159 | 0.0015159 | 0.0015159 | 0.0015159 | 0.0015159 | 0.0015159 | 0.0015159 | 0.11628 | 0.11758 | 0.11887 | 0.12016 | 0.12145 | 0.12211 | 0.12276 | 0.12342 | 0.12407 | 0.12473 | 0.12538 | 0.12604 | 0.12669 | 0.12735 | 0.128 | 0.12866 | 0.12931 | 0.12997 | 0.13062 | 0.13128 | 0.0040813 | 0.0042815 | 0.004461 | 0.0046191 | 0.0047918 | 0.0050093 | 0.0052538 | 0.0054256 | 0.0054544 | 0.0054832 | 0.005512 | 0.0055408 | 0.0055696 | 0.0055984 | 0.0056272 | 0.0056559 | 0.0056847 | 0.0057135 | 0.0057423 | 0.0057711 | 34098.9574 | 10662.2782 | 2548.0519 | 796.741
| WND013-85319062 | 11 | WND013 | WND | 0 | 0 | 0.0012103 | 0.0012557 | 0.0012941 | 0.0013255 | 0.0013605 | 0.0014146 | 0.0014757 | 0.0015159 | 0.0015159 | 0.0015159 | 0.0015159 | 0.0015159 | 0.0015159 | 0.0015159 | 0.0015159 | 0.0015159 | 0.0015159 | 0.0015159 | 0.0015159 | 0.0015159 | 0.0051103 | 0.005164 | 0.0052176 | 0.0052713 | 0.0053249 | 0.0053539 | 0.0053829 | 0.0054118 | 0.0054408 | 0.0054697 | 0.0054987 | 0.0055277 | 0.0055566 | 0.0055856 | 0.0056145 | 0.0056435 | 0.0056725 | 0.0057014 | 0.0057304 | 0.0057593 | 0.00017936 | 0.00018804 | 0.00019581 | 0.00020263 | 0.00021009 | 0.00021964 | 0.00023036 | 0.00023791 | 0.00023918 | 0.00024045 | 0.00024173 | 0.000243 | 0.00024427 | 0.00024555 | 0.00024682 | 0.00024809 | 0.00024937 | 0.00025064 | 0.00025191 | 0.00025319 | 34098.9574 | 10662.2782 | 111.7768 | 34.9511
| WND013-85319560 | 13 | WND013 | WND | 0 | 0 | 0.0012103 | 0.0012557 | 0.0012941 | 0.0013255 | 0.0013605 | 0.0014146 | 0.0014757 | 0.0015159 | 0.0015159 | 0.0015159 | 0.0015159 | 0.0015159 | 0.0015159 | 0.0015159 | 0.0015159 | 0.0015159 | 0.0015159 | 0.0015159 | 0.0015159 | 0.0015159 | 0.024369 | 0.02461 | 0.024851 | 0.025092 | 0.025333 | 0.025526 | 0.02572 | 0.025913 | 0.026107 | 0.026301 | 0.026494 | 0.026688 | 0.026881 | 0.027075 | 0.027268 | 0.027462 | 0.027656 | 0.027849 | 0.028043 | 0.028236 | 0.00085531 | 0.00089617 | 0.00093263 | 0.00096454 | 0.00099946 | 0.0010472 | 0.0011007 | 0.0011392 | 0.0011477 | 0.0011562 | 0.0011647 | 0.0011732 | 0.0011817 | 0.0011902 | 0.0011987 | 0.0012073 | 0.0012158 | 0.0012243 | 0.0012328 | 0.0012413 | 34098.9574 | 10662.2782 | 537.9987 | 168.2248
| WND013-85319645 | 9 | WND013 | WND | 0 | 0 | 0.0012103 | 0.0012557 | 0.0012941 | 0.0013255 | 0.0013605 | 0.0014146 | 0.0014757 | 0.0015159 | 0.0015159 | 0.0015159 | 0.0015159 | 0.0015159 | 0.0015159 | 0.0015159 | 0.0015159 | 0.0015159 | 0.0015159 | 0.0015159 | 0.0015159 | 0.0015159 | 0.0028143 | 0.002818 | 0.0028218 | 0.0028255 | 0.0028293 | 0.0028277 | 0.002826 | 0.0028244 | 0.0028228 | 0.0028211 | 0.0028195 | 0.0028179 | 0.0028163 | 0.0028146 | 0.002813 | 0.0028114 | 0.0028097 | 0.0028081 | 0.0028065 | 0.0028049 | 9.8775e-05 | 0.00010262 | 0.0001059 | 0.00010861 | 0.00011162 | 0.000116 | 0.00012094 | 0.00012416 | 0.00012409 | 0.00012402 | 0.00012395 | 0.00012388 | 0.00012381 | 0.00012373 | 0.00012366 | 0.00012359 | 0.00012352 | 0.00012345 | 0.00012338 | 0.0001233 | 34098.9574 | 10662.2782 | 57.8313 | 18.0831
| WND013-85319854 | 18 | WND013 | WND | 0 | 0 | 0.0012103 | 0.0012557 | 0.0012941 | 0.0013255 | 0.0013605 | 0.0014146 | 0.0014757 | 0.0015159 | 0.0015159 | 0.0015159 | 0.0015159 | 0.0015159 | 0.0015159 | 0.0015159 | 0.0015159 | 0.0015159 | 0.0015159 | 0.0015159 | 0.0015159 | 0.0015159 | 0.013651 | 0.013802 | 0.013953 | 0.014104 | 0.014255 | 0.014319 | 0.014383 | 0.014448 | 0.014512 | 0.014576 | 0.01464 | 0.014704 | 0.014769 | 0.014833 | 0.014897 | 0.014961 | 0.015025 | 0.015089 | 0.015154 | 0.015218 | 0.00047912 | 0.00050259 | 0.00052364 | 0.00054217 | 0.00056241 | 0.00058742 | 0.00061555 | 0.00063513 | 0.00063795 | 0.00064077 | 0.00064359 | 0.00064642 | 0.00064924 | 0.00065206 | 0.00065488 | 0.0006577 | 0.00066052 | 0.00066334 | 0.00066616 | 0.00066899 | 34098.9574 | 10662.2782 | 297.6927 | 93.0844
| WND013-85833772 | 42 | WND013 | WND | 0 | 0 | 0.0012103 | 0.0012557 | 0.0012941 | 0.0013255 | 0.0013605 | 0.0014146 | 0.0014757 | 0.0015159 | 0.0015159 | 0.0015159 | 0.0015159 | 0.0015159 | 0.0015159 | 0.0015159 | 0.0015159 | 0.0015159 | 0.0015159 | 0.0015159 | 0.0015159 | 0.0015159 | 0.26047 | 0.26228 | 0.26409 | 0.2659 | 0.26771 | 0.26915 | 0.27058 | 0.27202 | 0.27346 | 0.2749 | 0.27633 | 0.27777 | 0.27921 | 0.28065 | 0.28208 | 0.28352 | 0.28496 | 0.2864 | 0.28784 | 0.28927 | 0.0091419 | 0.0095508 | 0.0099109 | 0.010221 | 0.010562 | 0.011041 | 0.01158 | 0.011958 | 0.012021 | 0.012085 | 0.012148 | 0.012211 | 0.012274 | 0.012337 | 0.012401 | 0.012464 | 0.012527 | 0.01259 | 0.012654 | 0.012717 | 34098.9574 | 10662.2782 | 5627.9586 | 1759.7858
| WND013-89020589 | 48 | WND013 | WND | 0 | 0 | 0.0012103 | 0.0012557 | 0.0012941 | 0.0013255 | 0.0013605 | 0.0014146 | 0.0014757 | 0.0015159 | 0.0015159 | 0.0015159 | 0.0015159 | 0.0015159 | 0.0015159 | 0.0015159 | 0.0015159 | 0.0015159 | 0.0015159 | 0.0015159 | 0.0015159 | 0.0015159 | 0.0099906 | 0.010102 | 0.010214 | 0.010326 | 0.010438 | 0.010531 | 0.010624 | 0.010717 | 0.010811 | 0.010904 | 0.010997 | 0.011091 | 0.011184 | 0.011277 | 0.011371 | 0.011464 | 0.011557 | 0.011651 | 0.011744 | 0.011837 | 0.00035065 | 0.00036787 | 0.00038332 | 0.00039693 | 0.00041179 | 0.00043201 | 0.00045467 | 0.00047115 | 0.00047525 | 0.00047936 | 0.00048346 | 0.00048756 | 0.00049166 | 0.00049577 | 0.00049987 | 0.00050397 | 0.00050808 | 0.00051218 | 0.00051628 | 0.00052038 | 34098.9574 | 10662.2782 | 222.9934 | 69.727
| WND014-153585710 | 19 | WND014 | WND | 0 | 0 | 0.00098049 | 0.00099563 | 0.0010074 | 0.0010175 | 0.0010309 | 0.0010528 | 0.0010797 | 0.0010932 | 0.0010932 | 0.0010932 | 0.0010932 | 0.0010932 | 0.0010932 | 0.0010932 | 0.0010932 | 0.0010932 | 0.0010932 | 0.0010932 | 0.0010932 | 0.0010932 | 0.71934 | 0.72647 | 0.73361 | 0.74074 | 0.74787 | 0.7519 | 0.75593 | 0.75995 | 0.76398 | 0.768 | 0.77203 | 0.77606 | 0.78008 | 0.78411 | 0.78813 | 0.79216 | 0.79619 | 0.80021 | 0.80424 | 0.80826 | 0.020454 | 0.020976 | 0.021432 | 0.021857 | 0.022359 | 0.022957 | 0.023669 | 0.024092 | 0.02422 | 0.024347 | 0.024475 | 0.024602 | 0.02473 | 0.024858 | 0.024985 | 0.025113 | 0.025241 | 0.025368 | 0.025496 | 0.025624 | 34098.9574 | 10662.2782 | 11608.3098 | 3629.7599
| WND014-15425582 | 0 | WND014 | WND | 0 | 0 | 0.00098049 | 0.00099563 | 0.0010074 | 0.0010175 | 0.0010309 | 0.0010528 | 0.0010797 | 0.0010932 | 0.0010932 | 0.0010932 | 0.0010932 | 0.0010932 | 0.0010932 | 0.0010932 | 0.0010932 | 0.0010932 | 0.0010932 | 0.0010932 | 0.0010932 | 0.0010932 | 0 | 0 | 0 | 0 | 0 | 0 | 0 | 0 | 0 | 0 | 0 | 0 | 0 | 0 | 0 | 0 | 0 | 0 | 0 | 0 | 0 | 0 | 0 | 0 | 0 | 0 | 0 | 0 | 0 | 0 | 0 | 0 | 0 | 0 | 0 | 0 | 0 | 0 | 0 | 0 | 34098.9574 | 10662.2782 | 0 | 0
| WND014-200942632 | 474 | WND014 | WND | 0 | 0 | 0.00098049 | 0.00099563 | 0.0010074 | 0.0010175 | 0.0010309 | 0.0010528 | 0.0010797 | 0.0010932 | 0.0010932 | 0.0010932 | 0.0010932 | 0.0010932 | 0.0010932 | 0.0010932 | 0.0010932 | 0.0010932 | 0.0010932 | 0.0010932 | 0.0010932 | 0.0010932 | 87.708 | 88.4136 | 89.1191 | 89.8247 | 90.5302 | 90.9173 | 91.3045 | 91.6916 | 92.0787 | 92.4658 | 92.853 | 93.2401 | 93.6272 | 94.0143 | 94.4014 | 94.7886 | 95.1757 | 95.5628 | 95.9499 | 96.337 | 2.4939 | 2.5528 | 2.6036 | 2.6505 | 2.7066 | 2.7758 | 2.8589 | 2.9068 | 2.9191 | 2.9314 | 2.9436 | 2.9559 | 2.9682 | 2.9804 | 2.9927 | 3.005 | 3.0173 | 3.0295 | 3.0418 | 3.0541 | 34098.9574 | 10662.2782 | 1398801.2642 | 437386.0498
| WND014-79365293 | 36 | WND014 | WND | 0 | 0 | 0.00098049 | 0.00099563 | 0.0010074 | 0.0010175 | 0.0010309 | 0.0010528 | 0.0010797 | 0.0010932 | 0.0010932 | 0.0010932 | 0.0010932 | 0.0010932 | 0.0010932 | 0.0010932 | 0.0010932 | 0.0010932 | 0.0010932 | 0.0010932 | 0.0010932 | 0.0010932 | 0.12572 | 0.12701 | 0.12831 | 0.1296 | 0.13089 | 0.13165 | 0.13241 | 0.13316 | 0.13392 | 0.13467 | 0.13543 | 0.13618 | 0.13694 | 0.1377 | 0.13845 | 0.13921 | 0.13996 | 0.14072 | 0.14148 | 0.14223 | 0.0035748 | 0.0036673 | 0.0037485 | 0.0038242 | 0.0039134 | 0.0040195 | 0.0041459 | 0.0042215 | 0.0042455 | 0.0042694 | 0.0042934 | 0.0043173 | 0.0043413 | 0.0043653 | 0.0043892 | 0.0044132 | 0.0044371 | 0.0044611 | 0.0044851 | 0.004509 | 34098.9574 | 10662.2782 | 2035.3055 | 636.4122
| WND014-79365390 | 34 | WND014 | WND | 0 | 0 | 0.00098049 | 0.00099563 | 0.0010074 | 0.0010175 | 0.0010309 | 0.0010528 | 0.0010797 | 0.0010932 | 0.0010932 | 0.0010932 | 0.0010932 | 0.0010932 | 0.0010932 | 0.0010932 | 0.0010932 | 0.0010932 | 0.0010932 | 0.0010932 | 0.0010932 | 0.0010932 | 0.023447 | 0.023684 | 0.023921 | 0.024159 | 0.024396 | 0.024599 | 0.024802 | 0.025005 | 0.025208 | 0.025411 | 0.025614 | 0.025817 | 0.02602 | 0.026223 | 0.026426 | 0.026629 | 0.026832 | 0.027035 | 0.027238 | 0.027441 | 0.00066669 | 0.00068383 | 0.00069886 | 0.00071286 | 0.00072938 | 0.00075105 | 0.0007766 | 0.00079271 | 0.00079915 | 0.00080558 | 0.00081201 | 0.00081845 | 0.00082488 | 0.00083131 | 0.00083775 | 0.00084418 | 0.00085062 | 0.00085705 | 0.00086348 | 0.00086992 | 34098.9574 | 10662.2782 | 384.247 | 120.1488
| WND014-79365841 | 90 | WND014 | WND | 0 | 0 | 0.00098049 | 0.00099563 | 0.0010074 | 0.0010175 | 0.0010309 | 0.0010528 | 0.0010797 | 0.0010932 | 0.0010932 | 0.0010932 | 0.0010932 | 0.0010932 | 0.0010932 | 0.0010932 | 0.0010932 | 0.0010932 | 0.0010932 | 0.0010932 | 0.0010932 | 0.0010932 | 0.87982 | 0.88782 | 0.89582 | 0.90382 | 0.91183 | 0.9181 | 0.92437 | 0.93065 | 0.93692 | 0.94319 | 0.94947 | 0.95574 | 0.96201 | 0.96829 | 0.97456 | 0.98083 | 0.98711 | 0.99338 | 0.99965 | 1.0059 | 0.025017 | 0.025634 | 0.026171 | 0.026669 | 0.027261 | 0.028031 | 0.028944 | 0.029503 | 0.029702 | 0.029901 | 0.0301 | 0.030299 | 0.030498 | 0.030697 | 0.030895 | 0.031094 | 0.031293 | 0.031492 | 0.031691 | 0.03189 | 34098.9574 | 10662.2782 | 14266.7037 | 4461.0034
| WND021-15425634 | 0 | WND021 | WND | 0 | 0 | 0.0010024 | 0.0010326 | 0.0010688 | 0.001087 | 0.0011111 | 0.0011473 | 0.0011896 | 0.0012258 | 0.0012258 | 0.0012258 | 0.0012258 | 0.0012258 | 0.0012258 | 0.0012258 | 0.0012258 | 0.0012258 | 0.0012258 | 0.0012258 | 0.0012258 | 0.0012258 | 0 | 0 | 0 | 0 | 0 | 0 | 0 | 0 | 0 | 0 | 0 | 0 | 0 | 0 | 0 | 0 | 0 | 0 | 0 | 0 | 0 | 0 | 0 | 0 | 0 | 0 | 0 | 0 | 0 | 0 | 0 | 0 | 0 | 0 | 0 | 0 | 0 | 0 | 0 | 0 | 34098.9574 | 10662.2782 | 0 | 0
| WND021-200942770 | 215 | WND021 | WND | 0 | 0 | 0.0010024 | 0.0010326 | 0.0010688 | 0.001087 | 0.0011111 | 0.0011473 | 0.0011896 | 0.0012258 | 0.0012258 | 0.0012258 | 0.0012258 | 0.0012258 | 0.0012258 | 0.0012258 | 0.0012258 | 0.0012258 | 0.0012258 | 0.0012258 | 0.0012258 | 0.0012258 | 14.3916 | 14.5244 | 14.6573 | 14.7902 | 14.9231 | 14.9985 | 15.0739 | 15.1494 | 15.2248 | 15.3003 | 15.3757 | 15.4512 | 15.5266 | 15.6021 | 15.6775 | 15.753 | 15.8284 | 15.9039 | 15.9793 | 16.0548 | 0.41836 | 0.43494 | 0.45432 | 0.46621 | 0.48085 | 0.49904 | 0.52003 | 0.53855 | 0.54124 | 0.54392 | 0.5466 | 0.54928 | 0.55196 | 0.55465 | 0.55733 | 0.56001 | 0.56269 | 0.56537 | 0.56806 | 0.57074 | 34098.9574 | 10662.2782 | 254174.0275 | 79476.7468
| WND022-15425649 | 0 | WND022 | WND | 0 | 0 | 0.0009811 | 0.0010029 | 0.001032 | 0.0010538 | 0.0010756 | 0.0010974 | 0.0011337 | 0.0011555 | 0.0011555 | 0.0011555 | 0.0011555 | 0.0011555 | 0.0011555 | 0.0011555 | 0.0011555 | 0.0011555 | 0.0011555 | 0.0011555 | 0.0011555 | 0.0011555 | 5.4839e-05 | 5.5529e-05 | 5.6219e-05 | 5.691e-05 | 5.76e-05 | 5.802e-05 | 5.844e-05 | 5.886e-05 | 5.928e-05 | 5.97e-05 | 6.012e-05 | 6.054e-05 | 6.096e-05 | 6.138e-05 | 6.18e-05 | 6.222e-05 | 6.264e-05 | 6.306e-05 | 6.348e-05 | 6.39e-05 | 1.5603e-06 | 1.615e-06 | 1.6825e-06 | 1.7391e-06 | 1.7967e-06 | 1.8464e-06 | 1.9214e-06 | 1.9724e-06 | 1.9865e-06 | 2.0006e-06 | 2.0146e-06 | 2.0287e-06 | 2.0428e-06 | 2.0569e-06 | 2.0709e-06 | 2.085e-06 | 2.0991e-06 | 2.1132e-06 | 2.1272e-06 | 2.1413e-06 | 34098.9574 | 10662.2782 | 0 | 0
| WND022-200942838 | 122 | WND022 | WND | 0 | 0 | 0.0009811 | 0.0010029 | 0.001032 | 0.0010538 | 0.0010756 | 0.0010974 | 0.0011337 | 0.0011555 | 0.0011555 | 0.0011555 | 0.0011555 | 0.0011555 | 0.0011555 | 0.0011555 | 0.0011555 | 0.0011555 | 0.0011555 | 0.0011555 | 0.0011555 | 0.0011555 | 28.1967 | 28.4871 | 28.7776 | 29.068 | 29.3584 | 29.5249 | 29.6914 | 29.8579 | 30.0244 | 30.1909 | 30.3575 | 30.524 | 30.6905 | 30.857 | 31.0235 | 31.19 | 31.3565 | 31.523 | 31.6895 | 31.856 | 0.80225 | 0.82853 | 0.86124 | 0.88831 | 0.91574 | 0.9396 | 0.97619 | 1.0005 | 1.0061 | 1.0117 | 1.0173 | 1.0229 | 1.0284 | 1.034 | 1.0396 | 1.0452 | 1.0508 | 1.0563 | 1.0619 | 1.0675 | 34098.9574 | 10662.2782 | 477127.5766 | 149191.2764
| WND023-200942910 | 457 | WND023 | WND | 0 | 0 | 0.0027111 | 0.0027737 | 0.002843 | 0.0028727 | 0.0029057 | 0.002965 | 0.0030607 | 0.0031069 | 0.0031069 | 0.0031069 | 0.0031069 | 0.0031069 | 0.0031069 | 0.0031069 | 0.0031069 | 0.0031069 | 0.0031069 | 0.0031069 | 0.0031069 | 0.0031069 | 48.6431 | 49.0717 | 49.5003 | 49.9289 | 50.3575 | 50.4639 | 50.5704 | 50.6769 | 50.7834 | 50.8899 | 50.9963 | 51.1028 | 51.2093 | 51.3158 | 51.4222 | 51.5287 | 51.6352 | 51.7417 | 51.8482 | 51.9546 | 3.8244 | 3.9473 | 4.0812 | 4.1595 | 4.2433 | 4.3392 | 4.4886 | 4.5659 | 4.5755 | 4.5851 | 4.5947 | 4.6043 | 4.6139 | 4.6235 | 4.6331 | 4.6427 | 4.6523 | 4.6619 | 4.6715 | 4.6811 | 34098.9574 | 10662.2782 | 2175772.9917 | 680334.4967
| WND023-73768060 | 114 | WND023 | WND | 0 | 0 | 0.0027111 | 0.0027737 | 0.002843 | 0.0028727 | 0.0029057 | 0.002965 | 0.0030607 | 0.0031069 | 0.0031069 | 0.0031069 | 0.0031069 | 0.0031069 | 0.0031069 | 0.0031069 | 0.0031069 | 0.0031069 | 0.0031069 | 0.0031069 | 0.0031069 | 0.0031069 | 0.16274 | 0.16402 | 0.1653 | 0.16657 | 0.16785 | 0.16823 | 0.16861 | 0.169 | 0.16938 | 0.16976 | 0.17014 | 0.17053 | 0.17091 | 0.17129 | 0.17168 | 0.17206 | 0.17244 | 0.17282 | 0.17321 | 0.17359 | 0.012795 | 0.013194 | 0.013628 | 0.013877 | 0.014144 | 0.014466 | 0.014966 | 0.015226 | 0.015261 | 0.015295 | 0.01533 | 0.015364 | 0.015399 | 0.015433 | 0.015468 | 0.015502 | 0.015537 | 0.015571 | 0.015606 | 0.01564 | 34098.9574 | 10662.2782 | 7262.321 | 2270.8286
| WND023-73768112 | 68 | WND023 | WND | 0 | 0 | 0.0027111 | 0.0027737 | 0.002843 | 0.0028727 | 0.0029057 | 0.002965 | 0.0030607 | 0.0031069 | 0.0031069 | 0.0031069 | 0.0031069 | 0.0031069 | 0.0031069 | 0.0031069 | 0.0031069 | 0.0031069 | 0.0031069 | 0.0031069 | 0.0031069 | 0.0031069 | 0.091781 | 0.092777 | 0.093772 | 0.094768 | 0.095764 | 0.096252 | 0.096741 | 0.09723 | 0.097718 | 0.098207 | 0.098696 | 0.099184 | 0.099673 | 0.10016 | 0.10065 | 0.10114 | 0.10163 | 0.10212 | 0.1026 | 0.10309 | 0.0072159 | 0.0074628 | 0.0077313 | 0.0078949 | 0.0080695 | 0.0082764 | 0.0085867 | 0.0087603 | 0.0088043 | 0.0088483 | 0.0088924 | 0.0089364 | 0.0089804 | 0.0090245 | 0.0090685 | 0.0091125 | 0.0091565 | 0.0092006 | 0.0092446 | 0.0092886 | 34098.9574 | 10662.2782 | 4196.7095 | 1312.2538
| WND023-73768165 | 62 | WND023 | WND | 0 | 0 | 0.0027111 | 0.0027737 | 0.002843 | 0.0028727 | 0.0029057 | 0.002965 | 0.0030607 | 0.0031069 | 0.0031069 | 0.0031069 | 0.0031069 | 0.0031069 | 0.0031069 | 0.0031069 | 0.0031069 | 0.0031069 | 0.0031069 | 0.0031069 | 0.0031069 | 0.0031069 | 0.19722 | 0.19894 | 0.20067 | 0.20239 | 0.20411 | 0.20516 | 0.2062 | 0.20725 | 0.20829 | 0.20934 | 0.21038 | 0.21143 | 0.21247 | 0.21351 | 0.21456 | 0.2156 | 0.21665 | 0.21769 | 0.21874 | 0.21978 | 0.015506 | 0.016003 | 0.016544 | 0.016861 | 0.017199 | 0.017641 | 0.018302 | 0.018673 | 0.018767 | 0.018861 | 0.018955 | 0.019049 | 0.019143 | 0.019237 | 0.019332 | 0.019426 | 0.01952 | 0.019614 | 0.019708 | 0.019802 | 34098.9574 | 10662.2782 | 8956.0471 | 2800.4336
| WND023-73948116 | 44 | WND023 | WND | 0 | 0 | 0.0027111 | 0.0027737 | 0.002843 | 0.0028727 | 0.0029057 | 0.002965 | 0.0030607 | 0.0031069 | 0.0031069 | 0.0031069 | 0.0031069 | 0.0031069 | 0.0031069 | 0.0031069 | 0.0031069 | 0.0031069 | 0.0031069 | 0.0031069 | 0.0031069 | 0.0031069 | 0.04247 | 0.042864 | 0.043258 | 0.043652 | 0.044046 | 0.044226 | 0.044407 | 0.044588 | 0.044769 | 0.044949 | 0.04513 | 0.045311 | 0.045492 | 0.045672 | 0.045853 | 0.046034 | 0.046215 | 0.046395 | 0.046576 | 0.046757 | 0.0033391 | 0.0034479 | 0.0035665 | 0.0036365 | 0.0037115 | 0.0038029 | 0.0039416 | 0.0040173 | 0.0040336 | 0.0040499 | 0.0040662 | 0.0040825 | 0.0040988 | 0.004115 | 0.0041313 | 0.0041476 | 0.0041639 | 0.0041802 | 0.0041965 | 0.0042128 | 34098.9574 | 10662.2782 | 1922.0992 | 601.0142
| WND023-73948154 | 48 | WND023 | WND | 0 | 0 | 0.0027111 | 0.0027737 | 0.002843 | 0.0028727 | 0.0029057 | 0.002965 | 0.0030607 | 0.0031069 | 0.0031069 | 0.0031069 | 0.0031069 | 0.0031069 | 0.0031069 | 0.0031069 | 0.0031069 | 0.0031069 | 0.0031069 | 0.0031069 | 0.0031069 | 0.0031069 | 0.05401 | 0.054446 | 0.054881 | 0.055317 | 0.055752 | 0.05589 | 0.056027 | 0.056164 | 0.056301 | 0.056439 | 0.056576 | 0.056713 | 0.056851 | 0.056988 | 0.057125 | 0.057262 | 0.0574 | 0.057537 | 0.057674 | 0.057811 | 0.0042464 | 0.0043795 | 0.0045248 | 0.0046083 | 0.004698 | 0.0048057 | 0.0049729 | 0.0050603 | 0.0050727 | 0.0050851 | 0.0050974 | 0.0051098 | 0.0051222 | 0.0051345 | 0.0051469 | 0.0051593 | 0.0051716 | 0.005184 | 0.0051964 | 0.0052087 | 34098.9574 | 10662.2782 | 2414.2048 | 754.8889
| WND024-167870308 | 11 | WND024 | WND | 0 | 0 | 0.0010318 | 0.0010513 | 0.0010758 | 0.0010905 | 0.0011051 | 0.0011345 | 0.0011614 | 0.0011809 | 0.0011809 | 0.0011809 | 0.0011809 | 0.0011809 | 0.0011809 | 0.0011809 | 0.0011809 | 0.0011809 | 0.0011809 | 0.0011809 | 0.0011809 | 0.0011809 | 0.081093 | 0.0817 | 0.082308 | 0.082915 | 0.083523 | 0.084094 | 0.084664 | 0.085235 | 0.085806 | 0.086377 | 0.086948 | 0.087519 | 0.08809 | 0.08866 | 0.089231 | 0.089802 | 0.090373 | 0.090944 | 0.091515 | 0.092085 | 0.0024264 | 0.002491 | 0.0025678 | 0.0026221 | 0.0026768 | 0.0027667 | 0.0028515 | 0.002919 | 0.0029386 | 0.0029581 | 0.0029777 | 0.0029972 | 0.0030168 | 0.0030363 | 0.0030559 | 0.0030754 | 0.003095 | 0.0031145 | 0.0031341 | 0.0031536 | 34098.9574 | 10662.2782 | 1405.9519 | 439.6219
| WND024-183316836 | 325 | WND024 | WND | 0 | 0 | 0.0010318 | 0.0010513 | 0.0010758 | 0.0010905 | 0.0011051 | 0.0011345 | 0.0011614 | 0.0011809 | 0.0011809 | 0.0011809 | 0.0011809 | 0.0011809 | 0.0011809 | 0.0011809 | 0.0011809 | 0.0011809 | 0.0011809 | 0.0011809 | 0.0011809 | 0.0011809 | 28.8498 | 28.9989 | 29.1481 | 29.2972 | 29.4463 | 29.5464 | 29.6464 | 29.7464 | 29.8464 | 29.9464 | 30.0465 | 30.1465 | 30.2465 | 30.3465 | 30.4465 | 30.5466 | 30.6466 | 30.7466 | 30.8466 | 30.9466 | 0.86324 | 0.88415 | 0.90936 | 0.92648 | 0.94372 | 0.97207 | 0.99848 | 1.0187 | 1.0221 | 1.0256 | 1.029 | 1.0324 | 1.0359 | 1.0393 | 1.0427 | 1.0461 | 1.0496 | 1.053 | 1.0564 | 1.0598 | 34098.9574 | 10662.2782 | 487739.9275 | 152509.6135
| WND024-184539432 | 1 | WND024 | WND | 0 | 0 | 0.0010318 | 0.0010513 | 0.0010758 | 0.0010905 | 0.0011051 | 0.0011345 | 0.0011614 | 0.0011809 | 0.0011809 | 0.0011809 | 0.0011809 | 0.0011809 | 0.0011809 | 0.0011809 | 0.0011809 | 0.0011809 | 0.0011809 | 0.0011809 | 0.0011809 | 0.0011809 | 0.000346 | 0.00034941 | 0.00035283 | 0.00035624 | 0.00035966 | 0.00036473 | 0.0003698 | 0.00037487 | 0.00037995 | 0.00038502 | 0.00039009 | 0.00039516 | 0.00040023 | 0.0004053 | 0.00041037 | 0.00041545 | 0.00042052 | 0.00042559 | 0.00043066 | 0.00043573 | 1.0353e-05 | 1.0653e-05 | 1.1008e-05 | 1.1266e-05 | 1.1527e-05 | 1.2e-05 | 1.2455e-05 | 1.2838e-05 | 1.3012e-05 | 1.3186e-05 | 1.3359e-05 | 1.3533e-05 | 1.3707e-05 | 1.388e-05 | 1.4054e-05 | 1.4228e-05 | 1.4401e-05 | 1.4575e-05 | 1.4749e-05 | 1.4923e-05 | 34098.9574 | 10662.2782 | 6.2677 | 1.9598
| WND024-192414587 | 174 | WND024 | WND | 0 | 0 | 0.0010318 | 0.0010513 | 0.0010758 | 0.0010905 | 0.0011051 | 0.0011345 | 0.0011614 | 0.0011809 | 0.0011809 | 0.0011809 | 0.0011809 | 0.0011809 | 0.0011809 | 0.0011809 | 0.0011809 | 0.0011809 | 0.0011809 | 0.0011809 | 0.0011809 | 0.0011809 | 13.5534 | 13.6274 | 13.7013 | 13.7753 | 13.8493 | 13.8943 | 13.9392 | 13.9841 | 14.0291 | 14.074 | 14.119 | 14.1639 | 14.2088 | 14.2538 | 14.2987 | 14.3437 | 14.3886 | 14.4335 | 14.4785 | 14.5234 | 0.40554 | 0.41548 | 0.42746 | 0.43562 | 0.44386 | 0.45712 | 0.46947 | 0.47891 | 0.48045 | 0.48199 | 0.48353 | 0.48507 | 0.48661 | 0.48815 | 0.48969 | 0.49123 | 0.49277 | 0.4943 | 0.49584 | 0.49738 | 34098.9574 | 10662.2782 | 229179.5867 | 71661.3265
| WND024-200942990 | 270 | WND024 | WND | 0 | 0 | 0.0010318 | 0.0010513 | 0.0010758 | 0.0010905 | 0.0011051 | 0.0011345 | 0.0011614 | 0.0011809 | 0.0011809 | 0.0011809 | 0.0011809 | 0.0011809 | 0.0011809 | 0.0011809 | 0.0011809 | 0.0011809 | 0.0011809 | 0.0011809 | 0.0011809 | 0.0011809 | 27.2868 | 27.5251 | 27.7635 | 28.0019 | 28.2403 | 28.3633 | 28.4864 | 28.6095 | 28.7325 | 28.8556 | 28.9787 | 29.1018 | 29.2248 | 29.3479 | 29.471 | 29.594 | 29.7171 | 29.8402 | 29.9633 | 30.0863 | 0.81647 | 0.83921 | 0.86617 | 0.88552 | 0.90507 | 0.93315 | 0.95941 | 0.97979 | 0.984 | 0.98822 | 0.99243 | 0.99665 | 1.0009 | 1.0051 | 1.0093 | 1.0135 | 1.0177 | 1.0219 | 1.0261 | 1.0304 | 34098.9574 | 10662.2782 | 469120.8698 | 146687.6885
| WND024-79365148 | 15 | WND024 | WND | 0 | 0 | 0.0010318 | 0.0010513 | 0.0010758 | 0.0010905 | 0.0011051 | 0.0011345 | 0.0011614 | 0.0011809 | 0.0011809 | 0.0011809 | 0.0011809 | 0.0011809 | 0.0011809 | 0.0011809 | 0.0011809 | 0.0011809 | 0.0011809 | 0.0011809 | 0.0011809 | 0.0011809 | 0.016303 | 0.01643 | 0.016557 | 0.016684 | 0.016811 | 0.016941 | 0.017071 | 0.017201 | 0.017331 | 0.017462 | 0.017592 | 0.017722 | 0.017852 | 0.017982 | 0.018113 | 0.018243 | 0.018373 | 0.018503 | 0.018633 | 0.018764 | 0.00048783 | 0.00050094 | 0.00051655 | 0.0005276 | 0.00053876 | 0.00055735 | 0.00057494 | 0.00058909 | 0.00059355 | 0.00059801 | 0.00060246 | 0.00060692 | 0.00061138 | 0.00061584 | 0.0006203 | 0.00062476 | 0.00062922 | 0.00063368 | 0.00063814 | 0.0006426 | 34098.9574 | 10662.2782 | 284.2277 | 88.8741
| WPD011-15399272 | 1 | WPD011 | WPD | 0 | 0 | 0 | 0 | 0 | 0 | 0 | 0 | 0 | 0 | 0 | 0 | 0 | 0 | 0 | 0 | 0 | 0 | 0 | 0 | 0 | 0 | 0 | 0 | 0 | 0 | 0 | 0 | 0 | 0 | 0 | 0 | 0 | 0 | 0 | 0 | 0 | 0 | 0 | 0 | 0 | 0 | 0 | 0 | 0 | 0 | 0 | 0 | 0 | 0 | 0 | 0 | 0 | 0 | 0 | 0 | 0 | 0 | 0 | 0 | 0 | 0 | 40240.0236 | 11918.1777 | 0 | 0
| WPD011-15399285 | 155 | WPD011 | WPD | 0 | 0 | 0 | 0 | 0 | 0 | 0 | 0 | 0 | 0 | 0 | 0 | 0 | 0 | 0 | 0 | 0 | 0 | 0 | 0 | 0 | 0 | 12.0523 | 12.1233 | 12.1943 | 12.2653 | 12.3363 | 12.3467 | 12.3571 | 12.3674 | 12.3778 | 12.3882 | 12.3986 | 12.4089 | 12.4193 | 12.4297 | 12.44 | 12.4504 | 12.4608 | 12.4711 | 12.4815 | 12.4919 | 0 | 0 | 0 | 0 | 0 | 0 | 0 | 0 | 0 | 0 | 0 | 0 | 0 | 0 | 0 | 0 | 0 | 0 | 0 | 0 | 40240.0236 | 11918.1777 | 0 | 0
| WPD012-15436728 | 186 | WPD012 | WPD | 0 | 0 | 0.0017015 | 0.001791 | 0.0018742 | 0.0019499 | 0.0020362 | 0.0021237 | 0.0022228 | 0.0023092 | 0.0023092 | 0.0023092 | 0.0023092 | 0.0023092 | 0.0023092 | 0.0023092 | 0.0023092 | 0.0023092 | 0.0023092 | 0.0023092 | 0.0023092 | 0.0023092 | 32.281 | 32.4961 | 32.7113 | 32.9264 | 33.1415 | 33.1489 | 33.1562 | 33.1636 | 33.1709 | 33.1783 | 33.1856 | 33.193 | 33.2003 | 33.2077 | 33.215 | 33.2224 | 33.2297 | 33.237 | 33.2444 | 33.2517 | 1.5929 | 1.6879 | 1.7779 | 1.8619 | 1.957 | 2.0415 | 2.1373 | 2.2208 | 2.2213 | 2.2218 | 2.2223 | 2.2228 | 2.2233 | 2.2238 | 2.2243 | 2.2248 | 2.2253 | 2.2257 | 2.2262 | 2.2267 | 40240.0236 | 11918.1777 | 1200926.5907 | 355687.0804
| WPD012-24603816 | 130 | WPD012 | WPD | 0 | 0 | 0.0017015 | 0.001791 | 0.0018742 | 0.0019499 | 0.0020362 | 0.0021237 | 0.0022228 | 0.0023092 | 0.0023092 | 0.0023092 | 0.0023092 | 0.0023092 | 0.0023092 | 0.0023092 | 0.0023092 | 0.0023092 | 0.0023092 | 0.0023092 | 0.0023092 | 0.0023092 | 13.8653 | 13.9572 | 14.0491 | 14.141 | 14.2329 | 14.2386 | 14.2443 | 14.25 | 14.2557 | 14.2613 | 14.267 | 14.2727 | 14.2784 | 14.2841 | 14.2898 | 14.2955 | 14.3011 | 14.3068 | 14.3125 | 14.3182 | 0.68416 | 0.72494 | 0.76359 | 0.79963 | 0.84047 | 0.8769 | 0.91821 | 0.95426 | 0.95464 | 0.95502 | 0.9554 | 0.95578 | 0.95617 | 0.95655 | 0.95693 | 0.95731 | 0.95769 | 0.95807 | 0.95845 | 0.95883 | 40240.0236 | 11918.1777 | 516252.1543 | 152902.1199
| WPD013-178115477 | 4 | WPD013 | WPD | 0 | 0 | 0.10136 | 0.10309 | 0.10473 | 0.10618 | 0.10764 | 0.10936 | 0.11118 | 0.11291 | 0.11291 | 0.11291 | 0.11291 | 0.11291 | 0.11291 | 0.11291 | 0.11291 | 0.11291 | 0.11291 | 0.11291 | 0.11291 | 0.11291 | 0 | 0 | 0 | 0 | 0 | 0 | 0 | 0 | 0 | 0 | 0 | 0 | 0 | 0 | 0 | 0 | 0 | 0 | 0 | 0 | 0 | 0 | 0 | 0 | 0 | 0 | 0 | 0 | 0 | 0 | 0 | 0 | 0 | 0 | 0 | 0 | 0 | 0 | 0 | 0 | 40240.0236 | 11918.1777 | 0 | 0
| WPD013-40657711 | 55 | WPD013 | WPD | 0 | 0 | 0.10136 | 0.10309 | 0.10473 | 0.10618 | 0.10764 | 0.10936 | 0.11118 | 0.11291 | 0.11291 | 0.11291 | 0.11291 | 0.11291 | 0.11291 | 0.11291 | 0.11291 | 0.11291 | 0.11291 | 0.11291 | 0.11291 | 0.11291 | 0.18961 | 0.19083 | 0.19205 | 0.19327 | 0.19449 | 0.19455 | 0.1946 | 0.19465 | 0.19471 | 0.19476 | 0.19482 | 0.19487 | 0.19492 | 0.19498 | 0.19503 | 0.19508 | 0.19514 | 0.19519 | 0.19525 | 0.1953 | 0.55738 | 0.57053 | 0.58329 | 0.59514 | 0.6071 | 0.61702 | 0.62745 | 0.63737 | 0.63755 | 0.63772 | 0.6379 | 0.63807 | 0.63825 | 0.63843 | 0.6386 | 0.63878 | 0.63896 | 0.63913 | 0.63931 | 0.63948 | 40240.0236 | 11918.1777 | 359900.9278 | 106594.4507
| WPD014-15399222 | 47 | WPD014 | WPD | 0 | 0 | 3.0609e-05 | 3.0609e-05 | 3.0609e-05 | 3.367e-05 | 3.367e-05 | 3.367e-05 | 3.6731e-05 | 3.6731e-05 | 3.6731e-05 | 3.6731e-05 | 3.6731e-05 | 3.6731e-05 | 3.6731e-05 | 3.6731e-05 | 3.6731e-05 | 3.6731e-05 | 3.6731e-05 | 3.6731e-05 | 3.6731e-05 | 3.6731e-05 | 13.3756 | 13.3829 | 13.3903 | 13.3976 | 13.405 | 13.3855 | 13.3661 | 13.3466 | 13.3271 | 13.3077 | 13.2882 | 13.2688 | 13.2493 | 13.2298 | 13.2104 | 13.1909 | 13.1715 | 13.152 | 13.1325 | 13.1131 | 0.011873 | 0.01188 | 0.011886 | 0.013082 | 0.013089 | 0.01307 | 0.014237 | 0.014217 | 0.014196 | 0.014175 | 0.014155 | 0.014134 | 0.014113 | 0.014092 | 0.014072 | 0.014051 | 0.01403 | 0.014009 | 0.013989 | 0.013968 | 40240.0236 | 11918.1777 | 7848.8408 | 2324.6477
| WPD014-15399233 | 3 | WPD014 | WPD | 0 | 0 | 3.0609e-05 | 3.0609e-05 | 3.0609e-05 | 3.367e-05 | 3.367e-05 | 3.367e-05 | 3.6731e-05 | 3.6731e-05 | 3.6731e-05 | 3.6731e-05 | 3.6731e-05 | 3.6731e-05 | 3.6731e-05 | 3.6731e-05 | 3.6731e-05 | 3.6731e-05 | 3.6731e-05 | 3.6731e-05 | 3.6731e-05 | 3.6731e-05 | 0.25838 | 0.25995 | 0.26152 | 0.26309 | 0.26466 | 0.26453 | 0.2644 | 0.26427 | 0.26414 | 0.26401 | 0.26388 | 0.26375 | 0.26361 | 0.26348 | 0.26335 | 0.26322 | 0.26309 | 0.26296 | 0.26283 | 0.2627 | 0.00022935 | 0.00023075 | 0.00023214 | 0.00025689 | 0.00025842 | 0.00025829 | 0.00028163 | 0.0002815 | 0.00028136 | 0.00028122 | 0.00028108 | 0.00028094 | 0.0002808 | 0.00028066 | 0.00028052 | 0.00028039 | 0.00028025 | 0.00028011 | 0.00027997 | 0.00027983 | 40240.0236 | 11918.1777 | 155.2628 | 45.9853
| WPD021-15399198 | 1 | WPD021 | WPD | 0 | 0 | 0 | 0 | 0 | 0 | 0 | 0 | 0 | 0 | 0 | 0 | 0 | 0 | 0 | 0 | 0 | 0 | 0 | 0 | 0 | 0 | 0 | 0 | 0 | 0 | 0 | 0 | 0 | 0 | 0 | 0 | 0 | 0 | 0 | 0 | 0 | 0 | 0 | 0 | 0 | 0 | 0 | 0 | 0 | 0 | 0 | 0 | 0 | 0 | 0 | 0 | 0 | 0 | 0 | 0 | 0 | 0 | 0 | 0 | 0 | 0 | 40240.0236 | 11918.1777 | 0 | 0
| WPD022-15399022 | 352 | WPD022 | WPD | 0 | 0 | 0.0011743 | 0.0012292 | 0.0012822 | 0.0013294 | 0.0013794 | 0.0014334 | 0.0014941 | 0.0015471 | 0.0015471 | 0.0015471 | 0.0015471 | 0.0015471 | 0.0015471 | 0.0015471 | 0.0015471 | 0.0015471 | 0.0015471 | 0.0015471 | 0.0015471 | 0.0015471 | 170.4263 | 170.5077 | 170.589 | 170.6703 | 170.7517 | 170.5366 | 170.3216 | 170.1065 | 169.8914 | 169.6764 | 169.4613 | 169.2463 | 169.0312 | 168.8162 | 168.6011 | 168.3861 | 168.171 | 167.956 | 167.7409 | 167.5259 | 5.8036 | 6.0779 | 6.3429 | 6.5795 | 6.8307 | 7.0889 | 7.3797 | 7.6318 | 7.6221 | 7.6125 | 7.6028 | 7.5932 | 7.5835 | 7.5739 | 7.5642 | 7.5546 | 7.5449 | 7.5353 | 7.5256 | 7.516 | 40240.0236 | 11918.1777 | 4152113.2211 | 1229761.2863
| WPD022-72495720 | 244 | WPD022 | WPD | 0 | 0 | 0.0011743 | 0.0012292 | 0.0012822 | 0.0013294 | 0.0013794 | 0.0014334 | 0.0014941 | 0.0015471 | 0.0015471 | 0.0015471 | 0.0015471 | 0.0015471 | 0.0015471 | 0.0015471 | 0.0015471 | 0.0015471 | 0.0015471 | 0.0015471 | 0.0015471 | 0.0015471 | 7.4113 | 7.427 | 7.4426 | 7.4582 | 7.4738 | 7.4406 | 7.4073 | 7.374 | 7.3407 | 7.3074 | 7.2742 | 7.2409 | 7.2076 | 7.1743 | 7.141 | 7.1078 | 7.0745 | 7.0412 | 7.0079 | 6.9747 | 0.25238 | 0.26474 | 0.27673 | 0.28752 | 0.29898 | 0.30929 | 0.32094 | 0.33083 | 0.32934 | 0.32785 | 0.32635 | 0.32486 | 0.32337 | 0.32187 | 0.32038 | 0.31889 | 0.31739 | 0.3159 | 0.31441 | 0.31292 | 40240.0236 | 11918.1777 | 178450.9599 | 52853.1064
| WPD024-15398985 | 131 | WPD024 | WPD | 0 | 0 | 0.00086965 | 0.00090366 | 0.000934 | 0.00096157 | 0.00099099 | 0.0010268 | 0.0010645 | 0.001093 | 0.001093 | 0.001093 | 0.001093 | 0.001093 | 0.001093 | 0.001093 | 0.001093 | 0.001093 | 0.001093 | 0.001093 | 0.001093 | 0.001093 | 74.2573 | 74.6096 | 74.9619 | 75.3142 | 75.6665 | 75.5445 | 75.4225 | 75.3005 | 75.1785 | 75.0564 | 74.9344 | 74.8124 | 74.6904 | 74.5684 | 74.4464 | 74.3244 | 74.2024 | 74.0804 | 73.9583 | 73.8363 | 1.8727 | 1.9552 | 2.0304 | 2.1002 | 2.1746 | 2.2496 | 2.3284 | 2.3869 | 2.383 | 2.3791 | 2.3753 | 2.3714 | 2.3675 | 2.3637 | 2.3598 | 2.3559 | 2.3521 | 2.3482 | 2.3443 | 2.3405 | 40240.0236 | 11918.1777 | 1307682.455 | 387305.7338
| WPD031-15399072 | 37 | WPD031 | WPD | 0 | 0 | 0.00086809 | 0.0009006 | 0.00093174 | 0.00096018 | 0.00098727 | 0.0010293 | 0.0010875 | 0.0011119 | 0.0011119 | 0.0011119 | 0.0011119 | 0.0011119 | 0.0011119 | 0.0011119 | 0.0011119 | 0.0011119 | 0.0011119 | 0.0011119 | 0.0011119 | 0.0011119 | 0 | 0 | 0 | 0 | 0 | 0 | 0 | 0 | 0 | 0 | 0 | 0 | 0 | 0 | 0 | 0 | 0 | 0 | 0 | 0 | 0 | 0 | 0 | 0 | 0 | 0 | 0 | 0 | 0 | 0 | 0 | 0 | 0 | 0 | 0 | 0 | 0 | 0 | 0 | 0 | 40240.0236 | 11918.1777 | 0 | 0
| WPD031-80918872 | 99 | WPD031 | WPD | 0 | 0 | 0.00086809 | 0.0009006 | 0.00093174 | 0.00096018 | 0.00098727 | 0.0010293 | 0.0010875 | 0.0011119 | 0.0011119 | 0.0011119 | 0.0011119 | 0.0011119 | 0.0011119 | 0.0011119 | 0.0011119 | 0.0011119 | 0.0011119 | 0.0011119 | 0.0011119 | 0.0011119 | 0 | 0 | 0 | 0 | 0 | 0 | 0 | 0 | 0 | 0 | 0 | 0 | 0 | 0 | 0 | 0 | 0 | 0 | 0 | 0 | 0 | 0 | 0 | 0 | 0 | 0 | 0 | 0 | 0 | 0 | 0 | 0 | 0 | 0 | 0 | 0 | 0 | 0 | 0 | 0 | 40240.0236 | 11918.1777 | 0 | 0
| WPD033-153773704 | 331 | WPD033 | WPD | 0 | 0 | 0.0012678 | 0.001303 | 0.0013328 | 0.0013558 | 0.0013816 | 0.0014154 | 0.0014615 | 0.0014791 | 0.0014791 | 0.0014791 | 0.0014791 | 0.0014791 | 0.0014791 | 0.0014791 | 0.0014791 | 0.0014791 | 0.0014791 | 0.0014791 | 0.0014791 | 0.0014791 | 1.8639 | 1.8794 | 1.8948 | 1.9103 | 1.9257 | 1.933 | 1.9404 | 1.9477 | 1.955 | 1.9624 | 1.9697 | 1.977 | 1.9844 | 1.9917 | 1.999 | 2.0064 | 2.0137 | 2.021 | 2.0284 | 2.0357 | 0.068527 | 0.071015 | 0.073236 | 0.075109 | 0.077153 | 0.079345 | 0.082238 | 0.083543 | 0.083858 | 0.084172 | 0.084487 | 0.084801 | 0.085116 | 0.08543 | 0.085745 | 0.08606 | 0.086374 | 0.086689 | 0.087003 | 0.087318 | 40240.0236 | 11918.1777 | 47027.2373 | 13928.3957
| WPD033-15399135 | 387 | WPD033 | WPD | 0 | 0 | 0.0012678 | 0.001303 | 0.0013328 | 0.0013558 | 0.0013816 | 0.0014154 | 0.0014615 | 0.0014791 | 0.0014791 | 0.0014791 | 0.0014791 | 0.0014791 | 0.0014791 | 0.0014791 | 0.0014791 | 0.0014791 | 0.0014791 | 0.0014791 | 0.0014791 | 0.0014791 | 55.0929 | 55.3794 | 55.6659 | 55.9524 | 56.2388 | 56.3212 | 56.4036 | 56.4859 | 56.5683 | 56.6506 | 56.733 | 56.8153 | 56.8977 | 56.98 | 57.0624 | 57.1447 | 57.2271 | 57.3095 | 57.3918 | 57.4742 | 2.0255 | 2.0926 | 2.1515 | 2.2 | 2.2532 | 2.3118 | 2.3905 | 2.4229 | 2.4264 | 2.4299 | 2.4335 | 2.437 | 2.4405 | 2.4441 | 2.4476 | 2.4511 | 2.4546 | 2.4582 | 2.4617 | 2.4652 | 40240.0236 | 11918.1777 | 1359262.4206 | 402582.5438
| WPD033-63732110 | 115 | WPD033 | WPD | 0 | 0 | 0.0012678 | 0.001303 | 0.0013328 | 0.0013558 | 0.0013816 | 0.0014154 | 0.0014615 | 0.0014791 | 0.0014791 | 0.0014791 | 0.0014791 | 0.0014791 | 0.0014791 | 0.0014791 | 0.0014791 | 0.0014791 | 0.0014791 | 0.0014791 | 0.0014791 | 0.0014791 | 21.0811 | 21.1563 | 21.2316 | 21.3068 | 21.382 | 21.3407 | 21.2993 | 21.258 | 21.2166 | 21.1753 | 21.134 | 21.0926 | 21.0513 | 21.0099 | 20.9686 | 20.9273 | 20.8859 | 20.8446 | 20.8032 | 20.7619 | 0.77506 | 0.79943 | 0.82062 | 0.83776 | 0.85667 | 0.87597 | 0.90272 | 0.91182 | 0.91005 | 0.90828 | 0.9065 | 0.90473 | 0.90296 | 0.90118 | 0.89941 | 0.89764 | 0.89586 | 0.89409 | 0.89232 | 0.89054 | 40240.0236 | 11918.1777 | 508177.708 | 150510.6529

## Calcs
Powercor
Pole bushfire resilience program
No. of segments where option 2 is preferred
| Total option 2 preferred | 8022 | 221683902.507 | -128496996.5331 | 235011592.7492 | 106514596.2162 | 48
| Segment | Number of poles in segment | Option 2 capex ($ 2023) | PV of option 2 cost ($ 2023) | PV of total benefits ($ 2023) | NPV ($ 2023) | Option 2 preferred | NPV rank
| AC024-200218081 | 35 | 967207.2535 | -560632.6201 | 607.3016 | -560025.3185 | 0 | 826
| AC024-200218767 | 0 | 0 | 0 | 0 | 0 | 0 | 49
| AC024-200218825 | 3 | 82903.4789 | -48054.2246 | 0 | -48054.2246 | 0 | 194
| AC025-200218004 | 26 | 718496.8169 | -416469.9464 | 0 | -416469.9464 | 0 | 660
| AC026-200217919 | 15 | 414517.3944 | -240271.1229 | 0 | -240271.1229 | 0 | 443
| AC031-200217854 | 58 | 1602800.5915 | -929048.3419 | 192001.7604 | -737046.5815 | 0 | 990
| AC032-200217768 | 18 | 497420.8732 | -288325.3475 | 0 | -288325.3475 | 0 | 502
| AL002-15404158 | 0 | 0 | 0 | 0 | 0 | 0 | 49
| AL002-200779408 | 159 | 4393884.3803 | -2546873.9029 | 68116.7286 | -2478757.1743 | 0 | 1839
| AL006-200403372 | 209 | 5775609.0282 | -3347777.6459 | 405491.3831 | -2942286.2628 | 0 | 1899
| AL007-200403464 | 0 | 0 | 0 | 0 | 0 | 0 | 49
| AL007-200403526 | 117 | 3233235.6761 | -1874114.7587 | 232.2376 | -1873882.5211 | 0 | 1669
| AL011-200635544 | 73 | 2017317.9859 | -1169319.4648 | 0 | -1169319.4648 | 0 | 1333
| AL012-200635470 | 146 | 4034635.9718 | -2338638.9297 | 0 | -2338638.9297 | 0 | 1799
| AL014-200635260 | 264 | 7295506.1408 | -4228771.7632 | 722814.428 | -3505957.3352 | 0 | 1974
| ART023-15411707 | 327 | 9036479.1972 | -5237910.4795 | 1327478.6682 | -3910431.8112 | 0 | 2015
| ART023-15411718 | 0 | 0 | 0 | 0 | 0 | 0 | 49
| ART023-154832740 | 7 | 193441.4507 | -112126.524 | 440.7607 | -111685.7634 | 0 | 251
| ART023-154832902 | 29 | 801400.2958 | -464524.171 | 0 | -464524.171 | 0 | 718
| ART023-24601770 | 275 | 7599485.5634 | -4404970.5867 | 181629.5094 | -4223341.0773 | 0 | 2047
| ART023-63832300 | 157 | 4338615.3944 | -2514837.7531 | 266569.6313 | -2248268.1218 | 0 | 1778
| ART023-76359967 | 101 | 2791083.7887 | -1617825.5609 | 48454.9331 | -1569370.6278 | 0 | 1547
| ART031-140150600 | 43 | 1188283.1972 | -688777.219 | 7605.9567 | -681171.2623 | 0 | 937
| ART031-15411744 | 203 | 5609802.0704 | -3251669.1967 | 562079.7413 | -2689589.4554 | 0 | 1867
| ART031-155164001 | 5 | 138172.4648 | -80090.3743 | 0 | -80090.3743 | 0 | 222
| ART031-155164103 | 17 | 469786.3803 | -272307.2726 | 8.3675 | -272298.9051 | 0 | 479
| ART031-76359985 | 79 | 2183124.9437 | -1265427.914 | 2372.9108 | -1263055.0032 | 0 | 1393
| ART031-76433910 | 287 | 7931099.4789 | -4597187.485 | 297833.3612 | -4299354.1238 | 0 | 2056
| ART031-78747678 | 60 | 1658069.5775 | -961084.4916 | 3369.4071 | -957715.0846 | 0 | 1176
| ART031-78747795 | 34 | 939572.7606 | -544614.5453 | 0 | -544614.5453 | 0 | 813
| ART033-15411794 | 635 | 17547903.0282 | -10171477.5366 | 1545831.4698 | -8625646.0667 | 0 | 2208
| ART033-154972245 | 71 | 1962049 | -1137283.3151 | 2083.261 | -1135200.0541 | 0 | 1303
| ART033-154972416 | 51 | 1409359.1408 | -816921.8179 | 1054.341 | -815867.4769 | 0 | 1080
| ART033-154972520 | 31 | 856669.2817 | -496560.3207 | 434.6089 | -496125.7118 | 0 | 744
| ART033-154972637 | 61 | 1685704.0704 | -977102.5665 | 7.3684 | -977095.1981 | 0 | 1193
| ART033-155019358 | 92 | 2542373.3521 | -1473662.8872 | 464.6523 | -1473198.2348 | 0 | 1496
| ART033-155019455 | 10 | 276344.9296 | -160180.7486 | 0 | -160180.7486 | 0 | 321
| ART033-155019644 | 82 | 2266028.4225 | -1313482.1386 | 4363.3797 | -1309118.7589 | 0 | 1415
| ART033-155019780 | 11 | 303979.4225 | -176198.8235 | 138.3571 | -176060.4664 | 0 | 341
| ART033-155019881 | 22 | 607958.8451 | -352397.6469 | 544.7864 | -351852.8605 | 0 | 578
| ART033-155025562 | 85 | 2348931.9014 | -1361536.3632 | 1449.3903 | -1360086.9729 | 0 | 1437
| ART033-155025764 | 18 | 497420.8732 | -288325.3475 | 2.9447 | -288322.4028 | 0 | 499
| ART033-155025850 | 55 | 1519897.1127 | -880994.1173 | 25.9799 | -880968.1374 | 0 | 1119
| ART033-155026277 | 122 | 3371408.1408 | -1954205.133 | 186.6463 | -1954018.4867 | 0 | 1697
| ART033-155052342 | 81 | 2238393.9296 | -1297464.0637 | 12706.146 | -1284757.9178 | 0 | 1408
| ART033-155052479 | 50 | 1381724.6479 | -800903.743 | 123.7696 | -800779.9734 | 0 | 1066
| ART033-155052606 | 18 | 497420.8732 | -288325.3475 | 1.1395 | -288324.208 | 0 | 500
| ART033-155052720 | 13 | 359248.4085 | -208234.9732 | 1.034 | -208233.9392 | 0 | 394
| ART033-155062161 | 13 | 359248.4085 | -208234.9732 | 0.92193 | -208234.0513 | 0 | 395
| ART033-155062324 | 15 | 414517.3944 | -240271.1229 | 0.099844 | -240271.0231 | 0 | 441
| ART033-155062418 | 77 | 2127855.9577 | -1233391.7643 | 1627.3774 | -1231764.3869 | 0 | 1369
| ART033-155079125 | 98 | 2708180.3099 | -1569771.3364 | 579.7305 | -1569191.6059 | 0 | 1546
| ART033-155091128 | 93 | 2570007.8451 | -1489680.9621 | 1295.4653 | -1488385.4968 | 0 | 1501
| ART033-155155386 | 11 | 303979.4225 | -176198.8235 | 136.8987 | -176061.9247 | 0 | 342
| ART033-162913151 | 377 | 10418203.8451 | -6038814.2225 | 62258.9533 | -5976555.2692 | 0 | 2152
| ART033-183308941 | 17 | 469786.3803 | -272307.2726 | 0.27874 | -272306.9939 | 0 | 481
| ART033-24601322 | 962 | 26584382.2254 | -15409388.0161 | 176557.6569 | -15232830.3591 | 0 | 2241
| ART033-80719107 | 41 | 1133014.2113 | -656741.0693 | 2850.0082 | -653891.061 | 0 | 911
| ART034-15411844 | 338 | 9340458.6197 | -5414109.3029 | 1740686.8748 | -3673422.4281 | 0 | 1998
| ART034-15411868 | 0 | 0 | 0 | 0 | 0 | 0 | 49
| BAN001-15414753 | 0 | 0 | 0 | 0 | 0 | 0 | 49
| BAN001-15414766 | 143 | 3951732.493 | -2290584.7051 | 0 | -2290584.7051 | 0 | 1790
| BAN002-15414829 | 172 | 4753132.7887 | -2755108.8761 | 1507866.1633 | -1247242.7128 | 0 | 1382
| BAN003-141839634 | 59 | 1630435.0845 | -945066.4168 | 1387.8735 | -943678.5433 | 0 | 1166
| BAN003-141839757 | 47 | 1298821.169 | -752849.5185 | 14481.8141 | -738367.7043 | 0 | 992
| BAN003-141839920 | 28 | 773765.8028 | -448506.0961 | 811.1132 | -447694.9829 | 0 | 688
| BAN003-141840240 | 41 | 1133014.2113 | -656741.0693 | 25808.6117 | -630932.4576 | 0 | 894
| BAN003-154067153 | 168 | 4642594.8169 | -2691036.5766 | 4859441.2303 | 2168404.6537 | 1 | 15
| BAN003-15414742 | 373 | 10307665.8732 | -5974741.9231 | 10713179.3168 | 4738437.3938 | 1 | 5
| BAN003-159380665 | 65 | 1796242.0423 | -1041174.8659 | 12908.6502 | -1028266.2158 | 0 | 1226
| BAN003-159380816 | 93 | 2570007.8451 | -1489680.9621 | 27119.8901 | -1462561.072 | 0 | 1492
| BAN003-163842570 | 14 | 386882.9014 | -224253.0481 | 2263.1477 | -221989.9003 | 0 | 408
| BAN003-164488210 | 26 | 718496.8169 | -416469.9464 | 2343.7906 | -414126.1558 | 0 | 646
| BAN003-171330864 | 24 | 663227.831 | -384433.7967 | 10436.4882 | -373997.3085 | 0 | 605
| BAN003-193118819 | 436 | 12048638.9296 | -6983880.6393 | 4834835.0807 | -2149045.5586 | 0 | 1754
| BAN003-193396210 | 47 | 1298821.169 | -752849.5185 | 152849.6475 | -599999.871 | 0 | 868
| BAN003-193396225 | 299 | 8262713.3944 | -4789404.3834 | 404698.6275 | -4384705.7559 | 0 | 2064
| BAN003-193396423 | 365 | 10086589.9296 | -5846597.3242 | 1762038.9403 | -4084558.3839 | 0 | 2031
| BAN003-24598678 | 71 | 1962049 | -1137283.3151 | 1418.9846 | -1135864.3305 | 0 | 1304
| BAN003-24598720 | 161 | 4449153.3662 | -2578910.0526 | 41049.6794 | -2537860.3732 | 0 | 1848
| BAN003-24598790 | 259 | 7157333.6761 | -4148681.3889 | 533926.9502 | -3614754.4388 | 0 | 1992
| BAN003-24610965 | 25 | 690862.3239 | -400451.8715 | 3783.7088 | -396668.1627 | 0 | 623
| BAN003-79423703 | 27 | 746131.3099 | -432488.0212 | 2328.4902 | -430159.531 | 0 | 666
| BAN003-79424004 | 22 | 607958.8451 | -352397.6469 | 14056.4711 | -338341.1759 | 0 | 570
| BAN003-79424224 | 56 | 1547531.6056 | -897012.1922 | 13723.6008 | -883288.5914 | 0 | 1121
| BAN003-79424313 | 43 | 1188283.1972 | -688777.219 | 9355.2275 | -679421.9916 | 0 | 935
| BAN003-79424384 | 77 | 2127855.9577 | -1233391.7643 | 28718.7941 | -1204672.9702 | 0 | 1355
| BAN003-79424629 | 68 | 1879145.5211 | -1089229.0905 | 18062.1127 | -1071166.9778 | 0 | 1269
| BAN003-79424820 | 55 | 1519897.1127 | -880994.1173 | 6362.0617 | -874632.0557 | 0 | 1109
| BAN004-15414853 | 0 | 0 | 0 | 0 | 0 | 0 | 49
| BAN004-15414866 | 0 | 0 | 0 | 0 | 0 | 0 | 49
| BAN004-15414892 | 187 | 5167650.1831 | -2995379.999 | 286549.5508 | -2708830.4482 | 0 | 1871
| BAN005-15414666 | 148 | 4089904.9577 | -2370675.0794 | 0 | -2370675.0794 | 0 | 1813
| BAN006-15414916 | 352 | 9727341.5211 | -5638362.351 | 866142.2258 | -4772220.1252 | 0 | 2092
| BAN006-157281583 | 19 | 525055.3662 | -304343.4224 | 66.1816 | -304277.2408 | 0 | 515
| BAN006-161068079 | 65 | 1796242.0423 | -1041174.8659 | 274.4702 | -1040900.3957 | 0 | 1242
| BAN006-193339101 | 340 | 9395727.6056 | -5446145.4527 | 123863.8096 | -5322281.643 | 0 | 2117
| BAN006-193339124 | 580 | 16028005.9155 | -9290483.4192 | 316496.7258 | -8973986.6934 | 0 | 2211
| BAN006-193339156 | 216 | 5969050.4789 | -3459904.1699 | 153866.9518 | -3306037.2181 | 0 | 1947
| BAN006-193339179 | 361 | 9976051.9577 | -5782525.0247 | 518591.8486 | -5263933.1761 | 0 | 2113
| BAN006-72501199 | 167 | 4614960.3239 | -2675018.5017 | 5283.2893 | -2669735.2124 | 0 | 1866
| BAN006-72501281 | 96 | 2652911.3239 | -1537735.1866 | 10294.63 | -1527440.5566 | 0 | 1527
| BAN006-84647249 | 76 | 2100221.4648 | -1217373.6894 | 3182.5825 | -1214191.1069 | 0 | 1360
| BAN006-85222599 | 32 | 884303.7746 | -512578.3955 | 2882.1461 | -509696.2495 | 0 | 760
| BAN007-15414603 | 30 | 829034.7887 | -480542.2458 | 0 | -480542.2458 | 0 | 731
| BAN007-156954231 | 121 | 3343773.6479 | -1938187.0582 | 26187.855 | -1911999.2031 | 0 | 1679
| BAN007-24598874 | 288 | 7958733.9718 | -4613205.5599 | 0 | -4613205.5599 | 0 | 2083
| BAN007-24598888 | 18 | 497420.8732 | -288325.3475 | 3904.9894 | -284420.3581 | 0 | 489
| BAN008-15414979 | 463 | 12794770.2394 | -7416368.6605 | 26041.5506 | -7390327.1099 | 0 | 2193
| BAN008-193386449 | 304 | 8400885.8592 | -4869494.7577 | 7408.1682 | -4862086.5895 | 0 | 2099
| BAN008-193386491 | 345 | 9533900.0704 | -5526235.827 | 76628.6321 | -5449607.1949 | 0 | 2126
| BAN008-193386514 | 223 | 6162491.9296 | -3572030.694 | 15108.0971 | -3556922.5969 | 0 | 1985
| BAN008-193386533 | 184 | 5084746.7042 | -2947325.7744 | 259.4907 | -2947066.2837 | 0 | 1901
| BAN009-15414553 | 446 | 12324983.8592 | -7144061.3879 | 4474540.557 | -2669520.8309 | 0 | 1865
| BAN009-199768607 | 45 | 1243552.1831 | -720813.3687 | 1882016.1091 | 1161202.7404 | 1 | 30
| BAN009-201078585 | 884 | 24428891.7746 | -14159978.1769 | 953325.8316 | -13206652.3453 | 0 | 2237
| BAN009-77240394 | 436 | 12048638.9296 | -6983880.6393 | 72423.0285 | -6911457.6108 | 0 | 2182
| BAN009-77240588 | 124 | 3426677.1268 | -1986241.2827 | 9611.698 | -1976629.5847 | 0 | 1704
| BAN009-78742110 | 58 | 1602800.5915 | -929048.3419 | 2518.5593 | -926529.7826 | 0 | 1148
| BAN009-78742394 | 104 | 2873987.2676 | -1665879.7855 | 875.8365 | -1665003.949 | 0 | 1585
| BAN011-15414529 | 89 | 2459469.8732 | -1425608.6626 | 2862249.9015 | 1436641.2389 | 1 | 24
| BAN011-171348706 | 1 | 27634.493 | -16018.0749 | 0 | -16018.0749 | 0 | 151
| BAN013-15414453 | 394 | 10887990.2254 | -6311121.4951 | 0 | -6311121.4951 | 0 | 2167
| BAN015-15414416 | 194 | 5361091.6338 | -3107506.523 | 0 | -3107506.523 | 0 | 1921
| BAN015-24611936 | 392 | 10832721.2394 | -6279085.3454 | 1732597.8198 | -4546487.5256 | 0 | 2079
| BAS011-111131839 | 6 | 165806.9577 | -96108.4492 | 191.0779 | -95917.3712 | 0 | 234
| BAS011-134530801 | 23 | 635593.338 | -368415.7218 | 2501.0199 | -365914.7019 | 0 | 592
| BAS011-140236715 | 92 | 2542373.3521 | -1473662.8872 | 904.8262 | -1472758.061 | 0 | 1495
| BAS011-140237055 | 86 | 2376566.3944 | -1377554.438 | 538.1271 | -1377016.3109 | 0 | 1445
| BAS011-15414096 | 1 | 27634.493 | -16018.0749 | 0 | -16018.0749 | 0 | 151
| BAS011-15414109 | 450 | 12435521.831 | -7208133.6873 | 1510371.592 | -5697762.0954 | 0 | 2137
| BAS011-158128939 | 316 | 8732499.7746 | -5061711.656 | 2043.6383 | -5059668.0177 | 0 | 2108
| BAS011-158493706 | 42 | 1160648.7042 | -672759.1442 | 329.7424 | -672429.4017 | 0 | 929
| BAS011-158493822 | 27 | 746131.3099 | -432488.0212 | 0.49283 | -432487.5284 | 0 | 677
| BAS011-163842929 | 8 | 221075.9437 | -128144.5989 | 881.1176 | -127263.4813 | 0 | 272
| BAS011-163930345 | 45 | 1243552.1831 | -720813.3687 | 80.4312 | -720732.9376 | 0 | 975
| BAS011-163930441 | 28 | 773765.8028 | -448506.0961 | 0.21897 | -448505.8771 | 0 | 695
| BAS011-164206932 | 334 | 9229920.6479 | -5350037.0035 | 202281.6925 | -5147755.311 | 0 | 2111
| BAS011-164206954 | 465 | 12850039.2254 | -7448404.8103 | 581053.4422 | -6867351.3681 | 0 | 2181
| BAS011-164206976 | 536 | 14812088.2254 | -8585688.1254 | 390141.8422 | -8195546.2832 | 0 | 2203
| BAS011-164287379 | 4 | 110537.9718 | -64072.2994 | 10210.8791 | -53861.4204 | 0 | 204
| BAS011-172348924 | 40 | 1105379.7183 | -640722.9944 | 11930.8461 | -628792.1484 | 0 | 893
| BAS011-182896771 | 100 | 2763449.2958 | -1601807.4861 | 192.4722 | -1601615.0138 | 0 | 1556
| BAS011-24598608 | 421 | 11634121.5352 | -6743609.5164 | 101359.7207 | -6642249.7957 | 0 | 2175
| BAS011-24602396 | 29 | 801400.2958 | -464524.171 | 1836.1104 | -462688.0606 | 0 | 703
| BAS011-24608723 | 73 | 2017317.9859 | -1169319.4648 | 344.6489 | -1168974.8159 | 0 | 1331
| BAS011-76148984 | 79 | 2183124.9437 | -1265427.914 | 106.0364 | -1265321.8776 | 0 | 1397
| BAS011-76149624 | 50 | 1381724.6479 | -800903.743 | 396.5006 | -800507.2424 | 0 | 1065
| BAS011-76150176 | 138 | 3813560.0282 | -2210494.3308 | 1593.6986 | -2208900.6321 | 0 | 1766
| BAS011-76150520 | 61 | 1685704.0704 | -977102.5665 | 2058.313 | -975044.2535 | 0 | 1187
| BAS011-76150666 | 47 | 1298821.169 | -752849.5185 | 3810.5417 | -749038.9767 | 0 | 996
| BAS011-79244341 | 58 | 1602800.5915 | -929048.3419 | 552.189 | -928496.1529 | 0 | 1153
| BAS011-79244394 | 48 | 1326455.662 | -768867.5933 | 1616.1155 | -767251.4778 | 0 | 1020
| BAS011-79244446 | 57 | 1575166.0986 | -913030.2671 | 21941.3127 | -891088.9544 | 0 | 1122
| BAS011-79244508 | 26 | 718496.8169 | -416469.9464 | 34.4151 | -416435.5313 | 0 | 658
| BAS011-79244589 | 20 | 552689.8592 | -320361.4972 | 823.7428 | -319537.7544 | 0 | 530
| BAS011-79245218 | 33 | 911938.2676 | -528596.4704 | 53.1968 | -528543.2736 | 0 | 793
| BAS011-84427318 | 128 | 3537215.0986 | -2050313.5822 | 1214.5227 | -2049099.0595 | 0 | 1725
| BAS011-84621962 | 48 | 1326455.662 | -768867.5933 | 18527.3028 | -750340.2905 | 0 | 997
| BAS011-84622282 | 73 | 2017317.9859 | -1169319.4648 | 5425.9892 | -1163893.4757 | 0 | 1327
| BAS011-84732066 | 67 | 1851511.0282 | -1073211.0157 | 12.6036 | -1073198.4121 | 0 | 1273
| BAS011-85028212 | 130 | 3592484.0845 | -2082349.7319 | 3689.4011 | -2078660.3308 | 0 | 1734
| BAS011-85028323 | 19 | 525055.3662 | -304343.4224 | 0.47286 | -304342.9495 | 0 | 526
| BAS011-85029671 | 59 | 1630435.0845 | -945066.4168 | 882.1232 | -944184.2936 | 0 | 1169
| BAS011-85030316 | 61 | 1685704.0704 | -977102.5665 | 446.6467 | -976655.9198 | 0 | 1190
| BAS011-85421065 | 38 | 1050110.7324 | -608686.8447 | 2098.4177 | -606588.427 | 0 | 872
| BAS011-85421256 | 75 | 2072586.9718 | -1201355.6146 | 922.3576 | -1200433.2569 | 0 | 1350
| BAS011-85724039 | 86 | 2376566.3944 | -1377554.438 | 10395.7188 | -1367158.7192 | 0 | 1441
| BAS011-89021568 | 68 | 1879145.5211 | -1089229.0905 | 2784.4498 | -1086444.6407 | 0 | 1277
| BAS011-99529198 | 43 | 1188283.1972 | -688777.219 | 218.7729 | -688558.4461 | 0 | 946
| BAS012-15414133 | 132 | 3647753.0704 | -2114385.8816 | 0 | -2114385.8816 | 0 | 1746
| BAS012-187042122 | 95 | 2625276.831 | -1521717.1118 | 0 | -1521717.1118 | 0 | 1523
| BAS013-15414170 | 5 | 138172.4648 | -80090.3743 | 0 | -80090.3743 | 0 | 222
| BAS014-15414207 | 130 | 3592484.0845 | -2082349.7319 | 0 | -2082349.7319 | 0 | 1737
| BAS014-74639994 | 141 | 3896463.507 | -2258548.5554 | 0 | -2258548.5554 | 0 | 1780
| BAS021-15414366 | 0 | 0 | 0 | 0 | 0 | 0 | 49
| BAS022-130430211 | 114 | 3150332.1972 | -1826060.5341 | 1548.6455 | -1824511.8887 | 0 | 1648
| BAS022-131562724 | 613 | 16939944.1831 | -9819079.8896 | 687019.4086 | -9132060.4811 | 0 | 2214
| BAS022-139345117 | 95 | 2625276.831 | -1521717.1118 | 8653.8856 | -1513063.2261 | 0 | 1517
| BAS022-139345255 | 60 | 1658069.5775 | -961084.4916 | 6811.3628 | -954273.1288 | 0 | 1173
| BAS022-139345594 | 144 | 3979366.9859 | -2306602.78 | 4229.3974 | -2302373.3826 | 0 | 1796
| BAS022-142437045 | 40 | 1105379.7183 | -640722.9944 | 22346.2172 | -618376.7772 | 0 | 886
| BAS022-142437276 | 11 | 303979.4225 | -176198.8235 | 579.3007 | -175619.5227 | 0 | 334
| BAS022-142437414 | 14 | 386882.9014 | -224253.0481 | 6146.9681 | -218106.0799 | 0 | 403
| BAS022-144337084 | 48 | 1326455.662 | -768867.5933 | 4393.4217 | -764474.1716 | 0 | 1013
| BAS022-15416117 | 132 | 3647753.0704 | -2114385.8816 | 1049375.0392 | -1065010.8425 | 0 | 1263
| BAS022-155392787 | 13 | 359248.4085 | -208234.9732 | 3031.4039 | -205203.5693 | 0 | 380
| BAS022-155392904 | 48 | 1326455.662 | -768867.5933 | 757.883 | -768109.7103 | 0 | 1025
| BAS022-155393076 | 58 | 1602800.5915 | -929048.3419 | 2711.9124 | -926336.4295 | 0 | 1147
| BAS022-163916141 | 17 | 469786.3803 | -272307.2726 | 4011.7171 | -268295.5556 | 0 | 470
| BAS022-164206998 | 294 | 8124540.9296 | -4709314.0091 | 452919.6698 | -4256394.3393 | 0 | 2051
| BAS022-171331284 | 22 | 607958.8451 | -352397.6469 | 7013.598 | -345384.049 | 0 | 571
| BAS022-172349144 | 10 | 276344.9296 | -160180.7486 | 2.0832 | -160178.6654 | 0 | 318
| BAS022-193385657 | 44 | 1215917.6901 | -704795.2939 | 157973.3175 | -546821.9763 | 0 | 815
| BAS022-193385775 | 426 | 11772294 | -6823699.8907 | 4479568.5946 | -2344131.2961 | 0 | 1804
| BAS022-24598930 | 380 | 10501107.3239 | -6086868.4471 | 187127.1146 | -5899741.3325 | 0 | 2149
| BAS022-72697775 | 19 | 525055.3662 | -304343.4224 | 503.468 | -303839.9544 | 0 | 508
| BAS022-72698236 | 51 | 1409359.1408 | -816921.8179 | 1131.2029 | -815790.615 | 0 | 1079
| BAS022-72698508 | 34 | 939572.7606 | -544614.5453 | 630.4536 | -543984.0917 | 0 | 803
| BAS022-88324187 | 3 | 82903.4789 | -48054.2246 | 4811.31 | -43242.9146 | 0 | 189
| BAS022-88324452 | 28 | 773765.8028 | -448506.0961 | 5072.8204 | -443433.2757 | 0 | 683
| BAS023-141849160 | 38 | 1050110.7324 | -608686.8447 | 1777.1299 | -606909.7148 | 0 | 873
| BAS023-141849179 | 35 | 967207.2535 | -560632.6201 | 224.2569 | -560408.3633 | 0 | 829
| BAS023-15416141 | 153 | 4228077.4225 | -2450765.4537 | 0 | -2450765.4537 | 0 | 1834
| BAS023-155325011 | 39 | 1077745.2254 | -624704.9196 | 2251.4014 | -622453.5181 | 0 | 889
| BAS023-24612761 | 261 | 7212602.662 | -4180717.5387 | 444705.6596 | -3736011.8791 | 0 | 2004
| BAS023-41628847 | 403 | 11136700.662 | -6455284.1689 | 56866.0399 | -6398418.129 | 0 | 2171
| BAS024-15416191 | 179 | 4946574.2394 | -2867235.4001 | 44355.8802 | -2822879.5198 | 0 | 1888
| BAS032-155216556 | 241 | 6659912.8028 | -3860356.0414 | 3372797.7114 | -487558.33 | 0 | 733
| BAS032-177751012 | 302 | 8345616.8732 | -4837458.608 | 1592558.9864 | -3244899.6215 | 0 | 1939
| BAS033-139662053 | 81 | 2238393.9296 | -1297464.0637 | 16554.9341 | -1280909.1296 | 0 | 1405
| BAS033-139662229 | 68 | 1879145.5211 | -1089229.0905 | 24976.8862 | -1064252.2043 | 0 | 1262
| BAS033-140150122 | 24 | 663227.831 | -384433.7967 | 1526.7062 | -382907.0904 | 0 | 608
| BAS033-142953276 | 33 | 911938.2676 | -528596.4704 | 10832.8106 | -517763.6598 | 0 | 778
| BAS033-155164312 | 49 | 1354090.1549 | -784885.6682 | 34.0676 | -784851.6006 | 0 | 1047
| BAS033-155176923 | 58 | 1602800.5915 | -929048.3419 | 11456.9914 | -917591.3505 | 0 | 1141
| BAS033-155190238 | 125 | 3454311.6197 | -2002259.3576 | 1076.545 | -2001182.8126 | 0 | 1711
| BAS033-155190444 | 40 | 1105379.7183 | -640722.9944 | 169.3311 | -640553.6633 | 0 | 904
| BAS033-155190566 | 42 | 1160648.7042 | -672759.1442 | 328.8299 | -672430.3143 | 0 | 930
| BAS033-155190689 | 22 | 607958.8451 | -352397.6469 | 25.3386 | -352372.3083 | 0 | 584
| BAS033-155190801 | 20 | 552689.8592 | -320361.4972 | 2.7538 | -320358.7434 | 0 | 543
| BAS033-155250207 | 115 | 3177966.6901 | -1842078.609 | 834.5681 | -1841244.0409 | 0 | 1651
| BAS033-155250324 | 12 | 331613.9155 | -192216.8983 | 0.66322 | -192216.2351 | 0 | 374
| BAS033-177750890 | 210 | 5803243.5211 | -3363795.7208 | 615472.8584 | -2748322.8624 | 0 | 1876
| BAS033-193428051 | 539 | 14894991.7042 | -8633742.35 | 5130363.2758 | -3503379.0742 | 0 | 1973
| BAS033-193428083 | 356 | 9837879.493 | -5702434.6504 | 41216.2651 | -5661218.3854 | 0 | 2134
| BAS033-193428108 | 305 | 8428520.3521 | -4885512.8325 | 89841.0671 | -4795671.7654 | 0 | 2095
| BAS033-193428622 | 445 | 12297349.3662 | -7128043.313 | 3055481.6192 | -4072561.6939 | 0 | 2030
| BAS033-78747898 | 6 | 165806.9577 | -96108.4492 | 14.7091 | -96093.7401 | 0 | 235
| BAS033-78747960 | 7 | 193441.4507 | -112126.524 | 48.2396 | -112078.2844 | 0 | 255
| BAS033-78748025 | 81 | 2238393.9296 | -1297464.0637 | 22078.2171 | -1275385.8466 | 0 | 1403
| BAS033-78748089 | 26 | 718496.8169 | -416469.9464 | 2566.6521 | -413903.2943 | 0 | 645
| BAS033-95730010 | 21 | 580324.3521 | -336379.5721 | 108.6142 | -336270.9579 | 0 | 556
| BAS033-96330036 | 65 | 1796242.0423 | -1041174.8659 | 5279.6601 | -1035895.2059 | 0 | 1230
| BAS034-15416250 | 195 | 5388726.1268 | -3123524.5978 | 0 | -3123524.5978 | 0 | 1925
| BAS034-199849971 | 226 | 6245395.4085 | -3620084.9185 | 0 | -3620084.9185 | 0 | 1993
| BBD013-15437974 | 200 | 5526898.5915 | -3203614.9722 | 2242146.1767 | -961468.7954 | 0 | 1184
| BBD013-24614080 | 162 | 4476787.8592 | -2594928.1274 | 811736.8451 | -1783191.2823 | 0 | 1637
| BBD014-15437952 | 127 | 3509580.6056 | -2034295.5073 | 178940.0958 | -1855355.4115 | 0 | 1657
| BBD014-160682204 | 90 | 2487104.3662 | -1441626.7375 | 1798.5889 | -1439828.1486 | 0 | 1485
| BBD014-162435599 | 133 | 3675387.5634 | -2130403.9565 | 0 | -2130403.9565 | 0 | 1752
| BBD014-96325732 | 0 | 0 | 0 | 0 | 0 | 0 | 49
| BBD014-96325958 | 28 | 773765.8028 | -448506.0961 | 0 | -448506.0961 | 0 | 696
| BBD014-97325263 | 228 | 6300664.3944 | -3652121.0683 | 2235191.8076 | -1416929.2607 | 0 | 1471
| BBD021-15437930 | 27 | 746131.3099 | -432488.0212 | 941.4763 | -431546.5449 | 0 | 670
| BBD021-24611491 | 107 | 2956890.7465 | -1713934.0101 | 758426.1069 | -955507.9032 | 0 | 1174
| BBD021-24613487 | 121 | 3343773.6479 | -1938187.0582 | 4261202.1009 | 2323015.0428 | 1 | 14
| BBD021-40480035 | 109 | 3012159.7324 | -1745970.1598 | 997036.5864 | -748933.5735 | 0 | 995
| BBD022-15437908 | 28 | 773765.8028 | -448506.0961 | 901285.5943 | 452779.4982 | 1 | 38
| BET001-143534818 | 32 | 884303.7746 | -512578.3955 | 6201.146 | -506377.2495 | 0 | 756
| BET001-15424260 | 258 | 7129699.1831 | -4132663.3141 | 4268083.3513 | 135420.0373 | 1 | 45
| BET001-163510183 | 48 | 1326455.662 | -768867.5933 | 154959.1822 | -613908.4111 | 0 | 884
| BET001-163510254 | 16 | 442151.8873 | -256289.1978 | 219922.7438 | -36366.4539 | 0 | 188
| BET001-163979859 | 10 | 276344.9296 | -160180.7486 | 11787.0365 | -148393.7121 | 0 | 306
| BET002-147836095 | 151 | 4172808.4366 | -2418729.304 | 0 | -2418729.304 | 0 | 1827
| BET002-15424310 | 93 | 2570007.8451 | -1489680.9621 | 0 | -1489680.9621 | 0 | 1504
| BET003-15424094 | 59 | 1630435.0845 | -945066.4168 | 75847.9382 | -869218.4785 | 0 | 1107
| BET004-112026510 | 35 | 967207.2535 | -560632.6201 | 21709.3744 | -538923.2458 | 0 | 799
| BET004-15424334 | 205 | 5665071.0563 | -3283705.3465 | 2354782.6019 | -928922.7446 | 0 | 1155
| BET004-163616866 | 9 | 248710.4366 | -144162.6737 | 12441.306 | -131721.3678 | 0 | 286
| BET004-164487583 | 8 | 221075.9437 | -128144.5989 | 1250.5106 | -126894.0883 | 0 | 271
| BET004-164487758 | 5 | 138172.4648 | -80090.3743 | 1660.9543 | -78429.42 | 0 | 216
| BET004-24611449 | 253 | 6991526.7183 | -4052572.9398 | 1658891.3053 | -2393681.6344 | 0 | 1818
| BET004-72499638 | 44 | 1215917.6901 | -704795.2939 | 31084.8556 | -673710.4383 | 0 | 933
| BET004-72499720 | 21 | 580324.3521 | -336379.5721 | 4835.6248 | -331543.9473 | 0 | 546
| BET004-72499790 | 34 | 939572.7606 | -544614.5453 | 3766.2549 | -540848.2904 | 0 | 801
| BET004-72500100 | 65 | 1796242.0423 | -1041174.8659 | 17199.9876 | -1023974.8784 | 0 | 1222
| BET004-72500230 | 25 | 690862.3239 | -400451.8715 | 3713.0171 | -396738.8544 | 0 | 624
| BET004-72500251 | 39 | 1077745.2254 | -624704.9196 | 20948.4219 | -603756.4976 | 0 | 870
| BET004-72500469 | 18 | 497420.8732 | -288325.3475 | 14260.7691 | -274064.5784 | 0 | 487
| BET005-110828671 | 35 | 967207.2535 | -560632.6201 | 34466.9544 | -526165.6658 | 0 | 781
| BET005-117327746 | 9 | 248710.4366 | -144162.6737 | 2641.4516 | -141521.2222 | 0 | 288
| BET005-142631975 | 7 | 193441.4507 | -112126.524 | 185.6966 | -111940.8274 | 0 | 252
| BET005-142632215 | 35 | 967207.2535 | -560632.6201 | 4881.0572 | -555751.5629 | 0 | 818
| BET005-143035133 | 48 | 1326455.662 | -768867.5933 | 8849.736 | -760017.8573 | 0 | 1011
| BET005-143035406 | 23 | 635593.338 | -368415.7218 | 22219.4717 | -346196.2501 | 0 | 572
| BET005-143035691 | 14 | 386882.9014 | -224253.0481 | 3367.7087 | -220885.3393 | 0 | 405
| BET005-15436909 | 233 | 6438836.8592 | -3732211.4426 | 3922752.0453 | 190540.6027 | 1 | 44
| BET005-162764936 | 1 | 27634.493 | -16018.0749 | 680.2017 | -15337.8731 | 0 | 141
| BET005-24614354 | 246 | 6798085.2676 | -3940446.4157 | 3077329.4274 | -863116.9883 | 0 | 1100
| BET005-54520179 | 249 | 6880988.7465 | -3988500.6403 | 1009979.4483 | -2978521.192 | 0 | 1907
| BET005-76446461 | 46 | 1271186.6761 | -736831.4436 | 15941.7779 | -720889.6657 | 0 | 982
| BET005-76446537 | 66 | 1823876.5352 | -1057192.9408 | 8428.8545 | -1048764.0863 | 0 | 1250
| BET006-122234049 | 51 | 1409359.1408 | -816921.8179 | 4447.7489 | -812474.069 | 0 | 1075
| BET006-123629680 | 69 | 1906780.0141 | -1105247.1654 | 47698.154 | -1057549.0114 | 0 | 1259
| BET006-130742783 | 101 | 2791083.7887 | -1617825.5609 | 10665.1604 | -1607160.4005 | 0 | 1560
| BET006-143535036 | 45 | 1243552.1831 | -720813.3687 | 3147.4711 | -717665.8977 | 0 | 967
| BET006-143535310 | 96 | 2652911.3239 | -1537735.1866 | 4211.1052 | -1533524.0814 | 0 | 1530
| BET006-143535450 | 84 | 2321297.4085 | -1345518.2883 | 17048.6566 | -1328469.6317 | 0 | 1425
| BET006-15436859 | 250 | 6908623.2394 | -4004518.7152 | 5269961.1592 | 1265442.444 | 1 | 28
| BET006-160813078 | 94 | 2597642.338 | -1505699.0369 | 13044.2936 | -1492654.7433 | 0 | 1506
| BET006-163864001 | 15 | 414517.3944 | -240271.1229 | 23401.7147 | -216869.4082 | 0 | 402
| BET006-195895491 | 214 | 5913781.493 | -3427868.0202 | 0 | -3427868.0202 | 0 | 1961
| BET006-195895635 | 266 | 7350775.1268 | -4260807.913 | 540541.2176 | -3720266.6954 | 0 | 2003
| BET006-195895661 | 160 | 4421518.8732 | -2562891.9777 | 1338477.1359 | -1224414.8418 | 0 | 1366
| BET006-195895699 | 90 | 2487104.3662 | -1441626.7375 | 3939794.5675 | 2498167.83 | 1 | 13
| BET006-74053669 | 9 | 248710.4366 | -144162.6737 | 3981.209 | -140181.4648 | 0 | 287
| BET006-74053924 | 30 | 829034.7887 | -480542.2458 | 11523.3862 | -469018.8597 | 0 | 722
| BET007-110330821 | 24 | 663227.831 | -384433.7967 | 10806.0282 | -373627.7685 | 0 | 604
| BET007-129159691 | 10 | 276344.9296 | -160180.7486 | 2313.7736 | -157866.975 | 0 | 307
| BET007-132469306 | 129 | 3564849.5915 | -2066331.657 | 76834.8943 | -1989496.7628 | 0 | 1709
| BET007-132750977 | 39 | 1077745.2254 | -624704.9196 | 8150.1797 | -616554.7398 | 0 | 885
| BET007-132751049 | 11 | 303979.4225 | -176198.8235 | 645.2978 | -175553.5257 | 0 | 333
| BET007-134953366 | 1 | 27634.493 | -16018.0749 | 0 | -16018.0749 | 0 | 151
| BET007-154907496 | 17 | 469786.3803 | -272307.2726 | 6728.7368 | -265578.5358 | 0 | 467
| BET007-154907629 | 7 | 193441.4507 | -112126.524 | 5048.8024 | -107077.7217 | 0 | 248
| BET007-154907735 | 14 | 386882.9014 | -224253.0481 | 4251.5663 | -220001.4817 | 0 | 404
| BET007-154907875 | 14 | 386882.9014 | -224253.0481 | 3214.7415 | -221038.3065 | 0 | 406
| BET007-155326877 | 123 | 3399042.6338 | -1970223.2079 | 6013184.9303 | 4042961.7225 | 1 | 7
| BET007-159943710 | 109 | 3012159.7324 | -1745970.1598 | 252860.1232 | -1493110.0366 | 0 | 1507
| BET007-162663688 | 89 | 2459469.8732 | -1425608.6626 | 187263.5682 | -1238345.0944 | 0 | 1374
| BET007-24613316 | 163 | 4504422.3521 | -2610946.2023 | 929790.3225 | -1681155.8798 | 0 | 1599
| BET007-63637518 | 164 | 4532056.8451 | -2626964.2772 | 524875.7387 | -2102088.5384 | 0 | 1741
| BET008-94648877 | 218 | 6024319.4648 | -3491940.3196 | 0 | -3491940.3196 | 0 | 1972
| BGO011-197684068 | 13 | 359248.4085 | -208234.9732 | 0 | -208234.9732 | 0 | 397
| BGO012-197683994 | 176 | 4863670.7606 | -2819181.1755 | 757369.1859 | -2061811.9896 | 0 | 1729
| BGO013-163795489 | 56 | 1547531.6056 | -897012.1922 | 159090.7245 | -737921.4677 | 0 | 991
| BGO013-197650863 | 132 | 3647753.0704 | -2114385.8816 | 2654683.8725 | 540297.9909 | 1 | 36
| BGO013-24606216 | 97 | 2680545.8169 | -1553753.2615 | 560168.1703 | -993585.0912 | 0 | 1211
| BGO014-197650786 | 28 | 773765.8028 | -448506.0961 | 0 | -448506.0961 | 0 | 696
| BGO022-164367964 | 95 | 2625276.831 | -1521717.1118 | 111591.3619 | -1410125.7499 | 0 | 1468
| BGO022-164368050 | 109 | 3012159.7324 | -1745970.1598 | 70305.3475 | -1675664.8123 | 0 | 1593
| BGO022-197683907 | 84 | 2321297.4085 | -1345518.2883 | 0 | -1345518.2883 | 0 | 1433
| BGO023-143335276 | 131 | 3620118.5775 | -2098367.8068 | 145402.0954 | -1952965.7113 | 0 | 1696
| BGO023-143335516 | 58 | 1602800.5915 | -929048.3419 | 7476.4015 | -921571.9404 | 0 | 1142
| BGO023-154908179 | 58 | 1602800.5915 | -929048.3419 | 4223.5443 | -924824.7976 | 0 | 1146
| BGO023-154971813 | 25 | 690862.3239 | -400451.8715 | 1529.175 | -398922.6966 | 0 | 625
| BGO023-154971917 | 15 | 414517.3944 | -240271.1229 | 1976.7615 | -238294.3614 | 0 | 427
| BGO023-154972040 | 15 | 414517.3944 | -240271.1229 | 1687.2343 | -238583.8886 | 0 | 429
| BGO023-155521549 | 27 | 746131.3099 | -432488.0212 | 10798.5237 | -421689.4976 | 0 | 662
| BGO023-159428721 | 231 | 6383567.8732 | -3700175.2928 | 7202934.1472 | 3502758.8544 | 1 | 9
| BGO023-159428755 | 191 | 5278188.1549 | -3059452.2984 | 1369667.6863 | -1689784.6121 | 0 | 1600
| BGO023-197650699 | 134 | 3703022.0563 | -2146422.0313 | 5149948.0729 | 3003526.0415 | 1 | 10
| BGO023-24604124 | 54 | 1492262.6197 | -864976.0425 | 1394870.4472 | 529894.4047 | 1 | 37
| BGO023-24614382 | 83 | 2293662.9155 | -1329500.2134 | 435551.0014 | -893949.212 | 0 | 1124
| BGO023-76446934 | 65 | 1796242.0423 | -1041174.8659 | 13571.0795 | -1027603.7865 | 0 | 1225
| BGO023-76447847 | 83 | 2293662.9155 | -1329500.2134 | 10285.3832 | -1319214.8303 | 0 | 1422
| BGO023-76448158 | 38 | 1050110.7324 | -608686.8447 | 11487.3539 | -597199.4909 | 0 | 867
| BGO023-76448224 | 68 | 1879145.5211 | -1089229.0905 | 18361.7749 | -1070867.3156 | 0 | 1267
| BGO023-95132601 | 51 | 1409359.1408 | -816921.8179 | 6685.0551 | -810236.7628 | 0 | 1074
| BGO023-95621561 | 11 | 303979.4225 | -176198.8235 | 322.733 | -175876.0905 | 0 | 337
| BLT016-15429893 | 181 | 5001843.2254 | -2899271.5498 | 0 | -2899271.5498 | 0 | 1897
| BLT017-15429856 | 291 | 8041637.4507 | -4661259.7845 | 0 | -4661259.7845 | 0 | 2086
| BLT019-15429808 | 146 | 4034635.9718 | -2338638.9297 | 0 | -2338638.9297 | 0 | 1799
| BLT020-15429758 | 100 | 2763449.2958 | -1601807.4861 | 0 | -1601807.4861 | 0 | 1558
| BLT021-15429734 | 332 | 9174651.662 | -5318000.8538 | 0 | -5318000.8538 | 0 | 2116
| BLT022-15429547 | 139 | 3841194.5211 | -2226512.4056 | 0 | -2226512.4056 | 0 | 1773
| BLT022-164443534 | 114 | 3150332.1972 | -1826060.5341 | 0 | -1826060.5341 | 0 | 1649
| BLT030-15429658 | 245 | 6770450.7746 | -3924428.3409 | 0 | -3924428.3409 | 0 | 2017
| BLT031-15429682 | 36 | 994841.7465 | -576650.695 | 0 | -576650.695 | 0 | 852
| BMH003-137632826 | 70 | 1934414.507 | -1121265.2403 | 7080.3867 | -1114184.8535 | 0 | 1295
| BMH003-137632841 | 48 | 1326455.662 | -768867.5933 | 1832.7176 | -767034.8757 | 0 | 1019
| BMH003-137632864 | 62 | 1713338.5634 | -993120.6414 | 941.6001 | -992179.0413 | 0 | 1208
| BMH003-137632887 | 31 | 856669.2817 | -496560.3207 | 684.2585 | -495876.0621 | 0 | 740
| BMH003-140036206 | 247 | 6825719.7606 | -3956464.4906 | 646442.8768 | -3310021.6138 | 0 | 1948
| BMH003-15408256 | 98 | 2708180.3099 | -1569771.3364 | 32996.9374 | -1536774.3989 | 0 | 1532
| BMH003-155324907 | 380 | 10501107.3239 | -6086868.4471 | 32749.9054 | -6054118.5417 | 0 | 2154
| BMH003-24599924 | 37 | 1022476.2394 | -592668.7698 | 224.0134 | -592444.7564 | 0 | 860
| BMH003-24599938 | 141 | 3896463.507 | -2258548.5554 | 584351.26 | -1674197.2953 | 0 | 1592
| BMH003-54311761 | 269 | 7433678.6056 | -4308862.1375 | 38930.3316 | -4269931.806 | 0 | 2053
| BMH003-84023922 | 61 | 1685704.0704 | -977102.5665 | 233.6648 | -976868.9017 | 0 | 1191
| BMH003-84426167 | 68 | 1879145.5211 | -1089229.0905 | 1823.5693 | -1087405.5212 | 0 | 1280
| BMH004-15408343 | 0 | 0 | 0 | 0 | 0 | 0 | 49
| BMH004-15408369 | 234 | 6466471.3521 | -3748229.5174 | 2584609.8194 | -1163619.698 | 0 | 1326
| BMH005-15408219 | 319 | 8815403.2535 | -5109765.8806 | 2411525.738 | -2698240.1426 | 0 | 1869
| BMH005-15408230 | 16 | 442151.8873 | -256289.1978 | 14977.995 | -241311.2028 | 0 | 448
| BMH005-65434147 | 152 | 4200442.9296 | -2434747.3788 | 319437.2431 | -2115310.1357 | 0 | 1747
| BMH006-15408306 | 163 | 4504422.3521 | -2610946.2023 | 696077.1741 | -1914869.0282 | 0 | 1681
| BMH006-201878277 | 281 | 7765292.5211 | -4501079.0359 | 167806.8236 | -4333272.2123 | 0 | 2060
| BMH006-24602242 | 1 | 27634.493 | -16018.0749 | 226.1023 | -15791.9726 | 0 | 142
| BMH006-74239819 | 31 | 856669.2817 | -496560.3207 | 1360.1179 | -495200.2028 | 0 | 736
| BMH006-84024816 | 40 | 1105379.7183 | -640722.9944 | 1557.3671 | -639165.6273 | 0 | 897
| BMH006-85029171 | 35 | 967207.2535 | -560632.6201 | 3246.1203 | -557386.4998 | 0 | 822
| BMH006-85031037 | 52 | 1436993.6338 | -832939.8928 | 1318.9372 | -831620.9556 | 0 | 1082
| CDN001-144336613 | 20 | 552689.8592 | -320361.4972 | 293.1517 | -320068.3455 | 0 | 531
| CDN001-147732702 | 28 | 773765.8028 | -448506.0961 | 186.4294 | -448319.6667 | 0 | 691
| CDN001-147732747 | 31 | 856669.2817 | -496560.3207 | 389.2866 | -496171.0341 | 0 | 745
| CDN001-15400083 | 618 | 17078116.6479 | -9899170.264 | 445443.0769 | -9453727.187 | 0 | 2216
| CDN001-15400094 | 0 | 0 | 0 | 0 | 0 | 0 | 49
| CDN001-154719434 | 22 | 607958.8451 | -352397.6469 | 178.223 | -352219.4239 | 0 | 581
| CDN001-156321963 | 316 | 8732499.7746 | -5061711.656 | 89919.3562 | -4971792.2998 | 0 | 2105
| CDN001-158379454 | 32 | 884303.7746 | -512578.3955 | 1262.0029 | -511316.3926 | 0 | 763
| CDN001-160252941 | 45 | 1243552.1831 | -720813.3687 | 60.1029 | -720753.2659 | 0 | 977
| CDN001-162435420 | 23 | 635593.338 | -368415.7218 | 32.4474 | -368383.2744 | 0 | 597
| CDN001-162435922 | 13 | 359248.4085 | -208234.9732 | 304.9052 | -207930.068 | 0 | 386
| CDN001-164044162 | 1 | 27634.493 | -16018.0749 | 0 | -16018.0749 | 0 | 151
| CDN001-164044516 | 102 | 2818718.2817 | -1633843.6358 | 3477.6323 | -1630366.0035 | 0 | 1570
| CDN001-171348505 | 13 | 359248.4085 | -208234.9732 | 167.8709 | -208067.1023 | 0 | 387
| CDN001-177002783 | 16 | 442151.8873 | -256289.1978 | 699.9611 | -255589.2367 | 0 | 451
| CDN001-178141597 | 1 | 27634.493 | -16018.0749 | 0.27065 | -16017.8042 | 0 | 148
| CDN001-202076817 | 312 | 8621961.8028 | -4997639.3566 | 26890.8822 | -4970748.4744 | 0 | 2104
| CDN002-15400020 | 920 | 25423733.5211 | -14736628.8719 | 149490.0573 | -14587138.8146 | 0 | 2239
| CDN002-15400044 | 0 | 0 | 0 | 0 | 0 | 0 | 49
| CDN002-162961049 | 26 | 718496.8169 | -416469.9464 | 171.7247 | -416298.2217 | 0 | 653
| CDN002-162961261 | 7 | 193441.4507 | -112126.524 | 7.7711 | -112118.7529 | 0 | 260
| CDN002-162961458 | 5 | 138172.4648 | -80090.3743 | 48.6592 | -80041.7151 | 0 | 217
| CDN002-163179235 | 29 | 801400.2958 | -464524.171 | 933.5745 | -463590.5965 | 0 | 705
| CDN002-163194789 | 8 | 221075.9437 | -128144.5989 | 0.90858 | -128143.6903 | 0 | 277
| CDN002-163309826 | 22 | 607958.8451 | -352397.6469 | 951.7167 | -351445.9302 | 0 | 576
| CDN002-85030215 | 228 | 6300664.3944 | -3652121.0683 | 20931.873 | -3631189.1953 | 0 | 1996
| CDN003-15400133 | 202 | 5582167.5775 | -3235651.1219 | 27362.794 | -3208288.3278 | 0 | 1935
| CDN004-139244393 | 68 | 1879145.5211 | -1089229.0905 | 43.3348 | -1089185.7557 | 0 | 1283
| CDN004-139244670 | 185 | 5112381.1972 | -2963343.8492 | 2102.344 | -2961241.5052 | 0 | 1903
| CDN004-139351301 | 30 | 829034.7887 | -480542.2458 | 66.2135 | -480476.0323 | 0 | 729
| CDN004-142953493 | 29 | 801400.2958 | -464524.171 | 195.9821 | -464328.1888 | 0 | 711
| CDN004-15399970 | 220 | 6079588.4507 | -3523976.4694 | 41592.4979 | -3482383.9714 | 0 | 1971
| CDN004-159428859 | 50 | 1381724.6479 | -800903.743 | 37.3339 | -800866.4092 | 0 | 1070
| CDN004-159428956 | 65 | 1796242.0423 | -1041174.8659 | 142.3945 | -1041032.4714 | 0 | 1243
| CDN004-159429052 | 27 | 746131.3099 | -432488.0212 | 11.5615 | -432476.4597 | 0 | 675
| CDN004-162436765 | 93 | 2570007.8451 | -1489680.9621 | 84.1648 | -1489596.7972 | 0 | 1503
| CDN004-202037935 | 218 | 6024319.4648 | -3491940.3196 | 11165.0983 | -3480775.2213 | 0 | 1970
| CDN004-202768387 | 608 | 16801771.7183 | -9738989.5153 | 35267.1019 | -9703722.4135 | 0 | 2219
| CDN006-143338433 | 65 | 1796242.0423 | -1041174.8659 | 561.172 | -1040613.694 | 0 | 1240
| CDN006-143338709 | 118 | 3260870.169 | -1890132.8336 | 118.1345 | -1890014.699 | 0 | 1671
| CDN006-143338924 | 47 | 1298821.169 | -752849.5185 | 8.3624 | -752841.156 | 0 | 1008
| CDN006-143339149 | 16 | 442151.8873 | -256289.1978 | 133.6067 | -256155.5911 | 0 | 453
| CDN006-15399920 | 304 | 8400885.8592 | -4869494.7577 | 50351.2302 | -4819143.5274 | 0 | 2097
| CDN006-158379713 | 120 | 3316139.1549 | -1922168.9833 | 462.8377 | -1921706.1456 | 0 | 1683
| CDN006-158379840 | 43 | 1188283.1972 | -688777.219 | 126.6663 | -688650.5527 | 0 | 948
| CDN006-160451043 | 78 | 2155490.4507 | -1249409.8391 | 416.9443 | -1248992.8948 | 0 | 1387
| CDN006-162450281 | 21 | 580324.3521 | -336379.5721 | 0.60182 | -336378.9703 | 0 | 566
| CDN006-162451240 | 22 | 607958.8451 | -352397.6469 | 18.5703 | -352379.0767 | 0 | 586
| CDN006-162572514 | 25 | 690862.3239 | -400451.8715 | 2.0373 | -400449.8342 | 0 | 637
| CDN006-162572817 | 7 | 193441.4507 | -112126.524 | 1.6868 | -112124.8372 | 0 | 263
| CDN006-162588679 | 20 | 552689.8592 | -320361.4972 | 101.4969 | -320260.0004 | 0 | 535
| CDN006-162675220 | 27 | 746131.3099 | -432488.0212 | 0.45622 | -432487.565 | 0 | 678
| CDN006-162675596 | 11 | 303979.4225 | -176198.8235 | 0.13578 | -176198.6877 | 0 | 350
| CDN006-183157401 | 11 | 303979.4225 | -176198.8235 | 4.7959 | -176194.0276 | 0 | 347
| CDN006-202038054 | 709 | 19592855.507 | -11356815.0763 | 35162.4428 | -11321652.6335 | 0 | 2229
| CDN006-202248649 | 316 | 8732499.7746 | -5061711.656 | 41093.8505 | -5020617.8055 | 0 | 2106
| CHA003-15429144 | 142 | 3924098 | -2274566.6302 | 147967.5497 | -2126599.0805 | 0 | 1750
| CHA003-155052833 | 9 | 248710.4366 | -144162.6737 | 11.8946 | -144150.7791 | 0 | 294
| CHA003-155052965 | 5 | 138172.4648 | -80090.3743 | 36.398 | -80053.9763 | 0 | 220
| CHA003-24606706 | 115 | 3177966.6901 | -1842078.609 | 102693.3332 | -1739385.2758 | 0 | 1619
| CHA005-15429107 | 164 | 4532056.8451 | -2626964.2772 | 338245.4606 | -2288718.8166 | 0 | 1788
| CHA005-155053189 | 7 | 193441.4507 | -112126.524 | 20.0274 | -112106.4967 | 0 | 258
| CHA005-24606076 | 200 | 5526898.5915 | -3203614.9722 | 1570277.6339 | -1633337.3383 | 0 | 1573
| CHA005-24606160 | 56 | 1547531.6056 | -897012.1922 | 46770.3206 | -850241.8716 | 0 | 1095
| CHA005-53118475 | 35 | 967207.2535 | -560632.6201 | 37423.0527 | -523209.5675 | 0 | 780
| CHA005-56709738 | 111 | 3067428.7183 | -1778006.3095 | 9030.9006 | -1768975.409 | 0 | 1630
| CHA005-56710238 | 202 | 5582167.5775 | -3235651.1219 | 993839.6173 | -2241811.5046 | 0 | 1776
| CHA006-120251163 | 114 | 3150332.1972 | -1826060.5341 | 6270.6944 | -1819789.8397 | 0 | 1646
| CHA006-130745345 | 29 | 801400.2958 | -464524.171 | 30.9124 | -464493.2586 | 0 | 714
| CHA006-138134893 | 15 | 414517.3944 | -240271.1229 | 12.0049 | -240259.118 | 0 | 437
| CHA006-15429283 | 274 | 7571851.0704 | -4388952.5118 | 498337.1961 | -3890615.3157 | 0 | 2012
| CHA006-155505830 | 129 | 3564849.5915 | -2066331.657 | 461.1708 | -2065870.4862 | 0 | 1731
| CHA006-155506079 | 82 | 2266028.4225 | -1313482.1386 | 5469.4855 | -1308012.6531 | 0 | 1413
| CHA006-155506186 | 102 | 2818718.2817 | -1633843.6358 | 544.4797 | -1633299.1561 | 0 | 1572
| CHA006-155506347 | 42 | 1160648.7042 | -672759.1442 | 661.377 | -672097.7671 | 0 | 928
| CHA006-155506472 | 23 | 635593.338 | -368415.7218 | 1066.5219 | -367349.1999 | 0 | 593
| CHA006-155506614 | 48 | 1326455.662 | -768867.5933 | 9.2716 | -768858.3217 | 0 | 1033
| CHA006-155618024 | 25 | 690862.3239 | -400451.8715 | 26.0099 | -400425.8616 | 0 | 634
| CHA006-155618140 | 28 | 773765.8028 | -448506.0961 | 6057.3766 | -442448.7195 | 0 | 681
| CHA006-155618314 | 209 | 5775609.0282 | -3347777.6459 | 1118.5398 | -3346659.1061 | 0 | 1953
| CHA006-155621164 | 17 | 469786.3803 | -272307.2726 | 2492.2967 | -269814.976 | 0 | 472
| CHA006-155668372 | 34 | 939572.7606 | -544614.5453 | 154.8012 | -544459.744 | 0 | 806
| CHA006-155668704 | 32 | 884303.7746 | -512578.3955 | 178.3953 | -512400.0003 | 0 | 770
| CHA006-155668831 | 85 | 2348931.9014 | -1361536.3632 | 988.5923 | -1360547.7709 | 0 | 1438
| CHA006-155727138 | 26 | 718496.8169 | -416469.9464 | 114.4507 | -416355.4956 | 0 | 657
| CHA006-155747849 | 151 | 4172808.4366 | -2418729.304 | 6447.7457 | -2412281.5583 | 0 | 1823
| CHA006-156354256 | 25 | 690862.3239 | -400451.8715 | 224.5663 | -400227.3052 | 0 | 627
| CHA006-164004018 | 12 | 331613.9155 | -192216.8983 | 1078.4749 | -191138.4235 | 0 | 360
| CHA006-164004212 | 12 | 331613.9155 | -192216.8983 | 92.9283 | -192123.97 | 0 | 364
| CHA006-164004465 | 10 | 276344.9296 | -160180.7486 | 33.7373 | -160147.0113 | 0 | 313
| CHA006-164281123 | 9 | 248710.4366 | -144162.6737 | 0 | -144162.6737 | 0 | 300
| CHA006-181783097 | 8 | 221075.9437 | -128144.5989 | 0 | -128144.5989 | 0 | 280
| CHA006-185820630 | 198 | 5471629.6056 | -3171578.8224 | 165256.643 | -3006322.1795 | 0 | 1911
| CHA006-202038162 | 339 | 9368093.1127 | -5430127.3778 | 102740.4446 | -5327386.9332 | 0 | 2118
| CHA006-24606426 | 180 | 4974208.7324 | -2883253.4749 | 235810.1395 | -2647443.3354 | 0 | 1861
| CHA006-56709766 | 112 | 3095063.2113 | -1794024.3844 | 1336.8542 | -1792687.5302 | 0 | 1641
| CHA006-95436119 | 161 | 4449153.3662 | -2578910.0526 | 213454.2967 | -2365455.7559 | 0 | 1811
| CHA007-162618256 | 0 | 0 | 0 | 0 | 0 | 0 | 49
| CHA008-162618131 | 0 | 0 | 0 | 0 | 0 | 0 | 49
| CHM011-15436218 | 6 | 165806.9577 | -96108.4492 | 0.13781 | -96108.3114 | 0 | 238
| CHM011-159371854 | 31 | 856669.2817 | -496560.3207 | 621.0758 | -495939.2449 | 0 | 741
| CHM011-159371937 | 84 | 2321297.4085 | -1345518.2883 | 85.8339 | -1345432.4544 | 0 | 1432
| CHM011-159372020 | 97 | 2680545.8169 | -1553753.2615 | 1911.9016 | -1551841.3599 | 0 | 1538
| CHM011-159372116 | 38 | 1050110.7324 | -608686.8447 | 202.9193 | -608483.9254 | 0 | 878
| CHM011-159372219 | 117 | 3233235.6761 | -1874114.7587 | 1542.1316 | -1872572.6272 | 0 | 1667
| CHM011-159372384 | 67 | 1851511.0282 | -1073211.0157 | 219.434 | -1072991.5817 | 0 | 1271
| CHM011-159372472 | 25 | 690862.3239 | -400451.8715 | 67.6546 | -400384.2169 | 0 | 629
| CHM011-159372576 | 30 | 829034.7887 | -480542.2458 | 523.9327 | -480018.3131 | 0 | 727
| CHM011-159372815 | 30 | 829034.7887 | -480542.2458 | 5.7996 | -480536.4462 | 0 | 730
| CHM011-159372981 | 22 | 607958.8451 | -352397.6469 | 294.3262 | -352103.3208 | 0 | 579
| CHM011-159373200 | 78 | 2155490.4507 | -1249409.8391 | 1317.3684 | -1248092.4708 | 0 | 1383
| CHM011-159373315 | 27 | 746131.3099 | -432488.0212 | 72.1236 | -432415.8977 | 0 | 673
| CHM011-159373411 | 33 | 911938.2676 | -528596.4704 | 117.2749 | -528479.1955 | 0 | 792
| CHM011-160317885 | 74 | 2044952.4789 | -1185337.5397 | 576.5861 | -1184760.9536 | 0 | 1346
| CHM011-160318163 | 12 | 331613.9155 | -192216.8983 | 2.1942 | -192214.7041 | 0 | 372
| CHM011-160318338 | 60 | 1658069.5775 | -961084.4916 | 47.9404 | -961036.5513 | 0 | 1180
| CHM011-160677964 | 65 | 1796242.0423 | -1041174.8659 | 814.3695 | -1040360.4965 | 0 | 1239
| CHM011-160678238 | 83 | 2293662.9155 | -1329500.2134 | 717.3022 | -1328782.9112 | 0 | 1426
| CHM011-160721783 | 32 | 884303.7746 | -512578.3955 | 4.0579 | -512574.3376 | 0 | 773
| CHM011-163177271 | 34 | 939572.7606 | -544614.5453 | 111.423 | -544503.1223 | 0 | 807
| CHM011-163198394 | 40 | 1105379.7183 | -640722.9944 | 323.6569 | -640399.3376 | 0 | 902
| CHM011-163198509 | 189 | 5222919.169 | -3027416.1487 | 5200.0891 | -3022216.0596 | 0 | 1913
| CHM011-163310655 | 42 | 1160648.7042 | -672759.1442 | 2453.2217 | -670305.9224 | 0 | 924
| CHM011-164238923 | 19 | 525055.3662 | -304343.4224 | 3.8199 | -304339.6024 | 0 | 520
| CHM011-164366730 | 19 | 525055.3662 | -304343.4224 | 145.7265 | -304197.6959 | 0 | 512
| CHM011-187119686 | 372 | 10280031.3803 | -5958723.8482 | 366783.8291 | -5591940.0191 | 0 | 2131
| CHM011-24600428 | 357 | 9865513.9859 | -5718452.7253 | 26946.0543 | -5691506.671 | 0 | 2136
| CHM011-24600540 | 754 | 20836407.6901 | -12077628.445 | 74042.5807 | -12003585.8643 | 0 | 2233
| CLC001-15400682 | 169 | 4670229.3099 | -2707054.6515 | 54447.1746 | -2652607.4769 | 0 | 1863
| CLC001-15400693 | 0 | 0 | 0 | 0 | 0 | 0 | 49
| CLC002-15400645 | 392 | 10832721.2394 | -6279085.3454 | 180131.8069 | -6098953.5385 | 0 | 2156
| CLC003-119149948 | 26 | 718496.8169 | -416469.9464 | 146.8978 | -416323.0485 | 0 | 655
| CLC003-123633044 | 23 | 635593.338 | -368415.7218 | 441.4314 | -367974.2904 | 0 | 596
| CLC003-130014430 | 11 | 303979.4225 | -176198.8235 | 4.7095 | -176194.114 | 0 | 348
| CLC003-130014725 | 19 | 525055.3662 | -304343.4224 | 36.8845 | -304306.5378 | 0 | 517
| CLC003-130014949 | 14 | 386882.9014 | -224253.0481 | 120.1935 | -224132.8545 | 0 | 414
| CLC003-130747301 | 18 | 497420.8732 | -288325.3475 | 187.1357 | -288138.2118 | 0 | 496
| CLC003-130748256 | 30 | 829034.7887 | -480542.2458 | 198.8209 | -480343.425 | 0 | 728
| CLC003-152030196 | 29 | 801400.2958 | -464524.171 | 776.5589 | -463747.6121 | 0 | 706
| CLC003-15400758 | 425 | 11744659.507 | -6807681.8158 | 1000380.4875 | -5807301.3283 | 0 | 2143
| CLC003-154876479 | 13 | 359248.4085 | -208234.9732 | 62.9224 | -208172.0508 | 0 | 388
| CLC003-154908324 | 95 | 2625276.831 | -1521717.1118 | 2247.9413 | -1519469.1705 | 0 | 1520
| CLC003-154908634 | 13 | 359248.4085 | -208234.9732 | 17.5029 | -208217.4703 | 0 | 389
| CLC003-154908755 | 10 | 276344.9296 | -160180.7486 | 7.4637 | -160173.2849 | 0 | 315
| CLC003-154908853 | 16 | 442151.8873 | -256289.1978 | 54.647 | -256234.5508 | 0 | 456
| CLC003-154908977 | 32 | 884303.7746 | -512578.3955 | 1392.0485 | -511186.3471 | 0 | 762
| CLC003-193886326 | 141 | 3896463.507 | -2258548.5554 | 12984.0728 | -2245564.4826 | 0 | 1777
| CLC003-198593463 | 79 | 2183124.9437 | -1265427.914 | 7477.2442 | -1257950.6698 | 0 | 1389
| CLC003-24597492 | 148 | 4089904.9577 | -2370675.0794 | 117614.1138 | -2253060.9656 | 0 | 1779
| CLC003-24597520 | 118 | 3260870.169 | -1890132.8336 | 27083.5284 | -1863049.3052 | 0 | 1661
| CLC003-24597576 | 141 | 3896463.507 | -2258548.5554 | 39394.2386 | -2219154.3167 | 0 | 1771
| CLC003-24607110 | 150 | 4145173.9437 | -2402711.2291 | 118196.4529 | -2284514.7763 | 0 | 1786
| CLC003-24607264 | 556 | 15364778.0845 | -8906049.6226 | 49856.2026 | -8856193.42 | 0 | 2210
| CLC003-24613704 | 138 | 3813560.0282 | -2210494.3308 | 7732.3227 | -2202762.0081 | 0 | 1764
| CLC003-78545961 | 3 | 82903.4789 | -48054.2246 | 0 | -48054.2246 | 0 | 194
| CLC003-80120806 | 10 | 276344.9296 | -160180.7486 | 285.224 | -159895.5246 | 0 | 310
| CLC003-80121007 | 12 | 331613.9155 | -192216.8983 | 10.1406 | -192206.7577 | 0 | 369
| CLC003-80919181 | 70 | 1934414.507 | -1121265.2403 | 8939.915 | -1112325.3253 | 0 | 1293
| CLC004-15400582 | 528 | 14591012.2817 | -8457543.5265 | 776695.13 | -7680848.3965 | 0 | 2195
| CLC004-176886107 | 21 | 580324.3521 | -336379.5721 | 49.0518 | -336330.5203 | 0 | 558
| CLC004-201015049 | 368 | 10169493.4085 | -5894651.5488 | 59935.0756 | -5834716.4732 | 0 | 2144
| CLC004-24597506 | 654 | 18072958.3944 | -10475820.9589 | 175405.925 | -10300415.0339 | 0 | 2223
| CLC006-142438034 | 76 | 2100221.4648 | -1217373.6894 | 276.5943 | -1217097.0951 | 0 | 1363
| CLC006-142438492 | 21 | 580324.3521 | -336379.5721 | 2907.0339 | -333472.5382 | 0 | 547
| CLC006-144337956 | 80 | 2210759.4366 | -1281445.9889 | 6415.5125 | -1275030.4763 | 0 | 1402
| CLC006-144337978 | 42 | 1160648.7042 | -672759.1442 | 1656.1724 | -671102.9718 | 0 | 927
| CLC006-15400532 | 507 | 14010687.9296 | -8121163.9544 | 1070656.041 | -7050507.9134 | 0 | 2187
| CLC006-154827505 | 25 | 690862.3239 | -400451.8715 | 33.4348 | -400418.4367 | 0 | 630
| CLC006-154827674 | 21 | 580324.3521 | -336379.5721 | 2141.4636 | -334238.1085 | 0 | 550
| CLC006-154827847 | 14 | 386882.9014 | -224253.0481 | 468.4622 | -223784.5859 | 0 | 411
| CLC006-154828072 | 127 | 3509580.6056 | -2034295.5073 | 3495.5698 | -2030799.9375 | 0 | 1718
| CLC006-154828287 | 65 | 1796242.0423 | -1041174.8659 | 2720.7864 | -1038454.0795 | 0 | 1234
| CLC006-154828396 | 119 | 3288504.662 | -1906150.9084 | 9420.4842 | -1896730.4242 | 0 | 1675
| CLC006-154907356 | 24 | 663227.831 | -384433.7967 | 775.8808 | -383657.9158 | 0 | 609
| CLC006-156831394 | 640 | 17686075.493 | -10251567.9109 | 401466.2749 | -9850101.636 | 0 | 2220
| CLC006-44811375 | 504 | 13927784.4507 | -8073109.7298 | 140774.5798 | -7932335.15 | 0 | 2198
| CLC006-80819775 | 110 | 3039794.2254 | -1761988.2347 | 16980.8227 | -1745007.412 | 0 | 1622
| CLC006-80819849 | 105 | 2901621.7606 | -1681897.8604 | 3883.1416 | -1678014.7187 | 0 | 1595
| CLC013-120141536 | 54 | 1492262.6197 | -864976.0425 | 1859.4882 | -863116.5543 | 0 | 1099
| CLC013-155048935 | 17 | 469786.3803 | -272307.2726 | 27.4651 | -272279.8075 | 0 | 478
| CLC013-155049125 | 36 | 994841.7465 | -576650.695 | 3057.1341 | -573593.5609 | 0 | 841
| CLC013-155049446 | 31 | 856669.2817 | -496560.3207 | 960.819 | -495599.5017 | 0 | 738
| CLC013-155049582 | 25 | 690862.3239 | -400451.8715 | 340.4078 | -400111.4637 | 0 | 626
| CLC013-155079387 | 16 | 442151.8873 | -256289.1978 | 85.6988 | -256203.499 | 0 | 455
| CLC013-155079659 | 23 | 635593.338 | -368415.7218 | 850.4261 | -367565.2957 | 0 | 595
| CLC013-161744857 | 350 | 9672072.5352 | -5606326.2013 | 1008609.7176 | -4597716.4836 | 0 | 2082
| CLC013-24598538 | 68 | 1879145.5211 | -1089229.0905 | 2376.5192 | -1086852.5714 | 0 | 1279
| CLC013-24598566 | 64 | 1768607.5493 | -1025156.7911 | 5036.4198 | -1020120.3712 | 0 | 1219
| CLC013-24602770 | 220 | 6079588.4507 | -3523976.4694 | 159020.0901 | -3364956.3793 | 0 | 1954
| CLC013-24602784 | 227 | 6273029.9014 | -3636102.9934 | 179062.8009 | -3457040.1925 | 0 | 1967
| CLC013-40996443 | 233 | 6438836.8592 | -3732211.4426 | 403044.7076 | -3329166.7349 | 0 | 1951
| CLC013-77737876 | 21 | 580324.3521 | -336379.5721 | 49.6361 | -336329.936 | 0 | 557
| CLC013-77738225 | 12 | 331613.9155 | -192216.8983 | 3.9633 | -192212.935 | 0 | 370
| CLC014-119350337 | 56 | 1547531.6056 | -897012.1922 | 0 | -897012.1922 | 0 | 1129
| CLC014-161744928 | 84 | 2321297.4085 | -1345518.2883 | 1326439.2603 | -19079.028 | 0 | 172
| CME014-15423823 | 0 | 0 | 0 | 0 | 0 | 0 | 49
| CME014-15423849 | 204 | 5637436.5634 | -3267687.2716 | 8023948.4604 | 4756261.1888 | 1 | 4
| CME014-24612269 | 41 | 1133014.2113 | -656741.0693 | 0 | -656741.0693 | 0 | 920
| CME015-15423773 | 229 | 6328298.8873 | -3668139.1431 | 494115.0601 | -3174024.083 | 0 | 1930
| CME015-182988165 | 113 | 3122697.7042 | -1810042.4593 | 930139.9062 | -879902.5531 | 0 | 1114
| CME016-142932211 | 1 | 27634.493 | -16018.0749 | 0 | -16018.0749 | 0 | 151
| CME016-142932557 | 49 | 1354090.1549 | -784885.6682 | 2535.5497 | -782350.1185 | 0 | 1039
| CME016-142932825 | 88 | 2431835.3803 | -1409590.5877 | 1737.9183 | -1407852.6694 | 0 | 1463
| CME016-142933135 | 48 | 1326455.662 | -768867.5933 | 4274.7879 | -764592.8054 | 0 | 1014
| CME016-154143626 | 121 | 3343773.6479 | -1938187.0582 | 160276.1603 | -1777910.8979 | 0 | 1636
| CME016-15423749 | 294 | 8124540.9296 | -4709314.0091 | 6000653.5519 | 1291339.5428 | 1 | 27
| CME016-163066872 | 79 | 2183124.9437 | -1265427.914 | 64.2344 | -1265363.6796 | 0 | 1398
| CME016-171344649 | 0 | 0 | 0 | 0 | 0 | 0 | 49
| CME016-24605950 | 49 | 1354090.1549 | -784885.6682 | 2792.9459 | -782092.7222 | 0 | 1038
| CME016-68675557 | 28 | 773765.8028 | -448506.0961 | 38674.8176 | -409831.2785 | 0 | 643
| CME021-15423551 | 0 | 0 | 0 | 0 | 0 | 0 | 49
| CME021-15423564 | 76 | 2100221.4648 | -1217373.6894 | 438271.8974 | -779101.7921 | 0 | 1036
| CME021-184455628 | 55 | 1519897.1127 | -880994.1173 | 346030.7986 | -534963.3188 | 0 | 798
| CME022-15423527 | 41 | 1133014.2113 | -656741.0693 | 17329.7369 | -639411.3324 | 0 | 898
| CMN001-124828418 | 431 | 11910466.4648 | -6903790.265 | 658838.5589 | -6244951.7061 | 0 | 2164
| CMN001-132430534 | 123 | 3399042.6338 | -1970223.2079 | 260104.1017 | -1710119.1061 | 0 | 1607
| CMN001-15420462 | 238 | 6577009.3239 | -3812301.8169 | 1632016.7656 | -2180285.0513 | 0 | 1759
| CMN001-156820944 | 375 | 10362934.8592 | -6006778.0728 | 1483857.1866 | -4522920.8862 | 0 | 2078
| CMN001-163864096 | 7 | 193441.4507 | -112126.524 | 2601.3875 | -109525.1365 | 0 | 249
| CMN001-182014538 | 100 | 2763449.2958 | -1601807.4861 | 73921.5059 | -1527885.9802 | 0 | 1528
| CMN001-73767965 | 62 | 1713338.5634 | -993120.6414 | 1643.4549 | -991477.1865 | 0 | 1204
| CMN001-73948224 | 40 | 1105379.7183 | -640722.9944 | 2576.0729 | -638146.9216 | 0 | 896
| CMN001-73948442 | 11 | 303979.4225 | -176198.8235 | 205.2562 | -175993.5673 | 0 | 338
| CMN001-74644085 | 67 | 1851511.0282 | -1073211.0157 | 7510.9974 | -1065700.0183 | 0 | 1264
| CMN001-74644167 | 32 | 884303.7746 | -512578.3955 | 5297.1391 | -507281.2564 | 0 | 757
| CMN001-74644242 | 33 | 911938.2676 | -528596.4704 | 9532.5745 | -519063.8959 | 0 | 779
| CMN001-74644428 | 31 | 856669.2817 | -496560.3207 | 619.702 | -495940.6187 | 0 | 742
| CMN002-138133472 | 31 | 856669.2817 | -496560.3207 | 1619.9025 | -494940.4182 | 0 | 734
| CMN002-15420512 | 525 | 14508108.8028 | -8409489.3019 | 3124175.6542 | -5285313.6477 | 0 | 2115
| CMN002-15420523 | 1 | 27634.493 | -16018.0749 | 0 | -16018.0749 | 0 | 151
| CMN002-78928402 | 1 | 27634.493 | -16018.0749 | 2163.7231 | -13854.3517 | 0 | 140
| CMN002-78928472 | 44 | 1215917.6901 | -704795.2939 | 5723.1027 | -699072.1912 | 0 | 954
| CMN002-87920200 | 21 | 580324.3521 | -336379.5721 | 1726.2601 | -334653.312 | 0 | 551
| CMN003-123737154 | 330 | 9119382.6761 | -5285964.7041 | 1975342.1771 | -3310622.527 | 0 | 1949
| CMN003-15420636 | 0 | 0 | 0 | 0 | 0 | 0 | 49
| CMN003-15420649 | 166 | 4587325.831 | -2659000.4269 | 2566281.746 | -92718.6809 | 0 | 232
| CMN003-164373106 | 234 | 6466471.3521 | -3748229.5174 | 319352.5706 | -3428876.9468 | 0 | 1963
| CMN003-164373173 | 80 | 2210759.4366 | -1281445.9889 | 30109.1698 | -1251336.8191 | 0 | 1388
| CMN003-75645317 | 9 | 248710.4366 | -144162.6737 | 381.3398 | -143781.334 | 0 | 289
| CMN003-75645537 | 19 | 525055.3662 | -304343.4224 | 500.2988 | -303843.1235 | 0 | 509
| CMN003-76447191 | 12 | 331613.9155 | -192216.8983 | 3190.9516 | -189025.9467 | 0 | 358
| CMN003-76447226 | 35 | 967207.2535 | -560632.6201 | 730.3696 | -559902.2505 | 0 | 825
| CMN004-15420549 | 464 | 12822404.7324 | -7432386.7354 | 1986946.3497 | -5445440.3857 | 0 | 2124
| CMN004-24614626 | 293 | 8096906.4366 | -4693295.9342 | 275602.5789 | -4417693.3553 | 0 | 2069
| CMN004-74052344 | 0 | 0 | 0 | 0 | 0 | 0 | 49
| CMN004-76446391 | 48 | 1326455.662 | -768867.5933 | 2012.4251 | -766855.1682 | 0 | 1018
| CMN004-76547682 | 90 | 2487104.3662 | -1441626.7375 | 0 | -1441626.7375 | 0 | 1486
| CMN005-15420597 | 160 | 4421518.8732 | -2562891.9777 | 4259644.5312 | 1696752.5535 | 1 | 19
| COB011-15431802 | 0 | 0 | 0 | 0 | 0 | 0 | 49
| COB011-15431815 | 541 | 14950260.6901 | -8665778.4997 | 408693.0193 | -8257085.4803 | 0 | 2205
| COB011-162571445 | 5 | 138172.4648 | -80090.3743 | 4.3536 | -80086.0207 | 0 | 221
| COB011-162571831 | 3 | 82903.4789 | -48054.2246 | 0.10339 | -48054.1212 | 0 | 192
| COB011-162572039 | 7 | 193441.4507 | -112126.524 | 119.1652 | -112007.3588 | 0 | 254
| COB011-162572240 | 20 | 552689.8592 | -320361.4972 | 100.5317 | -320260.9655 | 0 | 536
| COB011-162572975 | 11 | 303979.4225 | -176198.8235 | 1.5395 | -176197.2839 | 0 | 349
| COB011-162661437 | 11 | 303979.4225 | -176198.8235 | 75.7707 | -176123.0527 | 0 | 344
| COB011-162661589 | 49 | 1354090.1549 | -784885.6682 | 2479.4048 | -782406.2633 | 0 | 1040
| COB011-162661811 | 25 | 690862.3239 | -400451.8715 | 9.9971 | -400441.8744 | 0 | 635
| COB011-162798633 | 17 | 469786.3803 | -272307.2726 | 384.1838 | -271923.0888 | 0 | 474
| COB011-163103340 | 15 | 414517.3944 | -240271.1229 | 695.0208 | -239576.1021 | 0 | 431
| COB011-164044294 | 1 | 27634.493 | -16018.0749 | 0 | -16018.0749 | 0 | 151
| COB011-201141604 | 77 | 2127855.9577 | -1233391.7643 | 29394.7761 | -1203996.9882 | 0 | 1354
| COB011-202349052 | 341 | 9423362.0986 | -5462163.5275 | 98958.2018 | -5363205.3257 | 0 | 2120
| COB012-15431852 | 87 | 2404200.8873 | -1393572.5129 | 11998.8457 | -1381573.6672 | 0 | 1450
| COB021-15436290 | 169 | 4670229.3099 | -2707054.6515 | 111531.3585 | -2595523.293 | 0 | 1856
| COB021-24613718 | 6 | 165806.9577 | -96108.4492 | 0 | -96108.4492 | 0 | 240
| COB022-160576265 | 16 | 442151.8873 | -256289.1978 | 0 | -256289.1978 | 0 | 465
| CRO013-15404871 | 0 | 0 | 0 | 0 | 0 | 0 | 49
| CRO013-15404884 | 226 | 6245395.4085 | -3620084.9185 | 0 | -3620084.9185 | 0 | 1993
| CRO014-15404821 | 30 | 829034.7887 | -480542.2458 | 0 | -480542.2458 | 0 | 731
| CRO021-153844129 | 63 | 1740973.0563 | -1009138.7162 | 0 | -1009138.7162 | 0 | 1215
| CRO021-15404447 | 134 | 3703022.0563 | -2146422.0313 | 39908.4308 | -2106513.6005 | 0 | 1743
| CRO022-15404471 | 127 | 3509580.6056 | -2034295.5073 | 0 | -2034295.5073 | 0 | 1720
| CRO022-24612421 | 91 | 2514738.8592 | -1457644.8123 | 0 | -1457644.8123 | 0 | 1490
| CRO023-15404521 | 98 | 2708180.3099 | -1569771.3364 | 251.7352 | -1569519.6012 | 0 | 1548
| CRO031-15404634 | 0 | 0 | 0 | 0 | 0 | 0 | 49
| CRO031-15404660 | 23 | 635593.338 | -368415.7218 | 0 | -368415.7218 | 0 | 601
| CRO032-15404697 | 40 | 1105379.7183 | -640722.9944 | 0 | -640722.9944 | 0 | 906
| CRO033-15404721 | 62 | 1713338.5634 | -993120.6414 | 190453.1988 | -802667.4426 | 0 | 1073
| CRO034-15404810 | 195 | 5388726.1268 | -3123524.5978 | 0 | -3123524.5978 | 0 | 1925
| CTN001-129145544 | 454 | 12546059.8028 | -7272205.9868 | 289972.0561 | -6982233.9307 | 0 | 2185
| CTN001-15418475 | 57 | 1575166.0986 | -913030.2671 | 232203.4158 | -680826.8512 | 0 | 936
| CTN001-155143379 | 72 | 1989683.493 | -1153301.39 | 5270.3464 | -1148031.0436 | 0 | 1313
| CTN001-155143591 | 119 | 3288504.662 | -1906150.9084 | 10058.2839 | -1896092.6245 | 0 | 1674
| CTN001-155143776 | 74 | 2044952.4789 | -1185337.5397 | 9266.5092 | -1176071.0305 | 0 | 1334
| CTN001-155143905 | 4 | 110537.9718 | -64072.2994 | 36.4567 | -64035.8427 | 0 | 205
| CTN001-155145203 | 11 | 303979.4225 | -176198.8235 | 445.9374 | -175752.886 | 0 | 336
| CTN001-155179699 | 26 | 718496.8169 | -416469.9464 | 443.3306 | -416026.6158 | 0 | 651
| CTN001-155179789 | 31 | 856669.2817 | -496560.3207 | 914.2612 | -495646.0595 | 0 | 739
| CTN001-155190934 | 18 | 497420.8732 | -288325.3475 | 85.4534 | -288239.8941 | 0 | 497
| CTN001-155191080 | 4 | 110537.9718 | -64072.2994 | 0.51322 | -64071.7862 | 0 | 206
| CTN001-155191213 | 17 | 469786.3803 | -272307.2726 | 597.6592 | -271709.6134 | 0 | 473
| CTN001-155191322 | 102 | 2818718.2817 | -1633843.6358 | 15319.7028 | -1618523.933 | 0 | 1567
| CTN001-155250725 | 29 | 801400.2958 | -464524.171 | 1.8434 | -464522.3276 | 0 | 716
| CTN001-155250997 | 374 | 10335300.3662 | -5990759.9979 | 22053.5342 | -5968706.4637 | 0 | 2151
| CTN001-155668176 | 32 | 884303.7746 | -512578.3955 | 3687.902 | -508890.4935 | 0 | 759
| CTN001-155668272 | 40 | 1105379.7183 | -640722.9944 | 953.8747 | -639769.1197 | 0 | 899
| CTN001-155821745 | 66 | 1823876.5352 | -1057192.9408 | 5400.3167 | -1051792.6241 | 0 | 1251
| CTN001-155821947 | 45 | 1243552.1831 | -720813.3687 | 1234.2613 | -719579.1074 | 0 | 969
| CTN001-155822474 | 31 | 856669.2817 | -496560.3207 | 1265.2796 | -495295.0411 | 0 | 737
| CTN001-155822565 | 64 | 1768607.5493 | -1025156.7911 | 5054.7182 | -1020102.0729 | 0 | 1218
| CTN001-156780450 | 79 | 2183124.9437 | -1265427.914 | 4933.022 | -1260494.892 | 0 | 1391
| CTN001-158006395 | 1 | 27634.493 | -16018.0749 | 0.041113 | -16018.0337 | 0 | 150
| CTN001-161785823 | 97 | 2680545.8169 | -1553753.2615 | 8096.0629 | -1545657.1986 | 0 | 1537
| CTN001-163126863 | 53 | 1464628.1268 | -848957.9676 | 535.0964 | -848422.8712 | 0 | 1093
| CTN001-163266702 | 13 | 359248.4085 | -208234.9732 | 497.3495 | -207737.6237 | 0 | 383
| CTN001-24604306 | 353 | 9754976.0141 | -5654380.4259 | 835447.4138 | -4818933.0121 | 0 | 2096
| CTN001-24604862 | 87 | 2404200.8873 | -1393572.5129 | 27662.7692 | -1365909.7436 | 0 | 1440
| CTN001-24611782 | 45 | 1243552.1831 | -720813.3687 | 78537.7818 | -642275.587 | 0 | 909
| CTN001-24611950 | 155 | 4283346.4085 | -2482801.6034 | 36967.6319 | -2445833.9715 | 0 | 1832
| CTN002-15418512 | 243 | 6715181.7887 | -3892392.1912 | 1997622.2989 | -1894769.8923 | 0 | 1673
| CTN002-154876793 | 70 | 1934414.507 | -1121265.2403 | 5768.211 | -1115497.0292 | 0 | 1296
| CTN002-154876923 | 109 | 3012159.7324 | -1745970.1598 | 8957.1995 | -1737012.9603 | 0 | 1618
| CTN002-154877191 | 82 | 2266028.4225 | -1313482.1386 | 4648.3772 | -1308833.7614 | 0 | 1414
| CTN002-154877287 | 93 | 2570007.8451 | -1489680.9621 | 340.0331 | -1489340.9289 | 0 | 1502
| CTN002-154877444 | 67 | 1851511.0282 | -1073211.0157 | 23.0694 | -1073187.9462 | 0 | 1272
| CTN002-155259126 | 72 | 1989683.493 | -1153301.39 | 1846.3523 | -1151455.0377 | 0 | 1318
| CTN002-155504946 | 9 | 248710.4366 | -144162.6737 | 0 | -144162.6737 | 0 | 300
| CTN002-155616870 | 13 | 359248.4085 | -208234.9732 | 368.3572 | -207866.616 | 0 | 385
| CTN002-155622465 | 47 | 1298821.169 | -752849.5185 | 209.0207 | -752640.4978 | 0 | 1007
| CTN002-155683683 | 50 | 1381724.6479 | -800903.743 | 3253.3397 | -797650.4033 | 0 | 1056
| CTN002-155683893 | 24 | 663227.831 | -384433.7967 | 1634.1985 | -382799.5982 | 0 | 607
| CTN002-158379241 | 50 | 1381724.6479 | -800903.743 | 10737.826 | -790165.917 | 0 | 1053
| CTN002-182897070 | 10 | 276344.9296 | -160180.7486 | 0.19471 | -160180.5539 | 0 | 320
| CTN002-24605474 | 354 | 9782610.507 | -5670398.5007 | 284172.6648 | -5386225.8359 | 0 | 2121
| CTN003-15418451 | 169 | 4670229.3099 | -2707054.6515 | 413909.9426 | -2293144.7089 | 0 | 1793
| CTN003-155024326 | 26 | 718496.8169 | -416469.9464 | 504.0746 | -415965.8718 | 0 | 650
| CTN003-155024531 | 50 | 1381724.6479 | -800903.743 | 780.6881 | -800123.055 | 0 | 1060
| CTN003-155024643 | 14 | 386882.9014 | -224253.0481 | 0 | -224253.0481 | 0 | 420
| CTN003-155024758 | 70 | 1934414.507 | -1121265.2403 | 2150.5307 | -1119114.7095 | 0 | 1299
| CTN003-155024899 | 60 | 1658069.5775 | -961084.4916 | 2264.4405 | -958820.0512 | 0 | 1177
| CTN003-155024988 | 49 | 1354090.1549 | -784885.6682 | 675.8946 | -784209.7735 | 0 | 1045
| CTN003-155025108 | 27 | 746131.3099 | -432488.0212 | 217.0861 | -432270.9352 | 0 | 672
| CTN003-155025214 | 18 | 497420.8732 | -288325.3475 | 446.098 | -287879.2495 | 0 | 492
| CTN003-155025401 | 77 | 2127855.9577 | -1233391.7643 | 3212.6915 | -1230179.0728 | 0 | 1367
| CTN003-155052230 | 40 | 1105379.7183 | -640722.9944 | 738.664 | -639984.3305 | 0 | 900
| CTN003-155063034 | 55 | 1519897.1127 | -880994.1173 | 1744.6824 | -879249.4349 | 0 | 1113
| CTN003-155063181 | 39 | 1077745.2254 | -624704.9196 | 101.3155 | -624603.6041 | 0 | 891
| CTN003-155063369 | 67 | 1851511.0282 | -1073211.0157 | 569.2156 | -1072641.8 | 0 | 1270
| CTN003-155063514 | 14 | 386882.9014 | -224253.0481 | 58.3118 | -224194.7363 | 0 | 415
| CTN003-155063645 | 11 | 303979.4225 | -176198.8235 | 102.1773 | -176096.6462 | 0 | 343
| CTN003-155063885 | 79 | 2183124.9437 | -1265427.914 | 5498.3893 | -1259929.5247 | 0 | 1390
| CTN003-155155512 | 94 | 2597642.338 | -1505699.0369 | 1463.9738 | -1504235.0631 | 0 | 1511
| CTN003-155155602 | 31 | 856669.2817 | -496560.3207 | 0.48947 | -496559.8312 | 0 | 750
| CTN003-155176630 | 58 | 1602800.5915 | -929048.3419 | 944.6152 | -928103.7267 | 0 | 1150
| CTN003-155177865 | 24 | 663227.831 | -384433.7967 | 65.2216 | -384368.575 | 0 | 616
| CTN003-155392598 | 36 | 994841.7465 | -576650.695 | 328.4927 | -576322.2023 | 0 | 845
| CTN003-155422079 | 107 | 2956890.7465 | -1713934.0101 | 2589.3507 | -1711344.6594 | 0 | 1608
| CTN003-158006357 | 93 | 2570007.8451 | -1489680.9621 | 22485.2479 | -1467195.7141 | 0 | 1493
| CTN003-182897268 | 9 | 248710.4366 | -144162.6737 | 0 | -144162.6737 | 0 | 300
| CTN003-24603160 | 273 | 7544216.5775 | -4372934.437 | 127800.3589 | -4245134.0781 | 0 | 2048
| CTN003-47810169 | 408 | 11274873.1268 | -6535374.5432 | 162220.476 | -6373154.0671 | 0 | 2170
| CTN003-88138723 | 98 | 2708180.3099 | -1569771.3364 | 1315.638 | -1568455.6984 | 0 | 1545
| CTN004-134372186 | 89 | 2459469.8732 | -1425608.6626 | 16421.5098 | -1409187.1529 | 0 | 1465
| CTN004-134372435 | 46 | 1271186.6761 | -736831.4436 | 10491.766 | -726339.6776 | 0 | 983
| CTN004-15418536 | 266 | 7350775.1268 | -4260807.913 | 7036183.8547 | 2775375.9417 | 1 | 11
| CTN004-15418547 | 0 | 0 | 0 | 0 | 0 | 0 | 49
| CTN004-155091767 | 20 | 552689.8592 | -320361.4972 | 3643.8819 | -316717.6154 | 0 | 529
| CTN004-155091935 | 50 | 1381724.6479 | -800903.743 | 5957.5247 | -794946.2183 | 0 | 1054
| CTN004-155092023 | 17 | 469786.3803 | -272307.2726 | 3667.9544 | -268639.3182 | 0 | 471
| CTN004-155092123 | 34 | 939572.7606 | -544614.5453 | 18021.2081 | -526593.3372 | 0 | 782
| CTN004-160370806 | 0 | 0 | 0 | 0 | 0 | 0 | 49
| CTN005-15418323 | 94 | 2597642.338 | -1505699.0369 | 119792.8237 | -1385906.2132 | 0 | 1453
| CTN006-100525030 | 45 | 1243552.1831 | -720813.3687 | 4557.4963 | -716255.8725 | 0 | 966
| CTN006-123737136 | 38 | 1050110.7324 | -608686.8447 | 7002.2262 | -601684.6185 | 0 | 869
| CTN006-138230928 | 78 | 2155490.4507 | -1249409.8391 | 3414.2898 | -1245995.5493 | 0 | 1380
| CTN006-15418599 | 17 | 469786.3803 | -272307.2726 | 52.523 | -272254.7497 | 0 | 477
| CTN006-154972740 | 59 | 1630435.0845 | -945066.4168 | 2075.6459 | -942990.7709 | 0 | 1164
| CTN006-154972844 | 9 | 248710.4366 | -144162.6737 | 0.45633 | -144162.2174 | 0 | 299
| CTN006-154972931 | 107 | 2956890.7465 | -1713934.0101 | 5455.7234 | -1708478.2867 | 0 | 1606
| CTN006-154973045 | 49 | 1354090.1549 | -784885.6682 | 1728.6865 | -783156.9817 | 0 | 1042
| CTN006-155015964 | 48 | 1326455.662 | -768867.5933 | 1001.5012 | -767866.0921 | 0 | 1022
| CTN006-155016184 | 23 | 635593.338 | -368415.7218 | 29.4251 | -368386.2967 | 0 | 598
| CTN006-155016351 | 37 | 1022476.2394 | -592668.7698 | 4.6121 | -592664.1578 | 0 | 862
| CTN006-155016482 | 73 | 2017317.9859 | -1169319.4648 | 9671.8782 | -1159647.5867 | 0 | 1325
| CTN006-155018538 | 39 | 1077745.2254 | -624704.9196 | 2157.9581 | -622546.9614 | 0 | 890
| CTN006-155018674 | 21 | 580324.3521 | -336379.5721 | 2410.2419 | -333969.3302 | 0 | 548
| CTN006-155018773 | 93 | 2570007.8451 | -1489680.9621 | 2839.1786 | -1486841.7835 | 0 | 1500
| CTN006-155018968 | 40 | 1105379.7183 | -640722.9944 | 5.476 | -640717.5184 | 0 | 905
| CTN006-155019123 | 65 | 1796242.0423 | -1041174.8659 | 2750.3941 | -1038424.4719 | 0 | 1233
| CTN006-155062010 | 62 | 1713338.5634 | -993120.6414 | 1989.5055 | -991131.1359 | 0 | 1203
| CTN006-155062651 | 135 | 3730656.5493 | -2162440.1062 | 6543.9008 | -2155896.2054 | 0 | 1755
| CTN006-155077957 | 84 | 2321297.4085 | -1345518.2883 | 3781.8812 | -1341736.4071 | 0 | 1429
| CTN006-155078265 | 36 | 994841.7465 | -576650.695 | 13.9625 | -576636.7325 | 0 | 849
| CTN006-155078364 | 68 | 1879145.5211 | -1089229.0905 | 2498.3173 | -1086730.7732 | 0 | 1278
| CTN006-155078558 | 74 | 2044952.4789 | -1185337.5397 | 3328.752 | -1182008.7876 | 0 | 1339
| CTN006-155078784 | 36 | 994841.7465 | -576650.695 | 18.5841 | -576632.1109 | 0 | 848
| CTN006-155078876 | 23 | 635593.338 | -368415.7218 | 1.8781 | -368413.8437 | 0 | 600
| CTN006-155392437 | 89 | 2459469.8732 | -1425608.6626 | 2035.9432 | -1423572.7194 | 0 | 1476
| CTN006-157466480 | 90 | 2487104.3662 | -1441626.7375 | 7647.337 | -1433979.4005 | 0 | 1481
| CTN006-157466735 | 172 | 4753132.7887 | -2755108.8761 | 10801.6073 | -2744307.2687 | 0 | 1875
| CTN006-157466858 | 238 | 6577009.3239 | -3812301.8169 | 362274.083 | -3450027.7338 | 0 | 1965
| CTN006-158006328 | 153 | 4228077.4225 | -2450765.4537 | 258528.8037 | -2192236.65 | 0 | 1762
| CTN006-163924253 | 44 | 1215917.6901 | -704795.2939 | 2348.5725 | -702446.7214 | 0 | 956
| CTN006-24603272 | 174 | 4808401.7746 | -2787145.0258 | 150741.912 | -2636403.1138 | 0 | 1858
| CTN006-24605098 | 85 | 2348931.9014 | -1361536.3632 | 18736.4059 | -1342799.9573 | 0 | 1430
| CTN006-24605334 | 148 | 4089904.9577 | -2370675.0794 | 324776.4037 | -2045898.6757 | 0 | 1724
| CTN006-88333121 | 15 | 414517.3944 | -240271.1229 | 463.4146 | -239807.7083 | 0 | 433
| DDL011-193014102 | 329 | 9091748.1831 | -5269946.6292 | 952007.904 | -4317938.7252 | 0 | 2058
| DDL011-24612671 | 111 | 3067428.7183 | -1778006.3095 | 28581.9996 | -1749424.3099 | 0 | 1626
| DDL012-193014212 | 314 | 8677230.7887 | -5029675.5063 | 403792.9065 | -4625882.5998 | 0 | 2085
| DDL012-24612381 | 217 | 5996684.9718 | -3475922.2448 | 22460.7532 | -3453461.4916 | 0 | 1966
| DDL012-24612395 | 140 | 3868829.0141 | -2242530.4805 | 33499.7045 | -2209030.776 | 0 | 1767
| DDL013-197602097 | 364 | 10058955.4366 | -5830579.2493 | 398391.0497 | -5432188.1996 | 0 | 2123
| DDL013-24612353 | 267 | 7378409.6197 | -4276825.9878 | 204773.5195 | -4072052.4683 | 0 | 2029
| DDL013-24612367 | 117 | 3233235.6761 | -1874114.7587 | 10533.5831 | -1863581.1756 | 0 | 1662
| DDL014-197602155 | 612 | 16912309.6901 | -9803061.8148 | 323637.6655 | -9479424.1493 | 0 | 2217
| DDL021-193014245 | 425 | 11744659.507 | -6807681.8158 | 526977.2713 | -6280704.5446 | 0 | 2166
| DDL021-24613592 | 255 | 7046795.7042 | -4084609.0895 | 337145.6175 | -3747463.472 | 0 | 2005
| DDL022-197602273 | 248 | 6853354.2535 | -3972482.5655 | 549865.3674 | -3422617.198 | 0 | 1959
| DDL022-24596878 | 172 | 4753132.7887 | -2755108.8761 | 32928.475 | -2722180.401 | 0 | 1872
| DDL023-197602323 | 437 | 12076273.4225 | -6999898.7142 | 803661.8644 | -6196236.8498 | 0 | 2162
| DDL023-24612657 | 31 | 856669.2817 | -496560.3207 | 42609.8688 | -453950.4519 | 0 | 700
| DDL023-72495872 | 110 | 3039794.2254 | -1761988.2347 | 59354.5201 | -1702633.7146 | 0 | 1604
| DDL024-203514186 | 494 | 13651439.5211 | -7912928.9812 | 1136852.0202 | -6776076.961 | 0 | 2179
| DDL024-73759432 | 102 | 2818718.2817 | -1633843.6358 | 59882.0784 | -1573961.5574 | 0 | 1552
| ECA001-15422792 | 0 | 0 | 0 | 0 | 0 | 0 | 49
| ECA001-15422805 | 0 | 0 | 0 | 0 | 0 | 0 | 49
| ECA001-15422818 | 10 | 276344.9296 | -160180.7486 | 0 | -160180.7486 | 0 | 321
| ECA001-24613400 | 54 | 1492262.6197 | -864976.0425 | 2659662.6291 | 1794686.5866 | 1 | 18
| ECA001-24613414 | 55 | 1519897.1127 | -880994.1173 | 94813.7535 | -786180.3638 | 0 | 1051
| ECA003-15422755 | 208 | 5747974.5352 | -3331759.571 | 4897645.599 | 1565886.028 | 1 | 22
| ECA005-15422679 | 42 | 1160648.7042 | -672759.1442 | 643793.9046 | -28965.2396 | 0 | 173
| ECA005-24596794 | 109 | 3012159.7324 | -1745970.1598 | 770.0506 | -1745200.1092 | 0 | 1623
| ECA005-88419875 | 224 | 6190126.4225 | -3588048.7688 | 699971.2788 | -2888077.49 | 0 | 1896
| ECA007-111138070 | 245 | 6770450.7746 | -3924428.3409 | 819683.5918 | -3104744.7491 | 0 | 1920
| ECA007-139030671 | 37 | 1022476.2394 | -592668.7698 | 554.1873 | -592114.5826 | 0 | 858
| ECA007-139030700 | 84 | 2321297.4085 | -1345518.2883 | 8454.5136 | -1337063.7747 | 0 | 1427
| ECA007-15422655 | 59 | 1630435.0845 | -945066.4168 | 820806.5058 | -124259.911 | 0 | 270
| ECA007-155422337 | 58 | 1602800.5915 | -929048.3419 | 5108.7168 | -923939.6252 | 0 | 1145
| ECA007-155422427 | 15 | 414517.3944 | -240271.1229 | 784.2117 | -239486.9112 | 0 | 430
| ECA007-155422573 | 72 | 1989683.493 | -1153301.39 | 4927.1632 | -1148374.2267 | 0 | 1314
| ECA007-175612541 | 0 | 0 | 0 | 0 | 0 | 0 | 49
| ECA007-24611056 | 35 | 967207.2535 | -560632.6201 | 294077.5783 | -266555.0418 | 0 | 469
| ECA010-15423016 | 186 | 5140015.6901 | -2979361.9241 | 5102732.0308 | 2123370.1067 | 1 | 16
| ECA012-15423053 | 138 | 3813560.0282 | -2210494.3308 | 1447347.6183 | -763146.7125 | 0 | 1012
| ECA012-160768254 | 28 | 773765.8028 | -448506.0961 | 2128.1391 | -446377.957 | 0 | 685
| ECA012-164487948 | 12 | 331613.9155 | -192216.8983 | 122.6793 | -192094.2191 | 0 | 363
| ECA012-202230762 | 509 | 14065956.9155 | -8153200.1041 | 278605.6806 | -7874594.4235 | 0 | 2196
| EHK021-15417698 | 64 | 1768607.5493 | -1025156.7911 | 1034596.0301 | 9439.239 | 1 | 48
| EHK022-15417761 | 95 | 2625276.831 | -1521717.1118 | 0 | -1521717.1118 | 0 | 1523
| EHK023-15417824 | 270 | 7461313.0986 | -4324880.2124 | 12026162.1857 | 7701281.9733 | 1 | 2
| EHK024-109924737 | 48 | 1326455.662 | -768867.5933 | 252.4745 | -768615.1189 | 0 | 1028
| EHK024-119636484 | 455 | 12573694.2958 | -7288224.0616 | 213444.2099 | -7074779.8517 | 0 | 2188
| EHK024-130742429 | 16 | 442151.8873 | -256289.1978 | 25097.1204 | -231192.0774 | 0 | 425
| EHK024-15417874 | 193 | 5333457.1408 | -3091488.4481 | 4265328.2165 | 1173839.7684 | 1 | 29
| EHK024-155053117 | 54 | 1492262.6197 | -864976.0425 | 2232.1059 | -862743.9366 | 0 | 1098
| EHK024-155155262 | 20 | 552689.8592 | -320361.4972 | 251.4007 | -320110.0965 | 0 | 533
| EHK024-155423299 | 55 | 1519897.1127 | -880994.1173 | 2804.8393 | -878189.278 | 0 | 1111
| EHK024-155616704 | 29 | 801400.2958 | -464524.171 | 317.2283 | -464206.9427 | 0 | 709
| EHK024-155621039 | 52 | 1436993.6338 | -832939.8928 | 6954.1082 | -825985.7845 | 0 | 1081
| EHK024-161138740 | 246 | 6798085.2676 | -3940446.4157 | 749777.1196 | -3190669.2961 | 0 | 1933
| EHK024-162768321 | 5 | 138172.4648 | -80090.3743 | 0 | -80090.3743 | 0 | 222
| EHK024-162802004 | 8 | 221075.9437 | -128144.5989 | 9.2355 | -128135.3633 | 0 | 276
| EHK024-162802163 | 0 | 0 | 0 | 0 | 0 | 0 | 49
| EHK024-171210602 | 2 | 55268.9859 | -32036.1497 | 3.5714 | -32032.5783 | 0 | 175
| EHK024-63048145 | 238 | 6577009.3239 | -3812301.8169 | 105082.6313 | -3707219.1855 | 0 | 2001
| EHK024-63048164 | 301 | 8317982.3803 | -4821440.5331 | 539853.316 | -4281587.2171 | 0 | 2054
| EHK024-73766693 | 31 | 856669.2817 | -496560.3207 | 19303.5827 | -477256.7379 | 0 | 726
| EHK024-73766943 | 34 | 939572.7606 | -544614.5453 | 3935.1503 | -540679.395 | 0 | 800
| EHK031-134953753 | 41 | 1133014.2113 | -656741.0693 | 35632.4054 | -621108.6639 | 0 | 888
| EHK031-134953882 | 30 | 829034.7887 | -480542.2458 | 14010.5991 | -466531.6467 | 0 | 720
| EHK031-134954057 | 28 | 773765.8028 | -448506.0961 | 5577.2279 | -442928.8682 | 0 | 682
| EHK031-15417885 | 0 | 0 | 0 | 0 | 0 | 0 | 49
| EHK031-15417924 | 674 | 18625648.2535 | -10796182.4562 | 12177650.1061 | 1381467.6499 | 1 | 25
| EHK031-156804503 | 105 | 2901621.7606 | -1681897.8604 | 174286.8141 | -1507611.0463 | 0 | 1515
| EHK031-156804528 | 231 | 6383567.8732 | -3700175.2928 | 180366.117 | -3519809.1758 | 0 | 1979
| EHK032-15417935 | 0 | 0 | 0 | 0 | 0 | 0 | 49
| EHK032-15417948 | 33 | 911938.2676 | -528596.4704 | 0 | -528596.4704 | 0 | 796
| EHK033-15418024 | 420 | 11606487.0423 | -6727591.4415 | 28251160.5377 | 21523569.0962 | 1 | 1
| EHK034-15431419 | 67 | 1851511.0282 | -1073211.0157 | 0 | -1073211.0157 | 0 | 1274
| FNS011-15405543 | 341 | 9423362.0986 | -5462163.5275 | 3040347.1131 | -2421816.4144 | 0 | 1829
| FNS011-24604152 | 74 | 2044952.4789 | -1185337.5397 | 77177.4806 | -1108160.0591 | 0 | 1292
| FNS012-15405393 | 260 | 7184968.169 | -4164699.4638 | 1880782.8604 | -2283916.6034 | 0 | 1785
| FNS012-76065032 | 135 | 3730656.5493 | -2162440.1062 | 178344.5327 | -1984095.5735 | 0 | 1706
| FNS013-15405406 | 441 | 12186811.3944 | -7063971.0136 | 3037473.6866 | -4026497.327 | 0 | 2027
| FNS013-73561266 | 231 | 6383567.8732 | -3700175.2928 | 69400.7221 | -3630774.5707 | 0 | 1995
| FNS021-15405600 | 241 | 6659912.8028 | -3860356.0414 | 5474708.2084 | 1614352.167 | 1 | 20
| FNS021-24604138 | 64 | 1768607.5493 | -1025156.7911 | 286318.1261 | -738838.6649 | 0 | 993
| FNS022-15405419 | 388 | 10722183.2676 | -6215013.046 | 5229275.8291 | -985737.2169 | 0 | 1197
| FNS022-24604096 | 450 | 12435521.831 | -7208133.6873 | 1285995.014 | -5922138.6734 | 0 | 2150
| FNS032-15405445 | 142 | 3924098 | -2274566.6302 | 1231591.2694 | -1042975.3609 | 0 | 1247
| FNS032-156356596 | 12 | 331613.9155 | -192216.8983 | 92.8851 | -192124.0132 | 0 | 365
| FNS032-24606816 | 232 | 6411202.3662 | -3716193.3677 | 628577.028 | -3087616.3397 | 0 | 1918
| GB011-15403523 | 4 | 110537.9718 | -64072.2994 | 0 | -64072.2994 | 0 | 208
| GB011-15403536 | 4 | 110537.9718 | -64072.2994 | 0 | -64072.2994 | 0 | 208
| GB012-15403573 | 92 | 2542373.3521 | -1473662.8872 | 1829909.1553 | 356246.2681 | 1 | 42
| GB014-15403449 | 1 | 27634.493 | -16018.0749 | 0 | -16018.0749 | 0 | 151
| GB014-15403475 | 73 | 2017317.9859 | -1169319.4648 | 294.4596 | -1169025.0052 | 0 | 1332
| GB031-15403499 | 257 | 7102064.6901 | -4116645.2392 | 0 | -4116645.2392 | 0 | 2038
| GB032-15403425 | 1 | 27634.493 | -16018.0749 | 0 | -16018.0749 | 0 | 151
| GB032-15403438 | 20 | 552689.8592 | -320361.4972 | 0 | -320361.4972 | 0 | 545
| GCY011-153967160 | 118 | 3260870.169 | -1890132.8336 | 0 | -1890132.8336 | 0 | 1672
| GCY011-15403919 | 319 | 8815403.2535 | -5109765.8806 | 0 | -5109765.8806 | 0 | 2110
| GCY012-15403889 | 22 | 607958.8451 | -352397.6469 | 0 | -352397.6469 | 0 | 590
| GCY013-15403874 | 7 | 193441.4507 | -112126.524 | 0 | -112126.524 | 0 | 265
| GCY014-116530590 | 512 | 14148860.3944 | -8201254.3287 | 0 | -8201254.3287 | 0 | 2204
| GCY014-15403904 | 76 | 2100221.4648 | -1217373.6894 | 0 | -1217373.6894 | 0 | 1365
| GCY022-15403949 | 47 | 1298821.169 | -752849.5185 | 0 | -752849.5185 | 0 | 1009
| GCY024-15403979 | 97 | 2680545.8169 | -1553753.2615 | 0 | -1553753.2615 | 0 | 1540
| GCY024-77737752 | 128 | 3537215.0986 | -2050313.5822 | 7083.557 | -2043230.0251 | 0 | 1722
| GHP011-123128913 | 14 | 386882.9014 | -224253.0481 | 16.053 | -224236.995 | 0 | 417
| GHP011-124927621 | 35 | 967207.2535 | -560632.6201 | 5400.3422 | -555232.2779 | 0 | 817
| GHP011-144337307 | 27 | 746131.3099 | -432488.0212 | 5232.2484 | -427255.7729 | 0 | 663
| GHP011-144337672 | 80 | 2210759.4366 | -1281445.9889 | 6481.4526 | -1274964.5362 | 0 | 1401
| GHP011-187048453 | 521 | 14397570.831 | -8345417.0025 | 2612719.8513 | -5732697.1512 | 0 | 2139
| GHP011-190579532 | 554 | 15309509.0986 | -8874013.4729 | 478593.6954 | -8395419.7774 | 0 | 2206
| GHP011-62939475 | 328 | 9064113.6901 | -5253928.5543 | 496610.5103 | -4757318.044 | 0 | 2091
| GHP011-72503866 | 153 | 4228077.4225 | -2450765.4537 | 11703.0384 | -2439062.4153 | 0 | 1831
| GHP012-190579518 | 405 | 11191969.6479 | -6487320.3186 | 2200186.6031 | -4287133.7155 | 0 | 2055
| GHP012-77546539 | 142 | 3924098 | -2274566.6302 | 482021.7485 | -1792544.8818 | 0 | 1640
| GHP021-130746528 | 89 | 2459469.8732 | -1425608.6626 | 874890.2769 | -550718.3857 | 0 | 816
| GHP021-140732642 | 161 | 4449153.3662 | -2578910.0526 | 3920.0471 | -2574990.0055 | 0 | 1852
| GHP021-141034135 | 173 | 4780767.2817 | -2771126.9509 | 1911.9041 | -2769215.0468 | 0 | 1879
| GHP021-187048221 | 328 | 9064113.6901 | -5253928.5543 | 1678961.8289 | -3574966.7254 | 0 | 1988
| GHP021-190579468 | 260 | 7184968.169 | -4164699.4638 | 608203.297 | -3556496.1668 | 0 | 1984
| GHP021-24614163 | 143 | 3951732.493 | -2290584.7051 | 422984.0107 | -1867600.6944 | 0 | 1665
| GHP022-141431252 | 74 | 2044952.4789 | -1185337.5397 | 5944.7491 | -1179392.7906 | 0 | 1336
| GHP022-141431280 | 28 | 773765.8028 | -448506.0961 | 922.3171 | -447583.779 | 0 | 687
| GHP022-188587433 | 623 | 17216289.1127 | -9979260.6383 | 720362.1444 | -9258898.4938 | 0 | 2215
| GHP022-190579440 | 300 | 8290347.8873 | -4805422.4582 | 353498.4736 | -4451923.9847 | 0 | 2072
| GHP022-72503462 | 72 | 1989683.493 | -1153301.39 | 12454.3984 | -1140846.9916 | 0 | 1311
| GL011-15402625 | 147 | 4062270.4648 | -2354657.0045 | 0 | -2354657.0045 | 0 | 1807
| GL012-15402649 | 165 | 4559691.338 | -2642982.352 | 0 | -2642982.352 | 0 | 1859
| GL013-15402686 | 197 | 5443995.1127 | -3155560.7476 | 0 | -3155560.7476 | 0 | 1928
| GL014-15402723 | 206 | 5692705.5493 | -3299723.4213 | 0 | -3299723.4213 | 0 | 1945
| GL015-15402771 | 201 | 5554533.0845 | -3219633.047 | 0 | -3219633.047 | 0 | 1936
| GL021-15402795 | 141 | 3896463.507 | -2258548.5554 | 0 | -2258548.5554 | 0 | 1780
| GL021-24612685 | 110 | 3039794.2254 | -1761988.2347 | 0 | -1761988.2347 | 0 | 1628
| GL022-15402832 | 71 | 1962049 | -1137283.3151 | 0 | -1137283.3151 | 0 | 1309
| GL022-24612699 | 261 | 7212602.662 | -4180717.5387 | 0 | -4180717.5387 | 0 | 2043
| GL023-15402869 | 244 | 6742816.2817 | -3908410.266 | 0 | -3908410.266 | 0 | 2014
| GL024-15402919 | 143 | 3951732.493 | -2290584.7051 | 0 | -2290584.7051 | 0 | 1790
| GLE011-15406891 | 144 | 3979366.9859 | -2306602.78 | 0 | -2306602.78 | 0 | 1797
| GLE012-15406954 | 329 | 9091748.1831 | -5269946.6292 | 2863.1691 | -5267083.4601 | 0 | 2114
| GLE012-77546340 | 55 | 1519897.1127 | -880994.1173 | 0 | -880994.1173 | 0 | 1120
| GLE013-15407017 | 406 | 11219604.1408 | -6503338.3935 | 2929106.9536 | -3574231.4399 | 0 | 1987
| GLE021-15407054 | 77 | 2127855.9577 | -1233391.7643 | 0 | -1233391.7643 | 0 | 1372
| GLE023-15407104 | 54 | 1492262.6197 | -864976.0425 | 0 | -864976.0425 | 0 | 1106
| GLE024-15407167 | 484 | 13375094.5915 | -7752748.2326 | 763042.9033 | -6989705.3293 | 0 | 2186
| GLE024-24612325 | 183 | 5057112.2113 | -2931307.6995 | 88682.4777 | -2842625.2218 | 0 | 1891
| GLE031-15407178 | 156 | 4310980.9014 | -2498819.6783 | 0 | -2498819.6783 | 0 | 1843
| GLE031-24612339 | 361 | 9976051.9577 | -5782525.0247 | 69319.6004 | -5713205.4243 | 0 | 2138
| GLE032-15407241 | 159 | 4393884.3803 | -2546873.9029 | 71409.7112 | -2475464.1917 | 0 | 1838
| GLE032-24612713 | 148 | 4089904.9577 | -2370675.0794 | 0 | -2370675.0794 | 0 | 1813
| GLE033-15407304 | 147 | 4062270.4648 | -2354657.0045 | 0 | -2354657.0045 | 0 | 1807
| GSB011-24597032 | 227 | 6273029.9014 | -3636102.9934 | 462053.1675 | -3174049.8259 | 0 | 1931
| GSB011-24613746 | 185 | 5112381.1972 | -2963343.8492 | 1199570.3716 | -1763773.4777 | 0 | 1629
| GSB011-74623144 | 0 | 0 | 0 | 0 | 0 | 0 | 49
| GSB011-74623154 | 65 | 1796242.0423 | -1041174.8659 | 1402930.0828 | 361755.2169 | 1 | 40
| GSB012-181419068 | 0 | 0 | 0 | 0 | 0 | 0 | 49
| GSB012-24607348 | 403 | 11136700.662 | -6455284.1689 | 12522357.7801 | 6067073.6113 | 1 | 3
| GSB012-24607362 | 196 | 5416360.6197 | -3139542.6727 | 148397.9363 | -2991144.7364 | 0 | 1909
| GSB012-72499030 | 20 | 552689.8592 | -320361.4972 | 3716.869 | -316644.6282 | 0 | 528
| GSB012-72499395 | 45 | 1243552.1831 | -720813.3687 | 8212.0431 | -712601.3256 | 0 | 964
| GSB012-74623277 | 140 | 3868829.0141 | -2242530.4805 | 5983821.2383 | 3741290.7578 | 1 | 8
| GSB012-77736949 | 36 | 994841.7465 | -576650.695 | 20009.0698 | -556641.6252 | 0 | 819
| GSB012-85320967 | 19 | 525055.3662 | -304343.4224 | 72.8543 | -304270.568 | 0 | 514
| GSB013-74623435 | 348 | 9616803.5493 | -5574290.0515 | 5705948.7134 | 131658.6618 | 1 | 46
| GSB014-163179564 | 10 | 276344.9296 | -160180.7486 | 79.6746 | -160101.074 | 0 | 312
| GSB014-194965507 | 235 | 6494105.8451 | -3764247.5923 | 1476202.6545 | -2288044.9378 | 0 | 1787
| GSB014-194965541 | 175 | 4836036.2676 | -2803163.1006 | 839274.63 | -1963888.4707 | 0 | 1700
| GSB014-194965599 | 268 | 7406044.1127 | -4292844.0627 | 390149.3159 | -3902694.7467 | 0 | 2013
| GSB014-73768594 | 15 | 414517.3944 | -240271.1229 | 4488.9166 | -235782.2063 | 0 | 426
| GSB014-74623507 | 69 | 1906780.0141 | -1105247.1654 | 492760.3969 | -612486.7685 | 0 | 883
| HSM001-108341890 | 88 | 2431835.3803 | -1409590.5877 | 10888.2329 | -1398702.3549 | 0 | 1460
| HSM001-15416529 | 0 | 0 | 0 | 0 | 0 | 0 | 49
| HSM001-15416542 | 196 | 5416360.6197 | -3139542.6727 | 725853.8688 | -2413688.8039 | 0 | 1824
| HSM001-157535060 | 76 | 2100221.4648 | -1217373.6894 | 6595.086 | -1210778.6034 | 0 | 1357
| HSM001-157535228 | 108 | 2984525.2394 | -1729952.085 | 7727.5048 | -1722224.5802 | 0 | 1611
| HSM001-157577413 | 74 | 2044952.4789 | -1185337.5397 | 4691.8151 | -1180645.7246 | 0 | 1337
| HSM001-157577658 | 107 | 2956890.7465 | -1713934.0101 | 6034.4602 | -1707899.5499 | 0 | 1605
| HSM001-157598665 | 34 | 939572.7606 | -544614.5453 | 1322.0556 | -543292.4896 | 0 | 802
| HSM001-157598865 | 58 | 1602800.5915 | -929048.3419 | 1916.6324 | -927131.7095 | 0 | 1149
| HSM001-157598965 | 45 | 1243552.1831 | -720813.3687 | 4816.5838 | -715996.7849 | 0 | 965
| HSM001-163581806 | 16 | 442151.8873 | -256289.1978 | 128.4035 | -256160.7943 | 0 | 454
| HSM001-163582048 | 18 | 497420.8732 | -288325.3475 | 421.8967 | -287903.4508 | 0 | 493
| HSM001-167869770 | 33 | 911938.2676 | -528596.4704 | 1765.3525 | -526831.1179 | 0 | 783
| HSM001-167869862 | 76 | 2100221.4648 | -1217373.6894 | 3468.4593 | -1213905.2301 | 0 | 1359
| HSM001-192496053 | 2 | 55268.9859 | -32036.1497 | 0 | -32036.1497 | 0 | 176
| HSM001-24613473 | 228 | 6300664.3944 | -3652121.0683 | 227263.4815 | -3424857.5868 | 0 | 1960
| HSM001-41021978 | 236 | 6521740.338 | -3780265.6671 | 390186.6209 | -3390079.0463 | 0 | 1957
| HSM002-15416605 | 0 | 0 | 0 | 0 | 0 | 0 | 49
| HSM002-15416618 | 69 | 1906780.0141 | -1105247.1654 | 1331558.9268 | 226311.7614 | 1 | 43
| HSM002-155422817 | 22 | 607958.8451 | -352397.6469 | 1649.0498 | -350748.5972 | 0 | 575
| HSM002-157400246 | 22 | 607958.8451 | -352397.6469 | 181.318 | -352216.329 | 0 | 580
| HSM002-157400607 | 32 | 884303.7746 | -512578.3955 | 199.4287 | -512378.9668 | 0 | 769
| HSM002-157400755 | 66 | 1823876.5352 | -1057192.9408 | 2280.7155 | -1054912.2253 | 0 | 1253
| HSM002-157998943 | 41 | 1133014.2113 | -656741.0693 | 121.8258 | -656619.2435 | 0 | 917
| HSM002-157999372 | 77 | 2127855.9577 | -1233391.7643 | 678.7264 | -1232713.0379 | 0 | 1371
| HSM002-157999534 | 43 | 1188283.1972 | -688777.219 | 77.8735 | -688699.3455 | 0 | 950
| HSM002-158058496 | 104 | 2873987.2676 | -1665879.7855 | 27.2193 | -1665852.5662 | 0 | 1586
| HSM002-158058597 | 58 | 1602800.5915 | -929048.3419 | 214.6055 | -928833.7364 | 0 | 1154
| HSM002-158110114 | 41 | 1133014.2113 | -656741.0693 | 684.6381 | -656056.4312 | 0 | 915
| HSM002-158110202 | 20 | 552689.8592 | -320361.4972 | 61.4928 | -320300.0044 | 0 | 539
| HSM002-158110374 | 14 | 386882.9014 | -224253.0481 | 282.4724 | -223970.5756 | 0 | 413
| HSM002-158110591 | 35 | 967207.2535 | -560632.6201 | 127.7994 | -560504.8207 | 0 | 830
| HSM002-158110691 | 106 | 2929256.2535 | -1697915.9352 | 4780.2152 | -1693135.7201 | 0 | 1601
| HSM002-158126654 | 14 | 386882.9014 | -224253.0481 | 979.2154 | -223273.8326 | 0 | 410
| HSM002-158165458 | 51 | 1409359.1408 | -816921.8179 | 17324.2294 | -799597.5885 | 0 | 1059
| HSM002-158165593 | 43 | 1188283.1972 | -688777.219 | 3.9781 | -688773.2409 | 0 | 952
| HSM002-163503065 | 26 | 718496.8169 | -416469.9464 | 120.1776 | -416349.7688 | 0 | 656
| HSM002-163560034 | 139 | 3841194.5211 | -2226512.4056 | 7225.2086 | -2219287.197 | 0 | 1772
| HSM002-24600694 | 666 | 18404572.3099 | -10668037.8573 | 249526.89 | -10418510.9672 | 0 | 2224
| HSM002-24601420 | 462 | 12767135.7465 | -7400350.5857 | 479109.1154 | -6921241.4702 | 0 | 2183
| HSM003-15416492 | 188 | 5195284.6761 | -3011398.0738 | 1475029.5513 | -1536368.5225 | 0 | 1531
| HSM003-160653285 | 133 | 3675387.5634 | -2130403.9565 | 6792.255 | -2123611.7015 | 0 | 1749
| HSM003-160653643 | 112 | 3095063.2113 | -1794024.3844 | 3603.2712 | -1790421.1132 | 0 | 1638
| HSM003-160677450 | 111 | 3067428.7183 | -1778006.3095 | 5996.4376 | -1772009.872 | 0 | 1633
| HSM003-160677580 | 105 | 2901621.7606 | -1681897.8604 | 2650.7674 | -1679247.093 | 0 | 1596
| HSM003-160677831 | 98 | 2708180.3099 | -1569771.3364 | 4264.8854 | -1565506.4509 | 0 | 1543
| HSM003-160683184 | 81 | 2238393.9296 | -1297464.0637 | 3712.5297 | -1293751.534 | 0 | 1410
| HSM003-160683337 | 61 | 1685704.0704 | -977102.5665 | 4067.9439 | -973034.6226 | 0 | 1185
| HSM003-160683747 | 113 | 3122697.7042 | -1810042.4593 | 6073.2847 | -1803969.1746 | 0 | 1643
| HSM003-160720939 | 111 | 3067428.7183 | -1778006.3095 | 7949.7838 | -1770056.5257 | 0 | 1631
| HSM003-160721106 | 78 | 2155490.4507 | -1249409.8391 | 3802.7949 | -1245607.0442 | 0 | 1378
| HSM003-160828901 | 82 | 2266028.4225 | -1313482.1386 | 1178.5105 | -1312303.628 | 0 | 1419
| HSM003-160875785 | 112 | 3095063.2113 | -1794024.3844 | 3429.8296 | -1790594.5548 | 0 | 1639
| HSM003-160931238 | 144 | 3979366.9859 | -2306602.78 | 5929.2402 | -2300673.5398 | 0 | 1795
| HSM003-161008360 | 88 | 2431835.3803 | -1409590.5877 | 5329.9537 | -1404260.6341 | 0 | 1462
| HSM003-161008735 | 149 | 4117539.4507 | -2386693.1543 | 2450.5305 | -2384242.6238 | 0 | 1816
| HSM003-161094121 | 21 | 580324.3521 | -336379.5721 | 1.1024 | -336378.4697 | 0 | 564
| HSM003-161094233 | 50 | 1381724.6479 | -800903.743 | 629.9742 | -800273.7688 | 0 | 1061
| HSM003-163378469 | 116 | 3205601.1831 | -1858096.6838 | 4301.515 | -1853795.1688 | 0 | 1656
| HSM003-163378579 | 42 | 1160648.7042 | -672759.1442 | 2298.6944 | -670460.4498 | 0 | 925
| HSM003-164469812 | 20 | 552689.8592 | -320361.4972 | 257.4589 | -320104.0383 | 0 | 532
| HSM003-164470113 | 9 | 248710.4366 | -144162.6737 | 179.4772 | -143983.1966 | 0 | 291
| HSM003-24600316 | 185 | 5112381.1972 | -2963343.8492 | 167641.9449 | -2795701.9043 | 0 | 1883
| HSM003-24601084 | 392 | 10832721.2394 | -6279085.3454 | 774096.5385 | -5504988.8069 | 0 | 2127
| HSM003-24601658 | 91 | 2514738.8592 | -1457644.8123 | 23579.5502 | -1434065.2621 | 0 | 1482
| HSM003-24601840 | 297 | 8207444.4085 | -4757368.2336 | 141266.9478 | -4616101.2859 | 0 | 2084
| HSM004-15416655 | 283 | 7820561.507 | -4533115.1856 | 2100264.2335 | -2432850.9521 | 0 | 1830
| HSM004-155422230 | 61 | 1685704.0704 | -977102.5665 | 225.3474 | -976877.2191 | 0 | 1192
| HSM004-159429141 | 55 | 1519897.1127 | -880994.1173 | 2897.1021 | -878097.0152 | 0 | 1110
| HSM004-159429252 | 102 | 2818718.2817 | -1633843.6358 | 3621.9507 | -1630221.6851 | 0 | 1569
| HSM004-159452345 | 63 | 1740973.0563 | -1009138.7162 | 6565.6817 | -1002573.0345 | 0 | 1212
| HSM004-159452484 | 17 | 469786.3803 | -272307.2726 | 265.9574 | -272041.3152 | 0 | 475
| HSM004-159452607 | 88 | 2431835.3803 | -1409590.5877 | 777.5403 | -1408813.0475 | 0 | 1464
| HSM004-159452714 | 24 | 663227.831 | -384433.7967 | 197.4709 | -384236.3258 | 0 | 613
| HSM004-160294257 | 108 | 2984525.2394 | -1729952.085 | 10881.3876 | -1719070.6974 | 0 | 1610
| HSM004-160411068 | 61 | 1685704.0704 | -977102.5665 | 1840.0212 | -975262.5454 | 0 | 1188
| HSM004-160411194 | 81 | 2238393.9296 | -1297464.0637 | 2113.3836 | -1295350.6801 | 0 | 1411
| HSM004-160424470 | 152 | 4200442.9296 | -2434747.3788 | 17608.4533 | -2417138.9255 | 0 | 1826
| HSM004-160437576 | 49 | 1354090.1549 | -784885.6682 | 1658.7262 | -783226.942 | 0 | 1043
| HSM004-160437658 | 85 | 2348931.9014 | -1361536.3632 | 3241.4133 | -1358294.9499 | 0 | 1436
| HSM004-160438050 | 95 | 2625276.831 | -1521717.1118 | 11688.239 | -1510028.8728 | 0 | 1516
| HSM004-160438389 | 237 | 6549374.831 | -3796283.742 | 4020.4215 | -3792263.3205 | 0 | 2007
| HSM004-160438554 | 86 | 2376566.3944 | -1377554.438 | 5556.8946 | -1371997.5435 | 0 | 1444
| HSM004-160438797 | 36 | 994841.7465 | -576650.695 | 10.6672 | -576640.0278 | 0 | 850
| HSM004-160439137 | 92 | 2542373.3521 | -1473662.8872 | 13.7754 | -1473649.1118 | 0 | 1498
| HSM004-163582339 | 123 | 3399042.6338 | -1970223.2079 | 14275.0663 | -1955948.1415 | 0 | 1699
| HSM004-163582585 | 6 | 165806.9577 | -96108.4492 | 1.0705 | -96107.3787 | 0 | 237
| HSM004-163582753 | 19 | 525055.3662 | -304343.4224 | 1.7453 | -304341.6771 | 0 | 523
| HSM004-163606098 | 23 | 635593.338 | -368415.7218 | 21738.1597 | -346677.5621 | 0 | 573
| HSM004-163606269 | 20 | 552689.8592 | -320361.4972 | 111.3653 | -320250.1319 | 0 | 534
| HSM004-163794865 | 64 | 1768607.5493 | -1025156.7911 | 1700.2283 | -1023456.5628 | 0 | 1221
| HSM004-163794980 | 57 | 1575166.0986 | -913030.2671 | 17.2195 | -913013.0475 | 0 | 1138
| HSM004-163795111 | 13 | 359248.4085 | -208234.9732 | 5.2866 | -208229.6866 | 0 | 392
| HSM004-163795268 | 64 | 1768607.5493 | -1025156.7911 | 33.4097 | -1025123.3814 | 0 | 1224
| HSM004-24599744 | 180 | 4974208.7324 | -2883253.4749 | 55728.3269 | -2827525.1481 | 0 | 1889
| HSM004-24599758 | 354 | 9782610.507 | -5670398.5007 | 93256.5622 | -5577141.9385 | 0 | 2129
| HSM004-24604904 | 493 | 13623805.0282 | -7896910.9064 | 929639.9848 | -6967270.9216 | 0 | 2184
| HSM004-76359867 | 49 | 1354090.1549 | -784885.6682 | 1805.1665 | -783080.5016 | 0 | 1041
| HSM004-96221391 | 87 | 2404200.8873 | -1393572.5129 | 12858.3534 | -1380714.1595 | 0 | 1449
| HSM005-121050437 | 400 | 11053797.1831 | -6407229.9443 | 542971.0854 | -5864258.8589 | 0 | 2145
| HSM005-15416442 | 282 | 7792927.0141 | -4517097.1107 | 2049890.3535 | -2467206.7572 | 0 | 1837
| HSM005-159947157 | 74 | 2044952.4789 | -1185337.5397 | 6860.1554 | -1178477.3843 | 0 | 1335
| HSM005-160318639 | 162 | 4476787.8592 | -2594928.1274 | 5020.1783 | -2589907.9491 | 0 | 1855
| HSM005-160319214 | 90 | 2487104.3662 | -1441626.7375 | 4442.5542 | -1437184.1832 | 0 | 1483
| HSM005-160415406 | 104 | 2873987.2676 | -1665879.7855 | 7324.4831 | -1658555.3024 | 0 | 1583
| HSM005-160415504 | 41 | 1133014.2113 | -656741.0693 | 1230.8068 | -655510.2625 | 0 | 913
| HSM005-160419737 | 65 | 1796242.0423 | -1041174.8659 | 3156.1945 | -1038018.6715 | 0 | 1232
| HSM005-160419880 | 78 | 2155490.4507 | -1249409.8391 | 2366.7921 | -1247043.047 | 0 | 1381
| HSM005-160419993 | 38 | 1050110.7324 | -608686.8447 | 1319.5852 | -607367.2595 | 0 | 875
| HSM005-160647192 | 70 | 1934414.507 | -1121265.2403 | 8705.2451 | -1112559.9952 | 0 | 1294
| HSM006-153767042 | 101 | 2791083.7887 | -1617825.5609 | 4632.6105 | -1613192.9504 | 0 | 1563
| HSM006-15416692 | 118 | 3260870.169 | -1890132.8336 | 146201.4937 | -1743931.3399 | 0 | 1620
| HSM006-15416703 | 0 | 0 | 0 | 0 | 0 | 0 | 49
| HSM006-160434642 | 27 | 746131.3099 | -432488.0212 | 3199.1164 | -429288.9049 | 0 | 665
| HSM006-160439280 | 46 | 1271186.6761 | -736831.4436 | 567.6946 | -736263.749 | 0 | 986
| HSM006-160439382 | 29 | 801400.2958 | -464524.171 | 11.1978 | -464512.9731 | 0 | 715
| HSM006-160439464 | 75 | 2072586.9718 | -1201355.6146 | 3265.2391 | -1198090.3754 | 0 | 1348
| HSM006-160439562 | 175 | 4836036.2676 | -2803163.1006 | 17337.9818 | -2785825.1188 | 0 | 1881
| HSM006-160439782 | 64 | 1768607.5493 | -1025156.7911 | 284.6893 | -1024872.1018 | 0 | 1223
| HSM006-163605855 | 16 | 442151.8873 | -256289.1978 | 4.8927 | -256284.305 | 0 | 460
| HSM006-201967868 | 234 | 6466471.3521 | -3748229.5174 | 991867.1934 | -2756362.324 | 0 | 1877
| HSM006-24597826 | 72 | 1989683.493 | -1153301.39 | 160073.824 | -993227.566 | 0 | 1210
| HSM009-15416366 | 0 | 0 | 0 | 0 | 0 | 0 | 49
| HSM009-15416379 | 252 | 6963892.2254 | -4036554.8649 | 1923072.309 | -2113482.5559 | 0 | 1745
| HSM010-15416755 | 224 | 6190126.4225 | -3588048.7688 | 4731033.7702 | 1142985.0014 | 1 | 31
| HTN011-155712659 | 71 | 1962049 | -1137283.3151 | 424.7977 | -1136858.5174 | 0 | 1306
| HTN011-156981207 | 47 | 1298821.169 | -752849.5185 | 1207.822 | -751641.6965 | 0 | 999
| HTN011-157405209 | 25 | 690862.3239 | -400451.8715 | 28.9506 | -400422.9209 | 0 | 632
| HTN011-157405424 | 35 | 967207.2535 | -560632.6201 | 21.5881 | -560611.032 | 0 | 832
| HTN011-157405677 | 99 | 2735814.8028 | -1585789.4112 | 3079.7314 | -1582709.6798 | 0 | 1553
| HTN011-157406255 | 59 | 1630435.0845 | -945066.4168 | 1118.0146 | -943948.4022 | 0 | 1168
| HTN011-157406464 | 50 | 1381724.6479 | -800903.743 | 616.8594 | -800286.8836 | 0 | 1062
| HTN011-157406612 | 32 | 884303.7746 | -512578.3955 | 565.6555 | -512012.74 | 0 | 765
| HTN011-162645268 | 12 | 331613.9155 | -192216.8983 | 0.64831 | -192216.25 | 0 | 375
| HTN011-162645611 | 19 | 525055.3662 | -304343.4224 | 11.5364 | -304331.8859 | 0 | 518
| HTN011-190418895 | 0 | 0 | 0 | 0 | 0 | 0 | 49
| HTN011-190418905 | 140 | 3868829.0141 | -2242530.4805 | 129806.275 | -2112724.2055 | 0 | 1744
| HTN011-24613192 | 839 | 23185339.5915 | -13439164.8082 | 169606.2399 | -13269558.5682 | 0 | 2238
| HTN012-140933454 | 48 | 1326455.662 | -768867.5933 | 1458.1193 | -767409.474 | 0 | 1021
| HTN012-140933685 | 45 | 1243552.1831 | -720813.3687 | 473.4956 | -720339.8732 | 0 | 971
| HTN012-140933990 | 34 | 939572.7606 | -544614.5453 | 14.6145 | -544599.9307 | 0 | 811
| HTN012-160319327 | 65 | 1796242.0423 | -1041174.8659 | 3198.9625 | -1037975.9035 | 0 | 1231
| HTN012-160319432 | 33 | 911938.2676 | -528596.4704 | 364.278 | -528232.1924 | 0 | 790
| HTN012-160319528 | 34 | 939572.7606 | -544614.5453 | 105.2862 | -544509.259 | 0 | 808
| HTN012-160338385 | 38 | 1050110.7324 | -608686.8447 | 1737.4445 | -606949.4002 | 0 | 874
| HTN012-160338483 | 103 | 2846352.7746 | -1649861.7107 | 1655.9666 | -1648205.744 | 0 | 1579
| HTN012-160338601 | 143 | 3951732.493 | -2290584.7051 | 1595.5461 | -2288989.159 | 0 | 1789
| HTN012-160411348 | 32 | 884303.7746 | -512578.3955 | 154.405 | -512423.9905 | 0 | 771
| HTN012-160437866 | 102 | 2818718.2817 | -1633843.6358 | 143.9388 | -1633699.697 | 0 | 1576
| HTN012-162615153 | 1 | 27634.493 | -16018.0749 | 0.098105 | -16017.9768 | 0 | 149
| HTN012-162615767 | 25 | 690862.3239 | -400451.8715 | 111.8372 | -400340.0343 | 0 | 628
| HTN012-162670168 | 5 | 138172.4648 | -80090.3743 | 0 | -80090.3743 | 0 | 222
| HTN012-190418858 | 150 | 4145173.9437 | -2402711.2291 | 22297.6786 | -2380413.5505 | 0 | 1815
| HTN012-24597770 | 1484 | 41009587.5493 | -23770823.0934 | 442547.3808 | -23328275.7125 | 0 | 2243
| HTN013-100723362 | 265 | 7323140.6338 | -4244789.8381 | 134936.5546 | -4109853.2835 | 0 | 2036
| HTN013-142439156 | 48 | 1326455.662 | -768867.5933 | 4181.7464 | -764685.8469 | 0 | 1015
| HTN013-142439579 | 36 | 994841.7465 | -576650.695 | 656.1402 | -575994.5548 | 0 | 844
| HTN013-142439718 | 89 | 2459469.8732 | -1425608.6626 | 376.5667 | -1425232.0959 | 0 | 1477
| HTN013-142440041 | 101 | 2791083.7887 | -1617825.5609 | 2380.5743 | -1615444.9866 | 0 | 1564
| HTN013-153173736 | 261 | 7212602.662 | -4180717.5387 | 70678.4694 | -4110039.0693 | 0 | 2037
| HTN013-158639235 | 33 | 911938.2676 | -528596.4704 | 566.8512 | -528029.6192 | 0 | 786
| HTN013-158639340 | 82 | 2266028.4225 | -1313482.1386 | 492.7672 | -1312989.3713 | 0 | 1420
| HTN013-159365790 | 40 | 1105379.7183 | -640722.9944 | 192.7829 | -640530.2116 | 0 | 903
| HTN013-159366167 | 44 | 1215917.6901 | -704795.2939 | 137.6902 | -704657.6037 | 0 | 960
| HTN013-159381071 | 33 | 911938.2676 | -528596.4704 | 815.7791 | -527780.6913 | 0 | 784
| HTN013-159381283 | 33 | 911938.2676 | -528596.4704 | 616.5814 | -527979.889 | 0 | 785
| HTN013-160286800 | 59 | 1630435.0845 | -945066.4168 | 2293.9589 | -942772.4579 | 0 | 1163
| HTN013-160451212 | 50 | 1381724.6479 | -800903.743 | 455.4876 | -800448.2555 | 0 | 1063
| HTN013-160451319 | 28 | 773765.8028 | -448506.0961 | 2.342 | -448503.7541 | 0 | 694
| HTN013-160451462 | 53 | 1464628.1268 | -848957.9676 | 594.367 | -848363.6006 | 0 | 1092
| HTN013-160772532 | 45 | 1243552.1831 | -720813.3687 | 432.4344 | -720380.9344 | 0 | 972
| HTN013-162802647 | 8 | 221075.9437 | -128144.5989 | 10.4799 | -128134.119 | 0 | 275
| HTN013-162821734 | 98 | 2708180.3099 | -1569771.3364 | 4847.3901 | -1564923.9463 | 0 | 1542
| HTN013-162978763 | 27 | 746131.3099 | -432488.0212 | 1.2753 | -432486.746 | 0 | 676
| HTN013-163073376 | 123 | 3399042.6338 | -1970223.2079 | 1951.431 | -1968271.7768 | 0 | 1702
| HTN013-163073497 | 31 | 856669.2817 | -496560.3207 | 0.40559 | -496559.9151 | 0 | 751
| HTN013-163073657 | 44 | 1215917.6901 | -704795.2939 | 5.6147 | -704789.6792 | 0 | 961
| HTN013-163073840 | 121 | 3343773.6479 | -1938187.0582 | 2041.1311 | -1936145.9271 | 0 | 1689
| HTN013-163074070 | 7 | 193441.4507 | -112126.524 | 29.269 | -112097.2551 | 0 | 256
| HTN013-171202197 | 80 | 2210759.4366 | -1281445.9889 | 2869.7584 | -1278576.2304 | 0 | 1404
| HTN013-182145838 | 249 | 6880988.7465 | -3988500.6403 | 48095.9089 | -3940404.7314 | 0 | 2021
| HTN013-190418811 | 224 | 6190126.4225 | -3588048.7688 | 265316.3531 | -3322732.4157 | 0 | 1950
| HTN013-192570901 | 73 | 2017317.9859 | -1169319.4648 | 2344.5273 | -1166974.9376 | 0 | 1329
| HTN013-201063848 | 186 | 5140015.6901 | -2979361.9241 | 92794.8447 | -2886567.0794 | 0 | 1895
| HTN032-159373067 | 67 | 1851511.0282 | -1073211.0157 | 2092.1929 | -1071118.8228 | 0 | 1268
| HTN032-159377664 | 62 | 1713338.5634 | -993120.6414 | 2124.9204 | -990995.7209 | 0 | 1201
| HTN032-159377774 | 147 | 4062270.4648 | -2354657.0045 | 2486.3274 | -2352170.6772 | 0 | 1806
| HTN032-159443241 | 55 | 1519897.1127 | -880994.1173 | 108.1415 | -880885.9758 | 0 | 1118
| HTN032-159443483 | 85 | 2348931.9014 | -1361536.3632 | 6307.2974 | -1355229.0658 | 0 | 1434
| HTN032-159944977 | 78 | 2155490.4507 | -1249409.8391 | 3537.0773 | -1245872.7618 | 0 | 1379
| HTN032-160369507 | 56 | 1547531.6056 | -897012.1922 | 772.767 | -896239.4252 | 0 | 1128
| HTN032-160369615 | 44 | 1215917.6901 | -704795.2939 | 1051.3775 | -703743.9164 | 0 | 958
| HTN032-160369738 | 55 | 1519897.1127 | -880994.1173 | 1952.3669 | -879041.7505 | 0 | 1112
| HTN032-162635166 | 14 | 386882.9014 | -224253.0481 | 2.0526 | -224250.9954 | 0 | 418
| HTN032-162645765 | 35 | 967207.2535 | -560632.6201 | 815.5149 | -559817.1053 | 0 | 824
| HTN032-162671033 | 16 | 442151.8873 | -256289.1978 | 913.7482 | -255375.4496 | 0 | 450
| HTN032-162671207 | 7 | 193441.4507 | -112126.524 | 26.9005 | -112099.6236 | 0 | 257
| HTN032-162798482 | 70 | 1934414.507 | -1121265.2403 | 2549.6677 | -1118715.5725 | 0 | 1298
| HTN032-187419014 | 819 | 22632649.7324 | -13118803.311 | 531162.7661 | -12587640.5449 | 0 | 2235
| HTN032-190418526 | 556 | 15364778.0845 | -8906049.6226 | 2474973.8596 | -6431075.7629 | 0 | 2172
| HTN033-107035043 | 79 | 2183124.9437 | -1265427.914 | 1505.2231 | -1263922.6909 | 0 | 1395
| HTN033-142434533 | 74 | 2044952.4789 | -1185337.5397 | 2217.8064 | -1183119.7333 | 0 | 1341
| HTN033-159363700 | 66 | 1823876.5352 | -1057192.9408 | 785.5114 | -1056407.4294 | 0 | 1255
| HTN033-159373503 | 41 | 1133014.2113 | -656741.0693 | 1668.7442 | -655072.3251 | 0 | 912
| HTN033-159373599 | 64 | 1768607.5493 | -1025156.7911 | 4572.3605 | -1020584.4306 | 0 | 1220
| HTN033-159944283 | 83 | 2293662.9155 | -1329500.2134 | 2713.2516 | -1326786.9618 | 0 | 1423
| HTN033-159944367 | 45 | 1243552.1831 | -720813.3687 | 989.4454 | -719823.9233 | 0 | 970
| HTN033-159944491 | 73 | 2017317.9859 | -1169319.4648 | 1715.1667 | -1167604.2981 | 0 | 1330
| HTN033-159944618 | 41 | 1133014.2113 | -656741.0693 | 1025.0754 | -655715.9939 | 0 | 914
| HTN033-162626258 | 8 | 221075.9437 | -128144.5989 | 137.8657 | -128006.7332 | 0 | 273
| HTN033-162670429 | 8 | 221075.9437 | -128144.5989 | 0.2467 | -128144.3522 | 0 | 278
| HTN033-162670652 | 9 | 248710.4366 | -144162.6737 | 2.7863 | -144159.8875 | 0 | 296
| HTN033-182145786 | 690 | 19067800.1408 | -11052471.6539 | 112893.0704 | -10939578.5835 | 0 | 2227
| HTN033-190418479 | 421 | 11634121.5352 | -6743609.5164 | 698616.1937 | -6044993.3227 | 0 | 2153
| HTN034-100723274 | 215 | 5941415.9859 | -3443886.0951 | 6321.8636 | -3437564.2315 | 0 | 1964
| HTN034-108340859 | 635 | 17547903.0282 | -10171477.5366 | 217608.84 | -9953868.6966 | 0 | 2222
| HTN034-142233453 | 75 | 2072586.9718 | -1201355.6146 | 3226.1265 | -1198129.488 | 0 | 1349
| HTN034-142233590 | 62 | 1713338.5634 | -993120.6414 | 1635.0245 | -991485.6169 | 0 | 1205
| HTN034-142234012 | 69 | 1906780.0141 | -1105247.1654 | 2643.6473 | -1102603.5181 | 0 | 1287
| HTN034-157456094 | 45 | 1243552.1831 | -720813.3687 | 125.2587 | -720688.11 | 0 | 974
| HTN034-157599634 | 77 | 2127855.9577 | -1233391.7643 | 1183.2526 | -1232208.5117 | 0 | 1370
| HTN034-157998388 | 52 | 1436993.6338 | -832939.8928 | 805.1322 | -832134.7605 | 0 | 1083
| HTN034-157998738 | 28 | 773765.8028 | -448506.0961 | 218.9413 | -448287.1548 | 0 | 690
| HTN034-157999069 | 47 | 1298821.169 | -752849.5185 | 1131.7154 | -751717.803 | 0 | 1000
| HTN034-158085792 | 33 | 911938.2676 | -528596.4704 | 428.7629 | -528167.7075 | 0 | 788
| HTN034-158085879 | 131 | 3620118.5775 | -2098367.8068 | 4225.8578 | -2094141.949 | 0 | 1740
| HTN034-158086014 | 12 | 331613.9155 | -192216.8983 | 0.59134 | -192216.307 | 0 | 376
| HTN034-158095163 | 71 | 1962049 | -1137283.3151 | 806.9363 | -1136476.3788 | 0 | 1305
| HTN034-158103724 | 59 | 1630435.0845 | -945066.4168 | 1283.2273 | -943783.1895 | 0 | 1167
| HTN034-158130464 | 58 | 1602800.5915 | -929048.3419 | 789.039 | -928259.3029 | 0 | 1151
| HTN034-158139663 | 48 | 1326455.662 | -768867.5933 | 189.1772 | -768678.4161 | 0 | 1029
| HTN034-158494823 | 246 | 6798085.2676 | -3940446.4157 | 7412.7542 | -3933033.6616 | 0 | 2019
| HTN034-158495102 | 15 | 414517.3944 | -240271.1229 | 165.3711 | -240105.7518 | 0 | 436
| HTN034-158495212 | 55 | 1519897.1127 | -880994.1173 | 227.3762 | -880766.7412 | 0 | 1116
| HTN034-158638369 | 49 | 1354090.1549 | -784885.6682 | 612.513 | -784273.1551 | 0 | 1046
| HTN034-158638445 | 45 | 1243552.1831 | -720813.3687 | 387.8011 | -720425.5676 | 0 | 973
| HTN034-158638542 | 62 | 1713338.5634 | -993120.6414 | 1159.4086 | -991961.2328 | 0 | 1206
| HTN034-158638725 | 33 | 911938.2676 | -528596.4704 | 503.4332 | -528093.0372 | 0 | 787
| HTN034-158639522 | 29 | 801400.2958 | -464524.171 | 1.1522 | -464523.0188 | 0 | 717
| HTN034-158639644 | 47 | 1298821.169 | -752849.5185 | 675.5349 | -752173.9835 | 0 | 1002
| HTN034-158639828 | 32 | 884303.7746 | -512578.3955 | 331.5149 | -512246.8806 | 0 | 768
| HTN034-158639936 | 32 | 884303.7746 | -512578.3955 | 84.7894 | -512493.6062 | 0 | 772
| HTN034-158640079 | 42 | 1160648.7042 | -672759.1442 | 4.6781 | -672754.466 | 0 | 931
| HTN034-158770728 | 153 | 4228077.4225 | -2450765.4537 | 685.3562 | -2450080.0975 | 0 | 1833
| HTN034-158770892 | 249 | 6880988.7465 | -3988500.6403 | 6544.3336 | -3981956.3068 | 0 | 2024
| HTN034-160807148 | 47 | 1298821.169 | -752849.5185 | 896.7241 | -751952.7944 | 0 | 1001
| HTN034-161079325 | 137 | 3785925.5352 | -2194476.2559 | 4689.0344 | -2189787.2215 | 0 | 1761
| HTN034-161093808 | 105 | 2901621.7606 | -1681897.8604 | 3978.1727 | -1677919.6877 | 0 | 1594
| HTN034-162616477 | 11 | 303979.4225 | -176198.8235 | 64.2381 | -176134.5854 | 0 | 345
| HTN034-162616681 | 12 | 331613.9155 | -192216.8983 | 34.9362 | -192181.9621 | 0 | 367
| HTN034-162616888 | 19 | 525055.3662 | -304343.4224 | 54.7336 | -304288.6887 | 0 | 516
| HTN034-162617230 | 28 | 773765.8028 | -448506.0961 | 100.8278 | -448405.2683 | 0 | 692
| HTN034-162626507 | 21 | 580324.3521 | -336379.5721 | 137.2106 | -336242.3615 | 0 | 554
| HTN034-162646056 | 72 | 1989683.493 | -1153301.39 | 448.105 | -1152853.285 | 0 | 1322
| HTN034-162671356 | 31 | 856669.2817 | -496560.3207 | 206.4836 | -496353.837 | 0 | 747
| HTN034-162794244 | 37 | 1022476.2394 | -592668.7698 | 8.0866 | -592660.6832 | 0 | 861
| HTN034-162794768 | 10 | 276344.9296 | -160180.7486 | 194.7792 | -159985.9694 | 0 | 311
| HTN034-167870005 | 48 | 1326455.662 | -768867.5933 | 845.9401 | -768021.6532 | 0 | 1024
| HTN034-172348553 | 19 | 525055.3662 | -304343.4224 | 2.6801 | -304340.7423 | 0 | 521
| HTN034-182145724 | 484 | 13375094.5915 | -7752748.2326 | 654638.8701 | -7098109.3625 | 0 | 2189
| HTN034-182145744 | 224 | 6190126.4225 | -3588048.7688 | 70382.763 | -3517666.0058 | 0 | 1978
| HTN034-182145765 | 419 | 11578852.5493 | -6711573.3667 | 41571.7035 | -6670001.6631 | 0 | 2176
| HTN034-190418432 | 29 | 801400.2958 | -464524.171 | 48314.537 | -416209.634 | 0 | 652
| HTN034-84443403 | 149 | 4117539.4507 | -2386693.1543 | 46873.5969 | -2339819.5573 | 0 | 1802
| HYT011-157370486 | 75 | 2072586.9718 | -1201355.6146 | 3273.2679 | -1198082.3466 | 0 | 1347
| HYT011-157370579 | 42 | 1160648.7042 | -672759.1442 | 4894.6218 | -667864.5224 | 0 | 923
| HYT011-162212996 | 11 | 303979.4225 | -176198.8235 | 864.0307 | -175334.7927 | 0 | 332
| HYT011-162213233 | 12 | 331613.9155 | -192216.8983 | 0 | -192216.8983 | 0 | 378
| HYT011-41829518 | 290 | 8014002.9577 | -4645241.7096 | 725890.8521 | -3919350.8575 | 0 | 2016
| HYT011-82429866 | 36 | 994841.7465 | -576650.695 | 5610.9628 | -571039.7322 | 0 | 839
| KGT002-15430186 | 244 | 6742816.2817 | -3908410.266 | 1218655.7577 | -2689754.5084 | 0 | 1868
| KGT002-24605712 | 65 | 1796242.0423 | -1041174.8659 | 11180.7532 | -1029994.1127 | 0 | 1227
| KGT003-119555477 | 228 | 6300664.3944 | -3652121.0683 | 370131.9907 | -3281989.0776 | 0 | 1944
| KGT003-15424502 | 329 | 9091748.1831 | -5269946.6292 | 162076.6922 | -5107869.937 | 0 | 2109
| KGT003-155046250 | 26 | 718496.8169 | -416469.9464 | 2167.235 | -414302.7114 | 0 | 647
| KGT003-155046371 | 6 | 165806.9577 | -96108.4492 | 8.7145 | -96099.7347 | 0 | 236
| KGT003-155131479 | 65 | 1796242.0423 | -1041174.8659 | 524.3148 | -1040650.5511 | 0 | 1241
| KGT003-155165277 | 7 | 193441.4507 | -112126.524 | 484.6608 | -111641.8633 | 0 | 250
| KGT003-155165426 | 30 | 829034.7887 | -480542.2458 | 3449.9504 | -477092.2955 | 0 | 725
| KGT003-155165521 | 203 | 5609802.0704 | -3251669.1967 | 4334.5242 | -3247334.6725 | 0 | 1941
| KGT003-155165638 | 50 | 1381724.6479 | -800903.743 | 4087.0996 | -796816.6434 | 0 | 1055
| KGT003-155165904 | 22 | 607958.8451 | -352397.6469 | 3535.1378 | -348862.5091 | 0 | 574
| KGT003-155166011 | 29 | 801400.2958 | -464524.171 | 430.8896 | -464093.2814 | 0 | 708
| KGT003-155166153 | 13 | 359248.4085 | -208234.9732 | 1757.6639 | -206477.3093 | 0 | 381
| KGT003-155166380 | 15 | 414517.3944 | -240271.1229 | 1732.7054 | -238538.4175 | 0 | 428
| KGT003-155177979 | 14 | 386882.9014 | -224253.0481 | 8232.866 | -216020.1821 | 0 | 401
| KGT003-155178122 | 10 | 276344.9296 | -160180.7486 | 17.2995 | -160163.4491 | 0 | 314
| KGT003-155178538 | 18 | 497420.8732 | -288325.3475 | 12.7865 | -288312.561 | 0 | 498
| KGT003-84636133 | 428 | 11827562.9859 | -6855736.0404 | 1190882.0937 | -5664853.9467 | 0 | 2135
| KGT004-15430149 | 74 | 2044952.4789 | -1185337.5397 | 127512.8577 | -1057824.682 | 0 | 1260
| KGT004-154877585 | 79 | 2183124.9437 | -1265427.914 | 27.5664 | -1265400.3476 | 0 | 1399
| KGT004-154878038 | 59 | 1630435.0845 | -945066.4168 | 2304.775 | -942761.6418 | 0 | 1162
| KGT004-154878151 | 86 | 2376566.3944 | -1377554.438 | 6508.5421 | -1371045.896 | 0 | 1443
| KGT004-154878281 | 62 | 1713338.5634 | -993120.6414 | 3636.6904 | -989483.951 | 0 | 1200
| KGT004-154878429 | 175 | 4836036.2676 | -2803163.1006 | 18811.6138 | -2784351.4868 | 0 | 1880
| KGT004-154971301 | 24 | 663227.831 | -384433.7967 | 75.7106 | -384358.0861 | 0 | 614
| KGT004-154971445 | 7 | 193441.4507 | -112126.524 | 2.8743 | -112123.6497 | 0 | 261
| KGT004-154971580 | 48 | 1326455.662 | -768867.5933 | 473.1491 | -768394.4443 | 0 | 1026
| KGT004-154971674 | 41 | 1133014.2113 | -656741.0693 | 117.439 | -656623.6303 | 0 | 918
| KGT004-160450903 | 56 | 1547531.6056 | -897012.1922 | 2504.517 | -894507.6752 | 0 | 1125
| KGT004-24604166 | 47 | 1298821.169 | -752849.5185 | 21479.4274 | -731370.0911 | 0 | 984
| KGT004-24604180 | 74 | 2044952.4789 | -1185337.5397 | 53244.9138 | -1132092.6259 | 0 | 1302
| KGT004-24605698 | 243 | 6715181.7887 | -3892392.1912 | 920794.2608 | -2971597.9304 | 0 | 1906
| KGT004-24605978 | 154 | 4255711.9155 | -2466783.5286 | 99398.8094 | -2367384.7191 | 0 | 1812
| KGT004-55202181 | 251 | 6936257.7324 | -4020536.7901 | 648583.2301 | -3371953.56 | 0 | 1955
| KRT012-118960990 | 65 | 1796242.0423 | -1041174.8659 | 1049.6235 | -1040125.2425 | 0 | 1237
| KRT012-141850121 | 65 | 1796242.0423 | -1041174.8659 | 1554.5206 | -1039620.3454 | 0 | 1236
| KRT012-141850552 | 104 | 2873987.2676 | -1665879.7855 | 2667.5503 | -1663212.2353 | 0 | 1584
| KRT012-141850665 | 74 | 2044952.4789 | -1185337.5397 | 1863.863 | -1183473.6767 | 0 | 1343
| KRT012-15397067 | 252 | 6963892.2254 | -4036554.8649 | 89613.2982 | -3946941.5667 | 0 | 2022
| KRT012-160501273 | 35 | 967207.2535 | -560632.6201 | 446.4723 | -560186.1478 | 0 | 828
| KRT012-163206103 | 15 | 414517.3944 | -240271.1229 | 7.0158 | -240264.1071 | 0 | 439
| KRT012-163310215 | 21 | 580324.3521 | -336379.5721 | 113.325 | -336266.2471 | 0 | 555
| KRT012-163310404 | 21 | 580324.3521 | -336379.5721 | 16.5112 | -336363.0608 | 0 | 561
| KRT012-163313957 | 10 | 276344.9296 | -160180.7486 | 4.8854 | -160175.8632 | 0 | 317
| KRT012-24598034 | 448 | 12380252.8451 | -7176097.5376 | 38082.067 | -7138015.4707 | 0 | 2190
| KRT013-146237675 | 13 | 359248.4085 | -208234.9732 | 475.054 | -207759.9192 | 0 | 384
| KRT013-15397117 | 372 | 10280031.3803 | -5958723.8482 | 199749.1985 | -5758974.6497 | 0 | 2141
| KRT013-15397128 | 0 | 0 | 0 | 0 | 0 | 0 | 49
| KRT013-157932507 | 57 | 1575166.0986 | -913030.2671 | 362.8457 | -912667.4214 | 0 | 1136
| KRT013-159317752 | 41 | 1133014.2113 | -656741.0693 | 291.7928 | -656449.2765 | 0 | 916
| KRT013-159427901 | 69 | 1906780.0141 | -1105247.1654 | 392.2463 | -1104854.9191 | 0 | 1288
| KRT013-161097284 | 90 | 2487104.3662 | -1441626.7375 | 2536.4044 | -1439090.333 | 0 | 1484
| KRT013-161918444 | 33 | 911938.2676 | -528596.4704 | 122.7135 | -528473.7569 | 0 | 791
| KRT013-163312849 | 20 | 552689.8592 | -320361.4972 | 64.0888 | -320297.4084 | 0 | 538
| KRT013-163376810 | 76 | 2100221.4648 | -1217373.6894 | 491.7081 | -1216881.9813 | 0 | 1362
| KRT013-163377041 | 11 | 303979.4225 | -176198.8235 | 6.2711 | -176192.5524 | 0 | 346
| KRT013-163377167 | 95 | 2625276.831 | -1521717.1118 | 461.3387 | -1521255.7731 | 0 | 1522
| KRT013-163377432 | 50 | 1381724.6479 | -800903.743 | 94.1793 | -800809.5638 | 0 | 1067
| KRT013-163377643 | 22 | 607958.8451 | -352397.6469 | 7.2259 | -352390.421 | 0 | 587
| KRT013-163377831 | 21 | 580324.3521 | -336379.5721 | 162.9988 | -336216.5733 | 0 | 553
| KRT013-24611768 | 280 | 7737658.0282 | -4485060.961 | 2505.1556 | -4482555.8054 | 0 | 2075
| KRT013-79724634 | 383 | 10584010.8028 | -6134922.6717 | 9540.8799 | -6125381.7918 | 0 | 2157
| KRT013-79724804 | 1028 | 28408258.7606 | -16466580.9569 | 163467.6594 | -16303113.2974 | 0 | 2242
| KRT022-15396980 | 393 | 10860355.7324 | -6295103.4203 | 145409.4389 | -6149693.9813 | 0 | 2160
| KRT022-72389353 | 210 | 5803243.5211 | -3363795.7208 | 278537.7014 | -3085258.0193 | 0 | 1917
| KRT023-15396956 | 250 | 6908623.2394 | -4004518.7152 | 2067.222 | -4002451.4932 | 0 | 2025
| KRT031-15433128 | 98 | 2708180.3099 | -1569771.3364 | 71684.8786 | -1498086.4578 | 0 | 1508
| KRT031-163356648 | 11 | 303979.4225 | -176198.8235 | 3374.9431 | -172823.8804 | 0 | 328
| KYM001-15421949 | 0 | 0 | 0 | 0 | 0 | 0 | 49
| KYM001-15421988 | 828 | 22881360.169 | -13262965.9847 | 1713875.6047 | -11549090.38 | 0 | 2230
| KYM001-155421580 | 15 | 414517.3944 | -240271.1229 | 10.4364 | -240260.6865 | 0 | 438
| KYM001-155421922 | 28 | 773765.8028 | -448506.0961 | 704.6061 | -447801.49 | 0 | 689
| KYM002-15422060 | 0 | 0 | 0 | 0 | 0 | 0 | 49
| KYM002-15422073 | 274 | 7571851.0704 | -4388952.5118 | 78966.8574 | -4309985.6545 | 0 | 2057
| KYM002-182106953 | 0 | 0 | 0 | 0 | 0 | 0 | 49
| KYM003-15421938 | 452 | 12490790.8169 | -7240169.8371 | 404133.4323 | -6836036.4047 | 0 | 2180
| KYM003-155504708 | 14 | 386882.9014 | -224253.0481 | 3024.7819 | -221228.2662 | 0 | 407
| KYM003-163531836 | 14 | 386882.9014 | -224253.0481 | 330.6685 | -223922.3795 | 0 | 412
| KYM003-24602826 | 330 | 9119382.6761 | -5285964.7041 | 256102.3514 | -5029862.3526 | 0 | 2107
| KYM004-15422136 | 315 | 8704865.2817 | -5045693.5811 | 131924.3647 | -4913769.2165 | 0 | 2100
| KYM004-24596780 | 314 | 8677230.7887 | -5029675.5063 | 68646.3256 | -4961029.1807 | 0 | 2102
| KYM004-24596836 | 143 | 3951732.493 | -2290584.7051 | 104266.48 | -2186318.2251 | 0 | 1760
| KYM005-15421849 | 94 | 2597642.338 | -1505699.0369 | 0 | -1505699.0369 | 0 | 1512
| KYM006-15422186 | 0 | 0 | 0 | 0 | 0 | 0 | 49
| KYM006-15422212 | 364 | 10058955.4366 | -5830579.2493 | 198968.796 | -5631610.4533 | 0 | 2133
| LV001-15406542 | 0 | 0 | 0 | 0 | 0 | 0 | 49
| LV001-15406555 | 150 | 4145173.9437 | -2402711.2291 | 0 | -2402711.2291 | 0 | 1821
| LV001-24613045 | 98 | 2708180.3099 | -1569771.3364 | 0 | -1569771.3364 | 0 | 1550
| LV002-15406265 | 157 | 4338615.3944 | -2514837.7531 | 31450.5902 | -2483387.163 | 0 | 1841
| LV003-15406616 | 95 | 2625276.831 | -1521717.1118 | 63422.8279 | -1458294.2839 | 0 | 1491
| LV004-15406315 | 159 | 4393884.3803 | -2546873.9029 | 0 | -2546873.9029 | 0 | 1850
| LV004-24612407 | 124 | 3426677.1268 | -1986241.2827 | 0 | -1986241.2827 | 0 | 1708
| LV005-15406664 | 4 | 110537.9718 | -64072.2994 | 0 | -64072.2994 | 0 | 208
| LV005-15406790 | 6 | 165806.9577 | -96108.4492 | 0 | -96108.4492 | 0 | 240
| LV006-15406376 | 371 | 10252396.8873 | -5942705.7733 | 2636960.4752 | -3305745.2981 | 0 | 1946
| LV006-160301671 | 104 | 2873987.2676 | -1665879.7855 | 0 | -1665879.7855 | 0 | 1587
| LV007-15406690 | 75 | 2072586.9718 | -1201355.6146 | 42087.3134 | -1159268.3012 | 0 | 1324
| LV008-15406413 | 68 | 1879145.5211 | -1089229.0905 | 0 | -1089229.0905 | 0 | 1285
| LV008-24612803 | 43 | 1188283.1972 | -688777.219 | 1244.9082 | -687532.3108 | 0 | 944
| LV008-24612817 | 47 | 1298821.169 | -752849.5185 | 490.374 | -752359.1445 | 0 | 1004
| LV009-15406766 | 138 | 3813560.0282 | -2210494.3308 | 0 | -2210494.3308 | 0 | 1768
| LV009-155428316 | 194 | 5361091.6338 | -3107506.523 | 0 | -3107506.523 | 0 | 1921
| LV009-24611519 | 52 | 1436993.6338 | -832939.8928 | 0 | -832939.8928 | 0 | 1086
| LV010-15437621 | 21 | 580324.3521 | -336379.5721 | 620.2636 | -335759.3085 | 0 | 552
| LVN021-15436461 | 74 | 2044952.4789 | -1185337.5397 | 4488.2656 | -1180849.2741 | 0 | 1338
| LVN022-131932324 | 166 | 4587325.831 | -2659000.4269 | 3110.2069 | -2655890.22 | 0 | 1864
| LVN022-15436485 | 201 | 5554533.0845 | -3219633.047 | 20558.3144 | -3199074.7326 | 0 | 1934
| LVN022-155325443 | 120 | 3316139.1549 | -1922168.9833 | 0 | -1922168.9833 | 0 | 1684
| LVN023-15436448 | 79 | 2183124.9437 | -1265427.914 | 0 | -1265427.914 | 0 | 1400
| LVN024-15436435 | 28 | 773765.8028 | -448506.0961 | 17373.3891 | -431132.707 | 0 | 669
| LVN031-15432398 | 48 | 1326455.662 | -768867.5933 | 0 | -768867.5933 | 0 | 1034
| LVN032-15432411 | 188 | 5195284.6761 | -3011398.0738 | 0 | -3011398.0738 | 0 | 1912
| LVN033-15432424 | 158 | 4366249.8873 | -2530855.828 | 0 | -2530855.828 | 0 | 1847
| LVN034-15432437 | 136 | 3758291.0423 | -2178458.1811 | 0 | -2178458.1811 | 0 | 1758
| MBN012-15419426 | 38 | 1050110.7324 | -608686.8447 | 2117047.3299 | 1508360.4852 | 1 | 23
| MBN012-15419437 | 0 | 0 | 0 | 0 | 0 | 0 | 49
| MBN013-15419363 | 104 | 2873987.2676 | -1665879.7855 | 71304.8335 | -1594574.952 | 0 | 1555
| MBN013-182964938 | 74 | 2044952.4789 | -1185337.5397 | 26069.4013 | -1159268.1384 | 0 | 1323
| MBN013-24605754 | 80 | 2210759.4366 | -1281445.9889 | 213614.3499 | -1067831.639 | 0 | 1265
| MBN014-15419313 | 212 | 5858512.507 | -3395831.8705 | 173614.6717 | -3222217.1988 | 0 | 1937
| MBN014-160652409 | 26 | 718496.8169 | -416469.9464 | 150.0747 | -416319.8717 | 0 | 654
| MBN014-24605768 | 145 | 4007001.4789 | -2322620.8548 | 27596.752 | -2295024.1028 | 0 | 1794
| MBN023-94547225 | 0 | 0 | 0 | 0 | 0 | 0 | 49
| MBN023-94547273 | 176 | 4863670.7606 | -2819181.1755 | 7182456.8061 | 4363275.6306 | 1 | 6
| MBN031-140147987 | 0 | 0 | 0 | 0 | 0 | 0 | 49
| MBN031-140148011 | 123 | 3399042.6338 | -1970223.2079 | 63199.4028 | -1907023.805 | 0 | 1678
| MBN031-162765180 | 6 | 165806.9577 | -96108.4492 | 0.014536 | -96108.4346 | 0 | 239
| MBN031-24605740 | 114 | 3150332.1972 | -1826060.5341 | 31690.1281 | -1794370.406 | 0 | 1642
| MBN031-52301620 | 129 | 3564849.5915 | -2066331.657 | 37366.3865 | -2028965.2705 | 0 | 1716
| MBN032-140148075 | 0 | 0 | 0 | 0 | 0 | 0 | 49
| MBN032-140148099 | 232 | 6411202.3662 | -3716193.3677 | 380207.3688 | -3335985.9989 | 0 | 1952
| MDA022-15412339 | 59 | 1630435.0845 | -945066.4168 | 0 | -945066.4168 | 0 | 1171
| MDA022-15412350 | 0 | 0 | 0 | 0 | 0 | 0 | 49
| MDA022-24605196 | 40 | 1105379.7183 | -640722.9944 | 0 | -640722.9944 | 0 | 906
| MDA023-15412302 | 303 | 8373251.3662 | -4853476.6828 | 1607193.282 | -3246283.4008 | 0 | 1940
| MDA023-24605266 | 304 | 8400885.8592 | -4869494.7577 | 188683.8326 | -4680810.925 | 0 | 2087
| MDA024-15412265 | 142 | 3924098 | -2274566.6302 | 1193074.5236 | -1081492.1066 | 0 | 1275
| MDA031-15412215 | 108 | 2984525.2394 | -1729952.085 | 315.3518 | -1729636.7332 | 0 | 1616
| MDA032-15412191 | 132 | 3647753.0704 | -2114385.8816 | 42416.2692 | -2071969.6125 | 0 | 1733
| MDA033-15412154 | 32 | 884303.7746 | -512578.3955 | 0 | -512578.3955 | 0 | 774
| MDA034-15433030 | 15 | 414517.3944 | -240271.1229 | 0 | -240271.1229 | 0 | 443
| MLN011-196478975 | 115 | 3177966.6901 | -1842078.609 | 0 | -1842078.609 | 0 | 1652
| MLN011-24613386 | 163 | 4504422.3521 | -2610946.2023 | 90305.6898 | -2520640.5125 | 0 | 1845
| MLN012-196479104 | 57 | 1575166.0986 | -913030.2671 | 0 | -913030.2671 | 0 | 1140
| MLN012-24607519 | 262 | 7240237.1549 | -4196735.6135 | 72133.423 | -4124602.1905 | 0 | 2040
| MLN012-76356455 | 115 | 3177966.6901 | -1842078.609 | 3427.9487 | -1838650.6603 | 0 | 1650
| MLN012-84731779 | 202 | 5582167.5775 | -3235651.1219 | 264872.8387 | -2970778.2831 | 0 | 1905
| MLN013-196479162 | 226 | 6245395.4085 | -3620084.9185 | 3153400.3229 | -466684.5956 | 0 | 721
| MLN014-196479219 | 192 | 5305822.6479 | -3075470.3733 | 1129613.7742 | -1945856.5991 | 0 | 1694
| MLN021-196479276 | 107 | 2956890.7465 | -1713934.0101 | 4284611.6348 | 2570677.6247 | 1 | 12
| MLN021-24600176 | 122 | 3371408.1408 | -1954205.133 | 2732328.9859 | 778123.8529 | 1 | 33
| MLN022-160532221 | 220 | 6079588.4507 | -3523976.4694 | 5488117.552 | 1964141.0826 | 1 | 17
| MLN022-196479342 | 180 | 4974208.7324 | -2883253.4749 | 1895278.8856 | -987974.5893 | 0 | 1198
| MLN022-83935111 | 388 | 10722183.2676 | -6215013.046 | 1532252.9035 | -4682760.1425 | 0 | 2088
| MLN022-84622495 | 18 | 497420.8732 | -288325.3475 | 15225.0995 | -273100.248 | 0 | 486
| MLN023-196479399 | 109 | 3012159.7324 | -1745970.1598 | 0 | -1745970.1598 | 0 | 1624
| MLN024-196479455 | 138 | 3813560.0282 | -2210494.3308 | 0 | -2210494.3308 | 0 | 1768
| MLN032-196479760 | 220 | 6079588.4507 | -3523976.4694 | 1317895.8938 | -2206080.5756 | 0 | 1765
| MLN033-196479827 | 490 | 13540901.5493 | -7848856.6818 | 6308935.0343 | -1539921.6475 | 0 | 1536
| MNA013-15432110 | 1 | 27634.493 | -16018.0749 | 0.37167 | -16017.7032 | 0 | 147
| MNA013-15432136 | 250 | 6908623.2394 | -4004518.7152 | 448204.8069 | -3556313.9083 | 0 | 1983
| MNA014-138630585 | 35 | 967207.2535 | -560632.6201 | 0 | -560632.6201 | 0 | 836
| MNA014-15420920 | 225 | 6217760.9155 | -3604066.8437 | 1922935.0281 | -1681131.8156 | 0 | 1598
| MNA014-157238172 | 21 | 580324.3521 | -336379.5721 | 6.8719 | -336372.7002 | 0 | 562
| MNA014-157238287 | 21 | 580324.3521 | -336379.5721 | 29.2346 | -336350.3374 | 0 | 559
| MNA014-157238460 | 26 | 718496.8169 | -416469.9464 | 506.0883 | -415963.8581 | 0 | 649
| MNA014-163873875 | 24 | 663227.831 | -384433.7967 | 65.9077 | -384367.889 | 0 | 615
| MNA014-164469721 | 12 | 331613.9155 | -192216.8983 | 2.2044 | -192214.6939 | 0 | 371
| MNA014-167870808 | 13 | 359248.4085 | -208234.9732 | 17.206 | -208217.7672 | 0 | 390
| MNA014-184029858 | 195 | 5388726.1268 | -3123524.5978 | 907726.3149 | -2215798.283 | 0 | 1770
| MNA014-187105725 | 50 | 1381724.6479 | -800903.743 | 432.2228 | -800471.5203 | 0 | 1064
| MNA014-203082790 | 99 | 2735814.8028 | -1585789.4112 | 67516.7603 | -1518272.651 | 0 | 1518
| MNA021-15421016 | 152 | 4200442.9296 | -2434747.3788 | 1997265.1251 | -437482.2538 | 0 | 680
| MNA021-164301884 | 327 | 9036479.1972 | -5237910.4795 | 1661829.8445 | -3576080.6349 | 0 | 1989
| MNA022-15421040 | 177 | 4891305.2535 | -2835199.2504 | 38180.2552 | -2797018.9952 | 0 | 1884
| MNA024-15421140 | 178 | 4918939.7465 | -2851217.3252 | 2432558.9931 | -418658.3321 | 0 | 661
| MNA024-15421151 | 0 | 0 | 0 | 0 | 0 | 0 | 49
| MNA034-15421279 | 232 | 6411202.3662 | -3716193.3677 | 1860108.0187 | -1856085.349 | 0 | 1658
| MNA034-157168509 | 54 | 1492262.6197 | -864976.0425 | 6243.5712 | -858732.4712 | 0 | 1097
| MNA034-157168656 | 54 | 1492262.6197 | -864976.0425 | 7404.5032 | -857571.5393 | 0 | 1096
| MNA034-157168875 | 78 | 2155490.4507 | -1249409.8391 | 610.4615 | -1248799.3776 | 0 | 1384
| MNA034-175612351 | 9 | 248710.4366 | -144162.6737 | 4.7472 | -144157.9266 | 0 | 295
| MNA034-181657157 | 231 | 6383567.8732 | -3700175.2928 | 1278982.1476 | -2421193.1452 | 0 | 1828
| MNA034-24605112 | 338 | 9340458.6197 | -5414109.3029 | 1779602.558 | -3634506.7449 | 0 | 1997
| MRO002-15420142 | 6 | 165806.9577 | -96108.4492 | 1900.3999 | -94208.0493 | 0 | 233
| MRO002-15420153 | 6 | 165806.9577 | -96108.4492 | 0 | -96108.4492 | 0 | 240
| MRO002-15420179 | 0 | 0 | 0 | 0 | 0 | 0 | 49
| MRO004-15420205 | 160 | 4421518.8732 | -2562891.9777 | 1724569.123 | -838322.8547 | 0 | 1088
| MRO005-144335638 | 84 | 2321297.4085 | -1345518.2883 | 5168.5447 | -1340349.7436 | 0 | 1428
| MRO005-144335959 | 81 | 2238393.9296 | -1297464.0637 | 190.51 | -1297273.5538 | 0 | 1412
| MRO005-144336040 | 28 | 773765.8028 | -448506.0961 | 1527.1241 | -446978.972 | 0 | 686
| MRO005-144336270 | 12 | 331613.9155 | -192216.8983 | 377.6628 | -191839.2355 | 0 | 362
| MRO005-15420092 | 81 | 2238393.9296 | -1297464.0637 | 2282555.5463 | 985091.4826 | 1 | 32
| MRO005-155391758 | 85 | 2348931.9014 | -1361536.3632 | 5256.5206 | -1356279.8425 | 0 | 1435
| MRO005-155391898 | 39 | 1077745.2254 | -624704.9196 | 4103.3121 | -620601.6074 | 0 | 887
| MRO005-155391999 | 57 | 1575166.0986 | -913030.2671 | 10795.7305 | -902234.5366 | 0 | 1131
| MRO005-155423773 | 50 | 1381724.6479 | -800903.743 | 12014.7202 | -788889.0228 | 0 | 1052
| MRO005-155505168 | 56 | 1547531.6056 | -897012.1922 | 5425.5231 | -891586.6691 | 0 | 1123
| MRO005-155838268 | 46 | 1271186.6761 | -736831.4436 | 1815.4304 | -735016.0132 | 0 | 985
| MRO005-163160444 | 19 | 525055.3662 | -304343.4224 | 845.6072 | -303497.8152 | 0 | 507
| MRO005-163160605 | 18 | 497420.8732 | -288325.3475 | 1402.3982 | -286922.9493 | 0 | 490
| MRO005-163160879 | 7 | 193441.4507 | -112126.524 | 0 | -112126.524 | 0 | 265
| MRO005-163161051 | 15 | 414517.3944 | -240271.1229 | 565.4355 | -239705.6874 | 0 | 432
| MRO005-172349913 | 12 | 331613.9155 | -192216.8983 | 1098.0681 | -191118.8302 | 0 | 359
| MRO005-24606286 | 242 | 6687547.2958 | -3876374.1163 | 331532.8991 | -3544841.2172 | 0 | 1982
| MRO005-24606314 | 254 | 7019161.2113 | -4068591.0146 | 556689.14 | -3511901.8746 | 0 | 1976
| MRO005-24606328 | 249 | 6880988.7465 | -3988500.6403 | 182938.7545 | -3805561.8858 | 0 | 2008
| MRO005-24606858 | 220 | 6079588.4507 | -3523976.4694 | 446501.5839 | -3077474.8854 | 0 | 1915
| MRO005-73766637 | 45 | 1243552.1831 | -720813.3687 | 11003.837 | -709809.5317 | 0 | 962
| MRO006-15420268 | 88 | 2431835.3803 | -1409590.5877 | 0 | -1409590.5877 | 0 | 1466
| MRO007-122640081 | 430 | 11882831.9718 | -6887772.1901 | 665451.9468 | -6222320.2433 | 0 | 2163
| MRO007-129258735 | 43 | 1188283.1972 | -688777.219 | 11597.9952 | -677179.2239 | 0 | 934
| MRO007-15420070 | 448 | 12380252.8451 | -7176097.5376 | 1284769.7224 | -5891327.8152 | 0 | 2148
| MRO007-161151299 | 25 | 690862.3239 | -400451.8715 | 4416.6009 | -396035.2706 | 0 | 622
| MRO007-24610986 | 173 | 4780767.2817 | -2771126.9509 | 501182.4296 | -2269944.5213 | 0 | 1783
| MRO007-76446321 | 55 | 1519897.1127 | -880994.1173 | 16709.5858 | -864284.5316 | 0 | 1103
| MRO007-76446588 | 58 | 1602800.5915 | -929048.3419 | 5705.4994 | -923342.8425 | 0 | 1144
| MRO007-76547638 | 59 | 1630435.0845 | -945066.4168 | 7550.9199 | -937515.4968 | 0 | 1161
| MRO007-76547903 | 43 | 1188283.1972 | -688777.219 | 47.1425 | -688730.0765 | 0 | 951
| MRO007-76548012 | 58 | 1602800.5915 | -929048.3419 | 7310.1522 | -921738.1898 | 0 | 1143
| MRO008-129258570 | 27 | 746131.3099 | -432488.0212 | 3386.592 | -429101.4292 | 0 | 664
| MRO008-137134221 | 24 | 663227.831 | -384433.7967 | 587.7858 | -383846.0108 | 0 | 610
| MRO008-15411648 | 220 | 6079588.4507 | -3523976.4694 | 2478800.7894 | -1045175.68 | 0 | 1248
| MRO008-156506029 | 365 | 10086589.9296 | -5846597.3242 | 1414311.0812 | -4432286.243 | 0 | 2070
| MRO008-161918307 | 35 | 967207.2535 | -560632.6201 | 3647.6138 | -556985.0063 | 0 | 820
| MRO008-24606830 | 225 | 6217760.9155 | -3604066.8437 | 92022.2487 | -3512044.595 | 0 | 1977
| MRO008-24606844 | 91 | 2514738.8592 | -1457644.8123 | 36468.3039 | -1421176.5085 | 0 | 1472
| MRO008-77241441 | 21 | 580324.3521 | -336379.5721 | 0.82746 | -336378.7446 | 0 | 565
| MRO008-77241511 | 72 | 1989683.493 | -1153301.39 | 7040.1864 | -1146261.2036 | 0 | 1312
| NHL015-115332434 | 220 | 6079588.4507 | -3523976.4694 | 577811.7633 | -2946164.706 | 0 | 1900
| NHL015-154154899 | 423 | 11689390.5211 | -6775645.6661 | 24609.7081 | -6751035.958 | 0 | 2178
| NHL015-15417078 | 0 | 0 | 0 | 0 | 0 | 0 | 49
| NHL015-15417104 | 94 | 2597642.338 | -1505699.0369 | 121568.113 | -1384130.9239 | 0 | 1452
| NHL015-157413262 | 65 | 1796242.0423 | -1041174.8659 | 2361.8255 | -1038813.0404 | 0 | 1235
| NHL015-157443574 | 92 | 2542373.3521 | -1473662.8872 | 459.6566 | -1473203.2305 | 0 | 1497
| NHL015-157455075 | 89 | 2459469.8732 | -1425608.6626 | 2231.9467 | -1423376.7159 | 0 | 1475
| NHL015-157999738 | 128 | 3537215.0986 | -2050313.5822 | 6860.7298 | -2043452.8524 | 0 | 1723
| NHL015-157999871 | 72 | 1989683.493 | -1153301.39 | 1713.6557 | -1151587.7343 | 0 | 1319
| NHL015-158004096 | 36 | 994841.7465 | -576650.695 | 0 | -576650.695 | 0 | 852
| NHL015-158004251 | 56 | 1547531.6056 | -897012.1922 | 1045.9055 | -895966.2867 | 0 | 1127
| NHL015-158004482 | 29 | 801400.2958 | -464524.171 | 988.0505 | -463536.1204 | 0 | 704
| NHL015-158005276 | 101 | 2791083.7887 | -1617825.5609 | 800.0072 | -1617025.5537 | 0 | 1566
| NHL015-158007892 | 65 | 1796242.0423 | -1041174.8659 | 933.0699 | -1040241.7961 | 0 | 1238
| NHL015-158008058 | 86 | 2376566.3944 | -1377554.438 | 9147.5466 | -1368406.8914 | 0 | 1442
| NHL015-158050824 | 121 | 3343773.6479 | -1938187.0582 | 2981.2544 | -1935205.8037 | 0 | 1688
| NHL015-158051013 | 86 | 2376566.3944 | -1377554.438 | 14.6767 | -1377539.7613 | 0 | 1447
| NHL015-158071333 | 110 | 3039794.2254 | -1761988.2347 | 3763.5387 | -1758224.696 | 0 | 1627
| NHL015-158071498 | 18 | 497420.8732 | -288325.3475 | 776.0741 | -287549.2734 | 0 | 491
| NHL015-158071668 | 130 | 3592484.0845 | -2082349.7319 | 1165.1449 | -2081184.587 | 0 | 1735
| NHL015-158092505 | 66 | 1823876.5352 | -1057192.9408 | 587.5071 | -1056605.4338 | 0 | 1256
| NHL015-158092654 | 61 | 1685704.0704 | -977102.5665 | 3921.2872 | -973181.2793 | 0 | 1186
| NHL015-158130266 | 15 | 414517.3944 | -240271.1229 | 358.7783 | -239912.3446 | 0 | 435
| NHL015-158130348 | 19 | 525055.3662 | -304343.4224 | 388.1958 | -303955.2265 | 0 | 510
| NHL015-158145995 | 78 | 2155490.4507 | -1249409.8391 | 7472.6781 | -1241937.161 | 0 | 1376
| NHL015-158146107 | 87 | 2404200.8873 | -1393572.5129 | 4906.5496 | -1388665.9633 | 0 | 1454
| NHL015-158377999 | 79 | 2183124.9437 | -1265427.914 | 2061.2769 | -1263366.6371 | 0 | 1394
| NHL015-164675628 | 12 | 331613.9155 | -192216.8983 | 705.1845 | -191511.7139 | 0 | 361
| NHL015-24600722 | 200 | 5526898.5915 | -3203614.9722 | 675535.6201 | -2528079.352 | 0 | 1846
| NHL015-24600904 | 224 | 6190126.4225 | -3588048.7688 | 174428.5062 | -3413620.2626 | 0 | 1958
| NHL016-15417067 | 157 | 4338615.3944 | -2514837.7531 | 462134.9119 | -2052702.8412 | 0 | 1727
| NHL016-157284541 | 43 | 1188283.1972 | -688777.219 | 1840.5207 | -686936.6983 | 0 | 943
| NHL016-157284640 | 50 | 1381724.6479 | -800903.743 | 1437.4625 | -799466.2805 | 0 | 1058
| NHL016-157284729 | 22 | 607958.8451 | -352397.6469 | 602.7074 | -351794.9396 | 0 | 577
| NHL016-157284831 | 77 | 2127855.9577 | -1233391.7643 | 2417.9869 | -1230973.7774 | 0 | 1368
| NHL016-157328241 | 35 | 967207.2535 | -560632.6201 | 870.2738 | -559762.3463 | 0 | 823
| NHL016-157328461 | 45 | 1243552.1831 | -720813.3687 | 2343.0288 | -718470.3399 | 0 | 968
| NHL016-157328563 | 37 | 1022476.2394 | -592668.7698 | 724.3341 | -591944.4358 | 0 | 857
| NHL016-162991101 | 47 | 1298821.169 | -752849.5185 | 635.8613 | -752213.6571 | 0 | 1003
| NHL016-163161231 | 51 | 1409359.1408 | -816921.8179 | 2855.2554 | -814066.5625 | 0 | 1076
| NHL016-163161483 | 16 | 442151.8873 | -256289.1978 | 9.7206 | -256279.4771 | 0 | 459
| NHL016-24601854 | 268 | 7406044.1127 | -4292844.0627 | 90162.3583 | -4202681.7044 | 0 | 2045
| NHL031-111738437 | 389 | 10749817.7606 | -6231031.1208 | 349947.2778 | -5881083.8431 | 0 | 2147
| NHL031-15417259 | 164 | 4532056.8451 | -2626964.2772 | 1059311.3009 | -1567652.9763 | 0 | 1544
| NHL031-158072303 | 76 | 2100221.4648 | -1217373.6894 | 5420.2528 | -1211953.4366 | 0 | 1358
| NHL031-158072703 | 55 | 1519897.1127 | -880994.1173 | 6499.405 | -874494.7123 | 0 | 1108
| NHL031-158073136 | 24 | 663227.831 | -384433.7967 | 0 | -384433.7967 | 0 | 619
| NHL031-158078362 | 96 | 2652911.3239 | -1537735.1866 | 6966.5734 | -1530768.6132 | 0 | 1529
| NHL031-158078443 | 43 | 1188283.1972 | -688777.219 | 661.0469 | -688116.1721 | 0 | 945
| NHL031-158078533 | 60 | 1658069.5775 | -961084.4916 | 4556.6048 | -956527.8869 | 0 | 1175
| NHL031-158078653 | 66 | 1823876.5352 | -1057192.9408 | 116.4698 | -1057076.4711 | 0 | 1257
| NHL031-158092744 | 36 | 994841.7465 | -576650.695 | 1888.9374 | -574761.7576 | 0 | 843
| NHL031-158092870 | 31 | 856669.2817 | -496560.3207 | 1532.807 | -495027.5137 | 0 | 735
| NHL031-158093033 | 496 | 13706708.507 | -7944965.1309 | 37248.6706 | -7907716.4604 | 0 | 2197
| NHL031-158103926 | 43 | 1188283.1972 | -688777.219 | 6252.6248 | -682524.5942 | 0 | 938
| NHL031-158104228 | 28 | 773765.8028 | -448506.0961 | 0 | -448506.0961 | 0 | 696
| NHL031-158104320 | 71 | 1962049 | -1137283.3151 | 48.8216 | -1137234.4935 | 0 | 1307
| NHL031-158104465 | 28 | 773765.8028 | -448506.0961 | 2683.6795 | -445822.4166 | 0 | 684
| NHL031-158118521 | 43 | 1188283.1972 | -688777.219 | 3230.8595 | -685546.3596 | 0 | 940
| NHL031-158118640 | 62 | 1713338.5634 | -993120.6414 | 2036.7946 | -991083.8467 | 0 | 1202
| NHL031-159317140 | 187 | 5167650.1831 | -2995379.999 | 15845.4937 | -2979534.5053 | 0 | 1908
| NHL031-159317397 | 50 | 1381724.6479 | -800903.743 | 1749.3774 | -799154.3657 | 0 | 1057
| NHL031-159338407 | 18 | 497420.8732 | -288325.3475 | 0 | -288325.3475 | 0 | 502
| NHL031-159449178 | 88 | 2431835.3803 | -1409590.5877 | 5561.8059 | -1404028.7819 | 0 | 1461
| NHL031-163378374 | 32 | 884303.7746 | -512578.3955 | 1416.8719 | -511161.5236 | 0 | 761
| NHL031-171331453 | 17 | 469786.3803 | -272307.2726 | 0 | -272307.2726 | 0 | 483
| NHL031-187102650 | 106 | 2929256.2535 | -1697915.9352 | 217516.5777 | -1480399.3576 | 0 | 1499
| NHL031-202230824 | 191 | 5278188.1549 | -3059452.2984 | 794234.1602 | -2265218.1382 | 0 | 1782
| NHL031-44808373 | 149 | 4117539.4507 | -2386693.1543 | 41746.5936 | -2344946.5607 | 0 | 1805
| NHL031-47809173 | 72 | 1989683.493 | -1153301.39 | 15846.7746 | -1137454.6153 | 0 | 1310
| NKA001-111726711 | 45 | 1243552.1831 | -720813.3687 | 9.5874 | -720803.7813 | 0 | 978
| NKA001-138135636 | 55 | 1519897.1127 | -880994.1173 | 124.0016 | -880870.1157 | 0 | 1117
| NKA001-15424552 | 0 | 0 | 0 | 0 | 0 | 0 | 49
| NKA001-15424578 | 77 | 2127855.9577 | -1233391.7643 | 68004.7347 | -1165387.0296 | 0 | 1328
| NKA001-161093990 | 33 | 911938.2676 | -528596.4704 | 15.1009 | -528581.3695 | 0 | 794
| NKA001-24606104 | 258 | 7129699.1831 | -4132663.3141 | 117147.5639 | -4015515.7501 | 0 | 2026
| NKA001-24606118 | 172 | 4753132.7887 | -2755108.8761 | 21137.6164 | -2733971.2597 | 0 | 1874
| NKA001-96630054 | 103 | 2846352.7746 | -1649861.7107 | 37569.1962 | -1612292.5145 | 0 | 1562
| NKA002-15424741 | 366 | 10114224.4225 | -5862615.399 | 1529678.8689 | -4332936.5301 | 0 | 2059
| NKA002-15424752 | 0 | 0 | 0 | 0 | 0 | 0 | 49
| NKA002-157269526 | 0 | 0 | 0 | 0 | 0 | 0 | 49
| NKA002-160426606 | 21 | 580324.3521 | -336379.5721 | 0.52591 | -336379.0462 | 0 | 567
| NKA002-176883603 | 11 | 303979.4225 | -176198.8235 | 531.1472 | -175667.6763 | 0 | 335
| NKA002-24606230 | 207 | 5720340.0423 | -3315741.4962 | 65427.4807 | -3250314.0155 | 0 | 1942
| NKA002-24606244 | 142 | 3924098 | -2274566.6302 | 340960.1859 | -1933606.4444 | 0 | 1687
| NKA003-15422579 | 268 | 7406044.1127 | -4292844.0627 | 710243.9449 | -3582600.1178 | 0 | 1990
| NKA003-161248298 | 29 | 801400.2958 | -464524.171 | 42.3216 | -464481.8493 | 0 | 713
| NKA004-15424817 | 237 | 6549374.831 | -3796283.742 | 3215205.8049 | -581077.9371 | 0 | 854
| NKA004-162977911 | 16 | 442151.8873 | -256289.1978 | 15.0698 | -256274.1279 | 0 | 458
| NKA005-154156915 | 28 | 773765.8028 | -448506.0961 | 199504.0577 | -249002.0384 | 0 | 449
| NKA005-15422555 | 281 | 7765292.5211 | -4501079.0359 | 246389.9617 | -4254689.0742 | 0 | 2049
| NKA005-24606900 | 150 | 4145173.9437 | -2402711.2291 | 465324.888 | -1937386.3411 | 0 | 1691
| NKA006-152812929 | 226 | 6245395.4085 | -3620084.9185 | 968227.595 | -2651857.3236 | 0 | 1862
| NKA006-15424841 | 514 | 14204129.3803 | -8233290.4784 | 1913725.4751 | -6319565.0034 | 0 | 2168
| NKA006-15424865 | 0 | 0 | 0 | 0 | 0 | 0 | 49
| NKA006-160426703 | 24 | 663227.831 | -384433.7967 | 197.6534 | -384236.1433 | 0 | 612
| NKA006-160426816 | 54 | 1492262.6197 | -864976.0425 | 1638.3646 | -863337.6779 | 0 | 1101
| NKA006-162978025 | 35 | 967207.2535 | -560632.6201 | 3629.4088 | -557003.2113 | 0 | 821
| NKA006-163615273 | 0 | 0 | 0 | 0 | 0 | 0 | 49
| NKA006-181987048 | 0 | 0 | 0 | 0 | 0 | 0 | 49
| NKA006-192419289 | 127 | 3509580.6056 | -2034295.5073 | 34796.5114 | -1999498.9959 | 0 | 1710
| NKA006-24605964 | 79 | 2183124.9437 | -1265427.914 | 48547.1664 | -1216880.7476 | 0 | 1361
| OYN001-15412732 | 267 | 7378409.6197 | -4276825.9878 | 20521.5047 | -4256304.4831 | 0 | 2050
| OYN001-15412756 | 0 | 0 | 0 | 0 | 0 | 0 | 49
| OYN001-157370670 | 37 | 1022476.2394 | -592668.7698 | 352.73 | -592316.0399 | 0 | 859
| OYN001-157370765 | 19 | 525055.3662 | -304343.4224 | 9.5115 | -304333.9109 | 0 | 519
| OYN001-157425399 | 48 | 1326455.662 | -768867.5933 | 90.5228 | -768777.0705 | 0 | 1030
| OYN001-157599093 | 38 | 1050110.7324 | -608686.8447 | 1.1105 | -608685.7342 | 0 | 882
| OYN001-157599241 | 60 | 1658069.5775 | -961084.4916 | 150.0612 | -960934.4304 | 0 | 1179
| OYN001-157599335 | 74 | 2044952.4789 | -1185337.5397 | 1002.1428 | -1184335.3969 | 0 | 1344
| OYN001-157997774 | 68 | 1879145.5211 | -1089229.0905 | 400.7552 | -1088828.3353 | 0 | 1282
| OYN001-157997885 | 348 | 9616803.5493 | -5574290.0515 | 1525.2639 | -5572764.7877 | 0 | 2128
| OYN001-157997976 | 60 | 1658069.5775 | -961084.4916 | 33.8184 | -961050.6733 | 0 | 1181
| OYN001-157998086 | 128 | 3537215.0986 | -2050313.5822 | 129.8533 | -2050183.7288 | 0 | 1726
| OYN001-157998203 | 44 | 1215917.6901 | -704795.2939 | 303.1864 | -704492.1075 | 0 | 959
| OYN001-157998251 | 70 | 1934414.507 | -1121265.2403 | 173.0763 | -1121092.164 | 0 | 1300
| OYN001-157998623 | 102 | 2818718.2817 | -1633843.6358 | 275.6286 | -1633568.0072 | 0 | 1574
| OYN001-159943098 | 63 | 1740973.0563 | -1009138.7162 | 693.8081 | -1008444.9081 | 0 | 1213
| OYN001-159943284 | 43 | 1188283.1972 | -688777.219 | 103.9112 | -688673.3078 | 0 | 949
| OYN001-161991346 | 124 | 3426677.1268 | -1986241.2827 | 1506.8251 | -1984734.4576 | 0 | 1707
| OYN001-161991484 | 7 | 193441.4507 | -112126.524 | 0 | -112126.524 | 0 | 265
| OYN001-161991742 | 20 | 552689.8592 | -320361.4972 | 20.9839 | -320340.5133 | 0 | 540
| OYN001-161991880 | 70 | 1934414.507 | -1121265.2403 | 93.6754 | -1121171.5649 | 0 | 1301
| OYN001-161991949 | 104 | 2873987.2676 | -1665879.7855 | 0 | -1665879.7855 | 0 | 1587
| OYN001-24603328 | 384 | 10611645.2958 | -6150940.7465 | 16079.5764 | -6134861.1702 | 0 | 2159
| OYN001-24604668 | 921 | 25451368.0141 | -14752646.9468 | 75629.4161 | -14677017.5306 | 0 | 2240
| OYN001-41898846 | 299 | 8262713.3944 | -4789404.3834 | 6269.256 | -4783135.1274 | 0 | 2094
| OYN003-15412682 | 173 | 4780767.2817 | -2771126.9509 | 7857.6713 | -2763269.2796 | 0 | 1878
| OYN003-157425942 | 11 | 303979.4225 | -176198.8235 | 0 | -176198.8235 | 0 | 352
| OYN003-158041159 | 195 | 5388726.1268 | -3123524.5978 | 524.2741 | -3123000.3238 | 0 | 1924
| OYN003-158109405 | 349 | 9644438.0423 | -5590308.1264 | 485.8379 | -5589822.2885 | 0 | 2130
| OYN003-158109515 | 106 | 2929256.2535 | -1697915.9352 | 2.5109 | -1697913.4244 | 0 | 1603
| OYN003-158109598 | 159 | 4393884.3803 | -2546873.9029 | 305.6448 | -2546568.2581 | 0 | 1849
| OYN003-158109716 | 69 | 1906780.0141 | -1105247.1654 | 189.7657 | -1105057.3997 | 0 | 1289
| OYN003-158109850 | 76 | 2100221.4648 | -1217373.6894 | 160.1921 | -1217213.4973 | 0 | 1364
| OYN003-158110054 | 135 | 3730656.5493 | -2162440.1062 | 623.9748 | -2161816.1314 | 0 | 1756
| OYN003-161992042 | 22 | 607958.8451 | -352397.6469 | 1.1322 | -352396.5147 | 0 | 588
| OYN005-15412808 | 288 | 7958733.9718 | -4613205.5599 | 114972.8652 | -4498232.6947 | 0 | 2077
| OYN005-159372302 | 271 | 7488947.5915 | -4340898.2873 | 3306.0493 | -4337592.238 | 0 | 2061
| OYN005-159377479 | 27 | 746131.3099 | -432488.0212 | 261.388 | -432226.6332 | 0 | 671
| OYN005-160435471 | 53 | 1464628.1268 | -848957.9676 | 911.1063 | -848046.8613 | 0 | 1090
| OYN005-160491322 | 47 | 1298821.169 | -752849.5185 | 490.1959 | -752359.3226 | 0 | 1005
| OYN005-160578653 | 108 | 2984525.2394 | -1729952.085 | 0 | -1729952.085 | 0 | 1617
| OYN005-160637132 | 58 | 1602800.5915 | -929048.3419 | 47.2831 | -929001.0588 | 0 | 1156
| OYN005-160827931 | 217 | 5996684.9718 | -3475922.2448 | 2888.753 | -3473033.4917 | 0 | 1969
| OYN005-160828059 | 129 | 3564849.5915 | -2066331.657 | 850.5046 | -2065481.1524 | 0 | 1730
| OYN005-160828223 | 25 | 690862.3239 | -400451.8715 | 1.6782 | -400450.1933 | 0 | 638
| OYN005-160829369 | 119 | 3288504.662 | -1906150.9084 | 2311.8702 | -1903839.0382 | 0 | 1677
| OYN005-160829541 | 61 | 1685704.0704 | -977102.5665 | 711.8504 | -976390.7161 | 0 | 1189
| OYN005-160930811 | 107 | 2956890.7465 | -1713934.0101 | 666.9304 | -1713267.0797 | 0 | 1609
| OYN005-160930950 | 123 | 3399042.6338 | -1970223.2079 | 3747.7728 | -1966475.4351 | 0 | 1701
| OYN005-160931147 | 60 | 1658069.5775 | -961084.4916 | 406.4384 | -960678.0532 | 0 | 1178
| OYN005-160960634 | 91 | 2514738.8592 | -1457644.8123 | 3663.51 | -1453981.3024 | 0 | 1488
| OYN005-160960891 | 46 | 1271186.6761 | -736831.4436 | 288.3795 | -736543.0641 | 0 | 987
| OYN005-161887259 | 283 | 7820561.507 | -4533115.1856 | 60927.0906 | -4472188.095 | 0 | 2074
| OYN005-162206992 | 9 | 248710.4366 | -144162.6737 | 0 | -144162.6737 | 0 | 300
| OYN005-162260630 | 2 | 55268.9859 | -32036.1497 | 0 | -32036.1497 | 0 | 176
| OYN005-162551906 | 117 | 3233235.6761 | -1874114.7587 | 744.9359 | -1873369.8228 | 0 | 1668
| OYN005-162690111 | 24 | 663227.831 | -384433.7967 | 0 | -384433.7967 | 0 | 619
| OYN005-162952933 | 7 | 193441.4507 | -112126.524 | 0 | -112126.524 | 0 | 265
| OYN005-164254226 | 47 | 1298821.169 | -752849.5185 | 414.4348 | -752435.0837 | 0 | 1006
| OYN005-164254377 | 59 | 1630435.0845 | -945066.4168 | 1634.8374 | -943431.5794 | 0 | 1165
| OYN005-164276023 | 151 | 4172808.4366 | -2418729.304 | 4085.6534 | -2414643.6506 | 0 | 1825
| OYN005-164365790 | 11 | 303979.4225 | -176198.8235 | 1579.9407 | -174618.8828 | 0 | 331
| OYN005-164366490 | 52 | 1436993.6338 | -832939.8928 | 21.7244 | -832918.1684 | 0 | 1085
| OYN005-164366901 | 9 | 248710.4366 | -144162.6737 | 335.0304 | -143827.6433 | 0 | 290
| OYN005-203082808 | 102 | 2818718.2817 | -1633843.6358 | 7747.227 | -1626096.4088 | 0 | 1568
| OYN005-203102592 | 122 | 3371408.1408 | -1954205.133 | 2386.9025 | -1951818.2306 | 0 | 1695
| OYN005-24603468 | 127 | 3509580.6056 | -2034295.5073 | 4966.0508 | -2029329.4565 | 0 | 1717
| OYN005-24603482 | 316 | 8732499.7746 | -5061711.656 | 138940.3468 | -4922771.3092 | 0 | 2101
| OYN005-84748828 | 93 | 2570007.8451 | -1489680.9621 | 32734.4317 | -1456946.5304 | 0 | 1489
| OYN005-88333607 | 130 | 3592484.0845 | -2082349.7319 | 764.4089 | -2081585.323 | 0 | 1736
| OYN007-15412819 | 150 | 4145173.9437 | -2402711.2291 | 5849.1638 | -2396862.0653 | 0 | 1819
| OYN007-15412830 | 0 | 0 | 0 | 0 | 0 | 0 | 49
| PLD001-128232196 | 256 | 7074430.1972 | -4100627.1644 | 34953.3992 | -4065673.7651 | 0 | 2028
| PLD001-15398772 | 81 | 2238393.9296 | -1297464.0637 | 181332.5786 | -1116131.4852 | 0 | 1297
| PLD001-159945085 | 36 | 994841.7465 | -576650.695 | 87.1468 | -576563.5482 | 0 | 847
| PLD001-160255348 | 25 | 690862.3239 | -400451.8715 | 32.3654 | -400419.5061 | 0 | 631
| PLD001-160255473 | 43 | 1188283.1972 | -688777.219 | 207.2817 | -688569.9373 | 0 | 947
| PLD001-160255864 | 46 | 1271186.6761 | -736831.4436 | 6.0492 | -736825.3944 | 0 | 989
| PLD001-160255960 | 61 | 1685704.0704 | -977102.5665 | 4.1433 | -977098.4232 | 0 | 1194
| PLD001-160286437 | 57 | 1575166.0986 | -913030.2671 | 2.6829 | -913027.5842 | 0 | 1139
| PLD001-160286548 | 263 | 7267871.6479 | -4212753.6884 | 1009.5452 | -4211744.1432 | 0 | 2046
| PLD001-160286649 | 85 | 2348931.9014 | -1361536.3632 | 636.3405 | -1360900.0226 | 0 | 1439
| PLD001-162206790 | 10 | 276344.9296 | -160180.7486 | 0 | -160180.7486 | 0 | 321
| PLD001-162207166 | 9 | 248710.4366 | -144162.6737 | 2.2882 | -144160.3855 | 0 | 297
| PLD001-162213349 | 10 | 276344.9296 | -160180.7486 | 0 | -160180.7486 | 0 | 321
| PLD001-162290445 | 24 | 663227.831 | -384433.7967 | 203.1212 | -384230.6755 | 0 | 611
| PLD001-162290662 | 10 | 276344.9296 | -160180.7486 | 7.4144 | -160173.3342 | 0 | 316
| PLD001-162291051 | 27 | 746131.3099 | -432488.0212 | 19.1383 | -432468.883 | 0 | 674
| PLD001-162377877 | 18 | 497420.8732 | -288325.3475 | 0.87483 | -288324.4727 | 0 | 501
| PLD001-163864241 | 98 | 2708180.3099 | -1569771.3364 | 198.0716 | -1569573.2648 | 0 | 1549
| PLD001-24597198 | 313 | 8649596.2958 | -5013657.4314 | 46514.1076 | -4967143.3238 | 0 | 2103
| PLD001-24611964 | 2 | 55268.9859 | -32036.1497 | 0 | -32036.1497 | 0 | 176
| PLD001-95142888 | 57 | 1575166.0986 | -913030.2671 | 440.5278 | -912589.7392 | 0 | 1135
| PLD002-15398648 | 0 | 0 | 0 | 0 | 0 | 0 | 49
| PLD002-15398661 | 36 | 994841.7465 | -576650.695 | 30225.651 | -546425.044 | 0 | 814
| PLD003-110224899 | 12 | 331613.9155 | -192216.8983 | 0.29372 | -192216.6046 | 0 | 377
| PLD003-147733185 | 66 | 1823876.5352 | -1057192.9408 | 8430.2538 | -1048762.6871 | 0 | 1249
| PLD003-15398748 | 90 | 2487104.3662 | -1441626.7375 | 10409.3305 | -1431217.407 | 0 | 1480
| PLD003-160436494 | 37 | 1022476.2394 | -592668.7698 | 1.0831 | -592667.6867 | 0 | 864
| PLD003-160436674 | 111 | 3067428.7183 | -1778006.3095 | 1571.5125 | -1776434.7971 | 0 | 1635
| PLD003-160451735 | 51 | 1409359.1408 | -816921.8179 | 1466.9677 | -815454.8502 | 0 | 1077
| PLD003-160519395 | 54 | 1492262.6197 | -864976.0425 | 582.8444 | -864393.1981 | 0 | 1105
| PLD003-160519570 | 84 | 2321297.4085 | -1345518.2883 | 903.2808 | -1344615.0076 | 0 | 1431
| PLD003-160519700 | 97 | 2680545.8169 | -1553753.2615 | 96.8386 | -1553656.4229 | 0 | 1539
| PLD003-160519896 | 57 | 1575166.0986 | -913030.2671 | 274.9159 | -912755.3512 | 0 | 1137
| PLD003-160520056 | 46 | 1271186.6761 | -736831.4436 | 20.9766 | -736810.467 | 0 | 988
| PLD003-160574293 | 114 | 3150332.1972 | -1826060.5341 | 2625.4407 | -1823435.0935 | 0 | 1647
| PLD003-160574380 | 50 | 1381724.6479 | -800903.743 | 39.8123 | -800863.9307 | 0 | 1069
| PLD003-160574486 | 40 | 1105379.7183 | -640722.9944 | 435.491 | -640287.5035 | 0 | 901
| PLD003-160574588 | 58 | 1602800.5915 | -929048.3419 | 569.2527 | -928479.0892 | 0 | 1152
| PLD003-162199489 | 13 | 359248.4085 | -208234.9732 | 0 | -208234.9732 | 0 | 397
| PLD003-162199732 | 15 | 414517.3944 | -240271.1229 | 0 | -240271.1229 | 0 | 443
| PLD003-162199939 | 21 | 580324.3521 | -336379.5721 | 17.8345 | -336361.7376 | 0 | 560
| PLD003-162260412 | 13 | 359248.4085 | -208234.9732 | 10.0006 | -208224.9726 | 0 | 391
| PLD003-162378154 | 7 | 193441.4507 | -112126.524 | 13.7448 | -112112.7793 | 0 | 259
| PLD003-162378402 | 22 | 607958.8451 | -352397.6469 | 26.9415 | -352370.7054 | 0 | 583
| PLD003-163610230 | 24 | 663227.831 | -384433.7967 | 0.070626 | -384433.726 | 0 | 618
| PLD003-163610492 | 19 | 525055.3662 | -304343.4224 | 272.6447 | -304070.7777 | 0 | 511
| PLD003-24597170 | 262 | 7240237.1549 | -4196735.6135 | 8031.3201 | -4188704.2934 | 0 | 2044
| PLD003-24597184 | 551 | 15226605.6197 | -8825959.2483 | 154482.9676 | -8671476.2807 | 0 | 2209
| PLD003-24605460 | 96 | 2652911.3239 | -1537735.1866 | 10303.5896 | -1527431.597 | 0 | 1526
| PLD004-121146862 | 179 | 4946574.2394 | -2867235.4001 | 61050.8343 | -2806184.5658 | 0 | 1885
| PLD004-15398624 | 130 | 3592484.0845 | -2082349.7319 | 62968.5083 | -2019381.2236 | 0 | 1715
| PLD004-72962767 | 116 | 3205601.1831 | -1858096.6838 | 0 | -1858096.6838 | 0 | 1659
| PLD005-15398737 | 95 | 2625276.831 | -1521717.1118 | 92658.3322 | -1429058.7796 | 0 | 1479
| PLD005-15398783 | 0 | 0 | 0 | 0 | 0 | 0 | 49
| PLD006-15398587 | 126 | 3481946.1127 | -2018277.4325 | 88308.4261 | -1929969.0063 | 0 | 1686
| PLD006-161891725 | 36 | 994841.7465 | -576650.695 | 291.1086 | -576359.5863 | 0 | 846
| PLD006-161892052 | 13 | 359248.4085 | -208234.9732 | 0 | -208234.9732 | 0 | 397
| PLD006-162198254 | 17 | 469786.3803 | -272307.2726 | 0.00038405 | -272307.2722 | 0 | 482
| PLD006-162198466 | 17 | 469786.3803 | -272307.2726 | 54.5794 | -272252.6932 | 0 | 476
| PLD006-162198656 | 29 | 801400.2958 | -464524.171 | 199.3414 | -464324.8296 | 0 | 710
| PLD006-162260039 | 14 | 386882.9014 | -224253.0481 | 0.62889 | -224252.4192 | 0 | 419
| PLD006-162260159 | 2 | 55268.9859 | -32036.1497 | 32.5349 | -32003.6148 | 0 | 174
| PLD006-162260296 | 45 | 1243552.1831 | -720813.3687 | 64.9551 | -720748.4137 | 0 | 976
| PLD006-202509382 | 500 | 13817246.4789 | -8009037.4304 | 72314.889 | -7936722.5414 | 0 | 2199
| PLD006-24597156 | 276 | 7627120.0563 | -4420988.6616 | 14634.8943 | -4406353.7673 | 0 | 2068
| RCT011-15430907 | 198 | 5471629.6056 | -3171578.8224 | 1356144.2774 | -1815434.5451 | 0 | 1644
| RCT012-109224809 | 3 | 82903.4789 | -48054.2246 | 3226.4908 | -44827.7338 | 0 | 190
| RCT013-15430798 | 264 | 7295506.1408 | -4228771.7632 | 2209744.474 | -2019027.2892 | 0 | 1714
| RCT013-24605168 | 61 | 1685704.0704 | -977102.5665 | 2576305.3892 | 1599202.8227 | 1 | 21
| RCT013-24605182 | 160 | 4421518.8732 | -2562891.9777 | 400876.9861 | -2162014.9916 | 0 | 1757
| RCT014-15430846 | 1 | 27634.493 | -16018.0749 | 0 | -16018.0749 | 0 | 151
| RCT014-24605126 | 102 | 2818718.2817 | -1633843.6358 | 2280.9892 | -1631562.6466 | 0 | 1571
| RCT014-24611042 | 204 | 5637436.5634 | -3267687.2716 | 1538649.0872 | -1729038.1844 | 0 | 1614
| RCT015-15430944 | 25 | 690862.3239 | -400451.8715 | 134535.213 | -265916.6585 | 0 | 468
| RCT021-15430691 | 299 | 8262713.3944 | -4789404.3834 | 670672.017 | -4118732.3663 | 0 | 2039
| RCT021-24612845 | 30 | 829034.7887 | -480542.2458 | 10560.3192 | -469981.9267 | 0 | 723
| RCT022-109224755 | 348 | 9616803.5493 | -5574290.0515 | 823278.2127 | -4751011.8389 | 0 | 2090
| RCT022-160254089 | 35 | 967207.2535 | -560632.6201 | 534.0725 | -560098.5476 | 0 | 827
| RCT022-160254223 | 67 | 1851511.0282 | -1073211.0157 | 3179.2064 | -1070031.8092 | 0 | 1266
| RCT022-160652528 | 63 | 1740973.0563 | -1009138.7162 | 1.8554 | -1009136.8608 | 0 | 1214
| RCT022-162765375 | 1 | 27634.493 | -16018.0749 | 0 | -16018.0749 | 0 | 151
| RCT022-187104623 | 0 | 0 | 0 | 0 | 0 | 0 | 49
| RCT022-201142435 | 243 | 6715181.7887 | -3892392.1912 | 53166.7611 | -3839225.4301 | 0 | 2011
| RCT022-74940140 | 79 | 2183124.9437 | -1265427.914 | 2610.9735 | -1262816.9405 | 0 | 1392
| RCT023-15430737 | 253 | 6991526.7183 | -4052572.9398 | 74880.155 | -3977692.7847 | 0 | 2023
| RCT023-159364712 | 75 | 2072586.9718 | -1201355.6146 | 279.2921 | -1201076.3225 | 0 | 1351
| RCT023-159364841 | 127 | 3509580.6056 | -2034295.5073 | 1453.1266 | -2032842.3807 | 0 | 1719
| RCT023-159364971 | 216 | 5969050.4789 | -3459904.1699 | 1187.941 | -3458716.2289 | 0 | 1968
| RCT023-159365116 | 69 | 1906780.0141 | -1105247.1654 | 110.3332 | -1105136.8322 | 0 | 1290
| RCT023-159365240 | 87 | 2404200.8873 | -1393572.5129 | 31.4133 | -1393541.0996 | 0 | 1458
| RCT023-159365351 | 100 | 2763449.2958 | -1601807.4861 | 167.7361 | -1601639.75 | 0 | 1557
| RCT023-159365509 | 41 | 1133014.2113 | -656741.0693 | 0.11712 | -656740.9522 | 0 | 919
| RCT023-160652906 | 123 | 3399042.6338 | -1970223.2079 | 130.2497 | -1970092.9581 | 0 | 1703
| RCT023-162905845 | 43 | 1188283.1972 | -688777.219 | 3646.3294 | -685130.8896 | 0 | 939
| RCT023-162905960 | 20 | 552689.8592 | -320361.4972 | 80.3647 | -320281.1325 | 0 | 537
| RCT023-162906075 | 163 | 4504422.3521 | -2610946.2023 | 3444.2219 | -2607501.9804 | 0 | 1857
| RCT023-24605614 | 21 | 580324.3521 | -336379.5721 | 53209.0487 | -283170.5234 | 0 | 488
| RCT023-24605628 | 152 | 4200442.9296 | -2434747.3788 | 72598.0164 | -2362149.3624 | 0 | 1810
| RCT023-24606802 | 146 | 4034635.9718 | -2338638.9297 | 64403.1241 | -2274235.8056 | 0 | 1784
| RCT023-24611339 | 25 | 690862.3239 | -400451.8715 | 0 | -400451.8715 | 0 | 640
| RCT023-85530600 | 27 | 746131.3099 | -432488.0212 | 1582.6177 | -430905.4035 | 0 | 668
| RVL001-15418899 | 0 | 0 | 0 | 0 | 0 | 0 | 49
| RVL001-15418912 | 393 | 10860355.7324 | -6295103.4203 | 1437447.3821 | -4857656.0382 | 0 | 2098
| RVL004-15418812 | 0 | 0 | 0 | 0 | 0 | 0 | 49
| RVL004-15418838 | 117 | 3233235.6761 | -1874114.7587 | 1693614.9143 | -180499.8444 | 0 | 355
| RVL004-162771521 | 0 | 0 | 0 | 0 | 0 | 0 | 49
| RVL006-15418762 | 107 | 2956890.7465 | -1713934.0101 | 432398.2125 | -1281535.7976 | 0 | 1407
| RVL008-15418862 | 116 | 3205601.1831 | -1858096.6838 | 205291.8284 | -1652804.8555 | 0 | 1582
| RVL008-24613925 | 109 | 3012159.7324 | -1745970.1598 | 506085.1988 | -1239884.961 | 0 | 1375
| SA001-15410791 | 256 | 7074430.1972 | -4100627.1644 | 0 | -4100627.1644 | 0 | 2032
| SA001-15410802 | 0 | 0 | 0 | 0 | 0 | 0 | 49
| SA001-15411152 | 0 | 0 | 0 | 0 | 0 | 0 | 49
| SA002-15410828 | 183 | 5057112.2113 | -2931307.6995 | 4275.6709 | -2927032.0286 | 0 | 1898
| SA002-24612976 | 133 | 3675387.5634 | -2130403.9565 | 2905.6637 | -2127498.2928 | 0 | 1751
| SA003-15410891 | 161 | 4449153.3662 | -2578910.0526 | 0 | -2578910.0526 | 0 | 1853
| SA003-24613059 | 25 | 690862.3239 | -400451.8715 | 0 | -400451.8715 | 0 | 640
| SA004-15410928 | 339 | 9368093.1127 | -5430127.3778 | 0 | -5430127.3778 | 0 | 2122
| SA005-15411004 | 189 | 5222919.169 | -3027416.1487 | 0 | -3027416.1487 | 0 | 1914
| SA005-24614201 | 6 | 165806.9577 | -96108.4492 | 0 | -96108.4492 | 0 | 240
| SA006-15411054 | 100 | 2763449.2958 | -1601807.4861 | 0 | -1601807.4861 | 0 | 1558
| SA006-24612920 | 50 | 1381724.6479 | -800903.743 | 44604.5069 | -756299.2362 | 0 | 1010
| SA007-111739222 | 58 | 1602800.5915 | -929048.3419 | 0 | -929048.3419 | 0 | 1158
| SA007-15411091 | 275 | 7599485.5634 | -4404970.5867 | 0 | -4404970.5867 | 0 | 2067
| SA009-15436559 | 0 | 0 | 0 | 0 | 0 | 0 | 49
| SA009-15436572 | 176 | 4863670.7606 | -2819181.1755 | 0 | -2819181.1755 | 0 | 1886
| SA009-76846685 | 2 | 55268.9859 | -32036.1497 | 0 | -32036.1497 | 0 | 176
| SA010-15436583 | 97 | 2680545.8169 | -1553753.2615 | 0 | -1553753.2615 | 0 | 1540
| SA010-24613811 | 27 | 746131.3099 | -432488.0212 | 0 | -432488.0212 | 0 | 679
| SA011-15436594 | 85 | 2348931.9014 | -1361536.3632 | 691031.7468 | -670504.6163 | 0 | 926
| SA012-15437079 | 197 | 5443995.1127 | -3155560.7476 | 0 | -3155560.7476 | 0 | 1928
| SHL001-15428689 | 440 | 12159176.9014 | -7047952.9387 | 874539.501 | -6173413.4378 | 0 | 2161
| SHL001-155492469 | 0 | 0 | 0 | 0 | 0 | 0 | 49
| SHL001-160435720 | 41 | 1133014.2113 | -656741.0693 | 6505.9908 | -650235.0785 | 0 | 910
| SHL001-160435873 | 118 | 3260870.169 | -1890132.8336 | 28296.5516 | -1861836.2819 | 0 | 1660
| SHL001-160436010 | 118 | 3260870.169 | -1890132.8336 | 25016.5832 | -1865116.2503 | 0 | 1663
| SHL001-160450736 | 34 | 939572.7606 | -544614.5453 | 55.8924 | -544558.6528 | 0 | 809
| SHL001-160450820 | 32 | 884303.7746 | -512578.3955 | 401.3201 | -512177.0755 | 0 | 766
| SHL001-160491672 | 32 | 884303.7746 | -512578.3955 | 8581.8373 | -503996.5582 | 0 | 754
| SHL001-160682032 | 32 | 884303.7746 | -512578.3955 | 7638.1123 | -504940.2832 | 0 | 755
| SHL001-162130935 | 22 | 607958.8451 | -352397.6469 | 21.1461 | -352376.5009 | 0 | 585
| SHL001-162641927 | 22 | 607958.8451 | -352397.6469 | 37.9975 | -352359.6494 | 0 | 582
| SHL001-162662602 | 64 | 1768607.5493 | -1025156.7911 | 6192.8457 | -1018963.9454 | 0 | 1217
| SHL001-162662856 | 67 | 1851511.0282 | -1073211.0157 | 14943.4816 | -1058267.5341 | 0 | 1261
| SHL001-162663030 | 14 | 386882.9014 | -224253.0481 | 2223.8481 | -222029.2 | 0 | 409
| SHL001-162760066 | 13 | 359248.4085 | -208234.9732 | 0 | -208234.9732 | 0 | 397
| SHL002-15428854 | 98 | 2708180.3099 | -1569771.3364 | 538561.7661 | -1031209.5702 | 0 | 1228
| SHL002-160491442 | 106 | 2929256.2535 | -1697915.9352 | 1316.189 | -1696599.7462 | 0 | 1602
| SHL002-160491563 | 62 | 1713338.5634 | -993120.6414 | 952.435 | -992168.2063 | 0 | 1207
| SHL002-161866668 | 82 | 2266028.4225 | -1313482.1386 | 1569.7419 | -1311912.3967 | 0 | 1417
| SHL002-162436238 | 59 | 1630435.0845 | -945066.4168 | 68.9094 | -944997.5073 | 0 | 1170
| SHL002-162436334 | 87 | 2404200.8873 | -1393572.5129 | 603.181 | -1392969.3318 | 0 | 1457
| SHL002-162436442 | 5 | 138172.4648 | -80090.3743 | 42.6388 | -80047.7355 | 0 | 218
| SHL002-162485158 | 11 | 303979.4225 | -176198.8235 | 0 | -176198.8235 | 0 | 352
| SHL002-24604026 | 112 | 3095063.2113 | -1794024.3844 | 1605198.2357 | -188826.1487 | 0 | 357
| SHL002-24604040 | 34 | 939572.7606 | -544614.5453 | 246449.236 | -298165.3092 | 0 | 506
| SHL002-24614570 | 130 | 3592484.0845 | -2082349.7319 | 559069.7385 | -1523279.9934 | 0 | 1525
| SHL002-42163201 | 50 | 1381724.6479 | -800903.743 | 0 | -800903.743 | 0 | 1071
| SHL002-54520142 | 181 | 5001843.2254 | -2899271.5498 | 33436.5845 | -2865834.9653 | 0 | 1892
| SHL004-15428865 | 187 | 5167650.1831 | -2995379.999 | 407763.2184 | -2587616.7806 | 0 | 1854
| SHL004-24604082 | 341 | 9423362.0986 | -5462163.5275 | 872052.0343 | -4590111.4933 | 0 | 2081
| SHL004-24612892 | 229 | 6328298.8873 | -3668139.1431 | 410166.5615 | -3257972.5816 | 0 | 1943
| SHL005-15428600 | 1 | 27634.493 | -16018.0749 | 120.2662 | -15897.8086 | 0 | 143
| SHL005-15428613 | 125 | 3454311.6197 | -2002259.3576 | 530889.4342 | -1471369.9234 | 0 | 1494
| SHL005-15428624 | 0 | 0 | 0 | 0 | 0 | 0 | 49
| SHL005-24604390 | 141 | 3896463.507 | -2258548.5554 | 138961.0527 | -2119587.5026 | 0 | 1748
| SHL005-24613604 | 128 | 3537215.0986 | -2050313.5822 | 105044.3998 | -1945269.1823 | 0 | 1693
| SHL007-15428576 | 89 | 2459469.8732 | -1425608.6626 | 41647.871 | -1383960.7916 | 0 | 1451
| SHL007-181581220 | 61 | 1685704.0704 | -977102.5665 | 0 | -977102.5665 | 0 | 1195
| SHL008-15428954 | 59 | 1630435.0845 | -945066.4168 | 14230.2737 | -930836.143 | 0 | 1160
| SHL008-181581109 | 124 | 3426677.1268 | -1986241.2827 | 336748.6828 | -1649492.6 | 0 | 1580
| SHN011-130746986 | 71 | 1962049 | -1137283.3151 | 23.3677 | -1137259.9474 | 0 | 1308
| SHN011-175612776 | 0 | 0 | 0 | 0 | 0 | 0 | 49
| SHN011-200057131 | 17 | 469786.3803 | -272307.2726 | 0 | -272307.2726 | 0 | 483
| SHN011-24605252 | 655 | 18100592.8873 | -10491839.0338 | 1406925.522 | -9084913.5118 | 0 | 2212
| SHN011-95830821 | 23 | 635593.338 | -368415.7218 | 25.3354 | -368390.3864 | 0 | 599
| SHN012-200057355 | 77 | 2127855.9577 | -1233391.7643 | 0 | -1233391.7643 | 0 | 1372
| SHN012-24613290 | 45 | 1243552.1831 | -720813.3687 | 147283.1029 | -573530.2658 | 0 | 840
| SHN014-15423299 | 0 | 0 | 0 | 0 | 0 | 0 | 49
| SHN014-200219171 | 65 | 1796242.0423 | -1041174.8659 | 0 | -1041174.8659 | 0 | 1244
| SHN021-15423325 | 0 | 0 | 0 | 0 | 0 | 0 | 49
| SHN021-200219341 | 177 | 4891305.2535 | -2835199.2504 | 2140899.3389 | -694299.9114 | 0 | 953
| SHN022-200219453 | 96 | 2652911.3239 | -1537735.1866 | 0 | -1537735.1866 | 0 | 1533
| SHN023-200219561 | 33 | 911938.2676 | -528596.4704 | 28021.1186 | -500575.3518 | 0 | 753
| SHN024-159278517 | 35 | 967207.2535 | -560632.6201 | 9.7572 | -560622.863 | 0 | 834
| SHN024-160253686 | 22 | 607958.8451 | -352397.6469 | 0.53764 | -352397.1093 | 0 | 589
| SHN024-164487380 | 12 | 331613.9155 | -192216.8983 | 1.6936 | -192215.2047 | 0 | 373
| SHN024-200219667 | 177 | 4891305.2535 | -2835199.2504 | 102079.6245 | -2733119.6259 | 0 | 1873
| SHN024-24605390 | 152 | 4200442.9296 | -2434747.3788 | 90923.8817 | -2343823.4971 | 0 | 1803
| SHP011-15432563 | 11 | 303979.4225 | -176198.8235 | 191528.8863 | 15330.0629 | 1 | 47
| SHP011-164003814 | 29 | 801400.2958 | -464524.171 | 50.1969 | -464473.9741 | 0 | 712
| SHP011-24602590 | 367 | 10141858.9155 | -5878633.4739 | 256809.6269 | -5621823.847 | 0 | 2132
| SHP012-153588795 | 79 | 2183124.9437 | -1265427.914 | 21119.1985 | -1244308.7155 | 0 | 1377
| SHP012-15432576 | 592 | 16359619.831 | -9482700.3176 | 1543531.4821 | -7939168.8355 | 0 | 2200
| SHP012-160253286 | 34 | 939572.7606 | -544614.5453 | 2.4718 | -544612.0735 | 0 | 812
| SHP012-160253407 | 62 | 1713338.5634 | -993120.6414 | 26.8988 | -993093.7425 | 0 | 1209
| SHP012-160253550 | 35 | 967207.2535 | -560632.6201 | 19.8631 | -560612.757 | 0 | 833
| SHP012-163378080 | 0 | 0 | 0 | 0 | 0 | 0 | 49
| SHP012-164366336 | 38 | 1050110.7324 | -608686.8447 | 3.4191 | -608683.4256 | 0 | 881
| SHP012-24603174 | 515 | 14231763.8732 | -8249308.5533 | 104591.0521 | -8144717.5012 | 0 | 2202
| SHP012-24612048 | 100 | 2763449.2958 | -1601807.4861 | 449768.9279 | -1152038.5582 | 0 | 1321
| SHP014-15432602 | 154 | 4255711.9155 | -2466783.5286 | 175776.3351 | -2291007.1934 | 0 | 1792
| SHP014-164366107 | 29 | 801400.2958 | -464524.171 | 560.6551 | -463963.5158 | 0 | 707
| SHP014-177037469 | 0 | 0 | 0 | 0 | 0 | 0 | 49
| SHP014-24602550 | 341 | 9423362.0986 | -5462163.5275 | 1521977.3492 | -3940186.1783 | 0 | 2020
| SHP014-24602854 | 180 | 4974208.7324 | -2883253.4749 | 7174.0995 | -2876079.3754 | 0 | 1893
| SHP014-24602868 | 117 | 3233235.6761 | -1874114.7587 | 28172.4583 | -1845942.3004 | 0 | 1654
| SHP021-120932535 | 34 | 939572.7606 | -544614.5453 | 313.3445 | -544301.2008 | 0 | 805
| SHP021-129439859 | 38 | 1050110.7324 | -608686.8447 | 143.5058 | -608543.3389 | 0 | 880
| SHP021-134953488 | 132 | 3647753.0704 | -2114385.8816 | 8126.7193 | -2106259.1623 | 0 | 1742
| SHP021-134953623 | 90 | 2487104.3662 | -1441626.7375 | 26750.1332 | -1414876.6043 | 0 | 1470
| SHP021-137932835 | 20 | 552689.8592 | -320361.4972 | 1.0476 | -320360.4496 | 0 | 544
| SHP021-138133628 | 38 | 1050110.7324 | -608686.8447 | 19529.4391 | -589157.4056 | 0 | 856
| SHP021-15437442 | 0 | 0 | 0 | 0 | 0 | 0 | 49
| SHP021-15437455 | 68 | 1879145.5211 | -1089229.0905 | 54215.1938 | -1035013.8967 | 0 | 1229
| SHP021-155422659 | 26 | 718496.8169 | -416469.9464 | 9.8854 | -416460.061 | 0 | 659
| SHP021-157015365 | 55 | 1519897.1127 | -880994.1173 | 744.902 | -880249.2154 | 0 | 1115
| SHP021-157015736 | 45 | 1243552.1831 | -720813.3687 | 8631.1387 | -712182.23 | 0 | 963
| SHP021-164271438 | 0 | 0 | 0 | 0 | 0 | 0 | 49
| SHP021-164488411 | 11 | 303979.4225 | -176198.8235 | 5739.7225 | -170459.101 | 0 | 327
| SHP021-24614288 | 0 | 0 | 0 | 0 | 0 | 0 | 49
| SHP021-24614430 | 88 | 2431835.3803 | -1409590.5877 | 502340.7935 | -907249.7943 | 0 | 1132
| SHP021-66719539 | 120 | 3316139.1549 | -1922168.9833 | 3630.5885 | -1918538.3947 | 0 | 1682
| SHP021-85424826 | 136 | 3758291.0423 | -2178458.1811 | 43992.7571 | -2134465.424 | 0 | 1753
| SSE011-15435228 | 2 | 55268.9859 | -32036.1497 | 0 | -32036.1497 | 0 | 176
| SSE011-201930324 | 184 | 5084746.7042 | -2947325.7744 | 0 | -2947325.7744 | 0 | 1902
| SSE012-152773219 | 187 | 5167650.1831 | -2995379.999 | 0 | -2995379.999 | 0 | 1910
| SSE012-201930283 | 102 | 2818718.2817 | -1633843.6358 | 0 | -1633843.6358 | 0 | 1577
| SSE013-201930225 | 89 | 2459469.8732 | -1425608.6626 | 0 | -1425608.6626 | 0 | 1478
| SSE013-74144019 | 86 | 2376566.3944 | -1377554.438 | 0 | -1377554.438 | 0 | 1448
| SSE014-201930170 | 214 | 5913781.493 | -3427868.0202 | 0 | -3427868.0202 | 0 | 1961
| SSE014-24597938 | 174 | 4808401.7746 | -2787145.0258 | 0 | -2787145.0258 | 0 | 1882
| SSE031-15437545 | 1 | 27634.493 | -16018.0749 | 0 | -16018.0749 | 0 | 151
| SSE031-201930106 | 223 | 6162491.9296 | -3572030.694 | 0 | -3572030.694 | 0 | 1986
| SSE031-24597896 | 392 | 10832721.2394 | -6279085.3454 | 0 | -6279085.3454 | 0 | 2165
| SSE031-24597910 | 32 | 884303.7746 | -512578.3955 | 0 | -512578.3955 | 0 | 774
| SSE032-156444372 | 237 | 6549374.831 | -3796283.742 | 107862.4293 | -3688421.3127 | 0 | 2000
| SSE032-201929980 | 137 | 3785925.5352 | -2194476.2559 | 0 | -2194476.2559 | 0 | 1763
| SSE033-201929907 | 395 | 10915624.7183 | -6327139.57 | 0 | -6327139.57 | 0 | 2169
| SSE034-201929860 | 176 | 4863670.7606 | -2819181.1755 | 0 | -2819181.1755 | 0 | 1886
| SSE034-24597952 | 185 | 5112381.1972 | -2963343.8492 | 0 | -2963343.8492 | 0 | 1904
| STL004-15415692 | 264 | 7295506.1408 | -4228771.7632 | 297510.8918 | -3931260.8715 | 0 | 2018
| STL005-141432115 | 16 | 442151.8873 | -256289.1978 | 286.1263 | -256003.0715 | 0 | 452
| STL005-142032974 | 82 | 2266028.4225 | -1313482.1386 | 3032.9547 | -1310449.1839 | 0 | 1416
| STL005-143031921 | 24 | 663227.831 | -384433.7967 | 2688.4059 | -381745.3908 | 0 | 606
| STL005-15415831 | 185 | 5112381.1972 | -2963343.8492 | 605869.0053 | -2357474.8439 | 0 | 1809
| STL005-155503897 | 20 | 552689.8592 | -320361.4972 | 5.0512 | -320356.4461 | 0 | 541
| STL005-164675419 | 15 | 414517.3944 | -240271.1229 | 0 | -240271.1229 | 0 | 443
| STL005-24599604 | 140 | 3868829.0141 | -2242530.4805 | 391771.6919 | -1850758.7886 | 0 | 1655
| STL005-24613578 | 128 | 3537215.0986 | -2050313.5822 | 113905.2698 | -1936408.3123 | 0 | 1690
| STL005-78736488 | 53 | 1464628.1268 | -848957.9676 | 895.2863 | -848062.6814 | 0 | 1091
| STL005-78747550 | 52 | 1436993.6338 | -832939.8928 | 543.2457 | -832396.6471 | 0 | 1084
| STL005-78747613 | 48 | 1326455.662 | -768867.5933 | 3844.07 | -765023.5233 | 0 | 1016
| STL005-84921818 | 71 | 1962049 | -1137283.3151 | 237051.7462 | -900231.5689 | 0 | 1130
| STL006-144106192 | 87 | 2404200.8873 | -1393572.5129 | 665.3635 | -1392907.1494 | 0 | 1456
| STL006-144106506 | 86 | 2376566.3944 | -1377554.438 | 29.4879 | -1377524.9501 | 0 | 1446
| STL006-144106734 | 67 | 1851511.0282 | -1073211.0157 | 19473.4459 | -1053737.5698 | 0 | 1252
| STL006-144631935 | 72 | 1989683.493 | -1153301.39 | 3881.461 | -1149419.929 | 0 | 1315
| STL006-144632294 | 341 | 9423362.0986 | -5462163.5275 | 13508.3629 | -5448655.1647 | 0 | 2125
| STL006-15415768 | 56 | 1547531.6056 | -897012.1922 | 388570.7591 | -508441.4331 | 0 | 758
| STL006-155132358 | 150 | 4145173.9437 | -2402711.2291 | 5519.0087 | -2397192.2204 | 0 | 1820
| STL006-155132567 | 42 | 1160648.7042 | -672759.1442 | 1.6783 | -672757.4658 | 0 | 932
| STL006-155132685 | 131 | 3620118.5775 | -2098367.8068 | 8151.7413 | -2090216.0654 | 0 | 1739
| STL006-155132926 | 43 | 1188283.1972 | -688777.219 | 2387.5697 | -686389.6494 | 0 | 941
| STL006-155133021 | 37 | 1022476.2394 | -592668.7698 | 0 | -592668.7698 | 0 | 865
| STL006-155133103 | 48 | 1326455.662 | -768867.5933 | 993.1245 | -767874.4688 | 0 | 1023
| STL006-155133222 | 31 | 856669.2817 | -496560.3207 | 0 | -496560.3207 | 0 | 752
| STL006-155178765 | 45 | 1243552.1831 | -720813.3687 | 0 | -720813.3687 | 0 | 979
| STL006-155178849 | 51 | 1409359.1408 | -816921.8179 | 1432.5376 | -815489.2803 | 0 | 1078
| STL006-155178947 | 56 | 1547531.6056 | -897012.1922 | 1205.0317 | -895807.1605 | 0 | 1126
| STL006-155179094 | 82 | 2266028.4225 | -1313482.1386 | 408.8608 | -1313073.2778 | 0 | 1421
| STL006-155189552 | 95 | 2625276.831 | -1521717.1118 | 1673.3261 | -1520043.7856 | 0 | 1521
| STL006-155189674 | 50 | 1381724.6479 | -800903.743 | 0 | -800903.743 | 0 | 1071
| STL006-155189763 | 32 | 884303.7746 | -512578.3955 | 0 | -512578.3955 | 0 | 774
| STL006-155189877 | 75 | 2072586.9718 | -1201355.6146 | 14.6696 | -1201340.945 | 0 | 1352
| STL006-155190011 | 23 | 635593.338 | -368415.7218 | 0 | -368415.7218 | 0 | 601
| STL006-155190105 | 33 | 911938.2676 | -528596.4704 | 418.3491 | -528178.1213 | 0 | 789
| STL006-155193804 | 6 | 165806.9577 | -96108.4492 | 0 | -96108.4492 | 0 | 240
| STL006-155193946 | 63 | 1740973.0563 | -1009138.7162 | 0 | -1009138.7162 | 0 | 1215
| STL006-155249643 | 57 | 1575166.0986 | -913030.2671 | 963.426 | -912066.8411 | 0 | 1134
| STL006-155249816 | 82 | 2266028.4225 | -1313482.1386 | 1432.5269 | -1312049.6117 | 0 | 1418
| STL006-155250434 | 38 | 1050110.7324 | -608686.8447 | 182.7334 | -608504.1113 | 0 | 879
| STL006-155392225 | 41 | 1133014.2113 | -656741.0693 | 0 | -656741.0693 | 0 | 920
| STL006-182934752 | 101 | 2791083.7887 | -1617825.5609 | 1060.2361 | -1616765.3248 | 0 | 1565
| STL006-24599342 | 97 | 2680545.8169 | -1553753.2615 | 14398.5248 | -1539354.7367 | 0 | 1535
| STL006-24601812 | 297 | 8207444.4085 | -4757368.2336 | 46955.5454 | -4710412.6882 | 0 | 2089
| STL006-24613426 | 134 | 3703022.0563 | -2146422.0313 | 270268.069 | -1876153.9623 | 0 | 1670
| STL006-56211052 | 27 | 746131.3099 | -432488.0212 | 2008.4656 | -430479.5556 | 0 | 667
| STL006-82629266 | 49 | 1354090.1549 | -784885.6682 | 1033.5307 | -783852.1375 | 0 | 1044
| STL006-83365075 | 43 | 1188283.1972 | -688777.219 | 2116.0035 | -686661.2155 | 0 | 942
| STL007-143136191 | 1 | 27634.493 | -16018.0749 | 32.873 | -15985.2018 | 0 | 144
| STL007-143136451 | 140 | 3868829.0141 | -2242530.4805 | 11378.9695 | -2231151.511 | 0 | 1775
| STL007-15415881 | 119 | 3288504.662 | -1906150.9084 | 463780.3178 | -1442370.5906 | 0 | 1487
| STL007-155179441 | 5 | 138172.4648 | -80090.3743 | 36.7663 | -80053.608 | 0 | 219
| STL007-155179565 | 103 | 2846352.7746 | -1649861.7107 | 6245.2353 | -1643616.4754 | 0 | 1578
| STL007-155179964 | 32 | 884303.7746 | -512578.3955 | 379.6284 | -512198.7671 | 0 | 767
| STL007-162910244 | 76 | 2100221.4648 | -1217373.6894 | 34860.3017 | -1182513.3878 | 0 | 1340
| STL007-183308767 | 12 | 331613.9155 | -192216.8983 | 72.9942 | -192143.9041 | 0 | 366
| STL007-76065702 | 37 | 1022476.2394 | -592668.7698 | 7213.7334 | -585455.0364 | 0 | 855
| STL007-85224567 | 166 | 4587325.831 | -2659000.4269 | 151097.0177 | -2507903.4092 | 0 | 1844
| STL007-87836091 | 422 | 11661756.0282 | -6759627.5912 | 664584.0346 | -6095043.5567 | 0 | 2155
| STN011-130745907 | 120 | 3316139.1549 | -1922168.9833 | 7316.0359 | -1914852.9474 | 0 | 1680
| STN011-160424610 | 94 | 2597642.338 | -1505699.0369 | 5285.2592 | -1500413.7777 | 0 | 1510
| STN011-164271487 | 37 | 1022476.2394 | -592668.7698 | 2.5435 | -592666.2264 | 0 | 863
| STN011-184475628 | 1 | 27634.493 | -16018.0749 | 0 | -16018.0749 | 0 | 151
| STN011-200055388 | 553 | 15281874.6056 | -8857995.398 | 354004.9205 | -8503990.4775 | 0 | 2207
| STN012-200055438 | 93 | 2570007.8451 | -1489680.9621 | 0 | -1489680.9621 | 0 | 1504
| STN012-72075245 | 26 | 718496.8169 | -416469.9464 | 5766.4905 | -410703.4559 | 0 | 644
| STN013-15421517 | 0 | 0 | 0 | 0 | 0 | 0 | 49
| STN013-200055508 | 2 | 55268.9859 | -32036.1497 | 0 | -32036.1497 | 0 | 176
| STN014-200055610 | 8 | 221075.9437 | -128144.5989 | 0 | -128144.5989 | 0 | 280
| STN021-164443076 | 28 | 773765.8028 | -448506.0961 | 0 | -448506.0961 | 0 | 696
| STN021-164443183 | 38 | 1050110.7324 | -608686.8447 | 908.6126 | -607778.2321 | 0 | 877
| STN021-193604803 | 253 | 6991526.7183 | -4052572.9398 | 446279.163 | -3606293.7767 | 0 | 1991
| STN021-200055789 | 35 | 967207.2535 | -560632.6201 | 0 | -560632.6201 | 0 | 836
| STN022-200055843 | 154 | 4255711.9155 | -2466783.5286 | 229.1467 | -2466554.3818 | 0 | 1836
| STN023-200055989 | 24 | 663227.831 | -384433.7967 | 0 | -384433.7967 | 0 | 619
| STN024-138232567 | 62 | 1713338.5634 | -993120.6414 | 3931.0091 | -989189.6323 | 0 | 1199
| STN024-160253800 | 17 | 469786.3803 | -272307.2726 | 2.7079 | -272304.5648 | 0 | 480
| STN024-160253882 | 49 | 1354090.1549 | -784885.6682 | 4.2679 | -784881.4002 | 0 | 1049
| STN024-200056045 | 87 | 2404200.8873 | -1393572.5129 | 0 | -1393572.5129 | 0 | 1459
| STN024-24605670 | 264 | 7295506.1408 | -4228771.7632 | 121899.1256 | -4106872.6376 | 0 | 2033
| STN024-24611992 | 53 | 1464628.1268 | -848957.9676 | 71.969 | -848885.9986 | 0 | 1094
| STN031-200777976 | 1 | 27634.493 | -16018.0749 | 0 | -16018.0749 | 0 | 151
| STN031-200778008 | 66 | 1823876.5352 | -1057192.9408 | 0 | -1057192.9408 | 0 | 1258
| SU011-94649597 | 29 | 801400.2958 | -464524.171 | 0 | -464524.171 | 0 | 718
| SU012-24612934 | 22 | 607958.8451 | -352397.6469 | 0 | -352397.6469 | 0 | 590
| SU012-24613115 | 11 | 303979.4225 | -176198.8235 | 0 | -176198.8235 | 0 | 352
| SU012-94649646 | 202 | 5582167.5775 | -3235651.1219 | 0 | -3235651.1219 | 0 | 1938
| SU013-94649695 | 121 | 3343773.6479 | -1938187.0582 | 0 | -1938187.0582 | 0 | 1692
| SU015-24612538 | 122 | 3371408.1408 | -1954205.133 | 25812.7448 | -1928392.3882 | 0 | 1685
| SU015-94649793 | 139 | 3841194.5211 | -2226512.4056 | 0 | -2226512.4056 | 0 | 1773
| SU015-98840126 | 1 | 27634.493 | -16018.0749 | 0 | -16018.0749 | 0 | 151
| SU021-40665700 | 266 | 7350775.1268 | -4260807.913 | 81567.5782 | -4179240.3348 | 0 | 2042
| SU021-94649866 | 103 | 2846352.7746 | -1649861.7107 | 0 | -1649861.7107 | 0 | 1581
| SU022-186913526 | 94 | 2597642.338 | -1505699.0369 | 0 | -1505699.0369 | 0 | 1512
| SU022-94649915 | 104 | 2873987.2676 | -1665879.7855 | 0 | -1665879.7855 | 0 | 1587
| SU023-94649964 | 14 | 386882.9014 | -224253.0481 | 0 | -224253.0481 | 0 | 420
| SU024-94650013 | 65 | 1796242.0423 | -1041174.8659 | 0 | -1041174.8659 | 0 | 1244
| SU034-94650323 | 177 | 4891305.2535 | -2835199.2504 | 265.7893 | -2834933.4611 | 0 | 1890
| SU035-183159191 | 114 | 3150332.1972 | -1826060.5341 | 54770.2607 | -1771290.2734 | 0 | 1632
| SU035-24612255 | 109 | 3012159.7324 | -1745970.1598 | 0 | -1745970.1598 | 0 | 1624
| SU035-94650372 | 33 | 911938.2676 | -528596.4704 | 0 | -528596.4704 | 0 | 796
| TNA011-155056985 | 315 | 8704865.2817 | -5045693.5811 | 4590489.2697 | -455204.3114 | 0 | 701
| TNA012-182581784 | 169 | 4670229.3099 | -2707054.6515 | 0 | -2707054.6515 | 0 | 1870
| TNA014-154750885 | 80 | 2210759.4366 | -1281445.9889 | 0 | -1281445.9889 | 0 | 1406
| TNA021-154751071 | 135 | 3730656.5493 | -2162440.1062 | 3456094.2522 | 1293654.146 | 1 | 26
| TNA021-158086216 | 75 | 2072586.9718 | -1201355.6146 | 51549.5147 | -1149806.0999 | 0 | 1316
| TNA022-182581504 | 220 | 6079588.4507 | -3523976.4694 | 0 | -3523976.4694 | 0 | 1980
| TNA022-184844358 | 129 | 3564849.5915 | -2066331.657 | 0 | -2066331.657 | 0 | 1732
| TNA022-187163239 | 180 | 4974208.7324 | -2883253.4749 | 0 | -2883253.4749 | 0 | 1894
| TNA022-194840439 | 115 | 3177966.6901 | -1842078.609 | 0 | -1842078.609 | 0 | 1652
| TNA023-154633087 | 9 | 248710.4366 | -144162.6737 | 0 | -144162.6737 | 0 | 300
| TNA023-154751161 | 83 | 2293662.9155 | -1329500.2134 | 121227.3805 | -1208272.833 | 0 | 1356
| TNA024-154751243 | 39 | 1077745.2254 | -624704.9196 | 0 | -624704.9196 | 0 | 892
| TNA031-188490107 | 244 | 6742816.2817 | -3908410.266 | 136682.0226 | -3771728.2434 | 0 | 2006
| TNA033-153234693 | 49 | 1354090.1549 | -784885.6682 | 0 | -784885.6682 | 0 | 1050
| TNA033-178283696 | 5 | 138172.4648 | -80090.3743 | 0 | -80090.3743 | 0 | 222
| TNA033-188490077 | 213 | 5886147 | -3411849.9453 | 32318.0097 | -3379531.9356 | 0 | 1956
| TQY021-185165057 | 182 | 5029477.7183 | -2915289.6247 | 1873539.8387 | -1041749.786 | 0 | 1246
| TQY021-187647017 | 236 | 6521740.338 | -3780265.6671 | 2109210.6602 | -1671055.0069 | 0 | 1591
| TQY021-192995237 | 545 | 15060798.662 | -8729850.7991 | 2057845.0838 | -6672005.7153 | 0 | 2177
| TQY021-24613536 | 275 | 7599485.5634 | -4404970.5867 | 596338.0183 | -3808632.5684 | 0 | 2009
| TQY022-192995279 | 150 | 4145173.9437 | -2402711.2291 | 795037.8773 | -1607673.3518 | 0 | 1561
| TQY022-88336509 | 39 | 1077745.2254 | -624704.9196 | 1033223.8225 | 408518.9029 | 1 | 39
| TQY031-156447550 | 388 | 10722183.2676 | -6215013.046 | 1855553.1712 | -4359459.8748 | 0 | 2063
| TQY031-192995335 | 329 | 9091748.1831 | -5269946.6292 | 779463.1592 | -4490483.47 | 0 | 2076
| TQY032-192995307 | 236 | 6521740.338 | -3780265.6671 | 680930.1183 | -3099335.5488 | 0 | 1919
| TRG002-154491390 | 9 | 248710.4366 | -144162.6737 | 0 | -144162.6737 | 0 | 300
| TRG002-158166546 | 6 | 165806.9577 | -96108.4492 | 0 | -96108.4492 | 0 | 240
| TRG002-158166806 | 3 | 82903.4789 | -48054.2246 | 0 | -48054.2246 | 0 | 194
| TRG002-158205190 | 4 | 110537.9718 | -64072.2994 | 0 | -64072.2994 | 0 | 208
| TRG002-158205316 | 5 | 138172.4648 | -80090.3743 | 0 | -80090.3743 | 0 | 222
| TRG002-158205503 | 4 | 110537.9718 | -64072.2994 | 0 | -64072.2994 | 0 | 208
| TRG002-158205673 | 2 | 55268.9859 | -32036.1497 | 0 | -32036.1497 | 0 | 176
| TRG002-158205847 | 5 | 138172.4648 | -80090.3743 | 0 | -80090.3743 | 0 | 222
| TRG002-163035708 | 3 | 82903.4789 | -48054.2246 | 0 | -48054.2246 | 0 | 194
| TRG002-163036120 | 7 | 193441.4507 | -112126.524 | 0 | -112126.524 | 0 | 265
| TRG002-24598160 | 59 | 1630435.0845 | -945066.4168 | 0 | -945066.4168 | 0 | 1171
| TRG002-24598202 | 18 | 497420.8732 | -288325.3475 | 0 | -288325.3475 | 0 | 502
| TRG003-162785300 | 3 | 82903.4789 | -48054.2246 | 0 | -48054.2246 | 0 | 194
| TRG003-162785510 | 3 | 82903.4789 | -48054.2246 | 0 | -48054.2246 | 0 | 194
| TRG003-163036413 | 3 | 82903.4789 | -48054.2246 | 0 | -48054.2246 | 0 | 194
| TRG003-163036890 | 2 | 55268.9859 | -32036.1497 | 0 | -32036.1497 | 0 | 176
| TRG003-163037137 | 4 | 110537.9718 | -64072.2994 | 0 | -64072.2994 | 0 | 208
| TRG003-163066379 | 3 | 82903.4789 | -48054.2246 | 0 | -48054.2246 | 0 | 194
| TRG003-60700569 | 14 | 386882.9014 | -224253.0481 | 0 | -224253.0481 | 0 | 420
| TRG004-158007081 | 3 | 82903.4789 | -48054.2246 | 0 | -48054.2246 | 0 | 194
| TRG004-162802539 | 8 | 221075.9437 | -128144.5989 | 0 | -128144.5989 | 0 | 280
| TRG004-24598258 | 21 | 580324.3521 | -336379.5721 | 0 | -336379.5721 | 0 | 568
| TRG005-117365806 | 4 | 110537.9718 | -64072.2994 | 0 | -64072.2994 | 0 | 208
| TRG005-158041024 | 8 | 221075.9437 | -128144.5989 | 0 | -128144.5989 | 0 | 280
| TRG005-162822850 | 3 | 82903.4789 | -48054.2246 | 0 | -48054.2246 | 0 | 194
| TRG005-162823024 | 2 | 55268.9859 | -32036.1497 | 0 | -32036.1497 | 0 | 176
| TRG005-24598286 | 15 | 414517.3944 | -240271.1229 | 0 | -240271.1229 | 0 | 443
| TRG005-60700588 | 14 | 386882.9014 | -224253.0481 | 0 | -224253.0481 | 0 | 420
| TRG005-74127795 | 60 | 1658069.5775 | -961084.4916 | 0 | -961084.4916 | 0 | 1182
| TRG011-185851173 | 662 | 18294034.338 | -10603965.5578 | 65558.9187 | -10538406.6391 | 0 | 2225
| TRG013-162785300 | 5 | 138172.4648 | -80090.3743 | 0 | -80090.3743 | 0 | 222
| TRG013-162785510 | 19 | 525055.3662 | -304343.4224 | 1.2871 | -304342.1353 | 0 | 525
| TRG013-162806327 | 9 | 248710.4366 | -144162.6737 | 34.6929 | -144127.9808 | 0 | 293
| TRG013-162823585 | 31 | 856669.2817 | -496560.3207 | 457.0403 | -496103.2804 | 0 | 743
| TRG013-162823910 | 20 | 552689.8592 | -320361.4972 | 4.7521 | -320356.7452 | 0 | 542
| TRG013-162824119 | 36 | 994841.7465 | -576650.695 | 0.11293 | -576650.5821 | 0 | 851
| TRG013-163036413 | 8 | 221075.9437 | -128144.5989 | 0.025997 | -128144.5729 | 0 | 279
| TRG013-163036626 | 3 | 82903.4789 | -48054.2246 | 0.01353 | -48054.2111 | 0 | 193
| TRG013-163036890 | 13 | 359248.4085 | -208234.9732 | 0.20954 | -208234.7636 | 0 | 396
| TRG013-163037137 | 8 | 221075.9437 | -128144.5989 | 92.8583 | -128051.7406 | 0 | 274
| TRG013-163037241 | 19 | 525055.3662 | -304343.4224 | 84.3688 | -304259.0536 | 0 | 513
| TRG013-163065605 | 25 | 690862.3239 | -400451.8715 | 4.1997 | -400447.6719 | 0 | 636
| TRG013-163065814 | 24 | 663227.831 | -384433.7967 | 9.4902 | -384424.3065 | 0 | 617
| TRG013-163066137 | 18 | 497420.8732 | -288325.3475 | 292.9465 | -288032.401 | 0 | 495
| TRG013-163066379 | 10 | 276344.9296 | -160180.7486 | 0 | -160180.7486 | 0 | 321
| TRG013-163066765 | 28 | 773765.8028 | -448506.0961 | 15.3184 | -448490.7777 | 0 | 693
| TRG013-176898414 | 787 | 21748345.9577 | -12606224.9154 | 31994.972 | -12574229.9434 | 0 | 2234
| TRG013-176898441 | 267 | 7378409.6197 | -4276825.9878 | 19044.788 | -4257781.1998 | 0 | 2052
| TRG013-185851126 | 626 | 17299192.5915 | -10027314.8628 | 163643.678 | -9863671.1849 | 0 | 2221
| TRG013-60700569 | 106 | 2929256.2535 | -1697915.9352 | 18629.5329 | -1679286.4023 | 0 | 1597
| TRG014-158007081 | 35 | 967207.2535 | -560632.6201 | 2.4998 | -560630.1204 | 0 | 835
| TRG014-162802339 | 25 | 690862.3239 | -400451.8715 | 26.3958 | -400425.4757 | 0 | 633
| TRG014-162802539 | 16 | 442151.8873 | -256289.1978 | 38.6798 | -256250.5179 | 0 | 457
| TRG014-182935203 | 25 | 690862.3239 | -400451.8715 | 1.5519 | -400450.3196 | 0 | 639
| TRG014-185851238 | 197 | 5443995.1127 | -3155560.7476 | 71975.3868 | -3083585.3608 | 0 | 1916
| TRG014-24598258 | 595 | 16442523.3099 | -9530754.5422 | 30785.0251 | -9499969.5171 | 0 | 2218
| TRG022-142033811 | 111 | 3067428.7183 | -1778006.3095 | 1660.8009 | -1776345.5086 | 0 | 1634
| TRG022-154491351 | 78 | 2155490.4507 | -1249409.8391 | 459.0466 | -1248950.7925 | 0 | 1385
| TRG022-154491390 | 108 | 2984525.2394 | -1729952.085 | 337.0782 | -1729615.0068 | 0 | 1615
| TRG022-158166546 | 31 | 856669.2817 | -496560.3207 | 31.5828 | -496528.7379 | 0 | 748
| TRG022-158166693 | 31 | 856669.2817 | -496560.3207 | 312.4796 | -496247.8411 | 0 | 746
| TRG022-158166806 | 32 | 884303.7746 | -512578.3955 | 1005.8796 | -511572.516 | 0 | 764
| TRG022-158204991 | 109 | 3012159.7324 | -1745970.1598 | 1954.0459 | -1744016.1139 | 0 | 1621
| TRG022-158205190 | 108 | 2984525.2394 | -1729952.085 | 984.5935 | -1728967.4915 | 0 | 1613
| TRG022-158205316 | 117 | 3233235.6761 | -1874114.7587 | 2360.1174 | -1871754.6413 | 0 | 1666
| TRG022-158205503 | 95 | 2625276.831 | -1521717.1118 | 3317.9075 | -1518399.2043 | 0 | 1519
| TRG022-158205673 | 58 | 1602800.5915 | -929048.3419 | 36.7109 | -929011.6311 | 0 | 1157
| TRG022-158205847 | 69 | 1906780.0141 | -1105247.1654 | 27.1573 | -1105220.0081 | 0 | 1291
| TRG022-158206040 | 49 | 1354090.1549 | -784885.6682 | 6.0231 | -784879.6451 | 0 | 1048
| TRG022-160930593 | 74 | 2044952.4789 | -1185337.5397 | 904.2818 | -1184433.2579 | 0 | 1345
| TRG022-163035515 | 15 | 414517.3944 | -240271.1229 | 0.91966 | -240270.2033 | 0 | 440
| TRG022-163035708 | 21 | 580324.3521 | -336379.5721 | 4.0287 | -336375.5434 | 0 | 563
| TRG022-163035922 | 7 | 193441.4507 | -112126.524 | 123.5169 | -112003.0071 | 0 | 253
| TRG022-163036120 | 19 | 525055.3662 | -304343.4224 | 1.6867 | -304341.7357 | 0 | 524
| TRG022-163036215 | 31 | 856669.2817 | -496560.3207 | 0.51013 | -496559.8106 | 0 | 749
| TRG022-171344186 | 5 | 138172.4648 | -80090.3743 | 0 | -80090.3743 | 0 | 222
| TRG022-176898220 | 742 | 20504793.7746 | -11885411.5467 | 284702.8925 | -11600708.6542 | 0 | 2231
| TRG022-176898350 | 452 | 12490790.8169 | -7240169.8371 | 29906.6018 | -7210263.2353 | 0 | 2191
| TRG022-176898385 | 150 | 4145173.9437 | -2402711.2291 | 17760.6277 | -2384950.6014 | 0 | 1817
| TRG022-185851624 | 73 | 2017317.9859 | -1169319.4648 | 68504.489 | -1100814.9758 | 0 | 1286
| TRG022-24598160 | 362 | 10003686.4507 | -5798543.0996 | 26200.7993 | -5772342.3003 | 0 | 2142
| TRG022-24598202 | 336 | 9285189.6338 | -5382073.1532 | 20245.6786 | -5361827.4746 | 0 | 2119
| TRG024-117365806 | 17 | 469786.3803 | -272307.2726 | 0 | -272307.2726 | 0 | 483
| TRG024-158041024 | 47 | 1298821.169 | -752849.5185 | 1548.9546 | -751300.5639 | 0 | 998
| TRG024-158742698 | 1 | 27634.493 | -16018.0749 | 0 | -16018.0749 | 0 | 151
| TRG024-162822011 | 10 | 276344.9296 | -160180.7486 | 357.0077 | -159823.7409 | 0 | 308
| TRG024-162822186 | 10 | 276344.9296 | -160180.7486 | 0.51775 | -160180.2309 | 0 | 319
| TRG024-162822411 | 8 | 221075.9437 | -128144.5989 | 0 | -128144.5989 | 0 | 280
| TRG024-162822646 | 11 | 303979.4225 | -176198.8235 | 0.051963 | -176198.7715 | 0 | 351
| TRG024-162822850 | 23 | 635593.338 | -368415.7218 | 856.0924 | -367559.6294 | 0 | 594
| TRG024-162823024 | 7 | 193441.4507 | -112126.524 | 2.75 | -112123.774 | 0 | 262
| TRG024-162823256 | 19 | 525055.3662 | -304343.4224 | 2.0568 | -304341.3655 | 0 | 522
| TRG024-185851718 | 48 | 1326455.662 | -768867.5933 | 19.2014 | -768848.392 | 0 | 1032
| TRG024-24598286 | 257 | 7102064.6901 | -4116645.2392 | 8544.9258 | -4108100.3134 | 0 | 2034
| TRG024-60700588 | 199 | 5499264.0986 | -3187596.8973 | 53755.7341 | -3133841.1632 | 0 | 1927
| TRG024-74127795 | 703 | 19427048.5493 | -11260706.6271 | 176717.8468 | -11083988.7804 | 0 | 2228
| WBE011-203216132 | 271 | 7488947.5915 | -4340898.2873 | 231478.7348 | -4109419.5524 | 0 | 2035
| WBE011-41045910 | 1 | 27634.493 | -16018.0749 | 0 | -16018.0749 | 0 | 151
| WBE012-203216204 | 58 | 1602800.5915 | -929048.3419 | 0 | -929048.3419 | 0 | 1158
| WBE013-203216284 | 298 | 8235078.9014 | -4773386.3085 | 0 | -4773386.3085 | 0 | 2093
| WBE014-203216348 | 129 | 3564849.5915 | -2066331.657 | 110983.7611 | -1955347.896 | 0 | 1698
| WBE021-203216532 | 165 | 4559691.338 | -2642982.352 | 0 | -2642982.352 | 0 | 1859
| WBE022-203216606 | 193 | 5333457.1408 | -3091488.4481 | 634506.4895 | -2456981.9586 | 0 | 1835
| WBE023-139765778 | 486 | 13430363.5775 | -7784784.3823 | 175440.6292 | -7609343.7532 | 0 | 2194
| WBE023-203216893 | 10 | 276344.9296 | -160180.7486 | 0 | -160180.7486 | 0 | 321
| WBE024-203216929 | 291 | 8041637.4507 | -4661259.7845 | 275111.1254 | -4386148.6591 | 0 | 2065
| WBE031-15425070 | 1 | 27634.493 | -16018.0749 | 0 | -16018.0749 | 0 | 151
| WBE031-203217123 | 75 | 2072586.9718 | -1201355.6146 | 0 | -1201355.6146 | 0 | 1353
| WBE031-24612962 | 274 | 7571851.0704 | -4388952.5118 | 0 | -4388952.5118 | 0 | 2066
| WBE032-203217195 | 159 | 4393884.3803 | -2546873.9029 | 0 | -2546873.9029 | 0 | 1850
| WBE032-24612505 | 80 | 2210759.4366 | -1281445.9889 | 434562.8739 | -846883.115 | 0 | 1089
| WBE033-203217267 | 506 | 13983053.4366 | -8105145.8795 | 1517097.6105 | -6588048.269 | 0 | 2174
| WBE033-65838252 | 0 | 0 | 0 | 0 | 0 | 0 | 49
| WBE034-182145993 | 72 | 1989683.493 | -1153301.39 | 1264.8837 | -1152036.5063 | 0 | 1320
| WBE034-203217365 | 259 | 7157333.6761 | -4148681.3889 | 300.3694 | -4148381.0195 | 0 | 2041
| WBE034-24612477 | 406 | 11219604.1408 | -6503338.3935 | 0 | -6503338.3935 | 0 | 2173
| WBL002-15395911 | 732 | 20228448.8451 | -11725230.7981 | 29169.0869 | -11696061.7112 | 0 | 2232
| WBL002-15395961 | 0 | 0 | 0 | 0 | 0 | 0 | 49
| WBL002-163162028 | 4 | 110537.9718 | -64072.2994 | 0.062011 | -64072.2374 | 0 | 207
| WBL003-15396013 | 0 | 0 | 0 | 0 | 0 | 0 | 49
| WBL003-15396026 | 0 | 0 | 0 | 0 | 0 | 0 | 49
| WBL003-15396039 | 130 | 3592484.0845 | -2082349.7319 | 0 | -2082349.7319 | 0 | 1737
| WBL004-15395887 | 94 | 2597642.338 | -1505699.0369 | 0 | -1505699.0369 | 0 | 1512
| WBL004-24598022 | 125 | 3454311.6197 | -2002259.3576 | 0 | -2002259.3576 | 0 | 1712
| WBL005-153526296 | 460 | 12711866.7606 | -7368314.436 | 51248.0995 | -7317066.3364 | 0 | 2192
| WBL005-15396050 | 147 | 4062270.4648 | -2354657.0045 | 15036.3782 | -2339620.6264 | 0 | 1801
| WBL005-158638825 | 78 | 2155490.4507 | -1249409.8391 | 446.9511 | -1248962.888 | 0 | 1386
| WBL005-158639092 | 48 | 1326455.662 | -768867.5933 | 68.4293 | -768799.164 | 0 | 1031
| WBL005-158702306 | 44 | 1215917.6901 | -704795.2939 | 1882.1977 | -702913.0962 | 0 | 957
| WBL005-163161673 | 13 | 359248.4085 | -208234.9732 | 3.2167 | -208231.7565 | 0 | 393
| WBL005-163161826 | 2 | 55268.9859 | -32036.1497 | 0 | -32036.1497 | 0 | 176
| WBL006-15435914 | 219 | 6051953.9577 | -3507958.3945 | 5.2385 | -3507953.156 | 0 | 1975
| WBL008-15395863 | 200 | 5526898.5915 | -3203614.9722 | 28118.9345 | -3175496.0377 | 0 | 1932
| WBL010-15395826 | 98 | 2708180.3099 | -1569771.3364 | 0 | -1569771.3364 | 0 | 1550
| WBL012-153865449 | 21 | 580324.3521 | -336379.5721 | 0 | -336379.5721 | 0 | 568
| WBL012-162960471 | 7 | 193441.4507 | -112126.524 | 0.096818 | -112126.4272 | 0 | 264
| WBL012-162960671 | 16 | 442151.8873 | -256289.1978 | 1.0399 | -256288.1578 | 0 | 464
| WBL012-162960865 | 16 | 442151.8873 | -256289.1978 | 2.2161 | -256286.9816 | 0 | 462
| WBL012-163034361 | 9 | 248710.4366 | -144162.6737 | 0.90071 | -144161.773 | 0 | 298
| WBL012-163034588 | 6 | 165806.9577 | -96108.4492 | 0 | -96108.4492 | 0 | 240
| WBL012-163150328 | 5 | 138172.4648 | -80090.3743 | 0 | -80090.3743 | 0 | 222
| WBL012-163162276 | 12 | 331613.9155 | -192216.8983 | 0 | -192216.8983 | 0 | 378
| WBL012-163162391 | 14 | 386882.9014 | -224253.0481 | 34.4024 | -224218.6457 | 0 | 416
| WBL012-163162602 | 12 | 331613.9155 | -192216.8983 | 18.3187 | -192198.5796 | 0 | 368
| WBL012-163162797 | 19 | 525055.3662 | -304343.4224 | 0 | -304343.4224 | 0 | 527
| WBL012-163162997 | 6 | 165806.9577 | -96108.4492 | 0 | -96108.4492 | 0 | 240
| WBL012-163205557 | 16 | 442151.8873 | -256289.1978 | 1.5998 | -256287.5979 | 0 | 463
| WBL012-163205740 | 15 | 414517.3944 | -240271.1229 | 1.5635e-05 | -240271.1229 | 0 | 442
| WBL012-171331101 | 68 | 1879145.5211 | -1089229.0905 | 11.6159 | -1089217.4746 | 0 | 1284
| WBL012-24598048 | 226 | 6245395.4085 | -3620084.9185 | 76976.418 | -3543108.5005 | 0 | 1981
| WBL012-24611149 | 569 | 15724026.493 | -9114284.5958 | 10004.4812 | -9104280.1145 | 0 | 2213
| WBL012-88823662 | 146 | 4034635.9718 | -2338638.9297 | 9741.1968 | -2328897.7328 | 0 | 1798
| WIN011-124931073 | 87 | 2404200.8873 | -1393572.5129 | 1125.2372 | -1392447.2756 | 0 | 1455
| WIN011-154067565 | 82 | 2266028.4225 | -1313482.1386 | 26302.6451 | -1287179.4935 | 0 | 1409
| WIN011-155049323 | 33 | 911938.2676 | -528596.4704 | 12.1369 | -528584.3335 | 0 | 795
| WIN011-157092882 | 119 | 3288504.662 | -1906150.9084 | 3600.2211 | -1902550.6873 | 0 | 1676
| WIN011-160628518 | 0 | 0 | 0 | 0 | 0 | 0 | 49
| WIN011-160628528 | 844 | 23323512.0563 | -13519255.1825 | 428167.4858 | -13091087.6967 | 0 | 2236
| WIN011-72970601 | 66 | 1823876.5352 | -1057192.9408 | 1831.5998 | -1055361.341 | 0 | 1254
| WIN011-72970660 | 124 | 3426677.1268 | -1986241.2827 | 2552.653 | -1983688.6297 | 0 | 1705
| WIN011-77738018 | 68 | 1879145.5211 | -1089229.0905 | 1439.3326 | -1087789.7579 | 0 | 1281
| WIN022-160628376 | 0 | 0 | 0 | 0 | 0 | 0 | 49
| WIN022-160628386 | 683 | 18874358.6901 | -10940345.1299 | 293923.4647 | -10646421.6652 | 0 | 2226
| WIN022-164674921 | 1 | 27634.493 | -16018.0749 | 2.068 | -16016.0068 | 0 | 146
| WIN022-164675227 | 2 | 55268.9859 | -32036.1497 | 0 | -32036.1497 | 0 | 176
| WIN022-183128966 | 35 | 967207.2535 | -560632.6201 | 62.8391 | -560569.781 | 0 | 831
| WIN022-79032273 | 34 | 939572.7606 | -544614.5453 | 18.4054 | -544596.1399 | 0 | 810
| WIN022-79245551 | 1 | 27634.493 | -16018.0749 | 0 | -16018.0749 | 0 | 151
| WIN023-154876693 | 54 | 1492262.6197 | -864976.0425 | 1016.1848 | -863959.8577 | 0 | 1102
| WIN023-154908067 | 16 | 442151.8873 | -256289.1978 | 4.4393 | -256284.7585 | 0 | 461
| WIN023-160628335 | 397 | 10970893.7042 | -6359175.7197 | 224677.5814 | -6134498.1383 | 0 | 2158
| WIN023-73352598 | 102 | 2818718.2817 | -1633843.6358 | 177.9006 | -1633665.7352 | 0 | 1575
| WIN023-84419247 | 50 | 1381724.6479 | -800903.743 | 54.1941 | -800849.5489 | 0 | 1068
| WMN013-117981106 | 53 | 1464628.1268 | -848957.9676 | 662043.7487 | -186914.2189 | 0 | 356
| WMN013-24614054 | 83 | 2293662.9155 | -1329500.2134 | 1984632.6842 | 655132.4708 | 1 | 34
| WMN014-122227235 | 183 | 5057112.2113 | -2931307.6995 | 1264021.7668 | -1667285.9327 | 0 | 1590
| WMN014-164366245 | 35 | 967207.2535 | -560632.6201 | 0 | -560632.6201 | 0 | 836
| WMN014-42253278 | 33 | 911938.2676 | -528596.4704 | 11942.8852 | -516653.5852 | 0 | 777
| WMN014-62615661 | 35 | 967207.2535 | -560632.6201 | 921320.0816 | 360687.4615 | 1 | 41
| WMN021-160652994 | 109 | 3012159.7324 | -1745970.1598 | 18665.6163 | -1727304.5436 | 0 | 1612
| WMN021-164365974 | 31 | 856669.2817 | -496560.3207 | 25183.7396 | -471376.581 | 0 | 724
| WMN021-24614498 | 53 | 1464628.1268 | -848957.9676 | 69163.1495 | -779794.8181 | 0 | 1037
| WMN021-24614598 | 73 | 2017317.9859 | -1169319.4648 | 260516.6425 | -908802.8223 | 0 | 1133
| WMN021-65221877 | 10 | 276344.9296 | -160180.7486 | 748147.3231 | 587966.5745 | 1 | 35
| WND011-15425526 | 0 | 0 | 0 | 0 | 0 | 0 | 49
| WND011-200942344 | 142 | 3924098 | -2274566.6302 | 220640.525 | -2053926.1052 | 0 | 1728
| WND011-74053613 | 29 | 801400.2958 | -464524.171 | 2734.5374 | -461789.6336 | 0 | 702
| WND011-79727477 | 2 | 55268.9859 | -32036.1497 | 0 | -32036.1497 | 0 | 176
| WND012-171309560 | 52 | 1436993.6338 | -832939.8928 | 0 | -832939.8928 | 0 | 1086
| WND012-200942480 | 127 | 3509580.6056 | -2034295.5073 | 0 | -2034295.5073 | 0 | 1720
| WND012-24611463 | 367 | 10141858.9155 | -5878633.4739 | 0 | -5878633.4739 | 0 | 2146
| WND012-72499182 | 40 | 1105379.7183 | -640722.9944 | 0 | -640722.9944 | 0 | 906
| WND012-72499328 | 48 | 1326455.662 | -768867.5933 | 0 | -768867.5933 | 0 | 1034
| WND012-73767156 | 96 | 2652911.3239 | -1537735.1866 | 0 | -1537735.1866 | 0 | 1533
| WND012-74645078 | 88 | 2431835.3803 | -1409590.5877 | 0 | -1409590.5877 | 0 | 1466
| WND012-74645220 | 23 | 635593.338 | -368415.7218 | 0 | -368415.7218 | 0 | 601
| WND012-77737071 | 8 | 221075.9437 | -128144.5989 | 0 | -128144.5989 | 0 | 280
| WND012-78928850 | 14 | 386882.9014 | -224253.0481 | 0 | -224253.0481 | 0 | 420
| WND012-85319302 | 45 | 1243552.1831 | -720813.3687 | 0 | -720813.3687 | 0 | 979
| WND012-88220025 | 45 | 1243552.1831 | -720813.3687 | 0 | -720813.3687 | 0 | 979
| WND012-93532503 | 150 | 4145173.9437 | -2402711.2291 | 0 | -2402711.2291 | 0 | 1821
| WND012-93532641 | 60 | 1658069.5775 | -961084.4916 | 0 | -961084.4916 | 0 | 1182
| WND013-139460835 | 521 | 14397570.831 | -8345417.0025 | 349684.2427 | -7995732.7597 | 0 | 2201
| WND013-163356845 | 11 | 303979.4225 | -176198.8235 | 154.1685 | -176044.655 | 0 | 339
| WND013-172348741 | 10 | 276344.9296 | -160180.7486 | 341.1499 | -159839.5987 | 0 | 309
| WND013-200942552 | 296 | 8179809.9155 | -4741350.1588 | 914845.1146 | -3826505.0442 | 0 | 2010
| WND013-76546155 | 117 | 3233235.6761 | -1874114.7587 | 8190.5323 | -1865924.2265 | 0 | 1664
| WND013-76546231 | 126 | 3481946.1127 | -2018277.4325 | 15276.9399 | -2003000.4925 | 0 | 1713
| WND013-76546307 | 21 | 580324.3521 | -336379.5721 | 2379.6934 | -333999.8787 | 0 | 549
| WND013-76546404 | 95 | 2625276.831 | -1521717.1118 | 22533.9969 | -1499183.1149 | 0 | 1509
| WND013-76546454 | 11 | 303979.4225 | -176198.8235 | 2036.5886 | -174162.2349 | 0 | 329
| WND013-76546631 | 38 | 1050110.7324 | -608686.8447 | 909.3733 | -607777.4714 | 0 | 876
| WND013-76546854 | 40 | 1105379.7183 | -640722.9944 | 5314.2758 | -635408.7186 | 0 | 895
| WND013-78928894 | 54 | 1492262.6197 | -864976.0425 | 593.16 | -864382.8824 | 0 | 1104
| WND013-78928958 | 272 | 7516582.0845 | -4356916.3621 | 11892.6538 | -4345023.7084 | 0 | 2062
| WND013-78929121 | 38 | 1050110.7324 | -608686.8447 | 3105.4344 | -605581.4104 | 0 | 871
| WND013-78929255 | 79 | 2183124.9437 | -1265427.914 | 1136.0961 | -1264291.8179 | 0 | 1396
| WND013-78929377 | 72 | 1989683.493 | -1153301.39 | 3344.7929 | -1149956.5971 | 0 | 1317
| WND013-85319062 | 11 | 303979.4225 | -176198.8235 | 146.7278 | -176052.0956 | 0 | 340
| WND013-85319560 | 13 | 359248.4085 | -208234.9732 | 706.2235 | -207528.7497 | 0 | 382
| WND013-85319645 | 9 | 248710.4366 | -144162.6737 | 75.9144 | -144086.7593 | 0 | 292
| WND013-85319854 | 18 | 497420.8732 | -288325.3475 | 390.7771 | -287934.5704 | 0 | 494
| WND013-85833772 | 42 | 1160648.7042 | -672759.1442 | 7387.7444 | -665371.3998 | 0 | 922
| WND013-89020589 | 48 | 1326455.662 | -768867.5933 | 292.7204 | -768574.8729 | 0 | 1027
| WND014-153585710 | 19 | 525055.3662 | -304343.4224 | 15238.0697 | -289105.3526 | 0 | 505
| WND014-15425582 | 0 | 0 | 0 | 0 | 0 | 0 | 49
| WND014-200942632 | 474 | 13098749.662 | -7592567.484 | 1836187.3141 | -5756380.1699 | 0 | 2140
| WND014-79365293 | 36 | 994841.7465 | -576650.695 | 2671.7177 | -573978.9773 | 0 | 842
| WND014-79365390 | 34 | 939572.7606 | -544614.5453 | 504.3958 | -544110.1495 | 0 | 804
| WND014-79365841 | 90 | 2487104.3662 | -1441626.7375 | 18727.7071 | -1422899.0304 | 0 | 1474
| WND021-15425634 | 0 | 0 | 0 | 0 | 0 | 0 | 49
| WND021-200942770 | 215 | 5941415.9859 | -3443886.0951 | 333650.7743 | -3110235.3208 | 0 | 1923
| WND022-15425649 | 0 | 0 | 0 | 0 | 0 | 0 | 49
| WND022-200942838 | 122 | 3371408.1408 | -1954205.133 | 626318.853 | -1327886.28 | 0 | 1424
| WND023-200942910 | 457 | 12628963.2817 | -7320260.2114 | 2856107.4885 | -4464152.7229 | 0 | 2073
| WND023-73768060 | 114 | 3150332.1972 | -1826060.5341 | 9533.1496 | -1816527.3845 | 0 | 1645
| WND023-73768112 | 68 | 1879145.5211 | -1089229.0905 | 5508.9633 | -1083720.1272 | 0 | 1276
| WND023-73768165 | 62 | 1713338.5634 | -993120.6414 | 11756.4807 | -981364.1606 | 0 | 1196
| WND023-73948116 | 44 | 1215917.6901 | -704795.2939 | 2523.1133 | -702272.1805 | 0 | 955
| WND023-73948154 | 48 | 1326455.662 | -768867.5933 | 3169.0936 | -765698.4997 | 0 | 1017
| WND024-167870308 | 11 | 303979.4225 | -176198.8235 | 1845.5738 | -174353.2496 | 0 | 330
| WND024-183316836 | 325 | 8981210.2113 | -5205874.3297 | 640249.541 | -4565624.7887 | 0 | 2080
| WND024-184539432 | 1 | 27634.493 | -16018.0749 | 8.2276 | -16009.8473 | 0 | 145
| WND024-192414587 | 174 | 4808401.7746 | -2787145.0258 | 300840.9133 | -2486304.1125 | 0 | 1842
| WND024-200942990 | 270 | 7461313.0986 | -4324880.2124 | 615808.5583 | -3709071.6541 | 0 | 2002
| WND024-79365148 | 15 | 414517.3944 | -240271.1229 | 373.1018 | -239898.0211 | 0 | 434
| WPD011-15399272 | 1 | 27634.493 | -16018.0749 | 0 | -16018.0749 | 0 | 151
| WPD011-15399285 | 155 | 4283346.4085 | -2482801.6034 | 0 | -2482801.6034 | 0 | 1840
| WPD012-15436728 | 186 | 5140015.6901 | -2979361.9241 | 1556613.6711 | -1422748.253 | 0 | 1473
| WPD012-24603816 | 130 | 3592484.0845 | -2082349.7319 | 669154.2742 | -1413195.4577 | 0 | 1469
| WPD013-178115477 | 4 | 110537.9718 | -64072.2994 | 0 | -64072.2994 | 0 | 208
| WPD013-40657711 | 55 | 1519897.1127 | -880994.1173 | 466495.3784 | -414498.7389 | 0 | 648
| WPD014-15399222 | 47 | 1298821.169 | -752849.5185 | 10173.4886 | -742676.0299 | 0 | 994
| WPD014-15399233 | 3 | 82903.4789 | -48054.2246 | 201.248 | -47852.9765 | 0 | 191
| WPD021-15399198 | 1 | 27634.493 | -16018.0749 | 0 | -16018.0749 | 0 | 151
| WPD022-15399022 | 352 | 9727341.5211 | -5638362.351 | 5381874.5074 | -256487.8436 | 0 | 466
| WPD022-72495720 | 244 | 6742816.2817 | -3908410.266 | 231304.0663 | -3677106.1997 | 0 | 1999
| WPD024-15398985 | 131 | 3620118.5775 | -2098367.8068 | 1694988.1889 | -403379.6179 | 0 | 642
| WPD031-15399072 | 37 | 1022476.2394 | -592668.7698 | 0 | -592668.7698 | 0 | 865
| WPD031-80918872 | 99 | 2735814.8028 | -1585789.4112 | 0 | -1585789.4112 | 0 | 1554
| WPD033-153773704 | 331 | 9147017.169 | -5301982.7789 | 60955.633 | -5241027.1459 | 0 | 2112
| WPD033-15399135 | 387 | 10694548.7746 | -6198994.9711 | 1761844.9644 | -4437150.0067 | 0 | 2071
| WPD033-63732110 | 115 | 3177966.6901 | -1842078.609 | 658688.3608 | -1183390.2481 | 0 | 1342

## Selected
Powercor
Pole bushfire resilience program
|  | No. of segments where option 2 is preferred |  | 48
|  | Top 5 segments | 1670 | 46149603.2394 | -26750185.0175 | 71536808.2808 | 44786623.2633
| Rank | Segment | Number of poles in segment | Option 2 capex ($ 2023) | PV of option 2 cost ($ 2023) | PV of total benefits ($ 2023) | NPV ($ 2023) | Overlapped northern poles | Overlapped southern poles
| 1 | EHK033-15418024 | 420 | 11606487.0423 | -6727591.4415 | 28251160.5377 | 21523569.0962 | 3 | 11
| 2 | EHK023-15417824 | 270 | 7461313.0986 | -4324880.2124 | 12026162.1857 | 7701281.9733 | 3 | 24
| 3 | GSB012-24607348 | 403 | 11136700.662 | -6455284.1689 | 12522357.7801 | 6067073.6113 | 0 | 19
| 4 | CME014-15423849 | 204 | 5637436.5634 | -3267687.2716 | 8023948.4604 | 4756261.1888 | 0 | 12
| 5 | BAN003-15414742 | 373 | 10307665.8732 | -5974741.9231 | 10713179.3168 | 4738437.3938 | 0 | 22
| 6 | MBN023-94547273 | 176 | 4863670.7606 | -2819181.1755 | 7182456.8061 | 4363275.6306 | 0 | 10
| 7 | BET007-155326877 | 123 | 3399042.6338 | -1970223.2079 | 6013184.9303 | 4042961.7225 | 0 | 3
| 8 | GSB012-74623277 | 140 | 3868829.0141 | -2242530.4805 | 5983821.2383 | 3741290.7578 | 0 | 6
| 9 | BGO023-159428721 | 231 | 6383567.8732 | -3700175.2928 | 7202934.1472 | 3502758.8544 | 0 | 18
| 10 | BGO023-197650699 | 134 | 3703022.0563 | -2146422.0313 | 5149948.0729 | 3003526.0415 | 0 | 6
| 11 | CTN004-15418536 | 266 | 7350775.1268 | -4260807.913 | 7036183.8547 | 2775375.9417 | 8 | 11
| 12 | MLN021-196479276 | 107 | 2956890.7465 | -1713934.0101 | 4284611.6348 | 2570677.6247 | 0 | 0
| 13 | BET006-195895699 | 90 | 2487104.3662 | -1441626.7375 | 3939794.5675 | 2498167.83 | 3 | 6
| 14 | BBD021-24613487 | 121 | 3343773.6479 | -1938187.0582 | 4261202.1009 | 2323015.0428 | 0 | 17
| 15 | BAN003-154067153 | 168 | 4642594.8169 | -2691036.5766 | 4859441.2303 | 2168404.6537 | 0 | 6
| 16 | ECA010-15423016 | 186 | 5140015.6901 | -2979361.9241 | 5102732.0308 | 2123370.1067 | 6 | 14
| 17 | MLN022-160532221 | 220 | 6079588.4507 | -3523976.4694 | 5488117.552 | 1964141.0826 | 0 | 17
| 18 | ECA001-24613400 | 54 | 1492262.6197 | -864976.0425 | 2659662.6291 | 1794686.5866 | 0 | 5
| 19 | CMN005-15420597 | 160 | 4421518.8732 | -2562891.9777 | 4259644.5312 | 1696752.5535 | 0 | 4
| 20 | FNS021-15405600 | 241 | 6659912.8028 | -3860356.0414 | 5474708.2084 | 1614352.167 | 0 | 19
| 21 | RCT013-24605168 | 61 | 1685704.0704 | -977102.5665 | 2576305.3892 | 1599202.8227 | 0 | 7
| 22 | ECA003-15422755 | 208 | 5747974.5352 | -3331759.571 | 4897645.599 | 1565886.028 | 0 | 30
| 23 | MBN012-15419426 | 38 | 1050110.7324 | -608686.8447 | 2117047.3299 | 1508360.4852 | 0 | 0
| 24 | BAN011-15414529 | 89 | 2459469.8732 | -1425608.6626 | 2862249.9015 | 1436641.2389 | 0 | 1
| 25 | EHK031-15417924 | 674 | 18625648.2535 | -10796182.4562 | 12177650.1061 | 1381467.6499 | 7 | 40
| 26 | TNA021-154751071 | 135 | 3730656.5493 | -2162440.1062 | 3456094.2522 | 1293654.146 | 0 | 0
| 27 | CME016-15423749 | 294 | 8124540.9296 | -4709314.0091 | 6000653.5519 | 1291339.5428 | 0 | 20
| 28 | BET006-15436859 | 250 | 6908623.2394 | -4004518.7152 | 5269961.1592 | 1265442.444 | 1 | 26
| 29 | EHK024-15417874 | 193 | 5333457.1408 | -3091488.4481 | 4265328.2165 | 1173839.7684 | 1 | 12
| 30 | BAN009-199768607 | 45 | 1243552.1831 | -720813.3687 | 1882016.1091 | 1161202.7404 | 0 | 3
| 31 | HSM010-15416755 | 224 | 6190126.4225 | -3588048.7688 | 4731033.7702 | 1142985.0014 | 1 | 25
| 32 | MRO005-15420092 | 81 | 2238393.9296 | -1297464.0637 | 2282555.5463 | 985091.4826 | 1 | 7
| 33 | MLN021-24600176 | 122 | 3371408.1408 | -1954205.133 | 2732328.9859 | 778123.8529 | 0 | 0
| 34 | WMN013-24614054 | 83 | 2293662.9155 | -1329500.2134 | 1984632.6842 | 655132.4708 | 0 | 4
| 35 | WMN021-65221877 | 10 | 276344.9296 | -160180.7486 | 748147.3231 | 587966.5745 | 0 | 0
| 36 | BGO013-197650863 | 132 | 3647753.0704 | -2114385.8816 | 2654683.8725 | 540297.9909 | 2 | 8
| 37 | BGO023-24604124 | 54 | 1492262.6197 | -864976.0425 | 1394870.4472 | 529894.4047 | 0 | 4
| 38 | BBD022-15437908 | 28 | 773765.8028 | -448506.0961 | 901285.5943 | 452779.4982 | 0 | 4
| 39 | TQY022-88336509 | 39 | 1077745.2254 | -624704.9196 | 1033223.8225 | 408518.9029 | 0 | 2
| 40 | GSB011-74623154 | 65 | 1796242.0423 | -1041174.8659 | 1402930.0828 | 361755.2169 | 0 | 1
| 41 | WMN014-62615661 | 35 | 967207.2535 | -560632.6201 | 921320.0816 | 360687.4615 | 0 | 1
| 42 | GB012-15403573 | 92 | 2542373.3521 | -1473662.8872 | 1829909.1553 | 356246.2681 | 0 | 4
| 43 | HSM002-15416618 | 69 | 1906780.0141 | -1105247.1654 | 1331558.9268 | 226311.7614 | 0 | 6
| 44 | BET005-15436909 | 233 | 6438836.8592 | -3732211.4426 | 3922752.0453 | 190540.6027 | 0 | 3
| 45 | BET001-15424260 | 258 | 7129699.1831 | -4132663.3141 | 4268083.3513 | 135420.0373 | 0 | 19
| 46 | GSB013-74623435 | 348 | 9616803.5493 | -5574290.0515 | 5705948.7134 | 131658.6618 | 0 | 7
| 47 | SHP011-15432563 | 11 | 303979.4225 | -176198.8235 | 191528.8863 | 15330.0629 | 0 | 0
| 48 | EHK021-15417698 | 64 | 1768607.5493 | -1025156.7911 | 1034596.0301 | 9439.239 | 0 | 1
| 49 | 0 | 0 | 0 | 0 | 0 | 0
| 50 | 0 | 0 | 0 | 0 | 0 | 0
| 51 | 0 | 0 | 0 | 0 | 0 | 0
| 52 | 0 | 0 | 0 | 0 | 0 | 0
| 53 | 0 | 0 | 0 | 0 | 0 | 0
| 54 | 0 | 0 | 0 | 0 | 0 | 0
| 55 | 0 | 0 | 0 | 0 | 0 | 0
| 56 | 0 | 0 | 0 | 0 | 0 | 0
| 57 | 0 | 0 | 0 | 0 | 0 | 0
| 58 | 0 | 0 | 0 | 0 | 0 | 0
| 59 | 0 | 0 | 0 | 0 | 0 | 0
| 60 | 0 | 0 | 0 | 0 | 0 | 0
| 61 | 0 | 0 | 0 | 0 | 0 | 0
| 62 | 0 | 0 | 0 | 0 | 0 | 0
| 63 | 0 | 0 | 0 | 0 | 0 | 0
| 64 | 0 | 0 | 0 | 0 | 0 | 0
| 65 | 0 | 0 | 0 | 0 | 0 | 0
| 66 | 0 | 0 | 0 | 0 | 0 | 0
| 67 | 0 | 0 | 0 | 0 | 0 | 0
| 68 | 0 | 0 | 0 | 0 | 0 | 0
| 69 | 0 | 0 | 0 | 0 | 0 | 0
| 70 | 0 | 0 | 0 | 0 | 0 | 0
|  | 0 | 0 | 0 | 0 | 0 | 0
|  | 0 | 0 | 0 | 0 | 0 | 0
|  | 0 | 0 | 0 | 0 | 0 | 0
|  | 0 | 0 | 0 | 0 | 0 | 0
|  | 0 | 0 | 0 | 0 | 0 | 0
|  | 0 | 0 | 0 | 0 | 0 | 0
|  | 0 | 0 | 0 | 0 | 0 | 0
|  | 0 | 0 | 0 | 0 | 0 | 0
|  | 0 | 0 | 0 | 0 | 0 | 0
|  | 0 | 0 | 0 | 0 | 0 | 0
|  | 0 | 0 | 0 | 0 | 0 | 0
|  | 0 | 0 | 0 | 0 | 0 | 0
|  | 0 | 0 | 0 | 0 | 0 | 0
|  | 0 | 0 | 0 | 0 | 0 | 0
|  | 0 | 0 | 0 | 0 | 0 | 0
|  | 0 | 0 | 0 | 0 | 0 | 0

## Sensitivities
Powercor
Pole bushfire resilience program
|  |  | Top 5 segments | 0 | 71536808.2808 | -26750185.0175 | 44786623.2633 |  |  | 42111604.7616 | 47461641.7651 | 51940304.0914 | 37632942.4352 | 34957923.9335
[10 empty] | Sensitivity 1 | Sensitivity 2 | Sensitivity 3 | Sensitivity 4 | Sensitivity 5
[9 empty] | Capital | 10% | -10% | 0% | 0% | 10%
[5 empty] | Option 2 | Option 2 | Option 2 | Option 2 | Benefits | 0% | 0% | 10% | -10% | -10% | Preferred option
|  | Feeders |  |  | PV of benefits ($ 2023) | PV of capital cost | NPV ($ 2023) | preferred | [6 empty] | unchanged by sensitivities
| 1 | EHK033-15418024 |  |  | 28251160.5377 | -6727591.4415 | 21523569.0962 | 1 |  | 20850809.9521 | 22196328.2404 | 24348685.15 | 18698453.0424 | 18025693.8983 | 1
| 2 | EHK023-15417824 |  |  | 12026162.1857 | -4324880.2124 | 7701281.9733 | 1 |  | 7268793.9521 | 8133769.9946 | 8903898.1919 | 6498665.7548 | 6066177.7335 | 1
| 3 | GSB012-24607348 |  |  | 12522357.7801 | -6455284.1689 | 6067073.6113 | 1 |  | 5421545.1944 | 6712602.0281 | 7319309.3893 | 4814837.8332 | 4169309.4164 | 1
| 4 | CME014-15423849 |  |  | 8023948.4604 | -3267687.2716 | 4756261.1888 | 1 |  | 4429492.4616 | 5083029.9159 | 5558656.0348 | 3953866.3427 | 3627097.6156 | 1
| 5 | BAN003-15414742 |  |  | 10713179.3168 | -5974741.9231 | 4738437.3938 | 1 |  | 4140963.2015 | 5335911.5861 | 5809755.3255 | 3667119.4621 | 3069645.2698 | 1
| 6 | MBN023-94547273 |  |  | 7182456.8061 | -2819181.1755 | 4363275.6306 | 1 |  | 4081357.5131 | 4645193.7482 | 5081521.3112 | 3645029.95 | 3363111.8325 | 1
| 7 | BET007-155326877 |  |  | 6013184.9303 | -1970223.2079 | 4042961.7225 | 1 |  | 3845939.4017 | 4239984.0432 | 4644280.2155 | 3441643.2294 | 3244620.9086 | 1
| 8 | GSB012-74623277 |  |  | 5983821.2383 | -2242530.4805 | 3741290.7578 | 1 |  | 3517037.7098 | 3965543.8059 | 4339672.8817 | 3142908.634 | 2918655.5859 | 1
| 9 | BGO023-159428721 |  |  | 7202934.1472 | -3700175.2928 | 3502758.8544 | 1 |  | 3132741.3251 | 3872776.3837 | 4223052.2691 | 2782465.4397 | 2412447.9104 | 1
| 10 | BGO023-197650699 |  |  | 5149948.0729 | -2146422.0313 | 3003526.0415 | 1 |  | 2788883.8384 | 3218168.2446 | 3518520.8488 | 2488531.2342 | 2273889.0311 | 1
| 11 | CTN004-15418536 |  |  | 7036183.8547 | -4260807.913 | 2775375.9417 | 1 |  | 2349295.1504 | 3201456.733 | 3478994.3272 | 2071757.5562 | 1645676.7649 | 1
| 12 | MLN021-196479276 |  |  | 4284611.6348 | -1713934.0101 | 2570677.6247 | 1 |  | 2399284.2237 | 2742071.0257 | 2999138.7882 | 2142216.4612 | 1970823.0602 | 1
| 13 | BET006-195895699 |  |  | 3939794.5675 | -1441626.7375 | 2498167.83 | 1 |  | 2354005.1563 | 2642330.5038 | 2892147.2868 | 2104188.3733 | 1960025.6995 | 1
| 14 | BBD021-24613487 |  |  | 4261202.1009 | -1938187.0582 | 2323015.0428 | 1 |  | 2129196.337 | 2516833.7486 | 2749135.2529 | 1896894.8327 | 1703076.1269 | 1
| 15 | BAN003-154067153 |  |  | 4859441.2303 | -2691036.5766 | 2168404.6537 | 1 |  | 1899300.996 | 2437508.3113 | 2654348.7767 | 1682460.5307 | 1413356.873 | 1
| 16 | ECA010-15423016 |  |  | 5102732.0308 | -2979361.9241 | 2123370.1067 | 1 |  | 1825433.9142 | 2421306.2991 | 2633643.3097 | 1613096.9036 | 1315160.7112 | 1
| 17 | MLN022-160532221 |  |  | 5488117.552 | -3523976.4694 | 1964141.0826 | 1 |  | 1611743.4357 | 2316538.7295 | 2512952.8378 | 1415329.3274 | 1062931.6805 | 1
| 18 | ECA001-24613400 |  |  | 2659662.6291 | -864976.0425 | 1794686.5866 | 1 |  | 1708188.9824 | 1881184.1909 | 2060652.8495 | 1528720.3237 | 1442222.7195 | 1
| 19 | CMN005-15420597 |  |  | 4259644.5312 | -2562891.9777 | 1696752.5535 | 1 |  | 1440463.3558 | 1953041.7513 | 2122717.0067 | 1270788.1004 | 1014498.9026 | 1
| 20 | FNS021-15405600 |  |  | 5474708.2084 | -3860356.0414 | 1614352.167 | 1 |  | 1228316.5628 | 2000387.7711 | 2161822.9878 | 1066881.3461 | 680845.742 | 1
| 21 | RCT013-24605168 |  |  | 2576305.3892 | -977102.5665 | 1599202.8227 | 1 |  | 1501492.566 | 1696913.0793 | 1856833.3616 | 1341572.2838 | 1243862.0271 | 1
| 22 | ECA003-15422755 |  |  | 4897645.599 | -3331759.571 | 1565886.028 | 1 |  | 1232710.0709 | 1899061.9851 | 2055650.5879 | 1076121.4681 | 742945.511 | 1
| 23 | MBN012-15419426 |  |  | 2117047.3299 | -608686.8447 | 1508360.4852 | 1 |  | 1447491.8007 | 1569229.1697 | 1720065.2182 | 1296655.7522 | 1235787.0678 | 1
| 24 | BAN011-15414529 |  |  | 2862249.9015 | -1425608.6626 | 1436641.2389 | 1 |  | 1294080.3726 | 1579202.1051 | 1722866.229 | 1150416.2487 | 1007855.3825 | 1
| 25 | EHK031-15417924 |  |  | 12177650.1061 | -10796182.4562 | 1381467.6499 | 1 |  | 301849.4043 | 2461085.8956 | 2599232.6605 | 163702.6393 | -915915.6063 | 0
| 26 | TNA021-154751071 |  |  | 3456094.2522 | -2162440.1062 | 1293654.146 | 1 |  | 1077410.1354 | 1509898.1567 | 1639263.5713 | 948044.7208 | 731800.7102 | 1
| 27 | CME016-15423749 |  |  | 6000653.5519 | -4709314.0091 | 1291339.5428 | 1 |  | 820408.1419 | 1762270.9437 | 1891404.898 | 691274.1876 | 220342.7867 | 1
| 28 | BET006-15436859 |  |  | 5269961.1592 | -4004518.7152 | 1265442.444 | 1 |  | 864990.5725 | 1665894.3156 | 1792438.56 | 738446.3281 | 337994.4566 | 1
| 29 | EHK024-15417874 |  |  | 4265328.2165 | -3091488.4481 | 1173839.7684 | 1 |  | 864690.9235 | 1482988.6132 | 1600372.59 | 747306.9467 | 438158.1019 | 1
| 30 | BAN009-199768607 |  |  | 1882016.1091 | -720813.3687 | 1161202.7404 | 1 |  | 1089121.4035 | 1233284.0773 | 1349404.3513 | 973001.1295 | 900919.7926 | 1
| 31 | HSM010-15416755 |  |  | 4731033.7702 | -3588048.7688 | 1142985.0014 | 1 |  | 784180.1245 | 1501789.8783 | 1616088.3785 | 669881.6244 | 311076.7475 | 1
| 32 | MRO005-15420092 |  |  | 2282555.5463 | -1297464.0637 | 985091.4826 | 1 |  | 855345.0762 | 1114837.889 | 1213347.0373 | 756835.928 | 627089.5216 | 1
| 33 | MLN021-24600176 |  |  | 2732328.9859 | -1954205.133 | 778123.8529 | 1 |  | 582703.3396 | 973544.3662 | 1051356.7514 | 504890.9543 | 309470.441 | 1
| 34 | WMN013-24614054 |  |  | 1984632.6842 | -1329500.2134 | 655132.4708 | 1 |  | 522182.4494 | 788082.4921 | 853595.7392 | 456669.2023 | 323719.181 | 1
| 35 | WMN021-65221877 |  |  | 748147.3231 | -160180.7486 | 587966.5745 | 1 |  | 571948.4996 | 603984.6494 | 662781.3068 | 513151.8422 | 497133.7673 | 1
| 36 | BGO013-197650863 |  |  | 2654683.8725 | -2114385.8816 | 540297.9909 | 1 |  | 328859.4028 | 751736.5791 | 805766.3782 | 274829.6037 | 63391.0155 | 1
| 37 | BGO023-24604124 |  |  | 1394870.4472 | -864976.0425 | 529894.4047 | 1 |  | 443396.8005 | 616392.009 | 669381.4494 | 390407.36 | 303909.7557 | 1
| 38 | BBD022-15437908 |  |  | 901285.5943 | -448506.0961 | 452779.4982 | 1 |  | 407928.8885 | 497630.1078 | 542908.0576 | 362650.9387 | 317800.3291 | 1
| 39 | TQY022-88336509 |  |  | 1033223.8225 | -624704.9196 | 408518.9029 | 1 |  | 346048.411 | 470989.3949 | 511841.2852 | 305196.5207 | 242726.0287 | 1
| 40 | GSB011-74623154 |  |  | 1402930.0828 | -1041174.8659 | 361755.2169 | 1 |  | 257637.7303 | 465872.7035 | 502048.2252 | 221462.2086 | 117344.722 | 1
| 41 | WMN014-62615661 |  |  | 921320.0816 | -560632.6201 | 360687.4615 | 1 |  | 304624.1995 | 416750.7235 | 452819.4697 | 268555.4533 | 212492.1913 | 1
| 42 | GB012-15403573 |  |  | 1829909.1553 | -1473662.8872 | 356246.2681 | 1 |  | 208879.9794 | 503612.5568 | 539237.1836 | 173255.3526 | 25889.0638 | 1
| 43 | HSM002-15416618 |  |  | 1331558.9268 | -1105247.1654 | 226311.7614 | 1 |  | 115787.0449 | 336836.478 | 359467.6541 | 93155.8687 | -17368.8478 | 0
| 44 | BET005-15436909 |  |  | 3922752.0453 | -3732211.4426 | 190540.6027 | 1 |  | -182680.5415 | 563761.747 | 582815.8073 | -201734.6018 | -574955.7461 | 0
| 45 | BET001-15424260 |  |  | 4268083.3513 | -4132663.3141 | 135420.0373 | 1 |  | -277846.2941 | 548686.3687 | 562228.3724 | -291388.2979 | -704654.6293 | 0
| 46 | GSB013-74623435 |  |  | 5705948.7134 | -5574290.0515 | 131658.6618 | 1 |  | -425770.3433 | 689087.667 | 702253.5331 | -438936.2095 | -996365.2147 | 0
| 47 | SHP011-15432563 |  |  | 191528.8863 | -176198.8235 | 15330.0629 | 1 |  | -2289.8195 | 32949.9452 | 34482.9515 | -3822.8258 | -21442.7081 | 0
| 48 | EHK021-15417698 |  |  | 1034596.0301 | -1025156.7911 | 9439.239 | 1 |  | -93076.4401 | 111954.9181 | 112898.8421 | -94020.364 | -196536.0431 | 0
| 49 | 0 |  |  | 0 | 0 | 0 | 0 |  | 0 | 0 | 0 | 0 | 0 | 1
| 50 | 0 |  |  | 0 | 0 | 0 | 0 |  | 0 | 0 | 0 | 0 | 0 | 1
| 51 | 0 |  |  | 0 | 0 | 0 | 0 |  | 0 | 0 | 0 | 0 | 0 | 1
| 52 | 0 |  |  | 0 | 0 | 0 | 0 |  | 0 | 0 | 0 | 0 | 0 | 1
| 53 | 0 |  |  | 0 | 0 | 0 | 0 |  | 0 | 0 | 0 | 0 | 0 | 1
| 54 | 0 |  |  | 0 | 0 | 0 | 0 |  | 0 | 0 | 0 | 0 | 0 | 1
| 55 | 0 |  |  | 0 | 0 | 0 | 0 |  | 0 | 0 | 0 | 0 | 0 | 1
| 56 | 0 |  |  | 0 | 0 | 0 | 0 |  | 0 | 0 | 0 | 0 | 0 | 1

## Notes
Powercor
Pole bushfire resilience program
NOTES
Assumptions
This methodology sets out to determine the set of wood poles to target for bushfire resilience
| 1 | Pole is still a wood pole in 2026-31 regulatory period, if
(a) Pole condition is S (servicable); or
(b) Pole condition is L (limited life) and object type/equipment type is class 1 or class 2
| 2 | Pole is selected for bushfire resilience, if
(a) Still a wood pole in 2026-31, and
(b) not LV, LVPL, Marker, PL, Stay poles
We have selected non-burnable pole as concrete poles because our existing concrete poles have survived bushfires.
Fibre Reinforced Cement (FRC) pole was not selected because of supplier capability to provide large volumes of poles
Methodology
1 | Only segments with a positive NPV were selected for the resilience program
2 | Calculation was undertaken at section/segment level. A segment is the section of line between ACRs or the ZSS CB and first ACR.
3 | All wood poles in a segment need to be replaced with non-burnable poles to ensure the segment is bushfire proof. This is the assumption for option 2, which replaces all poles that are still wood poles in the 2026-31 regulatory period.
4 | We have conservatively only included energy at risk benefit of replacing wood poles with non-burnable poles.
5 | Energy at risk was calculated based on
| (a) | probability of a fire burning pole(s) in a segment and/or downstream of the segment, which results in an outage. The probabilty also included bushfire climate escalation over time
| (b) | number of customers affected
| (c ) | weighted average of demand per customer of a feeder
| (d) | historical average bushfire outage duration
6 | Option 2 cost based on the number of wood poles in a segment and the 2023 actual costs of a concrete pole

## Misc_calcs
Powercor
Pole bushfire resilience program
ESCALATION & OTHER
| Year end |  |  |  |  | 2021-06-30 | 2022-06-30 | 2023-06-30 | 2024-06-30 | 2025-06-30 | 2026-06-30
| Actual/forecast CPI (June to June) |  |  |  |  | 0% | 0.8606% | 3.498% | 7.832% | 4.052% | 3%
| HY ending |  |  |  |  | 2021-06-30 | 2021-12-31 | 2022-06-30 | 2022-12-31 | 2023-06-30 | 2023-12-31 | 2024-06-30 | 2024-12-31 | 2025-06-30 | 2025-12-31 | 2026-06-30
| FY ending |  |  |  |  | 2021-06-30 | 2022-06-30 | 2022-06-30 | 2023-06-30 | 2023-06-30 | 2024-06-30 | 2024-06-30 | 2025-06-30 | 2025-06-30 | 2026-06-30 | 2026-06-30
| Actual/forecast CPI (June to June) |  |  |  |  | 0% | 0.8606% | 0.8606% | 3.498% | 3.498% | 7.832% | 7.832% | 4.052% | 4.052% | 3% | 3%
| Actual cumulative HY escalation |  |  |  |  | 1 | 1.0043 | 1.0086 | 1.0261 | 1.0439 | 1.084 | 1.1256 | 1.1482 | 1.1713 | 1.1887 | 1.2064
| Convert from input dollars | 2023-12-31 | 1.084
| To output dollars | 2026-06-30 | 1.2064
| Conversion from input dollars to output dollars |  | 1.1129
| Convert from VCR date | 2023-12-31 | 1.084
| To input dollars | 2023-12-31 | 1.084
| VCR escalation |  | 1
|  |  |  | 2026 | 2027 | 2028 | 2029 | 2030 | 2031 | 2032 | 2033 | 2034 | 2035 | 2036 | 2037 | 2038 | 2039 | 2040 | 2041 | 2042 | 2043 | 2044 | 2045 | 2046
DISCOUNT FACTOR |  |  |  | 2026-06-30 | 2026-27 | 2027-28 | 2028-29 | 2029-30 | 2030-31 | 2031-32 | 2032-33 | 2033-34 | 2034-35 | 2035-36 | 2036-37 | 2037-38 | 2038-39 | 2039-40 | 2040-41 | 2041-42 | 2042-43 | 2043-44 | 2044-45 | 2045-46 | 2046-47 | 2047-48 | 2048-49 | 2049-50 | 2050-51
| Discount factor |  |  | 0 | 0.98295 | 0.94971 | 0.91759 | 0.88656 | 0.85658 | 0.82761 | 0.79963 | 0.77259 | 0.74646 | 0.72122 | 0.69683 | 0.67326 | 0.6505 | 0.6285 | 0.60725 | 0.58671 | 0.56687 | 0.5477 | 0.52918 | 0.51129
0
Discount
| 25 | 1 | 14.459
| 26 | 2 | 14.459
| 27 | 3 | 14.459
| 28 | 4 | 14.459
| 29 | 5 | 14.459
| 30 | 6 | 14.459
| 31 | 7 | 14.459
| 32 | 8 | 14.459
| 33 | 9 | 14.459
| 34 | 10 | 14.459

## Data
Powercor
Pole bushfire resilience program
DATA
No change to existing practices
Not applicable (compliance)
Benefits
|  | Short categ | Flag to include | Units | Defined value
1 | Unserved energy | Energy | FALSE | MWh | FALSE
2 | Safety | Safety | FALSE | $ | TRUE
3 | Unplanned replacement | UnRepl | FALSE | $ | TRUE
4 | Bushfire | Fire | FALSE | $ | TRUE
5 | Reduction in CO2 emissions | Carbon | TRUE | MWh | FALSE
6 | Reliability in worst-served areas | Other | TRUE | MWh | FALSE
7 | Network resilience | Other | TRUE | MWh | FALSE
8 | Enabling solar exports | Other | TRUE | MWh | FALSE
9 | Aesthetics | Other | TRUE | Customers impacted | FALSE
10 | Customer value of time - residential | Other | TRUE | Customer minutes | FALSE
11 | Customer value of time - business | Other | TRUE | Customer minutes | FALSE
12 | Communication | Other | TRUE | Customers impacted | FALSE
13 | Information accessibility | Other | TRUE | Customers impacted | FALSE
Conversions
| thous_conv | 1000
| mill_conv | 1000000
Message
| Message | Enter asset life
Error message |  | Remove inputs prior to start year
Disproportionate factors applied to various bushfire and other risk valuations
| - Select - |  |  |  | 0
| Harm to property from network |  |  |  | 1
| Harm to property from bushfire |  |  |  | 1
| Harm to environment |  |  |  | 1
| Safety - Public trespass |  |  |  | 1
| Safety - Single fatality or serious injury ^ |  |  |  | 3
| Safety from bushfire in HBRA |  |  |  | 3
| Safety - Multiple fatality or serious injury ^ |  |  |  | 6
| Safety from bushfire (REFCL declared areas) |  |  |  | 6
| Safety from bushfire (electric line construction areas) |  |  |  | 10
DROPDOWN LISTS
| Business |  |  | Type |  | Include | Dollar inputs - month |  |  | Not used options | Conversions | Dollar inputs - year
| CitiPower | CP |  | - Select - |  | 0 | June | 6 | CY | Not used |  | 2023
| Powercor | PA |  | Capex |  | 1899-12-31 | December | 12 | FY |  |  | 2022
| United Energy | UE |  | Opex | [7 empty] | 2021
2020

## VCR_data
Powercor
Pole bushfire resilience program
|  | VCR | Value of network reliability
Zone Sub Station | ZSS | Weighted ave | Weighted ave
Hoppers Crossing Pump | HCP | 52200 | 10800
Werribee | WBE | 39317.7095 | 12023.5407
Laverton | LV | 39298.3448 | 12167.8991
Toyota | TYA | 52200 | 10800
Altona Chemical | AC | 55160.9365 | 11412.6075
Compol | CPL | 52200 | 10800
Laverton North | LVN | 54508.9897 | 11561.6806
Ballarat North | BAN | 44753.327 | 11387.5101
Challicum Hills Wind Farm | CHW | 52200 | 10800
Ballarat South | BAS | 37239.5893 | 10803.398
Ballarat Gold Fields | BGF | 52200 | 10800
Bungal Dam | BGL | 52200 | 10800
Bendigo | BETS | 39529.3474 | 12162.0674
Bendigo | BGO | 42734.8155 | 11847.9422
Eaglehawk | EHK | 45714.8889 | 12043.6744
Castlemaine | CMN | 38419.8192 | 10691.4376
Maryborough | MRO | 40985.6902 | 11929.4558
Charlton | CTN | 45198.6405 | 13322.8827
Brooklyn | BLTS | 51573.35 | 11593.8952
Altona | AL | 44780.7607 | 11785.3423
Bacchus Marsh | BMH | 38093.4326 | 12239.3852
Blue Circle Geelong | BCG | 52200 | 10800
Waurn Ponds | WPD | 40240.0236 | 11918.1777
Corio | CRO | 53295.2727 | 12250.2732
Ford Norlane | FDN | 52200 | 10800
Ford North Shore | FNS | 47157.5465 | 12288.7308
Shell Refining Corio | SRC | 52200 | 10800
Geelong B | GB | 52231.1123 | 11141.1989
Geelong City | GCY | 45326.5658 | 11501.7804
Geelong | GL | 37042.7803 | 12056.8969
Geelong East | GLE | 43192.2035 | 12058.2306
Drysdale | DDL | 36243.9558 | 12419.6794
Winchelsea | WIN | 36385.0727 | 12304.7545
Torquay | TQY | 36500.4227 | 12301.1103
Charam | CHM | 43924.3002 | 12459.9342
Horsham | HSM | 41631.5752 | 12245.2308
Nhill | NHL | 44485.8086 | 12835.7012
Stawell | STL | 47316.7282 | 11510.271
Ararat | ART | 43695.1925 | 11882.694
Heywood | HYTS | 67045.2152 | 14229.8677
Kerang | KGTS | 43210.6088 | 13514.8636
Cohuna | CHA | 48008.7507 | 12334.6589
Swan Hill | SHL | 44855.7307 | 12979.021
Woodend | WND | 34098.9574 | 10662.2782
Gisborne | GSB | 30762.9223 | 10387.9829
St Albans | SA | 35433.1387 | 12104.1874
Sunshine East | SSE | 45569.8274 | 11997.7551
Red Cliffs | RCTS | 53595.3633 | 12533.6839
Merbein | MBN | 42126.3122 | 13557.4561
Dareton | DTN | 74790 | 15473.7931
Buronga | BNG | 52200 | 10800
Mildura | MDA | 44598.6589 | 13286.3388
Kyabram | KYM | 47800.3495 | 12294.185
Stanhope | SHP | 50191.6347 | 12126.2931
Echuca | ECA | 47522.4048 | 13029.0271
Mooroopna | MNA | 48575.8986 | 12774.7482
Shepparton | STN | 50364.8111 | 12904.5017
Numurkah | NKA | 52400.9885 | 13373.6927
Cobram East | CME | 46875.2879 | 12543.5407
Shepparton North | SHN | 47127.1698 | 13342.8492
Camperdown | CDN | 45429.2584 | 11686.719
Cobden | COB | 52118.0985 | 10843.7499
Colac | CLC | 44906.1835 | 11656.0164
Hamilton | HTN | 38280.733 | 10741.692
Oakland's Hill Wind Farm | OWF | 52200 | 10800
Koroit | KRT | 47052.9427 | 11384.077
Terang | TRG | 45911.034 | 11798.8843
Warrnambool | WBL | 45090.5514 | 11827.9371
Portland | PLD | 42177.4532 | 11917.0561
Codrington Wind Farm | CWF | 52200 | 10800
Yambuk Wind Farm | YWF | 52200 | 10800
Wemen | WMN | 61329.3035 | 12907.9518
Robinvale | RVL | 49456.6662 | 12945.964
Boundary Bend | BBD | 52622.2251 | 11033.2407
Ouyen | OYN | 42821.2873 | 13588.5534
Melton | MLN | 37902.176 | 12199.8407
Sunshine | SU | 47673.7846 | 11645.9866
Truganina | TNA | 49768.8721 | 12461.4013
Gheringhap | GHP | 38273.3274 | 12050.4148