## Cover
Powercor
Regulatory proposal 2026-31
Apollo Bay microgrid
| Model number: | 5.04
2025-01-31
14

## Summary
Powercor
Apollo Bay microgrid
SUMMARY
RESULTS
|  |  |  | PV of costs | PV of benefits | NPV
| Option |  |  | 2026-06-30 | 2026-06-30 | 2026-06-30
| Option 1 (base case) | No change to existing practices |  | 0 | 0 | 0
| Option 2 | Install generator only microgrid |  | -3.7414 | 5.466 | 1.7246
| Option 3 | Install generator + BESS microgrid |  | -8.3609 | 5.6148 | -2.7461
| Option 4 | 0
| Option 5 | 0
NPV
| Preferred option: |  |  | 2026-06-30
| Option 2 | Install generator only microgrid |  | 1.7246
PREFERRED OPTION
Preferred Option
Option 2
| Expenditure forecast | 2026-06-30 | 2026-27 | 2027-28 | 2028-29 | 2029-30 | 2030-31 |  | Total
| Capital expenditure |  | 0 | 0 | 0 | 3.1094 | 0 |  | 3.1094
| Operating expenditure |  | 0 | 0 | 0 | 0 | 0.089033 |  | 0.089033
CHART
| Capex and risk ($M, 2026) |  | Value of expected unserved energy ($M, 2026)
SENSITIVITIES
| Sensitivity | 2026-06-30 | Option 1 (base case) | Option 2 | Option 3 | Option 4 | Option 5 |  | Preferred option
| None |  | 0 | 1.7246 | -2.7461 |  |  |  | Option 2
| Capex 10% higher |  | 0 | 1.4587 | -3.3387 |  |  |  | Option 2
| Capex 10% lower |  | 0 | 1.9906 | -2.1535 |  |  |  | Option 2
| Increasing wind escalation |  | 0 | 1.7624 | -2.7084 |  |  |  | Option 2
|  |  | 0 | 1.7246 | -2.7461 |  |  |  | Option 2
|  |  | 0 | 1.7246 | -2.7461 |  |  |  | Option 2
0
| 0 | [6 empty] | 0
0
0

## Assumptions
Powercor
Apollo Bay microgrid
Project
|  | Business: | Powercor
|  | Descripton: | Apollo Bay microgrid
|  | Date of cost inputs: | December |  | 2023
|  | Option | Description
|  | Option 1 (base case) | No change to existing practices
|  | Option 2 | Install generator only microgrid
|  | Option 3 | Install generator + BESS microgrid
Option 4
Option 5
|  | Compliance project | No
|  | Expenditure starts | 2026-27 | [start]
Timing & WACC
|  | Input dollars |  |  | 2023-12-31 | [input_dollars]
|  | Pre-tax real WACC |  |  | 3.5% | [real_disc]
|  | VCR date |  |  | 2023-12-31 | [vcr_date]
|  | Analysis period (years) |  |  | 20 | [years]\
|  | Output dollars |  |  | 2026-06-30 | [output_dollars]
|  | Other benefits date |  |  | 2023-12-31 | [custval_date]
|  | Value of CO2 reductions input date |  |  | 2023-06-30
VCR
|  |  | Weighted average VCR |  | CLC | 44906.1835 | 2023 VCR ($/MWh)
|  |  | Domestic |  |  | 25520 | 31.62%
|  |  | Commercial |  |  | 52200 | 56.13%
|  |  | Industrial |  |  | 74790 | 6.903%
|  |  | Agricultural |  |  | 44400 | 5.352%
|  |  | Others |  |  | 52200 | 0%
Risks
SAFETY
|  | Value of statistical life |  |  | 5400000 | 2023-06-30
|  | Value of injury |  |  | 0 | 2023-12-31
Disproportionate factors applied to various bushfire and other risk valuations
|  | Harm to property from network |  |  | 1
|  | Harm to property from bushfire |  |  | 1
|  | Harm to environment |  |  | 1
|  | Safety - Public trespass |  |  | 1
|  | Safety - Single fatality or serious injury ^ |  |  | 3
|  | Safety from bushfire in HBRA |  |  | 3
|  | Safety - Multiple fatality or serious injury ^ |  |  | 6
|  | Safety from bushfire (REFCL declared areas) |  |  | 6
|  | Safety from bushfire (electric line construction areas) |  |  | 10
^ Public or employee
|  | Incident type |  |  | Value | Probability | DF selected | Description/comment
|  | Safety (fatality) |  |  | 5607473.5197 | 0 | 0 | 0
|  | Safety (injury) |  |  | 0 | 0 | 0 | 0
UNPLANNED REPLACEMENT/REPAIR
|  | Major failure (replace) |  |  | 0 | 2023-12-31
|  | Minor failure (repair) |  |  | 0 | 2023-12-31
|  | Premium for failure |  |  | 20%
Other benefits
| ENVIRONMENTAL | [7 empty] | 2026-27 | 2027-28 | 2028-29 | 2029-30 | 2030-31 | 2031-32
|  | Value of CO2 reductions |  |  |  | 2023-06-30 | $/kWh |  | 0.02473 | 0.022341 | 0.020196 | 0.018063 | 0.015913 | 0.013715
| CUSTOMER VALUE |  |  |  | Value
|  | Reliability in worst-served areas |  |  | 67500 | 2023-12-31 | per MWh
|  | Network resilience |  |  | 24590 | 2023-12-31 | per MWh
|  | Enabling solar exports |  |  | 88.3577 | 2023-12-31 | per MWh
|  | Aesthetics |  |  | 0 | 2023-12-31 | per customer
|  | Customer value of time - residential |  |  | 0.35181 | 2023-12-31 | per customer minute
|  | Customer value of time - business |  |  | 0.35181 | 2023-12-31 | per customer minute
|  | Communication |  |  | 0 | 2023-12-31 | per customer
|  | Information accessibility |  |  | 0 | 2023-12-31 | per customer
Sensitivities
[5 empty] | Capex | Total benefits
| 1 | Capex 10% higher |  |  | 10% | 0%
| 2 | Capex 10% lower |  |  | -10% | 0%
| 3 | Increasing wind escalation |  |  | 0% | 15%
| 4 |  |  |  | 0% | 0%
| 5 |  |  |  | 0% | 0%

## Option1 (base case)
Powercor
Apollo Bay microgrid
OPTION 1 (base case)
Count |  |  |  |  | 0 | 1 | 2 | 3 | 4 | 5 | 6 | 7 | 8 | 9 | 10 | 11 | 12 | 13 | 14 | 15 | 16 | 17 | 18 | 19 | 20 | 21 | 22 | 23 | 24 | 25
Value of CO2 reductions |  |  |  | $/MWh |  | 24.7305 | 22.3407 | 20.1963 | 18.0629 | 15.9134 | 13.7151 | 13.7151 | 13.7151 | 13.7151 | 13.7151 | 13.7151 | 13.7151 | 13.7151 | 13.7151 | 13.7151 | 13.7151 | 13.7151 | 13.7151 | 13.7151 | 13.7151 | 13.7151 | 13.7151 | 13.7151 | 13.7151 | 13.7151
|  |  |  | Units | 2026-06-30 | 2026-27 | 2027-28 | 2028-29 | 2029-30 | 2030-31 | 2031-32 | 2032-33 | 2033-34 | 2034-35 | 2035-36 | 2036-37 | 2037-38 | 2038-39 | 2039-40 | 2040-41 | 2041-42 | 2042-43 | 2043-44 | 2044-45 | 2045-46 | 2046-47 | 2047-48 | 2048-49 | 2049-50 | 2050-51
INVESTMENT & OPERATING COST
| Capex |  | Asset life (yrs)
| < Enter description > |  | 0 | 2023-12-31 |  | 0 | 0 | 0 | 0 | 0 | 0 | 0 | 0 | 0 | 0 | 0 | 0 | 0 | 0 | 0 | 0 | 0 | 0 | 0 | 0 | 0 | 0 | 0 | 0 | 0
| < Enter description > |  | 0 | 2023-12-31 |  | 0 | 0 | 0 | 0 | 0 | 0 | 0 | 0 | 0 | 0 | 0 | 0 | 0 | 0 | 0 | 0 | 0 | 0 | 0 | 0 | 0 | 0 | 0 | 0 | 0
| < Enter description > |  | 0 | 2023-12-31 |  | 0 | 0 | 0 | 0 | 0 | 0 | 0 | 0 | 0 | 0 | 0 | 0 | 0 | 0 | 0 | 0 | 0 | 0 | 0 | 0 | 0 | 0 | 0 | 0 | 0
| Capital expenditure |  |  | 2023-12-31 |  | 0 | 0 | 0 | 0 | 0 | 0 | 0 | 0 | 0 | 0 | 0 | 0 | 0 | 0 | 0 | 0 | 0 | 0 | 0 | 0 | 0 | 0 | 0 | 0 | 0
| Operating expenditure |  |  | 2023-12-31 |  | 0 | 0 | 0 | 0 | 0 | 0 | 0 | 0 | 0 | 0 | 0 | 0 | 0 | 0 | 0 | 0 | 0 | 0 | 0 | 0 | 0 | 0 | 0 | 0 | 0
RISK ASSUMPTIONS
| PoF (major) |  |  |  |  | 0 | 0 | 0 | 0 | 0 | 0 | 0 | 0 | 0 | 0 | 0 | 0 | 0 | 0 | 0 | 0 | 0 | 0 | 0 | 0 | 0 | 0 | 0 | 0 | 0
| PoF (reparable) |  |  |  |  | 0 | 0 | 0 | 0 | 0 | 0 | 0 | 0 | 0 | 0 | 0 | 0 | 0 | 0 | 0 | 0 | 0 | 0 | 0 | 0 | 0 | 0 | 0 | 0 | 0
| Energy at risk (weighted) |  |  | MWh |  | 6.6347 | 6.6569 | 6.7304 | 6.793 | 6.79 | 6.8785 | 7.0357 | 7.2078 | 7.3147 | 7.3488 | 7.3829 | 7.417 | 7.4512 | 7.4853 | 7.5194 | 7.5535 | 7.5877 | 7.6218 | 7.6559 | 7.69 | 7.7242 | 7.7583 | 7.7924 | 7.8265 | 7.8607
| Energy at risk value | $/MWh | 44906.1835 | 2023-12-31 |  | 297941.1676 | 298935.6896 | 302237.8806 | 305047.7717 | 304911.2915 | 308885.8153 | 315948.6698 | 323674.5225 | 328473.1752 | 330005.6157 | 331538.0563 | 333070.4968 | 334602.9373 | 336135.3778 | 337667.8183 | 339200.2588 | 340732.6993 | 342265.1398 | 343797.5803 | 345330.0208 | 346862.4613 | 348394.9018 | 349927.3423 | 351459.7828 | 352992.2233
| Safety consequence | (after DF) |  | 2023-12-31 |  | 0 | 0 | 0 | 0 | 0 | 0 | 0 | 0 | 0 | 0 | 0 | 0 | 0 | 0 | 0 | 0 | 0 | 0 | 0 | 0 | 0 | 0 | 0 | 0 | 0
| Unplanned replacements |  |  | 2023-12-31 |  | 0 | 0 | 0 | 0 | 0 | 0 | 0 | 0 | 0 | 0 | 0 | 0 | 0 | 0 | 0 | 0 | 0 | 0 | 0 | 0 | 0 | 0 | 0 | 0 | 0
| Environmental consequence | (after DF) |  | 2023-12-31 |  | 0 | 0 | 0 | 0 | 0 | 0 | 0 | 0 | 0 | 0 | 0 | 0 | 0 | 0 | 0 | 0 | 0 | 0 | 0 | 0 | 0 | 0 | 0 | 0 | 0
| < Other risk - enter description > |  |  | 2023-12-31 |  | 0 | 0 | 0 | 0 | 0 | 0 | 0 | 0 | 0 | 0 | 0 | 0 | 0 | 0 | 0 | 0 | 0 | 0 | 0 | 0 | 0 | 0 | 0 | 0 | 0
| < Other risk - enter description > |  |  | 2023-12-31 |  | 0 | 0 | 0 | 0 | 0 | 0 | 0 | 0 | 0 | 0 | 0 | 0 | 0 | 0 | 0 | 0 | 0 | 0 | 0 | 0 | 0 | 0 | 0 | 0 | 0
| Total risk cost |  |  |  |  | 297941.1676 | 298935.6896 | 302237.8806 | 305047.7717 | 304911.2915 | 308885.8153 | 315948.6698 | 323674.5225 | 328473.1752 | 330005.6157 | 331538.0563 | 333070.4968 | 334602.9373 | 336135.3778 | 337667.8183 | 339200.2588 | 340732.6993 | 342265.1398 | 343797.5803 | 345330.0208 | 346862.4613 | 348394.9018 | 349927.3423 | 351459.7828 | 352992.2233
OTHER BENEFITS
| Reduction in CO2 emissions |  |  | MWh |  | 0 | 0 | 0 | 0 | 0 | 0 | 0 | 0 | 0 | 0 | 0 | 0 | 0 | 0 | 0 | 0 | 0 | 0 | 0 | 0 | 0 | 0 | 0 | 0 | 0
| Value of reduction in CO2 emissions |  |  | $ |  | 0 | 0 | 0 | 0 | 0 | 0 | 0 | 0 | 0 | 0 | 0 | 0 | 0 | 0 | 0 | 0 | 0 | 0 | 0 | 0 | 0 | 0 | 0 | 0 | 0
| Incremental reliability in worst-served areas > 500 mins | $/MWh | 22593.8165 | MWh |  | 0 | 0 | 0 | 0 | 0 | 0 | 0 | 0 | 0 | 0 | 0 | 0 | 0 | 0 | 0 | 0 | 0 | 0 | 0 | 0 | 0 | 0 | 0 | 0 | 0
| Incremental network resilience (domestic) | $/MWh | 25520 | MWh |  | 0 | 0 | 0 | 0 | 0 | 0 | 0 | 0 | 0 | 0 | 0 | 0 | 0 | 0 | 0 | 0 | 0 | 0 | 0 | 0 | 0 | 0 | 0 | 0 | 0
| Incremental network resilience (commercial) | $/MWh | 52200 | MWh |  | 0 | 0 | 0 | 0 | 0 | 0 | 0 | 0 | 0 | 0 | 0 | 0 | 0 | 0 | 0 | 0 | 0 | 0 | 0 | 0 | 0 | 0 | 0 | 0 | 0
| Incremental network resilience (industrial) | $/customer | 74790 | customers |  | 0 | 0 | 0 | 0 | 0 | 0 | 0 | 0 | 0 | 0 | 0 | 0 | 0 | 0 | 0 | 0 | 0 | 0 | 0 | 0 | 0 | 0 | 0 | 0 | 0
| Incremental network resilience (agricultural) | $/customer min | 44400 | mins |  | 0 | 0 | 0 | 0 | 0 | 0 | 0 | 0 | 0 | 0 | 0 | 0 | 0 | 0 | 0 | 0 | 0 | 0 | 0 | 0 | 0 | 0 | 0 | 0 | 0
| Incremental network resilience (others) | $/customer min | 52200 | mins |  | 0 | 0 | 0 | 0 | 0 | 0 | 0 | 0 | 0 | 0 | 0 | 0 | 0 | 0 | 0 | 0 | 0 | 0 | 0 | 0 | 0 | 0 | 0 | 0 | 0
|  |  | 0 |  |  | 0 | 0 | 0 | 0 | 0 | 0 | 0 | 0 | 0 | 0 | 0 | 0 | 0 | 0 | 0 | 0 | 0 | 0 | 0 | 0 | 0 | 0 | 0 | 0 | 0
|  |  | 0 |  |  | 0 | 0 | 0 | 0 | 0 | 0 | 0 | 0 | 0 | 0 | 0 | 0 | 0 | 0 | 0 | 0 | 0 | 0 | 0 | 0 | 0 | 0 | 0 | 0 | 0
| Other benefits 1 |  |  | 2023-12-31 |  | 0 | 0 | 0 | 0 | 0 | 0 | 0 | 0 | 0 | 0 | 0 | 0 | 0 | 0 | 0 | 0 | 0 | 0 | 0 | 0 | 0 | 0 | 0 | 0 | 0
| Other benefits 2 |  |  | 2023-12-31 |  | 0 | 0 | 0 | 0 | 0 | 0 | 0 | 0 | 0 | 0 | 0 | 0 | 0 | 0 | 0 | 0 | 0 | 0 | 0 | 0 | 0 | 0 | 0 | 0 | 0
| Total other benefits |  |  | 2023-12-31 |  | 0 | 0 | 0 | 0 | 0 | 0 | 0 | 0 | 0 | 0 | 0 | 0 | 0 | 0 | 0 | 0 | 0 | 0 | 0 | 0 | 0 | 0 | 0 | 0 | 0
SUMMARY
| Risks mitigated vs base case |  |  | 2023-12-31
Capital expenditure
| < Enter description > |  |  | 2023-12-31 |  | 0 | 0 | 0 | 0 | 0 | 0 | 0 | 0 | 0 | 0 | 0 | 0 | 0 | 0 | 0 | 0 | 0 | 0 | 0 | 0 | 0 | 0 | 0 | 0 | 0
| < Enter description > |  |  | 2023-12-31 |  | 0 | 0 | 0 | 0 | 0 | 0 | 0 | 0 | 0 | 0 | 0 | 0 | 0 | 0 | 0 | 0 | 0 | 0 | 0 | 0 | 0 | 0 | 0 | 0 | 0
| < Enter description > |  |  | 2023-12-31 |  | 0 | 0 | 0 | 0 | 0 | 0 | 0 | 0 | 0 | 0 | 0 | 0 | 0 | 0 | 0 | 0 | 0 | 0 | 0 | 0 | 0 | 0 | 0 | 0 | 0
Cumulative capex
| < Enter description > |  |  | 2023-12-31 |  | 0 | 0 | 0 | 0 | 0 | 0 | 0 | 0 | 0 | 0 | 0 | 0 | 0 | 0 | 0 | 0 | 0 | 0 | 0 | 0 | 0 | 0 | 0 | 0 | 0
| < Enter description > |  |  | 2023-12-31 |  | 0 | 0 | 0 | 0 | 0 | 0 | 0 | 0 | 0 | 0 | 0 | 0 | 0 | 0 | 0 | 0 | 0 | 0 | 0 | 0 | 0 | 0 | 0 | 0 | 0
| < Enter description > |  |  | 2023-12-31 |  | 0 | 0 | 0 | 0 | 0 | 0 | 0 | 0 | 0 | 0 | 0 | 0 | 0 | 0 | 0 | 0 | 0 | 0 | 0 | 0 | 0 | 0 | 0 | 0 | 0
Annualised capex
| Annualised capex - < Enter description > |  |  | 2023-12-31 |  | 0 | 0 | 0 | 0 | 0 | 0 | 0 | 0 | 0 | 0 | 0 | 0 | 0 | 0 | 0 | 0 | 0 | 0 | 0 | 0 | 0 | 0 | 0 | 0 | 0
| Annualised capex - < Enter description > |  |  | 2023-12-31 |  | 0 | 0 | 0 | 0 | 0 | 0 | 0 | 0 | 0 | 0 | 0 | 0 | 0 | 0 | 0 | 0 | 0 | 0 | 0 | 0 | 0 | 0 | 0 | 0 | 0
| Annualised capex - < Enter description > |  |  | 2023-12-31 |  | 0 | 0 | 0 | 0 | 0 | 0 | 0 | 0 | 0 | 0 | 0 | 0 | 0 | 0 | 0 | 0 | 0 | 0 | 0 | 0 | 0 | 0 | 0 | 0 | 0
| Total annualised capex |  |  | 2023-12-31 |  | 0 | 0 | 0 | 0 | 0 | 0 | 0 | 0 | 0 | 0 | 0 | 0 | 0 | 0 | 0 | 0 | 0 | 0 | 0 | 0 | 0 | 0 | 0 | 0 | 0
| Annualised capex |  |  | 2023-12-31 |  | 0 | 0 | 0 | 0 | 0 | 0 | 0 | 0 | 0 | 0 | 0 | 0 | 0 | 0 | 0 | 0 | 0 | 0 | 0 | 0 | 0 | 0 | 0 | 0 | 0
| Operating expenditure |  |  | 2023-12-31 |  | 0 | 0 | 0 | 0 | 0 | 0 | 0 | 0 | 0 | 0 | 0 | 0 | 0 | 0 | 0 | 0 | 0 | 0 | 0 | 0 | 0 | 0 | 0 | 0 | 0
| Risk mitigated |  |  | 2023-12-31 |  | 0 | 0 | 0 | 0 | 0 | 0 | 0 | 0 | 0 | 0 | 0 | 0 | 0 | 0 | 0 | 0 | 0 | 0 | 0 | 0 | 0 | 0 | 0 | 0 | 0
| Other benefits value |  |  | 2023-12-31 |  | 0 | 0 | 0 | 0 | 0 | 0 | 0 | 0 | 0 | 0 | 0 | 0 | 0 | 0 | 0 | 0 | 0 | 0 | 0 | 0 | 0 | 0 | 0 | 0 | 0
| Net benefits |  |  | 2023-12-31 |  | 0 | 0 | 0 | 0 | 0 | 0 | 0 | 0 | 0 | 0 | 0 | 0 | 0 | 0 | 0 | 0 | 0 | 0 | 0 | 0 | 0 | 0 | 0 | 0 | 0
SENSITIVITIES
NPV | Net benefits |  |  | Option 1 (Base Case)NPV |  | 0 | 0 | 0 | 0 | 0 | 0 | 0 | 0 | 0 | 0 | 0 | 0 | 0 | 0 | 0 | 0 | 0 | 0 | 0 | 0 | 0 | 0 | 0 | 0 | 0
| Total annualised capex |  |  |  |  | 0 | 0 | 0 | 0 | 0 | 0 | 0 | 0 | 0 | 0 | 0 | 0 | 0 | 0 | 0 | 0 | 0 | 0 | 0 | 0 | 0 | 0 | 0 | 0 | 0
| Total benefits |  |  |  |  | 0 | 0 | 0 | 0 | 0 | 0 | 0 | 0 | 0 | 0 | 0 | 0 | 0 | 0 | 0 | 0 | 0 | 0 | 0 | 0 | 0 | 0 | 0 | 0 | 0
|  | Capex | Total benefits
sens1 | Capex 10% higher | 10% | 0% | Option 1 (Base Case)sens1 |  | 0 | 0 | 0 | 0 | 0 | 0 | 0 | 0 | 0 | 0 | 0 | 0 | 0 | 0 | 0 | 0 | 0 | 0 | 0 | 0 | 0 | 0 | 0 | 0 | 0
sens2 | Capex 10% lower | -10% | 0% | Option 1 (Base Case)sens2 |  | 0 | 0 | 0 | 0 | 0 | 0 | 0 | 0 | 0 | 0 | 0 | 0 | 0 | 0 | 0 | 0 | 0 | 0 | 0 | 0 | 0 | 0 | 0 | 0 | 0
sens3 | Increasing wind escalation | 0% | 15% | Option 1 (Base Case)sens3 |  | 0 | 0 | 0 | 0 | 0 | 0 | 0 | 0 | 0 | 0 | 0 | 0 | 0 | 0 | 0 | 0 | 0 | 0 | 0 | 0 | 0 | 0 | 0 | 0 | 0
sens4 |  | 0% | 0% | Option 1 (Base Case)sens4 |  | 0 | 0 | 0 | 0 | 0 | 0 | 0 | 0 | 0 | 0 | 0 | 0 | 0 | 0 | 0 | 0 | 0 | 0 | 0 | 0 | 0 | 0 | 0 | 0 | 0
sens5 |  | 0% | 0% | Option 1 (Base Case)sens5 |  | 0 | 0 | 0 | 0 | 0 | 0 | 0 | 0 | 0 | 0 | 0 | 0 | 0 | 0 | 0 | 0 | 0 | 0 | 0 | 0 | 0 | 0 | 0 | 0 | 0
sens | 0 | 0% | 0% | Option 1 (Base Case)sens |  | 0 | 0 | 0 | 0 | 0 | 0 | 0 | 0 | 0 | 0 | 0 | 0 | 0 | 0 | 0 | 0 | 0 | 0 | 0 | 0 | 0 | 0 | 0 | 0 | 0
sens | 0 | 0% | 0% | Option 1 (Base Case)sens |  | 0 | 0 | 0 | 0 | 0 | 0 | 0 | 0 | 0 | 0 | 0 | 0 | 0 | 0 | 0 | 0 | 0 | 0 | 0 | 0 | 0 | 0 | 0 | 0 | 0
sens | 0 | 0% | 0% | Option 1 (Base Case)sens |  | 0 | 0 | 0 | 0 | 0 | 0 | 0 | 0 | 0 | 0 | 0 | 0 | 0 | 0 | 0 | 0 | 0 | 0 | 0 | 0 | 0 | 0 | 0 | 0 | 0

## Option2
Powercor
Apollo Bay microgrid
OPTION 2 | Install generator only microgrid
Count |  |  |  |  | 1 | 2 | 3 | 4 | 5 | 6 | 7 | 8 | 9 | 10 | 11 | 12 | 13 | 14 | 15 | 16 | 17 | 18 | 19 | 20 | 21 | 22 | 23 | 24 | 25
Value of CO2 reductions |  |  |  | $/MWh | 24.7305 | 22.3407 | 20.1963 | 18.0629 | 15.9134 | 13.7151 | 13.7151 | 13.7151 | 13.7151 | 13.7151 | 13.7151 | 13.7151 | 13.7151 | 13.7151 | 13.7151 | 13.7151 | 13.7151 | 13.7151 | 13.7151 | 13.7151 | 13.7151 | 13.7151 | 13.7151 | 13.7151 | 13.7151
|  |  |  | Units | 2026-27 | 2027-28 | 2028-29 | 2029-30 | 2030-31 | 2031-32 | 2032-33 | 2033-34 | 2034-35 | 2035-36 | 2036-37 | 2037-38 | 2038-39 | 2039-40 | 2040-41 | 2041-42 | 2042-43 | 2043-44 | 2044-45 | 2045-46 | 2046-47 | 2047-48 | 2048-49 | 2049-50 | 2050-51
INVESTMENT & OPERATING COST
| Capex |  | Asset life (yrs)
| Microgrid (exc BESS) |  | 20 | 2023-12-31 | 0 | 0 | 0 | 2793927.0875 | 0 | 0 | 0 | 0 | 0 | 0 | 0 | 0 | 0 | 0 | 0 | 0 | 0 | 0 | 0 | 0 | 0 | 0 | 0 | 0 | 0
|  |  | 0 | 2023-12-31 | 0 | 0 | 0 | 0 | 0 | 0 | 0 | 0 | 0 | 0 | 0 | 0 | 0 | 0 | 0 | 0 | 0 | 0 | 0 | 0 | 0 | 0 | 0 | 0 | 0
|  |  | 0 | 2023-12-31 | 0 | 0 | 0 | 0 | 0 | 0 | 0 | 0 | 0 | 0 | 0 | 0 | 0 | 0 | 0 | 0 | 0 | 0 | 0 | 0 | 0 | 0 | 0 | 0 | 0
| Capital expenditure |  |  | 2023-12-31 | 0 | 0 | 0 | 2793927.0875 | 0 | 0 | 0 | 0 | 0 | 0 | 0 | 0 | 0 | 0 | 0 | 0 | 0 | 0 | 0 | 0 | 0 | 0 | 0 | 0 | 0
| Operating expenditure |  |  | 2023-12-31 | 0 | 0 | 0 | 0 | 80000 | 80000 | 80000 | 80000 | 80000 | 80000 | 80000 | 80000 | 80000 | 80000 | 80000 | 80000 | 80000 | 80000 | 80000 | 80000 | 80000 | 80000 | 80000 | 80000 | 80000
RISK ASSUMPTIONS
| PoF (major) |  |  |  | 0 | 0 | 0 | 0 | 0 | 0 | 0 | 0 | 0 | 0 | 0 | 0 | 0 | 0 | 0 | 0 | 0 | 0 | 0 | 0 | 0 | 0 | 0 | 0 | 0
| PoF (reparable) |  |  |  | 0 | 0 | 0 | 0 | 0 | 0 | 0 | 0 | 0 | 0 | 0 | 0 | 0 | 0 | 0 | 0 | 0 | 0 | 0 | 0 | 0 | 0 | 0 | 0 | 0
| Energy at risk (weighted) |  |  | MWh | 6.6347 | 6.6569 | 6.7304 | 6.793 | 0 | 0 | 0 | 0 | 0 | 0 | 0 | 0 | 0 | 0 | 0 | 0 | 0 | 0 | 0 | 0 | 0 | 0 | 0 | 0 | 0
| Energy at risk value | $/MWh | 44906.1835 | 2023-12-31 | 297941.1676 | 298935.6896 | 302237.8806 | 305047.7717 | 0 | 0 | 0 | 0 | 0 | 0 | 0 | 0 | 0 | 0 | 0 | 0 | 0 | 0 | 0 | 0 | 0 | 0 | 0 | 0 | 0
| Safety consequence | (after DF) |  | 2023-12-31 | 0 | 0 | 0 | 0 | 0 | 0 | 0 | 0 | 0 | 0 | 0 | 0 | 0 | 0 | 0 | 0 | 0 | 0 | 0 | 0 | 0 | 0 | 0 | 0 | 0
| Unplanned replacements |  |  | 2023-12-31 | 0 | 0 | 0 | 0 | 0 | 0 | 0 | 0 | 0 | 0 | 0 | 0 | 0 | 0 | 0 | 0 | 0 | 0 | 0 | 0 | 0 | 0 | 0 | 0 | 0
| Environmental consequence | (after DF) |  | 2023-12-31 | 0 | 0 | 0 | 0 | 0 | 0 | 0 | 0 | 0 | 0 | 0 | 0 | 0 | 0 | 0 | 0 | 0 | 0 | 0 | 0 | 0 | 0 | 0 | 0 | 0
| < Other risk - enter description > |  |  | 2023-12-31 | 0 | 0 | 0 | 0 | 0 | 0 | 0 | 0 | 0 | 0 | 0 | 0 | 0 | 0 | 0 | 0 | 0 | 0 | 0 | 0 | 0 | 0 | 0 | 0 | 0
| < Other risk - enter description > |  |  | 2023-12-31 | 0 | 0 | 0 | 0 | 0 | 0 | 0 | 0 | 0 | 0 | 0 | 0 | 0 | 0 | 0 | 0 | 0 | 0 | 0 | 0 | 0 | 0 | 0 | 0 | 0
| Total risk cost |  |  |  | 297941.1676 | 298935.6896 | 302237.8806 | 305047.7717 | 0 | 0 | 0 | 0 | 0 | 0 | 0 | 0 | 0 | 0 | 0 | 0 | 0 | 0 | 0 | 0 | 0 | 0 | 0 | 0 | 0
OTHER BENEFITS
| Reduction in CO2 emissions |  |  | MWh | 0 | 0 | 0 | 0 | 0 | 0 | 0 | 0 | 0 | 0 | 0 | 0 | 0 | 0 | 0 | 0 | 0 | 0 | 0 | 0 | 0 | 0 | 0 | 0 | 0
| Value of reduction in CO2 emissions |  |  | $ | 0 | 0 | 0 | 0 | 0 | 0 | 0 | 0 | 0 | 0 | 0 | 0 | 0 | 0 | 0 | 0 | 0 | 0 | 0 | 0 | 0 | 0 | 0 | 0 | 0
| Incremental reliability in worst-served areas > 500 mins | $/MWh | 22593.8165 | MWh | 0 | 0 | 0 | 0 | 2.6531 | 2.7075 | 2.7895 | 2.878 | 2.9412 | 2.9753 | 3.0094 | 3.0435 | 3.0776 | 3.1117 | 3.1458 | 3.1799 | 3.214 | 3.2481 | 3.2822 | 3.3163 | 3.3504 | 3.3845 | 3.4186 | 3.4527 | 3.4868
| Incremental network resilience (domestic) | $/MWh | 25520 | MWh | 0 | 0 | 0 | 0 | 0.041798 | 0.042219 | 0.043059 | 0.043984 | 0.044508 | 0.044588 | 0.044667 | 0.044747 | 0.044827 | 0.044907 | 0.044987 | 0.045067 | 0.045147 | 0.045227 | 0.045307 | 0.045386 | 0.045466 | 0.045546 | 0.045626 | 0.045706 | 0.045786
| Incremental network resilience (commercial) | $/MWh | 52200 | MWh | 0 | 0 | 0 | 0 | 0.036621 | 0.036993 | 0.037732 | 0.038546 | 0.039009 | 0.039083 | 0.039156 | 0.03923 | 0.039304 | 0.039378 | 0.039451 | 0.039525 | 0.039599 | 0.039672 | 0.039746 | 0.03982 | 0.039894 | 0.039967 | 0.040041 | 0.040115 | 0.040188
| Incremental network resilience (industrial) | $/customer | 74790 | MWh | 0 | 0 | 0 | 0 | 0.0045043 | 0.0045501 | 0.004641 | 0.0047412 | 0.0047981 | 0.0048071 | 0.0048162 | 0.0048253 | 0.0048343 | 0.0048434 | 0.0048525 | 0.0048615 | 0.0048706 | 0.0048797 | 0.0048887 | 0.0048978 | 0.0049069 | 0.0049159 | 0.004925 | 0.0049341 | 0.0049431
| Incremental network resilience (agricultural) | $/customer min | 44400 | MWh | 0 | 0 | 0 | 0 | 0.0034918 | 0.0035273 | 0.0035978 | 0.0036754 | 0.0037195 | 0.0037266 | 0.0037336 | 0.0037406 | 0.0037477 | 0.0037547 | 0.0037617 | 0.0037687 | 0.0037758 | 0.0037828 | 0.0037898 | 0.0037969 | 0.0038039 | 0.0038109 | 0.0038179 | 0.003825 | 0.003832
| Incremental network resilience (others) | $/customer min | 52200 | MWh | 0 | 0 | 0 | 0 | 0 | 0 | 0 | 0 | 0 | 0 | 0 | 0 | 0 | 0 | 0 | 0 | 0 | 0 | 0 | 0 | 0 | 0 | 0 | 0 | 0
[5 empty] | 0 | 0 | 0 | 0 | 0 | 0 | 0 | 0 | 0 | 0 | 0 | 0 | 0 | 0 | 0 | 0 | 0 | 0 | 0 | 0 | 0 | 0 | 0 | 0 | 0
[5 empty] | 0 | 0 | 0 | 0 | 0 | 0 | 0 | 0 | 0 | 0 | 0 | 0 | 0 | 0 | 0 | 0 | 0 | 0 | 0 | 0 | 0 | 0 | 0 | 0 | 0
| Other benefits 1 |  |  | 2023-12-31 | 0 | 0 | 0 | 0 | 0 | 0 | 0 | 0 | 0 | 0 | 0 | 0 | 0 | 0 | 0 | 0 | 0 | 0 | 0 | 0 | 0 | 0 | 0 | 0 | 0
| Other benefits 2 |  |  | 2023-12-31 | 0 | 0 | 0 | 0 | 0 | 0 | 0 | 0 | 0 | 0 | 0 | 0 | 0 | 0 | 0 | 0 | 0 | 0 | 0 | 0 | 0 | 0 | 0 | 0 | 0
| Total other benefits |  |  | 2023-12-31 | 0 | 0 | 0 | 0 | 63413.5683 | 64677.5816 | 66599.6764 | 68678.0152 | 70148.3992 | 70925.7507 | 71703.1022 | 72480.4537 | 73257.8052 | 74035.1566 | 74812.5081 | 75589.8596 | 76367.2111 | 77144.5626 | 77921.914 | 78699.2655 | 79476.617 | 80253.9685 | 81031.32 | 81808.6715 | 82586.0229
SUMMARY
| Risks mitigated vs base case |  |  | 2023-12-31 | 0 | 0 | 0 | 0 | 304911.2915 | 308885.8153 | 315948.6698 | 323674.5225 | 328473.1752 | 330005.6157 | 331538.0563 | 333070.4968 | 334602.9373 | 336135.3778 | 337667.8183 | 339200.2588 | 340732.6993 | 342265.1398 | 343797.5803 | 345330.0208 | 346862.4613 | 348394.9018 | 349927.3423 | 351459.7828 | 352992.2233
Capital expenditure
| Microgrid (exc BESS) |  |  | 2023-12-31 | 0 | 0 | 0 | -2793927.0875 | 0 | 0 | 0 | 0 | 0 | 0 | 0 | 0 | 0 | 0 | 0 | 0 | 0 | 0 | 0 | 0 | 0 | 0 | 0 | 0 | 0
| 0 |  |  | 2023-12-31 | 0 | 0 | 0 | 0 | 0 | 0 | 0 | 0 | 0 | 0 | 0 | 0 | 0 | 0 | 0 | 0 | 0 | 0 | 0 | 0 | 0 | 0 | 0 | 0 | 0
| 0 |  |  | 2023-12-31 | 0 | 0 | 0 | 0 | 0 | 0 | 0 | 0 | 0 | 0 | 0 | 0 | 0 | 0 | 0 | 0 | 0 | 0 | 0 | 0 | 0 | 0 | 0 | 0 | 0
Cumulative capex
| Microgrid (exc BESS) |  |  | 2023-12-31 | 0 | 0 | 0 | -2793927.0875 | -2793927.0875 | -2793927.0875 | -2793927.0875 | -2793927.0875 | -2793927.0875 | -2793927.0875 | -2793927.0875 | -2793927.0875 | -2793927.0875 | -2793927.0875 | -2793927.0875 | -2793927.0875 | -2793927.0875 | -2793927.0875 | -2793927.0875 | -2793927.0875 | -2793927.0875 | -2793927.0875 | -2793927.0875 | 0 | 0
| 0 |  |  | 2023-12-31 | 0 | 0 | 0 | 0 | 0 | 0 | 0 | 0 | 0 | 0 | 0 | 0 | 0 | 0 | 0 | 0 | 0 | 0 | 0 | 0 | 0 | 0 | 0 | 0 | 0
| 0 |  |  | 2023-12-31 | 0 | 0 | 0 | 0 | 0 | 0 | 0 | 0 | 0 | 0 | 0 | 0 | 0 | 0 | 0 | 0 | 0 | 0 | 0 | 0 | 0 | 0 | 0 | 0 | 0
Annualised capex
| Annualised capex - Microgrid (exc BESS) |  |  | 2023-12-31 | 0 | 0 | 0 | 0 | -196583.7183 | -196583.7183 | -196583.7183 | -196583.7183 | -196583.7183 | -196583.7183 | -196583.7183 | -196583.7183 | -196583.7183 | -196583.7183 | -196583.7183 | -196583.7183 | -196583.7183 | -196583.7183 | -196583.7183 | -196583.7183 | -196583.7183 | -196583.7183 | -196583.7183 | -196583.7183 | 0
| Annualised capex - |  |  | 2023-12-31 | 0 | 0 | 0 | 0 | 0 | 0 | 0 | 0 | 0 | 0 | 0 | 0 | 0 | 0 | 0 | 0 | 0 | 0 | 0 | 0 | 0 | 0 | 0 | 0 | 0
| Annualised capex - |  |  | 2023-12-31 | 0 | 0 | 0 | 0 | 0 | 0 | 0 | 0 | 0 | 0 | 0 | 0 | 0 | 0 | 0 | 0 | 0 | 0 | 0 | 0 | 0 | 0 | 0 | 0 | 0
| Total annualised capex |  |  | 2023-12-31 | 0 | 0 | 0 | 0 | -196583.7183 | -196583.7183 | -196583.7183 | -196583.7183 | -196583.7183 | -196583.7183 | -196583.7183 | -196583.7183 | -196583.7183 | -196583.7183 | -196583.7183 | -196583.7183 | -196583.7183 | -196583.7183 | -196583.7183 | -196583.7183 | -196583.7183 | -196583.7183 | -196583.7183 | -196583.7183 | 0
| Annualised capex |  |  | 2023-12-31 | 0 | 0 | 0 | 0 | -196583.7183 | -196583.7183 | -196583.7183 | -196583.7183 | -196583.7183 | -196583.7183 | -196583.7183 | -196583.7183 | -196583.7183 | -196583.7183 | -196583.7183 | -196583.7183 | -196583.7183 | -196583.7183 | -196583.7183 | -196583.7183 | -196583.7183 | -196583.7183 | -196583.7183 | -196583.7183 | 0
| Operating expenditure |  |  | 2023-12-31 | 0 | 0 | 0 | 0 | -80000 | -80000 | -80000 | -80000 | -80000 | -80000 | -80000 | -80000 | -80000 | -80000 | -80000 | -80000 | -80000 | -80000 | -80000 | -80000 | -80000 | -80000 | -80000 | -80000 | -80000
| Risk mitigated |  |  | 2023-12-31 | 0 | 0 | 0 | 0 | 304911.2915 | 308885.8153 | 315948.6698 | 323674.5225 | 328473.1752 | 330005.6157 | 331538.0563 | 333070.4968 | 334602.9373 | 336135.3778 | 337667.8183 | 339200.2588 | 340732.6993 | 342265.1398 | 343797.5803 | 345330.0208 | 346862.4613 | 348394.9018 | 349927.3423 | 351459.7828 | 352992.2233
| Other benefits value |  |  | 2023-12-31 | 0 | 0 | 0 | 0 | 63413.5683 | 64677.5816 | 66599.6764 | 68678.0152 | 70148.3992 | 70925.7507 | 71703.1022 | 72480.4537 | 73257.8052 | 74035.1566 | 74812.5081 | 75589.8596 | 76367.2111 | 77144.5626 | 77921.914 | 78699.2655 | 79476.617 | 80253.9685 | 81031.32 | 81808.6715 | 82586.0229
| Net benefits |  |  | 2023-12-31 | 0 | 0 | 0 | 0 | 91741.1415 | 96979.6786 | 105964.6279 | 115768.8193 | 122037.8562 | 124347.6481 | 126657.4401 | 128967.2321 | 131277.0241 | 133586.8161 | 135896.6081 | 138206.4001 | 140516.192 | 142825.984 | 145135.776 | 147445.568 | 149755.36 | 152065.152 | 154374.944 | 156684.736 | 355578.2463
| First capex year |  |  | 4
| First year |  |  | 4
SENSITIVITIES
NPV | Net benefits |  |  | Option 2NPV | 0 | 0 | 0 | 0 | 91741.1415 | 96979.6786 | 105964.6279 | 115768.8193 | 122037.8562 | 124347.6481 | 126657.4401 | 128967.2321 | 131277.0241 | 133586.8161 | 135896.6081 | 138206.4001 | 140516.192 | 142825.984 | 145135.776 | 147445.568 | 149755.36 | 152065.152 | 154374.944 | 156684.736 | 355578.2463
| Total annualised capex |  |  |  | 0 | 0 | 0 | 0 | -196583.7183 | -196583.7183 | -196583.7183 | -196583.7183 | -196583.7183 | -196583.7183 | -196583.7183 | -196583.7183 | -196583.7183 | -196583.7183 | -196583.7183 | -196583.7183 | -196583.7183 | -196583.7183 | -196583.7183 | -196583.7183 | -196583.7183 | -196583.7183 | -196583.7183 | -196583.7183 | 0
| Total benefits |  |  |  | 0 | 0 | 0 | 0 | 368324.8598 | 373563.3969 | 382548.3462 | 392352.5377 | 398621.5745 | 400931.3665 | 403241.1585 | 405550.9504 | 407860.7424 | 410170.5344 | 412480.3264 | 414790.1184 | 417099.9104 | 419409.7024 | 421719.4944 | 424029.2863 | 426339.0783 | 428648.8703 | 430958.6623 | 433268.4543 | 435578.2463
|  | Capex | Total benefits
sens1 | Capex 10% higher | 10% | 0% | Option 2sens1 | 0 | 0 | 0 | 0 | 72082.7696 | 77321.3068 | 86306.2561 | 96110.4475 | 102379.4843 | 104689.2763 | 106999.0683 | 109308.8603 | 111618.6523 | 113928.4443 | 116238.2362 | 118548.0282 | 120857.8202 | 123167.6122 | 125477.4042 | 127787.1962 | 130096.9882 | 132406.7802 | 134716.5721 | 137026.3641 | 355578.2463
sens2 | Capex 10% lower | -10% | 0% | Option 2sens2 | 0 | 0 | 0 | 0 | 111399.5133 | 116638.0504 | 125622.9997 | 135427.1912 | 141696.228 | 144006.02 | 146315.812 | 148625.6039 | 150935.3959 | 153245.1879 | 155554.9799 | 157864.7719 | 160174.5639 | 162484.3559 | 164794.1479 | 167103.9398 | 169413.7318 | 171723.5238 | 174033.3158 | 176343.1078 | 355578.2463
sens3 | Increasing wind escalation | 0% | 15% | Option 2sens3 | 0 | 0 | 0 | 0 | 106573.1927 | 110331.5011 | 117941.594 | 126349.1864 | 131092.1266 | 131784.3966 | 132491.7902 | 133214.0936 | 133951.0969 | 134702.5943 | 135468.3837 | 136248.2668 | 137042.0489 | 137849.5389 | 138670.5493 | 139504.8957 | 140352.3974 | 141212.8767 | 142086.1591 | 142972.0734 | 340454.1696
sens4 |  | 0% | 0% | Option 2sens4 | 0 | 0 | 0 | 0 | 91741.1415 | 96979.6786 | 105964.6279 | 115768.8193 | 122037.8562 | 124347.6481 | 126657.4401 | 128967.2321 | 131277.0241 | 133586.8161 | 135896.6081 | 138206.4001 | 140516.192 | 142825.984 | 145135.776 | 147445.568 | 149755.36 | 152065.152 | 154374.944 | 156684.736 | 355578.2463
sens5 |  | 0% | 0% | Option 2sens5 | 0 | 0 | 0 | 0 | 91741.1415 | 96979.6786 | 105964.6279 | 115768.8193 | 122037.8562 | 124347.6481 | 126657.4401 | 128967.2321 | 131277.0241 | 133586.8161 | 135896.6081 | 138206.4001 | 140516.192 | 142825.984 | 145135.776 | 147445.568 | 149755.36 | 152065.152 | 154374.944 | 156684.736 | 355578.2463
sens | 0 | 0% | 0% | Option 2sens | 0 | 0 | 0 | 0 | 91741.1415 | 96979.6786 | 105964.6279 | 115768.8193 | 122037.8562 | 124347.6481 | 126657.4401 | 128967.2321 | 131277.0241 | 133586.8161 | 135896.6081 | 138206.4001 | 140516.192 | 142825.984 | 145135.776 | 147445.568 | 149755.36 | 152065.152 | 154374.944 | 156684.736 | 355578.2463
sens | 0 | 0% | 0% | Option 2sens | 0 | 0 | 0 | 0 | 91741.1415 | 96979.6786 | 105964.6279 | 115768.8193 | 122037.8562 | 124347.6481 | 126657.4401 | 128967.2321 | 131277.0241 | 133586.8161 | 135896.6081 | 138206.4001 | 140516.192 | 142825.984 | 145135.776 | 147445.568 | 149755.36 | 152065.152 | 154374.944 | 156684.736 | 355578.2463
sens | 0 | 0% | 0% | Option 2sens | 0 | 0 | 0 | 0 | 91741.1415 | 96979.6786 | 105964.6279 | 115768.8193 | 122037.8562 | 124347.6481 | 126657.4401 | 128967.2321 | 131277.0241 | 133586.8161 | 135896.6081 | 138206.4001 | 140516.192 | 142825.984 | 145135.776 | 147445.568 | 149755.36 | 152065.152 | 154374.944 | 156684.736 | 355578.2463

## Option3
Powercor
Apollo Bay microgrid
OPTION 3 | Install generator + BESS microgrid
Count |  |  |  |  | 1 | 2 | 3 | 4 | 5 | 6 | 7 | 8 | 9 | 10 | 11 | 12 | 13 | 14 | 15 | 16 | 17 | 18 | 19 | 20 | 21 | 22 | 23 | 24 | 25
Value of CO2 reductions |  |  |  | $/MWh | 24.7305 | 22.3407 | 20.1963 | 18.0629 | 15.9134 | 13.7151 | 13.7151 | 13.7151 | 13.7151 | 13.7151 | 13.7151 | 13.7151 | 13.7151 | 13.7151 | 13.7151 | 13.7151 | 13.7151 | 13.7151 | 13.7151 | 13.7151 | 13.7151 | 13.7151 | 13.7151 | 13.7151 | 13.7151
|  |  |  | Units | 2026-27 | 2027-28 | 2028-29 | 2029-30 | 2030-31 | 2031-32 | 2032-33 | 2033-34 | 2034-35 | 2035-36 | 2036-37 | 2037-38 | 2038-39 | 2039-40 | 2040-41 | 2041-42 | 2042-43 | 2043-44 | 2044-45 | 2045-46 | 2046-47 | 2047-48 | 2048-49 | 2049-50 | 2050-51
INVESTMENT & OPERATING COST
| Capex |  | Asset life (yrs)
| Microgrid (exc BESS) |  | 20 | 2023-12-31 | 0 | 0 | 0 | 2793927.0875 | 0 | 0 | 0 | 0 | 0 | 0 | 0 | 0 | 0 | 0 | 0 | 0 | 0 | 0 | 0 | 0 | 0 | 0 | 0 | 0 | 0
| BESS |  | 20 | 2023-12-31 | 0 | 0 | 0 | 3432367.2625 | 0 | 0 | 0 | 0 | 0 | 0 | 0 | 0 | 0 | 0 | 0 | 0 | 0 | 0 | 0 | 0 | 0 | 0 | 0 | 0 | 0
|  |  | 0 | 2023-12-31 | 0 | 0 | 0 | 0 | 0 | 0 | 0 | 0 | 0 | 0 | 0 | 0 | 0 | 0 | 0 | 0 | 0 | 0 | 0 | 0 | 0 | 0 | 0 | 0 | 0
| Capital expenditure |  |  | 2023-12-31 | 0 | 0 | 0 | 6226294.35 | 0 | 0 | 0 | 0 | 0 | 0 | 0 | 0 | 0 | 0 | 0 | 0 | 0 | 0 | 0 | 0 | 0 | 0 | 0 | 0 | 0
| Operating expenditure |  |  | 2023-12-31 | 0 | 0 | 0 | 0 | 180000 | 180000 | 180000 | 180000 | 180000 | 180000 | 180000 | 180000 | 180000 | 180000 | 180000 | 180000 | 180000 | 180000 | 180000 | 180000 | 180000 | 180000 | 180000 | 180000 | 180000
RISK ASSUMPTIONS
| PoF (major) |  |  |  | 0 | 0 | 0 | 0 | 0 | 0 | 0 | 0 | 0 | 0 | 0 | 0 | 0 | 0 | 0 | 0 | 0 | 0 | 0 | 0 | 0 | 0 | 0 | 0 | 0
| PoF (reparable) |  |  |  | 0 | 0 | 0 | 0 | 0 | 0 | 0 | 0 | 0 | 0 | 0 | 0 | 0 | 0 | 0 | 0 | 0 | 0 | 0 | 0 | 0 | 0 | 0 | 0 | 0
| Energy at risk (weighted) |  |  | MWh | 6.6347 | 6.6569 | 6.7304 | 6.793 | 0 | 0 | 0 | 0 | 0 | 0 | 0 | 0 | 0 | 0 | 0 | 0 | 0 | 0 | 0 | 0 | 0 | 0 | 0 | 0 | 0
| Energy at risk value | $/MWh | 44906.1835 | 2023-12-31 | 297941.1676 | 298935.6896 | 302237.8806 | 305047.7717 | 0 | 0 | 0 | 0 | 0 | 0 | 0 | 0 | 0 | 0 | 0 | 0 | 0 | 0 | 0 | 0 | 0 | 0 | 0 | 0 | 0
| Safety consequence | (after DF) |  | 2023-12-31 | 0 | 0 | 0 | 0 | 0 | 0 | 0 | 0 | 0 | 0 | 0 | 0 | 0 | 0 | 0 | 0 | 0 | 0 | 0 | 0 | 0 | 0 | 0 | 0 | 0
| Unplanned replacements |  |  | 2023-12-31 | 0 | 0 | 0 | 0 | 0 | 0 | 0 | 0 | 0 | 0 | 0 | 0 | 0 | 0 | 0 | 0 | 0 | 0 | 0 | 0 | 0 | 0 | 0 | 0 | 0
| Environmental consequence | (after DF) |  | 2023-12-31 | 0 | 0 | 0 | 0 | 0 | 0 | 0 | 0 | 0 | 0 | 0 | 0 | 0 | 0 | 0 | 0 | 0 | 0 | 0 | 0 | 0 | 0 | 0 | 0 | 0
| < Other risk - enter description > |  |  | 2023-12-31 | 0 | 0 | 0 | 0 | 0 | 0 | 0 | 0 | 0 | 0 | 0 | 0 | 0 | 0 | 0 | 0 | 0 | 0 | 0 | 0 | 0 | 0 | 0 | 0 | 0
| < Other risk - enter description > |  |  | 2023-12-31 | 0 | 0 | 0 | 0 | 0 | 0 | 0 | 0 | 0 | 0 | 0 | 0 | 0 | 0 | 0 | 0 | 0 | 0 | 0 | 0 | 0 | 0 | 0 | 0 | 0
| Total risk cost |  |  |  | 297941.1676 | 298935.6896 | 302237.8806 | 305047.7717 | 0 | 0 | 0 | 0 | 0 | 0 | 0 | 0 | 0 | 0 | 0 | 0 | 0 | 0 | 0 | 0 | 0 | 0 | 0 | 0 | 0
OTHER BENEFITS
| Reduction in CO2 emissions |  |  | MWh | 0 | 0 | 0 | 0 | 0 | 0 | 0 | 0 | 0 | 0 | 0 | 0 | 0 | 0 | 0 | 0 | 0 | 0 | 0 | 0 | 0 | 0 | 0 | 0 | 0
| Value of reduction in CO2 emissions |  |  | $ | 0 | 0 | 0 | 0 | 0 | 0 | 0 | 0 | 0 | 0 | 0 | 0 | 0 | 0 | 0 | 0 | 0 | 0 | 0 | 0 | 0 | 0 | 0 | 0 | 0
| Incremental reliability in worst-served areas > 500 mins | $/MWh | 22593.8165 | MWh | 0 | 0 | 0 | 0 | 2.6531 | 2.7075 | 2.7895 | 2.878 | 2.9412 | 2.9753 | 3.0094 | 3.0435 | 3.0776 | 3.1117 | 3.1458 | 3.1799 | 3.214 | 3.2481 | 3.2822 | 3.3163 | 3.3504 | 3.3845 | 3.4186 | 3.4527 | 3.4868
| Incremental network resilience (domestic) | $/MWh | 25520 | MWh | 0 | 0 | 0 | 0 | 0.041798 | 0.042219 | 0.043059 | 0.043984 | 0.044508 | 0.044588 | 0.044667 | 0.044747 | 0.044827 | 0.044907 | 0.044987 | 0.045067 | 0.045147 | 0.045227 | 0.045307 | 0.045386 | 0.045466 | 0.045546 | 0.045626 | 0.045706 | 0.045786
| Incremental network resilience (commercial) | $/MWh | 52200 | MWh | 0 | 0 | 0 | 0 | 0.036621 | 0.036993 | 0.037732 | 0.038546 | 0.039009 | 0.039083 | 0.039156 | 0.03923 | 0.039304 | 0.039378 | 0.039451 | 0.039525 | 0.039599 | 0.039672 | 0.039746 | 0.03982 | 0.039894 | 0.039967 | 0.040041 | 0.040115 | 0.040188
| Incremental network resilience (industrial) | $/customer | 74790 | MWh | 0 | 0 | 0 | 0 | 0.0045043 | 0.0045501 | 0.004641 | 0.0047412 | 0.0047981 | 0.0048071 | 0.0048162 | 0.0048253 | 0.0048343 | 0.0048434 | 0.0048525 | 0.0048615 | 0.0048706 | 0.0048797 | 0.0048887 | 0.0048978 | 0.0049069 | 0.0049159 | 0.004925 | 0.0049341 | 0.0049431
| Incremental network resilience (agricultural) | $/customer min | 44400 | MWh | 0 | 0 | 0 | 0 | 0.0034918 | 0.0035273 | 0.0035978 | 0.0036754 | 0.0037195 | 0.0037266 | 0.0037336 | 0.0037406 | 0.0037477 | 0.0037547 | 0.0037617 | 0.0037687 | 0.0037758 | 0.0037828 | 0.0037898 | 0.0037969 | 0.0038039 | 0.0038109 | 0.0038179 | 0.003825 | 0.003832
| Incremental network resilience (others) | $/customer min | 52200 | MWh | 0 | 0 | 0 | 0 | 0 | 0 | 0 | 0 | 0 | 0 | 0 | 0 | 0 | 0 | 0 | 0 | 0 | 0 | 0 | 0 | 0 | 0 | 0 | 0 | 0
| Bess lease | $/pa | 11000 | $ | 0 | 0 | 0 | 0 | 1 | 1 | 1 | 1 | 1 | 1 | 1 | 1 | 1 | 1 | 1 | 1 | 1 | 1 | 1 | 1 | 1 | 1 | 1 | 1 | 1
[5 empty] | 0 | 0 | 0 | 0 | 0 | 0 | 0 | 0 | 0 | 0 | 0 | 0 | 0 | 0 | 0 | 0 | 0 | 0 | 0 | 0 | 0 | 0 | 0 | 0 | 0
| Other benefits 1 |  |  | 2023-12-31 | 0 | 0 | 0 | 0 | 0 | 0 | 0 | 0 | 0 | 0 | 0 | 0 | 0 | 0 | 0 | 0 | 0 | 0 | 0 | 0 | 0 | 0 | 0 | 0 | 0
| Other benefits 2 |  |  | 2023-12-31 | 0 | 0 | 0 | 0 | 0 | 0 | 0 | 0 | 0 | 0 | 0 | 0 | 0 | 0 | 0 | 0 | 0 | 0 | 0 | 0 | 0 | 0 | 0 | 0 | 0
| Total other benefits |  |  | 2023-12-31 | 0 | 0 | 0 | 0 | 74413.5683 | 75677.5816 | 77599.6764 | 79678.0152 | 81148.3992 | 81925.7507 | 82703.1022 | 83480.4537 | 84257.8052 | 85035.1566 | 85812.5081 | 86589.8596 | 87367.2111 | 88144.5626 | 88921.914 | 89699.2655 | 90476.617 | 91253.9685 | 92031.32 | 92808.6715 | 93586.0229
SUMMARY
| Risks mitigated vs base case |  |  | 2023-12-31 | 0 | 0 | 0 | 0 | 304911.2915 | 308885.8153 | 315948.6698 | 323674.5225 | 328473.1752 | 330005.6157 | 331538.0563 | 333070.4968 | 334602.9373 | 336135.3778 | 337667.8183 | 339200.2588 | 340732.6993 | 342265.1398 | 343797.5803 | 345330.0208 | 346862.4613 | 348394.9018 | 349927.3423 | 351459.7828 | 352992.2233
Capital expenditure
| Microgrid (exc BESS) |  |  | 2023-12-31 | 0 | 0 | 0 | -2793927.0875 | 0 | 0 | 0 | 0 | 0 | 0 | 0 | 0 | 0 | 0 | 0 | 0 | 0 | 0 | 0 | 0 | 0 | 0 | 0 | 0 | 0
| BESS |  |  | 2023-12-31 | 0 | 0 | 0 | -3432367.2625 | 0 | 0 | 0 | 0 | 0 | 0 | 0 | 0 | 0 | 0 | 0 | 0 | 0 | 0 | 0 | 0 | 0 | 0 | 0 | 0 | 0
| 0 |  |  | 2023-12-31 | 0 | 0 | 0 | 0 | 0 | 0 | 0 | 0 | 0 | 0 | 0 | 0 | 0 | 0 | 0 | 0 | 0 | 0 | 0 | 0 | 0 | 0 | 0 | 0 | 0
Cumulative capex
| Microgrid (exc BESS) |  |  | 2023-12-31 | 0 | 0 | 0 | -2793927.0875 | -2793927.0875 | -2793927.0875 | -2793927.0875 | -2793927.0875 | -2793927.0875 | -2793927.0875 | -2793927.0875 | -2793927.0875 | -2793927.0875 | -2793927.0875 | -2793927.0875 | -2793927.0875 | -2793927.0875 | -2793927.0875 | -2793927.0875 | -2793927.0875 | -2793927.0875 | -2793927.0875 | -2793927.0875 | 0 | 0
| BESS |  |  | 2023-12-31 | 0 | 0 | 0 | -3432367.2625 | -3432367.2625 | -3432367.2625 | -3432367.2625 | -3432367.2625 | -3432367.2625 | -3432367.2625 | -3432367.2625 | -3432367.2625 | -3432367.2625 | -3432367.2625 | -3432367.2625 | -3432367.2625 | -3432367.2625 | -3432367.2625 | -3432367.2625 | -3432367.2625 | -3432367.2625 | -3432367.2625 | -3432367.2625 | 0 | 0
| 0 |  |  | 2023-12-31 | 0 | 0 | 0 | 0 | 0 | 0 | 0 | 0 | 0 | 0 | 0 | 0 | 0 | 0 | 0 | 0 | 0 | 0 | 0 | 0 | 0 | 0 | 0 | 0 | 0
Annualised capex
| Annualised capex - Microgrid (exc BESS) |  |  | 2023-12-31 | 0 | 0 | 0 | 0 | -196583.7183 | -196583.7183 | -196583.7183 | -196583.7183 | -196583.7183 | -196583.7183 | -196583.7183 | -196583.7183 | -196583.7183 | -196583.7183 | -196583.7183 | -196583.7183 | -196583.7183 | -196583.7183 | -196583.7183 | -196583.7183 | -196583.7183 | -196583.7183 | -196583.7183 | -196583.7183 | 0
| Annualised capex - BESS |  |  | 2023-12-31 | 0 | 0 | 0 | 0 | -241505.0565 | -241505.0565 | -241505.0565 | -241505.0565 | -241505.0565 | -241505.0565 | -241505.0565 | -241505.0565 | -241505.0565 | -241505.0565 | -241505.0565 | -241505.0565 | -241505.0565 | -241505.0565 | -241505.0565 | -241505.0565 | -241505.0565 | -241505.0565 | -241505.0565 | -241505.0565 | 0
| Annualised capex - |  |  | 2023-12-31 | 0 | 0 | 0 | 0 | 0 | 0 | 0 | 0 | 0 | 0 | 0 | 0 | 0 | 0 | 0 | 0 | 0 | 0 | 0 | 0 | 0 | 0 | 0 | 0 | 0
| Total annualised capex |  |  | 2023-12-31 | 0 | 0 | 0 | 0 | -438088.7748 | -438088.7748 | -438088.7748 | -438088.7748 | -438088.7748 | -438088.7748 | -438088.7748 | -438088.7748 | -438088.7748 | -438088.7748 | -438088.7748 | -438088.7748 | -438088.7748 | -438088.7748 | -438088.7748 | -438088.7748 | -438088.7748 | -438088.7748 | -438088.7748 | -438088.7748 | 0
| Annualised capex |  |  | 2023-12-31 | 0 | 0 | 0 | 0 | -438088.7748 | -438088.7748 | -438088.7748 | -438088.7748 | -438088.7748 | -438088.7748 | -438088.7748 | -438088.7748 | -438088.7748 | -438088.7748 | -438088.7748 | -438088.7748 | -438088.7748 | -438088.7748 | -438088.7748 | -438088.7748 | -438088.7748 | -438088.7748 | -438088.7748 | -438088.7748 | 0
| Operating expenditure |  |  | 2023-12-31 | 0 | 0 | 0 | 0 | -180000 | -180000 | -180000 | -180000 | -180000 | -180000 | -180000 | -180000 | -180000 | -180000 | -180000 | -180000 | -180000 | -180000 | -180000 | -180000 | -180000 | -180000 | -180000 | -180000 | -180000
| Risk mitigated |  |  | 2023-12-31 | 0 | 0 | 0 | 0 | 304911.2915 | 308885.8153 | 315948.6698 | 323674.5225 | 328473.1752 | 330005.6157 | 331538.0563 | 333070.4968 | 334602.9373 | 336135.3778 | 337667.8183 | 339200.2588 | 340732.6993 | 342265.1398 | 343797.5803 | 345330.0208 | 346862.4613 | 348394.9018 | 349927.3423 | 351459.7828 | 352992.2233
| Other benefits value |  |  | 2023-12-31 | 0 | 0 | 0 | 0 | 74413.5683 | 75677.5816 | 77599.6764 | 79678.0152 | 81148.3992 | 81925.7507 | 82703.1022 | 83480.4537 | 84257.8052 | 85035.1566 | 85812.5081 | 86589.8596 | 87367.2111 | 88144.5626 | 88921.914 | 89699.2655 | 90476.617 | 91253.9685 | 92031.32 | 92808.6715 | 93586.0229
| Net benefits |  |  | 2023-12-31 | 0 | 0 | 0 | 0 | -238763.915 | -233525.3779 | -224540.4286 | -214736.2372 | -208467.2004 | -206157.4084 | -203847.6164 | -201537.8244 | -199228.0324 | -196918.2404 | -194608.4484 | -192298.6564 | -189988.8645 | -187679.0725 | -185369.2805 | -183059.4885 | -180749.6965 | -178439.9045 | -176130.1125 | -173820.3205 | 266578.2463
| First capex year |  |  | 4
| First year |  |  | 4
SENSITIVITIES
NPV | Net benefits |  |  | Option 3NPV | 0 | 0 | 0 | 0 | -238763.915 | -233525.3779 | -224540.4286 | -214736.2372 | -208467.2004 | -206157.4084 | -203847.6164 | -201537.8244 | -199228.0324 | -196918.2404 | -194608.4484 | -192298.6564 | -189988.8645 | -187679.0725 | -185369.2805 | -183059.4885 | -180749.6965 | -178439.9045 | -176130.1125 | -173820.3205 | 266578.2463
| Total annualised capex |  |  |  | 0 | 0 | 0 | 0 | -438088.7748 | -438088.7748 | -438088.7748 | -438088.7748 | -438088.7748 | -438088.7748 | -438088.7748 | -438088.7748 | -438088.7748 | -438088.7748 | -438088.7748 | -438088.7748 | -438088.7748 | -438088.7748 | -438088.7748 | -438088.7748 | -438088.7748 | -438088.7748 | -438088.7748 | -438088.7748 | 0
| Total benefits |  |  |  | 0 | 0 | 0 | 0 | 379324.8598 | 384563.3969 | 393548.3462 | 403352.5377 | 409621.5745 | 411931.3665 | 414241.1585 | 416550.9504 | 418860.7424 | 421170.5344 | 423480.3264 | 425790.1184 | 428099.9104 | 430409.7024 | 432719.4944 | 435029.2863 | 437339.0783 | 439648.8703 | 441958.6623 | 444268.4543 | 446578.2463
|  | Capex | Total benefits
sens1 | Capex 10% higher | 10% | 0% | Option 3sens1 | 0 | 0 | 0 | 0 | -282572.7925 | -277334.2554 | -268349.3061 | -258545.1146 | -252276.0778 | -249966.2858 | -247656.4939 | -245346.7019 | -243036.9099 | -240727.1179 | -238417.3259 | -236107.5339 | -233797.7419 | -231487.95 | -229178.158 | -226868.366 | -224558.574 | -222248.782 | -219938.99 | -217629.198 | 266578.2463
sens2 | Capex 10% lower | -10% | 0% | Option 3sens2 | 0 | 0 | 0 | 0 | -194955.0375 | -189716.5004 | -180731.5511 | -170927.3597 | -164658.3229 | -162348.5309 | -160038.7389 | -157728.9469 | -155419.1549 | -153109.3629 | -150799.5709 | -148489.779 | -146179.987 | -143870.195 | -141560.403 | -139250.611 | -136940.819 | -134631.027 | -132321.2351 | -130011.4431 | 266578.2463
sens3 | Increasing wind escalation | 0% | 0.75% | Option 3sens3 | 0 | 0 | 0 | 0 | -223931.8638 | -220173.5554 | -212563.4625 | -204155.8701 | -199412.9299 | -198720.6599 | -198013.2663 | -197290.9629 | -196553.9596 | -195802.4622 | -195036.6728 | -194256.7897 | -193463.0076 | -192655.5176 | -191834.5072 | -191000.1608 | -190152.6591 | -189292.1799 | -188418.8974 | -187532.9831 | 251454.1696
sens4 |  | 0% | 0% | Option 3sens4 | 0 | 0 | 0 | 0 | -238763.915 | -233525.3779 | -224540.4286 | -214736.2372 | -208467.2004 | -206157.4084 | -203847.6164 | -201537.8244 | -199228.0324 | -196918.2404 | -194608.4484 | -192298.6564 | -189988.8645 | -187679.0725 | -185369.2805 | -183059.4885 | -180749.6965 | -178439.9045 | -176130.1125 | -173820.3205 | 266578.2463
sens5 |  | 0% | 0% | Option 3sens5 | 0 | 0 | 0 | 0 | -238763.915 | -233525.3779 | -224540.4286 | -214736.2372 | -208467.2004 | -206157.4084 | -203847.6164 | -201537.8244 | -199228.0324 | -196918.2404 | -194608.4484 | -192298.6564 | -189988.8645 | -187679.0725 | -185369.2805 | -183059.4885 | -180749.6965 | -178439.9045 | -176130.1125 | -173820.3205 | 266578.2463
sens | 0 | 0% | 0% | Option 3sens | 0 | 0 | 0 | 0 | -238763.915 | -233525.3779 | -224540.4286 | -214736.2372 | -208467.2004 | -206157.4084 | -203847.6164 | -201537.8244 | -199228.0324 | -196918.2404 | -194608.4484 | -192298.6564 | -189988.8645 | -187679.0725 | -185369.2805 | -183059.4885 | -180749.6965 | -178439.9045 | -176130.1125 | -173820.3205 | 266578.2463
sens | 0 | 0% | 0% | Option 3sens | 0 | 0 | 0 | 0 | -238763.915 | -233525.3779 | -224540.4286 | -214736.2372 | -208467.2004 | -206157.4084 | -203847.6164 | -201537.8244 | -199228.0324 | -196918.2404 | -194608.4484 | -192298.6564 | -189988.8645 | -187679.0725 | -185369.2805 | -183059.4885 | -180749.6965 | -178439.9045 | -176130.1125 | -173820.3205 | 266578.2463
sens | 0 | 0% | 0% | Option 3sens | 0 | 0 | 0 | 0 | -238763.915 | -233525.3779 | -224540.4286 | -214736.2372 | -208467.2004 | -206157.4084 | -203847.6164 | -201537.8244 | -199228.0324 | -196918.2404 | -194608.4484 | -192298.6564 | -189988.8645 | -187679.0725 | -185369.2805 | -183059.4885 | -180749.6965 | -178439.9045 | -176130.1125 | -173820.3205 | 266578.2463

## Option4
Powercor
Apollo Bay microgrid
OPTION 4 | 0
Not used
Count |  |  |  |  | 1 | 2 | 3 | 4 | 5 | 6 | 7 | 8 | 9 | 10 | 11 | 12 | 13 | 14 | 15 | 16 | 17 | 18 | 19 | 20 | 21 | 22 | 23 | 24 | 25
Value of CO2 reductions |  |  |  | $/MWh | 24.7305 | 22.3407 | 20.1963 | 18.0629 | 15.9134 | 13.7151 | 13.7151 | 13.7151 | 13.7151 | 13.7151 | 13.7151 | 13.7151 | 13.7151 | 13.7151 | 13.7151 | 13.7151 | 13.7151 | 13.7151 | 13.7151 | 13.7151 | 13.7151 | 13.7151 | 13.7151 | 13.7151 | 13.7151
|  |  |  | Units | 2026-27 | 2027-28 | 2028-29 | 2029-30 | 2030-31 | 2031-32 | 2032-33 | 2033-34 | 2034-35 | 2035-36 | 2036-37 | 2037-38 | 2038-39 | 2039-40 | 2040-41 | 2041-42 | 2042-43 | 2043-44 | 2044-45 | 2045-46 | 2046-47 | 2047-48 | 2048-49 | 2049-50 | 2050-51
INVESTMENT & OPERATING COST
| Capex |  | Asset life (yrs)
| < Enter description > |  | 0 | 2023-12-31 | 0 | 0 | 0 | 0 | 0 | 0 | 0 | 0 | 0 | 0 | 0 | 0 | 0 | 0 | 0 | 0 | 0 | 0 | 0 | 0 | 0 | 0 | 0 | 0 | 0
| < Enter description > |  | 0 | 2023-12-31 | 0 | 0 | 0 | 0 | 0 | 0 | 0 | 0 | 0 | 0 | 0 | 0 | 0 | 0 | 0 | 0 | 0 | 0 | 0 | 0 | 0 | 0 | 0 | 0 | 0
| < Enter description > |  | 0 | 2023-12-31 | 0 | 0 | 0 | 0 | 0 | 0 | 0 | 0 | 0 | 0 | 0 | 0 | 0 | 0 | 0 | 0 | 0 | 0 | 0 | 0 | 0 | 0 | 0 | 0 | 0
| Capital expenditure |  |  | 2023-12-31 | 0 | 0 | 0 | 0 | 0 | 0 | 0 | 0 | 0 | 0 | 0 | 0 | 0 | 0 | 0 | 0 | 0 | 0 | 0 | 0 | 0 | 0 | 0 | 0 | 0
| Operating expenditure |  |  | 2023-12-31 | 0 | 0 | 0 | 0 | 0 | 0 | 0 | 0 | 0 | 0 | 0 | 0 | 0 | 0 | 0 | 0 | 0 | 0 | 0 | 0 | 0 | 0 | 0 | 0 | 0
RISK ASSUMPTIONS
| PoF (major) |  |  |  | 0 | 0 | 0 | 0 | 0 | 0 | 0 | 0 | 0 | 0 | 0 | 0 | 0 | 0 | 0 | 0 | 0 | 0 | 0 | 0 | 0 | 0 | 0 | 0 | 0
| PoF (reparable) |  |  |  | 0 | 0 | 0 | 0 | 0 | 0 | 0 | 0 | 0 | 0 | 0 | 0 | 0 | 0 | 0 | 0 | 0 | 0 | 0 | 0 | 0 | 0 | 0 | 0 | 0
| Energy at risk (weighted) |  |  | MWh | 0 | 0 | 0 | 0 | 0 | 0 | 0 | 0 | 0 | 0 | 0 | 0 | 0 | 0 | 0 | 0 | 0 | 0 | 0 | 0 | 0 | 0 | 0 | 0 | 0
| Energy at risk value | $/MWh | 44906.1835 | 2023-12-31 | 0 | 0 | 0 | 0 | 0 | 0 | 0 | 0 | 0 | 0 | 0 | 0 | 0 | 0 | 0 | 0 | 0 | 0 | 0 | 0 | 0 | 0 | 0 | 0 | 0
| Safety consequence | (after DF) |  | 2023-12-31 | 0 | 0 | 0 | 0 | 0 | 0 | 0 | 0 | 0 | 0 | 0 | 0 | 0 | 0 | 0 | 0 | 0 | 0 | 0 | 0 | 0 | 0 | 0 | 0 | 0
| Unplanned replacements |  |  | 2023-12-31 | 0 | 0 | 0 | 0 | 0 | 0 | 0 | 0 | 0 | 0 | 0 | 0 | 0 | 0 | 0 | 0 | 0 | 0 | 0 | 0 | 0 | 0 | 0 | 0 | 0
| Environmental consequence | (after DF) |  | 2023-12-31 | 0 | 0 | 0 | 0 | 0 | 0 | 0 | 0 | 0 | 0 | 0 | 0 | 0 | 0 | 0 | 0 | 0 | 0 | 0 | 0 | 0 | 0 | 0 | 0 | 0
| < Other risk - enter description > |  |  | 2023-12-31 | 0 | 0 | 0 | 0 | 0 | 0 | 0 | 0 | 0 | 0 | 0 | 0 | 0 | 0 | 0 | 0 | 0 | 0 | 0 | 0 | 0 | 0 | 0 | 0 | 0
| < Other risk - enter description > |  |  | 2023-12-31 | 0 | 0 | 0 | 0 | 0 | 0 | 0 | 0 | 0 | 0 | 0 | 0 | 0 | 0 | 0 | 0 | 0 | 0 | 0 | 0 | 0 | 0 | 0 | 0 | 0
| Total risk cost |  |  |  | 0 | 0 | 0 | 0 | 0 | 0 | 0 | 0 | 0 | 0 | 0 | 0 | 0 | 0 | 0 | 0 | 0 | 0 | 0 | 0 | 0 | 0 | 0 | 0 | 0
OTHER BENEFITS
| Reduction in CO2 emissions |  |  | MWh | 0 | 0 | 0 | 0 | 0 | 0 | 0 | 0 | 0 | 0 | 0 | 0 | 0 | 0 | 0 | 0 | 0 | 0 | 0 | 0 | 0 | 0 | 0 | 0 | 0
| Value of reduction in CO2 emissions |  |  | $ | 0 | 0 | 0 | 0 | 0 | 0 | 0 | 0 | 0 | 0 | 0 | 0 | 0 | 0 | 0 | 0 | 0 | 0 | 0 | 0 | 0 | 0 | 0 | 0 | 0
| Incremental reliability in worst-served areas > 500 mins | $/MWh | 22593.8165 | MWh | 0 | 0 | 0 | 0 | 0 | 0 | 0 | 0 | 0 | 0 | 0 | 0 | 0 | 0 | 0 | 0 | 0 | 0 | 0 | 0 | 0 | 0 | 0 | 0 | 0
| Incremental network resilience (domestic) | $/MWh | 25520 | MWh | 0 | 0 | 0 | 0 | 0 | 0 | 0 | 0 | 0 | 0 | 0 | 0 | 0 | 0 | 0 | 0 | 0 | 0 | 0 | 0 | 0 | 0 | 0 | 0 | 0
| Incremental network resilience (commercial) | $/MWh | 52200 | MWh | 0 | 0 | 0 | 0 | 0 | 0 | 0 | 0 | 0 | 0 | 0 | 0 | 0 | 0 | 0 | 0 | 0 | 0 | 0 | 0 | 0 | 0 | 0 | 0 | 0
| Incremental network resilience (industrial) | $/customer | 74790 | MWh | 0 | 0 | 0 | 0 | 0 | 0 | 0 | 0 | 0 | 0 | 0 | 0 | 0 | 0 | 0 | 0 | 0 | 0 | 0 | 0 | 0 | 0 | 0 | 0 | 0
| Incremental network resilience (agricultural) | $/customer min | 44400 | MWh | 0 | 0 | 0 | 0 | 0 | 0 | 0 | 0 | 0 | 0 | 0 | 0 | 0 | 0 | 0 | 0 | 0 | 0 | 0 | 0 | 0 | 0 | 0 | 0 | 0
| Incremental network resilience (others) | $/customer min | 52200 | MWh | 0 | 0 | 0 | 0 | 0 | 0 | 0 | 0 | 0 | 0 | 0 | 0 | 0 | 0 | 0 | 0 | 0 | 0 | 0 | 0 | 0 | 0 | 0 | 0 | 0
|  |  | 0 |  | 0 | 0 | 0 | 0 | 0 | 0 | 0 | 0 | 0 | 0 | 0 | 0 | 0 | 0 | 0 | 0 | 0 | 0 | 0 | 0 | 0 | 0 | 0 | 0 | 0
|  |  | 0 |  | 0 | 0 | 0 | 0 | 0 | 0 | 0 | 0 | 0 | 0 | 0 | 0 | 0 | 0 | 0 | 0 | 0 | 0 | 0 | 0 | 0 | 0 | 0 | 0 | 0
| Other benefits 1 |  |  | 2023-12-31 | 0 | 0 | 0 | 0 | 0 | 0 | 0 | 0 | 0 | 0 | 0 | 0 | 0 | 0 | 0 | 0 | 0 | 0 | 0 | 0 | 0 | 0 | 0 | 0 | 0
| Other benefits 2 |  |  | 2023-12-31 | 0 | 0 | 0 | 0 | 0 | 0 | 0 | 0 | 0 | 0 | 0 | 0 | 0 | 0 | 0 | 0 | 0 | 0 | 0 | 0 | 0 | 0 | 0 | 0 | 0
| Total other benefits |  |  | 2023-12-31 | 0 | 0 | 0 | 0 | 0 | 0 | 0 | 0 | 0 | 0 | 0 | 0 | 0 | 0 | 0 | 0 | 0 | 0 | 0 | 0 | 0 | 0 | 0 | 0 | 0
SUMMARY
| Risks mitigated vs base case |  |  | 2023-12-31 | 0 | 0 | 0 | 0 | 0 | 0 | 0 | 0 | 0 | 0 | 0 | 0 | 0 | 0 | 0 | 0 | 0 | 0 | 0 | 0 | 0 | 0 | 0 | 0 | 0
Capital expenditure
| < Enter description > |  |  | 2023-12-31 | 0 | 0 | 0 | 0 | 0 | 0 | 0 | 0 | 0 | 0 | 0 | 0 | 0 | 0 | 0 | 0 | 0 | 0 | 0 | 0 | 0 | 0 | 0 | 0 | 0
| < Enter description > |  |  | 2023-12-31 | 0 | 0 | 0 | 0 | 0 | 0 | 0 | 0 | 0 | 0 | 0 | 0 | 0 | 0 | 0 | 0 | 0 | 0 | 0 | 0 | 0 | 0 | 0 | 0 | 0
| < Enter description > |  |  | 2023-12-31 | 0 | 0 | 0 | 0 | 0 | 0 | 0 | 0 | 0 | 0 | 0 | 0 | 0 | 0 | 0 | 0 | 0 | 0 | 0 | 0 | 0 | 0 | 0 | 0 | 0
Cumulative capex
| < Enter description > |  |  | 2023-12-31 | 0 | 0 | 0 | 0 | 0 | 0 | 0 | 0 | 0 | 0 | 0 | 0 | 0 | 0 | 0 | 0 | 0 | 0 | 0 | 0 | 0 | 0 | 0 | 0 | 0
| < Enter description > |  |  | 2023-12-31 | 0 | 0 | 0 | 0 | 0 | 0 | 0 | 0 | 0 | 0 | 0 | 0 | 0 | 0 | 0 | 0 | 0 | 0 | 0 | 0 | 0 | 0 | 0 | 0 | 0
| < Enter description > |  |  | 2023-12-31 | 0 | 0 | 0 | 0 | 0 | 0 | 0 | 0 | 0 | 0 | 0 | 0 | 0 | 0 | 0 | 0 | 0 | 0 | 0 | 0 | 0 | 0 | 0 | 0 | 0
Annualised capex
| Annualised capex - < Enter description > |  |  | 2023-12-31 | 0 | 0 | 0 | 0 | 0 | 0 | 0 | 0 | 0 | 0 | 0 | 0 | 0 | 0 | 0 | 0 | 0 | 0 | 0 | 0 | 0 | 0 | 0 | 0 | 0
| Annualised capex - < Enter description > |  |  | 2023-12-31 | 0 | 0 | 0 | 0 | 0 | 0 | 0 | 0 | 0 | 0 | 0 | 0 | 0 | 0 | 0 | 0 | 0 | 0 | 0 | 0 | 0 | 0 | 0 | 0 | 0
| Annualised capex - < Enter description > |  |  | 2023-12-31 | 0 | 0 | 0 | 0 | 0 | 0 | 0 | 0 | 0 | 0 | 0 | 0 | 0 | 0 | 0 | 0 | 0 | 0 | 0 | 0 | 0 | 0 | 0 | 0 | 0
| Total annualised capex |  |  | 2023-12-31 | 0 | 0 | 0 | 0 | 0 | 0 | 0 | 0 | 0 | 0 | 0 | 0 | 0 | 0 | 0 | 0 | 0 | 0 | 0 | 0 | 0 | 0 | 0 | 0 | 0
| Annualised capex |  |  | 2023-12-31 | 0 | 0 | 0 | 0 | 0 | 0 | 0 | 0 | 0 | 0 | 0 | 0 | 0 | 0 | 0 | 0 | 0 | 0 | 0 | 0 | 0 | 0 | 0 | 0 | 0
| Operating expenditure |  |  | 2023-12-31 | 0 | 0 | 0 | 0 | 0 | 0 | 0 | 0 | 0 | 0 | 0 | 0 | 0 | 0 | 0 | 0 | 0 | 0 | 0 | 0 | 0 | 0 | 0 | 0 | 0
| Risk mitigated |  |  | 2023-12-31 | 0 | 0 | 0 | 0 | 0 | 0 | 0 | 0 | 0 | 0 | 0 | 0 | 0 | 0 | 0 | 0 | 0 | 0 | 0 | 0 | 0 | 0 | 0 | 0 | 0
| Other benefits value |  |  | 2023-12-31 | 0 | 0 | 0 | 0 | 0 | 0 | 0 | 0 | 0 | 0 | 0 | 0 | 0 | 0 | 0 | 0 | 0 | 0 | 0 | 0 | 0 | 0 | 0 | 0 | 0
| Net benefits |  |  | 2023-12-31 | 0 | 0 | 0 | 0 | 0 | 0 | 0 | 0 | 0 | 0 | 0 | 0 | 0 | 0 | 0 | 0 | 0 | 0 | 0 | 0 | 0 | 0 | 0 | 0 | 0
| First capex year |  |  | 0
| First year |  |  | Not used
SENSITIVITIES
NPV | Net benefits |  |  | Option 4NPV | 0 | 0 | 0 | 0 | 0 | 0 | 0 | 0 | 0 | 0 | 0 | 0 | 0 | 0 | 0 | 0 | 0 | 0 | 0 | 0 | 0 | 0 | 0 | 0 | 0
| Total annualised capex |  |  |  | 0 | 0 | 0 | 0 | 0 | 0 | 0 | 0 | 0 | 0 | 0 | 0 | 0 | 0 | 0 | 0 | 0 | 0 | 0 | 0 | 0 | 0 | 0 | 0 | 0
| Total benefits |  |  |  | 0 | 0 | 0 | 0 | 0 | 0 | 0 | 0 | 0 | 0 | 0 | 0 | 0 | 0 | 0 | 0 | 0 | 0 | 0 | 0 | 0 | 0 | 0 | 0 | 0
|  | Capex | Total benefits
sens1 | Capex 10% higher | 10% | 0% | Option 4sens1 | 0 | 0 | 0 | 0 | 0 | 0 | 0 | 0 | 0 | 0 | 0 | 0 | 0 | 0 | 0 | 0 | 0 | 0 | 0 | 0 | 0 | 0 | 0 | 0 | 0
sens2 | Capex 10% lower | -10% | 0% | Option 4sens2 | 0 | 0 | 0 | 0 | 0 | 0 | 0 | 0 | 0 | 0 | 0 | 0 | 0 | 0 | 0 | 0 | 0 | 0 | 0 | 0 | 0 | 0 | 0 | 0 | 0
sens3 | Increasing wind escalation | 0% | 15% | Option 4sens3 | 0 | 0 | 0 | 0 | 0 | 0 | 0 | 0 | 0 | 0 | 0 | 0 | 0 | 0 | 0 | 0 | 0 | 0 | 0 | 0 | 0 | 0 | 0 | 0 | 0
sens4 |  | 0% | 0% | Option 4sens4 | 0 | 0 | 0 | 0 | 0 | 0 | 0 | 0 | 0 | 0 | 0 | 0 | 0 | 0 | 0 | 0 | 0 | 0 | 0 | 0 | 0 | 0 | 0 | 0 | 0
sens5 |  | 0% | 0% | Option 4sens5 | 0 | 0 | 0 | 0 | 0 | 0 | 0 | 0 | 0 | 0 | 0 | 0 | 0 | 0 | 0 | 0 | 0 | 0 | 0 | 0 | 0 | 0 | 0 | 0 | 0
sens | 0 | 0% | 0% | Option 4sens | 0 | 0 | 0 | 0 | 0 | 0 | 0 | 0 | 0 | 0 | 0 | 0 | 0 | 0 | 0 | 0 | 0 | 0 | 0 | 0 | 0 | 0 | 0 | 0 | 0
sens | 0 | 0% | 0% | Option 4sens | 0 | 0 | 0 | 0 | 0 | 0 | 0 | 0 | 0 | 0 | 0 | 0 | 0 | 0 | 0 | 0 | 0 | 0 | 0 | 0 | 0 | 0 | 0 | 0 | 0
sens | 0 | 0% | 0% | Option 4sens | 0 | 0 | 0 | 0 | 0 | 0 | 0 | 0 | 0 | 0 | 0 | 0 | 0 | 0 | 0 | 0 | 0 | 0 | 0 | 0 | 0 | 0 | 0 | 0 | 0

## Option5
Powercor
Apollo Bay microgrid
OPTION 5 | 0
Not used
Count |  |  |  |  | 1 | 2 | 3 | 4 | 5 | 6 | 7 | 8 | 9 | 10 | 11 | 12 | 13 | 14 | 15 | 16 | 17 | 18 | 19 | 20 | 21 | 22 | 23 | 24 | 25
Value of CO2 reductions |  |  |  | $/MWh | 24.7305 | 22.3407 | 20.1963 | 18.0629 | 15.9134 | 13.7151 | 13.7151 | 13.7151 | 13.7151 | 13.7151 | 13.7151 | 13.7151 | 13.7151 | 13.7151 | 13.7151 | 13.7151 | 13.7151 | 13.7151 | 13.7151 | 13.7151 | 13.7151 | 13.7151 | 13.7151 | 13.7151 | 13.7151
|  |  |  | Units | 2026-27 | 2027-28 | 2028-29 | 2029-30 | 2030-31 | 2031-32 | 2032-33 | 2033-34 | 2034-35 | 2035-36 | 2036-37 | 2037-38 | 2038-39 | 2039-40 | 2040-41 | 2041-42 | 2042-43 | 2043-44 | 2044-45 | 2045-46 | 2046-47 | 2047-48 | 2048-49 | 2049-50 | 2050-51
INVESTMENT & OPERATING COST
| Capex |  | Asset life (yrs)
| < Enter description > |  | 0 | 2023-12-31 | 0 | 0 | 0 | 0 | 0 | 0 | 0 | 0 | 0 | 0 | 0 | 0 | 0 | 0 | 0 | 0 | 0 | 0 | 0 | 0 | 0 | 0 | 0 | 0 | 0
| < Enter description > |  | 0 | 2023-12-31 | 0 | 0 | 0 | 0 | 0 | 0 | 0 | 0 | 0 | 0 | 0 | 0 | 0 | 0 | 0 | 0 | 0 | 0 | 0 | 0 | 0 | 0 | 0 | 0 | 0
| < Enter description > |  | 0 | 2023-12-31 | 0 | 0 | 0 | 0 | 0 | 0 | 0 | 0 | 0 | 0 | 0 | 0 | 0 | 0 | 0 | 0 | 0 | 0 | 0 | 0 | 0 | 0 | 0 | 0 | 0
| Capital expenditure |  |  | 2023-12-31 | 0 | 0 | 0 | 0 | 0 | 0 | 0 | 0 | 0 | 0 | 0 | 0 | 0 | 0 | 0 | 0 | 0 | 0 | 0 | 0 | 0 | 0 | 0 | 0 | 0
| Operating expenditure |  |  | 2023-12-31 | 0 | 0 | 0 | 0 | 0 | 0 | 0 | 0 | 0 | 0 | 0 | 0 | 0 | 0 | 0 | 0 | 0 | 0 | 0 | 0 | 0 | 0 | 0 | 0 | 0
RISK ASSUMPTIONS
| PoF (major) |  |  |  | 0 | 0 | 0 | 0 | 0 | 0 | 0 | 0 | 0 | 0 | 0 | 0 | 0 | 0 | 0 | 0 | 0 | 0 | 0 | 0 | 0 | 0 | 0 | 0 | 0
| PoF (reparable) |  |  |  | 0 | 0 | 0 | 0 | 0 | 0 | 0 | 0 | 0 | 0 | 0 | 0 | 0 | 0 | 0 | 0 | 0 | 0 | 0 | 0 | 0 | 0 | 0 | 0 | 0
| Energy at risk (weighted) |  |  | MWh | 0 | 0 | 0 | 0 | 0 | 0 | 0 | 0 | 0 | 0 | 0 | 0 | 0 | 0 | 0 | 0 | 0 | 0 | 0 | 0 | 0 | 0 | 0 | 0 | 0
| Energy at risk value | $/MWh | 44906.1835 | 2023-12-31 | 0 | 0 | 0 | 0 | 0 | 0 | 0 | 0 | 0 | 0 | 0 | 0 | 0 | 0 | 0 | 0 | 0 | 0 | 0 | 0 | 0 | 0 | 0 | 0 | 0
| Safety consequence | (after DF) |  | 2023-12-31 | 0 | 0 | 0 | 0 | 0 | 0 | 0 | 0 | 0 | 0 | 0 | 0 | 0 | 0 | 0 | 0 | 0 | 0 | 0 | 0 | 0 | 0 | 0 | 0 | 0
| Unplanned replacements |  |  | 2023-12-31 | 0 | 0 | 0 | 0 | 0 | 0 | 0 | 0 | 0 | 0 | 0 | 0 | 0 | 0 | 0 | 0 | 0 | 0 | 0 | 0 | 0 | 0 | 0 | 0 | 0
| Environmental consequence | (after DF) |  | 2023-12-31 | 0 | 0 | 0 | 0 | 0 | 0 | 0 | 0 | 0 | 0 | 0 | 0 | 0 | 0 | 0 | 0 | 0 | 0 | 0 | 0 | 0 | 0 | 0 | 0 | 0
| < Other risk - enter description > |  |  | 2023-12-31 | 0 | 0 | 0 | 0 | 0 | 0 | 0 | 0 | 0 | 0 | 0 | 0 | 0 | 0 | 0 | 0 | 0 | 0 | 0 | 0 | 0 | 0 | 0 | 0 | 0
| < Other risk - enter description > |  |  | 2023-12-31 | 0 | 0 | 0 | 0 | 0 | 0 | 0 | 0 | 0 | 0 | 0 | 0 | 0 | 0 | 0 | 0 | 0 | 0 | 0 | 0 | 0 | 0 | 0 | 0 | 0
| Total risk cost |  |  |  | 0 | 0 | 0 | 0 | 0 | 0 | 0 | 0 | 0 | 0 | 0 | 0 | 0 | 0 | 0 | 0 | 0 | 0 | 0 | 0 | 0 | 0 | 0 | 0 | 0
OTHER BENEFITS
| Reduction in CO2 emissions |  |  | MWh | 0 | 0 | 0 | 0 | 0 | 0 | 0 | 0 | 0 | 0 | 0 | 0 | 0 | 0 | 0 | 0 | 0 | 0 | 0 | 0 | 0 | 0 | 0 | 0 | 0
| Value of reduction in CO2 emissions |  |  | $ | 0 | 0 | 0 | 0 | 0 | 0 | 0 | 0 | 0 | 0 | 0 | 0 | 0 | 0 | 0 | 0 | 0 | 0 | 0 | 0 | 0 | 0 | 0 | 0 | 0
| Incremental reliability in worst-served areas > 500 mins | $/MWh | 22593.8165 | MWh | 0 | 0 | 0 | 0 | 0 | 0 | 0 | 0 | 0 | 0 | 0 | 0 | 0 | 0 | 0 | 0 | 0 | 0 | 0 | 0 | 0 | 0 | 0 | 0 | 0
| Incremental network resilience (domestic) | $/MWh | 25520 | MWh | 0 | 0 | 0 | 0 | 0 | 0 | 0 | 0 | 0 | 0 | 0 | 0 | 0 | 0 | 0 | 0 | 0 | 0 | 0 | 0 | 0 | 0 | 0 | 0 | 0
| Incremental network resilience (commercial) | $/MWh | 52200 | MWh | 0 | 0 | 0 | 0 | 0 | 0 | 0 | 0 | 0 | 0 | 0 | 0 | 0 | 0 | 0 | 0 | 0 | 0 | 0 | 0 | 0 | 0 | 0 | 0 | 0
| Incremental network resilience (industrial) | $/customer | 74790 | MWh | 0 | 0 | 0 | 0 | 0 | 0 | 0 | 0 | 0 | 0 | 0 | 0 | 0 | 0 | 0 | 0 | 0 | 0 | 0 | 0 | 0 | 0 | 0 | 0 | 0
| Incremental network resilience (agricultural) | $/customer min | 44400 | MWh | 0 | 0 | 0 | 0 | 0 | 0 | 0 | 0 | 0 | 0 | 0 | 0 | 0 | 0 | 0 | 0 | 0 | 0 | 0 | 0 | 0 | 0 | 0 | 0 | 0
| Incremental network resilience (others) | $/customer min | 52200 | MWh | 0 | 0 | 0 | 0 | 0 | 0 | 0 | 0 | 0 | 0 | 0 | 0 | 0 | 0 | 0 | 0 | 0 | 0 | 0 | 0 | 0 | 0 | 0 | 0 | 0
[5 empty] | 0 | 0 | 0 | 0 | 0 | 0 | 0 | 0 | 0 | 0 | 0 | 0 | 0 | 0 | 0 | 0 | 0 | 0 | 0 | 0 | 0 | 0 | 0 | 0 | 0
[5 empty] | 0 | 0 | 0 | 0 | 0 | 0 | 0 | 0 | 0 | 0 | 0 | 0 | 0 | 0 | 0 | 0 | 0 | 0 | 0 | 0 | 0 | 0 | 0 | 0 | 0
| Other benefits 1 |  |  | 2023-12-31 | 0 | 0 | 0 | 0 | 0 | 0 | 0 | 0 | 0 | 0 | 0 | 0 | 0 | 0 | 0 | 0 | 0 | 0 | 0 | 0 | 0 | 0 | 0 | 0 | 0
| Other benefits 2 |  |  | 2023-12-31 | 0 | 0 | 0 | 0 | 0 | 0 | 0 | 0 | 0 | 0 | 0 | 0 | 0 | 0 | 0 | 0 | 0 | 0 | 0 | 0 | 0 | 0 | 0 | 0 | 0
| Total other benefits |  |  | 2023-12-31 | 0 | 0 | 0 | 0 | 0 | 0 | 0 | 0 | 0 | 0 | 0 | 0 | 0 | 0 | 0 | 0 | 0 | 0 | 0 | 0 | 0 | 0 | 0 | 0 | 0
SUMMARY
| Risks mitigated vs base case |  |  | 2023-12-31 | 0 | 0 | 0 | 0 | 0 | 0 | 0 | 0 | 0 | 0 | 0 | 0 | 0 | 0 | 0 | 0 | 0 | 0 | 0 | 0 | 0 | 0 | 0 | 0 | 0
Capital expenditure
| < Enter description > |  |  | 2023-12-31 | 0 | 0 | 0 | 0 | 0 | 0 | 0 | 0 | 0 | 0 | 0 | 0 | 0 | 0 | 0 | 0 | 0 | 0 | 0 | 0 | 0 | 0 | 0 | 0 | 0
| < Enter description > |  |  | 2023-12-31 | 0 | 0 | 0 | 0 | 0 | 0 | 0 | 0 | 0 | 0 | 0 | 0 | 0 | 0 | 0 | 0 | 0 | 0 | 0 | 0 | 0 | 0 | 0 | 0 | 0
| < Enter description > |  |  | 2023-12-31 | 0 | 0 | 0 | 0 | 0 | 0 | 0 | 0 | 0 | 0 | 0 | 0 | 0 | 0 | 0 | 0 | 0 | 0 | 0 | 0 | 0 | 0 | 0 | 0 | 0
Cumulative capex
| < Enter description > |  |  | 2023-12-31 | 0 | 0 | 0 | 0 | 0 | 0 | 0 | 0 | 0 | 0 | 0 | 0 | 0 | 0 | 0 | 0 | 0 | 0 | 0 | 0 | 0 | 0 | 0 | 0 | 0
| < Enter description > |  |  | 2023-12-31 | 0 | 0 | 0 | 0 | 0 | 0 | 0 | 0 | 0 | 0 | 0 | 0 | 0 | 0 | 0 | 0 | 0 | 0 | 0 | 0 | 0 | 0 | 0 | 0 | 0
| < Enter description > |  |  | 2023-12-31 | 0 | 0 | 0 | 0 | 0 | 0 | 0 | 0 | 0 | 0 | 0 | 0 | 0 | 0 | 0 | 0 | 0 | 0 | 0 | 0 | 0 | 0 | 0 | 0 | 0
Annualised capex
| Annualised capex - < Enter description > |  |  | 2023-12-31 | 0 | 0 | 0 | 0 | 0 | 0 | 0 | 0 | 0 | 0 | 0 | 0 | 0 | 0 | 0 | 0 | 0 | 0 | 0 | 0 | 0 | 0 | 0 | 0 | 0
| Annualised capex - < Enter description > |  |  | 2023-12-31 | 0 | 0 | 0 | 0 | 0 | 0 | 0 | 0 | 0 | 0 | 0 | 0 | 0 | 0 | 0 | 0 | 0 | 0 | 0 | 0 | 0 | 0 | 0 | 0 | 0
| Annualised capex - < Enter description > |  |  | 2023-12-31 | 0 | 0 | 0 | 0 | 0 | 0 | 0 | 0 | 0 | 0 | 0 | 0 | 0 | 0 | 0 | 0 | 0 | 0 | 0 | 0 | 0 | 0 | 0 | 0 | 0
| Total annualised capex |  |  | 2023-12-31 | 0 | 0 | 0 | 0 | 0 | 0 | 0 | 0 | 0 | 0 | 0 | 0 | 0 | 0 | 0 | 0 | 0 | 0 | 0 | 0 | 0 | 0 | 0 | 0 | 0
| Annualised capex |  |  | 2023-12-31 | 0 | 0 | 0 | 0 | 0 | 0 | 0 | 0 | 0 | 0 | 0 | 0 | 0 | 0 | 0 | 0 | 0 | 0 | 0 | 0 | 0 | 0 | 0 | 0 | 0
| Operating expenditure |  |  | 2023-12-31 | 0 | 0 | 0 | 0 | 0 | 0 | 0 | 0 | 0 | 0 | 0 | 0 | 0 | 0 | 0 | 0 | 0 | 0 | 0 | 0 | 0 | 0 | 0 | 0 | 0
| Risk mitigated |  |  | 2023-12-31 | 0 | 0 | 0 | 0 | 0 | 0 | 0 | 0 | 0 | 0 | 0 | 0 | 0 | 0 | 0 | 0 | 0 | 0 | 0 | 0 | 0 | 0 | 0 | 0 | 0
| Other benefits value |  |  | 2023-12-31 | 0 | 0 | 0 | 0 | 0 | 0 | 0 | 0 | 0 | 0 | 0 | 0 | 0 | 0 | 0 | 0 | 0 | 0 | 0 | 0 | 0 | 0 | 0 | 0 | 0
| Net benefits |  |  | 2023-12-31 | 0 | 0 | 0 | 0 | 0 | 0 | 0 | 0 | 0 | 0 | 0 | 0 | 0 | 0 | 0 | 0 | 0 | 0 | 0 | 0 | 0 | 0 | 0 | 0 | 0
| First capex year |  |  | 0
| First year |  |  | Not used
SENSITIVITIES
NPV | Net benefits |  |  | Option 5NPV | 0 | 0 | 0 | 0 | 0 | 0 | 0 | 0 | 0 | 0 | 0 | 0 | 0 | 0 | 0 | 0 | 0 | 0 | 0 | 0 | 0 | 0 | 0 | 0 | 0
| Total annualised capex |  |  |  | 0 | 0 | 0 | 0 | 0 | 0 | 0 | 0 | 0 | 0 | 0 | 0 | 0 | 0 | 0 | 0 | 0 | 0 | 0 | 0 | 0 | 0 | 0 | 0 | 0
| Total benefits |  |  |  | 0 | 0 | 0 | 0 | 0 | 0 | 0 | 0 | 0 | 0 | 0 | 0 | 0 | 0 | 0 | 0 | 0 | 0 | 0 | 0 | 0 | 0 | 0 | 0 | 0
|  | Capex | Total benefits
sens1 | Capex 10% higher | 10% | 0% | Option 5sens1 | 0 | 0 | 0 | 0 | 0 | 0 | 0 | 0 | 0 | 0 | 0 | 0 | 0 | 0 | 0 | 0 | 0 | 0 | 0 | 0 | 0 | 0 | 0 | 0 | 0
sens2 | Capex 10% lower | -10% | 0% | Option 5sens2 | 0 | 0 | 0 | 0 | 0 | 0 | 0 | 0 | 0 | 0 | 0 | 0 | 0 | 0 | 0 | 0 | 0 | 0 | 0 | 0 | 0 | 0 | 0 | 0 | 0
sens3 | Increasing wind escalation | 0% | 15% | Option 5sens3 | 0 | 0 | 0 | 0 | 0 | 0 | 0 | 0 | 0 | 0 | 0 | 0 | 0 | 0 | 0 | 0 | 0 | 0 | 0 | 0 | 0 | 0 | 0 | 0 | 0
sens4 |  | 0% | 0% | Option 5sens4 | 0 | 0 | 0 | 0 | 0 | 0 | 0 | 0 | 0 | 0 | 0 | 0 | 0 | 0 | 0 | 0 | 0 | 0 | 0 | 0 | 0 | 0 | 0 | 0 | 0
sens5 |  | 0% | 0% | Option 5sens5 | 0 | 0 | 0 | 0 | 0 | 0 | 0 | 0 | 0 | 0 | 0 | 0 | 0 | 0 | 0 | 0 | 0 | 0 | 0 | 0 | 0 | 0 | 0 | 0 | 0
sens | 0 | 0% | 0% | Option 5sens | 0 | 0 | 0 | 0 | 0 | 0 | 0 | 0 | 0 | 0 | 0 | 0 | 0 | 0 | 0 | 0 | 0 | 0 | 0 | 0 | 0 | 0 | 0 | 0 | 0
sens | 0 | 0% | 0% | Option 5sens | 0 | 0 | 0 | 0 | 0 | 0 | 0 | 0 | 0 | 0 | 0 | 0 | 0 | 0 | 0 | 0 | 0 | 0 | 0 | 0 | 0 | 0 | 0 | 0 | 0
sens | 0 | 0% | 0% | Option 5sens | 0 | 0 | 0 | 0 | 0 | 0 | 0 | 0 | 0 | 0 | 0 | 0 | 0 | 0 | 0 | 0 | 0 | 0 | 0 | 0 | 0 | 0 | 0 | 0 | 0

## Consol
Powercor
Apollo Bay microgrid
CONSOLIDATED
Discount factor |  |  |  |  | 0 | 0.98295 | 0.94971 | 0.91759 | 0.88656 | 0.85658 | 0.82761 | 0.79963 | 0.77259 | 0.74646 | 0.72122 | 0.69683 | 0.67326 | 0.6505 | 0.6285 | 0.60725 | 0.58671 | 0.56687 | 0.5477 | 0.52918 | 0.51129 | 0.494 | 0.47729 | 0.46115 | 0.44556 | 0.43049
Count |  |  |  |  | 0 | 1 | 2 | 3 | 4 | 5 | 6 | 7 | 8 | 9 | 10 | 11 | 12 | 13 | 14 | 15 | 16 | 17 | 18 | 19 | 20 | 21 | 22 | 23 | 24 | 25
Analysis period |  |  |  |  | TRUE | TRUE | TRUE | TRUE | TRUE | TRUE | TRUE | TRUE | TRUE | TRUE | TRUE | TRUE | TRUE | TRUE | TRUE | TRUE | TRUE | TRUE | TRUE | TRUE | TRUE | TRUE | TRUE | TRUE | FALSE | FALSE
[5 empty] | 2026-06-30 | 2026-27 | 2027-28 | 2028-29 | 2029-30 | 2030-31 | 2031-32 | 2032-33 | 2033-34 | 2034-35 | 2035-36 | 2036-37 | 2037-38 | 2038-39 | 2039-40 | 2040-41 | 2041-42 | 2042-43 | 2043-44 | 2044-45 | 2045-46 | 2046-47 | 2047-48 | 2048-49 | 2049-50 | 2050-51
COSTS |  |  | PV
Option 1 (base case) | Energy at risk value | Option 1 (base case)Energy at risk value | 6078919.9672 | 2026-06-30 |  | 331582.4933 | 332689.3094 | 336364.3596 | 339491.5229 | 339339.6324 | 343762.9302 | 351623.2703 | 360221.4694 | 365561.9507 | 367267.4232 | 368972.8956 | 370678.368 | 372383.8404 | 374089.3128 | 375794.7853 | 377500.2577 | 379205.7301 | 380911.2025 | 382616.6749 | 384322.1473 | 386027.6198 | 387733.0922 | 389438.5646 | 391144.037 | 392849.5094
Option 1 (base case) | Capital expenditure | Option 1 (base case)Capital expenditure | 0 | 2026-06-30 |  | 0 | 0 | 0 | 0 | 0 | 0 | 0 | 0 | 0 | 0 | 0 | 0 | 0 | 0 | 0 | 0 | 0 | 0 | 0 | 0 | 0 | 0 | 0 | 0 | 0
Option 1 (base case) | Total risk cost | Option 1 (base case)Total risk cost | 5735526.4543 | 2026-06-30 |  | 331582.4933 | 332689.3094 | 336364.3596 | 339491.5229 | 339339.6324 | 343762.9302 | 351623.2703 | 360221.4694 | 365561.9507 | 367267.4232 | 368972.8956 | 370678.368 | 372383.8404 | 374089.3128 | 375794.7853 | 377500.2577 | 379205.7301 | 380911.2025 | 382616.6749 | 384322.1473 | 386027.6198 | 387733.0922 | 389438.5646 | 391144.037 | 392849.5094
Option 1 (base case) |  | Option 1 (base case)
Option 1 (base case) | Annualised capex | Option 1 (base case)Annualised capex | 0 | 2026-06-30 |  | 0 | 0 | 0 | 0 | 0 | 0 | 0 | 0 | 0 | 0 | 0 | 0 | 0 | 0 | 0 | 0 | 0 | 0 | 0 | 0 | 0 | 0 | 0 | 0 | 0
Option 1 (base case) | Operating expenditure | Option 1 (base case)Operating expenditure | 0 | 2026-06-30 |  | 0 | 0 | 0 | 0 | 0 | 0 | 0 | 0 | 0 | 0 | 0 | 0 | 0 | 0 | 0 | 0 | 0 | 0 | 0 | 0 | 0 | 0 | 0 | 0 | 0
Option 1 (base case) | Risk mitigated | Option 1 (base case)Risk mitigated | 0 | 2026-06-30 |  | 0 | 0 | 0 | 0 | 0 | 0 | 0 | 0 | 0 | 0 | 0 | 0 | 0 | 0 | 0 | 0 | 0 | 0 | 0 | 0 | 0 | 0 | 0 | 0 | 0
Option 1 (base case) | Other benefits value | Option 1 (base case)Other benefits value | 0 | 2026-06-30 |  | 0 | 0 | 0 | 0 | 0 | 0 | 0 | 0 | 0 | 0 | 0 | 0 | 0 | 0 | 0 | 0 | 0 | 0 | 0 | 0 | 0 | 0 | 0 | 0 | 0
Option 1 (base case) | Net benefits | Option 1 (base case)Net benefits |  | 2026-06-30 |  | 0 | 0 | 0 | 0 | 0 | 0 | 0 | 0 | 0 | 0 | 0 | 0 | 0 | 0 | 0 | 0 | 0 | 0 | 0 | 0 | 0 | 0 | 0 | 0 | 0
Option 1 (base case) | NPV | Option 1 (base case)NPV | 0 | 2026-06-30
Option 1 (base case) | PV of costs | Option 1 (base case)PV of costs | 0 | 2026-06-30
Option 1 (base case) | PV of benefits | Option 1 (base case)PV of benefits | 0 | 2026-06-30
Option 2 | Energy at risk value | Option 2Energy at risk value | 1251510.0016 | 2026-06-30 |  | 331582.4933 | 332689.3094 | 336364.3596 | 339491.5229 | 0 | 0 | 0 | 0 | 0 | 0 | 0 | 0 | 0 | 0 | 0 | 0 | 0 | 0 | 0 | 0 | 0 | 0 | 0 | 0 | 0
Option 2 | Capital expenditure | Option 2Capital expenditure | -2756670.898 | 2026-06-30 |  | 0 | 0 | 0 | -3109396.7888 | 0 | 0 | 0 | 0 | 0 | 0 | 0 | 0 | 0 | 0 | 0 | 0 | 0 | 0 | 0 | 0 | 0 | 0 | 0 | 0 | 0
Option 2 | Total risk cost | Option 2Total risk cost | 1251510.0016 | 2026-06-30 |  | 331582.4933 | 332689.3094 | 336364.3596 | 339491.5229 | 0 | 0 | 0 | 0 | 0 | 0 | 0 | 0 | 0 | 0 | 0 | 0 | 0 | 0 | 0 | 0 | 0 | 0 | 0 | 0 | 0
Option 2 |  | Option 2
Option 2 | Annualised capex | Option 2Annualised capex | -2659192.0467 | 2026-06-30 |  | 0 | 0 | 0 | 0 | -218780.5062 | -218780.5062 | -218780.5062 | -218780.5062 | -218780.5062 | -218780.5062 | -218780.5062 | -218780.5062 | -218780.5062 | -218780.5062 | -218780.5062 | -218780.5062 | -218780.5062 | -218780.5062 | -218780.5062 | -218780.5062 | -218780.5062 | -218780.5062 | -218780.5062 | 0 | 0
Option 2 | Operating expenditure | Option 2Operating expenditure | -1082161.664 | 2026-06-30 |  | 0 | 0 | 0 | 0 | -89033.0117 | -89033.0117 | -89033.0117 | -89033.0117 | -89033.0117 | -89033.0117 | -89033.0117 | -89033.0117 | -89033.0117 | -89033.0117 | -89033.0117 | -89033.0117 | -89033.0117 | -89033.0117 | -89033.0117 | -89033.0117 | -89033.0117 | -89033.0117 | -89033.0117 | 0 | 0
Option 2 | Risk mitigated | Option 2Risk mitigated | 4484016.4527 | 2026-06-30 |  | 0 | 0 | 0 | 0 | 339339.6324 | 343762.9302 | 351623.2703 | 360221.4694 | 365561.9507 | 367267.4232 | 368972.8956 | 370678.368 | 372383.8404 | 374089.3128 | 375794.7853 | 377500.2577 | 379205.7301 | 380911.2025 | 382616.6749 | 384322.1473 | 386027.6198 | 387733.0922 | 389438.5646 | 0 | 0
Option 2 | Other benefits value | Option 2Other benefits value | 981982.1148 | 2026-06-30 |  | 0 | 0 | 0 | 0 | 70573.7621 | 71980.4985 | 74119.6221 | 76432.6317 | 78069.0406 | 78934.1649 | 79799.2892 | 80664.4135 | 81529.5378 | 82394.6621 | 83259.7864 | 84124.9107 | 84990.035 | 85855.1593 | 86720.2836 | 87585.4079 | 88450.5322 | 89315.6565 | 90180.7808 | 0 | 0
Option 2 | Net benefits | Option 2Net benefits |  | 2026-06-30 |  | 0 | 0 | 0 | 0 | 102099.8765 | 107929.9108 | 117929.3745 | 128840.5831 | 135817.4735 | 138388.0702 | 140958.6669 | 143529.2636 | 146099.8603 | 148670.457 | 151241.0537 | 153811.6504 | 156382.2472 | 158952.8439 | 161523.4406 | 164094.0373 | 166664.634 | 169235.2307 | 171805.8274 | 0 | 0
Option 2 | NPV | Option 2NPV | 1724644.8568 | 2026-06-30
Option 2 | PV of costs | Option 2PV of costs | -3741353.7106 | 2026-06-30
Option 2 | PV of benefits | Option 2PV of benefits | 5465998.5675 | 2026-06-30
Option 3 | Energy at risk value | Option 3Energy at risk value | 1251510.0016 | 2026-06-30 |  | 331582.4933 | 332689.3094 | 336364.3596 | 339491.5229 | 0 | 0 | 0 | 0 | 0 | 0 | 0 | 0 | 0 | 0 | 0 | 0 | 0 | 0 | 0 | 0 | 0 | 0 | 0 | 0 | 0
Option 3 | Capital expenditure | Option 3Capital expenditure | -6143268.5604 | 2026-06-30 |  | 0 | 0 | 0 | -6929321.7224 | 0 | 0 | 0 | 0 | 0 | 0 | 0 | 0 | 0 | 0 | 0 | 0 | 0 | 0 | 0 | 0 | 0 | 0 | 0 | 0 | 0
Option 3 | Total risk cost | Option 3Total risk cost | 1251510.0016 | 2026-06-30 |  | 331582.4933 | 332689.3094 | 336364.3596 | 339491.5229 | 0 | 0 | 0 | 0 | 0 | 0 | 0 | 0 | 0 | 0 | 0 | 0 | 0 | 0 | 0 | 0 | 0 | 0 | 0 | 0 | 0
Option 3
Option 3 | Annualised capex | Option 3Annualised capex | -5926035.9692 | 2026-06-30 |  | 0 | 0 | 0 | 0 | -487554.5378 | -487554.5378 | -487554.5378 | -487554.5378 | -487554.5378 | -487554.5378 | -487554.5378 | -487554.5378 | -487554.5378 | -487554.5378 | -487554.5378 | -487554.5378 | -487554.5378 | -487554.5378 | -487554.5378 | -487554.5378 | -487554.5378 | -487554.5378 | -487554.5378 | 0 | 0
Option 3 | Operating expenditure | Option 3Operating expenditure | -2434863.7439 | 2026-06-30 |  | 0 | 0 | 0 | 0 | -200324.2764 | -200324.2764 | -200324.2764 | -200324.2764 | -200324.2764 | -200324.2764 | -200324.2764 | -200324.2764 | -200324.2764 | -200324.2764 | -200324.2764 | -200324.2764 | -200324.2764 | -200324.2764 | -200324.2764 | -200324.2764 | -200324.2764 | -200324.2764 | -200324.2764 | 0 | 0
Option 3 | Risk mitigated | Option 3Risk mitigated | 4484016.4527 | 2026-06-30 |  | 0 | 0 | 0 | 0 | 339339.6324 | 343762.9302 | 351623.2703 | 360221.4694 | 365561.9507 | 367267.4232 | 368972.8956 | 370678.368 | 372383.8404 | 374089.3128 | 375794.7853 | 377500.2577 | 379205.7301 | 380911.2025 | 382616.6749 | 384322.1473 | 386027.6198 | 387733.0922 | 389438.5646 | 0 | 0
Option 3 | Other benefits value | Option 3Other benefits value | 1130779.3436 | 2026-06-30 |  | 0 | 0 | 0 | 0 | 82815.8012 | 84222.5376 | 86361.6612 | 88674.6708 | 90311.0798 | 91176.204 | 92041.3283 | 92906.4526 | 93771.5769 | 94636.7012 | 95501.8255 | 96366.9498 | 97232.0741 | 98097.1984 | 98962.3227 | 99827.447 | 100692.5713 | 101557.6956 | 102422.8199 | 0 | 0
Option 3 | Net benefits | Option 3Net benefits |  | 2026-06-30 |  | 0 | 0 | 0 | 0 | -265723.3805 | -259893.3463 | -249893.8826 | -238982.674 | -232005.7836 | -229435.1869 | -226864.5902 | -224293.9935 | -221723.3968 | -219152.8001 | -216582.2034 | -214011.6066 | -211441.0099 | -208870.4132 | -206299.8165 | -203729.2198 | -201158.6231 | -198588.0264 | -196017.4297 | 0 | 0
Option 3 | NPV | Option 3NPV | -2746103.9168 | 2026-06-30
Option 3 | PV of costs | Option 3PV of costs | -8360899.7131 | 2026-06-30
Option 3 | PV of benefits | Option 3PV of benefits | 5614795.7963 | 2026-06-30
Option 4 | Energy at risk value | Option 4Energy at risk value | 0 | 2026-06-30 |  | 0 | 0 | 0 | 0 | 0 | 0 | 0 | 0 | 0 | 0 | 0 | 0 | 0 | 0 | 0 | 0 | 0 | 0 | 0 | 0 | 0 | 0 | 0 | 0 | 0
Option 4 | Capital expenditure | Option 4Capital expenditure | 0 | 2026-06-30 |  | 0 | 0 | 0 | 0 | 0 | 0 | 0 | 0 | 0 | 0 | 0 | 0 | 0 | 0 | 0 | 0 | 0 | 0 | 0 | 0 | 0 | 0 | 0 | 0 | 0
Option 4 | Total risk cost | Option 4Total risk cost | 0 | 2026-06-30 |  | 0 | 0 | 0 | 0 | 0 | 0 | 0 | 0 | 0 | 0 | 0 | 0 | 0 | 0 | 0 | 0 | 0 | 0 | 0 | 0 | 0 | 0 | 0 | 0 | 0
Option 4 |  | Option 4
Option 4 | Annualised capex | Option 4Annualised capex | 0 | 2026-06-30 |  | 0 | 0 | 0 | 0 | 0 | 0 | 0 | 0 | 0 | 0 | 0 | 0 | 0 | 0 | 0 | 0 | 0 | 0 | 0 | 0 | 0 | 0 | 0 | 0 | 0
Option 4 | Operating expenditure | Option 4Operating expenditure | 0 | 2026-06-30 |  | 0 | 0 | 0 | 0 | 0 | 0 | 0 | 0 | 0 | 0 | 0 | 0 | 0 | 0 | 0 | 0 | 0 | 0 | 0 | 0 | 0 | 0 | 0 | 0 | 0
Option 4 | Risk mitigated | Option 4Risk mitigated | 0 | 2026-06-30 |  | 0 | 0 | 0 | 0 | 0 | 0 | 0 | 0 | 0 | 0 | 0 | 0 | 0 | 0 | 0 | 0 | 0 | 0 | 0 | 0 | 0 | 0 | 0 | 0 | 0
Option 4 | Other benefits value | Option 4Other benefits value | 0 | 2026-06-30 |  | 0 | 0 | 0 | 0 | 0 | 0 | 0 | 0 | 0 | 0 | 0 | 0 | 0 | 0 | 0 | 0 | 0 | 0 | 0 | 0 | 0 | 0 | 0 | 0 | 0
Option 4 | Net benefits | Option 4Net benefits |  | 2026-06-30 |  | 0 | 0 | 0 | 0 | 0 | 0 | 0 | 0 | 0 | 0 | 0 | 0 | 0 | 0 | 0 | 0 | 0 | 0 | 0 | 0 | 0 | 0 | 0 | 0 | 0
Option 4 | NPV | Option 4NPV | 0 | 2026-06-30
Option 4 | PV of costs | Option 4PV of costs | 0 | 2026-06-30
Option 4 | PV of benefits | Option 4PV of benefits | 0 | 2026-06-30
Option 5 | Energy at risk value | Option 5Energy at risk value | 0 | 2026-06-30 |  | 0 | 0 | 0 | 0 | 0 | 0 | 0 | 0 | 0 | 0 | 0 | 0 | 0 | 0 | 0 | 0 | 0 | 0 | 0 | 0 | 0 | 0 | 0 | 0 | 0
Option 5 | Capital expenditure | Option 5Capital expenditure | 0 | 2026-06-30 |  | 0 | 0 | 0 | 0 | 0 | 0 | 0 | 0 | 0 | 0 | 0 | 0 | 0 | 0 | 0 | 0 | 0 | 0 | 0 | 0 | 0 | 0 | 0 | 0 | 0
Option 5 | Total risk cost | Option 5Total risk cost | 0 | 2026-06-30 |  | 0 | 0 | 0 | 0 | 0 | 0 | 0 | 0 | 0 | 0 | 0 | 0 | 0 | 0 | 0 | 0 | 0 | 0 | 0 | 0 | 0 | 0 | 0 | 0 | 0
Option 5 |  | Option 5
Option 5 | Annualised capex | Option 5Annualised capex | 0 | 2026-06-30 |  | 0 | 0 | 0 | 0 | 0 | 0 | 0 | 0 | 0 | 0 | 0 | 0 | 0 | 0 | 0 | 0 | 0 | 0 | 0 | 0 | 0 | 0 | 0 | 0 | 0
Option 5 | Operating expenditure | Option 5Operating expenditure | 0 | 2026-06-30 |  | 0 | 0 | 0 | 0 | 0 | 0 | 0 | 0 | 0 | 0 | 0 | 0 | 0 | 0 | 0 | 0 | 0 | 0 | 0 | 0 | 0 | 0 | 0 | 0 | 0
Option 5 | Risk mitigated | Option 5Risk mitigated | 0 | 2026-06-30 |  | 0 | 0 | 0 | 0 | 0 | 0 | 0 | 0 | 0 | 0 | 0 | 0 | 0 | 0 | 0 | 0 | 0 | 0 | 0 | 0 | 0 | 0 | 0 | 0 | 0
Option 5 | Other benefits value | Option 5Other benefits value | 0 | 2026-06-30 |  | 0 | 0 | 0 | 0 | 0 | 0 | 0 | 0 | 0 | 0 | 0 | 0 | 0 | 0 | 0 | 0 | 0 | 0 | 0 | 0 | 0 | 0 | 0 | 0 | 0
Option 5 | Net benefits | Option 5Net benefits |  | 2026-06-30 |  | 0 | 0 | 0 | 0 | 0 | 0 | 0 | 0 | 0 | 0 | 0 | 0 | 0 | 0 | 0 | 0 | 0 | 0 | 0 | 0 | 0 | 0 | 0 | 0 | 0
Option 5 | NPV | Option 5NPV | 0 | 2026-06-30
Option 5 | PV of costs | Option 5PV of costs | 0 | 2026-06-30
Option 5 | PV of benefits | Option 5PV of benefits | 0 | 2026-06-30
CHART DATA | [5 empty] | FY27 | FY28 | FY29 | FY30 | FY31 | FY32 | FY33 | FY34 | FY35 | FY36 | FY37 | FY38 | FY39 | FY40 | FY41 | FY42 | FY43 | FY44 | FY45 | FY46 | FY47 | FY48 | FY49 | FY50 | FY51
Option 2 | Annualised capex | -1 |  |  | Option 2 annualised capex | 0.21878 | 0.21878 | 0.21878 | 0.21878 | 0.21878 | 0.21878 | 0.21878 | 0.21878 | 0.21878 | 0.21878 | 0.21878 | 0.21878 | 0.21878 | 0.21878 | 0.21878 | 0.21878 | 0.21878 | 0.21878 | 0.21878 | 0.21878 | 0.21878 | 0.21878 | 0.21878 | 0 | 0
Option 1 (base case) | Total risk cost | 1 |  |  | Option 1 (base case) risk cost | 0.33158 | 0.33269 | 0.33636 | 0.33949 | 0.33934 | 0.34376 | 0.35162 | 0.36022 | 0.36556 | 0.36727 | 0.36897 | 0.37068 | 0.37238 | 0.37409 | 0.37579 | 0.3775 | 0.37921 | 0.38091 | 0.38262 | 0.38432 | 0.38603 | 0.38773 | 0.38944 | 0.39114 | 0.39285
[6 empty] | FY27 | FY28 | FY29 | FY30 | FY31 | FY32 | FY33 | FY34 | FY35 | FY36 | FY37 | FY38 | FY39 | FY40 | FY41 | FY42 | FY43 | FY44 | FY45 | FY46 | FY47 | FY48 | FY49 | FY50 | FY51
Energy at risk | Energy at risk (weighted) | 7.8607 |  |  | Energy at risk energy at risk (weighted) | 6.6347 | 6.6569 | 6.7304 | 6.793 | 6.79 | 6.8785 | 7.0357 | 7.2078 | 7.3147 | 7.3488 | 7.3829 | 7.417 | 7.4512 | 7.4853 | 7.5194 | 7.5535 | 7.5877 | 7.6218 | 7.6559 | 7.69 | 7.7242 | 7.7583 | 7.7924 | 7.8265 | 7.8607
Option 1 (base case) | Energy at risk value | 0.35299 |  |  | Option 1 (base case) risk cost | 0.29794 | 0.29894 | 0.30224 | 0.30505 | 0.30491 | 0.30889 | 0.31595 | 0.32367 | 0.32847 | 0.33001 | 0.33154 | 0.33307 | 0.3346 | 0.33614 | 0.33767 | 0.3392 | 0.34073 | 0.34227 | 0.3438 | 0.34533 | 0.34686 | 0.34839 | 0.34993 | 0.35146 | 0.35299

## Sensitivity_calcs
Powercor
Apollo Bay microgrid
SENSITIVITY CALCULATIONS
Discount factor | [6 empty] | 0 | 0.98295 | 0.94971 | 0.91759 | 0.88656 | 0.85658 | 0.82761 | 0.79963 | 0.77259 | 0.74646 | 0.72122 | 0.69683 | 0.67326 | 0.6505 | 0.6285 | 0.60725 | 0.58671 | 0.56687 | 0.5477 | 0.52918 | 0.51129 | 0.494 | 0.47729 | 0.46115 | 0.44556 | 0.43049
Count | [6 empty] | 0 | 1 | 2 | 3 | 4 | 5 | 6 | 7 | 8 | 9 | 10 | 11 | 12 | 13 | 14 | 15 | 16 | 17 | 18 | 19 | 20 | 21 | 22 | 23 | 24 | 25
Analysis period | [6 empty] | TRUE | TRUE | TRUE | TRUE | TRUE | TRUE | TRUE | TRUE | TRUE | TRUE | TRUE | TRUE | TRUE | TRUE | TRUE | TRUE | TRUE | TRUE | TRUE | TRUE | TRUE | TRUE | TRUE | TRUE | FALSE | FALSE
[7 empty] | 46203 | 2026-27 | 2027-28 | 2028-29 | 2029-30 | 2030-31 | 2031-32 | 2032-33 | 2033-34 | 2034-35 | 2035-36 | 2036-37 | 2037-38 | 2038-39 | 2039-40 | 2040-41 | 2041-42 | 2042-43 | 2043-44 | 2044-45 | 2045-46 | 2046-47 | 2047-48 | 2048-49 | 2049-50 | 2050-51
PV
[25 empty] | 161523.4406 | 164094.0373 | 166664.634 | 169235.2307 | 171805.8274 | 0 | 0
OPTION 1 (base case) | NPV | Net benefits | OPTION 1 (base case)NPV |  | 0 |  | 0 | 0 | 0 | 0 | 0 | 0 | 0 | 0 | 0 | 0 | 0 | 0 | 0 | 0 | 0 | 0 | 0 | 0 | 0 | 0 | 0 | 0 | 0 | 0 | 0 | 0
OPTION 1 (base case) | sens1 | Capex 10% higher | OPTION 1 (base case)sens1 |  | 0 |  | 0 | 0 | 0 | 0 | 0 | 0 | 0 | 0 | 0 | 0 | 0 | 0 | 0 | 0 | 0 | 0 | 0 | 0 | 0 | 0 | 0 | 0 | 0 | 0 | 0 | 0
OPTION 1 (base case) | sens2 | Capex 10% lower | OPTION 1 (base case)sens2 |  | 0 |  | 0 | 0 | 0 | 0 | 0 | 0 | 0 | 0 | 0 | 0 | 0 | 0 | 0 | 0 | 0 | 0 | 0 | 0 | 0 | 0 | 0 | 0 | 0 | 0 | 0 | 0
OPTION 1 (base case) | sens3 | Increasing wind escalation | OPTION 1 (base case)sens3 |  | 0 |  | 0 | 0 | 0 | 0 | 0 | 0 | 0 | 0 | 0 | 0 | 0 | 0 | 0 | 0 | 0 | 0 | 0 | 0 | 0 | 0 | 0 | 0 | 0 | 0 | 0 | 0
OPTION 1 (base case) | sens4 |  | OPTION 1 (base case)sens4 |  | 0 |  | 0 | 0 | 0 | 0 | 0 | 0 | 0 | 0 | 0 | 0 | 0 | 0 | 0 | 0 | 0 | 0 | 0 | 0 | 0 | 0 | 0 | 0 | 0 | 0 | 0 | 0
OPTION 1 (base case) | sens5 |  | OPTION 1 (base case)sens5 |  | 0 |  | 0 | 0 | 0 | 0 | 0 | 0 | 0 | 0 | 0 | 0 | 0 | 0 | 0 | 0 | 0 | 0 | 0 | 0 | 0 | 0 | 0 | 0 | 0 | 0 | 0 | 0
OPTION 1 (base case) | sens | 0 | OPTION 1 (base case)sens |  | 0 |  | 0 | 0 | 0 | 0 | 0 | 0 | 0 | 0 | 0 | 0 | 0 | 0 | 0 | 0 | 0 | 0 | 0 | 0 | 0 | 0 | 0 | 0 | 0 | 0 | 0 | 0
OPTION 1 (base case) | sens | 0 | OPTION 1 (base case)sens |  | 0 |  | 0 | 0 | 0 | 0 | 0 | 0 | 0 | 0 | 0 | 0 | 0 | 0 | 0 | 0 | 0 | 0 | 0 | 0 | 0 | 0 | 0 | 0 | 0 | 0 | 0 | 0
OPTION 1 (base case) | sens | 0 | OPTION 1 (base case)sens |  | 0 |  | 0 | 0 | 0 | 0 | 0 | 0 | 0 | 0 | 0 | 0 | 0 | 0 | 0 | 0 | 0 | 0 | 0 | 0 | 0 | 0 | 0 | 0 | 0 | 0 | 0 | 0
Option 2 | NPV | Net benefits | Option 2NPV |  | 1724644.8568 |  | 0 | 0 | 0 | 0 | 0 | 102099.8765 | 107929.9108 | 117929.3745 | 128840.5831 | 135817.4735 | 138388.0702 | 140958.6669 | 143529.2636 | 146099.8603 | 148670.457 | 151241.0537 | 153811.6504 | 156382.2472 | 158952.8439 | 161523.4406 | 164094.0373 | 166664.634 | 169235.2307 | 171805.8274 | 0 | 0
Option 2 | sens1 | Capex 10% higher | Option 2sens1 |  | 1458725.6522 |  | 0 | 0 | 0 | 0 | 0 | 80221.8259 | 86051.8601 | 96051.3238 | 106962.5325 | 113939.4228 | 116510.0195 | 119080.6163 | 121651.213 | 124221.8097 | 126792.4064 | 129363.0031 | 131933.5998 | 134504.1965 | 137074.7932 | 139645.39 | 142215.9867 | 144786.5834 | 147357.1801 | 149927.7768 | 0 | 0
Option 2 | sens2 | Capex 10% lower | Option 2sens2 |  | 1990564.0615 |  | 0 | 0 | 0 | 0 | 0 | 123977.9272 | 129807.9614 | 139807.4251 | 150718.6337 | 157695.5241 | 160266.1208 | 162836.7175 | 165407.3142 | 167977.9109 | 170548.5076 | 173119.1044 | 175689.7011 | 178260.2978 | 180830.8945 | 183401.4912 | 185972.0879 | 188542.6846 | 191113.2813 | 193683.8781 | 0 | 0
Option 2 | sens3 | Increasing wind escalation | Option 2sens3 |  | 1762391.8729 |  | 0 | 0 | 0 | 0 | 0 | 118606.654 | 122789.3229 | 131258.6915 | 140615.6074 | 145894.0855 | 146664.5216 | 147451.7889 | 148255.6494 | 149075.8697 | 149912.2207 | 150764.4774 | 151632.4192 | 152515.8293 | 153414.4952 | 154328.208 | 155256.7627 | 156199.958 | 157157.5963 | 158129.4833 | 0 | 0
Option 2 | sens4 |  | Option 2sens4 |  | 1724644.8568 |  | 0 | 0 | 0 | 0 | 0 | 102099.8765 | 107929.9108 | 117929.3745 | 128840.5831 | 135817.4735 | 138388.0702 | 140958.6669 | 143529.2636 | 146099.8603 | 148670.457 | 151241.0537 | 153811.6504 | 156382.2472 | 158952.8439 | 161523.4406 | 164094.0373 | 166664.634 | 169235.2307 | 171805.8274 | 0 | 0
Option 2 | sens5 |  | Option 2sens5 |  | 1724644.8568 |  | 0 | 0 | 0 | 0 | 0 | 102099.8765 | 107929.9108 | 117929.3745 | 128840.5831 | 135817.4735 | 138388.0702 | 140958.6669 | 143529.2636 | 146099.8603 | 148670.457 | 151241.0537 | 153811.6504 | 156382.2472 | 158952.8439 | 161523.4406 | 164094.0373 | 166664.634 | 169235.2307 | 171805.8274 | 0 | 0
Option 2 | sens | 0 | Option 2sens |  | 1724644.8568 |  | 0 | 0 | 0 | 0 | 0 | 102099.8765 | 107929.9108 | 117929.3745 | 128840.5831 | 135817.4735 | 138388.0702 | 140958.6669 | 143529.2636 | 146099.8603 | 148670.457 | 151241.0537 | 153811.6504 | 156382.2472 | 158952.8439 | 161523.4406 | 164094.0373 | 166664.634 | 169235.2307 | 171805.8274 | 0 | 0
Option 2 | sens | 0 | Option 2sens |  | 1724644.8568 |  | 0 | 0 | 0 | 0 | 0 | 102099.8765 | 107929.9108 | 117929.3745 | 128840.5831 | 135817.4735 | 138388.0702 | 140958.6669 | 143529.2636 | 146099.8603 | 148670.457 | 151241.0537 | 153811.6504 | 156382.2472 | 158952.8439 | 161523.4406 | 164094.0373 | 166664.634 | 169235.2307 | 171805.8274 | 0 | 0
Option 2 | sens | 0 | Option 2sens |  | 1724644.8568 |  | 0 | 0 | 0 | 0 | 0 | 102099.8765 | 107929.9108 | 117929.3745 | 128840.5831 | 135817.4735 | 138388.0702 | 140958.6669 | 143529.2636 | 146099.8603 | 148670.457 | 151241.0537 | 153811.6504 | 156382.2472 | 158952.8439 | 161523.4406 | 164094.0373 | 166664.634 | 169235.2307 | 171805.8274 | 0 | 0
[7 empty] | 0 | 0 | 0 | 0 | 0 | -265723.3805 | -259893.3463 | -249893.8826 | -238982.674 | -232005.7836 | -229435.1869 | -226864.5902 | -224293.9935 | -221723.3968 | -219152.8001 | -216582.2034 | -214011.6066 | -211441.0099 | -208870.4132 | -206299.8165 | -203729.2198 | -201158.6231 | -198588.0264 | -196017.4297 | 0 | 0
Option 3 | NPV | Net benefits | Option 3NPV |  | -2746103.9168 |  | 0 | 0 | 0 | 0 | 0 | -265723.3805 | -259893.3463 | -249893.8826 | -238982.674 | -232005.7836 | -229435.1869 | -226864.5902 | -224293.9935 | -221723.3968 | -219152.8001 | -216582.2034 | -214011.6066 | -211441.0099 | -208870.4132 | -206299.8165 | -203729.2198 | -201158.6231 | -198588.0264 | -196017.4297 | 0 | 0
Option 3 | sens1 | Capex 10% higher | Option 3sens1 |  | -3338707.5137 |  | 0 | 0 | 0 | 0 | 0 | -314478.8343 | -308648.8001 | -298649.3364 | -287738.1278 | -280761.2374 | -278190.6407 | -275620.044 | -273049.4473 | -270478.8506 | -267908.2538 | -265337.6571 | -262767.0604 | -260196.4637 | -257625.867 | -255055.2703 | -252484.6736 | -249914.0769 | -247343.4801 | -244772.8834 | 0 | 0
Option 3 | sens2 | Capex 10% lower | Option 3sens2 |  | -2153500.3199 |  | 0 | 0 | 0 | 0 | 0 | -216967.9268 | -211137.8925 | -201138.4288 | -190227.2202 | -183250.3299 | -180679.7331 | -178109.1364 | -175538.5397 | -172967.943 | -170397.3463 | -167826.7496 | -165256.1529 | -162685.5562 | -160114.9594 | -157544.3627 | -154973.766 | -152403.1693 | -149832.5726 | -147261.9759 | 0 | 0
Option 3 | sens3 | Increasing wind escalation | Option 3sens3 |  | -2708356.9007 |  | 0 | 0 | 0 | 0 | 0 | -249216.6031 | -245033.9342 | -236564.5656 | -227207.6497 | -221929.1716 | -221158.7355 | -220371.4682 | -219567.6077 | -218747.3874 | -217911.0364 | -217058.7797 | -216190.8379 | -215307.4278 | -214408.7619 | -213495.0491 | -212566.4944 | -211623.2991 | -210665.6608 | -209693.7737 | 0 | 0
Option 3 | sens4 |  | Option 3sens4 |  | -2746103.9168 |  | 0 | 0 | 0 | 0 | 0 | -265723.3805 | -259893.3463 | -249893.8826 | -238982.674 | -232005.7836 | -229435.1869 | -226864.5902 | -224293.9935 | -221723.3968 | -219152.8001 | -216582.2034 | -214011.6066 | -211441.0099 | -208870.4132 | -206299.8165 | -203729.2198 | -201158.6231 | -198588.0264 | -196017.4297 | 0 | 0
Option 3 | sens5 |  | Option 3sens5 |  | -2746103.9168 |  | 0 | 0 | 0 | 0 | 0 | -265723.3805 | -259893.3463 | -249893.8826 | -238982.674 | -232005.7836 | -229435.1869 | -226864.5902 | -224293.9935 | -221723.3968 | -219152.8001 | -216582.2034 | -214011.6066 | -211441.0099 | -208870.4132 | -206299.8165 | -203729.2198 | -201158.6231 | -198588.0264 | -196017.4297 | 0 | 0
Option 3 | sens | 0 | Option 3sens |  | -2746103.9168 |  | 0 | 0 | 0 | 0 | 0 | -265723.3805 | -259893.3463 | -249893.8826 | -238982.674 | -232005.7836 | -229435.1869 | -226864.5902 | -224293.9935 | -221723.3968 | -219152.8001 | -216582.2034 | -214011.6066 | -211441.0099 | -208870.4132 | -206299.8165 | -203729.2198 | -201158.6231 | -198588.0264 | -196017.4297 | 0 | 0
Option 3 | sens | 0 | Option 3sens |  | -2746103.9168 |  | 0 | 0 | 0 | 0 | 0 | -265723.3805 | -259893.3463 | -249893.8826 | -238982.674 | -232005.7836 | -229435.1869 | -226864.5902 | -224293.9935 | -221723.3968 | -219152.8001 | -216582.2034 | -214011.6066 | -211441.0099 | -208870.4132 | -206299.8165 | -203729.2198 | -201158.6231 | -198588.0264 | -196017.4297 | 0 | 0
Option 3 | sens | 0 | Option 3sens |  | -2746103.9168 |  | 0 | 0 | 0 | 0 | 0 | -265723.3805 | -259893.3463 | -249893.8826 | -238982.674 | -232005.7836 | -229435.1869 | -226864.5902 | -224293.9935 | -221723.3968 | -219152.8001 | -216582.2034 | -214011.6066 | -211441.0099 | -208870.4132 | -206299.8165 | -203729.2198 | -201158.6231 | -198588.0264 | -196017.4297 | 0 | 0
Option 4 | NPV | Net benefits | Option 4NPV |  | 0 |  | 0 | 0 | 0 | 0 | 0 | 0 | 0 | 0 | 0 | 0 | 0 | 0 | 0 | 0 | 0 | 0 | 0 | 0 | 0 | 0 | 0 | 0 | 0 | 0 | 0 | 0
Option 4 | sens1 | Capex 10% higher | Option 4sens1 |  | 0 |  | 0 | 0 | 0 | 0 | 0 | 0 | 0 | 0 | 0 | 0 | 0 | 0 | 0 | 0 | 0 | 0 | 0 | 0 | 0 | 0 | 0 | 0 | 0 | 0 | 0 | 0
Option 4 | sens2 | Capex 10% lower | Option 4sens2 |  | 0 |  | 0 | 0 | 0 | 0 | 0 | 0 | 0 | 0 | 0 | 0 | 0 | 0 | 0 | 0 | 0 | 0 | 0 | 0 | 0 | 0 | 0 | 0 | 0 | 0 | 0 | 0
Option 4 | sens3 | Increasing wind escalation | Option 4sens3 |  | 0 |  | 0 | 0 | 0 | 0 | 0 | 0 | 0 | 0 | 0 | 0 | 0 | 0 | 0 | 0 | 0 | 0 | 0 | 0 | 0 | 0 | 0 | 0 | 0 | 0 | 0 | 0
Option 4 | sens4 |  | Option 4sens4 |  | 0 |  | 0 | 0 | 0 | 0 | 0 | 0 | 0 | 0 | 0 | 0 | 0 | 0 | 0 | 0 | 0 | 0 | 0 | 0 | 0 | 0 | 0 | 0 | 0 | 0 | 0 | 0
Option 4 | sens5 |  | Option 4sens5 |  | 0 |  | 0 | 0 | 0 | 0 | 0 | 0 | 0 | 0 | 0 | 0 | 0 | 0 | 0 | 0 | 0 | 0 | 0 | 0 | 0 | 0 | 0 | 0 | 0 | 0 | 0 | 0
Option 4 | sens | 0 | Option 4sens |  | 0 |  | 0 | 0 | 0 | 0 | 0 | 0 | 0 | 0 | 0 | 0 | 0 | 0 | 0 | 0 | 0 | 0 | 0 | 0 | 0 | 0 | 0 | 0 | 0 | 0 | 0 | 0
Option 4 | sens | 0 | Option 4sens |  | 0 |  | 0 | 0 | 0 | 0 | 0 | 0 | 0 | 0 | 0 | 0 | 0 | 0 | 0 | 0 | 0 | 0 | 0 | 0 | 0 | 0 | 0 | 0 | 0 | 0 | 0 | 0
Option 4 | sens | 0 | Option 4sens |  | 0 |  | 0 | 0 | 0 | 0 | 0 | 0 | 0 | 0 | 0 | 0 | 0 | 0 | 0 | 0 | 0 | 0 | 0 | 0 | 0 | 0 | 0 | 0 | 0 | 0 | 0 | 0
Option 5 | NPV | Net benefits | Option 5NPV |  | 0 |  | 0 | 0 | 0 | 0 | 0 | 0 | 0 | 0 | 0 | 0 | 0 | 0 | 0 | 0 | 0 | 0 | 0 | 0 | 0 | 0 | 0 | 0 | 0 | 0 | 0 | 0
Option 5 | sens1 | Capex 10% higher | Option 5sens1 |  | 0 |  | 0 | 0 | 0 | 0 | 0 | 0 | 0 | 0 | 0 | 0 | 0 | 0 | 0 | 0 | 0 | 0 | 0 | 0 | 0 | 0 | 0 | 0 | 0 | 0 | 0 | 0
Option 5 | sens2 | Capex 10% lower | Option 5sens2 |  | 0 |  | 0 | 0 | 0 | 0 | 0 | 0 | 0 | 0 | 0 | 0 | 0 | 0 | 0 | 0 | 0 | 0 | 0 | 0 | 0 | 0 | 0 | 0 | 0 | 0 | 0 | 0
Option 5 | sens3 | Increasing wind escalation | Option 5sens3 |  | 0 |  | 0 | 0 | 0 | 0 | 0 | 0 | 0 | 0 | 0 | 0 | 0 | 0 | 0 | 0 | 0 | 0 | 0 | 0 | 0 | 0 | 0 | 0 | 0 | 0 | 0 | 0
Option 5 | sens4 |  | Option 5sens4 |  | 0 |  | 0 | 0 | 0 | 0 | 0 | 0 | 0 | 0 | 0 | 0 | 0 | 0 | 0 | 0 | 0 | 0 | 0 | 0 | 0 | 0 | 0 | 0 | 0 | 0 | 0 | 0
Option 5 | sens5 |  | Option 5sens5 |  | 0 |  | 0 | 0 | 0 | 0 | 0 | 0 | 0 | 0 | 0 | 0 | 0 | 0 | 0 | 0 | 0 | 0 | 0 | 0 | 0 | 0 | 0 | 0 | 0 | 0 | 0 | 0
Option 5 | sens | 0 | Option 5sens |  | 0 |  | 0 | 0 | 0 | 0 | 0 | 0 | 0 | 0 | 0 | 0 | 0 | 0 | 0 | 0 | 0 | 0 | 0 | 0 | 0 | 0 | 0 | 0 | 0 | 0 | 0 | 0
Option 5 | sens | 0 | Option 5sens |  | 0 |  | 0 | 0 | 0 | 0 | 0 | 0 | 0 | 0 | 0 | 0 | 0 | 0 | 0 | 0 | 0 | 0 | 0 | 0 | 0 | 0 | 0 | 0 | 0 | 0 | 0 | 0
Option 5 | sens | 0 | Option 5sens |  | 0 |  | 0 | 0 | 0 | 0 | 0 | 0 | 0 | 0 | 0 | 0 | 0 | 0 | 0 | 0 | 0 | 0 | 0 | 0 | 0 | 0 | 0 | 0 | 0 | 0 | 0 | 0
RESULTS
|  | FALSE | FALSE | FALSE | TRUE | TRUE | 2028-29: FALSE
|  | Option 1 (base case) | Option 2 | Option 3 | Option 4 | Option 5 | 2026-27: Max; 2028-29: Preferred
NPV | None | 0 | 1.7246 | -2.7461 |  |  | 2026-27: 1.7246; 2028-29: Option 2
sens1 | Capex 10% higher | 0 | 1.4587 | -3.3387 |  |  | 2026-27: 1.4587; 2028-29: Option 2
sens2 | Capex 10% lower | 0 | 1.9906 | -2.1535 |  |  | 2026-27: 1.9906; 2028-29: Option 2
sens3 | Increasing wind escalation | 0 | 1.7624 | -2.7084 |  |  | 2026-27: 1.7624; 2028-29: Option 2
sens4 |  | 0 | 1.7246 | -2.7461 |  |  | 2026-27: 1.7246; 2028-29: Option 2
sens5 |  | 0 | 1.7246 | -2.7461 |  |  | 2026-27: 1.7246; 2028-29: Option 2
sens | 0 | [5 empty] | 2026-27: 0
sens | 0 | [5 empty] | 2026-27: 0
sens | 0 | [5 empty] | 2026-27: 0

## Workings_risks
Powercor
Apollo Bay microgrid
WORKINGS - RISKS
| Feeder escalation | Ratio to 2022 |  |  | 1.0539 | 1.0666 | 1.0879 | 1.1077 | 1.1171 | 1.1264 | 1.1467 | 1.1692 | 1.181 | 1.181 | 1.181 | 1.181 | 1.181 | 1.181 | 1.181 | 1.181 | 1.181 | 1.181 | 1.181 | 1.181 | 1.181 | 1.181 | 1.181 | 1.181 | 1.181
| Microgrid average daily demand (MW) |  | 0.426
| Solar generation demand modifier |  | 0%
| Solar corrected microgrid average daily demand (MW) |  | 0.426
| No. customers in microgrid |  | 428
| BESS size (MWh) |  | 2 | Assume 1 charge cycle per day, full charge during solar peak to enable equivalent amount of solar
| Average outage duration due to bushfire |  | 25.1
| 5 year average historical outages (hours/annum, total) |  | 14.6167
| General outage escalation (% 2046 vs 2026) |  | 0%
[5 empty] | 2026-27 | 2027-28 | 2028-29 | 2029-30 | 2030-31 | 2031-32 | 2032-33 | 2033-34 | 2034-35 | 2035-36 | 2036-37 | 2037-38 | 2038-39 | 2039-40 | 2040-41 | 2041-42 | 2042-43 | 2043-44 | 2044-45 | 2045-46 | 2046-47 | 2047-48 | 2048-49 | 2049-50 | 2050-51
General outage escalator | bar: 2026-27 to 2050-51
| fire risk |  |  |  | 0.6432% | 0.6449% | 0.6466% | 0.6483% | 0.65% | 0.6463% | 0.6427% | 0.6391% | 0.6355% | 0.6319% | 0.6283% | 0.6246% | 0.621% | 0.6174% | 0.6138% | 0.6102% | 0.6066% | 0.6029% | 0.5993% | 0.5957% | 0.5921% | 0.5885% | 0.5848% | 0.5812% | 0.5776%
| wind escalation |  |  |  | 1 | 0.99124 | 0.98248 | 0.97371 | 0.96495 | 0.96965 | 0.97436 | 0.97906 | 0.98376 | 0.98847 | 0.99317 | 0.99787 | 1.0026 | 1.0073 | 1.012 | 1.0167 | 1.0214 | 1.0261 | 1.0308 | 1.0355 | 1.0402 | 1.0449 | 1.0496 | 1.0543 | 1.059
| Change for sensitivity |  |  |  |  | 0.0088394 | 0.017836 | 0.026995 | 0.036321 | 0.031295 | 0.026317 | 0.021388 | 0.016505 | 0.011669 | 0.0068789 | 0.0021339 | -0.0025667 | -0.0072234 | -0.011837 | -0.016407 | -0.020936 | -0.025423 | -0.029869 | -0.034275 | -0.038641 | -0.042968 | -0.047256 | -0.051505 | -0.055717
| Wind escalated worst served outage minutes |  |  |  | 864.8 | 857.2227 | 849.6454 | 842.0681 | 834.4908 | 838.5576 | 842.6244 | 846.6913 | 850.7581 | 854.8249 | 858.8917 | 862.9586 | 867.0254 | 871.0922 | 875.1591 | 879.2259 | 883.2927 | 887.3596 | 891.4264 | 895.4932 | 899.56 | 903.6269 | 907.6937 | 911.7605 | 915.8274
| Hypothetical wind escalation worst served outage minutes |  |  |  | 864.8 | 864.8 | 864.8 | 864.8 | 864.8 | 864.8 | 864.8 | 864.8 | 864.8 | 864.8 | 864.8 | 864.8 | 864.8 | 864.8 | 864.8 | 864.8 | 864.8 | 864.8 | 864.8 | 864.8 | 864.8 | 864.8 | 864.8 | 864.8 | 864.8

## Reliability data
Cust Int Start Time | Cust Int End Time | Cause | SubCause | Cust Int Duration | Unplanned Cust Int Dur | Average reliability (used for energy at risk)
04/07/2019 15:17 | 04/07/2019 15:51 | Third Party | Tree clearing | 34 | 34 | Annual outage mintues | 877
14/07/2019 08:12 | 14/07/2019 09:35 | Vegetation | Bark/Branch | 83 | 83
13/08/2019 05:50 | 13/08/2019 06:51 | Vegetation | Tree Distributor Resp- code compliant | 61 | 61
12/09/2019 11:29 | 12/09/2019 12:26 | Equip Fail | Isolation for Repair | 57 | 57 | Worst served
17/09/2019 08:35 | 17/09/2019 09:13 | Equip Fail | Transformer failure | 38 | 38 | Annual outage minutes for outages <12h | 864.8
20/12/2019 15:32 | 20/12/2019 18:08 | Weather | Wind | 156 | 156 | Annual outage minutes for outages <12h exceeding 500 mins | 364.8
07/01/2020 07:05 | 07/01/2020 07:46 | Unknown | No Cause Found | 41 | 41 | Annual outage hours for outages <12h exceeding 500 mins | 6.08
10/01/2020 13:30 | 10/01/2020 14:18 | Weather | Storm activity | 48 | 48
12/01/2020 17:05 | 12/01/2020 17:29 | Equip Fail | Insulation Failure | 24 | 24
12/01/2020 17:30 | 12/01/2020 17:39 | Equip Fail | Insulation Failure | 9 | 9 | Resilience
12/01/2020 19:10 | 12/01/2020 19:11 | Equip Fail | Insulation Failure | 1 | 1 | Annual outage minutes for outages >=12h | 12.2
12/01/2020 20:16 | 12/01/2020 20:17 | Equip Fail | Insulation Failure | 1 | 1 | Annual outage minutes 12>t>24 hours | 12.2
15/01/2020 09:13 | 15/01/2020 10:41 | Unknown | No Cause Found | 176 | 176 | Annual outage minutes >24 hours | 0
22/01/2020 11:34 | 22/01/2020 13:30 | Vegetation | Bark/Branch | 232 | 232 | Annual outage minutes >72 hours | 0
18/02/2020 08:09 | 18/02/2020 08:49 | Weather | Lightning | 40 | 40
23/04/2020 22:59 | 23/04/2020 23:35 | Equip Fail | Transformer failure | 36 | 36 | Residential resilience hours at 2x VCR (12-24h) | 0.20333
23/04/2020 23:43 | 23/04/2020 23:45 | Equip Fail | Transformer failure | 2 | 2 | Residential resilience hours at 1.5x VCR (>24h) | 0
07/05/2020 02:46 | 07/05/2020 03:05 | Weather | Vegetation | 19 | 19
30/05/2020 17:06 | 30/05/2020 17:12 | Vegetation | Tree Distributor Resp- code compliant | 6 | 6 | Business resilience hours at 1.5x VCR (12-24h) | 0.20333
08/08/2020 04:43 | 08/08/2020 08:08 | Vegetation | Bark/Branch | 205 | 205 | Business resilience hours at 0.5x VCR (>72 hours) | 0
08/08/2020 09:40 | 08/08/2020 09:43 | Vegetation | Bark/Branch | 3 | 3
16/10/2020 08:47 | 16/10/2020 09:06 | Vegetation | Bark/Branch | 19 | 19
29/11/2020 07:06 | 29/11/2020 07:32 | Unknown | No Cause Found | 26 | 26
01/01/2021 19:37 | 01/01/2021 19:40 | Equip Fail | Insulation Failure | 3 | 3
03/01/2021 20:42 | 03/01/2021 21:13 | Vegetation | Tree Distributor Resp- code compliant | 31 | 31
11/01/2021 13:09 | 11/01/2021 13:55 | Unknown | No Cause Found | 46 | 46
14/04/2021 03:19 | 14/04/2021 14:23 | Third Party | Fire damage | 664 | 664
21/05/2021 15:02 | 21/05/2021 15:06 | Third Party | Vehicle impact | 4 | 4
14/10/2021 06:15 | 14/10/2021 06:19 | Unknown | No Cause Found | 40 | 40
29/10/2021 05:37 | 29/10/2021 18:38 | Vegetation | Tree Council Resp- code compliant | 781 | 781
03/11/2021 16:26 | 03/11/2021 16:35 | Weather | Storm activity | 9 | 9
05/01/2022 00:03 | 05/01/2022 00:09 | Unknown | No Cause Found | 6 | 6
26/01/2022 19:33 | 26/01/2022 23:21 | Weather | Storm activity | 228 | 228
27/01/2022 19:21 | 27/01/2022 20:47 | Vegetation | Bark/Branch | 86 | 86
28/01/2022 10:37 | 28/01/2022 11:35 | Weather | Lightning | 58 | 58
28/01/2022 14:46 | 28/01/2022 15:16 | Weather | Lightning | 30 | 30
28/01/2022 15:40 | 28/01/2022 16:38 | Pole Fire | Salt/dust pollution | 58 | 58
14/03/2022 01:41 | 14/03/2022 01:54 | Weather | Storm activity | 91 | 91
01/06/2022 06:49 | 01/06/2022 07:05 | Weather | Wind | 16 | 16
01/06/2022 06:49 | 01/06/2022 07:05 | Weather | Wind | 16 | 16
13/10/2022 16:10 | 13/10/2022 16:14 | Weather | Storm activity | 4 | 4
23/10/2022 22:38 | 23/10/2022 23:16 | Weather | Vegetation | 38 | 38
28/10/2022 18:32 | 28/10/2022 23:57 | Equip Fail | Conductor Failure | 325 | 325
29/01/2023 09:00 | 29/01/2023 11:37 | Vegetation | Bark/Branch | 157 | 157
02/02/2023 15:10 | 02/02/2023 15:42 | Unknown | No Cause Found | 32 | 32
25/06/2023 11:17 | 25/06/2023 11:58 | Weather | Storm activity | 41 | 41
08/09/2023 17:06 | 08/09/2023 17:10 | Weather | Wind | 4 | 4
22/10/2023 15:53 | 22/10/2023 16:05 | Unknown | AMI Auto Restore | 12 | 12
28/10/2023 22:39 | 28/10/2023 23:05 | Vegetation | Bark/Branch | 26 | 26
26/12/2023 04:23 | 26/12/2023 06:59 | Equip Fail | Isolation for Repair | 156 | 156
26/12/2023 09:20 | 26/12/2023 09:24 | Equip Fail | Isolation for Repair | 4 | 4
18/01/2024 23:10 | 18/01/2024 23:32 | Unknown | No Cause Found | 22 | 22
09/04/2024 07:40 | 09/04/2024 08:00 | Unknown | No Cause Found | 20 | 20
10/04/2024 05:44 | 10/04/2024 05:51 | Unknown | No Cause Found | 7 | 7
16/04/2024 10:52 | 16/04/2024 11:23 | Unknown | No Cause Found | 31 | 31
12/06/2024 03:22 | 12/06/2024 03:44 | Vegetation | Bark/Branch | 22 | 22

## Misc_calcs
Powercor
Apollo Bay microgrid
ESCALATION & OTHER
| Year end |  |  | 2021-06-30 | 2022-06-30 | 2023-06-30 | 2024-06-30 | 2025-06-30 | 2026-06-30
| Actual/forecast CPI (June to June) |  |  | 0% | 0.8606% | 3.498% | 7.832% | 4.052% | 3%
| HY ending |  |  | 2021-06-30 | 2021-12-31 | 2022-06-30 | 2022-12-31 | 2023-06-30 | 2023-12-31 | 2024-06-30 | 2024-12-31 | 2025-06-30 | 2025-12-31 | 2026-06-30
| FY ending |  |  | 2021-06-30 | 2022-06-30 | 2022-06-30 | 2023-06-30 | 2023-06-30 | 2024-06-30 | 2024-06-30 | 2025-06-30 | 2025-06-30 | 2026-06-30 | 2026-06-30
| Actual/forecast CPI (June to June) |  |  | 0% | 0.8606% | 0.8606% | 3.498% | 3.498% | 7.832% | 7.832% | 4.052% | 4.052% | 3% | 3%
| Actual cumulative HY escalation |  |  | 1 | 1.0043 | 1.0086 | 1.0261 | 1.0439 | 1.084 | 1.1256 | 1.1482 | 1.1713 | 1.1887 | 1.2064
| Convert from input dollars | 2023-12-31 | 1.084
| To output dollars | 2026-06-30 | 1.2064
| Conversion from input dollars to output dollars |  | 1.1129
| Convert from VCR date | 2023-12-31 | 1.084
| To input dollars | 2023-12-31 | 1.084
| VCR escalation |  | 1
| Start_year | 2026-27
FIRST YEAR
| Option | First year | Option included
| Option 2 | 4 | TRUE
| Option 3 | 4 | TRUE
| Option 4 | Not used | FALSE
| Option 5 | Not used | FALSE
| First year | 4
Weighted average VCR
| PAL:Weighted average VCR | #REF!
FLAGS
| Option 1 (base case) | FALSE | FALSE
FALSE
FALSE
| Option 2 | FALSE | FALSE
FALSE
FALSE
| Option 3 | FALSE | FALSE
FALSE
FALSE
| Option 4 | FALSE | FALSE
FALSE
FALSE
| Option 5 | FALSE | FALSE
FALSE
FALSE
Message | !! Capex asset life required !!
!

## Data
Powercor
Apollo Bay microgrid
DATA
Options
|  | Not used | Text |  | Flags for compliance project
Option1 | Option 1 (base case) | FALSE |  | Option 1 (base case): No change to existing practices | FALSE
Option2 | Option 2 | FALSE |  |  | FALSE
Option3 | Option 3 | FALSE |  |  | FALSE
Option4 | Option 4 | TRUE | Not used |  | TRUE
Option5 | Option 5 | TRUE | Not used |  | TRUE
Compliance project |  |  | Yes | FALSE
No change to existing practices
Not applicable (compliance)
For conditional formatting of preferred option on Summary :
< Enter description >
Categories
Short categ
| Capital expenditure | -1
| Annualised capex | -1
| Operating expenditure | -1
| Risk mitigated | 1
| Other benefits value | 1
| Net benefits | 1
| Total risk cost | 1
Benefits
|  | Short categ | Flag to include | Units | Defined value
1 | Unserved energy | Energy | FALSE | MWh | FALSE
2 | Safety | Safety | FALSE | $ | TRUE
3 | Unplanned replacement | UnRepl | FALSE | $ | TRUE
4 | Bushfire | Fire | FALSE | $ | TRUE
5 | Reduction in CO2 emissions | Carbon | TRUE | MWh | FALSE
6 | Reliability in worst-served areas | Other | TRUE | MWh | FALSE
7 | Network resilience | Other | TRUE | MWh | FALSE
8 | Enabling solar exports | Other | TRUE | MWh | FALSE
9 | Aesthetics | Other | TRUE | Customers impacted | FALSE
10 | Customer value of time - residential | Other | TRUE | Customer minutes | FALSE
11 | Customer value of time - business | Other | TRUE | Customer minutes | FALSE
12 | Communication | Other | TRUE | Customers impacted | FALSE
13 | Information accessibility | Other | TRUE | Customers impacted | FALSE
Value of benefits
Powercor
| Reliability in worst-served areas | per MWh | 151432.8174
| Network resilience | per MWh | 24590
| Enabling solar exports | per MWh | 88.3577
| Aesthetics | per customer impacted | 0
| Customer value of time - residential | per minute customer time | 0.35181
| Customer value of time - business | per minute customer time | 0.35181
| Communication | per customer impacted | 0
| Information accessibility | per customer impacted | 0
Conversions
| thous_conv | 1000
| mill_conv | 1000000
Message
| Message | Enter asset life
Error message |  | Remove inputs prior to start year
Disproportionate factors applied to various bushfire and other risk valuations
| - Select - |  |  |  | 0
| Harm to property from network |  |  |  | 1
| Harm to property from bushfire |  |  |  | 1
| Harm to environment |  |  |  | 1
| Safety - Public trespass |  |  |  | 1
| Safety - Single fatality or serious injury ^ |  |  |  | 3
| Safety from bushfire in HBRA |  |  |  | 3
| Safety - Multiple fatality or serious injury ^ |  |  |  | 6
| Safety from bushfire (REFCL declared areas) |  |  |  | 6
| Safety from bushfire (electric line construction areas) |  |  |  | 10
Total annualised capex
Energy at risk value
Total other benefits
DROPDOWN LISTS
| Business |  |  |  | Type | Include | Dollar inputs - month |  |  | Not used options | Conversions | Dollar inputs - year | Compliance | Capex first year
| CitiPower | CP | CP: |  | - Select - | FALSE | June | 6 | CY | Not used |  | 2026 | No | 2026-27
| Powercor | PA | PAL: |  | Capex | TRUE | December | 12 | FY |  |  | 2025 | Yes | 2025-26
| United Energy | UE | UE: |  | Opex | [6 empty] | 2024 |  | 2024-25
2023
2022
2021
2020