## Cover
Powercor
Regulatory proposal 2026-31
Ballan microgrid
| Model number: | 5.05
2025-01-31
14

## Summary
Powercor
Ballan microgrid
SUMMARY
RESULTS
|  |  |  | PV of costs | PV of benefits | NPV
| Option |  |  | 2026-06-30 | 2026-06-30 | 2026-06-30
| Option 1 (base case) | No change to existing practices |  | 0 | 0 | 0
| Option 2 | Install generator only microgrid |  | -3.9526 | 5.0764 | 1.1237
| Option 3 | Install generator + BESS microgrid |  | -8.83 | 5.2304 | -3.5996
| Option 4 | 0
| Option 5 | 0
NPV
| Preferred option: |  |  | 2026-06-30
| Option 2 | Install generator only microgrid |  | 1.1237
PREFERRED OPTION
Preferred Option
Option 2
| Expenditure forecast | 2026-06-30 | 2026-27 | 2027-28 | 2028-29 | 2029-30 | 2030-31 |  | Total
| Capital expenditure |  | 0 | 0 | 3.2002 | 0 | 0 |  | 3.2002
| Operating expenditure |  | 0 | 0 | 0 | 0.089033 | 0.089033 |  | 0.17807
CHART
| Capex and risk ($M, 2026) |  | Value of expected unserved energy ($M, 2026)
SENSITIVITIES
| Sensitivity | 2026-06-30 | Option 1 (base case) | Option 2 | Option 3 | Option 4 | Option 5 |  | Preferred option
| None |  | 0 | 1.1237 | -3.5996 |  |  |  | Option 2
| Capex 10% higher |  | 0 | 0.84048 | -4.2306 |  |  |  | Option 2
| Capex 10% lower |  | 0 | 1.407 | -2.9687 |  |  |  | Option 2
| Increasing wind escalation |  | 0 | 1.2365 | -3.4869 |  |  |  | Option 2
| 0 | [7 empty] | #NAME?
| 0 | [6 empty] | 0 | #NAME?
|  | 0 | [6 empty] | #NAME?
0

## Assumptions
Powercor
Ballan microgrid
Project
|  | Business: | Powercor
|  | Descripton: | Ballan microgrid
|  | Date of cost inputs: | December |  | 2023
|  | Option | Description
|  | Option 1 (base case) | No change to existing practices
|  | Option 2 | Install generator only microgrid
|  | Option 3 | Install generator + BESS microgrid
Option 4
Option 5
|  | Compliance project | No
|  | Expenditure starts | 2026-27 | [start]
Timing & WACC
|  | Input dollars |  |  | 2023-12-31 | [input_dollars]
|  | Pre-tax real WACC |  |  | 3.5% | [real_disc]
|  | VCR date |  |  | 2023-12-31 | [vcr_date]
|  | Analysis period (years) |  |  | 20 | [years]\
|  | Output dollars |  |  | 2026-06-30 | [output_dollars]
|  | Other benefits date |  |  | 2023-12-31 | [custval_date]
|  | Value of CO2 reductions input date |  |  | 2023-06-30
VCR
|  |  | Weighted average VCR |  | BMH | 38093.4326 | 2023 VCR ($/MWh)
|  |  | Domestic |  |  | 24910 | 59.69%
|  |  | Commercial |  |  | 52200 | 29.79%
|  |  | Industrial |  |  | 74790 | 9.882%
|  |  | Agricultural |  |  | 44400 | 0.639%
|  |  | Others |  |  | 52200 | 0%
Risks
SAFETY
|  | Value of statistical life |  |  | 5400000 | 2023-06-30
|  | Value of injury |  |  | 0 | 2023-12-31
Disproportionate factors applied to various bushfire and other risk valuations
|  | Harm to property from network |  |  | 1
|  | Harm to property from bushfire |  |  | 1
|  | Harm to environment |  |  | 1
|  | Safety - Public trespass |  |  | 1
|  | Safety - Single fatality or serious injury ^ |  |  | 3
|  | Safety from bushfire in HBRA |  |  | 3
|  | Safety - Multiple fatality or serious injury ^ |  |  | 6
|  | Safety from bushfire (REFCL declared areas) |  |  | 6
|  | Safety from bushfire (electric line construction areas) |  |  | 10
^ Public or employee
|  | Incident type |  |  | Value | Probability | DF selected | Description/comment
|  | Safety (fatality) |  |  | 5607473.5197 | 0 | 0 | 0
|  | Safety (injury) |  |  | 0 | 0 | 0 | 0
UNPLANNED REPLACEMENT/REPAIR
|  | Major failure (replace) |  |  | 0 | 2023-12-31
|  | Minor failure (repair) |  |  | 0 | 2023-12-31
|  | Premium for failure |  |  | 20%
Other benefits
| ENVIRONMENTAL | [7 empty] | 2026-27 | 2027-28 | 2028-29 | 2029-30 | 2030-31 | 2031-32
|  | Value of CO2 reductions |  |  |  | 2023-06-30 | $/kWh |  | 0.02473 | 0.022341 | 0.020196 | 0.018063 | 0.015913 | 0.013715
| CUSTOMER VALUE |  |  |  | Value
|  | Reliability in worst-served areas |  |  | 67500 | 2023-12-31 | per MWh
|  | Network resilience |  |  | 24590 | 2023-12-31 | per MWh
|  | Enabling solar exports |  |  | 88.3577 | 2023-12-31 | per MWh
|  | Aesthetics |  |  | 0 | 2023-12-31 | per customer
|  | Customer value of time - residential |  |  | 0.35181 | 2023-12-31 | per customer minute
|  | Customer value of time - business |  |  | 0.35181 | 2023-12-31 | per customer minute
|  | Communication |  |  | 0 | 2023-12-31 | per customer
|  | Information accessibility |  |  | 0 | 2023-12-31 | per customer
Sensitivities
[5 empty] | Capex | Total benefits
| 1 | Capex 10% higher |  |  | 10% | 0%
| 2 | Capex 10% lower |  |  | -10% | 0%
| 3 | Increasing wind escalation |  |  | 0% | 15%
| 4 |  |  |  | 0% | 0%
| 5 |  |  |  | 0% | 0%

## Option1 (base case)
Powercor
Ballan microgrid
OPTION 1 (base case)
Count |  |  |  |  | 0 | 1 | 2 | 3 | 4 | 5 | 6 | 7 | 8 | 9 | 10 | 11 | 12 | 13 | 14 | 15 | 16 | 17 | 18 | 19 | 20 | 21 | 22 | 23 | 24 | 25
Value of CO2 reductions |  |  |  | $/MWh |  | 24.7305 | 22.3407 | 20.1963 | 18.0629 | 15.9134 | 13.7151 | 13.7151 | 13.7151 | 13.7151 | 13.7151 | 13.7151 | 13.7151 | 13.7151 | 13.7151 | 13.7151 | 13.7151 | 13.7151 | 13.7151 | 13.7151 | 13.7151 | 13.7151 | 13.7151 | 13.7151 | 13.7151 | 13.7151
|  |  |  | Units | 2026-06-30 | 2026-27 | 2027-28 | 2028-29 | 2029-30 | 2030-31 | 2031-32 | 2032-33 | 2033-34 | 2034-35 | 2035-36 | 2036-37 | 2037-38 | 2038-39 | 2039-40 | 2040-41 | 2041-42 | 2042-43 | 2043-44 | 2044-45 | 2045-46 | 2046-47 | 2047-48 | 2048-49 | 2049-50 | 2050-51
INVESTMENT & OPERATING COST
| Capex |  | Asset life (yrs)
| < Enter description > |  | 0 | 2023-12-31 |  | 0 | 0 | 0 | 0 | 0 | 0 | 0 | 0 | 0 | 0 | 0 | 0 | 0 | 0 | 0 | 0 | 0 | 0 | 0 | 0 | 0 | 0 | 0 | 0 | 0
| < Enter description > |  | 0 | 2023-12-31 |  | 0 | 0 | 0 | 0 | 0 | 0 | 0 | 0 | 0 | 0 | 0 | 0 | 0 | 0 | 0 | 0 | 0 | 0 | 0 | 0 | 0 | 0 | 0 | 0 | 0
| < Enter description > |  | 0 | 2023-12-31 |  | 0 | 0 | 0 | 0 | 0 | 0 | 0 | 0 | 0 | 0 | 0 | 0 | 0 | 0 | 0 | 0 | 0 | 0 | 0 | 0 | 0 | 0 | 0 | 0 | 0
| Capital expenditure |  |  | 2023-12-31 |  | 0 | 0 | 0 | 0 | 0 | 0 | 0 | 0 | 0 | 0 | 0 | 0 | 0 | 0 | 0 | 0 | 0 | 0 | 0 | 0 | 0 | 0 | 0 | 0 | 0
| Operating expenditure |  |  | 2023-12-31 |  | 0 | 0 | 0 | 0 | 0 | 0 | 0 | 0 | 0 | 0 | 0 | 0 | 0 | 0 | 0 | 0 | 0 | 0 | 0 | 0 | 0 | 0 | 0 | 0 | 0
RISK ASSUMPTIONS
| PoF (major) |  |  |  |  | 0 | 0 | 0 | 0 | 0 | 0 | 0 | 0 | 0 | 0 | 0 | 0 | 0 | 0 | 0 | 0 | 0 | 0 | 0 | 0 | 0 | 0 | 0 | 0 | 0
| PoF (reparable) |  |  |  |  | 0 | 0 | 0 | 0 | 0 | 0 | 0 | 0 | 0 | 0 | 0 | 0 | 0 | 0 | 0 | 0 | 0 | 0 | 0 | 0 | 0 | 0 | 0 | 0 | 0
| Energy at risk (weighted) |  |  | MWh |  | 6.8928 | 7.1679 | 7.485 | 7.8012 | 8.0643 | 8.2301 | 8.486 | 8.7751 | 8.9843 | 8.9508 | 8.9173 | 8.8838 | 8.8503 | 8.8168 | 8.7833 | 8.7498 | 8.7163 | 8.6828 | 8.6493 | 8.6158 | 8.5823 | 8.5488 | 8.5153 | 8.4818 | 8.4483
| Energy at risk value | $/MWh | 38093.4326 | 2023-12-31 |  | 262570.2955 | 273049.2463 | 285131.0137 | 297175.4579 | 307198.499 | 313513.0771 | 323260.9918 | 334274.8033 | 342242.9665 | 340966.8881 | 339690.8098 | 338414.7314 | 337138.6531 | 335862.5747 | 334586.4964 | 333310.418 | 332034.3397 | 330758.2613 | 329482.183 | 328206.1046 | 326930.0263 | 325653.9479 | 324377.8696 | 323101.7912 | 321825.7129
| Safety consequence | (after DF) |  | 2023-12-31 |  | 0 | 0 | 0 | 0 | 0 | 0 | 0 | 0 | 0 | 0 | 0 | 0 | 0 | 0 | 0 | 0 | 0 | 0 | 0 | 0 | 0 | 0 | 0 | 0 | 0
| Unplanned replacements |  |  | 2023-12-31 |  | 0 | 0 | 0 | 0 | 0 | 0 | 0 | 0 | 0 | 0 | 0 | 0 | 0 | 0 | 0 | 0 | 0 | 0 | 0 | 0 | 0 | 0 | 0 | 0 | 0
| Environmental consequence | (after DF) |  | 2023-12-31 |  | 0 | 0 | 0 | 0 | 0 | 0 | 0 | 0 | 0 | 0 | 0 | 0 | 0 | 0 | 0 | 0 | 0 | 0 | 0 | 0 | 0 | 0 | 0 | 0 | 0
| < Other risk - enter description > |  |  | 2023-12-31 |  | 0 | 0 | 0 | 0 | 0 | 0 | 0 | 0 | 0 | 0 | 0 | 0 | 0 | 0 | 0 | 0 | 0 | 0 | 0 | 0 | 0 | 0 | 0 | 0 | 0
| < Other risk - enter description > |  |  | 2023-12-31 |  | 0 | 0 | 0 | 0 | 0 | 0 | 0 | 0 | 0 | 0 | 0 | 0 | 0 | 0 | 0 | 0 | 0 | 0 | 0 | 0 | 0 | 0 | 0 | 0 | 0
| Total risk cost |  |  |  |  | 262570.2955 | 273049.2463 | 285131.0137 | 297175.4579 | 307198.499 | 313513.0771 | 323260.9918 | 334274.8033 | 342242.9665 | 340966.8881 | 339690.8098 | 338414.7314 | 337138.6531 | 335862.5747 | 334586.4964 | 333310.418 | 332034.3397 | 330758.2613 | 329482.183 | 328206.1046 | 326930.0263 | 325653.9479 | 324377.8696 | 323101.7912 | 321825.7129
OTHER BENEFITS
| Reduction in CO2 emissions |  |  | MWh |  | 0 | 0 | 0 | 0 | 0 | 0 | 0 | 0 | 0 | 0 | 0 | 0 | 0 | 0 | 0 | 0 | 0 | 0 | 0 | 0 | 0 | 0 | 0 | 0 | 0
| Value of reduction in CO2 emissions |  |  | $ |  | 0 | 0 | 0 | 0 | 0 | 0 | 0 | 0 | 0 | 0 | 0 | 0 | 0 | 0 | 0 | 0 | 0 | 0 | 0 | 0 | 0 | 0 | 0 | 0 | 0
| Incremental reliability in worst-served areas > 500 mins | $/MWh | 29406.5674 | MWh |  | 0 | 0 | 0 | 0 | 0 | 0 | 0 | 0 | 0 | 0 | 0 | 0 | 0 | 0 | 0 | 0 | 0 | 0 | 0 | 0 | 0 | 0 | 0 | 0 | 0
| Incremental network resilience (domestic) | $/MWh | 24910 | MWh |  | 0 | 0 | 0 | 0 | 0 | 0 | 0 | 0 | 0 | 0 | 0 | 0 | 0 | 0 | 0 | 0 | 0 | 0 | 0 | 0 | 0 | 0 | 0 | 0 | 0
| Incremental network resilience (commercial) | $/MWh | 52200 | MWh |  | 0 | 0 | 0 | 0 | 0 | 0 | 0 | 0 | 0 | 0 | 0 | 0 | 0 | 0 | 0 | 0 | 0 | 0 | 0 | 0 | 0 | 0 | 0 | 0 | 0
| Incremental network resilience (industrial) | $/customer | 74790 | customers |  | 0 | 0 | 0 | 0 | 0 | 0 | 0 | 0 | 0 | 0 | 0 | 0 | 0 | 0 | 0 | 0 | 0 | 0 | 0 | 0 | 0 | 0 | 0 | 0 | 0
| Incremental network resilience (agricultural) | $/customer min | 44400 | mins |  | 0 | 0 | 0 | 0 | 0 | 0 | 0 | 0 | 0 | 0 | 0 | 0 | 0 | 0 | 0 | 0 | 0 | 0 | 0 | 0 | 0 | 0 | 0 | 0 | 0
| Incremental network resilience (others) | $/customer min | 52200 | mins |  | 0 | 0 | 0 | 0 | 0 | 0 | 0 | 0 | 0 | 0 | 0 | 0 | 0 | 0 | 0 | 0 | 0 | 0 | 0 | 0 | 0 | 0 | 0 | 0 | 0
|  |  | 0 |  |  | 0 | 0 | 0 | 0 | 0 | 0 | 0 | 0 | 0 | 0 | 0 | 0 | 0 | 0 | 0 | 0 | 0 | 0 | 0 | 0 | 0 | 0 | 0 | 0 | 0
|  |  | 0 |  |  | 0 | 0 | 0 | 0 | 0 | 0 | 0 | 0 | 0 | 0 | 0 | 0 | 0 | 0 | 0 | 0 | 0 | 0 | 0 | 0 | 0 | 0 | 0 | 0 | 0
| Other benefits 1 |  |  | 2023-12-31 |  | 0 | 0 | 0 | 0 | 0 | 0 | 0 | 0 | 0 | 0 | 0 | 0 | 0 | 0 | 0 | 0 | 0 | 0 | 0 | 0 | 0 | 0 | 0 | 0 | 0
| Other benefits 2 |  |  | 2023-12-31 |  | 0 | 0 | 0 | 0 | 0 | 0 | 0 | 0 | 0 | 0 | 0 | 0 | 0 | 0 | 0 | 0 | 0 | 0 | 0 | 0 | 0 | 0 | 0 | 0 | 0
| Total other benefits |  |  | 2023-12-31 |  | 0 | 0 | 0 | 0 | 0 | 0 | 0 | 0 | 0 | 0 | 0 | 0 | 0 | 0 | 0 | 0 | 0 | 0 | 0 | 0 | 0 | 0 | 0 | 0 | 0
SUMMARY
| Risks mitigated vs base case |  |  | 2023-12-31
Capital expenditure
| < Enter description > |  |  | 2023-12-31 |  | 0 | 0 | 0 | 0 | 0 | 0 | 0 | 0 | 0 | 0 | 0 | 0 | 0 | 0 | 0 | 0 | 0 | 0 | 0 | 0 | 0 | 0 | 0 | 0 | 0
| < Enter description > |  |  | 2023-12-31 |  | 0 | 0 | 0 | 0 | 0 | 0 | 0 | 0 | 0 | 0 | 0 | 0 | 0 | 0 | 0 | 0 | 0 | 0 | 0 | 0 | 0 | 0 | 0 | 0 | 0
| < Enter description > |  |  | 2023-12-31 |  | 0 | 0 | 0 | 0 | 0 | 0 | 0 | 0 | 0 | 0 | 0 | 0 | 0 | 0 | 0 | 0 | 0 | 0 | 0 | 0 | 0 | 0 | 0 | 0 | 0
Cumulative capex
| < Enter description > |  |  | 2023-12-31 |  | 0 | 0 | 0 | 0 | 0 | 0 | 0 | 0 | 0 | 0 | 0 | 0 | 0 | 0 | 0 | 0 | 0 | 0 | 0 | 0 | 0 | 0 | 0 | 0 | 0
| < Enter description > |  |  | 2023-12-31 |  | 0 | 0 | 0 | 0 | 0 | 0 | 0 | 0 | 0 | 0 | 0 | 0 | 0 | 0 | 0 | 0 | 0 | 0 | 0 | 0 | 0 | 0 | 0 | 0 | 0
| < Enter description > |  |  | 2023-12-31 |  | 0 | 0 | 0 | 0 | 0 | 0 | 0 | 0 | 0 | 0 | 0 | 0 | 0 | 0 | 0 | 0 | 0 | 0 | 0 | 0 | 0 | 0 | 0 | 0 | 0
Annualised capex
| Annualised capex - < Enter description > |  |  | 2023-12-31 |  | 0 | 0 | 0 | 0 | 0 | 0 | 0 | 0 | 0 | 0 | 0 | 0 | 0 | 0 | 0 | 0 | 0 | 0 | 0 | 0 | 0 | 0 | 0 | 0 | 0
| Annualised capex - < Enter description > |  |  | 2023-12-31 |  | 0 | 0 | 0 | 0 | 0 | 0 | 0 | 0 | 0 | 0 | 0 | 0 | 0 | 0 | 0 | 0 | 0 | 0 | 0 | 0 | 0 | 0 | 0 | 0 | 0
| Annualised capex - < Enter description > |  |  | 2023-12-31 |  | 0 | 0 | 0 | 0 | 0 | 0 | 0 | 0 | 0 | 0 | 0 | 0 | 0 | 0 | 0 | 0 | 0 | 0 | 0 | 0 | 0 | 0 | 0 | 0 | 0
| Total annualised capex |  |  | 2023-12-31 |  | 0 | 0 | 0 | 0 | 0 | 0 | 0 | 0 | 0 | 0 | 0 | 0 | 0 | 0 | 0 | 0 | 0 | 0 | 0 | 0 | 0 | 0 | 0 | 0 | 0
| Annualised capex |  |  | 2023-12-31 |  | 0 | 0 | 0 | 0 | 0 | 0 | 0 | 0 | 0 | 0 | 0 | 0 | 0 | 0 | 0 | 0 | 0 | 0 | 0 | 0 | 0 | 0 | 0 | 0 | 0
| Operating expenditure |  |  | 2023-12-31 |  | 0 | 0 | 0 | 0 | 0 | 0 | 0 | 0 | 0 | 0 | 0 | 0 | 0 | 0 | 0 | 0 | 0 | 0 | 0 | 0 | 0 | 0 | 0 | 0 | 0
| Risk mitigated |  |  | 2023-12-31 |  | 0 | 0 | 0 | 0 | 0 | 0 | 0 | 0 | 0 | 0 | 0 | 0 | 0 | 0 | 0 | 0 | 0 | 0 | 0 | 0 | 0 | 0 | 0 | 0 | 0
| Other benefits value |  |  | 2023-12-31 |  | 0 | 0 | 0 | 0 | 0 | 0 | 0 | 0 | 0 | 0 | 0 | 0 | 0 | 0 | 0 | 0 | 0 | 0 | 0 | 0 | 0 | 0 | 0 | 0 | 0
| Net benefits |  |  | 2023-12-31 |  | 0 | 0 | 0 | 0 | 0 | 0 | 0 | 0 | 0 | 0 | 0 | 0 | 0 | 0 | 0 | 0 | 0 | 0 | 0 | 0 | 0 | 0 | 0 | 0 | 0
SENSITIVITIES
NPV | Net benefits |  |  | Option 1 (Base Case)NPV |  | 0 | 0 | 0 | 0 | 0 | 0 | 0 | 0 | 0 | 0 | 0 | 0 | 0 | 0 | 0 | 0 | 0 | 0 | 0 | 0 | 0 | 0 | 0 | 0 | 0
| Total annualised capex |  |  |  |  | 0 | 0 | 0 | 0 | 0 | 0 | 0 | 0 | 0 | 0 | 0 | 0 | 0 | 0 | 0 | 0 | 0 | 0 | 0 | 0 | 0 | 0 | 0 | 0 | 0
| Total benefits |  |  |  |  | 0 | 0 | 0 | 0 | 0 | 0 | 0 | 0 | 0 | 0 | 0 | 0 | 0 | 0 | 0 | 0 | 0 | 0 | 0 | 0 | 0 | 0 | 0 | 0 | 0
|  | Capex | Total benefits
sens1 | Capex 10% higher | 10% | 0% | Option 1 (Base Case)sens1 |  | 0 | 0 | 0 | 0 | 0 | 0 | 0 | 0 | 0 | 0 | 0 | 0 | 0 | 0 | 0 | 0 | 0 | 0 | 0 | 0 | 0 | 0 | 0 | 0 | 0
sens2 | Capex 10% lower | -10% | 0% | Option 1 (Base Case)sens2 |  | 0 | 0 | 0 | 0 | 0 | 0 | 0 | 0 | 0 | 0 | 0 | 0 | 0 | 0 | 0 | 0 | 0 | 0 | 0 | 0 | 0 | 0 | 0 | 0 | 0
sens3 | Increasing wind escalation | 0% | 15% | Option 1 (Base Case)sens3 |  | 0 | 0 | 0 | 0 | 0 | 0 | 0 | 0 | 0 | 0 | 0 | 0 | 0 | 0 | 0 | 0 | 0 | 0 | 0 | 0 | 0 | 0 | 0 | 0 | 0
sens4 |  | 0% | 0% | Option 1 (Base Case)sens4 |  | 0 | 0 | 0 | 0 | 0 | 0 | 0 | 0 | 0 | 0 | 0 | 0 | 0 | 0 | 0 | 0 | 0 | 0 | 0 | 0 | 0 | 0 | 0 | 0 | 0
sens5 |  | 0% | 0% | Option 1 (Base Case)sens5 |  | 0 | 0 | 0 | 0 | 0 | 0 | 0 | 0 | 0 | 0 | 0 | 0 | 0 | 0 | 0 | 0 | 0 | 0 | 0 | 0 | 0 | 0 | 0 | 0 | 0
sens | 0 | 0% | 0% | Option 1 (Base Case)sens |  | 0 | 0 | 0 | 0 | 0 | 0 | 0 | 0 | 0 | 0 | 0 | 0 | 0 | 0 | 0 | 0 | 0 | 0 | 0 | 0 | 0 | 0 | 0 | 0 | 0
sens | 0 | 0% | 0% | Option 1 (Base Case)sens |  | 0 | 0 | 0 | 0 | 0 | 0 | 0 | 0 | 0 | 0 | 0 | 0 | 0 | 0 | 0 | 0 | 0 | 0 | 0 | 0 | 0 | 0 | 0 | 0 | 0
sens | 0 | 0% | 0% | Option 1 (Base Case)sens |  | 0 | 0 | 0 | 0 | 0 | 0 | 0 | 0 | 0 | 0 | 0 | 0 | 0 | 0 | 0 | 0 | 0 | 0 | 0 | 0 | 0 | 0 | 0 | 0 | 0

## Option2
Powercor
Ballan microgrid
OPTION 2 | Install generator only microgrid
Count |  |  |  |  | 1 | 2 | 3 | 4 | 5 | 6 | 7 | 8 | 9 | 10 | 11 | 12 | 13 | 14 | 15 | 16 | 17 | 18 | 19 | 20 | 21 | 22 | 23 | 24 | 25
Value of CO2 reductions |  |  |  | $/MWh | 24.7305 | 22.3407 | 20.1963 | 18.0629 | 15.9134 | 13.7151 | 13.7151 | 13.7151 | 13.7151 | 13.7151 | 13.7151 | 13.7151 | 13.7151 | 13.7151 | 13.7151 | 13.7151 | 13.7151 | 13.7151 | 13.7151 | 13.7151 | 13.7151 | 13.7151 | 13.7151 | 13.7151 | 13.7151
|  |  |  | Units | 2026-27 | 2027-28 | 2028-29 | 2029-30 | 2030-31 | 2031-32 | 2032-33 | 2033-34 | 2034-35 | 2035-36 | 2036-37 | 2037-38 | 2038-39 | 2039-40 | 2040-41 | 2041-42 | 2042-43 | 2043-44 | 2044-45 | 2045-46 | 2046-47 | 2047-48 | 2048-49 | 2049-50 | 2050-51
INVESTMENT & OPERATING COST
| Capex |  | Asset life (yrs)
| Microgrid (exc BESS) |  | 20 | 2023-12-31 | 0 | 0 | 2875475.8875 | 0 | 0 | 0 | 0 | 0 | 0 | 0 | 0 | 0 | 0 | 0 | 0 | 0 | 0 | 0 | 0 | 0 | 0 | 0 | 0 | 0 | 0
|  |  | 0 | 2023-12-31 | 0 | 0 | 0 | 0 | 0 | 0 | 0 | 0 | 0 | 0 | 0 | 0 | 0 | 0 | 0 | 0 | 0 | 0 | 0 | 0 | 0 | 0 | 0 | 0 | 0
|  |  | 0 | 2023-12-31 | 0 | 0 | 0 | 0 | 0 | 0 | 0 | 0 | 0 | 0 | 0 | 0 | 0 | 0 | 0 | 0 | 0 | 0 | 0 | 0 | 0 | 0 | 0 | 0 | 0
| Capital expenditure |  |  | 2023-12-31 | 0 | 0 | 2875475.8875 | 0 | 0 | 0 | 0 | 0 | 0 | 0 | 0 | 0 | 0 | 0 | 0 | 0 | 0 | 0 | 0 | 0 | 0 | 0 | 0 | 0 | 0
| Operating expenditure |  |  | 2023-12-31 | 0 | 0 | 0 | 80000 | 80000 | 80000 | 80000 | 80000 | 80000 | 80000 | 80000 | 80000 | 80000 | 80000 | 80000 | 80000 | 80000 | 80000 | 80000 | 80000 | 80000 | 80000 | 80000 | 80000 | 80000
RISK ASSUMPTIONS
| PoF (major) |  |  |  | 0 | 0 | 0 | 0 | 0 | 0 | 0 | 0 | 0 | 0 | 0 | 0 | 0 | 0 | 0 | 0 | 0 | 0 | 0 | 0 | 0 | 0 | 0 | 0 | 0
| PoF (reparable) |  |  |  | 0 | 0 | 0 | 0 | 0 | 0 | 0 | 0 | 0 | 0 | 0 | 0 | 0 | 0 | 0 | 0 | 0 | 0 | 0 | 0 | 0 | 0 | 0 | 0 | 0
| Energy at risk (weighted) |  |  | MWh | 6.8928 | 7.1679 | 7.485 | 0 | 0 | 0 | 0 | 0 | 0 | 0 | 0 | 0 | 0 | 0 | 0 | 0 | 0 | 0 | 0 | 0 | 0 | 0 | 0 | 0 | 0
| Energy at risk value | $/MWh | 38093.4326 | 2023-12-31 | 262570.2955 | 273049.2463 | 285131.0137 | 0 | 0 | 0 | 0 | 0 | 0 | 0 | 0 | 0 | 0 | 0 | 0 | 0 | 0 | 0 | 0 | 0 | 0 | 0 | 0 | 0 | 0
| Safety consequence | (after DF) |  | 2023-12-31 | 0 | 0 | 0 | 0 | 0 | 0 | 0 | 0 | 0 | 0 | 0 | 0 | 0 | 0 | 0 | 0 | 0 | 0 | 0 | 0 | 0 | 0 | 0 | 0 | 0
| Unplanned replacements |  |  | 2023-12-31 | 0 | 0 | 0 | 0 | 0 | 0 | 0 | 0 | 0 | 0 | 0 | 0 | 0 | 0 | 0 | 0 | 0 | 0 | 0 | 0 | 0 | 0 | 0 | 0 | 0
| Environmental consequence | (after DF) |  | 2023-12-31 | 0 | 0 | 0 | 0 | 0 | 0 | 0 | 0 | 0 | 0 | 0 | 0 | 0 | 0 | 0 | 0 | 0 | 0 | 0 | 0 | 0 | 0 | 0 | 0 | 0
| < Other risk - enter description > |  |  | 2023-12-31 | 0 | 0 | 0 | 0 | 0 | 0 | 0 | 0 | 0 | 0 | 0 | 0 | 0 | 0 | 0 | 0 | 0 | 0 | 0 | 0 | 0 | 0 | 0 | 0 | 0
| < Other risk - enter description > |  |  | 2023-12-31 | 0 | 0 | 0 | 0 | 0 | 0 | 0 | 0 | 0 | 0 | 0 | 0 | 0 | 0 | 0 | 0 | 0 | 0 | 0 | 0 | 0 | 0 | 0 | 0 | 0
| Total risk cost |  |  |  | 262570.2955 | 273049.2463 | 285131.0137 | 0 | 0 | 0 | 0 | 0 | 0 | 0 | 0 | 0 | 0 | 0 | 0 | 0 | 0 | 0 | 0 | 0 | 0 | 0 | 0 | 0 | 0
OTHER BENEFITS
| Reduction in CO2 emissions |  |  | MWh | 0 | 0 | 0 | 0 | 0 | 0 | 0 | 0 | 0 | 0 | 0 | 0 | 0 | 0 | 0 | 0 | 0 | 0 | 0 | 0 | 0 | 0 | 0 | 0 | 0
| Value of reduction in CO2 emissions |  |  | $ | 0 | 0 | 0 | 0 | 0 | 0 | 0 | 0 | 0 | 0 | 0 | 0 | 0 | 0 | 0 | 0 | 0 | 0 | 0 | 0 | 0 | 0 | 0 | 0 | 0
| Incremental reliability in worst-served areas > 500 mins | $/MWh | 29406.5674 | MWh | 0 | 0 | 0 | 1.0709 | 1.1667 | 1.1642 | 1.1729 | 1.1842 | 1.1829 | 1.1488 | 1.1147 | 1.0806 | 1.0466 | 1.0125 | 0.97841 | 0.94434 | 0.91026 | 0.87618 | 0.84211 | 0.80803 | 0.77396 | 0.73988 | 0.7058 | 0.67173 | 0.63765
| Incremental network resilience (domestic) | $/MWh | 24910 | MWh | 0 | 0 | 0 | 0.082224 | 0.084813 | 0.087006 | 0.090178 | 0.093736 | 0.096472 | 0.096616 | 0.09676 | 0.096903 | 0.097047 | 0.097191 | 0.097335 | 0.097478 | 0.097622 | 0.097766 | 0.097909 | 0.098053 | 0.098197 | 0.098341 | 0.098484 | 0.098628 | 0.098772
| Incremental network resilience (commercial) | $/MWh | 52200 | MWh | 0 | 0 | 0 | 0.019759 | 0.020381 | 0.020908 | 0.021669 | 0.022523 | 0.02318 | 0.023213 | 0.023247 | 0.023281 | 0.023314 | 0.023348 | 0.023382 | 0.023415 | 0.023449 | 0.023483 | 0.023516 | 0.02355 | 0.023584 | 0.023617 | 0.023651 | 0.023685 | 0.023718
| Incremental network resilience (industrial) | $/customer | 74790 | MWh | 0 | 0 | 0 | 0.0065541 | 0.0067606 | 0.0069351 | 0.0071877 | 0.007471 | 0.0076888 | 0.0077 | 0.0077112 | 0.0077223 | 0.0077335 | 0.0077447 | 0.0077558 | 0.007767 | 0.0077782 | 0.0077893 | 0.0078005 | 0.0078117 | 0.0078228 | 0.007834 | 0.0078452 | 0.0078563 | 0.0078675
| Incremental network resilience (agricultural) | $/customer min | 44400 | MWh | 0 | 0 | 0 | 0.00042379 | 0.00043714 | 0.00044843 | 0.00046476 | 0.00048308 | 0.00049716 | 0.00049789 | 0.00049861 | 0.00049933 | 0.00050005 | 0.00050077 | 0.0005015 | 0.00050222 | 0.00050294 | 0.00050366 | 0.00050438 | 0.00050511 | 0.00050583 | 0.00050655 | 0.00050727 | 0.00050799 | 0.00050872
| Incremental network resilience (others) | $/customer min | 52200 | MWh | 0 | 0 | 0 | 0 | 0 | 0 | 0 | 0 | 0 | 0 | 0 | 0 | 0 | 0 | 0 | 0 | 0 | 0 | 0 | 0 | 0 | 0 | 0 | 0 | 0
[5 empty] | 0 | 0 | 0 | 0 | 0 | 0 | 0 | 0 | 0 | 0 | 0 | 0 | 0 | 0 | 0 | 0 | 0 | 0 | 0 | 0 | 0 | 0 | 0 | 0 | 0
[5 empty] | 0 | 0 | 0 | 0 | 0 | 0 | 0 | 0 | 0 | 0 | 0 | 0 | 0 | 0 | 0 | 0 | 0 | 0 | 0 | 0 | 0 | 0 | 0 | 0 | 0
| Other benefits 1 |  |  | 2023-12-31 | 0 | 0 | 0 | 0 | 0 | 0 | 0 | 0 | 0 | 0 | 0 | 0 | 0 | 0 | 0 | 0 | 0 | 0 | 0 | 0 | 0 | 0 | 0 | 0 | 0
| Other benefits 2 |  |  | 2023-12-31 | 0 | 0 | 0 | 0 | 0 | 0 | 0 | 0 | 0 | 0 | 0 | 0 | 0 | 0 | 0 | 0 | 0 | 0 | 0 | 0 | 0 | 0 | 0 | 0 | 0
| Total other benefits |  |  | 2023-12-31 | 0 | 0 | 0 | 35081.5715 | 38010.2062 | 38032.383 | 38426.3719 | 38914.1369 | 38994.4283 | 37998.5641 | 37002.6999 | 36006.8358 | 35010.9716 | 34015.1075 | 33019.2433 | 32023.3792 | 31027.515 | 30031.6509 | 29035.7867 | 28039.9226 | 27044.0584 | 26048.1943 | 25052.3301 | 24056.466 | 23060.6018
SUMMARY
| Risks mitigated vs base case |  |  | 2023-12-31 | 0 | 0 | 0 | 297175.4579 | 307198.499 | 313513.0771 | 323260.9918 | 334274.8033 | 342242.9665 | 340966.8881 | 339690.8098 | 338414.7314 | 337138.6531 | 335862.5747 | 334586.4964 | 333310.418 | 332034.3397 | 330758.2613 | 329482.183 | 328206.1046 | 326930.0263 | 325653.9479 | 324377.8696 | 323101.7912 | 321825.7129
Capital expenditure
| Microgrid (exc BESS) |  |  | 2023-12-31 | 0 | 0 | -2875475.8875 | 0 | 0 | 0 | 0 | 0 | 0 | 0 | 0 | 0 | 0 | 0 | 0 | 0 | 0 | 0 | 0 | 0 | 0 | 0 | 0 | 0 | 0
| 0 |  |  | 2023-12-31 | 0 | 0 | 0 | 0 | 0 | 0 | 0 | 0 | 0 | 0 | 0 | 0 | 0 | 0 | 0 | 0 | 0 | 0 | 0 | 0 | 0 | 0 | 0 | 0 | 0
| 0 |  |  | 2023-12-31 | 0 | 0 | 0 | 0 | 0 | 0 | 0 | 0 | 0 | 0 | 0 | 0 | 0 | 0 | 0 | 0 | 0 | 0 | 0 | 0 | 0 | 0 | 0 | 0 | 0
Cumulative capex
| Microgrid (exc BESS) |  |  | 2023-12-31 | 0 | 0 | -2875475.8875 | -2875475.8875 | -2875475.8875 | -2875475.8875 | -2875475.8875 | -2875475.8875 | -2875475.8875 | -2875475.8875 | -2875475.8875 | -2875475.8875 | -2875475.8875 | -2875475.8875 | -2875475.8875 | -2875475.8875 | -2875475.8875 | -2875475.8875 | -2875475.8875 | -2875475.8875 | -2875475.8875 | -2875475.8875 | 0 | 0 | 0
| 0 |  |  | 2023-12-31 | 0 | 0 | 0 | 0 | 0 | 0 | 0 | 0 | 0 | 0 | 0 | 0 | 0 | 0 | 0 | 0 | 0 | 0 | 0 | 0 | 0 | 0 | 0 | 0 | 0
| 0 |  |  | 2023-12-31 | 0 | 0 | 0 | 0 | 0 | 0 | 0 | 0 | 0 | 0 | 0 | 0 | 0 | 0 | 0 | 0 | 0 | 0 | 0 | 0 | 0 | 0 | 0 | 0 | 0
Annualised capex
| Annualised capex - Microgrid (exc BESS) |  |  | 2023-12-31 | 0 | 0 | 0 | -202321.5797 | -202321.5797 | -202321.5797 | -202321.5797 | -202321.5797 | -202321.5797 | -202321.5797 | -202321.5797 | -202321.5797 | -202321.5797 | -202321.5797 | -202321.5797 | -202321.5797 | -202321.5797 | -202321.5797 | -202321.5797 | -202321.5797 | -202321.5797 | -202321.5797 | -202321.5797 | 0 | 0
| Annualised capex - |  |  | 2023-12-31 | 0 | 0 | 0 | 0 | 0 | 0 | 0 | 0 | 0 | 0 | 0 | 0 | 0 | 0 | 0 | 0 | 0 | 0 | 0 | 0 | 0 | 0 | 0 | 0 | 0
| Annualised capex - |  |  | 2023-12-31 | 0 | 0 | 0 | 0 | 0 | 0 | 0 | 0 | 0 | 0 | 0 | 0 | 0 | 0 | 0 | 0 | 0 | 0 | 0 | 0 | 0 | 0 | 0 | 0 | 0
| Total annualised capex |  |  | 2023-12-31 | 0 | 0 | 0 | -202321.5797 | -202321.5797 | -202321.5797 | -202321.5797 | -202321.5797 | -202321.5797 | -202321.5797 | -202321.5797 | -202321.5797 | -202321.5797 | -202321.5797 | -202321.5797 | -202321.5797 | -202321.5797 | -202321.5797 | -202321.5797 | -202321.5797 | -202321.5797 | -202321.5797 | -202321.5797 | 0 | 0
| Annualised capex |  |  | 2023-12-31 | 0 | 0 | 0 | -202321.5797 | -202321.5797 | -202321.5797 | -202321.5797 | -202321.5797 | -202321.5797 | -202321.5797 | -202321.5797 | -202321.5797 | -202321.5797 | -202321.5797 | -202321.5797 | -202321.5797 | -202321.5797 | -202321.5797 | -202321.5797 | -202321.5797 | -202321.5797 | -202321.5797 | -202321.5797 | 0 | 0
| Operating expenditure |  |  | 2023-12-31 | 0 | 0 | 0 | -80000 | -80000 | -80000 | -80000 | -80000 | -80000 | -80000 | -80000 | -80000 | -80000 | -80000 | -80000 | -80000 | -80000 | -80000 | -80000 | -80000 | -80000 | -80000 | -80000 | -80000 | -80000
| Risk mitigated |  |  | 2023-12-31 | 0 | 0 | 0 | 297175.4579 | 307198.499 | 313513.0771 | 323260.9918 | 334274.8033 | 342242.9665 | 340966.8881 | 339690.8098 | 338414.7314 | 337138.6531 | 335862.5747 | 334586.4964 | 333310.418 | 332034.3397 | 330758.2613 | 329482.183 | 328206.1046 | 326930.0263 | 325653.9479 | 324377.8696 | 323101.7912 | 321825.7129
| Other benefits value |  |  | 2023-12-31 | 0 | 0 | 0 | 35081.5715 | 38010.2062 | 38032.383 | 38426.3719 | 38914.1369 | 38994.4283 | 37998.5641 | 37002.6999 | 36006.8358 | 35010.9716 | 34015.1075 | 33019.2433 | 32023.3792 | 31027.515 | 30031.6509 | 29035.7867 | 28039.9226 | 27044.0584 | 26048.1943 | 25052.3301 | 24056.466 | 23060.6018
| Net benefits |  |  | 2023-12-31 | 0 | 0 | 0 | 49935.4497 | 62887.1255 | 69223.8804 | 79365.784 | 90867.3604 | 98915.815 | 96643.8725 | 94371.93 | 92099.9875 | 89828.045 | 87556.1025 | 85284.16 | 83012.2175 | 80740.275 | 78468.3325 | 76196.39 | 73924.4475 | 71652.505 | 69380.5625 | 67108.62 | 267158.2572 | 264886.3147
| First capex year |  |  | 3
| First year |  |  | 3
SENSITIVITIES
NPV | Net benefits |  |  | Option 2NPV | 0 | 0 | 0 | 49935.4497 | 62887.1255 | 69223.8804 | 79365.784 | 90867.3604 | 98915.815 | 96643.8725 | 94371.93 | 92099.9875 | 89828.045 | 87556.1025 | 85284.16 | 83012.2175 | 80740.275 | 78468.3325 | 76196.39 | 73924.4475 | 71652.505 | 69380.5625 | 67108.62 | 267158.2572 | 264886.3147
| Total annualised capex |  |  |  | 0 | 0 | 0 | -202321.5797 | -202321.5797 | -202321.5797 | -202321.5797 | -202321.5797 | -202321.5797 | -202321.5797 | -202321.5797 | -202321.5797 | -202321.5797 | -202321.5797 | -202321.5797 | -202321.5797 | -202321.5797 | -202321.5797 | -202321.5797 | -202321.5797 | -202321.5797 | -202321.5797 | -202321.5797 | 0 | 0
| Total benefits |  |  |  | 0 | 0 | 0 | 332257.0294 | 345208.7052 | 351545.4601 | 361687.3637 | 373188.9402 | 381237.3947 | 378965.4522 | 376693.5097 | 374421.5672 | 372149.6247 | 369877.6822 | 367605.7397 | 365333.7972 | 363061.8547 | 360789.9122 | 358517.9697 | 356246.0272 | 353974.0847 | 351702.1422 | 349430.1997 | 347158.2572 | 344886.3147
|  | Capex | Total benefits
sens1 | Capex 10% higher | 10% | 0% | Option 2sens1 | 0 | 0 | 0 | 29703.2918 | 42654.9675 | 48991.7224 | 59133.626 | 70635.2025 | 78683.657 | 76411.7145 | 74139.772 | 71867.8295 | 69595.887 | 67323.9445 | 65052.002 | 62780.0595 | 60508.117 | 58236.1745 | 55964.232 | 53692.2895 | 51420.347 | 49148.4045 | 46876.462 | 267158.2572 | 264886.3147
sens2 | Capex 10% lower | -10% | 0% | Option 2sens2 | 0 | 0 | 0 | 70167.6077 | 83119.2835 | 89456.0384 | 99597.9419 | 111099.5184 | 119147.973 | 116876.0305 | 114604.088 | 112332.1455 | 110060.203 | 107788.2605 | 105516.318 | 103244.3755 | 100972.433 | 98700.4905 | 96428.5479 | 94156.6054 | 91884.6629 | 89612.7204 | 87340.7779 | 267158.2572 | 264886.3147
sens3 | Increasing wind escalation | 0% | 15% | Option 2sens3 | 0 | 0 | 0 | 51256.2356 | 61810.0485 | 69244.9918 | 80560.1363 | 93333.2662 | 102719.7861 | 101727.5166 | 100745.1647 | 99772.8484 | 98810.6879 | 97858.8049 | 96917.3234 | 95986.3694 | 95066.0706 | 94156.5571 | 93257.9611 | 92370.4168 | 91494.0607 | 90629.0316 | 89775.4705 | 291255.1007 | 290424.9084
sens4 |  | 0% | 0% | Option 2sens4 | 0 | 0 | 0 | 49935.4497 | 62887.1255 | 69223.8804 | 79365.784 | 90867.3604 | 98915.815 | 96643.8725 | 94371.93 | 92099.9875 | 89828.045 | 87556.1025 | 85284.16 | 83012.2175 | 80740.275 | 78468.3325 | 76196.39 | 73924.4475 | 71652.505 | 69380.5625 | 67108.62 | 267158.2572 | 264886.3147
sens5 |  | 0% | 0% | Option 2sens5 | 0 | 0 | 0 | 49935.4497 | 62887.1255 | 69223.8804 | 79365.784 | 90867.3604 | 98915.815 | 96643.8725 | 94371.93 | 92099.9875 | 89828.045 | 87556.1025 | 85284.16 | 83012.2175 | 80740.275 | 78468.3325 | 76196.39 | 73924.4475 | 71652.505 | 69380.5625 | 67108.62 | 267158.2572 | 264886.3147
sens | 0 | 0% | 0% | Option 2sens | 0 | 0 | 0 | 49935.4497 | 62887.1255 | 69223.8804 | 79365.784 | 90867.3604 | 98915.815 | 96643.8725 | 94371.93 | 92099.9875 | 89828.045 | 87556.1025 | 85284.16 | 83012.2175 | 80740.275 | 78468.3325 | 76196.39 | 73924.4475 | 71652.505 | 69380.5625 | 67108.62 | 267158.2572 | 264886.3147
sens | 0 | 0% | 0% | Option 2sens | 0 | 0 | 0 | 49935.4497 | 62887.1255 | 69223.8804 | 79365.784 | 90867.3604 | 98915.815 | 96643.8725 | 94371.93 | 92099.9875 | 89828.045 | 87556.1025 | 85284.16 | 83012.2175 | 80740.275 | 78468.3325 | 76196.39 | 73924.4475 | 71652.505 | 69380.5625 | 67108.62 | 267158.2572 | 264886.3147
sens | 0 | 0% | 0% | Option 2sens | 0 | 0 | 0 | 49935.4497 | 62887.1255 | 69223.8804 | 79365.784 | 90867.3604 | 98915.815 | 96643.8725 | 94371.93 | 92099.9875 | 89828.045 | 87556.1025 | 85284.16 | 83012.2175 | 80740.275 | 78468.3325 | 76196.39 | 73924.4475 | 71652.505 | 69380.5625 | 67108.62 | 267158.2572 | 264886.3147

## Option3
Powercor
Ballan microgrid
OPTION 3 | Install generator + BESS microgrid
Count |  |  |  |  | 1 | 2 | 3 | 4 | 5 | 6 | 7 | 8 | 9 | 10 | 11 | 12 | 13 | 14 | 15 | 16 | 17 | 18 | 19 | 20 | 21 | 22 | 23 | 24 | 25
Value of CO2 reductions |  |  |  | $/MWh | 24.7305 | 22.3407 | 20.1963 | 18.0629 | 15.9134 | 13.7151 | 13.7151 | 13.7151 | 13.7151 | 13.7151 | 13.7151 | 13.7151 | 13.7151 | 13.7151 | 13.7151 | 13.7151 | 13.7151 | 13.7151 | 13.7151 | 13.7151 | 13.7151 | 13.7151 | 13.7151 | 13.7151 | 13.7151
|  |  |  | Units | 2026-27 | 2027-28 | 2028-29 | 2029-30 | 2030-31 | 2031-32 | 2032-33 | 2033-34 | 2034-35 | 2035-36 | 2036-37 | 2037-38 | 2038-39 | 2039-40 | 2040-41 | 2041-42 | 2042-43 | 2043-44 | 2044-45 | 2045-46 | 2046-47 | 2047-48 | 2048-49 | 2049-50 | 2050-51
INVESTMENT & OPERATING COST
| Capex |  | Asset life (yrs)
| Microgrid (exc BESS) |  | 20 | 2023-12-31 | 0 | 0 | 2875475.8875 | 0 | 0 | 0 | 0 | 0 | 0 | 0 | 0 | 0 | 0 | 0 | 0 | 0 | 0 | 0 | 0 | 0 | 0 | 0 | 0 | 0 | 0
| BESS |  | 20 | 2023-12-31 | 0 | 0 | 3529986.1625 | 0 | 0 | 0 | 0 | 0 | 0 | 0 | 0 | 0 | 0 | 0 | 0 | 0 | 0 | 0 | 0 | 0 | 0 | 0 | 0 | 0 | 0
|  |  | 0 | 2023-12-31 | 0 | 0 | 0 | 0 | 0 | 0 | 0 | 0 | 0 | 0 | 0 | 0 | 0 | 0 | 0 | 0 | 0 | 0 | 0 | 0 | 0 | 0 | 0 | 0 | 0
| Capital expenditure |  |  | 2023-12-31 | 0 | 0 | 6405462.05 | 0 | 0 | 0 | 0 | 0 | 0 | 0 | 0 | 0 | 0 | 0 | 0 | 0 | 0 | 0 | 0 | 0 | 0 | 0 | 0 | 0 | 0
| Operating expenditure |  |  | 2023-12-31 | 0 | 0 | 0 | 180000 | 180000 | 180000 | 180000 | 180000 | 180000 | 180000 | 180000 | 180000 | 180000 | 180000 | 180000 | 180000 | 180000 | 180000 | 180000 | 180000 | 180000 | 180000 | 180000 | 180000 | 180000
RISK ASSUMPTIONS
| PoF (major) |  |  |  | 0 | 0 | 0 | 0 | 0 | 0 | 0 | 0 | 0 | 0 | 0 | 0 | 0 | 0 | 0 | 0 | 0 | 0 | 0 | 0 | 0 | 0 | 0 | 0 | 0
| PoF (reparable) |  |  |  | 0 | 0 | 0 | 0 | 0 | 0 | 0 | 0 | 0 | 0 | 0 | 0 | 0 | 0 | 0 | 0 | 0 | 0 | 0 | 0 | 0 | 0 | 0 | 0 | 0
| Energy at risk (weighted) |  |  | MWh | 6.8928 | 7.1679 | 7.485 | 0 | 0 | 0 | 0 | 0 | 0 | 0 | 0 | 0 | 0 | 0 | 0 | 0 | 0 | 0 | 0 | 0 | 0 | 0 | 0 | 0 | 0
| Energy at risk value | $/MWh | 38093.4326 | 2023-12-31 | 262570.2955 | 273049.2463 | 285131.0137 | 0 | 0 | 0 | 0 | 0 | 0 | 0 | 0 | 0 | 0 | 0 | 0 | 0 | 0 | 0 | 0 | 0 | 0 | 0 | 0 | 0 | 0
| Safety consequence | (after DF) |  | 2023-12-31 | 0 | 0 | 0 | 0 | 0 | 0 | 0 | 0 | 0 | 0 | 0 | 0 | 0 | 0 | 0 | 0 | 0 | 0 | 0 | 0 | 0 | 0 | 0 | 0 | 0
| Unplanned replacements |  |  | 2023-12-31 | 0 | 0 | 0 | 0 | 0 | 0 | 0 | 0 | 0 | 0 | 0 | 0 | 0 | 0 | 0 | 0 | 0 | 0 | 0 | 0 | 0 | 0 | 0 | 0 | 0
| Environmental consequence | (after DF) |  | 2023-12-31 | 0 | 0 | 0 | 0 | 0 | 0 | 0 | 0 | 0 | 0 | 0 | 0 | 0 | 0 | 0 | 0 | 0 | 0 | 0 | 0 | 0 | 0 | 0 | 0 | 0
| < Other risk - enter description > |  |  | 2023-12-31 | 0 | 0 | 0 | 0 | 0 | 0 | 0 | 0 | 0 | 0 | 0 | 0 | 0 | 0 | 0 | 0 | 0 | 0 | 0 | 0 | 0 | 0 | 0 | 0 | 0
| < Other risk - enter description > |  |  | 2023-12-31 | 0 | 0 | 0 | 0 | 0 | 0 | 0 | 0 | 0 | 0 | 0 | 0 | 0 | 0 | 0 | 0 | 0 | 0 | 0 | 0 | 0 | 0 | 0 | 0 | 0
| Total risk cost |  |  |  | 262570.2955 | 273049.2463 | 285131.0137 | 0 | 0 | 0 | 0 | 0 | 0 | 0 | 0 | 0 | 0 | 0 | 0 | 0 | 0 | 0 | 0 | 0 | 0 | 0 | 0 | 0 | 0
OTHER BENEFITS
| Reduction in CO2 emissions |  |  | MWh | 0 | 0 | 0 | 0 | 0 | 0 | 0 | 0 | 0 | 0 | 0 | 0 | 0 | 0 | 0 | 0 | 0 | 0 | 0 | 0 | 0 | 0 | 0 | 0 | 0
| Value of reduction in CO2 emissions |  |  | $ | 0 | 0 | 0 | 0 | 0 | 0 | 0 | 0 | 0 | 0 | 0 | 0 | 0 | 0 | 0 | 0 | 0 | 0 | 0 | 0 | 0 | 0 | 0 | 0 | 0
| Incremental reliability in worst-served areas > 500 mins | $/MWh | 29406.5674 | MWh | 0 | 0 | 0 | 1.0709 | 1.1667 | 1.1642 | 1.1729 | 1.1842 | 1.1829 | 1.1488 | 1.1147 | 1.0806 | 1.0466 | 1.0125 | 0.97841 | 0.94434 | 0.91026 | 0.87618 | 0.84211 | 0.80803 | 0.77396 | 0.73988 | 0.7058 | 0.67173 | 0.63765
| Incremental network resilience (domestic) | $/MWh | 24910 | MWh | 0 | 0 | 0 | 0.082224 | 0.084813 | 0.087006 | 0.090178 | 0.093736 | 0.096472 | 0.096616 | 0.09676 | 0.096903 | 0.097047 | 0.097191 | 0.097335 | 0.097478 | 0.097622 | 0.097766 | 0.097909 | 0.098053 | 0.098197 | 0.098341 | 0.098484 | 0.098628 | 0.098772
| Incremental network resilience (commercial) | $/MWh | 52200 | MWh | 0 | 0 | 0 | 0.019759 | 0.020381 | 0.020908 | 0.021669 | 0.022523 | 0.02318 | 0.023213 | 0.023247 | 0.023281 | 0.023314 | 0.023348 | 0.023382 | 0.023415 | 0.023449 | 0.023483 | 0.023516 | 0.02355 | 0.023584 | 0.023617 | 0.023651 | 0.023685 | 0.023718
| Incremental network resilience (industrial) | $/customer | 74790 | MWh | 0 | 0 | 0 | 0.0065541 | 0.0067606 | 0.0069351 | 0.0071877 | 0.007471 | 0.0076888 | 0.0077 | 0.0077112 | 0.0077223 | 0.0077335 | 0.0077447 | 0.0077558 | 0.007767 | 0.0077782 | 0.0077893 | 0.0078005 | 0.0078117 | 0.0078228 | 0.007834 | 0.0078452 | 0.0078563 | 0.0078675
| Incremental network resilience (agricultural) | $/customer min | 44400 | MWh | 0 | 0 | 0 | 0.00042379 | 0.00043714 | 0.00044843 | 0.00046476 | 0.00048308 | 0.00049716 | 0.00049789 | 0.00049861 | 0.00049933 | 0.00050005 | 0.00050077 | 0.0005015 | 0.00050222 | 0.00050294 | 0.00050366 | 0.00050438 | 0.00050511 | 0.00050583 | 0.00050655 | 0.00050727 | 0.00050799 | 0.00050872
| Incremental network resilience (others) | $/customer min | 52200 | MWh | 0 | 0 | 0 | 0 | 0 | 0 | 0 | 0 | 0 | 0 | 0 | 0 | 0 | 0 | 0 | 0 | 0 | 0 | 0 | 0 | 0 | 0 | 0 | 0 | 0
| Bess lease | $/pa | 11000 | $ | 0 | 0 | 0 | 1 | 1 | 1 | 1 | 1 | 1 | 1 | 1 | 1 | 1 | 1 | 1 | 1 | 1 | 1 | 1 | 1 | 1 | 1 | 1 | 1 | 1
[5 empty] | 0 | 0 | 0 | 0 | 0 | 0 | 0 | 0 | 0 | 0 | 0 | 0 | 0 | 0 | 0 | 0 | 0 | 0 | 0 | 0 | 0 | 0 | 0 | 0 | 0
| Other benefits 1 |  |  | 2023-12-31 | 0 | 0 | 0 | 0 | 0 | 0 | 0 | 0 | 0 | 0 | 0 | 0 | 0 | 0 | 0 | 0 | 0 | 0 | 0 | 0 | 0 | 0 | 0 | 0 | 0
| Other benefits 2 |  |  | 2023-12-31 | 0 | 0 | 0 | 0 | 0 | 0 | 0 | 0 | 0 | 0 | 0 | 0 | 0 | 0 | 0 | 0 | 0 | 0 | 0 | 0 | 0 | 0 | 0 | 0 | 0
| Total other benefits |  |  | 2023-12-31 | 0 | 0 | 0 | 46081.5715 | 49010.2062 | 49032.383 | 49426.3719 | 49914.1369 | 49994.4283 | 48998.5641 | 48002.6999 | 47006.8358 | 46010.9716 | 45015.1075 | 44019.2433 | 43023.3792 | 42027.515 | 41031.6509 | 40035.7867 | 39039.9226 | 38044.0584 | 37048.1943 | 36052.3301 | 35056.466 | 34060.6018
SUMMARY
| Risks mitigated vs base case |  |  | 2023-12-31 | 0 | 0 | 0 | 297175.4579 | 307198.499 | 313513.0771 | 323260.9918 | 334274.8033 | 342242.9665 | 340966.8881 | 339690.8098 | 338414.7314 | 337138.6531 | 335862.5747 | 334586.4964 | 333310.418 | 332034.3397 | 330758.2613 | 329482.183 | 328206.1046 | 326930.0263 | 325653.9479 | 324377.8696 | 323101.7912 | 321825.7129
Capital expenditure
| Microgrid (exc BESS) |  |  | 2023-12-31 | 0 | 0 | -2875475.8875 | 0 | 0 | 0 | 0 | 0 | 0 | 0 | 0 | 0 | 0 | 0 | 0 | 0 | 0 | 0 | 0 | 0 | 0 | 0 | 0 | 0 | 0
| BESS |  |  | 2023-12-31 | 0 | 0 | -3529986.1625 | 0 | 0 | 0 | 0 | 0 | 0 | 0 | 0 | 0 | 0 | 0 | 0 | 0 | 0 | 0 | 0 | 0 | 0 | 0 | 0 | 0 | 0
| 0 |  |  | 2023-12-31 | 0 | 0 | 0 | 0 | 0 | 0 | 0 | 0 | 0 | 0 | 0 | 0 | 0 | 0 | 0 | 0 | 0 | 0 | 0 | 0 | 0 | 0 | 0 | 0 | 0
Cumulative capex
| Microgrid (exc BESS) |  |  | 2023-12-31 | 0 | 0 | -2875475.8875 | -2875475.8875 | -2875475.8875 | -2875475.8875 | -2875475.8875 | -2875475.8875 | -2875475.8875 | -2875475.8875 | -2875475.8875 | -2875475.8875 | -2875475.8875 | -2875475.8875 | -2875475.8875 | -2875475.8875 | -2875475.8875 | -2875475.8875 | -2875475.8875 | -2875475.8875 | -2875475.8875 | -2875475.8875 | 0 | 0 | 0
| BESS |  |  | 2023-12-31 | 0 | 0 | -3529986.1625 | -3529986.1625 | -3529986.1625 | -3529986.1625 | -3529986.1625 | -3529986.1625 | -3529986.1625 | -3529986.1625 | -3529986.1625 | -3529986.1625 | -3529986.1625 | -3529986.1625 | -3529986.1625 | -3529986.1625 | -3529986.1625 | -3529986.1625 | -3529986.1625 | -3529986.1625 | -3529986.1625 | -3529986.1625 | 0 | 0 | 0
| 0 |  |  | 2023-12-31 | 0 | 0 | 0 | 0 | 0 | 0 | 0 | 0 | 0 | 0 | 0 | 0 | 0 | 0 | 0 | 0 | 0 | 0 | 0 | 0 | 0 | 0 | 0 | 0 | 0
Annualised capex
| Annualised capex - Microgrid (exc BESS) |  |  | 2023-12-31 | 0 | 0 | 0 | -202321.5797 | -202321.5797 | -202321.5797 | -202321.5797 | -202321.5797 | -202321.5797 | -202321.5797 | -202321.5797 | -202321.5797 | -202321.5797 | -202321.5797 | -202321.5797 | -202321.5797 | -202321.5797 | -202321.5797 | -202321.5797 | -202321.5797 | -202321.5797 | -202321.5797 | -202321.5797 | 0 | 0
| Annualised capex - BESS |  |  | 2023-12-31 | 0 | 0 | 0 | -248373.6274 | -248373.6274 | -248373.6274 | -248373.6274 | -248373.6274 | -248373.6274 | -248373.6274 | -248373.6274 | -248373.6274 | -248373.6274 | -248373.6274 | -248373.6274 | -248373.6274 | -248373.6274 | -248373.6274 | -248373.6274 | -248373.6274 | -248373.6274 | -248373.6274 | -248373.6274 | 0 | 0
| Annualised capex - |  |  | 2023-12-31 | 0 | 0 | 0 | 0 | 0 | 0 | 0 | 0 | 0 | 0 | 0 | 0 | 0 | 0 | 0 | 0 | 0 | 0 | 0 | 0 | 0 | 0 | 0 | 0 | 0
| Total annualised capex |  |  | 2023-12-31 | 0 | 0 | 0 | -450695.2071 | -450695.2071 | -450695.2071 | -450695.2071 | -450695.2071 | -450695.2071 | -450695.2071 | -450695.2071 | -450695.2071 | -450695.2071 | -450695.2071 | -450695.2071 | -450695.2071 | -450695.2071 | -450695.2071 | -450695.2071 | -450695.2071 | -450695.2071 | -450695.2071 | -450695.2071 | 0 | 0
| Annualised capex |  |  | 2023-12-31 | 0 | 0 | 0 | -450695.2071 | -450695.2071 | -450695.2071 | -450695.2071 | -450695.2071 | -450695.2071 | -450695.2071 | -450695.2071 | -450695.2071 | -450695.2071 | -450695.2071 | -450695.2071 | -450695.2071 | -450695.2071 | -450695.2071 | -450695.2071 | -450695.2071 | -450695.2071 | -450695.2071 | -450695.2071 | 0 | 0
| Operating expenditure |  |  | 2023-12-31 | 0 | 0 | 0 | -180000 | -180000 | -180000 | -180000 | -180000 | -180000 | -180000 | -180000 | -180000 | -180000 | -180000 | -180000 | -180000 | -180000 | -180000 | -180000 | -180000 | -180000 | -180000 | -180000 | -180000 | -180000
| Risk mitigated |  |  | 2023-12-31 | 0 | 0 | 0 | 297175.4579 | 307198.499 | 313513.0771 | 323260.9918 | 334274.8033 | 342242.9665 | 340966.8881 | 339690.8098 | 338414.7314 | 337138.6531 | 335862.5747 | 334586.4964 | 333310.418 | 332034.3397 | 330758.2613 | 329482.183 | 328206.1046 | 326930.0263 | 325653.9479 | 324377.8696 | 323101.7912 | 321825.7129
| Other benefits value |  |  | 2023-12-31 | 0 | 0 | 0 | 46081.5715 | 49010.2062 | 49032.383 | 49426.3719 | 49914.1369 | 49994.4283 | 48998.5641 | 48002.6999 | 47006.8358 | 46010.9716 | 45015.1075 | 44019.2433 | 43023.3792 | 42027.515 | 41031.6509 | 40035.7867 | 39039.9226 | 38044.0584 | 37048.1943 | 36052.3301 | 35056.466 | 34060.6018
| Net benefits |  |  | 2023-12-31 | 0 | 0 | 0 | -287438.1777 | -274486.5019 | -268149.747 | -258007.8435 | -246506.267 | -238457.8124 | -240729.7549 | -243001.6974 | -245273.6399 | -247545.5824 | -249817.5249 | -252089.4674 | -254361.4099 | -256633.3524 | -258905.2949 | -261177.2374 | -263449.1799 | -265721.1224 | -267993.0649 | -270265.0075 | 178158.2572 | 175886.3147
| First capex year |  |  | 3
| First year |  |  | 3
SENSITIVITIES
NPV | Net benefits |  |  | Option 3NPV | 0 | 0 | 0 | -287438.1777 | -274486.5019 | -268149.747 | -258007.8435 | -246506.267 | -238457.8124 | -240729.7549 | -243001.6974 | -245273.6399 | -247545.5824 | -249817.5249 | -252089.4674 | -254361.4099 | -256633.3524 | -258905.2949 | -261177.2374 | -263449.1799 | -265721.1224 | -267993.0649 | -270265.0075 | 178158.2572 | 175886.3147
| Total annualised capex |  |  |  | 0 | 0 | 0 | -450695.2071 | -450695.2071 | -450695.2071 | -450695.2071 | -450695.2071 | -450695.2071 | -450695.2071 | -450695.2071 | -450695.2071 | -450695.2071 | -450695.2071 | -450695.2071 | -450695.2071 | -450695.2071 | -450695.2071 | -450695.2071 | -450695.2071 | -450695.2071 | -450695.2071 | -450695.2071 | 0 | 0
| Total benefits |  |  |  | 0 | 0 | 0 | 343257.0294 | 356208.7052 | 362545.4601 | 372687.3637 | 384188.9402 | 392237.3947 | 389965.4522 | 387693.5097 | 385421.5672 | 383149.6247 | 380877.6822 | 378605.7397 | 376333.7972 | 374061.8547 | 371789.9122 | 369517.9697 | 367246.0272 | 364974.0847 | 362702.1422 | 360430.1997 | 358158.2572 | 355886.3147
|  | Capex | Total benefits
sens1 | Capex 10% higher | 10% | 0% | Option 3sens1 | 0 | 0 | 0 | -332507.6984 | -319556.0226 | -313219.2677 | -303077.3642 | -291575.7877 | -283527.3331 | -285799.2756 | -288071.2181 | -290343.1606 | -292615.1031 | -294887.0456 | -297158.9882 | -299430.9307 | -301702.8732 | -303974.8157 | -306246.7582 | -308518.7007 | -310790.6432 | -313062.5857 | -315334.5282 | 178158.2572 | 175886.3147
sens2 | Capex 10% lower | -10% | 0% | Option 3sens2 | 0 | 0 | 0 | -242368.657 | -229416.9812 | -223080.2263 | -212938.3228 | -201436.7463 | -193388.2917 | -195660.2342 | -197932.1767 | -200204.1192 | -202476.0617 | -204748.0042 | -207019.9467 | -209291.8892 | -211563.8317 | -213835.7742 | -216107.7167 | -218379.6592 | -220651.6017 | -222923.5442 | -225195.4867 | 178158.2572 | 175886.3147
sens3 | Increasing wind escalation | 0% | 0.75% | Option 3sens3 | 0 | 0 | 0 | -286117.3919 | -275563.579 | -268128.6356 | -256813.4911 | -244040.3612 | -234653.8413 | -235646.1108 | -236628.4628 | -237600.779 | -238562.9396 | -239514.8225 | -240456.304 | -241387.2581 | -242307.5568 | -243217.0703 | -244115.6664 | -245003.2107 | -245879.5668 | -246744.5958 | -247598.1569 | 202255.1007 | 201424.9084
sens4 |  | 0% | 0% | Option 3sens4 | 0 | 0 | 0 | -287438.1777 | -274486.5019 | -268149.747 | -258007.8435 | -246506.267 | -238457.8124 | -240729.7549 | -243001.6974 | -245273.6399 | -247545.5824 | -249817.5249 | -252089.4674 | -254361.4099 | -256633.3524 | -258905.2949 | -261177.2374 | -263449.1799 | -265721.1224 | -267993.0649 | -270265.0075 | 178158.2572 | 175886.3147
sens5 |  | 0% | 0% | Option 3sens5 | 0 | 0 | 0 | -287438.1777 | -274486.5019 | -268149.747 | -258007.8435 | -246506.267 | -238457.8124 | -240729.7549 | -243001.6974 | -245273.6399 | -247545.5824 | -249817.5249 | -252089.4674 | -254361.4099 | -256633.3524 | -258905.2949 | -261177.2374 | -263449.1799 | -265721.1224 | -267993.0649 | -270265.0075 | 178158.2572 | 175886.3147
sens | 0 | 0% | 0% | Option 3sens | 0 | 0 | 0 | -287438.1777 | -274486.5019 | -268149.747 | -258007.8435 | -246506.267 | -238457.8124 | -240729.7549 | -243001.6974 | -245273.6399 | -247545.5824 | -249817.5249 | -252089.4674 | -254361.4099 | -256633.3524 | -258905.2949 | -261177.2374 | -263449.1799 | -265721.1224 | -267993.0649 | -270265.0075 | 178158.2572 | 175886.3147
sens | 0 | 0% | 0% | Option 3sens | 0 | 0 | 0 | -287438.1777 | -274486.5019 | -268149.747 | -258007.8435 | -246506.267 | -238457.8124 | -240729.7549 | -243001.6974 | -245273.6399 | -247545.5824 | -249817.5249 | -252089.4674 | -254361.4099 | -256633.3524 | -258905.2949 | -261177.2374 | -263449.1799 | -265721.1224 | -267993.0649 | -270265.0075 | 178158.2572 | 175886.3147
sens | 0 | 0% | 0% | Option 3sens | 0 | 0 | 0 | -287438.1777 | -274486.5019 | -268149.747 | -258007.8435 | -246506.267 | -238457.8124 | -240729.7549 | -243001.6974 | -245273.6399 | -247545.5824 | -249817.5249 | -252089.4674 | -254361.4099 | -256633.3524 | -258905.2949 | -261177.2374 | -263449.1799 | -265721.1224 | -267993.0649 | -270265.0075 | 178158.2572 | 175886.3147

## Option4
Powercor
Ballan microgrid
OPTION 4 | 0
Not used
Count |  |  |  |  | 1 | 2 | 3 | 4 | 5 | 6 | 7 | 8 | 9 | 10 | 11 | 12 | 13 | 14 | 15 | 16 | 17 | 18 | 19 | 20 | 21 | 22 | 23 | 24 | 25
Value of CO2 reductions |  |  |  | $/MWh | 24.7305 | 22.3407 | 20.1963 | 18.0629 | 15.9134 | 13.7151 | 13.7151 | 13.7151 | 13.7151 | 13.7151 | 13.7151 | 13.7151 | 13.7151 | 13.7151 | 13.7151 | 13.7151 | 13.7151 | 13.7151 | 13.7151 | 13.7151 | 13.7151 | 13.7151 | 13.7151 | 13.7151 | 13.7151
|  |  |  | Units | 2026-27 | 2027-28 | 2028-29 | 2029-30 | 2030-31 | 2031-32 | 2032-33 | 2033-34 | 2034-35 | 2035-36 | 2036-37 | 2037-38 | 2038-39 | 2039-40 | 2040-41 | 2041-42 | 2042-43 | 2043-44 | 2044-45 | 2045-46 | 2046-47 | 2047-48 | 2048-49 | 2049-50 | 2050-51
INVESTMENT & OPERATING COST
| Capex |  | Asset life (yrs)
| < Enter description > |  | 0 | 2023-12-31 | 0 | 0 | 0 | 0 | 0 | 0 | 0 | 0 | 0 | 0 | 0 | 0 | 0 | 0 | 0 | 0 | 0 | 0 | 0 | 0 | 0 | 0 | 0 | 0 | 0
| < Enter description > |  | 0 | 2023-12-31 | 0 | 0 | 0 | 0 | 0 | 0 | 0 | 0 | 0 | 0 | 0 | 0 | 0 | 0 | 0 | 0 | 0 | 0 | 0 | 0 | 0 | 0 | 0 | 0 | 0
| < Enter description > |  | 0 | 2023-12-31 | 0 | 0 | 0 | 0 | 0 | 0 | 0 | 0 | 0 | 0 | 0 | 0 | 0 | 0 | 0 | 0 | 0 | 0 | 0 | 0 | 0 | 0 | 0 | 0 | 0
| Capital expenditure |  |  | 2023-12-31 | 0 | 0 | 0 | 0 | 0 | 0 | 0 | 0 | 0 | 0 | 0 | 0 | 0 | 0 | 0 | 0 | 0 | 0 | 0 | 0 | 0 | 0 | 0 | 0 | 0
| Operating expenditure |  |  | 2023-12-31 | 0 | 0 | 0 | 0 | 0 | 0 | 0 | 0 | 0 | 0 | 0 | 0 | 0 | 0 | 0 | 0 | 0 | 0 | 0 | 0 | 0 | 0 | 0 | 0 | 0
RISK ASSUMPTIONS
| PoF (major) |  |  |  | 0 | 0 | 0 | 0 | 0 | 0 | 0 | 0 | 0 | 0 | 0 | 0 | 0 | 0 | 0 | 0 | 0 | 0 | 0 | 0 | 0 | 0 | 0 | 0 | 0
| PoF (reparable) |  |  |  | 0 | 0 | 0 | 0 | 0 | 0 | 0 | 0 | 0 | 0 | 0 | 0 | 0 | 0 | 0 | 0 | 0 | 0 | 0 | 0 | 0 | 0 | 0 | 0 | 0
| Energy at risk (weighted) |  |  | MWh | 0 | 0 | 0 | 0 | 0 | 0 | 0 | 0 | 0 | 0 | 0 | 0 | 0 | 0 | 0 | 0 | 0 | 0 | 0 | 0 | 0 | 0 | 0 | 0 | 0
| Energy at risk value | $/MWh | 38093.4326 | 2023-12-31 | 0 | 0 | 0 | 0 | 0 | 0 | 0 | 0 | 0 | 0 | 0 | 0 | 0 | 0 | 0 | 0 | 0 | 0 | 0 | 0 | 0 | 0 | 0 | 0 | 0
| Safety consequence | (after DF) |  | 2023-12-31 | 0 | 0 | 0 | 0 | 0 | 0 | 0 | 0 | 0 | 0 | 0 | 0 | 0 | 0 | 0 | 0 | 0 | 0 | 0 | 0 | 0 | 0 | 0 | 0 | 0
| Unplanned replacements |  |  | 2023-12-31 | 0 | 0 | 0 | 0 | 0 | 0 | 0 | 0 | 0 | 0 | 0 | 0 | 0 | 0 | 0 | 0 | 0 | 0 | 0 | 0 | 0 | 0 | 0 | 0 | 0
| Environmental consequence | (after DF) |  | 2023-12-31 | 0 | 0 | 0 | 0 | 0 | 0 | 0 | 0 | 0 | 0 | 0 | 0 | 0 | 0 | 0 | 0 | 0 | 0 | 0 | 0 | 0 | 0 | 0 | 0 | 0
| < Other risk - enter description > |  |  | 2023-12-31 | 0 | 0 | 0 | 0 | 0 | 0 | 0 | 0 | 0 | 0 | 0 | 0 | 0 | 0 | 0 | 0 | 0 | 0 | 0 | 0 | 0 | 0 | 0 | 0 | 0
| < Other risk - enter description > |  |  | 2023-12-31 | 0 | 0 | 0 | 0 | 0 | 0 | 0 | 0 | 0 | 0 | 0 | 0 | 0 | 0 | 0 | 0 | 0 | 0 | 0 | 0 | 0 | 0 | 0 | 0 | 0
| Total risk cost |  |  |  | 0 | 0 | 0 | 0 | 0 | 0 | 0 | 0 | 0 | 0 | 0 | 0 | 0 | 0 | 0 | 0 | 0 | 0 | 0 | 0 | 0 | 0 | 0 | 0 | 0
OTHER BENEFITS
| Reduction in CO2 emissions |  |  | MWh | 0 | 0 | 0 | 0 | 0 | 0 | 0 | 0 | 0 | 0 | 0 | 0 | 0 | 0 | 0 | 0 | 0 | 0 | 0 | 0 | 0 | 0 | 0 | 0 | 0
| Value of reduction in CO2 emissions |  |  | $ | 0 | 0 | 0 | 0 | 0 | 0 | 0 | 0 | 0 | 0 | 0 | 0 | 0 | 0 | 0 | 0 | 0 | 0 | 0 | 0 | 0 | 0 | 0 | 0 | 0
| Incremental reliability in worst-served areas > 500 mins | $/MWh | 29406.5674 | MWh | 0 | 0 | 0 | 0 | 0 | 0 | 0 | 0 | 0 | 0 | 0 | 0 | 0 | 0 | 0 | 0 | 0 | 0 | 0 | 0 | 0 | 0 | 0 | 0 | 0
| Incremental network resilience (domestic) | $/MWh | 24910 | MWh | 0 | 0 | 0 | 0 | 0 | 0 | 0 | 0 | 0 | 0 | 0 | 0 | 0 | 0 | 0 | 0 | 0 | 0 | 0 | 0 | 0 | 0 | 0 | 0 | 0
| Incremental network resilience (commercial) | $/MWh | 52200 | MWh | 0 | 0 | 0 | 0 | 0 | 0 | 0 | 0 | 0 | 0 | 0 | 0 | 0 | 0 | 0 | 0 | 0 | 0 | 0 | 0 | 0 | 0 | 0 | 0 | 0
| Incremental network resilience (industrial) | $/customer | 74790 | MWh | 0 | 0 | 0 | 0 | 0 | 0 | 0 | 0 | 0 | 0 | 0 | 0 | 0 | 0 | 0 | 0 | 0 | 0 | 0 | 0 | 0 | 0 | 0 | 0 | 0
| Incremental network resilience (agricultural) | $/customer min | 44400 | MWh | 0 | 0 | 0 | 0 | 0 | 0 | 0 | 0 | 0 | 0 | 0 | 0 | 0 | 0 | 0 | 0 | 0 | 0 | 0 | 0 | 0 | 0 | 0 | 0 | 0
| Incremental network resilience (others) | $/customer min | 52200 | MWh | 0 | 0 | 0 | 0 | 0 | 0 | 0 | 0 | 0 | 0 | 0 | 0 | 0 | 0 | 0 | 0 | 0 | 0 | 0 | 0 | 0 | 0 | 0 | 0 | 0
|  |  | 0 |  | 0 | 0 | 0 | 0 | 0 | 0 | 0 | 0 | 0 | 0 | 0 | 0 | 0 | 0 | 0 | 0 | 0 | 0 | 0 | 0 | 0 | 0 | 0 | 0 | 0
|  |  | 0 |  | 0 | 0 | 0 | 0 | 0 | 0 | 0 | 0 | 0 | 0 | 0 | 0 | 0 | 0 | 0 | 0 | 0 | 0 | 0 | 0 | 0 | 0 | 0 | 0 | 0
| Other benefits 1 |  |  | 2023-12-31 | 0 | 0 | 0 | 0 | 0 | 0 | 0 | 0 | 0 | 0 | 0 | 0 | 0 | 0 | 0 | 0 | 0 | 0 | 0 | 0 | 0 | 0 | 0 | 0 | 0
| Other benefits 2 |  |  | 2023-12-31 | 0 | 0 | 0 | 0 | 0 | 0 | 0 | 0 | 0 | 0 | 0 | 0 | 0 | 0 | 0 | 0 | 0 | 0 | 0 | 0 | 0 | 0 | 0 | 0 | 0
| Total other benefits |  |  | 2023-12-31 | 0 | 0 | 0 | 0 | 0 | 0 | 0 | 0 | 0 | 0 | 0 | 0 | 0 | 0 | 0 | 0 | 0 | 0 | 0 | 0 | 0 | 0 | 0 | 0 | 0
SUMMARY
| Risks mitigated vs base case |  |  | 2023-12-31 | 0 | 0 | 0 | 0 | 0 | 0 | 0 | 0 | 0 | 0 | 0 | 0 | 0 | 0 | 0 | 0 | 0 | 0 | 0 | 0 | 0 | 0 | 0 | 0 | 0
Capital expenditure
| < Enter description > |  |  | 2023-12-31 | 0 | 0 | 0 | 0 | 0 | 0 | 0 | 0 | 0 | 0 | 0 | 0 | 0 | 0 | 0 | 0 | 0 | 0 | 0 | 0 | 0 | 0 | 0 | 0 | 0
| < Enter description > |  |  | 2023-12-31 | 0 | 0 | 0 | 0 | 0 | 0 | 0 | 0 | 0 | 0 | 0 | 0 | 0 | 0 | 0 | 0 | 0 | 0 | 0 | 0 | 0 | 0 | 0 | 0 | 0
| < Enter description > |  |  | 2023-12-31 | 0 | 0 | 0 | 0 | 0 | 0 | 0 | 0 | 0 | 0 | 0 | 0 | 0 | 0 | 0 | 0 | 0 | 0 | 0 | 0 | 0 | 0 | 0 | 0 | 0
Cumulative capex
| < Enter description > |  |  | 2023-12-31 | 0 | 0 | 0 | 0 | 0 | 0 | 0 | 0 | 0 | 0 | 0 | 0 | 0 | 0 | 0 | 0 | 0 | 0 | 0 | 0 | 0 | 0 | 0 | 0 | 0
| < Enter description > |  |  | 2023-12-31 | 0 | 0 | 0 | 0 | 0 | 0 | 0 | 0 | 0 | 0 | 0 | 0 | 0 | 0 | 0 | 0 | 0 | 0 | 0 | 0 | 0 | 0 | 0 | 0 | 0
| < Enter description > |  |  | 2023-12-31 | 0 | 0 | 0 | 0 | 0 | 0 | 0 | 0 | 0 | 0 | 0 | 0 | 0 | 0 | 0 | 0 | 0 | 0 | 0 | 0 | 0 | 0 | 0 | 0 | 0
Annualised capex
| Annualised capex - < Enter description > |  |  | 2023-12-31 | 0 | 0 | 0 | 0 | 0 | 0 | 0 | 0 | 0 | 0 | 0 | 0 | 0 | 0 | 0 | 0 | 0 | 0 | 0 | 0 | 0 | 0 | 0 | 0 | 0
| Annualised capex - < Enter description > |  |  | 2023-12-31 | 0 | 0 | 0 | 0 | 0 | 0 | 0 | 0 | 0 | 0 | 0 | 0 | 0 | 0 | 0 | 0 | 0 | 0 | 0 | 0 | 0 | 0 | 0 | 0 | 0
| Annualised capex - < Enter description > |  |  | 2023-12-31 | 0 | 0 | 0 | 0 | 0 | 0 | 0 | 0 | 0 | 0 | 0 | 0 | 0 | 0 | 0 | 0 | 0 | 0 | 0 | 0 | 0 | 0 | 0 | 0 | 0
| Total annualised capex |  |  | 2023-12-31 | 0 | 0 | 0 | 0 | 0 | 0 | 0 | 0 | 0 | 0 | 0 | 0 | 0 | 0 | 0 | 0 | 0 | 0 | 0 | 0 | 0 | 0 | 0 | 0 | 0
| Annualised capex |  |  | 2023-12-31 | 0 | 0 | 0 | 0 | 0 | 0 | 0 | 0 | 0 | 0 | 0 | 0 | 0 | 0 | 0 | 0 | 0 | 0 | 0 | 0 | 0 | 0 | 0 | 0 | 0
| Operating expenditure |  |  | 2023-12-31 | 0 | 0 | 0 | 0 | 0 | 0 | 0 | 0 | 0 | 0 | 0 | 0 | 0 | 0 | 0 | 0 | 0 | 0 | 0 | 0 | 0 | 0 | 0 | 0 | 0
| Risk mitigated |  |  | 2023-12-31 | 0 | 0 | 0 | 0 | 0 | 0 | 0 | 0 | 0 | 0 | 0 | 0 | 0 | 0 | 0 | 0 | 0 | 0 | 0 | 0 | 0 | 0 | 0 | 0 | 0
| Other benefits value |  |  | 2023-12-31 | 0 | 0 | 0 | 0 | 0 | 0 | 0 | 0 | 0 | 0 | 0 | 0 | 0 | 0 | 0 | 0 | 0 | 0 | 0 | 0 | 0 | 0 | 0 | 0 | 0
| Net benefits |  |  | 2023-12-31 | 0 | 0 | 0 | 0 | 0 | 0 | 0 | 0 | 0 | 0 | 0 | 0 | 0 | 0 | 0 | 0 | 0 | 0 | 0 | 0 | 0 | 0 | 0 | 0 | 0
| First capex year |  |  | 0
| First year |  |  | Not used
SENSITIVITIES
NPV | Net benefits |  |  | Option 4NPV | 0 | 0 | 0 | 0 | 0 | 0 | 0 | 0 | 0 | 0 | 0 | 0 | 0 | 0 | 0 | 0 | 0 | 0 | 0 | 0 | 0 | 0 | 0 | 0 | 0
| Total annualised capex |  |  |  | 0 | 0 | 0 | 0 | 0 | 0 | 0 | 0 | 0 | 0 | 0 | 0 | 0 | 0 | 0 | 0 | 0 | 0 | 0 | 0 | 0 | 0 | 0 | 0 | 0
| Total benefits |  |  |  | 0 | 0 | 0 | 0 | 0 | 0 | 0 | 0 | 0 | 0 | 0 | 0 | 0 | 0 | 0 | 0 | 0 | 0 | 0 | 0 | 0 | 0 | 0 | 0 | 0
|  | Capex | Total benefits
sens1 | Capex 10% higher | 10% | 0% | Option 4sens1 | 0 | 0 | 0 | 0 | 0 | 0 | 0 | 0 | 0 | 0 | 0 | 0 | 0 | 0 | 0 | 0 | 0 | 0 | 0 | 0 | 0 | 0 | 0 | 0 | 0
sens2 | Capex 10% lower | -10% | 0% | Option 4sens2 | 0 | 0 | 0 | 0 | 0 | 0 | 0 | 0 | 0 | 0 | 0 | 0 | 0 | 0 | 0 | 0 | 0 | 0 | 0 | 0 | 0 | 0 | 0 | 0 | 0
sens3 | Increasing wind escalation | 0% | 15% | Option 4sens3 | 0 | 0 | 0 | 0 | 0 | 0 | 0 | 0 | 0 | 0 | 0 | 0 | 0 | 0 | 0 | 0 | 0 | 0 | 0 | 0 | 0 | 0 | 0 | 0 | 0
sens4 |  | 0% | 0% | Option 4sens4 | 0 | 0 | 0 | 0 | 0 | 0 | 0 | 0 | 0 | 0 | 0 | 0 | 0 | 0 | 0 | 0 | 0 | 0 | 0 | 0 | 0 | 0 | 0 | 0 | 0
sens5 |  | 0% | 0% | Option 4sens5 | 0 | 0 | 0 | 0 | 0 | 0 | 0 | 0 | 0 | 0 | 0 | 0 | 0 | 0 | 0 | 0 | 0 | 0 | 0 | 0 | 0 | 0 | 0 | 0 | 0
sens | 0 | 0% | 0% | Option 4sens | 0 | 0 | 0 | 0 | 0 | 0 | 0 | 0 | 0 | 0 | 0 | 0 | 0 | 0 | 0 | 0 | 0 | 0 | 0 | 0 | 0 | 0 | 0 | 0 | 0
sens | 0 | 0% | 0% | Option 4sens | 0 | 0 | 0 | 0 | 0 | 0 | 0 | 0 | 0 | 0 | 0 | 0 | 0 | 0 | 0 | 0 | 0 | 0 | 0 | 0 | 0 | 0 | 0 | 0 | 0
sens | 0 | 0% | 0% | Option 4sens | 0 | 0 | 0 | 0 | 0 | 0 | 0 | 0 | 0 | 0 | 0 | 0 | 0 | 0 | 0 | 0 | 0 | 0 | 0 | 0 | 0 | 0 | 0 | 0 | 0

## Option5
Powercor
Ballan microgrid
OPTION 5 | 0
Not used
Count |  |  |  |  | 1 | 2 | 3 | 4 | 5 | 6 | 7 | 8 | 9 | 10 | 11 | 12 | 13 | 14 | 15 | 16 | 17 | 18 | 19 | 20 | 21 | 22 | 23 | 24 | 25
Value of CO2 reductions |  |  |  | $/MWh | 24.7305 | 22.3407 | 20.1963 | 18.0629 | 15.9134 | 13.7151 | 13.7151 | 13.7151 | 13.7151 | 13.7151 | 13.7151 | 13.7151 | 13.7151 | 13.7151 | 13.7151 | 13.7151 | 13.7151 | 13.7151 | 13.7151 | 13.7151 | 13.7151 | 13.7151 | 13.7151 | 13.7151 | 13.7151
|  |  |  | Units | 2026-27 | 2027-28 | 2028-29 | 2029-30 | 2030-31 | 2031-32 | 2032-33 | 2033-34 | 2034-35 | 2035-36 | 2036-37 | 2037-38 | 2038-39 | 2039-40 | 2040-41 | 2041-42 | 2042-43 | 2043-44 | 2044-45 | 2045-46 | 2046-47 | 2047-48 | 2048-49 | 2049-50 | 2050-51
INVESTMENT & OPERATING COST
| Capex |  | Asset life (yrs)
| < Enter description > |  | 0 | 2023-12-31 | 0 | 0 | 0 | 0 | 0 | 0 | 0 | 0 | 0 | 0 | 0 | 0 | 0 | 0 | 0 | 0 | 0 | 0 | 0 | 0 | 0 | 0 | 0 | 0 | 0
| < Enter description > |  | 0 | 2023-12-31 | 0 | 0 | 0 | 0 | 0 | 0 | 0 | 0 | 0 | 0 | 0 | 0 | 0 | 0 | 0 | 0 | 0 | 0 | 0 | 0 | 0 | 0 | 0 | 0 | 0
| < Enter description > |  | 0 | 2023-12-31 | 0 | 0 | 0 | 0 | 0 | 0 | 0 | 0 | 0 | 0 | 0 | 0 | 0 | 0 | 0 | 0 | 0 | 0 | 0 | 0 | 0 | 0 | 0 | 0 | 0
| Capital expenditure |  |  | 2023-12-31 | 0 | 0 | 0 | 0 | 0 | 0 | 0 | 0 | 0 | 0 | 0 | 0 | 0 | 0 | 0 | 0 | 0 | 0 | 0 | 0 | 0 | 0 | 0 | 0 | 0
| Operating expenditure |  |  | 2023-12-31 | 0 | 0 | 0 | 0 | 0 | 0 | 0 | 0 | 0 | 0 | 0 | 0 | 0 | 0 | 0 | 0 | 0 | 0 | 0 | 0 | 0 | 0 | 0 | 0 | 0
RISK ASSUMPTIONS
| PoF (major) |  |  |  | 0 | 0 | 0 | 0 | 0 | 0 | 0 | 0 | 0 | 0 | 0 | 0 | 0 | 0 | 0 | 0 | 0 | 0 | 0 | 0 | 0 | 0 | 0 | 0 | 0
| PoF (reparable) |  |  |  | 0 | 0 | 0 | 0 | 0 | 0 | 0 | 0 | 0 | 0 | 0 | 0 | 0 | 0 | 0 | 0 | 0 | 0 | 0 | 0 | 0 | 0 | 0 | 0 | 0
| Energy at risk (weighted) |  |  | MWh | 0 | 0 | 0 | 0 | 0 | 0 | 0 | 0 | 0 | 0 | 0 | 0 | 0 | 0 | 0 | 0 | 0 | 0 | 0 | 0 | 0 | 0 | 0 | 0 | 0
| Energy at risk value | $/MWh | 38093.4326 | 2023-12-31 | 0 | 0 | 0 | 0 | 0 | 0 | 0 | 0 | 0 | 0 | 0 | 0 | 0 | 0 | 0 | 0 | 0 | 0 | 0 | 0 | 0 | 0 | 0 | 0 | 0
| Safety consequence | (after DF) |  | 2023-12-31 | 0 | 0 | 0 | 0 | 0 | 0 | 0 | 0 | 0 | 0 | 0 | 0 | 0 | 0 | 0 | 0 | 0 | 0 | 0 | 0 | 0 | 0 | 0 | 0 | 0
| Unplanned replacements |  |  | 2023-12-31 | 0 | 0 | 0 | 0 | 0 | 0 | 0 | 0 | 0 | 0 | 0 | 0 | 0 | 0 | 0 | 0 | 0 | 0 | 0 | 0 | 0 | 0 | 0 | 0 | 0
| Environmental consequence | (after DF) |  | 2023-12-31 | 0 | 0 | 0 | 0 | 0 | 0 | 0 | 0 | 0 | 0 | 0 | 0 | 0 | 0 | 0 | 0 | 0 | 0 | 0 | 0 | 0 | 0 | 0 | 0 | 0
| < Other risk - enter description > |  |  | 2023-12-31 | 0 | 0 | 0 | 0 | 0 | 0 | 0 | 0 | 0 | 0 | 0 | 0 | 0 | 0 | 0 | 0 | 0 | 0 | 0 | 0 | 0 | 0 | 0 | 0 | 0
| < Other risk - enter description > |  |  | 2023-12-31 | 0 | 0 | 0 | 0 | 0 | 0 | 0 | 0 | 0 | 0 | 0 | 0 | 0 | 0 | 0 | 0 | 0 | 0 | 0 | 0 | 0 | 0 | 0 | 0 | 0
| Total risk cost |  |  |  | 0 | 0 | 0 | 0 | 0 | 0 | 0 | 0 | 0 | 0 | 0 | 0 | 0 | 0 | 0 | 0 | 0 | 0 | 0 | 0 | 0 | 0 | 0 | 0 | 0
OTHER BENEFITS
| Reduction in CO2 emissions |  |  | MWh | 0 | 0 | 0 | 0 | 0 | 0 | 0 | 0 | 0 | 0 | 0 | 0 | 0 | 0 | 0 | 0 | 0 | 0 | 0 | 0 | 0 | 0 | 0 | 0 | 0
| Value of reduction in CO2 emissions |  |  | $ | 0 | 0 | 0 | 0 | 0 | 0 | 0 | 0 | 0 | 0 | 0 | 0 | 0 | 0 | 0 | 0 | 0 | 0 | 0 | 0 | 0 | 0 | 0 | 0 | 0
| Incremental reliability in worst-served areas > 500 mins | $/MWh | 29406.5674 | MWh | 0 | 0 | 0 | 0 | 0 | 0 | 0 | 0 | 0 | 0 | 0 | 0 | 0 | 0 | 0 | 0 | 0 | 0 | 0 | 0 | 0 | 0 | 0 | 0 | 0
| Incremental network resilience (domestic) | $/MWh | 24910 | MWh | 0 | 0 | 0 | 0 | 0 | 0 | 0 | 0 | 0 | 0 | 0 | 0 | 0 | 0 | 0 | 0 | 0 | 0 | 0 | 0 | 0 | 0 | 0 | 0 | 0
| Incremental network resilience (commercial) | $/MWh | 52200 | MWh | 0 | 0 | 0 | 0 | 0 | 0 | 0 | 0 | 0 | 0 | 0 | 0 | 0 | 0 | 0 | 0 | 0 | 0 | 0 | 0 | 0 | 0 | 0 | 0 | 0
| Incremental network resilience (industrial) | $/customer | 74790 | MWh | 0 | 0 | 0 | 0 | 0 | 0 | 0 | 0 | 0 | 0 | 0 | 0 | 0 | 0 | 0 | 0 | 0 | 0 | 0 | 0 | 0 | 0 | 0 | 0 | 0
| Incremental network resilience (agricultural) | $/customer min | 44400 | MWh | 0 | 0 | 0 | 0 | 0 | 0 | 0 | 0 | 0 | 0 | 0 | 0 | 0 | 0 | 0 | 0 | 0 | 0 | 0 | 0 | 0 | 0 | 0 | 0 | 0
| Incremental network resilience (others) | $/customer min | 52200 | MWh | 0 | 0 | 0 | 0 | 0 | 0 | 0 | 0 | 0 | 0 | 0 | 0 | 0 | 0 | 0 | 0 | 0 | 0 | 0 | 0 | 0 | 0 | 0 | 0 | 0
[5 empty] | 0 | 0 | 0 | 0 | 0 | 0 | 0 | 0 | 0 | 0 | 0 | 0 | 0 | 0 | 0 | 0 | 0 | 0 | 0 | 0 | 0 | 0 | 0 | 0 | 0
[5 empty] | 0 | 0 | 0 | 0 | 0 | 0 | 0 | 0 | 0 | 0 | 0 | 0 | 0 | 0 | 0 | 0 | 0 | 0 | 0 | 0 | 0 | 0 | 0 | 0 | 0
| Other benefits 1 |  |  | 2023-12-31 | 0 | 0 | 0 | 0 | 0 | 0 | 0 | 0 | 0 | 0 | 0 | 0 | 0 | 0 | 0 | 0 | 0 | 0 | 0 | 0 | 0 | 0 | 0 | 0 | 0
| Other benefits 2 |  |  | 2023-12-31 | 0 | 0 | 0 | 0 | 0 | 0 | 0 | 0 | 0 | 0 | 0 | 0 | 0 | 0 | 0 | 0 | 0 | 0 | 0 | 0 | 0 | 0 | 0 | 0 | 0
| Total other benefits |  |  | 2023-12-31 | 0 | 0 | 0 | 0 | 0 | 0 | 0 | 0 | 0 | 0 | 0 | 0 | 0 | 0 | 0 | 0 | 0 | 0 | 0 | 0 | 0 | 0 | 0 | 0 | 0
SUMMARY
| Risks mitigated vs base case |  |  | 2023-12-31 | 0 | 0 | 0 | 0 | 0 | 0 | 0 | 0 | 0 | 0 | 0 | 0 | 0 | 0 | 0 | 0 | 0 | 0 | 0 | 0 | 0 | 0 | 0 | 0 | 0
Capital expenditure
| < Enter description > |  |  | 2023-12-31 | 0 | 0 | 0 | 0 | 0 | 0 | 0 | 0 | 0 | 0 | 0 | 0 | 0 | 0 | 0 | 0 | 0 | 0 | 0 | 0 | 0 | 0 | 0 | 0 | 0
| < Enter description > |  |  | 2023-12-31 | 0 | 0 | 0 | 0 | 0 | 0 | 0 | 0 | 0 | 0 | 0 | 0 | 0 | 0 | 0 | 0 | 0 | 0 | 0 | 0 | 0 | 0 | 0 | 0 | 0
| < Enter description > |  |  | 2023-12-31 | 0 | 0 | 0 | 0 | 0 | 0 | 0 | 0 | 0 | 0 | 0 | 0 | 0 | 0 | 0 | 0 | 0 | 0 | 0 | 0 | 0 | 0 | 0 | 0 | 0
Cumulative capex
| < Enter description > |  |  | 2023-12-31 | 0 | 0 | 0 | 0 | 0 | 0 | 0 | 0 | 0 | 0 | 0 | 0 | 0 | 0 | 0 | 0 | 0 | 0 | 0 | 0 | 0 | 0 | 0 | 0 | 0
| < Enter description > |  |  | 2023-12-31 | 0 | 0 | 0 | 0 | 0 | 0 | 0 | 0 | 0 | 0 | 0 | 0 | 0 | 0 | 0 | 0 | 0 | 0 | 0 | 0 | 0 | 0 | 0 | 0 | 0
| < Enter description > |  |  | 2023-12-31 | 0 | 0 | 0 | 0 | 0 | 0 | 0 | 0 | 0 | 0 | 0 | 0 | 0 | 0 | 0 | 0 | 0 | 0 | 0 | 0 | 0 | 0 | 0 | 0 | 0
Annualised capex
| Annualised capex - < Enter description > |  |  | 2023-12-31 | 0 | 0 | 0 | 0 | 0 | 0 | 0 | 0 | 0 | 0 | 0 | 0 | 0 | 0 | 0 | 0 | 0 | 0 | 0 | 0 | 0 | 0 | 0 | 0 | 0
| Annualised capex - < Enter description > |  |  | 2023-12-31 | 0 | 0 | 0 | 0 | 0 | 0 | 0 | 0 | 0 | 0 | 0 | 0 | 0 | 0 | 0 | 0 | 0 | 0 | 0 | 0 | 0 | 0 | 0 | 0 | 0
| Annualised capex - < Enter description > |  |  | 2023-12-31 | 0 | 0 | 0 | 0 | 0 | 0 | 0 | 0 | 0 | 0 | 0 | 0 | 0 | 0 | 0 | 0 | 0 | 0 | 0 | 0 | 0 | 0 | 0 | 0 | 0
| Total annualised capex |  |  | 2023-12-31 | 0 | 0 | 0 | 0 | 0 | 0 | 0 | 0 | 0 | 0 | 0 | 0 | 0 | 0 | 0 | 0 | 0 | 0 | 0 | 0 | 0 | 0 | 0 | 0 | 0
| Annualised capex |  |  | 2023-12-31 | 0 | 0 | 0 | 0 | 0 | 0 | 0 | 0 | 0 | 0 | 0 | 0 | 0 | 0 | 0 | 0 | 0 | 0 | 0 | 0 | 0 | 0 | 0 | 0 | 0
| Operating expenditure |  |  | 2023-12-31 | 0 | 0 | 0 | 0 | 0 | 0 | 0 | 0 | 0 | 0 | 0 | 0 | 0 | 0 | 0 | 0 | 0 | 0 | 0 | 0 | 0 | 0 | 0 | 0 | 0
| Risk mitigated |  |  | 2023-12-31 | 0 | 0 | 0 | 0 | 0 | 0 | 0 | 0 | 0 | 0 | 0 | 0 | 0 | 0 | 0 | 0 | 0 | 0 | 0 | 0 | 0 | 0 | 0 | 0 | 0
| Other benefits value |  |  | 2023-12-31 | 0 | 0 | 0 | 0 | 0 | 0 | 0 | 0 | 0 | 0 | 0 | 0 | 0 | 0 | 0 | 0 | 0 | 0 | 0 | 0 | 0 | 0 | 0 | 0 | 0
| Net benefits |  |  | 2023-12-31 | 0 | 0 | 0 | 0 | 0 | 0 | 0 | 0 | 0 | 0 | 0 | 0 | 0 | 0 | 0 | 0 | 0 | 0 | 0 | 0 | 0 | 0 | 0 | 0 | 0
| First capex year |  |  | 0
| First year |  |  | Not used
SENSITIVITIES
NPV | Net benefits |  |  | Option 5NPV | 0 | 0 | 0 | 0 | 0 | 0 | 0 | 0 | 0 | 0 | 0 | 0 | 0 | 0 | 0 | 0 | 0 | 0 | 0 | 0 | 0 | 0 | 0 | 0 | 0
| Total annualised capex |  |  |  | 0 | 0 | 0 | 0 | 0 | 0 | 0 | 0 | 0 | 0 | 0 | 0 | 0 | 0 | 0 | 0 | 0 | 0 | 0 | 0 | 0 | 0 | 0 | 0 | 0
| Total benefits |  |  |  | 0 | 0 | 0 | 0 | 0 | 0 | 0 | 0 | 0 | 0 | 0 | 0 | 0 | 0 | 0 | 0 | 0 | 0 | 0 | 0 | 0 | 0 | 0 | 0 | 0
|  | Capex | Total benefits
sens1 | Capex 10% higher | 10% | 0% | Option 5sens1 | 0 | 0 | 0 | 0 | 0 | 0 | 0 | 0 | 0 | 0 | 0 | 0 | 0 | 0 | 0 | 0 | 0 | 0 | 0 | 0 | 0 | 0 | 0 | 0 | 0
sens2 | Capex 10% lower | -10% | 0% | Option 5sens2 | 0 | 0 | 0 | 0 | 0 | 0 | 0 | 0 | 0 | 0 | 0 | 0 | 0 | 0 | 0 | 0 | 0 | 0 | 0 | 0 | 0 | 0 | 0 | 0 | 0
sens3 | Increasing wind escalation | 0% | 15% | Option 5sens3 | 0 | 0 | 0 | 0 | 0 | 0 | 0 | 0 | 0 | 0 | 0 | 0 | 0 | 0 | 0 | 0 | 0 | 0 | 0 | 0 | 0 | 0 | 0 | 0 | 0
sens4 |  | 0% | 0% | Option 5sens4 | 0 | 0 | 0 | 0 | 0 | 0 | 0 | 0 | 0 | 0 | 0 | 0 | 0 | 0 | 0 | 0 | 0 | 0 | 0 | 0 | 0 | 0 | 0 | 0 | 0
sens5 |  | 0% | 0% | Option 5sens5 | 0 | 0 | 0 | 0 | 0 | 0 | 0 | 0 | 0 | 0 | 0 | 0 | 0 | 0 | 0 | 0 | 0 | 0 | 0 | 0 | 0 | 0 | 0 | 0 | 0
sens | 0 | 0% | 0% | Option 5sens | 0 | 0 | 0 | 0 | 0 | 0 | 0 | 0 | 0 | 0 | 0 | 0 | 0 | 0 | 0 | 0 | 0 | 0 | 0 | 0 | 0 | 0 | 0 | 0 | 0
sens | 0 | 0% | 0% | Option 5sens | 0 | 0 | 0 | 0 | 0 | 0 | 0 | 0 | 0 | 0 | 0 | 0 | 0 | 0 | 0 | 0 | 0 | 0 | 0 | 0 | 0 | 0 | 0 | 0 | 0
sens | 0 | 0% | 0% | Option 5sens | 0 | 0 | 0 | 0 | 0 | 0 | 0 | 0 | 0 | 0 | 0 | 0 | 0 | 0 | 0 | 0 | 0 | 0 | 0 | 0 | 0 | 0 | 0 | 0 | 0

## Consol
Powercor
Ballan microgrid
CONSOLIDATED
Discount factor |  |  |  |  | 0 | 0.98295 | 0.94971 | 0.91759 | 0.88656 | 0.85658 | 0.82761 | 0.79963 | 0.77259 | 0.74646 | 0.72122 | 0.69683 | 0.67326 | 0.6505 | 0.6285 | 0.60725 | 0.58671 | 0.56687 | 0.5477 | 0.52918 | 0.51129 | 0.494 | 0.47729 | 0.46115 | 0.44556 | 0.43049
Count |  |  |  |  | 0 | 1 | 2 | 3 | 4 | 5 | 6 | 7 | 8 | 9 | 10 | 11 | 12 | 13 | 14 | 15 | 16 | 17 | 18 | 19 | 20 | 21 | 22 | 23 | 24 | 25
Analysis period |  |  |  |  | TRUE | TRUE | TRUE | TRUE | TRUE | TRUE | TRUE | TRUE | TRUE | TRUE | TRUE | TRUE | TRUE | TRUE | TRUE | TRUE | TRUE | TRUE | TRUE | TRUE | TRUE | TRUE | TRUE | FALSE | FALSE | FALSE
[5 empty] | 2026-06-30 | 2026-27 | 2027-28 | 2028-29 | 2029-30 | 2030-31 | 2031-32 | 2032-33 | 2033-34 | 2034-35 | 2035-36 | 2036-37 | 2037-38 | 2038-39 | 2039-40 | 2040-41 | 2041-42 | 2042-43 | 2043-44 | 2044-45 | 2045-46 | 2046-47 | 2047-48 | 2048-49 | 2049-50 | 2050-51
COSTS |  |  | PV
Option 1 (base case) | Energy at risk value | Option 1 (base case)Energy at risk value | 5940154.296 | 2026-06-30 |  | 292217.8024 | 303879.9593 | 317325.9111 | 330730.3253 | 341885.0945 | 348912.6683 | 359761.2459 | 372018.656 | 380886.5255 | 379466.3618 | 378046.198 | 376626.0343 | 375205.8706 | 373785.7068 | 372365.5431 | 370945.3794 | 369525.2157 | 368105.0519 | 366684.8882 | 365264.7245 | 363844.5607 | 362424.397 | 361004.2333 | 359584.0695 | 358163.9058
Option 1 (base case) | Capital expenditure | Option 1 (base case)Capital expenditure | 0 | 2026-06-30 |  | 0 | 0 | 0 | 0 | 0 | 0 | 0 | 0 | 0 | 0 | 0 | 0 | 0 | 0 | 0 | 0 | 0 | 0 | 0 | 0 | 0 | 0 | 0 | 0 | 0
Option 1 (base case) | Total risk cost | Option 1 (base case)Total risk cost | 5459277.1782 | 2026-06-30 |  | 292217.8024 | 303879.9593 | 317325.9111 | 330730.3253 | 341885.0945 | 348912.6683 | 359761.2459 | 372018.656 | 380886.5255 | 379466.3618 | 378046.198 | 376626.0343 | 375205.8706 | 373785.7068 | 372365.5431 | 370945.3794 | 369525.2157 | 368105.0519 | 366684.8882 | 365264.7245 | 363844.5607 | 362424.397 | 361004.2333 | 359584.0695 | 358163.9058
Option 1 (base case) |  | Option 1 (base case)
Option 1 (base case) | Annualised capex | Option 1 (base case)Annualised capex | 0 | 2026-06-30 |  | 0 | 0 | 0 | 0 | 0 | 0 | 0 | 0 | 0 | 0 | 0 | 0 | 0 | 0 | 0 | 0 | 0 | 0 | 0 | 0 | 0 | 0 | 0 | 0 | 0
Option 1 (base case) | Operating expenditure | Option 1 (base case)Operating expenditure | 0 | 2026-06-30 |  | 0 | 0 | 0 | 0 | 0 | 0 | 0 | 0 | 0 | 0 | 0 | 0 | 0 | 0 | 0 | 0 | 0 | 0 | 0 | 0 | 0 | 0 | 0 | 0 | 0
Option 1 (base case) | Risk mitigated | Option 1 (base case)Risk mitigated | 0 | 2026-06-30 |  | 0 | 0 | 0 | 0 | 0 | 0 | 0 | 0 | 0 | 0 | 0 | 0 | 0 | 0 | 0 | 0 | 0 | 0 | 0 | 0 | 0 | 0 | 0 | 0 | 0
Option 1 (base case) | Other benefits value | Option 1 (base case)Other benefits value | 0 | 2026-06-30 |  | 0 | 0 | 0 | 0 | 0 | 0 | 0 | 0 | 0 | 0 | 0 | 0 | 0 | 0 | 0 | 0 | 0 | 0 | 0 | 0 | 0 | 0 | 0 | 0 | 0
Option 1 (base case) | Net benefits | Option 1 (base case)Net benefits |  | 2026-06-30 |  | 0 | 0 | 0 | 0 | 0 | 0 | 0 | 0 | 0 | 0 | 0 | 0 | 0 | 0 | 0 | 0 | 0 | 0 | 0 | 0 | 0 | 0 | 0 | 0 | 0
Option 1 (base case) | NPV | Option 1 (base case)NPV | 0 | 2026-06-30
Option 1 (base case) | PV of costs | Option 1 (base case)PV of costs | 0 | 2026-06-30
Option 1 (base case) | PV of benefits | Option 1 (base case)PV of benefits | 0 | 2026-06-30
Option 2 | Energy at risk value | Option 2Energy at risk value | 867006.6319 | 2026-06-30 |  | 292217.8024 | 303879.9593 | 317325.9111 | 0 | 0 | 0 | 0 | 0 | 0 | 0 | 0 | 0 | 0 | 0 | 0 | 0 | 0 | 0 | 0 | 0 | 0 | 0 | 0 | 0 | 0
Option 2 | Capital expenditure | Option 2Capital expenditure | -2936431.8983 | 2026-06-30 |  | 0 | 0 | -3200153.4797 | 0 | 0 | 0 | 0 | 0 | 0 | 0 | 0 | 0 | 0 | 0 | 0 | 0 | 0 | 0 | 0 | 0 | 0 | 0 | 0 | 0 | 0
Option 2 | Total risk cost | Option 2Total risk cost | 867006.6319 | 2026-06-30 |  | 292217.8024 | 303879.9593 | 317325.9111 | 0 | 0 | 0 | 0 | 0 | 0 | 0 | 0 | 0 | 0 | 0 | 0 | 0 | 0 | 0 | 0 | 0 | 0 | 0 | 0 | 0 | 0
Option 2 |  | Option 2
Option 2 | Annualised capex | Option 2Annualised capex | -2832596.5045 | 2026-06-30 |  | 0 | 0 | 0 | -225166.2447 | -225166.2447 | -225166.2447 | -225166.2447 | -225166.2447 | -225166.2447 | -225166.2447 | -225166.2447 | -225166.2447 | -225166.2447 | -225166.2447 | -225166.2447 | -225166.2447 | -225166.2447 | -225166.2447 | -225166.2447 | -225166.2447 | -225166.2447 | -225166.2447 | 0 | 0 | 0
Option 2 | Operating expenditure | Option 2Operating expenditure | -1120037.3222 | 2026-06-30 |  | 0 | 0 | 0 | -89033.0117 | -89033.0117 | -89033.0117 | -89033.0117 | -89033.0117 | -89033.0117 | -89033.0117 | -89033.0117 | -89033.0117 | -89033.0117 | -89033.0117 | -89033.0117 | -89033.0117 | -89033.0117 | -89033.0117 | -89033.0117 | -89033.0117 | -89033.0117 | -89033.0117 | 0 | 0 | 0
Option 2 | Risk mitigated | Option 2Risk mitigated | 4592270.5463 | 2026-06-30 |  | 0 | 0 | 0 | 330730.3253 | 341885.0945 | 348912.6683 | 359761.2459 | 372018.656 | 380886.5255 | 379466.3618 | 378046.198 | 376626.0343 | 375205.8706 | 373785.7068 | 372365.5431 | 370945.3794 | 369525.2157 | 368105.0519 | 366684.8882 | 365264.7245 | 363844.5607 | 362424.397 | 0 | 0 | 0
Option 2 | Other benefits value | Option 2Other benefits value | 484107.1017 | 2026-06-30 |  | 0 | 0 | 0 | 39042.7246 | 42302.0391 | 42326.7201 | 42765.1952 | 43308.035 | 43397.3923 | 42289.0825 | 41180.7727 | 40072.4629 | 38964.1531 | 37855.8433 | 36747.5335 | 35639.2237 | 34530.9139 | 33422.6041 | 32314.2942 | 31205.9844 | 30097.6746 | 28989.3648 | 0 | 0 | 0
Option 2 | Net benefits | Option 2Net benefits |  | 2026-06-30 |  | 0 | 0 | 0 | 55573.7935 | 69987.8773 | 77040.1319 | 88327.1847 | 101127.4346 | 110084.6614 | 107556.1879 | 105027.7144 | 102499.2408 | 99970.7673 | 97442.2937 | 94913.8202 | 92385.3466 | 89856.8731 | 87328.3996 | 84799.926 | 82271.4525 | 79742.9789 | 77214.5054 | 0 | 0 | 0
Option 2 | NPV | Option 2NPV | 1123743.8213 | 2026-06-30
Option 2 | PV of costs | Option 2PV of costs | -3952633.8267 | 2026-06-30
Option 2 | PV of benefits | Option 2PV of benefits | 5076377.6479 | 2026-06-30
Option 3 | Energy at risk value | Option 3Energy at risk value | 867006.6319 | 2026-06-30 |  | 292217.8024 | 303879.9593 | 317325.9111 | 0 | 0 | 0 | 0 | 0 | 0 | 0 | 0 | 0 | 0 | 0 | 0 | 0 | 0 | 0 | 0 | 0 | 0 | 0 | 0 | 0 | 0
Option 3 | Capital expenditure | Option 3Capital expenditure | -6541248.7612 | 2026-06-30 |  | 0 | 0 | -7128719.7216 | 0 | 0 | 0 | 0 | 0 | 0 | 0 | 0 | 0 | 0 | 0 | 0 | 0 | 0 | 0 | 0 | 0 | 0 | 0 | 0 | 0 | 0
Option 3 | Total risk cost | Option 3Total risk cost | 867006.6319 | 2026-06-30 |  | 292217.8024 | 303879.9593 | 317325.9111 | 0 | 0 | 0 | 0 | 0 | 0 | 0 | 0 | 0 | 0 | 0 | 0 | 0 | 0 | 0 | 0 | 0 | 0 | 0 | 0 | 0 | 0
Option 3
Option 3 | Annualised capex | Option 3Annualised capex | -6309943.1615 | 2026-06-30 |  | 0 | 0 | 0 | -501584.3957 | -501584.3957 | -501584.3957 | -501584.3957 | -501584.3957 | -501584.3957 | -501584.3957 | -501584.3957 | -501584.3957 | -501584.3957 | -501584.3957 | -501584.3957 | -501584.3957 | -501584.3957 | -501584.3957 | -501584.3957 | -501584.3957 | -501584.3957 | -501584.3957 | 0 | 0 | 0
Option 3 | Operating expenditure | Option 3Operating expenditure | -2520083.9749 | 2026-06-30 |  | 0 | 0 | 0 | -200324.2764 | -200324.2764 | -200324.2764 | -200324.2764 | -200324.2764 | -200324.2764 | -200324.2764 | -200324.2764 | -200324.2764 | -200324.2764 | -200324.2764 | -200324.2764 | -200324.2764 | -200324.2764 | -200324.2764 | -200324.2764 | -200324.2764 | -200324.2764 | -200324.2764 | 0 | 0 | 0
Option 3 | Risk mitigated | Option 3Risk mitigated | 4592270.5463 | 2026-06-30 |  | 0 | 0 | 0 | 330730.3253 | 341885.0945 | 348912.6683 | 359761.2459 | 372018.656 | 380886.5255 | 379466.3618 | 378046.198 | 376626.0343 | 375205.8706 | 373785.7068 | 372365.5431 | 370945.3794 | 369525.2157 | 368105.0519 | 366684.8882 | 365264.7245 | 363844.5607 | 362424.397 | 0 | 0 | 0
Option 3 | Other benefits value | Option 3Other benefits value | 638112.2335 | 2026-06-30 |  | 0 | 0 | 0 | 51284.7637 | 54544.0783 | 54568.7592 | 55007.2343 | 55550.0742 | 55639.4315 | 54531.1216 | 53422.8118 | 52314.502 | 51206.1922 | 50097.8824 | 48989.5726 | 47881.2628 | 46772.953 | 45664.6432 | 44556.3334 | 43448.0235 | 42339.7137 | 41231.4039 | 0 | 0 | 0
Option 3 | Net benefits | Option 3Net benefits |  | 2026-06-30 |  | 0 | 0 | 0 | -319893.583 | -305479.4993 | -298427.2446 | -287140.1919 | -274339.9419 | -265382.7151 | -267911.1886 | -270439.6622 | -272968.1357 | -275496.6093 | -278025.0828 | -280553.5563 | -283082.0299 | -285610.5034 | -288138.977 | -290667.4505 | -293195.9241 | -295724.3976 | -298252.8711 | 0 | 0 | 0
Option 3 | NPV | Option 3NPV | -3599644.3567 | 2026-06-30
Option 3 | PV of costs | Option 3PV of costs | -8830027.1364 | 2026-06-30
Option 3 | PV of benefits | Option 3PV of benefits | 5230382.7797 | 2026-06-30
Option 4 | Energy at risk value | Option 4Energy at risk value | 0 | 2026-06-30 |  | 0 | 0 | 0 | 0 | 0 | 0 | 0 | 0 | 0 | 0 | 0 | 0 | 0 | 0 | 0 | 0 | 0 | 0 | 0 | 0 | 0 | 0 | 0 | 0 | 0
Option 4 | Capital expenditure | Option 4Capital expenditure | 0 | 2026-06-30 |  | 0 | 0 | 0 | 0 | 0 | 0 | 0 | 0 | 0 | 0 | 0 | 0 | 0 | 0 | 0 | 0 | 0 | 0 | 0 | 0 | 0 | 0 | 0 | 0 | 0
Option 4 | Total risk cost | Option 4Total risk cost | 0 | 2026-06-30 |  | 0 | 0 | 0 | 0 | 0 | 0 | 0 | 0 | 0 | 0 | 0 | 0 | 0 | 0 | 0 | 0 | 0 | 0 | 0 | 0 | 0 | 0 | 0 | 0 | 0
Option 4 |  | Option 4
Option 4 | Annualised capex | Option 4Annualised capex | 0 | 2026-06-30 |  | 0 | 0 | 0 | 0 | 0 | 0 | 0 | 0 | 0 | 0 | 0 | 0 | 0 | 0 | 0 | 0 | 0 | 0 | 0 | 0 | 0 | 0 | 0 | 0 | 0
Option 4 | Operating expenditure | Option 4Operating expenditure | 0 | 2026-06-30 |  | 0 | 0 | 0 | 0 | 0 | 0 | 0 | 0 | 0 | 0 | 0 | 0 | 0 | 0 | 0 | 0 | 0 | 0 | 0 | 0 | 0 | 0 | 0 | 0 | 0
Option 4 | Risk mitigated | Option 4Risk mitigated | 0 | 2026-06-30 |  | 0 | 0 | 0 | 0 | 0 | 0 | 0 | 0 | 0 | 0 | 0 | 0 | 0 | 0 | 0 | 0 | 0 | 0 | 0 | 0 | 0 | 0 | 0 | 0 | 0
Option 4 | Other benefits value | Option 4Other benefits value | 0 | 2026-06-30 |  | 0 | 0 | 0 | 0 | 0 | 0 | 0 | 0 | 0 | 0 | 0 | 0 | 0 | 0 | 0 | 0 | 0 | 0 | 0 | 0 | 0 | 0 | 0 | 0 | 0
Option 4 | Net benefits | Option 4Net benefits |  | 2026-06-30 |  | 0 | 0 | 0 | 0 | 0 | 0 | 0 | 0 | 0 | 0 | 0 | 0 | 0 | 0 | 0 | 0 | 0 | 0 | 0 | 0 | 0 | 0 | 0 | 0 | 0
Option 4 | NPV | Option 4NPV | 0 | 2026-06-30
Option 4 | PV of costs | Option 4PV of costs | 0 | 2026-06-30
Option 4 | PV of benefits | Option 4PV of benefits | 0 | 2026-06-30
Option 5 | Energy at risk value | Option 5Energy at risk value | 0 | 2026-06-30 |  | 0 | 0 | 0 | 0 | 0 | 0 | 0 | 0 | 0 | 0 | 0 | 0 | 0 | 0 | 0 | 0 | 0 | 0 | 0 | 0 | 0 | 0 | 0 | 0 | 0
Option 5 | Capital expenditure | Option 5Capital expenditure | 0 | 2026-06-30 |  | 0 | 0 | 0 | 0 | 0 | 0 | 0 | 0 | 0 | 0 | 0 | 0 | 0 | 0 | 0 | 0 | 0 | 0 | 0 | 0 | 0 | 0 | 0 | 0 | 0
Option 5 | Total risk cost | Option 5Total risk cost | 0 | 2026-06-30 |  | 0 | 0 | 0 | 0 | 0 | 0 | 0 | 0 | 0 | 0 | 0 | 0 | 0 | 0 | 0 | 0 | 0 | 0 | 0 | 0 | 0 | 0 | 0 | 0 | 0
Option 5 |  | Option 5
Option 5 | Annualised capex | Option 5Annualised capex | 0 | 2026-06-30 |  | 0 | 0 | 0 | 0 | 0 | 0 | 0 | 0 | 0 | 0 | 0 | 0 | 0 | 0 | 0 | 0 | 0 | 0 | 0 | 0 | 0 | 0 | 0 | 0 | 0
Option 5 | Operating expenditure | Option 5Operating expenditure | 0 | 2026-06-30 |  | 0 | 0 | 0 | 0 | 0 | 0 | 0 | 0 | 0 | 0 | 0 | 0 | 0 | 0 | 0 | 0 | 0 | 0 | 0 | 0 | 0 | 0 | 0 | 0 | 0
Option 5 | Risk mitigated | Option 5Risk mitigated | 0 | 2026-06-30 |  | 0 | 0 | 0 | 0 | 0 | 0 | 0 | 0 | 0 | 0 | 0 | 0 | 0 | 0 | 0 | 0 | 0 | 0 | 0 | 0 | 0 | 0 | 0 | 0 | 0
Option 5 | Other benefits value | Option 5Other benefits value | 0 | 2026-06-30 |  | 0 | 0 | 0 | 0 | 0 | 0 | 0 | 0 | 0 | 0 | 0 | 0 | 0 | 0 | 0 | 0 | 0 | 0 | 0 | 0 | 0 | 0 | 0 | 0 | 0
Option 5 | Net benefits | Option 5Net benefits |  | 2026-06-30 |  | 0 | 0 | 0 | 0 | 0 | 0 | 0 | 0 | 0 | 0 | 0 | 0 | 0 | 0 | 0 | 0 | 0 | 0 | 0 | 0 | 0 | 0 | 0 | 0 | 0
Option 5 | NPV | Option 5NPV | 0 | 2026-06-30
Option 5 | PV of costs | Option 5PV of costs | 0 | 2026-06-30
Option 5 | PV of benefits | Option 5PV of benefits | 0 | 2026-06-30
CHART DATA | [5 empty] | FY27 | FY28 | FY29 | FY30 | FY31 | FY32 | FY33 | FY34 | FY35 | FY36 | FY37 | FY38 | FY39 | FY40 | FY41 | FY42 | FY43 | FY44 | FY45 | FY46 | FY47 | FY48 | FY49 | FY50 | FY51
Option 2 | Annualised capex | -1 |  |  | Option 2 annualised capex | 0.22517 | 0.22517 | 0.22517 | 0.22517 | 0.22517 | 0.22517 | 0.22517 | 0.22517 | 0.22517 | 0.22517 | 0.22517 | 0.22517 | 0.22517 | 0.22517 | 0.22517 | 0.22517 | 0.22517 | 0.22517 | 0.22517 | 0.22517 | 0.22517 | 0.22517 | 0 | 0 | 0
Option 1 (base case) | Total risk cost | 1 |  |  | Option 1 (base case) risk cost | 0.29222 | 0.30388 | 0.31733 | 0.33073 | 0.34189 | 0.34891 | 0.35976 | 0.37202 | 0.38089 | 0.37947 | 0.37805 | 0.37663 | 0.37521 | 0.37379 | 0.37237 | 0.37095 | 0.36953 | 0.36811 | 0.36668 | 0.36526 | 0.36384 | 0.36242 | 0.361 | 0.35958 | 0.35816
[6 empty] | FY27 | FY28 | FY29 | FY30 | FY31 | FY32 | FY33 | FY34 | FY35 | FY36 | FY37 | FY38 | FY39 | FY40 | FY41 | FY42 | FY43 | FY44 | FY45 | FY46 | FY47 | FY48 | FY49 | FY50 | FY51
Energy at risk | Energy at risk (weighted) | 8.9843 |  |  | Energy at risk energy at risk (weighted) | 6.8928 | 7.1679 | 7.485 | 7.8012 | 8.0643 | 8.2301 | 8.486 | 8.7751 | 8.9843 | 8.9508 | 8.9173 | 8.8838 | 8.8503 | 8.8168 | 8.7833 | 8.7498 | 8.7163 | 8.6828 | 8.6493 | 8.6158 | 8.5823 | 8.5488 | 8.5153 | 8.4818 | 8.4483
Option 1 (base case) | Energy at risk value | 0.34224 |  |  | Option 1 (base case) risk cost | 0.26257 | 0.27305 | 0.28513 | 0.29718 | 0.3072 | 0.31351 | 0.32326 | 0.33427 | 0.34224 | 0.34097 | 0.33969 | 0.33841 | 0.33714 | 0.33586 | 0.33459 | 0.33331 | 0.33203 | 0.33076 | 0.32948 | 0.32821 | 0.32693 | 0.32565 | 0.32438 | 0.3231 | 0.32183

## Sensitivity_calcs
Powercor
Ballan microgrid
SENSITIVITY CALCULATIONS
Discount factor | [6 empty] | 0 | 0.98295 | 0.94971 | 0.91759 | 0.88656 | 0.85658 | 0.82761 | 0.79963 | 0.77259 | 0.74646 | 0.72122 | 0.69683 | 0.67326 | 0.6505 | 0.6285 | 0.60725 | 0.58671 | 0.56687 | 0.5477 | 0.52918 | 0.51129 | 0.494 | 0.47729 | 0.46115 | 0.44556 | 0.43049
Count | [6 empty] | 0 | 1 | 2 | 3 | 4 | 5 | 6 | 7 | 8 | 9 | 10 | 11 | 12 | 13 | 14 | 15 | 16 | 17 | 18 | 19 | 20 | 21 | 22 | 23 | 24 | 25
Analysis period | [6 empty] | 1 | 1 | 1 | 1 | 1 | 1 | 1 | 1 | 1 | 1 | 1 | 1 | 1 | 1 | 1 | 1 | 1 | 1 | 1 | 1 | 1 | 1 | 1 | 0 | 0 | 0
[7 empty] | 46203 | 2026-27 | 2027-28 | 2028-29 | 2029-30 | 2030-31 | 2031-32 | 2032-33 | 2033-34 | 2034-35 | 2035-36 | 2036-37 | 2037-38 | 2038-39 | 2039-40 | 2040-41 | 2041-42 | 2042-43 | 2043-44 | 2044-45 | 2045-46 | 2046-47 | 2047-48 | 2048-49 | 2049-50 | 2050-51
PV
[25 empty] | 84799.926 | 82271.4525 | 79742.9789 | 77214.5054 | 0 | 0 | 0
OPTION 1 (base case) | NPV | Net benefits | OPTION 1 (base case)NPV |  | 0 |  | 0 | 0 | 0 | 0 | 0 | 0 | 0 | 0 | 0 | 0 | 0 | 0 | 0 | 0 | 0 | 0 | 0 | 0 | 0 | 0 | 0 | 0 | 0 | 0 | 0 | 0
OPTION 1 (base case) | sens1 | Capex 10% higher | OPTION 1 (base case)sens1 |  | 0 |  | 0 | 0 | 0 | 0 | 0 | 0 | 0 | 0 | 0 | 0 | 0 | 0 | 0 | 0 | 0 | 0 | 0 | 0 | 0 | 0 | 0 | 0 | 0 | 0 | 0 | 0
OPTION 1 (base case) | sens2 | Capex 10% lower | OPTION 1 (base case)sens2 |  | 0 |  | 0 | 0 | 0 | 0 | 0 | 0 | 0 | 0 | 0 | 0 | 0 | 0 | 0 | 0 | 0 | 0 | 0 | 0 | 0 | 0 | 0 | 0 | 0 | 0 | 0 | 0
OPTION 1 (base case) | sens3 | Increasing wind escalation | OPTION 1 (base case)sens3 |  | 0 |  | 0 | 0 | 0 | 0 | 0 | 0 | 0 | 0 | 0 | 0 | 0 | 0 | 0 | 0 | 0 | 0 | 0 | 0 | 0 | 0 | 0 | 0 | 0 | 0 | 0 | 0
OPTION 1 (base case) | sens4 |  | OPTION 1 (base case)sens4 |  | 0 |  | 0 | 0 | 0 | 0 | 0 | 0 | 0 | 0 | 0 | 0 | 0 | 0 | 0 | 0 | 0 | 0 | 0 | 0 | 0 | 0 | 0 | 0 | 0 | 0 | 0 | 0
OPTION 1 (base case) | sens5 |  | OPTION 1 (base case)sens5 |  | 0 |  | 0 | 0 | 0 | 0 | 0 | 0 | 0 | 0 | 0 | 0 | 0 | 0 | 0 | 0 | 0 | 0 | 0 | 0 | 0 | 0 | 0 | 0 | 0 | 0 | 0 | 0
OPTION 1 (base case) | sens | 0 | OPTION 1 (base case)sens |  | 0 |  | 0 | 0 | 0 | 0 | 0 | 0 | 0 | 0 | 0 | 0 | 0 | 0 | 0 | 0 | 0 | 0 | 0 | 0 | 0 | 0 | 0 | 0 | 0 | 0 | 0 | 0
OPTION 1 (base case) | sens | 0 | OPTION 1 (base case)sens |  | 0 |  | 0 | 0 | 0 | 0 | 0 | 0 | 0 | 0 | 0 | 0 | 0 | 0 | 0 | 0 | 0 | 0 | 0 | 0 | 0 | 0 | 0 | 0 | 0 | 0 | 0 | 0
OPTION 1 (base case) | sens | 0 | OPTION 1 (base case)sens |  | 0 |  | 0 | 0 | 0 | 0 | 0 | 0 | 0 | 0 | 0 | 0 | 0 | 0 | 0 | 0 | 0 | 0 | 0 | 0 | 0 | 0 | 0 | 0 | 0 | 0 | 0 | 0
Option 2 | NPV | Net benefits | Option 2NPV |  | 1123743.8213 |  | 0 | 0 | 0 | 0 | 55573.7935 | 69987.8773 | 77040.1319 | 88327.1847 | 101127.4346 | 110084.6614 | 107556.1879 | 105027.7144 | 102499.2408 | 99970.7673 | 97442.2937 | 94913.8202 | 92385.3466 | 89856.8731 | 87328.3996 | 84799.926 | 82271.4525 | 79742.9789 | 77214.5054 | 0 | 0 | 0
Option 2 | sens1 | Capex 10% higher | Option 2sens1 |  | 840484.1708 |  | 0 | 0 | 0 | 0 | 33057.169 | 47471.2528 | 54523.5075 | 65810.5602 | 78610.8101 | 87568.037 | 85039.5634 | 82511.0899 | 79982.6163 | 77454.1428 | 74925.6693 | 72397.1957 | 69868.7222 | 67340.2486 | 64811.7751 | 62283.3015 | 59754.828 | 57226.3545 | 54697.8809 | 0 | 0 | 0
Option 2 | sens2 | Capex 10% lower | Option 2sens2 |  | 1407003.4717 |  | 0 | 0 | 0 | 0 | 78090.418 | 92504.5017 | 99556.7564 | 110843.8091 | 123644.0591 | 132601.2859 | 130072.8124 | 127544.3388 | 125015.8653 | 122487.3917 | 119958.9182 | 117430.4447 | 114901.9711 | 112373.4976 | 109845.024 | 107316.5505 | 104788.0769 | 102259.6034 | 99731.1299 | 0 | 0 | 0
Option 2 | sens3 | Increasing wind escalation | Option 2sens3 |  | 1236537.5369 |  | 0 | 0 | 0 | 0 | 57043.7128 | 68789.1846 | 77063.6271 | 89656.3945 | 103871.7723 | 114318.149 | 113213.8397 | 112120.5678 | 111038.4648 | 109967.6641 | 108908.3015 | 107860.5149 | 106824.4443 | 105800.2322 | 104788.0232 | 103787.9643 | 102800.205 | 101824.8972 | 100862.1954 | 0 | 0 | 0
Option 2 | sens4 |  | Option 2sens4 |  | 1123743.8213 |  | 0 | 0 | 0 | 0 | 55573.7935 | 69987.8773 | 77040.1319 | 88327.1847 | 101127.4346 | 110084.6614 | 107556.1879 | 105027.7144 | 102499.2408 | 99970.7673 | 97442.2937 | 94913.8202 | 92385.3466 | 89856.8731 | 87328.3996 | 84799.926 | 82271.4525 | 79742.9789 | 77214.5054 | 0 | 0 | 0
Option 2 | sens5 |  | Option 2sens5 |  | 1123743.8213 |  | 0 | 0 | 0 | 0 | 55573.7935 | 69987.8773 | 77040.1319 | 88327.1847 | 101127.4346 | 110084.6614 | 107556.1879 | 105027.7144 | 102499.2408 | 99970.7673 | 97442.2937 | 94913.8202 | 92385.3466 | 89856.8731 | 87328.3996 | 84799.926 | 82271.4525 | 79742.9789 | 77214.5054 | 0 | 0 | 0
Option 2 | sens | 0 | Option 2sens |  | 1123743.8213 |  | 0 | 0 | 0 | 0 | 55573.7935 | 69987.8773 | 77040.1319 | 88327.1847 | 101127.4346 | 110084.6614 | 107556.1879 | 105027.7144 | 102499.2408 | 99970.7673 | 97442.2937 | 94913.8202 | 92385.3466 | 89856.8731 | 87328.3996 | 84799.926 | 82271.4525 | 79742.9789 | 77214.5054 | 0 | 0 | 0
Option 2 | sens | 0 | Option 2sens |  | 1123743.8213 |  | 0 | 0 | 0 | 0 | 55573.7935 | 69987.8773 | 77040.1319 | 88327.1847 | 101127.4346 | 110084.6614 | 107556.1879 | 105027.7144 | 102499.2408 | 99970.7673 | 97442.2937 | 94913.8202 | 92385.3466 | 89856.8731 | 87328.3996 | 84799.926 | 82271.4525 | 79742.9789 | 77214.5054 | 0 | 0 | 0
Option 2 | sens | 0 | Option 2sens |  | 1123743.8213 |  | 0 | 0 | 0 | 0 | 55573.7935 | 69987.8773 | 77040.1319 | 88327.1847 | 101127.4346 | 110084.6614 | 107556.1879 | 105027.7144 | 102499.2408 | 99970.7673 | 97442.2937 | 94913.8202 | 92385.3466 | 89856.8731 | 87328.3996 | 84799.926 | 82271.4525 | 79742.9789 | 77214.5054 | 0 | 0 | 0
[7 empty] | 0 | 0 | 0 | 0 | -319893.583 | -305479.4993 | -298427.2446 | -287140.1919 | -274339.9419 | -265382.7151 | -267911.1886 | -270439.6622 | -272968.1357 | -275496.6093 | -278025.0828 | -280553.5563 | -283082.0299 | -285610.5034 | -288138.977 | -290667.4505 | -293195.9241 | -295724.3976 | -298252.8711 | 0 | 0 | 0
Option 3 | NPV | Net benefits | Option 3NPV |  | -3599644.3567 |  | 0 | 0 | 0 | 0 | -319893.583 | -305479.4993 | -298427.2446 | -287140.1919 | -274339.9419 | -265382.7151 | -267911.1886 | -270439.6622 | -272968.1357 | -275496.6093 | -278025.0828 | -280553.5563 | -283082.0299 | -285610.5034 | -288138.977 | -290667.4505 | -293195.9241 | -295724.3976 | -298252.8711 | 0 | 0 | 0
Option 3 | sens1 | Capex 10% higher | Option 3sens1 |  | -4230638.6728 |  | 0 | 0 | 0 | 0 | -370052.0226 | -355637.9388 | -348585.6842 | -337298.6314 | -324498.3815 | -315541.1547 | -318069.6282 | -320598.1017 | -323126.5753 | -325655.0488 | -328183.5224 | -330711.9959 | -333240.4695 | -335768.943 | -338297.4165 | -340825.8901 | -343354.3636 | -345882.8372 | -348411.3107 | 0 | 0 | 0
Option 3 | sens2 | Capex 10% lower | Option 3sens2 |  | -2968650.0405 |  | 0 | 0 | 0 | 0 | -269735.1434 | -255321.0597 | -248268.805 | -236981.7523 | -224181.5024 | -215224.2755 | -217752.7491 | -220281.2226 | -222809.6961 | -225338.1697 | -227866.6432 | -230395.1168 | -232923.5903 | -235452.0639 | -237980.5374 | -240509.0109 | -243037.4845 | -245565.958 | -248094.4316 | 0 | 0 | 0
Option 3 | sens3 | Increasing wind escalation | Option 3sens3 |  | -3486850.6411 |  | 0 | 0 | 0 | 0 | -318423.6638 | -306678.1919 | -298403.7495 | -285810.982 | -271595.6043 | -261149.2275 | -262253.5368 | -263346.8087 | -264428.9118 | -265499.7124 | -266559.075 | -267606.8616 | -268642.9322 | -269667.1443 | -270679.3534 | -271679.4123 | -272667.1716 | -273642.4793 | -274605.1812 | 0 | 0 | 0
Option 3 | sens4 |  | Option 3sens4 |  | -3599644.3567 |  | 0 | 0 | 0 | 0 | -319893.583 | -305479.4993 | -298427.2446 | -287140.1919 | -274339.9419 | -265382.7151 | -267911.1886 | -270439.6622 | -272968.1357 | -275496.6093 | -278025.0828 | -280553.5563 | -283082.0299 | -285610.5034 | -288138.977 | -290667.4505 | -293195.9241 | -295724.3976 | -298252.8711 | 0 | 0 | 0
Option 3 | sens5 |  | Option 3sens5 |  | -3599644.3567 |  | 0 | 0 | 0 | 0 | -319893.583 | -305479.4993 | -298427.2446 | -287140.1919 | -274339.9419 | -265382.7151 | -267911.1886 | -270439.6622 | -272968.1357 | -275496.6093 | -278025.0828 | -280553.5563 | -283082.0299 | -285610.5034 | -288138.977 | -290667.4505 | -293195.9241 | -295724.3976 | -298252.8711 | 0 | 0 | 0
Option 3 | sens | 0 | Option 3sens |  | -3599644.3567 |  | 0 | 0 | 0 | 0 | -319893.583 | -305479.4993 | -298427.2446 | -287140.1919 | -274339.9419 | -265382.7151 | -267911.1886 | -270439.6622 | -272968.1357 | -275496.6093 | -278025.0828 | -280553.5563 | -283082.0299 | -285610.5034 | -288138.977 | -290667.4505 | -293195.9241 | -295724.3976 | -298252.8711 | 0 | 0 | 0
Option 3 | sens | 0 | Option 3sens |  | -3599644.3567 |  | 0 | 0 | 0 | 0 | -319893.583 | -305479.4993 | -298427.2446 | -287140.1919 | -274339.9419 | -265382.7151 | -267911.1886 | -270439.6622 | -272968.1357 | -275496.6093 | -278025.0828 | -280553.5563 | -283082.0299 | -285610.5034 | -288138.977 | -290667.4505 | -293195.9241 | -295724.3976 | -298252.8711 | 0 | 0 | 0
Option 3 | sens | 0 | Option 3sens |  | -3599644.3567 |  | 0 | 0 | 0 | 0 | -319893.583 | -305479.4993 | -298427.2446 | -287140.1919 | -274339.9419 | -265382.7151 | -267911.1886 | -270439.6622 | -272968.1357 | -275496.6093 | -278025.0828 | -280553.5563 | -283082.0299 | -285610.5034 | -288138.977 | -290667.4505 | -293195.9241 | -295724.3976 | -298252.8711 | 0 | 0 | 0
Option 4 | NPV | Net benefits | Option 4NPV |  | 0 |  | 0 | 0 | 0 | 0 | 0 | 0 | 0 | 0 | 0 | 0 | 0 | 0 | 0 | 0 | 0 | 0 | 0 | 0 | 0 | 0 | 0 | 0 | 0 | 0 | 0 | 0
Option 4 | sens1 | Capex 10% higher | Option 4sens1 |  | 0 |  | 0 | 0 | 0 | 0 | 0 | 0 | 0 | 0 | 0 | 0 | 0 | 0 | 0 | 0 | 0 | 0 | 0 | 0 | 0 | 0 | 0 | 0 | 0 | 0 | 0 | 0
Option 4 | sens2 | Capex 10% lower | Option 4sens2 |  | 0 |  | 0 | 0 | 0 | 0 | 0 | 0 | 0 | 0 | 0 | 0 | 0 | 0 | 0 | 0 | 0 | 0 | 0 | 0 | 0 | 0 | 0 | 0 | 0 | 0 | 0 | 0
Option 4 | sens3 | Increasing wind escalation | Option 4sens3 |  | 0 |  | 0 | 0 | 0 | 0 | 0 | 0 | 0 | 0 | 0 | 0 | 0 | 0 | 0 | 0 | 0 | 0 | 0 | 0 | 0 | 0 | 0 | 0 | 0 | 0 | 0 | 0
Option 4 | sens4 |  | Option 4sens4 |  | 0 |  | 0 | 0 | 0 | 0 | 0 | 0 | 0 | 0 | 0 | 0 | 0 | 0 | 0 | 0 | 0 | 0 | 0 | 0 | 0 | 0 | 0 | 0 | 0 | 0 | 0 | 0
Option 4 | sens5 |  | Option 4sens5 |  | 0 |  | 0 | 0 | 0 | 0 | 0 | 0 | 0 | 0 | 0 | 0 | 0 | 0 | 0 | 0 | 0 | 0 | 0 | 0 | 0 | 0 | 0 | 0 | 0 | 0 | 0 | 0
Option 4 | sens | 0 | Option 4sens |  | 0 |  | 0 | 0 | 0 | 0 | 0 | 0 | 0 | 0 | 0 | 0 | 0 | 0 | 0 | 0 | 0 | 0 | 0 | 0 | 0 | 0 | 0 | 0 | 0 | 0 | 0 | 0
Option 4 | sens | 0 | Option 4sens |  | 0 |  | 0 | 0 | 0 | 0 | 0 | 0 | 0 | 0 | 0 | 0 | 0 | 0 | 0 | 0 | 0 | 0 | 0 | 0 | 0 | 0 | 0 | 0 | 0 | 0 | 0 | 0
Option 4 | sens | 0 | Option 4sens |  | 0 |  | 0 | 0 | 0 | 0 | 0 | 0 | 0 | 0 | 0 | 0 | 0 | 0 | 0 | 0 | 0 | 0 | 0 | 0 | 0 | 0 | 0 | 0 | 0 | 0 | 0 | 0
Option 5 | NPV | Net benefits | Option 5NPV |  | 0 |  | 0 | 0 | 0 | 0 | 0 | 0 | 0 | 0 | 0 | 0 | 0 | 0 | 0 | 0 | 0 | 0 | 0 | 0 | 0 | 0 | 0 | 0 | 0 | 0 | 0 | 0
Option 5 | sens1 | Capex 10% higher | Option 5sens1 |  | 0 |  | 0 | 0 | 0 | 0 | 0 | 0 | 0 | 0 | 0 | 0 | 0 | 0 | 0 | 0 | 0 | 0 | 0 | 0 | 0 | 0 | 0 | 0 | 0 | 0 | 0 | 0
Option 5 | sens2 | Capex 10% lower | Option 5sens2 |  | 0 |  | 0 | 0 | 0 | 0 | 0 | 0 | 0 | 0 | 0 | 0 | 0 | 0 | 0 | 0 | 0 | 0 | 0 | 0 | 0 | 0 | 0 | 0 | 0 | 0 | 0 | 0
Option 5 | sens3 | Increasing wind escalation | Option 5sens3 |  | 0 |  | 0 | 0 | 0 | 0 | 0 | 0 | 0 | 0 | 0 | 0 | 0 | 0 | 0 | 0 | 0 | 0 | 0 | 0 | 0 | 0 | 0 | 0 | 0 | 0 | 0 | 0
Option 5 | sens4 |  | Option 5sens4 |  | 0 |  | 0 | 0 | 0 | 0 | 0 | 0 | 0 | 0 | 0 | 0 | 0 | 0 | 0 | 0 | 0 | 0 | 0 | 0 | 0 | 0 | 0 | 0 | 0 | 0 | 0 | 0
Option 5 | sens5 |  | Option 5sens5 |  | 0 |  | 0 | 0 | 0 | 0 | 0 | 0 | 0 | 0 | 0 | 0 | 0 | 0 | 0 | 0 | 0 | 0 | 0 | 0 | 0 | 0 | 0 | 0 | 0 | 0 | 0 | 0
Option 5 | sens | 0 | Option 5sens |  | 0 |  | 0 | 0 | 0 | 0 | 0 | 0 | 0 | 0 | 0 | 0 | 0 | 0 | 0 | 0 | 0 | 0 | 0 | 0 | 0 | 0 | 0 | 0 | 0 | 0 | 0 | 0
Option 5 | sens | 0 | Option 5sens |  | 0 |  | 0 | 0 | 0 | 0 | 0 | 0 | 0 | 0 | 0 | 0 | 0 | 0 | 0 | 0 | 0 | 0 | 0 | 0 | 0 | 0 | 0 | 0 | 0 | 0 | 0 | 0
Option 5 | sens | 0 | Option 5sens |  | 0 |  | 0 | 0 | 0 | 0 | 0 | 0 | 0 | 0 | 0 | 0 | 0 | 0 | 0 | 0 | 0 | 0 | 0 | 0 | 0 | 0 | 0 | 0 | 0 | 0 | 0 | 0
RESULTS
|  | 0 | 0 | 0 | 1 | 1 |  | 2028-29: #NAME?
|  | Option 1 (base case) | Option 2 | Option 3 | Option 4 | Option 5 |  | 2026-27: Max; 2028-29: Preferred
NPV | None | 0 | 1.1237 | -3.5996 |  |  |  | 2026-27: #NAME?; 2028-29: Option 2
sens1 | Capex 10% higher | 0 | 0.84048 | -4.2306 |  |  |  | 2026-27: #NAME?; 2028-29: Option 2
sens2 | Capex 10% lower | 0 | 1.407 | -2.9687 |  |  |  | 2026-27: #NAME?; 2028-29: Option 2
sens3 | Increasing wind escalation | 0 | 1.2365 | -3.4869 |  |  |  | 2026-27: #NAME?; 2028-29: Option 2
sens4 |  | 0 | 1.1237 | -3.5996 |  |  |  | 2026-27: #NAME?; 2028-29: Option 2
sens5 |  | 0 | 1.1237 | -3.5996 |  |  |  | 2026-27: #NAME?; 2028-29: Option 2
sens | 0 | [6 empty] | 2026-27: #NAME?; 2028-29: #NAME?
sens | 0 | [6 empty] | 2026-27: #NAME?; 2028-29: #NAME?
sens | 0 | [6 empty] | 2026-27: #NAME?; 2028-29: #NAME?

## Workings_risks
Powercor
Ballan microgrid
WORKINGS - RISKS
| Feeder escalation | Ratio to 2022 |  |  | 1.104 | 1.1377 | 1.1773 | 1.2162 | 1.2461 | 1.2764 | 1.321 | 1.371 | 1.409 | 1.409 | 1.409 | 1.409 | 1.409 | 1.409 | 1.409 | 1.409 | 1.409 | 1.409 | 1.409 | 1.409 | 1.409 | 1.409 | 1.409 | 1.409 | 1.409
| Microgrid average daily demand (MW) |  | 0.639
| Solar generation demand modifier |  | 0%
| Solar corrected microgrid average daily demand (MW) |  | 0.639
| No. customers in microgrid |  | 946
| BESS size (MWh) |  | 2 | Assume 1 charge cycle per day, full charge during solar peak to enable equivalent amount of solar
| Average outage duration due to bushfire |  | 25.1
| 5 year average historical outages (hours/annum, total) |  | 9.4767
| General outage escalation (% 2046 vs 2026) |  | 0%
[5 empty] | 2026-27 | 2027-28 | 2028-29 | 2029-30 | 2030-31 | 2031-32 | 2032-33 | 2033-34 | 2034-35 | 2035-36 | 2036-37 | 2037-38 | 2038-39 | 2039-40 | 2040-41 | 2041-42 | 2042-43 | 2043-44 | 2044-45 | 2045-46 | 2046-47 | 2047-48 | 2048-49 | 2049-50 | 2050-51
General outage escalator | bar: 2026-27 to 2050-51
| fire risk |  |  |  | 1.172% | 1.179% | 1.187% | 1.194% | 1.202% | 1.205% | 1.208% | 1.211% | 1.214% | 1.217% | 1.219% | 1.222% | 1.225% | 1.228% | 1.231% | 1.234% | 1.237% | 1.24% | 1.243% | 1.246% | 1.249% | 1.252% | 1.255% | 1.258% | 1.261%
| wind escalation |  |  |  | 1 | 1.0092 | 1.0184 | 1.0277 | 1.0369 | 1.0329 | 1.0289 | 1.0249 | 1.0209 | 1.0169 | 1.0129 | 1.0088 | 1.0048 | 1.0008 | 0.99683 | 0.99283 | 0.98882 | 0.98482 | 0.98081 | 0.97681 | 0.9728 | 0.9688 | 0.96479 | 0.96079 | 0.95678
| Change for sensitivity |  |  |  |  | -0.0091369 | -0.018108 | -0.026919 | -0.035573 | -0.031833 | -0.028064 | -0.024266 | -0.020438 | -0.016579 | -0.01269 | -0.0087708 | -0.0048198 | -0.00083729 | 0.0031773 | 0.0072242 | 0.011304 | 0.015417 | 0.019563 | 0.023744 | 0.027959 | 0.032209 | 0.036494 | 0.040814 | 0.045171
| Wind escalated worst served outage minutes |  |  |  | 567 | 572.2284 | 577.4568 | 582.6852 | 587.9136 | 585.6427 | 583.3717 | 581.1008 | 578.8299 | 576.5589 | 574.288 | 572.017 | 569.7461 | 567.4751 | 565.2042 | 562.9333 | 560.6623 | 558.3914 | 556.1204 | 553.8495 | 551.5785 | 549.3076 | 547.0367 | 544.7657 | 542.4948
| Hypothetical wind escalation worst served outage minutes |  |  |  | 567 | 567 | 567 | 567 | 567 | 567 | 567 | 567 | 567 | 567 | 567 | 567 | 567 | 567 | 567 | 567 | 567 | 567 | 567 | 567 | 567 | 567 | 567 | 567 | 567

## Reliability data
Cust Int Start Time | Cust Int End Time | Cause | SubCause | Cust Int Duration | Unplanned Cust Int Dur | Average reliability (used for energy at risk)
09.08.2019 15:08 | 09.08.2019 15:43 | Equip Fail | Conductor clashing | 35 | 35 | Annual outage mintues | 568.6
11.08.2019 18:42 | 11.08.2019 20:15 | Animals | Bird/Bat | 93 | 93
01.09.2019 15:13 | 01.09.2019 18:39 | Vegetation | Bark/Branch | 206 | 206
30.12.2019 15:08 | 30.12.2019 16:49 | Weather | Storm activity | 101 | 101 | Worst served
01.01.2020 21:01 | 01.01.2020 22:40 | Weather | Storm activity | 99 | 99 | Annual outage minutes for outages <12h | 567
01.03.2020 22:20 | 02.03.2020 01:05 | Unknown | No Cause Found | 165 | 165 | Annual outage minutes for outages <12h exceeding 500 mins | 67
01.04.2020 01:55 | 01.04.2020 02:42 | Equip Fail | Transformer failure | 94 | 94 | Annual outage hours for outages <12h exceeding 500 mins | 1.1167
01.04.2020 05:44 | 01.04.2020 05:59 | Equip Fail | Transformer failure | 30 | 30
08.06.2020 05:04 | 08.06.2020 06:04 | Equip Fail | U/G cable, Joint, Termination failure | 240 | 240
10.06.2021 04:12 | 10.06.2021 16:20 | Weather | Storm activity | 728 | 728 | Resilience
14.07.2021 10:50 | 14.07.2021 12:37 | Equip Fail | Corrosion | 107 | 107 | Annual outage minutes for outages >=12h | 1.6
28.07.2021 07:49 | 28.07.2021 08:31 | Vegetation | Bark/Branch | 42 | 42 | Annual outage minutes 12>t>24 hours | 1.6
15.10.2021 18:07 | 15.10.2021 18:35 | Vegetation | Bark/Branch | 28 | 28 | Annual outage minutes >24 hours | 0
29.10.2021 06:19 | 29.10.2021 16:28 | Weather | Wind | 609 | 609 | Annual outage minutes >72 hours | 0
14.02.2022 07:34 | 14.02.2022 08:41 | Equip Fail | Transformer failure | 67 | 67
15/03/2023 11:49 | 15/03/2023 12:21 | Unknown | No Cause Found | 32 | 32 | Residential resilience hours at 2x VCR (12-24h) | 0.026667
21/06/2023 13:22 | 21/06/2023 15:15 | Equip Fail | Electrical Overload | 113 | 113 | Residential resilience hours at 1.5x VCR (>24h) | 0
02/01/2024 13:53 | 02/01/2024 14:31 | Weather | Storm activity | 38 | 38
11/03/2024 01:47 | 11/03/2024 02:03 | Equip Fail | Transformer failure | 16 | 16 | Business resilience hours at 1.5x VCR (12-24h) | 0.026667
[6 empty] | Business resilience hours at 0.5x VCR (>72 hours) | 0

## Misc_calcs
Powercor
Ballan microgrid
ESCALATION & OTHER
| Year end |  |  | 2021-06-30 | 2022-06-30 | 2023-06-30 | 2024-06-30 | 2025-06-30 | 2026-06-30
| Actual/forecast CPI (June to June) |  |  | 0% | 0.8606% | 3.498% | 7.832% | 4.052% | 3%
| HY ending |  |  | 2021-06-30 | 2021-12-31 | 2022-06-30 | 2022-12-31 | 2023-06-30 | 2023-12-31 | 2024-06-30 | 2024-12-31 | 2025-06-30 | 2025-12-31 | 2026-06-30
| FY ending |  |  | 2021-06-30 | 2022-06-30 | 2022-06-30 | 2023-06-30 | 2023-06-30 | 2024-06-30 | 2024-06-30 | 2025-06-30 | 2025-06-30 | 2026-06-30 | 2026-06-30
| Actual/forecast CPI (June to June) |  |  | 0% | 0.8606% | 0.8606% | 3.498% | 3.498% | 7.832% | 7.832% | 4.052% | 4.052% | 3% | 3%
| Actual cumulative HY escalation |  |  | 1 | 1.0043 | 1.0086 | 1.0261 | 1.0439 | 1.084 | 1.1256 | 1.1482 | 1.1713 | 1.1887 | 1.2064
| Convert from input dollars | 2023-12-31 | 1.084
| To output dollars | 2026-06-30 | 1.2064
| Conversion from input dollars to output dollars |  | 1.1129
| Convert from VCR date | 2023-12-31 | 1.084
| To input dollars | 2023-12-31 | 1.084
| VCR escalation |  | 1
| Start_year | 2026-27
FIRST YEAR
| Option | First year | Option included
| Option 2 | 3 | TRUE
| Option 3 | 3 | TRUE
| Option 4 | Not used | FALSE
| Option 5 | Not used | FALSE
| First year | 3
Weighted average VCR
| PAL:Weighted average VCR | #VALUE!
FLAGS
| Option 1 (base case) | FALSE | FALSE
FALSE
FALSE
| Option 2 | FALSE | FALSE
FALSE
FALSE
| Option 3 | FALSE | FALSE
FALSE
FALSE
| Option 4 | FALSE | FALSE
FALSE
FALSE
| Option 5 | FALSE | FALSE
FALSE
FALSE
Message | !! Capex asset life required !!
!

## Data
Powercor
Ballan microgrid
DATA
Options
|  | Not used | Text |  | Flags for compliance project
Option1 | Option 1 (base case) | FALSE |  | Option 1 (base case): No change to existing practices | FALSE
Option2 | Option 2 | FALSE |  |  | FALSE
Option3 | Option 3 | FALSE |  |  | FALSE
Option4 | Option 4 | TRUE | Not used |  | TRUE
Option5 | Option 5 | TRUE | Not used |  | TRUE
Compliance project |  |  | Yes | FALSE
No change to existing practices
Not applicable (compliance)
For conditional formatting of preferred option on Summary :
< Enter description >
Categories
Short categ
| Capital expenditure | -1
| Annualised capex | -1
| Operating expenditure | -1
| Risk mitigated | 1
| Other benefits value | 1
| Net benefits | 1
| Total risk cost | 1
Benefits
|  | Short categ | Flag to include | Units | Defined value
1 | Unserved energy | Energy | FALSE | MWh | FALSE
2 | Safety | Safety | FALSE | $ | TRUE
3 | Unplanned replacement | UnRepl | FALSE | $ | TRUE
4 | Bushfire | Fire | FALSE | $ | TRUE
5 | Reduction in CO2 emissions | Carbon | TRUE | MWh | FALSE
6 | Reliability in worst-served areas | Other | TRUE | MWh | FALSE
7 | Network resilience | Other | TRUE | MWh | FALSE
8 | Enabling solar exports | Other | TRUE | MWh | FALSE
9 | Aesthetics | Other | TRUE | Customers impacted | FALSE
10 | Customer value of time - residential | Other | TRUE | Customer minutes | FALSE
11 | Customer value of time - business | Other | TRUE | Customer minutes | FALSE
12 | Communication | Other | TRUE | Customers impacted | FALSE
13 | Information accessibility | Other | TRUE | Customers impacted | FALSE
Value of benefits
Powercor
| Reliability in worst-served areas | per MWh | 151432.8174
| Network resilience | per MWh | 24590
| Enabling solar exports | per MWh | 88.3577
| Aesthetics | per customer impacted | 0
| Customer value of time - residential | per minute customer time | 0.35181
| Customer value of time - business | per minute customer time | 0.35181
| Communication | per customer impacted | 0
| Information accessibility | per customer impacted | 0
Conversions
| thous_conv | 1000
| mill_conv | 1000000
Message
| Message | Enter asset life
Error message |  | Remove inputs prior to start year
Disproportionate factors applied to various bushfire and other risk valuations
| - Select - |  |  |  | 0
| Harm to property from network |  |  |  | 1
| Harm to property from bushfire |  |  |  | 1
| Harm to environment |  |  |  | 1
| Safety - Public trespass |  |  |  | 1
| Safety - Single fatality or serious injury ^ |  |  |  | 3
| Safety from bushfire in HBRA |  |  |  | 3
| Safety - Multiple fatality or serious injury ^ |  |  |  | 6
| Safety from bushfire (REFCL declared areas) |  |  |  | 6
| Safety from bushfire (electric line construction areas) |  |  |  | 10
Total annualised capex
Energy at risk value
Total other benefits
DROPDOWN LISTS
| Business |  |  |  | Type | Include | Dollar inputs - month |  |  | Not used options | Conversions | Dollar inputs - year | Compliance | Capex first year
| CitiPower | CP | CP: |  | - Select - | 0 | June | 6 | CY | Not used |  | 2026 | No | 2026-27
| Powercor | PA | PAL: |  | Capex | 1899-12-31 | December | 12 | FY |  |  | 2025 | Yes | 2025-26
| United Energy | UE | UE: |  | Opex | [6 empty] | 2024 |  | 2024-25
2023
2022
2021
2020